## TitlePage
Report on the Capacity, Demand, and Reserves in the ERCOT Region May 2011 (June 9, 2011 Revision 2)

## Contents
Contents
Tab | Notes
Disclaimer | Please read.
Definitions | List of definitions
Changes from 2010 CDR (December Update) | List of changes from the 2010 CDR (December Update)
SummerSummary | Shows load forecast, generation resources, and reserve margin for Summer 2011 through Summer 2020
SummerCapacities | Lists units and their capabilities used in determining the generation resources in the Summer Summary
WinterSummary | Shows load forecast, generation resources, and reserve margin for Winter 2011 through Winter 2020
WinterCapacities | Lists units and their capabilities used in determining the generation resources in the Winter Summary
LongTermProjections | Graphs of capacity and demand through 2031
SummerFuelTypes | Lists generation fuel types by MW and by percentage for Summer 2011 through Summer 2020
WinterFuelTypes | Lists generation fuel types by MW and by percentage for Winter 2011 through Winter 2020
SummerLoadbyCounty | Shows estimated Summer non-coincident load by county for 2011 through 2020
SummerGenerationbyCounty | Shows Summer generation by county for 2011 through 2020
SummerImport-ExportbyCounty | Shows calculated import or export by county for Summer 2011 through Summer 2020
WinterLoadbyCounty | Shows estimated Winter non-coincident load by county for 2011 through 2020
WinterGenerationbyCounty | Shows Winter generation by county for 2011 through 2020
WinterImport-ExportbyCounty | Shows calculated import or export by county for Winter 2011 through Winter 2020

## Disclaimer
Disclaimer
CDR WORKING PAPER
FOR PLANNING PURPOSES ONLY
This ERCOT Working Paper has been prepared for specific ERCOT and market participant purposes and has been developed from data provided by ERCOT market participants. The data may contain errors or become obsolete and thereby affect the conclusions and opinions of the Working Paper. ERCOT MAKES NO WARRANTY, EXPRESS OR IMPLIED, INCLUDING ANY WARRANTY OF MERCHANTABILITY OR FITNESS FOR ANY PARTICULAR PURPOSE, AND DISCLAIMS ANY AND ALL LIABILITY WITH RESPECT TO THE ACCURACY OF SAME OR THE FITNESS OR APPROPRIATENESS OF SAME FOR ANY PARTICULAR USE. THIS ERCOT WORKING PAPER IS SUPPLIED WITH ALL FAULTS. The specific suitability for any use of the Working Paper and its accuracy should be confirmed by each ERCOT market participant that contributed data for this Working Paper.
This Working Paper is based on data submitted by ERCOT market participants as part of their Annual Load Data Request (ALDR) and their resource asset registration and on data in the EIA-411. As such, this data is updated on an ongoing basis, which means that this report can be rendered obsolete without notice.

## Definitions
Definitions
Available Mothballed Generation
The probability that a mothballed unit will return to service, as provided by its owner, multiplied by the capacity of the unit. Return probabilities are considered protected information under the ERCOT Protocols and therefore are not included in this report.
Effective Load-Carrying Capability (ELCC) of Wind Generation
The amount of wind generation that the Generation Adequacy Task Force (GATF) has recommended to be included in the CDR. The value is 8.7% of the nameplate capacity listed in the Unit Capacities tables, both installed capacity and planned capacity.
Forecast Zone
Forecast Zones have the same boundaries as the 2003 ERCOT Congestion Management Zones. Each Resource will be mapped to a Forecast Zone during the registration process.
LaaRs (Loads acting as resources)
Load capable of reducing or increasing the need for electrical energy or providing Ancillary Services to the ERCOT System, as described in the ERCOT Protocols, Section 6, Ancillary Services. These Resources may provide the following Ancillary Services: Responsive Reserve Service, Non-Spinning Reserve Service, Replacement Reserve Service, and Regulation Service. The Resources must be registered and qualified by ERCOT and will be scheduled by a Qualified Scheduling Entity
Mothballed Capacity
The difference in the available mothballed generation (see definition above) and the total mothballed capacity. This value is zero in the upcoming Summer CDR Report because there isn't enough time to return those units to service before the start of the summer.
Mothballed Unit
A generation resource for which a generation entity has submitted a Notification of Suspension of Operations, for which ERCOT has declined to execute an RMR agreement, and for which the generation entity has not announced retirement of the generation resource.
Net Dependable Capability
Maximum sustainable capability of a generation resource as demonstrated by performance testing.
Non-Synchronous Tie
Any non-synchronous transmission interconnection between ERCOT and non-ERCOT electric power systems
Other Potential Resources
Capacity resources that include one of the following:
• Remaining "mothballed" capacity not included as resources in the reserve margin calculation
• Remaining DC tie capacity not included as resources in the reserve margin calculation, and
• New generating units that have initiated full transmission interconnection studies through the ERCOT generation interconnection process (Note that new wind units would be included based on the appropriate discounted capacity value applied to existing wind generating units.)
Planned Units in Full Interconnection Study Phase
To connect new generation to the ERCOT grid, a generation developer must go through a set procedure. The first step is a high-level screening study to determine the effects of adding the new generation on the transmission system. The second step is the full interconnection study. These are detailed studies done by the transmission owners to determine the effects of the addition of new generation on the transmission system.
Private Networks
An electric network connected to the ERCOT transmission grid that contains load that is not directly metered by ERCOT (i.e., load that is typically netted with internal generation).
Reliability Must-Run (RMR) Unit
A generation resource unit operated under the terms of an agreement with ERCOT that would not otherwise be operated except that they are necessary to provide voltage support, stability or management of localized transmission constraints under first contingency criteria.
Signed IA (Interconnection Agreement)
An agreement that sets forth requirements for physical connection between an eligible transmission service customer and a transmission or distribution service provider
Switchable Unit
A generation resource that can be connected to either the ERCOT transmission grid or a grid outside the ERCOT Region.

## Changes
Changes from 2010 CDR (December Update)
1 | This report now incorporates a ten year planning horizon pursuant to recently approved Planning Guide 002.
2 | An increase in Operational Units capacity is due to the return to service of Greens Bayou 5, the addition of the Jack County Gas units, and the Lufkin Biomass unit.
3 | The 2011 forecast is included. The key inputs for this forecast are: 1) Moody's base economic forecast and 2) normalized weather. The 2011 forecasting process results in high peak demands when compared to the 2010 forecast. The 2010 forecast utilized Moody's low economic forecast to better reflect prevailing economic conditions at that time.
4 | Energy efficiency impacts based on 82R-SB1125 requirement for 0.4% of peak demand
5 | Units that are still in the interconnection study process are required to keep their planned in-service dates updated; Any updates provided by developers are reflected; ERCOT did not explicitly survey all of these units, as they do not count toward the reserve margins.
6 | ERCOT surveyed all generators with Interconnection Agreements to update in-service dates; The committed projects shown on the table below have delayed their commercial operations date:
|  | INR | SiteName | Capacity | Fuel | Former COD | New COD
|  | 06INR0022c | Penascal Wind Farm 3 | 202 | Wind | 2012-12-31 | 2013-12-31
|  | 10INR0022 | Pondera King Power Project | 1,380 | Gas | 2014-06-01 | 2015-06-01
|  | 12INR0016a | Las Brisas Energy Center Phase 1 | 620 | Other | 2015-07-01 | 2015-10-01
|  | 12INR0016b | Las Brisas Energy Center Phase 2 | 620 | Other | 2016-07-01 | 2016-10-01
|  | 14INR0002 | Coleto Creek Unit 2 | 660 | Coal | 2016-01-01 | 2017-01-01
| Revision 1 | 2011-06-02 | Corrected double entry of a gas unit addition
| Revision 2 | 2011-06-09 | Corrected formulas that computed Winter potential resource totals

## SummerSummary
2011 Report on the Capacity, Demand, and Reserves in the ERCOT Region
Summer Summary
Load Forecast: |  | 2011 | 2012 | 2013 | 2014 | 2015 | 2016 | 2017 | 2018 | 2019 | 2020
| Total Summer Peak Demand, MW | 63898 | 65665 | 67757 | 70540 | 72591 | 74198 | 75365 | 76654 | 77866 | 79274
| less LAARs Serving as Responsive Reserve, MW | 1063 | 1063 | 1063 | 1063 | 1063 | 1063 | 1063 | 1063 | 1063 | 1063
| less LAARs Serving as Non-Spinning Reserve, MW | 0 | 0 | 0 | 0 | 0 | 0 | 0 | 0 | 0 | 0
| less Emergency Interruptible Load Service | 420.8 | 462.88 | 509.168 | 560.0848 | 616.0933 | 677.7026 | 745.4729 | 820.0202 | 902.0222 | 992.2244
| less Energy Efficiency Programs (per SB1125) | 127.796 | 259.126 | 394.64 | 535.72 | 680.902 | 829.298 | 980.028 | 1133.336 | 1289.068 | 1447.616
| Firm Load Forecast, MW | 62286.404 | 63879.994 | 65790.192 | 68381.1952 | 70231.0047 | 71627.9994 | 72576.4991 | 73637.6438 | 74611.9098 | 75771.1596
Resources: |  | 2011 | 2012 | 2013 | 2014 | 2015 | 2016 | 2017 | 2018 | 2019 | 2020
| Installed Capacity, MW | 63858.517 | 63858.517 | 63858.517 | 63858.517 | 63858.517 | 63858.517 | 63858.517 | 63858.517 | 63858.517 | 63858.517
| Capacity from Private Networks, MW | 5023 | 5071 | 5074 | 5074 | 5074 | 5074 | 5074 | 5074 | 5074 | 5074
| Effective Load-Carrying Capability (ELCC) of Wind Generation, MW | 822.2844 | 822.2844 | 822.2844 | 822.2844 | 822.2844 | 822.2844 | 822.2844 | 822.2844 | 822.2844 | 822.2844
| RMR Units to be under Contract, MW | 0 | 0 | 0 | 0 | 0 | 0 | 0 | 0 | 0 | 0
| Operational Generation, MW | 69703.8014 | 69751.8014 | 69754.8014 | 69754.8014 | 69754.8014 | 69754.8014 | 69754.8014 | 69754.8014 | 69754.8014 | 69754.8014
| 50% of Non-Synchronous Ties, MW | 553 | 553 | 553 | 553 | 553 | 553 | 553 | 553 | 553 | 553
| Switchable Units, MW | 2962 | 2962 | 2962 | 2962 | 2962 | 2962 | 2962 | 2962 | 2962 | 2962
| Available Mothballed Generation , MW | 0 | 109.64 | 146.28 | 163.54 | 180.8 | 198.06 | 198.06 | 198.06 | 198.06 | 198.06
| Planned Units (not wind) with Signed IA and Air Permit, MW | 260 | 1940 | 1940 | 2720 | 4880 | 5500 | 6780 | 6780 | 6780 | 6780
| ELCC of Planned Wind Units with Signed IA, MW | 13.05 | 65.424 | 113.274 | 130.848 | 130.848 | 130.848 | 130.848 | 130.848 | 130.848 | 130.848
| Total Resources, MW | 73491.8514 | 75381.8654 | 75469.3554 | 76284.1894 | 78461.4494 | 79098.7094 | 80378.7094 | 80378.7094 | 80378.7094 | 80378.7094
| less Switchable Units Unavailable to ERCOT, MW | 317 | 317 | 317 | 317 | 317 | 317 | 0 | 0 | 0 | 0
| less Retiring Units, MW | 0 | 0 | 0 | 0 | 0 | 0 | 0 | 0 | 0 | 0
| Resources, MW | 73174.8514 | 75064.8654 | 75152.3554 | 75967.1894 | 78144.4494 | 78781.7094 | 80378.7094 | 80378.7094 | 80378.7094 | 80378.7094
| Reserve Margin | 17.48% | 17.51% | 14.23% | 11.09% | 11.27% | 9.987% | 10.75% | 9.154% | 7.729% | 6.081%
(Resources - Firm Load Forecast)/Firm Load Forecast
Other Potential Resources: |  | 553 | 11200.3437 | 12280.6437 | 15231.8642 | 15932.1412 | 18693.0752 | 19394.0752 | 19395.0752 | 22596.0752 | 22597.0752
| Mothballed Capacity , MW | 0 | 2447.36 | 2410.72 | 2393.46 | 2376.2 | 2358.94 | 2358.94 | 2358.94 | 2358.94 | 2358.94
| 50% of Non-Synchronous Ties, MW | 553 | 553 | 553 | 553 | 553 | 553 | 554 | 555 | 556 | 557
| Planned Units in Full Interconnection Study Phase, MW | 0 | 8199.9837 | 9316.9237 | 12285.4042 | 13002.9412 | 15781.1352 | 16481.1352 | 16481.1352 | 19681.1352 | 19681.1352
2010 Report on the Capacity, Demand, and Reserves in the ERCOT Region
Summer Summary
|  | 70850.7845 | 72663.4932 | 74836.3434 | 77783.6095 | 79887.7679 | 81476.8493 | 82555.7678 | 83762.8199 | 84871.0474 | 86189.6941

## SummerCapacities
Unit Capacities - Summer
Units used in determining the generation resources in the Summer Summary
Operational capacities are based on unit testing. Other capacities are based on information provided by the plant owners. This list includes MW available to the grid from private network (self-serve) units. It also includes distributed generation units that have registered with ERCOT. Data without unit names are for private network units or are planned generation that is not public.
Unit Name | Unit Code | County | Fuel | Forecast Zone | Year In Service | 2011 | 2012 | 2013 | 2014 | 2015 | 2016 | 2017 | 2018 | 2019 | 2020
Coastal Plains RDF | _AV_DG1 | Galveston | Biomass | Houston | 2003 | 6.7 | 6.7 | 6.7 | 6.7 | 6.7 | 6.7 | 6.7 | 6.7 | 6.7 | 6.7
Atascocita 1 | _HB_DG1 | Harris | Biomass | Houston | 2003 | 10.1 | 10.1 | 10.1 | 10.1 | 10.1 | 10.1 | 10.1 | 10.1 | 10.1 | 10.1
Bluebonnet 1 | _LB_DG1 | Harris | Biomass | Houston | 2003 | 3.9 | 3.9 | 3.9 | 3.9 | 3.9 | 3.9 | 3.9 | 3.9 | 3.9 | 3.9
Amistad Hydro 1 | AMISTAD_AMISTAG1 | Val Verde | Hydro | South | 1983 | 37.9 | 37.9 | 37.9 | 37.9 | 37.9 | 37.9 | 37.9 | 37.9 | 37.9 | 37.9
Amistad Hydro 2 | AMISTAD_AMISTAG2 | Val Verde | Hydro | South | 1983 | 37.9 | 37.9 | 37.9 | 37.9 | 37.9 | 37.9 | 37.9 | 37.9 | 37.9 | 37.9
AES Deepwater | APD_APD_PS1 | Harris | Other | Houston | 2010 | bar: 2011 to 2020
Atkins 7 | ATKINS_ATKINSG7 | Brazos | Gas | North | 1973 | 20 | 20 | 20 | 20 | 20 | 20 | 20 | 20 | 20 | 20
Austin 1 | AUSTPL_AUSTING1 | Travis | Hydro | South | 1940 | 8 | 8 | 8 | 8 | 8 | 8 | 8 | 8 | 8 | 8
Austin 2 | AUSTPL_AUSTING2 | Travis | Hydro | South | 1940 | 9 | 9 | 9 | 9 | 9 | 9 | 9 | 9 | 9 | 9
ExTex La Porte Pwr Stn (AirPro) 1 | AZ_AZ_G1 | Harris | Gas | Houston | 2009 | 38 | 38 | 38 | 38 | 38 | 38 | 38 | 38 | 38 | 38
ExTex La Porte Pwr Stn (AirPro) 2 | AZ_AZ_G2 | Harris | Gas | Houston | 2009 | 38 | 38 | 38 | 38 | 38 | 38 | 38 | 38 | 38 | 38
ExTex La Porte Pwr Stn(AirPro) 3 | AZ_AZ_G3 | Harris | Gas | Houston | 2009 | 38 | 38 | 38 | 38 | 38 | 38 | 38 | 38 | 38 | 38
ExTex La Porte Pwr Stn (AirPro) 4 | AZ_AZ_G4 | Harris | Gas | Houston | 2009 | 38 | 38 | 38 | 38 | 38 | 38 | 38 | 38 | 38 | 38
B M Davis 1 | B_DAVIS_B_DAVIG1 | Nueces | Gas | South | 1974 | 335 | 335 | 335 | 335 | 335 | 335 | 335 | 335 | 335 | 335
B M Davis 2 | B_DAVIS_B_DAVIG2 | Nueces | Gas | South | 1976 | 308 | 308 | 308 | 308 | 308 | 308 | 308 | 308 | 308 | 308
B M Davis 3 | B_DAVIS_B_DAVIG3 | Nueces | Gas | South | 2009 | 175.1 | 175.1 | 175.1 | 175.1 | 175.1 | 175.1 | 175.1 | 175.1 | 175.1 | 175.1
B M Davis 4 | B_DAVIS_B_DAVIG4 | Nueces | Gas | South | 2009 | 175.1 | 175.1 | 175.1 | 175.1 | 175.1 | 175.1 | 175.1 | 175.1 | 175.1 | 175.1
Bastrop Energy Center 1 | BASTEN_GTG1100 | Bastrop | Gas | South | 2002 | 150 | 150 | 150 | 150 | 150 | 150 | 150 | 150 | 150 | 150
Bastrop Energy Center 2 | BASTEN_GTG2100 | Bastrop | Gas | South | 2002 | 150 | 150 | 150 | 150 | 150 | 150 | 150 | 150 | 150 | 150
Bastrop Energy Center 3 | BASTEN_ST0100 | Bastrop | Gas | South | 2002 | 233 | 233 | 233 | 233 | 233 | 233 | 233 | 233 | 233 | 233
Big Brown 1 | BBSES_UNIT1 | Freestone | Coal | North | 1971 | 600 | 600 | 600 | 600 | 600 | 600 | 600 | 600 | 600 | 600
Big Brown 2 | BBSES_UNIT2 | Freestone | Coal | North | 1972 | 595 | 595 | 595 | 595 | 595 | 595 | 595 | 595 | 595 | 595
Bosque County Peaking 1 | BOSQUESW_BSQSU_1 | Bosque | Gas | North | 2000 | 153 | 153 | 153 | 153 | 153 | 153 | 153 | 153 | 153 | 153
Bosque County Peaking 2 | BOSQUESW_BSQSU_2 | Bosque | Gas | North | 2000 | 153 | 153 | 153 | 153 | 153 | 153 | 153 | 153 | 153 | 153
Bosque County Peaking 3 | BOSQUESW_BSQSU_3 | Bosque | Gas | North | 2001 | 154 | 154 | 154 | 154 | 154 | 154 | 154 | 154 | 154 | 154
Bosque County Peaking 4 | BOSQUESW_BSQSU_4 | Bosque | Gas | North | 2001 | 83 | 83 | 83 | 83 | 83 | 83 | 83 | 83 | 83 | 83
Bosque County Unit 5 | BOSQUESW_BSQSU_5 | Bosque | Gas | North | 2009 | 240 | 240 | 240 | 240 | 240 | 240 | 240 | 240 | 240 | 240
A von Rosenberg 1-CT1 | BRAUNIG_AVR1_CT1 | Bexar | Gas | South | 2000 | 145 | 145 | 145 | 145 | 145 | 145 | 145 | 145 | 145 | 145
A von Rosenberg 1-CT2 | BRAUNIG_AVR1_CT2 | Bexar | Gas | South | 2000 | 145 | 145 | 145 | 145 | 145 | 145 | 145 | 145 | 145 | 145
A von Rosenberg 1-ST1 | BRAUNIG_AVR1_ST | Bexar | Gas | South | 2000 | 160 | 160 | 160 | 160 | 160 | 160 | 160 | 160 | 160 | 160
V H Braunig 1 | BRAUNIG_VHB1 | Bexar | Gas | South | 1966 | 215 | 215 | 215 | 215 | 215 | 215 | 215 | 215 | 215 | 215
V H Braunig 2 | BRAUNIG_VHB2 | Bexar | Gas | South | 1968 | 220 | 220 | 220 | 220 | 220 | 220 | 220 | 220 | 220 | 220
V H Braunig 3 | BRAUNIG_VHB3 | Bexar | Gas | South | 1970 | 412 | 412 | 412 | 412 | 412 | 412 | 412 | 412 | 412 | 412
V H Braunig 5 | BRAUNIG_VHB6CT5 | Bexar | Gas | South | 2009 | 48 | 48 | 48 | 48 | 48 | 48 | 48 | 48 | 48 | 48
V H Braunig 6 | BRAUNIG_VHB6CT6 | Bexar | Gas | South | 2009 | 48 | 48 | 48 | 48 | 48 | 48 | 48 | 48 | 48 | 48
V H Braunig 7 | BRAUNIG_VHB6CT7 | Bexar | Gas | South | 2009 | 48 | 48 | 48 | 48 | 48 | 48 | 48 | 48 | 48 | 48
V H Braunig 8 | BRAUNIG_VHB6CT8 | Bexar | Gas | South | 2009 | 48 | 48 | 48 | 48 | 48 | 48 | 48 | 48 | 48 | 48
Buchanan 1 | BUCHAN_BUCHANG1 | Llano | Hydro | South | 1938 | 18 | 18 | 18 | 18 | 18 | 18 | 18 | 18 | 18 | 18
Buchanan 2 | BUCHAN_BUCHANG2 | Llano | Hydro | South | 1938 | 18 | 18 | 18 | 18 | 18 | 18 | 18 | 18 | 18 | 18
Buchanan 3 | BUCHAN_BUCHANG3 | Llano | Hydro | South | 1950 | 18 | 18 | 18 | 18 | 18 | 18 | 18 | 18 | 18 | 18
Brazos Valley 1 | BVE_UNIT1 | Ft Bend | Gas | Houston | 2003 | 163 | 163 | 163 | 163 | 163 | 163 | 163 | 163 | 163 | 163
Brazos Valley 2 | BVE_UNIT2 | Ft Bend | Gas | Houston | 2003 | 163 | 163 | 163 | 163 | 163 | 163 | 163 | 163 | 163 | 163
Brazos Valley 3 | BVE_UNIT3 | Ft Bend | Gas | Houston | 2003 | 253 | 253 | 253 | 253 | 253 | 253 | 253 | 253 | 253 | 253
J K Spruce 1 | CALAVERS_JKS1 | Bexar | Coal | South | 1992 | 555 | 555 | 555 | 555 | 555 | 555 | 555 | 555 | 555 | 555
J K Spruce 2 | CALAVERS_JKS2 | Bexar | Coal | South | 2010 | 785 | 785 | 785 | 785 | 785 | 785 | 785 | 785 | 785 | 785
J T Deely 1 | CALAVERS_JTD1 | Bexar | Coal | South | 1977 | 440 | 440 | 440 | 440 | 440 | 440 | 440 | 440 | 440 | 440
J T Deely 2 | CALAVERS_JTD2 | Bexar | Coal | South | 1978 | 440 | 440 | 440 | 440 | 440 | 440 | 440 | 440 | 440 | 440
O W Sommers 1 | CALAVERS_OWS1 | Bexar | Gas | South | 1972 | 420 | 420 | 420 | 420 | 420 | 420 | 420 | 420 | 420 | 420
O W Sommers 2 | CALAVERS_OWS2 | Bexar | Gas | South | 1974 | 420 | 420 | 420 | 420 | 420 | 420 | 420 | 420 | 420 | 420
Canyon 1 | CANYHY_CANYHYG1 | Comal | Hydro | South | 1989 | 3 | 3 | 3 | 3 | 3 | 3 | 3 | 3 | 3 | 3
Canyon 2 | CANYHY_CANYHYG2 | Comal | Hydro | South | 1989 | 3 | 3 | 3 | 3 | 3 | 3 | 3 | 3 | 3 | 3
Colorado Bend Energy Center | CBEC_GT1 | Wharton | Gas | Houston | 2007 | 75 | 75 | 75 | 75 | 75 | 75 | 75 | 75 | 75 | 75
Colorado Bend Energy Center | CBEC_GT2 | Wharton | Gas | Houston | 2007 | 69 | 69 | 69 | 69 | 69 | 69 | 69 | 69 | 69 | 69
Colorado Bend Energy Center | CBEC_GT3 | Wharton | Gas | Houston | 2008 | 77 | 77 | 77 | 77 | 77 | 77 | 77 | 77 | 77 | 77
Colorado Bend Energy Center | CBEC_GT4 | Wharton | Gas | Houston | 2008 | 71 | 71 | 71 | 71 | 71 | 71 | 71 | 71 | 71 | 71
Colorado Bend Energy Center | CBEC_STG1 | Wharton | Gas | Houston | 2007 | 103 | 103 | 103 | 103 | 103 | 103 | 103 | 103 | 103 | 103
Colorado Bend Energy Center | CBEC_STG2 | Wharton | Gas | Houston | 2008 | 104 | 104 | 104 | 104 | 104 | 104 | 104 | 104 | 104 | 104
Cedar Bayou 1 | CBY_CBY_G1 | Chambers | Gas | Houston | 1970 | 745 | 745 | 745 | 745 | 745 | 745 | 745 | 745 | 745 | 745
Cedar Bayou 2 | CBY_CBY_G2 | Chambers | Gas | Houston | 1972 | 749 | 749 | 749 | 749 | 749 | 749 | 749 | 749 | 749 | 749
Cedar Bayou 4 | CBY4_CT41 | Chambers | Gas | Houston | 2009 | 180 | 180 | 180 | 180 | 180 | 180 | 180 | 180 | 180 | 180
Cedar Bayou 5 | CBY4_CT42 | Chambers | Gas | Houston | 2009 | 180 | 180 | 180 | 180 | 180 | 180 | 180 | 180 | 180 | 180
Cedar Bayou 6 | CBY4_ST04 | Chambers | Gas | Houston | 2009 | 190 | 190 | 190 | 190 | 190 | 190 | 190 | 190 | 190 | 190
Coleto Creek | COLETO_COLETOG1 | Goliad | Coal | South | 1980 | 640 | 640 | 640 | 640 | 640 | 640 | 640 | 640 | 640 | 640
Comanche Peak 1 | CPSES_UNIT1 | Somervell | Nuclear | North | 1990 | 1210 | 1210 | 1210 | 1210 | 1210 | 1210 | 1210 | 1210 | 1210 | 1210
Comanche Peak 2 | CPSES_UNIT2 | Somervell | Nuclear | North | 1993 | 1197 | 1197 | 1197 | 1197 | 1197 | 1197 | 1197 | 1197 | 1197 | 1197
Small Hydro of Texas 1 | CUECPL_UNIT1 | Dewitt | Hydro | South | 1992 | bar: 2011 to 2020
CVC Channelview 1 | CVC_CVC_G1 | Harris | Gas | Houston | 2008 | 156 | 156 | 156 | 156 | 156 | 156 | 156 | 156 | 156 | 156
CVC Channelview 2 | CVC_CVC_G2 | Harris | Gas | Houston | 2008 | 158 | 158 | 158 | 158 | 158 | 158 | 158 | 158 | 158 | 158
CVC Channelview 3 | CVC_CVC_G3 | Harris | Gas | Houston | 2008 | 160 | 160 | 160 | 160 | 160 | 160 | 160 | 160 | 160 | 160
CVC Channelview 5 | CVC_CVC_G5 | Harris | Gas | Houston | 2008 | 122 | 122 | 122 | 122 | 122 | 122 | 122 | 122 | 122 | 122
Dansby 1 | DANSBY_DANSBYG1 | Brazos | Gas | North | 1978 | 110 | 110 | 110 | 110 | 110 | 110 | 110 | 110 | 110 | 110
Dansby 2 | DANSBY_DANSBYG2 | Brazos | Gas | North | 2004 | 48 | 48 | 48 | 48 | 48 | 48 | 48 | 48 | 48 | 48
Dansby 3 | DANSBY_DANSBYG3 | Brazos | Gas | North | 2010 | 48 | 48 | 48 | 48 | 48 | 48 | 48 | 48 | 48 | 48
DeCordova A | DCSES_CT10 | Hood | Gas | North | 2010 | 71 | 71 | 71 | 71 | 71 | 71 | 71 | 71 | 71 | 71
DeCordova B | DCSES_CT20 | Hood | Gas | North | 2010 | 70 | 70 | 70 | 70 | 70 | 70 | 70 | 70 | 70 | 70
DeCordova C | DCSES_CT30 | Hood | Gas | North | 2010 | 69 | 69 | 69 | 69 | 69 | 69 | 69 | 69 | 69 | 69
DeCordova D | DCSES_CT40 | Hood | Gas | North | 2010 | 68 | 68 | 68 | 68 | 68 | 68 | 68 | 68 | 68 | 68
Deer Park Energy Center 1 | DDPEC_GT1 | Harris | Gas | Houston | 2002 | 163.2 | 163.2 | 163.2 | 163.2 | 163.2 | 163.2 | 163.2 | 163.2 | 163.2 | 163.2
Deer Park Energy Center 2 | DDPEC_GT2 | Harris | Gas | Houston | 2002 | 157.1 | 157.1 | 157.1 | 157.1 | 157.1 | 157.1 | 157.1 | 157.1 | 157.1 | 157.1
Deer Park Energy Center 3 | DDPEC_GT3 | Harris | Gas | Houston | 2002 | 157.5 | 157.5 | 157.5 | 157.5 | 157.5 | 157.5 | 157.5 | 157.5 | 157.5 | 157.5
Deer Park Energy Center 4 | DDPEC_GT4 | Harris | Gas | Houston | 2002 | 157 | 157 | 157 | 157 | 157 | 157 | 157 | 157 | 157 | 157
Deer Park Energy Center S | DDPEC_ST1 | Harris | Gas | Houston | 2002 | 238.2 | 238.2 | 238.2 | 238.2 | 238.2 | 238.2 | 238.2 | 238.2 | 238.2 | 238.2
Decker Creek 1 | DECKER_DPG1 | Travis | Gas | South | 2000 | 315 | 315 | 315 | 315 | 315 | 315 | 315 | 315 | 315 | 315
Decker Creek 2 | DECKER_DPG2 | Travis | Gas | South | 2000 | 420 | 420 | 420 | 420 | 420 | 420 | 420 | 420 | 420 | 420
Decker Creek G1 | DECKER_DPGT_1 | Travis | Gas | South | 2000 | 48 | 48 | 48 | 48 | 48 | 48 | 48 | 48 | 48 | 48
Decker Creek G2 | DECKER_DPGT_2 | Travis | Gas | South | 2000 | 48 | 48 | 48 | 48 | 48 | 48 | 48 | 48 | 48 | 48
Decker Creek G3 | DECKER_DPGT_3 | Travis | Gas | South | 2000 | 48 | 48 | 48 | 48 | 48 | 48 | 48 | 48 | 48 | 48
Decker Creek G4 | DECKER_DPGT_4 | Travis | Gas | South | 2000 | 48 | 48 | 48 | 48 | 48 | 48 | 48 | 48 | 48 | 48
Rhodia Houston Plant | DG__HG_2UNITS | Harris | Other | Houston | 1970 | 7.5 | 7.5 | 7.5 | 7.5 | 7.5 | 7.5 | 7.5 | 7.5 | 7.5 | 7.5
Oak Ridge North 1-3 | DG__RA_3UNITS | Montgomery | Other | Houston | 1993 | 4.8 | 4.8 | 4.8 | 4.8 | 4.8 | 4.8 | 4.8 | 4.8 | 4.8 | 4.8
Fresno Energy | DG__SO_1UNIT | Fort Bend | Other | Houston | 2010 | 1.6 | 1.6 | 1.6 | 1.6 | 1.6 | 1.6 | 1.6 | 1.6 | 1.6 | 1.6
DFW Gas Recovery | DG_BIO2_4UNITS | Denton | Biomass | North | 1980 | 6.4 | 6.4 | 6.4 | 6.4 | 6.4 | 6.4 | 6.4 | 6.4 | 6.4 | 6.4
Bio Energy Partners | DG_BIOE_2UNITS | Denton | Gas | North | 1988 | 5.6 | 5.6 | 5.6 | 5.6 | 5.6 | 5.6 | 5.6 | 5.6 | 5.6 | 5.6
Skyline Landfill Gas | DG_FERIS_4UNITS | Dallas | Other | North | 2007 | 6.4 | 6.4 | 6.4 | 6.4 | 6.4 | 6.4 | 6.4 | 6.4 | 6.4 | 6.4
Trinity Oaks LFG | DG_KLBRG_1UNIT | Dallas | Biomass | North | 2009 | 3.2 | 3.2 | 3.2 | 3.2 | 3.2 | 3.2 | 3.2 | 3.2 | 3.2 | 3.2
GBRA 4 & 5 | DG_LKWDT_2UNITS | Gonzales | Other | South | 1931 | 4.8 | 4.8 | 4.8 | 4.8 | 4.8 | 4.8 | 4.8 | 4.8 | 4.8 | 4.8
Lewisville 1 | DG_LWSVL_1UNIT | Denton | Hydro | North | 1992 | 2.8 | 2.8 | 2.8 | 2.8 | 2.8 | 2.8 | 2.8 | 2.8 | 2.8 | 2.8
McQueeney (Abbott) | DG_MCQUE_5UNITS | Guadalupe | Hydro | South | 1927 | 8 | 8 | 8 | 8 | 8 | 8 | 8 | 8 | 8 | 8
Covel Gardens LG Power Stn | DG_MEDIN_1UNIT | Bexar | Other | South | 2005 | 10 | 10 | 10 | 10 | 10 | 10 | 10 | 10 | 10 | 10
Nelson Gardens Landfill 1 | DG_PEARS_2UNITS | Bexar | Other | South | 1990 | 3.6 | 3.6 | 3.6 | 3.6 | 3.6 | 3.6 | 3.6 | 3.6 | 3.6 | 3.6
FW Region LFG Gen Facility 1 | DG_RDLML_1UNIT | Tarrant | Other | North | 1988 | 1.5 | 1.5 | 1.5 | 1.5 | 1.5 | 1.5 | 1.5 | 1.5 | 1.5 | 1.5
RGV Sugar Mill | DG_S_SNR_UNIT1 | Hidalgo | Biomass | South | 1973 | 4.5 | 4.5 | 4.5 | 4.5 | 4.5 | 4.5 | 4.5 | 4.5 | 4.5 | 4.5
Dunlop (Schumansville) 1 | DG_SCHUM_2UNITS | Guadalupe | Hydro | South | 1927 | 3.6 | 3.6 | 3.6 | 3.6 | 3.6 | 3.6 | 3.6 | 3.6 | 3.6 | 3.6
Austin Landfill Gas | DG_SPRIN_4UNITS | Travis | Other | South | 1988 | 6.4 | 6.4 | 6.4 | 6.4 | 6.4 | 6.4 | 6.4 | 6.4 | 6.4 | 6.4
AEDOMG 1 | DG_SUMMI_1UNIT | Travis | Gas | South | 2004 | 5 | 5 | 5 | 5 | 5 | 5 | 5 | 5 | 5 | 5
Tessman Road 1 | DG_WALZE_4UNITS | Bexar | Biomass | South | 2003 | 10 | 10 | 10 | 10 | 10 | 10 | 10 | 10 | 10 | 10
Denison Dam 1 | DNDAM_DENISOG1 | Grayson | Hydro | North | 1944 | 40 | 40 | 40 | 40 | 40 | 40 | 40 | 40 | 40 | 40
Denison Dam 2 | DNDAM_DENISOG2 | Grayson | Hydro | North | 1948 | 40 | 40 | 40 | 40 | 40 | 40 | 40 | 40 | 40 | 40
Hidalgo 1 | DUKE_DUKE_GT1 | Hidalgo | Gas | South | 2000 | 145 | 145 | 145 | 145 | 145 | 145 | 145 | 145 | 145 | 145
Hidalgo 2 | DUKE_DUKE_GT2 | Hidalgo | Gas | South | 2000 | 145 | 145 | 145 | 145 | 145 | 145 | 145 | 145 | 145 | 145
Hidalgo 3 | DUKE_DUKE_ST1 | Hidalgo | Gas | South | 2000 | 170 | 170 | 170 | 170 | 170 | 170 | 170 | 170 | 170 | 170
Eagle Pass 1 | EAGLE_HY_EAGLE_HY1 | Maverick | Hydro | South | 1954 | 2 | 2 | 2 | 2 | 2 | 2 | 2 | 2 | 2 | 2
Eagle Pass 2 | EAGLE_HY_EAGLE_HY2 | Maverick | Hydro | South | 1954 | 2 | 2 | 2 | 2 | 2 | 2 | 2 | 2 | 2 | 2
Eagle Pass 3 | EAGLE_HY_EAGLE_HY3 | Maverick | Hydro | South | 1954 | 2 | 2 | 2 | 2 | 2 | 2 | 2 | 2 | 2 | 2
Ennis Power Station 2 | ETCCS_CT1 | Ellis | Gas | North | 2002 | 196 | 196 | 196 | 196 | 196 | 196 | 196 | 196 | 196 | 196
Ennis Power Station 1 | ETCCS_UNIT1 | Ellis | Gas | North | 2002 | 116 | 116 | 116 | 116 | 116 | 116 | 116 | 116 | 116 | 116
Falcon Hydro 1 | FALCON_FALCONG1 | Starr | Hydro | South | 1954 | 12 | 12 | 12 | 12 | 12 | 12 | 12 | 12 | 12 | 12
Falcon Hydro 2 | FALCON_FALCONG2 | Starr | Hydro | South | 1954 | 12 | 12 | 12 | 12 | 12 | 12 | 12 | 12 | 12 | 12
Falcon Hydro 3 | FALCON_FALCONG3 | Starr | Hydro | South | 1954 | 12 | 12 | 12 | 12 | 12 | 12 | 12 | 12 | 12 | 12
Thomas C Ferguson 1 | FERGUS_FERGUSG1 | Llano | Gas | South | 1974 | 424 | 424 | 424 | 424 | 424 | 424 | 424 | 424 | 424 | 424
Calenergy (Falcon Seaboard) 1 | FLCNS_UNIT1 | Howard | Gas | West | 1987 | 75 | 75 | 75 | 75 | 75 | 75 | 75 | 75 | 75 | 75
Calenergy (Falcon Seaboard) 2 | FLCNS_UNIT2 | Howard | Gas | West | 1987 | 75 | 75 | 75 | 75 | 75 | 75 | 75 | 75 | 75 | 75
Calenergy (Falcon Seaboard) 3 | FLCNS_UNIT3 | Howard | Gas | West | 1988 | 70 | 70 | 70 | 70 | 70 | 70 | 70 | 70 | 70 | 70
Fayette Power Project 1 | FPPYD1_FPP_G1 | Fayette | Coal | South | 1979 | 608 | 608 | 608 | 608 | 608 | 608 | 608 | 608 | 608 | 608
Fayette Power Project 2 | FPPYD1_FPP_G2 | Fayette | Coal | South | 1980 | 608 | 608 | 608 | 608 | 608 | 608 | 608 | 608 | 608 | 608
Fayette Power Project 3 | FPPYD2_FPP_G3 | Fayette | Coal | South | 1988 | 445 | 445 | 445 | 445 | 445 | 445 | 445 | 445 | 445 | 445
Freestone Energy Center 1 | FREC_GT1 | Freestone | Gas | North | 2002 | 152 | 152 | 152 | 152 | 152 | 152 | 152 | 152 | 152 | 152
Freestone Energy Center 2 | FREC_GT2 | Freestone | Gas | North | 2002 | 152 | 152 | 152 | 152 | 152 | 152 | 152 | 152 | 152 | 152
Freestone Energy Center 4 | FREC_GT4 | Freestone | Gas | North | 2002 | 152 | 152 | 152 | 152 | 152 | 152 | 152 | 152 | 152 | 152
Freestone Energy Center 5 | FREC_GT5 | Freestone | Gas | North | 2002 | 152 | 152 | 152 | 152 | 152 | 152 | 152 | 152 | 152 | 152
Freestone Energy Center 3 | FREC_ST3 | Freestone | Gas | North | 2002 | 175 | 175 | 175 | 175 | 175 | 175 | 175 | 175 | 175 | 175
Freestone Energy Center 6 | FREC_ST6 | Freestone | Gas | North | 2002 | 175 | 175 | 175 | 175 | 175 | 175 | 175 | 175 | 175 | 175
Forney Energy Center GT11 | FRNYPP_GT11 | Kaufman | Gas | North | 2003 | 178.19 | 178.19 | 178.19 | 178.19 | 178.19 | 178.19 | 178.19 | 178.19 | 178.19 | 178.19
Forney Energy Center GT12 | FRNYPP_GT12 | Kaufman | Gas | North | 2003 | 178.19 | 178.19 | 178.19 | 178.19 | 178.19 | 178.19 | 178.19 | 178.19 | 178.19 | 178.19
Forney Energy Center GT13 | FRNYPP_GT13 | Kaufman | Gas | North | 2003 | 178.19 | 178.19 | 178.19 | 178.19 | 178.19 | 178.19 | 178.19 | 178.19 | 178.19 | 178.19
Forney Energy Center GT21 | FRNYPP_GT21 | Kaufman | Gas | North | 2003 | 178.19 | 178.19 | 178.19 | 178.19 | 178.19 | 178.19 | 178.19 | 178.19 | 178.19 | 178.19
Forney Energy Center GT22 | FRNYPP_GT22 | Kaufman | Gas | North | 2003 | 178.19 | 178.19 | 178.19 | 178.19 | 178.19 | 178.19 | 178.19 | 178.19 | 178.19 | 178.19
Forney Energy Center GT23 | FRNYPP_GT23 | Kaufman | Gas | North | 2003 | 178.19 | 178.19 | 178.19 | 178.19 | 178.19 | 178.19 | 178.19 | 178.19 | 178.19 | 178.19
Forney Energy Center STG10 | FRNYPP_ST10 | Kaufman | Gas | North | 2003 | 405 | 405 | 405 | 405 | 405 | 405 | 405 | 405 | 405 | 405
Forney Energy Center STG20 | FRNYPP_ST20 | Kaufman | Gas | North | 2003 | 405 | 405 | 405 | 405 | 405 | 405 | 405 | 405 | 405 | 405
Frontera 1 | FRONTERA_FRONTEG1 | Hidalgo | Gas | South | 1999 | 141 | 141 | 141 | 141 | 141 | 141 | 141 | 141 | 141 | 141
Frontera 2 | FRONTERA_FRONTEG2 | Hidalgo | Gas | South | 1999 | 141 | 141 | 141 | 141 | 141 | 141 | 141 | 141 | 141 | 141
Frontera 3 | FRONTERA_FRONTEG3 | Hidalgo | Gas | South | 2000 | 173 | 173 | 173 | 173 | 173 | 173 | 173 | 173 | 173 | 173
Greens Bayou 5 | GBY_GBY_5 | Harris | Gas | Houston | 1973 | 406 | 406 | 406 | 406 | 406 | 406 | 406 | 406 | 406 | 406
Greens Bayou 73 | GBY_GBYGT73 | Harris | Gas | Houston | 1976 | 46 | 46 | 46 | 46 | 46 | 46 | 46 | 46 | 46 | 46
Greens Bayou 74 | GBY_GBYGT74 | Harris | Gas | Houston | 1976 | 46 | 46 | 46 | 46 | 46 | 46 | 46 | 46 | 46 | 46
Greens Bayou 81 | GBY_GBYGT81 | Harris | Gas | Houston | 1976 | 46 | 46 | 46 | 46 | 46 | 46 | 46 | 46 | 46 | 46
Greens Bayou 82 | GBY_GBYGT82 | Harris | Gas | Houston | 1976 | 58 | 58 | 58 | 58 | 58 | 58 | 58 | 58 | 58 | 58
Greens Bayou 83 | GBY_GBYGT83 | Harris | Gas | Houston | 1976 | 56 | 56 | 56 | 56 | 56 | 56 | 56 | 56 | 56 | 56
Greens Bayou 84 | GBY_GBYGT84 | Harris | Gas | Houston | 1976 | 58 | 58 | 58 | 58 | 58 | 58 | 58 | 58 | 58 | 58
Gibbons Creek 1 | GIBCRK_GIB_CRG1 | Grimes | Coal | North | 1982 | 470 | 470 | 470 | 470 | 470 | 470 | 470 | 470 | 470 | 470
Sim Gideon 1 | GIDEON_GIDEONG1 | Bastrop | Gas | South | 1965 | 136 | 136 | 136 | 136 | 136 | 136 | 136 | 136 | 136 | 136
Sim Gideon 2 | GIDEON_GIDEONG2 | Bastrop | Gas | South | 1968 | 136 | 136 | 136 | 136 | 136 | 136 | 136 | 136 | 136 | 136
Sim Gideon 3 | GIDEON_GIDEONG3 | Bastrop | Gas | South | 1972 | 336 | 336 | 336 | 336 | 336 | 336 | 336 | 336 | 336 | 336
Graham 1 | GRSES_UNIT1 | Young | Gas | West | 1960 | 225 | 225 | 225 | 225 | 225 | 225 | 225 | 225 | 225 | 225
Graham 2 | GRSES_UNIT2 | Young | Gas | West | 1969 | 390 | 390 | 390 | 390 | 390 | 390 | 390 | 390 | 390 | 390
Guadalupe Gen Stn 1 | GUADG_GAS1 | Guadalupe | Gas | South | 2000 | 151 | 151 | 151 | 151 | 151 | 151 | 151 | 151 | 151 | 151
Guadalupe Gen Stn 2 | GUADG_GAS2 | Guadalupe | Gas | South | 2000 | 151 | 151 | 151 | 151 | 151 | 151 | 151 | 151 | 151 | 151
Guadalupe Gen Stn 3 | GUADG_GAS3 | Guadalupe | Gas | South | 2000 | 149 | 149 | 149 | 149 | 149 | 149 | 149 | 149 | 149 | 149
Guadalupe Gen Stn 4 | GUADG_GAS4 | Guadalupe | Gas | South | 2000 | 152 | 152 | 152 | 152 | 152 | 152 | 152 | 152 | 152 | 152
Guadalupe Gen Stn 5 | GUADG_STM5 | Guadalupe | Gas | South | 2000 | 170 | 170 | 170 | 170 | 170 | 170 | 170 | 170 | 170 | 170
Guadalupe Gen Stn 6 | GUADG_STM6 | Guadalupe | Gas | South | 2000 | 169 | 169 | 169 | 169 | 169 | 169 | 169 | 169 | 169 | 169
Hays Energy Facility 1 | HAYSEN_HAYSENG1 | Hays | Gas | South | 2002 | 216 | 216 | 216 | 216 | 216 | 216 | 216 | 216 | 216 | 216
Hays Energy Facility 2 | HAYSEN_HAYSENG2 | Hays | Gas | South | 2002 | 216 | 216 | 216 | 216 | 216 | 216 | 216 | 216 | 216 | 216
Hays Energy Facility 3 | HAYSEN_HAYSENG3 | Hays | Gas | South | 2002 | 225 | 225 | 225 | 225 | 225 | 225 | 225 | 225 | 225 | 225
Hays Energy Facility 4 | HAYSEN_HAYSENG4 | Hays | Gas | South | 2002 | 225 | 225 | 225 | 225 | 225 | 225 | 225 | 225 | 225 | 225
Handley 3 | HLSES_UNIT3 | Tarrant | Gas | North | 1963 | 395 | 395 | 395 | 395 | 395 | 395 | 395 | 395 | 395 | 395
Handley 4 | HLSES_UNIT4 | Tarrant | Gas | North | 1976 | 435 | 435 | 435 | 435 | 435 | 435 | 435 | 435 | 435 | 435
Handley 5 | HLSES_UNIT5 | Tarrant | Gas | North | 1977 | 435 | 435 | 435 | 435 | 435 | 435 | 435 | 435 | 435 | 435
Inks 1 | INKSDA_INKS_G1 | Llano | Hydro | South | 1938 | 14 | 14 | 14 | 14 | 14 | 14 | 14 | 14 | 14 | 14
Jack County GenFacility 1 | JACKCNTY_CT1 | Jack | Gas | North | 2005 | 142 | 142 | 142 | 142 | 142 | 142 | 142 | 142 | 142 | 142
Jack County GenFacility 1 | JACKCNTY_CT2 | Jack | Gas | North | 2005 | 142 | 142 | 142 | 142 | 142 | 142 | 142 | 142 | 142 | 142
Jack County GenFacility 1 | JACKCNTY_STG | Jack | Gas | North | 2005 | 281 | 281 | 281 | 281 | 281 | 281 | 281 | 281 | 281 | 281
Laredo Peaking 4 | LARDVFTN_G4 | Webb | Gas | South | 2008 | 94.2 | 94.2 | 94.2 | 94.2 | 94.2 | 94.2 | 94.2 | 94.2 | 94.2 | 94.2
Laredo Peaking 5 | LARDVFTN_G5 | Webb | Gas | South | 2008 | 94.2 | 94.2 | 94.2 | 94.2 | 94.2 | 94.2 | 94.2 | 94.2 | 94.2 | 94.2
Limestone 1 | LEG_LEG_G1 | Limestone | Coal | North | 1985 | 831 | 831 | 831 | 831 | 831 | 831 | 831 | 831 | 831 | 831
Limestone 2 | LEG_LEG_G2 | Limestone | Coal | North | 1986 | 858 | 858 | 858 | 858 | 858 | 858 | 858 | 858 | 858 | 858
Leon Creek Peaking 1 | LEON_CRK_LCPCT1 | Bexar | Gas | South | 2004 | 45 | 45 | 45 | 45 | 45 | 45 | 45 | 45 | 45 | 45
Leon Creek Peaking 2 | LEON_CRK_LCPCT2 | Bexar | Gas | South | 2004 | 45 | 45 | 45 | 45 | 45 | 45 | 45 | 45 | 45 | 45
Leon Creek Peaking 3 | LEON_CRK_LCPCT3 | Bexar | Gas | South | 2004 | 45 | 45 | 45 | 45 | 45 | 45 | 45 | 45 | 45 | 45
Leon Creek Peaking 4 | LEON_CRK_LCPCT4 | Bexar | Gas | South | 2004 | 45 | 45 | 45 | 45 | 45 | 45 | 45 | 45 | 45 | 45
Lufkin Biomass | LFBIO_UNIT1 | Angelina | Biomass | North | 2011 | 45 | 45 | 45 | 45 | 45 | 45 | 45 | 45 | 45 | 45
Lake Hubbard 2 | LH2SES_UNIT2 | Dallas | Gas | North | 2010 | 524 | 524 | 524 | 524 | 524 | 524 | 524 | 524 | 524 | 524
Lake Hubbard 1 | LHSES_UNIT1 | Dallas | Gas | North | 1970 | 392 | 392 | 392 | 392 | 392 | 392 | 392 | 392 | 392 | 392
Lost Pines 1 | LOSTPI_LOSTPGT1 | Bastrop | Gas | South | 2001 | 167 | 167 | 167 | 167 | 167 | 167 | 167 | 167 | 167 | 167
Lost Pines 2 | LOSTPI_LOSTPGT2 | Bastrop | Gas | South | 2001 | 164 | 164 | 164 | 164 | 164 | 164 | 164 | 164 | 164 | 164
Lost Pines 3 | LOSTPI_LOSTPST1 | Bastrop | Gas | South | 2001 | 184 | 184 | 184 | 184 | 184 | 184 | 184 | 184 | 184 | 184
Lamar Power Project CT11 | LPCCS_CT11 | Lamar | Gas | North | 2000 | 166 | 166 | 166 | 166 | 166 | 166 | 166 | 166 | 166 | 166
Lamar Power Project CT12 | LPCCS_CT12 | Lamar | Gas | North | 2000 | 166 | 166 | 166 | 166 | 166 | 166 | 166 | 166 | 166 | 166
Lamar Power Project CT21 | LPCCS_CT21 | Lamar | Gas | North | 2000 | 166 | 166 | 166 | 166 | 166 | 166 | 166 | 166 | 166 | 166
Lamar Power Project CT22 | LPCCS_CT22 | Lamar | Gas | North | 2000 | 166 | 166 | 166 | 166 | 166 | 166 | 166 | 166 | 166 | 166
Lamar Power Project STG1 | LPCCS_UNIT1 | Lamar | Gas | North | 2000 | 204.3 | 204.3 | 204.3 | 204.3 | 204.3 | 204.3 | 204.3 | 204.3 | 204.3 | 204.3
Lamar Power Project STG2 | LPCCS_UNIT2 | Lamar | Gas | North | 2000 | 204.3 | 204.3 | 204.3 | 204.3 | 204.3 | 204.3 | 204.3 | 204.3 | 204.3 | 204.3
Marble Falls 1 | MARBFA_MARBFAG1 | Burnet | Hydro | South | 1951 | 21 | 21 | 21 | 21 | 21 | 21 | 21 | 21 | 21 | 21
Marble Falls 2 | MARBFA_MARBFAG2 | Burnet | Hydro | South | 1951 | 21 | 21 | 21 | 21 | 21 | 21 | 21 | 21 | 21 | 21
Marshall Ford 1 | MARSFO_MARSFOG1 | Travis | Hydro | South | 1941 | 36 | 36 | 36 | 36 | 36 | 36 | 36 | 36 | 36 | 36
Marshall Ford 2 | MARSFO_MARSFOG2 | Travis | Hydro | South | 1941 | 36 | 36 | 36 | 36 | 36 | 36 | 36 | 36 | 36 | 36
Marshall Ford 3 | MARSFO_MARSFOG3 | Travis | Hydro | South | 1941 | 29 | 29 | 29 | 29 | 29 | 29 | 29 | 29 | 29 | 29
Mountain Creek 6 | MCSES_UNIT6 | Dallas | Gas | North | 1956 | 120 | 120 | 120 | 120 | 120 | 120 | 120 | 120 | 120 | 120
Mountain Creek 7 | MCSES_UNIT7 | Dallas | Gas | North | 1958 | 115 | 115 | 115 | 115 | 115 | 115 | 115 | 115 | 115 | 115
Mountain Creek 8 | MCSES_UNIT8 | Dallas | Gas | North | 1967 | 565 | 565 | 565 | 565 | 565 | 565 | 565 | 565 | 565 | 565
Midlothian 1 | MDANP_CT1 | Ellis | Gas | North | 2001 | 216 | 216 | 216 | 216 | 216 | 216 | 216 | 216 | 216 | 216
Midlothian 2 | MDANP_CT2 | Ellis | Gas | North | 2001 | 216 | 216 | 216 | 216 | 216 | 216 | 216 | 216 | 216 | 216
Midlothian 3 | MDANP_CT3 | Ellis | Gas | North | 2001 | 216 | 216 | 216 | 216 | 216 | 216 | 216 | 216 | 216 | 216
Midlothian 4 | MDANP_CT4 | Ellis | Gas | North | 2001 | 216 | 216 | 216 | 216 | 216 | 216 | 216 | 216 | 216 | 216
Midlothian 5 | MDANP_CT5 | Ellis | Gas | North | 2002 | 225 | 225 | 225 | 225 | 225 | 225 | 225 | 225 | 225 | 225
Midlothian 6 | MDANP_CT6 | Ellis | Gas | North | 2002 | 225 | 225 | 225 | 225 | 225 | 225 | 225 | 225 | 225 | 225
Morgan Creek A | MGSES_CT1 | Mitchell | Gas | West | 1988 | 68 | 68 | 68 | 68 | 68 | 68 | 68 | 68 | 68 | 68
Morgan Creek B | MGSES_CT2 | Mitchell | Gas | West | 1988 | 68 | 68 | 68 | 68 | 68 | 68 | 68 | 68 | 68 | 68
Morgan Creek C | MGSES_CT3 | Mitchell | Gas | West | 1988 | 68 | 68 | 68 | 68 | 68 | 68 | 68 | 68 | 68 | 68
Morgan Creek D | MGSES_CT4 | Mitchell | Gas | West | 1988 | 68 | 68 | 68 | 68 | 68 | 68 | 68 | 68 | 68 | 68
Morgan Creek E | MGSES_CT5 | Mitchell | Gas | West | 1988 | 68 | 68 | 68 | 68 | 68 | 68 | 68 | 68 | 68 | 68
Morgan Creek F | MGSES_CT6 | Mitchell | Gas | West | 1988 | 67 | 67 | 67 | 67 | 67 | 67 | 67 | 67 | 67 | 67
R W Miller 1 | MIL_MILLERG1 | Palo Pinto | Gas | North | 2000 | 75 | 75 | 75 | 75 | 75 | 75 | 75 | 75 | 75 | 75
R W Miller 2 | MIL_MILLERG2 | Palo Pinto | Gas | North | 2000 | 120 | 120 | 120 | 120 | 120 | 120 | 120 | 120 | 120 | 120
R W Miller 3 | MIL_MILLERG3 | Palo Pinto | Gas | North | 2000 | 208 | 208 | 208 | 208 | 208 | 208 | 208 | 208 | 208 | 208
R W Miller 4 | MIL_MILLERG4 | Palo Pinto | Gas | North | 2000 | 104 | 104 | 104 | 104 | 104 | 104 | 104 | 104 | 104 | 104
R W Miller 5 | MIL_MILLERG5 | Palo Pinto | Gas | North | 2000 | 104 | 104 | 104 | 104 | 104 | 104 | 104 | 104 | 104 | 104
Martin Lake 1 | MLSES_UNIT1 | Rusk | Coal | North | 1977 | 805 | 805 | 805 | 805 | 805 | 805 | 805 | 805 | 805 | 805
Martin Lake 2 | MLSES_UNIT2 | Rusk | Coal | North | 1978 | 810 | 810 | 810 | 810 | 810 | 810 | 810 | 810 | 810 | 810
Martin Lake 3 | MLSES_UNIT3 | Rusk | Coal | North | 1979 | 810 | 810 | 810 | 810 | 810 | 810 | 810 | 810 | 810 | 810
Monticello 1 | MNSES_UNIT1 | Titus | Coal | North | 1974 | 565 | 565 | 565 | 565 | 565 | 565 | 565 | 565 | 565 | 565
Monticello 2 | MNSES_UNIT2 | Titus | Coal | North | 1975 | 565 | 565 | 565 | 565 | 565 | 565 | 565 | 565 | 565 | 565
Monticello 3 | MNSES_UNIT3 | Titus | Coal | North | 1978 | 760 | 760 | 760 | 760 | 760 | 760 | 760 | 760 | 760 | 760
Magic Valley 1 | NEDIN_NEDIN_G1 | Hidalgo | Gas | South | 2001 | 190 | 190 | 190 | 190 | 190 | 190 | 190 | 190 | 190 | 190
Magic Valley 2 | NEDIN_NEDIN_G2 | Hidalgo | Gas | South | 2001 | 190 | 190 | 190 | 190 | 190 | 190 | 190 | 190 | 190 | 190
Magic Valley 3 | NEDIN_NEDIN_G3 | Hidalgo | Gas | South | 2001 | 210 | 210 | 210 | 210 | 210 | 210 | 210 | 210 | 210 | 210
Nueces Bay 7 | NUECES_B_NUECESG7 | Nueces | Gas | South | 1972 | 308 | 308 | 308 | 308 | 308 | 308 | 308 | 308 | 308 | 308
Nueces Bay 8 | NUECES_B_NUECESG8 | Nueces | Gas | South | 2009 | 175.1 | 175.1 | 175.1 | 175.1 | 175.1 | 175.1 | 175.1 | 175.1 | 175.1 | 175.1
Nueces Bay 9 | NUECES_B_NUECESG9 | Nueces | Gas | South | 2009 | 175.1 | 175.1 | 175.1 | 175.1 | 175.1 | 175.1 | 175.1 | 175.1 | 175.1 | 175.1
Odessa-Ector Gen Stn C11 | OECCS_CT11 | Ector | Gas | West | 2001 | 146 | 146 | 146 | 146 | 146 | 146 | 146 | 146 | 146 | 146
Odessa-Ector Gen Stn C12 | OECCS_CT12 | Ector | Gas | West | 2001 | 139 | 139 | 139 | 139 | 139 | 139 | 139 | 139 | 139 | 139
Odessa-Ector Gen Stn C21 | OECCS_CT21 | Ector | Gas | West | 2001 | 135 | 135 | 135 | 135 | 135 | 135 | 135 | 135 | 135 | 135
Odessa-Ector Gen Stn C22 | OECCS_CT22 | Ector | Gas | West | 2001 | 153 | 153 | 153 | 153 | 153 | 153 | 153 | 153 | 153 | 153
Odessa-Ector Gen Stn ST1 | OECCS_UNIT1 | Ector | Gas | West | 2001 | 210 | 210 | 210 | 210 | 210 | 210 | 210 | 210 | 210 | 210
Odessa-Ector Gen Stn ST2 | OECCS_UNIT2 | Ector | Gas | West | 2001 | 210 | 210 | 210 | 210 | 210 | 210 | 210 | 210 | 210 | 210
Oak Grove SES Unit 1 | OGSES_UNIT1A | Robertson | Coal | North | 2011 | 820 | 820 | 820 | 820 | 820 | 820 | 820 | 820 | 820 | 820
Oak Grove SES Unit 2 | OGSES_UNIT2 | Robertson | Coal | North | 2011 | 796 | 796 | 796 | 796 | 796 | 796 | 796 | 796 | 796 | 796
Oklaunion 1 | OKLA_OKLA_G1 | Wilbarger | Coal | West | 1986 | 650 | 650 | 650 | 650 | 650 | 650 | 650 | 650 | 650 | 650
Ray Olinger 1 | OLINGR_OLING_1 | Collin | Gas | North | 1967 | 78 | 78 | 78 | 78 | 78 | 78 | 78 | 78 | 78 | 78
Ray Olinger 2 | OLINGR_OLING_2 | Collin | Gas | North | 1971 | 107 | 107 | 107 | 107 | 107 | 107 | 107 | 107 | 107 | 107
Ray Olinger 3 | OLINGR_OLING_3 | Collin | Gas | North | 1975 | 146 | 146 | 146 | 146 | 146 | 146 | 146 | 146 | 146 | 146
Ray Olinger 4 | OLINGR_OLING_4 | Collin | Gas | North | 2001 | 75 | 75 | 75 | 75 | 75 | 75 | 75 | 75 | 75 | 75
Permian Basin A | PB2SES_CT1 | Ward | Gas | West | 1988 | 68 | 68 | 68 | 68 | 68 | 68 | 68 | 68 | 68 | 68
Permian Basin B | PB2SES_CT2 | Ward | Gas | West | 1988 | 65 | 65 | 65 | 65 | 65 | 65 | 65 | 65 | 65 | 65
Permian Basin C | PB2SES_CT3 | Ward | Gas | West | 1988 | 68 | 68 | 68 | 68 | 68 | 68 | 68 | 68 | 68 | 68
Permian Basin D | PB2SES_CT4 | Ward | Gas | West | 1990 | 69 | 69 | 69 | 69 | 69 | 69 | 69 | 69 | 69 | 69
Permian Basin E | PB2SES_CT5 | Ward | Gas | West | 1990 | 70 | 70 | 70 | 70 | 70 | 70 | 70 | 70 | 70 | 70
Pearsall Engine Plant | PEARSAL2_ENG1 | Frio | Gas | South | 2010 | 8.44 | 8.44 | 8.44 | 8.44 | 8.44 | 8.44 | 8.44 | 8.44 | 8.44 | 8.44
Pearsall Engine Plant | PEARSAL2_ENG10 | Frio | Gas | South | 2010 | 8.44 | 8.44 | 8.44 | 8.44 | 8.44 | 8.44 | 8.44 | 8.44 | 8.44 | 8.44
Pearsall Engine Plant | PEARSAL2_ENG11 | Frio | Gas | South | 2010 | 8.44 | 8.44 | 8.44 | 8.44 | 8.44 | 8.44 | 8.44 | 8.44 | 8.44 | 8.44
Pearsall Engine Plant | PEARSAL2_ENG12 | Frio | Gas | South | 2010 | 8.44 | 8.44 | 8.44 | 8.44 | 8.44 | 8.44 | 8.44 | 8.44 | 8.44 | 8.44
Pearsall Engine Plant | PEARSAL2_ENG13 | Frio | Gas | South | 2010 | 8.44 | 8.44 | 8.44 | 8.44 | 8.44 | 8.44 | 8.44 | 8.44 | 8.44 | 8.44
Pearsall Engine Plant | PEARSAL2_ENG14 | Frio | Gas | South | 2010 | 8.44 | 8.44 | 8.44 | 8.44 | 8.44 | 8.44 | 8.44 | 8.44 | 8.44 | 8.44
Pearsall Engine Plant | PEARSAL2_ENG15 | Frio | Gas | South | 2010 | 8.44 | 8.44 | 8.44 | 8.44 | 8.44 | 8.44 | 8.44 | 8.44 | 8.44 | 8.44
Pearsall Engine Plant | PEARSAL2_ENG16 | Frio | Gas | South | 2010 | 8.44 | 8.44 | 8.44 | 8.44 | 8.44 | 8.44 | 8.44 | 8.44 | 8.44 | 8.44
Pearsall Engine Plant | PEARSAL2_ENG17 | Frio | Gas | South | 2010 | 8.44 | 8.44 | 8.44 | 8.44 | 8.44 | 8.44 | 8.44 | 8.44 | 8.44 | 8.44
Pearsall Engine Plant | PEARSAL2_ENG18 | Frio | Gas | South | 2010 | 8.44 | 8.44 | 8.44 | 8.44 | 8.44 | 8.44 | 8.44 | 8.44 | 8.44 | 8.44
Pearsall Engine Plant | PEARSAL2_ENG19 | Frio | Gas | South | 2010 | 8.44 | 8.44 | 8.44 | 8.44 | 8.44 | 8.44 | 8.44 | 8.44 | 8.44 | 8.44
Pearsall Engine Plant | PEARSAL2_ENG2 | Frio | Gas | South | 2010 | 8.44 | 8.44 | 8.44 | 8.44 | 8.44 | 8.44 | 8.44 | 8.44 | 8.44 | 8.44
Pearsall Engine Plant | PEARSAL2_ENG20 | Frio | Gas | South | 2010 | 8.44 | 8.44 | 8.44 | 8.44 | 8.44 | 8.44 | 8.44 | 8.44 | 8.44 | 8.44
Pearsall Engine Plant | PEARSAL2_ENG21 | Frio | Gas | South | 2010 | 8.44 | 8.44 | 8.44 | 8.44 | 8.44 | 8.44 | 8.44 | 8.44 | 8.44 | 8.44
Pearsall Engine Plant | PEARSAL2_ENG22 | Frio | Gas | South | 2010 | 8.44 | 8.44 | 8.44 | 8.44 | 8.44 | 8.44 | 8.44 | 8.44 | 8.44 | 8.44
Pearsall Engine Plant | PEARSAL2_ENG23 | Frio | Gas | South | 2010 | 8.44 | 8.44 | 8.44 | 8.44 | 8.44 | 8.44 | 8.44 | 8.44 | 8.44 | 8.44
Pearsall Engine Plant | PEARSAL2_ENG24 | Frio | Gas | South | 2010 | 8.44 | 8.44 | 8.44 | 8.44 | 8.44 | 8.44 | 8.44 | 8.44 | 8.44 | 8.44
Pearsall Engine Plant | PEARSAL2_ENG3 | Frio | Gas | South | 2010 | 8.44 | 8.44 | 8.44 | 8.44 | 8.44 | 8.44 | 8.44 | 8.44 | 8.44 | 8.44
Pearsall Engine Plant | PEARSAL2_ENG4 | Frio | Gas | South | 2010 | 8.44 | 8.44 | 8.44 | 8.44 | 8.44 | 8.44 | 8.44 | 8.44 | 8.44 | 8.44
Pearsall Engine Plant | PEARSAL2_ENG5 | Frio | Gas | South | 2010 | 8.44 | 8.44 | 8.44 | 8.44 | 8.44 | 8.44 | 8.44 | 8.44 | 8.44 | 8.44
Pearsall Engine Plant | PEARSAL2_ENG6 | Frio | Gas | South | 2010 | 8.44 | 8.44 | 8.44 | 8.44 | 8.44 | 8.44 | 8.44 | 8.44 | 8.44 | 8.44
Pearsall Engine Plant | PEARSAL2_ENG7 | Frio | Gas | South | 2010 | 8.44 | 8.44 | 8.44 | 8.44 | 8.44 | 8.44 | 8.44 | 8.44 | 8.44 | 8.44
Pearsall Engine Plant | PEARSAL2_ENG8 | Frio | Gas | South | 2010 | 8.44 | 8.44 | 8.44 | 8.44 | 8.44 | 8.44 | 8.44 | 8.44 | 8.44 | 8.44
Pearsall Engine Plant | PEARSAL2_ENG9 | Frio | Gas | South | 2010 | 8.44 | 8.44 | 8.44 | 8.44 | 8.44 | 8.44 | 8.44 | 8.44 | 8.44 | 8.44
Pearsall 1 | PEARSALL_PEARS_1 | Frio | Gas | South | 1961 | 25 | 25 | 25 | 25 | 25 | 25 | 25 | 25 | 25 | 25
Pearsall 2 | PEARSALL_PEARS_2 | Frio | Gas | South | 1961 | 25 | 25 | 25 | 25 | 25 | 25 | 25 | 25 | 25 | 25
Pearsall 3 | PEARSALL_PEARS_3 | Frio | Gas | South | 1961 | 25 | 25 | 25 | 25 | 25 | 25 | 25 | 25 | 25 | 25
PasGen | PSG_PSG_GT2 | Harris | Gas | Houston | 2000 | 161 | 161 | 161 | 161 | 161 | 161 | 161 | 161 | 161 | 161
PasGen | PSG_PSG_GT3 | Harris | Gas | Houston | 2000 | 161 | 161 | 161 | 161 | 161 | 161 | 161 | 161 | 161 | 161
PasGen | PSG_PSG_ST2 | Harris | Gas | Houston | 2000 | 177 | 177 | 177 | 177 | 177 | 177 | 177 | 177 | 177 | 177
Quail Run Energy STG1 | QALSW_GT1 | Ector | Gas | West | 2007 | 74 | 74 | 74 | 74 | 74 | 74 | 74 | 74 | 74 | 74
Quail Run Energy GT1 | QALSW_GT2 | Ector | Gas | West | 2007 | 74 | 74 | 74 | 74 | 74 | 74 | 74 | 74 | 74 | 74
Quail Run Energy GT2 | QALSW_GT3 | Ector | Gas | West | 2008 | 72 | 72 | 72 | 72 | 72 | 72 | 72 | 72 | 72 | 72
Quail Run Energy STG2 | QALSW_GT4 | Ector | Gas | West | 2008 | 72 | 72 | 72 | 72 | 72 | 72 | 72 | 72 | 72 | 72
Quail Run Energy GT3 | QALSW_STG1 | Ector | Gas | West | 2007 | 102 | 102 | 102 | 102 | 102 | 102 | 102 | 102 | 102 | 102
Quail Run Energy GT4 | QALSW_STG2 | Ector | Gas | West | 2008 | 98 | 98 | 98 | 98 | 98 | 98 | 98 | 98 | 98 | 98
Rayburn 1 | RAYBURN_RAYBURG1 | Victoria | Gas | South | 1963 | 11 | 11 | 11 | 11 | 11 | 11 | 11 | 11 | 11 | 11
Rayburn 10 | RAYBURN_RAYBURG10 | Victoria | Gas | South | 2003 | 40 | 40 | 40 | 40 | 40 | 40 | 40 | 40 | 40 | 40
Rayburn 2 | RAYBURN_RAYBURG2 | Victoria | Gas | South | 1963 | 11 | 11 | 11 | 11 | 11 | 11 | 11 | 11 | 11 | 11
Rayburn 3 | RAYBURN_RAYBURG3 | Victoria | Gas | South | 1965 | 24 | 24 | 24 | 24 | 24 | 24 | 24 | 24 | 24 | 24
Rayburn 7 | RAYBURN_RAYBURG7 | Victoria | Gas | South | 2003 | 50 | 50 | 50 | 50 | 50 | 50 | 50 | 50 | 50 | 50
Rayburn 8 | RAYBURN_RAYBURG8 | Victoria | Gas | South | 2003 | 50 | 50 | 50 | 50 | 50 | 50 | 50 | 50 | 50 | 50
Rayburn 9 | RAYBURN_RAYBURG9 | Victoria | Gas | South | 2003 | 50 | 50 | 50 | 50 | 50 | 50 | 50 | 50 | 50 | 50
Rio Nogales 1 | RIONOG_CT1 | Guadalupe | Gas | South | 2002 | 154 | 154 | 154 | 154 | 154 | 154 | 154 | 154 | 154 | 154
Rio Nogales 2 | RIONOG_CT2 | Guadalupe | Gas | South | 2002 | 154 | 154 | 154 | 154 | 154 | 154 | 154 | 154 | 154 | 154
Rio Nogales 3 | RIONOG_CT3 | Guadalupe | Gas | South | 2002 | 154 | 154 | 154 | 154 | 154 | 154 | 154 | 154 | 154 | 154
Rio Nogales 4 | RIONOG_ST1 | Guadalupe | Gas | South | 2002 | 323 | 323 | 323 | 323 | 323 | 323 | 323 | 323 | 323 | 323
Sandhill Energy Center 5A | SANDHSYD_SH_5A | Travis | Gas | South | 2004 | 155 | 155 | 155 | 155 | 155 | 155 | 155 | 155 | 155 | 155
Sandhill Energy Center 5C | SANDHSYD_SH_5C | Travis | Gas | South | 2004 | 145 | 145 | 145 | 145 | 145 | 145 | 145 | 145 | 145 | 145
Sandhill Energy Center 1 | SANDHSYD_SH1 | Travis | Gas | South | 2001 | 45 | 45 | 45 | 45 | 45 | 45 | 45 | 45 | 45 | 45
Sandhill Energy Center 2 | SANDHSYD_SH2 | Travis | Gas | South | 2001 | 45 | 45 | 45 | 45 | 45 | 45 | 45 | 45 | 45 | 45
Sandhill Energy Center 3 | SANDHSYD_SH3 | Travis | Gas | South | 2001 | 45 | 45 | 45 | 45 | 45 | 45 | 45 | 45 | 45 | 45
Sandhill Energy Center 4 | SANDHSYD_SH4 | Travis | Gas | South | 2001 | 45 | 45 | 45 | 45 | 45 | 45 | 45 | 45 | 45 | 45
Sandhill Energy Center 6 | SANDHSYD_SH6 | Travis | Gas | South | 2010 | 45 | 45 | 45 | 45 | 45 | 45 | 45 | 45 | 45 | 45
Sandhill Energy Center 7 | SANDHSYD_SH7 | Travis | Gas | South | 2010 | 45 | 45 | 45 | 45 | 45 | 45 | 45 | 45 | 45 | 45
San Miguel 1 | SANMIGL_SANMIGG1 | Atascosa | Coal | South | 1982 | 391 | 391 | 391 | 391 | 391 | 391 | 391 | 391 | 391 | 391
Stryker Creek 1 | SCSES_UNIT1A | Cherokee | Gas | North | 1958 | 171 | 171 | 171 | 171 | 171 | 171 | 171 | 171 | 171 | 171
Stryker Creek 2 | SCSES_UNIT2 | Cherokee | Gas | North | 1965 | 502 | 502 | 502 | 502 | 502 | 502 | 502 | 502 | 502 | 502
Sandow 5 | SD5SES_UNIT5 | Milam | Coal | South | 2010 | 570 | 570 | 570 | 570 | 570 | 570 | 570 | 570 | 570 | 570
Silas Ray 10 | SILASRAY_SILAS_10 | Cameron | Gas | South | 2004 | 48 | 48 | 48 | 48 | 48 | 48 | 48 | 48 | 48 | 48
Silas Ray 5 | SILASRAY_SILAS_5 | Cameron | Gas | South | 1951 | 10 | 10 | 10 | 10 | 10 | 10 | 10 | 10 | 10 | 10
Silas Ray 6 | SILASRAY_SILAS_6 | Cameron | Gas | South | 1961 | 20 | 20 | 20 | 20 | 20 | 20 | 20 | 20 | 20 | 20
Silas Ray 9 | SILASRAY_SILAS_9 | Cameron | Gas | South | 1996 | 38 | 38 | 38 | 38 | 38 | 38 | 38 | 38 | 38 | 38
San Jacinto SES 1 | SJS_SJS_G1 | Harris | Gas | Houston | 1995 | 81 | 81 | 81 | 81 | 81 | 81 | 81 | 81 | 81 | 81
San Jacinto SES 2 | SJS_SJS_G2 | Harris | Gas | Houston | 1995 | 81 | 81 | 81 | 81 | 81 | 81 | 81 | 81 | 81 | 81
Sam Bertron 3 | SRB_SRB_G3 | Harris | Gas | Houston | 1959 | 230 | 230 | 230 | 230 | 230 | 230 | 230 | 230 | 230 | 230
Sam Bertron 4 | SRB_SRB_G4 | Harris | Gas | Houston | 1960 | 230 | 230 | 230 | 230 | 230 | 230 | 230 | 230 | 230 | 230
Sam Bertron T2 | SRB_SRBGT_2 | Harris | Gas | Houston | 1967 | 13 | 13 | 13 | 13 | 13 | 13 | 13 | 13 | 13 | 13
Greenville Engine Plant | STEAM_ENGINE_1 | Hunt | Gas | North | 2010 | 8.439 | 8.439 | 8.439 | 8.439 | 8.439 | 8.439 | 8.439 | 8.439 | 8.439 | 8.439
Greenville Engine Plant | STEAM_ENGINE_2 | Hunt | Gas | North | 2010 | 8.439 | 8.439 | 8.439 | 8.439 | 8.439 | 8.439 | 8.439 | 8.439 | 8.439 | 8.439
Greenville Engine Plant | STEAM_ENGINE_3 | Hunt | Gas | North | 2010 | 8.439 | 8.439 | 8.439 | 8.439 | 8.439 | 8.439 | 8.439 | 8.439 | 8.439 | 8.439
Powerlane Plant 2 | STEAM_STEAM_2 | Hunt | Gas | North | 1967 | 26 | 26 | 26 | 26 | 26 | 26 | 26 | 26 | 26 | 26
Powerlane Plant 3 | STEAM_STEAM_3 | Hunt | Gas | North | 1978 | 41 | 41 | 41 | 41 | 41 | 41 | 41 | 41 | 41 | 41
Powerlane Plant 1 | STEAM1A_STEAM_1 | Hunt | Gas | North | 2009 | 20 | 20 | 20 | 20 | 20 | 20 | 20 | 20 | 20 | 20
South Texas 1 | STP_STP_G1 | Matagorda | Nuclear | South | 1988 | 1362 | 1362 | 1362 | 1362 | 1362 | 1362 | 1362 | 1362 | 1362 | 1362
South Texas 2 | STP_STP_G2 | Matagorda | Nuclear | South | 1989 | 1362 | 1362 | 1362 | 1362 | 1362 | 1362 | 1362 | 1362 | 1362 | 1362
Johnson County GenFacility 1 | TEN_CT1 | Johnson | Gas | North | 1997 | 163 | 163 | 163 | 163 | 163 | 163 | 163 | 163 | 163 | 163
Johnson County GenFacility 2 | TEN_STG | Johnson | Gas | North | 1997 | 106 | 106 | 106 | 106 | 106 | 106 | 106 | 106 | 106 | 106
Texas Gulf Sulphur | TGF_TGFGT_1 | Wharton | Gas | Houston | 1985 | 70 | 70 | 70 | 70 | 70 | 70 | 70 | 70 | 70 | 70
T H Wharton G1 | THW_THWGT_1 | Harris | Gas | Houston | 1967 | 13 | 13 | 13 | 13 | 13 | 13 | 13 | 13 | 13 | 13
T H Wharton 31 | THW_THWGT31 | Harris | Gas | Houston | 1972 | 57 | 57 | 57 | 57 | 57 | 57 | 57 | 57 | 57 | 57
T H Wharton 32 | THW_THWGT32 | Harris | Gas | Houston | 1972 | 57 | 57 | 57 | 57 | 57 | 57 | 57 | 57 | 57 | 57
T H Wharton 33 | THW_THWGT33 | Harris | Gas | Houston | 1972 | 57 | 57 | 57 | 57 | 57 | 57 | 57 | 57 | 57 | 57
T H Wharton 34 | THW_THWGT34 | Harris | Gas | Houston | 1972 | 57 | 57 | 57 | 57 | 57 | 57 | 57 | 57 | 57 | 57
T H Wharton 41 | THW_THWGT41 | Harris | Gas | Houston | 1972 | 57 | 57 | 57 | 57 | 57 | 57 | 57 | 57 | 57 | 57
T H Wharton 42 | THW_THWGT42 | Harris | Gas | Houston | 1972 | 57 | 57 | 57 | 57 | 57 | 57 | 57 | 57 | 57 | 57
T H Wharton 43 | THW_THWGT43 | Harris | Gas | Houston | 1974 | 57 | 57 | 57 | 57 | 57 | 57 | 57 | 57 | 57 | 57
T H Wharton 44 | THW_THWGT44 | Harris | Gas | Houston | 1974 | 57 | 57 | 57 | 57 | 57 | 57 | 57 | 57 | 57 | 57
T H Wharton 51 | THW_THWGT51 | Harris | Gas | Houston | 1975 | 57 | 57 | 57 | 57 | 57 | 57 | 57 | 57 | 57 | 57
T H Wharton 52 | THW_THWGT52 | Harris | Gas | Houston | 1975 | 57 | 57 | 57 | 57 | 57 | 57 | 57 | 57 | 57 | 57
T H Wharton 53 | THW_THWGT53 | Harris | Gas | Houston | 1975 | 57 | 57 | 57 | 57 | 57 | 57 | 57 | 57 | 57 | 57
T H Wharton 54 | THW_THWGT54 | Harris | Gas | Houston | 1975 | 57 | 57 | 57 | 57 | 57 | 57 | 57 | 57 | 57 | 57
T H Wharton 55 | THW_THWGT55 | Harris | Gas | Houston | 1975 | 57 | 57 | 57 | 57 | 57 | 57 | 57 | 57 | 57 | 57
T H Wharton 56 | THW_THWGT56 | Harris | Gas | Houston | 1975 | 57 | 57 | 57 | 57 | 57 | 57 | 57 | 57 | 57 | 57
T H Wharton 3 | THW_THWST_3 | Harris | Gas | Houston | 1974 | 104 | 104 | 104 | 104 | 104 | 104 | 104 | 104 | 104 | 104
T H Wharton 4 | THW_THWST_4 | Harris | Gas | Houston | 1974 | 104 | 104 | 104 | 104 | 104 | 104 | 104 | 104 | 104 | 104
Twin Oaks 1 | TNP_ONE_TNP_O_1 | Robertson | Coal | North | 1990 | 156 | 156 | 156 | 156 | 156 | 156 | 156 | 156 | 156 | 156
Twin Oaks 2 | TNP_ONE_TNP_O_2 | Robertson | Coal | North | 1991 | 156 | 156 | 156 | 156 | 156 | 156 | 156 | 156 | 156 | 156
Paris Energy Center 1 | TNSKA_GT1 | Lamar | Gas | North | 1989 | 76 | 76 | 76 | 76 | 76 | 76 | 76 | 76 | 76 | 76
Paris Energy Center 2 | TNSKA_GT2 | Lamar | Gas | North | 1989 | 76 | 76 | 76 | 76 | 76 | 76 | 76 | 76 | 76 | 76
Paris Energy Center 3 | TNSKA_STG | Lamar | Gas | North | 1990 | 87 | 87 | 87 | 87 | 87 | 87 | 87 | 87 | 87 | 87
Baytown 1 | TRN_DG1 | Chambers | Biomass | Houston | 2003 | 3.9 | 3.9 | 3.9 | 3.9 | 3.9 | 3.9 | 3.9 | 3.9 | 3.9 | 3.9
Trinidad 6 | TRSES_UNIT6 | Henderson | Gas | North | 1965 | 226 | 226 | 226 | 226 | 226 | 226 | 226 | 226 | 226 | 226
Texas City 1 | TXCTY_CTA | Galveston | Gas | Houston | 2000 | 100 | 100 | 100 | 100 | 100 | 100 | 100 | 100 | 100 | 100
Texas City 2 | TXCTY_CTB | Galveston | Gas | Houston | 2000 | 93 | 93 | 93 | 93 | 93 | 93 | 93 | 93 | 93 | 93
Texas City 3 | TXCTY_CTC | Galveston | Gas | Houston | 2000 | 93 | 93 | 93 | 93 | 93 | 93 | 93 | 93 | 93 | 93
Texas City 4 | TXCTY_ST | Galveston | Gas | Houston | 2000 | 128 | 128 | 128 | 128 | 128 | 128 | 128 | 128 | 128 | 128
Victoria Power Station 5 | VICTORIA_VICTORG5 | Victoria | Gas | South | 2009 | 125 | 125 | 125 | 125 | 125 | 125 | 125 | 125 | 125 | 125
Victoria Power Station 6 | VICTORIA_VICTORG6 | Victoria | Gas | South | 2009 | 160 | 160 | 160 | 160 | 160 | 160 | 160 | 160 | 160 | 160
W A Parish 1 | WAP_WAP_G1 | Ft. Bend | Gas | Houston | 1958 | 174 | 174 | 174 | 174 | 174 | 174 | 174 | 174 | 174 | 174
W A Parish 2 | WAP_WAP_G2 | Ft. Bend | Gas | Houston | 1958 | 174 | 174 | 174 | 174 | 174 | 174 | 174 | 174 | 174 | 174
W A Parish 3 | WAP_WAP_G3 | Ft. Bend | Gas | Houston | 1961 | 278 | 278 | 278 | 278 | 278 | 278 | 278 | 278 | 278 | 278
W A Parish 4 | WAP_WAP_G4 | Ft. Bend | Gas | Houston | 1968 | 552 | 552 | 552 | 552 | 552 | 552 | 552 | 552 | 552 | 552
W A Parish 5 | WAP_WAP_G5 | Ft. Bend | Coal | Houston | 1977 | 645 | 645 | 645 | 645 | 645 | 645 | 645 | 645 | 645 | 645
W A Parish 6 | WAP_WAP_G6 | Ft. Bend | Coal | Houston | 1978 | 650 | 650 | 650 | 650 | 650 | 650 | 650 | 650 | 650 | 650
W A Parish 7 | WAP_WAP_G7 | Ft. Bend | Coal | Houston | 1980 | 565 | 565 | 565 | 565 | 565 | 565 | 565 | 565 | 565 | 565
W A Parish 8 | WAP_WAP_G8 | Ft. Bend | Coal | Houston | 1982 | 610 | 610 | 610 | 610 | 610 | 610 | 610 | 610 | 610 | 610
W A Parish T1 | WAP_WAPGT_1 | Ft. Bend | Gas | Houston | 1967 | 13 | 13 | 13 | 13 | 13 | 13 | 13 | 13 | 13 | 13
Wise-Tractebel Power Proj. 1 | WCPP_CT1 | Wise | Gas | North | 2004 | 212 | 212 | 212 | 212 | 212 | 212 | 212 | 212 | 212 | 212
Wise-Tractebel Power Proj. 2 | WCPP_CT2 | Wise | Gas | North | 2004 | 212 | 212 | 212 | 212 | 212 | 212 | 212 | 212 | 212 | 212
Wise-Tractebel Power Proj. 3 | WCPP_ST1 | Wise | Gas | North | 2004 | 241 | 241 | 241 | 241 | 241 | 241 | 241 | 241 | 241 | 241
Wichita Falls 1 | WFCOGEN_UNIT1 | Wichita | Gas | West | 1987 | 20 | 20 | 20 | 20 | 20 | 20 | 20 | 20 | 20 | 20
Wichita Falls 2 | WFCOGEN_UNIT2 | Wichita | Gas | West | 1987 | 20 | 20 | 20 | 20 | 20 | 20 | 20 | 20 | 20 | 20
Wichita Falls 3 | WFCOGEN_UNIT3 | Wichita | Gas | West | 1987 | 20 | 20 | 20 | 20 | 20 | 20 | 20 | 20 | 20 | 20
Wichita Falls 4 | WFCOGEN_UNIT4 | Wichita | Gas | West | 1987 | 17 | 17 | 17 | 17 | 17 | 17 | 17 | 17 | 17 | 17
Wolf Hollow Power Proj. 1 | WHCCS_CT1 | Hood | Gas | North | 2002 | 212.5 | 212.5 | 212.5 | 212.5 | 212.5 | 212.5 | 212.5 | 212.5 | 212.5 | 212.5
Wolf Hollow Power Proj. 2 | WHCCS_CT2 | Hood | Gas | North | 2002 | 212.5 | 212.5 | 212.5 | 212.5 | 212.5 | 212.5 | 212.5 | 212.5 | 212.5 | 212.5
Wolf Hollow Power Proj. 3 | WHCCS_STG | Hood | Gas | North | 2002 | 280 | 280 | 280 | 280 | 280 | 280 | 280 | 280 | 280 | 280
Winchester Power Park 1 | WIPOPA_WPP_G1 | Fayette | Gas | South | 2010 | 44.75 | 44.75 | 44.75 | 44.75 | 44.75 | 44.75 | 44.75 | 44.75 | 44.75 | 44.75
Winchester Power Park 2 | WIPOPA_WPP_G2 | Fayette | Gas | South | 2010 | 44.75 | 44.75 | 44.75 | 44.75 | 44.75 | 44.75 | 44.75 | 44.75 | 44.75 | 44.75
Winchester Power Park 3 | WIPOPA_WPP_G3 | Fayette | Gas | South | 2010 | 44.75 | 44.75 | 44.75 | 44.75 | 44.75 | 44.75 | 44.75 | 44.75 | 44.75 | 44.75
Winchester Power Park 4 | WIPOPA_WPP_G4 | Fayette | Gas | South | 2010 | 44.75 | 44.75 | 44.75 | 44.75 | 44.75 | 44.75 | 44.75 | 44.75 | 44.75 | 44.75
Granite Shoals 1 | WIRTZ_WIRTZ_G1 | Burnet | Hydro | South | 1951 | 30 | 30 | 30 | 30 | 30 | 30 | 30 | 30 | 30 | 30
Granite Shoals 2 | WIRTZ_WIRTZ_G2 | Burnet | Hydro | South | 1951 | 30 | 30 | 30 | 30 | 30 | 30 | 30 | 30 | 30 | 30
Whitney 1 | WND_WHITNEY1 | Bosque | Hydro | North | 1953 | 15 | 15 | 15 | 15 | 15 | 15 | 15 | 15 | 15 | 15
Whitney 2 | WND_WHITNEY2 | Bosque | Hydro | North | 1953 | 15 | 15 | 15 | 15 | 15 | 15 | 15 | 15 | 15 | 15
Operational | [5 empty] | 63858.517 | 63858.517 | 63858.517 | 63858.517 | 63858.517 | 63858.517 | 63858.517 | 63858.517 | 63858.517 | 63858.517
|  |  | Gas | Houston |  | 12 | 10 | 10 | 10 | 10 | 10 | 10 | 10 | 10 | 10
|  |  | Gas | Houston |  | 74 | 74 | 74 | 74 | 74 | 74 | 74 | 74 | 74 | 74
|  |  | Gas | Houston |  | 531.1 | 531.1 | 531.1 | 531.1 | 531.1 | 531.1 | 531.1 | 531.1 | 531.1 | 531.1
|  |  | Gas | Houston |  | 74 | 74 | 74 | 74 | 74 | 74 | 74 | 74 | 74 | 74
|  |  | Gas | Houston |  | 620 | 620 | 620 | 620 | 620 | 620 | 620 | 620 | 620 | 620
|  |  | Gas | Houston |  | 300 | 300 | 300 | 300 | 300 | 300 | 300 | 300 | 300 | 300
|  |  | Gas | Houston |  | 166 | 166 | 166 | 166 | 166 | 166 | 166 | 166 | 166 | 166
|  |  | Gas | West |  | 17.5 | 17.5 | 17.5 | 17.5 | 17.5 | 17.5 | 17.5 | 17.5 | 17.5 | 17.5
|  |  | Gas | South |  | 352 | 352 | 352 | 352 | 352 | 352 | 352 | 352 | 352 | 352
|  |  | Gas | South |  | 5 | 5 | 8 | 8 | 8 | 8 | 8 | 8 | 8 | 8
|  |  | Gas | Houston |  | 269 | 269 | 269 | 269 | 269 | 269 | 269 | 269 | 269 | 269
|  |  | Gas | Houston |  | 280 | 280 | 280 | 280 | 280 | 280 | 280 | 280 | 280 | 280
|  |  | Gas | Houston |  | 215 | 215 | 215 | 215 | 215 | 215 | 215 | 215 | 215 | 215
|  |  | Gas | Houston |  | 0 | 0 | 0 | 0 | 0 | 0 | 0 | 0 | 0 | 0
|  |  | Gas | South |  | 0 | 0 | 0 | 0 | 0 | 0 | 0 | 0 | 0 | 0
|  |  | Gas | Houston |  | 70 | 70 | 70 | 70 | 70 | 70 | 70 | 70 | 70 | 70
|  |  | Gas | South |  | 50 | 100 | 100 | 100 | 100 | 100 | 100 | 100 | 100 | 100
|  |  | Gas | South |  | 400 | 400 | 400 | 400 | 400 | 400 | 400 | 400 | 400 | 400
|  |  | Gas | South |  | 0 | 0 | 0 | 0 | 0 | 0 | 0 | 0 | 0 | 0
|  |  | Gas | Houston |  | 110 | 110 | 110 | 110 | 110 | 110 | 110 | 110 | 110 | 110
|  |  | Gas | South |  | 25 | 25 | 25 | 25 | 25 | 25 | 25 | 25 | 25 | 25
|  |  | Gas | South |  | 33.4 | 33.4 | 33.4 | 33.4 | 33.4 | 33.4 | 33.4 | 33.4 | 33.4 | 33.4
|  |  | Gas | Houston |  | 485 | 485 | 485 | 485 | 485 | 485 | 485 | 485 | 485 | 485
|  |  | Gas | Houston |  | 325 | 325 | 325 | 325 | 325 | 325 | 325 | 325 | 325 | 325
|  |  | Coal | South |  | 575 | 575 | 575 | 575 | 575 | 575 | 575 | 575 | 575 | 575
|  |  | Gas | South |  | 3 | 3 | 3 | 3 | 3 | 3 | 3 | 3 | 3 | 3
|  |  | Gas | Houston |  | 15 | 15 | 15 | 15 | 15 | 15 | 15 | 15 | 15 | 15
|  |  | Gas | South |  | 15 | 15 | 15 | 15 | 15 | 15 | 15 | 15 | 15 | 15
|  |  | Gas | Houston | bar: 2011 to 2020
Generation from Private Use Networks | [5 empty] | 5023 | 5071 | 5074 | 5074 | 5074 | 5074 | 5074 | 5074 | 5074 | 5074
RMR | [5 empty] | 0 | 0 | 0 | 0 | 0 | 0 | 0 | 0 | 0 | 0
Eagle Pass | DC Tie | Maverick | Other | South |  | 36 | 36 | 36 | 36 | 36 | 36 | 36 | 36 | 36 | 36
East | DC Tie | Fannin | Other | North |  | 600 | 600 | 600 | 600 | 600 | 600 | 600 | 600 | 600 | 600
Laredo VFT | DC Tie | Webb | Other | South |  | 100 | 100 | 100 | 100 | 100 | 100 | 100 | 100 | 100 | 100
North | DC Tie | Wilbarger | Other | West |  | 220 | 220 | 220 | 220 | 220 | 220 | 220 | 220 | 220 | 220
Sharyland | DC Tie | Hidalgo | Other | South |  | 150 | 150 | 150 | 150 | 150 | 150 | 150 | 150 | 150 | 150
DC-Ties | [5 empty] | 1106 | 1106 | 1106 | 1106 | 1106 | 1106 | 1106 | 1106 | 1106 | 1106
Kiamichi Energy Facility 1CT101 | KMCHI_1CT101 | Fannin | Gas | North | 2003 | 153 | 153 | 153 | 153 | 153 | 153 | 153 | 153 | 153 | 153
Kiamichi Energy Facility 1CT201 | KMCHI_1CT201 | Fannin | Gas | North | 2003 | 155 | 155 | 155 | 155 | 155 | 155 | 155 | 155 | 155 | 155
Kiamichi Energy Facility 1ST | KMCHI_1ST | Fannin | Gas | North | 2003 | 315 | 315 | 315 | 315 | 315 | 315 | 315 | 315 | 315 | 315
Kiamichi Energy Facility 2CT101 | KMCHI_2CT101 | Fannin | Gas | North | 2003 | 153 | 153 | 153 | 153 | 153 | 153 | 153 | 153 | 153 | 153
Kiamichi Energy Facility 2CT201 | KMCHI_2CT201 | Fannin | Gas | North | 2003 | 155 | 155 | 155 | 155 | 155 | 155 | 155 | 155 | 155 | 155
Kiamichi Energy Facility 2ST | KMCHI_2ST | Fannin | Gas | North | 2003 | 315 | 315 | 315 | 315 | 315 | 315 | 315 | 315 | 315 | 315
Tenaska-Frontier 1 | FTR_FTR_G1 | Grimes | Gas | North | 2000 | 160 | 160 | 160 | 160 | 160 | 160 | 160 | 160 | 160 | 160
Tenaska-Frontier 2 | FTR_FTR_G2 | Grimes | Gas | North | 2000 | 160 | 160 | 160 | 160 | 160 | 160 | 160 | 160 | 160 | 160
Tenaska-Frontier 3 | FTR_FTR_G3 | Grimes | Gas | North | 2000 | 160 | 160 | 160 | 160 | 160 | 160 | 160 | 160 | 160 | 160
Tenaska-Frontier 4 | FTR_FTR_G4 | Grimes | Gas | North | 2000 | 390 | 390 | 390 | 390 | 390 | 390 | 390 | 390 | 390 | 390
Tenaska-Gateway 1 | TGCCS_CT1 | Rusk | Gas | North | 2001 | 156 | 156 | 156 | 156 | 156 | 156 | 156 | 156 | 156 | 156
Tenaska-Gateway 2 | TGCCS_CT2 | Rusk | Gas | North | 2001 | 135 | 135 | 135 | 135 | 135 | 135 | 135 | 135 | 135 | 135
Tenaska-Gateway 3 | TGCCS_CT3 | Rusk | Gas | North | 2001 | 153 | 153 | 153 | 153 | 153 | 153 | 153 | 153 | 153 | 153
Tenaska-Gateway 4 | TGCCS_UNIT4 | Rusk | Gas | North | 2001 | 402 | 402 | 402 | 402 | 402 | 402 | 402 | 402 | 402 | 402
Switchable Resources | [5 empty] | 2962 | 2962 | 2962 | 2962 | 2962 | 2962 | 2962 | 2962 | 2962 | 2962
Kunitz Wind | KUNITZ_WIND_LGE | Culberson | Wind | West | 1995 | 39.8 | 39.8 | 39.8 | 39.8 | 39.8 | 39.8 | 39.8 | 39.8 | 39.8 | 39.8
Texas Big Spring | SGMTN_SIGNALMT | Howard | Wind | West | 1999 | 34.32 | 34.32 | 34.32 | 34.32 | 34.32 | 34.32 | 34.32 | 34.32 | 34.32 | 34.32
West Texas Wind Energy | SW_MESA_SW_MESA | Upton | Wind | West | 1999 | 74.2 | 74.2 | 74.2 | 74.2 | 74.2 | 74.2 | 74.2 | 74.2 | 74.2 | 74.2
Indian Mesa Wind Farm | INDNNWP_INDNNWP | Pecos | Wind | West | 2001 | 82.5 | 82.5 | 82.5 | 82.5 | 82.5 | 82.5 | 82.5 | 82.5 | 82.5 | 82.5
King Mountain NE | KING_NE_KINGNE | Upton | Wind | West | 2001 | 79.3 | 79.3 | 79.3 | 79.3 | 79.3 | 79.3 | 79.3 | 79.3 | 79.3 | 79.3
King Mountain NW | KING_NW_KINGNW | Upton | Wind | West | 2001 | 79.3 | 79.3 | 79.3 | 79.3 | 79.3 | 79.3 | 79.3 | 79.3 | 79.3 | 79.3
King Mountain SE | KING_SE_KINGSE | Upton | Wind | West | 2001 | 40.3 | 40.3 | 40.3 | 40.3 | 40.3 | 40.3 | 40.3 | 40.3 | 40.3 | 40.3
King Mountain SW | KING_SW_KINGSW | Upton | Wind | West | 2001 | 79.3 | 79.3 | 79.3 | 79.3 | 79.3 | 79.3 | 79.3 | 79.3 | 79.3 | 79.3
Pecos Wind (Woodward 1) | WOODWRD1_WOODWRD1 | Pecos | Wind | West | 2001 | 82.5 | 82.5 | 82.5 | 82.5 | 82.5 | 82.5 | 82.5 | 82.5 | 82.5 | 82.5
Pecos Wind (Woodward 2) | WOODWRD2_WOODWRD2 | Pecos | Wind | West | 2001 | 77.22 | 77.22 | 77.22 | 77.22 | 77.22 | 77.22 | 77.22 | 77.22 | 77.22 | 77.22
Trent Wind Farm | TRENT_TRENT | Nolan | Wind | West | 2001 | 150 | 150 | 150 | 150 | 150 | 150 | 150 | 150 | 150 | 150
Desert Sky Wind Farm 1 | INDNENR_INDNENR | Pecos | Wind | West | 2002 | 84 | 84 | 84 | 84 | 84 | 84 | 84 | 84 | 84 | 84
Desert Sky Wind Farm 2 | INDNENR_INDNENR_2 | Pecos | Wind | West | 2002 | 76.5 | 76.5 | 76.5 | 76.5 | 76.5 | 76.5 | 76.5 | 76.5 | 76.5 | 76.5
Green Mountain Energy 1 | BRAZ_WND_WND1 | Scurry | Wind | West | 2003 | 99 | 99 | 99 | 99 | 99 | 99 | 99 | 99 | 99 | 99
Green Mountain Energy 2 | BRAZ_WND_WND2 | Scurry | Wind | West | 2003 | 61 | 61 | 61 | 61 | 61 | 61 | 61 | 61 | 61 | 61
Sweetwater Wind 1 | SWEETWND_WND1 | Nolan | Wind | West | 2003 | 36.58 | 36.58 | 36.58 | 36.58 | 36.58 | 36.58 | 36.58 | 36.58 | 36.58 | 36.58
Callahan Wind | CALLAHAN_WND1 | Callahan | Wind | West | 2004 | 114 | 114 | 114 | 114 | 114 | 114 | 114 | 114 | 114 | 114
Sweetwater Wind 3 | SWEETWN2_WND2 | Nolan | Wind | West | 2004 | 97.5 | 97.5 | 97.5 | 97.5 | 97.5 | 97.5 | 97.5 | 97.5 | 97.5 | 97.5
Horse Hollow Wind 1 | H_HOLLOW_WND1 | Taylor | Wind | West | 2005 | 213 | 213 | 213 | 213 | 213 | 213 | 213 | 213 | 213 | 213
Sweetwater Wind 4 | SWEETWN3_WND3 | Nolan | Wind | West | 2005 | 129 | 129 | 129 | 129 | 129 | 129 | 129 | 129 | 129 | 129
Buffalo Gap Wind Farm 1 | BUFF_GAP_UNIT1 | Taylor | Wind | West | 2006 | 120.6 | 120.6 | 120.6 | 120.6 | 120.6 | 120.6 | 120.6 | 120.6 | 120.6 | 120.6
Horse Hollow Wind 2 | HHOLLOW2_WIND1 | Taylor | Wind | West | 2006 | 184 | 184 | 184 | 184 | 184 | 184 | 184 | 184 | 184 | 184
Horse Hollow Wind 3 | HHOLLOW3_WND_1 | Taylor | Wind | West | 2006 | 223.5 | 223.5 | 223.5 | 223.5 | 223.5 | 223.5 | 223.5 | 223.5 | 223.5 | 223.5
Horse Hollow Wind 4 | HHOLLOW4_WND1 | Taylor | Wind | West | 2006 | 115 | 115 | 115 | 115 | 115 | 115 | 115 | 115 | 115 | 115
Mesquite Wind | LNCRK_G83 | Shackelford | Wind | West | 2006 | 200 | 200 | 200 | 200 | 200 | 200 | 200 | 200 | 200 | 200
Red Canyon | RDCANYON_RDCNY1 | Borden | Wind | West | 2006 | 84 | 84 | 84 | 84 | 84 | 84 | 84 | 84 | 84 | 84
Sweetwater Wind 2 | SWEETWN2_WND24 | Nolan | Wind | West | 2006 | 15.87 | 15.87 | 15.87 | 15.87 | 15.87 | 15.87 | 15.87 | 15.87 | 15.87 | 15.87
Barton Chapel Wind | BRTSW_BCW1 | Jack | Wind | North | 2007 | 120 | 120 | 120 | 120 | 120 | 120 | 120 | 120 | 120 | 120
Buffalo Gap Wind Farm 2 | BUFF_GAP_UNIT2 | Taylor | Wind | West | 2007 | 232.5 | 232.5 | 232.5 | 232.5 | 232.5 | 232.5 | 232.5 | 232.5 | 232.5 | 232.5
Camp Springs 1 | CSEC_CSECG1 | Scurry | Wind | West | 2007 | 134.415 | 134.415 | 134.415 | 134.415 | 134.415 | 134.415 | 134.415 | 134.415 | 134.415 | 134.415
Camp Springs 2 | CSEC_CSECG2 | Scurry | Wind | West | 2007 | 123.6 | 123.6 | 123.6 | 123.6 | 123.6 | 123.6 | 123.6 | 123.6 | 123.6 | 123.6
Capricorn Ridge Wind 1 | CAPRIDGE_CR1 | Sterling | Wind | West | 2007 | 214.5 | 214.5 | 214.5 | 214.5 | 214.5 | 214.5 | 214.5 | 214.5 | 214.5 | 214.5
Capricorn Ridge Wind 3 | CAPRIDGE_CR2 | Sterling | Wind | West | 2007 | 149.5 | 149.5 | 149.5 | 149.5 | 149.5 | 149.5 | 149.5 | 149.5 | 149.5 | 149.5
Forest Creek Wind Farm | MCDLD_FCW1 | Glasscock | Wind | West | 2007 | 124.2 | 124.2 | 124.2 | 124.2 | 124.2 | 124.2 | 124.2 | 124.2 | 124.2 | 124.2
Post Oak Wind 1 | LNCRK2_G871 | Shackelford | Wind | West | 2007 | 100 | 100 | 100 | 100 | 100 | 100 | 100 | 100 | 100 | 100
Post Oak Wind 2 | LNCRK2_G872 | Shackelford | Wind | West | 2007 | 100 | 100 | 100 | 100 | 100 | 100 | 100 | 100 | 100 | 100
Snyder Wind Farm | ENAS_ENA1 | Scurry | Wind | West | 2007 | 63 | 63 | 63 | 63 | 63 | 63 | 63 | 63 | 63 | 63
Sweetwater Wind 5 | SWEETWN4_WND5 | Nolan | Wind | West | 2007 | 79.23 | 79.23 | 79.23 | 79.23 | 79.23 | 79.23 | 79.23 | 79.23 | 79.23 | 79.23
Sweetwater Wind 6 | SWEETWN4_WND4B | Nolan | Wind | West | 2007 | 103.65 | 103.65 | 103.65 | 103.65 | 103.65 | 103.65 | 103.65 | 103.65 | 103.65 | 103.65
Sweetwater Wind 7 | SWEETWN4_WND4A | Nolan | Wind | West | 2007 | 117.8 | 117.8 | 117.8 | 117.8 | 117.8 | 117.8 | 117.8 | 117.8 | 117.8 | 117.8
Whirlwind Energy | WEC_WECG1 | Floyd | Wind | West | 2007 | 60 | 60 | 60 | 60 | 60 | 60 | 60 | 60 | 60 | 60
Wolfe Flats | DG_TURL_UNIT1 | Hall | Wind | West | 2007 | 10 | 10 | 10 | 10 | 10 | 10 | 10 | 10 | 10 | 10
Buffalo Gap Wind Farm 3 | BUFF_GAP_UNIT3 | Taylor | Wind | West | 2008 | 170.2 | 170.2 | 170.2 | 170.2 | 170.2 | 170.2 | 170.2 | 170.2 | 170.2 | 170.2
Capricorn Ridge Wind 2 | CAPRIDGE_CR3 | Sterling | Wind | West | 2008 | 186 | 186 | 186 | 186 | 186 | 186 | 186 | 186 | 186 | 186
Capricorn Ridge Wind 4 | CAPRIDG4_CR4 | Sterling | Wind | West | 2008 | 112.5 | 112.5 | 112.5 | 112.5 | 112.5 | 112.5 | 112.5 | 112.5 | 112.5 | 112.5
Champion Wind Farm | CHAMPION_UNIT1 | Nolan | Wind | West | 2008 | 126.5 | 126.5 | 126.5 | 126.5 | 126.5 | 126.5 | 126.5 | 126.5 | 126.5 | 126.5
Elbow Creek Wind Project | ELB_ELBCREEK | Howard | Wind | West | 2008 | 122 | 122 | 122 | 122 | 122 | 122 | 122 | 122 | 122 | 122
Goat Wind | GOAT_GOATWIND | Sterling | Wind | West | 2008 | 80 | 80 | 80 | 80 | 80 | 80 | 80 | 80 | 80 | 80
Hackberry Wind Farm | HWF_HWFG1 | Shackelford | Wind | West | 2008 | 166 | 166 | 166 | 166 | 166 | 166 | 166 | 166 | 166 | 166
Inadale Wind | INDL_INADALE1 | Nolan | Wind | West | 2008 | 197 | 197 | 197 | 197 | 197 | 197 | 197 | 197 | 197 | 197
McAdoo Wind Farm | MWEC_G1 | Dickens | Wind | West | 2008 | 150 | 150 | 150 | 150 | 150 | 150 | 150 | 150 | 150 | 150
Ocotillo Wind Farm | OWF_OWF | Howard | Wind | West | 2008 | 58.8 | 58.8 | 58.8 | 58.8 | 58.8 | 58.8 | 58.8 | 58.8 | 58.8 | 58.8
Panther Creek 1 | PC_NORTH_PANTHER1 | Howard | Wind | West | 2008 | 142.5 | 142.5 | 142.5 | 142.5 | 142.5 | 142.5 | 142.5 | 142.5 | 142.5 | 142.5
Panther Creek 2 | PC_SOUTH_PANTHER2 | Howard | Wind | West | 2008 | 115.5 | 115.5 | 115.5 | 115.5 | 115.5 | 115.5 | 115.5 | 115.5 | 115.5 | 115.5
Pyron Wind Farm | PYR_PYRON1 | Scurry | Wind | West | 2008 | 249 | 249 | 249 | 249 | 249 | 249 | 249 | 249 | 249 | 249
Roscoe Wind Farm | TKWSW1_ROSCOE | Nolan | Wind | West | 2008 | 209 | 209 | 209 | 209 | 209 | 209 | 209 | 209 | 209 | 209
Sand Bluff Wind Farm | MCDLD_SBW1 | Glasscock | Wind | West | 2008 | 90 | 90 | 90 | 90 | 90 | 90 | 90 | 90 | 90 | 90
Sherbino I | KEO_KEO_SM1 | Pecos | Wind | West | 2008 | 150 | 150 | 150 | 150 | 150 | 150 | 150 | 150 | 150 | 150
Silver Star | FLTCK_SSI | Eastland | Wind | North | 2008 | 60 | 60 | 60 | 60 | 60 | 60 | 60 | 60 | 60 | 60
South Trent Wind Farm | STWF_T1 | Nolan | Wind | West | 2008 | 101.2 | 101.2 | 101.2 | 101.2 | 101.2 | 101.2 | 101.2 | 101.2 | 101.2 | 101.2
Stanton Wind Energy | SWEC_G1 | Martin | Wind | West | 2008 | 123.6 | 123.6 | 123.6 | 123.6 | 123.6 | 123.6 | 123.6 | 123.6 | 123.6 | 123.6
TSTC West Texas Wind | DG_ROSC2_1UNIT | Nolan | Wind | West | 2008 | 2 | 2 | 2 | 2 | 2 | 2 | 2 | 2 | 2 | 2
Turkey Track Wind Energy Center | TTWEC_G1 | Nolan | Wind | West | 2008 | 175 | 175 | 175 | 175 | 175 | 175 | 175 | 175 | 175 | 175
Wolfe Ridge | WHTTAIL_WR1 | Cooke | Wind | North | 2008 | 112.5 | 112.5 | 112.5 | 112.5 | 112.5 | 112.5 | 112.5 | 112.5 | 112.5 | 112.5
Bull Creek Wind Plant | BULLCRK_WND1 | Borden | Wind | West | 2009 | 89 | 89 | 89 | 89 | 89 | 89 | 89 | 89 | 89 | 89
Bull Creek Wind Plant | BULLCRK_WND2 | Borden | Wind | West | 2009 | 91 | 91 | 91 | 91 | 91 | 91 | 91 | 91 | 91 | 91
Horse Hollow Wind 1 | HHGT_HHOLLOW1 | Kendall | Wind | South | 2009 | 0 | 0 | 0 | 0 | 0 | 0 | 0 | 0 | 0 | 0
Horse Hollow Wind 2 | HHGT_HHOLLOW2 | Kendall | Wind | South | 2009 | 0 | 0 | 0 | 0 | 0 | 0 | 0 | 0 | 0 | 0
Horse Hollow Wind 3 | HHGT_HHOLLOW3 | Kendall | Wind | South | 2009 | 0 | 0 | 0 | 0 | 0 | 0 | 0 | 0 | 0 | 0
Horse Hollow Wind 4 | HHGT_HHOLLOW4 | Kendall | Wind | South | 2009 | 0 | 0 | 0 | 0 | 0 | 0 | 0 | 0 | 0 | 0
Horse Hollow Wind Callahan | HHGT_CALLAHAN | Kendall | Wind | South | 2009 | 0 | 0 | 0 | 0 | 0 | 0 | 0 | 0 | 0 | 0
Langford Wind Power | LGD_LANGFORD | Tom Green | Wind | West | 2009 | 150 | 150 | 150 | 150 | 150 | 150 | 150 | 150 | 150 | 150
Loraine Windpark I | LONEWOLF_G1 | Mitchell | Wind | West | 2009 | 50 | 50 | 50 | 50 | 50 | 50 | 50 | 50 | 50 | 50
Loraine Windpark II | LONEWOLF_G2 | Mitchell | Wind | West | 2009 | 51 | 51 | 51 | 51 | 51 | 51 | 51 | 51 | 51 | 51
Loraine Windpark III | LONEWOLF_G3 | Mitchell | Wind | West | 2011 | 26 | 26 | 26 | 26 | 26 | 26 | 26 | 26 | 26 | 26
Loraine Windpark IV | LONEWOLF_G4 | Mitchell | Wind | West | 2011 | 24 | 24 | 24 | 24 | 24 | 24 | 24 | 24 | 24 | 24
Notrees-1 | NWF_NWF1 | Winkler | Wind | West | 2009 | 152.61 | 152.61 | 152.61 | 152.61 | 152.61 | 152.61 | 152.61 | 152.61 | 152.61 | 152.61
Panther Creek 3 | PC_SOUTH_PANTHER3 | Howard | Wind | West | 2009 | 199.5 | 199.5 | 199.5 | 199.5 | 199.5 | 199.5 | 199.5 | 199.5 | 199.5 | 199.5
Papalote Creek Wind Farm | PAP1_PAP1 | San Patricio | Wind | South | 2009 | 179.85 | 179.85 | 179.85 | 179.85 | 179.85 | 179.85 | 179.85 | 179.85 | 179.85 | 179.85
Penascal Wind | PENA_UNIT1 | Kenedy | Wind | South | 2009 | 160.8 | 160.8 | 160.8 | 160.8 | 160.8 | 160.8 | 160.8 | 160.8 | 160.8 | 160.8
Penascal Wind | PENA_UNIT2 | Kenedy | Wind | South | 2009 | 141.6 | 141.6 | 141.6 | 141.6 | 141.6 | 141.6 | 141.6 | 141.6 | 141.6 | 141.6
Cedro Hill Wind | CEDROHIL_CHW1 | Webb | Wind | South | 2010 | 150 | 150 | 150 | 150 | 150 | 150 | 150 | 150 | 150 | 150
Delaware Mountain Wind Farm | KUNITZ_WIND_NWP | Culberson | Wind | West | 2010 | 28.5 | 28.5 | 28.5 | 28.5 | 28.5 | 28.5 | 28.5 | 28.5 | 28.5 | 28.5
Goat Wind 2 | GOAT_GOATWIN2 | Sterling | Wind | West | 2010 | 69.6 | 69.6 | 69.6 | 69.6 | 69.6 | 69.6 | 69.6 | 69.6 | 69.6 | 69.6
Gulf Wind I | TGW_T1 | Kenedy | Wind | South | 2010 | 141.6 | 141.6 | 141.6 | 141.6 | 141.6 | 141.6 | 141.6 | 141.6 | 141.6 | 141.6
Gulf Wind II | TGW_T2 | Kenedy | Wind | South | 2010 | 141.6 | 141.6 | 141.6 | 141.6 | 141.6 | 141.6 | 141.6 | 141.6 | 141.6 | 141.6
Papalote Creek Wind | COTTON_PAP2 | San Patricio | Wind | South | 2010 | 200.1 | 200.1 | 200.1 | 200.1 | 200.1 | 200.1 | 200.1 | 200.1 | 200.1 | 200.1
Penascal Wind | PENA_UNIT3 | Kenedy | Wind | South | 2010 | 100.8 | 100.8 | 100.8 | 100.8 | 100.8 | 100.8 | 100.8 | 100.8 | 100.8 | 100.8
WIND | [5 empty] | 9451.545 | 9451.545 | 9451.545 | 9451.545 | 9451.545 | 9451.545 | 9451.545 | 9451.545 | 9451.545 | 9451.545
Atkins 3 | ATKINS_ATKINSG3 | Brazos | Gas | North | 1954 | 0 | 12 | 12 | 12 | 12 | 12 | 12 | 12 | 12 | 12
Atkins 4 | ATKINS_ATKINSG4 | Brazos | Gas | North | 1958 | 0 | 22 | 22 | 22 | 22 | 22 | 22 | 22 | 22 | 22
Atkins 5 | ATKINS_ATKINSG5 | Brazos | Gas | North | 1965 | 0 | 25 | 25 | 25 | 25 | 25 | 25 | 25 | 25 | 25
Atkins 6 | ATKINS_ATKINSG6 | Brazos | Gas | North | 1969 | 0 | 50 | 50 | 50 | 50 | 50 | 50 | 50 | 50 | 50
AES Deepwater | APD_APD_G1 | Harris | Other | Houston | 1986 | 0 | 138 | 138 | 138 | 138 | 138 | 138 | 138 | 138 | 138
C E Newman 5 | NEWMAN_NEWMA_5 | Dallas | Gas | North | 1963 | 0 | 37 | 37 | 37 | 37 | 37 | 37 | 37 | 37 | 37
Leon Creek 3 | LEON_CRK_LCP3G3 | Bexar | Gas | South | 1953 | 0 | 56 | 56 | 56 | 56 | 56 | 56 | 56 | 56 | 56
Leon Creek 4 | LEON_CRK_LCP4G4 | Bexar | Gas | South | 1959 | 0 | 88 | 88 | 88 | 88 | 88 | 88 | 88 | 88 | 88
North Texas 1 | NTX_NTX_1 | Parker | Gas | North | 1958 | 0 | 18 | 18 | 18 | 18 | 18 | 18 | 18 | 18 | 18
North Texas 2 | NTX_NTX_2 | Parker | Gas | North | 1958 | 0 | 18 | 18 | 18 | 18 | 18 | 18 | 18 | 18 | 18
North Texas 3 | NTX_NTX_3 | Parker | Gas | North | 1963 | 0 | 39 | 39 | 39 | 39 | 39 | 39 | 39 | 39 | 39
Permian Basin 6 | PBSES_UNIT6 | Ward | Gas | West | 2009 | 0 | 515 | 515 | 515 | 515 | 515 | 515 | 515 | 515 | 515
Sam Bertron 1 | SRB_SRB_G1 | Harris | Gas | Houston | 1958 | 0 | 174 | 174 | 174 | 174 | 174 | 174 | 174 | 174 | 174
Sam Bertron 2 | SRB_SRB_G2 | Harris | Gas | Houston | 1956 | 0 | 174 | 174 | 174 | 174 | 174 | 174 | 174 | 174 | 174
Spencer 4 | SPNCER_SPNCE_4 | Denton | Gas | North | 1966 | 0 | 61 | 61 | 61 | 61 | 61 | 61 | 61 | 61 | 61
Spencer 5 | SPNCER_SPNCE_5 | Denton | Gas | North | 1973 | 0 | 61 | 61 | 61 | 61 | 61 | 61 | 61 | 61 | 61
Valley 1 | VLSES_UNIT1 | Fannin | Gas | North | 1962 | 0 | 174 | 174 | 174 | 174 | 174 | 174 | 174 | 174 | 174
Valley 2 | VLSES_UNIT2 | Fannin | Gas | North | 1967 | 0 | 520 | 520 | 520 | 520 | 520 | 520 | 520 | 520 | 520
Valley 3 | VLSES_UNIT3 | Fannin | Gas | North | 1971 | 0 | 375 | 375 | 375 | 375 | 375 | 375 | 375 | 375 | 375
Mothballed Resources | [5 empty] | 0 | 2557 | 2557 | 2557 | 2557 | 2557 | 2557 | 2557 | 2557 | 2557
Nacogdoches Project | 09INR0007 | Nacogdoches | Biomass |  |  | 0 | 100 | 100 | 100 | 100 | 100 | 100 | 100 | 100 | 100
Sandy Creek 1 | 09INR0001 | McLennan | Coal |  |  | 0 | 925 | 925 | 925 | 925 | 925 | 925 | 925 | 925 | 925
CFB Power Plant Units 11&12 | 09INR0029 | Calhoun | Coal |  |  | 260 | 260 | 260 | 260 | 260 | 260 | 260 | 260 | 260 | 260
Coleto Creek Unit 2 | 14INR0002 | Goliad | Coal |  |  | 0 | 0 | 0 | 0 | 0 | 0 | 660 | 660 | 660 | 660
Panda Temple Power | 10INR0020b | Bell | Gas |  |  | 0 | 0 | 0 | 0 | 780 | 780 | 780 | 780 | 780 | 780
Panda Temple Power | 10INR0020a | Bell | Gas |  |  | 0 | 0 | 0 | 780 | 780 | 780 | 780 | 780 | 780 | 780
Jack County 2 | 10INR0010 | Jack | Gas |  |  | 0 | 565 | 565 | 565 | 565 | 565 | 565 | 565 | 565 | 565
Pondera King Power Project | 10INR0022 | Harris | Gas |  |  | 0 | 0 | 0 | 0 | 1380 | 1380 | 1380 | 1380 | 1380 | 1380
Las Brisas Energy Center | 12INR0016a | Nueces | Other |  |  | 0 | 0 | 0 | 0 | 0 | 620 | 620 | 620 | 620 | 620
Las Brisas Energy Center | 12INR0016b | Nueces | Other |  |  | 0 | 0 | 0 | 0 | 0 | 0 | 620 | 620 | 620 | 620
RRE Austin Solar | 11INR0086 | Travis | Solar |  |  | 0 | 60 | 60 | 60 | 60 | 60 | 60 | 60 | 60 | 60
FRV AE Solar | 10INR0082 | Travis | Solar |  |  | 0 | 30 | 30 | 30 | 30 | 30 | 30 | 30 | 30 | 30
New Units with Signed IA and Air Permit | [5 empty] | 260 | 1940 | 1940 | 2720 | 4880 | 5500 | 6780 | 6780 | 6780 | 6780
Gunsight Mountain | 08INR0018 | Howard | Wind |  |  | 0 | 0 | 120 | 120 | 120 | 120 | 120 | 120 | 120 | 120
Los Vientos | 11INR0033 | Cameron | Wind |  |  | 0 | 0 | 400 | 400 | 400 | 400 | 400 | 400 | 400 | 400
Archer-Young | 08INR0062 | Young | Wind |  |  | 0 | 250 | 250 | 250 | 250 | 250 | 250 | 250 | 250 | 250
Penascal Wind Farm 3 | 06INR0022c | Kenedy | Wind |  |  | 0 | 0 | 0 | 202 | 202 | 202 | 202 | 202 | 202 | 202
Sherbino Mesa Wind Farm 2 | 06INR0012b | Pecos | Wind |  |  | 150 | 150 | 150 | 150 | 150 | 150 | 150 | 150 | 150 | 150
Magic Valley Wind Project | 10INR0060 | Willacy | Wind |  |  | 0 | 202 | 202 | 202 | 202 | 202 | 202 | 202 | 202 | 202
WKN Mozart | 09INR0061 | Kent | Wind |  |  | 0 | 0 | 30 | 30 | 30 | 30 | 30 | 30 | 30 | 30
Senate Wind Project | 08INR0011 | Jack | Wind |  |  | 0 | 150 | 150 | 150 | 150 | 150 | 150 | 150 | 150 | 150
New Wind Generation | [5 empty] | 150 | 752 | 1302 | 1504 | 1504 | 1504 | 1504 | 1504 | 1504 | 1504
Pampa Energy Center | 07INR0004 | Gray | Coal |  |  | 0 | 165 | 165 | 165 | 165 | 165 | 165 | 165 | 165 | 165
White Stallion Energy Center | 14INR0005 | Matagorda | Coal |  |  | 0 | 0 | 0 | 1200 | 1200 | 1200 | 1200 | 1200 | 1200 | 1200
Comanche Peak 3 and 4 | 15INR0002 | Somervel | Nuclear |  |  | 0 | 0 | 0 | 0 | 0 | 0 | 0 | 0 | 3200 | 3200
STP 3 and 4 | 15INR0008 | Matagorda | Nuclear |  |  | 0 | 0 | 0 | 0 | 0 | 2700 | 2700 | 2700 | 2700 | 2700
Potential Public Non-Wind Resources | [5 empty] | 0 | 165 | 165 | 1365 | 1365 | 4065 | 4065 | 4065 | 7265 | 7265
Throckmorton Wind Farm | 12INR0003 | Throckmorton | Wind |  |  | 0 | 400 | 400 | 400 | 400 | 400 | 400 | 400 | 400 | 400
Buffalo Gap 4 and 5 | 08INR0065 | Nolan | Wind |  |  | 0 | 465 | 465 | 465 | 465 | 465 | 465 | 465 | 465 | 465
2W Whatley Phase 1 | 11INR0084 | Ector | Wind |  |  | 0 | 45 | 45 | 45 | 45 | 45 | 45 | 45 | 45 | 45
B&B Panhandle Wind | 09INR0024 | Carson | Wind |  |  | 0 | 1001 | 1001 | 1001 | 1001 | 1001 | 1001 | 1001 | 1001 | 1001
Fort Concho Wind Farm | 12INR0004 | Tom Green | Wind |  |  | 0 | 400 | 400 | 400 | 400 | 400 | 400 | 400 | 400 | 400
Scurry County Wind III | 09INR0037 | Scurry | Wind |  |  | 0 | 350 | 350 | 350 | 350 | 350 | 350 | 350 | 350 | 350
M Bar Wind | 08INR0038 | Andrews | Wind |  |  | 0 | 194 | 194 | 194 | 194 | 194 | 194 | 194 | 194 | 194
Gatesville Wind Farm | 09INR0034 | Coryell | Wind |  |  | 0 | 200 | 200 | 200 | 200 | 200 | 200 | 200 | 200 | 200
Pistol Hill Energy Center | 08INR0025 | Ector | Wind |  |  | 0 | 300 | 300 | 300 | 300 | 300 | 300 | 300 | 300 | 300
2W Whatley Phase 2 | 12INR0043 | Ector | Wind |  |  | 0 | 0 | 290 | 290 | 290 | 290 | 290 | 290 | 290 | 290
Potential Public Wind Resources | [5 empty] | 0 | 3355 | 3645 | 3645 | 3645 | 3645 | 3645 | 3645 | 3645 | 3645
| 11INR0037 | Smith | Biomass |  |  | 0 | 50 | 50 | 50 | 50 | 50 | 50 | 50 | 50 | 50
| 14INR0003 | Nolan | Coal |  |  | 0 | 0 | 0 | 850 | 850 | 850 | 850 | 850 | 850 | 850
| 11INR0075 | Fort Bend | Coal |  |  | 0 | 15 | 15 | 15 | 15 | 15 | 15 | 15 | 15 | 15
| 10INR0032 | Navarro | Gas |  |  | 0 | 775 | 775 | 775 | 775 | 775 | 775 | 775 | 775 | 775
| 10INR0029 | Hood | Gas |  |  | 0 | 810 | 810 | 810 | 810 | 810 | 810 | 810 | 810 | 810
| 11INR0040 | Freestone | Gas |  |  | 0 | 640 | 640 | 640 | 640 | 640 | 640 | 640 | 640 | 640
| 11INR0006 | Lamar | Gas |  |  | 0 | 579 | 579 | 579 | 579 | 579 | 579 | 579 | 579 | 579
| 09INR0031 | Ector | Gas |  |  | 0 | 275 | 275 | 275 | 275 | 275 | 275 | 275 | 275 | 275
| 09INR0050 | Fannin | Gas |  |  | 0 | 1200 | 1200 | 1200 | 1200 | 1200 | 1200 | 1200 | 1200 | 1200
| 12INR0007 | Lamar | Gas |  |  | 0 | 296 | 296 | 296 | 296 | 296 | 296 | 296 | 296 | 296
| 10INR0021 | Grayson | Gas |  |  | 0 | 646 | 646 | 646 | 646 | 646 | 646 | 646 | 646 | 646
| 10INR0018 | Madison | Gas |  |  | 0 | 550 | 550 | 550 | 550 | 550 | 550 | 550 | 550 | 550
| 13INR0021 | Llano | Gas |  |  | 0 | 0 | 0 | 0 | 600 | 600 | 600 | 600 | 600 | 600
| 13INR0028 | Hale | Gas |  |  | 0 | 0 | 0 | 392 | 392 | 392 | 392 | 392 | 392 | 392
| 13INR0023 | Ector | Gas |  |  | 0 | 0 | 240 | 240 | 240 | 240 | 240 | 240 | 240 | 240
| 11INR0049 | Wharton | Gas |  |  | 0 | 275 | 275 | 275 | 275 | 275 | 275 | 275 | 275 | 275
| 11INR0071 | Harris | Gas |  |  | 0 | 7 | 7 | 7 | 7 | 7 | 7 | 7 | 7 | 7
| 16INR0002 | Brazoria | Other |  |  | 0 | 0 | 0 | 0 | 0 | 0 | 700 | 700 | 700 | 700
| 10INR0089 | Harris | Other |  |  | 0 | 40 | 40 | 40 | 40 | 40 | 40 | 40 | 40 | 40
| 10INR0080 | Presidio | Solar |  |  | 0 | 144 | 144 | 144 | 144 | 144 | 144 | 144 | 144 | 144
| 10INR0085 | Ector | Solar |  |  | 0 | 40 | 40 | 40 | 40 | 40 | 40 | 40 | 40 | 40
| 11INR0094 | Kent | Solar |  |  | 0 | 100 | 100 | 100 | 100 | 100 | 100 | 100 | 100 | 100
| 12INR0057 | Ector | Solar |  |  | 0 | 0 | 40 | 40 | 40 | 40 | 40 | 40 | 40 | 40
| 11INR0090 | Howard | Solar |  |  | 0 | 60 | 60 | 60 | 60 | 60 | 60 | 60 | 60 | 60
| 15INR0011b | Borden | Solar |  |  | 0 | 0 | 0 | 0 | 0 | 38 | 38 | 38 | 38 | 38
| 11INR0070 | Reeves | Solar |  |  | 0 | 50 | 50 | 50 | 50 | 50 | 50 | 50 | 50 | 50
| 11INR0061 | Presidio | Solar |  |  | 0 | 90 | 90 | 90 | 90 | 90 | 90 | 90 | 90 | 90
| 11INR0060 | Tom Green | Solar |  |  | 0 | 90 | 90 | 90 | 90 | 90 | 90 | 90 | 90 | 90
| 11INR0058 | Pecos | Solar |  |  | 0 | 135 | 135 | 135 | 135 | 135 | 135 | 135 | 135 | 135
Potential Non-Public Non-Wind Resources | [5 empty] | 0 | 6867 | 7147 | 8389 | 8989 | 9027 | 9727 | 9727 | 9727 | 9727
| 07INR0013 | Coke | Wind |  |  | 0 | 200 | 200 | 200 | 200 | 200 | 200 | 200 | 200 | 200
| 08INR0019a | Gray | Wind |  |  | 0 | 0 | 0 | 250 | 250 | 250 | 250 | 250 | 250 | 250
| 08INR0019b | Gray | Wind |  |  | 0 | 0 | 0 | 250 | 250 | 250 | 250 | 250 | 250 | 250
| 08INR0019c | Gray | Wind |  |  | 0 | 0 | 0 | 250 | 250 | 250 | 250 | 250 | 250 | 250
| 08INR0020 | Eastland | Wind |  |  | 0 | 200 | 200 | 200 | 200 | 200 | 200 | 200 | 200 | 200
| 08INR0031 | Childress | Wind |  |  | 0 | 100 | 100 | 100 | 100 | 100 | 100 | 100 | 100 | 100
| 08INR0041 | Coke | Wind |  |  | 0 | 0 | 200 | 200 | 200 | 200 | 200 | 200 | 200 | 200
| 08INR0042 | Coke | Wind |  |  | 0 | 0 | 200 | 200 | 200 | 200 | 200 | 200 | 200 | 200
| 08INR0049 | Clay | Wind |  |  | 0 | 0 | 50 | 50 | 50 | 50 | 50 | 50 | 50 | 50
| 09INR0025 | Concho | Wind |  |  | 0 | 0 | 180 | 180 | 180 | 180 | 180 | 180 | 180 | 180
| 09INR0041 | Mitchell | Wind |  |  | 0 | 0 | 300 | 300 | 300 | 300 | 300 | 300 | 300 | 300
| 09INR0048 | Jack | Wind |  |  | 0 | 100 | 100 | 100 | 100 | 100 | 100 | 100 | 100 | 100
| 09INR0051 | Borden | Wind |  |  | 0 | 0 | 249 | 249 | 249 | 249 | 249 | 249 | 249 | 249
| 09INR0054 | Stonewall | Wind |  |  | 0 | 148.5 | 148.5 | 148.5 | 148.5 | 148.5 | 148.5 | 148.5 | 148.5 | 148.5
| 09INR0058 | Howard | Wind |  |  | 0 | 0 | 250 | 250 | 250 | 250 | 250 | 250 | 250 | 250
| 09INR0073 | Scurry | Wind |  |  | 0 | 0 | 0 | 200 | 200 | 200 | 200 | 200 | 200 | 200
| 09INR0074 | Motley | Wind |  |  | 0 | 70 | 70 | 70 | 70 | 70 | 70 | 70 | 70 | 70
| 09INR0077 | Reagan | Wind |  |  | 0 | 0 | 0 | 500 | 500 | 500 | 500 | 500 | 500 | 500
| 10INR0008 | Pecos | Wind |  |  | 0 | 500 | 500 | 500 | 500 | 500 | 500 | 500 | 500 | 500
| 10INR0009 | Castro | Wind |  |  | 0 | 0 | 0 | 300 | 300 | 300 | 300 | 300 | 300 | 300
| 10INR0013 | Upton | Wind |  |  | 0 | 400 | 400 | 400 | 400 | 400 | 400 | 400 | 400 | 400
| 10INR0015 | Mitchell | Wind |  |  | 0 | 0 | 0 | 350 | 350 | 350 | 350 | 350 | 350 | 350
| 10INR0016 | Childress | Wind |  |  | 0 | 150 | 150 | 150 | 150 | 150 | 150 | 150 | 150 | 150
| 10INR0019 | Deaf Smith | Wind |  |  | 0 | 609 | 609 | 609 | 609 | 609 | 609 | 609 | 609 | 609
| 10INR0023 | Haskell | Wind |  |  | 0 | 386 | 386 | 386 | 386 | 386 | 386 | 386 | 386 | 386
| 10INR0024 | Briscoe | Wind |  |  | 0 | 0 | 2940 | 2940 | 2940 | 2940 | 2940 | 2940 | 2940 | 2940
| 10INR0033 | Armstrong | Wind |  |  | 0 | 399 | 399 | 399 | 399 | 399 | 399 | 399 | 399 | 399
| 10INR0041 | Floyd | Wind |  |  | 0 | 135 | 135 | 135 | 135 | 135 | 135 | 135 | 135 | 135
| 10INR0042 | Mason | Wind |  |  | 0 | 170 | 170 | 170 | 170 | 170 | 170 | 170 | 170 | 170
| 10INR0048 | Hardeman | Wind |  |  | 0 | 1000 | 1000 | 1000 | 1000 | 1000 | 1000 | 1000 | 1000 | 1000
| 10INR0051 | Brazoria | Wind |  |  | 0 | 200 | 200 | 200 | 200 | 200 | 200 | 200 | 200 | 200
| 10INR0052a | Knox | Wind |  |  | 0 | 21 | 21 | 21 | 21 | 21 | 21 | 21 | 21 | 21
| 10INR0054 | Palo Pinto | Wind |  |  | 0 | 36 | 36 | 36 | 36 | 36 | 36 | 36 | 36 | 36
| 10INR0056 | Borden | Wind |  |  | 0 | 0 | 249 | 249 | 249 | 249 | 249 | 249 | 249 | 249
| 10INR0062a | Pecos | Wind |  |  | 0 | 80 | 80 | 80 | 80 | 80 | 80 | 80 | 80 | 80
| 10INR0062b | Pecos | Wind |  |  | 0 | 0 | 220 | 220 | 220 | 220 | 220 | 220 | 220 | 220
| 10INR0077 | Callahan | Wind |  |  | 0 | 0 | 101 | 101 | 101 | 101 | 101 | 101 | 101 | 101
| 10INR0079 | Nolan | Wind |  |  | 0 | 60 | 60 | 60 | 60 | 60 | 60 | 60 | 60 | 60
| 10INR0081a | Clay | Wind |  |  | 0 | 30.4 | 30.4 | 30.4 | 30.4 | 30.4 | 30.4 | 30.4 | 30.4 | 30.4
| 10INR0081b | Clay | Wind |  |  | 0 | 19.2 | 19.2 | 19.2 | 19.2 | 19.2 | 19.2 | 19.2 | 19.2 | 19.2
| 11INR0013 | Mills | Wind |  |  | 0 | 0 | 0 | 150 | 150 | 150 | 150 | 150 | 150 | 150
| 11INR0019 | Upton | Wind |  |  | 0 | 200 | 200 | 200 | 200 | 200 | 200 | 200 | 200 | 200
| 11INR0025 | Crockett | Wind |  |  | 0 | 400 | 400 | 400 | 400 | 400 | 400 | 400 | 400 | 400
| 11INR0029 | Throckmorton | Wind |  |  | 0 | 200 | 200 | 200 | 200 | 200 | 200 | 200 | 200 | 200
| 11INR0039 | Starr | Wind |  |  | 0 | 201 | 201 | 201 | 201 | 201 | 201 | 201 | 201 | 201
| 11INR0043 | Coke | Wind |  |  | 0 | 300 | 300 | 300 | 300 | 300 | 300 | 300 | 300 | 300
| 11INR0047 | Deaf Smith | Wind |  |  | 0 | 600 | 600 | 600 | 600 | 600 | 600 | 600 | 600 | 600
| 11INR0050 | Crosby | Wind |  |  | 0 | 149 | 149 | 149 | 149 | 149 | 149 | 149 | 149 | 149
| 11INR0054 | San Patricio | Wind |  |  | 0 | 161 | 161 | 161 | 161 | 161 | 161 | 161 | 161 | 161
| 11INR0057 | Cameron | Wind |  |  | 0 | 165 | 165 | 165 | 165 | 165 | 165 | 165 | 165 | 165
| 11INR0062 | Nueces | Wind |  |  | 0 | 149 | 149 | 149 | 149 | 149 | 149 | 149 | 149 | 149
| 11INR0065 | Nueces | Wind |  |  | 0 | 240 | 240 | 240 | 240 | 240 | 240 | 240 | 240 | 240
| 11INR0067 | Cameron | Wind |  |  | 0 | 0 | 78 | 78 | 78 | 78 | 78 | 78 | 78 | 78
| 11INR0076 | Archer | Wind |  |  | 0 | 94 | 94 | 94 | 94 | 94 | 94 | 94 | 94 | 94
| 11INR0079a | Clay | Wind |  |  | 0 | 200 | 200 | 200 | 200 | 200 | 200 | 200 | 200 | 200
| 11INR0081 | Live Oak | Wind |  |  | 0 | 0 | 72 | 72 | 72 | 72 | 72 | 72 | 72 | 72
| 11INR0082A | Val Verde | Wind |  |  | 0 | 0 | 0 | 50 | 50 | 50 | 50 | 50 | 50 | 50
| 11INR0082B | Val Verde | Wind |  |  | 0 | 0 | 150 | 150 | 150 | 150 | 150 | 150 | 150 | 150
| 11INR0083A | Crockett | Wind |  |  | 0 | 0 | 0 | 50 | 50 | 50 | 50 | 50 | 50 | 50
| 11INR0083B | Crockett | Wind |  |  | 0 | 0 | 100 | 100 | 100 | 100 | 100 | 100 | 100 | 100
| 11INR0085 | Nolan | Wind |  |  | 0 | 106 | 106 | 106 | 106 | 106 | 106 | 106 | 106 | 106
| 11INR0091 | Webb | Wind |  |  | 0 | 92 | 92 | 92 | 92 | 92 | 92 | 92 | 92 | 92
| 12INR0002a | Briscoe | Wind |  |  | 0 | 0 | 0 | 200 | 200 | 200 | 200 | 200 | 200 | 200
| 12INR0002b | Briscoe | Wind |  |  | 0 | 0 | 0 | 0 | 200 | 200 | 200 | 200 | 200 | 200
| 12INR0002c | Briscoe | Wind |  |  | 0 | 0 | 0 | 0 | 0 | 350 | 350 | 350 | 350 | 350
| 12INR0005 | Floyd | Wind |  |  | 0 | 0 | 1100 | 1100 | 1100 | 1100 | 1100 | 1100 | 1100 | 1100
| 12INR0018 | Gray | Wind |  |  | 0 | 0 | 500 | 500 | 500 | 500 | 500 | 500 | 500 | 500
| 12INR0026 | Randall | Wind |  |  | 0 | 0 | 400 | 400 | 400 | 400 | 400 | 400 | 400 | 400
| 12INR0027 | Gray | Wind |  |  | 0 | 0 | 200 | 200 | 200 | 200 | 200 | 200 | 200 | 200
| 12INR0029 | Swisher | Wind |  |  | 0 | 0 | 500 | 500 | 500 | 500 | 500 | 500 | 500 | 500
| 12INR0033 | Motley | Wind |  |  | 0 | 150 | 150 | 150 | 150 | 150 | 150 | 150 | 150 | 150
| 12INR0034 | Borden | Wind |  |  | 0 | 0 | 342 | 342 | 342 | 342 | 342 | 342 | 342 | 342
| 12INR0035 | Nueces | Wind |  |  | 0 | 0 | 249 | 249 | 249 | 249 | 249 | 249 | 249 | 249
| 12INR0042 | Deaf Smith | Wind |  |  | 0 | 400 | 400 | 400 | 400 | 400 | 400 | 400 | 400 | 400
| 12INR0045 | Kleberg | Wind |  |  | 0 | 135 | 135 | 135 | 135 | 135 | 135 | 135 | 135 | 135
| 12INR0053 | Crockett | Wind |  |  | 0 | 615 | 615 | 615 | 615 | 615 | 615 | 615 | 615 | 615
| 12INR0072 | Kinney | Wind |  |  | 0 | 0 | 100 | 100 | 100 | 100 | 100 | 100 | 100 | 100
| 12INR0075 | Wilbarger | Wind |  |  | 0 | 499 | 499 | 499 | 499 | 499 | 499 | 499 | 499 | 499
| 13INR0004 | Deaf Smith | Wind |  |  | 0 | 0 | 0 | 500 | 500 | 500 | 500 | 500 | 500 | 500
| 13INR0005 | Carson | Wind |  |  | 0 | 0 | 0 | 600 | 600 | 600 | 600 | 600 | 600 | 600
| 13INR0006 | Gray | Wind |  |  | 0 | 0 | 0 | 750 | 750 | 750 | 750 | 750 | 750 | 750
| 13INR0007 | Pecos | Wind |  |  | 0 | 0 | 0 | 200 | 200 | 200 | 200 | 200 | 200 | 200
| 13INR0010a | Parmer | Wind |  |  | 0 | 0 | 200 | 200 | 200 | 200 | 200 | 200 | 200 | 200
| 13INR0010b | Parmer | Wind |  |  | 0 | 0 | 0 | 500 | 500 | 500 | 500 | 500 | 500 | 500
| 13INR0010c | Parmer | Wind |  |  | 0 | 0 | 0 | 0 | 500 | 500 | 500 | 500 | 500 | 500
| 13INR0016 | Deaf Smith | Wind |  |  | 0 | 0 | 0 | 250.5 | 250.5 | 250.5 | 250.5 | 250.5 | 250.5 | 250.5
| 13INR0017 | Childress | Wind |  |  | 0 | 0 | 0 | 200 | 200 | 200 | 200 | 200 | 200 | 200
| 13INR0020a | Glasscock | Wind |  |  | 0 | 0 | 200 | 200 | 200 | 200 | 200 | 200 | 200 | 200
| 13INR0020b | Glasscock | Wind |  |  | 0 | 0 | 0 | 150 | 150 | 150 | 150 | 150 | 150 | 150
| 13INR0025 | Randall | Wind |  |  | 0 | 0 | 0 | 150 | 150 | 150 | 150 | 150 | 150 | 150
| 13INR0026 | Oldham | Wind |  |  | 0 | 0 | 0 | 201 | 201 | 201 | 201 | 201 | 201 | 201
| 13INR0036 | Hidalgo | Wind |  |  | 0 | 0 | 200 | 200 | 200 | 200 | 200 | 200 | 200 | 200
| 14INR0001 | Pecos | Wind |  |  | 0 | 0 | 0 | 0 | 500 | 500 | 500 | 500 | 500 | 500
| 14INR0006 | Floyd | Wind |  |  | 0 | 0 | 0 | 0 | 151 | 151 | 151 | 151 | 151 | 151
| 15INR0011a | Borden | Wind |  |  | 0 | 0 | 0 | 0 | 0 | 112 | 112 | 112 | 112 | 112
Potential Non-Public Wind Resources | [5 empty] | 0 | 10070.1 | 19400.1 | 25451.6 | 26802.6 | 27264.6 | 27264.6 | 27264.6 | 27264.6 | 27264.6
Excluded Resources, per notification from developer
Cobisa-Greenville | 06INR0006 | Hunt | Gas |  |  | 0 | 0 | 0 | 1792 | 1792 | 1792 | 1792 | 1792 | 1792 | 1792
Confidential Information
Confidential Information
Confidential Information
Confidential Information
Confidential Information
Confidential Information
Confidential Information

## WinterSummary
2011 Report on the Capacity, Demand, and Reserves in the ERCOT Region
Winter Summary
| Load Forecast: |  | 2011/12 | 2012/13 | 2013/14 | 2014/15 | 2015/16 | 2016/17 | 2017/18 | 2018/19 | 2019/20 | 2020/21
|  | Total Winter Peak Demand, MW | 49957 | 51343 | 53472 | 55126 | 56398 | 58733 | 59330 | 60236 | 62062 | 62734
|  | less LAARs Serving as Responsive Reserve, MW | 1063 | 1063 | 1063 | 1063 | 1063 | 1063 | 1063 | 1063 | 1063 | 1063
|  | less LAARs Serving as Non-Spinning Reserve, MW | 0 | 0 | 0 | 0 | 0 | 0 | 0 | 0 | 0 | 0
|  | less Emergency Interruptible Load Service | 420.8 | 462.88 | 509.168 | 560.0848 | 616.0933 | 677.7026 | 745.4729 | 820.0202 | 902.0222 | 992.2244
|  | less Energy Efficiency Programs (per SB1125) | 127.796 | 259.126 | 394.64 | 535.72 | 680.902 | 829.298 | 980.028 | 1133.336 | 1289.068 | 1447.616
|  | Firm Load Forecast, MW | 48345.404 | 49557.994 | 51505.192 | 52967.1952 | 54038.0047 | 56162.9994 | 56541.4991 | 57219.6438 | 58807.9098 | 59231.1596
| Resources: |  | 2011/12 | 2012/13 | 2013/14 | 2014/15 | 2015/16 | 2016/17 | 2017/18 | 2018/19 | 2019/20 | 2020/21
|  | Installed Capacity, MW | 66530.917 | 66530.917 | 66530.917 | 66530.917 | 66530.917 | 66530.917 | 66530.917 | 66530.917 | 66530.917 | 66530.917
|  | Capacity from Private Networks, MW | 5102.7 | 5133.7 | 5133.7 | 5133.7 | 5133.7 | 5133.7 | 5133.7 | 5133.7 | 5133.7 | 5133.7
|  | Effective Load-Carrying Capability (ELCC) of Wind Generation, MW | 822.2844 | 822.2844 | 822.2844 | 822.2844 | 822.2844 | 822.2844 | 822.2844 | 822.2844 | 822.2844 | 822.2844
|  | RMR Units to be under Contract, MW | 0 | 0 | 0 | 0 | 0 | 0 | 0 | 0 | 0 | 0
|  | Operational Generation, MW | 72455.9014 | 72486.9014 | 72486.9014 | 72486.9014 | 72486.9014 | 72486.9014 | 72486.9014 | 72486.9014 | 72486.9014 | 72486.9014
|  | 50% of Non-Synchronous Ties, MW | 553 | 553 | 553 | 553 | 553 | 553 | 553 | 553 | 553 | 553
|  | Switchable Units, MW | 3168 | 3168 | 3168 | 3168 | 3168 | 3168 | 3168 | 3168 | 3168 | 3168
|  | Available Mothballed Generation , MW | 109.64 | 109.64 | 100.14 | 100.14 | 100.14 | 100.14 | 100.14 | 100.14 | 100.14 | 100.14
|  | Planned Units (not wind) with Signed IA and Air Permit, MW | 825 | 1940 | 1940 | 2720 | 5500 | 6120 | 6780 | 6780 | 6780 | 6780
|  | ELCC of Planned Wind Units with Signed IA, MW | 13.05 | 65.424 | 113.274 | 130.848 | 130.848 | 130.848 | 130.848 | 130.848 | 130.848 | 130.848
|  | Total Resources, MW | 77124.5914 | 78322.9654 | 78361.3154 | 79158.8894 | 81938.8894 | 82558.8894 | 83218.8894 | 83218.8894 | 83218.8894 | 83218.8894
|  | less Switchable Units Unavailable to ERCOT, MW | 317 | 317 | 317 | 317 | 317 | 317 | 0 | 0 | 0 | 0
|  | less Retiring Units, MW | 0 | 0 | 0 | 0 | 0 | 0 | 0 | 0 | 0 | 0
|  | Resources, MW | 76807.5914 | 78005.9654 | 78044.3154 | 78841.8894 | 81621.8894 | 82241.8894 | 83218.8894 | 83218.8894 | 83218.8894 | 83218.8894
|  | Reserve Margin | 58.87% | 57.4% | 51.53% | 48.85% | 51.05% | 46.43% | 47.18% | 45.44% | 41.51% | 40.5%
(Resources - Firm Load Forecast)/Firm Load Forecast
| Other Potential Resources: |  | 3000.36 | 11200.3437 | 12326.7837 | 15295.2642 | 16012.8012 | 18790.9952 | 19491.9952 | 19492.9952 | 22693.9952 | 22694.9952
|  | Mothballed Capacity , MW | 2447.36 | 2447.36 | 2456.86 | 2456.86 | 2456.86 | 2456.86 | 2456.86 | 2456.86 | 2456.86 | 2456.86
|  | 50% of Non-Synchronous Ties, MW | 553 | 553 | 553 | 553 | 553 | 553 | 554 | 555 | 556 | 557
|  | Planned Units in Full Interconnection Study Phase, MW | 0 | 8199.9837 | 9316.9237 | 12285.4042 | 13002.9412 | 15781.1352 | 16481.1352 | 16481.1352 | 19681.1352 | 19681.1352
2011 Report on the Capacity, Demand, and Reserves in the ERCOT Region
Winter Loads and Resources
|  |  | 54992.897 | 56372.2182 | 58587.1559 | 60250.1845 | 61468.2304 | 63885.4118 | 64315.9553 | 65087.3449 | 66893.9974 | 67375.4441

## WinterCapacities
Unit Capacities - Winter
Units used in determining the generation resources in the Winter Summary
Operational capacities are based on unit testing. Other capacities are based on information provided by the plant owners. This list includes MW available to the grid from private network (self-serve) units. It also includes distributed generation units that have registered with ERCOT. Data without unit names are for private network units or are planned generation that is not public.
Unit Name | Unit Code | County | Fuel | Forecast Zone |  | 2011/12 | 2012/13 | 2013/14 | 2014/15 | 2015/16 | 2016/17 | 2017/18 | 2018/19 | 2019/20 | 2020/21
A von Rosenberg 1-CT1 | BRAUNIG_AVR1_CT1 | Bexar | Gas | South | 2000 | 178 | 178 | 178 | 178 | 178 | 178 | 178 | 178 | 178 | 178
A von Rosenberg 1-CT2 | BRAUNIG_AVR1_CT2 | Bexar | Gas | South | 2000 | 178 | 178 | 178 | 178 | 178 | 178 | 178 | 178 | 178 | 178
A von Rosenberg 1-ST1 | BRAUNIG_AVR1_ST | Bexar | Gas | South | 2000 | 184 | 184 | 184 | 184 | 184 | 184 | 184 | 184 | 184 | 184
AEDOMG 1 | DG_SUMMI_1UNIT | Travis | Gas | South | 2004 | 5 | 5 | 5 | 5 | 5 | 5 | 5 | 5 | 5 | 5
AES Deepwater | APD_APD_PS1 | Harris | Other | Houston | 2010 | bar: 2011/12 to 2020/21
Amistad Hydro 1 | AMISTAD_AMISTAG1 | Val Verde | Hydro | South | 1983 | 37.9 | 37.9 | 37.9 | 37.9 | 37.9 | 37.9 | 37.9 | 37.9 | 37.9 | 37.9
Amistad Hydro 2 | AMISTAD_AMISTAG2 | Val Verde | Hydro | South | 1983 | 37.9 | 37.9 | 37.9 | 37.9 | 37.9 | 37.9 | 37.9 | 37.9 | 37.9 | 37.9
Atascocita 1 | _HB_DG1 | Harris | Biomass | Houston | 2003 | 10.1 | 10.1 | 10.1 | 10.1 | 10.1 | 10.1 | 10.1 | 10.1 | 10.1 | 10.1
Atkins 7 | ATKINS_ATKINSG7 | Brazos | Gas | North | 1973 | 20 | 20 | 20 | 20 | 20 | 20 | 20 | 20 | 20 | 20
Austin 1 | AUSTPL_AUSTING1 | Travis | Hydro | South | 1940 | 8 | 8 | 8 | 8 | 8 | 8 | 8 | 8 | 8 | 8
Austin 2 | AUSTPL_AUSTING2 | Travis | Hydro | South | 1940 | 9 | 9 | 9 | 9 | 9 | 9 | 9 | 9 | 9 | 9
Austin Landfill Gas | DG_SPRIN_4UNITS | Travis | Other | South | 1988 | 6.4 | 6.4 | 6.4 | 6.4 | 6.4 | 6.4 | 6.4 | 6.4 | 6.4 | 6.4
B M Davis 1 | B_DAVIS_B_DAVIG1 | Nueces | Gas | South | 1974 | 335 | 335 | 335 | 335 | 335 | 335 | 335 | 335 | 335 | 335
B M Davis 2 | B_DAVIS_B_DAVIG2 | Nueces | Gas | South | 1976 | 332 | 332 | 332 | 332 | 332 | 332 | 332 | 332 | 332 | 332
B M Davis 3 | B_DAVIS_B_DAVIG3 | Nueces | Gas | South | 2009 | 176 | 176 | 176 | 176 | 176 | 176 | 176 | 176 | 176 | 176
B M Davis 4 | B_DAVIS_B_DAVIG4 | Nueces | Gas | South | 2009 | 176 | 176 | 176 | 176 | 176 | 176 | 176 | 176 | 176 | 176
Bastrop Energy Center 1 | BASTEN_GTG1100 | Bastrop | Gas | South | 2002 | 167 | 167 | 167 | 167 | 167 | 167 | 167 | 167 | 167 | 167
Bastrop Energy Center 2 | BASTEN_GTG2100 | Bastrop | Gas | South | 2002 | 167 | 167 | 167 | 167 | 167 | 167 | 167 | 167 | 167 | 167
Bastrop Energy Center 3 | BASTEN_ST0100 | Bastrop | Gas | South | 2002 | 234 | 234 | 234 | 234 | 234 | 234 | 234 | 234 | 234 | 234
Baytown 1 | TRN_DG1 | Chambers | Biomass | Houston | 2003 | 3.9 | 3.9 | 3.9 | 3.9 | 3.9 | 3.9 | 3.9 | 3.9 | 3.9 | 3.9
Big Brown 1 | BBSES_UNIT1 | Freestone | Coal | North | 1971 | 606 | 606 | 606 | 606 | 606 | 606 | 606 | 606 | 606 | 606
Big Brown 2 | BBSES_UNIT2 | Freestone | Coal | North | 1972 | 602 | 602 | 602 | 602 | 602 | 602 | 602 | 602 | 602 | 602
Bio Energy Partners | DG_BIOE_2UNITS | Denton | Gas | North | 1988 | 5.6 | 5.6 | 5.6 | 5.6 | 5.6 | 5.6 | 5.6 | 5.6 | 5.6 | 5.6
Bluebonnet 1 | _LB_DG1 | Harris | Biomass | Houston | 2003 | 3.9 | 3.9 | 3.9 | 3.9 | 3.9 | 3.9 | 3.9 | 3.9 | 3.9 | 3.9
Bosque County Peaking 1 | BOSQUESW_BSQSU_1 | Bosque | Gas | North | 2000 | 176 | 176 | 176 | 176 | 176 | 176 | 176 | 176 | 176 | 176
Bosque County Peaking 2 | BOSQUESW_BSQSU_2 | Bosque | Gas | North | 2000 | 175 | 175 | 175 | 175 | 175 | 175 | 175 | 175 | 175 | 175
Bosque County Peaking 3 | BOSQUESW_BSQSU_3 | Bosque | Gas | North | 2001 | 160 | 160 | 160 | 160 | 160 | 160 | 160 | 160 | 160 | 160
Bosque County Peaking 4 | BOSQUESW_BSQSU_4 | Bosque | Gas | North | 2001 | 83 | 83 | 83 | 83 | 83 | 83 | 83 | 83 | 83 | 83
Bosque County Unit 5 | BOSQUESW_BSQSU_5 | Bosque | Gas | North | 2009 | 245 | 245 | 245 | 245 | 245 | 245 | 245 | 245 | 245 | 245
Brazos Valley 1 | BVE_UNIT1 | Ft Bend | Gas | Houston | 2003 | 170 | 170 | 170 | 170 | 170 | 170 | 170 | 170 | 170 | 170
Brazos Valley 2 | BVE_UNIT2 | Ft Bend | Gas | Houston | 2003 | 170 | 170 | 170 | 170 | 170 | 170 | 170 | 170 | 170 | 170
Brazos Valley 3 | BVE_UNIT3 | Ft Bend | Gas | Houston | 2003 | 267 | 267 | 267 | 267 | 267 | 267 | 267 | 267 | 267 | 267
Buchanan 1 | BUCHAN_BUCHANG1 | Llano | Hydro | South | 1938 | 18 | 18 | 18 | 18 | 18 | 18 | 18 | 18 | 18 | 18
Buchanan 2 | BUCHAN_BUCHANG2 | Llano | Hydro | South | 1938 | 18 | 18 | 18 | 18 | 18 | 18 | 18 | 18 | 18 | 18
Buchanan 3 | BUCHAN_BUCHANG3 | Llano | Hydro | South | 1950 | 18 | 18 | 18 | 18 | 18 | 18 | 18 | 18 | 18 | 18
Calenergy (Falcon Seaboard) 1 | FLCNS_UNIT1 | Howard | Gas | West | 1987 | 75 | 75 | 75 | 75 | 75 | 75 | 75 | 75 | 75 | 75
Calenergy (Falcon Seaboard) 2 | FLCNS_UNIT2 | Howard | Gas | West | 1987 | 75 | 75 | 75 | 75 | 75 | 75 | 75 | 75 | 75 | 75
Calenergy (Falcon Seaboard) 3 | FLCNS_UNIT3 | Howard | Gas | West | 1988 | 70 | 70 | 70 | 70 | 70 | 70 | 70 | 70 | 70 | 70
Canyon 1 | CANYHY_CANYHYG1 | Comal | Hydro | South | 1989 | 3 | 3 | 3 | 3 | 3 | 3 | 3 | 3 | 3 | 3
Canyon 2 | CANYHY_CANYHYG2 | Comal | Hydro | South | 1989 | 3 | 3 | 3 | 3 | 3 | 3 | 3 | 3 | 3 | 3
Cedar Bayou 1 | CBY_CBY_G1 | Chambers | Gas | Houston | 1970 | 745 | 745 | 745 | 745 | 745 | 745 | 745 | 745 | 745 | 745
Cedar Bayou 2 | CBY_CBY_G2 | Chambers | Gas | Houston | 1972 | 749 | 749 | 749 | 749 | 749 | 749 | 749 | 749 | 749 | 749
Cedar Bayou 4 | CBY4_CT41 | Chambers | Gas | Houston | 2009 | 205 | 205 | 205 | 205 | 205 | 205 | 205 | 205 | 205 | 205
Cedar Bayou 5 | CBY4_CT42 | Chambers | Gas | Houston | 2009 | 205 | 205 | 205 | 205 | 205 | 205 | 205 | 205 | 205 | 205
Cedar Bayou 6 | CBY4_ST04 | Chambers | Gas | Houston | 2009 | 205 | 205 | 205 | 205 | 205 | 205 | 205 | 205 | 205 | 205
Coastal Plains RDF | _AV_DG1 | Galveston | Biomass | Houston | 2003 | 6.7 | 6.7 | 6.7 | 6.7 | 6.7 | 6.7 | 6.7 | 6.7 | 6.7 | 6.7
Coleto Creek | COLETO_COLETOG1 | Goliad | Coal | South | 1980 | 640 | 640 | 640 | 640 | 640 | 640 | 640 | 640 | 640 | 640
Colorado Bend Energy Center | CBEC_GT4 | Wharton | Gas | Houston | 2008 | 83 | 83 | 83 | 83 | 83 | 83 | 83 | 83 | 83 | 83
Colorado Bend Energy Center | CBEC_GT2 | Wharton | Gas | Houston | 2007 | 84 | 84 | 84 | 84 | 84 | 84 | 84 | 84 | 84 | 84
Colorado Bend Energy Center | CBEC_GT1 | Wharton | Gas | Houston | 2007 | 88 | 88 | 88 | 88 | 88 | 88 | 88 | 88 | 88 | 88
Colorado Bend Energy Center | CBEC_GT3 | Wharton | Gas | Houston | 2008 | 88 | 88 | 88 | 88 | 88 | 88 | 88 | 88 | 88 | 88
Colorado Bend Energy Center | CBEC_STG1 | Wharton | Gas | Houston | 2007 | 105 | 105 | 105 | 105 | 105 | 105 | 105 | 105 | 105 | 105
Colorado Bend Energy Center | CBEC_STG2 | Wharton | Gas | Houston | 2008 | 108 | 108 | 108 | 108 | 108 | 108 | 108 | 108 | 108 | 108
Comanche Peak 1 | CPSES_UNIT1 | Somervell | Nuclear | North | 1990 | 1230 | 1230 | 1230 | 1230 | 1230 | 1230 | 1230 | 1230 | 1230 | 1230
Comanche Peak 2 | CPSES_UNIT2 | Somervell | Nuclear | North | 1993 | 1218 | 1218 | 1218 | 1218 | 1218 | 1218 | 1218 | 1218 | 1218 | 1218
Covel Gardens LG Power Stn | DG_MEDIN_1UNIT | Bexar | Other | South | 2005 | 10 | 10 | 10 | 10 | 10 | 10 | 10 | 10 | 10 | 10
CVC Channelview 1 | CVC_CVC_G1 | Harris | Gas | Houston | 2008 | 180 | 180 | 180 | 180 | 180 | 180 | 180 | 180 | 180 | 180
CVC Channelview 2 | CVC_CVC_G2 | Harris | Gas | Houston | 2008 | 175 | 175 | 175 | 175 | 175 | 175 | 175 | 175 | 175 | 175
CVC Channelview 3 | CVC_CVC_G3 | Harris | Gas | Houston | 2008 | 174 | 174 | 174 | 174 | 174 | 174 | 174 | 174 | 174 | 174
CVC Channelview 5 | CVC_CVC_G5 | Harris | Gas | Houston | 2008 | 118 | 118 | 118 | 118 | 118 | 118 | 118 | 118 | 118 | 118
Dansby 1 | DANSBY_DANSBYG1 | Brazos | Gas | North | 1978 | 110 | 110 | 110 | 110 | 110 | 110 | 110 | 110 | 110 | 110
Dansby 2 | DANSBY_DANSBYG2 | Brazos | Gas | North | 2004 | 48 | 48 | 48 | 48 | 48 | 48 | 48 | 48 | 48 | 48
Dansby 3 | DANSBY_DANSBYG3 | Brazos | Gas | North | 2010 | 48 | 48 | 48 | 48 | 48 | 48 | 48 | 48 | 48 | 48
Decker Creek 1 | DECKER_DPG1 | Travis | Gas | South | 2000 | 320 | 320 | 320 | 320 | 320 | 320 | 320 | 320 | 320 | 320
Decker Creek 2 | DECKER_DPG2 | Travis | Gas | South | 2000 | 428 | 428 | 428 | 428 | 428 | 428 | 428 | 428 | 428 | 428
Decker Creek G1 | DECKER_DPGT_1 | Travis | Gas | South | 2000 | 54 | 54 | 54 | 54 | 54 | 54 | 54 | 54 | 54 | 54
Decker Creek G2 | DECKER_DPGT_2 | Travis | Gas | South | 2000 | 54 | 54 | 54 | 54 | 54 | 54 | 54 | 54 | 54 | 54
Decker Creek G3 | DECKER_DPGT_3 | Travis | Gas | South | 2000 | 54 | 54 | 54 | 54 | 54 | 54 | 54 | 54 | 54 | 54
Decker Creek G4 | DECKER_DPGT_4 | Travis | Gas | South | 2000 | 54 | 54 | 54 | 54 | 54 | 54 | 54 | 54 | 54 | 54
DeCordova A | DCSES_CT10 | Hood | Gas | North | 2010 | 80 | 80 | 80 | 80 | 80 | 80 | 80 | 80 | 80 | 80
DeCordova B | DCSES_CT20 | Hood | Gas | North | 2010 | 79 | 79 | 79 | 79 | 79 | 79 | 79 | 79 | 79 | 79
DeCordova C | DCSES_CT30 | Hood | Gas | North | 2010 | 78 | 78 | 78 | 78 | 78 | 78 | 78 | 78 | 78 | 78
DeCordova D | DCSES_CT40 | Hood | Gas | North | 2010 | 77 | 77 | 77 | 77 | 77 | 77 | 77 | 77 | 77 | 77
Deer Park Energy Center 1 | DDPEC_GT1 | Harris | Gas | Houston | 2002 | 185.5 | 185.5 | 185.5 | 185.5 | 185.5 | 185.5 | 185.5 | 185.5 | 185.5 | 185.5
Deer Park Energy Center 2 | DDPEC_GT2 | Harris | Gas | Houston | 2002 | 182.9 | 182.9 | 182.9 | 182.9 | 182.9 | 182.9 | 182.9 | 182.9 | 182.9 | 182.9
Deer Park Energy Center 3 | DDPEC_GT3 | Harris | Gas | Houston | 2002 | 173.6 | 173.6 | 173.6 | 173.6 | 173.6 | 173.6 | 173.6 | 173.6 | 173.6 | 173.6
Deer Park Energy Center 4 | DDPEC_GT4 | Harris | Gas | Houston | 2002 | 186.6 | 186.6 | 186.6 | 186.6 | 186.6 | 186.6 | 186.6 | 186.6 | 186.6 | 186.6
Deer Park Energy Center S | DDPEC_ST1 | Harris | Gas | Houston | 2002 | 290.2 | 290.2 | 290.2 | 290.2 | 290.2 | 290.2 | 290.2 | 290.2 | 290.2 | 290.2
Denison Dam 1 | DNDAM_DENISOG1 | Grayson | Hydro | North | 1944 | 40 | 40 | 40 | 40 | 40 | 40 | 40 | 40 | 40 | 40
Denison Dam 2 | DNDAM_DENISOG2 | Grayson | Hydro | North | 1948 | 40 | 40 | 40 | 40 | 40 | 40 | 40 | 40 | 40 | 40
DFW Gas Recovery | DG_BIO2_4UNITS | Denton | Biomass | North | 1980 | 6.4 | 6.4 | 6.4 | 6.4 | 6.4 | 6.4 | 6.4 | 6.4 | 6.4 | 6.4
Dunlop (Schumansville) 1 | DG_SCHUM_2UNITS | Guadalupe | Hydro | South | 1927 | 3.6 | 3.6 | 3.6 | 3.6 | 3.6 | 3.6 | 3.6 | 3.6 | 3.6 | 3.6
Eagle Pass 1 | EAGLE_HY_EAGLE_HY1 | Maverick | Hydro | South | 1954 | 2 | 2 | 2 | 2 | 2 | 2 | 2 | 2 | 2 | 2
Eagle Pass 2 | EAGLE_HY_EAGLE_HY2 | Maverick | Hydro | South | 1954 | 2 | 2 | 2 | 2 | 2 | 2 | 2 | 2 | 2 | 2
Eagle Pass 3 | EAGLE_HY_EAGLE_HY3 | Maverick | Hydro | South | 1954 | 2 | 2 | 2 | 2 | 2 | 2 | 2 | 2 | 2 | 2
Ennis Power Station 1 | ETCCS_UNIT1 | Ellis | Gas | North | 2002 | 127 | 127 | 127 | 127 | 127 | 127 | 127 | 127 | 127 | 127
Ennis Power Station 2 | ETCCS_CT1 | Ellis | Gas | North | 2002 | 231 | 231 | 231 | 231 | 231 | 231 | 231 | 231 | 231 | 231
ExTex La Porte Pwr Stn (AirPro) 1 | AZ_AZ_G1 | Harris | Gas | Houston | 2009 | 45 | 45 | 45 | 45 | 45 | 45 | 45 | 45 | 45 | 45
ExTex La Porte Pwr Stn (AirPro) 2 | AZ_AZ_G2 | Harris | Gas | Houston | 2009 | 45 | 45 | 45 | 45 | 45 | 45 | 45 | 45 | 45 | 45
ExTex La Porte Pwr Stn (AirPro) 4 | AZ_AZ_G4 | Harris | Gas | Houston | 2009 | 45 | 45 | 45 | 45 | 45 | 45 | 45 | 45 | 45 | 45
ExTex La Porte Pwr Stn(AirPro) 3 | AZ_AZ_G3 | Harris | Gas | Houston | 2009 | 45 | 45 | 45 | 45 | 45 | 45 | 45 | 45 | 45 | 45
Falcon Hydro 1 | FALCON_FALCONG1 | Starr | Hydro | South | 1954 | 12 | 12 | 12 | 12 | 12 | 12 | 12 | 12 | 12 | 12
Falcon Hydro 2 | FALCON_FALCONG2 | Starr | Hydro | South | 1954 | 12 | 12 | 12 | 12 | 12 | 12 | 12 | 12 | 12 | 12
Falcon Hydro 3 | FALCON_FALCONG3 | Starr | Hydro | South | 1954 | 12 | 12 | 12 | 12 | 12 | 12 | 12 | 12 | 12 | 12
Fayette Power Project 1 | FPPYD1_FPP_G1 | Fayette | Coal | South | 1979 | 612 | 612 | 612 | 612 | 612 | 612 | 612 | 612 | 612 | 612
Fayette Power Project 2 | FPPYD1_FPP_G2 | Fayette | Coal | South | 1980 | 612 | 612 | 612 | 612 | 612 | 612 | 612 | 612 | 612 | 612
Fayette Power Project 3 | FPPYD2_FPP_G3 | Fayette | Coal | South | 1988 | 450 | 450 | 450 | 450 | 450 | 450 | 450 | 450 | 450 | 450
Forney Energy Center GT11 | FRNYPP_GT11 | Kaufman | Gas | North | 2003 | 188.19 | 188.19 | 188.19 | 188.19 | 188.19 | 188.19 | 188.19 | 188.19 | 188.19 | 188.19
Forney Energy Center GT12 | FRNYPP_GT12 | Kaufman | Gas | North | 2003 | 188.19 | 188.19 | 188.19 | 188.19 | 188.19 | 188.19 | 188.19 | 188.19 | 188.19 | 188.19
Forney Energy Center GT13 | FRNYPP_GT13 | Kaufman | Gas | North | 2003 | 188.19 | 188.19 | 188.19 | 188.19 | 188.19 | 188.19 | 188.19 | 188.19 | 188.19 | 188.19
Forney Energy Center GT21 | FRNYPP_GT21 | Kaufman | Gas | North | 2003 | 188.19 | 188.19 | 188.19 | 188.19 | 188.19 | 188.19 | 188.19 | 188.19 | 188.19 | 188.19
Forney Energy Center GT22 | FRNYPP_GT22 | Kaufman | Gas | North | 2003 | 188.19 | 188.19 | 188.19 | 188.19 | 188.19 | 188.19 | 188.19 | 188.19 | 188.19 | 188.19
Forney Energy Center GT23 | FRNYPP_GT23 | Kaufman | Gas | North | 2003 | 188.19 | 188.19 | 188.19 | 188.19 | 188.19 | 188.19 | 188.19 | 188.19 | 188.19 | 188.19
Forney Energy Center STG10 | FRNYPP_ST10 | Kaufman | Gas | North | 2003 | 405 | 405 | 405 | 405 | 405 | 405 | 405 | 405 | 405 | 405
Forney Energy Center STG20 | FRNYPP_ST20 | Kaufman | Gas | North | 2003 | 405 | 405 | 405 | 405 | 405 | 405 | 405 | 405 | 405 | 405
Freestone Energy Center 1 | FREC_GT1 | Freestone | Gas | North | 2002 | 170 | 170 | 170 | 170 | 170 | 170 | 170 | 170 | 170 | 170
Freestone Energy Center 2 | FREC_GT2 | Freestone | Gas | North | 2002 | 170 | 170 | 170 | 170 | 170 | 170 | 170 | 170 | 170 | 170
Freestone Energy Center 3 | FREC_ST3 | Freestone | Gas | North | 2002 | 180 | 180 | 180 | 180 | 180 | 180 | 180 | 180 | 180 | 180
Freestone Energy Center 4 | FREC_GT4 | Freestone | Gas | North | 2002 | 170 | 170 | 170 | 170 | 170 | 170 | 170 | 170 | 170 | 170
Freestone Energy Center 5 | FREC_GT5 | Freestone | Gas | North | 2002 | 170 | 170 | 170 | 170 | 170 | 170 | 170 | 170 | 170 | 170
Freestone Energy Center 6 | FREC_ST6 | Freestone | Gas | North | 2002 | 180 | 180 | 180 | 180 | 180 | 180 | 180 | 180 | 180 | 180
Fresno Energy | DG__SO_1UNIT | Fort Bend | Other | Houston | 2010 | 1.6 | 1.6 | 1.6 | 1.6 | 1.6 | 1.6 | 1.6 | 1.6 | 1.6 | 1.6
Frontera 1 | FRONTERA_FRONTEG1 | Hidalgo | Gas | South | 1999 | 159 | 159 | 159 | 159 | 159 | 159 | 159 | 159 | 159 | 159
Frontera 2 | FRONTERA_FRONTEG2 | Hidalgo | Gas | South | 1999 | 159 | 159 | 159 | 159 | 159 | 159 | 159 | 159 | 159 | 159
Frontera 3 | FRONTERA_FRONTEG3 | Hidalgo | Gas | South | 2000 | 184 | 184 | 184 | 184 | 184 | 184 | 184 | 184 | 184 | 184
FW Region LFG Gen Facility 1 | DG_RDLML_1UNIT | Tarrant | Other | North | 1988 | 1.5 | 1.5 | 1.5 | 1.5 | 1.5 | 1.5 | 1.5 | 1.5 | 1.5 | 1.5
GBRA 4 & 5 | DG_LKWDT_2UNITS | Gonzales | Other | South | 1931 | 4.8 | 4.8 | 4.8 | 4.8 | 4.8 | 4.8 | 4.8 | 4.8 | 4.8 | 4.8
Gibbons Creek 1 | GIBCRK_GIB_CRG1 | Grimes | Coal | North | 1982 | 470 | 470 | 470 | 470 | 470 | 470 | 470 | 470 | 470 | 470
Graham 1 | GRSES_UNIT1 | Young | Gas | West | 1960 | 225 | 225 | 225 | 225 | 225 | 225 | 225 | 225 | 225 | 225
Graham 2 | GRSES_UNIT2 | Young | Gas | West | 1969 | 390 | 390 | 390 | 390 | 390 | 390 | 390 | 390 | 390 | 390
Granite Shoals 1 | WIRTZ_WIRTZ_G1 | Burnet | Hydro | South | 1951 | 30 | 30 | 30 | 30 | 30 | 30 | 30 | 30 | 30 | 30
Granite Shoals 2 | WIRTZ_WIRTZ_G2 | Burnet | Hydro | South | 1951 | 30 | 30 | 30 | 30 | 30 | 30 | 30 | 30 | 30 | 30
Greens Bayou 5 | GBY_GBY_5 | Harris | Gas | Houston | 1973 | 406 | 406 | 406 | 406 | 406 | 406 | 406 | 406 | 406 | 406
Greens Bayou 73 | GBY_GBYGT73 | Harris | Gas | Houston | 1976 | 54 | 54 | 54 | 54 | 54 | 54 | 54 | 54 | 54 | 54
Greens Bayou 74 | GBY_GBYGT74 | Harris | Gas | Houston | 1976 | 54 | 54 | 54 | 54 | 54 | 54 | 54 | 54 | 54 | 54
Greens Bayou 81 | GBY_GBYGT81 | Harris | Gas | Houston | 1976 | 54 | 54 | 54 | 54 | 54 | 54 | 54 | 54 | 54 | 54
Greens Bayou 82 | GBY_GBYGT82 | Harris | Gas | Houston | 1976 | 58 | 58 | 58 | 58 | 58 | 58 | 58 | 58 | 58 | 58
Greens Bayou 83 | GBY_GBYGT83 | Harris | Gas | Houston | 1976 | 64 | 64 | 64 | 64 | 64 | 64 | 64 | 64 | 64 | 64
Greens Bayou 84 | GBY_GBYGT84 | Harris | Gas | Houston | 1976 | 58 | 58 | 58 | 58 | 58 | 58 | 58 | 58 | 58 | 58
Greenville Engine Plant | STEAM_ENGINE_1 | Hunt | Gas | North | 2010 | 8.439 | 8.439 | 8.439 | 8.439 | 8.439 | 8.439 | 8.439 | 8.439 | 8.439 | 8.439
Greenville Engine Plant | STEAM_ENGINE_2 | Hunt | Gas | North | 2010 | 8.439 | 8.439 | 8.439 | 8.439 | 8.439 | 8.439 | 8.439 | 8.439 | 8.439 | 8.439
Greenville Engine Plant | STEAM_ENGINE_3 | Hunt | Gas | North | 2010 | 8.439 | 8.439 | 8.439 | 8.439 | 8.439 | 8.439 | 8.439 | 8.439 | 8.439 | 8.439
Guadalupe Gen Stn 1 | GUADG_GAS1 | Guadalupe | Gas | South | 2000 | 169 | 169 | 169 | 169 | 169 | 169 | 169 | 169 | 169 | 169
Guadalupe Gen Stn 2 | GUADG_GAS2 | Guadalupe | Gas | South | 2000 | 169 | 169 | 169 | 169 | 169 | 169 | 169 | 169 | 169 | 169
Guadalupe Gen Stn 3 | GUADG_GAS3 | Guadalupe | Gas | South | 2000 | 167 | 167 | 167 | 167 | 167 | 167 | 167 | 167 | 167 | 167
Guadalupe Gen Stn 4 | GUADG_GAS4 | Guadalupe | Gas | South | 2000 | 170 | 170 | 170 | 170 | 170 | 170 | 170 | 170 | 170 | 170
Guadalupe Gen Stn 5 | GUADG_STM5 | Guadalupe | Gas | South | 2000 | 178 | 178 | 178 | 178 | 178 | 178 | 178 | 178 | 178 | 178
Guadalupe Gen Stn 6 | GUADG_STM6 | Guadalupe | Gas | South | 2000 | 171 | 171 | 171 | 171 | 171 | 171 | 171 | 171 | 171 | 171
Handley 3 | HLSES_UNIT3 | Tarrant | Gas | North | 1963 | 395 | 395 | 395 | 395 | 395 | 395 | 395 | 395 | 395 | 395
Handley 4 | HLSES_UNIT4 | Tarrant | Gas | North | 1976 | 435 | 435 | 435 | 435 | 435 | 435 | 435 | 435 | 435 | 435
Handley 5 | HLSES_UNIT5 | Tarrant | Gas | North | 1977 | 435 | 435 | 435 | 435 | 435 | 435 | 435 | 435 | 435 | 435
Hays Energy Facility 1 | HAYSEN_HAYSENG1 | Hays | Gas | South | 2002 | 237 | 237 | 237 | 237 | 237 | 237 | 237 | 237 | 237 | 237
Hays Energy Facility 2 | HAYSEN_HAYSENG2 | Hays | Gas | South | 2002 | 237 | 237 | 237 | 237 | 237 | 237 | 237 | 237 | 237 | 237
Hays Energy Facility 3 | HAYSEN_HAYSENG3 | Hays | Gas | South | 2002 | 247 | 247 | 247 | 247 | 247 | 247 | 247 | 247 | 247 | 247
Hays Energy Facility 4 | HAYSEN_HAYSENG4 | Hays | Gas | South | 2002 | 247 | 247 | 247 | 247 | 247 | 247 | 247 | 247 | 247 | 247
Hidalgo 1 | DUKE_DUKE_GT1 | Hidalgo | Gas | South | 2000 | 162 | 162 | 162 | 162 | 162 | 162 | 162 | 162 | 162 | 162
Hidalgo 2 | DUKE_DUKE_GT2 | Hidalgo | Gas | South | 2000 | 162 | 162 | 162 | 162 | 162 | 162 | 162 | 162 | 162 | 162
Hidalgo 3 | DUKE_DUKE_ST1 | Hidalgo | Gas | South | 2000 | 170 | 170 | 170 | 170 | 170 | 170 | 170 | 170 | 170 | 170
Inks 1 | INKSDA_INKS_G1 | Llano | Hydro | South | 1938 | 14 | 14 | 14 | 14 | 14 | 14 | 14 | 14 | 14 | 14
J K Spruce 1 | CALAVERS_JKS1 | Bexar | Coal | South | 1992 | 565 | 565 | 565 | 565 | 565 | 565 | 565 | 565 | 565 | 565
J K Spruce 2 | CALAVERS_JKS2 | Bexar | Coal | South | 2010 | 785 | 785 | 785 | 785 | 785 | 785 | 785 | 785 | 785 | 785
J T Deely 1 | CALAVERS_JTD1 | Bexar | Coal | South | 1977 | 445 | 445 | 445 | 445 | 445 | 445 | 445 | 445 | 445 | 445
J T Deely 2 | CALAVERS_JTD2 | Bexar | Coal | South | 1978 | 445 | 445 | 445 | 445 | 445 | 445 | 445 | 445 | 445 | 445
Jack County GenFacility 1 | JACKCNTY_CT1 | Jack | Gas | North | 2005 | 165 | 165 | 165 | 165 | 165 | 165 | 165 | 165 | 165 | 165
Jack County GenFacility 1 | JACKCNTY_CT2 | Jack | Gas | North | 2005 | 165 | 165 | 165 | 165 | 165 | 165 | 165 | 165 | 165 | 165
Jack County GenFacility 1 | JACKCNTY_STG | Jack | Gas | North | 2005 | 310 | 310 | 310 | 310 | 310 | 310 | 310 | 310 | 310 | 310
Johnson County GenFacility 1 | TEN_CT1 | Johnson | Gas | North | 1997 | 177 | 177 | 177 | 177 | 177 | 177 | 177 | 177 | 177 | 177
Johnson County GenFacility 2 | TEN_STG | Johnson | Gas | North | 1997 | 106 | 106 | 106 | 106 | 106 | 106 | 106 | 106 | 106 | 106
Lake Hubbard 1 | LHSES_UNIT1 | Dallas | Gas | North | 1970 | 392 | 392 | 392 | 392 | 392 | 392 | 392 | 392 | 392 | 392
Lake Hubbard 2 | LH2SES_UNIT2 | Dallas | Gas | North | 2010 | 524 | 524 | 524 | 524 | 524 | 524 | 524 | 524 | 524 | 524
Lamar Power Project CT11 | LPCCS_CT11 | Lamar | Gas | North | 2000 | 176 | 176 | 176 | 176 | 176 | 176 | 176 | 176 | 176 | 176
Lamar Power Project CT12 | LPCCS_CT12 | Lamar | Gas | North | 2000 | 176 | 176 | 176 | 176 | 176 | 176 | 176 | 176 | 176 | 176
Lamar Power Project CT21 | LPCCS_CT21 | Lamar | Gas | North | 2000 | 176 | 176 | 176 | 176 | 176 | 176 | 176 | 176 | 176 | 176
Lamar Power Project CT22 | LPCCS_CT22 | Lamar | Gas | North | 2000 | 176 | 176 | 176 | 176 | 176 | 176 | 176 | 176 | 176 | 176
Lamar Power Project STG1 | LPCCS_UNIT1 | Lamar | Gas | North | 2000 | 204.3 | 204.3 | 204.3 | 204.3 | 204.3 | 204.3 | 204.3 | 204.3 | 204.3 | 204.3
Lamar Power Project STG2 | LPCCS_UNIT2 | Lamar | Gas | North | 2000 | 204.3 | 204.3 | 204.3 | 204.3 | 204.3 | 204.3 | 204.3 | 204.3 | 204.3 | 204.3
Laredo Peaking 4 | LARDVFTN_G4 | Webb | Gas | South | 2008 | 98.5 | 98.5 | 98.5 | 98.5 | 98.5 | 98.5 | 98.5 | 98.5 | 98.5 | 98.5
Laredo Peaking 5 | LARDVFTN_G5 | Webb | Gas | South | 2008 | 98.5 | 98.5 | 98.5 | 98.5 | 98.5 | 98.5 | 98.5 | 98.5 | 98.5 | 98.5
Leon Creek Peaking 1 | LEON_CRK_LCPCT1 | Bexar | Gas | South | 2004 | 48 | 48 | 48 | 48 | 48 | 48 | 48 | 48 | 48 | 48
Leon Creek Peaking 2 | LEON_CRK_LCPCT2 | Bexar | Gas | South | 2004 | 48 | 48 | 48 | 48 | 48 | 48 | 48 | 48 | 48 | 48
Leon Creek Peaking 3 | LEON_CRK_LCPCT3 | Bexar | Gas | South | 2004 | 48 | 48 | 48 | 48 | 48 | 48 | 48 | 48 | 48 | 48
Leon Creek Peaking 4 | LEON_CRK_LCPCT4 | Bexar | Gas | South | 2004 | 48 | 48 | 48 | 48 | 48 | 48 | 48 | 48 | 48 | 48
Lewisville 1 | DG_LWSVL_1UNIT | Denton | Hydro | North | 1992 | 2.8 | 2.8 | 2.8 | 2.8 | 2.8 | 2.8 | 2.8 | 2.8 | 2.8 | 2.8
Limestone 1 | LEG_LEG_G1 | Limestone | Coal | North | 1985 | 831 | 831 | 831 | 831 | 831 | 831 | 831 | 831 | 831 | 831
Limestone 2 | LEG_LEG_G2 | Limestone | Coal | North | 1986 | 858 | 858 | 858 | 858 | 858 | 858 | 858 | 858 | 858 | 858
Lost Pines 1 | LOSTPI_LOSTPGT1 | Bastrop | Gas | South | 2001 | 183 | 183 | 183 | 183 | 183 | 183 | 183 | 183 | 183 | 183
Lost Pines 2 | LOSTPI_LOSTPGT2 | Bastrop | Gas | South | 2001 | 178 | 178 | 178 | 178 | 178 | 178 | 178 | 178 | 178 | 178
Lost Pines 3 | LOSTPI_LOSTPST1 | Bastrop | Gas | South | 2001 | 193 | 193 | 193 | 193 | 193 | 193 | 193 | 193 | 193 | 193
Lufkin Biomass | LFBIO_UNIT1 | Angelina | Biomass | North | 2011 | 48.2 | 48.2 | 48.2 | 48.2 | 48.2 | 48.2 | 48.2 | 48.2 | 48.2 | 48.2
Magic Valley 1 | NEDIN_NEDIN_G1 | Hidalgo | Gas | South | 2001 | 250 | 250 | 250 | 250 | 250 | 250 | 250 | 250 | 250 | 250
Magic Valley 2 | NEDIN_NEDIN_G2 | Hidalgo | Gas | South | 2001 | 250 | 250 | 250 | 250 | 250 | 250 | 250 | 250 | 250 | 250
Magic Valley 3 | NEDIN_NEDIN_G3 | Hidalgo | Gas | South | 2001 | 250 | 250 | 250 | 250 | 250 | 250 | 250 | 250 | 250 | 250
Marble Falls 1 | MARBFA_MARBFAG1 | Burnet | Hydro | South | 1951 | 21 | 21 | 21 | 21 | 21 | 21 | 21 | 21 | 21 | 21
Marble Falls 2 | MARBFA_MARBFAG2 | Burnet | Hydro | South | 1951 | 21 | 21 | 21 | 21 | 21 | 21 | 21 | 21 | 21 | 21
Marshall Ford 1 | MARSFO_MARSFOG1 | Travis | Hydro | South | 1941 | 36 | 36 | 36 | 36 | 36 | 36 | 36 | 36 | 36 | 36
Marshall Ford 2 | MARSFO_MARSFOG2 | Travis | Hydro | South | 1941 | 36 | 36 | 36 | 36 | 36 | 36 | 36 | 36 | 36 | 36
Marshall Ford 3 | MARSFO_MARSFOG3 | Travis | Hydro | South | 1941 | 29 | 29 | 29 | 29 | 29 | 29 | 29 | 29 | 29 | 29
Martin Lake 1 | MLSES_UNIT1 | Rusk | Coal | North | 1977 | 815 | 815 | 815 | 815 | 815 | 815 | 815 | 815 | 815 | 815
Martin Lake 2 | MLSES_UNIT2 | Rusk | Coal | North | 1978 | 820 | 820 | 820 | 820 | 820 | 820 | 820 | 820 | 820 | 820
Martin Lake 3 | MLSES_UNIT3 | Rusk | Coal | North | 1979 | 820 | 820 | 820 | 820 | 820 | 820 | 820 | 820 | 820 | 820
McQueeney (Abbott) | DG_MCQUE_5UNITS | Guadalupe | Hydro | South | 1927 | 8 | 8 | 8 | 8 | 8 | 8 | 8 | 8 | 8 | 8
Midlothian 1 | MDANP_CT1 | Ellis | Gas | North | 2001 | 237 | 237 | 237 | 237 | 237 | 237 | 237 | 237 | 237 | 237
Midlothian 2 | MDANP_CT2 | Ellis | Gas | North | 2001 | 237 | 237 | 237 | 237 | 237 | 237 | 237 | 237 | 237 | 237
Midlothian 3 | MDANP_CT3 | Ellis | Gas | North | 2001 | 237 | 237 | 237 | 237 | 237 | 237 | 237 | 237 | 237 | 237
Midlothian 4 | MDANP_CT4 | Ellis | Gas | North | 2001 | 237 | 237 | 237 | 237 | 237 | 237 | 237 | 237 | 237 | 237
Midlothian 5 | MDANP_CT5 | Ellis | Gas | North | 2002 | 247 | 247 | 247 | 247 | 247 | 247 | 247 | 247 | 247 | 247
Midlothian 6 | MDANP_CT6 | Ellis | Gas | North | 2002 | 247 | 247 | 247 | 247 | 247 | 247 | 247 | 247 | 247 | 247
Monticello 1 | MNSES_UNIT1 | Titus | Coal | North | 1974 | 580 | 580 | 580 | 580 | 580 | 580 | 580 | 580 | 580 | 580
Monticello 2 | MNSES_UNIT2 | Titus | Coal | North | 1975 | 580 | 580 | 580 | 580 | 580 | 580 | 580 | 580 | 580 | 580
Monticello 3 | MNSES_UNIT3 | Titus | Coal | North | 1978 | 790 | 790 | 790 | 790 | 790 | 790 | 790 | 790 | 790 | 790
Morgan Creek A | MGSES_CT1 | Mitchell | Gas | West | 1988 | 81 | 81 | 81 | 81 | 81 | 81 | 81 | 81 | 81 | 81
Morgan Creek B | MGSES_CT2 | Mitchell | Gas | West | 1988 | 81 | 81 | 81 | 81 | 81 | 81 | 81 | 81 | 81 | 81
Morgan Creek C | MGSES_CT3 | Mitchell | Gas | West | 1988 | 81 | 81 | 81 | 81 | 81 | 81 | 81 | 81 | 81 | 81
Morgan Creek D | MGSES_CT4 | Mitchell | Gas | West | 1988 | 81 | 81 | 81 | 81 | 81 | 81 | 81 | 81 | 81 | 81
Morgan Creek E | MGSES_CT5 | Mitchell | Gas | West | 1988 | 81 | 81 | 81 | 81 | 81 | 81 | 81 | 81 | 81 | 81
Morgan Creek F | MGSES_CT6 | Mitchell | Gas | West | 1988 | 81 | 81 | 81 | 81 | 81 | 81 | 81 | 81 | 81 | 81
Mountain Creek 6 | MCSES_UNIT6 | Dallas | Gas | North | 1956 | 122 | 122 | 122 | 122 | 122 | 122 | 122 | 122 | 122 | 122
Mountain Creek 7 | MCSES_UNIT7 | Dallas | Gas | North | 1958 | 118 | 118 | 118 | 118 | 118 | 118 | 118 | 118 | 118 | 118
Mountain Creek 8 | MCSES_UNIT8 | Dallas | Gas | North | 1967 | 568 | 568 | 568 | 568 | 568 | 568 | 568 | 568 | 568 | 568
Nelson Gardens Landfill 1 | DG_PEARS_2UNITS | Bexar | Other | South | 1990 | 3.6 | 3.6 | 3.6 | 3.6 | 3.6 | 3.6 | 3.6 | 3.6 | 3.6 | 3.6
Nueces Bay 7 | NUECES_B_NUECESG7 | Nueces | Gas | South | 1972 | 348 | 348 | 348 | 348 | 348 | 348 | 348 | 348 | 348 | 348
Nueces Bay 8 | NUECES_B_NUECESG8 | Nueces | Gas | South | 2009 | 190.1 | 190.1 | 190.1 | 190.1 | 190.1 | 190.1 | 190.1 | 190.1 | 190.1 | 190.1
Nueces Bay 9 | NUECES_B_NUECESG9 | Nueces | Gas | South | 2009 | 190.1 | 190.1 | 190.1 | 190.1 | 190.1 | 190.1 | 190.1 | 190.1 | 190.1 | 190.1
O W Sommers 1 | CALAVERS_OWS1 | Bexar | Gas | South | 1972 | 420 | 420 | 420 | 420 | 420 | 420 | 420 | 420 | 420 | 420
O W Sommers 2 | CALAVERS_OWS2 | Bexar | Gas | South | 1974 | 420 | 420 | 420 | 420 | 420 | 420 | 420 | 420 | 420 | 420
Oak Grove SES Unit 1 | OGSES_UNIT1A | Robertson | Coal | North | 2011 | 820 | 820 | 820 | 820 | 820 | 820 | 820 | 820 | 820 | 820
Oak Grove SES Unit 2 | OGSES_UNIT2 | Robertson | Coal | North | 2011 | 796 | 796 | 796 | 796 | 796 | 796 | 796 | 796 | 796 | 796
Oak Ridge North 1-3 | DG__RA_3UNITS | Montgomery | Other | Houston | 1993 | 4.8 | 4.8 | 4.8 | 4.8 | 4.8 | 4.8 | 4.8 | 4.8 | 4.8 | 4.8
Odessa-Ector Gen Stn C11 | OECCS_CT11 | Ector | Gas | West | 2001 | 160 | 160 | 160 | 160 | 160 | 160 | 160 | 160 | 160 | 160
Odessa-Ector Gen Stn C12 | OECCS_CT12 | Ector | Gas | West | 2001 | 155 | 155 | 155 | 155 | 155 | 155 | 155 | 155 | 155 | 155
Odessa-Ector Gen Stn C21 | OECCS_CT21 | Ector | Gas | West | 2001 | 151 | 151 | 151 | 151 | 151 | 151 | 151 | 151 | 151 | 151
Odessa-Ector Gen Stn C22 | OECCS_CT22 | Ector | Gas | West | 2001 | 168 | 168 | 168 | 168 | 168 | 168 | 168 | 168 | 168 | 168
Odessa-Ector Gen Stn ST1 | OECCS_UNIT1 | Ector | Gas | West | 2001 | 216 | 216 | 216 | 216 | 216 | 216 | 216 | 216 | 216 | 216
Odessa-Ector Gen Stn ST2 | OECCS_UNIT2 | Ector | Gas | West | 2001 | 216 | 216 | 216 | 216 | 216 | 216 | 216 | 216 | 216 | 216
Oklaunion 1 | OKLA_OKLA_G1 | Wilbarger | Coal | West | 1986 | 650 | 650 | 650 | 650 | 650 | 650 | 650 | 650 | 650 | 650
Paris Energy Center 1 | TNSKA_GT1 | Lamar | Gas | North | 1989 | 87 | 87 | 87 | 87 | 87 | 87 | 87 | 87 | 87 | 87
Paris Energy Center 2 | TNSKA_GT2 | Lamar | Gas | North | 1989 | 87 | 87 | 87 | 87 | 87 | 87 | 87 | 87 | 87 | 87
Paris Energy Center 3 | TNSKA_STG | Lamar | Gas | North | 1990 | 89 | 89 | 89 | 89 | 89 | 89 | 89 | 89 | 89 | 89
PasGen | PSG_PSG_ST2 | Harris | Gas | Houston | 2000 | 177 | 177 | 177 | 177 | 177 | 177 | 177 | 177 | 177 | 177
PasGen | PSG_PSG_GT2 | Harris | Gas | Houston | 2000 | 185 | 185 | 185 | 185 | 185 | 185 | 185 | 185 | 185 | 185
PasGen | PSG_PSG_GT3 | Harris | Gas | Houston | 2000 | 185 | 185 | 185 | 185 | 185 | 185 | 185 | 185 | 185 | 185
Pearsall 1 | PEARSALL_PEARS_1 | Frio | Gas | South | 1961 | 25 | 25 | 25 | 25 | 25 | 25 | 25 | 25 | 25 | 25
Pearsall 2 | PEARSALL_PEARS_2 | Frio | Gas | South | 1961 | 25 | 25 | 25 | 25 | 25 | 25 | 25 | 25 | 25 | 25
Pearsall 3 | PEARSALL_PEARS_3 | Frio | Gas | South | 1961 | 25 | 25 | 25 | 25 | 25 | 25 | 25 | 25 | 25 | 25
Pearsall Engine Plant | PEARSAL2_ENG1 | Frio | Gas | South | 2010 | 8.44 | 8.44 | 8.44 | 8.44 | 8.44 | 8.44 | 8.44 | 8.44 | 8.44 | 8.44
Pearsall Engine Plant | PEARSAL2_ENG10 | Frio | Gas | South | 2010 | 8.44 | 8.44 | 8.44 | 8.44 | 8.44 | 8.44 | 8.44 | 8.44 | 8.44 | 8.44
Pearsall Engine Plant | PEARSAL2_ENG11 | Frio | Gas | South | 2010 | 8.44 | 8.44 | 8.44 | 8.44 | 8.44 | 8.44 | 8.44 | 8.44 | 8.44 | 8.44
Pearsall Engine Plant | PEARSAL2_ENG12 | Frio | Gas | South | 2010 | 8.44 | 8.44 | 8.44 | 8.44 | 8.44 | 8.44 | 8.44 | 8.44 | 8.44 | 8.44
Pearsall Engine Plant | PEARSAL2_ENG13 | Frio | Gas | South | 2010 | 8.44 | 8.44 | 8.44 | 8.44 | 8.44 | 8.44 | 8.44 | 8.44 | 8.44 | 8.44
Pearsall Engine Plant | PEARSAL2_ENG14 | Frio | Gas | South | 2010 | 8.44 | 8.44 | 8.44 | 8.44 | 8.44 | 8.44 | 8.44 | 8.44 | 8.44 | 8.44
Pearsall Engine Plant | PEARSAL2_ENG15 | Frio | Gas | South | 2010 | 8.44 | 8.44 | 8.44 | 8.44 | 8.44 | 8.44 | 8.44 | 8.44 | 8.44 | 8.44
Pearsall Engine Plant | PEARSAL2_ENG16 | Frio | Gas | South | 2010 | 8.44 | 8.44 | 8.44 | 8.44 | 8.44 | 8.44 | 8.44 | 8.44 | 8.44 | 8.44
Pearsall Engine Plant | PEARSAL2_ENG17 | Frio | Gas | South | 2010 | 8.44 | 8.44 | 8.44 | 8.44 | 8.44 | 8.44 | 8.44 | 8.44 | 8.44 | 8.44
Pearsall Engine Plant | PEARSAL2_ENG18 | Frio | Gas | South | 2010 | 8.44 | 8.44 | 8.44 | 8.44 | 8.44 | 8.44 | 8.44 | 8.44 | 8.44 | 8.44
Pearsall Engine Plant | PEARSAL2_ENG19 | Frio | Gas | South | 2010 | 8.44 | 8.44 | 8.44 | 8.44 | 8.44 | 8.44 | 8.44 | 8.44 | 8.44 | 8.44
Pearsall Engine Plant | PEARSAL2_ENG2 | Frio | Gas | South | 2010 | 8.44 | 8.44 | 8.44 | 8.44 | 8.44 | 8.44 | 8.44 | 8.44 | 8.44 | 8.44
Pearsall Engine Plant | PEARSAL2_ENG20 | Frio | Gas | South | 2010 | 8.44 | 8.44 | 8.44 | 8.44 | 8.44 | 8.44 | 8.44 | 8.44 | 8.44 | 8.44
Pearsall Engine Plant | PEARSAL2_ENG21 | Frio | Gas | South | 2010 | 8.44 | 8.44 | 8.44 | 8.44 | 8.44 | 8.44 | 8.44 | 8.44 | 8.44 | 8.44
Pearsall Engine Plant | PEARSAL2_ENG22 | Frio | Gas | South | 2010 | 8.44 | 8.44 | 8.44 | 8.44 | 8.44 | 8.44 | 8.44 | 8.44 | 8.44 | 8.44
Pearsall Engine Plant | PEARSAL2_ENG23 | Frio | Gas | South | 2010 | 8.44 | 8.44 | 8.44 | 8.44 | 8.44 | 8.44 | 8.44 | 8.44 | 8.44 | 8.44
Pearsall Engine Plant | PEARSAL2_ENG24 | Frio | Gas | South | 2010 | 8.44 | 8.44 | 8.44 | 8.44 | 8.44 | 8.44 | 8.44 | 8.44 | 8.44 | 8.44
Pearsall Engine Plant | PEARSAL2_ENG3 | Frio | Gas | South | 2010 | 8.44 | 8.44 | 8.44 | 8.44 | 8.44 | 8.44 | 8.44 | 8.44 | 8.44 | 8.44
Pearsall Engine Plant | PEARSAL2_ENG4 | Frio | Gas | South | 2010 | 8.44 | 8.44 | 8.44 | 8.44 | 8.44 | 8.44 | 8.44 | 8.44 | 8.44 | 8.44
Pearsall Engine Plant | PEARSAL2_ENG5 | Frio | Gas | South | 2010 | 8.44 | 8.44 | 8.44 | 8.44 | 8.44 | 8.44 | 8.44 | 8.44 | 8.44 | 8.44
Pearsall Engine Plant | PEARSAL2_ENG6 | Frio | Gas | South | 2010 | 8.44 | 8.44 | 8.44 | 8.44 | 8.44 | 8.44 | 8.44 | 8.44 | 8.44 | 8.44
Pearsall Engine Plant | PEARSAL2_ENG7 | Frio | Gas | South | 2010 | 8.44 | 8.44 | 8.44 | 8.44 | 8.44 | 8.44 | 8.44 | 8.44 | 8.44 | 8.44
Pearsall Engine Plant | PEARSAL2_ENG8 | Frio | Gas | South | 2010 | 8.44 | 8.44 | 8.44 | 8.44 | 8.44 | 8.44 | 8.44 | 8.44 | 8.44 | 8.44
Pearsall Engine Plant | PEARSAL2_ENG9 | Frio | Gas | South | 2010 | 8.44 | 8.44 | 8.44 | 8.44 | 8.44 | 8.44 | 8.44 | 8.44 | 8.44 | 8.44
Permian Basin A | PB2SES_CT1 | Ward | Gas | West | 1988 | 71 | 71 | 71 | 71 | 71 | 71 | 71 | 71 | 71 | 71
Permian Basin B | PB2SES_CT2 | Ward | Gas | West | 1988 | 71 | 71 | 71 | 71 | 71 | 71 | 71 | 71 | 71 | 71
Permian Basin C | PB2SES_CT3 | Ward | Gas | West | 1988 | 74 | 74 | 74 | 74 | 74 | 74 | 74 | 74 | 74 | 74
Permian Basin D | PB2SES_CT4 | Ward | Gas | West | 1990 | 75 | 75 | 75 | 75 | 75 | 75 | 75 | 75 | 75 | 75
Permian Basin E | PB2SES_CT5 | Ward | Gas | West | 1990 | 75 | 75 | 75 | 75 | 75 | 75 | 75 | 75 | 75 | 75
Powerlane Plant 1 | STEAM1A_STEAM_1 | Hunt | Gas | North | 2009 | 20 | 20 | 20 | 20 | 20 | 20 | 20 | 20 | 20 | 20
Powerlane Plant 2 | STEAM_STEAM_2 | Hunt | Gas | North | 1967 | 26 | 26 | 26 | 26 | 26 | 26 | 26 | 26 | 26 | 26
Powerlane Plant 3 | STEAM_STEAM_3 | Hunt | Gas | North | 1978 | 41 | 41 | 41 | 41 | 41 | 41 | 41 | 41 | 41 | 41
Quail Run Energy GT1 | QALSW_GT2 | Ector | Gas | West | 2007 | 86 | 86 | 86 | 86 | 86 | 86 | 86 | 86 | 86 | 86
Quail Run Energy GT2 | QALSW_GT3 | Ector | Gas | West | 2008 | 81 | 81 | 81 | 81 | 81 | 81 | 81 | 81 | 81 | 81
Quail Run Energy GT3 | QALSW_STG1 | Ector | Gas | West | 2007 | 102 | 102 | 102 | 102 | 102 | 102 | 102 | 102 | 102 | 102
Quail Run Energy GT4 | QALSW_STG2 | Ector | Gas | West | 2008 | 106 | 106 | 106 | 106 | 106 | 106 | 106 | 106 | 106 | 106
Quail Run Energy STG1 | QALSW_GT1 | Ector | Gas | West | 2007 | 84 | 84 | 84 | 84 | 84 | 84 | 84 | 84 | 84 | 84
Quail Run Energy STG2 | QALSW_GT4 | Ector | Gas | West | 2008 | 81 | 81 | 81 | 81 | 81 | 81 | 81 | 81 | 81 | 81
R W Miller 1 | MIL_MILLERG1 | Palo Pinto | Gas | North | 2000 | 75 | 75 | 75 | 75 | 75 | 75 | 75 | 75 | 75 | 75
R W Miller 2 | MIL_MILLERG2 | Palo Pinto | Gas | North | 2000 | 120 | 120 | 120 | 120 | 120 | 120 | 120 | 120 | 120 | 120
R W Miller 3 | MIL_MILLERG3 | Palo Pinto | Gas | North | 2000 | 208 | 208 | 208 | 208 | 208 | 208 | 208 | 208 | 208 | 208
R W Miller 4 | MIL_MILLERG4 | Palo Pinto | Gas | North | 2000 | 115 | 115 | 115 | 115 | 115 | 115 | 115 | 115 | 115 | 115
R W Miller 5 | MIL_MILLERG5 | Palo Pinto | Gas | North | 2000 | 115 | 115 | 115 | 115 | 115 | 115 | 115 | 115 | 115 | 115
Ray Olinger 1 | OLINGR_OLING_1 | Collin | Gas | North | 1967 | 78 | 78 | 78 | 78 | 78 | 78 | 78 | 78 | 78 | 78
Ray Olinger 2 | OLINGR_OLING_2 | Collin | Gas | North | 1971 | 107 | 107 | 107 | 107 | 107 | 107 | 107 | 107 | 107 | 107
Ray Olinger 3 | OLINGR_OLING_3 | Collin | Gas | North | 1975 | 146 | 146 | 146 | 146 | 146 | 146 | 146 | 146 | 146 | 146
Ray Olinger 4 | OLINGR_OLING_4 | Collin | Gas | North | 2001 | 84 | 84 | 84 | 84 | 84 | 84 | 84 | 84 | 84 | 84
Rayburn 1 | RAYBURN_RAYBURG1 | Victoria | Gas | South | 1963 | 13.5 | 13.5 | 13.5 | 13.5 | 13.5 | 13.5 | 13.5 | 13.5 | 13.5 | 13.5
Rayburn 10 | RAYBURN_RAYBURG10 | Victoria | Gas | South | 2003 | 40 | 40 | 40 | 40 | 40 | 40 | 40 | 40 | 40 | 40
Rayburn 2 | RAYBURN_RAYBURG2 | Victoria | Gas | South | 1963 | 13.5 | 13.5 | 13.5 | 13.5 | 13.5 | 13.5 | 13.5 | 13.5 | 13.5 | 13.5
Rayburn 3 | RAYBURN_RAYBURG3 | Victoria | Gas | South | 1965 | 26 | 26 | 26 | 26 | 26 | 26 | 26 | 26 | 26 | 26
Rayburn 7 | RAYBURN_RAYBURG7 | Victoria | Gas | South | 2003 | 50 | 50 | 50 | 50 | 50 | 50 | 50 | 50 | 50 | 50
Rayburn 8 | RAYBURN_RAYBURG8 | Victoria | Gas | South | 2003 | 51 | 51 | 51 | 51 | 51 | 51 | 51 | 51 | 51 | 51
Rayburn 9 | RAYBURN_RAYBURG9 | Victoria | Gas | South | 2003 | 50 | 50 | 50 | 50 | 50 | 50 | 50 | 50 | 50 | 50
RGV Sugar Mill | DG_S_SNR_UNIT1 | Hidalgo | Biomass | South | 1973 | 4.5 | 4.5 | 4.5 | 4.5 | 4.5 | 4.5 | 4.5 | 4.5 | 4.5 | 4.5
Rhodia Houston Plant | DG__HG_2UNITS | Harris | Other | Houston | 1970 | 7.5 | 7.5 | 7.5 | 7.5 | 7.5 | 7.5 | 7.5 | 7.5 | 7.5 | 7.5
Rio Nogales 1 | RIONOG_CT1 | Guadalupe | Gas | South | 2002 | 175 | 175 | 175 | 175 | 175 | 175 | 175 | 175 | 175 | 175
Rio Nogales 2 | RIONOG_CT2 | Guadalupe | Gas | South | 2002 | 175 | 175 | 175 | 175 | 175 | 175 | 175 | 175 | 175 | 175
Rio Nogales 3 | RIONOG_CT3 | Guadalupe | Gas | South | 2002 | 175 | 175 | 175 | 175 | 175 | 175 | 175 | 175 | 175 | 175
Rio Nogales 4 | RIONOG_ST1 | Guadalupe | Gas | South | 2002 | 323 | 323 | 323 | 323 | 323 | 323 | 323 | 323 | 323 | 323
Sam Bertron 3 | SRB_SRB_G3 | Harris | Gas | Houston | 1959 | 230 | 230 | 230 | 230 | 230 | 230 | 230 | 230 | 230 | 230
Sam Bertron 4 | SRB_SRB_G4 | Harris | Gas | Houston | 1960 | 230 | 230 | 230 | 230 | 230 | 230 | 230 | 230 | 230 | 230
Sam Bertron T2 | SRB_SRBGT_2 | Harris | Gas | Houston | 1967 | 13 | 13 | 13 | 13 | 13 | 13 | 13 | 13 | 13 | 13
San Jacinto SES 1 | SJS_SJS_G1 | Harris | Gas | Houston | 1995 | 81 | 81 | 81 | 81 | 81 | 81 | 81 | 81 | 81 | 81
San Jacinto SES 2 | SJS_SJS_G2 | Harris | Gas | Houston | 1995 | 81 | 81 | 81 | 81 | 81 | 81 | 81 | 81 | 81 | 81
San Miguel 1 | SANMIGL_SANMIGG1 | Atascosa | Coal | South | 1982 | 395 | 395 | 395 | 395 | 395 | 395 | 395 | 395 | 395 | 395
Sandhill Energy Center 1 | SANDHSYD_SH1 | Travis | Gas | South | 2001 | 48 | 48 | 48 | 48 | 48 | 48 | 48 | 48 | 48 | 48
Sandhill Energy Center 2 | SANDHSYD_SH2 | Travis | Gas | South | 2001 | 48 | 48 | 48 | 48 | 48 | 48 | 48 | 48 | 48 | 48
Sandhill Energy Center 3 | SANDHSYD_SH3 | Travis | Gas | South | 2001 | 48 | 48 | 48 | 48 | 48 | 48 | 48 | 48 | 48 | 48
Sandhill Energy Center 4 | SANDHSYD_SH4 | Travis | Gas | South | 2001 | 48 | 48 | 48 | 48 | 48 | 48 | 48 | 48 | 48 | 48
Sandhill Energy Center 5A | SANDHSYD_SH_5A | Travis | Gas | South | 2004 | 170 | 170 | 170 | 170 | 170 | 170 | 170 | 170 | 170 | 170
Sandhill Energy Center 5C | SANDHSYD_SH_5C | Travis | Gas | South | 2004 | 155 | 155 | 155 | 155 | 155 | 155 | 155 | 155 | 155 | 155
Sandhill Energy Center 6 | SANDHSYD_SH6 | Travis | Gas | South | 2010 | 48 | 48 | 48 | 48 | 48 | 48 | 48 | 48 | 48 | 48
Sandhill Energy Center 7 | SANDHSYD_SH7 | Travis | Gas | South | 2010 | 48 | 48 | 48 | 48 | 48 | 48 | 48 | 48 | 48 | 48
Sandow 5 | SD5SES_UNIT5 | Milam | Coal | South | 2010 | 570 | 570 | 570 | 570 | 570 | 570 | 570 | 570 | 570 | 570
Silas Ray 10 | SILASRAY_SILAS_10 | Cameron | Gas | South | 2004 | 48 | 48 | 48 | 48 | 48 | 48 | 48 | 48 | 48 | 48
Silas Ray 5 | SILASRAY_SILAS_5 | Cameron | Gas | South | 1951 | 10 | 10 | 10 | 10 | 10 | 10 | 10 | 10 | 10 | 10
Silas Ray 6 | SILASRAY_SILAS_6 | Cameron | Gas | South | 1961 | 21 | 21 | 21 | 21 | 21 | 21 | 21 | 21 | 21 | 21
Silas Ray 9 | SILASRAY_SILAS_9 | Cameron | Gas | South | 1996 | 49 | 49 | 49 | 49 | 49 | 49 | 49 | 49 | 49 | 49
Sim Gideon 1 | GIDEON_GIDEONG1 | Bastrop | Gas | South | 1965 | 140 | 140 | 140 | 140 | 140 | 140 | 140 | 140 | 140 | 140
Sim Gideon 2 | GIDEON_GIDEONG2 | Bastrop | Gas | South | 1968 | 140 | 140 | 140 | 140 | 140 | 140 | 140 | 140 | 140 | 140
Sim Gideon 3 | GIDEON_GIDEONG3 | Bastrop | Gas | South | 1972 | 340 | 340 | 340 | 340 | 340 | 340 | 340 | 340 | 340 | 340
Skyline Landfill Gas | DG_FERIS_4UNITS | Dallas | Other | North | 2007 | 6.4 | 6.4 | 6.4 | 6.4 | 6.4 | 6.4 | 6.4 | 6.4 | 6.4 | 6.4
Small Hydro of Texas 1 | CUECPL_UNIT1 | Dewitt | Hydro | South | 1992 | bar: 2011/12 to 2020/21
South Texas 1 | STP_STP_G1 | Matagorda | Nuclear | South | 1988 | 1375 | 1375 | 1375 | 1375 | 1375 | 1375 | 1375 | 1375 | 1375 | 1375
South Texas 2 | STP_STP_G2 | Matagorda | Nuclear | South | 1989 | 1375 | 1375 | 1375 | 1375 | 1375 | 1375 | 1375 | 1375 | 1375 | 1375
Stryker Creek 1 | SCSES_UNIT1A | Cherokee | Gas | North | 1958 | 171 | 171 | 171 | 171 | 171 | 171 | 171 | 171 | 171 | 171
Stryker Creek 2 | SCSES_UNIT2 | Cherokee | Gas | North | 1965 | 502 | 502 | 502 | 502 | 502 | 502 | 502 | 502 | 502 | 502
T H Wharton 3 | THW_THWST_3 | Harris | Gas | Houston | 1974 | 104 | 104 | 104 | 104 | 104 | 104 | 104 | 104 | 104 | 104
T H Wharton 31 | THW_THWGT31 | Harris | Gas | Houston | 1972 | 57 | 57 | 57 | 57 | 57 | 57 | 57 | 57 | 57 | 57
T H Wharton 32 | THW_THWGT32 | Harris | Gas | Houston | 1972 | 57 | 57 | 57 | 57 | 57 | 57 | 57 | 57 | 57 | 57
T H Wharton 33 | THW_THWGT33 | Harris | Gas | Houston | 1972 | 57 | 57 | 57 | 57 | 57 | 57 | 57 | 57 | 57 | 57
T H Wharton 34 | THW_THWGT34 | Harris | Gas | Houston | 1972 | 57 | 57 | 57 | 57 | 57 | 57 | 57 | 57 | 57 | 57
T H Wharton 4 | THW_THWST_4 | Harris | Gas | Houston | 1974 | 104 | 104 | 104 | 104 | 104 | 104 | 104 | 104 | 104 | 104
T H Wharton 41 | THW_THWGT41 | Harris | Gas | Houston | 1972 | 57 | 57 | 57 | 57 | 57 | 57 | 57 | 57 | 57 | 57
T H Wharton 42 | THW_THWGT42 | Harris | Gas | Houston | 1972 | 57 | 57 | 57 | 57 | 57 | 57 | 57 | 57 | 57 | 57
T H Wharton 43 | THW_THWGT43 | Harris | Gas | Houston | 1974 | 57 | 57 | 57 | 57 | 57 | 57 | 57 | 57 | 57 | 57
T H Wharton 44 | THW_THWGT44 | Harris | Gas | Houston | 1974 | 57 | 57 | 57 | 57 | 57 | 57 | 57 | 57 | 57 | 57
T H Wharton 51 | THW_THWGT51 | Harris | Gas | Houston | 1975 | 57 | 57 | 57 | 57 | 57 | 57 | 57 | 57 | 57 | 57
T H Wharton 52 | THW_THWGT52 | Harris | Gas | Houston | 1975 | 57 | 57 | 57 | 57 | 57 | 57 | 57 | 57 | 57 | 57
T H Wharton 53 | THW_THWGT53 | Harris | Gas | Houston | 1975 | 57 | 57 | 57 | 57 | 57 | 57 | 57 | 57 | 57 | 57
T H Wharton 54 | THW_THWGT54 | Harris | Gas | Houston | 1975 | 57 | 57 | 57 | 57 | 57 | 57 | 57 | 57 | 57 | 57
T H Wharton 55 | THW_THWGT55 | Harris | Gas | Houston | 1975 | 57 | 57 | 57 | 57 | 57 | 57 | 57 | 57 | 57 | 57
T H Wharton 56 | THW_THWGT56 | Harris | Gas | Houston | 1975 | 57 | 57 | 57 | 57 | 57 | 57 | 57 | 57 | 57 | 57
T H Wharton G1 | THW_THWGT_1 | Harris | Gas | Houston | 1967 | 13 | 13 | 13 | 13 | 13 | 13 | 13 | 13 | 13 | 13
Tessman Road 1 | DG_WALZE_4UNITS | Bexar | Biomass | South | 2003 | 10 | 10 | 10 | 10 | 10 | 10 | 10 | 10 | 10 | 10
Texas City 1 | TXCTY_CTA | Galveston | Gas | Houston | 2000 | 112 | 112 | 112 | 112 | 112 | 112 | 112 | 112 | 112 | 112
Texas City 2 | TXCTY_CTB | Galveston | Gas | Houston | 2000 | 106 | 106 | 106 | 106 | 106 | 106 | 106 | 106 | 106 | 106
Texas City 3 | TXCTY_CTC | Galveston | Gas | Houston | 2000 | 106 | 106 | 106 | 106 | 106 | 106 | 106 | 106 | 106 | 106
Texas City 4 | TXCTY_ST | Galveston | Gas | Houston | 2000 | 128 | 128 | 128 | 128 | 128 | 128 | 128 | 128 | 128 | 128
Texas Gulf Sulphur | TGF_TGFGT_1 | Wharton | Gas | Houston | 1985 | 78 | 78 | 78 | 78 | 78 | 78 | 78 | 78 | 78 | 78
Thomas C Ferguson 1 | FERGUS_FERGUSG1 | Llano | Gas | South | 1974 | 425 | 425 | 425 | 425 | 425 | 425 | 425 | 425 | 425 | 425
Trinidad 6 | TRSES_UNIT6 | Henderson | Gas | North | 1965 | 226 | 226 | 226 | 226 | 226 | 226 | 226 | 226 | 226 | 226
Trinity Oaks LFG | DG_KLBRG_1UNIT | Dallas | Biomass | North | 2009 | 3.2 | 3.2 | 3.2 | 3.2 | 3.2 | 3.2 | 3.2 | 3.2 | 3.2 | 3.2
Twin Oaks 1 | TNP_ONE_TNP_O_1 | Robertson | Coal | North | 1990 | 158 | 158 | 158 | 158 | 158 | 158 | 158 | 158 | 158 | 158
Twin Oaks 2 | TNP_ONE_TNP_O_2 | Robertson | Coal | North | 1991 | 158 | 158 | 158 | 158 | 158 | 158 | 158 | 158 | 158 | 158
V H Braunig 1 | BRAUNIG_VHB1 | Bexar | Gas | South | 1966 | 220 | 220 | 220 | 220 | 220 | 220 | 220 | 220 | 220 | 220
V H Braunig 2 | BRAUNIG_VHB2 | Bexar | Gas | South | 1968 | 230 | 230 | 230 | 230 | 230 | 230 | 230 | 230 | 230 | 230
V H Braunig 3 | BRAUNIG_VHB3 | Bexar | Gas | South | 1970 | 412 | 412 | 412 | 412 | 412 | 412 | 412 | 412 | 412 | 412
V H Braunig 5 | BRAUNIG_VHB6CT5 | Bexar | Gas | South | 2009 | 48 | 48 | 48 | 48 | 48 | 48 | 48 | 48 | 48 | 48
V H Braunig 6 | BRAUNIG_VHB6CT6 | Bexar | Gas | South | 2009 | 48 | 48 | 48 | 48 | 48 | 48 | 48 | 48 | 48 | 48
V H Braunig 7 | BRAUNIG_VHB6CT7 | Bexar | Gas | South | 2009 | 48 | 48 | 48 | 48 | 48 | 48 | 48 | 48 | 48 | 48
V H Braunig 8 | BRAUNIG_VHB6CT8 | Bexar | Gas | South | 2009 | 48 | 48 | 48 | 48 | 48 | 48 | 48 | 48 | 48 | 48
Victoria Power Station 5 | VICTORIA_VICTORG5 | Victoria | Gas | South | 2009 | 132 | 132 | 132 | 132 | 132 | 132 | 132 | 132 | 132 | 132
Victoria Power Station 6 | VICTORIA_VICTORG6 | Victoria | Gas | South | 2009 | 168 | 168 | 168 | 168 | 168 | 168 | 168 | 168 | 168 | 168
W A Parish 1 | WAP_WAP_G1 | Ft. Bend | Gas | Houston | 1958 | 169 | 169 | 169 | 169 | 169 | 169 | 169 | 169 | 169 | 169
W A Parish 2 | WAP_WAP_G2 | Ft. Bend | Gas | Houston | 1958 | 169 | 169 | 169 | 169 | 169 | 169 | 169 | 169 | 169 | 169
W A Parish 3 | WAP_WAP_G3 | Ft. Bend | Gas | Houston | 1961 | 273 | 273 | 273 | 273 | 273 | 273 | 273 | 273 | 273 | 273
W A Parish 4 | WAP_WAP_G4 | Ft. Bend | Gas | Houston | 1968 | 552 | 552 | 552 | 552 | 552 | 552 | 552 | 552 | 552 | 552
W A Parish 5 | WAP_WAP_G5 | Ft. Bend | Coal | Houston | 1977 | 648 | 648 | 648 | 648 | 648 | 648 | 648 | 648 | 648 | 648
W A Parish 6 | WAP_WAP_G6 | Ft. Bend | Coal | Houston | 1978 | 653 | 653 | 653 | 653 | 653 | 653 | 653 | 653 | 653 | 653
W A Parish 7 | WAP_WAP_G7 | Ft. Bend | Coal | Houston | 1980 | 577 | 577 | 577 | 577 | 577 | 577 | 577 | 577 | 577 | 577
W A Parish 8 | WAP_WAP_G8 | Ft. Bend | Coal | Houston | 1982 | 610 | 610 | 610 | 610 | 610 | 610 | 610 | 610 | 610 | 610
W A Parish T1 | WAP_WAPGT_1 | Ft. Bend | Gas | Houston | 1967 | 13 | 13 | 13 | 13 | 13 | 13 | 13 | 13 | 13 | 13
Whitney 1 | WND_WHITNEY1 | Bosque | Hydro | North | 1953 | 15 | 15 | 15 | 15 | 15 | 15 | 15 | 15 | 15 | 15
Whitney 2 | WND_WHITNEY2 | Bosque | Hydro | North | 1953 | 15 | 15 | 15 | 15 | 15 | 15 | 15 | 15 | 15 | 15
Wichita Falls 1 | WFCOGEN_UNIT1 | Wichita | Gas | West | 1987 | 21 | 21 | 21 | 21 | 21 | 21 | 21 | 21 | 21 | 21
Wichita Falls 2 | WFCOGEN_UNIT2 | Wichita | Gas | West | 1987 | 21 | 21 | 21 | 21 | 21 | 21 | 21 | 21 | 21 | 21
Wichita Falls 3 | WFCOGEN_UNIT3 | Wichita | Gas | West | 1987 | 21 | 21 | 21 | 21 | 21 | 21 | 21 | 21 | 21 | 21
Wichita Falls 4 | WFCOGEN_UNIT4 | Wichita | Gas | West | 1987 | 16 | 16 | 16 | 16 | 16 | 16 | 16 | 16 | 16 | 16
Winchester Power Park 1 | WIPOPA_WPP_G1 | Fayette | Gas | South | 2010 | 44.75 | 44.75 | 44.75 | 44.75 | 44.75 | 44.75 | 44.75 | 44.75 | 44.75 | 44.75
Winchester Power Park 2 | WIPOPA_WPP_G2 | Fayette | Gas | South | 2010 | 44.75 | 44.75 | 44.75 | 44.75 | 44.75 | 44.75 | 44.75 | 44.75 | 44.75 | 44.75
Winchester Power Park 3 | WIPOPA_WPP_G3 | Fayette | Gas | South | 2010 | 44.75 | 44.75 | 44.75 | 44.75 | 44.75 | 44.75 | 44.75 | 44.75 | 44.75 | 44.75
Winchester Power Park 4 | WIPOPA_WPP_G4 | Fayette | Gas | South | 2010 | 44.75 | 44.75 | 44.75 | 44.75 | 44.75 | 44.75 | 44.75 | 44.75 | 44.75 | 44.75
Wise-Tractebel Power Proj. 1 | WCPP_CT1 | Wise | Gas | North | 2004 | 260 | 260 | 260 | 260 | 260 | 260 | 260 | 260 | 260 | 260
Wise-Tractebel Power Proj. 2 | WCPP_CT2 | Wise | Gas | North | 2004 | 260 | 260 | 260 | 260 | 260 | 260 | 260 | 260 | 260 | 260
Wise-Tractebel Power Proj. 3 | WCPP_ST1 | Wise | Gas | North | 2004 | 290 | 290 | 290 | 290 | 290 | 290 | 290 | 290 | 290 | 290
Wolf Hollow Power Proj. 1 | WHCCS_CT1 | Hood | Gas | North | 2002 | 249 | 249 | 249 | 249 | 249 | 249 | 249 | 249 | 249 | 249
Wolf Hollow Power Proj. 2 | WHCCS_CT2 | Hood | Gas | North | 2002 | 249 | 249 | 249 | 249 | 249 | 249 | 249 | 249 | 249 | 249
Wolf Hollow Power Proj. 3 | WHCCS_STG | Hood | Gas | North | 2002 | 293 | 293 | 293 | 293 | 293 | 293 | 293 | 293 | 293 | 293
Operational | [5 empty] | 66530.917 | 66530.917 | 66530.917 | 66530.917 | 66530.917 | 66530.917 | 66530.917 | 66530.917 | 66530.917 | 66530.917
|  |  | Gas | Houston |  | 660 | 660 | 660 | 660 | 660 | 660 | 660 | 660 | 660 | 660
|  |  | Gas | Houston |  | 86 | 86 | 86 | 86 | 86 | 86 | 86 | 86 | 86 | 86
|  |  | Gas | Houston |  | 185 | 185 | 185 | 185 | 185 | 185 | 185 | 185 | 185 | 185
|  |  | Gas | Houston |  | 340 | 340 | 340 | 340 | 340 | 340 | 340 | 340 | 340 | 340
|  |  | Gas | Houston |  | 190 | 190 | 190 | 190 | 190 | 190 | 190 | 190 | 190 | 190
|  |  | Gas | West |  | 17.5 | 17.5 | 17.5 | 17.5 | 17.5 | 17.5 | 17.5 | 17.5 | 17.5 | 17.5
|  |  | Gas | South |  | 381 | 381 | 381 | 381 | 381 | 381 | 381 | 381 | 381 | 381
|  |  | Gas | South |  | 10 | 13 | 13 | 13 | 13 | 13 | 13 | 13 | 13 | 13
|  |  | Gas | Houston |  | 287 | 287 | 287 | 287 | 287 | 287 | 287 | 287 | 287 | 287
|  |  | Gas | Houston |  | 310 | 310 | 310 | 310 | 310 | 310 | 310 | 310 | 310 | 310
|  |  | Gas | Houston |  | 225 | 225 | 225 | 225 | 225 | 225 | 225 | 225 | 225 | 225
|  |  | Gas | Houston |  | 0 | 0 | 0 | 0 | 0 | 0 | 0 | 0 | 0 | 0
|  |  | Gas | South |  | 0 | 0 | 0 | 0 | 0 | 0 | 0 | 0 | 0 | 0
|  |  | Gas | Houston |  | 145 | 145 | 145 | 145 | 145 | 145 | 145 | 145 | 145 | 145
|  |  | Gas | South |  | 70 | 100 | 100 | 100 | 100 | 100 | 100 | 100 | 100 | 100
|  |  | Gas | Houston | bar: 2011/12 to 2020/21
|  |  | Gas | South |  | 420 | 420 | 420 | 420 | 420 | 420 | 420 | 420 | 420 | 420
|  |  | Gas | South |  | 0 | 0 | 0 | 0 | 0 | 0 | 0 | 0 | 0 | 0
|  |  | Gas | Houston |  | 120 | 120 | 120 | 120 | 120 | 120 | 120 | 120 | 120 | 120
|  |  | Gas | South |  | 28 | 28 | 28 | 28 | 28 | 28 | 28 | 28 | 28 | 28
|  |  | Gas | South |  | 43.2 | 43.2 | 43.2 | 43.2 | 43.2 | 43.2 | 43.2 | 43.2 | 43.2 | 43.2
|  |  | Gas | Houston |  | 12 | 10 | 10 | 10 | 10 | 10 | 10 | 10 | 10 | 10
|  |  | Gas | Houston |  | 565 | 565 | 565 | 565 | 565 | 565 | 565 | 565 | 565 | 565
|  |  | Gas | Houston |  | 325 | 325 | 325 | 325 | 325 | 325 | 325 | 325 | 325 | 325
|  |  | Coal | South |  | 575 | 575 | 575 | 575 | 575 | 575 | 575 | 575 | 575 | 575
|  |  | Gas | South |  | 3 | 3 | 3 | 3 | 3 | 3 | 3 | 3 | 3 | 3
|  |  | Gas | Houston |  | 74 | 74 | 74 | 74 | 74 | 74 | 74 | 74 | 74 | 74
|  |  | Gas | Houston |  | 15 | 15 | 15 | 15 | 15 | 15 | 15 | 15 | 15 | 15
|  |  | Gas | South |  | 15 | 15 | 15 | 15 | 15 | 15 | 15 | 15 | 15 | 15
Generation from Private Use Networks | [5 empty] | 5102.7 | 5133.7 | 5133.7 | 5133.7 | 5133.7 | 5133.7 | 5133.7 | 5133.7 | 5133.7 | 5133.7
RMR | [5 empty] | 0 | 0 | 0 | 0 | 0 | 0 | 0 | 0 | 0 | 0
Eagle Pass | DC Tie | Maverick | Other | South |  | 36 | 36 | 36 | 36 | 36 | 36 | 36 | 36 | 36 | 36
East | DC Tie | Fannin | Other | North |  | 600 | 600 | 600 | 600 | 600 | 600 | 600 | 600 | 600 | 600
Laredo VFT | DC Tie | Webb | Other | South |  | 100 | 100 | 100 | 100 | 100 | 100 | 100 | 100 | 100 | 100
North | DC Tie | Wilbarger | Other | West |  | 220 | 220 | 220 | 220 | 220 | 220 | 220 | 220 | 220 | 220
Sharyland | DC Tie | Hidalgo | Other | South |  | 150 | 150 | 150 | 150 | 150 | 150 | 150 | 150 | 150 | 150
DC-Ties | [5 empty] | 1106 | 1106 | 1106 | 1106 | 1106 | 1106 | 1106 | 1106 | 1106 | 1106
Kiamichi Energy Facility 1CT101 | KMCHI_1CT101 | Fannin | Gas | North | 2003 | 178 | 178 | 178 | 178 | 178 | 178 | 178 | 178 | 178 | 178
Kiamichi Energy Facility 1CT201 | KMCHI_1CT201 | Fannin | Gas | North | 2003 | 180 | 180 | 180 | 180 | 180 | 180 | 180 | 180 | 180 | 180
Kiamichi Energy Facility 1ST | KMCHI_1ST | Fannin | Gas | North | 2003 | 307 | 307 | 307 | 307 | 307 | 307 | 307 | 307 | 307 | 307
Kiamichi Energy Facility 2CT101 | KMCHI_2CT101 | Fannin | Gas | North | 2003 | 178 | 178 | 178 | 178 | 178 | 178 | 178 | 178 | 178 | 178
Kiamichi Energy Facility 2CT201 | KMCHI_2CT201 | Fannin | Gas | North | 2003 | 180 | 180 | 180 | 180 | 180 | 180 | 180 | 180 | 180 | 180
Kiamichi Energy Facility 2ST | KMCHI_2ST | Fannin | Gas | North | 2003 | 307 | 307 | 307 | 307 | 307 | 307 | 307 | 307 | 307 | 307
Tenaska-Frontier 1 | FTR_FTR_G1 | Grimes | Gas | North | 2000 | 180 | 180 | 180 | 180 | 180 | 180 | 180 | 180 | 180 | 180
Tenaska-Frontier 2 | FTR_FTR_G2 | Grimes | Gas | North | 2000 | 180 | 180 | 180 | 180 | 180 | 180 | 180 | 180 | 180 | 180
Tenaska-Frontier 3 | FTR_FTR_G3 | Grimes | Gas | North | 2000 | 180 | 180 | 180 | 180 | 180 | 180 | 180 | 180 | 180 | 180
Tenaska-Frontier 4 | FTR_FTR_G4 | Grimes | Gas | North | 2000 | 390 | 390 | 390 | 390 | 390 | 390 | 390 | 390 | 390 | 390
Tenaska-Gateway 1 | TGCCS_CT1 | Rusk | Gas | North | 2001 | 162 | 162 | 162 | 162 | 162 | 162 | 162 | 162 | 162 | 162
Tenaska-Gateway 2 | TGCCS_CT2 | Rusk | Gas | North | 2001 | 179 | 179 | 179 | 179 | 179 | 179 | 179 | 179 | 179 | 179
Tenaska-Gateway 3 | TGCCS_CT3 | Rusk | Gas | North | 2001 | 178 | 178 | 178 | 178 | 178 | 178 | 178 | 178 | 178 | 178
Tenaska-Gateway 4 | TGCCS_UNIT4 | Rusk | Gas | North | 2001 | 389 | 389 | 389 | 389 | 389 | 389 | 389 | 389 | 389 | 389
Switchable Resources | [5 empty] | 3168 | 3168 | 3168 | 3168 | 3168 | 3168 | 3168 | 3168 | 3168 | 3168
Kunitz Wind | KUNITZ_WIND_LGE | Culberson | Wind | West | 1995 | 39.8 | 39.8 | 39.8 | 39.8 | 39.8 | 39.8 | 39.8 | 39.8 | 39.8 | 39.8
Texas Big Spring | SGMTN_SIGNALMT | Howard | Wind | West | 1999 | 34.32 | 34.32 | 34.32 | 34.32 | 34.32 | 34.32 | 34.32 | 34.32 | 34.32 | 34.32
West Texas Wind Energy | SW_MESA_SW_MESA | Upton | Wind | West | 1999 | 74.2 | 74.2 | 74.2 | 74.2 | 74.2 | 74.2 | 74.2 | 74.2 | 74.2 | 74.2
Indian Mesa Wind Farm | INDNNWP_INDNNWP | Pecos | Wind | West | 2001 | 82.5 | 82.5 | 82.5 | 82.5 | 82.5 | 82.5 | 82.5 | 82.5 | 82.5 | 82.5
King Mountain NE | KING_NE_KINGNE | Upton | Wind | West | 2001 | 79.3 | 79.3 | 79.3 | 79.3 | 79.3 | 79.3 | 79.3 | 79.3 | 79.3 | 79.3
King Mountain NW | KING_NW_KINGNW | Upton | Wind | West | 2001 | 79.3 | 79.3 | 79.3 | 79.3 | 79.3 | 79.3 | 79.3 | 79.3 | 79.3 | 79.3
King Mountain SE | KING_SE_KINGSE | Upton | Wind | West | 2001 | 40.3 | 40.3 | 40.3 | 40.3 | 40.3 | 40.3 | 40.3 | 40.3 | 40.3 | 40.3
King Mountain SW | KING_SW_KINGSW | Upton | Wind | West | 2001 | 79.3 | 79.3 | 79.3 | 79.3 | 79.3 | 79.3 | 79.3 | 79.3 | 79.3 | 79.3
Pecos Wind (Woodward 1) | WOODWRD1_WOODWRD1 | Pecos | Wind | West | 2001 | 82.5 | 82.5 | 82.5 | 82.5 | 82.5 | 82.5 | 82.5 | 82.5 | 82.5 | 82.5
Pecos Wind (Woodward 2) | WOODWRD2_WOODWRD2 | Pecos | Wind | West | 2001 | 77.22 | 77.22 | 77.22 | 77.22 | 77.22 | 77.22 | 77.22 | 77.22 | 77.22 | 77.22
Trent Wind Farm | TRENT_TRENT | Nolan | Wind | West | 2001 | 150 | 150 | 150 | 150 | 150 | 150 | 150 | 150 | 150 | 150
Desert Sky Wind Farm 1 | INDNENR_INDNENR | Pecos | Wind | West | 2002 | 84 | 84 | 84 | 84 | 84 | 84 | 84 | 84 | 84 | 84
Desert Sky Wind Farm 2 | INDNENR_INDNENR_2 | Pecos | Wind | West | 2002 | 76.5 | 76.5 | 76.5 | 76.5 | 76.5 | 76.5 | 76.5 | 76.5 | 76.5 | 76.5
Green Mountain Energy 1 | BRAZ_WND_WND1 | Scurry | Wind | West | 2003 | 99 | 99 | 99 | 99 | 99 | 99 | 99 | 99 | 99 | 99
Green Mountain Energy 2 | BRAZ_WND_WND2 | Scurry | Wind | West | 2003 | 61 | 61 | 61 | 61 | 61 | 61 | 61 | 61 | 61 | 61
Sweetwater Wind 1 | SWEETWND_WND1 | Nolan | Wind | West | 2003 | 36.58 | 36.58 | 36.58 | 36.58 | 36.58 | 36.58 | 36.58 | 36.58 | 36.58 | 36.58
Callahan Wind | CALLAHAN_WND1 | Callahan | Wind | West | 2004 | 114 | 114 | 114 | 114 | 114 | 114 | 114 | 114 | 114 | 114
Sweetwater Wind 3 | SWEETWN2_WND2 | Nolan | Wind | West | 2004 | 97.5 | 97.5 | 97.5 | 97.5 | 97.5 | 97.5 | 97.5 | 97.5 | 97.5 | 97.5
Horse Hollow Wind 1 | H_HOLLOW_WND1 | Taylor | Wind | West | 2005 | 213 | 213 | 213 | 213 | 213 | 213 | 213 | 213 | 213 | 213
Sweetwater Wind 4 | SWEETWN3_WND3 | Nolan | Wind | West | 2005 | 129 | 129 | 129 | 129 | 129 | 129 | 129 | 129 | 129 | 129
Buffalo Gap Wind Farm 1 | BUFF_GAP_UNIT1 | Taylor | Wind | West | 2006 | 120.6 | 120.6 | 120.6 | 120.6 | 120.6 | 120.6 | 120.6 | 120.6 | 120.6 | 120.6
Horse Hollow Wind 2 | HHOLLOW2_WIND1 | Taylor | Wind | West | 2006 | 184 | 184 | 184 | 184 | 184 | 184 | 184 | 184 | 184 | 184
Horse Hollow Wind 3 | HHOLLOW3_WND_1 | Taylor | Wind | West | 2006 | 223.5 | 223.5 | 223.5 | 223.5 | 223.5 | 223.5 | 223.5 | 223.5 | 223.5 | 223.5
Horse Hollow Wind 4 | HHOLLOW4_WND1 | Taylor | Wind | West | 2006 | 115 | 115 | 115 | 115 | 115 | 115 | 115 | 115 | 115 | 115
Mesquite Wind | LNCRK_G83 | Shackelford | Wind | West | 2006 | 200 | 200 | 200 | 200 | 200 | 200 | 200 | 200 | 200 | 200
Red Canyon | RDCANYON_RDCNY1 | Borden | Wind | West | 2006 | 84 | 84 | 84 | 84 | 84 | 84 | 84 | 84 | 84 | 84
Sweetwater Wind 2 | SWEETWN2_WND24 | Nolan | Wind | West | 2006 | 15.87 | 15.87 | 15.87 | 15.87 | 15.87 | 15.87 | 15.87 | 15.87 | 15.87 | 15.87
Barton Chapel Wind | BRTSW_BCW1 | Jack | Wind | North | 2007 | 120 | 120 | 120 | 120 | 120 | 120 | 120 | 120 | 120 | 120
Buffalo Gap Wind Farm 2 | BUFF_GAP_UNIT2 | Taylor | Wind | West | 2007 | 232.5 | 232.5 | 232.5 | 232.5 | 232.5 | 232.5 | 232.5 | 232.5 | 232.5 | 232.5
Camp Springs 1 | CSEC_CSECG1 | Scurry | Wind | West | 2007 | 134.415 | 134.415 | 134.415 | 134.415 | 134.415 | 134.415 | 134.415 | 134.415 | 134.415 | 134.415
Camp Springs 2 | CSEC_CSECG2 | Scurry | Wind | West | 2007 | 123.6 | 123.6 | 123.6 | 123.6 | 123.6 | 123.6 | 123.6 | 123.6 | 123.6 | 123.6
Capricorn Ridge Wind 1 | CAPRIDGE_CR1 | Sterling | Wind | West | 2007 | 214.5 | 214.5 | 214.5 | 214.5 | 214.5 | 214.5 | 214.5 | 214.5 | 214.5 | 214.5
Capricorn Ridge Wind 3 | CAPRIDGE_CR2 | Sterling | Wind | West | 2007 | 149.5 | 149.5 | 149.5 | 149.5 | 149.5 | 149.5 | 149.5 | 149.5 | 149.5 | 149.5
Forest Creek Wind Farm | MCDLD_FCW1 | Glasscock | Wind | West | 2007 | 124.2 | 124.2 | 124.2 | 124.2 | 124.2 | 124.2 | 124.2 | 124.2 | 124.2 | 124.2
Post Oak Wind 1 | LNCRK2_G871 | Shackelford | Wind | West | 2007 | 100 | 100 | 100 | 100 | 100 | 100 | 100 | 100 | 100 | 100
Post Oak Wind 2 | LNCRK2_G872 | Shackelford | Wind | West | 2007 | 100 | 100 | 100 | 100 | 100 | 100 | 100 | 100 | 100 | 100
Snyder Wind Farm | ENAS_ENA1 | Scurry | Wind | West | 2007 | 63 | 63 | 63 | 63 | 63 | 63 | 63 | 63 | 63 | 63
Sweetwater Wind 5 | SWEETWN4_WND5 | Nolan | Wind | West | 2007 | 79.23 | 79.23 | 79.23 | 79.23 | 79.23 | 79.23 | 79.23 | 79.23 | 79.23 | 79.23
Sweetwater Wind 6 | SWEETWN4_WND4B | Nolan | Wind | West | 2007 | 103.65 | 103.65 | 103.65 | 103.65 | 103.65 | 103.65 | 103.65 | 103.65 | 103.65 | 103.65
Sweetwater Wind 7 | SWEETWN4_WND4A | Nolan | Wind | West | 2007 | 117.8 | 117.8 | 117.8 | 117.8 | 117.8 | 117.8 | 117.8 | 117.8 | 117.8 | 117.8
Whirlwind Energy | WEC_WECG1 | Floyd | Wind | West | 2007 | 60 | 60 | 60 | 60 | 60 | 60 | 60 | 60 | 60 | 60
Wolfe Flats | DG_TURL_UNIT1 | Hall | Wind | West | 2007 | 10 | 10 | 10 | 10 | 10 | 10 | 10 | 10 | 10 | 10
Buffalo Gap Wind Farm 3 | BUFF_GAP_UNIT3 | Taylor | Wind | West | 2008 | 170.2 | 170.2 | 170.2 | 170.2 | 170.2 | 170.2 | 170.2 | 170.2 | 170.2 | 170.2
Capricorn Ridge Wind 2 | CAPRIDGE_CR3 | Sterling | Wind | West | 2008 | 186 | 186 | 186 | 186 | 186 | 186 | 186 | 186 | 186 | 186
Capricorn Ridge Wind 4 | CAPRIDG4_CR4 | Sterling | Wind | West | 2008 | 112.5 | 112.5 | 112.5 | 112.5 | 112.5 | 112.5 | 112.5 | 112.5 | 112.5 | 112.5
Champion Wind Farm | CHAMPION_UNIT1 | Nolan | Wind | West | 2008 | 126.5 | 126.5 | 126.5 | 126.5 | 126.5 | 126.5 | 126.5 | 126.5 | 126.5 | 126.5
Elbow Creek Wind Project | ELB_ELBCREEK | Howard | Wind | West | 2008 | 122 | 122 | 122 | 122 | 122 | 122 | 122 | 122 | 122 | 122
Goat Wind | GOAT_GOATWIND | Sterling | Wind | West | 2008 | 80 | 80 | 80 | 80 | 80 | 80 | 80 | 80 | 80 | 80
Hackberry Wind Farm | HWF_HWFG1 | Shackelford | Wind | West | 2008 | 166 | 166 | 166 | 166 | 166 | 166 | 166 | 166 | 166 | 166
Inadale Wind | INDL_INADALE1 | Nolan | Wind | West | 2008 | 197 | 197 | 197 | 197 | 197 | 197 | 197 | 197 | 197 | 197
McAdoo Wind Farm | MWEC_G1 | Dickens | Wind | West | 2008 | 150 | 150 | 150 | 150 | 150 | 150 | 150 | 150 | 150 | 150
Ocotillo Wind Farm | OWF_OWF | Howard | Wind | West | 2008 | 58.8 | 58.8 | 58.8 | 58.8 | 58.8 | 58.8 | 58.8 | 58.8 | 58.8 | 58.8
Panther Creek 1 | PC_NORTH_PANTHER1 | Howard | Wind | West | 2008 | 142.5 | 142.5 | 142.5 | 142.5 | 142.5 | 142.5 | 142.5 | 142.5 | 142.5 | 142.5
Panther Creek 2 | PC_SOUTH_PANTHER2 | Howard | Wind | West | 2008 | 115.5 | 115.5 | 115.5 | 115.5 | 115.5 | 115.5 | 115.5 | 115.5 | 115.5 | 115.5
Pyron Wind Farm | PYR_PYRON1 | Scurry | Wind | West | 2008 | 249 | 249 | 249 | 249 | 249 | 249 | 249 | 249 | 249 | 249
Roscoe Wind Farm | TKWSW1_ROSCOE | Nolan | Wind | West | 2008 | 209 | 209 | 209 | 209 | 209 | 209 | 209 | 209 | 209 | 209
Sand Bluff Wind Farm | MCDLD_SBW1 | Glasscock | Wind | West | 2008 | 90 | 90 | 90 | 90 | 90 | 90 | 90 | 90 | 90 | 90
Sherbino I | KEO_KEO_SM1 | Pecos | Wind | West | 2008 | 150 | 150 | 150 | 150 | 150 | 150 | 150 | 150 | 150 | 150
Silver Star | FLTCK_SSI | Eastland | Wind | North | 2008 | 60 | 60 | 60 | 60 | 60 | 60 | 60 | 60 | 60 | 60
South Trent Wind Farm | STWF_T1 | Nolan | Wind | West | 2008 | 101.2 | 101.2 | 101.2 | 101.2 | 101.2 | 101.2 | 101.2 | 101.2 | 101.2 | 101.2
Stanton Wind Energy | SWEC_G1 | Martin | Wind | West | 2008 | 123.6 | 123.6 | 123.6 | 123.6 | 123.6 | 123.6 | 123.6 | 123.6 | 123.6 | 123.6
TSTC West Texas Wind | DG_ROSC2_1UNIT | Nolan | Wind | West | 2008 | 2 | 2 | 2 | 2 | 2 | 2 | 2 | 2 | 2 | 2
Turkey Track Wind Energy Center | TTWEC_G1 | Nolan | Wind | West | 2008 | 175 | 175 | 175 | 175 | 175 | 175 | 175 | 175 | 175 | 175
Wolfe Ridge | WHTTAIL_WR1 | Cooke | Wind | North | 2008 | 112.5 | 112.5 | 112.5 | 112.5 | 112.5 | 112.5 | 112.5 | 112.5 | 112.5 | 112.5
Bull Creek Wind Plant | BULLCRK_WND1 | Borden | Wind | West | 2009 | 89 | 89 | 89 | 89 | 89 | 89 | 89 | 89 | 89 | 89
Bull Creek Wind Plant | BULLCRK_WND2 | Borden | Wind | West | 2009 | 91 | 91 | 91 | 91 | 91 | 91 | 91 | 91 | 91 | 91
Horse Hollow Wind 1 | HHGT_HHOLLOW1 | Kendall | Wind | South | 2009 | 0 | 0 | 0 | 0 | 0 | 0 | 0 | 0 | 0 | 0
Horse Hollow Wind 2 | HHGT_HHOLLOW2 | Kendall | Wind | South | 2009 | 0 | 0 | 0 | 0 | 0 | 0 | 0 | 0 | 0 | 0
Horse Hollow Wind 3 | HHGT_HHOLLOW3 | Kendall | Wind | South | 2009 | 0 | 0 | 0 | 0 | 0 | 0 | 0 | 0 | 0 | 0
Horse Hollow Wind 4 | HHGT_HHOLLOW4 | Kendall | Wind | South | 2009 | 0 | 0 | 0 | 0 | 0 | 0 | 0 | 0 | 0 | 0
Horse Hollow Wind Callahan | HHGT_CALLAHAN | Kendall | Wind | South | 2009 | 0 | 0 | 0 | 0 | 0 | 0 | 0 | 0 | 0 | 0
Langford Wind Power | LGD_LANGFORD | Tom Green | Wind | West | 2009 | 150 | 150 | 150 | 150 | 150 | 150 | 150 | 150 | 150 | 150
Loraine Windpark I | LONEWOLF_G1 | Mitchell | Wind | West | 2009 | 50 | 50 | 50 | 50 | 50 | 50 | 50 | 50 | 50 | 50
Loraine Windpark II | LONEWOLF_G2 | Mitchell | Wind | West | 2009 | 51 | 51 | 51 | 51 | 51 | 51 | 51 | 51 | 51 | 51
Loraine Windpark III | LONEWOLF_G3 | Mitchell | Wind | West | 2011 | 26 | 26 | 26 | 26 | 26 | 26 | 26 | 26 | 26 | 26
Loraine Windpark IV | LONEWOLF_G4 | Mitchell | Wind | West | 2011 | 24 | 24 | 24 | 24 | 24 | 24 | 24 | 24 | 24 | 24
Notrees-1 | NWF_NWF1 | Winkler | Wind | West | 2009 | 152.61 | 152.61 | 152.61 | 152.61 | 152.61 | 152.61 | 152.61 | 152.61 | 152.61 | 152.61
Panther Creek 3 | PC_SOUTH_PANTHER3 | Howard | Wind | West | 2009 | 199.5 | 199.5 | 199.5 | 199.5 | 199.5 | 199.5 | 199.5 | 199.5 | 199.5 | 199.5
Papalote Creek Wind Farm | PAP1_PAP1 | San Patricio | Wind | South | 2009 | 179.85 | 179.85 | 179.85 | 179.85 | 179.85 | 179.85 | 179.85 | 179.85 | 179.85 | 179.85
Penascal Wind | PENA_UNIT1 | Kenedy | Wind | South | 2009 | 160.8 | 160.8 | 160.8 | 160.8 | 160.8 | 160.8 | 160.8 | 160.8 | 160.8 | 160.8
Penascal Wind | PENA_UNIT2 | Kenedy | Wind | South | 2009 | 141.6 | 141.6 | 141.6 | 141.6 | 141.6 | 141.6 | 141.6 | 141.6 | 141.6 | 141.6
Cedro Hill Wind | CEDROHIL_CHW1 | Webb | Wind | South | 2010 | 150 | 150 | 150 | 150 | 150 | 150 | 150 | 150 | 150 | 150
Delaware Mountain Wind Farm | KUNITZ_WIND_NWP | Culberson | Wind | West | 2010 | 28.5 | 28.5 | 28.5 | 28.5 | 28.5 | 28.5 | 28.5 | 28.5 | 28.5 | 28.5
Goat Wind 2 | GOAT_GOATWIN2 | Sterling | Wind | West | 2010 | 69.6 | 69.6 | 69.6 | 69.6 | 69.6 | 69.6 | 69.6 | 69.6 | 69.6 | 69.6
Gulf Wind I | TGW_T1 | Kenedy | Wind | South | 2010 | 141.6 | 141.6 | 141.6 | 141.6 | 141.6 | 141.6 | 141.6 | 141.6 | 141.6 | 141.6
Gulf Wind II | TGW_T2 | Kenedy | Wind | South | 2010 | 141.6 | 141.6 | 141.6 | 141.6 | 141.6 | 141.6 | 141.6 | 141.6 | 141.6 | 141.6
Papalote Creek Wind | COTTON_PAP2 | San Patricio | Wind | South | 2010 | 200.1 | 200.1 | 200.1 | 200.1 | 200.1 | 200.1 | 200.1 | 200.1 | 200.1 | 200.1
Penascal Wind | PENA_UNIT3 | Kenedy | Wind | South | 2010 | 100.8 | 100.8 | 100.8 | 100.8 | 100.8 | 100.8 | 100.8 | 100.8 | 100.8 | 100.8
WIND | [5 empty] | 9451.545 | 9451.545 | 9451.545 | 9451.545 | 9451.545 | 9451.545 | 9451.545 | 9451.545 | 9451.545 | 9451.545
Atkins 3 | ATKINS_ATKINSG3 | Brazos | Gas | North |  | 12 | 12 | 12 | 12 | 12 | 12 | 12 | 12 | 12 | 12
Atkins 4 | ATKINS_ATKINSG4 | Brazos | Gas | North |  | 22 | 22 | 22 | 22 | 22 | 22 | 22 | 22 | 22 | 22
Atkins 5 | ATKINS_ATKINSG5 | Brazos | Gas | North |  | 25 | 25 | 25 | 25 | 25 | 25 | 25 | 25 | 25 | 25
Atkins 6 | ATKINS_ATKINSG6 | Brazos | Gas | North |  | 50 | 50 | 50 | 50 | 50 | 50 | 50 | 50 | 50 | 50
AES Deepwater | APD_APD_G1 | Harris | Other | Houston |  | 138 | 138 | 138 | 138 | 138 | 138 | 138 | 138 | 138 | 138
C E Newman 5 | NEWMAN_NEWMA_5 | Dallas | Gas | North |  | 37 | 37 | 37 | 37 | 37 | 37 | 37 | 37 | 37 | 37
Leon Creek 3 | LEON_CRK_LCP3G3 | Bexar | Gas | South |  | 56 | 56 | 56 | 56 | 56 | 56 | 56 | 56 | 56 | 56
Leon Creek 4 | LEON_CRK_LCP4G4 | Bexar | Gas | South |  | 88 | 88 | 88 | 88 | 88 | 88 | 88 | 88 | 88 | 88
North Texas 1 | NTX_NTX_1 | Parker | Gas | North |  | 18 | 18 | 18 | 18 | 18 | 18 | 18 | 18 | 18 | 18
North Texas 2 | NTX_NTX_2 | Parker | Gas | North |  | 18 | 18 | 18 | 18 | 18 | 18 | 18 | 18 | 18 | 18
North Texas 3 | NTX_NTX_3 | Parker | Gas | North |  | 39 | 39 | 39 | 39 | 39 | 39 | 39 | 39 | 39 | 39
Permian Basin 6 | PBSES_UNIT6 | Ward | Gas | West |  | 515 | 515 | 515 | 515 | 515 | 515 | 515 | 515 | 515 | 515
Sam Bertron 1 | SRB_SRB_G1 | Harris | Gas | Houston |  | 174 | 174 | 174 | 174 | 174 | 174 | 174 | 174 | 174 | 174
Sam Bertron 2 | SRB_SRB_G2 | Harris | Gas | Houston |  | 174 | 174 | 174 | 174 | 174 | 174 | 174 | 174 | 174 | 174
Spencer 4 | SPNCER_SPNCE_4 | Denton | Gas | North |  | 61 | 61 | 61 | 61 | 61 | 61 | 61 | 61 | 61 | 61
Spencer 5 | SPNCER_SPNCE_5 | Denton | Gas | North |  | 61 | 61 | 61 | 61 | 61 | 61 | 61 | 61 | 61 | 61
Valley 1 | VLSES_UNIT1 | Fannin | Gas | North |  | 174 | 174 | 174 | 174 | 174 | 174 | 174 | 174 | 174 | 174
Valley 2 | VLSES_UNIT2 | Fannin | Gas | North |  | 520 | 520 | 520 | 520 | 520 | 520 | 520 | 520 | 520 | 520
Valley 3 | VLSES_UNIT3 | Fannin | Gas | North |  | 375 | 375 | 375 | 375 | 375 | 375 | 375 | 375 | 375 | 375
Mothballed Resources | [5 empty] | 2557 | 2557 | 2557 | 2557 | 2557 | 2557 | 2557 | 2557 | 2557 | 2557
Nacogdoches Project | 09INR0007 | Nacogdoches | Biomass |  |  | 0 | 100 | 100 | 100 | 100 | 100 | 100 | 100 | 100 | 100
Sandy Creek 1 | 09INR0001 | McLennan | Coal |  |  | 0 | 925 | 925 | 925 | 925 | 925 | 925 | 925 | 925 | 925
CFB Power Plant Units 11&12 | 09INR0029 | Calhoun | Coal |  |  | 260 | 260 | 260 | 260 | 260 | 260 | 260 | 260 | 260 | 260
Coleto Creek Unit 2 | 14INR0002 | Goliad | Coal |  |  | 0 | 0 | 0 | 0 | 0 | 0 | 660 | 660 | 660 | 660
Panda Temple Power | 10INR0020b | Bell | Gas |  |  | 0 | 0 | 0 | 0 | 780 | 780 | 780 | 780 | 780 | 780
Panda Temple Power | 10INR0020a | Bell | Gas |  |  | 0 | 0 | 0 | 780 | 780 | 780 | 780 | 780 | 780 | 780
Jack County 2 | 10INR0010 | Jack | Gas |  |  | 565 | 565 | 565 | 565 | 565 | 565 | 565 | 565 | 565 | 565
Pondera King Power Project | 10INR0022 | Harris | Gas |  |  | 0 | 0 | 0 | 0 | 1380 | 1380 | 1380 | 1380 | 1380 | 1380
Las Brisas Energy Center | 12INR0016a | Nueces | Other |  |  | 0 | 0 | 0 | 0 | 620 | 620 | 620 | 620 | 620 | 620
Las Brisas Energy Center | 12INR0016b | Nueces | Other |  |  | 0 | 0 | 0 | 0 | 0 | 620 | 620 | 620 | 620 | 620
RRE Austin Solar | 11INR0086 | Travis | Solar |  |  | 0 | 60 | 60 | 60 | 60 | 60 | 60 | 60 | 60 | 60
FRV AE Solar | 10INR0082 | Travis | Solar |  |  | 0 | 30 | 30 | 30 | 30 | 30 | 30 | 30 | 30 | 30
New Units with Signed IA and Air Permit | [5 empty] | 825 | 1940 | 1940 | 2720 | 5500 | 6120 | 6780 | 6780 | 6780 | 6780
Gunsight Mountain | 08INR0018 | Howard | Wind |  |  | 0 | 0 | 120 | 120 | 120 | 120 | 120 | 120 | 120 | 120
Los Vientos | 11INR0033 | Cameron | Wind |  |  | 0 | 0 | 400 | 400 | 400 | 400 | 400 | 400 | 400 | 400
Archer-Young | 08INR0062 | Young | Wind |  |  | 0 | 250 | 250 | 250 | 250 | 250 | 250 | 250 | 250 | 250
Penascal Wind Farm 3 | 06INR0022c | Kenedy | Wind |  |  | 0 | 0 | 0 | 202 | 202 | 202 | 202 | 202 | 202 | 202
Sherbino Mesa Wind Farm 2 | 06INR0012b | Pecos | Wind |  |  | 150 | 150 | 150 | 150 | 150 | 150 | 150 | 150 | 150 | 150
WKN Mozart | 09INR0061 | Kent | Wind |  |  | 0 | 0 | 30 | 30 | 30 | 30 | 30 | 30 | 30 | 30
Magic Valley Wind Project | 10INR0060 | Willacy | Wind |  |  | 0 | 202 | 202 | 202 | 202 | 202 | 202 | 202 | 202 | 202
Senate Wind Project | 08INR0011 | Jack | Wind |  |  | 0 | 150 | 150 | 150 | 150 | 150 | 150 | 150 | 150 | 150
New Wind Generation | [5 empty] | 150 | 752 | 1302 | 1504 | 1504 | 1504 | 1504 | 1504 | 1504 | 1504
Pampa Energy Center | 07INR0004 | Gray | Coal |  |  | 0 | 165 | 165 | 165 | 165 | 165 | 165 | 165 | 165 | 165
White Stallion Energy Center | 14INR0005 | Matagorda | Coal |  |  | 0 | 0 | 0 | 1200 | 1200 | 1200 | 1200 | 1200 | 1200 | 1200
Comanche Peak 3 and 4 | 15INR0002 | Somervel | Nuclear |  |  | 0 | 0 | 0 | 0 | 0 | 0 | 0 | 0 | 3200 | 3200
STP 3 and 4 | 15INR0008 | Matagorda | Nuclear |  |  | 0 | 0 | 0 | 0 | 0 | 2700 | 2700 | 2700 | 2700 | 2700
Potential Public Non-Wind Resources | [5 empty] | 0 | 165 | 165 | 1365 | 1365 | 4065 | 4065 | 4065 | 7265 | 7265
Throckmorton Wind Farm | 12INR0003 | Throckmorton | Wind |  |  | 0 | 400 | 400 | 400 | 400 | 400 | 400 | 400 | 400 | 400
Buffalo Gap 4 and 5 | 08INR0065 | Nolan | Wind |  |  | 0 | 465 | 465 | 465 | 465 | 465 | 465 | 465 | 465 | 465
2W Whatley Phase 1 | 11INR0084 | Ector | Wind |  |  | 0 | 45 | 45 | 45 | 45 | 45 | 45 | 45 | 45 | 45
B&B Panhandle Wind | 09INR0024 | Carson | Wind |  |  | 0 | 1001 | 1001 | 1001 | 1001 | 1001 | 1001 | 1001 | 1001 | 1001
Fort Concho Wind Farm | 12INR0004 | Tom Green | Wind |  |  | 0 | 400 | 400 | 400 | 400 | 400 | 400 | 400 | 400 | 400
Scurry County Wind III | 09INR0037 | Scurry | Wind |  |  | 0 | 350 | 350 | 350 | 350 | 350 | 350 | 350 | 350 | 350
M Bar Wind | 08INR0038 | Andrews | Wind |  |  | 0 | 194 | 194 | 194 | 194 | 194 | 194 | 194 | 194 | 194
Gatesville Wind Farm | 09INR0034 | Coryell | Wind |  |  | 0 | 200 | 200 | 200 | 200 | 200 | 200 | 200 | 200 | 200
Pistol Hill Energy Center | 08INR0025 | Ector | Wind |  |  | 0 | 300 | 300 | 300 | 300 | 300 | 300 | 300 | 300 | 300
2W Whatley Phase 2 | 12INR0043 | Ector | Wind |  |  | 0 | 0 | 290 | 290 | 290 | 290 | 290 | 290 | 290 | 290
Potential Public Wind Resources | [5 empty] | 0 | 3355 | 3645 | 3645 | 3645 | 3645 | 3645 | 3645 | 3645 | 3645
| 11INR0037 | Smith | Biomass |  |  | 0 | 50 | 50 | 50 | 50 | 50 | 50 | 50 | 50 | 50
| 14INR0003 | Nolan | Coal |  |  | 0 | 0 | 0 | 850 | 850 | 850 | 850 | 850 | 850 | 850
| 11INR0075 | Fort Bend | Coal |  |  | 0 | 15 | 15 | 15 | 15 | 15 | 15 | 15 | 15 | 15
| 10INR0032 | Navarro | Gas |  |  | 0 | 775 | 775 | 775 | 775 | 775 | 775 | 775 | 775 | 775
| 10INR0029 | Hood | Gas |  |  | 0 | 810 | 810 | 810 | 810 | 810 | 810 | 810 | 810 | 810
| 11INR0040 | Freestone | Gas |  |  | 0 | 640 | 640 | 640 | 640 | 640 | 640 | 640 | 640 | 640
| 11INR0006 | Lamar | Gas |  |  | 0 | 579 | 579 | 579 | 579 | 579 | 579 | 579 | 579 | 579
| 09INR0031 | Ector | Gas |  |  | 0 | 275 | 275 | 275 | 275 | 275 | 275 | 275 | 275 | 275
| 09INR0050 | Fannin | Gas |  |  | 0 | 1200 | 1200 | 1200 | 1200 | 1200 | 1200 | 1200 | 1200 | 1200
| 12INR0007 | Lamar | Gas |  |  | 0 | 296 | 296 | 296 | 296 | 296 | 296 | 296 | 296 | 296
| 10INR0021 | Grayson | Gas |  |  | 0 | 646 | 646 | 646 | 646 | 646 | 646 | 646 | 646 | 646
| 10INR0018 | Madison | Gas |  |  | 0 | 550 | 550 | 550 | 550 | 550 | 550 | 550 | 550 | 550
| 13INR0021 | Llano | Gas |  |  | 0 | 0 | 0 | 0 | 600 | 600 | 600 | 600 | 600 | 600
| 13INR0028 | Hale | Gas |  |  | 0 | 0 | 0 | 392 | 392 | 392 | 392 | 392 | 392 | 392
| 13INR0023 | Ector | Gas |  |  | 0 | 0 | 240 | 240 | 240 | 240 | 240 | 240 | 240 | 240
| 11INR0049 | Wharton | Gas |  |  | 0 | 275 | 275 | 275 | 275 | 275 | 275 | 275 | 275 | 275
| 11INR0071 | Harris | Gas |  |  | 0 | 7 | 7 | 7 | 7 | 7 | 7 | 7 | 7 | 7
| 16INR0002 | Brazoria | Other |  |  | 0 | 0 | 0 | 0 | 0 | 0 | 700 | 700 | 700 | 700
| 10INR0089 | Harris | Other |  |  | 0 | 40 | 40 | 40 | 40 | 40 | 40 | 40 | 40 | 40
| 10INR0080 | Presidio | Solar |  |  | 0 | 144 | 144 | 144 | 144 | 144 | 144 | 144 | 144 | 144
| 10INR0085 | Ector | Solar |  |  | 0 | 40 | 40 | 40 | 40 | 40 | 40 | 40 | 40 | 40
| 11INR0094 | Kent | Solar |  |  | 0 | 100 | 100 | 100 | 100 | 100 | 100 | 100 | 100 | 100
| 12INR0057 | Ector | Solar |  |  | 0 | 0 | 40 | 40 | 40 | 40 | 40 | 40 | 40 | 40
| 11INR0090 | Howard | Solar |  |  | 0 | 60 | 60 | 60 | 60 | 60 | 60 | 60 | 60 | 60
| 15INR0011b | Borden | Solar |  |  | 0 | 0 | 0 | 0 | 0 | 38 | 38 | 38 | 38 | 38
| 11INR0070 | Reeves | Solar |  |  | 0 | 50 | 50 | 50 | 50 | 50 | 50 | 50 | 50 | 50
| 11INR0061 | Presidio | Solar |  |  | 0 | 90 | 90 | 90 | 90 | 90 | 90 | 90 | 90 | 90
| 11INR0060 | Tom Green | Solar |  |  | 0 | 90 | 90 | 90 | 90 | 90 | 90 | 90 | 90 | 90
| 11INR0058 | Pecos | Solar |  |  | 0 | 135 | 135 | 135 | 135 | 135 | 135 | 135 | 135 | 135
Potential Non-Public Non-Wind Resources | [5 empty] | 0 | 6867 | 7147 | 8389 | 8989 | 9027 | 9727 | 9727 | 9727 | 9727
| 07INR0013 | Coke | Wind |  |  | 0 | 200 | 200 | 200 | 200 | 200 | 200 | 200 | 200 | 200
| 08INR0019a | Gray | Wind |  |  | 0 | 0 | 0 | 250 | 250 | 250 | 250 | 250 | 250 | 250
| 08INR0019b | Gray | Wind |  |  | 0 | 0 | 0 | 250 | 250 | 250 | 250 | 250 | 250 | 250
| 08INR0019c | Gray | Wind |  |  | 0 | 0 | 0 | 250 | 250 | 250 | 250 | 250 | 250 | 250
| 08INR0020 | Eastland | Wind |  |  | 0 | 200 | 200 | 200 | 200 | 200 | 200 | 200 | 200 | 200
| 08INR0031 | Childress | Wind |  |  | 0 | 100 | 100 | 100 | 100 | 100 | 100 | 100 | 100 | 100
| 08INR0041 | Coke | Wind |  |  | 0 | 0 | 200 | 200 | 200 | 200 | 200 | 200 | 200 | 200
| 08INR0042 | Coke | Wind |  |  | 0 | 0 | 200 | 200 | 200 | 200 | 200 | 200 | 200 | 200
| 08INR0049 | Clay | Wind |  |  | 0 | 0 | 50 | 50 | 50 | 50 | 50 | 50 | 50 | 50
| 09INR0025 | Concho | Wind |  |  | 0 | 0 | 180 | 180 | 180 | 180 | 180 | 180 | 180 | 180
| 09INR0041 | Mitchell | Wind |  |  | 0 | 0 | 300 | 300 | 300 | 300 | 300 | 300 | 300 | 300
| 09INR0048 | Jack | Wind |  |  | 0 | 100 | 100 | 100 | 100 | 100 | 100 | 100 | 100 | 100
| 09INR0051 | Borden | Wind |  |  | 0 | 0 | 249 | 249 | 249 | 249 | 249 | 249 | 249 | 249
| 09INR0054 | Stonewall | Wind |  |  | 0 | 148.5 | 148.5 | 148.5 | 148.5 | 148.5 | 148.5 | 148.5 | 148.5 | 148.5
| 09INR0058 | Howard | Wind |  |  | 0 | 0 | 250 | 250 | 250 | 250 | 250 | 250 | 250 | 250
| 09INR0073 | Scurry | Wind |  |  | 0 | 0 | 0 | 200 | 200 | 200 | 200 | 200 | 200 | 200
| 09INR0074 | Motley | Wind |  |  | 0 | 70 | 70 | 70 | 70 | 70 | 70 | 70 | 70 | 70
| 09INR0077 | Reagan | Wind |  |  | 0 | 0 | 0 | 500 | 500 | 500 | 500 | 500 | 500 | 500
| 10INR0008 | Pecos | Wind |  |  | 0 | 500 | 500 | 500 | 500 | 500 | 500 | 500 | 500 | 500
| 10INR0009 | Castro | Wind |  |  | 0 | 0 | 0 | 300 | 300 | 300 | 300 | 300 | 300 | 300
| 10INR0013 | Upton | Wind |  |  | 0 | 400 | 400 | 400 | 400 | 400 | 400 | 400 | 400 | 400
| 10INR0015 | Mitchell | Wind |  |  | 0 | 0 | 0 | 350 | 350 | 350 | 350 | 350 | 350 | 350
| 10INR0016 | Childress | Wind |  |  | 0 | 150 | 150 | 150 | 150 | 150 | 150 | 150 | 150 | 150
| 10INR0019 | Deaf Smith | Wind |  |  | 0 | 609 | 609 | 609 | 609 | 609 | 609 | 609 | 609 | 609
| 10INR0023 | Haskell | Wind |  |  | 0 | 386 | 386 | 386 | 386 | 386 | 386 | 386 | 386 | 386
| 10INR0024 | Briscoe | Wind |  |  | 0 | 0 | 2940 | 2940 | 2940 | 2940 | 2940 | 2940 | 2940 | 2940
| 10INR0033 | Armstrong | Wind |  |  | 0 | 399 | 399 | 399 | 399 | 399 | 399 | 399 | 399 | 399
| 10INR0041 | Floyd | Wind |  |  | 0 | 135 | 135 | 135 | 135 | 135 | 135 | 135 | 135 | 135
| 10INR0042 | Mason | Wind |  |  | 0 | 170 | 170 | 170 | 170 | 170 | 170 | 170 | 170 | 170
| 10INR0048 | Hardeman | Wind |  |  | 0 | 1000 | 1000 | 1000 | 1000 | 1000 | 1000 | 1000 | 1000 | 1000
| 10INR0051 | Brazoria | Wind |  |  | 0 | 200 | 200 | 200 | 200 | 200 | 200 | 200 | 200 | 200
| 10INR0052a | Knox | Wind |  |  | 0 | 21 | 21 | 21 | 21 | 21 | 21 | 21 | 21 | 21
| 10INR0054 | Palo Pinto | Wind |  |  | 0 | 36 | 36 | 36 | 36 | 36 | 36 | 36 | 36 | 36
| 10INR0056 | Borden | Wind |  |  | 0 | 0 | 249 | 249 | 249 | 249 | 249 | 249 | 249 | 249
| 10INR0062a | Pecos | Wind |  |  | 0 | 80 | 80 | 80 | 80 | 80 | 80 | 80 | 80 | 80
| 10INR0062b | Pecos | Wind |  |  | 0 | 0 | 220 | 220 | 220 | 220 | 220 | 220 | 220 | 220
| 10INR0077 | Callahan | Wind |  |  | 0 | 0 | 101 | 101 | 101 | 101 | 101 | 101 | 101 | 101
| 10INR0079 | Nolan | Wind |  |  | 0 | 60 | 60 | 60 | 60 | 60 | 60 | 60 | 60 | 60
| 10INR0081a | Clay | Wind |  |  | 0 | 30.4 | 30.4 | 30.4 | 30.4 | 30.4 | 30.4 | 30.4 | 30.4 | 30.4
| 10INR0081b | Clay | Wind |  |  | 0 | 19.2 | 19.2 | 19.2 | 19.2 | 19.2 | 19.2 | 19.2 | 19.2 | 19.2
| 11INR0013 | Mills | Wind |  |  | 0 | 0 | 0 | 150 | 150 | 150 | 150 | 150 | 150 | 150
| 11INR0019 | Upton | Wind |  |  | 0 | 200 | 200 | 200 | 200 | 200 | 200 | 200 | 200 | 200
| 11INR0025 | Crockett | Wind |  |  | 0 | 400 | 400 | 400 | 400 | 400 | 400 | 400 | 400 | 400
| 11INR0029 | Throckmorton | Wind |  |  | 0 | 200 | 200 | 200 | 200 | 200 | 200 | 200 | 200 | 200
| 11INR0039 | Starr | Wind |  |  | 0 | 201 | 201 | 201 | 201 | 201 | 201 | 201 | 201 | 201
| 11INR0043 | Coke | Wind |  |  | 0 | 300 | 300 | 300 | 300 | 300 | 300 | 300 | 300 | 300
| 11INR0047 | Deaf Smith | Wind |  |  | 0 | 600 | 600 | 600 | 600 | 600 | 600 | 600 | 600 | 600
| 11INR0050 | Crosby | Wind |  |  | 0 | 149 | 149 | 149 | 149 | 149 | 149 | 149 | 149 | 149
| 11INR0054 | San Patricio | Wind |  |  | 0 | 161 | 161 | 161 | 161 | 161 | 161 | 161 | 161 | 161
| 11INR0057 | Cameron | Wind |  |  | 0 | 165 | 165 | 165 | 165 | 165 | 165 | 165 | 165 | 165
| 11INR0062 | Nueces | Wind |  |  | 0 | 149 | 149 | 149 | 149 | 149 | 149 | 149 | 149 | 149
| 11INR0065 | Nueces | Wind |  |  | 0 | 240 | 240 | 240 | 240 | 240 | 240 | 240 | 240 | 240
| 11INR0067 | Cameron | Wind |  |  | 0 | 0 | 78 | 78 | 78 | 78 | 78 | 78 | 78 | 78
| 11INR0076 | Archer | Wind |  |  | 0 | 94 | 94 | 94 | 94 | 94 | 94 | 94 | 94 | 94
| 11INR0079a | Clay | Wind |  |  | 0 | 200 | 200 | 200 | 200 | 200 | 200 | 200 | 200 | 200
| 11INR0081 | Live Oak | Wind |  |  | 0 | 0 | 72 | 72 | 72 | 72 | 72 | 72 | 72 | 72
| 11INR0082A | Val Verde | Wind |  |  | 0 | 0 | 0 | 50 | 50 | 50 | 50 | 50 | 50 | 50
| 11INR0082B | Val Verde | Wind |  |  | 0 | 0 | 150 | 150 | 150 | 150 | 150 | 150 | 150 | 150
| 11INR0083A | Crockett | Wind |  |  | 0 | 0 | 0 | 50 | 50 | 50 | 50 | 50 | 50 | 50
| 11INR0083B | Crockett | Wind |  |  | 0 | 0 | 100 | 100 | 100 | 100 | 100 | 100 | 100 | 100
| 11INR0085 | Nolan | Wind |  |  | 0 | 106 | 106 | 106 | 106 | 106 | 106 | 106 | 106 | 106
| 11INR0091 | Webb | Wind |  |  | 0 | 92 | 92 | 92 | 92 | 92 | 92 | 92 | 92 | 92
| 12INR0002a | Briscoe | Wind |  |  | 0 | 0 | 0 | 200 | 200 | 200 | 200 | 200 | 200 | 200
| 12INR0002b | Briscoe | Wind |  |  | 0 | 0 | 0 | 0 | 200 | 200 | 200 | 200 | 200 | 200
| 12INR0002c | Briscoe | Wind |  |  | 0 | 0 | 0 | 0 | 0 | 350 | 350 | 350 | 350 | 350
| 12INR0005 | Floyd | Wind |  |  | 0 | 0 | 1100 | 1100 | 1100 | 1100 | 1100 | 1100 | 1100 | 1100
| 12INR0018 | Gray | Wind |  |  | 0 | 0 | 500 | 500 | 500 | 500 | 500 | 500 | 500 | 500
| 12INR0026 | Randall | Wind |  |  | 0 | 0 | 400 | 400 | 400 | 400 | 400 | 400 | 400 | 400
| 12INR0027 | Gray | Wind |  |  | 0 | 0 | 200 | 200 | 200 | 200 | 200 | 200 | 200 | 200
| 12INR0029 | Swisher | Wind |  |  | 0 | 0 | 500 | 500 | 500 | 500 | 500 | 500 | 500 | 500
| 12INR0033 | Motley | Wind |  |  | 0 | 150 | 150 | 150 | 150 | 150 | 150 | 150 | 150 | 150
| 12INR0034 | Borden | Wind |  |  | 0 | 0 | 342 | 342 | 342 | 342 | 342 | 342 | 342 | 342
| 12INR0035 | Nueces | Wind |  |  | 0 | 0 | 249 | 249 | 249 | 249 | 249 | 249 | 249 | 249
| 12INR0042 | Deaf Smith | Wind |  |  | 0 | 400 | 400 | 400 | 400 | 400 | 400 | 400 | 400 | 400
| 12INR0045 | Kleberg | Wind |  |  | 0 | 135 | 135 | 135 | 135 | 135 | 135 | 135 | 135 | 135
| 12INR0053 | Crockett | Wind |  |  | 0 | 615 | 615 | 615 | 615 | 615 | 615 | 615 | 615 | 615
| 12INR0072 | Kinney | Wind |  |  | 0 | 0 | 100 | 100 | 100 | 100 | 100 | 100 | 100 | 100
| 12INR0075 | Wilbarger | Wind |  |  | 0 | 499 | 499 | 499 | 499 | 499 | 499 | 499 | 499 | 499
| 13INR0004 | Deaf Smith | Wind |  |  | 0 | 0 | 0 | 500 | 500 | 500 | 500 | 500 | 500 | 500
| 13INR0005 | Carson | Wind |  |  | 0 | 0 | 0 | 600 | 600 | 600 | 600 | 600 | 600 | 600
| 13INR0006 | Gray | Wind |  |  | 0 | 0 | 0 | 750 | 750 | 750 | 750 | 750 | 750 | 750
| 13INR0007 | Pecos | Wind |  |  | 0 | 0 | 0 | 200 | 200 | 200 | 200 | 200 | 200 | 200
| 13INR0010a | Parmer | Wind |  |  | 0 | 0 | 200 | 200 | 200 | 200 | 200 | 200 | 200 | 200
| 13INR0010b | Parmer | Wind |  |  | 0 | 0 | 0 | 500 | 500 | 500 | 500 | 500 | 500 | 500
| 13INR0010c | Parmer | Wind |  |  | 0 | 0 | 0 | 0 | 500 | 500 | 500 | 500 | 500 | 500
| 13INR0016 | Deaf Smith | Wind |  |  | 0 | 0 | 0 | 250.5 | 250.5 | 250.5 | 250.5 | 250.5 | 250.5 | 250.5
| 13INR0017 | Childress | Wind |  |  | 0 | 0 | 0 | 200 | 200 | 200 | 200 | 200 | 200 | 200
| 13INR0020a | Glasscock | Wind |  |  | 0 | 0 | 200 | 200 | 200 | 200 | 200 | 200 | 200 | 200
| 13INR0020b | Glasscock | Wind |  |  | 0 | 0 | 0 | 150 | 150 | 150 | 150 | 150 | 150 | 150
| 13INR0025 | Randall | Wind |  |  | 0 | 0 | 0 | 150 | 150 | 150 | 150 | 150 | 150 | 150
| 13INR0026 | Oldham | Wind |  |  | 0 | 0 | 0 | 201 | 201 | 201 | 201 | 201 | 201 | 201
| 13INR0036 | Hidalgo | Wind |  |  | 0 | 0 | 200 | 200 | 200 | 200 | 200 | 200 | 200 | 200
| 14INR0001 | Pecos | Wind |  |  | 0 | 0 | 0 | 0 | 500 | 500 | 500 | 500 | 500 | 500
| 14INR0006 | Floyd | Wind |  |  | 0 | 0 | 0 | 0 | 151 | 151 | 151 | 151 | 151 | 151
| 15INR0011a | Borden | Wind |  |  | 0 | 0 | 0 | 0 | 0 | 112 | 112 | 112 | 112 | 112
Potential Non-Public Wind Resources | [5 empty] | 0 | 10070.1 | 19400.1 | 25451.6 | 26802.6 | 27264.6 | 27264.6 | 27264.6 | 27264.6 | 27264.6
Excluded Resources, per notification from developer
Cobisa-Greenville | 06INR0006 | Hunt | Gas |  |  | 0 | 0 | 0 | 1792 | 1792 | 1792 | 1792 | 1792 | 1792 | 1792
Confidential Information
Confidential Information
Confidential Information
Confidential Information
Confidential Information
Confidential Information
Confidential Information
Confidential Information

## LongTermProjections
Long-Term Projections

## SummerFuelTypes
Summer Fuel Types - ERCOT
Fuel type is based on the primary fuel. Capacities of the wind units are included at 8.7%. The amounts available for the grid according to information from the owners of the private network (self-serve) units and the distributed generation units that have registered with ERCOT are included.
In MW
Fuel Type | 2011 | 2012 | 2013 | 2014 | 2015 | 2016 | 2017 | 2018 | 2019 | 2020
Biomass | 93.7 | 193.7 | 193.7 | 193.7 | 193.7 | 193.7 | 193.7 | 193.7 | 193.7 | 193.7
Coal | 19034 | 19959 | 19959 | 19959 | 19959 | 19959 | 20619 | 20619 | 20619 | 20619
Natural Gas | 46942.5 | 47665.2609 | 47704.9009 | 48502.1609 | 50679.4209 | 50696.6809 | 51014.06 | 51014.06 | 51014.06 | 51014.06
Nuclear | 5131 | 5131 | 5131 | 5131 | 5131 | 5131 | 5131 | 5131 | 5131 | 5131
Other | 601 | 601 | 601 | 601 | 601 | 1221 | 1841 | 1841 | 1841 | 1841
Hydro | 537.2 | 537.2 | 537.2 | 537.2 | 537.2 | 537.2 | 537.2 | 537.2 | 537.2 | 537.2
Wind | 835 | 887.7045 | 932.9445 | 952.5185 | 952.5185 | 952.5185 | 952.5185 | 952.5185 | 952.5185 | 952.5185
Solar | 0 | 90 | 90 | 90 | 90 | 90 | 90 | 90 | 90 | 90
Total | 73174.4 | 75064.8654 | 75149.7454 | 75966.5794 | 78143.8394 | 78781.0994 | 80378.4785 | 80378.4785 | 80378.4785 | 80378.4785
In Percentages
Fuel Type | 2011 | 2012 | 2013 | 2014 | 2015 | 2016 | 2017 | 2018 | 2019 | 2020
Biomass | 0.1281% | 0.258% | 0.2578% | 0.255% | 0.2479% | 0.2459% | 0.241% | 0.241% | 0.241% | 0.241%
Coal | 26.01% | 26.59% | 26.56% | 26.27% | 25.54% | 25.33% | 25.65% | 25.65% | 25.65% | 25.65%
Natural Gas | 64.15% | 63.5% | 63.48% | 63.85% | 64.85% | 64.35% | 63.47% | 63.47% | 63.47% | 63.47%
Nuclear | 7.012% | 6.835% | 6.828% | 6.754% | 6.566% | 6.513% | 6.384% | 6.384% | 6.384% | 6.384%
Other | 0.8213% | 0.8006% | 0.7997% | 0.7911% | 0.7691% | 1.55% | 2.29% | 2.29% | 2.29% | 2.29%
Hydro | 0.7341% | 0.7156% | 0.7148% | 0.7072% | 0.6875% | 0.6819% | 0.6683% | 0.6683% | 0.6683% | 0.6683%
Wind | 1.141% | 1.183% | 1.241% | 1.254% | 1.219% | 1.209% | 1.185% | 1.185% | 1.185% | 1.185%
Solar | 0% | 0.1199% | 0.1198% | 0.1185% | 0.1152% | 0.1142% | 0.112% | 0.112% | 0.112% | 0.112%

## WinterFuelTypes
Winter Fuel Types - ERCOT
Fuel type is based on the primary fuel. Capacities of the wind units are included at 8.7%. The amounts available for the grid according to information from the owners of the private network (self-serve) units and the distributed generation units that have registered with ERCOT are included.
In MW
Fuel Type | 2011/12 | 2012/13 | 2013/14 | 2014/15 | 2015/16 | 2016/17 | 2017/18 | 2018/19 | 2019/20 | 2020/21
Biomass | 96.9 | 196.9 | 196.9 | 196.9 | 196.9 | 196.9 | 196.9 | 196.9 | 196.9 | 196.9
Coal | 19196 | 20121 | 20121 | 20121 | 20121 | 20121 | 20781 | 20781 | 20781 | 20781
Natural Gas | 50344 | 50373.557 | 50364.057 | 51144.057 | 53304.057 | 53304.057 | 53621 | 53621 | 53621 | 53621 | -1792 | -1792 | -1792
Nuclear | 5198 | 5198 | 5198 | 5198 | 5198 | 5198 | 5198 | 5198 | 5198 | 5198
Other | 600.6 | 600.6 | 600.6 | 600.6 | 1220.6 | 1840.6 | 1840.6 | 1840.6 | 1840.6 | 1840.6
Hydro | 537.2 | 537.2 | 537.2 | 537.2 | 537.2 | 537.2 | 537.2 | 537.2 | 537.2 | 537.2
Wind | 835.3344 | 887.7084 | 932.9484 | 952.5224 | 952.5224 | 952.5224 | 952.5224 | 952.5224 | 952.5224 | 952.5224
Solar | 0 | 90 | 90 | 90 | 90 | 90 | 90 | 90 | 90 | 90
Total | 76808.0344 | 78004.9654 | 78040.7054 | 78840.2794 | 81620.2794 | 82240.2794 | 83217.2224 | 83217.2224 | 83217.2224 | 83217.2224
In Percentages
Fuel Type | 2011/12 | 2012/13 | 2013/14 | 2014/15 | 2015/16 | 2016/17 | 2017/18 | 2018/19 | 2019/20 | 2020/21
Biomass | 0.1262% | 0.2524% | 0.2523% | 0.2497% | 0.2412% | 0.2394% | 0.2366% | 0.2366% | 0.2366% | 0.2366%
Coal | 24.99% | 25.79% | 25.78% | 25.52% | 24.65% | 24.47% | 24.97% | 24.97% | 24.97% | 24.97%
Natural Gas | 65.55% | 64.58% | 64.54% | 64.87% | 65.31% | 64.82% | 64.43% | 64.43% | 64.43% | 64.43%
Nuclear | 6.768% | 6.664% | 6.661% | 6.593% | 6.369% | 6.321% | 6.246% | 6.246% | 6.246% | 6.246%
Other | 0.7819% | 0.77% | 0.7696% | 0.7618% | 1.495% | 2.238% | 2.212% | 2.212% | 2.212% | 2.212%
Hydro | 0.6994% | 0.6887% | 0.6884% | 0.6814% | 0.6582% | 0.6532% | 0.6455% | 0.6455% | 0.6455% | 0.6455%
Wind | 1.088% | 1.138% | 1.195% | 1.208% | 1.167% | 1.158% | 1.145% | 1.145% | 1.145% | 1.145%
Solar | 0% | 0.1154% | 0.1153% | 0.1142% | 0.1103% | 0.1094% | 0.1082% | 0.1082% | 0.1082% | 0.1082%

## SummerLoadbyCounty
Summer Load by County
The loads shown are the projected coincident loads of the individual delivery points from the 2011 ALDRs and do not include self-serve loads. The ALDR values were used to compute a percentage of load by county, and the percentage was applied to the forecasted ERCOT coincident peak. The values shown here are used in the Summer import/export calculations.
Summer Load, MW
County | 2011 | 2012 | 2013 | 2014 | 2015 | 2016 | 2017 | 2018 | 2019 | 2020
Anderson | 135.0104 | 138.0268 | 141.3686 | 143.803 | 145.9714 | 147.6899 | 150.2367 | 152.2855 | 154.3784 | 155.9498
Andrews | 149.5365 | 152.8774 | 156.5789 | 159.2751 | 161.6769 | 163.5802 | 166.4011 | 168.6702 | 170.9884 | 172.7289
Angelina | 237.9136 | 243.229 | 249.118 | 253.4078 | 257.2289 | 260.2572 | 264.7452 | 268.3554 | 272.0437 | 274.8128
Aransas | 53.5935 | 54.7908 | 56.1174 | 57.0837 | 57.9445 | 58.6267 | 59.6377 | 60.4509 | 61.2817 | 61.9055
Archer | 23.8362 | 24.3688 | 24.9588 | 25.3886 | 25.7714 | 26.0748 | 26.5245 | 26.8862 | 27.2557 | 27.5331
Atascosa | 79.7081 | 81.4889 | 83.4619 | 84.8991 | 86.1793 | 87.1939 | 88.6975 | 89.907 | 91.1427 | 92.0704
Austin | 91.2708 | 93.31 | 95.5692 | 97.2149 | 98.6808 | 99.8425 | 101.5643 | 102.9492 | 104.3642 | 105.4265
Bandera | 56.5548 | 57.8183 | 59.2182 | 60.2379 | 61.1463 | 61.8661 | 62.933 | 63.7912 | 64.6679 | 65.3261
Bastrop | 173.5026 | 177.3789 | 181.6736 | 184.8019 | 187.5886 | 189.797 | 193.07 | 195.7028 | 198.3925 | 200.4119
Baylor | 4.5434 | 4.6449 | 4.7573 | 4.8392 | 4.9122 | 4.97 | 5.0557 | 5.1247 | 5.1951 | 5.248
Bee | 57.194 | 58.4718 | 59.8875 | 60.9187 | 61.8373 | 62.5653 | 63.6442 | 64.5121 | 65.3988 | 66.0645
Bell | 728.3294 | 744.6015 | 762.6296 | 775.762 | 787.4599 | 796.7302 | 810.4697 | 821.5216 | 832.8125 | 841.2896
Bexar | 4221.4859 | 4315.8007 | 4420.294 | 4496.4109 | 4564.213 | 4617.9451 | 4697.5806 | 4761.6392 | 4827.0824 | 4876.2165
Blanco | 28.3186 | 28.9513 | 29.6523 | 30.1629 | 30.6177 | 30.9781 | 31.5123 | 31.9421 | 32.3811 | 32.7107
Borden | 2.6889 | 2.7489 | 2.8155 | 2.864 | 2.9072 | 2.9414 | 2.9921 | 3.0329 | 3.0746 | 3.1059
Bosque | 51.8794 | 53.0385 | 54.3227 | 55.2581 | 56.0913 | 56.7517 | 57.7304 | 58.5176 | 59.3219 | 59.9257
Brazoria | 1970.7362 | 2014.7656 | 2063.5467 | 2099.0808 | 2130.7331 | 2155.8171 | 2192.9938 | 2222.8985 | 2253.4497 | 2276.3872
Brazos | 551.2032 | 563.518 | 577.1617 | 587.1004 | 595.9534 | 602.9692 | 613.3673 | 621.7315 | 630.2765 | 636.692
Brewster | 18.9591 | 19.3827 | 19.852 | 20.1938 | 20.4983 | 20.7396 | 21.0973 | 21.385 | 21.6789 | 21.8996
Brooks | 18.7721 | 19.1915 | 19.6561 | 19.9946 | 20.2961 | 20.5351 | 20.8892 | 21.174 | 21.4651 | 21.6835
Brown | 114.3748 | 116.9301 | 119.7612 | 121.8234 | 123.6604 | 125.1162 | 127.2738 | 129.0094 | 130.7825 | 132.1137
Burleson | 30.4312 | 31.1111 | 31.8644 | 32.4131 | 32.9018 | 33.2892 | 33.8632 | 34.325 | 34.7968 | 35.151
Burnet | 123.6148 | 126.3766 | 129.4364 | 131.6652 | 133.6506 | 135.224 | 137.556 | 139.4317 | 141.3481 | 142.7868
Caldwell | 103.4363 | 105.7472 | 108.3076 | 110.1726 | 111.8339 | 113.1505 | 115.1017 | 116.6713 | 118.2748 | 119.4787
Calhoun | 85.2005 | 87.104 | 89.213 | 90.7492 | 92.1176 | 93.2021 | 94.8093 | 96.1022 | 97.423 | 98.4147
Callahan | 41.5835 | 42.5125 | 43.5418 | 44.2916 | 44.9595 | 45.4888 | 46.2732 | 46.9042 | 47.5489 | 48.0328
Cameron | 685.4302 | 700.7438 | 717.7101 | 730.069 | 741.0778 | 749.8021 | 762.7323 | 773.1333 | 783.7591 | 791.7369
Chambers | 450.5574 | 460.6236 | 471.7761 | 479.9001 | 487.1365 | 492.8713 | 501.3708 | 508.2078 | 515.1925 | 520.4366
Cherokee | 91.2577 | 93.2965 | 95.5554 | 97.2009 | 98.6666 | 99.8281 | 101.5496 | 102.9344 | 104.3491 | 105.4113
Childress | 14.7739 | 15.104 | 15.4697 | 15.7361 | 15.9733 | 16.1614 | 16.4401 | 16.6643 | 16.8933 | 17.0653
Clay | 24.7754 | 25.3289 | 25.9421 | 26.3889 | 26.7868 | 27.1021 | 27.5695 | 27.9455 | 28.3295 | 28.6179
Coke | 21.195 | 21.6686 | 22.1932 | 22.5754 | 22.9158 | 23.1856 | 23.5854 | 23.907 | 24.2356 | 24.4823
Coleman | 35.705 | 36.5027 | 37.3865 | 38.0303 | 38.6037 | 39.0582 | 39.7317 | 40.2735 | 40.827 | 41.2426
Collin | 2279.5142 | 2330.4422 | 2386.8664 | 2427.968 | 2464.5797 | 2493.5939 | 2536.5954 | 2571.1857 | 2606.5237 | 2633.0551
Colorado | 80.0205 | 81.8083 | 83.789 | 85.2318 | 86.5171 | 87.5356 | 89.0451 | 90.2594 | 91.4999 | 92.4313
Comal | 347.3441 | 355.1043 | 363.702 | 369.9649 | 375.5437 | 379.9648 | 386.5172 | 391.788 | 397.1726 | 401.2154
Comanche | 41.1796 | 42.0996 | 43.1189 | 43.8614 | 44.5228 | 45.047 | 45.8238 | 46.4487 | 47.0871 | 47.5664
Concho | 12.6978 | 12.9815 | 13.2958 | 13.5247 | 13.7287 | 13.8903 | 14.1298 | 14.3225 | 14.5193 | 14.6671
Cooke | 125.722 | 128.5308 | 131.6428 | 133.9096 | 135.9289 | 137.5291 | 139.9008 | 141.8085 | 143.7575 | 145.2208
Coryell | 106.8152 | 109.2016 | 111.8456 | 113.7715 | 115.4871 | 116.8467 | 118.8617 | 120.4825 | 122.1384 | 123.3816
Cottle | 3.9963 | 4.0856 | 4.1845 | 4.2566 | 4.3208 | 4.3717 | 4.447 | 4.5077 | 4.5696 | 4.6162
Crane | 82.8583 | 84.7094 | 86.7604 | 88.2544 | 89.5852 | 90.6399 | 92.2029 | 93.4603 | 94.7448 | 95.7092
Crockett | 39.3691 | 40.2487 | 41.2232 | 41.933 | 42.5653 | 43.0664 | 43.8091 | 44.4065 | 45.0168 | 45.475
Crosby | 1.8007 | 1.841 | 1.8856 | 1.918 | 1.9469 | 1.9699 | 2.0038 | 2.0312 | 2.0591 | 2.08
Culberson | 5.0063 | 5.1181 | 5.242 | 5.3323 | 5.4127 | 5.4764 | 5.5709 | 5.6468 | 5.7244 | 5.7827
Dallas | 7681.3419 | 7852.9554 | 8043.0897 | 8181.5907 | 8304.9622 | 8402.7321 | 8547.6356 | 8664.1955 | 8783.2748 | 8872.6784
Dawson | 67.3395 | 68.8439 | 70.5108 | 71.725 | 72.8065 | 73.6636 | 74.934 | 75.9558 | 76.9997 | 77.7835
Delta | 11.6108 | 11.8702 | 12.1576 | 12.3669 | 12.5534 | 12.7012 | 12.9202 | 13.0964 | 13.2764 | 13.4115
Denton | 2093.3616 | 2140.1306 | 2191.947 | 2229.6921 | 2263.314 | 2289.9588 | 2329.4487 | 2361.2142 | 2393.6664 | 2418.0311
Dewitt | 70.7644 | 72.3454 | 74.097 | 75.3729 | 76.5095 | 77.4102 | 78.7451 | 79.8189 | 80.9159 | 81.7396
Dickens | 7.5735 | 7.7428 | 7.9302 | 8.0668 | 8.1884 | 8.2848 | 8.4277 | 8.5426 | 8.66 | 8.7482
Dimmit | 17.6158 | 18.0093 | 18.4454 | 18.763 | 19.0459 | 19.2701 | 19.6024 | 19.8698 | 20.1428 | 20.3479
Duval | 46.6959 | 47.7392 | 48.895 | 49.737 | 50.487 | 51.0813 | 51.9622 | 52.6708 | 53.3947 | 53.9382
Eastland | 57.9936 | 59.2892 | 60.7247 | 61.7704 | 62.7019 | 63.44 | 64.534 | 65.4141 | 66.3131 | 66.9881
Ector | 422.9381 | 432.3872 | 442.8561 | 450.482 | 457.2749 | 462.6582 | 470.6366 | 477.0545 | 483.611 | 488.5336
Edwards | 8.7564 | 8.952 | 9.1688 | 9.3266 | 9.4673 | 9.5787 | 9.7439 | 9.8768 | 10.0125 | 10.1145
Ellis | 582.0158 | 595.0189 | 609.4254 | 619.9197 | 629.2675 | 636.6756 | 647.6549 | 656.4866 | 665.5093 | 672.2834
Erath | 105.1599 | 107.5093 | 110.1123 | 112.0084 | 113.6974 | 115.0359 | 117.0197 | 118.6155 | 120.2457 | 121.4696
Falls | 46.7063 | 47.7498 | 48.9059 | 49.7481 | 50.4982 | 51.0927 | 51.9738 | 52.6825 | 53.4066 | 53.9502
Fannin | 71.8847 | 73.4907 | 75.2701 | 76.5662 | 77.7208 | 78.6357 | 79.9918 | 81.0826 | 82.197 | 83.0337
Fayette | 78.3254 | 80.0754 | 82.0141 | 83.4264 | 84.6844 | 85.6813 | 87.1589 | 88.3475 | 89.5617 | 90.4733
Fisher | 23.5697 | 24.0963 | 24.6797 | 25.1047 | 25.4832 | 25.7832 | 26.2279 | 26.5855 | 26.9509 | 27.2252
Floyd | 0 | 0 | 0 | 0 | 0 | 0 | 0 | 0 | 0 | 0
Foard | 3.1595 | 3.2301 | 3.3083 | 3.3652 | 3.416 | 3.4562 | 3.5158 | 3.5637 | 3.6127 | 3.6495
Fort Bend | 1268.5268 | 1296.8677 | 1328.2672 | 1351.1398 | 1371.5138 | 1387.6599 | 1411.5899 | 1430.839 | 1450.5043 | 1465.2687
Franklin | 2.9887 | 3.0554 | 3.1294 | 3.1833 | 3.2313 | 3.2694 | 3.3257 | 3.3711 | 3.4174 | 3.4522
Freestone | 53.9134 | 55.118 | 56.4525 | 57.4246 | 58.2905 | 58.9767 | 59.9937 | 60.8118 | 61.6476 | 62.2751
Frio | 33.1565 | 33.8973 | 34.718 | 35.3159 | 35.8484 | 36.2704 | 36.8959 | 37.399 | 37.913 | 38.2989
Galveston | 1380.6281 | 1411.4736 | 1445.6479 | 1470.5418 | 1492.7163 | 1510.2892 | 1536.3339 | 1557.2841 | 1578.6872 | 1594.7564
Gillespie | 66.1307 | 67.6082 | 69.2451 | 70.4375 | 71.4996 | 72.3414 | 73.5889 | 74.5924 | 75.6176 | 76.3873
Glasscock | 19.2237 | 19.6532 | 20.129 | 20.4756 | 20.7844 | 21.0291 | 21.3917 | 21.6834 | 21.9814 | 22.2052
Goliad | 21.2317 | 21.706 | 22.2316 | 22.6144 | 22.9554 | 23.2256 | 23.6262 | 23.9483 | 24.2775 | 24.5246
Gonzales | 59.4333 | 60.7612 | 62.2323 | 63.3039 | 64.2585 | 65.015 | 66.1362 | 67.038 | 67.9594 | 68.6511
Grayson | 445.4315 | 455.3832 | 466.4088 | 474.4403 | 481.5945 | 487.264 | 495.6668 | 502.426 | 509.3312 | 514.5156
Grimes | 19.8214 | 20.2643 | 20.7549 | 21.1123 | 21.4307 | 21.6829 | 22.0569 | 22.3576 | 22.6649 | 22.8956
Guadalupe | 252.5408 | 258.183 | 264.4341 | 268.9876 | 273.0437 | 276.2581 | 281.0221 | 284.8543 | 288.7692 | 291.7086
Hall | 5.0019 | 5.1137 | 5.2375 | 5.3277 | 5.408 | 5.4717 | 5.566 | 5.6419 | 5.7195 | 5.7777
Hamilton | 21.3431 | 21.8199 | 22.3482 | 22.7331 | 23.0759 | 23.3475 | 23.7502 | 24.074 | 24.4049 | 24.6533
Hardeman | 16.1917 | 16.5535 | 16.9543 | 17.2462 | 17.5063 | 17.7124 | 18.0178 | 18.2635 | 18.5145 | 18.703
Harris | 12701.4409 | 12985.2114 | 13299.6069 | 13528.6244 | 13732.6248 | 13894.2916 | 14133.896 | 14326.633 | 14523.5359 | 14671.3687
Haskell | 26.1186 | 26.7021 | 27.3486 | 27.8196 | 28.2391 | 28.5715 | 29.0642 | 29.4606 | 29.8655 | 30.1695
Hays | 431.306 | 440.9421 | 451.6181 | 459.3949 | 466.3222 | 471.8119 | 479.9482 | 486.4931 | 493.1793 | 498.1993
Henderson | 160.6312 | 164.2199 | 168.196 | 171.0923 | 173.6722 | 175.7168 | 178.747 | 181.1845 | 183.6746 | 185.5442
Hidalgo | 1213.4097 | 1240.5192 | 1270.5544 | 1292.4332 | 1311.922 | 1327.3666 | 1350.2568 | 1368.6696 | 1387.4803 | 1401.6033
Hill | 97.9201 | 100.1078 | 102.5316 | 104.2972 | 105.8699 | 107.1163 | 108.9635 | 110.4493 | 111.9673 | 113.107
Hood | 224.1011 | 229.1078 | 234.655 | 238.6957 | 242.295 | 245.1474 | 249.3749 | 252.7755 | 256.2497 | 258.858
Hopkins | 111.8847 | 114.3844 | 117.1539 | 119.1713 | 120.9683 | 122.3924 | 124.503 | 126.2008 | 127.9353 | 129.2375
Houston | 39.6704 | 40.5567 | 41.5386 | 42.2539 | 42.8911 | 43.396 | 44.1444 | 44.7463 | 45.3613 | 45.823
Howard | 113.9638 | 116.5099 | 119.3308 | 121.3857 | 123.2161 | 124.6666 | 126.8165 | 128.5458 | 130.3125 | 131.6389
Hunt | 242.3363 | 247.7504 | 253.7489 | 258.1184 | 262.0107 | 265.0952 | 269.6667 | 273.344 | 277.1008 | 279.9214
Irion | 10.6126 | 10.8497 | 11.1124 | 11.3038 | 11.4742 | 11.6093 | 11.8095 | 11.9705 | 12.135 | 12.2586
Jack | 22.0313 | 22.5236 | 23.0689 | 23.4661 | 23.82 | 24.1004 | 24.516 | 24.8503 | 25.1919 | 25.4483
Jackson | 36.6126 | 37.4306 | 38.3369 | 38.997 | 39.5851 | 40.0511 | 40.7417 | 41.2973 | 41.8649 | 42.291
Jeff Davis | 3.8501 | 3.9361 | 4.0314 | 4.1008 | 4.1627 | 4.2117 | 4.2843 | 4.3427 | 4.4024 | 4.4472
Jim Hogg | 3.1459 | 3.2162 | 3.2941 | 3.3508 | 3.4013 | 3.4414 | 3.5007 | 3.5485 | 3.5972 | 3.6339
Jim Wells | 83.9077 | 85.7823 | 87.8593 | 89.3722 | 90.7199 | 91.7879 | 93.3707 | 94.644 | 95.9448 | 96.9214
Johnson | 344.4128 | 352.1075 | 360.6327 | 366.8427 | 372.3744 | 376.7582 | 383.2553 | 388.4816 | 393.8208 | 397.8294
Jones | 45.174 | 46.1832 | 47.3014 | 48.116 | 48.8415 | 49.4165 | 50.2687 | 50.9542 | 51.6545 | 52.1802
Karnes | 28.3577 | 28.9913 | 29.6932 | 30.2045 | 30.66 | 31.0209 | 31.5559 | 31.9862 | 32.4258 | 32.7558
Kaufman | 284.0916 | 290.4387 | 297.4707 | 302.5931 | 307.156 | 310.772 | 316.1312 | 320.4421 | 324.8462 | 328.1528
Kendall | 102.1348 | 104.4167 | 106.9448 | 108.7864 | 110.4268 | 111.7268 | 113.6535 | 115.2033 | 116.7867 | 117.9754
Kenedy | 1.3631 | 1.3936 | 1.4273 | 1.4519 | 1.4738 | 1.4912 | 1.5169 | 1.5376 | 1.5587 | 1.5746
Kent | 54.4061 | 55.6217 | 56.9684 | 57.9494 | 58.8232 | 59.5157 | 60.542 | 61.3676 | 62.211 | 62.8443
Kerr | 133.0849 | 136.0582 | 139.3524 | 141.7521 | 143.8896 | 145.5835 | 148.0941 | 150.1136 | 152.1767 | 153.7257
Kimble | 14.7493 | 15.0789 | 15.444 | 15.7099 | 15.9468 | 16.1345 | 16.4128 | 16.6366 | 16.8652 | 17.0369
King | 7.5938 | 7.7634 | 7.9514 | 8.0883 | 8.2103 | 8.3069 | 8.4502 | 8.5654 | 8.6831 | 8.7715
Kinney | 5.687 | 5.814 | 5.9548 | 6.0573 | 6.1487 | 6.2211 | 6.3283 | 6.4146 | 6.5028 | 6.569
Kleberg | 75.2262 | 76.9069 | 78.769 | 80.1254 | 81.3336 | 82.2911 | 83.7102 | 84.8517 | 86.0179 | 86.8934
Knox | 20.9414 | 21.4092 | 21.9276 | 22.3052 | 22.6415 | 22.9081 | 23.3031 | 23.6209 | 23.9455 | 24.1893
La Salle | 14.516 | 14.8403 | 15.1996 | 15.4614 | 15.6945 | 15.8793 | 16.1531 | 16.3734 | 16.5984 | 16.7674
Lamar | 154.6182 | 158.0726 | 161.8998 | 164.6877 | 167.1711 | 169.1391 | 172.0559 | 174.4021 | 176.7991 | 178.5987
Lampasas | 51.9058 | 53.0655 | 54.3503 | 55.2862 | 56.1199 | 56.7806 | 57.7597 | 58.5474 | 59.352 | 59.9562
Lavaca | 38.1717 | 39.0245 | 39.9694 | 40.6576 | 41.2707 | 41.7566 | 42.4766 | 43.0559 | 43.6476 | 44.0919
Lee | 35.6308 | 36.4269 | 37.3088 | 37.9513 | 38.5235 | 38.9771 | 39.6492 | 40.1899 | 40.7422 | 41.157
Leon | 62.1755 | 63.5646 | 65.1036 | 66.2247 | 67.2233 | 68.0147 | 69.1876 | 70.1311 | 71.095 | 71.8186
Limestone | 66.0864 | 67.5629 | 69.1987 | 70.3903 | 71.4517 | 72.2929 | 73.5396 | 74.5424 | 75.5669 | 76.3361
Live Oak | 75.8372 | 77.5315 | 79.4087 | 80.7761 | 81.9942 | 82.9594 | 84.3901 | 85.5409 | 86.7165 | 87.5992
Llano | 69.0445 | 70.5871 | 72.2961 | 73.5411 | 74.65 | 75.5288 | 76.8313 | 77.879 | 78.9494 | 79.753
Loving | 7.9478 | 8.1254 | 8.3221 | 8.4654 | 8.5931 | 8.6942 | 8.8441 | 8.9648 | 9.088 | 9.1805
Madison | 4.3746 | 4.4723 | 4.5806 | 4.6595 | 4.7297 | 4.7854 | 4.868 | 4.9343 | 5.0022 | 5.0531
Martin | 30.1602 | 30.834 | 31.5805 | 32.1244 | 32.6088 | 32.9926 | 33.5616 | 34.0193 | 34.4868 | 34.8379
Mason | 12.0993 | 12.3697 | 12.6691 | 12.8873 | 13.0816 | 13.2356 | 13.4639 | 13.6475 | 13.8351 | 13.9759
Matagorda | 141.1067 | 144.2593 | 147.7521 | 150.2963 | 152.5627 | 154.3587 | 157.0206 | 159.1618 | 161.3493 | 162.9916
Maverick | 84.1571 | 86.0373 | 88.1205 | 89.6379 | 90.9896 | 92.0607 | 93.6483 | 94.9253 | 96.23 | 97.2095
Mcculloch | 29.4626 | 30.1208 | 30.8501 | 31.3813 | 31.8545 | 32.2296 | 32.7853 | 33.2324 | 33.6892 | 34.0321
Mclennan | 720.371 | 736.4652 | 754.2964 | 767.2853 | 778.8553 | 788.0243 | 801.6137 | 812.5449 | 823.7124 | 832.0968
Mcmullen | 7.9446 | 8.1221 | 8.3187 | 8.4619 | 8.5895 | 8.6907 | 8.8405 | 8.9611 | 9.0843 | 9.1767
Medina | 200.8442 | 205.3314 | 210.3028 | 213.9242 | 217.15 | 219.7064 | 223.4952 | 226.5429 | 229.6565 | 231.9941
Menard | 5.8683 | 5.9994 | 6.1447 | 6.2505 | 6.3448 | 6.4195 | 6.5302 | 6.6192 | 6.7102 | 6.7785
Midland | 362.6602 | 370.7626 | 379.7394 | 386.2785 | 392.1033 | 396.7193 | 403.5606 | 409.0638 | 414.6859 | 418.9069
Milam | 67.298 | 68.8015 | 70.4673 | 71.6808 | 72.7617 | 73.6183 | 74.8878 | 75.909 | 76.9523 | 77.7356
Mills | 9.2424 | 9.4489 | 9.6776 | 9.8443 | 9.9927 | 10.1104 | 10.2847 | 10.425 | 10.5683 | 10.6758
Mitchell | 21.477 | 21.9568 | 22.4884 | 22.8757 | 23.2206 | 23.494 | 23.8991 | 24.225 | 24.558 | 24.8079
Montague | 65.686 | 67.1535 | 68.7794 | 69.9638 | 71.0188 | 71.8549 | 73.094 | 74.0907 | 75.109 | 75.8736
Montgomery | 229.3832 | 234.508 | 240.1858 | 244.3218 | 248.006 | 250.9256 | 255.2528 | 258.7335 | 262.2895 | 264.9593
Motley | 3.733 | 3.8164 | 3.9088 | 3.9761 | 4.036 | 4.0835 | 4.154 | 4.2106 | 4.2685 | 4.3119
Nacogdoches | 163.8062 | 167.4658 | 171.5205 | 174.4741 | 177.105 | 179.1899 | 182.28 | 184.7657 | 187.3051 | 189.2116
Navarro | 187.7501 | 191.9447 | 196.5921 | 199.9774 | 202.9928 | 205.3826 | 208.9244 | 211.7734 | 214.6839 | 216.8692
Nolan | 56.0108 | 57.2622 | 58.6486 | 59.6585 | 60.5581 | 61.271 | 62.3276 | 63.1776 | 64.0459 | 64.6978
Nueces | 995.067 | 1017.2984 | 1041.9291 | 1059.871 | 1075.8529 | 1088.5184 | 1107.2897 | 1122.3892 | 1137.8152 | 1149.3968
Palo Pinto | 85.0368 | 86.9366 | 89.0415 | 90.5748 | 91.9406 | 93.023 | 94.6271 | 95.9175 | 97.2358 | 98.2255
Parker | 339.522 | 347.1075 | 355.5116 | 361.6334 | 367.0866 | 371.4081 | 377.8129 | 382.965 | 388.2284 | 392.1801
Pecos | 92.5226 | 94.5897 | 96.8799 | 98.5482 | 100.0342 | 101.2118 | 102.9572 | 104.3612 | 105.7955 | 106.8724
Presidio | 10.5862 | 10.8228 | 11.0848 | 11.2757 | 11.4457 | 11.5804 | 11.7802 | 11.9408 | 12.1049 | 12.2281
Rains | 25.7931 | 26.3694 | 27.0078 | 27.4729 | 27.8872 | 28.2155 | 28.702 | 29.0934 | 29.4933 | 29.7935
Reagan | 16.1219 | 16.4821 | 16.8812 | 17.1719 | 17.4308 | 17.636 | 17.9401 | 18.1848 | 18.4347 | 18.6223
Real | 10.565 | 10.8011 | 11.0626 | 11.2531 | 11.4227 | 11.5572 | 11.7565 | 11.9168 | 12.0806 | 12.2036
Red River | 24.8112 | 25.3655 | 25.9797 | 26.427 | 26.8255 | 27.1413 | 27.6094 | 27.9859 | 28.3705 | 28.6593
Reeves | 35.3114 | 36.1003 | 36.9744 | 37.6111 | 38.1782 | 38.6277 | 39.2938 | 39.8297 | 40.3771 | 40.7881
Refugio | 22.5655 | 23.0696 | 23.6282 | 24.0351 | 24.3975 | 24.6847 | 25.1104 | 25.4528 | 25.8026 | 26.0653
Robertson | 32.2883 | 33.0096 | 33.8088 | 34.391 | 34.9096 | 35.3206 | 35.9297 | 36.4196 | 36.9202 | 37.296
Rockwall | 256.2931 | 262.0191 | 268.363 | 272.9842 | 277.1006 | 280.3627 | 285.1975 | 289.0866 | 293.0598 | 296.0428
Runnels | 31.9765 | 32.6909 | 33.4824 | 34.059 | 34.5725 | 34.9795 | 35.5828 | 36.068 | 36.5637 | 36.9359
Rusk | 7.0688 | 7.2268 | 7.4017 | 7.5292 | 7.6427 | 7.7327 | 7.866 | 7.9733 | 8.0829 | 8.1652
San Patricio | 139.4242 | 142.5392 | 145.9903 | 148.5042 | 150.7436 | 152.5182 | 155.1483 | 157.264 | 159.4254 | 161.0482
San Saba | 12.5778 | 12.8588 | 13.1701 | 13.3969 | 13.5989 | 13.759 | 13.9963 | 14.1872 | 14.3821 | 14.5285
Schleicher | 13.8854 | 14.1956 | 14.5393 | 14.7897 | 15.0127 | 15.1894 | 15.4514 | 15.6621 | 15.8773 | 16.039
Scurry | 111.2202 | 113.705 | 116.458 | 118.4634 | 120.2498 | 121.6654 | 123.7635 | 125.4512 | 127.1754 | 128.4699
Shackelford | 13.7859 | 14.0939 | 14.4352 | 14.6837 | 14.9051 | 15.0806 | 15.3407 | 15.5499 | 15.7636 | 15.924
Smith | 600.7971 | 614.2199 | 629.0913 | 639.9241 | 649.5737 | 657.2207 | 668.5544 | 677.6711 | 686.9849 | 693.9776
Somervell | 27.5807 | 28.1969 | 28.8796 | 29.3769 | 29.8198 | 30.1709 | 30.6912 | 31.1097 | 31.5373 | 31.8583
Starr | 68.3145 | 69.8407 | 71.5317 | 72.7635 | 73.8607 | 74.7302 | 76.0189 | 77.0556 | 78.1146 | 78.9097
Stephens | 67.2292 | 68.7312 | 70.3953 | 71.6075 | 72.6873 | 73.543 | 74.8112 | 75.8314 | 76.8736 | 77.6561
Sterling | 11.9067 | 12.1727 | 12.4674 | 12.6821 | 12.8734 | 13.0249 | 13.2495 | 13.4302 | 13.6148 | 13.7534
Stonewall | 6.1193 | 6.256 | 6.4075 | 6.5178 | 6.6161 | 6.694 | 6.8095 | 6.9023 | 6.9972 | 7.0684
Sutton | 17.8365 | 18.235 | 18.6765 | 18.9981 | 19.2846 | 19.5116 | 19.8481 | 20.1188 | 20.3953 | 20.6029
Tarrant | 5327.9267 | 5446.9611 | 5578.8419 | 5674.9088 | 5760.4817 | 5828.2968 | 5928.8046 | 6009.6528 | 6092.2485 | 6154.2606
Taylor | 362.4618 | 370.5597 | 379.5317 | 386.0672 | 391.8887 | 396.5022 | 403.3398 | 408.84 | 414.459 | 418.6777
Terrell | 1.8828 | 1.9248 | 1.9714 | 2.0054 | 2.0356 | 2.0596 | 2.0951 | 2.1237 | 2.1529 | 2.1748
Throckmorton | 7.8541 | 8.0296 | 8.224 | 8.3656 | 8.4918 | 8.5917 | 8.7399 | 8.8591 | 8.9808 | 9.0723
Titus | 0 | 0 | 0 | 0 | 0 | 0 | 0 | 0 | 0 | 0
Tom Green | 269.5985 | 275.6217 | 282.295 | 287.1561 | 291.4862 | 294.9177 | 300.0035 | 304.0945 | 308.2739 | 311.4118
Travis | 2547.0677 | 2603.9733 | 2667.0202 | 2712.946 | 2753.8549 | 2786.2746 | 2834.3233 | 2872.9736 | 2912.4593 | 2942.1048
Upton | 23.4188 | 23.942 | 24.5217 | 24.9439 | 25.3201 | 25.6181 | 26.0599 | 26.4153 | 26.7783 | 27.0509
Uvalde | 54.2853 | 55.4981 | 56.8419 | 57.8207 | 58.6926 | 59.3835 | 60.4076 | 61.2313 | 62.0729 | 62.7047
Val Verde | 90.3787 | 92.3979 | 94.635 | 96.2646 | 97.7162 | 98.8666 | 100.5715 | 101.9429 | 103.344 | 104.3959
Van Zandt | 64.1305 | 65.5633 | 67.1507 | 68.307 | 69.337 | 70.1533 | 71.3631 | 72.3362 | 73.3304 | 74.0768
Victoria | 260.6741 | 266.498 | 272.9503 | 277.6505 | 281.8373 | 285.1552 | 290.0726 | 294.0282 | 298.0693 | 301.1033
Waller | 197.6968 | 202.1137 | 207.0072 | 210.5719 | 213.7471 | 216.2634 | 219.9929 | 222.9928 | 226.0576 | 228.3586
Ward | 70.2358 | 71.8049 | 73.5435 | 74.8099 | 75.9379 | 76.8319 | 78.1569 | 79.2227 | 80.3115 | 81.129
Washington | 116.8377 | 119.448 | 122.3401 | 124.4468 | 126.3233 | 127.8105 | 130.0145 | 131.7875 | 133.5987 | 134.9586
Webb | 429.104 | 438.6909 | 449.3124 | 457.0495 | 463.9414 | 469.4031 | 477.4979 | 484.0093 | 490.6614 | 495.6558
Wharton | 112.3098 | 114.819 | 117.599 | 119.624 | 121.4279 | 122.8574 | 124.976 | 126.6803 | 128.4213 | 129.7285
Wichita | 410.3744 | 419.5429 | 429.7008 | 437.1002 | 443.6913 | 448.9146 | 456.656 | 462.8832 | 469.245 | 474.0214
Wilbarger | 36.1433 | 36.9508 | 37.8455 | 38.4972 | 39.0777 | 39.5377 | 40.2195 | 40.768 | 41.3283 | 41.749
Willacy | 36.9062 | 37.7307 | 38.6442 | 39.3097 | 39.9024 | 40.3722 | 41.0684 | 41.6284 | 42.2006 | 42.6301
Williamson | 1064.4309 | 1088.212 | 1114.5596 | 1133.7522 | 1150.8482 | 1164.3966 | 1184.4763 | 1200.6285 | 1217.1297 | 1229.5187
Wilson | 74.4194 | 76.0821 | 77.9241 | 79.266 | 80.4612 | 81.4085 | 82.8123 | 83.9416 | 85.0953 | 85.9615
Winkler | 45.7041 | 46.7252 | 47.8565 | 48.6806 | 49.4147 | 49.9964 | 50.8586 | 51.5521 | 52.2606 | 52.7926
Wise | 208.7453 | 213.409 | 218.576 | 222.3399 | 225.6926 | 228.3495 | 232.2874 | 235.455 | 238.691 | 241.1206
Wood | 7.4415 | 7.6078 | 7.792 | 7.9261 | 8.0457 | 8.1404 | 8.2808 | 8.3937 | 8.509 | 8.5957
Young | 60.8483 | 62.2077 | 63.7139 | 64.8111 | 65.7884 | 66.5628 | 67.7107 | 68.634 | 69.5773 | 70.2856
Zapata | 27.3001 | 27.9101 | 28.5858 | 29.0781 | 29.5165 | 29.864 | 30.379 | 30.7933 | 31.2165 | 31.5342
Zavala | 20.0088 | 20.4558 | 20.9511 | 21.3118 | 21.6332 | 21.8879 | 22.2653 | 22.5689 | 22.8791 | 23.112

## SummerGenerationbyCounty
Summer Generation by County
These values are used in the summer import/export calculations for each county. Capacities for mothballed units are included as the available capacity of the unit. Capacities for the wind units are at 8.7%. These values include the amount available for the grid according information from the owners of the private network units and the distributed generation units that have registered with ERCOT.
Summer Generation, MW
County | 2011 | 2012 | 2013 | 2014 | 2015 | 2016 | 2017 | 2018 | 2019 | 2020
Anderson | 0 | 0 | 0 | 0 | 0 | 0 | 0 | 0 | 0 | 0
Andrews | 0 | 0 | 0 | 0 | 0 | 0 | 0 | 0 | 0 | 0
Angelina | 45 | 45 | 45 | 45 | 45 | 45 | 45 | 45 | 45 | 45
Aransas | 0 | 0 | 0 | 0 | 0 | 0 | 0 | 0 | 0 | 0
Archer | 0 | 0 | 0 | 0 | 0 | 0 | 0 | 0 | 0 | 0
Atascosa | 391 | 391 | 391 | 391 | 391 | 391 | 391 | 391 | 391 | 391
Austin | 0 | 0 | 0 | 0 | 0 | 0 | 0 | 0 | 0 | 0
Bandera | 0 | 0 | 0 | 0 | 0 | 0 | 0 | 0 | 0 | 0
Bastrop | 1656 | 1656 | 1656 | 1656 | 1656 | 1656 | 1656 | 1656 | 1656 | 1656
Baylor | 0 | 0 | 0 | 0 | 0 | 0 | 0 | 0 | 0 | 0
Bee | 0 | 0 | 0 | 0 | 0 | 0 | 0 | 0 | 0 | 0
Bell | 0 | 0 | 0 | 780 | 1560 | 1560 | 1560 | 1560 | 1560 | 1560
Bexar | 4752.6 | 4752.6 | 4752.6 | 4752.6 | 4752.6 | 4752.6 | 4752.6 | 4752.6 | 4752.6 | 4752.6
Blanco | 0 | 0 | 0 | 0 | 0 | 0 | 0 | 0 | 0 | 0
Borden | 23 | 23 | 23 | 23 | 23 | 23 | 23 | 23 | 23 | 23
Bosque | 813 | 813 | 813 | 813 | 813 | 813 | 813 | 813 | 813 | 813
Brazoria | 399 | 399 | 399 | 399 | 399 | 399 | 399 | 399 | 399 | 399
Brazos | 226 | 226 | 226 | 226 | 226 | 226 | 226 | 226 | 226 | 226
Brewster | 0 | 0 | 0 | 0 | 0 | 0 | 0 | 0 | 0 | 0
Brooks | 0 | 0 | 0 | 0 | 0 | 0 | 0 | 0 | 0 | 0
Brown | 0 | 0 | 0 | 0 | 0 | 0 | 0 | 0 | 0 | 0
Burleson | 0 | 0 | 0 | 0 | 0 | 0 | 0 | 0 | 0 | 0
Burnet | 102 | 102 | 102 | 102 | 102 | 102 | 102 | 102 | 102 | 102
Caldwell | 0 | 0 | 0 | 0 | 0 | 0 | 0 | 0 | 0 | 0
Calhoun | 353 | 403 | 403 | 403 | 403 | 403 | 403 | 403 | 403 | 403
Callahan | 9.9 | 9.9 | 9.9 | 9.9 | 9.9 | 9.9 | 9.9 | 9.9 | 9.9 | 9.9
Cameron | 116 | 116 | 150.8 | 150.8 | 150.8 | 150.8 | 150.8 | 150.8 | 150.8 | 150.8
Chambers | 2667.9 | 2667.9 | 2667.9 | 2667.9 | 2667.9 | 2667.9 | 2667.9 | 2667.9 | 2667.9 | 2667.9
Cherokee | 673 | 673 | 673 | 673 | 673 | 673 | 673 | 673 | 673 | 673
Childress | 0 | 0 | 0 | 0 | 0 | 0 | 0 | 0 | 0 | 0
Clay | 0 | 0 | 0 | 0 | 0 | 0 | 0 | 0 | 0 | 0
Coke | 0 | 0 | 0 | 0 | 0 | 0 | 0 | 0 | 0 | 0
Coleman | 0 | 0 | 0 | 0 | 0 | 0 | 0 | 0 | 0 | 0
Collin | 406 | 406 | 406 | 406 | 406 | 406 | 406 | 406 | 406 | 406
Colorado | 0 | 0 | 0 | 0 | 0 | 0 | 0 | 0 | 0 | 0
Comal | 6 | 6 | 6 | 6 | 6 | 6 | 6 | 6 | 6 | 6
Comanche | 0 | 0 | 0 | 0 | 0 | 0 | 0 | 0 | 0 | 0
Concho | 0 | 0 | 0 | 0 | 0 | 0 | 0 | 0 | 0 | 0
Cooke | 9.8 | 9.8 | 9.8 | 9.8 | 9.8 | 9.8 | 9.8 | 9.8 | 9.8 | 9.8
Coryell | 0 | 0 | 0 | 0 | 0 | 0 | 0 | 0 | 0 | 0
Cottle | 0 | 0 | 0 | 0 | 0 | 0 | 0 | 0 | 0 | 0
Crane | 0 | 0 | 0 | 0 | 0 | 0 | 0 | 0 | 0 | 0
Crockett | 0 | 0 | 0 | 0 | 0 | 0 | 0 | 0 | 0 | 0
Crosby | 0 | 0 | 0 | 0 | 0 | 0 | 0 | 0 | 0 | 0
Culberson | 5.9 | 5.9 | 5.9 | 5.9 | 5.9 | 5.9 | 5.9 | 5.9 | 5.9 | 5.9
Dallas | 1725.6 | 1725.6 | 1725.6 | 1725.6 | 1725.6 | 1725.6 | 1725.6 | 1725.6 | 1725.6 | 1725.6
Dawson | 0 | 0 | 0 | 0 | 0 | 0 | 0 | 0 | 0 | 0
Delta | 0 | 0 | 0 | 0 | 0 | 0 | 0 | 0 | 0 | 0
Denton | 14.8 | 39.8 | 39.8 | 39.8 | 39.8 | 39.8 | 39.8 | 39.8 | 39.8 | 39.8
Dewitt | 1 | 1 | 1 | 1 | 1 | 1 | 1 | 1 | 1 | 1
Dickens | 13.1 | 13.1 | 13.1 | 13.1 | 13.1 | 13.1 | 13.1 | 13.1 | 13.1 | 13.1
Dimmit | 0 | 0 | 0 | 0 | 0 | 0 | 0 | 0 | 0 | 0
Duval | 0 | 0 | 0 | 0 | 0 | 0 | 0 | 0 | 0 | 0
Eastland | 5.2 | 5.2 | 5.2 | 5.2 | 5.2 | 5.2 | 5.2 | 5.2 | 5.2 | 5.2
Ector | 1485 | 1485 | 1485 | 1485 | 1485 | 1485 | 1485 | 1485 | 1485 | 1485
Edwards | 0 | 0 | 0 | 0 | 0 | 0 | 0 | 0 | 0 | 0
Ellis | 1626 | 1626 | 1626 | 1626 | 1626 | 1626 | 1626 | 1626 | 1626 | 1626
Erath | 0 | 0 | 0 | 0 | 0 | 0 | 0 | 0 | 0 | 0
Falls | 0 | 0 | 0 | 0 | 0 | 0 | 0 | 0 | 0 | 0
Fannin | 1546 | 1546 | 1581.4 | 1593.3 | 1605.2 | 1617.1 | 1617.1 | 1617.1 | 1617.1 | 1617.1
Fayette | 1840 | 1840 | 1840 | 1840 | 1840 | 1840 | 1840 | 1840 | 1840 | 1840
Fisher | 0 | 0 | 0 | 0 | 0 | 0 | 0 | 0 | 0 | 0
Floyd | 5.2 | 5.2 | 5.2 | 5.2 | 5.2 | 5.2 | 5.2 | 5.2 | 5.2 | 5.2
Foard | 0 | 0 | 0 | 0 | 0 | 0 | 0 | 0 | 0 | 0
Fort Bend | 4241.6 | 4241.6 | 4241.6 | 4241.6 | 4241.6 | 4241.6 | 4241.6 | 4241.6 | 4241.6 | 4241.6
Franklin | 0 | 0 | 0 | 0 | 0 | 0 | 0 | 0 | 0 | 0
Freestone | 2153 | 2153 | 2153 | 2153 | 2153 | 2153 | 2153 | 2153 | 2153 | 2153
Frio | 277.6 | 277.6 | 277.6 | 277.6 | 277.6 | 277.6 | 277.6 | 277.6 | 277.6 | 277.6
Galveston | 966.8 | 966.8 | 966.8 | 966.8 | 966.8 | 966.8 | 966.8 | 966.8 | 966.8 | 966.8
Gillespie | 0 | 0 | 0 | 0 | 0 | 0 | 0 | 0 | 0 | 0
Glasscock | 18.6 | 18.6 | 18.6 | 18.6 | 18.6 | 18.6 | 18.6 | 18.6 | 18.6 | 18.6
Goliad | 640 | 640 | 640 | 640 | 640 | 640 | 1300 | 1300 | 1300 | 1300
Gonzales | 4.8 | 4.8 | 4.8 | 4.8 | 4.8 | 4.8 | 4.8 | 4.8 | 4.8 | 4.8
Grayson | 80 | 80 | 80 | 80 | 80 | 80 | 80 | 80 | 80 | 80
Grimes | 1023 | 1023 | 1023 | 1023 | 1023 | 1023 | 1340 | 1340 | 1340 | 1340
Guadalupe | 1738.6 | 1738.6 | 1738.6 | 1738.6 | 1738.6 | 1738.6 | 1738.6 | 1738.6 | 1738.6 | 1738.6
Hall | 0.9 | 0.9 | 0.9 | 0.9 | 0.9 | 0.9 | 0.9 | 0.9 | 0.9 | 0.9
Hamilton | 0 | 0 | 0 | 0 | 0 | 0 | 0 | 0 | 0 | 0
Hardeman | 0 | 0 | 0 | 0 | 0 | 0 | 0 | 0 | 0 | 0
Harris | 6494.5 | 6567.6 | 6567.6 | 6567.6 | 7947.6 | 7947.6 | 7947.6 | 7947.6 | 7947.6 | 7947.6
Haskell | 0 | 0 | 0 | 0 | 0 | 0 | 0 | 0 | 0 | 0
Hays | 882 | 882 | 882 | 882 | 882 | 882 | 882 | 882 | 882 | 882
Henderson | 226 | 226 | 226 | 226 | 226 | 226 | 226 | 226 | 226 | 226
Hidalgo | 1584.5 | 1584.5 | 1584.5 | 1584.5 | 1584.5 | 1584.5 | 1584.5 | 1584.5 | 1584.5 | 1584.5
Hill | 0 | 0 | 0 | 0 | 0 | 0 | 0 | 0 | 0 | 0
Hood | 983 | 983 | 983 | 983 | 983 | 983 | 983 | 983 | 983 | 983
Hopkins | 0 | 0 | 0 | 0 | 0 | 0 | 0 | 0 | 0 | 0
Houston | 0 | 0 | 0 | 0 | 0 | 0 | 0 | 0 | 0 | 0
Howard | 296 | 296 | 306.5 | 306.5 | 306.5 | 306.5 | 306.5 | 306.5 | 306.5 | 306.5
Hunt | 112.3 | 112.3 | 112.3 | 112.3 | 112.3 | 112.3 | 112.3 | 112.3 | 112.3 | 112.3
Irion | 0 | 0 | 0 | 0 | 0 | 0 | 0 | 0 | 0 | 0
Jack | 575 | 1154 | 1154 | 1154 | 1154 | 1154 | 1154 | 1154 | 1154 | 1154
Jackson | 0 | 0 | 0 | 0 | 0 | 0 | 0 | 0 | 0 | 0
Jeff Davis | 0 | 0 | 0 | 0 | 0 | 0 | 0 | 0 | 0 | 0
Jim Hogg | 0 | 0 | 0 | 0 | 0 | 0 | 0 | 0 | 0 | 0
Jim Wells | 0 | 0 | 0 | 0 | 0 | 0 | 0 | 0 | 0 | 0
Johnson | 269 | 269 | 269 | 269 | 269 | 269 | 269 | 269 | 269 | 269
Jones | 0 | 0 | 0 | 0 | 0 | 0 | 0 | 0 | 0 | 0
Karnes | 0 | 0 | 0 | 0 | 0 | 0 | 0 | 0 | 0 | 0
Kaufman | 1879.1 | 1879.1 | 1879.1 | 1879.1 | 1879.1 | 1879.1 | 1879.1 | 1879.1 | 1879.1 | 1879.1
Kendall | 0 | 0 | 0 | 0 | 0 | 0 | 0 | 0 | 0 | 0
Kenedy | 59.7 | 59.7 | 59.7 | 77.3 | 77.3 | 77.3 | 77.3 | 77.3 | 77.3 | 77.3
Kent | 0 | 0 | 0 | 0 | 0 | 0 | 0 | 0 | 0 | 0
Kerr | 0 | 0 | 0 | 0 | 0 | 0 | 0 | 0 | 0 | 0
Kimble | 0 | 0 | 0 | 0 | 0 | 0 | 0 | 0 | 0 | 0
King | 0 | 0 | 0 | 0 | 0 | 0 | 0 | 0 | 0 | 0
Kinney | 0 | 0 | 0 | 0 | 0 | 0 | 0 | 0 | 0 | 0
Kleberg | 0 | 0 | 0 | 0 | 0 | 0 | 0 | 0 | 0 | 0
Knox | 0 | 0 | 0 | 0 | 0 | 0 | 0 | 0 | 0 | 0
La Salle | 0 | 0 | 0 | 0 | 0 | 0 | 0 | 0 | 0 | 0
Lamar | 1311.6 | 1311.6 | 1311.6 | 1311.6 | 1311.6 | 1311.6 | 1311.6 | 1311.6 | 1311.6 | 1311.6
Lampasas | 0 | 0 | 0 | 0 | 0 | 0 | 0 | 0 | 0 | 0
Lavaca | 0 | 0 | 0 | 0 | 0 | 0 | 0 | 0 | 0 | 0
Lee | 0 | 0 | 0 | 0 | 0 | 0 | 0 | 0 | 0 | 0
Leon | 0 | 0 | 0 | 0 | 0 | 0 | 0 | 0 | 0 | 0
Limestone | 1689 | 1689 | 1689 | 1689 | 1689 | 1689 | 1689 | 1689 | 1689 | 1689
Live Oak | 0 | 0 | 0 | 0 | 0 | 0 | 0 | 0 | 0 | 0
Llano | 492 | 492 | 492 | 492 | 492 | 492 | 492 | 492 | 492 | 492
Loving | 0 | 0 | 0 | 0 | 0 | 0 | 0 | 0 | 0 | 0
Madison | 0 | 0 | 0 | 0 | 0 | 0 | 0 | 0 | 0 | 0
Martin | 10.8 | 10.8 | 10.8 | 10.8 | 10.8 | 10.8 | 10.8 | 10.8 | 10.8 | 10.8
Mason | 0 | 0 | 0 | 0 | 0 | 0 | 0 | 0 | 0 | 0
Matagorda | 2724 | 2724 | 2724 | 2724 | 2724 | 2724 | 2724 | 2724 | 2724 | 2724
Maverick | 24 | 24 | 24 | 24 | 24 | 24 | 24 | 24 | 24 | 24
Mcculloch | 0 | 0 | 0 | 0 | 0 | 0 | 0 | 0 | 0 | 0
Mclennan | 0 | 925 | 925 | 925 | 925 | 925 | 925 | 925 | 925 | 925
Mcmullen | 0 | 0 | 0 | 0 | 0 | 0 | 0 | 0 | 0 | 0
Medina | 0 | 0 | 0 | 0 | 0 | 0 | 0 | 0 | 0 | 0
Menard | 0 | 0 | 0 | 0 | 0 | 0 | 0 | 0 | 0 | 0
Midland | 0 | 0 | 0 | 0 | 0 | 0 | 0 | 0 | 0 | 0
Milam | 1145 | 1145 | 1145 | 1145 | 1145 | 1145 | 1145 | 1145 | 1145 | 1145
Mills | 0 | 0 | 0 | 0 | 0 | 0 | 0 | 0 | 0 | 0
Mitchell | 420.1 | 420.1 | 420.1 | 420.1 | 420.1 | 420.1 | 420.1 | 420.1 | 420.1 | 420.1
Montague | 0 | 0 | 0 | 0 | 0 | 0 | 0 | 0 | 0 | 0
Montgomery | 4.8 | 4.8 | 4.8 | 4.8 | 4.8 | 4.8 | 4.8 | 4.8 | 4.8 | 4.8
Motley | 0 | 0 | 0 | 0 | 0 | 0 | 0 | 0 | 0 | 0
Nacogdoches | 0 | 100 | 100 | 100 | 100 | 100 | 100 | 100 | 100 | 100
Navarro | 0 | 0 | 0 | 0 | 0 | 0 | 0 | 0 | 0 | 0
Nolan | 134 | 134 | 134 | 134 | 134 | 134 | 134 | 134 | 134 | 134
Nueces | 2041.8 | 2041.8 | 2044.8 | 2044.8 | 2044.8 | 2664.8 | 3284.8 | 3284.8 | 3284.8 | 3284.8
Palo Pinto | 611 | 611 | 611 | 611 | 611 | 611 | 611 | 611 | 611 | 611
Parker | 9.5 | 9.5 | 0 | 0 | 0 | 0 | 0 | 0 | 0 | 0
Pecos | 61.1 | 61.1 | 61.1 | 61.1 | 61.1 | 61.1 | 61.1 | 61.1 | 61.1 | 61.1
Presidio | 0 | 0 | 0 | 0 | 0 | 0 | 0 | 0 | 0 | 0
Rains | 0 | 0 | 0 | 0 | 0 | 0 | 0 | 0 | 0 | 0
Reagan | 0 | 0 | 0 | 0 | 0 | 0 | 0 | 0 | 0 | 0
Real | 0 | 0 | 0 | 0 | 0 | 0 | 0 | 0 | 0 | 0
Red River | 0 | 0 | 0 | 0 | 0 | 0 | 0 | 0 | 0 | 0
Reeves | 0 | 0 | 0 | 0 | 0 | 0 | 0 | 0 | 0 | 0
Refugio | 0 | 0 | 0 | 0 | 0 | 0 | 0 | 0 | 0 | 0
Robertson | 1928 | 1928 | 1928 | 1928 | 1928 | 1928 | 1928 | 1928 | 1928 | 1928
Rockwall | 0 | 0 | 0 | 0 | 0 | 0 | 0 | 0 | 0 | 0
Runnels | 0 | 0 | 0 | 0 | 0 | 0 | 0 | 0 | 0 | 0
Rusk | 3271 | 3271 | 3271 | 3271 | 3271 | 3271 | 3271 | 3271 | 3271 | 3271
San Patricio | 433.1 | 433.1 | 433.1 | 433.1 | 433.1 | 433.1 | 433.1 | 433.1 | 433.1 | 433.1
San Saba | 0 | 0 | 0 | 0 | 0 | 0 | 0 | 0 | 0 | 0
Schleicher | 0 | 0 | 0 | 0 | 0 | 0 | 0 | 0 | 0 | 0
Scurry | 63.5 | 63.5 | 63.5 | 63.5 | 63.5 | 63.5 | 63.5 | 63.5 | 63.5 | 63.5
Shackelford | 49.2 | 49.2 | 49.2 | 49.2 | 49.2 | 49.2 | 49.2 | 49.2 | 49.2 | 49.2
Smith | 0 | 0 | 0 | 0 | 0 | 0 | 0 | 0 | 0 | 0
Somervell | 2407 | 2407 | 2407 | 2407 | 2407 | 2407 | 2407 | 2407 | 2407 | 2407
Starr | 36 | 36 | 36 | 36 | 36 | 36 | 36 | 36 | 36 | 36
Stephens | 0 | 0 | 0 | 0 | 0 | 0 | 0 | 0 | 0 | 0
Sterling | 70.7 | 70.7 | 70.7 | 70.7 | 70.7 | 70.7 | 70.7 | 70.7 | 70.7 | 70.7
Stonewall | 0 | 0 | 0 | 0 | 0 | 0 | 0 | 0 | 0 | 0
Sutton | 0 | 0 | 0 | 0 | 0 | 0 | 0 | 0 | 0 | 0
Tarrant | 1266.5 | 1266.5 | 1266.5 | 1266.5 | 1266.5 | 1266.5 | 1266.5 | 1266.5 | 1266.5 | 1266.5
Taylor | 109.5 | 109.5 | 109.5 | 109.5 | 109.5 | 109.5 | 109.5 | 109.5 | 109.5 | 109.5
Terrell | 0 | 0 | 0 | 0 | 0 | 0 | 0 | 0 | 0 | 0
Throckmorton | 0 | 0 | 0 | 0 | 0 | 0 | 0 | 0 | 0 | 0
Titus | 1890 | 1890 | 1890 | 1890 | 1890 | 1890 | 1890 | 1890 | 1890 | 1890
Tom Green | 13.1 | 13.1 | 13.1 | 13.1 | 13.1 | 13.1 | 13.1 | 13.1 | 13.1 | 13.1
Travis | 1626.4 | 1656.4 | 1656.4 | 1656.4 | 1656.4 | 1656.4 | 1656.4 | 1656.4 | 1656.4 | 1656.4
Upton | 30.7 | 30.7 | 30.7 | 30.7 | 30.7 | 30.7 | 30.7 | 30.7 | 30.7 | 30.7
Uvalde | 0 | 0 | 0 | 0 | 0 | 0 | 0 | 0 | 0 | 0
Val Verde | 75.8 | 75.8 | 75.8 | 75.8 | 75.8 | 75.8 | 75.8 | 75.8 | 75.8 | 75.8
Van Zandt | 0 | 0 | 0 | 0 | 0 | 0 | 0 | 0 | 0 | 0
Victoria | 521 | 521 | 521 | 521 | 521 | 521 | 521 | 521 | 521 | 521
Waller | 0 | 0 | 0 | 0 | 0 | 0 | 0 | 0 | 0 | 0
Ward | 340 | 340 | 350.7 | 356.1 | 361.4 | 366.8 | 366.8 | 366.8 | 366.8 | 366.8
Washington | 0 | 0 | 0 | 0 | 0 | 0 | 0 | 0 | 0 | 0
Webb | 251.5 | 251.5 | 251.5 | 251.5 | 251.5 | 251.5 | 251.5 | 251.5 | 251.5 | 251.5
Wharton | 569 | 569 | 569 | 569 | 569 | 569 | 569 | 569 | 569 | 569
Wichita | 77 | 77 | 77 | 77 | 77 | 77 | 77 | 77 | 77 | 77
Wilbarger | 760 | 760 | 760 | 760 | 760 | 760 | 760 | 760 | 760 | 760
Willacy | 0 | 17.6 | 17.6 | 17.6 | 17.6 | 17.6 | 17.6 | 17.6 | 17.6 | 17.6
Williamson | 0 | 0 | 0 | 0 | 0 | 0 | 0 | 0 | 0 | 0
Wilson | 0 | 0 | 0 | 0 | 0 | 0 | 0 | 0 | 0 | 0
Winkler | 13.3 | 13.3 | 13.3 | 13.3 | 13.3 | 13.3 | 13.3 | 13.3 | 13.3 | 13.3
Wise | 665 | 665 | 665 | 665 | 665 | 665 | 665 | 665 | 665 | 665
Wood | 0 | 0 | 0 | 0 | 0 | 0 | 0 | 0 | 0 | 0
Young | 615 | 636.8 | 636.8 | 636.8 | 636.8 | 636.8 | 636.8 | 636.8 | 636.8 | 636.8
Zapata | 0 | 0 | 0 | 0 | 0 | 0 | 0 | 0 | 0 | 0
Zavala | 0 | 0 | 0 | 0 | 0 | 0 | 0 | 0 | 0 | 0

## SummerImport-ExportbyCounty
Summer Import/Export by County
Import: The county has less generation than load and must import generation.
Export: The county has more generation than load and is able to export generation.
This data is presented for example only. It is a calculation of the generation in the county less the projected coincident load in the county. The true values will depend on actual load levels and actual generation dispatch.
Summer Import/Export, MW
County | 2011 | 2012 | 2013 | 2014 | 2015 | 2016 | 2017 | 2018 | 2019 | 2020
Anderson | -135.0104 | -138.0268 | -141.3686 | -143.803 | -145.9714 | -147.6899 | -150.2367 | -152.2855 | -154.3784 | -155.9498
Andrews | -149.5365 | -152.8774 | -156.5789 | -159.2751 | -161.6769 | -163.5802 | -166.4011 | -168.6702 | -170.9884 | -172.7289
Angelina | -192.9136 | -198.229 | -204.118 | -208.4078 | -212.2289 | -215.2572 | -219.7452 | -223.3554 | -227.0437 | -229.8128
Aransas | -53.5935 | -54.7908 | -56.1174 | -57.0837 | -57.9445 | -58.6267 | -59.6377 | -60.4509 | -61.2817 | -61.9055
Archer | -23.8362 | -24.3688 | -24.9588 | -25.3886 | -25.7714 | -26.0748 | -26.5245 | -26.8862 | -27.2557 | -27.5331
Atascosa | 311.2919 | 309.5111 | 307.5381 | 306.1009 | 304.8207 | 303.8061 | 302.3025 | 301.093 | 299.8573 | 298.9296
Austin | -91.2708 | -93.31 | -95.5692 | -97.2149 | -98.6808 | -99.8425 | -101.5643 | -102.9492 | -104.3642 | -105.4265
Bandera | -56.5548 | -57.8183 | -59.2182 | -60.2379 | -61.1463 | -61.8661 | -62.933 | -63.7912 | -64.6679 | -65.3261
Bastrop | 1482.4974 | 1478.6211 | 1474.3264 | 1471.1981 | 1468.4114 | 1466.203 | 1462.93 | 1460.2972 | 1457.6075 | 1455.5881
Baylor | -4.5434 | -4.6449 | -4.7573 | -4.8392 | -4.9122 | -4.97 | -5.0557 | -5.1247 | -5.1951 | -5.248
Bee | -57.194 | -58.4718 | -59.8875 | -60.9187 | -61.8373 | -62.5653 | -63.6442 | -64.5121 | -65.3988 | -66.0645
Bell | -728.3294 | -744.6015 | -762.6296 | 4.238 | 772.5401 | 763.2698 | 749.5303 | 738.4784 | 727.1875 | 718.7104
Bexar | 531.1141 | 436.7993 | 332.306 | 256.1891 | 188.387 | 134.6549 | 55.0194 | -9.0392 | -74.4824 | -123.6165
Blanco | -28.3186 | -28.9513 | -29.6523 | -30.1629 | -30.6177 | -30.9781 | -31.5123 | -31.9421 | -32.3811 | -32.7107
Borden | 20.3111 | 20.2511 | 20.1845 | 20.136 | 20.0928 | 20.0586 | 20.0079 | 19.9671 | 19.9254 | 19.8941
Bosque | 761.1206 | 759.9615 | 758.6773 | 757.7419 | 756.9087 | 756.2483 | 755.2696 | 754.4824 | 753.6781 | 753.0743
Brazoria | -1571.7362 | -1615.7656 | -1664.5467 | -1700.0808 | -1731.7331 | -1756.8171 | -1793.9938 | -1823.8985 | -1854.4497 | -1877.3872
Brazos | -325.2032 | -337.518 | -351.1617 | -361.1004 | -369.9534 | -376.9692 | -387.3673 | -395.7315 | -404.2765 | -410.692
Brewster | -18.9591 | -19.3827 | -19.852 | -20.1938 | -20.4983 | -20.7396 | -21.0973 | -21.385 | -21.6789 | -21.8996
Brooks | -18.7721 | -19.1915 | -19.6561 | -19.9946 | -20.2961 | -20.5351 | -20.8892 | -21.174 | -21.4651 | -21.6835
Brown | -114.3748 | -116.9301 | -119.7612 | -121.8234 | -123.6604 | -125.1162 | -127.2738 | -129.0094 | -130.7825 | -132.1137
Burleson | -30.4312 | -31.1111 | -31.8644 | -32.4131 | -32.9018 | -33.2892 | -33.8632 | -34.325 | -34.7968 | -35.151
Burnet | -21.6148 | -24.3766 | -27.4364 | -29.6652 | -31.6506 | -33.224 | -35.556 | -37.4317 | -39.3481 | -40.7868
Caldwell | -103.4363 | -105.7472 | -108.3076 | -110.1726 | -111.8339 | -113.1505 | -115.1017 | -116.6713 | -118.2748 | -119.4787
Calhoun | 267.7995 | 315.896 | 313.787 | 312.2508 | 310.8824 | 309.7979 | 308.1907 | 306.8978 | 305.577 | 304.5853
Callahan | -31.6835 | -32.6125 | -33.6418 | -34.3916 | -35.0595 | -35.5888 | -36.3732 | -37.0042 | -37.6489 | -38.1328
Cameron | -569.4302 | -584.7438 | -566.9101 | -579.269 | -590.2778 | -599.0021 | -611.9323 | -622.3333 | -632.9591 | -640.9369
Chambers | 2217.3426 | 2207.2764 | 2196.1239 | 2187.9999 | 2180.7635 | 2175.0287 | 2166.5292 | 2159.6922 | 2152.7075 | 2147.4634
Cherokee | 581.7423 | 579.7035 | 577.4446 | 575.7991 | 574.3334 | 573.1719 | 571.4504 | 570.0656 | 568.6509 | 567.5887
Childress | -14.7739 | -15.104 | -15.4697 | -15.7361 | -15.9733 | -16.1614 | -16.4401 | -16.6643 | -16.8933 | -17.0653
Clay | -24.7754 | -25.3289 | -25.9421 | -26.3889 | -26.7868 | -27.1021 | -27.5695 | -27.9455 | -28.3295 | -28.6179
Coke | -21.195 | -21.6686 | -22.1932 | -22.5754 | -22.9158 | -23.1856 | -23.5854 | -23.907 | -24.2356 | -24.4823
Coleman | -35.705 | -36.5027 | -37.3865 | -38.0303 | -38.6037 | -39.0582 | -39.7317 | -40.2735 | -40.827 | -41.2426
Collin | -1873.5142 | -1924.4422 | -1980.8664 | -2021.968 | -2058.5797 | -2087.5939 | -2130.5954 | -2165.1857 | -2200.5237 | -2227.0551
Colorado | -80.0205 | -81.8083 | -83.789 | -85.2318 | -86.5171 | -87.5356 | -89.0451 | -90.2594 | -91.4999 | -92.4313
Comal | -341.3441 | -349.1043 | -357.702 | -363.9649 | -369.5437 | -373.9648 | -380.5172 | -385.788 | -391.1726 | -395.2154
Comanche | -41.1796 | -42.0996 | -43.1189 | -43.8614 | -44.5228 | -45.047 | -45.8238 | -46.4487 | -47.0871 | -47.5664
Concho | -12.6978 | -12.9815 | -13.2958 | -13.5247 | -13.7287 | -13.8903 | -14.1298 | -14.3225 | -14.5193 | -14.6671
Cooke | -115.922 | -118.7308 | -121.8428 | -124.1096 | -126.1289 | -127.7291 | -130.1008 | -132.0085 | -133.9575 | -135.4208
Coryell | -106.8152 | -109.2016 | -111.8456 | -113.7715 | -115.4871 | -116.8467 | -118.8617 | -120.4825 | -122.1384 | -123.3816
Cottle | -3.9963 | -4.0856 | -4.1845 | -4.2566 | -4.3208 | -4.3717 | -4.447 | -4.5077 | -4.5696 | -4.6162
Crane | -82.8583 | -84.7094 | -86.7604 | -88.2544 | -89.5852 | -90.6399 | -92.2029 | -93.4603 | -94.7448 | -95.7092
Crockett | -39.3691 | -40.2487 | -41.2232 | -41.933 | -42.5653 | -43.0664 | -43.8091 | -44.4065 | -45.0168 | -45.475
Crosby | -1.8007 | -1.841 | -1.8856 | -1.918 | -1.9469 | -1.9699 | -2.0038 | -2.0312 | -2.0591 | -2.08
Culberson | 0.89373 | 0.78189 | 0.65797 | 0.5677 | 0.48729 | 0.42357 | 0.32913 | 0.25316 | 0.17556 | 0.11729
Dallas | -5955.7419 | -6127.3554 | -6317.4897 | -6455.9907 | -6579.3622 | -6677.1321 | -6822.0356 | -6938.5955 | -7057.6748 | -7147.0784
Dawson | -67.3395 | -68.8439 | -70.5108 | -71.725 | -72.8065 | -73.6636 | -74.934 | -75.9558 | -76.9997 | -77.7835
Delta | -11.6108 | -11.8702 | -12.1576 | -12.3669 | -12.5534 | -12.7012 | -12.9202 | -13.0964 | -13.2764 | -13.4115
Denton | -2078.5616 | -2100.3306 | -2152.147 | -2189.8921 | -2223.514 | -2250.1588 | -2289.6487 | -2321.4142 | -2353.8664 | -2378.2311
Dewitt | -69.7644 | -71.3454 | -73.097 | -74.3729 | -75.5095 | -76.4102 | -77.7451 | -78.8189 | -79.9159 | -80.7396
Dickens | 5.5265 | 5.3572 | 5.1698 | 5.0332 | 4.9116 | 4.8152 | 4.6723 | 4.5574 | 4.44 | 4.3518
Dimmit | -17.6158 | -18.0093 | -18.4454 | -18.763 | -19.0459 | -19.2701 | -19.6024 | -19.8698 | -20.1428 | -20.3479
Duval | -46.6959 | -47.7392 | -48.895 | -49.737 | -50.487 | -51.0813 | -51.9622 | -52.6708 | -53.3947 | -53.9382
Eastland | -52.7936 | -54.0892 | -55.5247 | -56.5704 | -57.5019 | -58.24 | -59.334 | -60.2141 | -61.1131 | -61.7881
Ector | 1062.0619 | 1052.6128 | 1042.1439 | 1034.518 | 1027.7251 | 1022.3418 | 1014.3634 | 1007.9455 | 1001.389 | 996.4664
Edwards | -8.7564 | -8.952 | -9.1688 | -9.3266 | -9.4673 | -9.5787 | -9.7439 | -9.8768 | -10.0125 | -10.1145
Ellis | 1043.9842 | 1030.9811 | 1016.5746 | 1006.0803 | 996.7325 | 989.3244 | 978.3451 | 969.5134 | 960.4907 | 953.7166
Erath | -105.1599 | -107.5093 | -110.1123 | -112.0084 | -113.6974 | -115.0359 | -117.0197 | -118.6155 | -120.2457 | -121.4696
Falls | -46.7063 | -47.7498 | -48.9059 | -49.7481 | -50.4982 | -51.0927 | -51.9738 | -52.6825 | -53.4066 | -53.9502
Fannin | 1474.1153 | 1472.5093 | 1506.1299 | 1516.7338 | 1527.4792 | 1538.4643 | 1537.1082 | 1536.0174 | 1534.903 | 1534.0663
Fayette | 1761.6746 | 1759.9246 | 1757.9859 | 1756.5736 | 1755.3156 | 1754.3187 | 1752.8411 | 1751.6525 | 1750.4383 | 1749.5267
Fisher | -23.5697 | -24.0963 | -24.6797 | -25.1047 | -25.4832 | -25.7832 | -26.2279 | -26.5855 | -26.9509 | -27.2252
Floyd | 5.2 | 5.2 | 5.2 | 5.2 | 5.2 | 5.2 | 5.2 | 5.2 | 5.2 | 5.2
Foard | -3.1595 | -3.2301 | -3.3083 | -3.3652 | -3.416 | -3.4562 | -3.5158 | -3.5637 | -3.6127 | -3.6495
Fort Bend | 2973.0732 | 2944.7323 | 2913.3328 | 2890.4602 | 2870.0862 | 2853.9401 | 2830.0101 | 2810.761 | 2791.0957 | 2776.3313
Franklin | -2.9887 | -3.0554 | -3.1294 | -3.1833 | -3.2313 | -3.2694 | -3.3257 | -3.3711 | -3.4174 | -3.4522
Freestone | 2099.0866 | 2097.882 | 2096.5475 | 2095.5754 | 2094.7095 | 2094.0233 | 2093.0063 | 2092.1882 | 2091.3524 | 2090.7249
Frio | 244.4435 | 243.7027 | 242.882 | 242.2841 | 241.7516 | 241.3296 | 240.7041 | 240.201 | 239.687 | 239.3011
Galveston | -413.8281 | -444.6736 | -478.8479 | -503.7418 | -525.9163 | -543.4892 | -569.5339 | -590.4841 | -611.8872 | -627.9564
Gillespie | -66.1307 | -67.6082 | -69.2451 | -70.4375 | -71.4996 | -72.3414 | -73.5889 | -74.5924 | -75.6176 | -76.3873
Glasscock | -0.62369 | -1.0532 | -1.529 | -1.8756 | -2.1844 | -2.4291 | -2.7917 | -3.0834 | -3.3814 | -3.6052
Goliad | 618.7683 | 618.294 | 617.7684 | 617.3856 | 617.0446 | 616.7744 | 1276.3738 | 1276.0517 | 1275.7225 | 1275.4754
Gonzales | -54.6333 | -55.9612 | -57.4323 | -58.5039 | -59.4585 | -60.215 | -61.3362 | -62.238 | -63.1594 | -63.8511
Grayson | -365.4315 | -375.3832 | -386.4088 | -394.4403 | -401.5945 | -407.264 | -415.6668 | -422.426 | -429.3312 | -434.5156
Grimes | 1003.1786 | 1002.7357 | 1002.2451 | 1001.8877 | 1001.5693 | 1001.3171 | 1317.9431 | 1317.6424 | 1317.3351 | 1317.1044
Guadalupe | 1486.0592 | 1480.417 | 1474.1659 | 1469.6124 | 1465.5563 | 1462.3419 | 1457.5779 | 1453.7457 | 1449.8308 | 1446.8914
Hall | -4.1019 | -4.2137 | -4.3375 | -4.4277 | -4.508 | -4.5717 | -4.666 | -4.7419 | -4.8195 | -4.8777
Hamilton | -21.3431 | -21.8199 | -22.3482 | -22.7331 | -23.0759 | -23.3475 | -23.7502 | -24.074 | -24.4049 | -24.6533
Hardeman | -16.1917 | -16.5535 | -16.9543 | -17.2462 | -17.5063 | -17.7124 | -18.0178 | -18.2635 | -18.5145 | -18.703
Harris | -6206.9409 | -6417.6114 | -6732.0069 | -6961.0244 | -5785.0248 | -5946.6916 | -6186.296 | -6379.033 | -6575.9359 | -6723.7687
Haskell | -26.1186 | -26.7021 | -27.3486 | -27.8196 | -28.2391 | -28.5715 | -29.0642 | -29.4606 | -29.8655 | -30.1695
Hays | 450.694 | 441.0579 | 430.3819 | 422.6051 | 415.6778 | 410.1881 | 402.0518 | 395.5069 | 388.8207 | 383.8007
Henderson | 65.3688 | 61.7801 | 57.804 | 54.9077 | 52.3278 | 50.2832 | 47.253 | 44.8155 | 42.3254 | 40.4558
Hidalgo | 371.0903 | 343.9808 | 313.9456 | 292.0668 | 272.578 | 257.1334 | 234.2432 | 215.8304 | 197.0197 | 182.8967
Hill | -97.9201 | -100.1078 | -102.5316 | -104.2972 | -105.8699 | -107.1163 | -108.9635 | -110.4493 | -111.9673 | -113.107
Hood | 758.8989 | 753.8922 | 748.345 | 744.3043 | 740.705 | 737.8526 | 733.6251 | 730.2245 | 726.7503 | 724.142
Hopkins | -111.8847 | -114.3844 | -117.1539 | -119.1713 | -120.9683 | -122.3924 | -124.503 | -126.2008 | -127.9353 | -129.2375
Houston | -39.6704 | -40.5567 | -41.5386 | -42.2539 | -42.8911 | -43.396 | -44.1444 | -44.7463 | -45.3613 | -45.823
Howard | 182.0362 | 179.4901 | 187.1692 | 185.1143 | 183.2839 | 181.8334 | 179.6835 | 177.9542 | 176.1875 | 174.8611
Hunt | -130.0363 | -135.4504 | -141.4489 | -145.8184 | -149.7107 | -152.7952 | -157.3667 | -161.044 | -164.8008 | -167.6214
Irion | -10.6126 | -10.8497 | -11.1124 | -11.3038 | -11.4742 | -11.6093 | -11.8095 | -11.9705 | -12.135 | -12.2586
Jack | 552.9687 | 1131.4764 | 1130.9311 | 1130.5339 | 1130.18 | 1129.8996 | 1129.484 | 1129.1497 | 1128.8081 | 1128.5517
Jackson | -36.6126 | -37.4306 | -38.3369 | -38.997 | -39.5851 | -40.0511 | -40.7417 | -41.2973 | -41.8649 | -42.291
Jeff Davis | -3.8501 | -3.9361 | -4.0314 | -4.1008 | -4.1627 | -4.2117 | -4.2843 | -4.3427 | -4.4024 | -4.4472
Jim Hogg | -3.1459 | -3.2162 | -3.2941 | -3.3508 | -3.4013 | -3.4414 | -3.5007 | -3.5485 | -3.5972 | -3.6339
Jim Wells | -83.9077 | -85.7823 | -87.8593 | -89.3722 | -90.7199 | -91.7879 | -93.3707 | -94.644 | -95.9448 | -96.9214
Johnson | -75.4128 | -83.1075 | -91.6327 | -97.8427 | -103.3744 | -107.7582 | -114.2553 | -119.4816 | -124.8208 | -128.8294
Jones | -45.174 | -46.1832 | -47.3014 | -48.116 | -48.8415 | -49.4165 | -50.2687 | -50.9542 | -51.6545 | -52.1802
Karnes | -28.3577 | -28.9913 | -29.6932 | -30.2045 | -30.66 | -31.0209 | -31.5559 | -31.9862 | -32.4258 | -32.7558
Kaufman | 1595.0084 | 1588.6613 | 1581.6293 | 1576.5069 | 1571.944 | 1568.328 | 1562.9688 | 1558.6579 | 1554.2538 | 1550.9472
Kendall | -102.1348 | -104.4167 | -106.9448 | -108.7864 | -110.4268 | -111.7268 | -113.6535 | -115.2033 | -116.7867 | -117.9754
Kenedy | 58.3369 | 58.3064 | 58.2727 | 75.8481 | 75.8262 | 75.8088 | 75.7831 | 75.7624 | 75.7413 | 75.7254
Kent | -54.4061 | -55.6217 | -56.9684 | -57.9494 | -58.8232 | -59.5157 | -60.542 | -61.3676 | -62.211 | -62.8443
Kerr | -133.0849 | -136.0582 | -139.3524 | -141.7521 | -143.8896 | -145.5835 | -148.0941 | -150.1136 | -152.1767 | -153.7257
Kimble | -14.7493 | -15.0789 | -15.444 | -15.7099 | -15.9468 | -16.1345 | -16.4128 | -16.6366 | -16.8652 | -17.0369
King | -7.5938 | -7.7634 | -7.9514 | -8.0883 | -8.2103 | -8.3069 | -8.4502 | -8.5654 | -8.6831 | -8.7715
Kinney | -5.687 | -5.814 | -5.9548 | -6.0573 | -6.1487 | -6.2211 | -6.3283 | -6.4146 | -6.5028 | -6.569
Kleberg | -75.2262 | -76.9069 | -78.769 | -80.1254 | -81.3336 | -82.2911 | -83.7102 | -84.8517 | -86.0179 | -86.8934
Knox | -20.9414 | -21.4092 | -21.9276 | -22.3052 | -22.6415 | -22.9081 | -23.3031 | -23.6209 | -23.9455 | -24.1893
La Salle | -14.516 | -14.8403 | -15.1996 | -15.4614 | -15.6945 | -15.8793 | -16.1531 | -16.3734 | -16.5984 | -16.7674
Lamar | 1156.9818 | 1153.5274 | 1149.7002 | 1146.9123 | 1144.4289 | 1142.4609 | 1139.5441 | 1137.1979 | 1134.8009 | 1133.0013
Lampasas | -51.9058 | -53.0655 | -54.3503 | -55.2862 | -56.1199 | -56.7806 | -57.7597 | -58.5474 | -59.352 | -59.9562
Lavaca | -38.1717 | -39.0245 | -39.9694 | -40.6576 | -41.2707 | -41.7566 | -42.4766 | -43.0559 | -43.6476 | -44.0919
Lee | -35.6308 | -36.4269 | -37.3088 | -37.9513 | -38.5235 | -38.9771 | -39.6492 | -40.1899 | -40.7422 | -41.157
Leon | -62.1755 | -63.5646 | -65.1036 | -66.2247 | -67.2233 | -68.0147 | -69.1876 | -70.1311 | -71.095 | -71.8186
Limestone | 1622.9136 | 1621.4371 | 1619.8013 | 1618.6097 | 1617.5483 | 1616.7071 | 1615.4604 | 1614.4576 | 1613.4331 | 1612.6639
Live Oak | -75.8372 | -77.5315 | -79.4087 | -80.7761 | -81.9942 | -82.9594 | -84.3901 | -85.5409 | -86.7165 | -87.5992
Llano | 422.9555 | 421.4129 | 419.7039 | 418.4589 | 417.35 | 416.4712 | 415.1687 | 414.121 | 413.0506 | 412.247
Loving | -7.9478 | -8.1254 | -8.3221 | -8.4654 | -8.5931 | -8.6942 | -8.8441 | -8.9648 | -9.088 | -9.1805
Madison | -4.3746 | -4.4723 | -4.5806 | -4.6595 | -4.7297 | -4.7854 | -4.868 | -4.9343 | -5.0022 | -5.0531
Martin | -19.3602 | -20.034 | -20.7805 | -21.3244 | -21.8088 | -22.1926 | -22.7616 | -23.2193 | -23.6868 | -24.0379
Mason | -12.0993 | -12.3697 | -12.6691 | -12.8873 | -13.0816 | -13.2356 | -13.4639 | -13.6475 | -13.8351 | -13.9759
Matagorda | 2582.8933 | 2579.7407 | 2576.2479 | 2573.7037 | 2571.4373 | 2569.6413 | 2566.9794 | 2564.8382 | 2562.6507 | 2561.0084
Maverick | -60.1571 | -62.0373 | -64.1205 | -65.6379 | -66.9896 | -68.0607 | -69.6483 | -70.9253 | -72.23 | -73.2095
Mcculloch | -29.4626 | -30.1208 | -30.8501 | -31.3813 | -31.8545 | -32.2296 | -32.7853 | -33.2324 | -33.6892 | -34.0321
Mclennan | -720.371 | 188.5348 | 170.7036 | 157.7147 | 146.1447 | 136.9757 | 123.3863 | 112.4551 | 101.2876 | 92.9032
Mcmullen | -7.9446 | -8.1221 | -8.3187 | -8.4619 | -8.5895 | -8.6907 | -8.8405 | -8.9611 | -9.0843 | -9.1767
Medina | -200.8442 | -205.3314 | -210.3028 | -213.9242 | -217.15 | -219.7064 | -223.4952 | -226.5429 | -229.6565 | -231.9941
Menard | -5.8683 | -5.9994 | -6.1447 | -6.2505 | -6.3448 | -6.4195 | -6.5302 | -6.6192 | -6.7102 | -6.7785
Midland | -362.6602 | -370.7626 | -379.7394 | -386.2785 | -392.1033 | -396.7193 | -403.5606 | -409.0638 | -414.6859 | -418.9069
Milam | 1077.702 | 1076.1985 | 1074.5327 | 1073.3192 | 1072.2383 | 1071.3817 | 1070.1122 | 1069.091 | 1068.0477 | 1067.2644
Mills | -9.2424 | -9.4489 | -9.6776 | -9.8443 | -9.9927 | -10.1104 | -10.2847 | -10.425 | -10.5683 | -10.6758
Mitchell | 398.623 | 398.1432 | 397.6116 | 397.2243 | 396.8794 | 396.606 | 396.2009 | 395.875 | 395.542 | 395.2921
Montague | -65.686 | -67.1535 | -68.7794 | -69.9638 | -71.0188 | -71.8549 | -73.094 | -74.0907 | -75.109 | -75.8736
Montgomery | -224.5832 | -229.708 | -235.3858 | -239.5218 | -243.206 | -246.1256 | -250.4528 | -253.9335 | -257.4895 | -260.1593
Motley | -3.733 | -3.8164 | -3.9088 | -3.9761 | -4.036 | -4.0835 | -4.154 | -4.2106 | -4.2685 | -4.3119
Nacogdoches | -163.8062 | -67.4658 | -71.5205 | -74.4741 | -77.105 | -79.1899 | -82.28 | -84.7657 | -87.3051 | -89.2116
Navarro | -187.7501 | -191.9447 | -196.5921 | -199.9774 | -202.9928 | -205.3826 | -208.9244 | -211.7734 | -214.6839 | -216.8692
Nolan | 77.9892 | 76.7378 | 75.3514 | 74.3415 | 73.4419 | 72.729 | 71.6724 | 70.8224 | 69.9541 | 69.3022
Nueces | 1046.733 | 1024.5016 | 1002.8709 | 984.929 | 968.9471 | 1576.2816 | 2177.5103 | 2162.4108 | 2146.9848 | 2135.4032
Palo Pinto | 525.9632 | 524.0634 | 521.9585 | 520.4252 | 519.0594 | 517.977 | 516.3729 | 515.0825 | 513.7642 | 512.7745
Parker | -330.022 | -337.6075 | -355.5116 | -361.6334 | -367.0866 | -371.4081 | -377.8129 | -382.965 | -388.2284 | -392.1801
Pecos | -31.4226 | -33.4897 | -35.7799 | -37.4482 | -38.9342 | -40.1118 | -41.8572 | -43.2612 | -44.6955 | -45.7724
Presidio | -10.5862 | -10.8228 | -11.0848 | -11.2757 | -11.4457 | -11.5804 | -11.7802 | -11.9408 | -12.1049 | -12.2281
Rains | -25.7931 | -26.3694 | -27.0078 | -27.4729 | -27.8872 | -28.2155 | -28.702 | -29.0934 | -29.4933 | -29.7935
Reagan | -16.1219 | -16.4821 | -16.8812 | -17.1719 | -17.4308 | -17.636 | -17.9401 | -18.1848 | -18.4347 | -18.6223
Real | -10.565 | -10.8011 | -11.0626 | -11.2531 | -11.4227 | -11.5572 | -11.7565 | -11.9168 | -12.0806 | -12.2036
Red River | -24.8112 | -25.3655 | -25.9797 | -26.427 | -26.8255 | -27.1413 | -27.6094 | -27.9859 | -28.3705 | -28.6593
Reeves | -35.3114 | -36.1003 | -36.9744 | -37.6111 | -38.1782 | -38.6277 | -39.2938 | -39.8297 | -40.3771 | -40.7881
Refugio | -22.5655 | -23.0696 | -23.6282 | -24.0351 | -24.3975 | -24.6847 | -25.1104 | -25.4528 | -25.8026 | -26.0653
Robertson | 1895.7117 | 1894.9904 | 1894.1912 | 1893.609 | 1893.0904 | 1892.6794 | 1892.0703 | 1891.5804 | 1891.0798 | 1890.704
Rockwall | -256.2931 | -262.0191 | -268.363 | -272.9842 | -277.1006 | -280.3627 | -285.1975 | -289.0866 | -293.0598 | -296.0428
Runnels | -31.9765 | -32.6909 | -33.4824 | -34.059 | -34.5725 | -34.9795 | -35.5828 | -36.068 | -36.5637 | -36.9359
Rusk | 3263.9312 | 3263.7732 | 3263.5983 | 3263.4708 | 3263.3573 | 3263.2673 | 3263.134 | 3263.0267 | 3262.9171 | 3262.8348
San Patricio | 293.6758 | 290.5608 | 287.1097 | 284.5958 | 282.3564 | 280.5818 | 277.9517 | 275.836 | 273.6746 | 272.0518
San Saba | -12.5778 | -12.8588 | -13.1701 | -13.3969 | -13.5989 | -13.759 | -13.9963 | -14.1872 | -14.3821 | -14.5285
Schleicher | -13.8854 | -14.1956 | -14.5393 | -14.7897 | -15.0127 | -15.1894 | -15.4514 | -15.6621 | -15.8773 | -16.039
Scurry | -47.7202 | -50.205 | -52.958 | -54.9634 | -56.7498 | -58.1654 | -60.2635 | -61.9512 | -63.6754 | -64.9699
Shackelford | 35.4141 | 35.1061 | 34.7648 | 34.5163 | 34.2949 | 34.1194 | 33.8593 | 33.6501 | 33.4364 | 33.276
Smith | -600.7971 | -614.2199 | -629.0913 | -639.9241 | -649.5737 | -657.2207 | -668.5544 | -677.6711 | -686.9849 | -693.9776
Somervell | 2379.4193 | 2378.8031 | 2378.1204 | 2377.6231 | 2377.1802 | 2376.8291 | 2376.3088 | 2375.8903 | 2375.4627 | 2375.1417
Starr | -32.3145 | -33.8407 | -35.5317 | -36.7635 | -37.8607 | -38.7302 | -40.0189 | -41.0556 | -42.1146 | -42.9097
Stephens | -67.2292 | -68.7312 | -70.3953 | -71.6075 | -72.6873 | -73.543 | -74.8112 | -75.8314 | -76.8736 | -77.6561
Sterling | 58.7933 | 58.5273 | 58.2326 | 58.0179 | 57.8266 | 57.6751 | 57.4505 | 57.2698 | 57.0852 | 56.9466
Stonewall | -6.1193 | -6.256 | -6.4075 | -6.5178 | -6.6161 | -6.694 | -6.8095 | -6.9023 | -6.9972 | -7.0684
Sutton | -17.8365 | -18.235 | -18.6765 | -18.9981 | -19.2846 | -19.5116 | -19.8481 | -20.1188 | -20.3953 | -20.6029
Tarrant | -4061.4267 | -4180.4611 | -4312.3419 | -4408.4088 | -4493.9817 | -4561.7968 | -4662.3046 | -4743.1528 | -4825.7485 | -4887.7606
Taylor | -252.9618 | -261.0597 | -270.0317 | -276.5672 | -282.3887 | -287.0022 | -293.8398 | -299.34 | -304.959 | -309.1777
Terrell | -1.8828 | -1.9248 | -1.9714 | -2.0054 | -2.0356 | -2.0596 | -2.0951 | -2.1237 | -2.1529 | -2.1748
Throckmorton | -7.8541 | -8.0296 | -8.224 | -8.3656 | -8.4918 | -8.5917 | -8.7399 | -8.8591 | -8.9808 | -9.0723
Titus | 1890 | 1890 | 1890 | 1890 | 1890 | 1890 | 1890 | 1890 | 1890 | 1890
Tom Green | -256.4985 | -262.5217 | -269.195 | -274.0561 | -278.3862 | -281.8177 | -286.9035 | -290.9945 | -295.1739 | -298.3118
Travis | -920.6677 | -947.5733 | -1010.6202 | -1056.546 | -1097.4549 | -1129.8746 | -1177.9233 | -1216.5736 | -1256.0593 | -1285.7048
Upton | 7.2812 | 6.758 | 6.1783 | 5.7561 | 5.3799 | 5.0819 | 4.6401 | 4.2847 | 3.9217 | 3.6491
Uvalde | -54.2853 | -55.4981 | -56.8419 | -57.8207 | -58.6926 | -59.3835 | -60.4076 | -61.2313 | -62.0729 | -62.7047
Val Verde | -14.5787 | -16.5979 | -18.835 | -20.4646 | -21.9162 | -23.0666 | -24.7715 | -26.1429 | -27.544 | -28.5959
Van Zandt | -64.1305 | -65.5633 | -67.1507 | -68.307 | -69.337 | -70.1533 | -71.3631 | -72.3362 | -73.3304 | -74.0768
Victoria | 260.3259 | 254.502 | 248.0497 | 243.3495 | 239.1627 | 235.8448 | 230.9274 | 226.9718 | 222.9307 | 219.8967
Waller | -197.6968 | -202.1137 | -207.0072 | -210.5719 | -213.7471 | -216.2634 | -219.9929 | -222.9928 | -226.0576 | -228.3586
Ward | 269.7642 | 268.1951 | 277.1565 | 281.2901 | 285.4621 | 289.9681 | 288.6431 | 287.5773 | 286.4885 | 285.671
Washington | -116.8377 | -119.448 | -122.3401 | -124.4468 | -126.3233 | -127.8105 | -130.0145 | -131.7875 | -133.5987 | -134.9586
Webb | -177.604 | -187.1909 | -197.8124 | -205.5495 | -212.4414 | -217.9031 | -225.9979 | -232.5093 | -239.1614 | -244.1558
Wharton | 456.6902 | 454.181 | 451.401 | 449.376 | 447.5721 | 446.1426 | 444.024 | 442.3197 | 440.5787 | 439.2715
Wichita | -333.3744 | -342.5429 | -352.7008 | -360.1002 | -366.6913 | -371.9146 | -379.656 | -385.8832 | -392.245 | -397.0214
Wilbarger | 723.8567 | 723.0492 | 722.1545 | 721.5028 | 720.9223 | 720.4623 | 719.7805 | 719.232 | 718.6717 | 718.251
Willacy | -36.9062 | -20.1307 | -21.0442 | -21.7097 | -22.3024 | -22.7722 | -23.4684 | -24.0284 | -24.6006 | -25.0301
Williamson | -1064.4309 | -1088.212 | -1114.5596 | -1133.7522 | -1150.8482 | -1164.3966 | -1184.4763 | -1200.6285 | -1217.1297 | -1229.5187
Wilson | -74.4194 | -76.0821 | -77.9241 | -79.266 | -80.4612 | -81.4085 | -82.8123 | -83.9416 | -85.0953 | -85.9615
Winkler | -32.4041 | -33.4252 | -34.5565 | -35.3806 | -36.1147 | -36.6964 | -37.5586 | -38.2521 | -38.9606 | -39.4926
Wise | 456.2547 | 451.591 | 446.424 | 442.6601 | 439.3074 | 436.6505 | 432.7126 | 429.545 | 426.309 | 423.8794
Wood | -7.4415 | -7.6078 | -7.792 | -7.9261 | -8.0457 | -8.1404 | -8.2808 | -8.3937 | -8.509 | -8.5957
Young | 554.1517 | 574.5923 | 573.0861 | 571.9889 | 571.0116 | 570.2372 | 569.0893 | 568.166 | 567.2227 | 566.5144
Zapata | -27.3001 | -27.9101 | -28.5858 | -29.0781 | -29.5165 | -29.864 | -30.379 | -30.7933 | -31.2165 | -31.5342

## WinterLoadbyCounty
Winter Load by County
The loads shown are the projected coincident loads of the individual delivery points from the 2011 ALDRs and do not include self-serve loads. The ALDR values were used to compute a percentage of load by county, and the percentage was applied to the forecasted ERCOT coincident peak. The values shown here are used in the Winter import/export calculations.
Winter Load, MW
County | 2011/12 | 2012/13 | 2013/14 | 2014/15 | 2015/16 | 2016/17 | 2017/18 | 2018/19 | 2019/20 | 2020/21
Anderson | 154.4988 | 157.0254 | 159.5836 | 161.9876 | 163.9385 | 166.9298 | 169.6077 | 171.1864 | 172.8269 | 175.3042
Andrews | 123.3966 | 125.4145 | 127.4577 | 129.3778 | 130.9359 | 133.325 | 135.4639 | 136.7247 | 138.035 | 140.0136
Angelina | 202.6565 | 205.9706 | 209.3262 | 212.4795 | 215.0385 | 218.9622 | 222.4749 | 224.5456 | 226.6974 | 229.9469
Aransas | 58.6703 | 59.6297 | 60.6012 | 61.5141 | 62.2549 | 63.3908 | 64.4078 | 65.0073 | 65.6302 | 66.571
Archer | 22.1559 | 22.5182 | 22.8851 | 23.2298 | 23.5096 | 23.9386 | 24.3226 | 24.549 | 24.7843 | 25.1395
Atascosa | 76.5196 | 77.771 | 79.038 | 80.2286 | 81.1949 | 82.6764 | 84.0027 | 84.7846 | 85.5971 | 86.824
Austin | 83.0521 | 84.4103 | 85.7854 | 87.0777 | 88.1264 | 89.7344 | 91.174 | 92.0226 | 92.9045 | 94.2362
Bandera | 65.3531 | 66.4219 | 67.504 | 68.5209 | 69.3461 | 70.6114 | 71.7442 | 72.412 | 73.1059 | 74.1538
Bastrop | 162.6236 | 165.283 | 167.9757 | 170.5061 | 172.5596 | 175.7082 | 178.527 | 180.1887 | 181.9154 | 184.523
Baylor | 4.1032 | 4.1703 | 4.2382 | 4.3021 | 4.3539 | 4.4333 | 4.5045 | 4.5464 | 4.59 | 4.6557
Bee | 50.346 | 51.1694 | 52.003 | 52.7864 | 53.4221 | 54.3969 | 55.2695 | 55.784 | 56.3185 | 57.1258
Bell | 745.5644 | 757.7568 | 770.1017 | 781.7029 | 791.1173 | 805.5522 | 818.4753 | 826.0935 | 834.0098 | 845.9646
Bexar | 2783.0005 | 2828.5118 | 2874.592 | 2917.8961 | 2953.0377 | 3006.9196 | 3055.1583 | 3083.5951 | 3113.1447 | 3157.7688
Blanco | 33.0027 | 33.5424 | 34.0888 | 34.6024 | 35.0191 | 35.6581 | 36.2301 | 36.5673 | 36.9178 | 37.4469
Borden | 1.6536 | 1.6807 | 1.7081 | 1.7338 | 1.7547 | 1.7867 | 1.8154 | 1.8323 | 1.8498 | 1.8763
Bosque | 42.8665 | 43.5675 | 44.2773 | 44.9443 | 45.4856 | 46.3155 | 47.0585 | 47.4965 | 47.9517 | 48.639
Brazoria | 1648.1567 | 1675.1096 | 1702.3994 | 1728.045 | 1748.8567 | 1780.7668 | 1809.3349 | 1826.1758 | 1843.6757 | 1870.1031
Brazos | 373.6114 | 379.7212 | 385.9074 | 391.7208 | 396.4385 | 403.672 | 410.148 | 413.9655 | 417.9325 | 423.9232
Brewster | 19.0372 | 19.3485 | 19.6637 | 19.9599 | 20.2003 | 20.5689 | 20.8989 | 21.0934 | 21.2955 | 21.6008
Brooks | 16.9503 | 17.2275 | 17.5081 | 17.7719 | 17.9859 | 18.3141 | 18.6079 | 18.7811 | 18.9611 | 19.2329
Brown | 95.6723 | 97.2369 | 98.821 | 100.3097 | 101.5178 | 103.3701 | 105.0284 | 106.006 | 107.0218 | 108.5559
Burleson | 28.8303 | 29.3018 | 29.7792 | 30.2278 | 30.5918 | 31.15 | 31.6497 | 31.9443 | 32.2504 | 32.7127
Burnet | 120.9762 | 122.9546 | 124.9577 | 126.8401 | 128.3677 | 130.7099 | 132.8068 | 134.043 | 135.3275 | 137.2673
Caldwell | 95.1838 | 96.7404 | 98.3164 | 99.7975 | 100.9994 | 102.8423 | 104.4921 | 105.4647 | 106.4754 | 108.0016
Calhoun | 72.6435 | 73.8315 | 75.0343 | 76.1647 | 77.082 | 78.4884 | 79.7476 | 80.4898 | 81.2612 | 82.426
Callahan | 36.4216 | 37.0172 | 37.6203 | 38.187 | 38.6469 | 39.3521 | 39.9834 | 40.3556 | 40.7423 | 41.3263
Cameron | 634.2884 | 644.6611 | 655.1635 | 665.0332 | 673.0425 | 685.323 | 696.3173 | 702.7985 | 709.5333 | 719.7038
Chambers | 370.1921 | 376.246 | 382.3755 | 388.1358 | 392.8103 | 399.9776 | 406.3943 | 410.1769 | 414.1076 | 420.0435
Cherokee | 70.056 | 71.2017 | 72.3616 | 73.4517 | 74.3363 | 75.6927 | 76.907 | 77.6228 | 78.3667 | 79.49
Childress | 9.8471 | 10.0082 | 10.1712 | 10.3244 | 10.4488 | 10.6394 | 10.8101 | 10.9107 | 11.0153 | 11.1732
Clay | 21.1818 | 21.5282 | 21.879 | 22.2085 | 22.476 | 22.8861 | 23.2533 | 23.4697 | 23.6946 | 24.0343
Coke | 13.89 | 14.1171 | 14.3471 | 14.5633 | 14.7387 | 15.0076 | 15.2483 | 15.3903 | 15.5378 | 15.7605
Coleman | 29.5575 | 30.0409 | 30.5303 | 30.9902 | 31.3634 | 31.9357 | 32.448 | 32.7501 | 33.0639 | 33.5378
Collin | 1410.0532 | 1433.1122 | 1456.4596 | 1478.4003 | 1496.2054 | 1523.5055 | 1547.9465 | 1562.3544 | 1577.3262 | 1599.9357
Colorado | 68.1147 | 69.2286 | 70.3564 | 71.4163 | 72.2764 | 73.5952 | 74.7758 | 75.4718 | 76.1951 | 77.2873
Comal | 327.3874 | 332.7413 | 338.1621 | 343.2563 | 347.3903 | 353.7289 | 359.4036 | 362.7488 | 366.225 | 371.4745
Comanche | 35.803 | 36.3885 | 36.9813 | 37.5384 | 37.9905 | 38.6837 | 39.3042 | 39.6701 | 40.0502 | 40.6243
Concho | 6.6587 | 6.7676 | 6.8779 | 6.9815 | 7.0656 | 7.1945 | 7.3099 | 7.378 | 7.4487 | 7.5554
Cooke | 112.9679 | 114.8153 | 116.6858 | 118.4437 | 119.8701 | 122.0573 | 124.0154 | 125.1697 | 126.3692 | 128.1806
Coryell | 98.7349 | 100.3495 | 101.9844 | 103.5207 | 104.7675 | 106.6791 | 108.3905 | 109.3993 | 110.4477 | 112.0309
Cottle | 2.9651 | 3.0136 | 3.0627 | 3.1088 | 3.1463 | 3.2037 | 3.2551 | 3.2854 | 3.3169 | 3.3644
Crane | 73.21 | 74.4073 | 75.6195 | 76.7586 | 77.6831 | 79.1005 | 80.3695 | 81.1175 | 81.8949 | 83.0688
Crockett | 29.9201 | 30.4094 | 30.9048 | 31.3703 | 31.7482 | 32.3274 | 32.8461 | 33.1518 | 33.4695 | 33.9492
Crosby | 1.691 | 1.7187 | 1.7467 | 1.773 | 1.7944 | 1.8271 | 1.8564 | 1.8737 | 1.8916 | 1.9188
Culberson | 2.6748 | 2.7185 | 2.7628 | 2.8044 | 2.8382 | 2.89 | 2.9363 | 2.9637 | 2.9921 | 3.035
Dallas | 5365.1378 | 5452.8756 | 5541.7102 | 5625.1929 | 5692.9398 | 5796.8146 | 5889.8104 | 5944.6315 | 6001.598 | 6087.6254
Dawson | 31.729 | 32.2479 | 32.7732 | 33.267 | 33.6676 | 34.2819 | 34.8319 | 35.1561 | 35.493 | 36.0017
Delta | 9.2704 | 9.422 | 9.5755 | 9.7198 | 9.8368 | 10.0163 | 10.177 | 10.2717 | 10.3702 | 10.5188
Denton | 1313.2098 | 1334.6851 | 1356.4289 | 1376.8628 | 1393.445 | 1418.8701 | 1441.6325 | 1455.0509 | 1468.9944 | 1490.0511
Dewitt | 59.2312 | 60.1998 | 61.1805 | 62.1022 | 62.8501 | 63.9969 | 65.0236 | 65.6288 | 66.2577 | 67.2075
Dickens | 6.2626 | 6.365 | 6.4687 | 6.5661 | 6.6452 | 6.7665 | 6.875 | 6.939 | 7.0055 | 7.1059
Dimmit | 10.9134 | 11.0919 | 11.2726 | 11.4424 | 11.5802 | 11.7915 | 11.9807 | 12.0922 | 12.2081 | 12.3831
Duval | 47.0261 | 47.7952 | 48.5738 | 49.3055 | 49.8994 | 50.8098 | 51.6249 | 52.1055 | 52.6048 | 53.3588
Eastland | 49.6048 | 50.416 | 51.2373 | 52.0092 | 52.6356 | 53.596 | 54.4558 | 54.9627 | 55.4894 | 56.2848
Ector | 297.9724 | 302.8452 | 307.779 | 312.4155 | 316.1781 | 321.9471 | 327.112 | 330.1567 | 333.3205 | 338.0984
Edwards | 9.0317 | 9.1794 | 9.3289 | 9.4694 | 9.5835 | 9.7584 | 9.9149 | 10.0072 | 10.1031 | 10.2479
Ellis | 675.6926 | 686.7424 | 697.9304 | 708.4443 | 716.9764 | 730.0585 | 741.7706 | 748.6748 | 755.8492 | 766.6836
Erath | 93.9423 | 95.4786 | 97.0341 | 98.4958 | 99.6821 | 101.5009 | 103.1292 | 104.0891 | 105.0866 | 106.5929
Falls | 39.4875 | 40.1332 | 40.7871 | 41.4015 | 41.9001 | 42.6646 | 43.3491 | 43.7526 | 44.1718 | 44.805
Fannin | 59.4668 | 60.4393 | 61.424 | 62.3493 | 63.1002 | 64.2515 | 65.2823 | 65.8899 | 66.5213 | 67.4748
Fayette | 68.6999 | 69.8234 | 70.9609 | 72.0299 | 72.8974 | 74.2275 | 75.4183 | 76.1203 | 76.8497 | 77.9513
Fisher | 24.0171 | 24.4098 | 24.8075 | 25.1812 | 25.4845 | 25.9495 | 26.3658 | 26.6112 | 26.8662 | 27.2513
Floyd | 0 | 0 | 0 | 0 | 0 | 0 | 0 | 0 | 0 | 0
Foard | 2.4992 | 2.5401 | 2.5815 | 2.6204 | 2.6519 | 2.7003 | 2.7436 | 2.7692 | 2.7957 | 2.8358
Fort Bend | 619.7519 | 629.8869 | 640.1486 | 649.7921 | 657.6178 | 669.6169 | 680.3593 | 686.6919 | 693.2724 | 703.2098
Franklin | 2.4496 | 2.4896 | 2.5302 | 2.5683 | 2.5992 | 2.6467 | 2.6891 | 2.7142 | 2.7402 | 2.7794
Freestone | 49.5659 | 50.3765 | 51.1972 | 51.9684 | 52.5943 | 53.554 | 54.4131 | 54.9196 | 55.4459 | 56.2406
Frio | 22.7828 | 23.1554 | 23.5326 | 23.8872 | 24.1748 | 24.6159 | 25.0108 | 25.2436 | 25.4855 | 25.8509
Galveston | 1065.8698 | 1083.3003 | 1100.9487 | 1117.5338 | 1130.9928 | 1151.6292 | 1170.1043 | 1180.9954 | 1192.3127 | 1209.4034
Gillespie | 60.7838 | 61.7779 | 62.7843 | 63.7301 | 64.4976 | 65.6745 | 66.7281 | 67.3492 | 67.9946 | 68.9692
Glasscock | 13.13 | 13.3447 | 13.5621 | 13.7664 | 13.9322 | 14.1864 | 14.414 | 14.5482 | 14.6876 | 14.8981
Goliad | 23.5572 | 23.9424 | 24.3325 | 24.699 | 24.9965 | 25.4526 | 25.8609 | 26.1016 | 26.3517 | 26.7294
Gonzales | 50.2563 | 51.0781 | 51.9102 | 52.6922 | 53.3268 | 54.2999 | 55.171 | 55.6845 | 56.2181 | 57.0239
Grayson | 368.6387 | 374.6671 | 380.771 | 386.5071 | 391.1619 | 398.2992 | 404.6889 | 408.4557 | 412.3699 | 418.2808
Grimes | 22.8649 | 23.2388 | 23.6174 | 23.9731 | 24.2619 | 24.7046 | 25.1009 | 25.3345 | 25.5773 | 25.9439
Guadalupe | 274.9162 | 279.412 | 283.964 | 288.2418 | 291.7132 | 297.0359 | 301.8011 | 304.6102 | 307.5292 | 311.9374
Hall | 1.9865 | 2.019 | 2.0519 | 2.0828 | 2.1079 | 2.1464 | 2.1808 | 2.2011 | 2.2222 | 2.254
Hamilton | 15.9787 | 16.24 | 16.5046 | 16.7532 | 16.955 | 17.2644 | 17.5413 | 17.7046 | 17.8743 | 18.1305
Hardeman | 10.7539 | 10.9298 | 11.1079 | 11.2752 | 11.411 | 11.6192 | 11.8056 | 11.9155 | 12.0297 | 12.2021
Harris | 8806.0766 | 8950.0851 | 9095.894 | 9232.9185 | 9344.1149 | 9514.61 | 9667.2488 | 9757.2295 | 9850.7316 | 9991.9326
Haskell | 15.4547 | 15.7074 | 15.9633 | 16.2038 | 16.3989 | 16.6981 | 16.966 | 17.1239 | 17.288 | 17.5359
Hays | 343.776 | 349.3978 | 355.09 | 360.4392 | 364.7802 | 371.436 | 377.3948 | 380.9075 | 384.5577 | 390.07
Henderson | 160.5947 | 163.2209 | 165.88 | 168.3789 | 170.4068 | 173.5161 | 176.2997 | 177.9407 | 179.6459 | 182.2209
Hidalgo | 1079.5246 | 1097.1784 | 1115.0529 | 1131.8505 | 1145.4819 | 1166.3827 | 1185.0945 | 1196.1251 | 1207.5874 | 1224.897
Hill | 88.8277 | 90.2804 | 91.7512 | 93.1333 | 94.255 | 95.9748 | 97.5145 | 98.4221 | 99.3653 | 100.7896
Hood | 194.3557 | 197.5341 | 200.7522 | 203.7764 | 206.2306 | 209.9935 | 213.3624 | 215.3483 | 217.4119 | 220.5283
Hopkins | 96.4351 | 98.0121 | 99.6089 | 101.1094 | 102.3271 | 104.1942 | 105.8658 | 106.8511 | 107.8751 | 109.4214
Houston | 27.0317 | 27.4738 | 27.9214 | 28.342 | 28.6833 | 29.2067 | 29.6752 | 29.9515 | 30.2385 | 30.6719
Howard | 74.7148 | 75.9367 | 77.1738 | 78.3364 | 79.2798 | 80.7264 | 82.0214 | 82.7849 | 83.5782 | 84.7762
Hunt | 216.154 | 219.6888 | 223.2679 | 226.6313 | 229.3607 | 233.5457 | 237.2923 | 239.501 | 241.7961 | 245.262
Irion | 9.8187 | 9.9793 | 10.1418 | 10.2946 | 10.4186 | 10.6087 | 10.7789 | 10.8792 | 10.9835 | 11.1409
Jack | 17.7779 | 18.0686 | 18.363 | 18.6396 | 18.8641 | 19.2083 | 19.5165 | 19.6981 | 19.8869 | 20.1719
Jackson | 33.9985 | 34.5545 | 35.1174 | 35.6464 | 36.0758 | 36.734 | 37.3233 | 37.6707 | 38.0317 | 38.5769
Jeff Davis | 5.4754 | 5.5649 | 5.6556 | 5.7408 | 5.8099 | 5.9159 | 6.0108 | 6.0668 | 6.1249 | 6.2127
Jim Hogg | 3.4259 | 3.4819 | 3.5386 | 3.5919 | 3.6352 | 3.7015 | 3.7609 | 3.7959 | 3.8323 | 3.8872
Jim Wells | 84.1872 | 85.564 | 86.9579 | 88.2679 | 89.3309 | 90.9609 | 92.4201 | 93.2804 | 94.1742 | 95.5241
Johnson | 345.3764 | 351.0244 | 356.7431 | 362.1172 | 366.4784 | 373.1652 | 379.1518 | 382.6808 | 386.348 | 391.8859
Jones | 39.4458 | 40.0908 | 40.744 | 41.3577 | 41.8558 | 42.6196 | 43.3033 | 43.7063 | 44.1252 | 44.7577
Karnes | 24.4365 | 24.8361 | 25.2407 | 25.621 | 25.9295 | 26.4027 | 26.8262 | 27.0759 | 27.3354 | 27.7272
Kaufman | 317.0052 | 322.1893 | 327.4382 | 332.3708 | 336.3737 | 342.5113 | 348.0061 | 351.2452 | 354.6112 | 359.6942
Kendall | 104.9648 | 106.6814 | 108.4193 | 110.0526 | 111.378 | 113.4103 | 115.2296 | 116.3022 | 117.4167 | 119.0997
Kenedy | 1.3948 | 1.4176 | 1.4407 | 1.4624 | 1.48 | 1.507 | 1.5312 | 1.5454 | 1.5602 | 1.5826
Kent | 46.48 | 47.2401 | 48.0097 | 48.7329 | 49.3198 | 50.2197 | 51.0254 | 51.5003 | 51.9939 | 52.7391
Kerr | 140.1871 | 142.4796 | 144.8008 | 146.9822 | 148.7523 | 151.4665 | 153.8964 | 155.3289 | 156.8174 | 159.0652
Kimble | 15.4898 | 15.7432 | 15.9996 | 16.2407 | 16.4363 | 16.7362 | 17.0046 | 17.1629 | 17.3274 | 17.5758
King | 7.065 | 7.1806 | 7.2976 | 7.4075 | 7.4967 | 7.6335 | 7.756 | 7.8282 | 7.9032 | 8.0165
Kinney | 5.3536 | 5.4412 | 5.5298 | 5.6131 | 5.6807 | 5.7844 | 5.8772 | 5.9319 | 5.9887 | 6.0746
Kleberg | 52.3439 | 53.1999 | 54.0666 | 54.8811 | 55.542 | 56.5555 | 57.4627 | 57.9976 | 58.5534 | 59.3927
Knox | 9.6281 | 9.7856 | 9.945 | 10.0948 | 10.2164 | 10.4028 | 10.5697 | 10.6681 | 10.7703 | 10.9247
La Salle | 14.2909 | 14.5246 | 14.7613 | 14.9836 | 15.1641 | 15.4408 | 15.6885 | 15.8345 | 15.9863 | 16.2154
Lamar | 127.3046 | 129.3864 | 131.4943 | 133.4752 | 135.0827 | 137.5474 | 139.7541 | 141.0549 | 142.4066 | 144.4478
Lampasas | 50.1283 | 50.948 | 51.7781 | 52.5581 | 53.191 | 54.1616 | 55.0305 | 55.5427 | 56.0749 | 56.8787
Lavaca | 29.8399 | 30.3279 | 30.822 | 31.2863 | 31.6631 | 32.2408 | 32.7581 | 33.063 | 33.3798 | 33.8583
Lee | 29.9892 | 30.4796 | 30.9761 | 31.4428 | 31.8215 | 32.4021 | 32.9219 | 33.2283 | 33.5468 | 34.0276
Leon | 52.8371 | 53.7011 | 54.576 | 55.3981 | 56.0653 | 57.0883 | 58.0042 | 58.5441 | 59.1051 | 59.9523
Limestone | 59.4381 | 60.4101 | 61.3942 | 62.3191 | 63.0696 | 64.2204 | 65.2507 | 65.858 | 66.4891 | 67.4422
Live Oak | 62.2744 | 63.2928 | 64.3239 | 65.2929 | 66.0793 | 67.285 | 68.3644 | 69.0007 | 69.6619 | 70.6605
Llano | 76.4625 | 77.7129 | 78.979 | 80.1687 | 81.1342 | 82.6146 | 83.94 | 84.7213 | 85.5332 | 86.7592
Loving | 5.4471 | 5.5362 | 5.6264 | 5.7111 | 5.7799 | 5.8854 | 5.9798 | 6.0355 | 6.0933 | 6.1806
Madison | 5.4715 | 5.561 | 5.6516 | 5.7367 | 5.8058 | 5.9117 | 6.0066 | 6.0625 | 6.1206 | 6.2083
Martin | 19.7153 | 20.0377 | 20.3641 | 20.6709 | 20.9199 | 21.3016 | 21.6433 | 21.8448 | 22.0541 | 22.3702
Mason | 10.9095 | 11.0879 | 11.2685 | 11.4383 | 11.576 | 11.7873 | 11.9764 | 12.0878 | 12.2037 | 12.3786
Matagorda | 119.3256 | 121.277 | 123.2527 | 125.1095 | 126.6162 | 128.9265 | 130.9948 | 132.2141 | 133.4811 | 135.3944
Maverick | 77.3571 | 78.6221 | 79.903 | 81.1067 | 82.0835 | 83.5812 | 84.9221 | 85.7125 | 86.5339 | 87.7743
Mcculloch | 20.8601 | 21.2013 | 21.5467 | 21.8713 | 22.1347 | 22.5385 | 22.9001 | 23.1133 | 23.3348 | 23.6692
Mclennan | 580.4199 | 589.9117 | 599.5221 | 608.5536 | 615.8827 | 627.1202 | 637.1808 | 643.1116 | 649.2744 | 658.5812
Mcmullen | 7.7734 | 7.9006 | 8.0293 | 8.1502 | 8.2484 | 8.3989 | 8.5336 | 8.613 | 8.6956 | 8.8202
Medina | 157.2695 | 159.8414 | 162.4454 | 164.8926 | 166.8784 | 169.9233 | 172.6493 | 174.2563 | 175.9262 | 178.4479
Menard | 6.7301 | 6.8402 | 6.9516 | 7.0563 | 7.1413 | 7.2716 | 7.3882 | 7.457 | 7.5285 | 7.6364
Midland | 220.6925 | 224.3016 | 227.9558 | 231.3898 | 234.1765 | 238.4494 | 242.2747 | 244.5297 | 246.873 | 250.4117
Milam | 58.8888 | 59.8518 | 60.8269 | 61.7432 | 62.4868 | 63.627 | 64.6477 | 65.2494 | 65.8747 | 66.819
Mills | 7.8065 | 7.9341 | 8.0634 | 8.1849 | 8.2834 | 8.4346 | 8.5699 | 8.6497 | 8.7325 | 8.8577
Mitchell | 16.6747 | 16.9473 | 17.2234 | 17.4829 | 17.6935 | 18.0163 | 18.3053 | 18.4757 | 18.6528 | 18.9201
Montague | 53.2722 | 54.1433 | 55.0254 | 55.8543 | 56.527 | 57.5584 | 58.4818 | 59.0261 | 59.5918 | 60.446
Montgomery | 173.2506 | 176.0839 | 178.9525 | 181.6483 | 183.836 | 187.1903 | 190.1933 | 191.9636 | 193.8032 | 196.5811
Motley | 3.3067 | 3.3608 | 3.4156 | 3.467 | 3.5088 | 3.5728 | 3.6301 | 3.6639 | 3.699 | 3.752
Nacogdoches | 129.7803 | 131.9027 | 134.0515 | 136.0709 | 137.7097 | 140.2224 | 142.4719 | 143.798 | 145.176 | 147.257
Navarro | 151.185 | 153.6573 | 156.1606 | 158.5131 | 160.4221 | 163.3492 | 165.9698 | 167.5146 | 169.1199 | 171.544
Nolan | 44.0078 | 44.7274 | 45.4561 | 46.1409 | 46.6966 | 47.5486 | 48.3114 | 48.7611 | 49.2284 | 49.934
Nueces | 832.3954 | 846.0078 | 859.7904 | 872.7427 | 883.2535 | 899.3696 | 913.7978 | 922.3032 | 931.1415 | 944.4886
Palo Pinto | 69.1978 | 70.3294 | 71.4752 | 72.5519 | 73.4257 | 74.7654 | 75.9649 | 76.6719 | 77.4067 | 78.5162
Parker | 360.2922 | 366.1842 | 372.1498 | 377.756 | 382.3055 | 389.2812 | 395.5262 | 399.2077 | 403.0333 | 408.8104
Pecos | 68.1681 | 69.2829 | 70.4116 | 71.4723 | 72.3331 | 73.6529 | 74.8345 | 75.531 | 76.2548 | 77.3478
Presidio | 10.7656 | 10.9417 | 11.1199 | 11.2875 | 11.4234 | 11.6318 | 11.8184 | 11.9284 | 12.0428 | 12.2154
Rains | 18.3755 | 18.676 | 18.9802 | 19.2661 | 19.4982 | 19.8539 | 20.1725 | 20.3602 | 20.5553 | 20.85
Reagan | 14.9547 | 15.1992 | 15.4468 | 15.6795 | 15.8684 | 16.1579 | 16.4171 | 16.5699 | 16.7287 | 16.9685
Real | 12.0194 | 12.216 | 12.415 | 12.602 | 12.7538 | 12.9865 | 13.1948 | 13.3176 | 13.4453 | 13.638
Red River | 21.5174 | 21.8693 | 22.2255 | 22.5604 | 22.8321 | 23.2487 | 23.6216 | 23.8415 | 24.07 | 24.415
Reeves | 17.1442 | 17.4246 | 17.7084 | 17.9752 | 18.1917 | 18.5236 | 18.8208 | 18.9959 | 19.178 | 19.4529
Refugio | 21.6974 | 22.0523 | 22.4115 | 22.7491 | 23.0231 | 23.4432 | 23.8193 | 24.041 | 24.2714 | 24.6193
Robertson | 24.3867 | 24.7855 | 25.1893 | 25.5687 | 25.8767 | 26.3488 | 26.7715 | 27.0207 | 27.2796 | 27.6707
Rockwall | 243.2779 | 247.2563 | 251.2844 | 255.0699 | 258.1418 | 262.8519 | 267.0687 | 269.5545 | 272.1377 | 276.0385
Runnels | 25.5136 | 25.9308 | 26.3533 | 26.7503 | 27.0725 | 27.5664 | 28.0087 | 28.2694 | 28.5403 | 28.9494
Rusk | 4.8405 | 4.9197 | 4.9998 | 5.0752 | 5.1363 | 5.23 | 5.3139 | 5.3634 | 5.4148 | 5.4924
San Patricio | 149.2438 | 151.6845 | 154.1556 | 156.4779 | 158.3624 | 161.2519 | 163.8388 | 165.3638 | 166.9485 | 169.3415
San Saba | 10.8512 | 11.0286 | 11.2083 | 11.3772 | 11.5142 | 11.7243 | 11.9124 | 12.0232 | 12.1385 | 12.3125
Schleicher | 10.6756 | 10.8502 | 11.027 | 11.1931 | 11.3279 | 11.5346 | 11.7196 | 11.8287 | 11.942 | 12.1132
Scurry | 87.3359 | 88.7641 | 90.2102 | 91.5692 | 92.672 | 94.3629 | 95.8767 | 96.7691 | 97.6964 | 99.0968
Shackelford | 10.6984 | 10.8733 | 11.0505 | 11.2169 | 11.352 | 11.5592 | 11.7446 | 11.8539 | 11.9675 | 12.1391
Smith | 443.963 | 451.2232 | 458.5743 | 465.4824 | 471.0885 | 479.6841 | 487.3794 | 491.9159 | 496.6298 | 503.7485
Somervell | 26.5778 | 27.0125 | 27.4525 | 27.8661 | 28.2017 | 28.7163 | 29.177 | 29.4485 | 29.7307 | 30.1569
Starr | 63.1426 | 64.1752 | 65.2207 | 66.2032 | 67.0006 | 68.2231 | 69.3175 | 69.9627 | 70.6332 | 71.6456
Stephens | 54.6012 | 55.4941 | 56.3982 | 57.2478 | 57.9372 | 58.9944 | 59.9408 | 60.4987 | 61.0785 | 61.954
Sterling | 5.5353 | 5.6258 | 5.7174 | 5.8036 | 5.8735 | 5.9806 | 6.0766 | 6.1331 | 6.1919 | 6.2807
Stonewall | 6.6433 | 6.7519 | 6.8619 | 6.9653 | 7.0492 | 7.1778 | 7.293 | 7.3608 | 7.4314 | 7.5379
Sutton | 16.057 | 16.3196 | 16.5855 | 16.8353 | 17.0381 | 17.349 | 17.6273 | 17.7914 | 17.9619 | 18.2193
Tarrant | 4057.2673 | 4123.6171 | 4190.7963 | 4253.9283 | 4305.1604 | 4383.7134 | 4454.0394 | 4495.4967 | 4538.5763 | 4603.6326
Taylor | 251.8257 | 255.9439 | 260.1136 | 264.032 | 267.2119 | 272.0875 | 276.4525 | 279.0257 | 281.6995 | 285.7374
Terrell | 1.8577 | 1.8881 | 1.9188 | 1.9478 | 1.9712 | 2.0072 | 2.0394 | 2.0584 | 2.0781 | 2.1079
Throckmorton | 6.8332 | 6.945 | 7.0581 | 7.1645 | 7.2507 | 7.383 | 7.5015 | 7.5713 | 7.6439 | 7.7534
Titus | 0 | 0 | 0 | 0 | 0 | 0 | 0 | 0 | 0 | 0
Tom Green | 190.1365 | 193.2459 | 196.3941 | 199.3527 | 201.7536 | 205.4348 | 208.7305 | 210.6733 | 212.6922 | 215.7409
Travis | 1525.6692 | 1550.6189 | 1575.8806 | 1599.6203 | 1618.8853 | 1648.4239 | 1674.8689 | 1690.4582 | 1706.6576 | 1731.1209
Upton | 13.698 | 13.922 | 14.1489 | 14.362 | 14.535 | 14.8002 | 15.0376 | 15.1776 | 15.323 | 15.5427
Uvalde | 46.7336 | 47.4979 | 48.2717 | 48.9989 | 49.589 | 50.4938 | 51.3039 | 51.7814 | 52.2776 | 53.0269
Val Verde | 76.3774 | 77.6265 | 78.8911 | 80.0795 | 81.044 | 82.5227 | 83.8466 | 84.627 | 85.438 | 86.6627
Van Zandt | 62.5993 | 63.623 | 64.6595 | 65.6336 | 66.424 | 67.636 | 68.7211 | 69.3607 | 70.0254 | 71.0291
Victoria | 203.3005 | 206.6251 | 209.9913 | 213.1547 | 215.7219 | 219.658 | 223.1819 | 225.2592 | 227.4178 | 230.6776
Waller | 151.9255 | 154.41 | 156.9255 | 159.2895 | 161.2079 | 164.1494 | 166.7827 | 168.3351 | 169.9482 | 172.3843
Ward | 48.1142 | 48.9011 | 49.6977 | 50.4464 | 51.054 | 51.9855 | 52.8195 | 53.3111 | 53.822 | 54.5935
Washington | 94.4535 | 95.9981 | 97.562 | 99.0317 | 100.2244 | 102.0532 | 103.6903 | 104.6555 | 105.6584 | 107.1729
Webb | 343.3089 | 348.9232 | 354.6076 | 359.9496 | 364.2846 | 370.9314 | 376.8821 | 380.3901 | 384.0353 | 389.5401
Wharton | 100.3074 | 101.9478 | 103.6087 | 105.1695 | 106.4361 | 108.3781 | 110.1168 | 111.1417 | 112.2068 | 113.8152
Wichita | 270.7843 | 275.2125 | 279.6961 | 283.9096 | 287.3288 | 292.5715 | 297.2651 | 300.032 | 302.9072 | 307.249
Wilbarger | 21.6865 | 22.0411 | 22.4002 | 22.7376 | 23.0115 | 23.4313 | 23.8072 | 24.0288 | 24.2591 | 24.6068
Willacy | 30.0524 | 30.5439 | 31.0415 | 31.5091 | 31.8886 | 32.4704 | 32.9913 | 33.2984 | 33.6175 | 34.0994
Williamson | 710.0519 | 721.6636 | 733.4204 | 744.469 | 753.435 | 767.1824 | 779.4899 | 786.7453 | 794.2845 | 805.6699
Wilson | 65.5846 | 66.6572 | 67.7431 | 68.7636 | 69.5918 | 70.8616 | 71.9984 | 72.6685 | 73.3649 | 74.4165
Winkler | 40.6289 | 41.2934 | 41.9661 | 42.5983 | 43.1113 | 43.8979 | 44.6022 | 45.0173 | 45.4487 | 46.1002
Wise | 211.9332 | 215.3991 | 218.9082 | 222.2059 | 224.8821 | 228.9853 | 232.6588 | 234.8244 | 237.0746 | 240.4729
Young | 43.9102 | 44.6283 | 45.3553 | 46.0386 | 46.5931 | 47.4432 | 48.2043 | 48.653 | 49.1192 | 49.8233
Zapata | 26.851 | 27.2901 | 27.7347 | 28.1525 | 28.4915 | 29.0114 | 29.4768 | 29.7512 | 30.0363 | 30.4668
Zavala | 18.4148 | 18.716 | 19.0209 | 19.3074 | 19.5399 | 19.8965 | 20.2156 | 20.4038 | 20.5993 | 20.8946

## WinterGenerationbyCounty
Winter Generation by County
These values are used in the summer import/export calculations for each county. Capacities for mothballed units are included as the available capacity of the unit. Capacities for the wind units are at 8.7%. These values include the amount available for the grid according information from the owners of the private network units and the distributed generation units that have registered with ERCOT.
Winter Generation, MW
County | 2011/12 | 2012/13 | 2013/14 | 2014/15 | 2015/16 | 2016/17 | 2017/18 | 2018/19 | 2019/20 | 2020/21
Anderson | 0 | 0 | 0 | 0 | 0 | 0 | 0 | 0 | 0 | 0
Andrews | 0 | 0 | 0 | 0 | 0 | 0 | 0 | 0 | 0 | 0
Angelina | 48.2 | 48.2 | 48.2 | 48.2 | 48.2 | 48.2 | 48.2 | 48.2 | 48.2 | 48.2
Aransas | 0 | 0 | 0 | 0 | 0 | 0 | 0 | 0 | 0 | 0
Archer | 0 | 0 | 0 | 0 | 0 | 0 | 0 | 0 | 0 | 0
Atascosa | 395 | 395 | 395 | 395 | 395 | 395 | 395 | 395 | 395 | 395
Austin | 0 | 0 | 0 | 0 | 0 | 0 | 0 | 0 | 0 | 0
Bandera | 0 | 0 | 0 | 0 | 0 | 0 | 0 | 0 | 0 | 0
Bastrop | 1742 | 1742 | 1742 | 1742 | 1742 | 1742 | 1742 | 1742 | 1742 | 1742
Baylor | 0 | 0 | 0 | 0 | 0 | 0 | 0 | 0 | 0 | 0
Bee | 0 | 0 | 0 | 0 | 0 | 0 | 0 | 0 | 0 | 0
Bell | 0 | 0 | 0 | 780 | 1560 | 1560 | 1560 | 1560 | 1560 | 1560
Bexar | 4889.6 | 4889.6 | 4889.6 | 4889.6 | 4889.6 | 4889.6 | 4889.6 | 4889.6 | 4889.6 | 4889.6
Blanco | 0 | 0 | 0 | 0 | 0 | 0 | 0 | 0 | 0 | 0
Borden | 23 | 23 | 23 | 23 | 23 | 23 | 23 | 23 | 23 | 23
Bosque | 869 | 869 | 869 | 869 | 869 | 869 | 869 | 869 | 869 | 869
Brazoria | 411 | 411 | 411 | 411 | 411 | 411 | 411 | 411 | 411 | 411
Brazos | 226 | 226 | 226 | 226 | 226 | 226 | 226 | 226 | 226 | 226
Brewster | 0 | 0 | 0 | 0 | 0 | 0 | 0 | 0 | 0 | 0
Brooks | 0 | 0 | 0 | 0 | 0 | 0 | 0 | 0 | 0 | 0
Brown | 0 | 0 | 0 | 0 | 0 | 0 | 0 | 0 | 0 | 0
Burleson | 0 | 0 | 0 | 0 | 0 | 0 | 0 | 0 | 0 | 0
Burnet | 102 | 102 | 102 | 102 | 102 | 102 | 102 | 102 | 102 | 102
Caldwell | 0 | 0 | 0 | 0 | 0 | 0 | 0 | 0 | 0 | 0
Calhoun | 376 | 406 | 406 | 406 | 406 | 406 | 406 | 406 | 406 | 406
Callahan | 9.9 | 9.9 | 9.9 | 9.9 | 9.9 | 9.9 | 9.9 | 9.9 | 9.9 | 9.9
Cameron | 128 | 128 | 162.8 | 162.8 | 162.8 | 162.8 | 162.8 | 162.8 | 162.8 | 162.8
Chambers | 2297.9 | 2297.9 | 2297.9 | 2297.9 | 2297.9 | 2297.9 | 2297.9 | 2297.9 | 2297.9 | 2297.9
Cherokee | 673 | 673 | 673 | 673 | 673 | 673 | 673 | 673 | 673 | 673
Childress | 0 | 0 | 0 | 0 | 0 | 0 | 0 | 0 | 0 | 0
Clay | 0 | 0 | 0 | 0 | 0 | 0 | 0 | 0 | 0 | 0
Coke | 0 | 0 | 0 | 0 | 0 | 0 | 0 | 0 | 0 | 0
Coleman | 0 | 0 | 0 | 0 | 0 | 0 | 0 | 0 | 0 | 0
Collin | 415 | 415 | 415 | 415 | 415 | 415 | 415 | 415 | 415 | 415
Colorado | 0 | 0 | 0 | 0 | 0 | 0 | 0 | 0 | 0 | 0
Comal | 6 | 6 | 6 | 6 | 6 | 6 | 6 | 6 | 6 | 6
Comanche | 0 | 0 | 0 | 0 | 0 | 0 | 0 | 0 | 0 | 0
Concho | 0 | 0 | 0 | 0 | 0 | 0 | 0 | 0 | 0 | 0
Cooke | 9.8 | 9.8 | 9.8 | 9.8 | 9.8 | 9.8 | 9.8 | 9.8 | 9.8 | 9.8
Coryell | 0 | 0 | 0 | 0 | 0 | 0 | 0 | 0 | 0 | 0
Cottle | 0 | 0 | 0 | 0 | 0 | 0 | 0 | 0 | 0 | 0
Crane | 0 | 0 | 0 | 0 | 0 | 0 | 0 | 0 | 0 | 0
Crockett | 0 | 0 | 0 | 0 | 0 | 0 | 0 | 0 | 0 | 0
Crosby | 0 | 0 | 0 | 0 | 0 | 0 | 0 | 0 | 0 | 0
Culberson | 5.9 | 5.9 | 5.9 | 5.9 | 5.9 | 5.9 | 5.9 | 5.9 | 5.9 | 5.9
Dallas | 1733.6 | 1733.6 | 1733.6 | 1733.6 | 1733.6 | 1733.6 | 1733.6 | 1733.6 | 1733.6 | 1733.6
Dawson | 0 | 0 | 0 | 0 | 0 | 0 | 0 | 0 | 0 | 0
Delta | 0 | 0 | 0 | 0 | 0 | 0 | 0 | 0 | 0 | 0
Denton | 39.8 | 39.8 | 39.8 | 39.8 | 39.8 | 39.8 | 39.8 | 39.8 | 39.8 | 39.8
Dewitt | 1 | 1 | 1 | 1 | 1 | 1 | 1 | 1 | 1 | 1
Dickens | 13.1 | 13.1 | 13.1 | 13.1 | 13.1 | 13.1 | 13.1 | 13.1 | 13.1 | 13.1
Dimmit | 0 | 0 | 0 | 0 | 0 | 0 | 0 | 0 | 0 | 0
Duval | 0 | 0 | 0 | 0 | 0 | 0 | 0 | 0 | 0 | 0
Eastland | 5.2 | 5.2 | 5.2 | 5.2 | 5.2 | 5.2 | 5.2 | 5.2 | 5.2 | 5.2
Ector | 1606 | 1606 | 1606 | 1606 | 1606 | 1606 | 1606 | 1606 | 1606 | 1606
Edwards | 0 | 0 | 0 | 0 | 0 | 0 | 0 | 0 | 0 | 0
Ellis | 1800 | 1800 | 1800 | 1800 | 1800 | 1800 | 1800 | 1800 | 1800 | 1800
Erath | 0 | 0 | 0 | 0 | 0 | 0 | 0 | 0 | 0 | 0
Falls | 0 | 0 | 0 | 0 | 0 | 0 | 0 | 0 | 0 | 0
Fannin | 1630 | 1630 | 1630 | 1630 | 1630 | 1630 | 1630 | 1630 | 1630 | 1630
Fayette | 1853 | 1853 | 1853 | 1853 | 1853 | 1853 | 1853 | 1853 | 1853 | 1853
Fisher | 0 | 0 | 0 | 0 | 0 | 0 | 0 | 0 | 0 | 0
Floyd | 5.2 | 5.2 | 5.2 | 5.2 | 5.2 | 5.2 | 5.2 | 5.2 | 5.2 | 5.2
Foard | 0 | 0 | 0 | 0 | 0 | 0 | 0 | 0 | 0 | 0
Fort Bend | 4272.6 | 4272.6 | 4272.6 | 4272.6 | 4272.6 | 4272.6 | 4272.6 | 4272.6 | 4272.6 | 4272.6
Franklin | 0 | 0 | 0 | 0 | 0 | 0 | 0 | 0 | 0 | 0
Freestone | 2248 | 2248 | 2248 | 2248 | 2248 | 2248 | 2248 | 2248 | 2248 | 2248
Frio | 277.6 | 277.6 | 277.6 | 277.6 | 277.6 | 277.6 | 277.6 | 277.6 | 277.6 | 277.6
Galveston | 1133.7 | 1133.7 | 1133.7 | 1133.7 | 1133.7 | 1133.7 | 1133.7 | 1133.7 | 1133.7 | 1133.7
Gillespie | 0 | 0 | 0 | 0 | 0 | 0 | 0 | 0 | 0 | 0
Glasscock | 18.6 | 18.6 | 18.6 | 18.6 | 18.6 | 18.6 | 18.6 | 18.6 | 18.6 | 18.6
Goliad | 640 | 640 | 640 | 640 | 640 | 640 | 1300 | 1300 | 1300 | 1300
Gonzales | 4.8 | 4.8 | 4.8 | 4.8 | 4.8 | 4.8 | 4.8 | 4.8 | 4.8 | 4.8
Grayson | 80 | 80 | 80 | 80 | 80 | 80 | 80 | 80 | 80 | 80
Grimes | 1083 | 1083 | 1083 | 1083 | 1083 | 1083 | 1400 | 1400 | 1400 | 1400
Guadalupe | 1883.6 | 1883.6 | 1883.6 | 1883.6 | 1883.6 | 1883.6 | 1883.6 | 1883.6 | 1883.6 | 1883.6
Hall | 0.9 | 0.9 | 0.9 | 0.9 | 0.9 | 0.9 | 0.9 | 0.9 | 0.9 | 0.9
Hamilton | 0 | 0 | 0 | 0 | 0 | 0 | 0 | 0 | 0 | 0
Hardeman | 0 | 0 | 0 | 0 | 0 | 0 | 0 | 0 | 0 | 0
Harris | 7161.4 | 7159.4 | 7159.4 | 7159.4 | 8539.4 | 8539.4 | 8539.4 | 8539.4 | 8539.4 | 8539.4
Haskell | 0 | 0 | 0 | 0 | 0 | 0 | 0 | 0 | 0 | 0
Hays | 968 | 968 | 968 | 968 | 968 | 968 | 968 | 968 | 968 | 968
Henderson | 226 | 226 | 226 | 226 | 226 | 226 | 226 | 226 | 226 | 226
Hidalgo | 1825.5 | 1825.5 | 1825.5 | 1825.5 | 1825.5 | 1825.5 | 1825.5 | 1825.5 | 1825.5 | 1825.5
Hill | 0 | 0 | 0 | 0 | 0 | 0 | 0 | 0 | 0 | 0
Hood | 1105 | 1105 | 1105 | 1105 | 1105 | 1105 | 1105 | 1105 | 1105 | 1105
Hopkins | 0 | 0 | 0 | 0 | 0 | 0 | 0 | 0 | 0 | 0
Houston | 0 | 0 | 0 | 0 | 0 | 0 | 0 | 0 | 0 | 0
Howard | 296 | 296 | 306.5 | 306.5 | 306.5 | 306.5 | 306.5 | 306.5 | 306.5 | 306.5
Hunt | 112.3 | 112.3 | 112.3 | 112.3 | 112.3 | 112.3 | 112.3 | 112.3 | 112.3 | 112.3
Irion | 0 | 0 | 0 | 0 | 0 | 0 | 0 | 0 | 0 | 0
Jack | 1235 | 1249 | 1249 | 1249 | 1249 | 1249 | 1249 | 1249 | 1249 | 1249
Jackson | 0 | 0 | 0 | 0 | 0 | 0 | 0 | 0 | 0 | 0
Jeff Davis | 0 | 0 | 0 | 0 | 0 | 0 | 0 | 0 | 0 | 0
Jim Hogg | 0 | 0 | 0 | 0 | 0 | 0 | 0 | 0 | 0 | 0
Jim Wells | 0 | 0 | 0 | 0 | 0 | 0 | 0 | 0 | 0 | 0
Johnson | 283 | 283 | 283 | 283 | 283 | 283 | 283 | 283 | 283 | 283
Jones | 0 | 0 | 0 | 0 | 0 | 0 | 0 | 0 | 0 | 0
Karnes | 0 | 0 | 0 | 0 | 0 | 0 | 0 | 0 | 0 | 0
Kaufman | 1939.1 | 1939.1 | 1939.1 | 1939.1 | 1939.1 | 1939.1 | 1939.1 | 1939.1 | 1939.1 | 1939.1
Kendall | 0 | 0 | 0 | 0 | 0 | 0 | 0 | 0 | 0 | 0
Kenedy | 59.7 | 59.7 | 59.7 | 77.3 | 77.3 | 77.3 | 77.3 | 77.3 | 77.3 | 77.3
Kent | 0 | 0 | 0 | 0 | 0 | 0 | 0 | 0 | 0 | 0
Kerr | 0 | 0 | 0 | 0 | 0 | 0 | 0 | 0 | 0 | 0
Kimble | 0 | 0 | 0 | 0 | 0 | 0 | 0 | 0 | 0 | 0
King | 0 | 0 | 0 | 0 | 0 | 0 | 0 | 0 | 0 | 0
Kinney | 0 | 0 | 0 | 0 | 0 | 0 | 0 | 0 | 0 | 0
Kleberg | 0 | 0 | 0 | 0 | 0 | 0 | 0 | 0 | 0 | 0
Knox | 0 | 0 | 0 | 0 | 0 | 0 | 0 | 0 | 0 | 0
La Salle | 0 | 0 | 0 | 0 | 0 | 0 | 0 | 0 | 0 | 0
Lamar | 1375.6 | 1375.6 | 1375.6 | 1375.6 | 1375.6 | 1375.6 | 1375.6 | 1375.6 | 1375.6 | 1375.6
Lampasas | 0 | 0 | 0 | 0 | 0 | 0 | 0 | 0 | 0 | 0
Lavaca | 0 | 0 | 0 | 0 | 0 | 0 | 0 | 0 | 0 | 0
Lee | 0 | 0 | 0 | 0 | 0 | 0 | 0 | 0 | 0 | 0
Leon | 0 | 0 | 0 | 0 | 0 | 0 | 0 | 0 | 0 | 0
Limestone | 1689 | 1689 | 1689 | 1689 | 1689 | 1689 | 1689 | 1689 | 1689 | 1689
Live Oak | 0 | 0 | 0 | 0 | 0 | 0 | 0 | 0 | 0 | 0
Llano | 493 | 493 | 493 | 493 | 493 | 493 | 493 | 493 | 493 | 493
Loving | 0 | 0 | 0 | 0 | 0 | 0 | 0 | 0 | 0 | 0
Madison | 0 | 0 | 0 | 0 | 0 | 0 | 0 | 0 | 0 | 0
Martin | 10.8 | 10.8 | 10.8 | 10.8 | 10.8 | 10.8 | 10.8 | 10.8 | 10.8 | 10.8
Mason | 0 | 0 | 0 | 0 | 0 | 0 | 0 | 0 | 0 | 0
Matagorda | 2750 | 2750 | 2750 | 2750 | 2750 | 2750 | 2750 | 2750 | 2750 | 2750
Maverick | 24 | 24 | 24 | 24 | 24 | 24 | 24 | 24 | 24 | 24
McCulloch | 0 | 0 | 0 | 0 | 0 | 0 | 0 | 0 | 0 | 0
McLennan | 0 | 925 | 925 | 925 | 925 | 925 | 925 | 925 | 925 | 925
McMullen | 0 | 0 | 0 | 0 | 0 | 0 | 0 | 0 | 0 | 0
Medina | 0 | 0 | 0 | 0 | 0 | 0 | 0 | 0 | 0 | 0
Menard | 0 | 0 | 0 | 0 | 0 | 0 | 0 | 0 | 0 | 0
Midland | 0 | 0 | 0 | 0 | 0 | 0 | 0 | 0 | 0 | 0
Milam | 1145 | 1145 | 1145 | 1145 | 1145 | 1145 | 1145 | 1145 | 1145 | 1145
Mills | 0 | 0 | 0 | 0 | 0 | 0 | 0 | 0 | 0 | 0
Mitchell | 499.1 | 499.1 | 499.1 | 499.1 | 499.1 | 499.1 | 499.1 | 499.1 | 499.1 | 499.1
Montague | 0 | 0 | 0 | 0 | 0 | 0 | 0 | 0 | 0 | 0
Montgomery | 4.8 | 4.8 | 4.8 | 4.8 | 4.8 | 4.8 | 4.8 | 4.8 | 4.8 | 4.8
Motley | 0 | 0 | 0 | 0 | 0 | 0 | 0 | 0 | 0 | 0
Nacogdoches | 0 | 100 | 100 | 100 | 100 | 100 | 100 | 100 | 100 | 100
Navarro | 0 | 0 | 0 | 0 | 0 | 0 | 0 | 0 | 0 | 0
Nolan | 134 | 134 | 134 | 134 | 134 | 134 | 134 | 134 | 134 | 134
Nueces | 2181.4 | 2184.4 | 2184.4 | 2184.4 | 2804.4 | 3424.4 | 3424.4 | 3424.4 | 3424.4 | 3424.4
Palo Pinto | 633 | 633 | 633 | 633 | 633 | 633 | 633 | 633 | 633 | 633
Parker | 9.5 | 9.5 | 0 | 0 | 0 | 0 | 0 | 0 | 0 | 0
Pecos | 61.1 | 61.1 | 61.1 | 61.1 | 61.1 | 61.1 | 61.1 | 61.1 | 61.1 | 61.1
Presidio | 0 | 0 | 0 | 0 | 0 | 0 | 0 | 0 | 0 | 0
Rains | 0 | 0 | 0 | 0 | 0 | 0 | 0 | 0 | 0 | 0
Reagan | 0 | 0 | 0 | 0 | 0 | 0 | 0 | 0 | 0 | 0
Real | 0 | 0 | 0 | 0 | 0 | 0 | 0 | 0 | 0 | 0
Red River | 0 | 0 | 0 | 0 | 0 | 0 | 0 | 0 | 0 | 0
Reeves | 0 | 0 | 0 | 0 | 0 | 0 | 0 | 0 | 0 | 0
Refugio | 0 | 0 | 0 | 0 | 0 | 0 | 0 | 0 | 0 | 0
Robertson | 1932 | 1932 | 1932 | 1932 | 1932 | 1932 | 1932 | 1932 | 1932 | 1932
Rockwall | 0 | 0 | 0 | 0 | 0 | 0 | 0 | 0 | 0 | 0
Runnels | 0 | 0 | 0 | 0 | 0 | 0 | 0 | 0 | 0 | 0
Rusk | 3363 | 3363 | 3363 | 3363 | 3363 | 3363 | 3363 | 3363 | 3363 | 3363
San Patricio | 453.1 | 453.1 | 453.1 | 453.1 | 453.1 | 453.1 | 453.1 | 453.1 | 453.1 | 453.1
San Saba | 0 | 0 | 0 | 0 | 0 | 0 | 0 | 0 | 0 | 0
Schleicher | 0 | 0 | 0 | 0 | 0 | 0 | 0 | 0 | 0 | 0
Scurry | 63.5 | 63.5 | 63.5 | 63.5 | 63.5 | 63.5 | 63.5 | 63.5 | 63.5 | 63.5
Shackelford | 49.2 | 49.2 | 49.2 | 49.2 | 49.2 | 49.2 | 49.2 | 49.2 | 49.2 | 49.2
Smith | 0 | 0 | 0 | 0 | 0 | 0 | 0 | 0 | 0 | 0
Somervell | 2448 | 2448 | 2448 | 2448 | 2448 | 2448 | 2448 | 2448 | 2448 | 2448
Starr | 36 | 36 | 36 | 36 | 36 | 36 | 36 | 36 | 36 | 36
Stephens | 0 | 0 | 0 | 0 | 0 | 0 | 0 | 0 | 0 | 0
Sterling | 70.7 | 70.7 | 70.7 | 70.7 | 70.7 | 70.7 | 70.7 | 70.7 | 70.7 | 70.7
Stonewall | 0 | 0 | 0 | 0 | 0 | 0 | 0 | 0 | 0 | 0
Sutton | 0 | 0 | 0 | 0 | 0 | 0 | 0 | 0 | 0 | 0
Tarrant | 1266.5 | 1266.5 | 1266.5 | 1266.5 | 1266.5 | 1266.5 | 1266.5 | 1266.5 | 1266.5 | 1266.5
Taylor | 109.5 | 109.5 | 109.5 | 109.5 | 109.5 | 109.5 | 109.5 | 109.5 | 109.5 | 109.5
Terrell | 0 | 0 | 0 | 0 | 0 | 0 | 0 | 0 | 0 | 0
Throckmorton | 0 | 0 | 0 | 0 | 0 | 0 | 0 | 0 | 0 | 0
Titus | 1950 | 1950 | 1950 | 1950 | 1950 | 1950 | 1950 | 1950 | 1950 | 1950
Tom Green | 13.1 | 13.1 | 13.1 | 13.1 | 13.1 | 13.1 | 13.1 | 13.1 | 13.1 | 13.1
Travis | 1706.4 | 1736.4 | 1736.4 | 1736.4 | 1736.4 | 1736.4 | 1736.4 | 1736.4 | 1736.4 | 1736.4
Upton | 30.7 | 30.7 | 30.7 | 30.7 | 30.7 | 30.7 | 30.7 | 30.7 | 30.7 | 30.7
Uvalde | 0 | 0 | 0 | 0 | 0 | 0 | 0 | 0 | 0 | 0
Val Verde | 75.8 | 75.8 | 75.8 | 75.8 | 75.8 | 75.8 | 75.8 | 75.8 | 75.8 | 75.8
Van Zandt | 0 | 0 | 0 | 0 | 0 | 0 | 0 | 0 | 0 | 0
Victoria | 544 | 544 | 544 | 544 | 544 | 544 | 544 | 544 | 544 | 544
Waller | 0 | 0 | 0 | 0 | 0 | 0 | 0 | 0 | 0 | 0
Ward | 366 | 366 | 366 | 366 | 366 | 366 | 366 | 366 | 366 | 366
Washington | 0 | 0 | 0 | 0 | 0 | 0 | 0 | 0 | 0 | 0
Webb | 260.1 | 260.1 | 260.1 | 260.1 | 260.1 | 260.1 | 260.1 | 260.1 | 260.1 | 260.1
Wharton | 634 | 634 | 634 | 634 | 634 | 634 | 634 | 634 | 634 | 634
Wichita | 79 | 79 | 79 | 79 | 79 | 79 | 79 | 79 | 79 | 79
Wilbarger | 760 | 760 | 760 | 760 | 760 | 760 | 760 | 760 | 760 | 760
Willacy | 0 | 17.6 | 17.6 | 17.6 | 17.6 | 17.6 | 17.6 | 17.6 | 17.6 | 17.6
Williamson | 0 | 0 | 0 | 0 | 0 | 0 | 0 | 0 | 0 | 0
Wilson | 0 | 0 | 0 | 0 | 0 | 0 | 0 | 0 | 0 | 0
Winkler | 13.3 | 13.3 | 13.3 | 13.3 | 13.3 | 13.3 | 13.3 | 13.3 | 13.3 | 13.3
Wise | 810 | 810 | 810 | 810 | 810 | 810 | 810 | 810 | 810 | 810
Young | 615 | 636.8 | 636.8 | 636.8 | 636.8 | 636.8 | 636.8 | 636.8 | 636.8 | 636.8
Zapata | 0 | 0 | 0 | 0 | 0 | 0 | 0 | 0 | 0 | 0
Zavala | 0 | 0 | 0 | 0 | 0 | 0 | 0 | 0 | 0 | 0

## WinterImport-ExportbyCounty
Winter Import/Export by County
Import: The county has less generation than load and must import generation.
Export: The county has more generation than load and is able to export generation.
This data is presented for example only. It is a calculation of the generation in the county less the projected coincident load in the county. The true values will depend on actual load levels and actual generation dispatch.
Winter Import/Export, MW
County | 2011/12 | 2012/13 | 2013/14 | 2014/15 | 2015/16 | 2016/17 | 2017/18 | 2018/19 | 2019/20 | 2020/21
Anderson | -154.4988 | -157.0254 | -159.5836 | -161.9876 | -163.9385 | -166.9298 | -169.6077 | -171.1864 | -172.8269 | -175.3042
Andrews | -123.3966 | -125.4145 | -127.4577 | -129.3778 | -130.9359 | -133.325 | -135.4639 | -136.7247 | -138.035 | -140.0136
Angelina | -154.4565 | -157.7706 | -161.1262 | -164.2795 | -166.8385 | -170.7622 | -174.2749 | -176.3456 | -178.4974 | -181.7469
Aransas | -58.6703 | -59.6297 | -60.6012 | -61.5141 | -62.2549 | -63.3908 | -64.4078 | -65.0073 | -65.6302 | -66.571
Archer | -22.1559 | -22.5182 | -22.8851 | -23.2298 | -23.5096 | -23.9386 | -24.3226 | -24.549 | -24.7843 | -25.1395
Atascosa | 318.4804 | 317.229 | 315.962 | 314.7714 | 313.8051 | 312.3236 | 310.9973 | 310.2154 | 309.4029 | 308.176
Austin | -83.0521 | -84.4103 | -85.7854 | -87.0777 | -88.1264 | -89.7344 | -91.174 | -92.0226 | -92.9045 | -94.2362
Bandera | -65.3531 | -66.4219 | -67.504 | -68.5209 | -69.3461 | -70.6114 | -71.7442 | -72.412 | -73.1059 | -74.1538
Bastrop | 1579.3764 | 1576.717 | 1574.0243 | 1571.4939 | 1569.4404 | 1566.2918 | 1563.473 | 1561.8113 | 1560.0846 | 1557.477
Baylor | -4.1032 | -4.1703 | -4.2382 | -4.3021 | -4.3539 | -4.4333 | -4.5045 | -4.5464 | -4.59 | -4.6557
Bee | -50.346 | -51.1694 | -52.003 | -52.7864 | -53.4221 | -54.3969 | -55.2695 | -55.784 | -56.3185 | -57.1258
Bell | -745.5644 | -757.7568 | -770.1017 | -1.7029 | 768.8827 | 754.4478 | 741.5247 | 733.9065 | 725.9902 | 714.0354
Bexar | 2106.5995 | 2061.0882 | 2015.008 | 1971.7039 | 1936.5623 | 1882.6804 | 1834.4417 | 1806.0049 | 1776.4553 | 1731.8312
Blanco | -33.0027 | -33.5424 | -34.0888 | -34.6024 | -35.0191 | -35.6581 | -36.2301 | -36.5673 | -36.9178 | -37.4469
Borden | 21.3464 | 21.3193 | 21.2919 | 21.2662 | 21.2453 | 21.2133 | 21.1846 | 21.1677 | 21.1502 | 21.1237
Bosque | 826.1335 | 825.4325 | 824.7227 | 824.0557 | 823.5144 | 822.6845 | 821.9415 | 821.5035 | 821.0483 | 820.361
Brazoria | -1237.1567 | -1264.1096 | -1291.3994 | -1317.045 | -1337.8567 | -1369.7668 | -1398.3349 | -1415.1758 | -1432.6757 | -1459.1031
Brazos | -147.6114 | -153.7212 | -159.9074 | -165.7208 | -170.4385 | -177.672 | -184.148 | -187.9655 | -191.9325 | -197.9232
Brewster | -19.0372 | -19.3485 | -19.6637 | -19.9599 | -20.2003 | -20.5689 | -20.8989 | -21.0934 | -21.2955 | -21.6008
Brooks | -16.9503 | -17.2275 | -17.5081 | -17.7719 | -17.9859 | -18.3141 | -18.6079 | -18.7811 | -18.9611 | -19.2329
Brown | -95.6723 | -97.2369 | -98.821 | -100.3097 | -101.5178 | -103.3701 | -105.0284 | -106.006 | -107.0218 | -108.5559
Burleson | -28.8303 | -29.3018 | -29.7792 | -30.2278 | -30.5918 | -31.15 | -31.6497 | -31.9443 | -32.2504 | -32.7127
Burnet | -18.9762 | -20.9546 | -22.9577 | -24.8401 | -26.3677 | -28.7099 | -30.8068 | -32.043 | -33.3275 | -35.2673
Caldwell | -95.1838 | -96.7404 | -98.3164 | -99.7975 | -100.9994 | -102.8423 | -104.4921 | -105.4647 | -106.4754 | -108.0016
Calhoun | 303.3565 | 332.1685 | 330.9657 | 329.8353 | 328.918 | 327.5116 | 326.2524 | 325.5102 | 324.7388 | 323.574
Callahan | -26.5216 | -27.1172 | -27.7203 | -28.287 | -28.7469 | -29.4521 | -30.0834 | -30.4556 | -30.8423 | -31.4263
Cameron | -506.2884 | -516.6611 | -492.3635 | -502.2332 | -510.2425 | -522.523 | -533.5173 | -539.9985 | -546.7333 | -556.9038
Chambers | 1927.7079 | 1921.654 | 1915.5245 | 1909.7642 | 1905.0897 | 1897.9224 | 1891.5057 | 1887.7231 | 1883.7924 | 1877.8565
Cherokee | 602.944 | 601.7983 | 600.6384 | 599.5483 | 598.6637 | 597.3073 | 596.093 | 595.3772 | 594.6333 | 593.51
Childress | -9.8471 | -10.0082 | -10.1712 | -10.3244 | -10.4488 | -10.6394 | -10.8101 | -10.9107 | -11.0153 | -11.1732
Clay | -21.1818 | -21.5282 | -21.879 | -22.2085 | -22.476 | -22.8861 | -23.2533 | -23.4697 | -23.6946 | -24.0343
Coke | -13.89 | -14.1171 | -14.3471 | -14.5633 | -14.7387 | -15.0076 | -15.2483 | -15.3903 | -15.5378 | -15.7605
Coleman | -29.5575 | -30.0409 | -30.5303 | -30.9902 | -31.3634 | -31.9357 | -32.448 | -32.7501 | -33.0639 | -33.5378
Collin | -995.0532 | -1018.1122 | -1041.4596 | -1063.4003 | -1081.2054 | -1108.5055 | -1132.9465 | -1147.3544 | -1162.3262 | -1184.9357
Colorado | -68.1147 | -69.2286 | -70.3564 | -71.4163 | -72.2764 | -73.5952 | -74.7758 | -75.4718 | -76.1951 | -77.2873
Comal | -321.3874 | -326.7413 | -332.1621 | -337.2563 | -341.3903 | -347.7289 | -353.4036 | -356.7488 | -360.225 | -365.4745
Comanche | -35.803 | -36.3885 | -36.9813 | -37.5384 | -37.9905 | -38.6837 | -39.3042 | -39.6701 | -40.0502 | -40.6243
Concho | -6.6587 | -6.7676 | -6.8779 | -6.9815 | -7.0656 | -7.1945 | -7.3099 | -7.378 | -7.4487 | -7.5554
Cooke | -103.1679 | -105.0153 | -106.8858 | -108.6437 | -110.0701 | -112.2573 | -114.2154 | -115.3697 | -116.5692 | -118.3806
Coryell | -98.7349 | -100.3495 | -101.9844 | -103.5207 | -104.7675 | -106.6791 | -108.3905 | -109.3993 | -110.4477 | -112.0309
Cottle | -2.9651 | -3.0136 | -3.0627 | -3.1088 | -3.1463 | -3.2037 | -3.2551 | -3.2854 | -3.3169 | -3.3644
Crane | -73.21 | -74.4073 | -75.6195 | -76.7586 | -77.6831 | -79.1005 | -80.3695 | -81.1175 | -81.8949 | -83.0688
Crockett | -29.9201 | -30.4094 | -30.9048 | -31.3703 | -31.7482 | -32.3274 | -32.8461 | -33.1518 | -33.4695 | -33.9492
Crosby | -1.691 | -1.7187 | -1.7467 | -1.773 | -1.7944 | -1.8271 | -1.8564 | -1.8737 | -1.8916 | -1.9188
Culberson | 3.2252 | 3.1815 | 3.1372 | 3.0956 | 3.0618 | 3.01 | 2.9637 | 2.9363 | 2.9079 | 2.865
Dallas | -3631.5378 | -3719.2756 | -3808.1102 | -3891.5929 | -3959.3398 | -4063.2146 | -4156.2104 | -4211.0315 | -4267.998 | -4354.0254
Dawson | -31.729 | -32.2479 | -32.7732 | -33.267 | -33.6676 | -34.2819 | -34.8319 | -35.1561 | -35.493 | -36.0017
Delta | -9.2704 | -9.422 | -9.5755 | -9.7198 | -9.8368 | -10.0163 | -10.177 | -10.2717 | -10.3702 | -10.5188
Denton | -1273.4098 | -1294.8851 | -1316.6289 | -1337.0628 | -1353.645 | -1379.0701 | -1401.8325 | -1415.2509 | -1429.1944 | -1450.2511
Dewitt | -58.2312 | -59.1998 | -60.1805 | -61.1022 | -61.8501 | -62.9969 | -64.0236 | -64.6288 | -65.2577 | -66.2075
Dickens | 6.8374 | 6.735 | 6.6313 | 6.5339 | 6.4548 | 6.3335 | 6.225 | 6.161 | 6.0945 | 5.9941
Dimmit | -10.9134 | -11.0919 | -11.2726 | -11.4424 | -11.5802 | -11.7915 | -11.9807 | -12.0922 | -12.2081 | -12.3831
Duval | -47.0261 | -47.7952 | -48.5738 | -49.3055 | -49.8994 | -50.8098 | -51.6249 | -52.1055 | -52.6048 | -53.3588
Eastland | -44.4048 | -45.216 | -46.0373 | -46.8092 | -47.4356 | -48.396 | -49.2558 | -49.7627 | -50.2894 | -51.0848
Ector | 1308.0276 | 1303.1548 | 1298.221 | 1293.5845 | 1289.8219 | 1284.0529 | 1278.888 | 1275.8433 | 1272.6795 | 1267.9016
Edwards | -9.0317 | -9.1794 | -9.3289 | -9.4694 | -9.5835 | -9.7584 | -9.9149 | -10.0072 | -10.1031 | -10.2479
Ellis | 1124.3074 | 1113.2576 | 1102.0696 | 1091.5557 | 1083.0236 | 1069.9415 | 1058.2294 | 1051.3252 | 1044.1508 | 1033.3164
Erath | -93.9423 | -95.4786 | -97.0341 | -98.4958 | -99.6821 | -101.5009 | -103.1292 | -104.0891 | -105.0866 | -106.5929
Falls | -39.4875 | -40.1332 | -40.7871 | -41.4015 | -41.9001 | -42.6646 | -43.3491 | -43.7526 | -44.1718 | -44.805
Fannin | 1570.5332 | 1569.5607 | 1568.576 | 1567.6507 | 1566.8998 | 1565.7485 | 1564.7177 | 1564.1101 | 1563.4787 | 1562.5252
Fayette | 1784.3001 | 1783.1766 | 1782.0391 | 1780.9701 | 1780.1026 | 1778.7725 | 1777.5817 | 1776.8797 | 1776.1503 | 1775.0487
Fisher | -24.0171 | -24.4098 | -24.8075 | -25.1812 | -25.4845 | -25.9495 | -26.3658 | -26.6112 | -26.8662 | -27.2513
Floyd | 5.2 | 5.2 | 5.2 | 5.2 | 5.2 | 5.2 | 5.2 | 5.2 | 5.2 | 5.2
Foard | -2.4992 | -2.5401 | -2.5815 | -2.6204 | -2.6519 | -2.7003 | -2.7436 | -2.7692 | -2.7957 | -2.8358
Fort Bend | 3652.8481 | 3642.7131 | 3632.4514 | 3622.8079 | 3614.9822 | 3602.9831 | 3592.2407 | 3585.9081 | 3579.3276 | 3569.3902
Franklin | -2.4496 | -2.4896 | -2.5302 | -2.5683 | -2.5992 | -2.6467 | -2.6891 | -2.7142 | -2.7402 | -2.7794
Freestone | 2198.4341 | 2197.6235 | 2196.8028 | 2196.0316 | 2195.4057 | 2194.446 | 2193.5869 | 2193.0804 | 2192.5541 | 2191.7594
Frio | 254.8172 | 254.4446 | 254.0674 | 253.7128 | 253.4252 | 252.9841 | 252.5892 | 252.3564 | 252.1145 | 251.7491
Galveston | 67.8302 | 50.3997 | 32.7513 | 16.1662 | 2.7072 | -17.9292 | -36.4043 | -47.2954 | -58.6127 | -75.7034
Gillespie | -60.7838 | -61.7779 | -62.7843 | -63.7301 | -64.4976 | -65.6745 | -66.7281 | -67.3492 | -67.9946 | -68.9692
Glasscock | 5.47 | 5.2553 | 5.0379 | 4.8336 | 4.6678 | 4.4136 | 4.186 | 4.0518 | 3.9124 | 3.7019
Goliad | 616.4428 | 616.0576 | 615.6675 | 615.301 | 615.0035 | 614.5474 | 1274.1391 | 1273.8984 | 1273.6483 | 1273.2706
Gonzales | -45.4563 | -46.2781 | -47.1102 | -47.8922 | -48.5268 | -49.4999 | -50.371 | -50.8845 | -51.4181 | -52.2239
Grayson | -288.6387 | -294.6671 | -300.771 | -306.5071 | -311.1619 | -318.2992 | -324.6889 | -328.4557 | -332.3699 | -338.2808
Grimes | 1377.1351 | 1376.7612 | 1376.3826 | 1376.0269 | 1375.7381 | 1375.2954 | 1374.8991 | 1374.6655 | 1374.4227 | 1374.0561
Guadalupe | 1608.6838 | 1604.188 | 1599.636 | 1595.3582 | 1591.8868 | 1586.5641 | 1581.7989 | 1578.9898 | 1576.0708 | 1571.6626
Hall | -1.0865 | -1.119 | -1.1519 | -1.1828 | -1.2079 | -1.2464 | -1.2808 | -1.3011 | -1.3222 | -1.354
Hamilton | -15.9787 | -16.24 | -16.5046 | -16.7532 | -16.955 | -17.2644 | -17.5413 | -17.7046 | -17.8743 | -18.1305
Hardeman | -10.7539 | -10.9298 | -11.1079 | -11.2752 | -11.411 | -11.6192 | -11.8056 | -11.9155 | -12.0297 | -12.2021
Harris | -1644.6766 | -1790.6851 | -1936.494 | -2073.5185 | -804.7149 | -975.21 | -1127.8488 | -1217.8295 | -1311.3316 | -1452.5326
Haskell | -15.4547 | -15.7074 | -15.9633 | -16.2038 | -16.3989 | -16.6981 | -16.966 | -17.1239 | -17.288 | -17.5359
Hays | 624.224 | 618.6022 | 612.91 | 607.5608 | 603.2198 | 596.564 | 590.6052 | 587.0925 | 583.4423 | 577.93
Henderson | 65.4053 | 62.7791 | 60.12 | 57.6211 | 55.5932 | 52.4839 | 49.7003 | 48.0593 | 46.3541 | 43.7791
Hidalgo | 745.9754 | 728.3216 | 710.4471 | 693.6495 | 680.0181 | 659.1173 | 640.4055 | 629.3749 | 617.9126 | 600.603
Hill | -88.8277 | -90.2804 | -91.7512 | -93.1333 | -94.255 | -95.9748 | -97.5145 | -98.4221 | -99.3653 | -100.7896
Hood | 910.6443 | 907.4659 | 904.2478 | 901.2236 | 898.7694 | 895.0065 | 891.6376 | 889.6517 | 887.5881 | 884.4717
Hopkins | -96.4351 | -98.0121 | -99.6089 | -101.1094 | -102.3271 | -104.1942 | -105.8658 | -106.8511 | -107.8751 | -109.4214
Houston | -27.0317 | -27.4738 | -27.9214 | -28.342 | -28.6833 | -29.2067 | -29.6752 | -29.9515 | -30.2385 | -30.6719
Howard | 221.2852 | 220.0633 | 229.3262 | 228.1636 | 227.2202 | 225.7736 | 224.4786 | 223.7151 | 222.9218 | 221.7238
Hunt | -103.854 | -107.3888 | -110.9679 | -114.3313 | -117.0607 | -121.2457 | -124.9923 | -127.201 | -129.4961 | -132.962
Irion | -9.8187 | -9.9793 | -10.1418 | -10.2946 | -10.4186 | -10.6087 | -10.7789 | -10.8792 | -10.9835 | -11.1409
Jack | 1217.2221 | 1230.9314 | 1230.637 | 1230.3604 | 1230.1359 | 1229.7917 | 1229.4835 | 1229.3019 | 1229.1131 | 1228.8281
Jackson | -33.9985 | -34.5545 | -35.1174 | -35.6464 | -36.0758 | -36.734 | -37.3233 | -37.6707 | -38.0317 | -38.5769
Jeff Davis | -5.4754 | -5.5649 | -5.6556 | -5.7408 | -5.8099 | -5.9159 | -6.0108 | -6.0668 | -6.1249 | -6.2127
Jim Hogg | -3.4259 | -3.4819 | -3.5386 | -3.5919 | -3.6352 | -3.7015 | -3.7609 | -3.7959 | -3.8323 | -3.8872
Jim Wells | -84.1872 | -85.564 | -86.9579 | -88.2679 | -89.3309 | -90.9609 | -92.4201 | -93.2804 | -94.1742 | -95.5241
Johnson | -62.3764 | -68.0244 | -73.7431 | -79.1172 | -83.4784 | -90.1652 | -96.1518 | -99.6808 | -103.348 | -108.8859
Jones | -39.4458 | -40.0908 | -40.744 | -41.3577 | -41.8558 | -42.6196 | -43.3033 | -43.7063 | -44.1252 | -44.7577
Karnes | -24.4365 | -24.8361 | -25.2407 | -25.621 | -25.9295 | -26.4027 | -26.8262 | -27.0759 | -27.3354 | -27.7272
Kaufman | 1622.0948 | 1616.9107 | 1611.6618 | 1606.7292 | 1602.7263 | 1596.5887 | 1591.0939 | 1587.8548 | 1584.4888 | 1579.4058
Kendall | -104.9648 | -106.6814 | -108.4193 | -110.0526 | -111.378 | -113.4103 | -115.2296 | -116.3022 | -117.4167 | -119.0997
Kenedy | 58.3052 | 58.2824 | 58.2593 | 75.8376 | 75.82 | 75.793 | 75.7688 | 75.7546 | 75.7398 | 75.7174
Kent | -46.48 | -47.2401 | -48.0097 | -48.7329 | -49.3198 | -50.2197 | -51.0254 | -51.5003 | -51.9939 | -52.7391
Kerr | -140.1871 | -142.4796 | -144.8008 | -146.9822 | -148.7523 | -151.4665 | -153.8964 | -155.3289 | -156.8174 | -159.0652
Kimble | -15.4898 | -15.7432 | -15.9996 | -16.2407 | -16.4363 | -16.7362 | -17.0046 | -17.1629 | -17.3274 | -17.5758
King | -7.065 | -7.1806 | -7.2976 | -7.4075 | -7.4967 | -7.6335 | -7.756 | -7.8282 | -7.9032 | -8.0165
Kinney | -5.3536 | -5.4412 | -5.5298 | -5.6131 | -5.6807 | -5.7844 | -5.8772 | -5.9319 | -5.9887 | -6.0746
Kleberg | -52.3439 | -53.1999 | -54.0666 | -54.8811 | -55.542 | -56.5555 | -57.4627 | -57.9976 | -58.5534 | -59.3927
Knox | -9.6281 | -9.7856 | -9.945 | -10.0948 | -10.2164 | -10.4028 | -10.5697 | -10.6681 | -10.7703 | -10.9247
La Salle | -14.2909 | -14.5246 | -14.7613 | -14.9836 | -15.1641 | -15.4408 | -15.6885 | -15.8345 | -15.9863 | -16.2154
Lamar | 1248.2954 | 1246.2136 | 1244.1057 | 1242.1248 | 1240.5173 | 1238.0526 | 1235.8459 | 1234.5451 | 1233.1934 | 1231.1522
Lampasas | -50.1283 | -50.948 | -51.7781 | -52.5581 | -53.191 | -54.1616 | -55.0305 | -55.5427 | -56.0749 | -56.8787
Lavaca | -29.8399 | -30.3279 | -30.822 | -31.2863 | -31.6631 | -32.2408 | -32.7581 | -33.063 | -33.3798 | -33.8583
Lee | -29.9892 | -30.4796 | -30.9761 | -31.4428 | -31.8215 | -32.4021 | -32.9219 | -33.2283 | -33.5468 | -34.0276
Leon | -52.8371 | -53.7011 | -54.576 | -55.3981 | -56.0653 | -57.0883 | -58.0042 | -58.5441 | -59.1051 | -59.9523
Limestone | 1629.5619 | 1628.5899 | 1627.6058 | 1626.6809 | 1625.9304 | 1624.7796 | 1623.7493 | 1623.142 | 1622.5109 | 1621.5578
Live Oak | -62.2744 | -63.2928 | -64.3239 | -65.2929 | -66.0793 | -67.285 | -68.3644 | -69.0007 | -69.6619 | -70.6605
Llano | 416.5375 | 415.2871 | 414.021 | 412.8313 | 411.8658 | 410.3854 | 409.06 | 408.2787 | 407.4668 | 406.2408
Loving | -5.4471 | -5.5362 | -5.6264 | -5.7111 | -5.7799 | -5.8854 | -5.9798 | -6.0355 | -6.0933 | -6.1806
Madison | -5.4715 | -5.561 | -5.6516 | -5.7367 | -5.8058 | -5.9117 | -6.0066 | -6.0625 | -6.1206 | -6.2083
Martin | -8.9153 | -9.2377 | -9.5641 | -9.8709 | -10.1199 | -10.5016 | -10.8433 | -11.0448 | -11.2541 | -11.5702
Mason | -10.9095 | -11.0879 | -11.2685 | -11.4383 | -11.576 | -11.7873 | -11.9764 | -12.0878 | -12.2037 | -12.3786
Matagorda | 2630.6744 | 2628.723 | 2626.7473 | 2624.8905 | 2623.3838 | 2621.0735 | 2619.0052 | 2617.7859 | 2616.5189 | 2614.6056
Maverick | -53.3571 | -54.6221 | -55.903 | -57.1067 | -58.0835 | -59.5812 | -60.9221 | -61.7125 | -62.5339 | -63.7743
McCulloch | -20.8601 | -21.2013 | -21.5467 | -21.8713 | -22.1347 | -22.5385 | -22.9001 | -23.1133 | -23.3348 | -23.6692
Mclennan | -580.4199 | 335.0883 | 325.4779 | 316.4464 | 309.1173 | 297.8798 | 287.8192 | 281.8884 | 275.7256 | 266.4188
Mcmullen | -7.7734 | -7.9006 | -8.0293 | -8.1502 | -8.2484 | -8.3989 | -8.5336 | -8.613 | -8.6956 | -8.8202
Medina | -157.2695 | -159.8414 | -162.4454 | -164.8926 | -166.8784 | -169.9233 | -172.6493 | -174.2563 | -175.9262 | -178.4479
Menard | -6.7301 | -6.8402 | -6.9516 | -7.0563 | -7.1413 | -7.2716 | -7.3882 | -7.457 | -7.5285 | -7.6364
Midland | -220.6925 | -224.3016 | -227.9558 | -231.3898 | -234.1765 | -238.4494 | -242.2747 | -244.5297 | -246.873 | -250.4117
Milam | 1086.1112 | 1085.1482 | 1084.1731 | 1083.2568 | 1082.5132 | 1081.373 | 1080.3523 | 1079.7506 | 1079.1253 | 1078.181
Mills | -7.8065 | -7.9341 | -8.0634 | -8.1849 | -8.2834 | -8.4346 | -8.5699 | -8.6497 | -8.7325 | -8.8577
Mitchell | 482.4253 | 482.1527 | 481.8766 | 481.6171 | 481.4065 | 481.0837 | 480.7947 | 480.6243 | 480.4472 | 480.1799
Montague | -53.2722 | -54.1433 | -55.0254 | -55.8543 | -56.527 | -57.5584 | -58.4818 | -59.0261 | -59.5918 | -60.446
Montgomery | -168.4506 | -171.2839 | -174.1525 | -176.8483 | -179.036 | -182.3903 | -185.3933 | -187.1636 | -189.0032 | -191.7811
Motley | -3.3067 | -3.3608 | -3.4156 | -3.467 | -3.5088 | -3.5728 | -3.6301 | -3.6639 | -3.699 | -3.752
Nacogdoches | -129.7803 | -31.9027 | -34.0515 | -36.0709 | -37.7097 | -40.2224 | -42.4719 | -43.798 | -45.176 | -47.257
Navarro | -151.185 | -153.6573 | -156.1606 | -158.5131 | -160.4221 | -163.3492 | -165.9698 | -167.5146 | -169.1199 | -171.544
Nolan | 89.9922 | 89.2726 | 88.5439 | 87.8591 | 87.3034 | 86.4514 | 85.6886 | 85.2389 | 84.7716 | 84.066
Nueces | 1349.0046 | 1338.3922 | 1324.6096 | 1311.6573 | 1921.1465 | 2525.0304 | 2510.6022 | 2502.0968 | 2493.2585 | 2479.9114
Palo Pinto | 563.8022 | 562.6706 | 561.5248 | 560.4481 | 559.5743 | 558.2346 | 557.0351 | 556.3281 | 555.5933 | 554.4838
Parker | -350.7922 | -356.6842 | -372.1498 | -377.756 | -382.3055 | -389.2812 | -395.5262 | -399.2077 | -403.0333 | -408.8104
Pecos | -7.0681 | -8.1829 | -9.3116 | -10.3723 | -11.2331 | -12.5529 | -13.7345 | -14.431 | -15.1548 | -16.2478
Presidio | -10.7656 | -10.9417 | -11.1199 | -11.2875 | -11.4234 | -11.6318 | -11.8184 | -11.9284 | -12.0428 | -12.2154
Rains | -18.3755 | -18.676 | -18.9802 | -19.2661 | -19.4982 | -19.8539 | -20.1725 | -20.3602 | -20.5553 | -20.85
Reagan | -14.9547 | -15.1992 | -15.4468 | -15.6795 | -15.8684 | -16.1579 | -16.4171 | -16.5699 | -16.7287 | -16.9685
Real | -12.0194 | -12.216 | -12.415 | -12.602 | -12.7538 | -12.9865 | -13.1948 | -13.3176 | -13.4453 | -13.638
Red River | -21.5174 | -21.8693 | -22.2255 | -22.5604 | -22.8321 | -23.2487 | -23.6216 | -23.8415 | -24.07 | -24.415
Reeves | -17.1442 | -17.4246 | -17.7084 | -17.9752 | -18.1917 | -18.5236 | -18.8208 | -18.9959 | -19.178 | -19.4529
Refugio | -21.6974 | -22.0523 | -22.4115 | -22.7491 | -23.0231 | -23.4432 | -23.8193 | -24.041 | -24.2714 | -24.6193
Robertson | 1907.6133 | 1907.2145 | 1906.8107 | 1906.4313 | 1906.1233 | 1905.6512 | 1905.2285 | 1904.9793 | 1904.7204 | 1904.3293
Rockwall | -243.2779 | -247.2563 | -251.2844 | -255.0699 | -258.1418 | -262.8519 | -267.0687 | -269.5545 | -272.1377 | -276.0385
Runnels | -25.5136 | -25.9308 | -26.3533 | -26.7503 | -27.0725 | -27.5664 | -28.0087 | -28.2694 | -28.5403 | -28.9494
Rusk | 3358.1595 | 3358.0803 | 3358.0002 | 3357.9248 | 3357.8637 | 3357.77 | 3357.6861 | 3357.6366 | 3357.5852 | 3357.5076
San Patricio | 303.8562 | 301.4155 | 298.9444 | 296.6221 | 294.7376 | 291.8481 | 289.2612 | 287.7362 | 286.1515 | 283.7585
San Saba | -10.8512 | -11.0286 | -11.2083 | -11.3772 | -11.5142 | -11.7243 | -11.9124 | -12.0232 | -12.1385 | -12.3125
Schleicher | -10.6756 | -10.8502 | -11.027 | -11.1931 | -11.3279 | -11.5346 | -11.7196 | -11.8287 | -11.942 | -12.1132
Scurry | -23.8359 | -25.2641 | -26.7102 | -28.0692 | -29.172 | -30.8629 | -32.3767 | -33.2691 | -34.1964 | -35.5968
Shackelford | 38.5016 | 38.3267 | 38.1495 | 37.9831 | 37.848 | 37.6408 | 37.4554 | 37.3461 | 37.2325 | 37.0609
Smith | -443.963 | -451.2232 | -458.5743 | -465.4824 | -471.0885 | -479.6841 | -487.3794 | -491.9159 | -496.6298 | -503.7485
Somervell | 2421.4222 | 2420.9875 | 2420.5475 | 2420.1339 | 2419.7983 | 2419.2837 | 2418.823 | 2418.5515 | 2418.2693 | 2417.8431
Starr | -27.1426 | -28.1752 | -29.2207 | -30.2032 | -31.0006 | -32.2231 | -33.3175 | -33.9627 | -34.6332 | -35.6456
Stephens | -54.6012 | -55.4941 | -56.3982 | -57.2478 | -57.9372 | -58.9944 | -59.9408 | -60.4987 | -61.0785 | -61.954
Sterling | 65.1647 | 65.0742 | 64.9826 | 64.8964 | 64.8265 | 64.7194 | 64.6234 | 64.5669 | 64.5081 | 64.4193
Stonewall | -6.6433 | -6.7519 | -6.8619 | -6.9653 | -7.0492 | -7.1778 | -7.293 | -7.3608 | -7.4314 | -7.5379
Sutton | -16.057 | -16.3196 | -16.5855 | -16.8353 | -17.0381 | -17.349 | -17.6273 | -17.7914 | -17.9619 | -18.2193
Tarrant | -2790.7673 | -2857.1171 | -2924.2963 | -2987.4283 | -3038.6604 | -3117.2134 | -3187.5394 | -3228.9967 | -3272.0763 | -3337.1326
Taylor | -142.3257 | -146.4439 | -150.6136 | -154.532 | -157.7119 | -162.5875 | -166.9525 | -169.5257 | -172.1995 | -176.2374
Terrell | -1.8577 | -1.8881 | -1.9188 | -1.9478 | -1.9712 | -2.0072 | -2.0394 | -2.0584 | -2.0781 | -2.1079
Throckmorton | -6.8332 | -6.945 | -7.0581 | -7.1645 | -7.2507 | -7.383 | -7.5015 | -7.5713 | -7.6439 | -7.7534
Titus | 1950 | 1950 | 1950 | 1950 | 1950 | 1950 | 1950 | 1950 | 1950 | 1950
Tom Green | -177.0365 | -180.1459 | -183.2941 | -186.2527 | -188.6536 | -192.3348 | -195.6305 | -197.5733 | -199.5922 | -202.6409
Travis | 180.7308 | 185.7811 | 160.5194 | 136.7797 | 117.5147 | 87.9761 | 61.5311 | 45.9418 | 29.7424 | 5.2791
Upton | 17.002 | 16.778 | 16.5511 | 16.338 | 16.165 | 15.8998 | 15.6624 | 15.5224 | 15.377 | 15.1573
Uvalde | -46.7336 | -47.4979 | -48.2717 | -48.9989 | -49.589 | -50.4938 | -51.3039 | -51.7814 | -52.2776 | -53.0269
Val Verde | -0.57743 | -1.8265 | -3.0911 | -4.2795 | -5.244 | -6.7227 | -8.0466 | -8.827 | -9.638 | -10.8627
Van Zandt | -62.5993 | -63.623 | -64.6595 | -65.6336 | -66.424 | -67.636 | -68.7211 | -69.3607 | -70.0254 | -71.0291
Victoria | 340.6995 | 337.3749 | 334.0087 | 330.8453 | 328.2781 | 324.342 | 320.8181 | 318.7408 | 316.5822 | 313.3224
Waller | -151.9255 | -154.41 | -156.9255 | -159.2895 | -161.2079 | -164.1494 | -166.7827 | -168.3351 | -169.9482 | -172.3843
Ward | 317.8858 | 317.0989 | 316.3023 | 315.5536 | 314.946 | 314.0145 | 313.1805 | 312.6889 | 312.178 | 311.4065
Washington | -94.4535 | -95.9981 | -97.562 | -99.0317 | -100.2244 | -102.0532 | -103.6903 | -104.6555 | -105.6584 | -107.1729
Webb | -83.2089 | -88.8232 | -94.5076 | -99.8496 | -104.1846 | -110.8314 | -116.7821 | -120.2901 | -123.9353 | -129.4401
Wharton | 533.6926 | 532.0522 | 530.3913 | 528.8305 | 527.5639 | 525.6219 | 523.8832 | 522.8583 | 521.7932 | 520.1848
Wichita | -191.7843 | -196.2125 | -200.6961 | -204.9096 | -208.3288 | -213.5715 | -218.2651 | -221.032 | -223.9072 | -228.249
Wilbarger | 738.3135 | 737.9589 | 737.5998 | 737.2624 | 736.9885 | 736.5687 | 736.1928 | 735.9712 | 735.7409 | 735.3932
Willacy | -30.0524 | -12.9439 | -13.4415 | -13.9091 | -14.2886 | -14.8704 | -15.3913 | -15.6984 | -16.0175 | -16.4994
Williamson | -710.0519 | -721.6636 | -733.4204 | -744.469 | -753.435 | -767.1824 | -779.4899 | -786.7453 | -794.2845 | -805.6699
Wilson | -65.5846 | -66.6572 | -67.7431 | -68.7636 | -69.5918 | -70.8616 | -71.9984 | -72.6685 | -73.3649 | -74.4165
Winkler | -27.3289 | -27.9934 | -28.6661 | -29.2983 | -29.8113 | -30.5979 | -31.3022 | -31.7173 | -32.1487 | -32.8002
Wise | 598.0668 | 594.6009 | 591.0918 | 587.7941 | 585.1179 | 581.0147 | 577.3412 | 575.1756 | 572.9254 | 569.5271
Young | 571.0898 | 592.1717 | 591.4447 | 590.7614 | 590.2069 | 589.3568 | 588.5957 | 588.147 | 587.6808 | 586.9767
Zapata | -26.851 | -27.2901 | -27.7347 | -28.1525 | -28.4915 | -29.0114 | -29.4768 | -29.7512 | -30.0363 | -30.4668
Zavala | -18.4148 | -18.716 | -19.0209 | -19.3074 | -19.5399 | -19.8965 | -20.2156 | -20.4038 | -20.5993 | -20.8946