## TitlePage
Report on the Capacity, Demand, and Reserves
in the ERCOT Region
December 2011

## Disclaimer
Disclaimer
CDR WORKING PAPER
FOR PLANNING PURPOSES ONLY
This ERCOT Working Paper has been prepared for specific ERCOT and market participant purposes and has been developed from data provided by ERCOT market participants. The data may contain errors or become obsolete and thereby affect the conclusions and opinions of the Working Paper. ERCOT MAKES NO WARRANTY, EXPRESS OR IMPLIED, INCLUDING ANY WARRANTY OF MERCHANTABILITY OR FITNESS FOR ANY PARTICULAR PURPOSE, AND DISCLAIMS ANY AND ALL LIABILITY WITH RESPECT TO THE ACCURACY OF SAME OR THE FITNESS OR APPROPRIATENESS OF SAME FOR ANY PARTICULAR USE. THIS ERCOT WORKING PAPER IS SUPPLIED WITH ALL FAULTS. The specific suitability for any use of the Working Paper and its accuracy should be confirmed by each ERCOT market participant that contributed data for this Working Paper.
This Working Paper is based on data submitted by ERCOT market participants as part of their Annual Load Data Request (ALDR) and their generation asset registration and on data in the EIA-411. As such, this data is updated on an ongoing basis, which means that this report can be rendered obsolete without notice.

## Definitions
Definitions
Available Mothballed Generation
The probability that a mothballed unit will return to service, as provided by its owner, multiplied by the capacity of the unit. Return probabilities are considered protected information under the ERCOT Protocols and therefore are not included in this report.
Effective Load-Carrying Capability (ELCC) of Wind Generation
The amount of wind generation that the Generation Adequacy Task Force (GATF) has recommended to be included in the CDR. The value is 8.7% of the nameplate capacity listed in the Unit Capacities tables, both installed capacity and planned capacity.
Load Resources
Load capable of reducing or increasing the need for electrical energy or providing Ancillary Services to the ERCOT System, as described in the ERCOT Protocols, Section 6, Ancillary Services. These Resources may provide the following Ancillary Services: Responsive Reserve Service, Non-Spinning Reserve Service, Replacement Reserve Service, and Regulation Service. The Resources must be registered and qualified by ERCOT and will be scheduled by a Qualified Scheduling Entity
Mothballed Capacity
The difference in the available mothballed generation (see definition above) and the total mothballed capacity. This value is zero in the upcoming Summer CDR Report because there isn't enough time to return those units to service before the start of the summer.
Mothballed Unit
A generation resource for which a generation entity has submitted a Notification of Suspension of Operations, for which ERCOT has declined to execute an RMR agreement, and for which the generation entity has not announced retirement of the generation resource.
Net Dependable Capability
Maximum sustainable capability of a generation resource as demonstrated by performance testing.
Non-Synchronous Tie
Any non-synchronous transmission interconnection between ERCOT and non-ERCOT electric power systems
Other Potential Resources
Capacity resources that include one of the following:
• Remaining "mothballed" capacity not included as resources in the reserve margin calculation
• Remaining DC tie capacity not included as resources in the reserve margin calculation, and
• New generating units that have initiated full transmission interconnection studies through the ERCOT generation interconnection process (Note that new wind generating units would be included based on the appropriate discounted capacity value applied to existing wind generating units.)
Planned Units in Full Interconnection Study Phase
To connect new generation to the ERCOT grid, a generation developer must go through a set procedure. The first step is a high-level screening study to determine the effects of adding the new generation on the transmission system. The second step is the full interconnection study. These are detailed studies done by the transmission owners to determine the effects of the addition of new generation on the transmission system.
Private Networks
An electric network connected to the ERCOT transmission grid that contains load that is not directly metered by ERCOT (i.e., load that is typically netted with internal generation).
Reliability Must-Run (RMR) Unit
A generation resource unit operated under the terms of an agreement with ERCOT that would not otherwise be operated except that they are necessary to provide voltage support, stability or management of localized transmission constraints under first contingency criteria.
Signed IA (Interconnection Agreement)
An agreement that sets forth requirements for physical connection between an eligible transmission service customer and a transmission or distribution service provider
Switchable Unit
A generation resource that can be connected to either the ERCOT transmission grid or a grid outside the ERCOT Region.

## Changes
Changes from June 2011 CDR for 2012
The Peak Demand forecast has been updated (increase in Firm Load Forecast of 738 MW for 2012)
Additional Mothballed Units |  | Capacity (MW)
| Greens Bayou 5 | -406
| Midlothian 5 | -225
| Monticello 1 | -565
| Monticello 2 | -565
| Sam Bertron 3 | -230
| Sam Bertron 4 | -230
| Sam Bertron T2 | -13
| Change in Prob. Of Return %s | 717
-1517
Mothballed Units Returned to Service
| Spencer 4 | 61
| Spencer 5 | 61
| Sam Bertron 1 | 174
| Sam Bertron 2 | 174
470
Planned Units
| 09INR0001-Sandy Creek 1 | -925 | Delayed
| 09INR0029-CFB Power Plant Units 11&12 | -260 | In-service, but zero net capacity to grid
| 11INR0086-RRE Austin Solar | -60 | On-hold
| 08INR0011-Senate Wind Project | -13.05 | delayed 150 MW Unit at 8.7%
| Misc DG Units | 24.5 | New
-1233.55
Changes to Unit Maximum Sustainable Limits reported in RARFs
| Net Change | 339
Change to PUN Available Generation based on Aug 2011 Actuals
| Net Change | -681 | Based on Aug 2011 Actual Output
Total Change in Resources Available |  | -2622.55

## Summary
2011 Report on the Capacity, Demand, and Reserves in the ERCOT Region
Summer Summary (Winter Update)
|  | 2012 | 2013 | 2014 | 2015 | 2016 | 2017 | 2018 | 2019 | 2020 | 2021 | 2022
Load Forecast:
| Summer Peak Demand (Normal weather basis), MW | 66195 | 67168 | 70087 | 73552 | 76001 | 77596 | 78919 | 79411 | 81382 | 82765 | 84013 | Updated 50% Probability of Exceedance Forecast based on recent Moody's economic forecast and revised weather profile including 2011 impacts
| less Energy Efficiency Programs (per SB1125) | 119 | 240 | 366 | 498 | 635 | 775 | 917 | 1060 | 1206 | 1355 | 1506 | Projected based on SB1125 assuming that 50% of the energy efficiency target is included in the model
| less LAARs Serving as Responsive Reserve, MW | 1038 | 1038 | 1038 | 1038 | 1038 | 1038 | 1038 | 1038 | 1038 | 1038 | 1038 | Projected based on Planning Guide Section 8
| less Emergency Interruptible Load Service | 420 | 462 | 509 | 559 | 615 | 677 | 745 | 819 | 901 | 991 | 1000 | Projected based on Planning Guide Section 8
| Firm Load Forecast, MW | 64618 | 65428 | 68174 | 71457 | 73713 | 75106 | 76219 | 76494 | 78237 | 79381 | 80469
Resources:
| Installed Capacity, MW | 63025.304 | 63025.304 | 63025.304 | 63025.304 | 63025.304 | 63025.304 | 63025.304 | 63025.304 | 63025.304 | 63025.304 | 63025.304 | Based on current Seasonal Maximum Sustainable Limits reported through Registration process
| Capacity from Private Networks, MW | 4390 | 4390 | 4390 | 4390 | 4390 | 4390 | 4390 | 4390 | 4390 | 4390 | 4390 | Based on actual net PUN output during non-EEA periods of August 2011
| ELCC* of Wind Generation, MW | 835.5869 | 835.5869 | 835.5869 | 835.5869 | 835.5869 | 835.5869 | 835.5869 | 835.5869 | 835.5869 | 835.5869 | 835.5869 | Based on 8.7% of installed capacity (Effective Load Carrying Capability) of wind per Planning Guide Section 8
| RMR Units to be under Contract, MW | 0 | 0 | 0 | 0 | 0 | 0 | 0 | 0 | 0 | 0 | 0
| Operational Generation, MW | 68250.8909 | 68250.8909 | 68250.8909 | 68250.8909 | 68250.8909 | 68250.8909 | 68250.8909 | 68250.8909 | 68250.8909 | 68250.8909 | 68250.8909
| Non-Synchronous Ties, MW | 553 | 553 | 553 | 553 | 553 | 553 | 553 | 553 | 553 | 553 | 553 | Based on 50% of installed capacity of ties, per Planning Guide Section 8
| Switchable Units, MW | 2962 | 2962 | 2962 | 2962 | 2962 | 2962 | 2962 | 2962 | 2962 | 2962 | 2962 | Installed capacity of units that can switch to other Regions
| Available Mothballed Generation , MW | 826 | 651.16 | 689.79 | 508.67 | 569.8 | 592.3 | 592.3 | 592.3 | 592.3 | 592.3 | 592.3 | Based on sum of Installed Capacity of each Mothballed Unit times Probability of Return to Service from survey response by owner of the Unit
| Planned Units (not wind) with IA and Air Permit, MW | 130 | 1115 | 1115 | 1895 | 4675 | 5955 | 5955 | 5955 | 5955 | 5955 | 5955 | Based on in-service dates provided by developers of generation resources
| ELCC* of Planned Wind Units with Signed IA, MW | 39.324 | 111.621 | 129.195 | 139.635 | 139.635 | 139.635 | 139.635 | 139.635 | 139.635 | 139.635 | 139.635 | Based on in-service dates provided by developers of generation resources
| Total Resources, MW | 72761.2149 | 73643.6719 | 73699.8759 | 74309.1959 | 77150.3259 | 78452.8259 | 78452.8259 | 78452.8259 | 78452.8259 | 78452.8259 | 78452.8259
| less Switchable Units Unavailable to ERCOT, MW | 317 | 317 | 317 | 317 | 317 | 317 | 317 | 317 | 317 | 0 | 0 | Based on survey response of Switchable Unit owners
| less future Unit Retirements, MW | 0 | 0 | 0 | 0 | 0 | 0 | 0 | 0 | 0 | 0 | 0
| Resources, MW | 72444.2149 | 73326.6719 | 73382.8759 | 73992.1959 | 76833.3259 | 78135.8259 | 78135.8259 | 78135.8259 | 78135.8259 | 78452.8259 | 78452.8259
Reserve Margin (Resources - Firm Load Forecast)/Firm Load Forecast |  | 12.11% | 12.07% | 7.641% | 3.548% | 4.233% | 4.034% | 2.515% | 2.146% | -0.1293% | -1.169% | -2.506%
*Effective Load-Carrying Capability
Other Potential Resources: |  | 4202.089 | 5253.1866 | 6519.1986 | 9289.6946 | 9259.0146 | 9236.5146 | 10086.5146 | 10086.5146 | 10086.5146 | 10086.5146 | 13286.5146
| Mothballed Capacity , MW | 3458 | 3632.84 | 3594.21 | 3775.33 | 3714.2 | 3691.7 | 3691.7 | 3691.7 | 3691.7 | 3691.7 | 3691.7
| 50% of Non-Synchronous Ties, MW | 553 | 553 | 553 | 553 | 553 | 553 | 553 | 553 | 553 | 553 | 553
| Planned Units in Full Interconnection Study Phase, MW | 191.089 | 1067.3466 | 2371.9886 | 4961.3646 | 4991.8146 | 4991.8146 | 5841.8146 | 5841.8146 | 5841.8146 | 5841.8146 | 9041.8146

## ReserveMargin
Installed Capacity | 11.85% | 10.2% | 5.816% | 0.7005% | -2.299% | -4.081% | -5.481% | -5.821% | -7.919% | -8.847% | -10.08%
Planned Units | 0.262% | 1.875% | 1.825% | 2.847% | 4.233% | 4.034% | 2.515% | 2.146% | -0.1293% | -1.169% | -2.506%
Coal * | 0% | 0% | 0% | 1.679% | 1.628% | 1.598% | 2.69% | 2.68% | 2.329% | 1.93% | 1.825%
Natural Gas * | 0% | 0% | 0.575% | 2.292% | 2.222% | 2.181% | 2.149% | 2.141% | 1.861% | 1.542% | 1.458%
Nuclear * | 0% | 0% | 0% | 0% | 0% | 0% | 0% | 0% | 0% | 0% | 2.849%
Other * | 0% | 0.1162% | 0.4635% | 0.4422% | 0.4287% | 0.4207% | 0.4146% | 0.4131% | 0.359% | 0.2975% | 0.2813%
Solar * | 0.1548% | 0.5349% | 0.7642% | 0.7291% | 0.7068% | 0.6937% | 0.6836% | 0.6811% | 0.592% | 0.4905% | 0.4639%
Wind * | 0.141% | 0.9802% | 1.677% | 1.8% | 1.786% | 1.753% | 1.728% | 1.721% | 1.496% | 1.24% | 1.172%
13.75% Target | 13.75% | 13.75% | 13.75% | 13.75% | 13.75% | 13.75% | 13.75% | 13.75% | 13.75% | 13.75% | 13.75%
Suspended Projects ** |  | 6.33% | 6.254% | 6.046% | 9.588% | 9.41% | 9.273% | 9.24% | 9.034% | 8.904% | 8.783%
and concept | 0.2957% | 1.631% | 3.479% | 6.943% | 6.772% | 6.646% | 7.665% | 7.637% | 6.638% | 5.5% | 8.05%
and OH
| 0.0029572 | 0.016313 | 0.034793 | 0.069431 | 0.06772 | 0.066464 | 0.076645 | 0.07637 | 0.074668 | 0.073592 | 0.11236
| 0.262% | 1.875% | 1.825% | 2.847% | 6.532% | 8.115% | 7.996% | 7.967% | 7.79% | 7.678% | 7.574%
| 2012 | 2013 | 2014 | 2015 | 2016 | 2017 | 2018 | 2019 | 2020 | 2021 | 2022
Forecast | 64618 | 65428 | 68174 | 71457 | 73713 | 75106 | 76219 | 76494 | 78237 | 79381 | 80469
Current Resources | 72274.8909 | 72100.0509 | 72138.6809 | 71957.5609 | 72018.6909 | 72041.1909 | 72041.1909 | 72041.1909 | 72041.1909 | 72358.1909 | 72358.1909
Future Resources | 169.324 | 1226.621 | 1244.195 | 2034.635 | 4814.635 | 6094.635 | 6094.635 | 6094.635 | 6094.635 | 6094.635 | 6094.635
Current + Future | 72444.2149 | 73326.6719 | 73382.8759 | 73992.1959 | 76833.3259 | 78135.8259 | 78135.8259 | 78135.8259 | 78135.8259 | 78452.8259 | 78452.8259
Coal | 0 | 0 | 0 | 1200 | 1200 | 1200 | 2050 | 2050 | 2050 | 2050 | 2050
gas | 0 | 0 | 392 | 1638 | 1638 | 1638 | 1638 | 1638 | 1638 | 1638 | 1638
Nuclear | 0 | 0 | 0 | 0 | 0 | 0 | 0 | 0 | 0 | 0 | 3200
Other | 0 | 76 | 316 | 316 | 316 | 316 | 316 | 316 | 316 | 316 | 316
Solar | 100 | 350 | 521 | 521 | 521 | 521 | 521 | 521 | 521 | 521 | 521
Wind | 91.089 | 641.3466 | 1142.9886 | 1286.3646 | 1316.8146 | 1316.8146 | 1316.8146 | 1316.8146 | 1316.8146 | 1316.8146 | 1316.8146
Total Conceptual | 191.089 | 1067.3466 | 2371.9886 | 4961.3646 | 4991.8146 | 4991.8146 | 5841.8146 | 5841.8146 | 5841.8146 | 5841.8146 | 9041.8146
Current + Future + Conceptual | 72635.3039 | 74394.0185 | 75754.8645 | 78953.5605 | 81825.1405 | 83127.6405 | 83977.6405 | 83977.6405 | 83977.6405 | 84294.6405 | 87494.6405
OnHold | 0 | 4141.5735 | 4263.417 | 4320.054 | 7067.798 | 7067.798 | 7067.798 | 7067.798 | 7067.798 | 7067.798 | 7067.798
C+Fut+Concept+OH | 72635.3039 | 78535.592 | 80018.2815 | 83273.6145 | 88892.9385 | 90195.4385 | 91045.4385 | 91045.4385 | 91045.4385 | 91362.4385 | 94562.4385
| 2012 | 2013 | 2014 | 2015 | 2016 | 2017 | 2018 | 2019 | 2020 | 2021 | 2022
Current Resources | 11.85% | 10.2% | 5.816% | 0.7005% | -2.299% | -4.081% | -5.481% | -5.821% | -7.919% | -8.847% | -10.08%
Current + Future | 12.11% | 12.07% | 7.641% | 3.548% | 4.233% | 4.034% | 2.515% | 2.146% | -0.1293% | -1.169% | -2.506%
Current + Future + Conceptual | 12.41% | 13.7% | 11.12% | 10.49% | 11.01% | 10.68% | 10.18% | 9.783% | 7.338% | 6.19% | 8.731%
C+Fut+Concept+OH | 12.41% | 20.03% | 17.37% | 16.54% | 20.59% | 20.09% | 19.45% | 19.02% | 16.37% | 15.09% | 17.51%
13.75% Target | 0.1375 | 0.1375 | 0.1375 | 0.1375 | 0.1375 | 0.1375 | 0.1375 | 0.1375 | 0.1375 | 0.1375 | 0.1375
| 2012 | 2013 | 2014 | 2015 | 2016 | 2017 | 2018 | 2019 | 2020 | 2021 | 2022
Coal | 0% | 0% | 0% | 24.19% | 24.04% | 24.04% | 35.09% | 35.09% | 35.09% | 35.09% | 22.67%
Gas | 0% | 0% | 16.53% | 33.02% | 32.81% | 32.81% | 28.04% | 28.04% | 28.04% | 28.04% | 18.12%
Nuclear | 0% | 0% | 0% | 0% | 0% | 0% | 0% | 0% | 0% | 0% | 35.39%
Other | 0% | 7.12% | 13.32% | 6.369% | 6.33% | 6.33% | 5.409% | 5.409% | 5.409% | 5.409% | 3.495%
Solar | 52.33% | 32.79% | 21.96% | 10.5% | 10.44% | 10.44% | 8.918% | 8.918% | 8.918% | 8.918% | 5.762%
Wind | 47.67% | 60.09% | 48.19% | 25.93% | 26.38% | 26.38% | 22.54% | 22.54% | 22.54% | 22.54% | 14.56%
RM Future | 0.2375% | 1.794% | 1.902% | 3.063% | 4.905% | 6.623% | 6.528% | 6.442% | 6.343% | 6.26% | 6.169%
RM Current | 11.75% | 8.556% | 4.465% | 1.731% | -0.2349% | -1.545% | -2.972% | -4.247% | -5.721% | -6.542% | -7.895%
| 2012 | 2013 | 2014 | 2015 | 2016 | 2017 | 2018 | 2019 | 2020 | 2021 | 2022
Coal
Gas
Nuclear
Other
Solar
Wind
RM Future
RM Current
* Fuel Composition of Projects Undergoing Full Interconnection Studies - these projects may be cancelled or delayed beyond the indicated commercial dates shown
** Potential in-service dates for suspended projects shown as the later of 2013 or the date provided by the developer in their last update prior to suspension; may not reflect feasible in-service dates

## Summer Capacities
Unit Capacities - Summer
Units used in determining the generation resources in the Summer Summary
Operational capacities are based on unit testing. Other capacities are based on information provided by the plant owners. This list includes MW available to the grid from private network (self-serve) units. It also includes distributed generation units that have registered with ERCOT. Data without unit names indicate planned generation that is not completely public.
Name | Unit Code | County | Fuel Category | Forecast Zone | Year In-Service | 2012 | 2013 | 2014 | 2015 | 2016 | 2017 | 2018 | 2019 | 2020 | 2021 | 2022
A Von Rosenberg 1-CT1 | BRAUNIG_AVR1_CT1 | Bexar | GAS | South | 2000 | 155 | 155 | 155 | 155 | 155 | 155 | 155 | 155 | 155 | 155 | 155
A Von Rosenberg 1-CT2 | BRAUNIG_AVR1_CT2 | Bexar | GAS | South | 2000 | 155 | 155 | 155 | 155 | 155 | 155 | 155 | 155 | 155 | 155 | 155
A Von Rosenberg 1-ST1 | BRAUNIG_AVR1_ST | Bexar | GAS | South | 2000 | 180 | 180 | 180 | 180 | 180 | 180 | 180 | 180 | 180 | 180 | 180
AES Deepwater | APD_APD_PS1 | Harris | OTHER | Houston | 2010 | bar: 2012 to 2022
Alvin | AV_DG1 | Galveston | BIOMASS | Houston | 2003 | 6.7 | 6.7 | 6.7 | 6.7 | 6.7 | 6.7 | 6.7 | 6.7 | 6.7 | 6.7 | 6.7
Amistad Hydro 1 | AMISTAD_AMISTAG1 | Val Verde | HYDRO | South | 1983 | 37.9 | 37.9 | 37.9 | 37.9 | 37.9 | 37.9 | 37.9 | 37.9 | 37.9 | 37.9 | 37.9
Amistad Hydro 2 | AMISTAD_AMISTAG2 | Val Verde | HYDRO | South | 1983 | 37.9 | 37.9 | 37.9 | 37.9 | 37.9 | 37.9 | 37.9 | 37.9 | 37.9 | 37.9 | 37.9
Atkins 7 | ATKINS_ATKINSG7 | Brazos | GAS | North | 1973 | 20 | 20 | 20 | 20 | 20 | 20 | 20 | 20 | 20 | 20 | 20
Austin 1 | AUSTPL_AUSTING1 | Travis | HYDRO | South | 1940 | 8 | 8 | 8 | 8 | 8 | 8 | 8 | 8 | 8 | 8 | 8
Austin 2 | AUSTPL_AUSTING2 | Travis | HYDRO | South | 1940 | 9 | 9 | 9 | 9 | 9 | 9 | 9 | 9 | 9 | 9 | 9
Austin Energy Domain Plant | DG_SUMMI_1UNIT | Travis | GAS | South | 2004 | 4.952 | 4.952 | 4.952 | 4.952 | 4.952 | 4.952 | 4.952 | 4.952 | 4.952 | 4.952 | 4.952
Austin Landfill Gas | DG_SPRIN_4UNITS | Travis | OTHER | South | 1988 | 6.4 | 6.4 | 6.4 | 6.4 | 6.4 | 6.4 | 6.4 | 6.4 | 6.4 | 6.4 | 6.4
B M Davis 1 | B_DAVIS_B_DAVIG1 | Nueces | GAS | South | 1974 | 335 | 335 | 335 | 335 | 335 | 335 | 335 | 335 | 335 | 335 | 335
B M Davis 2 | B_DAVIS_B_DAVIG2 | Nueces | GAS | South | 1976 | 326 | 326 | 326 | 326 | 326 | 326 | 326 | 326 | 326 | 326 | 326
B M Davis 3 | B_DAVIS_B_DAVIG3 | Nueces | GAS | South | 2009 | 170 | 170 | 170 | 170 | 170 | 170 | 170 | 170 | 170 | 170 | 170
B M Davis 4 | B_DAVIS_B_DAVIG4 | Nueces | GAS | South | 2009 | 170 | 170 | 170 | 170 | 170 | 170 | 170 | 170 | 170 | 170 | 170
Bastrop Energy Center 1 | BASTEN_GTG1100 | Bastrop | GAS | South | 2002 | 150 | 150 | 150 | 150 | 150 | 150 | 150 | 150 | 150 | 150 | 150
Bastrop Energy Center 2 | BASTEN_GTG2100 | Bastrop | GAS | South | 2002 | 150 | 150 | 150 | 150 | 150 | 150 | 150 | 150 | 150 | 150 | 150
Bastrop Energy Center 3 | BASTEN_ST0100 | Bastrop | GAS | South | 2002 | 233 | 233 | 233 | 233 | 233 | 233 | 233 | 233 | 233 | 233 | 233
Big Brown 1 | BBSES_UNIT1 | Freestone | COAL | North | 1971 | 600 | 600 | 600 | 600 | 600 | 600 | 600 | 600 | 600 | 600 | 600
Big Brown 2 | BBSES_UNIT2 | Freestone | COAL | North | 1972 | 595 | 595 | 595 | 595 | 595 | 595 | 595 | 595 | 595 | 595 | 595
Blue Wing 1 | DG_BROOK_1UNIT | Bexar | SOLAR | South | 2010 | 7.56 | 7.56 | 7.56 | 7.56 | 7.56 | 7.56 | 7.56 | 7.56 | 7.56 | 7.56 | 7.56
Blue Wing 2 | DG_ELMEN_1UNIT | Bexar | SOLAR | South | 2010 | 7.3 | 7.3 | 7.3 | 7.3 | 7.3 | 7.3 | 7.3 | 7.3 | 7.3 | 7.3 | 7.3
Bosque County Peaking 1 | BOSQUESW_BSQSU_1 | Bosque | GAS | North | 2000 | 153 | 153 | 153 | 153 | 153 | 153 | 153 | 153 | 153 | 153 | 153
Bosque County Peaking 2 | BOSQUESW_BSQSU_2 | Bosque | GAS | North | 2000 | 153 | 153 | 153 | 153 | 153 | 153 | 153 | 153 | 153 | 153 | 153
Bosque County Peaking 3 | BOSQUESW_BSQSU_3 | Bosque | GAS | North | 2001 | 154 | 154 | 154 | 154 | 154 | 154 | 154 | 154 | 154 | 154 | 154
Bosque County Peaking 4 | BOSQUESW_BSQSU_4 | Bosque | GAS | North | 2001 | 83 | 83 | 83 | 83 | 83 | 83 | 83 | 83 | 83 | 83 | 83
Bosque County Unit 5 | BOSQUESW_BSQSU_5 | Bosque | GAS | North | 2009 | 240 | 240 | 240 | 240 | 240 | 240 | 240 | 240 | 240 | 240 | 240
BP Helios Plaza | DG_WD_1UNIT | Harris | GAS | Houston | 2010 | 4.6 | 4.6 | 4.6 | 4.6 | 4.6 | 4.6 | 4.6 | 4.6 | 4.6 | 4.6 | 4.6
Brazos Valley 1 | BVE_UNIT1 | Fort Bend | GAS | Houston | 2003 | 165 | 165 | 165 | 165 | 165 | 165 | 165 | 165 | 165 | 165 | 165
Brazos Valley 2 | BVE_UNIT2 | Fort Bend | GAS | Houston | 2003 | 165 | 165 | 165 | 165 | 165 | 165 | 165 | 165 | 165 | 165 | 165
Brazos Valley 3 | BVE_UNIT3 | Fort Bend | GAS | Houston | 2003 | 263 | 263 | 263 | 263 | 263 | 263 | 263 | 263 | 263 | 263 | 263
Buchanan 1 | BUCHAN_BUCHANG1 | Llano | HYDRO | South | 1938 | 18 | 18 | 18 | 18 | 18 | 18 | 18 | 18 | 18 | 18 | 18
Buchanan 2 | BUCHAN_BUCHANG2 | Llano | HYDRO | South | 1938 | 18 | 18 | 18 | 18 | 18 | 18 | 18 | 18 | 18 | 18 | 18
Buchanan 3 | BUCHAN_BUCHANG3 | Llano | HYDRO | South | 1950 | 18 | 18 | 18 | 18 | 18 | 18 | 18 | 18 | 18 | 18 | 18
Calenergy (Falcon Seaboard) 1 | FLCNS_UNIT1 | Howard | GAS | West | 1987 | 75 | 75 | 75 | 75 | 75 | 75 | 75 | 75 | 75 | 75 | 75
Calenergy (Falcon Seaboard) 2 | FLCNS_UNIT2 | Howard | GAS | West | 1987 | 75 | 75 | 75 | 75 | 75 | 75 | 75 | 75 | 75 | 75 | 75
Calenergy (Falcon Seaboard) 3 | FLCNS_UNIT3 | Howard | GAS | West | 1988 | 70 | 70 | 70 | 70 | 70 | 70 | 70 | 70 | 70 | 70 | 70
Canyon Dam Hydro | CANYHY_CANYHYG1 | Comal | HYDRO | South | 1989 | 6 | 6 | 6 | 6 | 6 | 6 | 6 | 6 | 6 | 6 | 6
Cedar Bayou 1 | CBY_CBY_G1 | Chambers | GAS | Houston | 1970 | 745 | 745 | 745 | 745 | 745 | 745 | 745 | 745 | 745 | 745 | 745
Cedar Bayou 2 | CBY_CBY_G2 | Chambers | GAS | Houston | 1972 | 749 | 749 | 749 | 749 | 749 | 749 | 749 | 749 | 749 | 749 | 749
Cedar Bayou 4 | CBY4_ST04 | Chambers | GAS | Houston | 2009 | 190 | 190 | 190 | 190 | 190 | 190 | 190 | 190 | 190 | 190 | 190
Cedar Bayou 4 | CBY4_CT42 | Chambers | GAS | Houston | 2009 | 180 | 180 | 180 | 180 | 180 | 180 | 180 | 180 | 180 | 180 | 180
Cedar Bayou 4 | CBY4_CT41 | Chambers | GAS | Houston | 2009 | 180 | 180 | 180 | 180 | 180 | 180 | 180 | 180 | 180 | 180 | 180
Coleto Creek | COLETO_COLETOG1 | Goliad | COAL | South | 1980 | 650 | 650 | 650 | 650 | 650 | 650 | 650 | 650 | 650 | 650 | 650
Colorado Bend Energy Center | CBEC_STG1 | Wharton | GAS | Houston | 2007 | 103 | 103 | 103 | 103 | 103 | 103 | 103 | 103 | 103 | 103 | 103
Colorado Bend Energy Center | CBEC_GT2 | Wharton | GAS | Houston | 2007 | 69 | 69 | 69 | 69 | 69 | 69 | 69 | 69 | 69 | 69 | 69
Colorado Bend Energy Center | CBEC_GT1 | Wharton | GAS | Houston | 2007 | 76 | 76 | 76 | 76 | 76 | 76 | 76 | 76 | 76 | 76 | 76
Colorado Bend Energy Center | CBEC_STG2 | Wharton | GAS | Houston | 2008 | 106 | 106 | 106 | 106 | 106 | 106 | 106 | 106 | 106 | 106 | 106
Colorado Bend Energy Center | CBEC_GT4 | Wharton | GAS | Houston | 2008 | 72 | 72 | 72 | 72 | 72 | 72 | 72 | 72 | 72 | 72 | 72
Colorado Bend Energy Center | CBEC_GT3 | Wharton | GAS | Houston | 2008 | 72 | 72 | 72 | 72 | 72 | 72 | 72 | 72 | 72 | 72 | 72
Comanche Peak 1 | CPSES_UNIT1 | Somervell | NUC | North | 1990 | 1210 | 1210 | 1210 | 1210 | 1210 | 1210 | 1210 | 1210 | 1210 | 1210 | 1210
Comanche Peak 2 | CPSES_UNIT2 | Somervell | NUC | North | 1993 | 1197 | 1197 | 1197 | 1197 | 1197 | 1197 | 1197 | 1197 | 1197 | 1197 | 1197
Corrugated Medium Mill | DG_FORSW_1UNIT | Kaufman | GAS | North | 2010 | 4.75 | 4.75 | 4.75 | 4.75 | 4.75 | 4.75 | 4.75 | 4.75 | 4.75 | 4.75 | 4.75
Covel Gardens Landfill Gas Power Station | DG_MEDIN_1UNIT | Bexar | OTHER | South | 2005 | 9.6 | 9.6 | 9.6 | 9.6 | 9.6 | 9.6 | 9.6 | 9.6 | 9.6 | 9.6 | 9.6
CVC Channelview 1 | CVC_CVC_G1 | Harris | GAS | Houston | 2008 | 156 | 156 | 156 | 156 | 156 | 156 | 156 | 156 | 156 | 156 | 156
CVC Channelview 2 | CVC_CVC_G2 | Harris | GAS | Houston | 2008 | 158 | 158 | 158 | 158 | 158 | 158 | 158 | 158 | 158 | 158 | 158
CVC Channelview 3 | CVC_CVC_G3 | Harris | GAS | Houston | 2008 | 160 | 160 | 160 | 160 | 160 | 160 | 160 | 160 | 160 | 160 | 160
CVC Channelview 5 | CVC_CVC_G5 | Harris | GAS | Houston | 2008 | 122 | 122 | 122 | 122 | 122 | 122 | 122 | 122 | 122 | 122 | 122
Dansby 1 | DANSBY_DANSBYG1 | Brazos | GAS | North | 1978 | 110 | 110 | 110 | 110 | 110 | 110 | 110 | 110 | 110 | 110 | 110
Dansby 2 | DANSBY_DANSBYG2 | Brazos | GAS | North | 2004 | 48 | 48 | 48 | 48 | 48 | 48 | 48 | 48 | 48 | 48 | 48
Dansby 3 | DANSBY_DANSBYG3 | Brazos | GAS | North | 2010 | 48 | 48 | 48 | 48 | 48 | 48 | 48 | 48 | 48 | 48 | 48
Decker Creek 1 | DECKER_DPG1 | Travis | GAS | South | 2000 | 315 | 315 | 315 | 315 | 315 | 315 | 315 | 315 | 315 | 315 | 315
Decker Creek 2 | DECKER_DPG2 | Travis | GAS | South | 2000 | 420 | 420 | 420 | 420 | 420 | 420 | 420 | 420 | 420 | 420 | 420
Decker Creek G1 | DECKER_DPGT_1 | Travis | GAS | South | 2000 | 48 | 48 | 48 | 48 | 48 | 48 | 48 | 48 | 48 | 48 | 48
Decker Creek G2 | DECKER_DPGT_2 | Travis | GAS | South | 2000 | 48 | 48 | 48 | 48 | 48 | 48 | 48 | 48 | 48 | 48 | 48
Decker Creek G3 | DECKER_DPGT_3 | Travis | GAS | South | 2000 | 48 | 48 | 48 | 48 | 48 | 48 | 48 | 48 | 48 | 48 | 48
Decker Creek G4 | DECKER_DPGT_4 | Travis | GAS | South | 2000 | 48 | 48 | 48 | 48 | 48 | 48 | 48 | 48 | 48 | 48 | 48
Decordova A | DCSES_CT10 | Hood | GAS | North | 2010 | 71 | 71 | 71 | 71 | 71 | 71 | 71 | 71 | 71 | 71 | 71
Decordova B | DCSES_CT20 | Hood | GAS | North | 2010 | 70 | 70 | 70 | 70 | 70 | 70 | 70 | 70 | 70 | 70 | 70
Decordova C | DCSES_CT30 | Hood | GAS | North | 2010 | 69 | 69 | 69 | 69 | 69 | 69 | 69 | 69 | 69 | 69 | 69
Decordova D | DCSES_CT40 | Hood | GAS | North | 2010 | 68 | 68 | 68 | 68 | 68 | 68 | 68 | 68 | 68 | 68 | 68
Deer Park Energy Center 1 | DDPEC_GT1 | Harris | GAS | Houston | 2002 | 164 | 164 | 164 | 164 | 164 | 164 | 164 | 164 | 164 | 164 | 164
Deer Park Energy Center 2 | DDPEC_GT2 | Harris | GAS | Houston | 2002 | 194 | 194 | 194 | 194 | 194 | 194 | 194 | 194 | 194 | 194 | 194
Deer Park Energy Center 3 | DDPEC_GT3 | Harris | GAS | Houston | 2002 | 179 | 179 | 179 | 179 | 179 | 179 | 179 | 179 | 179 | 179 | 179
Deer Park Energy Center 4 | DDPEC_GT4 | Harris | GAS | Houston | 2002 | 194 | 194 | 194 | 194 | 194 | 194 | 194 | 194 | 194 | 194 | 194
Deer Park Energy Center S | DDPEC_ST1 | Harris | GAS | Houston | 2002 | 290 | 290 | 290 | 290 | 290 | 290 | 290 | 290 | 290 | 290 | 290
Denison Dam 1 | DNDAM_DENISOG1 | Grayson | HYDRO | North | 1944 | 40 | 40 | 40 | 40 | 40 | 40 | 40 | 40 | 40 | 40 | 40
Denison Dam 2 | DNDAM_DENISOG2 | Grayson | HYDRO | North | 1948 | 40 | 40 | 40 | 40 | 40 | 40 | 40 | 40 | 40 | 40 | 40
DFW Gas Recovery | DG_BIO2_4UNITS | Denton | BIOMASS | North | 1980 | 6.4 | 6.4 | 6.4 | 6.4 | 6.4 | 6.4 | 6.4 | 6.4 | 6.4 | 6.4 | 6.4
DG_Bioenergy Partners | DG_BIOE_2UNITS | Denton | GAS | North | 1988 | 3.3 | 3.3 | 3.3 | 3.3 | 3.3 | 3.3 | 3.3 | 3.3 | 3.3 | 3.3 | 3.3
DG_Highlands | DG_HL_1UNIT | Harris | GAS | Houston | 2009 | 5.3 | 5.3 | 5.3 | 5.3 | 5.3 | 5.3 | 5.3 | 5.3 | 5.3 | 5.3 | 5.3
DG_Lewisville | DG_LWSVL_1UNIT | Denton | HYDRO | North | 1992 | 2.8 | 2.8 | 2.8 | 2.8 | 2.8 | 2.8 | 2.8 | 2.8 | 2.8 | 2.8 | 2.8
DG_Schumansville | DG_SCHUM_2UNITS | Guadalupe | HYDRO | South | 1927 | 3.6 | 3.6 | 3.6 | 3.6 | 3.6 | 3.6 | 3.6 | 3.6 | 3.6 | 3.6 | 3.6
DG_Walzem Road | DG_WALZE_4UNITS | Bexar | BIOMASS | South | 2003 | 9.78 | 9.78 | 9.78 | 9.78 | 9.78 | 9.78 | 9.78 | 9.78 | 9.78 | 9.78 | 9.78
Eagle Pass | EAGLE_HY_EAGLE_HY1 | Maverick | HYDRO | South | 1954 | 9.6 | 9.6 | 9.6 | 9.6 | 9.6 | 9.6 | 9.6 | 9.6 | 9.6 | 9.6 | 9.6
Ennis Power Station 1 | ETCCS_UNIT1 | Ellis | GAS | North | 2002 | 116 | 116 | 116 | 116 | 116 | 116 | 116 | 116 | 116 | 116 | 116
Ennis Power Station 2 | ETCCS_CT1 | Ellis | GAS | North | 2002 | 196 | 196 | 196 | 196 | 196 | 196 | 196 | 196 | 196 | 196 | 196
Extex La Porte Pwr Stn (Airpro) 1 | AZ_AZ_G1 | Harris | GAS | Houston | 2009 | 38 | 38 | 38 | 38 | 38 | 38 | 38 | 38 | 38 | 38 | 38
Extex La Porte Pwr Stn (Airpro) 2 | AZ_AZ_G2 | Harris | GAS | Houston | 2009 | 38 | 38 | 38 | 38 | 38 | 38 | 38 | 38 | 38 | 38 | 38
Extex La Porte Pwr Stn (Airpro) 4 | AZ_AZ_G4 | Harris | GAS | Houston | 2009 | 38 | 38 | 38 | 38 | 38 | 38 | 38 | 38 | 38 | 38 | 38
Extex La Porte Pwr Stn(Airpro) 3 | AZ_AZ_G3 | Harris | GAS | Houston | 2009 | 38 | 38 | 38 | 38 | 38 | 38 | 38 | 38 | 38 | 38 | 38
Falcon Hydro 1 | FALCON_FALCONG1 | Starr | HYDRO | South | 1954 | 12 | 12 | 12 | 12 | 12 | 12 | 12 | 12 | 12 | 12 | 12
Falcon Hydro 2 | FALCON_FALCONG2 | Starr | HYDRO | South | 1954 | 12 | 12 | 12 | 12 | 12 | 12 | 12 | 12 | 12 | 12 | 12
Falcon Hydro 3 | FALCON_FALCONG3 | Starr | HYDRO | South | 1954 | 12 | 12 | 12 | 12 | 12 | 12 | 12 | 12 | 12 | 12 | 12
Farmers Branch Landfill Gas | DG_HBR_2UNITS | Denton | BIOMASS | North | 2011 | 3.2 | 3.2 | 3.2 | 3.2 | 3.2 | 3.2 | 3.2 | 3.2 | 3.2 | 3.2 | 3.2
Fayette Power Project 1 | FPPYD1_FPP_G1 | Fayette | COAL | South | 1979 | 600 | 600 | 600 | 600 | 600 | 600 | 600 | 600 | 600 | 600 | 600
Fayette Power Project 2 | FPPYD1_FPP_G2 | Fayette | COAL | South | 1980 | 600 | 600 | 600 | 600 | 600 | 600 | 600 | 600 | 600 | 600 | 600
Fayette Power Project 3 | FPPYD2_FPP_G3 | Fayette | COAL | South | 1988 | 445 | 445 | 445 | 445 | 445 | 445 | 445 | 445 | 445 | 445 | 445
Forney Energy Center GT11 | FRNYPP_GT11 | Kaufman | GAS | North | 2003 | 178.19 | 178.19 | 178.19 | 178.19 | 178.19 | 178.19 | 178.19 | 178.19 | 178.19 | 178.19 | 178.19
Forney Energy Center GT12 | FRNYPP_GT12 | Kaufman | GAS | North | 2003 | 178.19 | 178.19 | 178.19 | 178.19 | 178.19 | 178.19 | 178.19 | 178.19 | 178.19 | 178.19 | 178.19
Forney Energy Center GT13 | FRNYPP_GT13 | Kaufman | GAS | North | 2003 | 178.19 | 178.19 | 178.19 | 178.19 | 178.19 | 178.19 | 178.19 | 178.19 | 178.19 | 178.19 | 178.19
Forney Energy Center GT21 | FRNYPP_GT21 | Kaufman | GAS | North | 2003 | 178.19 | 178.19 | 178.19 | 178.19 | 178.19 | 178.19 | 178.19 | 178.19 | 178.19 | 178.19 | 178.19
Forney Energy Center GT22 | FRNYPP_GT22 | Kaufman | GAS | North | 2003 | 178.19 | 178.19 | 178.19 | 178.19 | 178.19 | 178.19 | 178.19 | 178.19 | 178.19 | 178.19 | 178.19
Forney Energy Center GT23 | FRNYPP_GT23 | Kaufman | GAS | North | 2003 | 178.19 | 178.19 | 178.19 | 178.19 | 178.19 | 178.19 | 178.19 | 178.19 | 178.19 | 178.19 | 178.19
Forney Energy Center STG10 | FRNYPP_ST10 | Kaufman | GAS | North | 2003 | 405 | 405 | 405 | 405 | 405 | 405 | 405 | 405 | 405 | 405 | 405
Forney Energy Center STG20 | FRNYPP_ST20 | Kaufman | GAS | North | 2003 | 405 | 405 | 405 | 405 | 405 | 405 | 405 | 405 | 405 | 405 | 405
Freestone Energy Center 1 | FREC_GT1 | Freestone | GAS | North | 2002 | 153 | 153 | 153 | 153 | 153 | 153 | 153 | 153 | 153 | 153 | 153
Freestone Energy Center 2 | FREC_GT2 | Freestone | GAS | North | 2002 | 153 | 153 | 153 | 153 | 153 | 153 | 153 | 153 | 153 | 153 | 153
Freestone Energy Center 3 | FREC_ST3 | Freestone | GAS | North | 2002 | 177 | 177 | 177 | 177 | 177 | 177 | 177 | 177 | 177 | 177 | 177
Freestone Energy Center 4 | FREC_GT4 | Freestone | GAS | North | 2002 | 149 | 149 | 149 | 149 | 149 | 149 | 149 | 149 | 149 | 149 | 149
Freestone Energy Center 5 | FREC_GT5 | Freestone | GAS | North | 2002 | 149 | 149 | 149 | 149 | 149 | 149 | 149 | 149 | 149 | 149 | 149
Freestone Energy Center 6 | FREC_ST6 | Freestone | GAS | North | 2002 | 172 | 172 | 172 | 172 | 172 | 172 | 172 | 172 | 172 | 172 | 172
Fresno Energy 1 | DG_SO_1UNIT | Fort Bend | BIOMASS | Houston | 2010 | 1.6 | 1.6 | 1.6 | 1.6 | 1.6 | 1.6 | 1.6 | 1.6 | 1.6 | 1.6 | 1.6
Frontera 1 | FRONTERA_FRONTEG1 | Hidalgo | GAS | South | 1999 | 145 | 145 | 145 | 145 | 145 | 145 | 145 | 145 | 145 | 145 | 145
Frontera 2 | FRONTERA_FRONTEG2 | Hidalgo | GAS | South | 1999 | 145 | 145 | 145 | 145 | 145 | 145 | 145 | 145 | 145 | 145 | 145
Frontera 3 | FRONTERA_FRONTEG3 | Hidalgo | GAS | South | 2000 | 185 | 185 | 185 | 185 | 185 | 185 | 185 | 185 | 185 | 185 | 185
FW Regional LFG | DG_RDLML_1UNIT | Tarrant | OTHER | North | 1988 | 1.6 | 1.6 | 1.6 | 1.6 | 1.6 | 1.6 | 1.6 | 1.6 | 1.6 | 1.6 | 1.6
Gibbons Creek 1 | GIBCRK_GIB_CRG1 | Grimes | COAL | North | 1982 | 470 | 470 | 470 | 470 | 470 | 470 | 470 | 470 | 470 | 470 | 470
Graham 1 | GRSES_UNIT1 | Young | GAS | West | 1960 | 225 | 225 | 225 | 225 | 225 | 225 | 225 | 225 | 225 | 225 | 225
Graham 2 | GRSES_UNIT2 | Young | GAS | West | 1969 | 390 | 390 | 390 | 390 | 390 | 390 | 390 | 390 | 390 | 390 | 390
Granite Shoals 1 | WIRTZ_WIRTZ_G1 | Burnet | HYDRO | South | 1951 | 30 | 30 | 30 | 30 | 30 | 30 | 30 | 30 | 30 | 30 | 30
Granite Shoals 2 | WIRTZ_WIRTZ_G2 | Burnet | HYDRO | South | 1951 | 30 | 30 | 30 | 30 | 30 | 30 | 30 | 30 | 30 | 30 | 30
Greens Bayou 73 | GBY_GBYGT73 | Harris | GAS | Houston | 1976 | 46 | 46 | 46 | 46 | 46 | 46 | 46 | 46 | 46 | 46 | 46
Greens Bayou 74 | GBY_GBYGT74 | Harris | GAS | Houston | 1976 | 46 | 46 | 46 | 46 | 46 | 46 | 46 | 46 | 46 | 46 | 46
Greens Bayou 81 | GBY_GBYGT81 | Harris | GAS | Houston | 1976 | 46 | 46 | 46 | 46 | 46 | 46 | 46 | 46 | 46 | 46 | 46
Greens Bayou 82 | GBY_GBYGT82 | Harris | GAS | Houston | 1976 | 58 | 58 | 58 | 58 | 58 | 58 | 58 | 58 | 58 | 58 | 58
Greens Bayou 83 | GBY_GBYGT83 | Harris | GAS | Houston | 1976 | 56 | 56 | 56 | 56 | 56 | 56 | 56 | 56 | 56 | 56 | 56
Greens Bayou 84 | GBY_GBYGT84 | Harris | GAS | Houston | 1976 | 58 | 58 | 58 | 58 | 58 | 58 | 58 | 58 | 58 | 58 | 58
Greenville Engine Plant | STEAM_ENGINE_3 | Hunt | GAS | North | 2010 | 8.439 | 8.439 | 8.439 | 8.439 | 8.439 | 8.439 | 8.439 | 8.439 | 8.439 | 8.439 | 8.439
Greenville Engine Plant | STEAM_ENGINE_2 | Hunt | GAS | North | 2010 | 8.439 | 8.439 | 8.439 | 8.439 | 8.439 | 8.439 | 8.439 | 8.439 | 8.439 | 8.439 | 8.439
Greenville Engine Plant | STEAM_ENGINE_1 | Hunt | GAS | North | 2010 | 8.439 | 8.439 | 8.439 | 8.439 | 8.439 | 8.439 | 8.439 | 8.439 | 8.439 | 8.439 | 8.439
Guadalupe Gen Stn 1 | GUADG_GAS1 | Guadalupe | GAS | South | 2000 | 151 | 151 | 151 | 151 | 151 | 151 | 151 | 151 | 151 | 151 | 151
Guadalupe Gen Stn 2 | GUADG_GAS2 | Guadalupe | GAS | South | 2000 | 151 | 151 | 151 | 151 | 151 | 151 | 151 | 151 | 151 | 151 | 151
Guadalupe Gen Stn 3 | GUADG_GAS3 | Guadalupe | GAS | South | 2000 | 149 | 149 | 149 | 149 | 149 | 149 | 149 | 149 | 149 | 149 | 149
Guadalupe Gen Stn 4 | GUADG_GAS4 | Guadalupe | GAS | South | 2000 | 152 | 152 | 152 | 152 | 152 | 152 | 152 | 152 | 152 | 152 | 152
Guadalupe Gen Stn 5 | GUADG_STM5 | Guadalupe | GAS | South | 2000 | 170 | 170 | 170 | 170 | 170 | 170 | 170 | 170 | 170 | 170 | 170
Guadalupe Gen Stn 6 | GUADG_STM6 | Guadalupe | GAS | South | 2000 | 169 | 169 | 169 | 169 | 169 | 169 | 169 | 169 | 169 | 169 | 169
Handley 3 | HLSES_UNIT3 | Tarrant | GAS | North | 1963 | 395 | 395 | 395 | 395 | 395 | 395 | 395 | 395 | 395 | 395 | 395
Handley 4 | HLSES_UNIT4 | Tarrant | GAS | North | 1976 | 435 | 435 | 435 | 435 | 435 | 435 | 435 | 435 | 435 | 435 | 435
Handley 5 | HLSES_UNIT5 | Tarrant | GAS | North | 1977 | 435 | 435 | 435 | 435 | 435 | 435 | 435 | 435 | 435 | 435 | 435
Hays Energy Facility 1 | HAYSEN_HAYSENG1 | Hays | GAS | South | 2002 | 216 | 216 | 216 | 216 | 216 | 216 | 216 | 216 | 216 | 216 | 216
Hays Energy Facility 2 | HAYSEN_HAYSENG2 | Hays | GAS | South | 2002 | 216 | 216 | 216 | 216 | 216 | 216 | 216 | 216 | 216 | 216 | 216
Hays Energy Facility 3 | HAYSEN_HAYSENG3 | Hays | GAS | South | 2002 | 225 | 225 | 225 | 225 | 225 | 225 | 225 | 225 | 225 | 225 | 225
Hays Energy Facility 4 | HAYSEN_HAYSENG4 | Hays | GAS | South | 2002 | 225 | 225 | 225 | 225 | 225 | 225 | 225 | 225 | 225 | 225 | 225
Hidalgo 1 | DUKE_DUKE_GT1 | Hidalgo | GAS | South | 2000 | 143 | 143 | 143 | 143 | 143 | 143 | 143 | 143 | 143 | 143 | 143
Hidalgo 2 | DUKE_DUKE_GT2 | Hidalgo | GAS | South | 2000 | 143 | 143 | 143 | 143 | 143 | 143 | 143 | 143 | 143 | 143 | 143
Hidalgo 3 | DUKE_DUKE_ST1 | Hidalgo | GAS | South | 2000 | 170 | 170 | 170 | 170 | 170 | 170 | 170 | 170 | 170 | 170 | 170
Humble | HB_DG1 | Harris | BIOMASS | Houston | 2003 | 10 | 10 | 10 | 10 | 10 | 10 | 10 | 10 | 10 | 10 | 10
Inks 1 | INKSDA_INKS_G1 | Llano | HYDRO | South | 1938 | 14 | 14 | 14 | 14 | 14 | 14 | 14 | 14 | 14 | 14 | 14
J K Spruce 1 | CALAVERS_JKS1 | Bexar | COAL | South | 1992 | 555 | 555 | 555 | 555 | 555 | 555 | 555 | 555 | 555 | 555 | 555
J K Spruce 2 | CALAVERS_JKS2 | Bexar | COAL | South | 2010 | 775 | 775 | 775 | 775 | 775 | 775 | 775 | 775 | 775 | 775 | 775
J T Deely 1 | CALAVERS_JTD1 | Bexar | COAL | South | 1977 | 425 | 425 | 425 | 425 | 425 | 425 | 425 | 425 | 425 | 425 | 425
J T Deely 2 | CALAVERS_JTD2 | Bexar | COAL | South | 1978 | 405 | 405 | 405 | 405 | 405 | 405 | 405 | 405 | 405 | 405 | 405
Jack County Genfacility 1 | JACKCNTY_STG | Jack | GAS | North | 2005 | 281 | 281 | 281 | 281 | 281 | 281 | 281 | 281 | 281 | 281 | 281
Jack County Genfacility 1 | JACKCNTY_CT2 | Jack | GAS | North | 2005 | 142 | 142 | 142 | 142 | 142 | 142 | 142 | 142 | 142 | 142 | 142
Jack County Genfacility 1 | JACKCNTY_CT1 | Jack | GAS | North | 2005 | 142 | 142 | 142 | 142 | 142 | 142 | 142 | 142 | 142 | 142 | 142
Jack County Genfacility 2 | JCKCNTY2_ST2 | Jack | GAS | North | 2011 | 281 | 281 | 281 | 281 | 281 | 281 | 281 | 281 | 281 | 281 | 281
Jack County Genfacility 2 | JCKCNTY2_CT4 | Jack | GAS | North | 2011 | 142 | 142 | 142 | 142 | 142 | 142 | 142 | 142 | 142 | 142 | 142
Jack County Genfacility 2 | JCKCNTY2_CT3 | Jack | GAS | North | 2011 | 142 | 142 | 142 | 142 | 142 | 142 | 142 | 142 | 142 | 142 | 142
Johnson County Genfacility 1 | TEN_CT1 | Johnson | GAS | North | 1997 | 163 | 163 | 163 | 163 | 163 | 163 | 163 | 163 | 163 | 163 | 163
Johnson County Genfacility 2 | TEN_STG | Johnson | GAS | North | 1997 | 106 | 106 | 106 | 106 | 106 | 106 | 106 | 106 | 106 | 106 | 106
Kmaybto | DG_KMASB_1UNIT | Wichita | OTHER | West | 2011 | 0.125 | 0.125 | 0.125 | 0.125 | 0.125 | 0.125 | 0.125 | 0.125 | 0.125 | 0.125 | 0.125
Lake Hubbard 1 | LHSES_UNIT1 | Dallas | GAS | North | 1970 | 392 | 392 | 392 | 392 | 392 | 392 | 392 | 392 | 392 | 392 | 392
Lake Hubbard 2 | LH2SES_UNIT2 | Dallas | GAS | North | 1970 | 524 | 524 | 524 | 524 | 524 | 524 | 524 | 524 | 524 | 524 | 524
Lakewood Tap | DG_LKWDT_2UNITS | Gonzales | OTHER | South | 1931 | 4.8 | 4.8 | 4.8 | 4.8 | 4.8 | 4.8 | 4.8 | 4.8 | 4.8 | 4.8 | 4.8
Lamar Power Project CT11 | LPCCS_CT11 | Lamar | GAS | North | 2000 | 166 | 166 | 166 | 166 | 166 | 166 | 166 | 166 | 166 | 166 | 166
Lamar Power Project CT12 | LPCCS_CT12 | Lamar | GAS | North | 2000 | 166 | 166 | 166 | 166 | 166 | 166 | 166 | 166 | 166 | 166 | 166
Lamar Power Project CT21 | LPCCS_CT21 | Lamar | GAS | North | 2000 | 166 | 166 | 166 | 166 | 166 | 166 | 166 | 166 | 166 | 166 | 166
Lamar Power Project CT22 | LPCCS_CT22 | Lamar | GAS | North | 2000 | 166 | 166 | 166 | 166 | 166 | 166 | 166 | 166 | 166 | 166 | 166
Lamar Power Project STG1 | LPCCS_UNIT1 | Lamar | GAS | North | 2000 | 204.3 | 204.3 | 204.3 | 204.3 | 204.3 | 204.3 | 204.3 | 204.3 | 204.3 | 204.3 | 204.3
Lamar Power Project STG2 | LPCCS_UNIT2 | Lamar | GAS | North | 2000 | 204.3 | 204.3 | 204.3 | 204.3 | 204.3 | 204.3 | 204.3 | 204.3 | 204.3 | 204.3 | 204.3
Laredo Peaking 4 | LARDVFTN_G4 | Webb | GAS | South | 2008 | 94.2 | 94.2 | 94.2 | 94.2 | 94.2 | 94.2 | 94.2 | 94.2 | 94.2 | 94.2 | 94.2
Laredo Peaking 5 | LARDVFTN_G5 | Webb | GAS | South | 2008 | 94.2 | 94.2 | 94.2 | 94.2 | 94.2 | 94.2 | 94.2 | 94.2 | 94.2 | 94.2 | 94.2
Leon Creek Peaking 1 | LEON_CRK_LCPCT1 | Bexar | GAS | South | 2004 | 46 | 46 | 46 | 46 | 46 | 46 | 46 | 46 | 46 | 46 | 46
Leon Creek Peaking 2 | LEON_CRK_LCPCT2 | Bexar | GAS | South | 2004 | 46 | 46 | 46 | 46 | 46 | 46 | 46 | 46 | 46 | 46 | 46
Leon Creek Peaking 3 | LEON_CRK_LCPCT3 | Bexar | GAS | South | 2004 | 46 | 46 | 46 | 46 | 46 | 46 | 46 | 46 | 46 | 46 | 46
Leon Creek Peaking 4 | LEON_CRK_LCPCT4 | Bexar | GAS | South | 2004 | 46 | 46 | 46 | 46 | 46 | 46 | 46 | 46 | 46 | 46 | 46
Liberty | LB_DG1 | Harris | BIOMASS | Houston | 2003 | 3.87 | 3.87 | 3.87 | 3.87 | 3.87 | 3.87 | 3.87 | 3.87 | 3.87 | 3.87 | 3.87
Limestone 1 | LEG_LEG_G1 | Limestone | COAL | North | 1985 | 831 | 831 | 831 | 831 | 831 | 831 | 831 | 831 | 831 | 831 | 831
Limestone 2 | LEG_LEG_G2 | Limestone | COAL | North | 1986 | 858 | 858 | 858 | 858 | 858 | 858 | 858 | 858 | 858 | 858 | 858
Lost Pines 1 | LOSTPI_LOSTPGT1 | Bastrop | GAS | South | 2001 | 167 | 167 | 167 | 167 | 167 | 167 | 167 | 167 | 167 | 167 | 167
Lost Pines 2 | LOSTPI_LOSTPGT2 | Bastrop | GAS | South | 2001 | 164 | 164 | 164 | 164 | 164 | 164 | 164 | 164 | 164 | 164 | 164
Lost Pines 3 | LOSTPI_LOSTPST1 | Bastrop | GAS | South | 2001 | 184 | 184 | 184 | 184 | 184 | 184 | 184 | 184 | 184 | 184 | 184
Lufkin Biomass | LFBIO_UNIT1 | Angelina | BIOMASS | North | 2011 | 53 | 53 | 53 | 53 | 53 | 53 | 53 | 53 | 53 | 53 | 53
Magic Valley 1 | NEDIN_NEDIN_G1 | Hidalgo | GAS | South | 2001 | 209 | 209 | 209 | 209 | 209 | 209 | 209 | 209 | 209 | 209 | 209
Magic Valley 2 | NEDIN_NEDIN_G2 | Hidalgo | GAS | South | 2001 | 209 | 209 | 209 | 209 | 209 | 209 | 209 | 209 | 209 | 209 | 209
Magic Valley 3 | NEDIN_NEDIN_G3 | Hidalgo | GAS | South | 2001 | 250 | 250 | 250 | 250 | 250 | 250 | 250 | 250 | 250 | 250 | 250
Marble Falls 1 | MARBFA_MARBFAG1 | Burnet | HYDRO | South | 1951 | 21 | 21 | 21 | 21 | 21 | 21 | 21 | 21 | 21 | 21 | 21
Marble Falls 2 | MARBFA_MARBFAG2 | Burnet | HYDRO | South | 1951 | 21 | 21 | 21 | 21 | 21 | 21 | 21 | 21 | 21 | 21 | 21
Marshall Ford 1 | MARSFO_MARSFOG1 | Travis | HYDRO | South | 1941 | 36 | 36 | 36 | 36 | 36 | 36 | 36 | 36 | 36 | 36 | 36
Marshall Ford 2 | MARSFO_MARSFOG2 | Travis | HYDRO | South | 1941 | 36 | 36 | 36 | 36 | 36 | 36 | 36 | 36 | 36 | 36 | 36
Marshall Ford 3 | MARSFO_MARSFOG3 | Travis | HYDRO | South | 1941 | 29 | 29 | 29 | 29 | 29 | 29 | 29 | 29 | 29 | 29 | 29
Martin Lake 1 | MLSES_UNIT1 | Rusk | COAL | North | 1977 | 800 | 800 | 800 | 800 | 800 | 800 | 800 | 800 | 800 | 800 | 800
Martin Lake 2 | MLSES_UNIT2 | Rusk | COAL | North | 1978 | 805 | 805 | 805 | 805 | 805 | 805 | 805 | 805 | 805 | 805 | 805
Martin Lake 3 | MLSES_UNIT3 | Rusk | COAL | North | 1979 | 805 | 805 | 805 | 805 | 805 | 805 | 805 | 805 | 805 | 805 | 805
Mckinney Landfill Gas | DG_MKNSW_2UNITS | Collin | BIOMASS | North | 2011 | 3.2 | 3.2 | 3.2 | 3.2 | 3.2 | 3.2 | 3.2 | 3.2 | 3.2 | 3.2 | 3.2
Mcqueeney | DG_MCQUE_5UNITS | Guadalupe | HYDRO | South | 1927 | 7.68 | 7.68 | 7.68 | 7.68 | 7.68 | 7.68 | 7.68 | 7.68 | 7.68 | 7.68 | 7.68
Mesquite Creek Landfill Gas | DG_FREIH_2UNITS | Comal | BIOMASS | South | 2011 | 3.2 | 3.2 | 3.2 | 3.2 | 3.2 | 3.2 | 3.2 | 3.2 | 3.2 | 3.2 | 3.2
Midlothian 1 | MDANP_CT1 | Ellis | GAS | North | 2001 | 216 | 216 | 216 | 216 | 216 | 216 | 216 | 216 | 216 | 216 | 216
Midlothian 2 | MDANP_CT2 | Ellis | GAS | North | 2001 | 216 | 216 | 216 | 216 | 216 | 216 | 216 | 216 | 216 | 216 | 216
Midlothian 3 | MDANP_CT3 | Ellis | GAS | North | 2001 | 216 | 216 | 216 | 216 | 216 | 216 | 216 | 216 | 216 | 216 | 216
Midlothian 4 | MDANP_CT4 | Ellis | GAS | North | 2001 | 216 | 216 | 216 | 216 | 216 | 216 | 216 | 216 | 216 | 216 | 216
Midlothian 6 | MDANP_CT6 | Ellis | GAS | North | 2002 | 225 | 225 | 225 | 225 | 225 | 225 | 225 | 225 | 225 | 225 | 225
Monticello 3 | MNSES_UNIT3 | Titus | COAL | North | 1978 | 760 | 760 | 760 | 760 | 760 | 760 | 760 | 760 | 760 | 760 | 760
Morgan Creek A | MGSES_CT1 | Mitchell | GAS | West | 1988 | 68 | 68 | 68 | 68 | 68 | 68 | 68 | 68 | 68 | 68 | 68
Morgan Creek B | MGSES_CT2 | Mitchell | GAS | West | 1988 | 68 | 68 | 68 | 68 | 68 | 68 | 68 | 68 | 68 | 68 | 68
Morgan Creek C | MGSES_CT3 | Mitchell | GAS | West | 1988 | 68 | 68 | 68 | 68 | 68 | 68 | 68 | 68 | 68 | 68 | 68
Morgan Creek D | MGSES_CT4 | Mitchell | GAS | West | 1988 | 68 | 68 | 68 | 68 | 68 | 68 | 68 | 68 | 68 | 68 | 68
Morgan Creek E | MGSES_CT5 | Mitchell | GAS | West | 1988 | 68 | 68 | 68 | 68 | 68 | 68 | 68 | 68 | 68 | 68 | 68
Morgan Creek F | MGSES_CT6 | Mitchell | GAS | West | 1988 | 67 | 67 | 67 | 67 | 67 | 67 | 67 | 67 | 67 | 67 | 67
Mountain Creek 6 | MCSES_UNIT6 | Dallas | GAS | North | 1956 | 120 | 120 | 120 | 120 | 120 | 120 | 120 | 120 | 120 | 120 | 120
Mountain Creek 7 | MCSES_UNIT7 | Dallas | GAS | North | 1958 | 115 | 115 | 115 | 115 | 115 | 115 | 115 | 115 | 115 | 115 | 115
Mountain Creek 8 | MCSES_UNIT8 | Dallas | GAS | North | 1967 | 565 | 565 | 565 | 565 | 565 | 565 | 565 | 565 | 565 | 565 | 565
Nueces Bay 7 | NUECES_B_NUECESG7 | Nueces | GAS | South | 1972 | 319.8 | 319.8 | 319.8 | 319.8 | 319.8 | 319.8 | 319.8 | 319.8 | 319.8 | 319.8 | 319.8
Nueces Bay 8 | NUECES_B_NUECESG8 | Nueces | GAS | South | 2009 | 175.1 | 175.1 | 175.1 | 175.1 | 175.1 | 175.1 | 175.1 | 175.1 | 175.1 | 175.1 | 175.1
Nueces Bay 9 | NUECES_B_NUECESG9 | Nueces | GAS | South | 2009 | 175.1 | 175.1 | 175.1 | 175.1 | 175.1 | 175.1 | 175.1 | 175.1 | 175.1 | 175.1 | 175.1
O W Sommers 1 | CALAVERS_OWS1 | Bexar | GAS | South | 1972 | 420 | 420 | 420 | 420 | 420 | 420 | 420 | 420 | 420 | 420 | 420
O W Sommers 2 | CALAVERS_OWS2 | Bexar | GAS | South | 1974 | 420 | 420 | 420 | 420 | 420 | 420 | 420 | 420 | 420 | 420 | 420
Oak Grove SES Unit 1 | OGSES_UNIT1A | Robertson | COAL | North | 2011 | 840 | 840 | 840 | 840 | 840 | 840 | 840 | 840 | 840 | 840 | 840
Oak Grove SES Unit 2 | OGSES_UNIT2 | Robertson | COAL | North | 2011 | 825 | 825 | 825 | 825 | 825 | 825 | 825 | 825 | 825 | 825 | 825
Odessa-Ector Gen Stn C11 | OECCS_CT11 | Ector | GAS | West | 2001 | 146 | 146 | 146 | 146 | 146 | 146 | 146 | 146 | 146 | 146 | 146
Odessa-Ector Gen Stn C12 | OECCS_CT12 | Ector | GAS | West | 2001 | 139 | 139 | 139 | 139 | 139 | 139 | 139 | 139 | 139 | 139 | 139
Odessa-Ector Gen Stn C21 | OECCS_CT21 | Ector | GAS | West | 2001 | 135 | 135 | 135 | 135 | 135 | 135 | 135 | 135 | 135 | 135 | 135
Odessa-Ector Gen Stn C22 | OECCS_CT22 | Ector | GAS | West | 2001 | 153 | 153 | 153 | 153 | 153 | 153 | 153 | 153 | 153 | 153 | 153
Odessa-Ector Gen Stn ST1 | OECCS_UNIT1 | Ector | GAS | West | 2001 | 210 | 210 | 210 | 210 | 210 | 210 | 210 | 210 | 210 | 210 | 210
Odessa-Ector Gen Stn ST2 | OECCS_UNIT2 | Ector | GAS | West | 2001 | 210 | 210 | 210 | 210 | 210 | 210 | 210 | 210 | 210 | 210 | 210
Oklaunion 1 | OKLA_OKLA_G1 | Wilbarger | COAL | West | 1986 | 650 | 650 | 650 | 650 | 650 | 650 | 650 | 650 | 650 | 650 | 650
Paris Energy Center 1 | TNSKA_GT1 | Lamar | GAS | North | 1989 | 76 | 76 | 76 | 76 | 76 | 76 | 76 | 76 | 76 | 76 | 76
Paris Energy Center 2 | TNSKA_GT2 | Lamar | GAS | North | 1989 | 76 | 76 | 76 | 76 | 76 | 76 | 76 | 76 | 76 | 76 | 76
Paris Energy Center 3 | TNSKA_STG | Lamar | GAS | North | 1990 | 87 | 87 | 87 | 87 | 87 | 87 | 87 | 87 | 87 | 87 | 87
Pasgen | PSG_PSG_ST2 | Harris | GAS | Houston | 2000 | 167 | 167 | 167 | 167 | 167 | 167 | 167 | 167 | 167 | 167 | 167
Pasgen | PSG_PSG_GT3 | Harris | GAS | Houston | 2000 | 164 | 164 | 164 | 164 | 164 | 164 | 164 | 164 | 164 | 164 | 164
Pasgen | PSG_PSG_GT2 | Harris | GAS | Houston | 2000 | 164 | 164 | 164 | 164 | 164 | 164 | 164 | 164 | 164 | 164 | 164
Pearsall 1 | PEARSALL_PEARS_1 | Frio | GAS | South | 1961 | 25 | 25 | 25 | 25 | 25 | 25 | 25 | 25 | 25 | 25 | 25
Pearsall 2 | PEARSALL_PEARS_2 | Frio | GAS | South | 1961 | 25 | 25 | 25 | 25 | 25 | 25 | 25 | 25 | 25 | 25 | 25
Pearsall 3 | PEARSALL_PEARS_3 | Frio | GAS | South | 1961 | 25 | 25 | 25 | 25 | 25 | 25 | 25 | 25 | 25 | 25 | 25
Pearsall Engine Plant | PEARSAL2_ENG9 | Frio | GAS | South | 2010 | 8.44 | 8.44 | 8.44 | 8.44 | 8.44 | 8.44 | 8.44 | 8.44 | 8.44 | 8.44 | 8.44
Pearsall Engine Plant | PEARSAL2_ENG8 | Frio | GAS | South | 2010 | 8.44 | 8.44 | 8.44 | 8.44 | 8.44 | 8.44 | 8.44 | 8.44 | 8.44 | 8.44 | 8.44
Pearsall Engine Plant | PEARSAL2_ENG7 | Frio | GAS | South | 2010 | 8.44 | 8.44 | 8.44 | 8.44 | 8.44 | 8.44 | 8.44 | 8.44 | 8.44 | 8.44 | 8.44
Pearsall Engine Plant | PEARSAL2_ENG6 | Frio | GAS | South | 2010 | 8.44 | 8.44 | 8.44 | 8.44 | 8.44 | 8.44 | 8.44 | 8.44 | 8.44 | 8.44 | 8.44
Pearsall Engine Plant | PEARSAL2_ENG5 | Frio | GAS | South | 2010 | 8.44 | 8.44 | 8.44 | 8.44 | 8.44 | 8.44 | 8.44 | 8.44 | 8.44 | 8.44 | 8.44
Pearsall Engine Plant | PEARSAL2_ENG4 | Frio | GAS | South | 2010 | 8.44 | 8.44 | 8.44 | 8.44 | 8.44 | 8.44 | 8.44 | 8.44 | 8.44 | 8.44 | 8.44
Pearsall Engine Plant | PEARSAL2_ENG3 | Frio | GAS | South | 2010 | 8.44 | 8.44 | 8.44 | 8.44 | 8.44 | 8.44 | 8.44 | 8.44 | 8.44 | 8.44 | 8.44
Pearsall Engine Plant | PEARSAL2_ENG2 | Frio | GAS | South | 2010 | 8.44 | 8.44 | 8.44 | 8.44 | 8.44 | 8.44 | 8.44 | 8.44 | 8.44 | 8.44 | 8.44
Pearsall Engine Plant | PEARSAL2_ENG12 | Frio | GAS | South | 2010 | 8.44 | 8.44 | 8.44 | 8.44 | 8.44 | 8.44 | 8.44 | 8.44 | 8.44 | 8.44 | 8.44
Pearsall Engine Plant | PEARSAL2_ENG11 | Frio | GAS | South | 2010 | 8.44 | 8.44 | 8.44 | 8.44 | 8.44 | 8.44 | 8.44 | 8.44 | 8.44 | 8.44 | 8.44
Pearsall Engine Plant | PEARSAL2_ENG10 | Frio | GAS | South | 2010 | 8.44 | 8.44 | 8.44 | 8.44 | 8.44 | 8.44 | 8.44 | 8.44 | 8.44 | 8.44 | 8.44
Pearsall Engine Plant | PEARSAL2_ENG1 | Frio | GAS | South | 2010 | 8.44 | 8.44 | 8.44 | 8.44 | 8.44 | 8.44 | 8.44 | 8.44 | 8.44 | 8.44 | 8.44
Pearsall Engine Plant | PEARSAL2_ENG18 | Frio | GAS | South | 2010 | 8.44 | 8.44 | 8.44 | 8.44 | 8.44 | 8.44 | 8.44 | 8.44 | 8.44 | 8.44 | 8.44
Pearsall Engine Plant | PEARSAL2_ENG16 | Frio | GAS | South | 2010 | 8.44 | 8.44 | 8.44 | 8.44 | 8.44 | 8.44 | 8.44 | 8.44 | 8.44 | 8.44 | 8.44
Pearsall Engine Plant | PEARSAL2_ENG15 | Frio | GAS | South | 2010 | 8.44 | 8.44 | 8.44 | 8.44 | 8.44 | 8.44 | 8.44 | 8.44 | 8.44 | 8.44 | 8.44
Pearsall Engine Plant | PEARSAL2_ENG14 | Frio | GAS | South | 2010 | 8.44 | 8.44 | 8.44 | 8.44 | 8.44 | 8.44 | 8.44 | 8.44 | 8.44 | 8.44 | 8.44
Pearsall Engine Plant | PEARSAL2_ENG13 | Frio | GAS | South | 2010 | 8.44 | 8.44 | 8.44 | 8.44 | 8.44 | 8.44 | 8.44 | 8.44 | 8.44 | 8.44 | 8.44
Pearsall Engine Plant | PEARSAL2_ENG17 | Frio | GAS | South | 2010 | 8.44 | 8.44 | 8.44 | 8.44 | 8.44 | 8.44 | 8.44 | 8.44 | 8.44 | 8.44 | 8.44
Pearsall Engine Plant | PEARSAL2_ENG24 | Frio | GAS | South | 2010 | 8.44 | 8.44 | 8.44 | 8.44 | 8.44 | 8.44 | 8.44 | 8.44 | 8.44 | 8.44 | 8.44
Pearsall Engine Plant | PEARSAL2_ENG23 | Frio | GAS | South | 2010 | 8.44 | 8.44 | 8.44 | 8.44 | 8.44 | 8.44 | 8.44 | 8.44 | 8.44 | 8.44 | 8.44
Pearsall Engine Plant | PEARSAL2_ENG22 | Frio | GAS | South | 2010 | 8.44 | 8.44 | 8.44 | 8.44 | 8.44 | 8.44 | 8.44 | 8.44 | 8.44 | 8.44 | 8.44
Pearsall Engine Plant | PEARSAL2_ENG21 | Frio | GAS | South | 2010 | 8.44 | 8.44 | 8.44 | 8.44 | 8.44 | 8.44 | 8.44 | 8.44 | 8.44 | 8.44 | 8.44
Pearsall Engine Plant | PEARSAL2_ENG20 | Frio | GAS | South | 2010 | 8.44 | 8.44 | 8.44 | 8.44 | 8.44 | 8.44 | 8.44 | 8.44 | 8.44 | 8.44 | 8.44
Pearsall Engine Plant | PEARSAL2_ENG19 | Frio | GAS | South | 2010 | 8.44 | 8.44 | 8.44 | 8.44 | 8.44 | 8.44 | 8.44 | 8.44 | 8.44 | 8.44 | 8.44
Permian Basin A | PB2SES_CT1 | Ward | GAS | West | 1988 | 68 | 68 | 68 | 68 | 68 | 68 | 68 | 68 | 68 | 68 | 68
Permian Basin B | PB2SES_CT2 | Ward | GAS | West | 1988 | 65 | 65 | 65 | 65 | 65 | 65 | 65 | 65 | 65 | 65 | 65
Permian Basin C | PB2SES_CT3 | Ward | GAS | West | 1988 | 68 | 68 | 68 | 68 | 68 | 68 | 68 | 68 | 68 | 68 | 68
Permian Basin D | PB2SES_CT4 | Ward | GAS | West | 1990 | 69 | 69 | 69 | 69 | 69 | 69 | 69 | 69 | 69 | 69 | 69
Permian Basin E | PB2SES_CT5 | Ward | GAS | West | 1990 | 70 | 70 | 70 | 70 | 70 | 70 | 70 | 70 | 70 | 70 | 70
Powerlane Plant 1 | STEAM1A_STEAM_1 | Hunt | GAS | North | 2009 | 20 | 20 | 20 | 20 | 20 | 20 | 20 | 20 | 20 | 20 | 20
Powerlane Plant 2 | STEAM_STEAM_2 | Hunt | GAS | North | 1967 | 26 | 26 | 26 | 26 | 26 | 26 | 26 | 26 | 26 | 26 | 26
Powerlane Plant 3 | STEAM_STEAM_3 | Hunt | GAS | North | 1978 | 41 | 41 | 41 | 41 | 41 | 41 | 41 | 41 | 41 | 41 | 41
Quail Run Energy GT1 | QALSW_GT2 | Ector | GAS | West | 2007 | 74 | 74 | 74 | 74 | 74 | 74 | 74 | 74 | 74 | 74 | 74
Quail Run Energy GT2 | QALSW_GT3 | Ector | GAS | West | 2008 | 72 | 72 | 72 | 72 | 72 | 72 | 72 | 72 | 72 | 72 | 72
Quail Run Energy GT3 | QALSW_STG1 | Ector | GAS | West | 2007 | 102 | 102 | 102 | 102 | 102 | 102 | 102 | 102 | 102 | 102 | 102
Quail Run Energy GT4 | QALSW_STG2 | Ector | GAS | West | 2008 | 98 | 98 | 98 | 98 | 98 | 98 | 98 | 98 | 98 | 98 | 98
Quail Run Energy STG1 | QALSW_GT1 | Ector | GAS | West | 2007 | 74 | 74 | 74 | 74 | 74 | 74 | 74 | 74 | 74 | 74 | 74
Quail Run Energy STG2 | QALSW_GT4 | Ector | GAS | West | 2008 | 72 | 72 | 72 | 72 | 72 | 72 | 72 | 72 | 72 | 72 | 72
R W Miller 1 | MIL_MILLERG1 | Palo Pinto | GAS | North | 2000 | 75 | 75 | 75 | 75 | 75 | 75 | 75 | 75 | 75 | 75 | 75
R W Miller 2 | MIL_MILLERG2 | Palo Pinto | GAS | North | 2000 | 120 | 120 | 120 | 120 | 120 | 120 | 120 | 120 | 120 | 120 | 120
R W Miller 3 | MIL_MILLERG3 | Palo Pinto | GAS | North | 2000 | 208 | 208 | 208 | 208 | 208 | 208 | 208 | 208 | 208 | 208 | 208
R W Miller 4 | MIL_MILLERG4 | Palo Pinto | GAS | North | 2000 | 104 | 104 | 104 | 104 | 104 | 104 | 104 | 104 | 104 | 104 | 104
R W Miller 5 | MIL_MILLERG5 | Palo Pinto | GAS | North | 2000 | 104 | 104 | 104 | 104 | 104 | 104 | 104 | 104 | 104 | 104 | 104
Ray Olinger 1 | OLINGR_OLING_1 | Collin | GAS | North | 1967 | 78 | 78 | 78 | 78 | 78 | 78 | 78 | 78 | 78 | 78 | 78
Ray Olinger 2 | OLINGR_OLING_2 | Collin | GAS | North | 1971 | 107 | 107 | 107 | 107 | 107 | 107 | 107 | 107 | 107 | 107 | 107
Ray Olinger 3 | OLINGR_OLING_3 | Collin | GAS | North | 1975 | 146 | 146 | 146 | 146 | 146 | 146 | 146 | 146 | 146 | 146 | 146
Ray Olinger 4 | OLINGR_OLING_4 | Collin | GAS | North | 2001 | 75 | 75 | 75 | 75 | 75 | 75 | 75 | 75 | 75 | 75 | 75
Rayburn 1 | RAYBURN_RAYBURG1 | Victoria | GAS | South | 1963 | 11 | 11 | 11 | 11 | 11 | 11 | 11 | 11 | 11 | 11 | 11
Rayburn 10 | RAYBURN_RAYBURG10 | Victoria | GAS | South | 2003 | 40 | 40 | 40 | 40 | 40 | 40 | 40 | 40 | 40 | 40 | 40
Rayburn 2 | RAYBURN_RAYBURG2 | Victoria | GAS | South | 1963 | 11 | 11 | 11 | 11 | 11 | 11 | 11 | 11 | 11 | 11 | 11
Rayburn 3 | RAYBURN_RAYBURG3 | Victoria | GAS | South | 1965 | 24 | 24 | 24 | 24 | 24 | 24 | 24 | 24 | 24 | 24 | 24
Rayburn 7 | RAYBURN_RAYBURG7 | Victoria | GAS | South | 2003 | 50 | 50 | 50 | 50 | 50 | 50 | 50 | 50 | 50 | 50 | 50
Rayburn 8 | RAYBURN_RAYBURG8 | Victoria | GAS | South | 2003 | 50 | 50 | 50 | 50 | 50 | 50 | 50 | 50 | 50 | 50 | 50
Rayburn 9 | RAYBURN_RAYBURG9 | Victoria | GAS | South | 2003 | 50 | 50 | 50 | 50 | 50 | 50 | 50 | 50 | 50 | 50 | 50
Rgv Sugar Mill | DG_S_SNR_UNIT1 | Hidalgo | BIOMASS | South | 2008 | 4.5 | 4.5 | 4.5 | 4.5 | 4.5 | 4.5 | 4.5 | 4.5 | 4.5 | 4.5 | 4.5
Rhodia Houston Plant | DG_HG_2UNITS | Harris | OTHER | Houston | 1970 | 8.2 | 8.2 | 8.2 | 8.2 | 8.2 | 8.2 | 8.2 | 8.2 | 8.2 | 8.2 | 8.2
Rio Nogales 1 | RIONOG_CT1 | Guadalupe | GAS | South | 2002 | 154 | 154 | 154 | 154 | 154 | 154 | 154 | 154 | 154 | 154 | 154
Rio Nogales 2 | RIONOG_CT2 | Guadalupe | GAS | South | 2002 | 154 | 154 | 154 | 154 | 154 | 154 | 154 | 154 | 154 | 154 | 154
Rio Nogales 3 | RIONOG_CT3 | Guadalupe | GAS | South | 2002 | 154 | 154 | 154 | 154 | 154 | 154 | 154 | 154 | 154 | 154 | 154
Rio Nogales 4 | RIONOG_ST1 | Guadalupe | GAS | South | 2002 | 323 | 323 | 323 | 323 | 323 | 323 | 323 | 323 | 323 | 323 | 323
Robert Mueller Energy Center | RMEC_CT1 | Travis | GAS | South | 2011 | 7.6 | 7.6 | 7.6 | 7.6 | 7.6 | 7.6 | 7.6 | 7.6 | 7.6 | 7.6 | 7.6
SR Bertron 1 | SRB_SRB_G1 | Harris | GAS | Houston | 1958 | 174 | 174 | 174 | 174 | 174 | 174 | 174 | 174 | 174 | 174 | 174
SR Bertron 2 | SRB_SRB_G2 | Harris | GAS | Houston | 1956 | 174 | 174 | 174 | 174 | 174 | 174 | 174 | 174 | 174 | 174 | 174
San Jacinto SES 1 | SJS_SJS_G1 | Harris | GAS | Houston | 1995 | 81 | 81 | 81 | 81 | 81 | 81 | 81 | 81 | 81 | 81 | 81
San Jacinto SES 2 | SJS_SJS_G2 | Harris | GAS | Houston | 1995 | 81 | 81 | 81 | 81 | 81 | 81 | 81 | 81 | 81 | 81 | 81
San Miguel 1 | SANMIGL_SANMIGG1 | Atascosa | COAL | South | 1982 | 391 | 391 | 391 | 391 | 391 | 391 | 391 | 391 | 391 | 391 | 391
Sandhill Energy Center 1 | SANDHSYD_SH1 | Travis | GAS | South | 2001 | 45 | 45 | 45 | 45 | 45 | 45 | 45 | 45 | 45 | 45 | 45
Sandhill Energy Center 2 | SANDHSYD_SH2 | Travis | GAS | South | 2001 | 45 | 45 | 45 | 45 | 45 | 45 | 45 | 45 | 45 | 45 | 45
Sandhill Energy Center 3 | SANDHSYD_SH3 | Travis | GAS | South | 2001 | 45 | 45 | 45 | 45 | 45 | 45 | 45 | 45 | 45 | 45 | 45
Sandhill Energy Center 4 | SANDHSYD_SH4 | Travis | GAS | South | 2001 | 45 | 45 | 45 | 45 | 45 | 45 | 45 | 45 | 45 | 45 | 45
Sandhill Energy Center 5A | SANDHSYD_SH_5A | Travis | GAS | South | 2004 | 155 | 155 | 155 | 155 | 155 | 155 | 155 | 155 | 155 | 155 | 155
Sandhill Energy Center 5C | SANDHSYD_SH_5C | Travis | GAS | South | 2004 | 145 | 145 | 145 | 145 | 145 | 145 | 145 | 145 | 145 | 145 | 145
Sandhill Energy Center 6 | SANDHSYD_SH6 | Travis | GAS | South | 2010 | 45 | 45 | 45 | 45 | 45 | 45 | 45 | 45 | 45 | 45 | 45
Sandhill Energy Center 7 | SANDHSYD_SH7 | Travis | GAS | South | 2010 | 45 | 45 | 45 | 45 | 45 | 45 | 45 | 45 | 45 | 45 | 45
Sandow 5 | SD5SES_UNIT5 | Milam | COAL | South | 2010 | 570 | 570 | 570 | 570 | 570 | 570 | 570 | 570 | 570 | 570 | 570
Silas Ray 10 | SILASRAY_SILAS_10 | Cameron | GAS | South | 2004 | 48 | 48 | 48 | 48 | 48 | 48 | 48 | 48 | 48 | 48 | 48
Silas Ray 5 | SILASRAY_SILAS_5 | Cameron | GAS | South | 1951 | 10 | 10 | 10 | 10 | 10 | 10 | 10 | 10 | 10 | 10 | 10
Silas Ray 6 | SILASRAY_SILAS_6 | Cameron | GAS | South | 1961 | 20 | 20 | 20 | 20 | 20 | 20 | 20 | 20 | 20 | 20 | 20
Silas Ray 9 | SILASRAY_SILAS_9 | Cameron | GAS | South | 1996 | 38 | 38 | 38 | 38 | 38 | 38 | 38 | 38 | 38 | 38 | 38
Sim Gideon 1 | GIDEON_GIDEONG1 | Bastrop | GAS | South | 1965 | 136 | 136 | 136 | 136 | 136 | 136 | 136 | 136 | 136 | 136 | 136
Sim Gideon 2 | GIDEON_GIDEONG2 | Bastrop | GAS | South | 1968 | 136 | 136 | 136 | 136 | 136 | 136 | 136 | 136 | 136 | 136 | 136
Sim Gideon 3 | GIDEON_GIDEONG3 | Bastrop | GAS | South | 1972 | 336 | 336 | 336 | 336 | 336 | 336 | 336 | 336 | 336 | 336 | 336
Skyline Landfill Gas | DG_FERIS_4UNITS | Dallas | OTHER | North | 2007 | 6.4 | 6.4 | 6.4 | 6.4 | 6.4 | 6.4 | 6.4 | 6.4 | 6.4 | 6.4 | 6.4
South Texas 1 | STP_STP_G1 | Matagorda | NUC | South | 1988 | 1375 | 1375 | 1375 | 1375 | 1375 | 1375 | 1375 | 1375 | 1375 | 1375 | 1375
South Texas 2 | STP_STP_G2 | Matagorda | NUC | South | 1989 | 1375 | 1375 | 1375 | 1375 | 1375 | 1375 | 1375 | 1375 | 1375 | 1375 | 1375
Spencer | SPNCER_SPNCE_4 | Denton | GAS | North | 1966 | 61 | 61 | 61 | 61 | 61 | 61 | 61 | 61 | 61 | 61 | 61
Spencer | SPNCER_SPNCE_5 | Denton | GAS | North | 1973 | 61 | 61 | 61 | 61 | 61 | 61 | 61 | 61 | 61 | 61 | 61
Stryker Creek 1 | SCSES_UNIT1A | Cherokee | GAS | North | 1958 | 167 | 167 | 167 | 167 | 167 | 167 | 167 | 167 | 167 | 167 | 167
Stryker Creek 2 | SCSES_UNIT2 | Cherokee | GAS | North | 1965 | 502 | 502 | 502 | 502 | 502 | 502 | 502 | 502 | 502 | 502 | 502
T H Wharton 3 | THW_THWST_3 | Harris | GAS | Houston | 1974 | 104 | 104 | 104 | 104 | 104 | 104 | 104 | 104 | 104 | 104 | 104
T H Wharton 31 | THW_THWGT31 | Harris | GAS | Houston | 1972 | 57 | 57 | 57 | 57 | 57 | 57 | 57 | 57 | 57 | 57 | 57
T H Wharton 32 | THW_THWGT32 | Harris | GAS | Houston | 1972 | 57 | 57 | 57 | 57 | 57 | 57 | 57 | 57 | 57 | 57 | 57
T H Wharton 33 | THW_THWGT33 | Harris | GAS | Houston | 1972 | 57 | 57 | 57 | 57 | 57 | 57 | 57 | 57 | 57 | 57 | 57
T H Wharton 34 | THW_THWGT34 | Harris | GAS | Houston | 1972 | 57 | 57 | 57 | 57 | 57 | 57 | 57 | 57 | 57 | 57 | 57
T H Wharton 4 | THW_THWST_4 | Harris | GAS | Houston | 1974 | 104 | 104 | 104 | 104 | 104 | 104 | 104 | 104 | 104 | 104 | 104
T H Wharton 41 | THW_THWGT41 | Harris | GAS | Houston | 1972 | 57 | 57 | 57 | 57 | 57 | 57 | 57 | 57 | 57 | 57 | 57
T H Wharton 42 | THW_THWGT42 | Harris | GAS | Houston | 1972 | 57 | 57 | 57 | 57 | 57 | 57 | 57 | 57 | 57 | 57 | 57
T H Wharton 43 | THW_THWGT43 | Harris | GAS | Houston | 1974 | 57 | 57 | 57 | 57 | 57 | 57 | 57 | 57 | 57 | 57 | 57
T H Wharton 44 | THW_THWGT44 | Harris | GAS | Houston | 1974 | 57 | 57 | 57 | 57 | 57 | 57 | 57 | 57 | 57 | 57 | 57
T H Wharton 51 | THW_THWGT51 | Harris | GAS | Houston | 1975 | 57 | 57 | 57 | 57 | 57 | 57 | 57 | 57 | 57 | 57 | 57
T H Wharton 52 | THW_THWGT52 | Harris | GAS | Houston | 1975 | 57 | 57 | 57 | 57 | 57 | 57 | 57 | 57 | 57 | 57 | 57
T H Wharton 53 | THW_THWGT53 | Harris | GAS | Houston | 1975 | 57 | 57 | 57 | 57 | 57 | 57 | 57 | 57 | 57 | 57 | 57
T H Wharton 54 | THW_THWGT54 | Harris | GAS | Houston | 1975 | 57 | 57 | 57 | 57 | 57 | 57 | 57 | 57 | 57 | 57 | 57
T H Wharton 55 | THW_THWGT55 | Harris | GAS | Houston | 1975 | 57 | 57 | 57 | 57 | 57 | 57 | 57 | 57 | 57 | 57 | 57
T H Wharton 56 | THW_THWGT56 | Harris | GAS | Houston | 1975 | 57 | 57 | 57 | 57 | 57 | 57 | 57 | 57 | 57 | 57 | 57
T H Wharton G1 | THW_THWGT_1 | Harris | GAS | Houston | 1967 | 13 | 13 | 13 | 13 | 13 | 13 | 13 | 13 | 13 | 13 | 13
Texas City 1 | TXCTY_CTA | Galveston | GAS | Houston | 2000 | 99 | 99 | 99 | 99 | 99 | 99 | 99 | 99 | 99 | 99 | 99
Texas City 2 | TXCTY_CTB | Galveston | GAS | Houston | 2000 | 94 | 94 | 94 | 94 | 94 | 94 | 94 | 94 | 94 | 94 | 94
Texas City 3 | TXCTY_CTC | Galveston | GAS | Houston | 2000 | 94 | 94 | 94 | 94 | 94 | 94 | 94 | 94 | 94 | 94 | 94
Texas City 4 | TXCTY_ST | Galveston | GAS | Houston | 2000 | 123 | 123 | 123 | 123 | 123 | 123 | 123 | 123 | 123 | 123 | 123
Texas Gulf Sulphur | TGF_TGFGT_1 | Wharton | GAS | Houston | 1985 | 70 | 70 | 70 | 70 | 70 | 70 | 70 | 70 | 70 | 70 | 70
Thomas C Ferguson 1 | FERGUS_FERGUSG1 | Llano | GAS | South | 1974 | 424 | 424 | 424 | 424 | 424 | 424 | 424 | 424 | 424 | 424 | 424
Trinidad 6 | TRSES_UNIT6 | Henderson | GAS | North | 1965 | 226 | 226 | 226 | 226 | 226 | 226 | 226 | 226 | 226 | 226 | 226
Trinity Bay | TRN_DG1 | Chambers | BIOMASS | Houston | 2003 | 3.87 | 3.87 | 3.87 | 3.87 | 3.87 | 3.87 | 3.87 | 3.87 | 3.87 | 3.87 | 3.87
Trinity Oaks LFG | DG_KLBRG_1UNIT | Dallas | BIOMASS | North | 2009 | 3.2 | 3.2 | 3.2 | 3.2 | 3.2 | 3.2 | 3.2 | 3.2 | 3.2 | 3.2 | 3.2
Twin Oaks 1 | TNP_ONE_TNP_O_1 | Roberson | COAL | North | 1990 | 156 | 156 | 156 | 156 | 156 | 156 | 156 | 156 | 156 | 156 | 156
Twin Oaks 2 | TNP_ONE_TNP_O_2 | Roberson | COAL | North | 1991 | 156 | 156 | 156 | 156 | 156 | 156 | 156 | 156 | 156 | 156 | 156
VH Braunig | BRAUNIG_VHB1 | Bexar | GAS | South | 1966 | 220 | 220 | 220 | 220 | 220 | 220 | 220 | 220 | 220 | 220 | 220
VH Braunig | BRAUNIG_VHB2 | Bexar | GAS | South | 1968 | 230 | 230 | 230 | 230 | 230 | 230 | 230 | 230 | 230 | 230 | 230
V H Braunig 3 | BRAUNIG_VHB3 | Bexar | GAS | South | 1970 | 412 | 412 | 412 | 412 | 412 | 412 | 412 | 412 | 412 | 412 | 412
V H Braunig 5 | BRAUNIG_VHB6CT5 | Bexar | GAS | South | 2009 | 48 | 48 | 48 | 48 | 48 | 48 | 48 | 48 | 48 | 48 | 48
V H Braunig 6 | BRAUNIG_VHB6CT6 | Bexar | GAS | South | 2009 | 48 | 48 | 48 | 48 | 48 | 48 | 48 | 48 | 48 | 48 | 48
V H Braunig 7 | BRAUNIG_VHB6CT7 | Bexar | GAS | South | 2009 | 48 | 48 | 48 | 48 | 48 | 48 | 48 | 48 | 48 | 48 | 48
V H Braunig 8 | BRAUNIG_VHB6CT8 | Bexar | GAS | South | 2009 | 48 | 48 | 48 | 48 | 48 | 48 | 48 | 48 | 48 | 48 | 48
Victoria Power Station 5 | VICTORIA_VICTORG5 | Victoria | GAS | South | 2009 | 125 | 125 | 125 | 125 | 125 | 125 | 125 | 125 | 125 | 125 | 125
Victoria Power Station 6 | VICTORIA_VICTORG6 | Victoria | GAS | South | 2009 | 160 | 160 | 160 | 160 | 160 | 160 | 160 | 160 | 160 | 160 | 160
W A Parish 1 | WAP_WAP_G1 | Fort Bend | GAS | Houston | 1958 | 169 | 169 | 169 | 169 | 169 | 169 | 169 | 169 | 169 | 169 | 169
W A Parish 2 | WAP_WAP_G2 | Fort Bend | GAS | Houston | 1958 | 169 | 169 | 169 | 169 | 169 | 169 | 169 | 169 | 169 | 169 | 169
W A Parish 3 | WAP_WAP_G3 | Fort Bend | GAS | Houston | 1961 | 258 | 258 | 258 | 258 | 258 | 258 | 258 | 258 | 258 | 258 | 258
W A Parish 4 | WAP_WAP_G4 | Fort Bend | GAS | Houston | 1968 | 552 | 552 | 552 | 552 | 552 | 552 | 552 | 552 | 552 | 552 | 552
W A Parish 5 | WAP_WAP_G5 | Fort Bend | COAL | Houston | 1977 | 659 | 659 | 659 | 659 | 659 | 659 | 659 | 659 | 659 | 659 | 659
W A Parish 6 | WAP_WAP_G6 | Fort Bend | COAL | Houston | 1978 | 658 | 658 | 658 | 658 | 658 | 658 | 658 | 658 | 658 | 658 | 658
W A Parish 7 | WAP_WAP_G7 | Fort Bend | COAL | Houston | 1980 | 577 | 577 | 577 | 577 | 577 | 577 | 577 | 577 | 577 | 577 | 577
W A Parish 8 | WAP_WAP_G8 | Fort Bend | COAL | Houston | 1982 | 610 | 610 | 610 | 610 | 610 | 610 | 610 | 610 | 610 | 610 | 610
W A Parish T1 | WAP_WAPGT_1 | Fort Bend | GAS | Houston | 1967 | 13 | 13 | 13 | 13 | 13 | 13 | 13 | 13 | 13 | 13 | 13
Westside | DG_WSTHL_3UNITS | Parker | BIOMASS | North | 2010 | 4.8 | 4.8 | 4.8 | 4.8 | 4.8 | 4.8 | 4.8 | 4.8 | 4.8 | 4.8 | 4.8
Whitney 1 | WND_WHITNEY1 | Bosque | HYDRO | North | 1953 | 15 | 15 | 15 | 15 | 15 | 15 | 15 | 15 | 15 | 15 | 15
Whitney 2 | WND_WHITNEY2 | Bosque | HYDRO | North | 1953 | 15 | 15 | 15 | 15 | 15 | 15 | 15 | 15 | 15 | 15 | 15
Wichita Falls 1 | WFCOGEN_UNIT1 | Wichita | GAS | West | 1987 | 20 | 20 | 20 | 20 | 20 | 20 | 20 | 20 | 20 | 20 | 20
Wichita Falls 2 | WFCOGEN_UNIT2 | Wichita | GAS | West | 1987 | 20 | 20 | 20 | 20 | 20 | 20 | 20 | 20 | 20 | 20 | 20
Wichita Falls 3 | WFCOGEN_UNIT3 | Wichita | GAS | West | 1987 | 20 | 20 | 20 | 20 | 20 | 20 | 20 | 20 | 20 | 20 | 20
Wichita Falls 4 | WFCOGEN_UNIT4 | Wichita | GAS | West | 1987 | 17 | 17 | 17 | 17 | 17 | 17 | 17 | 17 | 17 | 17 | 17
Winchester Power Park 1 | WIPOPA_WPP_G1 | Fayette | GAS | South | 2010 | 44.75 | 44.75 | 44.75 | 44.75 | 44.75 | 44.75 | 44.75 | 44.75 | 44.75 | 44.75 | 44.75
Winchester Power Park 2 | WIPOPA_WPP_G2 | Fayette | GAS | South | 2010 | 44.75 | 44.75 | 44.75 | 44.75 | 44.75 | 44.75 | 44.75 | 44.75 | 44.75 | 44.75 | 44.75
Winchester Power Park 3 | WIPOPA_WPP_G3 | Fayette | GAS | South | 2010 | 44.75 | 44.75 | 44.75 | 44.75 | 44.75 | 44.75 | 44.75 | 44.75 | 44.75 | 44.75 | 44.75
Winchester Power Park 4 | WIPOPA_WPP_G4 | Fayette | GAS | South | 2010 | 44.75 | 44.75 | 44.75 | 44.75 | 44.75 | 44.75 | 44.75 | 44.75 | 44.75 | 44.75 | 44.75
Wise-Tractebel Power Proj. 1 | WCPP_CT1 | Wise | GAS | North | 2004 | 212 | 212 | 212 | 212 | 212 | 212 | 212 | 212 | 212 | 212 | 212
Wise-Tractebel Power Proj. 2 | WCPP_CT2 | Wise | GAS | North | 2004 | 212 | 212 | 212 | 212 | 212 | 212 | 212 | 212 | 212 | 212 | 212
Wise-Tractebel Power Proj. 3 | WCPP_ST1 | Wise | GAS | North | 2004 | 241 | 241 | 241 | 241 | 241 | 241 | 241 | 241 | 241 | 241 | 241
Wolf Hollow Power Proj. 1 | WHCCS_CT1 | Hood | GAS | North | 2002 | 212.5 | 212.5 | 212.5 | 212.5 | 212.5 | 212.5 | 212.5 | 212.5 | 212.5 | 212.5 | 212.5
Wolf Hollow Power Proj. 2 | WHCCS_CT2 | Hood | GAS | North | 2002 | 212.5 | 212.5 | 212.5 | 212.5 | 212.5 | 212.5 | 212.5 | 212.5 | 212.5 | 212.5 | 212.5
Wolf Hollow Power Proj. 3 | WHCCS_STG | Hood | GAS | North | 2002 | 280 | 280 | 280 | 280 | 280 | 280 | 280 | 280 | 280 | 280 | 280
Total Operational | [5 empty] | 63025.304 | 63025.304 | 63025.304 | 63025.304 | 63025.304 | 63025.304 | 63025.304 | 63025.304 | 63025.304 | 63025.304 | 63025.304
Total Contribution from Private Use Networks (based on historical output) | [5 empty] | 4390 | 4390 | 4390 | 4390 | 4390 | 4390 | 4390 | 4390 | 4390 | 4390 | 4390
Eagle Pass | DC Tie | Maverick | OTHER | South |  | 36 | 36 | 36 | 36 | 36 | 36 | 36 | 36 | 36 | 36 | 36
East | DC Tie | Fannin | OTHER | North |  | 600 | 600 | 600 | 600 | 600 | 600 | 600 | 600 | 600 | 600 | 600
Laredo VFT | DC Tie | Webb | OTHER | South |  | 100 | 100 | 100 | 100 | 100 | 100 | 100 | 100 | 100 | 100 | 100
North | DC Tie | Wilbarger | OTHER | West |  | 220 | 220 | 220 | 220 | 220 | 220 | 220 | 220 | 220 | 220 | 220
Sharyland | DC Tie | Hidalgo | OTHER | South |  | 150 | 150 | 150 | 150 | 150 | 150 | 150 | 150 | 150 | 150 | 150
DC-Ties | [5 empty] | 1106 | 1106 | 1106 | 1106 | 1106 | 1106 | 1106 | 1106 | 1106 | 1106 | 1106
Kiamichi Energy Facility | KMCHI_2ST | Pittsburg | GAS | North | 2003 | 315 | 315 | 315 | 315 | 315 | 315 | 315 | 315 | 315 | 315 | 315
Kiamichi Energy Facility | KMCHI_2CT201 | Pittsburg | GAS | North | 2003 | 155 | 155 | 155 | 155 | 155 | 155 | 155 | 155 | 155 | 155 | 155
Kiamichi Energy Facility | KMCHI_2CT101 | Pittsburg | GAS | North | 2003 | 153 | 153 | 153 | 153 | 153 | 153 | 153 | 153 | 153 | 153 | 153
Kiamichi Energy Facility | KMCHI_1ST | Pittsburg | GAS | North | 2003 | 315 | 315 | 315 | 315 | 315 | 315 | 315 | 315 | 315 | 315 | 315
Kiamichi Energy Facility | KMCHI_1CT201 | Pittsburg | GAS | North | 2003 | 155 | 155 | 155 | 155 | 155 | 155 | 155 | 155 | 155 | 155 | 155
Kiamichi Energy Facility | KMCHI_1CT101 | Pittsburg | GAS | North | 2003 | 153 | 153 | 153 | 153 | 153 | 153 | 153 | 153 | 153 | 153 | 153
Tenaska-Frontier 1 | FTR_FTR_G1 | Grimes | GAS | Houston | 2000 | 160 | 160 | 160 | 160 | 160 | 160 | 160 | 160 | 160 | 160 | 160
Tenaska-Frontier 2 | FTR_FTR_G2 | Grimes | GAS | Houston | 2000 | 160 | 160 | 160 | 160 | 160 | 160 | 160 | 160 | 160 | 160 | 160
Tenaska-Frontier 3 | FTR_FTR_G3 | Grimes | GAS | Houston | 2000 | 160 | 160 | 160 | 160 | 160 | 160 | 160 | 160 | 160 | 160 | 160
Tenaska-Frontier 4 | FTR_FTR_G4 | Grimes | GAS | Houston | 2000 | 390 | 390 | 390 | 390 | 390 | 390 | 390 | 390 | 390 | 390 | 390
Tenaska-Gateway 1 | TGCCS_CT1 | Rusk | GAS | North | 2001 | 156 | 156 | 156 | 156 | 156 | 156 | 156 | 156 | 156 | 156 | 156
Tenaska-Gateway 2 | TGCCS_CT2 | Rusk | GAS | North | 2001 | 135 | 135 | 135 | 135 | 135 | 135 | 135 | 135 | 135 | 135 | 135
Tenaska-Gateway 3 | TGCCS_CT3 | Rusk | GAS | North | 2001 | 153 | 153 | 153 | 153 | 153 | 153 | 153 | 153 | 153 | 153 | 153
Tenaska-Gateway 4 | TGCCS_UNIT4 | Rusk | GAS | North | 2001 | 402 | 402 | 402 | 402 | 402 | 402 | 402 | 402 | 402 | 402 | 402
Total Switchable Resources | [5 empty] | 2962 | 2962 | 2962 | 2962 | 2962 | 2962 | 2962 | 2962 | 2962 | 2962 | 2962
Barton Chapel Wind | BRTSW_BCW1 | Jack | WIND | West | 2007 | 120 | 120 | 120 | 120 | 120 | 120 | 120 | 120 | 120 | 120 | 120
Buffalo Gap 2 | BUFF_GAP_UNIT2_2 | Taylor | WIND | West | 2007 | 117 | 117 | 117 | 117 | 117 | 117 | 117 | 117 | 117 | 117 | 117
Buffalo Gap 2 | BUFF_GAP_UNIT2_1 | Taylor | WIND | West | 2007 | 115.5 | 115.5 | 115.5 | 115.5 | 115.5 | 115.5 | 115.5 | 115.5 | 115.5 | 115.5 | 115.5
Buffalo Gap Wind Farm 1 | BUFF_GAP_UNIT1 | Taylor | WIND | West | 2006 | 120.6 | 120.6 | 120.6 | 120.6 | 120.6 | 120.6 | 120.6 | 120.6 | 120.6 | 120.6 | 120.6
Buffalo Gap Wind Farm 3 | BUFF_GAP_UNIT3 | Taylor | WIND | West | 2008 | 170.2 | 170.2 | 170.2 | 170.2 | 170.2 | 170.2 | 170.2 | 170.2 | 170.2 | 170.2 | 170.2
Bull Creek Wind Plant | BULLCRK_WND2 | Borden | WIND | West | 2009 | 91 | 91 | 91 | 91 | 91 | 91 | 91 | 91 | 91 | 91 | 91
Bull Creek Wind Plant | BULLCRK_WND1 | Borden | WIND | West | 2009 | 89 | 89 | 89 | 89 | 89 | 89 | 89 | 89 | 89 | 89 | 89
Camp Springs 1 | CSEC_CSECG1 | Scurry | WIND | West | 2007 | 134.415 | 134.415 | 134.415 | 134.415 | 134.415 | 134.415 | 134.415 | 134.415 | 134.415 | 134.415 | 134.415
Camp Springs 2 | CSEC_CSECG2 | Scurry | WIND | West | 2007 | 123.6 | 123.6 | 123.6 | 123.6 | 123.6 | 123.6 | 123.6 | 123.6 | 123.6 | 123.6 | 123.6
Capricorn Ridge Wind 1 | CAPRIDGE_CR1 | Sterling | WIND | West | 2007 | 214.5 | 214.5 | 214.5 | 214.5 | 214.5 | 214.5 | 214.5 | 214.5 | 214.5 | 214.5 | 214.5
Capricorn Ridge Wind 2 | CAPRIDGE_CR3 | Sterling | WIND | West | 2008 | 186 | 186 | 186 | 186 | 186 | 186 | 186 | 186 | 186 | 186 | 186
Capricorn Ridge Wind 3 | CAPRIDGE_CR2 | Sterling | WIND | West | 2007 | 149.5 | 149.5 | 149.5 | 149.5 | 149.5 | 149.5 | 149.5 | 149.5 | 149.5 | 149.5 | 149.5
Capricorn Ridge Wind 4 | CAPRIDG4_CR4 | Sterling | WIND | West | 2008 | 112.5 | 112.5 | 112.5 | 112.5 | 112.5 | 112.5 | 112.5 | 112.5 | 112.5 | 112.5 | 112.5
Cedro Hill Wind | CEDROHIL_CHW1 | Webb | WIND | South | 2010 | 150 | 150 | 150 | 150 | 150 | 150 | 150 | 150 | 150 | 150 | 150
Champion Wind Farm | CHAMPION_UNIT1 | Nolan | WIND | West | 2008 | 126.5 | 126.5 | 126.5 | 126.5 | 126.5 | 126.5 | 126.5 | 126.5 | 126.5 | 126.5 | 126.5
Delaware Mountain Wind Farm | KUNITZ_WIND_NWP | Culberson | WIND | West | 2010 | 28.5 | 28.5 | 28.5 | 28.5 | 28.5 | 28.5 | 28.5 | 28.5 | 28.5 | 28.5 | 28.5
Desert Sky Wind Farm 1 | INDNENR_INDNENR | Pecos | WIND | West | 2002 | 84 | 84 | 84 | 84 | 84 | 84 | 84 | 84 | 84 | 84 | 84
Desert Sky Wind Farm 2 | INDNENR_INDNENR_2 | Pecos | WIND | West | 2002 | 76.5 | 76.5 | 76.5 | 76.5 | 76.5 | 76.5 | 76.5 | 76.5 | 76.5 | 76.5 | 76.5
Elbow Creek Wind Project | ELB_ELBCREEK | Howard | WIND | West | 2008 | 121.9 | 121.9 | 121.9 | 121.9 | 121.9 | 121.9 | 121.9 | 121.9 | 121.9 | 121.9 | 121.9
Forest Creek Wind Farm | MCDLD_FCW1 | Glasscock | WIND | West | 2007 | 124.2 | 124.2 | 124.2 | 124.2 | 124.2 | 124.2 | 124.2 | 124.2 | 124.2 | 124.2 | 124.2
Goat Wind | GOAT_GOATWIND | Sterling | WIND | West | 2008 | 80 | 80 | 80 | 80 | 80 | 80 | 80 | 80 | 80 | 80 | 80
Goat Wind 2 | GOAT_GOATWIN2 | Sterling | WIND | West | 2010 | 69.6 | 69.6 | 69.6 | 69.6 | 69.6 | 69.6 | 69.6 | 69.6 | 69.6 | 69.6 | 69.6
Green Mountain Energy 1 | BRAZ_WND_WND1 | Scurry | WIND | West | 2003 | 99 | 99 | 99 | 99 | 99 | 99 | 99 | 99 | 99 | 99 | 99
Green Mountain Energy 2 | BRAZ_WND_WND2 | Scurry | WIND | West | 2003 | 61 | 61 | 61 | 61 | 61 | 61 | 61 | 61 | 61 | 61 | 61
Gulf Wind I | TGW_T1 | Kenedy | WIND | South | 2010 | 141.6 | 141.6 | 141.6 | 141.6 | 141.6 | 141.6 | 141.6 | 141.6 | 141.6 | 141.6 | 141.6
Gulf Wind II | TGW_T2 | Kenedy | WIND | South | 2010 | 141.6 | 141.6 | 141.6 | 141.6 | 141.6 | 141.6 | 141.6 | 141.6 | 141.6 | 141.6 | 141.6
Hackberry Wind Farm | HWF_HWFG1 | Shackelford | WIND | West | 2008 | 165.6 | 165.6 | 165.6 | 165.6 | 165.6 | 165.6 | 165.6 | 165.6 | 165.6 | 165.6 | 165.6
Horse Hollow Wind 1 | HHGT_HHOLLOW1 | Kendall | WIND | South | 2009 | 213 | 213 | 213 | 213 | 213 | 213 | 213 | 213 | 213 | 213 | 213
Horse Hollow Wind 2 | HHGT_HHOLLOW2 | Kendall | WIND | South | 2009 | 184 | 184 | 184 | 184 | 184 | 184 | 184 | 184 | 184 | 184 | 184
Horse Hollow Wind 3 | HHGT_HHOLLOW3 | Kendall | WIND | South | 2009 | 223.5 | 223.5 | 223.5 | 223.5 | 223.5 | 223.5 | 223.5 | 223.5 | 223.5 | 223.5 | 223.5
Horse Hollow Wind 4 | HHGT_HHOLLOW4 | Kendall | WIND | South | 2009 | 115 | 115 | 115 | 115 | 115 | 115 | 115 | 115 | 115 | 115 | 115
Horse Hollow Wind Callahan | HHGT_CALLAHAN | Kendall | WIND | South | 2009 | 114 | 114 | 114 | 114 | 114 | 114 | 114 | 114 | 114 | 114 | 114
Inadale Wind | INDL_INADALE1 | Nolan | WIND | West | 2008 | 197 | 197 | 197 | 197 | 197 | 197 | 197 | 197 | 197 | 197 | 197
Indian Mesa Wind Farm | INDNNWP_INDNNWP | Pecos | WIND | West | 2001 | 82.5 | 82.5 | 82.5 | 82.5 | 82.5 | 82.5 | 82.5 | 82.5 | 82.5 | 82.5 | 82.5
King Mountain NE | KING_NE_KINGNE | Upton | WIND | West | 2001 | 79.3 | 79.3 | 79.3 | 79.3 | 79.3 | 79.3 | 79.3 | 79.3 | 79.3 | 79.3 | 79.3
King Mountain NW | KING_NW_KINGNW | Upton | WIND | West | 2001 | 79.3 | 79.3 | 79.3 | 79.3 | 79.3 | 79.3 | 79.3 | 79.3 | 79.3 | 79.3 | 79.3
King Mountain SE | KING_SE_KINGSE | Upton | WIND | West | 2001 | 40.3 | 40.3 | 40.3 | 40.3 | 40.3 | 40.3 | 40.3 | 40.3 | 40.3 | 40.3 | 40.3
King Mountain SW | KING_SW_KINGSW | Upton | WIND | West | 2001 | 79.3 | 79.3 | 79.3 | 79.3 | 79.3 | 79.3 | 79.3 | 79.3 | 79.3 | 79.3 | 79.3
Kunitz Wind | KUNITZ_WIND_LGE | Culberson | WIND | West | 1995 | 39.8 | 39.8 | 39.8 | 39.8 | 39.8 | 39.8 | 39.8 | 39.8 | 39.8 | 39.8 | 39.8
Langford Wind Power | LGD_LANGFORD | Tom Green | WIND | West | 2009 | 155 | 155 | 155 | 155 | 155 | 155 | 155 | 155 | 155 | 155 | 155
Loraine Windpark I | LONEWOLF_G1 | Mitchell | WIND | West | 2009 | 49.5 | 49.5 | 49.5 | 49.5 | 49.5 | 49.5 | 49.5 | 49.5 | 49.5 | 49.5 | 49.5
Loraine Windpark Ii | LONEWOLF_G2 | Mitchell | WIND | West | 2009 | 51 | 51 | 51 | 51 | 51 | 51 | 51 | 51 | 51 | 51 | 51
Loraine Windpark Iii | LONEWOLF_G3 | Mitchell | WIND | West | 2011 | 25.5 | 25.5 | 25.5 | 25.5 | 25.5 | 25.5 | 25.5 | 25.5 | 25.5 | 25.5 | 25.5
Loraine Windpark Iv | LONEWOLF_G4 | Mitchell | WIND | West | 2011 | 24 | 24 | 24 | 24 | 24 | 24 | 24 | 24 | 24 | 24 | 24
Mcadoo Wind Farm | MWEC_G1 | Dickens | WIND | West | 2008 | 150 | 150 | 150 | 150 | 150 | 150 | 150 | 150 | 150 | 150 | 150
Mesquite Wind | LNCRK_G83 | Shackelford | WIND | West | 2006 | 200 | 200 | 200 | 200 | 200 | 200 | 200 | 200 | 200 | 200 | 200
Notrees-1 | NWF_NWF1 | Ector | WIND | West | 2009 | 152.61 | 152.61 | 152.61 | 152.61 | 152.61 | 152.61 | 152.61 | 152.61 | 152.61 | 152.61 | 152.61
Ocotillo Wind Farm | OWF_OWF | Howard | WIND | West | 2008 | 58.8 | 58.8 | 58.8 | 58.8 | 58.8 | 58.8 | 58.8 | 58.8 | 58.8 | 58.8 | 58.8
Panther Creek 1 | PC_NORTH_PANTHER1 | Howard | WIND | West | 2008 | 142.5 | 142.5 | 142.5 | 142.5 | 142.5 | 142.5 | 142.5 | 142.5 | 142.5 | 142.5 | 142.5
Panther Creek 2 | PC_SOUTH_PANTHER2 | Howard | WIND | West | 2008 | 115.5 | 115.5 | 115.5 | 115.5 | 115.5 | 115.5 | 115.5 | 115.5 | 115.5 | 115.5 | 115.5
Panther Creek 3 | PC_SOUTH_PANTHER3 | Howard | WIND | West | 2009 | 199.5 | 199.5 | 199.5 | 199.5 | 199.5 | 199.5 | 199.5 | 199.5 | 199.5 | 199.5 | 199.5
Papalote Creek Wind | COTTON_PAP2 | San Patricio | WIND | South | 2010 | 200.1 | 200.1 | 200.1 | 200.1 | 200.1 | 200.1 | 200.1 | 200.1 | 200.1 | 200.1 | 200.1
Papalote Creek Wind Farm | PAP1_PAP1 | San Patricio | WIND | South | 2009 | 179.85 | 179.85 | 179.85 | 179.85 | 179.85 | 179.85 | 179.85 | 179.85 | 179.85 | 179.85 | 179.85
Pecos Wind (Woodward 1) | WOODWRD1_WOODWRD1 | Pecos | WIND | West | 2001 | 82.5 | 82.5 | 82.5 | 82.5 | 82.5 | 82.5 | 82.5 | 82.5 | 82.5 | 82.5 | 82.5
Pecos Wind (Woodward 2) | WOODWRD2_WOODWRD2 | Pecos | WIND | West | 2001 | 77.22 | 77.22 | 77.22 | 77.22 | 77.22 | 77.22 | 77.22 | 77.22 | 77.22 | 77.22 | 77.22
Penascal Wind | PENA_UNIT2 | Kenedy | WIND | South | 2009 | 141.6 | 141.6 | 141.6 | 141.6 | 141.6 | 141.6 | 141.6 | 141.6 | 141.6 | 141.6 | 141.6
Penascal Wind | PENA_UNIT1 | Kenedy | WIND | South | 2009 | 160.8 | 160.8 | 160.8 | 160.8 | 160.8 | 160.8 | 160.8 | 160.8 | 160.8 | 160.8 | 160.8
Penascal Wind | PENA3_UNIT3 | Kenedy | WIND | South | 2011 | 100.8 | 100.8 | 100.8 | 100.8 | 100.8 | 100.8 | 100.8 | 100.8 | 100.8 | 100.8 | 100.8
Post Oak Wind 1 | LNCRK2_G871 | Shackelford | WIND | West | 2007 | 100 | 100 | 100 | 100 | 100 | 100 | 100 | 100 | 100 | 100 | 100
Post Oak Wind 2 | LNCRK2_G872 | Shackelford | WIND | West | 2007 | 100 | 100 | 100 | 100 | 100 | 100 | 100 | 100 | 100 | 100 | 100
Pyron Wind Farm | PYR_PYRON1 | Scurry | WIND | West | 2008 | 249 | 249 | 249 | 249 | 249 | 249 | 249 | 249 | 249 | 249 | 249
Red Canyon | RDCANYON_RDCNY1 | Borden | WIND | West | 2006 | 84 | 84 | 84 | 84 | 84 | 84 | 84 | 84 | 84 | 84 | 84
Roscoe Wind Farm | TKWSW1_ROSCOE | Nolan | WIND | West | 2008 | 209 | 209 | 209 | 209 | 209 | 209 | 209 | 209 | 209 | 209 | 209
Sand Bluff Wind Farm | MCDLD_SBW1 | Glasscock | WIND | West | 2008 | 90 | 90 | 90 | 90 | 90 | 90 | 90 | 90 | 90 | 90 | 90
Sherbino 2 | KEO_SHRBINO2 | Pecos | WIND | West | 2011 | 150 | 150 | 150 | 150 | 150 | 150 | 150 | 150 | 150 | 150 | 150
Sherbino I | KEO_KEO_SM1 | Pecos | WIND | West | 2008 | 150 | 150 | 150 | 150 | 150 | 150 | 150 | 150 | 150 | 150 | 150
Silver Star | FLTCK_SSI | Eastland | WIND | North | 2008 | 60 | 60 | 60 | 60 | 60 | 60 | 60 | 60 | 60 | 60 | 60
Snyder Wind Farm | ENAS_ENA1 | Scurry | WIND | West | 2007 | 63 | 63 | 63 | 63 | 63 | 63 | 63 | 63 | 63 | 63 | 63
South Trent Wind Farm | STWF_T1 | Nolan | WIND | West | 2008 | 101.2 | 101.2 | 101.2 | 101.2 | 101.2 | 101.2 | 101.2 | 101.2 | 101.2 | 101.2 | 101.2
Stanton Wind Energy | SWEC_G1 | Martin | WIND | West | 2008 | 123.6 | 123.6 | 123.6 | 123.6 | 123.6 | 123.6 | 123.6 | 123.6 | 123.6 | 123.6 | 123.6
Sweetwater Wind 1 | SWEETWND_WND1 | Nolan | WIND | West | 2003 | 36.58 | 36.58 | 36.58 | 36.58 | 36.58 | 36.58 | 36.58 | 36.58 | 36.58 | 36.58 | 36.58
Sweetwater Wind 2 | SWEETWN2_WND24 | Nolan | WIND | West | 2006 | 15.87 | 15.87 | 15.87 | 15.87 | 15.87 | 15.87 | 15.87 | 15.87 | 15.87 | 15.87 | 15.87
Sweetwater Wind 3 | SWEETWN2_WND2 | Nolan | WIND | West | 2004 | 97.5 | 97.5 | 97.5 | 97.5 | 97.5 | 97.5 | 97.5 | 97.5 | 97.5 | 97.5 | 97.5
Sweetwater Wind 3 | SWEETWN3_WND3B | Nolan | WIND | West | 2009 | 100.5 | 100.5 | 100.5 | 100.5 | 100.5 | 100.5 | 100.5 | 100.5 | 100.5 | 100.5 | 100.5
Sweetwater Wind 3 | SWEETWN3_WND3A | Nolan | WIND | West | 2009 | 28.5 | 28.5 | 28.5 | 28.5 | 28.5 | 28.5 | 28.5 | 28.5 | 28.5 | 28.5 | 28.5
Sweetwater Wind 5 | SWEETWN4_WND5 | Nolan | WIND | West | 2007 | 79.23 | 79.23 | 79.23 | 79.23 | 79.23 | 79.23 | 79.23 | 79.23 | 79.23 | 79.23 | 79.23
Sweetwater Wind 6 | SWEETWN4_WND4B | Nolan | WIND | West | 2007 | 103.652 | 103.652 | 103.652 | 103.652 | 103.652 | 103.652 | 103.652 | 103.652 | 103.652 | 103.652 | 103.652
Sweetwater Wind 7 | SWEETWN4_WND4A | Nolan | WIND | West | 2007 | 117.8 | 117.8 | 117.8 | 117.8 | 117.8 | 117.8 | 117.8 | 117.8 | 117.8 | 117.8 | 117.8
Texas Big Spring | SGMTN_SIGNALMT | Howard | WIND | West | 1999 | 34.32 | 34.32 | 34.32 | 34.32 | 34.32 | 34.32 | 34.32 | 34.32 | 34.32 | 34.32 | 34.32
Trent Wind Farm | TRENT_TRENT | Nolan | WIND | West | 2001 | 150 | 150 | 150 | 150 | 150 | 150 | 150 | 150 | 150 | 150 | 150
Turkey Track Wind Energy | TTWEC_G1 | Nolan | WIND | West | 2008 | 174.6 | 174.6 | 174.6 | 174.6 | 174.6 | 174.6 | 174.6 | 174.6 | 174.6 | 174.6 | 174.6
West Texas Wind Energy | SW_MESA_SW_MESA | Upton | WIND | West | 1999 | 74.2 | 74.2 | 74.2 | 74.2 | 74.2 | 74.2 | 74.2 | 74.2 | 74.2 | 74.2 | 74.2
Whirlwind Energy | WEC_WECG1 | Floyd | WIND | North | 2007 | 59.8 | 59.8 | 59.8 | 59.8 | 59.8 | 59.8 | 59.8 | 59.8 | 59.8 | 59.8 | 59.8
Wolfe Ridge | WHTTAIL_WR1 | Cooke | WIND | North | 2008 | 112.5 | 112.5 | 112.5 | 112.5 | 112.5 | 112.5 | 112.5 | 112.5 | 112.5 | 112.5 | 112.5
TSTC West Texas | DG_ROSC2_1UNIT | Nolan | WIND | West | 2008 | 2 | 2 | 2 | 2 | 2 | 2 | 2 | 2 | 2 | 2 | 2
Wolfe Flats Wind Farm | DG_TURL_UNIT1 | Hall | WIND | West | 2007 | 10 | 10 | 10 | 10 | 10 | 10 | 10 | 10 | 10 | 10 | 10
Total Wind | [5 empty] | 9604.447 | 9604.447 | 9604.447 | 9604.447 | 9604.447 | 9604.447 | 9604.447 | 9604.447 | 9604.447 | 9604.447 | 9604.447
Gunsight Mountain | 08INR0018 | Howard | WIND |  | 2014 | 0 | 0 | 0 | 120 | 120 | 120 | 120 | 120 | 120 | 120 | 120
Magic Valley Wind Project | 10INR0060 | Willacy | WIND |  | 2012 | 202 | 202 | 202 | 202 | 202 | 202 | 202 | 202 | 202 | 202 | 202
Los Vientos | 11INR0033 | Cameron | WIND |  | 2012 | 0 | 400 | 400 | 400 | 400 | 400 | 400 | 400 | 400 | 400 | 400
Kaiser Creek Windfarm | 10INR0077 | Callahan | WIND |  | 2012 | 0 | 101 | 101 | 101 | 101 | 101 | 101 | 101 | 101 | 101 | 101
Trinity Hills | 08INR0062 | Young | WIND |  | 2012 | 250 | 250 | 250 | 250 | 250 | 250 | 250 | 250 | 250 | 250 | 250
WKN Mozart | 09INR0061 | Kent | WIND |  | 2012 | 0 | 30 | 30 | 30 | 30 | 30 | 30 | 30 | 30 | 30 | 30
Penascal Wind Farm 3 | 06INR0022c | Kenedy | WIND |  | 2013 | 0 | 0 | 202 | 202 | 202 | 202 | 202 | 202 | 202 | 202 | 202
Anacacho Windfarm | 12INR0072 | Kinney | WIND |  | 2012 | 0 | 100 | 100 | 100 | 100 | 100 | 100 | 100 | 100 | 100 | 100
Briar Creek | 08INR0049 | Clay | WIND |  | 2012 | 0 | 50 | 50 | 50 | 50 | 50 | 50 | 50 | 50 | 50 | 50
Senate Wind Project | 08INR0011 | Jack | WIND |  | 2012 | 0 | 150 | 150 | 150 | 150 | 150 | 150 | 150 | 150 | 150 | 150
Total Future Wind Resources | [5 empty] | 452 | 1283 | 1485 | 1605 | 1605 | 1605 | 1605 | 1605 | 1605 | 1605 | 1605
FRV AE Solar | 10INR0082 | Travis | SOLAR |  | 2011 | 30 | 30 | 30 | 30 | 30 | 30 | 30 | 30 | 30 | 30 | 30
RRE Austin Solar | 11INR0086 | Travis | SOLAR |  | 2012 | 0 | 60 | 60 | 60 | 60 | 60 | 60 | 60 | 60 | 60 | 60
Panda Temple Power | 10INR0020b | Bell | GAS |  | 2016 | 0 | 0 | 0 | 0 | 780 | 780 | 780 | 780 | 780 | 780 | 780
Panda Temple Power | 10INR0020a | Bell | GAS |  | 2015 | 0 | 0 | 0 | 780 | 780 | 780 | 780 | 780 | 780 | 780 | 780
Sandy Creek 1 | 09INR0001 | McLennan | COAL |  | 2013 | 0 | 925 | 925 | 925 | 925 | 925 | 925 | 925 | 925 | 925 | 925
Cobisa-Greenville (1,792 MW)* | 06INR0006 | Hunt | GAS |  | 2014 | 0 | 0 | 0 | 0 | 0 | 0 | 0 | 0 | 0 | 0 | 0
Nacogdoches Project | 09INR0007 | Nacogdoches | BIOMASS |  | 2012 | 100 | 100 | 100 | 100 | 100 | 100 | 100 | 100 | 100 | 100 | 100
Coleto Creek Unit 2 | 14INR0002 | Goliad | COAL |  | 2017 | 0 | 0 | 0 | 0 | 0 | 660 | 660 | 660 | 660 | 660 | 660
Pondera King Power Project | 10INR0022 | Harris | GAS |  | 2016 | 0 | 0 | 0 | 0 | 1380 | 1380 | 1380 | 1380 | 1380 | 1380 | 1380
Las Brisas Energy Center | 12INR0016b | Nueces | OTHER |  | 2016 | 0 | 0 | 0 | 0 | 0 | 620 | 620 | 620 | 620 | 620 | 620
Las Brisas Energy Center | 12INR0016a | Nueces | OTHER |  | 2015 | 0 | 0 | 0 | 0 | 620 | 620 | 620 | 620 | 620 | 620 | 620
Total Future Non- Wind Resources | [5 empty] | 130 | 1115 | 1115 | 1895 | 4675 | 5955 | 5955 | 5955 | 5955 | 5955 | 5955
* Capacity excluded due to indefinite in-service dates
Applied Energy | APD_APD_G1 | Harris | OTHER | Houston | 1986 | 138 | 138 | 138 | 138 | 138 | 138 | 138 | 138 | 138 | 138 | 138
Atkins | ATKINS_ATKINSG3 | Brazos | GAS | North | 1954 | 12 | 12 | 12 | 12 | 12 | 12 | 12 | 12 | 12 | 12 | 12
Atkins | ATKINS_ATKINSG4 | Brazos | GAS | North | 1958 | 22 | 22 | 22 | 22 | 22 | 22 | 22 | 22 | 22 | 22 | 22
Atkins | ATKINS_ATKINSG5 | Brazos | GAS | North | 1965 | 25 | 25 | 25 | 25 | 25 | 25 | 25 | 25 | 25 | 25 | 25
Atkins | ATKINS_ATKINSG6 | Brazos | GAS | North | 1969 | 50 | 50 | 50 | 50 | 50 | 50 | 50 | 50 | 50 | 50 | 50
Greens Bayou | GBY_GBY_5 | Harris | GAS | Houston | 1973 | 406 | 406 | 406 | 406 | 406 | 406 | 406 | 406 | 406 | 406 | 406
Leon Creek | LEON_CRK_LCP3G3 | Bexar | GAS | South | 1953 | 56 | 56 | 56 | 56 | 56 | 56 | 56 | 56 | 56 | 56 | 56
Leon Creek | LEON_CRK_LCP4G4 | Bexar | GAS | South | 1959 | 88 | 88 | 88 | 88 | 88 | 88 | 88 | 88 | 88 | 88 | 88
Midlothian ANP | MDANP_CT5 | Ellis | GAS | North | 2001 | 225 | 225 | 225 | 225 | 225 | 225 | 225 | 225 | 225 | 225 | 225
Monticello SES | MNSES_UNIT1 | Titus | COAL | North | 1974 | 565 | 565 | 565 | 565 | 565 | 565 | 565 | 565 | 565 | 565 | 565
Monticello SES | MNSES_UNIT2 | Titus | COAL | North | 1975 | 565 | 565 | 565 | 565 | 565 | 565 | 565 | 565 | 565 | 565 | 565
North Texas | NTX_NTX_1 | Parker | GAS | North | 1958 | 18 | 18 | 18 | 18 | 18 | 18 | 18 | 18 | 18 | 18 | 18
North Texas | NTX_NTX_2 | Parker | GAS | North | 1958 | 18 | 18 | 18 | 18 | 18 | 18 | 18 | 18 | 18 | 18 | 18
North Texas | NTX_NTX_3 | Parker | GAS | North | 1963 | 39 | 39 | 39 | 39 | 39 | 39 | 39 | 39 | 39 | 39 | 39
Permian Basin SES | PBSES_UNIT6 | Ward | GAS | West | 1973 | 515 | 515 | 515 | 515 | 515 | 515 | 515 | 515 | 515 | 515 | 515
SR Bertron | SRB_SRB_G3 | Harris | GAS | Houston | 1959 | 230 | 230 | 230 | 230 | 230 | 230 | 230 | 230 | 230 | 230 | 230
SR Bertron | SRB_SRB_G4 | Harris | GAS | Houston | 1960 | 230 | 230 | 230 | 230 | 230 | 230 | 230 | 230 | 230 | 230 | 230
SR Bertron | SRB_SRBGT_2 | Harris | GAS | Houston | 1967 | 13 | 13 | 13 | 13 | 13 | 13 | 13 | 13 | 13 | 13 | 13
Valley SES | VLSES_UNIT1 | Fannin | GAS | North | 1962 | 174 | 174 | 174 | 174 | 174 | 174 | 174 | 174 | 174 | 174 | 174
Valley SES | VLSES_UNIT2 | Fannin | GAS | North | 1967 | 520 | 520 | 520 | 520 | 520 | 520 | 520 | 520 | 520 | 520 | 520
Valley SES | VLSES_UNIT3 | Fannin | GAS | North | 1971 | 375 | 375 | 375 | 375 | 375 | 375 | 375 | 375 | 375 | 375 | 375
Total Mothballed Resources | [5 empty] | 4284 | 4284 | 4284 | 4284 | 4284 | 4284 | 4284 | 4284 | 4284 | 4284 | 4284
Comanche Peak 3 and 4 | 15INR0002 | Somervel | NUCLEAR |  | 2021 | 0 | 0 | 0 | 0 | 0 | 0 | 0 | 0 | 0 | 0 | 3200
White Stallion Energy Center | 14INR0005 | Matagorda | COAL |  | 2014 | 0 | 0 | 0 | 1200 | 1200 | 1200 | 1200 | 1200 | 1200 | 1200 | 1200
Total Public Non-Wind Resources | [5 empty] | 0 | 0 | 0 | 1200 | 1200 | 1200 | 1200 | 1200 | 1200 | 1200 | 4400
Blanco Canyon | 12INR0080 | Floyd | WIND |  | 2012 | 0 | 300 | 300 | 300 | 300 | 300 | 300 | 300 | 300 | 300 | 300
Total Public Wind Resources | [5 empty] | 0 | 300 | 300 | 300 | 300 | 300 | 300 | 300 | 300 | 300 | 300
| 14INR0003 | Nolan | COAL |  | 2018 | 0 | 0 | 0 | 0 | 0 | 0 | 850 | 850 | 850 | 850 | 850
| 13INR0028 | Hale | GAS |  | 2013 | 0 | 0 | 392 | 392 | 392 | 392 | 392 | 392 | 392 | 392 | 392
| 13INR0040 | Harris | GAS |  | 2013 | 0 | 0 | 0 | 0 | 0 | 0 | 0 | 0 | 0 | 0 | 0
| 10INR0021 | Grayson | GAS |  | 2014 | 0 | 0 | 0 | 646 | 646 | 646 | 646 | 646 | 646 | 646 | 646
| 13INR0021 | Llano | GAS |  | 2014 | 0 | 0 | 0 | 600 | 600 | 600 | 600 | 600 | 600 | 600 | 600
| 12INR0076 | Winkler | OTHER |  | 2012 | 0 | 36 | 36 | 36 | 36 | 36 | 36 | 36 | 36 | 36 | 36
| 10INR0089 | Harris | OTHER |  | 2013 | 0 | 40 | 40 | 40 | 40 | 40 | 40 | 40 | 40 | 40 | 40
| 13INR0023 | Ector | OTHER |  | 2013 | 0 | 0 | 240 | 240 | 240 | 240 | 240 | 240 | 240 | 240 | 240
| 13INR0032 | Andrews | SOLAR |  | 2013 | 0 | 30 | 30 | 30 | 30 | 30 | 30 | 30 | 30 | 30 | 30
| 10INR0080 | Presidio | SOLAR |  | 2014 | 0 | 0 | 81 | 81 | 81 | 81 | 81 | 81 | 81 | 81 | 81
| 12INR0057 | Ector | SOLAR |  | 2012 | 0 | 50 | 50 | 50 | 50 | 50 | 50 | 50 | 50 | 50 | 50
| 12INR0069 | Presidio | SOLAR |  | 2012 | 0 | 50 | 50 | 50 | 50 | 50 | 50 | 50 | 50 | 50 | 50
| 11INR0094 | Kent | SOLAR |  | 2012 | 100 | 100 | 100 | 100 | 100 | 100 | 100 | 100 | 100 | 100 | 100
| 12INR0059 | Pecos | SOLAR |  | 2012 | 0 | 50 | 50 | 50 | 50 | 50 | 50 | 50 | 50 | 50 | 50
| 10INR0085 | Ector | SOLAR |  | 2013 | 0 | 40 | 40 | 40 | 40 | 40 | 40 | 40 | 40 | 40 | 40
| 12INR0063 | Uvalde | SOLAR |  | 2014 | 0 | 0 | 90 | 90 | 90 | 90 | 90 | 90 | 90 | 90 | 90
| 13INR0031 | Austin | SOLAR |  | 2013 | 0 | 30 | 30 | 30 | 30 | 30 | 30 | 30 | 30 | 30 | 30
Total Confidential Non-Wind Resources | [5 empty] | 100 | 426 | 1229 | 2475 | 2475 | 2475 | 3325 | 3325 | 3325 | 3325 | 3325
| 11INR0081 | Live Oak | WIND |  | 2012 | 0 | 72 | 72 | 72 | 72 | 72 | 72 | 72 | 72 | 72 | 72
| 11INR0054 | San Patricio | WIND |  | 2012 | 0 | 161 | 161 | 161 | 161 | 161 | 161 | 161 | 161 | 161 | 161
| 11INR0057 | Cameron | WIND |  | 2013 | 0 | 0 | 165 | 165 | 165 | 165 | 165 | 165 | 165 | 165 | 165
| 12INR0029 | Swisher | WIND |  | 2012 | 0 | 500 | 500 | 500 | 500 | 500 | 500 | 500 | 500 | 500 | 500
| 13INR0007 | Pecos | WIND |  | 2013 | 0 | 0 | 200 | 200 | 200 | 200 | 200 | 200 | 200 | 200 | 200
| 13INR0010a | Parmer | WIND |  | 2013 | 0 | 200 | 200 | 200 | 200 | 200 | 200 | 200 | 200 | 200 | 200
| 11INR0085 | Nolan | WIND |  | 2012 | 0 | 106 | 106 | 106 | 106 | 106 | 106 | 106 | 106 | 106 | 106
| 14INR0010 | Roberts | WIND |  | 2014 | 0 | 0 | 0 | 300 | 300 | 300 | 300 | 300 | 300 | 300 | 300
| 12INR0071 | Caldwell | WIND |  | 2012 | 0 | 30 | 30 | 30 | 30 | 30 | 30 | 30 | 30 | 30 | 30
| 13INR0006 | Gray | WIND |  | 2014 | 0 | 0 | 750 | 750 | 750 | 750 | 750 | 750 | 750 | 750 | 750
| 13INR0005 | Carson | WIND |  | 2013 | 0 | 0 | 600 | 600 | 600 | 600 | 600 | 600 | 600 | 600 | 600
| 12INR0070 | Knox | WIND |  | 2013 | 0 | 300 | 300 | 300 | 300 | 300 | 300 | 300 | 300 | 300 | 300
| 08INR0019a | Gray | WIND |  | 2014 | 0 | 0 | 250 | 250 | 250 | 250 | 250 | 250 | 250 | 250 | 250
| 08INR0019b | Gray | WIND |  | 2014 | 0 | 0 | 250 | 250 | 250 | 250 | 250 | 250 | 250 | 250 | 250
| 08INR0019c | Gray | WIND |  | 2014 | 0 | 0 | 250 | 250 | 250 | 250 | 250 | 250 | 250 | 250 | 250
| 08INR0031 | Childress | WIND |  | 2012 | 100 | 100 | 100 | 100 | 100 | 100 | 100 | 100 | 100 | 100 | 100
| 12INR0002a | Briscoe | WIND |  | 2013 | 0 | 0 | 200 | 200 | 200 | 200 | 200 | 200 | 200 | 200 | 200
| 10INR0016 | Childress | WIND |  | 2012 | 0 | 150 | 150 | 150 | 150 | 150 | 150 | 150 | 150 | 150 | 150
| 09INR0051 | Borden | WIND |  | 2013 | 0 | 249 | 249 | 249 | 249 | 249 | 249 | 249 | 249 | 249 | 249
| 11INR0050 | Crosby | WIND |  | 2013 | 0 | 149 | 149 | 149 | 149 | 149 | 149 | 149 | 149 | 149 | 149
| 10INR0023 | Haskell | WIND |  | 2012 | 0 | 386 | 386 | 386 | 386 | 386 | 386 | 386 | 386 | 386 | 386
| 11INR0013 | Mills | WIND |  | 2013 | 0 | 0 | 150 | 150 | 150 | 150 | 150 | 150 | 150 | 150 | 150
| 12INR0002b | Briscoe | WIND |  | 2014 | 0 | 0 | 0 | 200 | 200 | 200 | 200 | 200 | 200 | 200 | 200
| 12INR0018 | Gray | WIND |  | 2013 | 0 | 500 | 500 | 500 | 500 | 500 | 500 | 500 | 500 | 500 | 500
| 10INR0062a | Pecos | WIND |  | 2012 | 0 | 80 | 80 | 80 | 80 | 80 | 80 | 80 | 80 | 80 | 80
| 10INR0062b | Pecos | WIND |  | 2013 | 0 | 220 | 220 | 220 | 220 | 220 | 220 | 220 | 220 | 220 | 220
| 09INR0048 | Jack | WIND |  | 2012 | 0 | 113 | 113 | 113 | 113 | 113 | 113 | 113 | 113 | 113 | 113
| 13INR0030 | Archer | WIND |  | 2013 | 0 | 0 | 100 | 100 | 100 | 100 | 100 | 100 | 100 | 100 | 100
| 11INR0093 | San Patricio | WIND |  | 2012 | 0 | 40.8 | 40.8 | 40.8 | 40.8 | 40.8 | 40.8 | 40.8 | 40.8 | 40.8 | 40.8
| 13INR0020b | Glasscock | WIND |  | 2014 | 0 | 0 | 150 | 150 | 150 | 150 | 150 | 150 | 150 | 150 | 150
| 12INR0055 | Baylor | WIND |  | 2012 | 0 | 80 | 80 | 80 | 80 | 80 | 80 | 80 | 80 | 80 | 80
| 12INR0058 | San Patricio | WIND |  | 2013 | 0 | 0 | 50 | 50 | 50 | 50 | 50 | 50 | 50 | 50 | 50
| 12INR0060 | Schleicher | WIND |  | 2012 | 0 | 58 | 58 | 58 | 58 | 58 | 58 | 58 | 58 | 58 | 58
| 12INR0042b | Deaf Smith | WIND |  | 2014 | 0 | 0 | 0 | 135 | 135 | 135 | 135 | 135 | 135 | 135 | 135
| 14INR0009 | Kent | WIND |  | 2014 | 0 | 0 | 0 | 248 | 248 | 248 | 248 | 248 | 248 | 248 | 248
| 10INR0009 | Castro | WIND |  | 2013 | 0 | 0 | 300 | 300 | 300 | 300 | 300 | 300 | 300 | 300 | 300
| 12INR0075 | Wilbarger | WIND |  | 2012 | 0 | 499 | 499 | 499 | 499 | 499 | 499 | 499 | 499 | 499 | 499
| 13INR0036 | Hidalgo | WIND |  | 2012 | 0 | 200 | 200 | 200 | 200 | 200 | 200 | 200 | 200 | 200 | 200
| 13INR0038 | Swisher | WIND |  | 2013 | 0 | 0 | 300 | 300 | 300 | 300 | 300 | 300 | 300 | 300 | 300
| 13INR0039 | Castro | WIND |  | 2013 | 0 | 0 | 500 | 500 | 500 | 500 | 500 | 500 | 500 | 500 | 500
| 12INR0079 | Kenedy | WIND |  | 2012 | 0 | 200 | 200 | 200 | 200 | 200 | 200 | 200 | 200 | 200 | 200
| 08INR0044 | Concho | WIND |  | 2012 | 0 | 200 | 200 | 200 | 200 | 200 | 200 | 200 | 200 | 200 | 200
| 12INR0085 | Stonewall | WIND |  | 2012 | 0 | 25 | 25 | 25 | 25 | 25 | 25 | 25 | 25 | 25 | 25
| 11INR0083B | Crockett | WIND |  | 2013 | 0 | 100 | 100 | 100 | 100 | 100 | 100 | 100 | 100 | 100 | 100
| 12INR0081 | Upton | WIND |  | 2012 | 0 | 113 | 113 | 113 | 113 | 113 | 113 | 113 | 113 | 113 | 113
| 13INR0017 | Childress | WIND |  | 2013 | 0 | 0 | 200 | 200 | 200 | 200 | 200 | 200 | 200 | 200 | 200
| 11INR0079a | Clay | WIND |  | 2012 | 0 | 200 | 200 | 200 | 200 | 200 | 200 | 200 | 200 | 200 | 200
| 12INR0067 | Webb | WIND |  | 2012 | 0 | 94 | 94 | 94 | 94 | 94 | 94 | 94 | 94 | 94 | 94
| 12INR0068 | Jim Hogg | WIND |  | 2012 | 0 | 80 | 80 | 80 | 80 | 80 | 80 | 80 | 80 | 80 | 80
| 13INR0010b | Parmer | WIND |  | 2014 | 0 | 0 | 500 | 500 | 500 | 500 | 500 | 500 | 500 | 500 | 500
| 13INR0010c | Parmer | WIND |  | 2015 | 0 | 0 | 0 | 500 | 500 | 500 | 500 | 500 | 500 | 500 | 500
| 11INR0082A | Val Verde | WIND |  | 2013 | 0 | 0 | 50 | 50 | 50 | 50 | 50 | 50 | 50 | 50 | 50
| 11INR0091 | Webb | WIND |  | 2012 | 0 | 92 | 92 | 92 | 92 | 92 | 92 | 92 | 92 | 92 | 92
| 11INR0083A | Crockett | WIND |  | 2013 | 0 | 0 | 50 | 50 | 50 | 50 | 50 | 50 | 50 | 50 | 50
| 13INR0026 | Oldham | WIND |  | 2013 | 0 | 0 | 201 | 201 | 201 | 201 | 201 | 201 | 201 | 201 | 201
| 12INR0042a | Deaf Smith | WIND |  | 2014 | 0 | 0 | 0 | 265 | 265 | 265 | 265 | 265 | 265 | 265 | 265
| 12INR0045 | Kleberg | WIND |  | 2013 | 0 | 135 | 135 | 135 | 135 | 135 | 135 | 135 | 135 | 135 | 135
| 13INR0044 | Wilacy | WIND |  | 2013 | 0 | 0 | 400 | 400 | 400 | 400 | 400 | 400 | 400 | 400 | 400
| 13INR0020a | Glasscock | WIND |  | 2013 | 0 | 200 | 200 | 200 | 200 | 200 | 200 | 200 | 200 | 200 | 200
| 12INR0053 | Crockett | WIND |  | 2012 | 615 | 615 | 615 | 615 | 615 | 615 | 615 | 615 | 615 | 615 | 615
| 12INR0002c | Briscoe | WIND |  | 2015 | 0 | 0 | 0 | 0 | 350 | 350 | 350 | 350 | 350 | 350 | 350
| 13INR0025 | Randall | WIND |  | 2013 | 0 | 0 | 150 | 150 | 150 | 150 | 150 | 150 | 150 | 150 | 150
| 12INR0050 | King | WIND |  | 2012 | 332 | 332 | 332 | 332 | 332 | 332 | 332 | 332 | 332 | 332 | 332
| 12INR0034 | Borden | WIND |  | 2013 | 0 | 342 | 342 | 342 | 342 | 342 | 342 | 342 | 342 | 342 | 342
| 11INR0082B | Val Verde | WIND |  | 2013 | 0 | 150 | 150 | 150 | 150 | 150 | 150 | 150 | 150 | 150 | 150
Total Confidential Wind Resources | [5 empty] | 1047 | 7071.8 | 12837.8 | 14485.8 | 14835.8 | 14835.8 | 14835.8 | 14835.8 | 14835.8 | 14835.8 | 14835.8