## CMWG reccomendation
# | Questions | Options | CMWG draft Reccomendation
1 | What are the questions that CCT is trying to answer for each constraint? | 1) Can a market participant exercise Market Power by (a) offering high to increase the price to resolve the constraint? (b) offering low to drive another market participant out of the market when the constraint is binding/ violated? => Calculate Element Competitiveness Index (ECI) 2) Can the constraint be resolved without help from non-Base Load generation of a single Decision Making Entity? => Identify existence of Pivotal player | 1 (a) is more important than 1 (b) Question 2 needs to be answered If answer to question (2) is yes then the constraint is not competitive. If it is no then the answer to 1(a) and 1(b) determines the competitiveness of the constraint
2 | What should be used to rank the resources? | (a) SF w.r.t import side/ export side OR (b) SF which represents the physical flow (w.r.t. distributed load reference bus) | SF which represents the physical flow (w.r.t. distributed load reference bus)
3 | should their be a single ECI to identify market power to resolve the constraint? | (a) Separate ECI for offering high to increase the price to resolve the constraint (using NEG SF) and offering low to drive another market participant out of the market (using POS SF) OR (b) Single ECI for resources effective in resolving the constraint (using absolute SF) | (a) Separate ECI for offering high to increase the price to resolve the constraint (using NEG SF greater than a threshold ) and offering low to drive another market participant out of the market (using POS SF greater than a threshold)
4 | Should full cpacity of WGRs be used in CCT | (a) Use full capacity (b) use a lower percentage for NEG SF (c ) use 0 SF for NEG SF | (b) use 8.65% of WGR with NEG SF and use full capacity with POS SF
5 | What should be the SF for the Resource to be considered as having significant impact to the constraint | (a) SF should be greater than1/3 of highest SF or (b) SF should be greater than 2% (similar to RT operations) | ?
6 | Should the constraint be considered as competitive if it will not be overloaded at the system level | (a) yes; In ACCT, Competitiveness should be tested only in months in which the constraint can be overloaded at system load (b) ECI should be determined irrespective of the system load level. | (a) yes; In ACCT, Competitiveness should be tested only in months in which the constraint can be overloaded at system load. Use the POS SF resources + Base load to meet the load and check the competitiveness only if the constraint is overloaded with the selected resources
7 | When calculating the Pivotal Player Index should the best case scenario be considered | (a) Best case - Consider all resources, except those from largest entity, with negative SF to meet the system load (b) Typical case - Consider all resources, except those from largest entity, with significant SF, both positive and negative, to meet the system load | (a) Best case - Consider all resources (except the non-base-load from largest entity) with negative SF to meet the system load
8 | Which resources should be considered when determining largest entity | (a) all resources with NEG SF should be considered when determining largest entity (b) only consider non-base-load resource | (a) all resources with NEG SF greater than a threshold should be considered when determining largest entity
9 | What should be considered as base-load | (a) Nuclear only (b) Nuclear and LSL of coal/lignite | ?
10 | Should a SF cutoff\ be used in determining largest entity for the pivotal player test | (a) all resources with NEG SF should be used in determining largest entity (b) resources with SF greater than or equal to 1/3 SF should be used (c) resources with SF greater than or equal to 2% SF should be used | Either (b) or (c ) which ever is used in the ECI calculation
11 | What should be the ECI threshold | (a) 2000 (b) 2500 (c ) 3000 (e) something different | ?

## CCT Result Comparison
| 2500 | ECI Threshold of Neg SF | [6 empty] | 1/3 SF Threshold | [7 empty] | 2% SF Threshold |  |  |  | 1/2 SF Threshold | [7 empty] | 0% SF Threshold
| 3000 | ECI Threshold of Pos SF | [6 empty] | Current CCT (No Wind Deration) |  |  |  | CMWG |  |  |  | CMWG |  |  |  | Current CCT (No Wind Deration) |  |  |  | CMWG |  |  |  | Current CCT (No Wind Deration) |  |  |  | CMWG
[9 empty] | Non-Comp= | 28 | Comp= | 568 | Non-Comp= | 360 | Comp= | 236 | Non-Comp= | 322 | Comp= | 274 | Non-Comp= | 81 | Comp= | 503 | Non-Comp= | 417 | Comp= | 179 | Non-Comp= | 13 | Comp= | 571 | Non-Comp= | 68 | Comp= | 528
Data Set | Index | Contingency | Constraint | Contingecy Description | From Station | To Station | Flow Lmt | Constraint Type | F_T Import Side ECI | T_F Export Side ECI | F_T PPI | Comp Flag | SF+ ECI | SF- ECI | SF- PPI | Comp Flag | SF+ ECI | SF- ECI | SF- PPI | Comp Flag | F_T Import Side ECI | T_F Export Side ECI | F_T PPI | Comp Flag | SF+ ECI | SF- ECI | SF- PPI | Comp Flag | F_T Import Side ECI | T_F Export Side ECI | F_T PPI | Comp Flag | SF+ ECI | SF- ECI | SF- PPI | Comp Flag
Interface | 1 | BASE CASE | 1 (LARIMP) |  |  |  | 99999 | POWER_BALANCE |  |  |  | Comp | 744.2182 | 3335.7067 | 12.772 | Non-Comp | 0 | 3335.7067 | 12.772 | Non-Comp |  |  |  |  | 3335.7067 | 12.772 | 12.772 | Non-Comp |  |  |  |  | 744.2182 | 3335.7067 | 12.772 | Non-Comp
Interface | 2 | BASE CASE | 2 (VALIMP) |  |  |  | 1100 | CONSTRAINT_LIMIT |  |  |  | Comp | 753.7674 | 3885.3069 | 231.28 | Non-Comp | 753.7674 | 3885.3069 | 231.28 | Non-Comp |  |  |  |  | 3885.3069 | 231.28 | 231.28 | Non-Comp |  |  |  |  | 753.7674 | 3885.3069 | 231.28 | Non-Comp
Interface | 3 | BASE CASE | 3 (N_TO_S) |  |  |  | 99999 | POWER_BALANCE |  |  |  | Comp | 1544.3928 | 1103.1444 | -3866.8168 | Comp | 1485.5857 | 962.7026 | -3867.1864 | Comp |  |  |  |  | 1125.2718 | -3867.1864 | -859.3972 | Comp |  |  |  |  | 1485.5857 | 962.7026 | -3867.1864 | Comp
Interface | 4 | BASE CASE | 4 (N_TO_W) |  |  |  | 99999 | POWER_BALANCE |  |  |  | Comp | 4165.0442 | 2087.3576 | -167.8836 | Non-Comp | 1275.6132 | 2047.8473 | -167.969 | Comp |  |  |  |  | 2712.458 | -167.969 | 251.0361 | Non-Comp |  |  |  |  | 966.3656 | 2031.7088 | -167.969 | Comp
Interface | 5 | BASE CASE | 5 (N_TO_H) |  |  |  | 3838 | CONSTRAINT_LIMIT |  |  |  | Comp | 1462.7784 | 2398.2225 | -4095.4715 | Comp | 1462.6755 | 1848.3602 | -4095.5828 | Comp |  |  |  |  | 3152.0327 | -4095.5828 | 3657.252 | Non-Comp |  |  |  |  | 1463.0785 | 1848.3602 | -4095.5828 | Comp
Interface | 6 | BASE CASE | 6 (W_TO_N) |  |  |  | 1925 | CONSTRAINT_LIMIT |  |  |  | Comp | 990.9591 | 1209.2015 | -2584.2853 | Comp | 982.506 | 969.6189 | -2584.0267 | Comp |  |  |  |  | 1797.7813 | -2584.0267 | 1411.5836 | Comp |  |  |  |  | 977.8529 | 966.4933 | -2584.0267 | Comp
Interface | 7 | BASE CASE | 7 (S_TO_N) |  |  |  | 99999 | POWER_BALANCE |  |  |  | Comp | 1068.3901 | 1662.5244 | -2911.36 | Comp | 936.2245 | 1594.4302 | -2910.9278 | Comp |  |  |  |  | 1708.3774 | -2910.9278 | 1054.3682 | Comp |  |  |  |  | 936.2245 | 1594.4302 | -2910.9278 | Comp
Interface | 8 | BASE CASE | 8 (S_TO_H) |  |  |  | 99999 | POWER_BALANCE |  |  |  | Comp | 1085.837 | 3239.0268 | -1235.6927 | Non-Comp | 1052.362 | 2575.6712 | -1235.6761 | Comp |  |  |  |  | 3562.0944 | -1235.6761 | 5066.402 | Non-Comp |  |  |  |  | 1048.8729 | 2472.7813 | -1235.6761 | Comp
Interface | 9 | BASE CASE | 9 (O_HOUS) |  |  |  | 99999 | POWER_BALANCE |  |  |  | Comp | 837.0852 | 3541.6176 | 1030.7271 | Non-Comp | 837.0002 | 3488.3031 | 1030.3437 | Non-Comp |  |  |  |  | 3541.5722 | 1030.3437 | 2682.272 | Non-Comp |  |  |  |  | 837.0002 | 3488.3031 | 1030.3437 | Non-Comp
Interface | 10 | BASE CASE | 10 (O_CORP) |  |  |  | 99999 | POWER_BALANCE |  |  |  | Comp | 2146.0321 | 2068.2638 | -1127.8788 | Comp | 1318.7184 | 1852.4926 | -1127.7975 | Comp |  |  |  |  | 7973.2133 | -1127.7975 | -115.2557 | Non-Comp |  |  |  |  | 1281.7093 | 1507.7958 | -1127.7975 | Comp
Interface | 11 | BASE CASE | 11 (O_DFW) |  |  |  | 99999 | POWER_BALANCE |  |  |  | Comp | 814.6754 | 5462.2594 | 6828.581 | Non-Comp | 812.1783 | 4600.4703 | 6828.7881 | Non-Comp |  |  |  |  | 5462.0486 | 6828.7881 | 6731.2571 | Non-Comp |  |  |  |  | 812.1783 | 4589.4912 | 6828.7881 | Non-Comp
Interface | 12 | BASE CASE | 12 (BDAVIS) |  |  |  | 99999 | POWER_BALANCE |  |  |  | Comp | 755.9397 | 5668.8672 | -300 | Non-Comp | 0 | 5668.8672 | -300 | Non-Comp |  |  |  |  | 5668.8672 | -300 | -300 | Non-Comp |  |  |  |  | 0 | 5668.8672 | -300 | Non-Comp
SCED Significant | 1 | SNCWHLT9 | 6915__A | North Cowden to Odessa North | ODBSW | ODNTH | 48 | POWER_BALANCE | 850.8671 | 1320.7242 | 22.5082 | Comp | 698.9818 | 9512.9472 | 36.6111 | Non-Comp | 0 | 9512.9472 | 36.6111 | Non-Comp | 850.8671 | 1320.7242 | 22.5082 | Comp | 4232.8676 | 9512.9472 | 36.6111 | Non-Comp | 850.8671 | 1320.7242 | 22.5082 | Comp | 698.4769 | 9105.3971 | 36.6111 | Non-Comp
SCED Significant | 2 | SFTSBAR8 | BARL_FTSW1_1 | Fort Stockton Plant to Barri | BARL | FTSW | 38 | POWER_BALANCE | 1533.7248 | 963.507 | -15.7831 | Comp | 4689.2302 | 9725.7325 | -10.3881 | Non-Comp | 4689.2302 | 9725.7325 | -10.3881 | Non-Comp | 1533.7248 | 963.507 | -15.7831 | Comp | 4689.2302 | 9725.7325 | -10.3881 | Non-Comp | 1533.7248 | 963.507 | -15.7831 | Comp | 1875.0131 | 3379.7846 | -10.3881 | Non-Comp
SCED Significant | 3 | DCHB_KG5 | CTRPHR97_A | Chamber-King And Cby-North B | PHR | CTR | 1552 | CONSTRAINT_LIMIT | 756.6216 | 4976.1791 | -617.3355 | Non-Comp | 4965.5435 | 1989.672 | -593.7888 | Non-Comp | 4455.7082 | 1255.4694 | -593.7888 | Non-Comp | 756.6216 | 4956.3839 | -617.3355 | Non-Comp | 4966.6166 | 4502.1111 | -593.7888 | Non-Comp | 756.6216 | 1624.2906 | -617.3355 | Comp | 4434.668 | 739.4179 | -593.7888 | Non-Comp
SCED Significant | 4 | DWTRDES5 | WLVEE_AXFMR1L_H | Wtrml - Dessw And - Cdhsw 3 | WLVEE | WLVEE | 682 | CONSTRAINT_LIMIT | 1081.0257 | 1461.259 | 189.0854 | Comp | 1090.9883 | 5047.0792 | 227.4267 | Non-Comp | 1946.035 | 4200.3614 | 227.4267 | Non-Comp | 1081.0257 | 1461.259 | 189.0854 | Comp | 1133.8107 | 10000 | 227.4267 | Non-Comp | 1081.0257 | 1461.259 | 189.0854 | Comp | 1053.4063 | 1577.4589 | 227.4267 | Comp
SCED Significant | 5 | DWTRDES5 | WLVEE_AXFMR1H_H | Wtrml - Dessw And - Cdhsw 3 | WLVEE | WLVEE | 682 | CONSTRAINT_LIMIT | 1324.0747 | 1156.4809 | 189.0854 | Comp | 1090.9883 | 5047.0792 | 227.4267 | Non-Comp | 1946.035 | 4200.3614 | 227.4267 | Non-Comp | 5101.873 | 1156.4809 | 165.1928 | Non-Comp | 1133.8107 | 10000 | 227.4267 | Non-Comp | 1076.8946 | 1156.4809 | 189.0854 | Comp | 1053.4063 | 1577.4589 | 227.4267 | Comp
SCED Significant | 6 | DGRSLNC5 | 6380__D | Grses To Lncrk 345kv | MURRY | PAIP | 177 | CONSTRAINT_LIMIT | 654.7399 | 1374.7057 | -223.2667 | Comp | 9025.2615 | 2665.5511 | -9.1941 | Non-Comp | 8593.5597 | 1980.3999 | -9.1941 | Non-Comp | 654.7399 | 1374.7057 | -223.2667 | Comp | 9025.2615 | 2037.6766 | -9.1941 | Non-Comp | 654.7399 | 1374.7057 | -223.2667 | Comp | 920.0069 | 1947.0059 | -9.1941 | Comp
SCED Significant | 7 | DGRSLNC5 | 6380__D | Grses To Lncrk 345kv | MURRY | PAIP | 177 | POWER_BALANCE | 1407.4066 | 702.0265 | -187.7951 | Comp | 1254.6609 | 5264.3279 | -196.7221 | Non-Comp | 1060.7005 | 9785.3274 | -198.1086 | Non-Comp | 1407.4066 | 702.0265 | -187.7951 | Comp | 2037.6766 | 5264.3279 | -196.7221 | Non-Comp | 1407.4066 | 702.0265 | -187.7951 | Comp | 1051.114 | 926.399 | -196.7221 | Comp
SCED Significant | 8 | DWAP_OB5 | GT_MID90_A | W.A. Parish - Obrien 345kv | MID | GT | 278 | CONSTRAINT_LIMIT | 1137.7688 | 714.2988 | -414.3068 | Comp | 8757.7737 | 2717.3544 | -221.4391 | Non-Comp | 1595.7666 | 2982.6919 | -221.4391 | Comp | 1137.7688 | 714.2988 | -414.3068 | Comp | 10000 | 4215.4185 | -221.4391 | Non-Comp | 1137.7688 | 714.2988 | -414.3068 | Comp | 1410.6268 | 1951.4056 | -221.4391 | Comp
SCED Significant | 9 | DWAP_JN5 | BI_SMR98_A | W.A. Parish - Jeanetta 345kv | BI | SMITHERS | 1276 | CONSTRAINT_LIMIT | 1503.7247 | 585.6002 | 240.9107 | Comp | 1739.1735 | 4921.3304 | 240.6695 | Non-Comp | 1161.67 | 4520.966 | 240.6695 | Non-Comp | 1503.7247 | 585.6002 | 240.9107 | Comp | 4176.1083 | 7542.1283 | 240.6695 | Non-Comp | 1503.7247 | 585.6002 | 240.9107 | Comp | 873.111 | 4264.8773 | 240.6695 | Non-Comp
SCED Significant | 10 | DBBSVEN5 | 21__A | Big Brown Ses-Venus Switch 3 | TRSES | RCHBR | 1251 | CONSTRAINT_LIMIT | 1075.3667 | 1169.5167 | -528.4407 | Comp | 5003.4036 | 6444.0913 | -327.8214 | Non-Comp | 1288.3972 | 1903.6571 | -327.8214 | Comp | 1471.0236 | 1169.5167 | -528.4407 | Comp | 5003.4036 | 10000 | -327.8214 | Non-Comp | 1075.3667 | 1169.5167 | -528.4407 | Comp | 1287.6271 | 1903.6571 | -327.8214 | Comp
SCED Significant | 11 | DTRSTRC5 | TRSES_AXFMR6L | Trinidad-Watermill And Trico | TRSES | TRSES | 348 | CONSTRAINT_LIMIT | 778.3521 | 1559.0016 | -3.4058 | Comp | 10000 | 10000 | 40.1639 | Non-Comp | 4862.1748 | 5471.9891 | 40.1639 | Non-Comp | 778.3521 | 4905.271 | -3.4058 | Non-Comp | 10000 | 10000 | 40.1639 | Non-Comp | 778.3521 | 1559.0016 | -3.4058 | Comp | 1297.7098 | 1159.4718 | 40.1639 | Comp
SCED Significant | 12 | DAUSLOS5 | CKT_3122_1 | Austrop - Lost Pines 345kv | HOLMAN | FPPYD2 | 1150 | CONSTRAINT_LIMIT | 1732.4857 | 727.882 | -199.2348 | Comp | 6120.7246 | 3158.4618 | -199.2584 | Non-Comp | 5761.884 | 3158.4618 | -199.2584 | Non-Comp | 1732.4857 | 6513.0171 | -199.2348 | Non-Comp | 6120.7246 | 3045.7423 | -199.2584 | Non-Comp | 1732.4857 | 727.882 | -199.2348 | Comp | 4685.4546 | 2707.1005 | -199.2584 | Non-Comp
SCED Significant | 13 | DAUSGAR5 | AUSTRO_AU_AT1H | Austrop -Garfield And -Zorn | AUSTRO | AUSTRO | 480 | CONSTRAINT_LIMIT | 1090.0685 | 1189.9303 | -307.958 | Comp | 5633.3013 | 5006.9141 | -192.1944 | Non-Comp | 5633.1847 | 2317.1406 | -192.1944 | Non-Comp | 1023.7051 | 1189.9303 | -218.5449 | Comp | 6856.4255 | 5268.1976 | -192.1944 | Non-Comp | 1090.0685 | 1189.9303 | -307.958 | Comp | 1094.6509 | 1459.1046 | -192.1944 | Comp
SCED Significant | 14 | DHKBCRL5 | 1140__C | Hackberry-Valley Ranch And-C | DFWCE | DFWD1 | 215 | CONSTRAINT_LIMIT | 1178.0125 | 734.943 | 28.1224 | Comp | 844.4467 | 2049.8384 | 69.8141 | Comp | 0 | 1997.8026 | 45.9467 | Comp | 1178.0125 | 734.943 | 28.1224 | Comp | 820.0607 | 2220.2218 | 69.8141 | Comp | 1178.0125 | 734.943 | 28.1224 | Comp | 805.6539 | 2060.8449 | 69.8141 | Comp
SCED Significant | 15 | DGIBJK_5 | 265__A | Toksw -Gibcrk And Toksw- Jk_ | JEWET | TOKSW | 1900 | POWER_BALANCE | 2477.8753 | 4698.1075 | 123.2048 | Non-Comp | 7318.5953 | 2342.8845 | 92.3953 | Non-Comp | 5387.1212 | 7223.2424 | 20.5936 | Non-Comp | 2477.8753 | 7318.5953 | 123.2048 | Non-Comp | 7318.5953 | 2736.2059 | 92.3953 | Non-Comp | 2477.8753 | 1345.1316 | 123.2048 | Comp | 3665.575 | 1572.1405 | 92.3953 | Non-Comp
SCED Significant | 16 | DAUSDES8 | CKT_902_1 | Austrop- Daffin And - Decker | SPRINKLE | DECKER | 530 | POWER_BALANCE | 1376.6445 | 1178.6631 | 39.235 | Comp | 10000 | 5346.3352 | 58.9053 | Non-Comp | 5049.1852 | 5353.7798 | 58.9053 | Non-Comp | 1376.6445 | 1178.6631 | 39.235 | Comp | 10000 | 10000 | 58.9053 | Non-Comp | 1376.6445 | 1178.6631 | 39.235 | Comp | 1392.2947 | 3674.3179 | 58.9053 | Non-Comp
SCED Significant | 17 | DJEWSNG5 | JK_TOKSW_1 | Jewett To Sng 345kv | TOKSW | JK_CK | 1376 | CONSTRAINT_LIMIT | 1179.2503 | 901.6088 | -2176.4546 | Comp | 1673.7891 | 2520.7757 | -2084.1419 | Comp | 1673.7891 | 1521.8288 | -2084.1419 | Comp | 1180.2641 | 901.6088 | -2176.4546 | Comp | 1740.9622 | 2734.4562 | -2084.1419 | Comp | 1179.2503 | 901.6088 | -2176.4546 | Comp | 1673.7891 | 1518.0574 | -2084.1419 | Comp
SCED Significant | 18 | DGBY_GS8 | GT_MID90_A | Gby-Gable And Hardy-Crocket | MID | GT | 278 | CONSTRAINT_LIMIT | 1155.4915 | 705.9799 | -196.5008 | Comp | 8717.8459 | 3426.0213 | -14.9806 | Non-Comp | 5487.0841 | 2551.0843 | -14.9806 | Non-Comp | 1155.4915 | 705.9799 | -196.5008 | Comp | 10000 | 3545.7219 | -14.9806 | Non-Comp | 1155.4915 | 705.9799 | -196.5008 | Comp | 904.8627 | 2648.4293 | -14.9806 | Comp
SCED Significant | 19 | DW_DDEN8 | AIR_W_DE_1 | Denton To Argyl& To W_Dent | W_DENT | JMCRSTL | 218 | POWER_BALANCE | 699.7549 | 1463.9226 | -236.5636 | Comp | 9735.8797 | 1756.6664 | -203.8385 | Non-Comp | 8361.0027 | 3565.1608 | -210.9918 | Non-Comp | 699.7549 | 6288.6776 | -236.5636 | Non-Comp | 10000 | 2111.7973 | -203.8385 | Non-Comp | 699.7549 | 1463.9226 | -236.5636 | Comp | 1714.0408 | 816.2783 | -203.8385 | Comp
SCED Significant | 20 | SNCWMOS8 | 6865__B | Amoco North Cowden to Amoco | NCWDN | ODNTH | 48 | CONSTRAINT_LIMIT | 787.1778 | 1372.9036 | 23.4469 | Comp | 4362.9176 | 8942.0426 | 41.5048 | Non-Comp | 0 | 8942.0426 | 41.5048 | Non-Comp | 787.1778 | 1372.9036 | 23.4469 | Comp | 5027.6496 | 8942.0426 | 41.5048 | Non-Comp | 787.1778 | 1372.9036 | 23.4469 | Comp | 675.4801 | 8626.915 | 41.5048 | Non-Comp
SCED Significant | 21 | SNCWMOS8 | 6915__A | Amoco North Cowden to Amoco | ODBSW | ODNTH | 48 | CONSTRAINT_LIMIT | 790.9133 | 1355.2822 | 26.184 | Comp | 3220.4589 | 9495.4665 | 46.0018 | Non-Comp | 0 | 9495.4665 | 46.0018 | Non-Comp | 790.9133 | 1355.2822 | 26.184 | Comp | 4232.7771 | 9495.4665 | 46.0018 | Non-Comp | 790.9133 | 1355.2822 | 26.184 | Comp | 689.8367 | 8987.6613 | 46.0018 | Non-Comp
SCED Significant | 22 | SNCWMOS8 | ODNTH_AXFMR1 | Amoco North Cowden to Amoco | ODNTH | ODNTH | 87 | CONSTRAINT_LIMIT | 2846.2592 | 1326.8591 | 72.0647 | Non-Comp | 3828.7265 | 9124.7713 | 87.5144 | Non-Comp | 0 | 9124.7713 | 87.5144 | Non-Comp | 4880.1339 | 1326.8591 | 72.0647 | Non-Comp | 4998.8456 | 9452.6436 | 87.5144 | Non-Comp | 775.9151 | 1326.8591 | 49.6387 | Comp | 681.8415 | 8825.1003 | 87.5144 | Non-Comp
SCED Significant | 23 | SEMPNOR8 | 3330__C | Empire Central to Empire Cen | LMTP1 | LMBLN | 573 | POWER_BALANCE | 738.4127 | 1139.0096 | -222.0687 | Comp | 2065.6762 | 10000 | -223.7503 | Non-Comp | 2100.4478 | 10000 | -208.7407 | Non-Comp | 738.4127 | 1139.0096 | -222.0687 | Comp | 5224.8789 | 10000 | -223.7503 | Non-Comp | 738.4127 | 1139.0096 | -222.0687 | Comp | 2069.1581 | 807.3777 | -223.7503 | Comp
SCED Significant | 24 | SORNLON8 | SINTON_SKIDMO1_1 | Orange Grove Switching Stati | SKIDMORE | SINTON | 38 | CONSTRAINT_LIMIT | 700.9963 | 1574.4666 | -27.3003 | Comp | 1555.7908 | 5549.6449 | -19.4896 | Non-Comp | 3826.2145 | 0 | -26.7693 | Non-Comp | 700.9963 | 1574.4666 | -27.3003 | Comp | 2236.9548 | 5096.1365 | -19.4896 | Non-Comp | 700.9963 | 1574.4666 | -27.3003 | Comp | 1268.4344 | 1303.9762 | -19.4896 | Comp
SCED Significant | 25 | SKEYWLV8 | 6611__A | Gail Sub to Key Sub (3)138/1 | AVMSW | ACRLY | 205 | POWER_BALANCE | 0 | 738.6267 | 6.065 | Comp | 738.6267 | 0 | 6.065 | Comp | 0 | 0 | 6.065 | Comp | 0 | 738.6267 | 6.065 | Comp | 738.6267 | 0 | 6.065 | Comp | 0 | 738.6267 | 6.065 | Comp | 738.6267 | 0 | 6.065 | Comp
SCED Significant | 26 | SKEYWLV8 | 6611__C | Gail Sub to Key Sub (3)138/1 | ALYNT | SNBRG | 205 | POWER_BALANCE | 0 | 738.6267 | 2.561 | Comp | 738.6267 | 0 | 2.561 | Comp | 0 | 0 | 2.561 | Comp | 0 | 738.6267 | 2.561 | Comp | 738.6267 | 0 | 2.561 | Comp | 0 | 738.6267 | 2.561 | Comp | 738.6267 | 0 | 2.561 | Comp
SCED Significant | 27 | SCNSCN38 | 850__C | Collin Ses to Collin Switch | ALNSW | PCUST | 334 | POWER_BALANCE | 687.4215 | 1489.3773 | 96.316 | Comp | 2675.0454 | 6923.776 | 114.7871 | Non-Comp | 10000 | 9974.6546 | 107.0367 | Non-Comp | 687.4215 | 1489.3773 | 96.316 | Comp | 6317.6719 | 9974.6546 | 114.7871 | Non-Comp | 687.4215 | 1489.3773 | 96.316 | Comp | 868.4718 | 1533.8582 | 114.7871 | Comp
SCED Significant | 28 | SCGRMGS8 | 6225__A | China Grove Switch to Morgan | CGRSW | MGSES | 186 | CONSTRAINT_LIMIT | 2524.7384 | 793.4965 | 26.9793 | Non-Comp | 9399.1244 | 2435.1404 | 142.6635 | Non-Comp | 10000 | 2064.2322 | 137.2229 | Non-Comp | 2446.9689 | 793.4965 | 26.9793 | Comp | 10000 | 2435.1404 | 142.6635 | Non-Comp | 1019.3793 | 793.4965 | 18.886 | Comp | 937.1022 | 2385.19 | 142.6635 | Comp
SCED Significant | 29 | SN_SAJO5 | LON_HI_NEDIN1_1 | Nelson Sharpe to Ajo 345 KV | LON_HILL | NEDIN | 994 | POWER_BALANCE | 3165.4512 | 759.7242 | -15.3631 | Non-Comp | 791.0153 | 3742.4564 | 151.7543 | Non-Comp | 820.0543 | 3697.5739 | 151.7543 | Non-Comp | 3165.4512 | 759.7242 | -15.3631 | Non-Comp | 807.0399 | 3742.4564 | 151.7543 | Non-Comp | 1876.3407 | 759.7242 | -15.3631 | Comp | 790.7845 | 3697.5739 | 151.7543 | Non-Comp
SCED Significant | 30 | SKMCKW25 | KMCHI_KWASS1_1 | Kiamichi Energy Facility to | KWASS | KMCHI | 1232 | POWER_BALANCE | 10000 | 757.1053 | 0 | Non-Comp | 0 | 10000 | 0 | Non-Comp | 0 | 10000 | 0 | Non-Comp | 10000 | 757.1053 | 0 | Non-Comp | 0 | 10000 | 0 | Non-Comp | 10000 | 757.1053 | 0 | Non-Comp | 0 | 10000 | 0 | Non-Comp
SCED Significant | 31 | SNEDLON5 | RIOHON_XCAP_1_1 | North Edinburg to Lon Hill 3 | RIOHONDO | RIOHONDO | 1195 | POWER_BALANCE | 3712.4209 | 1294.9429 | 172.9756 | Non-Comp | 3412.4468 | 3775.7131 | 179.9895 | Non-Comp | 770.7631 | 3735.3999 | 179.9895 | Non-Comp | 3781.7454 | 1294.9429 | 172.9756 | Non-Comp | 3412.4468 | 3775.7131 | 179.9895 | Non-Comp | 678.6177 | 1294.9429 | 172.9756 | Comp | 752.7239 | 3735.3999 | 179.9895 | Non-Comp
SCED Significant | 32 | XWL2V58 | WLVEE_AXFMR2L | West Levee Switch Axfmr1h_H | WLVEE | WLVEE | 680 | CONSTRAINT_LIMIT | 1257.8575 | 1371.3348 | 257.4594 | Comp | 878.7064 | 3848.4413 | 327.9581 | Non-Comp | 2191.2404 | 1943.4649 | 327.9581 | Comp | 1257.8575 | 1371.3348 | 257.4594 | Comp | 994.0284 | 5512.8736 | 327.9581 | Non-Comp | 1257.8575 | 1371.3348 | 257.4594 | Comp | 868.321 | 1764.1706 | 327.9581 | Comp
SCED Significant | 33 | XLI2G58 | 1310__D | Liggett Switch Axfmr1l_H (3) | MFTPN | CDHSW | 283 | CONSTRAINT_LIMIT | 847.2155 | 1465.1796 | 50.2109 | Comp | 5505.7725 | 1168.425 | 76.6677 | Non-Comp | 5505.7725 | 0 | 53.832 | Non-Comp | 847.2155 | 1465.1796 | 50.2109 | Comp | 10000 | 5187.8679 | 76.6677 | Non-Comp | 847.2155 | 1465.1796 | 50.2109 | Comp | 910.7363 | 1099.797 | 76.6677 | Comp
SCED Significant | 34 | XLWS58 | 591__A | Lewisville Switch Axfmr12 34 | CRLNW | LKPNT | 280 | CONSTRAINT_LIMIT | 673.4026 | 1523.7747 | -53.1316 | Comp | 2038.2172 | 5504.0553 | 18.5515 | Non-Comp | 10000 | 2745.9543 | 18.5515 | Non-Comp | 1325.9516 | 1523.7747 | -53.1316 | Comp | 2331.1957 | 9963.1437 | 18.5515 | Non-Comp | 673.4026 | 1523.7747 | -53.1316 | Comp | 953.6674 | 1488.1138 | 18.5515 | Comp
SCED Significant | 35 | XCLE58 | MARION_24AT2 | Clear Springs At1 345/138 KV | MARION | MARION | 477 | POWER_BALANCE | 10000 | 1100.2345 | 72.5681 | Non-Comp | 5087.3877 | 10000 | 165.3848 | Non-Comp | 5968.5531 | 9598.1166 | 165.3848 | Non-Comp | 10000 | 1100.2345 | 72.5681 | Non-Comp | 5968.5531 | 10000 | 165.3848 | Non-Comp | 822.3952 | 1100.2345 | 74.0672 | Comp | 862.9997 | 7517.7461 | 165.3848 | Non-Comp
SCED Significant | 36 | XKEN58 | KENDAL_1HH | Kendall At2l_H (3)345/138 KV | KENDAL | KENDAL | 800 | POWER_BALANCE | 1078.2209 | 1130.1286 | -360.8991 | Comp | 9866.4341 | 10000 | -319.8912 | Non-Comp | 9871.5498 | 3997.3041 | -324.4198 | Non-Comp | 1078.2209 | 1130.1286 | -360.8991 | Comp | 9866.4341 | 10000 | -319.8912 | Non-Comp | 1078.2209 | 1130.1286 | -360.8991 | Comp | 5101.1752 | 825.8454 | -319.8912 | Non-Comp
SCED Significant | 37 | XCAG58 | CAGNON_AXFMR4L | Cagnon Axfmr3h (3)345/138 KV | CAGNON | CAGNON | 600 | POWER_BALANCE | 1006.9966 | 1250.3097 | -4.498 | Comp | 8327.932 | 9111.8766 | 360.849 | Non-Comp | 8327.932 | 8915.7423 | 360.849 | Non-Comp | 8403.579 | 1250.3097 | 353.2514 | Non-Comp | 8327.932 | 10000 | 360.849 | Non-Comp | 1006.9966 | 1250.3097 | -4.498 | Comp | 806.4792 | 8784.3714 | 360.849 | Non-Comp
SCED Significant | 38 | XCAG58 | CAGNON_AXFMR4H | Cagnon Axfmr3h (3)345/138 KV | CAGNON | CAGNON | 600 | POWER_BALANCE | 1049.9773 | 1255.4524 | -4.498 | Comp | 8327.932 | 9111.8766 | 360.849 | Non-Comp | 8327.932 | 8915.7423 | 360.849 | Non-Comp | 8378.1103 | 1255.4524 | 353.1648 | Non-Comp | 8327.932 | 10000 | 360.849 | Non-Comp | 1049.9773 | 1255.4524 | -4.498 | Comp | 806.4792 | 8784.3714 | 360.849 | Non-Comp
SCED Significant | 39 | XBL2U58 | NICOLE_OAKC1_1 | Bluff Creek T2_H (3)345/138 | OAKC | NICOLE | 179 | POWER_BALANCE | 913.7956 | 1485.846 | 9.3238 | Comp | 10000 | 6172.871 | 18.251 | Non-Comp | 5354.417 | 10000 | 14.3091 | Non-Comp | 913.7956 | 1485.846 | 9.3238 | Comp | 10000 | 10000 | 18.251 | Non-Comp | 913.7956 | 1485.846 | 9.3238 | Comp | 871.1741 | 2633.8959 | 18.251 | Comp
SCED Significant | 40 | SSALTMP5 | 425__A | Salado Switch to Temple Swit | TMPSW | BCESW | 1223 | CONSTRAINT_LIMIT | 1328.8315 | 955.9441 | -1079.7094 | Comp | 1062.7372 | 1480.9909 | -926.3859 | Comp | 944.8831 | 1592.694 | -926.3859 | Comp | 1328.8315 | 955.2823 | -1079.7094 | Comp | 1084.2507 | 1622.6017 | -926.3859 | Comp | 1328.8315 | 955.9441 | -1079.7094 | Comp | 925.7232 | 1563.2595 | -926.3859 | Comp
SCED Significant | 41 | STMPBEL5 | 435__A | #N/A | TMPSW | BCESW | 1223 | CONSTRAINT_LIMIT | 1251.0856 | 968.3654 | -1446.008 | Comp | 1089.3446 | 1468.8758 | -1203.0753 | Comp | 920.9624 | 1568.9588 | -1203.0753 | Comp | 1251.0856 | 985.4554 | -1446.008 | Comp | 3538.1958 | 1575.8051 | -1203.0753 | Non-Comp | 1251.0856 | 968.3654 | -1446.008 | Comp | 920.9624 | 1552.2672 | -1203.0753 | Comp
SCED Significant | 42 | SODBODN9 | 6860__A | Odessa Basin Switch to Odess | ECTTP | HLTSW | 48 | POWER_BALANCE | 851.1955 | 1481.3271 | 24.7961 | Comp | 2637.3067 | 9648.0478 | 32.5226 | Non-Comp | 0 | 10000 | 27.0238 | Non-Comp | 851.1955 | 1481.3271 | 24.7961 | Comp | 10000 | 9648.0478 | 32.5226 | Non-Comp | 851.1955 | 1481.3271 | 24.7961 | Comp | 741.2459 | 9369.6466 | 32.5226 | Non-Comp
CSC | 1 | BASE CASE | 1830__H | #N/A | WWDWY | WATCO | 662.2 | POWER_BALANCE | 927.3808 | 1126.6206 | -201.5313 | Comp | 9525.9684 | 1098.8233 | -140.8423 | Non-Comp | 10000 | 0 | -168.7417 | Non-Comp | 984.5313 | 1314.4404 | -162.4775 | Comp | 9539.3406 | 1126.9413 | -140.8423 | Non-Comp | 984.5313 | 1314.4404 | -162.4775 | Comp | 1363.9177 | 971.5965 | -140.8423 | Comp
CSC | 2 | BASE CASE | 280__A | #N/A | THSES | LCSES | 1340 | CONSTRAINT_LIMIT | 790.5093 | 1169.753 | -2521.0841 | Comp | 1376.6371 | 1074.8016 | -1955.039 | Comp | 1398.8384 | 937.6687 | -1955.039 | Comp | 1124.6572 | 1493.9524 | -1991.18 | Comp | 2066.3162 | 2127.8319 | -1955.039 | Comp | 1124.6572 | 1314.8902 | -1991.18 | Comp | 1398.8384 | 930.0298 | -1955.039 | Comp
CSC | 3 | BASE CASE | 290__A | #N/A | THSES | LCSES | 1340 | POWER_BALANCE | 941.929 | 1121.3072 | -1723.198 | Comp | 1235.4424 | 10000 | -1360.8075 | Non-Comp | 1349.3521 | 1036.6721 | -1360.8075 | Comp | 1002.5121 | 1285.7515 | -1344.5442 | Comp | 1526.8201 | 10000 | -1360.8075 | Non-Comp | 1002.5121 | 1285.7515 | -1344.5442 | Comp | 1340.8724 | 1035.6946 | -1360.8075 | Comp
CSC | 4 | BASE CASE | 300__A | #N/A | TMPSW | LCSES | 1340 | CONSTRAINT_LIMIT | 1053.5508 | 819.2643 | -2886.747 | Comp | 1064.7194 | 1486.4211 | -2198.5443 | Comp | 932.4535 | 1568.1698 | -2198.5443 | Comp | 1166.3726 | 980.942 | -2513.3375 | Comp | 1084.4322 | 1708.1109 | -2198.5443 | Comp | 1166.3726 | 925.5744 | -2513.3375 | Comp | 932.4535 | 1568.1698 | -2198.5443 | Comp
CSC | 5 | BASE CASE | 315__A | #N/A | TMPSW | TMPCR | 1340 | POWER_BALANCE | 1483.9077 | 868.7782 | -432.4991 | Comp | 1056.753 | 1669.3816 | -352.9262 | Comp | 1964.3128 | 5334.678 | -410.0516 | Non-Comp | 1545.1504 | 994.1662 | -371.3335 | Comp | 1737.1253 | 1696.2682 | -352.9262 | Comp | 1545.1504 | 994.1662 | -371.3335 | Comp | 932.2427 | 1624.3769 | -352.9262 | Comp
CSC | 6 | BASE CASE | 490__A | #N/A | TMPCR | THSES | 1340 | POWER_BALANCE | 1322.3753 | 796.7984 | -891.6993 | Comp | 1037.3504 | 1668.4878 | -733.8836 | Comp | 1015.7771 | 1668.4878 | -733.8836 | Comp | 1548.2784 | 975.3617 | -771.3685 | Comp | 1325.4143 | 1694.5781 | -733.8836 | Comp | 1548.2784 | 975.3617 | -771.3685 | Comp | 924.4903 | 1623.3994 | -733.8836 | Comp
CSC | 7 | BASE CASE | 6011__A | #N/A | FSHSW | BOMSW | 1188.7 | POWER_BALANCE | 1254.166 | 678.8659 | -403.4331 | Comp | 2549.2923 | 4633.4818 | -342.9436 | Non-Comp | 926.977 | 5010.8522 | -326.1698 | Non-Comp | 1500.527 | 2468.0354 | -336.9384 | Comp | 2702.1367 | 5010.8522 | -342.9436 | Non-Comp | 1500.527 | 567.8955 | -336.9384 | Comp | 905.8639 | 871.1869 | -342.9436 | Comp
CSC | 8 | BASE CASE | 6012__A | #N/A | BOMSW | JCKSW | 1167.4 | POWER_BALANCE | 1380.8119 | 2302.3961 | -525.7889 | Comp | 2296.7376 | 5010.8619 | -466.0798 | Non-Comp | 822.9181 | 5010.8619 | -441.4986 | Non-Comp | 1883.6381 | 2302.3929 | -459.3904 | Comp | 2296.7376 | 5010.8619 | -466.0798 | Non-Comp | 1883.6381 | 476.1365 | -459.3904 | Comp | 822.4258 | 849.4408 | -466.0798 | Comp
CSC | 9 | BASE CASE | 6024__A | #N/A | LNCRK | GRSES | 1340 | POWER_BALANCE | 1384.8147 | 874.123 | -560.3274 | Comp | 1269.1248 | 3139.2628 | -589.1767 | Non-Comp | 1092.2324 | 3139.2628 | -552.3461 | Non-Comp | 1617.3074 | 1269.7823 | -550.5335 | Comp | 1269.1248 | 10000 | -589.1767 | Non-Comp | 1617.3074 | 550.9468 | -550.5335 | Comp | 1085.5041 | 1016.6243 | -589.1767 | Comp
CSC | 10 | BASE CASE | 6028__A | #N/A | CFRSW | GRSES | 1340 | POWER_BALANCE | 1365.1542 | 988.3239 | -563.2297 | Comp | 1262.8035 | 3139.2628 | -592.2284 | Non-Comp | 1087.2791 | 3139.2628 | -555.207 | Non-Comp | 1616.2386 | 3663.6058 | -553.3851 | Non-Comp | 3751.5865 | 10000 | -592.2284 | Non-Comp | 1616.2386 | 544.5052 | -553.3851 | Comp | 1080.5994 | 1016.6243 | -592.2284 | Comp
CSC | 11 | BASE CASE | 6029__A | #N/A | LNCRK | CFRSW | 1340 | POWER_BALANCE | 1254.082 | 628.9806 | -607.8193 | Comp | 1274.7149 | 10000 | -592.7945 | Non-Comp | 1096.619 | 3085.4362 | -555.7716 | Non-Comp | 10000 | 688.3942 | -597.5101 | Non-Comp | 1274.7149 | 10000 | -592.7945 | Non-Comp | 1485.7868 | 688.3942 | -561.7514 | Comp | 1089.8479 | 1015.4554 | -592.7945 | Comp
CSC | 12 | BASE CASE | 6035__A | #N/A | TKWSW | GRSES | 1340 | POWER_BALANCE | 1616.806 | 1096.2518 | -416.1661 | Comp | 1391.4411 | 3087.0635 | -438.4553 | Non-Comp | 1258.1212 | 3378.0712 | -414.0706 | Non-Comp | 1294.1019 | 1373.6025 | -409.1269 | Comp | 1397.6182 | 5101.3116 | -438.4553 | Non-Comp | 1294.1019 | 600.2265 | -409.1269 | Comp | 1254.6608 | 991.4936 | -438.4553 | Comp
CSC | 13 | BASE CASE | 6380__A | #N/A | MURRY | GRSES | 233 | POWER_BALANCE | 1259.8708 | 589.0087 | -123.4774 | Comp | 2118.7667 | 5249.6428 | -120.9769 | Non-Comp | 1259.0936 | 9777.8934 | -121.7063 | Non-Comp | 1488.9164 | 1278.1063 | -116.9529 | Comp | 4762.8653 | 5249.6428 | -120.9769 | Non-Comp | 1488.9164 | 630.619 | -116.9529 | Comp | 1055.3986 | 876.1571 | -120.9769 | Comp
CSC | 14 | BASE CASE | 6380__D | #N/A | PAIP | MURRY | 194 | POWER_BALANCE | 1239.9624 | 648.0719 | -121.2354 | Comp | 2118.3066 | 5248.9384 | -118.7349 | Non-Comp | 1259.0538 | 9777.5674 | -119.4643 | Non-Comp | 1424.5832 | 714.6929 | -114.7109 | Comp | 4762.5366 | 5248.9384 | -118.7349 | Non-Comp | 1424.5832 | 714.6929 | -114.7109 | Comp | 1055.0743 | 878.9432 | -118.7349 | Comp
CSC | 15 | BASE CASE | 651__A | #N/A | CMNCH | CMNTP | 233 | POWER_BALANCE | 685.043 | 0 | -3.305 | Comp | 0 | 766.2773 | -3.305 | Comp | 0 | 0 | -3.305 | Comp | 738.6267 | 0 | -3.305 | Comp | 0 | 766.2773 | -3.305 | Comp | 738.6267 | 0 | -3.305 | Comp | 0 | 766.2773 | -3.305 | Comp
CSC | 16 | BASE CASE | 651__B | #N/A | CMNSW | CMNTP | 233 | POWER_BALANCE | 1062.2085 | 787.7077 | -117.0266 | Comp | 1079.4579 | 9983.9679 | -27.6706 | Non-Comp | 1299.119 | 4934.1376 | -27.6706 | Non-Comp | 4872.5993 | 740.0011 | -46.3536 | Non-Comp | 1272.4268 | 10000 | -27.6706 | Non-Comp | 1477.7996 | 740.0011 | -71.6256 | Comp | 1222.1738 | 3214.7996 | -27.6706 | Non-Comp
CSC | 17 | BASE CASE | 651__D | #N/A | HAS | DUBLN | 233 | POWER_BALANCE | 1164.3621 | 605.1999 | -118.3389 | Comp | 1138.8307 | 9983.9091 | -39.9644 | Non-Comp | 3314.1676 | 5299.7797 | -39.9644 | Non-Comp | 1214.7115 | 686.7265 | -80.4331 | Comp | 1273.7134 | 10000 | -39.9644 | Non-Comp | 1214.7115 | 686.7265 | -80.4331 | Comp | 912.7465 | 2794.5455 | -39.9644 | Comp
CSC | 18 | BASE CASE | 651__E | #N/A | DUBLN | STNVL | 314 | POWER_BALANCE | 1171.5903 | 603.6533 | -128.3509 | Comp | 1139.4628 | 9983.9347 | -49.9764 | Non-Comp | 3312.6555 | 5297.7267 | -49.9764 | Non-Comp | 1241.3265 | 657.0174 | -90.4451 | Comp | 1273.4804 | 10000 | -49.9764 | Non-Comp | 1241.3265 | 657.0174 | -90.4451 | Comp | 953.7601 | 2453.185 | -49.9764 | Comp
CSC | 19 | BASE CASE | 1295__A | #N/A | TMPSW | TMPCR | 564.8 | POWER_BALANCE | 1263.7865 | 862.5531 | -280.8664 | Comp | 1086.6993 | 1622.8934 | -221.5102 | Comp | 2947.9029 | 10000 | -291.5601 | Non-Comp | 1467.1369 | 1113.6975 | -245.1426 | Comp | 2057.5428 | 1680.7996 | -221.5102 | Comp | 1467.1369 | 1113.6975 | -245.1426 | Comp | 941.1363 | 1580.3851 | -221.5102 | Comp
CSC | 20 | BASE CASE | 1830__A | #N/A | MPHTP | MCGPH | 105 | POWER_BALANCE | 1244.8979 | 907.8032 | 4.5229 | Comp | 939.7232 | 9560.5415 | 4.9953 | Non-Comp | 0 | 0 | 4.4171 | Comp | 1549.5414 | 1056.5686 | 5.2422 | Comp | 1034.968 | 9560.5415 | 4.9953 | Non-Comp | 1549.5414 | 1056.5686 | 5.2422 | Comp | 812.0227 | 9071.3276 | 4.9953 | Non-Comp
CSC | 21 | BASE CASE | 1830__B | #N/A | MPHTP | SPVTP | 268 | POWER_BALANCE | 1237.7894 | 955.035 | -109.5345 | Comp | 1062.1322 | 9539.2498 | -79.5735 | Non-Comp | 0 | 10000 | -100.0078 | Non-Comp | 1565.5909 | 1016.454 | -90.4636 | Comp | 1081.1442 | 9540.8701 | -79.5735 | Non-Comp | 1565.5909 | 1016.454 | -90.4636 | Comp | 927.7512 | 1445.018 | -79.5735 | Comp
CSC | 22 | BASE CASE | 1830__C | #N/A | TMECR | MPHTP | 268 | POWER_BALANCE | 1237.2452 | 855.1653 | -105.0117 | Comp | 1060.2869 | 9539.9488 | -73.9306 | Non-Comp | 0 | 10000 | -95.0125 | Non-Comp | 1543.5984 | 1141.2273 | -85.6301 | Comp | 1079.0234 | 9541.5308 | -73.9306 | Non-Comp | 1543.5984 | 1141.2273 | -85.6301 | Comp | 924.978 | 1442.5173 | -73.9306 | Comp
CSC | 23 | BASE CASE | 1830__G | #N/A | WWEST | WWDWY | 662.2 | POWER_BALANCE | 922.9457 | 1085.6725 | -182.6333 | Comp | 7408.5103 | 1129.8675 | -121.9443 | Non-Comp | 9538.4198 | 0 | -149.8437 | Non-Comp | 972.701 | 1252.9273 | -143.5795 | Comp | 9538.4198 | 1131.7472 | -121.9443 | Non-Comp | 972.701 | 1252.9273 | -143.5795 | Comp | 1366.7851 | 992.622 | -121.9443 | Comp
CSC | 24 | BASE CASE | 1830__H | #N/A | WATCO | WWDWY | 662.2 | POWER_BALANCE | 1326.1275 | 949.3291 | -139.1665 | Comp | 1061.0269 | 9537.6215 | -109.2055 | Non-Comp | 0 | 10000 | -129.6398 | Non-Comp | 1379.4499 | 1001.1455 | -120.0956 | Comp | 1087.3944 | 9539.3406 | -109.2055 | Non-Comp | 1379.4499 | 1001.1455 | -120.0956 | Comp | 944.4511 | 1451.7215 | -109.2055 | Comp
CSC | 25 | BASE CASE | 1830__E | #N/A | SPVTP | COTONBLT | 214 | CONSTRAINT_LIMIT | 1231.1015 | 961.2659 | -113.0115 | Comp | 1062.7785 | 9539.0527 | -83.0505 | Non-Comp | 0 | 10000 | -103.4848 | Non-Comp | 1550.9695 | 1027.2392 | -94.366 | Comp | 1081.8213 | 9540.6849 | -83.0505 | Non-Comp | 1550.9695 | 1027.2392 | -94.366 | Comp | 929.0674 | 1445.8114 | -83.0505 | Comp
CSC | 26 | BASE CASE | 1830__F | #N/A | WATCO | COTONBLT | 214 | POWER_BALANCE | 970.4825 | 1195.0962 | -224.8133 | Comp | 9527.7478 | 1097.8046 | -164.1243 | Non-Comp | 10000 | 0 | -192.0237 | Non-Comp | 981.0929 | 1433.3726 | -185.7595 | Comp | 9540.5331 | 1121.7585 | -164.1243 | Non-Comp | 981.0929 | 1433.3726 | -185.7595 | Comp | 1360.3469 | 956.3788 | -164.1243 | Comp
CSC | 27 | BASE CASE | 280__A | #N/A | LCSES | THSES | 1340 | CONSTRAINT_LIMIT | 1237.2718 | 785.7182 | -1235.2778 | Comp | 1042.1595 | 1504.8811 | -914.8689 | Comp | 914.693 | 1526.5104 | -914.8689 | Comp | 1493.9524 | 935.6206 | -1184.3801 | Comp | 2049.298 | 2072.8757 | -914.8689 | Comp | 1418.6895 | 935.6206 | -1184.3801 | Comp | 907.4944 | 1526.5104 | -914.8689 | Comp
CSC | 28 | BASE CASE | 290__A | #N/A | LCSES | THSES | 1340 | CONSTRAINT_LIMIT | 1216.337 | 848.851 | -614.795 | Comp | 10000 | 1379.0087 | -320.2652 | Non-Comp | 1013.4099 | 1502.5579 | -320.2652 | Comp | 1449.9189 | 1043.4431 | -533.6662 | Comp | 10000 | 1806.5464 | -320.2652 | Non-Comp | 1449.9189 | 1043.4431 | -533.6662 | Comp | 1012.4702 | 1491.8655 | -320.2652 | Comp
CSC | 29 | BASE CASE | 300__A | #N/A | LCSES | TMPSW | 1340 | CONSTRAINT_LIMIT | 819.2643 | 960.1142 | -4634.6704 | Comp | 1385.4632 | 1099.1988 | -3299.6824 | Comp | 1462.7367 | 958.6338 | -3299.6824 | Comp | 980.942 | 1164.1708 | -3763.6954 | Comp | 1693.9615 | 1123.8592 | -3299.6824 | Comp | 944.7437 | 1094.9745 | -3763.6954 | Comp | 1462.7367 | 958.6338 | -3299.6824 | Comp
CSC | 30 | BASE CASE | 315__A | #N/A | TMPCR | TMPSW | 1340 | POWER_BALANCE | 862.0027 | 1080.4137 | -490.7764 | Comp | 1551.3717 | 1094.1152 | -312.8008 | Comp | 5334.678 | 2032.6219 | -312.8008 | Non-Comp | 943.9076 | 1152.9547 | -321.8663 | Comp | 1585.8911 | 1785.3767 | -312.8008 | Comp | 943.9076 | 1152.9547 | -321.8663 | Comp | 1512.458 | 958.8983 | -312.8008 | Comp
CSC | 31 | BASE CASE | 1295__A | #N/A | TMPCR | TMPSW | 564.8 | POWER_BALANCE | 920.5319 | 1132.6273 | -393.8018 | Comp | 1513.5467 | 1126.0611 | -269.9852 | Comp | 10000 | 2947.9029 | -293.3344 | Non-Comp | 982.2823 | 1320.9425 | -310.6517 | Comp | 1574.1208 | 2130.1538 | -269.9852 | Comp | 982.2823 | 1320.9425 | -310.6517 | Comp | 1476.5937 | 968.0249 | -269.9852 | Comp
CSC | 32 | BASE CASE | 490__A | #N/A | THSES | TMPCR | 1340 | POWER_BALANCE | 840.688 | 963.3406 | -942.1183 | Comp | 1549.9262 | 1073.4198 | -589.8739 | Comp | 1549.9262 | 1050.4745 | -589.8739 | Comp | 924.6415 | 1145.4161 | -607.656 | Comp | 1583.9405 | 1376.1955 | -589.8739 | Comp | 924.6415 | 1145.4161 | -607.656 | Comp | 1510.9785 | 950.7933 | -589.8739 | Comp
CSC | 33 | BASE CASE | 1830__A | #N/A | MCGPH | MPHTP | 105 | POWER_BALANCE | 865.6035 | 1231.0423 | -17.5174 | Comp | 9560.5415 | 964.4881 | -15.7571 | Non-Comp | 0 | 0 | -16.2646 | Comp | 962.9522 | 1539.7675 | -15.2653 | Comp | 9560.5415 | 1067.4415 | -15.7571 | Non-Comp | 962.9522 | 1539.7675 | -15.2653 | Comp | 9067.9591 | 841.5571 | -15.7571 | Non-Comp
CSC | 34 | BASE CASE | KDLKG_75_A | #N/A | KG | KDL | 1793 | CONSTRAINT_LIMIT | 1292.904 | 660.9399 | -1413.91 | Comp | 2988.7735 | 1567.2037 | -1293.8883 | Non-Comp | 2238.6157 | 1525.0057 | -1293.8883 | Comp | 1468.3133 | 781.059 | -1442.0031 | Comp | 2799.5993 | 2910.65 | -1293.8883 | Non-Comp | 1468.3133 | 781.059 | -1442.0031 | Comp | 2013.1137 | 1527.6093 | -1293.8883 | Comp
CSC | 35 | BASE CASE | KDLRNS75_A | #N/A | RNS | KDL | 1793 | CONSTRAINT_LIMIT | 1103.8175 | 763.6065 | -1233.2965 | Comp | 1490.2667 | 2988.437 | -834.5203 | Comp | 1434.5068 | 2365.9092 | -834.5203 | Comp | 1480.8943 | 793.1238 | -880.1793 | Comp | 2909.4875 | 2799.3776 | -834.5203 | Non-Comp | 1480.8943 | 793.1238 | -880.1793 | Comp | 1437.0805 | 2052.7917 | -834.5203 | Comp
CSC | 36 | BASE CASE | KDLRTW74_A | #N/A | KDL | RTW | 2164.6 | POWER_BALANCE | 1076.5265 | 1053.3376 | -932.9664 | Comp | 1472.1949 | 3153.1983 | -656.9716 | Non-Comp | 1472.1949 | 2632.3191 | -656.9716 | Comp | 1551.7721 | 1201.7973 | -638.4277 | Comp | 1472.1949 | 2668.4349 | -656.9716 | Comp | 1551.7721 | 1201.7973 | -638.4277 | Comp | 1476.6861 | 2274.3394 | -656.9716 | Comp
CSC | 37 | BASE CASE | KDLTB_74_A | #N/A | KDL | TB | 1793 | POWER_BALANCE | 1338.234 | 852.7986 | -957.8406 | Comp | 3150.3357 | 1568.192 | -871.4692 | Non-Comp | 2890.7071 | 1568.192 | -871.4692 | Non-Comp | 1563.4283 | 1112.9043 | -961.0433 | Comp | 2668.4239 | 1568.192 | -871.4692 | Non-Comp | 1563.4283 | 1112.9043 | -961.0433 | Comp | 2275.8424 | 1572.4666 | -871.4692 | Comp
CSC | 38 | BASE CASE | KG_RTW74_A | #N/A | KG | RTW | 1710 | POWER_BALANCE | 1340.0714 | 722.113 | -772.5895 | Comp | 2706.4288 | 1573.2777 | -693.572 | Non-Comp | 2952.394 | 1573.2777 | -693.572 | Non-Comp | 1524.2977 | 861.1532 | -767.1316 | Comp | 2799.728 | 1573.2777 | -693.572 | Non-Comp | 1524.2977 | 861.1532 | -767.1316 | Comp | 2301.8472 | 1576.3689 | -693.572 | Comp
CSC | 39 | BASE CASE | RNSSNG75_A | #N/A | RNS | SNG | 1710 | CONSTRAINT_LIMIT | 956.358 | 10000 | -1296.3896 | Non-Comp | 10000 | 1629.2712 | -1176.0878 | Non-Comp | 2012.011 | 1629.2712 | -1176.0878 | Comp | 1062.1644 | 10000 | -1322.9163 | Non-Comp | 10000 | 1629.5697 | -1176.0878 | Non-Comp | 1062.1644 | 1254.0291 | -1322.9163 | Comp | 1804.7574 | 1632.4103 | -1176.0878 | Comp
CSC | 40 | BASE CASE | SARC_CMNSW_1 | #N/A | SARC | CMNSW | 1515 | POWER_BALANCE | 1426.4119 | 511.0682 | -601.1664 | Comp | 1112.5163 | 4532.0076 | -580.6858 | Non-Comp | 1141.7443 | 4532.0076 | -573.6868 | Non-Comp | 1570.5564 | 913.2633 | -576.6923 | Comp | 1283.1221 | 6567.1593 | -580.6858 | Non-Comp | 1570.5564 | 529.3775 | -576.6923 | Comp | 1104.1766 | 993.1893 | -580.6858 | Comp
CSC | 41 | BASE CASE | SNGTB_74_A | #N/A | SNG | TB | 1793 | CONSTRAINT_LIMIT | 1133.3934 | 752.0817 | -1372.6645 | Comp | 1470.6349 | 3036.5194 | -895.369 | Non-Comp | 1470.6349 | 1983.8966 | -895.369 | Comp | 1445.306 | 779.2015 | -952.087 | Comp | 1473.3117 | 3205.6106 | -895.369 | Non-Comp | 1445.306 | 779.2015 | -952.087 | Comp | 1472.3419 | 1921.0603 | -895.369 | Comp
CSC | 42 | BASE CASE | SNGXGC75_1 | #N/A | SNG | GIBCRK | 1310 | CONSTRAINT_LIMIT | 1374.4762 | 655.1642 | -1384.5504 | Comp | 2250.9409 | 2905.8989 | -1298.2535 | Comp | 1773.7215 | 1593.6782 | -1298.2535 | Comp | 3307.5475 | 768.1353 | -1461.6662 | Non-Comp | 2824.8524 | 2997.3635 | -1298.2535 | Non-Comp | 1429.0919 | 768.1353 | -1461.6662 | Comp | 1697.2581 | 1596.559 | -1298.2535 | Comp
CSC | 43 | BASE CASE | SNGXGC99_1 | #N/A | GIBCRK | SNG | 1310 | CONSTRAINT_LIMIT | 842.1072 | 1374.4762 | -1483.2517 | Comp | 2905.8989 | 2282.1304 | -997.4001 | Non-Comp | 1507.5173 | 1804.3633 | -997.4001 | Comp | 1085.5052 | 3307.5475 | -1048.4186 | Non-Comp | 2997.3635 | 2824.8524 | -997.4001 | Non-Comp | 1085.5052 | 1202.1921 | -1048.4186 | Comp | 1510.2082 | 1725.7812 | -997.4001 | Comp
CSC | 44 | BASE CASE | 240__A | #N/A | JEWET | SNG | 1195 | CONSTRAINT_LIMIT | 967.7463 | 946.9385 | -2055.6958 | Comp | 1412.4313 | 2436.8662 | -1559.3027 | Comp | 1412.4313 | 1694.7466 | -1559.3027 | Comp | 1164.2567 | 1275.3549 | -1585.0605 | Comp | 1412.4313 | 2616.2772 | -1559.3027 | Comp | 1136.2555 | 982.0954 | -1585.0605 | Comp | 1447.0373 | 1669.6863 | -1559.3027 | Comp
CSC | 45 | BASE CASE | 260_A_1 | #N/A | JEWET | SNG | 1434.2 | CONSTRAINT_LIMIT | 922.9951 | 997.7375 | -2003.4765 | Comp | 1543.5451 | 2063.7908 | -1484.4529 | Comp | 1543.5451 | 1566.1857 | -1484.4529 | Comp | 1142.3088 | 1521.1768 | -1543.2492 | Comp | 1543.5477 | 2683.942 | -1484.4529 | Comp | 1142.3072 | 1026.1878 | -1543.2492 | Comp | 1543.5451 | 1553.8576 | -1484.4529 | Comp
CSC | 46 | BASE CASE | 6011__A | #N/A | BOMSW | FSHSW | 1188.7 | POWER_BALANCE | 678.8659 | 1210.7153 | -677.3972 | Comp | 4633.4818 | 2549.2923 | -301.3177 | Non-Comp | 5010.8522 | 1385.6466 | -301.3177 | Non-Comp | 2468.0354 | 1399.5891 | -538.0964 | Comp | 5010.8522 | 2702.1367 | -301.3177 | Non-Comp | 561.1376 | 1399.5891 | -655.0448 | Comp | 865.1029 | 1334.5855 | -301.3177 | Comp
CSC | 47 | BASE CASE | 6012__A | #N/A | JCKSW | BOMSW | 1167.4 | POWER_BALANCE | 2302.3961 | 747.3876 | -606.195 | Comp | 5010.8619 | 2296.7376 | -242.4379 | Non-Comp | 5010.8619 | 1181.6944 | -242.4379 | Non-Comp | 2302.3929 | 849.0846 | -478.7403 | Comp | 5010.8619 | 2296.7376 | -242.4379 | Non-Comp | 484.1291 | 849.0846 | -590.0561 | Comp | 842.662 | 1175.039 | -242.4379 | Comp
CSC | 48 | BASE CASE | 6024__A | #N/A | GRSES | LNCRK | 1340 | POWER_BALANCE | 874.123 | 733.6655 | -822.4513 | Comp | 3139.2628 | 2686.5632 | -85.8448 | Non-Comp | 3139.2628 | 2037.3232 | -85.8448 | Non-Comp | 1269.7823 | 785.9045 | -520.4151 | Comp | 10000 | 2686.5632 | -85.8448 | Non-Comp | 554.6232 | 783.5305 | -520.4151 | Comp | 1010.8094 | 2015.1894 | -85.8448 | Comp
CSC | 49 | BASE CASE | 6028__A | #N/A | GRSES | CFRSW | 1340 | POWER_BALANCE | 988.3239 | 720.2122 | -846.3853 | Comp | 3139.2628 | 2684.0158 | -86.5385 | Non-Comp | 3139.2628 | 2035.6629 | -86.5385 | Non-Comp | 3663.6058 | 778.2455 | -725.511 | Non-Comp | 10000 | 3751.5865 | -86.5385 | Non-Comp | 550.1547 | 778.2455 | -526.3247 | Comp | 1010.8094 | 2013.5562 | -86.5385 | Comp
CSC | 50 | BASE CASE | 6029__A | #N/A | CFRSW | LNCRK | 1340 | POWER_BALANCE | 592.64 | 1221.0148 | -1000.5818 | Comp | 10000 | 2688.7506 | -86.0646 | Non-Comp | 2671.1844 | 2038.749 | -86.0646 | Non-Comp | 636.3332 | 10000 | -752.9068 | Non-Comp | 10000 | 2688.7506 | -86.0646 | Non-Comp | 636.3332 | 1330.5282 | -752.9068 | Comp | 998.182 | 2016.5918 | -86.0646 | Comp
CSC | 51 | BASE CASE | 6035__A | #N/A | GRSES | TKWSW | 1340 | POWER_BALANCE | 1096.2518 | 726.119 | -591.0313 | Comp | 3087.0635 | 2730.2225 | -56.4389 | Non-Comp | 3378.0712 | 2330.3359 | -56.4389 | Non-Comp | 1373.6025 | 782.1015 | -383.9016 | Comp | 5101.3116 | 2733.2144 | -56.4389 | Non-Comp | 604.1868 | 777.0195 | -383.9016 | Comp | 985.5189 | 2319.0343 | -56.4389 | Comp
CSC | 52 | BASE CASE | 6380__A | #N/A | GRSES | MURRY | 233 | POWER_BALANCE | 584.1126 | 1220.2154 | -156.1992 | Comp | 9013.2517 | 1813.2292 | 6.4232 | Non-Comp | 8556.9831 | 2651.205 | 6.4232 | Non-Comp | 1278.1063 | 1263.8012 | -77.8672 | Comp | 9013.2517 | 4762.8653 | 6.4232 | Non-Comp | 617.4397 | 1263.8012 | -121.2367 | Comp | 869.4191 | 1894.9216 | 6.4232 | Comp
CSC | 53 | BASE CASE | 6380__D | #N/A | MURRY | PAIP | 194 | POWER_BALANCE | 619.7767 | 1188.7353 | -158.4412 | Comp | 9012.6645 | 1812.8069 | 4.1812 | Non-Comp | 8555.4211 | 2651.2566 | 4.1812 | Non-Comp | 665.8285 | 1394.8646 | -123.4787 | Comp | 9012.6645 | 4762.5366 | 4.1812 | Non-Comp | 665.8285 | 1394.8646 | -123.4787 | Comp | 872.2513 | 1894.1728 | 4.1812 | Comp
CSC | 54 | BASE CASE | 651__A | #N/A | CMNTP | CMNCH | 233 | POWER_BALANCE | 0 | 685.043 | 3.305 | Comp | 738.6267 | 0 | 3.305 | Comp | 0 | 0 | 3.305 | Comp | 0 | 738.6267 | 3.305 | Comp | 738.6267 | 0 | 3.305 | Comp | 0 | 738.6267 | 3.305 | Comp | 738.6267 | 0 | 3.305 | Comp
CSC | 55 | BASE CASE | 651__B | #N/A | CMNTP | CMNSW | 233 | POWER_BALANCE | 864.0392 | 1066.5422 | -200.358 | Comp | 9817.7591 | 1989.9031 | -112.9424 | Non-Comp | 4897.9687 | 2695.071 | -114.899 | Non-Comp | 819.1758 | 4872.5993 | -165.8777 | Non-Comp | 10000 | 2684.1053 | -112.9424 | Non-Comp | 819.1758 | 1430.2918 | -165.8777 | Comp | 3195.7407 | 1773.3087 | -112.9424 | Non-Comp
CSC | 56 | BASE CASE | 651__D | #N/A | DUBLN | HAS | 233 | POWER_BALANCE | 602.1751 | 1211.0989 | -176.6682 | Comp | 9817.1016 | 2191.136 | -90.2919 | Non-Comp | 5256.3112 | 3314.1676 | -108.0762 | Non-Comp | 677.8138 | 1179.8705 | -149.397 | Comp | 10000 | 2612.0318 | -90.2919 | Non-Comp | 677.8138 | 1179.8705 | -149.397 | Comp | 2778.1782 | 1243.0957 | -90.2919 | Non-Comp
CSC | 57 | BASE CASE | 651__E | #N/A | STNVL | DUBLN | 314 | POWER_BALANCE | 600.7942 | 1212.92 | -166.6562 | Comp | 9817.3875 | 2193.5824 | -80.2799 | Non-Comp | 5254.4159 | 3312.6555 | -98.0642 | Non-Comp | 676.3438 | 1210.9907 | -139.385 | Comp | 10000 | 2611.9824 | -80.2799 | Non-Comp | 676.3438 | 1210.9907 | -139.385 | Comp | 2439.9715 | 1330.3236 | -80.2799 | Comp
CSC | 58 | BASE CASE | 1830__B | #N/A | SPVTP | MPHTP | 268 | POWER_BALANCE | 966.4791 | 1204.2846 | -231.1633 | Comp | 9528.2507 | 1096.5213 | -170.4743 | Non-Comp | 10000 | 0 | -198.3737 | Non-Comp | 983.1102 | 1468.7118 | -192.1095 | Comp | 9540.8701 | 1120.4666 | -170.4743 | Non-Comp | 983.1102 | 1468.7118 | -192.1095 | Comp | 1359.402 | 953.6618 | -170.4743 | Comp
CSC | 59 | BASE CASE | 1830__C | #N/A | MPHTP | TMECR | 268 | POWER_BALANCE | 929.609 | 1204.8722 | -248.6719 | Comp | 9529.1961 | 1094.5518 | -185.5939 | Non-Comp | 10000 | 0 | -214.6383 | Non-Comp | 993.1989 | 1463.5581 | -208.141 | Comp | 9541.5308 | 1118.2648 | -185.5939 | Non-Comp | 993.1989 | 1463.5581 | -208.141 | Comp | 1357.842 | 950.6634 | -185.5939 | Comp
CSC | 60 | BASE CASE | 1830__E | #N/A | COTONBLT | SPVTP | 214 | POWER_BALANCE | 973.3633 | 1204.2678 | -227.6863 | Comp | 9527.9744 | 1097.2171 | -166.9973 | Non-Comp | 10000 | 0 | -194.8967 | Non-Comp | 982.678 | 1468.8805 | -188.6325 | Comp | 9540.6849 | 1121.168 | -166.9973 | Non-Comp | 982.678 | 1468.8805 | -188.6325 | Comp | 1359.9163 | 955.0867 | -166.9973 | Comp
CSC | 61 | BASE CASE | 1830__F | #N/A | COTONBLT | WATCO | 214 | CONSTRAINT_LIMIT | 1231.1091 | 965.8966 | -115.8845 | Comp | 1063.3241 | 9538.891 | -85.9235 | Non-Comp | 0 | 10000 | -106.3578 | Non-Comp | 1551.1638 | 1031.4934 | -97.239 | Comp | 1082.3912 | 9540.5331 | -85.9235 | Non-Comp | 1551.1638 | 1031.4934 | -97.239 | Comp | 930.2638 | 1446.4679 | -85.9235 | Comp
CSC | 62 | BASE CASE | 1830__G | #N/A | WWDWY | WWEST | 662.2 | POWER_BALANCE | 1373.7756 | 944.306 | -158.0645 | Comp | 1090.2728 | 7416.6451 | -128.1035 | Non-Comp | 0 | 9538.4198 | -148.5378 | Non-Comp | 1512.8497 | 997.4707 | -133.2724 | Comp | 1092.0342 | 9538.4198 | -128.1035 | Non-Comp | 1512.8497 | 997.4707 | -133.2724 | Comp | 964.1675 | 1455.7831 | -128.1035 | Comp
CSC | 63 | SSPVTME8 | 1830__F | Spring Valley to Mcgregor Ph | COTONBLT | WATCO | 214 | POWER_BALANCE | 0 | 0 | 0 | Comp | 0 | 0 | 0 | Comp | 0 | 0 | 0 | Comp | 0 | 0 | 0 | Comp | 0 | 0 | 0 | Comp | 0 | 0 | 0 | Comp | 0 | 0 | 0 | Comp
CSC | 64 | SSPVTME8 | 1830__C | Spring Valley to Mcgregor Ph | MPHTP | TMECR | 268 | CONSTRAINT_LIMIT | 1066.3231 | 987.4187 | -724.5475 | Comp | 2947.5361 | 1417.7519 | -412.4937 | Non-Comp | 1714.1589 | 1527.3236 | -412.4937 | Comp | 1201.6469 | 1089.7555 | -589.3824 | Comp | 3790.7668 | 1767.7921 | -412.4937 | Non-Comp | 1201.6469 | 1089.7555 | -589.3824 | Comp | 1664.9528 | 1474.6382 | -412.4937 | Comp
CSC | 65 | SSPVTME8 | 1830__B | Spring Valley to Mcgregor Ph | SPVTP | MPHTP | 268 | POWER_BALANCE | 0 | 0 | 0 | Comp | 0 | 0 | 0 | Comp | 0 | 0 | 0 | Comp | 0 | 0 | 0 | Comp | 0 | 0 | 0 | Comp | 0 | 0 | 0 | Comp | 0 | 0 | 0 | Comp
CSC | 66 | SSPVTME8 | 1295__A | Spring Valley to Mcgregor Ph | TMPCR | TMPSW | 564.8 | POWER_BALANCE | 920.9865 | 1132.6592 | -383.0386 | Comp | 1516.4164 | 1126.5301 | -261.1168 | Comp | 10000 | 3926.4391 | -283.9156 | Non-Comp | 980.4065 | 1320.9966 | -301.755 | Comp | 1574.0289 | 2129.0339 | -261.1168 | Comp | 980.4065 | 1320.9966 | -301.755 | Comp | 1479.0302 | 969.4613 | -261.1168 | Comp
CSC | 67 | SSPVTME8 | 490__A | Spring Valley to Mcgregor Ph | THSES | TMPCR | 1340 | POWER_BALANCE | 839.3548 | 943.6984 | -1036.2432 | Comp | 1550.4807 | 1085.601 | -657.4275 | Comp | 1550.4807 | 1069.4152 | -657.4275 | Comp | 917.9885 | 1125.7308 | -676.6782 | Comp | 1584.9376 | 1245.1238 | -657.4275 | Comp | 917.9885 | 1125.7308 | -676.6782 | Comp | 1511.6417 | 955.5649 | -657.4275 | Comp
CSC | 68 | SSPVTME8 | 315__A | Spring Valley to Mcgregor Ph | TMPCR | TMPSW | 1340 | POWER_BALANCE | 860.5421 | 1092.8969 | -523.9579 | Comp | 1551.7574 | 1127.8887 | -336.2996 | Comp | 3144.1975 | 1785.9276 | -336.2996 | Non-Comp | 943.2261 | 1149.4064 | -345.8891 | Comp | 1586.5624 | 1785.9276 | -336.2996 | Comp | 943.2261 | 1149.4064 | -345.8891 | Comp | 1512.8643 | 962.9211 | -336.2996 | Comp
CSC | 69 | SSPVTME8 | 300__A | Spring Valley to Mcgregor Ph | LCSES | TMPSW | 1340 | CONSTRAINT_LIMIT | 819.1631 | 960.2863 | -4675.4968 | Comp | 1384.3295 | 1099.2504 | -3322.9887 | Comp | 1461.582 | 958.7726 | -3322.9887 | Comp | 980.7467 | 1164.0787 | -3811.4933 | Comp | 1616.7929 | 1123.9028 | -3322.9887 | Comp | 938.7922 | 1094.1846 | -3811.4933 | Comp | 1461.582 | 958.7726 | -3322.9887 | Comp
CSC | 70 | SSPVTME8 | 290__A | Spring Valley to Mcgregor Ph | LCSES | THSES | 1340 | CONSTRAINT_LIMIT | 1214.7867 | 848.8975 | -575.8773 | Comp | 10000 | 1382.3062 | -290.3421 | Non-Comp | 1031.8109 | 1518.9793 | -290.3421 | Comp | 1460.1615 | 1044.9477 | -498.6581 | Comp | 10000 | 1842.5324 | -290.3421 | Non-Comp | 1460.1615 | 1044.9477 | -498.6581 | Comp | 1029.7608 | 1501.9919 | -290.3421 | Comp
CSC | 71 | SSPVTME8 | 280__A | Spring Valley to Mcgregor Ph | LCSES | THSES | 1340 | CONSTRAINT_LIMIT | 1236.2615 | 785.7316 | -1229.4876 | Comp | 1042.0677 | 1504.6318 | -909.3661 | Comp | 914.7243 | 1526.085 | -909.3661 | Comp | 1493.955 | 935.6437 | -1178.6749 | Comp | 2049.4676 | 1985.8625 | -909.3661 | Comp | 1416.4049 | 935.6437 | -1178.6749 | Comp | 907.5411 | 1526.085 | -909.3661 | Comp
CSC | 72 | SSPVTME8 | 1295__A | Spring Valley to Mcgregor Ph | TMPSW | TMPCR | 564.8 | POWER_BALANCE | 1263.861 | 862.8825 | -278.8088 | Comp | 1087.1558 | 1626.2982 | -220.6233 | Comp | 3926.4391 | 10000 | -289.3351 | Non-Comp | 1467.2633 | 1118.5735 | -243.8252 | Comp | 2056.5185 | 1680.771 | -220.6233 | Comp | 1467.2633 | 1118.5735 | -243.8252 | Comp | 942.4829 | 1583.2773 | -220.6233 | Comp
CSC | 73 | SSPVTME8 | 490__A | Spring Valley to Mcgregor Ph | TMPCR | THSES | 1340 | POWER_BALANCE | 1292.0865 | 796.3904 | -926.9669 | Comp | 1048.7426 | 1668.7997 | -758.1874 | Comp | 1036.4231 | 1668.7997 | -758.1874 | Comp | 1472.3297 | 973.3982 | -814.2589 | Comp | 1202.5661 | 1695.5168 | -758.1874 | Comp | 1472.3297 | 973.3982 | -814.2589 | Comp | 929.0593 | 1623.8587 | -758.1874 | Comp
CSC | 74 | SSPVTME8 | 315__A | Spring Valley to Mcgregor Ph | TMPSW | TMPCR | 1340 | POWER_BALANCE | 1483.8849 | 864.0001 | -445.7185 | Comp | 1088.4138 | 1669.6218 | -362.2316 | Comp | 1737.6613 | 3144.1975 | -422.3575 | Non-Comp | 1545.1665 | 992.4533 | -381.3879 | Comp | 1737.6613 | 1696.9154 | -362.2316 | Comp | 1545.1665 | 992.4533 | -381.3879 | Comp | 936.088 | 1624.6548 | -362.2316 | Comp
CSC | 75 | SSPVTME8 | 300__A | Spring Valley to Mcgregor Ph | TMPSW | LCSES | 1340 | CONSTRAINT_LIMIT | 1051.1212 | 819.1631 | -2918.4699 | Comp | 1064.7663 | 1485.093 | -2224.4124 | Comp | 932.5813 | 1566.8095 | -2224.4124 | Comp | 1167.3952 | 980.7467 | -2538.0865 | Comp | 1084.4742 | 1629.9346 | -2224.4124 | Comp | 1167.3952 | 925.4457 | -2538.0865 | Comp | 932.5813 | 1566.8095 | -2224.4124 | Comp
CSC | 76 | SSPVTME8 | 290__A | Spring Valley to Mcgregor Ph | THSES | LCSES | 1340 | POWER_BALANCE | 954.0621 | 1115.0654 | -1639.7346 | Comp | 1236.9518 | 10000 | -1293.3379 | Non-Comp | 1359.8981 | 1055.1744 | -1293.3379 | Comp | 1018.8522 | 1280.5636 | -1275.865 | Comp | 1553.1909 | 10000 | -1293.3379 | Non-Comp | 1018.8522 | 1280.5636 | -1275.865 | Comp | 1347.1345 | 1053.0402 | -1293.3379 | Comp
CSC | 77 | SSPVTME8 | 280__A | Spring Valley to Mcgregor Ph | THSES | LCSES | 1340 | CONSTRAINT_LIMIT | 790.5133 | 1169.6722 | -2524.4775 | Comp | 1376.4198 | 1074.7023 | -1958.9576 | Comp | 1398.45 | 937.691 | -1958.9576 | Comp | 1124.7016 | 1493.955 | -1994.4016 | Comp | 1979.3898 | 2128.0113 | -1958.9576 | Comp | 1124.7016 | 1314.8483 | -1994.4016 | Comp | 1398.45 | 930.0651 | -1958.9576 | Comp
CSC | 78 | SSPVTME8 | 1830__H | Spring Valley to Mcgregor Ph | WWDWY | WATCO | 662.2 | POWER_BALANCE | 0 | 0 | 0 | Comp | 0 | 0 | 0 | Comp | 0 | 0 | 0 | Comp | 0 | 0 | 0 | Comp | 0 | 0 | 0 | Comp | 0 | 0 | 0 | Comp | 0 | 0 | 0 | Comp
CSC | 79 | DTMPTHS5 | 1830__G | Tmpcr - Thses And Tmpsw - Lc | WWDWY | WWEST | 662.2 | CONSTRAINT_LIMIT | 1198.1419 | 876.0535 | -594.3373 | Comp | 1070.6322 | 1603.5821 | -469.7254 | Comp | 1086.025 | 1603.2358 | -469.7254 | Comp | 1450.7113 | 1009.0804 | -530.2964 | Comp | 1087.7827 | 1604.8936 | -469.7254 | Comp | 1450.7113 | 1009.0804 | -530.2964 | Comp | 943.4594 | 1560.7332 | -469.7254 | Comp
CSC | 80 | DTMPTHS5 | 1830__F | Tmpcr - Thses And Tmpsw - Lc | COTONBLT | WATCO | 214 | CONSTRAINT_LIMIT | 1159.1523 | 898.8059 | -552.1573 | Comp | 1068.4009 | 1601.2028 | -427.5454 | Comp | 1083.6349 | 1604.086 | -427.5454 | Comp | 1381.5255 | 986.3787 | -488.1164 | Comp | 1085.4218 | 1604.3389 | -427.5454 | Comp | 1381.5255 | 986.3787 | -488.1164 | Comp | 936.2808 | 1562.2404 | -427.5454 | Comp
CSC | 81 | DTMPTHS5 | 1830__E | Tmpcr - Thses And Tmpsw - Lc | COTONBLT | SPVTP | 214 | CONSTRAINT_LIMIT | 937.8421 | 1150.317 | -842.1928 | Comp | 1492.3348 | 1103.0235 | -592.3872 | Comp | 1504.866 | 1122.8201 | -592.3872 | Comp | 999.963 | 1362.822 | -677.0304 | Comp | 1464.4599 | 1124.7294 | -592.3872 | Comp | 999.963 | 1362.822 | -677.0304 | Comp | 1458.7602 | 962.3499 | -592.3872 | Comp
CSC | 82 | DTMPTHS5 | 1830__C | Tmpcr - Thses And Tmpsw - Lc | MPHTP | TMECR | 268 | CONSTRAINT_LIMIT | 861.4483 | 1171.4756 | -897.7339 | Comp | 1492.3455 | 1102.3159 | -634.8425 | Comp | 1505.2676 | 1102.3159 | -634.8425 | Comp | 1063.5751 | 1377.5047 | -723.9618 | Comp | 1470.676 | 1123.9503 | -634.8425 | Comp | 1063.5751 | 1377.5047 | -723.9618 | Comp | 1459.6617 | 960.6431 | -634.8425 | Comp
CSC | 83 | DTMPTHS5 | 1830__B | Tmpcr - Thses And Tmpsw - Lc | SPVTP | MPHTP | 268 | CONSTRAINT_LIMIT | 940.4177 | 1160.9211 | -845.6698 | Comp | 1492.1876 | 1102.8346 | -595.8642 | Comp | 1504.8358 | 1122.624 | -595.8642 | Comp | 1001.8811 | 1376.8691 | -680.5074 | Comp | 1470.2015 | 1124.5357 | -595.8642 | Comp | 1001.8811 | 1376.8691 | -680.5074 | Comp | 1458.906 | 961.8169 | -595.8642 | Comp
CSC | 84 | DTMPTHS5 | 1830__A | Tmpcr - Thses And Tmpsw - Lc | MCGPH | MPHTP | 105 | POWER_BALANCE | 917.7908 | 1233.5803 | -52.0641 | Comp | 1399.141 | 1090.9197 | -38.9782 | Comp | 0 | 0 | -44.8087 | Comp | 994.1237 | 1537.6165 | -43.4543 | Comp | 1938.1206 | 1114.0435 | -38.9782 | Comp | 994.1237 | 1537.6165 | -43.4543 | Comp | 1477.6468 | 947.0172 | -38.9782 | Comp
CSC | 85 | DTMPTHS5 | 1295__A | Tmpcr - Thses And Tmpsw - Lc | TMPCR | TMPSW | 564.8 | CONSTRAINT_LIMIT | 947.3081 | 1111.5302 | -690.0603 | Comp | 1494.5803 | 1122.105 | -484.7087 | Comp | 1435.0637 | 1123.9907 | -484.7087 | Comp | 970.967 | 1300.0639 | -552.6973 | Comp | 1629.3555 | 1238.4886 | -484.7087 | Comp | 970.967 | 1300.0639 | -552.6973 | Comp | 1461.3248 | 960.8912 | -484.7087 | Comp
CSC | 86 | DTMPTHS5 | 315__A | Tmpcr - Thses And Tmpsw - Lc | TMPSW | TMPCR | 1340 | POWER_BALANCE | 1359.9683 | 894.5593 | -143.7733 | Comp | 1082.8814 | 1602.5994 | -110.9933 | Comp | 0 | 0 | -149.11 | Comp | 1420.9417 | 1075.7048 | -120.8705 | Comp | 1191.7151 | 1717.5187 | -110.9933 | Comp | 1420.9417 | 1075.7048 | -120.8705 | Comp | 934.5023 | 1564.3242 | -110.9933 | Comp
CSC | 87 | DTMPTHS5 | 290__A | Tmpcr - Thses And Tmpsw - Lc | THSES | LCSES | 1340 | POWER_BALANCE | 947.5928 | 1146.4265 | -1631.9066 | Comp | 1232.8773 | 10000 | -1248.123 | Non-Comp | 1386.2971 | 996.2081 | -1248.123 | Comp | 993.7499 | 1321.3164 | -1255.76 | Comp | 1525.3322 | 10000 | -1248.123 | Non-Comp | 993.7499 | 1321.3164 | -1255.76 | Comp | 1385.3998 | 995.4191 | -1248.123 | Comp
CSC | 88 | DTMPTHS5 | 280__A | Tmpcr - Thses And Tmpsw - Lc | THSES | LCSES | 1340 | POWER_BALANCE | 877.4096 | 1161.3308 | -1683.093 | Comp | 1187.731 | 10000 | -1290.508 | Non-Comp | 1353.4833 | 986.9107 | -1290.508 | Comp | 965.094 | 1325.1242 | -1299.1358 | Comp | 10000 | 10000 | -1290.508 | Non-Comp | 965.094 | 1325.1242 | -1299.1358 | Comp | 1342.3581 | 985.9559 | -1290.508 | Comp
CSC | 89 | DTMPTHS5 | 315__A | Tmpcr - Thses And Tmpsw - Lc | TMPCR | TMPSW | 1340 | POWER_BALANCE | 901.4492 | 1136.4198 | -221.1393 | Comp | 1494.5803 | 1122.105 | -155.3316 | Comp | 0 | 0 | -183.9249 | Comp | 959.4136 | 1315.7474 | -158.9988 | Comp | 1629.3555 | 1238.4886 | -155.3316 | Comp | 959.4136 | 1315.7474 | -158.9988 | Comp | 1461.3248 | 960.8912 | -155.3316 | Comp
CSC | 90 | DTMPTHS5 | 290__A | Tmpcr - Thses And Tmpsw - Lc | LCSES | THSES | 1340 | CONSTRAINT_LIMIT | 1241.7657 | 845.4856 | -796.3213 | Comp | 10000 | 1371.051 | -502.0532 | Non-Comp | 973.8953 | 1541.6701 | -502.0532 | Comp | 1475.3072 | 1008.6659 | -722.705 | Comp | 10000 | 1804.0712 | -502.0532 | Non-Comp | 1475.3072 | 1008.6659 | -722.705 | Comp | 973.1369 | 1538.4928 | -502.0532 | Comp
CSC | 91 | DTMPTHS5 | 280__A | Tmpcr - Thses And Tmpsw - Lc | LCSES | THSES | 1340 | CONSTRAINT_LIMIT | 1251.0547 | 844.4461 | -707.4735 | Comp | 10000 | 1294.3385 | -481.9205 | Non-Comp | 964.8095 | 1482.827 | -481.9205 | Comp | 1474.1152 | 1009.1273 | -688.0113 | Comp | 10000 | 10000 | -481.9205 | Non-Comp | 1474.1152 | 1009.1273 | -688.0113 | Comp | 963.8919 | 1469.1872 | -481.9205 | Comp
CSC | 92 | DTMPTHS5 | 1830__F | Tmpcr - Thses And Tmpsw - Lc | WATCO | COTONBLT | 214 | CONSTRAINT_LIMIT | 928.9632 | 1120.9698 | -839.3198 | Comp | 1492.4557 | 1103.1804 | -589.5142 | Comp | 1504.8909 | 1122.983 | -589.5142 | Comp | 996.7091 | 1311.97 | -674.1574 | Comp | 1507.2993 | 1124.8902 | -589.5142 | Comp | 996.7091 | 1311.97 | -674.1574 | Comp | 1458.6407 | 962.7998 | -589.5142 | Comp
CSC | 93 | DTMPTHS5 | 1830__E | Tmpcr - Thses And Tmpsw - Lc | SPVTP | COTONBLT | 214 | CONSTRAINT_LIMIT | 1186.6646 | 899.7297 | -549.2843 | Comp | 1068.255 | 1601.0334 | -424.6724 | Comp | 1083.4777 | 1604.0285 | -424.6724 | Comp | 1435.1899 | 992.7571 | -485.2434 | Comp | 1085.2665 | 1561.3996 | -424.6724 | Comp | 1435.1899 | 992.7571 | -485.2434 | Comp | 935.8616 | 1562.3492 | -424.6724 | Comp
CSC | 94 | DTMPTHS5 | 1830__H | Tmpcr - Thses And Tmpsw - Lc | WATCO | WWDWY | 662.2 | CONSTRAINT_LIMIT | 1198.3858 | 881.4191 | -575.4393 | Comp | 1069.6112 | 1602.5406 | -450.8274 | Comp | 1084.9347 | 1604.5399 | -450.8274 | Comp | 1470.081 | 1020.9842 | -511.3984 | Comp | 1086.7057 | 1604.5399 | -450.8274 | Comp | 1470.081 | 1020.9842 | -511.3984 | Comp | 939.9948 | 1561.3883 | -450.8274 | Comp
CSC | 95 | DTMPTHS5 | 1830__G | Tmpcr - Thses And Tmpsw - Lc | WWEST | WWDWY | 662.2 | CONSTRAINT_LIMIT | 934.5605 | 1031.5713 | -797.1398 | Comp | 1494.1532 | 1105.5807 | -547.3342 | Comp | 1489.9165 | 1125.4592 | -547.3342 | Comp | 958.0269 | 1173.733 | -561.4894 | Comp | 1505.2407 | 1127.3352 | -547.3342 | Comp | 958.0269 | 1173.733 | -561.4894 | Comp | 1456.9832 | 970.4871 | -547.3342 | Comp
CSC | 96 | DTMPTHS5 | 1830__C | Tmpcr - Thses And Tmpsw - Lc | TMECR | MPHTP | 268 | CONSTRAINT_LIMIT | 1210.1518 | 912.7864 | -566.0882 | Comp | 1067.593 | 1600.8913 | -435.0173 | Comp | 1067.593 | 1604.346 | -435.0173 | Comp | 1444.3769 | 1022.4245 | -498.7208 | Comp | 1084.5154 | 1562.3625 | -435.0173 | Comp | 1444.3769 | 1022.4245 | -498.7208 | Comp | 934.2688 | 1563.2387 | -435.0173 | Comp
CSC | 97 | DTMPTHS5 | 1830__B | Tmpcr - Thses And Tmpsw - Lc | MPHTP | SPVTP | 268 | CONSTRAINT_LIMIT | 1200.0824 | 892.0441 | -545.8073 | Comp | 1068.0795 | 1600.827 | -421.1954 | Comp | 1083.2884 | 1603.9585 | -421.1954 | Comp | 1450.9092 | 1026.925 | -481.7664 | Comp | 1085.0795 | 1561.9231 | -421.1954 | Comp | 1450.9092 | 1026.925 | -481.7664 | Comp | 935.3651 | 1562.482 | -421.1954 | Comp
CSC | 98 | DTMPTHS5 | 1830__A | Tmpcr - Thses And Tmpsw - Lc | MPHTP | MCGPH | 105 | POWER_BALANCE | 1240.1957 | 898.9448 | -20.2809 | Comp | 1056.9013 | 1495.0841 | -13.8219 | Comp | 0 | 0 | -21.4032 | Comp | 1566.5375 | 1082.9557 | -16.4161 | Comp | 1074.9713 | 1938.5721 | -13.8219 | Comp | 1566.5375 | 1082.9557 | -16.4161 | Comp | 921.661 | 1581.267 | -13.8219 | Comp
CSC | 99 | DTMPTHS5 | 1295__A | Tmpcr - Thses And Tmpsw - Lc | TMPSW | TMPCR | 564.8 | CONSTRAINT_LIMIT | 1216.7639 | 873.2515 | -448.6413 | Comp | 1082.8814 | 1602.5994 | -346.3521 | Comp | 1084.6488 | 1434.9165 | -391.7821 | Comp | 1508.9786 | 1054.7529 | -392.8302 | Comp | 1191.7151 | 1717.5187 | -346.3521 | Comp | 1508.9786 | 1054.7529 | -392.8302 | Comp | 934.5023 | 1564.3242 | -346.3521 | Comp
CSC | 100 | DTMPTHS5 | 1830__H | Tmpcr - Thses And Tmpsw - Lc | WWDWY | WATCO | 662.2 | CONSTRAINT_LIMIT | 948.7904 | 1079.5662 | -816.0378 | Comp | 1493.41 | 1104.4825 | -566.2322 | Comp | 1505.0873 | 1124.3296 | -566.2322 | Comp | 964.8847 | 1232.5215 | -580.3874 | Comp | 1505.0873 | 1126.2198 | -566.2322 | Comp | 964.8847 | 1232.5215 | -580.3874 | Comp | 1457.7042 | 966.7805 | -566.2322 | Comp
CSC | 101 | DGRSLNC5 | 651__E | Grses To Lncrk 345kv | STNVL | DUBLN | 314 | POWER_BALANCE | 598.5322 | 1201.7166 | -211.4476 | Comp | 9818.3208 | 1836.224 | -82.4007 | Non-Comp | 5252.4328 | 2682.4862 | -82.4007 | Non-Comp | 673.5396 | 1210.9748 | -171.8312 | Comp | 10000 | 2641.1252 | -82.4007 | Non-Comp | 673.5396 | 1210.9748 | -171.8312 | Comp | 1866.1876 | 1496.7129 | -82.4007 | Comp
CSC | 102 | DGRSLNC5 | 651__D | Grses To Lncrk 345kv | DUBLN | HAS | 233 | POWER_BALANCE | 600.8491 | 1211.0758 | -221.4596 | Comp | 9818.0387 | 1830.1555 | -92.4127 | Non-Comp | 5254.291 | 2682.523 | -92.4127 | Non-Comp | 676.1691 | 1179.9364 | -181.8432 | Comp | 10000 | 2626.3005 | -92.4127 | Non-Comp | 676.1691 | 1179.9364 | -181.8432 | Comp | 2055.4894 | 1410.4489 | -92.4127 | Comp
CSC | 103 | DGRSLNC5 | 651__B | Grses To Lncrk 345kv | CMNTP | CMNSW | 233 | POWER_BALANCE | 654.5342 | 1168.4985 | -238.7285 | Comp | 9818.8358 | 2011.4611 | -112.1741 | Non-Comp | 4899.9273 | 2683.5091 | -112.1741 | Non-Comp | 735.9078 | 4873.9866 | -187.6998 | Non-Comp | 10000 | 2683.5091 | -112.1741 | Non-Comp | 735.9078 | 1517.5191 | -187.6998 | Comp | 2248.1368 | 1905.2501 | -112.1741 | Comp
CSC | 104 | DGRSLNC5 | 651__A | Grses To Lncrk 345kv | CMNTP | CMNCH | 233 | POWER_BALANCE | 0 | 685.043 | 3.305 | Comp | 738.6267 | 0 | 3.305 | Comp | 0 | 0 | 3.305 | Comp | 0 | 738.6267 | 3.305 | Comp | 738.6267 | 0 | 3.305 | Comp | 0 | 738.6267 | 3.305 | Comp | 738.6267 | 0 | 3.305 | Comp
CSC | 105 | DGRSLNC5 | 6380__D | Grses To Lncrk 345kv | MURRY | PAIP | 194 | CONSTRAINT_LIMIT | 618.5425 | 1185.8564 | -293.9011 | Comp | 9025.2615 | 2665.5511 | -9.1941 | Non-Comp | 8593.5597 | 1980.3999 | -9.1941 | Non-Comp | 654.7399 | 1371.7891 | -223.2667 | Comp | 9025.2615 | 2037.6766 | -9.1941 | Non-Comp | 654.7399 | 1371.7891 | -223.2667 | Comp | 920.0069 | 1947.0059 | -9.1941 | Comp
CSC | 106 | DGRSLNC5 | 6380__A | Grses To Lncrk 345kv | GRSES | MURRY | 233 | POWER_BALANCE | 735.267 | 1177.6098 | -227.9736 | Comp | 9025.7973 | 2665.5236 | -6.9521 | Non-Comp | 8594.9019 | 1980.766 | -6.9521 | Non-Comp | 1248.2402 | 1304.7717 | -146.9535 | Comp | 9025.7973 | 2037.8692 | -6.9521 | Non-Comp | 589.8203 | 1304.7717 | -221.0247 | Comp | 917.6985 | 1948.316 | -6.9521 | Comp
CSC | 107 | DGRSLNC5 | 6035__A | Grses To Lncrk 345kv | GRSES | TKWSW | 1340 | POWER_BALANCE | 910.5272 | 735.76 | -1189.0368 | Comp | 3111.3584 | 2705.5974 | -118.1342 | Non-Comp | 1939.0433 | 2182.9575 | -118.1342 | Comp | 1307.4912 | 801.0477 | -759.318 | Comp | 10000 | 2705.5974 | -118.1342 | Non-Comp | 567.8511 | 801.0477 | -759.318 | Comp | 997.9417 | 2166.4848 | -118.1342 | Comp
CSC | 108 | DGRSLNC5 | 6029__A | Grses To Lncrk 345kv | CFRSW | LNCRK | 1340 | POWER_BALANCE | 685.8057 | 10000 | 1.4552e-11 | Non-Comp | 10000 | 1171.6904 | -1.3125e-11 | Non-Comp | 10000 | 0 | -1.6127e-11 | Non-Comp | 738.773 | 10000 | 2.1828e-11 | Non-Comp | 10000 | 1171.6904 | -1.3125e-11 | Non-Comp | 738.773 | 10000 | 2.1828e-11 | Non-Comp | 10000 | 1171.6904 | -1.3125e-11 | Non-Comp
CSC | 109 | DGRSLNC5 | 6012__A | Grses To Lncrk 345kv | JCKSW | BOMSW | 1167.4 | POWER_BALANCE | 711.3824 | 743.7601 | -953.221 | Comp | 2963.6677 | 2298.3211 | -301.0742 | Non-Comp | 1675.9001 | 1158.745 | -301.0742 | Comp | 2318.5038 | 845.3266 | -771.7652 | Comp | 5014.566 | 2314.8752 | -301.0742 | Non-Comp | 463.5546 | 845.3266 | -884.4753 | Comp | 883.9235 | 1150.3431 | -301.0742 | Comp
CSC | 110 | DGRSLNC5 | 6011__A | Grses To Lncrk 345kv | BOMSW | FSHSW | 1188.7 | POWER_BALANCE | 744.9684 | 1143.798 | -1018.2944 | Comp | 1483.682 | 2579.7331 | -365.9062 | Comp | 4564.5629 | 1297.9323 | -365.9062 | Non-Comp | 887.8787 | 1335.9592 | -751.5541 | Comp | 5015.9058 | 2702.1367 | -365.9062 | Non-Comp | 527.624 | 1335.9592 | -956.55 | Comp | 908.7946 | 1276.5443 | -365.9062 | Comp
CSC | 111 | DGRSLNC5 | 651__E | Grses To Lncrk 345kv | DUBLN | STNVL | 314 | POWER_BALANCE | 1171.5815 | 601.3171 | -152.8021 | Comp | 1028.5062 | 9984.0182 | -74.9988 | Non-Comp | 1265.5426 | 5295.3798 | -74.9988 | Non-Comp | 1207.7238 | 682.117 | -114.4645 | Comp | 1255.2487 | 10000 | -74.9988 | Non-Comp | 1207.7238 | 682.117 | -114.4645 | Comp | 987.3996 | 1874.4546 | -74.9988 | Comp
CSC | 112 | DGRSLNC5 | 651__D | Grses To Lncrk 345kv | HAS | DUBLN | 233 | POWER_BALANCE | 1186.2758 | 603.8317 | -142.7901 | Comp | 1026.5989 | 9983.9929 | -64.9868 | Non-Comp | 1265.6031 | 5297.3917 | -64.9868 | Non-Comp | 1207.922 | 685.0277 | -104.4525 | Comp | 1251.5905 | 10000 | -64.9868 | Non-Comp | 1207.922 | 685.0277 | -104.4525 | Comp | 953.3804 | 2065.3028 | -64.9868 | Comp
CSC | 113 | DGRSLNC5 | 651__B | Grses To Lncrk 345kv | CMNSW | CMNTP | 233 | POWER_BALANCE | 1198.2193 | 623.2566 | -141.0633 | Comp | 1084.4323 | 9984.0642 | -52.0994 | Non-Comp | 1267.6131 | 4935.8219 | -52.0994 | Non-Comp | 4873.9866 | 692.7216 | -70.6469 | Non-Comp | 1267.6131 | 10000 | -52.0994 | Non-Comp | 1521.1604 | 692.7216 | -94.4814 | Comp | 1197.4186 | 2260.7898 | -52.0994 | Comp
CSC | 114 | DGRSLNC5 | 651__A | Grses To Lncrk 345kv | CMNCH | CMNTP | 233 | POWER_BALANCE | 685.043 | 0 | -3.305 | Comp | 0 | 766.2773 | -3.305 | Comp | 0 | 0 | -3.305 | Comp | 738.6267 | 0 | -3.305 | Comp | 0 | 766.2773 | -3.305 | Comp | 738.6267 | 0 | -3.305 | Comp | 0 | 766.2773 | -3.305 | Comp
CSC | 115 | DGRSLNC5 | 6380__D | Grses To Lncrk 345kv | PAIP | MURRY | 194 | POWER_BALANCE | 1221.7532 | 639.696 | -195.3282 | Comp | 1254.6609 | 5264.3279 | -196.7221 | Non-Comp | 1060.7005 | 9785.3274 | -198.1086 | Non-Comp | 1408.0819 | 701.7639 | -187.7951 | Comp | 2037.6766 | 5264.3279 | -196.7221 | Non-Comp | 1408.0819 | 701.7639 | -187.7951 | Comp | 1051.114 | 926.399 | -196.7221 | Comp
CSC | 116 | DGRSLNC5 | 6380__A | Grses To Lncrk 345kv | MURRY | GRSES | 233 | POWER_BALANCE | 1188.4362 | 735.267 | -197.5702 | Comp | 1254.6372 | 5264.9956 | -198.9641 | Non-Comp | 1060.8054 | 9785.6057 | -200.3506 | Non-Comp | 1409.194 | 1248.2402 | -190.0371 | Comp | 2037.8692 | 5264.9956 | -198.9641 | Non-Comp | 1409.194 | 601.4935 | -190.0371 | Comp | 1051.4935 | 924.1317 | -198.9641 | Comp
CSC | 117 | DGRSLNC5 | 6035__A | Grses To Lncrk 345kv | TKWSW | GRSES | 1340 | POWER_BALANCE | 1219.6476 | 910.5272 | -818.8133 | Comp | 1319.0885 | 3111.3584 | -861.8334 | Non-Comp | 1172.449 | 1939.47 | -810.9809 | Comp | 1521.384 | 1307.4912 | -811.015 | Comp | 1319.0885 | 10000 | -861.8334 | Non-Comp | 1521.384 | 565.3517 | -811.015 | Comp | 1167.4346 | 1003.8415 | -861.8334 | Comp
CSC | 118 | DGRSLNC5 | 6029__A | Grses To Lncrk 345kv | LNCRK | CFRSW | 1340 | POWER_BALANCE | 10000 | 685.8057 | -2.0405e-11 | Non-Comp | 1083.005 | 10000 | -1.1667e-11 | Non-Comp | 0 | 10000 | -1.1667e-11 | Non-Comp | 10000 | 738.773 | -1.5323e-11 | Non-Comp | 1083.005 | 10000 | -1.1667e-11 | Non-Comp | 10000 | 738.773 | -1.5323e-11 | Non-Comp | 1083.005 | 10000 | -1.1667e-11 | Non-Comp
CSC | 119 | DGRSLNC5 | 6028__A | Grses To Lncrk 345kv | CFRSW | GRSES | 1340 | CONSTRAINT_LIMIT | 1046.8524 | 866.3384 | -2545.1543 | Comp | 1265.0126 | 3139.2628 | -2676.1954 | Non-Comp | 1086.9871 | 1017.7908 | -2676.1954 | Comp | 1355.1722 | 1266.7273 | -2506.0231 | Comp | 1736.5851 | 10000 | -2676.1954 | Non-Comp | 1355.1722 | 549.9491 | -2506.0231 | Comp | 1082.3125 | 1016.6243 | -2676.1954 | Comp
CSC | 120 | DGRSLNC5 | 6012__A | Grses To Lncrk 345kv | BOMSW | JCKSW | 1167.4 | POWER_BALANCE | 1298.8837 | 711.3824 | -749.417 | Comp | 2139.7712 | 2963.6677 | -693.9156 | Comp | 777.3874 | 1675.9001 | -664.5354 | Comp | 1625.7952 | 2318.5038 | -681.8399 | Comp | 2314.8752 | 5014.566 | -693.9156 | Non-Comp | 1625.7952 | 478.6799 | -681.8399 | Comp | 773.5032 | 890.4509 | -693.9156 | Comp
CSC | 121 | DGRSLNC5 | 6011__A | Grses To Lncrk 345kv | FSHSW | BOMSW | 1188.7 | POWER_BALANCE | 1294.6036 | 744.9684 | -632.1419 | Comp | 1753.9914 | 1483.682 | -576.7879 | Comp | 841.6312 | 4564.5629 | -554.7853 | Non-Comp | 1521.1309 | 887.8787 | -562.8237 | Comp | 2702.1367 | 5015.9058 | -576.7879 | Non-Comp | 1521.1309 | 563.8154 | -562.8237 | Comp | 832.0113 | 914.7728 | -576.7879 | Comp
CSC | 122 | DTHSLCS5 | 1830__G | Thses To Tmpcr& Lcses 345 K | WWDWY | WWEST | 662.2 | POWER_BALANCE | 1338.2306 | 920.7111 | -266.0688 | Comp | 1092.4994 | 1595.8623 | -217.3239 | Comp | 10000 | 0 | -272.9123 | Non-Comp | 1439.0751 | 989.894 | -230.6526 | Comp | 1095.6329 | 1589.2282 | -217.3239 | Comp | 1439.0751 | 989.894 | -230.6526 | Comp | 975.7953 | 1539.5869 | -217.3239 | Comp
CSC | 123 | DTHSLCS5 | 290__A | Thses To Tmpcr& Lcses 345 K | LCSES | THSES | 1340 | CONSTRAINT_LIMIT | 1199.5126 | 802.2477 | -1783.0333 | Comp | 1041.7322 | 1548.7834 | -1271.5503 | Comp | 918.6576 | 1559.4911 | -1271.5503 | Comp | 1465.4707 | 954.9539 | -1659.7719 | Comp | 2755.0252 | 1319.4871 | -1271.5503 | Non-Comp | 1371.5568 | 954.9539 | -1659.7719 | Comp | 911.8769 | 1559.4911 | -1271.5503 | Comp
CSC | 124 | DTHSLCS5 | 1830__F | Thses To Tmpcr& Lcses 345 K | WATCO | COTONBLT | 214 | CONSTRAINT_LIMIT | 974.0282 | 1168.4207 | -327.2274 | Comp | 1488.0905 | 1125.2874 | -226.4878 | Comp | 0 | 10000 | -271.4378 | Non-Comp | 977.7016 | 1407.4835 | -262.0152 | Comp | 1641.1108 | 1127.2121 | -226.4878 | Comp | 977.7016 | 1407.4835 | -262.0152 | Comp | 1443.1369 | 972.5249 | -226.4878 | Comp
CSC | 125 | DTHSLCS5 | 1830__E | Thses To Tmpcr& Lcses 345 K | SPVTP | COTONBLT | 214 | CONSTRAINT_LIMIT | 1218.4625 | 950.1972 | -221.0158 | Comp | 1085.4466 | 1588.7513 | -172.2709 | Comp | 10000 | 0 | -227.8593 | Non-Comp | 1521.4256 | 1012.7525 | -191.8092 | Comp | 1087.2547 | 1652.6702 | -172.2709 | Comp | 1521.4256 | 1012.7525 | -191.8092 | Comp | 943.8661 | 1540.9056 | -172.2709 | Comp
CSC | 126 | DTHSLCS5 | 1830__H | Thses To Tmpcr& Lcses 345 K | WATCO | WWDWY | 662.2 | POWER_BALANCE | 1298.0884 | 928.3791 | -247.1708 | Comp | 1089.3827 | 1592.9535 | -198.4259 | Comp | 10000 | 0 | -254.0143 | Non-Comp | 1365.9227 | 995.7746 | -216.5632 | Comp | 1091.1457 | 1651.9819 | -198.4259 | Comp | 1365.9227 | 995.7746 | -216.5632 | Comp | 959.7453 | 1540.0834 | -198.4259 | Comp
CSC | 127 | DTHSLCS5 | 1830__G | Thses To Tmpcr& Lcses 345 K | WWEST | WWDWY | 662.2 | POWER_BALANCE | 913.709 | 1078.3117 | -285.0474 | Comp | 1489.9711 | 1132.1666 | -184.3078 | Comp | 0 | 10000 | -229.2578 | Non-Comp | 969.1823 | 1229.2229 | -219.8352 | Comp | 1495.0623 | 1135.5133 | -184.3078 | Comp | 969.1823 | 1229.2229 | -219.8352 | Comp | 1440.9272 | 1005.0011 | -184.3078 | Comp
CSC | 128 | DTHSLCS5 | 1830__C | Thses To Tmpcr& Lcses 345 K | TMECR | MPHTP | 268 | CONSTRAINT_LIMIT | 1229.3949 | 868.7717 | -219.8781 | Comp | 1058.6074 | 1587.8065 | -168.8171 | Comp | 5116.1885 | 0 | -227.0567 | Non-Comp | 1529.1816 | 1112.4439 | -189.264 | Comp | 1085.3254 | 1653.3725 | -168.8171 | Comp | 1529.1816 | 1112.4439 | -189.264 | Comp | 938.738 | 1542.2735 | -168.8171 | Comp
CSC | 129 | DTHSLCS5 | 1830__B | Thses To Tmpcr& Lcses 345 K | MPHTP | SPVTP | 268 | CONSTRAINT_LIMIT | 1226.1609 | 951.4523 | -217.5388 | Comp | 1060.2874 | 1588.1059 | -168.7939 | Comp | 10000 | 0 | -224.3823 | Non-Comp | 1537.5202 | 1002.711 | -188.3322 | Comp | 1086.7671 | 1652.2066 | -168.7939 | Comp | 1537.5202 | 1002.711 | -188.3322 | Comp | 942.1966 | 1541.0289 | -168.7939 | Comp
CSC | 130 | DTHSLCS5 | 1830__A | Thses To Tmpcr& Lcses 345 K | MPHTP | MCGPH | 105 | POWER_BALANCE | 1238.7028 | 901.9091 | -2.3393 | Comp | 1043.6943 | 1762.9882 | -0.023109 | Comp | 0 | 0 | -2.6744 | Comp | 1556.1937 | 1056.4627 | -0.89768 | Comp | 1063.4536 | 9538.502 | -0.023109 | Non-Comp | 1556.1937 | 1056.4627 | -0.89768 | Comp | 913.9955 | 1576.9021 | -0.023109 | Comp
CSC | 131 | DTHSLCS5 | 1295__A | Thses To Tmpcr& Lcses 345 K | TMPSW | TMPCR | 564.8 | POWER_BALANCE | 1264.2372 | 866.1103 | -202.4476 | Comp | 1087.5282 | 1597.7091 | -157.2178 | Comp | 10000 | 0 | -207.751 | Non-Comp | 1466.2251 | 1129.2158 | -173.3718 | Comp | 2051.1983 | 1696.9811 | -157.2178 | Comp | 1466.2251 | 1129.2158 | -173.3718 | Comp | 943.0555 | 1550.176 | -157.2178 | Comp
CSC | 132 | DTHSLCS5 | 1830__F | Thses To Tmpcr& Lcses 345 K | COTONBLT | WATCO | 214 | CONSTRAINT_LIMIT | 1213.6216 | 945.6149 | -223.8888 | Comp | 1085.8592 | 1589.2758 | -175.1439 | Comp | 10000 | 0 | -230.7323 | Non-Comp | 1508.9883 | 1012.9064 | -194.6822 | Comp | 1087.6627 | 1653.0473 | -175.1439 | Comp | 1508.9883 | 1012.9064 | -194.6822 | Comp | 945.3157 | 1540.8064 | -175.1439 | Comp
CSC | 133 | DTHSLCS5 | 1830__E | Thses To Tmpcr& Lcses 345 K | COTONBLT | SPVTP | 214 | CONSTRAINT_LIMIT | 979.0075 | 1196.4672 | -330.1004 | Comp | 1487.7143 | 1124.8598 | -229.3608 | Comp | 0 | 10000 | -274.3108 | Non-Comp | 980.319 | 1450.3401 | -264.8882 | Comp | 1640.7457 | 1126.7896 | -229.3608 | Comp | 980.319 | 1450.3401 | -264.8882 | Comp | 1443.3117 | 970.9759 | -229.3608 | Comp
CSC | 134 | DTHSLCS5 | 1830__C | Thses To Tmpcr& Lcses 345 K | MPHTP | TMECR | 268 | CONSTRAINT_LIMIT | 973.5277 | 1200.6475 | -357.687 | Comp | 1487.3159 | 1096.2964 | -252.0059 | Comp | 0 | 5116.1885 | -275.2595 | Non-Comp | 980.9186 | 1450.3094 | -289.322 | Comp | 1651.5331 | 1124.7883 | -252.0059 | Comp | 980.9186 | 1450.3094 | -289.322 | Comp | 1444.9602 | 965.4989 | -252.0059 | Comp
CSC | 135 | DTHSLCS5 | 1830__B | Thses To Tmpcr& Lcses 345 K | SPVTP | MPHTP | 268 | CONSTRAINT_LIMIT | 978.9219 | 1196.6502 | -333.5774 | Comp | 1487.2514 | 1098.0479 | -232.8378 | Comp | 0 | 10000 | -277.7878 | Non-Comp | 981.0403 | 1450.3358 | -268.3652 | Comp | 1640.2968 | 1126.2845 | -232.8378 | Comp | 981.0403 | 1450.3358 | -268.3652 | Comp | 1443.5282 | 969.191 | -232.8378 | Comp
CSC | 136 | DTHSLCS5 | 1830__A | Thses To Tmpcr& Lcses 345 K | MCGPH | MPHTP | 105 | POWER_BALANCE | 906.0148 | 1231.979 | -24.11 | Comp | 1762.625 | 1076.9027 | -19.1681 | Comp | 0 | 0 | -21.4324 | Comp | 961.8731 | 1538.2625 | -19.4571 | Comp | 9538.502 | 1102.0753 | -19.1681 | Non-Comp | 961.8731 | 1538.2625 | -19.4571 | Comp | 1489.6521 | 938.5719 | -19.1681 | Comp
CSC | 137 | DTHSLCS5 | 1295__A | Thses To Tmpcr& Lcses 345 K | TMPCR | TMPSW | 564.8 | POWER_BALANCE | 919.1428 | 1142.2418 | -302.9971 | Comp | 1497.5249 | 1126.8808 | -209.622 | Comp | 0 | 10000 | -249.4495 | Non-Comp | 987.5331 | 1351.4701 | -241.1373 | Comp | 1696.878 | 2123.1348 | -209.622 | Comp | 987.5331 | 1351.4701 | -241.1373 | Comp | 1453.3765 | 970.0647 | -209.622 | Comp
CSC | 138 | DTHSLCS5 | 290__A | Thses To Tmpcr& Lcses 345 K | THSES | LCSES | 1340 | CONSTRAINT_LIMIT | 862.9194 | 1136.1725 | -3433.5416 | Comp | 1406.0096 | 1074.3349 | -2661.7767 | Comp | 1418.8936 | 941.7576 | -2661.7767 | Comp | 1020.989 | 1465.4707 | -2714.3778 | Comp | 1200.0437 | 2755.0252 | -2661.7767 | Comp | 1020.989 | 1277.4763 | -2714.3778 | Comp | 1418.8936 | 934.5314 | -2661.7767 | Comp
CSC | 139 | DTHSLCS5 | 1830__H | Thses To Tmpcr& Lcses 345 K | WWDWY | WATCO | 662.2 | POWER_BALANCE | 920.8731 | 1100.737 | -303.9454 | Comp | 1487.952 | 1128.9379 | -203.2058 | Comp | 0 | 10000 | -248.1558 | Non-Comp | 973.6396 | 1285.0285 | -238.7332 | Comp | 1602.2445 | 1130.8192 | -203.2058 | Comp | 973.6396 | 1285.0285 | -238.7332 | Comp | 1441.8414 | 987.9154 | -203.2058 | Comp
CSC | 140 | DTMPLCS5 | 1830__C | Tmpsw - Lcses And Tmpsw - Tm | TMECR | MPHTP | 268 | CONSTRAINT_LIMIT | 1220.9237 | 914.9561 | -301.8327 | Comp | 1063.1451 | 1434.4368 | -225.1661 | Comp | 1430.8951 | 9526.12 | -294.3629 | Non-Comp | 1489.1161 | 1019.4821 | -258.4693 | Comp | 1082.3808 | 2975.2126 | -225.1661 | Comp | 1489.1161 | 1019.4821 | -258.4693 | Comp | 929.6903 | 1515.7896 | -225.1661 | Comp
CSC | 141 | DTMPLCS5 | 1830__B | Tmpsw - Lcses And Tmpsw - Tm | MPHTP | SPVTP | 268 | CONSTRAINT_LIMIT | 1214.3487 | 923.1416 | -297.645 | Comp | 1063.9745 | 1435.1383 | -224.1203 | Comp | 1861.8881 | 9525.7201 | -290.5426 | Non-Comp | 1503.4199 | 1000.6224 | -255.2275 | Comp | 1083.3265 | 2231.1363 | -224.1203 | Comp | 1503.4199 | 1000.6224 | -255.2275 | Comp | 931.221 | 1516.1191 | -224.1203 | Comp
CSC | 142 | DTMPLCS5 | 1830__A | Tmpsw - Lcses And Tmpsw - Tm | MPHTP | MCGPH | 105 | POWER_BALANCE | 1238.5088 | 894.4894 | -4.1877 | Comp | 1029.572 | 1403.8617 | -1.0458 | Comp | 0 | 0 | -4.6292 | Comp | 1566.4455 | 1068.5544 | -2.2362 | Comp | 1063.3145 | 9536.6964 | -1.0458 | Non-Comp | 1566.4455 | 1068.5544 | -2.2362 | Comp | 915.6279 | 1492.3353 | -1.0458 | Comp
CSC | 143 | DTMPLCS5 | 1295__A | Tmpsw - Lcses And Tmpsw - Tm | TMPSW | TMPCR | 564.8 | CONSTRAINT_LIMIT | 1123.951 | 799.8123 | -949.1739 | Comp | 1058.9618 | 1666.2368 | -741.9978 | Comp | 1063.0258 | 1632.0201 | -741.9978 | Comp | 1323.2942 | 1027.882 | -843.6135 | Comp | 1085.865 | 1795.8838 | -741.9978 | Comp | 1323.2942 | 1027.882 | -843.6135 | Comp | 937.8716 | 1592.3792 | -741.9978 | Comp
CSC | 144 | DTMPLCS5 | 1830__G | Tmpsw - Lcses And Tmpsw - Tm | WWDWY | WWEST | 662.2 | POWER_BALANCE | 1260.4701 | 909.6892 | -346.175 | Comp | 1070.6605 | 1437.6165 | -272.6503 | Comp | 2089.524 | 9524.4001 | -339.0726 | Non-Comp | 1365.4997 | 985.5886 | -301.2971 | Comp | 1087.7739 | 1313.1514 | -272.6503 | Comp | 1365.4997 | 985.5886 | -301.2971 | Comp | 943.5534 | 1516.93 | -272.6503 | Comp
CSC | 145 | DTMPLCS5 | 1830__F | Tmpsw - Lcses And Tmpsw - Tm | COTONBLT | WATCO | 214 | CONSTRAINT_LIMIT | 1196.7101 | 941.3975 | -303.995 | Comp | 1064.5032 | 1435.4818 | -230.4703 | Comp | 1895.1202 | 9525.5406 | -296.8926 | Non-Comp | 1469.1463 | 995.3313 | -265.2102 | Comp | 1083.8773 | 2231.1219 | -230.4703 | Comp | 1469.1463 | 995.3313 | -265.2102 | Comp | 932.4665 | 1516.224 | -230.4703 | Comp
CSC | 146 | DTMPLCS5 | 1830__E | Tmpsw - Lcses And Tmpsw - Tm | COTONBLT | SPVTP | 214 | CONSTRAINT_LIMIT | 969.0534 | 1184.1666 | -518.3492 | Comp | 1344.9796 | 1098.7628 | -372.2648 | Comp | 9525.6216 | 1961.0184 | -372.2648 | Non-Comp | 1014.6248 | 1426.6362 | -422.537 | Comp | 2230.2279 | 1123.0331 | -372.2648 | Comp | 1014.6248 | 1426.6362 | -422.537 | Comp | 1419.243 | 958.0816 | -372.2648 | Comp
CSC | 147 | DTMPLCS5 | 1830__C | Tmpsw - Lcses And Tmpsw - Tm | MPHTP | TMECR | 268 | CONSTRAINT_LIMIT | 907.4546 | 1204.7841 | -552.8463 | Comp | 1344.4724 | 1097.5681 | -400.4096 | Comp | 9526.12 | 1489.5695 | -400.4096 | Non-Comp | 1000.513 | 1432.0554 | -452.9266 | Comp | 2973.1094 | 1121.7405 | -400.4096 | Non-Comp | 1000.513 | 1432.0554 | -452.9266 | Comp | 1419.1611 | 955.7139 | -400.4096 | Comp
CSC | 148 | DTMPLCS5 | 1830__B | Tmpsw - Lcses And Tmpsw - Tm | SPVTP | MPHTP | 268 | CONSTRAINT_LIMIT | 970.7475 | 1197.1871 | -521.8262 | Comp | 1344.8815 | 1098.4526 | -375.7418 | Comp | 9525.7201 | 1916.289 | -375.7418 | Non-Comp | 1010.6417 | 1433.7251 | -426.014 | Comp | 2230.239 | 1122.7219 | -375.7418 | Comp | 1010.6417 | 1433.7251 | -426.014 | Comp | 1419.2502 | 957.3593 | -375.7418 | Comp
CSC | 149 | DTMPLCS5 | 1830__A | Tmpsw - Lcses And Tmpsw - Tm | MCGPH | MPHTP | 105 | POWER_BALANCE | 905.9715 | 1231.8134 | -31.0201 | Comp | 1402.3399 | 1061.8674 | -24.6678 | Comp | 0 | 0 | -27.5676 | Comp | 961.8498 | 1537.4006 | -25.0376 | Comp | 9536.6964 | 1101.886 | -24.6678 | Non-Comp | 961.8498 | 1537.4006 | -25.0376 | Comp | 1406.3269 | 940.2061 | -24.6678 | Comp
CSC | 150 | DTMPLCS5 | 1295__A | Tmpsw - Lcses And Tmpsw - Tm | TMPCR | TMPSW | 564.8 | CONSTRAINT_LIMIT | 852.7227 | 1038.1682 | -1365.5013 | Comp | 1548.7805 | 1096.6053 | -944.8167 | Comp | 1519.2399 | 1097.4626 | -944.8167 | Comp | 994.2933 | 1198.5426 | -1089.6854 | Comp | 1682.2019 | 1125.288 | -944.8167 | Comp | 994.2933 | 1198.5426 | -1089.6854 | Comp | 1484.9077 | 964.5047 | -944.8167 | Comp
CSC | 151 | DTMPLCS5 | 490__A | Tmpsw - Lcses And Tmpsw - Tm | TMPCR | THSES | 1340 | CONSTRAINT_LIMIT | 1102.2083 | 783.3507 | -1431.7613 | Comp | 1070.6049 | 1664.6569 | -1137.089 | Comp | 1001.6429 | 1646.9264 | -1137.089 | Comp | 1308.9031 | 993.0778 | -1286.1033 | Comp | 1087.808 | 1492.1518 | -1137.089 | Comp | 1308.9031 | 993.0778 | -1286.1033 | Comp | 938.6352 | 1623.4606 | -1137.089 | Comp
CSC | 152 | DTMPLCS5 | 290__A | Tmpsw - Lcses And Tmpsw - Tm | THSES | LCSES | 1340 | POWER_BALANCE | 1399.5989 | 618.3995 | -757.8415 | Comp | 1840.0413 | 10000 | -528.2098 | Non-Comp | 1840.0413 | 2277.7083 | -528.2098 | Comp | 1857.3654 | 596.312 | -521.8422 | Comp | 5222.1259 | 10000 | -528.2098 | Non-Comp | 1857.3654 | 596.312 | -521.8422 | Comp | 777.7987 | 2006.4811 | -528.2098 | Comp
CSC | 153 | DTMPLCS5 | 280__A | Tmpsw - Lcses And Tmpsw - Tm | THSES | LCSES | 1340 | POWER_BALANCE | 924.8384 | 1166.1831 | -1851.9869 | Comp | 1177.2316 | 9987.7795 | -1421.3729 | Non-Comp | 1364.775 | 960.8156 | -1421.3729 | Comp | 960.7439 | 1456.9903 | -1436.1248 | Comp | 5168.4413 | 10000 | -1421.3729 | Non-Comp | 960.7439 | 1319.0671 | -1436.1248 | Comp | 1358.9958 | 959.7944 | -1421.3729 | Comp
CSC | 154 | DTMPLCS5 | 1830__H | Tmpsw - Lcses And Tmpsw - Tm | WWDWY | WATCO | 662.2 | POWER_BALANCE | 944.6334 | 1093.0019 | -492.1942 | Comp | 1345.6944 | 1103.781 | -346.1098 | Comp | 9524.9002 | 2052.4686 | -346.1098 | Non-Comp | 972.8792 | 1274.8432 | -396.382 | Comp | 1943.7831 | 1125.465 | -346.1098 | Comp | 972.8792 | 1274.8432 | -396.382 | Comp | 1419.2176 | 964.5656 | -346.1098 | Comp
CSC | 155 | DTMPLCS5 | 490__A | Tmpsw - Lcses And Tmpsw - Tm | THSES | TMPCR | 1340 | CONSTRAINT_LIMIT | 854.2698 | 946.7322 | -1902.176 | Comp | 1546.3108 | 1105.5492 | -1269.35 | Comp | 1531.0326 | 1032.2601 | -1269.35 | Comp | 954.0764 | 1113.7274 | -1302.6286 | Comp | 1400.2321 | 1127.359 | -1269.35 | Comp | 954.0764 | 1113.7274 | -1302.6286 | Comp | 1510.7645 | 965.4049 | -1269.35 | Comp
CSC | 156 | DTMPLCS5 | 290__A | Tmpsw - Lcses And Tmpsw - Tm | LCSES | THSES | 1340 | POWER_BALANCE | 603.9961 | 1033.0366 | -644.7087 | Comp | 10000 | 1913.3064 | -313.698 | Non-Comp | 2277.7083 | 1913.3064 | -317.3991 | Comp | 710.1328 | 1378.7544 | -393.1554 | Comp | 10000 | 5222.1259 | -313.698 | Non-Comp | 710.1328 | 1378.7544 | -393.1554 | Comp | 2006.4811 | 862.6118 | -313.698 | Comp
CSC | 157 | DTMPLCS5 | 280__A | Tmpsw - Lcses And Tmpsw - Tm | LCSES | THSES | 1340 | CONSTRAINT_LIMIT | 1247.6751 | 851.2639 | -830.4435 | Comp | 9987.7795 | 1281.2319 | -585.3255 | Non-Comp | 938.8026 | 1494.3251 | -585.3255 | Comp | 1462.3717 | 993.4218 | -805.0694 | Comp | 10000 | 5168.4413 | -585.3255 | Non-Comp | 1462.3717 | 993.4218 | -805.0694 | Comp | 937.8226 | 1486.0486 | -585.3255 | Comp
CSC | 158 | DTMPLCS5 | 1830__F | Tmpsw - Lcses And Tmpsw - Tm | WATCO | COTONBLT | 214 | CONSTRAINT_LIMIT | 963.0269 | 1154.4401 | -515.4762 | Comp | 1345.0601 | 1099.0214 | -369.3918 | Comp | 9525.5406 | 1960.0596 | -369.3918 | Non-Comp | 1010.4073 | 1366.0877 | -419.664 | Comp | 2230.224 | 1123.2924 | -369.3918 | Comp | 1010.4073 | 1366.0877 | -419.664 | Comp | 1419.2378 | 958.7014 | -369.3918 | Comp
CSC | 159 | DTMPLCS5 | 1830__E | Tmpsw - Lcses And Tmpsw - Tm | SPVTP | COTONBLT | 214 | CONSTRAINT_LIMIT | 1209.8425 | 933.178 | -301.122 | Comp | 1064.2628 | 1435.3271 | -227.5973 | Comp | 1904.3795 | 9525.6216 | -294.0196 | Non-Comp | 1486.2401 | 999.4566 | -260.4425 | Comp | 1083.627 | 2231.1255 | -227.5973 | Comp | 1486.2401 | 999.4566 | -260.4425 | Comp | 931.891 | 1516.1764 | -227.5973 | Comp
CSC | 160 | DTMPLCS5 | 1830__H | Tmpsw - Lcses And Tmpsw - Tm | WATCO | WWDWY | 662.2 | POWER_BALANCE | 1260.5096 | 912.7629 | -327.277 | Comp | 1068.9579 | 1436.6905 | -253.7523 | Comp | 1982.7922 | 9524.9002 | -320.1746 | Non-Comp | 1465.9572 | 992.1849 | -282.3991 | Comp | 1085.975 | 1946.5129 | -253.7523 | Comp | 1465.9572 | 992.1849 | -282.3991 | Comp | 937.9264 | 1516.6128 | -253.7523 | Comp
CSC | 161 | DTMPLCS5 | 1830__G | Tmpsw - Lcses And Tmpsw - Tm | WWEST | WWDWY | 662.2 | POWER_BALANCE | 938.81 | 1061.0565 | -473.2962 | Comp | 1346.1859 | 1105.6126 | -327.2118 | Comp | 9524.4001 | 2165.1417 | -327.2118 | Non-Comp | 967.8168 | 1221.7327 | -335.5977 | Comp | 1312.9041 | 1127.3279 | -327.2118 | Comp | 967.8168 | 1221.7327 | -335.5977 | Comp | 1419.2254 | 970.5887 | -327.2118 | Comp
CSC | 162 | DJEWSNG5 | SNGXGC99_1 | Jewett To Sng 345kv | GIBCRK | SNG | 1310 | CONSTRAINT_LIMIT | 1055.4231 | 1067.7709 | -2926.7461 | Comp | 1527.5836 | 2277.5538 | -2076.9073 | Comp | 1527.5836 | 1713.3538 | -2076.9073 | Comp | 1227.8071 | 1507.8622 | -2182.8104 | Comp | 2135.5504 | 2825.0111 | -2076.9073 | Comp | 1131.5493 | 1015.9446 | -2182.8104 | Comp | 1528.2586 | 1712.3248 | -2076.9073 | Comp
CSC | 163 | DJEWSNG5 | SNGXGC75_1 | Jewett To Sng 345kv | SNG | GIBCRK | 1310 | CONSTRAINT_LIMIT | 1075.0828 | 1055.4231 | -2557.198 | Comp | 2246.1397 | 1627.2048 | -2295.3072 | Comp | 1684.7993 | 1627.2048 | -2295.3072 | Comp | 1507.8622 | 1227.8071 | -2628.9293 | Comp | 2825.0111 | 2135.5504 | -2295.3072 | Non-Comp | 1172.7686 | 1015.1293 | -2628.9293 | Comp | 1683.7981 | 1627.9355 | -2295.3072 | Comp
CSC | 164 | DJEWSNG5 | SNGTB_74_A | Jewett To Sng 345kv | SNG | TB | 1793 | CONSTRAINT_LIMIT | 1101.4746 | 768.6698 | -1198.2632 | Comp | 1452.4036 | 3022.4753 | -769.5729 | Non-Comp | 1452.4036 | 2052.8605 | -769.5729 | Comp | 1445.0212 | 802.7911 | -819.0415 | Comp | 1815.553 | 2886.7779 | -769.5729 | Comp | 1445.0212 | 802.7911 | -819.0415 | Comp | 1454.4123 | 1933.4839 | -769.5729 | Comp
CSC | 165 | DJEWSNG5 | SARC_CMNSW_1 | Jewett To Sng 345kv | SARC | CMNSW | 1515 | POWER_BALANCE | 1425.0519 | 522.1761 | -597.7992 | Comp | 1112.7393 | 4529.4685 | -581.6843 | Non-Comp | 1141.8005 | 4529.4685 | -572.1562 | Non-Comp | 1744.0717 | 913.2107 | -575.3844 | Comp | 1283.1231 | 6566.1159 | -581.6843 | Non-Comp | 1744.0717 | 537.2035 | -575.3844 | Comp | 1104.7894 | 999.7927 | -581.6843 | Comp
CSC | 166 | DJEWSNG5 | RNSSNG75_A | Jewett To Sng 345kv | RNS | SNG | 1710 | CONSTRAINT_LIMIT | 1010.2059 | 10000 | -1173.297 | Non-Comp | 10000 | 1622.6656 | -1071.6303 | Non-Comp | 2121.2942 | 1622.6656 | -1071.6303 | Comp | 1164.9154 | 10000 | -1201.7581 | Non-Comp | 10000 | 1820.9815 | -1071.6303 | Non-Comp | 1164.9154 | 1231.8945 | -1201.7581 | Comp | 1866.5617 | 1626.2915 | -1071.6303 | Comp
CSC | 167 | DJEWSNG5 | KG_RTW74_A | Jewett To Sng 345kv | KG | RTW | 1710 | POWER_BALANCE | 1337.3955 | 718.7046 | -714.6899 | Comp | 2704.4109 | 1553.6666 | -645.0225 | Non-Comp | 2936.2786 | 1553.6666 | -645.0225 | Non-Comp | 1550.286 | 856.3303 | -709.2411 | Comp | 2797.8815 | 1653.7901 | -645.0225 | Non-Comp | 1550.286 | 856.3303 | -709.2411 | Comp | 2343.5397 | 1552.8094 | -645.0225 | Comp
CSC | 168 | DJEWSNG5 | KDLTB_74_A | Jewett To Sng 345kv | KDL | TB | 1793 | POWER_BALANCE | 1345.9823 | 844.7056 | -887.6994 | Comp | 3082.4835 | 1548.6736 | -812.6542 | Non-Comp | 2938.1517 | 1548.6736 | -812.6542 | Non-Comp | 1590.3987 | 1113.8159 | -890.9131 | Comp | 2667.9679 | 1647.9832 | -812.6542 | Non-Comp | 1590.3987 | 1113.8159 | -890.9131 | Comp | 2326.6495 | 1551.6638 | -812.6542 | Comp
CSC | 169 | DJEWSNG5 | KDLRTW74_A | Jewett To Sng 345kv | KDL | RTW | 2164.6 | POWER_BALANCE | 1079.2049 | 1063.7056 | -850.2708 | Comp | 1455.4379 | 3085.371 | -597.3232 | Non-Comp | 1455.4379 | 2938.9246 | -597.3232 | Comp | 1581.7117 | 1208.528 | -581.7359 | Comp | 1638.7672 | 2667.9724 | -597.3232 | Comp | 1581.7117 | 1208.528 | -581.7359 | Comp | 1459.5673 | 2321.0807 | -597.3232 | Comp
CSC | 170 | DJEWSNG5 | KDLRNS75_A | Jewett To Sng 345kv | RNS | KDL | 1793 | POWER_BALANCE | 1095.2454 | 776.3522 | -1097.5235 | Comp | 2470.2525 | 3221.3081 | -736.5869 | Non-Comp | 1420.0751 | 2472.6869 | -736.5869 | Comp | 1484.8334 | 826.7237 | -776.6023 | Comp | 4681.7441 | 2793.8316 | -736.5869 | Non-Comp | 1484.8334 | 826.7237 | -776.6023 | Comp | 1422.9702 | 2081.5428 | -736.5869 | Comp
CSC | 171 | DJEWSNG5 | KDLKG_75_A | Jewett To Sng 345kv | KG | KDL | 1793 | POWER_BALANCE | 1300.5799 | 650.2909 | -1298.7029 | Comp | 3222.949 | 2467.7714 | -1197.3233 | Non-Comp | 2421.4673 | 1507.7084 | -1197.3233 | Comp | 1479.3781 | 764.475 | -1326.8604 | Comp | 2794.0922 | 4687.4715 | -1197.3233 | Non-Comp | 1479.3781 | 764.475 | -1326.8604 | Comp | 2040.6157 | 1510.6355 | -1197.3233 | Comp
CSC | 172 | DSNG_TB5 | 260_A_1 | Sng To Tb& Sng To Rns 345kv | JEWET | SNG | 1434.2 | CONSTRAINT_LIMIT | 924.1541 | 962.2246 | -1824.4328 | Comp | 1535.5149 | 2032.9731 | -1352.7057 | Comp | 1535.5149 | 1553.2806 | -1352.7057 | Comp | 1179.7629 | 1388.0382 | -1401.5099 | Comp | 1433.5245 | 2664.5677 | -1352.7057 | Comp | 1179.7629 | 992.4605 | -1401.5099 | Comp | 1535.5149 | 1540.0962 | -1352.7057 | Comp
CSC | 173 | DSNG_TB5 | 240__A | Sng To Tb& Sng To Rns 345kv | JEWET | SNG | 1195 | CONSTRAINT_LIMIT | 959.5595 | 903.3912 | -1841.9973 | Comp | 1414.9074 | 2452.8373 | -1399.5597 | Comp | 1414.9074 | 1718.5665 | -1399.5597 | Comp | 1182.9228 | 1066.8169 | -1417.4107 | Comp | 1414.9074 | 2638.6506 | -1399.5597 | Comp | 1182.9228 | 951.263 | -1417.4107 | Comp | 1425.4555 | 1666.3715 | -1399.5597 | Comp
CSC | 174 | DSNG_TB5 | SNGXGC99_1 | Sng To Tb& Sng To Rns 345kv | GIBCRK | SNG | 1310 | CONSTRAINT_LIMIT | 873.1694 | 1371.5421 | -1313.6322 | Comp | 2867.5695 | 2208.5398 | -872.5823 | Non-Comp | 1507.7318 | 1823.7781 | -872.5823 | Comp | 1144.4788 | 3314.8304 | -917.2311 | Non-Comp | 2995.9716 | 2904.3708 | -872.5823 | Non-Comp | 1144.4788 | 1193.2812 | -917.2311 | Comp | 1510.4609 | 1741.3982 | -872.5823 | Comp
CSC | 175 | DSNG_TB5 | SNGXGC75_1 | Sng To Tb& Sng To Rns 345kv | SNG | GIBCRK | 1310 | CONSTRAINT_LIMIT | 1371.5421 | 671.6537 | -1237.5876 | Comp | 2174.8029 | 2867.5695 | -1164.6424 | Comp | 1791.8553 | 1592.3617 | -1164.6424 | Comp | 3314.8304 | 788.356 | -1310.6513 | Non-Comp | 2904.3708 | 2995.9716 | -1164.6424 | Non-Comp | 1450.3593 | 788.356 | -1310.6513 | Comp | 1711.7667 | 1595.2787 | -1164.6424 | Comp
CSC | 176 | DSNG_TB5 | SARC_CMNSW_1 | Sng To Tb& Sng To Rns 345kv | SARC | CMNSW | 1515 | POWER_BALANCE | 1418.2466 | 519.719 | -597.7996 | Comp | 1112.6872 | 4529.9979 | -581.2255 | Non-Comp | 1141.7908 | 4529.9979 | -571.9626 | Non-Comp | 1542.012 | 913.2258 | -575.062 | Comp | 1283.1234 | 6566.3609 | -581.2255 | Non-Comp | 1542.012 | 538.2497 | -575.062 | Comp | 1104.6568 | 998.7855 | -581.2255 | Comp
CSC | 177 | DSNG_TB5 | KG_RTW74_A | Sng To Tb& Sng To Rns 345kv | KG | RTW | 1710 | POWER_BALANCE | 593.8511 | 985.3418 | -44.692 | Comp | 2246.5213 | 3055.9528 | 16.85 | Non-Comp | 2159.188 | 0 | -17.3271 | Comp | 637.3136 | 1160.8047 | 1.1409 | Comp | 2566.5376 | 3527.9681 | 16.85 | Non-Comp | 637.3136 | 1160.8047 | 1.1409 | Comp | 1747.7724 | 1553.8157 | 16.85 | Comp
CSC | 178 | DSNG_TB5 | KDLTB_74_A | Sng To Tb& Sng To Rns 345kv | KDL | TB | 1793 | POWER_BALANCE | 595.1553 | 1256.8235 | -103.0132 | Comp | 2254.5999 | 3254.0537 | -52.5326 | Non-Comp | 2150.1837 | 0 | -80.5076 | Comp | 632.0232 | 1304.7438 | -65.2541 | Comp | 2609.4372 | 4002.0388 | -52.5326 | Non-Comp | 632.0232 | 1304.7438 | -65.2541 | Comp | 2011.4442 | 1272.1732 | -52.5326 | Comp
CSC | 179 | DSNG_TB5 | KDLRTW74_A | Sng To Tb& Sng To Rns 345kv | KDL | RTW | 2164.6 | POWER_BALANCE | 1708.1642 | 534.0903 | -382.8918 | Comp | 3103.5674 | 2256.4047 | -342.8259 | Non-Comp | 0 | 2150.6604 | -342.8259 | Comp | 2371.9798 | 589.2246 | -341.0121 | Comp | 3591.8587 | 2611.0216 | -342.8259 | Non-Comp | 2371.9798 | 589.2246 | -341.0121 | Comp | 1318.8561 | 1905.2014 | -342.8259 | Comp
CSC | 180 | DSNG_TB5 | KDLRNS75_A | Sng To Tb& Sng To Rns 345kv | RNS | KDL | 1793 | POWER_BALANCE | 0 | 10000 | -2.1828e-11 | Non-Comp | 10000 | 2718.8078 | -4.6356e-12 | Non-Comp | 10000 | 0 | -1.2428e-11 | Non-Comp | 0 | 10000 | -4.3656e-11 | Non-Comp | 10000 | 2948.7401 | -4.6356e-12 | Non-Comp | 0 | 10000 | -4.3656e-11 | Non-Comp | 10000 | 1746.6475 | -4.6356e-12 | Non-Comp
CSC | 181 | DSNG_TB5 | KDLKG_75_A | Sng To Tb& Sng To Rns 345kv | KG | KDL | 1793 | POWER_BALANCE | 10000 | 693.2419 | 19.998 | Non-Comp | 749.1662 | 10000 | 19.998 | Non-Comp | 0 | 10000 | 19.998 | Non-Comp | 10000 | 749.1662 | 19.998 | Non-Comp | 749.1662 | 10000 | 19.998 | Non-Comp | 10000 | 749.1662 | 19.998 | Non-Comp | 749.1662 | 10000 | 19.998 | Non-Comp
CSC | 182 | D_KGRTW5 | 260_A_1 | Kg To Rtw& Kg To Rns 345kv | JEWET | SNG | 1434.2 | CONSTRAINT_LIMIT | 923.6586 | 982.508 | -1944.1668 | Comp | 1540.3205 | 2031.2862 | -1447.1691 | Comp | 1540.3205 | 1535.9274 | -1447.1691 | Comp | 1134.3025 | 1467.9258 | -1502.6756 | Comp | 1431.6409 | 2654.7983 | -1447.1691 | Comp | 1134.3009 | 1009.378 | -1502.6756 | Comp | 1540.3205 | 1523.3143 | -1447.1691 | Comp
CSC | 183 | D_KGRTW5 | 240__A | Kg To Rtw& Kg To Rns 345kv | JEWET | SNG | 1195 | CONSTRAINT_LIMIT | 956.8092 | 932.3344 | -1982.3601 | Comp | 1413.6289 | 2577.812 | -1511.2226 | Comp | 1413.6289 | 1674.9384 | -1511.2226 | Comp | 1164.9946 | 1100.2498 | -1538.9619 | Comp | 1413.6289 | 2802.5167 | -1511.2226 | Comp | 1155.0501 | 966.3097 | -1538.9619 | Comp | 1437.84 | 1637.3028 | -1511.2226 | Comp
CSC | 184 | D_KGRTW5 | SNGXGC99_1 | Kg To Rtw& Kg To Rns 345kv | GIBCRK | SNG | 1310 | CONSTRAINT_LIMIT | 851.7966 | 1373.2019 | -1426.161 | Comp | 2888.6081 | 2802.8403 | -961.1108 | Non-Comp | 1507.8059 | 1780.5479 | -961.1108 | Comp | 1107.5013 | 3310.6645 | -1009.6275 | Non-Comp | 2996.707 | 2806.2283 | -961.1108 | Non-Comp | 1107.5013 | 1190.1861 | -1009.6275 | Comp | 1510.4012 | 1700.9476 | -961.1108 | Comp
CSC | 185 | D_KGRTW5 | SNGXGC75_1 | Kg To Rtw& Kg To Rns 345kv | SNG | GIBCRK | 1310 | CONSTRAINT_LIMIT | 1373.2019 | 662.7475 | -1314.3997 | Comp | 2802.8403 | 2888.6081 | -1234.4553 | Non-Comp | 1749.9897 | 1593.249 | -1234.4553 | Comp | 3310.6645 | 776.9914 | -1390.4262 | Non-Comp | 2806.2283 | 2996.707 | -1234.4553 | Non-Comp | 1433.1194 | 776.9914 | -1390.4262 | Comp | 1672.5622 | 1596.0254 | -1234.4553 | Comp
CSC | 186 | D_KGRTW5 | SNGTB_74_A | Kg To Rtw& Kg To Rns 345kv | SNG | TB | 1793 | CONSTRAINT_LIMIT | 1106.268 | 729.0504 | -1206.8729 | Comp | 1462.4308 | 3079.7941 | -767.874 | Non-Comp | 1462.4308 | 1875.1233 | -767.874 | Comp | 1467.9968 | 764.5849 | -821.3936 | Comp | 1501.406 | 3266.1038 | -767.874 | Non-Comp | 1467.9968 | 764.5849 | -821.3936 | Comp | 1463.2903 | 1819.8767 | -767.874 | Comp
CSC | 187 | D_KGRTW5 | SARC_CMNSW_1 | Kg To Rtw& Kg To Rns 345kv | SARC | CMNSW | 1515 | POWER_BALANCE | 1384.9599 | 518.9991 | -599.7079 | Comp | 1112.6101 | 4530.7959 | -581.335 | Non-Comp | 1141.774 | 4530.7959 | -573.0226 | Non-Comp | 1550.123 | 913.246 | -576.1783 | Comp | 1283.1234 | 6566.7229 | -581.335 | Non-Comp | 1550.123 | 545.194 | -576.1783 | Comp | 1104.4529 | 994.5256 | -581.335 | Comp
CSC | 188 | D_KGRTW5 | RNSSNG75_A | Kg To Rtw& Kg To Rns 345kv | RNS | SNG | 1710 | POWER_BALANCE | 0 | 10000 | 0 | Non-Comp | 10000 | 1584.5621 | -2.3198e-12 | Non-Comp | 10000 | 0 | -7.409e-12 | Non-Comp | 0 | 10000 | -7.276e-12 | Non-Comp | 10000 | 1584.5621 | -2.3198e-12 | Non-Comp | 0 | 10000 | -7.276e-12 | Non-Comp | 10000 | 1584.5621 | -2.3198e-12 | Non-Comp
CSC | 189 | SPAIMUR8 | 651__E | Paint Creek to Graham Ses (3 | DUBLN | STNVL | 314 | POWER_BALANCE | 1171.5834 | 603.4754 | -130.6701 | Comp | 1138.8551 | 9983.9685 | -52.087 | Non-Comp | 3013.4467 | 5299.8727 | -52.087 | Non-Comp | 1241.309 | 656.8194 | -92.6334 | Comp | 1270.1265 | 10000 | -52.087 | Non-Comp | 1241.309 | 656.8194 | -92.6334 | Comp | 957.3305 | 2394.4382 | -52.087 | Comp
CSC | 190 | SPAIMUR8 | 651__D | Paint Creek to Graham Ses (3 | HAS | DUBLN | 233 | POWER_BALANCE | 1164.3546 | 605.0959 | -120.6581 | Comp | 1005.0199 | 9983.943 | -42.075 | Non-Comp | 2669.44 | 5301.9369 | -42.075 | Non-Comp | 1214.6849 | 686.5955 | -82.6214 | Comp | 1270.3994 | 10000 | -42.075 | Non-Comp | 1214.6849 | 686.5955 | -82.6214 | Comp | 916.3462 | 2716.5289 | -42.075 | Comp
CSC | 191 | SPAIMUR8 | 651__B | Paint Creek to Graham Ses (3 | CMNSW | CMNTP | 233 | POWER_BALANCE | 1121.8149 | 789.3521 | -119.3113 | Comp | 1077.0771 | 9984.0051 | -29.695 | Non-Comp | 1295.6466 | 4935.6952 | -29.695 | Non-Comp | 4871.572 | 719.2215 | -48.528 | Non-Comp | 1269.3476 | 10000 | -29.695 | Non-Comp | 1473.5958 | 719.2215 | -73.6989 | Comp | 1219.4697 | 3131.9706 | -29.695 | Non-Comp
CSC | 192 | SPAIMUR8 | 651__E | Paint Creek to Graham Ses (3 | STNVL | DUBLN | 314 | POWER_BALANCE | 600.6218 | 1212.9066 | -169.6659 | Comp | 9817.7653 | 2200.361 | -80.1456 | Non-Comp | 5256.5184 | 3013.4467 | -98.487 | Non-Comp | 676.1278 | 1210.9733 | -141.7138 | Comp | 10000 | 2612.2856 | -80.1456 | Non-Comp | 676.1278 | 1210.9733 | -141.7138 | Comp | 2381.7335 | 1346.7844 | -80.1456 | Comp
CSC | 193 | SPAIMUR8 | 651__D | Paint Creek to Graham Ses (3 | DUBLN | HAS | 233 | POWER_BALANCE | 602.0743 | 1211.082 | -179.6779 | Comp | 9817.4811 | 1764.2599 | -90.1576 | Non-Comp | 5258.425 | 2669.44 | -108.499 | Non-Comp | 677.6875 | 1179.8461 | -151.7258 | Comp | 10000 | 2612.3298 | -90.1576 | Non-Comp | 677.6875 | 1179.8461 | -151.7258 | Comp | 2700.8784 | 1257.8956 | -90.1576 | Non-Comp
CSC | 194 | SPAIMUR8 | 651__B | Paint Creek to Graham Ses (3 | CMNTP | CMNSW | 233 | POWER_BALANCE | 732.6226 | 1132.0174 | -202.6128 | Comp | 9818.1751 | 1987.5641 | -112.5213 | Non-Comp | 4899.4767 | 2693.2895 | -114.4535 | Non-Comp | 819.0968 | 4871.572 | -167.2817 | Non-Comp | 10000 | 2682.4344 | -112.5213 | Non-Comp | 819.0968 | 1426.3008 | -167.2817 | Comp | 3113.6345 | 1787.0944 | -112.5213 | Non-Comp
CSC | 195 | SPAIMUR8 | 651__A | Paint Creek to Graham Ses (3 | CMNTP | CMNCH | 233 | POWER_BALANCE | 0 | 685.043 | 3.305 | Comp | 738.6267 | 0 | 3.305 | Comp | 0 | 0 | 3.305 | Comp | 0 | 738.6267 | 3.305 | Comp | 738.6267 | 0 | 3.305 | Comp | 0 | 738.6267 | 3.305 | Comp | 738.6267 | 0 | 3.305 | Comp
CSC | 196 | SPAIMUR8 | 6035__A | Paint Creek to Graham Ses (3 | GRSES | TKWSW | 1340 | POWER_BALANCE | 978.8641 | 727.6446 | -606.5429 | Comp | 1856.2636 | 2727.5595 | -56.088 | Comp | 3376.8775 | 2316.6153 | -56.088 | Non-Comp | 1368.6572 | 782.2604 | -394.2177 | Comp | 5098.6169 | 2727.5595 | -56.088 | Non-Comp | 603.8927 | 778.4351 | -394.2177 | Comp | 980.69 | 2305.8331 | -56.088 | Comp
CSC | 197 | SPAIMUR8 | 6029__A | Paint Creek to Graham Ses (3 | CFRSW | LNCRK | 1340 | POWER_BALANCE | 615.0222 | 1221.0983 | -1033.9794 | Comp | 10000 | 2686.4337 | -85.3785 | Non-Comp | 2134.0547 | 2033.0334 | -85.3785 | Comp | 634.6672 | 10000 | -779.0363 | Non-Comp | 10000 | 2686.4337 | -85.3785 | Non-Comp | 634.6672 | 1330.1212 | -779.0363 | Comp | 991.9569 | 2012.6995 | -85.3785 | Comp
CSC | 198 | SPAIMUR8 | 6028__A | Paint Creek to Graham Ses (3 | GRSES | CFRSW | 1340 | POWER_BALANCE | 988.5547 | 721.105 | -871.8746 | Comp | 3128.6734 | 2681.8404 | -85.8548 | Non-Comp | 2400.0253 | 2030.0492 | -85.8548 | Comp | 1753.6946 | 780.021 | -604.7671 | Comp | 10000 | 3755.4629 | -85.8548 | Non-Comp | 550.1722 | 780.021 | -543.2448 | Comp | 1003.9103 | 2009.7602 | -85.8548 | Comp
CSC | 199 | SPAIMUR8 | 6024__A | Paint Creek to Graham Ses (3 | GRSES | LNCRK | 1340 | POWER_BALANCE | 865.9517 | 735.4249 | -847.8092 | Comp | 3128.6734 | 2684.3016 | -85.1646 | Non-Comp | 3128.6734 | 2031.6481 | -85.1646 | Non-Comp | 1266.8755 | 786.1088 | -537.2178 | Comp | 10000 | 2684.3016 | -85.1646 | Non-Comp | 554.7179 | 784.8945 | -537.2178 | Comp | 1003.9103 | 2011.3351 | -85.1646 | Comp
CSC | 200 | SPAIMUR8 | 6012__A | Paint Creek to Graham Ses (3 | JCKSW | BOMSW | 1167.4 | POWER_BALANCE | 2303.1963 | 747.4004 | -614.9167 | Comp | 5010.9559 | 2297.6449 | -243.2922 | Non-Comp | 5010.9559 | 1179.1248 | -243.2922 | Non-Comp | 2303.1931 | 847.7583 | -485.788 | Comp | 5010.9559 | 2297.6449 | -243.2922 | Non-Comp | 485.0881 | 847.7583 | -597.2376 | Comp | 843.1743 | 1172.5917 | -243.2922 | Comp
CSC | 201 | SPAIMUR8 | 6011__A | Paint Creek to Graham Ses (3 | BOMSW | FSHSW | 1188.7 | POWER_BALANCE | 678.5185 | 1210.6919 | -689.9441 | Comp | 4626.7425 | 2550.6918 | -302.7276 | Non-Comp | 5011.1043 | 1375.0729 | -302.7276 | Non-Comp | 2090.8137 | 1385.3459 | -551.1646 | Comp | 5011.1043 | 2702.1367 | -302.7276 | Non-Comp | 559.8773 | 1385.3459 | -668.3575 | Comp | 865.7928 | 1329.7558 | -302.7276 | Comp
CSC | 202 | SPAIMUR8 | 651__A | Paint Creek to Graham Ses (3 | CMNCH | CMNTP | 233 | POWER_BALANCE | 685.043 | 0 | -3.305 | Comp | 0 | 766.2773 | -3.305 | Comp | 0 | 0 | -3.305 | Comp | 738.6267 | 0 | -3.305 | Comp | 0 | 766.2773 | -3.305 | Comp | 738.6267 | 0 | -3.305 | Comp | 0 | 766.2773 | -3.305 | Comp
CSC | 203 | SPAIMUR8 | 6380__D | Paint Creek to Graham Ses (3 | PAIP | MURRY | 194 | CONSTRAINT_LIMIT | 864.2276 | 1217.4379 | -1921.6643 | Comp | 1001.6998 | 1417.9003 | -1635.7179 | Comp | 1109.2359 | 1250.0269 | -1635.7179 | Comp | 1047.771 | 975.9963 | -1627.067 | Comp | 2796.4647 | 2692.1008 | -1635.7179 | Non-Comp | 1047.771 | 1250.535 | -1627.067 | Comp | 1118.9943 | 1231.603 | -1635.7179 | Comp
CSC | 204 | SPAIMUR8 | 6035__A | Paint Creek to Graham Ses (3 | TKWSW | GRSES | 1340 | POWER_BALANCE | 1795.0145 | 978.8641 | -431.9144 | Comp | 1384.7476 | 1857.473 | -453.8878 | Comp | 1249.1041 | 3376.8775 | -428.9707 | Non-Comp | 1409.3134 | 1368.6572 | -422.2733 | Comp | 1384.7476 | 5098.6169 | -453.8878 | Non-Comp | 1409.3134 | 595.5751 | -422.2733 | Comp | 1245.8164 | 986.6933 | -453.8878 | Comp
CSC | 205 | SPAIMUR8 | 6029__A | Paint Creek to Graham Ses (3 | LNCRK | CFRSW | 1340 | POWER_BALANCE | 1257.7771 | 675.8094 | -633.5645 | Comp | 1270.5495 | 10000 | -618.2077 | Non-Comp | 1092.5072 | 2372.7666 | -580.306 | Comp | 10000 | 719.5615 | -622.9691 | Non-Comp | 1270.5495 | 10000 | -618.2077 | Non-Comp | 1478.3267 | 719.5615 | -586.2765 | Comp | 1086.324 | 1008.6672 | -618.2077 | Comp
CSC | 206 | SPAIMUR8 | 6028__A | Paint Creek to Graham Ses (3 | CFRSW | GRSES | 1340 | POWER_BALANCE | 1324.4738 | 988.5547 | -589.166 | Comp | 1259.1416 | 3132.1604 | -617.644 | Non-Comp | 1083.5749 | 2401.9663 | -579.7439 | Comp | 1559.9299 | 1753.6946 | -577.8807 | Comp | 3755.4629 | 10000 | -617.644 | Non-Comp | 1559.9299 | 551.5329 | -577.8807 | Comp | 1077.472 | 1009.7714 | -617.644 | Comp
CSC | 207 | SPAIMUR8 | 6024__A | Paint Creek to Graham Ses (3 | LNCRK | GRSES | 1340 | POWER_BALANCE | 1356.5043 | 865.9517 | -586.1301 | Comp | 1265.1727 | 3132.1604 | -614.4613 | Non-Comp | 1088.294 | 3132.1604 | -576.7565 | Non-Comp | 1561.1916 | 1266.8755 | -574.9029 | Comp | 1265.1727 | 10000 | -614.4613 | Non-Comp | 1561.1916 | 564.8066 | -574.9029 | Comp | 1082.1486 | 1009.7714 | -614.4613 | Comp
CSC | 208 | SPAIMUR8 | 6012__A | Paint Creek to Graham Ses (3 | BOMSW | JCKSW | 1167.4 | POWER_BALANCE | 1373.7081 | 2303.1963 | -532.2382 | Comp | 2297.6449 | 5010.9559 | -472.5578 | Non-Comp | 818.675 | 5010.9559 | -447.8977 | Non-Comp | 1883.6071 | 2303.1931 | -465.7059 | Comp | 2297.6449 | 5010.9559 | -472.5578 | Non-Comp | 1883.6071 | 475.6765 | -465.7059 | Comp | 818.131 | 849.9465 | -472.5578 | Comp
CSC | 209 | SPAIMUR8 | 6011__A | Paint Creek to Graham Ses (3 | FSHSW | BOMSW | 1188.7 | POWER_BALANCE | 1252.2193 | 678.5185 | -415.9089 | Comp | 2550.6918 | 4626.7425 | -355.5285 | Non-Comp | 915.2589 | 5011.1043 | -338.615 | Non-Comp | 1494.9948 | 2090.8137 | -349.2035 | Comp | 2702.1367 | 5011.1043 | -355.5285 | Non-Comp | 1494.9948 | 566.5974 | -349.2035 | Comp | 897.0098 | 871.8854 | -355.5285 | Comp
CSC | 210 | STMPTMP8 | 1830__F | Temple Pecan Creek to Temple | COTONBLT | WATCO | 214 | CONSTRAINT_LIMIT | 1231.0983 | 965.9816 | -114.406 | Comp | 1063.3113 | 9539.0213 | -84.7574 | Non-Comp | 0 | 10000 | -104.8593 | Non-Comp | 1551.1673 | 1031.5594 | -95.9441 | Comp | 1082.3639 | 9540.6527 | -84.7574 | Non-Comp | 1551.1673 | 1031.5594 | -95.9441 | Comp | 930.1981 | 1445.3901 | -84.7574 | Comp
CSC | 211 | STMPTMP8 | 1830__E | Temple Pecan Creek to Temple | COTONBLT | SPVTP | 214 | POWER_BALANCE | 973.4233 | 1204.254 | -225.6133 | Comp | 9528.1453 | 1097.1984 | -165.576 | Non-Comp | 10000 | 0 | -193.1972 | Non-Comp | 982.7112 | 1468.879 | -186.9978 | Comp | 9540.8053 | 1121.1362 | -165.576 | Non-Comp | 982.7112 | 1468.879 | -186.9978 | Comp | 1358.9702 | 955.0113 | -165.576 | Comp
CSC | 212 | STMPTMP8 | 1830__C | Temple Pecan Creek to Temple | MPHTP | TMECR | 268 | POWER_BALANCE | 929.6716 | 1204.7676 | -245.6462 | Comp | 9529.9943 | 1094.496 | -183.5195 | Non-Comp | 10000 | 0 | -212.1577 | Non-Comp | 993.2405 | 1463.5685 | -205.7551 | Comp | 9541.7044 | 1118.1867 | -183.5195 | Non-Comp | 993.2405 | 1463.5685 | -205.7551 | Comp | 1356.4924 | 950.5523 | -183.5195 | Comp
CSC | 213 | STMPTMP8 | 1830__B | Temple Pecan Creek to Temple | SPVTP | MPHTP | 268 | POWER_BALANCE | 966.5304 | 1204.2691 | -229.0903 | Comp | 9528.4231 | 1096.4968 | -169.053 | Non-Comp | 10000 | 0 | -196.6742 | Non-Comp | 983.1395 | 1468.7103 | -190.4748 | Comp | 9540.9914 | 1120.4288 | -169.053 | Non-Comp | 983.1395 | 1468.7103 | -190.4748 | Comp | 1358.4495 | 953.5834 | -169.053 | Comp
CSC | 214 | STMPTMP8 | 1830__A | Temple Pecan Creek to Temple | MCGPH | MPHTP | 105 | POWER_BALANCE | 865.6115 | 1230.9783 | -16.5746 | Comp | 9562.848 | 970.8515 | -15.0375 | Non-Comp | 0 | 0 | -15.4835 | Comp | 962.9576 | 1530.9469 | -14.5957 | Comp | 9562.848 | 1065.7753 | -15.0375 | Non-Comp | 962.9576 | 1530.9469 | -14.5957 | Comp | 9559.7006 | 798.0328 | -15.0375 | Non-Comp
CSC | 215 | STMPTMP8 | 490__A | Temple Pecan Creek to Temple | THSES | TMPCR | 1340 | POWER_BALANCE | 838.819 | 963.2483 | -925.4943 | Comp | 1549.8315 | 1072.2599 | -578.736 | Comp | 1549.8315 | 1049.3804 | -578.736 | Comp | 924.6435 | 1143.7669 | -596.2305 | Comp | 1583.8124 | 1362.475 | -578.736 | Comp | 924.6435 | 1143.7669 | -596.2305 | Comp | 1510.8817 | 950.3156 | -578.736 | Comp
CSC | 216 | STMPTMP8 | 315__A | Temple Pecan Creek to Temple | TMPCR | TMPSW | 1340 | POWER_BALANCE | 859.8346 | 1070.1203 | -605.4314 | Comp | 1552.2504 | 1129.5445 | -389.6185 | Comp | 1726.0609 | 1129.5445 | -389.6185 | Comp | 943.3388 | 1156.3094 | -400.6678 | Comp | 1587.0716 | 1898.2527 | -389.6185 | Comp | 943.3388 | 1156.3094 | -400.6678 | Comp | 1513.3584 | 964.3893 | -389.6185 | Comp
CSC | 217 | STMPTMP8 | 300__A | Temple Pecan Creek to Temple | LCSES | TMPSW | 1340 | CONSTRAINT_LIMIT | 819.2167 | 960.3788 | -4658.2763 | Comp | 1385.5411 | 1099.1974 | -3315.8663 | Comp | 1462.8134 | 958.6615 | -3315.8663 | Comp | 980.8821 | 1164.2366 | -3782.3898 | Comp | 1694.0029 | 1123.8606 | -3315.8663 | Comp | 944.6963 | 1095.1449 | -3782.3898 | Comp | 1462.8134 | 958.6615 | -3315.8663 | Comp
CSC | 218 | STMPTMP8 | 290__A | Temple Pecan Creek to Temple | LCSES | THSES | 1340 | CONSTRAINT_LIMIT | 1216.7088 | 848.7145 | -622.7715 | Comp | 10000 | 1378.4331 | -326.8637 | Non-Comp | 1010.6554 | 1502.8864 | -326.8637 | Comp | 1450.0286 | 1043.2045 | -541.0494 | Comp | 10000 | 1806.3738 | -326.8637 | Non-Comp | 1450.0286 | 1043.2045 | -541.0494 | Comp | 1009.7106 | 1492.65 | -326.8637 | Comp
CSC | 219 | STMPTMP8 | 280__A | Temple Pecan Creek to Temple | LCSES | THSES | 1340 | CONSTRAINT_LIMIT | 1237.173 | 785.7348 | -1233.5688 | Comp | 1042.1333 | 1504.796 | -913.4462 | Comp | 914.7368 | 1526.3745 | -913.4462 | Comp | 1493.959 | 935.6479 | -1182.7737 | Comp | 2049.3994 | 2072.8339 | -913.4462 | Comp | 1421.0001 | 935.6479 | -1182.7737 | Comp | 907.5423 | 1526.3745 | -913.4462 | Comp
CSC | 220 | STMPTMP8 | 1830__F | Temple Pecan Creek to Temple | WATCO | COTONBLT | 214 | POWER_BALANCE | 970.5681 | 1195.0832 | -222.7403 | Comp | 9527.9176 | 1097.791 | -162.703 | Non-Comp | 10000 | 0 | -190.3242 | Non-Comp | 981.14 | 1441.1012 | -184.1248 | Comp | 9540.6527 | 1121.7319 | -162.703 | Non-Comp | 981.14 | 1441.1012 | -184.1248 | Comp | 1359.4067 | 956.3076 | -162.703 | Comp
CSC | 221 | STMPTMP8 | 1830__E | Temple Pecan Creek to Temple | SPVTP | COTONBLT | 214 | CONSTRAINT_LIMIT | 1231.0894 | 961.3242 | -111.533 | Comp | 1062.761 | 9539.1838 | -81.8844 | Non-Comp | 0 | 10000 | -101.9863 | Non-Comp | 1550.9735 | 1027.2846 | -93.0711 | Comp | 1081.789 | 9540.8053 | -81.8844 | Non-Comp | 1550.9735 | 1027.2846 | -93.0711 | Comp | 928.9981 | 1444.7249 | -81.8844 | Comp
CSC | 222 | STMPTMP8 | 1830__H | Temple Pecan Creek to Temple | WATCO | WWDWY | 662.2 | POWER_BALANCE | 1326.1264 | 949.4292 | -137.688 | Comp | 1061.0454 | 9537.7452 | -108.0394 | Non-Comp | 0 | 10000 | -128.1413 | Non-Comp | 1380.9141 | 1001.2186 | -118.8052 | Comp | 1087.4144 | 9539.4541 | -108.0394 | Non-Comp | 1380.9141 | 1001.2186 | -118.8052 | Comp | 944.4943 | 1450.7249 | -108.0394 | Comp
CSC | 223 | STMPTMP8 | 1830__G | Temple Pecan Creek to Temple | WWEST | WWDWY | 662.2 | POWER_BALANCE | 923.0683 | 1085.6613 | -180.5603 | Comp | 7418.3368 | 1129.9418 | -120.523 | Non-Comp | 9538.5287 | 0 | -148.1442 | Non-Comp | 972.7767 | 1252.9151 | -141.9448 | Comp | 9538.5287 | 1131.8219 | -120.523 | Non-Comp | 972.7767 | 1252.9151 | -141.9448 | Comp | 1365.9614 | 992.9467 | -120.523 | Comp
CSC | 224 | STMPTMP8 | 1830__C | Temple Pecan Creek to Temple | TMECR | MPHTP | 268 | POWER_BALANCE | 1237.1641 | 855.2065 | -102.8537 | Comp | 1060.2349 | 9540.6903 | -72.2287 | Non-Comp | 0 | 10000 | -92.8253 | Non-Comp | 1543.6558 | 1140.1522 | -83.7401 | Comp | 1078.946 | 9541.7044 | -72.2287 | Non-Comp | 1543.6558 | 1140.1522 | -83.7401 | Comp | 924.8772 | 1440.9503 | -72.2287 | Comp
CSC | 225 | STMPTMP8 | 1830__B | Temple Pecan Creek to Temple | MPHTP | SPVTP | 268 | POWER_BALANCE | 1237.7765 | 955.0853 | -108.056 | Comp | 1062.1094 | 9539.382 | -78.4074 | Non-Comp | 0 | 10000 | -98.5093 | Non-Comp | 1565.5962 | 1016.4924 | -89.1732 | Comp | 1081.1061 | 9540.9914 | -78.4074 | Non-Comp | 1565.5962 | 1016.4924 | -89.1732 | Comp | 927.6793 | 1443.9215 | -78.4074 | Comp
CSC | 226 | STMPTMP8 | 1830__A | Temple Pecan Creek to Temple | MPHTP | MCGPH | 105 | POWER_BALANCE | 1244.8424 | 907.8138 | 5.2023 | Comp | 945.9757 | 9562.848 | 5.684 | Non-Comp | 0 | 0 | 5.1225 | Comp | 1556.1973 | 1056.5811 | 5.8393 | Comp | 1033.4288 | 9562.848 | 5.684 | Non-Comp | 1556.1973 | 1056.5811 | 5.8393 | Comp | 769.0365 | 9562.5543 | 5.684 | Non-Comp
CSC | 227 | STMPTMP8 | 490__A | Temple Pecan Creek to Temple | TMPCR | THSES | 1340 | POWER_BALANCE | 1333.9571 | 796.8661 | -880.1961 | Comp | 1036.2635 | 1668.4295 | -724.8165 | Comp | 1014.751 | 1668.4295 | -724.8165 | Comp | 1548.2738 | 975.572 | -761.788 | Comp | 1312.5483 | 1694.4672 | -724.8165 | Comp | 1548.2738 | 975.572 | -761.788 | Comp | 924.0332 | 1623.3358 | -724.8165 | Comp
CSC | 228 | STMPTMP8 | 315__A | Temple Pecan Creek to Temple | TMPSW | TMPCR | 1340 | POWER_BALANCE | 1413.8886 | 863.2325 | -511.8358 | Comp | 1089.9844 | 1669.9288 | -415.4615 | Comp | 1089.9844 | 1740.5332 | -459.2465 | Comp | 1549.6124 | 982.0296 | -437.41 | Comp | 1844.5405 | 1697.2917 | -415.4615 | Comp | 1549.6124 | 982.0296 | -437.41 | Comp | 937.4933 | 1624.976 | -415.4615 | Comp
CSC | 229 | STMPTMP8 | 300__A | Temple Pecan Creek to Temple | TMPSW | LCSES | 1340 | CONSTRAINT_LIMIT | 1053.6485 | 819.2167 | -2903.5832 | Comp | 1064.7176 | 1486.4932 | -2211.8224 | Comp | 932.4785 | 1568.2374 | -2211.8224 | Comp | 1166.5287 | 980.8821 | -2528.2236 | Comp | 1084.4343 | 1708.151 | -2211.8224 | Comp | 1166.5287 | 925.5317 | -2528.2236 | Comp | 932.4785 | 1568.2374 | -2211.8224 | Comp
CSC | 230 | STMPTMP8 | 290__A | Temple Pecan Creek to Temple | THSES | LCSES | 1340 | POWER_BALANCE | 945.6058 | 1121.7788 | -1735.1625 | Comp | 1235.1999 | 10000 | -1370.059 | Non-Comp | 1349.944 | 1033.8979 | -1370.059 | Comp | 1003.7022 | 1286.1388 | -1354.1911 | Comp | 1526.6926 | 10000 | -1370.059 | Non-Comp | 1003.7022 | 1286.1388 | -1354.1911 | Comp | 1341.9185 | 1032.915 | -1370.059 | Comp
CSC | 231 | STMPTMP8 | 280__A | Temple Pecan Creek to Temple | THSES | LCSES | 1340 | CONSTRAINT_LIMIT | 790.5181 | 1170.6768 | -2518.6078 | Comp | 1376.5513 | 1074.773 | -1953.122 | Comp | 1398.7029 | 937.7107 | -1953.122 | Comp | 1124.7 | 1493.959 | -1989.1805 | Comp | 2066.2746 | 2127.9393 | -1953.122 | Comp | 1124.7 | 1314.8024 | -1989.1805 | Comp | 1398.7029 | 930.075 | -1953.122 | Comp
CSC | 232 | STMPTMP8 | 1830__H | Temple Pecan Creek to Temple | WWDWY | WATCO | 662.2 | POWER_BALANCE | 927.4698 | 1126.6095 | -199.4583 | Comp | 9526.1293 | 1098.844 | -139.421 | Non-Comp | 10000 | 0 | -167.0422 | Non-Comp | 984.5891 | 1314.4283 | -160.8428 | Comp | 9539.4541 | 1126.9639 | -139.421 | Non-Comp | 984.5891 | 1314.4283 | -160.8428 | Comp | 1363.0382 | 971.6428 | -139.421 | Comp
CSC | 233 | STMPTMP8 | 1830__G | Temple Pecan Creek to Temple | WWDWY | WWEST | 662.2 | POWER_BALANCE | 1373.7771 | 944.4443 | -156.586 | Comp | 1090.3427 | 7426.465 | -126.9374 | Non-Comp | 0 | 9538.5287 | -147.0393 | Non-Comp | 1512.849 | 997.571 | -132.0428 | Comp | 1092.1044 | 9538.5287 | -126.9374 | Non-Comp | 1512.849 | 997.571 | -132.0428 | Comp | 964.4721 | 1454.8567 | -126.9374 | Comp
CSC | 234 | SSNGJE25 | 240__A | Singleton to Jewett 345 KV | JEWET | SNG | 1195 | CONSTRAINT_LIMIT | 980.0707 | 958.0851 | -2656.893 | Comp | 1416.1469 | 2142.437 | -2006.0641 | Comp | 1468.3912 | 1650.1571 | -2006.0641 | Comp | 1188.7918 | 1333.813 | -2014.7572 | Comp | 1416.1469 | 2638.3938 | -2006.0641 | Comp | 1109.1803 | 978.4025 | -2014.7572 | Comp | 1468.3912 | 1642.7761 | -2006.0641 | Comp
CSC | 235 | SSNGJE25 | SNGXGC99_1 | Singleton to Jewett 345 KV | GIBCRK | SNG | 1310 | CONSTRAINT_LIMIT | 848.712 | 1424.8468 | -2012.1065 | Comp | 2414.5135 | 2273.1402 | -1383.5761 | Comp | 1524.5796 | 1710.3791 | -1383.5761 | Comp | 1063.5459 | 1697.8985 | -1454.3124 | Comp | 3176.0116 | 2825.0782 | -1383.5761 | Non-Comp | 1063.5459 | 1138.2561 | -1454.3124 | Comp | 1525.7302 | 1700.9892 | -1383.5761 | Comp
CSC | 236 | SSNGJE25 | SNGXGC75_1 | Singleton to Jewett 345 KV | SNG | GIBCRK | 1310 | CONSTRAINT_LIMIT | 1424.8468 | 719.0862 | -1792.8264 | Comp | 2241.51 | 2414.5135 | -1654.3035 | Comp | 1681.5505 | 1616.9891 | -1654.3035 | Comp | 1697.8985 | 989.1787 | -1882.179 | Comp | 2825.0782 | 3176.0116 | -1654.3035 | Non-Comp | 1336.8087 | 849.0516 | -1882.179 | Comp | 1672.4184 | 1618.2268 | -1654.3035 | Comp
CSC | 237 | SSNGJE25 | SNGTB_74_A | Singleton to Jewett 345 KV | SNG | TB | 1793 | CONSTRAINT_LIMIT | 1124.0277 | 750.8523 | -1317.4137 | Comp | 1463.8604 | 3032.8544 | -856.5655 | Non-Comp | 1463.8604 | 2009.4374 | -856.5655 | Comp | 1457.8535 | 789.8732 | -911.0549 | Comp | 1506.2158 | 3200.2067 | -856.5655 | Non-Comp | 1457.8535 | 789.8732 | -911.0549 | Comp | 1465.7324 | 1928.0608 | -856.5655 | Comp
CSC | 238 | SSNGJE25 | SARC_CMNSW_1 | Singleton to Jewett 345 KV | SARC | CMNSW | 1515 | POWER_BALANCE | 1384.9797 | 513.2375 | -600.0945 | Comp | 1112.5825 | 4531.3852 | -580.9889 | Non-Comp | 1141.7603 | 4531.3852 | -573.2225 | Non-Comp | 1563.2019 | 913.2473 | -576.3244 | Comp | 1283.1223 | 6566.8481 | -580.9889 | Non-Comp | 1563.2019 | 545.1871 | -576.3244 | Comp | 1104.3565 | 995.3447 | -580.9889 | Comp
CSC | 239 | SSNGJE25 | RNSSNG75_A | Singleton to Jewett 345 KV | RNS | SNG | 1710 | CONSTRAINT_LIMIT | 973.6181 | 10000 | -1259.7507 | Non-Comp | 10000 | 1625.8257 | -1144.1345 | Non-Comp | 2075.2182 | 1625.8257 | -1144.1345 | Comp | 1093.4177 | 10000 | -1286.8962 | Non-Comp | 10000 | 1671.0301 | -1144.1345 | Non-Comp | 1093.4177 | 1246.5493 | -1286.8962 | Comp | 1823.6325 | 1629.1784 | -1144.1345 | Comp
CSC | 240 | SSNGJE25 | KG_RTW74_A | Singleton to Jewett 345 KV | KG | RTW | 1710 | POWER_BALANCE | 1339.0614 | 721.1175 | -755.2739 | Comp | 2705.8518 | 1566.3119 | -678.6078 | Non-Comp | 2947.8214 | 1566.3119 | -678.6078 | Non-Comp | 1536.0816 | 859.9869 | -749.2654 | Comp | 2799.19 | 1566.597 | -678.6078 | Non-Comp | 1536.0816 | 859.9869 | -749.2654 | Comp | 2316.2119 | 1568.223 | -678.6078 | Comp
CSC | 241 | SSNGJE25 | KDLTB_74_A | Singleton to Jewett 345 KV | KDL | TB | 1793 | POWER_BALANCE | 1337.7465 | 852.3652 | -936.8654 | Comp | 3143.4325 | 1561.2488 | -853.3421 | Non-Comp | 2947.0495 | 1561.2488 | -853.3421 | Non-Comp | 1570.8 | 1114.2162 | -939.4012 | Comp | 2668.2937 | 1561.5343 | -853.3421 | Non-Comp | 1570.8 | 1114.2162 | -939.4012 | Comp | 2293.4143 | 1565.3477 | -853.3421 | Comp
CSC | 242 | SSNGJE25 | KDLRTW74_A | Singleton to Jewett 345 KV | KDL | RTW | 2164.6 | POWER_BALANCE | 1075.6929 | 1058.7422 | -906.7647 | Comp | 1466.0242 | 3146.3944 | -638.5697 | Non-Comp | 1466.0242 | 2900.3177 | -638.5697 | Comp | 1566.4811 | 1201.2368 | -620.9558 | Comp | 1468.8034 | 2668.3029 | -638.5697 | Comp | 1566.4811 | 1201.2368 | -620.9558 | Comp | 1470.4084 | 2290.4283 | -638.5697 | Comp
CSC | 243 | SSNGJE25 | KDLRNS75_A | Singleton to Jewett 345 KV | RNS | KDL | 1793 | CONSTRAINT_LIMIT | 1098.0634 | 771.035 | -1190.2813 | Comp | 1604.9238 | 3072.6285 | -804.3101 | Non-Comp | 1428.8257 | 2448.857 | -804.3101 | Comp | 1494.4738 | 795.0527 | -848.234 | Comp | 4713.61 | 2797.8412 | -804.3101 | Non-Comp | 1494.4738 | 795.0527 | -848.234 | Comp | 1431.5542 | 2064.1237 | -804.3101 | Comp
CSC | 244 | SSNGJE25 | KDLKG_75_A | Singleton to Jewett 345 KV | KG | KDL | 1793 | CONSTRAINT_LIMIT | 1292.5693 | 659.22 | -1379.4615 | Comp | 3073.3942 | 1613.6481 | -1264.1292 | Non-Comp | 2356.8612 | 1518.4784 | -1264.1292 | Comp | 1462.1886 | 778.8656 | -1406.4734 | Comp | 2798.0734 | 4719.8753 | -1264.1292 | Non-Comp | 1462.1886 | 778.8656 | -1406.4734 | Comp | 2024.0745 | 1521.2428 | -1264.1292 | Comp
CSC | 245 | SCFRLNC5 | 651__E | Cook Field Road Switch to Lo | DUBLN | STNVL | 314 | POWER_BALANCE | 1171.5883 | 603.1179 | -133.887 | Comp | 1015.5912 | 9983.9536 | -55.6418 | Non-Comp | 2887.8155 | 5297.1901 | -55.6418 | Non-Comp | 1241.3265 | 684.3555 | -95.8834 | Comp | 1251.4338 | 10000 | -55.6418 | Non-Comp | 1241.3265 | 684.3555 | -95.8834 | Comp | 962.6317 | 2292.1538 | -55.6418 | Comp
CSC | 246 | SCFRLNC5 | 651__D | Cook Field Road Switch to Lo | HAS | DUBLN | 233 | POWER_BALANCE | 1186.2663 | 604.8879 | -123.875 | Comp | 1013.38 | 9983.9281 | -45.6298 | Non-Comp | 1613.3888 | 5299.2336 | -45.6298 | Non-Comp | 1209.8083 | 686.3406 | -85.8714 | Comp | 1251.471 | 10000 | -45.6298 | Non-Comp | 1209.8083 | 686.3406 | -85.8714 | Comp | 921.7122 | 2582.7394 | -45.6298 | Comp
CSC | 247 | SCFRLNC5 | 651__B | Cook Field Road Switch to Lo | CMNSW | CMNTP | 233 | POWER_BALANCE | 1143.345 | 783.5446 | -122.364 | Comp | 1083.7609 | 9983.9898 | -33.0828 | Non-Comp | 1272.4011 | 4934.5214 | -33.0828 | Non-Comp | 4872.9153 | 719.1054 | -51.7783 | Non-Comp | 1272.4011 | 10000 | -33.0828 | Non-Comp | 1492.2282 | 719.1054 | -76.6134 | Comp | 1216.4755 | 2980.3973 | -33.0828 | Comp
CSC | 248 | SCFRLNC5 | 651__A | Cook Field Road Switch to Lo | CMNCH | CMNTP | 233 | POWER_BALANCE | 685.043 | 0 | -3.305 | Comp | 0 | 766.2773 | -3.305 | Comp | 0 | 0 | -3.305 | Comp | 738.6267 | 0 | -3.305 | Comp | 0 | 766.2773 | -3.305 | Comp | 738.6267 | 0 | -3.305 | Comp | 0 | 766.2773 | -3.305 | Comp
CSC | 249 | SCFRLNC5 | 6380__D | Cook Field Road Switch to Lo | PAIP | MURRY | 194 | POWER_BALANCE | 1234.6073 | 646.0246 | -138.4522 | Comp | 2601.3305 | 5252.5332 | -136.3981 | Non-Comp | 1060.542 | 9779.4512 | -137.276 | Non-Comp | 1418.8683 | 711.9354 | -131.3227 | Comp | 2607.9437 | 5252.5332 | -136.3981 | Non-Comp | 1418.8683 | 711.9354 | -131.3227 | Comp | 1052.7274 | 893.4891 | -136.3981 | Comp
CSC | 250 | SCFRLNC5 | 6380__A | Cook Field Road Switch to Lo | MURRY | GRSES | 233 | POWER_BALANCE | 1254.4504 | 582.892 | -140.6942 | Comp | 2600.9179 | 5253.229 | -138.6401 | Non-Comp | 1060.7309 | 9779.7653 | -139.518 | Non-Comp | 1466.9391 | 1280.6872 | -133.5647 | Comp | 2608.2615 | 5253.229 | -138.6401 | Non-Comp | 1466.9391 | 622.9547 | -133.5647 | Comp | 1052.9822 | 890.7412 | -138.6401 | Comp
CSC | 251 | SCFRLNC5 | 6035__A | Cook Field Road Switch to Lo | TKWSW | GRSES | 1340 | POWER_BALANCE | 1535.7913 | 962.1785 | -510.8286 | Comp | 1355.2546 | 3089.5867 | -534.3594 | Non-Comp | 1228.6051 | 3377.9491 | -503.9807 | Non-Comp | 1762.5668 | 1336.541 | -498.3824 | Comp | 1381.0705 | 9947.0515 | -534.3594 | Non-Comp | 1762.5668 | 579.454 | -498.3824 | Comp | 1224.7203 | 996.0268 | -534.3594 | Comp
CSC | 252 | SCFRLNC5 | 6028__A | Cook Field Road Switch to Lo | CFRSW | GRSES | 1340 | POWER_BALANCE | 685.8057 | 10000 | 1.4552e-11 | Non-Comp | 10000 | 1158.2577 | -1.0462e-11 | Non-Comp | 10000 | 0 | -1.2901e-11 | Non-Comp | 738.773 | 10000 | 2.1828e-11 | Non-Comp | 10000 | 1158.2577 | -1.0462e-11 | Non-Comp | 738.773 | 10000 | 2.1828e-11 | Non-Comp | 10000 | 1158.2577 | -1.0462e-11 | Non-Comp
CSC | 253 | SCFRLNC5 | 6024__A | Cook Field Road Switch to Lo | LNCRK | GRSES | 1340 | POWER_BALANCE | 1214.1945 | 890.3976 | -875.9938 | Comp | 1274.7149 | 3132.8393 | -914.0077 | Non-Comp | 1096.619 | 1823.2133 | -856.8745 | Comp | 1497.6832 | 1275.2231 | -857.8141 | Comp | 1274.7149 | 9947.0515 | -914.0077 | Non-Comp | 1497.6832 | 554.4849 | -857.8141 | Comp | 1089.8479 | 1016.4874 | -914.0077 | Comp
CSC | 254 | SCFRLNC5 | 6012__A | Cook Field Road Switch to Lo | BOMSW | JCKSW | 1167.4 | POWER_BALANCE | 1330.3231 | 2306.2237 | -576.405 | Comp | 2300.9965 | 5011.7871 | -517.1684 | Non-Comp | 794.0644 | 5011.7871 | -491.6103 | Non-Comp | 1848.5032 | 2306.2205 | -511.1748 | Comp | 2300.9965 | 5011.7871 | -517.1684 | Non-Comp | 1848.5032 | 473.7413 | -511.1748 | Comp | 794.1906 | 856.9795 | -517.1684 | Comp
CSC | 255 | SCFRLNC5 | 6011__A | Cook Field Road Switch to Lo | FSHSW | BOMSW | 1188.7 | POWER_BALANCE | 1245.2949 | 737.037 | -455.2059 | Comp | 2550.8272 | 1338.4865 | -395.3548 | Non-Comp | 887.9952 | 5012.1672 | -377.6382 | Non-Comp | 1481.5109 | 2092.8828 | -388.0537 | Comp | 2702.1367 | 5012.1672 | -395.3548 | Non-Comp | 1481.5109 | 562.0458 | -388.0537 | Comp | 869.9068 | 879.845 | -395.3548 | Comp
CSC | 256 | SCFRLNC5 | 651__E | Cook Field Road Switch to Lo | STNVL | DUBLN | 314 | POWER_BALANCE | 600.2724 | 1209.8462 | -176.0439 | Comp | 9817.5996 | 1786.2067 | -81.0093 | Non-Comp | 5253.9624 | 2357.3566 | -100.4258 | Non-Comp | 675.704 | 1210.9871 | -146.6219 | Comp | 10000 | 2610.0423 | -81.0093 | Non-Comp | 675.704 | 1210.9871 | -146.6219 | Comp | 2280.3757 | 1369.6649 | -81.0093 | Comp
CSC | 257 | SCFRLNC5 | 651__D | Cook Field Road Switch to Lo | DUBLN | HAS | 233 | POWER_BALANCE | 601.8708 | 1211.0936 | -186.0559 | Comp | 9817.3146 | 1779.346 | -91.0213 | Non-Comp | 5255.8492 | 3027.9848 | -91.0213 | Non-Comp | 677.4406 | 1179.8855 | -156.6339 | Comp | 10000 | 2609.9276 | -91.0213 | Non-Comp | 677.4406 | 1179.8855 | -156.6339 | Comp | 2568.3624 | 1278.7946 | -91.0213 | Non-Comp
CSC | 258 | SCFRLNC5 | 651__B | Cook Field Road Switch to Lo | CMNTP | CMNSW | 233 | POWER_BALANCE | 726.6352 | 1143.345 | -208.1066 | Comp | 9818.0039 | 1997.0427 | -112.8463 | Non-Comp | 4898.4152 | 2684.4859 | -114.1783 | Non-Comp | 818.9362 | 4872.9153 | -170.6735 | Non-Comp | 10000 | 2684.4859 | -112.8463 | Non-Comp | 818.9362 | 1422.9837 | -170.6735 | Comp | 2963.4768 | 1808.8788 | -112.8463 | Non-Comp
CSC | 259 | SCFRLNC5 | 651__A | Cook Field Road Switch to Lo | CMNTP | CMNCH | 233 | POWER_BALANCE | 0 | 685.043 | 3.305 | Comp | 738.6267 | 0 | 3.305 | Comp | 0 | 0 | 3.305 | Comp | 0 | 738.6267 | 3.305 | Comp | 738.6267 | 0 | 3.305 | Comp | 0 | 738.6267 | 3.305 | Comp | 738.6267 | 0 | 3.305 | Comp
CSC | 260 | SCFRLNC5 | 6380__D | Cook Field Road Switch to Lo | MURRY | PAIP | 194 | POWER_BALANCE | 623.3392 | 1184.2384 | -187.3878 | Comp | 9015.6502 | 6706.1181 | 1.077 | Non-Comp | 8564.6506 | 1940.6182 | 1.077 | Non-Comp | 663.2714 | 1394.1037 | -145.8198 | Comp | 9015.6502 | 2607.9437 | 1.077 | Non-Comp | 663.2714 | 1394.1037 | -145.8198 | Comp | 886.2903 | 1913.2098 | 1.077 | Comp
CSC | 261 | SCFRLNC5 | 6380__A | Cook Field Road Switch to Lo | GRSES | MURRY | 233 | POWER_BALANCE | 581.2864 | 1198.1398 | -185.1458 | Comp | 9016.225 | 6704.9966 | 3.319 | Non-Comp | 8566.1579 | 1941.1011 | 3.319 | Non-Comp | 1280.6872 | 1275.3853 | -93.2572 | Comp | 9016.225 | 2608.2615 | 3.319 | Non-Comp | 610.1063 | 1275.3853 | -143.5778 | Comp | 883.5088 | 1913.9145 | 3.319 | Comp
CSC | 262 | SCFRLNC5 | 6035__A | Cook Field Road Switch to Lo | GRSES | TKWSW | 1340 | POWER_BALANCE | 962.1785 | 728.9551 | -718.2308 | Comp | 3028.368 | 2718.0999 | -70.3035 | Non-Comp | 3307.7063 | 2276.6456 | -70.3035 | Non-Comp | 1336.541 | 784.4717 | -467.5856 | Comp | 9420.8064 | 2727.2901 | -70.3035 | Non-Comp | 603.2967 | 778.7416 | -467.5856 | Comp | 988.8475 | 2263.9595 | -70.3035 | Comp
CSC | 263 | SCFRLNC5 | 6028__A | Cook Field Road Switch to Lo | GRSES | CFRSW | 1340 | POWER_BALANCE | 10000 | 685.8057 | -1.664e-11 | Non-Comp | 1046.5382 | 10000 | -1.0588e-11 | Non-Comp | 0 | 10000 | -1.0588e-11 | Non-Comp | 10000 | 738.773 | -1.3035e-11 | Non-Comp | 1046.5382 | 10000 | -1.0588e-11 | Non-Comp | 10000 | 738.773 | -1.3035e-11 | Non-Comp | 1046.5382 | 10000 | -1.0588e-11 | Non-Comp
CSC | 264 | SCFRLNC5 | 6024__A | Cook Field Road Switch to Lo | GRSES | LNCRK | 1340 | POWER_BALANCE | 890.3976 | 737.9388 | -1248.4059 | Comp | 3067.447 | 2688.7506 | -132.8138 | Non-Comp | 1817.6241 | 2038.749 | -132.8138 | Comp | 1275.2231 | 835.0177 | -804.0242 | Comp | 9420.8064 | 2688.7506 | -132.8138 | Non-Comp | 551.8525 | 835.0177 | -804.0242 | Comp | 1009.2541 | 2016.5918 | -132.8138 | Comp
CSC | 265 | SCFRLNC5 | 6012__A | Cook Field Road Switch to Lo | JCKSW | BOMSW | 1167.4 | POWER_BALANCE | 2306.2237 | 745.5642 | -693.7204 | Comp | 5011.7871 | 2300.9965 | -263.3618 | Non-Comp | 5011.7871 | 1151.8484 | -263.3618 | Non-Comp | 2306.2205 | 836.1916 | -543.709 | Comp | 5011.7871 | 2300.9965 | -263.3618 | Non-Comp | 475.6698 | 836.1916 | -655.3883 | Comp | 850.3143 | 1150.614 | -263.3618 | Comp
CSC | 266 | SCFRLNC5 | 6011__A | Cook Field Road Switch to Lo | BOMSW | FSHSW | 1188.7 | POWER_BALANCE | 737.037 | 1183.3293 | -747.896 | Comp | 1338.4865 | 2550.8272 | -322.9491 | Comp | 5012.1672 | 1340.9148 | -322.9491 | Non-Comp | 2092.8828 | 1385.1191 | -604.7496 | Comp | 5012.1672 | 2702.1367 | -322.9491 | Non-Comp | 553.1618 | 1385.1191 | -722.0604 | Comp | 873.8336 | 1299.915 | -322.9491 | Comp
CSC | 267 | SLCSTH25 | 1830__F | Tradinghouse Ses to Lake Cre | COTONBLT | WATCO | 214 | CONSTRAINT_LIMIT | 1231.0252 | 966.0721 | -111.6616 | Comp | 1064.2978 | 9539.6196 | -82.5779 | Non-Comp | 0 | 10000 | -101.1804 | Non-Comp | 1554.965 | 1031.6298 | -92.951 | Comp | 1083.4815 | 9541.2783 | -82.5779 | Non-Comp | 1554.965 | 1031.6298 | -92.951 | Comp | 932.783 | 1445.8434 | -82.5779 | Comp
CSC | 268 | SLCSTH25 | 1830__E | Tradinghouse Ses to Lake Cre | COTONBLT | SPVTP | 214 | POWER_BALANCE | 969.6473 | 1204.171 | -218.8833 | Comp | 9529.0305 | 1098.2357 | -160.1429 | Non-Comp | 10000 | 0 | -187.5048 | Non-Comp | 982.7428 | 1468.9294 | -181.5437 | Comp | 9541.432 | 1122.2671 | -160.1429 | Non-Comp | 982.7428 | 1468.9294 | -181.5437 | Comp | 1361.0344 | 957.5577 | -160.1429 | Comp
CSC | 269 | SLCSTH25 | 1830__C | Tradinghouse Ses to Lake Cre | MPHTP | TMECR | 268 | POWER_BALANCE | 929.6963 | 1204.3654 | -239.4918 | Comp | 9530.2599 | 1095.4316 | -178.4431 | Non-Comp | 10000 | 0 | -206.9267 | Non-Comp | 993.2563 | 1463.7749 | -200.7457 | Comp | 9542.2833 | 1119.2275 | -178.4431 | Non-Comp | 993.2563 | 1463.7749 | -200.7457 | Comp | 1359.3283 | 952.3022 | -178.4431 | Comp
CSC | 270 | SLCSTH25 | 1830__B | Tradinghouse Ses to Lake Cre | SPVTP | MPHTP | 268 | POWER_BALANCE | 962.7775 | 1204.1752 | -222.3603 | Comp | 9529.31 | 1097.5006 | -163.6199 | Non-Comp | 10000 | 0 | -190.9818 | Non-Comp | 983.1667 | 1468.7669 | -185.0207 | Comp | 9541.6195 | 1121.5291 | -163.6199 | Non-Comp | 983.1667 | 1468.7669 | -185.0207 | Comp | 1360.5986 | 955.8569 | -163.6199 | Comp
CSC | 271 | SLCSTH25 | 1830__A | Tradinghouse Ses to Lake Cre | MCGPH | MPHTP | 105 | POWER_BALANCE | 865.6048 | 1230.9953 | -17.1553 | Comp | 9561.3633 | 964.1322 | -15.4554 | Non-Comp | 0 | 0 | -15.9449 | Comp | 962.9531 | 1530.9763 | -14.9659 | Comp | 9561.3633 | 1067.367 | -15.4554 | Non-Comp | 962.9531 | 1530.9763 | -14.9659 | Comp | 9317.4289 | 819.7126 | -15.4554 | Non-Comp
CSC | 272 | SLCSTH25 | 1295__A | Tradinghouse Ses to Lake Cre | TMPCR | TMPSW | 564.8 | POWER_BALANCE | 920.9919 | 1135.7803 | -368.9056 | Comp | 1526.8074 | 1128.2719 | -250.6353 | Comp | 10000 | 3924.068 | -273.2386 | Non-Comp | 987.0143 | 1328.358 | -290.5225 | Comp | 1888.8634 | 2127.0357 | -250.6353 | Comp | 987.0143 | 1328.358 | -290.5225 | Comp | 1481.079 | 976.1901 | -250.6353 | Comp
CSC | 273 | SLCSTH25 | 490__A | Tradinghouse Ses to Lake Cre | THSES | TMPCR | 1340 | POWER_BALANCE | 840.7728 | 986.4671 | -871.7467 | Comp | 1562.5657 | 1074.0171 | -535.6996 | Comp | 1562.5657 | 1074.0171 | -535.6996 | Comp | 924.7799 | 1147.5828 | -552.9399 | Comp | 1843.8756 | 1663.4998 | -535.6996 | Comp | 924.7799 | 1147.5828 | -552.9399 | Comp | 1517.9959 | 963.9389 | -535.6996 | Comp
CSC | 274 | SLCSTH25 | 315__A | Tradinghouse Ses to Lake Cre | TMPCR | TMPSW | 1340 | POWER_BALANCE | 853.839 | 1069.8904 | -455.5111 | Comp | 1564.3865 | 1095.6777 | -285.6524 | Comp | 9993.784 | 2140.2527 | -285.6524 | Non-Comp | 944.3397 | 1157.4864 | -294.4463 | Comp | 1847.9298 | 1898.4951 | -285.6524 | Comp | 944.3397 | 1157.4864 | -294.4463 | Comp | 1519.7246 | 971.0436 | -285.6524 | Comp
CSC | 275 | SLCSTH25 | 300__A | Tradinghouse Ses to Lake Cre | LCSES | TMPSW | 1340 | CONSTRAINT_LIMIT | 809.1708 | 985.1453 | -4272.5518 | Comp | 1389.6987 | 1101.4364 | -3018.2361 | Comp | 1467.8228 | 964.8891 | -3018.2361 | Comp | 988.2808 | 1168.6272 | -3456.1912 | Comp | 10000 | 1126.2799 | -3018.2361 | Non-Comp | 957.9055 | 1128.97 | -3456.1912 | Comp | 1467.8228 | 964.8891 | -3018.2361 | Comp
CSC | 276 | SLCSTH25 | 290__A | Tradinghouse Ses to Lake Cre | LCSES | THSES | 1340 | CONSTRAINT_LIMIT | 1189.5395 | 841.3046 | -1120.8438 | Comp | 10000 | 1514.4044 | -694.2381 | Non-Comp | 965.2634 | 1524.2822 | -694.2381 | Comp | 1375.354 | 1024.3794 | -1020.9968 | Comp | 10000 | 1328.21 | -694.2381 | Non-Comp | 1375.354 | 1024.3794 | -1020.9968 | Comp | 965.2634 | 1511.1835 | -694.2381 | Comp
CSC | 277 | SLCSTH25 | 1830__F | Tradinghouse Ses to Lake Cre | WATCO | COTONBLT | 214 | POWER_BALANCE | 970.6592 | 1195.0063 | -216.0103 | Comp | 9528.8012 | 1098.8568 | -157.2699 | Non-Comp | 10000 | 0 | -184.6318 | Non-Comp | 981.1886 | 1441.1298 | -178.6707 | Comp | 9541.2783 | 1122.8889 | -157.2699 | Non-Comp | 981.1886 | 1441.1298 | -178.6707 | Comp | 1361.406 | 959.0968 | -157.2699 | Comp
CSC | 278 | SLCSTH25 | 1830__E | Tradinghouse Ses to Lake Cre | SPVTP | COTONBLT | 214 | CONSTRAINT_LIMIT | 1231.0074 | 961.3816 | -108.7886 | Comp | 1063.7209 | 9539.783 | -79.7049 | Non-Comp | 0 | 10000 | -98.3074 | Non-Comp | 1554.7795 | 1027.3292 | -90.078 | Comp | 1082.8813 | 9541.432 | -79.7049 | Non-Comp | 1554.7795 | 1027.3292 | -90.078 | Comp | 931.3533 | 1445.2162 | -79.7049 | Comp
CSC | 279 | SLCSTH25 | 1830__H | Tradinghouse Ses to Lake Cre | WATCO | WWDWY | 662.2 | POWER_BALANCE | 1326.0916 | 949.5426 | -134.9436 | Comp | 1086.9393 | 9538.3356 | -105.8599 | Non-Comp | 0 | 10000 | -124.4624 | Non-Comp | 1380.91 | 1001.301 | -115.8177 | Comp | 1088.7652 | 9540.0706 | -105.8599 | Non-Comp | 1380.91 | 1001.301 | -115.8177 | Comp | 949.6373 | 1450.9737 | -105.8599 | Comp
CSC | 280 | SLCSTH25 | 1830__G | Tradinghouse Ses to Lake Cre | WWEST | WWDWY | 662.2 | POWER_BALANCE | 923.2261 | 1085.6104 | -173.8303 | Comp | 9525.61 | 1131.5743 | -115.0899 | Non-Comp | 9539.1378 | 0 | -142.4518 | Non-Comp | 972.8716 | 1259.3716 | -136.4907 | Comp | 9539.1378 | 1133.4639 | -115.0899 | Non-Comp | 972.8716 | 1259.3716 | -136.4907 | Comp | 1367.3589 | 1002.0838 | -115.0899 | Comp
CSC | 281 | SLCSTH25 | 1830__C | Tradinghouse Ses to Lake Cre | TMECR | MPHTP | 268 | POWER_BALANCE | 1236.7674 | 871.046 | -100.6061 | Comp | 1061.0996 | 9540.6842 | -70.4404 | Non-Comp | 0 | 10000 | -89.6112 | Non-Comp | 1547.7072 | 1140.191 | -81.1567 | Comp | 1079.952 | 9542.2833 | -70.4404 | Non-Comp | 1547.7072 | 1140.191 | -81.1567 | Comp | 926.4774 | 1442.1439 | -70.4404 | Comp
CSC | 282 | SLCSTH25 | 1830__B | Tradinghouse Ses to Lake Cre | MPHTP | SPVTP | 268 | POWER_BALANCE | 1237.6866 | 955.1336 | -105.3116 | Comp | 1063.0382 | 9539.9824 | -76.2279 | Non-Comp | 0 | 10000 | -94.8304 | Non-Comp | 1554.5559 | 1016.5293 | -86.601 | Comp | 1082.1689 | 9541.6195 | -76.2279 | Non-Comp | 1554.5559 | 1016.5293 | -86.601 | Comp | 929.7763 | 1444.464 | -76.2279 | Comp
CSC | 283 | SLCSTH25 | 1830__A | Tradinghouse Ses to Lake Cre | MPHTP | MCGPH | 105 | POWER_BALANCE | 1244.8544 | 921.8298 | 4.7055 | Comp | 939.3688 | 9561.3633 | 5.2192 | Non-Comp | 0 | 0 | 4.6429 | Comp | 1543.2496 | 1056.5708 | 5.4281 | Comp | 1034.8922 | 9561.3633 | 5.2192 | Non-Comp | 1543.2496 | 1056.5708 | 5.4281 | Comp | 790.1446 | 9320.5864 | 5.2192 | Non-Comp
CSC | 284 | SLCSTH25 | 1295__A | Tradinghouse Ses to Lake Cre | TMPSW | TMPCR | 564.8 | POWER_BALANCE | 1263.305 | 862.8968 | -268.9451 | Comp | 1088.8415 | 1632.3334 | -212.0656 | Comp | 3924.068 | 10000 | -276.8194 | Non-Comp | 1467.4449 | 1110.1492 | -233.0661 | Comp | 2054.6298 | 1889.0251 | -212.0656 | Comp | 1467.4449 | 1110.1492 | -233.0661 | Comp | 948.7845 | 1583.0191 | -212.0656 | Comp
CSC | 285 | SLCSTH25 | 490__A | Tradinghouse Ses to Lake Cre | TMPCR | THSES | 1340 | POWER_BALANCE | 1357.5856 | 800.7189 | -858.5998 | Comp | 1037.9862 | 1680.7614 | -707.6607 | Comp | 1037.9862 | 1680.7614 | -707.6607 | Comp | 1572.6076 | 978.0699 | -738.8449 | Comp | 1620.6848 | 1845.9457 | -707.6607 | Comp | 1572.6076 | 978.0699 | -738.8449 | Comp | 936.8524 | 1629.2621 | -707.6607 | Comp
CSC | 286 | SLCSTH25 | 315__A | Tradinghouse Ses to Lake Cre | TMPSW | TMPCR | 1340 | POWER_BALANCE | 1501.5558 | 869.5928 | -415.912 | Comp | 1058.2921 | 1681.9836 | -339.7851 | Comp | 2066.3313 | 9993.784 | -395.5937 | Non-Comp | 1560.5445 | 995.0217 | -355.0349 | Comp | 1844.6317 | 1848.0771 | -339.7851 | Comp | 1560.5445 | 995.0217 | -355.0349 | Comp | 943.6537 | 1630.4325 | -339.7851 | Comp
CSC | 287 | SLCSTH25 | 300__A | Tradinghouse Ses to Lake Cre | TMPSW | LCSES | 1340 | CONSTRAINT_LIMIT | 1064.0329 | 825.7087 | -2713.3507 | Comp | 1066.7983 | 1483.8936 | -2061.1711 | Comp | 938.2735 | 1570.8537 | -2061.1711 | Comp | 1182.2272 | 988.2808 | -2355.0586 | Comp | 1086.7686 | 10000 | -2061.1711 | Non-Comp | 1182.2272 | 925.1604 | -2355.0586 | Comp | 938.2735 | 1570.8537 | -2061.1711 | Comp
CSC | 288 | SLCSTH25 | 290__A | Tradinghouse Ses to Lake Cre | THSES | LCSES | 1340 | CONSTRAINT_LIMIT | 858.0586 | 1103.3306 | -2758.9034 | Comp | 1368.7278 | 10000 | -2163.634 | Non-Comp | 1377.7242 | 988.1975 | -2163.634 | Comp | 1005.7581 | 1247.228 | -2157.0673 | Comp | 1202.0518 | 10000 | -2163.634 | Non-Comp | 1005.7581 | 1247.228 | -2157.0673 | Comp | 1368.5886 | 988.1975 | -2163.634 | Comp
CSC | 289 | SLCSTH25 | 1830__H | Tradinghouse Ses to Lake Cre | WWDWY | WATCO | 662.2 | POWER_BALANCE | 927.5694 | 1130.3215 | -192.7283 | Comp | 9527.0007 | 1126.4135 | -133.9879 | Non-Comp | 10000 | 0 | -161.3498 | Non-Comp | 984.6524 | 1314.4108 | -155.3887 | Comp | 9540.0706 | 1128.3623 | -133.9879 | Non-Comp | 984.6524 | 1314.4108 | -155.3887 | Comp | 1364.6422 | 977.138 | -133.9879 | Comp
CSC | 290 | SLCSTH25 | 1830__G | Tradinghouse Ses to Lake Cre | WWDWY | WWEST | 662.2 | POWER_BALANCE | 1380.8091 | 944.6243 | -153.8416 | Comp | 1091.9199 | 9537.3439 | -124.7579 | Non-Comp | 0 | 9539.1378 | -143.3604 | Non-Comp | 1400.6666 | 997.701 | -134.7157 | Comp | 1093.6906 | 9539.1378 | -124.7579 | Non-Comp | 1400.6666 | 997.701 | -134.7157 | Comp | 973.0533 | 1455.0249 | -124.7579 | Comp
CSC | 291 | SLCSTHS5 | 1830__F | Tradinghouse Ses to Lake Cre | COTONBLT | WATCO | 214 | POWER_BALANCE | 1238.9736 | 951.0025 | -78.4242 | Comp | 1096.682 | 9549.1192 | -55.9508 | Non-Comp | 0 | 9550.0409 | -55.9508 | Non-Comp | 1494.5542 | 975.4017 | -59.5273 | Comp | 1292.2288 | 9549.1192 | -55.9508 | Non-Comp | 1494.5542 | 975.4017 | -59.5273 | Comp | 1026.5524 | 1480.6733 | -55.9508 | Comp
CSC | 292 | SLCSTHS5 | 1830__E | Tradinghouse Ses to Lake Cre | COTONBLT | SPVTP | 214 | POWER_BALANCE | 917.4269 | 1220.3337 | -173.0901 | Comp | 9549.257 | 1135.3435 | -112.2821 | Non-Comp | 9550.1769 | 0 | -139.1539 | Non-Comp | 970.9264 | 1444.5341 | -139.0308 | Comp | 9549.257 | 1284.2567 | -112.2821 | Non-Comp | 970.9264 | 1444.5341 | -139.0308 | Comp | 1462.7387 | 1052.8382 | -112.2821 | Comp
CSC | 293 | SLCSTHS5 | 1830__C | Tradinghouse Ses to Lake Cre | MPHTP | TMECR | 268 | POWER_BALANCE | 852.6439 | 1214.7955 | -190.7296 | Comp | 9550.0989 | 1131.0612 | -127.3108 | Non-Comp | 9551.0167 | 0 | -155.2608 | Non-Comp | 964.4133 | 1438.8362 | -130.9221 | Comp | 9550.0989 | 1138.6858 | -127.3108 | Non-Comp | 964.4133 | 1438.8362 | -130.9221 | Comp | 1536.463 | 1028.3899 | -127.3108 | Comp
CSC | 294 | SLCSTHS5 | 1830__B | Tradinghouse Ses to Lake Cre | SPVTP | MPHTP | 268 | POWER_BALANCE | 916.1561 | 1220.1484 | -176.5671 | Comp | 9549.4247 | 1134.1064 | -115.7591 | Non-Comp | 9550.3424 | 0 | -142.6309 | Non-Comp | 968.9236 | 1444.3386 | -142.5078 | Comp | 9549.4247 | 1252.8532 | -115.7591 | Non-Comp | 968.9236 | 1444.3386 | -142.5078 | Comp | 1479.0723 | 1044.334 | -115.7591 | Comp
CSC | 295 | SLCSTHS5 | 1830__A | Tradinghouse Ses to Lake Cre | MCGPH | MPHTP | 105 | POWER_BALANCE | 631.5213 | 1222.8021 | -14.0989 | Comp | 9567.0162 | 680.3614 | -12.6381 | Non-Comp | 0 | 0 | -13.5151 | Comp | 698.0115 | 1589.908 | -12.9064 | Comp | 9567.0162 | 954.0047 | -12.6381 | Non-Comp | 698.0115 | 1589.908 | -12.9064 | Comp | 7655.1436 | 634.4209 | -12.6381 | Non-Comp
CSC | 296 | SLCSTHS5 | 1295__A | Tradinghouse Ses to Lake Cre | TMPCR | TMPSW | 564.8 | POWER_BALANCE | 921.0608 | 1126.3905 | -463.5035 | Comp | 1461.6733 | 1118.1073 | -330.8701 | Comp | 0 | 2352.3622 | -337.4815 | Comp | 980.4645 | 1313.4549 | -370.4332 | Comp | 1457.8434 | 2029.3721 | -330.8701 | Comp | 980.4645 | 1313.4549 | -370.4332 | Comp | 1442.7587 | 948.711 | -330.8701 | Comp
CSC | 297 | SLCSTHS5 | 490__A | Tradinghouse Ses to Lake Cre | THSES | TMPCR | 1340 | CONSTRAINT_LIMIT | 887.6242 | 1089.1107 | -1630.6865 | Comp | 1472.7586 | 1032.3305 | -1145.0657 | Comp | 1472.7586 | 923.7114 | -1145.0657 | Comp | 942.1588 | 1234.3887 | -1164.0789 | Comp | 1480.1086 | 1107.159 | -1145.0657 | Comp | 942.1588 | 1234.3887 | -1164.0789 | Comp | 1463.7436 | 914.6446 | -1145.0657 | Comp
CSC | 298 | SLCSTHS5 | 315__A | Tradinghouse Ses to Lake Cre | TMPCR | TMPSW | 1340 | POWER_BALANCE | 836.1844 | 1024.3117 | -777.545 | Comp | 1480.5966 | 1088.5309 | -545.9405 | Comp | 1447.1006 | 1109.1643 | -545.9405 | Comp | 950.7638 | 1202.2717 | -613.598 | Comp | 1452.9975 | 1109.1643 | -545.9405 | Comp | 950.7638 | 1202.2717 | -613.598 | Comp | 1472.8256 | 926.6052 | -545.9405 | Comp
CSC | 299 | SLCSTHS5 | 300__A | Tradinghouse Ses to Lake Cre | LCSES | TMPSW | 1340 | CONSTRAINT_LIMIT | 774.8552 | 1016.2926 | -4141.5886 | Comp | 1761.3656 | 1104.4055 | -2874.5641 | Comp | 1483.5261 | 981.0797 | -2874.5641 | Comp | 995.8741 | 1224.4259 | -3334.1617 | Comp | 10000 | 1129.364 | -2874.5641 | Non-Comp | 961.1559 | 1167.3882 | -3334.1617 | Comp | 1483.5261 | 975.4485 | -2874.5641 | Comp
CSC | 300 | SLCSTHS5 | 280__A | Tradinghouse Ses to Lake Cre | LCSES | THSES | 1340 | CONSTRAINT_LIMIT | 1208.6792 | 828.0501 | -1383.1659 | Comp | 1048.8851 | 1520.8708 | -981.4493 | Comp | 910.2884 | 1523.1786 | -981.4493 | Comp | 1453.9124 | 969.918 | -1308.5388 | Comp | 9992.0867 | 1304.1612 | -981.4493 | Non-Comp | 1381.1365 | 969.918 | -1308.5388 | Comp | 923.6924 | 1523.1371 | -981.4493 | Comp
CSC | 301 | SLCSTHS5 | 1830__F | Tradinghouse Ses to Lake Cre | WATCO | COTONBLT | 214 | POWER_BALANCE | 915.4896 | 1200.8807 | -170.2171 | Comp | 9549.1192 | 1136.3913 | -109.4091 | Non-Comp | 9550.0409 | 0 | -136.2809 | Non-Comp | 969.6636 | 1459.9307 | -136.1578 | Comp | 9549.1192 | 1340.5774 | -109.4091 | Non-Comp | 969.6636 | 1459.9307 | -136.1578 | Comp | 1448.3993 | 1059.071 | -109.4091 | Comp
CSC | 302 | SLCSTHS5 | 1830__E | Tradinghouse Ses to Lake Cre | SPVTP | COTONBLT | 214 | POWER_BALANCE | 1238.8046 | 956.9855 | -75.5512 | Comp | 1095.6711 | 9549.257 | -53.0778 | Non-Comp | 0 | 9550.1769 | -53.0778 | Non-Comp | 1481.6347 | 1008.9472 | -56.6543 | Comp | 1239.5911 | 9549.257 | -53.0778 | Non-Comp | 1481.6347 | 1008.9472 | -56.6543 | Comp | 1020.6618 | 1493.4476 | -53.0778 | Comp
CSC | 303 | SLCSTHS5 | 1830__H | Tradinghouse Ses to Lake Cre | WATCO | WWDWY | 662.2 | POWER_BALANCE | 1323.7178 | 965.8192 | -101.7062 | Comp | 1105.8091 | 9548.0281 | -80.9339 | Non-Comp | 0 | 9548.9642 | -79.2328 | Non-Comp | 1477.1504 | 1014.5752 | -82.8093 | Comp | 1740.616 | 9548.0281 | -80.9339 | Non-Comp | 1477.1504 | 1014.5752 | -82.8093 | Comp | 1069.5055 | 1385.365 | -80.9339 | Comp
CSC | 304 | SLCSTHS5 | 1830__G | Tradinghouse Ses to Lake Cre | WWEST | WWDWY | 662.2 | POWER_BALANCE | 906.3322 | 1111.1657 | -128.0371 | Comp | 9547.1745 | 1158.4836 | -67.2291 | Non-Comp | 9548.1219 | 0 | -94.1009 | Non-Comp | 982.1625 | 1296.2304 | -93.9778 | Comp | 9547.1745 | 1896.7403 | -67.2291 | Non-Comp | 982.1625 | 1296.2304 | -93.9778 | Comp | 1284.6636 | 1133.4893 | -67.2291 | Comp
CSC | 305 | SLCSTHS5 | 1830__C | Tradinghouse Ses to Lake Cre | TMECR | MPHTP | 268 | POWER_BALANCE | 1232.7498 | 882.8734 | -65.4146 | Comp | 1091.5455 | 9550.0989 | -41.5976 | Non-Comp | 0 | 9551.0167 | -41.5976 | Non-Comp | 1341.4136 | 1072.5802 | -45.6327 | Comp | 1098.6802 | 9550.0989 | -41.5976 | Non-Comp | 1341.4136 | 1072.5802 | -45.6327 | Comp | 997.5304 | 1554.023 | -41.5976 | Comp
CSC | 306 | SLCSTHS5 | 1830__B | Tradinghouse Ses to Lake Cre | MPHTP | SPVTP | 268 | POWER_BALANCE | 1243.699 | 969.8489 | -72.0742 | Comp | 1094.4777 | 9549.4247 | -49.6008 | Non-Comp | 0 | 9550.3424 | -49.6008 | Non-Comp | 1494.1362 | 1021.5588 | -53.1773 | Comp | 1205.5205 | 9549.4247 | -49.6008 | Non-Comp | 1494.1362 | 1021.5588 | -53.1773 | Comp | 1012.6317 | 1507.5417 | -49.6008 | Comp
CSC | 307 | SLCSTHS5 | 1830__A | Tradinghouse Ses to Lake Cre | MPHTP | MCGPH | 105 | POWER_BALANCE | 1237.7429 | 587.6653 | 5.9403 | Comp | 637.7074 | 9567.0162 | 7.0081 | Non-Comp | 0 | 0 | 6.2377 | Comp | 1602.8354 | 674.7546 | 7.0718 | Comp | 924.6528 | 9567.0162 | 7.0081 | Non-Comp | 1602.8354 | 674.7546 | 7.0718 | Comp | 608.6015 | 7655.1521 | 7.0081 | Non-Comp
CSC | 308 | SLCSTHS5 | 1295__A | Tradinghouse Ses to Lake Cre | TMPSW | TMPCR | 564.8 | POWER_BALANCE | 1243.3729 | 839.1559 | -291.1392 | Comp | 1079.0061 | 1573.2966 | -225.7471 | Comp | 2236.3202 | 0 | -308.7506 | Comp | 1460.612 | 1125.0104 | -257.1837 | Comp | 1961.8915 | 1578.2522 | -225.7471 | Comp | 1460.612 | 1125.0104 | -257.1837 | Comp | 923.1971 | 1551.3336 | -225.7471 | Comp
CSC | 309 | SLCSTHS5 | 490__A | Tradinghouse Ses to Lake Cre | TMPCR | THSES | 1340 | CONSTRAINT_LIMIT | 1238.5203 | 820.9216 | -1106.9425 | Comp | 1001.751 | 1612.3167 | -869.6564 | Comp | 900.0974 | 1612.3167 | -869.6564 | Comp | 1478.323 | 987.0557 | -1043.8623 | Comp | 1068.325 | 1624.1469 | -869.6564 | Comp | 1478.323 | 987.0557 | -1043.8623 | Comp | 891.4416 | 1597.3762 | -869.6564 | Comp
CSC | 310 | SLCSTHS5 | 315__A | Tradinghouse Ses to Lake Cre | TMPSW | TMPCR | 1340 | POWER_BALANCE | 1345.3051 | 854.4184 | -514.7356 | Comp | 1054.7972 | 1618.9642 | -405.4207 | Comp | 1070.2843 | 1587.2146 | -405.4207 | Comp | 1411.2815 | 1014.724 | -477.399 | Comp | 1070.2843 | 1587.8442 | -405.4207 | Comp | 1411.2815 | 1014.724 | -477.399 | Comp | 902.7024 | 1604.4223 | -405.4207 | Comp
CSC | 311 | SLCSTHS5 | 300__A | Tradinghouse Ses to Lake Cre | TMPSW | LCSES | 1340 | CONSTRAINT_LIMIT | 1063.3485 | 715.8088 | -2774.7805 | Comp | 1069.5507 | 1774.3303 | -2134.8245 | Comp | 953.4804 | 1583.7873 | -2134.8245 | Comp | 1224.4259 | 995.8741 | -2407.5908 | Comp | 1089.7455 | 10000 | -2134.8245 | Non-Comp | 1224.4259 | 847.0227 | -2407.5908 | Comp | 948.1385 | 1583.7873 | -2134.8245 | Comp
CSC | 312 | SLCSTHS5 | 280__A | Tradinghouse Ses to Lake Cre | THSES | LCSES | 1340 | CONSTRAINT_LIMIT | 810.2336 | 1140.3991 | -3001.8338 | Comp | 1387.0486 | 1087.0156 | -2337.3493 | Comp | 1391.7297 | 932.6982 | -2337.3493 | Comp | 1129.369 | 1453.9124 | -2366.9031 | Comp | 1206.0281 | 9992.0867 | -2337.3493 | Non-Comp | 1129.369 | 1270.6746 | -2366.9031 | Comp | 1391.6951 | 946.4724 | -2337.3493 | Comp
CSC | 313 | SLCSTHS5 | 1830__H | Tradinghouse Ses to Lake Cre | WWDWY | WATCO | 662.2 | POWER_BALANCE | 899.2882 | 1151.713 | -146.9351 | Comp | 9548.0281 | 1145.8507 | -86.1271 | Non-Comp | 9548.9642 | 0 | -112.9989 | Non-Comp | 982.769 | 1344.6978 | -112.8758 | Comp | 9548.0281 | 1789.7717 | -86.1271 | Non-Comp | 982.769 | 1344.6978 | -112.8758 | Comp | 1345.5913 | 1104.7752 | -86.1271 | Comp
CSC | 314 | SLCSTHS5 | 1830__G | Tradinghouse Ses to Lake Cre | WWDWY | WWEST | 662.2 | POWER_BALANCE | 1377.6634 | 962.0485 | -120.6042 | Comp | 1117.9004 | 9547.1745 | -99.8319 | Non-Comp | 0 | 9548.1219 | -98.1308 | Non-Comp | 1322.264 | 1015.43 | -101.7073 | Comp | 1842.0463 | 9547.1745 | -99.8319 | Non-Comp | 1322.264 | 1015.43 | -101.7073 | Comp | 1096.4273 | 1326.7118 | -99.8319 | Comp
CSC | 315 | STKWGRS5 | 651__E | Graham Ses to Tonkawa Switch | STNVL | DUBLN | 314 | POWER_BALANCE | 600.3168 | 1209.8453 | -176.7319 | Comp | 9817.6039 | 2226.3714 | -80.9585 | Non-Comp | 5254.2425 | 3673.3292 | -80.9585 | Non-Comp | 675.7555 | 1210.9856 | -147.0117 | Comp | 10000 | 2623.8618 | -80.9585 | Non-Comp | 675.7555 | 1210.9856 | -147.0117 | Comp | 2282.5955 | 1384.6592 | -80.9585 | Comp
CSC | 316 | STKWGRS5 | 651__D | Graham Ses to Tonkawa Switch | DUBLN | HAS | 233 | POWER_BALANCE | 601.8955 | 1211.09 | -186.7439 | Comp | 9817.3189 | 2223.5053 | -90.9705 | Non-Comp | 5256.1308 | 2970.3306 | -90.9705 | Non-Comp | 677.469 | 1179.8809 | -157.0237 | Comp | 10000 | 2623.7555 | -90.9705 | Non-Comp | 677.469 | 1179.8809 | -157.0237 | Comp | 2571.1752 | 1292.1623 | -90.9705 | Non-Comp
CSC | 317 | STKWGRS5 | 651__B | Graham Ses to Tonkawa Switch | CMNTP | CMNSW | 233 | POWER_BALANCE | 726.6642 | 1143.3251 | -208.5677 | Comp | 9818.0093 | 2018.7853 | -112.8657 | Non-Comp | 4898.6384 | 2698.255 | -114.1955 | Non-Comp | 818.9737 | 4872.8375 | -170.7908 | Non-Comp | 10000 | 2687.71 | -112.8657 | Non-Comp | 818.9737 | 1422.9647 | -170.7908 | Comp | 2963.1069 | 1822.318 | -112.8657 | Non-Comp
CSC | 318 | STKWGRS5 | 651__A | Graham Ses to Tonkawa Switch | CMNTP | CMNCH | 233 | POWER_BALANCE | 0 | 685.043 | 3.305 | Comp | 738.6267 | 0 | 3.305 | Comp | 0 | 0 | 3.305 | Comp | 0 | 738.6267 | 3.305 | Comp | 738.6267 | 0 | 3.305 | Comp | 0 | 738.6267 | 3.305 | Comp | 738.6267 | 0 | 3.305 | Comp
CSC | 319 | STKWGRS5 | 6380__D | Graham Ses to Tonkawa Switch | MURRY | PAIP | 194 | POWER_BALANCE | 619.5032 | 1187.7448 | -186.2547 | Comp | 9015.7513 | 6759.7341 | 1.4655 | Non-Comp | 8564.4602 | 2659.7227 | 1.4655 | Non-Comp | 663.4843 | 1389.2139 | -144.7991 | Comp | 9015.7513 | 2614.2806 | 1.4655 | Non-Comp | 663.4843 | 1389.2139 | -144.7991 | Comp | 883.1471 | 1948.7297 | 1.4655 | Comp
CSC | 320 | STKWGRS5 | 6380__A | Graham Ses to Tonkawa Switch | GRSES | MURRY | 233 | POWER_BALANCE | 578.5931 | 1202.2963 | -184.0127 | Comp | 9016.3263 | 6758.6109 | 3.7075 | Non-Comp | 8565.969 | 2659.6796 | 3.7075 | Non-Comp | 1283.2596 | 1276.1642 | -91.9653 | Comp | 9016.3263 | 2614.6066 | 3.7075 | Non-Comp | 610.8644 | 1276.1642 | -142.5571 | Comp | 880.4177 | 1949.5257 | 3.7075 | Comp
CSC | 321 | STKWGRS5 | 6029__A | Graham Ses to Tonkawa Switch | CFRSW | LNCRK | 1340 | POWER_BALANCE | 599.0703 | 1238.1065 | -1247.6136 | Comp | 10000 | 2696.1589 | -104.5016 | Non-Comp | 1548.0896 | 2093.8193 | -104.5016 | Comp | 622.3851 | 10000 | -943.1338 | Non-Comp | 10000 | 2696.1589 | -104.5016 | Non-Comp | 622.3851 | 1309.3271 | -943.1338 | Comp | 995.8512 | 2073.7535 | -104.5016 | Comp
CSC | 322 | STKWGRS5 | 6028__A | Graham Ses to Tonkawa Switch | GRSES | CFRSW | 1340 | POWER_BALANCE | 882.5059 | 724.8198 | -1039.9871 | Comp | 3128.268 | 2692.3135 | -104.991 | Non-Comp | 1595.0348 | 2091.215 | -104.991 | Comp | 1306.5905 | 791.8002 | -652.16 | Comp | 10000 | 2914.7426 | -104.991 | Non-Comp | 556.3131 | 791.8002 | -652.16 | Comp | 1005.8353 | 2071.1867 | -104.991 | Comp
CSC | 323 | STKWGRS5 | 6024__A | Graham Ses to Tonkawa Switch | GRSES | LNCRK | 1340 | POWER_BALANCE | 884.6952 | 735.5889 | -1015.0555 | Comp | 3128.268 | 2694.3275 | -104.2021 | Non-Comp | 1657.2908 | 2092.579 | -104.2021 | Comp | 1284.4468 | 793.899 | -645.7378 | Comp | 10000 | 2694.3275 | -104.2021 | Non-Comp | 557.726 | 793.899 | -645.7378 | Comp | 1005.8353 | 2072.531 | -104.2021 | Comp
CSC | 324 | STKWGRS5 | 6012__A | Graham Ses to Tonkawa Switch | JCKSW | BOMSW | 1167.4 | POWER_BALANCE | 2304.2664 | 745.5601 | -676.4489 | Comp | 5011.4983 | 2298.7568 | -259.7202 | Non-Comp | 5011.4983 | 1153.6039 | -259.7202 | Non-Comp | 2304.2632 | 836.159 | -530.0852 | Comp | 5011.4983 | 2298.7568 | -259.7202 | Non-Comp | 481.0125 | 836.159 | -640.9938 | Comp | 847.7513 | 1152.4919 | -259.7202 | Comp
CSC | 325 | STKWGRS5 | 6011__A | Graham Ses to Tonkawa Switch | BOMSW | FSHSW | 1188.7 | POWER_BALANCE | 682.7352 | 1197.3868 | -731.4058 | Comp | 4618.6894 | 2550.386 | -319.0562 | Non-Comp | 5011.7547 | 1346.2785 | -319.0562 | Non-Comp | 2092.9146 | 1385.1931 | -590.4701 | Comp | 5011.7547 | 2702.1367 | -319.0562 | Non-Comp | 557.2169 | 1385.1931 | -706.9835 | Comp | 870.7106 | 1303.7614 | -319.0562 | Comp
CSC | 326 | STKWGRS5 | 651__E | Graham Ses to Tonkawa Switch | DUBLN | STNVL | 314 | POWER_BALANCE | 1171.5868 | 603.1572 | -133.8572 | Comp | 1155.5328 | 9983.954 | -55.6385 | Non-Comp | 1969.7536 | 5297.4687 | -55.6385 | Non-Comp | 1241.3247 | 684.401 | -95.9085 | Comp | 1284.3045 | 10000 | -55.6385 | Non-Comp | 1241.3247 | 684.401 | -95.9085 | Comp | 973.1924 | 2294.3942 | -55.6385 | Comp
CSC | 327 | STKWGRS5 | 651__D | Graham Ses to Tonkawa Switch | HAS | DUBLN | 233 | POWER_BALANCE | 1186.2623 | 604.9097 | -123.8452 | Comp | 1154.6914 | 9983.9285 | -45.6265 | Non-Comp | 1430.3901 | 5299.5139 | -45.6265 | Non-Comp | 1209.8037 | 686.3657 | -85.8965 | Comp | 1284.3858 | 10000 | -45.6265 | Non-Comp | 1209.8037 | 686.3657 | -85.8965 | Comp | 931.4525 | 2585.5797 | -45.6265 | Comp
CSC | 328 | STKWGRS5 | 651__B | Graham Ses to Tonkawa Switch | CMNSW | CMNTP | 233 | POWER_BALANCE | 1143.3251 | 783.575 | -122.4109 | Comp | 1093.756 | 9983.9903 | -33.1681 | Non-Comp | 1306.5022 | 4934.7434 | -33.1681 | Non-Comp | 4872.8375 | 719.1389 | -51.875 | Non-Comp | 1280.437 | 10000 | -33.1681 | Non-Comp | 1492.2059 | 719.1389 | -76.7377 | Comp | 1226.2403 | 2980.0266 | -33.1681 | Comp
CSC | 329 | STKWGRS5 | 651__A | Graham Ses to Tonkawa Switch | CMNCH | CMNTP | 233 | POWER_BALANCE | 685.043 | 0 | -3.305 | Comp | 0 | 766.2773 | -3.305 | Comp | 0 | 0 | -3.305 | Comp | 738.6267 | 0 | -3.305 | Comp | 0 | 766.2773 | -3.305 | Comp | 738.6267 | 0 | -3.305 | Comp | 0 | 766.2773 | -3.305 | Comp
CSC | 330 | STKWGRS5 | 6380__D | Graham Ses to Tonkawa Switch | PAIP | MURRY | 194 | POWER_BALANCE | 1238.5565 | 646.0255 | -136.4975 | Comp | 2605.658 | 5252.6554 | -134.8275 | Non-Comp | 1264.7782 | 9779.4257 | -135.6843 | Non-Comp | 1419.8446 | 712.104 | -129.9051 | Comp | 2614.2806 | 5252.6554 | -134.8275 | Non-Comp | 1419.8446 | 712.104 | -129.9051 | Comp | 1070.2923 | 889.7612 | -134.8275 | Comp
CSC | 331 | STKWGRS5 | 6380__A | Graham Ses to Tonkawa Switch | MURRY | GRSES | 233 | POWER_BALANCE | 1259.5959 | 583.3119 | -138.7395 | Comp | 2605.2201 | 5253.3516 | -137.0695 | Non-Comp | 1264.7866 | 9779.74 | -137.9263 | Non-Comp | 1468.0411 | 1283.2596 | -132.1471 | Comp | 2614.6066 | 5253.3516 | -137.0695 | Non-Comp | 1468.0411 | 623.708 | -132.1471 | Comp | 1070.5865 | 887.0763 | -137.0695 | Comp
CSC | 332 | STKWGRS5 | 6029__A | Graham Ses to Tonkawa Switch | LNCRK | CFRSW | 1340 | POWER_BALANCE | 1234.7364 | 651.7682 | -742.9742 | Comp | 1293.5037 | 10000 | -736.4571 | Non-Comp | 1126.633 | 1590.9401 | -691.441 | Comp | 10000 | 677.3928 | -742.328 | Non-Comp | 1293.5037 | 10000 | -736.4571 | Non-Comp | 1453.1155 | 677.3928 | -697.2666 | Comp | 1120.5003 | 1010.7701 | -736.4571 | Comp
CSC | 333 | STKWGRS5 | 6028__A | Graham Ses to Tonkawa Switch | CFRSW | GRSES | 1340 | POWER_BALANCE | 1202.6821 | 882.5059 | -699.6034 | Comp | 1283.55 | 3128.268 | -735.9061 | Non-Comp | 1118.6602 | 1595.2865 | -690.8919 | Comp | 1759.7924 | 1306.5905 | -690.9182 | Comp | 1891.2752 | 10000 | -735.9061 | Non-Comp | 1759.7924 | 551.6413 | -690.9182 | Comp | 1112.596 | 1011.6833 | -735.9061 | Comp
CSC | 334 | STKWGRS5 | 6024__A | Graham Ses to Tonkawa Switch | LNCRK | GRSES | 1340 | POWER_BALANCE | 1227.2013 | 884.6952 | -695.9985 | Comp | 1288.7046 | 3128.268 | -732.1141 | Non-Comp | 1122.7869 | 1657.5589 | -687.3318 | Comp | 1779.1074 | 1284.4468 | -687.358 | Comp | 1288.7046 | 10000 | -732.1141 | Non-Comp | 1779.1074 | 554.2907 | -687.358 | Comp | 1116.6872 | 1011.6833 | -732.1141 | Comp
CSC | 335 | STKWGRS5 | 6012__A | Graham Ses to Tonkawa Switch | BOMSW | JCKSW | 1167.4 | POWER_BALANCE | 1329.1332 | 2304.2664 | -563.011 | Comp | 2298.7568 | 5011.4983 | -503.9874 | Non-Comp | 799.2809 | 5011.4983 | -478.7129 | Non-Comp | 1892.5268 | 2304.2632 | -498.335 | Comp | 2298.7568 | 5011.4983 | -503.9874 | Non-Comp | 1892.5268 | 474.6958 | -498.335 | Comp | 800.29 | 854.4548 | -503.9874 | Comp
CSC | 336 | STKWGRS5 | 6011__A | Graham Ses to Tonkawa Switch | FSHSW | BOMSW | 1188.7 | POWER_BALANCE | 1248.297 | 682.7352 | -441.2944 | Comp | 2550.386 | 4618.6894 | -381.6119 | Non-Comp | 895.8578 | 5011.7547 | -364.1674 | Non-Comp | 1482.8972 | 2092.9146 | -374.6981 | Comp | 2702.1367 | 5011.7547 | -381.6119 | Non-Comp | 1482.8972 | 563.846 | -374.6981 | Comp | 877.8395 | 876.7543 | -381.6119 | Comp
CSC | 337 | STMPTHS5 | 1830__F | Temple Pecan Creek to Tradin | COTONBLT | WATCO | 214 | CONSTRAINT_LIMIT | 1213.7924 | 945.2601 | -232.4202 | Comp | 1059.3819 | 1582.6326 | -181.8959 | Comp | 10000 | 0 | -241.3244 | Non-Comp | 1504.7079 | 1012.6352 | -203.6747 | Comp | 1086.0373 | 1581.5831 | -181.8959 | Comp | 1504.7079 | 1012.6352 | -203.6747 | Comp | 939.7947 | 1540.0005 | -181.8959 | Comp
CSC | 338 | STMPTHS5 | 1830__E | Temple Pecan Creek to Tradin | COTONBLT | SPVTP | 214 | CONSTRAINT_LIMIT | 978.7481 | 1196.6598 | -348.1556 | Comp | 1477.3719 | 1096.6073 | -243.4269 | Comp | 0 | 10000 | -289.4412 | Non-Comp | 980.1838 | 1442.0498 | -279.4127 | Comp | 1485.9446 | 1125.1333 | -243.4269 | Comp | 980.1838 | 1442.0498 | -279.4127 | Comp | 1440.7881 | 965.3603 | -243.4269 | Comp
CSC | 339 | STMPTHS5 | 1830__C | Temple Pecan Creek to Tradin | MPHTP | TMECR | 268 | CONSTRAINT_LIMIT | 965.3603 | 1201.3214 | -376.7055 | Comp | 1476.8043 | 1102.0494 | -266.8226 | Comp | 0 | 5907.5498 | -290.635 | Non-Comp | 1012.3984 | 1450.0573 | -304.6214 | Comp | 1486.2039 | 1123.2484 | -266.8226 | Comp | 1012.3984 | 1450.0573 | -304.6214 | Comp | 1442.2788 | 960.8803 | -266.8226 | Comp
CSC | 340 | STMPTHS5 | 1830__B | Temple Pecan Creek to Tradin | SPVTP | MPHTP | 268 | CONSTRAINT_LIMIT | 978.6974 | 1196.8651 | -351.6326 | Comp | 1476.8853 | 1103.3107 | -246.9039 | Comp | 0 | 9473.4613 | -292.9182 | Non-Comp | 980.9226 | 1450.2564 | -282.8897 | Comp | 1485.7125 | 1124.6615 | -246.9039 | Comp | 980.9226 | 1450.2564 | -282.8897 | Comp | 1440.9741 | 963.913 | -246.9039 | Comp
CSC | 341 | STMPTHS5 | 1830__A | Temple Pecan Creek to Tradin | MCGPH | MPHTP | 105 | POWER_BALANCE | 906.0106 | 1232.0912 | -25.0729 | Comp | 1507.0573 | 1076.455 | -19.9187 | Comp | 0 | 0 | -22.2405 | Comp | 961.8709 | 1538.1463 | -20.215 | Comp | 3022.4809 | 1101.6212 | -19.9187 | Non-Comp | 961.8709 | 1538.1463 | -20.215 | Comp | 1475.178 | 937.9102 | -19.9187 | Comp
CSC | 342 | STMPTHS5 | 1295__A | Temple Pecan Creek to Tradin | TMPCR | TMPSW | 564.8 | POWER_BALANCE | 918.8463 | 1142.782 | -322.0362 | Comp | 1485.6042 | 1124.7897 | -224.4547 | Comp | 0 | 10000 | -265.4045 | Non-Comp | 987.3408 | 1351.5944 | -256.4534 | Comp | 1497.2653 | 2126.2264 | -224.4547 | Comp | 987.3408 | 1351.5944 | -256.4534 | Comp | 1449.9452 | 963.2559 | -224.4547 | Comp
CSC | 343 | STMPTHS5 | 315__A | Temple Pecan Creek to Tradin | TMPCR | TMPSW | 1340 | POWER_BALANCE | 863.8279 | 1138.0062 | -103.2009 | Comp | 1485.6042 | 1124.7897 | -71.9296 | Comp | 0 | 0 | -85.2904 | Comp | 962.2444 | 1348.1306 | -73.6505 | Comp | 1497.2653 | 2126.2264 | -71.9296 | Comp | 962.2444 | 1348.1306 | -73.6505 | Comp | 1449.9452 | 963.2559 | -71.9296 | Comp
CSC | 344 | STMPTHS5 | 300__A | Temple Pecan Creek to Tradin | LCSES | TMPSW | 1340 | CONSTRAINT_LIMIT | 819.0184 | 969.6996 | -4961.1255 | Comp | 1395.2272 | 1099.7963 | -3506.7963 | Comp | 1472.2333 | 960.1827 | -3506.7963 | Comp | 980.7696 | 1168.9968 | -4026.4819 | Comp | 1694.3577 | 1124.4013 | -3506.7963 | Comp | 938.71 | 1106.7473 | -4026.4819 | Comp | 1472.2333 | 960.1827 | -3506.7963 | Comp
CSC | 345 | STMPTHS5 | 290__A | Temple Pecan Creek to Tradin | LCSES | THSES | 1340 | CONSTRAINT_LIMIT | 1234.7524 | 780.9345 | -1314.6325 | Comp | 1041.75 | 1561.2752 | -926.0185 | Comp | 925.4172 | 1574.4499 | -926.0185 | Comp | 1493.0303 | 942.1863 | -1210.7319 | Comp | 2758.4825 | 1427.0709 | -926.0185 | Non-Comp | 1428.6626 | 942.1863 | -1210.7319 | Comp | 912.9641 | 1574.4499 | -926.0185 | Comp
CSC | 346 | STMPTHS5 | 280__A | Temple Pecan Creek to Tradin | LCSES | THSES | 1340 | CONSTRAINT_LIMIT | 1235.3706 | 789.8806 | -1207.05 | Comp | 1041.6862 | 1503.5046 | -890.4217 | Comp | 916.1885 | 1524.3123 | -890.4217 | Comp | 1494.0895 | 942.3365 | -1157.158 | Comp | 2195.3651 | 1985.8885 | -890.4217 | Comp | 1420.3409 | 942.3365 | -1157.158 | Comp | 909.0918 | 1524.3123 | -890.4217 | Comp
CSC | 347 | STMPTHS5 | 1830__F | Temple Pecan Creek to Tradin | WATCO | COTONBLT | 214 | CONSTRAINT_LIMIT | 973.6422 | 1165.5101 | -345.2826 | Comp | 1477.7678 | 1097.1034 | -240.5539 | Comp | 0 | 10000 | -286.5682 | Non-Comp | 977.5026 | 1407.4708 | -276.5397 | Comp | 1486.1335 | 1125.5277 | -240.5539 | Comp | 977.5026 | 1407.4708 | -276.5397 | Comp | 1440.6379 | 966.6167 | -240.5539 | Comp
CSC | 348 | STMPTHS5 | 1830__E | Temple Pecan Creek to Tradin | SPVTP | COTONBLT | 214 | CONSTRAINT_LIMIT | 1218.6526 | 949.9587 | -229.5472 | Comp | 1058.906 | 1582.0936 | -179.0229 | Comp | 10000 | 0 | -238.4514 | Non-Comp | 1517.0131 | 1009.0648 | -200.5174 | Comp | 1085.6565 | 1581.291 | -179.0229 | Comp | 1517.0131 | 1009.0648 | -200.5174 | Comp | 938.6215 | 1540.0931 | -179.0229 | Comp
CSC | 349 | STMPTHS5 | 1830__H | Temple Pecan Creek to Tradin | WATCO | WWDWY | 662.2 | POWER_BALANCE | 1286.7725 | 927.9556 | -255.7022 | Comp | 1087.5288 | 1586.7394 | -205.1779 | Comp | 10000 | 0 | -264.6064 | Non-Comp | 1365.9332 | 995.4501 | -225.2308 | Comp | 1089.2811 | 1461.0146 | -205.1779 | Comp | 1365.9332 | 995.4501 | -225.2308 | Comp | 951.476 | 1539.3249 | -205.1779 | Comp
CSC | 350 | STMPTHS5 | 1830__G | Temple Pecan Creek to Tradin | WWEST | WWDWY | 662.2 | POWER_BALANCE | 937.2621 | 1073.7589 | -303.1026 | Comp | 1483.0061 | 1130.0135 | -198.3739 | Comp | 0 | 10000 | -244.3882 | Non-Comp | 968.8242 | 1229.2824 | -234.3597 | Comp | 1366.8757 | 1133.3221 | -198.3739 | Comp | 968.8242 | 1229.2824 | -234.3597 | Comp | 1438.7362 | 992.9113 | -198.3739 | Comp
CSC | 351 | STMPTHS5 | 1830__C | Temple Pecan Creek to Tradin | TMECR | MPHTP | 268 | CONSTRAINT_LIMIT | 1230.038 | 868.6306 | -228.8647 | Comp | 1067.2899 | 1581.0051 | -175.9293 | Comp | 5907.5498 | 0 | -238.2139 | Non-Comp | 1524.1168 | 1116.4867 | -198.4369 | Comp | 1083.8396 | 1581.2052 | -175.9293 | Comp | 1524.1168 | 1116.4867 | -198.4369 | Comp | 934.4357 | 1541.3868 | -175.9293 | Comp
CSC | 352 | STMPTHS5 | 1830__B | Temple Pecan Creek to Tradin | MPHTP | SPVTP | 268 | CONSTRAINT_LIMIT | 1226.3667 | 937.1253 | -226.0702 | Comp | 1068.4725 | 1581.431 | -175.5459 | Comp | 9473.4613 | 0 | -234.9744 | Non-Comp | 1530.9984 | 1002.5596 | -197.0404 | Comp | 1085.201 | 1580.9322 | -175.5459 | Comp | 1530.9984 | 1002.5596 | -197.0404 | Comp | 937.2709 | 1540.2082 | -175.5459 | Comp
CSC | 353 | STMPTHS5 | 1830__A | Temple Pecan Creek to Tradin | MPHTP | MCGPH | 105 | POWER_BALANCE | 1238.811 | 899.4664 | -2.7945 | Comp | 1043.2889 | 1592.1127 | -0.38337 | Comp | 0 | 0 | -3.2395 | Comp | 1567.2329 | 1068.6083 | -1.3259 | Comp | 1063.0144 | 3022.4809 | -0.38337 | Non-Comp | 1567.2329 | 1068.6083 | -1.3259 | Comp | 913.4185 | 1566.6859 | -0.38337 | Comp
CSC | 354 | STMPTHS5 | 1295__A | Temple Pecan Creek to Tradin | TMPSW | TMPCR | 564.8 | POWER_BALANCE | 1262.4298 | 865.8823 | -211.444 | Comp | 1085.5005 | 1589.653 | -164.3377 | Comp | 10000 | 0 | -218.9203 | Non-Comp | 1465.9525 | 1129.7721 | -182.5118 | Comp | 2054.0759 | 1590.173 | -164.3377 | Comp | 1465.9525 | 1129.7721 | -182.5118 | Comp | 936.6863 | 1548.7823 | -164.3377 | Comp
CSC | 355 | STMPTHS5 | 315__A | Temple Pecan Creek to Tradin | TMPSW | TMPCR | 1340 | POWER_BALANCE | 1370.8579 | 897.0056 | -67.7601 | Comp | 1085.5005 | 1589.653 | -52.6643 | Comp | 0 | 0 | -70.156 | Comp | 1438.492 | 1078.0623 | -57.0232 | Comp | 2054.0759 | 1590.173 | -52.6643 | Comp | 1438.492 | 1078.0623 | -57.0232 | Comp | 936.6863 | 1548.7823 | -52.6643 | Comp
CSC | 356 | STMPTHS5 | 300__A | Temple Pecan Creek to Tradin | TMPSW | LCSES | 1340 | CONSTRAINT_LIMIT | 1052.7896 | 819.0184 | -3202.5427 | Comp | 1065.2673 | 1497.6962 | -2458.6164 | Comp | 933.8843 | 1579.0783 | -2458.6164 | Comp | 1170.7424 | 980.7696 | -2797.7212 | Comp | 1084.9565 | 1708.5072 | -2458.6164 | Comp | 1170.7424 | 915.1741 | -2797.7212 | Comp | 933.8843 | 1579.0783 | -2458.6164 | Comp
CSC | 357 | STMPTHS5 | 290__A | Temple Pecan Creek to Tradin | THSES | LCSES | 1340 | CONSTRAINT_LIMIT | 791.4154 | 1166.9755 | -2467.4586 | Comp | 1413.2155 | 1074.3533 | -1912.2244 | Comp | 1428.5002 | 948.8211 | -1912.2244 | Comp | 1131.8209 | 1493.0303 | -1947.7054 | Comp | 1262.6876 | 2758.4825 | -1912.2244 | Comp | 1131.8209 | 1319.3317 | -1947.7054 | Comp | 1428.5002 | 935.6662 | -1912.2244 | Comp
CSC | 358 | STMPTHS5 | 280__A | Temple Pecan Creek to Tradin | THSES | LCSES | 1340 | CONSTRAINT_LIMIT | 795.4686 | 1168.5569 | -2489.557 | Comp | 1375.2807 | 1074.2876 | -1931.566 | Comp | 1396.6807 | 939.1733 | -1931.566 | Comp | 1104.0889 | 1494.0895 | -1966.6137 | Comp | 1984.2515 | 2195.3651 | -1931.566 | Comp | 1104.0889 | 1311.9899 | -1966.6137 | Comp | 1396.6807 | 931.6245 | -1931.566 | Comp
CSC | 359 | STMPTHS5 | 1830__H | Temple Pecan Creek to Tradin | WWDWY | WATCO | 662.2 | POWER_BALANCE | 920.477 | 1100.8827 | -322.0006 | Comp | 1480.7843 | 1127.0171 | -217.2719 | Comp | 0 | 10000 | -263.2862 | Non-Comp | 973.3943 | 1285.0905 | -253.2577 | Comp | 1369.259 | 1128.8872 | -217.2719 | Comp | 973.3943 | 1285.0905 | -253.2577 | Comp | 1439.5234 | 979.0967 | -217.2719 | Comp
CSC | 360 | STMPTHS5 | 1830__G | Temple Pecan Creek to Tradin | WWDWY | WWEST | 662.2 | POWER_BALANCE | 1332.3276 | 920.0803 | -274.6002 | Comp | 1090.4211 | 1589.7639 | -224.0759 | Comp | 10000 | 0 | -283.5044 | Non-Comp | 1421.6781 | 989.4161 | -239.1774 | Comp | 1093.5188 | 1461.0755 | -224.0759 | Comp | 1421.6781 | 989.4161 | -239.1774 | Comp | 964.4397 | 1538.8605 | -224.0759 | Comp
CSC | 361 | SBOMJCK5 | 651__E | #N/A | DUBLN | STNVL | 314 | POWER_BALANCE | 1171.5927 | 603.403 | -129.7447 | Comp | 986.379 | 9983.9341 | -51.1831 | Non-Comp | 3315.3168 | 5296.5687 | -51.1831 | Non-Comp | 1241.3314 | 656.7103 | -91.5597 | Comp | 1273.907 | 10000 | -51.1831 | Non-Comp | 1241.3314 | 656.7103 | -91.5597 | Comp | 942.0567 | 2407.2521 | -51.1831 | Comp
CSC | 362 | SBOMJCK5 | 651__D | #N/A | HAS | DUBLN | 233 | POWER_BALANCE | 1164.3693 | 605.0556 | -119.7327 | Comp | 984.5593 | 9983.9085 | -41.1711 | Non-Comp | 3015.6153 | 5298.6128 | -41.1711 | Non-Comp | 1214.7228 | 686.5363 | -81.5477 | Comp | 1274.1308 | 10000 | -41.1711 | Non-Comp | 1214.7228 | 686.5363 | -81.5477 | Comp | 902.4024 | 2734.5469 | -41.1711 | Comp
CSC | 363 | SBOMJCK5 | 651__B | #N/A | CMNSW | CMNTP | 233 | POWER_BALANCE | 1121.9043 | 789.3027 | -118.653 | Comp | 1055.7799 | 9983.9648 | -29.0775 | Non-Comp | 1299.0492 | 4932.8084 | -29.0775 | Non-Comp | 4873.0172 | 722.6009 | -47.6725 | Non-Comp | 1272.2841 | 10000 | -29.0775 | Non-Comp | 1473.7013 | 722.6009 | -72.8399 | Comp | 1202.8264 | 3136.6161 | -29.0775 | Non-Comp
CSC | 364 | SBOMJCK5 | 651__A | #N/A | CMNCH | CMNTP | 233 | POWER_BALANCE | 685.043 | 0 | -3.305 | Comp | 0 | 766.2773 | -3.305 | Comp | 0 | 0 | -3.305 | Comp | 738.6267 | 0 | -3.305 | Comp | 0 | 766.2773 | -3.305 | Comp | 738.6267 | 0 | -3.305 | Comp | 0 | 766.2773 | -3.305 | Comp
CSC | 365 | SBOMJCK5 | 6380__D | #N/A | PAIP | MURRY | 194 | POWER_BALANCE | 1238.3811 | 646.4734 | -129.3911 | Comp | 2297.1265 | 5248.7004 | -125.5614 | Non-Comp | 1012.9767 | 9777.8336 | -126.3477 | Non-Comp | 1419.6594 | 712.6241 | -121.5218 | Comp | 4752.9316 | 5248.7004 | -125.5614 | Non-Comp | 1419.6594 | 712.6241 | -121.5218 | Comp | 994.4785 | 878.8004 | -125.5614 | Comp
CSC | 366 | SBOMJCK5 | 6380__A | #N/A | MURRY | GRSES | 233 | POWER_BALANCE | 1257.9201 | 582.9116 | -131.6331 | Comp | 2297.4595 | 5249.4152 | -127.8034 | Non-Comp | 1013.0548 | 9778.1633 | -128.5897 | Non-Comp | 1482.8109 | 997.2695 | -123.7638 | Comp | 4753.2461 | 5249.4152 | -127.8034 | Non-Comp | 1482.8109 | 623.0096 | -123.7638 | Comp | 994.6381 | 876.2604 | -127.8034 | Comp
CSC | 367 | SBOMJCK5 | 6035__A | #N/A | TKWSW | GRSES | 1340 | POWER_BALANCE | 1982.3323 | 942.9293 | -457.5454 | Comp | 1196.2375 | 1682.4934 | -473.6204 | Comp | 1163.0788 | 3347.0221 | -463.221 | Non-Comp | 1329.495 | 1370.5628 | -443.7298 | Comp | 1386.2725 | 3347.0221 | -473.6204 | Non-Comp | 1329.495 | 555.1921 | -443.7298 | Comp | 1160.6237 | 980.742 | -473.6204 | Comp
CSC | 368 | SBOMJCK5 | 6029__A | #N/A | LNCRK | CFRSW | 1340 | POWER_BALANCE | 1232.4097 | 584.158 | -694.5734 | Comp | 1017.2106 | 10000 | -667.158 | Non-Comp | 997.6259 | 1403.3152 | -651.986 | Comp | 10000 | 650.3793 | -675.0883 | Non-Comp | 1017.2106 | 10000 | -667.158 | Non-Comp | 1523.5277 | 650.3793 | -637.9947 | Comp | 994.3883 | 996.1579 | -667.158 | Comp
CSC | 369 | SBOMJCK5 | 6028__A | #N/A | CFRSW | GRSES | 1340 | POWER_BALANCE | 1299.9232 | 824.2202 | -650.8992 | Comp | 1009.4791 | 1352.0297 | -666.6026 | Comp | 990.1304 | 1408.9626 | -651.4339 | Comp | 1951.1309 | 1748.3985 | -628.418 | Comp | 3765.8145 | 3346.6491 | -666.6026 | Non-Comp | 1951.1309 | 508.3693 | -628.418 | Comp | 986.9315 | 997.1215 | -666.6026 | Comp
CSC | 370 | SBOMJCK5 | 6024__A | #N/A | LNCRK | GRSES | 1340 | POWER_BALANCE | 1331.5297 | 824.7595 | -647.5452 | Comp | 1013.4902 | 1352.0297 | -663.1677 | Comp | 994.0186 | 1408.9626 | -648.0772 | Comp | 1949.5504 | 1008.3126 | -625.1798 | Comp | 1013.4902 | 3346.6491 | -663.1677 | Non-Comp | 1949.5504 | 518.8443 | -625.1798 | Comp | 990.7996 | 997.1215 | -663.1677 | Comp
CSC | 371 | SBOMJCK5 | 6011__A | #N/A | FSHSW | BOMSW | 1188.7 | POWER_BALANCE | 0 | 685.043 | 0 | Comp | 0 | 0 | 0 | Comp | 0 | 0 | 0 | Comp | 0 | 738.6267 | 0 | Comp | 0 | 0 | 0 | Comp | 0 | 738.6267 | 0 | Comp | 0 | 0 | 0 | Comp
CSC | 372 | SBOMJCK5 | 651__E | #N/A | STNVL | DUBLN | 314 | POWER_BALANCE | 600.5445 | 1212.9206 | -169.9181 | Comp | 9817.381 | 1704.0471 | -81.6566 | Non-Comp | 5253.286 | 3315.3168 | -99.8234 | Non-Comp | 676.0155 | 1210.9944 | -142.1456 | Comp | 10000 | 2613.5633 | -81.6566 | Non-Comp | 676.0155 | 1210.9944 | -142.1456 | Comp | 2394.4548 | 1311.1264 | -81.6566 | Comp
CSC | 373 | SBOMJCK5 | 651__D | #N/A | DUBLN | HAS | 233 | POWER_BALANCE | 602.0311 | 1211.1037 | -179.9301 | Comp | 9817.0952 | 1698.5952 | -91.6686 | Non-Comp | 5255.1726 | 3015.6153 | -109.8354 | Non-Comp | 677.6246 | 1179.8817 | -152.1576 | Comp | 10000 | 2613.5899 | -91.6686 | Non-Comp | 677.6246 | 1179.8817 | -152.1576 | Comp | 2718.7542 | 1226.8343 | -91.6686 | Non-Comp
CSC | 374 | SBOMJCK5 | 651__B | #N/A | CMNTP | CMNSW | 233 | POWER_BALANCE | 732.5722 | 1132.1061 | -203.6626 | Comp | 9817.7246 | 1913.2539 | -114.3611 | Non-Comp | 4896.6611 | 2695.0685 | -116.2805 | Non-Comp | 819.0113 | 4873.0172 | -168.4365 | Non-Comp | 10000 | 2684.0682 | -114.3611 | Non-Comp | 819.0113 | 1426.4002 | -168.4365 | Comp | 3118.2933 | 1745.1156 | -114.3611 | Non-Comp
CSC | 375 | SBOMJCK5 | 651__A | #N/A | CMNTP | CMNCH | 233 | POWER_BALANCE | 0 | 685.043 | 3.305 | Comp | 738.6267 | 0 | 3.305 | Comp | 0 | 0 | 3.305 | Comp | 0 | 738.6267 | 3.305 | Comp | 738.6267 | 0 | 3.305 | Comp | 0 | 738.6267 | 3.305 | Comp | 738.6267 | 0 | 3.305 | Comp
CSC | 376 | SBOMJCK5 | 6380__D | #N/A | MURRY | PAIP | 194 | POWER_BALANCE | 619.8628 | 1187.5668 | -174.8846 | Comp | 9012.4659 | 1956.2386 | -2.7267 | Non-Comp | 8557.0086 | 1732.2144 | -2.7267 | Non-Comp | 663.8956 | 1394.876 | -137.3438 | Comp | 9012.4659 | 4752.9316 | -2.7267 | Non-Comp | 663.8956 | 1394.876 | -137.3438 | Comp | 872.1493 | 1706.305 | -2.7267 | Comp
CSC | 377 | SBOMJCK5 | 6380__A | #N/A | GRSES | MURRY | 233 | POWER_BALANCE | 578.1035 | 1202.2837 | -172.6426 | Comp | 9013.0621 | 1956.5804 | -0.48473 | Non-Comp | 8558.5881 | 1732.2578 | -0.48473 | Non-Comp | 997.2695 | 1276.1368 | -89.2619 | Comp | 9013.0621 | 4753.2461 | -0.48473 | Non-Comp | 610.0492 | 1276.1368 | -135.1018 | Comp | 869.565 | 1706.5341 | -0.48473 | Comp
CSC | 378 | SBOMJCK5 | 6035__A | #N/A | GRSES | TKWSW | 1340 | POWER_BALANCE | 942.9293 | 730.8047 | -646.5221 | Comp | 1682.4934 | 2100.8232 | -80.5235 | Comp | 3347.0221 | 2044.2167 | -80.5235 | Non-Comp | 1370.5628 | 786.0163 | -426.9728 | Comp | 3347.0221 | 2728.4638 | -80.5235 | Non-Comp | 590.7376 | 780.3411 | -426.9728 | Comp | 974.6617 | 2036.8287 | -80.5235 | Comp
CSC | 379 | SBOMJCK5 | 6029__A | #N/A | CFRSW | LNCRK | 1340 | POWER_BALANCE | 562.2285 | 1264.8954 | -1134.0236 | Comp | 10000 | 1787.1416 | -137.8582 | Non-Comp | 1350.4797 | 1729.1157 | -137.8582 | Comp | 608.1519 | 10000 | -863.7865 | Non-Comp | 10000 | 1787.1416 | -137.8582 | Non-Comp | 608.1519 | 1328.3387 | -863.7865 | Comp | 980.6433 | 1719.6553 | -137.8582 | Comp
CSC | 380 | SBOMJCK5 | 6028__A | #N/A | GRSES | CFRSW | 1340 | POWER_BALANCE | 824.2202 | 721.5757 | -962.7642 | Comp | 1352.0297 | 1784.8049 | -138.3444 | Comp | 1408.9626 | 1726.8932 | -138.3444 | Comp | 1748.3985 | 780.9506 | -616.3858 | Comp | 3346.6491 | 3765.8145 | -138.3444 | Non-Comp | 527.2168 | 780.9506 | -616.3858 | Comp | 991.1232 | 1717.4511 | -138.3444 | Comp
CSC | 381 | SBOMJCK5 | 6024__A | #N/A | GRSES | LNCRK | 1340 | POWER_BALANCE | 824.7595 | 738.4757 | -938.2305 | Comp | 1352.0297 | 1786.0344 | -137.3837 | Comp | 1408.9626 | 1728.0626 | -137.3837 | Comp | 1008.3126 | 799.2994 | -610.3446 | Comp | 3346.6491 | 1786.0344 | -137.3837 | Non-Comp | 531.0133 | 788.2828 | -610.3446 | Comp | 991.1232 | 1718.6109 | -137.3837 | Comp
CSC | 382 | SBOMJCK5 | 6011__A | #N/A | BOMSW | FSHSW | 1188.7 | POWER_BALANCE | 685.043 | 0 | 0 | Comp | 0 | 0 | 0 | Comp | 0 | 0 | 0 | Comp | 738.6267 | 0 | 0 | Comp | 0 | 0 | 0 | Comp | 738.6267 | 0 | 0 | Comp | 0 | 0 | 0 | Comp
CSC | 383 | SGIBSN25 | 260_A_1 | Gibbons Creek to Singleton 3 | JEWET | SNG | 1434.2 | CONSTRAINT_LIMIT | 939.1913 | 995.056 | -2079.0899 | Comp | 1555.8804 | 2115.0747 | -1532.8849 | Comp | 1555.8804 | 1588.381 | -1532.8849 | Comp | 1149.422 | 1522.1395 | -1598.4198 | Comp | 1555.8831 | 2716.0215 | -1532.8849 | Comp | 1136.9234 | 1026.0889 | -1598.4198 | Comp | 1555.8804 | 1576.8278 | -1532.8849 | Comp
CSC | 384 | SGIBSN25 | 240__A | Gibbons Creek to Singleton 3 | JEWET | SNG | 1195 | CONSTRAINT_LIMIT | 972.8555 | 944.9423 | -2118.1557 | Comp | 1410.346 | 2470.3168 | -1601.7865 | Comp | 1461.1386 | 1711.6514 | -1601.7865 | Comp | 1170.8055 | 1279.7058 | -1616.5143 | Comp | 1410.346 | 2697.4147 | -1601.7865 | Comp | 1121.9514 | 981.9286 | -1616.5143 | Comp | 1461.7693 | 1685.9565 | -1601.7865 | Comp
CSC | 385 | SGIBSN25 | SNGXGC75_1 | Gibbons Creek to Singleton 3 | SNG | GIBCRK | 1310 | CONSTRAINT_LIMIT | 1374.4762 | 693.7795 | -2561.9892 | Comp | 2250.9409 | 2905.8989 | -2402.3044 | Comp | 1698.3464 | 1593.6782 | -2402.3044 | Comp | 3307.5475 | 819.3762 | -2704.6852 | Non-Comp | 2824.8524 | 2997.3635 | -2402.3044 | Non-Comp | 1363.112 | 819.3762 | -2704.6852 | Comp | 1697.2581 | 1596.559 | -2402.3044 | Comp
CSC | 386 | SGIBSN25 | SNGTB_74_A | Gibbons Creek to Singleton 3 | SNG | TB | 1793 | CONSTRAINT_LIMIT | 1131.6072 | 751.7654 | -1363.6424 | Comp | 1470.2007 | 3035.8688 | -889.6151 | Non-Comp | 1470.2007 | 1984.2318 | -889.6151 | Comp | 1449.6307 | 781.788 | -945.9939 | Comp | 1472.879 | 3204.691 | -889.6151 | Non-Comp | 1449.6307 | 781.788 | -945.9939 | Comp | 1471.9007 | 1921.444 | -889.6151 | Comp
CSC | 387 | SGIBSN25 | SARC_CMNSW_1 | Gibbons Creek to Singleton 3 | SARC | CMNSW | 1515 | POWER_BALANCE | 1426.4134 | 511.0756 | -601.0523 | Comp | 1112.5245 | 4531.9133 | -580.7844 | Non-Comp | 1141.7463 | 4531.9133 | -573.6751 | Non-Comp | 1570.5718 | 913.2613 | -576.6841 | Comp | 1283.1221 | 6567.1202 | -580.7844 | Non-Comp | 1570.5718 | 531.8941 | -576.6841 | Comp | 1104.199 | 993.4272 | -580.7844 | Comp
CSC | 388 | SGIBSN25 | RNSSNG75_A | Gibbons Creek to Singleton 3 | RNS | SNG | 1710 | CONSTRAINT_LIMIT | 960.2401 | 10000 | -1289.1407 | Non-Comp | 10000 | 1629.6271 | -1169.2907 | Non-Comp | 2025.9902 | 1629.6271 | -1169.2907 | Comp | 1062.0549 | 10000 | -1315.2767 | Non-Comp | 10000 | 1629.6308 | -1169.2907 | Non-Comp | 1062.0549 | 1252.3361 | -1315.2767 | Comp | 1807.3531 | 1632.7636 | -1169.2907 | Comp
CSC | 389 | SGIBSN25 | KG_RTW74_A | Gibbons Creek to Singleton 3 | KG | RTW | 1710 | POWER_BALANCE | 1339.987 | 721.9422 | -769.1546 | Comp | 2706.3279 | 1572.8969 | -690.363 | Non-Comp | 2951.6046 | 1572.8969 | -690.363 | Non-Comp | 1537.2553 | 860.9114 | -763.4944 | Comp | 2799.6362 | 1572.8969 | -690.363 | Non-Comp | 1537.2553 | 860.9114 | -763.4944 | Comp | 2303.7041 | 1575.8129 | -690.363 | Comp
CSC | 390 | SGIBSN25 | KDLTB_74_A | Gibbons Creek to Singleton 3 | KDL | TB | 1793 | POWER_BALANCE | 1338.1921 | 853.8204 | -953.6781 | Comp | 3149.1689 | 1567.8111 | -867.5805 | Non-Comp | 2890.2971 | 1567.8111 | -867.5805 | Non-Comp | 1563.3958 | 1112.6039 | -956.6356 | Comp | 2668.3998 | 1567.8111 | -867.5805 | Non-Comp | 1563.3958 | 1112.6039 | -956.6356 | Comp | 2278.068 | 1572.0408 | -867.5805 | Comp
CSC | 391 | SGIBSN25 | KDLRTW74_A | Gibbons Creek to Singleton 3 | KDL | RTW | 2164.6 | POWER_BALANCE | 1076.3707 | 1053.2177 | -928.6914 | Comp | 1471.7855 | 3152.0483 | -654.2452 | Non-Comp | 1471.7855 | 2632.6721 | -654.2452 | Comp | 1551.6064 | 1201.6868 | -635.8331 | Comp | 1471.7855 | 2668.4105 | -654.2452 | Comp | 1551.6064 | 1201.6868 | -635.8331 | Comp | 1476.2427 | 2276.3482 | -654.2452 | Comp
CSC | 392 | SGIBSN25 | KDLRNS75_A | Gibbons Creek to Singleton 3 | RNS | KDL | 1793 | CONSTRAINT_LIMIT | 1102.7266 | 765.1364 | -1226.2743 | Comp | 1489.9804 | 2987.7253 | -830.0419 | Comp | 1434.2135 | 2385.0649 | -830.0419 | Comp | 1479.6861 | 793.4449 | -875.4369 | Comp | 2925.5121 | 2799.1132 | -830.0419 | Non-Comp | 1479.6861 | 793.4449 | -875.4369 | Comp | 1436.7814 | 2053.9247 | -830.0419 | Comp
CSC | 393 | SGIBSN25 | KDLKG_75_A | Gibbons Creek to Singleton 3 | KG | KDL | 1793 | CONSTRAINT_LIMIT | 1292.7332 | 660.6478 | -1407.0712 | Comp | 2988.0659 | 1566.96 | -1287.5005 | Non-Comp | 2291.824 | 1524.7523 | -1287.5005 | Comp | 1468.1706 | 780.6855 | -1434.763 | Comp | 2799.3367 | 2926.8466 | -1287.5005 | Non-Comp | 1468.1706 | 780.6855 | -1434.763 | Comp | 2014.1938 | 1527.3487 | -1287.5005 | Comp
CSC | 394 | STBSNG5 | 260_A_1 | Tomball to Singleton 345 KV | JEWET | SNG | 1434.2 | CONSTRAINT_LIMIT | 918.3264 | 983.7313 | -1952.2103 | Comp | 1540.4902 | 2042.8203 | -1451.6393 | Comp | 1540.4902 | 1549.8615 | -1451.6393 | Comp | 1137.6439 | 1468.1262 | -1507.1829 | Comp | 1431.2426 | 2661.4798 | -1451.6393 | Comp | 1137.6424 | 1010.6992 | -1507.1829 | Comp | 1540.4902 | 1537.4345 | -1451.6393 | Comp
CSC | 395 | STBSNG5 | 240__A | Tomball to Singleton 345 KV | JEWET | SNG | 1195 | CONSTRAINT_LIMIT | 960.1542 | 933.5201 | -1994.9002 | Comp | 1413.3159 | 2586.5093 | -1519.5146 | Comp | 1413.3159 | 1690.7238 | -1519.5146 | Comp | 1159.0659 | 1109.6614 | -1545.1134 | Comp | 1413.3159 | 2586.5093 | -1519.5146 | Comp | 1159.0659 | 965.7394 | -1545.1134 | Comp | 1439.0278 | 1653.8616 | -1519.5146 | Comp
CSC | 396 | STBSNG5 | SNGXGC99_1 | Tomball to Singleton 345 KV | GIBCRK | SNG | 1310 | CONSTRAINT_LIMIT | 852.076 | 1373.2793 | -1433.8548 | Comp | 2891.0003 | 2806.8209 | -965.5069 | Non-Comp | 1507.4968 | 1794.4676 | -965.5069 | Comp | 1107.3736 | 3310.4873 | -1014.411 | Non-Comp | 2996.8251 | 2810.8281 | -965.5069 | Non-Comp | 1107.3736 | 1193.2133 | -1014.411 | Comp | 1510.2232 | 1716.2514 | -965.5069 | Comp
CSC | 397 | STBSNG5 | SNGXGC75_1 | Tomball to Singleton 345 KV | SNG | GIBCRK | 1310 | CONSTRAINT_LIMIT | 1373.2793 | 663.8227 | -1326.7174 | Comp | 2806.8209 | 2891.0003 | -1245.5849 | Non-Comp | 1763.9489 | 1593.0899 | -1245.5849 | Comp | 3310.4873 | 776.1702 | -1401.9748 | Non-Comp | 2810.8281 | 2996.8251 | -1245.5849 | Non-Comp | 1433.2673 | 776.1702 | -1401.9748 | Comp | 1687.8455 | 1596.0071 | -1245.5849 | Comp
CSC | 398 | STBSNG5 | SARC_CMNSW_1 | Tomball to Singleton 345 KV | SARC | CMNSW | 1515 | POWER_BALANCE | 1384.9341 | 509.8312 | -600.4267 | Comp | 1112.5828 | 4531.2296 | -581.4265 | Non-Comp | 1141.7623 | 4531.2296 | -573.5885 | Non-Comp | 1581.2863 | 913.2486 | -576.6485 | Comp | 1283.1226 | 6566.8469 | -581.4265 | Non-Comp | 1581.2863 | 545.1817 | -576.6485 | Comp | 1104.363 | 994.6863 | -581.4265 | Comp
CSC | 399 | STBSNG5 | RNSSNG75_A | Tomball to Singleton 345 KV | RNS | SNG | 1710 | CONSTRAINT_LIMIT | 938.4462 | 6011.2335 | -1772.2343 | Non-Comp | 10000 | 1629.7578 | -1609.2085 | Non-Comp | 1742.648 | 1629.7578 | -1609.2085 | Comp | 1018.6898 | 10000 | -1810.2152 | Non-Comp | 10000 | 1630.0553 | -1609.2085 | Non-Comp | 1018.6898 | 1227.005 | -1810.2152 | Comp | 1698.3782 | 1632.5821 | -1609.2085 | Comp
CSC | 400 | STBSNG5 | KG_RTW74_A | Tomball to Singleton 345 KV | KG | RTW | 1710 | POWER_BALANCE | 692.6159 | 930.6028 | -16.4406 | Comp | 2916.8807 | 3501.7954 | 34.2975 | Non-Comp | 2492.9223 | 3985.9701 | -6.375 | Non-Comp | 903.5742 | 1072.5546 | 23.8675 | Comp | 3665.4796 | 3985.9701 | 34.2975 | Non-Comp | 903.5742 | 1072.5546 | 23.8675 | Comp | 1169.9201 | 1051.4766 | 34.2975 | Comp
CSC | 401 | STBSNG5 | KDLTB_74_A | Tomball to Singleton 345 KV | KDL | TB | 1793 | POWER_BALANCE | 673.9761 | 1060.6229 | -74.9226 | Comp | 2935.5985 | 2727.4102 | -36.4662 | Non-Comp | 2908.2099 | 10000 | -67.7121 | Non-Comp | 894.3108 | 1238.5943 | -45.4377 | Comp | 3382.1485 | 3298.2966 | -36.4662 | Non-Comp | 894.3108 | 1238.5943 | -45.4377 | Comp | 1250.3758 | 1024.8412 | -36.4662 | Comp
CSC | 402 | STBSNG5 | KDLRTW74_A | Tomball to Singleton 345 KV | KDL | RTW | 2164.6 | POWER_BALANCE | 1319.8771 | 622.5022 | -454.8664 | Comp | 2863.8258 | 2771.5852 | -361.5814 | Non-Comp | 10000 | 2909.8795 | -361.5814 | Non-Comp | 1593.7797 | 704.5581 | -360.681 | Comp | 3278.6238 | 3382.2719 | -361.5814 | Non-Comp | 1593.7797 | 704.5581 | -360.681 | Comp | 1018.2502 | 1273.3396 | -361.5814 | Comp
CSC | 403 | STBSNG5 | KDLRNS75_A | Tomball to Singleton 345 KV | RNS | KDL | 1793 | CONSTRAINT_LIMIT | 1114.0345 | 789.4047 | -1646.9594 | Comp | 1442.5246 | 2999.4827 | -1104.3466 | Comp | 1442.5217 | 2084.5967 | -1104.3466 | Comp | 1401.8353 | 820.7146 | -1167.098 | Comp | 2170.3266 | 3158.6131 | -1104.3466 | Non-Comp | 1401.8353 | 820.7146 | -1167.098 | Comp | 1444.8771 | 2018.4593 | -1104.3466 | Comp
CSC | 404 | STBSNG5 | KDLKG_75_A | Tomball to Singleton 345 KV | KG | KDL | 1793 | CONSTRAINT_LIMIT | 1249.788 | 702.7938 | -1919.8699 | Comp | 2999.7114 | 1533.9189 | -1756.9064 | Non-Comp | 2047.8993 | 1533.9156 | -1756.9064 | Comp | 1429.8792 | 830.1633 | -1962.1077 | Comp | 3159.3719 | 2169.8075 | -1756.9064 | Non-Comp | 1429.8792 | 830.1633 | -1962.1077 | Comp | 1981.6896 | 1536.3294 | -1756.9064 | Comp
CSC | 405 | SGIBSNG5 | 260_A_1 | Gibbons Creek to Singleton 3 | JEWET | SNG | 1434.2 | CONSTRAINT_LIMIT | 939.1913 | 995.056 | -2079.0899 | Comp | 1555.8804 | 2115.0747 | -1532.8849 | Comp | 1555.8804 | 1588.381 | -1532.8849 | Comp | 1149.422 | 1522.1395 | -1598.4198 | Comp | 1555.8831 | 2716.0215 | -1532.8849 | Comp | 1136.9234 | 1026.0889 | -1598.4198 | Comp | 1555.8804 | 1576.8278 | -1532.8849 | Comp
CSC | 406 | SGIBSNG5 | 240__A | Gibbons Creek to Singleton 3 | JEWET | SNG | 1195 | CONSTRAINT_LIMIT | 972.8555 | 944.9423 | -2118.1557 | Comp | 1410.346 | 2470.3168 | -1601.7865 | Comp | 1461.1386 | 1711.6514 | -1601.7865 | Comp | 1170.8055 | 1279.7058 | -1616.5143 | Comp | 1410.346 | 2697.4147 | -1601.7865 | Comp | 1121.9514 | 981.9286 | -1616.5143 | Comp | 1461.7693 | 1685.9565 | -1601.7865 | Comp
CSC | 407 | SGIBSNG5 | SNGXGC99_1 | Gibbons Creek to Singleton 3 | GIBCRK | SNG | 1310 | CONSTRAINT_LIMIT | 778.3553 | 1374.4762 | -2744.6273 | Comp | 2905.8989 | 2282.1304 | -1845.6016 | Non-Comp | 1507.5173 | 1726.8993 | -1845.6016 | Comp | 974.3821 | 3307.5475 | -1940.0067 | Non-Comp | 2997.3635 | 2824.8524 | -1845.6016 | Non-Comp | 974.3821 | 1243.5683 | -1940.0067 | Comp | 1510.2082 | 1725.7812 | -1845.6016 | Comp
CSC | 408 | SGIBSNG5 | SNGTB_74_A | Gibbons Creek to Singleton 3 | SNG | TB | 1793 | CONSTRAINT_LIMIT | 1131.6072 | 751.7654 | -1363.6424 | Comp | 1470.2007 | 3035.8688 | -889.6151 | Non-Comp | 1470.2007 | 1984.2318 | -889.6151 | Comp | 1449.6307 | 781.788 | -945.9939 | Comp | 1472.879 | 3204.691 | -889.6151 | Non-Comp | 1449.6307 | 781.788 | -945.9939 | Comp | 1471.9007 | 1921.444 | -889.6151 | Comp
CSC | 409 | SGIBSNG5 | SARC_CMNSW_1 | Gibbons Creek to Singleton 3 | SARC | CMNSW | 1515 | POWER_BALANCE | 1426.4134 | 511.0756 | -601.0523 | Comp | 1112.5245 | 4531.9133 | -580.7844 | Non-Comp | 1141.7463 | 4531.9133 | -573.6751 | Non-Comp | 1570.5718 | 913.2613 | -576.6841 | Comp | 1283.1221 | 6567.1202 | -580.7844 | Non-Comp | 1570.5718 | 531.8941 | -576.6841 | Comp | 1104.199 | 993.4272 | -580.7844 | Comp
CSC | 410 | SGIBSNG5 | RNSSNG75_A | Gibbons Creek to Singleton 3 | RNS | SNG | 1710 | CONSTRAINT_LIMIT | 960.2401 | 10000 | -1289.1407 | Non-Comp | 10000 | 1629.6271 | -1169.2907 | Non-Comp | 2025.9902 | 1629.6271 | -1169.2907 | Comp | 1062.0549 | 10000 | -1315.2767 | Non-Comp | 10000 | 1629.6308 | -1169.2907 | Non-Comp | 1062.0549 | 1252.3361 | -1315.2767 | Comp | 1807.3531 | 1632.7636 | -1169.2907 | Comp
CSC | 411 | SGIBSNG5 | KG_RTW74_A | Gibbons Creek to Singleton 3 | KG | RTW | 1710 | POWER_BALANCE | 1339.987 | 721.9422 | -769.1546 | Comp | 2706.3279 | 1572.8969 | -690.363 | Non-Comp | 2951.6046 | 1572.8969 | -690.363 | Non-Comp | 1537.2553 | 860.9114 | -763.4944 | Comp | 2799.6362 | 1572.8969 | -690.363 | Non-Comp | 1537.2553 | 860.9114 | -763.4944 | Comp | 2303.7041 | 1575.8129 | -690.363 | Comp
CSC | 412 | SGIBSNG5 | KDLTB_74_A | Gibbons Creek to Singleton 3 | KDL | TB | 1793 | POWER_BALANCE | 1338.1921 | 853.8204 | -953.6781 | Comp | 3149.1689 | 1567.8111 | -867.5805 | Non-Comp | 2890.2971 | 1567.8111 | -867.5805 | Non-Comp | 1563.3958 | 1112.6039 | -956.6356 | Comp | 2668.3998 | 1567.8111 | -867.5805 | Non-Comp | 1563.3958 | 1112.6039 | -956.6356 | Comp | 2278.068 | 1572.0408 | -867.5805 | Comp
CSC | 413 | SGIBSNG5 | KDLRTW74_A | Gibbons Creek to Singleton 3 | KDL | RTW | 2164.6 | POWER_BALANCE | 1076.3707 | 1053.2177 | -928.6914 | Comp | 1471.7855 | 3152.0483 | -654.2452 | Non-Comp | 1471.7855 | 2632.6721 | -654.2452 | Comp | 1551.6064 | 1201.6868 | -635.8331 | Comp | 1471.7855 | 2668.4105 | -654.2452 | Comp | 1551.6064 | 1201.6868 | -635.8331 | Comp | 1476.2427 | 2276.3482 | -654.2452 | Comp
CSC | 414 | SGIBSNG5 | KDLRNS75_A | Gibbons Creek to Singleton 3 | RNS | KDL | 1793 | CONSTRAINT_LIMIT | 1102.7266 | 765.1364 | -1226.2743 | Comp | 1489.9804 | 2987.7253 | -830.0419 | Comp | 1434.2135 | 2385.0649 | -830.0419 | Comp | 1479.6861 | 793.4449 | -875.4369 | Comp | 2925.5121 | 2799.1132 | -830.0419 | Non-Comp | 1479.6861 | 793.4449 | -875.4369 | Comp | 1436.7814 | 2053.9247 | -830.0419 | Comp
CSC | 415 | SGIBSNG5 | KDLKG_75_A | Gibbons Creek to Singleton 3 | KG | KDL | 1793 | CONSTRAINT_LIMIT | 1292.7332 | 660.6478 | -1407.0712 | Comp | 2988.0659 | 1566.96 | -1287.5005 | Non-Comp | 2291.824 | 1524.7523 | -1287.5005 | Comp | 1468.1706 | 780.6855 | -1434.763 | Comp | 2799.3367 | 2926.8466 | -1287.5005 | Non-Comp | 1468.1706 | 780.6855 | -1434.763 | Comp | 2014.1938 | 1527.3487 | -1287.5005 | Comp
CSC | 416 | SCMNCPS5 | 651__E | Comanche Switch (Oncor) to C | DUBLN | STNVL | 314 | POWER_BALANCE | 1206.9363 | 589.6981 | -273.1713 | Comp | 1093.63 | 9984.2128 | -214.7154 | Non-Comp | 1093.63 | 4703.0593 | -214.7154 | Non-Comp | 1409.2664 | 628.592 | -240.2504 | Comp | 1272.6567 | 10000 | -214.7154 | Non-Comp | 1409.2664 | 628.592 | -240.2504 | Comp | 911.0845 | 1268.8743 | -214.7154 | Comp
CSC | 417 | SCMNCPS5 | 651__D | Comanche Switch (Oncor) to C | HAS | DUBLN | 233 | CONSTRAINT_LIMIT | 1203.6892 | 592.2383 | -263.1593 | Comp | 1092.6869 | 9984.1851 | -204.7034 | Non-Comp | 1092.6869 | 4707.0775 | -204.7034 | Non-Comp | 1393.5891 | 635.4639 | -230.2384 | Comp | 1272.6743 | 10000 | -204.7034 | Non-Comp | 1393.5891 | 635.4639 | -230.2384 | Comp | 888.0414 | 1286.3099 | -204.7034 | Comp
CSC | 418 | SCMNCPS5 | 651__B | Comanche Switch (Oncor) to C | CMNSW | CMNTP | 233 | CONSTRAINT_LIMIT | 1234.0037 | 595.7231 | -280.0609 | Comp | 1087.1356 | 9984.3198 | -214.6157 | Non-Comp | 1040.9228 | 4401.617 | -214.6157 | Non-Comp | 1392.4615 | 637.6369 | -242.1486 | Comp | 1273.7024 | 10000 | -214.6157 | Non-Comp | 1392.4615 | 637.6369 | -242.1486 | Comp | 997.1706 | 1184.2474 | -214.6157 | Comp
CSC | 419 | SCMNCPS5 | 651__A | Comanche Switch (Oncor) to C | CMNCH | CMNTP | 233 | POWER_BALANCE | 685.043 | 0 | -3.305 | Comp | 0 | 766.2773 | -3.305 | Comp | 0 | 0 | -3.305 | Comp | 738.6267 | 0 | -3.305 | Comp | 0 | 766.2773 | -3.305 | Comp | 738.6267 | 0 | -3.305 | Comp | 0 | 766.2773 | -3.305 | Comp
CSC | 420 | SCMNCPS5 | 6380__D | Comanche Switch (Oncor) to C | PAIP | MURRY | 194 | POWER_BALANCE | 1240.4139 | 645.579 | -140.5828 | Comp | 2644.96 | 5240.3174 | -139.2181 | Non-Comp | 1074.6021 | 5240.3174 | -140.284 | Non-Comp | 1421.3489 | 712.7026 | -134.6209 | Comp | 2220.1852 | 5240.3174 | -139.2181 | Non-Comp | 1421.3489 | 712.7026 | -134.6209 | Comp | 1048.2626 | 949.1078 | -139.2181 | Comp
CSC | 421 | SCMNCPS5 | 6380__A | Comanche Switch (Oncor) to C | MURRY | GRSES | 233 | POWER_BALANCE | 1261.8387 | 582.8363 | -142.8248 | Comp | 2644.4993 | 5241.0368 | -141.4601 | Non-Comp | 1074.7904 | 5241.0368 | -142.526 | Non-Comp | 1483.4319 | 1278.2269 | -136.8629 | Comp | 2220.5338 | 5241.0368 | -141.4601 | Non-Comp | 1483.4319 | 624.2672 | -136.8629 | Comp | 1048.9115 | 945.23 | -141.4601 | Comp
CSC | 422 | SCMNCPS5 | 6035__A | Comanche Switch (Oncor) to C | TKWSW | GRSES | 1340 | POWER_BALANCE | 1985.6769 | 1083.3113 | -512.5992 | Comp | 1361.489 | 2064.1623 | -536.8946 | Comp | 1239.4428 | 3353.5677 | -528.841 | Non-Comp | 2762.5494 | 1367.5664 | -502.0736 | Non-Comp | 1380.3417 | 3353.5677 | -536.8946 | Non-Comp | 2762.5494 | 575.4444 | -502.0736 | Non-Comp | 1227.721 | 1086.2786 | -536.8946 | Comp
CSC | 423 | SCMNCPS5 | 6029__A | Comanche Switch (Oncor) to C | LNCRK | CFRSW | 1340 | POWER_BALANCE | 1255.0423 | 584.5833 | -751.8598 | Comp | 1108.1207 | 10000 | -740.5764 | Non-Comp | 1097.4407 | 2105.5575 | -702.2643 | Comp | 10000 | 653.5191 | -750.9043 | Non-Comp | 1274.2799 | 10000 | -740.5764 | Non-Comp | 1530.8479 | 653.5191 | -707.7735 | Comp | 1082.5267 | 1118.292 | -740.5764 | Comp
CSC | 424 | SCMNCPS5 | 6028__A | Comanche Switch (Oncor) to C | CFRSW | GRSES | 1340 | POWER_BALANCE | 1273.4921 | 991.8547 | -708.5259 | Comp | 1263.4924 | 2110.039 | -740.025 | Comp | 1088.9644 | 2110.039 | -701.7166 | Comp | 1957.4572 | 1368.6498 | -697.2727 | Comp | 3769.0899 | 3370.8812 | -740.025 | Non-Comp | 1957.4572 | 537.8535 | -697.2727 | Comp | 1074.2327 | 1119.3979 | -740.025 | Comp
CSC | 425 | SCMNCPS5 | 6024__A | Comanche Switch (Oncor) to C | LNCRK | GRSES | 1340 | POWER_BALANCE | 1314.9406 | 873.0373 | -704.875 | Comp | 1103.94 | 2110.039 | -736.2118 | Comp | 1093.3235 | 2110.039 | -698.1008 | Comp | 1823.1103 | 1269.6615 | -693.6797 | Comp | 1269.0435 | 3370.8812 | -736.2118 | Non-Comp | 1823.1103 | 536.166 | -693.6797 | Comp | 1078.4978 | 1119.3979 | -736.2118 | Comp
CSC | 426 | SCMNCPS5 | 6012__A | Comanche Switch (Oncor) to C | BOMSW | JCKSW | 1167.4 | POWER_BALANCE | 1352.5235 | 2304.2273 | -603.3612 | Comp | 2298.9154 | 2861.6696 | -546.2697 | Comp | 793.4425 | 2861.6696 | -522.3791 | Comp | 1920.0588 | 2304.2241 | -537.8492 | Comp | 2298.9154 | 5012.2207 | -546.2697 | Non-Comp | 1920.0588 | 475.6987 | -537.8492 | Comp | 796.3648 | 910.2096 | -546.2697 | Comp
CSC | 427 | SCMNCPS5 | 6011__A | Comanche Switch (Oncor) to C | FSHSW | BOMSW | 1188.7 | POWER_BALANCE | 1246.5296 | 698.5822 | -477.5674 | Comp | 2548.7559 | 1605.3875 | -419.4726 | Non-Comp | 892.8277 | 5012.6891 | -403.8344 | Non-Comp | 1483.314 | 2093.7563 | -411.0104 | Comp | 2702.1367 | 5012.6891 | -419.4726 | Non-Comp | 1483.314 | 563.1042 | -411.0104 | Comp | 870.3872 | 947.968 | -419.4726 | Comp
CSC | 428 | SCMNCPS5 | 651__E | Comanche Switch (Oncor) to C | STNVL | DUBLN | 314 | POWER_BALANCE | 611.346 | 1244.1102 | -318.27 | Comp | 9820.4967 | 2035.4883 | -82.4134 | Non-Comp | 4672.4039 | 2035.4883 | -82.4134 | Non-Comp | 623.0402 | 1346.233 | -241.3085 | Comp | 10000 | 2683.8728 | -82.4134 | Non-Comp | 623.0402 | 1346.233 | -241.3085 | Comp | 1266.4272 | 1433.4181 | -82.4134 | Comp
CSC | 429 | SCMNCPS5 | 651__D | Comanche Switch (Oncor) to C | DUBLN | HAS | 233 | POWER_BALANCE | 614.312 | 1227.1319 | -328.282 | Comp | 9820.1874 | 2032.3399 | -92.4254 | Non-Comp | 4676.266 | 2032.3399 | -92.4254 | Non-Comp | 632.4122 | 1376.9343 | -251.4804 | Comp | 10000 | 2683.8967 | -92.4254 | Non-Comp | 632.4122 | 1376.9343 | -251.4804 | Comp | 1283.7333 | 1373.7714 | -92.4254 | Comp
CSC | 430 | SCMNCPS5 | 651__B | Comanche Switch (Oncor) to C | CMNTP | CMNSW | 233 | CONSTRAINT_LIMIT | 614.2051 | 1243.2103 | -398.9105 | Comp | 9821.6931 | 2011.942 | -100.089 | Non-Comp | 4376.2034 | 1863.3209 | -101.8331 | Non-Comp | 634.1637 | 1387.2607 | -311.1229 | Comp | 10000 | 2684.5242 | -100.089 | Non-Comp | 634.1637 | 1387.2607 | -311.1229 | Comp | 1182.1069 | 1659.1205 | -100.089 | Comp
CSC | 431 | SCMNCPS5 | 651__A | Comanche Switch (Oncor) to C | CMNTP | CMNCH | 233 | POWER_BALANCE | 0 | 685.043 | 3.305 | Comp | 738.6267 | 0 | 3.305 | Comp | 0 | 0 | 3.305 | Comp | 0 | 738.6267 | 3.305 | Comp | 738.6267 | 0 | 3.305 | Comp | 0 | 738.6267 | 3.305 | Comp | 738.6267 | 0 | 3.305 | Comp
CSC | 432 | SCMNCPS5 | 6380__D | Comanche Switch (Oncor) to C | MURRY | PAIP | 194 | POWER_BALANCE | 619.0519 | 1187.8044 | -178.0366 | Comp | 9005.3915 | 6703.4524 | 3.7135 | Non-Comp | 9005.3915 | 1943.7359 | 3.7135 | Non-Comp | 664.0947 | 1396.412 | -136.69 | Comp | 9005.3915 | 2220.1852 | 3.7135 | Non-Comp | 664.0947 | 1396.412 | -136.69 | Comp | 942.6896 | 1892.2017 | 3.7135 | Comp
CSC | 433 | SCMNCPS5 | 6380__A | Comanche Switch (Oncor) to C | GRSES | MURRY | 233 | POWER_BALANCE | 578.1269 | 1193.4476 | -175.7946 | Comp | 9006.0046 | 6702.2149 | 5.9555 | Non-Comp | 9006.0046 | 1944.2382 | 5.9555 | Non-Comp | 1278.2269 | 1276.5285 | -87.1946 | Comp | 9006.0046 | 2220.5338 | 5.9555 | Non-Comp | 611.4854 | 1276.5285 | -134.448 | Comp | 938.7502 | 1894.2132 | 5.9555 | Comp
CSC | 434 | SCMNCPS5 | 6035__A | Comanche Switch (Oncor) to C | GRSES | TKWSW | 1340 | POWER_BALANCE | 1083.3113 | 731.1488 | -674.7595 | Comp | 2063.9439 | 2719.8088 | -60.6118 | Comp | 3353.5677 | 2299.7736 | -60.6118 | Non-Comp | 1367.5664 | 785.6332 | -431.6504 | Comp | 3353.5677 | 2726.4521 | -60.6118 | Non-Comp | 612.9111 | 777.428 | -431.6504 | Comp | 1080.7329 | 2261.6697 | -60.6118 | Comp
CSC | 435 | SCMNCPS5 | 6029__A | Comanche Switch (Oncor) to C | CFRSW | LNCRK | 1340 | POWER_BALANCE | 567.8993 | 1283.0912 | -1147.4189 | Comp | 10000 | 2077.457 | -92.725 | Non-Comp | 2060.4454 | 2042.2583 | -92.725 | Comp | 601.4585 | 10000 | -852.1132 | Non-Comp | 10000 | 2688.2436 | -92.725 | Non-Comp | 601.4585 | 1332.9258 | -852.1132 | Comp | 1101.9368 | 1993.5175 | -92.725 | Comp
CSC | 436 | SCMNCPS5 | 6028__A | Comanche Switch (Oncor) to C | GRSES | CFRSW | 1340 | POWER_BALANCE | 991.8547 | 728.5 | -972.6205 | Comp | 2110.039 | 2683.9691 | -93.2159 | Comp | 2110.039 | 2039.4633 | -93.2159 | Comp | 1368.6498 | 783.149 | -598.1471 | Comp | 3370.8812 | 3769.0899 | -93.2159 | Non-Comp | 547.4512 | 775.6024 | -598.1471 | Comp | 1114.1053 | 1990.823 | -93.2159 | Comp
CSC | 437 | SCMNCPS5 | 6024__A | Comanche Switch (Oncor) to C | GRSES | LNCRK | 1340 | POWER_BALANCE | 873.0373 | 737.5594 | -948.036 | Comp | 2110.039 | 2076.0837 | -92.4877 | Comp | 2110.039 | 2040.9201 | -92.4877 | Comp | 1269.6615 | 789.6139 | -591.9835 | Comp | 3370.8812 | 2686.197 | -92.4877 | Non-Comp | 550.8233 | 785.0873 | -591.9835 | Comp | 1114.1053 | 1992.2273 | -92.4877 | Comp
CSC | 438 | SCMNCPS5 | 6012__A | Comanche Switch (Oncor) to C | JCKSW | BOMSW | 1167.4 | POWER_BALANCE | 2304.2273 | 738.7652 | -693.4876 | Comp | 2861.6696 | 2298.9154 | -261.5083 | Non-Comp | 2861.6696 | 1148.9803 | -261.5083 | Non-Comp | 2304.2241 | 823.6613 | -536.2307 | Comp | 5012.2207 | 2298.9154 | -261.5083 | Non-Comp | 473.022 | 823.6613 | -644.3628 | Comp | 903.5436 | 1146.7012 | -261.5083 | Comp
CSC | 439 | SCMNCPS5 | 6011__A | Comanche Switch (Oncor) to C | BOMSW | FSHSW | 1188.7 | POWER_BALANCE | 698.5822 | 1190.0262 | -741.9102 | Comp | 1605.3875 | 2548.7559 | -319.8997 | Comp | 5012.6891 | 1347.1481 | -319.8997 | Non-Comp | 2093.7563 | 1385.7333 | -593.3217 | Comp | 5012.6891 | 2702.1367 | -319.8997 | Non-Comp | 554.4304 | 1385.7333 | -707.3979 | Comp | 942.0313 | 1289.946 | -319.8997 | Comp
CSC | 440 | SSNGRNS5 | 260_A_1 | Singleton to Roans Prairie 3 | JEWET | SNG | 1434.2 | CONSTRAINT_LIMIT | 915.7749 | 987.8254 | -1934.5882 | Comp | 1541.4631 | 1772.2322 | -1429.2764 | Comp | 1541.4631 | 1573.4645 | -1429.2764 | Comp | 1143.0082 | 1494.9273 | -1485.7723 | Comp | 1541.4657 | 2679.897 | -1429.2764 | Comp | 1143.0067 | 1017.5859 | -1485.7723 | Comp | 1541.4631 | 1560.7004 | -1429.2764 | Comp
CSC | 441 | SSNGRNS5 | 240__A | Singleton to Roans Prairie 3 | JEWET | SNG | 1195 | CONSTRAINT_LIMIT | 945.8045 | 937.428 | -1973.1155 | Comp | 1413.0922 | 2122.0092 | -1492.4038 | Comp | 1413.0922 | 1720.8909 | -1492.4038 | Comp | 1165.4169 | 1112.7246 | -1519.1535 | Comp | 1413.0922 | 2657.6259 | -1492.4038 | Comp | 1165.4169 | 975.5117 | -1519.1535 | Comp | 1441.4151 | 1682.4636 | -1492.4038 | Comp
CSC | 442 | SSNGRNS5 | SNGXGC99_1 | Singleton to Roans Prairie 3 | GIBCRK | SNG | 1310 | CONSTRAINT_LIMIT | 848.5252 | 1373.6451 | -1418.7493 | Comp | 2895.2957 | 2228.298 | -945.8639 | Non-Comp | 1507.5668 | 1825.2956 | -945.8639 | Comp | 1102.04 | 3309.578 | -995.3748 | Non-Comp | 2996.9719 | 2885.4295 | -945.8639 | Non-Comp | 1102.04 | 1195.9477 | -995.3748 | Comp | 1510.2486 | 1744.0956 | -945.8639 | Comp
CSC | 443 | SSNGRNS5 | SNGXGC75_1 | Singleton to Roans Prairie 3 | SNG | GIBCRK | 1310 | CONSTRAINT_LIMIT | 1373.6451 | 662.25 | -1342.3976 | Comp | 2194.6017 | 2895.2957 | -1260.0124 | Comp | 1793.7712 | 1593.314 | -1260.0124 | Comp | 3309.578 | 775.2917 | -1418.5921 | Non-Comp | 2885.4295 | 2996.9719 | -1260.0124 | Non-Comp | 1433.9638 | 775.2917 | -1418.5921 | Comp | 1714.798 | 1596.1838 | -1260.0124 | Comp
CSC | 444 | SSNGRNS5 | SNGTB_74_A | Singleton to Roans Prairie 3 | SNG | TB | 1793 | CONSTRAINT_LIMIT | 1086.7452 | 779.175 | -2027.9257 | Comp | 1528.0843 | 2690.6422 | -1413.7524 | Comp | 1528.0843 | 1812.7682 | -1413.7524 | Comp | 1449.0937 | 816.6772 | -1485.2621 | Comp | 1530.9771 | 2642.132 | -1413.7524 | Comp | 1352.9578 | 816.6772 | -1485.2621 | Comp | 1530.1406 | 1787.5511 | -1413.7524 | Comp
CSC | 445 | SSNGRNS5 | SARC_CMNSW_1 | Singleton to Roans Prairie 3 | SARC | CMNSW | 1515 | POWER_BALANCE | 1385.0318 | 505.6783 | -599.5422 | Comp | 1112.5659 | 4531.4134 | -580.2857 | Non-Comp | 1141.7579 | 4531.4134 | -572.5576 | Non-Comp | 1593.4236 | 913.2525 | -575.6213 | Comp | 1283.1225 | 6566.9264 | -580.2857 | Non-Comp | 1593.4236 | 545.1726 | -575.6213 | Comp | 1104.3163 | 995.3658 | -580.2857 | Comp
CSC | 446 | SSNGRNS5 | KG_RTW74_A | Singleton to Roans Prairie 3 | KG | RTW | 1710 | CONSTRAINT_LIMIT | 1245.3392 | 728.1686 | -1120.773 | Comp | 2499.7316 | 1626.5392 | -1006.0264 | Comp | 2185.7878 | 1626.5392 | -1006.0264 | Comp | 1493.2527 | 873.2718 | -1123.7982 | Comp | 2317.8217 | 1626.5392 | -1006.0264 | Comp | 1493.2527 | 873.2718 | -1123.7982 | Comp | 1963.4681 | 1631.4899 | -1006.0264 | Comp
CSC | 447 | SSNGRNS5 | KDLTB_74_A | Singleton to Roans Prairie 3 | KDL | TB | 1793 | CONSTRAINT_LIMIT | 1229.0991 | 844.5145 | -1275.9865 | Comp | 2726.7299 | 1626.1961 | -1155.7651 | Non-Comp | 2207.6097 | 1626.1961 | -1155.7651 | Comp | 1489.8065 | 1093.1904 | -1287.2323 | Comp | 2251.5505 | 1626.1961 | -1155.7651 | Comp | 1489.8065 | 1093.1904 | -1287.2323 | Comp | 1966.7694 | 1630.9933 | -1155.7651 | Comp
CSC | 448 | SSNGRNS5 | KDLRTW74_A | Singleton to Roans Prairie 3 | KDL | RTW | 2164.6 | POWER_BALANCE | 1029.1557 | 1007.7293 | -1479.8428 | Comp | 1523.3808 | 2729.197 | -1092.538 | Comp | 1523.3808 | 2210.7994 | -1092.538 | Comp | 1451.9629 | 1133.0846 | -1063.488 | Comp | 1523.3841 | 2251.9053 | -1092.538 | Comp | 1451.9629 | 1133.0846 | -1063.488 | Comp | 1527.6504 | 1973.3603 | -1092.538 | Comp
CSC | 449 | SSNGRNS5 | KDLRNS75_A | Singleton to Roans Prairie 3 | RNS | KDL | 1793 | POWER_BALANCE | 0 | 10000 | -1.4552e-11 | Non-Comp | 10000 | 3280.5311 | -9.8006e-14 | Non-Comp | 10000 | 0 | -6.079e-12 | Non-Comp | 0 | 10000 | -7.276e-11 | Non-Comp | 10000 | 3280.5311 | -9.8006e-14 | Non-Comp | 0 | 10000 | -7.276e-11 | Non-Comp | 10000 | 2029.7375 | -9.8006e-14 | Non-Comp
CSC | 450 | SSNGRNS5 | KDLKG_75_A | Singleton to Roans Prairie 3 | KG | KDL | 1793 | POWER_BALANCE | 10000 | 693.2419 | 19.998 | Non-Comp | 749.1662 | 10000 | 19.998 | Non-Comp | 0 | 10000 | 19.998 | Non-Comp | 10000 | 749.1662 | 19.998 | Non-Comp | 749.1662 | 10000 | 19.998 | Non-Comp | 10000 | 749.1662 | 19.998 | Non-Comp | 749.1662 | 10000 | 19.998 | Non-Comp
CSC | 451 | SCMNSAR5 | 651__E | Comanche Switch (Oncor) to S | DUBLN | STNVL | 314 | POWER_BALANCE | 1168.1982 | 608.1504 | -90.0484 | Comp | 2134.8456 | 9983.9415 | -12.5465 | Non-Comp | 0 | 5337.928 | -12.5465 | Non-Comp | 1232.6281 | 662.2157 | -53.6582 | Comp | 7450.4519 | 10000 | -12.5465 | Non-Comp | 1232.6281 | 662.2157 | -53.6582 | Comp | 899.1753 | 3707.8431 | -12.5465 | Non-Comp
CSC | 452 | SCMNSAR5 | 651__D | Comanche Switch (Oncor) to S | HAS | DUBLN | 233 | POWER_BALANCE | 1160.315 | 608.2833 | -80.0364 | Comp | 2063.9272 | 9983.9155 | -2.5345 | Non-Comp | 0 | 5340.3416 | -2.5345 | Non-Comp | 1215.8053 | 690.712 | -43.6462 | Comp | 7445.5412 | 10000 | -2.5345 | Non-Comp | 1215.8053 | 690.712 | -43.6462 | Comp | 838.5809 | 4114.0137 | -2.5345 | Non-Comp
CSC | 453 | SCMNSAR5 | 651__B | Comanche Switch (Oncor) to S | CMNSW | CMNTP | 233 | POWER_BALANCE | 1036.5682 | 832.4131 | -71.7466 | Comp | 2020.6922 | 9983.977 | 18.2472 | Non-Comp | 0 | 4950.7292 | 18.2472 | Non-Comp | 4860.2028 | 1046.5634 | -0.89056 | Non-Comp | 2285.8309 | 10000 | 18.2472 | Non-Comp | 1419.4272 | 1046.5634 | -27.5477 | Comp | 1228.6623 | 4573.0411 | 18.2472 | Non-Comp
CSC | 454 | SCMNSAR5 | 651__A | Comanche Switch (Oncor) to S | CMNCH | CMNTP | 233 | POWER_BALANCE | 685.043 | 0 | -3.305 | Comp | 0 | 766.2773 | -3.305 | Comp | 0 | 0 | -3.305 | Comp | 738.6267 | 0 | -3.305 | Comp | 0 | 766.2773 | -3.305 | Comp | 738.6267 | 0 | -3.305 | Comp | 0 | 766.2773 | -3.305 | Comp
CSC | 455 | SCMNSAR5 | 6380__D | Comanche Switch (Oncor) to S | PAIP | MURRY | 194 | POWER_BALANCE | 1238.6905 | 645.5576 | -140.587 | Comp | 2604.7745 | 5261.3205 | -136.6112 | Non-Comp | 1074.0176 | 9783.3962 | -137.4217 | Non-Comp | 1420.3145 | 711.5112 | -133.3089 | Comp | 2607.8457 | 5261.3205 | -136.6112 | Non-Comp | 1420.3145 | 711.5112 | -133.3089 | Comp | 1052.317 | 884.2583 | -136.6112 | Comp
CSC | 456 | SCMNSAR5 | 6380__A | Comanche Switch (Oncor) to S | MURRY | GRSES | 233 | POWER_BALANCE | 1259.6418 | 580.1523 | -142.829 | Comp | 2604.3662 | 5262.0419 | -138.8532 | Non-Comp | 1074.1854 | 9783.7049 | -139.6637 | Non-Comp | 1483.0273 | 1278.746 | -135.5509 | Comp | 2608.1618 | 5262.0419 | -138.8532 | Non-Comp | 1483.0273 | 619.7687 | -135.5509 | Comp | 1052.5461 | 881.9454 | -138.8532 | Comp
CSC | 457 | SCMNSAR5 | 6035__A | Comanche Switch (Oncor) to S | TKWSW | GRSES | 1340 | POWER_BALANCE | 2085.4434 | 1083.1759 | -506.1802 | Comp | 1357.805 | 1777.9265 | -521.8541 | Comp | 1230.1827 | 10000 | -500.8274 | Non-Comp | 10000 | 1366.7912 | -495.3407 | Non-Comp | 1377.253 | 3356.6989 | -521.8541 | Non-Comp | 10000 | 612.3201 | -495.3407 | Non-Comp | 1227.7921 | 981.3684 | -521.8541 | Comp
CSC | 458 | SCMNSAR5 | 6029__A | Comanche Switch (Oncor) to S | LNCRK | CFRSW | 1340 | POWER_BALANCE | 1229.8079 | 661.693 | -738.5711 | Comp | 1107.6045 | 10000 | -715.9168 | Non-Comp | 1094.187 | 2064.6583 | -683.852 | Comp | 10000 | 685.4013 | -721.0882 | Non-Comp | 1275.7102 | 10000 | -715.9168 | Non-Comp | 1481.2017 | 685.4013 | -689.5178 | Comp | 1092.2553 | 999.4479 | -715.9168 | Comp
CSC | 459 | SCMNSAR5 | 6028__A | Comanche Switch (Oncor) to S | CFRSW | GRSES | 1340 | POWER_BALANCE | 1242.4807 | 993.8523 | -696.1801 | Comp | 1265.3407 | 2077.871 | -715.3783 | Comp | 1086.0918 | 2069.8824 | -683.3153 | Comp | 2052.2437 | 1351.6754 | -675.401 | Comp | 4064.2652 | 10000 | -715.3783 | Non-Comp | 2052.2437 | 566.1507 | -675.401 | Comp | 1084.1829 | 1000.3098 | -715.3783 | Comp
CSC | 460 | SCMNSAR5 | 6024__A | Comanche Switch (Oncor) to S | LNCRK | GRSES | 1340 | POWER_BALANCE | 1265.0741 | 883.8347 | -692.5927 | Comp | 1103.5124 | 2077.871 | -711.6921 | Comp | 1090.1729 | 2069.8824 | -679.7942 | Comp | 2053.3174 | 1270.8299 | -671.9208 | Comp | 1270.5715 | 10000 | -711.6921 | Non-Comp | 2053.3174 | 563.5006 | -671.9208 | Comp | 1088.2525 | 1000.3098 | -711.6921 | Comp
CSC | 461 | SCMNSAR5 | 651__E | Comanche Switch (Oncor) to S | STNVL | DUBLN | 314 | POWER_BALANCE | 605.2025 | 1224.4947 | -113.7358 | Comp | 9817.4633 | 3077.8681 | -80.1698 | Non-Comp | 5293.5831 | 0 | -89.1727 | Non-Comp | 681.9546 | 1205.5016 | -100.1196 | Comp | 10000 | 9717.4461 | -80.1698 | Non-Comp | 681.9546 | 1205.5016 | -100.1196 | Comp | 3681.6489 | 1063.8312 | -80.1698 | Non-Comp
CSC | 462 | SCMNSAR5 | 651__D | Comanche Switch (Oncor) to S | DUBLN | HAS | 233 | POWER_BALANCE | 605.2015 | 1207.031 | -123.7478 | Comp | 9817.1736 | 3063.2949 | -90.1818 | Non-Comp | 5295.8276 | 0 | -99.1847 | Non-Comp | 681.6393 | 1174.6295 | -110.1316 | Comp | 10000 | 9716.7132 | -90.1818 | Non-Comp | 681.6393 | 1174.6295 | -110.1316 | Comp | 4083.1225 | 975.1629 | -90.1818 | Non-Comp
CSC | 463 | SCMNSAR5 | 651__B | Comanche Switch (Oncor) to S | CMNTP | CMNSW | 233 | POWER_BALANCE | 914.8645 | 1024.3145 | -152.5891 | Comp | 9817.8607 | 2945.9143 | -117.2902 | Non-Comp | 4913.7992 | 0 | -128.8417 | Non-Comp | 1148.7435 | 4860.2028 | -138.1977 | Non-Comp | 10000 | 3412.8969 | -117.2902 | Non-Comp | 1148.7435 | 1387.297 | -138.1977 | Comp | 4539.6157 | 1456.7207 | -117.2902 | Non-Comp
CSC | 464 | SCMNSAR5 | 651__A | Comanche Switch (Oncor) to S | CMNTP | CMNCH | 233 | POWER_BALANCE | 0 | 685.043 | 3.305 | Comp | 738.6267 | 0 | 3.305 | Comp | 0 | 0 | 3.305 | Comp | 0 | 738.6267 | 3.305 | Comp | 738.6267 | 0 | 3.305 | Comp | 0 | 738.6267 | 3.305 | Comp | 738.6267 | 0 | 3.305 | Comp
CSC | 465 | SCMNSAR5 | 6380__D | Comanche Switch (Oncor) to S | MURRY | PAIP | 194 | POWER_BALANCE | 619.0544 | 1185.1994 | -184.5029 | Comp | 9022.8371 | 6710.7435 | 6.485 | Non-Comp | 8583.6819 | 1946.9016 | 6.485 | Non-Comp | 662.9075 | 1389.6692 | -142.3946 | Comp | 9022.8371 | 2607.8457 | 6.485 | Non-Comp | 662.9075 | 1389.6692 | -142.3946 | Comp | 877.3306 | 1913.382 | 6.485 | Comp
CSC | 466 | SCMNSAR5 | 6380__A | Comanche Switch (Oncor) to S | GRSES | MURRY | 233 | POWER_BALANCE | 575.5021 | 1217.9171 | -182.2609 | Comp | 9023.4203 | 6709.6362 | 8.727 | Non-Comp | 8585.1693 | 1947.3769 | 8.727 | Non-Comp | 1278.746 | 1276.283 | -89.1206 | Comp | 9023.4203 | 2608.1618 | 8.727 | Non-Comp | 607.0384 | 1276.283 | -140.1526 | Comp | 874.9797 | 1913.9917 | 8.727 | Comp
CSC | 467 | SCMNSAR5 | 6035__A | Comanche Switch (Oncor) to S | GRSES | TKWSW | 1340 | POWER_BALANCE | 1083.1759 | 728.6672 | -682.083 | Comp | 1777.7688 | 2718.5952 | -43.3653 | Comp | 10000 | 2279.1845 | -43.3653 | Non-Comp | 1366.7912 | 783.5289 | -436.633 | Comp | 3356.6989 | 2725.4863 | -43.3653 | Non-Comp | 657.5677 | 774.6964 | -436.633 | Comp | 974.8891 | 2271.3692 | -43.3653 | Comp
CSC | 468 | SCMNSAR5 | 6029__A | Comanche Switch (Oncor) to S | CFRSW | LNCRK | 1340 | POWER_BALANCE | 604.5102 | 1235.6367 | -1177.4459 | Comp | 10000 | 2072.3488 | -66.6179 | Non-Comp | 2012.5845 | 2028.137 | -66.6179 | Comp | 621.8097 | 10000 | -882.8689 | Non-Comp | 10000 | 2688.817 | -66.6179 | Non-Comp | 621.8097 | 1310.8117 | -882.8689 | Comp | 984.5027 | 2021.82 | -66.6179 | Comp
CSC | 469 | SCMNSAR5 | 6028__A | Comanche Switch (Oncor) to S | GRSES | CFRSW | 1340 | POWER_BALANCE | 993.8523 | 725.5991 | -980.8071 | Comp | 2077.871 | 2684.7218 | -67.1197 | Comp | 2069.8824 | 2025.4886 | -67.1197 | Comp | 1351.6754 | 782.0319 | -604.1396 | Comp | 10000 | 4064.2652 | -67.1197 | Non-Comp | 582.7036 | 786.0754 | -604.1396 | Comp | 993.9095 | 2019.1841 | -67.1197 | Comp
CSC | 470 | SCMNSAR5 | 6024__A | Comanche Switch (Oncor) to S | GRSES | LNCRK | 1340 | POWER_BALANCE | 883.8347 | 735.3568 | -956.1805 | Comp | 2077.871 | 2071.0103 | -66.526 | Comp | 2069.8824 | 2026.8414 | -66.526 | Comp | 1270.8299 | 787.3424 | -597.9665 | Comp | 10000 | 2686.8136 | -66.526 | Non-Comp | 585.4392 | 788.572 | -597.9665 | Comp | 993.9095 | 2020.5305 | -66.526 | Comp
CSC | 471 | SCMNSAR5 | 6012__A | Comanche Switch (Oncor) to S | JCKSW | BOMSW | 1167.4 | POWER_BALANCE | 2304.7006 | 741.2516 | -696.2132 | Comp | 2836.4376 | 2299.6592 | -253.3282 | Non-Comp | 5011.4358 | 1157.5143 | -253.3282 | Non-Comp | 2304.6974 | 803.959 | -541.2222 | Comp | 5011.4358 | 2299.6592 | -253.3282 | Non-Comp | 471.2964 | 803.959 | -653.4354 | Comp | 855.7113 | 1147.9936 | -253.3282 | Comp
CSC | 472 | SCMNSAR5 | 6012__A | Comanche Switch (Oncor) to S | BOMSW | JCKSW | 1167.4 | POWER_BALANCE | 1364.7449 | 2304.7006 | -587.844 | Comp | 2299.6592 | 2836.4376 | -526.437 | Comp | 794.6425 | 5011.4358 | -503.4064 | Non-Comp | 1964.2983 | 2304.6974 | -519.8807 | Comp | 2299.6592 | 5011.4358 | -526.437 | Non-Comp | 1964.2983 | 473.2608 | -519.8807 | Comp | 795.1475 | 862.7275 | -526.437 | Comp
CSC | 473 | SCMNSAR5 | 6011__A | Comanche Switch (Oncor) to S | BOMSW | FSHSW | 1188.7 | POWER_BALANCE | 743.3007 | 1182.9533 | -740.787 | Comp | 1750.1197 | 2547.778 | -312.704 | Comp | 5011.68 | 1335.25 | -312.704 | Non-Comp | 2092.5335 | 1363.1458 | -601.4022 | Comp | 5011.68 | 2702.1367 | -312.704 | Non-Comp | 560.8568 | 1363.1458 | -719.3506 | Comp | 879.8967 | 1295.0731 | -312.704 | Comp
CSC | 474 | SCMNSAR5 | 6011__A | Comanche Switch (Oncor) to S | FSHSW | BOMSW | 1188.7 | POWER_BALANCE | 1225.6217 | 743.3007 | -466.3704 | Comp | 2547.778 | 1750.1197 | -404.585 | Non-Comp | 882.8519 | 5011.68 | -388.9403 | Non-Comp | 1484.2389 | 2092.5335 | -397.8867 | Comp | 2702.1367 | 5011.68 | -404.585 | Non-Comp | 1484.2389 | 593.023 | -397.8867 | Comp | 870.0857 | 886.3714 | -404.585 | Comp
CSC | 475 | SSNGJEW5 | 260_A_1 | Singleton to Jewett 345 KV | JEWET | SNG | 1434.2 | CONSTRAINT_LIMIT | 978.8682 | 983.9207 | -2634.3655 | Comp | 1520.0268 | 2072.2315 | -1967.4603 | Comp | 1520.0268 | 1583.8027 | -1967.4603 | Comp | 1167.0113 | 1461.9672 | -1965.2578 | Comp | 1425.44 | 2680.4738 | -1967.4603 | Comp | 1118.7302 | 999.3168 | -1965.2578 | Comp | 1520.0268 | 1580.8977 | -1967.4603 | Comp
CSC | 476 | SSNGJEW5 | SNGXGC99_1 | Singleton to Jewett 345 KV | GIBCRK | SNG | 1310 | CONSTRAINT_LIMIT | 856.6385 | 1414.9829 | -1957.3516 | Comp | 2369.0124 | 2286.1896 | -1360.8822 | Comp | 1503.1167 | 1754.8883 | -1360.8822 | Comp | 1076.513 | 1550.8042 | -1430.3006 | Comp | 3094.8454 | 2824.7974 | -1360.8822 | Non-Comp | 1076.513 | 1127.2852 | -1430.3006 | Comp | 1505.3324 | 1736.4125 | -1360.8822 | Comp
CSC | 477 | SSNGJEW5 | SNGXGC75_1 | Singleton to Jewett 345 KV | SNG | GIBCRK | 1310 | CONSTRAINT_LIMIT | 1414.9829 | 725.0096 | -1790.0903 | Comp | 2255.2003 | 2369.0124 | -1634.5499 | Comp | 1725.9198 | 1595.3604 | -1634.5499 | Comp | 1550.8042 | 1020.9931 | -1857.1904 | Comp | 2824.7974 | 3094.8454 | -1634.5499 | Non-Comp | 1332.8327 | 854.7076 | -1857.1904 | Comp | 1707.938 | 1597.7478 | -1634.5499 | Comp
CSC | 478 | SSNGJEW5 | SNGTB_74_A | Singleton to Jewett 345 KV | SNG | TB | 1793 | CONSTRAINT_LIMIT | 1119.4127 | 752.3243 | -1306.8582 | Comp | 1465.261 | 3031.0955 | -846.7465 | Non-Comp | 1465.261 | 2004.1226 | -846.7465 | Comp | 1452.6634 | 791.3812 | -900.6543 | Comp | 1522.6199 | 3198.0684 | -846.7465 | Non-Comp | 1452.6634 | 791.3812 | -900.6543 | Comp | 1467.0076 | 1921.5416 | -846.7465 | Comp
CSC | 479 | SSNGJEW5 | SARC_CMNSW_1 | Singleton to Jewett 345 KV | SARC | CMNSW | 1515 | POWER_BALANCE | 1384.9823 | 513.2563 | -599.6476 | Comp | 1112.605 | 4530.8384 | -580.9114 | Non-Comp | 1141.7673 | 4530.8384 | -572.8038 | Non-Comp | 1563.2336 | 913.2428 | -576.0373 | Comp | 1283.1226 | 6566.7404 | -580.9114 | Non-Comp | 1563.2336 | 545.2018 | -576.0373 | Comp | 1104.4227 | 995.4724 | -580.9114 | Comp
CSC | 480 | SSNGJEW5 | RNSSNG75_A | Singleton to Jewett 345 KV | RNS | SNG | 1710 | CONSTRAINT_LIMIT | 982.1686 | 10000 | -1247.3456 | Non-Comp | 10000 | 1628.5037 | -1135.4177 | Non-Comp | 2077.9177 | 1628.5037 | -1135.4177 | Comp | 1112.3025 | 10000 | -1276.8127 | Non-Comp | 10000 | 1675.5684 | -1135.4177 | Non-Comp | 1112.3025 | 1242.1068 | -1276.8127 | Comp | 1824.4184 | 1631.7358 | -1135.4177 | Comp
CSC | 481 | SSNGJEW5 | KG_RTW74_A | Singleton to Jewett 345 KV | KG | RTW | 1710 | POWER_BALANCE | 1339.2843 | 720.7089 | -749.6101 | Comp | 2705.6226 | 1567.1668 | -674.7938 | Non-Comp | 2946.0629 | 1567.1668 | -674.7938 | Non-Comp | 1536.2586 | 859.1788 | -744.7655 | Comp | 2799.0016 | 1567.4499 | -674.7938 | Non-Comp | 1536.2586 | 859.1788 | -744.7655 | Comp | 2314.9436 | 1569.143 | -674.7938 | Comp
CSC | 482 | SSNGJEW5 | KDLTB_74_A | Singleton to Jewett 345 KV | KDL | TB | 1793 | POWER_BALANCE | 1337.8479 | 851.5967 | -930.0013 | Comp | 3140.9964 | 1562.1004 | -848.7192 | Non-Comp | 2945.5575 | 1562.1004 | -848.7192 | Non-Comp | 1570.8249 | 1113.4435 | -933.947 | Comp | 2668.2308 | 1562.3839 | -848.7192 | Non-Comp | 1570.8249 | 1113.4435 | -933.947 | Comp | 2291.5321 | 1566.2088 | -848.7192 | Comp
CSC | 483 | SSNGJEW5 | KDLRTW74_A | Singleton to Jewett 345 KV | KDL | RTW | 2164.6 | POWER_BALANCE | 1075.2692 | 1058.7534 | -901.7666 | Comp | 1467.2013 | 3143.9942 | -633.919 | Non-Comp | 1467.2013 | 2899.9122 | -633.919 | Comp | 1566.0342 | 1201.2436 | -616.4981 | Comp | 1469.9626 | 2668.2396 | -633.919 | Comp | 1566.0342 | 1201.2436 | -616.4981 | Comp | 1471.5876 | 2288.3642 | -633.919 | Comp
CSC | 484 | SSNGJEW5 | KDLRNS75_A | Singleton to Jewett 345 KV | RNS | KDL | 1793 | CONSTRAINT_LIMIT | 1095.199 | 770.633 | -1182.0675 | Comp | 1634.1675 | 3070.5417 | -796.6687 | Non-Comp | 1430.2667 | 2446.8374 | -796.6687 | Comp | 1491.3045 | 798.1086 | -840.14 | Comp | 4700.4455 | 2797.2359 | -796.6687 | Non-Comp | 1491.3045 | 798.1086 | -840.14 | Comp | 1432.8918 | 2059.4909 | -796.6687 | Comp
CSC | 485 | SSNGJEW5 | KDLKG_75_A | Singleton to Jewett 345 KV | KG | KDL | 1793 | CONSTRAINT_LIMIT | 1294.6657 | 658.5491 | -1368.1805 | Comp | 3071.3239 | 1716.1507 | -1256.5336 | Non-Comp | 2413.3069 | 1519.6379 | -1256.5336 | Comp | 1462.4549 | 778.0206 | -1397.5119 | Comp | 2797.4722 | 4706.5681 | -1256.5336 | Non-Comp | 1462.4549 | 778.0206 | -1397.5119 | Comp | 2019.4007 | 1522.2884 | -1256.5336 | Comp
CSC | 486 | SKDLRNS5 | 260_A_1 | Kuykendahl to King (2)345/34 | JEWET | SNG | 1434.2 | CONSTRAINT_LIMIT | 926.7737 | 987.8254 | -1967.5574 | Comp | 1541.471 | 2043.9368 | -1462.2456 | Comp | 1541.471 | 1549.0042 | -1462.2456 | Comp | 1137.7063 | 1494.9273 | -1518.8565 | Comp | 1541.4736 | 2664.1234 | -1462.2456 | Comp | 1137.7048 | 1015.1748 | -1518.8565 | Comp | 1541.471 | 1536.5472 | -1462.2456 | Comp
CSC | 487 | SKDLRNS5 | 240__A | Kuykendahl to King (2)345/34 | JEWET | SNG | 1195 | CONSTRAINT_LIMIT | 960.4335 | 937.428 | -2011.8644 | Comp | 1413.134 | 2590.7215 | -1531.1527 | Comp | 1413.134 | 1688.9244 | -1531.1527 | Comp | 1159.0063 | 1112.7246 | -1558.9779 | Comp | 1413.134 | 2590.7215 | -1531.1527 | Comp | 1159.0063 | 969.9912 | -1558.9779 | Comp | 1441.3178 | 1651.6004 | -1531.1527 | Comp
CSC | 488 | SKDLRNS5 | SNGXGC99_1 | Kuykendahl to King (2)345/34 | GIBCRK | SNG | 1310 | CONSTRAINT_LIMIT | 846.6946 | 1373.6451 | -1448.5666 | Comp | 2895.0627 | 2711.5479 | -975.6862 | Non-Comp | 1507.6174 | 1791.0954 | -975.6862 | Comp | 1099.1444 | 3309.578 | -1025.137 | Non-Comp | 2996.9587 | 2810.9692 | -975.6862 | Non-Comp | 1099.1444 | 1195.9477 | -1025.137 | Comp | 1510.2796 | 1712.2997 | -975.6862 | Comp
CSC | 489 | SKDLRNS5 | SNGXGC75_1 | Kuykendahl to King (2)345/34 | SNG | GIBCRK | 1310 | CONSTRAINT_LIMIT | 1373.6451 | 661.6674 | -1341.0557 | Comp | 2711.5479 | 2895.0627 | -1258.6715 | Non-Comp | 1760.5565 | 1593.3452 | -1258.6715 | Comp | 3309.578 | 774.3117 | -1417.236 | Non-Comp | 2810.9692 | 2996.9587 | -1258.6715 | Non-Comp | 1433.9638 | 774.3117 | -1417.236 | Comp | 1683.8955 | 1596.1939 | -1258.6715 | Comp
CSC | 490 | SKDLRNS5 | SNGTB_74_A | Kuykendahl to King (2)345/34 | SNG | TB | 1793 | CONSTRAINT_LIMIT | 1142.2527 | 774.8026 | -1801.6267 | Comp | 1461.2378 | 3024.1882 | -1187.4367 | Non-Comp | 1461.2378 | 1978.8587 | -1187.4367 | Comp | 1479.0763 | 807.2307 | -1259.8286 | Comp | 1499.9215 | 3321.4925 | -1187.4367 | Non-Comp | 1377.6277 | 807.2307 | -1259.8286 | Comp | 1463.1319 | 1949.5302 | -1187.4367 | Comp
CSC | 491 | SKDLRNS5 | SARC_CMNSW_1 | Kuykendahl to King (2)345/34 | SARC | CMNSW | 1515 | POWER_BALANCE | 1384.9247 | 506.6609 | -600.431 | Comp | 1112.5717 | 4531.3114 | -581.1751 | Non-Comp | 1141.7611 | 4531.3114 | -573.4353 | Non-Comp | 1587.9442 | 913.2525 | -576.5107 | Comp | 1283.1228 | 6566.9004 | -581.1751 | Non-Comp | 1587.9442 | 545.1726 | -576.5107 | Comp | 1104.3375 | 994.06 | -581.1751 | Comp
CSC | 492 | SKDLRNS5 | RNSSNG75_A | Kuykendahl to King (2)345/34 | RNS | SNG | 1710 | POWER_BALANCE | 1360.2946 | 10000 | -1.4552e-11 | Non-Comp | 10000 | 1584.5621 | -4.5131e-12 | Non-Comp | 10000 | 0 | -9.6023e-12 | Non-Comp | 1470.1792 | 10000 | -1.4552e-11 | Non-Comp | 10000 | 1584.5621 | -4.5131e-12 | Non-Comp | 1470.1792 | 10000 | -1.4552e-11 | Non-Comp | 10000 | 1584.5621 | -4.5131e-12 | Non-Comp
CSC | 493 | SKDLRNS5 | KG_RTW74_A | Kuykendahl to King (2)345/34 | KG | RTW | 1710 | CONSTRAINT_LIMIT | 1255.9702 | 753.9516 | -1191.2923 | Comp | 3086.5891 | 1552.9004 | -1076.9149 | Non-Comp | 2495.9257 | 1552.9004 | -1076.9149 | Comp | 1491.1128 | 907.6751 | -1194.1385 | Comp | 2607.8478 | 1553.1772 | -1076.9149 | Non-Comp | 1491.1128 | 907.6751 | -1194.1385 | Comp | 2217.7056 | 1557.4811 | -1076.9149 | Comp
CSC | 494 | SKDLRNS5 | KDLTB_74_A | Kuykendahl to King (2)345/34 | KDL | TB | 1793 | CONSTRAINT_LIMIT | 1251.9759 | 864.0912 | -1354.4855 | Comp | 3174.5121 | 1552.6954 | -1234.6423 | Non-Comp | 2498.6738 | 1552.6954 | -1234.6423 | Comp | 1496.1702 | 1111.2087 | -1365.5493 | Comp | 2649.0437 | 1552.9741 | -1234.6423 | Non-Comp | 1496.1702 | 1111.2087 | -1365.5493 | Comp | 2202.5323 | 1557.1427 | -1234.6423 | Comp
CSC | 495 | SKDLRNS5 | KDLRTW74_A | Kuykendahl to King (2)345/34 | KDL | RTW | 2164.6 | POWER_BALANCE | 1052.4395 | 1020.9542 | -1282.1201 | Comp | 1458.5543 | 3176.5478 | -894.808 | Non-Comp | 1458.5543 | 2501.7257 | -894.808 | Comp | 1467.8228 | 1148.4276 | -865.7568 | Comp | 1461.276 | 2720.5629 | -894.808 | Comp | 1467.8228 | 1148.4276 | -865.7568 | Comp | 1462.5245 | 2209.8745 | -894.808 | Comp
CSC | 496 | STMPTMP5 | 1830__F | Temple Pecan Creek to Temple | COTONBLT | WATCO | 214 | CONSTRAINT_LIMIT | 1224.9301 | 957.5079 | -133.6229 | Comp | 1063.96 | 6132.3469 | -100.4008 | Non-Comp | 0 | 10000 | -125.1486 | Non-Comp | 1537.0332 | 1024.3031 | -113.6499 | Comp | 1083.0879 | 9538.7355 | -100.4008 | Non-Comp | 1537.0332 | 1024.3031 | -113.6499 | Comp | 931.8397 | 1463.7959 | -100.4008 | Comp
CSC | 497 | STMPTMP5 | 1830__E | Temple Pecan Creek to Temple | COTONBLT | SPVTP | 214 | POWER_BALANCE | 976.529 | 1195.3505 | -247.4065 | Comp | 7379.5357 | 1097.9433 | -179.7777 | Non-Comp | 10000 | 0 | -210.6326 | Non-Comp | 982.3031 | 1469.0019 | -203.6769 | Comp | 9538.8849 | 1121.9288 | -179.7777 | Non-Comp | 982.3031 | 1469.0019 | -203.6769 | Comp | 1374.9209 | 956.7776 | -179.7777 | Comp
CSC | 498 | STMPTMP5 | 1830__C | Temple Pecan Creek to Temple | MPHTP | TMECR | 268 | POWER_BALANCE | 931.8857 | 1197.1785 | -269.1199 | Comp | 7434.48 | 1095.4572 | -198.846 | Non-Comp | 10000 | 0 | -230.955 | Non-Comp | 994.2926 | 1464.4538 | -223.7407 | Comp | 9539.7421 | 1119.234 | -198.846 | Non-Comp | 994.2926 | 1464.4538 | -223.7407 | Comp | 1373.0742 | 952.2219 | -198.846 | Comp
CSC | 499 | STMPTMP5 | 1830__B | Temple Pecan Creek to Temple | SPVTP | MPHTP | 268 | POWER_BALANCE | 969.7152 | 1195.4086 | -250.8835 | Comp | 7392.0156 | 1097.2962 | -183.2547 | Non-Comp | 10000 | 0 | -214.1096 | Non-Comp | 982.7815 | 1468.8509 | -207.1539 | Comp | 9539.0673 | 1121.279 | -183.2547 | Non-Comp | 982.7815 | 1468.8509 | -207.1539 | Comp | 1374.5119 | 955.3263 | -183.2547 | Comp
CSC | 500 | STMPTMP5 | 1830__A | Temple Pecan Creek to Temple | MCGPH | MPHTP | 105 | POWER_BALANCE | 865.597 | 1231.1323 | -18.2422 | Comp | 9559.1917 | 979.5833 | -15.5913 | Non-Comp | 0 | 0 | -16.8453 | Comp | 962.9477 | 1537.7234 | -15.751 | Comp | 9559.1917 | 1069.0341 | -15.5913 | Non-Comp | 962.9477 | 1537.7234 | -15.751 | Comp | 8133.4923 | 890.3917 | -15.5913 | Non-Comp
CSC | 501 | STMPTMP5 | 1295__A | Temple Pecan Creek to Temple | TMPCR | TMPSW | 564.8 | CONSTRAINT_LIMIT | 948.15 | 1094.4726 | -623.7663 | Comp | 1554.5074 | 1127.6068 | -414.3626 | Comp | 1717.445 | 1127.6068 | -414.3626 | Comp | 967.5142 | 1268.4032 | -425.4381 | Comp | 1572.0718 | 2025.4727 | -414.3626 | Comp | 967.5142 | 1268.4032 | -425.4381 | Comp | 1506.8453 | 974.1308 | -414.3626 | Comp
CSC | 502 | STMPTMP5 | 490__A | Temple Pecan Creek to Temple | THSES | TMPCR | 1340 | POWER_BALANCE | 837.7357 | 929.0895 | -769.4534 | Comp | 1549.626 | 1069.7606 | -479.8244 | Comp | 1437.7603 | 1071.3681 | -479.8244 | Comp | 922.3415 | 1087.4231 | -494.4171 | Comp | 1583.5342 | 1175.3411 | -479.8244 | Comp | 922.3415 | 1087.4231 | -494.4171 | Comp | 1510.6716 | 949.3053 | -479.8244 | Comp
CSC | 503 | STMPTMP5 | 300__A | Temple Pecan Creek to Temple | LCSES | TMPSW | 1340 | CONSTRAINT_LIMIT | 819.1841 | 961.0682 | -4706.2444 | Comp | 1387.1951 | 1099.299 | -3346.0687 | Comp | 1464.4242 | 958.9113 | -3346.0687 | Comp | 980.8646 | 1164.5723 | -3832.1424 | Comp | 1694.0688 | 1123.9522 | -3346.0687 | Comp | 938.8428 | 1098.5449 | -3832.1424 | Comp | 1464.4242 | 958.9113 | -3346.0687 | Comp
CSC | 504 | STMPTMP5 | 290__A | Temple Pecan Creek to Temple | LCSES | THSES | 1340 | CONSTRAINT_LIMIT | 1235.7336 | 845.5981 | -731.8434 | Comp | 10000 | 1371.8407 | -420.4165 | Non-Comp | 982.8388 | 1538.733 | -420.4165 | Comp | 1453.653 | 1035.653 | -648.0347 | Comp | 10000 | 1796.4952 | -420.4165 | Non-Comp | 1453.653 | 1035.653 | -648.0347 | Comp | 981.8546 | 1512.1299 | -420.4165 | Comp
CSC | 505 | STMPTMP5 | 280__A | Temple Pecan Creek to Temple | LCSES | THSES | 1340 | CONSTRAINT_LIMIT | 1236.8649 | 785.7763 | -1229.3629 | Comp | 1042.0629 | 1504.5939 | -909.7881 | Comp | 914.9667 | 1526.0517 | -909.7881 | Comp | 1493.9799 | 935.712 | -1178.7064 | Comp | 1801.675 | 1985.7887 | -909.7881 | Comp | 1420.8923 | 935.712 | -1178.7064 | Comp | 907.7859 | 1526.0517 | -909.7881 | Comp
CSC | 506 | STMPTMP5 | 1830__F | Temple Pecan Creek to Temple | WATCO | COTONBLT | 214 | POWER_BALANCE | 973.2972 | 1195.3023 | -244.5335 | Comp | 6126.546 | 1098.4886 | -176.9047 | Non-Comp | 10000 | 0 | -207.7596 | Non-Comp | 980.5525 | 1433.5036 | -200.8039 | Comp | 9538.7355 | 1122.475 | -176.9047 | Non-Comp | 980.5525 | 1433.5036 | -200.8039 | Comp | 1375.2594 | 958.0785 | -176.9047 | Comp
CSC | 507 | STMPTMP5 | 1830__E | Temple Pecan Creek to Temple | SPVTP | COTONBLT | 214 | CONSTRAINT_LIMIT | 1231.3113 | 960.6055 | -130.7499 | Comp | 1063.4534 | 7387.4986 | -97.5278 | Non-Comp | 0 | 10000 | -122.2756 | Non-Comp | 1551.0388 | 1022.889 | -110.3055 | Comp | 1082.5606 | 9538.8849 | -97.5278 | Non-Comp | 1551.0388 | 1022.889 | -110.3055 | Comp | 930.6325 | 1463.2666 | -97.5278 | Comp
CSC | 508 | STMPTMP5 | 1830__H | Temple Pecan Creek to Temple | WATCO | WWDWY | 662.2 | POWER_BALANCE | 1319.5728 | 948.161 | -156.9049 | Comp | 1061.4127 | 6045.232 | -123.6828 | Non-Comp | 0 | 10000 | -148.4306 | Non-Comp | 1375.0874 | 1000.2913 | -135.9884 | Comp | 1087.6835 | 9537.5624 | -123.6828 | Non-Comp | 1375.0874 | 1000.2913 | -135.9884 | Comp | 945.5234 | 1467.9381 | -123.6828 | Comp
CSC | 509 | STMPTMP5 | 1830__G | Temple Pecan Creek to Temple | WWEST | WWDWY | 662.2 | POWER_BALANCE | 921.4744 | 1085.0566 | -202.3535 | Comp | 3862.1675 | 1129.7254 | -134.7247 | Non-Comp | 10000 | 0 | -165.5796 | Non-Comp | 971.797 | 1245.4363 | -158.6239 | Comp | 9536.6578 | 1131.596 | -134.7247 | Non-Comp | 971.797 | 1245.4363 | -158.6239 | Comp | 1380.1074 | 991.9417 | -134.7247 | Comp
CSC | 510 | STMPTMP5 | 1830__C | Temple Pecan Creek to Temple | TMECR | MPHTP | 268 | CONSTRAINT_LIMIT | 1231.8933 | 854.8296 | -123.4047 | Comp | 1061.1289 | 7442.3147 | -88.9423 | Non-Comp | 0 | 10000 | -114.4968 | Non-Comp | 1544.3611 | 1140.4883 | -102.1579 | Comp | 1079.9633 | 9539.7421 | -88.9423 | Non-Comp | 1544.3611 | 1140.4883 | -102.1579 | Comp | 926.4079 | 1460.3606 | -88.9423 | Comp
CSC | 511 | STMPTMP5 | 1830__B | Temple Pecan Creek to Temple | MPHTP | SPVTP | 268 | POWER_BALANCE | 1238.0186 | 954.468 | -127.2729 | Comp | 1062.8522 | 7399.9477 | -94.0508 | Non-Comp | 0 | 10000 | -118.7986 | Non-Comp | 1550.8165 | 1012.4705 | -106.8285 | Comp | 1081.9333 | 9539.0673 | -94.0508 | Non-Comp | 1550.8165 | 1012.4705 | -106.8285 | Comp | 929.2879 | 1462.6218 | -94.0508 | Comp
CSC | 512 | STMPTMP5 | 1830__A | Temple Pecan Creek to Temple | MPHTP | MCGPH | 105 | POWER_BALANCE | 1244.9814 | 912.5246 | 3.8682 | Comp | 953.9565 | 9559.1917 | 4.3018 | Non-Comp | 0 | 0 | 3.7332 | Comp | 1556.0038 | 1056.5582 | 4.6522 | Comp | 1036.4444 | 9559.1917 | 4.3018 | Non-Comp | 1556.0038 | 1056.5582 | 4.6522 | Comp | 860.7012 | 8136.863 | 4.3018 | Non-Comp
CSC | 513 | STMPTMP5 | 1295__A | Temple Pecan Creek to Temple | TMPSW | TMPCR | 564.8 | CONSTRAINT_LIMIT | 1215.5491 | 848.8707 | -481.252 | Comp | 1088.157 | 1671.3805 | -385.0574 | Comp | 1088.157 | 1717.5594 | -428.4691 | Comp | 1519.5793 | 1053.0679 | -432.6843 | Comp | 1957.9783 | 1679.2853 | -385.0574 | Comp | 1519.5793 | 1053.0679 | -432.6843 | Comp | 946.844 | 1616.31 | -385.0574 | Comp
CSC | 514 | STMPTMP5 | 490__A | Temple Pecan Creek to Temple | TMPCR | THSES | 1340 | POWER_BALANCE | 1482.3777 | 811.02 | -739.5375 | Comp | 1033.9218 | 1668.3032 | -609.7171 | Comp | 1035.4321 | 1546.835 | -609.7171 | Comp | 1408.9518 | 972.9683 | -640.726 | Comp | 1136.8604 | 1694.2262 | -609.7171 | Comp | 1408.9518 | 972.9683 | -640.726 | Comp | 923.0665 | 1623.1977 | -609.7171 | Comp
CSC | 515 | STMPTMP5 | 300__A | Temple Pecan Creek to Temple | TMPSW | LCSES | 1340 | CONSTRAINT_LIMIT | 1052.8458 | 819.1841 | -2951.1281 | Comp | 1064.8108 | 1488.4058 | -2251.0897 | Comp | 932.7091 | 1570.091 | -2251.0897 | Comp | 1167.0657 | 980.8646 | -2571.6593 | Comp | 1084.5228 | 1708.2173 | -2251.0897 | Comp | 1167.0657 | 925.5132 | -2571.6593 | Comp | 932.7091 | 1570.091 | -2251.0897 | Comp
CSC | 516 | STMPTMP5 | 290__A | Temple Pecan Creek to Temple | THSES | LCSES | 1340 | POWER_BALANCE | 953.0157 | 1131.8662 | -1860.1829 | Comp | 1232.4531 | 10000 | -1463.4026 | Non-Comp | 1382.596 | 1005.9047 | -1463.4026 | Comp | 1000.5073 | 1294.0771 | -1452.0334 | Comp | 1468.5754 | 10000 | -1463.4026 | Non-Comp | 1000.5073 | 1294.0771 | -1452.0334 | Comp | 1362.4642 | 1004.8796 | -1463.4026 | Comp
CSC | 517 | STMPTMP5 | 280__A | Temple Pecan Creek to Temple | THSES | LCSES | 1340 | CONSTRAINT_LIMIT | 790.5436 | 1170.337 | -2514.0618 | Comp | 1376.3526 | 1074.6966 | -1949.7573 | Comp | 1398.3866 | 937.9425 | -1949.7573 | Comp | 1120.5128 | 1493.9799 | -1985.6583 | Comp | 1979.3151 | 1878.1227 | -1949.7573 | Comp | 1120.5128 | 1314.544 | -1985.6583 | Comp | 1398.3866 | 930.3187 | -1949.7573 | Comp
CSC | 518 | STMPTMP5 | 1830__H | Temple Pecan Creek to Temple | WWDWY | WATCO | 662.2 | POWER_BALANCE | 926.3467 | 1119.1474 | -221.2515 | Comp | 6039.3477 | 1099.2211 | -153.6227 | Non-Comp | 10000 | 0 | -184.4776 | Non-Comp | 974.8045 | 1307.2018 | -177.5219 | Comp | 9537.5624 | 1127.2351 | -153.6227 | Non-Comp | 974.8045 | 1307.2018 | -177.5219 | Comp | 1377.9804 | 972.7421 | -153.6227 | Comp
CSC | 519 | STMPTMP5 | 1830__G | Temple Pecan Creek to Temple | WWDWY | WWEST | 662.2 | POWER_BALANCE | 1373.8238 | 942.6403 | -175.8029 | Comp | 1090.1413 | 3865.1688 | -142.5808 | Non-Comp | 0 | 10000 | -167.3286 | Non-Comp | 1512.936 | 996.2612 | -148.5151 | Comp | 1091.8941 | 9536.6578 | -142.5808 | Non-Comp | 1512.936 | 996.2612 | -148.5151 | Comp | 963.5294 | 1471.0759 | -142.5808 | Comp
CSC | 520 | SFSHBOM5 | 651__E | Oklaunion to Riley 345 KV | DUBLN | STNVL | 314 | POWER_BALANCE | 1166.9898 | 603.7105 | -133.217 | Comp | 928.227 | 9983.9541 | -53.5167 | Non-Comp | 2975.767 | 5304.0478 | -53.5167 | Non-Comp | 1235.2853 | 685.045 | -94.0549 | Comp | 1000.7442 | 10000 | -53.5167 | Non-Comp | 1235.2853 | 685.045 | -94.0549 | Comp | 904.9541 | 2317.4956 | -53.5167 | Comp
CSC | 521 | SFSHBOM5 | 651__D | Oklaunion to Riley 345 KV | HAS | DUBLN | 233 | POWER_BALANCE | 1159.8067 | 615.2906 | -123.205 | Comp | 927.5001 | 9983.9286 | -43.5047 | Non-Comp | 2882.4463 | 5306.1358 | -43.5047 | Non-Comp | 1208.9006 | 687.3672 | -84.0429 | Comp | 1000.4757 | 10000 | -43.5047 | Non-Comp | 1208.9006 | 687.3672 | -84.0429 | Comp | 869.6949 | 2616.1562 | -43.5047 | Comp
CSC | 522 | SFSHBOM5 | 651__B | Oklaunion to Riley 345 KV | CMNSW | CMNTP | 233 | POWER_BALANCE | 1143.2808 | 783.2659 | -121.4824 | Comp | 1001.1586 | 9983.9902 | -30.53 | Non-Comp | 1030.4663 | 4939.3859 | -30.53 | Non-Comp | 4872.7729 | 718.8095 | -49.444 | Non-Comp | 1009.8946 | 10000 | -30.53 | Non-Comp | 1492.1369 | 718.8095 | -74.3294 | Comp | 1152.2313 | 3032.4692 | -30.53 | Non-Comp
CSC | 523 | SFSHBOM5 | 651__A | Oklaunion to Riley 345 KV | CMNCH | CMNTP | 233 | POWER_BALANCE | 685.043 | 0 | -3.305 | Comp | 0 | 766.2773 | -3.305 | Comp | 0 | 0 | -3.305 | Comp | 738.6267 | 0 | -3.305 | Comp | 0 | 766.2773 | -3.305 | Comp | 738.6267 | 0 | -3.305 | Comp | 0 | 766.2773 | -3.305 | Comp
CSC | 524 | SFSHBOM5 | 6380__D | Oklaunion to Riley 345 KV | PAIP | MURRY | 194 | POWER_BALANCE | 1233.4046 | 642.4954 | -144.0311 | Comp | 1431.1361 | 5262.4835 | -136.1944 | Non-Comp | 923.1296 | 9783.3048 | -137.1203 | Non-Comp | 1407.7823 | 707.4794 | -132.0676 | Comp | 2603.5398 | 5262.4835 | -136.1944 | Non-Comp | 1407.7823 | 707.4794 | -132.0676 | Comp | 905.9444 | 871.3824 | -136.1944 | Comp
CSC | 525 | SFSHBOM5 | 6380__A | Oklaunion to Riley 345 KV | MURRY | GRSES | 233 | POWER_BALANCE | 1235.4918 | 570.3975 | -146.2731 | Comp | 1430.9682 | 5263.1878 | -138.4364 | Non-Comp | 923.0654 | 9783.6065 | -139.3623 | Non-Comp | 1467.5713 | 970.2047 | -134.3096 | Comp | 2603.8428 | 5263.1878 | -138.4364 | Non-Comp | 1467.5713 | 607.4867 | -134.3096 | Comp | 906.0597 | 869.1835 | -138.4364 | Comp
CSC | 526 | SFSHBOM5 | 6035__A | Oklaunion to Riley 345 KV | TKWSW | GRSES | 1340 | POWER_BALANCE | 1980.7109 | 915.5701 | -461.3392 | Comp | 1124.8495 | 1594.5107 | -472.9875 | Comp | 1114.6314 | 3113.0698 | -461.5202 | Non-Comp | 1367.8816 | 1113.146 | -438.4429 | Comp | 1139.0675 | 3113.0698 | -472.9875 | Non-Comp | 1367.8816 | 571.9737 | -438.4429 | Comp | 1111.4337 | 973.6748 | -472.9875 | Comp
CSC | 527 | SFSHBOM5 | 6029__A | Oklaunion to Riley 345 KV | LNCRK | CFRSW | 1340 | POWER_BALANCE | 1229.7492 | 592.2436 | -698.0329 | Comp | 968.6185 | 10000 | -662.8457 | Non-Comp | 960.7024 | 1609.6225 | -625.2525 | Comp | 10000 | 675.3443 | -668.1599 | Non-Comp | 968.6185 | 10000 | -662.8457 | Non-Comp | 1468.9346 | 675.3443 | -631.0347 | Comp | 956.5879 | 987.7123 | -662.8457 | Comp
CSC | 528 | SFSHBOM5 | 6028__A | Oklaunion to Riley 345 KV | CFRSW | GRSES | 1340 | POWER_BALANCE | 1187.9502 | 799.9227 | -655.1635 | Comp | 961.8462 | 1614.5224 | -662.3011 | Comp | 954.018 | 1614.5224 | -624.7097 | Comp | 1844.0832 | 1106.3326 | -624.7596 | Comp | 1864.8469 | 3118.8921 | -662.3011 | Non-Comp | 1844.0832 | 521.7044 | -624.7596 | Comp | 949.949 | 988.6631 | -662.3011 | Comp
CSC | 529 | SFSHBOM5 | 6024__A | Oklaunion to Riley 345 KV | LNCRK | GRSES | 1340 | POWER_BALANCE | 1195.3846 | 809.1973 | -651.7875 | Comp | 965.2896 | 1614.5224 | -658.8884 | Comp | 957.4165 | 1677.1153 | -621.4907 | Comp | 1842.6419 | 971.0013 | -621.5403 | Comp | 965.2896 | 3118.8921 | -658.8884 | Non-Comp | 1842.6419 | 524.4862 | -621.5403 | Comp | 953.3243 | 988.6631 | -658.8884 | Comp
CSC | 530 | SFSHBOM5 | 651__E | Oklaunion to Riley 345 KV | STNVL | DUBLN | 314 | POWER_BALANCE | 600.842 | 1208.4183 | -182.5134 | Comp | 9817.6046 | 1538.9722 | -88.0353 | Non-Comp | 5260.8843 | 2975.767 | -107.4687 | Non-Comp | 676.323 | 1205.4363 | -153.0736 | Comp | 10000 | 1741.4663 | -88.0353 | Non-Comp | 676.323 | 1205.4363 | -153.0736 | Comp | 2305.4899 | 1248.3737 | -88.0353 | Comp
CSC | 531 | SFSHBOM5 | 651__D | Oklaunion to Riley 345 KV | DUBLN | HAS | 233 | POWER_BALANCE | 602.686 | 1206.4722 | -192.5254 | Comp | 9817.3196 | 1536.9044 | -98.0473 | Non-Comp | 5262.8159 | 2353.3012 | -117.4807 | Non-Comp | 678.4006 | 1174.3771 | -163.0856 | Comp | 10000 | 1740.5231 | -98.0473 | Non-Comp | 678.4006 | 1174.3771 | -163.0856 | Comp | 2601.464 | 1173.9079 | -98.0473 | Non-Comp
CSC | 532 | SFSHBOM5 | 651__B | Oklaunion to Riley 345 KV | CMNTP | CMNSW | 233 | POWER_BALANCE | 726.3658 | 1143.2808 | -215.422 | Comp | 9818.0084 | 1744.0412 | -120.8382 | Non-Comp | 4903.3515 | 1776.4619 | -122.6699 | Non-Comp | 818.5663 | 4872.7729 | -178.0784 | Non-Comp | 10000 | 1770.0833 | -120.8382 | Non-Comp | 818.5663 | 1422.9001 | -178.0784 | Comp | 3015.0503 | 1663.7972 | -120.8382 | Non-Comp
CSC | 533 | SFSHBOM5 | 651__A | Oklaunion to Riley 345 KV | CMNTP | CMNCH | 233 | POWER_BALANCE | 0 | 685.043 | 3.305 | Comp | 738.6267 | 0 | 3.305 | Comp | 0 | 0 | 3.305 | Comp | 0 | 738.6267 | 3.305 | Comp | 738.6267 | 0 | 3.305 | Comp | 0 | 738.6267 | 3.305 | Comp | 738.6267 | 0 | 3.305 | Comp
CSC | 534 | SFSHBOM5 | 6380__D | Oklaunion to Riley 345 KV | MURRY | PAIP | 194 | POWER_BALANCE | 618.0512 | 1184.146 | -227.0458 | Comp | 9023.7767 | 1993.3681 | -30.876 | Non-Comp | 8582.7353 | 1490.9948 | -30.876 | Non-Comp | 659.0885 | 1387.9735 | -182.9429 | Comp | 9023.7767 | 2603.5398 | -30.876 | Non-Comp | 659.0885 | 1387.9735 | -182.9429 | Comp | 865.1915 | 1470.3255 | -30.876 | Comp
CSC | 535 | SFSHBOM5 | 6380__A | Oklaunion to Riley 345 KV | GRSES | MURRY | 233 | POWER_BALANCE | 567.4205 | 1166.3797 | -224.8038 | Comp | 9024.3445 | 1993.1239 | -28.634 | Non-Comp | 8584.1902 | 1490.7487 | -28.634 | Non-Comp | 970.2047 | 1294.8289 | -128.6427 | Comp | 9024.3445 | 2603.8428 | -28.634 | Non-Comp | 594.966 | 1294.8289 | -180.7009 | Comp | 862.9429 | 1470.5377 | -28.634 | Comp
CSC | 536 | SFSHBOM5 | 6035__A | Oklaunion to Riley 345 KV | GRSES | TKWSW | 1340 | POWER_BALANCE | 915.5701 | 732.6094 | -713.4783 | Comp | 1594.2742 | 1934.7886 | -124.9777 | Comp | 3113.0698 | 1908.2564 | -124.9777 | Non-Comp | 1113.146 | 796.7443 | -485.0585 | Comp | 3113.0698 | 1938.7985 | -124.9777 | Non-Comp | 599.4002 | 781.032 | -485.0585 | Comp | 967.9685 | 1899.04 | -124.9777 | Comp
CSC | 537 | SFSHBOM5 | 6029__A | Oklaunion to Riley 345 KV | CFRSW | LNCRK | 1340 | POWER_BALANCE | 599.1292 | 1231.8483 | -1278.765 | Comp | 10000 | 1643.2732 | -225.7816 | Non-Comp | 1562.0175 | 1621.099 | -225.7816 | Comp | 619.0336 | 10000 | -995.1627 | Non-Comp | 10000 | 1643.2732 | -225.7816 | Non-Comp | 619.0336 | 1296.403 | -995.1627 | Comp | 972.8318 | 1609.6522 | -225.7816 | Comp
CSC | 538 | SFSHBOM5 | 6028__A | Oklaunion to Riley 345 KV | GRSES | CFRSW | 1340 | POWER_BALANCE | 799.9227 | 739.7135 | -1096.6397 | Comp | 1614.5621 | 1641.3477 | -226.2773 | Comp | 1614.5621 | 1619.2128 | -226.2773 | Comp | 1106.3326 | 792.422 | -732.9903 | Comp | 3118.8921 | 2597.2377 | -226.2773 | Non-Comp | 533.6305 | 792.1883 | -732.9903 | Comp | 983.1908 | 1607.7861 | -226.2773 | Comp
CSC | 539 | SFSHBOM5 | 6024__A | Oklaunion to Riley 345 KV | GRSES | LNCRK | 1340 | POWER_BALANCE | 809.1973 | 745.5592 | -1071.4161 | Comp | 1614.5621 | 1642.3404 | -224.8635 | Comp | 1677.1688 | 1620.1852 | -224.8635 | Comp | 971.0013 | 798.1466 | -726.1474 | Comp | 3118.8921 | 1642.3404 | -224.8635 | Non-Comp | 535.3549 | 795.3076 | -726.1474 | Comp | 983.1908 | 1608.7482 | -224.8635 | Comp
CSC | 540 | SFSHBOM5 | 6012__A | Oklaunion to Riley 345 KV | JCKSW | BOMSW | 1167.4 | POWER_BALANCE | 10000 | 753.9059 | 83.3612 | Non-Comp | 5011.3295 | 10000 | 155.4821 | Non-Comp | 5011.3295 | 4867.7527 | 155.4821 | Non-Comp | 10000 | 828.6874 | 123.186 | Non-Comp | 5011.3295 | 10000 | 155.4821 | Non-Comp | 567.9984 | 828.6874 | 71.8738 | Comp | 807.2469 | 4295.7772 | 155.4821 | Non-Comp
CSC | 541 | SFSHBOM5 | 6012__A | Oklaunion to Riley 345 KV | BOMSW | JCKSW | 1167.4 | POWER_BALANCE | 2452.3203 | 10000 | -291.4703 | Non-Comp | 10000 | 5011.3295 | -287.6003 | Non-Comp | 4831.1519 | 5011.3295 | -271.947 | Non-Comp | 0 | 10000 | -287.2914 | Non-Comp | 10000 | 5011.3295 | -287.6003 | Non-Comp | 0 | 569.8994 | -287.2914 | Comp | 3853.6087 | 816.3368 | -287.6003 | Non-Comp
CSC | 542 | SFSHBOM5 | 6011__A | Oklaunion to Riley 345 KV | FSHSW | BOMSW | 1188.7 | POWER_BALANCE | 1468.8339 | 6713.1202 | -151.8272 | Non-Comp | 10000 | 5011.8699 | -150.2601 | Non-Comp | 4953.8978 | 0 | -43.6372 | Non-Comp | 1661.3379 | 10000 | -150.4852 | Non-Comp | 10000 | 5011.8699 | -150.2601 | Non-Comp | 1661.3379 | 580.1522 | -150.4852 | Comp | 4288.3187 | 813.2675 | -150.2601 | Non-Comp

## SCED Data Set Direction
Branch | From Station | To Station |  |  |  | 0% SF Threshold
LON_HI_NEDIN1_1 | LON_HILL | NEDIN
AIR_W_DE_1 | W_DENT | JMCRSTL
591__A | CRLNW | LKPNT
MARION_4AT2 | MARION | MARION | 3335.7067 | 12.772 | 12.772 |  | 3335.7067 | 12.772 | 12.772
ODNTH_FMR1 | ODNTH | ODNTH | 3885.3069 | 231.28 | 231.28 |  | 3885.3069 | 231.28 | 231.28
NICOLE_OAKC1_1 | OAKC | NICOLE | 1125.2718 | -3867.1864 | -859.3972 |  | 1125.2718 | -3867.1864 | -859.3972
GT_MID90_A | MID | GT | 2712.458 | -167.969 | 251.0361 |  | 2712.458 | -167.969 | 251.0361
6611__C | ALYNT | SNBRG | 3152.0327 | -4095.5828 | 3657.252 |  | 3152.0327 | -4095.5828 | 3657.252
WLVEE_MR2L | WLVEE | WLVEE | 1797.7813 | -2584.0267 | 1411.5836 |  | 1797.7813 | -2584.0267 | 1411.5836
BI_SMR98_A | BI | SMITHERS | 1708.3774 | -2910.9278 | 1054.3682 |  | 1708.3774 | -2910.9278 | 1054.3682
6225__A | CGRSW | MGSES | 3562.0944 | -1235.6761 | 5066.402 |  | 3562.0944 | -1235.6761 | 5066.402
6611__A | AVMSW | ACRLY | 3541.5722 | 1030.3437 | 2682.272 |  | 3541.5722 | 1030.3437 | 2682.272
CTRPHR97_A | PHR | CTR | 7973.2133 | -1127.7975 | -115.2557 |  | 7973.2133 | -1127.7975 | -115.2557
JK_TOKSW_1 | TOKSW | JK_CK | 5462.0486 | 6828.7881 | 6731.2571 |  | 5462.0486 | 6828.7881 | 6731.2571
6380__D | MURRY | PAIP | 5668.8672 | -300 | -300 |  | 5668.8672 | -300 | -300
1310__D | MFTPN | CDHSW | 4232.8676 | 9512.9472 | 36.6111 |  | 4232.8676 | 9512.9472 | 36.6111
138_NAL_HAS_1 | TNNALVIN | HASTINGS | 4689.2302 | 9725.7325 | -10.3881 |  | 4689.2302 | 9725.7325 | -10.3881
850__C | ALNSW | PCUST | 4966.6166 | 4502.1111 | -593.7888 |  | 4966.6166 | 4502.1111 | -593.7888
TRSES_MR6L | TRSES | TRSES | 1133.8107 | 10000 | 227.4267 |  | 1133.8107 | 10000 | 227.4267
KENDAL_AT2H | KENDAL | KENDAL | 1133.8107 | 10000 | 227.4267 |  | 1133.8107 | 10000 | 227.4267
435__A | TMPSW | BCESW | 9025.2615 | 2037.6766 | -9.1941 |  | 9025.2615 | 2037.6766 | -9.1941
265__A | JEWET | TOKSW | 2037.6766 | 5264.3279 | -196.7221 | 3335.7067 | 2037.6766 | 5264.3279 | -196.7221
6611__D | LMESA | SNBRG | 10000 | 4215.4185 | -221.4391 | 3885.3069 | 10000 | 4215.4185 | -221.4391
CKT_902_1 | SPRINKLE | DECKER | 4176.1083 | 7542.1283 | 240.6695 | 0 | 4176.1083 | 7542.1283 | 240.6695
SINTON_SKIDMO1_1 | SKIDMORE | SINTON | 5003.4036 | 10000 | -327.8214 | 0 | 5003.4036 | 10000 | -327.8214
6860__A | ECTTP | HLTSW | 10000 | 10000 | 40.1639 | 1218.0331 | 10000 | 10000 | 40.1639
CKT_3122_1 | HOLMAN | FPPYD2 | 6120.7246 | 3045.7423 | -199.2584 | 1065.4346 | 6120.7246 | 3045.7423 | -199.2584
6380__D | MURRY | PAIP | 6856.4255 | 5268.1976 | -192.1944 | 0 | 6856.4255 | 5268.1976 | -192.1944
CAGNON_MR4H | CAGNON | CAGNON | 820.0607 | 2220.2218 | 69.8141 | 10000 | 820.0607 | 2220.2218 | 69.8141
1140__C | DFWCE | DFWD1 | 7318.5953 | 2736.2059 | 92.3953 | 10000 | 7318.5953 | 2736.2059 | 92.3953
6915__A | ODBSW | ODNTH | 10000 | 10000 | 58.9053 | 0 | 10000 | 10000 | 58.9053
GT_MID90_A | MID | GT | 1740.9622 | 2734.4562 | -2084.1419 | 0 | 1740.9622 | 2734.4562 | -2084.1419
CAGNON_MR4L | CAGNON | CAGNON | 10000 | 3545.7219 | -14.9806 | 5668.8672 | 10000 | 3545.7219 | -14.9806
RIOHON_XCAP_2_1 | RIOHONDO | RIOHONDO | 10000 | 2111.7973 | -203.8385 | 1002.5121 | 10000 | 2111.7973 | -203.8385
3330__C | LMTP1 | LMBLN | 5027.6496 | 8942.0426 | 41.5048 |  | 5027.6496 | 8942.0426 | 41.5048
BARL_FTSW1_1 | BARL | FTSW | 4232.7771 | 9495.4665 | 46.0018 |  | 4232.7771 | 9495.4665 | 46.0018
WLVEE_MR1H | WLVEE | WLVEE | 4998.8456 | 9452.6436 | 87.5144 |  | 4998.8456 | 9452.6436 | 87.5144
WLVEE_MR1L | WLVEE | WLVEE | 5224.8789 | 10000 | -223.7503 |  | 5224.8789 | 10000 | -223.7503
21__A | TRSES | RCHBR | 2236.9548 | 5096.1365 | -19.4896 |  | 2236.9548 | 5096.1365 | -19.4896
KMCHI_KWASS1_1 | KWASS | KMCHI | 738.6267 | 0 | 6.065 |  | 738.6267 | 0 | 6.065
AUSTRO_AT1H | AUSTRO | AUSTRO | 738.6267 | 0 | 2.561 |  | 738.6267 | 0 | 2.561
425__A | TMPSW | BCESW | 6317.6719 | 9974.6546 | 114.7871 |  | 6317.6719 | 9974.6546 | 114.7871
6915__A | ODBSW | ODNTH | 10000 | 2435.1404 | 142.6635 |  | 10000 | 2435.1404 | 142.6635
6865__B | NCWDN | ODNTH | 807.0399 | 3742.4564 | 151.7543 |  | 807.0399 | 3742.4564 | 151.7543
|  |  | 0 | 10000 | 0 |  | 0 | 10000 | 0
|  |  | 3412.4468 | 3775.7131 | 179.9895 |  | 3412.4468 | 3775.7131 | 179.9895
|  |  | 994.0284 | 5512.8736 | 327.9581 |  | 994.0284 | 5512.8736 | 327.9581
|  |  | 10000 | 5187.8679 | 76.6677 |  | 10000 | 5187.8679 | 76.6677
|  |  | 2331.1957 | 9963.1437 | 18.5515 |  | 2331.1957 | 9963.1437 | 18.5515
|  |  | 5968.5531 | 10000 | 165.3848 |  | 5968.5531 | 10000 | 165.3848
|  |  | 9866.4341 | 10000 | -319.8912 |  | 9866.4341 | 10000 | -319.8912
|  |  | 8327.932 | 10000 | 360.849 |  | 8327.932 | 10000 | 360.849
|  |  | 8327.932 | 10000 | 360.849 |  | 8327.932 | 10000 | 360.849
|  |  | 10000 | 10000 | 18.251 |  | 10000 | 10000 | 18.251
|  |  | 1084.2507 | 1622.6017 | -926.3859 |  | 1084.2507 | 1622.6017 | -926.3859
|  |  | 3538.1958 | 1575.8051 | -1203.0753 |  | 3538.1958 | 1575.8051 | -1203.0753
|  |  | 10000 | 9648.0478 | 32.5226 |  | 10000 | 9648.0478 | 32.5226
|  |  | 9539.3406 | 1126.9413 | -140.8423 |  | 9539.3406 | 1126.9413 | -140.8423
|  |  | 2066.3162 | 2127.8319 | -1955.039 |  | 2066.3162 | 2127.8319 | -1955.039
|  |  | 1526.8201 | 10000 | -1360.8075 |  | 1526.8201 | 10000 | -1360.8075
|  |  | 1084.4322 | 1708.1109 | -2198.5443 |  | 1084.4322 | 1708.1109 | -2198.5443
|  |  | 1737.1253 | 1696.2682 | -352.9262 |  | 1737.1253 | 1696.2682 | -352.9262
|  |  | 1325.4143 | 1694.5781 | -733.8836 |  | 1325.4143 | 1694.5781 | -733.8836
|  |  | 2702.1367 | 5010.8522 | -342.9436 |  | 2702.1367 | 5010.8522 | -342.9436
|  |  | 2296.7376 | 5010.8619 | -466.0798 |  | 2296.7376 | 5010.8619 | -466.0798
|  |  | 1269.1248 | 10000 | -589.1767 |  | 1269.1248 | 10000 | -589.1767
|  |  | 3751.5865 | 10000 | -592.2284 |  | 3751.5865 | 10000 | -592.2284
|  |  | 1274.7149 | 10000 | -592.7945 |  | 1274.7149 | 10000 | -592.7945
|  |  | 1397.6182 | 5101.3116 | -438.4553 |  | 1397.6182 | 5101.3116 | -438.4553
|  |  | 4762.8653 | 5249.6428 | -120.9769 |  | 4762.8653 | 5249.6428 | -120.9769
|  |  | 4762.5366 | 5248.9384 | -118.7349 |  | 4762.5366 | 5248.9384 | -118.7349
|  |  | 0 | 766.2773 | -3.305 |  | 0 | 766.2773 | -3.305
|  |  | 1272.4268 | 10000 | -27.6706 |  | 1272.4268 | 10000 | -27.6706
|  |  | 1273.7134 | 10000 | -39.9644 |  | 1273.7134 | 10000 | -39.9644
|  |  | 1273.4804 | 10000 | -49.9764 |  | 1273.4804 | 10000 | -49.9764
|  |  | 2057.5428 | 1680.7996 | -221.5102 |  | 2057.5428 | 1680.7996 | -221.5102
|  |  | 1034.968 | 9560.5415 | 4.9953 |  | 1034.968 | 9560.5415 | 4.9953
|  |  | 1081.1442 | 9540.8701 | -79.5735 |  | 1081.1442 | 9540.8701 | -79.5735
|  |  | 1079.0234 | 9541.5308 | -73.9306 |  | 1079.0234 | 9541.5308 | -73.9306
|  |  | 9538.4198 | 1131.7472 | -121.9443 |  | 9538.4198 | 1131.7472 | -121.9443
|  |  | 1087.3944 | 9539.3406 | -109.2055 |  | 1087.3944 | 9539.3406 | -109.2055
|  |  | 1081.8213 | 9540.6849 | -83.0505 |  | 1081.8213 | 9540.6849 | -83.0505
|  |  | 9540.5331 | 1121.7585 | -164.1243 |  | 9540.5331 | 1121.7585 | -164.1243
|  |  | 2049.298 | 2072.8757 | -914.8689 |  | 2049.298 | 2072.8757 | -914.8689
|  |  | 10000 | 1806.5464 | -320.2652 |  | 10000 | 1806.5464 | -320.2652
|  |  | 1693.9615 | 1123.8592 | -3299.6824 |  | 1693.9615 | 1123.8592 | -3299.6824
|  |  | 1585.8911 | 1785.3767 | -312.8008 |  | 1585.8911 | 1785.3767 | -312.8008
|  |  | 1574.1208 | 2130.1538 | -269.9852 |  | 1574.1208 | 2130.1538 | -269.9852
|  |  | 1583.9405 | 1376.1955 | -589.8739 |  | 1583.9405 | 1376.1955 | -589.8739
|  |  | 9560.5415 | 1067.4415 | -15.7571 |  | 9560.5415 | 1067.4415 | -15.7571
|  |  | 2799.5993 | 2910.65 | -1293.8883 |  | 2799.5993 | 2910.65 | -1293.8883
|  |  | 2909.4875 | 2799.3776 | -834.5203 |  | 2909.4875 | 2799.3776 | -834.5203
|  |  | 1472.1949 | 2668.4349 | -656.9716 |  | 1472.1949 | 2668.4349 | -656.9716
|  |  | 2668.4239 | 1568.192 | -871.4692 |  | 2668.4239 | 1568.192 | -871.4692
|  |  | 2799.728 | 1573.2777 | -693.572 |  | 2799.728 | 1573.2777 | -693.572
|  |  | 10000 | 1629.5697 | -1176.0878 |  | 10000 | 1629.5697 | -1176.0878
|  |  | 1283.1221 | 6567.1593 | -580.6858 |  | 1283.1221 | 6567.1593 | -580.6858
|  |  | 1473.3117 | 3205.6106 | -895.369 |  | 1473.3117 | 3205.6106 | -895.369
|  |  | 2824.8524 | 2997.3635 | -1298.2535 |  | 2824.8524 | 2997.3635 | -1298.2535
|  |  | 2997.3635 | 2824.8524 | -997.4001 |  | 2997.3635 | 2824.8524 | -997.4001
|  |  | 1412.4313 | 2616.2772 | -1559.3027 |  | 1412.4313 | 2616.2772 | -1559.3027
|  |  | 1543.5477 | 2683.942 | -1484.4529 |  | 1543.5477 | 2683.942 | -1484.4529
|  |  | 5010.8522 | 2702.1367 | -301.3177 |  | 5010.8522 | 2702.1367 | -301.3177
|  |  | 5010.8619 | 2296.7376 | -242.4379 |  | 5010.8619 | 2296.7376 | -242.4379
|  |  | 10000 | 2686.5632 | -85.8448 |  | 10000 | 2686.5632 | -85.8448
|  |  | 10000 | 3751.5865 | -86.5385 |  | 10000 | 3751.5865 | -86.5385
|  |  | 10000 | 2688.7506 | -86.0646 |  | 10000 | 2688.7506 | -86.0646
|  |  | 5101.3116 | 2733.2144 | -56.4389 |  | 5101.3116 | 2733.2144 | -56.4389
|  |  | 9013.2517 | 4762.8653 | 6.4232 |  | 9013.2517 | 4762.8653 | 6.4232
|  |  | 9012.6645 | 4762.5366 | 4.1812 |  | 9012.6645 | 4762.5366 | 4.1812
|  |  | 738.6267 | 0 | 3.305 |  | 738.6267 | 0 | 3.305
|  |  | 10000 | 2684.1053 | -112.9424 |  | 10000 | 2684.1053 | -112.9424
|  |  | 10000 | 2612.0318 | -90.2919 |  | 10000 | 2612.0318 | -90.2919
|  |  | 10000 | 2611.9824 | -80.2799 |  | 10000 | 2611.9824 | -80.2799
|  |  | 9540.8701 | 1120.4666 | -170.4743 |  | 9540.8701 | 1120.4666 | -170.4743
|  |  | 9541.5308 | 1118.2648 | -185.5939 |  | 9541.5308 | 1118.2648 | -185.5939
|  |  | 9540.6849 | 1121.168 | -166.9973 |  | 9540.6849 | 1121.168 | -166.9973
|  |  | 1082.3912 | 9540.5331 | -85.9235 |  | 1082.3912 | 9540.5331 | -85.9235
|  |  | 1092.0342 | 9538.4198 | -128.1035 |  | 1092.0342 | 9538.4198 | -128.1035
|  |  | 0 | 0 | 0 |  | 0 | 0 | 0
|  |  | 3790.7668 | 1767.7921 | -412.4937 |  | 3790.7668 | 1767.7921 | -412.4937
|  |  | 0 | 0 | 0 |  | 0 | 0 | 0
|  |  | 1574.0289 | 2129.0339 | -261.1168 |  | 1574.0289 | 2129.0339 | -261.1168
|  |  | 1584.9376 | 1245.1238 | -657.4275 |  | 1584.9376 | 1245.1238 | -657.4275
|  |  | 1586.5624 | 1785.9276 | -336.2996 |  | 1586.5624 | 1785.9276 | -336.2996
|  |  | 1616.7929 | 1123.9028 | -3322.9887 |  | 1616.7929 | 1123.9028 | -3322.9887
|  |  | 10000 | 1842.5324 | -290.3421 |  | 10000 | 1842.5324 | -290.3421
|  |  | 2049.4676 | 1985.8625 | -909.3661 |  | 2049.4676 | 1985.8625 | -909.3661
|  |  | 2056.5185 | 1680.771 | -220.6233 |  | 2056.5185 | 1680.771 | -220.6233
|  |  | 1202.5661 | 1695.5168 | -758.1874 |  | 1202.5661 | 1695.5168 | -758.1874
|  |  | 1737.6613 | 1696.9154 | -362.2316 |  | 1737.6613 | 1696.9154 | -362.2316
|  |  | 1084.4742 | 1629.9346 | -2224.4124 |  | 1084.4742 | 1629.9346 | -2224.4124
|  |  | 1553.1909 | 10000 | -1293.3379 |  | 1553.1909 | 10000 | -1293.3379
|  |  | 1979.3898 | 2128.0113 | -1958.9576 |  | 1979.3898 | 2128.0113 | -1958.9576
|  |  | 0 | 0 | 0 |  | 0 | 0 | 0
|  |  | 1087.7827 | 1604.8936 | -469.7254 |  | 1087.7827 | 1604.8936 | -469.7254
|  |  | 1085.4218 | 1604.3389 | -427.5454 |  | 1085.4218 | 1604.3389 | -427.5454
|  |  | 1464.4599 | 1124.7294 | -592.3872 |  | 1464.4599 | 1124.7294 | -592.3872
|  |  | 1470.676 | 1123.9503 | -634.8425 |  | 1470.676 | 1123.9503 | -634.8425
|  |  | 1470.2015 | 1124.5357 | -595.8642 |  | 1470.2015 | 1124.5357 | -595.8642
|  |  | 1938.1206 | 1114.0435 | -38.9782 |  | 1938.1206 | 1114.0435 | -38.9782
|  |  | 1629.3555 | 1238.4886 | -484.7087 |  | 1629.3555 | 1238.4886 | -484.7087
|  |  | 1191.7151 | 1717.5187 | -110.9933 |  | 1191.7151 | 1717.5187 | -110.9933
|  |  | 1525.3322 | 10000 | -1248.123 |  | 1525.3322 | 10000 | -1248.123
|  |  | 10000 | 10000 | -1290.508 |  | 10000 | 10000 | -1290.508
|  |  | 1629.3555 | 1238.4886 | -155.3316 |  | 1629.3555 | 1238.4886 | -155.3316
|  |  | 10000 | 1804.0712 | -502.0532 |  | 10000 | 1804.0712 | -502.0532
|  |  | 10000 | 10000 | -481.9205 |  | 10000 | 10000 | -481.9205
|  |  | 1507.2993 | 1124.8902 | -589.5142 |  | 1507.2993 | 1124.8902 | -589.5142
|  |  | 1085.2665 | 1561.3996 | -424.6724 |  | 1085.2665 | 1561.3996 | -424.6724
|  |  | 1086.7057 | 1604.5399 | -450.8274 |  | 1086.7057 | 1604.5399 | -450.8274
|  |  | 1505.2407 | 1127.3352 | -547.3342 |  | 1505.2407 | 1127.3352 | -547.3342
|  |  | 1084.5154 | 1562.3625 | -435.0173 |  | 1084.5154 | 1562.3625 | -435.0173
|  |  | 1085.0795 | 1561.9231 | -421.1954 |  | 1085.0795 | 1561.9231 | -421.1954
|  |  | 1074.9713 | 1938.5721 | -13.8219 |  | 1074.9713 | 1938.5721 | -13.8219
|  |  | 1191.7151 | 1717.5187 | -346.3521 |  | 1191.7151 | 1717.5187 | -346.3521
|  |  | 1505.0873 | 1126.2198 | -566.2322 |  | 1505.0873 | 1126.2198 | -566.2322
|  |  | 10000 | 2641.1252 | -82.4007 |  | 10000 | 2641.1252 | -82.4007
|  |  | 10000 | 2626.3005 | -92.4127 |  | 10000 | 2626.3005 | -92.4127
|  |  | 10000 | 2683.5091 | -112.1741 |  | 10000 | 2683.5091 | -112.1741
|  |  | 738.6267 | 0 | 3.305 |  | 738.6267 | 0 | 3.305
|  |  | 9025.2615 | 2037.6766 | -9.1941 |  | 9025.2615 | 2037.6766 | -9.1941
|  |  | 9025.7973 | 2037.8692 | -6.9521 |  | 9025.7973 | 2037.8692 | -6.9521
|  |  | 10000 | 2705.5974 | -118.1342 |  | 10000 | 2705.5974 | -118.1342
|  |  | 10000 | 1171.6904 | -1.3125e-11 |  | 10000 | 1171.6904 | -1.3125e-11
|  |  | 5014.566 | 2314.8752 | -301.0742 |  | 5014.566 | 2314.8752 | -301.0742
|  |  | 5015.9058 | 2702.1367 | -365.9062 |  | 5015.9058 | 2702.1367 | -365.9062
|  |  | 1255.2487 | 10000 | -74.9988 |  | 1255.2487 | 10000 | -74.9988
|  |  | 1251.5905 | 10000 | -64.9868 |  | 1251.5905 | 10000 | -64.9868
|  |  | 1267.6131 | 10000 | -52.0994 |  | 1267.6131 | 10000 | -52.0994
|  |  | 0 | 766.2773 | -3.305 |  | 0 | 766.2773 | -3.305
|  |  | 2037.6766 | 5264.3279 | -196.7221 |  | 2037.6766 | 5264.3279 | -196.7221
|  |  | 2037.8692 | 5264.9956 | -198.9641 |  | 2037.8692 | 5264.9956 | -198.9641
|  |  | 1319.0885 | 10000 | -861.8334 |  | 1319.0885 | 10000 | -861.8334
|  |  | 1083.005 | 10000 | -1.1667e-11 |  | 1083.005 | 10000 | -1.1667e-11
|  |  | 1736.5851 | 10000 | -2676.1954 |  | 1736.5851 | 10000 | -2676.1954
|  |  | 2314.8752 | 5014.566 | -693.9156 |  | 2314.8752 | 5014.566 | -693.9156
|  |  | 2702.1367 | 5015.9058 | -576.7879 |  | 2702.1367 | 5015.9058 | -576.7879
|  |  | 1095.6329 | 1589.2282 | -217.3239 |  | 1095.6329 | 1589.2282 | -217.3239
|  |  | 2755.0252 | 1319.4871 | -1271.5503 |  | 2755.0252 | 1319.4871 | -1271.5503
|  |  | 1641.1108 | 1127.2121 | -226.4878 |  | 1641.1108 | 1127.2121 | -226.4878
|  |  | 1087.2547 | 1652.6702 | -172.2709 |  | 1087.2547 | 1652.6702 | -172.2709
|  |  | 1091.1457 | 1651.9819 | -198.4259 |  | 1091.1457 | 1651.9819 | -198.4259
|  |  | 1495.0623 | 1135.5133 | -184.3078 |  | 1495.0623 | 1135.5133 | -184.3078
|  |  | 1085.3254 | 1653.3725 | -168.8171 |  | 1085.3254 | 1653.3725 | -168.8171
|  |  | 1086.7671 | 1652.2066 | -168.7939 |  | 1086.7671 | 1652.2066 | -168.7939
|  |  | 1063.4536 | 9538.502 | -0.023109 |  | 1063.4536 | 9538.502 | -0.023109
|  |  | 2051.1983 | 1696.9811 | -157.2178 |  | 2051.1983 | 1696.9811 | -157.2178
|  |  | 1087.6627 | 1653.0473 | -175.1439 |  | 1087.6627 | 1653.0473 | -175.1439
|  |  | 1640.7457 | 1126.7896 | -229.3608 |  | 1640.7457 | 1126.7896 | -229.3608
|  |  | 1651.5331 | 1124.7883 | -252.0059 |  | 1651.5331 | 1124.7883 | -252.0059
|  |  | 1640.2968 | 1126.2845 | -232.8378 |  | 1640.2968 | 1126.2845 | -232.8378
|  |  | 9538.502 | 1102.0753 | -19.1681 |  | 9538.502 | 1102.0753 | -19.1681
|  |  | 1696.878 | 2123.1348 | -209.622 |  | 1696.878 | 2123.1348 | -209.622
|  |  | 1200.0437 | 2755.0252 | -2661.7767 |  | 1200.0437 | 2755.0252 | -2661.7767
|  |  | 1602.2445 | 1130.8192 | -203.2058 |  | 1602.2445 | 1130.8192 | -203.2058
|  |  | 1082.3808 | 2975.2126 | -225.1661 |  | 1082.3808 | 2975.2126 | -225.1661
|  |  | 1083.3265 | 2231.1363 | -224.1203 |  | 1083.3265 | 2231.1363 | -224.1203
|  |  | 1063.3145 | 9536.6964 | -1.0458 |  | 1063.3145 | 9536.6964 | -1.0458
|  |  | 1085.865 | 1795.8838 | -741.9978 |  | 1085.865 | 1795.8838 | -741.9978
|  |  | 1087.7739 | 1313.1514 | -272.6503 |  | 1087.7739 | 1313.1514 | -272.6503
|  |  | 1083.8773 | 2231.1219 | -230.4703 |  | 1083.8773 | 2231.1219 | -230.4703
|  |  | 2230.2279 | 1123.0331 | -372.2648 |  | 2230.2279 | 1123.0331 | -372.2648
|  |  | 2973.1094 | 1121.7405 | -400.4096 |  | 2973.1094 | 1121.7405 | -400.4096
|  |  | 2230.239 | 1122.7219 | -375.7418 |  | 2230.239 | 1122.7219 | -375.7418
|  |  | 9536.6964 | 1101.886 | -24.6678 |  | 9536.6964 | 1101.886 | -24.6678
|  |  | 1682.2019 | 1125.288 | -944.8167 |  | 1682.2019 | 1125.288 | -944.8167
|  |  | 1087.808 | 1492.1518 | -1137.089 |  | 1087.808 | 1492.1518 | -1137.089
|  |  | 5222.1259 | 10000 | -528.2098 |  | 5222.1259 | 10000 | -528.2098
|  |  | 5168.4413 | 10000 | -1421.3729 |  | 5168.4413 | 10000 | -1421.3729
|  |  | 1943.7831 | 1125.465 | -346.1098 |  | 1943.7831 | 1125.465 | -346.1098
|  |  | 1400.2321 | 1127.359 | -1269.35 |  | 1400.2321 | 1127.359 | -1269.35
|  |  | 10000 | 5222.1259 | -313.698 |  | 10000 | 5222.1259 | -313.698
|  |  | 10000 | 5168.4413 | -585.3255 |  | 10000 | 5168.4413 | -585.3255
|  |  | 2230.224 | 1123.2924 | -369.3918 |  | 2230.224 | 1123.2924 | -369.3918
|  |  | 1083.627 | 2231.1255 | -227.5973 |  | 1083.627 | 2231.1255 | -227.5973
|  |  | 1085.975 | 1946.5129 | -253.7523 |  | 1085.975 | 1946.5129 | -253.7523
|  |  | 1312.9041 | 1127.3279 | -327.2118 |  | 1312.9041 | 1127.3279 | -327.2118
|  |  | 2135.5504 | 2825.0111 | -2076.9073 |  | 2135.5504 | 2825.0111 | -2076.9073
|  |  | 2825.0111 | 2135.5504 | -2295.3072 |  | 2825.0111 | 2135.5504 | -2295.3072
|  |  | 1815.553 | 2886.7779 | -769.5729 |  | 1815.553 | 2886.7779 | -769.5729
|  |  | 1283.1231 | 6566.1159 | -581.6843 |  | 1283.1231 | 6566.1159 | -581.6843
|  |  | 10000 | 1820.9815 | -1071.6303 |  | 10000 | 1820.9815 | -1071.6303
|  |  | 2797.8815 | 1653.7901 | -645.0225 |  | 2797.8815 | 1653.7901 | -645.0225
|  |  | 2667.9679 | 1647.9832 | -812.6542 |  | 2667.9679 | 1647.9832 | -812.6542
|  |  | 1638.7672 | 2667.9724 | -597.3232 |  | 1638.7672 | 2667.9724 | -597.3232
|  |  | 4681.7441 | 2793.8316 | -736.5869 |  | 4681.7441 | 2793.8316 | -736.5869
|  |  | 2794.0922 | 4687.4715 | -1197.3233 |  | 2794.0922 | 4687.4715 | -1197.3233
|  |  | 1433.5245 | 2664.5677 | -1352.7057 |  | 1433.5245 | 2664.5677 | -1352.7057
|  |  | 1414.9074 | 2638.6506 | -1399.5597 |  | 1414.9074 | 2638.6506 | -1399.5597
|  |  | 2995.9716 | 2904.3708 | -872.5823 |  | 2995.9716 | 2904.3708 | -872.5823
|  |  | 2904.3708 | 2995.9716 | -1164.6424 |  | 2904.3708 | 2995.9716 | -1164.6424
|  |  | 1283.1234 | 6566.3609 | -581.2255 |  | 1283.1234 | 6566.3609 | -581.2255
|  |  | 2566.5376 | 3527.9681 | 16.85 |  | 2566.5376 | 3527.9681 | 16.85
|  |  | 2609.4372 | 4002.0388 | -52.5326 |  | 2609.4372 | 4002.0388 | -52.5326
|  |  | 3591.8587 | 2611.0216 | -342.8259 |  | 3591.8587 | 2611.0216 | -342.8259
|  |  | 10000 | 2948.7401 | -4.6356e-12 |  | 10000 | 2948.7401 | -4.6356e-12
|  |  | 749.1662 | 10000 | 19.998 |  | 749.1662 | 10000 | 19.998
|  |  | 1431.6409 | 2654.7983 | -1447.1691 |  | 1431.6409 | 2654.7983 | -1447.1691
|  |  | 1413.6289 | 2802.5167 | -1511.2226 |  | 1413.6289 | 2802.5167 | -1511.2226
|  |  | 2996.707 | 2806.2283 | -961.1108 |  | 2996.707 | 2806.2283 | -961.1108
|  |  | 2806.2283 | 2996.707 | -1234.4553 |  | 2806.2283 | 2996.707 | -1234.4553
|  |  | 1501.406 | 3266.1038 | -767.874 |  | 1501.406 | 3266.1038 | -767.874
|  |  | 1283.1234 | 6566.7229 | -581.335 |  | 1283.1234 | 6566.7229 | -581.335
|  |  | 10000 | 1584.5621 | -2.3198e-12 |  | 10000 | 1584.5621 | -2.3198e-12
|  |  | 1270.1265 | 10000 | -52.087 |  | 1270.1265 | 10000 | -52.087
|  |  | 1270.3994 | 10000 | -42.075 |  | 1270.3994 | 10000 | -42.075
|  |  | 1269.3476 | 10000 | -29.695 |  | 1269.3476 | 10000 | -29.695
|  |  | 10000 | 2612.2856 | -80.1456 |  | 10000 | 2612.2856 | -80.1456
|  |  | 10000 | 2612.3298 | -90.1576 |  | 10000 | 2612.3298 | -90.1576
|  |  | 10000 | 2682.4344 | -112.5213 |  | 10000 | 2682.4344 | -112.5213
|  |  | 738.6267 | 0 | 3.305 |  | 738.6267 | 0 | 3.305
|  |  | 5098.6169 | 2727.5595 | -56.088 |  | 5098.6169 | 2727.5595 | -56.088
|  |  | 10000 | 2686.4337 | -85.3785 |  | 10000 | 2686.4337 | -85.3785
|  |  | 10000 | 3755.4629 | -85.8548 |  | 10000 | 3755.4629 | -85.8548
|  |  | 10000 | 2684.3016 | -85.1646 |  | 10000 | 2684.3016 | -85.1646
|  |  | 5010.9559 | 2297.6449 | -243.2922 |  | 5010.9559 | 2297.6449 | -243.2922
|  |  | 5011.1043 | 2702.1367 | -302.7276 |  | 5011.1043 | 2702.1367 | -302.7276
|  |  | 0 | 766.2773 | -3.305 |  | 0 | 766.2773 | -3.305
|  |  | 2796.4647 | 2692.1008 | -1635.7179 |  | 2796.4647 | 2692.1008 | -1635.7179
|  |  | 1384.7476 | 5098.6169 | -453.8878 |  | 1384.7476 | 5098.6169 | -453.8878
|  |  | 1270.5495 | 10000 | -618.2077 |  | 1270.5495 | 10000 | -618.2077
|  |  | 3755.4629 | 10000 | -617.644 |  | 3755.4629 | 10000 | -617.644
|  |  | 1265.1727 | 10000 | -614.4613 |  | 1265.1727 | 10000 | -614.4613
|  |  | 2297.6449 | 5010.9559 | -472.5578 |  | 2297.6449 | 5010.9559 | -472.5578
|  |  | 2702.1367 | 5011.1043 | -355.5285 |  | 2702.1367 | 5011.1043 | -355.5285
|  |  | 1082.3639 | 9540.6527 | -84.7574 |  | 1082.3639 | 9540.6527 | -84.7574
|  |  | 9540.8053 | 1121.1362 | -165.576 |  | 9540.8053 | 1121.1362 | -165.576
|  |  | 9541.7044 | 1118.1867 | -183.5195 |  | 9541.7044 | 1118.1867 | -183.5195
|  |  | 9540.9914 | 1120.4288 | -169.053 |  | 9540.9914 | 1120.4288 | -169.053
|  |  | 9562.848 | 1065.7753 | -15.0375 |  | 9562.848 | 1065.7753 | -15.0375
|  |  | 1583.8124 | 1362.475 | -578.736 |  | 1583.8124 | 1362.475 | -578.736
|  |  | 1587.0716 | 1898.2527 | -389.6185 |  | 1587.0716 | 1898.2527 | -389.6185
|  |  | 1694.0029 | 1123.8606 | -3315.8663 |  | 1694.0029 | 1123.8606 | -3315.8663
|  |  | 10000 | 1806.3738 | -326.8637 |  | 10000 | 1806.3738 | -326.8637
|  |  | 2049.3994 | 2072.8339 | -913.4462 |  | 2049.3994 | 2072.8339 | -913.4462
|  |  | 9540.6527 | 1121.7319 | -162.703 |  | 9540.6527 | 1121.7319 | -162.703
|  |  | 1081.789 | 9540.8053 | -81.8844 |  | 1081.789 | 9540.8053 | -81.8844
|  |  | 1087.4144 | 9539.4541 | -108.0394 |  | 1087.4144 | 9539.4541 | -108.0394
|  |  | 9538.5287 | 1131.8219 | -120.523 |  | 9538.5287 | 1131.8219 | -120.523
|  |  | 1078.946 | 9541.7044 | -72.2287 |  | 1078.946 | 9541.7044 | -72.2287
|  |  | 1081.1061 | 9540.9914 | -78.4074 |  | 1081.1061 | 9540.9914 | -78.4074
|  |  | 1033.4288 | 9562.848 | 5.684 |  | 1033.4288 | 9562.848 | 5.684
|  |  | 1312.5483 | 1694.4672 | -724.8165 |  | 1312.5483 | 1694.4672 | -724.8165
|  |  | 1844.5405 | 1697.2917 | -415.4615 |  | 1844.5405 | 1697.2917 | -415.4615
|  |  | 1084.4343 | 1708.151 | -2211.8224 |  | 1084.4343 | 1708.151 | -2211.8224
|  |  | 1526.6926 | 10000 | -1370.059 |  | 1526.6926 | 10000 | -1370.059
|  |  | 2066.2746 | 2127.9393 | -1953.122 |  | 2066.2746 | 2127.9393 | -1953.122
|  |  | 9539.4541 | 1126.9639 | -139.421 |  | 9539.4541 | 1126.9639 | -139.421
|  |  | 1092.1044 | 9538.5287 | -126.9374 |  | 1092.1044 | 9538.5287 | -126.9374
|  |  | 1416.1469 | 2638.3938 | -2006.0641 |  | 1416.1469 | 2638.3938 | -2006.0641
|  |  | 3176.0116 | 2825.0782 | -1383.5761 |  | 3176.0116 | 2825.0782 | -1383.5761
|  |  | 2825.0782 | 3176.0116 | -1654.3035 |  | 2825.0782 | 3176.0116 | -1654.3035
|  |  | 1506.2158 | 3200.2067 | -856.5655 |  | 1506.2158 | 3200.2067 | -856.5655
|  |  | 1283.1223 | 6566.8481 | -580.9889 |  | 1283.1223 | 6566.8481 | -580.9889
|  |  | 10000 | 1671.0301 | -1144.1345 |  | 10000 | 1671.0301 | -1144.1345
|  |  | 2799.19 | 1566.597 | -678.6078 |  | 2799.19 | 1566.597 | -678.6078
|  |  | 2668.2937 | 1561.5343 | -853.3421 |  | 2668.2937 | 1561.5343 | -853.3421
|  |  | 1468.8034 | 2668.3029 | -638.5697 |  | 1468.8034 | 2668.3029 | -638.5697
|  |  | 4713.61 | 2797.8412 | -804.3101 |  | 4713.61 | 2797.8412 | -804.3101
|  |  | 2798.0734 | 4719.8753 | -1264.1292 |  | 2798.0734 | 4719.8753 | -1264.1292
|  |  | 1251.4338 | 10000 | -55.6418 |  | 1251.4338 | 10000 | -55.6418
|  |  | 1251.471 | 10000 | -45.6298 |  | 1251.471 | 10000 | -45.6298
|  |  | 1272.4011 | 10000 | -33.0828 |  | 1272.4011 | 10000 | -33.0828
|  |  | 0 | 766.2773 | -3.305 |  | 0 | 766.2773 | -3.305
|  |  | 2607.9437 | 5252.5332 | -136.3981 |  | 2607.9437 | 5252.5332 | -136.3981
|  |  | 2608.2615 | 5253.229 | -138.6401 |  | 2608.2615 | 5253.229 | -138.6401
|  |  | 1381.0705 | 9947.0515 | -534.3594 |  | 1381.0705 | 9947.0515 | -534.3594
|  |  | 10000 | 1158.2577 | -1.0462e-11 |  | 10000 | 1158.2577 | -1.0462e-11
|  |  | 1274.7149 | 9947.0515 | -914.0077 |  | 1274.7149 | 9947.0515 | -914.0077
|  |  | 2300.9965 | 5011.7871 | -517.1684 |  | 2300.9965 | 5011.7871 | -517.1684
|  |  | 2702.1367 | 5012.1672 | -395.3548 |  | 2702.1367 | 5012.1672 | -395.3548
|  |  | 10000 | 2610.0423 | -81.0093 |  | 10000 | 2610.0423 | -81.0093
|  |  | 10000 | 2609.9276 | -91.0213 |  | 10000 | 2609.9276 | -91.0213
|  |  | 10000 | 2684.4859 | -112.8463 |  | 10000 | 2684.4859 | -112.8463
|  |  | 738.6267 | 0 | 3.305 |  | 738.6267 | 0 | 3.305
|  |  | 9015.6502 | 2607.9437 | 1.077 |  | 9015.6502 | 2607.9437 | 1.077
|  |  | 9016.225 | 2608.2615 | 3.319 |  | 9016.225 | 2608.2615 | 3.319
|  |  | 9420.8064 | 2727.2901 | -70.3035 |  | 9420.8064 | 2727.2901 | -70.3035
|  |  | 1046.5382 | 10000 | -1.0588e-11 |  | 1046.5382 | 10000 | -1.0588e-11
|  |  | 9420.8064 | 2688.7506 | -132.8138 |  | 9420.8064 | 2688.7506 | -132.8138
|  |  | 5011.7871 | 2300.9965 | -263.3618 |  | 5011.7871 | 2300.9965 | -263.3618
|  |  | 5012.1672 | 2702.1367 | -322.9491 |  | 5012.1672 | 2702.1367 | -322.9491
|  |  | 1083.4815 | 9541.2783 | -82.5779 |  | 1083.4815 | 9541.2783 | -82.5779
|  |  | 9541.432 | 1122.2671 | -160.1429 |  | 9541.432 | 1122.2671 | -160.1429
|  |  | 9542.2833 | 1119.2275 | -178.4431 |  | 9542.2833 | 1119.2275 | -178.4431
|  |  | 9541.6195 | 1121.5291 | -163.6199 |  | 9541.6195 | 1121.5291 | -163.6199
|  |  | 9561.3633 | 1067.367 | -15.4554 |  | 9561.3633 | 1067.367 | -15.4554
|  |  | 1888.8634 | 2127.0357 | -250.6353 |  | 1888.8634 | 2127.0357 | -250.6353
|  |  | 1843.8756 | 1663.4998 | -535.6996 |  | 1843.8756 | 1663.4998 | -535.6996
|  |  | 1847.9298 | 1898.4951 | -285.6524 |  | 1847.9298 | 1898.4951 | -285.6524
|  |  | 10000 | 1126.2799 | -3018.2361 |  | 10000 | 1126.2799 | -3018.2361
|  |  | 10000 | 1328.21 | -694.2381 |  | 10000 | 1328.21 | -694.2381
|  |  | 9541.2783 | 1122.8889 | -157.2699 |  | 9541.2783 | 1122.8889 | -157.2699
|  |  | 1082.8813 | 9541.432 | -79.7049 |  | 1082.8813 | 9541.432 | -79.7049
|  |  | 1088.7652 | 9540.0706 | -105.8599 |  | 1088.7652 | 9540.0706 | -105.8599
|  |  | 9539.1378 | 1133.4639 | -115.0899 |  | 9539.1378 | 1133.4639 | -115.0899
|  |  | 1079.952 | 9542.2833 | -70.4404 |  | 1079.952 | 9542.2833 | -70.4404
|  |  | 1082.1689 | 9541.6195 | -76.2279 |  | 1082.1689 | 9541.6195 | -76.2279
|  |  | 1034.8922 | 9561.3633 | 5.2192 |  | 1034.8922 | 9561.3633 | 5.2192
|  |  | 2054.6298 | 1889.0251 | -212.0656 |  | 2054.6298 | 1889.0251 | -212.0656
|  |  | 1620.6848 | 1845.9457 | -707.6607 |  | 1620.6848 | 1845.9457 | -707.6607
|  |  | 1844.6317 | 1848.0771 | -339.7851 |  | 1844.6317 | 1848.0771 | -339.7851
|  |  | 1086.7686 | 10000 | -2061.1711 |  | 1086.7686 | 10000 | -2061.1711
|  |  | 1202.0518 | 10000 | -2163.634 |  | 1202.0518 | 10000 | -2163.634
|  |  | 9540.0706 | 1128.3623 | -133.9879 |  | 9540.0706 | 1128.3623 | -133.9879
|  |  | 1093.6906 | 9539.1378 | -124.7579 |  | 1093.6906 | 9539.1378 | -124.7579
|  |  | 1292.2288 | 9549.1192 | -55.9508 |  | 1292.2288 | 9549.1192 | -55.9508
|  |  | 9549.257 | 1284.2567 | -112.2821 |  | 9549.257 | 1284.2567 | -112.2821
|  |  | 9550.0989 | 1138.6858 | -127.3108 |  | 9550.0989 | 1138.6858 | -127.3108
|  |  | 9549.4247 | 1252.8532 | -115.7591 |  | 9549.4247 | 1252.8532 | -115.7591
|  |  | 9567.0162 | 954.0047 | -12.6381 |  | 9567.0162 | 954.0047 | -12.6381
|  |  | 1457.8434 | 2029.3721 | -330.8701 |  | 1457.8434 | 2029.3721 | -330.8701
|  |  | 1480.1086 | 1107.159 | -1145.0657 |  | 1480.1086 | 1107.159 | -1145.0657
|  |  | 1452.9975 | 1109.1643 | -545.9405 |  | 1452.9975 | 1109.1643 | -545.9405
|  |  | 10000 | 1129.364 | -2874.5641 |  | 10000 | 1129.364 | -2874.5641
|  |  | 9992.0867 | 1304.1612 | -981.4493 |  | 9992.0867 | 1304.1612 | -981.4493
|  |  | 9549.1192 | 1340.5774 | -109.4091 |  | 9549.1192 | 1340.5774 | -109.4091
|  |  | 1239.5911 | 9549.257 | -53.0778 |  | 1239.5911 | 9549.257 | -53.0778
|  |  | 1740.616 | 9548.0281 | -80.9339 |  | 1740.616 | 9548.0281 | -80.9339
|  |  | 9547.1745 | 1896.7403 | -67.2291 |  | 9547.1745 | 1896.7403 | -67.2291
|  |  | 1098.6802 | 9550.0989 | -41.5976 |  | 1098.6802 | 9550.0989 | -41.5976
|  |  | 1205.5205 | 9549.4247 | -49.6008 |  | 1205.5205 | 9549.4247 | -49.6008
|  |  | 924.6528 | 9567.0162 | 7.0081 |  | 924.6528 | 9567.0162 | 7.0081
|  |  | 1961.8915 | 1578.2522 | -225.7471 |  | 1961.8915 | 1578.2522 | -225.7471
|  |  | 1068.325 | 1624.1469 | -869.6564 |  | 1068.325 | 1624.1469 | -869.6564
|  |  | 1070.2843 | 1587.8442 | -405.4207 |  | 1070.2843 | 1587.8442 | -405.4207
|  |  | 1089.7455 | 10000 | -2134.8245 |  | 1089.7455 | 10000 | -2134.8245
|  |  | 1206.0281 | 9992.0867 | -2337.3493 |  | 1206.0281 | 9992.0867 | -2337.3493
|  |  | 9548.0281 | 1789.7717 | -86.1271 |  | 9548.0281 | 1789.7717 | -86.1271
|  |  | 1842.0463 | 9547.1745 | -99.8319 |  | 1842.0463 | 9547.1745 | -99.8319
|  |  | 10000 | 2623.8618 | -80.9585 |  | 10000 | 2623.8618 | -80.9585
|  |  | 10000 | 2623.7555 | -90.9705 |  | 10000 | 2623.7555 | -90.9705
|  |  | 10000 | 2687.71 | -112.8657 |  | 10000 | 2687.71 | -112.8657
|  |  | 738.6267 | 0 | 3.305 |  | 738.6267 | 0 | 3.305
|  |  | 9015.7513 | 2614.2806 | 1.4655 |  | 9015.7513 | 2614.2806 | 1.4655
|  |  | 9016.3263 | 2614.6066 | 3.7075 |  | 9016.3263 | 2614.6066 | 3.7075
|  |  | 10000 | 2696.1589 | -104.5016 |  | 10000 | 2696.1589 | -104.5016
|  |  | 10000 | 2914.7426 | -104.991 |  | 10000 | 2914.7426 | -104.991
|  |  | 10000 | 2694.3275 | -104.2021 |  | 10000 | 2694.3275 | -104.2021
|  |  | 5011.4983 | 2298.7568 | -259.7202 |  | 5011.4983 | 2298.7568 | -259.7202
|  |  | 5011.7547 | 2702.1367 | -319.0562 |  | 5011.7547 | 2702.1367 | -319.0562
|  |  | 1284.3045 | 10000 | -55.6385 |  | 1284.3045 | 10000 | -55.6385
|  |  | 1284.3858 | 10000 | -45.6265 |  | 1284.3858 | 10000 | -45.6265
|  |  | 1280.437 | 10000 | -33.1681 |  | 1280.437 | 10000 | -33.1681
|  |  | 0 | 766.2773 | -3.305 |  | 0 | 766.2773 | -3.305
|  |  | 2614.2806 | 5252.6554 | -134.8275 |  | 2614.2806 | 5252.6554 | -134.8275
|  |  | 2614.6066 | 5253.3516 | -137.0695 |  | 2614.6066 | 5253.3516 | -137.0695
|  |  | 1293.5037 | 10000 | -736.4571 |  | 1293.5037 | 10000 | -736.4571
|  |  | 1891.2752 | 10000 | -735.9061 |  | 1891.2752 | 10000 | -735.9061
|  |  | 1288.7046 | 10000 | -732.1141 |  | 1288.7046 | 10000 | -732.1141
|  |  | 2298.7568 | 5011.4983 | -503.9874 |  | 2298.7568 | 5011.4983 | -503.9874
|  |  | 2702.1367 | 5011.7547 | -381.6119 |  | 2702.1367 | 5011.7547 | -381.6119
|  |  | 1086.0373 | 1581.5831 | -181.8959 |  | 1086.0373 | 1581.5831 | -181.8959
|  |  | 1485.9446 | 1125.1333 | -243.4269 |  | 1485.9446 | 1125.1333 | -243.4269
|  |  | 1486.2039 | 1123.2484 | -266.8226 |  | 1486.2039 | 1123.2484 | -266.8226
|  |  | 1485.7125 | 1124.6615 | -246.9039 |  | 1485.7125 | 1124.6615 | -246.9039
|  |  | 3022.4809 | 1101.6212 | -19.9187 |  | 3022.4809 | 1101.6212 | -19.9187
|  |  | 1497.2653 | 2126.2264 | -224.4547 |  | 1497.2653 | 2126.2264 | -224.4547
|  |  | 1497.2653 | 2126.2264 | -71.9296 |  | 1497.2653 | 2126.2264 | -71.9296
|  |  | 1694.3577 | 1124.4013 | -3506.7963 |  | 1694.3577 | 1124.4013 | -3506.7963
|  |  | 2758.4825 | 1427.0709 | -926.0185 |  | 2758.4825 | 1427.0709 | -926.0185
|  |  | 2195.3651 | 1985.8885 | -890.4217 |  | 2195.3651 | 1985.8885 | -890.4217
|  |  | 1486.1335 | 1125.5277 | -240.5539 |  | 1486.1335 | 1125.5277 | -240.5539
|  |  | 1085.6565 | 1581.291 | -179.0229 |  | 1085.6565 | 1581.291 | -179.0229
|  |  | 1089.2811 | 1461.0146 | -205.1779 |  | 1089.2811 | 1461.0146 | -205.1779
|  |  | 1366.8757 | 1133.3221 | -198.3739 |  | 1366.8757 | 1133.3221 | -198.3739
|  |  | 1083.8396 | 1581.2052 | -175.9293 |  | 1083.8396 | 1581.2052 | -175.9293
|  |  | 1085.201 | 1580.9322 | -175.5459 |  | 1085.201 | 1580.9322 | -175.5459
|  |  | 1063.0144 | 3022.4809 | -0.38337 |  | 1063.0144 | 3022.4809 | -0.38337
|  |  | 2054.0759 | 1590.173 | -164.3377 |  | 2054.0759 | 1590.173 | -164.3377
|  |  | 2054.0759 | 1590.173 | -52.6643 |  | 2054.0759 | 1590.173 | -52.6643
|  |  | 1084.9565 | 1708.5072 | -2458.6164 |  | 1084.9565 | 1708.5072 | -2458.6164
|  |  | 1262.6876 | 2758.4825 | -1912.2244 |  | 1262.6876 | 2758.4825 | -1912.2244
|  |  | 1984.2515 | 2195.3651 | -1931.566 |  | 1984.2515 | 2195.3651 | -1931.566
|  |  | 1369.259 | 1128.8872 | -217.2719 |  | 1369.259 | 1128.8872 | -217.2719
|  |  | 1093.5188 | 1461.0755 | -224.0759 |  | 1093.5188 | 1461.0755 | -224.0759
|  |  | 1273.907 | 10000 | -51.1831 |  | 1273.907 | 10000 | -51.1831
|  |  | 1274.1308 | 10000 | -41.1711 |  | 1274.1308 | 10000 | -41.1711
|  |  | 1272.2841 | 10000 | -29.0775 |  | 1272.2841 | 10000 | -29.0775
|  |  | 0 | 766.2773 | -3.305 |  | 0 | 766.2773 | -3.305
|  |  | 4752.9316 | 5248.7004 | -125.5614 |  | 4752.9316 | 5248.7004 | -125.5614
|  |  | 4753.2461 | 5249.4152 | -127.8034 |  | 4753.2461 | 5249.4152 | -127.8034
|  |  | 1386.2725 | 3347.0221 | -473.6204 |  | 1386.2725 | 3347.0221 | -473.6204
|  |  | 1017.2106 | 10000 | -667.158 |  | 1017.2106 | 10000 | -667.158
|  |  | 3765.8145 | 3346.6491 | -666.6026 |  | 3765.8145 | 3346.6491 | -666.6026
|  |  | 1013.4902 | 3346.6491 | -663.1677 |  | 1013.4902 | 3346.6491 | -663.1677
|  |  | 0 | 0 | 0 |  | 0 | 0 | 0
|  |  | 10000 | 2613.5633 | -81.6566 |  | 10000 | 2613.5633 | -81.6566
|  |  | 10000 | 2613.5899 | -91.6686 |  | 10000 | 2613.5899 | -91.6686
|  |  | 10000 | 2684.0682 | -114.3611 |  | 10000 | 2684.0682 | -114.3611
|  |  | 738.6267 | 0 | 3.305 |  | 738.6267 | 0 | 3.305
|  |  | 9012.4659 | 4752.9316 | -2.7267 |  | 9012.4659 | 4752.9316 | -2.7267
|  |  | 9013.0621 | 4753.2461 | -0.48473 |  | 9013.0621 | 4753.2461 | -0.48473
|  |  | 3347.0221 | 2728.4638 | -80.5235 |  | 3347.0221 | 2728.4638 | -80.5235
|  |  | 10000 | 1787.1416 | -137.8582 |  | 10000 | 1787.1416 | -137.8582
|  |  | 3346.6491 | 3765.8145 | -138.3444 |  | 3346.6491 | 3765.8145 | -138.3444
|  |  | 3346.6491 | 1786.0344 | -137.3837 |  | 3346.6491 | 1786.0344 | -137.3837
|  |  | 0 | 0 | 0 |  | 0 | 0 | 0
|  |  | 1555.8831 | 2716.0215 | -1532.8849 |  | 1555.8831 | 2716.0215 | -1532.8849
|  |  | 1410.346 | 2697.4147 | -1601.7865 |  | 1410.346 | 2697.4147 | -1601.7865
|  |  | 2824.8524 | 2997.3635 | -2402.3044 |  | 2824.8524 | 2997.3635 | -2402.3044
|  |  | 1472.879 | 3204.691 | -889.6151 |  | 1472.879 | 3204.691 | -889.6151
|  |  | 1283.1221 | 6567.1202 | -580.7844 |  | 1283.1221 | 6567.1202 | -580.7844
|  |  | 10000 | 1629.6308 | -1169.2907 |  | 10000 | 1629.6308 | -1169.2907
|  |  | 2799.6362 | 1572.8969 | -690.363 |  | 2799.6362 | 1572.8969 | -690.363
|  |  | 2668.3998 | 1567.8111 | -867.5805 |  | 2668.3998 | 1567.8111 | -867.5805
|  |  | 1471.7855 | 2668.4105 | -654.2452 |  | 1471.7855 | 2668.4105 | -654.2452
|  |  | 2925.5121 | 2799.1132 | -830.0419 |  | 2925.5121 | 2799.1132 | -830.0419
|  |  | 2799.3367 | 2926.8466 | -1287.5005 |  | 2799.3367 | 2926.8466 | -1287.5005
|  |  | 1431.2426 | 2661.4798 | -1451.6393 |  | 1431.2426 | 2661.4798 | -1451.6393
|  |  | 1413.3159 | 2586.5093 | -1519.5146 |  | 1413.3159 | 2586.5093 | -1519.5146
|  |  | 2996.8251 | 2810.8281 | -965.5069 |  | 2996.8251 | 2810.8281 | -965.5069
|  |  | 2810.8281 | 2996.8251 | -1245.5849 |  | 2810.8281 | 2996.8251 | -1245.5849
|  |  | 1283.1226 | 6566.8469 | -581.4265 |  | 1283.1226 | 6566.8469 | -581.4265
|  |  | 10000 | 1630.0553 | -1609.2085 |  | 10000 | 1630.0553 | -1609.2085
|  |  | 3665.4796 | 3985.9701 | 34.2975 |  | 3665.4796 | 3985.9701 | 34.2975
|  |  | 3382.1485 | 3298.2966 | -36.4662 |  | 3382.1485 | 3298.2966 | -36.4662
|  |  | 3278.6238 | 3382.2719 | -361.5814 |  | 3278.6238 | 3382.2719 | -361.5814
|  |  | 2170.3266 | 3158.6131 | -1104.3466 |  | 2170.3266 | 3158.6131 | -1104.3466
|  |  | 3159.3719 | 2169.8075 | -1756.9064 |  | 3159.3719 | 2169.8075 | -1756.9064
|  |  | 1555.8831 | 2716.0215 | -1532.8849 |  | 1555.8831 | 2716.0215 | -1532.8849
|  |  | 1410.346 | 2697.4147 | -1601.7865 |  | 1410.346 | 2697.4147 | -1601.7865
|  |  | 2997.3635 | 2824.8524 | -1845.6016 |  | 2997.3635 | 2824.8524 | -1845.6016
|  |  | 1472.879 | 3204.691 | -889.6151 |  | 1472.879 | 3204.691 | -889.6151
|  |  | 1283.1221 | 6567.1202 | -580.7844 |  | 1283.1221 | 6567.1202 | -580.7844
|  |  | 10000 | 1629.6308 | -1169.2907 |  | 10000 | 1629.6308 | -1169.2907
|  |  | 2799.6362 | 1572.8969 | -690.363 |  | 2799.6362 | 1572.8969 | -690.363
|  |  | 2668.3998 | 1567.8111 | -867.5805 |  | 2668.3998 | 1567.8111 | -867.5805
|  |  | 1471.7855 | 2668.4105 | -654.2452 |  | 1471.7855 | 2668.4105 | -654.2452
|  |  | 2925.5121 | 2799.1132 | -830.0419 |  | 2925.5121 | 2799.1132 | -830.0419
|  |  | 2799.3367 | 2926.8466 | -1287.5005 |  | 2799.3367 | 2926.8466 | -1287.5005
|  |  | 1272.6567 | 10000 | -214.7154 |  | 1272.6567 | 10000 | -214.7154
|  |  | 1272.6743 | 10000 | -204.7034 |  | 1272.6743 | 10000 | -204.7034
|  |  | 1273.7024 | 10000 | -214.6157 |  | 1273.7024 | 10000 | -214.6157
|  |  | 0 | 766.2773 | -3.305 |  | 0 | 766.2773 | -3.305
|  |  | 2220.1852 | 5240.3174 | -139.2181 |  | 2220.1852 | 5240.3174 | -139.2181
|  |  | 2220.5338 | 5241.0368 | -141.4601 |  | 2220.5338 | 5241.0368 | -141.4601
|  |  | 1380.3417 | 3353.5677 | -536.8946 |  | 1380.3417 | 3353.5677 | -536.8946
|  |  | 1274.2799 | 10000 | -740.5764 |  | 1274.2799 | 10000 | -740.5764
|  |  | 3769.0899 | 3370.8812 | -740.025 |  | 3769.0899 | 3370.8812 | -740.025
|  |  | 1269.0435 | 3370.8812 | -736.2118 |  | 1269.0435 | 3370.8812 | -736.2118
|  |  | 2298.9154 | 5012.2207 | -546.2697 |  | 2298.9154 | 5012.2207 | -546.2697
|  |  | 2702.1367 | 5012.6891 | -419.4726 |  | 2702.1367 | 5012.6891 | -419.4726
|  |  | 10000 | 2683.8728 | -82.4134 |  | 10000 | 2683.8728 | -82.4134
|  |  | 10000 | 2683.8967 | -92.4254 |  | 10000 | 2683.8967 | -92.4254
|  |  | 10000 | 2684.5242 | -100.089 |  | 10000 | 2684.5242 | -100.089
|  |  | 738.6267 | 0 | 3.305 |  | 738.6267 | 0 | 3.305
|  |  | 9005.3915 | 2220.1852 | 3.7135 |  | 9005.3915 | 2220.1852 | 3.7135
|  |  | 9006.0046 | 2220.5338 | 5.9555 |  | 9006.0046 | 2220.5338 | 5.9555
|  |  | 3353.5677 | 2726.4521 | -60.6118 |  | 3353.5677 | 2726.4521 | -60.6118
|  |  | 10000 | 2688.2436 | -92.725 |  | 10000 | 2688.2436 | -92.725
|  |  | 3370.8812 | 3769.0899 | -93.2159 |  | 3370.8812 | 3769.0899 | -93.2159
|  |  | 3370.8812 | 2686.197 | -92.4877 |  | 3370.8812 | 2686.197 | -92.4877
|  |  | 5012.2207 | 2298.9154 | -261.5083 |  | 5012.2207 | 2298.9154 | -261.5083
|  |  | 5012.6891 | 2702.1367 | -319.8997 |  | 5012.6891 | 2702.1367 | -319.8997
|  |  | 1541.4657 | 2679.897 | -1429.2764 |  | 1541.4657 | 2679.897 | -1429.2764
|  |  | 1413.0922 | 2657.6259 | -1492.4038 |  | 1413.0922 | 2657.6259 | -1492.4038
|  |  | 2996.9719 | 2885.4295 | -945.8639 |  | 2996.9719 | 2885.4295 | -945.8639
|  |  | 2885.4295 | 2996.9719 | -1260.0124 |  | 2885.4295 | 2996.9719 | -1260.0124
|  |  | 1530.9771 | 2642.132 | -1413.7524 |  | 1530.9771 | 2642.132 | -1413.7524
|  |  | 1283.1225 | 6566.9264 | -580.2857 |  | 1283.1225 | 6566.9264 | -580.2857
|  |  | 2317.8217 | 1626.5392 | -1006.0264 |  | 2317.8217 | 1626.5392 | -1006.0264
|  |  | 2251.5505 | 1626.1961 | -1155.7651 |  | 2251.5505 | 1626.1961 | -1155.7651
|  |  | 1523.3841 | 2251.9053 | -1092.538 |  | 1523.3841 | 2251.9053 | -1092.538
|  |  | 10000 | 3280.5311 | -9.8006e-14 |  | 10000 | 3280.5311 | -9.8006e-14
|  |  | 749.1662 | 10000 | 19.998 |  | 749.1662 | 10000 | 19.998
|  |  | 7450.4519 | 10000 | -12.5465 |  | 7450.4519 | 10000 | -12.5465
|  |  | 7445.5412 | 10000 | -2.5345 |  | 7445.5412 | 10000 | -2.5345
|  |  | 2285.8309 | 10000 | 18.2472 |  | 2285.8309 | 10000 | 18.2472
|  |  | 0 | 766.2773 | -3.305 |  | 0 | 766.2773 | -3.305
|  |  | 2607.8457 | 5261.3205 | -136.6112 |  | 2607.8457 | 5261.3205 | -136.6112
|  |  | 2608.1618 | 5262.0419 | -138.8532 |  | 2608.1618 | 5262.0419 | -138.8532
|  |  | 1377.253 | 3356.6989 | -521.8541 |  | 1377.253 | 3356.6989 | -521.8541
|  |  | 1275.7102 | 10000 | -715.9168 |  | 1275.7102 | 10000 | -715.9168
|  |  | 4064.2652 | 10000 | -715.3783 |  | 4064.2652 | 10000 | -715.3783
|  |  | 1270.5715 | 10000 | -711.6921 |  | 1270.5715 | 10000 | -711.6921
|  |  | 10000 | 9717.4461 | -80.1698 |  | 10000 | 9717.4461 | -80.1698
|  |  | 10000 | 9716.7132 | -90.1818 |  | 10000 | 9716.7132 | -90.1818
|  |  | 10000 | 3412.8969 | -117.2902 |  | 10000 | 3412.8969 | -117.2902
|  |  | 738.6267 | 0 | 3.305 |  | 738.6267 | 0 | 3.305
|  |  | 9022.8371 | 2607.8457 | 6.485 |  | 9022.8371 | 2607.8457 | 6.485
|  |  | 9023.4203 | 2608.1618 | 8.727 |  | 9023.4203 | 2608.1618 | 8.727
|  |  | 3356.6989 | 2725.4863 | -43.3653 |  | 3356.6989 | 2725.4863 | -43.3653
|  |  | 10000 | 2688.817 | -66.6179 |  | 10000 | 2688.817 | -66.6179
|  |  | 10000 | 4064.2652 | -67.1197 |  | 10000 | 4064.2652 | -67.1197
|  |  | 10000 | 2686.8136 | -66.526 |  | 10000 | 2686.8136 | -66.526
|  |  | 5011.4358 | 2299.6592 | -253.3282 |  | 5011.4358 | 2299.6592 | -253.3282
|  |  | 2299.6592 | 5011.4358 | -526.437 |  | 2299.6592 | 5011.4358 | -526.437
|  |  | 5011.68 | 2702.1367 | -312.704 |  | 5011.68 | 2702.1367 | -312.704
|  |  | 2702.1367 | 5011.68 | -404.585 |  | 2702.1367 | 5011.68 | -404.585
|  |  | 1425.44 | 2680.4738 | -1967.4603 |  | 1425.44 | 2680.4738 | -1967.4603
|  |  | 3094.8454 | 2824.7974 | -1360.8822 |  | 3094.8454 | 2824.7974 | -1360.8822
|  |  | 2824.7974 | 3094.8454 | -1634.5499 |  | 2824.7974 | 3094.8454 | -1634.5499
|  |  | 1522.6199 | 3198.0684 | -846.7465 |  | 1522.6199 | 3198.0684 | -846.7465
|  |  | 1283.1226 | 6566.7404 | -580.9114 |  | 1283.1226 | 6566.7404 | -580.9114
|  |  | 10000 | 1675.5684 | -1135.4177 |  | 10000 | 1675.5684 | -1135.4177
|  |  | 2799.0016 | 1567.4499 | -674.7938 |  | 2799.0016 | 1567.4499 | -674.7938
|  |  | 2668.2308 | 1562.3839 | -848.7192 |  | 2668.2308 | 1562.3839 | -848.7192
|  |  | 1469.9626 | 2668.2396 | -633.919 |  | 1469.9626 | 2668.2396 | -633.919
|  |  | 4700.4455 | 2797.2359 | -796.6687 |  | 4700.4455 | 2797.2359 | -796.6687
|  |  | 2797.4722 | 4706.5681 | -1256.5336 |  | 2797.4722 | 4706.5681 | -1256.5336
|  |  | 1541.4736 | 2664.1234 | -1462.2456 |  | 1541.4736 | 2664.1234 | -1462.2456
|  |  | 1413.134 | 2590.7215 | -1531.1527 |  | 1413.134 | 2590.7215 | -1531.1527
|  |  | 2996.9587 | 2810.9692 | -975.6862 |  | 2996.9587 | 2810.9692 | -975.6862
|  |  | 2810.9692 | 2996.9587 | -1258.6715 |  | 2810.9692 | 2996.9587 | -1258.6715
|  |  | 1499.9215 | 3321.4925 | -1187.4367 |  | 1499.9215 | 3321.4925 | -1187.4367
|  |  | 1283.1228 | 6566.9004 | -581.1751 |  | 1283.1228 | 6566.9004 | -581.1751
|  |  | 10000 | 1584.5621 | -4.5131e-12 |  | 10000 | 1584.5621 | -4.5131e-12
|  |  | 2607.8478 | 1553.1772 | -1076.9149 |  | 2607.8478 | 1553.1772 | -1076.9149
|  |  | 2649.0437 | 1552.9741 | -1234.6423 |  | 2649.0437 | 1552.9741 | -1234.6423
|  |  | 1461.276 | 2720.5629 | -894.808 |  | 1461.276 | 2720.5629 | -894.808
|  |  | 1083.0879 | 9538.7355 | -100.4008 |  | 1083.0879 | 9538.7355 | -100.4008
|  |  | 9538.8849 | 1121.9288 | -179.7777 |  | 9538.8849 | 1121.9288 | -179.7777
|  |  | 9539.7421 | 1119.234 | -198.846 |  | 9539.7421 | 1119.234 | -198.846
|  |  | 9539.0673 | 1121.279 | -183.2547 |  | 9539.0673 | 1121.279 | -183.2547
|  |  | 9559.1917 | 1069.0341 | -15.5913 |  | 9559.1917 | 1069.0341 | -15.5913
|  |  | 1572.0718 | 2025.4727 | -414.3626 |  | 1572.0718 | 2025.4727 | -414.3626
|  |  | 1583.5342 | 1175.3411 | -479.8244 |  | 1583.5342 | 1175.3411 | -479.8244
|  |  | 1694.0688 | 1123.9522 | -3346.0687 |  | 1694.0688 | 1123.9522 | -3346.0687
|  |  | 10000 | 1796.4952 | -420.4165 |  | 10000 | 1796.4952 | -420.4165
|  |  | 1801.675 | 1985.7887 | -909.7881 |  | 1801.675 | 1985.7887 | -909.7881
|  |  | 9538.7355 | 1122.475 | -176.9047 |  | 9538.7355 | 1122.475 | -176.9047
|  |  | 1082.5606 | 9538.8849 | -97.5278 |  | 1082.5606 | 9538.8849 | -97.5278
|  |  | 1087.6835 | 9537.5624 | -123.6828 |  | 1087.6835 | 9537.5624 | -123.6828
|  |  | 9536.6578 | 1131.596 | -134.7247 |  | 9536.6578 | 1131.596 | -134.7247
|  |  | 1079.9633 | 9539.7421 | -88.9423 |  | 1079.9633 | 9539.7421 | -88.9423
|  |  | 1081.9333 | 9539.0673 | -94.0508 |  | 1081.9333 | 9539.0673 | -94.0508
|  |  | 1036.4444 | 9559.1917 | 4.3018 |  | 1036.4444 | 9559.1917 | 4.3018
|  |  | 1957.9783 | 1679.2853 | -385.0574 |  | 1957.9783 | 1679.2853 | -385.0574
|  |  | 1136.8604 | 1694.2262 | -609.7171 |  | 1136.8604 | 1694.2262 | -609.7171
|  |  | 1084.5228 | 1708.2173 | -2251.0897 |  | 1084.5228 | 1708.2173 | -2251.0897
|  |  | 1468.5754 | 10000 | -1463.4026 |  | 1468.5754 | 10000 | -1463.4026
|  |  | 1979.3151 | 1878.1227 | -1949.7573 |  | 1979.3151 | 1878.1227 | -1949.7573
|  |  | 9537.5624 | 1127.2351 | -153.6227 |  | 9537.5624 | 1127.2351 | -153.6227
|  |  | 1091.8941 | 9536.6578 | -142.5808 |  | 1091.8941 | 9536.6578 | -142.5808
|  |  | 1000.7442 | 10000 | -53.5167 |  | 1000.7442 | 10000 | -53.5167
|  |  | 1000.4757 | 10000 | -43.5047 |  | 1000.4757 | 10000 | -43.5047
|  |  | 1009.8946 | 10000 | -30.53 |  | 1009.8946 | 10000 | -30.53
|  |  | 0 | 766.2773 | -3.305 |  | 0 | 766.2773 | -3.305
|  |  | 2603.5398 | 5262.4835 | -136.1944 |  | 2603.5398 | 5262.4835 | -136.1944
|  |  | 2603.8428 | 5263.1878 | -138.4364 |  | 2603.8428 | 5263.1878 | -138.4364
|  |  | 1139.0675 | 3113.0698 | -472.9875 |  | 1139.0675 | 3113.0698 | -472.9875
|  |  | 968.6185 | 10000 | -662.8457 |  | 968.6185 | 10000 | -662.8457
|  |  | 1864.8469 | 3118.8921 | -662.3011 |  | 1864.8469 | 3118.8921 | -662.3011
|  |  | 965.2896 | 3118.8921 | -658.8884 |  | 965.2896 | 3118.8921 | -658.8884
|  |  | 10000 | 1741.4663 | -88.0353 |  | 10000 | 1741.4663 | -88.0353
|  |  | 10000 | 1740.5231 | -98.0473 |  | 10000 | 1740.5231 | -98.0473
|  |  | 10000 | 1770.0833 | -120.8382 |  | 10000 | 1770.0833 | -120.8382
|  |  | 738.6267 | 0 | 3.305 |  | 738.6267 | 0 | 3.305
|  |  | 9023.7767 | 2603.5398 | -30.876 |  | 9023.7767 | 2603.5398 | -30.876
|  |  | 9024.3445 | 2603.8428 | -28.634 |  | 9024.3445 | 2603.8428 | -28.634
|  |  | 3113.0698 | 1938.7985 | -124.9777 |  | 3113.0698 | 1938.7985 | -124.9777
|  |  | 10000 | 1643.2732 | -225.7816 |  | 10000 | 1643.2732 | -225.7816
|  |  | 3118.8921 | 2597.2377 | -226.2773 |  | 3118.8921 | 2597.2377 | -226.2773
|  |  | 3118.8921 | 1642.3404 | -224.8635 |  | 3118.8921 | 1642.3404 | -224.8635
|  |  | 5011.3295 | 10000 | 155.4821 |  | 5011.3295 | 10000 | 155.4821
|  |  | 10000 | 5011.3295 | -287.6003 |  | 10000 | 5011.3295 | -287.6003
|  |  | 10000 | 5011.8699 | -150.2601 |  | 10000 | 5011.8699 | -150.2601

## CSC Data Set Direction
Index | Contingency | Constraint | FROM STA | FROM KV | TO STA | TO KV | Flow Lmt
1 | BASE CASE | 1830__H | WWDWY | 138 | WATCO | 138 | 662.2
2 | BASE CASE | 280__A | THSES | 345 | LCSES | 345 | 1340
3 | BASE CASE | 290__A | THSES | 345 | LCSES | 345 | 1340
4 | BASE CASE | 300__A | TMPSW | 345 | LCSES | 345 | 1340
5 | BASE CASE | 315__A | TMPSW | 345 | TMPCR | 345 | 1340
6 | BASE CASE | 490__A | TMPCR | 345 | THSES | 345 | 1340
7 | BASE CASE | 6011__A | FSHSW | 345 | BOMSW | 345 | 1188.7
8 | BASE CASE | 6012__A | BOMSW | 345 | JCKSW | 345 | 1167.4
9 | BASE CASE | 6024__A | LNCRK | 345 | GRSES | 345 | 1340
10 | BASE CASE | 6028__A | CFRSW | 345 | GRSES | 345 | 1340
11 | BASE CASE | 6029__A | LNCRK | 345 | CFRSW | 345 | 1340
12 | BASE CASE | 6035__A | TKWSW | 345 | GRSES | 345 | 1340
13 | BASE CASE | 6380__A | MURRY | 138 | GRSES | 138 | 233
14 | BASE CASE | 6380__D | PAIP | 138 | MURRY | 138 | 194
15 | BASE CASE | 651__A | CMNCH | 138 | CMNTP | 138 | 233
16 | BASE CASE | 651__B | CMNSW | 138 | CMNTP | 138 | 233
17 | BASE CASE | 651__D | HAS | 138 | DUBLN | 138 | 233
18 | BASE CASE | 651__E | DUBLN | 138 | STNVL | 138 | 314
19 | BASE CASE | 1295__A | TMPSW | 138 | TMPCR | 138 | 564.8
20 | BASE CASE | 1830__A | MPHTP | 138 | MCGPH | 138 | 105
21 | BASE CASE | 1830__B | MPHTP | 138 | SPVTP | 138 | 268
22 | BASE CASE | 1830__C | TMECR | 138 | MPHTP | 138 | 268
23 | BASE CASE | 1830__G | WWEST | 138 | WWDWY | 138 | 662.2
24 | BASE CASE | 1830__H | WATCO | 138 | WWDWY | 138 | 662.2
25 | BASE CASE | 1830__E | SPVTP | 138 | COTONBLT | 138 | 214
26 | BASE CASE | 1830__F | WATCO | 138 | COTONBLT | 138 | 214
27 | BASE CASE | 280__A | LCSES | 345 | THSES | 345 | 1340
28 | BASE CASE | 290__A | LCSES | 345 | THSES | 345 | 1340
29 | BASE CASE | 300__A | LCSES | 345 | TMPSW | 345 | 1340
30 | BASE CASE | 315__A | TMPCR | 345 | TMPSW | 345 | 1340
31 | BASE CASE | 1295__A | TMPCR | 138 | TMPSW | 138 | 564.8
32 | BASE CASE | 490__A | THSES | 345 | TMPCR | 345 | 1340
33 | BASE CASE | 1830__A | MCGPH | 138 | MPHTP | 138 | 105
34 | BASE CASE | KDLKG_75_A | KG | 345 | KDL | 345 | 1793
35 | BASE CASE | KDLRNS75_A | RNS | 345 | KDL | 345 | 1793
36 | BASE CASE | KDLRTW74_A | KDL | 345 | RTW | 345 | 2164.6
37 | BASE CASE | KDLTB_74_A | KDL | 345 | TB | 345 | 1793
38 | BASE CASE | KG_RTW74_A | KG | 345 | RTW | 345 | 1710
39 | BASE CASE | RNSSNG75_A | RNS | 345 | SNG | 345 | 1710
40 | BASE CASE | SARC_CMNSW_1 | SARC | 345 | CMNSW | 345 | 1515
41 | BASE CASE | SNGTB_74_A | SNG | 345 | TB | 345 | 1793
42 | BASE CASE | SNGXGC75_1 | SNG | 345 | GIBCRK | 345 | 1310
43 | BASE CASE | SNGXGC99_1 | GIBCRK | 345 | SNG | 345 | 1310
44 | BASE CASE | 240__A | JEWET | 345 | SNG | 345 | 1195
45 | BASE CASE | 260_A_1 | JEWET | 345 | SNG | 345 | 1434.2
46 | BASE CASE | 6011__A | BOMSW | 345 | FSHSW | 345 | 1188.7
47 | BASE CASE | 6012__A | JCKSW | 345 | BOMSW | 345 | 1167.4
48 | BASE CASE | 6024__A | GRSES | 345 | LNCRK | 345 | 1340
49 | BASE CASE | 6028__A | GRSES | 345 | CFRSW | 345 | 1340
50 | BASE CASE | 6029__A | CFRSW | 345 | LNCRK | 345 | 1340
51 | BASE CASE | 6035__A | GRSES | 345 | TKWSW | 345 | 1340
52 | BASE CASE | 6380__A | GRSES | 138 | MURRY | 138 | 233
53 | BASE CASE | 6380__D | MURRY | 138 | PAIP | 138 | 194
54 | BASE CASE | 651__A | CMNTP | 138 | CMNCH | 138 | 233
55 | BASE CASE | 651__B | CMNTP | 138 | CMNSW | 138 | 233
56 | BASE CASE | 651__D | DUBLN | 138 | HAS | 138 | 233
57 | BASE CASE | 651__E | STNVL | 138 | DUBLN | 138 | 314
58 | BASE CASE | 1830__B | SPVTP | 138 | MPHTP | 138 | 268
59 | BASE CASE | 1830__C | MPHTP | 138 | TMECR | 138 | 268
60 | BASE CASE | 1830__E | COTONBLT | 138 | SPVTP | 138 | 214
61 | BASE CASE | 1830__F | COTONBLT | 138 | WATCO | 138 | 214
62 | BASE CASE | 1830__G | WWDWY | 138 | WWEST | 138 | 662.2
63 | SSPVTME8 | 1830__F | COTONBLT | 138 | WATCO | 138 | 214
64 | SSPVTME8 | 1830__C | MPHTP | 138 | TMECR | 138 | 268
65 | SSPVTME8 | 1830__B | SPVTP | 138 | MPHTP | 138 | 268
66 | SSPVTME8 | 1295__A | TMPCR | 138 | TMPSW | 138 | 564.8
67 | SSPVTME8 | 490__A | THSES | 345 | TMPCR | 345 | 1340
68 | SSPVTME8 | 315__A | TMPCR | 345 | TMPSW | 345 | 1340
69 | SSPVTME8 | 300__A | LCSES | 345 | TMPSW | 345 | 1340
70 | SSPVTME8 | 290__A | LCSES | 345 | THSES | 345 | 1340
71 | SSPVTME8 | 280__A | LCSES | 345 | THSES | 345 | 1340
72 | SSPVTME8 | 1295__A | TMPSW | 138 | TMPCR | 138 | 564.8
73 | SSPVTME8 | 490__A | TMPCR | 345 | THSES | 345 | 1340
74 | SSPVTME8 | 315__A | TMPSW | 345 | TMPCR | 345 | 1340
75 | SSPVTME8 | 300__A | TMPSW | 345 | LCSES | 345 | 1340
76 | SSPVTME8 | 290__A | THSES | 345 | LCSES | 345 | 1340
77 | SSPVTME8 | 280__A | THSES | 345 | LCSES | 345 | 1340
78 | SSPVTME8 | 1830__H | WWDWY | 138 | WATCO | 138 | 662.2
79 | DTMPTHS5 | 1830__G | WWDWY | 138 | WWEST | 138 | 662.2
80 | DTMPTHS5 | 1830__F | COTONBLT | 138 | WATCO | 138 | 214
81 | DTMPTHS5 | 1830__E | COTONBLT | 138 | SPVTP | 138 | 214
82 | DTMPTHS5 | 1830__C | MPHTP | 138 | TMECR | 138 | 268
83 | DTMPTHS5 | 1830__B | SPVTP | 138 | MPHTP | 138 | 268
84 | DTMPTHS5 | 1830__A | MCGPH | 138 | MPHTP | 138 | 105
85 | DTMPTHS5 | 1295__A | TMPCR | 138 | TMPSW | 138 | 564.8
86 | DTMPTHS5 | 315__A | TMPSW | 345 | TMPCR | 345 | 1340
87 | DTMPTHS5 | 290__A | THSES | 345 | LCSES | 345 | 1340
88 | DTMPTHS5 | 280__A | THSES | 345 | LCSES | 345 | 1340
89 | DTMPTHS5 | 315__A | TMPCR | 345 | TMPSW | 345 | 1340
90 | DTMPTHS5 | 290__A | LCSES | 345 | THSES | 345 | 1340
91 | DTMPTHS5 | 280__A | LCSES | 345 | THSES | 345 | 1340
92 | DTMPTHS5 | 1830__F | WATCO | 138 | COTONBLT | 138 | 214
93 | DTMPTHS5 | 1830__E | SPVTP | 138 | COTONBLT | 138 | 214
94 | DTMPTHS5 | 1830__H | WATCO | 138 | WWDWY | 138 | 662.2
95 | DTMPTHS5 | 1830__G | WWEST | 138 | WWDWY | 138 | 662.2
96 | DTMPTHS5 | 1830__C | TMECR | 138 | MPHTP | 138 | 268
97 | DTMPTHS5 | 1830__B | MPHTP | 138 | SPVTP | 138 | 268
98 | DTMPTHS5 | 1830__A | MPHTP | 138 | MCGPH | 138 | 105
99 | DTMPTHS5 | 1295__A | TMPSW | 138 | TMPCR | 138 | 564.8
100 | DTMPTHS5 | 1830__H | WWDWY | 138 | WATCO | 138 | 662.2
101 | DGRSLNC5 | 651__E | STNVL | 138 | DUBLN | 138 | 314
102 | DGRSLNC5 | 651__D | DUBLN | 138 | HAS | 138 | 233
103 | DGRSLNC5 | 651__B | CMNTP | 138 | CMNSW | 138 | 233
104 | DGRSLNC5 | 651__A | CMNTP | 138 | CMNCH | 138 | 233
105 | DGRSLNC5 | 6380__D | MURRY | 138 | PAIP | 138 | 194
106 | DGRSLNC5 | 6380__A | GRSES | 138 | MURRY | 138 | 233
107 | DGRSLNC5 | 6035__A | GRSES | 345 | TKWSW | 345 | 1340
108 | DGRSLNC5 | 6029__A | CFRSW | 345 | LNCRK | 345 | 1340
109 | DGRSLNC5 | 6012__A | JCKSW | 345 | BOMSW | 345 | 1167.4
110 | DGRSLNC5 | 6011__A | BOMSW | 345 | FSHSW | 345 | 1188.7
111 | DGRSLNC5 | 651__E | DUBLN | 138 | STNVL | 138 | 314
112 | DGRSLNC5 | 651__D | HAS | 138 | DUBLN | 138 | 233
113 | DGRSLNC5 | 651__B | CMNSW | 138 | CMNTP | 138 | 233
114 | DGRSLNC5 | 651__A | CMNCH | 138 | CMNTP | 138 | 233
115 | DGRSLNC5 | 6380__D | PAIP | 138 | MURRY | 138 | 194
116 | DGRSLNC5 | 6380__A | MURRY | 138 | GRSES | 138 | 233
117 | DGRSLNC5 | 6035__A | TKWSW | 345 | GRSES | 345 | 1340
118 | DGRSLNC5 | 6029__A | LNCRK | 345 | CFRSW | 345 | 1340
119 | DGRSLNC5 | 6028__A | CFRSW | 345 | GRSES | 345 | 1340
120 | DGRSLNC5 | 6012__A | BOMSW | 345 | JCKSW | 345 | 1167.4
121 | DGRSLNC5 | 6011__A | FSHSW | 345 | BOMSW | 345 | 1188.7
122 | DTHSLCS5 | 1830__G | WWDWY | 138 | WWEST | 138 | 662.2
123 | DTHSLCS5 | 290__A | LCSES | 345 | THSES | 345 | 1340
124 | DTHSLCS5 | 1830__F | WATCO | 138 | COTONBLT | 138 | 214
125 | DTHSLCS5 | 1830__E | SPVTP | 138 | COTONBLT | 138 | 214
126 | DTHSLCS5 | 1830__H | WATCO | 138 | WWDWY | 138 | 662.2
127 | DTHSLCS5 | 1830__G | WWEST | 138 | WWDWY | 138 | 662.2
128 | DTHSLCS5 | 1830__C | TMECR | 138 | MPHTP | 138 | 268
129 | DTHSLCS5 | 1830__B | MPHTP | 138 | SPVTP | 138 | 268
130 | DTHSLCS5 | 1830__A | MPHTP | 138 | MCGPH | 138 | 105
131 | DTHSLCS5 | 1295__A | TMPSW | 138 | TMPCR | 138 | 564.8
132 | DTHSLCS5 | 1830__F | COTONBLT | 138 | WATCO | 138 | 214
133 | DTHSLCS5 | 1830__E | COTONBLT | 138 | SPVTP | 138 | 214
134 | DTHSLCS5 | 1830__C | MPHTP | 138 | TMECR | 138 | 268
135 | DTHSLCS5 | 1830__B | SPVTP | 138 | MPHTP | 138 | 268
136 | DTHSLCS5 | 1830__A | MCGPH | 138 | MPHTP | 138 | 105
137 | DTHSLCS5 | 1295__A | TMPCR | 138 | TMPSW | 138 | 564.8
138 | DTHSLCS5 | 290__A | THSES | 345 | LCSES | 345 | 1340
139 | DTHSLCS5 | 1830__H | WWDWY | 138 | WATCO | 138 | 662.2
140 | DTMPLCS5 | 1830__C | TMECR | 138 | MPHTP | 138 | 268
141 | DTMPLCS5 | 1830__B | MPHTP | 138 | SPVTP | 138 | 268
142 | DTMPLCS5 | 1830__A | MPHTP | 138 | MCGPH | 138 | 105
143 | DTMPLCS5 | 1295__A | TMPSW | 138 | TMPCR | 138 | 564.8
144 | DTMPLCS5 | 1830__G | WWDWY | 138 | WWEST | 138 | 662.2
145 | DTMPLCS5 | 1830__F | COTONBLT | 138 | WATCO | 138 | 214
146 | DTMPLCS5 | 1830__E | COTONBLT | 138 | SPVTP | 138 | 214
147 | DTMPLCS5 | 1830__C | MPHTP | 138 | TMECR | 138 | 268
148 | DTMPLCS5 | 1830__B | SPVTP | 138 | MPHTP | 138 | 268
149 | DTMPLCS5 | 1830__A | MCGPH | 138 | MPHTP | 138 | 105
150 | DTMPLCS5 | 1295__A | TMPCR | 138 | TMPSW | 138 | 564.8
151 | DTMPLCS5 | 490__A | TMPCR | 345 | THSES | 345 | 1340
152 | DTMPLCS5 | 290__A | THSES | 345 | LCSES | 345 | 1340
153 | DTMPLCS5 | 280__A | THSES | 345 | LCSES | 345 | 1340
154 | DTMPLCS5 | 1830__H | WWDWY | 138 | WATCO | 138 | 662.2
155 | DTMPLCS5 | 490__A | THSES | 345 | TMPCR | 345 | 1340
156 | DTMPLCS5 | 290__A | LCSES | 345 | THSES | 345 | 1340
157 | DTMPLCS5 | 280__A | LCSES | 345 | THSES | 345 | 1340
158 | DTMPLCS5 | 1830__F | WATCO | 138 | COTONBLT | 138 | 214
159 | DTMPLCS5 | 1830__E | SPVTP | 138 | COTONBLT | 138 | 214
160 | DTMPLCS5 | 1830__H | WATCO | 138 | WWDWY | 138 | 662.2
161 | DTMPLCS5 | 1830__G | WWEST | 138 | WWDWY | 138 | 662.2
162 | DJEWSNG5 | SNGXGC99_1 | GIBCRK | 345 | SNG | 345 | 1310
163 | DJEWSNG5 | SNGXGC75_1 | SNG | 345 | GIBCRK | 345 | 1310
164 | DJEWSNG5 | SNGTB_74_A | SNG | 345 | TB | 345 | 1793
165 | DJEWSNG5 | SARC_CMNSW_1 | SARC | 345 | CMNSW | 345 | 1515
166 | DJEWSNG5 | RNSSNG75_A | RNS | 345 | SNG | 345 | 1710
167 | DJEWSNG5 | KG_RTW74_A | KG | 345 | RTW | 345 | 1710
168 | DJEWSNG5 | KDLTB_74_A | KDL | 345 | TB | 345 | 1793
169 | DJEWSNG5 | KDLRTW74_A | KDL | 345 | RTW | 345 | 2164.6
170 | DJEWSNG5 | KDLRNS75_A | RNS | 345 | KDL | 345 | 1793
171 | DJEWSNG5 | KDLKG_75_A | KG | 345 | KDL | 345 | 1793
172 | DSNG_TB5 | 260_A_1 | JEWET | 345 | SNG | 345 | 1434.2
173 | DSNG_TB5 | 240__A | JEWET | 345 | SNG | 345 | 1195
174 | DSNG_TB5 | SNGXGC99_1 | GIBCRK | 345 | SNG | 345 | 1310
175 | DSNG_TB5 | SNGXGC75_1 | SNG | 345 | GIBCRK | 345 | 1310
176 | DSNG_TB5 | SARC_CMNSW_1 | SARC | 345 | CMNSW | 345 | 1515
177 | DSNG_TB5 | KG_RTW74_A | KG | 345 | RTW | 345 | 1710
178 | DSNG_TB5 | KDLTB_74_A | KDL | 345 | TB | 345 | 1793
179 | DSNG_TB5 | KDLRTW74_A | KDL | 345 | RTW | 345 | 2164.6
180 | DSNG_TB5 | KDLRNS75_A | RNS | 345 | KDL | 345 | 1793
181 | DSNG_TB5 | KDLKG_75_A | KG | 345 | KDL | 345 | 1793
182 | D_KGRTW5 | 260_A_1 | JEWET | 345 | SNG | 345 | 1434.2
183 | D_KGRTW5 | 240__A | JEWET | 345 | SNG | 345 | 1195
184 | D_KGRTW5 | SNGXGC99_1 | GIBCRK | 345 | SNG | 345 | 1310
185 | D_KGRTW5 | SNGXGC75_1 | SNG | 345 | GIBCRK | 345 | 1310
186 | D_KGRTW5 | SNGTB_74_A | SNG | 345 | TB | 345 | 1793
187 | D_KGRTW5 | SARC_CMNSW_1 | SARC | 345 | CMNSW | 345 | 1515
188 | D_KGRTW5 | RNSSNG75_A | RNS | 345 | SNG | 345 | 1710
189 | SPAIMUR8 | 651__E | DUBLN | 138 | STNVL | 138 | 314
190 | SPAIMUR8 | 651__D | HAS | 138 | DUBLN | 138 | 233
191 | SPAIMUR8 | 651__B | CMNSW | 138 | CMNTP | 138 | 233
192 | SPAIMUR8 | 651__E | STNVL | 138 | DUBLN | 138 | 314
193 | SPAIMUR8 | 651__D | DUBLN | 138 | HAS | 138 | 233
194 | SPAIMUR8 | 651__B | CMNTP | 138 | CMNSW | 138 | 233
195 | SPAIMUR8 | 651__A | CMNTP | 138 | CMNCH | 138 | 233
196 | SPAIMUR8 | 6035__A | GRSES | 345 | TKWSW | 345 | 1340
197 | SPAIMUR8 | 6029__A | CFRSW | 345 | LNCRK | 345 | 1340
198 | SPAIMUR8 | 6028__A | GRSES | 345 | CFRSW | 345 | 1340
199 | SPAIMUR8 | 6024__A | GRSES | 345 | LNCRK | 345 | 1340
200 | SPAIMUR8 | 6012__A | JCKSW | 345 | BOMSW | 345 | 1167.4
201 | SPAIMUR8 | 6011__A | BOMSW | 345 | FSHSW | 345 | 1188.7
202 | SPAIMUR8 | 651__A | CMNCH | 138 | CMNTP | 138 | 233
203 | SPAIMUR8 | 6380__D | PAIP | 138 | MURRY | 138 | 194
204 | SPAIMUR8 | 6035__A | TKWSW | 345 | GRSES | 345 | 1340
205 | SPAIMUR8 | 6029__A | LNCRK | 345 | CFRSW | 345 | 1340
206 | SPAIMUR8 | 6028__A | CFRSW | 345 | GRSES | 345 | 1340
207 | SPAIMUR8 | 6024__A | LNCRK | 345 | GRSES | 345 | 1340
208 | SPAIMUR8 | 6012__A | BOMSW | 345 | JCKSW | 345 | 1167.4
209 | SPAIMUR8 | 6011__A | FSHSW | 345 | BOMSW | 345 | 1188.7
210 | STMPTMP8 | 1830__F | COTONBLT | 138 | WATCO | 138 | 214
211 | STMPTMP8 | 1830__E | COTONBLT | 138 | SPVTP | 138 | 214
212 | STMPTMP8 | 1830__C | MPHTP | 138 | TMECR | 138 | 268
213 | STMPTMP8 | 1830__B | SPVTP | 138 | MPHTP | 138 | 268
214 | STMPTMP8 | 1830__A | MCGPH | 138 | MPHTP | 138 | 105
215 | STMPTMP8 | 490__A | THSES | 345 | TMPCR | 345 | 1340
216 | STMPTMP8 | 315__A | TMPCR | 345 | TMPSW | 345 | 1340
217 | STMPTMP8 | 300__A | LCSES | 345 | TMPSW | 345 | 1340
218 | STMPTMP8 | 290__A | LCSES | 345 | THSES | 345 | 1340
219 | STMPTMP8 | 280__A | LCSES | 345 | THSES | 345 | 1340
220 | STMPTMP8 | 1830__F | WATCO | 138 | COTONBLT | 138 | 214
221 | STMPTMP8 | 1830__E | SPVTP | 138 | COTONBLT | 138 | 214
222 | STMPTMP8 | 1830__H | WATCO | 138 | WWDWY | 138 | 662.2
223 | STMPTMP8 | 1830__G | WWEST | 138 | WWDWY | 138 | 662.2
224 | STMPTMP8 | 1830__C | TMECR | 138 | MPHTP | 138 | 268
225 | STMPTMP8 | 1830__B | MPHTP | 138 | SPVTP | 138 | 268
226 | STMPTMP8 | 1830__A | MPHTP | 138 | MCGPH | 138 | 105
227 | STMPTMP8 | 490__A | TMPCR | 345 | THSES | 345 | 1340
228 | STMPTMP8 | 315__A | TMPSW | 345 | TMPCR | 345 | 1340
229 | STMPTMP8 | 300__A | TMPSW | 345 | LCSES | 345 | 1340
230 | STMPTMP8 | 290__A | THSES | 345 | LCSES | 345 | 1340
231 | STMPTMP8 | 280__A | THSES | 345 | LCSES | 345 | 1340
232 | STMPTMP8 | 1830__H | WWDWY | 138 | WATCO | 138 | 662.2
233 | STMPTMP8 | 1830__G | WWDWY | 138 | WWEST | 138 | 662.2
234 | SSNGJE25 | 240__A | JEWET | 345 | SNG | 345 | 1195
235 | SSNGJE25 | SNGXGC99_1 | GIBCRK | 345 | SNG | 345 | 1310
236 | SSNGJE25 | SNGXGC75_1 | SNG | 345 | GIBCRK | 345 | 1310
237 | SSNGJE25 | SNGTB_74_A | SNG | 345 | TB | 345 | 1793
238 | SSNGJE25 | SARC_CMNSW_1 | SARC | 345 | CMNSW | 345 | 1515
239 | SSNGJE25 | RNSSNG75_A | RNS | 345 | SNG | 345 | 1710
240 | SSNGJE25 | KG_RTW74_A | KG | 345 | RTW | 345 | 1710
241 | SSNGJE25 | KDLTB_74_A | KDL | 345 | TB | 345 | 1793
242 | SSNGJE25 | KDLRTW74_A | KDL | 345 | RTW | 345 | 2164.6
243 | SSNGJE25 | KDLRNS75_A | RNS | 345 | KDL | 345 | 1793
244 | SSNGJE25 | KDLKG_75_A | KG | 345 | KDL | 345 | 1793
245 | SCFRLNC5 | 651__E | DUBLN | 138 | STNVL | 138 | 314
246 | SCFRLNC5 | 651__D | HAS | 138 | DUBLN | 138 | 233
247 | SCFRLNC5 | 651__B | CMNSW | 138 | CMNTP | 138 | 233
248 | SCFRLNC5 | 651__A | CMNCH | 138 | CMNTP | 138 | 233
249 | SCFRLNC5 | 6380__D | PAIP | 138 | MURRY | 138 | 194
250 | SCFRLNC5 | 6380__A | MURRY | 138 | GRSES | 138 | 233
251 | SCFRLNC5 | 6035__A | TKWSW | 345 | GRSES | 345 | 1340
252 | SCFRLNC5 | 6028__A | CFRSW | 345 | GRSES | 345 | 1340
253 | SCFRLNC5 | 6024__A | LNCRK | 345 | GRSES | 345 | 1340
254 | SCFRLNC5 | 6012__A | BOMSW | 345 | JCKSW | 345 | 1167.4
255 | SCFRLNC5 | 6011__A | FSHSW | 345 | BOMSW | 345 | 1188.7
256 | SCFRLNC5 | 651__E | STNVL | 138 | DUBLN | 138 | 314
257 | SCFRLNC5 | 651__D | DUBLN | 138 | HAS | 138 | 233
258 | SCFRLNC5 | 651__B | CMNTP | 138 | CMNSW | 138 | 233
259 | SCFRLNC5 | 651__A | CMNTP | 138 | CMNCH | 138 | 233
260 | SCFRLNC5 | 6380__D | MURRY | 138 | PAIP | 138 | 194
261 | SCFRLNC5 | 6380__A | GRSES | 138 | MURRY | 138 | 233
262 | SCFRLNC5 | 6035__A | GRSES | 345 | TKWSW | 345 | 1340
263 | SCFRLNC5 | 6028__A | GRSES | 345 | CFRSW | 345 | 1340
264 | SCFRLNC5 | 6024__A | GRSES | 345 | LNCRK | 345 | 1340
265 | SCFRLNC5 | 6012__A | JCKSW | 345 | BOMSW | 345 | 1167.4
266 | SCFRLNC5 | 6011__A | BOMSW | 345 | FSHSW | 345 | 1188.7
267 | SLCSTH25 | 1830__F | COTONBLT | 138 | WATCO | 138 | 214
268 | SLCSTH25 | 1830__E | COTONBLT | 138 | SPVTP | 138 | 214
269 | SLCSTH25 | 1830__C | MPHTP | 138 | TMECR | 138 | 268
270 | SLCSTH25 | 1830__B | SPVTP | 138 | MPHTP | 138 | 268
271 | SLCSTH25 | 1830__A | MCGPH | 138 | MPHTP | 138 | 105
272 | SLCSTH25 | 1295__A | TMPCR | 138 | TMPSW | 138 | 564.8
273 | SLCSTH25 | 490__A | THSES | 345 | TMPCR | 345 | 1340
274 | SLCSTH25 | 315__A | TMPCR | 345 | TMPSW | 345 | 1340
275 | SLCSTH25 | 300__A | LCSES | 345 | TMPSW | 345 | 1340
276 | SLCSTH25 | 290__A | LCSES | 345 | THSES | 345 | 1340
277 | SLCSTH25 | 1830__F | WATCO | 138 | COTONBLT | 138 | 214
278 | SLCSTH25 | 1830__E | SPVTP | 138 | COTONBLT | 138 | 214
279 | SLCSTH25 | 1830__H | WATCO | 138 | WWDWY | 138 | 662.2
280 | SLCSTH25 | 1830__G | WWEST | 138 | WWDWY | 138 | 662.2
281 | SLCSTH25 | 1830__C | TMECR | 138 | MPHTP | 138 | 268
282 | SLCSTH25 | 1830__B | MPHTP | 138 | SPVTP | 138 | 268
283 | SLCSTH25 | 1830__A | MPHTP | 138 | MCGPH | 138 | 105
284 | SLCSTH25 | 1295__A | TMPSW | 138 | TMPCR | 138 | 564.8
285 | SLCSTH25 | 490__A | TMPCR | 345 | THSES | 345 | 1340
286 | SLCSTH25 | 315__A | TMPSW | 345 | TMPCR | 345 | 1340
287 | SLCSTH25 | 300__A | TMPSW | 345 | LCSES | 345 | 1340
288 | SLCSTH25 | 290__A | THSES | 345 | LCSES | 345 | 1340
289 | SLCSTH25 | 1830__H | WWDWY | 138 | WATCO | 138 | 662.2
290 | SLCSTH25 | 1830__G | WWDWY | 138 | WWEST | 138 | 662.2
291 | SLCSTHS5 | 1830__F | COTONBLT | 138 | WATCO | 138 | 214
292 | SLCSTHS5 | 1830__E | COTONBLT | 138 | SPVTP | 138 | 214
293 | SLCSTHS5 | 1830__C | MPHTP | 138 | TMECR | 138 | 268
294 | SLCSTHS5 | 1830__B | SPVTP | 138 | MPHTP | 138 | 268
295 | SLCSTHS5 | 1830__A | MCGPH | 138 | MPHTP | 138 | 105
296 | SLCSTHS5 | 1295__A | TMPCR | 138 | TMPSW | 138 | 564.8
297 | SLCSTHS5 | 490__A | THSES | 345 | TMPCR | 345 | 1340
298 | SLCSTHS5 | 315__A | TMPCR | 345 | TMPSW | 345 | 1340
299 | SLCSTHS5 | 300__A | LCSES | 345 | TMPSW | 345 | 1340
300 | SLCSTHS5 | 280__A | LCSES | 345 | THSES | 345 | 1340
301 | SLCSTHS5 | 1830__F | WATCO | 138 | COTONBLT | 138 | 214
302 | SLCSTHS5 | 1830__E | SPVTP | 138 | COTONBLT | 138 | 214
303 | SLCSTHS5 | 1830__H | WATCO | 138 | WWDWY | 138 | 662.2
304 | SLCSTHS5 | 1830__G | WWEST | 138 | WWDWY | 138 | 662.2
305 | SLCSTHS5 | 1830__C | TMECR | 138 | MPHTP | 138 | 268
306 | SLCSTHS5 | 1830__B | MPHTP | 138 | SPVTP | 138 | 268
307 | SLCSTHS5 | 1830__A | MPHTP | 138 | MCGPH | 138 | 105
308 | SLCSTHS5 | 1295__A | TMPSW | 138 | TMPCR | 138 | 564.8
309 | SLCSTHS5 | 490__A | TMPCR | 345 | THSES | 345 | 1340
310 | SLCSTHS5 | 315__A | TMPSW | 345 | TMPCR | 345 | 1340
311 | SLCSTHS5 | 300__A | TMPSW | 345 | LCSES | 345 | 1340
312 | SLCSTHS5 | 280__A | THSES | 345 | LCSES | 345 | 1340
313 | SLCSTHS5 | 1830__H | WWDWY | 138 | WATCO | 138 | 662.2
314 | SLCSTHS5 | 1830__G | WWDWY | 138 | WWEST | 138 | 662.2
315 | STKWGRS5 | 651__E | STNVL | 138 | DUBLN | 138 | 314
316 | STKWGRS5 | 651__D | DUBLN | 138 | HAS | 138 | 233
317 | STKWGRS5 | 651__B | CMNTP | 138 | CMNSW | 138 | 233
318 | STKWGRS5 | 651__A | CMNTP | 138 | CMNCH | 138 | 233
319 | STKWGRS5 | 6380__D | MURRY | 138 | PAIP | 138 | 194
320 | STKWGRS5 | 6380__A | GRSES | 138 | MURRY | 138 | 233
321 | STKWGRS5 | 6029__A | CFRSW | 345 | LNCRK | 345 | 1340
322 | STKWGRS5 | 6028__A | GRSES | 345 | CFRSW | 345 | 1340
323 | STKWGRS5 | 6024__A | GRSES | 345 | LNCRK | 345 | 1340
324 | STKWGRS5 | 6012__A | JCKSW | 345 | BOMSW | 345 | 1167.4
325 | STKWGRS5 | 6011__A | BOMSW | 345 | FSHSW | 345 | 1188.7
326 | STKWGRS5 | 651__E | DUBLN | 138 | STNVL | 138 | 314
327 | STKWGRS5 | 651__D | HAS | 138 | DUBLN | 138 | 233
328 | STKWGRS5 | 651__B | CMNSW | 138 | CMNTP | 138 | 233
329 | STKWGRS5 | 651__A | CMNCH | 138 | CMNTP | 138 | 233
330 | STKWGRS5 | 6380__D | PAIP | 138 | MURRY | 138 | 194
331 | STKWGRS5 | 6380__A | MURRY | 138 | GRSES | 138 | 233
332 | STKWGRS5 | 6029__A | LNCRK | 345 | CFRSW | 345 | 1340
333 | STKWGRS5 | 6028__A | CFRSW | 345 | GRSES | 345 | 1340
334 | STKWGRS5 | 6024__A | LNCRK | 345 | GRSES | 345 | 1340
335 | STKWGRS5 | 6012__A | BOMSW | 345 | JCKSW | 345 | 1167.4
336 | STKWGRS5 | 6011__A | FSHSW | 345 | BOMSW | 345 | 1188.7
337 | STMPTHS5 | 1830__F | COTONBLT | 138 | WATCO | 138 | 214
338 | STMPTHS5 | 1830__E | COTONBLT | 138 | SPVTP | 138 | 214
339 | STMPTHS5 | 1830__C | MPHTP | 138 | TMECR | 138 | 268
340 | STMPTHS5 | 1830__B | SPVTP | 138 | MPHTP | 138 | 268
341 | STMPTHS5 | 1830__A | MCGPH | 138 | MPHTP | 138 | 105
342 | STMPTHS5 | 1295__A | TMPCR | 138 | TMPSW | 138 | 564.8
343 | STMPTHS5 | 315__A | TMPCR | 345 | TMPSW | 345 | 1340
344 | STMPTHS5 | 300__A | LCSES | 345 | TMPSW | 345 | 1340
345 | STMPTHS5 | 290__A | LCSES | 345 | THSES | 345 | 1340
346 | STMPTHS5 | 280__A | LCSES | 345 | THSES | 345 | 1340
347 | STMPTHS5 | 1830__F | WATCO | 138 | COTONBLT | 138 | 214
348 | STMPTHS5 | 1830__E | SPVTP | 138 | COTONBLT | 138 | 214
349 | STMPTHS5 | 1830__H | WATCO | 138 | WWDWY | 138 | 662.2
350 | STMPTHS5 | 1830__G | WWEST | 138 | WWDWY | 138 | 662.2
351 | STMPTHS5 | 1830__C | TMECR | 138 | MPHTP | 138 | 268
352 | STMPTHS5 | 1830__B | MPHTP | 138 | SPVTP | 138 | 268
353 | STMPTHS5 | 1830__A | MPHTP | 138 | MCGPH | 138 | 105
354 | STMPTHS5 | 1295__A | TMPSW | 138 | TMPCR | 138 | 564.8
355 | STMPTHS5 | 315__A | TMPSW | 345 | TMPCR | 345 | 1340
356 | STMPTHS5 | 300__A | TMPSW | 345 | LCSES | 345 | 1340
357 | STMPTHS5 | 290__A | THSES | 345 | LCSES | 345 | 1340
358 | STMPTHS5 | 280__A | THSES | 345 | LCSES | 345 | 1340
359 | STMPTHS5 | 1830__H | WWDWY | 138 | WATCO | 138 | 662.2
360 | STMPTHS5 | 1830__G | WWDWY | 138 | WWEST | 138 | 662.2
361 | SBOMJCK5 | 651__E | DUBLN | 138 | STNVL | 138 | 314
362 | SBOMJCK5 | 651__D | HAS | 138 | DUBLN | 138 | 233
363 | SBOMJCK5 | 651__B | CMNSW | 138 | CMNTP | 138 | 233
364 | SBOMJCK5 | 651__A | CMNCH | 138 | CMNTP | 138 | 233
365 | SBOMJCK5 | 6380__D | PAIP | 138 | MURRY | 138 | 194
366 | SBOMJCK5 | 6380__A | MURRY | 138 | GRSES | 138 | 233
367 | SBOMJCK5 | 6035__A | TKWSW | 345 | GRSES | 345 | 1340
368 | SBOMJCK5 | 6029__A | LNCRK | 345 | CFRSW | 345 | 1340
369 | SBOMJCK5 | 6028__A | CFRSW | 345 | GRSES | 345 | 1340
370 | SBOMJCK5 | 6024__A | LNCRK | 345 | GRSES | 345 | 1340
371 | SBOMJCK5 | 6011__A | FSHSW | 345 | BOMSW | 345 | 1188.7
372 | SBOMJCK5 | 651__E | STNVL | 138 | DUBLN | 138 | 314
373 | SBOMJCK5 | 651__D | DUBLN | 138 | HAS | 138 | 233
374 | SBOMJCK5 | 651__B | CMNTP | 138 | CMNSW | 138 | 233
375 | SBOMJCK5 | 651__A | CMNTP | 138 | CMNCH | 138 | 233
376 | SBOMJCK5 | 6380__D | MURRY | 138 | PAIP | 138 | 194
377 | SBOMJCK5 | 6380__A | GRSES | 138 | MURRY | 138 | 233
378 | SBOMJCK5 | 6035__A | GRSES | 345 | TKWSW | 345 | 1340
379 | SBOMJCK5 | 6029__A | CFRSW | 345 | LNCRK | 345 | 1340
380 | SBOMJCK5 | 6028__A | GRSES | 345 | CFRSW | 345 | 1340
381 | SBOMJCK5 | 6024__A | GRSES | 345 | LNCRK | 345 | 1340
382 | SBOMJCK5 | 6011__A | BOMSW | 345 | FSHSW | 345 | 1188.7
383 | SGIBSN25 | 260_A_1 | JEWET | 345 | SNG | 345 | 1434.2
384 | SGIBSN25 | 240__A | JEWET | 345 | SNG | 345 | 1195
385 | SGIBSN25 | SNGXGC75_1 | SNG | 345 | GIBCRK | 345 | 1310
386 | SGIBSN25 | SNGTB_74_A | SNG | 345 | TB | 345 | 1793
387 | SGIBSN25 | SARC_CMNSW_1 | SARC | 345 | CMNSW | 345 | 1515
388 | SGIBSN25 | RNSSNG75_A | RNS | 345 | SNG | 345 | 1710
389 | SGIBSN25 | KG_RTW74_A | KG | 345 | RTW | 345 | 1710
390 | SGIBSN25 | KDLTB_74_A | KDL | 345 | TB | 345 | 1793
391 | SGIBSN25 | KDLRTW74_A | KDL | 345 | RTW | 345 | 2164.6
392 | SGIBSN25 | KDLRNS75_A | RNS | 345 | KDL | 345 | 1793
393 | SGIBSN25 | KDLKG_75_A | KG | 345 | KDL | 345 | 1793
394 | STBSNG5 | 260_A_1 | JEWET | 345 | SNG | 345 | 1434.2
395 | STBSNG5 | 240__A | JEWET | 345 | SNG | 345 | 1195
396 | STBSNG5 | SNGXGC99_1 | GIBCRK | 345 | SNG | 345 | 1310
397 | STBSNG5 | SNGXGC75_1 | SNG | 345 | GIBCRK | 345 | 1310
398 | STBSNG5 | SARC_CMNSW_1 | SARC | 345 | CMNSW | 345 | 1515
399 | STBSNG5 | RNSSNG75_A | RNS | 345 | SNG | 345 | 1710
400 | STBSNG5 | KG_RTW74_A | KG | 345 | RTW | 345 | 1710
401 | STBSNG5 | KDLTB_74_A | KDL | 345 | TB | 345 | 1793
402 | STBSNG5 | KDLRTW74_A | KDL | 345 | RTW | 345 | 2164.6
403 | STBSNG5 | KDLRNS75_A | RNS | 345 | KDL | 345 | 1793
404 | STBSNG5 | KDLKG_75_A | KG | 345 | KDL | 345 | 1793
405 | SGIBSNG5 | 260_A_1 | JEWET | 345 | SNG | 345 | 1434.2
406 | SGIBSNG5 | 240__A | JEWET | 345 | SNG | 345 | 1195
407 | SGIBSNG5 | SNGXGC99_1 | GIBCRK | 345 | SNG | 345 | 1310
408 | SGIBSNG5 | SNGTB_74_A | SNG | 345 | TB | 345 | 1793
409 | SGIBSNG5 | SARC_CMNSW_1 | SARC | 345 | CMNSW | 345 | 1515
410 | SGIBSNG5 | RNSSNG75_A | RNS | 345 | SNG | 345 | 1710
411 | SGIBSNG5 | KG_RTW74_A | KG | 345 | RTW | 345 | 1710
412 | SGIBSNG5 | KDLTB_74_A | KDL | 345 | TB | 345 | 1793
413 | SGIBSNG5 | KDLRTW74_A | KDL | 345 | RTW | 345 | 2164.6
414 | SGIBSNG5 | KDLRNS75_A | RNS | 345 | KDL | 345 | 1793
415 | SGIBSNG5 | KDLKG_75_A | KG | 345 | KDL | 345 | 1793
416 | SCMNCPS5 | 651__E | DUBLN | 138 | STNVL | 138 | 314
417 | SCMNCPS5 | 651__D | HAS | 138 | DUBLN | 138 | 233
418 | SCMNCPS5 | 651__B | CMNSW | 138 | CMNTP | 138 | 233
419 | SCMNCPS5 | 651__A | CMNCH | 138 | CMNTP | 138 | 233
420 | SCMNCPS5 | 6380__D | PAIP | 138 | MURRY | 138 | 194
421 | SCMNCPS5 | 6380__A | MURRY | 138 | GRSES | 138 | 233
422 | SCMNCPS5 | 6035__A | TKWSW | 345 | GRSES | 345 | 1340
423 | SCMNCPS5 | 6029__A | LNCRK | 345 | CFRSW | 345 | 1340
424 | SCMNCPS5 | 6028__A | CFRSW | 345 | GRSES | 345 | 1340
425 | SCMNCPS5 | 6024__A | LNCRK | 345 | GRSES | 345 | 1340
426 | SCMNCPS5 | 6012__A | BOMSW | 345 | JCKSW | 345 | 1167.4
427 | SCMNCPS5 | 6011__A | FSHSW | 345 | BOMSW | 345 | 1188.7
428 | SCMNCPS5 | 651__E | STNVL | 138 | DUBLN | 138 | 314
429 | SCMNCPS5 | 651__D | DUBLN | 138 | HAS | 138 | 233
430 | SCMNCPS5 | 651__B | CMNTP | 138 | CMNSW | 138 | 233
431 | SCMNCPS5 | 651__A | CMNTP | 138 | CMNCH | 138 | 233
432 | SCMNCPS5 | 6380__D | MURRY | 138 | PAIP | 138 | 194
433 | SCMNCPS5 | 6380__A | GRSES | 138 | MURRY | 138 | 233
434 | SCMNCPS5 | 6035__A | GRSES | 345 | TKWSW | 345 | 1340
435 | SCMNCPS5 | 6029__A | CFRSW | 345 | LNCRK | 345 | 1340
436 | SCMNCPS5 | 6028__A | GRSES | 345 | CFRSW | 345 | 1340
437 | SCMNCPS5 | 6024__A | GRSES | 345 | LNCRK | 345 | 1340
438 | SCMNCPS5 | 6012__A | JCKSW | 345 | BOMSW | 345 | 1167.4
439 | SCMNCPS5 | 6011__A | BOMSW | 345 | FSHSW | 345 | 1188.7
440 | SSNGRNS5 | 260_A_1 | JEWET | 345 | SNG | 345 | 1434.2
441 | SSNGRNS5 | 240__A | JEWET | 345 | SNG | 345 | 1195
442 | SSNGRNS5 | SNGXGC99_1 | GIBCRK | 345 | SNG | 345 | 1310
443 | SSNGRNS5 | SNGXGC75_1 | SNG | 345 | GIBCRK | 345 | 1310
444 | SSNGRNS5 | SNGTB_74_A | SNG | 345 | TB | 345 | 1793
445 | SSNGRNS5 | SARC_CMNSW_1 | SARC | 345 | CMNSW | 345 | 1515
446 | SSNGRNS5 | KG_RTW74_A | KG | 345 | RTW | 345 | 1710
447 | SSNGRNS5 | KDLTB_74_A | KDL | 345 | TB | 345 | 1793
448 | SSNGRNS5 | KDLRTW74_A | KDL | 345 | RTW | 345 | 2164.6
449 | SSNGRNS5 | KDLRNS75_A | RNS | 345 | KDL | 345 | 1793
450 | SSNGRNS5 | KDLKG_75_A | KG | 345 | KDL | 345 | 1793
451 | SCMNSAR5 | 651__E | DUBLN | 138 | STNVL | 138 | 314
452 | SCMNSAR5 | 651__D | HAS | 138 | DUBLN | 138 | 233
453 | SCMNSAR5 | 651__B | CMNSW | 138 | CMNTP | 138 | 233
454 | SCMNSAR5 | 651__A | CMNCH | 138 | CMNTP | 138 | 233
455 | SCMNSAR5 | 6380__D | PAIP | 138 | MURRY | 138 | 194
456 | SCMNSAR5 | 6380__A | MURRY | 138 | GRSES | 138 | 233
457 | SCMNSAR5 | 6035__A | TKWSW | 345 | GRSES | 345 | 1340
458 | SCMNSAR5 | 6029__A | LNCRK | 345 | CFRSW | 345 | 1340
459 | SCMNSAR5 | 6028__A | CFRSW | 345 | GRSES | 345 | 1340
460 | SCMNSAR5 | 6024__A | LNCRK | 345 | GRSES | 345 | 1340
461 | SCMNSAR5 | 651__E | STNVL | 138 | DUBLN | 138 | 314
462 | SCMNSAR5 | 651__D | DUBLN | 138 | HAS | 138 | 233
463 | SCMNSAR5 | 651__B | CMNTP | 138 | CMNSW | 138 | 233
464 | SCMNSAR5 | 651__A | CMNTP | 138 | CMNCH | 138 | 233
465 | SCMNSAR5 | 6380__D | MURRY | 138 | PAIP | 138 | 194
466 | SCMNSAR5 | 6380__A | GRSES | 138 | MURRY | 138 | 233
467 | SCMNSAR5 | 6035__A | GRSES | 345 | TKWSW | 345 | 1340
468 | SCMNSAR5 | 6029__A | CFRSW | 345 | LNCRK | 345 | 1340
469 | SCMNSAR5 | 6028__A | GRSES | 345 | CFRSW | 345 | 1340
470 | SCMNSAR5 | 6024__A | GRSES | 345 | LNCRK | 345 | 1340
471 | SCMNSAR5 | 6012__A | JCKSW | 345 | BOMSW | 345 | 1167.4
472 | SCMNSAR5 | 6012__A | BOMSW | 345 | JCKSW | 345 | 1167.4
473 | SCMNSAR5 | 6011__A | BOMSW | 345 | FSHSW | 345 | 1188.7
474 | SCMNSAR5 | 6011__A | FSHSW | 345 | BOMSW | 345 | 1188.7
475 | SSNGJEW5 | 260_A_1 | JEWET | 345 | SNG | 345 | 1434.2
476 | SSNGJEW5 | SNGXGC99_1 | GIBCRK | 345 | SNG | 345 | 1310
477 | SSNGJEW5 | SNGXGC75_1 | SNG | 345 | GIBCRK | 345 | 1310
478 | SSNGJEW5 | SNGTB_74_A | SNG | 345 | TB | 345 | 1793
479 | SSNGJEW5 | SARC_CMNSW_1 | SARC | 345 | CMNSW | 345 | 1515
480 | SSNGJEW5 | RNSSNG75_A | RNS | 345 | SNG | 345 | 1710
481 | SSNGJEW5 | KG_RTW74_A | KG | 345 | RTW | 345 | 1710
482 | SSNGJEW5 | KDLTB_74_A | KDL | 345 | TB | 345 | 1793
483 | SSNGJEW5 | KDLRTW74_A | KDL | 345 | RTW | 345 | 2164.6
484 | SSNGJEW5 | KDLRNS75_A | RNS | 345 | KDL | 345 | 1793
485 | SSNGJEW5 | KDLKG_75_A | KG | 345 | KDL | 345 | 1793
486 | SKDLRNS5 | 260_A_1 | JEWET | 345 | SNG | 345 | 1434.2
487 | SKDLRNS5 | 240__A | JEWET | 345 | SNG | 345 | 1195
488 | SKDLRNS5 | SNGXGC99_1 | GIBCRK | 345 | SNG | 345 | 1310
489 | SKDLRNS5 | SNGXGC75_1 | SNG | 345 | GIBCRK | 345 | 1310
490 | SKDLRNS5 | SNGTB_74_A | SNG | 345 | TB | 345 | 1793
491 | SKDLRNS5 | SARC_CMNSW_1 | SARC | 345 | CMNSW | 345 | 1515
492 | SKDLRNS5 | RNSSNG75_A | RNS | 345 | SNG | 345 | 1710
493 | SKDLRNS5 | KG_RTW74_A | KG | 345 | RTW | 345 | 1710
494 | SKDLRNS5 | KDLTB_74_A | KDL | 345 | TB | 345 | 1793
495 | SKDLRNS5 | KDLRTW74_A | KDL | 345 | RTW | 345 | 2164.6
496 | STMPTMP5 | 1830__F | COTONBLT | 138 | WATCO | 138 | 214
497 | STMPTMP5 | 1830__E | COTONBLT | 138 | SPVTP | 138 | 214
498 | STMPTMP5 | 1830__C | MPHTP | 138 | TMECR | 138 | 268
499 | STMPTMP5 | 1830__B | SPVTP | 138 | MPHTP | 138 | 268
500 | STMPTMP5 | 1830__A | MCGPH | 138 | MPHTP | 138 | 105
501 | STMPTMP5 | 1295__A | TMPCR | 138 | TMPSW | 138 | 564.8
502 | STMPTMP5 | 490__A | THSES | 345 | TMPCR | 345 | 1340
503 | STMPTMP5 | 300__A | LCSES | 345 | TMPSW | 345 | 1340
504 | STMPTMP5 | 290__A | LCSES | 345 | THSES | 345 | 1340
505 | STMPTMP5 | 280__A | LCSES | 345 | THSES | 345 | 1340
506 | STMPTMP5 | 1830__F | WATCO | 138 | COTONBLT | 138 | 214
507 | STMPTMP5 | 1830__E | SPVTP | 138 | COTONBLT | 138 | 214
508 | STMPTMP5 | 1830__H | WATCO | 138 | WWDWY | 138 | 662.2
509 | STMPTMP5 | 1830__G | WWEST | 138 | WWDWY | 138 | 662.2
510 | STMPTMP5 | 1830__C | TMECR | 138 | MPHTP | 138 | 268
511 | STMPTMP5 | 1830__B | MPHTP | 138 | SPVTP | 138 | 268
512 | STMPTMP5 | 1830__A | MPHTP | 138 | MCGPH | 138 | 105
513 | STMPTMP5 | 1295__A | TMPSW | 138 | TMPCR | 138 | 564.8
514 | STMPTMP5 | 490__A | TMPCR | 345 | THSES | 345 | 1340
515 | STMPTMP5 | 300__A | TMPSW | 345 | LCSES | 345 | 1340
516 | STMPTMP5 | 290__A | THSES | 345 | LCSES | 345 | 1340
517 | STMPTMP5 | 280__A | THSES | 345 | LCSES | 345 | 1340
518 | STMPTMP5 | 1830__H | WWDWY | 138 | WATCO | 138 | 662.2
519 | STMPTMP5 | 1830__G | WWDWY | 138 | WWEST | 138 | 662.2
520 | SFSHBOM5 | 651__E | DUBLN | 138 | STNVL | 138 | 314
521 | SFSHBOM5 | 651__D | HAS | 138 | DUBLN | 138 | 233
522 | SFSHBOM5 | 651__B | CMNSW | 138 | CMNTP | 138 | 233
523 | SFSHBOM5 | 651__A | CMNCH | 138 | CMNTP | 138 | 233
524 | SFSHBOM5 | 6380__D | PAIP | 138 | MURRY | 138 | 194
525 | SFSHBOM5 | 6380__A | MURRY | 138 | GRSES | 138 | 233
526 | SFSHBOM5 | 6035__A | TKWSW | 345 | GRSES | 345 | 1340
527 | SFSHBOM5 | 6029__A | LNCRK | 345 | CFRSW | 345 | 1340
528 | SFSHBOM5 | 6028__A | CFRSW | 345 | GRSES | 345 | 1340
529 | SFSHBOM5 | 6024__A | LNCRK | 345 | GRSES | 345 | 1340
530 | SFSHBOM5 | 651__E | STNVL | 138 | DUBLN | 138 | 314
531 | SFSHBOM5 | 651__D | DUBLN | 138 | HAS | 138 | 233
532 | SFSHBOM5 | 651__B | CMNTP | 138 | CMNSW | 138 | 233
533 | SFSHBOM5 | 651__A | CMNTP | 138 | CMNCH | 138 | 233
534 | SFSHBOM5 | 6380__D | MURRY | 138 | PAIP | 138 | 194
535 | SFSHBOM5 | 6380__A | GRSES | 138 | MURRY | 138 | 233
536 | SFSHBOM5 | 6035__A | GRSES | 345 | TKWSW | 345 | 1340
537 | SFSHBOM5 | 6029__A | CFRSW | 345 | LNCRK | 345 | 1340
538 | SFSHBOM5 | 6028__A | GRSES | 345 | CFRSW | 345 | 1340
539 | SFSHBOM5 | 6024__A | GRSES | 345 | LNCRK | 345 | 1340
540 | SFSHBOM5 | 6012__A | JCKSW | 345 | BOMSW | 345 | 1167.4
541 | SFSHBOM5 | 6012__A | BOMSW | 345 | JCKSW | 345 | 1167.4
542 | SFSHBOM5 | 6011__A | FSHSW | 345 | BOMSW | 345 | 1188.7

## Contigency Mapping
INDX | NAME | ENABLESPS | DESCRIPTION
1 | DCHB_KG5 | TRUE | Chamber-King And Cby-North B
2 | DTMPTHS5 | TRUE | Tmpcr - Thses And Tmpsw - Lc
3 | DANAALN8 | TRUE | Anna Switch To Allen Switch
4 | DHILELM5 | TRUE | Hillcty To Mar And To Elmcrk
5 | DKRKCNR8 | TRUE | Kirkland Pk-Centerviille Sw
6 | DPRSVLY5 | TRUE | Prssw - Vlses And Prssw - Vl
7 | DWLV89N8 | TRUE | West Levee To 800/900 Nwk 13
8 | DCBYCHB5 | TRUE | Cby - Chamber And -Northbelt
9 | DRNKEUL8 | TRUE | Rnksw To Eules And To Sagna
10 | DANAFMR5 | TRUE | Anasw - Vlyso And Anasw - Fm
11 | DALNRYS5 | TRUE | Allen Sw -Royse Sw And -Mnse
12 | DALNREN5 | TRUE | Allen-Rennerand-P.Tennyson 3
13 | DRYSFMR5 | TRUE | Royse Switch - Farmersville
14 | DRYSFOR5 | TRUE | Royse Switch - Forney Switch
15 | DFORELK5 | TRUE | Forney - Elkton And -Tricorn
16 | DEVRRKC5 | TRUE | Everman-Rocky Ck And -Sycamo
17 | DBNBSYC5 | TRUE | Benbrook-Sycamore And Rocky
18 | DWTRLEG5 | TRUE | Watermill Switch - Limestone
19 | DWTRTRC5 | TRUE | Watermill - Tricorner And -T
20 | DTRCELK5 | TRUE | Mlses - Elktn And Tygnd 345
21 | DMLSENT5 | TRUE | Martin Lake - Scses And - En
22 | DENTSCS5 | TRUE | Enterprise-Trses And Mlses-S
23 | D_WOADK8 | TRUE | White Oak To Addicks 138kv
24 | DRENDAL8 | TRUE | Renner Sw To Dallas Ti 138kv
25 | DOASWAP5 | TRUE | Oasis To Wa Parish 345kv
26 | DWTRDES5 | TRUE | Wtrml - Dessw And - Cdhsw 3
27 | DMOSMDL8 | TRUE | Moss Sw To Midland East 138k
28 | DDILSAN8 | TRUE | Dilleysw - Nlarsw And - Sanm
29 | DTMETMP8 | TRUE | Temple Elm To Temple Pecan 1
30 | DFMRMNS5 | TRUE | Farmersville - Monticello Se
31 | DCDHWTR5 | TRUE | Cdhsw To Wtrml& To Dessw 34
32 | DCDHVEN5 | TRUE | Cdhsw-Vensw And Cdhsw-Shrsw
33 | DLIGHKB8 | TRUE | Ligget Switch To Hackberry 1
34 | DSTPDOW5 | TRUE | Stp-Dow Stpdow18 And Stpdow2
35 | DKRKGAV8 | TRUE | Kirkland Park -Greenville Av
36 | DEMSPKR5 | TRUE | Eagle Mt-Parker Sw And -Rnks
37 | DMNTIRV8 | TRUE | Monetry To Irving Norwood
38 | DRENCRL8 | TRUE | Renner Sw-Carrollton East 13
39 | D_NBCBY5 | TRUE | Northbelt-King And Cedar Bay
40 | DGRSLNC5 | TRUE | Grses To Lncrk 345kv
41 | DGAV89N8 | TRUE | Greenville Sw To 800/900 Nwk
42 | DWAP_OB5 | TRUE | W.A. Parish - Obrien 345kv
43 | DEULSAG8 | TRUE | Eules To Sagna And To Rnksw
44 | DCRLREN8 | TRUE | Renner -Carrollton-Northaven
45 | DWAP_JN5 | TRUE | W.A. Parish - Jeanetta 345kv
46 | DWAP_BI5 | TRUE | W.A. Parish - Bellaire 345kv
47 | DGAVPDS8 | TRUE | Greenville To Parkdale Ses
48 | D_JN_BI5 | TRUE | Jeanetta-Bellaire And White
49 | DMCSCDH8 | TRUE | Mountain Ck Ses - Cedar Hill
50 | DCRLMNT8 | TRUE | Carrollton Nw To Monetary Sw
51 | DB_DAIR8 | TRUE | B_Davis - Airline / Rodd_Fld
52 | DLPCPRS5 | TRUE | Lamar Power Prt.- Paris Sw 3
53 | DMCSCDC8 | TRUE | Mountain Creek - Cedar Crest
54 | DHLSSHR8 | TRUE | Handley Ses To Sherry Sw 138
55 | DSAGHLS8 | TRUE | Saginaw Sw - Handley Ses 138
56 | DMSLNHN8 | TRUE | Morrison Ln Sw-Northaven Sw
57 | DLEGTOK5 | TRUE | Limestone - Twin Oak Switch
58 | DFMRVLY5 | TRUE | Fmrvl-Anasw And Fmrsw - Vlys
59 | DWDGRKC8 | TRUE | Wedgewood Sw To Rocky Cr 138
60 | DSHBTYE8 | TRUE | Shbsw-Tylnw And Shbsw - Tyes
61 | DMARSKY5 | TRUE | Marion-Hill Country And Skyl
62 | DLHSCNR8 | TRUE | Cnrsw To Lhses 138kv
63 | DRNKW_D5 | TRUE | Rnksw-W_Denton And -Lwssw 34
64 | DKRKNHN8 | TRUE | Kirkland Park - Northaven Sw
65 | DSHREXP8 | TRUE | Shrsw - Hlses And -Expy 138
66 | DJEWLEG5 | TRUE | Jewett - Limestone 345kv
67 | DPHR_FT8 | TRUE | Ph Robin-Webst And -Fairmont
68 | DBBSVEN5 | TRUE | Big Brown Ses-Venus Switch 3
69 | DPRCSCY8 | TRUE | Prairie Creek - Parkdale Ses
70 | DBBSJEW5 | TRUE | Big Brown Ses-Jewett 345kv
71 | DEMSCMT8 | TRUE | Eagle Mountain To Calmont Sw
72 | DTRSTRC5 | TRUE | Trinidad-Watermill And Trico
73 | DVENEVR5 | TRUE | Venus Sw. - Everman Switch 3
74 | DTHSVEN5 | TRUE | Tradinghouse - Venus Switch
75 | DTHSLCS5 | TRUE | Thses To Tmpcr& Lcses 345 K
76 | DTMPLCS5 | TRUE | Tmpsw - Lcses And Tmpsw - Tm
77 | DAUSLOS5 | TRUE | Austrop - Lost Pines 345kv
78 | DVLYVLS5 | TRUE | Vlyso- Vlses& Vlyso- Prssw
79 | DFERWIR8 | TRUE | Ferguson To Wirtz 138kv
80 | DSHREVR5 | TRUE | Sherry Sw - Everman Sw 345kv
81 | DMETCAR8 | TRUE | Metcentr-Adva And Burleson -
82 | DMARZOR5 | TRUE | Marion -Zorn And -Clear Spri
83 | DCRLPTE5 | TRUE | Crlnw -Ptenn And Crlnw-Cn345
84 | DSKYMAR5 | TRUE | Skyline To Marion And Elmcre
85 | DSTPELM5 | TRUE | Stp To Elm Creek 345kv
86 | DLAMCOR8 | TRUE | Lampas To Corona And To Burn
87 | DSAGDEN9 | TRUE | Saginaw Sw To Denton Avenue
88 | DFPPLOS5 | TRUE | Fayette Plant 1 - Lost Pines
89 | DMGSLNG5 | TRUE | Mgses-Qalsw And - Lngsw 345k
90 | DRNKSAG8 | TRUE | Rnksw-Sagna And Rnksw-Eules
91 | DCPSRKC5 | TRUE | Cpses - Dcsesandwofho -Rkcrk
92 | DZORHAY5 | TRUE | Zorn - Haysen 345kv
93 | DNLSHKB8 | TRUE | Nlses - Mslsw And Nlses -Hkb
94 | DKWAKMC5 | TRUE | Kiowa Sw To Kiamichi Plant 3
95 | DNORMCS8 | TRUE | Norsw-Mcses And Norsw- Elvsw
96 | DAUSGAR5 | TRUE | Austrop -Garfield And -Zorn
97 | DBNDELM8 | TRUE | Bndvs - Olingr And Elmgrove
98 | DVICV_D8 | TRUE | Victoria To Victoria Dup Sw
99 | DMNSALN5 | TRUE | Monticello-Allenand-Sulphur
100 | DHKBCRL5 | TRUE | Hackberry-Valley Ranch And-C
101 | DGBYSDN5 | TRUE | Greens Bayou To Sheldon 345k
102 | DLYTZOR5 | TRUE | Lytton Spring-Zorn And Austr
103 | DWTRSMP8 | TRUE | Watermill Sw-Simpson Stuart
104 | DBNBDCS5 | TRUE | Benbrook-Dcsesandwofho-Rocke
105 | DGBY_KG5 | TRUE | Greens Bayou - King 345kv
106 | DPDSCNR8 | TRUE | Centerville Rd To Parkdale 1
107 | DI_DRIN8 | TRUE | Ingleside Dupont To Rincon 1
108 | DI_DWHI8 | TRUE | Ingleside Dupont -Whitepoint
109 | DIRVLIG8 | TRUE | Irving Norwood To Ligget Sw
110 | DTUTAUS8 | TRUE | Wb Tuttle To Austin Rd 138kv
111 | DGARHIC8 | TRUE | Garfield - Onion And - Hicro
112 | DCLEZOR5 | TRUE | Zorn - Marion And Clear Spri
113 | DFERCOR8 | TRUE | Fergus - Wirtz And -Corona 1
114 | DGRECSS8 | TRUE | Greens_P To Grnprcs 138 Kv
115 | DHENCOM8 | TRUE | Henne To Comal 138kv
116 | DZORMCC8 | TRUE | Zorn To Mccarty Lane 138kv
117 | DGIBJK_5 | TRUE | Toksw -Gibcrk And Toksw- Jk_
118 | DKINWAL8 | TRUE | Kingsber -Walut And - Ed_Blu
119 | DHICSAL8 | TRUE | Hicross Aen - Salem Walk Aen
120 | DDECWAC8 | TRUE | Decker-Ed_Blues And -Walnut
121 | DBANHEL8 | TRUE | Bandera Rd To Helotes 138kv
122 | DDECSAN8 | TRUE | Decker To Sandhsyd And -Onio
123 | DRIVJET8 | TRUE | River To Jett And To Hamiltn
124 | DREARYS8 | TRUE | Ryssw-Reast And Ryssw - Oate
125 | DHLJWAP5 | TRUE | Hillje To Wa Parish 345kv
126 | DLYTFPP5 | TRUE | Lytton Sp-Holman And - Fppyd
127 | DOLIELM8 | TRUE | Olinger - Firewheel And Elm
128 | DCALCAG5 | TRUE | Calavers - Braunig And -Cagn
129 | DMATSPU9 | TRUE | Matador- Padu Clrk Str/Spur
130 | D_KRWAP8 | TRUE | Karsten To Wa Parish 138kv
131 | DSTPWHI5 | TRUE | Stp - Hlj And Stp-Whitept 34
132 | DMNSSSP5 | TRUE | Monticel-Allenand Sulph-Roys
133 | DBURAMD8 | TRUE | Burleson To Amd And To Carso
134 | DKINGRO8 | TRUE | Kingsber - Grove And - Bergs
135 | DVENLIG5 | TRUE | Venus Sw To Liggett Sw 345kv
136 | DCMTBNB8 | TRUE | Calmont Sw To Benbrook Sw 13
137 | DODEQAL5 | TRUE | Odehv To Mgses And To Qalsw
138 | DCAGBRA5 | TRUE | Cagnon- Calaversand-Braunig
139 | DEULLIG8 | TRUE | Euless To Liggett Sw 138kv
140 | DSTPHLJ5 | TRUE | Stp - Hillje And Stp-Elmcree
141 | DPHRCTR5 | TRUE | Ph Robinson-Ctr And - Cby 34
142 | DFPPHOL5 | TRUE | Fppyd2 - Lytton_S And - Holm
143 | DELMSKY5 | TRUE | Elmcrk To Hill And To Skylin
144 | DELMSTP5 | TRUE | Stp - Elmcreek And Stp - Wap
145 | DEVRHLS8 | TRUE | Everman Sw To Handley Sw 138
146 | DNORCDH5 | TRUE | Norsw To Ligsw And To Cdhsw
147 | DAUSDES8 | TRUE | Austrop- Daffin And - Decker
148 | DSARIND8 | TRUE | Sargent Rd To Industrial 13
149 | DWLVWTR5 | TRUE | Wlvee To Sarrd And To Wtrml
150 | DCLERIO5 | TRUE | Clear Springs To Rio Nogales
151 | DDOWOAS5 | TRUE | Dow Chemical To Oasis 345kv
152 | DEMSRNK5 | TRUE | Emses- Rnksw And Pkrsw -Rnks
153 | DHICPIL8 | TRUE | Hicross - Pilot And -Garfiel
154 | DONIGAR8 | TRUE | Onion-Garfield-Pilot Knob 13
155 | DMCNDES8 | TRUE | Mcneil To Decker And To Dess
156 | DONIPIL8 | TRUE | Garfield-Hicross And Onion-P
157 | DTMEBLT8 | TRUE | Temple Elm Crk To Belton 138
158 | DJEWSNG5 | TRUE | Jewett To Sng 345kv
159 | DVLYANA5 | TRUE | Vlyso - Anasw And Vlyso - Fm
160 | DMCNSPR8 | TRUE | Dessau-Mcneil And To Sprinkl
161 | DDESPR8 | TRUE | Dessau-Sprk And To Daffin 13
162 | DDECMCN8 | TRUE | Decker To Mcneil And To Sprk
163 | DDECSPR8 | TRUE | Dckr-Sprk And Dessau-Daffin
164 | DHUTGIL8 | TRUE | Hutto To Gilleland 138kv
165 | DWTRWLV5 | TRUE | Wtrml To Wlvee And To Sarrd
166 | DCNSLHS8 | TRUE | Cnrsw To Lhses 138kv
167 | DLNCSWC5 | TRUE | Long Crk-Swcog @ - Abmb 345
168 | DMGSBTR5 | TRUE | Mgses-Btrk @ Mgses -Swcog 3
169 | DELMSAN5 | TRUE | Elm Creek To San Miguel Gen
170 | DSNG_TB5 | TRUE | Sng To Tb& Sng To Rns 345kv
171 | DTOKTNP5 | TRUE | Twin Oak-Tnpone (261_Aand262
172 | DWDGBNB8 | TRUE | Wdgsw Sw To Bnbrk Sw 138kv
173 | DBBSRCH5 | TRUE | Big Brown Ses-Richland Chamb
174 | DGARLYT5 | TRUE | Garfie-Lytton Spring And Aus
175 | DJEWRRD5 | TRUE | Jewett -Rrdsw And -Twin Oak
176 | DTRSRCH5 | TRUE | Trinidad Ses-Richland Chambe
177 | DTRSENT5 | TRUE | Trses-Scses And -Mt. Enterpr
178 | DNLSCRL8 | TRUE | North Lake S - Carrollton Nw
179 | DGBY_GS8 | TRUE | Gby-Gable And Hardy-Crocket
180 | DAUSSND5 | TRUE | Sndsw To Austro 345kv
181 | DRENCRL5 | TRUE | Carrollton Nw-Renner And -Te
182 | DMENHIC8 | TRUE | Mendoz-Turnerandlytton_S-Hic
183 | DCPSWOF5 | TRUE | Cpses - Dcses And -Wolf Holl
184 | DENTTRS5 | TRUE | Entpr To Mlses& To Trses 34
185 | DSALHUT5 | TRUE | Jeanetta-Bellaire And White
186 | DCPSES12 | TRUE | Comanche Peak 1& 2
187 | DCPSES15 | TRUE | Comanche Peak 1 (Pseudo Dckt
188 | DCPSES25 | TRUE | Comanche Peak 2 (Pseudo Dckt
189 | DDDPECC5 | TRUE | Deer Park Cc Train
190 | DFRNY123 | TRUE | Forney Plant Train # 1
191 | DFRNY456 | TRUE | Forney Plant Train # 2
192 | DSTEXP12 | TRUE | South Texas # 1& # 2
193 | DSTEXP15 | TRUE | South Texas # 1 (Pseudo Dckt
194 | DSTEXP25 | TRUE | South Texas # 2 (Pseudo Dckt
195 | DLIMES25 | TRUE | Limestone Plant # 2 (Pseudo
196 | DOGSES15 | TRUE | Oak Grove 2 Ses # 1 (Pseudo
197 | DOGSES25 | TRUE | Oak Grove Ses # 2 (Pseudo Dc
198 | DBAYTOCC | TRUE | Bte Cc Train
199 | DRIONOGC | TRUE | Rio Nogales Cc Train
200 | DTGCCSCC | TRUE | Tenaska Gateway Cc Train
201 | DGABBEL8 | TRUE | Gabriel To Belcnty& To Rndr
202 | DCICME58 | TRUE | Cagnon-Kendal& Cico-Hel (34
203 | DBOEFAI8 | TRUE | Fairda To Boerne& To Fairoa
204 | DBOEHA58 | TRUE | Kend-Haysen (345)& Boer-Fair
205 | DBOEKEN8 | TRUE | Boerne To Fairra& To Kendl
206 | DTWISAP8 | TRUE | Twinbute To Schkad& Bglk 13
207 | DMCALCR8 | TRUE | Mcan_Sw To Lcrane 138 Kv
208 | DMCARIO8 | TRUE | Mcan_Sw To Riop 138 Kv
209 | DHENMCC8 | TRUE | Zorn To Henne& To Mccala 13
210 | DHICMAR8 | TRUE | Hicross-Salem1& Hicros-Mars
211 | DZORSEG8 | TRUE | Zorn To Seguine& To Luling1
212 | DHENZOR8 | TRUE | Mccala To Henne& To Zorn 13
213 | DLULZOR8 | TRUE | Zorn To Seguin& To Luling1
214 | DSEGGO89 | TRUE | Seguin-Capote (138)& Gonzgv
215 | DTRCTYG5 | TRUE | Trcnr-Tygnd& Mlses-Elktn 34
216 | DTYGFOR5 | TRUE | Trcnr-Tygnd& Elktn-Forsw 34
217 | DGIBTOK5 | TRUE | Gibcrk - Toksw& To Jk_Ck 34
218 | D_KGRTW5 | TRUE | Kg To Rtw& Kg To Rns 345kv
219 | DJK_DAN8 | TRUE | Jack Ck To Dansby 138 Kv
220 | DWALHIG8 | TRUE | Waller - Chaphi& Brenno - H
221 | DFAYSAL8 | TRUE | Fayett To Salem& To Glidde
222 | DWINGID8 | TRUE | Winche To Smithv& To Giddin
223 | DREDGID8 | TRUE | Gideon To Bastwe& Lockha 13
224 | DW_DDEN8 | TRUE | Denton To Argyl& To W_Dent
225 | DMCNMAG8 | TRUE | Mcneil-Summit& Magplant 138
226 | DHAMSUM8 | TRUE | Hamiltn-Summit& Balcnrs 138
227 | DGIBCED8 | TRUE | Gideon -Bastci& Cedahi 138
228 | DGIDLOC8 | TRUE | Gideon - Bastwe& Lockha 138
229 | DCEDGID8 | TRUE | Gideon-Cedahi& Bastci-Austr
230 | DMENTUR8 | TRUE | Lytton_S - Mendoz& Turner 1
231 | DHARMCN8 | TRUE | Mcneil To Dessau& Harrbr 13
232 | DGALRIV8 | TRUE | Gabrie -Glassc& Rivery 138
233 | DSTAWIR8 | TRUE | Starc To Wirtz& Palefa 138
234 | DMARMAR8 | TRUE | Marbfa -Lakewy& Marsfo-Pale
235 | DBEEPAL8 | TRUE | Marbfa-Lakewy& Palefa-Beecr
236 | DCEDMAR8 | TRUE | Marsfo To Cedava& Palepe 13
237 | DPALBEE8 | TRUE | Marsfo-Palepe& Becree-Palef
238 | DDEVBER8 | TRUE | Devihi-Berghe& Cranmi 138 K
239 | DBUDLE98 | TRUE | Buda To Lehigh (69& 138 Kv)
240 | DCIBSCH8 | TRUE | Schert To Cibolo 138 Kv
241 | DNEWOLM8 | TRUE | Newber To Mcquee& Olmosw 13
242 | DMACPRA8 | TRUE | Macedo To Hockley& Praivi 1
243 | DTOMRTW8 | TRUE | Tomble To Rtw& Westfield 13
244 | DGLIALT9 | TRUE | Glidde To Altair& Bellso 6
245 | DJCKWCS5 | TRUE | Wcsws To Jcksw& Hndsw 345 K
246 | DCALKIR8 | TRUE | Kirby-Calabers& -St_Hedwg 1
247 | DWALCAL8 | TRUE | Walzem To Calavers& Skyline
248 | DSKYDRE8 | TRUE | Skyline To Chulie& Dresden
249 | DSKYCHU8 | TRUE | Dresden-Skylin& Chulie-Olm
250 | DBUCOLM8 | TRUE | Buckeye-Olmos And Dresden-La
251 | DDRESKY8 | TRUE | Buckeye-Olmos& Dresden-Skyl
252 | DDRELOS8 | TRUE | Buckeye-Olmos& Dresden 138
253 | DHILHOL8 | TRUE | Hillctye To Hollywd& Encino
254 | DENCSKY8 | TRUE | Hillctye To Hollywd& Encino
255 | DHOLSKY8 | TRUE | Skyline To Encino& Hollywd
256 | DHOLHIL8 | TRUE | Hollywd-Hillctry& Skylin 13
257 | DBRAHIG8 | TRUE | Braunig To Grandvew& Highla
258 | DHARCAL8 | TRUE | Harlanda To Sommers& Souths
259 | DBROCHA8 | TRUE | Brooks-Chavanea And Harlanda
260 | DTEXMED8 | TRUE | Cagnon-Kendal (345)& Tx_Rsrc
261 | DKENCA58 | TRUE | Cagnon_Kendal (345)& Helote
262 | DCAGAND8 | TRUE | Cagnon To Anderson& Helotes
263 | DHELAND8 | TRUE | Helotes To Anderson& Cagno
264 | DBRAVAL8 | TRUE | Braunig To Toyota& Valley 1
265 | DBRACAG5 | TRUE | Braunig-Cagnon& Calavers 34
266 | DBROBRA8 | TRUE | Braunig To Brooks& Grandvew
267 | DFAIBOE8 | TRUE | Fairra-L_Boerne8_1y And Fair
268 | DFDRSON8 | TRUE | Sonora-Friend Ranch 138kv (P
269 | DPAYVLS8 | TRUE | Valley - Payne 138kv
270 | DB_DPHA8 | TRUE | B_Davis To Airline Csw 138 K
271 | DGRSPKR5 | TRUE | Graham To Parker Sw 345 Kv
272 | DKOCNUE8 | TRUE | Nueces_B To Koch_Up& Lon_Hi
273 | DPTERMN8 | TRUE | Ptenn-Crlnw& Rmnjuarz - 138
274 | DRENALN8 | TRUE | Rensw-Alnsw& Ptenn 138 Kv
275 | DBOMPLV8 | TRUE | Bomsw-Plvsw& Wfcog 138 Kv
276 | DEVRPKR5 | TRUE | Evrsw To Dcses& Pkrsw 345 K
277 | DCPSJON5 | TRUE | Cpses - Jonsw& Pkrsw- Evrsw
278 | DPKRCPS5 | TRUE | Pkrsw - Evrsw& Cpses 345 Kv
279 | DSALKLN5 | TRUE | Saldo To Killeen Sw 345 Kv
280 | DSNGZEN5 | TRUE | Singleton To Zenith 345 Kv
281 | DTHWZEN5 | TRUE | Th Wharton To Zenith 345 Kv
282 | DZEN_OB5 | TRUE | Zenith To Obrien 345 Kv
283 | DSNGRTW5 | TRUE | Tomball - Sng& To Rothwood
284 | DTB_SNG5 | TRUE | Rns-Kdl-Kg& Sng -Tb 345 Kv
285 | DSNDBCE5 | TRUE | Sng To Bcesw 345 Kv
286 | DBCESND5 | TRUE | Bcesw To Snd 345 Kv
287 | DWCSPKR5 | TRUE | Willow Creek To Parker Sw 34
288 | DBANHE18 | TRUE | Bandera Rd To Helotes 1 And
289 | DBANHE28 | TRUE | Bandera Rd To Helotes 2 And
290 | DHOLKIR8 | TRUE | Holbrook-Kirby And Austin-Ki
291 | DFORKIR8 | TRUE | Fort_Sam-Kirby And Fort_Sam-
292 | DHOFOKI8 | TRUE | Holbrook-Kirby And Fort_Sam-
293 | DAUSEXE8 | TRUE | Austin1-Exeter-1 And Austin1
294 | DCHALEO8 | TRUE | Chavanea-Leon_Crk And Howard
295 | DHOWLEO8 | TRUE | Howard-Leon_Crk And Leon_Crk
296 | DCHALE28 | TRUE | Chavanea-Leon_Crk And Leon_C
297 | DFORTEN8 | TRUE | Fort_Sam-Tenth_St And Colise
298 | DCOLHOL8 | TRUE | Coliseum-Holbrook And Fort_S
299 | DTENCOL8 | TRUE | Tenth_St -Coliseum And Tenth
300 | DGREPAR8 | TRUE | Green_Mt-L_Parkwa8_1y And Sk
301 | DGREPA28 | TRUE | Green_Mt-L_Parkwa8_1y And Ra
302 | DRANWEI8 | TRUE | Randolph-L_Weider8_1y And Fr
303 | DRANTUT8 | TRUE | Randolph-Tuttle And Fratt-L_
304 | DRANTU28 | TRUE | Randolph-Tuttle And Randolph
305 | DFRAKI28 | TRUE | Fratt-Kirby And Randolph-Tut
306 | DSKYWEI8 | TRUE | Skylin_S_8-L_Weider8_1y And
307 | DKELMER8 | TRUE | Kelly-Merida And Kelly - Med
308 | DKELME28 | TRUE | Kelly-Merida And Merida-Somm
309 | DPINSWR8 | TRUE | Pinn_Rd-Swri And Kelly-Medin
310 | DSWRWST8 | TRUE | Swri-Wstside And Cagnon2_8-W
311 | DELMTEX5 | TRUE | Elmcreek-So_Tex__345a-1 And
312 | DELMMAR5 | TRUE | Elmcreek-L_Marion5_1y-1 And
313 | DELMMIG5 | TRUE | Elmcreek-Miguel 5-1 And Elmc
314 | DHONHON8 | TRUE | Hondo-Hondocreek8 And Pearso
315 | DBRNGRA8 | TRUE | Braunig_E-Grandvew And Grand
316 | DBRNHIG8 | TRUE | Braunig_E-Highland And Grand
317 | DBALDEE8 | TRUE | Ball_Prk-Jt_Deely And Jt_Dee
318 | DBALOLM8 | TRUE | Ball_Prk-Olmos And Jt_Deely-
319 | DBALOL28 | TRUE | Ball_Prk-Olmos And Five_Pts-
320 | DMEDPEA8 | TRUE | Medinabs-Pearsal And Medinab
321 | DMEDQUI8 | TRUE | Medinabs-Quintana And Leon_C
322 | DHARSKY8 | TRUE | Harmony-Skylin_N_8 And Nacdc
323 | DCASHAR8 | TRUE | Castle-Harmony And Harmony-S
324 | DDEZHIL8 | TRUE | Dezavala-Hillctyw_8 And Hill
325 | DHILUSA8 | TRUE | Hillctye_8-Usaa_Atp-Med_Ctr
326 | DCASUSA8 | TRUE | Castle-Usaa2tp-Med_Ctr And F
327 | DCASDRE8 | TRUE | Castle-Dresden And Castle-Us
328 | DBRNSTR8 | TRUE | Braunig_W-Streich And Brauni
329 | DDEESTR8 | TRUE | Jt_Deely-Streich And Braunig
330 | DSKYSPR5 | TRUE | Skyline_5-Spruce-1 And Skyli
331 | DKIRSOM8 | TRUE | Kirby-Sommers And Beck_Rd-So
332 | DSKYWAL8 | TRUE | Skylin_S_8-Walzem And Jt_Dee
333 | DBECKIR8 | TRUE | Beck_Rd-Kirby And Kirby-Somm
334 | DBECKI28 | TRUE | Beck_Rd-Kirby And Kirby-St_H
335 | DDREHTS8 | TRUE | Dresden-La_Hts_B And Dresden
336 | DHARSOM8 | TRUE | Harlanda-Sommers And Merida-
337 | DBRNBRO8 | TRUE | Braunig_E-Brooks And Braunig
338 | DBRNBR28 | TRUE | Braunig_E-Brooks And Harland
339 | DMERSOM8 | TRUE | Braunig_E-Brooks And Merida-
340 | DBROCH28 | TRUE | Brooks-Chavanea And Merida-S
341 | DHARSOU8 | TRUE | Harlanda-Southsan And Merida
342 | DHELHIL8 | TRUE | Helotes-Utsa_Atp-Hillctyw_8
343 | DHILLAS8 | TRUE | Hillctye_8-Lasierra And Helo
344 | DAUSKIR8 | TRUE | Austin-Kirby Bifurcated
345 | DBRNTOY8 | TRUE | Braunig_W-Toyota And Braunig
346 | DPINSWI8 | TRUE | Pinn_Rd-Swri And Swri-Wstsid
347 | DVONCAG5 | TRUE | Von_Rose-Cagnon_5 And Von_Ro
348 | DHUNMED8 | TRUE | Hunt_Ln-Medinabs And Cagnon3
349 | DCAGAMD8 | TRUE | Cagnon3_8-Amd_Sa And Cagnon_
350 | DKELMED8 | TRUE | Kelly-Medinabs And Cagnon3_8
351 | DPINSW28 | TRUE | Pinn_Rd-Swri And Cagnon2_8-W
352 | DCAGWST8 | TRUE | Cagnon2_8-Wstside And Cagnon
353 | DHUNME28 | TRUE | Hunt_Ln-Medinabs And Cagnon2
354 | DKELMD28 | TRUE | Kelly-Medinabs And Cagnon2_8
355 | DCAGPIN8 | TRUE | Cagnon2_8-Pinn_Rd And Hunt_L
356 | DFIVBRO8 | TRUE | Five_Pts-Broadvew And Cagnon
357 | DHUNMD28 | TRUE | Hunt_Ln-Medinabs And Kelly-M
358 | DCAGVLS8 | TRUE | Cagnon1_8-Vlsi And Cagnon3_8
359 | DCAGAM28 | TRUE | Cagnon3_8-Amd_Sa And Cagnon1
360 | DCAGWS28 | TRUE | Cagnon1_8-Amd_Tp-Pinn_Rd An
361 | DCAGPI28 | TRUE | Cagnon2_8-Pinn_Rd And Hunt_L
362 | DKELCA28 | TRUE | Cagnon1_8-Amd_Tp-Pinn_Rd An
363 | DCAGVAL8 | TRUE | Cagnon3_8-Valley And Howard-
364 | DTOYHOW8 | TRUE | Cagnon3_8-Valley And Toyota-
365 | DBRNMAU8 | TRUE | Braunig_W-Toyota And Cagnon3
366 | DGRIVLS8 | TRUE | Cagnon1_8-Vlsi And Grissom-V
367 | DBRNVAL8 | TRUE | Braunig_W-Valley And Cagnon3
368 | DBUCOL28 | TRUE | Buckeye-Olmos And Dresden-La
369 | DHELUTS8 | TRUE | Helotes-Utsa_Atp-Hillcty1_8
370 | DHELUT28 | TRUE | Helotes-Utsa_Btp-Lasierra
371 | DBFMBBC8 | TRUE | Bfm To Bbc& Bfm To Byu 138
372 | DGIBSNG5 | TRUE | Gibbons Creek To Singleton 3
373 | SRICGRS8 | TRUE | Rice Switch to Graham Ses 13
374 | SPLSC8 | TRUE | Phillips Chemical to South C
375 | SCLALON8 | TRUE | Clarkwood to Lon Hill 138 KV
376 | SMCAMC28 | TRUE | Mccamey to North Mccamey 138
377 | SAROWFS8 | TRUE | Arrowhead to Rathgeber (3)13
378 | SLULLOC8 | TRUE | Luling to Lockhart 138 KV
379 | SCEDTRA8 | TRUE | Cedar Valley to Trading Post
380 | SSPULCR8 | TRUE | Spudder Flat to Rio Pecos (2
381 | SMILBNK8 | TRUE | Rw Miller to Bunker 138 KV
382 | SWEBPHR8 | TRUE | Webster to Ph Robinson 138 K
383 | SFISMCN8 | TRUE | Fiskville to Mcneil Aen 138
384 | SBLOLEA8 | TRUE | Blockhouse to Leander 138 KV
385 | SFDJN8 | TRUE | Fondren to Sharpstown (4)138
386 | SLKPCRL8 | TRUE | Lakepointe Tnp to Carrollton
387 | SCLIRYS8 | TRUE | Climax Tnp to Princeton (2)1
388 | SALIKIN8 | TRUE | Alice to Kingsville 138 KV
389 | SSASSA28 | TRUE | San Angelo Southland Hills t
390 | SFHLEV28 | TRUE | Forest Hill Switch to Everma
391 | SY4H18 | TRUE | Buckeye to Olmos 138 KV
392 | SBURWIR8 | TRUE | Burnet to Wirtz 138 KV
393 | SG2O28 | TRUE | Hamwolf to Bandera 138 KV
394 | SELGGID8 | TRUE | Elgin to Elgin Tap Tu (6)138
395 | SCHIGEO8 | TRUE | Chief Brady to Georgetown (2
396 | SBUBCOR8 | TRUE | Buckner Boys Ranch to Sherwo
397 | SRTOSAL8 | TRUE | Round Top Tap to Salem Lcra
398 | SFISSAT8 | TRUE | Fischer to Canyon Dam Hydro
399 | SENSENS8 | TRUE | Ennis to Crisp (5)138/138/13
400 | SWEBAUS8 | TRUE | Webberville to Bastrop (2)13
401 | SBEEMA28 | TRUE | Lakeway Aen to Marshall Ford
402 | SBATFRO8 | TRUE | Bates to Frontera 138 KV
403 | SPARF08 | TRUE | Green_Mt to Parkway Lcra 138
404 | SANWO8 | TRUE | Airline to Hardy (2)138/138
405 | SBARSAL8 | TRUE | Barton to Salem Walk Aen 138
406 | SDC_RAI8 | TRUE | Dc_Road to Railroad (2)138/1
407 | STMNTM28 | TRUE | Temple North to Temple North
408 | SJ4HIL8 | TRUE | Harmony to Hill Country 138
409 | SCAUP_I8 | TRUE | Sunchase to South Padre (3)1
410 | SDUPV_D8 | TRUE | Victoria Dupont Switch 1 to
411 | SMENLYT8 | TRUE | Mendoza to Lytton Springs 13
412 | SCRADEV8 | TRUE | Cranes Mill to Devils Hill 1
413 | SPFLHUT8 | TRUE | Pflugerville to Gilleland (2
414 | SCCHOC8 | TRUE | Chocolate Bayou to Almeda (6
415 | SSCLWFS8 | TRUE | Scotland to Navy Kickapoo Sw
416 | SPSGJF48 | TRUE | Pasgen to Jefferson 138 KV
417 | SCRNLWS8 | TRUE | Canyon Bepc to Highland (6)1
418 | SBBPBYUR | TRUE | Bigbay to Bayou Cogen Other
419 | SWRISTV8 | TRUE | Tolar Tnp to Bluff Dale (7)1
420 | SASPRYS8 | TRUE | Ables Springs_Rc Sub to Terr
421 | SWTASAG8 | TRUE | Watauga to Bedford Woodson (
422 | SKLBWTR8 | TRUE | Kleberg (Oncor) to Southside
423 | SCONGDV8 | TRUE | Conley to Lillian (2)138/138
424 | SDHTHW8 | TRUE | Deihl to Fairbanks (3)138/13
425 | SWEFT8 | TRUE | Witter to Drouet (4)138/138/
426 | SWESSTE8 | TRUE | Weslaco Unit to Stewart Road
427 | SMLAWAP8 | TRUE | Mula National Cylinder Gas t
428 | SWEILON8 | TRUE | Weil Tract to Lon Hill 138 K
429 | SIRVNOR5 | TRUE | Irving Norwood to Norwood Sw
430 | SWIPPI28 | TRUE | Wipopa to Piney Creek 138 KV
431 | SASPPAI8 | TRUE | Aspermont Aep to Paint Creek
432 | SSMIWIN8 | TRUE | Smithville to Winchester 138
433 | SRINI_D8 | TRUE | Rincon to Dupont Switch - In
434 | SVCAMIL8 | TRUE | Villa Cavazos to La Palma (2
435 | SVLDOW8 | TRUE | Velasco to Dow Chemical 138
436 | SRCHPWE8 | TRUE | Richardson to Richardson Col
437 | SSASSAP8 | TRUE | San Angelo South to San Ange
438 | SCARKEI8 | TRUE | Carlos to Keith (4)138/138/1
439 | SBRIJAC8 | TRUE | Bridgeport Bepc to Crafton (
440 | SCOMCO28 | TRUE | Commerce to Commerce Switch
441 | SMCNDEC8 | TRUE | Mcneil Aen to Decker Power P
442 | SSOWEB8 | TRUE | Southwyck to Alvin Auto (5)1
443 | SBRNCMP8 | TRUE | Brownwood South to Brownwood
444 | SPAIMUR8 | TRUE | Paint Creek to Graham Ses (3
445 | SBONWFP8 | TRUE | Bonham Explorer to Bonham No
446 | SM4HIL8 | TRUE | Utsa to Utsa-Atp (3)138/138/
447 | SBVFL8 | TRUE | Brazos Valley to Fort Bend (
448 | SULBI8 | TRUE | Ulrich to Hayes (6)138/138/1
449 | SPRFRKC8 | TRUE | Primrose Fort Worth to Wedgw
450 | SWILJAC8 | TRUE | Willow to Hilltop (2)138/138
451 | SMCNGIL8 | TRUE | Mcneil Lcra to Gilleland 138
452 | SLCRMCA8 | TRUE | Crane Lcra to North Mccamey
453 | STABCSS8 | TRUE | Btu_Tabor to Csswcs 138 KV
454 | SS_SRIO8 | TRUE | South Santa Rosa to Harlinge
455 | SLHMPSA8 | TRUE | Lychem Arco Chemical to Powe
456 | SVETNB8 | TRUE | Veterans to Jester (5)138/13
457 | SBKWKRK8 | TRUE | Blackwell Street to Jenkins
458 | SDKCRYS8 | TRUE | Duck Creek to Lake Hubbard R
459 | SRCLREA8 | TRUE | Richardson Collins Blvd to R
460 | SY1M28 | TRUE | Holbrook to Coliseum 138 KV
461 | SY1C48 | TRUE | Holbrook to Kirby 138 KV
462 | SALVTNN8 | TRUE | Alvin Tnp to North Alvin Tnp
463 | SBELHIG8 | TRUE | Bellville to Highway 36 (2)1
464 | SLGDSAP8 | TRUE | Langford Wind Power Llc to L
465 | SCREFAL8 | TRUE | Crestonio to Falfurrias 138
466 | SASHNLA8 | TRUE | Asherton to North Laredo Swi
467 | SSWDMGS8 | TRUE | Sweetwater Downtown to Sweet
468 | SMILSAL8 | TRUE | Mill Creek to Guy Burks (2)1
469 | SDOWUVA8 | TRUE | Downie Switching Station to
470 | SDGNWLV8 | TRUE | Dragon Street to 800/900 Net
471 | SCEDOAK8 | TRUE | Cedar Hill Aep to Oak Creek
472 | SMYPHR8 | TRUE | Marys Creek to Plaza (8)138/
473 | SKOCNU28 | TRUE | Koch Up River to Gila (2)138
474 | SMEBM8 | TRUE | Memorial to Woodcreek (2)138
475 | SGEOGEO8 | TRUE | George West to George West S
476 | SSEEB8 | TRUE | Sealy to Wallis (3)138/138/1
477 | STRNBLD8 | TRUE | West Munson Sub Pod to Terre
478 | SGNOPHR8 | TRUE | Genoa Tejas Gas to Polaris (
479 | SARMGAV8 | TRUE | Armstrong (Oncor) to Fairmou
480 | SOKLSAR8 | TRUE | Oakland (Oncor) to Oakland T
481 | SRSNEM28 | TRUE | Rosen Heights to Rosen Heigh
482 | SH0HIL8 | TRUE | Usaa to Usaa-A (3)138/138/13
483 | SBOEKEN8 | TRUE | Boerne to Welfare (2)138/138
484 | SC2M38 | TRUE | Usaa2 to Usaatp (3)138/138/1
485 | SSWC5S8 | TRUE | Scenic Woods to Newport (7)1
486 | SMYPH2R8 | TRUE | Marys Creek to Cougar (8)138
487 | SHKTB8 | TRUE | Hockley to Tomball 138 KV
488 | SBEGBY8 | TRUE | Bertwood to Glenwood (4)138/
489 | SMAROB8 | TRUE | Mason Road to Flewellen (2)1
490 | SRRSWEL8 | TRUE | Round Rock South to Wells Br
491 | SCOLBAL8 | TRUE | Lake Ivey Booster to Lake Iv
492 | SSRB2M8 | TRUE | Sauer to Britmoore 138 KV
493 | SMUAK8 | TRUE | Mustang Bayou to Friendswood
494 | SEZACNR8 | TRUE | East Zacha to White Rock (3)
495 | SCBADK8 | TRUE | Campbell to Todd (3)138/138/
496 | SLWVLK38 | TRUE | Ti Tnp to Lakepointe Tnp 138
497 | SHWRWEL8 | TRUE | Howard Lane Tap to Wells Bra
498 | SWSTEMS8 | TRUE | Western Hills to Sansom (3)1
499 | SSHSWHT8 | TRUE | Sherman South to Anna Switch
500 | SCABWES8 | TRUE | Cabaniss to Airline Aep (2)1
501 | SMCCZO28 | TRUE | Mccarty Lane to Zorn 138 KV
502 | SAMIPIC8 | TRUE | Amistad Hydro to Amistad (2)
503 | SCSEGLD8 | TRUE | Camp Springs Energy Center t
504 | SATKSRB8 | TRUE | Aritek to Sr Bertron 138 KV
505 | SST_C48 | TRUE | St_Hedwg to Kirby 138 KV
506 | SMTLKG8 | TRUE | Metals Richmond to Chamon (5
507 | SH0T18 | TRUE | Usaa to Dezavala (3)138/138/
508 | SHDSLIV8 | TRUE | Hudson Oaks to Live Oak Weat
509 | SALDWPL8 | TRUE | Aledo (Oncor) to Aledo Bepc
510 | SFTWTEA8 | TRUE | Fort Worth Subsation to Teas
511 | SBENC1S8 | TRUE | Duncan to Barhil 138 KV
512 | SBENC2S8 | TRUE | Bender to Duncan (2)138/138
513 | SMAVESC8 | TRUE | Eagle Pass Hydro to Maverick
514 | SMCWCMB8 | TRUE | Mckinney White Street to Cra
515 | SKLRRNK8 | TRUE | Keller Magnolia to Bedford W
516 | SCRIBND8 | TRUE | Crist to Ben Davis 138 KV
517 | SBRKBLP8 | TRUE | Brookston_Rc Sub to Kimberly
518 | SHNWC8 | TRUE | Hoffman to Lake Jackson (2)1
519 | SBUTLKV8 | TRUE | Butler Bepc to Long Lake (7)
520 | SLKMDEN8 | TRUE | Lakemont to Lakemont Tap 2 (
521 | SSCHCI28 | TRUE | Schertz to Cibolo 138 KV
522 | SMACHK8 | TRUE | Macedonia to Hockley 138 KV
523 | SABCABS8 | TRUE | Abilene Canyon Rock to Abile
524 | SELMELM8 | TRUE | Elm Grove to Elmgrove 138 KV
525 | SHARBOW8 | TRUE | Hardy to Dye Mound (5)138/13
526 | SMDDMDL8 | TRUE | Midland Downtown to Spraberr
527 | SBURCRD8 | TRUE | Burleson Bepc to Crowley Bep
528 | SROJN8 | TRUE | Roark to Westwood (3)138/138
529 | STCHOC8 | TRUE | Teco to Blodgett (2)138/138
530 | SDEAGID8 | TRUE | Deanville to Lexington (2)13
531 | SG0BRA8 | TRUE | Grandvew to Braunig 138 KV
532 | SB3M18 | TRUE | Five_Pts to Broadvew 138 KV
533 | SBMTPLV8 | TRUE | Boomtown to Ceramic (2)138/1
534 | SARPVEN8 | TRUE | Air Products (Oncor) to Midl
535 | SMV_AL18 | TRUE | Doedyns Sub to Alberta Road
536 | SFORGIL8 | TRUE | Fort Mason to Gillespie Lcra
537 | SDVJN8 | TRUE | Dunvale to Hillcroft (4)138/
538 | SABRCNS8 | TRUE | Aubrey to Denton Arco (7)138
539 | SWFCWFC8 | TRUE | Wichita Falls Cogen Switch t
540 | SSAADK8 | TRUE | Satsuma to Kluge (4)138/138/
541 | SKIOSPR8 | TRUE | Kiowa to Mountain Springs (4
542 | SDELUNI8 | TRUE | Del Mar to University Aep 13
543 | STRIDEC8 | TRUE | Techridge to Decker Power Pl
544 | SCRNLCR8 | TRUE | Crane East to Upton (3)138/1
545 | SWALFAI8 | TRUE | Walnut to Fairdale 138 KV
546 | SNTHCL8 | TRUE | Ninth 69th St to Anbush (2)1
547 | SYOACUE8 | TRUE | Yoakum to Cuero Lcra 138 KV
548 | SNLSCRL8 | TRUE | North Lake Switch to Carroll
549 | SSTPBLE8 | TRUE | Stp Facilities Hlp to Stp Fa
550 | SLCDYN8 | TRUE | South Lane City to Dyann 138
551 | STYSTYG8 | TRUE | Tyler South to Tyler Grande
552 | SPTRBNK8 | TRUE | Port Royal to Hood (2)138/13
553 | SPEDSEA8 | TRUE | Pedernales to Seaholm 138 KV
554 | SDOBCOR8 | TRUE | Dobyville to Graphite Mine (
555 | SEXNBT8 | TRUE | Exxon to Baytown 138 KV
556 | SEZACN28 | TRUE | East Zacha to White Rock (3)
557 | SHICGAR8 | TRUE | Hicross Aen to Garfield Aen
558 | SSNDWHT8 | TRUE | Sand Flat to Lampost (7)138/
559 | SBETHK8 | TRUE | Betka to Hockley 138 KV
560 | SMARMCC8 | TRUE | Marquis to Mccree 138 KV
561 | SBEELA38 | TRUE | Bee Creek to Lakeway Aen 138
562 | SRARTW8 | TRUE | Rayford to Westfield (3)138/
563 | STMNTME8 | TRUE | Temple North to Temple North
564 | SSUTWIL8 | TRUE | Sutherland Springs to Wilson
565 | SMTFTRS8 | TRUE | Montfort Switch to Trinidad
566 | SKIMRNK8 | TRUE | Kimball Road to Flower Mound
567 | SBOSRGR8 | TRUE | Bosque Switch to Elm Mott (3
568 | SAVMBSP8 | TRUE | Getty Vealmoor to Ackerly Ve
569 | SWESLA_8 | TRUE | Wesmer to Mvec (Rangerville)
570 | SWIBM8 | TRUE | Westheimer to Memorial (5)13
571 | SNLSCR28 | TRUE | North Lake Switch to Carroll
572 | SB4LEO8 | TRUE | Chavanea to Leon Creek 138 K
573 | SHEIPHR8 | TRUE | Heights Tnp to Ph Robinson 1
574 | SAGNHIL8 | TRUE | Agnes to Agnes Switch (5)138
575 | SM1E18 | TRUE | Wstside to Five_Pts 138 KV
576 | SPALWIR8 | TRUE | Flat Rock Lcra to Paleface (
577 | SGEOHU28 | TRUE | Georgetown East to Georgetow
578 | SPAUSAR8 | TRUE | San Angelo Paulann to San An
579 | SV0HI1L8 | TRUE | Stonegat to Hill Country 138
580 | SNEWREN8 | TRUE | Newark to Boyd (5)138/138/13
581 | SPETMSN8 | TRUE | Petson to Monsan Cogen 138 K
582 | SFRDHAS8 | TRUE | Friendswood Tnp to Hastings
583 | SPJPALN8 | TRUE | Plano Jupiter Road to Plano
584 | SKENGDV8 | TRUE | Keene Bepc to Lake Alvarado
585 | SRDWW_D8 | TRUE | Rd Wells Interchange to West
586 | SKEYN_M8 | TRUE | Key Switch to North Mcallen
587 | SPAUVER8 | TRUE | Vernon to Lake Pauline 138 K
588 | SRODHOL8 | TRUE | Rodd Field to Holly 138 KV
589 | SVANTYL8 | TRUE | Van Sub to Canton Switch (2)
590 | SBRACAL8 | TRUE | Braunig to Calaveras 138 KV
591 | SPAYPNK8 | TRUE | Payne Switch to Valley Ses (
592 | SWFSBOM8 | TRUE | Wichita Falls South Switch t
593 | SPRUOLI8 | TRUE | Pruitt to Swindell (2)138/13
594 | SAEWC8 | TRUE | Angleton to West Columbia 13
595 | SLYOROS8 | TRUE | Lyons to Rosehill 138 KV
596 | SCRHR8 | TRUE | Crockett to Northside (2)138
597 | SDBLBN28 | TRUE | Brock to Lipan (4)138/138/13
598 | SABRSPR8 | TRUE | Aubrey to North Sanger (4)13
599 | SPLAFAI8 | TRUE | Plastipak to Fairdale 138 KV
600 | SJ3J28 | TRUE | Dresden to Castle 138 KV
601 | SMURRYS8 | TRUE | Murphy Road to Lavon (10)138
602 | SABRABS8 | TRUE | Sandusky to Abilene Rebecca
603 | SLKWWFS8 | TRUE | Lake Wichita Switch to Wichi
604 | SALMBA28 | TRUE | Alamito Creek to Barrilla 13
605 | SAFWAP8 | TRUE | Alief to Hayes (4)138/138/13
606 | SNLRCRL8 | TRUE | North Lake River Pump to Elm
607 | SLAULA_8 | TRUE | Laureles to La Palma 138 KV
608 | SGLAGA28 | TRUE | Glasscock Lcra to Gabriel 13
609 | SPLAALN8 | TRUE | Plano to Plano Parker Road (
610 | SANGHA18 | TRUE | Angus Valley to Jett 138 KV
611 | SMETGRO8 | TRUE | Met Center to Grove 138 KV
612 | SKURJK_8 | TRUE | Btu_Kurten to Btu_Dansby (2)
613 | SKRAFAI8 | TRUE | Kraft to Krafttap (3)138/138
614 | SGONCUE8 | TRUE | Cheapside to Gonzales 138 KV
615 | SHACPBS8 | TRUE | Hackberry Draw Tnp to County
616 | SC4CAL8 | TRUE | Kirby to Calaveras 138 KV
617 | SMABMOS8 | TRUE | Texaco Mabee to Fasken Ranch
618 | SI_DWH28 | TRUE | Dupont Switch - Ingleside to
619 | SHNRNCD8 | TRUE | Herty North Switch to Nacogd
620 | SNCWMOS8 | TRUE | Amoco North Cowden to Amoco
621 | SDIBSRB8 | TRUE | Diamond Shamrock Battlegroun
622 | SHORGIL8 | TRUE | Horseshoe Bay to Gillespie L
623 | SD2TU1T8 | TRUE | Austin1 to Wb Tuttle 138 KV
624 | SELZRNK8 | TRUE | Elizabeth Creek to Roanoke (
625 | SWIPPIN8 | TRUE | Wipopa to Piney Creek 138 KV
626 | SEUSEXP8 | TRUE | Eustace Southeast to Eustace
627 | SABRPDS8 | TRUE | Abrams Road to Lawther Drive
628 | SCHYWIN8 | TRUE | Cheyenne to Cheyenne Tap (3)
629 | SSTHBNK8 | TRUE | South Brock to Double T Ranc
630 | SAZTDUK8 | TRUE | Azteca Sub to Se Edinburg (3
631 | SMCDBSP8 | TRUE | Mcdonald Road to Big Spring
632 | SWLOTHW8 | TRUE | Willow to Th Wharton 138 KV
633 | SHUNTML8 | TRUE | Hunter to Terminal 138 KV
634 | SCATSMI8 | TRUE | Caterpillar to Structural Me
635 | STIWAP8 | TRUE | Texas Instruments (Leased) t
636 | SWRDYN8 | TRUE | Wharton to East Bernard (4)1
637 | SGYRMP8 | TRUE | Goodyear to Magnolia Park 13
638 | SLHEXN8 | TRUE | Lynchberg to Exxon 138 KV
639 | STNNMDO8 | TRUE | North Alvin Tnp to Meadow Su
640 | SSTABSP8 | TRUE | Stanton East to Big Spring S
641 | SCDCBY8 | TRUE | Texas to Baytown 138 KV
642 | STXCBY8 | TRUE | Texas to Cedar Bayou (2)138/
643 | SPTHK8 | TRUE | Peters to Hockley 138 KV
644 | SPKRALN8 | TRUE | Rayburn Parker Maxwell to Pa
645 | SWBJGOR8 | TRUE | Gordonville Rc to Sherman We
646 | SMASFOR8 | TRUE | Ctecma to Fort Mason 138 KV
647 | SCOMHAM8 | TRUE | Comstock to Rgec Rough Canyo
648 | SILLCOM8 | TRUE | Comstock to Illinois #4 138
649 | SBBCBYU8 | TRUE | Barbur to Bimont (2)138/138
650 | SLARLA68 | TRUE | Laredo Energy Center to Lare
651 | SLARLA78 | TRUE | Laredo Energy Center to Lare
652 | SSPVTME8 | TRUE | Spring Valley to Mcgregor Ph
653 | SPLYSHR8 | TRUE | Poly-America to Fish Creek S
654 | SESFFO28 | TRUE | Eastside Filtration to Easts
655 | SSTHSAR8 | TRUE | Southerland to Industrial Bl
656 | SMCWANA8 | TRUE | Mckinney White Street to Cra
657 | SBUTKEN8 | TRUE | Kent Street to Buttercup 138
658 | SCEDFRI8 | TRUE | Cedar Valley to Friendship L
659 | SHXPHR8 | TRUE | Hitchcock to Alta Loma (3)13
660 | SSCLWC28 | TRUE | Sweeny Cogen to West Columbi
661 | SLOLFOR8 | TRUE | Lolita to Formosa 138 KV
662 | SAUGBY8 | TRUE | Anbush to Oates (2)138/138 K
663 | SFTSBAR8 | TRUE | Fort Stockton Plant to Barri
664 | SSLVMRN8 | TRUE | Sylvan Ppg Ind to Orion (4)1
665 | SCELWAD8 | TRUE | Celanese Bay City to Wadswor
666 | SHNYCS8 | TRUE | Haney to Baytown (2)138/138
667 | SBRABND8 | TRUE | Brand to Ben Davis 138 KV
668 | SBRBI8 | TRUE | Brays to H O Clarke (2)138/1
669 | SCOPLAM8 | TRUE | Copperas Cove Lcra to Kempne
670 | SCHIWHT8 | TRUE | China Springs to Windsor (12
671 | SEBALAM8 | TRUE | E Babe Smith to Naruna (3)13
672 | SFILAIR8 | TRUE | Filter Plant Substation to A
673 | SL0CAG8 | TRUE | Anderson to Cagnon 138 KV
674 | SSTETAB8 | TRUE | Btu_Steephollow to Btu_Tabor
675 | SMEDPIP8 | TRUE | Medina Lake to Pipe Creek 13
676 | SMEDV38 | TRUE | Tally_Rd to Medina Lake 138
677 | SG1D228 | TRUE | Exeter to Austin1 138 KV
678 | SCEDSAR8 | TRUE | Cedar Hill Bepc to Jessica (
679 | STMLBW8 | TRUE | Terminal to Bayway 138 KV
680 | SDTCR8 | TRUE | Downtown to Crockett 138 KV
681 | SHLC3S8 | TRUE | Highlands to Power Systems-A
682 | SOREB8 | TRUE | Orchard to Fort Bend (2)138/
683 | SKIKL8 | TRUE | Klein to Willow (2)138/138 K
684 | SPITB8 | TRUE | Pinehurst to Kluge (2)138/13
685 | SRHSRB8 | TRUE | Rhomas to Sr Bertron 138 KV
686 | SSATHW8 | TRUE | Satsuma to Britmoore (3)138/
687 | SAPDDP28 | TRUE | Applied Energy to Deepwater
688 | SCBEDYN8 | TRUE | Colorado Bend Energy Center
689 | SCIGE8 | TRUE | Camron to Kluge (3)138/138/1
690 | SFRKGS8 | TRUE | Franklin to Gable Street 138
691 | SWBYSTW8 | TRUE | West Bay to Stewart 138 KV
692 | SWBYST28 | TRUE | West Bay to Stewart 138 KV
693 | SSEWLEA8 | TRUE | Seward Junction to Leander 1
694 | SCENOAT8 | TRUE | Centerville to Oates 138 KV
695 | SFRDSEM8 | TRUE | Friendswood Tnp to Seminole
696 | SKINSTR8 | TRUE | King Ranch Gas Plant to Stra
697 | SCHIPRC8 | TRUE | Chico West to Alvord (5)138/
698 | SPELCOT8 | TRUE | Papalote Creek Ii to Agave 1
699 | SCEDLAQ8 | TRUE | Cedro Hill Wind Farm to Laqu
700 | SDIBHTY8 | TRUE | Shady Grove Sub to Diboll Sw
701 | SMCEABS8 | TRUE | Moore_Taylor Electric Coop t
702 | SWHEKIN8 | TRUE | Mueller to Kingsbery 138 KV
703 | SWHEMUE8 | TRUE | Wheless Lane to Mueller 138
704 | SFORFO28 | TRUE | Forcfb to Forfpc 138 KV
705 | SFORFO38 | TRUE | Forcfb to Forfpc 138 KV
706 | SDECAUS8 | TRUE | Webber Solar to Webber Tap (
707 | SGILNU38 | TRUE | Gila to Hiway 9 (4)138/138/1
708 | SMIDPK8 | TRUE | Midtown to Polk (2)138/138 K
709 | SSTCSCS8 | TRUE | Stryker-Cherokee Poi to Nech
710 | SAIRROS8 | TRUE | Airco to Airco Tap (10)138/1
711 | SMNWORA8 | TRUE | Mineral Wells to Mineral Wel
712 | SSBEWIN8 | TRUE | Screwbean to Elmar (7)138/13
713 | SIRLVLY8 | TRUE | Irving Lbj to Irving Riversi
714 | SROMROM8 | TRUE | Roma to Garceno (3)138/138/1
715 | SHORCOM8 | TRUE | Hortontown to Comal 138 KV
716 | SAPACAD8 | TRUE | Apache Tnp to Caddo Sw Sta T
717 | SAZSL8 | TRUE | Airpro to Shell 138 KV
718 | SMERPHA8 | TRUE | Merett Sub to Pharr Magic Va
719 | SHICHIC8 | TRUE | Hicross Lcra to Hicross Aen
720 | SRXAODE8 | TRUE | Rexall to Huntsman Pod (2)13
721 | SPGWC8 | TRUE | Texas Gulf Sulphur to Pledge
722 | SMV_AL28 | TRUE | Val Verde Sub to Alberta Roa
723 | SDQWF8 | TRUE | Drilco to Inteq (3)138/138/1
724 | SCRNJFS8 | TRUE | Crown to Jefferson 138 KV
725 | SLOPFAL8 | TRUE | Lopeno to Falcon Switch Stat
726 | SBRYGIB8 | TRUE | Btu_Bry_E_C to Btu_East (2)1
727 | SSPUMW18 | TRUE | Salt Creek Bepc to Salt Cree
728 | STNWRIO8 | TRUE | White Baker Tnp to Rio Pecos
729 | SFANHOC8 | TRUE | Fannin to Stadium (3)138/138
730 | SESPK8 | TRUE | Eastside to Polk 138 KV
731 | SPALMIL8 | TRUE | Olmito to Palo Alto Substati
732 | SCTHHA38 | TRUE | Cauthorn to Sonora (2)138/13
733 | SVETTHW8 | TRUE | Veterans to Jester (3)138/13
734 | SSTAPAL8 | TRUE | Starcke to Paleface 138 KV
735 | SLWSLW38 | TRUE | Lewisville to Mound (3)138/1
736 | SINDRIO8 | TRUE | Indian Mesa Nwp to Indian Me
737 | SPILHIC8 | TRUE | Pilot Knob to Hicross Aen 13
738 | SLOYLOY8 | TRUE | Loyola Sub to Loyola 138 KV
739 | STRNCBY8 | TRUE | Trinity Bay to Kenny Us Stee
740 | SWILCRD8 | TRUE | Wildcat to Domino (6)138/138
741 | SWOOAIR8 | TRUE | Wooldridge to Airline Aep (2
742 | SFREKEN8 | TRUE | Fredericksburg to Kendall 13
743 | SO2H38 | TRUE | Bandera to Helotes 138 KV
744 | SBLSJAC8 | TRUE | Balsora to Cottondale (4)138
745 | SSPPH2R8 | TRUE | Spencer to South Houston (6)
746 | SD4W3T8 | TRUE | Tcc to Amd_Sa (4)138/138/138
747 | SCLKSSP8 | TRUE | Cooper Lake Pump to Commerce
748 | SPLKMCS8 | TRUE | Polk Street to Oak Cliff Sou
749 | SLWVLKP8 | TRUE | Jones Street Tnp to Lakepoin
750 | SPRKBOM8 | TRUE | Parkway (Oncor) to Pleasant
751 | SMNRSND8 | TRUE | Minerva to Rockdale (3)138/1
752 | SRDRHUT8 | TRUE | Round Rock Southeast to Gill
753 | SVTRWF28 | TRUE | Vetrotex to Vetrotex Tap (6)
754 | SSDSSN28 | TRUE | Sandow Ses to Sandow Switch
755 | SGIDWIN8 | TRUE | Giddings to Winchester 138 K
756 | SLKWBOM8 | TRUE | Lake Wichita Switch to Bowma
757 | SRAYCOM8 | TRUE | Raymond Barker to Comfort 13
758 | SSILPRI8 | TRUE | Power Plant Substation to Pr
759 | SGIDAUS8 | TRUE | Sim Gideon to Austrop 138 KV
760 | SNIPOAK8 | TRUE | Nipak to Cedar Creek Pump (1
761 | SWFTB8 | TRUE | Westfield to Louetta (2)138/
762 | SLWVLWS8 | TRUE | Jones Street Tnp to Lewisvil
763 | SROUFAY8 | TRUE | Round Top Lcra to Fayettevil
764 | SNWTHIL8 | TRUE | North Weatherford to Weather
765 | SFCRCDH8 | TRUE | Fish Creek Switch to Cedar H
766 | SSUMMCN8 | TRUE | Summit to Mcneil Aen 138 KV
767 | SCRNARG8 | TRUE | Corinth (Oncor) to Denton St
768 | SMENH38 | TRUE | Menger Creek to Cico (3)138/
769 | SDICHIL8 | TRUE | Dicey to Hilltop 138 KV
770 | SPOACSS8 | TRUE | Poakcs to Csswcs 138 KV
771 | SH1Z48 | TRUE | Olmos to Ball Park 138 KV
772 | SWILOLM8 | TRUE | Wilson to Olmos Switching St
773 | SHBGBY8 | TRUE | Humble to Parkway (3)138/138
774 | SSIGSAN8 | TRUE | Sigmor to San Miguel 345_138
775 | SQABFT8 | TRUE | Quanab Ab Chem to Underwood
776 | SBASGI28 | TRUE | Bastrop West to Sim Gideon 1
777 | SANGBRA8 | TRUE | Angleton Tnp to Brazoria Tnp
778 | SGZTHW8 | TRUE | Gears to Hidden Valley (3)13
779 | SDENN_D8 | TRUE | Denton Arco to North Denton
780 | SCFGBY8 | TRUE | Citfil to Normandy (2)138/13
781 | SHORFER8 | TRUE | Horseshoe Bay to Ferguson 13
782 | SBLOWHI8 | TRUE | Blockhouse to Whitestone 138
783 | SGRESPR8 | TRUE | Audubon to Greenwood (10)138
784 | SRAYVER8 | TRUE | Raymond Barker to Verde Cree
785 | SHWRMC28 | TRUE | Howard Lane Tap to Mcneil Lc
786 | SPLEKEN8 | TRUE | Pleasanton to Kenedy Switch
787 | SBMADK8 | TRUE | Britmoore to Addicks 138 KV
788 | SWYNMIL8 | TRUE | Wynnjoyce to Miller 138 KV
789 | SNEWMIL8 | TRUE | Newman to Miller 138 KV
790 | SCENMIL8 | TRUE | Centerville to Miller 138 KV
791 | SCASMCA8 | TRUE | Castlegap to Oxy Tap Switch
792 | SHAIHAR8 | TRUE | Oleander to Harlingen Switch
793 | SHAIOLE8 | TRUE | Haine Drive to Oleander 138
794 | SCRNODE8 | TRUE | Crane Arco to Pegasus (7)138
795 | SCPLHKB8 | TRUE | Coppell South to Dfw A-West
796 | SNCNNCD8 | TRUE | Nacogdoches North to Nacogdo
797 | SHHSKLN8 | TRUE | Belton Southwest to Harker H
798 | SGNSWBJ8 | TRUE | Gainesville East to Gainesvi
799 | SMESME28 | TRUE | Mesquite Western Electric to
800 | SCOMKEN8 | TRUE | Comfort to Kendall 138 KV
801 | SCITWEI8 | TRUE | Citgo West to Weil Tract 138
802 | SLENFLT8 | TRUE | Flat Creek Switch to Leon Sw
803 | SSPJFS8 | TRUE | Spencer to Pasadena (5)138/1
804 | SFORRAY8 | TRUE | Four Corners Sub to Sam Rayb
805 | SFLOB8 | TRUE | Flewellen to Obrien 138 KV
806 | SM2D08 | TRUE | Coliseum to Tenth_St 138 KV
807 | SULB2I8 | TRUE | Ulrich to Bellaire 138 KV
808 | SABNABM8 | TRUE | Abilene Northwest to Abilene
809 | SALCJOS8 | TRUE | Alcoa to Joslin (2)138/138 K
810 | SPEAPEA8 | TRUE | Prsalgsu to Pearsall Switchi
811 | SIOLKEI8 | TRUE | Iola to Keith Switch 138 KV
812 | SREYLGE8 | TRUE | Reynolds Sherwin to Gregory
813 | SKLCKL28 | TRUE | Cedar Valley to Trimmier (6)
814 | SSCHTWI8 | TRUE | Schkad to San Angelo Power S
815 | SCAPNEW8 | TRUE | Capote to Hickory Forest (2)
816 | SPARPWE8 | TRUE | Plano Arco to Plano West 138
817 | SMACPRA8 | TRUE | Macedonia to Seaway Lcra (2)
818 | SHWRMCN8 | TRUE | Howard Lane Aen to Mcneil Ae
819 | SSOUPOA8 | TRUE | Souwdcs to Poakcs 138 KV
820 | SONIDEC8 | TRUE | Onion Creek to Decker Power
821 | SWINPIN8 | TRUE | Piney Creek to Winchester 13
822 | SVEROK28 | TRUE | Vernon to Oklaunion 138 KV
823 | SFREGIL8 | TRUE | Fredericksburg to Gillespie
824 | SCARPIL8 | TRUE | Carson Creek to Pilot Knob 1
825 | STMWAP8 | TRUE | Thompsons to Arcola (3)138/1
826 | SGOHJOS8 | TRUE | Gohlke to Chocolate Bayou Ae
827 | SOXYLON8 | TRUE | Oxychem Cc Cogen to Lon Hill
828 | SDICFRW8 | TRUE | Dickinson Tnp to League City
829 | SUCCAP28 | TRUE | Union Carbide Cogen to Apach
830 | SALTKEY8 | TRUE | Alton Sub to Key Switch 138
831 | STMWA2P8 | TRUE | Thompsons to Arcola (3)138/1
832 | SCENMCC8 | TRUE | Centerville to Mccree 138 KV
833 | SKELX18 | TRUE | Kelly to Medinabs 138 KV
834 | SREDSAN8 | TRUE | Redwood to San Marcos 138 KV
835 | SPECABS8 | TRUE | Watts to Pecan Bayou (4)138/
836 | SHANPHR8 | TRUE | Hanna to Hunter (2)138/138 K
837 | S802PRI8 | TRUE | Fm 802 Substation to Price R
838 | SLYDGBY8 | TRUE | Lydell Arco Refinery to Gree
839 | SYELSAP8 | TRUE | Yellow Jacket to San Angelo
840 | SMESFO28 | TRUE | Mesquite North to Mesquite T
841 | SCRLCR28 | TRUE | Carrollton Josey Lane to Add
842 | SDGNWL28 | TRUE | Dragon Street to 800/900 Net
843 | SBOWSHR8 | TRUE | Bowen to Pantego (6)138/138/
844 | SRDODES8 | TRUE | Red Oak to Trumbull (3)138/1
845 | SRHOEMS8 | TRUE | Peden Road to Rhome (Oncor)
846 | SSTWESK8 | TRUE | South Trent Wind Farm to Esk
847 | STLRCV8 | TRUE | Taylor to Waburn (7)138/138/
848 | SMUNPA28 | TRUE | Munday East to Paint Creek 1
849 | SCCWEB8 | TRUE | Chocolate Bayou to Almeda (5
850 | SDC_EAG8 | TRUE | Dc-Egps to Eagle Pass City 1
851 | SNAMLEA8 | TRUE | Nameless to Leander 138 KV
852 | SBYNB8 | TRUE | Berry to Lauder (4)138/138/1
853 | SPLELEO8 | TRUE | Pleasanton to Leon Creek 138
854 | SMAGMCN8 | TRUE | Magnesium Plant to Mcneil Ae
855 | SDUPV_28 | TRUE | Victoria Dupont Switch 1 to
856 | SMCAMCA8 | TRUE | Mccamey North to North Mccam
857 | SSLAHIC8 | TRUE | Slaughter Lane to Hicross Ae
858 | SIRBTAW8 | TRUE | Emory_Rc Sub to Iron Bridge
859 | SJAVWES8 | TRUE | Javelina to West Oso (2)138/
860 | SENGFLA8 | TRUE | Engle to Schulenburg (2)138/
861 | SADALAM8 | TRUE | Adamsville to Evant (3)138/1
862 | SCATSEG8 | TRUE | Caterpillar to Seguin West 1
863 | SMILHEN8 | TRUE | Henly to Miller Creek 138 KV
864 | SCHAWAL8 | TRUE | Chappel Hill to Brenham Nort
865 | STRVSC8 | TRUE | Travis to South Channel 138
866 | SPSGJF38 | TRUE | Pasgen to Jefferson 138 KV
867 | SWCOASH8 | TRUE | West Conoco Load to Rosita C
868 | SCALPAI8 | TRUE | California Creek to Fort Pha
869 | SK2TUT8 | TRUE | Nacdches to Wb Tuttle 138 KV
870 | SLOMCN8 | TRUE | Lomax to Celanese Chemical 1
871 | SSPIMAR8 | TRUE | Spicewood to Marshall Ford 1
872 | SANGHA28 | TRUE | Angus Valley to Hamilton Aen
873 | SV2BRA8 | TRUE | Brooks to Braunig 138 KV
874 | STENCR28 | TRUE | Tenaska Tmpp to Concord 138
875 | SSOLMNT8 | TRUE | Moment Monument to Solmer 13
876 | SCTLBW8 | TRUE | Capitol Cogen to Bayway 138
877 | SMILLAR8 | TRUE | Milo to Mines Road (2)138/13
878 | SLKJLHS8 | TRUE | Lake June Pump to Saint Augu
879 | SBNDKR28 | TRUE | Bandera (Oncor) to Northaven
880 | SEXPSHR8 | TRUE | Executive Parkway to Great S
881 | SSSPMNS8 | TRUE | Sulphur Springs East to Mont
882 | SHBRCNS8 | TRUE | Hebron to Bridges (13)138/13
883 | SWIRFER8 | TRUE | Wirtz to Ferguson 138 KV
884 | SSA_SAR8 | TRUE | Sa Highland Street to San An
885 | SMV_NE28 | TRUE | West Ednburg Sub to North Ed
886 | SEAFSRB8 | TRUE | East Fork to Rollen (2)138/1
887 | SO3SKY8 | TRUE | Walzem to Skyline 138 KV
888 | SCLNCNS8 | TRUE | Celina Southeast to Rockhill
889 | SPTBEL8 | TRUE | Peters to Bellville South 13
890 | SKUNCWI8 | TRUE | Kunitz to Culberson Wind Far
891 | SPLVWFC8 | TRUE | Pleasant Valley Switch to Wi
892 | SPTFL8 | TRUE | Peters to Flewellen 138 KV
893 | SBERKIN8 | TRUE | Bergstrom to Kingsbery 138 K
894 | SABIABM8 | TRUE | Abilene Industrial Park to A
895 | SMILGAY8 | TRUE | Mill Creek to Gay Hill 138 K
896 | SFTWW_D8 | TRUE | Fort Worth Subsation to West
897 | SADEWES8 | TRUE | Aderhold Sub to Elsa (2)138/
898 | SHAILA_8 | TRUE | Haine Drive to La Palma 138
899 | SNIMGIL8 | TRUE | Nimitz to Gillespie Lcra 138
900 | SARMLOY8 | TRUE | Armstrong Aep to Loyola 138
901 | SBLWAP8 | TRUE | Blue Ridge to Sienna (4)138/
902 | SFRDBNK8 | TRUE | Friendship to Lakewood (5)13
903 | SGATWOR8 | TRUE | Gateway to Gateway West Tap
904 | SBRNCMN8 | TRUE | Brownwood to Comanche Switch
905 | SAMMSAG8 | TRUE | American Mfg to North Main (
906 | SBYLWWE8 | TRUE | Baylor to Waco Mm Mars 2 (6)
907 | SDNICHM8 | TRUE | Denison to Sherman East (5)1
908 | SCMNCMN8 | TRUE | Comanche (Oncor) to Shiloh (
909 | SCHAHNR8 | TRUE | Champion Paper Mill to Champ
910 | SPKRDE28 | TRUE | Parkerville Road to Cedar Hi
911 | STYPSHB8 | TRUE | Tyler Pipe to Hide-A-Way Lak
912 | SLOMEL28 | TRUE | Lomo Alto to Reagan Street (
913 | SLOPGPI8 | TRUE | Loop 337 to Gpi Switch 138 K
914 | SBRAUVA8 | TRUE | Bracketville to Asphalt Mine
915 | SSCLWCO8 | TRUE | Sweeny Cogen to West Columbi
916 | SHLSWHT8 | TRUE | Hillsboro to Whitney 138 KV
917 | SEAGES28 | TRUE | Eagle Pass City to Escondido
918 | SCITNED8 | TRUE | Citrus City to Moore Field (
919 | SOLSBOS8 | TRUE | Olsen Tnp to Bosque Switch 1
920 | SWTE2C8 | TRUE | Wirt to Echo 138 KV
921 | SFRAC48 | TRUE | Fratt to Kirby 138 KV
922 | SWNTEL28 | TRUE | West Network to Industrial B
923 | SABBHOD8 | TRUE | Abbey Bend (Abbybend) to Spu
924 | SMETBER8 | TRUE | Met Center to Bergstrom 138
925 | S802MID8 | TRUE | Fm 802 Substation to Midtown
926 | SMCONED8 | TRUE | Mccoll Road to North Mcallen
927 | SDUKNE28 | TRUE | Duke / Hec to North Edinburg
928 | SAMOGR18 | TRUE | Amoco Oil Cogen to Greenbelt
929 | SRNDWEL8 | TRUE | Wells Branch to Round Rock 1
930 | SDSNHB8 | TRUE | Deusen to Humble 138 KV
931 | SSTASRB8 | TRUE | State to Sr Bertron 138 KV
932 | SGPIGP28 | TRUE | Gpi to Gpi Switch 138 KV
933 | SBALNOR8 | TRUE | Balcones Aen to Steck (2)138
934 | SINDDE28 | TRUE | Industrial Substation to Den
935 | SI_DI_38 | TRUE | Dupont Pp1 - Ingleside to In
936 | SSTRSAN8 | TRUE | Strahan to San Marcos 138 KV
937 | SSWNB8 | TRUE | Scenic Woods to Greens Road
938 | SFAIBER8 | TRUE | Fairoaks to Bergheim 138 KV
939 | SST_WOR8 | TRUE | Santo Nino to Wormser Road 1
940 | SROCRIN8 | TRUE | Rockport to Rincon 138 KV
941 | SALIBNT8 | TRUE | Allison to Krum Switch (4)13
942 | SDOWDOW8 | TRUE | Dow to Dow Chemical (2)138/1
943 | SJPC1V8 | TRUE | Crystal Bay to Dowlap 138 KV
944 | SJPC2V8 | TRUE | Borden Metals to Crystal Bay
945 | SBOWEVR8 | TRUE | Bowen to Oakhill (Oncor) (10
946 | SCMPIND8 | TRUE | Compton Street to Cedar Cres
947 | SCMPWTR8 | TRUE | Camp Wisdom to South Cliff P
948 | SBLKFRF8 | TRUE | Blackfoot to Winkler (13)138
949 | SCNASCS8 | TRUE | Central Angelina County to D
950 | SMRDWTR8 | TRUE | Murdock to Pleasant Grove (O
951 | SPCOALN8 | TRUE | Plano Coit Road to Plano Cus
952 | SCMPSHA8 | TRUE | Camp Wisdom to South Hampton
953 | SSCHST38 | TRUE | Sholes Field to Moody (3)138
954 | SGERCLE8 | TRUE | Geronimo to Clear Springs 13
955 | SBETFL8 | TRUE | Betka to Freeman (4)138/138/
956 | SQ1BRA8 | TRUE | Valley to Braunig 138 KV
957 | SQ1P28 | TRUE | Valley to Cagnon 138 KV
958 | SLUFLFK8 | TRUE | Lufkin to Lufkin Switch 138
959 | SSFB1I8 | TRUE | San Felipe to Bellaire 138 K
960 | SPATDCR8 | TRUE | Patterson Street to Carter (
961 | SSTAMDL8 | TRUE | 1276 Triangle to Stanton Eas
962 | SPILLYT8 | TRUE | Pilot Knob to Lytton Springs
963 | SL_4VIC8 | TRUE | Loop 463 Sub to Victoria 138
964 | SRANOAK8 | TRUE | Rand Sub Pod to Scurry Sub P
965 | SMV_WE18 | TRUE | Val Verde Sub to Weslaco Swi
966 | SDRIRUT8 | TRUE | Dripping Springs to Rutherfo
967 | SSIXSIL8 | TRUE | Sixth Street Substation to P
968 | SSTEKEI8 | TRUE | Btu_Steephollow to Keith Swi
969 | SRADCGR8 | TRUE | Radium to Paint Creek (2)138
970 | SSANFIR8 | TRUE | Santa Anna to Firerock Ett 1
971 | SLMRREN8 | TRUE | Lamar Blossom Rea to Deport
972 | SWOVODE8 | TRUE | Westover (Oncor) to Amoco So
973 | STYLEL18 | TRUE | Tyler Kelly Tire to Tyler So
974 | SJNSWNT8 | TRUE | Johnsville to Stephenville (
975 | SHARSHA8 | TRUE | Harris Branch to Shadow Glen
976 | STGFLC8 | TRUE | Texas Gulf Sulphur to South
977 | SPERVLS8 | TRUE | Perrin to Fink Sub (12)138/1
978 | SPOLPHA8 | TRUE | Polk Avenue to North Pharr 1
979 | SPEAX28 | TRUE | Pearson Switching Station to
980 | SPLUFLA8 | TRUE | Flatonia to Plum 138 KV
981 | SLARLA58 | TRUE | Laredo Plant to Laredo Vft N
982 | SLAGFPP8 | TRUE | La Grange to Fayette Plant 1
983 | SJ4SKY8 | TRUE | Harmony to Skyline 138 KV
984 | SHHOBLU8 | TRUE | Horse Hollow 4 to Bluff Cree
985 | SNTHMP8 | TRUE | Ninth 69th St to Magnolia Pa
986 | SFRKCR8 | TRUE | Franklin to Crockett 138 KV
987 | SHONMOO8 | TRUE | Hondo Creek Switching Statio
988 | SSALHI28 | TRUE | Salem Walk Aen to Hicross Ae
989 | SDESMCN8 | TRUE | Dessau to Mcneil Aen 138 KV
990 | SBULWLV8 | TRUE | Bull Creek Wind to Willow Va
991 | SGARROM8 | TRUE | Garza to Roma Switch 138 KV
992 | ST3S18 | TRUE | Toyota to Howard 138 KV
993 | SBASGID8 | TRUE | Bastrop to Sim Gideon 138 KV
994 | SHILMCC8 | TRUE | Hilltop Lcra to Ranch Road 1
995 | SNORJOL8 | TRUE | Northwest to Jollyville 138
996 | SCGRMG28 | TRUE | China Grove Switch to Morgan
997 | SENSEN28 | TRUE | Ennis Switch to Ennis West S
998 | SW5L08 | TRUE | Woh to Anderson 138 KV
999 | STYLEL38 | TRUE | Tyler Kelly Tire to Tyler No
1000 | SCRLIRV8 | TRUE | Carrollton to Crown Road (5)
1001 | SMNHPBS8 | TRUE | Monahans to Monahans Tap 2 (
1002 | SALCWDG8 | TRUE | Alcon to Edgecliff (5)138/13
1003 | SBNBBN28 | TRUE | Benbrook to Bryant Irvin (3)
1004 | SAIRBSP8 | TRUE | Big Spring Air Park to Big S
1005 | SAYEHLS8 | TRUE | Ayers to Hemphill (2)138/138
1006 | SBRTORA8 | TRUE | Barton Switch to Oran Sub 13
1007 | SFLAREN8 | TRUE | Flat Rock to Springtown Bepc
1008 | SCSTCNS8 | TRUE | Lebanon to Custer (6)138/138
1009 | SFZFL8 | TRUE | Franz to Katy (2)138/138 KV
1010 | SHAMSUM8 | TRUE | Hamilton Aen to Summit 138 K
1011 | STHSHLS8 | TRUE | Tradinghouse Tap to Elm Mott
1012 | SABSBLU8 | TRUE | Abilene South to Bluff Creek
1013 | SSRE2C8 | TRUE | Sauer to Echo 138 KV
1014 | SP1SKY8 | TRUE | Alamo_Cm to Alamotp (3)138/1
1015 | SLZLZS8 | TRUE | Lubzol to Tidal Road Cogen (
1016 | SSOUARC8 | TRUE | Southside to Arcadia 138 KV
1017 | SPAIGID8 | TRUE | Paige to Winchester (2)138/1
1018 | SN_AWES8 | TRUE | North Alamo to North Pharr (
1019 | SBUDTUR8 | TRUE | Buda to Turnersville 138 KV
1020 | SWARWIN8 | TRUE | Warda to Round Top Tap (2)13
1021 | SBUFBLU8 | TRUE | Buffalo Gap to Bluff Creek 1
1022 | SREDVAN8 | TRUE | Red Bluff Sub to Danevang Sw
1023 | SHOMI_D8 | TRUE | Homeport to Aransas Pass (3)
1024 | SSOUHOL8 | TRUE | Southside to Holly 138 KV
1025 | SBRULOB8 | TRUE | Bruni to Bruni Sub (2)138/13
1026 | SCANCIT8 | TRUE | Cantwell to Citgo N Oak Park
1027 | SPWLBBP8 | TRUE | Powell to Septon (4)138/138/
1028 | SM4H38 | TRUE | Utsa to Lasierra (3)138/138/
1029 | SFT_BAL8 | TRUE | Fort Chadbourne to Oak Creek
1030 | SAURREN8 | TRUE | Aurora to Rhome Bepc (2)138/
1031 | SMNTCR28 | TRUE | Monetary Switch to Carrollto
1032 | SSWEYOA8 | TRUE | Pilot Grove to Sweethome (3)
1033 | SFALFA28 | TRUE | Falcon Hydro to Falcon Switc
1034 | SLAGMAR8 | TRUE | Lago Vista to Marshall Ford
1035 | SLANLAN8 | TRUE | Lane City Pump to El Campo (
1036 | SJAVHIW8 | TRUE | Javelina to Hiway 9 138 KV
1037 | SWFAFSH8 | TRUE | Wichita Falls to Fisher Road
1038 | SED_KIN8 | TRUE | Ed Bluestein to Kingsbery 13
1039 | SMV_MV48 | TRUE | Central Avenue Sub to Coffee
1040 | SY2O28 | TRUE | Grissom to Bandera 138 KV
1041 | SANNLAR8 | TRUE | Anna Street to Heights Aep (
1042 | SI_DWHI8 | TRUE | Dupont Switch - Ingleside to
1043 | SBIGASH8 | TRUE | Big Wells to Asherton 138 KV
1044 | SAUSC48 | TRUE | Austin Tap to Kirby Tap (4)1
1045 | STNA16T8 | TRUE | Airport Tnp to 16th Street T
1046 | SBLUWYL8 | TRUE | Bluebonnet to Wyldwood 138 K
1047 | SILLFTL8 | TRUE | Illinois #4 to Fort Lancaste
1048 | SDIBLFK8 | TRUE | Diboll Southern Pine to Lufk
1049 | SCTYFSH8 | TRUE | City View to Wichita Falls P
1050 | SJSHEVR8 | TRUE | Joshua (Oncor) to Mansfield
1051 | SNYLODE8 | TRUE | Nylon Switch to Olefin Switc
1052 | SPALALN8 | TRUE | Plano Alma Road to Plano Wes
1053 | SSALSND8 | TRUE | Salty to Thorndale North (On
1054 | SLVAE8 | TRUE | Liverpool to Petson (2)138/1
1055 | SBIGPLE8 | TRUE | Big Foot to Pleasanton 138 K
1056 | SCALABN8 | TRUE | Callahan Windfarm Fpl to Oak
1057 | SCRSRNK8 | TRUE | Cross Timbers to Grapevine B
1058 | STABJK_8 | TRUE | Btu_Tabor to Btu_Jack_Creek
1059 | SOXYIN28 | TRUE | Oxychem Ingleside to Inglesi
1060 | SMEDLON8 | TRUE | Medio Creek to Warburton Roa
1061 | SLA_RIO8 | TRUE | La Palma to Rio Hondo 138 KV
1062 | SMCCZO38 | TRUE | Mccarty Lane to Zorn 138 KV
1063 | SPHAAIR8 | TRUE | Pharr to Airline Aep 138 KV
1064 | SSBUW8 | TRUE | Strawberry Belt to Akzo Nobl
1065 | SBALHAM8 | TRUE | Balcones Aen to Hamilton Aen
1066 | SGONLUL8 | TRUE | Gonzales to Luling 138 KV
1067 | SPATBOW8 | TRUE | Patterson Street to Bowie 13
1068 | SLYOOAT8 | TRUE | Lyons to Oates 138 KV
1069 | SDQNB8 | TRUE | Drilco to Northbelt 138 KV
1070 | SGOLBRN8 | TRUE | Goldthwaite to Brownwood Swi
1071 | SREWAP8 | TRUE | Reading to Crabb River Road
1072 | SOAKROS8 | TRUE | Oaks Sub to Rossville Sub 13
1073 | SWTW2O8 | TRUE | Wirt to White Oak 138 KV
1074 | SGOFCAN8 | TRUE | Goforth to Rohr (2)138/138 K
1075 | SLOPCOM8 | TRUE | Loop 337 to Comal 138 KV
1076 | SBOSWHT8 | TRUE | Bosque Switch to Whitney 138
1077 | SL_FLA_8 | TRUE | Los Fresnos to Loma Alta Sub
1078 | SCRMODE8 | TRUE | Crmwd No 8 to Tidewater Glen
1079 | SMDWREN8 | TRUE | Meadow Creek to Farmers Bran
1080 | SRBSMLA8 | TRUE | Robertson to Minerva (2)138/
1081 | SBEDIOL8 | TRUE | Bedias to North Zulch (3)138
1082 | SMILGRE8 | TRUE | Btu_Millican to Grnprcs (2)1
1083 | SNAFT8 | TRUE | Nasa to Fairmont 138 KV
1084 | SRIOMCA8 | TRUE | Rio Pecos to North Mccamey 1
1085 | SDTPK8 | TRUE | Downtown to Polk 138 KV
1086 | SBROOAK8 | TRUE | Brodie to Oakhill Aen 138 KV
1087 | SSRBM8 | TRUE | Sauer to Britmoore 138 KV
1088 | STNAFTS8 | TRUE | Airport Tnp to Fort Stockton
1089 | SHIGCAN8 | TRUE | Highway 32 to Canyon Lcra 13
1090 | SUCCAPA8 | TRUE | Union Carbide Cogen to Apach
1091 | SE1CAG8 | TRUE | Wstside to Cagnon 138 KV
1092 | SPISSAL8 | TRUE | Pisek to Welcome (3)138/138/
1093 | SLYDDPW8 | TRUE | Lydell Arco Refinery to Deep
1094 | SSTRSN8 | TRUE | Stratt to Sintek 138 KV
1095 | SW2TUT8 | TRUE | Randolph to Wb Tuttle 138 KV
1096 | SRINWHI8 | TRUE | Rincon to Whitepoint 138 KV
1097 | SLANBLE8 | TRUE | Lane City to Blessing 138 KV
1098 | SCYPCOM8 | TRUE | Cypress Creek to Raymond Bar
1099 | STMETMP8 | TRUE | Temple Elm Creek to Temple P
1100 | SGERSEG8 | TRUE | Geronimo to Seguin 138 KV
1101 | SELVNOR8 | TRUE | East Levee Switch to Norwood
1102 | SPALMAR8 | TRUE | Paleface to Marshall Ford 13
1103 | SG1D28 | TRUE | Exeter to Austin1 138 KV
1104 | STIKWEB8 | TRUE | Tiki Island to Galveston 26t
1105 | SFLISMR8 | TRUE | Flint to Jacksonville (5)138
1106 | SPRFRK28 | TRUE | Primrose Fort Worth to Wedgw
1107 | SDAFAUS8 | TRUE | Daffin Gin to Austrop 138 KV
1108 | SLYDCH28 | TRUE | Lydell Arco Refinery to Chan
1109 | SARMRAY8 | TRUE | Armstrong Aep to Yturria Sub
1110 | SSOUGRE8 | TRUE | Btu_South to Btu_Switch (2)1
1111 | SCOPSC28 | TRUE | Copsub8 to Sweeny Cogen 138
1112 | SCARBUR8 | TRUE | Carson Creek to Burleson Aen
1113 | SRAYRIO8 | TRUE | Raymondville 2 to Rio Hondo
1114 | SSNDSND8 | TRUE | Sandow Sub to Sandow Switch
1115 | SSDSSND8 | TRUE | Sandow Ses to Sandow Switch
1116 | SBATPEA8 | TRUE | Paloduro Sub to Pearsall Swi
1117 | SBATPAL8 | TRUE | Batesville Switching Station
1118 | SPALDIL8 | TRUE | Paloduro Sub to Dilley Switc
1119 | SACTHOD8 | TRUE | Acton to Nassau Bay (3)138/1
1120 | SCISPUT8 | TRUE | Leon Switch to Cisco (2)138/
1121 | SNCRELM8 | TRUE | Northcrest to Waco North (9)
1122 | SDAVMCS8 | TRUE | Davis Street to Polk Street
1123 | SWHOSCS8 | TRUE | Whitehouse to Walnut Grove (
1124 | STIOODE8 | TRUE | Odessa Texas Instruments to
1125 | SRWARY28 | TRUE | Rockwall East to Rockwall So
1126 | SRPRGIB8 | TRUE | Roans Prairie Bepc to Iola (
1127 | SSHEMAR8 | TRUE | Sherriffs Posse to Marion 13
1128 | SCELKLE8 | TRUE | Celanese Bishop to Kleberg A
1129 | SP0J08 | TRUE | Harlanda to Southsan 138 KV
1130 | SMORWES8 | TRUE | Morris Street to Westside Ae
1131 | SBENRAI8 | TRUE | Bentsen to Railroad 138 KV
1132 | SSANFER8 | TRUE | Sandy Creek Switchyard to Fe
1133 | SGYRDPW8 | TRUE | Goodyear to Deepwater 138 KV
1134 | SC0SKY8 | TRUE | Encino to Skyline 138 KV
1135 | SAILAB38 | TRUE | Abilene Aileen to Fort Phant
1136 | SSHESCH8 | TRUE | Sherriffs Posse to Schumansv
1137 | SPILONI8 | TRUE | Pilot Knob to Onion Creek 13
1138 | SMUNPAI8 | TRUE | Munday East to Paint Creek 1
1139 | SST_GAT8 | TRUE | Santo Nino to Gateway (3)138
1140 | SSANBRE8 | TRUE | Sandy Hill to Gay Hill (2)13
1141 | SWALKIN8 | TRUE | Walnut Creek to Kingsbery 13
1142 | SSANSAN8 | TRUE | San Miguel 69 Kv Switchyard
1143 | SCRALC28 | TRUE | Crane (Oncor) to Crane Lcra
1144 | SRODB_D8 | TRUE | Rodd Field to Barney Davis 1
1145 | SHUNSAT8 | TRUE | Hunter Lcra to Sattler 138 K
1146 | SRACNED8 | TRUE | Rachal to Falfurrias (2)138/
1147 | SBRACOL8 | TRUE | Brand to College 138 KV
1148 | SNLSCR38 | TRUE | North Lake Switch to Carroll
1149 | SHEICA28 | TRUE | Heights Tnp to Caddo Sw Sta
1150 | SNICBLU8 | TRUE | Nicole to Bluff Creek 138 KV
1151 | SWALNE28 | TRUE | Walnut to Newman 138 KV
1152 | SBLUSAC8 | TRUE | Bluffs to San Angelo Lake Dr
1153 | SWOLGIL8 | TRUE | Wolf Creek to Kerrville Stad
1154 | SSHRWLV8 | TRUE | Exxon Sharon Ridge to Bluff
1155 | SHSAPBS8 | TRUE | Chevron Has to Wickett Whiti
1156 | SSACSUN8 | TRUE | Sacroc to Snyder (2)138/138
1157 | STXCCA28 | TRUE | Texas City Gen to Caddo Sw S
1158 | SMCKWES8 | TRUE | Mckenzie to Oxychem Cc Cogen
1159 | SLMWEB8 | TRUE | La Marque to Webster 138 KV
1160 | SRIMTUR8 | TRUE | Rim Rock to Turtle Creek Lcr
1161 | SSUTF18 | TRUE | Sutherland Springs to Fallsc
1162 | STWGWF8 | TRUE | Treaschwig to Humble (2)138/
1163 | SWRNMB8 | TRUE | Warvue to Mont Belvieu 138 K
1164 | SGNOPH28 | TRUE | Genoa Tejas Gas to Southeast
1165 | SSOULEA8 | TRUE | Southshore Tnp to League Cit
1166 | SNSHWAP8 | TRUE | Nash to West Columbia (2)138
1167 | SLAKNOR8 | TRUE | Lakeshore to Northland 138 K
1168 | SNEWFAY8 | TRUE | Willow Springs Lcra to New B
1169 | SR2CAL8 | TRUE | Merida to Calaveras 138 KV
1170 | SAIRNCA8 | TRUE | Airco Aep to North Carbide 1
1171 | SPALSCA8 | TRUE | Palo Alto Substation to Tita
1172 | SKWCS8 | TRUE | Kingwood to Atascocita (3)13
1173 | SJOPJAC8 | TRUE | Joplin to Jack County 138 KV
1174 | SBEEPAL8 | TRUE | Bee Creek to Paleface 138 KV
1175 | SSHAFRO8 | TRUE | Sharyland to Taylor (2)138/1
1176 | SSIEWOR8 | TRUE | Sierra Vista to Wormser Road
1177 | SPCOREN8 | TRUE | Plano Coit Road to Plano Ten
1178 | SWEIWES8 | TRUE | Weil Tract to Westside Aep 1
1179 | SH3CAG8 | TRUE | Helotes to Cagnon 138 KV
1180 | SOAKNIC8 | TRUE | Oak Creek Aep to Nicole 138
1181 | SGSGBY8 | TRUE | Gable Street to Northside (3
1182 | SD3BRA8 | TRUE | Elmendrf to Braunig 138 KV
1183 | SWALDEC8 | TRUE | Walnut Creek to Decker Power
1184 | SKINMCA8 | TRUE | King Mountain Nw to King Mou
1185 | SROSE38 | TRUE | Rossville Sub to Somerset 13
1186 | SEUWO8 | TRUE | Eureka to San Felipe (2)138/
1187 | SLOPZAP8 | TRUE | Lopeno to Zapata 138 KV
1188 | SCAPDIV8 | TRUE | Capricorn Ridge to Divide Sw
1189 | SCASPIT8 | TRUE | Pitsburg to Castell (2)138/1
1190 | SGSMPBS8 | TRUE | Amoco Goldsmith to Goldsmith
1191 | SLKHCN28 | TRUE | Lake Highlands to Fair Oaks
1192 | SEFPCRL8 | TRUE | Elm Fork Pump North to Elm F
1193 | SEURTRS8 | TRUE | Eureka to Goodloe Switch (3)
1194 | SKLELOY8 | TRUE | Kleberg Aep to Loyola 138 KV
1195 | SFIRAPO8 | TRUE | Firewheel to Apollo 138 KV
1196 | SPIRSC8 | TRUE | Pair to Esbelt (2)138/138 KV
1197 | SWINPBS8 | TRUE | Wink Sub to Permian Basin Se
1198 | SDRIHEN8 | TRUE | Dripping Springs to Henly 13
1199 | SESUN8 | TRUE | Eastside to University 138 K
1200 | SSTNCPS8 | TRUE | Stephenville (Oncor) to Coma
1201 | SFORJOS8 | TRUE | Formosa to Joslin 138 KV
1202 | SBENSAR8 | TRUE | Ben Ficklin to San Angelo Po
1203 | SLFBLFK8 | TRUE | Lufkin Bio Mass to Lufkin Sw
1204 | SWIRFE28 | TRUE | Wirtz to Ferguson 138 KV
1205 | SFERG08 | TRUE | Fern to Grandvew 138 KV
1206 | SCRALCR8 | TRUE | Crane Aep to Crane Lcra 138
1207 | SLGEI_28 | TRUE | Gregory Power to Dupont Swit
1208 | SLENPUT8 | TRUE | Leon Switch to Putnam 138kv
1209 | SSEGSEG8 | TRUE | Seguin West to Seguin 138 KV
1210 | SMASPI48 | TRUE | Mason Creek to Bandera Lcra
1211 | SKENCOL8 | TRUE | Kenedy Switch to Coleto Cree
1212 | SABEABN8 | TRUE | Abilene Elmcreek to Abilene
1213 | SGAGL8 | TRUE | West Galveston to Galveston
1214 | SKEIGIB8 | TRUE | Keith Switch to Gibbons Cree
1215 | SR2E18 | TRUE | Wstside to Merida 138 KV
1216 | SHENCO28 | TRUE | Henne to Comal 138 KV
1217 | SPSGJF28 | TRUE | Pasgen to Jefferson 138 KV
1218 | SLARLO28 | TRUE | Lobo to Laredo Vft North 138
1219 | SMUESPR8 | TRUE | Muenster to Valley View Bepc
1220 | SMAVHAM8 | TRUE | Maverick to Hamilton Road 13
1221 | SE3X28 | TRUE | Somerset to Lytle 138 KV
1222 | SW_MS_M8 | TRUE | West Mcallen to North Mcalle
1223 | SSCHCIB8 | TRUE | Schertz to Cibolo 138 KV
1224 | SBRNEP8 | TRUE | Enprod to Brine (4)138/138/1
1225 | SSANPEA8 | TRUE | Pearsall Switching Station t
1226 | SMERMV_8 | TRUE | Merett Sub to Palmhurst Sub
1227 | SSLALYT8 | TRUE | Slaughter Lane to Lytton Spr
1228 | SSIXSOU8 | TRUE | Sixth Street Substation to S
1229 | SL_4RAY8 | TRUE | Loop 463 Sub to Sam Rayburn
1230 | SB3T18 | TRUE | Broadvew to Fred_Rd 138 KV
1231 | SHARJAC8 | TRUE | Harper Road to Jack Furman 1
1232 | SINGJAC8 | TRUE | Ingram to Jack Furman 138 KV
1233 | SMNWWTH8 | TRUE | Mineral Wells East to Minera
1234 | SMSHNH28 | TRUE | Marsh Lane to Welch Road (3)
1235 | SENSENW8 | TRUE | Ennis Southeast to Ennis (4)
1236 | SRNGCBY8 | TRUE | Strang to Cedar Bayou Plant
1237 | STURLYT8 | TRUE | Turnersville to Lytton Sprin
1238 | SGLAAN28 | TRUE | Glasscock Lcra to Andice 138
1239 | SCEDMAN8 | TRUE | Cedar Hill Lcra to Manor 138
1240 | SMOOPEA8 | TRUE | Moore Switching Station to P
1241 | SHARKER8 | TRUE | Harper Road to Kerrville Sta
1242 | SNWEWES8 | TRUE | North Weslaco to North Merce
1243 | SRECNOR8 | TRUE | Record Crossing to Chancello
1244 | SCFNM8 | TRUE | Citfil to Crown (3)138/138/1
1245 | SBUTGID8 | TRUE | Butler Lcra to Elgin Switch
1246 | SS_PP_I8 | TRUE | South Padre to Port Isabel 1
1247 | SWCOWCO8 | TRUE | West Columbia Local Tnp to A
1248 | STIJN8 | TRUE | Texas Instruments (Leased) t
1249 | SEXGBY8 | TRUE | Explor to Explor Switchrack
1250 | SIRVNO28 | TRUE | Irving Norwood to Norwood Sw
1251 | SSD5SND8 | TRUE | Sandow 5 Ses to Sandow Switc
1252 | SCOLMEN8 | TRUE | Colton to Elroy (2)138/138 K
1253 | SRZKR8 | TRUE | Rosharon to Angleton (2)138/
1254 | SFAYSAL8 | TRUE | Fayetteville to Salem Lcra 1
1255 | SMV_PHA8 | TRUE | Alberta Road Switching Stati
1256 | SGARBAT8 | TRUE | Garza to Bates 138 KV
1257 | SWOLWYL8 | TRUE | Wolf Lane to Wyldwood 138 KV
1258 | SBFMBYU8 | TRUE | Bimont to Bayou Cogen 138 KV
1259 | SL0H38 | TRUE | Anderson to Helotes 138 KV
1260 | SKERKEN8 | TRUE | Kerrville Stadium to Kendall
1261 | SSNVL8 | TRUE | Sintek to Velasco 138 KV
1262 | SPARPRS8 | TRUE | Paris to Paris Switch 138 KV
1263 | SRIMJAC8 | TRUE | Rim Rock to Jack Furman 138
1264 | STHOCUE8 | TRUE | Thomaston to Cuero Lcra 138
1265 | STHOVIC8 | TRUE | Thomaston to Victoria 138 KV
1266 | SHKHKLN8 | TRUE | Harker Heights to Nolanville
1267 | SBRHLIG8 | TRUE | Brookhollow (Oncor) to Watso
1268 | SGRMGRS8 | TRUE | Graham East to Graham Switch
1269 | SK3CAL8 | TRUE | Laredo1 to Calaveras 138 KV
1270 | SANTRIV8 | TRUE | Antler to Highway 46 West (2
1271 | STYLSHB8 | TRUE | Tyler Northwest to Shamburge
1272 | SCANWEI8 | TRUE | Cantwell to Weil Tract 138 K
1273 | SHMGV8 | TRUE | Holmes to Plaza (2)138/138 K
1274 | SPADMUN8 | TRUE | Paducah Clare Street to Mund
1275 | SWILSUM8 | TRUE | Williamson to Summit 138 KV
1276 | SPZGN8 | TRUE | Plaza to Grant 138 KV
1277 | SBREHI28 | TRUE | Brenham to Highway 36 138 KV
1278 | SAMGJEW8 | TRUE | Amerigas to Groesbeck Main (
1279 | SMESPR28 | TRUE | Mesquite Western Electric to
1280 | SBELTMP8 | TRUE | Bell County to Temple Switch
1281 | SBGLFRI8 | TRUE | Big Lake to Friend Ranch 138
1282 | SED_DEC8 | TRUE | Ed Bluestein to Decker Power
1283 | SCRIMCC8 | TRUE | Crist to Mccree 138 KV
1284 | SFIROLI8 | TRUE | Firewheel to Olinger 138 KV
1285 | SFLTLNG8 | TRUE | Flat Creek Switch to Stephen
1286 | SCOSMGS8 | TRUE | Cosden to Morgan Creek Ses 1
1287 | SR0FAI8 | TRUE | Fairoaks to Fairra 138 KV
1288 | SMORNUE8 | TRUE | Morris Street to Nueces Bay
1289 | SBROSLA8 | TRUE | Brodie to Slaughter Lane 138
1290 | SFRIFTL8 | TRUE | Friend Ranch to Fort Lancast
1291 | SFRAVL8 | TRUE | Franklins Camp Sub to Seaway
1292 | SJ0LEO8 | TRUE | Southsan to Leon Creek 138 K
1293 | SFRECLE8 | TRUE | Freiheit to Clear Springs 13
1294 | SHUNMCC8 | TRUE | Hunter Lcra to Mccarty Lane
1295 | SSPRDEC8 | TRUE | Sprinkle to Decker Power Pla
1296 | SWCOW2C8 | TRUE | West Columbia Main Tnp to We
1297 | SD2TU3T8 | TRUE | Austin1 to Wb Tuttle 138 KV
1298 | SBECCAL8 | TRUE | Beck_Rd to Calaveras 138 KV
1299 | SAZQNM8 | TRUE | Airpro to Quanam Deerpark 13
1300 | SFPPFAY8 | TRUE | Fayette Plant 138 to Fayette
1301 | SSOUWAT8 | TRUE | Southmost Sub to Waterport S
1302 | SDCVCDH8 | TRUE | Duncanville South to Sorcey
1303 | SLARLOB8 | TRUE | Lobo to Laredo Vft North 138
1304 | SPARREN8 | TRUE | Plano Arco to Plano Highway
1305 | SATHELK8 | TRUE | Athens Northwest to Athens (
1306 | SIRVLI38 | TRUE | Irving Beltline Road to Irvi
1307 | SCRLCRL8 | TRUE | Carrollton Country Club to F
1308 | SIHFCDH8 | TRUE | Irving Hunter Ferrell Tap 1
1309 | SWCOWC8 | TRUE | West Columbia Main Tnp to We
1310 | SMSNAK8 | TRUE | Monsan Cogen to Amoco-Chocol
1311 | SAVEJOL8 | TRUE | Avery Ranch to Jollyville 13
1312 | SSPRDES8 | TRUE | Sprinkle to Dessau 138 KV
1313 | SBECC48 | TRUE | Beck_Rd to Kirby 138 KV
1314 | SLWSCR28 | TRUE | South Tnp to Ti Tnp (2)138/1
1315 | SAIRRIN8 | TRUE | Airco Aep to Rincon 138 KV
1316 | SBCVCV8 | TRUE | Bigvue to Channelview 138 KV
1317 | SSMIGID8 | TRUE | Smithville to Alum Creek Swi
1318 | STKRROL8 | TRUE | Tucker to Rollen 138 KV
1319 | SESCMAN8 | TRUE | Escarpment to Manchaca 138 K
1320 | SMVHS_M8 | TRUE | Hiline Sub to Hidalgo (2)138
1321 | SOAKPAT8 | TRUE | Oakhill Aen to Patton Lane 1
1322 | SHIWCIT8 | TRUE | Hiway 9 to Citgo N Oak Park
1323 | STEJGRN8 | TRUE | Tejas Tnp to Comanche Switch
1324 | SFERZ48 | TRUE | Fern to Ball Park 138 KV
1325 | SBRAWCO8 | TRUE | Brazoria Tnp to West Columbi
1326 | SGOOFRO8 | TRUE | Goodwin to La Grulla (3)138/
1327 | SD1V38 | TRUE | Castrvll to Txresrch 138 KV
1328 | SWILHAM8 | TRUE | Williamson to Hamilton Aen 1
1329 | SSANDIL8 | TRUE | San Miguel 69 Kv Switchyard
1330 | SLARLA38 | TRUE | Laredo Vft North to Laredo V
1331 | SVEGBAR8 | TRUE | Vega to Barton 138 KV
1332 | SCOMBAR8 | TRUE | Commons Ford to Barton 138 K
1333 | SR1J08 | TRUE | Quintana to Southsan 138 KV
1334 | SGILNU48 | TRUE | Gila to Nueces Bay (2)138/13
1335 | SV3CAG8 | TRUE | Txresrch to Cagnon 138 KV
1336 | SFORYEL8 | TRUE | Yellow Jacket to Fort Mason
1337 | SSIOGAN8 | TRUE | Sioux Sub to Gandy Sub 138 K
1338 | SFAILAG8 | TRUE | Fairland to Mormon Mills (2)
1339 | SS1CAG8 | TRUE | Howard to Cagnon 138 KV
1340 | SCLBDCS8 | TRUE | Cleburne North to Godley (4)
1341 | SCRMSBY8 | TRUE | Crmwd No 7 to Forsan (6)138/
1342 | SWARSEA8 | TRUE | Warren to Northland (2)138/1
1343 | SS_MRAI8 | TRUE | South Mission to Frontera (2
1344 | SVICCO28 | TRUE | Victoria to Coleto Creek 138
1345 | SBONCRD8 | TRUE | Bono to Spunky (2)138/138 KV
1346 | SWRNCBY8 | TRUE | Warvue to Cedar Bayou (2)138
1347 | SHIDRIV8 | TRUE | Hidden Valley to Riverplace
1348 | SBGLTWI8 | TRUE | Big Lake to Twin Buttes 138
1349 | SE3S18 | TRUE | Somerset to Howard 138 KV
1350 | SSMIMCQ8 | TRUE | Structural Metals Inc to Mcq
1351 | SGLNDES8 | TRUE | Glen Heights to Sterrett (2)
1352 | SKENKEN8 | TRUE | Kendall Ctec to Mountain Top
1353 | SPHIMIL8 | TRUE | Phillips Johnson City to Pal
1354 | SDKREXN8 | TRUE | Decker to Exxon 138 KV
1355 | SSLSC8 | TRUE | Shell to South Channel 138 K
1356 | S_AKAK8 | TRUE | Amoco Choc Cgn to Amoco-Choc
1357 | SELVWL28 | TRUE | East Levee Switch to West Le
1358 | SAMOGR38 | TRUE | Amoco Oil Cogen to Greenbelt
1359 | STHRSIG8 | TRUE | Three Rivers to Sigmor 138 K
1360 | SMESMES8 | TRUE | Mesa View to West Yates (2)1
1361 | SV_DVI28 | TRUE | Victoria Dupont Switch to Vi
1362 | SU1HIL8 | TRUE | Lasierra to Hill Country 138
1363 | SDCDDCS8 | TRUE | Decordova Dam to Hood (2)138
1364 | SWESIND8 | TRUE | West Yates to Mccamey (2)138
1365 | SWFPCER8 | TRUE | Wichita Falls Ppg to Ceramic
1366 | SJ2J48 | TRUE | Castle to Harmony 138 KV
1367 | SSCHPAR8 | TRUE | Schertz to Parkway Lcra 138
1368 | SOLIELM8 | TRUE | Olinger to Elmgrove 138 KV
1369 | SW_BUVA8 | TRUE | West Batesville to Uvalde Ae
1370 | SPALFRO8 | TRUE | Palmhurst to Palmhurst Tap (
1371 | SFRAPAR8 | TRUE | Fratt to Parkway Lcra 138 KV
1372 | SKOCLON8 | TRUE | Koch Hearns Ferry to Lon Hil
1373 | SBOTNLA8 | TRUE | Botines Sub to North Laredo
1374 | SWOORI38 | TRUE | Woodward 1 to Fort Stockton
1375 | SDOWSWI8 | TRUE | Btu_Dowling to Btu_Switch 13
1376 | SDOWTAM8 | TRUE | Btu_Dowling to Btu_Texas_Am
1377 | SELRWOL8 | TRUE | Elroy to Wolf Lane 138 KV
1378 | SWMMLCS8 | TRUE | Waco Mm Mars 2 to Robinson (
1379 | SRSNEMS8 | TRUE | Rosen Heights to Eagle Mount
1380 | SNLSVLY8 | TRUE | North Lake Switch to Hackber
1381 | SGOFTUR8 | TRUE | Goforth to Turnersville 138
1382 | SBRTGRM8 | TRUE | Barton Switch to Graham Swit
1383 | SWTEC8 | TRUE | Wirt to Echo 138 KV
1384 | SNUELON8 | TRUE | Nueces Bay to Lon Hill 138 K
1385 | SF2KEN8 | TRUE | Fallscty to Kenedy Switch 13
1386 | SHALS_M8 | TRUE | Hall Acres to Polk Avenue (2
1387 | SSJSMR28 | TRUE | San Jacinto Steam to Morgans
1388 | SWHIWBJ8 | TRUE | Whitesboro Southwest to Hawk
1389 | SCCECI28 | TRUE | Corpus Christi Energy Center
1390 | SCSTCN28 | TRUE | Mcdermott to Custer (5)138/1
1391 | SLAKMA28 | TRUE | Lakeway Lcra to Marble Falls
1392 | SRDCSCU8 | TRUE | Red Canyon to Scurry Switch
1393 | SF3PEA8 | TRUE | Hondo to Pearson Switching S
1394 | SWATLOM8 | TRUE | Waterport Substation to Loma
1395 | SHORFRE8 | TRUE | Hortontown to Freiheit 138 K
1396 | SLAUP_I8 | TRUE | Laureles to Port Isabel 138
1397 | STXCCAD8 | TRUE | Texas City Gen to Caddo Sw S
1398 | SBSPSTA8 | TRUE | Big Spring West to Stanton E
1399 | SPHRBYU8 | TRUE | Ph Robinson to Bayou Cogen 1
1400 | SBIGVIS8 | TRUE | Big Three to Black Bayou (2)
1401 | SHIWNUE8 | TRUE | Gila to Hiway 9 (2)138/138 K
1402 | SPHAB_D8 | TRUE | Pharr to Barney Davis 138 KV
1403 | SFISHIG8 | TRUE | Fischer to Highway 32 138 KV
1404 | SLWSARG8 | TRUE | Argyle to Highlands Tnp 138
1405 | SLKWWHT8 | TRUE | Lake Whitney Tnp to Whitney
1406 | SRANZAP8 | TRUE | Randado Aep to Zapata 138 KV
1407 | SSTVSTN8 | TRUE | Stephenville Tap to Stephenv
1408 | SJETRIV8 | TRUE | Jett to Riverplace 138 KV
1409 | SCMTBN28 | TRUE | Calmont Switch to Benbrook S
1410 | SRUTBUD8 | TRUE | Rutherford to Buda 138 KV
1411 | STENCRD8 | TRUE | Tenaska Tmpp to Concord 138
1412 | SEAGESC8 | TRUE | Eagle Pass City to Escondido
1413 | SSCWG2L8 | TRUE | Seawall to Galveston 26th St
1414 | SRRNHUT8 | TRUE | Round Rock Northeast to Roun
1415 | SMCCZOR8 | TRUE | Beback to Mccarty Lane (2)13
1416 | SMDWRE28 | TRUE | Meadow Creek to Knoll Trail
1417 | SEMMEMS8 | TRUE | Eagle Mountain 2 Compressor
1418 | SROSWYN8 | TRUE | Rosehill to Wynnjoyce 138 KV
1419 | SBUEHAM8 | TRUE | Buena Vista to Del Rio City
1420 | SKOCKOC8 | TRUE | Koch Hearns Ferry to Koch Up
1421 | SB3O28 | TRUE | Broadvew to Bandera 138 KV
1422 | SZ4CAL8 | TRUE | Ball Park to Calaveras 138 K
1423 | STREESK8 | TRUE | Trent Wind Farm to Eskota Sw
1424 | SCIBMAR8 | TRUE | Cibolo to Marion 138 KV
1425 | SEASCSS8 | TRUE | Btu_East to Csswcs 138 KV
1426 | SRICAE8 | TRUE | Richwood to Angleton 138 KV
1427 | SG2M38 | TRUE | Hamwolf to Med_Ctr 138 KV
1428 | SSALHIC8 | TRUE | Salem Walk Aen to Hicross Ae
1429 | SLOLVIC8 | TRUE | Lolita to Victoria 138 KV
1430 | SBSFVL8 | TRUE | Basf to Brazosport (2)138/13
1431 | SABMAB28 | TRUE | Abilene Maple Street to Abil
1432 | SFDLGBY8 | TRUE | Fidelity to Davson (3)138/13
1433 | SSOLSRB8 | TRUE | Solmer to Sr Bertron 138 KV
1434 | SWOORI28 | TRUE | Woodward 2 to 16th Street Tn
1435 | SORNSAR8 | TRUE | Orient to Nicole (2)138/138
1436 | SSOUPHR8 | TRUE | Southshore Tnp to Ph Robinso
1437 | SUNMP8 | TRUE | University to Magnolia Park
1438 | SLARLA28 | TRUE | Laredo Vft to Laredo Vft Sou
1439 | SANTBER8 | TRUE | Antler to Bergheim 138 KV
1440 | STTWNIC8 | TRUE | Turkey Track Wind Energy Cen
1441 | SADMMOS8 | TRUE | Adobe Meadow to Grandview Od
1442 | SGAFGRN8 | TRUE | Gaf Tnp to Greenbelt Tnp 138
1443 | SELMBND8 | TRUE | Elmgrove to Ben Davis 138 KV
1444 | SA4LEO8 | TRUE | Pearsal to Leon Creek 138 KV
1445 | SW_BBAT8 | TRUE | West Batesville to Batesvill
1446 | SR1X18 | TRUE | Quintana to Medinabs 138 KV
1447 | SALAN_S8 | TRUE | Alazan to Barney Davis (2)13
1448 | SGEOSIG8 | TRUE | George West Switching Statio
1449 | SEAGMB8 | TRUE | Eagle to Mont Belvieu 138 KV
1450 | SGANEL_8 | TRUE | Ganado to El Campo 138 KV
1451 | SPLUPIN8 | TRUE | Plum to Piney Creek 138 KV
1452 | SFANGN8 | TRUE | Fannin to Grant 138 KV
1453 | SCRLREN8 | TRUE | Carrollton Tarpley Road to N
1454 | SGILWH28 | TRUE | Gila to Whitepoint 138 KV
1455 | SMSHNHN8 | TRUE | Marsh Lane to Welch Road (3)
1456 | SDAVWLV8 | TRUE | Davis Street to La Farge (7)
1457 | SMDTVEN8 | TRUE | Midlothian North to Midlothi
1458 | SRSPPWE8 | TRUE | Richardson Spring Creek to R
1459 | SMEMPAY8 | TRUE | Memc Southwest to Sherman So
1460 | SDALEL28 | TRUE | Dallas West to Dallas West T
1461 | SRUTFRI8 | TRUE | Rutherford to Friendship Lcr
1462 | SOLFGNT8 | TRUE | Olefin Switch to General Tir
1463 | STURVER8 | TRUE | Turtle Creek Lcra to Verde C
1464 | SMV_MV38 | TRUE | Burns Sub to Heidelburg Sub
1465 | SCGRMGS8 | TRUE | China Grove Switch to Morgan
1466 | SBRESAL8 | TRUE | Brenham to Salem Lcra 138 KV
1467 | SSPIMCN8 | TRUE | Spicewood to Mcneil Lcra 138
1468 | SL4TUT8 | TRUE | Capitol to Wb Tuttle 138 KV
1469 | SMINNLA8 | TRUE | Mines Road to North Laredo S
1470 | SPIPCIC8 | TRUE | Pipe Creek to Cico 138 KV
1471 | SPOCDEN8 | TRUE | Pockrus Substation to Teasle
1472 | SKINLON8 | TRUE | Kingsville to Lon Hill 138 K
1473 | SP5CAG8 | TRUE | Hunt_Ln to Cagnon 138 KV
1474 | SCHECUE8 | TRUE | Cheapside to Cuero Lcra 138
1475 | SGTHO3C8 | TRUE | Garrott to Kirby (2)138/138
1476 | SALCEVR8 | TRUE | Alcon to Edgecliff (5)138/13
1477 | SOAKEVR8 | TRUE | Oakhill (Oncor) to Tate Spri
1478 | SLKMDE28 | TRUE | Lakemont to Lakemont Tap 1 (
1479 | SDANBLE8 | TRUE | Danevang Switching Station t
1480 | SPAYVLS8 | TRUE | Payne Switch to Valley Ses 1
1481 | SWLALCS8 | TRUE | Waco Lasalle to Waco East (2
1482 | SMANSHA8 | TRUE | Manor to Shadow Glen 138 KV
1483 | SADVBUR8 | TRUE | Advanced Micro Devices Aen t
1484 | SPEDBUR8 | TRUE | Pedernales to Burleson Aen 1
1485 | SP_ISCA8 | TRUE | Port Isabel to South Carbide
1486 | SSNYCGR8 | TRUE | Snyder to China Grove Switch
1487 | SPKRDES8 | TRUE | Parkerville Road to Cedar Hi
1488 | SBASBLU8 | TRUE | Bastrop West to Bluebonnet 1
1489 | SMV_NED8 | TRUE | Palmhurst Sub to North Edinb
1490 | SRIOZAP8 | TRUE | Rio Bravo to San Ygancio (2)
1491 | SSOUAI28 | TRUE | South Plant Substation to Ai
1492 | SBIGDIL8 | TRUE | Big Wells to Dilley Switch A
1493 | SCBAD2K8 | TRUE | Campbell to Todd (3)138/138/
1494 | SPSGJFS8 | TRUE | Pasgen to Jefferson 138 KV
1495 | SPRCLHS8 | TRUE | Prairie Creek Switch to Lake
1496 | SLARLAR8 | TRUE | Laredo Plant to Laredo Vft N
1497 | SHALFLA8 | TRUE | Hallettsville to Flatonia 13
1498 | SDECAU28 | TRUE | Decker Power Plant to Austro
1499 | SBREHIG8 | TRUE | Brenham North to Highway 36
1500 | SFALFAL8 | TRUE | Falcon Hydro to Falcon Switc
1501 | SHWRHWR8 | TRUE | Howard Lane Tap to Howard La
1502 | SHARMCN8 | TRUE | Harris Branch to Mcneil Lcra
1503 | STMETM28 | TRUE | Temple Elm Creek to Temple P
1504 | SPRILOM8 | TRUE | Price Road Substation to Lom
1505 | SVICCOL8 | TRUE | Victoria to Coleto Creek 138
1506 | SJ3SKY8 | TRUE | Dresden to Skyline 138 KV
1507 | SBRUCRE8 | TRUE | Bruni to Crestonio 138 KV
1508 | SYORZOR8 | TRUE | York Creek to Seguin (2)138/
1509 | SAUSSEA8 | TRUE | Austin Dam to Seaholm 138 KV
1510 | SARLSHR8 | TRUE | Arlington to Lakewood (Oncor
1511 | SMEMELP8 | TRUE | Memc Southwest to Van Alstyn
1512 | SLAQLOB8 | TRUE | Laquinta to Lobo 138 KV
1513 | STRASCS8 | TRUE | Trawick to Cushing (Oncor) (
1514 | SGWATYG8 | TRUE | Gwartney to Overton (4)138/1
1515 | STUTC48 | TRUE | Wb Tuttle to Kirby 138 KV
1516 | SWSTEM28 | TRUE | Western Hills to Sansom (3)1
1517 | SSCYPDS8 | TRUE | Scyene Road to Prairie Creek
1518 | SHSKPDS8 | TRUE | Haskell Avenue to Haskell Av
1519 | SNAMLAG8 | TRUE | Nameless to Lago Vista 138 K
1520 | SMV_RI28 | TRUE | East Rio Hondo Sub to Rio Ho
1521 | SBFPVL8 | TRUE | Biport to Velasco 138 KV
1522 | SCLACIT8 | TRUE | Clarkwood to Citgo West 138
1523 | SBEELAK8 | TRUE | Beecreek to Lakeshore 138 KV
1524 | SFALROM8 | TRUE | Falcon Switch Station to Rom
1525 | SOLIBND8 | TRUE | Olinger to Ben Davis 138 KV
1526 | SPLHREN8 | TRUE | Plano Highway 190 to Plano W
1527 | SLOMGAV8 | TRUE | Lomo Alto to Greenville Ave
1528 | SCSSCSS8 | TRUE | Cssc to Csswcs 138 KV
1529 | SPAUMUN8 | TRUE | Lake Pauline to Munday East
1530 | SHENZOR8 | TRUE | Henne to Zorn 138 KV
1531 | SGPIMAR8 | TRUE | Gpi Switch to Marion 138 KV
1532 | SHLDBRN8 | TRUE | Holder to Brownwood Switch 1
1533 | SPAIABN8 | TRUE | Paint Creek to Abilene North
1534 | SQNMCBY8 | TRUE | Quanam Deerpark to Cedar Bay
1535 | SHUBHAN8 | TRUE | Hubbard to Chatt (5)138/138/
1536 | SLWSLW28 | TRUE | West Tnp to Highlands Tnp 13
1537 | SWEIGLI8 | TRUE | Weimar to Schulenburg (2)138
1538 | SRIVPLU8 | TRUE | La Grange to Riverside (2)13
1539 | SCEO2B8 | TRUE | Clodine to Obrien 138 KV
1540 | SST_G08 | TRUE | St_Hedwg to Grandvew 138 KV
1541 | SMCDMGS8 | TRUE | Mcdonald Road to Morgan Cree
1542 | SCOMPRP8 | TRUE | Houston Pipeline_Rc Sub to E
1543 | SV0HI2L8 | TRUE | Stonegat to Hill Country 138
1544 | SSANTMP8 | TRUE | Scott And White Poi to Templ
1545 | SBRYPD28 | TRUE | Bryan Street to North Networ
1546 | SBNTWTR8 | TRUE | Buntin Drive to Simpson Stua
1547 | SDALRY28 | TRUE | Dalrock Road to Rockwall Alu
1548 | SATKDAN8 | TRUE | Btu_Atkins to Btu_Dansby 138
1549 | SGLDSUN8 | TRUE | Golden Switch to Sun Switch
1550 | SCHIRND8 | TRUE | Chief Brady to Round Rock 13
1551 | SAPDDPW8 | TRUE | Applied Energy to Deepwater
1552 | SLOLBLE8 | TRUE | Lolita to Blessing 138 KV
1553 | STCGN8 | TRUE | Teco to Grant 138 KV
1554 | SLEHKYL8 | TRUE | Lehigh to Kyle 138 KV
1555 | SLMSTW8 | TRUE | La Marque to Stewart 138 KV
1556 | SBERONI8 | TRUE | Bergstrom to Onion Creek 138
1557 | SH_HBLU8 | TRUE | Horse Hollow 1 to Bluff Cree
1558 | SN_MNED8 | TRUE | North Mcallen to North Edinb
1559 | SOLNRIC8 | TRUE | Rice Switch to Olney 138 KV
1560 | SSUNMGS8 | TRUE | Sun Switch to Morgan Creek S
1561 | SMAGSUM8 | TRUE | Magnesium Plant to Summit 13
1562 | SWALBEL8 | TRUE | Waller Lcra to Bellville Sou
1563 | SSTEMVH8 | TRUE | Stewart Road to Hiline Sub 1
1564 | SBCKCGR8 | TRUE | Bluff Creek Switch to China
1565 | SFAICOR8 | TRUE | Fairland to Coronado 138 KV
1566 | SLYDCHE8 | TRUE | Lydell Arco Refinery to Chan
1567 | SNACGRD8 | TRUE | Nacogdoches Power Llc to Gre
1568 | ST3BR3A8 | TRUE | Mauermann to Braunig 138 KV
1569 | SA5T338 | TRUE | Mauermann to Toyota 138 KV
1570 | SCNTCN28 | TRUE | Centerville Road to Lake Hub
1571 | SFSTRYS8 | TRUE | Forestview to Walnut Street
1572 | SMABTRS8 | TRUE | Mabank Tap to Malakof (3)138
1573 | SCHECOM8 | TRUE | Cherokee Tnp to Comanche Swi
1574 | SBYRFT8 | TRUE | Bypark to Himont (3)138/138/
1575 | SGIBGRE8 | TRUE | Gibbons Creek to Btu_Greens_
1576 | SALII_D8 | TRUE | Air Liquide Ingleside to Air
1577 | STMPLCS8 | TRUE | Temple Pecan Creek to Lake C
1578 | SP0CAL8 | TRUE | Harlanda to Calaveras 138 KV
1579 | SPRCPDS8 | TRUE | Prairie Creek to Prairie Cre
1580 | SMAGLEA8 | TRUE | Magnolia Tnp to Seminole Tnp
1581 | SVEROKL8 | TRUE | Southwest Vernon to Oklaunio
1582 | SCSSGRN8 | TRUE | Cssc to Grnprcs 138 KV
1583 | SOXYING8 | TRUE | Oxychem Ingleside to Inglesi
1584 | SMARMCN8 | TRUE | Marshall Ford to Mcneil Lcra
1585 | SM1K38 | TRUE | Five_Pts to Laredo1 138 KV
1586 | SPRYLCS8 | TRUE | Perry to Lake Creek Ses 138
1587 | SRINI_28 | TRUE | Rincon to Dupont Switch - In
1588 | SADEDUK8 | TRUE | Aderhold Sub to Duke / Hec 1
1589 | SPRUGN_8 | TRUE | Pruitt to Greenville Steam
1590 | SMCQCIB8 | TRUE | Mcqueeney to Cibolo 138 KV
1591 | SLGEI_D8 | TRUE | Gregory Power to Dupont Swit
1592 | SDELTYG8 | TRUE | Delek to Tyler East (5)138/1
1593 | STSLTSV8 | TRUE | Teaselville to Palestine (6)
1594 | SRIVHEN8 | TRUE | River Oaks to Henne 138 KV
1595 | SVANRAY8 | TRUE | Vanderbilt Switching Station
1596 | SFRWHEI8 | TRUE | Freeway Park Tnp to Heights
1597 | SBCVPSA8 | TRUE | Bigvue to Power Systems-Arco
1598 | SS3F08 | TRUE | Cibolocr to Green_Mt 138 KV
1599 | SHUNTUR8 | TRUE | Hunt to Turtle Creek Lcra 13
1600 | SALVFRW8 | TRUE | Alvin Tnp to Freeway Park Tn
1601 | SOLMNEW8 | TRUE | Olmos Switching Station to N
1602 | SWTHORA8 | TRUE | Weatherford Switch to Oran S
1603 | SGRDCDH8 | TRUE | Grand Prairie to Ltv Sub (5)
1604 | SREDGID8 | TRUE | Red Rock to Hilbig (3)138/13
1605 | SSPUMW28 | TRUE | Mcadoo Energy Center to Spur
1606 | SBSPSGV8 | TRUE | Balch Springs to Eastside Fi
1607 | SANDAND8 | TRUE | Andrews to Dollarhide Unocal
1608 | SKRMARG8 | TRUE | Krum Tap Switch to Argyle 13
1609 | SPAWSAN8 | TRUE | Pawnee Switching Station to
1610 | SBARCE8 | TRUE | Barker to Clodine 138 KV
1611 | SBUEPIC8 | TRUE | Buena Vista to Picacho 138 K
1612 | SRHPIR8 | TRUE | Rhomas to Pair 138 KV
1613 | SWINFAY8 | TRUE | Winchester to Fayetteville 1
1614 | SDEACDC8 | TRUE | Dealey Street to Cedar Crest
1615 | SLWSLWV8 | TRUE | West Tnp to Ti Tnp 138 KV
1616 | SOWFDRM8 | TRUE | Ocotillo Windfarm to Drumwri
1617 | SWHIBUT8 | TRUE | Whitestone to Buttercup 138
1618 | SMCNMCN8 | TRUE | Mcneil Lcra to Mcneil Aen 13
1619 | SAUSAUS8 | TRUE | Austin Plant to Austin Dam 1
1620 | SW2WEI8 | TRUE | Randolph to Weiderstein 138
1621 | SNUEWHI8 | TRUE | Nueces Bay to Whitepoint 138
1622 | SGAFPHR8 | TRUE | Gaf Tnp to Ph Robinson 138 K
1623 | SA4X18 | TRUE | Pearsal to Medinabs 138 KV
1624 | SK2SKY8 | TRUE | Nacdches to Skyline 138 KV
1625 | SGANWES8 | TRUE | Gandy Sub to Weslaco Switch
1626 | SDAFDES8 | TRUE | Daffin Gin to Dessau 138 KV
1627 | SLBGBY8 | TRUE | Liberty to White Oak (2)138/
1628 | SRXAGNT8 | TRUE | Rexall to General Tire Switc
1629 | SNCAJOS8 | TRUE | North Carbide to Joslin 138
1630 | SO3CAL8 | TRUE | Walzem to Calaveras 138 KV
1631 | SPADCHL8 | TRUE | Paducah Clare Street to Chil
1632 | SCITHW8 | TRUE | Camron to Th Wharton 138 KV
1633 | SWHTWOL8 | TRUE | White Tail to Wolf Ridge 138
1634 | SCAMWHE8 | TRUE | Cameron Aen to Wheless Lane
1635 | SJOLHWR8 | TRUE | Jollyville to Howard Lane Ae
1636 | SLHSCN28 | TRUE | Lake Hubbard Ses to Centervi
1637 | SWTWO8 | TRUE | Wirt to White Oak 138 KV
1638 | SSOUAIR8 | TRUE | Southmost Sub to Airport Sub
1639 | SBAYLAN8 | TRUE | Bay City to Lane City 138 KV
1640 | SB4V28 | TRUE | Chavanea to Brooks 138 KV
1641 | SDEAWLV8 | TRUE | Dealey Street to West Levee
1642 | SLYSKEN8 | TRUE | Lyssy to Pleasanton (2)138/1
1643 | SROGSND8 | TRUE | Rogers to Temple Switch (2)1
1644 | SIRVLI48 | TRUE | Irving Valley View to Dfw So
1645 | SEMPNOR8 | TRUE | Empire Central to Empire Cen
1646 | SBKWKR28 | TRUE | Blackwell Street to Jenkins
1647 | SHEILAR8 | TRUE | Heights Aep to Zacate Creek
1648 | SHIGSAL8 | TRUE | Highway 36 to Salem Lcra 138
1649 | SARMFT8 | TRUE | Armand to Fairmont 138 KV
1650 | SGPIGPI8 | TRUE | Gpi to Gpi Switch 138 KV
1651 | SBIGV_D8 | TRUE | Big Three to Victoria Dupont
1652 | SZ2HIL8 | TRUE | Hollywd to Hill Country 138
1653 | SCOSBSP8 | TRUE | Cosden to Big Spring Switch
1654 | SD0G08 | TRUE | Tenth_St to Grandvew 138 KV
1655 | SX4D48 | TRUE | Swri to Pinn_Rd 138 KV
1656 | SWLH2K8 | TRUE | Waller to Hockley 138 KV
1657 | SSPUASP8 | TRUE | Aspermont Aep to Spur 138 KV
1658 | SWINWIN8 | TRUE | Wink Tnp to Wink Sub 138 KV
1659 | SWNDMDL8 | TRUE | Windwood to Midland West (3)
1660 | SCOLFAI8 | TRUE | College to Fairdale 138 KV
1661 | SBRASUN8 | TRUE | Green Mountain Energy Wind F
1662 | SCNCTL8 | TRUE | Celanese Chemical to Capitol
1663 | SMIDGT8 | TRUE | Midtown to Garrott (2)138/13
1664 | SPUTAB28 | TRUE | Putnam 138kv to Abilene East
1665 | SLKAWFS8 | TRUE | Lake Arrowhead to Newport Be
1666 | SL_MSTE8 | TRUE | Las Milpas to Stewart Road 1
1667 | SBAYCON8 | TRUE | Bay City to Conoco 138 KV
1668 | SD1X28 | TRUE | Castrvll to Lytle 138 KV
1669 | SA0H18 | TRUE | Chulie to Olmos 138 KV
1670 | SMV_WE38 | TRUE | Weslaco Sub to Weslaco Switc
1671 | SC3G38 | TRUE | Floresvi to Eagleck 138 KV
1672 | SAPOREA8 | TRUE | Apollo to Richardson East 13
1673 | SW4HIL8 | TRUE | Dezavala to Hill Country 138
1674 | SCCECIT8 | TRUE | Corpus Christi Energy Center
1675 | SBANVER8 | TRUE | Bandera Lcra to Verde Creek
1676 | SELGGIL8 | TRUE | Elgin Switch to Gilleland 13
1677 | SENCNLA8 | TRUE | Encinal to North Laredo Swit
1678 | SKINMC28 | TRUE | King Mountain Ne to King Mou
1679 | SHUNING8 | TRUE | Hunt to Ingram 138 KV
1680 | SBENS_M8 | TRUE | Bentsen to South Mcallen 138
1681 | SDEAGAY8 | TRUE | Deanville to Lyons Lcra (2)1
1682 | SLVOSON8 | TRUE | Live Oak Aep to Sonora 138 K
1683 | SGARONI8 | TRUE | Garfield Aen to Onion Creek
1684 | SSANON28 | TRUE | Sand Hill Energy Ctr to Onio
1685 | SGROKIN8 | TRUE | Grove to Kingsbery 138 KV
1686 | SCRMSAR8 | TRUE | Colrdo Rvr Municipl Wtr 2 to
1687 | SMORHIW8 | TRUE | Morris Street to Hiway 9 138
1688 | SNWFNOT8 | TRUE | Notrees Windfarm to No Trees
1689 | SO2H238 | TRUE | Bandera to Helotes 138 KV
1690 | SC0HIL8 | TRUE | Encino to Hill Country 138 K
1691 | SSANPIT8 | TRUE | Sandy Creek Switchyard to Pi
1692 | SELGSND8 | TRUE | Elgin Switch to Sandow Switc
1693 | SLHCV8 | TRUE | Lynchberg to Channelview 138
1694 | SDESMC28 | TRUE | Dessau to Mcneil Aen 138 KV
1695 | SINDDEN8 | TRUE | Industrial Substation to Den
1696 | SHRNDA18 | TRUE | Btu_Thompson_Creek to Btu_Da
1697 | SEMPNO28 | TRUE | Empire Central to Empire Cen
1698 | SGNSVAL8 | TRUE | Gainesville North to Gainesv
1699 | SCGRUN8 | TRUE | Cougar to University 138 KV
1700 | SSCWGL8 | TRUE | Seawall to Galveston 26th St
1701 | SORNLON8 | TRUE | Orange Grove Switching Stati
1702 | SDESWTR8 | TRUE | Desoto Hampton Road to Desot
1703 | SETCENW8 | TRUE | Ennis Tractebel to Ennis Wes
1704 | SKELR28 | TRUE | Kelly to Merida 138 KV
1705 | SLHSCNR8 | TRUE | Lake Hubbard Ses to Centervi
1706 | SBOMGRS8 | TRUE | Bowman Switch to Graham Ses
1707 | SPHAPHA8 | TRUE | North Pharr to Pharr Magic V
1708 | SFHLEVR8 | TRUE | Forest Hill Switch to Everma
1709 | SHRSREN8 | TRUE | Hebron Rosemeade to Carrollt
1710 | SX3CAL8 | TRUE | Streich to Calaveras 138 KV
1711 | SSEATMP8 | TRUE | Seaton to Temple Switch 138
1712 | SECRBRA8 | TRUE | Ennis Creek Switch to Knapp
1713 | SWYNBND8 | TRUE | Wynnjoyce to Ben Davis 138 K
1714 | SHIMCTL8 | TRUE | Himont to Capitol Cogen 138
1715 | SJMCN_D8 | TRUE | Jim Christal Substation to N
1716 | SCOMHID8 | TRUE | Commons Ford to Hidden Valle
1717 | SBALMAR8 | TRUE | Balcones to Marshall Ford 13
1718 | SGRAMAR8 | TRUE | Granite Mountain to Marble F
1719 | SAPAAMO8 | TRUE | Apache Tnp to Amoco Tnp 138
1720 | SRICBFP8 | TRUE | Richwood to Cavern (2)138/13
1721 | SKRMVAL8 | TRUE | Krum Tap Switch to Valley Vi
1722 | SROLEVR8 | TRUE | Rolling Hills to Rolling Hil
1723 | SWFSPLV8 | TRUE | Wichita Falls State Hospital
1724 | SBLARVS8 | TRUE | Blanton to Blum (7)138/138/1
1725 | SCNTCNR8 | TRUE | Centerville Road to Lake Hub
1726 | SX3BRA8 | TRUE | Streich to Braunig 138 KV
1727 | SMDKSBY8 | TRUE | Midkiff Switch to Spraberry
1728 | SCEOB8 | TRUE | Clodine to Obrien 138 KV
1729 | SMV_RIO8 | TRUE | Burns Sub to Rio Hondo 138 K
1730 | SWISJAC8 | TRUE | Wise County to Jack County 1
1731 | SVISNCA8 | TRUE | Bp Chem Vistron4 to North Ca
1732 | SFREFAY8 | TRUE | Frelsburg to Glidden Lcra (2
1733 | SABRABN8 | TRUE | Abilene Rainy Creek to Fort
1734 | SHONF38 | TRUE | Hondo Creek Switching Statio
1735 | SLOCMEN8 | TRUE | Lockhart to Mendoza 138 KV
1736 | SDKRCBY8 | TRUE | Decker to Cedar Bayou Plant
1737 | SLEHBUD8 | TRUE | Lehigh to Buda 138 KV
1738 | SHRNRBS8 | TRUE | Hearne to Robertson 138 KV
1739 | SKEOTNW8 | TRUE | Sherbino I Wind Farm to Whit
1740 | SCARSEA8 | TRUE | Cardinal Lane to Seaholm 138
1741 | SWEISKY8 | TRUE | Weiderstein to Skyline 138 K
1742 | SBBCMRN8 | TRUE | Barbur to Morgans Point 138
1743 | SPOOLUL8 | TRUE | Pooley Road to Luling 138 KV
1744 | SSFB3I8 | TRUE | San Felipe to Bellaire 138 K
1745 | STRIHWR8 | TRUE | Techridge to Howard Lane Aen
1746 | SWELMCN8 | TRUE | Wells Branch to Mcneil Lcra
1747 | SY4T18 | TRUE | Buckeye to Fred_Rd 138 KV
1748 | SSEWAND8 | TRUE | Seward Junction to Andice 13
1749 | SLWSLWS8 | TRUE | Highlands Tnp to Lewisville
1750 | SIRLNLS8 | TRUE | Irving Lbj to Irving Riversi
1751 | SRTWTB8 | TRUE | Rothwood to Tomball 138 KV
1752 | STWSPW18 | TRUE | Twin Star to Plano West 138
1753 | STWSPW28 | TRUE | Twin Star to Plano West 138
1754 | SHERCMT8 | TRUE | Heritage to Currie (5)138/13
1755 | SLKJSAR8 | TRUE | Lake June Pump to Murdock (9
1756 | SKEYWLV8 | TRUE | Gail Sub to Key Sub (3)138/1
1757 | SCOTSCH8 | TRUE | Coit Road to Dallas Texas In
1758 | SCOTKRK8 | TRUE | Coit Road to Kirkland Park 1
1759 | SRIOLCR8 | TRUE | Rio Pecos to Crane Lcra 138
1760 | SBLTREN8 | TRUE | Beltline to Frankford Road (
1761 | SSILMIL8 | TRUE | Power Plant Substation to Mi
1762 | SCOMAMO8 | TRUE | Comanche Switch Tnp to Amoco
1763 | SWCOWWE8 | TRUE | Waco Colonial Ave to Waco So
1764 | SRIOWOR8 | TRUE | Rio Bravo to Wormser Road 13
1765 | ST2C48 | TRUE | Fort_Sam to Kirby 138 KV
1766 | SBTHODE8 | TRUE | Big Three Odessa to Nylon Sw
1767 | SBGLMCA8 | TRUE | Big Lake to North Mccamey 13
1768 | SZ2SKY8 | TRUE | Hollywd to Skyline 138 KV
1769 | SJMCW_D8 | TRUE | Jim Christal Substation to W
1770 | SA0SKY8 | TRUE | Chulie to Skyline 138 KV
1771 | SCLCGRS8 | TRUE | Caddo to Breckenridge (5)138
1772 | SDFWLI18 | TRUE | Dfw B-East to Dfw C-East (5)
1773 | SSANONI8 | TRUE | Sand Hill Energy Ctr to Onio
1774 | SPRAWAL8 | TRUE | Waller Lcra to Prairie View
1775 | SPICHAM8 | TRUE | Picacho to Hamilton Road 138
1776 | SRECELV8 | TRUE | Record Crossing to Amelia St
1777 | SVERKER8 | TRUE | Verde Creek to Kerrville Sta
1778 | SBNDKRK8 | TRUE | Bandera (Oncor) to Northaven
1779 | SBRYPDS8 | TRUE | Bryan Street to East Network
1780 | SIRVNOR8 | TRUE | Irving Hunter Ferrell to Irv
1781 | SMOSPBS8 | TRUE | Moss Switch to Permian Basin
1782 | SHLKJEW8 | TRUE | Hilltop Lakes to Robertson (
1783 | SMANBUD8 | TRUE | Manchaca to Buda 138 KV
1784 | STAYELG8 | TRUE | Taylor (Oncor) to Elgin Swit
1785 | SWINGID8 | TRUE | Winchester to Sim Gideon 138
1786 | SCELN_S8 | TRUE | Celanese Bishop to Nelson Sh
1787 | SMASPI58 | TRUE | Mason Creek to Pipe Creek 13
1788 | SIRVLI28 | TRUE | Irving Grant Street to Irvin
1789 | ST2D08 | TRUE | Fort_Sam to Tenth_St 138 KV
1790 | SCOTENC8 | TRUE | Cotulla to Encinal 138 KV
1791 | SCNSCN38 | TRUE | Collin Ses to Collin Switch
1792 | SMCSCDH8 | TRUE | Mountain Creek Ses to Cedar
1793 | SHENCOM8 | TRUE | Henne to Comal 138 KV
1794 | SDOWMOO8 | TRUE | Downie Switching Station to
1795 | SECTPBS8 | TRUE | Ector Harper to Moss Switch
1796 | SSTRLON8 | TRUE | Stratton to Lon Hill 138 KV
1797 | SW5B28 | TRUE | Woh to Vlsi 138 KV
1798 | SBIGMOO8 | TRUE | Big Foot to Moore Switching
1799 | SKINKLE8 | TRUE | Kingsville to Kleberg Aep 13
1800 | SCITNUE8 | TRUE | Citgo N Oak Park to Nueces B
1801 | SAVEKEN8 | TRUE | Avery Ranch to Kent Street 1
1802 | SSTRAE8 | TRUE | Stratt to Angleton 138 KV
1803 | SDELLAR8 | TRUE | Del Mar to Laredo Plant 138
1804 | SCVNCBY8 | TRUE | Chevron Chemical to Cedar Ba
1805 | SCALPL8 | TRUE | Calpine Cogen to Phillips Ch
1806 | SBALBUT8 | TRUE | Balcones to Buttercup 138 KV
1807 | SR0BOE8 | TRUE | Boerne to Fairra 138 KV
1808 | SGRNGRE8 | TRUE | Grnprcs to Btu_Greens_Prairi
1809 | SDUKNED8 | TRUE | Duke / Hec to North Edinburg
1810 | SPONBLU8 | TRUE | Pony to Bluff Creek 138 KV
1811 | SPONHHG8 | TRUE | Pony to Horse Hollow Generat
1812 | SHHOPON8 | TRUE | Horse Hollow 2 to Pony 138 K
1813 | SPONHH28 | TRUE | Pony to Horse Hollow Generat
1814 | SPONBL28 | TRUE | Pony to Bluff Creek 138 KV
1815 | SPONHH38 | TRUE | Pony to Horse Hollow Generat
1816 | SHHOPO28 | TRUE | Horse Hollow 3 to Pony 138 K
1817 | SPONHH48 | TRUE | Pony to Horse Hollow Generat
1818 | SV3W18 | TRUE | Tally_Rd to Txresrch 138 KV
1819 | SSOEMRN8 | TRUE | Southeast to Cardiff (3)138/
1820 | SWTARNK8 | TRUE | Watauga to Colleyville (14)1
1821 | SSPRHLS8 | TRUE | Springdale to Randol Mill (7
1822 | SPLDAND8 | TRUE | Paul Davis to Exxon Means (6
1823 | SP5X18 | TRUE | Hunt_Ln to Medinabs 138 KV
1824 | SGRAFER8 | TRUE | Granite Mountain to Ferguson
1825 | SLKWBOS8 | TRUE | Lake Whitney Tnp to Bosque S
1826 | SCANSAN8 | TRUE | Canyon Lcra to San Marcos 13
1827 | SCAMFIS8 | TRUE | Cameron Aen to Fiskville 138
1828 | SJRESAL8 | TRUE | Jarrell East to Sonterra (4)
1829 | SB_DAIR8 | TRUE | Airline Aep to Barney Davis
1830 | SMIDMIL8 | TRUE | Midtown Substation to Milita
1831 | SELVWLV8 | TRUE | East Levee Switch to West Le
1832 | SARCWES8 | TRUE | Arcadia to Westside Aep 138
1833 | SBEEAUS8 | TRUE | Beecreek to Austin Dam 138 K
1834 | SZEPCMN8 | TRUE | Zephyr Bepc to Brownwood Swi
1835 | SW_BASH8 | TRUE | West Batesville to Asherton
1836 | SGRNCAD8 | TRUE | Greenbelt Tnp to Caddo Sw St
1837 | SFORFOR8 | TRUE | Formosa to Forfpc 138 KV
1838 | SKLCKLN8 | TRUE | Killeen Fort Hood to Killeen
1839 | SWHILI28 | TRUE | White to Davis (9)138/138/13
1840 | SKNYCBY8 | TRUE | Kenny Us Steel to Cedar Bayo
1841 | SCARBU28 | TRUE | Cardinal Lane to Burleson Ae
1842 | SALTMV_8 | TRUE | Alton Sub to West Ednburg Su
1843 | SFARBNB8 | TRUE | Faron Street to Mistletoe He
1844 | SSKYCAL8 | TRUE | Skyline to Calaveras 138 KV
1845 | SQ2G08 | TRUE | Highland to Grandvew 138 KV
1846 | SIMWAP8 | TRUE | Imperial to Wa Parish 138 KV
1847 | SSTHSA28 | TRUE | Southerland to Industrial Bl
1848 | SGILFER8 | TRUE | Gillespie Lcra to Ferguson 1
1849 | SWARVIC8 | TRUE | Warburton Road Switching Sta
1850 | SGRIVEN8 | TRUE | Griffith to Keene (Oncor) (4
1851 | SSCALOM8 | TRUE | South Carbide to Loma Alta S
1852 | SCHEAMO8 | TRUE | Cherokee Tnp to Amoco Tnp 13
1853 | SHICTUR8 | TRUE | Hicross Lcra to Turnersville
1854 | SHICMAR8 | TRUE | Hicross Lcra to Marshall For
1855 | SKBBI8 | TRUE | Garrott to Kirby (2)138/138
1856 | SMNTDIB8 | TRUE | Moment Monument to Diamond S
1857 | SRIVGAB8 | TRUE | Rivery to Gabriel 138 KV
1858 | SPELPAP8 | TRUE | Agave to Lon Hill 138 KV
1859 | SPELWHI8 | TRUE | Agave to Whitepoint 138 KV
1860 | SPAPPEL8 | TRUE | Papalote Creek to Agave 138
1861 | STIPMCA8 | TRUE | Tippett to North Mccamey 138
1862 | SRDLHLS8 | TRUE | Randol Mill to Randol Mill T
1863 | SHEICAD8 | TRUE | Heights Tnp to Caddo Sw Sta
1864 | STYBTYG8 | TRUE | Tyler Bullard Road to Tyler
1865 | SLHMGBY8 | TRUE | Lychem Arco Chemical to Uval
1866 | STMPTM28 | TRUE | Temple to Temple Elm Creek (
1867 | SREDLOC8 | TRUE | Red Rock to Lockhart 138 KV
1868 | SCONWAD8 | TRUE | Conoco to Wadsworth 138 KV
1869 | SKINFAL8 | TRUE | King Ranch Gas Plant to Falf
1870 | SCICCOM8 | TRUE | Cico to Comfort 138 KV
1871 | SOKLPDS8 | TRUE | Oakland (Oncor) to East Netw
1872 | SQ2BRA8 | TRUE | Highland to Braunig 138 KV
1873 | SI_DI_48 | TRUE | Dupont Pp1 - Ingleside to In
1874 | SPORWHI8 | TRUE | Portland to Dupont Switch -
1875 | SCRMMTF8 | TRUE | Corsicana Mobil to Corsicana
1876 | SLKHCNR8 | TRUE | Lake Highlands to Judd Court
1877 | SMGIENW8 | TRUE | Mg Industries to Waxahachie
1878 | SHENMCC8 | TRUE | Henne to Mccarty Lane 138 KV
1879 | SMDFHLT8 | TRUE | Amoco Midland Farms to Unoca
1880 | STRLHUT8 | TRUE | Taylor West to Taylor (Oncor
1881 | SBTPBNT8 | TRUE | Bridgeport (Oncor) to Bridge
1882 | SFTLMES8 | TRUE | Mesa View Switch to Fort Lan
1883 | SBTCBY8 | TRUE | Baytown to Cedar Bayou Plant
1884 | SB2CAG8 | TRUE | Vlsi to Cagnon 138 KV
1885 | SMV_SCA8 | TRUE | Hwy 511 Sub to South Carbide
1886 | SFSCEMS8 | TRUE | Fossil Creek to Wagley Rober
1887 | SMV_MV_8 | TRUE | East Rio Hondo Sub to Centra
1888 | SARCHIW8 | TRUE | Arcadia to Hiway 9 138 KV
1889 | SMOUMIL8 | TRUE | Mountain Top to Miller Creek
1890 | SSARSTE8 | TRUE | Sardis to Sterrett 138 KV
1891 | SSTAWIR8 | TRUE | Starcke to Wirtz 138 KV
1892 | SARMLOM8 | TRUE | Armand to Lomax 138 KV
1893 | SSREC8 | TRUE | Sauer to Echo 138 KV
1894 | SFORPAW8 | TRUE | Four Corners Sub to Pawnee S
1895 | SATKRIN8 | TRUE | Aritek to Chorin La Porte 13
1896 | SY2B28 | TRUE | Grissom to Vlsi 138 KV
1897 | SDOLMRN8 | TRUE | Dowlap to Morgans Point 138
1898 | SSCHMCQ8 | TRUE | Schumansville to Mcqueeney 1
1899 | SSWESTA8 | TRUE | Stanton Wind Energy Center t
1900 | SCOPSCL8 | TRUE | Copsub8 to Sweeny Cogen 138
1901 | SMV_MV28 | TRUE | Heidelburg Sub to Weslaco Su
1902 | SSCUSUN8 | TRUE | Scurry Switch to Sun Switch
1903 | SKYLSAN8 | TRUE | Kyle to San Marcos 138 KV
1904 | SL_MS_M8 | TRUE | Las Milpas to South Mcallen
1905 | SFIRBRN8 | TRUE | Firerock Ett to Brownwood 13
1906 | SDEVBER8 | TRUE | Devils Hill to Bergheim 138
1907 | SWMRCDH8 | TRUE | Westmoreland to Mountain Cre
1908 | SNAWEB8 | TRUE | Nasa to Webster 138 KV
1909 | SSUNGRS8 | TRUE | Sun Ecu to Breckenridge Nort
1910 | SMNTCRL8 | TRUE | Monetary Switch to Carrollto
1911 | SLAKMA38 | TRUE | Lakeway Lcra to Marshall For
1912 | SRSPREN8 | TRUE | Richardson Spring Valley to
1913 | SCOTDIL8 | TRUE | Cotulla to Dilley Switch Aep
1914 | SCVNEAG8 | TRUE | Chevron Chemical to Eagle 13
1915 | SADVGRO8 | TRUE | Advanced Micro Devices Aen t
1916 | SEDNVIC8 | TRUE | Edna to Victoria 138 KV
1917 | SWESWES8 | TRUE | Weslaco Unit to Wesmer 138 K
1918 | STIDTKR8 | TRUE | Tidal Road Cogen to Tucker 1
1919 | SSJSMRN8 | TRUE | San Jacinto Steam to Morgans
1920 | SESCFRI8 | TRUE | Escarpment to Friendship Lcr
1921 | SVEGPAT8 | TRUE | Vega to Patton Lane 138 KV
1922 | SDCSCPS8 | TRUE | Decordova Ses to Comanche Pe
1923 | SCMTBNB8 | TRUE | Calmont Switch to Benbrook S
1924 | SRIVHAM8 | TRUE | Riverplace to Hamilton Aen 1
1925 | SMAGNOR8 | TRUE | Magnesium Plant to Northland
1926 | SREDMCC8 | TRUE | Redwood to Mccarty Lane 138
1927 | SNEWMCQ8 | TRUE | New Berlin to Mcqueeney 138
1928 | SFLKEMS8 | TRUE | Flat Rock Tap to Azle Sub (O
1929 | SGANEDN8 | TRUE | Edna to Ganado 138 KV
1930 | SHRNDA28 | TRUE | Hearne to Btu_Dansby 138 KV
1931 | SFILPRI8 | TRUE | Filter Plant Substation to P
1932 | STNSPRS8 | TRUE | Tenaska (Oncor) to Paris Swi
1933 | SHILSTR8 | TRUE | Hilltop Lcra to Strahan 138
1934 | SSANDEC8 | TRUE | Sand Hill Energy Ctr to Deck
1935 | SHNSIRV8 | TRUE | Hensley Steel to Hensley Ste
1936 | SGRDSCS8 | TRUE | Gresham Road Switch to Stryk
1937 | SNCDNCD8 | TRUE | Nacogdoches Southwest to Nac
1938 | SARMGA28 | TRUE | Armstrong (Oncor) to Fairmou
1939 | SIRVLIG8 | TRUE | Irving Beltline Road to Irvi
1940 | SJUDKRK8 | TRUE | Judd Court to Walnut Street
1941 | SBBPBYU8 | TRUE | Bigbay to Bayou Cogen 138 KV
1942 | SSCJFS8 | TRUE | South Channel to Jefferson 1
1943 | SBILHAT8 | TRUE | Barhil to Hacher 138 KV
1944 | SSHEGN_8 | TRUE | Greenville Steam to Shelby
1945 | SDNCCDH8 | TRUE | Duncanville to South Hampton
1946 | SNORWIL8 | TRUE | Northwest to Williamson 138
1947 | SHOLWES8 | TRUE | Holly to Westside Aep 138 KV
1948 | SBNBBNB8 | TRUE | Benbrook to Bryant Irvin (3)
1949 | SX4E18 | TRUE | Swri to Wstside 138 KV
1950 | SFRWPHR8 | TRUE | Freeway Park Tnp to Ph Robin
1951 | SHNBSF8 | TRUE | Hoffman to Basf 138 KV
1952 | SBURHIC8 | TRUE | Burleson Aen to Hicross Aen
1953 | SSOUSWI8 | TRUE | Souwdcs to Btu_Switch 138 KV
1954 | SQABSRB8 | TRUE | Quanab Ab Chem to Sr Bertron
1955 | SSORCDH8 | TRUE | Sorcey Road to Eagle Ford (2
1956 | SPOOZOR8 | TRUE | Pooley Road to Zorn 138 KV
1957 | SCAPSEG8 | TRUE | Capote to Seguin 138 KV
1958 | SMESPRC8 | TRUE | Mesquite North to Thornton E
1959 | SLEOS18 | TRUE | Leon Creek to Howard 138 KV
1960 | SS3V08 | TRUE | Cibolocr to Stonegat 138 KV
1961 | STAYS_M8 | TRUE | Taylor to South Mcallen 138
1962 | SRINRNG8 | TRUE | Chorin La Porte to Strang 13
1963 | SV_DVIC8 | TRUE | Victoria Dupont Switch to Vi
1964 | SCNBW8 | TRUE | Celanese Chemical to Bayway
1965 | SDFWLI28 | TRUE | Dfw Southwest to Dfw E-East
1966 | SSNDPBS8 | TRUE | Sandhills to Edwards (10)138
1967 | SCRASAT8 | TRUE | Cranes Mill to Sattler 138 K
1968 | STMPTMP8 | TRUE | Temple Pecan Creek to Temple
1969 | STAMATK8 | TRUE | Btu_Texas_Am to Btu_Atkins 1
1970 | SSHERYS8 | TRUE | Shelby to Royse Switch 138 K
1971 | SG3D38 | TRUE | Eagleck to Elmendrf 138 KV
1972 | SRNGBWS9 | TRUE | Ringgold Magnolia to Bowie S
1973 | SPMBMDK9 | TRUE | Pembrook to Reagan Shell (5)
1974 | SGTVTUG9 | TRUE | Gatesville Army to Fort Gate
1975 | SCPLELG9 | TRUE | Coupland to Elgin (3)69/69/6
1976 | SCALPRY9 | TRUE | Calvert to Midway (5)69/69/6
1977 | SCLFABR9 | TRUE | Nugent to Hubbard Bstr 1 (13
1978 | SKINSAN9 | TRUE | Kingsland 1 to Sunrise Beach
1979 | SCENFIE9 | TRUE | Central Austin to Fiesta 69
1980 | SBCPBLE9 | TRUE | Bay City Pump 1 to Bay City
1981 | SVRCVER9 | TRUE | Vernon City Plant to Sand Ro
1982 | SCASGBY9 | TRUE | Casten to Wallisville (4)69/
1983 | SKOSHRN9 | TRUE | Kosse to Kosse Switch (8)69/
1984 | SRANLA_9 | TRUE | Rangerville to Rio Rico (3)6
1985 | SBAYTXC9 | TRUE | Bayview Valero Tnp to Texas
1986 | SNIMDOW9 | TRUE | Nimrod to Rising Star (3)69/
1987 | SWECMAT9 | TRUE | Whirlwind Energy Center to M
1988 | STSGBY9 | TRUE | Texwal to Texwal Switchrack
1989 | SCRACR39 | TRUE | Crane County Air to Dune Fie
1990 | SJAYSPU9 | TRUE | Jayton Bepc to Girard (5)69/
1991 | SPHBBGL9 | TRUE | Phillip Barnhart to Barnhart
1992 | SCARBLE9 | TRUE | Carancahua to Brookhollow Ae
1993 | STILSAN9 | TRUE | Tilden Sub to Choke Canyon P
1994 | SMCFWAR9 | TRUE | Mcfaddin Sub to Refugio Sub
1995 | SDANDAN9 | TRUE | Danevang 69 Sub to Clemville
1996 | SFREGIL9 | TRUE | Frederick Phillips to Philli
1997 | SROBLON9 | TRUE | Robstown Aep to City Of Robs
1998 | SCRSBAT9 | TRUE | Crystal City Sub to Crystal
1999 | SCARBAY9 | TRUE | Carancahua Sub to Palacios S
2000 | SMECSNY9 | TRUE | Wkn_Bkr to Mecplnvw (5)69/69
2001 | SPADPAD9 | TRUE | Paducah to Paducah Rea Tap (
2002 | SGROBHR9 | TRUE | Groesbeck Bepc to Ben Hur 69
2003 | SCLYABP9 | TRUE | Dentn to Clyde Magnolia (6)6
2004 | SNATPEA9 | TRUE | Natalia Switch Sub to Devine
2005 | SE_HLA_9 | TRUE | East Harrison to La Palma 69
2006 | SGOEFRE9 | TRUE | Goehmann Lane to Goehmann Ta
2007 | SSEGKMJ9 | TRUE | Segovia to Junction (7)69/69
2008 | STHRMUN9 | TRUE | Throckmorton to Woodson Oil
2009 | SKAMPRT9 | TRUE | Kamey Sub to Placedo Sub (2)
2010 | STNCTNW8 | TRUE | Oxy Century Tnp to White Bak
2011 | SHASTNN8 | TRUE | Hastings Tnp to North Alvin
2012 | SE_HHAR9 | TRUE | Harlingen #1 to Oleander 69
2013 | SMYPHLS9 | TRUE | Maypearl (Oncor) to Files Si
2014 | SJOHBO29 | TRUE | Johnson to Joy (9)69/69/69/6
2015 | SATSFRI9 | TRUE | Atlantic Sonora to Crockett
2016 | SCLAJAT9 | TRUE | Clairmont Bepc to Clairmont
2017 | SPLSPOT9 | TRUE | Pleasanton Sub to Poteet Sub
2018 | SBONRIN9 | TRUE | Heard to Bonnieview (5)69/69
2019 | SFERWIL9 | TRUE | Ferris to Wilmer 69 KV
2020 | SMASFOR9 | TRUE | Mason Aep to Fort Mason 69 K
2021 | STXCHEI9 | TRUE | Texas City Water Treat Tnp t
2022 | SMSPORN9 | TRUE | Morris Sheppard to Oran Bepc
2023 | SOLIVAN9 | TRUE | Olivia Sub to Carancahua Sub
2024 | SBUCHRN9 | TRUE | Buckholts to Branchville (5)
2025 | SSAASAP9 | TRUE | San Angelo Ave N to San Ange
2026 | STNF16T9 | TRUE | Ft Stockton Tnp to 16th Stre
2027 | SRIOGAR9 | TRUE | Rio Grande City to Garza 69
2028 | SCASORN9 | TRUE | Casa Blanca to Sandia Sub (4
2029 | SROCSO39 | TRUE | Friess Ranch to Rocksprings
2030 | SLONESK9 | TRUE | Longworth to Roby (2)69/69 K
2031 | SWFALKW9 | TRUE | Wichita Falls to Lake Wichit
2032 | SMINDPW9 | TRUE | Mining to Mining Switchrack
2033 | SABEABN9 | TRUE | Abilene Elmcreek to Abilene
2034 | SLEGRAY9 | TRUE | Legion to Raymond Barker 69
2035 | SSRFVL9 | TRUE | Surfsi to Velasco 69 KV
2036 | SLONWIN9 | TRUE | Lonestar Tnp to Aa Pipeline
2037 | SSTEGN_9 | TRUE | Steam to Greenville Steam 6
2038 | SSHDPW9 | TRUE | South Houston to Webster (2)
2039 | SGRBBNK9 | TRUE | Granbury to Bunker 69 KV
2040 | SEAGEL_9 | TRUE | Lone Star to Matthews (6)69/
2041 | SHPDT9 | TRUE | Hyde Park to Dunlavy (2)69/6
2042 | SBHRPRY9 | TRUE | Ben Hur to Perry 69 KV
2043 | SLEABAN9 | TRUE | Leakey to Utopia (3)69/69/69
2044 | SDRSFIR9 | TRUE | Dressy to Bangs (6)69/69/69/
2045 | SPEABIG9 | TRUE | Pearsall to Dilley2 (2)69/69
2046 | SINDHAS9 | TRUE | Indian Gap to Energy (6)69/6
2047 | SMDSWES9 | TRUE | Discovery Canyon to Air Prod
2048 | SSCHMCL9 | TRUE | Schaffer to Brady City (5)69
2049 | SBYNVL9 | TRUE | Bryan to Quintana (3)69/69/6
2050 | SPADPA29 | TRUE | Paducah City to Mcadams (3)6
2051 | SWASLAR9 | TRUE | Washington St to Laredo Plan
2052 | SBUGBY9 | TRUE | Busch to Oates (3)69/69/69 K
2053 | SBIGPEA9 | TRUE | Big Foot Sub to Charlotte Su
2054 | SALTEL_9 | TRUE | Altair to El Campo 69 KV
2055 | SHARHOL9 | TRUE | Harris to Holly Power Plant
2056 | SINDDAN9 | TRUE | Industrial Park Sub to Plain
2057 | SABEABR9 | TRUE | Abilene Rainy Creek to Abile
2058 | SBLADEV9 | TRUE | Blanco to Devils Hill 69 KV
2059 | SSHAATK9 | TRUE | Btu_Shady_Lane to Btu_Atkins
2060 | SFRSHLS9 | TRUE | Forreston (Oncor) to Waxahac
2061 | SLANWFA9 | TRUE | Lanham to Henrietta West (4)
2062 | STXHMUN9 | TRUE | Haskel Texas to Weinert (5)6
2063 | SAVMV9 | TRUE | Alvin to Manvel 69 KV
2064 | SCHAPLE9 | TRUE | Charlotte to Jourdanton (3)6
2065 | SMATBEE9 | TRUE | Mathis to Beeville 69 KV
2066 | SMIDWHI9 | TRUE | Midway Pump to Taft (4)69/69
2067 | SPHBBG29 | TRUE | Big Lake Phillip to Powell F
2068 | SDENLTV9 | TRUE | Dent to Ltv 69 KV
2069 | SSWTESK9 | TRUE | Sweetwater No 2 to Eskota Sw
2070 | SMOUFLA9 | TRUE | Moulton to Shiner (5)69/69/6
2071 | SETSC9 | TRUE | Ethyl to South Channel 69 KV
2072 | SCLEBRA9 | TRUE | Clemons Tnp to Sweeny Tnp (3
2073 | SSTELO29 | TRUE | Stevens to Edroy (4)69/69/69
2074 | SBAKAND9 | TRUE | Bakke to Bakke Tap (3)69/69/
2075 | SNCWHLT9 | TRUE | North Cowden to Odessa North
2076 | SWFNPLV9 | TRUE | Wichita Falls North Tap to W
2077 | SFOSVIC9 | TRUE | Foster Field to Caterpiller
2078 | SSAWSAC9 | TRUE | San Angelo Walnut Street to
2079 | SSANPIT9 | TRUE | Sandstone Mountain to Ctec B
2080 | SBOBRIO9 | TRUE | Bob Cat Hill to South Cross
2081 | SGILROC9 | TRUE | Gillespie Rea to Bkem Munday
2082 | SGOMRIO9 | TRUE | Gomez Tnp to Masterson Field
2083 | SINDNUE9 | TRUE | Industrial Aep to Nueces Bay
2084 | SSTCCHA9 | TRUE | Sterling Cvec to Sterling Co
2085 | SRINWHI9 | TRUE | Rincon to Whitepoint 69 KV
2086 | SBANCAL9 | TRUE | Banquete to Stadium Aep (2)6
2087 | SWESSMR9 | TRUE | Elbert to Lake Kemp (6)69/69
2088 | SCRAGR29 | TRUE | Cranfills Gap to Meridian (6
2089 | SCBRSAC9 | TRUE | Carlsbad Rea Tap to Amoco Ae
2090 | SLKTHW9 | TRUE | Little York to White Oak (2)
2091 | SCLAGEO9 | TRUE | Clay West Sub to George West
2092 | SCOCWIN9 | TRUE | Cochise Tnp to Pecos Tnp (2)
2093 | SHAMRAD9 | TRUE | Hamlin Rea to Hamlin (2)69/6
2094 | SNOCSNT9 | TRUE | Nocona Tnp to Saint Jo Tnp (
2095 | SWOOSPN9 | TRUE | Woodrow Substation to Spence
2096 | SMDCL9 | TRUE | Mcdonough to Reed (4)69/69/6
2097 | SATBCED9 | TRUE | Bronte Atlantic to Bronte (7
2098 | SNAVAIR9 | TRUE | Naval Base to Airline Aep 69
2099 | SGREVIC9 | TRUE | Greenlake to Weaver Road (3)
2100 | SINTLAM9 | TRUE | Lamarque Tnp to Texas City W
2101 | SKINWOO9 | TRUE | Kings Row Substation to Wood
2102 | SAROSAC9 | TRUE | Arrott to Christoval (4)69/6
2103 | SPHISCL9 | TRUE | Phillips No 3 Sw Sta Tnp to
2104 | SABPABE9 | TRUE | Abilene Plant Tap to Abilene
2105 | SW_HLA_9 | TRUE | West Harlingen to San Benito
2106 | SCOPPRP9 | TRUE | Cooper (Oncor) to Paris (5)6
2107 | SLAVNIX9 | TRUE | Lavernia to Nixon Gvec (2)69
2108 | SCOYFAS9 | TRUE | Coy City Sub to Kenedy Sub (
2109 | SGYGBY9 | TRUE | Gypsum to Galena Park (2)69/
2110 | SDENHLS9 | TRUE | Denton Avenue to Handley Ses
2111 | SFMCSON9 | TRUE | Fort Mckavett to Shell Baily
2112 | SGRAGRM9 | TRUE | Graham to Graham Switch 69 K
2113 | SNVATRS9 | TRUE | Navarro to Trinidad Ses 69 K
2114 | SFORFOR9 | TRUE | Frdtrn to Inez Sub (4)69/69/
2115 | SKIRQUA9 | TRUE | Kirkland to Acme Bestwall (3
2116 | SHAPABS9 | TRUE | Happy Valley to Steamboat (6
2117 | SFRESAN9 | TRUE | Freer to San Diego 69 KV
2118 | SANSABN9 | TRUE | Whiteakr to Anson Rea (7)69/
2119 | SESPSPU9 | TRUE | Espuela to Afton (5)69/69/69
2120 | SJUHOC9 | TRUE | Briscoe Irrigation to Juliff
2121 | SLONCLI9 | TRUE | Longneck Tnp to Climax Tnp 6
2122 | SSANGOL9 | TRUE | San Saba to San Saba Switch
2123 | SARAROC9 | TRUE | Aransas Pass to Rockport 69
2124 | SHALHAL9 | TRUE | Hallettsville Gvec to Shiner
2125 | SSAESAC9 | TRUE | San Angelo Emerson Street to
2126 | SRULASP9 | TRUE | Rule to Aspermont Aep 69 KV
2127 | SWASLA29 | TRUE | Washington St to Laredo Plan
2128 | SSNDORN9 | TRUE | San Diego Sub to Orange Grov
2129 | SIRAFTL9 | TRUE | Iraan to Sheffield (4)69/69/
2130 | SALMCRS9 | TRUE | Alma to Palmer (5)69/69/69/6
2131 | SACHBSP9 | TRUE | Chevron Ackerly to Big Sprin
2132 | SBKWNVK9 | TRUE | Blackwell Wichita Falls to A
2133 | SKMAHOL9 | TRUE | Kma Sub to Electra (3)69/69/
2134 | SCOLNVA9 | TRUE | Coolidge to West Texas Gulf
2135 | SELTVAN9 | TRUE | El Toro Switching Station to
2136 | SBETWHT9 | TRUE | Forreston Bepc to Itasca Bep
2137 | SBERAND9 | TRUE | Bertram to Andice 69 KV
2138 | SANAOLN9 | TRUE | Graham to Cottonwood Road Sw
2139 | SABVABN9 | TRUE | Abilene Vogel to Abilene Wal
2140 | SCHOHEI9 | TRUE | Choctaw Tnp to Choctaw Tap T
2141 | SAISRB9 | TRUE | Alexander Island to Sr Bertr
2142 | SCASNEW9 | TRUE | Castle to Newman 69 KV
2143 | SJOHWIR9 | TRUE | Johnson City to Wirtz 69 KV
2144 | SKOENOR9 | TRUE | Koenig Lane to Northland 69
2145 | SLAWCOL9 | TRUE | Lawler to Jupiter (3)69/69/6
2146 | SBELFTS9 | TRUE | Belding Tnp to Conoco Comp S
2147 | SCONASP9 | TRUE | Hamlin Texas Company to Aspe
2148 | SS_LTXC9 | TRUE | S_Lcogen to Texas City Main
2149 | SRSFB9 | TRUE | Rosenberg to Fort Bend 69 KV
2150 | SMVKR9 | TRUE | Manvel to Karsten 69 KV
2151 | SSYCOLS9 | TRUE | Sycamore Tnp to Coryell Coun
2152 | SFASPLE9 | TRUE | Coy City to Fashing (6)69/69
2153 | SRICLOY9 | TRUE | Ricardo Sub to Riviera Sub (
2154 | SBCWC9 | TRUE | Big Creek to Needville (5)69
2155 | SELYABN9 | TRUE | Ely to Scott (7)69/69/69/69/
2156 | SSILCED9 | TRUE | Rollans to Silver (12)69/69/
2157 | SCUECUE9 | TRUE | Cuero Hydro to Cuero Lcra 69
2158 | SSTMBAL9 | TRUE | Steamboat to Winters (3)69/6
2159 | SCLCCGR9 | TRUE | Colorado City to China Grove
2160 | SVNDVAN9 | TRUE | Vanderbilt 69 Sub to Placedo
2161 | SEDEYEL9 | TRUE | Eden to Yellow Jacket 69 KV
2162 | SE_HOLE9 | TRUE | East Harrison to Oleander 69
2163 | SHELKEN9 | TRUE | Magnolia to Helena (4)69/69/
2164 | SECTHLT9 | TRUE | Ector Shell to Chevron Golds
2165 | SVALVAL9 | TRUE | Valero to Valero East 69 KV
2166 | SN_EFAL9 | TRUE | North Ella to Premont (3)69/
2167 | SPETWFA9 | TRUE | Wichita Falls Basin to Petro
2168 | SEAGALT9 | TRUE | Parker to Prairie Pump (7)69
2169 | SCOLBAL9 | TRUE | Gouldbusk to Novice (10)69/6
2170 | SDENTER9 | TRUE | Dent to Terrel 69 KV
2171 | SHOLPED9 | TRUE | Holly Power Plant to Pederna
2172 | SDUVHLS9 | TRUE | Duval to Handley Ses 69 KV
2173 | SCOLELC9 | TRUE | Colorado to Nada Sub (2)69/6
2174 | SMOCDPW9 | TRUE | Mochem to Deepwater 69 KV
2175 | SFASSAN9 | TRUE | Fashing Sub to San Miguel 69
2176 | SFREJEW9 | TRUE | Freestone to Brown Magnolia
2177 | SGONGON9 | TRUE | Gonzales Gvec to Gonzales 69
2178 | SLAKGON9 | TRUE | Lakewood Lcra to Smiley (6)6
2179 | SALOWAR9 | TRUE | Aloe Sub to Warburton Road S
2180 | SMAGVIC9 | TRUE | Magruder to Victoria 69 KV
2181 | SCNTSND9 | TRUE | Benbolt Sub to Central Sub (
2182 | SCAPSJO9 | TRUE | Capps Corner to Nocona Bepc
2183 | SBARGAB9 | TRUE | Bartlett to Schwertner (4)69
2184 | SBUSDAN9 | TRUE | Btu_Business_Park to Btu_Dan
2185 | SDNHOC9 | TRUE | Dunlavy to H O Clarke 69 KV
2186 | SCMERYS9 | TRUE | Caddo Mills Explorer to Cadd
2187 | SSOTOLN9 | TRUE | South Bend to Morris Sheppar
2188 | SNRTTNW9 | TRUE | Northern Natural Gas to Whit
2189 | SPHIOLD9 | TRUE | Phillips No 5 Sw Sta Tnp to
2190 | SMIDBLE9 | TRUE | Midfield West Sub to Clemvil
2191 | SRISPUT9 | TRUE | Rising Star Aep to Putnam 69
2192 | SDOWHA29 | TRUE | Downing to Hasse 69 KV
2193 | SDERPEA9 | TRUE | Derby Sub to Dilley Sub (3)6
2194 | SCOACAN9 | TRUE | Coastal States W to Cantwell
2195 | SABOABS9 | TRUE | Abilene Oil Mill to Abilene
2196 | SSRFQNT9 | TRUE | Surfsi to Quintana 69 KV
2197 | SNORHE19 | TRUE | Northside Tnp to Northside T
2198 | SHICWAL9 | TRUE | Hico Tnp to Hico Tap Tnp (3)
2199 | SLEGKER9 | TRUE | Legion to Travis Lcra (2)69/
2200 | SMDGSBY9 | TRUE | Midland Gulf to Martin Capac
2201 | SRBNPLV9 | TRUE | Robintech to Wichita Falls N
2202 | SAMOCGR9 | TRUE | Amoco (Oncor) to Amoco Tap (
2203 | SSUTTAB9 | TRUE | Hearne Southwest to Sutton (
2204 | SFOSFL9 | TRUE | Foster to Rosenberg (2)69/69
2205 | SOTTSEG9 | TRUE | Ottine to Nash Creek (3)69/6
2206 | SCHARAY9 | TRUE | Charco Sub to Kenedy Sub (3)
2207 | STWNTWN9 | TRUE | Twin Pines Sub to Highlands
2208 | SWAGVER9 | TRUE | Waggoner to Grayback (4)69/6
2209 | SROBCAL9 | TRUE | Robstown Sub to Calallen Sub
2210 | SELTELT9 | TRUE | El Toro Sub to Edna Sub (3)6
2211 | SCHICHL9 | TRUE | Childress Aep to Childress 2
2212 | STHOGLI9 | TRUE | Thorstenburg Tap 2 to Colora
2213 | SPRAOAK9 | TRUE | Praxair to Raytheon (4)69/69
2214 | SQUAPAU9 | TRUE | Quanah to Lake Pauline 69 KV
2215 | SPLSROB9 | TRUE | Plasterco to Round Top Aep (
2216 | SROTROB9 | TRUE | Rotan to Roby 69 KV
2217 | SSKISIN9 | TRUE | Skidmore to Chase Field (4)6
2218 | SDTGS9 | TRUE | Downtown to Gable Street 69
2219 | STNPTNP9 | TRUE | Praxair Tnp to Grant Avenue
2220 | SDENSAG9 | TRUE | Denton Avenue to Saginaw Swi
2221 | SCORDRS9 | TRUE | Corpus Christi Sub to Robsto
2222 | SBIGTUR9 | TRUE | Big Wells Sub to Brundage Su
2223 | SN_LN_D9 | TRUE | North Lakes Substation to No
2224 | SMOUSTV9 | TRUE | Mountary to Carlton (4)69/69
2225 | SHEWO9 | TRUE | Heights to White Oak 69 KV
2226 | SRMORMO9 | TRUE | Round Mott Sub to Hillje Sub
2227 | SEXWWEB9 | TRUE | Exxon Pipeline Webster to Ex
2228 | SFTSBAR9 | TRUE | Fort Stockton Switch to Barr
2229 | SCHLDPW9 | TRUE | Chanel to Deepwater 69 KV
2230 | SAISR2B9 | TRUE | Alexander Island to South Ch
2231 | SHOCLUL9 | TRUE | Hochheim to Hochheim (3)69/6
2232 | SOLDSCL9 | TRUE | Old Ocean Tnp to Sweeny Coge
2233 | SSMOMUN9 | TRUE | Seymour (Oncor) to Bomarton
2234 | SWALCDC9 | TRUE | Wall Street to Compton Stree
2235 | SADVORN9 | TRUE | Advance to Whitt (4)69/69/69
2236 | SWSICAL9 | TRUE | West Sinton Sub to Sodville
2237 | SHASPAI9 | TRUE | Haskell Rea to Stamford Pump
2238 | SDIEGN_9 | TRUE | Diesel to Greenville Steam
2239 | SREDSRY9 | TRUE | Red River Tnp to Clarksville
2240 | SGREVI29 | TRUE | Greta to Oconnor (3)69/69/69
2241 | SFREBRU9 | TRUE | Freer Sub to Holland Sub (3)
2242 | SBENMUN9 | TRUE | Benjamin Aep to Exxon Trusco
2243 | SPOTPEA9 | TRUE | Poteet Sub to Pearsall Switc
2244 | SFCRMCS9 | TRUE | Fish Creek Switch to Mountai
2245 | SBLUCLI9 | TRUE | Blue Ridge Tnp to Leonard Tn
2246 | SABDABS9 | TRUE | Abilene Dyess Afb 1 to Abile
2247 | SMAGLOC9 | TRUE | Luling Magnolia to Magnolia
2248 | SKENKEN9 | TRUE | Kenedy Sub to Normanna (4)69
2249 | SORNORA9 | TRUE | Oran Bepc to Oran Sub 69 KV
2250 | SHARSAC9 | TRUE | Veribest to Harriett (4)69/6
2251 | SFRMCLI9 | TRUE | Farmersville Tnp to Climax T
2252 | SALORAY9 | TRUE | Aloe Sub to Sam Rayburn Swit
2253 | SLTVFCR9 | TRUE | Ltv Sub to Fish Creek Switch
2254 | SANANVK9 | TRUE | Anarene to Navy Kickapoo Swi
2255 | SHEHOC9 | TRUE | Heights to H O Clarke 69 KV
2256 | SBERBUR9 | TRUE | Bertram to Burnet 69 KV
2257 | SCORPCA9 | TRUE | Coryell County Tnp to Pancak
2258 | SPHIP669 | TRUE | Phillips No 3 Sw Sta Tnp to
2259 | SKINCTE9 | TRUE | Kingsland 1 to Kingsland 2 (
2260 | SCARASH9 | TRUE | Carrizo Springs to Crystal
2261 | SSACSAC9 | TRUE | San Angelo College Hills to
2262 | SOZNFRI9 | TRUE | Ozona to Friend Ranch 69 KV
2263 | SNALTAB9 | TRUE | Btu_Sam_Rayburn to Btu_Nall_
2264 | SSRATAB9 | TRUE | Btu_Sam_Rayburn to Btu_Tabor
2265 | SCHABSP9 | TRUE | Chalk to Big Spring Gulf (3)
2266 | STMPBEL9 | TRUE | Temple Taylor Valley to Poag
2267 | SPYOWIC9 | TRUE | Collie Field Tnp to Pyote Tn
2268 | SALPBAR9 | TRUE | Alpine Rea to Alpine (2)69/6
2269 | SOZNILL9 | TRUE | Ozona Rea to Ozona (2)69/69
2270 | SHUBPUT9 | TRUE | Albany Foundry to Moran Aep
2271 | SGANGAN9 | TRUE | Ganado Sub to Edna Sub (3)69
2272 | SCRLMAR9 | TRUE | Carroll Springs to Willow Sp
2273 | SSMBSMR9 | TRUE | Seymour Basin to Seymour (On
2274 | SSARFRA9 | TRUE | Sargent Sub to Franklins Cam
2275 | SNORTAB9 | TRUE | Btu_North to Btu_Tabor 69 KV
2276 | SAIRHIW9 | TRUE | Air Liquid Aep to Valero Eas
2277 | SSTAPAI9 | TRUE | Stamford to Haskell Rea (4)6
2278 | SROWBAL9 | TRUE | Rowena to Miles (2)69/69 KV
2279 | SSAMSAC9 | TRUE | San Angelo Mathis Field to S
2280 | SBRTCL9 | TRUE | Brown to Bringhurst (4)69/69
2281 | SBERVIC9 | TRUE | Berclair to Fannin Sub (6)69
2282 | SRSPSAR9 | TRUE | Reagor Springs to Sardis 69
2283 | SBRAHOL9 | TRUE | Brackenridge to Holly Power
2284 | SSANALI9 | TRUE | San Diego to Alice 69 KV
2285 | SLAGAIR9 | TRUE | Laguna to Naval Base (2)69/6
2286 | SABMABS9 | TRUE | Abilene Mcmurry to Abilene O
2287 | SVALKOC9 | TRUE | Valero to Koch Up River 69 K
2288 | SNORHE29 | TRUE | Northside Tnp to Heights Tnp
2289 | SNURRAY9 | TRUE | Nursery Sub to Sam Rayburn S
2290 | SJNEOLS9 | TRUE | Jonesboro Tnp to Olsen Tnp 6
2291 | SONEDIE9 | TRUE | Oneal to Diesel 69 KV
2292 | SBROBRO9 | TRUE | Brownsville to La Palma (2)6
2293 | SWTHHI19 | TRUE | Weatherford East to Weatherf
2294 | SLKTCGR9 | TRUE | Lake Thomas to Scury Santa F
2295 | SMDFHLT9 | TRUE | Midland Farms to San Andres
2296 | SWKAELM9 | TRUE | Waco Katy to Waco General Ti
2297 | SBRNFHL9 | TRUE | Bryan Avenue to Duval (3)69/
2298 | SWNKWIN9 | TRUE | Winkler County 6 Tnp to Cali
2299 | SDUVNMS9 | TRUE | Duval to Denton Avenue (3)69
2300 | SINDMCC9 | TRUE | Southside Poi to Rockett (6)
2301 | SFRELOB9 | TRUE | Freer to Lobo 69 KV
2302 | SP_LNCA9 | TRUE | Port Lavaca to Port Lavaca T
2303 | SGPGBY9 | TRUE | Galena Park to Greens Bayou
2304 | SDUTMAS9 | TRUE | Dutton to Brady North (5)69/
2305 | SSTELO39 | TRUE | Stevens to Calallen Waterwor
2306 | SABSABE9 | TRUE | Abilene Shelton to Abilene E
2307 | SN_LHIC9 | TRUE | North Lakes Substation to Hi
2308 | SWHILKW9 | TRUE | Whitney Tnp to Lake Whitney
2309 | SNAAAP29 | TRUE | Naaman to Apollo 69 KV
2310 | SGATCO29 | TRUE | Gatesville 1 Tnp to Coryell
2311 | SMATMAT9 | TRUE | Mathis Sub to Mathis 69 KV
2312 | SWTHHI29 | TRUE | North Texas to Hilltop 69 KV
2313 | SGRDCHA9 | TRUE | Garden City to Chalk 69 KV
2314 | SPCAJNE9 | TRUE | Jonesboro Tnp to Pancake Tnp
2315 | STHOLUL9 | TRUE | Thompsonville to Waelder (3)
2316 | SCRACRA9 | TRUE | Crane (Oncor) to Crane Aep 6
2317 | SHSKRUL9 | TRUE | Haskell to Rule 69 KV
2318 | SFIEHOL9 | TRUE | Fiesta to Holly Power Plant
2319 | SBEESCH9 | TRUE | Beeville Sub to Goliad Switc
2320 | SQNLRYS9 | TRUE | Quinlan to Quinlan Tap (3)69
2321 | SMIDWIN9 | TRUE | Midway (Oncor) to Sandridge
2322 | SSTAALI9 | TRUE | Stadium Aep to Alice 69 KV
2323 | SBRAHAR9 | TRUE | Brackenridge to Harris 69 KV
2324 | SOLMMAT9 | TRUE | Olmos Sub to Mathis Sub 69 K
2325 | SCLCMGS9 | TRUE | Colorado City to Morgan Cree
2326 | SSNDSAN9 | TRUE | San Diego Sub to San Diego 6
2327 | SCRDOL29 | TRUE | Cottonwood Road Switch to Ol
2328 | SBAIPUT9 | TRUE | Baird to Clyde (2)69/69 KV
2329 | SCAMSAN9 | TRUE | Camp Gary to Reedville Tap (
2330 | SATLWWE9 | TRUE | Lehigh Cement to Mcgregor (O
2331 | SBLAMO29 | TRUE | Johnson City to Blanco Tap (
2332 | SDARLUL9 | TRUE | Darst_Cr to Malone (3)69/69/
2333 | SBUSNOR9 | TRUE | Btu_Business_Park to Btu_Nor
2334 | SRAYMAR9 | TRUE | Raytheon to Marquis 69 KV
2335 | SNVRBA29 | TRUE | Navarro Mills Tu to Emmett (
2336 | SAVAL9 | TRUE | Alvin to Hastings Switchrack
2337 | SBOWDCA9 | TRUE | Bowie (Oncor) to Decatur (On
2338 | SFTSFTS9 | TRUE | Fort Stockton Switch to Fort
2339 | SONESHE9 | TRUE | Oneal to Shelby 69 KV
2340 | SHAMJNE9 | TRUE | Hamilton County Tnp to Jones
2341 | SSHAEAS9 | TRUE | Btu_Shady_Lane to Btu_East 6
2342 | SMARALM9 | TRUE | Marfa to Riata (4)69/69/69/6
2343 | SCHLVER9 | TRUE | Chillicothe to Chillicothe V
2344 | SKINN_D9 | TRUE | Kings Row Substation to Nort
2345 | SNIXNIX9 | TRUE | Nixoso to Nixon1 69 KV
2346 | SBONTAF9 | TRUE | Bonnieview Sub to Refugio Su
2347 | SIVABRK9 | TRUE | Ivan Sub to South Bend (Onco
2348 | SANPAND9 | TRUE | Andrews Phillips to Exxon Fu
2349 | SDIESTE9 | TRUE | Diesel to Steam 69 KV
2350 | SBAYTER9 | TRUE | Bayview Valero Tnp to Termin
2351 | SLOCSPN9 | TRUE | Locust Substation to Spencer
2352 | STERSHE9 | TRUE | Terrel to Shelby 69 KV
2353 | SNALEAS9 | TRUE | Btu_Nall_Lane to Btu_East 69
2354 | SBRTTAY9 | TRUE | Bartlett (Oncor) to Granger
2355 | SBGGV9 | TRUE | Blodgett to Gable Street (2)
2356 | SWXOWXH9 | TRUE | Waxahachie Ocf to Waxahachie
2357 | SCOTDIL9 | TRUE | Cotulla Sub to Dilley Switch
2358 | SCENKOE9 | TRUE | Central Austin to Koenig Lan
2359 | SBRINAL9 | TRUE | Btu_Briarcrest to Btu_Nall_L
2360 | SSEAPO19 | TRUE | North Padre to Naval Base (3
2361 | SHEXYEL9 | TRUE | Hext Lcra to Mason Switching
2362 | SOLSLKW9 | TRUE | Olsen Tnp to Lake Whitney Tn
2363 | SODBODN9 | TRUE | Odessa Basin Switch to Odess
2364 | SABOAB29 | TRUE | Abilene Over Street to Abile
2365 | SINDSHE9 | TRUE | Industrial Park Gr to Shelby
2366 | SRTVL9 | TRUE | Retrieve to West Columbia (2
2367 | SSTAGLI9 | TRUE | Stafford to Columbus (3)69/6
2368 | SETS2C9 | TRUE | Ethyl to South Channel 69 KV
2369 | SHEDN9 | TRUE | Heights to Dunlavy 69 KV
2370 | SLIBPAU9 | TRUE | Liberty Rea to Crowell (2)69
2371 | STERAMO9 | TRUE | Terminal Tnp to Amoco Tnp 69
2372 | SEDDWWE9 | TRUE | Eddy Substation to Troy Sub
2373 | SBURBUC9 | TRUE | Burnet to Buchanan 69 KV
2374 | SNWAPBS9 | TRUE | Northward to Wickett (3)69/6
2375 | SMCGMCG9 | TRUE | Mcgregor Hercules to Mcgrego
2376 | SBEEOLM9 | TRUE | Beeville Sub to Bee Prison S
2377 | SHIGRAY9 | TRUE | Highlands Sub to Sam Rayburn
2378 | SPHMMAS9 | TRUE | Mason Phillips to Mason Swit
2379 | SESTLEN9 | TRUE | Eastland to Eastland Tap (4)
2380 | SPRHG9 | TRUE | Texas Petrochemical to Moche
2381 | SLOTGRS9 | TRUE | Lott 69kv to Marlin South (5
2382 | SSRBDPW9 | TRUE | Sr Bertron to Deepwater 69 K
2383 | SBUCCOR9 | TRUE | Buchanan to Coronado 69 KV
2384 | SCHLHG9 | TRUE | Chanel to Harrisburg 69 KV
2385 | SINDGBY9 | TRUE | Industrial to Galena Park (2
2386 | SS_CCLE9 | TRUE | South Clemville Sub to North
2387 | SANSRAD9 | TRUE | Anson to Radium 69 KV
2388 | STYLTYL9 | TRUE | Tyler to Tyler Northwest 69
2389 | SLTVFC29 | TRUE | Ltv Sub to Fish Creek Switch
2390 | SRAYHAR9 | TRUE | Raymondville 1 to Raymondvil
2391 | SHOWMGS9 | TRUE | Howard to Iatan Magnolia (7)
2392 | SPECIH29 | TRUE | Pecos Tnp to Ih 20 Tnp 69 KV
2393 | SPECSBY9 | TRUE | Peck Sub to Tex Harvey (4)69
2394 | SN_VVIC9 | TRUE | North Victoria to Magruder (
2395 | SWXOSTE9 | TRUE | Waxahachie Ocf to Sterrett 6
2396 | SDANTAB9 | TRUE | Btu_Dansby to Btu_Tabor 69 K
2397 | SUNGV9 | TRUE | University to Garden Villas
2398 | SINDATK9 | TRUE | Btu_Industrial_Park to Btu_A
2399 | SINDSTE9 | TRUE | Industrial Park Gr to Steam
2400 | SSEAARA9 | TRUE | Seawall Aep to Aransas Pass
2401 | SROCRO29 | TRUE | Rocksprings Atl to Kimble Co
2402 | SSWEOLD9 | TRUE | Sweeny Tnp to Old Ocean Tnp
2403 | SHOLLKW9 | TRUE | Holliday to Lake Wichita Swi
2404 | SLTVSTE9 | TRUE | Ltv to Mamie (2)69/69 KV
2405 | SPAIALM9 | TRUE | Paisano to Alamito Creek (2)
2406 | SHARHAR9 | TRUE | Harlingen #1 to Harlingen Sw
2407 | SS_LTX29 | TRUE | S_Lcogen to Texas City Main
2408 | SCASNAA9 | TRUE | Castle to Naaman 69 KV
2409 | SMCDFHL9 | TRUE | Mcdonough (Oncor) to Bryan A
2410 | SDENSA29 | TRUE | Denton Avenue to Saginaw Swi
2411 | SMNSSJO9 | TRUE | Muenster (Oncor) to St Jo Tu
2412 | SABOABP9 | TRUE | Abilene Over Street to Abile
2413 | SWINWIN9 | TRUE | Wink Tnp to Wink Sub 69 KV
2414 | SLOCHIC9 | TRUE | Locust Substation to Hickory
2415 | SWALWNT9 | TRUE | Walnut Springs Tnp to Walnut
2416 | SINKBUC9 | TRUE | Inks Dam to Buchanan 69 KV
2417 | SLA_UVA9 | TRUE | La Pryor to Turtle Creek Swi
2418 | SSEAPGE9 | TRUE | Poage to Seaton 69 KV
2419 | SCRYTUR9 | TRUE | Crystal City to Turtle Creek
2420 | SSPNDEN9 | TRUE | Spencer Switch to Denton Ste
2421 | SABPAB29 | TRUE | Abilene Plant to Abilene Eas
2422 | SSCHRAY9 | TRUE | Schroeder Sub to Sam Rayburn
2423 | SSARBAY9 | TRUE | Sargent Sub to Bay City Sub
2424 | SMUNMUN9 | TRUE | Munday Aep to Munday East 69
2425 | SINDNOR9 | TRUE | Btu_Industrial_Park to Btu_N
2426 | SOXCSNY9 | TRUE | Oxy Cogdell to Cogdell (5)69
2427 | SCALLON9 | TRUE | Calallen Sub to Lon Hill 69
2428 | SJUSKOE9 | TRUE | Justin Lane to Koenig Lane 6
2429 | SLONPLC9 | TRUE | Lone Tree Sub to Placedo Sub
2430 | SJUPAPO9 | TRUE | Jupiter to Apollo 69 KV
2431 | SHOLKI29 | TRUE | Holly Power Plant to Kingsbe
2432 | SGREARA9 | TRUE | Gregory to Aransas Pass 69 K
2433 | SDILDIL9 | TRUE | Dilley2 to Dilley Switch Aep
2434 | SINDHIW9 | TRUE | Industrial Aep to Hiway 9 69
2435 | SMRSLCS9 | TRUE | Marlin Ses to Lake Creek Ses
2436 | SBAGLMR9 | TRUE | Bagwell to Clarksville (2)69
2437 | SHOLPE29 | TRUE | Holly Power Plant to Pederna
2438 | SGRAAMO9 | TRUE | Grant Avenue Tnp to Amoco Tn
2439 | SOAKMCC9 | TRUE | Oakland to Mccree 69 KV
2440 | SLAVOLM9 | TRUE | Lavernia to Wilson Goab (2)6
2441 | SJUNYEL9 | TRUE | Junction to Menard Phillips
2442 | SPORNCA9 | TRUE | Port Oconnor Sub to Seadrift
2443 | SHICRDW9 | TRUE | Hickory Substation to Rd Wel
2444 | SSEAPO29 | TRUE | Seawall Aep to Port Aransas
2445 | SAVEHIW9 | TRUE | Avery Point to Hiway 9 (2)69
2446 | SCAMROC9 | TRUE | Campwood to Rocksprings 69 K
2447 | SCAMUVA9 | TRUE | Montell to Campwood (2)69/69
2448 | SHEALO29 | TRUE | Hearn Road to Koch Up River
2449 | SMILNI29 | TRUE | Milton to Nixoso 69 KV
2450 | SLKBBRN9 | TRUE | Lake Brownwood to Bangs (3)6
2451 | SFRNJKS9 | TRUE | Frankston to Jacksonville 69
2452 | SACRLME9 | TRUE | Ackerly Vealmoor Switch to A
2453 | SLORCLC9 | TRUE | Loraine to Roscoe (3)69/69/6
2454 | SECTPAY9 | TRUE | Ector to Bells (3)69/69/69 K
2455 | SCRMNVA9 | TRUE | Corsicana Magnolia Tap to Co
2456 | SATHTRS9 | TRUE | Athens to Trinidad Ses 69 KV
2457 | SLOMLAM9 | TRUE | Lometa to San Saba (2)69/69
2458 | SPLAVIC9 | TRUE | Placedo to Port Lavaca (2)69
2459 | SWICPBS9 | TRUE | Wickett Tnp to Permian Basin
2460 | SPHISC29 | TRUE | Phillips No 5 Sw Sta Tnp to
2461 | SWAEFL29 | TRUE | Waelder to Flatonia 69 KV
2462 | SGFUN9 | TRUE | Genral to University 69 KV
2463 | SBUKALB9 | TRUE | Bush Knob Aep to Throckmorto
2464 | SKERTRS9 | TRUE | Kerens to Powell (3)69/69/69
2465 | SENAWKN9 | TRUE | Ena Snyder Wind to Wkn_Bkr 6
2466 | SLA_BRO9 | TRUE | La Palma to Brownsville Swit
2467 | SKIMRO29 | TRUE | Kimble Coop to Rocksprings 6
2468 | SFLNES29 | TRUE | Flntkote to Us Gypsum (5)69/
2469 | SELKPLS9 | TRUE | Elkhart Gulf to Slocum Tap (
2470 | SINDELC9 | TRUE | Industrial Park Sub to El Ca
2471 | SCHOTER9 | TRUE | Choctaw Tnp to Marathon Tnp
2472 | SJUSMCN9 | TRUE | Justin Lane to Mcneil Aen 69
2473 | SBEETHR9 | TRUE | Beeville to Three Rivers 69
2474 | STYLTYW9 | TRUE | Tyler to Tyler West 69 KV
2475 | SGRERIN9 | TRUE | Gregory to Rincon 69 KV
2476 | SBERBEL9 | TRUE | Bernardo to Glidden Lcra (2)
2477 | SLEACAM9 | TRUE | Leakey to Campwood 69 KV
2478 | SNVKNVK9 | TRUE | Navy Kickapoo to Navy Kickap
2479 | SFERWXO9 | TRUE | Ferris to Waxahachie Ocf 69
2480 | SREELOC9 | TRUE | Reedville Tap to Lockhart 69
2481 | SWNDWHT9 | TRUE | Whittney Dam to Whitney 69 K
2482 | SMLFHLS9 | TRUE | Milford Exxon to Italy (4)69
2483 | SBRIATK9 | TRUE | Btu_Briarcrest to Btu_Atkins
2484 | SLIVGIL9 | TRUE | Live Oak Lcra to Gillespie L
2485 | SPCAPAN9 | TRUE | Pancake Tnp to Pancake 69 KV
2486 | SCTEBUC9 | TRUE | Ctec Buchanan to Buchanan 69
2487 | SPORPRT9 | TRUE | Port Oconnor Sub to Port Lav
2488 | SGVHOC9 | TRUE | Garden Villas to H O Clarke
2489 | SMEDBAN9 | TRUE | Medina City to Bandera Lcra
2490 | SPLSFAS9 | TRUE | Pleasanton Sub to Fashing Su
2491 | SPOTOAK9 | TRUE | Poteet Sub to Oaks Sub 69 KV
2492 | SHLJSTP5 | TRUE | Hillje to South Texas Projec
2493 | SHLJWA25 | TRUE | Hillje to Wa Parish 345 KV
2494 | SHLJWAP5 | TRUE | Hillje to Wa Parish 345 KV
2495 | STWIDI25 | TRUE | Twin Buttes to Divide Switch
2496 | SMDOOAS5 | TRUE | Meadow Sub to Oasis 345 KV
2497 | SMDOPHR5 | TRUE | Meadow Sub to Ph Robinson 34
2498 | SJCKHN25 | TRUE | Jack County 345 to Henderson
2499 | SJCKHN15 | TRUE | Jack County 345 to Henderson
2500 | SPC_LNG5 | TRUE | Pc2_Swyd to Panther Creek No
2501 | SCHATKW5 | TRUE | Kio_Swyd to Tonkawa Switch (
2502 | SKRWCR25 | TRUE | Lewisville Switch to Carroll
2503 | SSWCLNC5 | TRUE | Long Creek to Sweetwater Eas
2504 | SSWCCCR5 | TRUE | Champion Creek Switch to Swe
2505 | SSWETK15 | TRUE | Sweetwater East Switch to To
2506 | SSWETK25 | TRUE | Sweetwater East Switch to To
2507 | STKWSCO5 | TRUE | Scurry County South Switch t
2508 | SSCOTKW5 | TRUE | Scurry County South Switch t
2509 | STNPBC15 | TRUE | Tnp One Plant to Bell County
2510 | STNPBC25 | TRUE | Tnp One Plant to Bell County
2511 | SBLUCBF5 | TRUE | Bluff Creek to Central Bluff
2512 | SCBFSW15 | TRUE | Central Bluff Switch to Swee
2513 | SCBFSW25 | TRUE | Central Bluff Switch to Swee
2514 | SSGVTRC5 | TRUE | Seagoville Switch to Tri Cor
2515 | SMDLODE5 | TRUE | Midland East to Moss Switch
2516 | SSTPDO25 | TRUE | South Texas Project to Dow C
2517 | SCNRFOR5 | TRUE | Centerville Road Switch to F
2518 | SEVRVEN5 | TRUE | Everman Switch to Venus Swit
2519 | SGRSJCK5 | TRUE | Graham Ses to Jacksboro Swit
2520 | SWHCWO25 | TRUE | Wolf Hollow Gen to Wolf Holl
2521 | SSARBLU5 | TRUE | San Angelo Red Creek to Bluf
2522 | SKDLRNS5 | TRUE | Kuykendahl to King (2)345/34
2523 | SRENALN5 | TRUE | Renner Switch to Allen Switc
2524 | SBIJN5 | TRUE | Bellaire to Jeanetta 345 KV
2525 | SGARGA25 | TRUE | Garfield Aen to Garfield Lcr
2526 | SLEGTOK5 | TRUE | Limestone Plant to Twin Oak
2527 | SLEGJE25 | TRUE | Limestone Plant to Jewett 34
2528 | SOBWA2P5 | TRUE | Obrien to Wa Parish 345 KV
2529 | SABMLNC5 | TRUE | Abilene Mulberry Creek to Lo
2530 | SFRNFO25 | TRUE | Forney to Forney Switch 345
2531 | SGUAMA25 | TRUE | Guadalupe Gen to Marion 345
2532 | SKGGB2Y5 | TRUE | King to Greens Bayou 345 KV
2533 | SZORMAR5 | TRUE | Marion to Zorn 345 KV
2534 | SLIGVEN5 | TRUE | Liggett Switch to Venus Swit
2535 | SBRACAG5 | TRUE | Braunig to Cagnon 345 KV
2536 | STKWMGS5 | TRUE | Morgan Creek Ses to Tonkawa
2537 | SGARLYT5 | TRUE | Garfield Lcra to Lytton Spri
2538 | SFAYFPP5 | TRUE | Fayetteville to Fayette Plan
2539 | SELBLNG5 | TRUE | Elbow Creek to Longshore Swi
2540 | STNPTO25 | TRUE | Tnp One Plant to Twin Oak Sw
2541 | STMPTMP5 | TRUE | Temple Pecan Creek to Temple
2542 | SJNWAP5 | TRUE | Jeanetta to Wa Parish 345 KV
2543 | SCFRGRS5 | TRUE | Cook Field Road Switch to Gr
2544 | SZORAUS5 | TRUE | Austrop to Zorn 345 KV
2545 | SGASMGS5 | TRUE | Gasconades Creek to Morgan C
2546 | SAJORIO5 | TRUE | Ajo to Rio Hondo 345 KV
2547 | SLNCLNC5 | TRUE | Post Oak Wind to Long Creek
2548 | SRENCRL5 | TRUE | Renner Switch to Carrollton
2549 | STHSVE35 | TRUE | Tradinghouse Ses to Venus Sw
2550 | SPENZOR5 | TRUE | Penascal Ii Wind Project to
2551 | SSNGJE25 | TRUE | Singleton to Jewett 345 KV
2552 | SBBSRC25 | TRUE | Richland Chambers to Big Bro
2553 | SCFRLNC5 | TRUE | Cook Field Road Switch to Lo
2554 | SABMBLU5 | TRUE | Abilene Mulberry Creek to Bl
2555 | SSGVFOR5 | TRUE | Seagoville Switch to Forney
2556 | SGUAMAR5 | TRUE | Guadalupe Gen to Marion 345
2557 | SWOFCPS5 | TRUE | Wolf Hollow 345 Switch to Co
2558 | SLOSLO25 | TRUE | Lost Pines Lcra to Lost Pine
2559 | SW_DJCK5 | TRUE | West Denton to Jacksboro Swi
2560 | SGBYDP25 | TRUE | Greens Bayou to Deepwater 34
2561 | SFPPLOS5 | TRUE | Fayette Plant 1 to Lost Pine
2562 | SSKYCAL5 | TRUE | Skyline to Calaveras 345 KV
2563 | SHILEL25 | TRUE | Hill Country to Elmcreek 345
2564 | SBNBPK25 | TRUE | Benbrook Switch to Parker Sw
2565 | SLOBSAN5 | TRUE | Lobo to San Miguel 345_138 K
2566 | SHUTSA25 | TRUE | Salado Switch to Hutto Switc
2567 | SHUTSAL5 | TRUE | Salado Switch to Hutto Switc
2568 | SKLNSA25 | TRUE | Killeen Switch to Salado Swi
2569 | SKLNSAL5 | TRUE | Killeen Switch to Salado Swi
2570 | SWCSPK25 | TRUE | Willow Creek Switch to Parke
2571 | SFSHBOM5 | TRUE | Oklaunion to Riley 345 KV
2572 | SBCETM15 | TRUE | Bell County East Switch to T
2573 | SBCETM25 | TRUE | Bell County East Switch to T
2574 | SBCESN15 | TRUE | Bell County East Switch to S
2575 | SBCESN25 | TRUE | Bell County East Switch to S
2576 | SOKLRIL5 | TRUE | Oklaunion to Riley 345 KV
2577 | SBOMRI15 | TRUE | Riley to Bowman Switch 345 K
2578 | SBOMRI25 | TRUE | Riley to Bowman Switch 345 K
2579 | SSSPRYS5 | TRUE | Sulphur Springs Switch to Ro
2580 | SALNRYS5 | TRUE | Allen Switch to Royse Switch
2581 | SSWCSWE5 | TRUE | Sweetwater Cogen to Sweetwat
2582 | SMARSKY5 | TRUE | Marion to Skyline 345 KV
2583 | SBIWAP5 | TRUE | Bellaire to Wa Parish 345 KV
2584 | SFLCMGS5 | TRUE | Falcon Seaboard to Morgan Cr
2585 | SDDPCT55 | TRUE | Deer Park Energy to Center 3
2586 | SPAWCAL5 | TRUE | Pawnee Switching Station to
2587 | SAJOZOR5 | TRUE | Ajo to Zorillo 345 KV
2588 | SBTECH25 | TRUE | Baytown Energy Ctr to Chambe
2589 | SPRSVLS5 | TRUE | Paris Switch to Valley Ses 3
2590 | SCAGCAL5 | TRUE | Cagnon to Calaveras 345 KV
2591 | SLEGWT35 | TRUE | Limestone Plant to Watermill
2592 | SBISMI5 | TRUE | Bellaire to Smithers 345 KV
2593 | SSARWTR5 | TRUE | Sargent Road to Watermill Sw
2594 | SCDHWTR5 | TRUE | Cedar Hill Switch to Watermi
2595 | SSALFPP5 | TRUE | Salem Lcra to Fayette Plant
2596 | SADKTHW5 | TRUE | Addicks to Th Wharton 345 KV
2597 | SOG2TOK5 | TRUE | Oak Grove Ses to Twin Oak Sw
2598 | SKMCKWA5 | TRUE | Kiamichi Energy Facility to
2599 | SLCSTHS5 | TRUE | Tradinghouse Ses to Lake Cre
2600 | SVLSANA5 | TRUE | Valley Ses to Anna Switch 34
2601 | SFRERC25 | TRUE | Freestone Energy Center to R
2602 | STKWGRS5 | TRUE | Graham Ses to Tonkawa Switch
2603 | SHILSKY5 | TRUE | Hill Country to Skyline 345
2604 | SFORRY25 | TRUE | Forney Switch to Royse Switc
2605 | SGOAGAS5 | TRUE | Goat Wind to Gasconades Cree
2606 | SDESWTR5 | TRUE | Desoto Switch to Watermill S
2607 | SSWEBT25 | TRUE | Sweetwater Wind 1 to Sweetwa
2608 | SFTRRNS5 | TRUE | Frontier to Roans Prairie 34
2609 | SSKYCA25 | TRUE | Skyline to Calaveras 345 KV
2610 | SJONVEN5 | TRUE | Johnson Switch (Oncor) to Ve
2611 | SDDPCT45 | TRUE | Deer Park Energy to Center 3
2612 | SCAPDIV5 | TRUE | Capricorn Ridge 4 to Divide
2613 | SDCSBNB5 | TRUE | Decordova Ses to Benbrook Sw
2614 | SPAWSAN5 | TRUE | Pawnee Switching Station to
2615 | SSHBRYS5 | TRUE | Shamburger Switch to Royse S
2616 | SBVESM35 | TRUE | Brazos Valley Energy to Smit
2617 | SOASDO25 | TRUE | Oasis to Dow Chemical 345 KV
2618 | SJK_GIB5 | TRUE | Btu_Jack_Creek to Gibbons Cr
2619 | SCPSPKR5 | TRUE | Comanche Peak Ses to Parker
2620 | SN_SLON5 | TRUE | Nelson Sharpe to Lon Hill 34
2621 | SCBYCBY5 | TRUE | Cedar Bayou 4 to Cedar Bayou
2622 | SRTWKDL5 | TRUE | Rothwood to Tomball (2)345/3
2623 | SKMCKW25 | TRUE | Kiamichi Energy Facility to
2624 | SFMRRY25 | TRUE | Farmersville Switch to Royse
2625 | SHOLLYT5 | TRUE | Holman Aen to Lytton Springs
2626 | STGCENT5 | TRUE | Tenaska Gateway to Mt Enterp
2627 | SELMSTP5 | TRUE | Elmcreek to South Texas Proj
2628 | SSNGJEW5 | TRUE | Singleton to Jewett 345 KV
2629 | SFRNFOR5 | TRUE | Forney to Forney Switch 345
2630 | SGARAUS5 | TRUE | Garfield Lcra to Austrop 345
2631 | SSNDAU15 | TRUE | Sandow Switch to Austrop 345
2632 | SDDPCT35 | TRUE | Deer Park Energy to Center 3
2633 | SMNSFMR5 | TRUE | Monticello Ses to Farmersvil
2634 | SBVESMI5 | TRUE | Brazos Valley Energy to Smit
2635 | STOKJEW5 | TRUE | Jewett to Twin Oak Switch 34
2636 | SRTWKG5 | TRUE | Rothwood to King 345 KV
2637 | SWCSHN25 | TRUE | Henderson Ranch Switch to Wi
2638 | SJCKHN35 | TRUE | Jacksboro Switching to Hende
2639 | SSALTMP5 | TRUE | Salado Switch to Temple Swit
2640 | SINDTKW5 | TRUE | Kio_Swyd to Tonkawa Switch (
2641 | STKWTKW5 | TRUE | Roscoe Wind Farm to Kio_Swyd
2642 | SHUTZOR5 | TRUE | Hutto Switch to Zorn 345 KV
2643 | SGILHUT5 | TRUE | Gilleland to Hutto Switch 34
2644 | SPC_PC25 | TRUE | Panther Creek 2 to Pc2_Swyd
2645 | SZENOB5 | TRUE | Zenith to Obrien 345 KV
2646 | SZENSN15 | TRUE | Zenith to Singleton 345 KV
2647 | SABMBTR5 | TRUE | Bitter Creek to Sweetwater E
2648 | SLIGNOR5 | TRUE | Liggett Switch to Norwood Sw
2649 | SJK_TOK5 | TRUE | Btu_Jack_Creek to Twin Oak S
2650 | SMNSALN5 | TRUE | Monticello Ses to Allen Swit
2651 | SWOADK5 | TRUE | White Oak to Addicks 345 KV
2652 | SALLRNK5 | TRUE | Alliance to Roanoke Switch 3
2653 | SVLYFMR5 | TRUE | Valley South to Farmersville
2654 | SHWFCFR5 | TRUE | Hackberry Wind Farm to Cook
2655 | SRKCWOF5 | TRUE | Rocky Creek to Wolf Hollow 3
2656 | SLCSTM25 | TRUE | Lake Creek Ses to Temple Swi
2657 | SHOLHLJ5 | TRUE | Holman Aen to Hillje 345 KV
2658 | SVLYVLS5 | TRUE | Valley South to Valley Ses 3
2659 | SWCPWT35 | TRUE | Wise Cty Plant to Wise Tract
2660 | SHAYKEN5 | TRUE | Hays Energy to Kendall 345 K
2661 | SALLEMS5 | TRUE | Alliance to Eagle Mountain S
2662 | SBVESM25 | TRUE | Brazos Valley Energy to Smit
2663 | SWCSPKR5 | TRUE | Willow Creek Switch to Parke
2664 | SNEDLON5 | TRUE | North Edinburg to Lon Hill 3
2665 | SCVCSD25 | TRUE | Channelview Cogen to Sheldon
2666 | SQALLNG5 | TRUE | Quail Switch to Morgan Creek
2667 | SCVCSD35 | TRUE | Channelview Cogen to Sheldon
2668 | SGRVBOM5 | TRUE | Garvey Road Switch to Bowman
2669 | SBBSRCH5 | TRUE | Richland Chambers to Big Bro
2670 | SSANEL25 | TRUE | San Miguel 345_138 Kv Switch
2671 | SHAYZOR5 | TRUE | Hays Energy to Zorn 345 KV
2672 | SBOSELM5 | TRUE | Bosque Switch to Elm Mott 34
2673 | SBOMJC25 | TRUE | Bowman Switch to Jacksboro S
2674 | SODELNG5 | TRUE | Odessa Ehv Switch to Longsho
2675 | SEVRVE25 | TRUE | Everman Switch to Venus Swit
2676 | SGIBSN25 | TRUE | Gibbons Creek to Singleton 3
2677 | SELMMA25 | TRUE | Elmcreek to Marion 345 KV
2678 | SBNDRYS5 | TRUE | Ben Davis to Royse Switch 34
2679 | SMGSLNG5 | TRUE | Morgan Creek Ses to Longshor
2680 | SCOLLON5 | TRUE | Coleto Creek to Lon Hill 345
2681 | SSSPMNS5 | TRUE | Sulphur Springs Switch to Mo
2682 | SWLVWTR5 | TRUE | West Levee Switch to Watermi
2683 | SOKLABM5 | TRUE | Oklaunion to Abilene Mulberr
2684 | SADKOB5 | TRUE | Addicks to Obrien 345 KV
2685 | SDESCDH5 | TRUE | Desoto Switch to Cedar Hill
2686 | SKENCAG5 | TRUE | Kendall to Cagnon 345 KV
2687 | SSHBMLS5 | TRUE | Shamburger Switch to Martin
2688 | SMCCBND5 | TRUE | Mccree to Ben Davis 345 KV
2689 | SGASDIV5 | TRUE | Gasconades Creek to Divide S
2690 | SELMMAR5 | TRUE | Elmcreek to Marion 345 KV
2691 | STBSNG5 | TRUE | Tomball to Singleton 345 KV
2692 | SLFKSCS5 | TRUE | Lufkin Switch to Stryker Cre
2693 | SSARTWI5 | TRUE | San Angelo Red Creek to Twin
2694 | SMCCCNR5 | TRUE | Mccree to Centerville Road S
2695 | SJCKWCS5 | TRUE | Jacksboro Switching to Willo
2696 | SDDPCT25 | TRUE | Deer Park Energy to Center 3
2697 | SW_DRNK5 | TRUE | West Denton to Roanoke Switc
2698 | SBASGAR5 | TRUE | Bastrop Energy Center to Gar
2699 | SN_SAJO5 | TRUE | Nelson Sharpe to Ajo 345 KV
2700 | SLEGTO25 | TRUE | Limestone Plant to Twin Oak
2701 | STYGMLS5 | TRUE | Tyler Grande to Martin Lake
2702 | SLCSTH25 | TRUE | Tradinghouse Ses to Lake Cre
2703 | SVLYPRS5 | TRUE | Valley South to Paris Switch
2704 | SMGSBTR5 | TRUE | Morgan Creek Ses to Bitter C
2705 | SCDHNOR5 | TRUE | Cedar Hill Switch to Norwood
2706 | SCLEZOR5 | TRUE | Clear Springs to Zorn 345 KV
2707 | STRSWTR5 | TRUE | Trinidad Ses to Watermill Sw
2708 | SSWEABM5 | TRUE | Abilene Mulberry Creek to Sw
2709 | SHHGOME5 | TRUE | Horse Hollow Generation Tie
2710 | SOMEKEN5 | TRUE | Omega to Kendall 345 KV
2711 | SLONCCR5 | TRUE | Loraine Windpark Project Llc
2712 | SCPSEVR5 | TRUE | Comanche Peak Ses to Everman
2713 | SGRVGRS5 | TRUE | Garvey Road Switch to Graham
2714 | STRIGRV5 | TRUE | Trinity Hills Wind Farm Llc
2715 | SRCHTRS5 | TRUE | Richland Chambers to Trinida
2716 | SCAGHIL5 | TRUE | Cagnon to Hill Country 345 K
2717 | SWHISTP5 | TRUE | Whitepoint to South Texas Pr
2718 | SMDAVE25 | TRUE | Midlothian Anp (Amer Nat Pwr
2719 | SENTTRS5 | TRUE | Mt Enterprise to Trinidad Se
2720 | SFPPLYT5 | TRUE | Fayette Plant 2 to Lytton Sp
2721 | SFPPLO25 | TRUE | Fayette Plant 1 to Lost Pine
2722 | SSHRCNT5 | TRUE | Sherry Switch to Century 345
2723 | SELMST25 | TRUE | Elmcreek to South Texas Proj
2724 | SGBYSD25 | TRUE | Greens Bayou to Sheldon 345
2725 | SRRDLCS5 | TRUE | Rattlesnake Rd Switch to Lak
2726 | SENTMLS5 | TRUE | Mt Enterprise to Martin Lake
2727 | SANACN35 | TRUE | Anna Switch to Collin Switch
2728 | SGARGAR5 | TRUE | Garfield Aen to Garfield Lcr
2729 | SWOJN5 | TRUE | White Oak to Jeanetta 345 KV
2730 | SCRTEVR5 | TRUE | Courtland to Everman Switch
2731 | SCLEMAR5 | TRUE | Clear Springs to Marion 345
2732 | SHOLFPP5 | TRUE | Holman Aen to Fayette Plant
2733 | SRIONED5 | TRUE | Rio Hondo to North Edinburg
2734 | SMLSSCS5 | TRUE | Stryker Creek Ses to Martin
2735 | SWAPSMI5 | TRUE | Wa Parish to Smithers 345 KV
2736 | SEMSPKR5 | TRUE | Eagle Mountain Ses to Parker
2737 | SCHBCBY5 | TRUE | Chambers to Cedar Bayou Plan
2738 | SWCPWT25 | TRUE | Wise Cty Plant to Wise Tract
2739 | SOASWA25 | TRUE | Oasis to Wa Parish 345 KV
2740 | SCRTCDH5 | TRUE | Courtland to Cedar Hill Swit
2741 | SLOSLOS5 | TRUE | Lost Pines Lcra to Lost Pine
2742 | SJONCPS5 | TRUE | Johnson Switch (Oncor) to Co
2743 | SELKFOR5 | TRUE | Elkton to Forney Switch 345
2744 | STRCTRS5 | TRUE | Tri Corner to Trinidad Ses 3
2745 | SPAWLON5 | TRUE | Pawnee Switching Station to
2746 | SMNSPRS5 | TRUE | Monticello Ses to Paris Swit
2747 | SJNWA2P5 | TRUE | Jeanetta to Wa Parish 345 KV
2748 | SFPPFPP5 | TRUE | Fayette Plant 2 to Fayette P
2749 | SCHEDPW5 | TRUE | Channel Energy Ctr to Deepwa
2750 | SFMRRYS5 | TRUE | Farmersville Switch to Royse
2751 | SRCHTR25 | TRUE | Richland Chambers to Trinida
2752 | SGIBTOK5 | TRUE | Gibbons Creek to Twin Oak Sw
2753 | SLEGJEW5 | TRUE | Limestone Plant to Jewett 34
2754 | SDCSCPS5 | TRUE | Decordova Ses to Comanche Pe
2755 | SELMTHS5 | TRUE | Elm Mott to Tradinghouse Ses
2756 | STRCWTR5 | TRUE | Tri Corner to Watermill Swit
2757 | SRIOCLE5 | TRUE | Rio Nogales Power Project to
2758 | SELMSKY5 | TRUE | Elmcreek to Skyline 345 KV
2759 | SCRLCN35 | TRUE | Carrollton Northwest to Coll
2760 | SPHRCTR5 | TRUE | Ph Robinson to Center 345 KV
2761 | SGRSPKR5 | TRUE | Graham Ses to Parker Switch
2762 | SLPCPRS5 | TRUE | Lamar Power Partners to Pari
2763 | SCVCSDN5 | TRUE | Channelview Cogen to Sheldon
2764 | SCBYCTR5 | TRUE | Cedar Bayou Plant to Center
2765 | SSTPDOW5 | TRUE | South Texas Project to Dow C
2766 | SHILMAR5 | TRUE | Hill Country to Marion 345 K
2767 | SNBTHW5 | TRUE | Northbelt to Th Wharton 345
2768 | SBRACAL5 | TRUE | Braunig to Calaveras 345 KV
2769 | SINDKIO5 | TRUE | Inadale to Kio_Swyd 345 KV
2770 | SWLSMNS5 | TRUE | Welsh to Monticello Ses 345
2771 | SBBSVE35 | TRUE | Big Brown Ses to Venus Switc
2772 | SLIGVE25 | TRUE | Liggett Switch to Venus Swit
2773 | STMPTHS5 | TRUE | Temple Pecan Creek to Tradin
2774 | SOASDOW5 | TRUE | Oasis to Dow Chemical 345 KV
2775 | SSHRCN25 | TRUE | Sherry Switch to Century 345
2776 | SNCDENT5 | TRUE | Nacogdoches Se to Mt Enterpr
2777 | SSCERRD5 | TRUE | Sandy Creek Energy Station t
2778 | SGILCLE5 | TRUE | Gilleland to Clear Springs 3
2779 | SCHAKIO5 | TRUE | Champion Wind Farm to Kio_Sw
2780 | SPKREVR5 | TRUE | Comanche Peak Ses to Parker
2781 | SSYCBNB5 | TRUE | Sycamore Creek to Benbrook S
2782 | SRNKPKR5 | TRUE | Roanoke Switch to Parker Swi
2783 | SCOLPAW5 | TRUE | Coleto Creek to Pawnee Switc
2784 | SMNSFM25 | TRUE | Monticello Ses to Farmersvil
2785 | SRIOCL25 | TRUE | Rio Nogales Power Project to
2786 | SCCRMGS5 | TRUE | Champion Creek Switch to Mor
2787 | SGBYSDN5 | TRUE | Greens Bayou to Sheldon 345
2788 | SBTECHB5 | TRUE | Baytown Energy Ctr to Chambe
2789 | SPYRTKW5 | TRUE | Pyron Wind Farm to Kio_Swyd
2790 | SWHCWOF5 | TRUE | Wolf Hollow Gen to Wolf Holl
2791 | SDCTOKL5 | TRUE | North Hvdc to Oklaunion 345
2792 | SGBYDPW5 | TRUE | Greens Bayou to Deepwater 34
2793 | SGRSPK25 | TRUE | Graham Ses to Parker Switch
2794 | SGRSLNC5 | TRUE | Graham Ses to Long Creek 345
2795 | STHSVE45 | TRUE | Tradinghouse Ses to Venus Sw
2796 | SBBSVE45 | TRUE | Big Brown Ses to Venus Switc
2797 | SSANELM5 | TRUE | San Miguel 345_138 Kv Switch
2798 | SNBKG5 | TRUE | Northbelt to King 345 KV
2799 | STYGTRC5 | TRUE | Tyler Grande to Tri Corner 3
2800 | SWCSWTC5 | TRUE | Willow Creek Switch to Wise
2801 | SHAYZO25 | TRUE | Hays Energy to Zorn 345 KV
2802 | SWHILON5 | TRUE | Whitepoint to Lon Hill 345 K
2803 | SDDPCTR5 | TRUE | Deer Park Energy to Center 3
2804 | SSNDAU35 | TRUE | Sandow Switch to Austrop 345
2805 | SLEGWT45 | TRUE | Limestone Plant to Watermill
2806 | SBNBPKR5 | TRUE | Benbrook Switch to Parker Sw
2807 | SLOSAU25 | TRUE | Lost Pines Aen to Austrop 34
2808 | SRKCEVR5 | TRUE | Rocky Creek to Everman Switc
2809 | SHLJST25 | TRUE | Hillje to South Texas Projec
2810 | SCMNSAR5 | TRUE | Comanche Switch (Oncor) to S
2811 | SPTEALN5 | TRUE | Plano Tennyson to Allen Swit
2812 | STRSSCS5 | TRUE | Stryker Creek Ses to Trinida
2813 | SKNEEVR5 | TRUE | Kennedale to Everman Switch
2814 | SLPCPR25 | TRUE | Lamar Power Partners to Pari
2815 | SGIBSNG5 | TRUE | Gibbons Creek to Singleton 3
2816 | STWIDIV5 | TRUE | Twin Buttes to Divide Switch
2817 | SCNTWEB5 | TRUE | Century to Webb Sub 345 KV
2818 | STGWZOR5 | TRUE | Pattern Gulf Wind to Zorillo
2819 | SBLESTP5 | TRUE | Blessing to South Texas Proj
2820 | SOGSTOK5 | TRUE | Oak Grove Ses to Twin Oak Sw
2821 | SFRERCH5 | TRUE | Freestone Energy Center to R
2822 | SLWSCRL5 | TRUE | Lewisville Switch to Carroll
2823 | SWCSWT25 | TRUE | Willow Creek Switch to Wise
2824 | SBBSJE25 | TRUE | Big Brown Ses to Jewett 345
2825 | SVLYANA5 | TRUE | Valley South to Anna Switch
2826 | SWCPWTC5 | TRUE | Wise Cty Plant to Wise Tract
2827 | SFLCMDL5 | TRUE | Falcon Seaboard to Midland E
2828 | SOASWAP5 | TRUE | Oasis to Wa Parish 345 KV
2829 | SQALODE5 | TRUE | Quail Switch to Odessa Ehv S
2830 | SLOSAUS5 | TRUE | Lost Pines Aen to Austrop 34
2831 | SBBSJEW5 | TRUE | Big Brown Ses to Jewett 345
2832 | SSARWLV5 | TRUE | Sargent Road to West Levee S
2833 | STNPTOK5 | TRUE | Tnp One Plant to Twin Oak Sw
2834 | SMDAVEN5 | TRUE | Midlothian Anp (Amer Nat Pwr
2835 | SSWEBTR5 | TRUE | Sweetwater Wind 4 to Bitter
2836 | SKGGBY5 | TRUE | King to Greens Bayou 345 KV
2837 | SCRDJON5 | TRUE | Concord to Johnson Switch (O
2838 | SLWSRNK5 | TRUE | Roanoke Switch to Lewisville
2839 | SKNECNT5 | TRUE | Kennedale to Century 345 KV
2840 | SCMNCPS5 | TRUE | Comanche Switch (Oncor) to C
2841 | SELKMLS5 | TRUE | Elkton to Martin Lake Ses 34
2842 | SSYCEVR5 | TRUE | Sycamore Creek to Everman Sw
2843 | SWEBVEN5 | TRUE | Webb Sub to Venus Switch 345
2844 | STOPNOR5 | TRUE | Topeka Termination to West L
2845 | SLYTZOR5 | TRUE | Lytton Springs to Zorn 345 K
2846 | SFMRANA5 | TRUE | Farmersville Switch to Anna
2847 | SLA_RIO5 | TRUE | La Palma to Rio Hondo 345 KV
2848 | SRILBOM5 | TRUE | Fisher Road Switch to Riley
2849 | SDCSEVR5 | TRUE | Decordova Ses to Everman Swi
2850 | SRRDJEW5 | TRUE | Rattlesnake Rd Switch to Jew
2851 | SPTECRL5 | TRUE | Plano Tennyson to Carrollton
2852 | SKWAVLS5 | TRUE | Kiowa Switch to Valley Ses 3
2853 | SSNGRNS5 | TRUE | Singleton to Roans Prairie 3
2854 | SFORRYS5 | TRUE | Forney Switch to Royse Switc
2855 | SOBWAP5 | TRUE | Obrien to Wa Parish 345 KV
2856 | SBOSWHT5 | TRUE | Bosque Switch to Whitney 345
2857 | SSTPWAP5 | TRUE | South Texas Project to Wa Pa
2858 | SCHBKG5 | TRUE | Chambers to King 345 KV
2859 | SCBYNB5 | TRUE | Cedar Bayou Plant to Northbe
2860 | SWEBCDH5 | TRUE | Webb Sub to Cedar Hill Switc
2861 | SBRTWEB5 | TRUE | Britton Road to Webb Sub 345
2862 | SBRTVEN5 | TRUE | Britton Road to Venus Switch
2863 | XTMP58 | TRUE | Temple Switch Axfmr1l (3)345
2864 | XJEW89 | TRUE | Jewett Axfmr2 138/69 KV
2865 | UB_DB_D1 | TRUE | Barney Davis Unit B_Davig1
2866 | UB_2B_D1 | TRUE | Barney Davis Unit B_Davig2
2867 | XEXN99 | TRUE | Exxon Tp390 69 KV
2868 | XFO2R89 | TRUE | Formosa Xf_Tr_21_L 138/69 KV
2869 | XFO3R89 | TRUE | Formosa Xf_Tr_22_L 138/69 KV
2870 | SOBTHW5 | TRUE | Zenith to Obrien 345 KV
2871 | SZENTHW5 | TRUE | Zenith to Th Wharton 345 KV
2872 | SZENSN25 | TRUE | Zenith to Singleton 345 KV
2873 | SZENTH35 | TRUE | Zenith to Th Wharton 345 KV
2874 | SDMTSC15 | TRUE | Dermott Switch to Scurry Cou
2875 | SDMTSC25 | TRUE | Dermott Switch to Scurry Cou
2876 | XAB2M58 | TRUE | Abilene Mulberry Creek Axfmr
2877 | XABM58 | TRUE | Abilene Mulberry Creek Axfmr
2878 | XALN58 | TRUE | Allen Switch Axfmr1l-H (3)34
2879 | XBNB58 | TRUE | Benbrook Switch Axfmr2l_H (3
2880 | UNUENUE1 | TRUE | Nueces Bay Unit Nuecesg7
2881 | UBU3UNI1 | TRUE | Buffalo Gap UnitsUnit2_2_Uni
2882 | UCOLCOL1 | TRUE | Coleto Creek Unit Coletog1
2883 | UKU2WIN1 | TRUE | Kunitz Unit Wind_Nwp
2884 | XADK58 | TRUE | Addicks At1l_H (3)345/138 KV
2885 | UCALCAL1 | TRUE | Calpine Cogen Unit Calgt1
2886 | UCA2CAL1 | TRUE | Calpine Cogen Unit Calstg1
2887 | USTPSTP1 | TRUE | South Texas Project Unit Stp
2888 | UST2STP1 | TRUE | South Texas Project Unit Stp
2889 | XAD2K58 | TRUE | Addicks At2_H (3)345/138 KV
2890 | UFO1FOR1 | TRUE | Forcfb Unit Formosg11
2891 | UFO2FOR1 | TRUE | Forcfb Unit Formosg12
2892 | UBL_BLT1 | TRUE | Crosby (Cnp) - Entergy Unit
2893 | XEL_89 | TRUE | El Campo 138_69_1 138/69 KV
2894 | XTHW89 | TRUE | Th Wharton At2t_H (3)138/69
2895 | UTH2THW1 | TRUE | Th Wharton Unit Thwgt_1
2896 | XTHW58 | TRUE | Th Wharton At1_H (3)345/138
2897 | XTH2W58 | TRUE | Th Wharton At3_H (3)345/138
2898 | UTHETHW1 | TRUE | Th Wharton Unit Thwgt31
2899 | UTH6THW1 | TRUE | Th Wharton Unit Thwgt32
2900 | UTH5THW1 | TRUE | Th Wharton Unit Thwgt33
2901 | UTHATHW1 | TRUE | Th Wharton Unit Thwgt34
2902 | UTH9THW1 | TRUE | Th Wharton Unit Thwgt41
2903 | UTHCTHW1 | TRUE | Th Wharton Unit Thwgt42
2904 | UTHFTHW1 | TRUE | Th Wharton Unit Thwgt43
2905 | UTHDTHW1 | TRUE | Th Wharton Unit Thwgt44
2906 | UTH7THW1 | TRUE | Th Wharton Unit Thwgt51
2907 | UTHBTHW1 | TRUE | Th Wharton Unit Thwgt52
2908 | UTH4THW1 | TRUE | Th Wharton Unit Thwgt53
2909 | UTH3THW1 | TRUE | Th Wharton Unit Thwgt54
2910 | UTH_THW1 | TRUE | Th Wharton Unit Thwgt55
2911 | UTH0THW1 | TRUE | Th Wharton Unit Thwgt56
2912 | UTH8THW1 | TRUE | Th Wharton Unit Thwst_3
2913 | UTHWTHW1 | TRUE | Th Wharton Unit Thwst_4
2914 | XNC2A99 | TRUE | North Carbide Xf-4_L (2)69/6
2915 | UNCANCA1 | TRUE | North Carbide Unit Ncarbig1
2916 | UNC2NCA1 | TRUE | North Carbide Unit Ncarbig2
2917 | XDT89 | TRUE | Downtown At1h_H (3)138/69 KV
2918 | XD2T89 | TRUE | Downtown At2h_H (3)138/69 KV
2919 | UWA4WAP1 | TRUE | Wa Parish Unit Wap_G1
2920 | UWA6WAP1 | TRUE | Wa Parish Unit Wap_G2
2921 | UWAPWAP1 | TRUE | Wa Parish Unit Wap_G5
2922 | UWA3WAP1 | TRUE | Wa Parish Unit Wap_G6
2923 | UWA5WAP1 | TRUE | Wa Parish Unit Wap_G7
2924 | UWA2WAP1 | TRUE | Wa Parish Unit Wap_G8
2925 | U_AK_AK1 | TRUE | Amoco Choc Cgn Unit _Ak_G1
2926 | UWA8WAP1 | TRUE | Wa Parish Unit Wap_G4
2927 | UWA7WAP1 | TRUE | Wa Parish Unit Wap_G3
2928 | UWA9WAP1 | TRUE | Wa Parish Unit Wapgt_1
2929 | UNC4NCA1 | TRUE | North Carbide Unit Ncarbig5
2930 | UNC7NCA1 | TRUE | North Carbide Unit Ncarbig7
2931 | UNC3NCA1 | TRUE | North Carbide Unit Ncarbig3
2932 | UNC6NCA1 | TRUE | North Carbide Unit Ncarbig8
2933 | UNC5NCA1 | TRUE | North Carbide Unit Ncarbig6
2934 | XNC1A99 | TRUE | North Carbide Xf-113b_L (4)6
2935 | XNCA89 | TRUE | North Carbide 138_69a2_H 138
2936 | XNC2A89 | TRUE | North Carbide 138_69a1_H 138
2937 | UBT4BTE1 | TRUE | Baytown Energy Ctr Unit Bte_
2938 | UBTEBTE1 | TRUE | Baytown Energy Ctr Unit Bte_
2939 | UBT2BTE1 | TRUE | Baytown Energy Ctr Unit Bte_
2940 | UBT3BTE1 | TRUE | Baytown Energy Ctr Unit Bte_
2941 | UBSFGN1 | TRUE | Basf Unit Gn
2942 | UCVCCVC1 | TRUE | Channelview Cogen Unit Cvc_G
2943 | UCV3CVC1 | TRUE | Channelview Cogen Unit Cvc_G
2944 | UCV2CVC1 | TRUE | Channelview Cogen Unit Cvc_G
2945 | UCV4CVC1 | TRUE | Channelview Cogen Unit Cvc_G
2946 | XDA2N89 | TRUE | Danevang Switching Station 1
2947 | XWAR89 | TRUE | Warburton Road Switching Sta
2948 | UPRPR_1 | TRUE | Texas Petrochemical Unit Pr_
2949 | UTCTCH1 | TRUE | Teco Unit Tchp1
2950 | XKR89 | TRUE | Karsten At1l_H (3)138/69 KV
2951 | XV2L89 | TRUE | Velasco At1h_H (3)138/69 KV
2952 | XVL89 | TRUE | Velasco At2_H 138/69 KV
2953 | UCB2CT41 | TRUE | Cedar Bayou 4 Unit Ct41
2954 | UCBYST01 | TRUE | Cedar Bayou 4 Unit St04
2955 | UDI3DIB1 | TRUE | Diamond Shamrock Battlegroun
2956 | UDI4DIB1 | TRUE | Diamond Shamrock Battlegroun
2957 | UDI2DIB1 | TRUE | Diamond Shamrock Battlegroun
2958 | UDIBDIB1 | TRUE | Diamond Shamrock Battlegroun
2959 | UCBYCT41 | TRUE | Cedar Bayou 4 Unit Ct42
2960 | UDUPDUP1 | TRUE | Victoria Dupont Switch 1 Uni
2961 | US_LS_L1 | TRUE | S_Lcogen Unit S_Lco_1
2962 | UFO3FOR1 | TRUE | Formosa Unit Formosg8
2963 | UFO8FOR1 | TRUE | Formosa Unit Formosg10
2964 | UFO4FOR1 | TRUE | Formosa Unit Formosg1
2965 | UFO7FOR1 | TRUE | Formosa Unit Formosg2
2966 | UFO0FOR1 | TRUE | Formosa Unit Formosg3
2967 | UFO5FOR1 | TRUE | Formosa Unit Formosg4
2968 | UFO_FOR1 | TRUE | Formosa Unit Formosg5
2969 | UFOAFOR1 | TRUE | Formosa Unit Formosg6
2970 | UFO6FOR1 | TRUE | Formosa Unit Formosg7
2971 | UFO9FOR1 | TRUE | Formosa Unit Formosg9
2972 | XB4I58 | TRUE | Bellaire At1_H (3)345/138 KV
2973 | XB2I58 | TRUE | Bellaire At5_H (3)345/138 KV
2974 | XBI58 | TRUE | Bellaire At2l_H (3)345/138 K
2975 | XB3I58 | TRUE | Bellaire At4l_H (3)345/138 K
2976 | XJN58 | TRUE | Jeanetta At1l_H (3)345/138 K
2977 | XJ2N58 | TRUE | Jeanetta At3_H (3)345/138 KV
2978 | UAPDAPD1 | TRUE | Applied Energy Unit Apd_G1
2979 | UEX1EXN1 | TRUE | Exxon Unit Exn_G14
2980 | UEX_EXN1 | TRUE | Exxon Unit Exn_G1
2981 | UEX0EXN1 | TRUE | Exxon Unit Exn_G2
2982 | UEX9EXN1 | TRUE | Exxon Unit Exn_G4
2983 | UEX2EXN1 | TRUE | Exxon Unit Exn_G13
2984 | UEX3EXN1 | TRUE | Exxon Unit Exn_G12
2985 | UEX5EXN1 | TRUE | Exxon Unit Exn_G11
2986 | UEX8EXN1 | TRUE | Exxon Unit Exn_G10
2987 | UEX7EXN1 | TRUE | Exxon Unit Exn_G9
2988 | UEX6EXN1 | TRUE | Exxon Unit Exn_G8
2989 | UEX4EXN1 | TRUE | Exxon Unit Exn_G3
2990 | UAP2APD1 | TRUE | Applied Energy Unit Apd_Ps1
2991 | UEXAEXN1 | TRUE | Exxon Unit Exn_G15
2992 | XEX2N89 | TRUE | Exxon T5902 138/69 KV
2993 | XEX3N89 | TRUE | Exxon T5903 138/69 KV
2994 | XEXN89 | TRUE | Exxon T5901 138/69 KV
2995 | XBLE58 | TRUE | Blessing 345_1382 345/138 KV
2996 | XBLE89 | TRUE | Blessing 138_69a1 138/69 KV
2997 | UBY2BYU1 | TRUE | Bayou Cogen Unit Byu_G4
2998 | UBY3BYU1 | TRUE | Bayou Cogen Unit Byu_G3
2999 | UBYUBYU1 | TRUE | Bayou Cogen Unit Byu_G2
3000 | UBY4BYU1 | TRUE | Bayou Cogen Unit Byu_G1
3001 | UCH2CHE1 | TRUE | Channel Energy Ctr Unit Cheg
3002 | UCHECHE1 | TRUE | Channel Energy Ctr Unit Ches
3003 | UTGFTGF1 | TRUE | Texas Gulf Sulphur Unit Tgfg
3004 | US3LSL_1 | TRUE | Shell Unit Sl_G2
3005 | US4LSL_1 | TRUE | Shell Unit Sl_G1
3006 | UBVEUNI1 | TRUE | Brazos Valley Energy Unit Un
3007 | UBV2UNI1 | TRUE | Brazos Valley Energy Unit Un
3008 | UBV3UNI1 | TRUE | Brazos Valley Energy Unit Un
3009 | USLSL_1 | TRUE | Shell Unit Sl_G3
3010 | US2LSL_1 | TRUE | Shell Unit Sl_G4
3011 | UCHEGT21 | TRUE | Channel Energy Ctr Unit Gt2
3012 | XFRA89 | TRUE | Franklins Camp Sub 138_69_1
3013 | XVAN89 | TRUE | Vanderbilt Switching Station
3014 | XGP89 | TRUE | Galena Park At1l_H (3)138/69
3015 | XPRA89 | TRUE | Prairie View At3 138/69 KV
3016 | UUCCUCC1 | TRUE | Union Carbide Cogen Unit Ucc
3017 | UUC2UCC1 | TRUE | Union Carbide Cogen Unit Ucc
3018 | USC3SCL1 | TRUE | Sweeny Cogen Unit Sclpc_1
3019 | USCLSCL1 | TRUE | Sweeny Cogen Unit Sclpc_2
3020 | USC4SCL1 | TRUE | Sweeny Cogen Unit Sclpc_4
3021 | USC2SCL1 | TRUE | Sweeny Cogen Unit Sclpc_3
3022 | UDDPGT21 | TRUE | Deer Park Energy Unit Gt2
3023 | UDDPGT11 | TRUE | Deer Park Energy Unit Gt1
3024 | UDDPGT31 | TRUE | Deer Park Energy Unit Gt3
3025 | UDDPGT41 | TRUE | Deer Park Energy Unit Gt4
3026 | UDDPST11 | TRUE | Deer Park Energy Unit St1
3027 | XSCL89 | TRUE | Sweeny Cogen Sclpata_L 138/6
3028 | XSC2L89 | TRUE | Sweeny Cogen Sclpatb_L 138/6
3029 | XAA89 | TRUE | Alvin Auto At1l_H (3)138/69
3030 | URA5RAY1 | TRUE | Sam Rayburn Switching Statio
3031 | URA7RAY1 | TRUE | Sam Rayburn Switching Statio
3032 | UA3ZAZ_1 | TRUE | Airpro Unit Az_G2
3033 | UAZAZ_1 | TRUE | Airpro Unit Az_G3
3034 | UA2ZAZ_1 | TRUE | Airpro Unit Az_G4
3035 | UA4ZAZ_1 | TRUE | Airpro Unit Az_G1
3036 | XAM2O89 | TRUE | Amoco Tnp Amocot2 138/69 KV
3037 | XAMO89 | TRUE | Amoco Tnp Amocot1 138/69 KV
3038 | URA4RAY1 | TRUE | Sam Rayburn Switching Statio
3039 | URA6RAY1 | TRUE | Sam Rayburn Switching Statio
3040 | URA3RAY1 | TRUE | Sam Rayburn Switching Statio
3041 | URAYRAY1 | TRUE | Sam Rayburn Switching Statio
3042 | URA2RAY1 | TRUE | Sam Rayburn Switching Statio
3043 | XRA3Y89 | TRUE | Sam Rayburn Switching Statio
3044 | UPSAPSA1 | TRUE | Power Systems-Arco Cogen Uni
3045 | UPS2PSA1 | TRUE | Power Systems-Arco Cogen Uni
3046 | UPS3PSA1 | TRUE | Power Systems-Arco Cogen Uni
3047 | UPS4PSA1 | TRUE | Power Systems-Arco Cogen Uni
3048 | UPS5PSA1 | TRUE | Power Systems-Arco Cogen Uni
3049 | UPS6PSA1 | TRUE | Power Systems-Arco Cogen Uni
3050 | UPS7PSA1 | TRUE | Power Systems-Arco Cogen Uni
3051 | XHE2I89 | TRUE | Heights Tnp Heighat2 138/69
3052 | XHEI89 | TRUE | Heights Tnp Heighat1 138/69
3053 | UCT2GT_1 | TRUE | Capitol Cogen Unit Gt_102
3054 | UCTLGT_1 | TRUE | Capitol Cogen Unit Gt_103
3055 | UCT3GT_1 | TRUE | Capitol Cogen Unit Gt_104
3056 | USJSSJS1 | TRUE | San Jacinto Steam Unit Sjs_G
3057 | USJ2SJS1 | TRUE | San Jacinto Steam Unit Sjs_G
3058 | UCT2ST_1 | TRUE | Capitol Cogen Unit St_101
3059 | UCTLST_1 | TRUE | Capitol Cogen Unit St_102
3060 | XHOC89 | TRUE | H O Clarke At1l_H (3)138/69
3061 | UAMOAMO1 | TRUE | Amoco Oil Cogen Unit Amoco_5
3062 | UAM4AMO1 | TRUE | Amoco Oil Cogen Unit Amoco_1
3063 | UAM6AMO1 | TRUE | Amoco Oil Cogen Unit Amoco_2
3064 | UAM8AMO1 | TRUE | Amoco Oil Cogen Unit Amoco_S
3065 | UAM5AMO1 | TRUE | Amoco Oil Cogen Unit Amoco_G
3066 | UAM7AMO1 | TRUE | Amoco Oil Cogen Unit Amoco_G
3067 | UAM3AMO1 | TRUE | Amoco Oil Cogen Unit Amoco_G
3068 | UAM2AMO1 | TRUE | Amoco Oil Cogen Unit Amoco_S
3069 | XBRA89 | TRUE | Brazoria Tnp Brazoat1 138/69
3070 | UGBYGBY1 | TRUE | Greens Bayou Unit Gby_5
3071 | XHO2C89 | TRUE | H O Clarke At3l_H (3)138/69
3072 | XO3B58 | TRUE | Obrien At1_H (3)345/138 KV
3073 | XW2O58 | TRUE | White Oak At3l_H (3)345/138
3074 | XOB58 | TRUE | Obrien At2_H (3)345/138 KV
3075 | XO2B58 | TRUE | Obrien At3l_H (3)345/138 KV
3076 | UGB7GBY1 | TRUE | Greens Bayou Unit Gbygt73
3077 | UGB3GBY1 | TRUE | Greens Bayou Unit Gbygt74
3078 | UGB5GBY1 | TRUE | Greens Bayou Unit Gbygt81
3079 | UGB6GBY1 | TRUE | Greens Bayou Unit Gbygt82
3080 | UGB2GBY1 | TRUE | Greens Bayou Unit Gbygt83
3081 | UGB4GBY1 | TRUE | Greens Bayou Unit Gbygt84
3082 | XGBY89 | TRUE | Greens Bayou At5_H (3)138/69
3083 | XGBY58 | TRUE | Greens Bayou At1_H (3)345/13
3084 | XGB2Y58 | TRUE | Greens Bayou At2_H (3)345/13
3085 | UCBYCBY1 | TRUE | Cedar Bayou Plant Unit Cby_G
3086 | UCB2CBY1 | TRUE | Cedar Bayou Plant Unit Cby_G
3087 | XCBY58 | TRUE | Cedar Bayou Plant At2b_H (6)
3088 | XCB2Y58 | TRUE | Cedar Bayou Plant At1_H (3)3
3089 | XWO58 | TRUE | White Oak At1_H (3)345/138 K
3090 | XWO89 | TRUE | White Oak At2h_H (3)138/69 K
3091 | XCB3Y58 | TRUE | Cedar Bayou Plant At3_H (3)3
3092 | XUN89 | TRUE | University At1h_H (3)138/69
3093 | XNB58 | TRUE | Northbelt At1_H (3)345/138 K
3094 | XN2B58 | TRUE | Northbelt At2_H (3)345/138 K
3095 | XWC89 | TRUE | West Columbia At2_H (3)138/6
3096 | ULHMCVC1 | TRUE | Lychem Arco Chemical Unit Cv
3097 | XGS89 | TRUE | Gable Street At1_H (3)138/69
3098 | XCS89 | TRUE | Crosby At1_H (3)138/69 KV
3099 | UBFMHYD1 | TRUE | Bimont Unit Hyd_St1
3100 | XWEB89 | TRUE | Webster At1l_H (3)138/69 KV
3101 | XN3B58 | TRUE | Northbelt At3_H (3)345/138 K
3102 | XGV89 | TRUE | Garden Villas At1_H (3)138/6
3103 | UWRNTAR1 | TRUE | Warvue Unit Targa_1
3104 | UTXCCTC1 | TRUE | Texas City Gen Unit Ctc
3105 | UTXCCTB1 | TRUE | Texas City Gen Unit Ctb
3106 | UTXCCTA1 | TRUE | Texas City Gen Unit Cta
3107 | UTXCST1 | TRUE | Texas City Gen Unit St
3108 | XPH2R58 | TRUE | Ph Robinson At2_H (3)345/138
3109 | XPH3R58 | TRUE | Ph Robinson At4_H (3)345/138
3110 | XPHR58 | TRUE | Ph Robinson At1l_H (3)345/13
3111 | USRBSRB1 | TRUE | Sr Bertron Unit Srb_G3
3112 | USR4SRB1 | TRUE | Sr Bertron Unit Srb_G4
3113 | XSR2B89 | TRUE | Sr Bertron At1_H (2)138/69 K
3114 | USR5SRB1 | TRUE | Sr Bertron Unit Srbgt_2
3115 | USR2SRB1 | TRUE | Sr Bertron Unit Srb_G1
3116 | USR3SRB1 | TRUE | Sr Bertron Unit Srb_G2
3117 | XSC89 | TRUE | South Channel At1_H (3)138/6
3118 | XDOW58 | TRUE | Dow Chemical At1l_H (3)345/1
3119 | XSRB89 | TRUE | Sr Bertron At2l_H (3)138/69
3120 | UVI2VIC1 | TRUE | Victoria Unit Victorg5
3121 | XT2B58 | TRUE | Tomball At2_H (3)345/138 KV
3122 | XTB58 | TRUE | Tomball At1_H (3)345/138 KV
3123 | UVICVIC1 | TRUE | Victoria Unit Victorg6
3124 | UDO3DOW1 | TRUE | Dow Unit Dow_Gt96
3125 | UDO2DOW1 | TRUE | Dow Unit Dow_St84
3126 | XVIC89 | TRUE | Victoria 138_69a2 138/69 KV
3127 | XVI2C89 | TRUE | Victoria 138_69a1 138/69 KV
3128 | XFL89 | TRUE | Flewellen At1h_H (3)138/69 K
3129 | UDO6DOW1 | TRUE | Dow Unit Dow_G61
3130 | UDO7DOW1 | TRUE | Dow Unit Dow_G63
3131 | UDO8DOW1 | TRUE | Dow Unit Dow_G66
3132 | UDO9DOW1 | TRUE | Dow Unit Dow_G67
3133 | UDO0DOW1 | TRUE | Dow Unit Dow_St64
3134 | UDO_DOW1 | TRUE | Dow Unit Dow_St65
3135 | UDOADOW1 | TRUE | Dow Unit Dow_St95
3136 | UDOBDOW1 | TRUE | Dow Unit Dow_G81
3137 | UDOCDOW1 | TRUE | Dow Unit Dow_G82
3138 | UDODDOW1 | TRUE | Dow Unit Dow_G83
3139 | UDO5DOW1 | TRUE | Dow Unit Dow_G37
3140 | UDOWDOW1 | TRUE | Dow Unit Dow_G62
3141 | UVISTG21 | TRUE | Bp Chem Vistron4 Unit Tg2
3142 | UVISTG11 | TRUE | Bp Chem Vistron4 Unit Tg1
3143 | UCBESTG1 | TRUE | Colorado Bend Energy Center
3144 | UCBEGT11 | TRUE | Colorado Bend Energy Center
3145 | UCBEGT21 | TRUE | Colorado Bend Energy Center
3146 | UCB2STG1 | TRUE | Colorado Bend Energy Center
3147 | UCBEGT31 | TRUE | Colorado Bend Energy Center
3148 | UCBEGT41 | TRUE | Colorado Bend Energy Center
3149 | XRTW58 | TRUE | Rothwood At1_H (3)345/138 KV
3150 | UHA2HAY1 | TRUE | Hays Energy Unit Hayseng3
3151 | UHAYHAY1 | TRUE | Hays Energy Unit Hayseng4
3152 | UHA4HAY1 | TRUE | Hays Energy Unit Hayseng2
3153 | UHA3HAY1 | TRUE | Hays Energy Unit Hayseng1
3154 | UMA4MAR1 | TRUE | Marshall Ford Unit Marsfog1
3155 | UMA3MAR1 | TRUE | Marshall Ford Unit Marsfog3
3156 | UMA5MAR1 | TRUE | Marshall Ford Unit Marsfog2
3157 | UBASGTG1 | TRUE | Bastrop Energy Center Unit G
3158 | UBA2GTG1 | TRUE | Bastrop Energy Center Unit G
3159 | UBASST01 | TRUE | Bastrop Energy Center Unit S
3160 | USD5UNI1 | TRUE | Sandow 5 Ses Unit Unit5
3161 | UWEBWSP1 | TRUE | Webber Solar Unit Wsp1
3162 | XMOU89 | TRUE | Mountain Top 41at1 138/69 KV
3163 | XSA5N89 | TRUE | San Marcos Sanmar_At3 138/69
3164 | XLY2T58 | TRUE | Lytton Springs Ly_At2h (3)34
3165 | XLYT58 | TRUE | Lytton Springs Ly_At1h (3)34
3166 | XLY3T58 | TRUE | Lytton Springs At3_H 345/138
3167 | XOLM89 | TRUE | Olmos Switching Station At1
3168 | ULO2LOS1 | TRUE | Lost Pines Lcra Unit Lostpgt
3169 | ULO3LOS1 | TRUE | Lost Pines Lcra Unit Lostpgt
3170 | ULOSLOS1 | TRUE | Lost Pines Lcra Unit Lostpst
3171 | XHI3L58 | TRUE | Hill Country Axfmr3l (3)345/
3172 | XHI2L58 | TRUE | Hill Country Axfmr4h (3)345/
3173 | XHIL58 | TRUE | Hill Country Axfmr2h (3)345/
3174 | XCLE58 | TRUE | Clear Springs At1 345/138 KV
3175 | USCHDUN2 | TRUE | Schumansville UnitsDunlapg1_
3176 | ULE3LCP1 | TRUE | Leon Creek Unit Lcp3g3
3177 | ULEOLCP1 | TRUE | Leon Creek Unit Lcp4g4
3178 | ULE4LCP1 | TRUE | Leon Creek Unit Lcpct1
3179 | ULE6LCP1 | TRUE | Leon Creek Unit Lcpct2
3180 | ULE5LCP1 | TRUE | Leon Creek Unit Lcpct3
3181 | ULE2LCP1 | TRUE | Leon Creek Unit Lcpct4
3182 | USDSUNI1 | TRUE | Sandow Ses Unit Unit4
3183 | XMNR89 | TRUE | Minerva Axfmr2 138/69 KV
3184 | UGU3GAS1 | TRUE | Guadalupe Gen Unit Gas1
3185 | UGU2GAS1 | TRUE | Guadalupe Gen Unit Gas2
3186 | UGUAGAS1 | TRUE | Guadalupe Gen Unit Gas3
3187 | UGU4GAS1 | TRUE | Guadalupe Gen Unit Gas4
3188 | UGUASTM1 | TRUE | Guadalupe Gen Unit Stm5
3189 | UGU2STM1 | TRUE | Guadalupe Gen Unit Stm6
3190 | XKE2N58 | TRUE | Kendall 4lh (3)345/138 KV
3191 | XKEN58 | TRUE | Kendall At2l_H (3)345/138 KV
3192 | UFP3FPP1 | TRUE | Fayette Plant 1 Unit Fpp_G1
3193 | UFP2FPP1 | TRUE | Fayette Plant 1 Unit Fpp_G2
3194 | XHAL89 | TRUE | Hallettsville 51at1 138/69 K
3195 | XCUE89 | TRUE | Cuero Lcra At3_H 138/69 KV
3196 | UBRAVHB1 | TRUE | Braunig Unit Vhb1
3197 | UBR2VHB1 | TRUE | Braunig Unit Vhb2
3198 | UBR3VHB1 | TRUE | Braunig Unit Vhb3
3199 | UBRAAVR1 | TRUE | Braunig Unit Avr1_St
3200 | UBR2AVR1 | TRUE | Braunig Unit Avr1_Ct1
3201 | UBR3AVR1 | TRUE | Braunig Unit Avr1_Ct2
3202 | UBR4VHB1 | TRUE | Braunig Unit Vhb6ct5
3203 | UBR5VHB1 | TRUE | Braunig Unit Vhb6ct6
3204 | UBR6VHB1 | TRUE | Braunig Unit Vhb6ct7
3205 | UBR7VHB1 | TRUE | Braunig Unit Vhb6ct8
3206 | XSK3Y58 | TRUE | Skyline Axfmr4t_H (3)345/138
3207 | XSKY58 | TRUE | Skyline Axfmr3l (3)345/138 K
3208 | XSK2Y58 | TRUE | Skyline Axfmr2h (3)345/138 K
3209 | XLOC89 | TRUE | Lockhart 46at3 138/69 KV
3210 | XKEN89 | TRUE | Kenedy Switch 138_69a1 138/6
3211 | XSEG89 | TRUE | Seguin 48at2 138/69 KV
3212 | UWIRWIR1 | TRUE | Wirtz Unit Wirtz_G1
3213 | UWI2WIR1 | TRUE | Wirtz Unit Wirtz_G2
3214 | XKIN89 | TRUE | Kingsbery Kb_At_1 138/69 KV
3215 | XLUL89 | TRUE | Luling 47at1 138/69 KV
3216 | XAU2S58 | TRUE | Austrop Au_At1l (3)345/138 K
3217 | XAUS58 | TRUE | Austrop Au_At2l (3)345/138 K
3218 | XBA2N89 | TRUE | Bandera Lcra At3_H 138/69 KV
3219 | XWIR89 | TRUE | Wirtz Gsu_1_T_7_H (3)138/69
3220 | XBAN89 | TRUE | Bandera Lcra 65at2_L 138/69
3221 | UMA2MAR1 | TRUE | Marble Falls Unit Marbfag1
3222 | UMARMAR1 | TRUE | Marble Falls Unit Marbfag2
3223 | XPED89 | TRUE | Pedernales Pe_At1 138/69 KV
3224 | XSAL58 | TRUE | Salem Lcra At3 345/138 KV
3225 | XGON89 | TRUE | Gonzales 50at3 138/69 KV
3226 | XSMI89 | TRUE | Smithville 58at3 138/69 KV
3227 | XGL2I89 | TRUE | Glidden Lcra 53at1 138/69 KV
3228 | XBE2L89 | TRUE | Bellville South 54at2 138/69
3229 | XLEH89 | TRUE | Lehigh Lehighat2 138/69 KV
3230 | XDEV89 | TRUE | Devils Hill 66at2 138/69 KV
3231 | XGLI89 | TRUE | Glidden Lcra 138_69a1 138/69
3232 | XGIL58 | TRUE | Gilleland At1_H 345/138 KV
3233 | USANSH11 | TRUE | Sand Hill Energy Ctr Unit Sh
3234 | USANSH21 | TRUE | Sand Hill Energy Ctr Unit Sh
3235 | USANSH31 | TRUE | Sand Hill Energy Ctr Unit Sh
3236 | USANSH41 | TRUE | Sand Hill Energy Ctr Unit Sh
3237 | USA2SH_1 | TRUE | Sand Hill Energy Ctr Unit Sh
3238 | USANSH_1 | TRUE | Sand Hill Energy Ctr Unit Sh
3239 | XELG89 | TRUE | Elgin Switch Axfmr1 138/69 K
3240 | USANSH61 | TRUE | Sand Hill Energy Ctr Unit Sh
3241 | USANSH71 | TRUE | Sand Hill Energy Ctr Unit Sh
3242 | XZOR58 | TRUE | Zorn 23at1 345/138 KV
3243 | XZO2R58 | TRUE | Zorn 72at2 345/138 KV
3244 | XCA2G58 | TRUE | Cagnon Axfmr4t (3)345/138 KV
3245 | XCAG58 | TRUE | Cagnon Axfmr3h (3)345/138 KV
3246 | XBUD89 | TRUE | Buda 68at2 138/69 KV
3247 | XBUR89 | TRUE | Burnet 32at3 138/69 KV
3248 | XMCN89 | TRUE | Mcneil Aen Mc_At_1 138/69 KV
3249 | XPE2A89 | TRUE | Pearson Switching Station 13
3250 | XMAR58 | TRUE | Marion 24at2 345/138 KV
3251 | XAN2D89 | TRUE | Andice Aut_T3 138/69 KV
3252 | XHUT58 | TRUE | Hutto Switch Axfmr1h (3)345/
3253 | URIOCT31 | TRUE | Rio Nogales Power Project Un
3254 | URIOCT11 | TRUE | Rio Nogales Power Project Un
3255 | URIOCT21 | TRUE | Rio Nogales Power Project Un
3256 | URIOST11 | TRUE | Rio Nogales Power Project Un
3257 | UGI3GID1 | TRUE | Sim Gideon Unit Gideong1
3258 | UGI2GID1 | TRUE | Sim Gideon Unit Gideong2
3259 | UGIDGID1 | TRUE | Sim Gideon Unit Gideong3
3260 | XGAB89 | TRUE | Gabriel 59at1 138/69 KV
3261 | XHIG89 | TRUE | Highway 32 At2 138/69 KV
3262 | XTHO88 | TRUE | Thomaston Sr 138/138 KV
3263 | UCA2CAN1 | TRUE | Canyon Dam Hydro Unit Canyhy
3264 | UCANCAN1 | TRUE | Canyon Dam Hydro Unit Canyhy
3265 | XFL2A89 | TRUE | Flatonia At3 138/69 KV
3266 | XFLA89 | TRUE | Flatonia 52at1 138/69 KV
3267 | XGAR58 | TRUE | Garfield Aen Gf_At_1 345/138
3268 | XGA2R58 | TRUE | Garfield Aen Gf_At_2 345/138
3269 | XNOR89 | TRUE | Northland Nl_At_1s (3)138/69
3270 | UFPPFPP1 | TRUE | Fayette Plant 2 Unit Fpp_G3
3271 | UDE3DPG1 | TRUE | Decker Power Plant Unit Dpg1
3272 | UDE2DPG1 | TRUE | Decker Power Plant Unit Dpg2
3273 | UDE5DPG1 | TRUE | Decker Power Plant Unit Dpgt
3274 | UDECDPG1 | TRUE | Decker Power Plant Unit Dpgt
3275 | UDE6DPG1 | TRUE | Decker Power Plant Unit Dpgt
3276 | UDE4DPG1 | TRUE | Decker Power Plant Unit Dpgt
3277 | XFAY58 | TRUE | Fayetteville 26at2 345/138 K
3278 | XYOA89 | TRUE | Yoakum 49at1 138/69 KV
3279 | UAU2AUS1 | TRUE | Austin Plant Unit Austing1
3280 | UAUSAUS1 | TRUE | Austin Plant Unit Austing2
3281 | XPAW58 | TRUE | Pawnee Switching Station Xf1
3282 | UCA2JTD1 | TRUE | Calaveras Unit Jtd1
3283 | UCALJTD1 | TRUE | Calaveras Unit Jtd2
3284 | UCALJKS1 | TRUE | Calaveras Unit Jks1
3285 | UCA2OWS1 | TRUE | Calaveras Unit Ows2
3286 | UCALOWS1 | TRUE | Calaveras Unit Ows1
3287 | UCA2JKS1 | TRUE | Calaveras Unit Jks2
3288 | UINKINK1 | TRUE | Inks Dam Unit Inks_G1
3289 | UWI3WPP1 | TRUE | Wipopa Unit Wpp_G1
3290 | UWI4WPP1 | TRUE | Wipopa Unit Wpp_G2
3291 | UWIPWPP1 | TRUE | Wipopa Unit Wpp_G3
3292 | UWI2WPP1 | TRUE | Wipopa Unit Wpp_G4
3293 | UHHGCAL1 | TRUE | Horse Hollow Generation Tie
3294 | UHH4HHO1 | TRUE | Horse Hollow Generation Tie
3295 | UHHGHHO1 | TRUE | Horse Hollow Generation Tie
3296 | UHH2HHO1 | TRUE | Horse Hollow Generation Tie
3297 | UHH3HHO1 | TRUE | Horse Hollow Generation Tie
3298 | XHON89 | TRUE | Hondo Creek Switching Statio
3299 | XSND58 | TRUE | Sandow Switch Axfmr1l-H (3)3
3300 | XHHG58 | TRUE | Horse Hollow Generation Tie
3301 | XHH2G58 | TRUE | Horse Hollow Generation Tie
3302 | XFIR88 | TRUE | Firerock Ett 138_Ps_H 138/13
3303 | ULGDLAN1 | TRUE | Langford Wind Power Llc Unit
3304 | UHH2WND1 | TRUE | Horse Hollow 3 Unit Wnd_1
3305 | XSCO158 | TRUE | Scurry County South Switch A
3306 | XSCO258 | TRUE | Scurry County South Switch A
3307 | XCBF58 | TRUE | Central Bluff Switch Axfmr1h
3308 | UBR2WND1 | TRUE | Green Mountain Energy Wind F
3309 | UBRAWND1 | TRUE | Green Mountain Energy Wind F
3310 | XLAM89 | TRUE | Lampasas 28at1 138/69 KV
3311 | XSA3N89 | TRUE | Sandy Creek Switchyard Sandc
3312 | XFRI89 | TRUE | Friend Ranch Xfmr1 138/69 KV
3313 | UAMIAMI1 | TRUE | Amistad Hydro Unit Amistag1
3314 | UAM2AMI1 | TRUE | Amistad Hydro Unit Amistag2
3315 | XSAC89 | TRUE | San Angelo Concho Xfmr1 138/
3316 | XSA2C89 | TRUE | San Angelo College Hills 138
3317 | XMGS89 | TRUE | Morgan Creek Ses Axfmr3l (3)
3318 | UMGSCT21 | TRUE | Morgan Creek Ses Unit Ct2
3319 | UMGSCT31 | TRUE | Morgan Creek Ses Unit Ct3
3320 | UMGSCT41 | TRUE | Morgan Creek Ses Unit Ct4
3321 | UMGSCT11 | TRUE | Morgan Creek Ses Unit Ct1
3322 | UMGSCT51 | TRUE | Morgan Creek Ses Unit Ct5
3323 | UMGSCT61 | TRUE | Morgan Creek Ses Unit Ct6
3324 | XMG2S58 | TRUE | Morgan Creek Ses Axfmr1l (3)
3325 | XMG3S58 | TRUE | Morgan Creek Ses Axfmr2l (3)
3326 | XAB2N89 | TRUE | Abilene Northwest 138_69t1 1
3327 | XABN89 | TRUE | Abilene Northwest 138_69t2 1
3328 | XMGS58 | TRUE | Morgan Creek Ses Axfmr4l (3)
3329 | XSA4N89 | TRUE | Santa Anna Xfmr1 138/69 KV
3330 | XMAS89 | TRUE | Ctecma At2_H 138/69 KV
3331 | UBU3BUC1 | TRUE | Buchanan Unit Buchang1
3332 | UBU2BUC1 | TRUE | Buchanan Unit Buchang2
3333 | UBUCBUC1 | TRUE | Buchanan Unit Buchang3
3334 | USW5WND1 | TRUE | Sweetwater Wind 4 Unit Wnd4a
3335 | USW6WND1 | TRUE | Sweetwater Wind 4 Unit Wnd4b
3336 | USW7WND1 | TRUE | Sweetwater Wind 4 Unit Wnd5
3337 | UCALWND1 | TRUE | Callahan Windfarm Fpl Unit W
3338 | USTWT11 | TRUE | South Trent Wind Farm Unit T
3339 | XSON89 | TRUE | Sonora 138_69_1 138/69 KV
3340 | XBL2U58 | TRUE | Bluff Creek T2_H (3)345/138
3341 | XBLU58 | TRUE | Bluff Creek T1_L (3)345/138
3342 | XRA2Y89 | TRUE | Raymond Barker At2 138/69 KV
3343 | XFRE89 | TRUE | Fredericksburg At2 138/69 KV
3344 | XGIL89 | TRUE | Gillespie Lcra 38at1 138/69
3345 | XHAM88 | TRUE | Hamilton Road Ps2 138/138 KV
3346 | XHAM89 | TRUE | Hamilton Road 138_69a1 138/6
3347 | UFERFER1 | TRUE | Ferguson Unit Fergusg1
3348 | UBU2UNI1 | TRUE | Buffalo Gap Unit Unit1
3349 | UBUFUNI1 | TRUE | Buffalo Gap Unit Unit3
3350 | XLVO89 | TRUE | Live Oak Aep 138_69_1 138/69
3351 | UENAENA1 | TRUE | Ena Snyder Wind Unit Ena1
3352 | UTRETRE1 | TRUE | Trent Wind Farm Unit Trent
3353 | XLV2O89 | TRUE | Live Oak Aep 138_69_2 138/69
3354 | XSA2N89 | TRUE | San Angelo North 138_69t1 13
3355 | XSAP89 | TRUE | San Angelo Power Station 138
3356 | XBAL89 | TRUE | Ballinger Xfmr1 138/69 KV
3357 | XCED89 | TRUE | Cedar Hill Aep 138_69_1 138/
3358 | UHHOWIN1 | TRUE | Horse Hollow 2 Unit Wind1
3359 | UHHOWND1 | TRUE | Horse Hollow 4 Unit Wnd1
3360 | UCHAUNI1 | TRUE | Champion Wind Farm Unit Unit
3361 | UINDINA1 | TRUE | Inadale Unit Inadale1
3362 | XCGR89 | TRUE | China Grove Switch Axfmr1 13
3363 | XSA3R58 | TRUE | San Angelo Red Creek T2l (3)
3364 | XDOW89 | TRUE | Downie Switching Station Axf
3365 | XSA2R58 | TRUE | San Angelo Red Creek T1h (3)
3366 | XRAD89 | TRUE | Radium 138_69t1 138/69 KV
3367 | USW4WND1 | TRUE | Sweetwater Wind 2 Unit Wnd2
3368 | USW3WND1 | TRUE | Sweetwater Wind 2 Unit Wnd24
3369 | UTTWG11 | TRUE | Turkey Track Wind Energy Cen
3370 | XYEL89 | TRUE | Yellow Jacket 138_69_2 138/6
3371 | XYE2L89 | TRUE | Yellow Jacket 138_69_1_H 138
3372 | XABE89 | TRUE | Abilene Elmcreek Xfmr1 138/6
3373 | XSW2E58 | TRUE | Sweetwater Wind 2 Uxfmr2_L 3
3374 | XYEL88 | TRUE | Yellow Jacket Ps_1_H 138/138
3375 | XDIV58 | TRUE | Divide Switchyard At1 345/13
3376 | XAB2S89 | TRUE | Abilene South 138_69t2 138/6
3377 | XABS89 | TRUE | Abilene South 138_69t1 138/6
3378 | XPIT89 | TRUE | Pitsburg 37at1 138/69 KV
3379 | UGOAGOA2 | TRUE | Goat Wind UnitsGoatwind_Goat
3380 | UCAPCR41 | TRUE | Capricorn Ridge 4 Unit Cr4
3381 | UCAPCR21 | TRUE | Capricorn Ridge Unit Cr2
3382 | UCAPCR11 | TRUE | Capricorn Ridge Unit Cr1
3383 | UCAPCR31 | TRUE | Capricorn Ridge Unit Cr3
3384 | USW2WND1 | TRUE | Sweetwater Wind 3 UnitsWnd3a
3385 | UH_HWND1 | TRUE | Horse Hollow 1 Unit Wnd1
3386 | UPYRPYR1 | TRUE | Pyron Wind Farm Unit Pyron1
3387 | XSWE58 | TRUE | Sweetwater Wind 3 Xfmrt2_L 3
3388 | XSNY89 | TRUE | Snyder Axfmr1 138/69 KV
3389 | XKER89 | TRUE | Kerrville Stadium 40at1 138/
3390 | XUVA89 | TRUE | Uvalde Aep 138_69a1 138/69 K
3391 | XTWI58 | TRUE | Twin Buttes T1t (3)345/138 K
3392 | XESK89 | TRUE | Eskota Switch Axfmr1 138/69
3393 | URDCRDC1 | TRUE | Red Canyon Unit Rdcny1
3394 | USWEWND1 | TRUE | Sweetwater Wind 1 Unit Wnd1
3395 | XDIA89 | TRUE | Dialville Axfmr1-L 138/69 KV
3396 | UCS2CSE1 | TRUE | Camp Springs Energy Center U
3397 | UCSECSE1 | TRUE | Camp Springs Energy Center U
3398 | UTK2ROS1 | TRUE | Roscoe Wind Farm Unit Roscoe
3399 | ULONG11 | TRUE | Loraine Windpark Project Llc
3400 | ULONG31 | TRUE | Loraine Windpark Project Llc
3401 | ULONG21 | TRUE | Loraine Windpark Project Llc
3402 | ULONG41 | TRUE | Loraine Windpark Project Llc
3403 | XDMT158 | TRUE | Dermott Switch Ax1hh (3)345/
3404 | XDMT258 | TRUE | Dermott Switch Ax2hh (3)345/
3405 | XJK2S89 | TRUE | Jacksonville Axfmr2 138/69 K
3406 | XJKS89 | TRUE | Jacksonville Axfmr1 138/69 K
3407 | XTAB89 | TRUE | Btu_Tabor Tr033 138/69 KV
3408 | XHLK89 | TRUE | Hilltop Lakes Hlkat1 138/69
3409 | XFOR89 | TRUE | Fort Mason Fortma_At2_L 138/
3410 | UAT2ATK1 | TRUE | Btu_Atkins Unit Atkinsg6
3411 | UAT3ATK1 | TRUE | Btu_Atkins Unit Atkinsg7
3412 | UMN5UNI1 | TRUE | Monticello Ses Unit Unit1
3413 | UMN3UNI1 | TRUE | Monticello Ses Unit Unit2
3414 | UMN4UNI1 | TRUE | Monticello Ses Unit Unit3
3415 | XMNS58 | TRUE | Monticello Ses Axfmr1l (3)34
3416 | XFGR58 | TRUE | Forest Grove Switch Axfmr1t
3417 | XATK89 | TRUE | Btu_Atkins Axfmr1 138/69 KV
3418 | UAT5ATK1 | TRUE | Btu_Atkins Unit Atkinsg5
3419 | XOVR89 | TRUE | Overton Axfmr1 138/69 KV
3420 | XSHB58 | TRUE | Shamburger Switch Axfmr1 345
3421 | XJEW58 | TRUE | Jewett Axfmr3t (3)345/138 KV
3422 | XEDG89 | TRUE | Edgewood Axfmr2h (3)138/69 K
3423 | UAT4ATK1 | TRUE | Btu_Atkins Unit Atkinsg3
3424 | UATKATK1 | TRUE | Btu_Atkins Unit Atkinsg4
3425 | UTGCCT31 | TRUE | Tenaska Gateway Unit Ct3
3426 | UTGCUNI1 | TRUE | Tenaska Gateway Unit Unit4
3427 | UTGCCT11 | TRUE | Tenaska Gateway Unit Ct1
3428 | UTGCCT21 | TRUE | Tenaska Gateway Unit Ct2
3429 | XMLS58 | TRUE | Martin Lake Ses Axfmr1l (6)3
3430 | UWLSWLS1 | TRUE | Welsh Unit Wlshg1
3431 | XHRN89 | TRUE | Hearne Hrnat1 138/69 KV
3432 | UML3UNI1 | TRUE | Martin Lake Ses Unit Unit1
3433 | UML2UNI1 | TRUE | Martin Lake Ses Unit Unit2
3434 | UMLSUNI1 | TRUE | Martin Lake Ses Unit Unit3
3435 | XNCD58 | TRUE | Nacogdoches Se Axfmr1t (3)34
3436 | XJK_58 | TRUE | Btu_Jack_Creek Jkckt1l (3)34
3437 | UGIBGIB1 | TRUE | Gibbons Creek Unit Gib_Crg1
3438 | UBBSUNI1 | TRUE | Big Brown Ses Unit Unit1
3439 | UBB2UNI1 | TRUE | Big Brown Ses Unit Unit2
3440 | USCSUNI1 | TRUE | Stryker Creek Ses Unit Unit2
3441 | XCRK89 | TRUE | Crockett (Oncor) Axfmr2t (3)
3442 | USC2UNI1 | TRUE | Stryker Creek Ses Unit Unit1
3443 | UTAMSTG1 | TRUE | Btu_Texas_Am Unit Stg2
3444 | UTAMGTG1 | TRUE | Btu_Texas_Am Unit Gtg1
3445 | XGI3B58 | TRUE | Gibbons Creek Gcswt1t (3)345
3446 | XGIB58 | TRUE | Gibbons Creek Gcswt3h (3)345
3447 | XGI2B58 | TRUE | Gibbons Creek Gcswt2l (3)345
3448 | XSCS58 | TRUE | Stryker Creek Ses Axfmr1l (3
3449 | XTYG58 | TRUE | Tyler Grande Axfmr1h_H (3)34
3450 | XSSP58 | TRUE | Sulphur Springs Switch Axfmr
3451 | UDA2DAN1 | TRUE | Btu_Dansby Unit Dansbyg1
3452 | UDANDAN1 | TRUE | Btu_Dansby Unit Dansbyg2
3453 | UTNPTNP1 | TRUE | Tnp One Plant Unit Tnp_O_1
3454 | UTN2TNP1 | TRUE | Tnp One Plant Unit Tnp_O_2
3455 | XEAS89 | TRUE | Btu_East Xfmr1 138/69 KV
3456 | XTRS58 | TRUE | Trinidad Ses Axfmr6l (2)345/
3457 | XTRO89 | TRUE | Troup Axfmr1 138/69 KV
3458 | UDA3DAN1 | TRUE | Btu_Dansby Unit Dansbyg3
3459 | XDAN89 | TRUE | Btu_Dansby 138_69_2_L 138/69
3460 | XTRS89 | TRUE | Trinidad Ses Axfmr4h (2)138/
3461 | XPLS89 | TRUE | Palestine Axfmr3-L 138/69 KV
3462 | UFREGT11 | TRUE | Freestone Energy Center Unit
3463 | UFREGT21 | TRUE | Freestone Energy Center Unit
3464 | UFREGT41 | TRUE | Freestone Energy Center Unit
3465 | UFREGT51 | TRUE | Freestone Energy Center Unit
3466 | UFREST31 | TRUE | Freestone Energy Center Unit
3467 | UFREST61 | TRUE | Freestone Energy Center Unit
3468 | XTYL89 | TRUE | Tyler Northwest Axfmr1t (3)1
3469 | UFT4FTR1 | TRUE | Frontier Unit Ftr_G1
3470 | UFT2FTR1 | TRUE | Frontier Unit Ftr_G2
3471 | UFT3FTR1 | TRUE | Frontier Unit Ftr_G3
3472 | UFTRFTR1 | TRUE | Frontier Unit Ftr_G4
3473 | XOGS58 | TRUE | Oak Grove Ses Ogaxfrm1 345/1
3474 | UOGSUNI1 | TRUE | Oak Grove Ses Unit Unit2
3475 | UOG2UNI1 | TRUE | Oak Grove Ses Unit Unit1a
3476 | ULFBUNI1 | TRUE | Lufkin Bio Mass Unit Unit1
3477 | UNACUNI1 | TRUE | Nacogdoches Power Llc Unit U
3478 | XELK58 | TRUE | Elkton Axfmr3l (3)345/138 KV
3479 | ULH2UNI1 | TRUE | Lake Hubbard Ses 2 Unit Unit
3480 | UBRTBCW1 | TRUE | Barton Switch Unit Bcw1
3481 | XMAR89 | TRUE | Marquis Axfmr1 138/69 KV
3482 | XHKB58 | TRUE | Hackberry Axfmr3l_H (3)345/1
3483 | XEVR58 | TRUE | Everman Switch Axfmr2t (3)34
3484 | XEV3R58 | TRUE | Everman Switch Axfmr1h (3)34
3485 | XSAR89 | TRUE | Sardis 138_69_1 138/69 KV
3486 | XEV2R58 | TRUE | Everman Switch Axfmr3l (3)34
3487 | UST3STE1 | TRUE | Steam#1a Unit Steam_1
3488 | UGRSUNI1 | TRUE | Graham Ses Unit Unit1
3489 | UGR2UNI1 | TRUE | Graham Ses Unit Unit2
3490 | ULNCG831 | TRUE | Long Creek Unit G83
3491 | XLE2N89 | TRUE | Leon Switch Axfmr2 138/69 KV
3492 | XELM58 | TRUE | Elm Mott Axfmr1t (3)345/138
3493 | XLEN89 | TRUE | Leon Switch Axfmr5 138/69 KV
3494 | XELM89 | TRUE | Elm Mott Axfmr2 138/69 KV
3495 | XCOL89 | TRUE | College Cs_At 138/69 KV
3496 | XDE2N89 | TRUE | Denton Drive Axfmr1 138/69 K
3497 | XDEN89 | TRUE | Denton Drive Axfmr2 138/69 K
3498 | XGRS58 | TRUE | Graham Ses Axfmr1l (3)345/13
3499 | XRDW89 | TRUE | Rd Wells Interchange Rdw_A1
3500 | XRD2W89 | TRUE | Rd Wells Interchange Rdw_A2
3501 | UNTXNTX1 | TRUE | North Texas Unit Ntx_1
3502 | UNT3NTX1 | TRUE | North Texas Unit Ntx_2
3503 | UNT2NTX1 | TRUE | North Texas Unit Ntx_3
3504 | XWNT89 | TRUE | Walnut Springs (Oncor) Axfmr
3505 | XHA2S89 | TRUE | Hasse Hasse19 (2)138/138/69/
3506 | XTRL89 | TRUE | Terrell Switch Axfmr3t (3)13
3507 | XWLV58 | TRUE | West Levee Switch Axfmr2h (3
3508 | XWL2V58 | TRUE | West Levee Switch Axfmr1h_H
3509 | XLIG58 | TRUE | Liggett Switch Axfmr2l_H (3)
3510 | XFOX89 | TRUE | Fox Axfmr1 (2)138/138/69/69
3511 | XLI2G58 | TRUE | Liggett Switch Axfmr1l_H (3)
3512 | XWWE89 | TRUE | Waco West Axfmr2l (3)138/69
3513 | XLIL89 | TRUE | Lillian Axfmr1 138/69 KV
3514 | XBEL89 | TRUE | Bell County 138_69_1 138/69
3515 | XCRL58 | TRUE | Carrollton Northwest Axfmr1t
3516 | XRN2K58 | TRUE | Roanoke Switch Axfmr1h (3)34
3517 | XMCG89 | TRUE | Mcgregor Phillips Axfmr1 138
3518 | XRNK58 | TRUE | Roanoke Switch Axfmr2l (3)34
3519 | XSAG89 | TRUE | Saginaw Switch Axfmr1 138/69
3520 | UFLTSSI1 | TRUE | Flat Creek Switch Unit Ssi
3521 | ULHSUNI1 | TRUE | Lake Hubbard Ses Unit Unit1
3522 | XAL2N58 | TRUE | Allen Switch Axfmr2h_H (3)34
3523 | XDUB89 | TRUE | Dublin Axfmr1 138/69 KV
3524 | XNVA89 | TRUE | Navarro Axfmr2h (3)138/69 KV
3525 | XW_D58 | TRUE | West Denton Dnwdt2l (3)345/1
3526 | XW_2D58 | TRUE | West Denton Xft1l (3)345/138
3527 | UBO5BSQ1 | TRUE | Bosque Switch Unit Bsqsu_4
3528 | UBO3BSQ1 | TRUE | Bosque Switch Unit Bsqsu_3
3529 | UBOSBSQ1 | TRUE | Bosque Switch Unit Bsqsu_5
3530 | UBO2BSQ1 | TRUE | Bosque Switch Unit Bsqsu_1
3531 | UBO4BSQ1 | TRUE | Bosque Switch Unit Bsqsu_2
3532 | UMDACT61 | TRUE | Midlothian Anp (Amer Nat Pwr
3533 | UMDACT51 | TRUE | Midlothian Anp (Amer Nat Pwr
3534 | UMDACT11 | TRUE | Midlothian Anp (Amer Nat Pwr
3535 | UMDACT21 | TRUE | Midlothian Anp (Amer Nat Pwr
3536 | UMDACT31 | TRUE | Midlothian Anp (Amer Nat Pwr
3537 | UMDACT41 | TRUE | Midlothian Anp (Amer Nat Pwr
3538 | XCNR58 | TRUE | Centerville Road Switch Axfm
3539 | XCN2R58 | TRUE | Centerville Road Switch Axfm
3540 | XWEA89 | TRUE | Waco East Axfmr1l 138/69 KV
3541 | XBND58 | TRUE | Ben Davis Gabdt2h (3)345/138
3542 | XBN2D58 | TRUE | Ben Davis Gabdt1h (3)345/138
3543 | XSH1R58 | TRUE | Sherry Switch Axfmr1l_H (3)3
3544 | XSH2R58 | TRUE | Sherry Switch Axfmr2l_H (3)3
3545 | XLWS158 | TRUE | Lewisville Switch Axfmr22 34
3546 | XLWS58 | TRUE | Lewisville Switch Axfmr12 34
3547 | UWHCCT11 | TRUE | Wolf Hollow Gen Unit Ct1
3548 | UWHCCT21 | TRUE | Wolf Hollow Gen Unit Ct2
3549 | UWHCSTG1 | TRUE | Wolf Hollow Gen Unit Stg
3550 | USPNSPN1 | TRUE | Spencer Switch Unit Spnce_4
3551 | USP2SPN1 | TRUE | Spencer Switch Unit Spnce_5
3552 | XVE2N58 | TRUE | Venus Switch Axfmr3l (3)345/
3553 | XVE3N58 | TRUE | Venus Switch Axfmr1h_H (3)34
3554 | XVEN58 | TRUE | Venus Switch Axfmr2h_H (3)34
3555 | XCL2I89 | TRUE | Climax Tnp Climaat2 138/69 K
3556 | XCLI89 | TRUE | Climax Tnp Climaat1 138/69 K
3557 | XWTR58 | TRUE | Watermill Switch Axfmr1l (3)
3558 | XTM2P58 | TRUE | Temple Pecan Creek Axfmr1h_H
3559 | UMS2MSP1 | TRUE | Morris Sheppard Unit Msp_1
3560 | UMSPMSP1 | TRUE | Morris Sheppard Unit Msp_2
3561 | XHL2S89 | TRUE | Hillsboro Axfmr1h (4)138/138
3562 | XN_2D89 | TRUE | North Denton Interchange Xfm
3563 | XN_D89 | TRUE | North Denton Interchange Xfm
3564 | XST2E89 | TRUE | Sterrett Axfmr1 138/69 KV
3565 | XNOR58 | TRUE | Norwood Switch Axfmr1h (2)34
3566 | UST2STE1 | TRUE | Steam Unit Steam_2
3567 | USTESTE1 | TRUE | Steam Unit Steam_3
3568 | USTEENG1 | TRUE | Steam Unit Engine_1
3569 | UST2ENG1 | TRUE | Steam Unit Engine_2
3570 | UST3ENG1 | TRUE | Steam Unit Engine_3
3571 | XSHE89 | TRUE | Shelby Shlbt1h (3)138/69 KV
3572 | XEM2S58 | TRUE | Eagle Mountain Ses Axfmr2h_L
3573 | XEMS58 | TRUE | Eagle Mountain Ses Axfmr1l (
3574 | XBRK89 | TRUE | Breckenridge Axfmr1 138/69 K
3575 | XGN2_89 | TRUE | Greenville Steam Gnin_T2h (
3576 | UHLSUNI1 | TRUE | Handley Ses Unit Unit3
3577 | XCR2D58 | TRUE | Concord Crd2 345/138 KV
3578 | XHLS89 | TRUE | Handley Ses Axfmr1t (3)138/6
3579 | UHL3UNI1 | TRUE | Handley Ses Unit Unit4
3580 | UHL2UNI1 | TRUE | Handley Ses Unit Unit5
3581 | UTENSTG2 | TRUE | Tenaska Tmpp Unit Ct1
3582 | UTENSTG1 | TRUE | Tenaska Tmpp Unit Stg
3583 | XCRD58 | TRUE | Concord Crd1 345/138 KV
3584 | XFCR89 | TRUE | Fish Creek Switch Axfmr1 138
3585 | XGN_89 | TRUE | Greenville Steam Gnin_T1l (
3586 | XSGV58 | TRUE | Seagoville Switch Axfmr2h (3
3587 | XKLN158 | TRUE | Killeen Switch Axfmr1l_H (3)
3588 | XKLN258 | TRUE | Killeen Switch Axfmr2h (3)34
3589 | XFHL89 | TRUE | Forest Hill Switch Axfmr1 13
3590 | XCMN58 | TRUE | Comanche Switch (Oncor) Axfm
3591 | UFRNGT11 | TRUE | Forney Unit Gt11
3592 | UFR3GT11 | TRUE | Forney Unit Gt12
3593 | UFR2GT11 | TRUE | Forney Unit Gt13
3594 | UFRNGT21 | TRUE | Forney Unit Gt21
3595 | UFR3GT21 | TRUE | Forney Unit Gt22
3596 | UFR2GT21 | TRUE | Forney Unit Gt23
3597 | UFRNST11 | TRUE | Forney Unit St10
3598 | UFRNST21 | TRUE | Forney Unit St20
3599 | XOLN89 | TRUE | Olney Xfmr22 (2)138/138/69/6
3600 | UETCUNI1 | TRUE | Ennis Tractebel Unit Unit1
3601 | UETCCT11 | TRUE | Ennis Tractebel Unit Ct1
3602 | XLK2W89 | TRUE | Lake Whitney Tnp Lkwhiat1 13
3603 | XFOR58 | TRUE | Forney Switch Axfmr3t (3)345
3604 | XPTE58 | TRUE | Plano Tennyson Axfmr1l (3)34
3605 | ULEGLEG1 | TRUE | Limestone Plant Unit Leg_G1
3606 | ULE2LEG1 | TRUE | Limestone Plant Unit Leg_G2
3607 | XLE2G58 | TRUE | Limestone Plant At1_H (3)345
3608 | XLEG58 | TRUE | Limestone Plant At2h_H (3)34
3609 | XGRS89 | TRUE | Groesbeck (Oncor) Axfmr1 138
3610 | XPUT89 | TRUE | Putnam 138kv 138_69t1 138/69
3611 | XPUT88 | TRUE | Putnam 138kv 138_Ps 138/138
3612 | XWHT58 | TRUE | Whitney Wht1t_H (3)345/138 K
3613 | XIRB89 | TRUE | Iron Bridge Axfmr1h 138/69 K
3614 | XWH2T58 | TRUE | Whitney Axfmr2h_H (3)345/138
3615 | XWHT89 | TRUE | Whitney Xfmrt2 138/69 KV
3616 | UDCSCT21 | TRUE | Decordova Ses Unit Ct20
3617 | UDCSCT41 | TRUE | Decordova Ses Unit Ct40
3618 | UDCSCT31 | TRUE | Decordova Ses Unit Ct30
3619 | UDCSCT11 | TRUE | Decordova Ses Unit Ct10
3620 | XRKC58 | TRUE | Rocky Creek Axfmr1h (3)345/1
3621 | XCDH58 | TRUE | Cedar Hill Switch Axfmr2l (3
3622 | XDCS58 | TRUE | Decordova Ses Axfmr1l_H (3)3
3623 | XTRU89 | TRUE | Trumbull Truat1 138/69 KV
3624 | XOLS89 | TRUE | Olsen Tnp Olsenat1 138/69 KV
3625 | UWCPWCP1 | TRUE | Wise Cty Plant Unit Wcpp_Ct1
3626 | UWC2WCP1 | TRUE | Wise Cty Plant Unit Wcpp_Ct2
3627 | UWC3WCP1 | TRUE | Wise Cty Plant Unit Wcpp_St1
3628 | XSEA89 | TRUE | Seaton Seaat1 138/69 KV
3629 | UHWFHWF1 | TRUE | Hackberry Wind Farm Unit Hwf
3630 | XDES58 | TRUE | Desoto Switch Axfmr1h (3)345
3631 | XRYS58 | TRUE | Royse Switch Axfmr3 345/138
3632 | XRYS89 | TRUE | Royse Switch Axfmr2 138/69 K
3633 | XMCC89 | TRUE | Mccree Xfmr1 138/69 KV
3634 | XREN58 | TRUE | Renner Switch Axfmr1h (3)345
3635 | XRE2N58 | TRUE | Renner Switch Axfmr2h (3)345
3636 | UJACCT21 | TRUE | Jack County Unit Ct2
3637 | UJACCT11 | TRUE | Jack County Unit Ct1
3638 | UJACSTG1 | TRUE | Jack County Unit Stg
3639 | XMCC58 | TRUE | Mccree Gamct1l (3)345/138 KV
3640 | XLCS58 | TRUE | Lake Creek Ses Axfmr1l (3)34
3641 | XBRN89 | TRUE | Brownwood Axfmr1 138/69 KV
3642 | XSP2U89 | TRUE | Spunky Axfmr1 (2)138/138/69/
3643 | XSAR58 | TRUE | Sargent Road Axfmr1l (3)345/
3644 | XAN2A58 | TRUE | Anna Switch Axfmr1 345/138 K
3645 | XANA58 | TRUE | Anna Switch Axfmr2l (3)345/1
3646 | XCM2T89 | TRUE | Calmont Switch Axfmr1 138/69
3647 | XSTV89 | TRUE | Stephenville Bepc Xfmr1 138/
3648 | XWTH89 | TRUE | Weatherford West Switch Axfm
3649 | XCM1T89 | TRUE | Calmont Switch Axfmr2 138/69
3650 | XTMP89 | TRUE | Temple Switch Axfmr2 138/69
3651 | UOL4OLI1 | TRUE | Olinger Unit Oling_2
3652 | UOLIOLI1 | TRUE | Olinger Unit Oling_3
3653 | XOLI89 | TRUE | Olinger Xfmr1 138/69 KV
3654 | UOL2OLI1 | TRUE | Olinger Unit Oling_4
3655 | UOL3OLI1 | TRUE | Olinger Unit Oling_1
3656 | XGOL89 | TRUE | Goldthwaite 29at2 138/69 KV
3657 | UCPSUNI1 | TRUE | Comanche Peak Ses Unit Unit2
3658 | UCP2UNI1 | TRUE | Comanche Peak Ses Unit Unit1
3659 | XMEX89 | TRUE | Mexia Main At1 138/69 KV
3660 | UMILMIL2 | TRUE | Rw Miller Unit Millerg4
3661 | UMI2MIL1 | TRUE | Rw Miller Unit Millerg5
3662 | UMI3MIL1 | TRUE | Rw Miller Unit Millerg1
3663 | UMI4MIL1 | TRUE | Rw Miller Unit Millerg2
3664 | UMILMIL1 | TRUE | Rw Miller Unit Millerg3
3665 | UWNDWHI1 | TRUE | Whittney Dam Unit Whitney1
3666 | UWN2WHI1 | TRUE | Whittney Dam Unit Whitney2
3667 | XDCA89 | TRUE | Decatur (Oncor) Axfmr1 138/6
3668 | XAPO89 | TRUE | Apollo Xfmr1 138/69 KV
3669 | XCD2C89 | TRUE | Cedar Crest Switch Axfmr2 13
3670 | XCDC89 | TRUE | Cedar Crest Switch Axfmr1 13
3671 | ULNCG871 | TRUE | Post Oak Wind Unit G871
3672 | ULN2G871 | TRUE | Post Oak Wind Unit G872
3673 | UMC3UNI1 | TRUE | Mountain Creek Ses Unit Unit
3674 | UMCSUNI1 | TRUE | Mountain Creek Ses Unit Unit
3675 | UMC2UNI1 | TRUE | Mountain Creek Ses Unit Unit
3676 | XNEW89 | TRUE | Newman Xfmr1 138/69 KV
3677 | UOWFOWF1 | TRUE | Ocotillo Windfarm Unit Owf
3678 | UJCKCT31 | TRUE | Jack County 345 Unit Ct3
3679 | UJCKCT41 | TRUE | Jack County 345 Unit Ct4
3680 | UJCKST21 | TRUE | Jack County 345 Unit St2
3681 | USCEUNI1 | TRUE | Sandy Creek Energy Station U
3682 | UTR1TH11 | TRUE | Trinity Hills Wind Farm Llc
3683 | UTR2TH11 | TRUE | Trinity Hills Wind Farm Llc
3684 | XLNC58 | TRUE | Post Oak Wind Uxfmr_T2 345/1
3685 | XMCS89 | TRUE | Mountain Creek Ses Axfmr1h (
3686 | UCARBSP1 | TRUE | Carbon Poi Unit Bsp_1
3687 | UKI4KIN1 | TRUE | King Mountain Ne Unit Kingne
3688 | UMCDFCW1 | TRUE | Mcdonald Road Unit Fcw1
3689 | UMCDSBW1 | TRUE | Mcdonald Road Unit Sbw1
3690 | XRI3O89 | TRUE | Rio Pecos 138_69_2_L 138/69
3691 | XRI2O89 | TRUE | Rio Pecos 138_69_1 138/69 KV
3692 | XLM1E89 | TRUE | Lamesa Axfmr1 138/69 KV
3693 | XAND89 | TRUE | Andrews North Axfmr2 (2)138/
3694 | XCR2A89 | TRUE | Crane Aep Xfmr1 138/69 KV
3695 | XBAR89 | TRUE | Barrilla Xfmr1 138/69 KV
3696 | XLM2E89 | TRUE | Lamesa Axfmr2 138/69 KV
3697 | XBSP89 | TRUE | Big Spring Switch Axfmr1 138
3698 | XWIN89 | TRUE | Wink Sub Axfmr1 138/69 KV
3699 | UIN3IND1 | TRUE | Indian Mesa Nwp Unit Indnnwp
3700 | UWOOWOO1 | TRUE | Woodward 1 Unit Woodwrd1
3701 | UKI3KIN1 | TRUE | King Mountain Sw Unit Kingsw
3702 | UWO2WOO1 | TRUE | Woodward 2 Unit Woodwrd2
3703 | USW_SW_1 | TRUE | Southwest Mesa Unit Sw_Mesa
3704 | XBG2L89 | TRUE | Big Lake Xfmr_W2 138/69 KV
3705 | UPB2CT11 | TRUE | Permian Basin 2 Ses Unit Ct1
3706 | UPB2CT21 | TRUE | Permian Basin 2 Ses Unit Ct2
3707 | UPB2CT31 | TRUE | Permian Basin 2 Ses Unit Ct3
3708 | UPB2CT41 | TRUE | Permian Basin 2 Ses Unit Ct4
3709 | UPB2CT51 | TRUE | Permian Basin 2 Ses Unit Ct5
3710 | XFTS89 | TRUE | Fort Stockton Plant 138_69t1
3711 | XCRA89 | TRUE | Crane (Oncor) Axfmr1 138/69
3712 | UELBELB1 | TRUE | Elbow Creek Unit Elbcreek
3713 | XBGL88 | TRUE | Big Lake Source 138/138 KV
3714 | XBGL89 | TRUE | Big Lake Xfmr_E1 138/69 KV
3715 | XMDK89 | TRUE | Midkiff Switch Axfmr1 138/69
3716 | XWI2N89 | TRUE | Wink Tnp Winkat1 138/69 KV
3717 | UPBSUNI1 | TRUE | Permian Basin Ses Unit Unit6
3718 | UKI2KIN1 | TRUE | King Mountain Se Unit Kingse
3719 | USWEG11 | TRUE | Stanton Wind Energy Center U
3720 | UINDIND1 | TRUE | Indian Mesa Enron / Desert S
3721 | UIN2IND1 | TRUE | Indian Mesa Enron / Desert S
3722 | XILL89 | TRUE | Illinois #4 138_69_Auto1_H 1
3723 | XPB1S89 | TRUE | Permian Basin Ses Axfmr2 138
3724 | XPB2S89 | TRUE | Permian Basin Ses Axfmr1l (3
3725 | XFTL89 | TRUE | Fort Lancaster 138_69t1 138/
3726 | XSTA89 | TRUE | Stanton East Axfmrh 138/69 K
3727 | UKINKIN1 | TRUE | King Mountain Nw Unit Kingnw
3728 | USGMSIG1 | TRUE | Signal Mountain Road (Pod) U
3729 | UNWFNWF1 | TRUE | Notrees Windfarm Unit Nwf1
3730 | UKEOSHR1 | TRUE | Sherbino I Wind Farm Unit Sh
3731 | XHLT89 | TRUE | Holt Switch Axfmr1 138/69 KV
3732 | UKEOKEO1 | TRUE | Sherbino I Wind Farm Unit Ke
3733 | XODE58 | TRUE | Odessa Ehv Switch Axfmr2t (3
3734 | XOD2E58 | TRUE | Odessa Ehv Switch Axfmr1t (3
3735 | XSBY89 | TRUE | Spraberry Switch Axfmr1 138/
3736 | XMOS58 | TRUE | Moss Switch Axfmr1h_H (3)345
3737 | XOD3E58 | TRUE | Odessa Ehv Switch Axfmr3l (3
3738 | UPC3PAN1 | TRUE | Panther Creek North Substati
3739 | XFL2C58 | TRUE | Falcon Seaboard Axfmr1_L 345
3740 | XFL1C58 | TRUE | Falcon Seaboard Axfmr2_L 345
3741 | UFL3UNI1 | TRUE | Falcon Seaboard Unit Unit1
3742 | UFL2UNI1 | TRUE | Falcon Seaboard Unit Unit2
3743 | UFLCUNI1 | TRUE | Falcon Seaboard Unit Unit3
3744 | UOE2UNI1 | TRUE | Odessa Ector Ccs Unit Unit2
3745 | UOECCT11 | TRUE | Odessa Ector Ccs Unit Ct11
3746 | UOE2CT11 | TRUE | Odessa Ector Ccs Unit Ct12
3747 | UOECUNI1 | TRUE | Odessa Ector Ccs Unit Unit1
3748 | UOE2CT21 | TRUE | Odessa Ector Ccs Unit Ct21
3749 | UOECCT21 | TRUE | Odessa Ector Ccs Unit Ct22
3750 | UQA2STG1 | TRUE | Quail Switch Unit Stg1
3751 | UQALGT11 | TRUE | Quail Switch Unit Gt1
3752 | UQALGT21 | TRUE | Quail Switch Unit Gt2
3753 | UQALGT41 | TRUE | Quail Switch Unit Gt4
3754 | UQALSTG1 | TRUE | Quail Switch Unit Stg2
3755 | UQALGT31 | TRUE | Quail Switch Unit Gt3
3756 | UPC2PAN1 | TRUE | Panther Creek 2 Unit Panther
3757 | XALM589 | TRUE | Alamito Creek 138_69t2_H 138
3758 | XALM689 | TRUE | Alamito Creek 138_69t1 138/6
3759 | UPC_PAN1 | TRUE | Panther Creek 2 Unit Panther
3760 | XWES89 | TRUE | West Yates Xfmr1 138/69 KV
3761 | XWIC89 | TRUE | Wickett Axfmr1 138/69 KV
3762 | XTNW89 | TRUE | White Baker Tnp Wb_At_1 138/
3763 | ULARG51 | TRUE | Laredo Energy Center Unit G5
3764 | ULARG41 | TRUE | Laredo Energy Center Unit G4
3765 | UKOCKOC1 | TRUE | Koch Up River Unit Kochupg1
3766 | XKOC89 | TRUE | Koch Up River 138_69a1 138/6
3767 | UDC2BL_1 | TRUE | Dc_Road Unit Bl_Road
3768 | UDC2DC_1 | TRUE | Dc_Road Unit Dc_Road
3769 | UFR2FRO1 | TRUE | Frontera Unit Fronteg3
3770 | UFR3FRO1 | TRUE | Frontera Unit Fronteg1
3771 | UFROFRO1 | TRUE | Frontera Unit Fronteg2
3772 | UBULWND1 | TRUE | Bull Creek Wind Unit Wnd1
3773 | UBU2WND1 | TRUE | Bull Creek Wind Unit Wnd2
3774 | UKUNWIN1 | TRUE | Kunitz Unit Wind_Lge
3775 | UCOTPAP1 | TRUE | Papalote Creek Ii Unit Pap2
3776 | UCEDCHW1 | TRUE | Cedro Hill Wind Farm Unit Ch
3777 | XOLE89 | TRUE | Oleander 138_69_Auto_H 138/6
3778 | XSTE89 | TRUE | Stewart Road 138_69_Auto 138
3779 | XODN89 | TRUE | Odessa North Axfmr1 138/69 K
3780 | XMDL58 | TRUE | Midland East Axfmr1l (3)345/
3781 | ULGELGE1 | TRUE | Gregory Power Unit Lge_Gt2
3782 | ULG3LGE1 | TRUE | Gregory Power Unit Lge_Stg
3783 | UOXYOXY1 | TRUE | Oxychem Cc Cogen Unit Oxy_Cc
3784 | UBL3BL_1 | TRUE | Blt Brownsville Switch Unit
3785 | XLOM89 | TRUE | Loma Alta Substation T1 138/
3786 | ULG2LGE1 | TRUE | Gregory Power Unit Lge_Gt1
3787 | XRIO58 | TRUE | Rio Hondo 345_138_1h (3)345/
3788 | UPENUNI1 | TRUE | Penascal Ii Wind Project Uni
3789 | XSTR89 | TRUE | Stratton 138_69_1 138/69 KV
3790 | XNLA88 | TRUE | North Laredo Switch Pst1 138
3791 | XRI2O58 | TRUE | Rio Hondo 345/138_2h (3)345/
3792 | XLAR89 | TRUE | Laredo Plant 138_69a1t (3)13
3793 | XLA2R89 | TRUE | Laredo Plant 138_69a2t (3)13
3794 | UBL2BL_1 | TRUE | Blt Military Highway Pub Uni
3795 | XLA_89 | TRUE | La Palma 138_69a1 138/69 KV
3796 | XLA2_89 | TRUE | La Palma 138_69a2 138/69 KV
3797 | XLOB89 | TRUE | Lobo 1_138_69_Auto 138/69 KV
3798 | XLOB58 | TRUE | Lobo 2_345_138_H 345/138 KV
3799 | XLOY89 | TRUE | Loyola Sub 138_69_1 138/69 K
3800 | XBRU89 | TRUE | Bruni Sub 138_69_1 138/69 KV
3801 | XSAN89 | TRUE | San Miguel 69 Kv Switchyard
3802 | XHAR89 | TRUE | Harlingen Switch 138_69a1h 1
3803 | ULARVFT1 | TRUE | Laredo Vft South Unit Vft_Ge
3804 | ULARBL_1 | TRUE | Laredo Vft South Unit Bl_Lar
3805 | UPE4ENG1 | TRUE | Prsalgsu Unit Eng1
3806 | UPE5ENG1 | TRUE | Prsalgsu Unit Eng2
3807 | UPE6ENG1 | TRUE | Prsalgsu Unit Eng3
3808 | UPE7ENG1 | TRUE | Prsalgsu Unit Eng4
3809 | UPE8ENG1 | TRUE | Prsalgsu Unit Eng5
3810 | UPE9ENG1 | TRUE | Prsalgsu Unit Eng6
3811 | UPE0ENG1 | TRUE | Prsalgsu Unit Eng7
3812 | UPE_ENG1 | TRUE | Prsalgsu Unit Eng8
3813 | UPEBENG1 | TRUE | Prsalgsu Unit Eng9
3814 | UPECENG1 | TRUE | Prsalgsu Unit Eng10
3815 | UPEDENG1 | TRUE | Prsalgsu Unit Eng11
3816 | UPEEENG1 | TRUE | Prsalgsu Unit Eng12
3817 | UPEFENG1 | TRUE | Prsalgsu Unit Eng13
3818 | UPEGENG1 | TRUE | Prsalgsu Unit Eng14
3819 | UPEHENG1 | TRUE | Prsalgsu Unit Eng15
3820 | UPEIENG1 | TRUE | Prsalgsu Unit Eng16
3821 | UPEJENG1 | TRUE | Prsalgsu Unit Eng17
3822 | UPEKENG1 | TRUE | Prsalgsu Unit Eng18
3823 | UPELENG1 | TRUE | Prsalgsu Unit Eng19
3824 | UPEMENG1 | TRUE | Prsalgsu Unit Eng20
3825 | UPENENG1 | TRUE | Prsalgsu Unit Eng21
3826 | UPEAENG1 | TRUE | Prsalgsu Unit Eng22
3827 | UPE2ENG1 | TRUE | Prsalgsu Unit Eng23
3828 | UPE3ENG1 | TRUE | Prsalgsu Unit Eng24
3829 | XRIN89 | TRUE | Rincon 138_69a1 138/69 KV
3830 | XAI3R89 | TRUE | Airline Aep 138_69a2 138/69
3831 | XAI2R89 | TRUE | Airline Aep 138_69a1 138/69
3832 | XROC89 | TRUE | Rockport 138_69a1 138/69 KV
3833 | UNEDNED1 | TRUE | North Edinburg Unit Nedin_G3
3834 | UPENUNI2 | TRUE | Penascal Wind Power UnitsUni
3835 | XNED58 | TRUE | North Edinburg 345_138h (3)3
3836 | UDU2DUK1 | TRUE | Duke / Hec Unit Duke_Gt1
3837 | UDUKDUK1 | TRUE | Duke / Hec Unit Duke_Gt2
3838 | UDU3DUK1 | TRUE | Duke / Hec Unit Duke_St1
3839 | UNE2NED1 | TRUE | North Edinburg Unit Nedin_G2
3840 | UNE3NED1 | TRUE | North Edinburg Unit Nedin_G1
3841 | XDIL89 | TRUE | Dilley Switch Aep 138_69_1 1
3842 | XNE2D58 | TRUE | North Edinburg 345_1382 345/
3843 | XNED89 | TRUE | North Edinburg 138_69a1 138/
3844 | XNE2D89 | TRUE | North Edinburg 138_69a2 138/
3845 | XDI2L89 | TRUE | Dilley Switch Aep 138_69a1 1
3846 | XN_S58 | TRUE | Nelson Sharpe 345_138_Auto 3
3847 | UCELCEL1 | TRUE | Celanese Bishop Unit Celaneg
3848 | XBA3T89 | TRUE | Batesville Switching Station
3849 | UBL4BL_1 | TRUE | Blt Falcon Plant Unit Bl_Fal
3850 | UFALFAL1 | TRUE | Falcon Hydro Unit Falcong1
3851 | UFA3FAL1 | TRUE | Falcon Hydro Unit Falcong2
3852 | UFA2FAL1 | TRUE | Falcon Hydro Unit Falcong3
3853 | UNU2NUE1 | TRUE | Nueces Bay Unit Nuecesg8
3854 | UNU3NUE1 | TRUE | Nueces Bay Unit Nuecesg9
3855 | XN_S288 | TRUE | Nelson Sharpe Ps1 138/138 KV
3856 | XAIR89 | TRUE | Airport Substation T3 138/69
3857 | XRIO89 | TRUE | Rio Grande City 138_69a1 138
3858 | XALI89 | TRUE | Alice 138_69a1 138/69 KV
3859 | XRAY89 | TRUE | Raymondville 2 138_69a1 138/
3860 | XNUE89 | TRUE | Nueces Bay 138_69a1 138/69 K
3861 | XHIW89 | TRUE | Hiway 9 138_69a2 138/69 KV
3862 | UTGWT22 | TRUE | Pattern Gulf Wind UnitsT2_T1
3863 | UIN2CTG1 | TRUE | Ingleside Cogen Switch Unit
3864 | UINGCTG1 | TRUE | Ingleside Cogen Switch Unit
3865 | UINGSTG1 | TRUE | Ingleside Cogen Switch Unit
3866 | XGEO89 | TRUE | George West Switching Statio
3867 | XGAR89 | TRUE | Garza 138_69a1 138/69 KV
3868 | XCOL58 | TRUE | Coleto Creek 345_138h (3)345
3869 | XCO2L58 | TRUE | Coleto Creek 2t (3)345/138 K
3870 | XASH89 | TRUE | Asherton 138_69a1 138/69 KV
3871 | UCCEST11 | TRUE | Corpus Christi Energy Center
3872 | UCCEGT11 | TRUE | Corpus Christi Energy Center
3873 | UCCEGT21 | TRUE | Corpus Christi Energy Center
3874 | UDC_BL_1 | TRUE | Dc-Egps Unit Bl_Eagle
3875 | UDC_DC_1 | TRUE | Dc-Egps Unit Dc_Egpsg1
3876 | UEA3EAG1 | TRUE | Eagle Pass Hydro Unit Eagle_
3877 | UEAGEAG1 | TRUE | Eagle Pass Hydro Unit Eagle_
3878 | UEA2EAG1 | TRUE | Eagle Pass Hydro Unit Eagle_
3879 | XSA2N58 | TRUE | San Miguel 345_138 Kv Switch
3880 | USANSAN1 | TRUE | San Miguel 345_138 Kv Switch
3881 | XSAN58 | TRUE | San Miguel 345_138 Kv Switch
3882 | XWHI58 | TRUE | Whitepoint 345a 345/138 KV
3883 | XPLE89 | TRUE | Pleasanton 138_69a1 138/69 K
3884 | XWHI89 | TRUE | Whitepoint 138_69a1 138/69 K
3885 | XARA89 | TRUE | Aransas Pass 138_69a1 138/69
3886 | XLON89 | TRUE | Lon Hill 138_69a1 138/69 KV
3887 | XLO2N89 | TRUE | Lon Hill 138_69a2 138/69 KV
3888 | XLON58 | TRUE | Lon Hill 345_1381h (3)345/13
3889 | XLO2N58 | TRUE | Lon Hill 345_1382h (3)345/13
3890 | UVALVAL1 | TRUE | Valero Unit Valerog1
3891 | UVA2VAL1 | TRUE | Valero Unit Valerog2
3892 | UPE3PEA1 | TRUE | Pearsall Switching Station U
3893 | UPEAPEA1 | TRUE | Pearsall Switching Station U
3894 | UPE2PEA1 | TRUE | Pearsall Switching Station U
3895 | XORN89 | TRUE | Orange Grove Switching Stati
3896 | XBIG89 | TRUE | Big Foot 138_69a1 138/69 KV
3897 | XPEA89 | TRUE | Pearsall Switching Station 1
3898 | XOAK89 | TRUE | Oaks Sub 138_69_1 138/69 KV
3899 | UB_3B_D1 | TRUE | Barney Davis Unit B_Davig4
3900 | UB_4B_D1 | TRUE | Barney Davis Unit B_Davig3
3901 | USI1SIL1 | TRUE | Power Plant Substation Unit
3902 | USI2SIL1 | TRUE | Power Plant Substation Unit
3903 | USI3SIL1 | TRUE | Power Plant Substation Unit
3904 | USI4SIL1 | TRUE | Power Plant Substation Unit
3905 | UPAPPAP1 | TRUE | Papalote Creek Unit Pap1
3906 | XFAL89 | TRUE | Falfurrias 138_69a1 138/69 K
3907 | XSI2L89 | TRUE | Power Plant Substation T2 13
3908 | XSIL89 | TRUE | Power Plant Substation T1 13
3909 | UWFCUNI1 | TRUE | Wichita Falls Cogen Switch U
3910 | UWF2UNI1 | TRUE | Wichita Falls Cogen Switch U
3911 | UWF4UNI1 | TRUE | Wichita Falls Cogen Switch U
3912 | UWF3UNI1 | TRUE | Wichita Falls Cogen Switch U
3913 | ULP2CT11 | TRUE | Lamar Power Partners Unit Ct
3914 | ULPCCT21 | TRUE | Lamar Power Partners Unit Ct
3915 | ULP2UNI1 | TRUE | Lamar Power Partners Unit Un
3916 | ULPCUNI1 | TRUE | Lamar Power Partners Unit Un
3917 | XCHL89 | TRUE | Childress West 138_69t1 138/
3918 | ULPCCT11 | TRUE | Lamar Power Partners Unit Ct
3919 | ULP2CT21 | TRUE | Lamar Power Partners Unit Ct
3920 | UOKLOKL1 | TRUE | Oklaunion Unit Okla_G1
3921 | UDN2DEN1 | TRUE | Denison Dam Unit Denisog1
3922 | UDNDDEN1 | TRUE | Denison Dam Unit Denisog2
3923 | XSJO89 | TRUE | St Jo Tmpp Sjo2 (2)138/138/6
3924 | XBOM58 | TRUE | Bowman Switch Axfmr1h (3)345
3925 | XBOM358 | TRUE | Bowman Switch Axfmr2h (3)345
3926 | XOK2L58 | TRUE | Oklaunion 345_1382 345/138 K
3927 | XOKL58 | TRUE | Oklaunion Xfh (3)345/138 KV
3928 | UMWEG11 | TRUE | Mcadoo Energy Center Unit G1
3929 | XPLV89 | TRUE | Pleasant Valley Switch Axfmr
3930 | XBOW89 | TRUE | Bowie Axfmr1 138/69 KV
3931 | XGNS89 | TRUE | Gainesville Dixon Street Axf
3932 | XSPU89 | TRUE | Spur 138_69_1 138/69 KV
3933 | XHAW89 | TRUE | Hawkins Switch Hawkins2 (2)1
3934 | XPAI89 | TRUE | Paint Creek 138_69_2 138/69
3935 | UVL3UNI1 | TRUE | Valley Ses Unit Unit1
3936 | UWHTWR11 | TRUE | White Tail Unit Wr1
3937 | UWECWEC1 | TRUE | Whirlwind Energy Center Unit
3938 | UKMC1ST1 | TRUE | Kiamichi Energy Facility Uni
3939 | UKMC2ST1 | TRUE | Kiamichi Energy Facility Uni
3940 | UDCTDCT1 | TRUE | North Hvdc Unit Dctmg1
3941 | XPAU89 | TRUE | Lake Pauline 138_69_1 138/69
3942 | UKM21CT1 | TRUE | Kiamichi Energy Facility Uni
3943 | UKMC1CT1 | TRUE | Kiamichi Energy Facility Uni
3944 | UKM22CT1 | TRUE | Kiamichi Energy Facility Uni
3945 | UKMC2CT1 | TRUE | Kiamichi Energy Facility Uni
3946 | XVLS58 | TRUE | Valley Ses Axfmr1l_H (3)345/
3947 | XPAY89 | TRUE | Payne Switch Axfmr2h (3)138/
3948 | XASP89 | TRUE | Aspermont Aep 138_69t1 138/6
3949 | XBNM89 | TRUE | Bonham Switch Axfmr1 138/69
3950 | XWFA89 | TRUE | Wichita Falls Axfmr1 138/69
3951 | XFSH58 | TRUE | Fisher Road Switch Axfmr1l_H
3952 | UVL2UNI1 | TRUE | Valley Ses Unit Unit3
3953 | UTNSGT11 | TRUE | Tenaska (Oncor) Unit Gt1
3954 | UTNSGT21 | TRUE | Tenaska (Oncor) Unit Gt2
3955 | UTNSSTG1 | TRUE | Tenaska (Oncor) Unit Stg
3956 | XLKW89 | TRUE | Lake Wichita Switch Axfmr1 1
3957 | UVLSUNI1 | TRUE | Valley Ses Unit Unit2
3958 | XVE2R89 | TRUE | Vernon 138_69t1 138/69 KV
3959 | XVER89 | TRUE | Southwest Vernon 138_69_1 13
3960 | XPAD89 | TRUE | Paducah Clare Street 138_69t
3961 | XNVK89 | TRUE | Navy Kickapoo Switch Axfmr1
3962 | XPRS58 | TRUE | Paris Switch Axfmr1h (3)345/