## constraint_sf
[11 empty] | SF function used for criteria: | Average | Max
[11 empty] | % Qualified Constraints | 4.66% | 10.54%
|  | Positive Shift Factors |  |  |  | Negative Shift Factors |  |  |  |  | Pos SF > | 0.7 | 0.7
Contingency | Constraint | Minimum | Maximum | Average | Count | Abs(Max) | Abs(Min) | Abs(Avg) | Count | # of SCED Intervals | Abs(Neg SF) < | 0.2 | 0.2
BASE CASE | 365__A | 1 | 1 | 1 | 1 | 0 | 0 | 0 | 436 | 27 |  | 1 | 1
BASE CASE | 6437__C | 0 | 0.25 | 0 | 376 | 0 | 0.2 | 0 | 60 | 1000
BASE CASE | 6437__C | 0 | 0.3 | 0 | 379 | 0 | 0.2 | 0 | 63 | 870
BASE CASE | 6437__C | 0 | 0.25 | 0 | 372 | 0 | 0.25 | 0 | 68 | 293
BASE CASE | 6437__C | 0 | 0.4 | 0 | 383 | 0 | 0.2 | 0 | 67 | 94
BASE CASE | B_DAVI_WOOLRI1_1 | 0 | 0.25 | 0 | 433 | 0 | 0.05 | 0 | 16 | 121
BASE CASE | BOW_JOHN_1 | 0 | 0.05 | 0 | 296 | 0 | 0 | 0 | 108 | 285
BASE CASE | BRACKV_HAMILT1_1 | 0 | 0.55 | 0.05 | 180 | 0 | 0.05 | 0 | 258 | 156
BASE CASE | BRUNI_69_1 | 0 | 0 | 0 | 435 | 0 | 0 | 0 | 0 | 4
BASE CASE | CTHR_SONR1_1 | 0 | 0.1 | 0 | 188 | 0 | 0.3 | 0 | 252 | 123
BASE CASE | CTHR_SONR1_1 | 0 | 0.1 | 0.05 | 189 | 0 | 0.3 | 0 | 251 | 24
BASE CASE | CTHR_SONR1_1 | 0 | 0.1 | 0 | 185 | 0 | 0.35 | 0 | 254 | 3
BASE CASE | ECRSW_FMR1 | 0 | 0 | 0 | 439 | 0 | 0 | 0 | 0 | 1
BASE CASE | ESKSW_FMR1 | 0 | 0.3 | 0 | 406 | 0 | 0 | 0 | 30 | 213
BASE CASE | LC_NEW60_A | 0 | 0.45 | 0 | 161 | 0 | 0.4 | 0 | 258 | 79
BASE CASE | MARION_4AT2 | 0 | 0.05 | 0 | 387 | 0 | 0.05 | 0 | 50 | 8
BASE CASE | MATA_PADR1_1 | 0 | 0.5 | 0 | 92 | 0 | 0 | 0 | 345 | 931
BASE CASE | MATA_PADR1_1 | 0 | 0.45 | 0 | 83 | 0 | 0 | 0 | 331 | 53
BASE CASE | MATA_PADR1_1 | 0 | 0 | 0 | 350 | 0 | 0.5 | 0 | 92 | 1
BASE CASE | MLSES_FMR1 | 1 | 1 | 1 | 1 | 0 | 0 | 0 | 0 | 119 |  | 1 | 1
BASE CASE | MLSES_FMR2 | 1 | 1 | 1 | 1 | 0 | 0 | 0 | 0 | 120 |  | 1 | 1
BASE CASE | MLSES_FMR3 | 1 | 1 | 1 | 1 | 0 | 0 | 0 | 0 | 165 |  | 1 | 1
BASE CASE | N_SHARPE_PS1 | 0 | 0.3 | 0.05 | 19 | 0 | 0.05 | 0 | 430 | 283
BASE CASE | N_TO_H | 0 | 0.5 | 0.3 | 205 | 0 | 0.4 | 0.2 | 234 | 23
BASE CASE | N_TO_W | 0 | 0.3 | 0.05 | 305 | 0 | 0.55 | 0.35 | 130 | 2
BASE CASE | NEWPG_04_A | 0 | 0.6 | 0 | 203 | 0 | 0.1 | 0 | 186 | 2
BASE CASE | NEWTGF04_A | 0 | 0.6 | 0 | 203 | 0 | 0.1 | 0 | 186 | 36
BASE CASE | NWF_NOTSW_1 | 1 | 1 | 1 | 1 | 0 | 0 | 0 | 433 | 59 |  | 1 | 1
BASE CASE | SNTX1_SNTXTA1_1 | 1 | 1 | 1 | 1 | 0 | 0 | 0 | 441 | 38 |  | 1 | 1
BASE CASE | SNYDER_WKN_BK1_1 | 0.95 | 0.95 | 0.95 | 1 | 0 | 0 | 0 | 0 | 2581 |  | 1 | 1
BASE CASE | SUTN_TABOR_1 | 0 | 0.05 | 0 | 127 | 0 | 0 | 0 | 282 | 7
BASE CASE | THOMAS_VICTOR0_1 | 0 | 0.1 | 0 | 195 | 0 | 0.05 | 0 | 240 | 24
BASE CASE | THOMAS_VICTOR1_1 | 0 | 0.1 | 0.05 | 46 | 0 | 0.05 | 0 | 409 | 172
BASE CASE | THOMAS_VICTOR1_1 | 0 | 0.1 | 0 | 210 | 0 | 0.05 | 0 | 224 | 115
BASE CASE | THOMAS_VICTOR1_1 | 0 | 0.15 | 0 | 210 | 0 | 0.05 | 0 | 224 | 61
BASE CASE | THW_XT4A | 1 | 1 | 1 | 1 | 0 | 0 | 0 | 0 | 8 |  | 1 | 1
BASE CASE | THW_XT4D | 1 | 1 | 1 | 1 | 0 | 0 | 0 | 0 | 4 |  | 1 | 1
BASE CASE | TRIMR_KLNSW_1 | 0 | 0 | 0 | 268 | 0 | 0.15 | 0 | 163 | 49
BASE CASE | VALIMP | 0.05 | 0.05 | 0.05 | 428 | 0.95 | 0.95 | 0.95 | 6 | 681
BASE CASE | VALIMP | 0 | 0 | 0 | 428 | 1 | 1 | 1 | 6 | 60
BASE CASE | VALIMP | 0 | 0.05 | 0.05 | 436 | 0.95 | 0.95 | 0.95 | 6 | 1
BASE CASE | W_TO_N | 0 | 0.8 | 0.55 | 132 | 0 | 0.15 | 0.05 | 306 | 18683 |  |  | 1
BASE CASE | W_TO_N | 0 | 0.85 | 0.55 | 140 | 0 | 0.15 | 0.05 | 301 | 4836 |  |  | 1
BASE CASE | W_TO_N | 0 | 0.8 | 0.7 | 105 | 0 | 0.15 | 0.05 | 336 | 3796 |  |  | 1
BASE CASE | W_TO_N | 0 | 0.8 | 0.5 | 133 | 0 | 0.15 | 0.05 | 306 | 3263 |  |  | 1
BASE CASE | W_TO_N | 0 | 0.85 | 0.6 | 131 | 0 | 0.15 | 0.05 | 312 | 2344 |  |  | 1
BASE CASE | W_TO_N | 0 | 0.85 | 0.55 | 130 | 0 | 0.1 | 0.05 | 306 | 1400 |  |  | 1
BASE CASE | W_TO_N | 0 | 0.8 | 0.65 | 112 | 0 | 0.15 | 0.05 | 323 | 1347 |  |  | 1
BASE CASE | W_TO_N | 0 | 0.8 | 0.6 | 124 | 0 | 0.15 | 0.05 | 311 | 1006 |  |  | 1
BASE CASE | W_TO_N | 0 | 0.85 | 0.75 | 104 | 0 | 0.1 | 0.05 | 335 | 787 |  | 1 | 1
BASE CASE | W_TO_N | 0 | 0.85 | 0.3 | 289 | 0 | 0.15 | 0 | 167 | 776 |  |  | 1
BASE CASE | W_TO_N | 0 | 0.85 | 0.6 | 131 | 0 | 0.1 | 0.05 | 310 | 671 |  |  | 1
BASE CASE | W_TO_N | 0 | 0.8 | 0.7 | 106 | 0 | 0.1 | 0.05 | 334 | 555 |  |  | 1
BASE CASE | W_TO_N | 0 | 0.85 | 0.3 | 285 | 0 | 0.1 | 0 | 171 | 466 |  |  | 1
BASE CASE | W_TO_N | 0 | 0.85 | 0.75 | 99 | 0 | 0.15 | 0.05 | 336 | 422 |  | 1 | 1
BASE CASE | W_TO_N | 0.05 | 0.65 | 0.55 | 98 | 0.05 | 0.35 | 0.2 | 352 | 371
BASE CASE | W_TO_N | 0 | 0.8 | 0.55 | 134 | 0 | 0.2 | 0.05 | 303 | 358
BASE CASE | W_TO_N | 0 | 0.75 | 0.55 | 124 | 0 | 0.15 | 0.05 | 313 | 293 |  |  | 1
BASE CASE | W_TO_N | 0 | 0.85 | 0.7 | 107 | 0 | 0.15 | 0.05 | 335 | 290 |  |  | 1
BASE CASE | W_TO_N | 0 | 0.8 | 0.75 | 99 | 0 | 0.15 | 0.05 | 336 | 288 |  | 1 | 1
BASE CASE | W_TO_N | 0 | 0.8 | 0.75 | 105 | 0 | 0.1 | 0.05 | 334 | 280 |  | 1 | 1
BASE CASE | W_TO_N | 0 | 0.8 | 0.7 | 101 | 0 | 0.15 | 0.05 | 327 | 236 |  |  | 1
BASE CASE | W_TO_N | 0.05 | 0.65 | 0.6 | 98 | 0 | 0.35 | 0.2 | 353 | 207
BASE CASE | W_TO_N | 0.05 | 0.6 | 0.55 | 98 | 0.05 | 0.35 | 0.25 | 357 | 203
BASE CASE | W_TO_N | 0 | 0.85 | 0.7 | 106 | 0 | 0.1 | 0.05 | 333 | 172 |  |  | 1
BASE CASE | W_TO_N | 0 | 0.8 | 0.55 | 125 | 0 | 0.15 | 0.05 | 329 | 157 |  |  | 1
BASE CASE | W_TO_N | 0 | 0.75 | 0.5 | 133 | 0 | 0.15 | 0.05 | 307 | 154 |  |  | 1
BASE CASE | W_TO_N | 0.05 | 0.6 | 0.55 | 98 | 0.05 | 0.35 | 0.2 | 357 | 144
BASE CASE | W_TO_N | 0 | 0.6 | 0.55 | 98 | 0.05 | 0.35 | 0.25 | 352 | 140
BASE CASE | W_TO_N | 0 | 0.8 | 0.55 | 133 | 0 | 0.1 | 0.05 | 312 | 137 |  |  | 1
BASE CASE | W_TO_N | 0 | 0.85 | 0.55 | 124 | 0 | 0.15 | 0.05 | 311 | 136 |  |  | 1
BASE CASE | W_TO_N | 0.05 | 0.65 | 0.6 | 98 | 0 | 0.3 | 0.2 | 355 | 134
BASE CASE | W_TO_N | 0 | 0.75 | 0.65 | 101 | 0 | 0.15 | 0.05 | 312 | 128 |  |  | 1
BASE CASE | W_TO_N | 0.05 | 0.65 | 0.55 | 98 | 0 | 0.35 | 0.2 | 357 | 122
BASE CASE | W_TO_N | 0 | 0.8 | 0.6 | 130 | 0 | 0.1 | 0.05 | 314 | 119 |  |  | 1
BASE CASE | W_TO_N | 0.1 | 0.65 | 0.6 | 98 | 0 | 0.3 | 0.2 | 357 | 101
BASE CASE | W_TO_N | 0 | 0.75 | 0.45 | 146 | 0 | 0.15 | 0.05 | 295 | 100 |  |  | 1
BASE CASE | W_TO_N | 0 | 0.85 | 0.7 | 100 | 0 | 0.15 | 0.05 | 335 | 92 |  |  | 1
BASE CASE | W_TO_N | 0.05 | 0.85 | 0.75 | 104 | 0 | 0.1 | 0.05 | 335 | 85 |  | 1 | 1
BASE CASE | W_TO_N | 0 | 0.65 | 0.6 | 99 | 0.1 | 0.3 | 0.2 | 356 | 80
BASE CASE | W_TO_N | 0.05 | 0.8 | 0.65 | 106 | 0 | 0.2 | 0.05 | 331 | 71
BASE CASE | W_TO_N | 0.05 | 0.8 | 0.7 | 107 | 0 | 0.15 | 0.05 | 335 | 70 |  |  | 1
BASE CASE | W_TO_N | 0 | 0.9 | 0.75 | 100 | 0 | 0.1 | 0.05 | 335 | 69 |  | 1 | 1
BASE CASE | W_TO_N | 0 | 0.85 | 0.7 | 100 | 0 | 0.1 | 0.05 | 335 | 68 |  |  | 1
BASE CASE | W_TO_N | 0 | 0.9 | 0.55 | 140 | 0 | 0.1 | 0.05 | 301 | 66 |  |  | 1
BASE CASE | W_TO_N | 0 | 0.6 | 0.55 | 98 | 0.05 | 0.4 | 0.25 | 357 | 65
BASE CASE | W_TO_N | 0.05 | 0.8 | 0.7 | 105 | 0 | 0.1 | 0.05 | 337 | 59 |  |  | 1
BASE CASE | W_TO_N | 0 | 0.65 | 0.55 | 99 | 0.1 | 0.35 | 0.2 | 351 | 48
BASE CASE | W_TO_N | 0 | 0.9 | 0.5 | 142 | 0 | 0.1 | 0.05 | 301 | 47 |  |  | 1
BASE CASE | W_TO_N | 0 | 0.55 | 0.5 | 96 | 0 | 0.4 | 0.3 | 354 | 42
BASE CASE | W_TO_N | 0 | 0.9 | 0.7 | 99 | 0 | 0.1 | 0.05 | 336 | 42 |  |  | 1
BASE CASE | W_TO_N | 0 | 0.8 | 0.45 | 148 | 0 | 0.15 | 0.05 | 293 | 41 |  |  | 1
BASE CASE | W_TO_N | 0.05 | 0.6 | 0.55 | 98 | 0 | 0.35 | 0.25 | 357 | 35
BASE CASE | W_TO_N | 0 | 0.85 | 0.5 | 142 | 0 | 0.1 | 0.05 | 301 | 27 |  |  | 1
BASE CASE | W_TO_N | 0 | 0.7 | 0.6 | 99 | 0.05 | 0.3 | 0.15 | 356 | 22
BASE CASE | W_TO_N | 0 | 0.65 | 0.6 | 99 | 0.1 | 0.3 | 0.15 | 356 | 22
BASE CASE | W_TO_N | 0 | 0.85 | 0.65 | 107 | 0 | 0.15 | 0.05 | 335 | 22 |  |  | 1
BASE CASE | W_TO_N | 0 | 0.6 | 0.5 | 98 | 0.05 | 0.4 | 0.25 | 356 | 19
BASE CASE | W_TO_N | 0 | 0.9 | 0.6 | 124 | 0 | 0.1 | 0.05 | 311 | 16 |  |  | 1
BASE CASE | W_TO_N | 0 | 0.6 | 0.5 | 98 | 0.1 | 0.4 | 0.25 | 352 | 14
BASE CASE | W_TO_N | 0.05 | 0.6 | 0.55 | 98 | 0 | 0.35 | 0.2 | 357 | 13
BASE CASE | W_TO_N | 0 | 0.85 | 0.75 | 105 | 0 | 0.1 | 0.05 | 334 | 13 |  | 1 | 1
BASE CASE | W_TO_N | 0 | 0.85 | 0.5 | 141 | 0 | 0.15 | 0.05 | 301 | 10 |  |  | 1
BASE CASE | W_TO_N | 0 | 0.55 | 0.5 | 96 | 0 | 0.4 | 0.25 | 354 | 9
BASE CASE | W_TO_N | 0 | 0.8 | 0.55 | 135 | 0 | 0.2 | 0.05 | 301 | 9
BASE CASE | W_TO_N | 0 | 0.35 | 0.05 | 306 | 0 | 0.45 | 0.3 | 134 | 9
BASE CASE | W_TO_N | 0.05 | 0.65 | 0.6 | 99 | 0.1 | 0.3 | 0.2 | 356 | 8
BASE CASE | W_TO_N | 0 | 0.65 | 0.6 | 99 | 0.1 | 0.35 | 0.2 | 356 | 7
BASE CASE | W_TO_N | 0.1 | 0.65 | 0.6 | 98 | 0 | 0.35 | 0.2 | 357 | 4
BASE CASE | W_TO_N | 0 | 0.65 | 0.6 | 99 | 0.05 | 0.3 | 0.2 | 356 | 4
BASE CASE | W_TO_N | 0.05 | 0.8 | 0.75 | 104 | 0 | 0.1 | 0.05 | 335 | 4 |  | 1 | 1
BASE CASE | W_TO_N | 0.05 | 0.6 | 0.5 | 96 | 0 | 0.4 | 0.25 | 354 | 2
BASE CASE | W_TO_N | 0.05 | 0.55 | 0.5 | 96 | 0 | 0.4 | 0.25 | 354 | 2
BASE CASE | W_TO_N | 0 | 0.85 | 0.65 | 115 | 0 | 0.1 | 0.05 | 328 | 2 |  |  | 1
BASE CASE | W_TO_N | 0 | 0.75 | 0.7 | 101 | 0 | 0.15 | 0.05 | 312 | 2 |  |  | 1
BASE CASE | W_TO_N | 0 | 0.8 | 0.5 | 135 | 0 | 0.2 | 0.05 | 301 | 2
BASE CASE | W_TO_N | 0.1 | 0.65 | 0.6 | 98 | 0.1 | 0.3 | 0.2 | 356 | 1
BASE CASE | W_TO_N | 0 | 0.85 | 0.7 | 101 | 0 | 0.15 | 0.05 | 333 | 1 |  |  | 1
BASE CASE | WEC_XFMR | 1 | 1 | 1 | 1 | 0 | 0 | 0 | 0 | 636 |  | 1 | 1
DABMBTR5 | STCO_STER1_1 | 0 | 0.15 | 0.05 | 77 | 0 | 0 | 0 | 358 | 15
DALNRYS5 | 1627__A | 0 | 0.2 | 0 | 304 | 0 | 0 | 0 | 132 | 525
DALNRYS5 | 1646__A | 0 | 0.1 | 0 | 309 | 0 | 0 | 0 | 129 | 19
DALNRYS5 | 1750__B | 0 | 0.05 | 0.05 | 34 | 0 | 0 | 0 | 400 | 45
DAUSDES8 | CKT_902_1 | 0 | 0.2 | 0 | 243 | 0 | 0.15 | 0 | 196 | 133
DAUSDES8 | CKT_902_1 | 0 | 0.15 | 0 | 310 | 0 | 0.2 | 0 | 118 | 125
DAUSDES8 | CKT_902_1 | 0 | 0.15 | 0 | 345 | 0 | 0.2 | 0.05 | 36 | 18
DAUSGAR5 | AUSTRO_AT1H | 0 | 0.1 | 0 | 299 | 0 | 0.15 | 0.05 | 138 | 820
DAUSGAR5 | AUSTRO_AT1H | 0 | 0.1 | 0 | 296 | 0 | 0.25 | 0.05 | 144 | 35
DAUSGAR5 | AUSTRO_AT1H | 0 | 0.15 | 0 | 296 | 0 | 0.25 | 0.05 | 144 | 2
DAUSGAR5 | AUSTRO_AT1H | 0 | 0.05 | 0 | 246 | 0 | 0.15 | 0.05 | 127 | 2
DAUSGAR5 | AUSTRO_AT2H | 0 | 0.1 | 0 | 299 | 0 | 0.25 | 0.05 | 142 | 563
DAUSGAR5 | AUSTRO_AT2H | 0 | 0.1 | 0 | 298 | 0 | 0.3 | 0.05 | 144 | 296
DAUSGAR5 | AUSTRO_AT2H | 0 | 0.1 | 0 | 299 | 0 | 0.15 | 0.05 | 142 | 98
DAUSGAR5 | AUSTRO_AT2H | 0 | 0.1 | 0 | 299 | 0 | 0.2 | 0.05 | 142 | 7
DAUSGAR5 | AUSTRO_AT2L | 0 | 0.1 | 0 | 298 | 0 | 0.25 | 0.05 | 142 | 259
DAUSLOS5 | 336T405_1 | 0 | 0.8 | 0.05 | 119 | 0 | 0.2 | 0 | 316 | 126
DAUSLOS5 | 336T405_1 | 0 | 0.75 | 0.05 | 127 | 0 | 0.25 | 0 | 316 | 1
DAUSLOS5 | AUSTRO_AT1H | 0 | 0.2 | 0 | 213 | 0 | 0.2 | 0 | 229 | 39
DAUSLOS5 | AUSTRO_AT1H | 0 | 0.3 | 0.05 | 226 | 0 | 0.1 | 0.05 | 206 | 15
DAUSLOS5 | AUSTRO_AT2H | 0 | 0.1 | 0.05 | 199 | 0 | 0.2 | 0 | 243 | 56
DAUSLOS5 | AUSTRO_AT2H | 0 | 0.05 | 0.05 | 228 | 0 | 0.3 | 0.05 | 210 | 28
DAUSLOS5 | AUSTRO_AT2H | 0 | 0.15 | 0.05 | 208 | 0 | 0.3 | 0.1 | 222 | 14
DAUSLOS5 | AUSTRO_AT2H | 0 | 0.15 | 0.05 | 221 | 0 | 0.25 | 0.05 | 219 | 3
DAUSLOS5 | CKT_3122_1 | 0 | 0.7 | 0.05 | 116 | 0 | 0.05 | 0 | 320 | 977
DAUSLOS5 | CKT_3122_1 | 0 | 0.5 | 0.05 | 319 | 0 | 0.1 | 0.05 | 118 | 1
DAUSLOS5 | FAYETT_6AT2 | 0 | 0.4 | 0 | 292 | 0 | 0.25 | 0 | 139 | 52
DAUSLOS5 | FAYETT_6AT2 | 0 | 0.25 | 0 | 296 | 0 | 0.2 | 0 | 138 | 10
DAUSLOS5 | SALEM_AT3 | 0 | 0.4 | 0.05 | 144 | 0 | 0.2 | 0 | 311 | 94
DAUSLOS5 | SALEM_AT3 | 0 | 0.15 | 0 | 134 | 0 | 0.25 | 0 | 321 | 1
DAUSSND5 | 1660__A | 0 | 0.1 | 0.05 | 273 | 0 | 0.1 | 0.05 | 177 | 39
DAUSSND5 | 1660__A | 0 | 0.15 | 0.05 | 276 | 0 | 0.1 | 0.05 | 174 | 39
DAUSSND5 | 1665__A | 0 | 0.4 | 0 | 128 | 0 | 0 | 0 | 306 | 63
DAUSSND5 | 1665__B | 0 | 0.2 | 0 | 250 | 0 | 0.05 | 0.05 | 182 | 31
DAUSSND5 | 211T147_1 | 0 | 0.2 | 0.05 | 268 | 0 | 0.15 | 0.05 | 183 | 60
DAUSSND5 | 270__A | 0.05 | 0.2 | 0.1 | 193 | 0 | 0.2 | 0.1 | 251 | 17
DAUSSND5 | SNDSW_MR1L | 0 | 0.5 | 0.05 | 261 | 0 | 0.05 | 0.05 | 174 | 227
DB_DAIR8 | ALAZAN_B_DAVI1_1 | 1 | 1 | 1 | 2 | 0 | 0 | 0 | 436 | 37 |  | 1 | 1
DB_DAIR8 | N_SHARPE_PS1 | 0 | 0.85 | 0.45 | 4 | 0 | 0.05 | 0 | 451 | 39 |  |  | 1
DB_DAIR8 | N_SHARPE_PS1 | 0 | 0.35 | 0.1 | 11 | 0 | 0.05 | 0 | 444 | 13
DB_DAIR8 | N_SHARPE_PS1 | 0.05 | 0.35 | 0.1 | 10 | 0 | 0.05 | 0 | 445 | 2
DBALDEE8 | N4_X3_1 | 0 | 0.6 | 0 | 227 | 0 | 0.3 | 0 | 203 | 13
DBALDEE8 | N4_X3_1 | 0 | 0.55 | 0 | 304 | 0 | 0.3 | 0 | 118 | 6
DBALDEE8 | N4_X3_1 | 0 | 0.4 | 0 | 247 | 0 | 0.4 | 0 | 162 | 4
DBBSRCH5 | TRSES_MR6H | 0 | 0.35 | 0 | 144 | 0 | 0.5 | 0 | 293 | 134
DBBSRCH5 | TRSES_MR6H | 0 | 0.15 | 0 | 400 | 0 | 0.65 | 0.05 | 17 | 1
DBBSVEN5 | 21__A | 0 | 0.3 | 0.05 | 273 | 0 | 0.4 | 0.05 | 165 | 552
DBBSVEN5 | 21__A | 0 | 0.3 | 0.05 | 273 | 0 | 0.35 | 0.05 | 165 | 36
DBBSVEN5 | 21__A | 0 | 0.3 | 0.05 | 273 | 0 | 0.15 | 0.05 | 165 | 17
DBBSVEN5 | 21__A | 0 | 0.3 | 0.05 | 271 | 0 | 0.5 | 0.05 | 165 | 9
DBBSVEN5 | 21__A | 0 | 0.3 | 0.05 | 273 | 0 | 0.2 | 0.05 | 165 | 6
DBBSVEN5 | 230__A | 0 | 0.2 | 0.05 | 153 | 0 | 0.25 | 0.05 | 288 | 16
DBBSVEN5 | 510__A | 0 | 0.2 | 0.05 | 280 | 0 | 0.05 | 0.05 | 158 | 34
DBBSVEN5 | 510__A | 0 | 0.3 | 0.05 | 280 | 0 | 0.05 | 0.05 | 158 | 11
DBBSVEN5 | 520__A | 0 | 0.2 | 0.05 | 280 | 0 | 0.1 | 0.05 | 157 | 72
DBCESND5 | AUSTRO_AT1H | 0 | 0.15 | 0 | 404 | 0 | 0.3 | 0.15 | 37 | 14
DBCESND5 | AUSTRO_AT1H | 0 | 0.15 | 0 | 347 | 0 | 0.35 | 0.1 | 66 | 1
DBCESND5 | AUSTRO_AT1H | 0 | 0.1 | 0 | 353 | 0 | 0.3 | 0.05 | 65 | 1
DBCESND5 | AUSTRO_AT1H | 0 | 0.1 | 0 | 344 | 0 | 0.2 | 0.05 | 57 | 1
DBNBSYC5 | 6120__C | 0 | 0.25 | 0 | 128 | 0 | 0 | 0 | 313 | 7
DBNBSYC5 | 6120__C | 0 | 0.05 | 0.05 | 133 | 0 | 0.05 | 0 | 309 | 2
DBRAVAL8 | E1_M1_1 | 0 | 0.1 | 0 | 347 | 0 | 0.3 | 0.05 | 87 | 895
DBRAVAL8 | E1_M1_1 | 0 | 0.1 | 0 | 347 | 0 | 0.25 | 0.05 | 88 | 142
DBRAVAL8 | E1_M1_1 | 0 | 0.1 | 0 | 347 | 0 | 0.2 | 0.05 | 88 | 129
DBRAVAL8 | E1_M1_1 | 0 | 0.05 | 0 | 347 | 0 | 0.2 | 0.05 | 87 | 71
DBRAVAL8 | E1_M1_1 | 0 | 0.1 | 0 | 347 | 0 | 0.45 | 0.1 | 88 | 7
DCAGBRA5 | M3_G2_1 | 0 | 0 | 0 | 249 | 0 | 0.15 | 0 | 199 | 12
DCAGBRA5 | N5_P4_1 | 0 | 0.7 | 0.15 | 118 | 0 | 0.1 | 0 | 314 | 36
DCAGBRA5 | N5_P4_1 | 0 | 0.7 | 0.1 | 146 | 0 | 0.1 | 0 | 280 | 32
DCAGBRA5 | N5_P4_1 | 0 | 0.4 | 0.05 | 167 | 0 | 0.05 | 0 | 258 | 5
DCAGBRA5 | N5_P4_2_1 | 0 | 0.7 | 0.1 | 111 | 0 | 0.1 | 0 | 322 | 131
DCAGBRA5 | N5_P4_2_1 | 0 | 0.7 | 0.1 | 108 | 0 | 0.1 | 0.05 | 327 | 49
DCAGBRA5 | N5_P4_2_1 | 0 | 0.7 | 0.15 | 94 | 0 | 0.1 | 0.05 | 329 | 12
DCAGBRA5 | N5_P4_2_1 | 0 | 0.4 | 0.05 | 94 | 0 | 0.05 | 0 | 327 | 4
DCALCAG5 | N5_P4_2_1 | 0 | 0.75 | 0.25 | 83 | 0 | 0.1 | 0.05 | 350 | 30 |  |  | 1
DCHB_KG5 | CTRPHR97_A | 0 | 0.65 | 0.1 | 71 | 0 | 0.1 | 0 | 364 | 164
DCHB_KG5 | EXNLH_03_A | 0.05 | 0.4 | 0.2 | 32 | 0 | 0.05 | 0 | 402 | 153
DCHB_KG5 | EXNLH_03_A | 0 | 0.35 | 0.2 | 35 | 0 | 0.05 | 0 | 397 | 39
DCHB_KG5 | EXNLH_03_A | 0 | 0.3 | 0.05 | 212 | 0 | 0.1 | 0 | 219 | 16
DCHB_KG5 | EXNLH_03_A | 0.05 | 0.35 | 0.2 | 32 | 0 | 0.05 | 0 | 399 | 11
DCHB_KG5 | EXNLH_03_A | 0 | 0.3 | 0.05 | 181 | 0 | 0.05 | 0 | 251 | 10
DCHB_KG5 | EXNLH_03_A | 0 | 0.35 | 0.05 | 172 | 0 | 0.1 | 0 | 249 | 7
DCHB_KG5 | EXNLH_03_A | 0 | 0.4 | 0.2 | 33 | 0 | 0.05 | 0 | 399 | 3
DCHB_KG5 | EXNLH_03_A | 0 | 0.3 | 0.05 | 198 | 0 | 0.1 | 0 | 218 | 2
DCHB_KG5 | EXNLH_03_A | 0 | 0.3 | 0 | 202 | 0 | 0.1 | 0 | 218 | 1
DCLEZOR5 | MARION_4AT2 | 0 | 0.1 | 0 | 204 | 0 | 0.05 | 0 | 233 | 54
DCMTBNB8 | 6495__C | 0 | 0 | 0 | 328 | 0 | 0 | 0 | 111 | 160
DCNSLHS8 | 3660__A | 0 | 0.5 | 0 | 300 | 0 | 0.05 | 0 | 131 | 272
DCNSLHS8 | 3660__A | 0 | 0.2 | 0 | 417 | 0 | 0 | 0 | 8 | 1
DCPSES12 | 591_A_1 | 0 | 0.05 | 0 | 307 | 0 | 0.15 | 0.05 | 128 | 138
DCPSES12 | SINTON_SKIDMO1_1 | 0 | 0 | 0 | 43 | 0 | 0 | 0 | 389 | 131
DCPSJON5 | 152__A | 0 | 0.75 | 0.05 | 261 | 0 | 0.05 | 0 | 173 | 160 |  |  | 1
DCRLPTE5 | 820__D | 0 | 0.05 | 0 | 293 | 0 | 0.1 | 0 | 137 | 111
DDOWOAS5 | DAN_DANE_1 | 0 | 0 | 0 | 343 | 0 | 0.05 | 0 | 99 | 7
DELMSAN5 | BLESSI_LOLITA1_1 | 0 | 0.05 | 0.05 | 345 | 0 | 0.35 | 0.15 | 90 | 129
DELMSAN5 | BLESSI_LOLITA1_1 | 0 | 0.35 | 0.15 | 92 | 0 | 0.05 | 0 | 343 | 115
DELMSAN5 | BLESSI_LOLITA1_1 | 0 | 0.4 | 0.15 | 89 | 0 | 0.05 | 0 | 346 | 5
DELMSAN5 | BLESSI_LOLITA1_1 | 0 | 0.35 | 0.15 | 90 | 0 | 0.05 | 0.05 | 345 | 5
DELMSAN5 | BLESSI_LOLITA1_1 | 0 | 0.05 | 0 | 345 | 0 | 0.35 | 0.15 | 90 | 1
DELMSAN5 | COLETO_KENEDS1_1 | 0 | 0.1 | 0 | 176 | 0 | 0.05 | 0 | 258 | 71
DELMSAN5 | MHONDOCR_1 | 0 | 0.2 | 0.1 | 96 | 0 | 0.05 | 0 | 339 | 64
DELMSAN5 | MHONDOCR_1 | 0 | 0.25 | 0.1 | 87 | 0 | 0.05 | 0 | 348 | 38
DELMSAN5 | MHONDOCR_1 | 0 | 0.25 | 0.15 | 83 | 0 | 0.05 | 0 | 351 | 11
DELMSKY5 | MAR_SKY_1 | 0 | 0.2 | 0.05 | 341 | 0.05 | 0.5 | 0.2 | 102 | 79
DELMSKY5 | MAR_SKY_1 | 0 | 0.15 | 0.05 | 341 | 0.1 | 0.5 | 0.25 | 100 | 71
DELMSKY5 | MAR_SKY_1 | 0 | 0.15 | 0.05 | 341 | 0.05 | 0.5 | 0.2 | 102 | 24
DELMSTP5 | CKT_3124_1 | 0 | 0.45 | 0.05 | 159 | 0 | 0.05 | 0 | 281 | 39
DELMSTP5 | CKT_3124_1 | 0 | 0.4 | 0.1 | 159 | 0 | 0.05 | 0.05 | 280 | 22
DELMSTP5 | CKT_3124_1 | 0 | 0.25 | 0.05 | 161 | 0 | 0.05 | 0 | 278 | 6
DELMSTP5 | CKT_3124_1 | 0 | 0.35 | 0.1 | 160 | 0 | 0.05 | 0.05 | 280 | 1
DENTSCS5 | 1170__A | 0 | 0.1 | 0 | 161 | 0 | 0.3 | 0 | 273 | 55
DFMRMNS5 | 1650_A_1 | 0 | 0.05 | 0 | 168 | 0 | 0.15 | 0 | 18 | 5
DFMRMNS5 | 205_A_1 | 0 | 0.4 | 0 | 140 | 0 | 0.1 | 0 | 293 | 25
DFPPHOL5 | 144T132_1 | 0 | 0.2 | 0 | 168 | 0 | 0.05 | 0 | 264 | 446
DFPPHOL5 | 144T132_1 | 0 | 0.1 | 0 | 300 | 0 | 0.05 | 0 | 141 | 2
DFPPHOL5 | 155T217_1 | 0 | 0.5 | 0.05 | 153 | 0 | 0.05 | 0 | 288 | 498
DFPPHOL5 | 155T217_1 | 0 | 0.35 | 0 | 264 | 0 | 0.1 | 0 | 166 | 22
DFPPHOL5 | 155T217_1 | 0 | 0.4 | 0 | 262 | 0 | 0.1 | 0 | 170 | 16
DFPPHOL5 | 192T175_1 | 0 | 0.35 | 0.05 | 143 | 0 | 0.15 | 0 | 298 | 495
DFPPHOL5 | 192T175_1 | 0 | 0.2 | 0 | 143 | 0 | 0.05 | 0 | 300 | 24
DFPPHOL5 | 192T175_1 | 0 | 0.15 | 0 | 143 | 0 | 0.05 | 0 | 299 | 2
DFPPHOL5 | 192T175_1 | 0 | 0.2 | 0 | 147 | 0 | 0.1 | 0 | 294 | 1
DFPPHOL5 | 357T544_1 | 0 | 0.05 | 0 | 273 | 0 | 0 | 0 | 166 | 763
DFPPHOL5 | FAYETT_6AT2 | 0 | 0.6 | 0.05 | 129 | 0 | 0.05 | 0 | 301 | 1446
DFPPHOL5 | FAYETT_6AT2 | 0 | 0.55 | 0 | 289 | 0 | 0.05 | 0 | 149 | 67
DFPPHOL5 | FAYETT_6AT2 | 0 | 0.6 | 0 | 162 | 0 | 0.05 | 0 | 261 | 18
DFPPHOL5 | FAYETT_6AT2 | 0 | 0.15 | 0 | 287 | 0 | 0.25 | 0 | 153 | 1
DGALRIV8 | GABRIE_9AT1 | 0 | 0 | 0 | 437 | 0 | 0 | 0 | 0 | 4
DGARHIC8 | AUSTRO_AT1H | 0 | 0.05 | 0 | 401 | 0.05 | 0.2 | 0.1 | 34 | 174
DGARHIC8 | AUSTRO_AT1H | 0 | 0.05 | 0 | 394 | 0 | 0.2 | 0.1 | 41 | 3
DGARHIC8 | AUSTRO_AT2H | 0 | 0.05 | 0 | 405 | 0.05 | 0.3 | 0.15 | 34 | 132
DGARHIC8 | CKT_943_1 | 0 | 0.05 | 0 | 198 | 0 | 0.25 | 0.05 | 252 | 53
DGARLYT5 | AUSTRO_AT1H | 0 | 0.1 | 0 | 294 | 0 | 0.15 | 0.05 | 138 | 68
DGARLYT5 | AUSTRO_AT1H | 0 | 0.1 | 0 | 301 | 0 | 0.25 | 0.05 | 141 | 46
DGBY_GS8 | BG_GV_46_A | 0 | 0 | 0 | 428 | 0 | 0.05 | 0 | 7 | 7
DGBY_GS8 | GT_MID90_A | 0 | 0.15 | 0 | 381 | 0 | 0.2 | 0.05 | 55 | 5928
DGBY_GS8 | GT_MID90_A | 0 | 0.15 | 0 | 379 | 0 | 0.25 | 0.05 | 58 | 804
DGBY_GS8 | GT_MID90_A | 0 | 0.1 | 0 | 380 | 0 | 0.25 | 0.05 | 57 | 424
DGBY_GS8 | GT_MID90_A | 0 | 0.1 | 0 | 386 | 0 | 0.45 | 0.1 | 53 | 98
DGBY_GS8 | GT_MID90_A | 0 | 0.2 | 0 | 381 | 0 | 0.25 | 0.05 | 57 | 93
DGBY_GS8 | GT_MID90_A | 0 | 0.15 | 0 | 385 | 0 | 0.45 | 0.1 | 54 | 84
DGBY_GS8 | GT_MID90_A | 0 | 0.1 | 0 | 379 | 0 | 0.2 | 0.05 | 64 | 48
DGBY_GS8 | GT_MID90_A | 0 | 0.2 | 0 | 385 | 0 | 0.45 | 0.1 | 54 | 35
DGBY_GS8 | GT_MID90_A | 0 | 0.15 | 0 | 386 | 0 | 0.3 | 0.05 | 49 | 29
DGBY_GS8 | GT_MID90_A | 0 | 0.25 | 0 | 385 | 0 | 0.35 | 0.1 | 54 | 10
DGBY_GS8 | GT_MID90_A | 0 | 0.15 | 0 | 385 | 0 | 0.45 | 0.15 | 54 | 8
DGBY_GS8 | GT_MID90_A | 0 | 0.15 | 0 | 385 | 0 | 0.4 | 0.1 | 54 | 2
DGBY_GS8 | GT_MID90_A | 0 | 0.15 | 0 | 333 | 0.05 | 0.2 | 0.05 | 40 | 2
DGBY_KG5 | GBY_AT2 | 1 | 1 | 1 | 2 | 0 | 0 | 0 | 435 | 29 |  | 1 | 1
DGBY_KG5 | GBY_AT2 | 0.95 | 1 | 0.95 | 2 | 0 | 0 | 0 | 445 | 4 |  | 1 | 1
DGBY_KG5 | GBY_AT2 | 0 | 0.4 | 0 | 357 | 0 | 0.1 | 0 | 69 | 1
DGBY_KG5 | GBY_AT2L | 0.2 | 0.2 | 0.2 | 2 | 0 | 0 | 0 | 0 | 64
DGIBJK_5 | 226_A_1 | 0 | 0.5 | 0.15 | 171 | 0 | 0.15 | 0.1 | 262 | 10
DGIBJK_5 | 240__A | 0 | 0.25 | 0.15 | 222 | 0 | 0.35 | 0.15 | 218 | 102
DGIBJK_5 | 240__A | 0 | 0.15 | 0.1 | 222 | 0 | 0.25 | 0.1 | 218 | 9
DGIBJK_5 | 240_A_1 | 0 | 0.3 | 0.2 | 177 | 0 | 0.35 | 0.15 | 256 | 38
DGIBJK_5 | 260_A_1 | 0 | 0.3 | 0.2 | 191 | 0 | 0.35 | 0.15 | 258 | 85
DGIBJK_5 | 260_A_1 | 0 | 0.3 | 0.2 | 179 | 0 | 0.4 | 0.15 | 254 | 11
DGIBJK_5 | 265_A_1 | 1 | 1 | 1 | 4 | 0 | 0 | 0 | 431 | 308 |  | 1 | 1
DGREPAR8 | K2_P3_1 | 0 | 0 | 0 | 398 | 0 | 0.3 | 0.1 | 45 | 7
DGREPAR8 | K2_P3_1 | 0 | 0 | 0 | 393 | 0 | 0.45 | 0.1 | 48 | 3
DGRSLNC5 | 6070_A_1 | 0 | 0.1 | 0 | 313 | 0 | 0.05 | 0.05 | 119 | 16
DGRSLNC5 | 6070_A_1 | 0 | 0.05 | 0.05 | 119 | 0 | 0.1 | 0 | 313 | 13
DGRSLNC5 | 6380__D | 0 | 0.15 | 0.05 | 129 | 0 | 0.05 | 0 | 313 | 1573
DGRSLNC5 | 6380__D | 0 | 0.05 | 0 | 328 | 0 | 0.15 | 0.05 | 103 | 447
DGRSLNC5 | 6380__D | 0.05 | 0.15 | 0.05 | 99 | 0 | 0.05 | 0 | 332 | 124
DGRSLNC5 | 6380__D | 0 | 0.05 | 0 | 330 | 0.05 | 0.15 | 0.05 | 99 | 3
DGRSLNC5 | 6380_D_1 | 0 | 0.2 | 0.05 | 128 | 0 | 0.05 | 0 | 305 | 876
DGRSLNC5 | 6380_D_1 | 0 | 0.25 | 0.1 | 131 | 0 | 0.05 | 0 | 304 | 297
DGRSLNC5 | 6380_D_1 | 0 | 0.3 | 0.1 | 131 | 0 | 0.05 | 0 | 303 | 292
DGRSLNC5 | 6380_D_1 | 0 | 0.2 | 0.1 | 99 | 0 | 0.05 | 0 | 312 | 277
DGRSLNC5 | 6380_D_1 | 0 | 0.05 | 0 | 304 | 0 | 0.25 | 0.1 | 131 | 130
DGRSLNC5 | 6380_D_1 | 0 | 0.35 | 0.15 | 129 | 0 | 0.1 | 0 | 306 | 120
DGRSLNC5 | 6380_D_1 | 0 | 0.15 | 0.05 | 95 | 0 | 0.15 | 0 | 360 | 89
DGRSLNC5 | 6380_D_1 | 0 | 0.05 | 0 | 302 | 0 | 0.3 | 0.1 | 131 | 69
DGRSLNC5 | 6380_D_1 | 0 | 0.1 | 0 | 307 | 0 | 0.35 | 0.15 | 128 | 28
DGRSLNC5 | 6380_D_1 | 0 | 0.35 | 0.2 | 128 | 0 | 0.1 | 0 | 307 | 9
DGRSLNC5 | 651__B | 0 | 0.1 | 0.05 | 163 | 0 | 0.15 | 0 | 273 | 89
DGRSLNC5 | 6558__B | 0 | 0.3 | 0.05 | 132 | 0 | 0.05 | 0 | 306 | 34
DGRSLNC5 | 6635__A | 0 | 0 | 0 | 290 | 0 | 0 | 0 | 136 | 27
DGRSLNC5 | 6856__B | 0 | 0.05 | 0 | 133 | 0 | 0 | 0 | 267 | 466
DGRSLNC5 | 6856__B | 0 | 0 | 0 | 106 | 0 | 0 | 0 | 300 | 11
DGRSLNC5 | 6880__A | 0 | 0.05 | 0.05 | 118 | 0 | 0 | 0 | 316 | 80
DGRSLNC5 | 6880__A | 0 | 0.05 | 0 | 128 | 0 | 0 | 0 | 305 | 34
DGRSLNC5 | ABNW_69T1 | 0 | 0.05 | 0 | 355 | 0 | 0 | 0 | 78 | 14
DGRSLNC5 | ABNW_69T1 | 0 | 0.05 | 0 | 418 | 0 | 0.05 | 0 | 25 | 2
DGRSLNC5 | ALBANY_HUB1_T1_1 | 0 | 0 | 0 | 99 | 0 | 0 | 0 | 336 | 194
DGRSLNC5 | CISC_PUTN0_1 | 0 | 0 | 0 | 130 | 0 | 0.05 | 0 | 304 | 26
DGRSLNC5 | DRSY_SANA_T1_1 | 0 | 0 | 0 | 278 | 0 | 0 | 0 | 143 | 52
DGRSLNC5 | FRIR_SONR1_1 | 0 | 0 | 0 | 182 | 0 | 0 | 0 | 257 | 107
DGRSLNC5 | HAMILT_MAVERI1_1 | 0 | 0.3 | 0.05 | 180 | 0 | 0.05 | 0 | 262 | 510
DGRSLNC5 | LENSW_PUTN2_1 | 0 | 0.05 | 0.05 | 120 | 0 | 0.1 | 0 | 313 | 116
DGRSLNC5 | LENSW_PUTN2_1 | 0 | 0.1 | 0.05 | 131 | 0 | 0.1 | 0 | 304 | 97
DGRSLNC5 | LENSW_PUTN2_1 | 0 | 0.05 | 0.05 | 131 | 0 | 0.05 | 0 | 304 | 1
DGRSLNC5 | MRAN_PUTN1_1 | 0 | 0 | 0 | 289 | 0 | 0 | 0 | 108 | 7
DGRSLNC5 | PUTN_69T1 | 0 | 0.05 | 0 | 113 | 0 | 0.05 | 0 | 325 | 349
DGRSPKR5 | 6377__A | 0 | 0.5 | 0.05 | 134 | 0 | 0.15 | 0 | 310 | 961
DGRSPKR5 | HAS_XFM2 | 0 | 0 | 0 | 138 | 0 | 0 | 0 | 269 | 179
DHILLAS8 | CAGNON_MR4H | 0 | 0.05 | 0 | 393 | 0 | 0.25 | 0.1 | 50 | 10
DHKBCRL5 | 1140__C | 0 | 0 | 0 | 394 | 0 | 0.05 | 0 | 36 | 122
DHKBCRL5 | 1140__C | 0 | 0 | 0 | 396 | 0 | 0 | 0 | 36 | 70
DJEWSNG5 | 256_A_1 | 0 | 0.35 | 0.2 | 212 | 0 | 0.35 | 0.15 | 231 | 34
DJEWSNG5 | 256_A_1 | 0 | 0.2 | 0.1 | 212 | 0 | 0.2 | 0.1 | 231 | 2
DJEWSNG5 | JK_TOKSW_1 | 0 | 0.2 | 0.1 | 187 | 0 | 0.25 | 0.1 | 253 | 897
DJEWSNG5 | JK_TOKSW_1 | 0 | 0.35 | 0.2 | 188 | 0 | 0.35 | 0.15 | 247 | 356
DJEWSNG5 | JK_TOKSW_1 | 0 | 0.4 | 0.2 | 251 | 0 | 0.35 | 0.15 | 184 | 252
DJEWSNG5 | JK_TOKSW_1 | 0 | 0.25 | 0.1 | 214 | 0 | 0.25 | 0.1 | 227 | 163
DJEWSNG5 | JK_TOKSW_1 | 0 | 0.25 | 0.1 | 211 | 0 | 0.2 | 0.05 | 227 | 79
DJEWSNG5 | JK_TOKSW_1 | 0 | 0.4 | 0.2 | 208 | 0 | 0.35 | 0.1 | 227 | 69
DJEWSNG5 | JK_TOKSW_1 | 0 | 0.4 | 0.2 | 282 | 0 | 0.4 | 0.25 | 152 | 68
DJEWSNG5 | JK_TOKSW_1 | 0 | 0.25 | 0.1 | 209 | 0 | 0.25 | 0.05 | 226 | 64
DJEWSNG5 | JK_TOKSW_1 | 0 | 0.25 | 0.15 | 210 | 0 | 0.2 | 0.05 | 226 | 45
DJEWSNG5 | JK_TOKSW_1 | 0 | 0.4 | 0.2 | 283 | 0.05 | 0.35 | 0.2 | 152 | 22
DJEWSNG5 | JK_TOKSW_1 | 0 | 0.4 | 0.2 | 283 | 0.05 | 0.4 | 0.25 | 147 | 8
DJEWSNG5 | JK_TOKSW_1 | 0 | 0.2 | 0.15 | 187 | 0 | 0.25 | 0.1 | 248 | 7
DJEWSNG5 | JK_TOKSW_1 | 0 | 0.4 | 0.2 | 283 | 0 | 0.35 | 0.2 | 152 | 7
DJEWSNG5 | JK_TOKSW_1 | 0 | 0.25 | 0.1 | 210 | 0 | 0.2 | 0.05 | 226 | 5
DJEWSNG5 | JK_TOKSW_1 | 0 | 0.35 | 0.2 | 283 | 0 | 0.4 | 0.25 | 147 | 5
DJEWSNG5 | JK_TOKSW_1 | 0 | 0.4 | 0.2 | 283 | 0.05 | 0.4 | 0.2 | 152 | 2
DJEWSNG5 | JK_TOKSW_1 | 0 | 0.25 | 0.1 | 212 | 0 | 0.2 | 0.1 | 229 | 1
DJEWSNG5 | JK_TOKSW_1 | 0 | 0.4 | 0.2 | 283 | 0 | 0.4 | 0.2 | 152 | 1
DJEWSNG5 | SNGXGC75_1 | 0 | 0.5 | 0.25 | 227 | 0 | 0.45 | 0.2 | 210 | 152
DJEWSNG5 | SNGXGC75_1 | 0 | 0.5 | 0.25 | 206 | 0 | 0.4 | 0.15 | 231 | 60
DJEWSNG5 | SNGXGC75_1 | 0 | 0.5 | 0.2 | 231 | 0 | 0.45 | 0.2 | 206 | 44
DJEWSNG5 | SNGXGC75_1 | 0 | 0.5 | 0.25 | 198 | 0 | 0.45 | 0.15 | 239 | 33
DJEWSNG5 | SNGXGC99_1 | 0 | 0.5 | 0.25 | 213 | 0 | 0.4 | 0.15 | 224 | 232
DJEWSNG5 | SNGXGC99_1 | 0 | 0.5 | 0.25 | 202 | 0 | 0.45 | 0.15 | 235 | 122
DJEWSNG5 | SNGXGC99_1 | 0 | 0.55 | 0.25 | 220 | 0 | 0.4 | 0.15 | 223 | 80
DJEWSNG5 | SNGXGC99_1 | 0 | 0.5 | 0.25 | 206 | 0 | 0.45 | 0.2 | 223 | 60
DJEWSNG5 | SNGXGC99_1 | 0 | 0.5 | 0.25 | 213 | 0 | 0.4 | 0.2 | 224 | 29
DJEWSNG5 | SNGXGC99_1 | 0 | 0.5 | 0.2 | 213 | 0 | 0.4 | 0.2 | 224 | 9
DJEWSNG5 | SNGXGC99_1 | 0 | 0.3 | 0.1 | 225 | 0 | 0.2 | 0.1 | 218 | 2
DJEWSNG5 | SNGXGC99_1 | 0 | 0.25 | 0.1 | 213 | 0 | 0.2 | 0.1 | 216 | 1
DKOCNUE8 | AIR_LI_HIWAY_0_1 | 0 | 0.05 | 0 | 361 | 0 | 0 | 0 | 52 | 48
DKOCNUE8 | AIR_LI_HIWAY_1_1 | 0 | 0.05 | 0 | 229 | 0 | 0 | 0 | 98 | 310
DKOCNUE8 | CITGOW_WEIL_T1_1 | 0 | 0.2 | 0.05 | 24 | 0 | 0 | 0 | 423 | 13
DKOCNUE8 | CLARK__LON_HI1_1 | 0 | 0.15 | 0.05 | 16 | 0 | 0 | 0 | 422 | 821
DKOCNUE8 | CLARK__LON_HI1_1 | 0 | 0.15 | 0 | 32 | 0 | 0 | 0 | 406 | 8
DKOCNUE8 | MCKENZ_WESTSI1_1 | 0 | 0.2 | 0.05 | 21 | 0 | 0.15 | 0 | 414 | 119
DKOCNUE8 | MCKENZ_WESTSI1_1 | 0 | 0.25 | 0.05 | 21 | 0 | 0.15 | 0 | 413 | 77
DKOCNUE8 | MCKENZ_WESTSI1_1 | 0 | 0.25 | 0.05 | 20 | 0 | 0.2 | 0 | 415 | 74
DKOCNUE8 | MCKENZ_WESTSI1_1 | 0 | 0.15 | 0.05 | 30 | 0 | 0.2 | 0 | 404 | 25
DKOCNUE8 | MCKENZ_WESTSI1_1 | 0 | 0.2 | 0.05 | 20 | 0 | 0.2 | 0 | 415 | 17
DLHSCNR8 | 3650__A | 1 | 1 | 1 | 2 | 0 | 0 | 0 | 0 | 54 |  | 1 | 1
DLNCSWC5 | 6380_D_1 | 0 | 0.35 | 0.15 | 125 | 0 | 0.1 | 0 | 310 | 106
DLNCSWC5 | 6380_D_1 | 0 | 0.1 | 0 | 309 | 0 | 0.35 | 0.15 | 126 | 79
DLNCSWC5 | 6380_D_1 | 0 | 0.35 | 0.2 | 124 | 0 | 0.1 | 0 | 310 | 5
DLNCSWC5 | 6380_D_1 | 0 | 0.2 | 0.05 | 123 | 0 | 0.05 | 0 | 310 | 2
DLNCSWC5 | 6635__A | 0 | 0 | 0 | 285 | 0 | 0 | 0 | 133 | 12
DLYTFPP5 | AUSTRO_AT1H | 0 | 0.1 | 0 | 298 | 0 | 0.35 | 0.05 | 143 | 106
DLYTFPP5 | AUSTRO_AT1H | 0 | 0.1 | 0 | 298 | 0 | 0.3 | 0.05 | 143 | 42
DLYTFPP5 | CKT_3132_1 | 0 | 0.45 | 0.05 | 167 | 0 | 0.25 | 0.05 | 268 | 31
DLYTZOR5 | 101T158_1 | 0 | 0.05 | 0.05 | 136 | 0 | 0.05 | 0 | 301 | 16
DLYTZOR5 | 101T158_1 | 0 | 0.05 | 0 | 102 | 0 | 0.05 | 0 | 335 | 14
DLYTZOR5 | 103T262_1 | 0 | 0.15 | 0.05 | 208 | 0 | 0.1 | 0.05 | 229 | 1
DLYTZOR5 | 125T184_1 | 0 | 0.05 | 0 | 313 | 0 | 0.05 | 0.05 | 123 | 50
DLYTZOR5 | 125T184_1 | 0 | 0.05 | 0 | 334 | 0.05 | 0.05 | 0.05 | 103 | 44
DLYTZOR5 | 125T184_1 | 0 | 0.05 | 0 | 296 | 0 | 0.1 | 0.05 | 139 | 6
DLYTZOR5 | 258T380_1 | 0 | 0.05 | 0 | 316 | 0 | 0.1 | 0.05 | 121 | 256
DLYTZOR5 | 258T380_1 | 0 | 0.05 | 0 | 314 | 0 | 0.05 | 0.05 | 125 | 42
DLYTZOR5 | 258T380_1 | 0 | 0.1 | 0.05 | 286 | 0 | 0.15 | 0.05 | 147 | 5
DLYTZOR5 | 258T380_1 | 0 | 0.05 | 0 | 322 | 0.05 | 0.1 | 0.05 | 115 | 4
DLYTZOR5 | 258T380_1 | 0 | 0.05 | 0 | 322 | 0.05 | 0.1 | 0.1 | 115 | 1
DLYTZOR5 | 524T524_1 | 0 | 0.1 | 0.05 | 206 | 0 | 0.1 | 0.05 | 233 | 37
DLYTZOR5 | 524T524_1 | 0 | 0.05 | 0.05 | 146 | 0 | 0.05 | 0 | 284 | 6
DMARELM5 | MAR_SKY_1 | 0 | 0.35 | 0.1 | 333 | 0 | 0.4 | 0.25 | 107 | 80
DMARELM5 | MAR_SKY_1 | 0 | 0.35 | 0.05 | 331 | 0 | 0.4 | 0.25 | 109 | 16
DMARELM5 | MAR_SKY_1 | 0 | 0.3 | 0.05 | 331 | 0 | 0.4 | 0.25 | 109 | 12
DMARZOR5 | 287T301_1 | 0 | 0.1 | 0.05 | 134 | 0 | 0.05 | 0 | 313 | 52
DMARZOR5 | 357T544_1 | 0 | 0 | 0 | 255 | 0 | 0 | 0 | 175 | 17
DMARZOR5 | 428T428_1 | 0 | 0.05 | 0 | 339 | 0.05 | 0.1 | 0.05 | 98 | 376
DMARZOR5 | 428T428_1 | 0 | 0.05 | 0 | 287 | 0 | 0.1 | 0.05 | 143 | 357
DMARZOR5 | 428T428_1 | 0 | 0.1 | 0 | 293 | 0 | 0.1 | 0.05 | 136 | 90
DMARZOR5 | 428T428_1 | 0 | 0.05 | 0.05 | 233 | 0 | 0.1 | 0.05 | 203 | 56
DMARZOR5 | 428T428_1 | 0 | 0.05 | 0 | 339 | 0 | 0.05 | 0.05 | 102 | 50
DMARZOR5 | 428T428_1 | 0 | 0.05 | 0 | 330 | 0 | 0.1 | 0.05 | 106 | 4
DMARZOR5 | 428T428_1 | 0 | 0.05 | 0 | 330 | 0 | 0.15 | 0.1 | 106 | 3
DMARZOR5 | 428T428_1 | 0 | 0.05 | 0 | 330 | 0 | 0.15 | 0.05 | 106 | 1
DMARZOR5 | BLESSI_LOLITA1_1 | 0 | 0.05 | 0 | 300 | 0 | 0.3 | 0.05 | 141 | 63
DMARZOR5 | MARION_4AT2 | 0 | 0.15 | 0.05 | 204 | 0 | 0.05 | 0 | 233 | 129
DMGSBTR5 | 6036__A | 0 | 0.3 | 0.05 | 367 | 0.05 | 0.55 | 0.4 | 74 | 182
DMGSBTR5 | 6036__A | 0 | 0.3 | 0.05 | 366 | 0 | 0.55 | 0.4 | 75 | 79
DMGSBTR5 | 6036__A | 0 | 0.3 | 0.05 | 342 | 0 | 0.55 | 0.3 | 98 | 57
DMGSBTR5 | 6036__A | 0 | 0.25 | 0.05 | 343 | 0 | 0.6 | 0.3 | 101 | 32
DMGSLNG5 | 6215__A | 0 | 0.05 | 0 | 400 | 0 | 0.7 | 0.1 | 42 | 77
DMGSLNG5 | 6465__B | 0 | 0.1 | 0 | 401 | 0 | 0.4 | 0.25 | 34 | 7
DMGSLNG5 | 6500__B | 0 | 0.2 | 0 | 130 | 0 | 0 | 0 | 306 | 63
DMGSLNG5 | 6500__B | 0 | 0.2 | 0.05 | 134 | 0 | 0.05 | 0 | 302 | 11
DMGSLNG5 | 6500__B | 0 | 0.05 | 0 | 393 | 0 | 0.05 | 0 | 44 | 4
DMLSENT5 | 1820__C | 0 | 0.2 | 0 | 161 | 0 | 0.2 | 0 | 281 | 49
DMLSENT5 | 1820__C | 0 | 0.15 | 0 | 161 | 0 | 0.2 | 0 | 281 | 2
DMNSSSP5 | 380__A | 0 | 0.45 | 0.15 | 16 | 0 | 0 | 0 | 425 | 29
DODEQAL5 | 6215__A | 0 | 0.05 | 0 | 408 | 0 | 0.8 | 0.1 | 39 | 254
DODEQAL5 | 6215__A | 0 | 0.05 | 0 | 410 | 0 | 0.7 | 0.1 | 36 | 177
DODEQAL5 | 6215__A | 0 | 0.05 | 0 | 388 | 0 | 0.7 | 0.05 | 59 | 65
DODEQAL5 | 6215__A | 0 | 0.05 | 0 | 380 | 0 | 0.8 | 0.05 | 62 | 63
DODEQAL5 | 6215__A | 0 | 0 | 0 | 440 | 0.95 | 0.95 | 0.95 | 2 | 1
DODEQAL5 | 6251__A | 0 | 0.05 | 0 | 393 | 0 | 0.35 | 0.1 | 44 | 16
DODEQAL5 | 6465__B | 0 | 0.1 | 0 | 407 | 0 | 0.4 | 0.2 | 28 | 27
DODEQAL5 | 6470__D | 0 | 0.15 | 0 | 404 | 0 | 0.75 | 0.25 | 31 | 146
DODEQAL5 | 6470__D | 0 | 0.15 | 0 | 406 | 0 | 0.75 | 0.35 | 29 | 65
DODEQAL5 | 6470__D | 0 | 0.2 | 0 | 406 | 0 | 0.65 | 0.1 | 29 | 3
DODEQAL5 | 6470__D | 0 | 1 | 0 | 406 | 0 | 0.75 | 0.25 | 29 | 1
DODEQAL5 | 6470__D | 0 | 0.2 | 0 | 406 | 0 | 0.75 | 0.25 | 29 | 1
DODEQAL5 | 6470__E | 0 | 0.2 | 0 | 407 | 0 | 0.35 | 0.25 | 28 | 169
DODEQAL5 | 6470__E | 0 | 0.2 | 0 | 405 | 0 | 0.3 | 0.25 | 30 | 70
DODEQAL5 | 6470__E | 0 | 0.2 | 0 | 407 | 0 | 0.4 | 0.3 | 28 | 6
DODEQAL5 | 6470__E | 0 | 1 | 0 | 407 | 0 | 0.35 | 0.25 | 28 | 1
DODEQAL5 | 6470_D_1 | 0 | 0.15 | 0 | 384 | 0 | 0.8 | 0.15 | 53 | 38
DODEQAL5 | 6470_D_1 | 0 | 0.15 | 0 | 396 | 0.05 | 0.8 | 0.25 | 29 | 18
DODEQAL5 | 6470_D_1 | 0 | 0.15 | 0 | 385 | 0.05 | 0.8 | 0.3 | 28 | 1
DODEQAL5 | 6470_E_1 | 0 | 0.2 | 0 | 409 | 0.05 | 0.35 | 0.25 | 28 | 2
DODEQAL5 | 6511__A | 0 | 0.05 | 0 | 397 | 0 | 0.25 | 0.1 | 43 | 7
DODEQAL5 | 6511__A | 0 | 0.05 | 0 | 379 | 0 | 0.3 | 0.1 | 64 | 3
DODEQAL5 | 6511__A | 0 | 0 | 0 | 399 | 0 | 0.1 | 0.05 | 41 | 2
DODEQAL5 | 6611__A | 0 | 0.05 | 0 | 406 | 0 | 0.25 | 0.05 | 29 | 214
DODEQAL5 | 6611__A | 0 | 0.05 | 0 | 396 | 0 | 0.05 | 0 | 37 | 3
DODEQAL5 | 6620__A | 0 | 0.05 | 0 | 404 | 0 | 0 | 0 | 28 | 457
DODEQAL5 | MGSES_MR4L | 1 | 1 | 1 | 4 | 0 | 0 | 0 | 0 | 1 |  | 1 | 1
DODEQAL5 | SACO_SAMF1_1 | 0 | 0 | 0 | 308 | 0 | 0.05 | 0 | 95 | 61
DOLIELM8 | OLI_FIRW_1 | 0 | 0.55 | 0 | 289 | 0 | 0 | 0 | 134 | 518
DOLIELM8 | OLI_FIRW_1 | 0 | 0.55 | 0.05 | 144 | 0 | 0 | 0 | 149 | 3
DONIPIL8 | CKT_1017_1 | 0 | 0.25 | 0 | 319 | 0 | 0.2 | 0 | 123 | 182
DONIPIL8 | CKT_962_1 | 0 | 0.1 | 0 | 222 | 0 | 0.3 | 0.05 | 232 | 193
DPHRCTR5 | 138_ALV_NAL_1 | 0 | 0.05 | 0 | 375 | 0 | 0.2 | 0.05 | 59 | 96
DPHRCTR5 | 138_ALV_NAL_1 | 0 | 0 | 0 | 375 | 0 | 0.15 | 0.05 | 59 | 46
DREDGID8 | 101T158_1 | 0 | 0 | 0 | 354 | 0 | 0.05 | 0 | 66 | 39
DREDGID8 | 101T158_1 | 0 | 0 | 0 | 183 | 0 | 0 | 0 | 247 | 1
DRNKPKR5 | 590_A_1 | 0 | 0.05 | 0 | 306 | 0 | 0.15 | 0.05 | 127 | 23
DRNKPKR5 | 590_A_1 | 0 | 0 | 0 | 271 | 0 | 0.1 | 0 | 157 | 17
DRNKPKR5 | 591_A_1 | 0 | 0.05 | 0 | 310 | 0 | 0.15 | 0.05 | 125 | 89
DRNKW_D5 | FTW_W_DE_1 | 0 | 0.05 | 0 | 297 | 0 | 0.05 | 0 | 122 | 400
DRYSFMR5 | 75__A | 0 | 0.5 | 0.15 | 33 | 0 | 0 | 0 | 402 | 72
DRYSFOR5 | FORSW_MR3L | 0 | 0.65 | 0 | 279 | 0 | 0.05 | 0 | 151 | 40
DRYSFOR5 | FORSW_MR3L | 0 | 0.1 | 0 | 285 | 0 | 0.1 | 0 | 145 | 1
DSALKLN5 | 641__B | 0 | 0 | 0 | 392 | 0 | 0.1 | 0.05 | 29 | 20
DSALKLN5 | 641__B | 0 | 0 | 0 | 379 | 0 | 0.1 | 0 | 35 | 9
DSKYMAR5 | 361T361_1 | 0 | 0 | 0 | 341 | 0 | 0.1 | 0.05 | 96 | 50
DSKYSPR5 | CAGNON_MR4L | 0 | 0.15 | 0 | 394 | 0 | 0.2 | 0.1 | 48 | 36
DSNDTMP5 | HRN_NAT1 | 0 | 0 | 0 | 267 | 0 | 0 | 0 | 166 | 22
DSNG_TB5 | 230__A | 0.1 | 0.3 | 0.15 | 176 | 0.05 | 0.15 | 0.1 | 257 | 166
DSNG_TB5 | 230__A | 0.1 | 0.3 | 0.15 | 176 | 0.05 | 0.1 | 0.1 | 257 | 15
DSNG_TB5 | 230__A | 0.1 | 0.3 | 0.15 | 176 | 0 | 0.1 | 0.1 | 257 | 2
DSNG_TB5 | 230__A | 0.1 | 0.3 | 0.15 | 176 | 0 | 0.15 | 0.1 | 257 | 1
DSNG_TB5 | GT_MID90_A | 0 | 0.2 | 0 | 371 | 0.05 | 0.2 | 0.1 | 62 | 578
DSNG_TB5 | OB_SNG99_A | 0 | 0.35 | 0.2 | 186 | 0 | 0.25 | 0.15 | 247 | 57
DSNG_TB5 | OB_SNG99_A | 0.05 | 0.35 | 0.2 | 182 | 0 | 0.3 | 0.15 | 251 | 36
DSNG_TB5 | OB_SNG99_A | 0 | 0.35 | 0.2 | 185 | 0 | 0.3 | 0.15 | 248 | 13
DSNG_TB5 | SNGTHW98_A | 0 | 0.35 | 0.2 | 196 | 0 | 0.3 | 0.15 | 237 | 104
DSNG_TB5 | SNGZEN98_A | 0 | 0.4 | 0.25 | 195 | 0 | 0.3 | 0.15 | 240 | 534
DSNG_TB5 | SNGZEN98_A | 0 | 0.4 | 0.2 | 204 | 0 | 0.3 | 0.15 | 231 | 61
DSNG_TB5 | SNGZEN98_A | 0 | 0.4 | 0.2 | 213 | 0 | 0.25 | 0.15 | 222 | 16
DSNG_TB5 | SNGZEN98_A | 0 | 0.35 | 0.2 | 206 | 0 | 0.3 | 0.15 | 222 | 12
DSNG_TB5 | SNGZEN98_A | 0 | 0.4 | 0.25 | 213 | 0 | 0.25 | 0.15 | 222 | 5
DSNG_TB5 | SNGZEN98_A | 0 | 0.3 | 0.15 | 222 | 0 | 0.35 | 0.2 | 213 | 5
DSNG_TB5 | SNGZEN98_A | 0 | 0.4 | 0.2 | 216 | 0 | 0.3 | 0.15 | 217 | 1
DSNG_TB5 | SNGZEN99_A | 0 | 0.35 | 0.25 | 199 | 0 | 0.3 | 0.15 | 241 | 258
DSNG_TB5 | SNGZEN99_A | 0 | 0.4 | 0.25 | 205 | 0 | 0.3 | 0.15 | 235 | 63
DSNG_TB5 | SNGZEN99_A | 0 | 0.2 | 0.15 | 204 | 0 | 0.2 | 0.1 | 236 | 1
DSNG_TB5 | SNGZEN99_A | 0 | 0.35 | 0.2 | 219 | 0 | 0.3 | 0.15 | 221 | 1
DSNGZEN5 | BETHK_66_A | 0 | 0.05 | 0 | 299 | 0 | 0.05 | 0 | 139 | 596
DSNGZEN5 | HK_TB_66_A | 0 | 0.05 | 0.05 | 190 | 0 | 0.1 | 0 | 248 | 63
DSNGZEN5 | HK_TB_66_A | 0 | 0.05 | 0 | 192 | 0 | 0.05 | 0 | 246 | 10
DSNGZEN5 | HK_TB_66_A | 0 | 0.05 | 0 | 190 | 0 | 0.1 | 0 | 248 | 1
DSNGZEN5 | KDLKG_75_A | 0 | 0.4 | 0.2 | 223 | 0 | 0.25 | 0.1 | 212 | 131
DSNGZEN5 | KDLKG_75_A | 0 | 0.25 | 0.1 | 215 | 0 | 0.2 | 0.1 | 220 | 71
DSNGZEN5 | KDLKG_75_A | 0 | 0.35 | 0.2 | 219 | 0 | 0.25 | 0.1 | 216 | 63
DSNGZEN5 | KDLKG_75_A | 0 | 0.35 | 0.2 | 219 | 0 | 0.3 | 0.15 | 216 | 14
DSNGZEN5 | KDLKG_75_A | 0 | 0.35 | 0.2 | 219 | 0 | 0.25 | 0.15 | 216 | 8
DSNGZEN5 | SNGTB_74_A | 0 | 0.35 | 0.2 | 203 | 0 | 0.3 | 0.15 | 238 | 421
DSNGZEN5 | SNGTB_74_A | 0 | 0.35 | 0.25 | 191 | 0 | 0.3 | 0.15 | 244 | 288
DSNGZEN5 | SNGTB_74_A | 0 | 0.4 | 0.25 | 196 | 0 | 0.3 | 0.15 | 239 | 77
DSNGZEN5 | SNGTB_74_A | 0 | 0.25 | 0.15 | 216 | 0 | 0.15 | 0.1 | 219 | 4
DSNGZEN5 | SNGTB_74_A | 0 | 0.3 | 0.15 | 214 | 0 | 0.25 | 0.1 | 221 | 1
DSTEXP12 | BLESSI_LOLITA1_1 | 0 | 0.35 | 0.05 | 144 | 0 | 0.05 | 0 | 289 | 148
DSTPDOW5 | CKT_3124_1 | 0 | 0.45 | 0.1 | 152 | 0 | 0.05 | 0.05 | 291 | 60
DSTPDOW5 | CKT_3124_1 | 0 | 0.45 | 0.1 | 152 | 0 | 0.1 | 0.05 | 290 | 54
DSTPDOW5 | CKT_3124_1 | 0 | 0.4 | 0.1 | 155 | 0 | 0.1 | 0.05 | 284 | 42
DSTPDOW5 | CKT_3124_1 | 0 | 0.3 | 0.1 | 161 | 0 | 0.1 | 0.05 | 280 | 29
DSTPDOW5 | CKT_3124_1 | 0 | 0.4 | 0.15 | 155 | 0 | 0.1 | 0.05 | 284 | 20
DSTPDOW5 | CKT_3124_1 | 0 | 0.25 | 0.1 | 154 | 0 | 0.05 | 0 | 287 | 12
DSTPELM5 | BLESSI_LOLITA1_1 | 0 | 0.05 | 0 | 290 | 0 | 0.3 | 0.05 | 150 | 448
DSTPELM5 | BLESSI_LOLITA1_1 | 0 | 0.05 | 0 | 282 | 0 | 0.35 | 0.05 | 153 | 103
DSTPHLJ5 | BLESSI_LOLITA1_1 | 0 | 0.05 | 0 | 290 | 0 | 0.3 | 0.05 | 150 | 185
DSTPHLJ5 | CKT_3124_1 | 0 | 0.35 | 0.1 | 164 | 0 | 0.1 | 0.05 | 277 | 51
DSTPWHI5 | BLESSI_LOLITA1_1 | 0 | 0.05 | 0 | 326 | 0 | 0.35 | 0.05 | 110 | 102
DSTPWHI5 | BLESSI_LOLITA1_1 | 0 | 0.05 | 0 | 284 | 0 | 0.3 | 0.05 | 153 | 34
DSTPWHI5 | BLESSI_LOLITA1_1 | 0 | 0.1 | 0.05 | 410 | 0 | 0.3 | 0.05 | 40 | 33
DSTPWHI5 | BLESSI_LOLITA1_1 | 0 | 0.1 | 0.05 | 410 | 0 | 0.25 | 0.05 | 40 | 8
DSTPWHI5 | SAR_FRAN_1 | 0 | 0 | 0 | 286 | 0 | 0.05 | 0 | 153 | 33
DSTPWHI5 | SINTON_SKIDMO1_1 | 0 | 0 | 0 | 44 | 0 | 0 | 0 | 391 | 92
DTB_SNG5 | 230__A | 0.1 | 0.3 | 0.15 | 184 | 0.05 | 0.1 | 0.1 | 257 | 143
DTB_SNG5 | 230__A | 0 | 0.2 | 0.05 | 275 | 0 | 0.15 | 0.05 | 165 | 2
DTB_SNG5 | GT_MID90_A | 0 | 0.2 | 0 | 378 | 0 | 0.2 | 0.05 | 63 | 112
DTB_SNG5 | SNGZEN98_A | 0 | 0.25 | 0.1 | 217 | 0 | 0.15 | 0.1 | 221 | 63
DTB_SNG5 | SNGZEN98_A | 0 | 0.35 | 0.2 | 213 | 0 | 0.3 | 0.15 | 228 | 28
DTB_SNG5 | SNGZEN98_A | 0 | 0.2 | 0.1 | 213 | 0 | 0.2 | 0.1 | 228 | 7
DTB_SNG5 | SNGZEN98_A | 0 | 0.2 | 0.1 | 217 | 0 | 0.15 | 0.1 | 221 | 2
DTB_SNG5 | SNGZEN99_A | 0 | 0.2 | 0.1 | 204 | 0 | 0.2 | 0.1 | 235 | 428
DTB_SNG5 | SNGZEN99_A | 0 | 0.2 | 0.15 | 198 | 0 | 0.2 | 0.1 | 237 | 298
DTB_SNG5 | SNGZEN99_A | 0 | 0.25 | 0.15 | 224 | 0 | 0.15 | 0.1 | 219 | 254
DTB_SNG5 | SNGZEN99_A | 0 | 0.25 | 0.1 | 223 | 0 | 0.15 | 0.1 | 219 | 215
DTB_SNG5 | SNGZEN99_A | 0 | 0.2 | 0.15 | 206 | 0 | 0.15 | 0.1 | 237 | 121
DTB_SNG5 | SNGZEN99_A | 0 | 0.2 | 0.1 | 211 | 0 | 0.15 | 0.1 | 231 | 36
DTB_SNG5 | SNGZEN99_A | 0 | 0.35 | 0.2 | 201 | 0 | 0.3 | 0.15 | 240 | 26
DTB_SNG5 | SNGZEN99_A | 0 | 0.2 | 0.1 | 221 | 0 | 0.2 | 0.1 | 220 | 17
DTB_SNG5 | SNGZEN99_A | 0 | 0.25 | 0.1 | 220 | 0 | 0.2 | 0.1 | 221 | 7
DTB_SNG5 | THWZEN71_A | 0 | 0.15 | 0.1 | 291 | 0 | 0.35 | 0.1 | 149 | 114
DTEXMED8 | 69T342_1 | 0 | 0.25 | 0 | 201 | 0 | 0 | 0 | 238 | 66
DTEXMED8 | 69T342_1 | 0 | 0.05 | 0 | 231 | 0 | 0 | 0 | 135 | 2
DTHSVEN5 | 1030__A | 0 | 0.05 | 0 | 267 | 0 | 0.3 | 0.05 | 177 | 65
DTHSVEN5 | 1030__A | 0 | 0.05 | 0.05 | 267 | 0 | 0.35 | 0.05 | 168 | 9
DTHSVEN5 | 230__A | 0 | 0.15 | 0.05 | 259 | 0 | 0.4 | 0.1 | 182 | 117
DTHSVEN5 | 230__A | 0 | 0.15 | 0.05 | 263 | 0 | 0.35 | 0.1 | 180 | 75
DTHSVEN5 | 230__A | 0 | 0.15 | 0.05 | 251 | 0 | 0.3 | 0.1 | 184 | 57
DTHSVEN5 | 230__A | 0 | 0.15 | 0.05 | 271 | 0 | 0.25 | 0.1 | 166 | 25
DTHSVEN5 | 50__A | 0 | 0.4 | 0.2 | 171 | 0 | 0.15 | 0.1 | 264 | 30
DTMPTHS5 | 2500__C | 0 | 0 | 0 | 253 | 0 | 0 | 0 | 184 | 385
DTMPTHS5 | LCSES_MR1H | 0 | 0.05 | 0.05 | 183 | 0 | 0.1 | 0.05 | 252 | 21
DTRCELK5 | 1820__B | 0 | 0.15 | 0 | 281 | 0 | 0 | 0 | 155 | 90
DTRCTYG5 | 990__A | 0 | 0.1 | 0.05 | 12 | 0 | 0 | 0 | 423 | 35
DTRCTYG5 | TYGND_MR1H | 0 | 0.15 | 0 | 407 | 0 | 0.05 | 0 | 33 | 222
DTRSENT5 | 1230__I | 0 | 0.1 | 0 | 166 | 0 | 0 | 0 | 266 | 40
DTRSRCH5 | 60__A | 0 | 0.2 | 0.05 | 272 | 0 | 0.1 | 0.05 | 165 | 70
DTRSTRC5 | 1080__B | 0 | 0.05 | 0 | 275 | 0 | 0.1 | 0 | 158 | 3
DTRSTRC5 | 1080__B | 0 | 0.05 | 0 | 287 | 0 | 0.05 | 0 | 148 | 2
DTRSTRC5 | TRSES_MR6L | 0 | 0.25 | 0 | 280 | 0 | 0.1 | 0 | 157 | 565
DTUTAUS8 | E1_M1_1 | 0 | 0.05 | 0 | 346 | 0 | 0.35 | 0.05 | 89 | 462
DTUTAUS8 | E1_M1_1 | 0 | 0.1 | 0 | 347 | 0 | 0.3 | 0.05 | 88 | 73
DTUTAUS8 | E1_M1_1 | 0 | 0 | 0 | 346 | 0 | 0.2 | 0.05 | 89 | 12
DTUTAUS8 | E1_M1_1 | 0 | 0.1 | 0 | 347 | 0 | 0.5 | 0.1 | 88 | 7
DTUTAUS8 | E1_M1_1 | 0 | 0 | 0 | 346 | 0 | 0.35 | 0.05 | 89 | 4
DTWISAP8 | MERT_TANK1_1 | 0 | 0 | 0 | 277 | 0 | 0.05 | 0 | 143 | 1
DTYGFOR5 | 980__A | 0 | 0.15 | 0.05 | 20 | 0 | 0 | 0 | 419 | 716
DTYGFOR5 | 980__A | 0 | 0.05 | 0 | 268 | 0 | 0 | 0 | 165 | 1
DVENLIG5 | 1310__D | 0 | 0.05 | 0 | 300 | 0 | 0 | 0 | 142 | 19
DVENLIG5 | 1320__K | 0 | 0.15 | 0 | 389 | 0 | 0 | 0 | 47 | 67
DW_DDEN8 | AIR_W_DE_1 | 0 | 0 | 0 | 417 | 0 | 0.15 | 0 | 18 | 230
DW_DDEN8 | AIR_W_DE_1 | 0 | 0 | 0 | 417 | 0 | 0.2 | 0 | 18 | 99
DW_DDEN8 | AIR_W_DE_1 | 0 | 0 | 0 | 425 | 0 | 0.25 | 0.05 | 8 | 29
DW_DDEN8 | AIR_W_DE_1 | 0 | 0 | 0 | 425 | 0 | 0.2 | 0.05 | 8 | 1
DWAP_JN5 | BI_SMR98_A | 0 | 0.15 | 0.05 | 349 | 0 | 0.15 | 0.05 | 84 | 99
DWAP_JN5 | BI_SMR98_A | 0 | 0.1 | 0 | 345 | 0 | 0.1 | 0.05 | 86 | 1
DWAP_OB5 | GT_MID90_A | 0 | 0.2 | 0.05 | 204 | 0 | 0.2 | 0 | 252 | 850
DWAP_OB5 | GT_MID90_A | 0 | 0.2 | 0 | 151 | 0 | 0.2 | 0.05 | 303 | 399
DWAP_OB5 | GT_MID90_A | 0 | 0.3 | 0.05 | 193 | 0 | 0.2 | 0.05 | 246 | 226
DWAP_OB5 | GT_MID90_A | 0 | 0.2 | 0.05 | 193 | 0 | 0.2 | 0.05 | 246 | 134
DWAP_OB5 | GT_MID90_A | 0 | 0.25 | 0.05 | 310 | 0 | 0.2 | 0 | 143 | 100
DWAP_OB5 | GT_MID90_A | 0 | 0.05 | 0 | 182 | 0 | 0.2 | 0.05 | 271 | 98
DWAP_OB5 | GT_MID90_A | 0 | 0.2 | 0 | 195 | 0 | 0.15 | 0 | 245 | 50
DWAP_OB5 | GT_MID90_A | 0 | 0.25 | 0.05 | 328 | 0 | 0.15 | 0.05 | 123 | 14
DWAP_OB5 | GT_MID90_A | 0 | 0.2 | 0.05 | 339 | 0 | 0.15 | 0.05 | 117 | 7
DWAP_OB5 | GT_MID90_A | 0 | 0.25 | 0.05 | 315 | 0 | 0.15 | 0 | 137 | 5
DWAP_OB5 | GT_MID90_A | 0 | 0.15 | 0 | 174 | 0 | 0.2 | 0.05 | 279 | 4
DWAP_OB5 | GT_MID90_A | 0 | 0.3 | 0.05 | 188 | 0 | 0.2 | 0 | 251 | 3
DWAP_OB5 | GT_MID90_A | 0 | 0.2 | 0.05 | 194 | 0 | 0.15 | 0 | 245 | 2
DWAP_OB5 | GT_MID90_A | 0 | 0.25 | 0.05 | 354 | 0 | 0.15 | 0.05 | 85 | 2
DWCSPKR5 | FTW_W_DE_1 | 0 | 0.1 | 0.05 | 165 | 0 | 0 | 0 | 271 | 36
DWTRDES5 | 3415__D | 0 | 0.05 | 0 | 288 | 0 | 0 | 0 | 146 | 32
DWTRDES5 | 3415__D | 0 | 0 | 0 | 290 | 0 | 0.05 | 0 | 143 | 30
DWTRDES5 | WLVEE_FMR1 | 0 | 0.05 | 0.05 | 284 | 0 | 0.1 | 0.05 | 148 | 11
DWTRLEG5 | 226__A | 0 | 0.55 | 0.1 | 253 | 0 | 0.2 | 0.15 | 186 | 183
DWTRLEG5 | 226__A | 0 | 0.55 | 0.1 | 253 | 0 | 0.25 | 0.15 | 186 | 176
DWTRLEG5 | 226__A | 0 | 0.55 | 0.1 | 235 | 0 | 0.25 | 0.1 | 206 | 10
DWTRLEG5 | 226__A | 0 | 0.5 | 0.1 | 245 | 0 | 0.25 | 0.15 | 195 | 3
DWTRLEG5 | 226__A | 0 | 0.55 | 0.1 | 235 | 0 | 0.25 | 0.15 | 199 | 1
DWTRLEG5 | 226_A_1 | 0 | 0.55 | 0.05 | 215 | 0 | 0.1 | 0.05 | 221 | 46
DWTRLEG5 | 226_A_1 | 0 | 0.45 | 0.05 | 160 | 0 | 0.1 | 0.05 | 277 | 40
DWTRLEG5 | 226_A_1 | 0 | 0.6 | 0.05 | 222 | 0 | 0.1 | 0.05 | 215 | 5
DWTRLEG5 | 230__A | 0 | 0.25 | 0.1 | 138 | 0 | 0.25 | 0.05 | 303 | 302
DWTRLEG5 | 230__A | 0 | 0.2 | 0.05 | 137 | 0 | 0.15 | 0.05 | 299 | 51
DWTRLEG5 | 230__A | 0 | 0.2 | 0.1 | 129 | 0 | 0.15 | 0.05 | 307 | 38
DWTRLEG5 | 50__A | 0 | 0.2 | 0.1 | 268 | 0 | 0.2 | 0.1 | 170 | 100
DWTRLEG5 | 50__A | 0 | 0.2 | 0.1 | 267 | 0.05 | 0.25 | 0.1 | 171 | 11
DWTRLEG5 | 50__A | 0 | 0.15 | 0.1 | 267 | 0 | 0.5 | 0.15 | 173 | 8
DWTRLEG5 | 50__A | 0 | 0.2 | 0.1 | 267 | 0.05 | 0.2 | 0.1 | 171 | 6
DWTRLEG5 | 50__A | 0 | 0.2 | 0.1 | 267 | 0 | 0.45 | 0.15 | 173 | 2
DWTRLEG5 | 50__A | 0 | 0.1 | 0.05 | 265 | 0 | 0.65 | 0.1 | 175 | 1
DWTRTRC5 | 1750__B | 0 | 0.05 | 0.05 | 38 | 0 | 0 | 0 | 405 | 220
DWTRTRC5 | 220__B | 0 | 0.15 | 0.05 | 284 | 0 | 0.15 | 0.05 | 154 | 124
DWTRTRC5 | TRSES_MR6H | 0 | 0.35 | 0.05 | 37 | 0 | 0.5 | 0 | 399 | 29
DWTRTRC5 | TRSES_MR6H | 0 | 0.05 | 0 | 285 | 0 | 0.75 | 0 | 170 | 2
DWTRTRC5 | TRSES_MR6L | 0 | 0.5 | 0.05 | 38 | 0 | 0.05 | 0 | 397 | 353
DWTRWLV5 | 3040__A | 0 | 0.15 | 0.05 | 292 | 0 | 0.1 | 0.1 | 149 | 152
DWTRWLV5 | 3040__A | 0 | 0.1 | 0.05 | 291 | 0 | 0.05 | 0.05 | 150 | 3
DWTRWLV5 | 931__C | 0 | 0.15 | 0 | 287 | 0 | 0.1 | 0 | 152 | 35
DWTRWLV5 | 931__C | 0 | 0.1 | 0 | 287 | 0 | 0.1 | 0 | 152 | 2
N_3083 | BLESSI_LOLITA1_1 | 0 | 0.05 | 0 | 296 | 0 | 0.3 | 0.05 | 145 | 38
SABMBLU5 | ABNW_CALLAH1_1 | 0 | 0.55 | 0 | 283 | 0 | 0 | 0 | 145 | 299
SABMBLU5 | NICOLE_OAKC1_1 | 0 | 0.45 | 0 | 183 | 0 | 0.2 | 0 | 211 | 138
SABMBLU5 | NICOLE_OAKC1_1 | 0 | 0.35 | 0 | 337 | 0 | 0.3 | 0 | 70 | 48
SABMBLU5 | NICOLE_ORNT1_1 | 0 | 0.25 | 0 | 140 | 0 | 0.1 | 0 | 300 | 301
SABSBLU8 | NICOLE_OAKC1_1 | 0 | 0.3 | 0 | 408 | 0 | 0.35 | 0 | 26 | 108
SABSBLU8 | NICOLE_OAKC1_1 | 0 | 0.3 | 0 | 389 | 0 | 0.3 | 0 | 26 | 2
SACRLME9 | 6215__A | 0 | 0.05 | 0 | 412 | 0 | 0.75 | 0.1 | 31 | 64
SAIRHIW9 | KOCH_UP_69A1 | 0 | 0 | 0 | 386 | 0 | 0 | 0 | 39 | 141
SAIRNCA8 | BONIVI_RINCON1_1 | 0 | 0 | 0 | 87 | 0 | 0 | 0 | 236 | 25
SAJORIO5 | CELANE_KLEBER1_1 | 0 | 0.4 | 0 | 330 | 0 | 0.05 | 0 | 69 | 213
SAJORIO5 | CELANE_KLEBER1_1 | 0 | 0.4 | 0.05 | 88 | 0 | 0.05 | 0 | 310 | 60
SAJORIO5 | CELANE_KLEBER1_1 | 0 | 0.4 | 0.1 | 34 | 0 | 0.05 | 0 | 152 | 20
SAJORIO5 | CELANE_KLEBER1_1 | 0 | 0.45 | 0 | 148 | 0 | 0.05 | 0 | 209 | 9
SAJORIO5 | CELANE_KLEBER1_1 | 0 | 0.05 | 0 | 255 | 0 | 0.4 | 0 | 133 | 4
SAJORIO5 | CELANE_N_SHAR1_1 | 0 | 0.4 | 0 | 401 | 0 | 0.05 | 0 | 43 | 427
SAJORIO5 | CELANE_N_SHAR1_1 | 0 | 0.05 | 0 | 408 | 0 | 0.05 | 0 | 24 | 5
SAJORIO5 | CELANE_N_SHAR1_1 | 0 | 0.4 | 0.1 | 38 | 0 | 0.05 | 0 | 213 | 3
SAJORIO5 | NEDIN_XC2_1 | 0 | 0.05 | 0.05 | 430 | 0.1 | 0.75 | 0.55 | 12 | 270
SAJORIO5 | NEDIN_XC2_1 | 0 | 0.1 | 0.05 | 430 | 0.1 | 0.75 | 0.55 | 12 | 93
SAJORIO5 | NEDIN_XC2_1 | 0 | 0.05 | 0.05 | 406 | 0 | 0.75 | 0.2 | 36 | 1
SAJORIO5 | RAYMND_RAYMON1_1 | 0 | 0 | 0 | 428 | 0 | 0.05 | 0 | 12 | 29
SAJORIO5 | RAYMND_RAYMON1_1 | 0 | 0 | 0 | 425 | 0 | 0 | 0 | 12 | 1
SALIKIN8 | FALFUR_69A1 | 0 | 0 | 0 | 412 | 0 | 0 | 0 | 23 | 67
SAMGJEW8 | 2310__C | 0 | 0 | 0 | 433 | 0 | 0 | 0 | 0 | 2
SAMGJEW8 | 2310__D | 0 | 0 | 0 | 437 | 0 | 0 | 0 | 0 | 8
SASPPAI8 | ASPM_69T1 | 0 | 0.3 | 0 | 83 | 0 | 0 | 0 | 355 | 14180
SASPPAI8 | ASPM_69T1 | 0 | 0.35 | 0 | 79 | 0 | 0 | 0 | 357 | 297
SASPPAI8 | ASPM_69T1 | 0 | 0.3 | 0 | 82 | 0 | 0.05 | 0 | 352 | 82
SASPPAI8 | ASPM_69T1 | 0 | 0.25 | 0 | 84 | 0 | 0 | 0 | 346 | 46
SAVEJOL8 | 372T359_1 | 0 | 0 | 0 | 437 | 0 | 0 | 0 | 0 | 1
SAVMBSP8 | 6250__A | 0 | 0.6 | 0.05 | 48 | 0 | 0.05 | 0 | 386 | 51
SAVMBSP8 | 6250__A | 0 | 0.6 | 0.1 | 38 | 0 | 0.05 | 0 | 396 | 35
SAVMBSP8 | BSPSW_FMR1 | 0 | 0.75 | 0.1 | 35 | 0 | 0.2 | 0 | 399 | 26
SAVMBSP8 | BSPSW_FMR1 | 0 | 0.3 | 0 | 131 | 0 | 0.45 | 0 | 197 | 2
SAVMBSP8 | BSPSW_FMR1 | 0 | 0.25 | 0 | 275 | 0 | 0.5 | 0 | 75 | 2
SBATPAL8 | 2585_1 | 0 | 0.05 | 0 | 415 | 0 | 0.35 | 0.05 | 22 | 9
SBATPAL8 | 2585_1 | 0 | 0.05 | 0 | 413 | 0 | 0.3 | 0.05 | 22 | 3
SBATPEA8 | PEARSALL_69_4 | 0 | 0.15 | 0 | 383 | 0 | 0.5 | 0.05 | 55 | 411
SBATPEA8 | PEARSALL_69_4 | 0 | 0.15 | 0 | 375 | 0 | 0.5 | 0 | 68 | 249
SBATPEA8 | PEARSALL_69_4 | 0 | 0.15 | 0 | 375 | 0 | 0.45 | 0 | 66 | 104
SBATPEA8 | PEARSALL_69_4 | 0 | 0.1 | 0 | 336 | 0 | 0.55 | 0.05 | 59 | 91
SBATPEA8 | PEARSALL_69_4 | 0 | 0.15 | 0 | 284 | 0 | 0.6 | 0 | 147 | 42
SBATPEA8 | PEARSALL_69_4 | 0 | 0.25 | 0 | 343 | 0 | 0.4 | 0 | 78 | 32
SBATPEA8 | PEARSALL_69_4 | 0 | 0.15 | 0 | 384 | 0 | 0.45 | 0.05 | 55 | 14
SBATPEA8 | PEARSALL_69_4 | 0 | 0.1 | 0 | 369 | 0 | 0.6 | 0.05 | 50 | 6
SBBSJE15 | 50__A | 0 | 0.4 | 0.15 | 177 | 0 | 0.15 | 0.1 | 270 | 29
SBBSJE15 | 50__A | 0 | 0.4 | 0.15 | 177 | 0 | 0.1 | 0.1 | 270 | 5
SBBSJE15 | 50__A | 0 | 0.45 | 0.15 | 177 | 0 | 0.1 | 0.1 | 270 | 1
SBBSJE25 | 50__A | 0 | 0.4 | 0.15 | 177 | 0 | 0.1 | 0.1 | 269 | 104
SBBSJE25 | 50__A | 0 | 0.35 | 0.15 | 178 | 0 | 0.1 | 0.1 | 265 | 31
SBBSJE25 | 50__A | 0 | 0.4 | 0.15 | 177 | 0.05 | 0.1 | 0.1 | 269 | 14
SBBSJE25 | 50__A | 0 | 0.4 | 0.15 | 176 | 0 | 0.15 | 0.1 | 270 | 8
SBBSJE25 | 50__A | 0 | 0.4 | 0.15 | 177 | 0.05 | 0.15 | 0.1 | 269 | 1
SBBSJEW5 | 40__A | 0 | 0.35 | 0.15 | 170 | 0 | 0.15 | 0.1 | 262 | 68
SBBSJEW5 | 40__A | 0 | 0.35 | 0.15 | 170 | 0 | 0.15 | 0.05 | 262 | 20
SBBSJEW5 | 40__A | 0 | 0.4 | 0.15 | 177 | 0 | 0.1 | 0.1 | 270 | 12
SBBSJEW5 | 40__A | 0 | 0.35 | 0.15 | 168 | 0.05 | 0.15 | 0.1 | 262 | 1
SBBSRC25 | TRSES_MR6H | 0 | 0.35 | 0 | 56 | 0 | 0.5 | 0 | 343 | 115
SBBSRC25 | TRSES_MR6H | 0 | 0.35 | 0.05 | 45 | 0 | 0.5 | 0 | 379 | 75
SBCKCGR8 | 6430__C | 0 | 0 | 0 | 397 | 0 | 0.3 | 0.05 | 45 | 836
SBCKCGR8 | 6430__C | 0 | 0 | 0 | 408 | 0 | 0.3 | 0.1 | 34 | 64
SBCKCGR8 | 6437__C | 0 | 0.1 | 0 | 401 | 0 | 0.6 | 0.05 | 34 | 278
SBCKCGR8 | 6437__C | 0 | 0.1 | 0 | 401 | 0 | 0.65 | 0.05 | 32 | 70
SBCKCGR8 | 6611__D | 0 | 0.05 | 0 | 406 | 0 | 0.3 | 0.05 | 33 | 72
SBCKCGR8 | ODNTH_FMR1 | 0 | 0 | 0 | 415 | 0 | 0.1 | 0.05 | 27 | 25
SBELHIG8 | 163T232_1 | 0 | 0.05 | 0 | 321 | 0 | 0.05 | 0 | 119 | 59
SBELTMP8 | 2394__A | 0 | 0 | 0 | 291 | 0 | 0 | 0 | 147 | 3
SBELTMP8 | SEA_AAT1 | 0 | 0 | 0 | 292 | 0 | 0 | 0 | 157 | 3
SBLESTP5 | 357T544_1 | 0 | 0 | 0 | 333 | 0 | 0.05 | 0 | 92 | 214
SBLESTP5 | 357T544_1 | 0 | 0 | 0 | 340 | 0 | 0 | 0 | 87 | 93
SBOSELM5 | 1030__A | 0 | 0.35 | 0 | 170 | 0 | 0 | 0 | 264 | 132
SBOSELM5 | 1030__A | 0 | 0.4 | 0.05 | 170 | 0 | 0.05 | 0 | 267 | 108
SBOSELM5 | 1030__A | 0 | 0.35 | 0.05 | 170 | 0 | 0 | 0 | 262 | 65
SBOSELM5 | 1030__A | 0 | 0.4 | 0.05 | 170 | 0 | 0 | 0 | 267 | 44
SBOSELM5 | 1030__A | 0 | 0.3 | 0 | 170 | 0 | 0 | 0 | 262 | 3
SBOSWHT8 | LKW_WHT_1 | 0 | 0.6 | 0 | 267 | 0 | 0.35 | 0.05 | 167 | 89
SBOSWHT8 | LKW_WHT_1 | 0 | 0.65 | 0 | 260 | 0 | 0.35 | 0 | 175 | 7
SBOSWHT8 | LKW_WHT_1 | 0 | 0.8 | 0 | 261 | 0 | 0.15 | 0 | 178 | 5 |  |  | 1
SBOSWHT8 | OLKW_BOS_1 | 0 | 0.8 | 0 | 268 | 0 | 0.1 | 0 | 167 | 72 |  |  | 1
SBOSWHT8 | OLKW_BOS_1 | 0 | 0.75 | 0 | 265 | 0 | 0.15 | 0 | 174 | 1 |  |  | 1
SBRAHAM8 | HAMILT_MAVERI1_1 | 0 | 0.35 | 0.05 | 185 | 0 | 0.05 | 0 | 262 | 110
SBRAHAM8 | HAMILT_MAVERI1_1 | 0 | 0.5 | 0 | 183 | 0 | 0.05 | 0 | 262 | 1
SBRAUVA8 | HAMILT_MAVERI1_1 | 0 | 0.3 | 0 | 184 | 0 | 0.05 | 0 | 257 | 313
SBRAUVA8 | HAMILT_MAVERI1_1 | 0 | 0.3 | 0.05 | 193 | 0 | 0.05 | 0 | 254 | 68
SBRAWCO8 | G69_R_1 | 0 | 0 | 0 | 438 | 0 | 0 | 0 | 0 | 8
SBRNCMN8 | 670__B | 0 | 0.05 | 0 | 302 | 0 | 0.05 | 0 | 128 | 1
SBRTORA8 | 6630__A | 0.7 | 0.7 | 0.7 | 1 | 0 | 0 | 0 | 440 | 157
SBRTORA8 | 6630__A | 0 | 0.05 | 0 | 106 | 0 | 0 | 0 | 117 | 1
SBRTORA8 | 6825__A | 0 | 0.05 | 0 | 426 | 0 | 0 | 0 | 4 | 53
SBRTORA8 | 6825__A | 1 | 1 | 1 | 1 | 0 | 0 | 0 | 434 | 43 |  | 1 | 1
SBTECH25 | BTE_AT-2 | 1 | 1 | 1 | 1 | 0 | 0 | 0 | 434 | 899 |  | 1 | 1
SCABWES8 | ALAZAN_B_DAVI1_1 | 0 | 0.4 | 0.05 | 29 | 0 | 0.05 | 0 | 409 | 35
SCABWES8 | B_DAVI_RODD_F1_1 | 0 | 0.55 | 0.1 | 19 | 0 | 0.1 | 0 | 419 | 40
SCABWES8 | B_DAVI_RODD_F1_1 | 0 | 0.6 | 0.1 | 19 | 0 | 0.1 | 0 | 424 | 1
SCABWES8 | N_SHARPE_PS1 | 0 | 0.85 | 0.45 | 4 | 0 | 0.05 | 0 | 451 | 23 |  |  | 1
SCABWES8 | N_SHARPE_PS1 | 0 | 0.8 | 0.4 | 4 | 0 | 0.05 | 0 | 446 | 12 |  |  | 1
SCABWES8 | N_SHARPE_PS1 | 0.05 | 0.35 | 0.1 | 10 | 0 | 0.05 | 0 | 445 | 6
SCABWES8 | N_SHARPE_PS1 | 0 | 0.85 | 0.4 | 4 | 0 | 0.05 | 0 | 446 | 4 |  |  | 1
SCABWES8 | N_SHARPE_PS1 | 0.85 | 0.85 | 0.85 | 2 | 0 | 0.05 | 0 | 453 | 1 |  | 1 | 1
SCABWES8 | NAVAL__N_PADR1_1 | 0 | 0.15 | 0.05 | 13 | 0 | 0.05 | 0 | 437 | 85
SCABWES8 | NAVAL__N_PADR1_1 | 0 | 0.15 | 0 | 13 | 0 | 0.05 | 0 | 437 | 82
SCABWES8 | NAVAL__N_PADR1_1 | 0 | 0.15 | 0 | 63 | 0 | 0 | 0 | 344 | 6
SCABWES8 | NAVAL__N_PADR1_1 | 0 | 0.05 | 0 | 437 | 0 | 0.15 | 0 | 13 | 6
SCABWES8 | NAVAL__N_PADR1_1 | 0 | 0.1 | 0 | 76 | 0 | 0 | 0 | 324 | 2
SCALLON9 | LON_HI_ROB_CP1_1 | 0 | 0 | 0 | 389 | 0 | 0 | 0 | 47 | 16
SCGRMG28 | 6220__A | 0 | 0.05 | 0 | 401 | 0 | 0.35 | 0.1 | 42 | 29
SCGRMGS8 | 6225__A | 0 | 0.05 | 0 | 392 | 0 | 0.35 | 0.1 | 44 | 184
SCGRMGS8 | 6225__A | 0 | 0.05 | 0 | 389 | 0 | 0.35 | 0.05 | 50 | 91
SCGRMGS8 | 6225__A | 0 | 0.05 | 0 | 399 | 0 | 0.4 | 0.1 | 43 | 23
SCGRMGS8 | 6225__A | 0 | 0.1 | 0 | 410 | 0 | 0.45 | 0.1 | 40 | 4
SCGRMGS8 | 6225__A | 0 | 0.05 | 0 | 386 | 0 | 0.25 | 0.05 | 52 | 2
SCITWEI8 | CLARK__LON_HI1_1 | 0 | 0 | 0 | 438 | 0 | 0 | 0 | 0 | 14
SCMNSAR5 | 1800__A | 0 | 0.3 | 0 | 334 | 0 | 0.05 | 0.05 | 105 | 374
SCMNSAR5 | 1800__A | 0 | 0.05 | 0.05 | 114 | 0 | 0.25 | 0 | 323 | 4
SCMNSAR5 | 670__B | 0 | 0 | 0 | 318 | 0 | 0.1 | 0.05 | 111 | 99
SCMNSAR5 | 670__B | 0 | 0.05 | 0 | 257 | 0 | 0.05 | 0 | 171 | 5
SCNSCN38 | 850__C | 0 | 0 | 0 | 327 | 0 | 0 | 0 | 110 | 74
SCOLBAL8 | BALG_HUMB1_1 | 0 | 0 | 0 | 164 | 0 | 0 | 0 | 260 | 28
SCOLBAL8 | BALG_HUMBLT1_1 | 0 | 0 | 0 | 133 | 0 | 0 | 0 | 273 | 9
SCOLBAL8 | DRSY_SANA_T1_1 | 0 | 0 | 0 | 269 | 0 | 0 | 0 | 155 | 23
SCOLPAW5 | COLETO_KENEDS1_1 | 0 | 0.15 | 0 | 152 | 0 | 0.05 | 0 | 281 | 77
SCOLPAW5 | COLETO_KENEDS1_1 | 0 | 0.25 | 0 | 154 | 0 | 0.05 | 0 | 283 | 21
SCOLPAW5 | COLETO_VICTOR1_1 | 0 | 0.35 | 0.05 | 122 | 0 | 0.3 | 0 | 312 | 409
SCOLPAW5 | COLETO_VICTOR1_1 | 0 | 0.2 | 0 | 104 | 0 | 0.15 | 0 | 329 | 5
SCOLPAW5 | COLETO_VICTOR2_1 | 0 | 0.35 | 0 | 285 | 0 | 0.25 | 0.05 | 147 | 30
SCOLPAW5 | COLETO_VICTOR2_1 | 0 | 0.2 | 0 | 243 | 0 | 0.15 | 0 | 160 | 28
SCOLPAW5 | COLETO_VICTOR2_1 | 0 | 0.25 | 0 | 214 | 0 | 0.15 | 0 | 211 | 10
SCREFAL8 | FREER_SAN_DI1_1 | 0 | 0 | 0 | 288 | 0 | 0.05 | 0 | 141 | 46
SCREFAL8 | FREER_SAN_DI1_1 | 0 | 0 | 0 | 65 | 0 | 0 | 0 | 300 | 1
SCRNODE8 | 16TH_WRD2_1 | 0 | 0.2 | 0 | 282 | 0 | 0.05 | 0 | 159 | 1311
SCRNODE8 | 16TH_WRD2_1 | 0 | 0.2 | 0 | 283 | 0 | 0.1 | 0 | 156 | 154
SCRNODE8 | 16TH_WRD2_1 | 0 | 0.1 | 0 | 341 | 0 | 0.05 | 0 | 94 | 2
SCRNODE8 | 6427__A | 0 | 0.25 | 0 | 193 | 0 | 0.1 | 0 | 241 | 12
SCRNODE8 | BARL_FTSW1_1 | 0 | 0.1 | 0 | 214 | 0 | 0.05 | 0 | 172 | 283
SCRNODE8 | BARL_FTSW1_1 | 0 | 0.05 | 0 | 267 | 0 | 0.05 | 0 | 165 | 25
SCRNODE8 | BARL_FTSW1_1 | 0 | 0.05 | 0 | 172 | 0 | 0.1 | 0 | 199 | 12
SCRNODE8 | BARL_FTSW1_1 | 0 | 0 | 0 | 180 | 0 | 0 | 0 | 160 | 5
SCRSBAT9 | UVALDE_69A1 | 0 | 0 | 0 | 268 | 0 | 0 | 0 | 166 | 5
SCYPCOM8 | 122T122_1 | 0 | 0 | 0 | 231 | 0 | 0.1 | 0 | 199 | 46
SCYPCOM8 | 122T122_1 | 0 | 0 | 0 | 240 | 0 | 0.05 | 0 | 186 | 3
SDOWMOO8 | UVALDE_W_BATE1_1 | 0 | 0.05 | 0 | 263 | 0 | 0.3 | 0 | 174 | 86
SECRBRA8 | 6438__A | 0.95 | 0.95 | 0.95 | 2 | 0 | 0 | 0 | 0 | 43 |  | 1 | 1
SECRBRA8 | 6695__B | 0.05 | 0.3 | 0.1 | 8 | 0 | 0 | 0 | 422 | 20
SECRBRA8 | 6695__B | 0.05 | 0.2 | 0.1 | 8 | 0 | 0 | 0 | 424 | 17
SECRBRA8 | 6695__B | 0 | 0 | 0 | 427 | 0.05 | 0.2 | 0.1 | 8 | 1
SELMTHS5 | 1030__A | 0 | 0.35 | 0.05 | 175 | 0 | 0 | 0 | 262 | 90
SELMTHS5 | 1030__A | 0 | 0.3 | 0.05 | 175 | 0 | 0 | 0 | 262 | 41
SELMTHS5 | 1030__A | 0 | 0.3 | 0 | 174 | 0 | 0 | 0 | 269 | 35
SELMTHS5 | 1030__A | 0 | 0.3 | 0 | 174 | 0 | 0.05 | 0 | 269 | 10
SELMTHS5 | 1030__B | 0 | 0.3 | 0 | 172 | 0 | 0 | 0 | 267 | 580
SELMTHS5 | 1030__B | 0 | 0.3 | 0.05 | 176 | 0 | 0.05 | 0 | 267 | 56
SELMTHS5 | 1030__B | 0 | 0.3 | 0.05 | 173 | 0 | 0 | 0 | 268 | 7
SELMTHS5 | 1030__B | 0 | 0.45 | 0.05 | 170 | 0 | 0 | 0 | 262 | 1
SEMPNOR8 | 3330__C | 0 | 0.05 | 0 | 301 | 0 | 0.05 | 0 | 138 | 199
SFERZ48 | E1_M1_1 | 0 | 0.05 | 0 | 343 | 0 | 0.4 | 0.05 | 90 | 328
SFERZ48 | E1_M1_1 | 0 | 0.05 | 0 | 346 | 0 | 0.35 | 0.05 | 89 | 245
SFERZ48 | E1_M1_1 | 0 | 0.05 | 0 | 346 | 0 | 0.2 | 0.05 | 89 | 36
SFERZ48 | E1_M1_1 | 0 | 0.15 | 0 | 241 | 0 | 0.2 | 0 | 188 | 5
SFLCMDL5 | 6215__A | 0 | 0.05 | 0 | 401 | 0 | 0.75 | 0.15 | 35 | 248
SFLCMDL5 | 6215__A | 0 | 0.05 | 0 | 382 | 0 | 0.75 | 0.1 | 60 | 9
SFLCMDL5 | 6215__A | 0 | 0.05 | 0 | 403 | 0 | 0.7 | 0.05 | 39 | 1
SFLCMDL5 | 6470__D | 0 | 0.15 | 0 | 382 | 0 | 0.75 | 0.1 | 60 | 56
SFLCMGS5 | 6215__A | 0 | 0.05 | 0 | 406 | 0 | 0.75 | 0.15 | 36 | 97
SFLCMGS5 | 6215__A | 0 | 0.05 | 0 | 382 | 0 | 0.75 | 0.1 | 60 | 11
SFLCMGS5 | 6465__B | 0 | 0.05 | 0 | 412 | 0 | 0.3 | 0.1 | 30 | 202
SFLCMGS5 | 6470__B | 0 | 0.2 | 0 | 383 | 0 | 0.3 | 0.1 | 60 | 26
SFLCMGS5 | 6470__D | 0 | 0.15 | 0 | 382 | 0 | 0.75 | 0.1 | 61 | 34
SFLCMGS5 | 6470__D | 0 | 0.15 | 0 | 382 | 0 | 0.75 | 0.15 | 59 | 12
SFLCMGS5 | 6470__E | 0 | 0.2 | 0 | 383 | 0 | 0.3 | 0.1 | 58 | 99
SFLCMGS5 | 6470__E | 0 | 0.2 | 0 | 384 | 0 | 0.35 | 0.1 | 60 | 24
SFORGIL8 | GIL_PHM_1 | 0 | 0 | 0 | 263 | 0 | 0 | 0 | 168 | 79
SFORYEL8 | HEXT_YELWJC1_1 | 0 | 0 | 0 | 180 | 0 | 0 | 0 | 260 | 4
SFRWHEI8 | HEI_PHR_1 | 0.95 | 0.95 | 0.95 | 5 | 0 | 0 | 0 | 438 | 39 |  | 1 | 1
SFRWHEI8 | HEI_PHR_1 | 0.45 | 0.45 | 0.45 | 5 | 0 | 0 | 0 | 438 | 1
SFSHBOM5 | GRBC_VERN1_1 | 0 | 0.05 | 0 | 135 | 0 | 0 | 0 | 206 | 26
SFSHBOM5 | LIBR_PAUL1_1 | 0 | 0.05 | 0 | 372 | 0 | 0.1 | 0 | 44 | 11
SFSHBOM5 | LIBR_PAUL1_1 | 0 | 0.05 | 0 | 32 | 0 | 0.05 | 0 | 62 | 10
SFTSBAR8 | BARL_FTSW1_1 | 0 | 0.05 | 0 | 282 | 0 | 0.05 | 0 | 92 | 7185
SFTSBAR8 | BARL_FTSW1_1 | 0 | 0.05 | 0 | 267 | 0 | 0 | 0 | 158 | 5144
SFTSBAR8 | BARL_FTSW1_1 | 0 | 0.1 | 0 | 175 | 0 | 0.05 | 0 | 170 | 1827
SFTSBAR8 | BARL_FTSW1_1 | 0 | 0.05 | 0 | 156 | 0 | 0.05 | 0 | 266 | 55
SFTSBAR8 | BARL_FTSW1_1 | 0 | 0.05 | 0 | 165 | 0 | 0.1 | 0 | 242 | 36
SFTSBAR8 | BARL_FTSW1_1 | 0 | 0.1 | 0 | 265 | 0 | 0 | 0 | 164 | 23
SFTWW_D8 | AIR_NDE_1 | 0 | 0.05 | 0 | 402 | 0 | 0.15 | 0 | 38 | 7
SFTWW_D8 | AIR_W_DE_1 | 0 | 0.05 | 0 | 401 | 0 | 0.1 | 0 | 35 | 254
SFTWW_D8 | AIR_W_DE_1 | 0 | 0.05 | 0 | 396 | 0 | 0.15 | 0 | 37 | 74
SGAFGRN8 | HEI_PHR_1 | 0.95 | 0.95 | 0.95 | 5 | 0 | 0 | 0 | 437 | 131 |  | 1 | 1
SGAFGRN8 | HEI_PHR_1 | 1 | 1 | 1 | 5 | 0 | 0 | 0 | 433 | 13 |  | 1 | 1
SGAFGRN8 | HEI_PHR_1 | 0.45 | 0.45 | 0.45 | 5 | 0 | 0 | 0 | 433 | 8
SGAFPHR8 | HEI_PHR_1 | 0.7 | 0.7 | 0.7 | 5 | 0 | 0.05 | 0 | 433 | 69
SGAFPHR8 | HEI_PHR_1 | 0.95 | 0.95 | 0.95 | 5 | 0 | 0 | 0 | 433 | 8 |  | 1 | 1
SGAIWLV8 | 6215__A | 0.95 | 0.95 | 0.95 | 4 | 0 | 0 | 0 | 443 | 137 |  | 1 | 1
SGASMGS5 | TWINBUTE_T1H | 1 | 1 | 1 | 6 | 0 | 0 | 0 | 0 | 193 |  | 1 | 1
SGASMGS5 | TWINBUTE_T1L | 0 | 0.15 | 0 | 212 | 0 | 0.2 | 0 | 209 | 18
SGEOGEO8 | CSA_ORN_1 | 0 | 0 | 0 | 109 | 0 | 0 | 0 | 310 | 437
SGEOGEO8 | CSA_ORN_1 | 0 | 0 | 0 | 58 | 0 | 0.05 | 0 | 310 | 55
SGEOGEO8 | ORA_ORNG_1 | 0 | 0 | 0 | 128 | 0 | 0 | 0 | 272 | 459
SGLDSUN8 | 6215__A | 0 | 0.05 | 0 | 404 | 0 | 0.8 | 0.1 | 36 | 343
SGLDSUN8 | 6215__A | 0 | 0.05 | 0 | 401 | 0 | 0.75 | 0.1 | 32 | 214
SGLDSUN8 | 6215__A | 0 | 0.05 | 0 | 407 | 0 | 0.75 | 0.05 | 33 | 199
SGLDSUN8 | 6215__A | 0 | 0.05 | 0 | 401 | 0 | 0.85 | 0.1 | 34 | 80
SGLDSUN8 | 6215__A | 0 | 0.85 | 0.1 | 38 | 0 | 0.05 | 0 | 399 | 24 |  |  | 1
SGLDSUN8 | 6215__A | 0 | 0.8 | 0.1 | 35 | 0 | 0.05 | 0 | 406 | 7 |  |  | 1
SGRAFER8 | 40T189_1 | 0 | 0.55 | 0 | 221 | 0 | 0.3 | 0 | 216 | 72
SGSMPBS8 | ODNTH_FMR1 | 0 | 0 | 0 | 411 | 0 | 0.1 | 0 | 31 | 17
SHASTNN8 | 138_ALV_NAL_1 | 0 | 0.05 | 0 | 366 | 0 | 0.15 | 0.05 | 69 | 6
SHEICA28 | HEIGHTTN_HAT2 | 1 | 1 | 1 | 5 | 0 | 0 | 0 | 437 | 5 |  | 1 | 1
SHEICA28 | HEIGHTTN_HAT2 | 0 | 0 | 0 | 437 | 0 | 0 | 0 | 5 | 3
SHIWCIT8 | HIWAY__NUECES1_1 | 0 | 0.15 | 0 | 424 | 0 | 0.3 | 0.05 | 19 | 22
SHIWCIT8 | HIWAY__NUECES1_1 | 0 | 0.2 | 0 | 411 | 0 | 0.2 | 0.05 | 22 | 15
SHIWCIT8 | HIWAY__NUECES1_1 | 0 | 0.2 | 0 | 414 | 0 | 0.4 | 0.05 | 23 | 5
SHIWCIT8 | HIWAY__NUECES1_1 | 0 | 0.15 | 0 | 424 | 0 | 0.5 | 0.05 | 19 | 2
SHIWCIT8 | MORRIS_NUECES1_1 | 0 | 0.45 | 0 | 386 | 0 | 0.15 | 0 | 24 | 64
SHIWCIT8 | MORRIS_NUECES1_1 | 0 | 0.25 | 0 | 417 | 0 | 0.1 | 0 | 19 | 1
SHIWNUE8 | GILA_HIWAY_1_1 | 0 | 0.45 | 0 | 385 | 0 | 0.1 | 0 | 51 | 1155
SHIWNUE8 | GILA_HIWAY_1_1 | 0 | 0.5 | 0 | 340 | 0 | 0.1 | 0 | 83 | 515
SHIWNUE8 | GILA_HIWAY_1_1 | 0.65 | 0.65 | 0.65 | 1 | 0 | 0 | 0 | 438 | 66
SHIWNUE8 | GILA_HIWAY_1_1 | 0.6 | 0.6 | 0.6 | 1 | 0 | 0 | 0 | 438 | 43
SHIWNUE8 | GILA_HIWAY_1_1 | 0 | 0.1 | 0 | 359 | 0 | 0.1 | 0 | 81 | 6
SHIWNUE8 | GILA_HIWAY_1_1 | 0 | 0.4 | 0 | 385 | 0 | 0.1 | 0 | 54 | 5
SHIWNUE8 | GILA_HIWAY_1_1 | 0 | 0.5 | 0.05 | 29 | 0 | 0.1 | 0 | 397 | 4
SHIWNUE8 | GILA_HIWAY_1_1 | 0 | 0.45 | 0.05 | 25 | 0 | 0.1 | 0 | 57 | 3
SHIWNUE8 | GILA_HIWAY_1_1 | 0 | 0.55 | 0 | 384 | 0 | 0.1 | 0 | 55 | 2
SHIWNUE8 | GILA_HIWAY_1_1 | 0.05 | 0.5 | 0.15 | 6 | 0 | 0.1 | 0 | 435 | 1
SHIWNUE8 | GILA_HIWAY_1_1 | 0.1 | 0.5 | 0.15 | 6 | 0 | 0.1 | 0 | 433 | 1
SI_DI_38 | I_DUPP_I_DUPS1_1 | 1 | 1 | 1 | 1 | 0 | 0 | 0 | 432 | 54 |  | 1 | 1
SI_DI_38 | I_DUPP_I_DUPS1_1 | 0.55 | 0.55 | 0.55 | 1 | 0 | 0 | 0 | 440 | 26
SI_DI_38 | I_DUPP_I_DUPS1_1 | 0.95 | 0.95 | 0.95 | 1 | 0 | 0 | 0 | 440 | 10 |  | 1 | 1
SIRVNO28 | 1140__C | 0 | 0.05 | 0 | 399 | 0 | 0.1 | 0.05 | 36 | 90
SIRVNO28 | LIGSW_FMR2 | 0 | 0.05 | 0 | 294 | 0 | 0.05 | 0 | 148 | 10
SJMCW_D8 | FTW_W_DE_1 | 0 | 0.05 | 0 | 402 | 0 | 0.1 | 0 | 39 | 54
SK2SKY8 | E1_M1_1 | 0 | 0.05 | 0 | 346 | 0 | 0.35 | 0.05 | 89 | 14
SK2SKY8 | E1_M1_1 | 0 | 0.05 | 0 | 346 | 0 | 0.25 | 0.05 | 89 | 12
SKEYWLV8 | 6610__C | 0 | 0.05 | 0 | 421 | 0 | 0.05 | 0 | 35 | 161
SKEYWLV8 | 6611__A | 0 | 0.05 | 0 | 400 | 0 | 0.05 | 0 | 33 | 3468
SKEYWLV8 | 6611__A | 0 | 0.05 | 0 | 396 | 0 | 0 | 0 | 33 | 90
SKEYWLV8 | 6611__B | 0 | 0.05 | 0 | 402 | 0 | 0.05 | 0 | 33 | 322
SKEYWLV8 | 6611__C | 0 | 0.05 | 0 | 406 | 0 | 0.05 | 0 | 33 | 3410
SKEYWLV8 | 6611__C | 0 | 0.05 | 0 | 404 | 0 | 0 | 0 | 33 | 3
SKEYWLV8 | 6611__D | 0 | 0.05 | 0 | 409 | 0 | 0.05 | 0 | 33 | 3089
SKEYWLV8 | 6611__D | 0 | 0.05 | 0 | 409 | 0 | 0.05 | 0.05 | 33 | 6
SKEYWLV8 | 6611__D | 0 | 0.05 | 0 | 405 | 0 | 0.1 | 0 | 33 | 1
SKMCKW25 | KMCHI_KWASS1_1 | 1 | 1 | 1 | 2 | 0 | 0 | 0 | 0 | 79 |  | 1 | 1
SKMCKWA5 | KMCHI_KWASS2_1 | 1 | 1 | 1 | 2 | 0 | 0 | 0 | 0 | 128 |  | 1 | 1
SKOCKOC8 | KOCH_UP_69A1 | 0 | 0.2 | 0 | 33 | 0 | 0 | 0 | 52 | 102
SKOCKOC8 | KOCH_UP_69A1 | 0 | 0.05 | 0 | 304 | 0 | 0 | 0 | 69 | 1
SKOCLON8 | AIR_LI_HIWAY_1_1 | 0 | 0.05 | 0 | 402 | 0 | 0 | 0 | 31 | 113
SLAGMAR8 | 269T362_1 | 0 | 0 | 0 | 309 | 0 | 0.25 | 0 | 131 | 67
SLAGMAR8 | 269T362_1 | 0 | 0 | 0 | 308 | 0 | 0.2 | 0 | 131 | 43
SLANLAN8 | BLESSI_LAN_CT1_1 | 0.65 | 0.65 | 0.65 | 2 | 0 | 0 | 0 | 435 | 27
SLANLAN8 | BLESSI_LAN_CT1_1 | 0 | 0.2 | 0 | 270 | 0 | 0.05 | 0 | 166 | 1
SLAQLOB8 | FALFUR_69A1 | 0 | 0.15 | 0 | 18 | 0 | 0 | 0 | 378 | 71
SLAQLOB8 | FALFUR_PREMON1_1 | 0 | 0.15 | 0 | 16 | 0 | 0 | 0 | 426 | 29
SLAULA_8 | LA_PAL_VCAVAZ1_1 | 0 | 0 | 0 | 0 | 1 | 1 | 1 | 3 | 8
SLAULA_8 | LA_PAL_VCAVAZ1_1 | 0 | 0 | 0 | 0 | 0.55 | 0.55 | 0.55 | 3 | 1
SLCDYN8 | 357T544_1 | 0 | 0 | 0 | 342 | 0 | 0.05 | 0 | 96 | 27
SLOBSAN5 | ASHERT_NLARSW1_1 | 0 | 0.1 | 0 | 388 | 0 | 0.3 | 0.05 | 46 | 89
SLOBSAN5 | BIG_FOOT_69A1 | 0 | 0 | 0 | 384 | 0 | 0 | 0 | 49 | 34
SLOBSAN5 | FREER_SAN_DI1_1 | 0 | 0 | 0 | 290 | 0 | 0.05 | 0 | 82 | 376
SLOBSAN5 | FREER_SAN_DI1_1 | 0 | 0 | 0 | 372 | 0 | 0.1 | 0 | 56 | 90
SLOBSAN5 | LAQUIN_LOBO1_1 | 0 | 0.6 | 0 | 283 | 0 | 0.25 | 0 | 146 | 189
SLOBSAN5 | LAQUIN_LOBO1_1 | 0 | 0.65 | 0 | 251 | 0 | 0.2 | 0 | 167 | 17
SLOBSAN5 | SANMIGL_ATAH | 1 | 1 | 1 | 2 | 0 | 0 | 0 | 436 | 31 |  | 1 | 1
SLOBSAN5 | SANMIGL_ATAH | 0 | 0.1 | 0 | 358 | 0 | 0.15 | 0.05 | 78 | 2
SLOLFOR8 | VICTOR_V_DUPS1_1 | 0 | 0.05 | 0 | 426 | 0 | 0.9 | 0.6 | 17 | 47
SLOLFOR8 | VICTOR_V_DUPS1_1 | 0 | 0 | 0 | 426 | 0 | 0.45 | 0.3 | 17 | 16
SLONWIN9 | M_69_D1_1 | 0 | 0 | 0 | 437 | 0 | 0 | 0 | 0 | 5
SLOSAUS5 | AUSTRO_AT2L | 0 | 0.1 | 0 | 304 | 0 | 0.35 | 0.05 | 137 | 6
SLVOSON8 | ELDO_LVOK1_1 | 0.55 | 0.55 | 0.55 | 1 | 0 | 0 | 0 | 0 | 29
SLWSCR25 | 588_B_1 | 0 | 0.1 | 0 | 172 | 0 | 0 | 0 | 275 | 40
SLWSCR25 | 588_B_1 | 0 | 0.15 | 0.05 | 169 | 0 | 0.05 | 0 | 276 | 28
SLWSCR25 | 590__A | 0 | 0.2 | 0.05 | 168 | 0 | 0.05 | 0 | 273 | 168
SLWSCR25 | 590__A | 0 | 0.15 | 0.05 | 171 | 0 | 0.05 | 0 | 271 | 15
SLWSCRL5 | 590__A | 0 | 0.1 | 0.05 | 173 | 0 | 0.05 | 0 | 263 | 3741
SLWSCRL5 | 590__A | 0 | 0.2 | 0.05 | 165 | 0 | 0.05 | 0 | 277 | 155
SLWSCRL5 | 590__A | 0 | 0.05 | 0.05 | 183 | 0 | 0.05 | 0 | 246 | 67
SLWSCRL5 | 590__A | 0 | 0.1 | 0 | 238 | 0 | 0.05 | 0 | 184 | 31
SLWSCRL5 | 590__A | 0 | 0.05 | 0 | 275 | 0 | 0.15 | 0.05 | 167 | 28
SLWSCRL5 | 590__A | 0 | 0.05 | 0 | 204 | 0 | 0.05 | 0 | 233 | 26
SLWSCRL5 | 590__A | 0 | 0.05 | 0 | 201 | 0 | 0 | 0 | 209 | 1
SLWSCRL5 | 590_A_1 | 0 | 0.05 | 0 | 271 | 0 | 0.15 | 0.05 | 162 | 93
SLWSCRL5 | 591__A | 0 | 0.05 | 0 | 300 | 0 | 0.1 | 0.05 | 136 | 71
SLWSCRL5 | 820__D | 0 | 0.05 | 0 | 311 | 0 | 0.05 | 0 | 125 | 72
SLWSLW28 | 590_A_1 | 0 | 0.1 | 0.05 | 128 | 0 | 0.05 | 0 | 282 | 168
SLWSLW28 | 590_A_1 | 0 | 0.15 | 0.05 | 155 | 0 | 0.05 | 0 | 277 | 10
SLWSLW38 | 1065__A | 0 | 0 | 0 | 436 | 0 | 0 | 0 | 0 | 23
SMAGVIC9 | N_VICT_VICTOR1_1 | 0 | 0 | 0 | 435 | 0 | 0 | 0 | 0 | 1
SMATBEE9 | SINTON_SKIDMO1_1 | 0 | 0 | 0 | 68 | 0 | 0 | 0 | 300 | 1
SMCDBSP8 | 6470_E_1 | 1 | 1 | 1 | 3 | 0 | 0 | 0 | 434 | 155 |  | 1 | 1
SMCDBSP8 | 6470_E_1 | 0 | 0.45 | 0 | 373 | 0 | 0.05 | 0 | 61 | 16
SMCDBSP8 | 6470_E_1 | 0 | 0 | 0 | 434 | 1 | 1 | 1 | 3 | 2
SMCDBSP8 | 6471__A | 0.95 | 0.95 | 0.95 | 3 | 0 | 0 | 0 | 433 | 88 |  | 1 | 1
SMDFHLT8 | 6215__A | 0 | 0.05 | 0 | 407 | 0 | 0.8 | 0.1 | 40 | 41
SMDFHLT8 | 6611__A | 0 | 0.05 | 0 | 400 | 0 | 0.3 | 0.05 | 32 | 3
SMDLODE5 | 6475__F | 0 | 0.05 | 0 | 403 | 0 | 0.15 | 0.05 | 34 | 601
SMDLODE5 | 6475__F | 0 | 0.05 | 0 | 401 | 0 | 0.3 | 0.05 | 40 | 42
SMDLODE5 | 6475__F | 0 | 0.05 | 0 | 404 | 0 | 0.2 | 0.05 | 32 | 8
SMDLODE5 | 6475__F | 0 | 0.1 | 0 | 415 | 0 | 0.1 | 0.05 | 27 | 3
SMDLODE5 | 6500__B | 0 | 0.05 | 0 | 394 | 0 | 0.2 | 0.05 | 44 | 44
SMDLODE5 | 6500__B | 0 | 0.05 | 0 | 393 | 0 | 0.25 | 0.05 | 44 | 12
SMDLODE5 | 6865__B | 0 | 0 | 0 | 399 | 0 | 0.05 | 0 | 42 | 143
SMDLODE5 | ODNTH_FMR1 | 0 | 0 | 0 | 398 | 0 | 0.1 | 0 | 42 | 286
SMDOOAS5 | GT_MID90_A | 0 | 0.2 | 0 | 361 | 0 | 0.2 | 0.05 | 77 | 435
SMDOOAS5 | GT_MID90_A | 0 | 0.1 | 0 | 361 | 0 | 0.25 | 0.05 | 69 | 54
SMDOOAS5 | GT_MID90_A | 0 | 0.25 | 0 | 310 | 0 | 0.2 | 0.05 | 127 | 17
SMDOOAS5 | GT_MID90_A | 0 | 0.15 | 0 | 361 | 0 | 0.2 | 0.05 | 78 | 5
SMDOPHR5 | 138_ALV_NAL_1 | 0 | 0.05 | 0 | 368 | 0 | 0.15 | 0.05 | 71 | 477
SMDOPHR5 | 138_NAL_HAS_1 | 0 | 0 | 0 | 371 | 0 | 0.1 | 0 | 65 | 1203
SMDOPHR5 | 138_NAL_HAS_1 | 0 | 0.05 | 0 | 361 | 0 | 0.15 | 0.05 | 71 | 201
SMDOPHR5 | 138_NAL_HAS_1 | 0 | 0 | 0 | 375 | 0 | 0.1 | 0.05 | 56 | 139
SMDOPHR5 | 138_NAL_HAS_1 | 0 | 0 | 0 | 347 | 0 | 0.15 | 0.05 | 69 | 7
SMDOPHR5 | 138_NAL_HAS_1 | 0 | 0.05 | 0 | 367 | 0 | 0.1 | 0 | 65 | 2
SMDOPHR5 | G138_11A_1 | 0 | 0 | 0 | 370 | 0 | 0.1 | 0 | 62 | 100
SMDOPHR5 | G138_11A_1 | 0 | 0.05 | 0 | 371 | 0 | 0.15 | 0.05 | 62 | 66
SMDOPHR5 | G138_11A_1 | 0 | 0 | 0 | 370 | 0 | 0.1 | 0.05 | 62 | 16
SMGIENW8 | TRU_UAT1 | 0 | 0.15 | 0 | 100 | 0 | 0.05 | 0 | 312 | 236
SMGIENW8 | TRU_UAT1 | 0 | 0.05 | 0 | 179 | 0 | 0.05 | 0 | 188 | 12
SMGSBTR5 | STCO_STER1_1 | 0 | 0 | 0 | 374 | 0 | 0.2 | 0.05 | 60 | 24
SMNHPBS8 | 6485__A | 0 | 0 | 0 | 401 | 0 | 0.35 | 0.1 | 41 | 212
SMNHPBS8 | 6485__A | 0 | 0.05 | 0 | 376 | 0 | 0.35 | 0.05 | 66 | 49
SMNHPBS8 | 6485__A | 0 | 0.05 | 0 | 373 | 0 | 0.4 | 0.05 | 65 | 25
SMNHPBS8 | 6485__A | 0 | 0 | 0 | 378 | 0 | 0.25 | 0.05 | 40 | 16
SMNHPBS8 | 6485__A | 0 | 0.05 | 0 | 374 | 0 | 0.4 | 0.1 | 64 | 14
SMNHPBS8 | 6485__A | 0 | 0 | 0 | 377 | 0 | 0.35 | 0.05 | 64 | 4
SMNHPBS8 | 6485__A | 0 | 0 | 0 | 379 | 0 | 0.2 | 0.05 | 62 | 2
SMNHPBS8 | 6485__A | 0 | 0.05 | 0 | 377 | 0 | 0.35 | 0.05 | 64 | 1
SMUESPR8 | SJO_SJO2 | 0 | 0.2 | 0 | 267 | 0 | 0 | 0 | 56 | 3
SN_SAJO5 | FALFUR_PREMON1_1 | 0 | 0.05 | 0.05 | 17 | 0 | 0 | 0 | 420 | 16
SN_SAJO5 | HARLNS_RAYMON1_1 | 0 | 0.05 | 0 | 45 | 0 | 0 | 0 | 397 | 130
SN_SAJO5 | HARLNS_RAYMON1_1 | 0 | 0.05 | 0.05 | 16 | 0 | 0 | 0 | 423 | 12
SN_SAJO5 | LON_HI_NEDIN1_1 | 0 | 0.05 | 0.05 | 416 | 0.1 | 0.75 | 0.6 | 19 | 78
SN_SAJO5 | LON_HI_NEDIN1_1 | 0 | 0.05 | 0.05 | 416 | 0.1 | 0.7 | 0.6 | 19 | 1
SN_SLON5 | ALAZAN_B_DAVI1_1 | 0 | 0.2 | 0 | 390 | 0 | 0.2 | 0.05 | 48 | 63
SN_SLON5 | CELANE_KLEBER1_1 | 0 | 0.4 | 0 | 278 | 0 | 0.05 | 0 | 50 | 22
SN_SLON5 | CELANE_KLEBER1_1 | 0 | 0.2 | 0.1 | 22 | 0 | 0 | 0 | 416 | 18
SN_SLON5 | CELANE_N_SHAR1_1 | 0 | 0.45 | 0 | 370 | 0 | 0.05 | 0 | 43 | 5
SN_SLON5 | CELANE_N_SHAR1_1 | 0 | 0.1 | 0.05 | 21 | 0 | 0 | 0 | 406 | 1
SN_SLON5 | KINGSV_LON_HI1_1 | 0 | 0 | 0 | 418 | 0 | 0.2 | 0.15 | 20 | 132
SN_SLON5 | N_SHARPE_PS1 | 0 | 0.55 | 0.1 | 50 | 0 | 0.15 | 0 | 383 | 25
SN_SLON5 | N_SHARPE_PS1 | 0 | 0.25 | 0.05 | 48 | 0 | 0.2 | 0 | 387 | 3
SN_SLON5 | N_SHARPE_PS1 | 0 | 0.15 | 0 | 385 | 0 | 0.05 | 0 | 50 | 2
SN_SLON5 | N_SHARPE_PS1 | 0 | 0.2 | 0 | 414 | 0 | 0.2 | 0.1 | 21 | 1
SNBTHW5 | AN_WO_21_A | 0 | 0.1 | 0 | 388 | 0 | 0.15 | 0.1 | 47 | 17
SNBTHW5 | AN_WO_21_A | 0 | 0.1 | 0 | 387 | 0.05 | 0.15 | 0.1 | 47 | 6
SNCWHLT9 | 6915__A | 0 | 0 | 0 | 395 | 0 | 0.05 | 0 | 37 | 789
SNCWMOS8 | 6865__B | 0 | 0 | 0 | 404 | 0 | 0.05 | 0 | 38 | 1108
SNCWMOS8 | 6865__B | 0 | 0 | 0 | 416 | 0 | 0.1 | 0 | 27 | 32
SNCWMOS8 | 6915__A | 0 | 0 | 0 | 395 | 0 | 0.05 | 0 | 37 | 1108
SNCWMOS8 | 6915__A | 0 | 0 | 0 | 442 | 0 | 0.05 | 0.05 | 13 | 61
SNCWMOS8 | ODNTH_FMR1 | 0 | 0 | 0 | 399 | 0 | 0.1 | 0 | 41 | 14201
SNCWMOS8 | ODNTH_FMR1 | 0 | 0 | 0 | 417 | 0 | 0.1 | 0.05 | 22 | 2570
SNCWMOS8 | ODNTH_FMR1 | 0 | 0 | 0 | 419 | 0 | 0.15 | 0.05 | 22 | 350
SNCWMOS8 | ODNTH_FMR1 | 0 | 0 | 0 | 413 | 0 | 0.05 | 0 | 28 | 317
SNEDLON5 | CAPSEC_LONH_1_1 | 0 | 0.2 | 0.05 | 419 | 0 | 0.75 | 0.45 | 14 | 15
SNEDLON5 | KINGSV_LON_HI1_1 | 0 | 0 | 0 | 392 | 0 | 0.2 | 0.05 | 49 | 10
SNEDLON5 | NEDIN_RACHAL1_1 | 0 | 0.35 | 0.25 | 11 | 0 | 0.05 | 0 | 430 | 166
SNEDLON5 | NEDIN_RACHAL1_1 | 0 | 0.15 | 0.1 | 17 | 0 | 0.1 | 0 | 424 | 1
SNUEWHI8 | LON_HI_PELICA1_1 | 0 | 0.4 | 0 | 212 | 0 | 0.1 | 0 | 177 | 25
SNWEWES8 | WES_MV_W_1 | 0 | 0.15 | 0 | 63 | 0 | 0.15 | 0 | 291 | 89
SOAKNIC8 | NICOLE_ORNT1_1 | 0.9 | 0.9 | 0.9 | 1 | 0 | 0 | 0 | 0 | 416 |  | 1 | 1
SODBODN9 | 6860__A | 0 | 0 | 0 | 414 | 0 | 0 | 0 | 21 | 474
SODBODN9 | 6865__B | 0 | 0 | 0 | 397 | 0 | 0.05 | 0 | 37 | 116
SOKLABM5 | 6558__B | 0 | 0.55 | 0.05 | 101 | 0 | 0 | 0 | 337 | 433
SOKLABM5 | 6558__B | 0 | 0.1 | 0 | 420 | 0 | 0.05 | 0 | 19 | 7
SOKLABM5 | PAUL_69-1 | 0 | 0.05 | 0 | 343 | 0 | 0.15 | 0 | 92 | 54
SOKLABM5 | PAUL_VERN1_1 | 0.95 | 0.95 | 0.95 | 5 | 0 | 0 | 0 | 432 | 520 |  | 1 | 1
SOKLABM5 | PAUL_VERN1_1 | 0.9 | 0.9 | 0.9 | 5 | 0 | 0 | 0 | 432 | 473 |  | 1 | 1
SOKLABM5 | PAUL_VERN1_1 | 0 | 0 | 0 | 432 | 0.9 | 0.9 | 0.9 | 5 | 7
SOKLABM5 | PAUL_VERN1_1 | 0 | 0.05 | 0 | 136 | 0 | 0.1 | 0 | 298 | 5
SORNLON8 | CHAS_T_SKIDMO1_1 | 0 | 0 | 0 | 68 | 0 | 0 | 0 | 296 | 133
SORNLON8 | LON_HI_SMITH1_1 | 0 | 0.05 | 0 | 58 | 0 | 0 | 0 | 342 | 264
SORNLON8 | LON_HI_SMITH1_1 | 0 | 0 | 0 | 131 | 0 | 0 | 0 | 299 | 75
SORNLON8 | SINTON_SKIDMO1_1 | 0 | 0 | 0 | 90 | 0 | 0 | 0 | 296 | 3972
SOXYIN28 | I_DUPP_I_DUPS1_1 | 1 | 1 | 1 | 1 | 0 | 0 | 0 | 437 | 27 |  | 1 | 1
SOXYIN28 | I_DUPP_I_DUPS1_1 | 0.5 | 0.5 | 0.5 | 1 | 0 | 0 | 0 | 437 | 5
SP2CAG8 | E1_M1_1 | 0 | 0.1 | 0 | 399 | 0 | 0.25 | 0.1 | 56 | 207
SP2CAG8 | E1_M1_1 | 0 | 0.1 | 0 | 83 | 0 | 0.25 | 0 | 301 | 113
SPAWCAL5 | BLESSI_LOLITA1_1 | 0 | 0.05 | 0 | 334 | 0 | 0.3 | 0.05 | 107 | 107
SPAWLON5 | AIRCO4_RINCON1_1 | 0 | 0.2 | 0.1 | 59 | 0 | 0.15 | 0 | 376 | 35
SPAWLON5 | BONIVI_RINCON1_1 | 0 | 0 | 0 | 57 | 0 | 0 | 0 | 376 | 106
SPAWLON5 | CSA_ORN_1 | 0 | 0 | 0 | 140 | 0 | 0 | 0 | 300 | 7
SPAWLON5 | CSA_ORN_1 | 0 | 0.05 | 0 | 139 | 0 | 0 | 0 | 299 | 5
SPAWLON5 | KENEDS_KENEDY1_1 | 0 | 0 | 0 | 385 | 0 | 0 | 0 | 50 | 9
SPAWLON5 | SINTON_SKIDMO1_1 | 0 | 0 | 0 | 52 | 0 | 0 | 0 | 351 | 2123
SPAWLON5 | SINTON_SKIDMO1_1 | 0 | 0.05 | 0 | 138 | 0 | 0 | 0 | 298 | 80
SPAWSAN5 | PAWNEE_XF1 | 0 | 0.15 | 0.1 | 48 | 0 | 0.05 | 0 | 387 | 235
SPAWSAN5 | PAWNEE_XF1 | 0 | 0.05 | 0 | 383 | 0 | 0.15 | 0.1 | 47 | 143
SPAWSAN5 | PAWNEE_XF1 | 0 | 0.1 | 0.05 | 67 | 0 | 0.05 | 0 | 368 | 52
SPAWSAN5 | PAWNEE_XF1 | 0 | 0.15 | 0.05 | 102 | 0 | 0.2 | 0 | 323 | 45
SPAWSAN5 | PAWNEE_XF1 | 0 | 0.05 | 0 | 53 | 0 | 0.1 | 0 | 377 | 3
SPEASAN8 | BIG_PEAR_1 | 0 | 0.45 | 0.05 | 423 | 0 | 0 | 0 | 31 | 2
SPEASAN8 | PEARSALL_69_4 | 1 | 1 | 1 | 24 | 0 | 0 | 0 | 0 | 4 |  | 1 | 1
SPELPAP8 | LON_HI_PELICA1_1 | 1 | 1 | 1 | 3 | 0 | 0 | 0 | 0 | 415 |  | 1 | 1
SPELPAP8 | LON_HI_PELICA1_1 | 0 | 0 | 0 | 0 | 1 | 1 | 1 | 3 | 6
SPELWHI8 | LON_HI_PELICA1_1 | 1 | 1 | 1 | 3 | 0 | 0 | 0 | 431 | 1 |  | 1 | 1
SPLDAND8 | 6146__A | 0 | 0.4 | 0 | 412 | 0 | 0.05 | 0 | 43 | 108
SPLDAND8 | 6146__A | 0 | 0.4 | 0 | 420 | 0 | 0.05 | 0.05 | 35 | 5
SPLDAND8 | 6611__A | 0 | 0 | 0 | 433 | 1 | 1 | 1 | 2 | 4
SPSGJF48 | DR_GV_06_A | 1 | 1 | 1 | 1 | 0 | 0 | 0 | 439 | 34 |  | 1 | 1
SPYOWIC9 | M_69_E5_1 | 0 | 0 | 0 | 443 | 0 | 0 | 0 | 0 | 1
SRDODES8 | 940__C | 0 | 0.55 | 0 | 256 | 0 | 0 | 0 | 162 | 4
SRDODES8 | 940__C | 0 | 0.05 | 0 | 282 | 0 | 0 | 0 | 159 | 3
SRILBOM5 | GRBC_VERN1_1 | 0 | 0.05 | 0 | 134 | 0 | 0 | 0 | 191 | 72
SRIONED5 | ADERHO_ELSA1_1 | 0 | 0.05 | 0 | 432 | 0 | 0.25 | 0.1 | 7 | 13
SRIONED5 | ADERHO_ELSA1_1 | 0 | 0 | 0 | 432 | 0.05 | 0.3 | 0.15 | 7 | 7
SRIONED5 | ADERHO_ELSA1_1 | 0 | 0.1 | 0 | 420 | 0 | 0.1 | 0.05 | 19 | 1
SRODB_D8 | AIRLIN_CABANI1_1 | 0 | 0.95 | 0.1 | 16 | 0 | 0 | 0 | 419 | 264 |  |  | 1
SRODB_D8 | AIRLIN_CABANI1_1 | 0 | 0.6 | 0.1 | 19 | 0 | 0.1 | 0 | 418 | 135
SRODB_D8 | AIRLIN_CABANI1_1 | 0 | 0.65 | 0.1 | 19 | 0 | 0.1 | 0 | 418 | 19
SRODB_D8 | AIRLIN_CABANI1_1 | 0 | 0.1 | 0 | 422 | 0 | 0.25 | 0.05 | 19 | 4
SRODB_D8 | AIRLIN_CABANI1_1 | 0 | 0.1 | 0 | 422 | 0 | 0.6 | 0.1 | 19 | 2
SRODB_D8 | AIRLIN_CABANI1_1 | 0 | 0.1 | 0 | 422 | 0 | 0.2 | 0.05 | 19 | 1
SRODHOL8 | AIRLIN_CABANI1_1 | 0 | 0.6 | 0.1 | 19 | 0 | 0.1 | 0 | 422 | 196
SRODHOL8 | AIRLIN_CABANI1_1 | 0 | 0.65 | 0.2 | 20 | 0 | 0.1 | 0 | 424 | 24
SRODHOL8 | AIRLIN_CABANI1_1 | 0 | 0.65 | 0.15 | 20 | 0 | 0.1 | 0 | 424 | 6
SRODHOL8 | AIRLIN_CABANI1_1 | 0 | 0.65 | 0.1 | 20 | 0 | 0.1 | 0 | 418 | 4
SRSPPWE8 | 1610__A | 0 | 0 | 0 | 419 | 0 | 0.15 | 0.05 | 17 | 19
SSACSUN8 | 6474__A | 0 | 0.75 | 0.5 | 9 | 0 | 0.05 | 0 | 430 | 1428 |  |  | 1
SSACSUN8 | 6474__A | 0 | 0.75 | 0.25 | 17 | 0 | 0 | 0 | 427 | 531 |  |  | 1
SSACSUN8 | 6474__A | 0 | 0.75 | 0.35 | 14 | 0 | 0.05 | 0 | 424 | 380 |  |  | 1
SSACSUN8 | 6474__A | 0 | 0.75 | 0.5 | 9 | 0 | 0 | 0 | 432 | 353 |  |  | 1
SSACSUN8 | 6474__A | 0 | 0.75 | 0.4 | 12 | 0 | 0 | 0 | 429 | 295 |  |  | 1
SSACSUN8 | 6474__A | 0 | 0.75 | 0.4 | 11 | 0 | 0.05 | 0 | 432 | 283 |  |  | 1
SSACSUN8 | 6474__A | 0 | 0.75 | 0.35 | 14 | 0 | 0 | 0 | 424 | 232 |  |  | 1
SSACSUN8 | 6474__A | 0 | 0.75 | 0.45 | 10 | 0 | 0 | 0 | 431 | 196 |  |  | 1
SSACSUN8 | 6474__A | 0.95 | 0.95 | 0.95 | 4 | 0 | 0 | 0 | 440 | 102 |  | 1 | 1
SSACSUN8 | 6474__A | 0 | 0.75 | 0.3 | 16 | 0 | 0.05 | 0 | 426 | 84 |  |  | 1
SSACSUN8 | 6474__A | 0 | 0.8 | 0.5 | 10 | 0 | 0 | 0 | 430 | 61 |  |  | 1
SSACSUN8 | 6474__A | 0 | 0.75 | 0.3 | 16 | 0 | 0 | 0 | 431 | 49 |  |  | 1
SSACSUN8 | 6474__A | 0 | 0.75 | 0.6 | 8 | 0 | 0.05 | 0 | 432 | 34 |  |  | 1
SSACSUN8 | 6474__A | 0 | 0.75 | 0.45 | 10 | 0 | 0.05 | 0 | 432 | 12 |  |  | 1
SSACSUN8 | 6474__A | 0 | 0.75 | 0.25 | 18 | 0 | 0.05 | 0 | 424 | 9 |  |  | 1
SSACSUN8 | 6474__A | 0 | 0.75 | 0.55 | 8 | 0 | 0.05 | 0 | 435 | 7 |  |  | 1
SSACSUN8 | 6474__A | 0 | 0.05 | 0 | 426 | 0 | 0.75 | 0.3 | 16 | 5
SSACSUN8 | ASPM_69T1 | 0 | 0.35 | 0 | 81 | 0 | 0 | 0 | 359 | 115
SSALSND5 | 425__A | 0.05 | 0.3 | 0.15 | 253 | 0.05 | 0.2 | 0.1 | 185 | 531
SSALSND5 | 425__A | 0.05 | 0.3 | 0.15 | 252 | 0 | 0.2 | 0.1 | 186 | 38
SSALSND5 | 425__A | 0.05 | 0.35 | 0.15 | 253 | 0 | 0.2 | 0.1 | 185 | 24
SSALSND5 | 425__A | 0.05 | 0.35 | 0.15 | 254 | 0.05 | 0.2 | 0.1 | 188 | 6
SSALSND8 | SNDSW_MR2L | 0 | 0.65 | 0 | 250 | 0 | 0.05 | 0 | 183 | 99
SSALSND8 | SNDSW_MR2L | 0 | 0.4 | 0 | 243 | 0 | 0 | 0 | 190 | 35
SSANFER8 | CORONA_AT4 | 0 | 0.05 | 0 | 429 | 0 | 0.7 | 0.1 | 6 | 6
SSANPIT8 | SANDCR_AT1 | 0 | 0.15 | 0 | 214 | 0 | 0.2 | 0 | 227 | 195
SSANPIT8 | SANDCR_AT1 | 0 | 0.05 | 0 | 247 | 0 | 0.2 | 0 | 185 | 5
SSANPIT8 | SANDCR_AT1 | 0 | 0.15 | 0 | 212 | 0 | 0.15 | 0 | 220 | 1
SSANSAN8 | PALDRO_PEARSAL_1 | 0 | 0.2 | 0 | 313 | 0 | 0.25 | 0 | 130 | 18
SSANSAN8 | PALDRO_PEARSAL_1 | 0 | 0.25 | 0 | 297 | 0 | 0.2 | 0 | 140 | 1
SSARBLU5 | NICOLE_OAKC1_1 | 0 | 0.45 | 0 | 143 | 0 | 0.2 | 0 | 87 | 75
SSARBLU5 | NICOLE_OAKC1_1 | 0 | 0.3 | 0 | 261 | 0 | 0.3 | 0 | 172 | 2
SSARTWI5 | SARC_T2H | 0 | 0.2 | 0.05 | 149 | 0 | 0.05 | 0 | 280 | 233
SSARTWI5 | SARC_T2H | 0 | 0.2 | 0.05 | 153 | 0 | 0 | 0 | 274 | 19
SSARTWI5 | TWINBU_T1H | 0 | 0.2 | 0.05 | 156 | 0 | 0.2 | 0 | 287 | 50
SSARTWI5 | TWINBUTE_T1L | 0 | 0.15 | 0.05 | 173 | 0 | 0.25 | 0 | 268 | 22
SSARTWI5 | TWINBUTE_T1L | 0 | 0.2 | 0.05 | 174 | 0 | 0.2 | 0 | 260 | 18
SSCUSUN8 | ASPM_69T1 | 1 | 1 | 1 | 3 | 0 | 0 | 0 | 437 | 87 |  | 1 | 1
SSCUSUN8 | ASPM_69T1 | 0 | 0.3 | 0 | 167 | 0 | 0 | 0 | 89 | 60
SSCUSUN8 | ASPM_69T1 | 0 | 0.3 | 0.05 | 26 | 0 | 0 | 0 | 103 | 32
SSCUSUN8 | ASPM_69T1 | 0 | 0.35 | 0.05 | 19 | 0 | 0 | 0 | 119 | 5
SSCUSUN8 | ASPM_CONA1_1 | 0 | 0.05 | 0 | 314 | 0 | 0 | 0 | 91 | 5
SSCUSUN8 | ASPM_SPUR1_1 | 0.9 | 0.9 | 0.9 | 3 | 0 | 0 | 0 | 436 | 491 |  | 1 | 1
SSCUSUN8 | ASPM_SPUR1_1 | 1 | 1 | 1 | 3 | 0 | 0 | 0 | 440 | 130 |  | 1 | 1
SSCUSUN8 | ASPM_SPUR1_1 | 0.95 | 0.95 | 0.95 | 3 | 0 | 0 | 0 | 442 | 76 |  | 1 | 1
SSCUSUN8 | GIRA_T_SPUR1_1 | 0 | 0.2 | 0.1 | 4 | 0 | 0 | 0 | 430 | 21
SSCUSUN8 | MATA_PADR1_1 | 0 | 0.5 | 0 | 70 | 0 | 0 | 0 | 348 | 57
SSCUSUN8 | MATA_PADR1_1 | 0 | 0.1 | 0 | 67 | 0 | 0 | 0 | 350 | 1
SSD5SND8 | 1725__A | 1 | 1 | 1 | 2 | 0 | 0 | 0 | 433 | 117 |  | 1 | 1
SSHRWLV8 | 6610__C | 0 | 0.05 | 0 | 419 | 0 | 0.25 | 0.05 | 37 | 190
SSHRWLV8 | 6610__C | 0 | 0 | 0 | 454 | 1 | 1 | 1 | 2 | 6
SSHRWLV8 | 6610__C | 0 | 0.05 | 0 | 56 | 0 | 0.25 | 0 | 90 | 1
SSHRWLV8 | 6611__A | 0 | 0.05 | 0 | 400 | 0 | 0.25 | 0.05 | 35 | 1214
SSHRWLV8 | 6611__A | 0 | 0.05 | 0 | 402 | 0 | 0.3 | 0.05 | 35 | 1160
SSHRWLV8 | 6611__C | 0 | 0.05 | 0 | 403 | 0 | 0.3 | 0.05 | 35 | 1317
SSHRWLV8 | 6611__C | 0 | 0 | 0 | 435 | 1 | 1 | 1 | 2 | 134
SSHRWLV8 | 6611__C | 1 | 1 | 1 | 2 | 0 | 0 | 0 | 435 | 47 |  | 1 | 1
SSHRWLV8 | 6611__D | 0 | 0.05 | 0 | 405 | 0 | 0.3 | 0.05 | 35 | 462
SSHRWLV8 | 6611__D | 0 | 0.05 | 0 | 405 | 0 | 0.2 | 0 | 36 | 24
SSIGSAN8 | CSA_ORN_1 | 0 | 0 | 0 | 149 | 0 | 0 | 0 | 159 | 394
SSIGSAN8 | CSA_ORN_1 | 0 | 0 | 0 | 169 | 0 | 0.05 | 0 | 179 | 17
SSIGSAN8 | LON_HI_SMITH1_1 | 0 | 0 | 0 | 136 | 0 | 0.05 | 0 | 288 | 130
SSIGSAN8 | LON_HI_SMITH1_1 | 0 | 0.05 | 0 | 146 | 0 | 0.05 | 0 | 282 | 47
SSIGSAN8 | LON_HI_SMITH1_1 | 0 | 0 | 0 | 128 | 0 | 0 | 0 | 293 | 1
SSIGSAN8 | NCA_SMTP_1 | 0 | 0 | 0 | 394 | 0 | 0 | 0 | 46 | 39
SSNYCGR8 | 6437__C | 0 | 0.35 | 0 | 396 | 0 | 0.25 | 0 | 59 | 110
SSNYCGR8 | 6437__C | 0 | 0.35 | 0 | 409 | 0 | 0.25 | 0.05 | 44 | 44
SSNYCGR8 | SNYDR_FMR1 | 0.1 | 0.2 | 0.2 | 7 | 0 | 0.5 | 0 | 435 | 66
SSNYCGR8 | SNYDR_FMR1 | 0 | 0.2 | 0.1 | 15 | 0 | 0.5 | 0 | 424 | 11
SSNYCGR8 | SNYDR_FMR1 | 0 | 0.2 | 0.15 | 9 | 0 | 0.5 | 0 | 427 | 9
SSOUPHR8 | G138_09_1 | 0 | 0 | 0 | 437 | 0 | 0 | 0 | 0 | 5
SSPUASP8 | 6437__C | 0 | 0.3 | 0 | 404 | 0 | 0.2 | 0 | 35 | 25
SSPUASP8 | 6437__C | 0 | 0.25 | 0 | 404 | 0 | 0.2 | 0 | 34 | 3
SSPUASP8 | GIRA_T_SPUR1_1 | 0 | 0.2 | 0 | 82 | 0 | 0 | 0 | 335 | 4887
SSPUASP8 | GIRA_T_SPUR1_1 | 0.55 | 0.55 | 0.55 | 3 | 0 | 0 | 0 | 441 | 248
SSPUASP8 | GIRA_T_SPUR1_1 | 0 | 0.1 | 0 | 74 | 0 | 0 | 0 | 359 | 165
SSPUASP8 | MATA_PADR1_1 | 0 | 0.5 | 0 | 83 | 0 | 0 | 0 | 354 | 21
SSPUASP8 | MATA_PADR1_1 | 0 | 0.1 | 0 | 89 | 0 | 0 | 0 | 328 | 1
SSPUASP8 | SPUR_69_1 | 0 | 0.2 | 0 | 442 | 0 | 0 | 0 | 12 | 577
SSPUASP8 | SPUR_69_1 | 0 | 0.2 | 0 | 114 | 0 | 0.4 | 0 | 222 | 296
SSPUASP8 | SPUR_69_1 | 0 | 0.2 | 0 | 442 | 0 | 0.4 | 0.05 | 12 | 44
SSPUASP8 | SPUR_69_1 | 0 | 0.2 | 0 | 112 | 0 | 0.45 | 0 | 31 | 37
SSPUASP8 | SPUR_69_1 | 0 | 0.25 | 0 | 86 | 0 | 0 | 0 | 317 | 1
SSPUMW18 | ASPM_69T1 | 1 | 1 | 1 | 2 | 0 | 0 | 0 | 438 | 154 |  | 1 | 1
SSPUMW18 | ASPM_69T1 | 0 | 0.3 | 0 | 352 | 0 | 0 | 0 | 90 | 32
SSPUMW18 | ASPM_CONA1_1 | 0 | 0.1 | 0 | 302 | 0 | 0 | 0 | 92 | 85
SSPUMW18 | GIRA_T_SPUR1_1 | 0 | 0.2 | 0.05 | 10 | 0 | 0 | 0 | 90 | 272
SSTELO29 | ORA_ORNG_1 | 0 | 0 | 0 | 349 | 0 | 0 | 0 | 64 | 47
SSTELO29 | SINTON_SKIDMO1_1 | 0 | 0 | 0 | 114 | 0 | 0 | 0 | 291 | 172
SSUNGRS8 | 6360__C | 0 | 0.05 | 0 | 169 | 0 | 0.2 | 0 | 264 | 5
SSUNMGS8 | 6215__A | 0 | 0.05 | 0 | 398 | 0 | 0.55 | 0.1 | 36 | 79
SSUNMGS8 | 6215__A | 0 | 0.05 | 0 | 402 | 0 | 0.6 | 0.15 | 36 | 14
SSUNMGS8 | 6215__A | 0 | 0.05 | 0 | 417 | 0 | 0.75 | 0.3 | 18 | 10
SSUNMGS8 | 6215__A | 0 | 0 | 0 | 401 | 0 | 0.6 | 0.1 | 36 | 2
SSUNMGS8 | 6235__A | 0 | 0.05 | 0 | 432 | 0 | 0.65 | 0.4 | 11 | 81
SSUNMGS8 | 6235__A | 0 | 0.05 | 0 | 430 | 0 | 0.65 | 0.35 | 12 | 1
SSUNMGS8 | 6240__B | 0 | 0.75 | 0.25 | 17 | 0 | 0.1 | 0 | 426 | 654 |  |  | 1
SSUNMGS8 | 6240__B | 0 | 0.8 | 0.3 | 15 | 0 | 0.1 | 0 | 426 | 443 |  |  | 1
SSUNMGS8 | 6240__B | 0 | 0.75 | 0.55 | 9 | 0 | 0.1 | 0 | 430 | 407 |  |  | 1
SSUNMGS8 | 6240__B | 0 | 0.75 | 0.4 | 12 | 0 | 0.1 | 0 | 431 | 386 |  |  | 1
SSUNMGS8 | 6240__B | 0 | 0.8 | 0.55 | 9 | 0 | 0.1 | 0 | 430 | 237 |  |  | 1
SSUNMGS8 | 6240__B | 0 | 0.75 | 0.35 | 13 | 0 | 0.1 | 0 | 429 | 210 |  |  | 1
SSUNMGS8 | 6240__B | 0 | 0.8 | 0.45 | 11 | 0 | 0.1 | 0 | 426 | 187 |  |  | 1
SSUNMGS8 | 6240__B | 0 | 0.8 | 0.5 | 10 | 0 | 0.1 | 0 | 431 | 167 |  |  | 1
SSUNMGS8 | 6240__B | 0 | 0.8 | 0.45 | 11 | 0 | 0.05 | 0 | 430 | 81 |  |  | 1
SSUNMGS8 | 6240__B | 0 | 0.8 | 0.25 | 18 | 0 | 0.1 | 0 | 422 | 55 |  |  | 1
SSUNMGS8 | 6240__B | 0 | 0.8 | 0.6 | 8 | 0 | 0.1 | 0 | 430 | 25 |  |  | 1
SSUNMGS8 | 6240__B | 0 | 0.8 | 0.2 | 25 | 0 | 0.1 | 0 | 420 | 21 |  |  | 1
SSUNMGS8 | 6240__B | 0 | 0.1 | 0 | 432 | 0 | 0.75 | 0.4 | 12 | 8
SSUNMGS8 | 6437__C | 0 | 0.35 | 0 | 266 | 0 | 0.15 | 0 | 100 | 111
SSUNMGS8 | 6437__C | 0 | 0.4 | 0 | 320 | 0 | 0.15 | 0 | 90 | 40
SSUNMGS8 | 6437__C | 0 | 0.3 | 0 | 322 | 0 | 0.15 | 0 | 98 | 4
SSUNMGS8 | 6685__A | 0 | 0 | 0 | 409 | 0 | 0.2 | 0.05 | 24 | 2
SSUNMGS8 | SNYDR_FMR1 | 0 | 0.3 | 0 | 421 | 0 | 0.55 | 0.25 | 14 | 5
STCGT8 | GT_MID90_A | 0 | 0.1 | 0 | 319 | 0 | 0.2 | 0.05 | 115 | 88
STEJGRN8 | G69_H2_1 | 0 | 0 | 0 | 427 | 0.35 | 0.35 | 0.35 | 2 | 2
STENCR28 | TEN_KEN_1 | 0.95 | 0.95 | 0.95 | 1 | 0 | 0 | 0 | 0 | 25 |  | 1 | 1
STHRSIG8 | SINTON_SKIDMO1_1 | 0 | 0 | 0 | 128 | 0 | 0 | 0 | 302 | 30
STMPSN25 | 425__A | 0.05 | 0.3 | 0.1 | 254 | 0 | 0.15 | 0.1 | 184 | 85
STMPSN25 | 425__A | 0.05 | 0.35 | 0.1 | 253 | 0 | 0.15 | 0.1 | 185 | 39
STMPSND5 | 435__A | 0.05 | 0.3 | 0.1 | 253 | 0 | 0.15 | 0.1 | 184 | 578
STMPSND5 | 435__A | 0.05 | 0.35 | 0.1 | 252 | 0 | 0.15 | 0.1 | 186 | 140
STMPSND5 | 435__A | 0.05 | 0.3 | 0.1 | 253 | 0 | 0.2 | 0.1 | 184 | 23
STYLEL28 | TYLNW_MR1H | 0 | 0 | 0 | 435 | 0 | 0 | 0 | 0 | 5
SVICCO28 | COLETO_VICTOR2_1 | 0 | 0.3 | 0 | 312 | 0 | 0.3 | 0.05 | 129 | 133
SVICCO28 | COLETO_VICTOR2_1 | 0 | 0.35 | 0 | 238 | 0 | 0.25 | 0 | 194 | 45
SVICCO28 | COLETO_VICTOR2_1 | 0 | 0.35 | 0 | 286 | 0 | 0.25 | 0.05 | 148 | 4
SVICCO28 | COLETO_VICTOR2_1 | 0 | 0.25 | 0 | 320 | 0 | 0.3 | 0.05 | 124 | 3
SW_BUVA8 | UVALDE_69A1 | 0 | 0 | 0 | 255 | 0 | 0.3 | 0 | 176 | 32
SWCOASH8 | UVALDE_W_BATE1_1 | 0 | 0.05 | 0 | 258 | 0 | 0.4 | 0 | 180 | 38
SWEBVEN5 | 3180__A | 0 | 0.05 | 0 | 317 | 0 | 0.15 | 0 | 125 | 10
SWEBVEN5 | 3180__A | 0 | 0.05 | 0 | 315 | 0 | 0.1 | 0 | 127 | 4
SWEILON8 | CLARK__LON_HI1_1 | 0 | 0.2 | 0.05 | 22 | 0 | 0 | 0 | 419 | 88
SWEILON8 | CLARK__LON_HI1_1 | 0 | 0.15 | 0.05 | 28 | 0 | 0 | 0 | 410 | 12
SWEILON8 | CLARK__LON_HI1_1 | 0 | 0 | 0 | 416 | 0 | 0.2 | 0.05 | 25 | 9
SWFAFSH8 | 6557__A | 0 | 0.25 | 0.05 | 167 | 0 | 0.1 | 0 | 252 | 63
SWHILON5 | LON_HI_PELICA1_1 | 0 | 0.4 | 0 | 292 | 0 | 0.1 | 0 | 146 | 126
SWHILON5 | LON_HI_PELICA1_1 | 0 | 0.45 | 0 | 274 | 0 | 0.1 | 0 | 160 | 88
SWHILON5 | LON_HI_PELICA1_1 | 0 | 0.6 | 0.1 | 32 | 0 | 0 | 0 | 406 | 58
SWHILON5 | LON_HI_PELICA1_1 | 0 | 0.4 | 0 | 295 | 0 | 0.1 | 0.05 | 137 | 49
SWHILON5 | LON_HI_PELICA1_1 | 0 | 0.4 | 0 | 291 | 0 | 0.15 | 0 | 146 | 21
SWHILON5 | LON_HI_PELICA1_1 | 0 | 0.4 | 0 | 299 | 0 | 0.15 | 0.05 | 137 | 11
SWHISTP5 | BLESSI_PALACI1_1 | 0 | 0 | 0 | 294 | 0 | 0.05 | 0 | 124 | 300
SWHOSCS8 | 1340__D | 0 | 0.1 | 0 | 437 | 0 | 0.15 | 0.05 | 6 | 1
SWINPBS8 | PBSES_FMR2 | 0 | 0.05 | 0 | 414 | 0 | 0.4 | 0.05 | 25 | 35
SWINPBS8 | PBSES_FMR2 | 0 | 0.05 | 0 | 414 | 0 | 0.4 | 0.1 | 17 | 20
SWINPBS8 | PBSES_FMR2 | 0 | 0 | 0 | 422 | 0 | 0.05 | 0 | 14 | 1
SWIRFE28 | SANDCR_AT1 | 0 | 0.05 | 0 | 239 | 0 | 0.2 | 0 | 184 | 12
SWLVWTR5 | 3040__A | 0 | 0.15 | 0.05 | 291 | 0 | 0.1 | 0.1 | 150 | 86
SWLVWTR5 | 3040__A | 0 | 0.15 | 0.05 | 290 | 0 | 0.15 | 0.1 | 148 | 44
SWLVWTR5 | 3040__A | 0 | 0.05 | 0 | 286 | 0 | 0.05 | 0.05 | 155 | 8
SWMMLCS8 | 1010__A | 0 | 0.05 | 0 | 282 | 0 | 0 | 0 | 150 | 24
SWOVODE8 | 6430__C | 0 | 0 | 0 | 394 | 0 | 0.2 | 0.05 | 45 | 105
SWOVODE8 | 6860__A | 0 | 0 | 0 | 416 | 0 | 0 | 0 | 21 | 9
SWOVODE8 | 6865__A | 0 | 0 | 0 | 442 | 0 | 0 | 0 | 0 | 2
SWRDYN8 | 358T544_1 | 0 | 0.05 | 0 | 138 | 0 | 0.05 | 0 | 279 | 25
SWRDYN8 | 358T544_1 | 0 | 0.05 | 0 | 180 | 0 | 0 | 0 | 256 | 1
SWRDYN8 | BLESSI_LAN_CT1_1 | 0 | 0.45 | 0 | 154 | 0 | 0 | 0 | 285 | 1096
SWRDYN8 | BLESSI_LAN_CT1_1 | 0 | 0.5 | 0 | 155 | 0 | 0 | 0 | 286 | 228
SWRDYN8 | BLESSI_LAN_CT1_1 | 0 | 0.55 | 0.05 | 44 | 0 | 0 | 0 | 392 | 94
SWRDYN8 | BLESSI_LAN_CT1_1 | 0.65 | 0.65 | 0.65 | 3 | 0 | 0 | 0 | 438 | 13
SWRDYN8 | BLESSI_LAN_CT1_1 | 0 | 0 | 0 | 288 | 0 | 0.45 | 0 | 152 | 6
SWRDYN8 | LC_NEW60_A | 0 | 0.45 | 0 | 180 | 0 | 0.4 | 0 | 251 | 92
SWRDYN8 | LC_NEW60_A | 0 | 0.5 | 0 | 250 | 0 | 0.4 | 0 | 176 | 6
SWRDYN8 | NEWTGF04_A | 0 | 0.6 | 0 | 203 | 0 | 0.1 | 0 | 213 | 146
SX3BRA8 | E1_M1_1 | 0 | 0.1 | 0 | 329 | 0 | 0.25 | 0.05 | 104 | 184
SX3CAL8 | E1_M1_1 | 0 | 0.1 | 0 | 334 | 0 | 0.25 | 0.05 | 99 | 166
SX3CAL8 | E1_M1_1 | 0 | 0.1 | 0 | 344 | 0 | 0.3 | 0.05 | 89 | 123
SYOACUE8 | 542T542_1 | 0 | 0 | 0 | 179 | 0 | 0 | 0 | 250 | 212
SZEPCMN8 | DOW_RISN_1 | 0 | 0 | 0 | 188 | 0 | 0 | 0 | 251 | 171
SZORMAR5 | 419T419_1 | 0 | 0.35 | 0.1 | 332 | 0 | 0.5 | 0.25 | 109 | 51
SZORMAR5 | 419T419_1 | 0 | 0.35 | 0.1 | 331 | 0 | 0.45 | 0.25 | 110 | 5
UCOLCOL1 | BLESSI_LOLITA1_1 | 0 | 0.05 | 0 | 301 | 0 | 0.35 | 0.05 | 130 | 90
UDO8DOW1 | DOW69_1 | 0 | 0 | 0 | 434 | 0.6 | 0.75 | 0.65 | 3 | 3
UDO8DOW1 | DOW69_1 | 0 | 0 | 0 | 437 | 1 | 1 | 1 | 2 | 2
UFO1FOR1 | VICTOR_V_DUPS1_1 | 0 | 0.15 | 0 | 329 | 0 | 0.7 | 0.05 | 117 | 36
XASH89 | CRYSTA_TURTLC1_1 | 0 | 0 | 0 | 432 | 0 | 0 | 0 | 0 | 70
XATK89 | NAL_BRIR_1 | 0 | 0 | 0 | 434 | 0.05 | 0.35 | 0.15 | 4 | 83
XATK89 | NAL_BRIR_1 | 0 | 0 | 0 | 434 | 0.05 | 0.3 | 0.1 | 4 | 38
XAU2S58 | AUSTRO_AT2H | 0 | 0.05 | 0 | 403 | 0.05 | 0.25 | 0.15 | 34 | 43
XAU2S58 | AUSTRO_AT2H | 0 | 0.05 | 0 | 403 | 0.05 | 0.2 | 0.1 | 34 | 17
XAU2S58 | AUSTRO_AT2H | 0 | 0.05 | 0 | 403 | 0.05 | 0.3 | 0.1 | 34 | 5
XBA3T89 | 2585_1 | 0 | 0.05 | 0 | 262 | 0 | 0.25 | 0 | 174 | 34
XBA3T89 | ASHERTON_69A1 | 0 | 0 | 0 | 408 | 0 | 0 | 0 | 15 | 16
XBA3T89 | UVALDE_69A1 | 0 | 0 | 0 | 273 | 0 | 0 | 0 | 155 | 61
XBAL89 | ABCG_ABSO1_1 | 0 | 0 | 0 | 376 | 0 | 0 | 0 | 16 | 2
XBAR89 | ALMC_69T1 | 0 | 0 | 0 | 389 | 0 | 0.05 | 0 | 44 | 48
XBL2U58 | NICOLE_OAKC1_1 | 0 | 0.45 | 0 | 152 | 0 | 0.2 | 0 | 257 | 10951
XBL2U58 | NICOLE_OAKC1_1 | 0 | 0.45 | 0.05 | 161 | 0 | 0.2 | 0 | 226 | 2616
XBL2U58 | NICOLE_OAKC1_1 | 0 | 0.4 | 0 | 202 | 0 | 0.25 | 0 | 88 | 1393
XBL2U58 | NICOLE_OAKC1_1 | 0 | 0.45 | 0 | 287 | 0 | 0.25 | 0 | 30 | 775
XBL2U58 | NICOLE_OAKC1_1 | 0 | 0.65 | 0 | 288 | 0 | 0.2 | 0 | 107 | 81
XBL2U58 | NICOLE_OAKC1_1 | 0 | 0.65 | 0 | 308 | 0 | 0.15 | 0 | 133 | 79
XBL2U58 | NICOLE_ORNT1_1 | 0 | 0.25 | 0 | 149 | 0 | 0.05 | 0 | 281 | 276
XCA2G58 | CAGNON_MR3H | 0 | 0.1 | 0 | 386 | 0 | 0.3 | 0.1 | 46 | 159
XCA2G58 | CAGNON_MR3H | 0 | 0.1 | 0 | 386 | 0 | 0.25 | 0.1 | 46 | 34
XCAG58 | CAGNON_MR4H | 0 | 0.1 | 0 | 391 | 0 | 0.3 | 0.1 | 46 | 511
XCAG58 | CAGNON_MR4H | 0 | 0.1 | 0 | 394 | 0 | 0.2 | 0.1 | 46 | 452
XCAG58 | CAGNON_MR4H | 0 | 0.15 | 0 | 389 | 0 | 0.2 | 0.1 | 46 | 223
XCAG58 | CAGNON_MR4H | 0 | 0.1 | 0 | 396 | 0 | 0.25 | 0.1 | 47 | 200
XCAG58 | CAGNON_MR4H | 0 | 0.1 | 0 | 388 | 0.05 | 0.3 | 0.1 | 44 | 12
XCAG58 | CAGNON_MR4L | 0 | 0.1 | 0 | 390 | 0 | 0.3 | 0.1 | 46 | 203
XCAG58 | CAGNON_MR4L | 0 | 0.1 | 0 | 389 | 0 | 0.2 | 0.1 | 46 | 201
XCAG58 | CAGNON_MR4L | 0 | 0.1 | 0 | 389 | 0 | 0.25 | 0.1 | 46 | 9
XCAG58 | M3_G2_1 | 0 | 0 | 0 | 337 | 0 | 0.2 | 0.05 | 106 | 40
XCLE58 | MARION_4AT2 | 0 | 0.05 | 0 | 383 | 0 | 0.05 | 0 | 50 | 707
XCN2R58 | 1380__B | 0 | 0.1 | 0 | 287 | 0 | 0.15 | 0 | 145 | 403
XCN2R58 | 1380__B | 0 | 0.05 | 0 | 203 | 0 | 0.1 | 0 | 168 | 9
XCO2L58 | LOOP_VICTORIA_1 | 0 | 0.2 | 0.05 | 44 | 0 | 0.5 | 0 | 394 | 94
XEV2R58 | EVRSW_MR1L | 0 | 0 | 0 | 315 | 0 | 0.1 | 0 | 125 | 22
XFO3R89 | FORMOSA_TR21 | 1 | 1 | 1 | 1 | 0 | 0 | 0 | 437 | 368 |  | 1 | 1
XFRI89 | SONR_69-1 | 0 | 0 | 0 | 193 | 0 | 0 | 0 | 235 | 55
XHH2G58 | HHGT_T1L | 1 | 1 | 1 | 6 | 0 | 0 | 0 | 0 | 5 |  | 1 | 1
XHIW89 | KOCH_UP_69A1 | 0 | 0 | 0 | 398 | 0 | 0 | 0 | 33 | 96
XHLT89 | 6865__B | 0 | 0 | 0 | 413 | 0 | 0.05 | 0 | 22 | 2
XHLT89 | 6915__A | 0 | 0 | 0 | 403 | 0 | 0.05 | 0 | 33 | 12
XHRN89 | HLK_KAT1 | 0 | 0 | 0 | 175 | 0 | 0 | 0 | 226 | 5
XKEN58 | 122T122_1 | 0 | 0.05 | 0 | 229 | 0 | 0.05 | 0 | 203 | 16
XKEN58 | 122T122_1 | 0 | 0.05 | 0 | 229 | 0 | 0.1 | 0 | 206 | 6
XKEN58 | KENDAL_AT1H | 0 | 0.15 | 0 | 295 | 0 | 0.05 | 0 | 136 | 252
XKEN58 | KENDAL_AT1H | 0 | 0.15 | 0 | 290 | 0 | 0.1 | 0 | 143 | 25
XKEN58 | KENDAL_AT1L | 0 | 0.15 | 0 | 290 | 0 | 0.05 | 0 | 144 | 182
XKOC89 | LON_HILL_69A2 | 0 | 0 | 0 | 374 | 0 | 0 | 0 | 48 | 66
XLI2G58 | 1310__D | 0 | 0.05 | 0 | 300 | 0 | 0 | 0 | 134 | 176
XLO2N89 | LON_HILL_69A1 | 0 | 0.05 | 0 | 312 | 0 | 0.05 | 0 | 107 | 64
XLOB58 | BIG_FOOT_69A1 | 0 | 0 | 0 | 384 | 0 | 0 | 0 | 48 | 1
XLOB58 | FREER_SAN_DI1_1 | 0 | 0 | 0 | 374 | 0 | 0.05 | 0 | 54 | 50
XLOB58 | PALDRO_PEARSAL_1 | 0 | 0.3 | 0.05 | 291 | 0 | 0.25 | 0 | 142 | 77
XLOB58 | ST_NIN_WORMSE1_1 | 0 | 0.05 | 0 | 435 | 0.85 | 0.85 | 0.85 | 3 | 41
XLOB58 | ST_NIN_WORMSE1_1 | 0 | 0.05 | 0 | 425 | 0 | 0.85 | 0.2 | 13 | 4
XLOB58 | ST_NIN_WORMSE1_1 | 0 | 0.05 | 0 | 430 | 0 | 0.85 | 0.3 | 8 | 1
XLON58 | CELANE_KLEBER1_1 | 0 | 0.45 | 0 | 166 | 0 | 0.05 | 0 | 132 | 20
XLON58 | CELANE_KLEBER1_1 | 0 | 0.45 | 0.05 | 149 | 0 | 0.05 | 0 | 131 | 1
XLON58 | CELANE_N_SHAR1_1 | 0 | 0.45 | 0 | 392 | 0 | 0.05 | 0 | 41 | 200
XLON58 | CELANE_N_SHAR1_1 | 0 | 0.45 | 0.05 | 137 | 0 | 0.05 | 0 | 263 | 6
XLON58 | KOCH_UP_69A1 | 0 | 0 | 0 | 394 | 0 | 0 | 0 | 36 | 50
XLON58 | KOCH_UP_69A1 | 0 | 0.05 | 0 | 392 | 0 | 0 | 0 | 36 | 43
XLON89 | KOCH_UP_69A1 | 0 | 0.05 | 0 | 383 | 0 | 0 | 0 | 47 | 218
XLON89 | KOCH_UP_69A1 | 0 | 0 | 0 | 386 | 0 | 0 | 0 | 48 | 5
XLWS58 | 589_C_1 | 0 | 0 | 0 | 317 | 0 | 0.1 | 0 | 122 | 27
XLWS58 | 589_C_1 | 0 | 0 | 0 | 317 | 0 | 0.05 | 0 | 122 | 2
XLWS58 | 590_A_1 | 0 | 0.05 | 0 | 286 | 0 | 0.1 | 0.05 | 134 | 134
XLWS58 | 590_A_1 | 0 | 0.05 | 0 | 298 | 0 | 0.15 | 0.05 | 130 | 51
XLWS58 | 591__A | 0 | 0 | 0 | 316 | 0 | 0.1 | 0 | 122 | 679
XLY2T58 | LYTTON_S_AT1H | 0 | 0.1 | 0 | 293 | 0 | 0.1 | 0.05 | 140 | 124
XLY2T58 | LYTTON_S_AT1H | 0 | 0.05 | 0 | 409 | 0 | 0.1 | 0.1 | 32 | 84
XLY2T58 | LYTTON_S_AT1H | 0 | 0.05 | 0 | 379 | 0 | 0.1 | 0.05 | 42 | 1
XLY3T58 | LYTTON_S_AT2H | 0 | 0.05 | 0 | 401 | 0 | 0.1 | 0.05 | 34 | 58
XMG2S58 | MGSES_MR2H | 0 | 0.05 | 0 | 382 | 0 | 0.65 | 0.2 | 58 | 2
XMGS58 | MGSES_MR1H | 0 | 0.05 | 0 | 371 | 0 | 0.7 | 0.2 | 63 | 47
XMGS58 | MGSES_MR1H | 0 | 0.05 | 0 | 363 | 0 | 0.65 | 0.2 | 71 | 12
XMGS58 | MGSES_MR1L | 0 | 0.05 | 0 | 375 | 0 | 0.7 | 0.2 | 62 | 1
XMGS58 | MGSES_MR2H | 0 | 0.05 | 0 | 376 | 0 | 0.65 | 0.2 | 66 | 4
XMOS58 | 6500__B | 0 | 0 | 0 | 394 | 0 | 0.25 | 0.05 | 43 | 7
XMOS58 | 6511__A | 0 | 0.05 | 0 | 380 | 0 | 0.3 | 0.1 | 63 | 27
XNE2D58 | NEDIN_138H | 0 | 0.65 | 0.1 | 47 | 0 | 0 | 0 | 394 | 83
XODN89 | 6860__A | 0 | 0 | 0 | 416 | 0 | 0 | 0 | 18 | 66
XPH2R58 | PHR_AT1 | 0 | 0.05 | 0 | 402 | 0 | 0.35 | 0.05 | 38 | 164
XPH2R58 | PHR_AT1 | 0 | 0.05 | 0 | 396 | 0 | 0.45 | 0.05 | 41 | 96
XPH2R58 | PHR_AT1 | 0 | 0.05 | 0 | 407 | 0 | 0.45 | 0.1 | 30 | 16
XPH2R58 | PHR_AT1 | 0 | 0.05 | 0 | 410 | 0 | 0.5 | 0.1 | 27 | 1
XPHR58 | 138_NAL_HAS_1 | 0 | 0 | 0 | 367 | 0 | 0.2 | 0.05 | 62 | 41
XROC89 | GREGOR_RINCON1_1 | 0 | 0 | 0 | 422 | 0 | 0 | 0 | 20 | 59
XSA3R58 | SARC_T1L | 0 | 0.1 | 0 | 181 | 0 | 0.4 | 0 | 232 | 36
XSAN58 | FREER_SAN_DI1_1 | 0 | 0 | 0 | 379 | 0 | 0.05 | 0 | 49 | 50
XSAN58 | FREER_SAN_DI1_1 | 0 | 0 | 0 | 64 | 0 | 0 | 0 | 298 | 2
XSAN58 | LAQUIN_LOBO1_1 | 0 | 0.6 | 0 | 300 | 0 | 0.25 | 0 | 134 | 203
XSAN58 | SANMIGL_ATBH | 0 | 0.1 | 0 | 265 | 0 | 0.25 | 0.05 | 175 | 32
XSGV58 | 1080__B | 0 | 0.25 | 0.05 | 32 | 0 | 0.05 | 0 | 402 | 295
XSGV58 | 1080__B | 0 | 0.2 | 0.05 | 36 | 0 | 0.05 | 0 | 397 | 75
XVIC89 | BONIVI_RINCON1_1 | 0 | 0 | 0 | 280 | 0 | 0.05 | 0 | 127 | 104
XVIC89 | BONIVI_RINCON1_1 | 0 | 0 | 0 | 93 | 0 | 0 | 0 | 308 | 1
XVIC89 | VICTOR_V_DUPS1_1 | 0 | 0.2 | 0 | 329 | 0 | 0.7 | 0.05 | 118 | 26
XWFA89 | 6945__A | 0 | 0 | 0 | 427 | 0 | 0 | 0 | 7 | 22
XWHI58 | LON_HI_PELICA1_1 | 0 | 0.5 | 0.1 | 31 | 0 | 0.05 | 0 | 410 | 502
XWHI58 | LON_HI_PELICA1_1 | 0 | 0.6 | 0.1 | 25 | 0 | 0 | 0 | 416 | 289
XWHI58 | LON_HI_PELICA1_1 | 0 | 0.6 | 0.15 | 29 | 0 | 0.05 | 0 | 410 | 177
XWHI58 | LON_HI_PELICA1_1 | 0 | 0.6 | 0.15 | 24 | 0 | 0 | 0 | 417 | 137
XWHI58 | LON_HI_PELICA1_1 | 0 | 0.55 | 0.15 | 20 | 0 | 0 | 0 | 421 | 32
XWHI58 | LON_HI_PELICA1_1 | 0 | 0.6 | 0.2 | 18 | 0 | 0 | 0 | 419 | 8
XWHI58 | SINTON_SKIDMO1_1 | 0 | 0 | 0 | 36 | 0 | 0 | 0 | 391 | 1204
XWHI58 | SINTON_SKIDMO1_1 | 0 | 0.05 | 0 | 26 | 0 | 0 | 0 | 411 | 295
XWL2V58 | 3130__B | 0 | 0 | 0 | 302 | 0 | 0.15 | 0 | 133 | 74
XWL2V58 | WLVEE_MR2L | 0 | 0.05 | 0 | 288 | 0 | 0.1 | 0 | 147 | 233
XZOR58 | ZORN_2AT2 | 0 | 0.15 | 0.05 | 210 | 0 | 0.05 | 0 | 224 | 89

## description
For each contingency/constraint pair that was binding or violated since go-live, a summary of the shift factors for each SCED interval in which the pair was active in SCED was taken. That summary consists of the minimum, maximum, average, and count of the negative shift factors, as well as the same data for the positive shift factors. Then, each summary data value, except count, was rounded to the nearest .05. All of the contingency/constraint pair rows having the same positive min/max/avg and negative min/max/avg were combined into one entry on the sheet and a count of the number of SCED intervals with those values was added. Therefore you will see only one row for a contingency/constraint pair if that pair always had relatively the same shift factors, but will have more than one row if their shift factors changed significantly at some point.