## TitlePage
Report on the Capacity, Demand, and Reserves
in the ERCOT Region
May 2012

## Contents
Contents
Tab | Notes
Disclaimer | Please read.
Definitions | List of definitions
Changes from 2011 CDR (December Update) | List of changes from the 2011 CDR (December Update)
Executive Summary | Synopsis of considerations for this report
SummerSummary | Shows load forecast, generation resources, and reserve margin for Summer 2013 through Summer 2022
SummerCapacities | Lists units and their capabilities used in determining the generation resources in the Summer Summary
WinterSummary | Shows load forecast, generation resources, and reserve margin for Winter 2013 through Winter 2022
WinterCapacities | Lists units and their capabilities used in determining the generation resources in the Winter Summary
MidTermProjections | Graphs of demand and capacity, including project data by fuel, through 2022
LongTermProjections | Graphs of capacity and demand through 2032
SummerFuelTypes | Lists generation fuel types by MW and by percentage for Summer 2013 through Summer 2022
WinterFuelTypes | Lists generation fuel types by MW and by percentage for Winter 2013 through Winter 2022
SummerLoadbyCounty | Shows estimated Summer non-coincident load by county for 2013 through 2022
SummerGenerationbyCounty | Shows Summer generation by county for 2013 through 2022
SummerImport-ExportbyCounty | Shows calculated import or export by county for Summer 2013 through Summer 2022
WinterLoadbyCounty | Shows estimated Winter non-coincident load by county for 2013 through 2022
WinterGenerationbyCounty | Shows Winter generation by county for 2013 through 2022
WinterImport-ExportbyCounty | Shows calculated import or export by county for Winter 2013 through Winter 2022

## Disclaimer
Disclaimer
CDR WORKING PAPER
FOR PLANNING PURPOSES ONLY
This ERCOT Working Paper has been prepared for specific ERCOT and market participant purposes and has been developed from data provided by ERCOT market participants. The data may contain errors or become obsolete and thereby affect the conclusions and opinions of the Working Paper. ERCOT MAKES NO WARRANTY, EXPRESS OR IMPLIED, INCLUDING ANY WARRANTY OF MERCHANTABILITY OR FITNESS FOR ANY PARTICULAR PURPOSE, AND DISCLAIMS ANY AND ALL LIABILITY WITH RESPECT TO THE ACCURACY OF SAME OR THE FITNESS OR APPROPRIATENESS OF SAME FOR ANY PARTICULAR USE. THIS ERCOT WORKING PAPER IS SUPPLIED WITH ALL FAULTS. The specific suitability for any use of the Working Paper and its accuracy should be confirmed by each ERCOT market participant that contributed data for this Working Paper.
This Working Paper is based on data submitted by ERCOT market participants as part of their Annual Load Data Request (ALDR) and their resource asset registration and on data in the EIA-411. As such, this data is updated on an ongoing basis, which means that this report can be rendered obsolete without notice.

## Definitions
Definitions
Available Mothballed Generation
The probability that a mothballed unit will return to service, as provided by its owner, multiplied by the capacity of the unit. Return probabilities are considered protected information under the ERCOT Protocols and therefore are not included in this report.
Effective Load-Carrying Capability (ELCC) of Wind Generation
The amount of wind generation that the Generation Adequacy Task Force (GATF) has recommended to be included in the CDR. The value is 8.7% of the nameplate capacity listed in the Unit Capacities tables, both installed capacity and planned capacity.
Forecast Zone
Forecast Zones have the same boundaries as the 2003 ERCOT Congestion Management Zones. Each Resource will be mapped to a Forecast Zone during the registration process.
LRs (Load Resources)
Load capable of reducing or increasing the need for electrical energy or providing Ancillary Services to the ERCOT System, as described in the ERCOT Protocols, Section 6, Ancillary Services. These Resources may provide the following Ancillary Services: Responsive Reserve Service, Non-Spinning Reserve Service, Replacement Reserve Service, and Regulation Service. The Resources must be registered and qualified by ERCOT and will be scheduled by a Qualified Scheduling Entity
Mothballed Capacity
The difference in the available mothballed generation (see definition above) and the total mothballed capacity.
Mothballed Unit
A generation resource for which a generation entity has submitted a Notification of Suspension of Operations, for which ERCOT has declined to execute an RMR agreement, and for which the generation entity has not announced retirement of the generation resource.
Net Dependable Capability
Maximum sustainable capability of a generation resource as demonstrated by performance testing.
Non-Synchronous Tie
Any non-synchronous transmission interconnection between ERCOT and non-ERCOT electric power systems
Other Potential Resources
Capacity resources that include one of the following:
• Remaining "mothballed" capacity not included as resources in the reserve margin calculation
• Remaining DC tie capacity not included as resources in the reserve margin calculation, and
• New generating units that have initiated full transmission interconnection studies through the ERCOT generation interconnection process (Note that new wind units would be included based on the appropriate discounted capacity value applied to existing wind generating units.)
Planned Units in Full Interconnection Study Phase
To connect new generation to the ERCOT grid, a generation developer must go through a set procedure. The first step is a high-level screening study to determine the effects of adding the new generation on the transmission system. The second step is the full interconnection study. These are detailed studies done by the transmission owners to determine the effects of the addition of new generation on the transmission system.
Private Networks
An electric network connected to the ERCOT transmission grid that contains load that is not directly metered by ERCOT (i.e., load that is typically netted with internal generation).
Reliability Must-Run (RMR) Unit
A generation resource unit operated under the terms of an agreement with ERCOT that would not otherwise be operated except that they are necessary to provide voltage support, stability or management of localized transmission constraints under first contingency criteria.
Signed IA (Interconnection Agreement)
An agreement that sets forth requirements for physical connection between an eligible transmission service customer and a transmission or distribution service provider
Switchable Unit
A generation resource that can be connected to either the ERCOT transmission grid or a grid outside the ERCOT Region.

## Changes
Changes from 2011 CDR (December Update)
1 | Initial Reporting Date shifted to current year plus 1; SARA reports current year
2 | Moved Net 2,300 MW of Resources from Mothball category to Installed Capacity category
3 | 105 MW Biomass, 432 MW wind (37 MW ELCC) and 59 MW Solar added
4 | 24 MW older gas unit retired
5 | 720 MW Natural Gas and 1,040 MW Wind project developers have signed Interconnection Agreements
6 | Details of newly added/retired resources:
| Status | Capacity | Resource | Fuel
| Retired | 24 | Sam Rayburn #3 | Gas
| Added | 105 | Nacogdoches | Biomass
| Added | 28.5 | Webberville | Solar
| Added | 5.61 | Somerset 1 | Solar
| Added | 4.95 | Somerset 2 | Solar
| Added | 9.9 | Sunedison Rabel Road | Solar
| Added | 9.9 | Sunedison Valley Road | Solar
| Added | 118 | Trinity Hills 1 | Wind
| Added | 108 | Trinity Hills 2 | Wind
| Added | 103 | Magic Valley Wind 1 | Wind
| Added | 103 | Magic Valley Wind 2 | Wind

## Executive_Summary
Executive Summary
ERCOT has developed this report using data provided by resource owners and by transmission service providers. Although ERCOT works to ensure that the data provided are as accurate and current as possible, we cannot independently verify all of the information provided to us.
Current information indicates that reserve margins in the ERCOT region are expected to be above the target reserve margin of 13.75% for the 2013 peak season, but then fall below that level starting in 2014. Maintaining adequate reserve margins through 2013 will require that the units that were returned from mothball status prior to this summer remain in operation, and that the Sandy Creek plant become operational as currently scheduled. The Sandy Creek unit was delayed from an expected start date prior to the summer of 2012, to a new start date prior to the summer of 2013.
CPS Energy has publicly announced its plans to deactivate the two coal-fired J. T. Deely units (845 MW) by 2018. Although ERCOT has not been formally notified (as required by market protocols at least 90 days prior to the proposed idling of a registered resource), based on the information made available by CPS Energy, these units are assumed to be taken off-line in December 2018 in this assessment.
ERCOT continues to review the potential impacts of changing environmental regulations. It is unknown at this time if the recently finalized Mercury and Air Toxics Standard will result in retirement of existing coal-fired capacity. Representatives of the Texas Commission on Environmental Quality (TCEQ) have informed ERCOT that the emissions requirements in the MATS rule for new solid-fuel units are more stringent than those included in the finalized air permits for several new plants. This discrepancy could cause these new units to have to reapply for air permits, and as a result could further delay these projects or cause them to be cancelled. New coal-fired capacity is included in the reserve margin calculations in this report starting in 2017.
Projects currently in the Full-Interconnection Study stage are included in this report for informational purposes only. Many of the projects that are reviewed for full interconnection study are not completed, and ERCOT does not consider all of these projects to be likely or expected.

## SummerSummary
2012 Report on the Capacity, Demand, and Reserves in the ERCOT Region
Summer Summary
Load Forecast: |  | 2013 | 2014 | 2015 | 2016 | 2017 | 2018 | 2019 | 2020 | 2021 | 2022
| Total Summer Peak Demand, MW | 67168 | 70087 | 73552 | 76001 | 77596 | 78919 | 79411 | 81382 | 82765 | 84013
| less LRS Serving as Responsive Reserve, MW | 886 | 886 | 886 | 886 | 886 | 886 | 886 | 886 | 886 | 886
| less LRS Serving as Non-Spinning Reserve, MW | 0 | 0 | 0 | 0 | 0 | 0 | 0 | 0 | 0 | 0
| less Emergency Response Service | 393 | 432.3 | 475.53 | 523.083 | 575.3913 | 632.9304 | 696.2235 | 765.8458 | 842.4304 | 926.6734
| less Energy Efficiency Programs (per SB1125) | 240 | 366 | 498 | 635 | 775 | 917 | 1060 | 1206 | 1355 | 1506
| Firm Load Forecast, MW | 65649 | 68402.7 | 71692.47 | 73956.917 | 75359.6087 | 76483.0696 | 76768.7765 | 78524.1542 | 79681.5696 | 80694.3266
Resources: |  | 2013 | 2014 | 2015 | 2016 | 2017 | 2018 | 2019 | 2020 | 2021 | 2022
| Installed Capacity, MW | 65382.266 | 65382.266 | 65382.266 | 65382.266 | 65382.266 | 65382.266 | 64537.266 | 64537.266 | 64537.266 | 64537.266
| Capacity from Private Networks, MW | 4390 | 4390 | 4390 | 4390 | 4390 | 4390 | 4390 | 4390 | 4390 | 4390
| Effective Load-Carrying Capability (ELCC) of Wind Generation, MW | 873.0015 | 873.0015 | 873.0015 | 873.0015 | 873.0015 | 873.0015 | 873.0015 | 873.0015 | 873.0015 | 873.0015
| RMR Units to be under Contract, MW | 0 | 0 | 0 | 0 | 0 | 0 | 0 | 0 | 0 | 0
| Operational Generation, MW | 70645.2675 | 70645.2675 | 70645.2675 | 70645.2675 | 70645.2675 | 70645.2675 | 69800.2675 | 69800.2675 | 69800.2675 | 69800.2675
| 50% of Non-Synchronous Ties, MW | 553 | 553 | 553 | 553 | 553 | 553 | 553 | 553 | 553 | 553
| Switchable Units, MW | 2962 | 2962 | 2962 | 2962 | 2962 | 2962 | 2962 | 2962 | 2962 | 2962
| Available Mothballed Generation , MW | 70.46 | 89.69 | 116.12 | 89.69 | 63.26 | 0 | 0 | 0 | 0 | 0
| Planned Units (not wind) with Signed IA and Air Permit, MW | 985 | 985 | 2482 | 4642 | 5302 | 6542 | 6542 | 6542 | 6542 | 6542
| ELCC of Planned Wind Units with Signed IA, MW | 121.104 | 171.564 | 182.004 | 182.004 | 182.004 | 182.004 | 182.004 | 182.004 | 182.004 | 182.004
| Total Resources, MW | 75336.8315 | 75406.5215 | 76940.3915 | 79073.9615 | 79707.5315 | 80884.2715 | 80039.2715 | 80039.2715 | 80039.2715 | 80039.2715
| less Switchable Units Unavailable to ERCOT, MW | 317 | 317 | 317 | 317 | 0 | 0 | 0 | 0 | 0 | 0
| less Retiring Units, MW | 0 | 0 | 0 | 0 | 0 | 0 | 0 | 0 | 0 | 0
| Resources, MW | 75019.8315 | 75089.5215 | 76623.3915 | 78756.9615 | 79707.5315 | 80884.2715 | 80039.2715 | 80039.2715 | 80039.2715 | 80039.2715
| Reserve Margin | 14.27% | 9.776% | 6.878% | 6.49% | 5.77% | 5.754% | 4.26% | 1.929% | 0.4489% | -0.8118%
(Resources - Firm Load Forecast)/Firm Load Forecast
Other Potential Resources: |  | 3505 | 5336.0111 | 6140.8071 | 7408.6871 | 7435.1171 | 8348.3771 | 8348.3771 | 8348.3771 | 8348.3771 | 8348.3771
| Mothballed Capacity , MW | 1909.54 | 1890.31 | 1863.88 | 1890.31 | 1916.74 | 1980 | 1980 | 1980 | 1980 | 1980
| Remaining 50% of Non-Synchronous Ties, MW | 553 | 553 | 553 | 553 | 553 | 553 | 553 | 553 | 553 | 553
| Planned Units in Full Interconnection Study Phase, MW | 1042.1711 | 2892.7011 | 3723.9271 | 4965.3771 | 4965.3771 | 5815.3771 | 5815.3771 | 5815.3771 | 5815.3771 | 5815.3771
2012 Report on the Capacity, Demand, and Reserves in the ERCOT Region
Summer Summary
|  | 74675.7375 | 77808.0712 | 81550.1846 | 84125.9931 | 85721.5549 | 86999.4916 | 87324.4833 | 89321.2254 | 90637.7854 | 91789.7965

## SummerCapacities
Unit Capacities - Summer
Units used in determining the generation resources in the Summer Summary
Operational capacities are based on unit testing. Other capacities are based on information provided by the plant owners. This list includes MW available to the grid from private network (self-serve) units. It also includes distributed generation units that have registered with ERCOT. Data without unit names are for private network units or are planned generation that is not public.
Unit Name | Unit Code | County | Fuel | Forecast Zone | Year In Service | 2013 | 2014 | 2015 | 2016 | 2017 | 2018 | 2019 | 2020 | 2021 | 2022
Amistad Hydro 1 | AMISTAD_AMISTAG1 | Val Verde | Hydro | South | 1983 | 37.9 | 37.9 | 37.9 | 37.9 | 37.9 | 37.9 | 37.9 | 37.9 | 37.9 | 37.9
Amistad Hydro 2 | AMISTAD_AMISTAG2 | Val Verde | Hydro | South | 1983 | 37.9 | 37.9 | 37.9 | 37.9 | 37.9 | 37.9 | 37.9 | 37.9 | 37.9 | 37.9
AES Deepwater | APD_APD_G1 | Harris | Other | Houston | 1986 | 138 | 138 | 138 | 138 | 138 | 138 | 138 | 138 | 138 | 138
AES Deepwater | APD_APD_PS1 | Harris | Other | Houston | 2010 | bar: 2013 to 2022
Atkins 7 | ATKINS_ATKINSG7 | Brazos | Gas | North | 1973 | 20 | 20 | 20 | 20 | 20 | 20 | 20 | 20 | 20 | 20
Austin 1 | AUSTPL_AUSTING1 | Travis | Hydro | South | 1940 | 8 | 8 | 8 | 8 | 8 | 8 | 8 | 8 | 8 | 8
Austin 2 | AUSTPL_AUSTING2 | Travis | Hydro | South | 1940 | 9 | 9 | 9 | 9 | 9 | 9 | 9 | 9 | 9 | 9
ExTex La Porte Pwr Stn (AirPro) 1 | AZ_AZ_G1 | Harris | Gas | Houston | 2009 | 38 | 38 | 38 | 38 | 38 | 38 | 38 | 38 | 38 | 38
ExTex La Porte Pwr Stn (AirPro) 2 | AZ_AZ_G2 | Harris | Gas | Houston | 2009 | 38 | 38 | 38 | 38 | 38 | 38 | 38 | 38 | 38 | 38
ExTex La Porte Pwr Stn (AirPro) 3 | AZ_AZ_G3 | Harris | Gas | Houston | 2009 | 38 | 38 | 38 | 38 | 38 | 38 | 38 | 38 | 38 | 38
ExTex La Porte Pwr Stn (AirPro) 4 | AZ_AZ_G4 | Harris | Gas | Houston | 2009 | 38 | 38 | 38 | 38 | 38 | 38 | 38 | 38 | 38 | 38
B M Davis 1 | B_DAVIS_B_DAVIG1 | Nueces | Gas | South | 1974 | 335 | 335 | 335 | 335 | 335 | 335 | 335 | 335 | 335 | 335
B M Davis 2 | B_DAVIS_B_DAVIG2 | Nueces | Gas | South | 1976 | 326 | 326 | 326 | 326 | 326 | 326 | 326 | 326 | 326 | 326
B M Davis 3 | B_DAVIS_B_DAVIG3 | Nueces | Gas | South | 2009 | 170 | 170 | 170 | 170 | 170 | 170 | 170 | 170 | 170 | 170
B M Davis 4 | B_DAVIS_B_DAVIG4 | Nueces | Gas | South | 2009 | 170 | 170 | 170 | 170 | 170 | 170 | 170 | 170 | 170 | 170
Bastrop Energy Center 1 | BASTEN_GTG1100 | Bastrop | Gas | South | 2002 | 150 | 150 | 150 | 150 | 150 | 150 | 150 | 150 | 150 | 150
Bastrop Energy Center 2 | BASTEN_GTG2100 | Bastrop | Gas | South | 2002 | 150 | 150 | 150 | 150 | 150 | 150 | 150 | 150 | 150 | 150
Bastrop Energy Center 3 | BASTEN_ST0100 | Bastrop | Gas | South | 2002 | 233 | 233 | 233 | 233 | 233 | 233 | 233 | 233 | 233 | 233
Big Brown 1 | BBSES_UNIT1 | Freestone | Coal | North | 1971 | 600 | 600 | 600 | 600 | 600 | 600 | 600 | 600 | 600 | 600
Big Brown 2 | BBSES_UNIT2 | Freestone | Coal | North | 1972 | 595 | 595 | 595 | 595 | 595 | 595 | 595 | 595 | 595 | 595
Bosque County Peaking 1 | BOSQUESW_BSQSU_1 | Bosque | Gas | North | 2000 | 165 | 165 | 165 | 165 | 165 | 165 | 165 | 165 | 165 | 165
Bosque County Peaking 2 | BOSQUESW_BSQSU_2 | Bosque | Gas | North | 2000 | 165 | 165 | 165 | 165 | 165 | 165 | 165 | 165 | 165 | 165
Bosque County Peaking 3 | BOSQUESW_BSQSU_3 | Bosque | Gas | North | 2001 | 165 | 165 | 165 | 165 | 165 | 165 | 165 | 165 | 165 | 165
Bosque County Peaking 4 | BOSQUESW_BSQSU_4 | Bosque | Gas | North | 2001 | 83 | 83 | 83 | 83 | 83 | 83 | 83 | 83 | 83 | 83
Bosque County Unit 5 | BOSQUESW_BSQSU_5 | Bosque | Gas | North | 2009 | 215 | 215 | 215 | 215 | 215 | 215 | 215 | 215 | 215 | 215
A von Rosenberg 1-CT1 | BRAUNIG_AVR1_CT1 | Bexar | Gas | South | 2000 | 155 | 155 | 155 | 155 | 155 | 155 | 155 | 155 | 155 | 155
A von Rosenberg 1-CT2 | BRAUNIG_AVR1_CT2 | Bexar | Gas | South | 2000 | 155 | 155 | 155 | 155 | 155 | 155 | 155 | 155 | 155 | 155
A von Rosenberg 1-ST1 | BRAUNIG_AVR1_ST | Bexar | Gas | South | 2000 | 180 | 180 | 180 | 180 | 180 | 180 | 180 | 180 | 180 | 180
V H Braunig 1 | BRAUNIG_VHB1 | Bexar | Gas | South | 1966 | 220 | 220 | 220 | 220 | 220 | 220 | 220 | 220 | 220 | 220
V H Braunig 2 | BRAUNIG_VHB2 | Bexar | Gas | South | 1968 | 230 | 230 | 230 | 230 | 230 | 230 | 230 | 230 | 230 | 230
V H Braunig 3 | BRAUNIG_VHB3 | Bexar | Gas | South | 1970 | 412 | 412 | 412 | 412 | 412 | 412 | 412 | 412 | 412 | 412
V H Braunig 5 | BRAUNIG_VHB6CT5 | Bexar | Gas | South | 2009 | 48 | 48 | 48 | 48 | 48 | 48 | 48 | 48 | 48 | 48
V H Braunig 6 | BRAUNIG_VHB6CT6 | Bexar | Gas | South | 2009 | 48 | 48 | 48 | 48 | 48 | 48 | 48 | 48 | 48 | 48
V H Braunig 7 | BRAUNIG_VHB6CT7 | Bexar | Gas | South | 2009 | 48 | 48 | 48 | 48 | 48 | 48 | 48 | 48 | 48 | 48
V H Braunig 8 | BRAUNIG_VHB6CT8 | Bexar | Gas | South | 2009 | 48 | 48 | 48 | 48 | 48 | 48 | 48 | 48 | 48 | 48
Buchanan 1 | BUCHAN_BUCHANG1 | Llano | Hydro | South | 1938 | 18 | 18 | 18 | 18 | 18 | 18 | 18 | 18 | 18 | 18
Buchanan 2 | BUCHAN_BUCHANG2 | Llano | Hydro | South | 1938 | 18 | 18 | 18 | 18 | 18 | 18 | 18 | 18 | 18 | 18
Buchanan 3 | BUCHAN_BUCHANG3 | Llano | Hydro | South | 1950 | 18 | 18 | 18 | 18 | 18 | 18 | 18 | 18 | 18 | 18
Brazos Valley 1 | BVE_UNIT1 | Ft Bend | Gas | Houston | 2003 | 165 | 165 | 165 | 165 | 165 | 165 | 165 | 165 | 165 | 165
Brazos Valley 2 | BVE_UNIT2 | Ft Bend | Gas | Houston | 2003 | 165 | 165 | 165 | 165 | 165 | 165 | 165 | 165 | 165 | 165
Brazos Valley 3 | BVE_UNIT3 | Ft Bend | Gas | Houston | 2003 | 263 | 263 | 263 | 263 | 263 | 263 | 263 | 263 | 263 | 263
J K Spruce 1 | CALAVERS_JKS1 | Bexar | Coal | South | 1992 | 555 | 555 | 555 | 555 | 555 | 555 | 555 | 555 | 555 | 555
J K Spruce 2 | CALAVERS_JKS2 | Bexar | Coal | South | 2010 | 775 | 775 | 775 | 775 | 775 | 775 | 775 | 775 | 775 | 775
J T Deely 1 | CALAVERS_JTD1 | Bexar | Coal | South | 1977 | 425 | 425 | 425 | 425 | 425 | 425 | 0 | 0 | 0 | 0
J T Deely 2 | CALAVERS_JTD2 | Bexar | Coal | South | 1978 | 420 | 420 | 420 | 420 | 420 | 420 | 0 | 0 | 0 | 0
O W Sommers 1 | CALAVERS_OWS1 | Bexar | Gas | South | 1972 | 420 | 420 | 420 | 420 | 420 | 420 | 420 | 420 | 420 | 420
O W Sommers 2 | CALAVERS_OWS2 | Bexar | Gas | South | 1974 | 420 | 420 | 420 | 420 | 420 | 420 | 420 | 420 | 420 | 420
Colorado Bend Energy Center | CBEC_GT1 | Wharton | Gas | Houston | 2007 | 76 | 76 | 76 | 76 | 76 | 76 | 76 | 76 | 76 | 76
Colorado Bend Energy Center | CBEC_GT2 | Wharton | Gas | Houston | 2007 | 69 | 69 | 69 | 69 | 69 | 69 | 69 | 69 | 69 | 69
Colorado Bend Energy Center | CBEC_GT3 | Wharton | Gas | Houston | 2008 | 72 | 72 | 72 | 72 | 72 | 72 | 72 | 72 | 72 | 72
Colorado Bend Energy Center | CBEC_GT4 | Wharton | Gas | Houston | 2008 | 72 | 72 | 72 | 72 | 72 | 72 | 72 | 72 | 72 | 72
Colorado Bend Energy Center | CBEC_STG1 | Wharton | Gas | Houston | 2007 | 103 | 103 | 103 | 103 | 103 | 103 | 103 | 103 | 103 | 103
Colorado Bend Energy Center | CBEC_STG2 | Wharton | Gas | Houston | 2008 | 106 | 106 | 106 | 106 | 106 | 106 | 106 | 106 | 106 | 106
Cedar Bayou 1 | CBY_CBY_G1 | Chambers | Gas | Houston | 1970 | 745 | 745 | 745 | 745 | 745 | 745 | 745 | 745 | 745 | 745
Cedar Bayou 2 | CBY_CBY_G2 | Chambers | Gas | Houston | 1972 | 749 | 749 | 749 | 749 | 749 | 749 | 749 | 749 | 749 | 749
Cedar Bayou 4 | CBY4_CT41 | Chambers | Gas | Houston | 2009 | 180 | 180 | 180 | 180 | 180 | 180 | 180 | 180 | 180 | 180
Cedar Bayou 5 | CBY4_CT42 | Chambers | Gas | Houston | 2009 | 180 | 180 | 180 | 180 | 180 | 180 | 180 | 180 | 180 | 180
Cedar Bayou 6 | CBY4_ST04 | Chambers | Gas | Houston | 2009 | 190 | 190 | 190 | 190 | 190 | 190 | 190 | 190 | 190 | 190
Coleto Creek | COLETO_COLETOG1 | Goliad | Coal | South | 1980 | 650 | 650 | 650 | 650 | 650 | 650 | 650 | 650 | 650 | 650
Comanche Peak 1 | CPSES_UNIT1 | Somervell | Nuclear | North | 1990 | 1205 | 1205 | 1205 | 1205 | 1205 | 1205 | 1205 | 1205 | 1205 | 1205
Comanche Peak 2 | CPSES_UNIT2 | Somervell | Nuclear | North | 1993 | 1195 | 1195 | 1195 | 1195 | 1195 | 1195 | 1195 | 1195 | 1195 | 1195
CVC Channelview 1 | CVC_CVC_G1 | Harris | Gas | Houston | 2008 | 156 | 156 | 156 | 156 | 156 | 156 | 156 | 156 | 156 | 156
CVC Channelview 2 | CVC_CVC_G2 | Harris | Gas | Houston | 2008 | 158 | 158 | 158 | 158 | 158 | 158 | 158 | 158 | 158 | 158
CVC Channelview 3 | CVC_CVC_G3 | Harris | Gas | Houston | 2008 | 160 | 160 | 160 | 160 | 160 | 160 | 160 | 160 | 160 | 160
CVC Channelview 5 | CVC_CVC_G5 | Harris | Gas | Houston | 2008 | 122 | 122 | 122 | 122 | 122 | 122 | 122 | 122 | 122 | 122
Dansby 1 | DANSBY_DANSBYG1 | Brazos | Gas | North | 1978 | 110 | 110 | 110 | 110 | 110 | 110 | 110 | 110 | 110 | 110
Dansby 2 | DANSBY_DANSBYG2 | Brazos | Gas | North | 2004 | 48 | 48 | 48 | 48 | 48 | 48 | 48 | 48 | 48 | 48
Dansby 3 | DANSBY_DANSBYG3 | Brazos | Gas | North | 2010 | 48 | 48 | 48 | 48 | 48 | 48 | 48 | 48 | 48 | 48
DeCordova A | DCSES_CT10 | Hood | Gas | North | 2010 | 71 | 71 | 71 | 71 | 71 | 71 | 71 | 71 | 71 | 71
DeCordova B | DCSES_CT20 | Hood | Gas | North | 2010 | 70 | 70 | 70 | 70 | 70 | 70 | 70 | 70 | 70 | 70
DeCordova C | DCSES_CT30 | Hood | Gas | North | 2010 | 69 | 69 | 69 | 69 | 69 | 69 | 69 | 69 | 69 | 69
DeCordova D | DCSES_CT40 | Hood | Gas | North | 2010 | 68 | 68 | 68 | 68 | 68 | 68 | 68 | 68 | 68 | 68
Deer Park Energy Center 1 | DDPEC_GT1 | Harris | Gas | Houston | 2002 | 164 | 164 | 164 | 164 | 164 | 164 | 164 | 164 | 164 | 164
Deer Park Energy Center 2 | DDPEC_GT2 | Harris | Gas | Houston | 2002 | 194 | 194 | 194 | 194 | 194 | 194 | 194 | 194 | 194 | 194
Deer Park Energy Center 3 | DDPEC_GT3 | Harris | Gas | Houston | 2002 | 179 | 179 | 179 | 179 | 179 | 179 | 179 | 179 | 179 | 179
Deer Park Energy Center 4 | DDPEC_GT4 | Harris | Gas | Houston | 2002 | 194 | 194 | 194 | 194 | 194 | 194 | 194 | 194 | 194 | 194
Deer Park Energy Center S | DDPEC_ST1 | Harris | Gas | Houston | 2002 | 290 | 290 | 290 | 290 | 290 | 290 | 290 | 290 | 290 | 290
Decker Creek 1 | DECKER_DPG1 | Travis | Gas | South | 2000 | 315 | 315 | 315 | 315 | 315 | 315 | 315 | 315 | 315 | 315
Decker Creek 2 | DECKER_DPG2 | Travis | Gas | South | 2000 | 420 | 420 | 420 | 420 | 420 | 420 | 420 | 420 | 420 | 420
Decker Creek G1 | DECKER_DPGT_1 | Travis | Gas | South | 2000 | 48 | 48 | 48 | 48 | 48 | 48 | 48 | 48 | 48 | 48
Decker Creek G2 | DECKER_DPGT_2 | Travis | Gas | South | 2000 | 48 | 48 | 48 | 48 | 48 | 48 | 48 | 48 | 48 | 48
Decker Creek G3 | DECKER_DPGT_3 | Travis | Gas | South | 2000 | 48 | 48 | 48 | 48 | 48 | 48 | 48 | 48 | 48 | 48
Decker Creek G4 | DECKER_DPGT_4 | Travis | Gas | South | 2000 | 48 | 48 | 48 | 48 | 48 | 48 | 48 | 48 | 48 | 48
Denison Dam 1 | DNDAM_DENISOG1 | Grayson | Hydro | North | 1944 | 40 | 40 | 40 | 40 | 40 | 40 | 40 | 40 | 40 | 40
Denison Dam 2 | DNDAM_DENISOG2 | Grayson | Hydro | North | 1948 | 40 | 40 | 40 | 40 | 40 | 40 | 40 | 40 | 40 | 40
Hidalgo 1 | DUKE_DUKE_GT1 | Hidalgo | Gas | South | 2000 | 143 | 143 | 143 | 143 | 143 | 143 | 143 | 143 | 143 | 143
Hidalgo 2 | DUKE_DUKE_GT2 | Hidalgo | Gas | South | 2000 | 143 | 143 | 143 | 143 | 143 | 143 | 143 | 143 | 143 | 143
Hidalgo 3 | DUKE_DUKE_ST1 | Hidalgo | Gas | South | 2000 | 170 | 170 | 170 | 170 | 170 | 170 | 170 | 170 | 170 | 170
Ennis Power Station 2 | ETCCS_CT1 | Ellis | Gas | North | 2002 | 196 | 196 | 196 | 196 | 196 | 196 | 196 | 196 | 196 | 196
Ennis Power Station 1 | ETCCS_UNIT1 | Ellis | Gas | North | 2002 | 116 | 116 | 116 | 116 | 116 | 116 | 116 | 116 | 116 | 116
Falcon Hydro 1 | FALCON_FALCONG1 | Starr | Hydro | South | 1954 | 12 | 12 | 12 | 12 | 12 | 12 | 12 | 12 | 12 | 12
Falcon Hydro 2 | FALCON_FALCONG2 | Starr | Hydro | South | 1954 | 12 | 12 | 12 | 12 | 12 | 12 | 12 | 12 | 12 | 12
Falcon Hydro 3 | FALCON_FALCONG3 | Starr | Hydro | South | 1954 | 12 | 12 | 12 | 12 | 12 | 12 | 12 | 12 | 12 | 12
Thomas C Ferguson 1 | FERGUS_FERGUSG1 | Llano | Gas | South | 1974 | 424 | 424 | 424 | 424 | 424 | 424 | 424 | 424 | 424 | 424
Calenergy (Falcon Seaboard) 1 | FLCNS_UNIT1 | Howard | Gas | West | 1987 | 75 | 75 | 75 | 75 | 75 | 75 | 75 | 75 | 75 | 75
Calenergy (Falcon Seaboard) 2 | FLCNS_UNIT2 | Howard | Gas | West | 1987 | 75 | 75 | 75 | 75 | 75 | 75 | 75 | 75 | 75 | 75
Calenergy (Falcon Seaboard) 3 | FLCNS_UNIT3 | Howard | Gas | West | 1988 | 70 | 70 | 70 | 70 | 70 | 70 | 70 | 70 | 70 | 70
Fayette Power Project 1 | FPPYD1_FPP_G1 | Fayette | Coal | South | 1979 | 604 | 604 | 604 | 604 | 604 | 604 | 604 | 604 | 604 | 604
Fayette Power Project 2 | FPPYD1_FPP_G2 | Fayette | Coal | South | 1980 | 599 | 599 | 599 | 599 | 599 | 599 | 599 | 599 | 599 | 599
Fayette Power Project 3 | FPPYD2_FPP_G3 | Fayette | Coal | South | 1988 | 441 | 441 | 441 | 441 | 441 | 441 | 441 | 441 | 441 | 441
Freestone Energy Center 1 | FREC_GT1 | Freestone | Gas | North | 2002 | 153 | 153 | 153 | 153 | 153 | 153 | 153 | 153 | 153 | 153
Freestone Energy Center 2 | FREC_GT2 | Freestone | Gas | North | 2002 | 153 | 153 | 153 | 153 | 153 | 153 | 153 | 153 | 153 | 153
Freestone Energy Center 4 | FREC_GT4 | Freestone | Gas | North | 2002 | 149 | 149 | 149 | 149 | 149 | 149 | 149 | 149 | 149 | 149
Freestone Energy Center 5 | FREC_GT5 | Freestone | Gas | North | 2002 | 149 | 149 | 149 | 149 | 149 | 149 | 149 | 149 | 149 | 149
Freestone Energy Center 3 | FREC_ST3 | Freestone | Gas | North | 2002 | 177 | 177 | 177 | 177 | 177 | 177 | 177 | 177 | 177 | 177
Freestone Energy Center 6 | FREC_ST6 | Freestone | Gas | North | 2002 | 172 | 172 | 172 | 172 | 172 | 172 | 172 | 172 | 172 | 172
Forney Energy Center GT11 | FRNYPP_GT11 | Kaufman | Gas | North | 2003 | 178.19 | 178.19 | 178.19 | 178.19 | 178.19 | 178.19 | 178.19 | 178.19 | 178.19 | 178.19
Forney Energy Center GT12 | FRNYPP_GT12 | Kaufman | Gas | North | 2003 | 178.19 | 178.19 | 178.19 | 178.19 | 178.19 | 178.19 | 178.19 | 178.19 | 178.19 | 178.19
Forney Energy Center GT13 | FRNYPP_GT13 | Kaufman | Gas | North | 2003 | 178.19 | 178.19 | 178.19 | 178.19 | 178.19 | 178.19 | 178.19 | 178.19 | 178.19 | 178.19
Forney Energy Center GT21 | FRNYPP_GT21 | Kaufman | Gas | North | 2003 | 178.19 | 178.19 | 178.19 | 178.19 | 178.19 | 178.19 | 178.19 | 178.19 | 178.19 | 178.19
Forney Energy Center GT22 | FRNYPP_GT22 | Kaufman | Gas | North | 2003 | 178.19 | 178.19 | 178.19 | 178.19 | 178.19 | 178.19 | 178.19 | 178.19 | 178.19 | 178.19
Forney Energy Center GT23 | FRNYPP_GT23 | Kaufman | Gas | North | 2003 | 178.19 | 178.19 | 178.19 | 178.19 | 178.19 | 178.19 | 178.19 | 178.19 | 178.19 | 178.19
Forney Energy Center STG10 | FRNYPP_ST10 | Kaufman | Gas | North | 2003 | 405 | 405 | 405 | 405 | 405 | 405 | 405 | 405 | 405 | 405
Forney Energy Center STG20 | FRNYPP_ST20 | Kaufman | Gas | North | 2003 | 405 | 405 | 405 | 405 | 405 | 405 | 405 | 405 | 405 | 405
Frontera 1 | FRONTERA_FRONTEG1 | Hidalgo | Gas | South | 1999 | 145 | 145 | 145 | 145 | 145 | 145 | 145 | 145 | 145 | 145
Frontera 2 | FRONTERA_FRONTEG2 | Hidalgo | Gas | South | 1999 | 145 | 145 | 145 | 145 | 145 | 145 | 145 | 145 | 145 | 145
Frontera 3 | FRONTERA_FRONTEG3 | Hidalgo | Gas | South | 2000 | 185 | 185 | 185 | 185 | 185 | 185 | 185 | 185 | 185 | 185
Greens Bayou 5 | GBY_GBY_5 | Harris | Gas | Houston | 1973 | 406 | 406 | 406 | 406 | 406 | 406 | 406 | 406 | 406 | 406
Greens Bayou 73 | GBY_GBYGT73 | Harris | Gas | Houston | 1976 | 46 | 46 | 46 | 46 | 46 | 46 | 46 | 46 | 46 | 46
Greens Bayou 74 | GBY_GBYGT74 | Harris | Gas | Houston | 1976 | 46 | 46 | 46 | 46 | 46 | 46 | 46 | 46 | 46 | 46
Greens Bayou 81 | GBY_GBYGT81 | Harris | Gas | Houston | 1976 | 46 | 46 | 46 | 46 | 46 | 46 | 46 | 46 | 46 | 46
Greens Bayou 83 | GBY_GBYGT83 | Harris | Gas | Houston | 1976 | 56 | 56 | 56 | 56 | 56 | 56 | 56 | 56 | 56 | 56
Greens Bayou 84 | GBY_GBYGT84 | Harris | Gas | Houston | 1976 | 58 | 58 | 58 | 58 | 58 | 58 | 58 | 58 | 58 | 58
Gibbons Creek 1 | GIBCRK_GIB_CRG1 | Grimes | Coal | North | 1982 | 470 | 470 | 470 | 470 | 470 | 470 | 470 | 470 | 470 | 470
Sim Gideon 1 | GIDEON_GIDEONG1 | Bastrop | Gas | South | 1965 | 130 | 130 | 130 | 130 | 130 | 130 | 130 | 130 | 130 | 130
Sim Gideon 2 | GIDEON_GIDEONG2 | Bastrop | Gas | South | 1968 | 135 | 135 | 135 | 135 | 135 | 135 | 135 | 135 | 135 | 135
Sim Gideon 3 | GIDEON_GIDEONG3 | Bastrop | Gas | South | 1972 | 333 | 333 | 333 | 333 | 333 | 333 | 333 | 333 | 333 | 333
Graham 1 | GRSES_UNIT1 | Young | Gas | West | 1960 | 225 | 225 | 225 | 225 | 225 | 225 | 225 | 225 | 225 | 225
Graham 2 | GRSES_UNIT2 | Young | Gas | West | 1969 | 390 | 390 | 390 | 390 | 390 | 390 | 390 | 390 | 390 | 390
Guadalupe Gen Stn 1 | GUADG_GAS1 | Guadalupe | Gas | South | 2000 | 151 | 151 | 151 | 151 | 151 | 151 | 151 | 151 | 151 | 151
Guadalupe Gen Stn 2 | GUADG_GAS2 | Guadalupe | Gas | South | 2000 | 151 | 151 | 151 | 151 | 151 | 151 | 151 | 151 | 151 | 151
Guadalupe Gen Stn 3 | GUADG_GAS3 | Guadalupe | Gas | South | 2000 | 149 | 149 | 149 | 149 | 149 | 149 | 149 | 149 | 149 | 149
Guadalupe Gen Stn 4 | GUADG_GAS4 | Guadalupe | Gas | South | 2000 | 152 | 152 | 152 | 152 | 152 | 152 | 152 | 152 | 152 | 152
Guadalupe Gen Stn 5 | GUADG_STM5 | Guadalupe | Gas | South | 2000 | 170 | 170 | 170 | 170 | 170 | 170 | 170 | 170 | 170 | 170
Guadalupe Gen Stn 6 | GUADG_STM6 | Guadalupe | Gas | South | 2000 | 169 | 169 | 169 | 169 | 169 | 169 | 169 | 169 | 169 | 169
Hays Energy Facility 1 | HAYSEN_HAYSENG1 | Hays | Gas | South | 2002 | 216 | 216 | 216 | 216 | 216 | 216 | 216 | 216 | 216 | 216
Hays Energy Facility 2 | HAYSEN_HAYSENG2 | Hays | Gas | South | 2002 | 216 | 216 | 216 | 216 | 216 | 216 | 216 | 216 | 216 | 216
Hays Energy Facility 3 | HAYSEN_HAYSENG3 | Hays | Gas | South | 2002 | 225 | 225 | 225 | 225 | 225 | 225 | 225 | 225 | 225 | 225
Hays Energy Facility 4 | HAYSEN_HAYSENG4 | Hays | Gas | South | 2002 | 225 | 225 | 225 | 225 | 225 | 225 | 225 | 225 | 225 | 225
Handley 3 | HLSES_UNIT3 | Tarrant | Gas | North | 1963 | 395 | 395 | 395 | 395 | 395 | 395 | 395 | 395 | 395 | 395
Handley 4 | HLSES_UNIT4 | Tarrant | Gas | North | 1976 | 435 | 435 | 435 | 435 | 435 | 435 | 435 | 435 | 435 | 435
Handley 5 | HLSES_UNIT5 | Tarrant | Gas | North | 1977 | 435 | 435 | 435 | 435 | 435 | 435 | 435 | 435 | 435 | 435
Inks 1 | INKSDA_INKS_G1 | Llano | Hydro | South | 1938 | 14 | 14 | 14 | 14 | 14 | 14 | 14 | 14 | 14 | 14
Jack County GenFacility 1 | JACKCNTY_CT1 | Jack | Gas | North | 2005 | 142 | 142 | 142 | 142 | 142 | 142 | 142 | 142 | 142 | 142
Jack County GenFacility 1 | JACKCNTY_CT2 | Jack | Gas | North | 2005 | 142 | 142 | 142 | 142 | 142 | 142 | 142 | 142 | 142 | 142
Jack County GenFacility 1 | JACKCNTY_STG | Jack | Gas | North | 2005 | 281 | 281 | 281 | 281 | 281 | 281 | 281 | 281 | 281 | 281
Laredo Peaking 4 | LARDVFTN_G4 | Webb | Gas | South | 2008 | 94.2 | 94.2 | 94.2 | 94.2 | 94.2 | 94.2 | 94.2 | 94.2 | 94.2 | 94.2
Laredo Peaking 5 | LARDVFTN_G5 | Webb | Gas | South | 2008 | 94.2 | 94.2 | 94.2 | 94.2 | 94.2 | 94.2 | 94.2 | 94.2 | 94.2 | 94.2
Limestone 1 | LEG_LEG_G1 | Limestone | Coal | North | 1985 | 831 | 831 | 831 | 831 | 831 | 831 | 831 | 831 | 831 | 831
Limestone 2 | LEG_LEG_G2 | Limestone | Coal | North | 1986 | 858 | 858 | 858 | 858 | 858 | 858 | 858 | 858 | 858 | 858
Leon Creek Peaking 1 | LEON_CRK_LCPCT1 | Bexar | Gas | South | 2004 | 46 | 46 | 46 | 46 | 46 | 46 | 46 | 46 | 46 | 46
Leon Creek Peaking 2 | LEON_CRK_LCPCT2 | Bexar | Gas | South | 2004 | 46 | 46 | 46 | 46 | 46 | 46 | 46 | 46 | 46 | 46
Leon Creek Peaking 3 | LEON_CRK_LCPCT3 | Bexar | Gas | South | 2004 | 46 | 46 | 46 | 46 | 46 | 46 | 46 | 46 | 46 | 46
Leon Creek Peaking 4 | LEON_CRK_LCPCT4 | Bexar | Gas | South | 2004 | 46 | 46 | 46 | 46 | 46 | 46 | 46 | 46 | 46 | 46
Lufkin Biomass | LFBIO_UNIT1 | Angelina | Biomass | North | 2011 | 53 | 53 | 53 | 53 | 53 | 53 | 53 | 53 | 53 | 53
Lake Hubbard 2 | LH2SES_UNIT2 | Dallas | Gas | North | 2010 | 524 | 524 | 524 | 524 | 524 | 524 | 524 | 524 | 524 | 524
Lake Hubbard 1 | LHSES_UNIT1 | Dallas | Gas | North | 1970 | 392 | 392 | 392 | 392 | 392 | 392 | 392 | 392 | 392 | 392
Lost Pines 1 | LOSTPI_LOSTPGT1 | Bastrop | Gas | South | 2001 | 168 | 168 | 168 | 168 | 168 | 168 | 168 | 168 | 168 | 168
Lost Pines 2 | LOSTPI_LOSTPGT2 | Bastrop | Gas | South | 2001 | 156 | 156 | 156 | 156 | 156 | 156 | 156 | 156 | 156 | 156
Lost Pines 3 | LOSTPI_LOSTPST1 | Bastrop | Gas | South | 2001 | 178 | 178 | 178 | 178 | 178 | 178 | 178 | 178 | 178 | 178
Lamar Power Project CT11 | LPCCS_CT11 | Lamar | Gas | North | 2000 | 166 | 166 | 166 | 166 | 166 | 166 | 166 | 166 | 166 | 166
Lamar Power Project CT12 | LPCCS_CT12 | Lamar | Gas | North | 2000 | 166 | 166 | 166 | 166 | 166 | 166 | 166 | 166 | 166 | 166
Lamar Power Project CT21 | LPCCS_CT21 | Lamar | Gas | North | 2000 | 166 | 166 | 166 | 166 | 166 | 166 | 166 | 166 | 166 | 166
Lamar Power Project CT22 | LPCCS_CT22 | Lamar | Gas | North | 2000 | 166 | 166 | 166 | 166 | 166 | 166 | 166 | 166 | 166 | 166
Lamar Power Project STG1 | LPCCS_UNIT1 | Lamar | Gas | North | 2000 | 204.3 | 204.3 | 204.3 | 204.3 | 204.3 | 204.3 | 204.3 | 204.3 | 204.3 | 204.3
Lamar Power Project STG2 | LPCCS_UNIT2 | Lamar | Gas | North | 2000 | 204.3 | 204.3 | 204.3 | 204.3 | 204.3 | 204.3 | 204.3 | 204.3 | 204.3 | 204.3
Marble Falls 1 | MARBFA_MARBFAG1 | Burnet | Hydro | South | 1951 | 21 | 21 | 21 | 21 | 21 | 21 | 21 | 21 | 21 | 21
Marble Falls 2 | MARBFA_MARBFAG2 | Burnet | Hydro | South | 1951 | 21 | 21 | 21 | 21 | 21 | 21 | 21 | 21 | 21 | 21
Marshall Ford 1 | MARSFO_MARSFOG1 | Travis | Hydro | South | 1941 | 36 | 36 | 36 | 36 | 36 | 36 | 36 | 36 | 36 | 36
Marshall Ford 2 | MARSFO_MARSFOG2 | Travis | Hydro | South | 1941 | 36 | 36 | 36 | 36 | 36 | 36 | 36 | 36 | 36 | 36
Marshall Ford 3 | MARSFO_MARSFOG3 | Travis | Hydro | South | 1941 | 29 | 29 | 29 | 29 | 29 | 29 | 29 | 29 | 29 | 29
Mountain Creek 6 | MCSES_UNIT6 | Dallas | Gas | North | 1956 | 120 | 120 | 120 | 120 | 120 | 120 | 120 | 120 | 120 | 120
Mountain Creek 7 | MCSES_UNIT7 | Dallas | Gas | North | 1958 | 115 | 115 | 115 | 115 | 115 | 115 | 115 | 115 | 115 | 115
Mountain Creek 8 | MCSES_UNIT8 | Dallas | Gas | North | 1967 | 565 | 565 | 565 | 565 | 565 | 565 | 565 | 565 | 565 | 565
Midlothian 1 | MDANP_CT1 | Ellis | Gas | North | 2001 | 216 | 216 | 216 | 216 | 216 | 216 | 216 | 216 | 216 | 216
Midlothian 2 | MDANP_CT2 | Ellis | Gas | North | 2001 | 216 | 216 | 216 | 216 | 216 | 216 | 216 | 216 | 216 | 216
Midlothian 3 | MDANP_CT3 | Ellis | Gas | North | 2001 | 216 | 216 | 216 | 216 | 216 | 216 | 216 | 216 | 216 | 216
Midlothian 4 | MDANP_CT4 | Ellis | Gas | North | 2001 | 216 | 216 | 216 | 216 | 216 | 216 | 216 | 216 | 216 | 216
Midlothian 5 | MDANP_CT5 | Ellis | Gas | North | 2002 | 225 | 225 | 225 | 225 | 225 | 225 | 225 | 225 | 225 | 225
Midlothian 6 | MDANP_CT6 | Ellis | Gas | North | 2002 | 225 | 225 | 225 | 225 | 225 | 225 | 225 | 225 | 225 | 225
Morgan Creek A | MGSES_CT1 | Mitchell | Gas | West | 1988 | 68 | 68 | 68 | 68 | 68 | 68 | 68 | 68 | 68 | 68
Morgan Creek B | MGSES_CT2 | Mitchell | Gas | West | 1988 | 68 | 68 | 68 | 68 | 68 | 68 | 68 | 68 | 68 | 68
Morgan Creek C | MGSES_CT3 | Mitchell | Gas | West | 1988 | 68 | 68 | 68 | 68 | 68 | 68 | 68 | 68 | 68 | 68
Morgan Creek D | MGSES_CT4 | Mitchell | Gas | West | 1988 | 68 | 68 | 68 | 68 | 68 | 68 | 68 | 68 | 68 | 68
Morgan Creek E | MGSES_CT5 | Mitchell | Gas | West | 1988 | 68 | 68 | 68 | 68 | 68 | 68 | 68 | 68 | 68 | 68
Morgan Creek F | MGSES_CT6 | Mitchell | Gas | West | 1988 | 67 | 67 | 67 | 67 | 67 | 67 | 67 | 67 | 67 | 67
R W Miller 1 | MIL_MILLERG1 | Palo Pinto | Gas | North | 2000 | 75 | 75 | 75 | 75 | 75 | 75 | 75 | 75 | 75 | 75
R W Miller 2 | MIL_MILLERG2 | Palo Pinto | Gas | North | 2000 | 120 | 120 | 120 | 120 | 120 | 120 | 120 | 120 | 120 | 120
R W Miller 3 | MIL_MILLERG3 | Palo Pinto | Gas | North | 2000 | 208 | 208 | 208 | 208 | 208 | 208 | 208 | 208 | 208 | 208
R W Miller 4 | MIL_MILLERG4 | Palo Pinto | Gas | North | 2000 | 104 | 104 | 104 | 104 | 104 | 104 | 104 | 104 | 104 | 104
R W Miller 5 | MIL_MILLERG5 | Palo Pinto | Gas | North | 2000 | 104 | 104 | 104 | 104 | 104 | 104 | 104 | 104 | 104 | 104
Martin Lake 1 | MLSES_UNIT1 | Rusk | Coal | North | 1977 | 800 | 800 | 800 | 800 | 800 | 800 | 800 | 800 | 800 | 800
Martin Lake 2 | MLSES_UNIT2 | Rusk | Coal | North | 1978 | 805 | 805 | 805 | 805 | 805 | 805 | 805 | 805 | 805 | 805
Martin Lake 3 | MLSES_UNIT3 | Rusk | Coal | North | 1979 | 805 | 805 | 805 | 805 | 805 | 805 | 805 | 805 | 805 | 805
Monticello 1 | MNSES_UNIT1 | Titus | Coal | North | 1974 | 565 | 565 | 565 | 565 | 565 | 565 | 565 | 565 | 565 | 565
Monticello 2 | MNSES_UNIT2 | Titus | Coal | North | 1975 | 565 | 565 | 565 | 565 | 565 | 565 | 565 | 565 | 565 | 565
Monticello 3 | MNSES_UNIT3 | Titus | Coal | North | 1978 | 760 | 760 | 760 | 760 | 760 | 760 | 760 | 760 | 760 | 760
Nacogdoches Power | NACPW_UNIT1 | Nacogdoches | Biomass | North | 2012 | 105 | 105 | 105 | 105 | 105 | 105 | 105 | 105 | 105 | 105
Magic Valley 1 | NEDIN_NEDIN_G1 | Hidalgo | Gas | South | 2001 | 209 | 209 | 209 | 209 | 209 | 209 | 209 | 209 | 209 | 209
Magic Valley 2 | NEDIN_NEDIN_G2 | Hidalgo | Gas | South | 2001 | 209 | 209 | 209 | 209 | 209 | 209 | 209 | 209 | 209 | 209
Magic Valley 3 | NEDIN_NEDIN_G3 | Hidalgo | Gas | South | 2001 | 250 | 250 | 250 | 250 | 250 | 250 | 250 | 250 | 250 | 250
Nueces Bay 7 | NUECES_B_NUECESG7 | Nueces | Gas | South | 1972 | 319.8 | 319.8 | 319.8 | 319.8 | 319.8 | 319.8 | 319.8 | 319.8 | 319.8 | 319.8
Nueces Bay 8 | NUECES_B_NUECESG8 | Nueces | Gas | South | 2009 | 175.1 | 175.1 | 175.1 | 175.1 | 175.1 | 175.1 | 175.1 | 175.1 | 175.1 | 175.1
Nueces Bay 9 | NUECES_B_NUECESG9 | Nueces | Gas | South | 2009 | 175.1 | 175.1 | 175.1 | 175.1 | 175.1 | 175.1 | 175.1 | 175.1 | 175.1 | 175.1
Odessa-Ector Gen Stn C11 | OECCS_CT11 | Ector | Gas | West | 2001 | 146 | 146 | 146 | 146 | 146 | 146 | 146 | 146 | 146 | 146
Odessa-Ector Gen Stn C12 | OECCS_CT12 | Ector | Gas | West | 2001 | 139 | 139 | 139 | 139 | 139 | 139 | 139 | 139 | 139 | 139
Odessa-Ector Gen Stn C21 | OECCS_CT21 | Ector | Gas | West | 2001 | 135 | 135 | 135 | 135 | 135 | 135 | 135 | 135 | 135 | 135
Odessa-Ector Gen Stn C22 | OECCS_CT22 | Ector | Gas | West | 2001 | 153 | 153 | 153 | 153 | 153 | 153 | 153 | 153 | 153 | 153
Odessa-Ector Gen Stn ST1 | OECCS_UNIT1 | Ector | Gas | West | 2001 | 210 | 210 | 210 | 210 | 210 | 210 | 210 | 210 | 210 | 210
Odessa-Ector Gen Stn ST2 | OECCS_UNIT2 | Ector | Gas | West | 2001 | 210 | 210 | 210 | 210 | 210 | 210 | 210 | 210 | 210 | 210
Oak Grove SES Unit 1 | OGSES_UNIT1A | Robertson | Coal | North | 2011 | 840 | 840 | 840 | 840 | 840 | 840 | 840 | 840 | 840 | 840
Oak Grove SES Unit 2 | OGSES_UNIT2 | Robertson | Coal | North | 2011 | 825 | 825 | 825 | 825 | 825 | 825 | 825 | 825 | 825 | 825
Oklaunion 1 | OKLA_OKLA_G1 | Wilbarger | Coal | West | 1986 | 650 | 650 | 650 | 650 | 650 | 650 | 650 | 650 | 650 | 650
Ray Olinger 1 | OLINGR_OLING_1 | Collin | Gas | North | 1967 | 78 | 78 | 78 | 78 | 78 | 78 | 78 | 78 | 78 | 78
Ray Olinger 2 | OLINGR_OLING_2 | Collin | Gas | North | 1971 | 107 | 107 | 107 | 107 | 107 | 107 | 107 | 107 | 107 | 107
Ray Olinger 3 | OLINGR_OLING_3 | Collin | Gas | North | 1975 | 146 | 146 | 146 | 146 | 146 | 146 | 146 | 146 | 146 | 146
Ray Olinger 4 | OLINGR_OLING_4 | Collin | Gas | North | 2001 | 75 | 75 | 75 | 75 | 75 | 75 | 75 | 75 | 75 | 75
Permian Basin A | PB2SES_CT1 | Ward | Gas | West | 1988 | 68 | 68 | 68 | 68 | 68 | 68 | 68 | 68 | 68 | 68
Permian Basin B | PB2SES_CT2 | Ward | Gas | West | 1988 | 65 | 65 | 65 | 65 | 65 | 65 | 65 | 65 | 65 | 65
Permian Basin C | PB2SES_CT3 | Ward | Gas | West | 1988 | 68 | 68 | 68 | 68 | 68 | 68 | 68 | 68 | 68 | 68
Permian Basin D | PB2SES_CT4 | Ward | Gas | West | 1990 | 69 | 69 | 69 | 69 | 69 | 69 | 69 | 69 | 69 | 69
Permian Basin E | PB2SES_CT5 | Ward | Gas | West | 1990 | 70 | 70 | 70 | 70 | 70 | 70 | 70 | 70 | 70 | 70
Pearsall Engine Plant | PEARSAL2_ENG1 | Frio | Gas | South | 2010 | 8.44 | 8.44 | 8.44 | 8.44 | 8.44 | 8.44 | 8.44 | 8.44 | 8.44 | 8.44
Pearsall Engine Plant | PEARSAL2_ENG10 | Frio | Gas | South | 2010 | 8.44 | 8.44 | 8.44 | 8.44 | 8.44 | 8.44 | 8.44 | 8.44 | 8.44 | 8.44
Pearsall Engine Plant | PEARSAL2_ENG11 | Frio | Gas | South | 2010 | 8.44 | 8.44 | 8.44 | 8.44 | 8.44 | 8.44 | 8.44 | 8.44 | 8.44 | 8.44
Pearsall Engine Plant | PEARSAL2_ENG12 | Frio | Gas | South | 2010 | 8.44 | 8.44 | 8.44 | 8.44 | 8.44 | 8.44 | 8.44 | 8.44 | 8.44 | 8.44
Pearsall Engine Plant | PEARSAL2_ENG13 | Frio | Gas | South | 2010 | 8.44 | 8.44 | 8.44 | 8.44 | 8.44 | 8.44 | 8.44 | 8.44 | 8.44 | 8.44
Pearsall Engine Plant | PEARSAL2_ENG14 | Frio | Gas | South | 2010 | 8.44 | 8.44 | 8.44 | 8.44 | 8.44 | 8.44 | 8.44 | 8.44 | 8.44 | 8.44
Pearsall Engine Plant | PEARSAL2_ENG15 | Frio | Gas | South | 2010 | 8.44 | 8.44 | 8.44 | 8.44 | 8.44 | 8.44 | 8.44 | 8.44 | 8.44 | 8.44
Pearsall Engine Plant | PEARSAL2_ENG16 | Frio | Gas | South | 2010 | 8.44 | 8.44 | 8.44 | 8.44 | 8.44 | 8.44 | 8.44 | 8.44 | 8.44 | 8.44
Pearsall Engine Plant | PEARSAL2_ENG17 | Frio | Gas | South | 2010 | 8.44 | 8.44 | 8.44 | 8.44 | 8.44 | 8.44 | 8.44 | 8.44 | 8.44 | 8.44
Pearsall Engine Plant | PEARSAL2_ENG18 | Frio | Gas | South | 2010 | 8.44 | 8.44 | 8.44 | 8.44 | 8.44 | 8.44 | 8.44 | 8.44 | 8.44 | 8.44
Pearsall Engine Plant | PEARSAL2_ENG19 | Frio | Gas | South | 2010 | 8.44 | 8.44 | 8.44 | 8.44 | 8.44 | 8.44 | 8.44 | 8.44 | 8.44 | 8.44
Pearsall Engine Plant | PEARSAL2_ENG2 | Frio | Gas | South | 2010 | 8.44 | 8.44 | 8.44 | 8.44 | 8.44 | 8.44 | 8.44 | 8.44 | 8.44 | 8.44
Pearsall Engine Plant | PEARSAL2_ENG20 | Frio | Gas | South | 2010 | 8.44 | 8.44 | 8.44 | 8.44 | 8.44 | 8.44 | 8.44 | 8.44 | 8.44 | 8.44
Pearsall Engine Plant | PEARSAL2_ENG21 | Frio | Gas | South | 2010 | 8.44 | 8.44 | 8.44 | 8.44 | 8.44 | 8.44 | 8.44 | 8.44 | 8.44 | 8.44
Pearsall Engine Plant | PEARSAL2_ENG22 | Frio | Gas | South | 2010 | 8.44 | 8.44 | 8.44 | 8.44 | 8.44 | 8.44 | 8.44 | 8.44 | 8.44 | 8.44
Pearsall Engine Plant | PEARSAL2_ENG23 | Frio | Gas | South | 2010 | 8.44 | 8.44 | 8.44 | 8.44 | 8.44 | 8.44 | 8.44 | 8.44 | 8.44 | 8.44
Pearsall Engine Plant | PEARSAL2_ENG24 | Frio | Gas | South | 2010 | 8.44 | 8.44 | 8.44 | 8.44 | 8.44 | 8.44 | 8.44 | 8.44 | 8.44 | 8.44
Pearsall Engine Plant | PEARSAL2_ENG3 | Frio | Gas | South | 2010 | 8.44 | 8.44 | 8.44 | 8.44 | 8.44 | 8.44 | 8.44 | 8.44 | 8.44 | 8.44
Pearsall Engine Plant | PEARSAL2_ENG4 | Frio | Gas | South | 2010 | 8.44 | 8.44 | 8.44 | 8.44 | 8.44 | 8.44 | 8.44 | 8.44 | 8.44 | 8.44
Pearsall Engine Plant | PEARSAL2_ENG5 | Frio | Gas | South | 2010 | 8.44 | 8.44 | 8.44 | 8.44 | 8.44 | 8.44 | 8.44 | 8.44 | 8.44 | 8.44
Pearsall Engine Plant | PEARSAL2_ENG6 | Frio | Gas | South | 2010 | 8.44 | 8.44 | 8.44 | 8.44 | 8.44 | 8.44 | 8.44 | 8.44 | 8.44 | 8.44
Pearsall Engine Plant | PEARSAL2_ENG7 | Frio | Gas | South | 2010 | 8.44 | 8.44 | 8.44 | 8.44 | 8.44 | 8.44 | 8.44 | 8.44 | 8.44 | 8.44
Pearsall Engine Plant | PEARSAL2_ENG8 | Frio | Gas | South | 2010 | 8.44 | 8.44 | 8.44 | 8.44 | 8.44 | 8.44 | 8.44 | 8.44 | 8.44 | 8.44
Pearsall Engine Plant | PEARSAL2_ENG9 | Frio | Gas | South | 2010 | 8.44 | 8.44 | 8.44 | 8.44 | 8.44 | 8.44 | 8.44 | 8.44 | 8.44 | 8.44
Pearsall 1 | PEARSALL_PEARS_1 | Frio | Gas | South | 1961 | 25 | 25 | 25 | 25 | 25 | 25 | 25 | 25 | 25 | 25
Pearsall 2 | PEARSALL_PEARS_2 | Frio | Gas | South | 1961 | 25 | 25 | 25 | 25 | 25 | 25 | 25 | 25 | 25 | 25
Pearsall 3 | PEARSALL_PEARS_3 | Frio | Gas | South | 1961 | 25 | 25 | 25 | 25 | 25 | 25 | 25 | 25 | 25 | 25
PasGen | PSG_PSG_GT2 | Harris | Gas | Houston | 2000 | 164 | 164 | 164 | 164 | 164 | 164 | 164 | 164 | 164 | 164
PasGen | PSG_PSG_GT3 | Harris | Gas | Houston | 2000 | 164 | 164 | 164 | 164 | 164 | 164 | 164 | 164 | 164 | 164
PasGen | PSG_PSG_ST2 | Harris | Gas | Houston | 2000 | 167 | 167 | 167 | 167 | 167 | 167 | 167 | 167 | 167 | 167
Quail Run Energy STG1 | QALSW_GT1 | Ector | Gas | West | 2007 | 74 | 74 | 74 | 74 | 74 | 74 | 74 | 74 | 74 | 74
Quail Run Energy GT1 | QALSW_GT2 | Ector | Gas | West | 2007 | 74 | 74 | 74 | 74 | 74 | 74 | 74 | 74 | 74 | 74
Quail Run Energy GT2 | QALSW_GT3 | Ector | Gas | West | 2008 | 72 | 72 | 72 | 72 | 72 | 72 | 72 | 72 | 72 | 72
Quail Run Energy STG2 | QALSW_GT4 | Ector | Gas | West | 2008 | 72 | 72 | 72 | 72 | 72 | 72 | 72 | 72 | 72 | 72
Quail Run Energy GT3 | QALSW_STG1 | Ector | Gas | West | 2007 | 102 | 102 | 102 | 102 | 102 | 102 | 102 | 102 | 102 | 102
Quail Run Energy GT4 | QALSW_STG2 | Ector | Gas | West | 2008 | 98 | 98 | 98 | 98 | 98 | 98 | 98 | 98 | 98 | 98
Rayburn 1 | RAYBURN_RAYBURG1 | Victoria | Gas | South | 1963 | 11 | 11 | 11 | 11 | 11 | 11 | 11 | 11 | 11 | 11
Rayburn 10 | RAYBURN_RAYBURG10 | Victoria | Gas | South | 2003 | 40 | 40 | 40 | 40 | 40 | 40 | 40 | 40 | 40 | 40
Rayburn 2 | RAYBURN_RAYBURG2 | Victoria | Gas | South | 1963 | 11 | 11 | 11 | 11 | 11 | 11 | 11 | 11 | 11 | 11
Rayburn 7 | RAYBURN_RAYBURG7 | Victoria | Gas | South | 2003 | 50 | 50 | 50 | 50 | 50 | 50 | 50 | 50 | 50 | 50
Rayburn 8 | RAYBURN_RAYBURG8 | Victoria | Gas | South | 2003 | 50 | 50 | 50 | 50 | 50 | 50 | 50 | 50 | 50 | 50
Rayburn 9 | RAYBURN_RAYBURG9 | Victoria | Gas | South | 2003 | 50 | 50 | 50 | 50 | 50 | 50 | 50 | 50 | 50 | 50
Rio Nogales 1 | RIONOG_CT1 | Guadalupe | Gas | South | 2002 | 154 | 154 | 154 | 154 | 154 | 154 | 154 | 154 | 154 | 154
Rio Nogales 2 | RIONOG_CT2 | Guadalupe | Gas | South | 2002 | 154 | 154 | 154 | 154 | 154 | 154 | 154 | 154 | 154 | 154
Rio Nogales 3 | RIONOG_CT3 | Guadalupe | Gas | South | 2002 | 154 | 154 | 154 | 154 | 154 | 154 | 154 | 154 | 154 | 154
Rio Nogales 4 | RIONOG_ST1 | Guadalupe | Gas | South | 2002 | 323 | 323 | 323 | 323 | 323 | 323 | 323 | 323 | 323 | 323
Sandhill Energy Center 5A | SANDHSYD_SH_5A | Travis | Gas | South | 2004 | 155 | 155 | 155 | 155 | 155 | 155 | 155 | 155 | 155 | 155
Sandhill Energy Center 5C | SANDHSYD_SH_5C | Travis | Gas | South | 2004 | 145 | 145 | 145 | 145 | 145 | 145 | 145 | 145 | 145 | 145
Sandhill Energy Center 1 | SANDHSYD_SH1 | Travis | Gas | South | 2001 | 45 | 45 | 45 | 45 | 45 | 45 | 45 | 45 | 45 | 45
Sandhill Energy Center 2 | SANDHSYD_SH2 | Travis | Gas | South | 2001 | 45 | 45 | 45 | 45 | 45 | 45 | 45 | 45 | 45 | 45
Sandhill Energy Center 3 | SANDHSYD_SH3 | Travis | Gas | South | 2001 | 45 | 45 | 45 | 45 | 45 | 45 | 45 | 45 | 45 | 45
Sandhill Energy Center 4 | SANDHSYD_SH4 | Travis | Gas | South | 2001 | 45 | 45 | 45 | 45 | 45 | 45 | 45 | 45 | 45 | 45
Sandhill Energy Center 6 | SANDHSYD_SH6 | Travis | Gas | South | 2010 | 45 | 45 | 45 | 45 | 45 | 45 | 45 | 45 | 45 | 45
Sandhill Energy Center 7 | SANDHSYD_SH7 | Travis | Gas | South | 2010 | 45 | 45 | 45 | 45 | 45 | 45 | 45 | 45 | 45 | 45
San Miguel 1 | SANMIGL_SANMIGG1 | Atascosa | Coal | South | 1982 | 391 | 391 | 391 | 391 | 391 | 391 | 391 | 391 | 391 | 391
Stryker Creek 1 | SCSES_UNIT1A | Cherokee | Gas | North | 1958 | 167 | 167 | 167 | 167 | 167 | 167 | 167 | 167 | 167 | 167
Stryker Creek 2 | SCSES_UNIT2 | Cherokee | Gas | North | 1965 | 502 | 502 | 502 | 502 | 502 | 502 | 502 | 502 | 502 | 502
Sandow 5 | SD5SES_UNIT5 | Milam | Coal | South | 2010 | 570 | 570 | 570 | 570 | 570 | 570 | 570 | 570 | 570 | 570
Silas Ray 10 | SILASRAY_SILAS_10 | Cameron | Gas | South | 2004 | 48 | 48 | 48 | 48 | 48 | 48 | 48 | 48 | 48 | 48
Silas Ray 6 | SILASRAY_SILAS_6 | Cameron | Gas | South | 1961 | 20 | 20 | 20 | 20 | 20 | 20 | 20 | 20 | 20 | 20
Silas Ray 9 | SILASRAY_SILAS_9 | Cameron | Gas | South | 1996 | 38 | 38 | 38 | 38 | 38 | 38 | 38 | 38 | 38 | 38
San Jacinto SES 1 | SJS_SJS_G1 | Harris | Gas | Houston | 1995 | 81 | 81 | 81 | 81 | 81 | 81 | 81 | 81 | 81 | 81
San Jacinto SES 2 | SJS_SJS_G2 | Harris | Gas | Houston | 1995 | 81 | 81 | 81 | 81 | 81 | 81 | 81 | 81 | 81 | 81
Spencer 4 | SPNCER_SPNCE_4 | Denton | Gas | North | 1966 | 61 | 61 | 61 | 61 | 61 | 61 | 61 | 61 | 61 | 61
Spencer 5 | SPNCER_SPNCE_5 | Denton | Gas | North | 1973 | 61 | 61 | 61 | 61 | 61 | 61 | 61 | 61 | 61 | 61
Sam Bertron 1 | SRB_SRB_G1 | Harris | Gas | Houston | 1958 | 118 | 118 | 118 | 118 | 118 | 118 | 118 | 118 | 118 | 118
Sam Bertron 2 | SRB_SRB_G2 | Harris | Gas | Houston | 1956 | 174 | 174 | 174 | 174 | 174 | 174 | 174 | 174 | 174 | 174
Sam Bertron 3 | SRB_SRB_G3 | Harris | Gas | Houston | 1959 | 230 | 230 | 230 | 230 | 230 | 230 | 230 | 230 | 230 | 230
Sam Bertron 4 | SRB_SRB_G4 | Harris | Gas | Houston | 1960 | 230 | 230 | 230 | 230 | 230 | 230 | 230 | 230 | 230 | 230
Sam Bertron T2 | SRB_SRBGT_2 | Harris | Gas | Houston | 1967 | 13 | 13 | 13 | 13 | 13 | 13 | 13 | 13 | 13 | 13
Greenville Engine Plant | STEAM_ENGINE_1 | Hunt | Gas | North | 2010 | 8.439 | 8.439 | 8.439 | 8.439 | 8.439 | 8.439 | 8.439 | 8.439 | 8.439 | 8.439
Greenville Engine Plant | STEAM_ENGINE_2 | Hunt | Gas | North | 2010 | 8.439 | 8.439 | 8.439 | 8.439 | 8.439 | 8.439 | 8.439 | 8.439 | 8.439 | 8.439
Greenville Engine Plant | STEAM_ENGINE_3 | Hunt | Gas | North | 2010 | 8.439 | 8.439 | 8.439 | 8.439 | 8.439 | 8.439 | 8.439 | 8.439 | 8.439 | 8.439
Powerlane Plant 2 | STEAM_STEAM_2 | Hunt | Gas | North | 1967 | 26 | 26 | 26 | 26 | 26 | 26 | 26 | 26 | 26 | 26
Powerlane Plant 3 | STEAM_STEAM_3 | Hunt | Gas | North | 1978 | 41 | 41 | 41 | 41 | 41 | 41 | 41 | 41 | 41 | 41
Powerlane Plant 1 | STEAM1A_STEAM_1 | Hunt | Gas | North | 2009 | 20 | 20 | 20 | 20 | 20 | 20 | 20 | 20 | 20 | 20
South Texas 1 | STP_STP_G1 | Matagorda | Nuclear | South | 1988 | 1375 | 1375 | 1375 | 1375 | 1375 | 1375 | 1375 | 1375 | 1375 | 1375
South Texas 2 | STP_STP_G2 | Matagorda | Nuclear | South | 1989 | 1375 | 1375 | 1375 | 1375 | 1375 | 1375 | 1375 | 1375 | 1375 | 1375
Johnson County GenFacility 1 | TEN_CT1 | Johnson | Gas | North | 1997 | 163 | 163 | 163 | 163 | 163 | 163 | 163 | 163 | 163 | 163
Johnson County GenFacility 2 | TEN_STG | Johnson | Gas | North | 1997 | 106 | 106 | 106 | 106 | 106 | 106 | 106 | 106 | 106 | 106
Texas Gulf Sulphur | TGF_TGFGT_1 | Wharton | Gas | Houston | 1985 | 70 | 70 | 70 | 70 | 70 | 70 | 70 | 70 | 70 | 70
T H Wharton G1 | THW_THWGT_1 | Harris | Gas | Houston | 1967 | 13 | 13 | 13 | 13 | 13 | 13 | 13 | 13 | 13 | 13
T H Wharton 31 | THW_THWGT31 | Harris | Gas | Houston | 1972 | 57 | 57 | 57 | 57 | 57 | 57 | 57 | 57 | 57 | 57
T H Wharton 32 | THW_THWGT32 | Harris | Gas | Houston | 1972 | 57 | 57 | 57 | 57 | 57 | 57 | 57 | 57 | 57 | 57
T H Wharton 33 | THW_THWGT33 | Harris | Gas | Houston | 1972 | 57 | 57 | 57 | 57 | 57 | 57 | 57 | 57 | 57 | 57
T H Wharton 34 | THW_THWGT34 | Harris | Gas | Houston | 1972 | 57 | 57 | 57 | 57 | 57 | 57 | 57 | 57 | 57 | 57
T H Wharton 41 | THW_THWGT41 | Harris | Gas | Houston | 1972 | 57 | 57 | 57 | 57 | 57 | 57 | 57 | 57 | 57 | 57
T H Wharton 42 | THW_THWGT42 | Harris | Gas | Houston | 1972 | 57 | 57 | 57 | 57 | 57 | 57 | 57 | 57 | 57 | 57
T H Wharton 43 | THW_THWGT43 | Harris | Gas | Houston | 1974 | 57 | 57 | 57 | 57 | 57 | 57 | 57 | 57 | 57 | 57
T H Wharton 44 | THW_THWGT44 | Harris | Gas | Houston | 1974 | 57 | 57 | 57 | 57 | 57 | 57 | 57 | 57 | 57 | 57
T H Wharton 51 | THW_THWGT51 | Harris | Gas | Houston | 1975 | 57 | 57 | 57 | 57 | 57 | 57 | 57 | 57 | 57 | 57
T H Wharton 52 | THW_THWGT52 | Harris | Gas | Houston | 1975 | 57 | 57 | 57 | 57 | 57 | 57 | 57 | 57 | 57 | 57
T H Wharton 53 | THW_THWGT53 | Harris | Gas | Houston | 1975 | 57 | 57 | 57 | 57 | 57 | 57 | 57 | 57 | 57 | 57
T H Wharton 54 | THW_THWGT54 | Harris | Gas | Houston | 1975 | 57 | 57 | 57 | 57 | 57 | 57 | 57 | 57 | 57 | 57
T H Wharton 55 | THW_THWGT55 | Harris | Gas | Houston | 1975 | 57 | 57 | 57 | 57 | 57 | 57 | 57 | 57 | 57 | 57
T H Wharton 56 | THW_THWGT56 | Harris | Gas | Houston | 1975 | 57 | 57 | 57 | 57 | 57 | 57 | 57 | 57 | 57 | 57
T H Wharton 3 | THW_THWST_3 | Harris | Gas | Houston | 1974 | 104 | 104 | 104 | 104 | 104 | 104 | 104 | 104 | 104 | 104
T H Wharton 4 | THW_THWST_4 | Harris | Gas | Houston | 1974 | 104 | 104 | 104 | 104 | 104 | 104 | 104 | 104 | 104 | 104
Twin Oaks 1 | TNP_ONE_TNP_O_1 | Robertson | Coal | North | 1990 | 156 | 156 | 156 | 156 | 156 | 156 | 156 | 156 | 156 | 156
Twin Oaks 2 | TNP_ONE_TNP_O_2 | Robertson | Coal | North | 1991 | 156 | 156 | 156 | 156 | 156 | 156 | 156 | 156 | 156 | 156
Paris Energy Center 1 | TNSKA_GT1 | Lamar | Gas | North | 1989 | 76 | 76 | 76 | 76 | 76 | 76 | 76 | 76 | 76 | 76
Paris Energy Center 2 | TNSKA_GT2 | Lamar | Gas | North | 1989 | 76 | 76 | 76 | 76 | 76 | 76 | 76 | 76 | 76 | 76
Paris Energy Center 3 | TNSKA_STG | Lamar | Gas | North | 1990 | 87 | 87 | 87 | 87 | 87 | 87 | 87 | 87 | 87 | 87
Trinidad 6 | TRSES_UNIT6 | Henderson | Gas | North | 1965 | 226 | 226 | 226 | 226 | 226 | 226 | 226 | 226 | 226 | 226
Texas City 1 | TXCTY_CTA | Galveston | Gas | Houston | 2000 | 99 | 99 | 99 | 99 | 99 | 99 | 99 | 99 | 99 | 99
Texas City 2 | TXCTY_CTB | Galveston | Gas | Houston | 2000 | 94 | 94 | 94 | 94 | 94 | 94 | 94 | 94 | 94 | 94
Texas City 3 | TXCTY_CTC | Galveston | Gas | Houston | 2000 | 94 | 94 | 94 | 94 | 94 | 94 | 94 | 94 | 94 | 94
Texas City 4 | TXCTY_ST | Galveston | Gas | Houston | 2000 | 123 | 123 | 123 | 123 | 123 | 123 | 123 | 123 | 123 | 123
Victoria Power Station 5 | VICTORIA_VICTORG5 | Victoria | Gas | South | 2009 | 125 | 125 | 125 | 125 | 125 | 125 | 125 | 125 | 125 | 125
Victoria Power Station 6 | VICTORIA_VICTORG6 | Victoria | Gas | South | 2009 | 160 | 160 | 160 | 160 | 160 | 160 | 160 | 160 | 160 | 160
W A Parish 1 | WAP_WAP_G1 | Ft. Bend | Gas | Houston | 1958 | 169 | 169 | 169 | 169 | 169 | 169 | 169 | 169 | 169 | 169
W A Parish 2 | WAP_WAP_G2 | Ft. Bend | Gas | Houston | 1958 | 169 | 169 | 169 | 169 | 169 | 169 | 169 | 169 | 169 | 169
W A Parish 3 | WAP_WAP_G3 | Ft. Bend | Gas | Houston | 1961 | 258 | 258 | 258 | 258 | 258 | 258 | 258 | 258 | 258 | 258
W A Parish 4 | WAP_WAP_G4 | Ft. Bend | Gas | Houston | 1968 | 552 | 552 | 552 | 552 | 552 | 552 | 552 | 552 | 552 | 552
W A Parish 5 | WAP_WAP_G5 | Ft. Bend | Coal | Houston | 1977 | 659 | 659 | 659 | 659 | 659 | 659 | 659 | 659 | 659 | 659
W A Parish 6 | WAP_WAP_G6 | Ft. Bend | Coal | Houston | 1978 | 658 | 658 | 658 | 658 | 658 | 658 | 658 | 658 | 658 | 658
W A Parish 7 | WAP_WAP_G7 | Ft. Bend | Coal | Houston | 1980 | 577 | 577 | 577 | 577 | 577 | 577 | 577 | 577 | 577 | 577
W A Parish 8 | WAP_WAP_G8 | Ft. Bend | Coal | Houston | 1982 | 610 | 610 | 610 | 610 | 610 | 610 | 610 | 610 | 610 | 610
W A Parish T1 | WAP_WAPGT_1 | Ft. Bend | Gas | Houston | 1967 | 13 | 13 | 13 | 13 | 13 | 13 | 13 | 13 | 13 | 13
Wise-Tractebel Power Proj. 1 | WCPP_CT1 | Wise | Gas | North | 2004 | 212 | 212 | 212 | 212 | 212 | 212 | 212 | 212 | 212 | 212
Wise-Tractebel Power Proj. 2 | WCPP_CT2 | Wise | Gas | North | 2004 | 212 | 212 | 212 | 212 | 212 | 212 | 212 | 212 | 212 | 212
Wise-Tractebel Power Proj. 3 | WCPP_ST1 | Wise | Gas | North | 2004 | 241 | 241 | 241 | 241 | 241 | 241 | 241 | 241 | 241 | 241
Wichita Falls 1 | WFCOGEN_UNIT1 | Wichita | Gas | West | 1987 | 20 | 20 | 20 | 20 | 20 | 20 | 20 | 20 | 20 | 20
Wichita Falls 2 | WFCOGEN_UNIT2 | Wichita | Gas | West | 1987 | 20 | 20 | 20 | 20 | 20 | 20 | 20 | 20 | 20 | 20
Wichita Falls 3 | WFCOGEN_UNIT3 | Wichita | Gas | West | 1987 | 20 | 20 | 20 | 20 | 20 | 20 | 20 | 20 | 20 | 20
Wichita Falls 4 | WFCOGEN_UNIT4 | Wichita | Gas | West | 1987 | 17 | 17 | 17 | 17 | 17 | 17 | 17 | 17 | 17 | 17
Wolf Hollow Power Proj. 1 | WHCCS_CT1 | Hood | Gas | North | 2002 | 212.5 | 212.5 | 212.5 | 212.5 | 212.5 | 212.5 | 212.5 | 212.5 | 212.5 | 212.5
Wolf Hollow Power Proj. 2 | WHCCS_CT2 | Hood | Gas | North | 2002 | 212.5 | 212.5 | 212.5 | 212.5 | 212.5 | 212.5 | 212.5 | 212.5 | 212.5 | 212.5
Wolf Hollow Power Proj. 3 | WHCCS_STG | Hood | Gas | North | 2002 | 280 | 280 | 280 | 280 | 280 | 280 | 280 | 280 | 280 | 280
Winchester Power Park 1 | WIPOPA_WPP_G1 | Fayette | Gas | South | 2010 | 44.75 | 44.75 | 44.75 | 44.75 | 44.75 | 44.75 | 44.75 | 44.75 | 44.75 | 44.75
Winchester Power Park 2 | WIPOPA_WPP_G2 | Fayette | Gas | South | 2010 | 44.75 | 44.75 | 44.75 | 44.75 | 44.75 | 44.75 | 44.75 | 44.75 | 44.75 | 44.75
Winchester Power Park 3 | WIPOPA_WPP_G3 | Fayette | Gas | South | 2010 | 44.75 | 44.75 | 44.75 | 44.75 | 44.75 | 44.75 | 44.75 | 44.75 | 44.75 | 44.75
Winchester Power Park 4 | WIPOPA_WPP_G4 | Fayette | Gas | South | 2010 | 44.75 | 44.75 | 44.75 | 44.75 | 44.75 | 44.75 | 44.75 | 44.75 | 44.75 | 44.75
Granite Shoals 1 | WIRTZ_WIRTZ_G1 | Burnet | Hydro | South | 1951 | 30 | 30 | 30 | 30 | 30 | 30 | 30 | 30 | 30 | 30
Granite Shoals 2 | WIRTZ_WIRTZ_G2 | Burnet | Hydro | South | 1951 | 30 | 30 | 30 | 30 | 30 | 30 | 30 | 30 | 30 | 30
Whitney 1 | WND_WHITNEY1 | Bosque | Hydro | North | 1953 | 15 | 15 | 15 | 15 | 15 | 15 | 15 | 15 | 15 | 15
Whitney 2 | WND_WHITNEY2 | Bosque | Hydro | North | 1953 | 15 | 15 | 15 | 15 | 15 | 15 | 15 | 15 | 15 | 15
Jack County GenFacility 2 | JCKCNTY2_CT3 | Jack | Gas | North | 2005 | 142 | 142 | 142 | 142 | 142 | 142 | 142 | 142 | 142 | 142
Jack County GenFacility 2 | JCKCNTY2_CT4 | Jack | Gas | North | 2005 | 142 | 142 | 142 | 142 | 142 | 142 | 142 | 142 | 142 | 142
Jack County GenFacility 2 | JCKCNTY2_ST2 | Jack | Gas | North | 2005 | 281 | 281 | 281 | 281 | 281 | 281 | 281 | 281 | 281 | 281
Webberville | WEBBER_S_WSP1 | Travis | Solar | South | 2011 | 28.5 | 28.5 | 28.5 | 28.5 | 28.5 | 28.5 | 28.5 | 28.5 | 28.5 | 28.5
Big Spring | CARBN_BSP_1 | Howard | Gas | West | 2006 | 17.5 | 17.5 | 17.5 | 17.5 | 17.5 | 17.5 | 17.5 | 17.5 | 17.5 | 17.5
McKinney Landfill | DG_MKNSW_2UNITS | Collin | Biomass | North | 2011 | 3.2 | 3.2 | 3.2 | 3.2 | 3.2 | 3.2 | 3.2 | 3.2 | 3.2 | 3.2
Somerset 1 | DG_SOME1_1UNIT | Bexar | Solar | South | 2012 | 5.61 | 5.61 | 5.61 | 5.61 | 5.61 | 5.61 | 5.61 | 5.61 | 5.61 | 5.61
Somerset 2 | DG_SOME2_1UNIT | Bexar | Solar | South | 2012 | 4.95 | 4.95 | 4.95 | 4.95 | 4.95 | 4.95 | 4.95 | 4.95 | 4.95 | 4.95
Sunedison Rabel Road | DG_VALL1_1UNIT | Bexar | Solar | South | 2012 | 9.9 | 9.9 | 9.9 | 9.9 | 9.9 | 9.9 | 9.9 | 9.9 | 9.9 | 9.9
Sunedison Valley Road | DG_VALL2_1UNIT | Bexar | Solar | South | 2012 | 9.9 | 9.9 | 9.9 | 9.9 | 9.9 | 9.9 | 9.9 | 9.9 | 9.9 | 9.9
Canyon | CANYHY_CANYHYG1 | Comal | HY | South | 1989 | 6 | 6 | 6 | 6 | 6 | 6 | 6 | 6 | 6 | 6
Eagle Pass Hydro | EAGLE_HY_EAGLE_HY1 | Maverick | HY | South | 1932 | 9.6 | 9.6 | 9.6 | 9.6 | 9.6 | 9.6 | 9.6 | 9.6 | 9.6 | 9.6
Lakewood Tap | DG_LKWDT_2UNITS | Gonzales | HY | South | 1931 | 4.8 | 4.8 | 4.8 | 4.8 | 4.8 | 4.8 | 4.8 | 4.8 | 4.8 | 4.8
Lewisville | DG_LWSVL_1UNIT | Denton | HY | North | 1991 | 2.2 | 2.2 | 2.2 | 2.2 | 2.2 | 2.2 | 2.2 | 2.2 | 2.2 | 2.2
McQueeney | DG_MCQUE_5UNITS | Guadalupe | HY | South | 1928 | 7.68 | 7.68 | 7.68 | 7.68 | 7.68 | 7.68 | 7.68 | 7.68 | 7.68 | 7.68
Schumansville | DG_SCHUM_2UNITS | Guadalupe | HY | South | 1928 | 3.6 | 3.6 | 3.6 | 3.6 | 3.6 | 3.6 | 3.6 | 3.6 | 3.6 | 3.6
Alvin | AV_DG1 | Galveston | Biomass | Houston | 2002 | 6.7 | 6.7 | 6.7 | 6.7 | 6.7 | 6.7 | 6.7 | 6.7 | 6.7 | 6.7
Austin Landfill Gas | DG_SPRIN_4UNITS | Travis | Biomass | South | 2007 | 6.4 | 6.4 | 6.4 | 6.4 | 6.4 | 6.4 | 6.4 | 6.4 | 6.4 | 6.4
Covel Gardens Power Station | DG_MEDIN_1UNIT | Bexar | Biomass | South | 2005 | 9.6 | 9.6 | 9.6 | 9.6 | 9.6 | 9.6 | 9.6 | 9.6 | 9.6 | 9.6
DFW Gas Recovery | DG_BIO2_4UNITS | Denton | Biomass | North | 2009 | 6.4 | 6.4 | 6.4 | 6.4 | 6.4 | 6.4 | 6.4 | 6.4 | 6.4 | 6.4
DG_Bioenergy Partners | DG_BIOE_2UNITS | Denton | Biomass | North | 1988 | 6.2 | 6.2 | 6.2 | 6.2 | 6.2 | 6.2 | 6.2 | 6.2 | 6.2 | 6.2
Humble | HB_DG1 | Harris | Biomass | Houston | 2002 | 10 | 10 | 10 | 10 | 10 | 10 | 10 | 10 | 10 | 10
Liberty | LB_DG1 | Harris | Biomass | Houston | 2002 | 3.872 | 3.872 | 3.872 | 3.872 | 3.872 | 3.872 | 3.872 | 3.872 | 3.872 | 3.872
Mesquite Creek Energy | DG_FREIH_2UNITS | Comal | Biomass | South | 2010 | 3.2 | 3.2 | 3.2 | 3.2 | 3.2 | 3.2 | 3.2 | 3.2 | 3.2 | 3.2
Skyline Landfill Energy | DG_FERIS_4UNITS | Dallas | Biomass | North | 2007 | 6.4 | 6.4 | 6.4 | 6.4 | 6.4 | 6.4 | 6.4 | 6.4 | 6.4 | 6.4
Trinity Bay | TRN_DG1 | Chambers | Biomass | Houston | 2002 | 3.872 | 3.872 | 3.872 | 3.872 | 3.872 | 3.872 | 3.872 | 3.872 | 3.872 | 3.872
Walzem Road | DG_WALZE_4UNITS | Bexar | Biomass | South | 2002 | 9.78 | 9.78 | 9.78 | 9.78 | 9.78 | 9.78 | 9.78 | 9.78 | 9.78 | 9.78
Westside | DG_WSTHL_3UNITS | Parker | Biomass | North | 2010 | 4.8 | 4.8 | 4.8 | 4.8 | 4.8 | 4.8 | 4.8 | 4.8 | 4.8 | 4.8
FW Region Gen Facility | DG_RDLML_1UNIT | Tarrant | Biomass | North | 2006 | 1.6 | 1.6 | 1.6 | 1.6 | 1.6 | 1.6 | 1.6 | 1.6 | 1.6 | 1.6
Trinity Oaks LFG | DG_KLBRG_1UNIT | Dallas | Biomass | North | 2009 | 3.2 | 3.2 | 3.2 | 3.2 | 3.2 | 3.2 | 3.2 | 3.2 | 3.2 | 3.2
Kmaybto | DG_KMASB_1UNIT | Wichita | Other | North | 2011 | 0.125 | 0.125 | 0.125 | 0.125 | 0.125 | 0.125 | 0.125 | 0.125 | 0.125 | 0.125
Blue Wing 1 | DG_BROOK_1UNIT | Bexar | Solar | South | 2010 | 7.56 | 7.56 | 7.56 | 7.56 | 7.56 | 7.56 | 7.56 | 7.56 | 7.56 | 7.56
Blue Wing 2 | DG_ELMEN_1UNIT | Bexar | Solar | South | 2010 | 7.3 | 7.3 | 7.3 | 7.3 | 7.3 | 7.3 | 7.3 | 7.3 | 7.3 | 7.3
Operational | [5 empty] | 65382.266 | 65382.266 | 65382.266 | 65382.266 | 65382.266 | 65382.266 | 64537.266 | 64537.266 | 64537.266 | 64537.266
Generation from Private Use Networks | [5 empty] | 4390 | 4390 | 4390 | 4390 | 4390 | 4390 | 4390 | 4390 | 4390 | 4390
RMR | [5 empty] | 0 | 0 | 0 | 0 | 0 | 0 | 0 | 0 | 0 | 0
Eagle Pass | DC Tie | Maverick | Other | South |  | 36 | 36 | 36 | 36 | 36 | 36 | 36 | 36 | 36 | 36
East | DC Tie | Fannin | Other | North |  | 600 | 600 | 600 | 600 | 600 | 600 | 600 | 600 | 600 | 600
Laredo VFT | DC Tie | Webb | Other | South |  | 100 | 100 | 100 | 100 | 100 | 100 | 100 | 100 | 100 | 100
North | DC Tie | Wilbarger | Other | West |  | 220 | 220 | 220 | 220 | 220 | 220 | 220 | 220 | 220 | 220
Sharyland | DC Tie | Hidalgo | Other | South |  | 150 | 150 | 150 | 150 | 150 | 150 | 150 | 150 | 150 | 150
DC-Ties | [5 empty] | 1106 | 1106 | 1106 | 1106 | 1106 | 1106 | 1106 | 1106 | 1106 | 1106
Kiamichi Energy Facility 1CT101 | KMCHI_1CT101 | Fannin | Gas | North | 2003 | 153 | 153 | 153 | 153 | 153 | 153 | 153 | 153 | 153 | 153
Kiamichi Energy Facility 1CT201 | KMCHI_1CT201 | Fannin | Gas | North | 2003 | 155 | 155 | 155 | 155 | 155 | 155 | 155 | 155 | 155 | 155
Kiamichi Energy Facility 1ST | KMCHI_1ST | Fannin | Gas | North | 2003 | 315 | 315 | 315 | 315 | 315 | 315 | 315 | 315 | 315 | 315
Kiamichi Energy Facility 2CT101 | KMCHI_2CT101 | Fannin | Gas | North | 2003 | 153 | 153 | 153 | 153 | 153 | 153 | 153 | 153 | 153 | 153
Kiamichi Energy Facility 2CT201 | KMCHI_2CT201 | Fannin | Gas | North | 2003 | 155 | 155 | 155 | 155 | 155 | 155 | 155 | 155 | 155 | 155
Kiamichi Energy Facility 2ST | KMCHI_2ST | Fannin | Gas | North | 2003 | 315 | 315 | 315 | 315 | 315 | 315 | 315 | 315 | 315 | 315
Tenaska-Frontier 1 | FTR_FTR_G1 | Grimes | Gas | North | 2000 | 160 | 160 | 160 | 160 | 160 | 160 | 160 | 160 | 160 | 160
Tenaska-Frontier 2 | FTR_FTR_G2 | Grimes | Gas | North | 2000 | 160 | 160 | 160 | 160 | 160 | 160 | 160 | 160 | 160 | 160
Tenaska-Frontier 3 | FTR_FTR_G3 | Grimes | Gas | North | 2000 | 160 | 160 | 160 | 160 | 160 | 160 | 160 | 160 | 160 | 160
Tenaska-Frontier 4 | FTR_FTR_G4 | Grimes | Gas | North | 2000 | 390 | 390 | 390 | 390 | 390 | 390 | 390 | 390 | 390 | 390
Tenaska-Gateway 1 | TGCCS_CT1 | Rusk | Gas | North | 2001 | 156 | 156 | 156 | 156 | 156 | 156 | 156 | 156 | 156 | 156
Tenaska-Gateway 2 | TGCCS_CT2 | Rusk | Gas | North | 2001 | 135 | 135 | 135 | 135 | 135 | 135 | 135 | 135 | 135 | 135
Tenaska-Gateway 3 | TGCCS_CT3 | Rusk | Gas | North | 2001 | 153 | 153 | 153 | 153 | 153 | 153 | 153 | 153 | 153 | 153
Tenaska-Gateway 4 | TGCCS_UNIT4 | Rusk | Gas | North | 2001 | 402 | 402 | 402 | 402 | 402 | 402 | 402 | 402 | 402 | 402
Switchable Resources | [5 empty] | 2962 | 2962 | 2962 | 2962 | 2962 | 2962 | 2962 | 2962 | 2962 | 2962
Green Mountain Energy 1 | BRAZ_WND_WND1 | Scurry | Wind | West | 2003 | 99 | 99 | 99 | 99 | 99 | 99 | 99 | 99 | 99 | 99
Green Mountain Energy 2 | BRAZ_WND_WND2 | Scurry | Wind | West | 2003 | 61 | 61 | 61 | 61 | 61 | 61 | 61 | 61 | 61 | 61
Barton Chapel Wind | BRTSW_BCW1 | Jack | Wind | North | 2007 | 120 | 120 | 120 | 120 | 120 | 120 | 120 | 120 | 120 | 120
Buffalo Gap Wind Farm 1 | BUFF_GAP_UNIT1 | Taylor | Wind | West | 2006 | 121 | 121 | 121 | 121 | 121 | 121 | 121 | 121 | 121 | 121
Buffalo Gap Wind Farm 2 | BUFF_GAP_UNIT2 | Taylor | Wind | West | 2007 | 232.5 | 232.5 | 232.5 | 232.5 | 232.5 | 232.5 | 232.5 | 232.5 | 232.5 | 232.5
Buffalo Gap Wind Farm 3 | BUFF_GAP_UNIT3 | Taylor | Wind | West | 2008 | 170 | 170 | 170 | 170 | 170 | 170 | 170 | 170 | 170 | 170
Bull Creek Wind Plant | BULLCRK_WND1 | Borden | Wind | West | 2009 | 88 | 88 | 88 | 88 | 88 | 88 | 88 | 88 | 88 | 88
Bull Creek Wind Plant | BULLCRK_WND2 | Borden | Wind | West | 2009 | 90 | 90 | 90 | 90 | 90 | 90 | 90 | 90 | 90 | 90
Capricorn Ridge Wind 4 | CAPRIDG4_CR4 | Sterling | Wind | West | 2008 | 113 | 113 | 113 | 113 | 113 | 113 | 113 | 113 | 113 | 113
Capricorn Ridge Wind 1 | CAPRIDGE_CR1 | Sterling | Wind | West | 2007 | 215 | 215 | 215 | 215 | 215 | 215 | 215 | 215 | 215 | 215
Capricorn Ridge Wind 3 | CAPRIDGE_CR2 | Sterling | Wind | West | 2007 | 150 | 150 | 150 | 150 | 150 | 150 | 150 | 150 | 150 | 150
Capricorn Ridge Wind 2 | CAPRIDGE_CR3 | Sterling | Wind | West | 2008 | 186 | 186 | 186 | 186 | 186 | 186 | 186 | 186 | 186 | 186
Cedro Hill Wind | CEDROHIL_CHW1 | Webb | Wind | South | 2010 | 150 | 150 | 150 | 150 | 150 | 150 | 150 | 150 | 150 | 150
Champion Wind Farm | CHAMPION_UNIT1 | Nolan | Wind | West | 2008 | 127 | 127 | 127 | 127 | 127 | 127 | 127 | 127 | 127 | 127
Papalote Creek Wind | COTTON_PAP2 | San Patricio | Wind | South | 2010 | 200 | 200 | 200 | 200 | 200 | 200 | 200 | 200 | 200 | 200
Camp Springs 1 | CSEC_CSECG1 | Scurry | Wind | West | 2007 | 134 | 134 | 134 | 134 | 134 | 134 | 134 | 134 | 134 | 134
Camp Springs 2 | CSEC_CSECG2 | Scurry | Wind | West | 2007 | 124 | 124 | 124 | 124 | 124 | 124 | 124 | 124 | 124 | 124
TSTC West Texas Wind | DG_ROSC2_1UNIT | Nolan | Wind | West | 2008 | 2 | 2 | 2 | 2 | 2 | 2 | 2 | 2 | 2 | 2
Wolfe Flats | DG_TURL_UNIT1 | Hall | Wind | West | 2007 | bar: 2013 to 2022
Elbow Creek Wind Project | ELB_ELBCREEK | Howard | Wind | West | 2008 | 119 | 119 | 119 | 119 | 119 | 119 | 119 | 119 | 119 | 119
Snyder Wind Farm | ENAS_ENA1 | Scurry | Wind | West | 2007 | 63 | 63 | 63 | 63 | 63 | 63 | 63 | 63 | 63 | 63
Silver Star | FLTCK_SSI | Eastland | Wind | North | 2008 | 60 | 60 | 60 | 60 | 60 | 60 | 60 | 60 | 60 | 60
Goat Wind 2 | GOAT_GOATWIN2 | Sterling | Wind | West | 2010 | 70 | 70 | 70 | 70 | 70 | 70 | 70 | 70 | 70 | 70
Goat Wind | GOAT_GOATWIND | Sterling | Wind | West | 2008 | 80 | 80 | 80 | 80 | 80 | 80 | 80 | 80 | 80 | 80
Horse Hollow Wind Callahan | HHGT_CALLAHAN | Kendall | Wind | South | 2009 | 114 | 114 | 114 | 114 | 114 | 114 | 114 | 114 | 114 | 114
Horse Hollow Wind 1 | HHGT_HHOLLOW1 | Kendall | Wind | South | 2009 | 213 | 213 | 213 | 213 | 213 | 213 | 213 | 213 | 213 | 213
Horse Hollow Wind 2 | HHGT_HHOLLOW2 | Kendall | Wind | South | 2009 | 184 | 184 | 184 | 184 | 184 | 184 | 184 | 184 | 184 | 184
Horse Hollow Wind 3 | HHGT_HHOLLOW3 | Kendall | Wind | South | 2009 | 224 | 224 | 224 | 224 | 224 | 224 | 224 | 224 | 224 | 224
Horse Hollow Wind 4 | HHGT_HHOLLOW4 | Kendall | Wind | South | 2009 | 115 | 115 | 115 | 115 | 115 | 115 | 115 | 115 | 115 | 115
Callahan Wind | CALLAHAN_WND1 | Callahan | Wind | West | 2004 | 0 | 0 | 0 | 0 | 0 | 0 | 0 | 0 | 0 | 0
Horse Hollow Wind 1 | H_HOLLOW_WND1 | Taylor | Wind | West | 2005 | 0 | 0 | 0 | 0 | 0 | 0 | 0 | 0 | 0 | 0
Horse Hollow Wind 2 | HHOLLOW2_WIND1 | Taylor | Wind | West | 2006 | 0 | 0 | 0 | 0 | 0 | 0 | 0 | 0 | 0 | 0
Horse Hollow Wind 3 | HHOLLOW3_WND_1 | Taylor | Wind | West | 2006 | 0 | 0 | 0 | 0 | 0 | 0 | 0 | 0 | 0 | 0
Horse Hollow Wind 4 | HHOLLOW4_WND1 | Taylor | Wind | West | 2006 | 0 | 0 | 0 | 0 | 0 | 0 | 0 | 0 | 0 | 0
Hackberry Wind Farm | HWF_HWFG1 | Shackelford | Wind | West | 2008 | 162 | 162 | 162 | 162 | 162 | 162 | 162 | 162 | 162 | 162
Inadale Wind | INDL_INADALE1 | Nolan | Wind | West | 2008 | 197 | 197 | 197 | 197 | 197 | 197 | 197 | 197 | 197 | 197
Desert Sky Wind Farm 1 | INDNENR_INDNENR | Pecos | Wind | West | 2002 | 84 | 84 | 84 | 84 | 84 | 84 | 84 | 84 | 84 | 84
Desert Sky Wind Farm 2 | INDNENR_INDNENR_2 | Pecos | Wind | West | 2002 | 77 | 77 | 77 | 77 | 77 | 77 | 77 | 77 | 77 | 77
Indian Mesa Wind Farm | INDNNWP_INDNNWP | Pecos | Wind | West | 2001 | 83 | 83 | 83 | 83 | 83 | 83 | 83 | 83 | 83 | 83
Sherbino I | KEO_KEO_SM1 | Pecos | Wind | West | 2008 | 150 | 150 | 150 | 150 | 150 | 150 | 150 | 150 | 150 | 150
King Mountain NE | KING_NE_KINGNE | Upton | Wind | West | 2001 | 79 | 79 | 79 | 79 | 79 | 79 | 79 | 79 | 79 | 79
King Mountain NW | KING_NW_KINGNW | Upton | Wind | West | 2001 | 79 | 79 | 79 | 79 | 79 | 79 | 79 | 79 | 79 | 79
King Mountain SE | KING_SE_KINGSE | Upton | Wind | West | 2001 | 40 | 40 | 40 | 40 | 40 | 40 | 40 | 40 | 40 | 40
King Mountain SW | KING_SW_KINGSW | Upton | Wind | West | 2001 | 79 | 79 | 79 | 79 | 79 | 79 | 79 | 79 | 79 | 79
Kunitz Wind | KUNITZ_WIND_LGE | Culberson | Wind | West | 1995 | 40 | 40 | 40 | 40 | 40 | 40 | 40 | 40 | 40 | 40
Delaware Mountain Wind Farm | KUNITZ_WIND_NWP | Culberson | Wind | West | 2010 | 30 | 30 | 30 | 30 | 30 | 30 | 30 | 30 | 30 | 30
Langford Wind Power | LGD_LANGFORD | Tom Green | Wind | West | 2009 | 155 | 155 | 155 | 155 | 155 | 155 | 155 | 155 | 155 | 155
Mesquite Wind | LNCRK_G83 | Shackelford | Wind | West | 2006 | 200 | 200 | 200 | 200 | 200 | 200 | 200 | 200 | 200 | 200
Post Oak Wind 1 | LNCRK2_G871 | Shackelford | Wind | West | 2007 | 100 | 100 | 100 | 100 | 100 | 100 | 100 | 100 | 100 | 100
Post Oak Wind 2 | LNCRK2_G872 | Shackelford | Wind | West | 2007 | 100 | 100 | 100 | 100 | 100 | 100 | 100 | 100 | 100 | 100
Loraine Windpark I | LONEWOLF_G1 | Mitchell | Wind | West | 2009 | 50 | 50 | 50 | 50 | 50 | 50 | 50 | 50 | 50 | 50
Loraine Windpark II | LONEWOLF_G2 | Mitchell | Wind | West | 2009 | 51 | 51 | 51 | 51 | 51 | 51 | 51 | 51 | 51 | 51
Loraine Windpark III | LONEWOLF_G3 | Mitchell | Wind | West | 2011 | 26 | 26 | 26 | 26 | 26 | 26 | 26 | 26 | 26 | 26
Loraine Windpark IV | LONEWOLF_G4 | Mitchell | Wind | West | 2011 | 24 | 24 | 24 | 24 | 24 | 24 | 24 | 24 | 24 | 24
Forest Creek Wind Farm | MCDLD_FCW1 | Glasscock | Wind | West | 2007 | 124 | 124 | 124 | 124 | 124 | 124 | 124 | 124 | 124 | 124
Sand Bluff Wind Farm | MCDLD_SBW1 | Glasscock | Wind | West | 2008 | 90 | 90 | 90 | 90 | 90 | 90 | 90 | 90 | 90 | 90
McAdoo Wind Farm | MWEC_G1 | Dickens | Wind | West | 2008 | 150 | 150 | 150 | 150 | 150 | 150 | 150 | 150 | 150 | 150
Notrees-1 | NWF_NWF1 | Winkler | Wind | West | 2009 | 153 | 153 | 153 | 153 | 153 | 153 | 153 | 153 | 153 | 153
Ocotillo Wind Farm | OWF_OWF | Howard | Wind | West | 2008 | 60 | 60 | 60 | 60 | 60 | 60 | 60 | 60 | 60 | 60
Papalote Creek Wind Farm | PAP1_PAP1 | San Patricio | Wind | South | 2009 | 180 | 180 | 180 | 180 | 180 | 180 | 180 | 180 | 180 | 180
Panther Creek 1 | PC_NORTH_PANTHER1 | Howard | Wind | West | 2008 | 143 | 143 | 143 | 143 | 143 | 143 | 143 | 143 | 143 | 143
Panther Creek 2 | PC_SOUTH_PANTHER2 | Howard | Wind | West | 2008 | 116 | 116 | 116 | 116 | 116 | 116 | 116 | 116 | 116 | 116
Panther Creek 3 | PC_SOUTH_PANTHER3 | Howard | Wind | West | 2009 | 200 | 200 | 200 | 200 | 200 | 200 | 200 | 200 | 200 | 200
Penascal Wind | PENA_UNIT1 | Kenedy | Wind | South | 2009 | 161 | 161 | 161 | 161 | 161 | 161 | 161 | 161 | 161 | 161
Penascal Wind | PENA_UNIT2 | Kenedy | Wind | South | 2009 | 142 | 142 | 142 | 142 | 142 | 142 | 142 | 142 | 142 | 142
Penascal Wind | PENA_UNIT3 | Kenedy | Wind | South | 2010 | 101 | 101 | 101 | 101 | 101 | 101 | 101 | 101 | 101 | 101
Pyron Wind Farm | PYR_PYRON1 | Scurry | Wind | West | 2008 | 249 | 249 | 249 | 249 | 249 | 249 | 249 | 249 | 249 | 249
Red Canyon | RDCANYON_RDCNY1 | Borden | Wind | West | 2006 | 84 | 84 | 84 | 84 | 84 | 84 | 84 | 84 | 84 | 84
Texas Big Spring | SGMTN_SIGNALMT | Howard | Wind | West | 1999 | 34 | 34 | 34 | 34 | 34 | 34 | 34 | 34 | 34 | 34
South Trent Wind Farm | STWF_T1 | Nolan | Wind | West | 2008 | 101 | 101 | 101 | 101 | 101 | 101 | 101 | 101 | 101 | 101
West Texas Wind Energy | SW_MESA_SW_MESA | Upton | Wind | West | 1999 | 74 | 74 | 74 | 74 | 74 | 74 | 74 | 74 | 74 | 74
Stanton Wind Energy | SWEC_G1 | Martin | Wind | West | 2008 | 124 | 124 | 124 | 124 | 124 | 124 | 124 | 124 | 124 | 124
Sweetwater Wind 3 | SWEETWN2_WND2 | Nolan | Wind | West | 2004 | 98 | 98 | 98 | 98 | 98 | 98 | 98 | 98 | 98 | 98
Sweetwater Wind 2 | SWEETWN2_WND24 | Nolan | Wind | West | 2006 | 16 | 16 | 16 | 16 | 16 | 16 | 16 | 16 | 16 | 16
Sweetwater Wind 4 | SWEETWN3_WND3 | Nolan | Wind | West | 2005 | 130 | 130 | 130 | 130 | 130 | 130 | 130 | 130 | 130 | 130
Sweetwater Wind 7 | SWEETWN4_WND4A | Nolan | Wind | West | 2007 | 118 | 118 | 118 | 118 | 118 | 118 | 118 | 118 | 118 | 118
Sweetwater Wind 6 | SWEETWN4_WND4B | Nolan | Wind | West | 2007 | 104 | 104 | 104 | 104 | 104 | 104 | 104 | 104 | 104 | 104
Sweetwater Wind 5 | SWEETWN4_WND5 | Nolan | Wind | West | 2007 | 79 | 79 | 79 | 79 | 79 | 79 | 79 | 79 | 79 | 79
Sweetwater Wind 1 | SWEETWND_WND1 | Nolan | Wind | West | 2003 | 37 | 37 | 37 | 37 | 37 | 37 | 37 | 37 | 37 | 37
Gulf Wind I | TGW_T1 | Kenedy | Wind | South | 2010 | 142 | 142 | 142 | 142 | 142 | 142 | 142 | 142 | 142 | 142
Gulf Wind II | TGW_T2 | Kenedy | Wind | South | 2010 | 142 | 142 | 142 | 142 | 142 | 142 | 142 | 142 | 142 | 142
Roscoe Wind Farm | TKWSW1_ROSCOE | Nolan | Wind | West | 2008 | 209 | 209 | 209 | 209 | 209 | 209 | 209 | 209 | 209 | 209
Trent Wind Farm | TRENT_TRENT | Nolan | Wind | West | 2001 | 151 | 151 | 151 | 151 | 151 | 151 | 151 | 151 | 151 | 151
Turkey Track Wind Energy Center | TTWEC_G1 | Nolan | Wind | West | 2008 | 170 | 170 | 170 | 170 | 170 | 170 | 170 | 170 | 170 | 170
Whirlwind Energy | WEC_WECG1 | Floyd | Wind | West | 2007 | 57 | 57 | 57 | 57 | 57 | 57 | 57 | 57 | 57 | 57
Wolfe Ridge | WHTTAIL_WR1 | Cooke | Wind | North | 2008 | 113 | 113 | 113 | 113 | 113 | 113 | 113 | 113 | 113 | 113
Pecos Wind (Woodward 1) | WOODWRD1_WOODWRD1 | Pecos | Wind | West | 2001 | 83 | 83 | 83 | 83 | 83 | 83 | 83 | 83 | 83 | 83
Pecos Wind (Woodward 2) | WOODWRD2_WOODWRD2 | Pecos | Wind | West | 2001 | 77 | 77 | 77 | 77 | 77 | 77 | 77 | 77 | 77 | 77
Harbor Wind | DG_NUECE_6UNITS | Nueces | Wind | South | 2012 | 9 | 9 | 9 | 9 | 9 | 9 | 9 | 9 | 9 | 9
Sherbino 2 | KEO_SHRBINO2 | Pecos | Wind | West | 2012 | 150 | 150 | 150 | 150 | 150 | 150 | 150 | 150 | 150 | 150
Trinity Hills | TRINITY_TH1_BUS1 | Young | Wind | North | 2012 | 118 | 118 | 118 | 118 | 118 | 118 | 118 | 118 | 118 | 118
Trinity Hills | TRINITY_TH1_BUS2 | Young | Wind | North | 2012 | 108 | 108 | 108 | 108 | 108 | 108 | 108 | 108 | 108 | 108
Magic Valley Wind | REDFISH_MV1A | Willacy | Wind | South | 2012 | 103 | 103 | 103 | 103 | 103 | 103 | 103 | 103 | 103 | 103
Magic Valley Wind | REDFISH_MV1B | Willacy | Wind | South | 2012 | 103 | 103 | 103 | 103 | 103 | 103 | 103 | 103 | 103 | 103
WIND | [5 empty] | 10034.5 | 10034.5 | 10034.5 | 10034.5 | 10034.5 | 10034.5 | 10034.5 | 10034.5 | 10034.5 | 10034.5
Atkins 3 | ATKINS_ATKINSG3 | Brazos | Gas | North | 1954 | 12 | 12 | 12 | 12 | 12 | 12 | 12 | 12 | 12 | 12
Atkins 4 | ATKINS_ATKINSG4 | Brazos | Gas | North | 1958 | 22 | 22 | 22 | 22 | 22 | 22 | 22 | 22 | 22 | 22
Atkins 5 | ATKINS_ATKINSG5 | Brazos | Gas | North | 1965 | 25 | 25 | 25 | 25 | 25 | 25 | 25 | 25 | 25 | 25
Atkins 6 | ATKINS_ATKINSG6 | Brazos | Gas | North | 1969 | 50 | 50 | 50 | 50 | 50 | 50 | 50 | 50 | 50 | 50
Greens Bayou GT82 | GBY_GBYGT82 | Harris | Gas | Houston | 1976 | 58 | 58 | 58 | 58 | 58 | 58 | 58 | 58 | 58 | 58
Leon Creek 3 | LEON_CRK_LCP3G3 | Bexar | Gas | South | 1953 | 56 | 56 | 56 | 56 | 56 | 56 | 56 | 56 | 56 | 56
Leon Creek 4 | LEON_CRK_LCP4G4 | Bexar | Gas | South | 1959 | 88 | 88 | 88 | 88 | 88 | 88 | 88 | 88 | 88 | 88
North Texas 1 | NTX_NTX_1 | Parker | Gas | North | 1958 | 18 | 18 | 18 | 18 | 18 | 18 | 18 | 18 | 18 | 18
North Texas 2 | NTX_NTX_2 | Parker | Gas | North | 1958 | 18 | 18 | 18 | 18 | 18 | 18 | 18 | 18 | 18 | 18
North Texas 3 | NTX_NTX_3 | Parker | Gas | North | 1963 | 39 | 39 | 39 | 39 | 39 | 39 | 39 | 39 | 39 | 39
Permian Basin 6 | PBSES_UNIT6 | Ward | Gas | West | 2009 | 515 | 515 | 515 | 515 | 515 | 515 | 515 | 515 | 515 | 515
Silas Ray 5 | SILASRAY_SILAS_5 | Cameron | Gas | South | 1951 | 10 | 10 | 10 | 10 | 10 | 10 | 10 | 10 | 10 | 10
Valley 1 | VLSES_UNIT1 | Fannin | Gas | North | 1962 | 174 | 174 | 174 | 174 | 174 | 174 | 174 | 174 | 174 | 174
Valley 2 | VLSES_UNIT2 | Fannin | Gas | North | 1967 | 520 | 520 | 520 | 520 | 520 | 520 | 520 | 520 | 520 | 520
Valley 3 | VLSES_UNIT3 | Fannin | Gas | North | 1971 | 375 | 375 | 375 | 375 | 375 | 375 | 375 | 375 | 375 | 375
Mothballed Resources | [5 empty] | 1980 | 1980 | 1980 | 1980 | 1980 | 1980 | 1980 | 1980 | 1980 | 1980
RRE Austin Solar | 11INR0086 | Travis | Solar |  | 2012 | 60 | 60 | 60 | 60 | 60 | 60 | 60 | 60 | 60 | 60
Sandy Creek 1 | 09INR0001 | McLennan | Coal |  | 2013 | 925 | 925 | 925 | 925 | 925 | 925 | 925 | 925 | 925 | 925
Panda Sherman Power | 10INR0021 | Grayson | Gas |  | 2015 | 0 | 0 | 717 | 717 | 717 | 717 | 717 | 717 | 717 | 717
Panda Temple Power | 10INR0020a | Bell | Gas |  | 2015 | 0 | 0 | 780 | 780 | 780 | 780 | 780 | 780 | 780 | 780
Panda Temple Power | 10INR0020b | Bell | Gas |  | 2016 | 0 | 0 | 0 | 780 | 780 | 780 | 780 | 780 | 780 | 780
Pondera King Power Project | 10INR0022 | Harris | Gas |  | 2016 | 0 | 0 | 0 | 1380 | 1380 | 1380 | 1380 | 1380 | 1380 | 1380
Coleto Creek Unit 2 | 14INR0002 | Goliad | Coal |  | 2017 | 0 | 0 | 0 | 0 | 660 | 660 | 660 | 660 | 660 | 660
Las Brisas Energy Center | 12INR0016b | Nueces | Other |  | 2018 | 0 | 0 | 0 | 0 | 0 | 620 | 620 | 620 | 620 | 620
Las Brisas Energy Center | 12INR0016a | Nueces | Other |  | 2018 | 0 | 0 | 0 | 0 | 0 | 620 | 620 | 620 | 620 | 620
New Units with Signed IA and Air Permit | [5 empty] | 985 | 985 | 2482 | 4642 | 5302 | 6542 | 6542 | 6542 | 6542 | 6542
Senate Wind Project | 08INR0011 | Jack | Wind |  | 2012 | 150 | 150 | 150 | 150 | 150 | 150 | 150 | 150 | 150 | 150
Blue Summit Windfarm | 12INR0075 | Wilbarger | Wind |  | 2012 | 170 | 170 | 170 | 170 | 170 | 170 | 170 | 170 | 170 | 170
WKN Mozart | 09INR0061 | Kent | Wind |  | 2012 | 30 | 30 | 30 | 30 | 30 | 30 | 30 | 30 | 30 | 30
Whitetail Wind Energy Project | 11INR0091 | Webb | Wind |  | 2012 | 92 | 92 | 92 | 92 | 92 | 92 | 92 | 92 | 92 | 92
Baker Ranch | 10INR0023 | Haskell | Wind |  | 2012 | 400 | 400 | 400 | 400 | 400 | 400 | 400 | 400 | 400 | 400
Anacacho Windfarm | 12INR0072 | Kinney | Wind |  | 2012 | 100 | 100 | 100 | 100 | 100 | 100 | 100 | 100 | 100 | 100
Los Vientos | 11INR0033 | Cameron | Wind |  | 2012 | 400 | 400 | 400 | 400 | 400 | 400 | 400 | 400 | 400 | 400
Briar Creek | 08INR0049 | Clay | Wind |  | 2012 | 50 | 50 | 50 | 50 | 50 | 50 | 50 | 50 | 50 | 50
Stephens-Borlynn Wind Project | 12INR0034 | Borden | Wind |  | 2013 | 0 | 378 | 378 | 378 | 378 | 378 | 378 | 378 | 378 | 378
Penascal Wind Farm 3 | 06INR0022c | Kenedy | Wind |  | 2013 | 0 | 202 | 202 | 202 | 202 | 202 | 202 | 202 | 202 | 202
Gunsight Mountain | 08INR0018 | Howard | Wind |  | 2014 | 0 | 0 | 120 | 120 | 120 | 120 | 120 | 120 | 120 | 120
New Wind Generation | [5 empty] | 1392 | 1972 | 2092 | 2092 | 2092 | 2092 | 2092 | 2092 | 2092 | 2092
White Stallion Energy Center | 14INR0005 | Matagorda | Coal |  | 2016 | 0 |  |  | 1200 | 1200 | 1200 | 1200 | 1200 | 1200 | 1200
Potential Public Non-Wind Resources | [5 empty] | 0 |  |  | 1200 | 1200 | 1200 | 1200 | 1200 | 1200 | 1200
Potential Public Wind Resources | [5 empty] | 0 | 0 | 0 | 0 | 0 | 0 | 0 | 0 | 0 | 0
| 11INR0094 | Kent | Solar |  |  | 100 | 100 | 100 | 100 | 100 | 100 | 100 | 100 | 100 | 100
| 12INR0086 | Harris | Gas |  |  | 89 | 89 | 89 | 89 | 89 | 89 | 89 | 89 | 89 | 89
| 12INR0076 | Winkler | Other |  |  | 36 | 36 | 36 | 36 | 36 | 36 | 36 | 36 | 36 | 36
| 12INR0057 | Ector | Solar |  |  | 50 | 50 | 50 | 50 | 50 | 50 | 50 | 50 | 50 | 50
| 12INR0059 | Pecos | Solar |  |  | 50 | 50 | 50 | 50 | 50 | 50 | 50 | 50 | 50 | 50
| 10INR0089 | Harris | Other |  |  | 40 | 40 | 40 | 40 | 40 | 40 | 40 | 40 | 40 | 40
| 13INR0032 | Andrews | Solar |  |  | 30 | 30 | 30 | 30 | 30 | 30 | 30 | 30 | 30 | 30
| 13INR0031 | Austin | Solar |  |  | 30 | 30 | 30 | 30 | 30 | 30 | 30 | 30 | 30 | 30
| 13INR0023 | Ector | Other |  |  | 240 | 240 | 240 | 240 | 240 | 240 | 240 | 240 | 240 | 240
| 13INR0028 | Hale | Gas |  |  | 0 | 392 | 392 | 392 | 392 | 392 | 392 | 392 | 392 | 392
| 14INR0014 | Val Verde | Solar |  |  | 0 | 100 | 100 | 100 | 100 | 100 | 100 | 100 | 100 | 100
| 10INR0080 | Presidio | Solar |  |  | 0 | 81 | 81 | 81 | 81 | 81 | 81 | 81 | 81 | 81
| 14INR0016 | Harris | Gas |  |  | 0 | 190 | 190 | 190 | 190 | 190 | 190 | 190 | 190 | 190
| 14INR0011 | Swisher | Gas |  |  | 0 | 270 | 270 | 270 | 270 | 270 | 270 | 270 | 270 | 270
| 14INR0015 | Harris | Gas |  |  | 0 | 192 | 192 | 192 | 192 | 192 | 192 | 192 | 192 | 192
| 13INR0021 | Llano | Gas |  |  | 0 | 0 | 600 | 600 | 600 | 600 | 600 | 600 | 600 | 600
| 10INR0085 | Ector | Solar |  |  | 0 | 0 | 40 | 40 | 40 | 40 | 40 | 40 | 40 | 40
| 16INR0003 | Brazoria | Gas |  |  | 0 | 0 | 0 | 11 | 11 | 11 | 11 | 11 | 11 | 11
| 14INR0003 | Nolan | Coal |  |  | 0 | 0 | 0 | 0 | 0 | 850 | 850 | 850 | 850 | 850
Potential Non-Public Non-Wind Resources (Full-Interconnection Study not complete) | [5 empty] | 665 | 1890 | 2530 | 2541 | 2541 | 3391 | 3391 | 3391 | 3391 | 3391
| 10INR0062a | Pecos | Wind |  |  | 80 | 80 | 80 | 80 | 80 | 80 | 80 | 80 | 80 | 80
| 12INR0053 | Crockett | Wind |  |  | 615 | 615 | 615 | 615 | 615 | 615 | 615 | 615 | 615 | 615
| 12INR0050 | King | Wind |  |  | 332 | 332 | 332 | 332 | 332 | 332 | 332 | 332 | 332 | 332
| 12INR0079 | Kenedy | Wind |  |  | 200 | 200 | 200 | 200 | 200 | 200 | 200 | 200 | 200 | 200
| 12INR0089 | Pecos | Wind |  |  | 230 | 230 | 230 | 230 | 230 | 230 | 230 | 230 | 230 | 230
| 11INR0081 | Live Oak | Wind |  |  | 72 | 72 | 72 | 72 | 72 | 72 | 72 | 72 | 72 | 72
| 12INR0068 | Jim Hogg | Wind |  |  | 80 | 80 | 80 | 80 | 80 | 80 | 80 | 80 | 80 | 80
| 12INR0055 | Baylor | Wind |  |  | 80 | 80 | 80 | 80 | 80 | 80 | 80 | 80 | 80 | 80
| 12INR0060 | Schleicher | Wind |  |  | 58 | 58 | 58 | 58 | 58 | 58 | 58 | 58 | 58 | 58
| 11INR0093 | San Patricio | Wind |  |  | 40.8 | 40.8 | 40.8 | 40.8 | 40.8 | 40.8 | 40.8 | 40.8 | 40.8 | 40.8
| 12INR0067 | Webb | Wind |  |  | 94 | 94 | 94 | 94 | 94 | 94 | 94 | 94 | 94 | 94
| 09INR0048 | Jack | Wind |  |  | 113 | 113 | 113 | 113 | 113 | 113 | 113 | 113 | 113 | 113
| 12INR0029 | Swisher | Wind |  |  | 500 | 500 | 500 | 500 | 500 | 500 | 500 | 500 | 500 | 500
| 12INR0085 | Stonewall | Wind |  |  | 25 | 25 | 25 | 25 | 25 | 25 | 25 | 25 | 25 | 25
| 12INR0081 | Upton | Wind |  |  | 113 | 113 | 113 | 113 | 113 | 113 | 113 | 113 | 113 | 113
| 13INR0010a | Parmer | Wind |  |  | 200 | 200 | 200 | 200 | 200 | 200 | 200 | 200 | 200 | 200
| 11INR0082B | Val Verde | Wind |  |  | 150 | 150 | 150 | 150 | 150 | 150 | 150 | 150 | 150 | 150
| 11INR0083B | Crockett | Wind |  |  | 100 | 100 | 100 | 100 | 100 | 100 | 100 | 100 | 100 | 100
| 09INR0051 | Borden | Wind |  |  | 249 | 249 | 249 | 249 | 249 | 249 | 249 | 249 | 249 | 249
| 11INR0050 | Crosby | Wind |  |  | 148.5 | 148.5 | 148.5 | 148.5 | 148.5 | 148.5 | 148.5 | 148.5 | 148.5 | 148.5
| 12INR0070 | Knox | Wind |  |  | 300 | 300 | 300 | 300 | 300 | 300 | 300 | 300 | 300 | 300
| 10INR0062b | Pecos | Wind |  |  | 220 | 220 | 220 | 220 | 220 | 220 | 220 | 220 | 220 | 220
| 13INR0020a | Glasscock | Wind |  |  | 200 | 200 | 200 | 200 | 200 | 200 | 200 | 200 | 200 | 200
| 12INR0045 | Kleberg | Wind |  |  | 135 | 135 | 135 | 135 | 135 | 135 | 135 | 135 | 135 | 135
| 13INR0046 | Limestone | Wind |  |  | 0 | 71 | 71 | 71 | 71 | 71 | 71 | 71 | 71 | 71
| 11INR0082A | Val Verde | Wind |  |  | 0 | 50 | 50 | 50 | 50 | 50 | 50 | 50 | 50 | 50
| 11INR0083A | Crockett | Wind |  |  | 0 | 50 | 50 | 50 | 50 | 50 | 50 | 50 | 50 | 50
| 13INR0025 | Randall | Wind |  |  | 0 | 150 | 150 | 150 | 150 | 150 | 150 | 150 | 150 | 150
| 13INR0005 | Carson | Wind |  |  | 0 | 600 | 600 | 600 | 600 | 600 | 600 | 600 | 600 | 600
| 12INR0071 | Caldwell | Wind |  |  | 0 | 30 | 30 | 30 | 30 | 30 | 30 | 30 | 30 | 30
| 11INR0085 | Nolan | Wind |  |  | 0 | 106 | 106 | 106 | 106 | 106 | 106 | 106 | 106 | 106
| 13INR0007 | Pecos | Wind |  |  | 0 | 200 | 200 | 200 | 200 | 200 | 200 | 200 | 200 | 200
| 12INR0002a | Briscoe | Wind |  |  | 0 | 200 | 200 | 200 | 200 | 200 | 200 | 200 | 200 | 200
| 11INR0013 | Mills | Wind |  |  | 0 | 150 | 150 | 150 | 150 | 150 | 150 | 150 | 150 | 150
| 13INR0030 | Archer | Wind |  |  | 0 | 100 | 100 | 100 | 100 | 100 | 100 | 100 | 100 | 100
| 13INR0036 | Hidalgo | Wind |  |  | 0 | 200 | 200 | 200 | 200 | 200 | 200 | 200 | 200 | 200
| 13INR0038 | Swisher | Wind |  |  | 0 | 300 | 300 | 300 | 300 | 300 | 300 | 300 | 300 | 300
| 13INR0039 | Castro | Wind |  |  | 0 | 500 | 500 | 500 | 500 | 500 | 500 | 500 | 500 | 500
| 10INR0009 | Castro | Wind |  |  | 0 | 300 | 300 | 300 | 300 | 300 | 300 | 300 | 300 | 300
| 13INR0052 | Starr | Wind |  |  | 0 | 200 | 200 | 200 | 200 | 200 | 200 | 200 | 200 | 200
| 13INR0050 | Comanche | Wind |  |  | 0 | 260 | 260 | 260 | 260 | 260 | 260 | 260 | 260 | 260
| 13INR0026 | Oldham | Wind |  |  | 0 | 201 | 201 | 201 | 201 | 201 | 201 | 201 | 201 | 201
| 11INR0057 | Cameron | Wind |  |  | 0 | 165 | 165 | 165 | 165 | 165 | 165 | 165 | 165 | 165
| 12INR0084 | Randall | Wind |  |  | 0 | 242 | 242 | 242 | 242 | 242 | 242 | 242 | 242 | 242
| 08INR0019c | Gray | Wind |  |  | 0 | 250 | 250 | 250 | 250 | 250 | 250 | 250 | 250 | 250
| 08INR0019b | Gray | Wind |  |  | 0 | 250 | 250 | 250 | 250 | 250 | 250 | 250 | 250 | 250
| 08INR0019a | Gray | Wind |  |  | 0 | 250 | 250 | 250 | 250 | 250 | 250 | 250 | 250 | 250
| 13INR0006 | Gray | Wind |  |  | 0 | 750 | 750 | 750 | 750 | 750 | 750 | 750 | 750 | 750
| 14INR0013 | Cameron | Wind |  |  | 0 | 103 | 103 | 103 | 103 | 103 | 103 | 103 | 103 | 103
| 13INR0010b | Parmer | Wind |  |  | 0 | 500 | 500 | 500 | 500 | 500 | 500 | 500 | 500 | 500
| 13INR0020b | Glasscock | Wind |  |  | 0 | 150 | 150 | 150 | 150 | 150 | 150 | 150 | 150 | 150
| 14INR0012 | Gray | Wind |  |  | 0 | 401 | 401 | 401 | 401 | 401 | 401 | 401 | 401 | 401
| 14INR0010 | Roberts | Wind |  |  | 0 | 300 | 300 | 300 | 300 | 300 | 300 | 300 | 300 | 300
| 11INR0054 | San Patricio | Wind |  |  | 0 | 161 | 161 | 161 | 161 | 161 | 161 | 161 | 161 | 161
| 12INR0042b | Deaf Smith | Wind |  |  | 0 | 0 | 135 | 135 | 135 | 135 | 135 | 135 | 135 | 135
| 12INR0042a | Deaf Smith | Wind |  |  | 0 | 0 | 265 | 265 | 265 | 265 | 265 | 265 | 265 | 265
| 12INR0018 | Gray | Wind |  |  | 0 | 0 | 500 | 500 | 500 | 500 | 500 | 500 | 500 | 500
| 12INR0002b | Briscoe | Wind |  |  | 0 | 0 | 200 | 200 | 200 | 200 | 200 | 200 | 200 | 200
| 14INR0020 | Floyd | Wind |  |  | 0 | 0 | 150 | 150 | 150 | 150 | 150 | 150 | 150 | 150
| 14INR0009 | Kent | Wind |  |  | 0 | 0 | 248 | 248 | 248 | 248 | 248 | 248 | 248 | 248
| 11INR0079a | Clay | Wind |  |  | 0 | 0 | 200 | 200 | 200 | 200 | 200 | 200 | 200 | 200
| 13INR0010c | Parmer | Wind |  |  | 0 | 0 | 500 | 500 | 500 | 500 | 500 | 500 | 500 | 500
| 12INR0002c | Briscoe | Wind |  |  | 0 | 0 | 0 | 350 | 350 | 350 | 350 | 350 | 350 | 350
Potential Non-Public Wind Resources (Full-Interconnection Study not complete) | [5 empty] | 4335.3 | 11525.3 | 13723.3 | 14073.3 | 14073.3 | 14073.3 | 14073.3 | 14073.3 | 14073.3 | 14073.3
Excluded Resources, per notification from developer
Cobisa-Greenville | 06INR0006 | Hunt | Gas |  |  | 0 | 0 | 0 | 1792 | 1792 | 1792 | 1792 | 1792 | 1792 | 1792

## WinterSummary
2012 Report on the Capacity, Demand, and Reserves in the ERCOT Region
Winter Summary
| Load Forecast: |  | 2013/14 | 2014/15 | 2015/16 | 2016/17 | 2017/18 | 2018/19 | 2019/20 | 2020/21 | 2021/22 | 2022/23
|  | Total Winter Peak Demand, MW | 51974 | 52429 | 55470 | 56663 | 59644 | 60119 | 60378 | 61245 | 62272 | 64842
|  | less LRS Serving as Responsive Reserve, MW | 1063 | 1063 | 1063 | 1063 | 1063 | 1063 | 1063 | 1063 | 1063 | 1063
|  | less LRS Serving as Non-Spinning Reserve, MW | 0 | 0 | 0 | 0 | 0 | 0 | 0 | 0 | 0 | 0
|  | less Emergency Response Service | 420.8 | 462.88 | 509.168 | 560.0848 | 616.0933 | 677.7026 | 745.4729 | 820.0202 | 902.0222 | 992.2244
|  | less Energy Efficiency Programs (per SB1125) | 186 | 280 | 380 | 482 | 589 | 697 | 806 | 916 | 1028 | 1145
|  | Firm Load Forecast, MW | 50304.2 | 50623.12 | 53517.832 | 54557.9152 | 57375.9067 | 57681.2974 | 57763.5271 | 58445.9798 | 59278.9778 | 61641.7756
| Resources: |  | 2013/14 | 2014/15 | 2015/16 | 2016/17 | 2017/18 | 2018/19 | 2019/20 | 2020/21 | 2021/22 | 2022/23
|  | Installed Capacity, MW | 67631.866 | 67631.866 | 67631.866 | 67631.866 | 67631.866 | 66781.866 | 66781.866 | 66781.866 | 66781.866 | 66781.866
|  | Capacity from Private Networks, MW | 4390 | 4390 | 4390 | 4390 | 4390 | 4390 | 4390 | 4390 | 4390 | 4390
|  | Effective Load-Carrying Capability (ELCC) of Wind Generation, MW | 873.0015 | 873.0015 | 873.0015 | 873.0015 | 873.0015 | 873.0015 | 873.0015 | 873.0015 | 873.0015 | 873.0015
|  | RMR Units to be under Contract, MW | 0 | 0 | 0 | 0 | 0 | 0 | 0 | 0 | 0 | 0
|  | Operational Generation, MW | 72894.8675 | 72894.8675 | 72894.8675 | 72894.8675 | 72894.8675 | 72044.8675 | 72044.8675 | 72044.8675 | 72044.8675 | 72044.8675
|  | 50% of Non-Synchronous Ties, MW | 553 | 553 | 553 | 553 | 553 | 553 | 553 | 553 | 553 | 553
|  | Switchable Units, MW | 3168 | 3168 | 3168 | 3168 | 3168 | 3168 | 3168 | 3168 | 3168 | 3168
|  | Available Mothballed Generation , MW | 0 | 0 | 0 | 0 | 0 | 0 | 0 | 0 | 0 | 0
|  | Planned Units (not wind) with Signed IA and Air Permit, MW | 985 | 1702 | 2482 | 4642 | 5302 | 6542 | 6542 | 6542 | 6542 | 6542
|  | ELCC of Planned Wind Units with Signed IA, MW | 121.104 | 171.564 | 182.004 | 182.004 | 182.004 | 182.004 | 182.004 | 182.004 | 182.004 | 182.004
|  | Total Resources, MW | 77721.9715 | 78489.4315 | 79279.8715 | 81439.8715 | 82099.8715 | 82489.8715 | 82489.8715 | 82489.8715 | 82489.8715 | 82489.8715
|  | less Switchable Units Unavailable to ERCOT, MW | 317 | 317 | 317 | 0 | 0 | 0 | 0 | 0 | 0 | 0
|  | less Retiring Units, MW | 0 | 0 | 0 | 0 | 0 | 0 | 0 | 0 | 0 | 0
|  | Resources, MW | 77404.9715 | 78172.4315 | 78962.8715 | 81439.8715 | 82099.8715 | 82489.8715 | 82489.8715 | 82489.8715 | 82489.8715 | 82489.8715
|  | Reserve Margin | 53.87% | 54.42% | 47.54% | 49.27% | 43.09% | 43.01% | 42.81% | 41.14% | 39.16% | 33.82%
(Resources - Firm Load Forecast)/Firm Load Forecast
| Other Potential Resources: |  | 3601.1711 | 5451.7011 | 6313.3771 | 7524.3771 | 7524.3771 | 8374.3771 | 8374.3771 | 8374.3771 | 8374.3771 | 8374.3771
|  | Mothballed Capacity , MW | 2006 | 2006 | 2006 | 2006 | 2006 | 2006 | 2006 | 2006 | 2006 | 2006
|  | Remaining 50% of Non-Synchronous Ties, MW | 553 | 553 | 553 | 553 | 553 | 553 | 553 | 553 | 553 | 553
|  | Planned Units in Full Interconnection Study Phase, MW | 1042.1711 | 2892.7011 | 3754.3771 | 4965.3771 | 4965.3771 | 5815.3771 | 5815.3771 | 5815.3771 | 5815.3771 | 5815.3771
2012 Report on the Capacity, Demand, and Reserves in the ERCOT Region
Winter Loads and Resources
|  |  | 57221.0275 | 57583.799 | 60876.5339 | 62059.6285 | 65265.0939 | 65612.4758 | 65706.0121 | 66482.3021 | 67429.8373 | 70117.5198

## WinterCapacities
Unit Capacities - Winter
Units used in determining the generation resources in the Winter Summary
Operational capacities are based on unit testing. Other capacities are based on information provided by the plant owners. This list includes MW available to the grid from private network (self-serve) units. It also includes distributed generation units that have registered with ERCOT. Data without unit names are for private network units or are planned generation that is not public.
Unit Name | Unit Code | County | Fuel | Forecast Zone |  | 2013/14 | 2014/15 | 2015/16 | 2016/17 | 2017/18 | 2018/19 | 2019/20 | 2020/21 | 2021/22 | 2022/23
Amistad Hydro 1 | AMISTAD_AMISTAG1 | Val Verde | Hydro | South | 1983 | 37.9 | 37.9 | 37.9 | 37.9 | 37.9 | 37.9 | 37.9 | 37.9 | 37.9 | 37.9
Amistad Hydro 2 | AMISTAD_AMISTAG2 | Val Verde | Hydro | South | 1983 | 37.9 | 37.9 | 37.9 | 37.9 | 37.9 | 37.9 | 37.9 | 37.9 | 37.9 | 37.9
AES Deepwater | APD_APD_G1 | Harris | Other | Houston | 1986 | 140 | 140 | 140 | 140 | 140 | 140 | 140 | 140 | 140 | 140
AES Deepwater | APD_APD_PS1 | Harris | Other | Houston | 2010 | bar: 2013/14 to 2022/23
Atkins 7 | ATKINS_ATKINSG7 | Brazos | Gas | North | 1973 | 20 | 20 | 20 | 20 | 20 | 20 | 20 | 20 | 20 | 20
Austin 1 | AUSTPL_AUSTING1 | Travis | Hydro | South | 1940 | 8 | 8 | 8 | 8 | 8 | 8 | 8 | 8 | 8 | 8
Austin 2 | AUSTPL_AUSTING2 | Travis | Hydro | South | 1940 | 9 | 9 | 9 | 9 | 9 | 9 | 9 | 9 | 9 | 9
ExTex La Porte Pwr Stn (AirPro) 1 | AZ_AZ_G1 | Harris | Gas | Houston | 2009 | 45 | 45 | 45 | 45 | 45 | 45 | 45 | 45 | 45 | 45
ExTex La Porte Pwr Stn (AirPro) 2 | AZ_AZ_G2 | Harris | Gas | Houston | 2009 | 45 | 45 | 45 | 45 | 45 | 45 | 45 | 45 | 45 | 45
ExTex La Porte Pwr Stn (AirPro) 3 | AZ_AZ_G3 | Harris | Gas | Houston | 2009 | 45 | 45 | 45 | 45 | 45 | 45 | 45 | 45 | 45 | 45
ExTex La Porte Pwr Stn (AirPro) 4 | AZ_AZ_G4 | Harris | Gas | Houston | 2009 | 45 | 45 | 45 | 45 | 45 | 45 | 45 | 45 | 45 | 45
B M Davis 1 | B_DAVIS_B_DAVIG1 | Nueces | Gas | South | 1974 | 335 | 335 | 335 | 335 | 335 | 335 | 335 | 335 | 335 | 335
B M Davis 2 | B_DAVIS_B_DAVIG2 | Nueces | Gas | South | 1976 | 332 | 332 | 332 | 332 | 332 | 332 | 332 | 332 | 332 | 332
B M Davis 3 | B_DAVIS_B_DAVIG3 | Nueces | Gas | South | 2009 | 176 | 176 | 176 | 176 | 176 | 176 | 176 | 176 | 176 | 176
B M Davis 4 | B_DAVIS_B_DAVIG4 | Nueces | Gas | South | 2009 | 176 | 176 | 176 | 176 | 176 | 176 | 176 | 176 | 176 | 176
Bastrop Energy Center 1 | BASTEN_GTG1100 | Bastrop | Gas | South | 2002 | 167 | 167 | 167 | 167 | 167 | 167 | 167 | 167 | 167 | 167
Bastrop Energy Center 2 | BASTEN_GTG2100 | Bastrop | Gas | South | 2002 | 167 | 167 | 167 | 167 | 167 | 167 | 167 | 167 | 167 | 167
Bastrop Energy Center 3 | BASTEN_ST0100 | Bastrop | Gas | South | 2002 | 234 | 234 | 234 | 234 | 234 | 234 | 234 | 234 | 234 | 234
Big Brown 1 | BBSES_UNIT1 | Freestone | Coal | North | 1971 | 606 | 606 | 606 | 606 | 606 | 606 | 606 | 606 | 606 | 606
Big Brown 2 | BBSES_UNIT2 | Freestone | Coal | North | 1972 | 602 | 602 | 602 | 602 | 602 | 602 | 602 | 602 | 602 | 602
Bosque County Peaking 1 | BOSQUESW_BSQSU_1 | Bosque | Gas | North | 2000 | 182 | 182 | 182 | 182 | 182 | 182 | 182 | 182 | 182 | 182
Bosque County Peaking 2 | BOSQUESW_BSQSU_2 | Bosque | Gas | North | 2000 | 182 | 182 | 182 | 182 | 182 | 182 | 182 | 182 | 182 | 182
Bosque County Peaking 3 | BOSQUESW_BSQSU_3 | Bosque | Gas | North | 2001 | 180 | 180 | 180 | 180 | 180 | 180 | 180 | 180 | 180 | 180
Bosque County Peaking 4 | BOSQUESW_BSQSU_4 | Bosque | Gas | North | 2001 | 83 | 83 | 83 | 83 | 83 | 83 | 83 | 83 | 83 | 83
Bosque County Unit 5 | BOSQUESW_BSQSU_5 | Bosque | Gas | North | 2009 | 220 | 220 | 220 | 220 | 220 | 220 | 220 | 220 | 220 | 220
A von Rosenberg 1-CT1 | BRAUNIG_AVR1_CT1 | Bexar | Gas | South | 2000 | 178 | 178 | 178 | 178 | 178 | 178 | 178 | 178 | 178 | 178
A von Rosenberg 1-CT2 | BRAUNIG_AVR1_CT2 | Bexar | Gas | South | 2000 | 178 | 178 | 178 | 178 | 178 | 178 | 178 | 178 | 178 | 178
A von Rosenberg 1-ST1 | BRAUNIG_AVR1_ST | Bexar | Gas | South | 2000 | 184 | 184 | 184 | 184 | 184 | 184 | 184 | 184 | 184 | 184
V H Braunig 1 | BRAUNIG_VHB1 | Bexar | Gas | South | 1966 | 220 | 220 | 220 | 220 | 220 | 220 | 220 | 220 | 220 | 220
V H Braunig 2 | BRAUNIG_VHB2 | Bexar | Gas | South | 1968 | 230 | 230 | 230 | 230 | 230 | 230 | 230 | 230 | 230 | 230
V H Braunig 3 | BRAUNIG_VHB3 | Bexar | Gas | South | 1970 | 412 | 412 | 412 | 412 | 412 | 412 | 412 | 412 | 412 | 412
V H Braunig 5 | BRAUNIG_VHB6CT5 | Bexar | Gas | South | 2009 | 48 | 48 | 48 | 48 | 48 | 48 | 48 | 48 | 48 | 48
V H Braunig 6 | BRAUNIG_VHB6CT6 | Bexar | Gas | South | 2009 | 48 | 48 | 48 | 48 | 48 | 48 | 48 | 48 | 48 | 48
V H Braunig 7 | BRAUNIG_VHB6CT7 | Bexar | Gas | South | 2009 | 48 | 48 | 48 | 48 | 48 | 48 | 48 | 48 | 48 | 48
V H Braunig 8 | BRAUNIG_VHB6CT8 | Bexar | Gas | South | 2009 | 48 | 48 | 48 | 48 | 48 | 48 | 48 | 48 | 48 | 48
Buchanan 1 | BUCHAN_BUCHANG1 | Llano | Hydro | South | 1938 | 18 | 18 | 18 | 18 | 18 | 18 | 18 | 18 | 18 | 18
Buchanan 2 | BUCHAN_BUCHANG2 | Llano | Hydro | South | 1938 | 18 | 18 | 18 | 18 | 18 | 18 | 18 | 18 | 18 | 18
Buchanan 3 | BUCHAN_BUCHANG3 | Llano | Hydro | South | 1950 | 18 | 18 | 18 | 18 | 18 | 18 | 18 | 18 | 18 | 18
Brazos Valley 1 | BVE_UNIT1 | Ft Bend | Gas | Houston | 2003 | 168 | 168 | 168 | 168 | 168 | 168 | 168 | 168 | 168 | 168
Brazos Valley 2 | BVE_UNIT2 | Ft Bend | Gas | Houston | 2003 | 168 | 168 | 168 | 168 | 168 | 168 | 168 | 168 | 168 | 168
Brazos Valley 3 | BVE_UNIT3 | Ft Bend | Gas | Houston | 2003 | 263 | 263 | 263 | 263 | 263 | 263 | 263 | 263 | 263 | 263
J K Spruce 1 | CALAVERS_JKS1 | Bexar | Coal | South | 1992 | 562 | 562 | 562 | 562 | 562 | 562 | 562 | 562 | 562 | 562
J K Spruce 2 | CALAVERS_JKS2 | Bexar | Coal | South | 2010 | 775 | 775 | 775 | 775 | 775 | 775 | 775 | 775 | 775 | 775
J T Deely 1 | CALAVERS_JTD1 | Bexar | Coal | South | 1977 | 430 | 430 | 430 | 430 | 430 | 0 | 0 | 0 | 0 | 0
J T Deely 2 | CALAVERS_JTD2 | Bexar | Coal | South | 1978 | 420 | 420 | 420 | 420 | 420 | 0 | 0 | 0 | 0 | 0
O W Sommers 1 | CALAVERS_OWS1 | Bexar | Gas | South | 1972 | 420 | 420 | 420 | 420 | 420 | 420 | 420 | 420 | 420 | 420
O W Sommers 2 | CALAVERS_OWS2 | Bexar | Gas | South | 1974 | 420 | 420 | 420 | 420 | 420 | 420 | 420 | 420 | 420 | 420
Colorado Bend Energy Center | CBEC_GT1 | Wharton | Gas | Houston | 2007 | 88 | 88 | 88 | 88 | 88 | 88 | 88 | 88 | 88 | 88
Colorado Bend Energy Center | CBEC_GT2 | Wharton | Gas | Houston | 2007 | 84 | 84 | 84 | 84 | 84 | 84 | 84 | 84 | 84 | 84
Colorado Bend Energy Center | CBEC_GT3 | Wharton | Gas | Houston | 2008 | 88 | 88 | 88 | 88 | 88 | 88 | 88 | 88 | 88 | 88
Colorado Bend Energy Center | CBEC_GT4 | Wharton | Gas | Houston | 2008 | 83 | 83 | 83 | 83 | 83 | 83 | 83 | 83 | 83 | 83
Colorado Bend Energy Center | CBEC_STG1 | Wharton | Gas | Houston | 2007 | 105 | 105 | 105 | 105 | 105 | 105 | 105 | 105 | 105 | 105
Colorado Bend Energy Center | CBEC_STG2 | Wharton | Gas | Houston | 2008 | 108 | 108 | 108 | 108 | 108 | 108 | 108 | 108 | 108 | 108
Cedar Bayou 1 | CBY_CBY_G1 | Chambers | Gas | Houston | 1970 | 745 | 745 | 745 | 745 | 745 | 745 | 745 | 745 | 745 | 745
Cedar Bayou 2 | CBY_CBY_G2 | Chambers | Gas | Houston | 1972 | 749 | 749 | 749 | 749 | 749 | 749 | 749 | 749 | 749 | 749
Cedar Bayou 4 | CBY4_CT41 | Chambers | Gas | Houston | 2009 | 205 | 205 | 205 | 205 | 205 | 205 | 205 | 205 | 205 | 205
Cedar Bayou 5 | CBY4_CT42 | Chambers | Gas | Houston | 2009 | 205 | 205 | 205 | 205 | 205 | 205 | 205 | 205 | 205 | 205
Cedar Bayou 6 | CBY4_ST04 | Chambers | Gas | Houston | 2009 | 205 | 205 | 205 | 205 | 205 | 205 | 205 | 205 | 205 | 205
Coleto Creek | COLETO_COLETOG1 | Goliad | Coal | South | 1980 | 650 | 650 | 650 | 650 | 650 | 650 | 650 | 650 | 650 | 650
Comanche Peak 1 | CPSES_UNIT1 | Somervell | Nuclear | North | 1990 | 1235 | 1235 | 1235 | 1235 | 1235 | 1235 | 1235 | 1235 | 1235 | 1235
Comanche Peak 2 | CPSES_UNIT2 | Somervell | Nuclear | North | 1993 | 1225 | 1225 | 1225 | 1225 | 1225 | 1225 | 1225 | 1225 | 1225 | 1225
CVC Channelview 1 | CVC_CVC_G1 | Harris | Gas | Houston | 2008 | 180 | 180 | 180 | 180 | 180 | 180 | 180 | 180 | 180 | 180
CVC Channelview 2 | CVC_CVC_G2 | Harris | Gas | Houston | 2008 | 175 | 175 | 175 | 175 | 175 | 175 | 175 | 175 | 175 | 175
CVC Channelview 3 | CVC_CVC_G3 | Harris | Gas | Houston | 2008 | 174 | 174 | 174 | 174 | 174 | 174 | 174 | 174 | 174 | 174
CVC Channelview 5 | CVC_CVC_G5 | Harris | Gas | Houston | 2008 | 118 | 118 | 118 | 118 | 118 | 118 | 118 | 118 | 118 | 118
Dansby 1 | DANSBY_DANSBYG1 | Brazos | Gas | North | 1978 | 110 | 110 | 110 | 110 | 110 | 110 | 110 | 110 | 110 | 110
Dansby 2 | DANSBY_DANSBYG2 | Brazos | Gas | North | 2004 | 48 | 48 | 48 | 48 | 48 | 48 | 48 | 48 | 48 | 48
Dansby 3 | DANSBY_DANSBYG3 | Brazos | Gas | North | 2010 | 48 | 48 | 48 | 48 | 48 | 48 | 48 | 48 | 48 | 48
DeCordova A | DCSES_CT10 | Hood | Gas | North | 2010 | 80 | 80 | 80 | 80 | 80 | 80 | 80 | 80 | 80 | 80
DeCordova B | DCSES_CT20 | Hood | Gas | North | 2010 | 79 | 79 | 79 | 79 | 79 | 79 | 79 | 79 | 79 | 79
DeCordova C | DCSES_CT30 | Hood | Gas | North | 2010 | 78 | 78 | 78 | 78 | 78 | 78 | 78 | 78 | 78 | 78
DeCordova D | DCSES_CT40 | Hood | Gas | North | 2010 | 77 | 77 | 77 | 77 | 77 | 77 | 77 | 77 | 77 | 77
Deer Park Energy Center 1 | DDPEC_GT1 | Harris | Gas | Houston | 2002 | 172 | 172 | 172 | 172 | 172 | 172 | 172 | 172 | 172 | 172
Deer Park Energy Center 2 | DDPEC_GT2 | Harris | Gas | Houston | 2002 | 203 | 203 | 203 | 203 | 203 | 203 | 203 | 203 | 203 | 203
Deer Park Energy Center 3 | DDPEC_GT3 | Harris | Gas | Houston | 2002 | 187 | 187 | 187 | 187 | 187 | 187 | 187 | 187 | 187 | 187
Deer Park Energy Center 4 | DDPEC_GT4 | Harris | Gas | Houston | 2002 | 203 | 203 | 203 | 203 | 203 | 203 | 203 | 203 | 203 | 203
Deer Park Energy Center S | DDPEC_ST1 | Harris | Gas | Houston | 2002 | 290 | 290 | 290 | 290 | 290 | 290 | 290 | 290 | 290 | 290
Decker Creek 1 | DECKER_DPG1 | Travis | Gas | South | 2000 | 320 | 320 | 320 | 320 | 320 | 320 | 320 | 320 | 320 | 320
Decker Creek 2 | DECKER_DPG2 | Travis | Gas | South | 2000 | 428 | 428 | 428 | 428 | 428 | 428 | 428 | 428 | 428 | 428
Decker Creek G1 | DECKER_DPGT_1 | Travis | Gas | South | 2000 | 54 | 54 | 54 | 54 | 54 | 54 | 54 | 54 | 54 | 54
Decker Creek G2 | DECKER_DPGT_2 | Travis | Gas | South | 2000 | 54 | 54 | 54 | 54 | 54 | 54 | 54 | 54 | 54 | 54
Decker Creek G3 | DECKER_DPGT_3 | Travis | Gas | South | 2000 | 54 | 54 | 54 | 54 | 54 | 54 | 54 | 54 | 54 | 54
Decker Creek G4 | DECKER_DPGT_4 | Travis | Gas | South | 2000 | 54 | 54 | 54 | 54 | 54 | 54 | 54 | 54 | 54 | 54
Denison Dam 1 | DNDAM_DENISOG1 | Grayson | Hydro | North | 1944 | 40 | 40 | 40 | 40 | 40 | 40 | 40 | 40 | 40 | 40
Denison Dam 2 | DNDAM_DENISOG2 | Grayson | Hydro | North | 1948 | 40 | 40 | 40 | 40 | 40 | 40 | 40 | 40 | 40 | 40
Hidalgo 1 | DUKE_DUKE_GT1 | Hidalgo | Gas | South | 2000 | 151 | 151 | 151 | 151 | 151 | 151 | 151 | 151 | 151 | 151
Hidalgo 2 | DUKE_DUKE_GT2 | Hidalgo | Gas | South | 2000 | 151 | 151 | 151 | 151 | 151 | 151 | 151 | 151 | 151 | 151
Hidalgo 3 | DUKE_DUKE_ST1 | Hidalgo | Gas | South | 2000 | 174 | 174 | 174 | 174 | 174 | 174 | 174 | 174 | 174 | 174
Ennis Power Station 2 | ETCCS_CT1 | Ellis | Gas | North | 2002 | 231 | 231 | 231 | 231 | 231 | 231 | 231 | 231 | 231 | 231
Ennis Power Station 1 | ETCCS_UNIT1 | Ellis | Gas | North | 2002 | 127 | 127 | 127 | 127 | 127 | 127 | 127 | 127 | 127 | 127
Falcon Hydro 1 | FALCON_FALCONG1 | Starr | Hydro | South | 1954 | 12 | 12 | 12 | 12 | 12 | 12 | 12 | 12 | 12 | 12
Falcon Hydro 2 | FALCON_FALCONG2 | Starr | Hydro | South | 1954 | 12 | 12 | 12 | 12 | 12 | 12 | 12 | 12 | 12 | 12
Falcon Hydro 3 | FALCON_FALCONG3 | Starr | Hydro | South | 1954 | 12 | 12 | 12 | 12 | 12 | 12 | 12 | 12 | 12 | 12
Thomas C Ferguson 1 | FERGUS_FERGUSG1 | Llano | Gas | South | 1974 | 425 | 425 | 425 | 425 | 425 | 425 | 425 | 425 | 425 | 425
Calenergy (Falcon Seaboard) 1 | FLCNS_UNIT1 | Howard | Gas | West | 1987 | 75 | 75 | 75 | 75 | 75 | 75 | 75 | 75 | 75 | 75
Calenergy (Falcon Seaboard) 2 | FLCNS_UNIT2 | Howard | Gas | West | 1987 | 75 | 75 | 75 | 75 | 75 | 75 | 75 | 75 | 75 | 75
Calenergy (Falcon Seaboard) 3 | FLCNS_UNIT3 | Howard | Gas | West | 1988 | 70 | 70 | 70 | 70 | 70 | 70 | 70 | 70 | 70 | 70
Fayette Power Project 1 | FPPYD1_FPP_G1 | Fayette | Coal | South | 1979 | 612 | 612 | 612 | 612 | 612 | 612 | 612 | 612 | 612 | 612
Fayette Power Project 2 | FPPYD1_FPP_G2 | Fayette | Coal | South | 1980 | 612 | 612 | 612 | 612 | 612 | 612 | 612 | 612 | 612 | 612
Fayette Power Project 3 | FPPYD2_FPP_G3 | Fayette | Coal | South | 1988 | 449 | 449 | 449 | 449 | 449 | 449 | 449 | 449 | 449 | 449
Freestone Energy Center 1 | FREC_GT1 | Freestone | Gas | North | 2002 | 161 | 161 | 161 | 161 | 161 | 161 | 161 | 161 | 161 | 161
Freestone Energy Center 2 | FREC_GT2 | Freestone | Gas | North | 2002 | 161 | 161 | 161 | 161 | 161 | 161 | 161 | 161 | 161 | 161
Freestone Energy Center 4 | FREC_GT4 | Freestone | Gas | North | 2002 | 161 | 161 | 161 | 161 | 161 | 161 | 161 | 161 | 161 | 161
Freestone Energy Center 5 | FREC_GT5 | Freestone | Gas | North | 2002 | 161 | 161 | 161 | 161 | 161 | 161 | 161 | 161 | 161 | 161
Freestone Energy Center 3 | FREC_ST3 | Freestone | Gas | North | 2002 | 179 | 179 | 179 | 179 | 179 | 179 | 179 | 179 | 179 | 179
Freestone Energy Center 6 | FREC_ST6 | Freestone | Gas | North | 2002 | 178 | 178 | 178 | 178 | 178 | 178 | 178 | 178 | 178 | 178
Forney Energy Center GT11 | FRNYPP_GT11 | Kaufman | Gas | North | 2003 | 188.19 | 188.19 | 188.19 | 188.19 | 188.19 | 188.19 | 188.19 | 188.19 | 188.19 | 188.19
Forney Energy Center GT12 | FRNYPP_GT12 | Kaufman | Gas | North | 2003 | 188.19 | 188.19 | 188.19 | 188.19 | 188.19 | 188.19 | 188.19 | 188.19 | 188.19 | 188.19
Forney Energy Center GT13 | FRNYPP_GT13 | Kaufman | Gas | North | 2003 | 188.19 | 188.19 | 188.19 | 188.19 | 188.19 | 188.19 | 188.19 | 188.19 | 188.19 | 188.19
Forney Energy Center GT21 | FRNYPP_GT21 | Kaufman | Gas | North | 2003 | 188.19 | 188.19 | 188.19 | 188.19 | 188.19 | 188.19 | 188.19 | 188.19 | 188.19 | 188.19
Forney Energy Center GT22 | FRNYPP_GT22 | Kaufman | Gas | North | 2003 | 188.19 | 188.19 | 188.19 | 188.19 | 188.19 | 188.19 | 188.19 | 188.19 | 188.19 | 188.19
Forney Energy Center GT23 | FRNYPP_GT23 | Kaufman | Gas | North | 2003 | 188.19 | 188.19 | 188.19 | 188.19 | 188.19 | 188.19 | 188.19 | 188.19 | 188.19 | 188.19
Forney Energy Center STG10 | FRNYPP_ST10 | Kaufman | Gas | North | 2003 | 405 | 405 | 405 | 405 | 405 | 405 | 405 | 405 | 405 | 405
Forney Energy Center STG20 | FRNYPP_ST20 | Kaufman | Gas | North | 2003 | 405 | 405 | 405 | 405 | 405 | 405 | 405 | 405 | 405 | 405
Frontera 1 | FRONTERA_FRONTEG1 | Hidalgo | Gas | South | 1999 | 159 | 159 | 159 | 159 | 159 | 159 | 159 | 159 | 159 | 159
Frontera 2 | FRONTERA_FRONTEG2 | Hidalgo | Gas | South | 1999 | 159 | 159 | 159 | 159 | 159 | 159 | 159 | 159 | 159 | 159
Frontera 3 | FRONTERA_FRONTEG3 | Hidalgo | Gas | South | 2000 | 184 | 184 | 184 | 184 | 184 | 184 | 184 | 184 | 184 | 184
Greens Bayou 5 | GBY_GBY_5 | Harris | Gas | Houston | 1973 | 406 | 406 | 406 | 406 | 406 | 406 | 406 | 406 | 406 | 406
Greens Bayou 73 | GBY_GBYGT73 | Harris | Gas | Houston | 1976 | 54 | 54 | 54 | 54 | 54 | 54 | 54 | 54 | 54 | 54
Greens Bayou 74 | GBY_GBYGT74 | Harris | Gas | Houston | 1976 | 54 | 54 | 54 | 54 | 54 | 54 | 54 | 54 | 54 | 54
Greens Bayou 81 | GBY_GBYGT81 | Harris | Gas | Houston | 1976 | 54 | 54 | 54 | 54 | 54 | 54 | 54 | 54 | 54 | 54
Greens Bayou 83 | GBY_GBYGT83 | Harris | Gas | Houston | 1976 | 64 | 64 | 64 | 64 | 64 | 64 | 64 | 64 | 64 | 64
Greens Bayou 84 | GBY_GBYGT84 | Harris | Gas | Houston | 1976 | 58 | 58 | 58 | 58 | 58 | 58 | 58 | 58 | 58 | 58
Gibbons Creek 1 | GIBCRK_GIB_CRG1 | Grimes | Coal | North | 1982 | 470 | 470 | 470 | 470 | 470 | 470 | 470 | 470 | 470 | 470
Sim Gideon 1 | GIDEON_GIDEONG1 | Bastrop | Gas | South | 1965 | 130 | 130 | 130 | 130 | 130 | 130 | 130 | 130 | 130 | 130
Sim Gideon 2 | GIDEON_GIDEONG2 | Bastrop | Gas | South | 1968 | 135 | 135 | 135 | 135 | 135 | 135 | 135 | 135 | 135 | 135
Sim Gideon 3 | GIDEON_GIDEONG3 | Bastrop | Gas | South | 1972 | 340 | 340 | 340 | 340 | 340 | 340 | 340 | 340 | 340 | 340
Graham 1 | GRSES_UNIT1 | Young | Gas | West | 1960 | 225 | 225 | 225 | 225 | 225 | 225 | 225 | 225 | 225 | 225
Graham 2 | GRSES_UNIT2 | Young | Gas | West | 1969 | 390 | 390 | 390 | 390 | 390 | 390 | 390 | 390 | 390 | 390
Guadalupe Gen Stn 1 | GUADG_GAS1 | Guadalupe | Gas | South | 2000 | 169 | 169 | 169 | 169 | 169 | 169 | 169 | 169 | 169 | 169
Guadalupe Gen Stn 2 | GUADG_GAS2 | Guadalupe | Gas | South | 2000 | 169 | 169 | 169 | 169 | 169 | 169 | 169 | 169 | 169 | 169
Guadalupe Gen Stn 3 | GUADG_GAS3 | Guadalupe | Gas | South | 2000 | 167 | 167 | 167 | 167 | 167 | 167 | 167 | 167 | 167 | 167
Guadalupe Gen Stn 4 | GUADG_GAS4 | Guadalupe | Gas | South | 2000 | 170 | 170 | 170 | 170 | 170 | 170 | 170 | 170 | 170 | 170
Guadalupe Gen Stn 5 | GUADG_STM5 | Guadalupe | Gas | South | 2000 | 178 | 178 | 178 | 178 | 178 | 178 | 178 | 178 | 178 | 178
Guadalupe Gen Stn 6 | GUADG_STM6 | Guadalupe | Gas | South | 2000 | 171 | 171 | 171 | 171 | 171 | 171 | 171 | 171 | 171 | 171
Hays Energy Facility 1 | HAYSEN_HAYSENG1 | Hays | Gas | South | 2002 | 237 | 237 | 237 | 237 | 237 | 237 | 237 | 237 | 237 | 237
Hays Energy Facility 2 | HAYSEN_HAYSENG2 | Hays | Gas | South | 2002 | 237 | 237 | 237 | 237 | 237 | 237 | 237 | 237 | 237 | 237
Hays Energy Facility 3 | HAYSEN_HAYSENG3 | Hays | Gas | South | 2002 | 247 | 247 | 247 | 247 | 247 | 247 | 247 | 247 | 247 | 247
Hays Energy Facility 4 | HAYSEN_HAYSENG4 | Hays | Gas | South | 2002 | 247 | 247 | 247 | 247 | 247 | 247 | 247 | 247 | 247 | 247
Handley 3 | HLSES_UNIT3 | Tarrant | Gas | North | 1963 | 395 | 395 | 395 | 395 | 395 | 395 | 395 | 395 | 395 | 395
Handley 4 | HLSES_UNIT4 | Tarrant | Gas | North | 1976 | 435 | 435 | 435 | 435 | 435 | 435 | 435 | 435 | 435 | 435
Handley 5 | HLSES_UNIT5 | Tarrant | Gas | North | 1977 | 435 | 435 | 435 | 435 | 435 | 435 | 435 | 435 | 435 | 435
Inks 1 | INKSDA_INKS_G1 | Llano | Hydro | South | 1938 | 14 | 14 | 14 | 14 | 14 | 14 | 14 | 14 | 14 | 14
Jack County GenFacility 1 | JACKCNTY_CT1 | Jack | Gas | North | 2005 | 165 | 165 | 165 | 165 | 165 | 165 | 165 | 165 | 165 | 165
Jack County GenFacility 1 | JACKCNTY_CT2 | Jack | Gas | North | 2005 | 165 | 165 | 165 | 165 | 165 | 165 | 165 | 165 | 165 | 165
Jack County GenFacility 1 | JACKCNTY_STG | Jack | Gas | North | 2005 | 310 | 310 | 310 | 310 | 310 | 310 | 310 | 310 | 310 | 310
Laredo Peaking 4 | LARDVFTN_G4 | Webb | Gas | South | 2008 | 98.5 | 98.5 | 98.5 | 98.5 | 98.5 | 98.5 | 98.5 | 98.5 | 98.5 | 98.5
Laredo Peaking 5 | LARDVFTN_G5 | Webb | Gas | South | 2008 | 98.5 | 98.5 | 98.5 | 98.5 | 98.5 | 98.5 | 98.5 | 98.5 | 98.5 | 98.5
Limestone 1 | LEG_LEG_G1 | Limestone | Coal | North | 1985 | 831 | 831 | 831 | 831 | 831 | 831 | 831 | 831 | 831 | 831
Limestone 2 | LEG_LEG_G2 | Limestone | Coal | North | 1986 | 858 | 858 | 858 | 858 | 858 | 858 | 858 | 858 | 858 | 858
Leon Creek Peaking 1 | LEON_CRK_LCPCT1 | Bexar | Gas | South | 2004 | 48 | 48 | 48 | 48 | 48 | 48 | 48 | 48 | 48 | 48
Leon Creek Peaking 2 | LEON_CRK_LCPCT2 | Bexar | Gas | South | 2004 | 48 | 48 | 48 | 48 | 48 | 48 | 48 | 48 | 48 | 48
Leon Creek Peaking 3 | LEON_CRK_LCPCT3 | Bexar | Gas | South | 2004 | 48 | 48 | 48 | 48 | 48 | 48 | 48 | 48 | 48 | 48
Leon Creek Peaking 4 | LEON_CRK_LCPCT4 | Bexar | Gas | South | 2004 | 48 | 48 | 48 | 48 | 48 | 48 | 48 | 48 | 48 | 48
Lufkin Biomass | LFBIO_UNIT1 | Angelina | Biomass | North | 2011 | 53 | 53 | 53 | 53 | 53 | 53 | 53 | 53 | 53 | 53
Lake Hubbard 2 | LH2SES_UNIT2 | Dallas | Gas | North | 2010 | 524 | 524 | 524 | 524 | 524 | 524 | 524 | 524 | 524 | 524
Lake Hubbard 1 | LHSES_UNIT1 | Dallas | Gas | North | 1970 | 392 | 392 | 392 | 392 | 392 | 392 | 392 | 392 | 392 | 392
Lost Pines 1 | LOSTPI_LOSTPGT1 | Bastrop | Gas | South | 2001 | 181 | 181 | 181 | 181 | 181 | 181 | 181 | 181 | 181 | 181
Lost Pines 2 | LOSTPI_LOSTPGT2 | Bastrop | Gas | South | 2001 | 170 | 170 | 170 | 170 | 170 | 170 | 170 | 170 | 170 | 170
Lost Pines 3 | LOSTPI_LOSTPST1 | Bastrop | Gas | South | 2001 | 194 | 194 | 194 | 194 | 194 | 194 | 194 | 194 | 194 | 194
Lamar Power Project CT11 | LPCCS_CT11 | Lamar | Gas | North | 2000 | 176 | 176 | 176 | 176 | 176 | 176 | 176 | 176 | 176 | 176
Lamar Power Project CT12 | LPCCS_CT12 | Lamar | Gas | North | 2000 | 176 | 176 | 176 | 176 | 176 | 176 | 176 | 176 | 176 | 176
Lamar Power Project CT21 | LPCCS_CT21 | Lamar | Gas | North | 2000 | 176 | 176 | 176 | 176 | 176 | 176 | 176 | 176 | 176 | 176
Lamar Power Project CT22 | LPCCS_CT22 | Lamar | Gas | North | 2000 | 176 | 176 | 176 | 176 | 176 | 176 | 176 | 176 | 176 | 176
Lamar Power Project STG1 | LPCCS_UNIT1 | Lamar | Gas | North | 2000 | 204.3 | 204.3 | 204.3 | 204.3 | 204.3 | 204.3 | 204.3 | 204.3 | 204.3 | 204.3
Lamar Power Project STG2 | LPCCS_UNIT2 | Lamar | Gas | North | 2000 | 204.3 | 204.3 | 204.3 | 204.3 | 204.3 | 204.3 | 204.3 | 204.3 | 204.3 | 204.3
Marble Falls 1 | MARBFA_MARBFAG1 | Burnet | Hydro | South | 1951 | 21 | 21 | 21 | 21 | 21 | 21 | 21 | 21 | 21 | 21
Marble Falls 2 | MARBFA_MARBFAG2 | Burnet | Hydro | South | 1951 | 21 | 21 | 21 | 21 | 21 | 21 | 21 | 21 | 21 | 21
Marshall Ford 1 | MARSFO_MARSFOG1 | Travis | Hydro | South | 1941 | 36 | 36 | 36 | 36 | 36 | 36 | 36 | 36 | 36 | 36
Marshall Ford 2 | MARSFO_MARSFOG2 | Travis | Hydro | South | 1941 | 36 | 36 | 36 | 36 | 36 | 36 | 36 | 36 | 36 | 36
Marshall Ford 3 | MARSFO_MARSFOG3 | Travis | Hydro | South | 1941 | 29 | 29 | 29 | 29 | 29 | 29 | 29 | 29 | 29 | 29
Mountain Creek 6 | MCSES_UNIT6 | Dallas | Gas | North | 1956 | 122 | 122 | 122 | 122 | 122 | 122 | 122 | 122 | 122 | 122
Mountain Creek 7 | MCSES_UNIT7 | Dallas | Gas | North | 1958 | 118 | 118 | 118 | 118 | 118 | 118 | 118 | 118 | 118 | 118
Mountain Creek 8 | MCSES_UNIT8 | Dallas | Gas | North | 1967 | 568 | 568 | 568 | 568 | 568 | 568 | 568 | 568 | 568 | 568
Midlothian 1 | MDANP_CT1 | Ellis | Gas | North | 2001 | 237 | 237 | 237 | 237 | 237 | 237 | 237 | 237 | 237 | 237
Midlothian 2 | MDANP_CT2 | Ellis | Gas | North | 2001 | 237 | 237 | 237 | 237 | 237 | 237 | 237 | 237 | 237 | 237
Midlothian 3 | MDANP_CT3 | Ellis | Gas | North | 2001 | 237 | 237 | 237 | 237 | 237 | 237 | 237 | 237 | 237 | 237
Midlothian 4 | MDANP_CT4 | Ellis | Gas | North | 2001 | 237 | 237 | 237 | 237 | 237 | 237 | 237 | 237 | 237 | 237
Midlothian 5 | MDANP_CT5 | Ellis | Gas | North | 2002 | 247 | 247 | 247 | 247 | 247 | 247 | 247 | 247 | 247 | 247
Midlothian 6 | MDANP_CT6 | Ellis | Gas | North | 2002 | 247 | 247 | 247 | 247 | 247 | 247 | 247 | 247 | 247 | 247
Morgan Creek A | MGSES_CT1 | Mitchell | Gas | West | 1988 | 81 | 81 | 81 | 81 | 81 | 81 | 81 | 81 | 81 | 81
Morgan Creek B | MGSES_CT2 | Mitchell | Gas | West | 1988 | 81 | 81 | 81 | 81 | 81 | 81 | 81 | 81 | 81 | 81
Morgan Creek C | MGSES_CT3 | Mitchell | Gas | West | 1988 | 81 | 81 | 81 | 81 | 81 | 81 | 81 | 81 | 81 | 81
Morgan Creek D | MGSES_CT4 | Mitchell | Gas | West | 1988 | 81 | 81 | 81 | 81 | 81 | 81 | 81 | 81 | 81 | 81
Morgan Creek E | MGSES_CT5 | Mitchell | Gas | West | 1988 | 81 | 81 | 81 | 81 | 81 | 81 | 81 | 81 | 81 | 81
Morgan Creek F | MGSES_CT6 | Mitchell | Gas | West | 1988 | 81 | 81 | 81 | 81 | 81 | 81 | 81 | 81 | 81 | 81
R W Miller 1 | MIL_MILLERG1 | Palo Pinto | Gas | North | 2000 | 75 | 75 | 75 | 75 | 75 | 75 | 75 | 75 | 75 | 75
R W Miller 2 | MIL_MILLERG2 | Palo Pinto | Gas | North | 2000 | 120 | 120 | 120 | 120 | 120 | 120 | 120 | 120 | 120 | 120
R W Miller 3 | MIL_MILLERG3 | Palo Pinto | Gas | North | 2000 | 208 | 208 | 208 | 208 | 208 | 208 | 208 | 208 | 208 | 208
R W Miller 4 | MIL_MILLERG4 | Palo Pinto | Gas | North | 2000 | 115 | 115 | 115 | 115 | 115 | 115 | 115 | 115 | 115 | 115
R W Miller 5 | MIL_MILLERG5 | Palo Pinto | Gas | North | 2000 | 115 | 115 | 115 | 115 | 115 | 115 | 115 | 115 | 115 | 115
Martin Lake 1 | MLSES_UNIT1 | Rusk | Coal | North | 1977 | 815 | 815 | 815 | 815 | 815 | 815 | 815 | 815 | 815 | 815
Martin Lake 2 | MLSES_UNIT2 | Rusk | Coal | North | 1978 | 820 | 820 | 820 | 820 | 820 | 820 | 820 | 820 | 820 | 820
Martin Lake 3 | MLSES_UNIT3 | Rusk | Coal | North | 1979 | 820 | 820 | 820 | 820 | 820 | 820 | 820 | 820 | 820 | 820
Monticello 1 | MNSES_UNIT1 | Titus | Coal | North | 1974 | 580 | 580 | 580 | 580 | 580 | 580 | 580 | 580 | 580 | 580
Monticello 2 | MNSES_UNIT2 | Titus | Coal | North | 1975 | 580 | 580 | 580 | 580 | 580 | 580 | 580 | 580 | 580 | 580
Monticello 3 | MNSES_UNIT3 | Titus | Coal | North | 1978 | 790 | 790 | 790 | 790 | 790 | 790 | 790 | 790 | 790 | 790
Nacogdoches Power | NACPW_UNIT1 | Nacogdoches | Biomass | North | 2012 | 105 | 105 | 105 | 105 | 105 | 105 | 105 | 105 | 105 | 105
Magic Valley 1 | NEDIN_NEDIN_G1 | Hidalgo | Gas | South | 2001 | 220 | 220 | 220 | 220 | 220 | 220 | 220 | 220 | 220 | 220
Magic Valley 2 | NEDIN_NEDIN_G2 | Hidalgo | Gas | South | 2001 | 220 | 220 | 220 | 220 | 220 | 220 | 220 | 220 | 220 | 220
Magic Valley 3 | NEDIN_NEDIN_G3 | Hidalgo | Gas | South | 2001 | 259 | 259 | 259 | 259 | 259 | 259 | 259 | 259 | 259 | 259
Nueces Bay 7 | NUECES_B_NUECESG7 | Nueces | Gas | South | 1972 | 320 | 320 | 320 | 320 | 320 | 320 | 320 | 320 | 320 | 320
Nueces Bay 8 | NUECES_B_NUECESG8 | Nueces | Gas | South | 2009 | 181 | 181 | 181 | 181 | 181 | 181 | 181 | 181 | 181 | 181
Nueces Bay 9 | NUECES_B_NUECESG9 | Nueces | Gas | South | 2009 | 181 | 181 | 181 | 181 | 181 | 181 | 181 | 181 | 181 | 181
Odessa-Ector Gen Stn C11 | OECCS_CT11 | Ector | Gas | West | 2001 | 160 | 160 | 160 | 160 | 160 | 160 | 160 | 160 | 160 | 160
Odessa-Ector Gen Stn C12 | OECCS_CT12 | Ector | Gas | West | 2001 | 155 | 155 | 155 | 155 | 155 | 155 | 155 | 155 | 155 | 155
Odessa-Ector Gen Stn C21 | OECCS_CT21 | Ector | Gas | West | 2001 | 151 | 151 | 151 | 151 | 151 | 151 | 151 | 151 | 151 | 151
Odessa-Ector Gen Stn C22 | OECCS_CT22 | Ector | Gas | West | 2001 | 168 | 168 | 168 | 168 | 168 | 168 | 168 | 168 | 168 | 168
Odessa-Ector Gen Stn ST1 | OECCS_UNIT1 | Ector | Gas | West | 2001 | 216 | 216 | 216 | 216 | 216 | 216 | 216 | 216 | 216 | 216
Odessa-Ector Gen Stn ST2 | OECCS_UNIT2 | Ector | Gas | West | 2001 | 216 | 216 | 216 | 216 | 216 | 216 | 216 | 216 | 216 | 216
Oak Grove SES Unit 1 | OGSES_UNIT1A | Robertson | Coal | North | 2011 | 840 | 840 | 840 | 840 | 840 | 840 | 840 | 840 | 840 | 840
Oak Grove SES Unit 2 | OGSES_UNIT2 | Robertson | Coal | North | 2011 | 825 | 825 | 825 | 825 | 825 | 825 | 825 | 825 | 825 | 825
Oklaunion 1 | OKLA_OKLA_G1 | Wilbarger | Coal | West | 1986 | 650 | 650 | 650 | 650 | 650 | 650 | 650 | 650 | 650 | 650
Ray Olinger 1 | OLINGR_OLING_1 | Collin | Gas | North | 1967 | 78 | 78 | 78 | 78 | 78 | 78 | 78 | 78 | 78 | 78
Ray Olinger 2 | OLINGR_OLING_2 | Collin | Gas | North | 1971 | 107 | 107 | 107 | 107 | 107 | 107 | 107 | 107 | 107 | 107
Ray Olinger 3 | OLINGR_OLING_3 | Collin | Gas | North | 1975 | 146 | 146 | 146 | 146 | 146 | 146 | 146 | 146 | 146 | 146
Ray Olinger 4 | OLINGR_OLING_4 | Collin | Gas | North | 2001 | 84 | 84 | 84 | 84 | 84 | 84 | 84 | 84 | 84 | 84
Permian Basin A | PB2SES_CT1 | Ward | Gas | West | 1988 | 71 | 71 | 71 | 71 | 71 | 71 | 71 | 71 | 71 | 71
Permian Basin B | PB2SES_CT2 | Ward | Gas | West | 1988 | 71 | 71 | 71 | 71 | 71 | 71 | 71 | 71 | 71 | 71
Permian Basin C | PB2SES_CT3 | Ward | Gas | West | 1988 | 74 | 74 | 74 | 74 | 74 | 74 | 74 | 74 | 74 | 74
Permian Basin D | PB2SES_CT4 | Ward | Gas | West | 1990 | 75 | 75 | 75 | 75 | 75 | 75 | 75 | 75 | 75 | 75
Permian Basin E | PB2SES_CT5 | Ward | Gas | West | 1990 | 75 | 75 | 75 | 75 | 75 | 75 | 75 | 75 | 75 | 75
Pearsall Engine Plant | PEARSAL2_ENG1 | Frio | Gas | South | 2010 | 8.44 | 8.44 | 8.44 | 8.44 | 8.44 | 8.44 | 8.44 | 8.44 | 8.44 | 8.44
Pearsall Engine Plant | PEARSAL2_ENG10 | Frio | Gas | South | 2010 | 8.44 | 8.44 | 8.44 | 8.44 | 8.44 | 8.44 | 8.44 | 8.44 | 8.44 | 8.44
Pearsall Engine Plant | PEARSAL2_ENG11 | Frio | Gas | South | 2010 | 8.44 | 8.44 | 8.44 | 8.44 | 8.44 | 8.44 | 8.44 | 8.44 | 8.44 | 8.44
Pearsall Engine Plant | PEARSAL2_ENG12 | Frio | Gas | South | 2010 | 8.44 | 8.44 | 8.44 | 8.44 | 8.44 | 8.44 | 8.44 | 8.44 | 8.44 | 8.44
Pearsall Engine Plant | PEARSAL2_ENG13 | Frio | Gas | South | 2010 | 8.44 | 8.44 | 8.44 | 8.44 | 8.44 | 8.44 | 8.44 | 8.44 | 8.44 | 8.44
Pearsall Engine Plant | PEARSAL2_ENG14 | Frio | Gas | South | 2010 | 8.44 | 8.44 | 8.44 | 8.44 | 8.44 | 8.44 | 8.44 | 8.44 | 8.44 | 8.44
Pearsall Engine Plant | PEARSAL2_ENG15 | Frio | Gas | South | 2010 | 8.44 | 8.44 | 8.44 | 8.44 | 8.44 | 8.44 | 8.44 | 8.44 | 8.44 | 8.44
Pearsall Engine Plant | PEARSAL2_ENG16 | Frio | Gas | South | 2010 | 8.44 | 8.44 | 8.44 | 8.44 | 8.44 | 8.44 | 8.44 | 8.44 | 8.44 | 8.44
Pearsall Engine Plant | PEARSAL2_ENG17 | Frio | Gas | South | 2010 | 8.44 | 8.44 | 8.44 | 8.44 | 8.44 | 8.44 | 8.44 | 8.44 | 8.44 | 8.44
Pearsall Engine Plant | PEARSAL2_ENG18 | Frio | Gas | South | 2010 | 8.44 | 8.44 | 8.44 | 8.44 | 8.44 | 8.44 | 8.44 | 8.44 | 8.44 | 8.44
Pearsall Engine Plant | PEARSAL2_ENG19 | Frio | Gas | South | 2010 | 8.44 | 8.44 | 8.44 | 8.44 | 8.44 | 8.44 | 8.44 | 8.44 | 8.44 | 8.44
Pearsall Engine Plant | PEARSAL2_ENG2 | Frio | Gas | South | 2010 | 8.44 | 8.44 | 8.44 | 8.44 | 8.44 | 8.44 | 8.44 | 8.44 | 8.44 | 8.44
Pearsall Engine Plant | PEARSAL2_ENG20 | Frio | Gas | South | 2010 | 8.44 | 8.44 | 8.44 | 8.44 | 8.44 | 8.44 | 8.44 | 8.44 | 8.44 | 8.44
Pearsall Engine Plant | PEARSAL2_ENG21 | Frio | Gas | South | 2010 | 8.44 | 8.44 | 8.44 | 8.44 | 8.44 | 8.44 | 8.44 | 8.44 | 8.44 | 8.44
Pearsall Engine Plant | PEARSAL2_ENG22 | Frio | Gas | South | 2010 | 8.44 | 8.44 | 8.44 | 8.44 | 8.44 | 8.44 | 8.44 | 8.44 | 8.44 | 8.44
Pearsall Engine Plant | PEARSAL2_ENG23 | Frio | Gas | South | 2010 | 8.44 | 8.44 | 8.44 | 8.44 | 8.44 | 8.44 | 8.44 | 8.44 | 8.44 | 8.44
Pearsall Engine Plant | PEARSAL2_ENG24 | Frio | Gas | South | 2010 | 8.44 | 8.44 | 8.44 | 8.44 | 8.44 | 8.44 | 8.44 | 8.44 | 8.44 | 8.44
Pearsall Engine Plant | PEARSAL2_ENG3 | Frio | Gas | South | 2010 | 8.44 | 8.44 | 8.44 | 8.44 | 8.44 | 8.44 | 8.44 | 8.44 | 8.44 | 8.44
Pearsall Engine Plant | PEARSAL2_ENG4 | Frio | Gas | South | 2010 | 8.44 | 8.44 | 8.44 | 8.44 | 8.44 | 8.44 | 8.44 | 8.44 | 8.44 | 8.44
Pearsall Engine Plant | PEARSAL2_ENG5 | Frio | Gas | South | 2010 | 8.44 | 8.44 | 8.44 | 8.44 | 8.44 | 8.44 | 8.44 | 8.44 | 8.44 | 8.44
Pearsall Engine Plant | PEARSAL2_ENG6 | Frio | Gas | South | 2010 | 8.44 | 8.44 | 8.44 | 8.44 | 8.44 | 8.44 | 8.44 | 8.44 | 8.44 | 8.44
Pearsall Engine Plant | PEARSAL2_ENG7 | Frio | Gas | South | 2010 | 8.44 | 8.44 | 8.44 | 8.44 | 8.44 | 8.44 | 8.44 | 8.44 | 8.44 | 8.44
Pearsall Engine Plant | PEARSAL2_ENG8 | Frio | Gas | South | 2010 | 8.44 | 8.44 | 8.44 | 8.44 | 8.44 | 8.44 | 8.44 | 8.44 | 8.44 | 8.44
Pearsall Engine Plant | PEARSAL2_ENG9 | Frio | Gas | South | 2010 | 8.44 | 8.44 | 8.44 | 8.44 | 8.44 | 8.44 | 8.44 | 8.44 | 8.44 | 8.44
Pearsall 1 | PEARSALL_PEARS_1 | Frio | Gas | South | 1961 | 25 | 25 | 25 | 25 | 25 | 25 | 25 | 25 | 25 | 25
Pearsall 2 | PEARSALL_PEARS_2 | Frio | Gas | South | 1961 | 25 | 25 | 25 | 25 | 25 | 25 | 25 | 25 | 25 | 25
Pearsall 3 | PEARSALL_PEARS_3 | Frio | Gas | South | 1961 | 25 | 25 | 25 | 25 | 25 | 25 | 25 | 25 | 25 | 25
PasGen | PSG_PSG_GT2 | Harris | Gas | Houston | 2000 | 176 | 176 | 176 | 176 | 176 | 176 | 176 | 176 | 176 | 176
PasGen | PSG_PSG_GT3 | Harris | Gas | Houston | 2000 | 176 | 176 | 176 | 176 | 176 | 176 | 176 | 176 | 176 | 176
PasGen | PSG_PSG_ST2 | Harris | Gas | Houston | 2000 | 169 | 169 | 169 | 169 | 169 | 169 | 169 | 169 | 169 | 169
Quail Run Energy STG1 | QALSW_GT1 | Ector | Gas | West | 2007 | 84 | 84 | 84 | 84 | 84 | 84 | 84 | 84 | 84 | 84
Quail Run Energy GT1 | QALSW_GT2 | Ector | Gas | West | 2007 | 86 | 86 | 86 | 86 | 86 | 86 | 86 | 86 | 86 | 86
Quail Run Energy GT2 | QALSW_GT3 | Ector | Gas | West | 2008 | 81 | 81 | 81 | 81 | 81 | 81 | 81 | 81 | 81 | 81
Quail Run Energy STG2 | QALSW_GT4 | Ector | Gas | West | 2008 | 81 | 81 | 81 | 81 | 81 | 81 | 81 | 81 | 81 | 81
Quail Run Energy GT3 | QALSW_STG1 | Ector | Gas | West | 2007 | 98 | 98 | 98 | 98 | 98 | 98 | 98 | 98 | 98 | 98
Quail Run Energy GT4 | QALSW_STG2 | Ector | Gas | West | 2008 | 98 | 98 | 98 | 98 | 98 | 98 | 98 | 98 | 98 | 98
Rayburn 1 | RAYBURN_RAYBURG1 | Victoria | Gas | South | 1963 | 13.5 | 13.5 | 13.5 | 13.5 | 13.5 | 13.5 | 13.5 | 13.5 | 13.5 | 13.5
Rayburn 10 | RAYBURN_RAYBURG10 | Victoria | Gas | South | 2003 | 40 | 40 | 40 | 40 | 40 | 40 | 40 | 40 | 40 | 40
Rayburn 2 | RAYBURN_RAYBURG2 | Victoria | Gas | South | 1963 | 13.5 | 13.5 | 13.5 | 13.5 | 13.5 | 13.5 | 13.5 | 13.5 | 13.5 | 13.5
Rayburn 7 | RAYBURN_RAYBURG7 | Victoria | Gas | South | 2003 | 50 | 50 | 50 | 50 | 50 | 50 | 50 | 50 | 50 | 50
Rayburn 8 | RAYBURN_RAYBURG8 | Victoria | Gas | South | 2003 | 51 | 51 | 51 | 51 | 51 | 51 | 51 | 51 | 51 | 51
Rayburn 9 | RAYBURN_RAYBURG9 | Victoria | Gas | South | 2003 | 50 | 50 | 50 | 50 | 50 | 50 | 50 | 50 | 50 | 50
Rio Nogales 1 | RIONOG_CT1 | Guadalupe | Gas | South | 2002 | 175 | 175 | 175 | 175 | 175 | 175 | 175 | 175 | 175 | 175
Rio Nogales 2 | RIONOG_CT2 | Guadalupe | Gas | South | 2002 | 175 | 175 | 175 | 175 | 175 | 175 | 175 | 175 | 175 | 175
Rio Nogales 3 | RIONOG_CT3 | Guadalupe | Gas | South | 2002 | 175 | 175 | 175 | 175 | 175 | 175 | 175 | 175 | 175 | 175
Rio Nogales 4 | RIONOG_ST1 | Guadalupe | Gas | South | 2002 | 323 | 323 | 323 | 323 | 323 | 323 | 323 | 323 | 323 | 323
Sandhill Energy Center 5A | SANDHSYD_SH_5A | Travis | Gas | South | 2004 | 170 | 170 | 170 | 170 | 170 | 170 | 170 | 170 | 170 | 170
Sandhill Energy Center 5C | SANDHSYD_SH_5C | Travis | Gas | South | 2004 | 155 | 155 | 155 | 155 | 155 | 155 | 155 | 155 | 155 | 155
Sandhill Energy Center 1 | SANDHSYD_SH1 | Travis | Gas | South | 2001 | 48 | 48 | 48 | 48 | 48 | 48 | 48 | 48 | 48 | 48
Sandhill Energy Center 2 | SANDHSYD_SH2 | Travis | Gas | South | 2001 | 48 | 48 | 48 | 48 | 48 | 48 | 48 | 48 | 48 | 48
Sandhill Energy Center 3 | SANDHSYD_SH3 | Travis | Gas | South | 2001 | 48 | 48 | 48 | 48 | 48 | 48 | 48 | 48 | 48 | 48
Sandhill Energy Center 4 | SANDHSYD_SH4 | Travis | Gas | South | 2001 | 48 | 48 | 48 | 48 | 48 | 48 | 48 | 48 | 48 | 48
Sandhill Energy Center 6 | SANDHSYD_SH6 | Travis | Gas | South | 2010 | 48 | 48 | 48 | 48 | 48 | 48 | 48 | 48 | 48 | 48
Sandhill Energy Center 7 | SANDHSYD_SH7 | Travis | Gas | South | 2010 | 48 | 48 | 48 | 48 | 48 | 48 | 48 | 48 | 48 | 48
San Miguel 1 | SANMIGL_SANMIGG1 | Atascosa | Coal | South | 1982 | 391 | 391 | 391 | 391 | 391 | 391 | 391 | 391 | 391 | 391
Stryker Creek 1 | SCSES_UNIT1A | Cherokee | Gas | North | 1958 | 167 | 167 | 167 | 167 | 167 | 167 | 167 | 167 | 167 | 167
Stryker Creek 2 | SCSES_UNIT2 | Cherokee | Gas | North | 1965 | 502 | 502 | 502 | 502 | 502 | 502 | 502 | 502 | 502 | 502
Sandow 5 | SD5SES_UNIT5 | Milam | Coal | South | 2010 | 570 | 570 | 570 | 570 | 570 | 570 | 570 | 570 | 570 | 570
Silas Ray 10 | SILASRAY_SILAS_10 | Cameron | Gas | South | 2004 | 48 | 48 | 48 | 48 | 48 | 48 | 48 | 48 | 48 | 48
Silas Ray 6 | SILASRAY_SILAS_6 | Cameron | Gas | South | 1961 | 21 | 21 | 21 | 21 | 21 | 21 | 21 | 21 | 21 | 21
Silas Ray 9 | SILASRAY_SILAS_9 | Cameron | Gas | South | 1996 | 49 | 49 | 49 | 49 | 49 | 49 | 49 | 49 | 49 | 49
San Jacinto SES 1 | SJS_SJS_G1 | Harris | Gas | Houston | 1995 | 81 | 81 | 81 | 81 | 81 | 81 | 81 | 81 | 81 | 81
San Jacinto SES 2 | SJS_SJS_G2 | Harris | Gas | Houston | 1995 | 81 | 81 | 81 | 81 | 81 | 81 | 81 | 81 | 81 | 81
Spencer 4 | SPNCER_SPNCE_4 | Denton | Gas | North | 1966 | 61 | 61 | 61 | 61 | 61 | 61 | 61 | 61 | 61 | 61
Spencer 5 | SPNCER_SPNCE_5 | Denton | Gas | North | 1973 | 61 | 61 | 61 | 61 | 61 | 61 | 61 | 61 | 61 | 61
Sam Bertron 1 | SRB_SRB_G1 | Harris | Gas | Houston | 1958 | 118 | 118 | 118 | 118 | 118 | 118 | 118 | 118 | 118 | 118
Sam Bertron 2 | SRB_SRB_G2 | Harris | Gas | Houston | 1956 | 174 | 174 | 174 | 174 | 174 | 174 | 174 | 174 | 174 | 174
Sam Bertron 3 | SRB_SRB_G3 | Harris | Gas | Houston | 1959 | 230 | 230 | 230 | 230 | 230 | 230 | 230 | 230 | 230 | 230
Sam Bertron 4 | SRB_SRB_G4 | Harris | Gas | Houston | 1960 | 230 | 230 | 230 | 230 | 230 | 230 | 230 | 230 | 230 | 230
Sam Bertron T2 | SRB_SRBGT_2 | Harris | Gas | Houston | 1967 | 13 | 13 | 13 | 13 | 13 | 13 | 13 | 13 | 13 | 13
Greenville Engine Plant | STEAM_ENGINE_1 | Hunt | Gas | North | 2010 | 8.439 | 8.439 | 8.439 | 8.439 | 8.439 | 8.439 | 8.439 | 8.439 | 8.439 | 8.439
Greenville Engine Plant | STEAM_ENGINE_2 | Hunt | Gas | North | 2010 | 8.439 | 8.439 | 8.439 | 8.439 | 8.439 | 8.439 | 8.439 | 8.439 | 8.439 | 8.439
Greenville Engine Plant | STEAM_ENGINE_3 | Hunt | Gas | North | 2010 | 8.439 | 8.439 | 8.439 | 8.439 | 8.439 | 8.439 | 8.439 | 8.439 | 8.439 | 8.439
Powerlane Plant 2 | STEAM_STEAM_2 | Hunt | Gas | North | 1967 | 26 | 26 | 26 | 26 | 26 | 26 | 26 | 26 | 26 | 26
Powerlane Plant 3 | STEAM_STEAM_3 | Hunt | Gas | North | 1978 | 41 | 41 | 41 | 41 | 41 | 41 | 41 | 41 | 41 | 41
Powerlane Plant 1 | STEAM1A_STEAM_1 | Hunt | Gas | North | 2009 | 20 | 20 | 20 | 20 | 20 | 20 | 20 | 20 | 20 | 20
South Texas 1 | STP_STP_G1 | Matagorda | Nuclear | South | 1988 | 1375 | 1375 | 1375 | 1375 | 1375 | 1375 | 1375 | 1375 | 1375 | 1375
South Texas 2 | STP_STP_G2 | Matagorda | Nuclear | South | 1989 | 1375 | 1375 | 1375 | 1375 | 1375 | 1375 | 1375 | 1375 | 1375 | 1375
Johnson County GenFacility 1 | TEN_CT1 | Johnson | Gas | North | 1997 | 177 | 177 | 177 | 177 | 177 | 177 | 177 | 177 | 177 | 177
Johnson County GenFacility 2 | TEN_STG | Johnson | Gas | North | 1997 | 106 | 106 | 106 | 106 | 106 | 106 | 106 | 106 | 106 | 106
Texas Gulf Sulphur | TGF_TGFGT_1 | Wharton | Gas | Houston | 1985 | 78 | 78 | 78 | 78 | 78 | 78 | 78 | 78 | 78 | 78
T H Wharton G1 | THW_THWGT_1 | Harris | Gas | Houston | 1967 | 13 | 13 | 13 | 13 | 13 | 13 | 13 | 13 | 13 | 13
T H Wharton 31 | THW_THWGT31 | Harris | Gas | Houston | 1972 | 57 | 57 | 57 | 57 | 57 | 57 | 57 | 57 | 57 | 57
T H Wharton 32 | THW_THWGT32 | Harris | Gas | Houston | 1972 | 57 | 57 | 57 | 57 | 57 | 57 | 57 | 57 | 57 | 57
T H Wharton 33 | THW_THWGT33 | Harris | Gas | Houston | 1972 | 57 | 57 | 57 | 57 | 57 | 57 | 57 | 57 | 57 | 57
T H Wharton 34 | THW_THWGT34 | Harris | Gas | Houston | 1972 | 57 | 57 | 57 | 57 | 57 | 57 | 57 | 57 | 57 | 57
T H Wharton 41 | THW_THWGT41 | Harris | Gas | Houston | 1972 | 57 | 57 | 57 | 57 | 57 | 57 | 57 | 57 | 57 | 57
T H Wharton 42 | THW_THWGT42 | Harris | Gas | Houston | 1972 | 57 | 57 | 57 | 57 | 57 | 57 | 57 | 57 | 57 | 57
T H Wharton 43 | THW_THWGT43 | Harris | Gas | Houston | 1974 | 57 | 57 | 57 | 57 | 57 | 57 | 57 | 57 | 57 | 57
T H Wharton 44 | THW_THWGT44 | Harris | Gas | Houston | 1974 | 57 | 57 | 57 | 57 | 57 | 57 | 57 | 57 | 57 | 57
T H Wharton 51 | THW_THWGT51 | Harris | Gas | Houston | 1975 | 57 | 57 | 57 | 57 | 57 | 57 | 57 | 57 | 57 | 57
T H Wharton 52 | THW_THWGT52 | Harris | Gas | Houston | 1975 | 57 | 57 | 57 | 57 | 57 | 57 | 57 | 57 | 57 | 57
T H Wharton 53 | THW_THWGT53 | Harris | Gas | Houston | 1975 | 57 | 57 | 57 | 57 | 57 | 57 | 57 | 57 | 57 | 57
T H Wharton 54 | THW_THWGT54 | Harris | Gas | Houston | 1975 | 57 | 57 | 57 | 57 | 57 | 57 | 57 | 57 | 57 | 57
T H Wharton 55 | THW_THWGT55 | Harris | Gas | Houston | 1975 | 57 | 57 | 57 | 57 | 57 | 57 | 57 | 57 | 57 | 57
T H Wharton 56 | THW_THWGT56 | Harris | Gas | Houston | 1975 | 57 | 57 | 57 | 57 | 57 | 57 | 57 | 57 | 57 | 57
T H Wharton 3 | THW_THWST_3 | Harris | Gas | Houston | 1974 | 104 | 104 | 104 | 104 | 104 | 104 | 104 | 104 | 104 | 104
T H Wharton 4 | THW_THWST_4 | Harris | Gas | Houston | 1974 | 104 | 104 | 104 | 104 | 104 | 104 | 104 | 104 | 104 | 104
Twin Oaks 1 | TNP_ONE_TNP_O_1 | Robertson | Coal | North | 1990 | 158 | 158 | 158 | 158 | 158 | 158 | 158 | 158 | 158 | 158
Twin Oaks 2 | TNP_ONE_TNP_O_2 | Robertson | Coal | North | 1991 | 158 | 158 | 158 | 158 | 158 | 158 | 158 | 158 | 158 | 158
Paris Energy Center 1 | TNSKA_GT1 | Lamar | Gas | North | 1989 | 87 | 87 | 87 | 87 | 87 | 87 | 87 | 87 | 87 | 87
Paris Energy Center 2 | TNSKA_GT2 | Lamar | Gas | North | 1989 | 87 | 87 | 87 | 87 | 87 | 87 | 87 | 87 | 87 | 87
Paris Energy Center 3 | TNSKA_STG | Lamar | Gas | North | 1990 | 89 | 89 | 89 | 89 | 89 | 89 | 89 | 89 | 89 | 89
Trinidad 6 | TRSES_UNIT6 | Henderson | Gas | North | 1965 | 226 | 226 | 226 | 226 | 226 | 226 | 226 | 226 | 226 | 226
Texas City 1 | TXCTY_CTA | Galveston | Gas | Houston | 2000 | 106 | 106 | 106 | 106 | 106 | 106 | 106 | 106 | 106 | 106
Texas City 2 | TXCTY_CTB | Galveston | Gas | Houston | 2000 | 101 | 101 | 101 | 101 | 101 | 101 | 101 | 101 | 101 | 101
Texas City 3 | TXCTY_CTC | Galveston | Gas | Houston | 2000 | 101 | 101 | 101 | 101 | 101 | 101 | 101 | 101 | 101 | 101
Texas City 4 | TXCTY_ST | Galveston | Gas | Houston | 2000 | 128 | 128 | 128 | 128 | 128 | 128 | 128 | 128 | 128 | 128
Victoria Power Station 5 | VICTORIA_VICTORG5 | Victoria | Gas | South | 2009 | 132 | 132 | 132 | 132 | 132 | 132 | 132 | 132 | 132 | 132
Victoria Power Station 6 | VICTORIA_VICTORG6 | Victoria | Gas | South | 2009 | 168 | 168 | 168 | 168 | 168 | 168 | 168 | 168 | 168 | 168
W A Parish 1 | WAP_WAP_G1 | Ft. Bend | Gas | Houston | 1958 | 169 | 169 | 169 | 169 | 169 | 169 | 169 | 169 | 169 | 169
W A Parish 2 | WAP_WAP_G2 | Ft. Bend | Gas | Houston | 1958 | 169 | 169 | 169 | 169 | 169 | 169 | 169 | 169 | 169 | 169
W A Parish 3 | WAP_WAP_G3 | Ft. Bend | Gas | Houston | 1961 | 258 | 258 | 258 | 258 | 258 | 258 | 258 | 258 | 258 | 258
W A Parish 4 | WAP_WAP_G4 | Ft. Bend | Gas | Houston | 1968 | 552 | 552 | 552 | 552 | 552 | 552 | 552 | 552 | 552 | 552
W A Parish 5 | WAP_WAP_G5 | Ft. Bend | Coal | Houston | 1977 | 659 | 659 | 659 | 659 | 659 | 659 | 659 | 659 | 659 | 659
W A Parish 6 | WAP_WAP_G6 | Ft. Bend | Coal | Houston | 1978 | 658 | 658 | 658 | 658 | 658 | 658 | 658 | 658 | 658 | 658
W A Parish 7 | WAP_WAP_G7 | Ft. Bend | Coal | Houston | 1980 | 577 | 577 | 577 | 577 | 577 | 577 | 577 | 577 | 577 | 577
W A Parish 8 | WAP_WAP_G8 | Ft. Bend | Coal | Houston | 1982 | 610 | 610 | 610 | 610 | 610 | 610 | 610 | 610 | 610 | 610
W A Parish T1 | WAP_WAPGT_1 | Ft. Bend | Gas | Houston | 1967 | 13 | 13 | 13 | 13 | 13 | 13 | 13 | 13 | 13 | 13
Wise-Tractebel Power Proj. 1 | WCPP_CT1 | Wise | Gas | North | 2004 | 260 | 260 | 260 | 260 | 260 | 260 | 260 | 260 | 260 | 260
Wise-Tractebel Power Proj. 2 | WCPP_CT2 | Wise | Gas | North | 2004 | 260 | 260 | 260 | 260 | 260 | 260 | 260 | 260 | 260 | 260
Wise-Tractebel Power Proj. 3 | WCPP_ST1 | Wise | Gas | North | 2004 | 290 | 290 | 290 | 290 | 290 | 290 | 290 | 290 | 290 | 290
Wichita Falls 1 | WFCOGEN_UNIT1 | Wichita | Gas | West | 1987 | 21 | 21 | 21 | 21 | 21 | 21 | 21 | 21 | 21 | 21
Wichita Falls 2 | WFCOGEN_UNIT2 | Wichita | Gas | West | 1987 | 21 | 21 | 21 | 21 | 21 | 21 | 21 | 21 | 21 | 21
Wichita Falls 3 | WFCOGEN_UNIT3 | Wichita | Gas | West | 1987 | 21 | 21 | 21 | 21 | 21 | 21 | 21 | 21 | 21 | 21
Wichita Falls 4 | WFCOGEN_UNIT4 | Wichita | Gas | West | 1987 | 16 | 16 | 16 | 16 | 16 | 16 | 16 | 16 | 16 | 16
Wolf Hollow Power Proj. 1 | WHCCS_CT1 | Hood | Gas | North | 2002 | 249 | 249 | 249 | 249 | 249 | 249 | 249 | 249 | 249 | 249
Wolf Hollow Power Proj. 2 | WHCCS_CT2 | Hood | Gas | North | 2002 | 249 | 249 | 249 | 249 | 249 | 249 | 249 | 249 | 249 | 249
Wolf Hollow Power Proj. 3 | WHCCS_STG | Hood | Gas | North | 2002 | 293 | 293 | 293 | 293 | 293 | 293 | 293 | 293 | 293 | 293
Winchester Power Park 1 | WIPOPA_WPP_G1 | Fayette | Gas | South | 2010 | 44.75 | 44.75 | 44.75 | 44.75 | 44.75 | 44.75 | 44.75 | 44.75 | 44.75 | 44.75
Winchester Power Park 2 | WIPOPA_WPP_G2 | Fayette | Gas | South | 2010 | 44.75 | 44.75 | 44.75 | 44.75 | 44.75 | 44.75 | 44.75 | 44.75 | 44.75 | 44.75
Winchester Power Park 3 | WIPOPA_WPP_G3 | Fayette | Gas | South | 2010 | 44.75 | 44.75 | 44.75 | 44.75 | 44.75 | 44.75 | 44.75 | 44.75 | 44.75 | 44.75
Winchester Power Park 4 | WIPOPA_WPP_G4 | Fayette | Gas | South | 2010 | 44.75 | 44.75 | 44.75 | 44.75 | 44.75 | 44.75 | 44.75 | 44.75 | 44.75 | 44.75
Granite Shoals 1 | WIRTZ_WIRTZ_G1 | Burnet | Hydro | South | 1951 | 30 | 30 | 30 | 30 | 30 | 30 | 30 | 30 | 30 | 30
Granite Shoals 2 | WIRTZ_WIRTZ_G2 | Burnet | Hydro | South | 1951 | 30 | 30 | 30 | 30 | 30 | 30 | 30 | 30 | 30 | 30
Whitney 1 | WND_WHITNEY1 | Bosque | Hydro | North | 1953 | 15 | 15 | 15 | 15 | 15 | 15 | 15 | 15 | 15 | 15
Whitney 2 | WND_WHITNEY2 | Bosque | Hydro | North | 1953 | 15 | 15 | 15 | 15 | 15 | 15 | 15 | 15 | 15 | 15
Jack County GenFacility 2 | JCKCNTY2_CT3 | Jack | Gas | North | 2005 | 165 | 165 | 165 | 165 | 165 | 165 | 165 | 165 | 165 | 165
Jack County GenFacility 2 | JCKCNTY2_CT4 | Jack | Gas | North | 2005 | 165 | 165 | 165 | 165 | 165 | 165 | 165 | 165 | 165 | 165
Jack County GenFacility 2 | JCKCNTY2_ST2 | Jack | Gas | North | 2005 | 310 | 310 | 310 | 310 | 310 | 310 | 310 | 310 | 310 | 310
Webberville | WEBBER_S_WSP1 | Travis | Solar | South | 2011 | 28.5 | 28.5 | 28.5 | 28.5 | 28.5 | 28.5 | 28.5 | 28.5 | 28.5 | 28.5
Big Spring | CARBN_BSP_1 | Howard | Gas | West | 2006 | 17.5 | 17.5 | 17.5 | 17.5 | 17.5 | 17.5 | 17.5 | 17.5 | 17.5 | 17.5
McKinney Landfill | DG_MKNSW_2UNITS | Collin | Biomass | North | 2011 | 3.2 | 3.2 | 3.2 | 3.2 | 3.2 | 3.2 | 3.2 | 3.2 | 3.2 | 3.2
Somerset 1 | DG_SOME1_1UNIT | Bexar | Solar | South | 2012 | 5.61 | 5.61 | 5.61 | 5.61 | 5.61 | 5.61 | 5.61 | 5.61 | 5.61 | 5.61
Somerset 2 | DG_SOME2_1UNIT | Bexar | Solar | South | 2012 | 4.95 | 4.95 | 4.95 | 4.95 | 4.95 | 4.95 | 4.95 | 4.95 | 4.95 | 4.95
Sunedison Rabel Road | DG_VALL1_1UNIT | Bexar | Solar | South | 2012 | 9.9 | 9.9 | 9.9 | 9.9 | 9.9 | 9.9 | 9.9 | 9.9 | 9.9 | 9.9
Sunedison Valley Road | DG_VALL2_1UNIT | Bexar | Solar | South | 2012 | 9.9 | 9.9 | 9.9 | 9.9 | 9.9 | 9.9 | 9.9 | 9.9 | 9.9 | 9.9
Canyon | CANYHY_CANYHYG1 | Comal | HY | South | 1989 | 6 | 6 | 6 | 6 | 6 | 6 | 6 | 6 | 6 | 6
Eagle Pass Hydro | EAGLE_HY_EAGLE_HY1 | Maverick | HY | South | 1932 | 9.6 | 9.6 | 9.6 | 9.6 | 9.6 | 9.6 | 9.6 | 9.6 | 9.6 | 9.6
Lakewood Tap | DG_LKWDT_2UNITS | Gonzales | HY | South | 1931 | 4.8 | 4.8 | 4.8 | 4.8 | 4.8 | 4.8 | 4.8 | 4.8 | 4.8 | 4.8
Lewisville | DG_LWSVL_1UNIT | Denton | HY | North | 1991 | 2.2 | 2.2 | 2.2 | 2.2 | 2.2 | 2.2 | 2.2 | 2.2 | 2.2 | 2.2
McQueeney | DG_MCQUE_5UNITS | Guadalupe | HY | South | 1928 | 7.68 | 7.68 | 7.68 | 7.68 | 7.68 | 7.68 | 7.68 | 7.68 | 7.68 | 7.68
Schumansville | DG_SCHUM_2UNITS | Guadalupe | HY | South | 1928 | 3.6 | 3.6 | 3.6 | 3.6 | 3.6 | 3.6 | 3.6 | 3.6 | 3.6 | 3.6
Alvin | AV_DG1 | Galveston | Biomass | Houston | 2002 | 6.7 | 6.7 | 6.7 | 6.7 | 6.7 | 6.7 | 6.7 | 6.7 | 6.7 | 6.7
Austin Landfill Gas | DG_SPRIN_4UNITS | Travis | Biomass | South | 2007 | 6.4 | 6.4 | 6.4 | 6.4 | 6.4 | 6.4 | 6.4 | 6.4 | 6.4 | 6.4
Covel Gardens Power Station | DG_MEDIN_1UNIT | Bexar | Biomass | South | 2005 | 9.6 | 9.6 | 9.6 | 9.6 | 9.6 | 9.6 | 9.6 | 9.6 | 9.6 | 9.6
DFW Gas Recovery | DG_BIO2_4UNITS | Denton | Biomass | North | 2009 | 6.4 | 6.4 | 6.4 | 6.4 | 6.4 | 6.4 | 6.4 | 6.4 | 6.4 | 6.4
DG_Bioenergy Partners | DG_BIOE_2UNITS | Denton | Biomass | North | 1988 | 6.2 | 6.2 | 6.2 | 6.2 | 6.2 | 6.2 | 6.2 | 6.2 | 6.2 | 6.2
Humble | HB_DG1 | Harris | Biomass | Houston | 2002 | 10 | 10 | 10 | 10 | 10 | 10 | 10 | 10 | 10 | 10
Liberty | LB_DG1 | Harris | Biomass | Houston | 2002 | 3.872 | 3.872 | 3.872 | 3.872 | 3.872 | 3.872 | 3.872 | 3.872 | 3.872 | 3.872
Mesquite Creek Energy | DG_FREIH_2UNITS | Comal | Biomass | South | 2010 | 3.2 | 3.2 | 3.2 | 3.2 | 3.2 | 3.2 | 3.2 | 3.2 | 3.2 | 3.2
Skyline Landfill Energy | DG_FERIS_4UNITS | Dallas | Biomass | North | 2007 | 6.4 | 6.4 | 6.4 | 6.4 | 6.4 | 6.4 | 6.4 | 6.4 | 6.4 | 6.4
Trinity Bay | TRN_DG1 | Chambers | Biomass | Houston | 2002 | 3.872 | 3.872 | 3.872 | 3.872 | 3.872 | 3.872 | 3.872 | 3.872 | 3.872 | 3.872
Walzem Road | DG_WALZE_4UNITS | Bexar | Biomass | South | 2002 | 9.78 | 9.78 | 9.78 | 9.78 | 9.78 | 9.78 | 9.78 | 9.78 | 9.78 | 9.78
Westside | DG_WSTHL_3UNITS | Parker | Biomass | North | 2010 | 4.8 | 4.8 | 4.8 | 4.8 | 4.8 | 4.8 | 4.8 | 4.8 | 4.8 | 4.8
FW Region Gen Facility | DG_RDLML_1UNIT | Tarrant | Biomass | North | 2006 | 1.6 | 1.6 | 1.6 | 1.6 | 1.6 | 1.6 | 1.6 | 1.6 | 1.6 | 1.6
Trinity Oaks LFG | DG_KLBRG_1UNIT | Dallas | Biomass | North | 2009 | 3.2 | 3.2 | 3.2 | 3.2 | 3.2 | 3.2 | 3.2 | 3.2 | 3.2 | 3.2
Kmaybto | DG_KMASB_1UNIT | Wichita | Other | North | 2011 | 0.125 | 0.125 | 0.125 | 0.125 | 0.125 | 0.125 | 0.125 | 0.125 | 0.125 | 0.125
Blue Wing 1 | DG_BROOK_1UNIT | Bexar | Solar | South | 2010 | 7.56 | 7.56 | 7.56 | 7.56 | 7.56 | 7.56 | 7.56 | 7.56 | 7.56 | 7.56
Blue Wing 2 | DG_ELMEN_1UNIT | Bexar | Solar | South | 2010 | 7.3 | 7.3 | 7.3 | 7.3 | 7.3 | 7.3 | 7.3 | 7.3 | 7.3 | 7.3
Operational | [5 empty] | 67631.866 | 67631.866 | 67631.866 | 67631.866 | 67631.866 | 66781.866 | 66781.866 | 66781.866 | 66781.866 | 66781.866
Generation from Private Use Networks | [5 empty] | 4390 | 4390 | 4390 | 4390 | 4390 | 4390 | 4390 | 4390 | 4390 | 4390
RMR | [5 empty] | 0 | 0 | 0 | 0 | 0 | 0 | 0 | 0 | 0 | 0
Eagle Pass | DC Tie | Maverick | Other | South |  | 36 | 36 | 36 | 36 | 36 | 36 | 36 | 36 | 36 | 36
East | DC Tie | Fannin | Other | North |  | 600 | 600 | 600 | 600 | 600 | 600 | 600 | 600 | 600 | 600
Laredo VFT | DC Tie | Webb | Other | South |  | 100 | 100 | 100 | 100 | 100 | 100 | 100 | 100 | 100 | 100
North | DC Tie | Wilbarger | Other | West |  | 220 | 220 | 220 | 220 | 220 | 220 | 220 | 220 | 220 | 220
Sharyland | DC Tie | Hidalgo | Other | South |  | 150 | 150 | 150 | 150 | 150 | 150 | 150 | 150 | 150 | 150
DC-Ties | [5 empty] | 1106 | 1106 | 1106 | 1106 | 1106 | 1106 | 1106 | 1106 | 1106 | 1106
Kiamichi Energy Facility 1CT101 | KMCHI_1CT101 | Fannin | Gas | North | 2003 | 180 | 180 | 180 | 180 | 180 | 180 | 180 | 180 | 180 | 180
Kiamichi Energy Facility 1CT201 | KMCHI_1CT201 | Fannin | Gas | North | 2003 | 180 | 180 | 180 | 180 | 180 | 180 | 180 | 180 | 180 | 180
Kiamichi Energy Facility 1ST | KMCHI_1ST | Fannin | Gas | North | 2003 | 180 | 180 | 180 | 180 | 180 | 180 | 180 | 180 | 180 | 180
Kiamichi Energy Facility 2CT101 | KMCHI_2CT101 | Fannin | Gas | North | 2003 | 390 | 390 | 390 | 390 | 390 | 390 | 390 | 390 | 390 | 390
Kiamichi Energy Facility 2CT201 | KMCHI_2CT201 | Fannin | Gas | North | 2003 | 178 | 178 | 178 | 178 | 178 | 178 | 178 | 178 | 178 | 178
Kiamichi Energy Facility 2ST | KMCHI_2ST | Fannin | Gas | North | 2003 | 180 | 180 | 180 | 180 | 180 | 180 | 180 | 180 | 180 | 180
Tenaska-Frontier 1 | FTR_FTR_G1 | Grimes | Gas | North | 2000 | 307 | 307 | 307 | 307 | 307 | 307 | 307 | 307 | 307 | 307
Tenaska-Frontier 2 | FTR_FTR_G2 | Grimes | Gas | North | 2000 | 178 | 178 | 178 | 178 | 178 | 178 | 178 | 178 | 178 | 178
Tenaska-Frontier 3 | FTR_FTR_G3 | Grimes | Gas | North | 2000 | 180 | 180 | 180 | 180 | 180 | 180 | 180 | 180 | 180 | 180
Tenaska-Frontier 4 | FTR_FTR_G4 | Grimes | Gas | North | 2000 | 307 | 307 | 307 | 307 | 307 | 307 | 307 | 307 | 307 | 307
Tenaska-Gateway 1 | TGCCS_CT1 | Rusk | Gas | North | 2001 | 162 | 162 | 162 | 162 | 162 | 162 | 162 | 162 | 162 | 162
Tenaska-Gateway 2 | TGCCS_CT2 | Rusk | Gas | North | 2001 | 179 | 179 | 179 | 179 | 179 | 179 | 179 | 179 | 179 | 179
Tenaska-Gateway 3 | TGCCS_CT3 | Rusk | Gas | North | 2001 | 178 | 178 | 178 | 178 | 178 | 178 | 178 | 178 | 178 | 178
Tenaska-Gateway 4 | TGCCS_UNIT4 | Rusk | Gas | North | 2001 | 389 | 389 | 389 | 389 | 389 | 389 | 389 | 389 | 389 | 389
Switchable Resources | [5 empty] | 3168 | 3168 | 3168 | 3168 | 3168 | 3168 | 3168 | 3168 | 3168 | 3168
Green Mountain Energy 1 | BRAZ_WND_WND1 | Scurry | Wind | West | 2003 | 99 | 99 | 99 | 99 | 99 | 99 | 99 | 99 | 99 | 99
Green Mountain Energy 2 | BRAZ_WND_WND2 | Scurry | Wind | West | 2003 | 61 | 61 | 61 | 61 | 61 | 61 | 61 | 61 | 61 | 61
Barton Chapel Wind | BRTSW_BCW1 | Jack | Wind | North | 2007 | 120 | 120 | 120 | 120 | 120 | 120 | 120 | 120 | 120 | 120
Buffalo Gap Wind Farm 1 | BUFF_GAP_UNIT1 | Taylor | Wind | West | 2006 | 121 | 121 | 121 | 121 | 121 | 121 | 121 | 121 | 121 | 121
Buffalo Gap Wind Farm 2 | BUFF_GAP_UNIT2 | Taylor | Wind | West | 2007 | 232.5 | 232.5 | 232.5 | 232.5 | 232.5 | 232.5 | 232.5 | 232.5 | 232.5 | 232.5
Buffalo Gap Wind Farm 3 | BUFF_GAP_UNIT3 | Taylor | Wind | West | 2008 | 170 | 170 | 170 | 170 | 170 | 170 | 170 | 170 | 170 | 170
Bull Creek Wind Plant | BULLCRK_WND1 | Borden | Wind | West | 2009 | 88 | 88 | 88 | 88 | 88 | 88 | 88 | 88 | 88 | 88
Bull Creek Wind Plant | BULLCRK_WND2 | Borden | Wind | West | 2009 | 90 | 90 | 90 | 90 | 90 | 90 | 90 | 90 | 90 | 90
Capricorn Ridge Wind 4 | CAPRIDG4_CR4 | Sterling | Wind | West | 2008 | 113 | 113 | 113 | 113 | 113 | 113 | 113 | 113 | 113 | 113
Capricorn Ridge Wind 1 | CAPRIDGE_CR1 | Sterling | Wind | West | 2007 | 215 | 215 | 215 | 215 | 215 | 215 | 215 | 215 | 215 | 215
Capricorn Ridge Wind 3 | CAPRIDGE_CR2 | Sterling | Wind | West | 2007 | 150 | 150 | 150 | 150 | 150 | 150 | 150 | 150 | 150 | 150
Capricorn Ridge Wind 2 | CAPRIDGE_CR3 | Sterling | Wind | West | 2008 | 186 | 186 | 186 | 186 | 186 | 186 | 186 | 186 | 186 | 186
Cedro Hill Wind | CEDROHIL_CHW1 | Webb | Wind | South | 2010 | 150 | 150 | 150 | 150 | 150 | 150 | 150 | 150 | 150 | 150
Champion Wind Farm | CHAMPION_UNIT1 | Nolan | Wind | West | 2008 | 127 | 127 | 127 | 127 | 127 | 127 | 127 | 127 | 127 | 127
Papalote Creek Wind | COTTON_PAP2 | San Patricio | Wind | South | 2010 | 200 | 200 | 200 | 200 | 200 | 200 | 200 | 200 | 200 | 200
Camp Springs 1 | CSEC_CSECG1 | Scurry | Wind | West | 2007 | 134 | 134 | 134 | 134 | 134 | 134 | 134 | 134 | 134 | 134
Camp Springs 2 | CSEC_CSECG2 | Scurry | Wind | West | 2007 | 124 | 124 | 124 | 124 | 124 | 124 | 124 | 124 | 124 | 124
TSTC West Texas Wind | DG_ROSC2_1UNIT | Nolan | Wind | West | 2008 | 2 | 2 | 2 | 2 | 2 | 2 | 2 | 2 | 2 | 2
Wolfe Flats | DG_TURL_UNIT1 | Hall | Wind | West | 2007 | bar: 2013/14 to 2022/23
Elbow Creek Wind Project | ELB_ELBCREEK | Howard | Wind | West | 2008 | 119 | 119 | 119 | 119 | 119 | 119 | 119 | 119 | 119 | 119
Snyder Wind Farm | ENAS_ENA1 | Scurry | Wind | West | 2007 | 63 | 63 | 63 | 63 | 63 | 63 | 63 | 63 | 63 | 63
Silver Star | FLTCK_SSI | Eastland | Wind | North | 2008 | 60 | 60 | 60 | 60 | 60 | 60 | 60 | 60 | 60 | 60
Goat Wind 2 | GOAT_GOATWIN2 | Sterling | Wind | West | 2010 | 70 | 70 | 70 | 70 | 70 | 70 | 70 | 70 | 70 | 70
Goat Wind | GOAT_GOATWIND | Sterling | Wind | West | 2008 | 80 | 80 | 80 | 80 | 80 | 80 | 80 | 80 | 80 | 80
Horse Hollow Wind Callahan | HHGT_CALLAHAN | Kendall | Wind | South | 2009 | 114 | 114 | 114 | 114 | 114 | 114 | 114 | 114 | 114 | 114
Horse Hollow Wind 1 | HHGT_HHOLLOW1 | Kendall | Wind | South | 2009 | 213 | 213 | 213 | 213 | 213 | 213 | 213 | 213 | 213 | 213
Horse Hollow Wind 2 | HHGT_HHOLLOW2 | Kendall | Wind | South | 2009 | 184 | 184 | 184 | 184 | 184 | 184 | 184 | 184 | 184 | 184
Horse Hollow Wind 3 | HHGT_HHOLLOW3 | Kendall | Wind | South | 2009 | 224 | 224 | 224 | 224 | 224 | 224 | 224 | 224 | 224 | 224
Horse Hollow Wind 4 | HHGT_HHOLLOW4 | Kendall | Wind | South | 2009 | 115 | 115 | 115 | 115 | 115 | 115 | 115 | 115 | 115 | 115
Callahan Wind | CALLAHAN_WND1 | Callahan | Wind | West | 2004 | 0 | 0 | 0 | 0 | 0 | 0 | 0 | 0 | 0 | 0
Horse Hollow Wind 1 | H_HOLLOW_WND1 | Taylor | Wind | West | 2005 | 0 | 0 | 0 | 0 | 0 | 0 | 0 | 0 | 0 | 0
Horse Hollow Wind 2 | HHOLLOW2_WIND1 | Taylor | Wind | West | 2006 | 0 | 0 | 0 | 0 | 0 | 0 | 0 | 0 | 0 | 0
Horse Hollow Wind 3 | HHOLLOW3_WND_1 | Taylor | Wind | West | 2006 | 0 | 0 | 0 | 0 | 0 | 0 | 0 | 0 | 0 | 0
Horse Hollow Wind 4 | HHOLLOW4_WND1 | Taylor | Wind | West | 2006 | 0 | 0 | 0 | 0 | 0 | 0 | 0 | 0 | 0 | 0
Hackberry Wind Farm | HWF_HWFG1 | Shackelford | Wind | West | 2008 | 162 | 162 | 162 | 162 | 162 | 162 | 162 | 162 | 162 | 162
Inadale Wind | INDL_INADALE1 | Nolan | Wind | West | 2008 | 197 | 197 | 197 | 197 | 197 | 197 | 197 | 197 | 197 | 197
Desert Sky Wind Farm 1 | INDNENR_INDNENR | Pecos | Wind | West | 2002 | 84 | 84 | 84 | 84 | 84 | 84 | 84 | 84 | 84 | 84
Desert Sky Wind Farm 2 | INDNENR_INDNENR_2 | Pecos | Wind | West | 2002 | 77 | 77 | 77 | 77 | 77 | 77 | 77 | 77 | 77 | 77
Indian Mesa Wind Farm | INDNNWP_INDNNWP | Pecos | Wind | West | 2001 | 83 | 83 | 83 | 83 | 83 | 83 | 83 | 83 | 83 | 83
Sherbino I | KEO_KEO_SM1 | Pecos | Wind | West | 2008 | 150 | 150 | 150 | 150 | 150 | 150 | 150 | 150 | 150 | 150
King Mountain NE | KING_NE_KINGNE | Upton | Wind | West | 2001 | 79 | 79 | 79 | 79 | 79 | 79 | 79 | 79 | 79 | 79
King Mountain NW | KING_NW_KINGNW | Upton | Wind | West | 2001 | 79 | 79 | 79 | 79 | 79 | 79 | 79 | 79 | 79 | 79
King Mountain SE | KING_SE_KINGSE | Upton | Wind | West | 2001 | 40 | 40 | 40 | 40 | 40 | 40 | 40 | 40 | 40 | 40
King Mountain SW | KING_SW_KINGSW | Upton | Wind | West | 2001 | 79 | 79 | 79 | 79 | 79 | 79 | 79 | 79 | 79 | 79
Kunitz Wind | KUNITZ_WIND_LGE | Culberson | Wind | West | 1995 | 40 | 40 | 40 | 40 | 40 | 40 | 40 | 40 | 40 | 40
Delaware Mountain Wind Farm | KUNITZ_WIND_NWP | Culberson | Wind | West | 2010 | 30 | 30 | 30 | 30 | 30 | 30 | 30 | 30 | 30 | 30
Langford Wind Power | LGD_LANGFORD | Tom Green | Wind | West | 2009 | 155 | 155 | 155 | 155 | 155 | 155 | 155 | 155 | 155 | 155
Mesquite Wind | LNCRK_G83 | Shackelford | Wind | West | 2006 | 200 | 200 | 200 | 200 | 200 | 200 | 200 | 200 | 200 | 200
Post Oak Wind 1 | LNCRK2_G871 | Shackelford | Wind | West | 2007 | 100 | 100 | 100 | 100 | 100 | 100 | 100 | 100 | 100 | 100
Post Oak Wind 2 | LNCRK2_G872 | Shackelford | Wind | West | 2007 | 100 | 100 | 100 | 100 | 100 | 100 | 100 | 100 | 100 | 100
Loraine Windpark I | LONEWOLF_G1 | Mitchell | Wind | West | 2009 | 50 | 50 | 50 | 50 | 50 | 50 | 50 | 50 | 50 | 50
Loraine Windpark II | LONEWOLF_G2 | Mitchell | Wind | West | 2009 | 51 | 51 | 51 | 51 | 51 | 51 | 51 | 51 | 51 | 51
Loraine Windpark III | LONEWOLF_G3 | Mitchell | Wind | West | 2011 | 26 | 26 | 26 | 26 | 26 | 26 | 26 | 26 | 26 | 26
Loraine Windpark IV | LONEWOLF_G4 | Mitchell | Wind | West | 2011 | 24 | 24 | 24 | 24 | 24 | 24 | 24 | 24 | 24 | 24
Forest Creek Wind Farm | MCDLD_FCW1 | Glasscock | Wind | West | 2007 | 124 | 124 | 124 | 124 | 124 | 124 | 124 | 124 | 124 | 124
Sand Bluff Wind Farm | MCDLD_SBW1 | Glasscock | Wind | West | 2008 | 90 | 90 | 90 | 90 | 90 | 90 | 90 | 90 | 90 | 90
McAdoo Wind Farm | MWEC_G1 | Dickens | Wind | West | 2008 | 150 | 150 | 150 | 150 | 150 | 150 | 150 | 150 | 150 | 150
Notrees-1 | NWF_NWF1 | Winkler | Wind | West | 2009 | 153 | 153 | 153 | 153 | 153 | 153 | 153 | 153 | 153 | 153
Ocotillo Wind Farm | OWF_OWF | Howard | Wind | West | 2008 | 60 | 60 | 60 | 60 | 60 | 60 | 60 | 60 | 60 | 60
Papalote Creek Wind Farm | PAP1_PAP1 | San Patricio | Wind | South | 2009 | 180 | 180 | 180 | 180 | 180 | 180 | 180 | 180 | 180 | 180
Panther Creek 1 | PC_NORTH_PANTHER1 | Howard | Wind | West | 2008 | 143 | 143 | 143 | 143 | 143 | 143 | 143 | 143 | 143 | 143
Panther Creek 2 | PC_SOUTH_PANTHER2 | Howard | Wind | West | 2008 | 116 | 116 | 116 | 116 | 116 | 116 | 116 | 116 | 116 | 116
Panther Creek 3 | PC_SOUTH_PANTHER3 | Howard | Wind | West | 2009 | 200 | 200 | 200 | 200 | 200 | 200 | 200 | 200 | 200 | 200
Penascal Wind | PENA_UNIT1 | Kenedy | Wind | South | 2009 | 161 | 161 | 161 | 161 | 161 | 161 | 161 | 161 | 161 | 161
Penascal Wind | PENA_UNIT2 | Kenedy | Wind | South | 2009 | 142 | 142 | 142 | 142 | 142 | 142 | 142 | 142 | 142 | 142
Penascal Wind | PENA_UNIT3 | Kenedy | Wind | South | 2010 | 101 | 101 | 101 | 101 | 101 | 101 | 101 | 101 | 101 | 101
Pyron Wind Farm | PYR_PYRON1 | Scurry | Wind | West | 2008 | 249 | 249 | 249 | 249 | 249 | 249 | 249 | 249 | 249 | 249
Red Canyon | RDCANYON_RDCNY1 | Borden | Wind | West | 2006 | 84 | 84 | 84 | 84 | 84 | 84 | 84 | 84 | 84 | 84
Texas Big Spring | SGMTN_SIGNALMT | Howard | Wind | West | 1999 | 34 | 34 | 34 | 34 | 34 | 34 | 34 | 34 | 34 | 34
South Trent Wind Farm | STWF_T1 | Nolan | Wind | West | 2008 | 101 | 101 | 101 | 101 | 101 | 101 | 101 | 101 | 101 | 101
West Texas Wind Energy | SW_MESA_SW_MESA | Upton | Wind | West | 1999 | 74 | 74 | 74 | 74 | 74 | 74 | 74 | 74 | 74 | 74
Stanton Wind Energy | SWEC_G1 | Martin | Wind | West | 2008 | 124 | 124 | 124 | 124 | 124 | 124 | 124 | 124 | 124 | 124
Sweetwater Wind 3 | SWEETWN2_WND2 | Nolan | Wind | West | 2004 | 98 | 98 | 98 | 98 | 98 | 98 | 98 | 98 | 98 | 98
Sweetwater Wind 2 | SWEETWN2_WND24 | Nolan | Wind | West | 2006 | 16 | 16 | 16 | 16 | 16 | 16 | 16 | 16 | 16 | 16
Sweetwater Wind 4 | SWEETWN3_WND3 | Nolan | Wind | West | 2005 | 130 | 130 | 130 | 130 | 130 | 130 | 130 | 130 | 130 | 130
Sweetwater Wind 7 | SWEETWN4_WND4A | Nolan | Wind | West | 2007 | 118 | 118 | 118 | 118 | 118 | 118 | 118 | 118 | 118 | 118
Sweetwater Wind 6 | SWEETWN4_WND4B | Nolan | Wind | West | 2007 | 104 | 104 | 104 | 104 | 104 | 104 | 104 | 104 | 104 | 104
Sweetwater Wind 5 | SWEETWN4_WND5 | Nolan | Wind | West | 2007 | 79 | 79 | 79 | 79 | 79 | 79 | 79 | 79 | 79 | 79
Sweetwater Wind 1 | SWEETWND_WND1 | Nolan | Wind | West | 2003 | 37 | 37 | 37 | 37 | 37 | 37 | 37 | 37 | 37 | 37
Gulf Wind I | TGW_T1 | Kenedy | Wind | South | 2010 | 142 | 142 | 142 | 142 | 142 | 142 | 142 | 142 | 142 | 142
Gulf Wind II | TGW_T2 | Kenedy | Wind | South | 2010 | 142 | 142 | 142 | 142 | 142 | 142 | 142 | 142 | 142 | 142
Roscoe Wind Farm | TKWSW1_ROSCOE | Nolan | Wind | West | 2008 | 209 | 209 | 209 | 209 | 209 | 209 | 209 | 209 | 209 | 209
Trent Wind Farm | TRENT_TRENT | Nolan | Wind | West | 2001 | 151 | 151 | 151 | 151 | 151 | 151 | 151 | 151 | 151 | 151
Turkey Track Wind Energy Center | TTWEC_G1 | Nolan | Wind | West | 2008 | 170 | 170 | 170 | 170 | 170 | 170 | 170 | 170 | 170 | 170
Whirlwind Energy | WEC_WECG1 | Floyd | Wind | West | 2007 | 57 | 57 | 57 | 57 | 57 | 57 | 57 | 57 | 57 | 57
Wolfe Ridge | WHTTAIL_WR1 | Cooke | Wind | North | 2008 | 113 | 113 | 113 | 113 | 113 | 113 | 113 | 113 | 113 | 113
Pecos Wind (Woodward 1) | WOODWRD1_WOODWRD1 | Pecos | Wind | West | 2001 | 83 | 83 | 83 | 83 | 83 | 83 | 83 | 83 | 83 | 83
Pecos Wind (Woodward 2) | WOODWRD2_WOODWRD2 | Pecos | Wind | West | 2001 | 77 | 77 | 77 | 77 | 77 | 77 | 77 | 77 | 77 | 77
Harbor Wind | DG_NUECE_6UNITS | Nueces | Wind | South | 2012 | 9 | 9 | 9 | 9 | 9 | 9 | 9 | 9 | 9 | 9
Sherbino 2 | KEO_SHRBINO2 | Pecos | Wind | West | 2012 | 150 | 150 | 150 | 150 | 150 | 150 | 150 | 150 | 150 | 150
Trinity Hills | TRINITY_TH1_BUS1 | Young | Wind | North | 2012 | 118 | 118 | 118 | 118 | 118 | 118 | 118 | 118 | 118 | 118
Trinity Hills | TRINITY_TH1_BUS2 | Young | Wind | North | 2012 | 108 | 108 | 108 | 108 | 108 | 108 | 108 | 108 | 108 | 108
Magic Valley Wind | REDFISH_MV1A | Willacy | Wind | South | 2012 | 103 | 103 | 103 | 103 | 103 | 103 | 103 | 103 | 103 | 103
Magic Valley Wind | REDFISH_MV1B | Willacy | Wind | South | 2012 | 103 | 103 | 103 | 103 | 103 | 103 | 103 | 103 | 103 | 103
WIND | [5 empty] | 10034.5 | 10034.5 | 10034.5 | 10034.5 | 10034.5 | 10034.5 | 10034.5 | 10034.5 | 10034.5 | 10034.5
Atkins 3 | ATKINS_ATKINSG3 | Brazos | Gas | North | 1954 | 12 | 12 | 12 | 12 | 12 | 12 | 12 | 12 | 12 | 12
Atkins 4 | ATKINS_ATKINSG4 | Brazos | Gas | North | 1958 | 22 | 22 | 22 | 22 | 22 | 22 | 22 | 22 | 22 | 22
Atkins 5 | ATKINS_ATKINSG5 | Brazos | Gas | North | 1965 | 25 | 25 | 25 | 25 | 25 | 25 | 25 | 25 | 25 | 25
Atkins 6 | ATKINS_ATKINSG6 | Brazos | Gas | North | 1969 | 50 | 50 | 50 | 50 | 50 | 50 | 50 | 50 | 50 | 50
Greens Bayou GT82 | GBY_GBYGT82 | Harris | Gas | Houston | 1976 | 58 | 58 | 58 | 58 | 58 | 58 | 58 | 58 | 58 | 58
Leon Creek 3 | LEON_CRK_LCP3G3 | Bexar | Gas | South | 1953 | 60 | 60 | 60 | 60 | 60 | 60 | 60 | 60 | 60 | 60
Leon Creek 4 | LEON_CRK_LCP4G4 | Bexar | Gas | South | 1959 | 95 | 95 | 95 | 95 | 95 | 95 | 95 | 95 | 95 | 95
North Texas 1 | NTX_NTX_1 | Parker | Gas | North | 1958 | 18 | 18 | 18 | 18 | 18 | 18 | 18 | 18 | 18 | 18
North Texas 2 | NTX_NTX_2 | Parker | Gas | North | 1958 | 18 | 18 | 18 | 18 | 18 | 18 | 18 | 18 | 18 | 18
North Texas 3 | NTX_NTX_3 | Parker | Gas | North | 1963 | 39 | 39 | 39 | 39 | 39 | 39 | 39 | 39 | 39 | 39
Permian Basin 6 | PBSES_UNIT6 | Ward | Gas | West | 2009 | 530 | 530 | 530 | 530 | 530 | 530 | 530 | 530 | 530 | 530
Silas Ray 5 | SILASRAY_SILAS_5 | Cameron | Gas | South | 1951 | 10 | 10 | 10 | 10 | 10 | 10 | 10 | 10 | 10 | 10
Valley 1 | VLSES_UNIT1 | Fannin | Gas | North | 1962 | 174 | 174 | 174 | 174 | 174 | 174 | 174 | 174 | 174 | 174
Valley 2 | VLSES_UNIT2 | Fannin | Gas | North | 1967 | 520 | 520 | 520 | 520 | 520 | 520 | 520 | 520 | 520 | 520
Valley 3 | VLSES_UNIT3 | Fannin | Gas | North | 1971 | 375 | 375 | 375 | 375 | 375 | 375 | 375 | 375 | 375 | 375
Mothballed Resources | [5 empty] | 2006 | 2006 | 2006 | 2006 | 2006 | 2006 | 2006 | 2006 | 2006 | 2006
RRE Austin Solar | 11INR0086 | Travis | Solar |  | 2012 | 60 | 60 | 60 | 60 | 60 | 60 | 60 | 60 | 60 | 60
Sandy Creek 1 | 09INR0001 | McLennan | Coal |  | 2013 | 925 | 925 | 925 | 925 | 925 | 925 | 925 | 925 | 925 | 925
Panda Sherman Power | 10INR0021 | Grayson | Gas |  | 2014 | 0 | 717 | 717 | 717 | 717 | 717 | 717 | 717 | 717 | 717
Panda Temple Power | 10INR0020a | Bell | Gas |  | 2015 | 0 | 0 | 780 | 780 | 780 | 780 | 780 | 780 | 780 | 780
Panda Temple Power | 10INR0020b | Bell | Gas |  | 2015 | 0 | 0 | 0 | 780 | 780 | 780 | 780 | 780 | 780 | 780
Pondera King Power Project | 10INR0022 | Harris | Gas |  | 2016 | 0 | 0 | 0 | 1380 | 1380 | 1380 | 1380 | 1380 | 1380 | 1380
Coleto Creek Unit 2 | 14INR0002 | Goliad | Coal |  | 2017 | 0 | 0 | 0 | 0 | 660 | 660 | 660 | 660 | 660 | 660
Las Brisas Energy Center | 12INR0016b | Nueces | Other |  | 2018 | 0 | 0 | 0 | 0 | 0 | 620 | 620 | 620 | 620 | 620
Las Brisas Energy Center | 12INR0016a | Nueces | Other |  | 2018 | 0 | 0 | 0 | 0 | 0 | 620 | 620 | 620 | 620 | 620
New Units with Signed IA and Air Permit | [5 empty] | 985 | 1702 | 2482 | 4642 | 5302 | 6542 | 6542 | 6542 | 6542 | 6542
Senate Wind Project | 08INR0011 | Jack | Wind |  | 2012 | 150 | 150 | 150 | 150 | 150 | 150 | 150 | 150 | 150 | 150
Blue Summit Windfarm | 12INR0075 | Wilbarger | Wind |  | 2012 | 170 | 170 | 170 | 170 | 170 | 170 | 170 | 170 | 170 | 170
WKN Mozart | 09INR0061 | Kent | Wind |  | 2012 | 30 | 30 | 30 | 30 | 30 | 30 | 30 | 30 | 30 | 30
Whitetail Wind Energy Project | 11INR0091 | Webb | Wind |  | 2012 | 92 | 92 | 92 | 92 | 92 | 92 | 92 | 92 | 92 | 92
Baker Ranch | 10INR0023 | Haskell | Wind |  | 2012 | 400 | 400 | 400 | 400 | 400 | 400 | 400 | 400 | 400 | 400
Anacacho Windfarm | 12INR0072 | Kinney | Wind |  | 2012 | 100 | 100 | 100 | 100 | 100 | 100 | 100 | 100 | 100 | 100
Los Vientos | 11INR0033 | Cameron | Wind |  | 2012 | 400 | 400 | 400 | 400 | 400 | 400 | 400 | 400 | 400 | 400
Briar Creek | 08INR0049 | Clay | Wind |  | 2012 | 50 | 50 | 50 | 50 | 50 | 50 | 50 | 50 | 50 | 50
Stephens-Borlynn Wind Project | 12INR0034 | Borden | Wind |  | 2013 | 0 | 378 | 378 | 378 | 378 | 378 | 378 | 378 | 378 | 378
Penascal Wind Farm 3 | 06INR0022c | Kenedy | Wind |  | 2013 | 0 | 202 | 202 | 202 | 202 | 202 | 202 | 202 | 202 | 202
Gunsight Mountain | 08INR0018 | Howard | Wind |  | 2014 | 0 | 0 | 120 | 120 | 120 | 120 | 120 | 120 | 120 | 120
New Wind Generation | [5 empty] | 1392 | 1972 | 2092 | 2092 | 2092 | 2092 | 2092 | 2092 | 2092 | 2092
White Stallion Energy Center | 14INR0005 | Matagorda | Coal |  | 2016 | 0 |  |  | 1200 | 1200 | 1200 | 1200 | 1200 | 1200 | 1200
Potential Public Non-Wind Resources | [5 empty] | 0 |  |  | 1200 | 1200 | 1200 | 1200 | 1200 | 1200 | 1200
Potential Public Wind Resources | [5 empty] | 0 | 0 | 0 | 0 | 0 | 0 | 0 | 0 | 0 | 0
| 11INR0094 | Kent | Solar |  |  | 100 | 100 | 100 | 100 | 100 | 100 | 100 | 100 | 100 | 100
| 12INR0086 | Harris | Gas |  |  | 89 | 89 | 89 | 89 | 89 | 89 | 89 | 89 | 89 | 89
| 12INR0076 | Winkler | Other |  |  | 36 | 36 | 36 | 36 | 36 | 36 | 36 | 36 | 36 | 36
| 12INR0057 | Ector | Solar |  |  | 50 | 50 | 50 | 50 | 50 | 50 | 50 | 50 | 50 | 50
| 12INR0059 | Pecos | Solar |  |  | 50 | 50 | 50 | 50 | 50 | 50 | 50 | 50 | 50 | 50
| 10INR0089 | Harris | Other |  |  | 40 | 40 | 40 | 40 | 40 | 40 | 40 | 40 | 40 | 40
| 13INR0032 | Andrews | Solar |  |  | 30 | 30 | 30 | 30 | 30 | 30 | 30 | 30 | 30 | 30
| 13INR0031 | Austin | Solar |  |  | 30 | 30 | 30 | 30 | 30 | 30 | 30 | 30 | 30 | 30
| 13INR0023 | Ector | Other |  |  | 240 | 240 | 240 | 240 | 240 | 240 | 240 | 240 | 240 | 240
| 13INR0028 | Hale | Gas |  |  | 0 | 392 | 392 | 392 | 392 | 392 | 392 | 392 | 392 | 392
| 14INR0014 | Val Verde | Solar |  |  | 0 | 100 | 100 | 100 | 100 | 100 | 100 | 100 | 100 | 100
| 10INR0080 | Presidio | Solar |  |  | 0 | 81 | 81 | 81 | 81 | 81 | 81 | 81 | 81 | 81
| 14INR0016 | Harris | Gas |  |  | 0 | 190 | 190 | 190 | 190 | 190 | 190 | 190 | 190 | 190
| 14INR0011 | Swisher | Gas |  |  | 0 | 270 | 270 | 270 | 270 | 270 | 270 | 270 | 270 | 270
| 14INR0015 | Harris | Gas |  |  | 0 | 192 | 192 | 192 | 192 | 192 | 192 | 192 | 192 | 192
| 13INR0021 | Llano | Gas |  |  | 0 | 0 | 600 | 600 | 600 | 600 | 600 | 600 | 600 | 600
| 10INR0085 | Ector | Solar |  |  | 0 | 0 | 40 | 40 | 40 | 40 | 40 | 40 | 40 | 40
| 16INR0003 | Brazoria | Gas |  |  | 0 | 0 | 0 | 11 | 11 | 11 | 11 | 11 | 11 | 11
| 14INR0003 | Nolan | Coal |  |  | 0 | 0 | 0 | 0 | 0 | 850 | 850 | 850 | 850 | 850
Potential Non-Public Non-Wind Resources (Full-Interconnection Study not complete) | [5 empty] | 665 | 1890 | 2530 | 2541 | 2541 | 3391 | 3391 | 3391 | 3391 | 3391
| 10INR0062a | Pecos | Wind |  |  | 80 | 80 | 80 | 80 | 80 | 80 | 80 | 80 | 80 | 80
| 12INR0053 | Crockett | Wind |  |  | 615 | 615 | 615 | 615 | 615 | 615 | 615 | 615 | 615 | 615
| 12INR0050 | King | Wind |  |  | 332 | 332 | 332 | 332 | 332 | 332 | 332 | 332 | 332 | 332
| 12INR0079 | Kenedy | Wind |  |  | 200 | 200 | 200 | 200 | 200 | 200 | 200 | 200 | 200 | 200
| 12INR0089 | Pecos | Wind |  |  | 230 | 230 | 230 | 230 | 230 | 230 | 230 | 230 | 230 | 230
| 11INR0081 | Live Oak | Wind |  |  | 72 | 72 | 72 | 72 | 72 | 72 | 72 | 72 | 72 | 72
| 12INR0068 | Jim Hogg | Wind |  |  | 80 | 80 | 80 | 80 | 80 | 80 | 80 | 80 | 80 | 80
| 12INR0055 | Baylor | Wind |  |  | 80 | 80 | 80 | 80 | 80 | 80 | 80 | 80 | 80 | 80
| 12INR0060 | Schleicher | Wind |  |  | 58 | 58 | 58 | 58 | 58 | 58 | 58 | 58 | 58 | 58
| 11INR0093 | San Patricio | Wind |  |  | 40.8 | 40.8 | 40.8 | 40.8 | 40.8 | 40.8 | 40.8 | 40.8 | 40.8 | 40.8
| 12INR0067 | Webb | Wind |  |  | 94 | 94 | 94 | 94 | 94 | 94 | 94 | 94 | 94 | 94
| 09INR0048 | Jack | Wind |  |  | 113 | 113 | 113 | 113 | 113 | 113 | 113 | 113 | 113 | 113
| 12INR0029 | Swisher | Wind |  |  | 500 | 500 | 500 | 500 | 500 | 500 | 500 | 500 | 500 | 500
| 12INR0085 | Stonewall | Wind |  |  | 25 | 25 | 25 | 25 | 25 | 25 | 25 | 25 | 25 | 25
| 12INR0081 | Upton | Wind |  |  | 113 | 113 | 113 | 113 | 113 | 113 | 113 | 113 | 113 | 113
| 13INR0010a | Parmer | Wind |  |  | 200 | 200 | 200 | 200 | 200 | 200 | 200 | 200 | 200 | 200
| 11INR0082B | Val Verde | Wind |  |  | 150 | 150 | 150 | 150 | 150 | 150 | 150 | 150 | 150 | 150
| 11INR0083B | Crockett | Wind |  |  | 100 | 100 | 100 | 100 | 100 | 100 | 100 | 100 | 100 | 100
| 09INR0051 | Borden | Wind |  |  | 249 | 249 | 249 | 249 | 249 | 249 | 249 | 249 | 249 | 249
| 11INR0050 | Crosby | Wind |  |  | 148.5 | 148.5 | 148.5 | 148.5 | 148.5 | 148.5 | 148.5 | 148.5 | 148.5 | 148.5
| 12INR0070 | Knox | Wind |  |  | 300 | 300 | 300 | 300 | 300 | 300 | 300 | 300 | 300 | 300
| 10INR0062b | Pecos | Wind |  |  | 220 | 220 | 220 | 220 | 220 | 220 | 220 | 220 | 220 | 220
| 13INR0020a | Glasscock | Wind |  |  | 200 | 200 | 200 | 200 | 200 | 200 | 200 | 200 | 200 | 200
| 12INR0045 | Kleberg | Wind |  |  | 135 | 135 | 135 | 135 | 135 | 135 | 135 | 135 | 135 | 135
| 13INR0046 | Limestone | Wind |  |  | 0 | 71 | 71 | 71 | 71 | 71 | 71 | 71 | 71 | 71
| 11INR0082A | Val Verde | Wind |  |  | 0 | 50 | 50 | 50 | 50 | 50 | 50 | 50 | 50 | 50
| 11INR0083A | Crockett | Wind |  |  | 0 | 50 | 50 | 50 | 50 | 50 | 50 | 50 | 50 | 50
| 13INR0025 | Randall | Wind |  |  | 0 | 150 | 150 | 150 | 150 | 150 | 150 | 150 | 150 | 150
| 13INR0005 | Carson | Wind |  |  | 0 | 600 | 600 | 600 | 600 | 600 | 600 | 600 | 600 | 600
| 12INR0071 | Caldwell | Wind |  |  | 0 | 30 | 30 | 30 | 30 | 30 | 30 | 30 | 30 | 30
| 11INR0085 | Nolan | Wind |  |  | 0 | 106 | 106 | 106 | 106 | 106 | 106 | 106 | 106 | 106
| 13INR0007 | Pecos | Wind |  |  | 0 | 200 | 200 | 200 | 200 | 200 | 200 | 200 | 200 | 200
| 12INR0002a | Briscoe | Wind |  |  | 0 | 200 | 200 | 200 | 200 | 200 | 200 | 200 | 200 | 200
| 11INR0013 | Mills | Wind |  |  | 0 | 150 | 150 | 150 | 150 | 150 | 150 | 150 | 150 | 150
| 13INR0030 | Archer | Wind |  |  | 0 | 100 | 100 | 100 | 100 | 100 | 100 | 100 | 100 | 100
| 13INR0036 | Hidalgo | Wind |  |  | 0 | 200 | 200 | 200 | 200 | 200 | 200 | 200 | 200 | 200
| 13INR0038 | Swisher | Wind |  |  | 0 | 300 | 300 | 300 | 300 | 300 | 300 | 300 | 300 | 300
| 13INR0039 | Castro | Wind |  |  | 0 | 500 | 500 | 500 | 500 | 500 | 500 | 500 | 500 | 500
| 10INR0009 | Castro | Wind |  |  | 0 | 300 | 300 | 300 | 300 | 300 | 300 | 300 | 300 | 300
| 13INR0052 | Starr | Wind |  |  | 0 | 200 | 200 | 200 | 200 | 200 | 200 | 200 | 200 | 200
| 13INR0050 | Comanche | Wind |  |  | 0 | 260 | 260 | 260 | 260 | 260 | 260 | 260 | 260 | 260
| 13INR0026 | Oldham | Wind |  |  | 0 | 201 | 201 | 201 | 201 | 201 | 201 | 201 | 201 | 201
| 11INR0057 | Cameron | Wind |  |  | 0 | 165 | 165 | 165 | 165 | 165 | 165 | 165 | 165 | 165
| 12INR0084 | Randall | Wind |  |  | 0 | 242 | 242 | 242 | 242 | 242 | 242 | 242 | 242 | 242
| 08INR0019c | Gray | Wind |  |  | 0 | 250 | 250 | 250 | 250 | 250 | 250 | 250 | 250 | 250
| 08INR0019b | Gray | Wind |  |  | 0 | 250 | 250 | 250 | 250 | 250 | 250 | 250 | 250 | 250
| 08INR0019a | Gray | Wind |  |  | 0 | 250 | 250 | 250 | 250 | 250 | 250 | 250 | 250 | 250
| 13INR0006 | Gray | Wind |  |  | 0 | 750 | 750 | 750 | 750 | 750 | 750 | 750 | 750 | 750
| 14INR0013 | Cameron | Wind |  |  | 0 | 103 | 103 | 103 | 103 | 103 | 103 | 103 | 103 | 103
| 13INR0010b | Parmer | Wind |  |  | 0 | 500 | 500 | 500 | 500 | 500 | 500 | 500 | 500 | 500
| 13INR0020b | Glasscock | Wind |  |  | 0 | 150 | 150 | 150 | 150 | 150 | 150 | 150 | 150 | 150
| 14INR0012 | Gray | Wind |  |  | 0 | 401 | 401 | 401 | 401 | 401 | 401 | 401 | 401 | 401
| 14INR0010 | Roberts | Wind |  |  | 0 | 300 | 300 | 300 | 300 | 300 | 300 | 300 | 300 | 300
| 11INR0054 | San Patricio | Wind |  |  | 0 | 161 | 161 | 161 | 161 | 161 | 161 | 161 | 161 | 161
| 12INR0042b | Deaf Smith | Wind |  |  | 0 | 0 | 135 | 135 | 135 | 135 | 135 | 135 | 135 | 135
| 12INR0042a | Deaf Smith | Wind |  |  | 0 | 0 | 265 | 265 | 265 | 265 | 265 | 265 | 265 | 265
| 12INR0018 | Gray | Wind |  |  | 0 | 0 | 500 | 500 | 500 | 500 | 500 | 500 | 500 | 500
| 12INR0002b | Briscoe | Wind |  |  | 0 | 0 | 200 | 200 | 200 | 200 | 200 | 200 | 200 | 200
| 14INR0020 | Floyd | Wind |  |  | 0 | 0 | 150 | 150 | 150 | 150 | 150 | 150 | 150 | 150
| 14INR0009 | Kent | Wind |  |  | 0 | 0 | 248 | 248 | 248 | 248 | 248 | 248 | 248 | 248
| 11INR0079a | Clay | Wind |  |  | 0 | 0 | 200 | 200 | 200 | 200 | 200 | 200 | 200 | 200
| 13INR0010c | Parmer | Wind |  |  | 0 | 0 | 500 | 500 | 500 | 500 | 500 | 500 | 500 | 500
| 12INR0002c | Briscoe | Wind |  |  | 0 | 0 | 350 | 350 | 350 | 350 | 350 | 350 | 350 | 350
Potential Non-Public Wind Resources (Full-Interconnection Study not complete) | [5 empty] | 4335.3 | 11525.3 | 14073.3 | 14073.3 | 14073.3 | 14073.3 | 14073.3 | 14073.3 | 14073.3 | 14073.3
Excluded Resources, per notification from developer
Cobisa-Greenville | 06INR0006 | Hunt | Gas |  |  | 0 | 0 | 0 | 1792 | 1792 | 1792 | 1792 | 1792 | 1792 | 1792

## MidTermProjections
Mid-Term Projections
| 2013 | 2014 | 2015 | 2016 | 2017 | 2018 | 2019 | 2020 | 2021 | 2022
Coal Projects under FIS | 0 | 0 | 0 | 0 | 0 | 850 | 850 | 850 | 850 | 850
Natural Gas Projects under FIS | 89 | 1133 | 1733 | 1744 | 1744 | 1744 | 1744 | 1744 | 1744 | 1744
Other Fuel Projects under FIS | 316 | 316 | 316 | 316 | 316 | 316 | 316 | 316 | 316 | 316
Solar Projects under FIS | 260 | 441 | 481 | 481 | 481 | 481 | 481 | 481 | 481 | 481
Wind Projects under FIS | 379.4418 | 1004.9718 | 1196.1978 | 1226.6478 | 1226.6478 | 1226.6478 | 1226.6478 | 1226.6478 | 1226.6478 | 1226.6478
MW under Interconnection Agreements | 1106.104 | 1156.564 | 2664.004 | 4824.004 | 5484.004 | 6724.004 | 6724.004 | 6724.004 | 6724.004 | 6724.004
MW Currently Installed Resources | 73913.7275 | 73932.9575 | 73959.3875 | 73932.9575 | 74223.5275 | 74160.2675 | 73315.2675 | 73315.2675 | 73315.2675 | 73315.2675
Forecast | 65649 | 68402.7 | 71692.47 | 73956.917 | 75359.6087 | 76483.0696 | 76768.7765 | 78524.1542 | 79681.5696 | 80694.3266
Forecast + Reserve | 74675.7375 | 77808.0712 | 81550.1846 | 84125.9931 | 85721.5549 | 86999.4916 | 87324.4833 | 89321.2254 | 90637.7854 | 91789.7965

## LongTermProjections
Long-Term Projections

## SummerFuelTypes
Summer Fuel Types - ERCOT
Fuel type is based on the primary fuel. Capacities of the wind units are included at 8.7%. The amounts available for the grid according to information from the owners of the private network (self-serve) units and the distributed generation units that have registered with ERCOT are included. DC Tie imports are listed as Other and mothballed capacity is excluded.
In MW
Fuel Type | 2013 | 2014 | 2015 | 2016 | 2017 | 2018 | 2019 | 2020 | 2021 | 2022
Biomass | 243.2 | 243.2 | 243.2 | 243.2 | 243.2 | 243.2 | 243.2 | 243.2 | 243.2 | 243.2
Coal | 19140 | 19140 | 19140 | 19140 | 19800 | 19800 | 18955 | 18955 | 18955 | 18955
Natural Gas | 48123 | 48142 | 49666 | 51800 | 52027 | 52026.5 | 52026.5 | 52026.5 | 52026.5 | 52026.5
Nuclear | 5150 | 5150 | 5150 | 5150 | 5150 | 5150 | 5150 | 5150 | 5150 | 5150
Other | 692.1 | 692.1 | 692.1 | 692.1 | 755 | 1932.1 | 1932.1 | 1932.1 | 1932.1 | 1932.1
Hydro | 543.7 | 543.7 | 543.7 | 543.7 | 543.7 | 543.7 | 543.7 | 543.7 | 543.7 | 543.7
Wind | 994.1 | 1044.6 | 1055 | 1055 | 1055 | 1055 | 1055 | 1055 | 1055 | 1055
Solar | 133.7 | 133.7 | 133.7 | 133.7 | 133.7 | 133.7 | 133.7 | 133.7 | 133.7 | 133.7
Total | 75019.8 | 75089.3 | 76623.7 | 78757.7 | 79707.6 | 80884.2 | 80039.2 | 80039.2 | 80039.2 | 80039.2
In Percentages
Fuel Type | 2013 | 2014 | 2015 | 2016 | 2017 | 2018 | 2019 | 2020 | 2021 | 2022
Biomass | 0.3242% | 0.3239% | 0.3174% | 0.3088% | 0.3051% | 0.3007% | 0.3039% | 0.3039% | 0.3039% | 0.3039%
Coal | 25.51% | 25.49% | 24.98% | 24.3% | 24.84% | 24.48% | 23.68% | 23.68% | 23.68% | 23.68%
Natural Gas | 64.15% | 64.11% | 64.82% | 65.77% | 65.27% | 64.32% | 65% | 65% | 65% | 65%
Nuclear | 6.865% | 6.859% | 6.721% | 6.539% | 6.461% | 6.367% | 6.434% | 6.434% | 6.434% | 6.434%
Other | 0.9226% | 0.9217% | 0.9032% | 0.8788% | 0.9472% | 2.389% | 2.414% | 2.414% | 2.414% | 2.414%
Hydro | 0.7247% | 0.7241% | 0.7096% | 0.6903% | 0.6821% | 0.6722% | 0.6793% | 0.6793% | 0.6793% | 0.6793%
Wind | 1.325% | 1.391% | 1.377% | 1.34% | 1.324% | 1.304% | 1.318% | 1.318% | 1.318% | 1.318%
Solar | 0.1782% | 0.1781% | 0.1745% | 0.1698% | 0.1677% | 0.1653% | 0.167% | 0.167% | 0.167% | 0.167%

## WinterFuelTypes
Winter Fuel Types - ERCOT
Fuel type is based on the primary fuel. Capacities of the wind units are included at 8.7%. The amounts available for the grid according to information from the owners of the private network (self-serve) units and the distributed generation units that have registered with ERCOT are included. DC Tie imports are listed as Other and mothballed capacity is excluded.
In MW
Fuel Type | 2013/14 | 2014/15 | 2015/16 | 2016/17 | 2017/18 | 2018/19 | 2019/20 | 2020/21 | 2021/22 | 2022/23
Biomass | 243.2 | 243.2 | 243.2 | 243.2 | 243.2 | 243.2 | 243.2 | 243.2 | 243.2 | 243.2
Coal | 19303 | 19303 | 19303 | 19303 | 19963 | 19113 | 19113 | 19113 | 19113 | 19113
Natural Gas | 50283 | 51000 | 51780 | 54257.1 | 54257.1 | 54257.1 | 54257.1 | 54257.1 | 54257.1 | 54257.1 | -1792 | -1792 | -1792
Nuclear | 5210 | 5210 | 5210 | 5210 | 5210 | 5210 | 5210 | 5210 | 5210 | 5210
Other | 694.1 | 694.1 | 694.1 | 694.1 | 694.1 | 1934.1 | 1934.1 | 1934.1 | 1934.1 | 1934.1
Hydro | 543.7 | 543.7 | 543.7 | 543.7 | 543.7 | 543.7 | 543.7 | 543.7 | 543.7 | 543.7
Wind | 994.1 | 1044.6 | 1055 | 1055 | 1055 | 1055 | 1055 | 1055 | 1055 | 1055
Solar | 133.7 | 133.7 | 133.7 | 133.7 | 133.7 | 133.7 | 133.7 | 133.7 | 133.7 | 133.7
Total | 77404.8 | 78172.3 | 78962.7 | 81439.8 | 82099.8 | 82489.8 | 82489.8 | 82489.8 | 82489.8 | 82489.8
In Percentages
Fuel Type | 2013/14 | 2014/15 | 2015/16 | 2016/17 | 2017/18 | 2018/19 | 2019/20 | 2020/21 | 2021/22 | 2022/23
Biomass | 0.3142% | 0.3111% | 0.308% | 0.2986% | 0.2962% | 0.2948% | 0.2948% | 0.2948% | 0.2948% | 0.2948%
Coal | 24.94% | 24.69% | 24.45% | 23.7% | 24.32% | 23.17% | 23.17% | 23.17% | 23.17% | 23.17%
Natural Gas | 64.96% | 65.24% | 65.58% | 66.62% | 66.09% | 65.77% | 65.77% | 65.77% | 65.77% | 65.77%
Nuclear | 6.731% | 6.665% | 6.598% | 6.397% | 6.346% | 6.316% | 6.316% | 6.316% | 6.316% | 6.316%
Other | 0.8967% | 0.8879% | 0.879% | 0.8523% | 0.8454% | 2.345% | 2.345% | 2.345% | 2.345% | 2.345%
Hydro | 0.7024% | 0.6955% | 0.6886% | 0.6676% | 0.6622% | 0.6591% | 0.6591% | 0.6591% | 0.6591% | 0.6591%
Wind | 1.284% | 1.336% | 1.336% | 1.295% | 1.285% | 1.279% | 1.279% | 1.279% | 1.279% | 1.279%
Solar | 0.1727% | 0.171% | 0.1693% | 0.1642% | 0.1629% | 0.1621% | 0.1621% | 0.1621% | 0.1621% | 0.1621%

## SummerLoadbyCounty
Summer Load by County
The loads shown are the projected coincident loads of the individual delivery points from the 2011 ALDRs and do not include self-serve loads. The ALDR values were used to compute a percentage of load by county, and the percentage was applied to the forecasted ERCOT coincident peak. The values shown here are used in the Summer import/export calculations.
Summer Load, MW
County | 2013 | 2014 | 2015 | 2016 | 2017 | 2018 | 2019 | 2020 | 2021 | 2022
Anderson | 123.0034 | 126.4835 | 131.129 | 134.0965 | 136.9107 | 139.245 | 140.1131 | 143.5907 | 146.0309 | 148.2329
Andrews | 214.9079 | 226.5894 | 239.1663 | 248.6857 | 253.9048 | 258.2338 | 259.8437 | 266.2931 | 270.8185 | 274.9021
Angelina | 266.4528 | 273.3008 | 282.3151 | 288.1382 | 294.1853 | 299.2011 | 301.0664 | 308.5389 | 313.7822 | 318.5137
Aransas | 58.3058 | 60.9673 | 64.1246 | 66.4358 | 67.83 | 68.9865 | 69.4166 | 71.1395 | 72.3485 | 73.4394
Archer | 17.3527 | 17.8853 | 18.558 | 18.9893 | 19.3878 | 19.7183 | 19.8413 | 20.3337 | 20.6793 | 20.9911
Atascosa | 114.5384 | 120.6849 | 129.4486 | 132.6045 | 135.3874 | 137.6957 | 138.5542 | 141.9931 | 144.4061 | 146.5836
Austin | 96.1371 | 99.9146 | 104.4907 | 107.7422 | 110.0033 | 111.8789 | 112.5764 | 115.3705 | 117.3311 | 119.1004
Bandera | 67.2056 | 70.7158 | 74.8293 | 77.9762 | 79.6126 | 80.97 | 81.4748 | 83.497 | 84.9159 | 86.1964
Bastrop | 194.5274 | 206.9326 | 220.9186 | 232.3898 | 237.2668 | 241.3122 | 242.8166 | 248.8434 | 253.0722 | 256.8882
Baylor | 1.4806 | 1.5078 | 1.546 | 1.5634 | 1.5962 | 1.6234 | 1.6335 | 1.6741 | 1.7025 | 1.7282
Bee | 100.2508 | 108.0064 | 112.9283 | 115.6659 | 118.0934 | 120.1068 | 120.8556 | 123.8553 | 125.9601 | 127.8594
Bell | 735.8607 | 757.7332 | 800.1695 | 821.4598 | 838.6995 | 852.9992 | 858.317 | 879.6206 | 894.5688 | 908.0579
Bexar | 4987.9624 | 5304.8449 | 5628.6909 | 5898.7843 | 6022.5795 | 6125.2636 | 6163.4499 | 6316.4282 | 6423.7692 | 6520.6321
Blanco | 28.3588 | 29.9432 | 31.8038 | 33.276 | 33.9744 | 34.5536 | 34.769 | 35.632 | 36.2375 | 36.784
Borden | 3.9945 | 4.1286 | 4.3353 | 4.5229 | 4.6179 | 4.6966 | 4.7259 | 4.8432 | 4.9255 | 4.9997
Bosque | 40.909 | 42.2345 | 43.8732 | 44.9042 | 45.8466 | 46.6283 | 46.919 | 48.0835 | 48.9006 | 49.638
Brazoria | 2266.4721 | 2338.6948 | 2427.7706 | 2484.3936 | 2536.5324 | 2579.7799 | 2595.8629 | 2660.2928 | 2705.5017 | 2746.2975
Brazos | 620.4016 | 653.3152 | 693.024 | 724.0449 | 739.2401 | 751.844 | 756.5312 | 775.3085 | 788.484 | 800.3735
Brewster | 20.3458 | 21.2187 | 22.3322 | 23.1577 | 23.6437 | 24.0469 | 24.1968 | 24.7973 | 25.2187 | 25.599
Brooks | 19.8114 | 20.6242 | 21.599 | 22.2839 | 22.7516 | 23.1395 | 23.2838 | 23.8617 | 24.2672 | 24.6331
Brown | 99.1587 | 102.067 | 105.7785 | 108.111 | 110.3799 | 112.2619 | 112.9617 | 115.7655 | 117.7328 | 119.5081
Burleson | 36.3516 | 40.5026 | 44.12 | 47.2567 | 48.2485 | 49.0711 | 49.377 | 50.6026 | 51.4625 | 52.2385
Burnet | 148.1281 | 158.4083 | 170.3835 | 182.2569 | 186.0819 | 189.2545 | 190.4344 | 195.161 | 198.4776 | 201.4704
Caldwell | 112.9268 | 118.9133 | 125.994 | 131.542 | 134.3026 | 136.5924 | 137.444 | 140.8554 | 143.249 | 145.4091
Calhoun | 280.1579 | 291.6691 | 306.0641 | 315.6337 | 322.2578 | 327.7523 | 329.7955 | 337.9812 | 343.7248 | 348.9077
Callahan | 43.4689 | 45.513 | 47.7657 | 49.4102 | 50.4472 | 51.3073 | 51.6272 | 52.9086 | 53.8077 | 54.619
Cameron | 765.2627 | 807.1858 | 858.2182 | 893.0868 | 911.8296 | 927.3762 | 933.1577 | 956.3188 | 972.5705 | 987.2357
Chambers | 587.765 | 627.9678 | 674.1186 | 689.2905 | 703.7564 | 715.7553 | 720.2175 | 738.0935 | 750.6366 | 761.9553
Cherokee | 92.6801 | 95.6262 | 99.3134 | 101.7018 | 103.8362 | 105.6066 | 106.265 | 108.9025 | 110.7532 | 112.4232
Childress | 12.7192 | 13.1455 | 13.7266 | 14.1238 | 14.4202 | 14.666 | 14.7575 | 15.1237 | 15.3808 | 15.6127
Clay | 17.3016 | 17.7777 | 18.3892 | 18.7563 | 19.1499 | 19.4764 | 19.5978 | 20.0843 | 20.4256 | 20.7336
Coke | 25.4942 | 27.3213 | 28.6431 | 29.5897 | 30.2107 | 30.7258 | 30.9173 | 31.6847 | 32.2232 | 32.709
Coleman | 39.6363 | 41.2883 | 43.3731 | 44.8378 | 45.7788 | 46.5593 | 46.8495 | 48.0124 | 48.8283 | 49.5645
Collin | 2148.9728 | 2243.3107 | 2354.7518 | 2437.0297 | 2488.1745 | 2530.5975 | 2546.3739 | 2609.5755 | 2653.9224 | 2693.9405
Colorado | 99.3924 | 104.4856 | 110.5292 | 115.2209 | 117.639 | 119.6447 | 120.3906 | 123.3788 | 125.4755 | 127.3675
Comal | 437.4865 | 468.5672 | 506.768 | 532.353 | 543.5252 | 552.7922 | 556.2385 | 570.0444 | 579.7317 | 588.4734
Comanche | 17.0859 | 17.7421 | 18.3673 | 18.8408 | 19.2362 | 19.5642 | 19.6862 | 20.1748 | 20.5177 | 20.827
Concho | 11.3217 | 11.785 | 12.3825 | 12.8116 | 13.0805 | 13.3035 | 13.3864 | 13.7187 | 13.9518 | 14.1622
Cooke | 68.1445 | 70.0491 | 72.4936 | 73.9857 | 75.5384 | 76.8263 | 77.3053 | 79.224 | 80.5703 | 81.7852
Coryell | 92.4407 | 95.2773 | 98.8561 | 101.1275 | 103.2498 | 105.0102 | 105.6648 | 108.2875 | 110.1277 | 111.7883
Cottle | 2.9917 | 3.134 | 3.3148 | 3.4525 | 3.525 | 3.5851 | 3.6074 | 3.697 | 3.7598 | 3.8165
Crane | 102.5083 | 106.3764 | 110.887 | 113.9514 | 116.3428 | 118.3264 | 119.0641 | 122.0193 | 124.0929 | 125.9641
Crockett | 54.9209 | 57.0279 | 59.7904 | 61.7007 | 62.9956 | 64.0697 | 64.4691 | 66.0692 | 67.192 | 68.2052
Crosby | 0 | 0 | 0 | 0 | 0 | 0 | 0 | 0 | 0 | 0
Culberson | 11.4804 | 11.9824 | 12.5847 | 13.0286 | 13.302 | 13.5288 | 13.6132 | 13.9511 | 14.1881 | 14.4021
Dallas | 7838.2598 | 8143.9142 | 8502.5906 | 8750.9371 | 8934.5892 | 9086.9226 | 9143.5726 | 9370.5183 | 9529.7602 | 9673.4579
Dawson | 69.2728 | 71.3983 | 74.6932 | 76.7991 | 78.4108 | 79.7477 | 80.2449 | 82.2366 | 83.6341 | 84.8952
Delta | 16.6504 | 18.3268 | 20.217 | 21.9891 | 22.4505 | 22.8333 | 22.9757 | 23.5459 | 23.9461 | 24.3071
Denton | 1563.5953 | 1637.5851 | 1725.7662 | 1795.0605 | 1832.7326 | 1863.9805 | 1875.601 | 1922.1538 | 1954.8188 | 1984.2952
Dewitt | 97.0941 | 102.4704 | 108.7866 | 113.2864 | 115.6639 | 117.636 | 118.3694 | 121.3073 | 123.3688 | 125.2291
Dickens | -1.0494 | -0.81003 | -0.57272 | -0.31858 | -0.32526 | -0.33081 | -0.33287 | -0.34113 | -0.34693 | -0.35216
Dimmit | 53.0218 | 60.1511 | 68.1198 | 74.5393 | 76.1036 | 77.4011 | 77.8837 | 79.8168 | 81.1732 | 82.3972
Duval | 48.8771 | 50.814 | 53.3596 | 54.7614 | 55.9106 | 56.8639 | 57.2184 | 58.6386 | 59.6351 | 60.5343
Eastland | 54.0771 | 55.6824 | 57.6835 | 59.0109 | 60.2493 | 61.2766 | 61.6586 | 63.189 | 64.2628 | 65.2318
Ector | 543.6904 | 570.3662 | 597.6007 | 612.8196 | 625.6806 | 636.3483 | 640.3155 | 656.2083 | 667.3598 | 677.4228
Edwards | 9.9017 | 10.3436 | 10.8159 | 11.1192 | 11.3525 | 11.5461 | 11.6181 | 11.9064 | 12.1088 | 12.2913
Ellis | 709.3758 | 735.9746 | 761.7876 | 776.737 | 793.038 | 806.5592 | 811.5875 | 831.7313 | 845.8657 | 858.6203
Erath | 58.5803 | 60.3404 | 62.5719 | 63.8989 | 65.2399 | 66.3522 | 66.7659 | 68.423 | 69.5858 | 70.6351
Falls | 35.064 | 35.0043 | 36.4359 | 37.4862 | 38.2729 | 38.9254 | 39.1681 | 40.1402 | 40.8224 | 41.4379
Fannin | 79.0041 | 82.0632 | 85.6656 | 88.3091 | 90.1625 | 91.6997 | 92.2714 | 94.5616 | 96.1686 | 97.6187
Fayette | 90.9979 | 95.2965 | 100.4237 | 104.28 | 106.4685 | 108.2837 | 108.9588 | 111.6632 | 113.5608 | 115.2731
Fisher | 27.2967 | 28.6778 | 30.4005 | 31.7039 | 32.3693 | 32.9212 | 33.1264 | 33.9486 | 34.5255 | 35.0461
Floyd | 0.31249 | 0.32245 | 0.33455 | 0.34212 | 0.3493 | 0.35526 | 0.35747 | 0.36635 | 0.37257 | 0.37819
Foard | 3.0915 | 3.2063 | 3.3593 | 3.4676 | 3.5404 | 3.6008 | 3.6232 | 3.7132 | 3.7763 | 3.8332
Fort Bend | 1349.4887 | 1405.9327 | 1471.009 | 1518.7822 | 1550.6562 | 1577.0946 | 1586.9266 | 1626.3145 | 1653.952 | 1678.8917
Franklin | 3.7332 | 3.8775 | 4.0528 | 4.1741 | 4.2617 | 4.3344 | 4.3614 | 4.4696 | 4.5456 | 4.6141
Freestone | 40.0865 | 41.0277 | 42.2768 | 42.9644 | 43.8661 | 44.614 | 44.8921 | 46.0064 | 46.7882 | 47.4937
Frio | 55.4466 | 60.3867 | 66.7823 | 70.8152 | 72.3014 | 73.5341 | 73.9926 | 75.8291 | 77.1177 | 78.2806
Galveston | 1350.057 | 1395.761 | 1451.5748 | 1487.8142 | 1519.0383 | 1544.9376 | 1554.5692 | 1593.1539 | 1620.2279 | 1644.659
Gillespie | 76.4424 | 80.8477 | 82.6894 | 86.6705 | 88.4894 | 89.9981 | 90.5592 | 92.8069 | 94.3841 | 95.8073
Glasscock | 39.9709 | 42.924 | 45.0571 | 46.5333 | 47.5099 | 48.3199 | 48.6212 | 49.828 | 50.6747 | 51.4388
Goliad | 21.7776 | 22.694 | 24.0417 | 24.5795 | 25.0953 | 25.5232 | 25.6823 | 26.3197 | 26.767 | 27.1706
Gonzales | 86.8972 | 95.2297 | 107.493 | 114.3132 | 116.7122 | 118.7021 | 119.4421 | 122.4067 | 124.4869 | 126.364
Grayson | 466.9414 | 484.0954 | 504.949 | 519.1339 | 530.0287 | 539.0656 | 542.4263 | 555.8894 | 565.3362 | 573.8608
Grimes | 0 | 0 | 0 | 0 | 0 | 0 | 0 | 0 | 0 | 0
Guadalupe | 397.0792 | 418.4113 | 443.7406 | 463.8325 | 473.5668 | 481.641 | 484.6437 | 496.6726 | 505.1131 | 512.7296
Hall | 4.7323 | 4.9334 | 5.1807 | 5.3606 | 5.4731 | 5.5664 | 5.6011 | 5.7401 | 5.8376 | 5.9257
Hamilton | 15.0307 | 15.536 | 16.1576 | 16.5572 | 16.9047 | 17.1929 | 17.3001 | 17.7295 | 18.0308 | 18.3027
Hardeman | 14.2404 | 14.5351 | 14.9941 | 15.2461 | 15.5661 | 15.8315 | 15.9302 | 16.3256 | 16.603 | 16.8534
Harris | 14078.3154 | 14612.9906 | 15251.085 | 15700.4405 | 16029.9389 | 16303.2469 | 16404.8852 | 16812.0584 | 17097.7614 | 17355.5757
Haskell | 23.0374 | 23.9195 | 25.0801 | 25.8936 | 26.437 | 26.8878 | 27.0554 | 27.7269 | 28.1981 | 28.6233
Hays | 496.6835 | 534.3111 | 580.3401 | 617.9877 | 630.9571 | 641.7148 | 645.7155 | 661.7423 | 672.9879 | 683.1357
Henderson | 160.8777 | 165.7524 | 172.0917 | 176.3144 | 180.0147 | 183.0839 | 184.2253 | 188.7978 | 192.0062 | 194.9014
Hidalgo | 1267.756 | 1332.2873 | 1401.1779 | 1438.6953 | 1468.8885 | 1493.9329 | 1503.2464 | 1540.5573 | 1566.7375 | 1590.362
Hill | 68.4356 | 70.881 | 73.624 | 75.219 | 76.7976 | 78.1069 | 78.5939 | 80.5446 | 81.9134 | 83.1485
Hood | 51.6887 | 54.5279 | 58.0134 | 60.4895 | 61.759 | 62.8119 | 63.2035 | 64.7722 | 65.873 | 66.8663
Hopkins | 116.151 | 120.7888 | 126.5763 | 130.6333 | 133.3749 | 135.6489 | 136.4945 | 139.8824 | 142.2595 | 144.4046
Houston | 43.4887 | 44.6393 | 46.1136 | 46.9743 | 47.9601 | 48.7778 | 49.0819 | 50.3001 | 51.1549 | 51.9263
Howard | 144.4475 | 148.9997 | 154.3734 | 157.7298 | 161.04 | 163.7857 | 164.8068 | 168.8973 | 171.7676 | 174.3576
Hunt | 253.2929 | 266.7624 | 286.3137 | 296.0696 | 302.2831 | 307.4369 | 309.3536 | 317.0318 | 322.4194 | 327.2811
Irion | 19.0159 | 19.8305 | 20.8052 | 21.489 | 21.9399 | 22.314 | 22.4531 | 23.0104 | 23.4014 | 23.7543
Jack | 16.4154 | 17.0359 | 17.7935 | 18.3221 | 18.7066 | 19.0256 | 19.1442 | 19.6194 | 19.9528 | 20.2536
Jackson | 90.6669 | 114.0102 | 119.9295 | 121.521 | 124.0713 | 126.1867 | 126.9734 | 130.1249 | 132.3362 | 134.3317
Jeff Davis | 4.2949 | 4.4324 | 4.6212 | 4.7479 | 4.8475 | 4.9301 | 4.9609 | 5.084 | 5.1704 | 5.2484
Jim Hogg | 3.2364 | 3.3177 | 3.4608 | 3.4765 | 3.5495 | 3.61 | 3.6325 | 3.7227 | 3.7859 | 3.843
Jim Wells | 93.4644 | 97.8465 | 103.6237 | 106.8732 | 109.1161 | 110.9765 | 111.6684 | 114.44 | 116.3848 | 118.1397
Johnson | 164.3915 | 169.2068 | 175.4263 | 179.3575 | 183.1216 | 186.2438 | 187.4049 | 192.0563 | 195.3201 | 198.2653
Jones | 49.0458 | 51.6568 | 54.4618 | 56.5068 | 57.6927 | 58.6763 | 59.0421 | 60.5075 | 61.5358 | 62.4637
Karnes | 96.8817 | 110.3556 | 126.6071 | 134.4588 | 137.2806 | 139.6212 | 140.4916 | 143.9787 | 146.4254 | 148.6334
Kaufman | 338.2635 | 343.4554 | 359.3803 | 371.7165 | 379.5175 | 385.9883 | 388.3946 | 398.0347 | 404.7988 | 410.9027
Kendall | 113.6398 | 120.9791 | 129.5664 | 136.5652 | 139.4313 | 141.8085 | 142.6926 | 146.2343 | 148.7194 | 150.9619
Kenedy | 1.5028 | 1.6014 | 1.7383 | 1.8087 | 1.8466 | 1.8781 | 1.8898 | 1.9367 | 1.9696 | 1.9993
Kent | 2.1048 | 2.2211 | 2.3653 | 2.4793 | 2.5313 | 2.5745 | 2.5906 | 2.6549 | 2.7 | 2.7407
Kerr | 142.1941 | 149.2429 | 160.8828 | 167.3268 | 170.8384 | 173.7512 | 174.8344 | 179.1738 | 182.2187 | 184.9664
Kimble | 16.1195 | 16.8788 | 17.8079 | 18.5053 | 18.8937 | 19.2158 | 19.3356 | 19.8155 | 20.1523 | 20.4561
King | 0.25269 | 0.25617 | 0.26249 | 0.26512 | 0.27068 | 0.2753 | 0.27701 | 0.28389 | 0.28871 | 0.29307
Kinney | 7.9858 | 8.3498 | 8.7844 | 9.1068 | 9.2979 | 9.4564 | 9.5154 | 9.7515 | 9.9173 | 10.0668
Kleberg | 98.5167 | 102.846 | 108.2102 | 111.7945 | 114.1406 | 116.0867 | 116.8104 | 119.7097 | 121.744 | 123.5798
Knox | 14.2691 | 14.791 | 15.4887 | 15.9803 | 16.3157 | 16.5938 | 16.6973 | 17.1117 | 17.4025 | 17.6649
La Salle | 45.6901 | 57.7976 | 71.366 | 83.7922 | 85.5507 | 87.0094 | 87.5518 | 89.7249 | 91.2496 | 92.6256
Lamar | 176.819 | 185.5734 | 193.8671 | 199.3139 | 203.4968 | 206.9664 | 208.2566 | 213.4256 | 217.0526 | 220.3255
Lampasas | 80.4541 | 87.4028 | 96.255 | 112.7388 | 115.1048 | 117.0673 | 117.7971 | 120.7209 | 122.7724 | 124.6237
Lavaca | 69.4878 | 73.4748 | 78.2296 | 82.5726 | 84.3056 | 85.743 | 86.2775 | 88.4189 | 89.9215 | 91.2774
Lee | 35.0215 | 36.7191 | 38.7381 | 40.2675 | 41.1126 | 41.8136 | 42.0743 | 43.1185 | 43.8513 | 44.5125
Leon | 157.7639 | 161.2705 | 165.9734 | 168.4599 | 171.9953 | 174.9278 | 176.0183 | 180.3871 | 183.4526 | 186.2189
Limestone | 49.5768 | 50.8805 | 52.5735 | 53.6634 | 54.7896 | 55.7238 | 56.0712 | 57.4629 | 58.4394 | 59.3206
Live Oak | 88.5069 | 96.6676 | 102.3704 | 105.084 | 107.2893 | 109.1186 | 109.7989 | 112.5241 | 114.4363 | 116.1619
Llano | 70.0454 | 73.7464 | 78.1345 | 81.5811 | 83.2932 | 84.7133 | 85.2415 | 87.3572 | 88.8417 | 90.1814
Loving | 19.4426 | 23.5705 | 25.3979 | 34.4823 | 35.206 | 35.8062 | 36.0294 | 36.9237 | 37.5512 | 38.1174
Madison | 0 | 0 | 0 | 0 | 0 | 0 | 0 | 0 | 0 | 0
Martin | 29.0401 | 28.1047 | 29.4703 | 30.4875 | 31.1274 | 31.6581 | 31.8554 | 32.6461 | 33.2009 | 33.7015
Mason | 15.281 | 16.06 | 16.9261 | 17.5992 | 17.9685 | 18.2749 | 18.3888 | 18.8452 | 19.1655 | 19.4545
Matagorda | 150.1644 | 156.0034 | 163.9464 | 168 | 171.5258 | 174.4503 | 175.5378 | 179.8947 | 182.9518 | 185.7105
Maverick | 92.3036 | 97.5858 | 103.7311 | 108.5703 | 110.8488 | 112.7387 | 113.4416 | 116.2572 | 118.2329 | 120.0157
Mcculloch | 35.6928 | 41.2063 | 43.0603 | 44.6121 | 45.5483 | 46.3249 | 46.6137 | 47.7707 | 48.5825 | 49.3151
Mclennan | 634.0402 | 654.6401 | 679.5415 | 695.609 | 710.2075 | 722.3164 | 726.8195 | 744.8593 | 757.5174 | 768.9399
Mcmullen | 29.3812 | 31.2088 | 34.017 | 34.3797 | 35.1012 | 35.6997 | 35.9222 | 36.8138 | 37.4394 | 38.004
Medina | 227.4133 | 210.095 | 222.8894 | 231.4631 | 236.3207 | 240.35 | 241.8484 | 247.8511 | 252.0631 | 255.8639
Menard | 7.0833 | 7.6319 | 8.2793 | 8.8252 | 9.0104 | 9.164 | 9.2212 | 9.45 | 9.6106 | 9.7556
Midland | 448.0994 | 463.9639 | 483.116 | 495.3301 | 505.7254 | 514.3479 | 517.5545 | 530.4003 | 539.4139 | 547.5476
Milam | 44.3038 | 45.342 | 46.723 | 47.4855 | 48.4821 | 49.3087 | 49.6161 | 50.8476 | 51.7117 | 52.4914
Mills | 5.2347 | 5.4708 | 5.7066 | 5.8647 | 5.9878 | 6.0898 | 6.1278 | 6.2799 | 6.3866 | 6.4829
Mitchell | 23.0618 | 23.9133 | 24.9585 | 25.684 | 26.223 | 26.6701 | 26.8364 | 27.5024 | 27.9698 | 28.3916
Montague | 32.6629 | 34.2013 | 36.0375 | 37.4204 | 38.2057 | 38.8571 | 39.0994 | 40.0698 | 40.7508 | 41.3653
Montgomery | 258.9221 | 273.0078 | 289.5478 | 302.888 | 309.2446 | 314.5172 | 316.478 | 324.333 | 329.8447 | 334.8184
Motley | 4.6888 | 4.8759 | 5.1168 | 5.2904 | 5.4014 | 5.4935 | 5.5277 | 5.6649 | 5.7612 | 5.8481
Nacogdoches | 165.5004 | 170.0371 | 176.3097 | 179.918 | 183.6938 | 186.8258 | 187.9905 | 192.6565 | 195.9305 | 198.8849
Navarro | 148.3781 | 153.0881 | 158.9872 | 162.8222 | 166.2392 | 169.0736 | 170.1276 | 174.3503 | 177.3132 | 179.9868
Nolan | 64.6547 | 66.9927 | 69.8805 | 71.8851 | 73.3938 | 74.6451 | 75.1105 | 76.9747 | 78.2828 | 79.4632
Nueces | 1075.3012 | 1123.8154 | 1182.705 | 1224.0349 | 1249.7231 | 1271.0307 | 1278.9546 | 1310.6986 | 1332.9725 | 1353.0722
Palo Pinto | 65.1732 | 67.3773 | 69.9394 | 71.6755 | 73.1797 | 74.4274 | 74.8914 | 76.7502 | 78.0545 | 79.2315
Parker | 215.5636 | 226.8719 | 240.2004 | 250.6099 | 255.8693 | 260.2318 | 261.8542 | 268.3535 | 272.9138 | 277.0291
Pecos | 89.5622 | 92.3522 | 96.0492 | 98.4347 | 100.5005 | 102.214 | 102.8513 | 105.4041 | 107.1953 | 108.8117
Presidio | 17.6955 | 18.6785 | 19.8926 | 20.8537 | 21.2914 | 21.6544 | 21.7894 | 22.3302 | 22.7097 | 23.0521
Rains | 19.8712 | 20.8689 | 22.0376 | 22.9813 | 23.4635 | 23.8636 | 24.0124 | 24.6084 | 25.0266 | 25.4039
Reagan | 18.4172 | 19.3626 | 20.5467 | 21.4611 | 21.9115 | 22.2851 | 22.4241 | 22.9806 | 23.3712 | 23.7236
Real | 18.64 | 19.9739 | 21.4991 | 22.7674 | 23.2452 | 23.6415 | 23.7889 | 24.3794 | 24.7937 | 25.1675
Red River | 27.272 | 28.3149 | 29.5911 | 30.4864 | 31.1262 | 31.6569 | 31.8543 | 32.6449 | 33.1997 | 33.7003
Reeves | 62.7088 | 65.5497 | 69.4734 | 67.2059 | 68.6163 | 69.7862 | 70.2213 | 71.9642 | 73.1872 | 74.2907
Refugio | 34.079 | 35.4541 | 37.3571 | 38.2636 | 39.0666 | 39.7327 | 39.9804 | 40.9727 | 41.669 | 42.2974
Robertson | 11.3328 | 11.7081 | 12.1354 | 12.3833 | 12.6432 | 12.8587 | 12.9389 | 13.2601 | 13.4854 | 13.6887
Rockwall | 252.7686 | 277.1643 | 292.238 | 304.0184 | 310.3988 | 315.691 | 317.6591 | 325.5435 | 331.0757 | 336.068
Runnels | 33.384 | 34.6815 | 36.3897 | 37.6051 | 38.3943 | 39.0489 | 39.2923 | 40.2676 | 40.9519 | 41.5694
Rusk | 13.5763 | 21.0532 | 21.754 | 22.1546 | 22.6196 | 23.0052 | 23.1486 | 23.7232 | 24.1263 | 24.4901
San Patricio | 191.4142 | 201.637 | 211.6774 | 218.5572 | 223.144 | 226.9486 | 228.3634 | 234.0315 | 238.0086 | 241.5975
San Saba | 13.1024 | 13.7259 | 14.5116 | 15.1108 | 15.4279 | 15.691 | 15.7888 | 16.1807 | 16.4556 | 16.7038
Schleicher | 24.543 | 25.4792 | 26.681 | 27.5054 | 28.0826 | 28.5614 | 28.7395 | 29.4528 | 29.9533 | 30.405
Scurry | 355.3347 | 364.0655 | 375.5627 | 382.0535 | 390.0715 | 396.7221 | 399.1954 | 409.1035 | 416.0558 | 422.3294
Shackelford | 22.5518 | 23.3028 | 24.3154 | 25.0007 | 25.5254 | 25.9606 | 26.1225 | 26.7708 | 27.2258 | 27.6363
Smith | 614.4005 | 630.4096 | 651.1122 | 663.1327 | 677.0496 | 688.5932 | 692.886 | 710.0836 | 722.1507 | 733.0399
Somervell | 20.0275 | 21.166 | 21.4349 | 22.4568 | 22.9281 | 23.319 | 23.4644 | 24.0468 | 24.4555 | 24.8242
Starr | 75.9297 | 79.4047 | 83.7163 | 86.5494 | 88.3657 | 89.8724 | 90.4326 | 92.6772 | 94.2522 | 95.6734
Stephens | 59.8428 | 61.6261 | 63.8902 | 65.3208 | 66.6917 | 67.8288 | 68.2516 | 69.9457 | 71.1343 | 72.2069
Sterling | 15.7643 | 16.5119 | 17.4147 | 18.1021 | 18.482 | 18.7971 | 18.9143 | 19.3838 | 19.7132 | 20.0104
Stonewall | 4.8804 | 5.2665 | 5.7231 | 6.1104 | 6.2387 | 6.345 | 6.3846 | 6.543 | 6.6542 | 6.7546
Sutton | 17.7425 | 18.337 | 19.1199 | 19.6218 | 20.0336 | 20.3752 | 20.5022 | 21.0111 | 21.3682 | 21.6904
Tarrant | 4957.5137 | 5141.3157 | 5377.1443 | 5545.0006 | 5661.3711 | 5757.8967 | 5793.7928 | 5937.5961 | 6038.4992 | 6129.5527
Taylor | 380.8493 | 395.2093 | 410.2887 | 419.816 | 428.6265 | 435.9345 | 438.6522 | 449.5397 | 457.1791 | 464.0728
Terrell | 2.0814 | 2.162 | 2.2602 | 2.3269 | 2.3758 | 2.4163 | 2.4314 | 2.4917 | 2.534 | 2.5723
Throckmorton | 5.7929 | 6.0205 | 6.3203 | 6.5366 | 6.6738 | 6.7875 | 6.8299 | 6.9994 | 7.1183 | 7.2257
Titus | 8.5261 | 8.6825 | 8.9024 | 9.0027 | 9.1917 | 9.3484 | 9.4067 | 9.6401 | 9.804 | 9.9518
Tom Green | 287.5716 | 298.8904 | 310.856 | 318.5786 | 325.2645 | 330.8102 | 332.8725 | 341.1345 | 346.9317 | 352.1631
Travis | 2769.829 | 2916.0554 | 3057.1113 | 3156.7684 | 3223.0181 | 3277.9701 | 3298.4057 | 3380.2729 | 3437.7171 | 3489.5538
Upton | 30.6519 | 31.8751 | 33.5304 | 34.6933 | 35.4214 | 36.0253 | 36.2499 | 37.1497 | 37.781 | 38.3507
Uvalde | 65.6272 | 68.4739 | 72.3116 | 74.3152 | 75.8748 | 77.1685 | 77.6496 | 79.5768 | 80.9292 | 82.1495
Val Verde | 98.7486 | 103.5842 | 109.287 | 113.5693 | 115.9528 | 117.9297 | 118.6649 | 121.6102 | 123.6769 | 125.5418
Van Zandt | 69.2667 | 71.7155 | 74.5622 | 76.5968 | 78.2043 | 79.5376 | 80.0335 | 82.02 | 83.4138 | 84.6716
Victoria | 349.1764 | 363.2803 | 381.5057 | 392.3003 | 400.5333 | 407.3624 | 409.902 | 420.0758 | 427.2146 | 433.6565
Waller | 240.6686 | 253.2934 | 267.7325 | 279.0642 | 284.9208 | 289.7786 | 291.5852 | 298.8224 | 303.9006 | 308.483
Ward | 125.9188 | 129.8142 | 125.9471 | 128.7269 | 131.4285 | 133.6693 | 134.5026 | 137.841 | 140.1835 | 142.2973
Washington | 120.9956 | 126.1255 | 132.2475 | 136.8981 | 139.7712 | 142.1542 | 143.0405 | 146.5908 | 149.0819 | 151.3299
Webb | 461.395 | 493.2401 | 529.9732 | 559.8719 | 571.6217 | 581.3678 | 584.9921 | 599.5118 | 609.6999 | 618.8934
Wharton | 141.3381 | 145.8179 | 151.9357 | 154.908 | 158.159 | 160.8556 | 161.8584 | 165.8757 | 168.6946 | 171.2383
Wichita | 415.2953 | 427.0268 | 442.1499 | 451.263 | 460.7335 | 468.5889 | 471.5102 | 483.2132 | 491.4249 | 498.835
Wilbarger | 35.5396 | 36.625 | 38.1376 | 39.1358 | 39.9571 | 40.6384 | 40.8917 | 41.9067 | 42.6188 | 43.2615
Willacy | 34.104 | 35.7421 | 37.9288 | 39.1238 | 39.9449 | 40.626 | 40.8792 | 41.8939 | 42.6058 | 43.2482
Williamson | 1157.0155 | 1179.194 | 1265.5198 | 1334.826 | 1362.8395 | 1386.0757 | 1394.7168 | 1429.334 | 1453.624 | 1475.543
Wilson | 81.9626 | 86.347 | 91.4562 | 95.5185 | 97.5231 | 99.1858 | 99.8042 | 102.2813 | 104.0195 | 105.588
Winkler | 60.3277 | 62.9081 | 76.5503 | 79.0088 | 80.6669 | 82.0423 | 82.5538 | 84.6028 | 86.0405 | 87.3379
Wise | 98.868 | 101.9747 | 105.8679 | 108.3754 | 110.6499 | 112.5364 | 113.238 | 116.0486 | 118.0207 | 119.8003
Young | 43.5866 | 45.167 | 47.1078 | 48.4359 | 49.4524 | 50.2956 | 50.6091 | 51.8652 | 52.7466 | 53.542
Zapata | 28.7277 | 30.0245 | 31.6933 | 32.69 | 33.376 | 33.9451 | 34.1567 | 35.0045 | 35.5994 | 36.1362
Zavala | 32.0294 | 33.8437 | 36.1615 | 37.3768 | 38.1612 | 38.8118 | 39.0538 | 40.0231 | 40.7033 | 41.317

## SummerGenerationbyCounty
Summer Generation by County
These values are used in the summer import/export calculations for each county. Capacities for mothballed units are included as the available capacity of the unit. Capacities for the wind units are at 8.7%. These values include the amount available for the grid according information from the owners of the private network units and the distributed generation units that have registered with ERCOT.
Summer Generation, MW
County | 2013 | 2014 | 2015 | 2016 | 2017 | 2018 | 2019 | 2020 | 2021 | 2022
Anderson | 0 | 0 | 0 | 0 | 0 | 0 | 0 | 0 | 0 | 0
Andrews | 0 | 0 | 0 | 0 | 0 | 0 | 0 | 0 | 0 | 0
Angelina | 53 | 53 | 53 | 53 | 53 | 53 | 53 | 53 | 53 | 53
Aransas | 0 | 0 | 0 | 0 | 0 | 0 | 0 | 0 | 0 | 0
Archer | 0 | 0 | 0 | 0 | 0 | 0 | 0 | 0 | 0 | 0
Atascosa | 391 | 391 | 391 | 391 | 391 | 391 | 391 | 391 | 391 | 391
Austin | 0 | 0 | 0 | 0 | 0 | 0 | 0 | 0 | 0 | 0
Bandera | 0 | 0 | 0 | 0 | 0 | 0 | 0 | 0 | 0 | 0
Bastrop | 1633 | 1633 | 1633 | 1633 | 1633 | 1633 | 1633 | 1633 | 1633 | 1633
Baylor | 0 | 0 | 0 | 0 | 0 | 0 | 0 | 0 | 0 | 0
Bee | 0 | 0 | 0 | 0 | 0 | 0 | 0 | 0 | 0 | 0
Bell | 0 | 0 | 1560 | 1560 | 1560 | 1560 | 1560 | 1560 | 1560 | 1560
Bexar | 4807.6 | 4807.6 | 4807.6 | 4807.6 | 4807.6 | 4807.6 | 3963 | 3963 | 3963 | 3963
Blanco | 0 | 0 | 0 | 0 | 0 | 0 | 0 | 0 | 0 | 0
Borden | 22.8 | 55.7 | 55.7 | 55.7 | 55.7 | 55.7 | 55.7 | 55.7 | 55.7 | 55.7
Bosque | 823 | 823 | 823 | 823 | 823 | 823 | 823 | 823 | 823 | 823
Brazoria | 0 | 0 | 0 | 0 | 0 | 0 | 0 | 0 | 0 | 0
Brazos | 226 | 226 | 226 | 226 | 226 | 226 | 226 | 226 | 226 | 226
Brewster | 0 | 0 | 0 | 0 | 0 | 0 | 0 | 0 | 0 | 0
Brooks | 0 | 0 | 0 | 0 | 0 | 0 | 0 | 0 | 0 | 0
Brown | 0 | 0 | 0 | 0 | 0 | 0 | 0 | 0 | 0 | 0
Burleson | 0 | 0 | 0 | 0 | 0 | 0 | 0 | 0 | 0 | 0
Burnet | 102 | 102 | 102 | 102 | 102 | 102 | 102 | 102 | 102 | 102
Caldwell | 0 | 0 | 0 | 0 | 0 | 0 | 0 | 0 | 0 | 0
Calhoun | 0 | 0 | 0 | 0 | 0 | 0 | 0 | 0 | 0 | 0
Callahan | 0 | 0 | 0 | 0 | 0 | 0 | 0 | 0 | 0 | 0
Cameron | 140.8 | 140.8 | 140.8 | 140.8 | 140.8 | 140.8 | 140.8 | 140.8 | 140.8 | 140.8
Chambers | 2047.9 | 2047.9 | 2047.9 | 2047.9 | 2047.9 | 2047.9 | 2047.9 | 2047.9 | 2047.9 | 2047.9
Cherokee | 669 | 669 | 669 | 669 | 669 | 669 | 669 | 669 | 669 | 669
Childress | 0 | 0 | 0 | 0 | 0 | 0 | 0 | 0 | 0 | 0
Clay | 4.4 | 4.4 | 4.4 | 4.4 | 4.4 | 4.4 | 4.4 | 4.4 | 4.4 | 4.4
Coke | 0 | 0 | 0 | 0 | 0 | 0 | 0 | 0 | 0 | 0
Coleman | 0 | 0 | 0 | 0 | 0 | 0 | 0 | 0 | 0 | 0
Collin | 409.2 | 409.2 | 409.2 | 409.2 | 409.2 | 409.2 | 409.2 | 409.2 | 409.2 | 409.2
Colorado | 0 | 0 | 0 | 0 | 0 | 0 | 0 | 0 | 0 | 0
Comal | 9.2 | 9.2 | 9.2 | 9.2 | 9.2 | 9.2 | 9.2 | 9.2 | 9.2 | 9.2
Comanche | 0 | 0 | 0 | 0 | 0 | 0 | 0 | 0 | 0 | 0
Concho | 0 | 0 | 0 | 0 | 0 | 0 | 0 | 0 | 0 | 0
Cooke | 9.8 | 9.8 | 9.8 | 9.8 | 9.8 | 9.8 | 9.8 | 9.8 | 9.8 | 9.8
Coryell | 0 | 0 | 0 | 0 | 0 | 0 | 0 | 0 | 0 | 0
Cottle | 0 | 0 | 0 | 0 | 0 | 0 | 0 | 0 | 0 | 0
Crane | 0 | 0 | 0 | 0 | 0 | 0 | 0 | 0 | 0 | 0
Crockett | 0 | 0 | 0 | 0 | 0 | 0 | 0 | 0 | 0 | 0
Crosby | 0 | 0 | 0 | 0 | 0 | 0 | 0 | 0 | 0 | 0
Culberson | 6.1 | 6.1 | 6.1 | 6.1 | 6.1 | 6.1 | 6.1 | 6.1 | 6.1 | 6.1
Dallas | 1725.6 | 1725.6 | 1725.6 | 1725.6 | 1725.6 | 1725.6 | 1725.6 | 1725.6 | 1725.6 | 1725.6
Dawson | 0 | 0 | 0 | 0 | 0 | 0 | 0 | 0 | 0 | 0
Delta | 0 | 0 | 0 | 0 | 0 | 0 | 0 | 0 | 0 | 0
Denton | 136.8 | 136.8 | 136.8 | 136.8 | 136.8 | 136.8 | 136.8 | 136.8 | 136.8 | 136.8
Dewitt | 0 | 0 | 0 | 0 | 0 | 0 | 0 | 0 | 0 | 0
Dickens | 13.1 | 13.1 | 13.1 | 13.1 | 13.1 | 13.1 | 13.1 | 13.1 | 13.1 | 13.1
Dimmit | 0 | 0 | 0 | 0 | 0 | 0 | 0 | 0 | 0 | 0
Duval | 0 | 0 | 0 | 0 | 0 | 0 | 0 | 0 | 0 | 0
Eastland | 5.2 | 5.2 | 5.2 | 5.2 | 5.2 | 5.2 | 5.2 | 5.2 | 5.2 | 5.2
Ector | 1485 | 1485 | 1485 | 1485 | 1485 | 1485 | 1485 | 1485 | 1485 | 1485
Edwards | 0 | 0 | 0 | 0 | 0 | 0 | 0 | 0 | 0 | 0
Ellis | 1626 | 1626 | 1626 | 1626 | 1626 | 1626 | 1626 | 1626 | 1626 | 1626
Erath | 0 | 0 | 0 | 0 | 0 | 0 | 0 | 0 | 0 | 0
Falls | 0 | 0 | 0 | 0 | 0 | 0 | 0 | 0 | 0 | 0
Fannin | 1546 | 1546 | 1546 | 1546 | 1546 | 1546 | 1546 | 1546 | 1546 | 1546
Fayette | 1823 | 1823 | 1823 | 1823 | 1823 | 1823 | 1823 | 1823 | 1823 | 1823
Fisher | 0 | 0 | 0 | 0 | 0 | 0 | 0 | 0 | 0 | 0
Floyd | 5 | 5 | 5 | 5 | 5 | 5 | 5 | 5 | 5 | 5
Foard | 0 | 0 | 0 | 0 | 0 | 0 | 0 | 0 | 0 | 0
Fort Bend | 4258 | 4258 | 4258 | 4258 | 4258 | 4258 | 4258 | 4258 | 4258 | 4258
Franklin | 0 | 0 | 0 | 0 | 0 | 0 | 0 | 0 | 0 | 0
Freestone | 2148 | 2148 | 2148 | 2148 | 2148 | 2148 | 2148 | 2148 | 2148 | 2148
Frio | 277.6 | 277.6 | 277.6 | 277.6 | 277.6 | 277.6 | 277.6 | 277.6 | 277.6 | 277.6
Galveston | 416.7 | 416.7 | 416.7 | 416.7 | 416.7 | 416.7 | 416.7 | 416.7 | 416.7 | 416.7
Gillespie | 0 | 0 | 0 | 0 | 0 | 0 | 0 | 0 | 0 | 0
Glasscock | 18.6 | 18.6 | 18.6 | 18.6 | 18.6 | 18.6 | 18.6 | 18.6 | 18.6 | 18.6
Goliad | 650 | 650 | 650 | 650 | 1310 | 1310 | 1310 | 1310 | 1310 | 1310
Gonzales | 4.8 | 4.8 | 4.8 | 4.8 | 4.8 | 4.8 | 4.8 | 4.8 | 4.8 | 4.8
Grayson | 80 | 80 | 80 | 797 | 797 | 797 | 797 | 797 | 797 | 797
Grimes | 1023 | 1023 | 1023 | 1340 | 1340 | 1340 | 1340 | 1340 | 1340 | 1340
Guadalupe | 1738.3 | 1738.3 | 1738.3 | 1738.3 | 1738.3 | 1738.3 | 1738.3 | 1738.3 | 1738.3 | 1738.3
Hall | 0.1 | 0.1 | 0.1 | 0.1 | 0.1 | 0.1 | 0.1 | 0.1 | 0.1 | 0.1
Hamilton | 0 | 0 | 0 | 0 | 0 | 0 | 0 | 0 | 0 | 0
Hardeman | 0 | 0 | 0 | 0 | 0 | 0 | 0 | 0 | 0 | 0
Harris | 9410.9 | 9410.9 | 9410.9 | 10790.9 | 10790.9 | 10790.9 | 10790.9 | 10790.9 | 10790.9 | 10790.9
Haskell | 34.8 | 34.8 | 34.8 | 34.8 | 34.8 | 34.8 | 34.8 | 34.8 | 34.8 | 34.8
Hays | 882 | 882 | 882 | 882 | 882 | 882 | 882 | 882 | 882 | 882
Henderson | 226 | 226 | 226 | 226 | 226 | 226 | 226 | 226 | 226 | 226
Hidalgo | 1674 | 1674 | 1674 | 1674 | 1674 | 1674 | 1674 | 1674 | 1674 | 1674
Hill | 0 | 0 | 0 | 0 | 0 | 0 | 0 | 0 | 0 | 0
Hood | 983 | 983 | 983 | 983 | 983 | 983 | 983 | 983 | 983 | 983
Hopkins | 0 | 0 | 0 | 0 | 0 | 0 | 0 | 0 | 0 | 0
Houston | 0 | 0 | 0 | 0 | 0 | 0 | 0 | 0 | 0 | 0
Howard | 296 | 296 | 306.4 | 306.4 | 306.4 | 306.4 | 306.4 | 306.4 | 306.4 | 306.4
Hunt | 112.3 | 112.3 | 112.3 | 112.3 | 112.3 | 112.3 | 112.3 | 112.3 | 112.3 | 112.3
Irion | 0 | 0 | 0 | 0 | 0 | 0 | 0 | 0 | 0 | 0
Jack | 1153.5 | 1153.5 | 1153.5 | 1153.5 | 1153.5 | 1153.5 | 1153.5 | 1153.5 | 1153.5 | 1153.5
Jackson | 0 | 0 | 0 | 0 | 0 | 0 | 0 | 0 | 0 | 0
Jeff Davis | 0 | 0 | 0 | 0 | 0 | 0 | 0 | 0 | 0 | 0
Jim Hogg | 0 | 0 | 0 | 0 | 0 | 0 | 0 | 0 | 0 | 0
Jim Wells | 0 | 0 | 0 | 0 | 0 | 0 | 0 | 0 | 0 | 0
Johnson | 269 | 269 | 269 | 269 | 269 | 269 | 269 | 269 | 269 | 269
Jones | 0 | 0 | 0 | 0 | 0 | 0 | 0 | 0 | 0 | 0
Karnes | 0 | 0 | 0 | 0 | 0 | 0 | 0 | 0 | 0 | 0
Kaufman | 1879.1 | 1879.1 | 1879.1 | 1879.1 | 1879.1 | 1879.1 | 1879.1 | 1879.1 | 1879.1 | 1879.1
Kendall | 74 | 74 | 74 | 74 | 74 | 74 | 74 | 74 | 74 | 74
Kenedy | 59.9 | 77.4 | 77.4 | 77.4 | 77.4 | 77.4 | 77.4 | 77.4 | 77.4 | 77.4
Kent | 2.6 | 2.6 | 2.6 | 2.6 | 2.6 | 2.6 | 2.6 | 2.6 | 2.6 | 2.6
Kerr | 0 | 0 | 0 | 0 | 0 | 0 | 0 | 0 | 0 | 0
Kimble | 0 | 0 | 0 | 0 | 0 | 0 | 0 | 0 | 0 | 0
King | 0 | 0 | 0 | 0 | 0 | 0 | 0 | 0 | 0 | 0
Kinney | 8.7 | 8.7 | 8.7 | 8.7 | 8.7 | 8.7 | 8.7 | 8.7 | 8.7 | 8.7
Kleberg | 0 | 0 | 0 | 0 | 0 | 0 | 0 | 0 | 0 | 0
Knox | 0 | 0 | 0 | 0 | 0 | 0 | 0 | 0 | 0 | 0
La Salle | 0 | 0 | 0 | 0 | 0 | 0 | 0 | 0 | 0 | 0
Lamar | 1311.6 | 1311.6 | 1311.6 | 1311.6 | 1311.6 | 1311.6 | 1311.6 | 1311.6 | 1311.6 | 1311.6
Lampasas | 0 | 0 | 0 | 0 | 0 | 0 | 0 | 0 | 0 | 0
Lavaca | 0 | 0 | 0 | 0 | 0 | 0 | 0 | 0 | 0 | 0
Lee | 0 | 0 | 0 | 0 | 0 | 0 | 0 | 0 | 0 | 0
Leon | 0 | 0 | 0 | 0 | 0 | 0 | 0 | 0 | 0 | 0
Limestone | 1689 | 1689 | 1689 | 1689 | 1689 | 1689 | 1689 | 1689 | 1689 | 1689
Live Oak | 0 | 0 | 0 | 0 | 0 | 0 | 0 | 0 | 0 | 0
Llano | 492 | 492 | 492 | 492 | 492 | 492 | 492 | 492 | 492 | 492
Loving | 0 | 0 | 0 | 0 | 0 | 0 | 0 | 0 | 0 | 0
Madison | 0 | 0 | 0 | 0 | 0 | 0 | 0 | 0 | 0 | 0
Martin | 10.8 | 10.8 | 10.8 | 10.8 | 10.8 | 10.8 | 10.8 | 10.8 | 10.8 | 10.8
Mason | 0 | 0 | 0 | 0 | 0 | 0 | 0 | 0 | 0 | 0
Matagorda | 2750 | 2750 | 2750 | 2750 | 2750 | 2750 | 2750 | 2750 | 2750 | 2750
Maverick | 27.6 | 27.6 | 27.6 | 27.6 | 27.6 | 27.6 | 27.6 | 27.6 | 27.6 | 27.6
Mcculloch | 0 | 0 | 0 | 0 | 0 | 0 | 0 | 0 | 0 | 0
Mclennan | 925 | 925 | 925 | 925 | 925 | 925 | 925 | 925 | 925 | 925
Mcmullen | 0 | 0 | 0 | 0 | 0 | 0 | 0 | 0 | 0 | 0
Medina | 0 | 0 | 0 | 0 | 0 | 0 | 0 | 0 | 0 | 0
Menard | 0 | 0 | 0 | 0 | 0 | 0 | 0 | 0 | 0 | 0
Midland | 0 | 0 | 0 | 0 | 0 | 0 | 0 | 0 | 0 | 0
Milam | 570 | 570 | 570 | 570 | 570 | 570 | 570 | 570 | 570 | 570
Mills | 0 | 0 | 0 | 0 | 0 | 0 | 0 | 0 | 0 | 0
Mitchell | 420.1 | 420.1 | 420.1 | 420.1 | 420.1 | 420.1 | 420.1 | 420.1 | 420.1 | 420.1
Montague | 0 | 0 | 0 | 0 | 0 | 0 | 0 | 0 | 0 | 0
Montgomery | 0 | 0 | 0 | 0 | 0 | 0 | 0 | 0 | 0 | 0
Motley | 0 | 0 | 0 | 0 | 0 | 0 | 0 | 0 | 0 | 0
Nacogdoches | 105 | 105 | 105 | 105 | 105 | 105 | 105 | 105 | 105 | 105
Navarro | 0 | 0 | 0 | 0 | 0 | 0 | 0 | 0 | 0 | 0
Nolan | 133.9 | 133.9 | 133.9 | 133.9 | 133.9 | 133.9 | 133.9 | 133.9 | 133.9 | 133.9
Nueces | 1671.8 | 1671.8 | 1671.8 | 1671.8 | 1671.8 | 2911.8 | 2911.8 | 2911.8 | 2911.8 | 2911.8
Palo Pinto | 611 | 611 | 611 | 611 | 611 | 611 | 611 | 611 | 611 | 611
Parker | 4.8 | 4.8 | 4.8 | 4.8 | 4.8 | 4.8 | 4.8 | 4.8 | 4.8 | 4.8
Pecos | 61.2 | 61.2 | 61.2 | 61.2 | 61.2 | 61.2 | 61.2 | 61.2 | 61.2 | 61.2
Presidio | 0 | 0 | 0 | 0 | 0 | 0 | 0 | 0 | 0 | 0
Rains | 0 | 0 | 0 | 0 | 0 | 0 | 0 | 0 | 0 | 0
Reagan | 0 | 0 | 0 | 0 | 0 | 0 | 0 | 0 | 0 | 0
Real | 0 | 0 | 0 | 0 | 0 | 0 | 0 | 0 | 0 | 0
Red River | 0 | 0 | 0 | 0 | 0 | 0 | 0 | 0 | 0 | 0
Reeves | 0 | 0 | 0 | 0 | 0 | 0 | 0 | 0 | 0 | 0
Refugio | 0 | 0 | 0 | 0 | 0 | 0 | 0 | 0 | 0 | 0
Robertson | 1977 | 1977 | 1977 | 1977 | 1977 | 1977 | 1977 | 1977 | 1977 | 1977
Rockwall | 0 | 0 | 0 | 0 | 0 | 0 | 0 | 0 | 0 | 0
Runnels | 0 | 0 | 0 | 0 | 0 | 0 | 0 | 0 | 0 | 0
Rusk | 3256 | 3256 | 3256 | 3256 | 3256 | 3256 | 3256 | 3256 | 3256 | 3256
San Patricio | 33.1 | 33.1 | 33.1 | 33.1 | 33.1 | 33.1 | 33.1 | 33.1 | 33.1 | 33.1
San Saba | 0 | 0 | 0 | 0 | 0 | 0 | 0 | 0 | 0 | 0
Schleicher | 0 | 0 | 0 | 0 | 0 | 0 | 0 | 0 | 0 | 0
Scurry | 63.5 | 63.5 | 63.5 | 63.5 | 63.5 | 63.5 | 63.5 | 63.5 | 63.5 | 63.5
Shackelford | 48.9 | 48.9 | 48.9 | 48.9 | 48.9 | 48.9 | 48.9 | 48.9 | 48.9 | 48.9
Smith | 0 | 0 | 0 | 0 | 0 | 0 | 0 | 0 | 0 | 0
Somervell | 2400 | 2400 | 2400 | 2400 | 2400 | 2400 | 2400 | 2400 | 2400 | 2400
Starr | 36 | 36 | 36 | 36 | 36 | 36 | 36 | 36 | 36 | 36
Stephens | 0 | 0 | 0 | 0 | 0 | 0 | 0 | 0 | 0 | 0
Sterling | 70.8 | 70.8 | 70.8 | 70.8 | 70.8 | 70.8 | 70.8 | 70.8 | 70.8 | 70.8
Stonewall | 0 | 0 | 0 | 0 | 0 | 0 | 0 | 0 | 0 | 0
Sutton | 0 | 0 | 0 | 0 | 0 | 0 | 0 | 0 | 0 | 0
Tarrant | 1266.6 | 1266.6 | 1266.6 | 1266.6 | 1266.6 | 1266.6 | 1266.6 | 1266.6 | 1266.6 | 1266.6
Taylor | 45.5 | 45.5 | 45.5 | 45.5 | 45.5 | 45.5 | 45.5 | 45.5 | 45.5 | 45.5
Terrell | 0 | 0 | 0 | 0 | 0 | 0 | 0 | 0 | 0 | 0
Throckmorton | 0 | 0 | 0 | 0 | 0 | 0 | 0 | 0 | 0 | 0
Titus | 1890 | 1890 | 1890 | 1890 | 1890 | 1890 | 1890 | 1890 | 1890 | 1890
Tom Green | 13.5 | 13.5 | 13.5 | 13.5 | 13.5 | 13.5 | 13.5 | 13.5 | 13.5 | 13.5
Travis | 1709.9 | 1709.9 | 1709.9 | 1709.9 | 1709.9 | 1709.9 | 1709.9 | 1709.9 | 1709.9 | 1709.9
Upton | 30.5 | 30.5 | 30.5 | 30.5 | 30.5 | 30.5 | 30.5 | 30.5 | 30.5 | 30.5
Uvalde | 0 | 0 | 0 | 0 | 0 | 0 | 0 | 0 | 0 | 0
Val Verde | 75.8 | 75.8 | 75.8 | 75.8 | 75.8 | 75.8 | 75.8 | 75.8 | 75.8 | 75.8
Van Zandt | 0 | 0 | 0 | 0 | 0 | 0 | 0 | 0 | 0 | 0
Victoria | 497 | 497 | 497 | 497 | 497 | 497 | 497 | 497 | 497 | 497
Waller | 0 | 0 | 0 | 0 | 0 | 0 | 0 | 0 | 0 | 0
Ward | 340 | 340 | 340 | 340 | 340 | 340 | 340 | 340 | 340 | 340
Washington | 0 | 0 | 0 | 0 | 0 | 0 | 0 | 0 | 0 | 0
Webb | 259.5 | 259.5 | 259.5 | 259.5 | 259.5 | 259.5 | 259.5 | 259.5 | 259.5 | 259.5
Wharton | 568 | 568 | 568 | 568 | 568 | 568 | 568 | 568 | 568 | 568
Wichita | 77.1 | 77.1 | 77.1 | 77.1 | 77.1 | 77.1 | 77.1 | 77.1 | 77.1 | 77.1
Wilbarger | 774.8 | 774.8 | 774.8 | 774.8 | 774.8 | 774.8 | 774.8 | 774.8 | 774.8 | 774.8
Willacy | 17.9 | 17.9 | 17.9 | 17.9 | 17.9 | 17.9 | 17.9 | 17.9 | 17.9 | 17.9
Williamson | 0 | 0 | 0 | 0 | 0 | 0 | 0 | 0 | 0 | 0
Wilson | 0 | 0 | 0 | 0 | 0 | 0 | 0 | 0 | 0 | 0
Winkler | 13.3 | 13.3 | 13.3 | 13.3 | 13.3 | 13.3 | 13.3 | 13.3 | 13.3 | 13.3
Wise | 665 | 665 | 665 | 665 | 665 | 665 | 665 | 665 | 665 | 665
Young | 634.7 | 634.7 | 634.7 | 634.7 | 634.7 | 634.7 | 634.7 | 634.7 | 634.7 | 634.7
Zapata | 0 | 0 | 0 | 0 | 0 | 0 | 0 | 0 | 0 | 0
Zavala | 0 | 0 | 0 | 0 | 0 | 0 | 0 | 0 | 0 | 0

## SummerImport-ExportbyCounty
Summer Import/Export by County
Import: The county has less generation than load and must import generation.
Export: The county has more generation than load and is able to export generation.
This data is presented for example only. It is a calculation of the generation in the county less the projected coincident load in the county. The true values will depend on actual load levels and actual generation dispatch.
Summer Import/Export, MW
County | 2013 | 2014 | 2015 | 2016 | 2017 | 2018 | 2019 | 2020 | 2021 | 2022
Anderson | -123.0034 | -126.4835 | -131.129 | -134.0965 | -136.9107 | -139.245 | -140.1131 | -143.5907 | -146.0309 | -148.2329
Andrews | -214.9079 | -226.5894 | -239.1663 | -248.6857 | -253.9048 | -258.2338 | -259.8437 | -266.2931 | -270.8185 | -274.9021
Angelina | -213.4528 | -220.3008 | -229.3151 | -235.1382 | -241.1853 | -246.2011 | -248.0664 | -255.5389 | -260.7822 | -265.5137
Aransas | -58.3058 | -60.9673 | -64.1246 | -66.4358 | -67.83 | -68.9865 | -69.4166 | -71.1395 | -72.3485 | -73.4394
Archer | -17.3527 | -17.8853 | -18.558 | -18.9893 | -19.3878 | -19.7183 | -19.8413 | -20.3337 | -20.6793 | -20.9911
Atascosa | 276.4616 | 270.3151 | 261.5514 | 258.3955 | 255.6126 | 253.3043 | 252.4458 | 249.0069 | 246.5939 | 244.4164
Austin | -96.1371 | -99.9146 | -104.4907 | -107.7422 | -110.0033 | -111.8789 | -112.5764 | -115.3705 | -117.3311 | -119.1004
Bandera | -67.2056 | -70.7158 | -74.8293 | -77.9762 | -79.6126 | -80.97 | -81.4748 | -83.497 | -84.9159 | -86.1964
Bastrop | 1438.4726 | 1426.0674 | 1412.0814 | 1400.6102 | 1395.7332 | 1391.6878 | 1390.1834 | 1384.1566 | 1379.9278 | 1376.1118
Baylor | -1.4806 | -1.5078 | -1.546 | -1.5634 | -1.5962 | -1.6234 | -1.6335 | -1.6741 | -1.7025 | -1.7282
Bee | -100.2508 | -108.0064 | -112.9283 | -115.6659 | -118.0934 | -120.1068 | -120.8556 | -123.8553 | -125.9601 | -127.8594
Bell | -735.8607 | -757.7332 | 759.8305 | 738.5402 | 721.3005 | 707.0008 | 701.683 | 680.3794 | 665.4312 | 651.9421
Bexar | -180.3624 | -497.2449 | -821.0909 | -1091.1843 | -1214.9795 | -1317.6636 | -2200.4499 | -2353.4282 | -2460.7692 | -2557.6321
Blanco | -28.3588 | -29.9432 | -31.8038 | -33.276 | -33.9744 | -34.5536 | -34.769 | -35.632 | -36.2375 | -36.784
Borden | 18.8055 | 51.5714 | 51.3647 | 51.1771 | 51.0821 | 51.0034 | 50.9741 | 50.8568 | 50.7745 | 50.7003
Bosque | 782.091 | 780.7655 | 779.1268 | 778.0958 | 777.1534 | 776.3717 | 776.081 | 774.9165 | 774.0994 | 773.362
Brazoria | -2266.4721 | -2338.6948 | -2427.7706 | -2484.3936 | -2536.5324 | -2579.7799 | -2595.8629 | -2660.2928 | -2705.5017 | -2746.2975
Brazos | -394.4016 | -427.3152 | -467.024 | -498.0449 | -513.2401 | -525.844 | -530.5312 | -549.3085 | -562.484 | -574.3735
Brewster | -20.3458 | -21.2187 | -22.3322 | -23.1577 | -23.6437 | -24.0469 | -24.1968 | -24.7973 | -25.2187 | -25.599
Brooks | -19.8114 | -20.6242 | -21.599 | -22.2839 | -22.7516 | -23.1395 | -23.2838 | -23.8617 | -24.2672 | -24.6331
Brown | -99.1587 | -102.067 | -105.7785 | -108.111 | -110.3799 | -112.2619 | -112.9617 | -115.7655 | -117.7328 | -119.5081
Burleson | -36.3516 | -40.5026 | -44.12 | -47.2567 | -48.2485 | -49.0711 | -49.377 | -50.6026 | -51.4625 | -52.2385
Burnet | -46.1281 | -56.4083 | -68.3835 | -80.2569 | -84.0819 | -87.2545 | -88.4344 | -93.161 | -96.4776 | -99.4704
Caldwell | -112.9268 | -118.9133 | -125.994 | -131.542 | -134.3026 | -136.5924 | -137.444 | -140.8554 | -143.249 | -145.4091
Calhoun | -280.1579 | -291.6691 | -306.0641 | -315.6337 | -322.2578 | -327.7523 | -329.7955 | -337.9812 | -343.7248 | -348.9077
Callahan | -43.4689 | -45.513 | -47.7657 | -49.4102 | -50.4472 | -51.3073 | -51.6272 | -52.9086 | -53.8077 | -54.619
Cameron | -624.4627 | -666.3858 | -717.4182 | -752.2868 | -771.0296 | -786.5762 | -792.3577 | -815.5188 | -831.7705 | -846.4357
Chambers | 1460.135 | 1419.9322 | 1373.7814 | 1358.6095 | 1344.1436 | 1332.1447 | 1327.6825 | 1309.8065 | 1297.2634 | 1285.9447
Cherokee | 576.3199 | 573.3738 | 569.6866 | 567.2982 | 565.1638 | 563.3934 | 562.735 | 560.0975 | 558.2468 | 556.5768
Childress | -12.7192 | -13.1455 | -13.7266 | -14.1238 | -14.4202 | -14.666 | -14.7575 | -15.1237 | -15.3808 | -15.6127
Clay | -12.9016 | -13.3777 | -13.9892 | -14.3563 | -14.7499 | -15.0764 | -15.1978 | -15.6843 | -16.0256 | -16.3336
Coke | -25.4942 | -27.3213 | -28.6431 | -29.5897 | -30.2107 | -30.7258 | -30.9173 | -31.6847 | -32.2232 | -32.709
Coleman | -39.6363 | -41.2883 | -43.3731 | -44.8378 | -45.7788 | -46.5593 | -46.8495 | -48.0124 | -48.8283 | -49.5645
Collin | -1739.7728 | -1834.1107 | -1945.5518 | -2027.8297 | -2078.9745 | -2121.3975 | -2137.1739 | -2200.3755 | -2244.7224 | -2284.7405
Colorado | -99.3924 | -104.4856 | -110.5292 | -115.2209 | -117.639 | -119.6447 | -120.3906 | -123.3788 | -125.4755 | -127.3675
Comal | -428.2865 | -459.3672 | -497.568 | -523.153 | -534.3252 | -543.5922 | -547.0385 | -560.8444 | -570.5317 | -579.2734
Comanche | -17.0859 | -17.7421 | -18.3673 | -18.8408 | -19.2362 | -19.5642 | -19.6862 | -20.1748 | -20.5177 | -20.827
Concho | -11.3217 | -11.785 | -12.3825 | -12.8116 | -13.0805 | -13.3035 | -13.3864 | -13.7187 | -13.9518 | -14.1622
Cooke | -58.3445 | -60.2491 | -62.6936 | -64.1857 | -65.7384 | -67.0263 | -67.5053 | -69.424 | -70.7703 | -71.9852
Coryell | -92.4407 | -95.2773 | -98.8561 | -101.1275 | -103.2498 | -105.0102 | -105.6648 | -108.2875 | -110.1277 | -111.7883
Cottle | -2.9917 | -3.134 | -3.3148 | -3.4525 | -3.525 | -3.5851 | -3.6074 | -3.697 | -3.7598 | -3.8165
Crane | -102.5083 | -106.3764 | -110.887 | -113.9514 | -116.3428 | -118.3264 | -119.0641 | -122.0193 | -124.0929 | -125.9641
Crockett | -54.9209 | -57.0279 | -59.7904 | -61.7007 | -62.9956 | -64.0697 | -64.4691 | -66.0692 | -67.192 | -68.2052
Crosby | 0 | 0 | 0 | 0 | 0 | 0 | 0 | 0 | 0 | 0
Culberson | -5.3804 | -5.8824 | -6.4847 | -6.9286 | -7.202 | -7.4288 | -7.5132 | -7.8511 | -8.0881 | -8.3021
Dallas | -6112.6598 | -6418.3142 | -6776.9906 | -7025.3371 | -7208.9892 | -7361.3226 | -7417.9726 | -7644.9183 | -7804.1602 | -7947.8579
Dawson | -69.2728 | -71.3983 | -74.6932 | -76.7991 | -78.4108 | -79.7477 | -80.2449 | -82.2366 | -83.6341 | -84.8952
Delta | -16.6504 | -18.3268 | -20.217 | -21.9891 | -22.4505 | -22.8333 | -22.9757 | -23.5459 | -23.9461 | -24.3071
Denton | -1426.7953 | -1500.7851 | -1588.9662 | -1658.2605 | -1695.9326 | -1727.1805 | -1738.801 | -1785.3538 | -1818.0188 | -1847.4952
Dewitt | -97.0941 | -102.4704 | -108.7866 | -113.2864 | -115.6639 | -117.636 | -118.3694 | -121.3073 | -123.3688 | -125.2291
Dickens | 14.1494 | 13.91 | 13.6727 | 13.4186 | 13.4253 | 13.4308 | 13.4329 | 13.4411 | 13.4469 | 13.4522
Dimmit | -53.0218 | -60.1511 | -68.1198 | -74.5393 | -76.1036 | -77.4011 | -77.8837 | -79.8168 | -81.1732 | -82.3972
Duval | -48.8771 | -50.814 | -53.3596 | -54.7614 | -55.9106 | -56.8639 | -57.2184 | -58.6386 | -59.6351 | -60.5343
Eastland | -48.8771 | -50.4824 | -52.4835 | -53.8109 | -55.0493 | -56.0766 | -56.4586 | -57.989 | -59.0628 | -60.0318
Ector | 941.3096 | 914.6338 | 887.3993 | 872.1804 | 859.3194 | 848.6517 | 844.6845 | 828.7917 | 817.6402 | 807.5772
Edwards | -9.9017 | -10.3436 | -10.8159 | -11.1192 | -11.3525 | -11.5461 | -11.6181 | -11.9064 | -12.1088 | -12.2913
Ellis | 916.6242 | 890.0254 | 864.2124 | 849.263 | 832.962 | 819.4408 | 814.4125 | 794.2687 | 780.1343 | 767.3797
Erath | -58.5803 | -60.3404 | -62.5719 | -63.8989 | -65.2399 | -66.3522 | -66.7659 | -68.423 | -69.5858 | -70.6351
Falls | -35.064 | -35.0043 | -36.4359 | -37.4862 | -38.2729 | -38.9254 | -39.1681 | -40.1402 | -40.8224 | -41.4379
Fannin | 1466.9959 | 1463.9368 | 1460.3344 | 1457.6909 | 1455.8375 | 1454.3003 | 1453.7286 | 1451.4384 | 1449.8314 | 1448.3813
Fayette | 1732.0021 | 1727.7035 | 1722.5763 | 1718.72 | 1716.5315 | 1714.7163 | 1714.0412 | 1711.3368 | 1709.4392 | 1707.7269
Fisher | -27.2967 | -28.6778 | -30.4005 | -31.7039 | -32.3693 | -32.9212 | -33.1264 | -33.9486 | -34.5255 | -35.0461
Floyd | 4.6875 | 4.6776 | 4.6654 | 4.6579 | 4.6507 | 4.6447 | 4.6425 | 4.6337 | 4.6274 | 4.6218
Foard | -3.0915 | -3.2063 | -3.3593 | -3.4676 | -3.5404 | -3.6008 | -3.6232 | -3.7132 | -3.7763 | -3.8332
Fort Bend | 2908.5113 | 2852.0673 | 2786.991 | 2739.2178 | 2707.3438 | 2680.9054 | 2671.0734 | 2631.6855 | 2604.048 | 2579.1083
Franklin | -3.7332 | -3.8775 | -4.0528 | -4.1741 | -4.2617 | -4.3344 | -4.3614 | -4.4696 | -4.5456 | -4.6141
Freestone | 2107.9135 | 2106.9723 | 2105.7232 | 2105.0356 | 2104.1339 | 2103.386 | 2103.1079 | 2101.9936 | 2101.2118 | 2100.5063
Frio | 222.1534 | 217.2133 | 210.8177 | 206.7848 | 205.2986 | 204.0659 | 203.6074 | 201.7709 | 200.4823 | 199.3194
Galveston | -933.357 | -979.061 | -1034.8748 | -1071.1142 | -1102.3383 | -1128.2376 | -1137.8692 | -1176.4539 | -1203.5279 | -1227.959
Gillespie | -76.4424 | -80.8477 | -82.6894 | -86.6705 | -88.4894 | -89.9981 | -90.5592 | -92.8069 | -94.3841 | -95.8073
Glasscock | -21.3709 | -24.324 | -26.4571 | -27.9333 | -28.9099 | -29.7199 | -30.0212 | -31.228 | -32.0747 | -32.8388
Goliad | 628.2224 | 627.306 | 625.9583 | 625.4205 | 1284.9047 | 1284.4768 | 1284.3177 | 1283.6803 | 1283.233 | 1282.8294
Gonzales | -82.0972 | -90.4297 | -102.693 | -109.5132 | -111.9122 | -113.9021 | -114.6421 | -117.6067 | -119.6869 | -121.564
Grayson | -386.9414 | -404.0954 | -424.949 | 277.8661 | 266.9713 | 257.9344 | 254.5737 | 241.1106 | 231.6638 | 223.1392
Grimes | 1023 | 1023 | 1023 | 1340 | 1340 | 1340 | 1340 | 1340 | 1340 | 1340
Guadalupe | 1341.2208 | 1319.8887 | 1294.5594 | 1274.4675 | 1264.7332 | 1256.659 | 1253.6563 | 1241.6274 | 1233.1869 | 1225.5704
Hall | -4.6323 | -4.8334 | -5.0807 | -5.2606 | -5.3731 | -5.4664 | -5.5011 | -5.6401 | -5.7376 | -5.8257
Hamilton | -15.0307 | -15.536 | -16.1576 | -16.5572 | -16.9047 | -17.1929 | -17.3001 | -17.7295 | -18.0308 | -18.3027
Hardeman | -14.2404 | -14.5351 | -14.9941 | -15.2461 | -15.5661 | -15.8315 | -15.9302 | -16.3256 | -16.603 | -16.8534
Harris | -4667.4154 | -5202.0906 | -5840.185 | -4909.5405 | -5239.0389 | -5512.3469 | -5613.9852 | -6021.1584 | -6306.8614 | -6564.6757
Haskell | 11.7626 | 10.8805 | 9.7199 | 8.9064 | 8.363 | 7.9122 | 7.7446 | 7.0731 | 6.6019 | 6.1767
Hays | 385.3165 | 347.6889 | 301.6599 | 264.0123 | 251.0429 | 240.2852 | 236.2845 | 220.2577 | 209.0121 | 198.8643
Henderson | 65.1223 | 60.2476 | 53.9083 | 49.6856 | 45.9853 | 42.9161 | 41.7747 | 37.2022 | 33.9938 | 31.0986
Hidalgo | 406.244 | 341.7127 | 272.8221 | 235.3047 | 205.1115 | 180.0671 | 170.7536 | 133.4427 | 107.2625 | 83.638
Hill | -68.4356 | -70.881 | -73.624 | -75.219 | -76.7976 | -78.1069 | -78.5939 | -80.5446 | -81.9134 | -83.1485
Hood | 931.3113 | 928.4721 | 924.9866 | 922.5105 | 921.241 | 920.1881 | 919.7965 | 918.2278 | 917.127 | 916.1337
Hopkins | -116.151 | -120.7888 | -126.5763 | -130.6333 | -133.3749 | -135.6489 | -136.4945 | -139.8824 | -142.2595 | -144.4046
Houston | -43.4887 | -44.6393 | -46.1136 | -46.9743 | -47.9601 | -48.7778 | -49.0819 | -50.3001 | -51.1549 | -51.9263
Howard | 151.5525 | 147.0003 | 152.0266 | 148.6702 | 145.36 | 142.6143 | 141.5932 | 137.5027 | 134.6324 | 132.0424
Hunt | -140.9929 | -154.4624 | -174.0137 | -183.7696 | -189.9831 | -195.1369 | -197.0536 | -204.7318 | -210.1194 | -214.9811
Irion | -19.0159 | -19.8305 | -20.8052 | -21.489 | -21.9399 | -22.314 | -22.4531 | -23.0104 | -23.4014 | -23.7543
Jack | 1137.0846 | 1136.4641 | 1135.7065 | 1135.1779 | 1134.7934 | 1134.4744 | 1134.3558 | 1133.8806 | 1133.5472 | 1133.2464
Jackson | -90.6669 | -114.0102 | -119.9295 | -121.521 | -124.0713 | -126.1867 | -126.9734 | -130.1249 | -132.3362 | -134.3317
Jeff Davis | -4.2949 | -4.4324 | -4.6212 | -4.7479 | -4.8475 | -4.9301 | -4.9609 | -5.084 | -5.1704 | -5.2484
Jim Hogg | -3.2364 | -3.3177 | -3.4608 | -3.4765 | -3.5495 | -3.61 | -3.6325 | -3.7227 | -3.7859 | -3.843
Jim Wells | -93.4644 | -97.8465 | -103.6237 | -106.8732 | -109.1161 | -110.9765 | -111.6684 | -114.44 | -116.3848 | -118.1397
Johnson | 104.6085 | 99.7932 | 93.5737 | 89.6425 | 85.8784 | 82.7562 | 81.5951 | 76.9437 | 73.6799 | 70.7347
Jones | -49.0458 | -51.6568 | -54.4618 | -56.5068 | -57.6927 | -58.6763 | -59.0421 | -60.5075 | -61.5358 | -62.4637
Karnes | -96.8817 | -110.3556 | -126.6071 | -134.4588 | -137.2806 | -139.6212 | -140.4916 | -143.9787 | -146.4254 | -148.6334
Kaufman | 1540.8365 | 1535.6446 | 1519.7197 | 1507.3835 | 1499.5825 | 1493.1117 | 1490.7054 | 1481.0653 | 1474.3012 | 1468.1973
Kendall | -39.6398 | -46.9791 | -55.5664 | -62.5652 | -65.4313 | -67.8085 | -68.6926 | -72.2343 | -74.7194 | -76.9619
Kenedy | 58.3972 | 75.7986 | 75.6617 | 75.5913 | 75.5534 | 75.5219 | 75.5102 | 75.4633 | 75.4304 | 75.4007
Kent | 0.4952 | 0.37889 | 0.23471 | 0.12069 | 0.068653 | 0.025494 | 0.0094437 | -0.054855 | -0.099971 | -0.14068
Kerr | -142.1941 | -149.2429 | -160.8828 | -167.3268 | -170.8384 | -173.7512 | -174.8344 | -179.1738 | -182.2187 | -184.9664
Kimble | -16.1195 | -16.8788 | -17.8079 | -18.5053 | -18.8937 | -19.2158 | -19.3356 | -19.8155 | -20.1523 | -20.4561
King | -0.25269 | -0.25617 | -0.26249 | -0.26512 | -0.27068 | -0.2753 | -0.27701 | -0.28389 | -0.28871 | -0.29307
Kinney | 0.71416 | 0.35015 | -0.084441 | -0.40676 | -0.59788 | -0.75641 | -0.81536 | -1.0515 | -1.2173 | -1.3668
Kleberg | -98.5167 | -102.846 | -108.2102 | -111.7945 | -114.1406 | -116.0867 | -116.8104 | -119.7097 | -121.744 | -123.5798
Knox | -14.2691 | -14.791 | -15.4887 | -15.9803 | -16.3157 | -16.5938 | -16.6973 | -17.1117 | -17.4025 | -17.6649
La Salle | -45.6901 | -57.7976 | -71.366 | -83.7922 | -85.5507 | -87.0094 | -87.5518 | -89.7249 | -91.2496 | -92.6256
Lamar | 1134.781 | 1126.0266 | 1117.7329 | 1112.2861 | 1108.1032 | 1104.6336 | 1103.3434 | 1098.1744 | 1094.5474 | 1091.2745
Lampasas | -80.4541 | -87.4028 | -96.255 | -112.7388 | -115.1048 | -117.0673 | -117.7971 | -120.7209 | -122.7724 | -124.6237
Lavaca | -69.4878 | -73.4748 | -78.2296 | -82.5726 | -84.3056 | -85.743 | -86.2775 | -88.4189 | -89.9215 | -91.2774
Lee | -35.0215 | -36.7191 | -38.7381 | -40.2675 | -41.1126 | -41.8136 | -42.0743 | -43.1185 | -43.8513 | -44.5125
Leon | -157.7639 | -161.2705 | -165.9734 | -168.4599 | -171.9953 | -174.9278 | -176.0183 | -180.3871 | -183.4526 | -186.2189
Limestone | 1639.4232 | 1638.1195 | 1636.4265 | 1635.3366 | 1634.2104 | 1633.2762 | 1632.9288 | 1631.5371 | 1630.5606 | 1629.6794
Live Oak | -88.5069 | -96.6676 | -102.3704 | -105.084 | -107.2893 | -109.1186 | -109.7989 | -112.5241 | -114.4363 | -116.1619
Llano | 421.9546 | 418.2536 | 413.8655 | 410.4189 | 408.7068 | 407.2867 | 406.7585 | 404.6428 | 403.1583 | 401.8186
Loving | -19.4426 | -23.5705 | -25.3979 | -34.4823 | -35.206 | -35.8062 | -36.0294 | -36.9237 | -37.5512 | -38.1174
Madison | 0 | 0 | 0 | 0 | 0 | 0 | 0 | 0 | 0 | 0
Martin | -18.2401 | -17.3047 | -18.6703 | -19.6875 | -20.3274 | -20.8581 | -21.0554 | -21.8461 | -22.4009 | -22.9015
Mason | -15.281 | -16.06 | -16.9261 | -17.5992 | -17.9685 | -18.2749 | -18.3888 | -18.8452 | -19.1655 | -19.4545
Matagorda | 2599.8356 | 2593.9966 | 2586.0536 | 2582 | 2578.4742 | 2575.5497 | 2574.4622 | 2570.1053 | 2567.0482 | 2564.2895
Maverick | -64.7036 | -69.9858 | -76.1311 | -80.9703 | -83.2488 | -85.1387 | -85.8416 | -88.6572 | -90.6329 | -92.4157
Mcculloch | -35.6928 | -41.2063 | -43.0603 | -44.6121 | -45.5483 | -46.3249 | -46.6137 | -47.7707 | -48.5825 | -49.3151
Mclennan | 290.9598 | 270.3599 | 245.4585 | 229.391 | 214.7925 | 202.6836 | 198.1805 | 180.1407 | 167.4826 | 156.0601
Mcmullen | -29.3812 | -31.2088 | -34.017 | -34.3797 | -35.1012 | -35.6997 | -35.9222 | -36.8138 | -37.4394 | -38.004
Medina | -227.4133 | -210.095 | -222.8894 | -231.4631 | -236.3207 | -240.35 | -241.8484 | -247.8511 | -252.0631 | -255.8639
Menard | -7.0833 | -7.6319 | -8.2793 | -8.8252 | -9.0104 | -9.164 | -9.2212 | -9.45 | -9.6106 | -9.7556
Midland | -448.0994 | -463.9639 | -483.116 | -495.3301 | -505.7254 | -514.3479 | -517.5545 | -530.4003 | -539.4139 | -547.5476
Milam | 525.6962 | 524.658 | 523.277 | 522.5145 | 521.5179 | 520.6913 | 520.3839 | 519.1524 | 518.2883 | 517.5086
Mills | -5.2347 | -5.4708 | -5.7066 | -5.8647 | -5.9878 | -6.0898 | -6.1278 | -6.2799 | -6.3866 | -6.4829
Mitchell | 397.0382 | 396.1867 | 395.1415 | 394.416 | 393.877 | 393.4299 | 393.2636 | 392.5976 | 392.1302 | 391.7084
Montague | -32.6629 | -34.2013 | -36.0375 | -37.4204 | -38.2057 | -38.8571 | -39.0994 | -40.0698 | -40.7508 | -41.3653
Montgomery | -258.9221 | -273.0078 | -289.5478 | -302.888 | -309.2446 | -314.5172 | -316.478 | -324.333 | -329.8447 | -334.8184
Motley | -4.6888 | -4.8759 | -5.1168 | -5.2904 | -5.4014 | -5.4935 | -5.5277 | -5.6649 | -5.7612 | -5.8481
Nacogdoches | -60.5004 | -65.0371 | -71.3097 | -74.918 | -78.6938 | -81.8258 | -82.9905 | -87.6565 | -90.9305 | -93.8849
Navarro | -148.3781 | -153.0881 | -158.9872 | -162.8222 | -166.2392 | -169.0736 | -170.1276 | -174.3503 | -177.3132 | -179.9868
Nolan | 69.2453 | 66.9073 | 64.0195 | 62.0149 | 60.5062 | 59.2549 | 58.7895 | 56.9253 | 55.6172 | 54.4368
Nueces | 596.4988 | 547.9846 | 489.095 | 447.7651 | 422.0769 | 1640.7693 | 1632.8454 | 1601.1014 | 1578.8275 | 1558.7278
Palo Pinto | 545.8268 | 543.6227 | 541.0606 | 539.3245 | 537.8203 | 536.5726 | 536.1086 | 534.2498 | 532.9455 | 531.7685
Parker | -210.7636 | -222.0719 | -235.4004 | -245.8099 | -251.0693 | -255.4318 | -257.0542 | -263.5535 | -268.1138 | -272.2291
Pecos | -28.3622 | -31.1522 | -34.8492 | -37.2347 | -39.3005 | -41.014 | -41.6513 | -44.2041 | -45.9953 | -47.6117
Presidio | -17.6955 | -18.6785 | -19.8926 | -20.8537 | -21.2914 | -21.6544 | -21.7894 | -22.3302 | -22.7097 | -23.0521
Rains | -19.8712 | -20.8689 | -22.0376 | -22.9813 | -23.4635 | -23.8636 | -24.0124 | -24.6084 | -25.0266 | -25.4039
Reagan | -18.4172 | -19.3626 | -20.5467 | -21.4611 | -21.9115 | -22.2851 | -22.4241 | -22.9806 | -23.3712 | -23.7236
Real | -18.64 | -19.9739 | -21.4991 | -22.7674 | -23.2452 | -23.6415 | -23.7889 | -24.3794 | -24.7937 | -25.1675
Red River | -27.272 | -28.3149 | -29.5911 | -30.4864 | -31.1262 | -31.6569 | -31.8543 | -32.6449 | -33.1997 | -33.7003
Reeves | -62.7088 | -65.5497 | -69.4734 | -67.2059 | -68.6163 | -69.7862 | -70.2213 | -71.9642 | -73.1872 | -74.2907
Refugio | -34.079 | -35.4541 | -37.3571 | -38.2636 | -39.0666 | -39.7327 | -39.9804 | -40.9727 | -41.669 | -42.2974
Robertson | 1965.6672 | 1965.2919 | 1964.8646 | 1964.6167 | 1964.3568 | 1964.1413 | 1964.0611 | 1963.7399 | 1963.5146 | 1963.3113
Rockwall | -252.7686 | -277.1643 | -292.238 | -304.0184 | -310.3988 | -315.691 | -317.6591 | -325.5435 | -331.0757 | -336.068
Runnels | -33.384 | -34.6815 | -36.3897 | -37.6051 | -38.3943 | -39.0489 | -39.2923 | -40.2676 | -40.9519 | -41.5694
Rusk | 3242.4237 | 3234.9468 | 3234.246 | 3233.8454 | 3233.3804 | 3232.9948 | 3232.8514 | 3232.2768 | 3231.8737 | 3231.5099
San Patricio | -158.3142 | -168.537 | -178.5774 | -185.4572 | -190.044 | -193.8486 | -195.2634 | -200.9315 | -204.9086 | -208.4975
San Saba | -13.1024 | -13.7259 | -14.5116 | -15.1108 | -15.4279 | -15.691 | -15.7888 | -16.1807 | -16.4556 | -16.7038
Schleicher | -24.543 | -25.4792 | -26.681 | -27.5054 | -28.0826 | -28.5614 | -28.7395 | -29.4528 | -29.9533 | -30.405
Scurry | -291.8347 | -300.5655 | -312.0627 | -318.5535 | -326.5715 | -333.2221 | -335.6954 | -345.6035 | -352.5558 | -358.8294
Shackelford | 26.3482 | 25.5972 | 24.5846 | 23.8993 | 23.3746 | 22.9394 | 22.7775 | 22.1292 | 21.6742 | 21.2637
Smith | -614.4005 | -630.4096 | -651.1122 | -663.1327 | -677.0496 | -688.5932 | -692.886 | -710.0836 | -722.1507 | -733.0399
Somervell | 2379.9725 | 2378.834 | 2378.5651 | 2377.5432 | 2377.0719 | 2376.681 | 2376.5356 | 2375.9532 | 2375.5445 | 2375.1758
Starr | -39.9297 | -43.4047 | -47.7163 | -50.5494 | -52.3657 | -53.8724 | -54.4326 | -56.6772 | -58.2522 | -59.6734
Stephens | -59.8428 | -61.6261 | -63.8902 | -65.3208 | -66.6917 | -67.8288 | -68.2516 | -69.9457 | -71.1343 | -72.2069
Sterling | 55.0357 | 54.2881 | 53.3853 | 52.6979 | 52.318 | 52.0029 | 51.8857 | 51.4162 | 51.0868 | 50.7896
Stonewall | -4.8804 | -5.2665 | -5.7231 | -6.1104 | -6.2387 | -6.345 | -6.3846 | -6.543 | -6.6542 | -6.7546
Sutton | -17.7425 | -18.337 | -19.1199 | -19.6218 | -20.0336 | -20.3752 | -20.5022 | -21.0111 | -21.3682 | -21.6904
Tarrant | -3690.9137 | -3874.7157 | -4110.5443 | -4278.4006 | -4394.7711 | -4491.2967 | -4527.1928 | -4670.9961 | -4771.8992 | -4862.9527
Taylor | -335.3493 | -349.7093 | -364.7887 | -374.316 | -383.1265 | -390.4345 | -393.1522 | -404.0397 | -411.6791 | -418.5728
Terrell | -2.0814 | -2.162 | -2.2602 | -2.3269 | -2.3758 | -2.4163 | -2.4314 | -2.4917 | -2.534 | -2.5723
Throckmorton | -5.7929 | -6.0205 | -6.3203 | -6.5366 | -6.6738 | -6.7875 | -6.8299 | -6.9994 | -7.1183 | -7.2257
Titus | 1881.4739 | 1881.3175 | 1881.0976 | 1880.9973 | 1880.8083 | 1880.6516 | 1880.5933 | 1880.3599 | 1880.196 | 1880.0482
Tom Green | -274.0716 | -285.3904 | -297.356 | -305.0786 | -311.7645 | -317.3102 | -319.3725 | -327.6345 | -333.4317 | -338.6631
Travis | -1059.929 | -1206.1554 | -1347.2113 | -1446.8684 | -1513.1181 | -1568.0701 | -1588.5057 | -1670.3729 | -1727.8171 | -1779.6538
Upton | -0.1519 | -1.3751 | -3.0304 | -4.1933 | -4.9214 | -5.5253 | -5.7499 | -6.6497 | -7.281 | -7.8507
Uvalde | -65.6272 | -68.4739 | -72.3116 | -74.3152 | -75.8748 | -77.1685 | -77.6496 | -79.5768 | -80.9292 | -82.1495
Val Verde | -22.9486 | -27.7842 | -33.487 | -37.7693 | -40.1528 | -42.1297 | -42.8649 | -45.8102 | -47.8769 | -49.7418
Van Zandt | -69.2667 | -71.7155 | -74.5622 | -76.5968 | -78.2043 | -79.5376 | -80.0335 | -82.02 | -83.4138 | -84.6716
Victoria | 147.8236 | 133.7197 | 115.4943 | 104.6997 | 96.4667 | 89.6376 | 87.098 | 76.9242 | 69.7854 | 63.3435
Waller | -240.6686 | -253.2934 | -267.7325 | -279.0642 | -284.9208 | -289.7786 | -291.5852 | -298.8224 | -303.9006 | -308.483
Ward | 214.0812 | 210.1858 | 214.0529 | 211.2731 | 208.5715 | 206.3307 | 205.4974 | 202.159 | 199.8165 | 197.7027
Washington | -120.9956 | -126.1255 | -132.2475 | -136.8981 | -139.7712 | -142.1542 | -143.0405 | -146.5908 | -149.0819 | -151.3299
Webb | -201.895 | -233.7401 | -270.4732 | -300.3719 | -312.1217 | -321.8678 | -325.4921 | -340.0118 | -350.1999 | -359.3934
Wharton | 426.6619 | 422.1821 | 416.0643 | 413.092 | 409.841 | 407.1444 | 406.1416 | 402.1243 | 399.3054 | 396.7617
Wichita | -338.1953 | -349.9268 | -365.0499 | -374.163 | -383.6335 | -391.4889 | -394.4102 | -406.1132 | -414.3249 | -421.735
Wilbarger | 739.2604 | 738.175 | 736.6624 | 735.6642 | 734.8429 | 734.1616 | 733.9083 | 732.8933 | 732.1812 | 731.5385
Willacy | -16.204 | -17.8421 | -20.0288 | -21.2238 | -22.0449 | -22.726 | -22.9792 | -23.9939 | -24.7058 | -25.3482
Williamson | -1157.0155 | -1179.194 | -1265.5198 | -1334.826 | -1362.8395 | -1386.0757 | -1394.7168 | -1429.334 | -1453.624 | -1475.543
Wilson | -81.9626 | -86.347 | -91.4562 | -95.5185 | -97.5231 | -99.1858 | -99.8042 | -102.2813 | -104.0195 | -105.588
Winkler | -47.0277 | -49.6081 | -63.2503 | -65.7088 | -67.3669 | -68.7423 | -69.2538 | -71.3028 | -72.7405 | -74.0379
Wise | 566.132 | 563.0253 | 559.1321 | 556.6246 | 554.3501 | 552.4636 | 551.762 | 548.9514 | 546.9793 | 545.1997
Young | 591.1134 | 589.533 | 587.5922 | 586.2641 | 585.2476 | 584.4044 | 584.0909 | 582.8348 | 581.9534 | 581.158
Zapata | -28.7277 | -30.0245 | -31.6933 | -32.69 | -33.376 | -33.9451 | -34.1567 | -35.0045 | -35.5994 | -36.1362
Zavala | -32.0294 | -33.8437 | -36.1615 | -37.3768 | -38.1612 | -38.8118 | -39.0538 | -40.0231 | -40.7033 | -41.317

## WinterLoadbyCounty
Winter Load by County
The loads shown are the projected coincident loads of the individual delivery points from the 2011 ALDRs and do not include self-serve loads. The ALDR values were used to compute a percentage of load by county, and the percentage was applied to the forecasted ERCOT coincident peak. The values shown here are used in the Winter import/export calculations.
Winter Load, MW
County | 2013/14 | 2014/15 | 2015/16 | 2016/17 | 2017/18 | 2018/19 | 2019/20 | 2020/21 | 2021/22 | 2022/23
Anderson | 109.5741 | 109.2553 | 114.3687 | 115.8677 | 120.4696 | 121.429 | 121.9521 | 123.7033 | 125.7777 | 130.9686
Andrews | 184.4031 | 188.6447 | 201.1667 | 206.5347 | 217.5754 | 219.3081 | 220.2529 | 223.4157 | 227.1621 | 236.5372
Angelina | 220.2941 | 218.3228 | 226.92 | 228.5478 | 236.5555 | 238.4395 | 239.4667 | 242.9053 | 246.9785 | 257.1715
Aransas | 65.4224 | 66.0563 | 70.0495 | 71.7253 | 75.5262 | 76.1277 | 76.4556 | 77.5535 | 78.854 | 82.1083
Archer | 15.704 | 15.6335 | 16.334 | 16.5152 | 17.1464 | 17.283 | 17.3574 | 17.6067 | 17.9019 | 18.6407
Atascosa | 110.0192 | 111.8402 | 120.8405 | 122.2822 | 129.3905 | 130.421 | 130.9828 | 132.8637 | 135.0916 | 140.6669
Austin | 88.9982 | 89.6205 | 95.1412 | 97.6318 | 103.1737 | 103.9954 | 104.4434 | 105.9431 | 107.7197 | 112.1653
Bandera | 107.7562 | 112.4474 | 122.984 | 129.6303 | 141.2668 | 142.3918 | 143.0052 | 145.0587 | 147.4912 | 153.5782
Bastrop | 212.7524 | 218.6865 | 235.6606 | 245.2883 | 262.5595 | 264.6505 | 265.7906 | 269.6073 | 274.1282 | 285.4416
Baylor | 1.0737 | 1.0566 | 1.0915 | 1.0913 | 1.1205 | 1.1294 | 1.1343 | 1.1505 | 1.1698 | 1.2181
Bee | 97.0684 | 100.8047 | 106.208 | 107.4644 | 112.439 | 113.3344 | 113.8227 | 115.4571 | 117.3932 | 122.2381
Bell | 705.3122 | 697.285 | 750.3069 | 765.2674 | 823.2569 | 829.8132 | 833.3882 | 845.3552 | 859.5308 | 895.0041
Bexar | 4025.9114 | 4127.4251 | 4422.037 | 4573.5925 | 4868.302 | 4907.0727 | 4928.213 | 4998.9799 | 5082.8063 | 5292.5766
Blanco | 43.6199 | 44.4845 | 47.6333 | 49.2618 | 52.3918 | 52.809 | 53.0366 | 53.7981 | 54.7003 | 56.9578
Borden | 2.7031 | 2.7102 | 3.1442 | 3.2252 | 3.4106 | 3.4378 | 3.4526 | 3.5022 | 3.5609 | 3.7079
Bosque | 37.4854 | 37.4109 | 39.2205 | 39.7146 | 41.3646 | 41.6941 | 41.8737 | 42.475 | 43.1872 | 44.9696
Brazoria | 1832.0349 | 1826.9351 | 1910.1147 | 1927.9531 | 2003.3327 | 2019.287 | 2027.9864 | 2057.1073 | 2091.6024 | 2177.9239
Brazos | 449.5251 | 454.1684 | 482.1132 | 491.4886 | 519.0748 | 523.2087 | 525.4628 | 533.0082 | 541.946 | 564.3124
Brewster | 23.0494 | 23.1831 | 24.4965 | 24.998 | 26.2436 | 26.4526 | 26.5666 | 26.9481 | 27.4 | 28.5308
Brooks | 20.0505 | 20.1451 | 21.2607 | 21.6682 | 22.7133 | 22.8942 | 22.9928 | 23.323 | 23.7141 | 24.6928
Brown | 81.5165 | 81.2213 | 84.9522 | 85.9887 | 89.3968 | 90.1088 | 90.497 | 91.7964 | 93.3358 | 97.1878
Burleson | 39.5469 | 42.4007 | 47.4677 | 50.1239 | 54.4311 | 54.8646 | 55.101 | 55.8922 | 56.8295 | 59.1748
Burnet | 176.5537 | 182.5632 | 198.1503 | 207.7235 | 225.6497 | 227.4467 | 228.4266 | 231.7067 | 235.5921 | 245.3151
Caldwell | 119.7894 | 121.9349 | 130.4788 | 134.9214 | 143.3664 | 144.5082 | 145.1307 | 147.2148 | 149.6834 | 155.8609
Calhoun | 221.4214 | 222.4496 | 235.3022 | 239.569 | 252.1482 | 254.1563 | 255.2512 | 258.9165 | 263.2582 | 274.123
Callahan | 43.3205 | 43.5667 | 46.0095 | 46.9568 | 49.3195 | 49.7123 | 49.9265 | 50.6434 | 51.4926 | 53.6177
Cameron | 763.8266 | 776.2748 | 828.4393 | 849.5287 | 955.0534 | 962.6594 | 966.8067 | 980.6895 | 997.1345 | 1038.2867
Chambers | 466.0498 | 491.4427 | 531.9671 | 555.7495 | 577.4767 | 582.0757 | 584.5834 | 592.9777 | 602.9212 | 627.8041
Cherokee | 73.0973 | 73.0621 | 76.3238 | 77.2633 | 80.3514 | 80.9913 | 81.3402 | 82.5082 | 83.8918 | 87.354
Childress | 8.1236 | 8.1284 | 8.5434 | 8.6714 | 9.0544 | 9.1265 | 9.1658 | 9.2974 | 9.4533 | 9.8435
Clay | 13.8144 | 13.7146 | 14.2936 | 14.4119 | 14.9283 | 15.0471 | 15.112 | 15.329 | 15.586 | 16.2293
Coke | 22.4451 | 22.4674 | 23.638 | 24.0174 | 25.1124 | 25.3124 | 25.4214 | 25.7865 | 26.2189 | 27.3009
Coleman | 33.0835 | 33.1523 | 34.8898 | 35.5686 | 37.2267 | 37.5232 | 37.6848 | 38.2259 | 38.8669 | 40.471
Collin | 1423.9211 | 1447.0409 | 1528.838 | 1570.2447 | 1649.339 | 1662.4742 | 1669.6364 | 1693.6116 | 1722.0113 | 1793.0796
Colorado | 95.5478 | 97.7618 | 105.1363 | 109.2551 | 116.8493 | 117.7799 | 118.2873 | 119.9858 | 121.9978 | 127.0327
Comal | 456.3147 | 499.2364 | 541.2273 | 562.8991 | 602.2113 | 607.0072 | 609.6223 | 618.3762 | 628.7455 | 654.6942
Comanche | 15.1004 | 15.0395 | 15.7942 | 15.9755 | 16.668 | 16.8008 | 16.8732 | 17.1154 | 17.4024 | 18.1207
Concho | 8.6901 | 8.7181 | 9.1818 | 9.354 | 9.7951 | 9.8731 | 9.9157 | 10.058 | 10.2267 | 10.6488
Cooke | 47.4341 | 46.9939 | 48.9244 | 49.2382 | 50.9112 | 51.3166 | 51.5377 | 52.2778 | 53.1544 | 55.3481
Coryell | 90.0794 | 91.0553 | 96.6391 | 99.2271 | 104.6792 | 105.5129 | 105.9674 | 107.4891 | 109.2915 | 113.8021
Cottle | 2.5246 | 2.5261 | 2.6551 | 2.6949 | 2.8139 | 2.8363 | 2.8485 | 2.8894 | 2.9379 | 3.0591
Crane | 86.6014 | 86.9647 | 91.6587 | 93.1105 | 97.1717 | 97.9455 | 98.3675 | 99.78 | 101.4532 | 105.6402
Crockett | 50.7761 | 51.4138 | 54.0955 | 55.0174 | 57.5 | 57.9579 | 58.2076 | 59.0434 | 60.0335 | 62.5111
Crosby | 0 | 0 | 0 | 0 | 0 | 0 | 0 | 0 | 0 | 0
Culberson | 8.523 | 8.6307 | 9.1666 | 9.4156 | 9.9251 | 10.0041 | 10.0472 | 10.1915 | 10.3624 | 10.79
Dallas | 5649.9351 | 5673.9747 | 5960.8982 | 6054.3425 | 6314.4551 | 6364.7429 | 6392.163 | 6483.9515 | 6592.679 | 6864.7625
Dawson | 42.4342 | 42.089 | 43.6975 | 44.4743 | 46.8932 | 47.2667 | 47.4703 | 48.152 | 48.9594 | 50.98
Delta | 14.2648 | 15.2058 | 16.9468 | 18.181 | 20.0022 | 20.1615 | 20.2484 | 20.5391 | 20.8835 | 21.7454
Denton | 1050.9159 | 1072.192 | 1125.7848 | 1159.8375 | 1235.0907 | 1244.9268 | 1250.2901 | 1268.2437 | 1289.5105 | 1342.7294
Dewitt | 95.5055 | 97.295 | 104.1855 | 107.212 | 112.9555 | 113.8551 | 114.3456 | 115.9875 | 117.9325 | 122.7996
Dickens | -1.767 | -1.7685 | -1.8591 | -1.8877 | -1.9716 | -1.9873 | -1.9959 | -2.0245 | -2.0585 | -2.1434
Dimmit | 36.5572 | 44.3998 | 50.8754 | 55.0242 | 58.995 | 59.4648 | 59.721 | 60.5786 | 61.5944 | 64.1364
Duval | 50.6486 | 50.8227 | 53.7683 | 54.5319 | 57.2731 | 57.7293 | 57.978 | 58.8105 | 59.7967 | 62.2645
Eastland | 47.503 | 47.2692 | 49.3789 | 49.8933 | 51.7926 | 52.2051 | 52.43 | 53.1829 | 54.0747 | 56.3064
Ector | 415.4454 | 422.8158 | 447.5469 | 458.2296 | 477.7611 | 481.5659 | 483.6406 | 490.5854 | 498.8119 | 519.3982
Edwards | 10.4381 | 10.5749 | 11.2379 | 11.4724 | 12.0579 | 12.1539 | 12.2063 | 12.3816 | 12.5892 | 13.1088
Ellis | 610.0668 | 607.3216 | 641.7812 | 647.5626 | 670.2971 | 675.6353 | 678.546 | 688.2896 | 699.8314 | 728.7138
Erath | 51.8349 | 51.513 | 53.7299 | 54.2355 | 56.2167 | 56.6644 | 56.9085 | 57.7257 | 58.6937 | 61.116
Falls | 26.7378 | 26.5067 | 28.0975 | 28.8813 | 30.4646 | 30.7072 | 30.8395 | 31.2824 | 31.8069 | 33.1196
Fannin | 66.9798 | 67.2018 | 70.9385 | 72.3543 | 75.8822 | 76.4865 | 76.816 | 77.919 | 79.2256 | 82.4953
Fayette | 86.1272 | 87.2132 | 92.7888 | 95.3527 | 100.8113 | 101.6142 | 102.0519 | 103.5174 | 105.2532 | 109.5971
Fisher | 24.7274 | 24.7869 | 26.0876 | 26.5183 | 27.7121 | 27.9328 | 28.0531 | 28.4559 | 28.9331 | 30.1272
Floyd | 0.20067 | 0.20007 | 0.20974 | 0.21188 | 0.22034 | 0.22209 | 0.22305 | 0.22625 | 0.23005 | 0.23954
Foard | 2.3303 | 2.3316 | 2.4507 | 2.4874 | 2.5972 | 2.6179 | 2.6292 | 2.667 | 2.7117 | 2.8236
Fort Bend | 774.1241 | 777.5354 | 820.3883 | 835.1697 | 876.1743 | 883.152 | 886.9568 | 899.6931 | 914.7797 | 952.5332
Franklin | 3.0969 | 3.1037 | 3.2676 | 3.3231 | 3.478 | 3.5057 | 3.5208 | 3.5713 | 3.6312 | 3.7811
Freestone | 36.5008 | 36.0798 | 37.4018 | 37.5361 | 38.6902 | 38.9983 | 39.1663 | 39.7288 | 40.395 | 42.0621
Frio | 52.792 | 58.8833 | 65.4467 | 68.4802 | 73.9016 | 74.4901 | 74.8111 | 75.8853 | 77.1578 | 80.3422
Galveston | 1031.0248 | 1027.2006 | 1076.0264 | 1088.6421 | 1133.3627 | 1142.3887 | 1147.3102 | 1163.7851 | 1183.3002 | 1232.1357
Gillespie | 88.7452 | 91.9657 | 100.0696 | 99.8486 | 107.7376 | 108.5956 | 109.0635 | 110.6296 | 112.4847 | 117.127
Glasscock | 29.2134 | 33.7799 | 35.8101 | 36.5702 | 38.488 | 38.7945 | 38.9616 | 39.5211 | 40.1838 | 41.8422
Goliad | 26.216 | 26.4089 | 28.1779 | 28.5676 | 30.2528 | 30.4937 | 30.6251 | 31.0649 | 31.5858 | 32.8893
Gonzales | 81.9438 | 87.0981 | 99.569 | 104.8067 | 113.8694 | 114.7763 | 115.2707 | 116.926 | 118.8867 | 123.7932
Grayson | 387.6029 | 385.6546 | 405.2922 | 411.7538 | 429.8703 | 433.2938 | 435.1605 | 441.4092 | 448.811 | 467.3337
Grimes | 0 | 0 | 0 | 0 | 0 | 0 | 0 | 0 | 0 | 0
Guadalupe | 423.1911 | 429.9445 | 459.0104 | 473.3775 | 502.2124 | 506.212 | 508.3928 | 515.6931 | 524.3406 | 545.9804
Hall | 2.7231 | 2.7276 | 2.8692 | 2.9139 | 3.0444 | 3.0686 | 3.0819 | 3.1261 | 3.1785 | 3.3097
Hamilton | 11.2943 | 11.2652 | 11.805 | 11.9467 | 12.4366 | 12.5357 | 12.5897 | 12.7705 | 12.9846 | 13.5205
Hardeman | 10.9715 | 10.978 | 11.5384 | 11.7114 | 12.2285 | 12.3259 | 12.379 | 12.5568 | 12.7673 | 13.2942
Harris | 9367.4995 | 9332.3968 | 9807.2938 | 9954.12 | 10407.2792 | 10490.1619 | 10535.3548 | 10686.6376 | 10865.8388 | 11314.278
Haskell | 17.6602 | 17.6853 | 18.6003 | 18.8911 | 19.7345 | 19.8916 | 19.9773 | 20.2642 | 20.604 | 21.4543
Hays | 502.9745 | 522.425 | 569.3642 | 600.9122 | 650.074 | 655.2512 | 658.0741 | 667.5237 | 678.7172 | 706.7283
Henderson | 165.6598 | 165.0239 | 172.357 | 174.5327 | 181.4774 | 182.9227 | 183.7107 | 186.3487 | 189.4736 | 197.2932
Hidalgo | 1308.9971 | 1320.1119 | 1404.8891 | 1425.7916 | 1504.1552 | 1516.1341 | 1522.6658 | 1544.5306 | 1570.4304 | 1635.2429
Hill | 55.0456 | 54.9324 | 57.6211 | 58.3805 | 60.6872 | 61.1705 | 61.4341 | 62.3162 | 63.3612 | 65.9761
Hood | 55.2954 | 55.4865 | 58.7619 | 59.5933 | 62.7004 | 63.1997 | 63.472 | 64.3834 | 65.4631 | 68.1648
Hopkins | 104.3817 | 105.0405 | 111.1621 | 113.7448 | 119.5401 | 120.4921 | 121.0112 | 122.7489 | 124.8072 | 129.9581
Houston | 35.2566 | 35.0448 | 36.4428 | 36.7117 | 37.9871 | 38.2896 | 38.4546 | 39.0068 | 39.6609 | 41.2977
Howard | 115.3124 | 111.2709 | 115.9546 | 116.9421 | 121.1842 | 122.1493 | 122.6755 | 124.4371 | 126.5237 | 131.7454
Hunt | 216.7938 | 218.6237 | 231.2297 | 239.9771 | 252.5656 | 254.577 | 255.6737 | 259.3451 | 263.694 | 274.5768
Irion | 18.3093 | 18.4352 | 19.43 | 19.7932 | 20.7352 | 20.9004 | 20.9904 | 21.2918 | 21.6489 | 22.5423
Jack | 13.5928 | 13.5752 | 14.2305 | 14.4298 | 15.0296 | 15.1493 | 15.2145 | 15.433 | 15.6918 | 16.3394
Jackson | 83.5601 | 101.9079 | 108.0392 | 108.0875 | 113.6114 | 114.5162 | 115.0096 | 116.6611 | 118.6173 | 123.5127
Jeff Davis | 6.0074 | 6.0109 | 6.3178 | 6.4125 | 6.6957 | 6.749 | 6.7781 | 6.8754 | 6.9907 | 7.2792
Jim Hogg | 3.3876 | 3.3521 | 3.5212 | 3.4991 | 3.6476 | 3.6766 | 3.6925 | 3.7455 | 3.8083 | 3.9655
Jim Wells | 89.1034 | 89.9603 | 95.945 | 97.6795 | 103.3829 | 104.2062 | 104.6552 | 106.158 | 107.9381 | 112.3927
Johnson | 137.1082 | 136.2912 | 142.192 | 143.5652 | 148.8452 | 150.0306 | 150.677 | 152.8406 | 155.4036 | 161.8171
Jones | 39.2076 | 39.3796 | 41.5255 | 42.3033 | 44.3082 | 44.661 | 44.8535 | 45.4975 | 46.2605 | 48.1697
Karnes | 91.2742 | 100.3112 | 115.9627 | 121.6388 | 127.25 | 128.2634 | 128.816 | 130.6657 | 132.8568 | 138.3399
Kaufman | 293.7453 | 298.1616 | 309.5882 | 316.2065 | 332.9073 | 335.5585 | 337.0042 | 341.8434 | 347.5757 | 361.9203
Kendall | 163.1821 | 169.4871 | 184.6594 | 194.0918 | 209.607 | 211.2763 | 212.1865 | 215.2334 | 218.8426 | 227.8743
Kenedy | 1.6916 | 1.7448 | 1.9095 | 1.9722 | 2.1369 | 2.154 | 2.1632 | 2.1943 | 2.2311 | 2.3232
Kent | 1.9672 | 1.9684 | 2.0689 | 2.0999 | 2.1926 | 2.2101 | 2.2196 | 2.2515 | 2.2892 | 2.3837
Kerr | 172.3901 | 175.4938 | 187.5437 | 198.8603 | 211.3573 | 213.0406 | 213.9584 | 217.0307 | 220.67 | 229.7772
Kimble | 18.5238 | 18.7503 | 19.9218 | 20.4426 | 21.5699 | 21.7417 | 21.8353 | 22.1489 | 22.5203 | 23.4497
King | 0.24507 | 0.24521 | 0.25773 | 0.2616 | 0.27315 | 0.27532 | 0.27651 | 0.28048 | 0.28518 | 0.29695
Kinney | 9.5874 | 9.6743 | 10.2574 | 10.5053 | 11.0691 | 11.1572 | 11.2053 | 11.3662 | 11.5568 | 12.0337
Kleberg | 81.9087 | 82.4826 | 87.4338 | 89.1688 | 93.9243 | 94.6723 | 95.0802 | 96.4455 | 98.0627 | 102.1098
Knox | 9.186 | 9.1915 | 9.6607 | 9.8055 | 10.2385 | 10.32 | 10.3645 | 10.5133 | 10.6896 | 11.1308
La Salle | 29.8675 | 52.7379 | 65.5332 | 75.9262 | 84.7955 | 85.4708 | 85.839 | 87.0716 | 88.5317 | 92.1854
Lamar | 142.0868 | 142.1935 | 151.1803 | 153.653 | 160.5251 | 161.8035 | 162.5005 | 164.834 | 167.598 | 174.5149
Lampasas | 47.1749 | 47.7408 | 50.7697 | 52.1556 | 55.1297 | 55.5687 | 55.8081 | 56.6095 | 57.5588 | 59.9343
Lavaca | 63.8069 | 65.3201 | 70.3191 | 73.5707 | 79.3408 | 79.9726 | 80.3172 | 81.4705 | 82.8366 | 86.2553
Lee | 34.0595 | 34.5605 | 36.8437 | 37.9364 | 40.1814 | 40.5014 | 40.6759 | 41.2599 | 41.9518 | 43.6832
Leon | 140.538 | 139.0255 | 144.0456 | 144.5521 | 149.0096 | 150.1963 | 150.8434 | 153.0094 | 155.5752 | 161.9959
Limestone | 40.2145 | 39.9411 | 41.5583 | 41.8488 | 43.2751 | 43.6198 | 43.8077 | 44.4367 | 45.1819 | 47.0466
Live Oak | 87.7267 | 92.4614 | 98.8124 | 100.4034 | 106.1207 | 106.9658 | 107.4267 | 108.9693 | 110.7965 | 115.3692
Llano | 98.1594 | 101.5066 | 110.1861 | 115.4317 | 124.3082 | 125.2982 | 125.838 | 127.6449 | 129.7854 | 135.1417
Loving | 15.6812 | 17.5044 | 20.5915 | 21.2515 | 28.7145 | 28.9432 | 29.0678 | 29.4852 | 29.9797 | 31.217
Madison | 0 | 0 | 0 | 0 | 0 | 0 | 0 | 0 | 0 | 0
Martin | 17.6687 | 18.0456 | 17.6691 | 18.2538 | 19.3916 | 19.546 | 19.6302 | 19.9121 | 20.246 | 21.0815
Mason | 17.0695 | 17.4232 | 18.7631 | 19.4396 | 20.6434 | 20.8078 | 20.8974 | 21.1975 | 21.553 | 22.4425
Matagorda | 140.0415 | 140.4032 | 148.6943 | 150.4954 | 158.3628 | 159.624 | 160.3117 | 162.6137 | 165.3405 | 172.1642
Maverick | 92.3354 | 94.2188 | 100.9332 | 104.3615 | 110.93 | 111.8134 | 112.2951 | 113.9076 | 115.8177 | 120.5976
Mcculloch | 30.7906 | 33.5409 | 35.4265 | 36.3953 | 38.4904 | 38.797 | 38.9641 | 39.5236 | 40.1864 | 41.8449
Mclennan | 504.3302 | 506.0272 | 531.9331 | 538.6663 | 559.8733 | 564.3321 | 566.7633 | 574.9018 | 584.5421 | 608.6665
Mcmullen | 27.8734 | 28.574 | 31.3905 | 31.3409 | 32.7285 | 32.9891 | 33.1313 | 33.607 | 34.1706 | 35.5808
Medina | 210.2502 | 189.0018 | 200.2895 | 205.907 | 218.6838 | 220.4254 | 221.375 | 224.5539 | 228.3194 | 237.7422
Menard | 7.5209 | 7.5724 | 7.9907 | 8.1476 | 8.5426 | 8.6106 | 8.6477 | 8.7719 | 8.919 | 9.2871
Midland | 313.9571 | 314.4935 | 330.8667 | 336.3856 | 351.1954 | 353.9923 | 355.5174 | 360.6224 | 366.6696 | 381.8023
Milam | 37.0773 | 36.8718 | 38.4848 | 38.8737 | 40.1704 | 40.4903 | 40.6648 | 41.2487 | 41.9404 | 43.6713
Mills | 4.0653 | 4.1966 | 4.4605 | 4.5772 | 4.9178 | 4.957 | 4.9784 | 5.0498 | 5.1345 | 5.3464
Mitchell | 18.5125 | 18.5761 | 19.5583 | 19.9232 | 20.835 | 21.001 | 21.0914 | 21.3943 | 21.7531 | 22.6508
Montague | 20.1802 | 20.376 | 21.6169 | 22.1548 | 23.3576 | 23.5436 | 23.645 | 23.9846 | 24.3868 | 25.3932
Montgomery | 178.5871 | 164.3889 | 175.6791 | 181.4134 | 192.9581 | 194.4948 | 195.3327 | 198.1376 | 201.4601 | 209.7745
Motley | 4.5403 | 4.546 | 4.7813 | 4.8548 | 5.0714 | 5.1117 | 5.1338 | 5.2075 | 5.2948 | 5.5133
Nacogdoches | 126.0036 | 125.4481 | 130.6601 | 131.8954 | 136.6889 | 137.7775 | 138.371 | 140.358 | 142.7116 | 148.6014
Navarro | 117.1223 | 116.6437 | 121.9181 | 123.3175 | 128.0787 | 129.0987 | 129.6548 | 131.5166 | 133.722 | 139.2408
Nolan | 55.7361 | 55.7521 | 58.5308 | 59.53 | 62.1119 | 62.6066 | 62.8763 | 63.7792 | 64.8487 | 67.525
Nueces | 990.4342 | 998.9961 | 1059.5018 | 1083.1214 | 1140.6012 | 1149.6849 | 1154.6379 | 1171.2179 | 1190.8578 | 1240.0051
Palo Pinto | 50.5377 | 50.3886 | 52.7331 | 53.3905 | 55.5933 | 56.0361 | 56.2775 | 57.0856 | 58.0428 | 60.4383
Parker | 216.9606 | 219.932 | 233.7472 | 240.2767 | 253.8158 | 255.8371 | 256.9393 | 260.6288 | 264.9993 | 275.9359
Pecos | 73.7877 | 73.8721 | 77.605 | 78.7619 | 82.2016 | 82.8563 | 83.2132 | 84.4082 | 85.8236 | 89.3656
Presidio | 15.5552 | 15.592 | 16.417 | 16.6938 | 17.4633 | 17.6024 | 17.6783 | 17.9321 | 18.2328 | 18.9853
Rains | 20.2291 | 20.5187 | 21.8502 | 22.5289 | 23.8449 | 24.0348 | 24.1383 | 24.4849 | 24.8955 | 25.9229
Reagan | 16.8092 | 16.8438 | 17.7038 | 17.9744 | 18.7672 | 18.9166 | 18.9981 | 19.2709 | 19.5941 | 20.4027
Real | 19.9526 | 20.9039 | 22.9437 | 24.2623 | 26.3314 | 26.5411 | 26.6554 | 27.0382 | 27.4916 | 28.6262
Red River | 22.532 | 22.6062 | 23.7494 | 24.1951 | 25.3869 | 25.5891 | 25.6993 | 26.0684 | 26.5055 | 27.5994
Reeves | 42.6116 | 43.7545 | 46.3748 | 47.5643 | 46.0392 | 46.4058 | 46.6057 | 47.275 | 48.0677 | 50.0515
Refugio | 31.9483 | 32.0721 | 34.0533 | 34.4477 | 36.3035 | 36.5926 | 36.7502 | 37.2779 | 37.903 | 39.4673
Robertson | 7.4798 | 7.4457 | 7.7626 | 7.8813 | 8.1801 | 8.2452 | 8.2808 | 8.3997 | 8.5405 | 8.893
Rockwall | 192.8712 | 195.4811 | 213.9311 | 219.8837 | 232.0486 | 233.8966 | 234.9043 | 238.2774 | 242.273 | 252.2718
Runnels | 27.3532 | 27.3938 | 28.8101 | 29.2796 | 30.6001 | 30.8438 | 30.9767 | 31.4215 | 31.9484 | 33.2669
Rusk | 12.1163 | 18.1146 | 18.7475 | 18.8675 | 19.524 | 19.6795 | 19.7642 | 20.048 | 20.3842 | 21.2255
San Patricio | 172.7921 | 175.7343 | 185.9181 | 189.6108 | 199.2966 | 200.8838 | 201.7492 | 204.6462 | 208.0779 | 216.6654
San Saba | 13.06 | 13.115 | 13.8362 | 14.0971 | 14.7754 | 14.893 | 14.9572 | 15.172 | 15.4264 | 16.063
Schleicher | 21.0388 | 21.0877 | 22.1181 | 22.4198 | 23.3581 | 23.5441 | 23.6455 | 23.9851 | 24.3873 | 25.3937
Scurry | 299.3711 | 296.4759 | 308.1577 | 309.9941 | 320.2109 | 322.7611 | 324.1515 | 328.8062 | 334.3199 | 348.1174
Shackelford | 20.0931 | 20.0953 | 21.1066 | 21.4099 | 22.3427 | 22.5206 | 22.6177 | 22.9424 | 23.3272 | 24.2899
Smith | 475.0222 | 472.8049 | 491.8165 | 495.5107 | 512.7143 | 516.7976 | 519.024 | 526.4769 | 535.3053 | 557.3976
Somervell | 20.2699 | 20.7964 | 21.0918 | 21.9583 | 23.547 | 23.7346 | 23.8368 | 24.1791 | 24.5845 | 25.5992
Starr | 69.2976 | 69.912 | 74.2562 | 75.7992 | 79.928 | 80.5645 | 80.9116 | 82.0735 | 83.4497 | 86.8938
Stephens | 49.3666 | 49.0838 | 51.2205 | 51.7267 | 53.6408 | 54.0679 | 54.3009 | 55.0806 | 56.0042 | 58.3156
Sterling | 12.0764 | 12.1029 | 12.7802 | 13.0329 | 13.6932 | 13.8022 | 13.8617 | 14.0607 | 14.2965 | 14.8865
Stonewall | 5.0918 | 5.0948 | 5.3549 | 5.4352 | 5.6752 | 5.7204 | 5.745 | 5.8275 | 5.9252 | 6.1698
Sutton | 17.4537 | 17.5791 | 18.5272 | 18.838 | 19.7164 | 19.8735 | 19.9591 | 20.2457 | 20.5852 | 21.4347
Tarrant | 3860.8534 | 3839.6831 | 4056.3321 | 4128.1325 | 4320.0378 | 4354.4422 | 4373.2017 | 4435.9988 | 4510.3848 | 4696.5309
Taylor | 285.3217 | 290.5554 | 305.8492 | 310.9527 | 331.0075 | 333.6437 | 335.081 | 339.8926 | 345.5922 | 359.855
Terrell | 2.6884 | 2.6942 | 2.8372 | 2.8854 | 3.0192 | 3.0433 | 3.0564 | 3.1003 | 3.1523 | 3.2824
Throckmorton | 5.5795 | 5.5828 | 5.8678 | 5.9558 | 6.2188 | 6.2683 | 6.2953 | 6.3857 | 6.4928 | 6.7608
Titus | 6.0714 | 5.9751 | 6.1723 | 6.171 | 6.3361 | 6.3866 | 6.4141 | 6.5062 | 6.6153 | 6.8883
Tom Green | 195.4253 | 195.7735 | 206.0776 | 209.4937 | 219.0797 | 220.8244 | 221.7758 | 224.9604 | 228.7327 | 238.1726
Travis | 1935.5184 | 1952.2136 | 2079.528 | 2136.302 | 2278.2355 | 2296.3792 | 2306.2723 | 2339.3893 | 2378.6178 | 2476.7847
Upton | 26.9374 | 27.1763 | 28.7715 | 29.8128 | 31.3276 | 31.577 | 31.7131 | 32.1685 | 32.7079 | 34.0578
Uvalde | 64.4727 | 64.9623 | 69.1613 | 70.2674 | 74.245 | 74.8363 | 75.1587 | 76.2379 | 77.5163 | 80.7155
Val Verde | 94.072 | 95.2237 | 101.2309 | 103.9059 | 109.6748 | 110.5482 | 111.0245 | 112.6187 | 114.5072 | 119.233
Van Zandt | 67.2265 | 67.2261 | 70.5848 | 71.6546 | 74.823 | 75.4189 | 75.7438 | 76.8315 | 78.1199 | 81.3439
Victoria | 288.8897 | 289.8932 | 306.7655 | 311.2522 | 327.2527 | 329.8589 | 331.2799 | 336.037 | 341.6719 | 355.7729
Waller | 186.2756 | 197.3371 | 213.2161 | 222.3952 | 238.9153 | 240.818 | 241.8555 | 245.3284 | 249.4423 | 259.7369
Ward | 96.0644 | 94.9576 | 99.4964 | 93.573 | 97.0656 | 97.8386 | 98.2601 | 99.6711 | 101.3424 | 105.5249
Washington | 117.4056 | 118.5884 | 125.6906 | 128.7615 | 135.6357 | 136.7159 | 137.3049 | 139.2765 | 141.612 | 147.4564
Webb | 412.0948 | 433.9625 | 469.46 | 489.4738 | 521.5316 | 525.6851 | 527.9498 | 535.5309 | 544.5111 | 566.9834
Wharton | 107.4074 | 121.4721 | 127.5697 | 128.3514 | 134.0171 | 135.0844 | 135.6664 | 137.6145 | 139.9221 | 145.6968
Wichita | 292.7633 | 291.4424 | 304.6783 | 308.2323 | 320.0009 | 322.5494 | 323.9389 | 328.5906 | 334.1006 | 347.8891
Wilbarger | 22.2255 | 22.2387 | 23.374 | 23.7243 | 24.7719 | 24.9692 | 25.0768 | 25.4369 | 25.8634 | 26.9308
Willacy | 33.8228 | 34.1955 | 36.5436 | 37.2318 | 39.4825 | 39.7969 | 39.9684 | 40.5423 | 41.2222 | 42.9234
Williamson | 868.5933 | 886.3619 | 909.1107 | 926.9961 | 981.837 | 989.6563 | 993.9198 | 1008.1921 | 1025.0982 | 1067.4045
Wilson | 84.7387 | 87.0161 | 92.5368 | 95.9999 | 102.2875 | 103.1022 | 103.5463 | 105.0332 | 106.7945 | 111.202
Winkler | 45.5922 | 46.0018 | 48.706 | 58.7137 | 61.5792 | 62.0696 | 62.337 | 63.2322 | 64.2925 | 66.9459
Wise | 87.0219 | 86.745 | 90.7585 | 91.8651 | 95.5029 | 96.2635 | 96.6782 | 98.0665 | 99.7109 | 103.826
Young | 33.6711 | 33.6253 | 35.2224 | 35.6954 | 37.1624 | 37.4584 | 37.6197 | 38.1599 | 38.7998 | 40.4011
Zapata | 30.591 | 30.9116 | 32.9244 | 33.6175 | 35.5402 | 35.8233 | 35.9776 | 36.4942 | 37.1062 | 38.6376
Zavala | 29.7299 | 30.3294 | 32.6731 | 33.3648 | 35.1935 | 35.4737 | 35.6266 | 36.1382 | 36.7441 | 38.2606

## WinterGenerationbyCounty
Winter Generation by County
These values are used in the summer import/export calculations for each county. Capacities for mothballed units are included as the available capacity of the unit. Capacities for the wind units are at 8.7%. These values include the amount available for the grid according information from the owners of the private network units and the distributed generation units that have registered with ERCOT.
Winter Generation, MW
County | 2013/14 | 2014/15 | 2015/16 | 2016/17 | 2017/18 | 2018/19 | 2019/20 | 2020/21 | 2021/22 | 2022/23
Anderson | 0 | 0 | 0 | 0 | 0 | 0 | 0 | 0 | 0 | 0
Andrews | 0 | 0 | 0 | 0 | 0 | 0 | 0 | 0 | 0 | 0
Angelina | 53 | 53 | 53 | 53 | 53 | 53 | 53 | 53 | 53 | 53
Aransas | 0 | 0 | 0 | 0 | 0 | 0 | 0 | 0 | 0 | 0
Archer | 0 | 0 | 0 | 0 | 0 | 0 | 0 | 0 | 0 | 0
Atascosa | 391 | 391 | 391 | 391 | 391 | 391 | 391 | 391 | 391 | 391
Austin | 0 | 0 | 0 | 0 | 0 | 0 | 0 | 0 | 0 | 0
Bandera | 0 | 0 | 0 | 0 | 0 | 0 | 0 | 0 | 0 | 0
Bastrop | 1718 | 1718 | 1718 | 1718 | 1718 | 1718 | 1718 | 1718 | 1718 | 1718
Baylor | 0 | 0 | 0 | 0 | 0 | 0 | 0 | 0 | 0 | 0
Bee | 0 | 0 | 0 | 0 | 0 | 0 | 0 | 0 | 0 | 0
Bell | 0 | 780 | 1560 | 1560 | 1560 | 1560 | 1560 | 1560 | 1560 | 1560
Bexar | 4877.6 | 4877.6 | 4877.6 | 4877.6 | 4877.6 | 4028 | 4028 | 4028 | 4028 | 4028
Blanco | 0 | 0 | 0 | 0 | 0 | 0 | 0 | 0 | 0 | 0
Borden | 22.8 | 55.7 | 55.7 | 55.7 | 55.7 | 55.7 | 55.7 | 55.7 | 55.7 | 55.7
Bosque | 877 | 877 | 877 | 877 | 877 | 877 | 877 | 877 | 877 | 877
Brazoria | 0 | 0 | 0 | 0 | 0 | 0 | 0 | 0 | 0 | 0
Brazos | 226 | 226 | 226 | 226 | 226 | 226 | 226 | 226 | 226 | 226
Brewster | 0 | 0 | 0 | 0 | 0 | 0 | 0 | 0 | 0 | 0
Brooks | 0 | 0 | 0 | 0 | 0 | 0 | 0 | 0 | 0 | 0
Brown | 0 | 0 | 0 | 0 | 0 | 0 | 0 | 0 | 0 | 0
Burleson | 0 | 0 | 0 | 0 | 0 | 0 | 0 | 0 | 0 | 0
Burnet | 102 | 102 | 102 | 102 | 102 | 102 | 102 | 102 | 102 | 102
Caldwell | 0 | 0 | 0 | 0 | 0 | 0 | 0 | 0 | 0 | 0
Calhoun | 0 | 0 | 0 | 0 | 0 | 0 | 0 | 0 | 0 | 0
Callahan | 0 | 0 | 0 | 0 | 0 | 0 | 0 | 0 | 0 | 0
Cameron | 152.8 | 152.8 | 152.8 | 152.8 | 152.8 | 152.8 | 152.8 | 152.8 | 152.8 | 152.8
Chambers | 2112.9 | 2112.9 | 2112.9 | 2112.9 | 2112.9 | 2112.9 | 2112.9 | 2112.9 | 2112.9 | 2112.9
Cherokee | 669 | 669 | 669 | 669 | 669 | 669 | 669 | 669 | 669 | 669
Childress | 0 | 0 | 0 | 0 | 0 | 0 | 0 | 0 | 0 | 0
Clay | 4.4 | 4.4 | 4.4 | 4.4 | 4.4 | 4.4 | 4.4 | 4.4 | 4.4 | 4.4
Coke | 0 | 0 | 0 | 0 | 0 | 0 | 0 | 0 | 0 | 0
Coleman | 0 | 0 | 0 | 0 | 0 | 0 | 0 | 0 | 0 | 0
Collin | 418.2 | 418.2 | 418.2 | 418.2 | 418.2 | 418.2 | 418.2 | 418.2 | 418.2 | 418.2
Colorado | 0 | 0 | 0 | 0 | 0 | 0 | 0 | 0 | 0 | 0
Comal | 9.2 | 9.2 | 9.2 | 9.2 | 9.2 | 9.2 | 9.2 | 9.2 | 9.2 | 9.2
Comanche | 0 | 0 | 0 | 0 | 0 | 0 | 0 | 0 | 0 | 0
Concho | 0 | 0 | 0 | 0 | 0 | 0 | 0 | 0 | 0 | 0
Cooke | 9.8 | 9.8 | 9.8 | 9.8 | 9.8 | 9.8 | 9.8 | 9.8 | 9.8 | 9.8
Coryell | 0 | 0 | 0 | 0 | 0 | 0 | 0 | 0 | 0 | 0
Cottle | 0 | 0 | 0 | 0 | 0 | 0 | 0 | 0 | 0 | 0
Crane | 0 | 0 | 0 | 0 | 0 | 0 | 0 | 0 | 0 | 0
Crockett | 0 | 0 | 0 | 0 | 0 | 0 | 0 | 0 | 0 | 0
Crosby | 0 | 0 | 0 | 0 | 0 | 0 | 0 | 0 | 0 | 0
Culberson | 6.1 | 6.1 | 6.1 | 6.1 | 6.1 | 6.1 | 6.1 | 6.1 | 6.1 | 6.1
Dallas | 1733.6 | 1733.6 | 1733.6 | 1733.6 | 1733.6 | 1733.6 | 1733.6 | 1733.6 | 1733.6 | 1733.6
Dawson | 0 | 0 | 0 | 0 | 0 | 0 | 0 | 0 | 0 | 0
Delta | 0 | 0 | 0 | 0 | 0 | 0 | 0 | 0 | 0 | 0
Denton | 136.8 | 136.8 | 136.8 | 136.8 | 136.8 | 136.8 | 136.8 | 136.8 | 136.8 | 136.8
Dewitt | 0 | 0 | 0 | 0 | 0 | 0 | 0 | 0 | 0 | 0
Dickens | 13.1 | 13.1 | 13.1 | 13.1 | 13.1 | 13.1 | 13.1 | 13.1 | 13.1 | 13.1
Dimmit | 0 | 0 | 0 | 0 | 0 | 0 | 0 | 0 | 0 | 0
Duval | 0 | 0 | 0 | 0 | 0 | 0 | 0 | 0 | 0 | 0
Eastland | 5.2 | 5.2 | 5.2 | 5.2 | 5.2 | 5.2 | 5.2 | 5.2 | 5.2 | 5.2
Ector | 1594 | 1594 | 1594 | 1594 | 1594 | 1594 | 1594 | 1594 | 1594 | 1594
Edwards | 0 | 0 | 0 | 0 | 0 | 0 | 0 | 0 | 0 | 0
Ellis | 1800 | 1800 | 1800 | 1800 | 1800 | 1800 | 1800 | 1800 | 1800 | 1800
Erath | 0 | 0 | 0 | 0 | 0 | 0 | 0 | 0 | 0 | 0
Falls | 0 | 0 | 0 | 0 | 0 | 0 | 0 | 0 | 0 | 0
Fannin | 1588 | 1588 | 1588 | 1588 | 1588 | 1588 | 1588 | 1588 | 1588 | 1588
Fayette | 1852 | 1852 | 1852 | 1852 | 1852 | 1852 | 1852 | 1852 | 1852 | 1852
Fisher | 0 | 0 | 0 | 0 | 0 | 0 | 0 | 0 | 0 | 0
Floyd | 5 | 5 | 5 | 5 | 5 | 5 | 5 | 5 | 5 | 5
Foard | 0 | 0 | 0 | 0 | 0 | 0 | 0 | 0 | 0 | 0
Fort Bend | 4264 | 4264 | 4264 | 4264 | 4264 | 4264 | 4264 | 4264 | 4264 | 4264
Franklin | 0 | 0 | 0 | 0 | 0 | 0 | 0 | 0 | 0 | 0
Freestone | 2209 | 2209 | 2209 | 2209 | 2209 | 2209 | 2209 | 2209 | 2209 | 2209
Frio | 277.6 | 277.6 | 277.6 | 277.6 | 277.6 | 277.6 | 277.6 | 277.6 | 277.6 | 277.6
Galveston | 442.7 | 442.7 | 442.7 | 442.7 | 442.7 | 442.7 | 442.7 | 442.7 | 442.7 | 442.7
Gillespie | 0 | 0 | 0 | 0 | 0 | 0 | 0 | 0 | 0 | 0
Glasscock | 18.6 | 18.6 | 18.6 | 18.6 | 18.6 | 18.6 | 18.6 | 18.6 | 18.6 | 18.6
Goliad | 650 | 650 | 650 | 650 | 1310 | 1310 | 1310 | 1310 | 1310 | 1310
Gonzales | 4.8 | 4.8 | 4.8 | 4.8 | 4.8 | 4.8 | 4.8 | 4.8 | 4.8 | 4.8
Grayson | 80 | 80 | 80 | 797 | 797 | 797 | 797 | 797 | 797 | 797
Grimes | 1125 | 1125 | 1125 | 1442 | 1442 | 1442 | 1442 | 1442 | 1442 | 1442
Guadalupe | 1883.3 | 1883.3 | 1883.3 | 1883.3 | 1883.3 | 1883.3 | 1883.3 | 1883.3 | 1883.3 | 1883.3
Hall | 0.1 | 0.1 | 0.1 | 0.1 | 0.1 | 0.1 | 0.1 | 0.1 | 0.1 | 0.1
Hamilton | 0 | 0 | 0 | 0 | 0 | 0 | 0 | 0 | 0 | 0
Hardeman | 0 | 0 | 0 | 0 | 0 | 0 | 0 | 0 | 0 | 0
Harris | 9583.9 | 9583.9 | 9583.9 | 10963.9 | 10963.9 | 10963.9 | 10963.9 | 10963.9 | 10963.9 | 10963.9
Haskell | 34.8 | 34.8 | 34.8 | 34.8 | 34.8 | 34.8 | 34.8 | 34.8 | 34.8 | 34.8
Hays | 968 | 968 | 968 | 968 | 968 | 968 | 968 | 968 | 968 | 968
Henderson | 226 | 226 | 226 | 226 | 226 | 226 | 226 | 226 | 226 | 226
Hidalgo | 1752 | 1752 | 1752 | 1752 | 1752 | 1752 | 1752 | 1752 | 1752 | 1752
Hill | 0 | 0 | 0 | 0 | 0 | 0 | 0 | 0 | 0 | 0
Hood | 1105 | 1105 | 1105 | 1105 | 1105 | 1105 | 1105 | 1105 | 1105 | 1105
Hopkins | 0 | 0 | 0 | 0 | 0 | 0 | 0 | 0 | 0 | 0
Houston | 0 | 0 | 0 | 0 | 0 | 0 | 0 | 0 | 0 | 0
Howard | 296 | 296 | 306.4 | 306.4 | 306.4 | 306.4 | 306.4 | 306.4 | 306.4 | 306.4
Hunt | 112.3 | 112.3 | 112.3 | 112.3 | 112.3 | 112.3 | 112.3 | 112.3 | 112.3 | 112.3
Irion | 0 | 0 | 0 | 0 | 0 | 0 | 0 | 0 | 0 | 0
Jack | 1303.5 | 1303.5 | 1303.5 | 1303.5 | 1303.5 | 1303.5 | 1303.5 | 1303.5 | 1303.5 | 1303.5
Jackson | 0 | 0 | 0 | 0 | 0 | 0 | 0 | 0 | 0 | 0
Jeff Davis | 0 | 0 | 0 | 0 | 0 | 0 | 0 | 0 | 0 | 0
Jim Hogg | 0 | 0 | 0 | 0 | 0 | 0 | 0 | 0 | 0 | 0
Jim Wells | 0 | 0 | 0 | 0 | 0 | 0 | 0 | 0 | 0 | 0
Johnson | 283 | 283 | 283 | 283 | 283 | 283 | 283 | 283 | 283 | 283
Jones | 0 | 0 | 0 | 0 | 0 | 0 | 0 | 0 | 0 | 0
Karnes | 0 | 0 | 0 | 0 | 0 | 0 | 0 | 0 | 0 | 0
Kaufman | 1939.1 | 1939.1 | 1939.1 | 1939.1 | 1939.1 | 1939.1 | 1939.1 | 1939.1 | 1939.1 | 1939.1
Kendall | 74 | 74 | 74 | 74 | 74 | 74 | 74 | 74 | 74 | 74
Kenedy | 59.9 | 77.4 | 77.4 | 77.4 | 77.4 | 77.4 | 77.4 | 77.4 | 77.4 | 77.4
Kent | 2.6 | 2.6 | 2.6 | 2.6 | 2.6 | 2.6 | 2.6 | 2.6 | 2.6 | 2.6
Kerr | 0 | 0 | 0 | 0 | 0 | 0 | 0 | 0 | 0 | 0
Kimble | 0 | 0 | 0 | 0 | 0 | 0 | 0 | 0 | 0 | 0
King | 0 | 0 | 0 | 0 | 0 | 0 | 0 | 0 | 0 | 0
Kinney | 8.7 | 8.7 | 8.7 | 8.7 | 8.7 | 8.7 | 8.7 | 8.7 | 8.7 | 8.7
Kleberg | 0 | 0 | 0 | 0 | 0 | 0 | 0 | 0 | 0 | 0
Knox | 0 | 0 | 0 | 0 | 0 | 0 | 0 | 0 | 0 | 0
La Salle | 0 | 0 | 0 | 0 | 0 | 0 | 0 | 0 | 0 | 0
Lamar | 1375.6 | 1375.6 | 1375.6 | 1375.6 | 1375.6 | 1375.6 | 1375.6 | 1375.6 | 1375.6 | 1375.6
Lampasas | 0 | 0 | 0 | 0 | 0 | 0 | 0 | 0 | 0 | 0
Lavaca | 0 | 0 | 0 | 0 | 0 | 0 | 0 | 0 | 0 | 0
Lee | 0 | 0 | 0 | 0 | 0 | 0 | 0 | 0 | 0 | 0
Leon | 0 | 0 | 0 | 0 | 0 | 0 | 0 | 0 | 0 | 0
Limestone | 1689 | 1689 | 1689 | 1689 | 1689 | 1689 | 1689 | 1689 | 1689 | 1689
Live Oak | 0 | 0 | 0 | 0 | 0 | 0 | 0 | 0 | 0 | 0
Llano | 493 | 493 | 493 | 493 | 493 | 493 | 493 | 493 | 493 | 493
Loving | 0 | 0 | 0 | 0 | 0 | 0 | 0 | 0 | 0 | 0
Madison | 0 | 0 | 0 | 0 | 0 | 0 | 0 | 0 | 0 | 0
Martin | 10.8 | 10.8 | 10.8 | 10.8 | 10.8 | 10.8 | 10.8 | 10.8 | 10.8 | 10.8
Mason | 0 | 0 | 0 | 0 | 0 | 0 | 0 | 0 | 0 | 0
Matagorda | 2750 | 2750 | 2750 | 2750 | 2750 | 2750 | 2750 | 2750 | 2750 | 2750
Maverick | 27.6 | 27.6 | 27.6 | 27.6 | 27.6 | 27.6 | 27.6 | 27.6 | 27.6 | 27.6
McCulloch | 0 | 0 | 0 | 0 | 0 | 0 | 0 | 0 | 0 | 0
McLennan | 925 | 925 | 925 | 925 | 925 | 925 | 925 | 925 | 925 | 925
McMullen | 0 | 0 | 0 | 0 | 0 | 0 | 0 | 0 | 0 | 0
Medina | 0 | 0 | 0 | 0 | 0 | 0 | 0 | 0 | 0 | 0
Menard | 0 | 0 | 0 | 0 | 0 | 0 | 0 | 0 | 0 | 0
Midland | 0 | 0 | 0 | 0 | 0 | 0 | 0 | 0 | 0 | 0
Milam | 570 | 570 | 570 | 570 | 570 | 570 | 570 | 570 | 570 | 570
Mills | 0 | 0 | 0 | 0 | 0 | 0 | 0 | 0 | 0 | 0
Mitchell | 499.1 | 499.1 | 499.1 | 499.1 | 499.1 | 499.1 | 499.1 | 499.1 | 499.1 | 499.1
Montague | 0 | 0 | 0 | 0 | 0 | 0 | 0 | 0 | 0 | 0
Montgomery | 0 | 0 | 0 | 0 | 0 | 0 | 0 | 0 | 0 | 0
Motley | 0 | 0 | 0 | 0 | 0 | 0 | 0 | 0 | 0 | 0
Nacogdoches | 105 | 105 | 105 | 105 | 105 | 105 | 105 | 105 | 105 | 105
Navarro | 0 | 0 | 0 | 0 | 0 | 0 | 0 | 0 | 0 | 0
Nolan | 133.9 | 133.9 | 133.9 | 133.9 | 133.9 | 133.9 | 133.9 | 133.9 | 133.9 | 133.9
Nueces | 1701.8 | 1701.8 | 1701.8 | 1701.8 | 1701.8 | 2941.8 | 2941.8 | 2941.8 | 2941.8 | 2941.8
Palo Pinto | 633 | 633 | 633 | 633 | 633 | 633 | 633 | 633 | 633 | 633
Parker | 4.8 | 4.8 | 4.8 | 4.8 | 4.8 | 4.8 | 4.8 | 4.8 | 4.8 | 4.8
Pecos | 61.2 | 61.2 | 61.2 | 61.2 | 61.2 | 61.2 | 61.2 | 61.2 | 61.2 | 61.2
Presidio | 0 | 0 | 0 | 0 | 0 | 0 | 0 | 0 | 0 | 0
Rains | 0 | 0 | 0 | 0 | 0 | 0 | 0 | 0 | 0 | 0
Reagan | 0 | 0 | 0 | 0 | 0 | 0 | 0 | 0 | 0 | 0
Real | 0 | 0 | 0 | 0 | 0 | 0 | 0 | 0 | 0 | 0
Red River | 0 | 0 | 0 | 0 | 0 | 0 | 0 | 0 | 0 | 0
Reeves | 0 | 0 | 0 | 0 | 0 | 0 | 0 | 0 | 0 | 0
Refugio | 0 | 0 | 0 | 0 | 0 | 0 | 0 | 0 | 0 | 0
Robertson | 1981 | 1981 | 1981 | 1981 | 1981 | 1981 | 1981 | 1981 | 1981 | 1981
Rockwall | 0 | 0 | 0 | 0 | 0 | 0 | 0 | 0 | 0 | 0
Runnels | 0 | 0 | 0 | 0 | 0 | 0 | 0 | 0 | 0 | 0
Rusk | 3363 | 3363 | 3363 | 3363 | 3363 | 3363 | 3363 | 3363 | 3363 | 3363
San Patricio | 33.1 | 33.1 | 33.1 | 33.1 | 33.1 | 33.1 | 33.1 | 33.1 | 33.1 | 33.1
San Saba | 0 | 0 | 0 | 0 | 0 | 0 | 0 | 0 | 0 | 0
Schleicher | 0 | 0 | 0 | 0 | 0 | 0 | 0 | 0 | 0 | 0
Scurry | 63.5 | 63.5 | 63.5 | 63.5 | 63.5 | 63.5 | 63.5 | 63.5 | 63.5 | 63.5
Shackelford | 48.9 | 48.9 | 48.9 | 48.9 | 48.9 | 48.9 | 48.9 | 48.9 | 48.9 | 48.9
Smith | 0 | 0 | 0 | 0 | 0 | 0 | 0 | 0 | 0 | 0
Somervell | 2460 | 2460 | 2460 | 2460 | 2460 | 2460 | 2460 | 2460 | 2460 | 2460
Starr | 36 | 36 | 36 | 36 | 36 | 36 | 36 | 36 | 36 | 36
Stephens | 0 | 0 | 0 | 0 | 0 | 0 | 0 | 0 | 0 | 0
Sterling | 70.8 | 70.8 | 70.8 | 70.8 | 70.8 | 70.8 | 70.8 | 70.8 | 70.8 | 70.8
Stonewall | 0 | 0 | 0 | 0 | 0 | 0 | 0 | 0 | 0 | 0
Sutton | 0 | 0 | 0 | 0 | 0 | 0 | 0 | 0 | 0 | 0
Tarrant | 1266.6 | 1266.6 | 1266.6 | 1266.6 | 1266.6 | 1266.6 | 1266.6 | 1266.6 | 1266.6 | 1266.6
Taylor | 45.5 | 45.5 | 45.5 | 45.5 | 45.5 | 45.5 | 45.5 | 45.5 | 45.5 | 45.5
Terrell | 0 | 0 | 0 | 0 | 0 | 0 | 0 | 0 | 0 | 0
Throckmorton | 0 | 0 | 0 | 0 | 0 | 0 | 0 | 0 | 0 | 0
Titus | 1950 | 1950 | 1950 | 1950 | 1950 | 1950 | 1950 | 1950 | 1950 | 1950
Tom Green | 13.5 | 13.5 | 13.5 | 13.5 | 13.5 | 13.5 | 13.5 | 13.5 | 13.5 | 13.5
Travis | 1789.9 | 1789.9 | 1789.9 | 1789.9 | 1789.9 | 1789.9 | 1789.9 | 1789.9 | 1789.9 | 1789.9
Upton | 30.5 | 30.5 | 30.5 | 30.5 | 30.5 | 30.5 | 30.5 | 30.5 | 30.5 | 30.5
Uvalde | 0 | 0 | 0 | 0 | 0 | 0 | 0 | 0 | 0 | 0
Val Verde | 75.8 | 75.8 | 75.8 | 75.8 | 75.8 | 75.8 | 75.8 | 75.8 | 75.8 | 75.8
Van Zandt | 0 | 0 | 0 | 0 | 0 | 0 | 0 | 0 | 0 | 0
Victoria | 518 | 518 | 518 | 518 | 518 | 518 | 518 | 518 | 518 | 518
Waller | 0 | 0 | 0 | 0 | 0 | 0 | 0 | 0 | 0 | 0
Ward | 366 | 366 | 366 | 366 | 366 | 366 | 366 | 366 | 366 | 366
Washington | 0 | 0 | 0 | 0 | 0 | 0 | 0 | 0 | 0 | 0
Webb | 268.1 | 268.1 | 268.1 | 268.1 | 268.1 | 268.1 | 268.1 | 268.1 | 268.1 | 268.1
Wharton | 634 | 634 | 634 | 634 | 634 | 634 | 634 | 634 | 634 | 634
Wichita | 79.1 | 79.1 | 79.1 | 79.1 | 79.1 | 79.1 | 79.1 | 79.1 | 79.1 | 79.1
Wilbarger | 774.8 | 774.8 | 774.8 | 774.8 | 774.8 | 774.8 | 774.8 | 774.8 | 774.8 | 774.8
Willacy | 17.9 | 17.9 | 17.9 | 17.9 | 17.9 | 17.9 | 17.9 | 17.9 | 17.9 | 17.9
Williamson | 0 | 0 | 0 | 0 | 0 | 0 | 0 | 0 | 0 | 0
Wilson | 0 | 0 | 0 | 0 | 0 | 0 | 0 | 0 | 0 | 0
Winkler | 13.3 | 13.3 | 13.3 | 13.3 | 13.3 | 13.3 | 13.3 | 13.3 | 13.3 | 13.3
Wise | 810 | 810 | 810 | 810 | 810 | 810 | 810 | 810 | 810 | 810
Young | 634.7 | 634.7 | 634.7 | 634.7 | 634.7 | 634.7 | 634.7 | 634.7 | 634.7 | 634.7
Zapata | 0 | 0 | 0 | 0 | 0 | 0 | 0 | 0 | 0 | 0
Zavala | 0 | 0 | 0 | 0 | 0 | 0 | 0 | 0 | 0 | 0

## WinterImport-ExportbyCounty
Winter Import/Export by County
Import: The county has less generation than load and must import generation.
Export: The county has more generation than load and is able to export generation.
This data is presented for example only. It is a calculation of the generation in the county less the projected coincident load in the county. The true values will depend on actual load levels and actual generation dispatch.
Winter Import/Export, MW
County | 2013/14 | 2014/15 | 2015/16 | 2016/17 | 2017/18 | 2018/19 | 2019/20 | 2020/21 | 2021/22 | 2022/23
Anderson | -154.4988 | -157.0254 | -159.5836 | -161.9876 | -163.9385 | -166.9298 | -169.6077 | -171.1864 | -172.8269 | -175.3042
Andrews | -123.3966 | -125.4145 | -127.4577 | -129.3778 | -130.9359 | -133.325 | -135.4639 | -136.7247 | -138.035 | -140.0136
Angelina | -154.4565 | -157.7706 | -161.1262 | -164.2795 | -166.8385 | -170.7622 | -174.2749 | -176.3456 | -178.4974 | -181.7469
Aransas | -58.6703 | -59.6297 | -60.6012 | -61.5141 | -62.2549 | -63.3908 | -64.4078 | -65.0073 | -65.6302 | -66.571
Archer | -22.1559 | -22.5182 | -22.8851 | -23.2298 | -23.5096 | -23.9386 | -24.3226 | -24.549 | -24.7843 | -25.1395
Atascosa | 318.4804 | 317.229 | 315.962 | 314.7714 | 313.8051 | 312.3236 | 310.9973 | 310.2154 | 309.4029 | 308.176
Austin | -83.0521 | -84.4103 | -85.7854 | -87.0777 | -88.1264 | -89.7344 | -91.174 | -92.0226 | -92.9045 | -94.2362
Bandera | -65.3531 | -66.4219 | -67.504 | -68.5209 | -69.3461 | -70.6114 | -71.7442 | -72.412 | -73.1059 | -74.1538
Bastrop | 1579.3764 | 1576.717 | 1574.0243 | 1571.4939 | 1569.4404 | 1566.2918 | 1563.473 | 1561.8113 | 1560.0846 | 1557.477
Baylor | -4.1032 | -4.1703 | -4.2382 | -4.3021 | -4.3539 | -4.4333 | -4.5045 | -4.5464 | -4.59 | -4.6557
Bee | -50.346 | -51.1694 | -52.003 | -52.7864 | -53.4221 | -54.3969 | -55.2695 | -55.784 | -56.3185 | -57.1258
Bell | -745.5644 | -757.7568 | -770.1017 | -1.7029 | 768.8827 | 754.4478 | 741.5247 | 733.9065 | 725.9902 | 714.0354
Bexar | 2106.5995 | 2061.0882 | 2015.008 | 1971.7039 | 1936.5623 | 1882.6804 | 1834.4417 | 1806.0049 | 1776.4553 | 1731.8312
Blanco | -33.0027 | -33.5424 | -34.0888 | -34.6024 | -35.0191 | -35.6581 | -36.2301 | -36.5673 | -36.9178 | -37.4469
Borden | 21.3464 | 21.3193 | 21.2919 | 21.2662 | 21.2453 | 21.2133 | 21.1846 | 21.1677 | 21.1502 | 21.1237
Bosque | 826.1335 | 825.4325 | 824.7227 | 824.0557 | 823.5144 | 822.6845 | 821.9415 | 821.5035 | 821.0483 | 820.361
Brazoria | -1237.1567 | -1264.1096 | -1291.3994 | -1317.045 | -1337.8567 | -1369.7668 | -1398.3349 | -1415.1758 | -1432.6757 | -1459.1031
Brazos | -147.6114 | -153.7212 | -159.9074 | -165.7208 | -170.4385 | -177.672 | -184.148 | -187.9655 | -191.9325 | -197.9232
Brewster | -19.0372 | -19.3485 | -19.6637 | -19.9599 | -20.2003 | -20.5689 | -20.8989 | -21.0934 | -21.2955 | -21.6008
Brooks | -16.9503 | -17.2275 | -17.5081 | -17.7719 | -17.9859 | -18.3141 | -18.6079 | -18.7811 | -18.9611 | -19.2329
Brown | -95.6723 | -97.2369 | -98.821 | -100.3097 | -101.5178 | -103.3701 | -105.0284 | -106.006 | -107.0218 | -108.5559
Burleson | -28.8303 | -29.3018 | -29.7792 | -30.2278 | -30.5918 | -31.15 | -31.6497 | -31.9443 | -32.2504 | -32.7127
Burnet | -18.9762 | -20.9546 | -22.9577 | -24.8401 | -26.3677 | -28.7099 | -30.8068 | -32.043 | -33.3275 | -35.2673
Caldwell | -95.1838 | -96.7404 | -98.3164 | -99.7975 | -100.9994 | -102.8423 | -104.4921 | -105.4647 | -106.4754 | -108.0016
Calhoun | 303.3565 | 332.1685 | 330.9657 | 329.8353 | 328.918 | 327.5116 | 326.2524 | 325.5102 | 324.7388 | 323.574
Callahan | -26.5216 | -27.1172 | -27.7203 | -28.287 | -28.7469 | -29.4521 | -30.0834 | -30.4556 | -30.8423 | -31.4263
Cameron | -506.2884 | -516.6611 | -492.3635 | -502.2332 | -510.2425 | -522.523 | -533.5173 | -539.9985 | -546.7333 | -556.9038
Chambers | 1927.7079 | 1921.654 | 1915.5245 | 1909.7642 | 1905.0897 | 1897.9224 | 1891.5057 | 1887.7231 | 1883.7924 | 1877.8565
Cherokee | 602.944 | 601.7983 | 600.6384 | 599.5483 | 598.6637 | 597.3073 | 596.093 | 595.3772 | 594.6333 | 593.51
Childress | -9.8471 | -10.0082 | -10.1712 | -10.3244 | -10.4488 | -10.6394 | -10.8101 | -10.9107 | -11.0153 | -11.1732
Clay | -21.1818 | -21.5282 | -21.879 | -22.2085 | -22.476 | -22.8861 | -23.2533 | -23.4697 | -23.6946 | -24.0343
Coke | -13.89 | -14.1171 | -14.3471 | -14.5633 | -14.7387 | -15.0076 | -15.2483 | -15.3903 | -15.5378 | -15.7605
Coleman | -29.5575 | -30.0409 | -30.5303 | -30.9902 | -31.3634 | -31.9357 | -32.448 | -32.7501 | -33.0639 | -33.5378
Collin | -995.0532 | -1018.1122 | -1041.4596 | -1063.4003 | -1081.2054 | -1108.5055 | -1132.9465 | -1147.3544 | -1162.3262 | -1184.9357
Colorado | -68.1147 | -69.2286 | -70.3564 | -71.4163 | -72.2764 | -73.5952 | -74.7758 | -75.4718 | -76.1951 | -77.2873
Comal | -321.3874 | -326.7413 | -332.1621 | -337.2563 | -341.3903 | -347.7289 | -353.4036 | -356.7488 | -360.225 | -365.4745
Comanche | -35.803 | -36.3885 | -36.9813 | -37.5384 | -37.9905 | -38.6837 | -39.3042 | -39.6701 | -40.0502 | -40.6243
Concho | -6.6587 | -6.7676 | -6.8779 | -6.9815 | -7.0656 | -7.1945 | -7.3099 | -7.378 | -7.4487 | -7.5554
Cooke | -103.1679 | -105.0153 | -106.8858 | -108.6437 | -110.0701 | -112.2573 | -114.2154 | -115.3697 | -116.5692 | -118.3806
Coryell | -98.7349 | -100.3495 | -101.9844 | -103.5207 | -104.7675 | -106.6791 | -108.3905 | -109.3993 | -110.4477 | -112.0309
Cottle | -2.9651 | -3.0136 | -3.0627 | -3.1088 | -3.1463 | -3.2037 | -3.2551 | -3.2854 | -3.3169 | -3.3644
Crane | -73.21 | -74.4073 | -75.6195 | -76.7586 | -77.6831 | -79.1005 | -80.3695 | -81.1175 | -81.8949 | -83.0688
Crockett | -29.9201 | -30.4094 | -30.9048 | -31.3703 | -31.7482 | -32.3274 | -32.8461 | -33.1518 | -33.4695 | -33.9492
Crosby | -1.691 | -1.7187 | -1.7467 | -1.773 | -1.7944 | -1.8271 | -1.8564 | -1.8737 | -1.8916 | -1.9188
Culberson | 3.2252 | 3.1815 | 3.1372 | 3.0956 | 3.0618 | 3.01 | 2.9637 | 2.9363 | 2.9079 | 2.865
Dallas | -3631.5378 | -3719.2756 | -3808.1102 | -3891.5929 | -3959.3398 | -4063.2146 | -4156.2104 | -4211.0315 | -4267.998 | -4354.0254
Dawson | -31.729 | -32.2479 | -32.7732 | -33.267 | -33.6676 | -34.2819 | -34.8319 | -35.1561 | -35.493 | -36.0017
Delta | -9.2704 | -9.422 | -9.5755 | -9.7198 | -9.8368 | -10.0163 | -10.177 | -10.2717 | -10.3702 | -10.5188
Denton | -1273.4098 | -1294.8851 | -1316.6289 | -1337.0628 | -1353.645 | -1379.0701 | -1401.8325 | -1415.2509 | -1429.1944 | -1450.2511
Dewitt | -58.2312 | -59.1998 | -60.1805 | -61.1022 | -61.8501 | -62.9969 | -64.0236 | -64.6288 | -65.2577 | -66.2075
Dickens | 6.8374 | 6.735 | 6.6313 | 6.5339 | 6.4548 | 6.3335 | 6.225 | 6.161 | 6.0945 | 5.9941
Dimmit | -10.9134 | -11.0919 | -11.2726 | -11.4424 | -11.5802 | -11.7915 | -11.9807 | -12.0922 | -12.2081 | -12.3831
Duval | -47.0261 | -47.7952 | -48.5738 | -49.3055 | -49.8994 | -50.8098 | -51.6249 | -52.1055 | -52.6048 | -53.3588
Eastland | -44.4048 | -45.216 | -46.0373 | -46.8092 | -47.4356 | -48.396 | -49.2558 | -49.7627 | -50.2894 | -51.0848
Ector | 1308.0276 | 1303.1548 | 1298.221 | 1293.5845 | 1289.8219 | 1284.0529 | 1278.888 | 1275.8433 | 1272.6795 | 1267.9016
Edwards | -9.0317 | -9.1794 | -9.3289 | -9.4694 | -9.5835 | -9.7584 | -9.9149 | -10.0072 | -10.1031 | -10.2479
Ellis | 1124.3074 | 1113.2576 | 1102.0696 | 1091.5557 | 1083.0236 | 1069.9415 | 1058.2294 | 1051.3252 | 1044.1508 | 1033.3164
Erath | -93.9423 | -95.4786 | -97.0341 | -98.4958 | -99.6821 | -101.5009 | -103.1292 | -104.0891 | -105.0866 | -106.5929
Falls | -39.4875 | -40.1332 | -40.7871 | -41.4015 | -41.9001 | -42.6646 | -43.3491 | -43.7526 | -44.1718 | -44.805
Fannin | 1570.5332 | 1569.5607 | 1568.576 | 1567.6507 | 1566.8998 | 1565.7485 | 1564.7177 | 1564.1101 | 1563.4787 | 1562.5252
Fayette | 1784.3001 | 1783.1766 | 1782.0391 | 1780.9701 | 1780.1026 | 1778.7725 | 1777.5817 | 1776.8797 | 1776.1503 | 1775.0487
Fisher | -24.0171 | -24.4098 | -24.8075 | -25.1812 | -25.4845 | -25.9495 | -26.3658 | -26.6112 | -26.8662 | -27.2513
Floyd | 5.2 | 5.2 | 5.2 | 5.2 | 5.2 | 5.2 | 5.2 | 5.2 | 5.2 | 5.2
Foard | -2.4992 | -2.5401 | -2.5815 | -2.6204 | -2.6519 | -2.7003 | -2.7436 | -2.7692 | -2.7957 | -2.8358
Fort Bend | 3652.8481 | 3642.7131 | 3632.4514 | 3622.8079 | 3614.9822 | 3602.9831 | 3592.2407 | 3585.9081 | 3579.3276 | 3569.3902
Franklin | -2.4496 | -2.4896 | -2.5302 | -2.5683 | -2.5992 | -2.6467 | -2.6891 | -2.7142 | -2.7402 | -2.7794
Freestone | 2198.4341 | 2197.6235 | 2196.8028 | 2196.0316 | 2195.4057 | 2194.446 | 2193.5869 | 2193.0804 | 2192.5541 | 2191.7594
Frio | 254.8172 | 254.4446 | 254.0674 | 253.7128 | 253.4252 | 252.9841 | 252.5892 | 252.3564 | 252.1145 | 251.7491
Galveston | 67.8302 | 50.3997 | 32.7513 | 16.1662 | 2.7072 | -17.9292 | -36.4043 | -47.2954 | -58.6127 | -75.7034
Gillespie | -60.7838 | -61.7779 | -62.7843 | -63.7301 | -64.4976 | -65.6745 | -66.7281 | -67.3492 | -67.9946 | -68.9692
Glasscock | 5.47 | 5.2553 | 5.0379 | 4.8336 | 4.6678 | 4.4136 | 4.186 | 4.0518 | 3.9124 | 3.7019
Goliad | 616.4428 | 616.0576 | 615.6675 | 615.301 | 615.0035 | 614.5474 | 1274.1391 | 1273.8984 | 1273.6483 | 1273.2706
Gonzales | -45.4563 | -46.2781 | -47.1102 | -47.8922 | -48.5268 | -49.4999 | -50.371 | -50.8845 | -51.4181 | -52.2239
Grayson | -288.6387 | -294.6671 | -300.771 | -306.5071 | -311.1619 | -318.2992 | -324.6889 | -328.4557 | -332.3699 | -338.2808
Grimes | 1377.1351 | 1376.7612 | 1376.3826 | 1376.0269 | 1375.7381 | 1375.2954 | 1374.8991 | 1374.6655 | 1374.4227 | 1374.0561
Guadalupe | 1608.6838 | 1604.188 | 1599.636 | 1595.3582 | 1591.8868 | 1586.5641 | 1581.7989 | 1578.9898 | 1576.0708 | 1571.6626
Hall | -1.0865 | -1.119 | -1.1519 | -1.1828 | -1.2079 | -1.2464 | -1.2808 | -1.3011 | -1.3222 | -1.354
Hamilton | -15.9787 | -16.24 | -16.5046 | -16.7532 | -16.955 | -17.2644 | -17.5413 | -17.7046 | -17.8743 | -18.1305
Hardeman | -10.7539 | -10.9298 | -11.1079 | -11.2752 | -11.411 | -11.6192 | -11.8056 | -11.9155 | -12.0297 | -12.2021
Harris | -1644.6766 | -1790.6851 | -1936.494 | -2073.5185 | -804.7149 | -975.21 | -1127.8488 | -1217.8295 | -1311.3316 | -1452.5326
Haskell | -15.4547 | -15.7074 | -15.9633 | -16.2038 | -16.3989 | -16.6981 | -16.966 | -17.1239 | -17.288 | -17.5359
Hays | 624.224 | 618.6022 | 612.91 | 607.5608 | 603.2198 | 596.564 | 590.6052 | 587.0925 | 583.4423 | 577.93
Henderson | 65.4053 | 62.7791 | 60.12 | 57.6211 | 55.5932 | 52.4839 | 49.7003 | 48.0593 | 46.3541 | 43.7791
Hidalgo | 745.9754 | 728.3216 | 710.4471 | 693.6495 | 680.0181 | 659.1173 | 640.4055 | 629.3749 | 617.9126 | 600.603
Hill | -88.8277 | -90.2804 | -91.7512 | -93.1333 | -94.255 | -95.9748 | -97.5145 | -98.4221 | -99.3653 | -100.7896
Hood | 910.6443 | 907.4659 | 904.2478 | 901.2236 | 898.7694 | 895.0065 | 891.6376 | 889.6517 | 887.5881 | 884.4717
Hopkins | -96.4351 | -98.0121 | -99.6089 | -101.1094 | -102.3271 | -104.1942 | -105.8658 | -106.8511 | -107.8751 | -109.4214
Houston | -27.0317 | -27.4738 | -27.9214 | -28.342 | -28.6833 | -29.2067 | -29.6752 | -29.9515 | -30.2385 | -30.6719
Howard | 221.2852 | 220.0633 | 229.3262 | 228.1636 | 227.2202 | 225.7736 | 224.4786 | 223.7151 | 222.9218 | 221.7238
Hunt | -103.854 | -107.3888 | -110.9679 | -114.3313 | -117.0607 | -121.2457 | -124.9923 | -127.201 | -129.4961 | -132.962
Irion | -9.8187 | -9.9793 | -10.1418 | -10.2946 | -10.4186 | -10.6087 | -10.7789 | -10.8792 | -10.9835 | -11.1409
Jack | 1217.2221 | 1230.9314 | 1230.637 | 1230.3604 | 1230.1359 | 1229.7917 | 1229.4835 | 1229.3019 | 1229.1131 | 1228.8281
Jackson | -33.9985 | -34.5545 | -35.1174 | -35.6464 | -36.0758 | -36.734 | -37.3233 | -37.6707 | -38.0317 | -38.5769
Jeff Davis | -5.4754 | -5.5649 | -5.6556 | -5.7408 | -5.8099 | -5.9159 | -6.0108 | -6.0668 | -6.1249 | -6.2127
Jim Hogg | -3.4259 | -3.4819 | -3.5386 | -3.5919 | -3.6352 | -3.7015 | -3.7609 | -3.7959 | -3.8323 | -3.8872
Jim Wells | -84.1872 | -85.564 | -86.9579 | -88.2679 | -89.3309 | -90.9609 | -92.4201 | -93.2804 | -94.1742 | -95.5241
Johnson | -62.3764 | -68.0244 | -73.7431 | -79.1172 | -83.4784 | -90.1652 | -96.1518 | -99.6808 | -103.348 | -108.8859
Jones | -39.4458 | -40.0908 | -40.744 | -41.3577 | -41.8558 | -42.6196 | -43.3033 | -43.7063 | -44.1252 | -44.7577
Karnes | -24.4365 | -24.8361 | -25.2407 | -25.621 | -25.9295 | -26.4027 | -26.8262 | -27.0759 | -27.3354 | -27.7272
Kaufman | 1622.0948 | 1616.9107 | 1611.6618 | 1606.7292 | 1602.7263 | 1596.5887 | 1591.0939 | 1587.8548 | 1584.4888 | 1579.4058
Kendall | -104.9648 | -106.6814 | -108.4193 | -110.0526 | -111.378 | -113.4103 | -115.2296 | -116.3022 | -117.4167 | -119.0997
Kenedy | 58.3052 | 58.2824 | 58.2593 | 75.8376 | 75.82 | 75.793 | 75.7688 | 75.7546 | 75.7398 | 75.7174
Kent | -46.48 | -47.2401 | -48.0097 | -48.7329 | -49.3198 | -50.2197 | -51.0254 | -51.5003 | -51.9939 | -52.7391
Kerr | -140.1871 | -142.4796 | -144.8008 | -146.9822 | -148.7523 | -151.4665 | -153.8964 | -155.3289 | -156.8174 | -159.0652
Kimble | -15.4898 | -15.7432 | -15.9996 | -16.2407 | -16.4363 | -16.7362 | -17.0046 | -17.1629 | -17.3274 | -17.5758
King | -7.065 | -7.1806 | -7.2976 | -7.4075 | -7.4967 | -7.6335 | -7.756 | -7.8282 | -7.9032 | -8.0165
Kinney | -5.3536 | -5.4412 | -5.5298 | -5.6131 | -5.6807 | -5.7844 | -5.8772 | -5.9319 | -5.9887 | -6.0746
Kleberg | -52.3439 | -53.1999 | -54.0666 | -54.8811 | -55.542 | -56.5555 | -57.4627 | -57.9976 | -58.5534 | -59.3927
Knox | -9.6281 | -9.7856 | -9.945 | -10.0948 | -10.2164 | -10.4028 | -10.5697 | -10.6681 | -10.7703 | -10.9247
La Salle | -14.2909 | -14.5246 | -14.7613 | -14.9836 | -15.1641 | -15.4408 | -15.6885 | -15.8345 | -15.9863 | -16.2154
Lamar | 1248.2954 | 1246.2136 | 1244.1057 | 1242.1248 | 1240.5173 | 1238.0526 | 1235.8459 | 1234.5451 | 1233.1934 | 1231.1522
Lampasas | -50.1283 | -50.948 | -51.7781 | -52.5581 | -53.191 | -54.1616 | -55.0305 | -55.5427 | -56.0749 | -56.8787
Lavaca | -29.8399 | -30.3279 | -30.822 | -31.2863 | -31.6631 | -32.2408 | -32.7581 | -33.063 | -33.3798 | -33.8583
Lee | -29.9892 | -30.4796 | -30.9761 | -31.4428 | -31.8215 | -32.4021 | -32.9219 | -33.2283 | -33.5468 | -34.0276
Leon | -52.8371 | -53.7011 | -54.576 | -55.3981 | -56.0653 | -57.0883 | -58.0042 | -58.5441 | -59.1051 | -59.9523
Limestone | 1629.5619 | 1628.5899 | 1627.6058 | 1626.6809 | 1625.9304 | 1624.7796 | 1623.7493 | 1623.142 | 1622.5109 | 1621.5578
Live Oak | -62.2744 | -63.2928 | -64.3239 | -65.2929 | -66.0793 | -67.285 | -68.3644 | -69.0007 | -69.6619 | -70.6605
Llano | 416.5375 | 415.2871 | 414.021 | 412.8313 | 411.8658 | 410.3854 | 409.06 | 408.2787 | 407.4668 | 406.2408
Loving | -5.4471 | -5.5362 | -5.6264 | -5.7111 | -5.7799 | -5.8854 | -5.9798 | -6.0355 | -6.0933 | -6.1806
Madison | -5.4715 | -5.561 | -5.6516 | -5.7367 | -5.8058 | -5.9117 | -6.0066 | -6.0625 | -6.1206 | -6.2083
Martin | -8.9153 | -9.2377 | -9.5641 | -9.8709 | -10.1199 | -10.5016 | -10.8433 | -11.0448 | -11.2541 | -11.5702
Mason | -10.9095 | -11.0879 | -11.2685 | -11.4383 | -11.576 | -11.7873 | -11.9764 | -12.0878 | -12.2037 | -12.3786
Matagorda | 2630.6744 | 2628.723 | 2626.7473 | 2624.8905 | 2623.3838 | 2621.0735 | 2619.0052 | 2617.7859 | 2616.5189 | 2614.6056
Maverick | -53.3571 | -54.6221 | -55.903 | -57.1067 | -58.0835 | -59.5812 | -60.9221 | -61.7125 | -62.5339 | -63.7743
McCulloch | -20.8601 | -21.2013 | -21.5467 | -21.8713 | -22.1347 | -22.5385 | -22.9001 | -23.1133 | -23.3348 | -23.6692
Mclennan | -580.4199 | 335.0883 | 325.4779 | 316.4464 | 309.1173 | 297.8798 | 287.8192 | 281.8884 | 275.7256 | 266.4188
Mcmullen | -7.7734 | -7.9006 | -8.0293 | -8.1502 | -8.2484 | -8.3989 | -8.5336 | -8.613 | -8.6956 | -8.8202
Medina | -157.2695 | -159.8414 | -162.4454 | -164.8926 | -166.8784 | -169.9233 | -172.6493 | -174.2563 | -175.9262 | -178.4479
Menard | -6.7301 | -6.8402 | -6.9516 | -7.0563 | -7.1413 | -7.2716 | -7.3882 | -7.457 | -7.5285 | -7.6364
Midland | -220.6925 | -224.3016 | -227.9558 | -231.3898 | -234.1765 | -238.4494 | -242.2747 | -244.5297 | -246.873 | -250.4117
Milam | 1086.1112 | 1085.1482 | 1084.1731 | 1083.2568 | 1082.5132 | 1081.373 | 1080.3523 | 1079.7506 | 1079.1253 | 1078.181
Mills | -7.8065 | -7.9341 | -8.0634 | -8.1849 | -8.2834 | -8.4346 | -8.5699 | -8.6497 | -8.7325 | -8.8577
Mitchell | 482.4253 | 482.1527 | 481.8766 | 481.6171 | 481.4065 | 481.0837 | 480.7947 | 480.6243 | 480.4472 | 480.1799
Montague | -53.2722 | -54.1433 | -55.0254 | -55.8543 | -56.527 | -57.5584 | -58.4818 | -59.0261 | -59.5918 | -60.446
Montgomery | -168.4506 | -171.2839 | -174.1525 | -176.8483 | -179.036 | -182.3903 | -185.3933 | -187.1636 | -189.0032 | -191.7811
Motley | -3.3067 | -3.3608 | -3.4156 | -3.467 | -3.5088 | -3.5728 | -3.6301 | -3.6639 | -3.699 | -3.752
Nacogdoches | -129.7803 | -31.9027 | -34.0515 | -36.0709 | -37.7097 | -40.2224 | -42.4719 | -43.798 | -45.176 | -47.257
Navarro | -151.185 | -153.6573 | -156.1606 | -158.5131 | -160.4221 | -163.3492 | -165.9698 | -167.5146 | -169.1199 | -171.544
Nolan | 89.9922 | 89.2726 | 88.5439 | 87.8591 | 87.3034 | 86.4514 | 85.6886 | 85.2389 | 84.7716 | 84.066
Nueces | 1349.0046 | 1338.3922 | 1324.6096 | 1311.6573 | 1921.1465 | 2525.0304 | 2510.6022 | 2502.0968 | 2493.2585 | 2479.9114
Palo Pinto | 563.8022 | 562.6706 | 561.5248 | 560.4481 | 559.5743 | 558.2346 | 557.0351 | 556.3281 | 555.5933 | 554.4838
Parker | -350.7922 | -356.6842 | -372.1498 | -377.756 | -382.3055 | -389.2812 | -395.5262 | -399.2077 | -403.0333 | -408.8104
Pecos | -7.0681 | -8.1829 | -9.3116 | -10.3723 | -11.2331 | -12.5529 | -13.7345 | -14.431 | -15.1548 | -16.2478
Presidio | -10.7656 | -10.9417 | -11.1199 | -11.2875 | -11.4234 | -11.6318 | -11.8184 | -11.9284 | -12.0428 | -12.2154
Rains | -18.3755 | -18.676 | -18.9802 | -19.2661 | -19.4982 | -19.8539 | -20.1725 | -20.3602 | -20.5553 | -20.85
Reagan | -14.9547 | -15.1992 | -15.4468 | -15.6795 | -15.8684 | -16.1579 | -16.4171 | -16.5699 | -16.7287 | -16.9685
Real | -12.0194 | -12.216 | -12.415 | -12.602 | -12.7538 | -12.9865 | -13.1948 | -13.3176 | -13.4453 | -13.638
Red River | -21.5174 | -21.8693 | -22.2255 | -22.5604 | -22.8321 | -23.2487 | -23.6216 | -23.8415 | -24.07 | -24.415
Reeves | -17.1442 | -17.4246 | -17.7084 | -17.9752 | -18.1917 | -18.5236 | -18.8208 | -18.9959 | -19.178 | -19.4529
Refugio | -21.6974 | -22.0523 | -22.4115 | -22.7491 | -23.0231 | -23.4432 | -23.8193 | -24.041 | -24.2714 | -24.6193
Robertson | 1907.6133 | 1907.2145 | 1906.8107 | 1906.4313 | 1906.1233 | 1905.6512 | 1905.2285 | 1904.9793 | 1904.7204 | 1904.3293
Rockwall | -243.2779 | -247.2563 | -251.2844 | -255.0699 | -258.1418 | -262.8519 | -267.0687 | -269.5545 | -272.1377 | -276.0385
Runnels | -25.5136 | -25.9308 | -26.3533 | -26.7503 | -27.0725 | -27.5664 | -28.0087 | -28.2694 | -28.5403 | -28.9494
Rusk | 3358.1595 | 3358.0803 | 3358.0002 | 3357.9248 | 3357.8637 | 3357.77 | 3357.6861 | 3357.6366 | 3357.5852 | 3357.5076
San Patricio | 303.8562 | 301.4155 | 298.9444 | 296.6221 | 294.7376 | 291.8481 | 289.2612 | 287.7362 | 286.1515 | 283.7585
San Saba | -10.8512 | -11.0286 | -11.2083 | -11.3772 | -11.5142 | -11.7243 | -11.9124 | -12.0232 | -12.1385 | -12.3125
Schleicher | -10.6756 | -10.8502 | -11.027 | -11.1931 | -11.3279 | -11.5346 | -11.7196 | -11.8287 | -11.942 | -12.1132
Scurry | -23.8359 | -25.2641 | -26.7102 | -28.0692 | -29.172 | -30.8629 | -32.3767 | -33.2691 | -34.1964 | -35.5968
Shackelford | 38.5016 | 38.3267 | 38.1495 | 37.9831 | 37.848 | 37.6408 | 37.4554 | 37.3461 | 37.2325 | 37.0609
Smith | -443.963 | -451.2232 | -458.5743 | -465.4824 | -471.0885 | -479.6841 | -487.3794 | -491.9159 | -496.6298 | -503.7485
Somervell | 2421.4222 | 2420.9875 | 2420.5475 | 2420.1339 | 2419.7983 | 2419.2837 | 2418.823 | 2418.5515 | 2418.2693 | 2417.8431
Starr | -27.1426 | -28.1752 | -29.2207 | -30.2032 | -31.0006 | -32.2231 | -33.3175 | -33.9627 | -34.6332 | -35.6456
Stephens | -54.6012 | -55.4941 | -56.3982 | -57.2478 | -57.9372 | -58.9944 | -59.9408 | -60.4987 | -61.0785 | -61.954
Sterling | 65.1647 | 65.0742 | 64.9826 | 64.8964 | 64.8265 | 64.7194 | 64.6234 | 64.5669 | 64.5081 | 64.4193
Stonewall | -6.6433 | -6.7519 | -6.8619 | -6.9653 | -7.0492 | -7.1778 | -7.293 | -7.3608 | -7.4314 | -7.5379
Sutton | -16.057 | -16.3196 | -16.5855 | -16.8353 | -17.0381 | -17.349 | -17.6273 | -17.7914 | -17.9619 | -18.2193
Tarrant | -2790.7673 | -2857.1171 | -2924.2963 | -2987.4283 | -3038.6604 | -3117.2134 | -3187.5394 | -3228.9967 | -3272.0763 | -3337.1326
Taylor | -142.3257 | -146.4439 | -150.6136 | -154.532 | -157.7119 | -162.5875 | -166.9525 | -169.5257 | -172.1995 | -176.2374
Terrell | -1.8577 | -1.8881 | -1.9188 | -1.9478 | -1.9712 | -2.0072 | -2.0394 | -2.0584 | -2.0781 | -2.1079
Throckmorton | -6.8332 | -6.945 | -7.0581 | -7.1645 | -7.2507 | -7.383 | -7.5015 | -7.5713 | -7.6439 | -7.7534
Titus | 1950 | 1950 | 1950 | 1950 | 1950 | 1950 | 1950 | 1950 | 1950 | 1950
Tom Green | -177.0365 | -180.1459 | -183.2941 | -186.2527 | -188.6536 | -192.3348 | -195.6305 | -197.5733 | -199.5922 | -202.6409
Travis | 180.7308 | 185.7811 | 160.5194 | 136.7797 | 117.5147 | 87.9761 | 61.5311 | 45.9418 | 29.7424 | 5.2791
Upton | 17.002 | 16.778 | 16.5511 | 16.338 | 16.165 | 15.8998 | 15.6624 | 15.5224 | 15.377 | 15.1573
Uvalde | -46.7336 | -47.4979 | -48.2717 | -48.9989 | -49.589 | -50.4938 | -51.3039 | -51.7814 | -52.2776 | -53.0269
Val Verde | -0.57743 | -1.8265 | -3.0911 | -4.2795 | -5.244 | -6.7227 | -8.0466 | -8.827 | -9.638 | -10.8627
Van Zandt | -62.5993 | -63.623 | -64.6595 | -65.6336 | -66.424 | -67.636 | -68.7211 | -69.3607 | -70.0254 | -71.0291
Victoria | 340.6995 | 337.3749 | 334.0087 | 330.8453 | 328.2781 | 324.342 | 320.8181 | 318.7408 | 316.5822 | 313.3224
Waller | -151.9255 | -154.41 | -156.9255 | -159.2895 | -161.2079 | -164.1494 | -166.7827 | -168.3351 | -169.9482 | -172.3843
Ward | 317.8858 | 317.0989 | 316.3023 | 315.5536 | 314.946 | 314.0145 | 313.1805 | 312.6889 | 312.178 | 311.4065
Washington | -94.4535 | -95.9981 | -97.562 | -99.0317 | -100.2244 | -102.0532 | -103.6903 | -104.6555 | -105.6584 | -107.1729
Webb | -83.2089 | -88.8232 | -94.5076 | -99.8496 | -104.1846 | -110.8314 | -116.7821 | -120.2901 | -123.9353 | -129.4401
Wharton | 533.6926 | 532.0522 | 530.3913 | 528.8305 | 527.5639 | 525.6219 | 523.8832 | 522.8583 | 521.7932 | 520.1848
Wichita | -191.7843 | -196.2125 | -200.6961 | -204.9096 | -208.3288 | -213.5715 | -218.2651 | -221.032 | -223.9072 | -228.249
Wilbarger | 738.3135 | 737.9589 | 737.5998 | 737.2624 | 736.9885 | 736.5687 | 736.1928 | 735.9712 | 735.7409 | 735.3932
Willacy | -30.0524 | -12.9439 | -13.4415 | -13.9091 | -14.2886 | -14.8704 | -15.3913 | -15.6984 | -16.0175 | -16.4994
Williamson | -710.0519 | -721.6636 | -733.4204 | -744.469 | -753.435 | -767.1824 | -779.4899 | -786.7453 | -794.2845 | -805.6699
Wilson | -65.5846 | -66.6572 | -67.7431 | -68.7636 | -69.5918 | -70.8616 | -71.9984 | -72.6685 | -73.3649 | -74.4165
Winkler | -27.3289 | -27.9934 | -28.6661 | -29.2983 | -29.8113 | -30.5979 | -31.3022 | -31.7173 | -32.1487 | -32.8002
Wise | 598.0668 | 594.6009 | 591.0918 | 587.7941 | 585.1179 | 581.0147 | 577.3412 | 575.1756 | 572.9254 | 569.5271
Young | 571.0898 | 592.1717 | 591.4447 | 590.7614 | 590.2069 | 589.3568 | 588.5957 | 588.147 | 587.6808 | 586.9767
Zapata | -26.851 | -27.2901 | -27.7347 | -28.1525 | -28.4915 | -29.0114 | -29.4768 | -29.7512 | -30.0363 | -30.4668
Zavala | -18.4148 | -18.716 | -19.0209 | -19.3074 | -19.5399 | -19.8965 | -20.2156 | -20.4038 | -20.5993 | -20.8946