## scedhist_sswg
[10 empty] | Current CCT | [8 empty] | New CCT | [14 empty] | SF+ ECI Threshold | 2500 | SF- ECI Threshold | 2000
str | contingency | constraint | linelimit | devicecnt | cktcnt | frombus | tobus | direction | sys_total_load | worst_load_curcct | pivotal_flow_curcct | under_gen_mw_curcct | eciexp_p | eciimp_n | mingensf | maxgensf | minbussf | maxbussf | worst_flow | pivotal_flow | under_gen_mw | eci002_p | eci002_n | eci1_3_p | eci1_3_n | eci000_p | eci000_n | eci1_2_p | eci1_2_n | ecisqr_p | ecisqr_n | ecim23_p | ecim23_n | cur_cct_flag | new_cct_flag | Not overloadable? | SF> 2% | ECI<Threshold | No pivotal player | w/o OL check | exectime | crr_flag | crr_worst | crr_ppi | crr_ecip | crr_ecin | crr_limit | diff_flag
BASE CASE 365__A FROM_TO | BASE CASE | 365__A | 1631 | 0 | 0 | MTENTRPR_5 | MTENTRPR_5G | FROM_TO | 74960.94 | 76591.94 | 0 | 0 | 800.581 | 10000 | -1 | 0 | -1 | 0 | 0 | 0 | 0 |  | 10000 |  | 10000 |  | 10000 |  | 10000 |  | 10000 | 0 | 10000 | Competitive | Competitive | 1 | TRUE | FALSE | 1 | Non-Competitive | 0.7735 | Competitive | 0 | 0 | 0 | 10000 | 1673 | 1
BASE CASE 365__A TO_FROM | BASE CASE | 365__A | 1631 | 0 | 0 | MTENTRPR_5 | MTENTRPR_5G | TO_FROM | 74960.94 | 94328.7 | 0 | 0 | 10000 | 800.581 | 0 | 1 | 0 | 1 | 965 | 0 | 0 | 10000 |  | 10000 |  | 10000 |  | 10000 |  | 10000 |  | 10000 | 0 | Competitive | Competitive | 1 | TRUE | FALSE | 1 | Non-Competitive | 0.7735 | Competitive | 965 | 0 | 10000 | 0 | 1673 | 1
BASE CASE 6437__C FROM_TO | BASE CASE | 6437__C | 394 | 0 | 0 | GOLDENSW_8 | BRAND_8 | FROM_TO | 74960.94 | 75287.19 | -63.1293 | 0 | 1425.579 | 1595.622 | -0.0039 | 0.33932 | -0.63893 | 0.33932 | 185.4585 | -41.9729 | 0 | 4078.118 |  | 4602.619 | 3771.503 | 3534.819 | 933.305 | 4181.125 | 3771.503 | 4526.831 | 1355.4 | 4558.065 | 3690.322 | Competitive | Competitive | 1 | TRUE | FALSE | 1 | Non-Competitive | 0.703 | Competitive | 190.7166 | 37.071 | 4723.011 | 4091.305 | 393 | 1
BASE CASE 6437__C TO_FROM | BASE CASE | 6437__C | 394 | 0 | 0 | GOLDENSW_8 | BRAND_8 | TO_FROM | 74960.94 | 75929.85 | -125.111 | 0 | 1008.776 | 1425.579 | -0.01849 | 0.062871 | -0.33932 | 0.63893 | 65.0412 | 49.1026 | 0 | 10000 |  | 10000 | 9799.425 | 821.308 | 6531.023 | 10000 | 10000 | 8354.393 | 9663.462 | 10000 | 9931.513 | Competitive | Competitive | 1 | TRUE | FALSE | 1 | Non-Competitive | 0.703 | Competitive | 86.4772 | -27.5713 | 9383.244 | 2569.032 | 393 | 1
BASE CASE BOW_JOHN_1 FROM_TO | BASE CASE | BOW_JOHN_1 | 194 | 0 | 0 | BOWIE9 | JOHNSONSW | FROM_TO | 74960.94 | 75266.12 | -24.9869 | 0 | 1960.667 | 855.989 | -0.00659 | 0.044052 | -0.56277 | 0.36183 | 22.0694 | 12.2473 | 7014.64 | 10000 |  | 10000 | 2998.804 | 2251.551 | 1623.841 | 10000 | 2998.804 | 6697.025 | 3368.22 | 10000 | 3997.903 | Competitive | Competitive | 1 | TRUE | FALSE | 1 | Non-Competitive | 0.8985 | Non-Competitive | 34.2476 | 15.4008 | 5348.668 | 2413.311 | 14 | 0
BASE CASE BOW_JOHN_1 TO_FROM | BASE CASE | BOW_JOHN_1 | 194 | 0 | 0 | BOWIE9 | JOHNSONSW | TO_FROM | 74960.94 | 75434.93 | -15.399 | 0 | 855.989 | 2012.207 | -0.00798 | 0.00659 | -0.36183 | 0.56277 | 22.6022 | -9.0168 | 0 |  |  | 2359.445 | 8768.246 | 764.847 | 2236.966 | 2502.965 | 10000 | 1516.41 | 7250.312 | 3252.359 | 9446.691 | Competitive | Competitive | 1 | FALSE | FALSE | 1 | Non-Competitive | 0.8985 | Non-Competitive | 51.7336 | -5.527 | 947.864 | 10000 | 14 | 0
BASE CASE BRACKV_HAMILT1_1 FROM_TO | BASE CASE | BRACKV_HAMILT1_1 | 143 | 0 | 0 | BRACKVL4 | HAMILTON4A | FROM_TO | 74960.94 | 74839.43 | -241.47 | 0 | 1305.41 | 986.187 | -0.35321 | 0.042859 | -0.35321 | 0.43105 | 185.9167 | -103.117 | 0 | 10000 | 2844.211 | 5488.776 | 10000 | 1031.896 | 1498.709 | 10000 | 10000 | 1693.809 | 6293.389 | 4479.45 | 7890.56 | Competitive | Non-Competitive | 0 | TRUE | FALSE | 1 | Non-Competitive | 0.961 | #N/A | #N/A | #N/A | #N/A | #N/A | #N/A | #N/A
BASE CASE BRACKV_HAMILT1_1 TO_FROM | BASE CASE | BRACKV_HAMILT1_1 | 143 | 0 | 0 | BRACKVL4 | HAMILTON4A | TO_FROM | 74960.94 | 74402.65 | -197.169 | 0 | 1006.802 | 1285.553 | -0.04286 | 0.35321 | -0.43105 | 0.35321 | 377.6831 | -27.6723 | 0 | 1227.715 | 10000 | 7025.347 | 5982.53 | 898.394 | 1183.592 | 10000 | 10000 | 2530.907 | 1968.77 | 3267.219 | 4776.216 | Competitive | Non-Competitive | 0 | TRUE | FALSE | 1 | Non-Competitive | 0.961 | #N/A | #N/A | #N/A | #N/A | #N/A | #N/A | #N/A
BASE CASE BRUNI_69_1 FROM_TO | BASE CASE | BRUNI_69_1 | 37 | 0 | 0 | BRUNISUB9 | BRUNISUB8 | FROM_TO | 74960.94 | 75301.77 | -18.3399 | 0 | 846.407 | 1154.739 | -0.00988 | 0.012905 | -0.04839 | 0.81537 | 20.4996 | -6.4054 | 0 |  |  | 8731.404 | 2178.222 | 1067.22 | 892.481 | 8731.404 | 4178.147 | 6313.571 | 1539.674 | 8954.951 | 2277.939 | Competitive | Competitive | 1 | FALSE | FALSE | 1 | Non-Competitive | 0.7105 | Competitive | 22.7163 | -9.7227 | 8835.418 | 2240.471 | 37 | 1
BASE CASE BRUNI_69_1 TO_FROM | BASE CASE | BRUNI_69_1 | 37 | 0 | 0 | BRUNISUB9 | BRUNISUB8 | TO_FROM | 74960.94 | 74981.58 | -17.5326 | 0 | 1071.364 | 924.488 | -0.01291 | 0.032916 | -0.81537 | 0.048395 | 20.1393 | -8.2929 | 0 | 10000 |  | 10000 | 10000 | 919.551 | 1455.959 | 10000 | 10000 | 4657.709 | 7915.648 | 10000 | 10000 | Competitive | Competitive | 1 | TRUE | FALSE | 1 | Non-Competitive | 0.7105 | Competitive | 22.29 | -6.2391 | 10000 | 10000 | 37 | 1
BASE CASE B_DAVI_WOOLRI1_1 FROM_TO | BASE CASE | B_DAVI_WOOLRI1_1 | 320 | 0 | 0 | DAVIS 4 | WOOLDRI4 | FROM_TO | 74960.94 | 76268.19 | -0.91276 | 0 | 1311.005 | 1608.053 | -0.02084 | 0.14536 | -0.17627 | 0.14536 | 89.2218 | 16.003 | 0 | 9503.316 | 10000 | 10000 | 4426.09 | 2861.234 | 3964.151 | 10000 | 4426.09 | 9524.643 | 5481.465 | 9892.094 | 5553.714 | Competitive | Competitive | 1 | TRUE | FALSE | 1 | Non-Competitive | 0.852 | Competitive | 86.9823 | 14.5689 | 9893.892 | 6093.193 | 330 | 1
BASE CASE B_DAVI_WOOLRI1_1 TO_FROM | BASE CASE | B_DAVI_WOOLRI1_1 | 320 | 0 | 0 | DAVIS 4 | WOOLDRI4 | TO_FROM | 74960.94 | 77152.21 | -88.1059 | 0 | 1530.859 | 1311.006 | -0.14536 | 0.02084 | -0.14536 | 0.17627 | 1.7412 | -30.2031 | 0 | 10000 | 9503.316 | 3165.852 | 10000 | 2888.88 | 3836.512 | 3165.852 | 10000 | 4334.511 | 9842.585 | 4384.915 | 9892.094 | Competitive | Competitive | 1 | TRUE | FALSE | 1 | Non-Competitive | 0.852 | Competitive | 3.698 | -27.9873 | 4952.096 | 9893.892 | 330 | 1
BASE CASE CTHR_SONR1_1 FROM_TO | BASE CASE | CTHR_SONR1_1 | 154 | 0 | 0 | SONORA 4 | CAUTHORN | FROM_TO | 74960.94 | 74754.73 | -92.3823 | 0 | 1106.689 | 1390.827 | -0.20877 | 0.091519 | -0.69094 | 0.19676 | 294.3096 | 8.9931 | 0 | 2941.841 | 7539.213 | 10000 | 10000 | 1044.343 | 1237.305 | 10000 | 10000 | 1485.663 | 6698.963 | 5732.246 | 9555.322 | Competitive | Non-Competitive | 0 | TRUE | FALSE | 1 | Non-Competitive | 0.953 | Non-Competitive | 306.2697 | -0.39833 | 4659.206 | 9550.887 | 154 | 1
BASE CASE CTHR_SONR1_1 TO_FROM | BASE CASE | CTHR_SONR1_1 | 154 | 0 | 0 | SONORA 4 | CAUTHORN | TO_FROM | 74960.94 | 75332.38 | -199.288 | 0 | 1390.827 | 1046.111 | -0.01435 | 0.20877 | -0.19676 | 0.69094 | 82.6967 | 44.39 | 2929.84 | 4900.303 |  | 6518.116 | 1717.583 | 1038.108 | 1715.763 | 6518.116 | 2673.358 | 4874.999 | 1755.105 | 6962.819 | 1752.451 | Competitive | Competitive | 1 | TRUE | FALSE | 1 | Non-Competitive | 0.953 | Competitive | 82.8187 | 33.2334 | 7077.486 | 2058.58 | 154 | 1
BASE CASE ECRSW_FMR1 FROM_TO | BASE CASE | ECRSW_FMR1 | 24 | 0 | 0 | ENSCRKSS_9 | ENSCRKSS_8 | FROM_TO | 74960.94 | 94328.7 | -19.3821 | 0 | 788.325 | 0 | -0.00026 | 0 | -0.00026 | 0.99974 | -19.3742 | -17.5273 | 7134.64 |  |  |  | 921.083 |  | 921.083 |  | 921.083 |  | 921.083 | 0 | 921.083 | Competitive | Competitive | 1 | FALSE | TRUE | 1 | Non-Competitive | 1.0625 | Competitive | -19.3721 | -17.884 | 0 | 920.068 | 24 | 1
BASE CASE ECRSW_FMR1 TO_FROM | BASE CASE | ECRSW_FMR1 | 24 | 0 | 0 | ENSCRKSS_9 | ENSCRKSS_8 | TO_FROM | 74960.94 | 74965.48 | 19.3821 | 0 | 788.325 | 0 | 0 | 0.000258 | -0.99974 | 0.000258 | 19.4621 | 19.3719 | 0 |  |  | 788.325 |  | 788.325 |  | 788.325 |  | 788.325 |  | 788.325 | 0 | Competitive | Competitive | 1 | FALSE | TRUE | 1 | Non-Competitive | 1.0625 | Competitive | 19.3956 | 19.3991 | 783.088 | 0 | 24 | 1
BASE CASE ESKSW_FMR1 FROM_TO | BASE CASE | ESKSW_FMR1 | 88 | 0 | 0 | ESKOTA_9 | ESKOTA_8 | FROM_TO | 74960.94 | 75553.28 | -92.8201 | 0 | 1648.849 | 1015.207 | -0.0031 | 0.043069 | -0.18024 | 0.50852 | -18.9499 | -20.5062 | 6093.44 | 4669.976 |  | 3726.801 | 7467.616 | 3317.192 | 945.453 | 5962.745 | 10000 | 4436.875 | 1359.543 | 4636.376 | 8699.675 | Competitive | Competitive | 1 | TRUE | FALSE | 1 | Non-Competitive | 0.883 | Competitive | -16.0407 | -19.1287 | 4269.456 | 4935.969 | 88 | 1
BASE CASE ESKSW_FMR1 TO_FROM | BASE CASE | ESKSW_FMR1 | 88 | 0 | 0 | ESKOTA_9 | ESKOTA_8 | TO_FROM | 74960.94 | 74950.9 | 21.7762 | 0 | 1015.207 | 1648.849 | -0.00794 | 0.18024 | -0.50852 | 0.18024 | 93.1059 | 35.9686 | 0 | 5207.624 |  | 5207.624 | 10000 | 1335.095 | 2346.385 | 5207.624 | 10000 | 5157.642 | 6333.343 | 5207.624 | 10000 | Competitive | Non-Competitive | 0 | TRUE | FALSE | 1 | Non-Competitive | 0.883 | Non-Competitive | 92.392 | 37.0934 | 5207.624 | 10000 | 88 | 1
BASE CASE LC_NEW60_A FROM_TO | BASE CASE | LC_NEW60_A | 440 | 0 | 0 | NEWGLF608000 | S_LANE__138A | FROM_TO | 74960.94 | 74204.6 | -409.329 | 0 | 1647.671 | 1028.342 | -0.2166 | 0.55904 | -0.27225 | 0.62532 | 575.2862 | -29.5465 | 0 | 1658.44 | 3190.185 | 5854.323 | 10000 | 1438.631 | 1339.158 | 10000 | 10000 | 3062.542 | 6610.531 | 3424.709 | 7500.433 | Competitive | Non-Competitive | 0 | TRUE | FALSE | 1 | Non-Competitive | 0.711 | Non-Competitive | 340.5857 | -83.1103 | 5146.472 | 8123.68 | 336 | 1
BASE CASE LC_NEW60_A TO_FROM | BASE CASE | LC_NEW60_A | 440 | 0 | 0 | NEWGLF608000 | S_LANE__138A | TO_FROM | 74960.94 | 75038.21 | -437.271 | 0 | 1028.342 | 1647.671 | -0.55904 | 0.2166 | -0.62532 | 0.27225 | 391.6808 | -470.344 | 0 | 2592.111 | 2205.175 | 10000 | 5854.323 | 1097.612 | 1731.917 | 10000 | 10000 | 6254.149 | 3366.747 | 7202.234 | 3789.159 | Competitive | Competitive | 1 | TRUE | FALSE | 1 | Non-Competitive | 0.711 | Non-Competitive | 394.7642 | -320.731 | 8006.766 | 5146.472 | 336 | 0
BASE CASE MARION_4AT2 FROM_TO | BASE CASE | MARION_4AT2 | 477 | 0 | 0 | L_MARION5_1Y | L_MARION8_1Y | FROM_TO | 74960.94 | 75092.83 | 245.7067 | 0 | 10000 | 1370.982 | -0.03505 | 0.03377 | -0.40495 | 0.03377 | 423.4628 | 288.3348 | 0 | 10000 | 10000 | 4310.262 | 10000 | 795.473 | 7983.951 | 10000 | 10000 | 1671.307 | 9704.003 | 6724.512 | 10000 | Competitive | Competitive | 1 | TRUE | FALSE | 1 | Non-Competitive | 0.922 | Competitive | 448.6275 | 289.6374 | 6762.042 | 10000 | 473 | 1
BASE CASE MARION_4AT2 TO_FROM | BASE CASE | MARION_4AT2 | 477 | 0 | 0 | L_MARION5_1Y | L_MARION8_1Y | TO_FROM | 74960.94 | 94328.7 | -388.911 | 0 | 1397.635 | 10000 | -0.03377 | 0.035054 | -0.03377 | 0.40495 | -209.611 | -361.24 | 0 | 10000 | 10000 | 10000 | 4975.529 | 7969.033 | 929.262 | 10000 | 10000 | 9703.938 | 1897.947 | 10000 | 7169.4 | Competitive | Competitive | 1 | TRUE | FALSE | 1 | Non-Competitive | 0.922 | Competitive | -233.017 | -390.483 | 10000 | 7054.202 | 473 | 1
BASE CASE MATA_PADR1_1 FROM_TO | BASE CASE | MATA_PADR1_1 | 214 | 0 | 0 | PADUCRT2 | MATADOR2 | FROM_TO | 74960.94 | 75316.03 | -28.2516 | 0 | 1828.351 | 5007.598 | -0.00372 | 0.002246 | -0.54909 | 0.18871 | 19.0043 | 10.8462 | 2503.54 |  |  | 2502.408 | 3331.601 | 1137.004 | 3277.242 | 2790.298 | 3331.601 | 1200.398 | 3909.361 | 2821.144 | 3922.609 | Competitive | Competitive | 1 | FALSE | FALSE | 1 | Non-Competitive | 0.8515 | Competitive | 23.5511 | 13.8192 | 2294.744 | 3936.632 | 214 | 1
BASE CASE MATA_PADR1_1 TO_FROM | BASE CASE | MATA_PADR1_1 | 214 | 0 | 0 | PADUCRT2 | MATADOR2 | TO_FROM | 74960.94 | 75780.16 | -17.5937 | 0 | 5007.596 | 1828.351 | -0.00225 | 0.54909 | -0.18871 | 0.54909 | 58.3774 | -17.9663 | 0 | 5646.019 |  | 10000 | 2790.298 | 2735.899 | 1186.498 | 10000 | 2790.298 | 9017.799 | 1249.389 | 9146.527 | 2988.421 | Competitive | Competitive | 1 | TRUE | FALSE | 1 | Non-Competitive | 0.8515 | Competitive | 64.1534 | -21.7124 | 9190.031 | 3091.059 | 214 | 1
BASE CASE MLSES_FMR1 FROM_TO | BASE CASE | MLSES_FMR1 | 880 | 0 | 0 | MARTINLK_5 | MLSES_UNIT1 | FROM_TO | 74960.94 | 75840.94 | 0 | 0 | 769.732 | 10000 | -1 | 0 | -1 | 0 | 0 | 0 | 0 |  | 10000 |  | 10000 |  | 10000 |  | 10000 |  | 10000 | 0 | 10000 | Competitive | Competitive | 1 | TRUE | FALSE | 1 | Non-Competitive | 0.914 | Competitive | 0 | 0 | 0 | 10000 | 880 | 1
BASE CASE MLSES_FMR1 TO_FROM | BASE CASE | MLSES_FMR1 | 880 | 0 | 0 | MARTINLK_5 | MLSES_UNIT1 | TO_FROM | 74960.94 | 94328.7 | 0 | 0 | 10000 | 769.732 | 0 | 1 | 0 | 1 | 825 | 0 | 0 | 10000 |  | 10000 |  | 10000 |  | 10000 |  | 10000 |  | 10000 | 0 | Competitive | Competitive | 1 | TRUE | FALSE | 1 | Non-Competitive | 0.914 | Competitive | 825 | 0 | 10000 | 0 | 880 | 1
BASE CASE MLSES_FMR2 FROM_TO | BASE CASE | MLSES_FMR2 | 880 | 0 | 0 | MARTINLK_5 | MLSES_UNIT2 | FROM_TO | 74960.94 | 75840.94 | 0 | 0 | 769.732 | 10000 | -1 | 0 | -1 | 0 | 0 | 0 | 0 |  | 10000 |  | 10000 |  | 10000 |  | 10000 |  | 10000 | 0 | 10000 | Competitive | Competitive | 1 | TRUE | FALSE | 1 | Non-Competitive | 0.867 | Competitive | 0 | 0 | 0 | 10000 | 880 | 1
BASE CASE MLSES_FMR2 TO_FROM | BASE CASE | MLSES_FMR2 | 880 | 0 | 0 | MARTINLK_5 | MLSES_UNIT2 | TO_FROM | 74960.94 | 94328.7 | 0 | 0 | 10000 | 769.732 | 0 | 1 | 0 | 1 | 825 | 0 | 0 | 10000 |  | 10000 |  | 10000 |  | 10000 |  | 10000 |  | 10000 | 0 | Competitive | Competitive | 1 | TRUE | FALSE | 1 | Non-Competitive | 0.867 | Competitive | 825 | 0 | 10000 | 0 | 880 | 1
BASE CASE MLSES_FMR3 FROM_TO | BASE CASE | MLSES_FMR3 | 950 | 0 | 0 | MARTINLK_5 | MLSES_UNIT3 | FROM_TO | 74960.94 | 75910.94 | 0 | 0 | 769.511 | 10000 | -1 | 0 | -1 | 0 | 0 | 0 | 0 |  | 10000 |  | 10000 |  | 10000 |  | 10000 |  | 10000 | 0 | 10000 | Competitive | Competitive | 1 | TRUE | FALSE | 1 | Non-Competitive | 0.9375 | Competitive | 0 | 0 | 0 | 10000 | 880 | 1
BASE CASE MLSES_FMR3 TO_FROM | BASE CASE | MLSES_FMR3 | 950 | 0 | 0 | MARTINLK_5 | MLSES_UNIT3 | TO_FROM | 74960.94 | 94328.7 | 0 | 0 | 10000 | 769.511 | 0 | 1 | 0 | 1 | 835 | 0 | 0 | 10000 |  | 10000 |  | 10000 |  | 10000 |  | 10000 |  | 10000 | 0 | Competitive | Competitive | 1 | TRUE | FALSE | 1 | Non-Competitive | 0.9375 | Competitive | 835 | 0 | 10000 | 0 | 880 | 1
BASE CASE NEWPG_04_A FROM_TO | BASE CASE | NEWPG_04_A | 440 | 0 | 0 | NEWGLF048015 | PLEDGR__8000 | FROM_TO | 74960.94 | 75023.6 | -402.429 | 0 | 1015.318 | 1735.517 | -0.20468 | 0.4408 | -0.37867 | 0.50708 | 419.4677 | -393.91 | 0 | 2352.601 | 2686.115 | 6478.188 | 8791.136 | 1122.399 | 1952.91 | 10000 | 10000 | 4052.263 | 4656.298 | 4425.536 | 5745.96 | Competitive | Competitive | 1 | TRUE | FALSE | 1 | Non-Competitive | 0.6955 | Competitive | 413.446 | -253.898 | 4754.361 | 7372.123 | 532 | 1
BASE CASE NEWPG_04_A TO_FROM | BASE CASE | NEWPG_04_A | 440 | 0 | 0 | NEWGLF048015 | PLEDGR__8000 | TO_FROM | 74960.94 | 74622.94 | -435.112 | 0 | 1710.996 | 1105.968 | -0.4408 | 0.20468 | -0.50708 | 0.37867 | 541.0273 | -56.2089 | 0 | 1934.274 | 2816.399 | 8791.136 | 6478.188 | 1598.265 | 1354.424 | 10000 | 10000 | 3962.622 | 4204.122 | 4791.839 | 4544.339 | Competitive | Non-Competitive | 0 | TRUE | FALSE | 1 | Non-Competitive | 0.6955 | Competitive | 300.3663 | -105.06 | 7372.123 | 4799.316 | 532 | 0
BASE CASE NEWTGF04_A FROM_TO | BASE CASE | NEWTGF04_A | 440 | 0 | 0 | NEWGLF048015 | TXGLF___138A | FROM_TO | 74960.94 | 74586.02 | -441.397 | 0 | 1706.406 | 1021.805 | -0.44089 | 0.20459 | -0.44089 | 0.49284 | 534.7186 | -62.4942 | 0 | 1935.495 | 2813.193 | 8791.648 | 6478.565 | 1599.17 | 1340.368 | 10000 | 10000 | 3976.232 | 4197.675 | 4800.813 | 4542.355 | Competitive | Non-Competitive | 0 | TRUE | FALSE | 1 | Non-Competitive | 0.867 | Competitive | 294.084 | -111.342 | 7379.014 | 4797.864 | 382 | 0
BASE CASE NEWTGF04_A TO_FROM | BASE CASE | NEWTGF04_A | 440 | 0 | 0 | NEWGLF048015 | TXGLF___138A | TO_FROM | 74960.94 | 74996.3 | -396.148 | 0 | 1021.805 | 1706.406 | -0.20459 | 0.44089 | -0.49284 | 0.44089 | 425.749 | -387.63 | 0 | 2349.053 | 2687.767 | 6478.565 | 8791.648 | 1110.329 | 1954.989 | 10000 | 10000 | 4044.708 | 4671.546 | 4422.909 | 5754.536 | Competitive | Competitive | 1 | TRUE | FALSE | 1 | Non-Competitive | 0.867 | Non-Competitive | 419.7448 | -247.613 | 4752.589 | 7379.014 | 382 | 0
BASE CASE NWF_NOTSW_1 FROM_TO | BASE CASE | NWF_NOTSW_1 | 170 | 0 | 0 | NWF_1_8 | NOTSW_1_8 | FROM_TO | 74960.94 | 94328.7 | 0 | 0 | 10000 | 790.855 | 0 | 1 | 0 | 1 | 152.6 | 0 | 0 | 10000 |  | 10000 |  | 10000 |  | 10000 |  | 10000 |  | 10000 | 0 | Competitive | Competitive | 1 | TRUE | FALSE | 1 | Non-Competitive | 0.7895 | Non-Competitive | 305.2 | 0 | 10000 | 0 | 170 | 0
BASE CASE NWF_NOTSW_1 TO_FROM | BASE CASE | NWF_NOTSW_1 | 170 | 0 | 0 | NWF_1_8 | NOTSW_1_8 | TO_FROM | 74960.94 | 75130.94 | 0 | 0 | 790.855 | 10000 | 0 | 0 | -1 | 0 | 0 | 0 | 0 | [10 empty] | 0 | 0 | Competitive | Competitive | 1 | FALSE | TRUE | 1 | Non-Competitive | 0.7895 | Competitive | 0 | 0 | 0 | 0 | 170 | 1
BASE CASE N_SHARPE_PS1 FROM_TO | BASE CASE | N_SHARPE_PS1 | 180.8 | 0 | 0 | SHARPE4 | SHARPE4 | FROM_TO | 74960.94 | 94328.7 | 0 | 0 | 0 | 0 | 0 | 0 | 0 | 0 | 0 | 0 | 0 | [10 empty] | 0 | 0 | Competitive | Competitive | 1 | FALSE | TRUE | 1 | Non-Competitive | 0.789 | Competitive | 0 | 0 | 0 | 0 | 180.8 | 1
BASE CASE N_SHARPE_PS1 TO_FROM | BASE CASE | N_SHARPE_PS1 | 180.8 | 0 | 0 | SHARPE4 | SHARPE4 | TO_FROM | 74960.94 | 94328.7 | 0 | 0 | 0 | 0 | 0 | 0 | 0 | 0 | 0 | 0 | 0 | [10 empty] | 0 | 0 | Competitive | Competitive | 1 | FALSE | TRUE | 1 | Non-Competitive | 0.789 | Competitive | 0 | 0 | 0 | 0 | 180.8 | 1
BASE CASE N_TO_H FROM_TO | BASE CASE | N_TO_H | 3272.7 | 0 | 0 |  |  | FROM_TO | 74960.94 | 53816.68 | -140.717 | 0 | 2597.202 | 1447.118 | -0.41335 | 0.45544 | -0.46764 | 0.45544 | 9567.835 | 4428.256 | 0 | 1395.985 | 2214.087 | 1375.592 | 2364.846 | 1392.172 | 2175.28 | 1411.538 | 2364.846 | 1413.858 | 2407.935 | 1414.025 | 2409.918 | Non-Competitive | Non-Competitive | 0 | TRUE | FALSE | 0 | Non-Competitive | 0.7105 | #N/A | #N/A | #N/A | #N/A | #N/A | #N/A | #N/A
BASE CASE N_TO_H TO_FROM | BASE CASE | N_TO_H | 3272.7 | 0 | 0 |  |  | TO_FROM | 74960.94 | 74461.37 | -5856.49 | 0 | 1395.502 | 2377.499 | -0.45544 | 0.41335 | -0.45544 | 0.46764 | 2527.748 | 2141.726 | 3852.04 | 1927.819 | 1716.375 | 2095.427 | 1698.723 | 1896.931 | 1711.27 | 2095.427 | 1698.723 | 2130.368 | 1688.713 | 2132.001 | 1688.935 | Non-Competitive | Competitive | 1 | TRUE | TRUE | 1 | Competitive | 0.7105 | #N/A | #N/A | #N/A | #N/A | #N/A | #N/A | #N/A
BASE CASE N_TO_W FROM_TO | BASE CASE | N_TO_W | 600 | 0 | 0 |  |  | FROM_TO | 74960.94 | 72740.44 | -2214.26 | 0 | 1808.075 | 863.049 | -0.19957 | 0.54936 | -0.28888 | 0.54936 | 1162.934 | -82.6918 | 0 | 1451.19 | 2009.202 | 2593.116 | 3072.275 | 1438.654 | 1207.272 | 3426.998 | 3144.768 | 1878.376 | 2736.468 | 1888.799 | 2907.612 | Competitive | Non-Competitive | 0 | TRUE | FALSE | 1 | Non-Competitive | 0.7265 | #N/A | #N/A | #N/A | #N/A | #N/A | #N/A | #N/A
BASE CASE N_TO_W TO_FROM | BASE CASE | N_TO_W | 600 | 0 | 0 |  |  | TO_FROM | 74960.94 | 71852.95 | -752.383 | 0 | 872.71 | 1496.98 | -0.18431 | 0.23203 | -0.54936 | 0.28888 | 2213.119 | 589.4564 | 0 | 818.017 | 2058.682 | 892.033 | 3410.861 | 677.948 | 2015.978 | 903.585 | 10000 | 856.216 | 2514.105 | 871.927 | 2532.272 | Competitive | Non-Competitive | 0 | TRUE | FALSE | 1 | Non-Competitive | 0.7265 | #N/A | #N/A | #N/A | #N/A | #N/A | #N/A | #N/A
BASE CASE SNTX1_SNTXTA1_1 FROM_TO | BASE CASE | SNTX1_SNTXTA1_1 | 67 | 0 | 0 | SNTXTAP | SYNTX 2 | FROM_TO | 74960.94 | 94328.7 | -3.8859 | 0 | 10000 | 789.374 | -5e-05 | 0.99995 | -5e-05 | 0.99995 | 59.1141 | 59.4842 | 7071.64 | 10000 |  | 10000 | 921.083 | 10000 | 921.083 | 10000 | 921.083 | 10000 | 921.083 | 10000 | 921.083 | Competitive | Competitive | 1 | TRUE | FALSE | 1 | Non-Competitive | 0.914 | Competitive | 59.1144 | 59.4127 | 10000 | 920.068 | 66.8 | 1
BASE CASE SNTX1_SNTXTA1_1 TO_FROM | BASE CASE | SNTX1_SNTXTA1_1 | 67 | 0 | 0 | SNTXTAP | SYNTX 2 | TO_FROM | 74960.94 | 75024.04 | 3.8838 | 0 | 0 | 10000 | 0 | 5.2e-05 | -0.99995 | 5.2e-05 | 3.897 | 3.9014 | 0 |  |  | 789.374 |  | 789.374 |  | 789.374 |  | 789.374 |  | 789.374 | 0 | Competitive | Competitive | 1 | FALSE | TRUE | 1 | Non-Competitive | 0.914 | Competitive | 3.8836 | 3.8849 | 784.126 | 0 | 66.8 | 1
BASE CASE SNYDER_WKN_BK1_1 FROM_TO | BASE CASE | SNYDER_WKN_BK1_1 | 63 | 0 | 0 | WKNBR | ENAS_1_9 | FROM_TO | 74960.94 | 75023.94 | 0 | 0 | 789.374 | 10000 | 0 | 0 | -1 | 0 | 0 | 0 | 0 | [10 empty] | 0 | 0 | Competitive | Competitive | 1 | FALSE | TRUE | 1 | Non-Competitive | 0.7655 | Competitive | 0 | 0 | 0 | 0 | 63 | 1
BASE CASE SNYDER_WKN_BK1_1 TO_FROM | BASE CASE | SNYDER_WKN_BK1_1 | 63 | 0 | 0 | WKNBR | ENAS_1_9 | TO_FROM | 74960.94 |  | 0 | 0 | 10000 | 0 | 0 | 1 | 0 | 1 | 63 | 0 | 0 | 10000 |  | 10000 |  | 10000 |  | 10000 |  | 10000 |  | 10000 | 0 | Non-Competitive | Non-Competitive | 0 | TRUE | FALSE | 1 | Non-Competitive | 0.7655 | Non-Competitive | 63 | 0 | 10000 | 0 | 63 | 1
BASE CASE SUTN_TABOR_1 FROM_TO | BASE CASE | SUTN_TABOR_1 | 119 | 0 | 0 | SUTTON | BRYN_TABOR69 | FROM_TO | 74960.94 | 75860.35 | -34.1682 | 0 | 1204.69 | 1901.59 | -0.04614 | 0.004602 | -0.08249 | 0.56026 | 46.9301 | -33.2853 | 0 |  | 8751.409 | 2923.43 | 8751.409 | 1086.102 | 1629.685 | 5860.404 | 8751.409 | 1735.956 | 5856.7 | 4597.16 | 9290.288 | Competitive | Competitive | 1 | TRUE | FALSE | 1 | Non-Competitive | 0.695 | Competitive | 53.8923 | -31.9009 | 2414.586 | 9284.782 | 121 | 1
BASE CASE SUTN_TABOR_1 TO_FROM | BASE CASE | SUTN_TABOR_1 | 119 | 0 | 0 | SUTTON | BRYN_TABOR69 | TO_FROM | 74960.94 | 75073.1 | -25.9149 | 0 | 2226.273 | 825.192 | -0.0046 | 0.046137 | -0.56026 | 0.08249 | 54.7457 | 44.1302 | 5328.44 | 8751.409 |  | 8751.409 | 2967.061 | 1497.643 | 1366.16 | 8751.409 | 5860.404 | 5731.616 | 2236.527 | 9290.288 | 4633.186 | Competitive | Competitive | 1 | TRUE | FALSE | 1 | Non-Competitive | 0.695 | Competitive | 48.4168 | 38.6233 | 9284.782 | 3658.816 | 121 | 1
BASE CASE THOMAS_VICTOR1_1 FROM_TO | BASE CASE | THOMAS_VICTOR1_1 | 211 | 0 | 0 | VICTRA 4 | MGRUDR4 | FROM_TO | 74960.94 | 75035.14 | -145.657 | 0 | 898.258 | 1294.79 | -0.03636 | 0.10168 | -0.78673 | 0.11139 | 154.1263 | -102.391 | 0 | 1133.012 | 10000 | 3298.182 | 6904.612 | 689.483 | 1390.409 | 3824.749 | 10000 | 1370.873 | 2513.324 | 1607.476 | 7814.477 | Competitive | Competitive | 1 | TRUE | FALSE | 1 | Non-Competitive | 0.711 | #N/A | #N/A | #N/A | #N/A | #N/A | #N/A | #N/A
BASE CASE THOMAS_VICTOR1_1 TO_FROM | BASE CASE | THOMAS_VICTOR1_1 | 211 | 0 | 0 | VICTRA 4 | MGRUDR4 | TO_FROM | 74960.94 | 74701.97 | -160.401 | 0 | 1380.91 | 1141.636 | -0.10168 | 0.036358 | -0.11139 | 0.78673 | 239.8467 | -63.818 | 0 | 10000 | 1608.287 | 6904.612 | 3298.182 | 1164.861 | 852.518 | 10000 | 3824.749 | 2204.99 | 1723.318 | 7814.477 | 2010.428 | Competitive | Non-Competitive | 0 | TRUE | FALSE | 1 | Non-Competitive | 0.711 | #N/A | #N/A | #N/A | #N/A | #N/A | #N/A | #N/A
BASE CASE THW_THWXT4A FROM_TO | BASE CASE | THW_THWXT4A | 130.6 | 0 | 0 | T_H_W___138E | T_H_WSTR | FROM_TO | 74960.94 | 75 | 0 | 0 | 10000 | 786.421 | 0 | 1 | 0 | 1 | 150 | 0 | 0 | 10000 |  | 10000 |  | 10000 |  | 10000 |  | 10000 |  | 10000 | 0 | Non-Competitive | Non-Competitive | 0 | TRUE | FALSE | 1 | Non-Competitive | 0.7735 | #N/A | #N/A | #N/A | #N/A | #N/A | #N/A | #N/A
BASE CASE THW_THWXT4A TO_FROM | BASE CASE | THW_THWXT4A | 130.6 | 0 | 0 | T_H_W___138E | T_H_WSTR | TO_FROM | 74960.94 | 75091.54 | 0 | 0 | 786.421 | 10000 | -1 | 0 | -1 | 0 | 0 | 0 | 0 |  | 10000 |  | 10000 |  | 10000 |  | 10000 |  | 10000 | 0 | 10000 | Competitive | Competitive | 1 | TRUE | FALSE | 1 | Non-Competitive | 0.7735 | #N/A | #N/A | #N/A | #N/A | #N/A | #N/A | #N/A
BASE CASE THW_THWXT4D FROM_TO | BASE CASE | THW_THWXT4D | 130.67 | 0 | 0 | T_H_W___138E | T_H_WSTR | FROM_TO | 74960.94 | 75 | 0 | 0 | 10000 | 786.421 | 0 | 1 | 0 | 1 | 150 | 0 | 0 | 10000 |  | 10000 |  | 10000 |  | 10000 |  | 10000 |  | 10000 | 0 | Non-Competitive | Non-Competitive | 0 | TRUE | FALSE | 1 | Non-Competitive | 0.7735 | #N/A | #N/A | #N/A | #N/A | #N/A | #N/A | #N/A
BASE CASE THW_THWXT4D TO_FROM | BASE CASE | THW_THWXT4D | 130.67 | 0 | 0 | T_H_W___138E | T_H_WSTR | TO_FROM | 74960.94 | 75091.61 | 0 | 0 | 786.421 | 10000 | -1 | 0 | -1 | 0 | 0 | 0 | 0 |  | 10000 |  | 10000 |  | 10000 |  | 10000 |  | 10000 | 0 | 10000 | Competitive | Competitive | 1 | TRUE | FALSE | 1 | Non-Competitive | 0.7735 | #N/A | #N/A | #N/A | #N/A | #N/A | #N/A | #N/A
BASE CASE TRIMR_KLNSW_1 FROM_TO | BASE CASE | TRIMR_KLNSW_1 | 176 | 0 | 0 | TRIMMIER | KILL_SS__8 | FROM_TO | 74960.94 | 79535.68 | -215.307 | 0 | 3483.185 | 2060.611 | -0.00885 | 0.12152 | -0.05124 | 0.8987 | -48.9201 | -35.9371 | 4736.04 | 10000 |  | 10000 | 1793.931 | 2381.914 | 1522.867 | 10000 | 1769.217 | 8157.341 | 1635.547 | 10000 | 1733.612 | Competitive | Competitive | 1 | TRUE | FALSE | 1 | Non-Competitive | 0.75 | Competitive | -23.3797 | -29.9862 | 10000 | 1667.93 | 175 | 1
BASE CASE TRIMR_KLNSW_1 TO_FROM | BASE CASE | TRIMR_KLNSW_1 | 176 | 0 | 0 | TRIMMIER | KILL_SS__8 | TO_FROM | 74960.94 | 74835.19 | 55.4096 | 0 | 2465.401 | 3483.177 | -0.12152 | 0.008849 | -0.8987 | 0.051242 | 289.0035 | 137.2091 | 0 |  | 10000 | 1450.682 | 10000 | 1256.785 | 2872.746 | 1454.136 | 10000 | 1362.307 | 8597.894 | 1434.037 | 10000 | Non-Competitive | Non-Competitive | 0 | TRUE | FALSE | 1 | Non-Competitive | 0.75 | Non-Competitive | 288.1636 | 125.9818 | 1347.022 | 10000 | 175 | 1
BASE CASE VALIMP FROM_TO | BASE CASE | VALIMP | 1100 | 0 | 0 |  |  | FROM_TO | 74960.94 | 73518.5 | 2526.664 | 0 | 0 | 10000 | -0.96632 | 0.033679 | -0.96632 | 0.033679 | 2536.455 | 2530.463 | 0 | 789.142 | 10000 | 789.142 | 10000 | 789.142 | 10000 | 789.142 | 10000 | 789.142 | 10000 | 789.142 | 10000 | Non-Competitive | Non-Competitive | 0 | TRUE | FALSE | 0 | Non-Competitive | 0.7185 | Non-Competitive | 2529.336 | 2528.347 | 786.002 | 10000 | 1100 | 1
BASE CASE VALIMP TO_FROM | BASE CASE | VALIMP | 1100 | 0 | 0 |  |  | TO_FROM | 74960.94 | 94328.7 | -2525.2 | 0 | 10000 | 0 | -0.03368 | 0.96632 | -0.03368 | 0.96632 | -2475 | -2234.3 | 7134.64 | 10000 | 922.176 | 10000 | 922.176 | 10000 | 922.176 | 10000 | 922.176 | 10000 | 922.176 | 10000 | 922.176 | Competitive | Competitive | 1 | TRUE | FALSE | 1 | Non-Competitive | 0.7185 | Competitive | -2324.73 | -2135.93 | 6250 | 921.159 | 1100 | 1
BASE CASE VENSW_AXFMR2 FROM_TO | BASE CASE | VENSW_AXFMR2 | 120 | 0 | 0 | VENUS2_8 | VENUS_S5 | FROM_TO | 74960.94 | 94328.7 | -71.4294 | 0 | 0 | 788.325 | -0.00095 | 0 | -0.00095 | 0.99905 | -71.4119 | -64.6043 | 7134.64 |  |  |  | 921.083 |  | 921.083 |  | 921.083 |  | 921.083 | 0 | 921.083 | Competitive | Competitive | 1 | FALSE | TRUE | 1 | Non-Competitive | 0.7735 | #N/A | #N/A | #N/A | #N/A | #N/A | #N/A | #N/A
BASE CASE VENSW_AXFMR2 TO_FROM | BASE CASE | VENSW_AXFMR2 | 120 | 0 | 0 | VENUS2_8 | VENUS_S5 | TO_FROM | 74960.94 | 75009.25 | 71.4409 | 0 | 788.325 | 0 | 0 | 0.000952 | -0.99905 | 0.000952 | 71.7358 | 71.4034 | 0 |  |  | 788.325 |  | 788.325 |  | 788.325 |  | 788.325 |  | 788.325 | 0 | Competitive | Competitive | 1 | FALSE | TRUE | 1 | Non-Competitive | 0.7735 | #N/A | #N/A | #N/A | #N/A | #N/A | #N/A | #N/A
BASE CASE WEC_XFMR FROM_TO | BASE CASE | WEC_XFMR | 65 | 0 | 0 | WEC_1_8 | WEC_WECG1 | FROM_TO | 74960.94 | 75025.94 | 0 | 0 | 788.906 | 10000 | 0 | 0 | -1 | 0 | 0 | 0 | 0 | [10 empty] | 0 | 0 | Competitive | Competitive | 1 | FALSE | TRUE | 1 | Non-Competitive | 0.75 | Competitive | 0 | 0 | 0 | 0 | 65 | 1
BASE CASE WEC_XFMR TO_FROM | BASE CASE | WEC_XFMR | 65 | 0 | 0 | WEC_1_8 | WEC_WECG1 | TO_FROM | 74960.94 | 94328.7 | 0 | 0 | 10000 | 788.906 | 0 | 1 | 0 | 1 | 57 | 0 | 0 | 10000 |  | 10000 |  | 10000 |  | 10000 |  | 10000 |  | 10000 | 0 | Competitive | Competitive | 1 | TRUE | FALSE | 1 | Non-Competitive | 0.75 | Competitive | 57 | 0 | 10000 | 0 | 65 | 1
BASE CASE W_TO_N FROM_TO | BASE CASE | W_TO_N | 1684 | 0 | 0 |  |  | FROM_TO | 74960.94 | 62396.91 | -950.899 | 0 | 803.535 | 2054.586 | -0.22317 | 0.61474 | -0.33856 | 0.61474 | 5283.705 | 1206.583 | 0 | 637.03 | 2060.335 | 839.133 | 2061.056 | 607.212 | 2070.021 | 842.534 | 2722.682 | 770.399 | 2188.725 | 772.633 | 2188.144 | Non-Competitive | Non-Competitive | 0 | TRUE | FALSE | 1 | Non-Competitive | 0.7035 | Non-Competitive | 6614.479 | 1153.48 | 660.8 | 2219.407 | 2400 | 1
BASE CASE W_TO_N TO_FROM | BASE CASE | W_TO_N | 1684 | 0 | 0 |  |  | TO_FROM | 74960.94 | 74175.16 | -5382.38 | 0 | 2054.585 | 803.535 | -0.4151 | 0.22317 | -0.61474 | 0.33856 | 2068.315 | -93.9319 | 0 | 2025.53 | 1166.757 | 2028.176 | 2563.514 | 2035.154 | 1023.293 | 2663.612 | 3148.185 | 2151.048 | 2407.489 | 2150.471 | 2435.767 | Competitive | Non-Competitive | 0 | TRUE | FALSE | 1 | Non-Competitive | 0.7035 | Competitive | 2992.691 | -33.8488 | 2129.398 | 1945.97 | 2400 | 0
DABMBTR5 STCO_STER1_1 FROM_TO | DABMBTR5 | STCO_STER1_1 | 38 | 2 | 2 | STRCITY2 | STRLGCO2 | FROM_TO | 74960.94 | 74985.41 | -43.2088 | 0 | 1145.7 | 1138.867 | -0.07781 | 0.017051 | -0.63221 | 0.34137 | 22.5314 | -16.7976 | 0 |  | 10000 | 5382.214 | 10000 | 849.697 | 2801.719 | 5382.214 | 10000 | 4492.104 | 2669.699 | 6268.696 | 10000 | Competitive | Competitive | 1 | TRUE | FALSE | 1 | Non-Competitive | 0.719 | Competitive | 27.7489 | -17.1666 | 6346.323 | 10000 | 38 | 1
DABMBTR5 STCO_STER1_1 TO_FROM | DABMBTR5 | STCO_STER1_1 | 38 | 2 | 2 | STRCITY2 | STRLGCO2 | TO_FROM | 74960.94 | 74870.17 | -23.5546 | 0 | 981.879 | 1145.7 | -0.00127 | 0.17445 | -0.34137 | 0.63221 | 68.6565 | -11.7089 | 0 | 3265.753 |  | 6979.745 | 2100.508 | 1307.508 | 935.467 | 10000 | 10000 | 4440.404 | 1152.656 | 6105.626 | 2245.95 | Competitive | Non-Competitive | 0 | TRUE | FALSE | 1 | Non-Competitive | 0.719 | Non-Competitive | 83.2991 | -18.5392 | 5787.8 | 1734.027 | 38 | 1
DALNREN5 ALNSW_AXFMR1H-H FROM_TO | DALNREN5 | ALNSW_AXFMR1H-H | 515 | 2 | 2 | ALLENSW1_5 | ALLENSTR | FROM_TO | 74960.94 | 77776.96 | -506.176 | 0 | 1103.795 | 2871.323 | -0.04398 | 0.012029 | -0.27643 | 0.43848 | -255.624 | -502.778 | 0 |  | 3967.817 | 1921.435 | 3910.311 | 1132.399 | 1472.537 | 3527.508 | 3967.817 | 1498.198 | 2829.511 | 1835.169 | 4090.409 | Competitive | Competitive | 1 | TRUE | FALSE | 1 | Non-Competitive | 0.703 | #N/A | #N/A | #N/A | #N/A | #N/A | #N/A | #N/A
DALNREN5 ALNSW_AXFMR1H-H TO_FROM | DALNREN5 | ALNSW_AXFMR1H-H | 515 | 2 | 2 | ALLENSW1_5 | ALLENSTR | TO_FROM | 74960.94 | 74695.07 | 255.7606 | 0 | 2746.851 | 1103.795 | -0.01203 | 0.043979 | -0.43848 | 0.27643 | 630.6014 | 363.3496 | 0 | 3967.817 |  | 3910.311 | 2150.911 | 1419.915 | 1685.754 | 3967.817 | 5408.29 | 2799.337 | 1917.613 | 4090.409 | 2107.223 | Non-Competitive | Non-Competitive | 0 | TRUE | FALSE | 1 | Non-Competitive | 0.703 | #N/A | #N/A | #N/A | #N/A | #N/A | #N/A | #N/A
DALNRYS5 1627__A FROM_TO | DALNRYS5 | 1627__A | 478 | 3 | 3 | APOLLO | RICH_E_8 | FROM_TO | 74960.94 | 76389.66 | -37.206 | 0 | 2692.519 | 1127.293 | -0.00911 | 0.21743 | -0.13509 | 0.73477 | 288.7535 | 32.4589 | 0 | 7854.969 |  | 7854.969 | 1674.108 | 2205.002 | 1739.826 | 7854.969 | 2548.822 | 7495.151 | 1765.524 | 8639.556 | 1729.446 | Competitive | Competitive | 1 | TRUE | FALSE | 1 | Non-Competitive | 0.8905 | Non-Competitive | 297.9935 | 32.8555 | 8767.977 | 2969.854 | 186 | 0
DALNRYS5 1627__A TO_FROM | DALNRYS5 | 1627__A | 478 | 3 | 3 | APOLLO | RICH_E_8 | TO_FROM | 74960.94 | 75556.74 | -208.986 | 0 | 1127.293 | 2692.522 | -0.21743 | 0.009106 | -0.73477 | 0.13509 | 37.9193 | -169.737 | 0 |  | 7854.969 | 1070.192 | 7854.969 | 996.734 | 2233.376 | 2277.706 | 7854.969 | 1078.653 | 7496.286 | 1148.6 | 8639.556 | Competitive | Competitive | 1 | TRUE | FALSE | 1 | Non-Competitive | 0.8905 | Competitive | 37.0891 | -175.422 | 1488.447 | 8767.977 | 186 | 1
DALNRYS5 1646__A FROM_TO | DALNRYS5 | 1646__A | 214 | 3 | 3 | BENDAVIS_8 | PRKMAXCK_8 | FROM_TO | 74960.94 | 74547.74 | 2.3497 | 0 | 2987.966 | 1037.072 | -0.01177 | 0.083046 | -0.29397 | 0.14611 | 333.5035 | 95.1118 | 0 | 3220.965 |  | 7463.007 | 2836.842 | 1805.257 | 1746.992 | 7463.007 | 2446.157 | 2981.86 | 1788.317 | 3992.512 | 2627.779 | Non-Competitive | Non-Competitive | 0 | TRUE | FALSE | 1 | Non-Competitive | 0.6955 | Non-Competitive | 352.3214 | 94.3134 | 4035.56 | 2888.605 | 213 | 1
DALNRYS5 1646__A TO_FROM | DALNRYS5 | 1646__A | 214 | 3 | 3 | BENDAVIS_8 | PRKMAXCK_8 | TO_FROM | 74960.94 | 76423.31 | -225.373 | 0 | 1067.75 | 2987.966 | -0.08305 | 0.011773 | -0.14611 | 0.29397 | -1.5785 | -270.312 | 0 |  | 3220.965 | 2010.045 | 7463.007 | 1003.492 | 1847.028 | 2187.064 | 7463.007 | 1112.433 | 2988.573 | 1992.74 | 3992.512 | Competitive | Competitive | 1 | TRUE | FALSE | 1 | Non-Competitive | 0.6955 | Competitive | 2.6325 | -281.912 | 2112.078 | 4035.56 | 213 | 1
DALNRYS5 1750__B FROM_TO | DALNRYS5 | 1750__B | 214 | 3 | 3 | SGVL1_8 | KLEBRG1T_8 | FROM_TO | 74960.94 | 74988.33 | -161.428 | 0 | 2217.824 | 981.66 | -0.0146 | 0.03327 | -0.70385 | 0.17224 | 187.0399 | 44.0154 | 0 | 4036.447 |  | 3262.964 | 4565.283 | 3207.308 | 901.738 | 3231.444 | 5601.526 | 3379.683 | 2175.721 | 3390.165 | 5012.08 | Competitive | Competitive | 1 | TRUE | FALSE | 1 | Non-Competitive | 1 | Competitive | 201.7009 | -16.4554 | 3034.666 | 4734.787 | 213 | 1
DALNRYS5 1750__B TO_FROM | DALNRYS5 | 1750__B | 214 | 3 | 3 | SGVL1_8 | KLEBRG1T_8 | TO_FROM | 74960.94 | 75261.6 | -49.891 | 0 | 981.66 | 2261.268 | -0.03327 | 0.014601 | -0.17224 | 0.70385 | 161.9935 | -94.0122 | 0 |  | 4036.447 | 4565.283 | 3262.964 | 722.239 | 3207.477 | 5601.526 | 3231.444 | 1839.418 | 3379.611 | 5012.08 | 3390.165 | Competitive | Competitive | 1 | TRUE | FALSE | 1 | Non-Competitive | 1 | Competitive | 188.1307 | -79.172 | 4734.787 | 3381.185 | 213 | 1
DAUSDES8 CKT_902_1 FROM_TO | DAUSDES8 | CKT_902_1 | 530 | 2 | 2 | DECK_MB1 | SPRINKLE | FROM_TO | 74960.94 | 75352.58 | -58.3087 | 0 | 1251.89 | 1101.725 | -0.04181 | 0.32019 | -0.33926 | 0.32019 | 398.9486 | -58.8469 | 0 | 9943.387 | 6316.663 | 10000 | 5110.323 | 4149.919 | 1486.173 | 10000 | 6316.663 | 9781.133 | 1764.912 | 9991.403 | 5275.914 | Competitive | Competitive | 1 | TRUE | FALSE | 1 | Non-Competitive | 0.6955 | Competitive | 459.0405 | 159.0591 | 9680.634 | 10000 | 530 | 1
DAUSDES8 CKT_902_1 TO_FROM | DAUSDES8 | CKT_902_1 | 530 | 2 | 2 | DECK_MB1 | SPRINKLE | TO_FROM | 74960.94 | 76143.73 | -430.705 | 0 | 1031.647 | 1326.88 | -0.32019 | 0.041811 | -0.32019 | 0.33926 | 153.9149 | -31.1033 | 0 | 6316.663 | 9943.387 | 5110.323 | 10000 | 1161.894 | 4471.513 | 6316.663 | 10000 | 1428.89 | 9801.168 | 5275.914 | 9991.403 | Competitive | Competitive | 1 | TRUE | FALSE | 1 | Non-Competitive | 0.6955 | Competitive | -43.2542 | -244.954 | 10000 | 9680.634 | 530 | 1
DAUSGAR5 AUSTRO_AU_AT1H FROM_TO | DAUSGAR5 | AUSTRO_AU_AT1H | 480 | 2 | 2 | L_AUSTRO5_1Y | L_AUSSTR | FROM_TO | 74960.94 | 83292.86 | -504.483 | 0 | 4876.939 | 2387.477 | -0.02615 | 0.20109 | -0.07113 | 0.2862 | -56.5873 | -28.5654 | 4736.04 | 4771.902 | 10000 | 5652.381 | 1929.391 | 1634.988 | 1529.555 | 10000 | 3876.526 | 3145.359 | 2034.365 | 4426.491 | 2298.32 | Competitive | Competitive | 1 | TRUE | FALSE | 1 | Non-Competitive | 0.7265 | #N/A | #N/A | #N/A | #N/A | #N/A | #N/A | #N/A
DAUSGAR5 AUSTRO_AU_AT1H TO_FROM | DAUSGAR5 | AUSTRO_AU_AT1H | 480 | 2 | 2 | L_AUSTRO5_1Y | L_AUSSTR | TO_FROM | 74960.94 | 74375.34 | 52.9962 | 0 | 2624.834 | 4876.94 | -0.20109 | 0.02615 | -0.2862 | 0.071131 | 647.6393 | 198.6585 | 0 | 10000 | 4771.902 | 1787.594 | 5652.381 | 1308.375 | 1876.606 | 3876.526 | 10000 | 1799.575 | 3316.256 | 2170.147 | 4426.491 | Non-Competitive | Non-Competitive | 0 | TRUE | FALSE | 1 | Non-Competitive | 0.7265 | #N/A | #N/A | #N/A | #N/A | #N/A | #N/A | #N/A
DAUSGAR5 AUSTRO_AU_AT2H FROM_TO | DAUSGAR5 | AUSTRO_AU_AT2H | 480 | 2 | 2 | L_AUSTRO5_1Y | L_AUSSTR | FROM_TO | 74960.94 | 83430.26 | -494.399 | 0 | 4876.94 | 2390.502 | -0.02563 | 0.19707 | -0.06971 | 0.23654 | -55.4538 | -27.9903 | 4736.04 | 4771.902 | 10000 | 5652.388 | 1929.417 | 1634.972 | 1529.57 | 10000 | 3876.454 | 3145.341 | 2034.39 | 4426.489 | 2298.365 | Competitive | Competitive | 1 | TRUE | FALSE | 1 | Non-Competitive | 0.703 | #N/A | #N/A | #N/A | #N/A | #N/A | #N/A | #N/A
DAUSGAR5 AUSTRO_AU_AT2H TO_FROM | DAUSGAR5 | AUSTRO_AU_AT2H | 480 | 2 | 2 | L_AUSTRO5_1Y | L_AUSSTR | TO_FROM | 74960.94 | 74307.11 | 51.9366 | 0 | 2390.502 | 4876.94 | -0.19707 | 0.025628 | -0.23654 | 0.06971 | 634.6947 | 194.6852 | 0 | 10000 | 4771.902 | 1787.617 | 5652.388 | 1308.384 | 1876.592 | 3876.454 | 10000 | 1799.593 | 3316.24 | 2170.189 | 4426.489 | Non-Competitive | Non-Competitive | 0 | TRUE | FALSE | 1 | Non-Competitive | 0.703 | #N/A | #N/A | #N/A | #N/A | #N/A | #N/A | #N/A
DAUSGAR5 AUSTRO_AU_AT2L FROM_TO | DAUSGAR5 | AUSTRO_AU_AT2L | 480 | 2 | 2 | AUSTRO13 | L_AUSSTR | FROM_TO | 74960.94 | 74307.11 | 54.9928 | 0 | 2438.422 | 1223.469 | -0.19707 | 0.025628 | -0.23654 | 1.0322 | 634.6947 | 194.6852 | 0 | 10000 | 4771.902 | 1787.617 | 5652.388 | 1308.384 | 1876.592 | 3876.454 | 10000 | 1799.593 | 3316.24 | 2170.189 | 4426.489 | Competitive | Non-Competitive | 0 | TRUE | FALSE | 1 | Non-Competitive | 0.719 | #N/A | #N/A | #N/A | #N/A | #N/A | #N/A | #N/A
DAUSGAR5 AUSTRO_AU_AT2L TO_FROM | DAUSGAR5 | AUSTRO_AU_AT2L | 480 | 2 | 2 | AUSTRO13 | L_AUSSTR | TO_FROM | 74960.94 | 75447.44 | -494.399 | 0 | 1154.171 | 2438.422 | -0.02563 | 0.19707 | -1.0322 | 0.23654 | -55.4538 | -27.9903 | 4736.04 | 4771.902 | 10000 | 5652.388 | 1929.417 | 1634.972 | 1529.57 | 10000 | 3876.454 | 3145.341 | 2034.39 | 4426.489 | 2298.365 | Competitive | Competitive | 1 | TRUE | FALSE | 1 | Non-Competitive | 0.719 | #N/A | #N/A | #N/A | #N/A | #N/A | #N/A | #N/A
DAUSGAR5 CKT_963_1 FROM_TO | DAUSGAR5 | CKT_963_1 | 480 | 2 | 2 | GARFIELD | HICRSMB2 | FROM_TO | 74960.94 | 76393.29 | 163.0428 | 0 | 832.588 | 867.871 | -0.04817 | 0.015165 | -0.13271 | 0.24096 | 291.1441 | 185.4902 | 0 |  | 10000 | 1001.229 | 10000 | 941.072 | 2983.426 | 2146.579 | 10000 | 900.768 | 8548.172 | 928.069 | 10000 | Competitive | Competitive | 1 | TRUE | FALSE | 1 | Non-Competitive | 0.7185 | Competitive | 314.1735 | 195.7239 | 924.924 | 10000 | 480 | 1
DAUSGAR5 CKT_963_1 TO_FROM | DAUSGAR5 | CKT_963_1 | 480 | 2 | 2 | GARFIELD | HICRSMB2 | TO_FROM | 74960.94 | 77337.14 | -328.076 | 0 | 1282.175 | 832.588 | -0.01516 | 0.048169 | -0.24096 | 0.1327 | -83.9745 | -198.624 | 0 | 10000 |  | 10000 | 1124.101 | 2231.627 | 1064.665 | 10000 | 2146.579 | 8315.968 | 998.248 | 10000 | 1025.308 | Competitive | Competitive | 1 | TRUE | FALSE | 1 | Non-Competitive | 0.7185 | Competitive | -79.4691 | -226.511 | 10000 | 1005.786 | 480 | 1
DAUSLOS5 336T405_1 FROM_TO | DAUSLOS5 | 336T405_1 | 1195.11 | 2 | 2 | L_FPPYD25_1Y | L_FPPYD15_1Y | FROM_TO | 74960.94 | 75697.86 | -1040.4 | 0 | 1311.387 | 1249.933 | -0.51913 | 0.4766 | -0.51913 | 0.4766 | 807.9952 | -151.813 | 0 | 1709.746 | 4589.291 | 10000 | 5028.818 | 1303.313 | 2265.594 | 10000 | 5000 | 6395.528 | 4821.128 | 7123.928 | 4970.062 | Competitive | Competitive | 1 | TRUE | FALSE | 1 | Non-Competitive | 0.7345 | Competitive | 967.9977 | -330.354 | 6427.332 | 4974.04 | 1195 | 1
DAUSLOS5 336T405_1 TO_FROM | DAUSLOS5 | 336T405_1 | 1195.11 | 2 | 2 | L_FPPYD25_1Y | L_FPPYD15_1Y | TO_FROM | 74960.94 | 75302.66 | -288.601 | 0 | 1249.933 | 1337.315 | -0.4766 | 0.51913 | -0.4766 | 0.51913 | 1027.161 | -400.447 | 0 | 4589.291 | 1801.954 | 5028.818 | 10000 | 2019.818 | 1450.601 | 5000 | 10000 | 4793.172 | 6518.108 | 4970.062 | 7176.149 | Competitive | Competitive | 1 | TRUE | FALSE | 1 | Non-Competitive | 0.7345 | Competitive | 886.3881 | -409.792 | 4974.04 | 6699.544 | 1195 | 1
DAUSLOS5 AUSTRO_AU_AT1H FROM_TO | DAUSLOS5 | AUSTRO_AU_AT1H | 480 | 2 | 2 | L_AUSTRO5_1Y | L_AUSSTR | FROM_TO | 74960.94 | 90556.89 | -284.608 | 0 | 4695.815 | 8290.014 | -0.01043 | 0.21987 | -0.03906 | 0.30083 | -80.4165 | -52.2256 | 7134.64 | 4803.871 |  | 5537.904 | 1702.676 | 4798.265 | 1191.846 | 10000 | 3070.869 | 4513.299 | 1563.434 | 4513.329 | 2093.041 | Competitive | Competitive | 1 | TRUE | FALSE | 1 | Non-Competitive | 0.7265 | #N/A | #N/A | #N/A | #N/A | #N/A | #N/A | #N/A
DAUSLOS5 AUSTRO_AU_AT1H TO_FROM | DAUSLOS5 | AUSTRO_AU_AT1H | 480 | 2 | 2 | L_AUSTRO5_1Y | L_AUSSTR | TO_FROM | 74960.94 | 75528.24 | 151.4791 | 0 | 8290.014 | 4695.818 | -0.21987 | 0.010426 | -0.30083 | 0.039064 | 307.3315 | 161.2762 | 0 |  | 4803.871 | 1690.152 | 5537.904 | 1048.216 | 4798.265 | 3070.869 | 10000 | 1424.098 | 4513.299 | 2079.877 | 4513.329 | Competitive | Competitive | 1 | TRUE | FALSE | 1 | Non-Competitive | 0.7265 | #N/A | #N/A | #N/A | #N/A | #N/A | #N/A | #N/A
DAUSLOS5 AUSTRO_AU_AT2H FROM_TO | DAUSLOS5 | AUSTRO_AU_AT2H | 480 | 2 | 2 | L_AUSTRO5_1Y | L_AUSSTR | FROM_TO | 74960.94 | 90807.14 | -278.916 | 0 | 4695.815 | 8290.455 | -0.01022 | 0.21547 | -0.03828 | 0.25301 | -78.8062 | -51.1802 | 7134.64 | 4803.873 |  | 5537.887 | 1702.629 | 4798.272 | 1191.807 | 10000 | 3070.943 | 4513.295 | 1563.36 | 4513.326 | 2092.971 | Competitive | Competitive | 1 | TRUE | FALSE | 1 | Non-Competitive | 0.7265 | #N/A | #N/A | #N/A | #N/A | #N/A | #N/A | #N/A
DAUSLOS5 AUSTRO_AU_AT2H TO_FROM | DAUSLOS5 | AUSTRO_AU_AT2H | 480 | 2 | 2 | L_AUSTRO5_1Y | L_AUSSTR | TO_FROM | 74960.94 | 75659.92 | 148.4503 | 0 | 4718.433 | 4695.817 | -0.21547 | 0.010217 | -0.25301 | 0.038283 | 301.1846 | 158.0522 | 0 |  | 4803.873 | 1690.105 | 5537.887 | 1048.176 | 4798.272 | 3070.943 | 10000 | 1424.022 | 4513.295 | 2079.807 | 4513.326 | Competitive | Competitive | 1 | TRUE | FALSE | 1 | Non-Competitive | 0.7265 | #N/A | #N/A | #N/A | #N/A | #N/A | #N/A | #N/A
DAUSLOS5 CKT_3122_1 FROM_TO | DAUSLOS5 | CKT_3122_1 | 1150 | 2 | 2 | L_FPPYD25_1Y | HOLMAN | FROM_TO | 74960.94 | 74544.6 | 107.8444 | 0 | 975.206 | 1863.979 | -0.08136 | 0.34339 | -0.48969 | 0.34339 | 1289.597 | 57.8 | 0 | 3947.269 | 2310.44 | 5500.21 | 2310.44 | 1566.886 | 2156.36 | 5500.21 | 2172.542 | 4698.23 | 2257.733 | 5227.266 | 2294.673 | Competitive | Non-Competitive | 0 | TRUE | FALSE | 1 | Non-Competitive | 0.789 | Non-Competitive | 1170.616 | -185.756 | 5451.778 | 1927.652 | 1150 | 1
DAUSLOS5 CKT_3122_1 TO_FROM | DAUSLOS5 | CKT_3122_1 | 1150 | 2 | 2 | L_FPPYD25_1Y | HOLMAN | TO_FROM | 74960.94 | 75983.99 | -1464.09 | 0 | 2160.573 | 975.206 | -0.34339 | 0.08136 | -0.34339 | 0.48969 | 812.0572 | -137.674 | 0 | 2079.366 | 4257.835 | 2079.366 | 5500.21 | 1912.368 | 1843.116 | 1902.604 | 5500.21 | 2070.3 | 4824.622 | 2112.584 | 5261.186 | Competitive | Competitive | 1 | TRUE | FALSE | 1 | Non-Competitive | 0.789 | Competitive | 763.6486 | -166.259 | 1693.751 | 5451.778 | 1150 | 1
DAUSLOS5 FAYETT_6AT2 FROM_TO | DAUSLOS5 | FAYETT_6AT2 | 672 | 2 | 2 | L_FAYETT5_1Y | L_FAYETT8_1Y | FROM_TO | 74960.94 | 74908.84 | 249.6649 | 0 | 1435.287 | 1501.107 | -0.25033 | 0.10921 | -0.52787 | 0.18829 | 693.1416 | 184.2655 | 0 | 4384.717 | 5678.886 | 5361.056 | 10000 | 1008.627 | 1872.16 | 5361.056 | 10000 | 3500.605 | 7453.788 | 5129.653 | 8662.578 | Competitive | Non-Competitive | 0 | TRUE | FALSE | 1 | Non-Competitive | 0.7345 | Non-Competitive | 711.1286 | 238.7018 | 5356.641 | 9195.154 | 685 | 1
DAUSLOS5 FAYETT_6AT2 TO_FROM | DAUSLOS5 | FAYETT_6AT2 | 672 | 2 | 2 | L_FAYETT5_1Y | L_FAYETT8_1Y | TO_FROM | 74960.94 | 78530.79 | -893.882 | 0 | 1552.989 | 1463.583 | -0.10921 | 0.25033 | -0.18829 | 0.52787 | 14.8588 | -439.79 | 0 | 5678.886 | 4384.717 | 10000 | 5361.056 | 1631.514 | 1173.971 | 10000 | 5361.056 | 7230.82 | 3725.17 | 8662.578 | 5129.653 | Competitive | Competitive | 1 | TRUE | FALSE | 1 | Non-Competitive | 0.7345 | Competitive | -81.5938 | -488.461 | 9195.154 | 5356.641 | 685 | 1
DAUSLOS5 SALEM_AT3 FROM_TO | DAUSLOS5 | SALEM_AT3 | 672 | 2 | 2 | L_SALEM_5_1Y | L_SALEM_8_1Y | FROM_TO | 74960.94 | 75157.57 | 159.4161 | 0 | 1307.666 | 1925.384 | -0.11089 | 0.076991 | -0.45063 | 0.29332 | 585.1735 | 25.1786 | 0 | 4120.223 | 5408.513 | 5361.308 | 5029.99 | 912.088 | 1766.866 | 5361.308 | 10000 | 2671.846 | 2630.468 | 4921.82 | 6832.459 | Competitive | Competitive | 1 | TRUE | FALSE | 1 | Non-Competitive | 0.789 | Competitive | 590.0827 | 72.7182 | 5357.054 | 7180.943 | 660 | 1
DAUSLOS5 SALEM_AT3 TO_FROM | DAUSLOS5 | SALEM_AT3 | 672 | 2 | 2 | L_SALEM_5_1Y | L_SALEM_8_1Y | TO_FROM | 74960.94 | 76963.72 | -725.521 | 0 | 1925.384 | 1284.168 | -0.07699 | 0.11089 | -0.29332 | 0.45063 | 67.8981 | -288.121 | 0 | 5408.513 | 4120.223 | 5029.99 | 5361.308 | 1518.095 | 1080.002 | 10000 | 5361.308 | 2312.496 | 2950.42 | 6832.459 | 4921.82 | Competitive | Competitive | 1 | TRUE | FALSE | 1 | Non-Competitive | 0.789 | Competitive | -13.9607 | -325.502 | 7180.943 | 5357.054 | 660 | 1
DAUSSND5 1660__A FROM_TO | DAUSSND5 | 1660__A | 326 | 5 | 5 | RNDRCKWH_T | RNDRCKNE2_8 | FROM_TO | 74960.94 | 75780 | -266.35 | 0 | 1158.285 | 1380.886 | -0.01953 | 0.0388 | -0.44961 | 0.34186 | -35.8264 | -31.2165 | 2929.84 | 5408.548 |  | 4934.654 | 2095.828 | 1668.12 | 1963.514 | 5408.548 | 5137.434 | 3689.629 | 2362.403 | 5100.231 | 2411.495 | Competitive | Competitive | 1 | TRUE | FALSE | 1 | Non-Competitive | 0.7105 | Competitive | -87.7214 | -77.6594 | 4958.794 | 10000 | 335 | 1
DAUSSND5 1660__A TO_FROM | DAUSSND5 | 1660__A | 326 | 5 | 5 | RNDRCKWH_T | RNDRCKNE2_8 | TO_FROM | 74960.94 | 74676.59 | -0.79223 | 0 | 1320.211 | 1208.506 | -0.0388 | 0.019532 | -0.34186 | 0.44961 | 415.8679 | 163.3052 | 0 |  | 5408.548 | 1616.519 | 4934.654 | 1532.833 | 1912.532 | 3238.693 | 5408.548 | 1827.45 | 3927.707 | 1858.793 | 5100.231 | Competitive | Non-Competitive | 0 | TRUE | FALSE | 1 | Non-Competitive | 0.7105 | Competitive | 221.6893 | 117.0415 | 10000 | 4958.794 | 335 | 0
DAUSSND5 1665__A FROM_TO | DAUSSND5 | 1665__A | 326 | 5 | 5 | HUTTOSS1_8 | TAYLOR_W1_8 | FROM_TO | 74960.94 | 75432.29 | -338.331 | 0 | 1094.676 | 2607.568 | -0.10317 | 0.033876 | -0.55414 | 0.13955 | 26.8487 | 32.7345 | 2929.84 | 2095.401 | 9060.805 | 1307.838 | 10000 | 1217.333 | 2576.867 | 1724.174 | 10000 | 1404.698 | 6210.345 | 1424.556 | 9788.382 | Competitive | Competitive | 1 | TRUE | FALSE | 1 | Non-Competitive | 0.7655 | Competitive | 93.6234 | 70.8606 | 1420.848 | 9711.106 | 335 | 1
DAUSSND5 1665__A TO_FROM | DAUSSND5 | 1665__A | 326 | 5 | 5 | HUTTOSS1_8 | TAYLOR_W1_8 | TO_FROM | 74960.94 | 72138.91 | -92.2795 | 0 | 2812.367 | 1094.676 | -0.03388 | 0.10317 | -0.13955 | 0.55414 | 687.8725 | 180.9161 | 0 | 9060.805 | 2394.274 | 10000 | 1533.993 | 2225.326 | 1407.12 | 10000 | 1955.595 | 5909.298 | 1626.879 | 9788.382 | 1656.96 | Non-Competitive | Non-Competitive | 0 | TRUE | FALSE | 1 | Non-Competitive | 0.7655 | Non-Competitive | 784.7638 | 99.4474 | 9711.106 | 1640.644 | 335 | 1
DAUSSND5 1665__B FROM_TO | DAUSSND5 | 1665__B | 326 | 5 | 5 | TAYLOR1_8 | TAYLOR_W1_8 | FROM_TO | 74960.94 | 74079.9 | -81.1187 | 0 | 2506.127 | 1200.86 | -0.03373 | 0.10332 | -0.44572 | 0.46493 | 699.0074 | 192.1715 | 0 | 9056.176 | 2392.72 | 10000 | 1534.938 | 2205.693 | 1416.501 | 10000 | 1955.374 | 5860.518 | 1630.845 | 9786.109 | 1659.159 | Non-Competitive | Non-Competitive | 0 | TRUE | FALSE | 1 | Non-Competitive | 0.695 | Non-Competitive | 795.9069 | 110.587 | 9708.186 | 1642.567 | 335 | 1
DAUSSND5 1665__B TO_FROM | DAUSSND5 | 1665__B | 326 | 5 | 5 | TAYLOR1_8 | TAYLOR_W1_8 | TO_FROM | 74960.94 | 75546.97 | -349.495 | 0 | 1200.86 | 2506.128 | -0.10332 | 0.033728 | -0.46493 | 0.44572 | 15.6154 | 22.0357 | 2929.84 | 2094.146 | 9056.176 | 1308.715 | 10000 | 1225.681 | 2555.396 | 1724 | 10000 | 1408.111 | 6166.1 | 1426.644 | 9786.109 | Competitive | Competitive | 1 | TRUE | FALSE | 1 | Non-Competitive | 0.695 | Competitive | 82.4281 | 60.0838 | 1422.729 | 9708.186 | 335 | 1
DAUSSND5 211T147_1 FROM_TO | DAUSSND5 | 211T147_1 | 478 | 5 | 5 | L_MCNEIL8_1Y | L_GILLCR8_1Y | FROM_TO | 74960.94 | 76647.37 | -781.321 | 0 | 1099.784 | 1522.206 | -0.05705 | 0.15025 | -0.26022 | 0.18236 | 87.2584 | 100.3192 | 2929.84 | 1922.121 | 2037.17 | 4954.365 | 2037.17 | 1432.139 | 1975.856 | 5842.695 | 2066.114 | 3647.316 | 2166.248 | 3868.402 | 2199.404 | Competitive | Competitive | 1 | TRUE | FALSE | 1 | Non-Competitive | 0.711 | Competitive | 94.7933 | 68.3276 | 4087.567 | 2266.054 | 478 | 1
DAUSSND5 211T147_1 TO_FROM | DAUSSND5 | 211T147_1 | 478 | 5 | 5 | L_MCNEIL8_1Y | L_GILLCR8_1Y | TO_FROM | 74960.94 | 69715.66 | -252.308 | 0 | 1466.182 | 1060.5 | -0.15025 | 0.057054 | -0.18236 | 0.26022 | 1340.048 | 401.2378 | 0 | 1579.702 | 2227.198 | 1579.702 | 4954.365 | 1540.579 | 1643.086 | 1647.059 | 5842.695 | 1688.11 | 3903.17 | 1709.469 | 4138.456 | Competitive | Non-Competitive | 0 | TRUE | FALSE | 1 | Non-Competitive | 0.711 | Non-Competitive | 1408.544 | 356.4738 | 1682.808 | 4331.467 | 478 | 1
DAUSSND5 270__A FROM_TO | DAUSSND5 | 270__A | 1912 | 5 | 5 | TEMPSSLT__5 | SALADOSS_5 | FROM_TO | 74960.94 | 70856.9 | -1183.34 | 0 | 2443.802 | 1222.615 | -0.15924 | 0.18221 | -0.44589 | 0.29022 | 2914.606 | 1098.93 | 0 | 1939.276 | 1443.921 | 1994.679 | 1519.125 | 1786.047 | 1417.179 | 2270.768 | 1519.125 | 2035.409 | 1573.823 | 2063.012 | 1575.803 | Competitive | Competitive | 0 | TRUE | TRUE | 1 | Competitive | 0.7185 | Competitive | 2802.864 | 1033.481 | 1828.289 | 1499.93 | 1912 | 1
DAUSSND5 270__A TO_FROM | DAUSSND5 | 270__A | 1912 | 5 | 5 | TEMPSSLT__5 | SALADOSS_5 | TO_FROM | 74960.94 | 78635.21 | -1898.4 | 0 | 1222.615 | 2919.237 | -0.18221 | 0.15924 | -0.29022 | 0.44589 | 965.8383 | 60.8165 | 0 | 1232.037 | 1960.27 | 1297.377 | 2000.737 | 1190.708 | 1817.316 | 1297.377 | 2270.768 | 1347.644 | 2049.457 | 1352.497 | 2075.34 | Competitive | Competitive | 1 | TRUE | FALSE | 1 | Non-Competitive | 0.7185 | Competitive | 1749.208 | -135.081 | 1233.062 | 1900.322 | 1912 | 1
DAUSSND5 SEA_AAT1 FROM_TO | DAUSSND5 | SEA_AAT1 | 60 | 5 | 5 | SEATON9 | SEATON8 | FROM_TO | 74960.94 | 76446.11 | -39.2183 | 0 | 1892.325 | 779.555 | -0.00366 | 0.010309 | -0.04897 | 0.58854 | -13.1184 | -14.7982 | 5268.44 |  |  | 8372.102 | 3286.19 | 1479.449 | 1853.426 | 8372.102 | 4789.263 | 7263.629 | 2919.076 | 8759.103 | 4483.539 | Competitive | Competitive | 1 | FALSE | FALSE | 1 | Non-Competitive | 0.758 | Competitive | -12.6329 | -15.5132 | 8751.579 | 3002.91 | 60 | 1
DAUSSND5 SEA_AAT1 TO_FROM | DAUSSND5 | SEA_AAT1 | 60 | 5 | 5 | SEATON9 | SEATON8 | TO_FROM | 74960.94 | 74977.32 | 17.3708 | 0 | 779.555 | 1678.245 | -0.01031 | 0.003664 | -0.58854 | 0.048966 | 50.4673 | 18.3729 | 0 |  |  | 1351.362 | 8372.102 | 1354.034 | 1600.981 | 4789.263 | 8372.102 | 2005.716 | 7328.414 | 2356.585 | 8759.103 | Competitive | Competitive | 1 | FALSE | FALSE | 1 | Non-Competitive | 0.758 | Competitive | 53.3461 | 16.3537 | 1507.055 | 8751.579 | 60 | 1
DAUSSND5 SNDSW_AXFMR1L-H FROM_TO | DAUSSND5 | SNDSW_AXFMR1L-H | 750 | 5 | 5 | SAND_TXU_8 | SAND_STR | FROM_TO | 74960.94 | 75249.06 | -538.484 | 0 | 1631.179 | 1215.316 | -0.3164 | 0.030746 | -0.33944 | 0.71566 | 627.0439 | 104.1949 | 5.14 | 4254.163 | 3678.625 | 1499.507 | 10000 | 1451.814 | 2660.75 | 1882.917 | 10000 | 1523.855 | 8728.917 | 1549.558 | 8929.23 | Competitive | Competitive | 1 | TRUE | FALSE | 1 | Non-Competitive | 0.695 | #N/A | #N/A | #N/A | #N/A | #N/A | #N/A | #N/A
DAUSSND5 SNDSW_AXFMR1L-H TO_FROM | DAUSSND5 | SNDSW_AXFMR1L-H | 750 | 5 | 5 | SAND_TXU_8 | SAND_STR | TO_FROM | 74960.94 | 75327.33 | -388.478 | 0 | 1215.316 | 1885.212 | -0.03075 | 0.3164 | -0.71566 | 0.33944 | 464.8089 | 44.3052 | 2929.84 | 3494.708 | 4254.163 | 10000 | 1850.934 | 2397.837 | 1791.656 | 10000 | 1924.011 | 8623.385 | 1815.941 | 8876.039 | 1845.358 | Competitive | Competitive | 1 | TRUE | FALSE | 1 | Non-Competitive | 0.695 | #N/A | #N/A | #N/A | #N/A | #N/A | #N/A | #N/A
DBALDEE8 N4_X3_1 FROM_TO | DBALDEE8 | N4_X3_1 | 478 | 2 | 2 | JT_DEELY | STREICH | FROM_TO | 74960.94 | 75215.5 | 247.2474 | 0 | 1237.283 | 699.726 | -0.50389 | 0.29129 | -0.55554 | 0.29129 | 336.5278 | 73.6662 | 0 | 10000 | 8871.944 | 10000 | 10000 | 6697.433 | 7791.674 | 10000 | 10000 | 9977.904 | 9883.292 | 10000 | 9895.414 | Competitive | Competitive | 1 | TRUE | FALSE | 1 | Non-Competitive | 0.695 | Competitive | 279.6049 | 67.4783 | 10000 | 9934.682 | 478 | 1
DBALDEE8 N4_X3_1 TO_FROM | DBALDEE8 | N4_X3_1 | 478 | 2 | 2 | JT_DEELY | STREICH | TO_FROM | 74960.94 | 75715.36 | -332.596 | 0 | 719.754 | 1237.283 | -0.29129 | 0.50389 | -0.29129 | 0.55554 | 258.432 | -117.329 | 0 | 8804.129 | 10000 | 10000 | 10000 | 6725.955 | 6762.176 | 10000 | 10000 | 9853.318 | 9978.242 | 9890.666 | 10000 | Competitive | Competitive | 1 | TRUE | FALSE | 1 | Non-Competitive | 0.695 | Competitive | 269.6606 | -108.741 | 9932.166 | 10000 | 478 | 1
DBBSRCH5 TRSES_AXFMR6H FROM_TO | DBBSRCH5 | TRSES_AXFMR6H | 1072 | 2 | 2 | STRYKER_5 | TRINDAD1_5 | FROM_TO | 74960.94 | 76461.71 | -29.2588 | 0 | 1068.902 | 2550.709 | -0.27801 | 0.21964 | -0.34239 | 0.21964 | 553.1902 | -23.9998 | 0 | 5094.072 | 5183.103 | 5863.018 | 6109.701 | 1355.64 | 4866.896 | 5863.018 | 6109.701 | 5378.236 | 6008.619 | 5790.372 | 6057.678 | Competitive | Competitive | 1 | TRUE | FALSE | 1 | Non-Competitive | 0.6875 | #N/A | #N/A | #N/A | #N/A | #N/A | #N/A | #N/A
DBBSRCH5 TRSES_AXFMR6H TO_FROM | DBBSRCH5 | TRSES_AXFMR6H | 1072 | 2 | 2 | STRYKER_5 | TRINDAD1_5 | TO_FROM | 74960.94 | 76467.82 | -562.418 | 0 | 2466.462 | 1134.989 | -0.21964 | 0.27801 | -0.21964 | 0.34239 | 737.2504 | 570.9212 | 0 | 5183.103 | 5094.072 | 6109.701 | 5863.018 | 4864.783 | 1579.184 | 6109.701 | 5863.018 | 6008.58 | 5430.751 | 6057.678 | 5790.372 | Competitive | Competitive | 1 | TRUE | FALSE | 1 | Non-Competitive | 0.6875 | #N/A | #N/A | #N/A | #N/A | #N/A | #N/A | #N/A
DBBSVEN5 21__A FROM_TO | DBBSVEN5 | 21__A | 1072 | 2 | 2 | TRINDAD1_5 | RICHLND2_5 | FROM_TO | 74960.94 | 76394.26 | -2104.19 | 0 | 2310.805 | 2008.808 | -0.26255 | 0.44542 | -0.26255 | 0.46051 | 693.5883 | -895.181 | 0 | 2374.914 | 1383.317 | 8069.916 | 5029.025 | 2343.243 | 1371.442 | 10000 | 5040.963 | 4270.08 | 2059.159 | 4281.23 | 2062.333 | Competitive | Competitive | 1 | TRUE | FALSE | 1 | Non-Competitive | 0.695 | Competitive | 1030.108 | -885.417 | 3420.396 | 2347.228 | 1098 | 1
DBBSVEN5 21__A TO_FROM | DBBSVEN5 | 21__A | 1072 | 2 | 2 | TRINDAD1_5 | RICHLND2_5 | TO_FROM | 74960.94 | 72064.69 | 463.4979 | 0 | 2048.727 | 2310.807 | -0.44542 | 0.26254 | -0.46051 | 0.26254 | 1995.108 | 1198.374 | 2929.84 | 1239.306 | 2662.731 | 5029.025 | 8069.916 | 1228.826 | 2662.731 | 5040.963 | 10000 | 1911.475 | 4421.675 | 1914.538 | 4421.675 | Non-Competitive | Non-Competitive | 0 | TRUE | FALSE | 0 | Non-Competitive | 0.695 | Non-Competitive | 2052.577 | 1191.361 | 2260.847 | 3875.978 | 1098 | 1
DBBSVEN5 230__A FROM_TO | DBBSVEN5 | 230__A | 1072 | 2 | 2 | JEWETT_S5 | RAT_SNAKE_5 | FROM_TO | 74960.94 | 73565.61 | -570.95 | 0 | 2053.545 | 1084.451 | -0.21064 | 0.10274 | -0.21064 | 0.1756 | 1257.197 | 292.654 | 0 | 1912.513 | 1445.221 | 2240.639 | 9661.342 | 1906.764 | 1099.91 | 2530.025 | 10000 | 2240.489 | 3956.534 | 2240.7 | 4353.246 | Competitive | Non-Competitive | 0 | TRUE | FALSE | 1 | Non-Competitive | 0.875 | Non-Competitive | 1398.849 | 228.041 | 2271.134 | 3856.07 | 1065 | 1
DBBSVEN5 230__A TO_FROM | DBBSVEN5 | 230__A | 1072 | 2 | 2 | JEWETT_S5 | RAT_SNAKE_5 | TO_FROM | 74960.94 | 78160.9 | -789.603 | 0 | 1139.983 | 2116.176 | -0.10274 | 0.21064 | -0.1756 | 0.21064 | 650.4435 | -250.645 | 0 | 946.309 | 2060.913 | 9661.342 | 2444.815 | 796.675 | 2054.019 | 10000 | 2530.025 | 3015.297 | 2370.569 | 3276.199 | 2370.806 | Competitive | Competitive | 1 | TRUE | FALSE | 1 | Non-Competitive | 0.875 | Competitive | 918.4607 | -369.119 | 2678.186 | 2292.328 | 1065 | 1
DBBSVEN5 510__A FROM_TO | DBBSVEN5 | 510__A | 1072 | 2 | 2 | WATMLL_W5 | TRINDAD1_5 | FROM_TO | 74960.94 | 78569.89 | -1214.52 | 0 | 1309.871 | 4964.29 | -0.26737 | 0.052131 | -0.27736 | 0.077985 | 131.3335 | -352.017 | 5.14 | 1277.092 | 2075.88 | 1262.371 | 5066.766 | 1249.435 | 1595.62 | 1573.185 | 5039.208 | 1369.902 | 3128.448 | 1377.245 | 3388.735 | Competitive | Competitive | 1 | TRUE | FALSE | 1 | Non-Competitive | 0.789 | Competitive | 310.5986 | -530.36 | 1210.909 | 3247.894 | 1065 | 1
DBBSVEN5 510__A TO_FROM | DBBSVEN5 | 510__A | 1072 | 2 | 2 | WATMLL_W5 | TRINDAD1_5 | TO_FROM | 74960.94 | 67643.91 | 68.73 | 0 | 4964.289 | 1309.871 | -0.05213 | 0.26737 | -0.07798 | 0.27736 | 1383.634 | 589.1251 | 2929.84 | 1953.207 | 1586.472 | 5066.766 | 1586.472 | 1460.512 | 1586.115 | 5039.208 | 1669.556 | 3007.907 | 1621.89 | 3295.753 | 1621.941 | Non-Competitive | Non-Competitive | 0 | TRUE | FALSE | 1 | Non-Competitive | 0.789 | Non-Competitive | 1675.009 | 713.8314 | 3216.851 | 1611.873 | 1065 | 1
DBBSVEN5 520__A FROM_TO | DBBSVEN5 | 520__A | 1072 | 2 | 2 | TRICRN1_5 | TRINDAD2_5 | FROM_TO | 74960.94 | 78170.32 | -1671.38 | 0 | 1361.202 | 1892.933 | -0.16231 | 0.083023 | -0.32106 | 0.14651 | 125.6159 | -877.833 | 0 | 1519.581 | 1372.483 | 1690.548 | 3553.46 | 1432.996 | 1324.752 | 1921.957 | 5071.273 | 1812.949 | 1802.557 | 1853.532 | 1832.097 | Competitive | Competitive | 1 | TRUE | TRUE | 1 | Competitive | 0.7735 | Competitive | 365.1802 | -1010.41 | 1524.051 | 2145.457 | 1065 | 1
DBBSVEN5 520__A TO_FROM | DBBSVEN5 | 520__A | 1072 | 2 | 2 | TRICRN1_5 | TRINDAD2_5 | TO_FROM | 74960.94 | 68898.03 | 216.7545 | 0 | 1892.932 | 1361.202 | -0.08302 | 0.16231 | -0.14651 | 0.32106 | 1647.068 | 801.7733 | 2929.84 | 1236.944 | 1754.201 | 3553.46 | 1753.642 | 1198.247 | 1672.45 | 5071.273 | 1906.587 | 1683.099 | 1935.665 | 1708.969 | 1974.138 | Competitive | Competitive | 0 | TRUE | TRUE | 1 | Competitive | 0.7735 | Competitive | 1855.742 | 860.4248 | 2074.343 | 1836.956 | 1065 | 1
DBCESND5 AUSTRO_AU_AT1H FROM_TO | DBCESND5 | AUSTRO_AU_AT1H | 480 | 2 | 2 | L_AUSTRO5_1Y | L_AUSSTR | FROM_TO | 74960.94 | 89842.46 | -352.974 | 0 | 4644.07 | 4191.715 | -0.01434 | 0.21812 | -0.04052 | 0.29899 | -38.5733 | -92.0657 | 407.44 | 4792.761 |  | 5509.998 | 1600.088 | 4472.139 | 1180.142 | 10000 | 3672.521 | 4463.55 | 1365.042 | 4466.403 | 1543.683 | Competitive | Competitive | 1 | TRUE | FALSE | 1 | Non-Competitive | 0.727 | #N/A | #N/A | #N/A | #N/A | #N/A | #N/A | #N/A
DBCESND5 AUSTRO_AU_AT1H TO_FROM | DBCESND5 | AUSTRO_AU_AT1H | 480 | 2 | 2 | L_AUSTRO5_1Y | L_AUSSTR | TO_FROM | 74960.94 | 75387.54 | 105.5716 | 0 | 3891.211 | 4644.066 | -0.21812 | 0.014338 | -0.29899 | 0.040518 | 352.4482 | 188.3692 | 0 |  | 4792.761 | 1482.722 | 5509.998 | 1091.415 | 4674.15 | 3672.521 | 10000 | 1280.478 | 4465.539 | 1456.472 | 4466.403 | Competitive | Competitive | 1 | TRUE | FALSE | 1 | Non-Competitive | 0.727 | #N/A | #N/A | #N/A | #N/A | #N/A | #N/A | #N/A
DBNBSYC5 6120__C FROM_TO | DBNBSYC5 | 6120__C | 214 | 2 | 2 | EDGECLF2_8 | ROGERS2_8 | FROM_TO | 74960.94 | 74965.44 | -164.092 | 0 | 1127.879 | 1673.73 | -0.03208 | 0.037189 | -0.30481 | 0.51942 | 205.9216 | -65.8979 | 0 | 3046.413 | 10000 | 1721.275 | 10000 | 1323.223 | 1240.237 | 3138.442 | 10000 | 1630.384 | 4535.894 | 1960.649 | 10000 | Competitive | Competitive | 1 | TRUE | FALSE | 1 | Non-Competitive | 0.7265 | Non-Competitive | 306.0992 | -100.487 | 1139.909 | 9070.271 | 213 | 0
DBNBSYC5 6120__C TO_FROM | DBNBSYC5 | 6120__C | 214 | 2 | 2 | EDGECLF2_8 | ROGERS2_8 | TO_FROM | 74960.94 | 74908.51 | -176.456 | 0 | 1673.73 | 1119.192 | -0.03719 | 0.03208 | -0.51942 | 0.30481 | 241.3137 | 6.8884 | 2965.84 | 10000 | 3046.413 | 10000 | 2687.617 | 1166.174 | 2301.1 | 10000 | 3138.442 | 4450.053 | 2388.192 | 10000 | 2615.773 | Competitive | Non-Competitive | 0 | TRUE | FALSE | 1 | Non-Competitive | 0.7265 | Non-Competitive | 281.0559 | -0.65377 | 9070.271 | 2098.766 | 213 | 1
DBRAVAL8 E1_M1_1 FROM_TO | DBRAVAL8 | E1_M1_1 | 213 | 2 | 2 | FIVE_PTS | WSTSIDE | FROM_TO | 74960.94 | 74959.61 | 84.3051 | 0 | 1129.837 | 810.007 | -0.06748 | 0.15181 | -0.30718 | 0.45622 | 212.7921 | 4.9705 | 0 | 10000 | 8260.077 | 10000 | 8260.077 | 8674.469 | 5282.168 | 10000 | 10000 | 9985.408 | 8623.502 | 10000 | 8976.931 | Competitive | Competitive | 1 | TRUE | FALSE | 1 | Non-Competitive | 0.7265 | Competitive | 112.9523 | -4.2114 | 10000 | 10000 | 214 | 1
DBRAVAL8 E1_M1_1 TO_FROM | DBRAVAL8 | E1_M1_1 | 213 | 2 | 2 | FIVE_PTS | WSTSIDE | TO_FROM | 74960.94 | 75137.11 | -346.415 | 0 | 810.007 | 1145.925 | -0.15181 | 0.067478 | -0.45622 | 0.30718 | 132.5521 | -36.4523 | 0 | 8260.077 | 10000 | 8260.077 | 10000 | 3884.479 | 8694.135 | 10000 | 10000 | 8084.846 | 9985.43 | 8976.931 | 10000 | Competitive | Competitive | 1 | TRUE | FALSE | 1 | Non-Competitive | 0.7265 | Competitive | 120.7449 | -18.4259 | 10000 | 10000 | 214 | 1
DB_DAIR8 ALAZAN_B_DAV01_1 FROM_TO | DB_DAIR8 | ALAZAN_B_DAV01_1 | 876 | 3 | 3 | DAVIS 4 | ALAZAN 4 | FROM_TO | 74960.94 | 76920.46 | -136.929 | 0 | 1276.639 | 1368.868 | -0.1217 | 0.41218 | -0.36267 | 0.41218 | 165.8353 | -94.9053 | 0 | 3921.819 | 4884.942 | 10000 | 10000 | 3771.82 | 809.134 | 10000 | 10000 | 7949.232 | 5519.606 | 7957.957 | 7615.505 | Competitive | Competitive | 1 | TRUE | FALSE | 1 | Non-Competitive | 0.695 | #N/A | #N/A | #N/A | #N/A | #N/A | #N/A | #N/A
DB_DAIR8 ALAZAN_B_DAV01_1 TO_FROM | DB_DAIR8 | ALAZAN_B_DAV01_1 | 876 | 3 | 3 | DAVIS 4 | ALAZAN 4 | TO_FROM | 74960.94 | 76740.25 | -162.804 | 0 | 1322.445 | 1328.775 | -0.41218 | 0.1217 | -0.41218 | 0.36267 | 141.0573 | -11.5232 | 0 | 2251.581 | 4512.802 | 2546.191 | 10000 | 624.929 | 4327.481 | 10000 | 10000 | 1989.259 | 8137.882 | 2216.246 | 8146.92 | Competitive | Competitive | 1 | TRUE | FALSE | 1 | Non-Competitive | 0.695 | #N/A | #N/A | #N/A | #N/A | #N/A | #N/A | #N/A
DB_DAIR8 N_SHARPE_PS1 FROM_TO | DB_DAIR8 | N_SHARPE_PS1 | 222 | 3 | 3 | SHARPE4 | SHARPE4 | FROM_TO | 74960.94 | 94328.7 | 0 | 0 | 0 | 0 | 0 | 0 | 0 | 0 | 0 | 0 | 0 | [10 empty] | 0 | 0 | Competitive | Competitive | 1 | FALSE | TRUE | 1 | Non-Competitive | 0.8285 | Competitive | 0 | 0 | 0 | 0 | 222 | 1
DB_DAIR8 N_SHARPE_PS1 TO_FROM | DB_DAIR8 | N_SHARPE_PS1 | 222 | 3 | 3 | SHARPE4 | SHARPE4 | TO_FROM | 74960.94 | 94328.7 | 0 | 0 | 0 | 0 | 0 | 0 | 0 | 0 | 0 | 0 | 0 | [10 empty] | 0 | 0 | Competitive | Competitive | 1 | FALSE | TRUE | 1 | Non-Competitive | 0.8285 | Competitive | 0 | 0 | 0 | 0 | 222 | 1
DCAGBRA5 M3_G2_1 FROM_TO | DCAGBRA5 | M3_G2_1 | 289 | 2 | 2 | HAMWOLF | MED_CTR | FROM_TO | 74960.94 | 75827.07 | -214.197 | 0 | 927.889 | 1479.864 | -0.01074 | 0.045335 | -0.38773 | 0.4986 | -59.7518 | -214.951 | 0 | 10000 |  | 6624.161 | 1910.649 | 6029.471 | 924.97 | 10000 | 5255.677 | 7400.031 | 1087.943 | 7563.897 | 2795.377 | Competitive | Competitive | 1 | TRUE | FALSE | 1 | Non-Competitive | 0.711 | Competitive | -60.3431 | -232.56 | 8742.308 | 1554.515 | 296 | 1
DCAGBRA5 M3_G2_1 TO_FROM | DCAGBRA5 | M3_G2_1 | 289 | 2 | 2 | HAMWOLF | MED_CTR | TO_FROM | 74960.94 | 75069.45 | 128.1023 | 0 | 1368.839 | 927.889 | -0.04533 | 0.010739 | -0.4986 | 0.38773 | 234.6509 | 174.2875 | 0 |  | 10000 | 1797.476 | 8773.127 | 825.069 | 8108.9 | 5255.677 | 10000 | 1000.155 | 9000.148 | 2694.772 | 9168.274 | Competitive | Competitive | 1 | TRUE | FALSE | 1 | Non-Competitive | 0.711 | Competitive | 252.1067 | 186.2461 | 1436.943 | 10000 | 296 | 1
DCAGBRA5 N5_P4_1 FROM_TO | DCAGBRA5 | N5_P4_1 | 1195 | 2 | 2 | SKYLINE_5 | SPRUCE | FROM_TO | 74960.94 | 75917.07 | -744.786 | 0 | 2332.329 | 3222.571 | -0.39155 | 0.041156 | -0.39155 | 0.058755 | 823.0005 | -87.6384 | 0 | 2792.835 | 3808.744 | 2002.596 | 10000 | 961.615 | 3393.701 | 2814.724 | 10000 | 1371.136 | 7398.041 | 2705.162 | 7421.051 | Competitive | Competitive | 1 | TRUE | FALSE | 1 | Non-Competitive | 0.711 | Competitive | 846.6956 | -118.078 | 2759.015 | 7378.734 | 1195 | 1
DCAGBRA5 N5_P4_1 TO_FROM | DCAGBRA5 | N5_P4_1 | 1195 | 2 | 2 | SKYLINE_5 | SPRUCE | TO_FROM | 74960.94 | 86224.4 | -176.723 | 0 | 3222.615 | 2182.766 | -0.04116 | 0.39155 | -0.05875 | 0.39155 | 676.6698 | -377.105 | 0 | 3183.335 | 3380.578 | 10000 | 2322.284 | 2857.765 | 1112.38 | 10000 | 3410.903 | 6785.89 | 1625.472 | 6807.169 | 3201.51 | Competitive | Competitive | 1 | TRUE | FALSE | 1 | Non-Competitive | 0.711 | Competitive | 703.7283 | -379.362 | 6705.061 | 3272.011 | 1195 | 1
DCAGBRA5 N5_P4_2_1 FROM_TO | DCAGBRA5 | N5_P4_2_1 | 1195 | 2 | 2 | SKYLINE_5 | SPRUCE | FROM_TO | 74960.94 | 75917.07 | -744.786 | 0 | 2332.329 | 3222.571 | -0.39155 | 0.041156 | -0.39155 | 0.058755 | 823.0005 | -87.6384 | 0 | 2792.835 | 3808.744 | 2002.596 | 10000 | 961.615 | 3393.701 | 2814.724 | 10000 | 1371.136 | 7398.041 | 2705.162 | 7421.051 | Competitive | Competitive | 1 | TRUE | FALSE | 1 | Non-Competitive | 0.7265 | Competitive | 846.6956 | -118.078 | 2759.015 | 7378.734 | 1195 | 1
DCAGBRA5 N5_P4_2_1 TO_FROM | DCAGBRA5 | N5_P4_2_1 | 1195 | 2 | 2 | SKYLINE_5 | SPRUCE | TO_FROM | 74960.94 | 86224.4 | -176.723 | 0 | 3222.615 | 2182.766 | -0.04116 | 0.39155 | -0.05875 | 0.39155 | 676.6698 | -377.105 | 0 | 3183.335 | 3380.578 | 10000 | 2322.284 | 2857.765 | 1112.38 | 10000 | 3410.903 | 6785.89 | 1625.472 | 6807.169 | 3201.51 | Competitive | Competitive | 1 | TRUE | FALSE | 1 | Non-Competitive | 0.7265 | Competitive | 703.7283 | -379.362 | 6705.061 | 3272.011 | 1195 | 1
DCALCAG5 N5_P4_2_1 FROM_TO | DCALCAG5 | N5_P4_2_1 | 1195 | 2 | 2 | SKYLINE_5 | SPRUCE | FROM_TO | 74960.94 | 75917.07 | -744.786 | 0 | 2332.329 | 3222.571 | -0.39155 | 0.041156 | -0.39155 | 0.058755 | 823.0005 | -87.6384 | 0 | 2792.835 | 3808.744 | 2002.596 | 10000 | 961.615 | 3393.701 | 2814.724 | 10000 | 1371.136 | 7398.041 | 2705.162 | 7421.051 | Competitive | Competitive | 1 | TRUE | FALSE | 1 | Non-Competitive | 1.0235 | Competitive | 846.6956 | -118.078 | 2759.015 | 7378.734 | 1195 | 1
DCALCAG5 N5_P4_2_1 TO_FROM | DCALCAG5 | N5_P4_2_1 | 1195 | 2 | 2 | SKYLINE_5 | SPRUCE | TO_FROM | 74960.94 | 86224.4 | -176.723 | 0 | 3222.615 | 2182.766 | -0.04116 | 0.39155 | -0.05875 | 0.39155 | 676.6698 | -377.105 | 0 | 3183.335 | 3380.578 | 10000 | 2322.284 | 2857.765 | 1112.38 | 10000 | 3410.903 | 6785.89 | 1625.472 | 6807.169 | 3201.51 | Competitive | Competitive | 1 | TRUE | FALSE | 1 | Non-Competitive | 1.0235 | Competitive | 703.7283 | -379.362 | 6705.061 | 3272.011 | 1195 | 1
DCHB_KG5 CBYRNG87_A FROM_TO | DCHB_KG5 | CBYRNG87_A | 526 | 2 | 2 | CEDARP__138B | STRANG__138X | FROM_TO | 74960.94 | 74436.68 | -78.991 | 0 | 1769.698 | 1981.595 | -0.19559 | 0.20561 | -0.40758 | 0.21931 | 740.0301 | -64.0636 | 0 | 3897.931 | 4052.326 | 4030.999 | 6021.523 | 3158.036 | 3910.188 | 4525.169 | 6164.224 | 4555.123 | 5515.27 | 4592.066 | 5519.366 | Competitive | Non-Competitive | 0 | TRUE | FALSE | 1 | Non-Competitive | 0.7345 | Non-Competitive | 739.4883 | -68.3404 | 4548.778 | 5529.158 | 526 | 1
DCHB_KG5 CBYRNG87_A TO_FROM | DCHB_KG5 | CBYRNG87_A | 526 | 2 | 2 | CEDARP__138B | STRANG__138X | TO_FROM | 74960.94 | 76212.83 | -409.228 | 0 | 1981.595 | 1769.698 | -0.20561 | 0.19559 | -0.21931 | 0.40758 | 239.7833 | -264.253 | 1056.44 | 4052.326 | 3897.931 | 6021.523 | 4030.999 | 3776.559 | 3231.084 | 6164.224 | 4525.169 | 5510.741 | 4556.094 | 5519.366 | 4592.066 | Competitive | Competitive | 1 | TRUE | FALSE | 1 | Non-Competitive | 0.7345 | Competitive | 234.3649 | -275.488 | 5529.158 | 4548.778 | 526 | 1
DCHB_KG5 CTRPHR97_A FROM_TO | DCHB_KG5 | CTRPHR97_A | 1450 | 2 | 2 | CENTER__345A | P_H_R___345E | FROM_TO | 74960.94 | 68026.63 | -1075.82 | 0 | 3855.226 | 997.612 | -0.09045 | 0.62705 | -0.14267 | 0.62705 | 2189.055 | 436.6983 | 0 | 3645.858 | 1418.732 | 4312.545 | 2139.429 | 3629.051 | 842.75 | 5558.865 | 4714.976 | 4768.806 | 1216.939 | 4769.373 | 1781.423 | Non-Competitive | Non-Competitive | 0 | TRUE | FALSE | 1 | Non-Competitive | 0.8515 | Non-Competitive | 2225.241 | 7.1123 | 4724.183 | 1592.926 | 1435 | 1
DCHB_KG5 CTRPHR97_A TO_FROM | DCHB_KG5 | CTRPHR97_A | 1450 | 2 | 2 | CENTER__345A | P_H_R___345E | TO_FROM | 74960.94 | 75617.55 | -867.39 | 0 | 979.847 | 3855.223 | -0.62705 | 0.090446 | -0.62705 | 0.14267 | 1034.979 | -829.824 | 0 | 1258.936 | 3645.858 | 2139.429 | 4312.545 | 722.857 | 3629.051 | 4714.976 | 5558.865 | 1078.898 | 4768.806 | 1647.98 | 4769.373 | Competitive | Competitive | 1 | TRUE | FALSE | 1 | Non-Competitive | 0.8515 | Competitive | 1092.654 | -869.792 | 1374.355 | 4724.183 | 1435 | 1
DCHB_KG5 EXNLH_03_A FROM_TO | DCHB_KG5 | EXNLH_03_A | 384 | 2 | 2 | EXXON___138A | LYNCH___138A | FROM_TO | 74960.94 | 74336.84 | -373.868 | 0 | 1773.964 | 1958.493 | -0.0861 | 0.30398 | -0.45636 | 0.30398 | 645.7138 | -308.516 | 0 | 3344.135 | 2422.906 | 3775.258 | 2756.332 | 3218.68 | 968.76 | 5000.095 | 3169.879 | 3861.484 | 2020.683 | 3871.899 | 2792.598 | Competitive | Non-Competitive | 0 | TRUE | FALSE | 1 | Non-Competitive | 0.711 | Non-Competitive | 669.8445 | -314.844 | 3975.912 | 2597.011 | 377 | 1
DCHB_KG5 EXNLH_03_A TO_FROM | DCHB_KG5 | EXNLH_03_A | 384 | 2 | 2 | EXXON___138A | LYNCH___138A | TO_FROM | 74960.94 | 74862.63 | -320.251 | 0 | 1958.494 | 1773.964 | -0.30398 | 0.086102 | -0.30398 | 0.45636 | 413.9313 | -415.93 | 0 | 2422.906 | 3344.135 | 2756.332 | 3775.258 | 855.03 | 3218.68 | 3169.879 | 5000.095 | 1957.213 | 3861.484 | 2792.598 | 3871.899 | Competitive | Non-Competitive | 0 | TRUE | FALSE | 1 | Non-Competitive | 0.711 | Non-Competitive | 407.3795 | -419.112 | 2597.011 | 3975.912 | 377 | 1
DCICME58 E3_S1_1 FROM_TO | DCICME58 | E3_S1_1 | 285 | 5 | 5 | HOWARD | SOMERSET | FROM_TO | 74960.94 | 75024.36 | -23.8851 | 0 | 1535.223 | 503.762 | -0.13104 | 0.076306 | -0.61423 | 0.14079 | 246.0455 | 42.3423 | 0 | 10000 | 7777.473 | 10000 | 10000 | 4425.621 | 3594.684 | 10000 | 10000 | 9437.985 | 8904.096 | 10000 | 9311.797 | Competitive | Competitive | 1 | TRUE | FALSE | 1 | Non-Competitive | 0.711 | Competitive | 230.0796 | 48.0646 | 10000 | 9384.46 | 287 | 1
DCICME58 E3_S1_1 TO_FROM | DCICME58 | E3_S1_1 | 285 | 5 | 5 | HOWARD | SOMERSET | TO_FROM | 74960.94 | 76362.46 | -147.23 | 0 | 503.762 | 1718.26 | -0.07631 | 0.13104 | -0.14079 | 0.61423 | 89.3001 | -88.8865 | 0 | 5079.555 | 10000 | 8909.019 | 10000 | 1559.011 | 4508.599 | 8909.019 | 10000 | 6839.739 | 9445.288 | 7763.439 | 10000 | Competitive | Competitive | 1 | TRUE | FALSE | 1 | Non-Competitive | 0.711 | Competitive | 55.0617 | -96.0525 | 8558.152 | 10000 | 287 | 1
DCLEZOR5 428T428_1 FROM_TO | DCLEZOR5 | 428T428_1 | 220.6 | 2 | 2 | L_SEGUIN8_1Y | L_SEGUWE8_1Y | FROM_TO | 74960.94 | 74319.02 | 133.0303 | 0 | 1518.142 | 1365.787 | -0.0538 | 0.025536 | -0.60737 | 0.25384 | 611.5567 | 291.6797 | 0 | 10000 | 5528.082 | 1253.035 | 4766.953 | 1067.472 | 3838.374 | 2623.662 | 9104.472 | 1170.736 | 5955.811 | 1251.726 | 6426.868 | Competitive | Non-Competitive | 0 | TRUE | FALSE | 0 | Non-Competitive | 0.7265 | #N/A | #N/A | #N/A | #N/A | #N/A | #N/A | #N/A
DCLEZOR5 428T428_1 TO_FROM | DCLEZOR5 | 428T428_1 | 220.6 | 2 | 2 | L_SEGUIN8_1Y | L_SEGUWE8_1Y | TO_FROM | 74960.94 | 75977.76 | -449.254 | 0 | 1365.788 | 1518.142 | -0.02554 | 0.0538 | -0.25384 | 0.60737 | -45.5385 | -65.4431 | 4736.04 | 5326.833 | 10000 | 4287.344 | 1473.32 | 3388.15 | 1255.051 | 9104.472 | 2623.662 | 5513.762 | 1349.662 | 6023.364 | 1435.68 | Competitive | Competitive | 1 | TRUE | FALSE | 1 | Non-Competitive | 0.7265 | #N/A | #N/A | #N/A | #N/A | #N/A | #N/A | #N/A
DCLEZOR5 MARION_4AT2 FROM_TO | DCLEZOR5 | MARION_4AT2 | 477 | 2 | 2 | L_MARION5_1Y | L_MARION8_1Y | FROM_TO | 74960.94 | 75016.49 | -13.5693 | 0 | 1354.699 | 1305.248 | -0.02842 | 0.070696 | -0.38456 | 0.070696 | 449.9342 | 79.2988 | 0 | 1425.027 | 10000 | 1549.936 | 2506.533 | 941.013 | 1318.3 | 2631.846 | 3604.385 | 1840.455 | 2129.096 | 2351.191 | 2938.368 | Competitive | Competitive | 1 | TRUE | FALSE | 1 | Non-Competitive | 0.836 | Non-Competitive | 481.5808 | 83.6973 | 2415.576 | 2646.504 | 478 | 0
DCLEZOR5 MARION_4AT2 TO_FROM | DCLEZOR5 | MARION_4AT2 | 477 | 2 | 2 | L_MARION5_1Y | L_MARION8_1Y | TO_FROM | 74960.94 | 79956.2 | -468.614 | 0 | 1187.99 | 1196.971 | -0.0707 | 0.028423 | -0.0707 | 0.38455 | 164.3945 | -290.559 | 0 | 10000 | 1719.959 | 2506.533 | 1898.266 | 1153.862 | 1067.674 | 3604.385 | 2862.383 | 1998.146 | 2113.045 | 2938.368 | 2756.298 | Competitive | Competitive | 1 | TRUE | FALSE | 1 | Non-Competitive | 0.836 | Competitive | 137.6727 | -329.36 | 2646.504 | 2805.354 | 478 | 1
DCMTBNB8 6495__C FROM_TO | DCMTBNB8 | 6495__C | 214 | 2 | 2 | SAGINAW1_8 | AM_MFG_T8 | FROM_TO | 74960.94 | 74984.91 | 146.3936 | 0 | 2962.53 | 1109.745 | -0.00102 | 0.005307 | -0.86244 | 0.072677 | 193.3279 | 152.65 | 0 |  |  | 896.182 | 5486.226 | 866.382 | 5037.616 | 2145.106 | 5486.226 | 917.667 | 5318.94 | 930.769 | 5444.537 | Competitive | Competitive | 1 | FALSE | FALSE | 1 | Non-Competitive | 0.7265 | Non-Competitive | 235.3608 | 180.3168 | 10000 | 10000 | 213 | 0
DCMTBNB8 6495__C TO_FROM | DCMTBNB8 | 6495__C | 214 | 2 | 2 | SAGINAW1_8 | AM_MFG_T8 | TO_FROM | 74960.94 | 80089.4 | -184.002 | 0 | 1109.745 | 2554.513 | -0.00531 | 0.001018 | -0.07268 | 0.86244 | -164.388 | -152.617 | 7014.64 |  |  | 5259.469 | 957.82 | 4838.364 | 953.542 | 5486.226 | 2145.106 | 5221.26 | 982.587 | 5343.37 | 987.109 | Competitive | Competitive | 1 | FALSE | FALSE | 1 | Non-Competitive | 0.7265 | Competitive | -123.076 | -202.938 | 8528.735 | 10000 | 213 | 1
DCNSLHS8 3660__A FROM_TO | DCNSLHS8 | 3660__A | 306 | 3 | 3 | LKHB_E8 | PRCKSW1_8 | FROM_TO | 74960.94 | 75549.12 | 20.134 | 0 | 2940.448 | 1234.8 | -0.0026 | 0.17553 | -0.10162 | 0.17692 | 246.0281 | 23.676 | 0 | 10000 |  | 10000 | 6271.501 | 6101.865 | 4942.16 | 10000 | 6271.501 | 9860.114 | 6987.957 | 10000 | 7329.112 | Competitive | Competitive | 1 | TRUE | FALSE | 1 | Non-Competitive | 0.734 | Competitive | 245.3483 | 19.6694 | 10000 | 7080.587 | 304 | 1
DCNSLHS8 3660__A TO_FROM | DCNSLHS8 | 3660__A | 306 | 3 | 3 | LKHB_E8 | PRCKSW1_8 | TO_FROM | 74960.94 | 76810.23 | -57.6775 | 0 | 1131.025 | 2940.461 | -0.17553 | 0.002597 | -0.17692 | 0.10162 | -36.6094 | -49.1409 | 7134.64 |  | 10000 | 6271.501 | 10000 | 4942.16 | 6298.028 | 6271.501 | 10000 | 6987.957 | 9861.173 | 7329.112 | 10000 | Competitive | Competitive | 1 | TRUE | FALSE | 1 | Non-Competitive | 0.734 | Competitive | -28.954 | -46.6635 | 7080.587 | 10000 | 304 | 1
DCPSES12 440__A FROM_TO | DCPSES12 | 440__A | 1072 | 0 | 0 | L_AUSTRO5_1Y | SAND_TXU_5 | FROM_TO | 74960.94 | 78307.27 | -1002.57 | 0 | 906.435 | 2061.21 | -0.15007 | 0.14077 | -0.191 | 0.17441 | 570.8951 | 576.1475 | 2929.84 | 1135.808 | 2082.766 | 1297.834 | 2153.129 | 983.681 | 2082.766 | 1509.38 | 5140.716 | 1292.338 | 2559.606 | 1339.564 | 2559.606 | Competitive | Competitive | 1 | TRUE | FALSE | 1 | Non-Competitive | 0.703 | Competitive | 593.625 | 534.6383 | 1288.061 | 2831.217 | 1072 | 1
DCPSES12 440__A TO_FROM | DCPSES12 | 440__A | 1072 | 0 | 0 | L_AUSTRO5_1Y | SAND_TXU_5 | TO_FROM | 74960.94 | 65710.82 | -903.65 | 0 | 2354.094 | 906.435 | -0.14077 | 0.15007 | -0.17441 | 0.191 | 2296.909 | 458.9408 | 0 | 1676.73 | 1287.728 | 1768.085 | 1512.244 | 1676.73 | 1126.704 | 5140.716 | 1773.143 | 2129.734 | 1479.884 | 2129.734 | 1528.097 | Competitive | Competitive | 0 | TRUE | TRUE | 1 | Competitive | 0.703 | Competitive | 2366.479 | 259.7544 | 2339.772 | 1483.445 | 1072 | 1
DCPSES12 591__A FROM_TO | DCPSES12 | 591__A | 280 | 0 | 0 | CRLTN_NW_E8 | TNLAKEPNTE1 | FROM_TO | 74960.94 | 75084.88 | -170.729 | 0 | 2392.87 | 1079.414 | -0.12381 | 0.014561 | -0.58099 | 0.11888 | 208.2248 | -46.722 | 0 |  | 2978.383 | 2954.029 | 10000 | 1516.127 | 1879.096 | 2745.701 | 10000 | 2276.638 | 2851.356 | 2839.008 | 3907.614 | Competitive | Competitive | 1 | TRUE | FALSE | 1 | Non-Competitive | 0.7185 | Competitive | 233.2918 | 26.1645 | 2797.093 | 5046.141 | 280 | 1
DCPSES12 591__A TO_FROM | DCPSES12 | 591__A | 280 | 0 | 0 | CRLTN_NW_E8 | TNLAKEPNTE1 | TO_FROM | 74960.94 | 75771.81 | -129.073 | 0 | 1088.745 | 2740.457 | -0.01456 | 0.12381 | -0.11888 | 0.58099 | 176.5538 | 93.8113 | 0 | 2556.399 |  | 5518.605 | 2954.029 | 1018.565 | 1561.518 | 5518.605 | 2745.701 | 1810.796 | 2293.842 | 3085.023 | 2839.008 | Competitive | Competitive | 1 | TRUE | FALSE | 1 | Non-Competitive | 0.7185 | Competitive | 190.1338 | 27.3525 | 3646.334 | 2898.85 | 280 | 1
DCPSES12 SINTON_SKIDMO1_1 FROM_TO | DCPSES12 | SINTON_SKIDMO1_1 | 38 | 0 | 0 | SKIDMOR2 | SINTON 2 | FROM_TO | 74960.94 | 74894.55 | -13.4119 | 0 | 1203.009 | 1164.776 | -0.01996 | 0.004081 | -0.17646 | 0.42352 | 49.7127 | 6.6645 | 0 |  |  | 6898.449 | 2511.951 | 956.422 | 1961.979 | 6100.172 | 2593.938 | 1565.704 | 2647.925 | 6012.769 | 2686.717 | Competitive | Non-Competitive | 0 | FALSE | FALSE | 1 | Non-Competitive | 0.797 | Non-Competitive | 51.8783 | 5.2448 | 5666.739 | 3009.665 | 38 | 1
DCPSES12 SINTON_SKIDMO1_1 TO_FROM | DCPSES12 | SINTON_SKIDMO1_1 | 38 | 0 | 0 | SKIDMOR2 | SINTON 2 | TO_FROM | 74960.94 | 75006.98 | -45.4148 | 0 | 1201.573 | 1203.009 | -0.00408 | 0.019957 | -0.42352 | 0.17646 | 17.9537 | -32.7126 | 0 |  |  | 1360.771 | 7025.938 | 1153.391 | 1117.626 | 1823.926 | 6254.664 | 1558.606 | 1853.659 | 1577.341 | 6109.055 | Competitive | Competitive | 1 | FALSE | FALSE | 1 | Non-Competitive | 0.797 | Competitive | 20.9468 | -32.2575 | 1716.427 | 5782.855 | 38 | 1
DCPSJON5 152__A FROM_TO | DCPSJON5 | 152__A | 1072 | 4 | 4 | WLFHOLW_5 | ROCKYCRK_5 | FROM_TO | 74960.94 | 73626.6 | 205.1624 | 0 | 1538.095 | 1843.795 | -0.02996 | 0.29265 | -0.18689 | 0.29265 | 1300.289 | 294.3077 | 0 | 2197.64 | 5237.143 | 5564.55 | 2236.312 | 2060.235 | 1400.749 | 5564.55 | 5050.437 | 3845.883 | 2079.175 | 3853.265 | 2728.667 | Competitive | Non-Competitive | 0 | TRUE | FALSE | 1 | Non-Competitive | 0.7185 | Non-Competitive | 1598.316 | 142.0337 | 3113.704 | 2188.941 | 1065 | 1
DCPSJON5 152__A TO_FROM | DCPSJON5 | 152__A | 1072 | 4 | 4 | WLFHOLW_5 | ROCKYCRK_5 | TO_FROM | 74960.94 | 77795.58 | -1225.41 | 0 | 1811.505 | 1538.094 | -0.29265 | 0.029963 | -0.29265 | 0.18689 | 261.2957 | -711.971 | 5328.44 | 5237.143 | 3438.825 | 2236.312 | 5564.55 | 1367.107 | 3184.709 | 5050.437 | 5564.55 | 2062.97 | 4437.074 | 2728.667 | 4445.067 | Competitive | Competitive | 1 | TRUE | FALSE | 1 | Non-Competitive | 0.7185 | Competitive | 429.642 | -729.218 | 2188.941 | 4140.349 | 1065 | 1
DCRLPTE5 820__D FROM_TO | DCRLPTE5 | 820__D | 326 | 2 | 2 | FRISCO | COLLINSS1_8 | FROM_TO | 74960.94 | 94328.7 | -220.202 | 0 | 788.325 | 0 | -0.00294 | 0 | -0.00294 | 0.99706 | -220.113 | -199.13 | 7134.64 |  |  |  | 921.083 |  | 921.083 |  | 921.083 |  | 921.083 | 0 | 921.083 | Competitive | Competitive | 1 | FALSE | TRUE | 1 | Non-Competitive | 0.789 | Competitive | 254.091 | -99.2015 | 5568.383 | 2708.813 | 324 | 1
DCRLPTE5 820__D TO_FROM | DCRLPTE5 | 820__D | 326 | 2 | 2 | FRISCO | COLLINSS1_8 | TO_FROM | 74960.94 | 75066.13 | 220.1666 | 0 | 0 | 788.325 | 0 | 0.002936 | -0.99706 | 0.002936 | 221.1111 | 220.0865 | 0 |  |  | 788.325 |  | 788.325 |  | 788.325 |  | 788.325 |  | 788.325 | 0 | Competitive | Competitive | 1 | FALSE | TRUE | 1 | Non-Competitive | 0.789 | Non-Competitive | 396.9243 | -56.0698 | 2327.257 | 6745.939 | 324 | 0
DDECSPR8 CKT_1013_1 FROM_TO | DDECSPR8 | CKT_1013_1 | 480 | 2 | 2 | MCNEILW | DECK_MB3 | FROM_TO | 74960.94 | 76557.53 | -562.795 | 0 | 1025.797 | 9108.582 | -0.41683 | 0.082594 | -0.41683 | 0.12353 | -189.311 | -472.502 | 0 | 5227.624 | 5490.347 | 5227.624 | 10000 | 4712.742 | 1177.081 | 5227.624 | 10000 | 5281.713 | 8124.582 | 5297.247 | 9224.149 | Competitive | Competitive | 1 | TRUE | FALSE | 1 | Non-Competitive | 0.7345 | #N/A | #N/A | #N/A | #N/A | #N/A | #N/A | #N/A
DDECSPR8 CKT_1013_1 TO_FROM | DDECSPR8 | CKT_1013_1 | 480 | 2 | 2 | MCNEILW | DECK_MB3 | TO_FROM | 74960.94 | 73927.32 | 235.2042 | 0 | 9108.574 | 1025.797 | -0.08259 | 0.41683 | -0.12353 | 0.41683 | 609.891 | 321.5899 | 0 | 5490.347 | 5227.624 | 10000 | 5227.624 | 1092.641 | 5162.616 | 10000 | 5227.624 | 8055.49 | 5297 | 9224.149 | 5297.247 | Non-Competitive | Non-Competitive | 0 | TRUE | FALSE | 1 | Non-Competitive | 0.7345 | #N/A | #N/A | #N/A | #N/A | #N/A | #N/A | #N/A
DDILSAN8 BIG_FO_PLEASA1_1 FROM_TO | DDILSAN8 | BIG_FO_PLEASA1_1 | 122 | 4 | 4 | PLESTN 4 | BIGFOOT4 | FROM_TO | 74960.94 | 75090.05 | -71.8746 | 0 | 1457.976 | 925.241 | -0.1431 | 0.02501 | -0.28635 | 0.27198 | 85.0287 | 6.7474 | 0 | 10000 | 10000 | 7219.252 | 10000 | 2136.805 | 3694.739 | 10000 | 10000 | 6766.171 | 9593.394 | 8284.192 | 10000 | Competitive | Competitive | 1 | TRUE | FALSE | 1 | Non-Competitive | 0.7185 | Non-Competitive | 123.5474 | 12.7388 | 10000 | 9743.516 | 122 | 0
DDILSAN8 BIG_FO_PLEASA1_1 TO_FROM | DDILSAN8 | BIG_FO_PLEASA1_1 | 122 | 4 | 4 | PLESTN 4 | BIGFOOT4 | TO_FROM | 74960.94 | 75035.65 | -67.9933 | 0 | 925.24 | 1446.161 | -0.02501 | 0.1431 | -0.27198 | 0.28635 | 101.5663 | -34.2847 | 0 | 9027.016 | 10000 | 9027.016 | 7219.252 | 1891.665 | 2301.001 | 8931.595 | 10000 | 8214.492 | 6856.286 | 9410.413 | 8284.192 | Competitive | Competitive | 1 | TRUE | FALSE | 1 | Non-Competitive | 0.7185 | Non-Competitive | 138.965 | -60.4812 | 8796.509 | 10000 | 122 | 0
DDILSAN8 PALDRO_PEARSAL_1 FROM_TO | DDILSAN8 | PALDRO_PEARSAL_1 | 215 | 4 | 4 | PALODUROSW8 | PEARSALLSW8 | FROM_TO | 74960.94 | 75711.15 | -214.635 | 0 | 1008.923 | 1373.916 | -0.20886 | 0.19274 | -0.20886 | 0.58694 | 58.7428 | -130.405 | 0 | 1580.575 | 10000 | 5103.022 | 10000 | 747.912 | 1467.927 | 5103.022 | 10000 | 2608.672 | 9138.636 | 3011.692 | 10000 | Competitive | Competitive | 1 | TRUE | FALSE | 1 | Non-Competitive | 0.75 | Competitive | 115.8107 | -183.008 | 2358.048 | 10000 | 215 | 1
DDILSAN8 PALDRO_PEARSAL_1 TO_FROM | DDILSAN8 | PALDRO_PEARSAL_1 | 215 | 4 | 4 | PALODUROSW8 | PEARSALLSW8 | TO_FROM | 74960.94 | 74970.44 | -13.3214 | 0 | 1410.909 | 1008.923 | -0.11581 | 0.20886 | -0.58694 | 0.20886 | 209.4219 | 52.7773 | 0 | 10000 | 3773.389 | 10000 | 3773.389 | 1345.922 | 1245.457 | 10000 | 10000 | 9091.079 | 4818.521 | 10000 | 5710.789 | Competitive | Competitive | 1 | TRUE | FALSE | 1 | Non-Competitive | 0.75 | Non-Competitive | 264.3089 | 56.4491 | 10000 | 6505.734 | 215 | 0
DDOWOAS5 DAN_DANE_1 FROM_TO | DDOWOAS5 | DAN_DANE_1 | 122 | 2 | 2 | DANEVANGSW9 | DANEVANGSUB9 | FROM_TO | 74960.94 | 75086.05 | 6.9026 | 0 | 1151.528 | 1808.808 | -0.00555 | 0.006764 | -0.69028 | 0.24828 | 35.633 | 7.7514 | 0 |  |  | 6184.036 | 7631.173 | 683.398 | 1930.688 | 8608.633 | 8517.94 | 1205.231 | 4185.489 | 6410.732 | 7216.103 | Competitive | Competitive | 1 | FALSE | FALSE | 1 | Non-Competitive | 0.6955 | Competitive | 41.5661 | 1.6466 | 10000 | 4890.976 | 45 | 1
DDOWOAS5 DAN_DANE_1 TO_FROM | DDOWOAS5 | DAN_DANE_1 | 122 | 2 | 2 | DANEVANGSW9 | DANEVANGSUB9 | TO_FROM | 74960.94 | 75448.05 | -36.015 | 0 | 1899.275 | 1151.495 | -0.00676 | 0.005551 | -0.24828 | 0.69028 | -1.675 | -21.4569 | 0 |  |  | 7631.173 | 6184.036 | 1730.751 | 808.029 | 8517.94 | 8608.633 | 3998.84 | 1432.631 | 7216.103 | 6410.732 | Competitive | Competitive | 1 | FALSE | FALSE | 1 | Non-Competitive | 0.6955 | Competitive | 3.0317 | -23.7452 | 4890.976 | 10000 | 45 | 1
DELMSAN5 BLESSI_LOLITA1_1 FROM_TO | DELMSAN5 | BLESSI_LOLITA1_1 | 211 | 2 | 2 | BLESSNG4 | LOLITA 4 | FROM_TO | 74960.94 | 73304.32 | -62.8322 | 0 | 1827.885 | 731.603 | -0.30862 | 0.045044 | -0.42192 | 0.13258 | 914.7692 | 242.666 | 0 | 1664.297 | 1496.71 | 1838.804 | 5242.259 | 1189.892 | 1225.907 | 1738.737 | 6325.31 | 1362.098 | 3979.989 | 1637.656 | 4116.617 | Competitive | Non-Competitive | 0 | TRUE | FALSE | 0 | Non-Competitive | 0.6955 | Non-Competitive | 913.7966 | 200.1418 | 1679.375 | 4078.653 | 211 | 1
DELMSAN5 BLESSI_LOLITA1_1 TO_FROM | DELMSAN5 | BLESSI_LOLITA1_1 | 211 | 2 | 2 | BLESSNG4 | LOLITA 4 | TO_FROM | 74960.94 | 76742.68 | -720.874 | 0 | 731.604 | 1789.165 | -0.04504 | 0.30862 | -0.13258 | 0.42192 | -107.372 | -161.19 | 464.04 | 1060.837 | 2040.413 | 5242.259 | 2085.414 | 985.014 | 1362.373 | 6325.31 | 1738.737 | 3463.638 | 1539.281 | 3575.663 | 1855.18 | Competitive | Competitive | 1 | TRUE | FALSE | 1 | Non-Competitive | 0.6955 | Competitive | -88.6951 | -353.567 | 3522.083 | 1804.089 | 211 | 1
DELMSAN5 COLETO_KENEDS1_1 FROM_TO | DELMSAN5 | COLETO_KENEDS1_1 | 207 | 2 | 2 | COLETO 4 | KENDYSW4 | FROM_TO | 74960.94 | 75137.04 | -146.556 | 0 | 1080.681 | 1266.185 | -0.03546 | 0.087944 | -0.29518 | 0.08993 | 152.7933 | -79.4629 | 0 | 1406.761 | 10000 | 1544.685 | 8950.827 | 867.827 | 1638.325 | 8265.203 | 10000 | 2985.468 | 5700.462 | 3257.561 | 9425.016 | Competitive | Competitive | 1 | TRUE | FALSE | 1 | Non-Competitive | 0.6875 | Competitive | 161.2269 | -78.5713 | 3162.214 | 9433.25 | 207 | 1
DELMSAN5 COLETO_KENEDS1_1 TO_FROM | DELMSAN5 | COLETO_KENEDS1_1 | 207 | 2 | 2 | COLETO 4 | KENDYSW4 | TO_FROM | 74960.94 | 74419.42 | -169.38 | 0 | 1266.185 | 1075.52 | -0.08794 | 0.035458 | -0.08993 | 0.29518 | 254.1592 | -53.1725 | 0 | 10000 | 2023.078 | 8950.827 | 2276.468 | 1375.206 | 1181.471 | 10000 | 8265.203 | 5128.736 | 3872.7 | 9425.016 | 4151.015 | Competitive | Non-Competitive | 0 | TRUE | FALSE | 1 | Non-Competitive | 0.6875 | Non-Competitive | 263.9488 | -62.5683 | 9433.25 | 4149.746 | 207 | 1
DELMSAN5 MHONDOCR_1 FROM_TO | DELMSAN5 | MHONDOCR_1 | 127 | 2 | 2 | HONDOCREEK8 | MOORESUB8 | FROM_TO | 74960.94 | 74914 | -78.8678 | 0 | 1291.01 | 512.495 | -0.13527 | 0.014808 | -0.23463 | 0.49973 | 138.0121 | 6.5346 | 0 |  | 6441.825 | 4659.851 | 10000 | 1307.915 | 2582.55 | 7209.447 | 10000 | 3894.965 | 7306.378 | 6103.952 | 8611.87 | Competitive | Non-Competitive | 0 | TRUE | FALSE | 1 | Non-Competitive | 0.7265 | Non-Competitive | 224.5505 | 28.677 | 5657.629 | 7921.085 | 127 | 1
DELMSAN5 MHONDOCR_1 TO_FROM | DELMSAN5 | MHONDOCR_1 | 127 | 2 | 2 | HONDOCREEK8 | MOORESUB8 | TO_FROM | 74960.94 | 75027.36 | -115.311 | 0 | 494.476 | 1291.01 | -0.01481 | 0.13527 | -0.49973 | 0.23463 | 83.1388 | -88.9996 | 0 | 4291.747 |  | 9124.978 | 5944.911 | 1486.218 | 1419.697 | 10000 | 10000 | 5671.042 | 4514.613 | 7078.659 | 7509.192 | Competitive | Competitive | 1 | TRUE | FALSE | 1 | Non-Competitive | 0.7265 | Non-Competitive | 150.2049 | -147.452 | 6451.142 | 6755.643 | 127 | 0
DELMSKY5 MAR_SKY_1 FROM_TO | DELMSKY5 | MAR_SKY_1 | 1104 | 2 | 2 | SKYLINE_5 | L_MARION5_1Y | FROM_TO | 74960.94 | 94328.7 | -2131.44 | 0 | 3983.829 | 0 | -0.11943 | 0.3519 | -0.11943 | 0.43654 | -397.338 | -411.311 | 4736.04 | 5290.478 | 1006.684 | 8159 | 1375.774 | 5286.553 | 1000.08 | 10000 | 3704.046 | 7959.244 | 964.692 | 7959.283 | 966.879 | Competitive | Competitive | 1 | TRUE | FALSE | 1 | Non-Competitive | 0.703 | Competitive | -324.567 | -410.469 | 8049.633 | 966.504 | 1076 | 1
DELMSKY5 MAR_SKY_1 TO_FROM | DELMSKY5 | MAR_SKY_1 | 1104 | 2 | 2 | SKYLINE_5 | L_MARION5_1Y | TO_FROM | 74960.94 | 70927.17 | 973.4346 | 0 | 0 | 3983.829 | -0.3519 | 0.11943 | -0.43654 | 0.11943 | 3007.987 | 1983.796 | 0 | 889.059 | 6525.186 | 1375.774 | 9379.094 | 879.004 | 6519.682 | 3704.046 | 10000 | 866.679 | 8715.2 | 870.863 | 8715.244 | Non-Competitive | Non-Competitive | 0 | TRUE | FALSE | 0 | Non-Competitive | 0.703 | Non-Competitive | 2943.255 | 1921.02 | 869.045 | 8824.185 | 1076 | 1
DELMSTP5 CKT_3124_1 FROM_TO | DELMSTP5 | CKT_3124_1 | 1200 | 2 | 2 | SO_TEX__345A | HILLJE__345A | FROM_TO | 74960.94 | 77240.43 | -378.063 | 0 | 1259 | 2308.022 | -0.04387 | 0.21997 | -0.20877 | 0.21997 | 681.9885 | 614.4828 | 464.04 | 1551.82 | 2550.98 | 1727.649 | 1591.557 | 1469.904 | 1331.105 | 3792 | 2722.541 | 2338.128 | 1665.216 | 2354.01 | 2014.308 | Competitive | Competitive | 1 | TRUE | FALSE | 1 | Non-Competitive | 0.711 | Non-Competitive | 1344.164 | 858.7759 | 1657.114 | 2024.667 | 1200 | 0
DELMSTP5 CKT_3124_1 TO_FROM | DELMSTP5 | CKT_3124_1 | 1200 | 2 | 2 | SO_TEX__345A | HILLJE__345A | TO_FROM | 74960.94 | 74805.58 | -598.814 | 0 | 2250.541 | 1321.227 | -0.21997 | 0.043867 | -0.21997 | 0.20877 | 1231.124 | -552.475 | 0 | 2550.98 | 1691.344 | 1591.557 | 1935.829 | 1165.011 | 1631.984 | 2722.541 | 3792 | 1524.994 | 2489.972 | 2014.308 | 2499.78 | Competitive | Non-Competitive | 0 | TRUE | FALSE | 1 | Non-Competitive | 0.711 | Competitive | 1186.745 | -488.904 | 1994.643 | 2061.874 | 1200 | 0
DENTSCS5 1170__A FROM_TO | DENTSCS5 | 1170__A | 214 | 2 | 2 | NACOGDSE_8 | HERTYNOR_8 | FROM_TO | 74960.94 | 74951.66 | -62.0358 | 0 | 1893.734 | 1985.599 | -0.19281 | 0.061582 | -0.42223 | 0.14923 | 216.7896 | -45.0311 | 0 | 5345.194 | 5759.497 | 5345.194 | 10000 | 3487.812 | 2148.16 | 5345.194 | 10000 | 4794.888 | 5690.798 | 5021.179 | 5988.533 | Competitive | Non-Competitive | 0 | TRUE | FALSE | 1 | Non-Competitive | 0.7345 | Non-Competitive | 227.1233 | -50.0186 | 5023.779 | 6185.566 | 220 | 1
DENTSCS5 1170__A TO_FROM | DENTSCS5 | 1170__A | 214 | 2 | 2 | NACOGDSE_8 | HERTYNOR_8 | TO_FROM | 74960.94 | 75961.57 | -92.1333 | 0 | 2034.975 | 1893.734 | -0.06158 | 0.19281 | -0.14923 | 0.42223 | 58.0445 | -61.2333 | 2929.84 | 5759.497 | 5345.194 | 10000 | 5345.194 | 2013.387 | 3720.855 | 10000 | 5345.194 | 5682.331 | 4807.24 | 5988.533 | 5021.179 | Competitive | Competitive | 1 | TRUE | FALSE | 1 | Non-Competitive | 0.7345 | Competitive | 63.835 | -59.2186 | 6185.566 | 5023.779 | 220 | 1
DENTSCS5 1820__C FROM_TO | DENTSCS5 | 1820__C | 326 | 2 | 2 | TYLERGND_8 | WHITEHSE_8 | FROM_TO | 74960.94 | 75192.12 | -233.673 | 0 | 1898.385 | 2015.857 | -0.16983 | 0.029522 | -0.80022 | 0.10576 | 139.6308 | -9.4273 | 5.14 | 10000 | 7588.949 | 5161.589 | 7588.949 | 3089.727 | 3244.212 | 7215.267 | 8063.396 | 5931.942 | 7927.153 | 7137.669 | 8086.097 | Competitive | Competitive | 1 | TRUE | FALSE | 1 | Non-Competitive | 0.7425 | Competitive | 157.1469 | -32.4155 | 7142.452 | 8103.739 | 220 | 1
DENTSCS5 1820__C TO_FROM | DENTSCS5 | 1820__C | 326 | 2 | 2 | TYLERGND_8 | WHITEHSE_8 | TO_FROM | 74960.94 | 75786.28 | -25.1557 | 0 | 2018.219 | 1898.385 | -0.02952 | 0.16983 | -0.10576 | 0.80022 | 226.4946 | 28.7933 | 2929.84 | 7588.949 | 10000 | 7588.949 | 5161.589 | 3063.494 | 3395.532 | 8063.396 | 7215.267 | 7917.077 | 6003.989 | 8086.097 | 7137.669 | Competitive | Competitive | 1 | TRUE | FALSE | 1 | Non-Competitive | 0.7425 | Non-Competitive | 234.9008 | 29.1946 | 8103.739 | 7142.452 | 220 | 0
DFERCOR8 46T193_1 FROM_TO | DFERCOR8 | 46T193_1 | 98.24 | 4 | 4 | L_FERGUS8_1Y | L_SANDCR8_1Y | FROM_TO | 74960.94 | 74905.04 | -78.7134 | 0 | 1225.346 | 5062.592 | -0.23768 | 0.10229 | -0.761 | 0.10229 | 140.6082 | -2.5141 | 0 | 10000 | 10000 | 10000 | 10000 | 1766.138 | 1502.811 | 10000 | 10000 | 8948.926 | 6931.9 | 10000 | 10000 | Non-Competitive | Non-Competitive | 0 | TRUE | FALSE | 1 | Non-Competitive | 0.703 | Non-Competitive | 150.5538 | -6.9127 | 10000 | 10000 | 98 | 1
DFERCOR8 46T193_1 TO_FROM | DFERCOR8 | 46T193_1 | 98.24 | 4 | 4 | L_FERGUS8_1Y | L_SANDCR8_1Y | TO_FROM | 74960.94 | 75092.49 | -156.813 | 0 | 5062.6 | 1225.346 | -0.10229 | 0.23768 | -0.10229 | 0.761 | 83.1499 | -49.0446 | 0 | 10000 | 10000 | 10000 | 10000 | 903.529 | 1946.077 | 10000 | 10000 | 4478.337 | 9013.636 | 10000 | 10000 | Competitive | Competitive | 1 | TRUE | FALSE | 1 | Non-Competitive | 0.703 | Non-Competitive | 110.4578 | -60.9555 | 8987.71 | 10000 | 98 | 0
DFMRMNS5 1650__A FROM_TO | DFMRMNS5 | 1650__A | 124 | 2 | 2 | MOSESMIN_8 | MOSES1_8 | FROM_TO | 74960.94 | 75250.91 | -42.1159 | 0 | 2022.436 | 1574.428 | -0.03441 | 0.056149 | -0.45338 | 0.54522 | -9.1825 | -12.3612 | 7134.64 | 10000 | 10000 | 10000 | 10000 | 4593.663 | 5177.105 | 10000 | 10000 | 9729.497 | 9857.952 | 10000 | 10000 | Competitive | Competitive | 1 | TRUE | FALSE | 1 | Non-Competitive | 0.7035 | Competitive | -5.7719 | -11.537 | 10000 | 10000 | 127 | 1
DFMRMNS5 1650__A TO_FROM | DFMRMNS5 | 1650__A | 124 | 2 | 2 | MOSESMIN_8 | MOSES1_8 | TO_FROM | 74960.94 | 74982.74 | 11.9396 | 0 | 1855.612 | 1715.756 | -0.05615 | 0.034411 | -0.54522 | 0.45338 | 112.1107 | 22.7488 | 0 | 10000 | 10000 | 10000 | 10000 | 4548.996 | 4593.663 | 10000 | 10000 | 9814.832 | 9729.497 | 10000 | 10000 | Competitive | Competitive | 1 | TRUE | FALSE | 1 | Non-Competitive | 0.7035 | Non-Competitive | 168.24 | 23.759 | 6200.411 | 10000 | 127 | 0
DFMRMNS5 205__A FROM_TO | DFMRMNS5 | 205__A | 1076 | 2 | 2 | MOSES_5 | SULSP_SS1_5 | FROM_TO | 74960.94 | 75089.73 | -165.415 | 0 | 1929.616 | 2076.952 | -0.02188 | 0.37855 | -0.32028 | 0.37855 | 1032.238 | 168.8275 | 5.14 | 6001.508 | 10000 | 7264.075 | 3689.008 | 5315.154 | 1779.613 | 10000 | 3918.243 | 8441.855 | 3193.436 | 8461.212 | 3718.616 | Competitive | Competitive | 1 | TRUE | FALSE | 1 | Non-Competitive | 0.7265 | Non-Competitive | 1290.046 | -47.1008 | 5440.576 | 3705.275 | 1076 | 0
DFMRMNS5 205__A TO_FROM | DFMRMNS5 | 205__A | 1076 | 2 | 2 | MOSES_5 | SULSP_SS1_5 | TO_FROM | 74960.94 | 77211.15 | -247.929 | 0 | 2044.852 | 2036.168 | -0.37855 | 0.021876 | -0.37855 | 0.32028 | 228.6034 | -134.754 | 2929.84 | 10000 | 6001.508 | 3689.008 | 7264.075 | 1725.926 | 5559.443 | 3918.243 | 10000 | 3178.019 | 8447.763 | 3718.616 | 8461.212 | Competitive | Competitive | 1 | TRUE | FALSE | 1 | Non-Competitive | 0.7265 | Competitive | 239.2984 | -129.848 | 3705.275 | 8398.358 | 1076 | 1
DFPPHOL5 144T132_1 FROM_TO | DFPPHOL5 | 144T132_1 | 127.88 | 2 | 2 | L_HALLET8_1Y | L_FLATON8_1Y | FROM_TO | 74960.94 | 76303.99 | -185.924 | 0 | 1302.78 | 1896.242 | -0.03451 | 0.022035 | -0.12369 | 0.49895 | -39.5147 | -132.92 | 0 | 10000 | 10000 | 1000.27 | 6541.446 | 1060.216 | 1242.684 | 3131.965 | 10000 | 1000.243 | 3552.858 | 1193.638 | 6992.485 | Competitive | Competitive | 1 | TRUE | FALSE | 1 | Non-Competitive | 0.7815 | Competitive | -30.6579 | -137.389 | 1157.94 | 7029.737 | 132 | 1
DFPPHOL5 144T132_1 TO_FROM | DFPPHOL5 | 144T132_1 | 127.88 | 2 | 2 | L_HALLET8_1Y | L_FLATON8_1Y | TO_FROM | 74960.94 | 74807.17 | 59.0934 | 0 | 1963.573 | 1313.129 | -0.02203 | 0.034509 | -0.49895 | 0.12369 | 204.6296 | 70.9691 | 0 | 10000 | 10000 | 6541.446 | 1447.007 | 1072.703 | 1252.813 | 10000 | 3131.965 | 3284.609 | 1248.97 | 6992.485 | 1579.694 | Competitive | Non-Competitive | 0 | TRUE | FALSE | 1 | Non-Competitive | 0.7815 | Non-Competitive | 200.1834 | 66.0876 | 7029.737 | 1581.29 | 132 | 1
DFPPHOL5 155T217_1 FROM_TO | DFPPHOL5 | 155T217_1 | 382 | 2 | 2 | L_BELLSO8_1Y | PETERS__138B | FROM_TO | 74960.94 | 73784.71 | -104.547 | 0 | 1194.937 | 2323.566 | -0.08992 | 0.10009 | -0.36768 | 0.36431 | 773.046 | 90.3664 | 0 | 2150.803 | 2240.222 | 5190.072 | 2589.218 | 1006.643 | 2104.281 | 6108.253 | 3379.331 | 2806.844 | 2031.824 | 3658.08 | 2080.569 | Non-Competitive | Non-Competitive | 0 | TRUE | FALSE | 1 | Non-Competitive | 0.703 | Non-Competitive | 900.9697 | 82.046 | 3541.179 | 2489.729 | 382 | 1
DFPPHOL5 155T217_1 TO_FROM | DFPPHOL5 | 155T217_1 | 382 | 2 | 2 | L_BELLSO8_1Y | PETERS__138B | TO_FROM | 74960.94 | 74396.33 | -1003.37 | 0 | 2323.567 | 1194.937 | -0.10009 | 0.089924 | -0.36431 | 0.36768 | 522.9184 | -82.2352 | 0 | 1881.765 | 2317.986 | 2139.547 | 5190.072 | 1790.986 | 1209.771 | 2176.238 | 6108.253 | 1670.013 | 3115.492 | 1699.315 | 3795.18 | Competitive | Non-Competitive | 0 | TRUE | FALSE | 1 | Non-Competitive | 0.703 | Non-Competitive | 426.6711 | -165.997 | 2489.729 | 3681.075 | 382 | 1
DFPPHOL5 192T175_1 FROM_TO | DFPPHOL5 | 192T175_1 | 127.88 | 2 | 2 | L_WINCHE8_1Y | L_SMITHV8_1Y | FROM_TO | 74960.94 | 74979.53 | -40.105 | 0 | 1424.495 | 741.248 | -0.06084 | 0.11609 | -0.44026 | 0.12138 | 118.9478 | -7.1661 | 0 | 6463.849 | 10000 | 10000 | 10000 | 1564.098 | 1771.356 | 10000 | 10000 | 6917.183 | 8313.122 | 8254.525 | 10000 | Competitive | Competitive | 1 | TRUE | FALSE | 1 | Non-Competitive | 0.7035 | Competitive | 121.345 | -7.6608 | 8256.963 | 10000 | 132 | 1
DFPPHOL5 192T175_1 TO_FROM | DFPPHOL5 | 192T175_1 | 127.88 | 2 | 2 | L_WINCHE8_1Y | L_SMITHV8_1Y | TO_FROM | 74960.94 | 75079.13 | -136.234 | 0 | 720.063 | 1424.495 | -0.11609 | 0.06084 | -0.12138 | 0.44026 | 110.8475 | -56.2243 | 0 | 10000 | 6463.849 | 10000 | 10000 | 1457.106 | 1736.655 | 10000 | 10000 | 8093.416 | 7030.454 | 10000 | 8254.525 | Competitive | Competitive | 1 | TRUE | FALSE | 1 | Non-Competitive | 0.7035 | Competitive | 121.405 | -66.962 | 10000 | 8256.963 | 132 | 1
DFPPHOL5 357T544_1 FROM_TO | DFPPHOL5 | 357T544_1 | 38 | 2 | 2 | L_COLUMB9_1Y | L_STAFHI9_1Y | FROM_TO | 74960.94 | 74793.71 | -1.9838 | 0 | 871.96 | 1198.206 | -0.01936 | 0.01836 | -0.59262 | 0.30745 | 136.0782 | -6.4769 | 0 |  |  | 6178.331 | 2205.518 | 1110.643 | 1212.264 | 6250.008 | 3299.123 | 2660.02 | 1368.977 | 6177.096 | 2880.317 | Competitive | Non-Competitive | 0 | FALSE | FALSE | 1 | Non-Competitive | 0.7735 | Non-Competitive | 140.4365 | -16.907 | 6197.921 | 3573.077 | 38 | 1
DFPPHOL5 357T544_1 TO_FROM | DFPPHOL5 | 357T544_1 | 38 | 2 | 2 | L_COLUMB9_1Y | L_STAFHI9_1Y | TO_FROM | 74960.94 | 74938.62 | -117.588 | 0 | 1197.642 | 838.101 | -0.01836 | 0.019358 | -0.30745 | 0.59262 | 44.1148 | -49.7341 | 0 |  |  | 2205.518 | 6178.331 | 1004.598 | 1321.085 | 3299.123 | 6250.008 | 1194.899 | 2986.507 | 2880.317 | 6177.096 | Competitive | Non-Competitive | 0 | FALSE | FALSE | 1 | Non-Competitive | 0.7735 | Non-Competitive | 49.3096 | -47.5881 | 3573.077 | 6197.921 | 38 | 1
DFPPHOL5 FAYETT_6AT2 FROM_TO | DFPPHOL5 | FAYETT_6AT2 | 672 | 2 | 2 | L_FAYETT5_1Y | L_FAYETT8_1Y | FROM_TO | 74960.94 | 74544.74 | 337.2753 | 0 | 819.819 | 1570.433 | -0.21798 | 0.17385 | -0.47793 | 0.24973 | 861.2401 | 155.4011 | 0 | 4336.614 | 4346.67 | 5365.147 | 10000 | 1151.175 | 1516.893 | 5365.147 | 10000 | 4033.484 | 4808.801 | 5171.121 | 7819.902 | Competitive | Non-Competitive | 0 | TRUE | FALSE | 1 | Non-Competitive | 0.711 | Non-Competitive | 939.6381 | 174.029 | 5080.314 | 7900.277 | 685 | 1
DFPPHOL5 FAYETT_6AT2 TO_FROM | DFPPHOL5 | FAYETT_6AT2 | 672 | 2 | 2 | L_FAYETT5_1Y | L_FAYETT8_1Y | TO_FROM | 74960.94 | 77391.27 | -1148.04 | 0 | 1570.434 | 819.819 | -0.17385 | 0.21798 | -0.24973 | 0.47793 | 90.4982 | -467.34 | 0 | 4346.67 | 4336.614 | 10000 | 5365.147 | 1315.966 | 1351.928 | 10000 | 5365.147 | 4496.161 | 4219.076 | 7819.902 | 5171.121 | Competitive | Competitive | 1 | TRUE | FALSE | 1 | Non-Competitive | 0.711 | Competitive | 39.5361 | -522.555 | 7900.277 | 5080.314 | 685 | 1
DFRAKI28 P5_X1_1 FROM_TO | DFRAKI28 | P5_X1_1 | 326 | 2 | 2 | HUNT_LN | MEDINABS | FROM_TO | 74960.94 | 74875.07 | 222.5834 | 0 | 1212.897 | 5925.651 | -0.28085 | 0.017973 | -0.44323 | 0.13443 | 364.0572 | 266.8909 | 0 |  | 9358.936 | 2032.411 | 10000 | 852.419 | 8702.184 | 5003.732 | 10000 | 938.891 | 9816.011 | 2927.643 | 9841.669 | Non-Competitive | Non-Competitive | 0 | TRUE | FALSE | 1 | Non-Competitive | 0.7185 | Competitive | 323.6541 | 223.1283 | 2875.599 | 9814.533 | 326 | 0
DFRAKI28 P5_X1_1 TO_FROM | DFRAKI28 | P5_X1_1 | 326 | 2 | 2 | HUNT_LN | MEDINABS | TO_FROM | 74960.94 | 76653.38 | -322.072 | 0 | 5925.637 | 1307.345 | -0.01232 | 0.28085 | -0.13443 | 0.44323 | 99.8317 | 103.8973 | 5622.24 | 9358.936 |  | 10000 | 1229.945 | 8508.159 | 970.14 | 10000 | 2986.543 | 9805.998 | 943.625 | 9841.669 | 1170.28 | Competitive | Competitive | 1 | TRUE | FALSE | 1 | Non-Competitive | 0.7185 | Competitive | 131.7674 | 123.9212 | 9808.448 | 1142.063 | 326 | 1
DGABBEL8 1661__B FROM_TO | DGABBEL8 | 1661__B | 326 | 11 | 11 | HUTTOSS1_8 | RNDRCKNE1_8 | FROM_TO | 74960.94 | 74009.76 | 33.6238 | 0 | 1509.553 | 1253.777 | -0.08969 | 0.02166 | -0.48533 | 0.22987 | 776.9621 | 356.5593 | 0 | 10000 | 4977.361 | 1451.259 | 5115.303 | 1385.285 | 2688.199 | 1488.529 | 5567.911 | 1445.132 | 5047.914 | 1452.616 | 5447.669 | Competitive | Non-Competitive | 0 | TRUE | FALSE | 0 | Non-Competitive | 1.07 | Non-Competitive | 866.9227 | 337.088 | 1326.997 | 5390.019 | 335 | 1
DGABBEL8 1661__B TO_FROM | DGABBEL8 | 1661__B | 326 | 11 | 11 | HUTTOSS1_8 | RNDRCKNE1_8 | TO_FROM | 74960.94 | 76999.1 | -550.781 | 0 | 1290.518 | 1509.553 | -0.02166 | 0.08969 | -0.22987 | 0.48533 | -106.373 | -106.208 | 2929.84 | 4977.361 | 10000 | 5115.303 | 1900.994 | 2392.4 | 1793.057 | 5567.911 | 1961.978 | 4904.013 | 1935.337 | 5447.669 | 1948.112 | Competitive | Competitive | 1 | TRUE | FALSE | 1 | Non-Competitive | 1.07 | Competitive | -87.0269 | -108.616 | 5390.019 | 1893.078 | 335 | 1
DGALRIV8 GABRIE_9AT1 FROM_TO | DGALRIV8 | GABRIE_9AT1 | 49 | 2 | 2 | L_GABRIE9_1Y | L_GABRIE8_1Y | FROM_TO | 74960.94 | 75085.43 | -21.587 | 0 | 1575.471 | 1213.286 | -0.00343 | 0.002523 | -0.04601 | 0.65145 | 41.7604 | 0.58011 | 0 |  |  | 1448.323 | 1526.895 | 1375.792 | 1122.108 | 1548.322 | 2200.686 | 1390.387 | 1574.304 | 1430.968 | 1727.711 | Competitive | Competitive | 1 | FALSE | TRUE | 1 | Non-Competitive | 0.7345 | Competitive | 37.8664 | -0.06129 | 1339.717 | 1628.168 | 49 | 1
DGALRIV8 GABRIE_9AT1 TO_FROM | DGALRIV8 | GABRIE_9AT1 | 49 | 2 | 2 | L_GABRIE9_1Y | L_GABRIE8_1Y | TO_FROM | 74960.94 | 75009.94 | -21.9453 | 0 | 1213.286 | 1679.45 | -0.00252 | 0.003434 | -0.65145 | 0.046014 | 15.8554 | 12.0599 | 2929.84 |  |  | 1309.99 | 1771.901 | 981.721 | 1711.186 | 1954.713 | 1579.96 | 1373.132 | 1684.942 | 1497.876 | 1714.035 | Competitive | Competitive | 1 | FALSE | TRUE | 1 | Non-Competitive | 0.7345 | Competitive | 16.1406 | 10.9494 | 1411.151 | 1607.245 | 49 | 1
DGARHIC8 AUSTRO_AU_AT1H FROM_TO | DGARHIC8 | AUSTRO_AU_AT1H | 480 | 2 | 2 | L_AUSTRO5_1Y | L_AUSSTR | FROM_TO | 74960.94 | 90876.37 | -363.31 | 0 | 4746.387 | 3014.871 | -0.01186 | 0.22132 | -0.04031 | 0.30312 | -99.9984 | -88.8363 | 6248.44 | 4723.929 |  | 5485.503 | 1265.384 | 4704.657 | 1084.438 | 10000 | 3371.061 | 4306.496 | 1169.501 | 4306.601 | 1269.658 | Competitive | Competitive | 1 | TRUE | FALSE | 1 | Non-Competitive | 0.75 | #N/A | #N/A | #N/A | #N/A | #N/A | #N/A | #N/A
DGARHIC8 AUSTRO_AU_AT1H TO_FROM | DGARHIC8 | AUSTRO_AU_AT1H | 480 | 2 | 2 | L_AUSTRO5_1Y | L_AUSSTR | TO_FROM | 74960.94 | 75329.46 | 177.1199 | 0 | 3014.871 | 4746.384 | -0.22132 | 0.011861 | -0.30312 | 0.040308 | 367.2144 | 199.5858 | 0 |  | 4723.929 | 1214.078 | 5485.503 | 964.818 | 4723.929 | 3371.061 | 10000 | 1082.607 | 4306.601 | 1224.596 | 4306.601 | Competitive | Competitive | 1 | TRUE | FALSE | 1 | Non-Competitive | 0.75 | #N/A | #N/A | #N/A | #N/A | #N/A | #N/A | #N/A
DGARHIC8 AUSTRO_AU_AT2H FROM_TO | DGARHIC8 | AUSTRO_AU_AT2H | 480 | 2 | 2 | L_AUSTRO5_1Y | L_AUSSTR | FROM_TO | 74960.94 | 91150.78 | -356.046 | 0 | 4746.379 | 3015.239 | -0.01162 | 0.21689 | -0.0395 | 0.25483 | -97.9994 | -87.0598 | 6248.44 | 4723.929 |  | 5485.501 | 1265.411 | 4704.684 | 1084.461 | 10000 | 3371.114 | 4306.494 | 1169.565 | 4306.599 | 1269.724 | Competitive | Competitive | 1 | TRUE | FALSE | 1 | Non-Competitive | 0.7185 | #N/A | #N/A | #N/A | #N/A | #N/A | #N/A | #N/A
DGARHIC8 AUSTRO_AU_AT2H TO_FROM | DGARHIC8 | AUSTRO_AU_AT2H | 480 | 2 | 2 | L_AUSTRO5_1Y | L_AUSSTR | TO_FROM | 74960.94 | 75428.19 | 173.5799 | 0 | 3015.239 | 4746.383 | -0.21689 | 0.011624 | -0.25483 | 0.039503 | 359.8743 | 195.5969 | 0 |  | 4723.929 | 1214.102 | 5485.501 | 964.832 | 4723.929 | 3371.114 | 10000 | 1082.66 | 4306.599 | 1224.656 | 4306.599 | Competitive | Competitive | 1 | TRUE | FALSE | 1 | Non-Competitive | 0.7185 | #N/A | #N/A | #N/A | #N/A | #N/A | #N/A | #N/A
DGARHIC8 CKT_943_1 FROM_TO | DGARHIC8 | CKT_943_1 | 480 | 2 | 2 | LYTTON13 | PILOT_KB | FROM_TO | 74960.94 | 74701.81 | 153.4439 | 0 | 883.617 | 1106.354 | -0.18405 | 0.025236 | -0.27212 | 0.13614 | 550.1574 | 334.5367 | 0 | 5368.528 | 6978.607 | 978.022 | 8790.762 | 933.46 | 5588.239 | 835.106 | 9701.144 | 883.001 | 8496.29 | 903.348 | 8519.306 | Competitive | Non-Competitive | 0 | TRUE | FALSE | 1 | Non-Competitive | 0.711 | Non-Competitive | 530.6009 | 294.4595 | 883.976 | 7843.212 | 480 | 1
DGARHIC8 CKT_943_1 TO_FROM | DGARHIC8 | CKT_943_1 | 480 | 2 | 2 | LYTTON13 | PILOT_KB | TO_FROM | 74960.94 | 78946.26 | -610.826 | 0 | 1040.005 | 883.617 | -0.02524 | 0.18405 | -0.13614 | 0.27212 | -15.8541 | -383.08 | 0 | 6978.607 | 5368.528 | 8790.762 | 1098.57 | 4930.763 | 1062.802 | 9701.144 | 954.246 | 8474.081 | 990.701 | 8519.306 | 1004.56 | Competitive | Competitive | 1 | TRUE | FALSE | 1 | Non-Competitive | 0.711 | Competitive | 17.6402 | -363.886 | 7843.212 | 966.317 | 480 | 1
DGARLYT5 AUSTRO_AU_AT1H FROM_TO | DGARLYT5 | AUSTRO_AU_AT1H | 480 | 2 | 2 | L_AUSTRO5_1Y | L_AUSSTR | FROM_TO | 74960.94 | 85005.52 | -400.469 | 0 | 4737.059 | 2832.446 | -0.01995 | 0.20699 | -0.05751 | 0.28969 | -41.2871 | -21.0335 | 4736.04 | 4869.42 |  | 5629.07 | 1915.449 | 1867.799 | 1497.555 | 10000 | 3789.098 | 3812.162 | 1977.661 | 4652.579 | 2259.629 | Competitive | Competitive | 1 | TRUE | FALSE | 1 | Non-Competitive | 0.711 | #N/A | #N/A | #N/A | #N/A | #N/A | #N/A | #N/A
DGARLYT5 AUSTRO_AU_AT1H TO_FROM | DGARLYT5 | AUSTRO_AU_AT1H | 480 | 2 | 2 | L_AUSTRO5_1Y | L_AUSSTR | TO_FROM | 74960.94 | 74878.9 | 62.5239 | 0 | 2832.445 | 4737.058 | -0.20699 | 0.019954 | -0.28969 | 0.057509 | 503.7652 | 166.8469 | 0 |  | 4869.42 | 1829.766 | 5629.07 | 1286.963 | 2124.087 | 3789.098 | 10000 | 1759.469 | 3938.147 | 2182.124 | 4652.579 | Non-Competitive | Non-Competitive | 0 | TRUE | FALSE | 1 | Non-Competitive | 0.711 | #N/A | #N/A | #N/A | #N/A | #N/A | #N/A | #N/A
DGBY_GS8 BG_GV_46_A FROM_TO | DGBY_GS8 | BG_GV_46_A | 110 | 0 | 0 | GARDEN__69A | BLOGET469000 | FROM_TO | 74960.94 | 75002.51 | -23.1504 | 0 | 1860.03 | 1506.856 | -0.00701 | 0.015816 | -0.42562 | 0.10807 | 92.1679 | 4.3172 | 0 |  |  | 2054.545 | 5255.006 | 2177.251 | 2879.868 | 2582.633 | 10000 | 2534.013 | 4790.784 | 2345.43 | 5587.173 | Competitive | Competitive | 1 | FALSE | FALSE | 1 | Non-Competitive | 0.7185 | Competitive | 78.4526 | 44.1692 | 2410.002 | 8169.364 | 108 | 1
DGBY_GS8 BG_GV_46_A TO_FROM | DGBY_GS8 | BG_GV_46_A | 110 | 0 | 0 | GARDEN__69A | BLOGET469000 | TO_FROM | 74960.94 | 75710.8 | -56.9379 | 0 | 1506.856 | 1860.03 | -0.01582 | 0.007007 | -0.10807 | 0.42562 | 27.8148 | -47.5683 | 0 |  |  | 3126.738 | 2054.545 | 2069.798 | 2205.39 | 10000 | 2582.633 | 3188.327 | 2534.334 | 3468.653 | 2345.43 | Competitive | Competitive | 1 | FALSE | FALSE | 1 | Non-Competitive | 0.7185 | Competitive | 29.4739 | -47.9644 | 8169.364 | 2410.002 | 108 | 1
DGBY_GS8 GT_MID90_A FROM_TO | DGBY_GS8 | GT_MID90_A | 526 | 0 | 0 | GARROT__138B | MIDTWN__138B | FROM_TO | 74960.94 | 74277.86 | 52.1601 | 0 | 1209.137 | 2106.189 | -0.2462 | 0.15726 | -0.66539 | 0.29746 | 984.9126 | 65.4504 | 0 | 2233.463 | 2686.474 | 2683.294 | 3841.042 | 998.302 | 2668.91 | 10000 | 3841.042 | 1636.835 | 3301.883 | 2227.955 | 3302.576 | Non-Competitive | Non-Competitive | 0 | TRUE | FALSE | 1 | Non-Competitive | 0.6955 | Non-Competitive | 382.9093 | 30.9188 | 7369.314 | 3472.759 | 229 | 1
DGBY_GS8 GT_MID90_A TO_FROM | DGBY_GS8 | GT_MID90_A | 526 | 0 | 0 | GARROT__138B | MIDTWN__138B | TO_FROM | 74960.94 | 75833.9 | -918.51 | 0 | 2122.562 | 1253.039 | -0.15726 | 0.2462 | -0.29746 | 0.66539 | 159.674 | -234.528 | 2862.64 | 2686.474 | 3198.644 | 3841.042 | 4646.172 | 2668.91 | 1284.861 | 3841.042 | 10000 | 3301.883 | 2351.535 | 3302.576 | 3380.142 | Competitive | Competitive | 1 | TRUE | FALSE | 1 | Non-Competitive | 0.6955 | Competitive | 80.329 | -82.9653 | 3472.759 | 7369.314 | 229 | 1
DGBY_KG5 GBY_AT2L_H FROM_TO | DGBY_KG5 | GBY_AT2L_H | 1000 | 2 | 2 | GRNBYU__138C | GRNBYSTR | FROM_TO | 74960.94 | 76125.68 | -84.6987 | 0 | 2031.067 | 2137.733 | -0.14803 | 0.4698 | -0.29237 | 0.84205 | 660.6246 | -42.4042 | 0 | 4858.653 | 3435.144 | 4858.653 | 6083.348 | 3145.291 | 2873.616 | 6475.456 | 6417.184 | 5699.874 | 5093.623 | 5715.735 | 5333.726 | Competitive | Competitive | 1 | TRUE | FALSE | 1 | Non-Competitive | 0.695 | #N/A | #N/A | #N/A | #N/A | #N/A | #N/A | #N/A
DGBY_KG5 GBY_AT2L_H TO_FROM | DGBY_KG5 | GBY_AT2L_H | 1000 | 2 | 2 | GRNBYU__138C | GRNBYSTR | TO_FROM | 74960.94 | 75907.89 | -620.132 | 0 | 1739.027 | 2186.633 | -0.4698 | 0.14802 | -0.84204 | 0.29237 | 199.6318 | -262.163 | 0 | 3435.144 | 4858.653 | 6083.348 | 4858.653 | 2833.261 | 3330.018 | 6417.184 | 6475.456 | 5092.385 | 5701.976 | 5333.726 | 5715.735 | Competitive | Competitive | 1 | TRUE | FALSE | 1 | Non-Competitive | 0.695 | #N/A | #N/A | #N/A | #N/A | #N/A | #N/A | #N/A
DGBY_KG5 GBY_AT2_H FROM_TO | DGBY_KG5 | GBY_AT2_H | 1000 | 2 | 2 | GRNBYU__345A | GRNBYSTR | FROM_TO | 74960.94 | 76660.34 | -620.132 | 0 | 1740.933 | 2186.633 | -0.4698 | 0.14802 | -0.4698 | 0.29237 | 199.6318 | -262.163 | 0 | 3435.144 | 4858.653 | 6083.348 | 4858.653 | 2833.261 | 3330.018 | 6417.184 | 6475.456 | 5092.385 | 5701.976 | 5333.726 | 5715.735 | Competitive | Competitive | 1 | TRUE | FALSE | 1 | Non-Competitive | 0.6955 | #N/A | #N/A | #N/A | #N/A | #N/A | #N/A | #N/A
DGBY_KG5 GBY_AT2_H TO_FROM | DGBY_KG5 | GBY_AT2_H | 1000 | 2 | 2 | GRNBYU__345A | GRNBYSTR | TO_FROM | 74960.94 | 76125.68 | -84.6987 | 0 | 1879.651 | 2143.049 | -0.14803 | 0.4698 | -0.29237 | 0.4698 | 660.6246 | -42.4042 | 0 | 4858.653 | 3435.144 | 4858.653 | 6083.348 | 3145.291 | 2873.616 | 6475.456 | 6417.184 | 5699.874 | 5093.623 | 5715.735 | 5333.726 | Competitive | Competitive | 1 | TRUE | FALSE | 1 | Non-Competitive | 0.6955 | #N/A | #N/A | #N/A | #N/A | #N/A | #N/A | #N/A
DGIBJK_5 226__A FROM_TO | DGIBJK_5 | 226__A | 1710 | 2 | 2 | JEWETT_S5 | LIMEST__345A | FROM_TO | 74960.94 | 78945.18 | -1444.58 | 0 | 2005.92 | 1894.931 | -0.28709 | 0.07548 | -0.28709 | 0.43379 | 641.9142 | -631.246 | 0 | 1670.28 | 2410.722 | 1670.28 | 4634.383 | 1603.232 | 2163.95 | 1871.714 | 4634.383 | 1600.39 | 4239.609 | 1610.923 | 4279.126 | Competitive | Competitive | 1 | TRUE | FALSE | 1 | Non-Competitive | 0.711 | Competitive | 544.9357 | -791.856 | 1773.832 | 4272.174 | 1621 | 1
DGIBJK_5 226__A TO_FROM | DGIBJK_5 | 226__A | 1710 | 2 | 2 | JEWETT_S5 | LIMEST__345A | TO_FROM | 74960.94 | 74735.11 | 97.843 | 0 | 1758.423 | 1758.349 | -0.07548 | 0.28709 | -0.43379 | 0.28709 | 1750.579 | 434.607 | 0 | 2021.908 | 1854.124 | 4634.383 | 1854.124 | 1831.242 | 1791.877 | 4634.383 | 2107.005 | 4044.558 | 1761.583 | 4083.145 | 1771.512 | Competitive | Non-Competitive | 0 | TRUE | FALSE | 1 | Non-Competitive | 0.711 | Non-Competitive | 1937.223 | 388.1766 | 4090.034 | 1811.779 | 1621 | 1
DGIBJK_5 240__A FROM_TO | DGIBJK_5 | 240__A | 1450 | 2 | 2 | JEWETT_S5 | SNGLTN_345 | FROM_TO | 74960.94 | 57685.61 | -646.233 | 0 | 2110.772 | 1419.853 | -0.22037 | 0.14036 | -0.22454 | 0.21256 | 3612.123 | 1485.362 | 0 | 1500.124 | 1890.154 | 1472.962 | 1989.005 | 1482.847 | 1830.19 | 1472.962 | 2100.85 | 1527.508 | 1904.023 | 1529.816 | 1908.41 | Competitive | Non-Competitive | 0 | TRUE | TRUE | 0 | Non-Competitive | 0.8285 | Non-Competitive | 4111.367 | 1438.315 | 1490.061 | 1985.815 | 1435 | 1
DGIBJK_5 240__A TO_FROM | DGIBJK_5 | 240__A | 1450 | 2 | 2 | JEWETT_S5 | SNGLTN_345 | TO_FROM | 74960.94 | 71428.7 | -1923.32 | 0 | 1431.361 | 2110.772 | -0.14036 | 0.22037 | -0.21256 | 0.22454 | 1515.269 | 1359.427 | 3852.04 | 1664.058 | 1882.28 | 1782.532 | 1852.227 | 1615.505 | 1856.333 | 1863.67 | 1852.227 | 1710.662 | 1867.288 | 1714.363 | 1870.616 | Non-Competitive | Competitive | 0 | TRUE | TRUE | 1 | Competitive | 0.8285 | Competitive | 1479.566 | 1189.933 | 1919.872 | 1886.256 | 1435 | 1
DGIBJK_5 260_A_1 FROM_TO | DGIBJK_5 | 260_A_1 | 1450 | 2 | 2 | JEWETT_N5 | SNGLTN_345 | FROM_TO | 74960.94 | 57664.75 | -693.884 | 0 | 2174.334 | 1420.07 | -0.21738 | 0.14784 | -0.2215 | 0.21065 | 3587.196 | 1445.254 | 0 | 1557.731 | 1896.135 | 1528.437 | 1991.247 | 1539.268 | 1833.695 | 1528.437 | 2103.358 | 1645.401 | 1909.041 | 1647.965 | 1913.776 | Competitive | Competitive | 0 | TRUE | TRUE | 1 | Competitive | 0.7575 | Competitive | 4082.388 | 1398.989 | 1613.079 | 1991.254 | 1435 | 1
DGIBJK_5 260_A_1 TO_FROM | DGIBJK_5 | 260_A_1 | 1450 | 2 | 2 | JEWETT_N5 | SNGLTN_345 | TO_FROM | 74960.94 | 71142.87 | -1864.58 | 0 | 1403.086 | 2174.334 | -0.14784 | 0.21738 | -0.21065 | 0.2215 | 1520.721 | 1355.03 | 3852.04 | 1672.179 | 1946.459 | 1784.436 | 1914.135 | 1618.463 | 1919.049 | 1865.778 | 1914.135 | 1714.982 | 1994.466 | 1719.423 | 1998.087 | Non-Competitive | Competitive | 0 | TRUE | TRUE | 1 | Competitive | 0.7575 | Non-Competitive | 1480.957 | 1182.122 | 1925.14 | 2021.451 | 1435 | 0
DGIBJK_5 265__A FROM_TO | DGIBJK_5 | 265__A | 1631 | 2 | 2 | JEWETT_N5 | TWIN_OAK__5 | FROM_TO | 74960.94 | 81457.27 | -568.693 | 0 | 1473.537 | 1645.131 | -0.18239 | 0.040441 | -0.18239 | 0.13779 | 454.6537 | 46.6489 | 5208.44 | 1456.98 | 2462.744 | 1616.148 | 7779.415 | 1395.455 | 2129.939 | 1668.097 | 7779.415 | 1451 | 5675.426 | 1533.848 | 5820.553 | Competitive | Competitive | 1 | TRUE | FALSE | 1 | Non-Competitive | 0.703 | Competitive | 438.3456 | 12.7081 | 1576.667 | 5928.994 | 1673 | 1
DGIBJK_5 265__A TO_FROM | DGIBJK_5 | 265__A | 1631 | 2 | 2 | JEWETT_N5 | TWIN_OAK__5 | TO_FROM | 74960.94 | 82491.04 | -422.225 | 0 | 1645.131 | 1473.536 | -0.04044 | 0.18238 | -0.13779 | 0.18238 | 735.2849 | -3.3461 | 0 | 2286.012 | 1456.98 | 7779.415 | 1750.721 | 1770.059 | 1471.055 | 7779.415 | 1668.097 | 5440.351 | 1509.898 | 5679.313 | 1609.752 | Competitive | Competitive | 1 | TRUE | FALSE | 1 | Non-Competitive | 0.703 | Competitive | 828.6077 | -45.2765 | 5805.96 | 1576.667 | 1673 | 1
DGIBSNG5 260_A_1 FROM_TO | DGIBSNG5 | 260_A_1 | 1450 | 0 | 0 | JEWETT_N5 | SNGLTN_345 | FROM_TO | 74960.94 | 62070.42 | -632.716 | 0 | 2374.48 | 1664.577 | -0.1357 | 0.099608 | -0.13814 | 0.17084 | 2152.84 | 916.667 | 0 | 1514.847 | 1923.177 | 1485.397 | 2039.292 | 1503.119 | 1777.409 | 1498.093 | 2123.028 | 1565.473 | 1980.596 | 1566.718 | 2003.02 | Competitive | Non-Competitive | 0 | TRUE | FALSE | 1 | Non-Competitive | 0.695 | Non-Competitive | 4339.17 | 1563.869 | 1530.69 | 2216.827 | 1435 | 1
DGIBSNG5 260_A_1 TO_FROM | DGIBSNG5 | 260_A_1 | 1450 | 0 | 0 | JEWETT_N5 | SNGLTN_345 | TO_FROM | 74960.94 | 76638.58 | -1089.34 | 0 | 1664.576 | 2374.48 | -0.09961 | 0.1357 | -0.17084 | 0.13814 | 1134.008 | 899.9543 | 2965.84 | 1687.121 | 1885.218 | 1824.26 | 1848.856 | 1560.329 | 1868.004 | 1880.815 | 1867.458 | 1768.497 | 1877.785 | 1788.693 | 1879.488 | Competitive | Competitive | 1 | TRUE | TRUE | 1 | Competitive | 0.695 | Competitive | 1513.809 | 1192.058 | 2138.735 | 1906.964 | 1435 | 1
DGREPA28 K2_P3_1 FROM_TO | DGREPA28 | K2_P3_1 | 478 | 2 | 2 | NACDCHES | SKYLIN3_8 | FROM_TO | 74960.94 | 79063.49 | -666.773 | 0 | 1332.501 | 1262.54 | -0.01532 | 0.25756 | -0.1546 | 0.61374 | -148.484 | -100.45 | 7098.64 | 9701.273 |  | 10000 | 990.658 | 9626.747 | 972.308 | 10000 | 998.448 | 9964.881 | 944.661 | 9967.317 | 951.265 | Competitive | Competitive | 1 | TRUE | FALSE | 1 | Non-Competitive | 0.75 | Competitive | -147.416 | -116.619 | 9971.274 | 957.539 | 478 | 1
DGREPA28 K2_P3_1 TO_FROM | DGREPA28 | K2_P3_1 | 478 | 2 | 2 | NACDCHES | SKYLIN3_8 | TO_FROM | 74960.94 | 74568.35 | 582.9612 | 0 | 1207.934 | 1332.493 | -0.25756 | 0.015322 | -0.61374 | 0.1546 | 720.7549 | 635.1699 | 0 |  | 9701.273 | 870.447 | 10000 | 844.874 | 9642.975 | 881.886 | 10000 | 837.746 | 9965.81 | 847.373 | 9967.317 | Non-Competitive | Non-Competitive | 0 | TRUE | FALSE | 0 | Non-Competitive | 0.75 | Non-Competitive | 723.5942 | 628.948 | 853.524 | 9971.274 | 478 | 1
DGREPAR8 K2_P3_1 FROM_TO | DGREPAR8 | K2_P3_1 | 478 | 2 | 2 | NACDCHES | SKYLIN3_8 | FROM_TO | 74960.94 | 78347.3 | -575.982 | 0 | 1153.991 | 1687.162 | -0.02321 | 0.21516 | -0.18045 | 0.57026 | -124.493 | -568.283 | 0 | 10000 | 10000 | 10000 | 1693.624 | 9751.303 | 933.959 | 10000 | 4523.656 | 9982.997 | 980.815 | 10000 | 1783.359 | Competitive | Competitive | 1 | TRUE | FALSE | 1 | Non-Competitive | 0.7265 | Competitive | -130.371 | -572.513 | 10000 | 1751.698 | 478 | 1
DGREPAR8 K2_P3_1 TO_FROM | DGREPAR8 | K2_P3_1 | 478 | 2 | 2 | NACDCHES | SKYLIN3_8 | TO_FROM | 74960.94 | 74750.72 | 496.1222 | 0 | 1760.4 | 1121.788 | -0.21516 | 0.023209 | -0.57026 | 0.18045 | 597.8806 | 519.9007 | 0 | 10000 | 10000 | 1490.784 | 10000 | 804.54 | 9760.994 | 4523.656 | 10000 | 866.623 | 9983.291 | 1614.491 | 10000 | Non-Competitive | Non-Competitive | 0 | TRUE | FALSE | 0 | Non-Competitive | 0.7265 | Non-Competitive | 607.492 | 517.8802 | 1620.807 | 10000 | 478 | 1
DGRSLNC5 6380__D FROM_TO | DGRSLNC5 | 6380__D | 155 | 2 | 2 | MURRY_P8 | PTCRK2 4 | FROM_TO | 74960.94 | 74922.75 | -256.902 | 0 | 1885.749 | 1002.454 | -0.02839 | 0.067142 | -0.20078 | 0.30546 | 159.8467 | 49.421 | 6834.64 | 6650.581 | 3185.444 | 6650.581 | 3117.022 | 2097.857 | 1777.172 | 6650.581 | 3185.444 | 4247.62 | 3099.875 | 7641.514 | 3245.293 | Competitive | Non-Competitive | 0 | TRUE | FALSE | 1 | Non-Competitive | 0.6875 | Non-Competitive | 199.3825 | 60.4727 | 8220.814 | 3231.061 | 154 | 1
DGRSLNC5 6380__D TO_FROM | DGRSLNC5 | 6380__D | 155 | 2 | 2 | MURRY_P8 | PTCRK2 4 | TO_FROM | 74960.94 | 74624.89 | -101.84 | 0 | 1002.453 | 1787.157 | -0.06714 | 0.12385 | -0.30546 | 0.20078 | 256.6073 | 15.8969 | 0 | 1004.599 | 10000 | 2726.688 | 10000 | 747.45 | 2227.345 | 5679.62 | 10000 | 1220.664 | 4976.505 | 1451.621 | 10000 | Competitive | Non-Competitive | 0 | TRUE | FALSE | 1 | Non-Competitive | 0.6875 | Non-Competitive | 323.9068 | 7.6554 | 1001.069 | 10000 | 154 | 1
DGRSLNC5 651__B FROM_TO | DGRSLNC5 | 651__B | 186 | 2 | 2 | COMCHESS1_8 | COMANCHE_T8 | FROM_TO | 74960.94 | 74865.15 | 4.242 | 0 | 1156.873 | 1765.323 | -0.07298 | 0.017359 | -0.7283 | 0.18346 | 255.7599 | 48.9644 | 0 |  | 7489.574 | 826.579 | 7465.188 | 601.604 | 3420.124 | 832.883 | 10000 | 712.004 | 8327.471 | 855.766 | 8898.046 | Competitive | Non-Competitive | 0 | TRUE | FALSE | 1 | Non-Competitive | 0.7035 | Non-Competitive | 313.36 | 34.7373 | 807.574 | 8916.76 | 185 | 1
DGRSLNC5 651__B TO_FROM | DGRSLNC5 | 651__B | 186 | 2 | 2 | COMCHESS1_8 | COMANCHE_T8 | TO_FROM | 74960.94 | 75747.67 | -258.966 | 0 | 1765.323 | 1075.868 | -0.01419 | 0.13206 | -0.18346 | 0.7283 | 40.5843 | -109.153 | 0 | 5505.02 |  | 7710.922 | 2379.306 | 2896.002 | 848.588 | 7710.922 | 2404.409 | 5566.467 | 1233.08 | 5812.277 | 2423.363 | Competitive | Competitive | 1 | TRUE | FALSE | 1 | Non-Competitive | 0.7035 | Competitive | 67.7987 | -113.726 | 5927.449 | 2635.762 | 185 | 1
DGRSLNC5 6558__B FROM_TO | DGRSLNC5 | 6558__B | 260 | 2 | 2 | FISHERRD_8 | WCHTFLLS1_8 | FROM_TO | 74960.94 | 75204.22 | 83.4866 | 0 | 1070.081 | 1844.012 | -0.02953 | 0.024861 | -0.51478 | 0.31789 | 134.592 | 88.9747 | 0 | 3695.052 | 10000 | 3695.052 | 10000 | 583.844 | 5174.309 | 3695.052 | 10000 | 1568.949 | 5722.437 | 3695.052 | 10000 | Competitive | Competitive | 1 | TRUE | FALSE | 1 | Non-Competitive | 0.703 | Competitive | 220.5492 | 81.3099 | 2708.889 | 6450.637 | 260 | 1
DGRSLNC5 6558__B TO_FROM | DGRSLNC5 | 6558__B | 260 | 2 | 2 | FISHERRD_8 | WCHTFLLS1_8 | TO_FROM | 74960.94 | 75956.49 | -150.164 | 0 | 2263.59 | 899.31 | -0.02486 | 0.029526 | -0.31789 | 0.51478 | -55.2776 | -105.936 | 0 | 4224.977 | 3695.052 | 4224.977 | 3695.052 | 3333.55 | 733.541 | 4224.977 | 3695.052 | 3281.492 | 2122.895 | 4653.42 | 3695.052 | Competitive | Competitive | 1 | TRUE | FALSE | 1 | Non-Competitive | 0.703 | Competitive | -34.693 | -138.777 | 4417.805 | 3695.052 | 260 | 1
DGRSLNC5 6635__A FROM_TO | DGRSLNC5 | 6635__A | 28 | 2 | 2 | WAYLAND | BRECK_9 | FROM_TO | 74960.94 | 74965.51 | -26.9398 | 0 | 2294.054 | 787.522 | -0.00217 | 0.013258 | -0.53665 | 0.2139 | 24.9997 | 9.2609 | 6894.64 |  |  | 6248.072 | 2633.102 | 2020.878 | 1024.229 | 6248.072 | 3162.515 | 4191.247 | 2269.84 | 6868.417 | 2916.731 | Competitive | Competitive | 1 | FALSE | FALSE | 1 | Non-Competitive | 0.7735 | Competitive | 26.0687 | 1.8292 | 7819.866 | 2762.15 | 28 | 1
DGRSLNC5 6635__A TO_FROM | DGRSLNC5 | 6635__A | 28 | 2 | 2 | WAYLAND | BRECK_9 | TO_FROM | 74960.94 | 74966.74 | -15.3186 | 0 | 906.09 | 1831.349 | -0.01326 | 0.027919 | -0.2139 | 0.53665 | 26.758 | -1.9581 | 0 | 10000 |  | 10000 | 10000 | 556.787 | 2187.031 | 10000 | 10000 | 2398.489 | 5315.323 | 10000 | 10000 | Competitive | Competitive | 1 | TRUE | FALSE | 1 | Non-Competitive | 0.7735 | Non-Competitive | 31.8965 | -0.38772 | 10000 | 10000 | 28 | 0
DGRSLNC5 6856__B FROM_TO | DGRSLNC5 | 6856__B | 28 | 2 | 2 | SEYMOUR_9 | BOMARTON_9 | FROM_TO | 74960.94 | 94328.7 | 0 | 0 | 0 | 0 | 0 | 0 | 0 | 0 | 0 | 0 | 0 | [10 empty] | 0 | 0 | Competitive | Competitive | 1 | FALSE | TRUE | 1 | Non-Competitive | 0.8205 | Competitive | 0 | 0 | 0 | 0 | 28 | 1
DGRSLNC5 6856__B TO_FROM | DGRSLNC5 | 6856__B | 28 | 2 | 2 | SEYMOUR_9 | BOMARTON_9 | TO_FROM | 74960.94 | 94328.7 | 0 | 0 | 0 | 0 | 0 | 0 | 0 | 0 | 0 | 0 | 0 | [10 empty] | 0 | 0 | Competitive | Competitive | 1 | FALSE | TRUE | 1 | Non-Competitive | 0.8205 | Competitive | 0 | 0 | 0 | 0 | 28 | 1
DGRSLNC5 6880__A FROM_TO | DGRSLNC5 | 6880__A | 24 | 2 | 2 | LEON5_9 | RANGER_9 | FROM_TO | 74960.94 | 74968.98 | 15.8915 | 0 | 0 | 788.325 | 0 | 0.000212 | -0.99979 | 0.000212 | 15.9597 | 15.8858 | 0 |  |  | 788.325 |  | 788.325 |  | 788.325 |  | 788.325 |  | 788.325 | 0 | Competitive | Competitive | 1 | FALSE | TRUE | 1 | Non-Competitive | 0.7735 | Competitive | 15.9052 | 15.908 | 783.088 | 0 | 24 | 1
DGRSLNC5 6880__A TO_FROM | DGRSLNC5 | 6880__A | 24 | 2 | 2 | LEON5_9 | RANGER_9 | TO_FROM | 74960.94 | 94328.7 | -15.8915 | 0 | 0 | 788.325 | -0.00021 | 0 | -0.00021 | 0.99979 | -15.8876 | -14.3731 | 7134.64 |  |  |  | 921.083 |  | 921.083 |  | 921.083 |  | 921.083 | 0 | 921.083 | Competitive | Competitive | 1 | FALSE | TRUE | 1 | Non-Competitive | 0.7735 | Competitive | -15.8859 | -14.6656 | 0 | 920.068 | 24 | 1
DGRSLNC5 ABNW_69T1 FROM_TO | DGRSLNC5 | ABNW_69T1 | 68.8 | 2 | 2 | ABILNW 2 | ABILNW14 | FROM_TO | 74960.94 | 77168.4 | -57.8659 | 0 | 1937.019 | 1034.7 | -0.00142 | 0.020117 | -0.04226 | 0.48849 | -23.1757 | -25.2315 | 919.94 | 10000 |  | 4434.237 | 909.946 | 2025.029 | 858.314 | 5821.697 | 1048.073 | 3689.305 | 800.692 | 4964.299 | 820.09 | Competitive | Competitive | 1 | TRUE | FALSE | 1 | Non-Competitive | 0.7345 | Competitive | -19.8087 | -29.634 | 4405.046 | 810.828 | 68.75 | 1
DGRSLNC5 ABNW_69T1 TO_FROM | DGRSLNC5 | ABNW_69T1 | 68.8 | 2 | 2 | ABILNW 2 | ABILNW14 | TO_FROM | 74960.94 | 74983.67 | 29.3423 | 0 | 1109.303 | 1937.017 | -0.00245 | 0.007909 | -0.48849 | 0.042257 | 57.694 | 43.9526 | 0 |  |  | 2332.137 | 5137.007 | 628.351 | 5026.002 | 2611.647 | 10000 | 772.395 | 5778.954 | 2460.821 | 5849.081 | Competitive | Competitive | 1 | FALSE | FALSE | 1 | Non-Competitive | 0.7345 | Competitive | 59.0525 | 41.4601 | 2140.09 | 6538.254 | 68.75 | 1
DGRSLNC5 ALBANY_HUB1_T1_1 FROM_TO | DGRSLNC5 | ALBANY_HUB1_T1_1 | 38 | 2 | 2 | ALBANY 2 | WCTMWDT | FROM_TO | 74960.94 | 75002.21 | -10.5608 | 0 | 579.652 | 1896.482 | -0.0021 | 0.017563 | -0.54634 | 0.40833 | 15.2998 | -9.2144 | 0 |  |  | 5296.931 | 6000.896 | 850.129 | 1213.87 | 5296.931 | 10000 | 1798.415 | 4723.249 | 5000.925 | 7430.697 | Competitive | Competitive | 1 | FALSE | FALSE | 1 | Non-Competitive | 1.266 | Competitive | 24.1225 | -11.9717 | 4192.596 | 7710.311 | 38 | 1
DGRSLNC5 ALBANY_HUB1_T1_1 TO_FROM | DGRSLNC5 | ALBANY_HUB1_T1_1 | 38 | 2 | 2 | ALBANY 2 | WCTMWDT | TO_FROM | 74960.94 | 75024.28 | -15.11 | 0 | 1896.482 | 746.048 | -0.00234 | 0.011004 | -0.40833 | 0.54634 | 12.1361 | 6.4134 | 2665.84 |  |  | 10000 | 2580.928 | 1035.792 | 2553.348 | 10000 | 3199.274 | 4048.362 | 2937.885 | 10000 | 2945.769 | Competitive | Competitive | 1 | FALSE | FALSE | 1 | Non-Competitive | 1.266 | Competitive | 15.2378 | 6.2475 | 10000 | 2846.683 | 38 | 1
DGRSLNC5 CISC_PUTN1_1 FROM_TO | DGRSLNC5 | CISC_PUTN1_1 | 429 | 2 | 2 | CISCO 2 | PUTN4C | FROM_TO | 74960.94 | 75632.97 | -235.216 | 0 | 1880.085 | 1106.56 | -0.02368 | 0.13213 | -0.44145 | 0.4078 | 130.819 | 12.3268 | 0 | 3573.885 | 3160.179 | 10000 | 3084.306 | 1860.559 | 1722.433 | 10000 | 3160.179 | 3033.911 | 2989.14 | 4146.635 | 3141.992 | Competitive | Competitive | 1 | TRUE | FALSE | 1 | Non-Competitive | 1.508 | #N/A | #N/A | #N/A | #N/A | #N/A | #N/A | #N/A
DGRSLNC5 CISC_PUTN1_1 TO_FROM | DGRSLNC5 | CISC_PUTN1_1 | 429 | 2 | 2 | CISCO 2 | PUTN4C | TO_FROM | 74960.94 | 75434.02 | -90.3416 | 0 | 1190.664 | 2039.962 | -0.02746 | 0.051813 | -0.40781 | 0.44145 | 237.3605 | -82.7335 | 0 | 939.492 | 6088.689 | 807.362 | 5419.684 | 696.282 | 2142.411 | 2344.753 | 6212.498 | 775.94 | 3862.628 | 786.715 | 5756.092 | Competitive | Competitive | 1 | TRUE | FALSE | 1 | Non-Competitive | 1.508 | #N/A | #N/A | #N/A | #N/A | #N/A | #N/A | #N/A
DGRSLNC5 DRSY_SANA_T1_1 FROM_TO | DGRSLNC5 | DRSY_SANA_T1_1 | 30 | 2 | 2 | SANNA TP | DRESSYR2 | FROM_TO | 74960.94 | 74975.67 | -4.0289 | 0 | 1244.54 | 1045.408 | -0.00444 | 0.005451 | -0.41506 | 0.19789 | 23.8859 | 15.5836 | 673.44 |  |  | 3512.242 | 3028.095 | 806.974 | 1836.815 | 5078.17 | 10000 | 1165.475 | 2817.3 | 3593.912 | 3743.698 | Competitive | Competitive | 1 | FALSE | FALSE | 1 | Non-Competitive | 0.7265 | Competitive | 24.0635 | 13.8615 | 3459.282 | 4033.866 | 30 | 1
DGRSLNC5 DRSY_SANA_T1_1 TO_FROM | DGRSLNC5 | DRSY_SANA_T1_1 | 30 | 2 | 2 | SANNA TP | DRESSYR2 | TO_FROM | 74960.94 | 75039.17 | -26.0694 | 0 | 958.72 | 1217.136 | -0.00272 | 0.012074 | -0.19789 | 0.41506 | 13.9023 | -11.0849 | 0 |  |  | 1818.304 | 8650.836 | 1025.771 | 950.247 | 2806.356 | 8532.275 | 1086.336 | 1272.577 | 1861.287 | 8990.833 | Competitive | Competitive | 1 | FALSE | FALSE | 1 | Non-Competitive | 0.7265 | Competitive | 21.2594 | -14.287 | 1846.954 | 9256.085 | 30 | 1
DGRSLNC5 FRIR_SONR1_1 FROM_TO | DGRSLNC5 | FRIR_SONR1_1 | 37 | 2 | 2 | SONORA 2 | FRSRNCH2 | FROM_TO | 74960.94 | 74989.52 | 8.3855 | 0 | 0 | 788.325 | 0 | 0.000112 | -0.99989 | 0.000112 | 8.4214 | 8.3824 | 0 |  |  | 788.325 |  | 788.325 |  | 788.325 |  | 788.325 |  | 788.325 | 0 | Competitive | Competitive | 1 | FALSE | TRUE | 1 | Non-Competitive | 0.75 | Non-Competitive | 147.1569 | -0.47198 | 1922.288 | 3295.831 | 37 | 0
DGRSLNC5 FRIR_SONR1_1 TO_FROM | DGRSLNC5 | FRIR_SONR1_1 | 37 | 2 | 2 | SONORA 2 | FRSRNCH2 | TO_FROM | 74960.94 | 94328.7 | -8.3855 | 0 | 0 | 788.325 | -0.00011 | 0 | -0.00011 | 0.99989 | -8.3834 | -7.5842 | 7134.64 |  |  |  | 921.083 |  | 921.083 |  | 921.083 |  | 921.083 | 0 | 921.083 | Competitive | Competitive | 1 | FALSE | TRUE | 1 | Non-Competitive | 0.75 | Non-Competitive | 42.0723 | -37.7697 | 2417.809 | 2786.876 | 37 | 0
DGRSLNC5 HAMILT_MAVERI1_1 FROM_TO | DGRSLNC5 | HAMILT_MAVERI1_1 | 122 | 2 | 2 | HAMILTON4A | MAVRICK4 | FROM_TO | 74960.94 | 74651.61 | -113.316 | 0 | 1031.741 | 2613.371 | -0.0304 | 0.20783 | -0.53545 | 0.20783 | 285.5709 | -3.1877 | 0 | 2277.017 | 4147.842 | 10000 | 3681.175 | 925.403 | 974.341 | 10000 | 4289.045 | 2366.274 | 1294.406 | 4230.851 | 3661.156 | Non-Competitive | Non-Competitive | 0 | TRUE | FALSE | 1 | Non-Competitive | 0.7035 | Non-Competitive | 326.4091 | -27.4764 | 3245.383 | 3705.119 | 122 | 1
DGRSLNC5 HAMILT_MAVERI1_1 TO_FROM | DGRSLNC5 | HAMILT_MAVERI1_1 | 122 | 2 | 2 | HAMILTON4A | MAVRICK4 | TO_FROM | 74960.94 | 75152.65 | -206.038 | 0 | 2613.373 | 1091.439 | -0.20782 | 0.45743 | -0.20782 | 0.53545 | 83.0617 | -120.116 | 0 | 3841.384 | 10000 | 10000 | 10000 | 891.776 | 1504.6 | 10000 | 10000 | 7624.023 | 5507.403 | 8870.23 | 10000 | Competitive | Competitive | 1 | TRUE | FALSE | 1 | Non-Competitive | 0.7035 | Competitive | 95.8803 | -117.99 | 8894.624 | 8915.786 | 122 | 1
DGRSLNC5 LENSW_PUTN2_1 FROM_TO | DGRSLNC5 | LENSW_PUTN2_1 | 84 | 2 | 2 | LEON | PUTNAM L | FROM_TO | 74960.94 | 74999.44 | -145.45 | 0 | 1749.541 | 1082.454 | -0.01381 | 0.070369 | -0.54563 | 0.12466 | 61.5379 | -3.9321 | 0 | 10000 |  | 10000 | 3087.923 | 1906.48 | 1572.519 | 10000 | 3160.487 | 3078.852 | 2979.306 | 10000 | 3147.3 | Competitive | Competitive | 1 | TRUE | FALSE | 1 | Non-Competitive | 0.7655 | Non-Competitive | 84.2315 | 1.9195 | 10000 | 3143.323 | 72 | 0
DGRSLNC5 LENSW_PUTN2_1 TO_FROM | DGRSLNC5 | LENSW_PUTN2_1 | 84 | 2 | 2 | LEON | PUTNAM L | TO_FROM | 74960.94 | 74446.95 | -39.8175 | 0 | 1082.456 | 1749.541 | -0.01485 | 0.036232 | -0.12467 | 0.54563 | 147.1507 | -35.8559 | 0 | 5207.624 |  | 1339.907 | 5417.706 | 672.436 | 2209.776 | 3052.496 | 6199.049 | 778.67 | 3991.866 | 1354.842 | 5742.779 | Competitive | Non-Competitive | 0 | TRUE | FALSE | 1 | Non-Competitive | 0.7655 | Non-Competitive | 188.1596 | -55.3096 | 727.595 | 6054.268 | 72 | 1
DGRSLNC5 MRAN_PUTN1_1 FROM_TO | DGRSLNC5 | MRAN_PUTN1_1 | 38 | 2 | 2 | MORAN 2 | PUT138 2 | FROM_TO | 74960.94 | 75262.42 | -22.6157 | 0 | 580.188 | 1896.66 | -0.00226 | 0.017402 | -0.11486 | 0.666 | 3.2811 | -21.2367 | 0 |  |  | 5290.606 | 5888.52 | 870.006 | 1008.64 | 5290.606 | 7389.004 | 1964.705 | 2052.486 | 5000.324 | 7149.273 | Competitive | Competitive | 1 | FALSE | FALSE | 1 | Non-Competitive | 0.8045 | Competitive | 13.4096 | -22.6548 | 4205.767 | 7614.943 | 38 | 1
DGRSLNC5 MRAN_PUTN1_1 TO_FROM | DGRSLNC5 | MRAN_PUTN1_1 | 38 | 2 | 2 | MORAN 2 | PUT138 2 | TO_FROM | 74960.94 | 74981.66 | -3.0883 | 0 | 2085.903 | 933.016 | -0.00218 | 0.011165 | -0.666 | 0.11486 | 24.2 | 18.0031 | 2665.84 |  |  | 10000 | 2625.206 | 893.3 | 2605.659 | 10000 | 3207.3 | 2245.644 | 3029.401 | 10000 | 3033.259 | Competitive | Competitive | 1 | FALSE | FALSE | 1 | Non-Competitive | 0.8045 | Competitive | 25.9379 | 16.7259 | 10000 | 2889.281 | 38 | 1
DGRSLNC5 NICOLE_ORNT1_1 FROM_TO | DGRSLNC5 | NICOLE_ORNT1_1 | 135 | 2 | 2 | NICOLE4A | ORIENTR4 | FROM_TO | 74960.94 | 75018.51 | -58.3838 | 0 | 1590.808 | 1126.178 | -0.01521 | 0.17676 | -0.30252 | 0.17676 | 115.7463 | -2.6029 | 0 | 5297.318 |  | 10000 | 10000 | 1310.112 | 1002.527 | 10000 | 10000 | 7286.903 | 1533.204 | 8090.488 | 10000 | Competitive | Competitive | 1 | TRUE | FALSE | 1 | Non-Competitive | 0.703 | Competitive | 126.8617 | -7.0933 | 8786.889 | 10000 | 135 | 1
DGRSLNC5 NICOLE_ORNT1_1 TO_FROM | DGRSLNC5 | NICOLE_ORNT1_1 | 135 | 2 | 2 | NICOLE4A | ORIENTR4 | TO_FROM | 74960.94 | 75423.15 | -89.3914 | 0 | 1119.339 | 1590.808 | -0.00571 | 0.05506 | -0.17676 | 0.30252 | 54.0807 | 36.272 | 622.04 | 10000 |  | 10000 | 2083.878 | 1088.711 | 1855.556 | 10000 | 3346.63 | 4222.272 | 1874.025 | 10000 | 2055.907 | Competitive | Competitive | 1 | TRUE | FALSE | 1 | Non-Competitive | 0.703 | Competitive | 60.4417 | 37.2121 | 10000 | 2324.842 | 135 | 1
DGRSLNC5 PUTN_138_69T1 FROM_TO | DGRSLNC5 | PUTN_138_69T1 | 99 | 2 | 2 | PUTN4C | PUT13STR | FROM_TO | 74960.94 | 75360.4 | -44.4682 | 0 | 1127.08 | 2042.968 | -0.009 | 0.012422 | -0.16807 | 0.87945 | 30.0261 | -42.0215 | 0 |  |  | 1513.048 | 5321.98 | 714.727 | 1749.428 | 4663.395 | 6020.872 | 902.959 | 3130.606 | 1598.573 | 5476.037 | Competitive | Competitive | 1 | FALSE | FALSE | 1 | Non-Competitive | 0.711 | Competitive | 43.5015 | -48.6649 | 832.756 | 5711.095 | 99 | 1
DGRSLNC5 PUTN_138_69T1 TO_FROM | DGRSLNC5 | PUTN_138_69T1 | 99 | 2 | 2 | PUTN4C | PUT13STR | TO_FROM | 74960.94 | 75006.91 | -33.1726 | 0 | 2042.968 | 1171.174 | -0.00476 | 0.038886 | -0.87945 | 0.16807 | 58.2448 | 22.1195 | 0 | 10000 |  | 10000 | 2987.641 | 1561.845 | 1623.72 | 10000 | 3051.369 | 2536.709 | 2780.88 | 10000 | 3062.818 | Competitive | Competitive | 1 | TRUE | FALSE | 1 | Non-Competitive | 0.711 | Competitive | 65.8804 | 23.2977 | 10000 | 3109.246 | 99 | 1
DGRSPKR5 6375__A FROM_TO | DGRSPKR5 | 6375__A | 210 | 2 | 2 | GRHAMSES1_8 | GRAHAME_8 | FROM_TO | 74960.94 | 74815.31 | -11.3243 | 0 | 761.505 | 6058.73 | -0.12109 | 0.1136 | -0.76415 | 0.1136 | 320.8948 | 44.1519 | 0 | 4057.56 | 10000 | 10000 | 10000 | 858.54 | 6763.919 | 10000 | 10000 | 3359.473 | 9807.053 | 7391.609 | 10000 | Non-Competitive | Non-Competitive | 0 | TRUE | FALSE | 1 | Non-Competitive | 0.914 | Non-Competitive | 412.2994 | 16.3329 | 1982.744 | 10000 | 210 | 1
DGRSPKR5 6375__A TO_FROM | DGRSPKR5 | 6375__A | 210 | 2 | 2 | GRHAMSES1_8 | GRAHAME_8 | TO_FROM | 74960.94 | 75661.44 | -325.919 | 0 | 6058.707 | 761.505 | -0.1136 | 0.45675 | -0.1136 | 0.76415 | 130.4681 | 67.8786 | 6834.64 | 5358.813 | 10000 | 10000 | 10000 | 4199.805 | 1628.923 | 10000 | 10000 | 5626.465 | 6567.031 | 5705.212 | 10000 | Competitive | Competitive | 1 | TRUE | FALSE | 1 | Non-Competitive | 0.914 | Competitive | 147.3984 | 36.4331 | 5587.582 | 5118.544 | 210 | 1
DGRSPKR5 6377__A FROM_TO | DGRSPKR5 | 6377__A | 186 | 2 | 2 | BARTON_8 | BARTONSR_8 | FROM_TO | 74960.94 | 75065.89 | -334.685 | 0 | 1749.939 | 803.066 | -0.1016 | 0.12814 | -0.50826 | 0.27196 | 131.3314 | 63.1759 | 6954.64 | 10000 | 10000 | 10000 | 10000 | 5538.233 | 2014.26 | 10000 | 10000 | 9739.55 | 6340.289 | 10000 | 10000 | Competitive | Competitive | 1 | TRUE | FALSE | 1 | Non-Competitive | 0.7345 | Competitive | 154.5728 | 40.1076 | 10000 | 4620.84 | 185 | 1
DGRSPKR5 6377__A TO_FROM | DGRSPKR5 | 6377__A | 186 | 2 | 2 | BARTON_8 | BARTONSR_8 | TO_FROM | 74960.94 | 74432.64 | -98.4257 | 0 | 803.065 | 2153.805 | -0.12814 | 0.50826 | -0.27195 | 0.50826 | 329.6699 | -6.9963 | 0 | 3396.327 | 10000 | 10000 | 10000 | 950.47 | 5603.102 | 10000 | 10000 | 6916.602 | 9747.458 | 8088.659 | 10000 | Non-Competitive | Non-Competitive | 0 | TRUE | FALSE | 1 | Non-Competitive | 0.7345 | Non-Competitive | 431.0915 | -34.5805 | 6831.784 | 10000 | 185 | 1
DGRSPKR5 HAS_XFM2 FROM_TO | DGRSPKR5 | HAS_XFM2 | 40 | 2 | 2 | HASSE | HASSE_P8 | FROM_TO | 74960.94 | 76176.46 | -22.8437 | 0 | 1039.918 | 1069.092 | -0.00138 | 0.002524 | -0.03622 | 0.29175 | -3.0696 | -10.4907 | 2965.84 |  |  | 10000 | 1796.043 | 732.028 | 1959.822 | 10000 | 2438.424 | 1473.731 | 2194.442 | 10000 | 2122.738 | Competitive | Competitive | 1 | FALSE | FALSE | 1 | Non-Competitive | 0.9375 | Competitive | -1.4596 | -11.0082 | 10000 | 2383.069 | 40 | 1
DGRSPKR5 HAS_XFM2 TO_FROM | DGRSPKR5 | HAS_XFM2 | 40 | 2 | 2 | HASSE | HASSE_P8 | TO_FROM | 74960.94 | 74995.77 | 1.2972 | 0 | 1069.092 | 1015.879 | -0.00252 | 0.001582 | -0.29175 | 0.036222 | 29.6923 | 9.209 | 0 |  |  | 1057.975 | 10000 | 1201.299 | 810.94 | 1112.269 | 10000 | 1096.795 | 1577.735 | 1041.607 | 10000 | Competitive | Competitive | 1 | FALSE | FALSE | 1 | Non-Competitive | 0.9375 | Competitive | 34.9933 | 6.7547 | 892.478 | 10000 | 40 | 1
DHAMSUM8 CKT_941_1 FROM_TO | DHAMSUM8 | CKT_941_1 | 260 | 2 | 2 | SUMMITN | WILIAMSN | FROM_TO | 74960.94 | 74843.63 | 179.1873 | 0 | 2303.453 | 1441.563 | -0.05367 | 0.038113 | -0.5164 | 0.14736 | 320.8956 | 214.8585 | 0 | 9496.285 | 10000 | 9286.175 | 10000 | 976.925 | 7684.65 | 9496.285 | 10000 | 2106.763 | 9929.692 | 9198.281 | 10000 | Competitive | Non-Competitive | 0 | TRUE | FALSE | 1 | Non-Competitive | 0.7105 | Non-Competitive | 312.7301 | 199.0912 | 7135.366 | 10000 | 260 | 1
DHAMSUM8 CKT_941_1 TO_FROM | DHAMSUM8 | CKT_941_1 | 260 | 2 | 2 | SUMMITN | WILIAMSN | TO_FROM | 74960.94 | 77976.85 | -294.968 | 0 | 1287.22 | 2303.453 | -0.03811 | 0.053668 | -0.14736 | 0.5164 | -189.211 | -265.466 | 0 | 10000 | 9496.285 | 10000 | 9286.175 | 6223.212 | 1114.7 | 10000 | 9496.285 | 9610.989 | 2300.829 | 10000 | 9198.281 | Competitive | Competitive | 1 | TRUE | FALSE | 1 | Non-Competitive | 0.7105 | Competitive | -174.826 | -259.229 | 10000 | 7135.366 | 260 | 1
DHILLAS8 CAGNON_MR4H FROM_TO | DHILLAS8 | CAGNON_MR4H | 600 | 4 | 4 | CAGNON_5 | CAGNOSTR | FROM_TO | 74960.94 | 86928.33 | -517.473 | 0 | 1353.77 | 1458.525 | -0.02941 | 0.12055 | -0.07213 | 0.93232 | -191.113 | -528.618 | 0 | 8555.204 | 10000 | 8802.1 | 6421.796 | 8309.367 | 931.262 | 10000 | 10000 | 9059.378 | 1185.563 | 9080.842 | 8296.638 | Competitive | Competitive | 1 | TRUE | FALSE | 1 | Non-Competitive | 0.703 | Non-Competitive | 747.0013 | 594.781 | 6319.176 | 9497.543 | 600 | 0
DHILLAS8 CAGNON_MR4H TO_FROM | DHILLAS8 | CAGNON_MR4H | 600 | 4 | 4 | CAGNON_5 | CAGNOSTR | TO_FROM | 74960.94 | 74974.55 | 413.4944 | 0 | 1458.525 | 1370.323 | -0.12055 | 0.02941 | -0.93232 | 0.072132 | 587.3085 | 469.1206 | 0 | 5680.634 | 8638.913 | 4187.794 | 8802.1 | 817.052 | 8542.278 | 5680.634 | 10000 | 1038.289 | 9112.728 | 5457.579 | 9122.214 | Competitive | Competitive | 1 | TRUE | FALSE | 1 | Non-Competitive | 0.703 | Competitive | -244.559 | -676.021 | 9482.237 | 10000 | 600 | 1
DHKBCRL5 1140__C FROM_TO | DHKBCRL5 | 1140__C | 250 | 3 | 3 | DFW_DE1T1_8 | DFW_CE1_8 | FROM_TO | 74960.94 | 74402.99 | 285.2417 | 0 | 1115.656 | 1826.693 | -0.02117 | 0.013179 | -0.42258 | 0.41128 | 487.3278 | 297.3132 | 0 |  | 8831.28 | 862.466 | 2698.56 | 803.076 | 2565.217 | 858.728 | 2698.56 | 834.297 | 2596.134 | 860.49 | 2609.129 | Non-Competitive | Non-Competitive | 0 | TRUE | FALSE | 0 | Non-Competitive | 0.703 | Non-Competitive | 500.8855 | 299.3395 | 865.935 | 2620.981 | 215 | 1
DHKBCRL5 1140__C TO_FROM | DHKBCRL5 | 1140__C | 250 | 3 | 3 | DFW_DE1T1_8 | DFW_CE1_8 | TO_FROM | 74960.94 | 76002.52 | -508.893 | 0 | 1826.693 | 1201.423 | -0.01318 | 0.021171 | -0.41128 | 0.42257 | -200.652 | -202.504 | 2742.64 | 8831.28 |  | 2706.496 | 957.55 | 2567.491 | 935.013 | 2706.496 | 954.71 | 2596.903 | 939.502 | 2610.666 | 949.621 | Competitive | Competitive | 1 | TRUE | FALSE | 1 | Non-Competitive | 0.703 | Competitive | -179.379 | -196.996 | 2255.488 | 934.274 | 215 | 1
DI_DWHI8 RINCON_WHITE_2_1 FROM_TO | DI_DWHI8 | RINCON_WHITE_2_1 | 216 | 2 | 2 | RINCON 4 | WHITEPT2 | FROM_TO | 74960.94 | 76399.44 | -220.275 | 0 | 3211.895 | 1521.955 | -0.03746 | 0.28306 | -0.07651 | 0.49003 | 104.2466 | -31.6095 | 0 | 3803.565 | 4560.437 | 4871.06 | 4560.437 | 3509.038 | 869.741 | 5644.313 | 4560.437 | 5001.925 | 3295.379 | 5012.32 | 5254.484 | Competitive | Competitive | 1 | TRUE | FALSE | 1 | Non-Competitive | 0.703 | Competitive | 97.6017 | -161.504 | 5019.064 | 5131.703 | 216 | 1
DI_DWHI8 RINCON_WHITE_2_1 TO_FROM | DI_DWHI8 | RINCON_WHITE_2_1 | 216 | 2 | 2 | RINCON 4 | WHITEPT2 | TO_FROM | 74960.94 | 74911.84 | 7.3286 | 0 | 1510.44 | 3211.915 | -0.28306 | 0.066166 | -0.49003 | 0.076506 | 240.058 | 12.011 | 0 | 1586.522 | 3803.565 | 1616.704 | 4871.06 | 665.316 | 3509.038 | 3213.312 | 5644.313 | 1533.261 | 5001.925 | 1827.759 | 5012.32 | Non-Competitive | Non-Competitive | 0 | TRUE | FALSE | 1 | Non-Competitive | 0.703 | Non-Competitive | 249.356 | 24.0315 | 1772.143 | 5019.064 | 216 | 1
DJEWSNG5 256_A_1 FROM_TO | DJEWSNG5 | 256_A_1 | 1662 | 2 | 2 | GIBN_CREK_5 | TWIN_OAK__5 | FROM_TO | 74960.94 | 75179.04 | -1821.43 | 0 | 1554.507 | 2782.666 | -0.15363 | 0.23033 | -0.15363 | 0.23033 | 1431.277 | 1279.199 | 3852.04 | 1682.836 | 1935.683 | 1783.722 | 1989.167 | 1654.518 | 1915.626 | 2028.007 | 1922.719 | 1711.962 | 2033.928 | 1713.705 | 2036.135 | Competitive | Competitive | 1 | TRUE | FALSE | 1 | Non-Competitive | 0.742 | Competitive | 1275.07 | 1110.36 | 1921.263 | 2056.39 | 1376 | 1
DJEWSNG5 256_A_1 TO_FROM | DJEWSNG5 | 256_A_1 | 1662 | 2 | 2 | GIBN_CREK_5 | TWIN_OAK__5 | TO_FROM | 74960.94 | 60574.67 | -568.152 | 0 | 3073.405 | 1554.507 | -0.23033 | 0.15363 | -0.23033 | 0.15363 | 3403.955 | 1377.991 | 0 | 1546.314 | 1902.93 | 1581.535 | 1990.111 | 1531.427 | 1873.299 | 1527.943 | 2300.341 | 1664.501 | 1902.511 | 1666.189 | 1903.961 | Non-Competitive | Competitive | 0 | TRUE | TRUE | 1 | Competitive | 0.742 | Competitive | 3956.082 | 1223.068 | 1628.694 | 1982.64 | 1376 | 1
DJEWSNG5 JK_TOKSW_1 FROM_TO | DJEWSNG5 | JK_TOKSW_1 | 1376 | 2 | 2 | JKCREEK1 | TWIN_OAK__5 | FROM_TO | 74960.94 | 69462.9 | -1950.5 | 0 | 2045.197 | 2396.749 | -0.16315 | 0.26395 | -0.16315 | 0.48268 | 1447.613 | 1286.139 | 3852.04 | 1650.91 | 1935.227 | 1748.098 | 1926.171 | 1624.734 | 1915.241 | 2059.522 | 1926.171 | 1628.713 | 2040.069 | 1630.229 | 2042.241 | Non-Competitive | Non-Competitive | 0 | TRUE | FALSE | 1 | Non-Competitive | 0.742 | Competitive | 1289.014 | 1112.687 | 1821.887 | 2063.104 | 1376 | 0
DJEWSNG5 JK_TOKSW_1 TO_FROM | DJEWSNG5 | JK_TOKSW_1 | 1376 | 2 | 2 | JKCREEK1 | TWIN_OAK__5 | TO_FROM | 74960.94 | 68107.28 | -563.786 | 0 | 2396.749 | 2045.197 | -0.26395 | 0.16315 | -0.48268 | 0.16315 | 3614.482 | 1445.011 | 0 | 1546.368 | 1863.944 | 1531.246 | 1947.71 | 1531.489 | 1836.773 | 1531.246 | 2338.429 | 1670.739 | 1803.729 | 1672.411 | 1804.97 | Non-Competitive | Non-Competitive | 0 | TRUE | TRUE | 0 | Non-Competitive | 0.742 | Competitive | 4179.905 | 1282.667 | 1635.749 | 1878.056 | 1376 | 0
DJEWSNG5 SNGXGC75_1 FROM_TO | DJEWSNG5 | SNGXGC75_1 | 1631 | 2 | 2 | GIBN_CREK_5 | SNGLTN_345 | FROM_TO | 74960.94 | 59012.9 | -317.655 | 0 | 2424.551 | 1553.219 | -0.23868 | 0.23838 | -0.24328 | 0.23838 | 3802.86 | 1546.004 | 0 | 1445.326 | 2058.867 | 1416.938 | 2161.346 | 1433.344 | 2013.56 | 2350.544 | 2300.574 | 1455.757 | 2129.6 | 1456.953 | 2132.244 | Competitive | Non-Competitive | 0 | TRUE | FALSE | 1 | Non-Competitive | 0.6955 | Non-Competitive | 4410.6 | 1400.728 | 1424.259 | 2225.498 | 1631 | 1
DJEWSNG5 SNGXGC75_1 TO_FROM | DJEWSNG5 | SNGXGC75_1 | 1631 | 2 | 2 | GIBN_CREK_5 | SNGLTN_345 | TO_FROM | 74960.94 | 73665.2 | -2249.56 | 0 | 1553.218 | 2424.552 | -0.23838 | 0.23868 | -0.23838 | 0.24329 | 1490.235 | 1318.489 | 3852.04 | 1807.924 | 1788.737 | 1927.472 | 1761.729 | 1768.346 | 1772.628 | 2029.028 | 2350.544 | 1902.652 | 1747.921 | 1905.257 | 1749.473 | Non-Competitive | Competitive | 1 | TRUE | TRUE | 1 | Competitive | 0.6955 | Competitive | 1338.363 | 1130.722 | 2150.589 | 1765.476 | 1631 | 1
DJEWSNG5 SNGXGC99_1 FROM_TO | DJEWSNG5 | SNGXGC99_1 | 1631 | 2 | 2 | GIBN_CREK_5 | SNGLTN_345 | FROM_TO | 74960.94 | 59012.9 | -317.655 | 0 | 2424.551 | 1553.219 | -0.23868 | 0.23838 | -0.24328 | 0.23838 | 3802.86 | 1546.004 | 0 | 1445.326 | 2058.867 | 1416.938 | 2161.346 | 1433.344 | 2013.56 | 2350.544 | 2300.574 | 1455.757 | 2129.6 | 1456.953 | 2132.244 | Competitive | Non-Competitive | 0 | TRUE | FALSE | 1 | Non-Competitive | 0.766 | Non-Competitive | 4410.6 | 1400.728 | 1424.259 | 2225.498 | 1631 | 1
DJEWSNG5 SNGXGC99_1 TO_FROM | DJEWSNG5 | SNGXGC99_1 | 1631 | 2 | 2 | GIBN_CREK_5 | SNGLTN_345 | TO_FROM | 74960.94 | 73665.2 | -2249.56 | 0 | 1553.218 | 2424.552 | -0.23838 | 0.23868 | -0.23838 | 0.24329 | 1490.235 | 1318.489 | 3852.04 | 1807.924 | 1788.737 | 1927.472 | 1761.729 | 1768.346 | 1772.628 | 2029.028 | 2350.544 | 1902.652 | 1747.921 | 1905.257 | 1749.473 | Non-Competitive | Competitive | 1 | TRUE | TRUE | 1 | Competitive | 0.766 | Competitive | 1338.363 | 1130.722 | 2150.589 | 1765.476 | 1631 | 1
DKENCA58 69T342_1 FROM_TO | DKENCA58 | 69T342_1 | 478 | 4 | 4 | L_KENDCT8_1Y | L_MOUNTO8_1Y | FROM_TO | 74960.94 | 76070.45 | -45.0323 | 0 | 1570.611 | 1423.657 | -0.03006 | 0.08021 | -0.29469 | 0.13012 | 150.2342 | -23.9561 | 0 | 10000 | 10000 | 10000 | 5127.138 | 2104.183 | 1671.362 | 10000 | 10000 | 7923.022 | 4867.714 | 10000 | 6082.367 | Competitive | Competitive | 1 | TRUE | FALSE | 1 | Non-Competitive | 0.7265 | Non-Competitive | 148.176 | -13.6698 | 10000 | 5444.015 | 132 | 0
DKENCA58 69T342_1 TO_FROM | DKENCA58 | 69T342_1 | 478 | 4 | 4 | L_KENDCT8_1Y | L_MOUNTO8_1Y | TO_FROM | 74960.94 | 78028.56 | -136.031 | 0 | 1391.437 | 1559.633 | -0.00921 | 0.030064 | -0.13012 | 0.29469 | 80.6648 | -24.7003 | 0 | 10000 |  | 5127.138 | 2447.762 | 1510.089 | 1829.561 | 10000 | 2587.514 | 4784.769 | 2767.09 | 6082.367 | 2891.855 | Competitive | Competitive | 1 | TRUE | FALSE | 1 | Non-Competitive | 0.7265 | Competitive | 62.8613 | -36.5464 | 5444.015 | 2959.16 | 132 | 1
DKENCA58 E3_S1_1 FROM_TO | DKENCA58 | E3_S1_1 | 285 | 4 | 4 | HOWARD | SOMERSET | FROM_TO | 74960.94 | 75024.48 | -23.9859 | 0 | 1718.257 | 503.756 | -0.13105 | 0.076302 | -0.61423 | 0.14078 | 245.9725 | 42.2973 | 0 | 10000 | 7777.291 | 10000 | 10000 | 4426.882 | 3594.099 | 10000 | 10000 | 9438.674 | 8903.577 | 10000 | 9311.663 | Competitive | Competitive | 1 | TRUE | FALSE | 1 | Non-Competitive | 0.75 | #N/A | #N/A | #N/A | #N/A | #N/A | #N/A | #N/A
DKENCA58 E3_S1_1 TO_FROM | DKENCA58 | E3_S1_1 | 285 | 4 | 4 | HOWARD | SOMERSET | TO_FROM | 74960.94 | 76362.24 | -147.162 | 0 | 488.38 | 1535.221 | -0.0763 | 0.13105 | -0.14078 | 0.61423 | 89.345 | -88.8356 | 0 | 5079.306 | 10000 | 8909.012 | 10000 | 1558.833 | 4509.833 | 8909.012 | 10000 | 6839.253 | 9445.966 | 7763.154 | 10000 | Competitive | Competitive | 1 | TRUE | FALSE | 1 | Non-Competitive | 0.75 | #N/A | #N/A | #N/A | #N/A | #N/A | #N/A | #N/A
DKOCNUE8 AIR_LI_HIWAY_1_1 FROM_TO | DKOCNUE8 | AIR_LI_HIWAY_1_1 | 219 | 2 | 2 | HIWAY9 2 | AIRLIQ2 | FROM_TO | 74960.94 | 75188.56 | 44.1236 | 0 | 1788.251 | 1350.086 | -0.00386 | 0.038654 | -0.55442 | 0.21768 | 92.6884 | 44.5788 | 0 | 6099.511 |  | 6099.511 | 10000 | 1152.286 | 6617.942 | 6099.511 | 10000 | 5581.412 | 9172.779 | 6894.286 | 10000 | Competitive | Competitive | 1 | TRUE | FALSE | 1 | Non-Competitive | 0.8515 | Competitive | 97.5841 | 46.266 | 7053.889 | 10000 | 219 | 1
DKOCNUE8 AIR_LI_HIWAY_1_1 TO_FROM | DKOCNUE8 | AIR_LI_HIWAY_1_1 | 219 | 2 | 2 | HIWAY9 2 | AIRLIQ2 | TO_FROM | 74960.94 | 76167.48 | -91.1749 | 0 | 1389.893 | 1844.636 | -0.03865 | 0.003856 | -0.21769 | 0.55442 | -44.7059 | -61.0555 | 0 |  | 6099.511 | 10000 | 6099.511 | 3487.013 | 1420.779 | 10000 | 6099.511 | 7086.224 | 5919.702 | 10000 | 6894.286 | Competitive | Competitive | 1 | TRUE | FALSE | 1 | Non-Competitive | 0.8515 | Competitive | -47.1001 | -64.0467 | 10000 | 7053.889 | 219 | 1
DKOCNUE8 CITGOW_WEIL_T1_1 FROM_TO | DKOCNUE8 | CITGOW_WEIL_T1_1 | 209 | 2 | 2 | CHMPLNP4 | WEIL 4 | FROM_TO | 74960.94 | 75372.04 | -56.4488 | 0 | 1121.709 | 1232.478 | -0.14767 | 0.0054 | -0.22239 | 0.6818 | 117.2268 | 43.7908 | 0 |  | 4527.931 | 2418.083 | 5901.413 | 790.486 | 4410.446 | 2137.146 | 5901.413 | 771.885 | 6030.367 | 2415.999 | 6039.128 | Competitive | Competitive | 1 | TRUE | FALSE | 1 | Non-Competitive | 0.7035 | Competitive | 125.2658 | 59.2397 | 887.549 | 6267.306 | 209 | 1
DKOCNUE8 CITGOW_WEIL_T1_1 TO_FROM | DKOCNUE8 | CITGOW_WEIL_T1_1 | 209 | 2 | 2 | CHMPLNP4 | WEIL 4 | TO_FROM | 74960.94 | 75178.94 | -116.052 | 0 | 1264.434 | 1068.46 | -0.00356 | 0.14767 | -0.6818 | 0.2224 | 58.8868 | 61.9823 | 6068.24 | 4527.931 |  | 5901.413 | 1092.884 | 3946.843 | 911.735 | 5901.413 | 2851.886 | 5960.898 | 878.491 | 6039.128 | 1028.148 | Competitive | Competitive | 1 | TRUE | FALSE | 1 | Non-Competitive | 0.7035 | Competitive | 47.0653 | 49.4181 | 6267.306 | 886.331 | 209 | 1
DKOCNUE8 CLARK__LON_HI1_1 FROM_TO | DKOCNUE8 | CLARK__LON_HI1_1 | 207 | 2 | 2 | LNHILL 4 | CLARKWD4 | FROM_TO | 74960.94 | 75001.83 | 101.0411 | 0 | 1884.573 | 3886.395 | -0.14676 | 0.006311 | -0.52237 | 0.036065 | 185.6399 | 112.0888 | 0 |  | 4553.654 | 940.951 | 5905.303 | 802.048 | 4469.662 | 2284.313 | 5905.303 | 777.828 | 6058.187 | 903.852 | 6065.054 | Competitive | Competitive | 1 | TRUE | FALSE | 1 | Non-Competitive | 0.7425 | Competitive | 193.5335 | 127.657 | 784.3 | 6288.613 | 207 | 1
DKOCNUE8 CLARK__LON_HI1_1 TO_FROM | DKOCNUE8 | CLARK__LON_HI1_1 | 207 | 2 | 2 | LNHILL 4 | CLARKWD4 | TO_FROM | 74960.94 | 81368.48 | -184.532 | 0 | 3886.454 | 1723.251 | -0.00447 | 0.14676 | -0.03606 | 0.52237 | -9.5357 | -0.75838 | 6068.24 | 4553.654 |  | 5905.303 | 926.047 | 4043.341 | 925.136 | 5905.303 | 1136.603 | 5997.317 | 895.11 | 6065.054 | 895.473 | Competitive | Competitive | 1 | TRUE | FALSE | 1 | Non-Competitive | 0.7425 | Competitive | -21.2301 | -14.7378 | 6288.613 | 906.728 | 207 | 1
DKOCNUE8 MCKENZ_WESTSI1_1 FROM_TO | DKOCNUE8 | MCKENZ_WESTSI1_1 | 157 | 2 | 2 | WSTSIDE4 | MCKENZE4 | FROM_TO | 74960.94 | 75562.81 | -147.947 | 0 | 1273.464 | 1351.396 | -0.19772 | 0.12508 | -0.26001 | 0.16205 | 0.45953 | -135.547 | 0 | 4084.245 | 10000 | 5158.226 | 10000 | 3544.946 | 857.11 | 5158.226 | 10000 | 4702.599 | 7460.444 | 4759.63 | 10000 | Competitive | Competitive | 1 | TRUE | FALSE | 1 | Non-Competitive | 1.031 | Competitive | -9.6418 | -144.096 | 5022.799 | 10000 | 157 | 1
DKOCNUE8 MCKENZ_WESTSI1_1 TO_FROM | DKOCNUE8 | MCKENZ_WESTSI1_1 | 157 | 2 | 2 | WSTSIDE4 | MCKENZE4 | TO_FROM | 74960.94 | 75011.35 | 1.5165 | 0 | 1156.324 | 1247.074 | -0.12508 | 0.19772 | -0.16205 | 0.26001 | 148.8296 | 71.0606 | 0 | 10000 | 4084.245 | 10000 | 5158.226 | 750.451 | 3994.127 | 10000 | 5158.226 | 7141.305 | 4745.825 | 10000 | 4759.63 | Competitive | Competitive | 1 | TRUE | FALSE | 1 | Non-Competitive | 1.031 | Competitive | 155.5636 | 84.3605 | 10000 | 5022.799 | 157 | 1
DKRKNHN8 3640__B FROM_TO | DKRKNHN8 | 3640__B | 502 | 8 | 8 | KRKPK_E8 | JUDD1T_8 | FROM_TO | 74960.94 | 75250.67 | 102.2658 | 0 | 2829.238 | 991.348 | -0.01331 | 0.048439 | -0.62127 | 0.14843 | 321.9141 | 159.6952 | 0 | 10000 |  | 10000 | 1546.927 | 1352.833 | 1487.896 | 10000 | 5894.534 | 4758.957 | 1388.127 | 10000 | 1501.491 | Competitive | Competitive | 1 | TRUE | FALSE | 1 | Non-Competitive | 0.75 | Competitive | 326.8997 | 150.1636 | 10000 | 1731.219 | 499 | 1
DKRKNHN8 3640__B TO_FROM | DKRKNHN8 | 3640__B | 502 | 8 | 8 | KRKPK_E8 | JUDD1T_8 | TO_FROM | 74960.94 | 78983.54 | -259.529 | 0 | 1360.373 | 2829.238 | -0.04844 | 0.013308 | -0.14843 | 0.62127 | -85.3848 | -152.3 | 5.14 |  | 10000 | 1505.397 | 10000 | 1089.593 | 1433.344 | 3756.176 | 10000 | 1150.01 | 4863.146 | 1456.422 | 10000 | Competitive | Competitive | 1 | TRUE | FALSE | 1 | Non-Competitive | 0.75 | Competitive | -69.5806 | -170.677 | 1578.964 | 10000 | 499 | 1
DLHSCNR8 3650__A FROM_TO | DLHSCNR8 | 3650__A | 306 | 3 | 3 | LKHB_W8 | STAUG1T_8 | FROM_TO | 74960.94 | 75491.94 | 19.5451 | 0 | 2910.538 | 1108.031 | -0.00265 | 0.1755 | -0.11211 | 0.17729 | 246.2249 | 23.1349 | 0 | 10000 |  | 10000 | 6544.05 | 6109.941 | 5068.512 | 10000 | 10000 | 9857.098 | 7429.831 | 10000 | 7825.546 | Competitive | Competitive | 1 | TRUE | FALSE | 1 | Non-Competitive | 0.6955 | Competitive | 244.3783 | 18.9573 | 10000 | 7060.753 | 304 | 1
DLHSCNR8 3650__A TO_FROM | DLHSCNR8 | 3650__A | 306 | 3 | 3 | LKHB_W8 | STAUG1T_8 | TO_FROM | 74960.94 | 76802.98 | -57.594 | 0 | 1164.727 | 2910.528 | -0.1755 | 0.002646 | -0.17729 | 0.11211 | -36.278 | -49.0988 | 7134.64 |  | 10000 | 6544.05 | 10000 | 5068.512 | 6302.068 | 10000 | 10000 | 7429.831 | 9858.118 | 7825.546 | 10000 | Competitive | Competitive | 1 | TRUE | FALSE | 1 | Non-Competitive | 0.6955 | Competitive | -28.1574 | -45.8229 | 7060.753 | 10000 | 304 | 1
DLNCSWC5 6380__D FROM_TO | DLNCSWC5 | 6380__D | 155 | 2 | 2 | MURRY_P8 | PTCRK2 4 | FROM_TO | 74960.94 | 75031.07 | -183.336 | 0 | 1854.959 | 1155.991 | -0.02326 | 0.064047 | -0.19839 | 0.30415 | 141.0019 | 51.6109 | 4466.14 | 6675.433 | 9414.227 | 6675.433 | 3207.529 | 2024.304 | 1977.955 | 6675.433 | 3207.529 | 4726.58 | 3237.57 | 7685.555 | 3370.335 | Competitive | Competitive | 1 | TRUE | FALSE | 1 | Non-Competitive | 0.6795 | Non-Competitive | 163.1513 | 58.4956 | 8272.47 | 3362.846 | 154 | 0
DLNCSWC5 6380__D TO_FROM | DLNCSWC5 | 6380__D | 155 | 2 | 2 | MURRY_P8 | PTCRK2 4 | TO_FROM | 74960.94 | 74866.44 | -91.7201 | 0 | 1057.628 | 1759.29 | -0.06405 | 0.12122 | -0.30415 | 0.19839 | 176.4041 | 30.7529 | 0 | 2432.906 | 10000 | 2551.485 | 10000 | 822.61 | 2215.689 | 5653.56 | 10000 | 1567.438 | 5674.381 | 2848.912 | 10000 | Competitive | Non-Competitive | 0 | TRUE | FALSE | 1 | Non-Competitive | 0.6795 | Non-Competitive | 219.4134 | -3.5628 | 1760.066 | 10000 | 154 | 1
DLNCSWC5 6635__A FROM_TO | DLNCSWC5 | 6635__A | 28 | 2 | 2 | WAYLAND | BRECK_9 | FROM_TO | 74960.94 | 74970 | -16.1951 | 0 | 1653.456 | 920.108 | -0.00134 | 0.012779 | -0.5368 | 0.21365 | 22.7769 | 10.2347 | 6332.34 |  |  | 6249.862 | 2451.65 | 1915.466 | 974.161 | 6249.862 | 2499.915 | 4414.329 | 1840.566 | 6872.074 | 2575.629 | Competitive | Competitive | 1 | FALSE | FALSE | 1 | Non-Competitive | 0.711 | Competitive | 22.038 | 8.9982 | 7843.151 | 2533.424 | 28 | 1
DLNCSWC5 6635__A TO_FROM | DLNCSWC5 | 6635__A | 28 | 2 | 2 | WAYLAND | BRECK_9 | TO_FROM | 74960.94 | 75017.02 | -14.7278 | 0 | 796.62 | 1653.456 | -0.01278 | 0.027929 | -0.21365 | 0.5368 | 16.0177 | -4.7576 | 0 | 10000 |  | 10000 | 10000 | 564.569 | 2237.042 | 10000 | 10000 | 4548.325 | 5967.2 | 10000 | 10000 | Competitive | Competitive | 1 | TRUE | FALSE | 1 | Non-Competitive | 0.711 | Competitive | 18.3537 | -3.6879 | 10000 | 10000 | 28 | 1
DLYTFPP5 CKT_3132_1 FROM_TO | DLYTFPP5 | CKT_3132_1 | 1195 | 2 | 2 | L_FPPYD15_1Y | LOSTPN34 | FROM_TO | 74960.94 | 76200.03 | -431.246 | 0 | 1335.8 | 1015.84 | -0.06087 | 0.26718 | -0.1324 | 0.26718 | 1049.39 | 853.6793 | 4262.04 | 1449.882 | 1220.305 | 5459.007 | 1220.305 | 1397.74 | 1216.389 | 5363.867 | 2180.917 | 2855.126 | 1240.078 | 2864.893 | 1333.652 | Competitive | Competitive | 1 | TRUE | FALSE | 1 | Non-Competitive | 0.695 | Competitive | 1039.319 | 814.7811 | 2897.866 | 1262.741 | 1195 | 1
DLYTFPP5 CKT_3132_1 TO_FROM | DLYTFPP5 | CKT_3132_1 | 1195 | 2 | 2 | L_FPPYD15_1Y | LOSTPN34 | TO_FROM | 74960.94 | 76524.01 | -1169.9 | 0 | 1042.002 | 1396.351 | -0.26718 | 0.060865 | -0.26718 | 0.1324 | 802.8374 | -619.623 | 0 | 894.428 | 1587.962 | 894.428 | 5459.007 | 1006.778 | 1537.429 | 1854.516 | 5363.867 | 1029.784 | 2978.884 | 1019.181 | 2988.214 | Competitive | Competitive | 1 | TRUE | FALSE | 1 | Non-Competitive | 0.695 | Competitive | 945.4759 | -669.944 | 960.366 | 2970.068 | 1195 | 1
DLYTZOR5 101T158_1 FROM_TO | DLYTZOR5 | 101T158_1 | 127.88 | 2 | 2 | L_ZORN__8_1Y | L_POOLRO8_1Y | FROM_TO | 74960.94 | 74893.27 | -179.569 | 0 | 1233.436 | 1399.339 | -0.02966 | 0.032378 | -0.46604 | 0.063614 | 151.8293 | -125.895 | 0 | 2958.871 | 10000 | 2527.586 | 5259.152 | 2155.375 | 1237.076 | 2658.757 | 6782.975 | 2299.018 | 3834.148 | 2400.913 | 6118.507 | Competitive | Non-Competitive | 0 | TRUE | FALSE | 1 | Non-Competitive | 0.7655 | Non-Competitive | 156.8892 | -144.728 | 2482.517 | 6107.748 | 132 | 1
DLYTZOR5 101T158_1 TO_FROM | DLYTZOR5 | 101T158_1 | 127.88 | 2 | 2 | L_ZORN__8_1Y | L_POOLRO8_1Y | TO_FROM | 74960.94 | 73340.92 | -76.231 | 0 | 1399.339 | 1233.436 | -0.03238 | 0.029656 | -0.06361 | 0.46604 | 231.991 | -6.2954 | 0 | 10000 | 3527.344 | 5259.152 | 3038.348 | 1141.547 | 2656.727 | 6782.975 | 3131.878 | 3756.464 | 2757.833 | 6118.507 | 2850.635 | Competitive | Non-Competitive | 0 | TRUE | FALSE | 1 | Non-Competitive | 0.7655 | Non-Competitive | 215.9895 | -16.6346 | 6107.748 | 2921.07 | 132 | 1
DLYTZOR5 103T262_1 FROM_TO | DLYTZOR5 | 103T262_1 | 441.24 | 2 | 2 | L_MCCALA8_1Y | L_REDWOO8_1Y | FROM_TO | 74960.94 | 74815.48 | -518.646 | 0 | 1245.314 | 1634.103 | -0.07322 | 0.082204 | -0.62688 | 0.20764 | 515.6833 | -360.916 | 0 | 1887.064 | 3937.72 | 1887.064 | 3937.72 | 1792.422 | 1419.377 | 2110.797 | 4946.375 | 2113.692 | 2562.015 | 2126.128 | 4378.317 | Competitive | Non-Competitive | 0 | TRUE | FALSE | 1 | Non-Competitive | 0.7185 | Non-Competitive | 524.8981 | -362.235 | 2184.783 | 4240.936 | 454 | 1
DLYTZOR5 103T262_1 TO_FROM | DLYTZOR5 | 103T262_1 | 441.24 | 2 | 2 | L_MCCALA8_1Y | L_REDWOO8_1Y | TO_FROM | 74960.94 | 73290.77 | -350.822 | 0 | 1384.228 | 1245.314 | -0.0822 | 0.073222 | -0.20764 | 0.62688 | 774.6829 | -39.5576 | 0 | 3937.72 | 2303.076 | 3937.72 | 2303.076 | 1250.959 | 2156.967 | 4946.375 | 2616.453 | 2409.256 | 2500.489 | 4378.317 | 2519.33 | Competitive | Non-Competitive | 0 | TRUE | FALSE | 1 | Non-Competitive | 0.7185 | Non-Competitive | 767.5319 | -73.8197 | 4240.936 | 2578.931 | 454 | 1
DLYTZOR5 125T184_1 FROM_TO | DLYTZOR5 | 125T184_1 | 136 | 2 | 2 | L_LOCKHA8_1Y | L_LULING8_1Y | FROM_TO | 74960.94 | 74078.27 | 4.3568 | 0 | 1507.859 | 1269.992 | -0.03088 | 0.037395 | -0.4078 | 0.19643 | 495.2316 | 133.5933 | 0 | 4929.439 | 1987.553 | 3773.161 | 1987.553 | 1115.126 | 1894.727 | 4929.439 | 1987.553 | 1721.794 | 1972.775 | 4243.032 | 1987.306 | Competitive | Non-Competitive | 0 | TRUE | FALSE | 1 | Non-Competitive | 0.711 | Non-Competitive | 490.4361 | 125.8408 | 4216.623 | 2000.599 | 139 | 1
DLYTZOR5 125T184_1 TO_FROM | DLYTZOR5 | 125T184_1 | 136 | 2 | 2 | L_LOCKHA8_1Y | L_LULING8_1Y | TO_FROM | 74960.94 | 75389.04 | -379.568 | 0 | 1269.992 | 1596.702 | -0.0374 | 0.030878 | -0.19644 | 0.4078 | 37.8442 | -230.322 | 0 | 1786.137 | 4929.439 | 1625.498 | 3773.161 | 1567.947 | 1284.749 | 1630.261 | 4929.439 | 1647.673 | 1898.265 | 1657.219 | 4243.032 | Competitive | Competitive | 1 | TRUE | FALSE | 1 | Non-Competitive | 0.711 | Competitive | 58.5337 | -273.214 | 1668.111 | 4216.623 | 139 | 1
DLYTZOR5 258T380_1 FROM_TO | DLYTZOR5 | 258T380_1 | 439 | 2 | 2 | L_BUDA__8_1Y | L_TURNER8_1Y | FROM_TO | 74960.94 | 76448.67 | -714.134 | 0 | 1419.332 | 2199.15 | -0.061 | 0.058766 | -0.26211 | 0.58884 | 28.0712 | -494.341 | 0 | 1793.289 | 3825.645 | 1793.289 | 3825.645 | 1731.155 | 1157.698 | 2272.646 | 4950.336 | 1882.006 | 1982.327 | 1906.486 | 4299.08 | Competitive | Competitive | 1 | TRUE | FALSE | 1 | Non-Competitive | 0.703 | Competitive | 33.8608 | -572.04 | 1952.53 | 4077.329 | 287 | 1
DLYTZOR5 258T380_1 TO_FROM | DLYTZOR5 | 258T380_1 | 439 | 2 | 2 | L_BUDA__8_1Y | L_TURNER8_1Y | TO_FROM | 74960.94 | 74273.56 | 90.9483 | 0 | 2199.149 | 1419.332 | -0.05877 | 0.060997 | -0.58884 | 0.2621 | 845.9122 | 267.2124 | 0 | 3825.645 | 2245.883 | 3825.645 | 2245.883 | 1040.214 | 2153.505 | 4950.336 | 2759.546 | 1879.488 | 2369.605 | 4299.08 | 2406.598 | Competitive | Non-Competitive | 0 | TRUE | FALSE | 1 | Non-Competitive | 0.703 | Non-Competitive | 824.3211 | 241.615 | 4077.329 | 2455.006 | 287 | 1
DLYTZOR5 524T524_1 FROM_TO | DLYTZOR5 | 524T524_1 | 235.2 | 2 | 2 | L_LEHIGH8_1Y | L_BUDA__8_1Y | FROM_TO | 74960.94 | 74752.72 | -522.284 | 0 | 1307.216 | 1824.052 | -0.0658 | 0.059418 | -0.22279 | 0.64851 | 246.0084 | -322.083 | 0 | 1889.23 | 3922.992 | 1889.23 | 3922.992 | 1828.389 | 1329.411 | 1991.878 | 4956.476 | 2127.522 | 2229.883 | 2135.36 | 4335.253 | Competitive | Non-Competitive | 0 | TRUE | FALSE | 1 | Non-Competitive | 0.727 | Non-Competitive | 265.8546 | -403.911 | 2199.334 | 4221.933 | 241 | 1
DLYTZOR5 524T524_1 TO_FROM | DLYTZOR5 | 524T524_1 | 235.2 | 2 | 2 | L_LEHIGH8_1Y | L_BUDA__8_1Y | TO_FROM | 74960.94 | 74195.01 | -144.784 | 0 | 1824.051 | 1307.215 | -0.05942 | 0.065798 | -0.64851 | 0.22279 | 730.4993 | 87.1598 | 0 | 3922.992 | 2307.394 | 3922.992 | 2307.394 | 1159.159 | 2208.473 | 4956.476 | 2445.895 | 2056.19 | 2522.482 | 4335.253 | 2534.696 | Competitive | Non-Competitive | 0 | TRUE | FALSE | 1 | Non-Competitive | 0.727 | Non-Competitive | 721.3735 | 75.5155 | 4221.933 | 2602.398 | 241 | 1
DMARELM5 MAR_SKY_1 FROM_TO | DMARELM5 | MAR_SKY_1 | 1104 | 2 | 2 | SKYLINE_5 | L_MARION5_1Y | FROM_TO | 74960.94 | 79067.22 | -2231.34 | 0 | 1369.673 | 1360.24 | -0.22958 | 0.27677 | -0.22958 | 0.33322 | 368.7831 | -2349.03 | 0 | 2819.955 | 1177.459 | 3313.582 | 1797.817 | 2482.618 | 1176.768 | 3585.408 | 3572.451 | 3968.849 | 1283.831 | 4002.175 | 1283.841 | Competitive | Competitive | 1 | TRUE | FALSE | 1 | Non-Competitive | 0.6955 | Competitive | -71.9598 | -243.922 | 7167.648 | 1224.768 | 1076 | 1
DMARELM5 MAR_SKY_1 TO_FROM | DMARELM5 | MAR_SKY_1 | 1104 | 2 | 2 | SKYLINE_5 | L_MARION5_1Y | TO_FROM | 74960.94 | 67535.36 | -76.0649 | 0 | 1261.023 | 1337.09 | -0.27677 | 0.22958 | -0.33322 | 0.22958 | 3481.983 | 1248.69 | 0 | 1006.503 | 3351.459 | 1797.817 | 3921.658 | 1005.982 | 2949.19 | 3572.451 | 4275.069 | 1134.744 | 4625.71 | 1134.752 | 4663.25 | Competitive | Non-Competitive | 0 | TRUE | FALSE | 0 | Non-Competitive | 0.6955 | Non-Competitive | 2359.028 | 1239.739 | 1071.728 | 7931.136 | 1076 | 1
DMARZOR5 287T301_1 FROM_TO | DMARZOR5 | 287T301_1 | 221 | 2 | 2 | L_STMEIN8_1Y | L_MCQUEE8_1Y | FROM_TO | 74960.94 | 72971.66 | -81.815 | 0 | 1357.51 | 1380.571 | -0.08418 | 0.050431 | -0.37673 | 0.55073 | 959.8601 | 296.038 | 0 | 2056.966 | 3384.431 | 1034.961 | 3404.11 | 1113.117 | 2803.724 | 2087.408 | 3636.167 | 1082.325 | 4162.107 | 1119.867 | 4266.912 | Competitive | Non-Competitive | 0 | TRUE | FALSE | 0 | Non-Competitive | 0.719 | Non-Competitive | 970.2744 | 229.7111 | 1268.876 | 4305.104 | 227 | 1
DMARZOR5 287T301_1 TO_FROM | DMARZOR5 | 287T301_1 | 221 | 2 | 2 | L_STMEIN8_1Y | L_MCQUEE8_1Y | TO_FROM | 74960.94 | 74938.09 | -607.841 | 0 | 1341.066 | 1357.51 | -0.05043 | 0.084178 | -0.55073 | 0.37673 | 209.5218 | 129.5601 | 2929.84 | 2981.176 | 2056.966 | 2996.627 | 1281.892 | 2428.061 | 1320.495 | 3190.867 | 2087.408 | 3746.863 | 1246.044 | 3859.608 | 1328.674 | Competitive | Competitive | 1 | TRUE | FALSE | 1 | Non-Competitive | 0.719 | Non-Competitive | 264.9227 | -478.886 | 3920.065 | 1482.087 | 227 | 0
DMARZOR5 357T544_1 FROM_TO | DMARZOR5 | 357T544_1 | 38 | 2 | 2 | L_COLUMB9_1Y | L_STAFHI9_1Y | FROM_TO | 74960.94 | 74780.73 | -17.6282 | 0 | 803.416 | 1083.819 | -0.02051 | 0.016669 | -0.5945 | 0.30539 | 145.1789 | -4.3352 | 0 |  | 10000 | 5143.816 | 1763.019 | 1110.509 | 991.81 | 6534.5 | 3200.838 | 1620.945 | 1248.847 | 5583.372 | 2395.693 | Competitive | Non-Competitive | 0 | TRUE | FALSE | 1 | Non-Competitive | 0.7265 | Non-Competitive | 149.8421 | -15.447 | 5543.791 | 3069.945 | 38 | 1
DMARZOR5 357T544_1 TO_FROM | DMARZOR5 | 357T544_1 | 38 | 2 | 2 | L_COLUMB9_1Y | L_STAFHI9_1Y | TO_FROM | 74960.94 | 74937.54 | -142.428 | 0 | 1083.819 | 806.097 | -0.01667 | 0.020509 | -0.30539 | 0.5945 | 43.4519 | -59.194 | 0 | 10000 |  | 1763.019 | 5143.816 | 828.428 | 1334.716 | 3200.838 | 6534.5 | 1057.504 | 1883.624 | 2395.693 | 5583.372 | Competitive | Non-Competitive | 0 | TRUE | FALSE | 1 | Non-Competitive | 0.7265 | Non-Competitive | 48.8253 | -59.1818 | 3069.945 | 5543.791 | 38 | 1
DMARZOR5 428T428_1 FROM_TO | DMARZOR5 | 428T428_1 | 220.6 | 2 | 2 | L_SEGUIN8_1Y | L_SEGUWE8_1Y | FROM_TO | 74960.94 | 73445.76 | 84.9695 | 0 | 1377.307 | 1424.597 | -0.08196 | 0.052652 | -0.6017 | 0.2646 | 1126.536 | 462.6948 | 0 | 1863.739 | 3422.389 | 1137.885 | 3441.343 | 1083.938 | 3076.328 | 2077.897 | 4005.173 | 1072.184 | 4270.29 | 1091.294 | 4333.747 | Competitive | Non-Competitive | 0 | TRUE | FALSE | 0 | Non-Competitive | 0.758 | Non-Competitive | 1137.405 | 396.213 | 1059.876 | 4374.723 | 227 | 1
DMARZOR5 428T428_1 TO_FROM | DMARZOR5 | 428T428_1 | 220.6 | 2 | 2 | L_SEGUIN8_1Y | L_SEGUWE8_1Y | TO_FROM | 74960.94 | 75589.38 | -774.796 | 0 | 1395.292 | 1523.15 | -0.05265 | 0.081957 | -0.2646 | 0.60169 | 41.2016 | -30.4275 | 2929.84 | 3017.398 | 1863.739 | 3032.313 | 1348.214 | 2675.546 | 1282.643 | 3565.341 | 2077.897 | 3857.622 | 1240.356 | 3928.59 | 1261.012 | Competitive | Competitive | 1 | TRUE | FALSE | 1 | Non-Competitive | 0.758 | Competitive | 97.2103 | -14.2081 | 3993.114 | 1244.873 | 227 | 1
DMARZOR5 BLESSI_LOLITA1_1 FROM_TO | DMARZOR5 | BLESSI_LOLITA1_1 | 211 | 2 | 2 | BLESSNG4 | LOLITA 4 | FROM_TO | 74960.94 | 73305 | 9.8753 | 0 | 1750.564 | 1746.939 | -0.30668 | 0.044829 | -0.42043 | 0.13226 | 913.474 | 244.6059 | 0 | 1455.182 | 1414.097 | 1832.82 | 5264.998 | 1150.646 | 1312.417 | 2029.873 | 6343.817 | 1302.276 | 4065.998 | 1621.753 | 4296.343 | Competitive | Non-Competitive | 0 | TRUE | FALSE | 0 | Non-Competitive | 0.695 | Non-Competitive | 909.6551 | 206.3765 | 1684.874 | 4273.975 | 211 | 1
DMARZOR5 BLESSI_LOLITA1_1 TO_FROM | DMARZOR5 | BLESSI_LOLITA1_1 | 211 | 2 | 2 | BLESSNG4 | LOLITA 4 | TO_FROM | 74960.94 | 76878.97 | -715.879 | 0 | 1746.933 | 1788.977 | -0.04483 | 0.30668 | -0.13226 | 0.42043 | -108.906 | -159.021 | 464.04 | 1095.002 | 1841.584 | 5264.998 | 2080.544 | 1090.72 | 1321.969 | 6343.817 | 2029.873 | 3619.815 | 1475.926 | 3820.557 | 1839.652 | Competitive | Competitive | 1 | TRUE | FALSE | 1 | Non-Competitive | 0.695 | Competitive | -92.126 | -346.034 | 3775.884 | 1803.25 | 211 | 1
DMARZOR5 MARION_4AT2 FROM_TO | DMARZOR5 | MARION_4AT2 | 477 | 2 | 2 | L_MARION5_1Y | L_MARION8_1Y | FROM_TO | 74960.94 | 74743.45 | -417.26 | 0 | 1300.616 | 1193.378 | -0.05788 | 0.13098 | -0.36514 | 0.13098 | 533.3884 | -455.111 | 0 | 1874.652 | 1902.23 | 1859.929 | 1894.151 | 1260.334 | 1302.344 | 3289.8 | 2088.297 | 2023.216 | 1261.658 | 2221.23 | 2021.941 | Competitive | Non-Competitive | 0 | TRUE | FALSE | 1 | Non-Competitive | 0.7185 | Non-Competitive | 603.0517 | -402.551 | 2102.338 | 2012.528 | 478 | 1
DMARZOR5 MARION_4AT2 TO_FROM | DMARZOR5 | MARION_4AT2 | 477 | 2 | 2 | L_MARION5_1Y | L_MARION8_1Y | TO_FROM | 74960.94 | 71878.71 | -519.555 | 0 | 1193.378 | 1144.191 | -0.13098 | 0.057884 | -0.13098 | 0.36514 | 842.046 | -168.649 | 0 | 1902.23 | 2120.859 | 1894.151 | 2197.864 | 1097.967 | 1442.471 | 2088.297 | 3653.727 | 1100.702 | 2334.322 | 2021.941 | 2560.024 | Competitive | Non-Competitive | 0 | TRUE | FALSE | 1 | Non-Competitive | 0.7185 | Non-Competitive | 847.658 | -252.812 | 2012.528 | 2444.188 | 478 | 1
DMCSCDC8 3210__A FROM_TO | DMCSCDC8 | 3210__A | 224 | 15 | 15 | MTCK_W8 | CHILSW_S8 | FROM_TO | 74960.94 | 75582.81 | -244.12 | 0 | 10000 | 1080.417 | -0.01457 | 0.27173 | -0.104 | 0.2723 | 158.1051 | -145.361 | 0 | 10000 |  | 10000 | 2637.85 | 4993.827 | 867.675 | 10000 | 6012.626 | 9684.409 | 1202.381 | 10000 | 3054.573 | Competitive | Competitive | 1 | TRUE | FALSE | 1 | Non-Competitive | 0.7345 | Competitive | 192.9092 | -159.338 | 10000 | 2913.118 | 223 | 1
DMCSCDC8 3210__A TO_FROM | DMCSCDC8 | 3210__A | 224 | 15 | 15 | MTCK_W8 | CHILSW_S8 | TO_FROM | 74960.94 | 74888.81 | 63.7245 | 0 | 1189.173 | 10000 | -0.27173 | 0.014572 | -0.2723 | 0.104 | 243.6397 | 67.8857 | 0 |  | 10000 | 2637.85 | 10000 | 711.819 | 4999.539 | 6012.626 | 10000 | 1014.156 | 9684.54 | 3054.573 | 10000 | Non-Competitive | Non-Competitive | 0 | TRUE | FALSE | 1 | Non-Competitive | 0.7345 | Non-Competitive | 225.2686 | 83.1988 | 2913.118 | 10000 | 223 | 1
DMGSBTR5 6036__A FROM_TO | DMGSBTR5 | 6036__A | 1072 | 2 | 2 | MRGNCRK_5 | TONKAWAW_5 | FROM_TO | 74960.94 | 67846.63 | -1120.31 | 0 | 1160.67 | 1507.846 | -0.04165 | 0.49807 | -0.17076 | 0.5243 | 2064.534 | 1420.002 | 901.34 | 1195.139 | 2034.973 | 1247.708 | 1842.596 | 1179.419 | 1336.195 | 1316.972 | 1989.517 | 1252.258 | 1540.329 | 1252.555 | 1823.316 | Competitive | Non-Competitive | 0 | TRUE | TRUE | 0 | Non-Competitive | 0.781 | Non-Competitive | 2863.624 | 1122.462 | 1168.166 | 1866.239 | 1065 | 1
DMGSBTR5 6036__A TO_FROM | DMGSBTR5 | 6036__A | 1072 | 2 | 2 | MRGNCRK_5 | TONKAWAW_5 | TO_FROM | 74960.94 | 74511.51 | -1639.22 | 0 | 1507.846 | 1160.67 | -0.48622 | 0.17057 | -0.5243 | 0.17076 | 1308.003 | 17.709 | 0 | 1518.985 | 3047.246 | 3001.23 | 3090.29 | 1100.033 | 2979.554 | 6081.735 | 3090.29 | 1846.565 | 3012.386 | 2114.251 | 3013.466 | Competitive | Non-Competitive | 0 | TRUE | FALSE | 1 | Non-Competitive | 0.781 | Non-Competitive | 1779.348 | 28.1463 | 1974.374 | 3119.292 | 1065 | 1
DMGSLNG5 6215__A FROM_TO | DMGSLNG5 | 6215__A | 143 | 3 | 3 | BLUFCKTA_8 | CHINAGRV_8 | FROM_TO | 74960.94 | 75241.05 | -52.7397 | 0 | 1158.242 | 1380.419 | -0.05311 | 0.13593 | -0.17574 | 0.38753 | 93.5168 | 68.464 | 2220.94 | 3299.88 | 9486.279 | 3299.88 | 9486.279 | 1749.718 | 5582.958 | 5005.21 | 9486.279 | 3914.771 | 9295.287 | 4164.589 | 9539.199 | Competitive | Competitive | 1 | TRUE | FALSE | 1 | Non-Competitive | 1.1955 | Non-Competitive | 241.8699 | 190.7305 | 4524.647 | 10000 | 143 | 0
DMGSLNG5 6215__A TO_FROM | DMGSLNG5 | 6215__A | 143 | 3 | 3 | BLUFCKTA_8 | CHINAGRV_8 | TO_FROM | 74960.94 | 75091.8 | -78.1873 | 0 | 1069.095 | 1099.997 | -0.00746 | 0.075585 | -0.38753 | 0.17574 | 92.2941 | -7.0197 | 0 | 3645.391 |  | 3645.391 | 4140.256 | 2211.218 | 2645.498 | 4567.834 | 4140.256 | 3600.405 | 4150.68 | 3781.993 | 4213.112 | Competitive | Competitive | 1 | TRUE | FALSE | 1 | Non-Competitive | 1.1955 | Non-Competitive | 180.4406 | 105.4512 | 7423.106 | 3666.593 | 143 | 0
DMGSLNG5 6465__B FROM_TO | DMGSLNG5 | 6465__B | 143 | 3 | 3 | MIDLDWNT_8 | SPRABERY_8 | FROM_TO | 74960.94 | 75130 | -118.912 | 0 | 1168.039 | 1024.057 | -0.05089 | 0.028872 | -0.302 | 0.25869 | 91.457 | -13.0102 | 0 | 2323.87 | 10000 | 2161.811 | 10000 | 1564.712 | 1199.355 | 2161.811 | 10000 | 2134.521 | 3197.832 | 2169.188 | 10000 | Competitive | Competitive | 1 | TRUE | FALSE | 1 | Non-Competitive | 0.7505 | Competitive | 124.0411 | -34.7065 | 2131.868 | 10000 | 143 | 1
DMGSLNG5 6465__B TO_FROM | DMGSLNG5 | 6465__B | 143 | 3 | 3 | MIDLDWNT_8 | SPRABERY_8 | TO_FROM | 74960.94 | 75028.02 | -73.8694 | 0 | 1022.771 | 1214.691 | -0.02887 | 0.12156 | -0.25869 | 0.302 | 125.5105 | -34.0225 | 0 | 1795.332 | 3403.909 | 1795.332 | 3403.909 | 1257.739 | 2461.726 | 2706.957 | 3403.909 | 1590.414 | 3330.839 | 1620.719 | 3358.225 | Competitive | Competitive | 1 | TRUE | FALSE | 1 | Non-Competitive | 0.7505 | Non-Competitive | 150.5008 | -28.9626 | 1489.991 | 3616.274 | 143 | 0
DMGSLNG5 6500__B FROM_TO | DMGSLNG5 | 6500__B | 214 | 3 | 3 | ODESEHV_8 | BIG3ODTA_8 | FROM_TO | 74960.94 | 75055.68 | 37.1945 | 0 | 1182.133 | 1252.586 | -0.06776 | 0.026608 | -0.69161 | 0.073042 | 148.4724 | 93.2997 | 0 | 2871.89 | 10000 | 2272.612 | 10000 | 937.936 | 9110.241 | 2272.612 | 10000 | 2326.77 | 9904.748 | 2466.908 | 10000 | Competitive | Competitive | 1 | TRUE | FALSE | 1 | Non-Competitive | 0.711 | Competitive | 24.1927 | 24.197 | 783.088 | 0 | 206 | 1
DMGSLNG5 6500__B TO_FROM | DMGSLNG5 | 6500__B | 214 | 3 | 3 | ODESEHV_8 | BIG3ODTA_8 | TO_FROM | 74960.94 | 77932.27 | -146.105 | 0 | 1185.295 | 1284.183 | -0.02661 | 0.072138 | -0.07304 | 0.69161 | -2.2826 | -76.0875 | 0 | 5136.661 | 5799.456 | 5136.661 | 5799.456 | 4608.273 | 1380.376 | 5136.661 | 5799.456 | 5004.155 | 5340.296 | 5039.584 | 5821.598 | Competitive | Competitive | 1 | TRUE | FALSE | 1 | Non-Competitive | 0.711 | Competitive | -24.1634 | -22.3072 | 0 | 920.068 | 206 | 1
DMLSENT5 1820__C FROM_TO | DMLSENT5 | 1820__C | 326 | 2 | 2 | TYLERGND_8 | WHITEHSE_8 | FROM_TO | 74960.94 | 75106.61 | -345.137 | 0 | 2396.712 | 1820.983 | -0.17838 | 0.059309 | -0.78967 | 0.11916 | 208.6097 | -89.9845 | 5.14 | 10000 | 4851.861 | 10000 | 7387.173 | 4096.616 | 2183.458 | 10000 | 7387.173 | 8065.788 | 6284.828 | 10000 | 6504.908 | Competitive | Competitive | 1 | TRUE | FALSE | 1 | Non-Competitive | 0.9685 | Non-Competitive | 233.4231 | -118.31 | 10000 | 6548.675 | 220 | 0
DMLSENT5 1820__C TO_FROM | DMLSENT5 | 1820__C | 326 | 2 | 2 | TYLERGND_8 | WHITEHSE_8 | TO_FROM | 74960.94 | 74718.55 | -2.5644 | 0 | 1804.751 | 2236.379 | -0.05931 | 0.17838 | -0.11916 | 0.78967 | 341.4744 | 116.6992 | 2929.84 | 4851.861 | 10000 | 7387.173 | 10000 | 2060.864 | 4467.407 | 7387.173 | 10000 | 6271.002 | 8120.45 | 6504.908 | 10000 | Non-Competitive | Non-Competitive | 0 | TRUE | FALSE | 1 | Non-Competitive | 0.9685 | Non-Competitive | 349.5192 | 117.7165 | 6548.675 | 10000 | 220 | 1
DMNSSSP5 380__A FROM_TO | DMNSSSP5 | 380__A | 1076 | 3 | 3 | FARMVLSW_5 | MOSES_5 | FROM_TO | 74960.94 | 78184.91 | -130.281 | 0 | 8957.341 | 6354.153 | -0.29669 | 0.00853 | -0.29669 | 0.021273 | 116.2484 | -128.901 | 0 |  | 5772.731 | 4578.173 | 6569.558 | 893.259 | 5770.821 | 4578.173 | 10000 | 2380.874 | 8130.719 | 5191.123 | 8130.74 | Competitive | Competitive | 1 | TRUE | FALSE | 1 | Non-Competitive | 0.711 | Competitive | 111.0203 | -136.515 | 5185.355 | 8126.309 | 1076 | 1
DMNSSSP5 380__A TO_FROM | DMNSSSP5 | 380__A | 1076 | 3 | 3 | FARMVLSW_5 | MOSES_5 | TO_FROM | 74960.94 | 92080.65 | -103.444 | 0 | 6354.181 | 8957.341 | -0.00853 | 0.29669 | -0.02127 | 0.29669 | 739.0873 | -97.7622 | 0 | 5772.731 |  | 6569.558 | 4578.173 | 5765.41 | 954.133 | 10000 | 4578.173 | 8130.548 | 2456.348 | 8130.74 | 5191.123 | Competitive | Competitive | 1 | TRUE | FALSE | 1 | Non-Competitive | 0.711 | Competitive | 954.7632 | -94.1151 | 5306.692 | 5185.355 | 1076 | 1
DNORCDH5 3405__C FROM_TO | DNORCDH5 | 3405__C | 319 | 5 | 5 | MTCK_E8 | TRA1T_8 | FROM_TO | 74960.94 | 74637.7 | 192.0883 | 0 | 1399.021 | 1979.424 | -0.02168 | 0.17645 | -0.54722 | 0.17677 | 496.5246 | 201.0662 | 0 | 10000 | 10000 | 10000 | 2867.085 | 1434.248 | 2950.829 | 10000 | 2867.085 | 8784.575 | 3018.47 | 10000 | 2960.845 | Competitive | Non-Competitive | 0 | TRUE | FALSE | 1 | Non-Competitive | 0.75 | Non-Competitive | 545.2293 | 200.0838 | 10000 | 2970.785 | 318 | 1
DNORCDH5 3405__C TO_FROM | DNORCDH5 | 3405__C | 319 | 5 | 5 | MTCK_E8 | TRA1T_8 | TO_FROM | 74960.94 | 77291.47 | -505.13 | 0 | 1934.408 | 1397.965 | -0.17645 | 0.021685 | -0.17677 | 0.54722 | -104.915 | -213.315 | 0 | 10000 | 10000 | 2871.1 | 10000 | 2948.662 | 1660.923 | 2867.085 | 10000 | 3016.477 | 8880.32 | 2959.709 | 10000 | Competitive | Competitive | 1 | TRUE | FALSE | 1 | Non-Competitive | 0.75 | Competitive | -55.6473 | -241.064 | 2603.479 | 10000 | 318 | 1
DNORCDH5 3415__D FROM_TO | DNORCDH5 | 3415__D | 186 | 5 | 5 | AMELIA1_8 | UTSWMC1_8 | FROM_TO | 74960.94 | 74918.02 | 97.9981 | 0 | 2048.12 | 1425.165 | -0.03725 | 0.005643 | -0.56537 | 0.37819 | 210.2622 | 132.3238 | 0 |  | 10000 | 1097.916 | 10000 | 1074.108 | 5441.1 | 1672.759 | 10000 | 1298.318 | 9697.982 | 1305.717 | 10000 | Competitive | Non-Competitive | 0 | TRUE | FALSE | 1 | Non-Competitive | 0.742 | Non-Competitive | 226.1973 | 160.875 | 1302.765 | 10000 | 185 | 1
DNORCDH5 3415__D TO_FROM | DNORCDH5 | 3415__D | 186 | 5 | 5 | AMELIA1_8 | UTSWMC1_8 | TO_FROM | 74960.94 | 75687.38 | -197.964 | 0 | 1425.165 | 2006.17 | -0.00564 | 0.03725 | -0.37819 | 0.56537 | -112.287 | -109.78 | 5811.14 | 10000 |  | 10000 | 1199.933 | 5227.11 | 1178.725 | 10000 | 1779.066 | 9667.6 | 1408.216 | 10000 | 1415.997 | Competitive | Competitive | 1 | TRUE | FALSE | 1 | Non-Competitive | 0.742 | Competitive | -93.4819 | -155.866 | 10000 | 1379.142 | 185 | 1
DODEQAL5 6215__A FROM_TO | DODEQAL5 | 6215__A | 143 | 2 | 2 | BLUFCKTA_8 | CHINAGRV_8 | FROM_TO | 74960.94 | 75317.42 | -58.9155 | 0 | 1608.179 | 1028.681 | -0.05264 | 0.13486 | -0.17575 | 0.3871 | 80.2224 | 53.428 | 2859.34 | 3295.263 | 9468.668 | 3295.263 | 9468.668 | 2225.11 | 5213.169 | 5004.099 | 9468.668 | 4101.074 | 9073.457 | 4143.575 | 9506.894 | Competitive | Competitive | 1 | TRUE | FALSE | 1 | Non-Competitive | 0.719 | Non-Competitive | 199.9535 | 149.3073 | 4683.978 | 10000 | 143 | 0
DODEQAL5 6215__A TO_FROM | DODEQAL5 | 6215__A | 143 | 2 | 2 | BLUFCKTA_8 | CHINAGRV_8 | TO_FROM | 74960.94 | 75075 | -77.4552 | 0 | 1028.681 | 1622.098 | -0.00058 | 0.075576 | -0.38709 | 0.17575 | 98.5535 | 10.3578 | 0 | 3609.584 |  | 3609.584 | 1781.775 | 1753.368 | 1582.533 | 4589.513 | 2086.796 | 3348.608 | 1768.018 | 3700.369 | 1843.331 | Competitive | Competitive | 1 | TRUE | FALSE | 1 | Non-Competitive | 0.719 | Non-Competitive | 183.2826 | 126.016 | 7423.106 | 5016.031 | 143 | 0
DODEQAL5 6251__A FROM_TO | DODEQAL5 | 6251__A | 143 | 2 | 2 | MRGNCRK_8 | COSDEN_8 | FROM_TO | 74960.94 | 75076.51 | -40.9143 | 0 | 1158.879 | 2832.588 | -0.18716 | 0.025745 | -0.31454 | 0.025745 | 106.4998 | 47.5621 | 0 | 10000 | 10000 | 7423.879 | 10000 | 1239.024 | 2878.615 | 10000 | 10000 | 5919.628 | 4959.247 | 8837.723 | 10000 | Competitive | Competitive | 1 | TRUE | FALSE | 1 | Non-Competitive | 0.711 | Non-Competitive | 156.0012 | 84.191 | 9037.425 | 4126.456 | 143 | 0
DODEQAL5 6251__A TO_FROM | DODEQAL5 | 6251__A | 143 | 2 | 2 | MRGNCRK_8 | COSDEN_8 | TO_FROM | 74960.94 | 77758.32 | -88.1662 | 0 | 2832.578 | 1207.823 | -0.02575 | 0.28368 | -0.02575 | 0.31454 | 72.1026 | 40.6182 | 4413.04 | 2026.925 | 10000 | 2891.117 | 10000 | 1537.148 | 1564.191 | 2891.117 | 10000 | 3452.941 | 7293.598 | 3580.946 | 10000 | Competitive | Competitive | 1 | TRUE | FALSE | 1 | Non-Competitive | 0.711 | Non-Competitive | 153.2349 | 99.8916 | 2403.591 | 10000 | 143 | 0
DODEQAL5 6465__B FROM_TO | DODEQAL5 | 6465__B | 143 | 2 | 2 | MIDLDWNT_8 | SPRABERY_8 | FROM_TO | 74960.94 | 75194.34 | -114.433 | 0 | 1217.268 | 1097.18 | -0.05221 | 0.026819 | -0.30881 | 0.25135 | 70.3762 | -0.52429 | 0 | 10000 | 10000 | 2734.275 | 5266.734 | 1243.647 | 1467.001 | 10000 | 10000 | 2246.967 | 3162.779 | 2648.035 | 5396.669 | Competitive | Competitive | 1 | TRUE | FALSE | 1 | Non-Competitive | 0.7735 | Competitive | 85.7467 | -34.7065 | 3950.831 | 10000 | 143 | 1
DODEQAL5 6465__B TO_FROM | DODEQAL5 | 6465__B | 143 | 2 | 2 | MIDLDWNT_8 | SPRABERY_8 | TO_FROM | 74960.94 | 75043.33 | -56.0785 | 0 | 1097.18 | 1157.72 | -0.02682 | 0.12412 | -0.25135 | 0.30881 | 122.2649 | -37.1313 | 0 | 1852.061 | 10000 | 1852.061 | 3115.136 | 1380.497 | 1733.579 | 2130.656 | 10000 | 1635.603 | 2802.982 | 1670.331 | 2936.241 | Competitive | Competitive | 1 | TRUE | FALSE | 1 | Non-Competitive | 0.7735 | Non-Competitive | 150.5008 | -10.1754 | 1489.991 | 5189.691 | 143 | 0
DODEQAL5 6470__D FROM_TO | DODEQAL5 | 6470__D | 186 | 2 | 2 | MCDONALD_8 | FORSANTA_8 | FROM_TO | 74960.94 | 74980.62 | -111.282 | 0 | 1172.756 | 10000 | -0.03571 | 0.24059 | -0.68394 | 0.24059 | 172.5263 | 7.6991 | 0 | 3694.316 | 3919.629 | 3697.196 | 3495.324 | 2050.432 | 3331.135 | 5127.463 | 3919.629 | 4109.002 | 3591.945 | 4203.196 | 3596.832 | Competitive | Competitive | 1 | TRUE | FALSE | 1 | Non-Competitive | 0.836 | Non-Competitive | 294.8358 | 72.6313 | 4121.215 | 6063.095 | 179 | 0
DODEQAL5 6470__D TO_FROM | DODEQAL5 | 6470__D | 186 | 2 | 2 | MCDONALD_8 | FORSANTA_8 | TO_FROM | 74960.94 | 75136.83 | -112.717 | 0 | 10000 | 1519.746 | -0.06975 | 0.68394 | -0.24059 | 0.68394 | 140.9465 | 121.4995 | 3541.04 | 1643.546 | 8722.665 | 10000 | 8722.665 | 1461.809 | 2227.87 | 10000 | 10000 | 7025.233 | 6546.932 | 7063.14 | 7430.822 | Competitive | Competitive | 1 | TRUE | FALSE | 1 | Non-Competitive | 0.836 | Non-Competitive | 284.1203 | 232.2102 | 2671.206 | 7936.667 | 179 | 0
DODEQAL5 6470__E FROM_TO | DODEQAL5 | 6470__E | 186 | 2 | 2 | FORSANTA_8 | CRMWDTAP_8 | FROM_TO | 74960.94 | 74996.02 | -108.606 | 0 | 1167.85 | 996.225 | -0.03587 | 0.3159 | -0.19038 | 0.3159 | 179.3186 | -2.9795 | 0 | 2863.981 | 3920.294 | 3472.066 | 3493.669 | 1877.673 | 3211.741 | 3472.066 | 3920.294 | 2917.983 | 3588.054 | 2961.6 | 3595.446 | Competitive | Competitive | 1 | TRUE | FALSE | 1 | Non-Competitive | 0.75 | Non-Competitive | 300.721 | 61.1149 | 2922.914 | 6061.433 | 179 | 0
DODEQAL5 6470__E TO_FROM | DODEQAL5 | 6470__E | 186 | 2 | 2 | FORSANTA_8 | CRMWDTAP_8 | TO_FROM | 74960.94 | 75184.76 | -119.513 | 0 | 996.225 | 1509.36 | -0.06959 | 0.056142 | -0.3159 | 0.19038 | 113.6367 | 92.625 | 2713.64 | 1874.502 | 8719.115 | 1874.502 | 8719.115 | 1582.414 | 2524.194 | 1874.502 | 10000 | 1885.999 | 6758.073 | 1950.197 | 7419.284 | Competitive | Competitive | 1 | TRUE | FALSE | 1 | Non-Competitive | 0.75 | Non-Competitive | 254.8203 | 202.3503 | 2331.47 | 7928.607 | 179 | 0
DODEQAL5 6511__A FROM_TO | DODEQAL5 | 6511__A | 162 | 2 | 2 | MIDLNDE_8 | WINDWOOD_8 | FROM_TO | 74960.94 | 75093.19 | -27.4151 | 0 | 1176.425 | 1008.985 | -0.02234 | 0.031173 | -0.68511 | 0.24117 | 71.3164 | 28.5101 | 0 | 10000 | 5836.492 | 10000 | 4333.456 | 852.487 | 4241.572 | 10000 | 4333.456 | 5786.6 | 4586.128 | 10000 | 4607.822 | Competitive | Competitive | 1 | TRUE | FALSE | 1 | Non-Competitive | 0.719 | Non-Competitive | 158.6786 | 87.5697 | 4500.934 | 7238.639 | 155 | 0
DODEQAL5 6511__A TO_FROM | DODEQAL5 | 6511__A | 162 | 2 | 2 | MIDLNDE_8 | WINDWOOD_8 | TO_FROM | 74960.94 | 75509.38 | -66.1564 | 0 | 1008.985 | 1430.68 | -0.03117 | 0.022343 | -0.24117 | 0.68511 | 28.3458 | -56.5204 | 0 | 3306.557 | 10000 | 2301.996 | 10000 | 2151.645 | 1015.297 | 2301.996 | 10000 | 2492.857 | 6865.219 | 2516.235 | 10000 | Competitive | Competitive | 1 | TRUE | FALSE | 1 | Non-Competitive | 0.719 | Competitive | 137.8567 | -140.227 | 3422.549 | 6564.514 | 155 | 1
DODEQAL5 6611__A FROM_TO | DODEQAL5 | 6611__A | 197 | 2 | 2 | ACKRLYVE_9 | ACKERLY_9 | FROM_TO | 74960.94 | 75221.52 | 5.7653 | 0 | 1192.384 | 1825.499 | -0.00675 | 0.054306 | -0.6369 | 0.26479 | 30.9862 | 11.8266 | 0 | 4075.567 |  | 4075.567 | 10000 | 1206.607 | 4119.891 | 5311.98 | 10000 | 2786.826 | 7159.996 | 3418.131 | 10000 | Competitive | Competitive | 1 | TRUE | FALSE | 1 | Non-Competitive | 0.7185 | Competitive | 60.0872 | 18.1526 | 3160.53 | 5001.95 | 195 | 1
DODEQAL5 6611__A TO_FROM | DODEQAL5 | 6611__A | 197 | 2 | 2 | ACKRLYVE_9 | ACKERLY_9 | TO_FROM | 74960.94 | 75712.89 | -24.4572 | 0 | 1329.041 | 1253.845 | -0.05431 | 0.013051 | -0.26479 | 0.63691 | -2.047 | -17.2209 | 0 |  | 10000 | 3116.858 | 10000 | 1910.361 | 1272.3 | 3116.858 | 10000 | 2680.583 | 6286.489 | 3013.742 | 10000 | Competitive | Competitive | 1 | TRUE | FALSE | 1 | Non-Competitive | 0.7185 | Competitive | 44.5257 | -45.3761 | 3434.038 | 10000 | 195 | 1
DODEQAL5 6620__A FROM_TO | DODEQAL5 | 6620__A | 42 | 2 | 2 | STANTON_E_9 | MARTINCAP_9 | FROM_TO | 74960.94 | 74976.76 | -14.0286 | 0 | 1159.496 | 1008.391 | -0.00522 | 0.069526 | -0.76475 | 0.19546 | 29.9003 | 2.5189 | 0 | 10000 |  | 10000 | 3493.805 | 1946.838 | 3341.644 | 10000 | 3936.945 | 8338.591 | 3597.67 | 10000 | 3603.212 | Competitive | Competitive | 1 | TRUE | FALSE | 1 | Non-Competitive | 0.7265 | Non-Competitive | 49.8776 | 12.6222 | 10000 | 6279.337 | 40 | 0
DODEQAL5 6620__A TO_FROM | DODEQAL5 | 6620__A | 42 | 2 | 2 | STANTON_E_9 | MARTINCAP_9 | TO_FROM | 74960.94 | 75098.41 | -23.8681 | 0 | 1008.391 | 1505.561 | -0.0161 | 0.009273 | -0.19546 | 0.76475 | 14.6543 | -12.7092 | 0 |  |  | 1878.064 | 10000 | 1617.478 | 2000.849 | 2953.695 | 10000 | 1998.589 | 4880.009 | 2064.798 | 10000 | Competitive | Competitive | 1 | FALSE | FALSE | 1 | Non-Competitive | 0.7265 | Competitive | 36.2683 | -29.658 | 2318.56 | 10000 | 40 | 1
DODEQAL5 MGSES_AXFMR4L FROM_TO | DODEQAL5 | MGSES_AXFMR4L | 350 | 2 | 2 | MRGNCRK_8 | MRGNCSTR | FROM_TO | 74960.94 | 75516.55 | -44.3826 | 0 | 882.031 | 1337.748 | -0.25123 | 0.02029 | -0.25123 | 0.56889 | 209.2611 | 176.5866 | 0 | 10000 | 9626.855 | 1437.566 | 9626.855 | 695.238 | 9606.85 | 1310.717 | 9626.855 | 804.237 | 9758.67 | 1437.638 | 9758.572 | Competitive | Competitive | 1 | TRUE | FALSE | 1 | Non-Competitive | 0.734 | #N/A | #N/A | #N/A | #N/A | #N/A | #N/A | #N/A
DODEQAL5 MGSES_AXFMR4L TO_FROM | DODEQAL5 | MGSES_AXFMR4L | 350 | 2 | 2 | MRGNCRK_8 | MRGNCSTR | TO_FROM | 74960.94 | 75131.68 | -210.371 | 0 | 1303.852 | 924.186 | -0.01573 | 0.25123 | -0.56889 | 0.25123 | 251.3178 | -167.15 | 0 | 3286.48 |  | 3522.251 | 10000 | 3114.278 | 863.04 | 4340.268 | 10000 | 4286.051 | 827.24 | 4300.298 | 10000 | Competitive | Competitive | 1 | TRUE | FALSE | 1 | Non-Competitive | 0.734 | #N/A | #N/A | #N/A | #N/A | #N/A | #N/A | #N/A
DODEQAL5 SACO_SAMF1_1 FROM_TO | DODEQAL5 | SACO_SAMF1_1 | 38 | 2 | 2 | SACONCH2 | SAMTFLD2 | FROM_TO | 74960.94 | 74971.08 | -14.9854 | 0 | 1484.745 | 946.859 | -0.01402 | 0.003871 | -0.84445 | 0.038288 | 29.4334 | 11.1483 | 0 |  |  | 5074.307 | 10000 | 1077.353 | 1871.681 | 10000 | 10000 | 1106.351 | 3028.118 | 5475.108 | 10000 | Competitive | Competitive | 1 | FALSE | FALSE | 1 | Non-Competitive | 0.711 | Non-Competitive | 40.4909 | 17.1708 | 6134.274 | 4429.024 | 38 | 0
DODEQAL5 SACO_SAMF1_1 TO_FROM | DODEQAL5 | SACO_SAMF1_1 | 38 | 2 | 2 | SACONCH2 | SAMTFLD2 | TO_FROM | 74960.94 | 75455.78 | -25.6286 | 0 | 946.86 | 1286.792 | -0.00074 | 0.02705 | -0.03829 | 0.84445 | 17.7085 | 13.8885 | 2486.34 | 5674.937 |  | 3308.63 | 1729.227 | 1662.48 | 1308.9 | 3308.63 | 1842.779 | 2919.633 | 1530.944 | 3275.353 | 1771.617 | Competitive | Competitive | 1 | TRUE | FALSE | 1 | Non-Competitive | 0.711 | Competitive | 36.3939 | 28.1815 | 2915.455 | 1603.901 | 38 | 1
DOLIELM8 OLI_BEN1_1 FROM_TO | DOLIELM8 | OLI_BEN1_1 | 218 | 2 | 2 | OLINGER | BENDAVIS_8 | FROM_TO | 74960.94 | 94328.7 | 0 | 0 | 0 | 0 | 0 | 0 | 0 | 0 | 0 | 0 | 0 | [10 empty] | 0 | 0 | Competitive | Competitive | 1 | FALSE | TRUE | 1 | Non-Competitive | 0.7735 | #N/A | #N/A | #N/A | #N/A | #N/A | #N/A | #N/A
DOLIELM8 OLI_BEN1_1 TO_FROM | DOLIELM8 | OLI_BEN1_1 | 218 | 2 | 2 | OLINGER | BENDAVIS_8 | TO_FROM | 74960.94 | 94328.7 | 0 | 0 | 0 | 0 | 0 | 0 | 0 | 0 | 0 | 0 | 0 | [10 empty] | 0 | 0 | Competitive | Competitive | 1 | FALSE | TRUE | 1 | Non-Competitive | 0.7735 | #N/A | #N/A | #N/A | #N/A | #N/A | #N/A | #N/A
DOLIELM8 OLI_FIRW_1 FROM_TO | DOLIELM8 | OLI_FIRW_1 | 218 | 2 | 2 | OLINGER | FIREWHEEL | FROM_TO | 74960.94 | 73975.6 | -28.2134 | 0 | 7731.859 | 1023.747 | -0.002 | 0.60768 | -0.11499 | 0.60768 | 327.3112 | 310.5871 | 7134.64 | 7938.787 |  | 7938.787 | 1832.221 | 7023.877 | 1031.171 | 7938.787 | 2945.854 | 8752.846 | 1517.349 | 8756.744 | 1769.976 | Non-Competitive | Non-Competitive | 0 | TRUE | FALSE | 0 | Non-Competitive | 0.703 | Competitive | 0 | 0 | 0 | 0 | 218 | 0
DOLIELM8 OLI_FIRW_1 TO_FROM | DOLIELM8 | OLI_FIRW_1 | 218 | 2 | 2 | OLINGER | FIREWHEEL | TO_FROM | 74960.94 | 75271.74 | -48.1246 | 0 | 1008.952 | 7731.855 | -0.60768 | 0.001996 | -0.60768 | 0.11499 | 29.1126 | -46.8424 | 0 |  | 7938.787 | 1016.905 | 7938.787 | 708.96 | 7023.877 | 2231.093 | 7938.787 | 943.315 | 8752.846 | 1040.953 | 8756.744 | Competitive | Competitive | 1 | TRUE | FALSE | 1 | Non-Competitive | 0.703 | Competitive | 0 | 0 | 0 | 0 | 218 | 1
DONIPIL8 CKT_1017_1 FROM_TO | DONIPIL8 | CKT_1017_1 | 480 | 2 | 2 | PE_MB2 | AMD | FROM_TO | 74960.94 | 76301.79 | -391.132 | 0 | 1379.106 | 2200.691 | -0.20588 | 0.20034 | -0.43027 | 0.32 | -101.756 | -173.27 | 0 | 10000 | 10000 | 10000 | 10000 | 2024.326 | 3162.864 | 10000 | 10000 | 8275.992 | 9718.475 | 10000 | 10000 | Competitive | Competitive | 1 | TRUE | FALSE | 1 | Non-Competitive | 0.695 | Competitive | -160.906 | -268.982 | 10000 | 9917.192 | 480 | 1
DONIPIL8 CKT_1017_1 TO_FROM | DONIPIL8 | CKT_1017_1 | 480 | 2 | 2 | PE_MB2 | AMD | TO_FROM | 74960.94 | 75148.84 | 104.2534 | 0 | 2200.69 | 1234.874 | -0.20034 | 0.20588 | -0.32 | 0.43027 | 419.4204 | 130.0628 | 0 | 10000 | 10000 | 10000 | 10000 | 2865.82 | 2511.781 | 10000 | 10000 | 9691.032 | 8693.628 | 10000 | 10000 | Competitive | Competitive | 1 | TRUE | FALSE | 1 | Non-Competitive | 0.695 | Competitive | 429.6036 | 189.9382 | 9917.192 | 10000 | 480 | 1
DONIPIL8 CKT_962_1 FROM_TO | DONIPIL8 | CKT_962_1 | 480 | 2 | 2 | GARFIELD | STONEY_R | FROM_TO | 74960.94 | 74863.9 | 94.1466 | 0 | 1397.051 | 1029.459 | -0.29549 | 0.023266 | -0.51256 | 0.28516 | 529.7361 | 313.5496 | 0 | 5365.904 | 7959.553 | 1135.126 | 9830.119 | 890.785 | 7618.79 | 5365.904 | 10000 | 960.366 | 9455.69 | 1106.344 | 9480.799 | Competitive | Non-Competitive | 0 | TRUE | FALSE | 1 | Non-Competitive | 0.7815 | Non-Competitive | 511.8113 | 315.6542 | 1054.676 | 8907.783 | 480 | 1
DONIPIL8 CKT_962_1 TO_FROM | DONIPIL8 | CKT_962_1 | 480 | 2 | 2 | GARFIELD | STONEY_R | TO_FROM | 74960.94 | 76736.49 | -536.488 | 0 | 1029.459 | 1461.773 | -0.02327 | 0.2955 | -0.28516 | 0.51256 | -83.8535 | -98.4168 | 2693.14 | 7959.553 | 5365.904 | 9830.119 | 1310.38 | 7610.776 | 991.418 | 10000 | 5365.904 | 9455.66 | 1061.68 | 9480.799 | 1248.272 | Competitive | Competitive | 1 | TRUE | FALSE | 1 | Non-Competitive | 0.7815 | Competitive | -12.4509 | -391.105 | 8907.783 | 1153.306 | 480 | 1
DPHRCTR5 138_ALV_NAL_1 FROM_TO | DPHRCTR5 | 138_ALV_NAL_1 | 210 | 2 | 2 | TNALVINTIE1 | TNALVIN___1 | FROM_TO | 74960.94 | 74802.72 | 133.5085 | 0 | 1624.552 | 2152.41 | -0.10723 | 0.011644 | -0.77476 | 0.14894 | 332.8107 | 182.0914 | 0 |  | 7233.386 | 1015.642 | 7233.386 | 710.65 | 3292.574 | 1429.567 | 7233.386 | 793.594 | 6436.524 | 1176.458 | 7234.783 | Non-Competitive | Non-Competitive | 0 | TRUE | FALSE | 1 | Non-Competitive | 0.781 | Non-Competitive | 333.1828 | 167.8112 | 963.538 | 7235.056 | 210 | 1
DPHRCTR5 138_ALV_NAL_1 TO_FROM | DPHRCTR5 | 138_ALV_NAL_1 | 210 | 2 | 2 | TNALVINTIE1 | TNALVIN___1 | TO_FROM | 74960.94 | 76845.89 | -339.2 | 0 | 2220.094 | 1624.552 | -0.01164 | 0.10723 | -0.14894 | 0.77476 | -77.1614 | -236.807 | 0 | 7233.386 |  | 7233.386 | 1125.125 | 3245.793 | 812.281 | 7233.386 | 1667.199 | 6435.542 | 905.493 | 7234.783 | 1299.013 | Competitive | Competitive | 1 | TRUE | FALSE | 1 | Non-Competitive | 0.781 | Competitive | -94.2959 | -246.876 | 7235.056 | 1119.872 | 210 | 1
DREDGID8 101T158_1 FROM_TO | DREDGID8 | 101T158_1 | 127.88 | 0 | 0 | L_ZORN__8_1Y | L_POOLRO8_1Y | FROM_TO | 74960.94 | 74957.22 | -29.1591 | 0 | 1210.972 | 997.913 | -0.02093 | 0.013854 | -0.46936 | 0.05071 | 129.424 | -9.5669 | 0 |  | 10000 | 2515.239 | 5390.625 | 1566.952 | 1719.019 | 2873.043 | 5504.964 | 2247.27 | 4941.551 | 2369.711 | 6703.013 | Competitive | Non-Competitive | 0 | TRUE | FALSE | 1 | Non-Competitive | 0.703 | Competitive | 130.1502 | -4.2578 | 2499.248 | 2339.001 | 132 | 0
DREDGID8 101T158_1 TO_FROM | DREDGID8 | 101T158_1 | 127.88 | 0 | 0 | L_ZORN__8_1Y | L_POOLRO8_1Y | TO_FROM | 74960.94 | 76630.6 | -98.4594 | 0 | 1043.845 | 1210.972 | -0.01385 | 0.020925 | -0.05071 | 0.46936 | 44.6295 | -54.4226 | 0 | 10000 |  | 5390.625 | 3065.443 | 1580.653 | 1949.819 | 5504.964 | 3451.539 | 4880.321 | 2720.33 | 6703.013 | 2850.525 | Competitive | Competitive | 1 | TRUE | FALSE | 1 | Non-Competitive | 0.703 | Competitive | 26.4495 | -58.2346 | 2339.001 | 2994.851 | 132 | 1
DRNKPKR5 590__A FROM_TO | DRNKPKR5 | 590__A | 214 | 0 | 0 | LEWISVLSW8_1 | LEW_JNS_P8 | FROM_TO | 74960.94 | 74867.56 | 37.8933 | 0 | 1187.595 | 2504.572 | -0.00961 | 0.089878 | -0.71439 | 0.25748 | 280.7056 | 123.1009 | 0 | 3897.83 |  | 5488.975 | 2808.922 | 817.243 | 2691.032 | 5488.975 | 2646.814 | 1384.979 | 2766.121 | 4265.76 | 2760.668 | Non-Competitive | Non-Competitive | 0 | TRUE | FALSE | 1 | Non-Competitive | 0.7425 | Non-Competitive | 261.7687 | 97.4039 | 3809.628 | 2785.735 | 213 | 1
DRNKPKR5 590__A TO_FROM | DRNKPKR5 | 590__A | 214 | 0 | 0 | LEWISVLSW8_1 | LEW_JNS_P8 | TO_FROM | 74960.94 | 75724.54 | -268.858 | 0 | 2504.572 | 1187.595 | -0.08988 | 0.009611 | -0.25747 | 0.71439 | -3.8461 | -156.754 | 0 |  | 5237.825 | 2808.922 | 10000 | 2691.032 | 1340.723 | 2646.814 | 10000 | 2766.121 | 2250.72 | 2760.668 | 5864.68 | Competitive | Competitive | 1 | TRUE | FALSE | 1 | Non-Competitive | 0.7425 | Competitive | 51.8985 | -81.0075 | 2785.735 | 5094.321 | 213 | 1
DRNKPKR5 591__A FROM_TO | DRNKPKR5 | 591__A | 280 | 0 | 0 | CRLTN_NW_E8 | TNLAKEPNTE1 | FROM_TO | 74960.94 | 75084.88 | -170.729 | 0 | 2392.87 | 1079.414 | -0.12381 | 0.014561 | -0.58099 | 0.11888 | 208.2248 | -46.722 | 0 |  | 2978.383 | 2954.029 | 10000 | 1516.127 | 1879.096 | 2745.701 | 10000 | 2276.638 | 2851.356 | 2839.008 | 3907.614 | Competitive | Competitive | 1 | TRUE | FALSE | 1 | Non-Competitive | 0.75 | Competitive | 233.2918 | 26.1645 | 2797.093 | 5046.141 | 280 | 1
DRNKPKR5 591__A TO_FROM | DRNKPKR5 | 591__A | 280 | 0 | 0 | CRLTN_NW_E8 | TNLAKEPNTE1 | TO_FROM | 74960.94 | 75771.81 | -129.073 | 0 | 1088.745 | 2740.457 | -0.01456 | 0.12381 | -0.11888 | 0.58099 | 176.5538 | 93.8113 | 0 | 2556.399 |  | 5518.605 | 2954.029 | 1018.565 | 1561.518 | 5518.605 | 2745.701 | 1810.796 | 2293.842 | 3085.023 | 2839.008 | Competitive | Competitive | 1 | TRUE | FALSE | 1 | Non-Competitive | 0.75 | Competitive | 190.1338 | 27.3525 | 3646.334 | 2898.85 | 280 | 1
DRNKW_D5 AIR_NDE_1 FROM_TO | DRNKW_D5 | AIR_NDE_1 | 218 | 4 | 4 | JMCRSTL138 | N_DENT_8 | FROM_TO | 74960.94 | 74855.97 | 98.0102 | 0 | 945.301 | 1866.135 | -0.14427 | 0.019911 | -0.34791 | 0.31387 | 254.5181 | 95.7478 | 0 |  | 10000 | 700.685 | 10000 | 590.977 | 2208.083 | 2559.299 | 10000 | 590.603 | 8854.742 | 714.534 | 10000 | Competitive | Non-Competitive | 0 | TRUE | FALSE | 1 | Non-Competitive | 0.7345 | Non-Competitive | 492.5071 | 17.9653 | 734.738 | 8715.44 | 218 | 1
DRNKW_D5 AIR_NDE_1 TO_FROM | DRNKW_D5 | AIR_NDE_1 | 218 | 4 | 4 | JMCRSTL138 | N_DENT_8 | TO_FROM | 74960.94 | 75841.74 | -255.684 | 0 | 1866.135 | 949.708 | -0.01991 | 0.14427 | -0.31387 | 0.34791 | -59.627 | -177.586 | 0 | 5379.259 |  | 5379.259 | 1463.838 | 2262.868 | 806.804 | 5379.259 | 2720.516 | 5609.971 | 921.692 | 6078.094 | 1412.811 | Competitive | Competitive | 1 | TRUE | FALSE | 1 | Non-Competitive | 0.7345 | Competitive | 38.6319 | -239.673 | 4664.74 | 1673.619 | 218 | 1
DRNKW_D5 FTW_W_DE_1 FROM_TO | DRNKW_D5 | FTW_W_DE_1 | 218 | 4 | 4 | FTWORTH138 | W_DENT_8 | FROM_TO | 74960.94 | 76613.78 | -289.849 | 0 | 2118.532 | 1130.839 | -0.02376 | 0.086188 | -0.17878 | 0.64216 | -74.6556 | -192.66 | 0 | 6854.809 | 3695.052 | 10000 | 1482.746 | 2281.24 | 820.283 | 10000 | 2214.625 | 6859.024 | 1064.388 | 8824.562 | 1383.477 | Competitive | Competitive | 1 | TRUE | FALSE | 1 | Non-Competitive | 0.6875 | Competitive | 30.14 | -188.76 | 2430.785 | 1614.478 | 350 | 1
DRNKW_D5 FTW_W_DE_1 TO_FROM | DRNKW_D5 | FTW_W_DE_1 | 218 | 4 | 4 | FTWORTH138 | W_DENT_8 | TO_FROM | 74960.94 | 74845.29 | 118.9449 | 0 | 1054.941 | 2318.01 | -0.08619 | 0.023756 | -0.64216 | 0.17878 | 292.2629 | 91.6432 | 0 | 3695.052 | 10000 | 689.922 | 10000 | 584.737 | 2283.132 | 1956.014 | 10000 | 638.828 | 7596.985 | 697.624 | 10000 | Non-Competitive | Non-Competitive | 0 | TRUE | FALSE | 1 | Non-Competitive | 0.6875 | Non-Competitive | 535.0685 | 230.4263 | 711.286 | 2781.035 | 350 | 1
DRYSFMR5 75__A FROM_TO | DRYSFMR5 | 75__A | 1721 | 2 | 2 | COLLINSS1_5 | ANNASW_5 | FROM_TO | 74960.94 | 76907.9 | -809.612 | 0 | 1004.167 | 2515.914 | -0.45309 | 0.019987 | -0.53035 | 0.26808 | 679.1609 | -865.815 | 0 |  | 2891.254 | 707.619 | 2975.721 | 638.5 | 2920.063 | 999.771 | 2975.721 | 688.248 | 3101.487 | 795.858 | 3102.836 | Competitive | Competitive | 1 | TRUE | FALSE | 1 | Non-Competitive | 0.8045 | Competitive | 644.6762 | -905.004 | 772.376 | 3102.8 | 1793 | 1
DRYSFMR5 75__A TO_FROM | DRYSFMR5 | 75__A | 1721 | 2 | 2 | COLLINSS1_5 | ANNASW_5 | TO_FROM | 74960.94 | 75642.95 | -667.657 | 0 | 2515.914 | 1068.663 | -0.01999 | 0.45309 | -0.26808 | 0.53034 | 1516.185 | 787.7959 | 7014.64 | 2890.232 |  | 2975.721 | 1020.402 | 2918.491 | 830.822 | 2975.721 | 1789.675 | 3101.288 | 967.433 | 3102.638 | 1224.848 | Competitive | Competitive | 1 | TRUE | FALSE | 1 | Non-Competitive | 0.8045 | Competitive | 1782.161 | 1023.201 | 2685.935 | 1227.912 | 1793 | 1
DRYSFOR5 FORSW_AXFMR3L FROM_TO | DRYSFOR5 | FORSW_AXFMR3L | 750 | 6 | 6 | FRNY1_8 | FRNY1STR | FROM_TO | 74960.94 | 74731.66 | 342.6898 | 0 | 2026.608 | 1644.517 | -0.10014 | 0.11642 | -0.37554 | 0.61812 | 836.521 | 362.4203 | 0 | 4814.825 | 7428.639 | 10000 | 9019.701 | 1466.827 | 4871.121 | 10000 | 10000 | 6131.354 | 8613.981 | 7634.822 | 9038.103 | Competitive | Non-Competitive | 0 | TRUE | FALSE | 1 | Non-Competitive | 0.734 | #N/A | #N/A | #N/A | #N/A | #N/A | #N/A | #N/A
DRYSFOR5 FORSW_AXFMR3L TO_FROM | DRYSFOR5 | FORSW_AXFMR3L | 750 | 6 | 6 | FRNY1_8 | FRNY1STR | TO_FROM | 74960.94 | 76515.18 | -757.71 | 0 | 1616.132 | 1882.095 | -0.11642 | 0.10014 | -0.61812 | 0.37554 | -259.76 | -551.064 | 0 | 7428.639 | 4814.825 | 9019.701 | 10000 | 4846.306 | 1503.948 | 10000 | 10000 | 8611.419 | 6177.146 | 9038.103 | 7634.822 | Competitive | Competitive | 1 | TRUE | FALSE | 1 | Non-Competitive | 0.734 | #N/A | #N/A | #N/A | #N/A | #N/A | #N/A | #N/A
DSALKLN5 641__B FROM_TO | DSALKLN5 | 641__B | 214 | 2 | 2 | KILLTAFD | KILELMR2_T_8 | FROM_TO | 74960.94 | 74460.05 | -192.906 | 0 | 1192.472 | 1080.881 | -0.03874 | 0.018121 | -0.32918 | 0.59192 | 373.7977 | 163.9171 | 2965.84 |  | 2635.51 | 842.529 | 2087.285 | 876.344 | 1703.829 | 1077.147 | 2635.51 | 838.127 | 2007.62 | 826.858 | 2271.947 | Competitive | Non-Competitive | 0 | TRUE | FALSE | 1 | Non-Competitive | 0.9215 | Non-Competitive | 418.715 | 23.8163 | 854.487 | 2320.63 | 213 | 1
DSALKLN5 641__B TO_FROM | DSALKLN5 | 641__B | 214 | 2 | 2 | KILLTAFD | KILELMR2_T_8 | TO_FROM | 74960.94 | 74651.11 | -453.231 | 0 | 1012.21 | 1192.472 | -0.01812 | 0.046307 | -0.59192 | 0.32918 | 391.5484 | 98.5269 | 0 | 851.686 |  | 743.082 | 948.376 | 925.673 | 986.489 | 864.999 | 1128.224 | 839.703 | 933.279 | 798.947 | 920.814 | Competitive | Competitive | 0 | TRUE | TRUE | 1 | Competitive | 0.9215 | Competitive | 548.5982 | 37.4584 | 773.384 | 928.83 | 213 | 1
DSHREVR5 EVRSW_AXFMR3L FROM_TO | DSHREVR5 | EVRSW_AXFMR3L | 750 | 7 | 7 | EVRMAN_A8 | EVRMASTR | FROM_TO | 74960.94 | 75223.16 | 322.3016 | 0 | 1697.802 | 1262.445 | -0.14118 | 0.020083 | -0.25863 | 0.73304 | 681.3389 | 470.9941 | 0 | 10000 | 10000 | 922.511 | 10000 | 890.591 | 7097.454 | 2449.785 | 10000 | 930.662 | 9855.918 | 940.445 | 10000 | Competitive | Competitive | 1 | TRUE | FALSE | 1 | Non-Competitive | 0.7655 | #N/A | #N/A | #N/A | #N/A | #N/A | #N/A | #N/A
DSHREVR5 EVRSW_AXFMR3L TO_FROM | DSHREVR5 | EVRSW_AXFMR3L | 750 | 7 | 7 | EVRMAN_A8 | EVRMASTR | TO_FROM | 74960.94 | 76346.97 | -674.213 | 0 | 1262.445 | 1589.527 | -0.02008 | 0.14118 | -0.73304 | 0.25863 | -297.478 | -304.913 | 2060.34 | 10000 | 10000 | 10000 | 1028.109 | 6989.476 | 1022.503 | 10000 | 2449.785 | 9847.545 | 1039.976 | 10000 | 1040.846 | Competitive | Competitive | 1 | TRUE | FALSE | 1 | Non-Competitive | 0.7655 | #N/A | #N/A | #N/A | #N/A | #N/A | #N/A | #N/A
DSKYMAR5 361T361_1 FROM_TO | DSKYMAR5 | 361T361_1 | 358 | 2 | 2 | L_SCHERT8_1Y | L_PARKWA8_1Y | FROM_TO | 74960.94 | 74076.41 | 229.4976 | 0 | 1389.952 | 1577.722 | -0.10898 | 0.017278 | -0.37594 | 0.49701 | 697.9702 | 454.9133 | 0 |  | 9202.507 | 955.654 | 9400.835 | 926.478 | 7088.736 | 1143.388 | 10000 | 956.524 | 9195.271 | 982.137 | 9695.704 | Competitive | Non-Competitive | 0 | TRUE | FALSE | 0 | Non-Competitive | 0.7265 | Non-Competitive | 685.95 | 430.147 | 962.322 | 9793.041 | 358 | 1
DSKYMAR5 361T361_1 TO_FROM | DSKYMAR5 | 361T361_1 | 358 | 2 | 2 | L_SCHERT8_1Y | L_PARKWA8_1Y | TO_FROM | 74960.94 | 75693.24 | -472.243 | 0 | 1510.499 | 1389.952 | -0.01728 | 0.10898 | -0.49701 | 0.37594 | -19.4288 | -11.304 | 4736.04 | 8194.025 |  | 9400.835 | 1079.319 | 6055.627 | 1064.497 | 10000 | 1320.8 | 8810.533 | 1081.912 | 9422.752 | 1099.063 | Competitive | Competitive | 1 | TRUE | FALSE | 1 | Non-Competitive | 0.7265 | Competitive | 12.4939 | -1.7882 | 9577.218 | 1099.364 | 358 | 1
DSKYSPR5 CAGNON_AXFMR4L FROM_TO | DSKYSPR5 | CAGNON_AXFMR4L | 600 | 2 | 2 | CAGNON3_8 | CAGNOSTR | FROM_TO | 74960.94 | 75268.98 | 351.1717 | 0 | 1084.317 | 1228.613 | -0.1073 | 0.069585 | -0.15168 | 0.088925 | 552.4038 | 357.1478 | 0 | 6571.972 | 8809.216 | 6571.972 | 8957.834 | 871.653 | 8806.686 | 10000 | 10000 | 4194.062 | 9335.696 | 8060.307 | 9335.702 | Competitive | Competitive | 1 | TRUE | FALSE | 1 | Non-Competitive | 0.953 | #N/A | #N/A | #N/A | #N/A | #N/A | #N/A | #N/A
DSKYSPR5 CAGNON_AXFMR4L TO_FROM | DSKYSPR5 | CAGNON_AXFMR4L | 600 | 2 | 2 | CAGNON3_8 | CAGNOSTR | TO_FROM | 74960.94 | 83033.3 | -493.636 | 0 | 1157.313 | 1084.319 | -0.06959 | 0.1073 | -0.08893 | 0.15168 | -87.1611 | -430.403 | 0 | 8736.232 | 10000 | 8957.834 | 10000 | 8648.603 | 1012.331 | 10000 | 10000 | 9303.262 | 5196.249 | 9304.814 | 10000 | Competitive | Competitive | 1 | TRUE | FALSE | 1 | Non-Competitive | 0.953 | #N/A | #N/A | #N/A | #N/A | #N/A | #N/A | #N/A
DSNDBCE5 630__A FROM_TO | DSNDBCE5 | 630__A | 326 | 2 | 2 | BELTON1_8 | BELTONSW1_8 | FROM_TO | 74960.94 | 75188.15 | -73.8381 | 0 | 2431.283 | 1162.02 | -0.02079 | 0.019233 | -0.78237 | 0.15133 | 145.6085 | 53.7141 | 0 |  | 10000 | 9042.796 | 10000 | 1506.764 | 1144.066 | 9042.796 | 10000 | 1629.72 | 1402.237 | 8691.02 | 10000 | Competitive | Competitive | 1 | TRUE | FALSE | 1 | Non-Competitive | 0.7265 | Competitive | 159.1434 | 36.7814 | 4649.75 | 1886.023 | 324 | 1
DSNDBCE5 630__A TO_FROM | DSNDBCE5 | 630__A | 326 | 2 | 2 | BELTON1_8 | BELTONSW1_8 | TO_FROM | 74960.94 | 76580.42 | -93.2228 | 0 | 1106.42 | 2431.283 | -0.01923 | 0.020793 | -0.15133 | 0.78237 | 81.6073 | -124.835 | 0 | 10000 |  | 2226.037 | 9042.796 | 731.985 | 1536.101 | 10000 | 9042.796 | 823.473 | 1638.306 | 2758.759 | 8691.02 | Competitive | Competitive | 1 | TRUE | FALSE | 1 | Non-Competitive | 0.7265 | Competitive | 157.46 | -144.844 | 824.598 | 4649.75 | 324 | 1
DSNDBCE5 SEA_AAT1 FROM_TO | DSNDBCE5 | SEA_AAT1 | 60 | 2 | 2 | SEATON9 | SEATON8 | FROM_TO | 74960.94 | 76491.66 | -46.4121 | 0 | 1769.209 | 916.672 | -0.00208 | 0.010704 | -0.0484 | 0.58905 | -13.3941 | -17.6008 | 5268.44 |  |  | 8357.501 | 1219.327 | 1814.853 | 1036.93 | 8357.501 | 2050.708 | 7669.249 | 1283.561 | 8735.093 | 1471.454 | Competitive | Competitive | 1 | FALSE | FALSE | 1 | Non-Competitive | 0.758 | Competitive | -10.6417 | -31.3141 | 8734.042 | 1649.395 | 60 | 1
DSNDBCE5 SEA_AAT1 TO_FROM | DSNDBCE5 | SEA_AAT1 | 60 | 2 | 2 | SEATON9 | SEATON8 | TO_FROM | 74960.94 | 74987.7 | 20.2405 | 0 | 846.077 | 2023.142 | -0.0107 | 0.002078 | -0.58905 | 0.048402 | 44.2345 | 18.9922 | 0 |  |  | 815.401 | 8357.501 | 811.182 | 1928.546 | 1111.117 | 8357.501 | 928.316 | 7706.201 | 980.399 | 8735.093 | Competitive | Competitive | 1 | FALSE | FALSE | 1 | Non-Competitive | 0.758 | Competitive | 51.7267 | 14.8518 | 785.551 | 8734.042 | 60 | 1
DSNDTMP5 HRN_NAT1 FROM_TO | DSNDTMP5 | HRN_NAT1 | 100 | 0 | 0 | HEARNE9 | HEARNE8 | FROM_TO | 74960.94 | 75627.26 | -71.3414 | 0 | 1165.446 | 1383.046 | -0.00893 | 0.004267 | -0.16048 | 0.47114 | -6.669 | -27.1321 | 5.14 |  |  | 4838.114 | 9139.046 | 1062.181 | 1135.902 | 6711.069 | 9139.046 | 1019.131 | 2456.431 | 4849.511 | 8890.416 | Competitive | Competitive | 1 | FALSE | FALSE | 1 | Non-Competitive | 0.8985 | Competitive | -0.55446 | -33.2357 | 5923.681 | 8207.813 | 100 | 1
DSNDTMP5 HRN_NAT1 TO_FROM | DSNDTMP5 | HRN_NAT1 | 100 | 0 | 0 | HEARNE9 | HEARNE8 | TO_FROM | 74960.94 | 75046.96 | 19.6763 | 0 | 1391.563 | 1146.483 | -0.00427 | 0.00893 | -0.47114 | 0.16048 | 59.1718 | 24.5451 | 0 |  |  | 9139.046 | 4838.114 | 1008.236 | 1413.327 | 9139.046 | 6711.069 | 2258.5 | 1333.641 | 8890.416 | 4849.511 | Competitive | Competitive | 1 | FALSE | FALSE | 1 | Non-Competitive | 0.8985 | Competitive | 64.7204 | 24.7651 | 8207.813 | 6108.864 | 100 | 1
DSNGZEN5 BETHK_66_A FROM_TO | DSNGZEN5 | BETHK_66_A | 184 | 2 | 2 | BETKA___138A | HOCKLY__138D | FROM_TO | 74960.94 | 75224.87 | -290.397 | 0 | 2040.438 | 1919.94 | -0.01611 | 0.02655 | -0.26487 | 0.71117 | 103.8573 | 72.1288 | 4262.04 | 2742.095 |  | 2165.393 | 1487.122 | 2000.909 | 1340.964 | 2370.805 | 1534.169 | 2167.971 | 1414.527 | 2226.976 | 1472.66 | Competitive | Competitive | 1 | TRUE | TRUE | 1 | Competitive | 0.8985 | Competitive | 41.7028 | 30.7863 | 3414.916 | 1480.306 | 182 | 1
DSNGZEN5 BETHK_66_A TO_FROM | DSNGZEN5 | BETHK_66_A | 184 | 2 | 2 | BETKA___138A | HOCKLY__138D | TO_FROM | 74960.94 | 74607.05 | 35.7685 | 0 | 1919.94 | 2040.438 | -0.02655 | 0.016114 | -0.71117 | 0.26487 | 421.0622 | 199.7891 | 0 |  | 4134.902 | 1223.468 | 2682.888 | 1117.571 | 2462.473 | 1255.327 | 3217.567 | 1180.776 | 2886.485 | 1224.429 | 2985.974 | Non-Competitive | Non-Competitive | 0 | TRUE | FALSE | 0 | Non-Competitive | 0.8985 | Non-Competitive | 466.5818 | 213.8482 | 1185.107 | 3567.382 | 182 | 1
DSNGZEN5 HK_TB_66_A FROM_TO | DSNGZEN5 | HK_TB_66_A | 220 | 2 | 2 | HOCKLY__138D | TOMBAL668070 | FROM_TO | 74960.94 | 75859.71 | -377.787 | 0 | 879.634 | 1922.648 | -0.02631 | 0.046059 | -0.1086 | 0.4099 | 87.4698 | -24.8271 | 2929.84 | 3917.778 | 2555.184 | 2436.397 | 1251.197 | 832.42 | 1203.479 | 3470.753 | 1757.566 | 1018.367 | 1150.26 | 2792.049 | 1196.512 | Competitive | Competitive | 1 | TRUE | FALSE | 1 | Non-Competitive | 0.7185 | Competitive | 60.7461 | -46.5714 | 3054.513 | 1233.921 | 216 | 1
DSNGZEN5 HK_TB_66_A TO_FROM | DSNGZEN5 | HK_TB_66_A | 220 | 2 | 2 | HOCKLY__138D | TOMBAL668070 | TO_FROM | 74960.94 | 74275.88 | -189.253 | 0 | 1922.648 | 879.634 | -0.04606 | 0.026314 | -0.4099 | 0.1086 | 488.0453 | 66.8944 | 0 | 2555.184 | 3917.778 | 1248.501 | 2436.397 | 1083.422 | 986.047 | 1757.566 | 3470.753 | 1086.928 | 1198.019 | 1194.393 | 2792.049 | Competitive | Non-Competitive | 0 | TRUE | FALSE | 1 | Non-Competitive | 0.7185 | Non-Competitive | 554.9823 | 46.5695 | 1207.449 | 3054.513 | 216 | 1
DSNGZEN5 KDLKG_75_A FROM_TO | DSNGZEN5 | KDLKG_75_A | 1710 | 2 | 2 | KING____345A | KUYDAL755010 | FROM_TO | 74960.94 | 75495.13 | -2220.92 | 0 | 1478.367 | 2574.992 | -0.21155 | 0.18713 | -0.5713 | 0.19171 | 1156.058 | 973.5527 | 3852.04 | 1962.968 | 1706.086 | 2089.238 | 1683.732 | 1916.847 | 1692.059 | 2199.312 | 2789.122 | 2123.2 | 1658.389 | 2126.499 | 1659.697 | Competitive | Competitive | 1 | TRUE | TRUE | 1 | Competitive | 0.711 | Competitive | 1032.33 | 817.87 | 2390.901 | 1673.719 | 1677 | 1
DSNGZEN5 KDLKG_75_A TO_FROM | DSNGZEN5 | KDLKG_75_A | 1710 | 2 | 2 | KING____345A | KUYDAL755010 | TO_FROM | 74960.94 | 58442.05 | -190.56 | 0 | 2730.59 | 1478.367 | -0.18713 | 0.21155 | -0.19171 | 0.5713 | 3583.006 | 1487.494 | 0 | 1389.346 | 2232.754 | 1365.33 | 2342.632 | 1378.825 | 2182.689 | 2789.122 | 2492.523 | 1393.644 | 2364.995 | 1394.665 | 2367.944 | Non-Competitive | Non-Competitive | 0 | TRUE | FALSE | 1 | Non-Competitive | 0.711 | Non-Competitive | 4093.621 | 1353.526 | 1364.478 | 2469.42 | 1677 | 1
DSNGZEN5 SNGTB_74_A FROM_TO | DSNGZEN5 | SNGTB_74_A | 1924 | 2 | 2 | SNGLTN_345 | TOMBAL__345B | FROM_TO | 74960.94 | 65220.14 | 77.2569 | 0 | 3107.661 | 1920.852 | -0.17928 | 0.19009 | -0.38495 | 0.19974 | 4344.716 | 2095.76 | 0 | 1407.559 | 2238.22 | 1435.215 | 2358.452 | 1398.458 | 2174.399 | 1393.858 | 2358.452 | 1430.482 | 2397.372 | 1431.221 | 2401.753 | Non-Competitive | Non-Competitive | 0 | TRUE | FALSE | 0 | Non-Competitive | 0.711 | Non-Competitive | 4962.567 | 1942.579 | 1397.741 | 2520.483 | 1924 | 1
DSNGZEN5 SNGTB_74_A TO_FROM | DSNGZEN5 | SNGTB_74_A | 1924 | 2 | 2 | SNGLTN_345 | TOMBAL__345B | TO_FROM | 74960.94 | 83397.37 | -2707.74 | 0 | 1977.703 | 3107.661 | -0.19009 | 0.17928 | -0.19974 | 0.38495 | 965.3328 | 832.3235 | 3852.04 | 1951.167 | 1733.436 | 2089.526 | 1774.38 | 1896.652 | 1721.327 | 2089.526 | 1709.117 | 2121.533 | 1713.63 | 2125.647 | 1714.568 | Competitive | Competitive | 1 | TRUE | TRUE | 1 | Competitive | 0.711 | Competitive | 815.8337 | 642.8351 | 2430.155 | 1728.334 | 1924 | 1
DSNG_TB5 230__A FROM_TO | DSNG_TB5 | 230__A | 1072 | 2 | 2 | JEWETT_S5 | RAT_SNAKE_5 | FROM_TO | 74960.94 | 74792.62 | -492.965 | 0 | 2174.541 | 707.519 | -0.20392 | 0.097568 | -0.20392 | 0.17234 | 1077.977 | 243.6691 | 0 | 2168.263 | 1465.813 | 3171.826 | 9685.585 | 1929.464 | 1140.763 | 3030.704 | 10000 | 2549.428 | 5216.957 | 2646.151 | 5718.472 | Competitive | Non-Competitive | 0 | TRUE | FALSE | 1 | Non-Competitive | 0.758 | Non-Competitive | 1131.397 | 163.4034 | 2652.526 | 5939.622 | 1065 | 1
DSNG_TB5 230__A TO_FROM | DSNG_TB5 | 230__A | 1072 | 2 | 2 | JEWETT_S5 | RAT_SNAKE_5 | TO_FROM | 74960.94 | 79170.21 | -663.4 | 0 | 705.807 | 2375.183 | -0.09757 | 0.20392 | -0.17234 | 0.20392 | 464.2776 | -300.319 | 0 | 986.865 | 2327.017 | 9685.585 | 3171.826 | 821.004 | 2050.207 | 10000 | 3030.704 | 4302.1 | 2652.166 | 4720.788 | 2756.612 | Competitive | Competitive | 1 | TRUE | FALSE | 1 | Non-Competitive | 0.758 | Competitive | 602.0822 | -335.37 | 4717.338 | 2652.526 | 1065 | 1
DSNG_TB5 GT_MID90_A FROM_TO | DSNG_TB5 | GT_MID90_A | 526 | 2 | 2 | GARROT__138B | MIDTWN__138B | FROM_TO | 74960.94 | 73610.84 | -78.3675 | 0 | 1163.084 | 2105.438 | -0.22111 | 0.23288 | -0.52935 | 0.4192 | 1250.227 | -56.8782 | 0 | 1957.369 | 2362.179 | 2678.014 | 2388.274 | 1052.501 | 2361.161 | 10000 | 4171.705 | 1776.592 | 2545.961 | 2137.026 | 2546.125 | Non-Competitive | Non-Competitive | 0 | TRUE | FALSE | 1 | Non-Competitive | 0.711 | Non-Competitive | 449.8928 | -38.5611 | 6261.967 | 2509.756 | 229 | 1
DSNG_TB5 GT_MID90_A TO_FROM | DSNG_TB5 | GT_MID90_A | 526 | 2 | 2 | GARROT__138B | MIDTWN__138B | TO_FROM | 74960.94 | 74764.17 | -1156.71 | 0 | 2126.598 | 1141.609 | -0.23288 | 0.22111 | -0.4192 | 0.52935 | 474.9029 | -145.391 | 2862.64 | 2362.179 | 2760.277 | 2388.274 | 4632.665 | 2361.161 | 1372.186 | 4171.705 | 10000 | 2545.961 | 2625.379 | 2546.125 | 3256.802 | Competitive | Competitive | 1 | TRUE | FALSE | 1 | Non-Competitive | 0.711 | Competitive | 223.214 | -19.9704 | 2509.756 | 6261.967 | 229 | 1
DSNG_TB5 SNGZEN98_A FROM_TO | DSNG_TB5 | SNGZEN98_A | 1450 | 2 | 2 | SNGLTN_345 | ZENITH__345A | FROM_TO | 74960.94 | 53557.86 | -314.918 | 0 | 2100.714 | 1342.104 | -0.18006 | 0.18607 | -0.19231 | 0.19556 | 3740.221 | 1665.658 | 0 | 1455.582 | 2092.447 | 1428.476 | 2199.115 | 1447.602 | 2035.464 | 1442.12 | 2219.874 | 1494.448 | 2258.357 | 1495.137 | 2262.208 | Competitive | Non-Competitive | 0 | TRUE | FALSE | 0 | Non-Competitive | 0.719 | Non-Competitive | 4373.121 | 1512.092 | 1459.396 | 2363.344 | 1435 | 1
DSNG_TB5 SNGZEN98_A TO_FROM | DSNG_TB5 | SNGZEN98_A | 1450 | 2 | 2 | SNGLTN_345 | ZENITH__345A | TO_FROM | 74960.94 | 70831.42 | -2132.6 | 0 | 1342.106 | 2162.394 | -0.18607 | 0.18006 | -0.19556 | 0.19231 | 1483.064 | 1282.451 | 3852.04 | 1824.72 | 1804.545 | 1954.521 | 1778.337 | 1779.375 | 1793.519 | 1971.811 | 1778.337 | 1997.695 | 1803.361 | 2000.861 | 1804.265 | Non-Competitive | Competitive | 0 | TRUE | TRUE | 1 | Competitive | 0.719 | Competitive | 1231.806 | 1096.778 | 2272.66 | 1819.63 | 1435 | 1
DSNG_TB5 SNGZEN99_A FROM_TO | DSNG_TB5 | SNGZEN99_A | 1450 | 2 | 2 | SNGLTN_345 | ZENITH__345A | FROM_TO | 74960.94 | 53555.44 | -315.033 | 0 | 2007.839 | 1390.503 | -0.18013 | 0.18614 | -0.19239 | 0.19564 | 3741.691 | 1666.316 | 0 | 1455.587 | 2092.448 | 1428.481 | 2199.117 | 1447.607 | 2035.466 | 1442.125 | 2219.875 | 1494.459 | 2258.36 | 1495.147 | 2262.211 | Competitive | Non-Competitive | 0 | TRUE | FALSE | 0 | Non-Competitive | 0.7265 | Non-Competitive | 4374.83 | 1512.683 | 1459.396 | 2363.341 | 1435 | 1
DSNG_TB5 SNGZEN99_A TO_FROM | DSNG_TB5 | SNGZEN99_A | 1450 | 2 | 2 | SNGLTN_345 | ZENITH__345A | TO_FROM | 74960.94 | 70828.64 | -2133.44 | 0 | 1390.501 | 2007.839 | -0.18614 | 0.18013 | -0.19564 | 0.19239 | 1483.637 | 1282.949 | 3852.04 | 1824.721 | 1804.552 | 1954.522 | 1778.343 | 1779.377 | 1793.526 | 1971.812 | 1778.343 | 1997.697 | 1803.374 | 2000.863 | 1804.278 | Non-Competitive | Competitive | 0 | TRUE | TRUE | 1 | Competitive | 0.7265 | Competitive | 1232.287 | 1097.205 | 2272.657 | 1819.63 | 1435 | 1
DSTEXP12 BLESSI_LOLITA1_1 FROM_TO | DSTEXP12 | BLESSI_LOLITA1_1 | 211 | 0 | 0 | BLESSNG4 | LOLITA 4 | FROM_TO | 74960.94 | 73434.83 | -40.2214 | 0 | 1879.034 | 1994.824 | -0.30392 | 0.045653 | -0.4179 | 0.13392 | 851.3304 | 205.6982 | 0 | 1458.363 | 1676.929 | 1827.882 | 5290.157 | 1228.69 | 1284.789 | 2041.615 | 6364.694 | 1398.318 | 4439.778 | 1615.288 | 4636.563 | Competitive | Non-Competitive | 0 | TRUE | FALSE | 1 | Non-Competitive | 0.75 | Non-Competitive | 851.2564 | 164.6128 | 1654.115 | 4614.828 | 211 | 1
DSTEXP12 BLESSI_LOLITA1_1 TO_FROM | DSTEXP12 | BLESSI_LOLITA1_1 | 211 | 0 | 0 | BLESSNG4 | LOLITA 4 | TO_FROM | 74960.94 | 76533.91 | -660.763 | 0 | 1994.815 | 1827.34 | -0.04565 | 0.30392 | -0.13392 | 0.4179 | -88.8571 | -145.832 | 464.04 | 1219.586 | 1840.48 | 5290.157 | 2073.702 | 1049.858 | 1404.363 | 6364.694 | 2041.615 | 4003.25 | 1578.824 | 4180.238 | 1829.698 | Competitive | Competitive | 1 | TRUE | FALSE | 1 | Non-Competitive | 0.75 | Competitive | -69.9231 | -331.001 | 4134.048 | 1777.756 | 211 | 1
DSTPDOW5 CKT_3124_1 FROM_TO | DSTPDOW5 | CKT_3124_1 | 1200 | 2 | 2 | SO_TEX__345A | HILLJE__345A | FROM_TO | 74960.94 | 75579.99 | -337.506 | 0 | 1369.739 | 2703.89 | -0.05255 | 0.23034 | -0.20297 | 0.23034 | 864.4613 | 716.7068 | 0 | 1680.928 | 2424.544 | 1651.979 | 2292.906 | 1635.258 | 1658.883 | 3792 | 2549.823 | 2324.865 | 2291.702 | 2330.426 | 2537.904 | Competitive | Competitive | 1 | TRUE | FALSE | 1 | Non-Competitive | 0.7425 | Non-Competitive | 1695.792 | 813.2362 | 1630.938 | 2773.49 | 1200 | 0
DSTPDOW5 CKT_3124_1 TO_FROM | DSTPDOW5 | CKT_3124_1 | 1200 | 2 | 2 | SO_TEX__345A | HILLJE__345A | TO_FROM | 74960.94 | 73807.52 | -996.135 | 0 | 2287.373 | 1324.563 | -0.23034 | 0.052547 | -0.23034 | 0.20297 | 1442.658 | -363.108 | 0 | 2149.741 | 1929.128 | 2040.333 | 1928.637 | 1478.935 | 1872.391 | 2253.525 | 3792 | 2070.689 | 2556.426 | 2283.191 | 2562.97 | Competitive | Non-Competitive | 0 | TRUE | FALSE | 1 | Non-Competitive | 0.7425 | Non-Competitive | 1286.818 | -411.289 | 2773.49 | 2057.433 | 1200 | 1
DSTPELM5 BLESSI_LOLITA1_1 FROM_TO | DSTPELM5 | BLESSI_LOLITA1_1 | 211 | 2 | 2 | BLESSNG4 | LOLITA 4 | FROM_TO | 74960.94 | 73058.39 | -112.705 | 0 | 1864.959 | 1389.097 | -0.30383 | 0.050356 | -0.4167 | 0.13976 | 1003.646 | 167.4014 | 0 | 1857.896 | 1496.706 | 1857.896 | 5269.684 | 1364.579 | 1202.978 | 1690.919 | 6350.442 | 1554.622 | 3875.135 | 1692.656 | 4011.675 | Competitive | Non-Competitive | 0 | TRUE | FALSE | 1 | Non-Competitive | 0.711 | Non-Competitive | 1013.665 | 137.6743 | 1667.676 | 3990.2 | 211 | 1
DSTPELM5 BLESSI_LOLITA1_1 TO_FROM | DSTPELM5 | BLESSI_LOLITA1_1 | 211 | 2 | 2 | BLESSNG4 | LOLITA 4 | TO_FROM | 74960.94 | 75767.83 | -749.326 | 0 | 1389.093 | 1864.959 | -0.05036 | 0.30384 | -0.13976 | 0.4167 | -55.6689 | -134.466 | 220.94 | 1284.915 | 2101.166 | 5269.684 | 2101.166 | 1014.711 | 1539.463 | 6350.442 | 2060.981 | 3443.598 | 1744.267 | 3589.807 | 1908.668 | Competitive | Competitive | 1 | TRUE | FALSE | 1 | Non-Competitive | 0.711 | Competitive | 18.6999 | -397.193 | 3551.32 | 1811.779 | 211 | 1
DSTPHLJ5 BLESSI_LOLITA1_1 FROM_TO | DSTPHLJ5 | BLESSI_LOLITA1_1 | 211 | 2 | 2 | BLESSNG4 | LOLITA 4 | FROM_TO | 74960.94 | 73292.72 | -67.1868 | 0 | 1878.619 | 1573.934 | -0.30346 | 0.047629 | -0.41698 | 0.13679 | 907.9833 | 188.7793 | 0 | 1619.291 | 1644.125 | 1834.65 | 5284.811 | 1283.951 | 1238.473 | 1477.301 | 6361.472 | 1464.332 | 4255.432 | 1639.269 | 4559.477 | Competitive | Non-Competitive | 0 | TRUE | FALSE | 1 | Non-Competitive | 0.7105 | Non-Competitive | 914.8058 | 149.3528 | 1630.336 | 4536.849 | 211 | 1
DSTPHLJ5 BLESSI_LOLITA1_1 TO_FROM | DSTPHLJ5 | BLESSI_LOLITA1_1 | 211 | 2 | 2 | BLESSNG4 | LOLITA 4 | TO_FROM | 74960.94 | 76221.29 | -693.634 | 0 | 1573.927 | 1813.576 | -0.04763 | 0.30346 | -0.13679 | 0.41698 | -73.9709 | -144.155 | 464.04 | 1191.933 | 1875.295 | 5284.811 | 2077.142 | 1027.302 | 1459.105 | 6361.472 | 1857.274 | 3819.823 | 1646.205 | 4092.111 | 1850.416 | Competitive | Competitive | 1 | TRUE | FALSE | 1 | Non-Competitive | 0.7105 | Competitive | -51.8199 | -347.976 | 4047.102 | 1766.613 | 211 | 1
DSTPHLJ5 CKT_3124_1 FROM_TO | DSTPHLJ5 | CKT_3124_1 | 1200 | 2 | 2 | SO_TEX__345A | HILLJE__345A | FROM_TO | 74960.94 | 75644.72 | -570.072 | 0 | 1209.917 | 1984.639 | -0.06893 | 0.30366 | -0.37141 | 0.30366 | 892.4704 | 812.7478 | 4736.04 | 1531.737 | 1266.718 | 1787.551 | 1918.977 | 1492.248 | 1175.644 | 3792 | 2927.378 | 2381.953 | 1200.286 | 2386.104 | 1269.922 | Competitive | Competitive | 1 | TRUE | TRUE | 1 | Competitive | 0.711 | Competitive | 1784.96 | 1108.221 | 1676.06 | 1276.951 | 1200 | 1
DSTPHLJ5 CKT_3124_1 TO_FROM | DSTPHLJ5 | CKT_3124_1 | 1200 | 2 | 2 | SO_TEX__345A | HILLJE__345A | TO_FROM | 74960.94 | 73644.79 | -758.953 | 0 | 1994.27 | 1209.917 | -0.30366 | 0.068931 | -0.30366 | 0.37141 | 1598.063 | -657.055 | 0 | 1184.452 | 1668.756 | 1918.977 | 1994.876 | 1029.671 | 1644.869 | 2927.378 | 3792 | 1088.768 | 2516.474 | 1210.979 | 2518.502 | Competitive | Non-Competitive | 0 | TRUE | FALSE | 1 | Non-Competitive | 0.711 | Non-Competitive | 1595.347 | -662.568 | 1239.629 | 2079.373 | 1200 | 1
DSTPWHI5 BLESSI_LOLITA1_1 FROM_TO | DSTPWHI5 | BLESSI_LOLITA1_1 | 211 | 2 | 2 | BLESSNG4 | LOLITA 4 | FROM_TO | 74960.94 | 72961 | -35.3781 | 0 | 1879.341 | 1903.869 | -0.31075 | 0.048325 | -0.42255 | 0.13683 | 1060.611 | 255.7886 | 0 | 1855.695 | 1444.341 | 1855.695 | 5203.611 | 1241.114 | 1151.61 | 1696.006 | 6288.89 | 1454.29 | 3473.023 | 1688.221 | 3678.666 | Competitive | Non-Competitive | 0 | TRUE | FALSE | 0 | Non-Competitive | 0.6795 | Non-Competitive | 1072.192 | 218.4098 | 1663.562 | 3651.918 | 211 | 1
DSTPWHI5 BLESSI_LOLITA1_1 TO_FROM | DSTPWHI5 | BLESSI_LOLITA1_1 | 211 | 2 | 2 | BLESSNG4 | LOLITA 4 | TO_FROM | 74960.94 | 76490.52 | -827.263 | 0 | 1903.881 | 1789.088 | -0.04833 | 0.31075 | -0.13683 | 0.42255 | -110.806 | -183.489 | 464.04 | 1001.77 | 2098.334 | 5203.611 | 2098.334 | 932.736 | 1415.259 | 6288.89 | 2069.202 | 2895.559 | 1635.194 | 3053.61 | 1903.139 | Competitive | Competitive | 1 | TRUE | FALSE | 1 | Non-Competitive | 0.6795 | Competitive | -84.6088 | -385.96 | 2989.37 | 1806.968 | 211 | 1
DSTPWHI5 SAR_FRAN_1 FROM_TO | DSTPWHI5 | SAR_FRAN_1 | 45 | 2 | 2 | SARGENTSUB9 | FRANKLNCAMP9 | FROM_TO | 74960.94 | 75066.78 | -90.2703 | 0 | 1040.12 | 2055.87 | -0.01555 | 0.019694 | -0.2572 | 0.60449 | 0.70357 | -88.7888 | 0 |  |  | 908.435 | 5340.985 | 787.235 | 1607.276 | 3360.145 | 10000 | 778.603 | 1702.112 | 1009.818 | 4616.922 | Competitive | Competitive | 1 | FALSE | FALSE | 1 | Non-Competitive | 0.742 | Competitive | 12.7334 | -90.0585 | 1316.717 | 4193.895 | 45 | 1
DSTPWHI5 SAR_FRAN_1 TO_FROM | DSTPWHI5 | SAR_FRAN_1 | 45 | 2 | 2 | SARGENTSUB9 | FRANKLNCAMP9 | TO_FROM | 74960.94 | 74828.83 | -24.8205 | 0 | 2055.87 | 1040.12 | -0.01969 | 0.015546 | -0.60449 | 0.2572 | 123.9462 | 9.0462 | 0 |  |  | 5340.985 | 1323.899 | 1413.985 | 913.133 | 10000 | 3360.145 | 1496.503 | 966.061 | 4616.922 | 1358.433 | Competitive | Non-Competitive | 0 | FALSE | FALSE | 1 | Non-Competitive | 0.742 | Non-Competitive | 118.6281 | -7.8253 | 4193.895 | 1518.967 | 45 | 1
DSTPWHI5 SINTON_SKIDMO1_1 FROM_TO | DSTPWHI5 | SINTON_SKIDMO1_1 | 38 | 2 | 2 | SKIDMOR2 | SINTON 2 | FROM_TO | 74960.94 | 74803.83 | -2.8994 | 0 | 1085.258 | 1030.282 | -0.02366 | 0.003094 | -0.17965 | 0.42103 | 66.2242 | 28.5767 | 0 |  | 5644.313 | 5416.551 | 2442.003 | 829.257 | 2037.631 | 6341.559 | 2490.556 | 856.329 | 2532.731 | 5268.183 | 2590.356 | Competitive | Non-Competitive | 0 | TRUE | FALSE | 1 | Non-Competitive | 0.7185 | Non-Competitive | 66.4423 | 28.1732 | 5695.671 | 2825.718 | 38 | 1
DSTPWHI5 SINTON_SKIDMO1_1 TO_FROM | DSTPWHI5 | SINTON_SKIDMO1_1 | 38 | 2 | 2 | SKIDMOR2 | SINTON 2 | TO_FROM | 74960.94 | 75048.82 | -61.577 | 0 | 862.022 | 1049.307 | -0.00309 | 0.023659 | -0.42103 | 0.17965 | 0.77621 | -59.889 | 0 | 2873.785 |  | 1306.084 | 5492.794 | 1123.712 | 949.987 | 1323.22 | 6341.559 | 1443.661 | 974.476 | 1475.051 | 5327.139 | Competitive | Competitive | 1 | TRUE | FALSE | 1 | Non-Competitive | 0.7185 | Competitive | 3.3455 | -59.2943 | 1547.67 | 5791.051 | 38 | 1
DTB_SNG5 230__A FROM_TO | DTB_SNG5 | 230__A | 1072 | 3 | 3 | JEWETT_S5 | RAT_SNAKE_5 | FROM_TO | 74960.94 | 74569.26 | -492.66 | 0 | 2337.713 | 707.519 | -0.20391 | 0.097573 | -0.20391 | 0.17234 | 1119.024 | 231.9801 | 0 | 2065.804 | 1465.919 | 2625.349 | 9685.593 | 1847.412 | 1140.87 | 2482.379 | 10000 | 2295.823 | 5217.831 | 2375.821 | 5719.18 | Competitive | Non-Competitive | 0 | TRUE | FALSE | 1 | Non-Competitive | 0.7425 | Non-Competitive | 1174.811 | 164.6161 | 2384.08 | 5942.34 | 1065 | 1
DTB_SNG5 230__A TO_FROM | DTB_SNG5 | 230__A | 1072 | 3 | 3 | JEWETT_S5 | RAT_SNAKE_5 | TO_FROM | 74960.94 | 79172.08 | -704.446 | 0 | 707.713 | 2142.355 | -0.09757 | 0.20391 | -0.17234 | 0.20391 | 463.9727 | -341.366 | 0 | 986.935 | 2212.225 | 9685.593 | 2625.349 | 821.073 | 1959.584 | 10000 | 2482.379 | 4302.978 | 2382.177 | 4721.554 | 2468.252 | Competitive | Competitive | 1 | TRUE | FALSE | 1 | Non-Competitive | 0.7425 | Competitive | 600.8722 | -378.784 | 4720.275 | 2384.08 | 1065 | 1
DTB_SNG5 GT_MID90_A FROM_TO | DTB_SNG5 | GT_MID90_A | 526 | 3 | 3 | GARROT__138B | MIDTWN__138B | FROM_TO | 74960.94 | 73627.61 | -19.638 | 0 | 1163.084 | 2113.8 | -0.22122 | 0.23276 | -0.52947 | 0.41908 | 1241.254 | 1.8567 | 0 | 1958.231 | 2629.255 | 2677.9 | 2388.021 | 1055.189 | 2629.255 | 10000 | 4171.884 | 1781.832 | 2762.407 | 2137.96 | 2762.407 | Non-Competitive | Non-Competitive | 0 | TRUE | FALSE | 1 | Non-Competitive | 0.7345 | Non-Competitive | 447.5769 | -12.524 | 6261.245 | 2707.054 | 229 | 1
DTB_SNG5 GT_MID90_A TO_FROM | DTB_SNG5 | GT_MID90_A | 526 | 3 | 3 | GARROT__138B | MIDTWN__138B | TO_FROM | 74960.94 | 74916.92 | -1147.82 | 0 | 2127.248 | 1172.035 | -0.23276 | 0.22123 | -0.41908 | 0.52947 | 416.2018 | -204.476 | 2862.64 | 2629.255 | 2762.396 | 2388.021 | 4632.373 | 2629.255 | 1376.637 | 4171.884 | 10000 | 2762.407 | 2635.111 | 2762.407 | 3259.221 | Competitive | Competitive | 1 | TRUE | FALSE | 1 | Non-Competitive | 0.7345 | Competitive | 197.1819 | -46.0515 | 2707.054 | 6261.245 | 229 | 1
DTB_SNG5 SNGZEN98_A FROM_TO | DTB_SNG5 | SNGZEN98_A | 1450 | 3 | 3 | SNGLTN_345 | ZENITH__345A | FROM_TO | 74960.94 | 52558.08 | -87.4951 | 0 | 2596.741 | 1396.932 | -0.18007 | 0.19555 | -0.19232 | 0.19555 | 4119.676 | 1934.144 | 0 | 1402.533 | 2234.001 | 1376.856 | 2353.266 | 1395.111 | 2170.605 | 1412.766 | 2376.365 | 1416.61 | 2429.903 | 1417.228 | 2434.245 | Non-Competitive | Non-Competitive | 0 | TRUE | FALSE | 0 | Non-Competitive | 0.7185 | Non-Competitive | 4760.926 | 1774.889 | 1385.174 | 2549.024 | 1435 | 1
DTB_SNG5 SNGZEN98_A TO_FROM | DTB_SNG5 | SNGZEN98_A | 1450 | 3 | 3 | SNGLTN_345 | ZENITH__345A | TO_FROM | 74960.94 | 74606.02 | -2425.12 | 0 | 1396.931 | 2754.883 | -0.19555 | 0.18007 | -0.19555 | 0.19232 | 1112.67 | 941.5043 | 3852.04 | 1937.865 | 1724.978 | 2081.628 | 1700.044 | 1887.8 | 1714.859 | 2100.729 | 1700.044 | 2137.986 | 1691.786 | 2141.527 | 1692.583 | Non-Competitive | Competitive | 1 | TRUE | TRUE | 1 | Competitive | 0.7185 | Competitive | 969.0274 | 756.5247 | 2446.892 | 1706.32 | 1435 | 1
DTB_SNG5 SNGZEN99_A FROM_TO | DTB_SNG5 | SNGZEN99_A | 1450 | 3 | 3 | SNGLTN_345 | ZENITH__345A | FROM_TO | 74960.94 | 52555.69 | -87.522 | 0 | 2754.888 | 1368.092 | -0.18014 | 0.19562 | -0.1924 | 0.19562 | 4121.293 | 1934.906 | 0 | 1402.538 | 2234.003 | 1376.861 | 2353.268 | 1395.115 | 2170.607 | 1412.771 | 2376.366 | 1416.62 | 2429.906 | 1417.238 | 2434.248 | Non-Competitive | Non-Competitive | 0 | TRUE | FALSE | 0 | Non-Competitive | 0.711 | Non-Competitive | 4762.786 | 1775.583 | 1385.174 | 2549.02 | 1435 | 1
DTB_SNG5 SNGZEN99_A TO_FROM | DTB_SNG5 | SNGZEN99_A | 1450 | 3 | 3 | SNGLTN_345 | ZENITH__345A | TO_FROM | 74960.94 | 74603.15 | -2426.07 | 0 | 1396.936 | 2754.887 | -0.19562 | 0.18014 | -0.19562 | 0.1924 | 1113.097 | 941.8703 | 3852.04 | 1937.866 | 1724.984 | 2081.63 | 1700.05 | 1887.802 | 1714.866 | 2100.731 | 1700.05 | 2137.988 | 1691.799 | 2141.529 | 1692.596 | Non-Competitive | Competitive | 1 | TRUE | TRUE | 1 | Competitive | 0.711 | Competitive | 969.4054 | 756.8196 | 2446.887 | 1706.321 | 1435 | 1
DTB_SNG5 THWZEN71_A FROM_TO | DTB_SNG5 | THWZEN71_A | 1315 | 3 | 3 | ZENITH__345A | T_H_W___345B | FROM_TO | 74960.94 | 68037.85 | 281.2513 | 0 | 2279.602 | 2178.502 | -0.22792 | 0.085933 | -0.22792 | 0.12707 | 2560.604 | 1044.186 | 0 | 1382.813 | 2553.058 | 1432.186 | 2852.795 | 1267.235 | 2537.133 | 1367.63 | 2891.822 | 1376.326 | 2868.257 | 1404.425 | 2869.174 | Non-Competitive | Non-Competitive | 0 | TRUE | FALSE | 1 | Non-Competitive | 0.719 | Non-Competitive | 2813.591 | 1031.794 | 1364.552 | 2987.514 | 1315 | 1
DTB_SNG5 THWZEN71_A TO_FROM | DTB_SNG5 | THWZEN71_A | 1315 | 3 | 3 | ZENITH__345A | T_H_W___345B | TO_FROM | 74960.94 | 83303.66 | -1944.7 | 0 | 2124.677 | 2279.602 | -0.08593 | 0.22792 | -0.12707 | 0.22792 | 626.4734 | 593.3742 | 4262.04 | 2333.503 | 1708.569 | 2852.795 | 1782.616 | 2316.469 | 1545.892 | 2891.822 | 1702.592 | 2726.58 | 1662.19 | 2727.492 | 1700.043 | Competitive | Competitive | 1 | TRUE | FALSE | 1 | Non-Competitive | 0.719 | Competitive | 514.7119 | 494.3813 | 2975.97 | 1711.24 | 1315 | 1
DTEXMED8 69T342_1 FROM_TO | DTEXMED8 | 69T342_1 | 478 | 2 | 2 | L_KENDCT8_1Y | L_MOUNTO8_1Y | FROM_TO | 74960.94 | 76072.3 | -51.8638 | 0 | 1574.721 | 1468.592 | -0.03074 | 0.076193 | -0.29652 | 0.12621 | 147.0432 | -25.1895 | 0 | 10000 | 10000 | 10000 | 5148.387 | 2002.44 | 1611.423 | 10000 | 10000 | 7470.252 | 4748.395 | 10000 | 6170.264 | Competitive | Competitive | 1 | TRUE | FALSE | 1 | Non-Competitive | 0.742 | Non-Competitive | 147.5048 | -19.4164 | 10000 | 5524.361 | 132 | 0
DTEXMED8 69T342_1 TO_FROM | DTEXMED8 | 69T342_1 | 478 | 2 | 2 | L_KENDCT8_1Y | L_MOUNTO8_1Y | TO_FROM | 74960.94 | 78033.1 | -132.702 | 0 | 1468.592 | 1574.721 | -0.01003 | 0.030737 | -0.12621 | 0.29652 | 93.0414 | -20.3886 | 0 | 10000 |  | 5148.387 | 2594.685 | 1434.836 | 1943.95 | 10000 | 2743.677 | 4631.096 | 3127.836 | 6170.264 | 3266.535 | Competitive | Competitive | 1 | TRUE | FALSE | 1 | Non-Competitive | 0.742 | Competitive | 73.5712 | -32.1507 | 5524.361 | 3290.298 | 132 | 1
DTHSVEN5 1030__A FROM_TO | DTHSVEN5 | 1030__A | 186 | 2 | 2 | ELM_MOTT__8 | ROGERS_P_8 | FROM_TO | 74960.94 | 74911.61 | 10.5904 | 0 | 1160.749 | 1762.909 | -0.11108 | 0.018179 | -0.64455 | 0.20728 | 191.099 | 31.3941 | 0 |  | 10000 | 1042.535 | 10000 | 824.722 | 1852.572 | 10000 | 10000 | 825.456 | 2284.385 | 1305.985 | 10000 | Competitive | Non-Competitive | 0 | TRUE | FALSE | 1 | Non-Competitive | 0.836 | Non-Competitive | 185.986 | -143.567 | 9243.439 | 1976.172 | 185 | 1
DTHSVEN5 1030__A TO_FROM | DTHSVEN5 | 1030__A | 186 | 2 | 2 | ELM_MOTT__8 | ROGERS_P_8 | TO_FROM | 74960.94 | 75299.68 | -285.238 | 0 | 1643.304 | 1156.66 | -0.01818 | 0.11107 | -0.20728 | 0.64455 | 112.7731 | -141.171 | 0 | 8004.438 |  | 10000 | 1190.013 | 1529.711 | 929.887 | 10000 | 10000 | 2020.932 | 921.815 | 8976.251 | 1483.278 | Competitive | Competitive | 1 | TRUE | FALSE | 1 | Non-Competitive | 0.836 | Non-Competitive | 206.3761 | 15.8258 | 1845.479 | 10000 | 185 | 0
DTHSVEN5 230__A FROM_TO | DTHSVEN5 | 230__A | 1072 | 2 | 2 | JEWETT_S5 | RAT_SNAKE_5 | FROM_TO | 74960.94 | 73493.35 | -807.595 | 0 | 2600.103 | 1036.25 | -0.26886 | 0.088301 | -0.26886 | 0.15802 | 1305.209 | 200.4451 | 0 | 1642.051 | 1184.741 | 2060.001 | 9682.914 | 1602.329 | 1178.965 | 3002.971 | 10000 | 1978.615 | 3818.583 | 2004.927 | 3819.462 | Non-Competitive | Non-Competitive | 0 | TRUE | FALSE | 1 | Non-Competitive | 0.922 | Non-Competitive | 1469.003 | 149.3997 | 1907.076 | 3878.151 | 1065 | 1
DTHSVEN5 230__A TO_FROM | DTHSVEN5 | 230__A | 1072 | 2 | 2 | JEWETT_S5 | RAT_SNAKE_5 | TO_FROM | 74960.94 | 78379.16 | -733.509 | 0 | 1036.25 | 3077.058 | -0.0883 | 0.26886 | -0.15802 | 0.26886 | 613.9199 | -179.871 | 0 | 892.726 | 1642.051 | 9682.914 | 2060.001 | 883.217 | 1651.617 | 10000 | 3002.971 | 3301.06 | 2006.754 | 3307.315 | 2004.927 | Competitive | Competitive | 1 | TRUE | FALSE | 1 | Non-Competitive | 0.922 | Competitive | 762.7415 | -400.911 | 3621.479 | 1967.754 | 1065 | 1
DTHSVEN5 50__A FROM_TO | DTHSVEN5 | 50__A | 1072 | 2 | 2 | BIGBRN__5 | JEWETT_N5 | FROM_TO | 74960.94 | 69733.47 | -1867.5 | 0 | 2131.244 | 2003.644 | -0.08684 | 0.20977 | -0.19124 | 0.20977 | 1660.276 | 455.4405 | 0 | 1834.229 | 1287.561 | 2228.172 | 1287.561 | 1834.229 | 1274.449 | 3215.136 | 1352.95 | 2301.712 | 1431.504 | 2301.712 | 1435.488 | Non-Competitive | Competitive | 0 | TRUE | TRUE | 1 | Competitive | 0.695 | Competitive | 2047.194 | 262.4595 | 2171.602 | 1395.11 | 1098 | 1
DTHSVEN5 50__A TO_FROM | DTHSVEN5 | 50__A | 1072 | 2 | 2 | BIGBRN__5 | JEWETT_N5 | TO_FROM | 74960.94 | 66536.02 | 0.95398 | 0 | 2003.644 | 2131.245 | -0.20977 | 0.086844 | -0.20977 | 0.19124 | 1718.206 | 998.8387 | 2929.84 | 1135.163 | 2174.456 | 1135.568 | 2249.537 | 1124.429 | 2174.456 | 1188.217 | 3215.136 | 1270.965 | 2510.995 | 1274.272 | 2510.995 | Non-Competitive | Non-Competitive | 0 | TRUE | FALSE | 1 | Non-Competitive | 0.695 | Non-Competitive | 1752.364 | 956.2916 | 1292.215 | 2495.61 | 1098 | 1
DTMEBLT8 610__B FROM_TO | DTMEBLT8 | 610__B | 332 | 6 | 6 | TEMP_SS__8 | TEMP_SE1_8 | FROM_TO | 74960.94 | 75131.44 | 73.8732 | 0 | 1174.754 | 1068.956 | -0.0126 | 0.014932 | -0.63506 | 0.11496 | 223.9657 | 123.6044 | 0 |  |  | 3979.628 | 2880.294 | 1065.744 | 1695.058 | 10000 | 2905.202 | 1541.062 | 1999.18 | 5719.222 | 2770.503 | Competitive | Competitive | 1 | FALSE | FALSE | 1 | Non-Competitive | 0.703 | Competitive | 331.2757 | 169.9303 | 2068.4 | 2362.701 | 332 | 1
DTMEBLT8 610__B TO_FROM | DTMEBLT8 | 610__B | 332 | 6 | 6 | TEMP_SS__8 | TEMP_SE1_8 | TO_FROM | 74960.94 | 78195.85 | -225.846 | 0 | 1141.006 | 1213.388 | -0.01493 | 0.012597 | -0.11496 | 0.63506 | -30.5858 | -92.6939 | 0 |  |  | 834.286 | 3979.628 | 830.366 | 1186.035 | 940.74 | 10000 | 799.191 | 1673.289 | 845.72 | 5719.222 | Competitive | Competitive | 1 | FALSE | FALSE | 1 | Non-Competitive | 0.703 | Competitive | 19.7304 | -131.046 | 773.763 | 2068.4 | 332 | 1
DTMPTHS5 2500__C FROM_TO | DTMPTHS5 | 2500__C | 36 | 2 | 2 | EDDY1_9 | TROY1_9 | FROM_TO | 74960.94 | 74869.99 | -74.7543 | 0 | 1634.222 | 1165.832 | -0.00519 | 0.007698 | -0.40684 | 0.43193 | 68.744 | -12.5789 | 0 |  |  | 1723.793 | 1269.756 | 1378.75 | 957.577 | 9414.94 | 1312.61 | 1403.49 | 1114.76 | 1609.943 | 1315.112 | Competitive | Non-Competitive | 0 | FALSE | TRUE | 1 | Non-Competitive | 0.773 | Non-Competitive | 67.2529 | -23.9501 | 1568.915 | 1322.626 | 36 | 1
DTMPTHS5 2500__C TO_FROM | DTMPTHS5 | 2500__C | 36 | 2 | 2 | EDDY1_9 | TROY1_9 | TO_FROM | 74960.94 | 74894.47 | -31.0746 | 0 | 1165.832 | 1604.774 | -0.0077 | 0.005189 | -0.43193 | 0.40684 | 54.0525 | 31.4246 | 2929.84 |  |  | 1120.603 | 1749.82 | 844.456 | 1631.593 | 1142.183 | 9414.94 | 986.648 | 1556.13 | 1162.916 | 1630.834 | Competitive | Non-Competitive | 0 | FALSE | TRUE | 1 | Non-Competitive | 0.773 | Non-Competitive | 54.4389 | 29.5618 | 1155.923 | 1655.846 | 36 | 1
DTMPTHS5 LCSES_AXFMR1H FROM_TO | DTMPTHS5 | LCSES_AXFMR1H | 550 | 2 | 2 | LAKE_CRK1_5 | LAKE_STR | FROM_TO | 74960.94 | 84158.55 | -414.4 | 0 | 1167.579 | 2409.584 | -0.06846 | 0.017806 | -0.06979 | 0.23694 | 20.0797 | -345.499 | 0 |  | 5355.733 | 1153.983 | 10000 | 859.803 | 1544.844 | 1171.067 | 10000 | 1053.817 | 1933.182 | 1186.376 | 7423.43 | Competitive | Competitive | 1 | TRUE | FALSE | 1 | Non-Competitive | 0.8125 | #N/A | #N/A | #N/A | #N/A | #N/A | #N/A | #N/A
DTMPTHS5 LCSES_AXFMR1H TO_FROM | DTMPTHS5 | LCSES_AXFMR1H | 550 | 2 | 2 | LAKE_CRK1_5 | LAKE_STR | TO_FROM | 74960.94 | 74910.96 | -67.2241 | 0 | 2409.584 | 1167.579 | -0.01781 | 0.06846 | -0.23694 | 0.069788 | 546.3237 | 188.7143 | 0 | 5355.733 |  | 10000 | 1309.916 | 1283.114 | 973.007 | 10000 | 1348.277 | 1701.792 | 1190.855 | 7423.43 | 1342.359 | Competitive | Competitive | 1 | TRUE | FALSE | 1 | Non-Competitive | 0.8125 | #N/A | #N/A | #N/A | #N/A | #N/A | #N/A | #N/A
DTRCELK5 1820__B FROM_TO | DTRCELK5 | 1820__B | 326 | 2 | 2 | TROUPSS_8 | WALNUT_POI | FROM_TO | 74960.94 | 74861.74 | 6.1763 | 0 | 2141.077 | 1810.6 | -0.00816 | 0.15371 | -0.27951 | 0.54418 | 346.9035 | 35.3977 | 0 | 6442.668 |  | 7503.647 | 2790.126 | 3665.287 | 1913.326 | 7990.526 | 3081.658 | 7234.634 | 2606.475 | 7358.646 | 3137.29 | Competitive | Non-Competitive | 0 | TRUE | FALSE | 1 | Non-Competitive | 0.703 | Non-Competitive | 350.0114 | 32.1248 | 7417.592 | 3008.981 | 220 | 1
DTRCELK5 1820__B TO_FROM | DTRCELK5 | 1820__B | 326 | 2 | 2 | TROUPSS_8 | WALNUT_POI | TO_FROM | 74960.94 | 75520.31 | -156.68 | 0 | 1689.763 | 2312.284 | -0.15371 | 0.008162 | -0.54418 | 0.27951 | 20.4875 | -71.5215 | 5.14 |  | 6442.668 | 2804.815 | 7503.647 | 1695.977 | 3810.097 | 3081.658 | 7990.526 | 2520.409 | 7242.339 | 3146.291 | 7358.646 | Competitive | Competitive | 1 | TRUE | FALSE | 1 | Non-Competitive | 0.703 | Competitive | 35.0846 | -82.8815 | 2668.842 | 7417.592 | 220 | 1
DTRCTYG5 1760__A FROM_TO | DTRCTYG5 | 1760__A | 214 | 2 | 2 | SHAMBRGR_8 | TYLERNW_8 | FROM_TO | 74960.94 | 75078.39 | 23.4995 | 0 | 2451.995 | 1758.006 | -0.00977 | 0.031107 | -0.4438 | 0.19479 | 161.8722 | 38.2359 | 0 | 6428.541 |  | 6358.191 | 8896.414 | 3608.437 | 8358.013 | 6428.541 | 10000 | 6604.228 | 9478.635 | 6875.502 | 9498.816 | Competitive | Competitive | 1 | TRUE | FALSE | 1 | Non-Competitive | 0.6955 | Competitive | 176.4555 | 40.4164 | 6843.813 | 10000 | 220 | 1
DTRCTYG5 1760__A TO_FROM | DTRCTYG5 | 1760__A | 214 | 2 | 2 | SHAMBRGR_8 | TYLERNW_8 | TO_FROM | 74960.94 | 76185.6 | -75.5196 | 0 | 1758.006 | 1950.717 | -0.03111 | 0.009771 | -0.19479 | 0.4438 | -33.9305 | -63.3129 | 7134.64 |  | 6428.541 | 8896.414 | 6358.191 | 8358.013 | 4035.348 | 10000 | 6428.541 | 9478.635 | 6649.14 | 9498.816 | 6875.502 | Competitive | Competitive | 1 | TRUE | FALSE | 1 | Non-Competitive | 0.6955 | Competitive | -31.606 | -68.3652 | 10000 | 6843.813 | 220 | 1
DTRCTYG5 990__A FROM_TO | DTRCTYG5 | 990__A | 478 | 2 | 2 | ELKTON_8 | TYLRBUL_8 | FROM_TO | 74960.94 | 75601.21 | -133.214 | 0 | 1694.833 | 2261.393 | -0.12664 | 0.013395 | -0.57815 | 0.27518 | 106.8858 | -51.236 | 0 |  | 6259.142 | 3298.724 | 6259.142 | 1873.859 | 5614.688 | 3298.724 | 6259.142 | 3247.751 | 6566.367 | 3908.979 | 6579.848 | Competitive | Competitive | 1 | TRUE | FALSE | 1 | Non-Competitive | 0.9765 | Competitive | 113.8726 | -65.7722 | 3300.872 | 6578.842 | 478 | 1
DTRCTYG5 990__A TO_FROM | DTRCTYG5 | 990__A | 478 | 2 | 2 | ELKTON_8 | TYLRBUL_8 | TO_FROM | 74960.94 | 74852.41 | -77.3402 | 0 | 2235.729 | 1759.402 | -0.0134 | 0.12664 | -0.27518 | 0.57815 | 502.1153 | -47.5696 | 0 | 6259.142 |  | 6259.142 | 3298.724 | 5580.434 | 2106.136 | 6259.142 | 3298.724 | 6566.165 | 3344.436 | 6579.848 | 3908.979 | Competitive | Non-Competitive | 0 | TRUE | FALSE | 1 | Non-Competitive | 0.9765 | Competitive | 467.3335 | -47.4653 | 6578.842 | 3744.008 | 478 | 0
DTRCTYG5 TYGND_AXFMR1H FROM_TO | DTRCTYG5 | TYGND_AXFMR1H | 750 | 2 | 2 | TYLERGND_5 | TYLERGND_8 | FROM_TO | 74960.94 | 75176.7 | 128.6187 | 0 | 2096.568 | 2014.324 | -0.01521 | 0.14208 | -0.29945 | 0.4161 | 685.2474 | 134.4227 | 0 | 6285.306 |  | 6285.306 | 3622.514 | 3481.534 | 3338.084 | 6372.596 | 5224.37 | 6615.194 | 3997.312 | 6747.987 | 4126.066 | Competitive | Competitive | 1 | TRUE | FALSE | 1 | Non-Competitive | 0.719 | #N/A | #N/A | #N/A | #N/A | #N/A | #N/A | #N/A
DTRCTYG5 TYGND_AXFMR1H TO_FROM | DTRCTYG5 | TYGND_AXFMR1H | 750 | 2 | 2 | TYLERGND_5 | TYLERGND_8 | TO_FROM | 74960.94 | 76982.13 | -335.645 | 0 | 2014.324 | 2096.568 | -0.14208 | 0.015214 | -0.4161 | 0.29945 | -105.956 | -246.241 | 7014.64 |  | 6285.306 | 3622.514 | 6285.306 | 3339.091 | 3691.173 | 5224.37 | 6372.596 | 3996.967 | 6625.46 | 4126.066 | 6747.987 | Competitive | Competitive | 1 | TRUE | FALSE | 1 | Non-Competitive | 0.719 | #N/A | #N/A | #N/A | #N/A | #N/A | #N/A | #N/A
DTRSENT5 1230__I FROM_TO | DTRSENT5 | 1230__I | 84 | 2 | 2 | TMPLINLA_8 | BEREA_8 | FROM_TO | 74960.94 | 75044.94 | 0 | 0 | 788.325 | 0 | 0 | 0 | -1 | 0 | 0 | 0 | 0 | [10 empty] | 0 | 0 | Competitive | Competitive | 1 | FALSE | TRUE | 1 | Non-Competitive | 0.992 | Competitive | 0 | 0 | 0 | 0 | 86 | 1
DTRSENT5 1230__I TO_FROM | DTRSENT5 | 1230__I | 84 | 2 | 2 | TMPLINLA_8 | BEREA_8 | TO_FROM | 74960.94 | 94328.7 | 0 | 0 | 0 | 788.325 | 0 | 0 | 0 | 1 | 0 | 0 | 0 | [10 empty] | 0 | 0 | Competitive | Competitive | 1 | FALSE | TRUE | 1 | Non-Competitive | 0.992 | Competitive | 0 | 0 | 0 | 0 | 86 | 1
DTRSRCH5 60__A FROM_TO | DTRSRCH5 | 60__A | 1072 | 2 | 2 | VENUS_N5 | NAVARRO | FROM_TO | 74960.94 | 81400.61 | -1493.14 | 0 | 1571.465 | 2044.233 | -0.09686 | 0.10387 | -0.12167 | 0.11948 | 548.2341 | -256.426 | 0 | 1457.175 | 1457.23 | 1506.516 | 2023.132 | 1451.147 | 1444.629 | 2014.053 | 2227.684 | 1626.304 | 1787.455 | 1626.805 | 1792.886 | Competitive | Competitive | 1 | TRUE | TRUE | 1 | Competitive | 0.719 | Non-Competitive | 1722.118 | 989.0778 | 2843.352 | 2011.679 | 1065 | 0
DTRSRCH5 60__A TO_FROM | DTRSRCH5 | 60__A | 1072 | 2 | 2 | VENUS_N5 | NAVARRO | TO_FROM | 74960.94 | 66376.03 | 59.9874 | 0 | 2046.427 | 1631.371 | -0.10387 | 0.09686 | -0.11948 | 0.12167 | 1660.409 | 798.4896 | 2929.84 | 1303.244 | 1816.261 | 1861.114 | 1725.967 | 1292.441 | 1807.506 | 2227.684 | 2091.032 | 1638.458 | 1878.43 | 1643.284 | 1879.062 | Competitive | Competitive | 0 | TRUE | TRUE | 1 | Competitive | 0.719 | Competitive | 734.9645 | -753.019 | 1636.454 | 2918.635 | 1065 | 1
DTRSTRC5 1080__B FROM_TO | DTRSTRC5 | 1080__B | 251 | 2 | 2 | FOREGROV_8 | MABANKTAP | FROM_TO | 74960.94 | 75093.82 | -0.21738 | 0 | 2713.856 | 1226.355 | -0.05425 | 0.027362 | -0.5803 | 0.28762 | 173.2037 | 38.2977 | 0 | 5211.192 | 5082.911 | 3809.362 | 5082.911 | 2296.949 | 2764.785 | 3904.47 | 5082.911 | 3289.31 | 4659.498 | 3452.512 | 5002.874 | Competitive | Competitive | 1 | TRUE | FALSE | 1 | Non-Competitive | 0.711 | Non-Competitive | 273.9938 | 122.9534 | 3736.426 | 5010.176 | 257 | 0
DTRSTRC5 1080__B TO_FROM | DTRSTRC5 | 1080__B | 251 | 2 | 2 | FOREGROV_8 | MABANKTAP | TO_FROM | 74960.94 | 75780.02 | -107.974 | 0 | 1215.026 | 2713.856 | -0.02736 | 0.054246 | -0.28762 | 0.5803 | 12.5203 | -58.3411 | 5.14 | 5082.911 | 5211.192 | 5082.911 | 3809.362 | 2424.831 | 2373.2 | 5082.911 | 3904.47 | 4646.227 | 3298.996 | 5002.874 | 3452.512 | Competitive | Competitive | 1 | TRUE | FALSE | 1 | Non-Competitive | 0.711 | Competitive | 3.5669 | -132.881 | 5010.176 | 3736.426 | 257 | 1
DTRSTRC5 TRSES_AXFMR6L FROM_TO | DTRSTRC5 | TRSES_AXFMR6L | 508 | 2 | 2 | STRYKER_5 | STRYKSTR | FROM_TO | 74960.94 | 76487.63 | -235.447 | 0 | 8024.632 | 2104.522 | -0.03978 | 0.49144 | -0.15942 | 0.49144 | 251.6265 | -120.709 | 7014.64 | 8112.928 | 5056.679 | 8112.928 | 7118.906 | 7394.632 | 1721.786 | 8112.928 | 5056.679 | 8413.221 | 4587.408 | 8419.75 | 7260.504 | Competitive | Competitive | 1 | TRUE | FALSE | 1 | Non-Competitive | 0.703 | #N/A | #N/A | #N/A | #N/A | #N/A | #N/A | #N/A
DTRSTRC5 TRSES_AXFMR6L TO_FROM | DTRSTRC5 | TRSES_AXFMR6L | 508 | 2 | 2 | STRYKER_5 | STRYKSTR | TO_FROM | 74960.94 | 75397.04 | 108.8196 | 0 | 2060.672 | 8024.634 | -0.49144 | 0.039777 | -0.49144 | 0.15942 | 293.2357 | 113.6841 | 0 | 5056.679 | 8112.928 | 7118.906 | 8112.928 | 1498.053 | 7396.601 | 5056.679 | 8112.928 | 4391.958 | 8413.223 | 7260.504 | 8419.75 | Competitive | Competitive | 1 | TRUE | FALSE | 1 | Non-Competitive | 0.703 | #N/A | #N/A | #N/A | #N/A | #N/A | #N/A | #N/A
DTUTAUS8 E1_M1_1 FROM_TO | DTUTAUS8 | E1_M1_1 | 213 | 2 | 2 | FIVE_PTS | WSTSIDE | FROM_TO | 74960.94 | 75257.92 | 49.6349 | 0 | 1212.565 | 815.992 | -0.05018 | 0.10179 | -0.30911 | 0.44483 | 120.9737 | -0.64095 | 0 | 10000 | 10000 | 10000 | 10000 | 8511.763 | 5919.975 | 10000 | 10000 | 9976.644 | 9236.264 | 10000 | 10000 | Competitive | Competitive | 1 | TRUE | FALSE | 1 | Non-Competitive | 0.742 | Competitive | 116.4879 | -0.57061 | 10000 | 10000 | 214 | 1
DTUTAUS8 E1_M1_1 TO_FROM | DTUTAUS8 | E1_M1_1 | 213 | 2 | 2 | FIVE_PTS | WSTSIDE | TO_FROM | 74960.94 | 75171.23 | -209.328 | 0 | 845.687 | 1471.649 | -0.10179 | 0.050183 | -0.44483 | 0.30911 | 119.4011 | -22.0338 | 0 | 10000 | 10000 | 10000 | 10000 | 4531.382 | 8530.328 | 10000 | 10000 | 8829.844 | 9976.664 | 10000 | 10000 | Competitive | Competitive | 1 | TRUE | FALSE | 1 | Non-Competitive | 0.742 | Competitive | 120.062 | -22.4056 | 10000 | 10000 | 214 | 1
DTWISAP8 MERT_TANK1_1 FROM_TO | DTWISAP8 | MERT_TANK1_1 | 38 | 3 | 3 | TNKRSLY2 | MERTZON2 | FROM_TO | 74960.94 | 74961.33 | -29.6074 | 0 | 1332.501 | 954.909 | -0.0213 | 0.005103 | -0.60633 | 0.26191 | 37.7612 | 10.2823 | 0 |  | 10000 | 5098.03 | 10000 | 1103.291 | 1790.505 | 10000 | 10000 | 1118.644 | 2920.344 | 5376.834 | 10000 | Competitive | Competitive | 1 | TRUE | FALSE | 1 | Non-Competitive | 0.8515 | Non-Competitive | 41.2389 | 8.6581 | 4140.728 | 5136.541 | 38 | 0
DTWISAP8 MERT_TANK1_1 TO_FROM | DTWISAP8 | MERT_TANK1_1 | 38 | 3 | 3 | TNKRSLY2 | MERTZON2 | TO_FROM | 74960.94 | 74966.95 | -32.2762 | 0 | 983.818 | 1422.427 | -0.00109 | 0.041949 | -0.26191 | 0.60633 | 34.0162 | 27.9971 | 2486.34 | 3314.928 |  | 3314.928 | 1824.989 | 1626.202 | 1350.885 | 3314.928 | 1711.408 | 2918.441 | 1580.38 | 3284.024 | 1811.853 | Competitive | Competitive | 1 | TRUE | FALSE | 1 | Non-Competitive | 0.8515 | Non-Competitive | 50.158 | 26.7588 | 2855.714 | 1815.906 | 38 | 0
DTYGFOR5 980__A FROM_TO | DTYGFOR5 | 980__A | 186 | 2 | 2 | ELKTON_8 | TYLERSWE_8 | FROM_TO | 74960.94 | 74872.59 | -0.2064 | 0 | 2160.395 | 1762.81 | -0.01822 | 0.046573 | -0.84317 | 0.089504 | 256.7455 | 60.2535 | 2929.84 | 6299.403 |  | 6299.403 | 3296.774 | 3631.236 | 2389.05 | 6299.403 | 4650.041 | 6462.969 | 3334.862 | 6612.38 | 3578.578 | Competitive | Non-Competitive | 0 | TRUE | FALSE | 1 | Non-Competitive | 0.727 | Non-Competitive | 256.8109 | 58.2821 | 6617.749 | 3660.765 | 191 | 1
DTYGFOR5 980__A TO_FROM | DTYGFOR5 | 980__A | 186 | 2 | 2 | ELKTON_8 | TYLERSWE_8 | TO_FROM | 74960.94 | 76651.64 | -118.556 | 0 | 1829.149 | 2118.74 | -0.04657 | 0.018219 | -0.0895 | 0.84317 | 35.7873 | -49.624 | 5.14 |  | 6299.403 | 3296.774 | 6299.403 | 2193.48 | 3774.808 | 4650.041 | 6299.403 | 3303.568 | 6473.322 | 3578.578 | 6612.38 | Competitive | Competitive | 1 | TRUE | FALSE | 1 | Non-Competitive | 0.727 | Competitive | 55.6906 | -68.2336 | 2848.425 | 6617.749 | 191 | 1
DVENLIG5 1310__D FROM_TO | DVENLIG5 | 1310__D | 326 | 6 | 6 | MAYFLDN_T8 | CHILSW_N8 | FROM_TO | 74960.94 | 79103.52 | -329.571 | 0 | 855.02 | 1428.078 | -0.05653 | 0.012982 | -0.10833 | 0.55622 | -106.491 | -247.538 | 0 |  | 7216.631 | 1610.123 | 7216.631 | 1109.314 | 1040.375 | 2189.323 | 10000 | 1306.346 | 4630.509 | 1505.702 | 8609.473 | Competitive | Competitive | 1 | TRUE | FALSE | 1 | Non-Competitive | 0.789 | Competitive | -83.7354 | -263.497 | 1486.361 | 8872.872 | 247 | 1
DVENLIG5 1310__D TO_FROM | DVENLIG5 | 1310__D | 326 | 6 | 6 | MAYFLDN_T8 | CHILSW_N8 | TO_FROM | 74960.94 | 74962.01 | 141.7486 | 0 | 1346.965 | 855.02 | -0.01298 | 0.056525 | -0.55622 | 0.10833 | 324.4622 | 178.2559 | 0 | 7216.631 |  | 7216.631 | 1656.81 | 948.438 | 1401.347 | 10000 | 2339.191 | 4469.538 | 1450.38 | 8609.473 | 1544.756 | Competitive | Competitive | 1 | TRUE | FALSE | 1 | Non-Competitive | 0.789 | Non-Competitive | 345.8555 | 252.9224 | 8872.872 | 1707.807 | 247 | 0
DVENLIG5 1320__K FROM_TO | DVENLIG5 | 1320__K | 274 | 6 | 6 | DAVIS_T8 | EULTRIN1_8 | FROM_TO | 74960.94 | 74758.82 | 82.507 | 0 | 999.684 | 2178.008 | -0.01375 | 0.085778 | -0.35504 | 0.52568 | 345.7608 | 105.314 | 0 | 10000 |  | 10000 | 2839.316 | 1375.775 | 2780.964 | 10000 | 2906.547 | 7991.209 | 2784.928 | 10000 | 2794.283 | Non-Competitive | Non-Competitive | 0 | TRUE | FALSE | 1 | Non-Competitive | 0.703 | Non-Competitive | 382.193 | 119.2418 | 10000 | 2832.8 | 273 | 1
DVENLIG5 1320__K TO_FROM | DVENLIG5 | 1320__K | 274 | 6 | 6 | DAVIS_T8 | EULTRIN1_8 | TO_FROM | 74960.94 | 75450.57 | -342.312 | 0 | 2504.267 | 940.063 | -0.08578 | 0.013747 | -0.52568 | 0.35504 | 11.4875 | -110.648 | 0 |  | 10000 | 2839.316 | 10000 | 2778.728 | 1711.772 | 2906.547 | 10000 | 2784.648 | 8232.748 | 2794.283 | 10000 | Competitive | Competitive | 1 | TRUE | FALSE | 1 | Non-Competitive | 0.703 | Competitive | 41.6455 | -135.718 | 2496.274 | 10000 | 273 | 1
DWAP_JN5 BI_SMR98_A FROM_TO | DWAP_JN5 | BI_SMR98_A | 1137 | 2 | 2 | SMTHRS__345A | BELAIR__345A | FROM_TO | 74960.94 | 73230.14 | 390.3749 | 0 | 2642.437 | 1929.246 | -0.08403 | 0.10833 | -0.21423 | 0.10833 | 1499.365 | 645.9637 | 0 | 1285.02 | 3203.618 | 2383.954 | 3241.149 | 884.607 | 2948.132 | 4231.406 | 4382.811 | 1806.796 | 3601.985 | 1986.848 | 3679.945 | Non-Competitive | Non-Competitive | 0 | TRUE | FALSE | 1 | Non-Competitive | 0.711 | Non-Competitive | 1708.641 | 786.0894 | 1554.787 | 5544.192 | 1116 | 1
DWAP_JN5 BI_SMR98_A TO_FROM | DWAP_JN5 | BI_SMR98_A | 1137 | 2 | 2 | SMTHRS__345A | BELAIR__345A | TO_FROM | 74960.94 | 86427.88 | -1582.57 | 0 | 1912.579 | 2642.439 | -0.10833 | 0.084027 | -0.10833 | 0.21422 | 116.4389 | -674.43 | 1056.44 | 2347.188 | 1431.29 | 2295.635 | 2679.593 | 2198.633 | 1018.821 | 2758.04 | 4231.406 | 2428.702 | 1999.001 | 2467.103 | 2160.273 | Competitive | Competitive | 1 | TRUE | FALSE | 1 | Non-Competitive | 0.711 | Competitive | -254.489 | -1074.53 | 5544.192 | 1806.777 | 1116 | 1
DWAP_OB5 GT_MID90_A FROM_TO | DWAP_OB5 | GT_MID90_A | 526 | 2 | 2 | GARROT__138B | MIDTWN__138B | FROM_TO | 74960.94 | 73791.54 | -300.674 | 0 | 1144.035 | 2131.967 | -0.20756 | 0.24727 | -0.51566 | 0.43309 | 1031.065 | 205.0441 | 0 | 1518.366 | 2574.846 | 2686.303 | 2811.685 | 1218.586 | 1767.302 | 10000 | 4159.409 | 1738.668 | 2729.004 | 1875.904 | 2835.97 | Non-Competitive | Non-Competitive | 0 | TRUE | FALSE | 1 | Non-Competitive | 0.711 | Non-Competitive | 378.4405 | -22.7916 | 5898.472 | 2720.007 | 229 | 1
DWAP_OB5 GT_MID90_A TO_FROM | DWAP_OB5 | GT_MID90_A | 526 | 2 | 2 | GARROT__138B | MIDTWN__138B | TO_FROM | 74960.94 | 74193.31 | -1074.5 | 0 | 2118.261 | 1153.112 | -0.24727 | 0.20756 | -0.43309 | 0.51566 | 835.6527 | -443.41 | 0 | 2574.846 | 2079.64 | 2811.685 | 4653.874 | 1703.596 | 1586.371 | 4159.409 | 10000 | 2724.287 | 2466.075 | 2835.97 | 2711.098 | Competitive | Non-Competitive | 0 | TRUE | FALSE | 1 | Non-Competitive | 0.711 | Non-Competitive | 373.2511 | -189.446 | 2720.007 | 5898.472 | 229 | 1
DWCSPKR5 FTW_W_DE_1 FROM_TO | DWCSPKR5 | FTW_W_DE_1 | 218 | 2 | 2 | FTWORTH138 | W_DENT_8 | FROM_TO | 74960.94 | 77215.98 | -259.65 | 0 | 2637.147 | 1167.361 | -0.0135 | 0.11458 | -0.13816 | 0.67804 | -93.9884 | -141.027 | 7014.64 | 6777.028 |  | 10000 | 1916.704 | 2458.775 | 840.314 | 10000 | 1550.148 | 8016.03 | 1027.007 | 8738.688 | 1600.569 | Competitive | Competitive | 1 | TRUE | FALSE | 1 | Non-Competitive | 0.7735 | Competitive | -33.9724 | -199.283 | 6511.512 | 1928.392 | 350 | 1
DWCSPKR5 FTW_W_DE_1 TO_FROM | DWCSPKR5 | FTW_W_DE_1 | 218 | 2 | 2 | FTWORTH138 | W_DENT_8 | TO_FROM | 74960.94 | 74891.82 | 126.21 | 0 | 1090.713 | 2637.147 | -0.11458 | 0.013496 | -0.67804 | 0.13816 | 264.8657 | 116.4297 | 0 |  | 10000 | 924.446 | 10000 | 620.266 | 2514.937 | 766.505 | 10000 | 665.589 | 9095.037 | 839.802 | 10000 | Non-Competitive | Non-Competitive | 0 | TRUE | FALSE | 1 | Non-Competitive | 0.7735 | Non-Competitive | 405.3975 | 66.2251 | 868.743 | 10000 | 350 | 1
DWTRDES5 3415__D FROM_TO | DWTRDES5 | 3415__D | 186 | 2 | 2 | AMELIA1_8 | UTSWMC1_8 | FROM_TO | 74960.94 | 74975.54 | 29.2627 | 0 | 2055.541 | 1093.344 | -0.02527 | 0.010602 | -0.54184 | 0.39895 | 177.2248 | 89.4217 | 0 |  | 10000 | 4188.615 | 10000 | 1321.764 | 2423.301 | 4156.427 | 10000 | 2247.985 | 6917.107 | 4676.533 | 10000 | Competitive | Competitive | 1 | TRUE | FALSE | 1 | Non-Competitive | 0.75 | Non-Competitive | 199.9364 | 101.2307 | 4056.148 | 10000 | 185 | 0
DWTRDES5 3415__D TO_FROM | DWTRDES5 | 3415__D | 186 | 2 | 2 | AMELIA1_8 | UTSWMC1_8 | TO_FROM | 74960.94 | 75477.36 | -145.127 | 0 | 1199.78 | 2206.678 | -0.0106 | 0.025274 | -0.39895 | 0.54184 | -21.0912 | -54.5963 | 5.14 | 10000 |  | 10000 | 4188.615 | 1730.639 | 1412.928 | 10000 | 4156.427 | 6427.577 | 2340.364 | 10000 | 4676.533 | Competitive | Competitive | 1 | TRUE | FALSE | 1 | Non-Competitive | 0.75 | Competitive | -22.2389 | -92.0328 | 10000 | 4056.148 | 185 | 1
DWTRDES5 WLVEE_MR1H FROM_TO | DWTRDES5 | WLVEE_MR1H | 682 | 2 | 2 | WLEVEE1_5 | WLEVESTR | FROM_TO | 74960.94 | 91113.7 | -771.748 | 0 | 1809.815 | 3444.919 | -0.0149 | 0.11124 | -0.07354 | 0.52883 | -357.852 | -332.413 | 2742.64 | 4629.947 |  | 5544.023 | 1085.397 | 2615.883 | 1066.685 | 10000 | 1119.211 | 5557.384 | 1155.928 | 6743.617 | 1164.759 | Competitive | Competitive | 1 | TRUE | FALSE | 1 | Non-Competitive | 0.727 | Non-Competitive | 732.2501 | 346.2142 | 1066.188 | 5300.128 | 682 | 0
DWTRDES5 WLVEE_MR1H TO_FROM | DWTRDES5 | WLVEE_MR1H | 682 | 2 | 2 | WLEVEE1_5 | WLEVESTR | TO_FROM | 74960.94 | 74767.31 | 452.8932 | 0 | 3882.72 | 2141.508 | -0.11124 | 0.0149 | -0.52883 | 0.073544 | 784.3948 | 422.9925 | 0 |  | 4629.947 | 914.475 | 5544.023 | 895.955 | 2619.024 | 994.502 | 10000 | 999.051 | 5558.791 | 1008.928 | 6743.617 | Non-Competitive | Non-Competitive | 0 | TRUE | FALSE | 1 | Non-Competitive | 0.727 | Competitive | -301.27 | -299.707 | 5300.128 | 1167.98 | 682 | 0
DWTRLEG5 226__A FROM_TO | DWTRLEG5 | 226__A | 1710 | 4 | 4 | JEWETT_S5 | LIMEST__345A | FROM_TO | 74960.94 | 80748.33 | -1087.39 | 0 | 2425.689 | 1495.272 | -0.25352 | 0.088889 | -0.25352 | 0.45267 | 256.4203 | -419.16 | 0 | 3810.441 | 4669.173 | 5422.351 | 4977.909 | 2011.82 | 3566.116 | 10000 | 5432.249 | 4974.514 | 5977.519 | 6010.847 | 6044.531 | Competitive | Competitive | 1 | TRUE | FALSE | 1 | Non-Competitive | 0.703 | Competitive | 1172.213 | -275.452 | 1481.903 | 4340.331 | 1621 | 1
DWTRLEG5 226__A TO_FROM | DWTRLEG5 | 226__A | 1710 | 4 | 4 | JEWETT_S5 | LIMEST__345A | TO_FROM | 74960.94 | 76803.02 | 282.4654 | 0 | 1495.273 | 2425.688 | -0.08889 | 0.25352 | -0.45267 | 0.25352 | 854.413 | -16.3221 | 0 | 4669.173 | 3810.441 | 4977.909 | 5422.351 | 3462.193 | 2049.46 | 5432.249 | 10000 | 5972.161 | 4981.744 | 6044.531 | 6010.847 | Competitive | Competitive | 1 | TRUE | FALSE | 1 | Non-Competitive | 0.703 | Non-Competitive | 1942.67 | 1189.727 | 4255.953 | 1800.352 | 1621 | 0
DWTRLEG5 230__A FROM_TO | DWTRLEG5 | 230__A | 1072 | 4 | 4 | JEWETT_S5 | RAT_SNAKE_5 | FROM_TO | 74960.94 | 74272.62 | -512.232 | 0 | 2154.597 | 831.579 | -0.20746 | 0.097002 | -0.20746 | 0.17079 | 1183.576 | 289.0364 | 0 | 2013.282 | 1492.123 | 2250.272 | 9670.603 | 1925.923 | 1082.656 | 2531.738 | 10000 | 2274.646 | 4667.345 | 2319.276 | 5247.407 | Competitive | Non-Competitive | 0 | TRUE | FALSE | 1 | Non-Competitive | 0.68 | Non-Competitive | 1462.359 | 140.8204 | 2503.96 | 3496.112 | 1065 | 1
DWTRLEG5 230__A TO_FROM | DWTRLEG5 | 230__A | 1072 | 4 | 4 | JEWETT_S5 | RAT_SNAKE_5 | TO_FROM | 74960.94 | 78663.86 | -699.924 | 0 | 831.578 | 2187.476 | -0.097 | 0.20747 | -0.17079 | 0.20747 | 588.6218 | -240.229 | 0 | 967.682 | 2185.638 | 9670.603 | 2456.866 | 795.23 | 2077.381 | 10000 | 2531.738 | 3648.732 | 2408.402 | 4054.897 | 2459.85 | Competitive | Competitive | 1 | TRUE | FALSE | 1 | Non-Competitive | 0.68 | Competitive | 952.2547 | -223.869 | 2412.498 | 2536.84 | 1065 | 1
DWTRLEG5 50__A FROM_TO | DWTRLEG5 | 50__A | 1072 | 4 | 4 | BIGBRN__5 | JEWETT_N5 | FROM_TO | 74960.94 | 70385.73 | -1610.77 | 0 | 2239.736 | 1990.527 | -0.08425 | 0.20318 | -0.19176 | 0.20318 | 1582.189 | 432.6652 | 0 | 1849.538 | 1353.945 | 2315.258 | 1365.339 | 1842.585 | 1353.878 | 4854.563 | 1849.423 | 2403.673 | 1551.644 | 2404.308 | 1551.645 | Competitive | Competitive | 0 | TRUE | TRUE | 1 | Competitive | 0.7035 | Competitive | 2641.978 | 328.2859 | 2028.794 | 1659.702 | 1098 | 1
DWTRLEG5 50__A TO_FROM | DWTRLEG5 | 50__A | 1072 | 4 | 4 | BIGBRN__5 | JEWETT_N5 | TO_FROM | 74960.94 | 68721.13 | -83.7783 | 0 | 2117.769 | 2188.207 | -0.20318 | 0.08425 | -0.20318 | 0.19176 | 1577.388 | 906.8924 | 2929.84 | 1195.656 | 2218.789 | 1204.867 | 2337.56 | 1195.26 | 2209.336 | 1626.688 | 4854.563 | 1383.507 | 2649.674 | 1383.608 | 2650.418 | Non-Competitive | Non-Competitive | 0 | TRUE | FALSE | 1 | Non-Competitive | 0.7035 | Non-Competitive | 2420.87 | 1410.684 | 1553.729 | 2379.312 | 1098 | 1
DWTRTRC5 1750__B FROM_TO | DWTRTRC5 | 1750__B | 214 | 2 | 2 | SGVL1_8 | KLEBRG1T_8 | FROM_TO | 74960.94 | 74846.92 | -245.642 | 0 | 2546.35 | 975.857 | -0.01894 | 0.04645 | -0.69453 | 0.18448 | 276.4213 | 83.4424 | 0 | 3306.161 |  | 3306.161 | 2712.729 | 3204.642 | 933.074 | 3336.609 | 5711.372 | 3333.444 | 1922.019 | 3376.248 | 3207.537 | Non-Competitive | Non-Competitive | 0 | TRUE | FALSE | 1 | Non-Competitive | 0.703 | Non-Competitive | 305.5342 | 1.1971 | 3133.457 | 3070.227 | 213 | 1
DWTRTRC5 1750__B TO_FROM | DWTRTRC5 | 1750__B | 214 | 2 | 2 | SGVL1_8 | KLEBRG1T_8 | TO_FROM | 74960.94 | 74781.06 | -71.5283 | 0 | 981.918 | 2225.786 | -0.04645 | 0.018937 | -0.18448 | 0.69453 | 247.1843 | -41.4085 | 0 |  | 3306.161 | 2712.729 | 3306.161 | 731.238 | 3205.048 | 5711.372 | 3336.609 | 1554.248 | 3333.417 | 3207.537 | 3376.248 | Non-Competitive | Non-Competitive | 0 | TRUE | FALSE | 1 | Non-Competitive | 0.703 | Non-Competitive | 282.2425 | -28.4572 | 3070.227 | 3370.77 | 213 | 1
DWTRTRC5 220__B FROM_TO | DWTRTRC5 | 220__B | 1072 | 2 | 2 | TRICRN1_5 | SGVLSW1_5 | FROM_TO | 74960.94 | 69395.14 | 189.3281 | 0 | 2173.245 | 1376.697 | -0.17649 | 0.15293 | -0.26455 | 0.61121 | 2331.362 | 754.7194 | 0 | 1392.842 | 2248.957 | 4773.151 | 3195.405 | 1366.899 | 2088.177 | 4773.151 | 3195.405 | 2451.427 | 3168.303 | 2464.707 | 3217.332 | Competitive | Non-Competitive | 0 | TRUE | FALSE | 1 | Non-Competitive | 0.6955 | Non-Competitive | 2352.602 | 680.1864 | 2460.399 | 3145.492 | 1065 | 1
DWTRTRC5 220__B TO_FROM | DWTRTRC5 | 220__B | 1072 | 2 | 2 | TRICRN1_5 | SGVLSW1_5 | TO_FROM | 74960.94 | 76276.5 | -2060.03 | 0 | 1434.933 | 2337.483 | -0.15293 | 0.17649 | -0.61121 | 0.26455 | 282.388 | -567.535 | 5.14 | 2197.6 | 1524.607 | 3195.405 | 4773.151 | 1901.907 | 1495.256 | 3195.405 | 4773.151 | 3113.676 | 2565.04 | 3203.483 | 2579.028 | Competitive | Competitive | 1 | TRUE | FALSE | 1 | Non-Competitive | 0.6955 | Competitive | 520.5773 | -886.987 | 2792.429 | 2534.161 | 1065 | 1
DWTRTRC5 TRSES_AXFMR6H FROM_TO | DWTRTRC5 | TRSES_AXFMR6H | 1072 | 2 | 2 | STRYKER_5 | TRINDAD1_5 | FROM_TO | 74960.94 | 75329.53 | 125.1932 | 0 | 1962.096 | 2473.271 | -0.30365 | 0.15826 | -0.37294 | 0.16566 | 892.2595 | 281.3665 | 1704.64 | 5540.147 | 4617.127 | 5014.54 | 6153.424 | 1130.035 | 4274.319 | 10000 | 6153.424 | 2165.381 | 5825.396 | 5850.364 | 5849.452 | Competitive | Competitive | 1 | TRUE | FALSE | 1 | Non-Competitive | 0.6955 | #N/A | #N/A | #N/A | #N/A | #N/A | #N/A | #N/A
DWTRTRC5 TRSES_AXFMR6H TO_FROM | DWTRTRC5 | TRSES_AXFMR6H | 1072 | 2 | 2 | STRYKER_5 | TRINDAD1_5 | TO_FROM | 74960.94 | 76655.16 | -902.993 | 0 | 2384.657 | 2000.818 | -0.15826 | 0.30365 | -0.16566 | 0.37294 | 790.6989 | -211.902 | 1230.34 | 4617.127 | 5540.147 | 6153.424 | 5014.54 | 4220.566 | 1262.172 | 6153.424 | 10000 | 5823.071 | 2319.541 | 5849.452 | 5850.364 | Competitive | Competitive | 1 | TRUE | FALSE | 1 | Non-Competitive | 0.6955 | #N/A | #N/A | #N/A | #N/A | #N/A | #N/A | #N/A
DWTRTRC5 TRSES_AXFMR6L FROM_TO | DWTRTRC5 | TRSES_AXFMR6L | 508 | 2 | 2 | STRYKER_5 | STRYKSTR | FROM_TO | 74960.94 | 76493.85 | -223.064 | 0 | 8024.387 | 2326.444 | -0.0382 | 0.49347 | -0.15739 | 0.49347 | 260.4378 | -111.349 | 7134.64 | 8111.094 | 10000 | 8111.094 | 7053.053 | 7326.725 | 1663.85 | 8111.094 | 5041.471 | 8408.039 | 4504.286 | 8416.529 | 7171.562 | Competitive | Competitive | 1 | TRUE | FALSE | 1 | Non-Competitive | 0.7655 | #N/A | #N/A | #N/A | #N/A | #N/A | #N/A | #N/A
DWTRTRC5 TRSES_AXFMR6L TO_FROM | DWTRTRC5 | TRSES_AXFMR6L | 508 | 2 | 2 | STRYKER_5 | STRYKSTR | TO_FROM | 74960.94 | 75429.56 | 106.8762 | 0 | 2142.35 | 8024.388 | -0.49347 | 0.038196 | -0.49347 | 0.15739 | 274.7952 | 108.8086 | 0 | 10000 | 8111.094 | 7053.053 | 8111.094 | 1421.65 | 7326.725 | 5041.471 | 8111.094 | 4258.647 | 8408.039 | 7171.562 | 8416.529 | Competitive | Competitive | 1 | TRUE | FALSE | 1 | Non-Competitive | 0.7655 | #N/A | #N/A | #N/A | #N/A | #N/A | #N/A | #N/A
DWTRWLV5 3040__A FROM_TO | DWTRWLV5 | 3040__A | 1072 | 4 | 4 | CHILSW1_5 | WATMLL_E5 | FROM_TO | 74960.94 | 80075.22 | -1245.56 | 0 | 1002.951 | 2653.92 | -0.09001 | 0.067219 | -0.19519 | 0.16426 | 169.9463 | -258.954 | 5.14 | 1225.729 | 1831.416 | 1225.729 | 3009.514 | 1209.467 | 1494.321 | 1855.272 | 4964.288 | 1516.515 | 2278.449 | 1518.244 | 2434.179 | Competitive | Competitive | 1 | TRUE | FALSE | 1 | Non-Competitive | 0.75 | Competitive | 346.8395 | -321.844 | 1226.531 | 2368.589 | 1064 | 1
DWTRWLV5 3040__A TO_FROM | DWTRWLV5 | 3040__A | 1072 | 4 | 4 | CHILSW1_5 | WATMLL_E5 | TO_FROM | 74960.94 | 70911.95 | -70.52 | 0 | 2413.905 | 1002.952 | -0.06722 | 0.090007 | -0.16426 | 0.19519 | 1607.63 | 549.7906 | 2929.84 | 1744.959 | 1846.93 | 3009.514 | 1846.93 | 1396.227 | 1814.976 | 4964.288 | 2048.271 | 2193.125 | 1969.764 | 2363.74 | 1972.442 | Competitive | Competitive | 0 | TRUE | TRUE | 1 | Competitive | 0.75 | Competitive | 1647.926 | 545.3204 | 2348.289 | 1877.427 | 1064 | 1
DWTRWLV5 3170__B FROM_TO | DWTRWLV5 | 3170__B | 214 | 4 | 4 | BUNTIN2_8 | SMPST2T_8 | FROM_TO | 74960.94 | 75403.08 | -226.458 | 0 | 1619.359 | 2081.187 | -0.01423 | 0.043786 | -0.56212 | 0.25045 | -36.136 | -91.5522 | 5.14 | 10000 |  | 10000 | 3067.274 | 1912.013 | 1193.787 | 10000 | 3719.919 | 7335.449 | 1362.812 | 10000 | 2797.883 | Competitive | Competitive | 1 | TRUE | FALSE | 1 | Non-Competitive | 0.703 | Competitive | -23.4734 | -154.502 | 10000 | 1816.872 | 213 | 1
DWTRWLV5 3170__B TO_FROM | DWTRWLV5 | 3170__B | 214 | 4 | 4 | BUNTIN2_8 | SMPST2T_8 | TO_FROM | 74960.94 | 74869.01 | 66.2637 | 0 | 2081.543 | 1556.745 | -0.04379 | 0.014231 | -0.25045 | 0.56212 | 229.148 | 128.7264 | 0 |  | 10000 | 3067.274 | 10000 | 1085.427 | 2291.995 | 3719.919 | 10000 | 1257.176 | 7508.089 | 2797.883 | 10000 | Competitive | Non-Competitive | 0 | TRUE | FALSE | 1 | Non-Competitive | 0.703 | Non-Competitive | 262.0126 | 140.5144 | 1816.872 | 10000 | 213 | 1
DWTRWLV5 3200__A FROM_TO | DWTRWLV5 | 3200__A | 224 | 4 | 4 | MTCK_E8 | CHILSW_N8 | FROM_TO | 74960.94 | 76491.12 | -392.881 | 0 | 1655.256 | 1332.764 | -0.0221 | 0.21921 | -0.11968 | 0.21973 | 35.8797 | -255.657 | 0 | 7808.913 | 10000 | 10000 | 4799.472 | 3694.01 | 906.294 | 10000 | 5647.296 | 9000.256 | 997.363 | 9667.566 | 4751.16 | Competitive | Competitive | 1 | TRUE | FALSE | 1 | Non-Competitive | 0.7735 | Competitive | 80.5033 | -263.811 | 9760.631 | 3805.563 | 223 | 1
DWTRWLV5 3200__A TO_FROM | DWTRWLV5 | 3200__A | 224 | 4 | 4 | MTCK_E8 | CHILSW_N8 | TO_FROM | 74960.94 | 74230.95 | 54.2129 | 0 | 1329.476 | 1689.322 | -0.21921 | 0.0221 | -0.21973 | 0.11968 | 386.8162 | 138.4343 | 0 | 10000 | 7808.913 | 4799.472 | 10000 | 756.609 | 3700.796 | 5647.296 | 10000 | 863.145 | 9000.973 | 4751.16 | 9667.566 | Competitive | Non-Competitive | 0 | TRUE | FALSE | 1 | Non-Competitive | 0.7735 | Non-Competitive | 363.2097 | 130.6994 | 3805.563 | 9760.631 | 223 | 1
DWTRWLV5 3210__A FROM_TO | DWTRWLV5 | 3210__A | 224 | 4 | 4 | MTCK_W8 | CHILSW_S8 | FROM_TO | 74960.94 | 76399.1 | -386.173 | 0 | 1726.917 | 1329.315 | -0.01962 | 0.21682 | -0.12618 | 0.21739 | 36.4195 | -250.76 | 0 | 7817.116 |  | 10000 | 3248.889 | 3700.48 | 907.787 | 10000 | 5827.904 | 9006.519 | 983.726 | 9670.763 | 3901.347 | Competitive | Competitive | 1 | TRUE | FALSE | 1 | Non-Competitive | 0.703 | Competitive | 80.7951 | -262.442 | 9761.889 | 3035.312 | 223 | 1
DWTRWLV5 3210__A TO_FROM | DWTRWLV5 | 3210__A | 224 | 4 | 4 | MTCK_W8 | CHILSW_S8 | TO_FROM | 74960.94 | 74252.65 | 52.4357 | 0 | 1329.315 | 1726.918 | -0.21682 | 0.019617 | -0.21739 | 0.12618 | 380.2568 | 136.1014 | 0 |  | 7817.116 | 3248.889 | 10000 | 757.918 | 3707.43 | 5827.904 | 10000 | 851.015 | 9007.263 | 3901.347 | 9670.763 | Competitive | Non-Competitive | 0 | TRUE | FALSE | 1 | Non-Competitive | 0.703 | Non-Competitive | 362.3836 | 130.015 | 3035.312 | 9761.889 | 223 | 1
DWTRWLV5 931__C FROM_TO | DWTRWLV5 | 931__C | 287 | 4 | 4 | DVILS1_8 | CHCLRKRD_T8 | FROM_TO | 74960.94 | 75569.28 | -312.084 | 0 | 1454.033 | 1988.612 | -0.1379 | 0.084598 | -0.36027 | 0.52473 | 66.1843 | -205.377 | 0 | 10000 | 10000 | 10000 | 10000 | 1956.756 | 1182.78 | 10000 | 10000 | 7397.669 | 6952.701 | 10000 | 10000 | Competitive | Competitive | 1 | TRUE | FALSE | 1 | Non-Competitive | 0.7035 | Competitive | 77.4604 | -235.914 | 10000 | 10000 | 287 | 1
DWTRWLV5 931__C TO_FROM | DWTRWLV5 | 931__C | 287 | 4 | 4 | DVILS1_8 | CHCLRKRD_T8 | TO_FROM | 74960.94 | 74886.85 | -22.5643 | 0 | 1988.612 | 1454.033 | -0.0846 | 0.1379 | -0.52473 | 0.36027 | 306.2929 | 113.138 | 0 | 10000 | 10000 | 10000 | 10000 | 1080.929 | 2470.311 | 10000 | 10000 | 6835.901 | 7698.024 | 10000 | 10000 | Competitive | Non-Competitive | 0 | TRUE | FALSE | 1 | Non-Competitive | 0.7035 | Non-Competitive | 342.6251 | 135.2838 | 10000 | 10000 | 287 | 1
DW_DDEN8 AIR_W_DE_1 FROM_TO | DW_DDEN8 | AIR_W_DE_1 | 218 | 6 | 6 | JMCRSTL138 | W_DENT_8 | FROM_TO | 74960.94 | 77799.52 | -298.876 | 0 | 5805.372 | 1062.732 | -0.00966 | 0.40789 | -0.11561 | 0.78294 | -106.2 | -122.811 | 6894.64 | 6094.975 |  | 6461.21 | 815.597 | 3350.698 | 892.603 | 10000 | 2051.489 | 8181.853 | 841.1 | 8300.428 | 791.227 | Competitive | Competitive | 1 | TRUE | FALSE | 1 | Non-Competitive | 0.703 | Competitive | -39.4206 | -173.688 | 6439.544 | 1900.679 | 350 | 1
DW_DDEN8 AIR_W_DE_1 TO_FROM | DW_DDEN8 | AIR_W_DE_1 | 218 | 6 | 6 | JMCRSTL138 | W_DENT_8 | TO_FROM | 74960.94 | 74854.75 | 163.0511 | 0 | 1072.791 | 5805.372 | -0.40789 | 0.009656 | -0.78294 | 0.11561 | 301.1408 | 179.4387 | 0 |  | 9270.848 | 629.215 | 10000 | 696.897 | 4123.171 | 983.852 | 10000 | 631.937 | 9793.148 | 591.611 | 9952.281 | Non-Competitive | Non-Competitive | 0 | TRUE | FALSE | 1 | Non-Competitive | 0.703 | Non-Competitive | 486.3924 | 116.056 | 892.044 | 8700.086 | 350 | 1
DW_DDEN8 HIC_LOCU_1 FROM_TO | DW_DDEN8 | HIC_LOCU_1 | 77 | 6 | 6 | HICKORY69 | LOCUST69 | FROM_TO | 74960.94 | 75000.35 | -5.9276 | 0 | 932.887 | 1965.832 | -0.37522 | 0.001277 | -0.53184 | 0.24121 | 56.0359 | 44.2176 | 0 |  | 10000 | 742.761 | 10000 | 750.201 | 9585.268 | 694.182 | 10000 | 698.663 | 9999.369 | 695.343 | 10000 | Competitive | Competitive | 1 | TRUE | FALSE | 1 | Non-Competitive | 0.711 | Non-Competitive | 84.7244 | 38.4632 | 856.991 | 10000 | 77 | 0
DW_DDEN8 HIC_LOCU_1 TO_FROM | DW_DDEN8 | HIC_LOCU_1 | 77 | 6 | 6 | HICKORY69 | LOCUST69 | TO_FROM | 74960.94 | 75242.85 | -55.5604 | 0 | 2271.85 | 954.124 | -0.00128 | 0.37522 | -0.24121 | 0.53184 | 8.2837 | 9.4522 | 7014.64 | 10000 |  | 10000 | 931.906 | 9059.598 | 925.05 | 10000 | 879.656 | 9979.287 | 886.818 | 10000 | 891.388 | Competitive | Competitive | 1 | TRUE | FALSE | 1 | Non-Competitive | 0.711 | Competitive | 20.7159 | 4.6808 | 10000 | 1800.181 | 77 | 1
N_3083 BLESSI_LOLITA1_1 FROM_TO | N_3083 | BLESSI_LOLITA1_1 | 211 | 0 | 0 | BLESSNG4 | LOLITA 4 | FROM_TO | 74960.94 | 73434.83 | -40.2214 | 0 | 1879.034 | 1994.824 | -0.30392 | 0.045653 | -0.4179 | 0.13392 | 851.3304 | 205.6982 | 0 | 1458.363 | 1676.929 | 1827.882 | 5290.157 | 1228.69 | 1284.789 | 2041.615 | 6364.694 | 1398.318 | 4439.778 | 1615.288 | 4636.563 | Competitive | Non-Competitive | 0 | TRUE | FALSE | 1 | Non-Competitive | 0.8045 | Non-Competitive | 851.2564 | 164.6128 | 1654.115 | 4614.828 | 211 | 1
N_3083 BLESSI_LOLITA1_1 TO_FROM | N_3083 | BLESSI_LOLITA1_1 | 211 | 0 | 0 | BLESSNG4 | LOLITA 4 | TO_FROM | 74960.94 | 76533.91 | -660.763 | 0 | 1994.815 | 1827.34 | -0.04565 | 0.30392 | -0.13392 | 0.4179 | -88.8571 | -145.832 | 464.04 | 1219.586 | 1840.48 | 5290.157 | 2073.702 | 1049.858 | 1404.363 | 6364.694 | 2041.615 | 4003.25 | 1578.824 | 4180.238 | 1829.698 | Competitive | Competitive | 1 | TRUE | FALSE | 1 | Non-Competitive | 0.8045 | Competitive | -69.9231 | -331.001 | 4134.048 | 1777.756 | 211 | 1
SABMBLU5 ABNW_CALLAH1_1 FROM_TO | SABMBLU5 | ABNW_CALLAH1_1 | 135 | 1 | 1 | ABILNW14 | CALHNTP | FROM_TO | 74960.94 | 75123.03 | -130.978 | 0 | 1351.432 | 1087.034 | -0.00805 | 0.034941 | -0.59361 | 0.10329 | 35.7109 | -37.6043 | 0 | 2759.964 |  | 2499.186 | 5083.53 | 1149.58 | 873.18 | 2759.964 | 8019.011 | 1391.378 | 949.186 | 2668.727 | 4938.425 | Competitive | Competitive | 1 | TRUE | FALSE | 1 | Non-Competitive | 0.695 | Competitive | 55.4579 | -40.7225 | 2521.101 | 4405.95 | 135 | 1
SABMBLU5 ABNW_CALLAH1_1 TO_FROM | SABMBLU5 | ABNW_CALLAH1_1 | 135 | 1 | 1 | ABILNW14 | CALHNTP | TO_FROM | 74960.94 | 75048.65 | -8.7721 | 0 | 1077.018 | 1701.058 | -0.01064 | 0.13774 | -0.10329 | 0.59361 | 123.8178 | 52.7066 | 0 | 4508.4 |  | 10000 | 3321.683 | 804.735 | 1898.481 | 10000 | 3425.371 | 6945.959 | 2062.917 | 7979.832 | 2766.408 | Competitive | Competitive | 1 | TRUE | FALSE | 1 | Non-Competitive | 0.695 | Competitive | 117.3703 | 48.7681 | 8598.875 | 2301.495 | 135 | 1
SABMBLU5 ABSO_BLUF_C1_1 FROM_TO | SABMBLU5 | ABSO_BLUF_C1_1 | 473 | 1 | 1 | ABSOUTH4 | BLF_CRK4C | FROM_TO | 74960.94 | 79215.67 | -366.327 | 0 | 1279.048 | 919.176 | -0.01033 | 0.1587 | -0.11744 | 0.29529 | -5.6288 | -159.773 | 0 | 2242.122 |  | 2862.041 | 933.781 | 1100.314 | 878.227 | 4281.742 | 1209.839 | 2952.448 | 826.917 | 3517.543 | 869.55 | Competitive | Competitive | 1 | TRUE | FALSE | 1 | Non-Competitive | 0.703 | Competitive | 25.0205 | -170.368 | 3243.564 | 904.709 | 382 | 1
SABMBLU5 ABSO_BLUF_C1_1 TO_FROM | SABMBLU5 | ABSO_BLUF_C1_1 | 473 | 1 | 1 | ABSOUTH4 | BLF_CRK4C | TO_FROM | 74960.94 | 75358.34 | 65.6602 | 0 | 919.176 | 1279.049 | -0.02661 | 0.11711 | -0.29529 | 0.11744 | 356.5804 | 191.6476 | 0 | 7244.283 | 10000 | 8023.212 | 2867.013 | 765.98 | 2100.403 | 10000 | 5224.058 | 5996.208 | 2974.201 | 8918.977 | 3196.273 | Competitive | Competitive | 1 | TRUE | FALSE | 1 | Non-Competitive | 0.703 | Competitive | 331.4798 | 181.4902 | 7178.296 | 3189.45 | 382 | 1
SABMBLU5 NICOLE_OAKC1_1 FROM_TO | SABMBLU5 | NICOLE_OAKC1_1 | 857 | 1 | 1 | OAKCK1 4 | NICOLE4A | FROM_TO | 74960.94 | 77919.18 | -213.473 | 0 | 1543.334 | 994.423 | -0.00496 | 0.053188 | -0.30714 | 0.65177 | -49.061 | -92.3502 | 0 | 2576.904 |  | 2055.735 | 1012.917 | 1226.583 | 887.021 | 10000 | 3514.943 | 1807.819 | 834.64 | 2162.705 | 1163.555 | Competitive | Competitive | 1 | TRUE | TRUE | 1 | Competitive | 0.7265 | Competitive | -41.9968 | -90.346 | 2745.353 | 3527.566 | 275 | 1
SABMBLU5 NICOLE_OAKC1_1 TO_FROM | SABMBLU5 | NICOLE_OAKC1_1 | 857 | 1 | 1 | OAKCK1 4 | NICOLE4A | TO_FROM | 74960.94 | 75949.16 | 60.6798 | 0 | 885.483 | 1543.334 | -0.02206 | 0.30714 | -0.65176 | 0.30714 | 212.6437 | 67.8228 | 0 | 5249.411 | 10000 | 10000 | 10000 | 1086.176 | 3027.649 | 10000 | 10000 | 7658.735 | 2871.19 | 7957.181 | 10000 | Competitive | Competitive | 1 | TRUE | FALSE | 1 | Non-Competitive | 0.7265 | Competitive | 201.9708 | 63.8535 | 8707.701 | 10000 | 275 | 1
SABMBLU5 NICOLE_ORNT1_1 FROM_TO | SABMBLU5 | NICOLE_ORNT1_1 | 135 | 1 | 1 | NICOLE4A | ORIENTR4 | FROM_TO | 74960.94 | 75038.46 | -62.06 | 0 | 1544.132 | 1118.997 | -0.01548 | 0.17665 | -0.3027 | 0.17665 | 110.1988 | -4.3435 | 0 | 5289.335 |  | 10000 | 10000 | 1367.914 | 951.78 | 10000 | 10000 | 7370.691 | 1499.021 | 8069.383 | 10000 | Competitive | Competitive | 1 | TRUE | FALSE | 1 | Non-Competitive | 0.828 | Competitive | 118.2263 | -7.3511 | 8797.943 | 10000 | 135 | 1
SABMBLU5 NICOLE_ORNT1_1 TO_FROM | SABMBLU5 | NICOLE_ORNT1_1 | 135 | 1 | 1 | NICOLE4A | ORIENTR4 | TO_FROM | 74960.94 | 75394.05 | -84.052 | 0 | 1082.251 | 1544.131 | -0.00599 | 0.055354 | -0.17665 | 0.30269 | 56.9106 | 37.8802 | 622.04 | 10000 |  | 10000 | 2072.905 | 1060.65 | 1896.288 | 10000 | 2913.693 | 4020.713 | 1898.911 | 10000 | 2080.562 | Competitive | Competitive | 1 | TRUE | FALSE | 1 | Non-Competitive | 0.828 | Competitive | 64.9658 | 27.494 | 10000 | 2207.521 | 135 | 1
SABOAB29 ABSO_ABWG1_1 FROM_TO | SABOAB29 | ABSO_ABWG1_1 | 38 | 1 | 1 | ABSOUTH2 | ABWTGUT2 | FROM_TO | 74960.94 | 74954.13 | 19.6435 | 0 | 1130.832 | 1722.652 | -0.00208 | 0.008391 | -0.6829 | 0.16336 | 42.6458 | 20.6205 | 0 |  |  | 2611.274 | 5693.448 | 580.261 | 4787.883 | 5207.624 | 5596.239 | 905.484 | 5139.392 | 2733.543 | 5261.35 | Competitive | Non-Competitive | 0 | FALSE | FALSE | 1 | Non-Competitive | 0.8825 | #N/A | #N/A | #N/A | #N/A | #N/A | #N/A | #N/A
SABOAB29 ABSO_ABWG1_1 TO_FROM | SABOAB29 | ABSO_ABWG1_1 | 38 | 1 | 1 | ABSOUTH2 | ABWTGUT2 | TO_FROM | 74960.94 | 75293.62 | -42.5821 | 0 | 1722.652 | 1243.557 | -0.00168 | 0.008077 | -0.16336 | 0.6829 | -16.4329 | -25.601 | 0 |  |  | 5542.43 | 2519.228 | 2342.753 | 863.991 | 5542.43 | 3024.205 | 2569.503 | 1063.459 | 6667.135 | 2810.627 | Competitive | Competitive | 1 | FALSE | FALSE | 1 | Non-Competitive | 0.8825 | #N/A | #N/A | #N/A | #N/A | #N/A | #N/A | #N/A
SABSBLU8 NICOLE_OAKC1_1 FROM_TO | SABSBLU8 | NICOLE_OAKC1_1 | 857 | 2 | 2 | OAKCK1 4 | NICOLE4A | FROM_TO | 74960.94 | 77978.02 | -243.273 | 0 | 1480.766 | 762.286 | -0.00551 | 0.054618 | -0.30657 | 0.65317 | -63.3273 | -116.945 | 0 | 2129.521 |  | 2129.521 | 1352.411 | 1388.345 | 878.236 | 2477.012 | 3521.933 | 2136.889 | 843.159 | 2431.271 | 1818.223 | Competitive | Competitive | 1 | TRUE | TRUE | 1 | Competitive | 0.7035 | Competitive | -58.3303 | -115.051 | 2407.409 | 3547.526 | 275 | 1
SABSBLU8 NICOLE_OAKC1_1 TO_FROM | SABSBLU8 | NICOLE_OAKC1_1 | 857 | 2 | 2 | OAKCK1 4 | NICOLE4A | TO_FROM | 74960.94 | 75904.74 | 74.9279 | 0 | 711.951 | 1521.365 | -0.02373 | 0.30657 | -0.65317 | 0.30657 | 239.4997 | 94.3907 | 0 | 5157.056 | 10000 | 10000 | 10000 | 954.595 | 4219.076 | 10000 | 10000 | 7267.322 | 3559.408 | 7641.147 | 10000 | Competitive | Competitive | 1 | TRUE | FALSE | 1 | Non-Competitive | 0.7035 | Competitive | 230.1313 | 90.9871 | 8474.565 | 10000 | 275 | 1
SACRLME9 6215__A FROM_TO | SACRLME9 | 6215__A | 143 | 4 | 4 | BLUFCKTA_8 | CHINAGRV_8 | FROM_TO | 74960.94 | 75319.04 | -59.7306 | 0 | 1563.678 | 1028.667 | -0.0529 | 0.1354 | -0.17609 | 0.38714 | 79.8161 | 53.1672 | 2859.34 | 3299.818 | 9439.451 | 3299.818 | 9439.451 | 2238.27 | 5202.744 | 5004.958 | 9439.451 | 4118.326 | 9033.262 | 4161.747 | 9451.008 | Competitive | Competitive | 1 | TRUE | FALSE | 1 | Non-Competitive | 0.828 | Non-Competitive | 172.4628 | 129.0432 | 5264.677 | 8676.659 | 143 | 0
SACRLME9 6215__A TO_FROM | SACRLME9 | 6215__A | 143 | 4 | 4 | BLUFCKTA_8 | CHINAGRV_8 | TO_FROM | 74960.94 | 75072.43 | -77.0386 | 0 | 1076.946 | 1523.741 | -0.00058 | 0.075874 | -0.38714 | 0.17609 | 99.5259 | 10.556 | 0 | 3596.501 |  | 3596.501 | 1783.198 | 1751.671 | 1601.787 | 4565.872 | 2088.804 | 3328.389 | 1779.658 | 3669.822 | 1848.092 | Competitive | Competitive | 1 | TRUE | FALSE | 1 | Non-Competitive | 0.828 | Non-Competitive | 163.2869 | 109.2956 | 4139.781 | 10000 | 143 | 0
SAIRHIW9 KOCH_UP_69A1 FROM_TO | SAIRHIW9 | KOCH_UP_69A1 | 91.3 | 2 | 2 | UPRIVER2 | UPRIVER4 | FROM_TO | 74960.94 | 77606.22 | -105.303 | 0 | 914.129 | 1724.378 | -0.02133 | 0.00567 | -0.06256 | 0.50592 | -74.2122 | -85.0455 | 0 |  | 10000 | 10000 | 3808.942 | 9851.314 | 962.654 | 10000 | 5880.394 | 9998.971 | 3784.102 | 10000 | 5240.358 | Competitive | Competitive | 1 | TRUE | FALSE | 1 | Non-Competitive | 0.719 | Competitive | -73.9459 | -86.4042 | 10000 | 6268.39 | 91.3 | 1
SAIRHIW9 KOCH_UP_69A1 TO_FROM | SAIRHIW9 | KOCH_UP_69A1 | 91.3 | 2 | 2 | UPRIVER2 | UPRIVER4 | TO_FROM | 74960.94 | 74930.72 | 72.7431 | 0 | 1716.608 | 956.53 | -0.00567 | 0.021325 | -0.50591 | 0.062556 | 106.5857 | 72.796 | 0 | 10000 |  | 3019.705 | 10000 | 782.832 | 9851.314 | 5880.394 | 10000 | 3129.802 | 9998.971 | 4637.169 | 10000 | Competitive | Non-Competitive | 0 | TRUE | FALSE | 1 | Non-Competitive | 0.719 | Non-Competitive | 108.0983 | 72.8146 | 6268.39 | 10000 | 91.3 | 1
SAIRNCA8 BONIVI_RINCON1_1 FROM_TO | SAIRNCA8 | BONIVI_RINCON1_1 | 38 | 1 | 1 | RINCON 2 | BONEVEW2 | FROM_TO | 74960.94 | 74966.46 | -39.4484 | 0 | 1239.375 | 1374.117 | -0.01764 | 0.025357 | -0.76271 | 0.070191 | 31.9966 | -32.5011 | 0 | 3002.308 |  | 1417.582 | 3348.825 | 1207.531 | 814.091 | 1891.95 | 3348.825 | 1812.484 | 2281.353 | 1853.42 | 3255.143 | Competitive | Competitive | 1 | TRUE | FALSE | 1 | Non-Competitive | 0.6795 | Competitive | 34.3701 | -31.0423 | 2243.68 | 3249.788 | 38 | 1
SAIRNCA8 BONIVI_RINCON1_1 TO_FROM | SAIRNCA8 | BONIVI_RINCON1_1 | 38 | 1 | 1 | RINCON 2 | BONEVEW2 | TO_FROM | 74960.94 | 74937.67 | -25.2605 | 0 | 1267.061 | 1246.392 | -0.02536 | 0.017637 | -0.07019 | 0.76271 | 39.6333 | -5.2423 | 0 |  | 5644.313 | 3348.825 | 2572.586 | 734.92 | 2035.267 | 3348.825 | 2724.321 | 2250.616 | 3004.424 | 3255.143 | 3060.029 | Competitive | Non-Competitive | 0 | TRUE | FALSE | 1 | Non-Competitive | 0.6795 | Competitive | 36.8293 | -6.7608 | 3249.788 | 3323.774 | 38 | 0
SAJORIO5 CELANE_KLEBER1_1 FROM_TO | SAJORIO5 | CELANE_KLEBER1_1 | 211 | 1 | 1 | CELANEBI4A | KLEBERG4 | FROM_TO | 74960.94 | 74877.82 | 156.3766 | 0 | 1920.546 | 750.769 | -0.0473 | 0.35442 | -0.52022 | 0.35442 | 254.5329 | 164.4693 | 0 | 1938.975 | 5871.568 | 10000 | 5871.568 | 634.401 | 1593.706 | 10000 | 5871.568 | 4185.185 | 3449.397 | 4800.792 | 7000.011 | Competitive | Non-Competitive | 0 | TRUE | FALSE | 1 | Non-Competitive | 0.7265 | Non-Competitive | 254.1822 | 160.6141 | 4810.758 | 6933.186 | 211 | 1
SAJORIO5 CELANE_KLEBER1_1 TO_FROM | SAJORIO5 | CELANE_KLEBER1_1 | 211 | 1 | 1 | CELANEBI4A | KLEBERG4 | TO_FROM | 74960.94 | 75986.31 | -253.413 | 0 | 755.725 | 1920.546 | -0.35442 | 0.047299 | -0.35442 | 0.52022 | -153.795 | -201.812 | 0 | 3898.641 | 5049.797 | 3898.641 | 10000 | 1210.966 | 842.115 | 5871.568 | 10000 | 1960.389 | 7236.024 | 4263.296 | 8570.332 | Competitive | Competitive | 1 | TRUE | FALSE | 1 | Non-Competitive | 0.7265 | Competitive | -149.73 | -202.104 | 3207.657 | 8586.433 | 211 | 1
SAJORIO5 CELANE_N_SHAR1_1 FROM_TO | SAJORIO5 | CELANE_N_SHAR1_1 | 211 | 1 | 1 | CELANEBI4A | SHARPE4 | FROM_TO | 74960.94 | 77687.57 | -270 | 0 | 10000 | 1792.037 | -0.03679 | 0.64517 | -0.137 | 0.64517 | -157.784 | -221.561 | 0 | 6706.258 | 10000 | 10000 | 10000 | 3562.026 | 916.643 | 10000 | 10000 | 9646.705 | 1946.974 | 9780.009 | 10000 | Competitive | Competitive | 1 | TRUE | FALSE | 1 | Non-Competitive | 0.68 | Competitive | -153.759 | -221.529 | 9625.849 | 10000 | 211 | 1
SAJORIO5 CELANE_N_SHAR1_1 TO_FROM | SAJORIO5 | CELANE_N_SHAR1_1 | 211 | 1 | 1 | CELANEBI4A | SHARPE4 | TO_FROM | 74960.94 | 74868.72 | 180.9121 | 0 | 1716.135 | 10000 | -0.64517 | 0.055849 | -0.64517 | 0.137 | 270.7313 | 192.7482 | 0 | 2380.375 | 8015.691 | 2380.375 | 10000 | 683.954 | 5204.628 | 2380.375 | 10000 | 1518.53 | 9781.59 | 2432.543 | 9848.523 | Non-Competitive | Non-Competitive | 0 | TRUE | FALSE | 1 | Non-Competitive | 0.68 | Non-Competitive | 271.0858 | 189.6737 | 2435.303 | 9852.86 | 211 | 1
SAJORIO5 NEDIN_XC2_1 FROM_TO | SAJORIO5 | NEDIN_XC2_1 | 1314 | 1 | 1 | EDNBRG 6 | LHEDM | FROM_TO | 74960.94 | 83283.04 | -2057.15 | 0 | 1032.914 | 1280.734 | -0.04324 | 0.71952 | -0.40046 | 0.76551 | -1807.16 | -1685.66 | 6688.64 | 1973.2 | 939.929 | 5411.516 | 935.78 | 1974.252 | 935.438 | 5411.516 | 939.929 | 4283.219 | 928.041 | 4284.008 | 928.071 | Competitive | Competitive | 1 | TRUE | FALSE | 1 | Non-Competitive | 0.703 | Competitive | -1719.69 | -1636.27 | 4820.293 | 930.384 | 994 | 1
SAJORIO5 NEDIN_XC2_1 TO_FROM | SAJORIO5 | NEDIN_XC2_1 | 1314 | 1 | 1 | EDNBRG 6 | LHEDM | TO_FROM | 74960.94 | 74004.67 | 1807.157 | 0 | 1280.734 | 1032.915 | -0.71952 | 0.053879 | -0.76551 | 0.40046 | 2068.425 | 1873.106 | 0 | 796.642 | 3179.146 | 796.642 | 5411.516 | 793.332 | 3179.146 | 1420.767 | 5411.516 | 767.686 | 5286.094 | 769.315 | 5286.094 | Non-Competitive | Non-Competitive | 0 | TRUE | FALSE | 0 | Non-Competitive | 0.703 | Non-Competitive | 2080.48 | 1882.423 | 775.423 | 5285.767 | 994 | 1
SAJORIO5 RAYMND_RAYMON1_1 FROM_TO | SAJORIO5 | RAYMND_RAYMON1_1 | 38 | 1 | 1 | RAYVILE2 | RAYVL1-2 | FROM_TO | 74960.94 | 74938.63 | 43.4247 | 0 | 1208.663 | 1030.27 | -0.01773 | 0.012549 | -0.60904 | 0.25768 | 51.5827 | 44.5938 | 0 |  |  | 10000 | 6197.539 | 723.314 | 4762.211 | 10000 | 10000 | 653.952 | 7529.46 | 10000 | 7657.543 | Non-Competitive | Non-Competitive | 0 | FALSE | FALSE | 0 | Non-Competitive | 0.75 | Non-Competitive | 51.9894 | 44.9283 | 10000 | 7753.81 | 38 | 1
SAJORIO5 RAYMND_RAYMON1_1 TO_FROM | SAJORIO5 | RAYMND_RAYMON1_1 | 38 | 1 | 1 | RAYVILE2 | RAYVL1-2 | TO_FROM | 74960.94 | 75276.1 | -51.3405 | 0 | 894.897 | 961.976 | -0.01255 | 0.017733 | -0.25769 | 0.60904 | -43.5189 | -49.4482 | 0 |  |  | 6197.539 | 10000 | 3259.856 | 866.366 | 10000 | 10000 | 7298.176 | 829.731 | 7657.543 | 10000 | Competitive | Competitive | 1 | FALSE | FALSE | 1 | Non-Competitive | 0.75 | Competitive | -42.3404 | -49.8961 | 4465.689 | 10000 | 38 | 1
SALAN_28 AIRLIN_CABANI1_1 FROM_TO | SALAN_28 | AIRLIN_CABANI1_1 | 320 | 0 | 0 | AIRLINE4 | CABINES4 | FROM_TO | 74960.94 | 76164.73 | -163.688 | 0 | 1269.021 | 1438.985 | -0.07027 | 0.38477 | -0.21637 | 0.57109 | 60.0002 | -110.475 | 0 | 7042.312 | 9050.41 | 10000 | 9050.41 | 6985.122 | 1421.171 | 10000 | 9050.41 | 9639.699 | 7813.41 | 9641.666 | 9257.052 | Competitive | Competitive | 1 | TRUE | FALSE | 1 | Non-Competitive | 0.711 | Competitive | 54.2437 | -112.256 | 9693.693 | 9275.106 | 320 | 1
SALAN_28 AIRLIN_CABANI1_1 TO_FROM | SALAN_28 | AIRLIN_CABANI1_1 | 320 | 0 | 0 | AIRLINE4 | CABINES4 | TO_FROM | 74960.94 | 75230.39 | -58.91 | 0 | 1132.443 | 882.284 | -0.38477 | 0.070272 | -0.57109 | 0.21638 | 165.8879 | 90.5906 | 0 | 6260.797 | 9370.174 | 6260.797 | 10000 | 1145.862 | 9297.088 | 9050.41 | 10000 | 6750.651 | 9891.263 | 7973.834 | 9893.29 | Competitive | Competitive | 1 | TRUE | FALSE | 1 | Non-Competitive | 0.711 | Competitive | 166.3268 | 95.3859 | 8414.861 | 9893.861 | 320 | 1
SALIKIN8 FALFUR_69A1 FROM_TO | SALIKIN8 | FALFUR_69A1 | 41.3 | 1 | 1 | FALF 2 | FALF 4 | FROM_TO | 74960.94 | 75882.27 | -28.7572 | 0 | 1700.238 | 1108.383 | -0.00546 | 0.001846 | -0.06636 | 0.78327 | -19.7384 | -25.4506 | 0 |  |  | 2238.383 | 2512.492 | 1889.262 | 884.149 | 2238.383 | 5013.773 | 2680.838 | 736.065 | 2835.835 | 2740.89 | Competitive | Competitive | 1 | FALSE | FALSE | 1 | Non-Competitive | 0.703 | Competitive | -21.6297 | -27.075 | 3657.157 | 2673.868 | 41 | 1
SALIKIN8 FALFUR_69A1 TO_FROM | SALIKIN8 | FALFUR_69A1 | 41.3 | 1 | 1 | FALF 2 | FALF 4 | TO_FROM | 74960.94 | 74973.59 | 19.8486 | 0 | 1190.748 | 1474.508 | -0.00185 | 0.016291 | -0.78327 | 0.066359 | 31.3918 | 21.9355 | 0 |  |  | 8573.779 | 3048.965 | 746.538 | 2488.644 | 10000 | 3048.965 | 4851.123 | 3486.453 | 9469.001 | 3721.7 | Competitive | Competitive | 1 | FALSE | FALSE | 1 | Non-Competitive | 0.703 | Competitive | 33.9722 | 23.8538 | 7785.559 | 4525.012 | 41 | 1
SAMGJEW8 2310__C FROM_TO | SAMGJEW8 | 2310__C | 36 | 6 | 6 | NAVARRO1_9 | RICHLAND1_9 | FROM_TO | 74960.94 | 74961.34 | 35.4476 | 0 | 0 | 788.325 | 0 | 0.000473 | -0.99953 | 0.000473 | 35.5996 | 35.4347 | 0 |  |  | 788.325 |  | 788.325 |  | 788.325 |  | 788.325 |  | 788.325 | 0 | Competitive | Competitive | 1 | FALSE | TRUE | 1 | Non-Competitive | 0.766 | Competitive | 35.4781 | 35.4844 | 783.088 | 0 | 36 | 1
SAMGJEW8 2310__C TO_FROM | SAMGJEW8 | 2310__C | 36 | 6 | 6 | NAVARRO1_9 | RICHLAND1_9 | TO_FROM | 74960.94 | 94328.7 | -35.4476 | 0 | 0 | 788.325 | -0.00047 | 0 | -0.00047 | 0.99953 | -35.4389 | -32.0606 | 7134.64 |  |  |  | 921.083 |  | 921.083 |  | 921.083 |  | 921.083 | 0 | 921.083 | Competitive | Competitive | 1 | FALSE | TRUE | 1 | Non-Competitive | 0.766 | Competitive | -35.4351 | -32.713 | 0 | 920.068 | 36 | 1
SAMGJEW8 2310__D FROM_TO | SAMGJEW8 | 2310__D | 36 | 6 | 6 | RICHLAND1_9 | WRTHMPOD_9 | FROM_TO | 74960.94 | 74963.49 | 33.3101 | 0 | 788.325 | 0 | 0 | 0.000444 | -0.99956 | 0.000444 | 33.4476 | 33.2926 | 0 |  |  | 788.325 |  | 788.325 |  | 788.325 |  | 788.325 |  | 788.325 | 0 | Competitive | Competitive | 1 | FALSE | TRUE | 1 | Non-Competitive | 0.8045 | Competitive | 33.3333 | 33.3393 | 783.088 | 0 | 36 | 1
SAMGJEW8 2310__D TO_FROM | SAMGJEW8 | 2310__D | 36 | 6 | 6 | RICHLAND1_9 | WRTHMPOD_9 | TO_FROM | 74960.94 | 94328.7 | -33.3047 | 0 | 0 | 788.325 | -0.00044 | 0 | -0.00044 | 0.99956 | -33.2965 | -30.1224 | 7134.64 |  |  |  | 921.083 |  | 921.083 |  | 921.083 |  | 921.083 | 0 | 921.083 | Competitive | Competitive | 1 | FALSE | TRUE | 1 | Non-Competitive | 0.8045 | Competitive | -33.2929 | -30.7354 | 0 | 920.068 | 36 | 1
SASPPAI8 ASPM_69T1 FROM_TO | SASPPAI8 | ASPM_69T1 | 68.8 | 1 | 1 | ASPERMT2 | ASPERMT4 | FROM_TO | 74960.94 | 75078.08 | -95.2664 | 0 | 1661.865 | 929.061 | -0.00759 | 0.006 | -0.46355 | 0.37856 | 14.3786 | 1.9762 | 5725.34 |  |  | 2555.458 | 3354.636 | 1331.64 | 2709.311 | 2998.046 | 3757.718 | 1562.109 | 3980.342 | 3059.409 | 4006.227 | Competitive | Competitive | 1 | FALSE | FALSE | 1 | Non-Competitive | 0.7185 | Competitive | 24.217 | 6.6606 | 1774.209 | 4035.073 | 69 | 1
SASPPAI8 ASPM_69T1 TO_FROM | SASPPAI8 | ASPM_69T1 | 68.8 | 1 | 1 | ASPERMT2 | ASPERMT4 | TO_FROM | 74960.94 | 74887.5 | -11.7593 | 0 | 1145.962 | 1661.865 | -0.00321 | 0.23296 | -0.37856 | 0.46355 | 96.5542 | 6.5108 | 0 | 5171.563 |  | 10000 | 2478.343 | 2620.106 | 1844.983 | 10000 | 3040.967 | 7565.609 | 2402.359 | 7778.129 | 3022.039 | Competitive | Non-Competitive | 0 | TRUE | FALSE | 1 | Non-Competitive | 0.7185 | Non-Competitive | 109.7469 | 5.9482 | 7050.649 | 2817.735 | 69 | 1
SASPPAI8 ASPM_CONA1_1 FROM_TO | SASPPAI8 | ASPM_CONA1_1 | 30 | 1 | 1 | ASPERMT2 | ASPECON2 | FROM_TO | 74960.94 | 74968.8 | -15.0557 | 0 | 1005.559 | 1414.669 | -0.0003 | 0.11355 | -0.58809 | 0.3227 | 25.2128 | -6.8333 | 0 | 5885.879 |  | 7641.407 | 962.512 | 4416.002 | 914.252 | 10000 | 1158.162 | 7665.516 | 880.858 | 8005.715 | 911.712 | Competitive | Competitive | 1 | TRUE | FALSE | 1 | Non-Competitive | 0.6875 | Competitive | 29.6166 | 1.5743 | 7262.849 | 924.676 | 30 | 1
SASPPAI8 ASPM_CONA1_1 TO_FROM | SASPPAI8 | ASPM_CONA1_1 | 30 | 1 | 1 | ASPERMT2 | ASPECON2 | TO_FROM | 74960.94 | 75006.88 | -22.1624 | 0 | 1254.558 | 1284.537 | -0.00083 | 0.014516 | -0.3227 | 0.58809 | 15.1744 | 9.8148 | 0 |  |  | 5207.624 | 2873.67 | 712.05 | 2675.956 | 5207.624 | 10000 | 4701.647 | 3944.797 | 5207.624 | 4101.614 | Competitive | Competitive | 1 | FALSE | FALSE | 1 | Non-Competitive | 0.6875 | Competitive | 16.9672 | 13.9914 | 5207.624 | 4737.663 | 30 | 1
SASPSPU8 PADR_PADU1_1 FROM_TO | SASPSPU8 | PADR_PADU1_1 | 214 | 0 | 0 | PADUCRT2 | PADCLA 2 | FROM_TO | 74960.94 | 75881.69 | -19.4251 | 0 | 5020.268 | 1641.123 | -0.00227 | 0.54907 | -0.16991 | 0.81127 | 56.5528 | -19.7951 | 0 | 5646.975 |  | 10000 | 2788.002 | 2752.989 | 1143.082 | 10000 | 2788.002 | 9019.462 | 1211.616 | 9147.066 | 2982.584 | Competitive | Competitive | 1 | TRUE | FALSE | 1 | Non-Competitive | 0.711 | Competitive | 62.3245 | -23.5459 | 9190.59 | 3084.601 | 214 | 1
SASPSPU8 PADR_PADU1_1 TO_FROM | SASPSPU8 | PADR_PADU1_1 | 214 | 0 | 0 | PADUCRT2 | PADCLA 2 | TO_FROM | 74960.94 | 75199.03 | -26.4258 | 0 | 1828.504 | 5020.265 | -0.0037 | 0.00227 | -0.81127 | 0.16991 | 20.8311 | 12.6093 | 2503.54 |  |  | 2497.699 | 3334.963 | 1091.707 | 3288.829 | 2788.002 | 3334.963 | 1163.7 | 3925.962 | 2811.95 | 3938.34 | Competitive | Competitive | 1 | FALSE | FALSE | 1 | Non-Competitive | 0.711 | Competitive | 25.3791 | 15.614 | 2288.952 | 3948.324 | 214 | 1
SAVEJOL8 372T359_1 FROM_TO | SAVEJOL8 | 372T359_1 | 220.6 | 1 | 1 | L_GABRIE8_1Y | L_GLASSC8_1Y | FROM_TO | 74960.94 | 74903.75 | 63.5963 | 0 | 2306.642 | 1262.605 | -0.09215 | 0.006655 | -0.72654 | 0.14221 | 262.1452 | 149.9503 | 0 |  | 10000 | 1562.64 | 10000 | 1291.668 | 3560.344 | 1597.747 | 10000 | 1528.784 | 9220.215 | 1666.97 | 10000 | Competitive | Non-Competitive | 0 | TRUE | FALSE | 1 | Non-Competitive | 0.7655 | Non-Competitive | 266.8998 | 136.0614 | 1598.084 | 10000 | 227 | 1
SAVEJOL8 372T359_1 TO_FROM | SAVEJOL8 | 372T359_1 | 220.6 | 1 | 1 | L_GABRIE8_1Y | L_GLASSC8_1Y | TO_FROM | 74960.94 | 77023.09 | -204.93 | 0 | 1262.605 | 2306.642 | -0.00665 | 0.09215 | -0.14221 | 0.72654 | -79.1335 | -63.4348 | 4736.04 | 10000 |  | 10000 | 1897.785 | 2887.242 | 1534.573 | 10000 | 1897.785 | 8764.709 | 1774.885 | 10000 | 1949.042 | Competitive | Competitive | 1 | TRUE | FALSE | 1 | Non-Competitive | 0.7655 | Competitive | -67.9528 | -62.2268 | 10000 | 1911.417 | 227 | 1
SAVMBSP8 6250__A FROM_TO | SAVMBSP8 | 6250__A | 143 | 5 | 5 | BIGSPRIG_8 | COSDEN_8 | FROM_TO | 74960.94 | 74957.75 | -69.9973 | 0 | 966.768 | 1561.525 | -0.02309 | 0.3958 | -0.57285 | 0.40977 | 141.9841 | 98.2271 | 4620.64 | 1949.995 | 10000 | 2881.645 | 10000 | 1576.673 | 1904.706 | 2881.645 | 10000 | 3468.153 | 8014.275 | 3541.317 | 10000 | Competitive | Competitive | 1 | TRUE | FALSE | 1 | Non-Competitive | 0.711 | Non-Competitive | 171.7768 | 122.5249 | 3417.178 | 10000 | 143 | 0
SAVMBSP8 6250__A TO_FROM | SAVMBSP8 | 6250__A | 143 | 5 | 5 | BIGSPRIG_8 | COSDEN_8 | TO_FROM | 74960.94 | 75088.01 | -141.412 | 0 | 1561.525 | 966.768 | -0.25819 | 0.023088 | -0.40977 | 0.57285 | 90.9292 | 15.0001 | 0 | 10000 | 10000 | 4376.994 | 10000 | 1426.689 | 2767.13 | 5843.198 | 10000 | 4869.965 | 5422.163 | 5941.588 | 10000 | Competitive | Competitive | 1 | TRUE | FALSE | 1 | Non-Competitive | 0.711 | Competitive | 91.308 | 3.9365 | 6161.231 | 7282.498 | 143 | 1
SAVMBSP8 BSPSW_FMR1 FROM_TO | SAVMBSP8 | BSPSW_FMR1 | 116 | 5 | 5 | BIGSPRIG_8 | BIGSPRIG_9 | FROM_TO | 74960.94 | 74994.89 | -0.33236 | 0 | 869.373 | 5360.985 | -0.51218 | 0.17122 | -0.55461 | 0.17946 | 97.1699 | 18.8467 | 0 | 3102.302 | 10000 | 3102.302 | 10000 | 1575.973 | 7004.664 | 3102.302 | 10000 | 3903.837 | 9976.328 | 4023.776 | 10000 | Competitive | Competitive | 1 | TRUE | FALSE | 1 | Non-Competitive | 0.6955 | Competitive | 97.829 | 21.4683 | 4047.005 | 10000 | 116 | 1
SAVMBSP8 BSPSW_FMR1 TO_FROM | SAVMBSP8 | BSPSW_FMR1 | 116 | 5 | 5 | BIGSPRIG_8 | BIGSPRIG_9 | TO_FROM | 74960.94 | 75524.59 | -72.9693 | 0 | 5360.985 | 1078.64 | -0.01365 | 0.51218 | -0.17946 | 0.55461 | 13.5434 | -6.4541 | 4369.74 | 5304.976 |  | 5304.976 | 10000 | 3042.439 | 1809.211 | 5304.976 | 10000 | 5093.948 | 7237.377 | 5138.343 | 10000 | Competitive | Competitive | 1 | TRUE | FALSE | 1 | Non-Competitive | 0.6955 | Competitive | 20.4194 | -2.3655 | 5018.06 | 10000 | 116 | 1
SAZSL8 PRTTLR84_A FROM_TO | SAZSL8 | PRTTLR84_A | 220 | 1 | 1 | PORT____138A | TAYLOR__8010 | FROM_TO | 74960.94 | 74777.93 | -152.727 | 0 | 1919.861 | 1701.295 | -0.23259 | 0.058344 | -0.65451 | 0.32012 | 339.8835 | -61.6138 | 0 | 2630.189 | 3249.135 | 2630.189 | 3521.031 | 1019.456 | 3034.647 | 3465.81 | 4825.522 | 2426.898 | 4090.924 | 3050.259 | 4102.59 | Competitive | Non-Competitive | 0 | TRUE | FALSE | 1 | Non-Competitive | 0.68 | Non-Competitive | 341.5797 | -63.4259 | 3141.36 | 4096.833 | 216 | 1
SAZSL8 PRTTLR84_A TO_FROM | SAZSL8 | PRTTLR84_A | 220 | 1 | 1 | PORT____138A | TAYLOR__8010 | TO_FROM | 74960.94 | 74904.98 | -273.983 | 0 | 1701.295 | 1728.4 | -0.05834 | 0.23259 | -0.32013 | 0.65451 | 232.6168 | -261.684 | 0 | 3249.135 | 2630.189 | 3521.031 | 2630.189 | 2908.287 | 1122.769 | 4825.522 | 3465.81 | 4085.567 | 2455.741 | 4102.59 | 3050.259 | Competitive | Non-Competitive | 0 | TRUE | FALSE | 1 | Non-Competitive | 0.68 | Non-Competitive | 226.7106 | -266.89 | 4096.833 | 3141.36 | 216 | 1
SBATPAL8 2585_1 FROM_TO | SBATPAL8 | 2585_1 | 122 | 1 | 1 | MOORESUB8 | DOWNIESUB8 | FROM_TO | 74960.94 | 75001.72 | -52.3465 | 0 | 1428.111 | 970.508 | -0.11294 | 0.07082 | -0.33376 | 0.13276 | 108.3873 | -6.6121 | 0 | 10000 | 10000 | 10000 | 10000 | 1001.079 | 1468.321 | 10000 | 10000 | 6143.767 | 6638.111 | 10000 | 10000 | Competitive | Competitive | 1 | TRUE | FALSE | 1 | Non-Competitive | 0.6875 | Non-Competitive | 189.3841 | 1.1043 | 10000 | 10000 | 122 | 0
SBATPAL8 2585_1 TO_FROM | SBATPAL8 | 2585_1 | 122 | 1 | 1 | MOORESUB8 | DOWNIESUB8 | TO_FROM | 74960.94 | 75132.7 | -113.124 | 0 | 1026.903 | 1428.111 | -0.07082 | 0.11294 | -0.13276 | 0.33376 | 98.6126 | -64.8881 | 0 | 1805.035 | 10000 | 6087.514 | 10000 | 852.326 | 1122.42 | 6087.514 | 10000 | 2377.506 | 6411.333 | 3549.546 | 10000 | Competitive | Competitive | 1 | TRUE | FALSE | 1 | Non-Competitive | 0.6875 | Non-Competitive | 188.84 | -140.975 | 2767.847 | 10000 | 122 | 0
SBATPEA8 2585_1 FROM_TO | SBATPEA8 | 2585_1 | 122 | 1 | 1 | MOORESUB8 | DOWNIESUB8 | FROM_TO | 74960.94 | 74959.74 | -46.4495 | 0 | 1300.788 | 1012.576 | -0.10794 | 0.10041 | -0.31468 | 0.15257 | 122.3754 | 2.4413 | 0 | 10000 | 10000 | 10000 | 10000 | 1199.882 | 1371.593 | 10000 | 10000 | 7681.284 | 6450.062 | 10000 | 10000 | Competitive | Non-Competitive | 0 | TRUE | FALSE | 1 | Non-Competitive | 0.7735 | Non-Competitive | 195.2342 | 5.9611 | 10000 | 8808.824 | 122 | 1
SBATPEA8 2585_1 TO_FROM | SBATPEA8 | 2585_1 | 122 | 1 | 1 | MOORESUB8 | DOWNIESUB8 | TO_FROM | 74960.94 | 75165.84 | -122.806 | 0 | 956.881 | 1333.56 | -0.10041 | 0.10794 | -0.15257 | 0.31468 | 90.7231 | -73.3744 | 0 | 3268.787 | 10000 | 5939.115 | 10000 | 783.08 | 1327.235 | 5939.115 | 10000 | 2283.094 | 7797.754 | 5014.016 | 10000 | Competitive | Competitive | 1 | TRUE | FALSE | 1 | Non-Competitive | 0.7735 | Non-Competitive | 164.789 | -141.562 | 2563.73 | 10000 | 122 | 0
SBATPEA8 PEARSALL_69_4 FROM_TO | SBATPEA8 | PEARSALL_69_4 | 200 | 1 | 1 | PEARSALLSW9 | PEARSALLSW8 | FROM_TO | 74960.94 | 75623.87 | -117.254 | 0 | 3033.372 | 1266.867 | -0.25729 | 0.55858 | -0.25729 | 0.55858 | 25.8321 | -56.6702 | 0 | 9602.091 | 10000 | 10000 | 10000 | 6004.573 | 2927.436 | 10000 | 10000 | 9868.187 | 9929.093 | 9978.562 | 10000 | Competitive | Competitive | 1 | TRUE | FALSE | 1 | Non-Competitive | 0.797 | Competitive | 121.2781 | 43.538 | 10000 | 10000 | 143 | 1
SBATPEA8 PEARSALL_69_4 TO_FROM | SBATPEA8 | PEARSALL_69_4 | 200 | 1 | 1 | PEARSALLSW9 | PEARSALLSW8 | TO_FROM | 74960.94 | 75104.84 | -22.4588 | 0 | 1383.501 | 3033.374 | -0.55858 | 0.25729 | -0.55858 | 0.25729 | 119.5557 | 35.4185 | 0 | 10000 | 10000 | 10000 | 10000 | 2782.955 | 8345.619 | 10000 | 10000 | 9926.081 | 9959.792 | 10000 | 10000 | Competitive | Competitive | 1 | TRUE | FALSE | 1 | Non-Competitive | 0.797 | Competitive | 25.8414 | -66.9819 | 10000 | 10000 | 143 | 1
SBBSJE15 50__A FROM_TO | SBBSJE15 | 50__A | 1072 | 0 | 0 | BIGBRN__5 | JEWETT_N5 | FROM_TO | 74960.94 | 70404.37 | -1571.41 | 0 | 2250.898 | 1990.222 | -0.08273 | 0.20457 | -0.19015 | 0.20457 | 1577.506 | 435.145 | 0 | 1852.976 | 1354.762 | 2409.724 | 1366.082 | 1845.461 | 1354.72 | 4850.904 | 1848.297 | 2425.503 | 1551.911 | 2426.245 | 1551.912 | Competitive | Competitive | 0 | TRUE | TRUE | 1 | Competitive | 0.797 | Competitive | 1858.238 | 207.68 | 2363.865 | 1545.105 | 1098 | 1
SBBSJE15 50__A TO_FROM | SBBSJE15 | 50__A | 1072 | 0 | 0 | BIGBRN__5 | JEWETT_N5 | TO_FROM | 74960.94 | 69487.16 | -99.4411 | 0 | 2117.548 | 2199.137 | -0.20457 | 0.082732 | -0.20457 | 0.19015 | 1541.586 | 878.9996 | 2929.84 | 1196.402 | 2225.532 | 1205.555 | 2418.856 | 1196.033 | 2215.296 | 1625.797 | 4850.904 | 1383.841 | 2675.651 | 1383.938 | 2676.523 | Non-Competitive | Non-Competitive | 0 | TRUE | FALSE | 1 | Non-Competitive | 0.797 | Non-Competitive | 1536.484 | 815.075 | 1444.497 | 2696.556 | 1098 | 1
SBBSJE25 50__A FROM_TO | SBBSJE25 | 50__A | 1072 | 1 | 1 | BIGBRN__5 | JEWETT_N5 | FROM_TO | 74960.94 | 65151.99 | -2121.21 | 0 | 2114.358 | 2151.876 | -0.10562 | 0.27659 | -0.19573 | 0.27659 | 2069.218 | 558.8029 | 0 | 1876.325 | 1347.78 | 2392.521 | 1358.652 | 1876.325 | 1344.616 | 4852.572 | 1855.433 | 2480.017 | 1548.489 | 2480.017 | 1548.701 | Non-Competitive | Competitive | 0 | TRUE | TRUE | 1 | Competitive | 1.039 | Competitive | 2445.728 | 248.1854 | 2419.497 | 1541.867 | 1098 | 1
SBBSJE25 50__A TO_FROM | SBBSJE25 | 50__A | 1072 | 1 | 1 | BIGBRN__5 | JEWETT_N5 | TO_FROM | 74960.94 | 67444.55 | -77.5575 | 0 | 2151.876 | 2114.357 | -0.2766 | 0.10562 | -0.2766 | 0.19573 | 2052.444 | 1175.156 | 2929.84 | 1188.972 | 2243.087 | 1198.098 | 2401.429 | 1186.375 | 2243.087 | 1630.04 | 4852.572 | 1377.974 | 2719.283 | 1378.151 | 2719.283 | Non-Competitive | Non-Competitive | 0 | TRUE | FALSE | 0 | Non-Competitive | 1.039 | Non-Competitive | 2049.294 | 1091.12 | 1437.801 | 2742.004 | 1098 | 1
SBBSJEW5 40__A FROM_TO | SBBSJEW5 | 40__A | 1072 | 1 | 1 | BIGBRN__5 | JEWETT_S5 | FROM_TO | 74960.94 | 67003.32 | -2122.85 | 0 | 2170.295 | 2214.212 | -0.09763 | 0.27466 | -0.19664 | 0.27466 | 1933.872 | 615.0683 | 0 | 1921.956 | 1314.668 | 2782.67 | 1336.644 | 1921.956 | 1314.404 | 4855.583 | 1600.169 | 2582.507 | 1532.13 | 2582.507 | 1532.15 | Non-Competitive | Non-Competitive | 0 | TRUE | FALSE | 1 | Non-Competitive | 0.703 | Non-Competitive | 2280.454 | 187.3465 | 2523.975 | 1524.378 | 1098 | 1
SBBSJEW5 40__A TO_FROM | SBBSJEW5 | 40__A | 1072 | 1 | 1 | BIGBRN__5 | JEWETT_S5 | TO_FROM | 74960.94 | 67945.72 | 25.5185 | 0 | 2214.212 | 2170.296 | -0.27466 | 0.097633 | -0.27466 | 0.19664 | 1980.591 | 1142.929 | 2929.84 | 1159.314 | 2277.013 | 1177.661 | 2794.46 | 1159.098 | 2277.013 | 1406.377 | 4855.583 | 1358.831 | 2800.495 | 1358.848 | 2800.495 | Non-Competitive | Non-Competitive | 0 | TRUE | FALSE | 0 | Non-Competitive | 0.703 | Non-Competitive | 1975.98 | 1059.317 | 1414.833 | 2826.961 | 1098 | 1
SBBSRC25 TRSES_AXFMR6H FROM_TO | SBBSRC25 | TRSES_AXFMR6H | 1072 | 1 | 1 | STRYKER_5 | TRINDAD1_5 | FROM_TO | 74960.94 | 76819.33 | -89.6352 | 0 | 1039.452 | 2633.055 | -0.26692 | 0.2273 | -0.33222 | 0.2273 | 451.8027 | -58.2785 | 0 | 5030.354 | 6141.915 | 5859.672 | 6141.915 | 1568.043 | 5316.845 | 5859.672 | 6141.915 | 5513.871 | 6217.876 | 5754.68 | 6298.862 | Competitive | Competitive | 1 | TRUE | FALSE | 1 | Non-Competitive | 0.8825 | #N/A | #N/A | #N/A | #N/A | #N/A | #N/A | #N/A
SBBSRC25 TRSES_AXFMR6H TO_FROM | SBBSRC25 | TRSES_AXFMR6H | 1072 | 1 | 1 | STRYKER_5 | TRINDAD1_5 | TO_FROM | 74960.94 | 76393.42 | -397.862 | 0 | 2633.049 | 1039.452 | -0.2273 | 0.26692 | -0.2273 | 0.33221 | 733.3724 | 568.0628 | 0 | 6141.915 | 5030.354 | 6141.915 | 5859.672 | 5316.845 | 1887.65 | 6141.915 | 5859.672 | 6217.876 | 5561.969 | 6298.862 | 5754.68 | Competitive | Competitive | 1 | TRUE | FALSE | 1 | Non-Competitive | 0.8825 | #N/A | #N/A | #N/A | #N/A | #N/A | #N/A | #N/A
SBCETM25 425__A FROM_TO | SBCETM25 | 425__A | 1072 | 0 | 0 | TEMP_SS__5 | BELL_E_5 | FROM_TO | 74960.94 | 77055.46 | -1528.11 | 0 | 999.713 | 1726.342 | -0.11222 | 0.11219 | -0.22253 | 0.21049 | 662.711 | -184.422 | 5.14 | 1100.99 | 1130.008 | 960.614 | 1540.197 | 1104.394 | 1126.771 | 862.285 | 4481.088 | 964.952 | 1334.959 | 965.711 | 1335.873 | Competitive | Competitive | 1 | TRUE | TRUE | 1 | Competitive | 1.086 | Competitive | 788.7197 | -500.415 | 792.9 | 1906.625 | 1065 | 1
SBCETM25 425__A TO_FROM | SBCETM25 | 425__A | 1072 | 0 | 0 | TEMP_SS__5 | BELL_E_5 | TO_FROM | 74960.94 | 72943.11 | -100.222 | 0 | 1726.341 | 1013.56 | -0.11219 | 0.11222 | -0.21049 | 0.22253 | 1397.388 | 748.9605 | 2929.84 | 1005.134 | 1570.118 | 1415.885 | 1468.143 | 1002.463 | 1567.002 | 4481.088 | 2499.445 | 1211.553 | 1447.47 | 1212.319 | 1451.225 | Competitive | Competitive | 0 | TRUE | TRUE | 1 | Competitive | 1.086 | Competitive | 1305.812 | 237.1232 | 1887.231 | 1698.086 | 1065 | 1
SBCKCGR8 6430__C FROM_TO | SBCKCGR8 | 6430__C | 186 | 1 | 1 | MOSS_8 | AMOCNCTA_8 | FROM_TO | 74960.94 | 74957.05 | 95.0748 | 0 | 1009.999 | 4637.886 | -0.09841 | 0.015391 | -0.63378 | 0.054558 | 188.4637 | 160.0986 | 0 |  | 10000 | 3959.052 | 10000 | 698.225 | 9842.662 | 4958.383 | 10000 | 1620.638 | 9974.636 | 4655.567 | 10000 | Non-Competitive | Non-Competitive | 0 | TRUE | FALSE | 1 | Non-Competitive | 0.914 | Non-Competitive | 196.4416 | 164.1686 | 4621.684 | 10000 | 179 | 1
SBCKCGR8 6430__C TO_FROM | SBCKCGR8 | 6430__C | 186 | 1 | 1 | MOSS_8 | AMOCNCTA_8 | TO_FROM | 74960.94 | 79364.85 | -187.621 | 0 | 4637.891 | 1009.999 | -0.01539 | 0.17445 | -0.05456 | 0.63378 | -45.9963 | -165.158 | 0 | 4434.886 |  | 4434.886 | 4958.383 | 3266.542 | 801.758 | 4434.886 | 4958.383 | 4034.81 | 1900.717 | 4148.379 | 5190.295 | Competitive | Competitive | 1 | TRUE | FALSE | 1 | Non-Competitive | 0.914 | Competitive | 25.8833 | -173.545 | 3709.508 | 5159.11 | 179 | 1
SBCKCGR8 6437__C FROM_TO | SBCKCGR8 | 6437__C | 394 | 1 | 1 | GOLDENSW_8 | BRAND_8 | FROM_TO | 74960.94 | 75237.34 | -74.387 | 0 | 1022.022 | 1543.697 | -0.00326 | 0.30325 | -0.68039 | 0.30325 | 205.5652 | 130.0239 | 1675.24 | 3333.232 |  | 4139.454 | 3694.974 | 2942.316 | 1016.528 | 4573.905 | 10000 | 4199.37 | 1264.529 | 4208.5 | 4378.63 | Competitive | Competitive | 1 | TRUE | FALSE | 1 | Non-Competitive | 0.719 | Competitive | 208.2173 | 80.3172 | 4444.571 | 4951.283 | 393 | 1
SBCKCGR8 6437__C TO_FROM | SBCKCGR8 | 6437__C | 394 | 1 | 1 | GOLDENSW_8 | BRAND_8 | TO_FROM | 74960.94 | 76003.78 | -133.65 | 0 | 1369.509 | 1022.022 | -0.03985 | 0.11761 | -0.30325 | 0.68039 | 77.5359 | 61.971 | 1259.74 | 10000 | 9619.211 | 10000 | 9619.211 | 1190.213 | 6586.603 | 10000 | 9619.211 | 9391.881 | 9510.511 | 10000 | 9748.437 | Competitive | Competitive | 1 | TRUE | FALSE | 1 | Non-Competitive | 0.719 | Competitive | 112.0387 | 90.776 | 9260.353 | 10000 | 393 | 1
SBCKCGR8 6611__D FROM_TO | SBCKCGR8 | 6611__D | 197 | 1 | 1 | LAMESA_9 | SPARNBRG_9 | FROM_TO | 74960.94 | 75246.83 | -17.234 | 0 | 1640.703 | 1191.334 | -0.05495 | 0.01317 | -0.66822 | 0.24409 | 5.9172 | -10.0822 | 0 |  | 10000 | 3056.319 | 10000 | 1864.93 | 1874.725 | 3056.319 | 10000 | 2639.546 | 6225.029 | 2957.537 | 10000 | Competitive | Competitive | 1 | TRUE | FALSE | 1 | Non-Competitive | 0.711 | Competitive | 44.7989 | -41.8166 | 5045.638 | 10000 | 195 | 1
SBCKCGR8 6611__D TO_FROM | SBCKCGR8 | 6611__D | 197 | 1 | 1 | LAMESA_9 | SPARNBRG_9 | TO_FROM | 74960.94 | 75668.75 | -2.2747 | 0 | 1056.224 | 1872.465 | -0.00683 | 0.054954 | -0.24409 | 0.66822 | 24.1711 | 4.5604 | 0 | 4107.477 |  | 4107.477 | 10000 | 1558.746 | 4084.314 | 5310.807 | 10000 | 2815.298 | 7049.861 | 3429.758 | 10000 | Competitive | Competitive | 1 | TRUE | FALSE | 1 | Non-Competitive | 0.711 | Competitive | 56.9619 | 24.3863 | 2877.556 | 10000 | 195 | 1
SBCKCGR8 ODNTH_FMR1 FROM_TO | SBCKCGR8 | ODNTH_FMR1 | 87 | 1 | 1 | ODESSANO_8 | ODESSANO_9 | FROM_TO | 74960.94 | 74993.53 | 19.6454 | 0 | 1008.934 | 1083.671 | -0.03337 | 0.004652 | -0.7041 | 0.04575 | 64.0495 | 55.587 | 0 |  | 10000 | 4161.509 | 10000 | 708.146 | 9906.059 | 5794.469 | 10000 | 1367.894 | 9987.809 | 4973.697 | 10000 | Competitive | Competitive | 1 | TRUE | FALSE | 1 | Non-Competitive | 0.6875 | Competitive | 84.0031 | 74.1165 | 4974.115 | 10000 | 87 | 1
SBCKCGR8 ODNTH_FMR1 TO_FROM | SBCKCGR8 | ODNTH_FMR1 | 87 | 1 | 1 | ODESSANO_8 | ODESSANO_9 | TO_FROM | 74960.94 | 77326.61 | -63.5674 | 0 | 1117.01 | 1042.325 | -0.00465 | 0.057549 | -0.04575 | 0.7041 | -19.6067 | -57.1201 | 0 | 4329.508 |  | 4329.508 | 5216.985 | 3529.435 | 809.868 | 4329.508 | 5794.469 | 3853.521 | 1594.47 | 3899.147 | 5533.987 | Competitive | Competitive | 1 | TRUE | FALSE | 1 | Non-Competitive | 0.6875 | Competitive | -14.879 | -76.7864 | 4009.44 | 5575.257 | 87 | 1
SBELHIG8 163T232_1 FROM_TO | SBELHIG8 | 163T232_1 | 194.57 | 2 | 2 | L_WALLER8_1Y | L_CHAPHI8_1Y | FROM_TO | 74960.94 | 74815.32 | -436.619 | 0 | 2043.932 | 1191.664 | -0.04373 | 0.027721 | -0.35857 | 0.33838 | 204.2126 | -43.8726 | 0 | 10000 | 5869.636 | 2127.01 | 4192.053 | 1866.18 | 1119.852 | 1908.86 | 6340.558 | 1829.771 | 2333.847 | 1955.419 | 4798.003 | Competitive | Non-Competitive | 0 | TRUE | FALSE | 1 | Non-Competitive | 0.7965 | Competitive | 162.316 | -94.4093 | 2826.379 | 4775.895 | 198 | 0
SBELHIG8 163T232_1 TO_FROM | SBELHIG8 | 163T232_1 | 194.57 | 2 | 2 | L_WALLER8_1Y | L_CHAPHI8_1Y | TO_FROM | 74960.94 | 74430.15 | -44.317 | 0 | 1191.664 | 2043.932 | -0.02772 | 0.043727 | -0.33838 | 0.35857 | 362.97 | 70.7467 | 0 | 5869.636 | 10000 | 4192.053 | 2521.539 | 926.838 | 2174.323 | 6340.558 | 2302.126 | 2030.935 | 2195.264 | 4798.003 | 2367.372 | Non-Competitive | Non-Competitive | 0 | TRUE | FALSE | 1 | Non-Competitive | 0.7965 | Non-Competitive | 424.6115 | 61.9611 | 4775.895 | 2826.379 | 198 | 1
SBELTMP8 2394__A FROM_TO | SBELTMP8 | 2394__A | 107 | 1 | 1 | SEATON9 | TXUPOAG_P_9 | FROM_TO | 74960.94 | 74890.24 | 16.3196 | 0 | 2124.69 | 1199.681 | -0.00898 | 0.007231 | -0.42415 | 0.24655 | 136.8824 | 48.3759 | 0 |  |  | 1732.016 | 3784.594 | 1256.588 | 1648.384 | 4943.284 | 5271.394 | 1341.422 | 2378.72 | 1609.103 | 4356.579 | Competitive | Non-Competitive | 0 | FALSE | FALSE | 1 | Non-Competitive | 1 | Competitive | -21.2507 | -27.4804 | 4398.862 | 1551.726 | 106 | 0
SBELTMP8 2394__A TO_FROM | SBELTMP8 | 2394__A | 107 | 1 | 1 | SEATON9 | TXUPOAG_P_9 | TO_FROM | 74960.94 | 75470.75 | -98.954 | 0 | 1247.521 | 1966.417 | -0.00723 | 0.008976 | -0.24655 | 0.42415 | -28.1382 | -26.63 | 4676.04 |  |  | 3100.37 | 1732.016 | 1420.263 | 1471.583 | 5271.394 | 4943.284 | 2107.022 | 1507.922 | 3849.765 | 1609.103 | Competitive | Competitive | 1 | FALSE | FALSE | 1 | Non-Competitive | 1 | Non-Competitive | 139.4215 | 44.6995 | 1488.979 | 4987.694 | 106 | 0
SBELTMP8 SEA_AAT1 FROM_TO | SBELTMP8 | SEA_AAT1 | 60 | 1 | 1 | SEATON9 | SEATON8 | FROM_TO | 74960.94 | 76420.4 | -71.7672 | 0 | 1168.859 | 855.461 | -0.00457 | 0.009944 | -0.05815 | 0.60906 | -21.8939 | -25.2302 | 2965.84 |  |  | 3438.677 | 1929.147 | 1065.258 | 1896.152 | 6179.168 | 1587.386 | 2619.489 | 1779.574 | 3505.749 | 1793.866 | Competitive | Competitive | 1 | FALSE | FALSE | 1 | Non-Competitive | 0.75 | Competitive | -19.2459 | -25.3167 | 3445.937 | 1689.088 | 60 | 1
SBELTMP8 SEA_AAT1 TO_FROM | SBELTMP8 | SEA_AAT1 | 60 | 1 | 1 | SEATON9 | SEATON8 | TO_FROM | 74960.94 | 74900.26 | 16.1144 | 0 | 801.341 | 1166.812 | -0.00994 | 0.004565 | -0.60906 | 0.05815 | 96.2108 | 38.4517 | 0 |  |  | 1454.445 | 3438.677 | 1434.059 | 1200.272 | 831.187 | 6179.168 | 1324.782 | 2735.603 | 1333.133 | 3505.749 | Competitive | Non-Competitive | 0 | FALSE | FALSE | 1 | Non-Competitive | 0.75 | Non-Competitive | 105.2974 | 34.2585 | 1198.955 | 3445.937 | 60 | 1
SBGLTWI8 SACO_SAMF1_1 FROM_TO | SBGLTWI8 | SACO_SAMF1_1 | 38 | 1 | 1 | SACONCH2 | SAMTFLD2 | FROM_TO | 74960.94 | 74952.92 | -24.6104 | 0 | 1499.539 | 906.784 | -0.02182 | 0.004773 | -0.84872 | 0.039159 | 44.8047 | 16.7506 | 0 |  | 10000 | 3041.246 | 10000 | 1095.939 | 1794.629 | 10000 | 10000 | 1101.405 | 3084.645 | 3154.806 | 10000 | Competitive | Non-Competitive | 0 | TRUE | FALSE | 1 | Non-Competitive | 0.719 | Non-Competitive | 48.5587 | 14.2539 | 3334.263 | 10000 | 38 | 1
SBGLTWI8 SACO_SAMF1_1 TO_FROM | SBGLTWI8 | SACO_SAMF1_1 | 38 | 1 | 1 | SACONCH2 | SAMTFLD2 | TO_FROM | 74960.94 | 75135.19 | -38.6614 | 0 | 906.784 | 1499.539 | -0.00106 | 0.042301 | -0.03916 | 0.84872 | 29.4501 | 23.1322 | 1850.64 | 3309.181 |  | 3309.181 | 1732.144 | 1656.265 | 1338.64 | 3309.181 | 1796.402 | 2922.749 | 1579.867 | 3275.866 | 1794.882 | Competitive | Competitive | 1 | TRUE | FALSE | 1 | Non-Competitive | 0.719 | Non-Competitive | 44.8652 | 32.1782 | 2847.779 | 1843.001 | 38 | 0
SBIGASH8 CRYSTA_TURTLC1_1 FROM_TO | SBIGASH8 | CRYSTA_TURTLC1_1 | 38 | 1 | 1 | CRYSTAL2 | TURTLCRK2 | FROM_TO | 74960.94 | 75070.33 | -29.8839 | 0 | 907.104 | 1589.482 | -0.01071 | 0.056928 | -0.26695 | 0.67743 | 8.5565 | -25.5131 | 0 | 10000 |  | 10000 | 10000 | 991.605 | 1184.795 | 10000 | 10000 | 4656.733 | 3768.038 | 10000 | 10000 | Competitive | Competitive | 1 | TRUE | FALSE | 1 | Non-Competitive | 0.7265 | #N/A | #N/A | #N/A | #N/A | #N/A | #N/A | #N/A
SBIGASH8 CRYSTA_TURTLC1_1 TO_FROM | SBIGASH8 | CRYSTA_TURTLC1_1 | 38 | 1 | 1 | CRYSTAL2 | TURTLCRK2 | TO_FROM | 74960.94 | 74972 | -2.0909 | 0 | 1589.482 | 907.104 | -0.0184 | 0.010707 | -0.67743 | 0.26695 | 30.5037 | 11.2516 | 0 |  |  | 10000 | 3383.305 | 1071.274 | 1479.147 | 10000 | 3383.305 | 3500.035 | 3573.378 | 10000 | 3854.959 | Competitive | Competitive | 1 | FALSE | FALSE | 1 | Non-Competitive | 0.7265 | #N/A | #N/A | #N/A | #N/A | #N/A | #N/A | #N/A
SBIGPEA9 POT_PEAR_1 FROM_TO | SBIGPEA9 | POT_PEAR_1 | 45 | 4 | 4 | POTEETSUB9 | PEARSALLSW9 | FROM_TO | 74960.94 | 75269.09 | -29.4562 | 0 | 1428.627 | 563.138 | -0.08435 | 0.002974 | -0.08435 | 0.28502 | 19.0438 | 2.6091 | 0 |  | 10000 | 9781.168 | 10000 | 1923.246 | 5339.807 | 9781.168 | 10000 | 6043.068 | 9729.333 | 9753.82 | 10000 | Competitive | Competitive | 1 | TRUE | FALSE | 1 | Non-Competitive | 0.875 | Competitive | 22.7061 | -4.0562 | 7068.202 | 10000 | 45 | 1
SBIGPEA9 POT_PEAR_1 TO_FROM | SBIGPEA9 | POT_PEAR_1 | 45 | 4 | 4 | POTEETSUB9 | PEARSALLSW9 | TO_FROM | 74960.94 | 75004.63 | -16.4969 | 0 | 513.506 | 1428.627 | -0.00297 | 0.084353 | -0.28502 | 0.084353 | 32.428 | -8.932 | 0 | 10000 |  | 10000 | 9781.168 | 2879.336 | 2138.67 | 10000 | 9781.168 | 9018.158 | 6471.439 | 10000 | 9753.82 | Competitive | Competitive | 1 | TRUE | FALSE | 1 | Non-Competitive | 0.875 | Non-Competitive | 50.9014 | -8.2182 | 9732.516 | 7068.202 | 45 | 0
SBLESTP5 357T544_1 FROM_TO | SBLESTP5 | 357T544_1 | 38 | 1 | 1 | L_COLUMB9_1Y | L_STAFHI9_1Y | FROM_TO | 74960.94 | 74779.96 | 4.4291 | 0 | 836.943 | 892.459 | -0.02619 | 0.015418 | -0.59877 | 0.30183 | 146.0928 | 20.6366 | 0 |  | 3648.171 | 6030.901 | 2170.564 | 1062.329 | 961.459 | 6522.202 | 3160.074 | 1788.623 | 2019.66 | 6458.852 | 2754.429 | Competitive | Non-Competitive | 0 | TRUE | FALSE | 1 | Non-Competitive | 0.7425 | Non-Competitive | 149.2808 | 19.5481 | 5664.546 | 3682.571 | 38 | 1
SBLESTP5 357T544_1 TO_FROM | SBLESTP5 | 357T544_1 | 38 | 1 | 1 | L_COLUMB9_1Y | L_STAFHI9_1Y | TO_FROM | 74960.94 | 75021.24 | -125.984 | 0 | 845.083 | 870.936 | -0.01542 | 0.026193 | -0.30183 | 0.59877 | 19.5103 | -80.8576 | 0 | 3648.171 |  | 2170.564 | 6030.901 | 758.351 | 1264.201 | 3160.074 | 6522.202 | 1791.554 | 2086.905 | 2754.429 | 6458.852 | Competitive | Competitive | 1 | TRUE | FALSE | 1 | Non-Competitive | 0.7425 | Competitive | 14.1723 | -90.8302 | 3682.571 | 5664.546 | 38 | 1
SBOSELM5 1030__A FROM_TO | SBOSELM5 | 1030__A | 186 | 1 | 1 | ELM_MOTT__8 | ROGERS_P_8 | FROM_TO | 74960.94 | 74705.47 | 68.5046 | 0 | 1103.983 | 1704.595 | -0.26327 | 0.02941 | -0.69805 | 0.1852 | 346.5475 | 125.6974 | 0 | 10000 | 5608.832 | 1865.591 | 10000 | 854.125 | 1922.374 | 10000 | 10000 | 874.678 | 4014.693 | 3014.151 | 7898.859 | Competitive | Non-Competitive | 0 | TRUE | FALSE | 1 | Non-Competitive | 0.7265 | Competitive | 178.5066 | -259.294 | 7297.838 | 7192.413 | 185 | 0
SBOSELM5 1030__A TO_FROM | SBOSELM5 | 1030__A | 186 | 1 | 1 | ELM_MOTT__8 | ROGERS_P_8 | TO_FROM | 74960.94 | 75374.15 | -458.473 | 0 | 1704.595 | 1172.646 | -0.02941 | 0.26327 | -0.1852 | 0.69805 | 106.0515 | -250.152 | 0 | 4842.416 | 10000 | 10000 | 1865.591 | 1504.798 | 962.976 | 10000 | 10000 | 3439.755 | 976.068 | 7228.146 | 3014.151 | Competitive | Competitive | 1 | TRUE | FALSE | 1 | Non-Competitive | 0.7265 | Non-Competitive | 350.8332 | 112.9117 | 7192.413 | 7987.153 | 185 | 0
SBOSWHT8 LKW_WHT_1 FROM_TO | SBOSWHT8 | LKW_WHT_1 | 190 | 1 | 1 | WHITNEY__8 | TNLKWHITNY1 | FROM_TO | 74960.94 | 74980.12 | -92.3736 | 0 | 1962.144 | 1189.849 | -0.0078 | 0.12828 | -0.83519 | 0.15488 | 171.7011 | -2.157 | 0 | 10000 |  | 10000 | 1150.647 | 1536.903 | 869.756 | 10000 | 3144.547 | 2414.61 | 885.833 | 10000 | 1244.86 | Competitive | Competitive | 1 | TRUE | FALSE | 1 | Non-Competitive | 0.719 | Non-Competitive | 199.9168 | -7.847 | 10000 | 1280.688 | 172 | 0
SBOSWHT8 LKW_WHT_1 TO_FROM | SBOSWHT8 | LKW_WHT_1 | 190 | 1 | 1 | WHITNEY__8 | TNLKWHITNY1 | TO_FROM | 74960.94 | 75892.67 | -87.9622 | 0 | 1122.988 | 1962.144 | -0.12828 | 0.007797 | -0.15488 | 0.83519 | 27.9926 | -73.4782 | 0 |  | 10000 | 1013.999 | 10000 | 772.613 | 1869.486 | 3144.547 | 10000 | 794.594 | 2697.412 | 1106.336 | 10000 | Competitive | Competitive | 1 | TRUE | FALSE | 1 | Non-Competitive | 0.719 | Competitive | 32.5545 | -81.7307 | 1139.346 | 10000 | 172 | 1
SBOSWHT8 OLKW_BOS_1 FROM_TO | SBOSWHT8 | OLKW_BOS_1 | 190 | 1 | 1 | BOSQUESW8 | TNLKWHITNY1 | FROM_TO | 74960.94 | 75678.4 | -53.2744 | 0 | 1174.174 | 1894.264 | -0.12122 | 0.009205 | -0.15568 | 0.80397 | 66.2525 | -34.7454 | 0 |  | 10000 | 1005.927 | 10000 | 796.356 | 1873.397 | 5138.083 | 10000 | 797.074 | 2899.097 | 1157.627 | 10000 | Competitive | Competitive | 1 | TRUE | FALSE | 1 | Non-Competitive | 0.6955 | Competitive | 69.2123 | -42.8429 | 1221.278 | 10000 | 190 | 1
SBOSWHT8 OLKW_BOS_1 TO_FROM | SBOSWHT8 | OLKW_BOS_1 | 190 | 1 | 1 | BOSQUESW8 | TNLKWHITNY1 | TO_FROM | 74960.94 | 75026.42 | -125.413 | 0 | 1894.264 | 1163.311 | -0.00921 | 0.12122 | -0.80397 | 0.15568 | 136.3789 | -34.2398 | 0 | 10000 |  | 10000 | 1141.182 | 1515.424 | 897.215 | 10000 | 5138.083 | 2547.584 | 889.221 | 10000 | 1304.611 | Competitive | Competitive | 1 | TRUE | FALSE | 1 | Non-Competitive | 0.6955 | Competitive | 166.3894 | -36.2976 | 10000 | 1377.101 | 190 | 1
SBRAHAM8 HAMILT_MAVERI1_1 FROM_TO | SBRAHAM8 | HAMILT_MAVERI1_1 | 122 | 0 | 0 | HAMILTON4A | MAVRICK4 | FROM_TO | 74960.94 | 74661.5 | -114.848 | 0 | 1092.411 | 2613.574 | -0.03051 | 0.2074 | -0.53578 | 0.2074 | 280.23 | -2.1209 | 0 | 2277.314 | 4150.513 | 10000 | 3682.01 | 949.395 | 972.112 | 10000 | 4291.897 | 2479.713 | 1284.176 | 4313.941 | 3663.545 | Non-Competitive | Non-Competitive | 0 | TRUE | FALSE | 1 | Non-Competitive | 0.75 | Non-Competitive | 317.0253 | -23.5522 | 3734.091 | 3630.452 | 122 | 1
SBRAHAM8 HAMILT_MAVERI1_1 TO_FROM | SBRAHAM8 | HAMILT_MAVERI1_1 | 122 | 0 | 0 | HAMILTON4A | MAVRICK4 | TO_FROM | 74960.94 | 75156.19 | -200.088 | 0 | 2613.574 | 1092.411 | -0.2074 | 0.45774 | -0.2074 | 0.53578 | 82.4475 | -121.554 | 0 | 3835.505 | 10000 | 10000 | 10000 | 887.227 | 1508.494 | 10000 | 10000 | 7587.486 | 5545.828 | 8862.668 | 10000 | Competitive | Competitive | 1 | TRUE | FALSE | 1 | Non-Competitive | 0.75 | Competitive | 93.288 | -120.211 | 8883.629 | 10000 | 122 | 1
SBRAUVA8 HAMILT_MAVERI1_1 FROM_TO | SBRAUVA8 | HAMILT_MAVERI1_1 | 122 | 3 | 3 | HAMILTON4A | MAVRICK4 | FROM_TO | 74960.94 | 74266.62 | -170.399 | 0 | 1012.637 | 1160.566 | -0.04269 | 0.34906 | -0.44913 | 0.34906 | 428.507 | -42.6249 | 0 | 1297.041 | 4948.789 | 10000 | 4017.823 | 937.811 | 1058.117 | 10000 | 4948.789 | 2601.4 | 1470.735 | 3561.634 | 4731.423 | Competitive | Non-Competitive | 0 | TRUE | FALSE | 1 | Non-Competitive | 0.6955 | Non-Competitive | 317.0253 | -23.5522 | 3734.091 | 3630.452 | 122 | 1
SBRAUVA8 HAMILT_MAVERI1_1 TO_FROM | SBRAUVA8 | HAMILT_MAVERI1_1 | 122 | 3 | 3 | HAMILTON4A | MAVRICK4 | TO_FROM | 74960.94 | 74866.39 | -293.445 | 0 | 1287.688 | 991.784 | -0.34906 | 0.3878 | -0.34906 | 0.44913 | 155.0022 | -162.409 | 0 | 3234.684 | 2832.586 | 10000 | 10000 | 896.315 | 1503.954 | 10000 | 10000 | 4444.856 | 5851.208 | 7313.467 | 7756.027 | Competitive | Non-Competitive | 0 | TRUE | FALSE | 1 | Non-Competitive | 0.6955 | Competitive | 93.288 | -120.211 | 8883.629 | 10000 | 122 | 0
SBRAWCO8 G69_R_1 FROM_TO | SBRAWCO8 | G69_R_1 | 63 | 1 | 1 | TNSWEENY__0 | TNOLDOCEAN0 | FROM_TO | 74960.94 | 75459.41 | -23.2351 | 0 | 797.097 | 10000 | -0.16136 | 0 | -0.17319 | 0.69329 | -23.3264 | -23.2112 | 0 |  | 10000 |  | 10000 |  | 3363.91 |  | 10000 |  | 9959.126 | 0 | 10000 | Competitive | Competitive | 1 | TRUE | FALSE | 1 | Non-Competitive | 0.8125 | Competitive | -23.1882 | -23.3261 | 0 | 10000 | 63 | 1
SBRAWCO8 G69_R_1 TO_FROM | SBRAWCO8 | G69_R_1 | 63 | 1 | 1 | TNSWEENY__0 | TNOLDOCEAN0 | TO_FROM | 74960.94 | 74971.15 | 23.1956 | 0 | 787.598 | 0 | 0 | 0.16136 | -0.69328 | 0.17319 | 55.9183 | 23.2224 | 0 | 10000 |  | 10000 |  | 2994.38 |  | 10000 |  | 9953.208 |  | 10000 | 0 | Competitive | Competitive | 1 | TRUE | FALSE | 1 | Non-Competitive | 0.8125 | Competitive | 55.4001 | 23.1711 | 10000 | 0 | 63 | 1
SBRNCMN8 670__B FROM_TO | SBRNCMN8 | 670__B | 124 | 1 | 1 | BRNWDSW_8 | CAMPBOW_P8 | FROM_TO | 74960.94 | 74912.43 | -20.0154 | 0 | 1223.36 | 894.446 | -0.01511 | 0.020023 | -0.76252 | 0.20109 | 160.9881 | 84.4517 | 0 | 10000 |  | 10000 | 3090.182 | 818.694 | 2393.629 | 10000 | 3153.853 | 1276.399 | 2891.01 | 10000 | 3108.933 | Competitive | Non-Competitive | 0 | TRUE | FALSE | 1 | Non-Competitive | 0.711 | Non-Competitive | 178.7138 | 84.8539 | 10000 | 2862.575 | 124 | 1
SBRNCMN8 670__B TO_FROM | SBRNCMN8 | 670__B | 124 | 1 | 1 | BRNWDSW_8 | CAMPBOW_P8 | TO_FROM | 74960.94 | 75274.31 | -166.712 | 0 | 894.446 | 1223.36 | -0.02002 | 0.044516 | -0.20109 | 0.76252 | 61.5882 | -130.243 | 0 | 5406.328 | 10000 | 2474.128 | 10000 | 796.577 | 916.483 | 5406.328 | 10000 | 971.472 | 1437.217 | 3063.736 | 10000 | Competitive | Competitive | 1 | TRUE | FALSE | 1 | Non-Competitive | 0.711 | Competitive | 106.1399 | -153.037 | 1017.105 | 10000 | 124 | 1
SBRTORA8 6630__A FROM_TO | SBRTORA8 | 6630__A | 36 | 1 | 1 | IVAN_9 | BRECK_9 | FROM_TO | 74960.94 | 75117.97 | -14.3826 | 0 | 1904.964 | 747.233 | -0.00099 | 0.014187 | -0.16849 | 0.49732 | 9.2584 | 4.2724 | 6894.64 |  |  | 10000 | 3033.453 | 1625.488 | 867.659 | 10000 | 3178.329 | 5096.762 | 1893.902 | 10000 | 3161.861 | Competitive | Competitive | 1 | FALSE | FALSE | 1 | Non-Competitive | 0.7575 | Competitive | 11.6521 | -1.5051 | 10000 | 7218.398 | 36 | 1
SBRTORA8 6630__A TO_FROM | SBRTORA8 | 6630__A | 36 | 1 | 1 | IVAN_9 | BRECK_9 | TO_FROM | 74960.94 | 75004.74 | -6.3311 | 0 | 964.28 | 1823.266 | -0.00315 | 0.014502 | -0.49732 | 0.1685 | 14.2156 | -3.6307 | 0 |  |  | 10000 | 6898.452 | 530.53 | 1950.598 | 10000 | 6005.693 | 3020.738 | 3727.112 | 10000 | 6322.753 | Competitive | Competitive | 1 | FALSE | FALSE | 1 | Non-Competitive | 0.7575 | Competitive | 11.1218 | -0.48883 | 10000 | 10000 | 36 | 1
SBRTORA8 6825__A FROM_TO | SBRTORA8 | 6825__A | 72 | 1 | 1 | GRAHAMSW_9 | GRAHAM_9 | FROM_TO | 74960.94 | 75002.55 | 22.9843 | 0 | 2292.428 | 919.31 | -0.00113 | 0.034509 | -0.67331 | 0.24578 | 43.9833 | 26.358 | 0 | 10000 |  | 10000 | 3695.052 | 1007.876 | 3695.052 | 10000 | 3695.052 | 4491.346 | 3695.052 | 10000 | 3695.052 | Competitive | Competitive | 1 | TRUE | FALSE | 1 | Non-Competitive | 0.7105 | Competitive | 60.9748 | 30.9277 | 10000 | 10000 | 72 | 1
SBRTORA8 6825__A TO_FROM | SBRTORA8 | 6825__A | 72 | 1 | 1 | GRAHAMSW_9 | GRAHAM_9 | TO_FROM | 74960.94 | 75350.54 | -38.8882 | 0 | 858.959 | 2528.655 | -0.01136 | 0.008192 | -0.24578 | 0.67331 | -25.7661 | -33.6923 | 0 |  |  | 10000 | 5393.2 | 1421.965 | 1233.217 | 10000 | 5393.2 | 4625.035 | 3939.681 | 10000 | 5001.815 | Competitive | Competitive | 1 | FALSE | FALSE | 1 | Non-Competitive | 0.7105 | Competitive | -23.1351 | -25.8122 | 6344.583 | 10000 | 72 | 1
SBTECH25 BTE_AT-2 FROM_TO | SBTECH25 | BTE_AT-2 | 600 | 1 | 1 | BTE_2_5 | BTE_1_8 | FROM_TO | 74960.94 | 75333.37 | 228.6747 | 0 | 790.244 | 10000 | -0.99697 | 0.00303 | -0.99697 | 0.00303 | 227.2305 | 227.3677 | 0 |  | 10000 | 790.244 | 10000 | 790.244 | 10000 | 790.244 | 10000 | 790.244 | 10000 | 790.244 | 10000 | Competitive | Competitive | 1 | TRUE | FALSE | 1 | Non-Competitive | 0.7265 | Competitive | 228.5779 | 227.2744 | 784.953 | 10000 | 600 | 1
SBTECH25 BTE_AT-2 TO_FROM | SBTECH25 | BTE_AT-2 | 600 | 1 | 1 | BTE_2_5 | BTE_1_8 | TO_FROM | 74960.94 | -42891.1 | -227.245 | 0 | 10000 | 790.244 | -0.00303 | 0.99697 | -0.00303 | 0.99697 | 732.8622 | 754.5149 | 7134.64 | 10000 |  | 10000 | 924.037 | 10000 | 924.037 | 10000 | 924.037 | 10000 | 924.037 | 10000 | 924.037 | Non-Competitive | Non-Competitive | 0 | TRUE | FALSE | 0 | Non-Competitive | 0.7265 | Non-Competitive | 732.8868 | 750.3333 | 10000 | 923.008 | 600 | 1
SBUBCOR8 39T188_1 FROM_TO | SBUBCOR8 | 39T188_1 | 478 | 3 | 3 | L_WIRTZ_8_1Y | L_FERGUS8_1Y | FROM_TO | 74960.94 | 76463.32 | -160.769 | 0 | 1716.674 | 1261.954 | -0.25969 | 0.20676 | -0.25969 | 0.20676 | 85.0076 | -7.8552 | 0 | 10000 | 10000 | 10000 | 10000 | 1456.619 | 4980.982 | 10000 | 10000 | 9061.92 | 9833.068 | 10000 | 10000 | Competitive | Competitive | 1 | TRUE | FALSE | 1 | Non-Competitive | 0.742 | Competitive | 84.4487 | -11.1503 | 10000 | 10000 | 221 | 1
SBUBCOR8 39T188_1 TO_FROM | SBUBCOR8 | 39T188_1 | 478 | 3 | 3 | L_WIRTZ_8_1Y | L_FERGUS8_1Y | TO_FROM | 74960.94 | 76439.3 | -61.2209 | 0 | 1261.954 | 1716.674 | -0.20676 | 0.25969 | -0.20676 | 0.25969 | 169.8823 | -55.7292 | 0 | 10000 | 10000 | 10000 | 10000 | 3862.215 | 1479.627 | 10000 | 10000 | 9631.735 | 9066.616 | 10000 | 10000 | Competitive | Competitive | 1 | TRUE | FALSE | 1 | Non-Competitive | 0.742 | Competitive | 182.4215 | -57.4654 | 10000 | 10000 | 221 | 1
SBUEHAM8 HAMILT_MAVERI1_1 FROM_TO | SBUEHAM8 | HAMILT_MAVERI1_1 | 122 | 2 | 2 | HAMILTON4A | MAVRICK4 | FROM_TO | 74960.94 | 74646.14 | -106.59 | 0 | 1032.625 | 2613.574 | -0.0304 | 0.20751 | -0.53567 | 0.20751 | 288.4597 | 6.1084 | 0 | 2277.195 | 4149.264 | 10000 | 3683.009 | 953.285 | 981.452 | 10000 | 4290.333 | 2447 | 1310.302 | 4303.657 | 3664.224 | Non-Competitive | Non-Competitive | 0 | TRUE | FALSE | 1 | Non-Competitive | 0.6795 | Non-Competitive | 330.5639 | -10.0273 | 3718.356 | 3711.164 | 122 | 1
SBUEHAM8 HAMILT_MAVERI1_1 TO_FROM | SBUEHAM8 | HAMILT_MAVERI1_1 | 122 | 2 | 2 | HAMILTON4A | MAVRICK4 | TO_FROM | 74960.94 | 75195.85 | -208.31 | 0 | 2613.574 | 1032.625 | -0.20751 | 0.45763 | -0.20751 | 0.53567 | 74.2155 | -129.785 | 0 | 3841.494 | 10000 | 10000 | 10000 | 900.038 | 1511.055 | 10000 | 10000 | 7640.605 | 5461.286 | 8870.37 | 10000 | Competitive | Competitive | 1 | TRUE | FALSE | 1 | Non-Competitive | 0.6795 | Competitive | 79.6872 | -133.787 | 8896.845 | 10000 | 122 | 1
SC2M38 T0_Y4_1 FROM_TO | SC2M38 | T0_Y4_1 | 170 | 3 | 3 | BUCKEYE | LA_HTS_A | FROM_TO | 74960.94 | 75202.63 | -61.23 | 0 | 795.365 | 1504.092 | -0.00302 | 0.027349 | -0.60959 | 0.23514 | 18.2788 | 12.6545 | 470.24 | 10000 |  | 10000 | 1330.02 | 8149.215 | 954.691 | 10000 | 3604.256 | 9557.864 | 954.279 | 10000 | 1271.755 | Competitive | Competitive | 1 | TRUE | FALSE | 1 | Non-Competitive | 0.719 | Competitive | 23.9135 | -14.5242 | 10000 | 1225.176 | 170 | 1
SC2M38 T0_Y4_1 TO_FROM | SC2M38 | T0_Y4_1 | 170 | 3 | 3 | BUCKEYE | LA_HTS_A | TO_FROM | 74960.94 | 75311.54 | 33.8074 | 0 | 1370.216 | 823.286 | -0.02735 | 0.003019 | -0.23514 | 0.60959 | 87.312 | 62.8017 | 0 |  | 10000 | 1233.597 | 10000 | 854.325 | 9089.382 | 3604.256 | 10000 | 880.166 | 9751.896 | 1192.151 | 10000 | Competitive | Competitive | 1 | TRUE | FALSE | 1 | Non-Competitive | 0.719 | Competitive | 91.039 | 64.0118 | 1177.834 | 10000 | 170 | 1
SCABWES8 ALAZAN_B_DAV01_1 FROM_TO | SCABWES8 | ALAZAN_B_DAV01_1 | 876 | 2 | 2 | DAVIS 4 | ALAZAN 4 | FROM_TO | 74960.94 | 77081.76 | -181.863 | 0 | 1325.569 | 1369.49 | -0.11988 | 0.42559 | -0.3548 | 0.42559 | 125.1586 | -140.159 | 0 | 4001.821 | 4840.742 | 10000 | 10000 | 3862.747 | 843.248 | 10000 | 10000 | 8130.725 | 3989.376 | 8138.505 | 7546.104 | Competitive | Competitive | 1 | TRUE | FALSE | 1 | Non-Competitive | 0.703 | #N/A | #N/A | #N/A | #N/A | #N/A | #N/A | #N/A
SCABWES8 ALAZAN_B_DAV01_1 TO_FROM | SCABWES8 | ALAZAN_B_DAV01_1 | 876 | 2 | 2 | DAVIS 4 | ALAZAN 4 | TO_FROM | 74960.94 | 76576.62 | -122.106 | 0 | 1341.965 | 1317.815 | -0.42559 | 0.11989 | -0.42559 | 0.3548 | 186.1665 | 33.7883 | 0 | 2251.078 | 4592.742 | 2549.181 | 10000 | 626.33 | 4421.585 | 10000 | 10000 | 1772.023 | 8311.079 | 2211.621 | 8319.12 | Competitive | Competitive | 1 | TRUE | FALSE | 1 | Non-Competitive | 0.703 | #N/A | #N/A | #N/A | #N/A | #N/A | #N/A | #N/A
SCABWES8 B_DAVI_RODD_F1_1 FROM_TO | SCABWES8 | B_DAVI_RODD_F1_1 | 320 | 2 | 2 | DAVIS 4 | R.FIELD4 | FROM_TO | 74960.94 | 75429.99 | -136.368 | 0 | 1279.185 | 1480.842 | -0.09372 | 0.52422 | -0.30721 | 0.52422 | 174.0753 | -62.6601 | 0 | 6959.63 | 5934.471 | 10000 | 9113.522 | 6816.734 | 2648.037 | 10000 | 9113.522 | 9614.269 | 8006.376 | 9617.112 | 8142.757 | Competitive | Competitive | 1 | TRUE | FALSE | 1 | Non-Competitive | 0.6955 | Competitive | 166.5358 | -65.8791 | 9648.097 | 9365.859 | 330 | 1
SCABWES8 B_DAVI_RODD_F1_1 TO_FROM | SCABWES8 | B_DAVI_RODD_F1_1 | 320 | 2 | 2 | DAVIS 4 | R.FIELD4 | TO_FROM | 74960.94 | 75304.45 | -173.366 | 0 | 1525.961 | 987.807 | -0.52422 | 0.093725 | -0.52422 | 0.30721 | 139.8011 | 30.458 | 0 | 4356.248 | 9353.63 | 6183.471 | 10000 | 2046.133 | 9185.51 | 9113.522 | 10000 | 6854.992 | 9886.044 | 6969.034 | 9888.75 | Competitive | Competitive | 1 | TRUE | FALSE | 1 | Non-Competitive | 0.6955 | Competitive | 141.4924 | 37.8071 | 8373.387 | 9888.998 | 330 | 1
SCABWES8 NAVAL__N_PADR1_1 FROM_TO | SCABWES8 | NAVAL__N_PADR1_1 | 78 | 2 | 2 | N BASE 2 | N PADRE2 | FROM_TO | 74960.94 | 75029.69 | -17.0668 | 0 | 1095.24 | 1398.016 | -0.02273 | 0.047911 | -0.65084 | 0.17444 | 33.2522 | -4.8307 | 0 | 10000 | 5644.313 | 10000 | 5644.313 | 2442.382 | 3182.691 | 10000 | 5644.313 | 8831.297 | 5407.259 | 10000 | 5644.313 | Competitive | Competitive | 1 | TRUE | FALSE | 1 | Non-Competitive | 0.7345 | Competitive | 34.4306 | -8.5242 | 10000 | 5644.313 | 78 | 1
SCABWES8 NAVAL__N_PADR1_1 TO_FROM | SCABWES8 | NAVAL__N_PADR1_1 | 78 | 2 | 2 | N BASE 2 | N PADRE2 | TO_FROM | 74960.94 | 75298.55 | -32.196 | 0 | 1475.228 | 1206.744 | -0.04791 | 0.022731 | -0.17445 | 0.65084 | 18.901 | -10.1185 | 0 | 5644.313 | 10000 | 3653.636 | 10000 | 2274.346 | 3460.687 | 5644.313 | 10000 | 4332.261 | 9374.594 | 4501.216 | 10000 | Competitive | Competitive | 1 | TRUE | FALSE | 1 | Non-Competitive | 0.7345 | Competitive | 24.0606 | -9.5019 | 4423.327 | 10000 | 78 | 1
SCABWES8 N_SHARPE_PS1 FROM_TO | SCABWES8 | N_SHARPE_PS1 | 222 | 2 | 2 | SHARPE4 | SHARPE4 | FROM_TO | 74960.94 | 94328.7 | 0 | 0 | 0 | 0 | 0 | 0 | 0 | 0 | 0 | 0 | 0 | [10 empty] | 0 | 0 | Competitive | Competitive | 1 | FALSE | TRUE | 1 | Non-Competitive | 0.9375 | Competitive | 0 | 0 | 0 | 0 | 222 | 1
SCABWES8 N_SHARPE_PS1 TO_FROM | SCABWES8 | N_SHARPE_PS1 | 222 | 2 | 2 | SHARPE4 | SHARPE4 | TO_FROM | 74960.94 | 94328.7 | 0 | 0 | 0 | 0 | 0 | 0 | 0 | 0 | 0 | 0 | 0 | [10 empty] | 0 | 0 | Competitive | Competitive | 1 | FALSE | TRUE | 1 | Non-Competitive | 0.9375 | Competitive | 0 | 0 | 0 | 0 | 222 | 1
SCALLON9 LON_HI_ROB_CP1_1 FROM_TO | SCALLON9 | LON_HI_ROB_CP1_1 | 69 | 1 | 1 | LNHILL 2 | RBSTN T2 | FROM_TO | 74960.94 | 74950.23 | 48.6573 | 0 | 2582.536 | 633.237 | -0.01925 | 0.013048 | -0.81946 | 0.074488 | 77.7744 | 51.4999 | 0 |  |  | 2145.508 | 6028.645 | 751.152 | 2038.103 | 2145.508 | 6028.645 | 1838.851 | 5034.644 | 2477.745 | 7242.29 | Non-Competitive | Non-Competitive | 0 | FALSE | FALSE | 1 | Non-Competitive | 0.805 | Non-Competitive | 76.4131 | 49.7858 | 2778.803 | 7009.292 | 69 | 1
SCALLON9 LON_HI_ROB_CP1_1 TO_FROM | SCALLON9 | LON_HI_ROB_CP1_1 | 69 | 1 | 1 | LNHILL 2 | RBSTN T2 | TO_FROM | 74960.94 | 76546.16 | -77.1451 | 0 | 596.725 | 2284.479 | -0.01305 | 0.019254 | -0.07449 | 0.81946 | -49.683 | -63.8843 | 0 |  |  | 6028.645 | 3037.966 | 1627.292 | 895.353 | 6028.645 | 3037.966 | 2952.316 | 2500.453 | 7242.29 | 3503.146 | Competitive | Competitive | 1 | FALSE | FALSE | 1 | Non-Competitive | 0.805 | Competitive | -48.1336 | -63.2795 | 7009.292 | 3828.748 | 69 | 1
SCGRMG28 6220__A FROM_TO | SCGRMG28 | 6220__A | 186 | 1 | 1 | MRGNCRK_8 | CHINAGRVX1_8 | FROM_TO | 74960.94 | 74866.49 | 15.0357 | 0 | 955.636 | 2914.666 | -0.04839 | 0.073686 | -0.39243 | 0.073686 | 223.0645 | 112.1029 | 0 | 10000 | 10000 | 10000 | 10000 | 1067.682 | 3357.505 | 10000 | 10000 | 6069.082 | 8136.191 | 10000 | 10000 | Non-Competitive | Non-Competitive | 0 | TRUE | FALSE | 1 | Non-Competitive | 0.6955 | Non-Competitive | 272.833 | 178.6952 | 10000 | 10000 | 186 | 1
SCGRMG28 6220__A TO_FROM | SCGRMG28 | 6220__A | 186 | 1 | 1 | MRGNCRK_8 | CHINAGRVX1_8 | TO_FROM | 74960.94 | 76743.55 | -220.072 | 0 | 2914.666 | 955.636 | -0.07369 | 0.27517 | -0.07369 | 0.39243 | 58.4985 | 10.0933 | 5663.74 | 2915.545 | 10000 | 3545.431 | 10000 | 2762.842 | 1525.745 | 3075.517 | 10000 | 2922.083 | 8049.516 | 2929.138 | 10000 | Competitive | Competitive | 1 | TRUE | FALSE | 1 | Non-Competitive | 0.6955 | Competitive | 137.3105 | 72.0067 | 2478.845 | 10000 | 186 | 1
SCGRMGS8 6225__A FROM_TO | SCGRMGS8 | 6225__A | 186 | 1 | 1 | MRGNCRK_8 | CHINAGRVX2_8 | FROM_TO | 74960.94 | 74862.69 | 15.1535 | 0 | 955.636 | 2914.665 | -0.04878 | 0.07428 | -0.39559 | 0.07428 | 224.8632 | 113.0065 | 0 | 10000 | 10000 | 10000 | 10000 | 1067.719 | 3357.224 | 10000 | 10000 | 6069.055 | 8135.842 | 10000 | 10000 | Non-Competitive | Non-Competitive | 0 | TRUE | FALSE | 1 | Non-Competitive | 0.68 | Non-Competitive | 274.8082 | 179.99 | 10000 | 10000 | 186 | 1
SCGRMGS8 6225__A TO_FROM | SCGRMGS8 | 6225__A | 186 | 1 | 1 | MRGNCRK_8 | CHINAGRVX2_8 | TO_FROM | 74960.94 | 76723.43 | -221.843 | 0 | 2914.665 | 1061.412 | -0.07428 | 0.27739 | -0.07428 | 0.39559 | 58.972 | 10.1785 | 5663.74 | 2915.542 | 10000 | 3545.428 | 10000 | 2762.84 | 1525.818 | 3075.514 | 10000 | 2922.077 | 8049.604 | 2929.131 | 10000 | Competitive | Competitive | 1 | TRUE | FALSE | 1 | Non-Competitive | 0.68 | Competitive | 138.2971 | 72.5231 | 2478.844 | 10000 | 186 | 1
SCHYWIN8 6100__F FROM_TO | SCHYWIN8 | 6100__F | 171 | 3 | 3 | DOLRHIDE_8 | NOTSW_1_8 | FROM_TO | 74960.94 | 75131.94 | 0 | 0 | 790.855 | 10000 | 0 | 0 | -1 | 0 | 0 | 0 | 0 | [10 empty] | 0 | 0 | Competitive | Competitive | 1 | FALSE | TRUE | 1 | Non-Competitive | 0.734 | Competitive | 0 | 0 | 0 | 0 | 171 | 1
SCHYWIN8 6100__F TO_FROM | SCHYWIN8 | 6100__F | 171 | 3 | 3 | DOLRHIDE_8 | NOTSW_1_8 | TO_FROM | 74960.94 | 94328.7 | 0 | 0 | 10000 | 790.855 | 0 | 1 | 0 | 1 | 152.6 | 0 | 0 | 10000 |  | 10000 |  | 10000 |  | 10000 |  | 10000 |  | 10000 | 0 | Competitive | Competitive | 1 | TRUE | FALSE | 1 | Non-Competitive | 0.734 | Non-Competitive | 305.2 | 0 | 10000 | 0 | 171 | 0
SCHYWIN8 6430__C FROM_TO | SCHYWIN8 | 6430__C | 186 | 3 | 3 | MOSS_8 | AMOCNCTA_8 | FROM_TO | 74960.94 | 74946.49 | 92.1697 | 0 | 915.626 | 10000 | -0.07498 | 0.01775 | -0.64641 | 0.0572 | 196.6487 | 169.6561 | 0 |  | 9782.119 | 4033.525 | 10000 | 696.385 | 9785.764 | 5002.13 | 10000 | 1923.265 | 9933.123 | 4765.145 | 9933.106 | Non-Competitive | Non-Competitive | 0 | TRUE | FALSE | 1 | Non-Competitive | 0.695 | #N/A | #N/A | #N/A | #N/A | #N/A | #N/A | #N/A
SCHYWIN8 6430__C TO_FROM | SCHYWIN8 | 6430__C | 186 | 3 | 3 | MOSS_8 | AMOCNCTA_8 | TO_FROM | 74960.94 | 78918.78 | -195.152 | 0 | 10000 | 1015.256 | -0.01775 | 0.3929 | -0.0572 | 0.64641 | -32.6194 | -170.081 | 0 | 4772.339 |  | 10000 | 5002.13 | 3791.737 | 798.215 | 10000 | 5002.13 | 7835.987 | 2234.631 | 7920.595 | 5257.565 | Competitive | Competitive | 1 | TRUE | FALSE | 1 | Non-Competitive | 0.695 | #N/A | #N/A | #N/A | #N/A | #N/A | #N/A | #N/A
SCITWEI8 CLARK__LON_HI1_1 FROM_TO | SCITWEI8 | CLARK__LON_HI1_1 | 207 | 1 | 1 | LNHILL 4 | CLARKWD4 | FROM_TO | 74960.94 | 75099.47 | 68.2951 | 0 | 0 | 788.325 | 0 | 0.000911 | -0.99909 | 0.000911 | 68.5881 | 68.2703 | 0 |  |  | 788.325 |  | 788.325 |  | 788.325 |  | 788.325 |  | 788.325 | 0 | Competitive | Competitive | 1 | FALSE | TRUE | 1 | Non-Competitive | 0.7655 | Competitive | 68.3538 | 68.3659 | 783.088 | 0 | 207 | 1
SCITWEI8 CLARK__LON_HI1_1 TO_FROM | SCITWEI8 | CLARK__LON_HI1_1 | 207 | 1 | 1 | LNHILL 4 | CLARKWD4 | TO_FROM | 74960.94 | 94328.7 | -68.2951 | 0 | 0 | 788.325 | -0.00091 | 0 | -0.00091 | 0.99909 | -68.2784 | -61.7695 | 7134.64 |  |  |  | 921.083 |  | 921.083 |  | 921.083 |  | 921.083 | 0 | 921.083 | Competitive | Competitive | 1 | FALSE | TRUE | 1 | Non-Competitive | 0.7655 | Competitive | -68.271 | -63.0265 | 0 | 920.068 | 207 | 1
SCMNCPS5 651__B FROM_TO | SCMNCPS5 | 651__B | 186 | 1 | 1 | COMCHESS1_8 | COMANCHE_T8 | FROM_TO | 74960.94 | 74663.18 | -45.3235 | 0 | 855.397 | 1692.942 | -0.07247 | 0.030736 | -0.67931 | 0.23829 | 386.8701 | -31.8853 | 0 | 1165.904 | 7225.257 | 837.704 | 6987.972 | 589.346 | 2097.374 | 897.234 | 10000 | 725.767 | 4957.139 | 904.461 | 8333.264 | Competitive | Non-Competitive | 0 | TRUE | FALSE | 1 | Non-Competitive | 0.703 | Non-Competitive | 478.5888 | -66.2749 | 850.171 | 8400.656 | 185 | 1
SCMNCPS5 651__B TO_FROM | SCMNCPS5 | 651__B | 186 | 1 | 1 | COMCHESS1_8 | COMANCHE_T8 | TO_FROM | 74960.94 | 75118.86 | -392.81 | 0 | 1692.942 | 855.397 | -0.02213 | 0.1234 | -0.23829 | 0.67931 | 139.4171 | -75.2593 | 0 | 5549.068 | 3184.157 | 7812.147 | 1289.545 | 1941.623 | 819.227 | 7812.147 | 2415.977 | 3791.965 | 1154.982 | 5755.442 | 1489.122 | Competitive | Competitive | 1 | TRUE | FALSE | 1 | Non-Competitive | 0.703 | Non-Competitive | 191.3023 | -87.3801 | 5957.047 | 2656.523 | 185 | 0
SCMNSAR5 1800__A FROM_TO | SCMNSAR5 | 1800__A | 326 | 1 | 1 | LEON | FLATCRK_T8 | FROM_TO | 74960.94 | 75258.87 | -167.408 | 0 | 871.096 | 2674.845 | -0.0533 | 0.051137 | -0.37634 | 0.328 | 208.6709 | -121.832 | 0 | 1022.853 | 6920.638 | 898.34 | 6949.163 | 847.661 | 1720.979 | 1921.689 | 10000 | 931.867 | 6561.903 | 943.51 | 8206.352 | Competitive | Competitive | 1 | TRUE | FALSE | 1 | Non-Competitive | 0.6875 | Competitive | 327.7197 | -156.872 | 812.088 | 8193.398 | 393 | 1
SCMNSAR5 1800__A TO_FROM | SCMNSAR5 | 1800__A | 326 | 1 | 1 | LEON | FLATCRK_T8 | TO_FROM | 74960.94 | 75356.59 | -201.645 | 0 | 2277.033 | 871.096 | -0.04376 | 0.37634 | -0.328 | 0.37634 | 196.2093 | 105.574 | 3315.84 | 4240.659 | 3387.634 | 10000 | 3387.634 | 1448.248 | 2640.201 | 10000 | 9675.606 | 6146.194 | 3458.246 | 6566.704 | 3803.889 | Competitive | Competitive | 1 | TRUE | FALSE | 1 | Non-Competitive | 0.6875 | Competitive | 239.9437 | 100.9317 | 6471.227 | 3077.44 | 393 | 1
SCMNSAR5 670__B FROM_TO | SCMNSAR5 | 670__B | 124 | 1 | 1 | BRNWDSW_8 | CAMPBOW_P8 | FROM_TO | 74960.94 | 74968.45 | -80.6636 | 0 | 1218.254 | 934.581 | -0.0136 | 0.03526 | -0.56289 | 0.3581 | 119.8251 | 76.1121 | 2965.84 | 10000 |  | 10000 | 2653.463 | 903.537 | 1716.644 | 10000 | 3189.523 | 2464.886 | 2081.079 | 10000 | 2828.84 | Competitive | Competitive | 1 | TRUE | FALSE | 1 | Non-Competitive | 0.703 | Non-Competitive | 138.5527 | 3.2219 | 10000 | 2782.572 | 124 | 0
SCMNSAR5 670__B TO_FROM | SCMNSAR5 | 670__B | 124 | 1 | 1 | BRNWDSW_8 | CAMPBOW_P8 | TO_FROM | 74960.94 | 74894.66 | -137.272 | 0 | 859.286 | 1109.975 | -0.03526 | 0.031099 | -0.3581 | 0.56289 | 146.5205 | -56.8256 | 0 | 10000 | 10000 | 885.71 | 10000 | 904.194 | 1032.615 | 2579.769 | 10000 | 827.589 | 2807.181 | 908.281 | 10000 | Competitive | Non-Competitive | 0 | TRUE | FALSE | 1 | Non-Competitive | 0.703 | Non-Competitive | 190.2969 | -83.3585 | 817.031 | 10000 | 124 | 1
SCNSCN38 850__C FROM_TO | SCNSCN38 | 850__C | 334 | 4 | 4 | ALLENSW_W8 | PL_CUSTR1_8 | FROM_TO | 74960.94 | 74878.54 | 341.2209 | 0 | 5312.18 | 1128.457 | -0.02422 | 0.018771 | -0.85531 | 0.056919 | 405.6513 | 343.7317 | 0 |  | 10000 | 3796.835 | 10000 | 873.537 | 9513.984 | 7180.454 | 10000 | 956.589 | 9991.553 | 3083.068 | 10000 | Non-Competitive | Non-Competitive | 0 | TRUE | FALSE | 0 | Non-Competitive | 0.758 | Non-Competitive | 406.303 | 238.6309 | 2867.807 | 8069.871 | 334 | 1
SCNSCN38 850__C TO_FROM | SCNSCN38 | 850__C | 334 | 4 | 4 | ALLENSW_W8 | PL_CUSTR1_8 | TO_FROM | 74960.94 | 88169.28 | -386.123 | 0 | 1128.457 | 4451.138 | -0.01877 | 0.024219 | -0.05692 | 0.85532 | -356.611 | -335.014 | 7014.64 | 10000 |  | 10000 | 3796.835 | 7005.417 | 995.031 | 10000 | 7180.454 | 9483.431 | 1054.963 | 10000 | 3083.068 | Competitive | Competitive | 1 | TRUE | FALSE | 1 | Non-Competitive | 0.758 | Competitive | -239.414 | -275.5 | 5887.006 | 3211.547 | 334 | 1
SCOLBAL8 BALG_HUMB1_1 FROM_TO | SCOLBAL8 | BALG_HUMB1_1 | 27 | 3 | 3 | BALNGR 2 | BALEXTP2 | FROM_TO | 74960.94 | 74929.39 | -10.0847 | 0 | 498.28 | 1029.369 | -0.00315 | 0.017216 | -0.75992 | 0.12544 | 50.896 | -8.4946 | 0 |  |  | 2451.211 | 3986.899 | 819.31 | 1384.181 | 5190.65 | 5115.392 | 1022.514 | 2936.803 | 3126.797 | 4433.615 | Competitive | Non-Competitive | 0 | FALSE | FALSE | 1 | Non-Competitive | 0.7185 | #N/A | #N/A | #N/A | #N/A | #N/A | #N/A | #N/A
SCOLBAL8 BALG_HUMB1_1 TO_FROM | SCOLBAL8 | BALG_HUMB1_1 | 27 | 3 | 3 | BALNGR 2 | BALEXTP2 | TO_FROM | 74960.94 | 75086.9 | -42.1493 | 0 | 1297.866 | 498.28 | -0.00586 | 0.005155 | -0.12544 | 0.75992 | 11.1997 | -5.0024 | 0 |  |  | 5245.192 | 3014.418 | 1250.048 | 2537.181 | 5291.789 | 3014.418 | 2290.713 | 2918.78 | 4092.44 | 3019.161 | Competitive | Competitive | 1 | FALSE | FALSE | 1 | Non-Competitive | 0.7185 | #N/A | #N/A | #N/A | #N/A | #N/A | #N/A | #N/A
SCOLBAL8 DRSY_SANA_T1_1 FROM_TO | SCOLBAL8 | DRSY_SANA_T1_1 | 30 | 3 | 3 | SANNA TP | DRESSYR2 | FROM_TO | 74960.94 | 74974.94 | -22.9778 | 0 | 1091.741 | 806.588 | -0.00465 | 0.003812 | -0.39821 | 0.23167 | 24.4229 | 14.219 | 2764.84 |  |  | 10000 | 2386.939 | 848.397 | 1698.743 | 10000 | 9711.488 | 1317.128 | 2486.154 | 10000 | 3067.539 | Competitive | Competitive | 1 | FALSE | FALSE | 1 | Non-Competitive | 0.8435 | Competitive | 27.6758 | 13.343 | 10000 | 3059.044 | 30 | 1
SCOLBAL8 DRSY_SANA_T1_1 TO_FROM | SCOLBAL8 | DRSY_SANA_T1_1 | 30 | 3 | 3 | SANNA TP | DRESSYR2 | TO_FROM | 74960.94 | 74975.81 | -27.3183 | 0 | 806.588 | 1197.163 | -0.00381 | 0.010903 | -0.23167 | 0.39821 | 26.2042 | -13.565 | 0 |  |  | 1772.413 | 10000 | 817.809 | 957.665 | 2251.884 | 10000 | 831.542 | 1525.827 | 1744.85 | 10000 | Competitive | Competitive | 1 | FALSE | FALSE | 1 | Non-Competitive | 0.8435 | Non-Competitive | 36.0263 | -18.3577 | 1626.3 | 10000 | 30 | 0
SCOLPAW5 COLETO_KENEDS1_1 FROM_TO | SCOLPAW5 | COLETO_KENEDS1_1 | 207 | 1 | 1 | COLETO 4 | KENDYSW4 | FROM_TO | 74960.94 | 75020.7 | -171.919 | 0 | 1202.142 | 1128.035 | -0.03821 | 0.12037 | -0.28696 | 0.1218 | 187.6336 | -85.4253 | 0 | 1733.3 | 8187.903 | 5127.128 | 8327.985 | 1037.583 | 1659.375 | 8642.825 | 8499.649 | 3885.167 | 5209.248 | 4128.873 | 8666.632 | Competitive | Competitive | 1 | TRUE | FALSE | 1 | Non-Competitive | 1.031 | Competitive | 193.7158 | -88.0905 | 4046.115 | 8623.674 | 207 | 1
SCOLPAW5 COLETO_KENEDS1_1 TO_FROM | SCOLPAW5 | COLETO_KENEDS1_1 | 207 | 1 | 1 | COLETO 4 | KENDYSW4 | TO_FROM | 74960.94 | 74123.58 | -205.792 | 0 | 1178.051 | 1135.64 | -0.12037 | 0.03821 | -0.12181 | 0.28696 | 306.1281 | -65.4134 | 0 | 8187.903 | 2472.069 | 8241.035 | 5127.128 | 1381.28 | 1364.442 | 8499.649 | 8642.825 | 4585.35 | 4677.482 | 8621.806 | 4977.428 | Competitive | Non-Competitive | 0 | TRUE | FALSE | 1 | Non-Competitive | 1.031 | Non-Competitive | 320.7887 | -74.8875 | 8576.299 | 4975.535 | 207 | 1
SCOLPAW5 COLETO_VICTOR1_1 FROM_TO | SCOLPAW5 | COLETO_VICTOR1_1 | 320 | 1 | 1 | COLETO 4 | VICTRA 4 | FROM_TO | 74960.94 | 75033.18 | -46.437 | 0 | 1113.684 | 1859.246 | -0.1392 | 0.22284 | -0.14948 | 0.22576 | 308.2522 | -140.994 | 0 | 3212.012 | 2466.815 | 10000 | 3376.935 | 2151.532 | 1057.839 | 10000 | 3376.935 | 7279.64 | 2465.528 | 7655.203 | 2923.024 | Competitive | Competitive | 1 | TRUE | FALSE | 1 | Non-Competitive | 0.7185 | Competitive | 316.1521 | -138.835 | 7556.055 | 2893.823 | 320 | 1
SCOLPAW5 COLETO_VICTOR1_1 TO_FROM | SCOLPAW5 | COLETO_VICTOR1_1 | 320 | 1 | 1 | COLETO 4 | VICTRA 4 | TO_FROM | 74960.94 | 75269.83 | -423.595 | 0 | 1856.778 | 980.771 | -0.22284 | 0.1392 | -0.22576 | 0.14948 | 238.4997 | -69.8851 | 0 | 2466.815 | 5010.145 | 3376.935 | 10000 | 968.986 | 2992.556 | 3376.935 | 10000 | 2415.924 | 8300.027 | 2923.024 | 8737.562 | Competitive | Competitive | 1 | TRUE | FALSE | 1 | Non-Competitive | 0.7185 | Competitive | 233.8202 | -83.8218 | 2893.823 | 8742.902 | 320 | 1
SCOLPAW5 COLETO_VICTOR2_1 FROM_TO | SCOLPAW5 | COLETO_VICTOR2_1 | 320 | 1 | 1 | COLETO 4 | VICTRA 4 | FROM_TO | 74960.94 | 74970.95 | -47.7705 | 0 | 1113.685 | 1856.78 | -0.14321 | 0.22927 | -0.15379 | 0.23227 | 317.1393 | -145.054 | 0 | 3212.019 | 2466.806 | 10000 | 3376.925 | 2151.561 | 1057.883 | 10000 | 3376.925 | 7279.642 | 2465.513 | 7655.206 | 2923 | Competitive | Competitive | 1 | TRUE | FALSE | 1 | Non-Competitive | 0.7345 | Non-Competitive | 325.2616 | -142.836 | 7556.044 | 2893.834 | 320 | 0
SCOLPAW5 COLETO_VICTOR2_1 TO_FROM | SCOLPAW5 | COLETO_VICTOR2_1 | 320 | 1 | 1 | COLETO 4 | VICTRA 4 | TO_FROM | 74960.94 | 75230.14 | -435.806 | 0 | 1859.246 | 1113.685 | -0.22927 | 0.14321 | -0.23227 | 0.15379 | 245.3697 | -71.902 | 0 | 2466.806 | 5010.161 | 3376.925 | 10000 | 969.021 | 2992.611 | 3376.925 | 10000 | 2415.909 | 8300.037 | 2923 | 8737.573 | Competitive | Competitive | 1 | TRUE | FALSE | 1 | Non-Competitive | 0.7345 | Competitive | 240.5591 | -86.2363 | 2893.834 | 8742.898 | 320 | 1
SCREFAL8 FREER_SAN_DI1_1 FROM_TO | SCREFAL8 | FREER_SAN_DI1_1 | 38 | 1 | 1 | FREER 2 | S.DIEGOX | FROM_TO | 74960.94 | 74850.66 | -5.962 | 0 | 1037.605 | 1168.547 | -0.01734 | 0.027934 | -0.18238 | 0.58573 | 58.1064 | 13.3636 | 0 | 2898.118 |  | 2898.118 | 2441.581 | 811.217 | 1375.378 | 2898.118 | 4311.804 | 2474.145 | 2130.501 | 2887.974 | 2403.185 | Competitive | Non-Competitive | 0 | TRUE | FALSE | 1 | Non-Competitive | 1.0075 | Non-Competitive | 56.7271 | 12.3531 | 2669.388 | 2466.152 | 38 | 1
SCREFAL8 FREER_SAN_DI1_1 TO_FROM | SCREFAL8 | FREER_SAN_DI1_1 | 38 | 1 | 1 | FREER 2 | S.DIEGOX | TO_FROM | 74960.94 | 75010.66 | -50.933 | 0 | 1207.299 | 1061.783 | -0.02533 | 0.01734 | -0.58573 | 0.18238 | 8.5856 | -35.171 | 0 |  | 5000 | 1262.681 | 5000 | 872.504 | 853.011 | 4311.804 | 5000 | 1205.508 | 3183.554 | 1307.311 | 5000 | Competitive | Competitive | 1 | TRUE | FALSE | 1 | Non-Competitive | 1.0075 | Competitive | 10.0708 | -35.5817 | 1280.697 | 5000 | 38 | 1
SCRNLCR8 CR101T_HACKBT1_1 FROM_TO | SCRNLCR8 | CR101T_HACKBT1_1 | 151 | 3 | 3 | HCKBRYTP | CR101TAP4A | FROM_TO | 74960.94 | 74875.51 | -131.501 | 0 | 1012.88 | 1336.013 | -0.04809 | 0.081612 | -0.71003 | 0.2779 | 211.6434 | 58.0169 | 0 | 5524.02 | 10000 | 5524.02 | 10000 | 1620.947 | 2034.672 | 5524.02 | 10000 | 4501.512 | 7905.978 | 5818.957 | 10000 | Competitive | Non-Competitive | 0 | TRUE | FALSE | 1 | Non-Competitive | 0.7185 | Non-Competitive | 270.4983 | 54.6911 | 4725.608 | 10000 | 151 | 1
SCRNLCR8 CR101T_HACKBT1_1 TO_FROM | SCRNLCR8 | CR101T_HACKBT1_1 | 151 | 3 | 3 | HCKBRYTP | CR101TAP4A | TO_FROM | 74960.94 | 74960.75 | -143.496 | 0 | 1367.116 | 1012.88 | -0.08161 | 0.19044 | -0.2779 | 0.71003 | 146.9101 | 122.9445 | 3510.84 | 3484.348 | 10000 | 3835.01 | 10000 | 2916.065 | 2422.728 | 3835.01 | 10000 | 3788.376 | 7691.723 | 3799.473 | 10000 | Competitive | Competitive | 1 | TRUE | FALSE | 1 | Non-Competitive | 0.7185 | Non-Competitive | 235.9844 | 188.8153 | 3356.298 | 10000 | 151 | 0
SCRNLCR8 RIOP_WOODWR1_1 FROM_TO | SCRNLCR8 | RIOP_WOODWR1_1 | 170 | 3 | 3 | RIOPEC14 | WDWRDTP4 | FROM_TO | 74960.94 | 74999.67 | -11.2158 | 0 | 1401.009 | 10000 | -0.03537 | 0.082302 | -0.88221 | 0.082302 | 135.8319 | 121.1031 | 1617.64 | 3275.787 | 10000 | 3432.092 | 10000 | 1383.711 | 4360.058 | 3432.092 | 10000 | 3211.275 | 8629.412 | 3324.11 | 10000 | Competitive | Competitive | 1 | TRUE | FALSE | 1 | Non-Competitive | 0.711 | #N/A | #N/A | #N/A | #N/A | #N/A | #N/A | #N/A
SCRNLCR8 RIOP_WOODWR1_1 TO_FROM | SCRNLCR8 | RIOP_WOODWR1_1 | 170 | 3 | 3 | RIOPEC14 | WDWRDTP4 | TO_FROM | 74960.94 | 75949.03 | -126.918 | 0 | 10000 | 1353.504 | -0.02248 | 0.88221 | -0.0823 | 0.88221 | 89.3196 | -49.2839 | 0 | 6391.369 | 10000 | 10000 | 10000 | 4350.616 | 940.138 | 10000 | 10000 | 9757.315 | 2318.775 | 9778.224 | 10000 | Competitive | Competitive | 1 | TRUE | FALSE | 1 | Non-Competitive | 0.711 | #N/A | #N/A | #N/A | #N/A | #N/A | #N/A | #N/A
SCRNODE8 16TH_WRD2_1 FROM_TO | SCRNODE8 | 16TH_WRD2_1 | 143 | 7 | 7 | TN16TH_ST_1 | TNWDWRDTAP1 | FROM_TO | 74960.94 | 75563.65 | -130.648 | 0 | 1101.603 | 1380.708 | -0.02895 | 0.037205 | -0.13351 | 0.38566 | 62.273 | -18.6746 | 0 | 5510.828 | 10000 | 5510.828 | 10000 | 1688.192 | 1002.764 | 5510.828 | 10000 | 4056.3 | 4485.204 | 5792.248 | 10000 | Competitive | Competitive | 1 | TRUE | FALSE | 1 | Non-Competitive | 0.742 | Competitive | 108.8154 | -23.6897 | 4805.671 | 10000 | 143 | 1
SCRNODE8 16TH_WRD2_1 TO_FROM | SCRNODE8 | 16TH_WRD2_1 | 143 | 7 | 7 | TN16TH_ST_1 | TNWDWRDTAP1 | TO_FROM | 74960.94 | 74962.39 | -28.9758 | 0 | 1348.756 | 1101.603 | -0.0372 | 0.13351 | -0.38566 | 0.13351 | 142.2096 | 120.611 | 1476.34 | 3678.252 | 10000 | 3836.416 | 10000 | 2079.043 | 2734.812 | 3836.416 | 10000 | 3795.641 | 6696.091 | 3869.579 | 10000 | Competitive | Competitive | 1 | TRUE | FALSE | 1 | Non-Competitive | 0.742 | Non-Competitive | 210.0258 | 173.0848 | 3363.694 | 10000 | 143 | 0
SCRNODE8 6427__A FROM_TO | SCRNODE8 | 6427__A | 151 | 7 | 7 | PERMIANB_8 | HCKBRYTP | FROM_TO | 74960.94 | 74792.6 | -75.4999 | 0 | 999.799 | 3146.135 | -0.06349 | 0.085619 | -0.73305 | 0.085619 | 274.3845 | 84.9225 | 0 | 2889.392 | 10000 | 5504.683 | 10000 | 1424.962 | 2131.957 | 5504.683 | 10000 | 3665.656 | 8057.206 | 4274.288 | 10000 | Non-Competitive | Non-Competitive | 0 | TRUE | FALSE | 1 | Non-Competitive | 0.7035 | Non-Competitive | 345.1975 | 79.9195 | 3382.531 | 10000 | 151 | 1
SCRNODE8 6427__A TO_FROM | SCRNODE8 | 6427__A | 151 | 7 | 7 | PERMIANB_8 | HCKBRYTP | TO_FROM | 74960.94 | 74505.82 | -197.594 | 0 | 3146.133 | 999.799 | -0.08562 | 0.24191 | -0.08562 | 0.73305 | 183.7162 | 144.1584 | 3510.84 | 3488.158 | 3970.222 | 3845.922 | 10000 | 2944.743 | 2054.367 | 3845.922 | 10000 | 3806.292 | 6010.916 | 3817.134 | 6651.962 | Non-Competitive | Non-Competitive | 0 | TRUE | FALSE | 1 | Non-Competitive | 0.7035 | Non-Competitive | 295.4898 | 222.8801 | 3351.283 | 5928.4 | 151 | 1
SCRNODE8 BARL_FTSW1_1 FROM_TO | SCRNODE8 | BARL_FTSW1_1 | 38 | 7 | 7 | FTSTKSW2 | BARRILA2 | FROM_TO | 74960.94 | 74954.29 | -21.4687 | 0 | 1354.605 | 1238.776 | -0.01344 | 0.03727 | -0.24449 | 0.34321 | 39.5275 | 32.077 | 1704.64 | 3823.253 |  | 3823.253 | 10000 | 2581.738 | 2437.014 | 3823.253 | 10000 | 3748.794 | 6363.222 | 3851.936 | 10000 | Competitive | Non-Competitive | 0 | TRUE | FALSE | 1 | Non-Competitive | 0.711 | Non-Competitive | 53.7294 | 42.6894 | 3408.904 | 10000 | 38 | 1
SCRNODE8 BARL_FTSW1_1 TO_FROM | SCRNODE8 | BARL_FTSW1_1 | 38 | 7 | 7 | FTSTKSW2 | BARRILA2 | TO_FROM | 74960.94 | 74973.89 | -35.4082 | 0 | 1095.674 | 1332.959 | -0.01019 | 0.013439 | -0.34321 | 0.24449 | 33.4203 | 4.3732 | 0 |  |  | 5507.493 | 10000 | 1591.978 | 1395.192 | 5507.493 | 10000 | 3860.355 | 6571.485 | 5785.499 | 10000 | Competitive | Competitive | 1 | FALSE | FALSE | 1 | Non-Competitive | 0.711 | Non-Competitive | 42.7316 | 2.7545 | 4802.201 | 10000 | 38 | 0
SCRSBAT9 UVALDE_69A1 FROM_TO | SCRSBAT9 | UVALDE_69A1 | 40.7 | 0 | 0 | UVALDE 2 | UVALDE 4 | FROM_TO | 74960.94 | 75912.84 | -35.5261 | 0 | 938.442 | 884.594 | -0.01725 | 0.002797 | -0.05437 | 0.74788 | -11.718 | -24.4449 | 0 |  |  | 2685.877 | 10000 | 1952.333 | 1057.316 | 3539.593 | 10000 | 2604.311 | 6325.648 | 2732.497 | 10000 | Competitive | Competitive | 1 | FALSE | FALSE | 1 | Non-Competitive | 0.711 | Competitive | 23.7369 | -15.7934 | 7248.973 | 10000 | 40.7 | 1
SCRSBAT9 UVALDE_69A1 TO_FROM | SCRSBAT9 | UVALDE_69A1 | 40.7 | 0 | 0 | UVALDE 2 | UVALDE 4 | TO_FROM | 74960.94 | 74964.5 | 9.148 | 0 | 900.581 | 991.552 | -0.0028 | 0.017251 | -0.74788 | 0.054365 | 38.0365 | 14.5564 | 0 |  |  | 10000 | 3718.806 | 814.999 | 2383.445 | 10000 | 5000 | 3872.872 | 2858.367 | 10000 | 3200.205 | Competitive | Competitive | 1 | FALSE | FALSE | 1 | Non-Competitive | 0.711 | Competitive | 29.5854 | 24.1211 | 9649.297 | 2097.944 | 40.7 | 1
SCRYTUR9 ASHERTON_69A1 FROM_TO | SCRYTUR9 | ASHERTON_69A1 | 40.7 | 0 | 0 | ASHERTN2 | ASHERTN4 | FROM_TO | 74960.94 | 94328.7 | -30.0624 | 0 | 0 | 788.325 | -0.0004 | 0 | -0.0004 | 0.9996 | -30.055 | -27.1899 | 7134.64 |  |  |  | 921.083 |  | 921.083 |  | 921.083 |  | 921.083 | 0 | 921.083 | Competitive | Competitive | 1 | FALSE | TRUE | 1 | Non-Competitive | 0.75 | Competitive | -30.0517 | -27.7432 | 0 | 920.068 | 40.7 | 1
SCRYTUR9 ASHERTON_69A1 TO_FROM | SCRYTUR9 | ASHERTON_69A1 | 40.7 | 0 | 0 | ASHERTN2 | ASHERTN4 | TO_FROM | 74960.94 | 74971.45 | 30.0624 | 0 | 0 | 788.325 | 0 | 0.000401 | -0.9996 | 0.000401 | 30.1913 | 30.0514 | 0 |  |  | 788.325 |  | 788.325 |  | 788.325 |  | 788.325 |  | 788.325 | 0 | Competitive | Competitive | 1 | FALSE | TRUE | 1 | Non-Competitive | 0.75 | Competitive | 30.0882 | 30.0936 | 783.088 | 0 | 40.7 | 1
SCSEGLD8 6215__A FROM_TO | SCSEGLD8 | 6215__A | 143 | 1 | 1 | BLUFCKTA_8 | CHINAGRV_8 | FROM_TO | 74960.94 | 75447.61 | -58.9178 | 0 | 1577.184 | 1028.682 | -0.05264 | 0.13486 | -0.17575 | 0.38709 | 57.3561 | 30.5715 | 2859.34 | 4827.928 | 9468.678 | 4827.928 | 9468.678 | 2423.039 | 5214.508 | 10000 | 9468.678 | 6621.226 | 9074 | 6839.812 | 9506.913 | Competitive | Competitive | 1 | TRUE | FALSE | 1 | Non-Competitive | 0.758 | Competitive | 104.84 | 66.4026 | 6996.907 | 10000 | 143 | 1
SCSEGLD8 6215__A TO_FROM | SCSEGLD8 | 6215__A | 143 | 1 | 1 | BLUFCKTA_8 | CHINAGRV_8 | TO_FROM | 74960.94 | 75075 | -54.589 | 0 | 1076.964 | 1682.354 | -0.00058 | 0.075577 | -0.38709 | 0.17575 | 98.5443 | 10.3528 | 0 | 3609.604 |  | 3609.604 | 1781.785 | 1753.65 | 1582.777 | 4589.548 | 2086.806 | 3348.802 | 1768.209 | 3700.412 | 1843.361 | Competitive | Competitive | 1 | TRUE | FALSE | 1 | Non-Competitive | 0.758 | Non-Competitive | 145.4914 | 104.0763 | 5976.467 | 10000 | 143 | 0
SCYPCOM8 122T122_1 FROM_TO | SCYPCOM8 | 122T122_1 | 127.88 | 2 | 2 | L_COMFOR8_1Y | L_RAYMBA8_1Y | FROM_TO | 74960.94 | 74906.99 | 39.2849 | 0 | 1245.411 | 1015.016 | -0.03635 | 0.030004 | -0.45103 | 0.14938 | 152.1806 | 72.2903 | 0 | 10000 | 10000 | 10000 | 10000 | 977.539 | 4019.387 | 10000 | 10000 | 4598.365 | 9510.172 | 10000 | 10000 | Competitive | Non-Competitive | 0 | TRUE | FALSE | 1 | Non-Competitive | 0.742 | Non-Competitive | 165.4126 | 68.0914 | 10000 | 10000 | 128 | 1
SCYPCOM8 122T122_1 TO_FROM | SCYPCOM8 | 122T122_1 | 127.88 | 2 | 2 | L_COMFOR8_1Y | L_RAYMBA8_1Y | TO_FROM | 74960.94 | 75886.61 | -160.949 | 0 | 1015.016 | 1117.822 | -0.00686 | 0.03635 | -0.14938 | 0.45103 | -9.2795 | -98.2986 | 0 | 10000 |  | 10000 | 1347.534 | 2148.496 | 1030.84 | 10000 | 2391.195 | 8703.658 | 1125.897 | 10000 | 1567.263 | Competitive | Competitive | 1 | TRUE | FALSE | 1 | Non-Competitive | 0.742 | Competitive | 19.8697 | -107.957 | 10000 | 1319.634 | 128 | 1
SDOWMOO8 UVALDE_W_BATE1_1 FROM_TO | SDOWMOO8 | UVALDE_W_BATE1_1 | 122 | 1 | 1 | UVALDE 4 | W.BATSV4 | FROM_TO | 74960.94 | 74847.97 | -76.5152 | 0 | 1002.451 | 833.255 | -0.07377 | 0.10618 | -0.35024 | 0.33646 | 161.2735 | -10.6562 | 0 | 2070.707 | 5763.489 | 10000 | 5674.465 | 954.51 | 1054.519 | 10000 | 5674.465 | 2264.687 | 5040.727 | 4465.225 | 6929.272 | Competitive | Non-Competitive | 0 | TRUE | FALSE | 1 | Non-Competitive | 0.6715 | Non-Competitive | 251.9291 | -105.494 | 3263.411 | 7184.624 | 122 | 1
SDOWMOO8 UVALDE_W_BATE1_1 TO_FROM | SDOWMOO8 | UVALDE_W_BATE1_1 | 122 | 1 | 1 | UVALDE 4 | W.BATSV4 | TO_FROM | 74960.94 | 75085.93 | -116.101 | 0 | 878.958 | 1094.719 | -0.10618 | 0.073775 | -0.33646 | 0.35024 | 79.0296 | -71.5113 | 0 | 3256.932 | 10000 | 3191.667 | 10000 | 800.638 | 1446.798 | 3811.14 | 10000 | 3210.769 | 5022.442 | 4472.433 | 10000 | Competitive | Competitive | 1 | TRUE | FALSE | 1 | Non-Competitive | 0.6715 | Non-Competitive | 169.334 | -47.4518 | 5471.854 | 10000 | 122 | 0
SDUKNED8 ADERHO_ELSA1_1 FROM_TO | SDUKNED8 | ADERHO_ELSA1_1 | 235 | 1 | 1 | ELSA 4 | ADERHOLDSUB8 | FROM_TO | 74960.94 | 75776.51 | -92.1718 | 0 | 1215.118 | 1420.106 | -0.00678 | 0.041917 | -0.37975 | 0.3508 | -75.0179 | -90.3362 | 0 | 10000 |  | 10000 | 3439.23 | 2151.701 | 925.167 | 10000 | 3439.23 | 2801.185 | 878.108 | 10000 | 3368.602 | Competitive | Competitive | 1 | TRUE | FALSE | 1 | Non-Competitive | 0.6875 | Competitive | -57.981 | -79.1535 | 2380.557 | 3896.122 | 235 | 1
SDUKNED8 ADERHO_ELSA1_1 TO_FROM | SDUKNED8 | ADERHO_ELSA1_1 | 235 | 1 | 1 | ELSA 4 | ADERHOLDSUB8 | TO_FROM | 74960.94 | 75364.21 | 74.0273 | 0 | 1112.978 | 1166.361 | -0.04192 | 0.006779 | -0.3508 | 0.37975 | 93.0901 | 85.6361 | 0 |  | 10000 | 2499.651 | 10000 | 795.861 | 5928.731 | 2499.651 | 10000 | 752.397 | 9614.991 | 2611.531 | 10000 | Competitive | Competitive | 1 | TRUE | FALSE | 1 | Non-Competitive | 0.6875 | Competitive | 83.1163 | 73.3175 | 2546.899 | 10000 | 235 | 1
SECRBRA8 6438__A FROM_TO | SECRBRA8 | 6438__A | 394 | 8 | 8 | SUN_8 | GOLDENSW_8 | FROM_TO | 74960.94 | 75354.94 | 0 | 0 | 792.321 | 10000 | 0 | 0 | -1 | 0 | 0 | 0 | 0 | [10 empty] | 0 | 0 | Competitive | Competitive | 1 | FALSE | TRUE | 1 | Non-Competitive | 0.859 | Competitive | 0 | 0 | 0 | 0 | 299 | 1
SECRBRA8 6438__A TO_FROM | SECRBRA8 | 6438__A | 394 | 8 | 8 | SUN_8 | GOLDENSW_8 | TO_FROM | 74960.94 | 94328.7 | 0 | 0 | 10000 | 792.321 | 0 | 1 | 0 | 1 | 258 | 0 | 0 | 10000 |  | 10000 |  | 10000 |  | 10000 |  | 10000 |  | 10000 | 0 | Competitive | Competitive | 1 | TRUE | FALSE | 1 | Non-Competitive | 0.859 | Competitive | 258 | 0 | 10000 | 0 | 299 | 1
SECRBRA8 6695__B FROM_TO | SECRBRA8 | 6695__B | 42 | 8 | 8 | SNYDER_9 | AMOCOTAP_9 | FROM_TO | 74960.94 | 75020.62 | -17.3953 | 0 | 1307.072 | 1070.838 | -0.00699 | 0.24085 | -0.17038 | 0.24085 | 31.7781 | -14.1042 | 0 | 3056.697 |  | 10000 | 10000 | 2964.748 | 879.948 | 10000 | 10000 | 5694.706 | 1035.57 | 5713.433 | 10000 | Competitive | Competitive | 1 | TRUE | FALSE | 1 | Non-Competitive | 0.711 | Competitive | 32.0898 | -14.0645 | 5726.695 | 10000 | 42 | 1
SECRBRA8 6695__B TO_FROM | SECRBRA8 | 6695__B | 42 | 8 | 8 | SNYDER_9 | AMOCOTAP_9 | TO_FROM | 74960.94 | 75062.44 | -23.5956 | 0 | 875.998 | 1747.933 | -9e-05 | 0.006989 | -0.24085 | 0.17038 | 17.5526 | 13.8841 | 0 |  |  | 3730.287 | 10000 | 661.223 | 10000 | 3730.287 | 10000 | 1570.879 | 10000 | 3653.811 | 10000 | Competitive | Competitive | 1 | FALSE | FALSE | 1 | Non-Competitive | 0.711 | Competitive | 18.0713 | 13.345 | 3579.139 | 10000 | 42 | 1
SELMTHS5 1030__A FROM_TO | SELMTHS5 | 1030__A | 186 | 1 | 1 | ELM_MOTT__8 | ROGERS_P_8 | FROM_TO | 74960.94 | 74999.63 | 14.0881 | 0 | 1139.247 | 1597.129 | -0.12225 | 0.013388 | -0.6592 | 0.19516 | 153.8049 | 42.773 | 0 |  | 10000 | 1396.792 | 10000 | 847.77 | 1890.05 | 10000 | 10000 | 846.759 | 3524.567 | 1771.719 | 10000 | Competitive | Competitive | 1 | TRUE | FALSE | 1 | Non-Competitive | 0.695 | Competitive | 112.3714 | -118.084 | 9283.032 | 2980.759 | 185 | 1
SELMTHS5 1030__A TO_FROM | SELMTHS5 | 1030__A | 186 | 1 | 1 | ELM_MOTT__8 | ROGERS_P_8 | TO_FROM | 74960.94 | 75534 | -208.878 | 0 | 1597.129 | 1139.247 | -0.01339 | 0.12225 | -0.19516 | 0.65919 | 73.0782 | -105.095 | 0 | 7979.605 |  | 10000 | 1518.13 | 1473.579 | 955.888 | 10000 | 10000 | 2971.544 | 945.17 | 9067.124 | 1894.309 | Competitive | Competitive | 1 | TRUE | FALSE | 1 | Non-Competitive | 0.695 | Competitive | 168.6206 | 41.1152 | 2980.759 | 10000 | 185 | 1
SELMTHS5 1030__B FROM_TO | SELMTHS5 | 1030__B | 186 | 1 | 1 | BOSQUESW8 | ROGERS_P_8 | FROM_TO | 74960.94 | 75236.53 | -192.287 | 0 | 1597.36 | 1129.729 | -0.01317 | 0.12247 | -0.34058 | 0.15948 | 89.7802 | -88.3882 | 0 | 7976.102 |  | 10000 | 1597.109 | 1467.804 | 950.044 | 10000 | 10000 | 2848.401 | 958.695 | 9057.725 | 2544.546 | Competitive | Competitive | 1 | TRUE | FALSE | 1 | Non-Competitive | 0.703 | Competitive | 152.0403 | 24.5191 | 3904.914 | 10000 | 185 | 1
SELMTHS5 1030__B TO_FROM | SELMTHS5 | 1030__B | 186 | 1 | 1 | BOSQUESW8 | ROGERS_P_8 | TO_FROM | 74960.94 | 75225.29 | -2.478 | 0 | 1129.729 | 1597.36 | -0.12247 | 0.013167 | -0.15948 | 0.34058 | 137.2387 | 26.2007 | 0 |  | 10000 | 1597.109 | 10000 | 842.892 | 1885.853 | 10000 | 10000 | 859.38 | 3396.863 | 2544.546 | 10000 | Competitive | Competitive | 1 | TRUE | FALSE | 1 | Non-Competitive | 0.703 | Competitive | 128.9688 | -101.432 | 9279.057 | 3904.914 | 185 | 1
SEMPNOR8 3330__C FROM_TO | SEMPNOR8 | 3330__C | 502 | 4 | 4 | LOMBRY1_8 | LKMT1T_8 | FROM_TO | 74960.94 | 76068.21 | -514.765 | 0 | 1919.317 | 1593.334 | -0.07549 | 0.025768 | -0.55308 | 0.36684 | -144.758 | -313.815 | 0 | 2928.129 | 10000 | 2774.152 | 10000 | 2432.052 | 1013.967 | 2774.152 | 10000 | 2656.511 | 3958.345 | 2757.062 | 10000 | Competitive | Competitive | 1 | TRUE | FALSE | 1 | Non-Competitive | 0.695 | Competitive | -130.789 | -378.063 | 2410.236 | 10000 | 499 | 1
SEMPNOR8 3330__C TO_FROM | SEMPNOR8 | 3330__C | 502 | 4 | 4 | LOMBRY1_8 | LKMT1T_8 | TO_FROM | 74960.94 | 74902.09 | 236.0665 | 0 | 1593.334 | 1840.374 | -0.02577 | 0.075495 | -0.36684 | 0.55308 | 523.5863 | 259.4 | 0 | 10000 | 2928.129 | 10000 | 2768.591 | 903.24 | 2453.05 | 10000 | 2768.591 | 3754.046 | 2661.003 | 10000 | 2759.641 | Competitive | Non-Competitive | 0 | TRUE | FALSE | 1 | Non-Competitive | 0.695 | Non-Competitive | 543.5543 | 265.7665 | 10000 | 2772.423 | 499 | 1
SFASSAN9 OAKS9_69_1 FROM_TO | SFASSAN9 | OAKS9_69_1 | 50 | 1 | 1 | OAKSSUB9 | OAKSSUB8 | FROM_TO | 74960.94 | 75181.16 | -48.7033 | 0 | 821.203 | 1410.361 | -0.01119 | 0.049781 | -0.14297 | 0.6112 | 16.831 | -33.3171 | 0 | 10000 |  | 10000 | 10000 | 1417.127 | 2404.472 | 10000 | 10000 | 6022.516 | 7774.43 | 10000 | 10000 | Competitive | Competitive | 1 | TRUE | FALSE | 1 | Non-Competitive | 0.7265 | #N/A | #N/A | #N/A | #N/A | #N/A | #N/A | #N/A
SFASSAN9 OAKS9_69_1 TO_FROM | SFASSAN9 | OAKS9_69_1 | 50 | 1 | 1 | OAKSSUB9 | OAKSSUB8 | TO_FROM | 74960.94 | 74934.17 | -8.5516 | 0 | 1185.51 | 821.203 | -0.04978 | 0.011187 | -0.61119 | 0.14297 | 66.3608 | 9.6349 | 0 |  | 10000 | 10000 | 10000 | 2100.841 | 2237.405 | 10000 | 10000 | 7154.744 | 7349.604 | 10000 | 10000 | Competitive | Non-Competitive | 0 | TRUE | FALSE | 1 | Non-Competitive | 0.7265 | #N/A | #N/A | #N/A | #N/A | #N/A | #N/A | #N/A
SFERZ48 E1_M1_1 FROM_TO | SFERZ48 | E1_M1_1 | 213 | 1 | 1 | FIVE_PTS | WSTSIDE | FROM_TO | 74960.94 | 75155.09 | 77.0186 | 0 | 1228.978 | 854.826 | -0.06396 | 0.11583 | -0.30777 | 0.44982 | 152.8815 | 16.2482 | 0 | 10000 | 10000 | 10000 | 10000 | 7594.024 | 7228.78 | 10000 | 10000 | 9971.276 | 9577.261 | 10000 | 10000 | Competitive | Competitive | 1 | TRUE | FALSE | 1 | Non-Competitive | 0.742 | Competitive | 150.7669 | 16.5804 | 10000 | 10000 | 214 | 1
SFERZ48 E1_M1_1 TO_FROM | SFERZ48 | E1_M1_1 | 213 | 1 | 1 | FIVE_PTS | WSTSIDE | TO_FROM | 74960.94 | 75133.68 | -254.272 | 0 | 819.553 | 1518.784 | -0.11583 | 0.06396 | -0.44982 | 0.30777 | 135.2815 | -40.1673 | 0 | 10000 | 10000 | 10000 | 10000 | 5931.38 | 7642.079 | 10000 | 10000 | 9385.96 | 9971.461 | 10000 | 10000 | Competitive | Competitive | 1 | TRUE | FALSE | 1 | Non-Competitive | 0.742 | Competitive | 139.1405 | -41.3692 | 10000 | 10000 | 214 | 1
SFLCMDL5 6215__A FROM_TO | SFLCMDL5 | 6215__A | 143 | 1 | 1 | BLUFCKTA_8 | CHINAGRV_8 | FROM_TO | 74960.94 | 75329.62 | -57.7441 | 0 | 1597.194 | 1006.928 | -0.0527 | 0.13503 | -0.17572 | 0.38718 | 77.9749 | 53.4784 | 3477.44 | 3295.781 | 9472.716 | 3295.781 | 9472.716 | 2299.144 | 5483.57 | 5004.241 | 9472.716 | 4104.111 | 9061.395 | 4146.194 | 9514.413 | Competitive | Competitive | 1 | TRUE | FALSE | 1 | Non-Competitive | 0.719 | Non-Competitive | 170.4197 | 128.0588 | 5165.374 | 10000 | 143 | 0
SFLCMDL5 6215__A TO_FROM | SFLCMDL5 | 6215__A | 143 | 1 | 1 | BLUFCKTA_8 | CHINAGRV_8 | TO_FROM | 74960.94 | 75079.88 | -75.317 | 0 | 923.209 | 1585.416 | -0.00054 | 0.075555 | -0.38718 | 0.17572 | 96.8459 | 6.8777 | 0 | 3617.917 |  | 3617.917 | 1975.449 | 1812.621 | 1659.752 | 4605.141 | 2089.044 | 3382.479 | 1815.772 | 3719.113 | 1961.585 | Competitive | Competitive | 1 | TRUE | FALSE | 1 | Non-Competitive | 0.719 | Non-Competitive | 154.0757 | 105.8871 | 6351.337 | 4942.48 | 143 | 0
SFLCMDL5 6470__D FROM_TO | SFLCMDL5 | 6470__D | 186 | 1 | 1 | MCDONALD_8 | FORSANTA_8 | FROM_TO | 74960.94 | 74950.17 | -128.537 | 0 | 1486.487 | 10000 | -0.04717 | 0.23695 | -0.68865 | 0.23695 | 193.4174 | 17.4662 | 0 | 3711.263 | 3930.128 | 3705.314 | 3816.977 | 1832.178 | 3729.245 | 5127.463 | 3930.128 | 4101.898 | 3762.001 | 4219.428 | 3765.031 | Non-Competitive | Non-Competitive | 0 | TRUE | FALSE | 1 | Non-Competitive | 0.6875 | Non-Competitive | 223.4141 | 17.1388 | 4003.623 | 3866.459 | 179 | 1
SFLCMDL5 6470__D TO_FROM | SFLCMDL5 | 6470__D | 186 | 1 | 1 | MCDONALD_8 | FORSANTA_8 | TO_FROM | 74960.94 | 75067.95 | -132.943 | 0 | 10000 | 1486.487 | -0.06742 | 0.68865 | -0.23695 | 0.68865 | 156.8119 | 132.4412 | 3921.04 | 1611.178 | 8775.414 | 10000 | 8775.414 | 1496.875 | 1923.331 | 10000 | 10000 | 6034.218 | 6162.767 | 6055.37 | 7602.374 | Competitive | Competitive | 1 | TRUE | FALSE | 1 | Non-Competitive | 0.6875 | Non-Competitive | 216.6824 | 182.1016 | 4657.541 | 7609.5 | 179 | 0
SFLCMGS5 6215__A FROM_TO | SFLCMGS5 | 6215__A | 143 | 1 | 1 | BLUFCKTA_8 | CHINAGRV_8 | FROM_TO | 74960.94 | 75329.62 | -55.6411 | 0 | 1597.194 | 1007.443 | -0.0527 | 0.13503 | -0.17572 | 0.38718 | 77.9749 | 55.5814 | 3477.44 | 3295.781 | 9472.716 | 3295.781 | 9472.716 | 2299.144 | 5993.597 | 5004.241 | 9472.716 | 4104.111 | 9389.709 | 4146.194 | 9514.413 | Competitive | Competitive | 1 | TRUE | FALSE | 1 | Non-Competitive | 0.719 | Non-Competitive | 175.6521 | 132.9026 | 5165.374 | 10000 | 143 | 0
SFLCMGS5 6215__A TO_FROM | SFLCMGS5 | 6215__A | 143 | 1 | 1 | BLUFCKTA_8 | CHINAGRV_8 | TO_FROM | 74960.94 | 75085.31 | -75.317 | 0 | 923.65 | 1585.416 | -0.00054 | 0.075555 | -0.38718 | 0.17572 | 94.743 | 6.7083 | 0 | 3617.917 |  | 3617.917 | 1975.449 | 1882.341 | 1659.752 | 4605.141 | 2089.044 | 3439.993 | 1815.772 | 3719.113 | 1961.585 | Competitive | Competitive | 1 | TRUE | FALSE | 1 | Non-Competitive | 0.719 | Non-Competitive | 153.5354 | 100.8237 | 6351.337 | 4375.796 | 143 | 0
SFLCMGS5 6465__B FROM_TO | SFLCMGS5 | 6465__B | 143 | 1 | 1 | MIDLDWNT_8 | SPRABERY_8 | FROM_TO | 74960.94 | 75124.19 | -125.167 | 0 | 1108.251 | 992.478 | -0.0487 | 0.095874 | -0.29056 | 0.27674 | 95.0563 | -28.1115 | 0 | 2546.358 | 10000 | 10000 | 10000 | 2000.754 | 1052.136 | 10000 | 10000 | 3340.666 | 3069.556 | 3406.112 | 10000 | Competitive | Competitive | 1 | TRUE | FALSE | 1 | Non-Competitive | 0.6955 | Competitive | 115.8114 | -44.2054 | 2683.683 | 10000 | 143 | 1
SFLCMGS5 6465__B TO_FROM | SFLCMGS5 | 6465__B | 143 | 1 | 1 | MIDLDWNT_8 | SPRABERY_8 | TO_FROM | 74960.94 | 75003.77 | -74.3374 | 0 | 1043.331 | 1072.433 | -0.09587 | 0.11704 | -0.27674 | 0.29056 | 131.1694 | -55.0992 | 0 | 1746.839 | 2892.403 | 1746.839 | 10000 | 1121.944 | 2618.592 | 2706.861 | 10000 | 1570.67 | 3701.731 | 1599.346 | 3703.879 | Competitive | Competitive | 1 | TRUE | FALSE | 1 | Non-Competitive | 0.6955 | Non-Competitive | 153.1342 | -60.8452 | 1498.838 | 3177.614 | 143 | 0
SFLCMGS5 6470__B FROM_TO | SFLCMGS5 | 6470__B | 186 | 1 | 1 | SPRABERY_8 | CRMWDTAP_8 | FROM_TO | 74960.94 | 75008.86 | -136.905 | 0 | 993.877 | 1509.565 | -0.06724 | 0.064889 | -0.79785 | 0.17484 | 146.164 | 119.5997 | 2713.64 | 1680.496 | 8771.637 | 1680.496 | 8771.637 | 1523.099 | 2167.378 | 1680.496 | 10000 | 1606.218 | 6500.227 | 1629.512 | 7590.096 | Competitive | Competitive | 1 | TRUE | FALSE | 1 | Non-Competitive | 0.6955 | Non-Competitive | 206.6927 | 172.0243 | 1471.575 | 7598.377 | 179 | 0
SFLCMGS5 6470__B TO_FROM | SFLCMGS5 | 6470__B | 186 | 1 | 1 | SPRABERY_8 | CRMWDTAP_8 | TO_FROM | 74960.94 | 74895.54 | -139.974 | 0 | 1509.565 | 1002.266 | -0.05966 | 0.31117 | -0.17484 | 0.79785 | 197.4447 | -8.8342 | 0 | 2877.336 | 3148.842 | 3471.965 | 3148.842 | 1718.895 | 2939.969 | 3471.965 | 3148.842 | 2917.516 | 2864.029 | 2969.976 | 2897.314 | Competitive | Non-Competitive | 0 | TRUE | FALSE | 1 | Non-Competitive | 0.6955 | Non-Competitive | 227.7411 | -12.952 | 2862.806 | 3004.96 | 179 | 1
SFLCMGS5 6470__D FROM_TO | SFLCMGS5 | 6470__D | 186 | 1 | 1 | MCDONALD_8 | FORSANTA_8 | FROM_TO | 74960.94 | 74951.06 | -142.455 | 0 | 1519.629 | 10000 | -0.05948 | 0.23695 | -0.68865 | 0.23695 | 192.7992 | 2.9752 | 0 | 3711.263 | 3147.752 | 3705.314 | 3147.752 | 1846.01 | 3007.207 | 5127.463 | 3147.752 | 4103.221 | 2863.478 | 4219.428 | 2895.635 | Non-Competitive | Non-Competitive | 0 | TRUE | FALSE | 1 | Non-Competitive | 0.75 | Non-Competitive | 222.9775 | 0.74708 | 4003.623 | 3004.098 | 179 | 1
SFLCMGS5 6470__D TO_FROM | SFLCMGS5 | 6470__D | 186 | 1 | 1 | MCDONALD_8 | FORSANTA_8 | TO_FROM | 74960.94 | 75009.22 | -132.25 | 0 | 10000 | 1519.629 | -0.06742 | 0.68865 | -0.23695 | 0.68865 | 171.2062 | 147.0987 | 3921.04 | 1455.168 | 8775.414 | 10000 | 8775.414 | 1358.182 | 1952.356 | 10000 | 10000 | 5772.365 | 6205.41 | 5792.145 | 7602.374 | Competitive | Competitive | 1 | TRUE | FALSE | 1 | Non-Competitive | 0.75 | Non-Competitive | 233.4117 | 199.065 | 4416.979 | 7609.5 | 179 | 0
SFLCMGS5 6470__E FROM_TO | SFLCMGS5 | 6470__E | 186 | 1 | 1 | FORSANTA_8 | CRMWDTAP_8 | FROM_TO | 74960.94 | 74895.18 | -138.107 | 0 | 1509.058 | 986.698 | -0.05963 | 0.3112 | -0.20213 | 0.3112 | 199.3041 | -8.2387 | 0 | 2877.478 | 3148.694 | 3471.976 | 3148.694 | 1704.182 | 2950.167 | 3471.976 | 3148.694 | 2916.622 | 2863.99 | 2969.851 | 2897.086 | Competitive | Non-Competitive | 0 | TRUE | FALSE | 1 | Non-Competitive | 0.7345 | Non-Competitive | 229.6046 | -11.0841 | 2862.607 | 3004.842 | 179 | 1
SFLCMGS5 6470__E TO_FROM | SFLCMGS5 | 6470__E | 186 | 1 | 1 | FORSANTA_8 | CRMWDTAP_8 | TO_FROM | 74960.94 | 75089.8 | -138.767 | 0 | 986.699 | 1167.219 | -0.06726 | 0.064864 | -0.3112 | 0.20213 | 143.0119 | 117.8081 | 3599.84 | 1680.426 | 8772.155 | 1680.426 | 8772.155 | 1526.234 | 2133.945 | 1680.426 | 10000 | 1606.379 | 6461.767 | 1629.535 | 7591.779 | Competitive | Competitive | 1 | TRUE | FALSE | 1 | Non-Competitive | 0.7345 | Non-Competitive | 204.8315 | 170.2069 | 1471.568 | 7599.9 | 179 | 0
SFORGIL8 46T193_1 FROM_TO | SFORGIL8 | 46T193_1 | 98.24 | 1 | 1 | L_FERGUS8_1Y | L_SANDCR8_1Y | FROM_TO | 74960.94 | 74858.91 | -145.494 | 0 | 1265.009 | 6246.124 | -0.23885 | 0.071575 | -0.81223 | 0.071575 | 180.7802 | -17.0322 | 0 | 10000 | 10000 | 10000 | 10000 | 1047.588 | 1611.392 | 10000 | 10000 | 5533.605 | 3436.72 | 10000 | 10000 | Non-Competitive | Non-Competitive | 0 | TRUE | FALSE | 1 | Non-Competitive | 0.7735 | Non-Competitive | 198.3779 | -23.7529 | 10000 | 10000 | 98 | 1
SFORGIL8 46T193_1 TO_FROM | SFORGIL8 | 46T193_1 | 98.24 | 1 | 1 | L_FERGUS8_1Y | L_SANDCR8_1Y | TO_FROM | 74960.94 | 74069.95 | -202.711 | 0 | 6246.181 | 1216.703 | -0.07158 | 0.23886 | -0.07158 | 0.81223 | 156.4453 | -73.6341 | 0 | 5079.52 | 10000 | 10000 | 10000 | 951.283 | 1203.05 | 10000 | 10000 | 1504.102 | 5960.397 | 7304.928 | 10000 | Non-Competitive | Non-Competitive | 0 | TRUE | FALSE | 1 | Non-Competitive | 0.7735 | Non-Competitive | 202.6392 | -97.028 | 7051.592 | 10000 | 98 | 1
SFORGIL8 GIL_PHM_1 FROM_TO | SFORGIL8 | GIL_PHM_1 | 30 | 1 | 1 | FREDPHT2 | L_GILLES9_1Y | FROM_TO | 74960.94 | 74649.7 | -55.7199 | 0 | 1087.866 | 1336.006 | -0.00404 | 0.012681 | -0.15048 | 0.68373 | 74.5275 | -3.5196 | 0 |  |  | 1019.928 | 1850.881 | 1028.038 | 1212.857 | 8129.904 | 2494.12 | 841.487 | 2092.439 | 1026.419 | 2605.169 | Competitive | Non-Competitive | 0 | FALSE | FALSE | 1 | Non-Competitive | 0.6955 | #N/A | #N/A | #N/A | #N/A | #N/A | #N/A | #N/A
SFORGIL8 GIL_PHM_1 TO_FROM | SFORGIL8 | GIL_PHM_1 | 30 | 1 | 1 | FREDPHT2 | L_GILLES9_1Y | TO_FROM | 74960.94 | 74930.38 | -39.3109 | 0 | 1336.006 | 996.655 | -0.01268 | 0.007741 | -0.68373 | 0.15048 | 50.8893 | -15.8364 | 0 |  |  | 1974.086 | 3053.467 | 1020.161 | 1672.985 | 5173.374 | 10000 | 1680.389 | 1684.219 | 2323.295 | 2891.896 | Competitive | Non-Competitive | 0 | FALSE | FALSE | 1 | Non-Competitive | 0.6955 | #N/A | #N/A | #N/A | #N/A | #N/A | #N/A | #N/A
SFORYEL8 FTMA_MASN_1 FROM_TO | SFORYEL8 | FTMA_MASN_1 | 69 | 1 | 1 | TNCMASN2 | L_FORTMA9_1N | FROM_TO | 74960.94 | 74774.24 | -128.315 | 0 | 1097.01 | 1265.132 | -0.03524 | 0.029711 | -0.3924 | 0.60385 | 139.6796 | -41.1218 | 0 | 10000 | 10000 | 2070.822 | 10000 | 992.895 | 1080.422 | 10000 | 10000 | 851.581 | 3141.855 | 2060.028 | 10000 | Competitive | Non-Competitive | 0 | TRUE | FALSE | 1 | Non-Competitive | 0.7265 | #N/A | #N/A | #N/A | #N/A | #N/A | #N/A | #N/A
SFORYEL8 FTMA_MASN_1 TO_FROM | SFORYEL8 | FTMA_MASN_1 | 69 | 1 | 1 | TNCMASN2 | L_FORTMA9_1N | TO_FROM | 74960.94 | 74888.87 | -72.7367 | 0 | 1265.132 | 1004.482 | -0.01034 | 0.035237 | -0.60385 | 0.3924 | 112.6022 | 74.9169 | 2965.84 | 10000 |  | 10000 | 2105.43 | 936.812 | 1711.76 | 10000 | 2613.135 | 2684.114 | 1833.379 | 10000 | 2229.671 | Competitive | Non-Competitive | 0 | TRUE | FALSE | 0 | Non-Competitive | 0.7265 | #N/A | #N/A | #N/A | #N/A | #N/A | #N/A | #N/A
SFORYEL8 HEXT_YELWJC1_1 FROM_TO | SFORYEL8 | HEXT_YELWJC1_1 | 30 | 1 | 1 | YELWJCKT2A | HEXT 2 | FROM_TO | 74960.94 | 74760.87 | -60.0475 | 0 | 1099.776 | 1219.495 | -0.01487 | 0.019263 | -0.43466 | 0.19726 | 114.6509 | -4.7831 | 0 |  |  | 1148.817 | 10000 | 1030.071 | 1108.568 | 10000 | 10000 | 856.831 | 2477.841 | 1203.739 | 10000 | Competitive | Non-Competitive | 0 | FALSE | FALSE | 1 | Non-Competitive | 0.7105 | Non-Competitive | 138.4334 | -17.5631 | 867.087 | 10000 | 30 | 1
SFORYEL8 HEXT_YELWJC1_1 TO_FROM | SFORYEL8 | HEXT_YELWJC1_1 | 30 | 1 | 1 | YELWJCKT2A | HEXT 2 | TO_FROM | 74960.94 | 74858.23 | -70.0168 | 0 | 1265.624 | 1099.776 | -0.007 | 0.014868 | -0.19726 | 0.43466 | 50.3133 | 27.0947 | 2965.84 |  |  | 5358.685 | 1719.214 | 952.446 | 1716.537 | 10000 | 2603.523 | 1999.223 | 1781.884 | 6652.022 | 1882.54 | Competitive | Non-Competitive | 0 | FALSE | FALSE | 1 | Non-Competitive | 0.7105 | Non-Competitive | 59.2901 | 26.9992 | 6698.591 | 2218.868 | 30 | 1
SFRWHEI8 HEI_PHR_1 FROM_TO | SFRWHEI8 | HEI_PHR_1 | 421 | 1 | 1 | TNHEIGHTS_1 | P_H_R___138C | FROM_TO | 74960.94 | 94328.7 | -334.6 | 0 | 7235.537 | 0 | -0.00446 | 0.48109 | -0.00446 | 0.51253 | -58.8693 | -25.9598 | 7134.64 | 7235.57 |  | 7235.57 | 924.333 | 7235.57 | 924.333 | 7235.57 | 924.333 | 7239.149 | 924.333 | 7239.149 | 924.333 | Competitive | Competitive | 1 | TRUE | FALSE | 1 | Non-Competitive | 0.914 | Competitive | -32.2212 | -8.3371 | 7239.145 | 923.308 | 478 | 1
SFRWHEI8 HEI_PHR_1 TO_FROM | SFRWHEI8 | HEI_PHR_1 | 421 | 1 | 1 | TNHEIGHTS_1 | P_H_R___138C | TO_FROM | 74960.94 | 75127.23 | 288.5158 | 0 | 790.605 | 7235.537 | -0.48109 | 0.004458 | -0.51253 | 0.004458 | 335.7717 | 288.6076 | 0 |  | 7235.57 | 790.605 | 7235.57 | 790.605 | 7235.57 | 790.605 | 7235.57 | 790.605 | 7239.149 | 790.605 | 7239.149 | Competitive | Competitive | 1 | TRUE | FALSE | 1 | Non-Competitive | 0.914 | Competitive | 308.8597 | 263.515 | 785.326 | 7239.145 | 478 | 1
SFSHBOM5 GRBC_VERN1_1 FROM_TO | SFSHBOM5 | GRBC_VERN1_1 | 38 | 1 | 1 | VRNMAIN2 | GRYBACT2 | FROM_TO | 74960.94 | 74996.61 | 2.322 | 0 | 0 | 788.325 | 0 | 3.1e-05 | -0.99997 | 3.1e-05 | 2.3319 | 2.3211 | 0 |  |  | 788.325 |  | 788.325 |  | 788.325 |  | 788.325 |  | 788.325 | 0 | Competitive | Competitive | 1 | FALSE | TRUE | 1 | Non-Competitive | 0.7575 | #N/A | #N/A | #N/A | #N/A | #N/A | #N/A | #N/A
SFSHBOM5 GRBC_VERN1_1 TO_FROM | SFSHBOM5 | GRBC_VERN1_1 | 38 | 1 | 1 | VRNMAIN2 | GRYBACT2 | TO_FROM | 74960.94 | 94328.7 | -2.322 | 0 | 0 | 788.325 | -3e-05 | 0 | -3e-05 | 0.99997 | -2.3214 | -2.1001 | 7134.64 |  |  |  | 921.083 |  | 921.083 |  | 921.083 |  | 921.083 | 0 | 921.083 | Competitive | Competitive | 1 | FALSE | TRUE | 1 | Non-Competitive | 0.7575 | #N/A | #N/A | #N/A | #N/A | #N/A | #N/A | #N/A
SFSHBOM5 LIBR_PAUL1_1 FROM_TO | SFSHBOM5 | LIBR_PAUL1_1 | 38 | 1 | 1 | LIBERTY | LKPAULS2 | FROM_TO | 74960.94 | 75096.4 | -19.9428 | 0 | 1096.73 | 2158.778 | -0.00413 | 0.08595 | -0.14567 | 0.70048 | 17.405 | -18.8412 | 0 | 10000 |  | 10000 | 3695.052 | 1152.008 | 1128.973 | 10000 | 3695.052 | 6590.5 | 1663.148 | 10000 | 3695.052 | Competitive | Competitive | 1 | TRUE | FALSE | 1 | Non-Competitive | 0.711 | Competitive | 18.6137 | -20.4793 | 10000 | 3695.052 | 39 | 1
SFSHBOM5 LIBR_PAUL1_1 TO_FROM | SFSHBOM5 | LIBR_PAUL1_1 | 38 | 1 | 1 | LIBERTY | LKPAULS2 | TO_FROM | 74960.94 | 74986.1 | -16.0359 | 0 | 1734.584 | 1181.211 | -0.00244 | 0.004131 | -0.70048 | 0.14567 | 20.3718 | 12.8214 | 4142.04 |  |  | 3695.052 | 3251.796 | 1110.159 | 3125.045 | 3695.052 | 3251.796 | 1649.435 | 3547.298 | 3695.052 | 3561.362 | Competitive | Competitive | 1 | FALSE | FALSE | 1 | Non-Competitive | 0.711 | Competitive | 23.4238 | 15.7071 | 2708.889 | 3622.409 | 39 | 1
SFTLMES8 BGLK_MCAN_S1_1 FROM_TO | SFTLMES8 | BGLK_MCAN_S1_1 | 175 | 1 | 1 | BIGLAK24 | L_NORTMC8_2N | FROM_TO | 74960.94 | 75208.67 | -284.633 | 0 | 1247.533 | 1019.411 | -0.04697 | 0.081254 | -0.24985 | 0.3883 | 113.7743 | -40.6489 | 0 | 4387.883 | 3760.283 | 4387.883 | 3391.122 | 940.513 | 2044.354 | 4387.883 | 3793.698 | 2668.942 | 3260.237 | 4396.191 | 3439.181 | Competitive | Competitive | 1 | TRUE | FALSE | 1 | Non-Competitive | 0.9765 | Competitive | 148.2396 | -44.9098 | 4222.123 | 3449.356 | 173 | 1
SFTLMES8 BGLK_MCAN_S1_1 TO_FROM | SFTLMES8 | BGLK_MCAN_S1_1 | 175 | 1 | 1 | BIGLAK24 | L_NORTMC8_2N | TO_FROM | 74960.94 | 74467.09 | -121.848 | 0 | 1019.411 | 1187.552 | -0.08125 | 0.23251 | -0.3883 | 0.24985 | 363.8983 | -59.581 | 0 | 1937.274 | 10000 | 3646 | 10000 | 1289.155 | 987.523 | 3646 | 10000 | 2800.598 | 3966.948 | 2922.637 | 10000 | Competitive | Non-Competitive | 0 | TRUE | FALSE | 1 | Non-Competitive | 0.9765 | Non-Competitive | 505.0359 | -90.8819 | 2350.492 | 10000 | 173 | 1
SFTLMES8 BGLK_TWINBU1_1 FROM_TO | SFTLMES8 | BGLK_TWINBU1_1 | 151 | 1 | 1 | BIGLAKE4 | L_TWINBU8_1Y | FROM_TO | 74960.94 | 75853.63 | -119.059 | 0 | 1047.862 | 1395.945 | -0.00381 | 0.11038 | -0.0771 | 0.35351 | 77.6603 | 62.5258 | 3017.54 | 2765.568 |  | 3045.814 | 1922.879 | 1496.503 | 1567.557 | 3171.34 | 1914.233 | 2626.53 | 1799.349 | 2839.312 | 1907.597 | Competitive | Competitive | 1 | TRUE | FALSE | 1 | Non-Competitive | 0.719 | Competitive | 123.8017 | 51.0648 | 2575.376 | 1857.206 | 151 | 1
SFTLMES8 BGLK_TWINBU1_1 TO_FROM | SFTLMES8 | BGLK_TWINBU1_1 | 151 | 1 | 1 | BIGLAKE4 | L_TWINBU8_1Y | TO_FROM | 74960.94 | 74968.26 | -68.9908 | 0 | 1395.945 | 1105.521 | -0.08586 | 0.010872 | -0.35351 | 0.077098 | 148.4114 | 48.0587 | 0 |  | 10000 | 1384.971 | 10000 | 1222.184 | 1397.639 | 3751.371 | 10000 | 1337.965 | 5246.635 | 2462.674 | 10000 | Competitive | Competitive | 1 | TRUE | FALSE | 1 | Non-Competitive | 0.719 | Non-Competitive | 162.0183 | 46.3108 | 3479.665 | 10000 | 151 | 0
SFTSBAR8 BARL_FTSW1_1 FROM_TO | SFTSBAR8 | BARL_FTSW1_1 | 38 | 1 | 1 | FTSTKSW2 | BARRILA2 | FROM_TO | 74960.94 | 74864.19 | -31.0964 | 0 | 1352.989 | 971.642 | -0.03453 | 0.066345 | -0.34777 | 0.32511 | 71.5123 | 60.2422 | 1704.64 | 3816.231 | 10000 | 3816.231 | 10000 | 2431.99 | 3192.166 | 3816.231 | 10000 | 3741.409 | 8462.52 | 3841.151 | 10000 | Competitive | Non-Competitive | 0 | TRUE | FALSE | 0 | Non-Competitive | 0.719 | Non-Competitive | 104.6091 | 86.3144 | 3415.05 | 10000 | 38 | 1
SFTSBAR8 BARL_FTSW1_1 TO_FROM | SFTSBAR8 | BARL_FTSW1_1 | 38 | 1 | 1 | FTSTKSW2 | BARRILA2 | TO_FROM | 74960.94 | 74902.42 | -64.7691 | 0 | 1112.809 | 1338.278 | -0.01663 | 0.034526 | -0.32511 | 0.34777 | 56.6238 | 1.8286 | 0 | 5537.199 |  | 5537.199 | 10000 | 1984.853 | 1175.282 | 5537.199 | 10000 | 5006.682 | 5978.427 | 5845.569 | 10000 | Competitive | Non-Competitive | 0 | TRUE | FALSE | 1 | Non-Competitive | 0.719 | Non-Competitive | 81.8375 | -0.9397 | 4849.317 | 10000 | 38 | 1
SFTWW_D8 AIR_NDE_1 FROM_TO | SFTWW_D8 | AIR_NDE_1 | 218 | 1 | 1 | JMCRSTL138 | N_DENT_8 | FROM_TO | 74960.94 | 74637.2 | 157.6247 | 0 | 1066.824 | 1998.047 | -0.21638 | 0.015783 | -0.39995 | 0.30606 | 349.883 | 160.552 | 0 |  | 8790.339 | 973.378 | 10000 | 644.188 | 2475.246 | 728.06 | 10000 | 633.424 | 9149.913 | 866.535 | 9854.423 | Competitive | Non-Competitive | 0 | TRUE | FALSE | 1 | Non-Competitive | 0.711 | Non-Competitive | 496.0318 | 105.1182 | 880.719 | 7148.342 | 218 | 1
SFTWW_D8 AIR_NDE_1 TO_FROM | SFTWW_D8 | AIR_NDE_1 | 218 | 1 | 1 | JMCRSTL138 | N_DENT_8 | TO_FROM | 74960.94 | 76026.81 | -345.19 | 0 | 1998.046 | 1068.971 | -0.01578 | 0.21638 | -0.30606 | 0.39995 | -113.681 | -164.403 | 7014.64 | 5180.37 |  | 5657.717 | 1999.525 | 2432.299 | 857.202 | 5657.717 | 1538.661 | 6379.666 | 919.13 | 6736.596 | 1653.61 | Competitive | Competitive | 1 | TRUE | FALSE | 1 | Non-Competitive | 0.711 | Competitive | -38.3476 | -183.532 | 4597.174 | 1876.897 | 218 | 1
SFTWW_D8 AIR_W_DE_1 FROM_TO | SFTWW_D8 | AIR_W_DE_1 | 218 | 1 | 1 | JMCRSTL138 | W_DENT_8 | FROM_TO | 74960.94 | 76834.69 | -355.797 | 0 | 2282.142 | 1094.562 | -0.01592 | 0.21623 | -0.18197 | 0.69379 | -124.315 | -174.011 | 7014.64 | 5183.454 |  | 5658.631 | 2005.1 | 2468.53 | 857.707 | 5658.631 | 1540.442 | 6398.716 | 910.314 | 6739.635 | 1660.973 | Competitive | Competitive | 1 | TRUE | FALSE | 1 | Non-Competitive | 0.703 | Competitive | -48.9507 | -193.437 | 4606.005 | 1879.207 | 350 | 1
SFTWW_D8 AIR_W_DE_1 TO_FROM | SFTWW_D8 | AIR_W_DE_1 | 218 | 1 | 1 | JMCRSTL138 | W_DENT_8 | TO_FROM | 74960.94 | 74759.06 | 168.2427 | 0 | 1178.551 | 2282.142 | -0.21623 | 0.015925 | -0.69379 | 0.18197 | 360.5979 | 171.1593 | 0 |  | 8796.101 | 971.226 | 10000 | 645.885 | 2525.525 | 721.642 | 10000 | 630.974 | 9183.296 | 866.818 | 9855.988 | Non-Competitive | Non-Competitive | 0 | TRUE | FALSE | 1 | Non-Competitive | 0.703 | Non-Competitive | 506.6788 | 115.7245 | 881.351 | 7165.61 | 350 | 1
SGAFGRN8 HEI_PHR_1 FROM_TO | SGAFGRN8 | HEI_PHR_1 | 421 | 1 | 1 | TNHEIGHTS_1 | P_H_R___138C | FROM_TO | 74960.94 | 88967.75 | -357.551 | 0 | 7231.988 | 2594.862 | -0.01243 | 0.42708 | -0.03986 | 0.42708 | -67.2328 | -72.7042 | 2862.64 | 7231.988 |  | 7231.988 | 1306.675 | 7231.988 | 1042.018 | 7231.988 | 2559.902 | 7231.988 | 1263.438 | 7231.988 | 1454.32 | Competitive | Competitive | 1 | TRUE | FALSE | 1 | Non-Competitive | 0.727 | Competitive | -33.5428 | -56.233 | 7231.988 | 1580.22 | 478 | 1
SGAFGRN8 HEI_PHR_1 TO_FROM | SGAFGRN8 | HEI_PHR_1 | 421 | 1 | 1 | TNHEIGHTS_1 | P_H_R___138C | TO_FROM | 74960.94 | 75040.28 | 233.4053 | 0 | 3180.919 | 7231.988 | -0.42708 | 0.012433 | -0.42708 | 0.03986 | 386.743 | 248.0866 | 0 |  | 7231.988 | 1107.352 | 7231.988 | 888.725 | 7231.988 | 2559.902 | 7231.988 | 1094.349 | 7231.988 | 1267.112 | 7231.988 | Competitive | Competitive | 1 | TRUE | FALSE | 1 | Non-Competitive | 0.727 | Competitive | 365.9031 | 219.5912 | 1552.511 | 7231.988 | 478 | 1
SGAFPHR8 HEI_PHR_1 FROM_TO | SGAFPHR8 | HEI_PHR_1 | 421 | 1 | 1 | TNHEIGHTS_1 | P_H_R___138C | FROM_TO | 74960.94 | 89030.08 | -359.986 | 0 | 7231.988 | 3180.919 | -0.01247 | 0.42705 | -0.03989 | 0.42705 | -69.6801 | -75.0458 | 2862.64 | 7231.988 |  | 7231.988 | 1306.384 | 7231.988 | 1040.853 | 7231.988 | 2559.809 | 7231.988 | 1259.841 | 7231.988 | 1451.669 | Competitive | Competitive | 1 | TRUE | FALSE | 1 | Non-Competitive | 0.8045 | Competitive | -35.9779 | -58.6202 | 7231.988 | 1529.303 | 478 | 1
SGAFPHR8 HEI_PHR_1 TO_FROM | SGAFPHR8 | HEI_PHR_1 | 421 | 1 | 1 | TNHEIGHTS_1 | P_H_R___138C | TO_FROM | 74960.94 | 75034.57 | 235.8483 | 0 | 2594.862 | 7231.988 | -0.42705 | 0.012465 | -0.42705 | 0.039892 | 389.1785 | 250.5364 | 0 |  | 7231.988 | 1106.979 | 7231.988 | 887.746 | 7231.988 | 2559.809 | 7231.988 | 1090.956 | 7231.988 | 1264.384 | 7231.988 | Competitive | Competitive | 1 | TRUE | FALSE | 1 | Non-Competitive | 0.8045 | Competitive | 368.3372 | 222.034 | 1495.421 | 7231.988 | 478 | 1
SGAIWLV8 6215__A FROM_TO | SGAIWLV8 | 6215__A | 143 | 0 | 0 | BLUFCKTA_8 | CHINAGRV_8 | FROM_TO | 74960.94 | 75317.45 | -58.907 | 0 | 1523.796 | 1028.682 | -0.05264 | 0.13486 | -0.17575 | 0.38709 | 80.2173 | 53.4327 | 2859.34 | 3295.254 | 9468.678 | 3295.254 | 9468.678 | 2225.25 | 5214.508 | 5004.099 | 9468.678 | 4101.057 | 9074 | 4143.557 | 9506.913 | Competitive | Competitive | 1 | TRUE | FALSE | 1 | Non-Competitive | 0.703 | Non-Competitive | 159.7899 | 121.3525 | 5209.074 | 10000 | 143 | 0
SGAIWLV8 6215__A TO_FROM | SGAIWLV8 | 6215__A | 143 | 0 | 0 | BLUFCKTA_8 | CHINAGRV_8 | TO_FROM | 74960.94 | 75075.02 | -77.4501 | 0 | 1076.964 | 1622.098 | -0.00058 | 0.075577 | -0.38709 | 0.17575 | 98.5443 | 10.3528 | 0 | 3609.604 |  | 3609.604 | 1781.785 | 1753.65 | 1582.777 | 4589.548 | 2086.806 | 3348.802 | 1768.209 | 3700.412 | 1843.361 | Competitive | Competitive | 1 | TRUE | FALSE | 1 | Non-Competitive | 0.703 | Non-Competitive | 145.5053 | 103.8702 | 5976.467 | 10000 | 143 | 0
SGASMGS5 TWINBUTE_T1H FROM_TO | SGASMGS5 | TWINBUTE_T1H | 308 | 1 | 1 | L_TWINBU5_1Y | L_TWISTR | FROM_TO | 74960.94 | 77129.06 | -261.388 | 0 | 983.461 | 1253.896 | -0.00697 | 0.21442 | -0.11814 | 0.54102 | 50.8301 | 31.9947 | 2848.04 | 2191.631 |  | 2424.248 | 1880.391 | 1318.084 | 1609.094 | 10000 | 1928.94 | 3048.486 | 1824.768 | 3189.935 | 1914.252 | Competitive | Competitive | 1 | TRUE | FALSE | 1 | Non-Competitive | 0.711 | #N/A | #N/A | #N/A | #N/A | #N/A | #N/A | #N/A
SGASMGS5 TWINBUTE_T1H TO_FROM | SGASMGS5 | TWINBUTE_T1H | 308 | 1 | 1 | L_TWINBU5_1Y | L_TWISTR | TO_FROM | 74960.94 | 74938.92 | -50.7605 | 0 | 1253.896 | 984.586 | -0.08227 | 0.069415 | -0.54102 | 0.11814 | 319.4845 | 121.4439 | 0 | 6903.668 | 10000 | 6903.668 | 10000 | 1327.772 | 1331.675 | 6903.668 | 10000 | 4256.879 | 4932.302 | 6903.668 | 10000 | Competitive | Non-Competitive | 0 | TRUE | FALSE | 1 | Non-Competitive | 0.711 | #N/A | #N/A | #N/A | #N/A | #N/A | #N/A | #N/A
SGASMGS5 TWINBUTE_T1L FROM_TO | SGASMGS5 | TWINBUTE_T1L | 308 | 1 | 1 | L_TWINBU8_1Y | L_TWISTR | FROM_TO | 74960.94 | 74938.92 | -50.7605 | 0 | 1152.814 | 1010.782 | -0.08227 | 0.069415 | -0.54102 | 0.51501 | 319.4845 | 121.4439 | 0 | 6903.668 | 10000 | 6903.668 | 10000 | 1327.772 | 1331.675 | 6903.668 | 10000 | 4256.879 | 4932.302 | 6903.668 | 10000 | Competitive | Non-Competitive | 0 | TRUE | FALSE | 1 | Non-Competitive | 0.711 | #N/A | #N/A | #N/A | #N/A | #N/A | #N/A | #N/A
SGASMGS5 TWINBUTE_T1L TO_FROM | SGASMGS5 | TWINBUTE_T1L | 308 | 1 | 1 | L_TWINBU8_1Y | L_TWISTR | TO_FROM | 74960.94 | 75441.87 | -261.388 | 0 | 1009.543 | 1397.394 | -0.00697 | 0.21442 | -0.51501 | 0.54102 | 50.8301 | 31.9947 | 2848.04 | 2191.631 |  | 2424.248 | 1880.391 | 1318.084 | 1609.094 | 10000 | 1928.94 | 3048.486 | 1824.768 | 3189.935 | 1914.252 | Competitive | Competitive | 1 | TRUE | FALSE | 1 | Non-Competitive | 0.711 | #N/A | #N/A | #N/A | #N/A | #N/A | #N/A | #N/A
SGEOGEO8 CSA_ORN_1 FROM_TO | SGEOGEO8 | CSA_ORN_1 | 45 | 2 | 2 | ORANGEGRVSB9 | CSABLK 9 | FROM_TO | 74960.94 | 75007.95 | -37.0671 | 0 | 1729.23 | 963.18 | -0.01679 | 0.018166 | -0.53155 | 0.29672 | 18.57 | -30.5279 | 0 |  |  | 1345.205 | 10000 | 1171.775 | 1010.62 | 1364.977 | 10000 | 1556.351 | 2400.282 | 1572.797 | 10000 | Competitive | Competitive | 1 | FALSE | FALSE | 1 | Non-Competitive | 0.711 | Competitive | 22.262 | -31.6431 | 1564.53 | 10000 | 45 | 1
SGEOGEO8 CSA_ORN_1 TO_FROM | SGEOGEO8 | CSA_ORN_1 | 45 | 2 | 2 | ORANGEGRVSB9 | CSABLK 9 | TO_FROM | 74960.94 | 74974.59 | -17.076 | 0 | 978.681 | 1729.23 | -0.01817 | 0.016791 | -0.29672 | 0.53155 | 40.949 | 8.685 | 0 |  |  | 10000 | 2589.974 | 868.02 | 2083.36 | 10000 | 2648.794 | 2036.827 | 2856.161 | 10000 | 2890.867 | Competitive | Competitive | 1 | FALSE | FALSE | 1 | Non-Competitive | 0.711 | Competitive | 43.9367 | 9.5522 | 10000 | 3023.382 | 45 | 1
SGEOGEO8 ORA_ORNG_1 FROM_TO | SGEOGEO8 | ORA_ORNG_1 | 120 | 2 | 2 | ORANGEGRVSW9 | ORANGEGRVSB9 | FROM_TO | 74960.94 | 75084.87 | -24.1023 | 0 | 1731.021 | 963.181 | -0.01662 | 0.018338 | -0.70311 | 0.29241 | 32.7411 | -17.7168 | 0 |  |  | 1342.806 | 10000 | 1074.372 | 1056.539 | 1362.734 | 10000 | 1541.692 | 3456.141 | 1566.318 | 10000 | Competitive | Competitive | 1 | FALSE | FALSE | 1 | Non-Competitive | 0.7185 | Competitive | 35.1839 | -18.7433 | 1556.178 | 10000 | 120 | 1
SGEOGEO8 ORA_ORNG_1 TO_FROM | SGEOGEO8 | ORA_ORNG_1 | 120 | 2 | 2 | ORANGEGRVSW9 | ORANGEGRVSB9 | TO_FROM | 74960.94 | 75275.55 | -29.974 | 0 | 978.682 | 1815.522 | -0.01834 | 0.016619 | -0.2924 | 0.70311 | 28.0357 | -2.7848 | 0 |  |  | 10000 | 2586.406 | 899.428 | 1810.62 | 10000 | 2645.763 | 3009.468 | 2825.891 | 10000 | 2882.798 | Competitive | Competitive | 1 | FALSE | FALSE | 1 | Non-Competitive | 0.7185 | Competitive | 30.9791 | -3.3786 | 10000 | 3013.009 | 120 | 1
SGILNU78 GILA_HIWAY__0_1 FROM_TO | SGILNU78 | GILA_HIWAY__0_1 | 255 | 0 | 0 | HIWAY9 4 | GILA4A | FROM_TO | 74960.94 | 75641.97 | -107.295 | 0 | 1160.148 | 1464.054 | -0.02805 | 0.10344 | -0.3372 | 0.12871 | 22.7997 | -89.2905 | 0 | 5835.225 | 5644.313 | 5957.342 | 5644.313 | 5017.732 | 850.088 | 5957.342 | 5644.313 | 6474.011 | 3854.116 | 6559.075 | 5644.313 | Competitive | Competitive | 1 | TRUE | FALSE | 1 | Non-Competitive | 0.6955 | #N/A | #N/A | #N/A | #N/A | #N/A | #N/A | #N/A
SGILNU78 GILA_HIWAY__0_1 TO_FROM | SGILNU78 | GILA_HIWAY__0_1 | 255 | 0 | 0 | HIWAY9 4 | GILA4A | TO_FROM | 74960.94 | 76072.57 | -24.9627 | 0 | 1395.418 | 1162.722 | -0.10344 | 0.028052 | -0.12871 | 0.3372 | 110.9866 | 45.6272 | 0 | 3034.635 | 5835.225 | 3034.635 | 5957.342 | 694.546 | 5655.313 | 3034.635 | 5957.342 | 2449.852 | 6534.466 | 3334.411 | 6559.075 | Competitive | Competitive | 1 | TRUE | FALSE | 1 | Non-Competitive | 0.6955 | #N/A | #N/A | #N/A | #N/A | #N/A | #N/A | #N/A
SGLDSUN8 6215__A FROM_TO | SGLDSUN8 | 6215__A | 143 | 1 | 1 | BLUFCKTA_8 | CHINAGRV_8 | FROM_TO | 74960.94 | 74623.41 | -71.9533 | 0 | 6077.841 | 877.902 | -0.06393 | 0.49254 | -0.17872 | 0.49254 | 203.3542 | 182.3278 | 1734.44 | 6835.307 | 9525.431 | 6835.307 | 9525.431 | 4190.496 | 6070.535 | 10000 | 9525.431 | 8518.043 | 9325.681 | 8536.686 | 9607.229 | Non-Competitive | Non-Competitive | 0 | TRUE | FALSE | 0 | Non-Competitive | 0.68 | Non-Competitive | 328.5208 | 305.6696 | 5339.565 | 10000 | 143 | 1
SGLDSUN8 6215__A TO_FROM | SGLDSUN8 | 6215__A | 143 | 1 | 1 | BLUFCKTA_8 | CHINAGRV_8 | TO_FROM | 74960.94 | 74969.18 | -77.4476 | 0 | 877.902 | 6077.832 | -0.00104 | 0.14444 | -0.49254 | 0.17872 | 138.0496 | -4.9571 | 0 | 3027.412 |  | 3526.1 | 1368.805 | 2035.166 | 1215.571 | 2734.833 | 1858.556 | 2951.019 | 1430.78 | 3053.635 | 1521.754 | Competitive | Competitive | 1 | TRUE | FALSE | 1 | Non-Competitive | 0.68 | Non-Competitive | 181.4576 | 108.2602 | 3373.446 | 5184.411 | 143 | 0
SGRAFER8 40T189_1 FROM_TO | SGRAFER8 | 40T189_1 | 478 | 1 | 1 | L_WIRTZ_8_1Y | L_FERGUS8_1Y | FROM_TO | 74960.94 | 76477.59 | -163.148 | 0 | 1374.298 | 1069.477 | -0.26452 | 0.20122 | -0.26452 | 0.20122 | 78.9967 | -5.4061 | 0 | 10000 | 10000 | 10000 | 10000 | 1715.611 | 5750.855 | 10000 | 10000 | 8736.987 | 9906.783 | 10000 | 10000 | Competitive | Competitive | 1 | TRUE | FALSE | 1 | Non-Competitive | 0.719 | Competitive | 82.0781 | -14.1911 | 10000 | 10000 | 221 | 1
SGRAFER8 40T189_1 TO_FROM | SGRAFER8 | 40T189_1 | 478 | 1 | 1 | L_WIRTZ_8_1Y | L_FERGUS8_1Y | TO_FROM | 74960.94 | 76438.4 | -71.2732 | 0 | 1069.477 | 1373.666 | -0.20122 | 0.26452 | -0.20122 | 0.26452 | 182.2429 | -42.558 | 0 | 10000 | 10000 | 10000 | 10000 | 3968.752 | 1772.271 | 10000 | 10000 | 9708.75 | 8744.441 | 10000 | 10000 | Competitive | Competitive | 1 | TRUE | FALSE | 1 | Non-Competitive | 0.719 | Competitive | 196.6742 | -44.459 | 10000 | 10000 | 221 | 1
SGRMGRS8 6825__A FROM_TO | SGRMGRS8 | 6825__A | 72 | 2 | 2 | GRAHAMSW_9 | GRAHAM_9 | FROM_TO | 74960.94 | 74954.36 | -45.0255 | 0 | 1971.798 | 835.663 | -0.01896 | 0.16662 | -0.52707 | 0.41101 | 75.4094 | 58.0767 | 5208.44 | 5291.011 |  | 10000 | 10000 | 3389.317 | 2642.739 | 10000 | 10000 | 5817.629 | 5443.646 | 5896.238 | 10000 | Competitive | Non-Competitive | 0 | TRUE | FALSE | 1 | Non-Competitive | 0.742 | Non-Competitive | 80.1153 | 49.6975 | 6149.238 | 5132.839 | 72 | 1
SGRMGRS8 6825__A TO_FROM | SGRMGRS8 | 6825__A | 72 | 2 | 2 | GRAHAMSW_9 | GRAHAM_9 | TO_FROM | 74960.94 | 75031.37 | -67.1827 | 0 | 850.388 | 1617.03 | -0.04174 | 0.018964 | -0.41101 | 0.52707 | 42.5435 | -15.5065 | 0 |  | 10000 | 8667.197 | 10000 | 989.247 | 4999.09 | 10000 | 10000 | 2432.467 | 9778.929 | 9482.824 | 10000 | Competitive | Competitive | 1 | TRUE | FALSE | 1 | Non-Competitive | 0.742 | Non-Competitive | 74.2558 | -19.8891 | 3262.245 | 10000 | 72 | 0
SGSMPBS8 ODNTH_FMR1 FROM_TO | SGSMPBS8 | ODNTH_FMR1 | 87 | 4 | 4 | ODESSANO_8 | ODESSANO_9 | FROM_TO | 74960.94 | 75002.26 | 18.4561 | 0 | 1130.184 | 1108.658 | -0.02667 | 0.00473 | -0.70605 | 0.045343 | 57.8236 | 49.4233 | 0 |  | 10000 | 4230.767 | 10000 | 702.198 | 9868.723 | 5795.259 | 10000 | 1674.43 | 9975.872 | 5057.131 | 10000 | Competitive | Competitive | 1 | TRUE | FALSE | 1 | Non-Competitive | 0.742 | Competitive | 78.4043 | 68.3611 | 5097.843 | 10000 | 87 | 1
SGSMPBS8 ODNTH_FMR1 TO_FROM | SGSMPBS8 | ODNTH_FMR1 | 87 | 4 | 4 | ODESSANO_8 | ODESSANO_9 | TO_FROM | 74960.94 | 77312.82 | -57.4182 | 0 | 995.145 | 1130.184 | -0.00473 | 0.055207 | -0.04534 | 0.70605 | -18.4646 | -50.8272 | 0 | 4135.57 |  | 4135.57 | 5250.283 | 3465.808 | 802.014 | 6109.866 | 5795.259 | 3919.975 | 1939.82 | 3967.309 | 5568.222 | Competitive | Competitive | 1 | TRUE | FALSE | 1 | Non-Competitive | 0.742 | Competitive | -20.045 | -70.9632 | 4693.227 | 5619.276 | 87 | 1
SHASTNN8 138_ALV_NAL_1 FROM_TO | SHASTNN8 | 138_ALV_NAL_1 | 210 | 1 | 1 | TNALVINTIE1 | TNALVIN___1 | FROM_TO | 74960.94 | 74650.07 | 164.7609 | 0 | 1624.057 | 2226.707 | -0.12462 | 0.016318 | -0.73846 | 0.19195 | 440.1479 | 231.4709 | 0 |  | 7233.265 | 1017.778 | 7233.265 | 705.198 | 3424.618 | 1594.551 | 7233.265 | 826.718 | 6194.019 | 1195.774 | 7234.541 | Non-Competitive | Non-Competitive | 0 | TRUE | FALSE | 0 | Non-Competitive | 0.727 | Non-Competitive | 434.292 | 204.6101 | 1026.84 | 7234.85 | 210 | 1
SHASTNN8 138_ALV_NAL_1 TO_FROM | SHASTNN8 | 138_ALV_NAL_1 | 210 | 1 | 1 | TNALVINTIE1 | TNALVIN___1 | TO_FROM | 74960.94 | 76421.58 | -450.172 | 0 | 2226.707 | 1809.89 | -0.01632 | 0.12462 | -0.19195 | 0.73846 | -84.6965 | -297.259 | 0 | 7233.265 |  | 7233.265 | 1127.049 | 3419.462 | 804.983 | 7233.265 | 1814.055 | 6194.004 | 942.83 | 7234.541 | 1319.385 | Competitive | Competitive | 1 | TRUE | FALSE | 1 | Non-Competitive | 0.727 | Competitive | -81.2338 | -284.811 | 7234.85 | 1188.415 | 210 | 1
SHEICA28 HEIGHTTN_HAT2 FROM_TO | SHEICA28 | HEIGHTTN_HAT2 | 127 | 1 | 1 | TNHEIGHTS_1 | TNHEIGHTS_0 | FROM_TO | 74960.94 | 75170.36 | 56.4454 | 0 | 10000 | 2154.125 | -0.00881 | 0.000875 | -0.30762 | 0.00588 | 62.4558 | 60.748 | 0 |  |  | 787.08 | 7069.894 | 787.08 | 7069.894 | 787.08 | 7069.894 | 783.734 | 6905.143 | 783.734 | 6905.143 | Competitive | Competitive | 1 | FALSE | FALSE | 1 | Non-Competitive | 0.7345 | Competitive | -42.848 | -39.2653 | 6909.94 | 920.76 | 127 | 1
SHEICA28 HEIGHTTN_HAT2 TO_FROM | SHEICA28 | HEIGHTTN_HAT2 | 127 | 1 | 1 | TNHEIGHTS_1 | TNHEIGHTS_0 | TO_FROM | 74960.94 | 94328.7 | -62.5943 | 0 | 1968.286 | 0 | -0.00088 | 0.008808 | -0.00588 | 0.30762 | -56.2096 | -50.559 | 7134.64 |  |  | 7069.894 | 920.108 | 7069.894 | 920.108 | 7069.894 | 920.108 | 6905.143 | 916.043 | 6905.143 | 916.043 | Competitive | Competitive | 1 | FALSE | FALSE | 1 | Non-Competitive | 0.7345 | Competitive | 49.4121 | 47.4451 | 782.149 | 6909.94 | 127 | 1
SHIWCIT8 HIWAY__NUECES1_1 FROM_TO | SHIWCIT8 | HIWAY__NUECES1_1 | 771 | 1 | 1 | CITNOP4 | HIWAY9 4 | FROM_TO | 74960.94 | 94328.7 | 0 | 0 | 0 | 0 | 0 | 0 | 0 | 0 | 0 | 0 | 0 | [10 empty] | 0 | 0 | Competitive | Competitive | 1 | FALSE | TRUE | 1 | Non-Competitive | 0.7735 | #N/A | #N/A | #N/A | #N/A | #N/A | #N/A | #N/A
SHIWCIT8 HIWAY__NUECES1_1 TO_FROM | SHIWCIT8 | HIWAY__NUECES1_1 | 771 | 1 | 1 | CITNOP4 | HIWAY9 4 | TO_FROM | 74960.94 | 94328.7 | 0 | 0 | 0 | 0 | 0 | 0 | 0 | 0 | 0 | 0 | 0 | [10 empty] | 0 | 0 | Competitive | Competitive | 1 | FALSE | TRUE | 1 | Non-Competitive | 0.7735 | #N/A | #N/A | #N/A | #N/A | #N/A | #N/A | #N/A
SHIWCIT8 MORRIS_NUECES1_1 FROM_TO | SHIWCIT8 | MORRIS_NUECES1_1 | 206 | 1 | 1 | N BAY 4 | MORRIS 4 | FROM_TO | 74960.94 | 74736.14 | 68.9712 | 0 | 1449.533 | 1215.827 | -0.11957 | 0.2569 | -0.38802 | 0.26695 | 293.5406 | 115.5945 | 0 | 10000 | 9130.543 | 10000 | 10000 | 2939.592 | 8957.851 | 10000 | 10000 | 9792.846 | 9816.017 | 10000 | 9824.506 | Competitive | Non-Competitive | 0 | TRUE | FALSE | 1 | Non-Competitive | 0.711 | Non-Competitive | 315.0423 | 118.5058 | 9228.313 | 9724.706 | 206 | 1
SHIWCIT8 MORRIS_NUECES1_1 TO_FROM | SHIWCIT8 | MORRIS_NUECES1_1 | 206 | 1 | 1 | N BAY 4 | MORRIS 4 | TO_FROM | 74960.94 | 75994.42 | -291.843 | 0 | 1028.632 | 1420.837 | -0.2569 | 0.11957 | -0.26695 | 0.38802 | -70.4765 | -128.619 | 0 | 9130.543 | 10000 | 10000 | 10000 | 6963.341 | 3373.142 | 10000 | 10000 | 9617.463 | 9845.548 | 9824.506 | 10000 | Competitive | Competitive | 1 | TRUE | FALSE | 1 | Non-Competitive | 0.711 | Competitive | -66.8158 | -157.878 | 9724.706 | 9446.303 | 206 | 1
SHIWNUE8 GILA_HIWAY__0_1 FROM_TO | SHIWNUE8 | GILA_HIWAY__0_1 | 255 | 1 | 1 | HIWAY9 4 | GILA4A | FROM_TO | 74960.94 | 75809.34 | -119.25 | 0 | 974.347 | 1400.675 | -0.02851 | 0.084474 | -0.30429 | 0.16622 | -5.6489 | -100.862 | 0 | 5039.569 | 5644.313 | 5178.925 | 5644.313 | 4134.03 | 842.677 | 5178.925 | 5644.313 | 4869.995 | 3572.788 | 4991.571 | 5644.313 | Competitive | Competitive | 1 | TRUE | FALSE | 1 | Non-Competitive | 0.7265 | #N/A | #N/A | #N/A | #N/A | #N/A | #N/A | #N/A
SHIWNUE8 GILA_HIWAY__0_1 TO_FROM | SHIWNUE8 | GILA_HIWAY__0_1 | 255 | 1 | 1 | HIWAY9 4 | GILA4A | TO_FROM | 74960.94 | 75750.19 | 3.4991 | 0 | 1474.814 | 1143.732 | -0.08447 | 0.028509 | -0.16622 | 0.30429 | 123.0042 | 53.1182 | 0 | 3008.968 | 5039.569 | 3008.968 | 5178.925 | 692.545 | 4833.945 | 3008.968 | 5178.925 | 2272.004 | 4955.027 | 3278.672 | 4991.571 | Competitive | Competitive | 1 | TRUE | FALSE | 1 | Non-Competitive | 0.7265 | #N/A | #N/A | #N/A | #N/A | #N/A | #N/A | #N/A
SILLFTL8 FRIR_SONR1_1 FROM_TO | SILLFTL8 | FRIR_SONR1_1 | 37 | 0 | 0 | SONORA 2 | FRSRNCH2 | FROM_TO | 74960.94 | 74989.52 | 8.3855 | 0 | 0 | 788.325 | 0 | 0.000112 | -0.99989 | 0.000112 | 8.4214 | 8.3824 | 0 |  |  | 788.325 |  | 788.325 |  | 788.325 |  | 788.325 |  | 788.325 | 0 | Competitive | Competitive | 1 | FALSE | TRUE | 1 | Non-Competitive | 0.8515 | Non-Competitive | 144.3517 | 2.3563 | 1963.265 | 3269.609 | 37 | 0
SILLFTL8 FRIR_SONR1_1 TO_FROM | SILLFTL8 | FRIR_SONR1_1 | 37 | 0 | 0 | SONORA 2 | FRSRNCH2 | TO_FROM | 74960.94 | 94328.7 | -8.3855 | 0 | 0 | 788.325 | -0.00011 | 0 | -0.00011 | 0.99989 | -8.3834 | -7.5842 | 7134.64 |  |  |  | 921.083 |  | 921.083 |  | 921.083 |  | 921.083 | 0 | 921.083 | Competitive | Competitive | 1 | FALSE | TRUE | 1 | Non-Competitive | 0.8515 | Non-Competitive | 41.3598 | -40.649 | 2403.198 | 2812.826 | 37 | 0
SIRVNO28 1140__C FROM_TO | SIRVNO28 | 1140__C | 250 | 3 | 3 | DFW_DE1T1_8 | DFW_CE1_8 | FROM_TO | 74960.94 | 74436.81 | 216.3035 | 0 | 1402.035 | 1846.867 | -0.02449 | 0.018365 | -0.36417 | 0.45947 | 442.4063 | 228.1181 | 0 |  | 2548.273 | 2434.663 | 2728.263 | 765.485 | 2772.053 | 4448.075 | 2728.263 | 908.197 | 2700.887 | 2829.194 | 2651.384 | Competitive | Non-Competitive | 0 | TRUE | FALSE | 1 | Non-Competitive | 0.7345 | Non-Competitive | 459.9392 | 235.5104 | 2912.441 | 2666.311 | 215 | 1
SIRVNO28 1140__C TO_FROM | SIRVNO28 | 1140__C | 250 | 3 | 3 | DFW_DE1T1_8 | DFW_CE1_8 | TO_FROM | 74960.94 | 75691.45 | -454.299 | 0 | 1936.501 | 1402.035 | -0.01836 | 0.024492 | -0.45947 | 0.36417 | -111.126 | -250.851 | 0 | 2548.273 |  | 2735.989 | 2434.663 | 2771.124 | 898.867 | 2735.989 | 4448.075 | 2701.102 | 1022.762 | 2653.395 | 2829.194 | Competitive | Competitive | 1 | TRUE | FALSE | 1 | Non-Competitive | 0.7345 | Competitive | -69.8112 | -296.585 | 2294.889 | 2912.441 | 215 | 1
SIRVNO28 LIGSW_AXFMR2 FROM_TO | SIRVNO28 | LIGSW_AXFMR2 | 686 | 3 | 3 | LIGGETT_2T5 | LIGGETTA2_8 | FROM_TO | 74960.94 | 74943.2 | 392.6936 | 0 | 3595.44 | 974.074 | -0.04251 | 0.020452 | -0.34674 | 0.077517 | 691.6597 | 471.8 | 0 | 10000 | 10000 | 953.105 | 9166.229 | 939.658 | 2218.726 | 1088.916 | 10000 | 969.465 | 5792.992 | 979.699 | 9628.113 | Non-Competitive | Non-Competitive | 0 | TRUE | FALSE | 1 | Non-Competitive | 0.711 | #N/A | #N/A | #N/A | #N/A | #N/A | #N/A | #N/A
SIRVNO28 LIGSW_AXFMR2 TO_FROM | SIRVNO28 | LIGSW_AXFMR2 | 686 | 3 | 3 | LIGGETT_2T5 | LIGGETTA2_8 | TO_FROM | 74960.94 | 90101.5 | -678.989 | 0 | 1057.953 | 3595.44 | -0.02045 | 0.042513 | -0.07752 | 0.34674 | -324.469 | -464.872 | 0 | 10000 | 10000 | 8601.227 | 1068.19 | 1932.659 | 1048.472 | 10000 | 1205.286 | 5579.859 | 1077.857 | 9397.737 | 1091.557 | Competitive | Competitive | 1 | TRUE | FALSE | 1 | Non-Competitive | 0.711 | #N/A | #N/A | #N/A | #N/A | #N/A | #N/A | #N/A
SI_DI_38 I_DUPP_I_DUPS1_1 FROM_TO | SI_DI_38 | I_DUPP_I_DUPS1_1 | 206 | 2 | 2 | DUPSW-I4 | DUP1-I2 4 | FROM_TO | 74960.94 | 75052.97 | 150.4314 | 0 | 791.633 | 10000 | -0.57376 | 0.002005 | -0.60171 | 0.002005 | 150.6231 | 150.5209 | 0 |  | 10000 | 791.633 | 10000 | 791.633 | 10000 | 791.633 | 10000 | 791.633 | 10000 | 791.633 | 10000 | Competitive | Competitive | 1 | TRUE | FALSE | 1 | Non-Competitive | 0.711 | Competitive | 150.6057 | 150.5098 | 786.36 | 10000 | 206 | 1
SI_DI_38 I_DUPP_I_DUPS1_1 TO_FROM | SI_DI_38 | I_DUPP_I_DUPS1_1 | 206 | 2 | 2 | DUPSW-I4 | DUP1-I2 4 | TO_FROM | 74960.94 | 94328.7 | -150.498 | 0 | 10000 | 0 | -0.00201 | 0.57376 | -0.00201 | 0.60171 | -35.1886 | -20.8567 | 7134.64 | 10000 |  | 10000 | 925.509 | 10000 | 925.509 | 10000 | 925.509 | 10000 | 925.509 | 10000 | 925.509 | Competitive | Competitive | 1 | TRUE | FALSE | 1 | Non-Competitive | 0.711 | Competitive | -35.2411 | -23.685 | 10000 | 924.487 | 206 | 1
SJMCW_D8 FTW_W_DE_1 FROM_TO | SJMCW_D8 | FTW_W_DE_1 | 218 | 1 | 1 | FTWORTH138 | W_DENT_8 | FROM_TO | 74960.94 | 76800.17 | -353.853 | 0 | 2122.169 | 1140.733 | -0.01715 | 0.18058 | -0.18694 | 0.66118 | -128.733 | -185.346 | 7014.64 | 6141.612 |  | 6141.612 | 2071.769 | 2521.228 | 851.509 | 10000 | 1546.186 | 7272.684 | 965.877 | 7828.223 | 1682.47 | Competitive | Competitive | 1 | TRUE | FALSE | 1 | Non-Competitive | 0.734 | Competitive | -55.2844 | -205.805 | 5740.136 | 1858.503 | 350 | 1
SJMCW_D8 FTW_W_DE_1 TO_FROM | SJMCW_D8 | FTW_W_DE_1 | 218 | 1 | 1 | FTWORTH138 | W_DENT_8 | TO_FROM | 74960.94 | 74749.6 | 173.771 | 0 | 1162.553 | 2437.181 | -0.18058 | 0.01715 | -0.66118 | 0.18694 | 359.9147 | 166.1777 | 0 |  | 10000 | 1004.171 | 10000 | 634.188 | 2590.095 | 732.014 | 10000 | 646.973 | 9157.814 | 879.841 | 10000 | Non-Competitive | Non-Competitive | 0 | TRUE | FALSE | 1 | Non-Competitive | 0.734 | Non-Competitive | 498.5032 | 108.5347 | 863.028 | 9262.644 | 350 | 1
SK2SKY8 E1_M1_1 FROM_TO | SK2SKY8 | E1_M1_1 | 213 | 1 | 1 | FIVE_PTS | WSTSIDE | FROM_TO | 74960.94 | 75225.89 | 58.8576 | 0 | 1280.144 | 806.949 | -0.05157 | 0.10122 | -0.30992 | 0.44422 | 130.5368 | 9.3436 | 0 | 10000 | 10000 | 10000 | 10000 | 7720.167 | 6596.615 | 10000 | 10000 | 9967.944 | 9331.313 | 10000 | 10000 | Competitive | Competitive | 1 | TRUE | FALSE | 1 | Non-Competitive | 0.703 | Competitive | 125.989 | 9.2218 | 10000 | 10000 | 214 | 1
SK2SKY8 E1_M1_1 TO_FROM | SK2SKY8 | E1_M1_1 | 213 | 1 | 1 | FIVE_PTS | WSTSIDE | TO_FROM | 74960.94 | 75180.26 | -218.348 | 0 | 847.548 | 1243.708 | -0.10122 | 0.051572 | -0.44422 | 0.30992 | 115.5818 | -32.4304 | 0 | 10000 | 10000 | 10000 | 10000 | 5118.803 | 7767.547 | 10000 | 10000 | 8983.294 | 9968.114 | 10000 | 10000 | Competitive | Competitive | 1 | TRUE | FALSE | 1 | Non-Competitive | 0.703 | Competitive | 116.1987 | -32.7048 | 10000 | 10000 | 214 | 1
SKEYWLV8 6215__A FROM_TO | SKEYWLV8 | 6215__A | 143 | 3 | 3 | BLUFCKTA_8 | CHINAGRV_8 | FROM_TO | 74960.94 | 75148.19 | -59.0598 | 0 | 1674.783 | 992.323 | -0.06715 | 0.15157 | -0.17839 | 0.39284 | 109.5822 | 72.2947 | 1715.74 | 3369.171 | 9312.711 | 3840.864 | 9312.711 | 1570.828 | 4782.637 | 5033.654 | 9312.711 | 4403.12 | 8237.897 | 4483.152 | 9176.843 | Competitive | Competitive | 1 | TRUE | FALSE | 1 | Non-Competitive | 0.8205 | Non-Competitive | 184.7846 | 147.0417 | 5726.758 | 7993.216 | 143 | 0
SKEYWLV8 6215__A TO_FROM | SKEYWLV8 | 6215__A | 143 | 3 | 3 | BLUFCKTA_8 | CHINAGRV_8 | TO_FROM | 74960.94 | 75051.42 | -96.1634 | 0 | 1001.895 | 1573.892 | -0.00101 | 0.077234 | -0.39284 | 0.17839 | 106.0295 | 8.0617 | 0 | 3496.959 |  | 3496.959 | 1405.578 | 1599.424 | 1198.909 | 4380.556 | 1723.792 | 2929.728 | 1418.501 | 3449.005 | 1524.026 | Competitive | Competitive | 1 | TRUE | FALSE | 1 | Non-Competitive | 0.8205 | Competitive | 118.8743 | 91.5984 | 2996.567 | 10000 | 143 | 1
SKEYWLV8 6610__C FROM_TO | SKEYWLV8 | 6610__C | 42 | 3 | 3 | BIGCRMWD_T9 | KNOTT_9 | FROM_TO | 74960.94 | 74974.36 | 2.741 | 0 | 1429.682 | 1633.406 | -0.01471 | 0.11791 | -0.496 | 0.19611 | 35.3397 | 12.7724 | 0 | 3481.035 |  | 5309.471 | 10000 | 1104.342 | 3689.773 | 5309.471 | 10000 | 4113.337 | 6149.799 | 4396.236 | 10000 | Competitive | Competitive | 1 | TRUE | FALSE | 1 | Non-Competitive | 0.711 | Competitive | 26.6332 | 6.1682 | 5143.723 | 10000 | 40 | 1
SKEYWLV8 6610__C TO_FROM | SKEYWLV8 | 6610__C | 42 | 3 | 3 | BIGCRMWD_T9 | KNOTT_9 | TO_FROM | 74960.94 | 75152.08 | -35.4002 | 0 | 1556.952 | 1280.36 | -0.11791 | 0.027003 | -0.19611 | 0.496 | 4.2037 | -22.7025 | 0 | 10000 | 10000 | 4401.506 | 10000 | 1916.308 | 969.512 | 4401.506 | 10000 | 3172.73 | 9243.54 | 4163.83 | 10000 | Competitive | Competitive | 1 | TRUE | FALSE | 1 | Non-Competitive | 0.711 | Competitive | 15.4975 | -15.7189 | 4889.385 | 10000 | 40 | 1
SKEYWLV8 6611__A FROM_TO | SKEYWLV8 | 6611__A | 197 | 3 | 3 | ACKRLYVE_9 | ACKERLY_9 | FROM_TO | 74960.94 | 75191.04 | 4.3026 | 0 | 1597.382 | 1126.997 | -0.01355 | 0.042936 | -0.67863 | 0.22569 | 40.7171 | 20.5921 | 0 | 5301.773 |  | 3805.594 | 10000 | 961.131 | 3673.276 | 5301.773 | 10000 | 2642.861 | 6084.489 | 3433.874 | 10000 | Competitive | Competitive | 1 | TRUE | FALSE | 1 | Non-Competitive | 0.7265 | Competitive | 80.7403 | 19.5038 | 3175.338 | 6376.274 | 195 | 1
SKEYWLV8 6611__A TO_FROM | SKEYWLV8 | 6611__A | 197 | 3 | 3 | ACKRLYVE_9 | ACKERLY_9 | TO_FROM | 74960.94 | 75851.74 | -35.898 | 0 | 1126.997 | 1761.003 | -0.04294 | 0.0245 | -0.22569 | 0.67863 | -4.361 | -31.3342 | 0 | 10000 | 10000 | 4417.485 | 10000 | 1841.461 | 1061.32 | 4417.485 | 10000 | 2992.478 | 4455.101 | 4158.643 | 10000 | Competitive | Competitive | 1 | TRUE | FALSE | 1 | Non-Competitive | 0.7265 | Competitive | 39.23 | -53.4486 | 4811.24 | 10000 | 195 | 1
SKEYWLV8 6611__B FROM_TO | SKEYWLV8 | 6611__B | 197 | 3 | 3 | ACKERLY_9 | ACKRLNTC_9 | FROM_TO | 74960.94 | 75302.97 | 3.1337 | 0 | 1668.119 | 1114.06 | -0.01357 | 0.042921 | -0.45998 | 0.32135 | 39.5495 | 19.4247 | 0 | 5301.695 |  | 3804.915 | 10000 | 969.02 | 3668.911 | 5301.695 | 10000 | 2666.945 | 6070.589 | 3434.196 | 10000 | Competitive | Competitive | 1 | TRUE | FALSE | 1 | Non-Competitive | 1.1795 | Competitive | 79.5715 | 18.3367 | 3175.434 | 6373.055 | 195 | 1
SKEYWLV8 6611__B TO_FROM | SKEYWLV8 | 6611__B | 197 | 3 | 3 | ACKERLY_9 | ACKRLNTC_9 | TO_FROM | 74960.94 | 75582.55 | -34.7314 | 0 | 1038.21 | 1919.332 | -0.04292 | 0.024515 | -0.32135 | 0.45998 | -3.1937 | -30.166 | 0 | 10000 | 10000 | 4418.024 | 10000 | 1838.335 | 1066.539 | 4418.024 | 10000 | 2986.732 | 4615.592 | 4158.503 | 10000 | Competitive | Competitive | 1 | TRUE | FALSE | 1 | Non-Competitive | 1.1795 | Competitive | 40.3998 | -52.2794 | 4810.742 | 10000 | 195 | 1
SKEYWLV8 6611__C FROM_TO | SKEYWLV8 | 6611__C | 197 | 3 | 3 | ACKRLNTC_9 | SPARNBRG_9 | FROM_TO | 74960.94 | 75389.8 | -3.1118 | 0 | 1597.336 | 1131.392 | -0.01365 | 0.042837 | -0.38147 | 0.53994 | 33.311 | 13.187 | 0 | 5301.277 |  | 3801.282 | 10000 | 1027.071 | 3646.316 | 5301.277 | 10000 | 2787.308 | 5997.306 | 3435.953 | 10000 | Competitive | Competitive | 1 | TRUE | FALSE | 1 | Non-Competitive | 0.7345 | Competitive | 79.5715 | 18.3367 | 3175.434 | 6373.055 | 195 | 1
SKEYWLV8 6611__C TO_FROM | SKEYWLV8 | 6611__C | 197 | 3 | 3 | ACKRLNTC_9 | SPARNBRG_9 | TO_FROM | 74960.94 | 75319.16 | -28.4986 | 0 | 1247.249 | 1584.56 | -0.04284 | 0.024599 | -0.53994 | 0.38148 | 3.0433 | -23.9241 | 0 | 10000 | 10000 | 4420.895 | 10000 | 1822.138 | 1105.154 | 4420.895 | 10000 | 2956.221 | 5526.486 | 4157.796 | 10000 | Competitive | Competitive | 1 | TRUE | FALSE | 1 | Non-Competitive | 0.7345 | Competitive | 40.3998 | -52.2794 | 4810.742 | 10000 | 195 | 1
SKEYWLV8 6611__D FROM_TO | SKEYWLV8 | 6611__D | 197 | 3 | 3 | LAMESA_9 | SPARNBRG_9 | FROM_TO | 74960.94 | 75273.39 | -28.3786 | 0 | 1131.796 | 1597.306 | -0.04284 | 0.0246 | -0.61852 | 0.29607 | 3.1634 | -23.8039 | 0 | 10000 | 10000 | 4420.95 | 10000 | 1821.834 | 1106.142 | 4420.95 | 10000 | 2955.636 | 5544.595 | 4157.783 | 10000 | Competitive | Competitive | 1 | TRUE | FALSE | 1 | Non-Competitive | 0.9765 | Competitive | 40.5202 | -52.159 | 4810.691 | 10000 | 195 | 1
SKEYWLV8 6611__D TO_FROM | SKEYWLV8 | 6611__D | 197 | 3 | 3 | LAMESA_9 | SPARNBRG_9 | TO_FROM | 74960.94 | 75513.75 | -3.2321 | 0 | 1597.306 | 1116.278 | -0.01365 | 0.042836 | -0.29607 | 0.61852 | 33.1908 | 13.0669 | 0 | 5301.268 |  | 3801.211 | 10000 | 1028.54 | 3645.892 | 5301.268 | 10000 | 2789.46 | 5995.911 | 3435.987 | 10000 | Competitive | Competitive | 1 | TRUE | FALSE | 1 | Non-Competitive | 0.9765 | Competitive | 79.4512 | 18.2166 | 3175.444 | 6372.724 | 195 | 1
SKMCKW25 KMCHI_KWASS1_1 FROM_TO | SKMCKW25 | KMCHI_KWASS1_1 | 1232 | 1 | 1 | KMCHI_1_5 | KMCHI_2_5 | FROM_TO | 74960.94 | 1060 | 0 | 0 | 10000 | 806.62 | 0 | 1 | 0 | 1 | 1380 | 0 | 0 | 10000 |  | 10000 |  | 10000 |  | 10000 |  | 10000 |  | 10000 | 0 | Non-Competitive | Non-Competitive | 0 | TRUE | FALSE | 1 | Non-Competitive | 0.7735 | Non-Competitive | 1380 | 0 | 10000 | 0 | 1174 | 1
SKMCKW25 KMCHI_KWASS1_1 TO_FROM | SKMCKW25 | KMCHI_KWASS1_1 | 1232 | 1 | 1 | KMCHI_1_5 | KMCHI_2_5 | TO_FROM | 74960.94 | 76192.94 | 0 | 0 | 806.62 | 10000 | -1 | 0 | -1 | 0 | 0 | 0 | 0 |  | 10000 |  | 10000 |  | 10000 |  | 10000 |  | 10000 | 0 | 10000 | Competitive | Competitive | 1 | TRUE | FALSE | 1 | Non-Competitive | 0.7735 | Competitive | 0 | 0 | 0 | 10000 | 1174 | 1
SKMCKWA5 KMCHI_KWASS2_1 FROM_TO | SKMCKWA5 | KMCHI_KWASS2_1 | 1232 | 1 | 1 | KMCHI_1_5 | KMCHI_2_5 | FROM_TO | 74960.94 | 1060 | 0 | 0 | 10000 | 806.62 | 0 | 1 | 0 | 1 | 1380 | 0 | 0 | 10000 |  | 10000 |  | 10000 |  | 10000 |  | 10000 |  | 10000 | 0 | Non-Competitive | Non-Competitive | 0 | TRUE | FALSE | 1 | Non-Competitive | 0.75 | Non-Competitive | 1380 | 0 | 10000 | 0 | 1174 | 1
SKMCKWA5 KMCHI_KWASS2_1 TO_FROM | SKMCKWA5 | KMCHI_KWASS2_1 | 1232 | 1 | 1 | KMCHI_1_5 | KMCHI_2_5 | TO_FROM | 74960.94 | 76192.94 | 0 | 0 | 806.62 | 10000 | -1 | 0 | -1 | 0 | 0 | 0 | 0 |  | 10000 |  | 10000 |  | 10000 |  | 10000 |  | 10000 | 0 | 10000 | Competitive | Competitive | 1 | TRUE | FALSE | 1 | Non-Competitive | 0.75 | Competitive | 0 | 0 | 0 | 10000 | 1174 | 1
SKOCKOC8 KOCH_UP_69A1 FROM_TO | SKOCKOC8 | KOCH_UP_69A1 | 91.3 | 1 | 1 | UPRIVER2 | UPRIVER4 | FROM_TO | 74960.94 | 75774.2 | -57.9809 | 0 | 1155.413 | 1786.034 | -0.021 | 0.003652 | -0.14425 | 0.29974 | -27.3674 | -39.4175 | 0 |  | 10000 | 10000 | 3815.924 | 3138.418 | 1284.188 | 10000 | 5923.937 | 5711.417 | 4841.68 | 10000 | 5169.757 | Competitive | Competitive | 1 | TRUE | FALSE | 1 | Non-Competitive | 0.75 | Competitive | -23.1409 | -34.3125 | 10000 | 6360.374 | 91.3 | 1
SKOCKOC8 KOCH_UP_69A1 TO_FROM | SKOCKOC8 | KOCH_UP_69A1 | 91.3 | 1 | 1 | UPRIVER2 | UPRIVER4 | TO_FROM | 74960.94 | 75067.64 | 26.7552 | 0 | 2138.804 | 1350.05 | -0.00365 | 0.020996 | -0.29974 | 0.14425 | 59.3162 | 27.2723 | 0 | 10000 |  | 3093.24 | 10000 | 1018.254 | 5996.953 | 5923.937 | 10000 | 4286.309 | 8350.593 | 4685.873 | 10000 | Competitive | Competitive | 1 | TRUE | FALSE | 1 | Non-Competitive | 0.75 | Competitive | 54.1929 | 22.6542 | 6360.374 | 10000 | 91.3 | 1
SKOCLON8 AIR_LI_HIWAY_1_1 FROM_TO | SKOCLON8 | AIR_LI_HIWAY_1_1 | 219 | 1 | 1 | HIWAY9 2 | AIRLIQ2 | FROM_TO | 74960.94 | 75184.59 | 56.2518 | 0 | 1840.421 | 934.717 | -0.00376 | 0.027854 | -0.56524 | 0.20682 | 92.4394 | 56.39 | 0 | 10000 |  | 5998.811 | 10000 | 907.348 | 10000 | 5998.811 | 10000 | 4811.89 | 10000 | 6680.584 | 10000 | Competitive | Competitive | 1 | TRUE | FALSE | 1 | Non-Competitive | 0.719 | Competitive | 98.7023 | 60.2507 | 6915.971 | 10000 | 219 | 1
SKOCLON8 AIR_LI_HIWAY_1_1 TO_FROM | SKOCLON8 | AIR_LI_HIWAY_1_1 | 219 | 1 | 1 | HIWAY9 2 | AIRLIQ2 | TO_FROM | 74960.94 | 76292.31 | -91.4077 | 0 | 1055.713 | 1840.421 | -0.02785 | 0.003757 | -0.20682 | 0.56524 | -57.486 | -68.9041 | 0 |  | 10000 | 10000 | 5998.811 | 8799.403 | 1112.384 | 10000 | 5998.811 | 9948.524 | 5254.547 | 10000 | 6680.584 | Competitive | Competitive | 1 | TRUE | FALSE | 1 | Non-Competitive | 0.719 | Competitive | -61.1311 | -73.9489 | 10000 | 6915.971 | 219 | 1
SKYLSAN8 258T380_1 FROM_TO | SKYLSAN8 | 258T380_1 | 439 | 1 | 1 | L_BUDA__8_1Y | L_TURNER8_1Y | FROM_TO | 74960.94 | 78847.67 | -350.947 | 0 | 1141.671 | 1098.151 | -0.01291 | 0.094435 | -0.14861 | 0.77077 | -116.382 | -270.492 | 0 | 10000 |  | 10000 | 1102.766 | 5798.103 | 953.7 | 10000 | 1181.164 | 9357.473 | 998.559 | 10000 | 1071.156 | Competitive | Competitive | 1 | TRUE | FALSE | 1 | Non-Competitive | 0.727 | Competitive | -98.2569 | -275.37 | 10000 | 1044.328 | 287 | 1
SKYLSAN8 258T380_1 TO_FROM | SKYLSAN8 | 258T380_1 | 439 | 1 | 1 | L_BUDA__8_1Y | L_TURNER8_1Y | TO_FROM | 74960.94 | 75074.72 | 169.4993 | 0 | 1175.978 | 1069.281 | -0.09444 | 0.012906 | -0.77077 | 0.14861 | 351.2957 | 266.9551 | 0 |  | 10000 | 970.752 | 10000 | 867.115 | 9106.713 | 1181.164 | 10000 | 903.491 | 9985.413 | 957.527 | 10000 | Competitive | Competitive | 1 | TRUE | FALSE | 1 | Non-Competitive | 0.727 | Non-Competitive | 363.1466 | 257.8414 | 955.826 | 10000 | 287 | 0
SLAGMAR8 269T362_1 FROM_TO | SLAGMAR8 | 269T362_1 | 220.6 | 1 | 1 | L_WHITES8_1Y | L_BUTTER8_1Y | FROM_TO | 74960.94 | 76734.83 | -288.217 | 0 | 1055.5 | 1274.336 | -0.04267 | 0.18058 | -0.12465 | 0.80921 | 3.4541 | -186.045 | 0 | 10000 | 7386.472 | 10000 | 7206.339 | 1406.551 | 1000.538 | 10000 | 7060.461 | 8647.568 | 1867.215 | 10000 | 6247.052 | Competitive | Competitive | 1 | TRUE | FALSE | 1 | Non-Competitive | 0.7345 | Competitive | 42.4845 | -196.774 | 10000 | 5381.889 | 191 | 1
SLAGMAR8 269T362_1 TO_FROM | SLAGMAR8 | 269T362_1 | 220.6 | 1 | 1 | L_WHITES8_1Y | L_BUTTER8_1Y | TO_FROM | 74960.94 | 74912.04 | 65.9526 | 0 | 1274.336 | 1055.501 | -0.18059 | 0.04267 | -0.80921 | 0.12465 | 259.7866 | 111.7988 | 0 | 7386.472 | 10000 | 7206.339 | 10000 | 895.956 | 2026.394 | 7060.461 | 10000 | 1728.965 | 9137.073 | 6247.052 | 10000 | Competitive | Non-Competitive | 0 | TRUE | FALSE | 1 | Non-Competitive | 0.7345 | Non-Competitive | 271.4203 | 100.0745 | 5381.889 | 10000 | 191 | 1
SLANLAN8 BLESSI_LAN_CT1_1 FROM_TO | SLANLAN8 | BLESSI_LAN_CT1_1 | 157 | 2 | 2 | BLESSNG4 | L.CITYM4A | FROM_TO | 74960.94 | 74671.34 | -347.666 | 0 | 1136.066 | 1812.473 | -0.20828 | 0.06518 | -0.25781 | 0.13105 | 225.7596 | -296.52 | 0 | 978.124 | 2626.895 | 988.472 | 5151.651 | 960.096 | 1695.385 | 4059.193 | 7879.935 | 1034.648 | 4933.477 | 1511.302 | 5350.442 | Competitive | Non-Competitive | 0 | TRUE | FALSE | 1 | Non-Competitive | 0.719 | Non-Competitive | 292.8494 | -215.439 | 1452.108 | 6260.89 | 161 | 1
SLANLAN8 BLESSI_LAN_CT1_1 TO_FROM | SLANLAN8 | BLESSI_LAN_CT1_1 | 157 | 2 | 2 | BLESSNG4 | L.CITYM4A | TO_FROM | 74960.94 | 72140.94 | -219.874 | 0 | 1812.471 | 1233.933 | -0.06518 | 0.20828 | -0.13105 | 0.25781 | 456.4533 | -64.2559 | 0 | 1999.183 | 1404.116 | 5151.651 | 1423.138 | 1431.058 | 1114.646 | 7879.935 | 4059.193 | 4543.637 | 1230.006 | 4909.977 | 1957.256 | Competitive | Non-Competitive | 0 | TRUE | FALSE | 1 | Non-Competitive | 0.719 | Non-Competitive | 320.9711 | -131.007 | 6260.89 | 1949.922 | 161 | 1
SLAQLOB8 FALFUR_69A1 FROM_TO | SLAQLOB8 | FALFUR_69A1 | 41.3 | 1 | 1 | FALF 2 | FALF 4 | FROM_TO | 74960.94 | 75332.42 | -5.5956 | 0 | 849.76 | 1173.449 | -0.00586 | 0.015492 | -0.10955 | 0.70973 | 0.56132 | -3.4511 | 0 |  |  | 10000 | 5024.798 | 1455.388 | 911.226 | 10000 | 5024.798 | 5024.825 | 4580.549 | 10000 | 5000.038 | Competitive | Competitive | 1 | FALSE | FALSE | 1 | Non-Competitive | 0.719 | Competitive | -2.2053 | -5.7914 | 10000 | 5106.735 | 41 | 1
SLAQLOB8 FALFUR_69A1 TO_FROM | SLAQLOB8 | FALFUR_69A1 | 41.3 | 1 | 1 | FALF 2 | FALF 4 | TO_FROM | 74960.94 | 74989.57 | -0.53428 | 0 | 1009.064 | 847.387 | -0.01549 | 0.101 | -0.70972 | 0.10955 | 20.9768 | 0.81966 | 0 | 10000 |  | 10000 | 10000 | 5485.15 | 1689.588 | 10000 | 10000 | 9922.62 | 6278.437 | 10000 | 10000 | Competitive | Competitive | 1 | TRUE | FALSE | 1 | Non-Competitive | 0.719 | Competitive | 25.3728 | 3.1282 | 10000 | 10000 | 41 | 1
SLAQLOB8 FALFUR_PREMON1_1 FROM_TO | SLAQLOB8 | FALFUR_PREMON1_1 | 38 | 1 | 1 | FALF 2 | PREMONT2 | FROM_TO | 74960.94 | 75005.35 | -6.6486 | 0 | 1174.737 | 972.608 | -0.01557 | 0.10092 | -0.5209 | 0.29019 | 14.6872 | -5.2657 | 0 | 10000 |  | 10000 | 10000 | 7720.651 | 669.814 | 10000 | 10000 | 9929.062 | 5888.431 | 10000 | 10000 | Competitive | Competitive | 1 | TRUE | FALSE | 1 | Non-Competitive | 0.758 | Competitive | 19.2052 | -2.9273 | 10000 | 10000 | 38 | 1
SLAQLOB8 FALFUR_PREMON1_1 TO_FROM | SLAQLOB8 | FALFUR_PREMON1_1 | 38 | 1 | 1 | FALF 2 | PREMONT2 | TO_FROM | 74960.94 | 75068.64 | 0.53362 | 0 | 849.078 | 1010.041 | -0.00578 | 0.015573 | -0.29019 | 0.5209 | 6.7302 | 2.4445 | 0 |  |  | 10000 | 5024.024 | 606.842 | 5192.592 | 10000 | 5024.024 | 4694.605 | 5046.146 | 10000 | 5000.124 | Competitive | Competitive | 1 | FALSE | FALSE | 1 | Non-Competitive | 0.758 | Competitive | 3.9669 | 0.28321 | 10000 | 5114.521 | 38 | 1
SLAULA_8 LA_PAL_VCAVAZ1_1 FROM_TO | SLAULA_8 | LA_PAL_VCAVAZ1_1 | 211 | 1 | 1 | LAPALM 4 | CAVAZOS4A | FROM_TO | 74960.94 | 74981.7 | 195.5457 | 0 | 0 | 10000 | -0.4513 | 0.004437 | -0.69155 | 0.020383 | 196.6441 | 195.2391 | 0 |  | 10000 | 790.792 | 10000 | 790.792 | 10000 | 799.615 | 10000 | 791.559 | 10000 | 791.559 | 10000 | Competitive | Competitive | 1 | TRUE | FALSE | 1 | Non-Competitive | 0.7035 | Competitive | 194.3585 | 193.0893 | 783.802 | 10000 | 211 | 1
SLAULA_8 LA_PAL_VCAVAZ1_1 TO_FROM | SLAULA_8 | LA_PAL_VCAVAZ1_1 | 211 | 1 | 1 | LAPALM 4 | CAVAZOS4A | TO_FROM | 74960.94 | 94328.7 | -196.631 | 0 | 10000 | 0 | -0.00444 | 0.4513 | -0.02038 | 0.69155 | -173.098 | -154.504 | 7134.64 | 10000 |  | 10000 | 922.235 | 10000 | 922.235 | 10000 | 922.93 | 10000 | 921.717 | 10000 | 921.717 | Competitive | Competitive | 1 | TRUE | FALSE | 1 | Non-Competitive | 0.7035 | Competitive | -170.397 | -155.689 | 10000 | 919.553 | 211 | 1
SLCDYN8 357T544_1 FROM_TO | SLCDYN8 | 357T544_1 | 38 | 1 | 1 | L_COLUMB9_1Y | L_STAFHI9_1Y | FROM_TO | 74960.94 | 74809.77 | 3.159 | 0 | 847.029 | 1210.205 | -0.02581 | 0.015866 | -0.59642 | 0.30378 | 127.7906 | 4.1328 | 0 |  | 6467.146 | 6055.96 | 2280.263 | 1064.083 | 1135.313 | 6542.953 | 2666 | 2014.604 | 1037.44 | 6518.403 | 2044.044 | Competitive | Non-Competitive | 0 | TRUE | FALSE | 1 | Non-Competitive | 0.8045 | Non-Competitive | 130.1668 | -7.2689 | 6808.55 | 2721.355 | 38 | 1
SLCDYN8 357T544_1 TO_FROM | SLCDYN8 | 357T544_1 | 38 | 1 | 1 | L_COLUMB9_1Y | L_STAFHI9_1Y | TO_FROM | 74960.94 | 75007.76 | -102.538 | 0 | 1171.692 | 837.04 | -0.01587 | 0.025805 | -0.30378 | 0.59642 | 23.5885 | -56.7996 | 0 | 6467.146 |  | 2280.263 | 6055.96 | 919.345 | 1266.251 | 2666 | 6542.953 | 883.768 | 2333.787 | 2044.044 | 6518.403 | Competitive | Competitive | 1 | TRUE | FALSE | 1 | Non-Competitive | 0.8045 | Competitive | 30.4176 | -54.6063 | 2721.355 | 6808.55 | 38 | 1
SLFKSCS5 11010__A FROM_TO | SLFKSCS5 | 11010__A | 186 | 2 | 2 | STRYKER_8 | GRESHRD_POI | FROM_TO | 74960.94 | 75049.07 | -21.2955 | 0 | 1949.325 | 10000 | -0.75201 | 0.075079 | -0.75201 | 0.096982 | 119.7215 | -20.2666 | 0 | 10000 | 5224.762 | 10000 | 10000 | 2834.228 | 3747.043 | 10000 | 10000 | 9731.851 | 9300.512 | 10000 | 9383.635 | Competitive | Competitive | 1 | TRUE | FALSE | 1 | Non-Competitive | 0.7265 | Competitive | 121.5901 | -22.0962 | 10000 | 9387.916 | 191 | 1
SLFKSCS5 11010__A TO_FROM | SLFKSCS5 | 11010__A | 186 | 2 | 2 | STRYKER_8 | GRESHRD_POI | TO_FROM | 74960.94 | 75867.39 | -118.814 | 0 | 10000 | 1810.647 | -0.07508 | 0.75201 | -0.09698 | 0.75201 | 95.3694 | 68.3393 | 7134.64 | 5224.762 | 10000 | 10000 | 10000 | 3747.043 | 3206.394 | 10000 | 10000 | 9300.512 | 9760.045 | 9383.635 | 10000 | Competitive | Competitive | 1 | TRUE | FALSE | 1 | Non-Competitive | 0.7265 | Competitive | 97.4434 | 67.7613 | 9387.916 | 10000 | 191 | 1
SLNCSWE5 6026__A FROM_TO | SLNCSWE5 | 6026__A | 1072 | 0 | 0 | ABMULCW7 | SWEETEAST_5 | FROM_TO | 74960.94 | 78207.89 | -1245.08 | 0 | 1566.742 | 1037.445 | -0.15216 | 0.098251 | -0.20972 | 0.29991 | 407.0334 | -173.322 | 0 | 1367.683 | 3093.173 | 1473.434 | 3139.585 | 1294.444 | 1749.581 | 1782.718 | 3139.585 | 995.59 | 3040.629 | 1169.633 | 3112.776 | Competitive | Competitive | 1 | TRUE | FALSE | 1 | Non-Competitive | 0.75 | Competitive | 560.3109 | -79.4743 | 1142.247 | 3119.492 | 956 | 1
SLNCSWE5 6026__A TO_FROM | SLNCSWE5 | 6026__A | 1072 | 0 | 0 | ABMULCW7 | SWEETEAST_5 | TO_FROM | 74960.94 | 74056.9 | -319.104 | 0 | 1037.444 | 1566.741 | -0.08162 | 0.19897 | -0.29991 | 0.20972 | 1333.874 | -299.71 | 0 | 1027.721 | 2229.305 | 1052.498 | 2002.798 | 848.681 | 1662.351 | 1055.475 | 2771.132 | 1020.573 | 1436.069 | 1028.488 | 1844.75 | Competitive | Competitive | 0 | TRUE | TRUE | 1 | Competitive | 0.75 | Non-Competitive | 1573.156 | -455.317 | 974.928 | 2053.069 | 956 | 0
SLOBSAN5 ASHERT_NLARSW1_1 FROM_TO | SLOBSAN5 | ASHERT_NLARSW1_1 | 122 | 1 | 1 | ASHERTN4 | NLARSSL 4 | FROM_TO | 74960.94 | 74372.6 | -0.3864 | 0 | 875.488 | 1054.608 | -0.21365 | 0.12219 | -0.31033 | 0.17853 | 305.2588 | 124.986 | 0 | 6417.596 | 3985.988 | 5040.259 | 4355.806 | 811.574 | 1744.629 | 5040.259 | 5000 | 1260.019 | 4227.918 | 5015.339 | 4634.929 | Competitive | Non-Competitive | 0 | TRUE | FALSE | 0 | Non-Competitive | 0.75 | #N/A | #N/A | #N/A | #N/A | #N/A | #N/A | #N/A
SLOBSAN5 ASHERT_NLARSW1_1 TO_FROM | SLOBSAN5 | ASHERT_NLARSW1_1 | 122 | 1 | 1 | ASHERTN4 | NLARSSL 4 | TO_FROM | 74960.94 | 75626.26 | -295.047 | 0 | 1086.641 | 875.488 | -0.06583 | 0.21365 | -0.17853 | 0.31033 | -0.38419 | -230.494 | 0 | 2281.285 | 10000 | 2841.958 | 10000 | 1513.749 | 1020.582 | 2994.412 | 10000 | 2821.851 | 2043.809 | 2939.842 | 10000 | Competitive | Competitive | 1 | TRUE | FALSE | 1 | Non-Competitive | 0.75 | #N/A | #N/A | #N/A | #N/A | #N/A | #N/A | #N/A
SLOBSAN5 BIG_FOOT_69A1 FROM_TO | SLOBSAN5 | BIG_FOOT_69A1 | 47 | 1 | 1 | BIGFOOT2 | BIGFOOT4 | FROM_TO | 74960.94 | 75427.67 | -23.2255 | 0 | 1384.213 | 462.571 | -0.02833 | 0.002153 | -0.09853 | 0.48802 | 1.0012 | -10.3135 | 0 |  | 10000 | 6745.465 | 10000 | 3242.651 | 2182.626 | 10000 | 10000 | 5873.489 | 9465.413 | 7429.225 | 10000 | Competitive | Competitive | 1 | TRUE | FALSE | 1 | Non-Competitive | 0.789 | Competitive | -19.9696 | -41.5709 | 2245.852 | 10000 | 47 | 1
SLOBSAN5 BIG_FOOT_69A1 TO_FROM | SLOBSAN5 | BIG_FOOT_69A1 | 47 | 1 | 1 | BIGFOOT2 | BIGFOOT4 | TO_FROM | 74960.94 | 75004.36 | 1.0722 | 0 | 473.082 | 1379.345 | -0.00215 | 0.028326 | -0.48802 | 0.098526 | 25.8106 | 4.719 | 0 | 10000 |  | 10000 | 10000 | 1499.521 | 4050.601 | 10000 | 10000 | 9086.168 | 7590.665 | 10000 | 10000 | Competitive | Competitive | 1 | TRUE | FALSE | 1 | Non-Competitive | 0.789 | Non-Competitive | 49.6934 | 29.1528 | 8717.089 | 3914.584 | 47 | 0
SLOBSAN5 FREER_SAN_DI1_1 FROM_TO | SLOBSAN5 | FREER_SAN_DI1_1 | 38 | 1 | 1 | FREER 2 | S.DIEGOX | FROM_TO | 74960.94 | 75025.5 | -38.2655 | 0 | 897.193 | 1217.226 | -0.01303 | 0.053739 | -0.17037 | 0.60354 | 26.891 | -27.1214 | 0 | 2952.45 |  | 2952.45 | 2519.722 | 2171.452 | 1007.028 | 2952.45 | 10000 | 2902.191 | 1620.095 | 2996.91 | 2388.973 | Competitive | Competitive | 1 | TRUE | FALSE | 1 | Non-Competitive | 0.758 | Competitive | 21.6344 | -28.3678 | 2505.365 | 2454.313 | 38 | 1
SLOBSAN5 FREER_SAN_DI1_1 TO_FROM | SLOBSAN5 | FREER_SAN_DI1_1 | 38 | 1 | 1 | FREER 2 | S.DIEGOX | TO_FROM | 74960.94 | 74957.61 | -17.4317 | 0 | 1209.245 | 823.484 | -0.05374 | 0.013029 | -0.60354 | 0.17037 | 40.0078 | 8.7325 | 0 |  | 5000 | 1857.191 | 5000 | 790.814 | 2770.63 | 10000 | 5000 | 1097.375 | 4566.973 | 1829.523 | 5000 | Competitive | Non-Competitive | 0 | TRUE | FALSE | 1 | Non-Competitive | 0.758 | Non-Competitive | 41.1764 | 7.5665 | 1896.067 | 5000 | 38 | 1
SLOBSAN5 LAQUIN_LOBO1_1 FROM_TO | SLOBSAN5 | LAQUIN_LOBO1_1 | 239 | 1 | 1 | LOBO4A | LAQUNTA4A | FROM_TO | 74960.94 | 75184.41 | -226.419 | 0 | 844.298 | 1181.76 | -0.02149 | 0.2665 | -0.5754 | 0.3013 | 110.4358 | -95.6168 | 0 | 3446.124 | 8753.998 | 4058.397 | 1888.621 | 2709.694 | 1044.153 | 4058.397 | 2545.161 | 3951.33 | 1708.629 | 3961.958 | 2304.947 | Competitive | Competitive | 1 | TRUE | FALSE | 1 | Non-Competitive | 0.6875 | Competitive | 76.4675 | -105.806 | 3190.136 | 2348.867 | 239 | 1
SLOBSAN5 LAQUIN_LOBO1_1 TO_FROM | SLOBSAN5 | LAQUIN_LOBO1_1 | 239 | 1 | 1 | LOBO4A | LAQUNTA4A | TO_FROM | 74960.94 | 74981.59 | -101.805 | 0 | 1189.532 | 844.298 | -0.2665 | 0.5754 | -0.30131 | 0.5754 | 232.7777 | 22.526 | 0 | 7635.166 | 3625.517 | 10000 | 5000 | 1947.113 | 2965.199 | 10000 | 5000 | 9565.197 | 4715.091 | 9888.285 | 4721.338 | Competitive | Competitive | 1 | TRUE | FALSE | 1 | Non-Competitive | 0.6875 | Non-Competitive | 244.5279 | 23.1261 | 9886.031 | 4671.009 | 239 | 0
SLOBSAN5 SANMIGL_ATAH FROM_TO | SLOBSAN5 | SANMIGL_ATAH | 300 | 1 | 1 | MIGUEL5 | MIGUESTR | FROM_TO | 74960.94 | 81879.82 | -391.775 | 0 | 785.343 | 1254.264 | -0.05911 | 0.1403 | -0.05911 | 0.69844 | -94.6143 | -376.396 | 0 | 1775.192 | 5000 | 3209.908 | 5000 | 1219.445 | 863.595 | 3059.323 | 5000 | 3270.632 | 1191.699 | 3534.525 | 5000 | Competitive | Competitive | 1 | TRUE | FALSE | 1 | Non-Competitive | 0.828 | Non-Competitive | 402.5155 | 193.3412 | 5000 | 5825.943 | 300 | 0
SLOBSAN5 SANMIGL_ATAH TO_FROM | SLOBSAN5 | SANMIGL_ATAH | 300 | 1 | 1 | MIGUEL5 | MIGUESTR | TO_FROM | 74960.94 | 74820.09 | 127.0691 | 0 | 1254.264 | 785.341 | -0.1403 | 0.059111 | -0.69843 | 0.059111 | 398.7523 | 211.7925 | 0 | 5000 | 2802.364 | 5000 | 5865.454 | 788.941 | 2133.129 | 5000 | 5639.562 | 1125.63 | 5426.203 | 5000 | 5668.253 | Competitive | Non-Competitive | 0 | TRUE | FALSE | 1 | Non-Competitive | 0.828 | Competitive | -63.2627 | -381.272 | 3865.007 | 5000 | 300 | 0
SLOLFOR8 VICTOR_V_DUPS1_1 FROM_TO | SLOLFOR8 | VICTOR_V_DUPS1_1 | 216 | 1 | 1 | DUPSW-V4 | VICTRA 4 | FROM_TO | 74960.94 | 86153.62 | -421.982 | 0 | 3930.296 | 2297.42 | -0.0178 | 0.42729 | -0.03726 | 0.42729 | -142.317 | -400.541 | 0 | 3105.716 |  | 3951.552 | 4188.327 | 2741.07 | 944.401 | 3951.552 | 10000 | 3966.588 | 956.68 | 3983.474 | 6302.87 | Competitive | Competitive | 1 | TRUE | FALSE | 1 | Non-Competitive | 0.6955 | Competitive | -139.37 | -402.112 | 3974.686 | 6017.403 | 206 | 1
SLOLFOR8 VICTOR_V_DUPS1_1 TO_FROM | SLOLFOR8 | VICTOR_V_DUPS1_1 | 216 | 1 | 1 | DUPSW-V4 | VICTRA 4 | TO_FROM | 74960.94 | 74500.53 | 256.343 | 0 | 2521.31 | 3930.294 | -0.42729 | 0.017805 | -0.42729 | 0.037265 | 414.6221 | 268.5082 | 0 |  | 3335.311 | 4188.327 | 3951.552 | 822.72 | 3012.876 | 10000 | 3951.552 | 834.619 | 3988.134 | 6302.87 | 4003.362 | Non-Competitive | Non-Competitive | 0 | TRUE | FALSE | 0 | Non-Competitive | 0.6955 | Non-Competitive | 416.2066 | 266.7094 | 6017.403 | 3996.433 | 206 | 1
SLONWIN9 M_69_D1_1 FROM_TO | SLONWIN9 | M_69_D1_1 | 60 | 4 | 4 | TNWNKTAP2_0 | TNCOCHISE_0 | FROM_TO | 74960.94 | 75008.32 | 24.7808 | 0 | 1480.103 | 941.677 | -0.00082 | 0.006176 | -0.69485 | 0.025006 | 27.0777 | 25.3005 | 0 |  |  | 5447.977 | 10000 | 756.465 | 10000 | 5447.977 | 10000 | 1177.591 | 10000 | 5225.401 | 10000 | Competitive | Competitive | 1 | FALSE | FALSE | 1 | Non-Competitive | 0.734 | Competitive | 27.8332 | 25.0569 | 6316.757 | 10000 | 35 | 1
SLONWIN9 M_69_D1_1 TO_FROM | SLONWIN9 | M_69_D1_1 | 60 | 4 | 4 | TNWNKTAP2_0 | TNCOCHISE_0 | TO_FROM | 74960.94 | 78393.99 | -26.8103 | 0 | 941.677 | 1187.665 | -0.00045 | 0.000816 | -0.02501 | 0.69485 | -24.9692 | -23.0357 | 7134.64 |  |  | 10000 | 916.544 | 10000 | 916.544 | 10000 | 916.544 | 10000 | 924.539 | 10000 | 924.539 | Competitive | Competitive | 1 | FALSE | FALSE | 1 | Non-Competitive | 0.734 | Competitive | -24.8537 | -23.4385 | 10000 | 926.319 | 35 | 1
SLOSAUS5 AUSTRO_AU_AT2L FROM_TO | SLOSAUS5 | AUSTRO_AU_AT2L | 480 | 1 | 1 | AUSTRO13 | L_AUSSTR | FROM_TO | 74960.94 | 75659.92 | 52.898 | 0 | 2260.908 | 1154.889 | -0.21547 | 0.010217 | -0.25301 | 1.0179 | 301.1846 | 158.0522 | 0 |  | 4803.873 | 1690.105 | 5537.887 | 1048.176 | 4798.272 | 3070.943 | 10000 | 1424.022 | 4513.295 | 2079.807 | 4513.326 | Competitive | Competitive | 1 | TRUE | FALSE | 1 | Non-Competitive | 0.6875 | #N/A | #N/A | #N/A | #N/A | #N/A | #N/A | #N/A
SLOSAUS5 AUSTRO_AU_AT2L TO_FROM | SLOSAUS5 | AUSTRO_AU_AT2L | 480 | 1 | 1 | AUSTRO13 | L_AUSSTR | TO_FROM | 74960.94 | 75482.89 | -278.916 | 0 | 921.533 | 2406.401 | -0.01022 | 0.21547 | -1.0178 | 0.25301 | -78.8062 | -51.1802 | 7134.64 | 4803.873 |  | 5537.887 | 1702.629 | 4798.272 | 1191.807 | 10000 | 3070.943 | 4513.295 | 1563.36 | 4513.326 | 2092.971 | Competitive | Competitive | 1 | TRUE | FALSE | 1 | Non-Competitive | 0.6875 | #N/A | #N/A | #N/A | #N/A | #N/A | #N/A | #N/A
SLVOSON8 ELDO_LVOK1_1 FROM_TO | SLVOSON8 | ELDO_LVOK1_1 | 30 | 1 | 1 | LIVEOAK2 | ELDORAD2 | FROM_TO | 74960.94 | 74977.33 | 13.5486 | 0 | 0 | 788.325 | 0 | 0.000181 | -0.99982 | 0.000181 | 13.6067 | 13.5436 | 0 |  |  | 788.325 |  | 788.325 |  | 788.325 |  | 788.325 |  | 788.325 | 0 | Competitive | Competitive | 1 | FALSE | TRUE | 1 | Non-Competitive | 0.7735 | Competitive | 13.5602 | 13.5626 | 783.088 | 0 | 30 | 1
SLVOSON8 ELDO_LVOK1_1 TO_FROM | SLVOSON8 | ELDO_LVOK1_1 | 30 | 1 | 1 | LIVEOAK2 | ELDORAD2 | TO_FROM | 74960.94 | 94328.7 | -13.5486 | 0 | 0 | 788.325 | -0.00018 | 0 | -0.00018 | 0.99982 | -13.5453 | -12.254 | 7134.64 |  |  |  | 921.083 |  | 921.083 |  | 921.083 |  | 921.083 | 0 | 921.083 | Competitive | Competitive | 1 | FALSE | TRUE | 1 | Non-Competitive | 0.7735 | Competitive | -13.5438 | -12.5034 | 0 | 920.068 | 30 | 1
SLWSCR25 588_B_1 FROM_TO | SLWSCR25 | 588_B_1 | 383 | 0 | 0 | TNHIGHLAND1 | TNLWVLWEST1 | FROM_TO | 74960.94 | 75197.44 | 43.761 | 0 | 1123.047 | 2393.853 | -0.00688 | 0.085954 | -0.63119 | 0.23961 | 233.7268 | 108.1464 | 0 | 5511.464 |  | 5511.464 | 3262.789 | 773.78 | 2781.109 | 5511.464 | 2660.82 | 1690.675 | 2810.657 | 6443.408 | 2957.861 | Competitive | Competitive | 1 | TRUE | FALSE | 1 | Non-Competitive | 0.6875 | Non-Competitive | 239.6209 | 98.746 | 3749.055 | 2847.777 | 190 | 0
SLWSCR25 588_B_1 TO_FROM | SLWSCR25 | 588_B_1 | 383 | 0 | 0 | TNHIGHLAND1 | TNLWVLWEST1 | TO_FROM | 74960.94 | 76604.24 | -224.806 | 0 | 2740.3 | 1187.662 | -0.08595 | 0.006877 | -0.23961 | 0.63119 | -16.8231 | -134.165 | 0 |  | 10000 | 3262.789 | 10000 | 2781.109 | 1224.838 | 2660.82 | 10000 | 2810.657 | 2707.149 | 2957.861 | 10000 | Competitive | Competitive | 1 | TRUE | FALSE | 1 | Non-Competitive | 0.6875 | Competitive | 8.4658 | -90.2172 | 2847.777 | 5050.703 | 190 | 1
SLWSCR25 590__A FROM_TO | SLWSCR25 | 590__A | 214 | 0 | 0 | LEWISVLSW8_1 | LEW_JNS_P8 | FROM_TO | 74960.94 | 74867.56 | 37.8933 | 0 | 1187.595 | 2504.572 | -0.00961 | 0.089878 | -0.71439 | 0.25748 | 280.7056 | 123.1009 | 0 | 3897.83 |  | 5488.975 | 2808.922 | 817.243 | 2691.032 | 5488.975 | 2646.814 | 1384.979 | 2766.121 | 4265.76 | 2760.668 | Non-Competitive | Non-Competitive | 0 | TRUE | FALSE | 1 | Non-Competitive | 0.695 | Non-Competitive | 261.7687 | 97.4039 | 3809.628 | 2785.735 | 213 | 1
SLWSCR25 590__A TO_FROM | SLWSCR25 | 590__A | 214 | 0 | 0 | LEWISVLSW8_1 | LEW_JNS_P8 | TO_FROM | 74960.94 | 75724.54 | -268.858 | 0 | 2504.572 | 1187.595 | -0.08988 | 0.009611 | -0.25747 | 0.71439 | -3.8461 | -156.754 | 0 |  | 5237.825 | 2808.922 | 10000 | 2691.032 | 1340.723 | 2646.814 | 10000 | 2766.121 | 2250.72 | 2760.668 | 5864.68 | Competitive | Competitive | 1 | TRUE | FALSE | 1 | Non-Competitive | 0.695 | Competitive | 51.8985 | -81.0075 | 2785.735 | 5094.321 | 213 | 1
SLWSCRL5 590__A FROM_TO | SLWSCRL5 | 590__A | 214 | 1 | 1 | LEWISVLSW8_1 | LEW_JNS_P8 | FROM_TO | 74960.94 | 74468.73 | -10.8417 | 0 | 1115.293 | 2597.146 | -0.02346 | 0.11751 | -0.6749 | 0.29851 | 546.1928 | 172.856 | 0 | 1247.57 | 7021.719 | 3809.772 | 2936.904 | 874.174 | 2714.681 | 5453.388 | 2875.176 | 1149.857 | 2828.282 | 1478.785 | 2893.276 | Non-Competitive | Non-Competitive | 0 | TRUE | FALSE | 1 | Non-Competitive | 0.711 | Non-Competitive | 635.9817 | 162.0457 | 1028.169 | 2961.838 | 213 | 1
SLWSCRL5 590__A TO_FROM | SLWSCRL5 | 590__A | 214 | 1 | 1 | LEWISVLSW8_1 | LEW_JNS_P8 | TO_FROM | 74960.94 | 75070.98 | -517.973 | 0 | 2713.345 | 1107.902 | -0.11751 | 0.023459 | -0.29851 | 0.6749 | 117.6254 | -120.41 | 0 | 7021.719 | 2660.29 | 2936.904 | 4346.664 | 2714.681 | 1465.088 | 2875.176 | 10000 | 2828.282 | 1901.883 | 2893.276 | 2542.57 | Competitive | Competitive | 1 | TRUE | FALSE | 1 | Non-Competitive | 0.711 | Non-Competitive | 255.5804 | -107.901 | 2623.04 | 2085.61 | 213 | 0
SLWSCRL5 590__B FROM_TO | SLWSCRL5 | 590__B | 214 | 1 | 1 | LEW_JNS_P8 | TNLAKEPNTE1 | FROM_TO | 74960.94 | 73511.31 | -44.4018 | 0 | 1107.67 | 2423.947 | -0.02391 | 0.11707 | -0.20756 | 0.32465 | 509.052 | 199.0106 | 0 | 1570.164 | 3384.076 | 4367.093 | 2939.165 | 906.15 | 2592.576 | 5456.756 | 2937.038 | 1165.177 | 2818.447 | 1740.696 | 2895.126 | Non-Competitive | Non-Competitive | 0 | TRUE | FALSE | 1 | Non-Competitive | 0.703 | Non-Competitive | 626.4688 | 181.5688 | 987.996 | 2961.93 | 213 | 1
SLWSCRL5 590__B TO_FROM | SLWSCRL5 | 590__B | 214 | 1 | 1 | LEW_JNS_P8 | TNLAKEPNTE1 | TO_FROM | 74960.94 | 74954.92 | -484.471 | 0 | 2423.947 | 1107.671 | -0.11707 | 0.023905 | -0.32465 | 0.20756 | 180.0138 | -121.912 | 0 | 3384.076 | 2976.909 | 2939.165 | 5682.019 | 2590.237 | 1550.268 | 2937.038 | 10000 | 2818.43 | 1924.812 | 2895.126 | 2705.327 | Competitive | Competitive | 1 | TRUE | FALSE | 1 | Non-Competitive | 0.703 | Non-Competitive | 291.8908 | -123.289 | 2623.401 | 2125.831 | 213 | 0
SLWSCRL5 591__A FROM_TO | SLWSCRL5 | 591__A | 280 | 1 | 1 | CRLTN_NW_E8 | TNLAKEPNTE1 | FROM_TO | 74960.94 | 74761.79 | -465.345 | 0 | 2586.155 | 1089.151 | -0.15646 | 0.030965 | -0.59564 | 0.12187 | 352.5263 | -18.2354 | 0 | 2618.974 | 2013.902 | 2950.988 | 5538.566 | 2115.465 | 1767.915 | 2945.161 | 10000 | 2731.692 | 2020.102 | 2909.414 | 2227.211 | Non-Competitive | Non-Competitive | 0 | TRUE | FALSE | 1 | Non-Competitive | 0.688 | Non-Competitive | 497.328 | -29.0691 | 2531.68 | 2071.475 | 280 | 1
SLWSCRL5 591__A TO_FROM | SLWSCRL5 | 591__A | 280 | 1 | 1 | CRLTN_NW_E8 | TNLAKEPNTE1 | TO_FROM | 74960.94 | 73103.45 | -186.765 | 0 | 1025.53 | 2586.155 | -0.03096 | 0.15646 | -0.12187 | 0.59564 | 495.3875 | 107.6206 | 0 | 967.678 | 2618.974 | 4223.942 | 2950.988 | 986.505 | 2135.277 | 5479.53 | 2945.161 | 1240.151 | 2734.231 | 1309.291 | 2909.414 | Non-Competitive | Non-Competitive | 0 | TRUE | FALSE | 1 | Non-Competitive | 0.688 | Non-Competitive | 632.329 | 106.1107 | 1057.607 | 2843.143 | 280 | 1
SLWSCRL5 820__D FROM_TO | SLWSCRL5 | 820__D | 326 | 1 | 1 | FRISCO | COLLINSS1_8 | FROM_TO | 74960.94 | 94328.7 | -220.202 | 0 | 788.325 | 0 | -0.00294 | 0 | -0.00294 | 0.99706 | -220.113 | -199.13 | 7134.64 |  |  |  | 921.083 |  | 921.083 |  | 921.083 |  | 921.083 | 0 | 921.083 | Competitive | Competitive | 1 | FALSE | TRUE | 1 | Non-Competitive | 0.781 | Competitive | 256.9102 | -36.1924 | 3342.693 | 2815.818 | 324 | 1
SLWSCRL5 820__D TO_FROM | SLWSCRL5 | 820__D | 326 | 1 | 1 | FRISCO | COLLINSS1_8 | TO_FROM | 74960.94 | 75066.13 | 220.1666 | 0 | 0 | 788.325 | 0 | 0.002936 | -0.99706 | 0.002936 | 221.1111 | 220.0865 | 0 |  |  | 788.325 |  | 788.325 |  | 788.325 |  | 788.325 |  | 788.325 | 0 | Competitive | Competitive | 1 | FALSE | TRUE | 1 | Non-Competitive | 0.781 | Non-Competitive | 438.6146 | -59.6721 | 2458.031 | 4095.895 | 324 | 0
SLWSLW28 590__A FROM_TO | SLWSLW28 | 590__A | 214 | 1 | 1 | LEWISVLSW8_1 | LEW_JNS_P8 | FROM_TO | 74960.94 | 74657.78 | 61.9308 | 0 | 1184.909 | 2504.809 | -0.01339 | 0.13711 | -0.64372 | 0.33505 | 409.1448 | 182.5236 | 0 | 2079.217 |  | 5496.629 | 2808.802 | 803.396 | 2723.611 | 5496.629 | 2650.237 | 1468.1 | 2778.005 | 2548.935 | 2752.672 | Non-Competitive | Non-Competitive | 0 | TRUE | FALSE | 1 | Non-Competitive | 0.734 | Non-Competitive | 392.251 | 140.8972 | 2749.622 | 2786.433 | 213 | 1
SLWSLW28 590__A TO_FROM | SLWSLW28 | 590__A | 214 | 1 | 1 | LEWISVLSW8_1 | LEW_JNS_P8 | TO_FROM | 74960.94 | 75541.2 | -392.389 | 0 | 2504.809 | 1106.808 | -0.13711 | 0.013391 | -0.33505 | 0.64372 | -13.0834 | -230.479 | 0 |  | 2458.602 | 2808.802 | 10000 | 2723.611 | 1303.45 | 2650.237 | 10000 | 2778.005 | 2374.531 | 2752.672 | 3201.134 | Competitive | Competitive | 1 | TRUE | FALSE | 1 | Non-Competitive | 0.734 | Competitive | 56.1793 | -124.053 | 2786.433 | 3578.821 | 213 | 1
SLWSLW38 1065__A FROM_TO | SLWSLW38 | 1065__A | 484 | 3 | 3 | ROANOKE2_8 | WROANOKE1_8 | FROM_TO | 74960.94 | 75189 | 152.2562 | 0 | 1166.124 | 2094.665 | -0.00251 | 0.017463 | -0.8171 | 0.067374 | 296.8078 | 150.8562 | 0 |  |  | 1089.358 | 10000 | 722.354 | 9335.983 | 2480.179 | 10000 | 1101.123 | 9949.039 | 1311.711 | 10000 | Competitive | Competitive | 1 | FALSE | FALSE | 1 | Non-Competitive | 0.7185 | Non-Competitive | 317.6161 | 131.4908 | 1140.647 | 10000 | 276 | 0
SLWSLW38 1065__A TO_FROM | SLWSLW38 | 1065__A | 484 | 3 | 3 | ROANOKE2_8 | WROANOKE1_8 | TO_FROM | 74960.94 | 85162.11 | -274.792 | 0 | 2094.665 | 1166.124 | -0.01746 | 0.00251 | -0.06737 | 0.8171 | -146.709 | -199.709 | 0 |  |  | 10000 | 2132.588 | 9335.983 | 986.593 | 10000 | 3384.478 | 9949.039 | 1826.382 | 10000 | 2397.88 | Competitive | Competitive | 1 | FALSE | FALSE | 1 | Non-Competitive | 0.7185 | Competitive | -128.344 | -194.336 | 10000 | 2443.441 | 276 | 1
SMAGVIC9 N_VICT_VICTOR1_1 FROM_TO | SMAGVIC9 | N_VICT_VICTOR1_1 | 219 | 1 | 1 | VICTRA 2 | N.VICT 2 | FROM_TO | 74960.94 | 75229.03 | 20.6335 | 0 | 849.188 | 1195.644 | -0.00211 | 0.023509 | -0.62672 | 0.1052 | 50.9776 | 20.8696 | 0 | 10000 |  | 8553.719 | 10000 | 662.17 | 5117.667 | 10000 | 10000 | 2348.592 | 7437.802 | 9316.365 | 10000 | Competitive | Competitive | 1 | TRUE | FALSE | 1 | Non-Competitive | 0.7345 | Competitive | 50.0157 | 20.214 | 9323.692 | 10000 | 76 | 1
SMAGVIC9 N_VICT_VICTOR1_1 TO_FROM | SMAGVIC9 | N_VICT_VICTOR1_1 | 219 | 1 | 1 | VICTRA 2 | N.VICT 2 | TO_FROM | 74960.94 | 77213.3 | -48.2066 | 0 | 1195.644 | 849.188 | -0.02351 | 0.002109 | -0.1052 | 0.62672 | -22.1562 | -41.0895 | 0 |  | 10000 | 10000 | 8553.719 | 5117.667 | 810.495 | 10000 | 10000 | 7437.802 | 2924.3 | 10000 | 9316.365 | Competitive | Competitive | 1 | TRUE | FALSE | 1 | Non-Competitive | 0.7345 | Competitive | -21.2207 | -40.6353 | 10000 | 9323.692 | 76 | 1
SMATBEE9 SINTON_SKIDMO1_1 FROM_TO | SMATBEE9 | SINTON_SKIDMO1_1 | 38 | 1 | 1 | SKIDMOR2 | SINTON 2 | FROM_TO | 74960.94 | 74831.77 | -12.9309 | 0 | 1238.985 | 1220.36 | -0.02129 | 0.004287 | -0.16549 | 0.47268 | 59.365 | 9.2974 | 0 |  | 5644.313 | 5631.194 | 2460.213 | 967.709 | 2009.478 | 6837.839 | 2504.642 | 1678.277 | 2561.691 | 5902.742 | 2579.854 | Competitive | Non-Competitive | 0 | TRUE | FALSE | 1 | Non-Competitive | 0.914 | Non-Competitive | 61.5524 | 7.7695 | 6339.188 | 2746.275 | 38 | 1
SMATBEE9 SINTON_SKIDMO1_1 TO_FROM | SMATBEE9 | SINTON_SKIDMO1_1 | 38 | 1 | 1 | SKIDMOR2 | SINTON 2 | TO_FROM | 74960.94 | 75000.93 | -54.2599 | 0 | 1220.36 | 1153.865 | -0.00429 | 0.021288 | -0.47268 | 0.16549 | 18.5156 | -39.4269 | 0 | 5644.313 |  | 1333.425 | 6996.759 | 1159.737 | 1129.597 | 1349.549 | 6973.464 | 1493.926 | 1984.914 | 1505.846 | 6623.883 | Competitive | Competitive | 1 | TRUE | FALSE | 1 | Non-Competitive | 0.914 | Competitive | 21.685 | -38.9221 | 1551.791 | 6442.02 | 38 | 1
SMCDBSP8 6470__E FROM_TO | SMCDBSP8 | 6470__E | 186 | 1 | 1 | FORSANTA_8 | CRMWDTAP_8 | FROM_TO | 74960.94 | 74846.84 | -78.8602 | 0 | 3558.345 | 995.32 | -0.03118 | 0.45406 | -0.15556 | 0.45406 | 203.7753 | 9.4404 | 0 | 3831.126 | 3878.681 | 3537.174 | 3748.151 | 2234.036 | 3333.946 | 3537.174 | 3878.681 | 3447.261 | 3556.12 | 3483.961 | 3675.562 | Non-Competitive | Non-Competitive | 0 | TRUE | FALSE | 1 | Non-Competitive | 0.7035 | Non-Competitive | 217.5324 | 6.8096 | 3459.428 | 3672.974 | 179 | 1
SMCDBSP8 6470__E TO_FROM | SMCDBSP8 | 6470__E | 186 | 1 | 1 | FORSANTA_8 | CRMWDTAP_8 | TO_FROM | 74960.94 | 75184.95 | -129.084 | 0 | 987.417 | 3558.346 | -0.02783 | 0.047109 | -0.45406 | 0.15557 | 82.1958 | 65.9143 | 3599.84 | 1851.304 | 10000 | 1851.304 | 10000 | 1613.166 | 2357.818 | 1851.304 | 10000 | 1872.146 | 8714.001 | 1927.873 | 10000 | Competitive | Competitive | 1 | TRUE | FALSE | 1 | Non-Competitive | 0.7035 | Competitive | 119.5995 | 97.9899 | 1683.334 | 10000 | 179 | 1
SMCDBSP8 6471__A FROM_TO | SMCDBSP8 | 6471__A | 186 | 1 | 1 | MRGNCRK_8 | MCDONALD_8 | FROM_TO | 74960.94 | 75095.52 | -148.092 | 0 | 1423.335 | 3685.229 | -0.03102 | 0.027985 | -0.60546 | 0.027985 | 104.5174 | 19.9645 | 0 | 10000 | 3877.708 | 4031.973 | 3747.951 | 1501.745 | 3411.936 | 4334.759 | 3877.708 | 4482.495 | 3558.98 | 5186.898 | 3675.194 | Competitive | Competitive | 1 | TRUE | FALSE | 1 | Non-Competitive | 0.758 | Competitive | 118.5686 | 17.6644 | 4339.025 | 3674.488 | 179 | 1
SMCDBSP8 6471__A TO_FROM | SMCDBSP8 | 6471__A | 186 | 1 | 1 | MRGNCRK_8 | MCDONALD_8 | TO_FROM | 74960.94 | 73135.26 | -78.6937 | 0 | 3685.23 | 1423.335 | -0.02798 | 0.60546 | -0.02798 | 0.60546 | 231.315 | 141.3644 | 4517.44 | 1894.332 | 10000 | 3688.485 | 10000 | 1801.186 | 2077.803 | 3688.485 | 10000 | 3521.876 | 8307.001 | 3525.563 | 10000 | Non-Competitive | Non-Competitive | 0 | TRUE | FALSE | 1 | Non-Competitive | 0.758 | Non-Competitive | 269.7519 | 173.1691 | 3407.185 | 10000 | 179 | 1
SMDFHLT8 6215__A FROM_TO | SMDFHLT8 | 6215__A | 143 | 5 | 5 | BLUFCKTA_8 | CHINAGRV_8 | FROM_TO | 74960.94 | 75316.21 | -59.8453 | 0 | 1621.615 | 1030.571 | -0.05257 | 0.13522 | -0.17556 | 0.38735 | 80.5004 | 53.1629 | 2859.34 | 3294.653 | 9472.71 | 3294.653 | 9472.71 | 2216.741 | 5104.064 | 5004.194 | 9472.71 | 4098.996 | 9043.11 | 4143.599 | 9514.402 | Competitive | Competitive | 1 | TRUE | FALSE | 1 | Non-Competitive | 0.8515 | Non-Competitive | 162.974 | 124.1702 | 5111.093 | 10000 | 143 | 0
SMDFHLT8 6215__A TO_FROM | SMDFHLT8 | 6215__A | 143 | 5 | 5 | BLUFCKTA_8 | CHINAGRV_8 | TO_FROM | 74960.94 | 75072.49 | -77.7316 | 0 | 1030.571 | 1594.616 | -0.00058 | 0.075402 | -0.38735 | 0.17556 | 99.4808 | 11.148 | 0 | 3612.938 |  | 3612.938 | 1781.419 | 1732.716 | 1591.411 | 4595.046 | 2088.43 | 3341.532 | 1772.396 | 3708.245 | 1844.592 | Competitive | Competitive | 1 | TRUE | FALSE | 1 | Non-Competitive | 0.8515 | Non-Competitive | 146.8057 | 111.8199 | 6427.389 | 10000 | 143 | 0
SMDFHLT8 6611__A FROM_TO | SMDFHLT8 | 6611__A | 197 | 5 | 5 | ACKRLYVE_9 | ACKERLY_9 | FROM_TO | 74960.94 | 75220.44 | 6.2423 | 0 | 1106.402 | 2141.574 | -0.00633 | 0.053307 | -0.64084 | 0.2611 | 30.6721 | 13.0026 | 0 | 4057.516 |  | 4057.516 | 10000 | 1164.964 | 4872.098 | 5313.533 | 10000 | 2786.096 | 8605.816 | 3413.293 | 10000 | Competitive | Competitive | 1 | TRUE | FALSE | 1 | Non-Competitive | 0.719 | Competitive | 45.5096 | 20.7684 | 3136.152 | 10000 | 195 | 1
SMDFHLT8 6611__A TO_FROM | SMDFHLT8 | 6611__A | 197 | 5 | 5 | ACKRLYVE_9 | ACKERLY_9 | TO_FROM | 74960.94 | 75726.49 | -30.6478 | 0 | 1651.884 | 945.188 | -0.05331 | 0.018008 | -0.2611 | 0.64084 | -3.0043 | -17.2212 | 0 |  | 10000 | 2986.105 | 10000 | 2152.215 | 1236.81 | 4108.753 | 10000 | 3510.239 | 6303.78 | 3629.223 | 10000 | Competitive | Competitive | 1 | TRUE | FALSE | 1 | Non-Competitive | 0.719 | Competitive | 30.1376 | -31.7376 | 4960.171 | 10000 | 195 | 1
SMDKSBY8 6815__A FROM_TO | SMDKSBY8 | 6815__A | 42 | 1 | 1 | GLASCOCK_9 | GARDCITY_9 | FROM_TO | 74960.94 | 74915.68 | -37.8575 | 0 | 1152.036 | 1100.387 | -0.03564 | 0.05896 | -0.3004 | 0.51836 | 54.3385 | -29.6848 | 0 | 3883.929 | 10000 | 3883.929 | 10000 | 2609.459 | 1841.323 | 3883.929 | 10000 | 3847.084 | 2915.823 | 3982.43 | 10000 | Competitive | Non-Competitive | 0 | TRUE | FALSE | 1 | Non-Competitive | 0.742 | Non-Competitive | 74.4603 | -31.223 | 3414.314 | 10000 | 42 | 1
SMDKSBY8 6815__A TO_FROM | SMDKSBY8 | 6815__A | 42 | 1 | 1 | GLASCOCK_9 | GARDCITY_9 | TO_FROM | 74960.94 | 74939.56 | -48.3895 | 0 | 1100.387 | 1152.036 | -0.01611 | 0.077639 | -0.51836 | 0.3004 | 53.0829 | 12.638 | 0 | 6925.147 |  | 6925.147 | 5543.054 | 1456.203 | 1440.479 | 10000 | 10000 | 4485.214 | 4226.601 | 8247.28 | 5206.263 | Competitive | Non-Competitive | 0 | TRUE | FALSE | 1 | Non-Competitive | 0.742 | Non-Competitive | 58.397 | 11.0687 | 5700.781 | 5104.625 | 42 | 1
SMDLODE5 6475__F FROM_TO | SMDLODE5 | 6475__F | 211 | 3 | 3 | ODESSANO_8 | ODESSA2_8 | FROM_TO | 74960.94 | 76986.45 | -228.323 | 0 | 983.972 | 1020.364 | -0.02544 | 0.16543 | -0.12497 | 0.57591 | -39.0572 | -194.785 | 0 | 5080.042 | 5794.602 | 5080.042 | 5794.602 | 3787.088 | 847.363 | 5080.042 | 5794.602 | 4809.309 | 3090.301 | 4929.708 | 5811.816 | Competitive | Competitive | 1 | TRUE | FALSE | 1 | Non-Competitive | 0.68 | Competitive | 22.0699 | -288.372 | 4150.161 | 5845.519 | 203 | 1
SMDLODE5 6475__F TO_FROM | SMDLODE5 | 6475__F | 211 | 3 | 3 | ODESSANO_8 | ODESSA2_8 | TO_FROM | 74960.94 | 74927.72 | 40.1614 | 0 | 1146.017 | 983.971 | -0.15191 | 0.025437 | -0.57591 | 0.12497 | 230.182 | 179.9745 | 0 | 5794.602 | 10000 | 5794.602 | 10000 | 741.375 | 9398.53 | 5794.602 | 10000 | 2786.139 | 9965.286 | 5811.816 | 10000 | Competitive | Non-Competitive | 0 | TRUE | FALSE | 1 | Non-Competitive | 0.68 | Non-Competitive | 356.2639 | 257.7711 | 5845.519 | 10000 | 203 | 1
SMDLODE5 6500__B FROM_TO | SMDLODE5 | 6500__B | 214 | 3 | 3 | ODESEHV_8 | BIG3ODTA_8 | FROM_TO | 74960.94 | 74928.74 | 105.8973 | 0 | 1135.27 | 5216.698 | -0.17419 | 0.029264 | -0.76532 | 0.040174 | 238.6914 | 185.4397 | 0 | 5794.951 | 10000 | 5794.951 | 10000 | 760.227 | 9278.951 | 5794.951 | 10000 | 3202.974 | 9949.522 | 5812.52 | 10000 | Non-Competitive | Non-Competitive | 0 | TRUE | FALSE | 1 | Non-Competitive | 0.7265 | Competitive | 24.1927 | 24.197 | 783.088 | 0 | 206 | 0
SMDLODE5 6500__B TO_FROM | SMDLODE5 | 6500__B | 214 | 3 | 3 | ODESEHV_8 | BIG3ODTA_8 | TO_FROM | 74960.94 | 81167.6 | -236.489 | 0 | 5216.697 | 1135.27 | -0.02926 | 0.17679 | -0.04017 | 0.76531 | -21.2502 | -197.643 | 0 | 5212.242 | 5794.951 | 5212.242 | 5794.951 | 3808.398 | 869.926 | 5212.242 | 5794.951 | 5040.453 | 3512.679 | 5188.412 | 5812.52 | Competitive | Competitive | 1 | TRUE | FALSE | 1 | Non-Competitive | 0.7265 | Competitive | -24.1634 | -22.3072 | 0 | 920.068 | 206 | 1
SMDLODE5 6865__B FROM_TO | SMDLODE5 | 6865__B | 42 | 3 | 3 | ODESSANO_9 | NTCOWDEN_9 | FROM_TO | 74960.94 | 74990.68 | 16.6407 | 0 | 905.446 | 1244.249 | -0.01098 | 0.002783 | -0.45568 | 0.14051 | 28.4456 | 23.2152 | 0 |  |  | 4691.853 | 10000 | 707.643 | 9818.605 | 5793.179 | 10000 | 2245.923 | 9952.6 | 5342.191 | 10000 | Competitive | Competitive | 1 | FALSE | FALSE | 1 | Non-Competitive | 0.703 | Competitive | 33.3804 | 26.9057 | 5425.51 | 10000 | 40 | 1
SMDLODE5 6865__B TO_FROM | SMDLODE5 | 6865__B | 42 | 3 | 3 | ODESSANO_9 | NTCOWDEN_9 | TO_FROM | 74960.94 | 75336.07 | -28.4309 | 0 | 864.973 | 967.701 | -0.00278 | 0.022953 | -0.14051 | 0.45568 | -10.8378 | -24.5889 | 0 | 10000 |  | 4302.312 | 5793.179 | 3527.811 | 809.633 | 6592.959 | 5793.179 | 4223.42 | 2569.305 | 4324.154 | 5808.952 | Competitive | Competitive | 1 | TRUE | FALSE | 1 | Non-Competitive | 0.703 | Competitive | -3.8337 | -28.4984 | 4551.993 | 5841.707 | 40 | 1
SMDLODE5 ODNTH_FMR1 FROM_TO | SMDLODE5 | ODNTH_FMR1 | 87 | 3 | 3 | ODESSANO_8 | ODESSANO_9 | FROM_TO | 74960.94 | 74990.54 | 19.5566 | 0 | 889.797 | 1015.35 | -0.0346 | 0.005211 | -0.70531 | 0.044609 | 66.117 | 56.882 | 0 |  | 10000 | 4616.083 | 10000 | 709.818 | 9903.853 | 5792.634 | 10000 | 1576.827 | 9987.423 | 5264.638 | 10000 | Competitive | Competitive | 1 | TRUE | FALSE | 1 | Non-Competitive | 0.75 | Non-Competitive | 87.2759 | 74.8139 | 5308.199 | 10000 | 87 | 0
SMDLODE5 ODNTH_FMR1 TO_FROM | SMDLODE5 | ODNTH_FMR1 | 87 | 3 | 3 | ODESSANO_8 | ODESSANO_9 | TO_FROM | 74960.94 | 77384.81 | -65.9626 | 0 | 1020.495 | 1010.95 | -0.00521 | 0.058765 | -0.04461 | 0.70531 | -19.6902 | -58.7706 | 0 | 4349.751 |  | 4349.751 | 5792.634 | 3509.757 | 811.306 | 4349.751 | 5792.634 | 3858.93 | 1826.815 | 3908.562 | 5807.855 | Competitive | Competitive | 1 | TRUE | FALSE | 1 | Non-Competitive | 0.75 | Competitive | -16.4885 | -78.2807 | 4524.219 | 5837.021 | 87 | 1
SMDOOAS5 GT_MID90_A FROM_TO | SMDOOAS5 | GT_MID90_A | 526 | 1 | 1 | GARROT__138B | MIDTWN__138B | FROM_TO | 74960.94 | 73457.27 | -237.65 | 0 | 1137.934 | 2117.769 | -0.21718 | 0.23495 | -0.52394 | 0.42487 | 1304.765 | -173.66 | 0 | 1348.174 | 2613.949 | 2690.087 | 2000.594 | 1123.762 | 2337.284 | 10000 | 4152.882 | 1616.053 | 2750.354 | 1709.269 | 2771.798 | Non-Competitive | Non-Competitive | 0 | TRUE | FALSE | 1 | Non-Competitive | 0.703 | Non-Competitive | 492.2441 | -92.6303 | 5957.912 | 2733.159 | 229 | 1
SMDOOAS5 GT_MID90_A TO_FROM | SMDOOAS5 | GT_MID90_A | 526 | 1 | 1 | GARROT__138B | MIDTWN__138B | TO_FROM | 74960.94 | 74227.11 | -1258.38 | 0 | 2102.926 | 1145.894 | -0.23496 | 0.21718 | -0.42487 | 0.52394 | 553.6557 | -140.519 | 2622.64 | 2613.949 | 1784.651 | 2000.594 | 4663.561 | 2336.751 | 1462.123 | 4152.882 | 10000 | 2750.349 | 2280.738 | 2771.798 | 2439.474 | Competitive | Non-Competitive | 0 | TRUE | FALSE | 1 | Non-Competitive | 0.703 | Non-Competitive | 278.5581 | -24.5936 | 2733.159 | 5957.912 | 229 | 1
SMDOPHR5 138_ALV_NAL_1 FROM_TO | SMDOPHR5 | 138_ALV_NAL_1 | 210 | 1 | 1 | TNALVINTIE1 | TNALVIN___1 | FROM_TO | 74960.94 | 74491.74 | 96.5741 | 0 | 1622.859 | 2086.37 | -0.13275 | 0.027257 | -0.76881 | 0.15838 | 570.7702 | 165.2467 | 0 | 10000 | 3497.508 | 1194.508 | 7233.019 | 710.121 | 3061.02 | 2807.788 | 7233.019 | 1041.672 | 4541.317 | 1443.74 | 4803.405 | Non-Competitive | Non-Competitive | 0 | TRUE | FALSE | 1 | Non-Competitive | 0.719 | Non-Competitive | 617.6797 | 165.4043 | 1171.318 | 4465.777 | 210 | 1
SMDOPHR5 138_ALV_NAL_1 TO_FROM | SMDOPHR5 | 138_ALV_NAL_1 | 210 | 1 | 1 | TNALVINTIE1 | TNALVIN___1 | TO_FROM | 74960.94 | 75659.38 | -594.107 | 0 | 2515.375 | 1500.119 | -0.02726 | 0.13275 | -0.15838 | 0.76881 | 33.3421 | -309.253 | 0 | 3497.508 | 10000 | 7233.019 | 1340.78 | 3061.02 | 809.353 | 7233.019 | 2807.788 | 4541.317 | 1180.378 | 4803.405 | 1600.475 | Competitive | Competitive | 1 | TRUE | FALSE | 1 | Non-Competitive | 0.719 | Competitive | 48.6075 | -381.34 | 4465.777 | 1375.021 | 210 | 1
SMDOPHR5 138_NAL_HAS_1 FROM_TO | SMDOPHR5 | 138_NAL_HAS_1 | 383 | 1 | 1 | TNHASTINGS1 | TNALVINTIE1 | FROM_TO | 74960.94 | 77725.28 | -565.652 | 0 | 2512.287 | 1641.297 | -0.02437 | 0.087282 | -0.13849 | 0.78939 | -35.2496 | -318.032 | 0 | 3196.605 | 10000 | 6230.587 | 1204.195 | 2991.333 | 807.349 | 7232.242 | 2129.391 | 4053.163 | 1108.572 | 4180.917 | 1446.681 | Competitive | Competitive | 1 | TRUE | FALSE | 1 | Non-Competitive | 0.703 | Competitive | -21.5044 | -378.759 | 4177.283 | 1251.158 | 383 | 1
SMDOPHR5 138_NAL_HAS_1 TO_FROM | SMDOPHR5 | 138_NAL_HAS_1 | 383 | 1 | 1 | TNHASTINGS1 | TNALVINTIE1 | TO_FROM | 74960.94 | 74755.47 | 148.4461 | 0 | 1808.713 | 2512.286 | -0.08728 | 0.024371 | -0.78939 | 0.13849 | 545.5821 | 195.0406 | 0 | 10000 | 3196.605 | 1083.426 | 6230.587 | 706.588 | 2991.333 | 2037.069 | 7232.242 | 975.83 | 4053.163 | 1311.352 | 4180.917 | Non-Competitive | Non-Competitive | 0 | TRUE | FALSE | 1 | Non-Competitive | 0.703 | Non-Competitive | 584.0831 | 194.0488 | 1076.448 | 4177.283 | 383 | 1
SMDOPHR5 G138_11A_1 FROM_TO | SMDOPHR5 | G138_11A_1 | 210 | 1 | 1 | TNFRDSWOOD1 | TNHASTINGS1 | FROM_TO | 74960.94 | 75736.87 | -538.841 | 0 | 2504.012 | 1622.354 | -0.02401 | 0.087639 | -0.21025 | 0.55601 | -8.4435 | -291.049 | 0 | 3191.241 | 10000 | 6228.784 | 1212.71 | 2982.856 | 807.875 | 7232.241 | 2807.829 | 4024.533 | 1146.529 | 4155.872 | 1470.044 | Competitive | Competitive | 1 | TRUE | FALSE | 1 | Non-Competitive | 0.7735 | Competitive | 5.3092 | -351.931 | 4156.949 | 1269.055 | 210 | 1
SMDOPHR5 G138_11A_1 TO_FROM | SMDOPHR5 | G138_11A_1 | 210 | 1 | 1 | TNFRDSWOOD1 | TNHASTINGS1 | TO_FROM | 74960.94 | 74406.4 | 121.573 | 0 | 1622.354 | 2077.909 | -0.08764 | 0.024014 | -0.55601 | 0.21025 | 518.6375 | 168.1993 | 0 | 10000 | 3191.241 | 1090.85 | 6228.784 | 707.995 | 2982.856 | 2807.829 | 7232.241 | 1010.568 | 4024.533 | 1332.956 | 4155.872 | Non-Competitive | Non-Competitive | 0 | TRUE | FALSE | 1 | Non-Competitive | 0.7735 | Non-Competitive | 557.0779 | 167.2238 | 1090.869 | 4156.949 | 210 | 1
SMGIENW8 TRU_UAT1 FROM_TO | SMGIENW8 | TRU_UAT1 | 40 | 6 | 6 | TRUMBULL9 | TRUMBULL8 | FROM_TO | 74960.94 | 75922.89 | -35.4541 | 0 | 1159.932 | 2318.09 | -0.03316 | 0.031694 | -0.04256 | 0.62392 | -5.2569 | -22.408 | 0 | 10000 | 10000 | 10000 | 10000 | 819.886 | 2381.151 | 10000 | 10000 | 7562.558 | 8682.926 | 10000 | 10000 | Competitive | Competitive | 1 | TRUE | FALSE | 1 | Non-Competitive | 0.703 | Competitive | -1.9218 | -22.5877 | 10000 | 10000 | 40 | 1
SMGIENW8 TRU_UAT1 TO_FROM | SMGIENW8 | TRU_UAT1 | 40 | 6 | 6 | TRUMBULL9 | TRUMBULL8 | TO_FROM | 74960.94 | 74951.59 | -1.2527 | 0 | 2318.09 | 1233.203 | -0.03169 | 0.033156 | -0.62392 | 0.042565 | 45.7829 | 5.3164 | 0 | 10000 | 10000 | 10000 | 10000 | 2038.599 | 890.748 | 10000 | 10000 | 8606.114 | 7607.952 | 10000 | 10000 | Competitive | Non-Competitive | 0 | TRUE | FALSE | 1 | Non-Competitive | 0.703 | Non-Competitive | 46.1147 | 4.5733 | 10000 | 10000 | 40 | 1
SMGSBTR5 STCO_STER1_1 FROM_TO | SMGSBTR5 | STCO_STER1_1 | 38 | 1 | 1 | STRCITY2 | STRLGCO2 | FROM_TO | 74960.94 | 74985.45 | -39.8877 | 0 | 1159.777 | 970.605 | -0.07751 | 0.017006 | -0.63208 | 0.34149 | 22.5038 | -16.557 | 0 |  | 10000 | 5364.705 | 10000 | 853.634 | 2681.251 | 5364.705 | 10000 | 4436.724 | 2712.485 | 6216.82 | 10000 | Competitive | Competitive | 1 | TRUE | FALSE | 1 | Non-Competitive | 0.7265 | Competitive | 29.1753 | -17.7362 | 6438.392 | 10000 | 38 | 1
SMGSBTR5 STCO_STER1_1 TO_FROM | SMGSBTR5 | STCO_STER1_1 | 38 | 1 | 1 | STRCITY2 | STRLGCO2 | TO_FROM | 74960.94 | 74881.39 | -23.639 | 0 | 959.653 | 1162.305 | -0.00129 | 0.17418 | -0.34149 | 0.63209 | 64.8085 | -11.0406 | 0 | 3273.932 |  | 6984.062 | 1963.213 | 1363.116 | 946.502 | 10000 | 10000 | 4615.723 | 1147.457 | 6137.114 | 2098.173 | Competitive | Non-Competitive | 0 | TRUE | FALSE | 1 | Non-Competitive | 0.7265 | Non-Competitive | 86.2258 | -20.2205 | 5724.414 | 1603.791 | 38 | 1
SMNHPBS8 6485__A FROM_TO | SMNHPBS8 | 6485__A | 143 | 3 | 3 | PERMIANB_8 | MOSS_8 | FROM_TO | 74960.94 | 76185.7 | -97.4142 | 0 | 5601.736 | 981.584 | -0.00639 | 0.21418 | -0.03215 | 0.21418 | 100.6058 | -87.9453 | 0 | 3980.466 |  | 5664.53 | 4775.986 | 3880.958 | 898.62 | 5664.53 | 4775.986 | 5691.15 | 1370.111 | 5695.055 | 4873.129 | Competitive | Competitive | 1 | TRUE | FALSE | 1 | Non-Competitive | 0.711 | Non-Competitive | 143.3246 | -89.3813 | 4635.11 | 4781.781 | 143 | 0
SMNHPBS8 6485__A TO_FROM | SMNHPBS8 | 6485__A | 143 | 3 | 3 | PERMIANB_8 | MOSS_8 | TO_FROM | 74960.94 | 75151.8 | -5.2063 | 0 | 1030.072 | 5601.741 | -0.21418 | 0.006387 | -0.21418 | 0.032147 | 102.1204 | 79.6419 | 0 |  | 10000 | 2900.618 | 10000 | 768.797 | 9834.492 | 3646.473 | 10000 | 1112.698 | 9994.748 | 3755.47 | 10000 | Competitive | Competitive | 1 | TRUE | FALSE | 1 | Non-Competitive | 0.711 | Competitive | 106.269 | 79.8359 | 3231.081 | 10000 | 143 | 1
SMUESPR8 SJO_SJO2 FROM_TO | SMUESPR8 | SJO_SJO2 | 40 | 3 | 3 | STJO | STJO | FROM_TO | 74960.94 | 94328.7 | -33.8509 | 0 | 0 | 788.325 | -0.00045 | 0 | -0.00045 | 0.99955 | -33.8426 | -30.6165 | 7134.64 |  |  |  | 921.083 |  | 921.083 |  | 921.083 |  | 921.083 | 0 | 921.083 | Competitive | Competitive | 1 | FALSE | TRUE | 1 | Non-Competitive | 0.836 | Competitive | -33.839 | -31.2395 | 0 | 920.068 | 40 | 1
SMUESPR8 SJO_SJO2 TO_FROM | SMUESPR8 | SJO_SJO2 | 40 | 3 | 3 | STJO | STJO | TO_FROM | 74960.94 | 74966.94 | 33.8564 | 0 | 788.325 | 0 | 0 | 0.000451 | -0.99955 | 0.000451 | 33.9962 | 33.8386 | 0 |  |  | 788.325 |  | 788.325 |  | 788.325 |  | 788.325 |  | 788.325 | 0 | Competitive | Competitive | 1 | FALSE | TRUE | 1 | Non-Competitive | 0.836 | Competitive | 33.88 | 33.886 | 783.088 | 0 | 40 | 1
SNBTHW5 AN_WO_21_A FROM_TO | SNBTHW5 | AN_WO_21_A | 478 | 1 | 1 | AIRLIN__8010 | WHITOK__138A | FROM_TO | 74960.94 | 75241.98 | -777.357 | 0 | 1934.522 | 1743.754 | -0.09561 | 0.11799 | -0.28076 | 0.49858 | 299.3788 | -36.9056 | 2862.64 | 2377.604 | 6545.9 | 2385.483 | 8281.314 | 2347.29 | 1606.744 | 2470.871 | 10000 | 2374.972 | 5050.995 | 2377.651 | 8293.608 | Competitive | Competitive | 1 | TRUE | FALSE | 1 | Non-Competitive | 0.82 | Competitive | 352.2568 | -26.4933 | 2377.568 | 7463.894 | 377 | 1
SNBTHW5 AN_WO_21_A TO_FROM | SNBTHW5 | AN_WO_21_A | 478 | 1 | 1 | AIRLIN__8010 | WHITOK__138A | TO_FROM | 74960.94 | 74126.83 | -29.4131 | 0 | 1743.754 | 1910.664 | -0.11799 | 0.095606 | -0.49858 | 0.28076 | 897.3705 | -14.5493 | 0 | 6545.9 | 2377.604 | 8281.314 | 2385.483 | 1316.296 | 2347.29 | 10000 | 2470.871 | 4521.969 | 2374.972 | 8293.608 | 2377.651 | Competitive | Non-Competitive | 0 | TRUE | FALSE | 1 | Non-Competitive | 0.82 | Non-Competitive | 882.1857 | -72.6048 | 7123.25 | 2377.568 | 377 | 1
SNCWHLT9 6915__A FROM_TO | SNCWHLT9 | 6915__A | 42 | 2 | 2 | ODESSANO_9 | ODBASSS_9 | FROM_TO | 74960.94 | 74952.1 | 11.886 | 0 | 1174.482 | 1040.086 | -0.02744 | 0.003194 | -0.50942 | 0.21353 | 46.5019 | 40.6852 | 0 |  | 10000 | 4135.608 | 10000 | 712.727 | 9908.697 | 5794.325 | 10000 | 1244.263 | 9992.159 | 4941.332 | 10000 | Competitive | Non-Competitive | 0 | TRUE | FALSE | 1 | Non-Competitive | 0.7265 | Non-Competitive | 62.6849 | 55.1771 | 4951.395 | 10000 | 40 | 1
SNCWHLT9 6915__A TO_FROM | SNCWHLT9 | 6915__A | 42 | 2 | 2 | ODESSANO_9 | ODBASSS_9 | TO_FROM | 74960.94 | 75212.38 | -46.2726 | 0 | 1041.553 | 1383.477 | -0.00319 | 0.04463 | -0.21353 | 0.50942 | -11.8249 | -41.8863 | 0 | 4357.428 |  | 4357.428 | 5205.45 | 3526.171 | 815.23 | 4357.428 | 5794.325 | 3801.558 | 1451.43 | 3849.656 | 5521.728 | Competitive | Competitive | 1 | TRUE | FALSE | 1 | Non-Competitive | 0.7265 | Competitive | -13.4847 | -57.8155 | 4386.304 | 5559.061 | 40 | 1
SNCWMOS8 6865__B FROM_TO | SNCWMOS8 | 6865__B | 42 | 3 | 3 | ODESSANO_9 | NTCOWDEN_9 | FROM_TO | 74960.94 | 74956.77 | 13.0498 | 0 | 1174.14 | 1226.221 | -0.02017 | 0.003981 | -0.4766 | 0.13225 | 43.9841 | 36.8318 | 0 |  | 10000 | 4158.41 | 10000 | 700.383 | 9836.619 | 5144.202 | 10000 | 1965.329 | 9961.864 | 4959.074 | 10000 | Competitive | Non-Competitive | 0 | TRUE | FALSE | 1 | Non-Competitive | 0.75 | Non-Competitive | 47.7711 | 39.1559 | 5064.847 | 10000 | 40 | 1
SNCWMOS8 6865__B TO_FROM | SNCWMOS8 | 6865__B | 42 | 3 | 3 | ODESSANO_9 | NTCOWDEN_9 | TO_FROM | 74960.94 | 75377.46 | -43.6173 | 0 | 1226.222 | 1231.423 | -0.00398 | 0.039812 | -0.13225 | 0.4766 | -13.1619 | -38.1173 | 0 | 4341.335 |  | 4341.335 | 5144.202 | 3440.257 | 801.923 | 4341.335 | 5144.202 | 4141.164 | 2274.274 | 4233.157 | 5450.542 | Competitive | Competitive | 1 | TRUE | FALSE | 1 | Non-Competitive | 0.75 | Competitive | -0.10797 | -41.4484 | 4569.099 | 5518.813 | 40 | 1
SNCWMOS8 6915__A FROM_TO | SNCWMOS8 | 6915__A | 42 | 3 | 3 | ODESSANO_9 | ODBASSS_9 | FROM_TO | 74960.94 | 74949.55 | 10.5865 | 0 | 1036.249 | 1102.2 | -0.02974 | 0.003195 | -0.52401 | 0.14867 | 47.9676 | 41.8983 | 0 |  | 10000 | 4037.401 | 10000 | 713.691 | 9893.239 | 5105.475 | 10000 | 1182.87 | 9992.498 | 4804.003 | 10000 | Competitive | Non-Competitive | 0 | TRUE | FALSE | 1 | Non-Competitive | 0.7265 | Non-Competitive | 63.5757 | 55.7232 | 4803.875 | 10000 | 40 | 1
SNCWMOS8 6915__A TO_FROM | SNCWMOS8 | 6915__A | 42 | 3 | 3 | ODESSANO_9 | ODBASSS_9 | TO_FROM | 74960.94 | 75312.28 | -47.5251 | 0 | 1041.813 | 1044.592 | -0.00319 | 0.047016 | -0.14867 | 0.52401 | -10.5429 | -43.1781 | 0 | 4397.777 |  | 4397.777 | 5105.475 | 3465.311 | 817.422 | 4397.777 | 5105.475 | 3815.764 | 1384.556 | 3880.735 | 5402 | Competitive | Competitive | 1 | TRUE | FALSE | 1 | Non-Competitive | 0.7265 | Competitive | -10.9258 | -58.5689 | 4355.415 | 5429.197 | 40 | 1
SNCWMOS8 ODNTH_FMR1 FROM_TO | SNCWMOS8 | ODNTH_FMR1 | 87 | 3 | 3 | ODESSANO_8 | ODESSANO_9 | FROM_TO | 74960.94 | 74954.57 | 23.5709 | 0 | 917.151 | 1064.098 | -0.04992 | 0.007176 | -0.71909 | 0.048542 | 91.5757 | 78.7283 | 0 |  | 10000 | 4103.607 | 10000 | 703.053 | 9883.855 | 5126.861 | 10000 | 1535.404 | 9983.265 | 4890.857 | 10000 | Competitive | Non-Competitive | 0 | TRUE | FALSE | 1 | Non-Competitive | 1.7735 | Non-Competitive | 111.4409 | 95.2139 | 4947.079 | 10000 | 87 | 1
SNCWMOS8 ODNTH_FMR1 TO_FROM | SNCWMOS8 | ODNTH_FMR1 | 87 | 3 | 3 | ODESSANO_8 | ODESSANO_9 | TO_FROM | 74960.94 | 77274 | -91.3334 | 0 | 1051.428 | 1011.537 | -0.00718 | 0.086828 | -0.04854 | 0.71909 | -23.7017 | -81.1732 | 0 | 4363.62 |  | 4363.62 | 5126.861 | 3436.829 | 804.716 | 4363.62 | 5126.861 | 3915.514 | 1790.686 | 3979.312 | 5429.181 | Competitive | Competitive | 1 | TRUE | FALSE | 1 | Non-Competitive | 1.7735 | Competitive | -10.5356 | -99.8846 | 4351.732 | 5478.698 | 87 | 1
SNEDLON5 KINGSV_LON_HI1_1 FROM_TO | SNEDLON5 | KINGSV_LON_HI1_1 | 216 | 1 | 1 | LNHILL 4 | KINGSVL4 | FROM_TO | 74960.94 | 75117.38 | 75.6433 | 0 | 1075.337 | 5777.258 | -0.18335 | 0.032585 | -0.33082 | 0.038131 | 164.0391 | 107.3552 | 0 | 4176.062 | 5413.484 | 2540.33 | 10000 | 768.177 | 3602.518 | 2540.33 | 10000 | 1787.649 | 8208.625 | 2775.322 | 8474.615 | Competitive | Competitive | 1 | TRUE | FALSE | 1 | Non-Competitive | 1.2345 | Competitive | 148.855 | 93.063 | 2970.11 | 8818.566 | 216 | 1
SNEDLON5 KINGSV_LON_HI1_1 TO_FROM | SNEDLON5 | KINGSV_LON_HI1_1 | 216 | 1 | 1 | LNHILL 4 | KINGSVL4 | TO_FROM | 74960.94 | 82859.89 | -165.185 | 0 | 5777.271 | 1053.512 | -0.03259 | 0.18335 | -0.03813 | 0.33082 | -74.8048 | -133.289 | 0 | 1990.594 | 8483.131 | 10000 | 3956.585 | 1465.838 | 922.593 | 10000 | 3956.585 | 3995.55 | 2562.133 | 4272.765 | 4358.409 | Competitive | Competitive | 1 | TRUE | FALSE | 1 | Non-Competitive | 1.2345 | Competitive | -57.2021 | -121.132 | 3692.896 | 4610.734 | 216 | 1
SNEDLON5 NEDIN_RACHAL1_1 FROM_TO | SNEDLON5 | NEDIN_RACHAL1_1 | 239 | 1 | 1 | EDNBRG 4 | RACHAL 4 | FROM_TO | 74960.94 | 75813.2 | -297.642 | 0 | 1209.216 | 1106.191 | -0.02969 | 0.097815 | -0.52247 | 0.13478 | -206.209 | -281.074 | 0 | 2313.561 | 5000 | 2313.561 | 5000 | 2168.276 | 889.925 | 2313.561 | 5000 | 2101.531 | 754.834 | 2116.856 | 5000 | Competitive | Competitive | 1 | TRUE | FALSE | 1 | Non-Competitive | 0.703 | Competitive | -122.191 | -222.213 | 2181.388 | 5000 | 239 | 1
SNEDLON5 NEDIN_RACHAL1_1 TO_FROM | SNEDLON5 | NEDIN_RACHAL1_1 | 239 | 1 | 1 | EDNBRG 4 | RACHAL 4 | TO_FROM | 74960.94 | 74408.94 | 205.8144 | 0 | 1145.184 | 1209.216 | -0.09782 | 0.093988 | -0.13478 | 0.52247 | 315.1626 | 250.8028 | 0 | 3529.895 | 5260.465 | 10000 | 5260.465 | 765.773 | 3772.374 | 10000 | 5260.465 | 2468.144 | 5320.154 | 6033.651 | 5481.273 | Competitive | Non-Competitive | 0 | TRUE | FALSE | 0 | Non-Competitive | 0.703 | Non-Competitive | 257.9279 | 188.4209 | 6610.959 | 5327.138 | 239 | 1
SNEDLON5 RIOHON_XCAP_1_1 FROM_TO | SNEDLON5 | RIOHON_XCAP_1_1 | 2390 | 1 | 1 | RIOHND 6 | LHRHM | FROM_TO | 74960.94 | 86831.23 | -1999.55 | 0 | 2096.432 | 1103.268 | -0.04443 | 0.6931 | -0.36408 | 0.71313 | -1654.92 | -1552.74 | 6688.64 | 2058.16 | 935.917 | 5511.795 | 934.148 | 2058.336 | 929.253 | 5511.795 | 1007.682 | 4633.624 | 912.21 | 4634.322 | 914.553 | Competitive | Competitive | 1 | TRUE | FALSE | 1 | Non-Competitive | 0.711 | Competitive | -1724.05 | -1650.23 | 4679.123 | 917.552 | 1195 | 1
SNEDLON5 RIOHON_XCAP_1_1 TO_FROM | SNEDLON5 | RIOHON_XCAP_1_1 | 2390 | 1 | 1 | RIOHND 6 | LHRHM | TO_FROM | 74960.94 | 75494.1 | 1646.063 | 0 | 1002.468 | 2096.431 | -0.6931 | 0.18841 | -0.71313 | 0.36408 | 1997.063 | 1716.037 | 0 | 747.403 | 3370.118 | 3123.38 | 5511.795 | 740.562 | 3370.118 | 3123.38 | 5511.795 | 700.54 | 5593.698 | 704.175 | 5593.698 | Competitive | Competitive | 1 | TRUE | FALSE | 1 | Non-Competitive | 0.711 | Non-Competitive | 2195.839 | 1886.64 | 698.753 | 5601.655 | 1195 | 0
SNUEWHI8 LON_HI_PELICA1_1 FROM_TO | SNUEWHI8 | LON_HI_PELICA1_1 | 470 | 0 | 0 | LNHILL 4 | PELICAN4A | FROM_TO | 74960.94 | 75795.6 | -331.179 | 0 | 1145.611 | 2509.41 | -0.25506 | 0.11054 | -0.41464 | 0.12532 | 126.0848 | -162.295 | 0 | 2868.312 | 4681.188 | 4808.698 | 5644.313 | 1424.71 | 2112.468 | 5086.15 | 5644.313 | 3574.26 | 5398.857 | 3994.251 | 5493.248 | Competitive | Competitive | 1 | TRUE | FALSE | 1 | Non-Competitive | 0.7345 | Competitive | 160.4913 | -231.219 | 4515.726 | 5488.621 | 470 | 1
SNUEWHI8 LON_HI_PELICA1_1 TO_FROM | SNUEWHI8 | LON_HI_PELICA1_1 | 470 | 0 | 0 | LNHILL 4 | PELICAN4A | TO_FROM | 74960.94 | 75209.39 | -114.776 | 0 | 2509.412 | 1145.611 | -0.11054 | 0.41464 | -0.12532 | 0.41464 | 433.4123 | 2.4154 | 0 | 2221.79 | 4536.063 | 2445.004 | 4808.698 | 1395.234 | 1999.06 | 2445.004 | 5086.15 | 2355.701 | 4420.57 | 2371.362 | 4853.451 | Competitive | Competitive | 1 | TRUE | FALSE | 1 | Non-Competitive | 0.7345 | Non-Competitive | 544.8229 | 12.3547 | 2354.621 | 5300.106 | 470 | 0
SNWEWES8 WES_MV_W_1 FROM_TO | SNWEWES8 | WES_MV_W_1 | 174 | 3 | 3 | WESLCSW4 | WESLACOSUB8 | FROM_TO | 74960.94 | 75231.15 | -79.1916 | 0 | 1062.319 | 1154.379 | -0.06856 | 0.057744 | -0.73912 | 0.20164 | -29.2372 | -53.2159 | 0 | 10000 | 10000 | 10000 | 10000 | 2275.252 | 808.329 | 10000 | 10000 | 4043.882 | 5577.198 | 10000 | 10000 | Competitive | Competitive | 1 | TRUE | FALSE | 1 | Non-Competitive | 0.703 | Competitive | -47.3437 | -85.3776 | 7948.37 | 10000 | 174 | 1
SNWEWES8 WES_MV_W_1 TO_FROM | SNWEWES8 | WES_MV_W_1 | 174 | 3 | 3 | WESLCSW4 | WESLACOSUB8 | TO_FROM | 74960.94 | 75423.99 | 28.7816 | 0 | 1194.432 | 1092.874 | -0.05774 | 0.068555 | -0.20164 | 0.73912 | 80.4384 | 35.1591 | 0 | 2517.143 | 10000 | 2517.143 | 10000 | 614.229 | 3922.876 | 10000 | 10000 | 1993 | 6903.827 | 2383.002 | 10000 | Competitive | Competitive | 1 | TRUE | FALSE | 1 | Non-Competitive | 0.703 | Competitive | 117.2582 | 63.7689 | 2599.264 | 10000 | 174 | 1
SN_SAJO5 FALFUR_PREMON1_1 FROM_TO | SN_SAJO5 | FALFUR_PREMON1_1 | 38 | 1 | 1 | FALF 2 | PREMONT2 | FROM_TO | 74960.94 | 74994.01 | -8.4595 | 0 | 1053.674 | 1284.525 | -0.01928 | 0.025137 | -0.5371 | 0.2687 | 20.2347 | -6.8106 | 0 | 10000 |  | 3441.231 | 10000 | 1069.694 | 1234.4 | 10000 | 10000 | 4349.711 | 2337.108 | 5736.312 | 10000 | Competitive | Competitive | 1 | TRUE | FALSE | 1 | Non-Competitive | 0.7425 | Competitive | 20.9609 | -7.265 | 6599.281 | 10000 | 38 | 1
SN_SAJO5 FALFUR_PREMON1_1 TO_FROM | SN_SAJO5 | FALFUR_PREMON1_1 | 38 | 1 | 1 | FALF 2 | PREMONT2 | TO_FROM | 74960.94 | 75066.84 | -15.0056 | 0 | 1297.988 | 1053.674 | -0.00844 | 0.01928 | -0.2687 | 0.5371 | 9.4111 | -6.4946 | 0 |  |  | 10000 | 3219.896 | 1027.643 | 843.156 | 10000 | 3219.896 | 1989.178 | 2790.919 | 10000 | 3492.598 | Competitive | Competitive | 1 | FALSE | FALSE | 1 | Non-Competitive | 0.7425 | Competitive | 9.5364 | -6.629 | 10000 | 3500.072 | 38 | 1
SN_SAJO5 HARLNS_RAYMON1_1 FROM_TO | SN_SAJO5 | HARLNS_RAYMON1_1 | 38 | 1 | 1 | HARLINSW | RAYVL1-2 | FROM_TO | 74960.94 | 75106.58 | -32.7411 | 0 | 1106.506 | 1754.814 | -0.01232 | 0.017966 | -0.39072 | 0.093202 | -19.312 | -31.8629 | 0 |  |  | 2360.91 | 10000 | 2043.715 | 842.031 | 2550.525 | 10000 | 2202.211 | 1187.688 | 2239.746 | 10000 | Competitive | Competitive | 1 | FALSE | FALSE | 1 | Non-Competitive | 0.6955 | Competitive | -18.3727 | -32.3155 | 1838.643 | 10000 | 38 | 1
SN_SAJO5 HARLNS_RAYMON1_1 TO_FROM | SN_SAJO5 | HARLNS_RAYMON1_1 | 38 | 1 | 1 | HARLINSW | RAYVL1-2 | TO_FROM | 74960.94 | 75015.27 | 19.9315 | 0 | 1283.972 | 982.362 | -0.01797 | 0.012316 | -0.0932 | 0.39072 | 32.9181 | 27.0682 | 0 |  |  | 10000 | 6169.058 | 731.938 | 4488.412 | 10000 | 10000 | 1023.442 | 7406.728 | 10000 | 7604.827 | Competitive | Competitive | 1 | FALSE | FALSE | 1 | Non-Competitive | 0.6955 | Competitive | 33.2905 | 27.3919 | 10000 | 7699.752 | 38 | 1
SN_SAJO5 LON_HI_NEDIN1_1 FROM_TO | SN_SAJO5 | LON_HI_NEDIN1_1 | 1195 | 1 | 1 | LNHILL 6 | LHEDL | FROM_TO | 74960.94 | 73881.28 | 1472.256 | 0 | 5644.313 | 2577.318 | -0.71952 | 0.043241 | -0.76551 | 0.066564 | 2051.638 | 1873.106 | 0 | 817.925 | 3179.146 | 814.732 | 5411.516 | 814.467 | 3179.146 | 821.508 | 5411.516 | 807.554 | 5286.094 | 807.577 | 5286.094 | Non-Competitive | Non-Competitive | 0 | TRUE | FALSE | 0 | Non-Competitive | 0.711 | Non-Competitive | 2058.815 | 1882.423 | 812.623 | 5285.767 | 1195 | 1
SN_SAJO5 LON_HI_NEDIN1_1 TO_FROM | SN_SAJO5 | LON_HI_NEDIN1_1 | 1195 | 1 | 1 | LNHILL 6 | LHEDL | TO_FROM | 74960.94 | 94328.7 | -2063.16 | 0 | 2577.318 | 5644.313 | -0.04324 | 0.73048 | -0.06656 | 0.76551 | -1288.99 | -1184.26 | 6002.24 | 2155.589 | 939.929 | 2582.587 | 935.78 | 2153.313 | 935.438 | 2582.587 | 939.929 | 2558.049 | 928.041 | 2558.105 | 928.071 | Competitive | Competitive | 1 | TRUE | FALSE | 1 | Non-Competitive | 0.711 | Competitive | -1197.58 | -1136.01 | 2082.989 | 930.384 | 1195 | 1
SN_SLON5 ALAZAN_B_DAV01_1 FROM_TO | SN_SLON5 | ALAZAN_B_DAV01_1 | 876 | 1 | 1 | DAVIS 4 | ALAZAN 4 | FROM_TO | 74960.94 | 75799.48 | 35.3141 | 0 | 1328.499 | 1067.163 | -0.28253 | 0.23882 | -0.55326 | 0.23882 | 409.8263 | 196.0269 | 0 | 3107.447 | 4085.708 | 5268.949 | 5231.398 | 904.043 | 3050.971 | 10000 | 5231.398 | 5700.867 | 5390.9 | 6107.864 | 5545.916 | Competitive | Competitive | 1 | TRUE | FALSE | 1 | Non-Competitive | 0.969 | #N/A | #N/A | #N/A | #N/A | #N/A | #N/A | #N/A
SN_SLON5 ALAZAN_B_DAV01_1 TO_FROM | SN_SLON5 | ALAZAN_B_DAV01_1 | 876 | 1 | 1 | DAVIS 4 | ALAZAN 4 | TO_FROM | 74960.94 | 78730.45 | -403.976 | 0 | 1067.163 | 1013.771 | -0.23882 | 0.28253 | -0.23882 | 0.55326 | -20.3091 | -313.155 | 0 | 2459.374 | 3711.301 | 2541.989 | 5268.949 | 2205.878 | 1062.88 | 2541.989 | 10000 | 2501.401 | 6028.632 | 2523.983 | 6430.34 | Competitive | Competitive | 1 | TRUE | FALSE | 1 | Non-Competitive | 0.969 | #N/A | #N/A | #N/A | #N/A | #N/A | #N/A | #N/A
SN_SLON5 CELANE_KLEBER1_1 FROM_TO | SN_SLON5 | CELANE_KLEBER1_1 | 211 | 1 | 1 | CELANEBI4A | KLEBERG4 | FROM_TO | 74960.94 | 75299.03 | -79.335 | 0 | 1733.746 | 882.576 | -0.00467 | 0.42429 | -0.45855 | 0.42429 | 55.899 | -75.5742 | 0 | 1843.731 |  | 10000 | 2780.356 | 1732.359 | 892.469 | 10000 | 3135.8 | 2569.649 | 786.452 | 2577.288 | 2394.227 | Competitive | Competitive | 1 | TRUE | FALSE | 1 | Non-Competitive | 0.7035 | Competitive | 16.1975 | -94.4576 | 3369.958 | 2708.229 | 211 | 1
SN_SLON5 CELANE_KLEBER1_1 TO_FROM | SN_SLON5 | CELANE_KLEBER1_1 | 211 | 1 | 1 | CELANEBI4A | KLEBERG4 | TO_FROM | 74960.94 | 75265.84 | -55.6525 | 0 | 835.784 | 2084.018 | -0.42429 | 0.008008 | -0.42429 | 0.45855 | 81.3691 | 39.4604 | 0 |  | 4379.46 | 2521.642 | 10000 | 758.349 | 3719.143 | 2680.035 | 10000 | 733.978 | 6884.415 | 3167.202 | 6924.098 | Competitive | Competitive | 1 | TRUE | FALSE | 1 | Non-Competitive | 0.7035 | Competitive | 99.9967 | 61.7352 | 2578.853 | 7113.717 | 211 | 1
SN_SLON5 CELANE_N_SHAR1_1 FROM_TO | SN_SLON5 | CELANE_N_SHAR1_1 | 211 | 1 | 1 | CELANEBI4A | SHARPE4 | FROM_TO | 74960.94 | 75577.2 | -68.9399 | 0 | 10000 | 1756.158 | -0.06919 | 0.5753 | -0.22111 | 0.5753 | 74.4378 | 31.8477 | 0 | 10000 | 7723.051 | 10000 | 7723.051 | 1242.403 | 5731.274 | 10000 | 8274.009 | 9925.481 | 8201.668 | 10000 | 8487.655 | Competitive | Competitive | 1 | TRUE | FALSE | 1 | Non-Competitive | 0.75 | Competitive | 93.5731 | 51.2762 | 10000 | 7343.039 | 211 | 1
SN_SLON5 CELANE_N_SHAR1_1 TO_FROM | SN_SLON5 | CELANE_N_SHAR1_1 | 211 | 1 | 1 | CELANEBI4A | SHARPE4 | TO_FROM | 74960.94 | 75206.99 | -50.3094 | 0 | 2116.2 | 10000 | -0.5753 | 0.11295 | -0.5753 | 0.22111 | 69.1621 | -45.3354 | 0 | 2235.703 | 10000 | 2274.92 | 10000 | 2058.947 | 1512.656 | 2380.815 | 10000 | 2391.942 | 9952.263 | 2405.769 | 10000 | Competitive | Competitive | 1 | TRUE | FALSE | 1 | Non-Competitive | 0.75 | Competitive | 30.1825 | -63.6415 | 2024.25 | 10000 | 211 | 1
SN_SLON5 KINGSV_LON_HI1_1 FROM_TO | SN_SLON5 | KINGSV_LON_HI1_1 | 216 | 1 | 1 | LNHILL 4 | KINGSVL4 | FROM_TO | 74960.94 | 74951.43 | 111.056 | 0 | 1058.43 | 2335.161 | -0.232 | 0.024655 | -0.36626 | 0.030802 | 219.4835 | 164.6273 | 0 | 10000 | 3448.94 | 2227.775 | 10000 | 772.438 | 2829.668 | 2227.775 | 10000 | 791.527 | 6712.959 | 2070.153 | 6869.145 | Non-Competitive | Non-Competitive | 0 | TRUE | FALSE | 1 | Non-Competitive | 0.6955 | Non-Competitive | 227.2982 | 168.8884 | 2173.995 | 6876.934 | 216 | 1
SN_SLON5 KINGSV_LON_HI1_1 TO_FROM | SN_SLON5 | KINGSV_LON_HI1_1 | 216 | 1 | 1 | LNHILL 4 | KINGSVL4 | TO_FROM | 74960.94 | 85765.35 | -221.389 | 0 | 2335.159 | 1058.43 | -0.02466 | 0.232 | -0.0308 | 0.36626 | -91.1503 | -194.185 | 0 | 1885.184 | 10000 | 2502.112 | 3595.39 | 1619.176 | 906.566 | 10000 | 3595.39 | 2111.079 | 1010.185 | 2162.038 | 3480.115 | Competitive | Competitive | 1 | TRUE | FALSE | 1 | Non-Competitive | 0.6955 | Competitive | -100.214 | -207.094 | 2045.103 | 3622.891 | 216 | 1
SN_SLON5 N_SHARPE_PS1 FROM_TO | SN_SLON5 | N_SHARPE_PS1 | 222 | 1 | 1 | SHARPE4 | SHARPE4 | FROM_TO | 74960.94 | 94328.7 | 0 | 0 | 0 | 0 | 0 | 0 | 0 | 0 | 0 | 0 | 0 | [10 empty] | 0 | 0 | Competitive | Competitive | 1 | FALSE | TRUE | 1 | Non-Competitive | 0.7965 | Competitive | 0 | 0 | 0 | 0 | 222 | 1
SN_SLON5 N_SHARPE_PS1 TO_FROM | SN_SLON5 | N_SHARPE_PS1 | 222 | 1 | 1 | SHARPE4 | SHARPE4 | TO_FROM | 74960.94 | 94328.7 | 0 | 0 | 0 | 0 | 0 | 0 | 0 | 0 | 0 | 0 | 0 | [10 empty] | 0 | 0 | Competitive | Competitive | 1 | FALSE | TRUE | 1 | Non-Competitive | 0.7965 | Competitive | 0 | 0 | 0 | 0 | 222 | 1
SOAKNIC8 NICOLE_ORNT1_1 FROM_TO | SOAKNIC8 | NICOLE_ORNT1_1 | 135 | 1 | 1 | NICOLE4A | ORIENTR4 | FROM_TO | 74960.94 | 74869.53 | -37.9327 | 0 | 1613.297 | 1114.939 | -0.01593 | 0.26232 | -0.2785 | 0.26232 | 158.2434 | 21.6572 | 0 | 5351.273 |  | 10000 | 10000 | 1453.751 | 1182.177 | 10000 | 10000 | 7836.793 | 1968.088 | 8223.264 | 10000 | Competitive | Non-Competitive | 0 | TRUE | FALSE | 1 | Non-Competitive | 0.7655 | Non-Competitive | 165.6031 | 17.0414 | 8890.02 | 10000 | 135 | 1
SOAKNIC8 NICOLE_ORNT1_1 TO_FROM | SOAKNIC8 | NICOLE_ORNT1_1 | 135 | 1 | 1 | NICOLE4A | ORIENTR4 | TO_FROM | 74960.94 | 75352.44 | -132.124 | 0 | 1108.628 | 1170.995 | -0.00545 | 0.057597 | -0.26232 | 0.27851 | 33.2685 | 13.9562 | 622.04 | 10000 |  | 10000 | 1964.477 | 1187.343 | 1806.889 | 10000 | 2638.358 | 4461.068 | 1774.327 | 10000 | 1829.379 | Competitive | Competitive | 1 | TRUE | FALSE | 1 | Non-Competitive | 0.7655 | Competitive | 39.8486 | 14.9498 | 10000 | 1896.795 | 135 | 1
SODBODN9 6860__A FROM_TO | SODBODN9 | 6860__A | 42 | 1 | 1 | HOLTSS_9 | ECTRSHLT_9 | FROM_TO | 74960.94 | 74978.96 | 9.3241 | 0 | 1560.359 | 1003.815 | -0.01644 | 0.001141 | -0.81002 | 0.10909 | 27.4019 | 25.122 | 0 |  |  | 1337.798 | 10000 | 828.345 | 9900.481 | 2547.137 | 10000 | 842.883 | 9997.001 | 1437.412 | 10000 | Competitive | Competitive | 1 | FALSE | FALSE | 1 | Non-Competitive | 0.703 | Non-Competitive | 54.5041 | 50.8743 | 3780.449 | 10000 | 40 | 0
SODBODN9 6860__A TO_FROM | SODBODN9 | 6860__A | 42 | 1 | 1 | HOLTSS_9 | ECTRSHLT_9 | TO_FROM | 74960.94 | 75429.27 | -26.769 | 0 | 998.911 | 1670.971 | -0.00114 | 0.028321 | -0.10909 | 0.81002 | -9.6056 | -15.2563 | 5652.54 | 10000 |  | 4640.701 | 4787.121 | 3465.756 | 977.486 | 4640.701 | 10000 | 3903.395 | 1027.902 | 4065.428 | 4933.007 | Competitive | Competitive | 1 | TRUE | FALSE | 1 | Non-Competitive | 0.703 | Competitive | -31.5414 | -36.7077 | 3643.558 | 999.627 | 40 | 1
SODBODN9 6865__B FROM_TO | SODBODN9 | 6865__B | 42 | 1 | 1 | ODESSANO_9 | NTCOWDEN_9 | FROM_TO | 74960.94 | 74961.54 | 14.2247 | 0 | 1231.505 | 1136.989 | -0.01936 | 0.003324 | -0.46033 | 0.20231 | 41.7221 | 35.7919 | 0 |  |  | 4214.337 | 10000 | 702.483 | 9874.019 | 5795.19 | 10000 | 1600.569 | 9977.864 | 5037.82 | 10000 | Competitive | Competitive | 1 | FALSE | FALSE | 1 | Non-Competitive | 0.7425 | Non-Competitive | 50.2672 | 43.2681 | 5114.286 | 10000 | 40 | 0
SODBODN9 6865__B TO_FROM | SODBODN9 | 6865__B | 42 | 1 | 1 | ODESSANO_9 | NTCOWDEN_9 | TO_FROM | 74960.94 | 75238.9 | -41.4142 | 0 | 1369.034 | 1346.213 | -0.00332 | 0.036151 | -0.20231 | 0.46033 | -14.243 | -36.8743 | 0 | 6194.278 |  | 4300.038 | 5239.303 | 3556.3 | 802.309 | 4300.038 | 5795.19 | 3962.914 | 1856.655 | 4014.331 | 5557.378 | Competitive | Competitive | 1 | TRUE | FALSE | 1 | Non-Competitive | 0.7425 | Competitive | -9.3865 | -45.0974 | 4456.38 | 5620.212 | 40 | 1
SOKLABM5 6558__B FROM_TO | SOKLABM5 | 6558__B | 260 | 1 | 1 | FISHERRD_8 | WCHTFLLS1_8 | FROM_TO | 74960.94 | 75247.68 | 71.2618 | 0 | 2180.154 | 814.995 | -0.02837 | 0.030166 | -0.51158 | 0.32122 | 112.8414 | 73.397 | 0 | 3695.052 | 10000 | 3695.052 | 10000 | 721.097 | 5200.976 | 3695.052 | 10000 | 2570.216 | 6007.404 | 3695.052 | 10000 | Competitive | Competitive | 1 | TRUE | FALSE | 1 | Non-Competitive | 0.7425 | Competitive | 178.798 | 90.0854 | 2708.889 | 6494.024 | 260 | 1
SOKLABM5 6558__B TO_FROM | SOKLABM5 | 6558__B | 260 | 1 | 1 | FISHERRD_8 | WCHTFLLS1_8 | TO_FROM | 74960.94 | 75937.39 | -129.811 | 0 | 845.861 | 2701.441 | -0.03017 | 0.02837 | -0.32122 | 0.51158 | -57.563 | -103.83 | 0 | 5878.542 | 3695.052 | 4240.605 | 3695.052 | 3220.428 | 788.677 | 4240.605 | 3695.052 | 3379.322 | 2627.395 | 4689.429 | 3695.052 | Competitive | Competitive | 1 | TRUE | FALSE | 1 | Non-Competitive | 0.7425 | Competitive | -45.395 | -134.791 | 4450.701 | 3695.052 | 260 | 1
SOKLABM5 PAUL_69-1 FROM_TO | SOKLABM5 | PAUL_69-1 | 68.8 | 1 | 1 | LKPAULS2 | LKPAULS4 | FROM_TO | 74960.94 | 75351.38 | -55.6949 | 0 | 891.857 | 1726.63 | -0.00896 | 0.16935 | -0.11158 | 0.746 | 22.4721 | -53.7709 | 0 | 5393.167 |  | 10000 | 3695.052 | 1106.787 | 1054.954 | 10000 | 3695.052 | 6760.916 | 1358.602 | 8086.52 | 3695.052 | Competitive | Competitive | 1 | TRUE | FALSE | 1 | Non-Competitive | 0.7035 | Competitive | 26.6955 | -58.5763 | 8158.452 | 3695.052 | 69 | 1
SOKLABM5 PAUL_69-1 TO_FROM | SOKLABM5 | PAUL_69-1 | 68.8 | 1 | 1 | LKPAULS2 | LKPAULS4 | TO_FROM | 74960.94 | 74976.6 | -20.4786 | 0 | 1726.63 | 891.857 | -0.00482 | 0.008962 | -0.746 | 0.11158 | 57.1119 | 39.5964 | 2725.84 |  |  | 3695.052 | 3223.889 | 1025.859 | 3166.581 | 3695.052 | 3223.889 | 1343.56 | 3419.894 | 3695.052 | 3439.348 | Competitive | Competitive | 1 | FALSE | FALSE | 1 | Non-Competitive | 0.7035 | Competitive | 65.684 | 47.4028 | 2708.889 | 3461.167 | 69 | 1
SOKLABM5 PAUL_VERN1_1 FROM_TO | SOKLABM5 | PAUL_VERN1_1 | 170 | 1 | 1 | LKPAULS4 | VRNMAIN4 | FROM_TO | 74960.94 | 75047.13 | -125.463 | 0 | 1149.2 | 1698.298 | -0.03533 | 0.20746 | -0.22714 | 0.53911 | 147.4779 | -116.961 | 0 | 2469.506 | 3695.052 | 5011.487 | 3695.052 | 820.387 | 1235.929 | 10000 | 3695.052 | 2371.004 | 1901.791 | 4030.611 | 3695.052 | Competitive | Competitive | 1 | TRUE | FALSE | 1 | Non-Competitive | 0.703 | #N/A | #N/A | #N/A | #N/A | #N/A | #N/A | #N/A
SOKLABM5 PAUL_VERN1_1 TO_FROM | SOKLABM5 | PAUL_VERN1_1 | 170 | 1 | 1 | LKPAULS4 | VRNMAIN4 | TO_FROM | 74960.94 | 75034.35 | -130.749 | 0 | 2117.665 | 1070.618 | -0.01852 | 0.035328 | -0.53911 | 0.22714 | 130.3479 | 68.178 | 5208.44 | 3695.052 |  | 3695.052 | 3201.387 | 1226.879 | 2144.638 | 3695.052 | 3201.387 | 1888.192 | 3250.666 | 3695.052 | 3340.571 | Competitive | Competitive | 1 | TRUE | FALSE | 1 | Non-Competitive | 0.703 | #N/A | #N/A | #N/A | #N/A | #N/A | #N/A | #N/A
SORNLON8 CHAS_T_SKIDMO1_1 FROM_TO | SORNLON8 | CHAS_T_SKIDMO1_1 | 38 | 1 | 1 | SKIDMOR2 | CFLD2TP2 | FROM_TO | 74960.94 | 75029.38 | -54.8683 | 0 | 1186.496 | 1201.448 | -0.00538 | 0.022103 | -0.26002 | 0.57351 | 19.3139 | -39.7728 | 0 | 5644.313 |  | 1356.265 | 6791.142 | 1143.865 | 1100.301 | 1829.867 | 6200.577 | 1516.56 | 1722.117 | 1536.003 | 5667.049 | Competitive | Competitive | 1 | TRUE | FALSE | 1 | Non-Competitive | 0.75 | Competitive | 21.9747 | -40.1046 | 1605.2 | 5425.477 | 38 | 1
SORNLON8 CHAS_T_SKIDMO1_1 TO_FROM | SORNLON8 | CHAS_T_SKIDMO1_1 | 38 | 1 | 1 | SKIDMOR2 | CFLD2TP2 | TO_FROM | 74960.94 | 74922.67 | -14.3836 | 0 | 1208.632 | 1184.461 | -0.0221 | 0.00538 | -0.57351 | 0.26002 | 59.9373 | 8.4898 | 0 |  | 5644.313 | 6652.555 | 2510.22 | 941.649 | 1936.288 | 6023.475 | 2594.092 | 1452.237 | 2583.161 | 5556.359 | 2626.209 | Competitive | Non-Competitive | 0 | TRUE | FALSE | 1 | Non-Competitive | 0.75 | Non-Competitive | 63.1107 | 7.6833 | 5295.187 | 2825.109 | 38 | 1
SORNLON8 LON_HI_SMITH1_1 FROM_TO | SORNLON8 | LON_HI_SMITH1_1 | 61 | 1 | 1 | LNHILL 2 | SMITH 2 | FROM_TO | 74960.94 | 74992.65 | -56.3551 | 0 | 1230.894 | 1116.479 | -0.01782 | 0.025477 | -0.85223 | 0.073233 | 33.2955 | -44.9391 | 0 | 3144.585 |  | 1400.909 | 10000 | 1144.823 | 1044.811 | 1419.095 | 10000 | 1668.578 | 2147.908 | 1695.235 | 10000 | Competitive | Competitive | 1 | TRUE | FALSE | 1 | Non-Competitive | 0.7735 | Competitive | 32.0801 | -51.0797 | 1751.651 | 10000 | 61 | 1
SORNLON8 LON_HI_SMITH1_1 TO_FROM | SORNLON8 | LON_HI_SMITH1_1 | 61 | 1 | 1 | LNHILL 2 | SMITH 2 | TO_FROM | 74960.94 | 74943.21 | -28.7827 | 0 | 1116.479 | 1230.894 | -0.02548 | 0.017825 | -0.07323 | 0.85223 | 62.3097 | 11.883 | 0 |  | 5097.647 | 10000 | 2627.755 | 892.118 | 1925.857 | 10000 | 2678.921 | 1799.38 | 2891.252 | 10000 | 2949.468 | Competitive | Non-Competitive | 0 | TRUE | FALSE | 1 | Non-Competitive | 0.7735 | Non-Competitive | 71.5675 | 15.8141 | 10000 | 3153.792 | 61 | 1
SORNLON8 SINTON_SKIDMO1_1 FROM_TO | SORNLON8 | SINTON_SKIDMO1_1 | 38 | 1 | 1 | SKIDMOR2 | SINTON 2 | FROM_TO | 74960.94 | 74850.81 | -16.8712 | 0 | 1210.181 | 1213.957 | -0.02214 | 0.005347 | -0.17684 | 0.42645 | 57.4403 | 6.0015 | 0 |  | 5644.313 | 6641.693 | 2510.024 | 948.567 | 1887.686 | 6014.992 | 2594 | 1499.762 | 2579.938 | 5538.86 | 2625.627 | Competitive | Non-Competitive | 0 | TRUE | FALSE | 1 | Non-Competitive | 0.7345 | Non-Competitive | 60.6205 | 5.1951 | 5279.032 | 2823.581 | 38 | 1
SORNLON8 SINTON_SKIDMO1_1 TO_FROM | SORNLON8 | SINTON_SKIDMO1_1 | 38 | 1 | 1 | SKIDMOR2 | SINTON 2 | TO_FROM | 74960.94 | 74996.83 | -52.3809 | 0 | 1190.062 | 1210.181 | -0.00535 | 0.022136 | -0.42645 | 0.17684 | 21.8128 | -37.2818 | 0 | 2866.981 |  | 1355.888 | 6780.129 | 1123.983 | 1109.918 | 1829.858 | 6191.653 | 1514.625 | 1778.633 | 1535.165 | 5649.094 | Competitive | Competitive | 1 | TRUE | FALSE | 1 | Non-Competitive | 0.7345 | Competitive | 24.4661 | -37.6166 | 1603.672 | 5409.056 | 38 | 1
SOXYIN28 I_DUPP_I_DUPS1_1 FROM_TO | SOXYIN28 | I_DUPP_I_DUPS1_1 | 206 | 1 | 1 | DUPSW-I4 | DUP1-I2 4 | FROM_TO | 74960.94 | 75253.33 | 55.7029 | 0 | 0 | 10000 | -0.47898 | 0.000743 | -0.51325 | 0.000743 | 55.7739 | 55.7361 | 0 |  | 10000 | 791.633 | 10000 | 791.633 | 10000 | 791.633 | 10000 | 791.633 | 10000 | 791.633 | 10000 | Competitive | Competitive | 1 | TRUE | FALSE | 1 | Non-Competitive | 0.7265 | Competitive | 55.7257 | 55.6902 | 786.36 | 10000 | 206 | 1
SOXYIN28 I_DUPP_I_DUPS1_1 TO_FROM | SOXYIN28 | I_DUPP_I_DUPS1_1 | 206 | 1 | 1 | DUPSW-I4 | DUP1-I2 4 | TO_FROM | 74960.94 | 94328.7 | -55.691 | 0 | 10000 | 791.633 | -0.00074 | 0.47898 | -0.00074 | 0.51325 | 40.2739 | 45.5808 | 7134.64 | 10000 |  | 10000 | 925.509 | 10000 | 925.509 | 10000 | 925.509 | 10000 | 925.509 | 10000 | 925.509 | Competitive | Competitive | 1 | TRUE | FALSE | 1 | Non-Competitive | 0.7265 | Competitive | 40.2785 | 44.5543 | 10000 | 924.487 | 206 | 1
SP2CAG8 E1_M1_1 FROM_TO | SP2CAG8 | E1_M1_1 | 213 | 0 | 0 | FIVE_PTS | WSTSIDE | FROM_TO | 74960.94 | 75270.13 | 46.1939 | 0 | 1147.77 | 809.897 | -0.04945 | 0.1021 | -0.30868 | 0.44517 | 117.3594 | -4.4693 | 0 | 10000 | 10000 | 10000 | 10000 | 8816.274 | 5613.962 | 10000 | 10000 | 9979.3 | 9181.942 | 10000 | 10000 | Competitive | Competitive | 1 | TRUE | FALSE | 1 | Non-Competitive | 0.6955 | Competitive | 112.9523 | -4.2114 | 10000 | 10000 | 214 | 1
SP2CAG8 E1_M1_1 TO_FROM | SP2CAG8 | E1_M1_1 | 213 | 0 | 0 | FIVE_PTS | WSTSIDE | TO_FROM | 74960.94 | 75169.55 | -205.975 | 0 | 809.897 | 1438.45 | -0.10209 | 0.049451 | -0.44517 | 0.30868 | 120.0607 | -17.9907 | 0 | 10000 | 10000 | 10000 | 10000 | 4274.355 | 8820.833 | 10000 | 10000 | 8743.555 | 9979.301 | 10000 | 10000 | Competitive | Competitive | 1 | TRUE | FALSE | 1 | Non-Competitive | 0.6955 | Competitive | 120.7449 | -18.4259 | 10000 | 10000 | 214 | 1
SP5CAG8 B3_M1_1 FROM_TO | SP5CAG8 | B3_M1_1 | 213 | 1 | 1 | BROADVEW | FIVE_PTS | FROM_TO | 74960.94 | 75257.9 | 10.8377 | 0 | 1102.913 | 1251.827 | -0.07376 | 0.003546 | -0.31836 | 0.14339 | 118.1963 | 76.4549 | 0 |  | 10000 | 955.813 | 10000 | 892.624 | 8869.721 | 1784.768 | 10000 | 861.567 | 9815.468 | 900.071 | 10000 | Competitive | Competitive | 1 | TRUE | FALSE | 1 | Non-Competitive | 0.7735 | Competitive | 113.6624 | 72.1802 | 933.037 | 10000 | 213 | 1
SP5CAG8 B3_M1_1 TO_FROM | SP5CAG8 | B3_M1_1 | 213 | 1 | 1 | BROADVEW | FIVE_PTS | TO_FROM | 74960.94 | 75752.95 | -44.9301 | 0 | 1281.151 | 1050.934 | -0.00355 | 0.073764 | -0.14339 | 0.31836 | 97.6378 | 97.2973 | 3510.84 | 10000 |  | 10000 | 1041.492 | 8574.103 | 999.261 | 10000 | 1784.768 | 9799.593 | 943.749 | 10000 | 965.737 | Competitive | Competitive | 1 | TRUE | FALSE | 1 | Non-Competitive | 0.7735 | Competitive | 102.2676 | 99.4103 | 10000 | 976.12 | 213 | 1
SPAWCAL5 BLESSI_LOLITA1_1 FROM_TO | SPAWCAL5 | BLESSI_LOLITA1_1 | 211 | 1 | 1 | BLESSNG4 | LOLITA 4 | FROM_TO | 74960.94 | 73379.32 | -34.2244 | 0 | 1750.806 | 737.46 | -0.30965 | 0.044275 | -0.42294 | 0.13166 | 884.5827 | 251.2431 | 0 | 1460.484 | 1562.77 | 1834.675 | 5234.674 | 1184.161 | 1270.14 | 2041.058 | 6319.379 | 1351.427 | 4103.989 | 1628.149 | 4178.821 | Competitive | Non-Competitive | 0 | TRUE | FALSE | 0 | Non-Competitive | 0.7345 | Non-Competitive | 884.569 | 212.5195 | 1674.478 | 4147.855 | 211 | 1
SPAWCAL5 BLESSI_LOLITA1_1 TO_FROM | SPAWCAL5 | BLESSI_LOLITA1_1 | 211 | 1 | 1 | BLESSNG4 | LOLITA 4 | TO_FROM | 74960.94 | 76899.81 | -704.902 | 0 | 737.461 | 1789.21 | -0.04428 | 0.30965 | -0.13166 | 0.42294 | -117.15 | -169.45 | 464.04 | 1113.448 | 1845.647 | 5234.674 | 2081.338 | 992.585 | 1358.685 | 6319.379 | 2041.058 | 3590.126 | 1529.183 | 3654.001 | 1844.954 | Competitive | Competitive | 1 | TRUE | FALSE | 1 | Non-Competitive | 0.7345 | Competitive | -98.9531 | -362.096 | 3594.036 | 1797.345 | 211 | 1
SPAWLON5 AIRCO4_RINCON1_1 FROM_TO | SPAWLON5 | AIRCO4_RINCON1_1 | 157 | 1 | 1 | AIRCO 4 | RINCON 4 | FROM_TO | 74960.94 | 74163.88 | -50.9636 | 0 | 1226.947 | 1171.906 | -0.1168 | 0.16156 | -0.14379 | 0.20768 | 273.2266 | 52.1207 | 0 | 3620.461 | 2482.692 | 3723.467 | 2530.351 | 717.842 | 2336.478 | 4448.859 | 2702.301 | 3232.324 | 2890.47 | 3791.545 | 2907.941 | Competitive | Non-Competitive | 0 | TRUE | FALSE | 1 | Non-Competitive | 0.742 | Non-Competitive | 261.3471 | 46.822 | 3786.76 | 3060.42 | 157 | 1
SPAWLON5 AIRCO4_RINCON1_1 TO_FROM | SPAWLON5 | AIRCO4_RINCON1_1 | 157 | 1 | 1 | AIRCO 4 | RINCON 4 | TO_FROM | 74960.94 | 75335.06 | -268.59 | 0 | 1352.98 | 1155.147 | -0.16156 | 0.1168 | -0.20768 | 0.14379 | 73.5342 | -239.166 | 0 | 1341.752 | 3620.461 | 1358.955 | 3723.467 | 1238.768 | 803.054 | 1888.421 | 4448.859 | 1678.985 | 3273.456 | 1699.947 | 3791.545 | Competitive | Competitive | 1 | TRUE | FALSE | 1 | Non-Competitive | 0.742 | Competitive | 84.391 | -231.295 | 1721.122 | 3786.76 | 157 | 1
SPAWLON5 BONIVI_RINCON1_1 FROM_TO | SPAWLON5 | BONIVI_RINCON1_1 | 38 | 1 | 1 | RINCON 2 | BONEVEW2 | FROM_TO | 74960.94 | 74984.02 | -42.9833 | 0 | 1545.886 | 1181.075 | -0.01169 | 0.023469 | -0.76366 | 0.06836 | 19.7996 | -37.7189 | 0 | 5644.313 |  | 1346.015 | 2527.138 | 1226.98 | 779.015 | 1825.765 | 3259.844 | 1605.424 | 1539.729 | 1632.252 | 2426.312 | Competitive | Competitive | 1 | TRUE | FALSE | 1 | Non-Competitive | 0.719 | Competitive | 23.6659 | -36.5332 | 1656.203 | 2409.612 | 38 | 1
SPAWLON5 BONIVI_RINCON1_1 TO_FROM | SPAWLON5 | BONIVI_RINCON1_1 | 38 | 1 | 1 | RINCON 2 | BONEVEW2 | TO_FROM | 74960.94 | 74889.63 | -17.137 | 0 | 1275.687 | 1707.195 | -0.02347 | 0.011689 | -0.06836 | 0.76366 | 42.941 | 7.2834 | 0 |  | 5644.313 | 2527.138 | 2511.723 | 692.97 | 2293.929 | 3259.844 | 2598.62 | 1467.621 | 2784.495 | 2426.312 | 2821.408 | Competitive | Non-Competitive | 0 | TRUE | FALSE | 1 | Non-Competitive | 0.719 | Non-Competitive | 41.5041 | 5.7538 | 2409.612 | 2975.423 | 38 | 1
SPAWLON5 CSA_ORN_1 FROM_TO | SPAWLON5 | CSA_ORN_1 | 45 | 1 | 1 | ORANGEGRVSB9 | CSABLK 9 | FROM_TO | 74960.94 | 75015.55 | -16.4003 | 0 | 1653.195 | 1175.184 | -0.01753 | 0.010277 | -0.55552 | 0.26152 | 13.9965 | -14.6098 | 0 |  |  | 1284.327 | 10000 | 1101.737 | 882.227 | 1284.327 | 10000 | 1395.775 | 3513.018 | 1430.84 | 10000 | Competitive | Competitive | 1 | FALSE | FALSE | 1 | Non-Competitive | 0.719 | Competitive | 18.0885 | -13.2858 | 1398.225 | 10000 | 45 | 1
SPAWLON5 CSA_ORN_1 TO_FROM | SPAWLON5 | CSA_ORN_1 | 45 | 1 | 1 | ORANGEGRVSB9 | CSABLK 9 | TO_FROM | 74960.94 | 75063.5 | -13.1211 | 0 | 852.787 | 1789.234 | -0.01028 | 0.017528 | -0.26152 | 0.55552 | 18.1787 | 1.6238 | 0 |  |  | 10000 | 2547.34 | 781.43 | 2080.505 | 10000 | 2547.34 | 3323.911 | 2773.91 | 10000 | 2818.688 | Competitive | Competitive | 1 | FALSE | FALSE | 1 | Non-Competitive | 0.719 | Competitive | 17.2872 | -0.42571 | 10000 | 2959.429 | 45 | 1
SPAWLON5 KENEDS_KENEDY1_1 FROM_TO | SPAWLON5 | KENEDS_KENEDY1_1 | 38 | 1 | 1 | KENDYSW2 | KENEDY 2 | FROM_TO | 74960.94 | 74867.93 | 22.1552 | 0 | 1241.442 | 1129.224 | -0.01619 | 0.00724 | -0.80618 | 0.15421 | 113.0043 | 50.4045 | 0 |  |  | 3340.303 | 1925.075 | 983.471 | 1478.184 | 10000 | 2402.115 | 1895.519 | 2216.904 | 5320.64 | 2268.104 | Competitive | Non-Competitive | 0 | FALSE | FALSE | 0 | Non-Competitive | 0.695 | Non-Competitive | 111.8768 | 47.5166 | 5193.044 | 2239.633 | 38 | 1
SPAWLON5 KENEDS_KENEDY1_1 TO_FROM | SPAWLON5 | KENEDS_KENEDY1_1 | 38 | 1 | 1 | KENDYSW2 | KENEDY 2 | TO_FROM | 74960.94 | 75285.6 | -104.16 | 0 | 1129.223 | 1152.45 | -0.00724 | 0.01619 | -0.15421 | 0.80618 | -16.7592 | -78.5016 | 0 |  |  | 1095.764 | 3845.926 | 895.9 | 1134.269 | 1266.083 | 10000 | 1243.429 | 2215.472 | 1281.383 | 5849.669 | Competitive | Competitive | 1 | FALSE | FALSE | 1 | Non-Competitive | 0.695 | Competitive | -8.2108 | -76.5843 | 1208.455 | 5694.501 | 38 | 1
SPAWLON5 SINTON_SKIDMO1_1 FROM_TO | SPAWLON5 | SINTON_SKIDMO1_1 | 38 | 1 | 1 | SKIDMOR2 | SINTON 2 | FROM_TO | 74960.94 | 74757.45 | -9.0628 | 0 | 1211.037 | 1211.82 | -0.02348 | 0.004644 | -0.17951 | 0.42152 | 74.5235 | 15.5767 | 0 |  | 5644.313 | 3128.486 | 2434.777 | 948.193 | 1889.279 | 7224.607 | 2482.729 | 1413.937 | 2530.84 | 3786.002 | 2561.931 | Competitive | Non-Competitive | 0 | TRUE | FALSE | 1 | Non-Competitive | 0.68 | Non-Competitive | 76.2395 | 13.2593 | 3875.191 | 2777.573 | 38 | 1
SPAWLON5 SINTON_SKIDMO1_1 TO_FROM | SPAWLON5 | SINTON_SKIDMO1_1 | 38 | 1 | 1 | SKIDMOR2 | SINTON 2 | TO_FROM | 74960.94 | 75010.7 | -69.0933 | 0 | 1173.173 | 1211.037 | -0.00464 | 0.023484 | -0.42152 | 0.17951 | 16.0556 | -50.3577 | 0 | 2868.479 |  | 1292.962 | 3619.717 | 1097.592 | 1103.614 | 1309.649 | 7345.357 | 1426.085 | 1676.933 | 1439.963 | 4260.683 | Competitive | Competitive | 1 | TRUE | FALSE | 1 | Non-Competitive | 0.68 | Competitive | 19.5993 | -49.2556 | 1502.927 | 4362.364 | 38 | 1
SPAWSAN5 PAWNEE_XF1 FROM_TO | SPAWSAN5 | PAWNEE_XF1 | 150 | 1 | 1 | PAWNEESW8 | PAWNEESW5 | FROM_TO | 74960.94 | 75012.92 | -87.9045 | 0 | 767.601 | 1378.447 | -0.03226 | 0.073389 | -0.08527 | 0.5032 | 145.5675 | -25.0848 | 0 | 3269.798 | 2087.914 | 3522.619 | 1796.566 | 815.465 | 1962.652 | 6313.392 | 1814.555 | 3590.582 | 1746.413 | 4147.359 | 1746.201 | Competitive | Competitive | 1 | TRUE | FALSE | 1 | Non-Competitive | 0.7035 | Competitive | 73.2745 | -83.9889 | 1089.578 | 5415.134 | 150 | 1
SPAWSAN5 PAWNEE_XF1 TO_FROM | SPAWSAN5 | PAWNEE_XF1 | 150 | 1 | 1 | PAWNEESW8 | PAWNEESW5 | TO_FROM | 74960.94 | 75102.38 | -90.5469 | 0 | 1324.057 | 767.6 | -0.07339 | 0.034144 | -0.5032 | 0.085268 | 78.9005 | -74.5284 | 0 | 1151.116 | 4840.616 | 1286.768 | 4704.408 | 1387.067 | 1108.803 | 1151.116 | 6313.392 | 1153.322 | 4824.291 | 1151.364 | 5462.249 | Competitive | Competitive | 1 | TRUE | FALSE | 1 | Non-Competitive | 0.7035 | Non-Competitive | 157.006 | -19.8378 | 4440.401 | 1730.359 | 150 | 0
SPCAJNE9 SYC_CORY_1 FROM_TO | SPCAJNE9 | SYC_CORY_1 | 36 | 1 | 1 | TNSYCAMORE0 | TNCORYELCO0 | FROM_TO | 74960.94 | 74968.07 | -0.35632 | 0 | 2154.975 | 1218.277 | -0.00157 | 0.013129 | -0.49524 | 0.47742 | 31.218 | 18.149 | 0 |  |  | 10000 | 3951.108 | 1445.059 | 1226.516 | 10000 | 5029.728 | 1453.533 | 1740.844 | 10000 | 4493.318 | Competitive | Competitive | 1 | FALSE | FALSE | 1 | Non-Competitive | 0.7345 | #N/A | #N/A | #N/A | #N/A | #N/A | #N/A | #N/A
SPCAJNE9 SYC_CORY_1 TO_FROM | SPCAJNE9 | SYC_CORY_1 | 36 | 1 | 1 | TNSYCAMORE0 | TNCORYELCO0 | TO_FROM | 74960.94 | 75035.35 | -24.6525 | 0 | 1218.277 | 2174.327 | -0.01313 | 0.002075 | -0.47742 | 0.49524 | -1.2688 | -28.226 | 0 |  |  | 3682.451 | 10000 | 855.468 | 1462.204 | 7969.999 | 10000 | 1169.476 | 1457.08 | 3591.593 | 10000 | Competitive | Competitive | 1 | FALSE | FALSE | 1 | Non-Competitive | 0.7345 | #N/A | #N/A | #N/A | #N/A | #N/A | #N/A | #N/A
SPCAPAN9 SEA_AAT1 FROM_TO | SPCAPAN9 | SEA_AAT1 | 60 | 1 | 1 | SEATON9 | SEATON8 | FROM_TO | 74960.94 | 76551.73 | -46.4143 | 0 | 1754.027 | 828.85 | -0.00225 | 0.01081 | -0.04711 | 0.59561 | -14.0483 | -17.4974 | 5268.44 |  |  | 8357.462 | 1217.847 | 1772.146 | 1080.025 | 8357.462 | 4310.75 | 7620.475 | 1389.942 | 8735.018 | 1603.409 | Competitive | Competitive | 1 | FALSE | FALSE | 1 | Non-Competitive | 0.7655 | Competitive | -14.972 | -32.3384 | 8731.894 | 2333.282 | 60 | 1
SPCAPAN9 SEA_AAT1 TO_FROM | SPCAPAN9 | SEA_AAT1 | 60 | 1 | 1 | SEATON9 | SEATON8 | TO_FROM | 74960.94 | 74988.33 | 21.3552 | 0 | 722.894 | 1754.025 | -0.01081 | 0.002254 | -0.59561 | 0.047106 | 43.6802 | 20.0037 | 0 |  |  | 859.266 | 8357.462 | 869.779 | 1892.972 | 4310.75 | 8357.462 | 1079.802 | 7672.086 | 1174.741 | 8735.018 | Competitive | Competitive | 1 | FALSE | FALSE | 1 | Non-Competitive | 0.7655 | Competitive | 46.9149 | 18.2886 | 1444.097 | 8731.894 | 60 | 1
SPEASAN8 BIG_PEAR_1 FROM_TO | SPEASAN8 | BIG_PEAR_1 | 45 | 1 | 1 | BIGFOOTSUB9 | PEARSALLSW9 | FROM_TO | 74960.94 | 75257.35 | -37.4131 | 0 | 1158.031 | 906.621 | -0.07593 | 0.00504 | -0.07593 | 0.6675 | 22.6346 | -7.9847 | 0 |  | 10000 | 802.377 | 10000 | 777.112 | 2890.22 | 974.79 | 10000 | 732.531 | 9475.941 | 871.661 | 10000 | Competitive | Competitive | 1 | TRUE | FALSE | 1 | Non-Competitive | 0.695 | Competitive | 14.8204 | -9.0263 | 1313.979 | 10000 | 45 | 1
SPEASAN8 BIG_PEAR_1 TO_FROM | SPEASAN8 | BIG_PEAR_1 | 45 | 1 | 1 | BIGFOOTSUB9 | PEARSALLSW9 | TO_FROM | 74960.94 | 74960.17 | -19.0906 | 0 | 849.829 | 1158.031 | -0.00504 | 0.075932 | -0.6675 | 0.075932 | 45.512 | -7.3732 | 0 | 10000 |  | 10000 | 1176.245 | 1933.972 | 994.83 | 10000 | 1584.61 | 8960.703 | 999.63 | 10000 | 1257.92 | Competitive | Non-Competitive | 0 | TRUE | FALSE | 1 | Non-Competitive | 0.695 | Competitive | 43.7764 | -3.7282 | 10000 | 1626.118 | 45 | 0
SPEASAN8 PEARSALL_69_4 FROM_TO | SPEASAN8 | PEARSALL_69_4 | 200 | 1 | 1 | PEARSALLSW9 | PEARSALLSW8 | FROM_TO | 74960.94 | 75596.5 | -88.0685 | 0 | 10000 | 749.424 | -0.21834 | 0.57859 | -0.21834 | 0.57859 | 61.3107 | -15.5829 | 0 | 10000 | 10000 | 10000 | 10000 | 5069.743 | 4669.852 | 10000 | 10000 | 9984.7 | 9938.337 | 10000 | 10000 | Competitive | Competitive | 1 | TRUE | FALSE | 1 | Non-Competitive | 0.703 | Competitive | 103.2899 | 20.6321 | 9893.794 | 10000 | 143 | 1
SPEASAN8 PEARSALL_69_4 TO_FROM | SPEASAN8 | PEARSALL_69_4 | 200 | 1 | 1 | PEARSALLSW9 | PEARSALLSW8 | TO_FROM | 74960.94 | 75147.1 | -16.3211 | 0 | 749.424 | 10000 | -0.5786 | 0.21834 | -0.5786 | 0.21834 | 92.2851 | -4.1689 | 0 | 9621.317 | 10000 | 10000 | 10000 | 3214.064 | 5450.841 | 10000 | 10000 | 9786.05 | 9987.354 | 9944.893 | 10000 | Competitive | Competitive | 1 | TRUE | FALSE | 1 | Non-Competitive | 0.703 | Competitive | 49.3588 | -43.0042 | 10000 | 10000 | 143 | 1
SPELPAP8 LON_HI_PELICA1_1 FROM_TO | SPELPAP8 | LON_HI_PELICA1_1 | 470 | 3 | 3 | LNHILL 4 | PELICAN4A | FROM_TO | 74960.94 | 94328.7 | 0 | 0 | 0 | 0 | 0 | 0 | 0 | 0 | 0 | 0 | 0 | [10 empty] | 0 | 0 | Competitive | Competitive | 1 | FALSE | TRUE | 1 | Non-Competitive | 0.8045 | Competitive | 133.0733 | -157.327 | 3287.126 | 5492.133 | 470 | 1
SPELPAP8 LON_HI_PELICA1_1 TO_FROM | SPELPAP8 | LON_HI_PELICA1_1 | 470 | 3 | 3 | LNHILL 4 | PELICAN4A | TO_FROM | 74960.94 | 94328.7 | 0 | 0 | 0 | 0 | 0 | 0 | 0 | 0 | 0 | 0 | 0 | [10 empty] | 0 | 0 | Competitive | Competitive | 1 | FALSE | TRUE | 1 | Non-Competitive | 0.8045 | Competitive | 425.8112 | -7.3518 | 2374.833 | 4325.817 | 470 | 1
SPELWHI8 LON_HI_PELICA1_1 FROM_TO | SPELWHI8 | LON_HI_PELICA1_1 | 470 | 0 | 0 | LNHILL 4 | PELICAN4A | FROM_TO | 74960.94 | 75897.65 | -275.375 | 0 | 1173.629 | 2474.268 | -0.21857 | 0.093092 | -0.38931 | 0.10997 | 107.5162 | -117.564 | 0 | 2194.84 | 4689.462 | 4231.562 | 5644.313 | 990.99 | 2302.042 | 10000 | 5644.313 | 2033.012 | 5418.051 | 2512.929 | 5496.116 | Competitive | Competitive | 1 | TRUE | FALSE | 1 | Non-Competitive | 0.742 | Competitive | 0 | 0 | 0 | 0 | 470 | 1
SPELWHI8 LON_HI_PELICA1_1 TO_FROM | SPELWHI8 | LON_HI_PELICA1_1 | 470 | 0 | 0 | LNHILL 4 | PELICAN4A | TO_FROM | 74960.94 | 75895.16 | -97.849 | 0 | 2474.269 | 1170.998 | -0.09309 | 0.38931 | -0.10997 | 0.38931 | 362.3463 | -14.1106 | 0 | 2204.713 | 3894.581 | 2414.174 | 4231.562 | 1483.731 | 1342.447 | 2414.174 | 10000 | 2411.631 | 2888.045 | 2423.304 | 3548.617 | Competitive | Competitive | 1 | TRUE | FALSE | 1 | Non-Competitive | 0.742 | Competitive | 380 | 0 | 4120.112 | 0 | 470 | 1
SPLDAND8 6146__A FROM_TO | SPLDAND8 | 6146__A | 83 | 6 | 6 | STANTON_E_8 | SU TRIA-NEW | FROM_TO | 74960.94 | 94328.7 | -12.6172 | 0 | 788.325 | 0 | -0.00017 | 0 | -0.00017 | 0.99983 | -12.6121 | -11.4098 | 7134.64 |  |  |  | 921.083 |  | 921.083 |  | 921.083 |  | 921.083 | 0 | 921.083 | Competitive | Competitive | 1 | FALSE | TRUE | 1 | Non-Competitive | 0.7815 | Competitive | 0 | 0 | 0 | 0 | 83 | 1
SPLDAND8 6146__A TO_FROM | SPLDAND8 | 6146__A | 83 | 6 | 6 | STANTON_E_8 | SU TRIA-NEW | TO_FROM | 74960.94 | 75031.28 | 12.6172 | 0 | 788.325 | 0 | 0 | 0.000168 | -0.99983 | 0.000168 | 12.6693 | 12.6106 | 0 |  |  | 788.325 |  | 788.325 |  | 788.325 |  | 788.325 |  | 788.325 | 0 | Competitive | Competitive | 1 | FALSE | TRUE | 1 | Non-Competitive | 0.7815 | Competitive | 0 | 0 | 0 | 0 | 83 | 1
SPLDAND8 6611__A FROM_TO | SPLDAND8 | 6611__A | 197 | 6 | 6 | ACKRLYVE_9 | ACKERLY_9 | FROM_TO | 74960.94 | 75220.93 | 2.8555 | 0 | 1127.159 | 2095.424 | 0 | 0.049587 | -0.6552 | 0.24765 | 26.6517 | 5.0444 | 0 | 3982.155 |  | 3982.155 |  | 1058.021 |  | 5319.941 |  | 2620.614 |  | 3404.008 | 0 | Competitive | Competitive | 1 | TRUE | FALSE | 1 | Non-Competitive | 0.75 | Competitive | 34.4421 | 12.8462 | 3709.747 | 10000 | 195 | 1
SPLDAND8 6611__A TO_FROM | SPLDAND8 | 6611__A | 197 | 6 | 6 | ACKRLYVE_9 | ACKERLY_9 | TO_FROM | 74960.94 | 75765.43 | -26.152 | 0 | 2095.424 | 981.969 | -0.04959 | 0.013202 | -0.24765 | 0.6552 | -2.2523 | -11.107 | 0 |  | 10000 | 10000 | 10000 | 7386.683 | 1349.778 | 10000 | 10000 | 9861.937 | 6229.244 | 10000 | 10000 | Competitive | Competitive | 1 | TRUE | FALSE | 1 | Non-Competitive | 0.75 | Competitive | 26.8021 | -17.0852 | 7981.438 | 10000 | 195 | 1
SPSGJF48 DR_GV_06_A FROM_TO | SPSGJF48 | DR_GV_06_A | 478 | 1 | 1 | DROUET__138A | GARDEN__138A | FROM_TO | 74960.94 | 74536.93 | -305.718 | 0 | 2010.579 | 1174.375 | -0.06575 | 0.22498 | -0.20726 | 0.70006 | 543.1919 | -95.4503 | 0 | 2363.791 | 3503.407 | 3112.312 | 5169.769 | 2202.261 | 1331.257 | 4316.655 | 10000 | 3500.107 | 1766.413 | 3500.649 | 3030.576 | Competitive | Non-Competitive | 0 | TRUE | FALSE | 1 | Non-Competitive | 0.703 | Non-Competitive | 512.9744 | 247.7091 | 3465.824 | 4635.064 | 478 | 1
SPSGJF48 DR_GV_06_A TO_FROM | SPSGJF48 | DR_GV_06_A | 478 | 1 | 1 | DROUET__138A | GARDEN__138A | TO_FROM | 74960.94 | 75189.5 | -341.158 | 0 | 1244.93 | 2010.579 | -0.22498 | 0.065746 | -0.70006 | 0.20726 | 310.5896 | -246.726 | 0 | 2211.46 | 2363.791 | 5169.769 | 3112.312 | 1053.143 | 2207.429 | 10000 | 4316.655 | 1327.102 | 3500.124 | 1998.183 | 3500.649 | Competitive | Competitive | 1 | TRUE | FALSE | 1 | Non-Competitive | 0.703 | Competitive | 283.0234 | -299.759 | 4635.064 | 3465.824 | 478 | 1
SPYOWIC9 M_69_E5_1 FROM_TO | SPYOWIC9 | M_69_E5_1 | 24 | 5 | 5 | TNPECOS___0 | TNBARSTOWT0 | FROM_TO | 74960.94 | 75043.33 | -11.7099 | 0 | 788.325 | 0 | -0.00016 | 0 | -0.43397 | 0.43999 | -11.7051 | -10.5893 | 7134.64 |  |  |  | 921.083 |  | 921.083 |  | 921.083 |  | 921.083 | 0 | 921.083 | Competitive | Competitive | 1 | FALSE | TRUE | 1 | Non-Competitive | 0.9925 | #N/A | #N/A | #N/A | #N/A | #N/A | #N/A | #N/A
SPYOWIC9 M_69_E5_1 TO_FROM | SPYOWIC9 | M_69_E5_1 | 24 | 5 | 5 | TNPECOS___0 | TNBARSTOWT0 | TO_FROM | 74960.94 | 74988.76 | 11.7099 | 0 | 788.325 | 0 | 0 | 0.000156 | -0.43999 | 0.43397 | 11.7582 | 11.7037 | 0 |  |  | 788.325 |  | 788.325 |  | 788.325 |  | 788.325 |  | 788.325 | 0 | Competitive | Competitive | 1 | FALSE | TRUE | 1 | Non-Competitive | 0.9925 | #N/A | #N/A | #N/A | #N/A | #N/A | #N/A | #N/A
SQNMCBY8 PRTTLR84_A FROM_TO | SQNMCBY8 | PRTTLR84_A | 220 | 1 | 1 | PORT____138A | TAYLOR__8010 | FROM_TO | 74960.94 | 74748.81 | -165.225 | 0 | 1945.504 | 1655.982 | -0.23229 | 0.058641 | -0.65421 | 0.32042 | 358.9416 | -73.3724 | 0 | 2627.665 | 2741.379 | 2627.665 | 2920.078 | 985.288 | 2612.463 | 3464.732 | 3829.444 | 2399.985 | 3339.046 | 3043.698 | 3345.606 | Competitive | Non-Competitive | 0 | TRUE | FALSE | 1 | Non-Competitive | 1 | Non-Competitive | 360.8784 | -78.4047 | 3134.041 | 3341.584 | 216 | 1
SQNMCBY8 PRTTLR84_A TO_FROM | SQNMCBY8 | PRTTLR84_A | 220 | 1 | 1 | PORT____138A | TAYLOR__8010 | TO_FROM | 74960.94 | 74861.28 | -336.475 | 0 | 1655.982 | 1945.504 | -0.05864 | 0.23229 | -0.32042 | 0.65421 | 245.1492 | -280.183 | 0 | 2741.379 | 2627.665 | 2920.078 | 2627.665 | 2519.098 | 1091.208 | 3829.444 | 3464.732 | 3335.69 | 2435.907 | 3345.606 | 3043.698 | Competitive | Non-Competitive | 0 | TRUE | FALSE | 1 | Non-Competitive | 1 | Non-Competitive | 235.9717 | -285.474 | 3341.584 | 3134.041 | 216 | 1
SRENALN5 ALNSW_AXFMR1H-H FROM_TO | SRENALN5 | ALNSW_AXFMR1H-H | 515 | 1 | 1 | ALLENSW1_5 | ALLENSTR | FROM_TO | 74960.94 | 77413.14 | -504.316 | 0 | 1068.829 | 3109.539 | -0.04969 | 0.015339 | -0.28769 | 0.42256 | -178.431 | -358.86 | 5.14 |  | 4249.519 | 2285.439 | 4122.493 | 1076.381 | 1739.794 | 2844.873 | 4470.579 | 1315.195 | 3206.299 | 2175.452 | 4117.673 | Competitive | Competitive | 1 | TRUE | FALSE | 1 | Non-Competitive | 0.7575 | #N/A | #N/A | #N/A | #N/A | #N/A | #N/A | #N/A
SRENALN5 ALNSW_AXFMR1H-H TO_FROM | SRENALN5 | ALNSW_AXFMR1H-H | 515 | 1 | 1 | ALLENSW1_5 | ALLENSTR | TO_FROM | 74960.94 | 74552.14 | 183.0777 | 0 | 3109.54 | 1038.067 | -0.01534 | 0.049689 | -0.42255 | 0.28769 | 685.4448 | 351.846 | 0 | 4249.519 |  | 4122.493 | 2905.782 | 1685.172 | 1813.187 | 4470.579 | 3096.576 | 3182.995 | 1932.118 | 4117.673 | 2660.858 | Non-Competitive | Non-Competitive | 0 | TRUE | FALSE | 1 | Non-Competitive | 0.7575 | #N/A | #N/A | #N/A | #N/A | #N/A | #N/A | #N/A
SRILBOM5 GRBC_VERN1_1 FROM_TO | SRILBOM5 | GRBC_VERN1_1 | 38 | 2 | 2 | VRNMAIN2 | GRYBACT2 | FROM_TO | 74960.94 | 74996.61 | 2.322 | 0 | 0 | 788.325 | 0 | 3.1e-05 | -0.99997 | 3.1e-05 | 2.3319 | 2.3211 | 0 |  |  | 788.325 |  | 788.325 |  | 788.325 |  | 788.325 |  | 788.325 | 0 | Competitive | Competitive | 1 | FALSE | TRUE | 1 | Non-Competitive | 0.75 | #N/A | #N/A | #N/A | #N/A | #N/A | #N/A | #N/A
SRILBOM5 GRBC_VERN1_1 TO_FROM | SRILBOM5 | GRBC_VERN1_1 | 38 | 2 | 2 | VRNMAIN2 | GRYBACT2 | TO_FROM | 74960.94 | 94328.7 | -2.322 | 0 | 0 | 788.325 | -3e-05 | 0 | -3e-05 | 0.99997 | -2.3214 | -2.1001 | 7134.64 |  |  |  | 921.083 |  | 921.083 |  | 921.083 |  | 921.083 | 0 | 921.083 | Competitive | Competitive | 1 | FALSE | TRUE | 1 | Non-Competitive | 0.75 | #N/A | #N/A | #N/A | #N/A | #N/A | #N/A | #N/A
SRIONED5 ADERHO_ELSA1_1 FROM_TO | SRIONED5 | ADERHO_ELSA1_1 | 235 | 1 | 1 | ELSA 4 | ADERHOLDSUB8 | FROM_TO | 74960.94 | 75830.99 | -130.269 | 0 | 1362.448 | 1007.547 | -0.01662 | 0.082976 | -0.36519 | 0.36497 | -81.9717 | -126.687 | 0 | 2548.744 |  | 2548.744 | 3337.149 | 2077.133 | 921.066 | 2548.744 | 10000 | 2329.595 | 833.226 | 2385.456 | 4022.234 | Competitive | Competitive | 1 | TRUE | FALSE | 1 | Non-Competitive | 0.8125 | Competitive | -44.6843 | -98.9359 | 2593.93 | 10000 | 235 | 1
SRIONED5 ADERHO_ELSA1_1 TO_FROM | SRIONED5 | ADERHO_ELSA1_1 | 235 | 1 | 1 | ELSA 4 | ADERHOLDSUB8 | TO_FROM | 74960.94 | 75241.73 | 81.8595 | 0 | 1112.798 | 1199.421 | -0.08298 | 0.016617 | -0.36497 | 0.36519 | 131.9891 | 116.7361 | 0 |  | 10000 | 2378.386 | 10000 | 790.867 | 3509.762 | 5738.052 | 10000 | 718.706 | 8996.218 | 2355.54 | 10000 | Competitive | Competitive | 1 | TRUE | FALSE | 1 | Non-Competitive | 0.8125 | Competitive | 108.1941 | 86.2573 | 3894.099 | 10000 | 235 | 1
SRNKPKR5 6060__A FROM_TO | SRNKPKR5 | 6060__A | 1631 | 1 | 1 | PARKER_5 | EAGLEMNT1_5 | FROM_TO | 74960.94 | 75497.9 | 689.3789 | 0 | 10000 | 2292.273 | -0.08519 | 0.071305 | -0.29082 | 0.14832 | 1473.697 | 893.4201 | 0 | 1757.176 | 2646.715 | 1978.026 | 2419.806 | 863.853 | 2522.784 | 2090.487 | 6261.257 | 1847.788 | 2390.988 | 2640.217 | 2428.456 | Competitive | Competitive | 1 | TRUE | FALSE | 1 | Non-Competitive | 0.703 | Non-Competitive | 2713.255 | 1326.497 | 938.173 | 2094.638 | 1621 | 0
SRNKPKR5 6060__A TO_FROM | SRNKPKR5 | 6060__A | 1631 | 1 | 1 | PARKER_5 | EAGLEMNT1_5 | TO_FROM | 74960.94 | 92677.51 | -1409.39 | 0 | 2305.733 | 10000 | -0.0713 | 0.085186 | -0.14832 | 0.29082 | -335.95 | -740.11 | 7014.64 | 2666.445 | 3745.774 | 2404.197 | 4583.86 | 2522.267 | 1214.25 | 4140.663 | 4627.968 | 2396.946 | 2999.158 | 2443.919 | 4911.331 | Competitive | Competitive | 1 | TRUE | FALSE | 1 | Non-Competitive | 0.703 | Competitive | -97.2592 | -1099.6 | 1880.31 | 1863.048 | 1621 | 1
SROCRIN8 GREGOR_RINCON1_1 FROM_TO | SROCRIN8 | GREGOR_RINCON1_1 | 61 | 1 | 1 | RINCON 2 | GREGORY2 | FROM_TO | 74960.94 | 74992.85 | 16.695 | 0 | 952.762 | 1156.391 | -0.01938 | 0.00401 | -0.55841 | 0.1764 | 43.1805 | 28.1293 | 0 |  |  | 3309.61 | 4115.517 | 768.663 | 2991.03 | 3309.61 | 5644.313 | 652.166 | 4342.838 | 3189.558 | 4814.798 | Competitive | Competitive | 1 | FALSE | FALSE | 1 | Non-Competitive | 0.7345 | Competitive | 43.8779 | 28.0954 | 3207.168 | 4725.118 | 61 | 1
SROCRIN8 GREGOR_RINCON1_1 TO_FROM | SROCRIN8 | GREGOR_RINCON1_1 | 61 | 1 | 1 | RINCON 2 | GREGORY2 | TO_FROM | 74960.94 | 75393.45 | -43.0433 | 0 | 1268.695 | 1163.691 | -0.00401 | 0.019381 | -0.1764 | 0.55841 | -15.3753 | -41.5626 | 0 |  |  | 4115.517 | 3309.61 | 2126.324 | 873.704 | 5644.313 | 3309.61 | 3959.612 | 725.741 | 4814.798 | 3189.558 | Competitive | Competitive | 1 | FALSE | FALSE | 1 | Non-Competitive | 0.7345 | Competitive | -15.0734 | -42.2731 | 4725.118 | 3207.168 | 61 | 1
SRODB_D8 AIRLIN_CABANI1_1 FROM_TO | SRODB_D8 | AIRLIN_CABANI1_1 | 320 | 1 | 1 | AIRLINE4 | CABINES4 | FROM_TO | 74960.94 | 75723.16 | -185.02 | 0 | 9074.932 | 1521.288 | -0.10595 | 0.58836 | -0.20644 | 0.68022 | 161.1146 | -102.817 | 0 | 6987.259 | 6084.662 | 10000 | 9091.172 | 6895.565 | 1987.801 | 10000 | 9091.172 | 9622.997 | 8020.328 | 9625.47 | 8278.155 | Competitive | Competitive | 1 | TRUE | FALSE | 1 | Non-Competitive | 0.742 | Competitive | 152.8946 | -105.842 | 9654.476 | 9334.596 | 320 | 1
SRODB_D8 AIRLIN_CABANI1_1 TO_FROM | SRODB_D8 | AIRLIN_CABANI1_1 | 320 | 1 | 1 | AIRLINE4 | CABINES4 | TO_FROM | 74960.94 | 75153.81 | 30.4826 | 0 | 1469.759 | 9074.934 | -0.58836 | 0.10595 | -0.68022 | 0.20644 | 188.6535 | 68.731 | 0 | 4469.246 | 9359.209 | 6211.347 | 10000 | 1559.637 | 9259.315 | 9091.172 | 10000 | 6892.873 | 9887.871 | 7116.707 | 9890.3 | Competitive | Competitive | 1 | TRUE | FALSE | 1 | Non-Competitive | 0.742 | Competitive | 189.9023 | 76.1718 | 8390.493 | 9887.876 | 320 | 1
SRODHOL8 AIRLIN_CABANI1_1 FROM_TO | SRODHOL8 | AIRLIN_CABANI1_1 | 320 | 1 | 1 | AIRLINE4 | CABINES4 | FROM_TO | 74960.94 | 75921.28 | -225.478 | 0 | 9074.931 | 1523.945 | -0.10649 | 0.58782 | -0.20698 | 0.67968 | 120.632 | -143.273 | 0 | 7008.647 | 6054.494 | 10000 | 9089.615 | 6932.354 | 1564.801 | 10000 | 9089.615 | 9629.52 | 7772.456 | 9631.747 | 8247.902 | Competitive | Competitive | 1 | TRUE | FALSE | 1 | Non-Competitive | 0.6955 | Competitive | 112.3118 | -146.535 | 9661.359 | 9332.263 | 320 | 1
SRODHOL8 AIRLIN_CABANI1_1 TO_FROM | SRODHOL8 | AIRLIN_CABANI1_1 | 320 | 1 | 1 | AIRLINE4 | CABINES4 | TO_FROM | 74960.94 | 75094.3 | 70.9812 | 0 | 1469.759 | 9074.934 | -0.58782 | 0.10649 | -0.67968 | 0.20698 | 229.1208 | 109.257 | 0 | 4441.376 | 9363.142 | 6193.822 | 10000 | 1248.68 | 9275.173 | 9089.615 | 10000 | 6658.566 | 9889.076 | 7075.794 | 9891.321 | Competitive | Competitive | 1 | TRUE | FALSE | 1 | Non-Competitive | 0.6955 | Competitive | 230.4732 | 116.7232 | 8369.391 | 9889.096 | 320 | 1
SRSPPWE8 1610__A FROM_TO | SRSPPWE8 | 1610__A | 210 | 2 | 2 | PL_WEST_8 | RICHCLLN_T8 | FROM_TO | 74960.94 | 74927.7 | 51.9545 | 0 | 1121.995 | 2639.513 | -0.11439 | 0.010437 | -0.73393 | 0.13403 | 234.3943 | 46.357 | 0 |  | 7403.354 | 989.835 | 7403.354 | 626.762 | 2726.541 | 1441.42 | 7403.354 | 730.845 | 6583.849 | 1008.657 | 7913.992 | Non-Competitive | Non-Competitive | 0 | TRUE | FALSE | 1 | Non-Competitive | 0.719 | Non-Competitive | 233.287 | 39.1791 | 934.686 | 7992.204 | 210 | 1
SRSPPWE8 1610__A TO_FROM | SRSPPWE8 | 1610__A | 210 | 2 | 2 | PL_WEST_8 | RICHCLLN_T8 | TO_FROM | 74960.94 | 76495.88 | -229.735 | 0 | 2639.51 | 1205.151 | -0.01044 | 0.11439 | -0.13402 | 0.73393 | -2.5396 | -68.7125 | 7134.64 | 7403.354 |  | 7403.354 | 1745.344 | 2726.541 | 824.124 | 7403.354 | 2092.202 | 6583.849 | 1057.311 | 7913.992 | 1720.625 | Competitive | Competitive | 1 | TRUE | FALSE | 1 | Non-Competitive | 0.719 | Competitive | 11.3033 | -64.0373 | 7992.204 | 1727.205 | 210 | 1
SSACSUN8 6215__A FROM_TO | SSACSUN8 | 6215__A | 143 | 2 | 2 | BLUFCKTA_8 | CHINAGRV_8 | FROM_TO | 74960.94 | 75042.35 | -102.104 | 0 | 1555.932 | 1005.371 | -0.05842 | 0.20439 | -0.20848 | 0.40247 | 124.421 | 78.291 | 5827.54 | 3224.44 | 9411.474 | 3299.4 | 9411.474 | 3060.365 | 3352.075 | 3017.329 | 9411.474 | 3471.516 | 8716.704 | 3475.381 | 9394.855 | Competitive | Competitive | 1 | TRUE | FALSE | 1 | Non-Competitive | 0.711 | Non-Competitive | 211.4264 | 150.9733 | 3407.734 | 9798.093 | 143 | 0
SSACSUN8 6215__A TO_FROM | SSACSUN8 | 6215__A | 143 | 2 | 2 | BLUFCKTA_8 | CHINAGRV_8 | TO_FROM | 74960.94 | 74954.49 | -93.0033 | 0 | 995.665 | 1655.1 | -0.00024 | 0.19092 | -0.40247 | 0.20848 | 145.5962 | 27.6476 | 0 | 3153.697 |  | 5145.484 | 2599.217 | 1338.932 | 2579.542 | 10000 | 2599.217 | 2836.163 | 2640.341 | 3104.296 | 2624.657 | Competitive | Non-Competitive | 0 | TRUE | FALSE | 1 | Non-Competitive | 0.711 | Non-Competitive | 189.5539 | 137.2746 | 8391.095 | 10000 | 143 | 1
SSACSUN8 6474__A FROM_TO | SSACSUN8 | 6474__A | 186 | 2 | 2 | MRGNCRK_8 | SUN_8 | FROM_TO | 74960.94 | 74939.83 | -0.33012 | 0 | 1331.021 | 4295.889 | -0.00185 | 0.033256 | -0.41902 | 0.033256 | 194.8431 | 141.6215 | 0 | 10000 |  | 7007.71 | 10000 | 864.995 | 8872.722 | 8714.632 | 10000 | 3088.414 | 9970.742 | 8325.616 | 10000 | Non-Competitive | Non-Competitive | 0 | TRUE | FALSE | 1 | Non-Competitive | 0.695 | Non-Competitive | 207.6456 | 161.8294 | 6399.092 | 9351.413 | 185 | 1
SSACSUN8 6474__A TO_FROM | SSACSUN8 | 6474__A | 186 | 2 | 2 | MRGNCRK_8 | SUN_8 | TO_FROM | 74960.94 | 76650.24 | -192.527 | 0 | 4295.892 | 1331.021 | -0.03326 | 0.41902 | -0.03326 | 0.41902 | 131.7542 | 58.0153 | 6157.04 | 3855.458 | 10000 | 4268.855 | 9797.944 | 3828.235 | 1136.812 | 4268.855 | 10000 | 3971.005 | 4853.468 | 3971.536 | 9930.484 | Competitive | Competitive | 1 | TRUE | FALSE | 1 | Non-Competitive | 0.695 | Competitive | 155.1411 | 75.5314 | 3786.193 | 9090.253 | 185 | 1
SSACSUN8 ASPM_69T1 FROM_TO | SSACSUN8 | ASPM_69T1 | 68.8 | 2 | 2 | ASPERMT2 | ASPERMT4 | FROM_TO | 74960.94 | 75330.34 | -52.3873 | 0 | 1441.62 | 1054.577 | -0.0014 | 0.011182 | -0.21736 | 0.54733 | -11.4538 | -11.7395 | 6064.64 |  |  | 5207.624 | 3404.815 | 3818.131 | 1005.443 | 5207.624 | 3428.446 | 5135.399 | 1700.26 | 5207.624 | 3729.594 | Competitive | Competitive | 1 | FALSE | FALSE | 1 | Non-Competitive | 0.703 | Competitive | -7.8686 | -10.0075 | 5207.624 | 3993.305 | 69 | 1
SSACSUN8 ASPM_69T1 TO_FROM | SSACSUN8 | ASPM_69T1 | 68.8 | 2 | 2 | ASPERMT2 | ASPERMT4 | TO_FROM | 74960.94 | 74990.3 | 11.3213 | 0 | 1098.32 | 1533.546 | -0.00017 | 0.10676 | -0.54733 | 0.21736 | 52.6915 | 14.988 | 0 | 5275.023 |  | 7024.34 | 3695.052 | 2032.392 | 3695.052 | 10000 | 3695.052 | 7434.604 | 3695.052 | 7507.627 | 3695.052 | Competitive | Competitive | 1 | TRUE | FALSE | 1 | Non-Competitive | 0.703 | Competitive | 57.2025 | 11.156 | 6972.964 | 3695.052 | 69 | 1
SSALSND5 425__A FROM_TO | SSALSND5 | 425__A | 1072 | 1 | 1 | TEMP_SS__5 | BELL_E_5 | FROM_TO | 74960.94 | 75920.26 | -1616.67 | 0 | 1042.093 | 1155.698 | -0.09441 | 0.14421 | -0.18148 | 0.2657 | 907.4561 | -175.227 | 5.14 | 1253.13 | 954.983 | 1076.644 | 1014.408 | 1253.13 | 955.619 | 9456.448 | 1573.105 | 1199.317 | 974.279 | 1199.317 | 974.337 | Competitive | Competitive | 1 | TRUE | TRUE | 1 | Competitive | 0.7265 | Competitive | 669.8246 | -404.458 | 808.635 | 2136.579 | 1065 | 1
SSALSND5 425__A TO_FROM | SSALSND5 | 425__A | 1072 | 1 | 1 | TEMP_SS__5 | BELL_E_5 | TO_FROM | 74960.94 | 73979.81 | -263.339 | 0 | 1177.059 | 1260.755 | -0.14421 | 0.094409 | -0.26569 | 0.18148 | 1253.407 | 702.6087 | 2929.84 | 844.277 | 1626.088 | 892.508 | 1374.109 | 844.869 | 1626.088 | 1445.958 | 9456.448 | 868.654 | 1514.692 | 868.7 | 1514.692 | Competitive | Competitive | 0 | TRUE | TRUE | 1 | Competitive | 0.7265 | Competitive | 1280.301 | 407.137 | 2136.579 | 1159.512 | 1065 | 1
SSALSND8 SNDSW_AXFMR2L-H FROM_TO | SSALSND8 | SNDSW_AXFMR2L-H | 750 | 4 | 4 | SAND_TXU_8 | SAND_STR | FROM_TO | 74960.94 | 76536.91 | 40.2375 | 0 | 1321.502 | 1667.931 | -0.38306 | 0.010157 | -0.40654 | 0.64856 | 109.9644 | 88.124 | 2929.84 |  | 9631.113 | 1207.74 | 10000 | 851.677 | 8895.378 | 3083.881 | 10000 | 1199.17 | 9970.456 | 1453.704 | 9975.363 | Competitive | Competitive | 1 | TRUE | FALSE | 1 | Non-Competitive | 0.7735 | #N/A | #N/A | #N/A | #N/A | #N/A | #N/A | #N/A
SSALSND8 SNDSW_AXFMR2L-H TO_FROM | SSALSND8 | SNDSW_AXFMR2L-H | 750 | 4 | 4 | SAND_TXU_8 | SAND_STR | TO_FROM | 74960.94 | 75360.94 | -129.681 | 0 | 2174.168 | 1317.196 | -0.01016 | 0.38306 | -0.64856 | 0.40653 | 488.8208 | -85.4062 | 0 | 9631.113 |  | 10000 | 1405.271 | 8741.613 | 966.832 | 10000 | 3083.881 | 9970.112 | 1354.678 | 9975.363 | 1660.452 | Competitive | Competitive | 1 | TRUE | FALSE | 1 | Non-Competitive | 0.7735 | #N/A | #N/A | #N/A | #N/A | #N/A | #N/A | #N/A
SSANALI9 FREER_LOBO1_1 FROM_TO | SSANALI9 | FREER_LOBO1_1 | 38 | 1 | 1 | FREER 2 | LOBO2A | FROM_TO | 74960.94 | 94328.7 | -23.2996 | 0 | 0 | 788.325 | -0.00031 | 0 | -0.00031 | 0.99969 | -23.2939 | -21.0733 | 7134.64 |  |  |  | 921.083 |  | 921.083 |  | 921.083 |  | 921.083 | 0 | 921.083 | Competitive | Competitive | 1 | FALSE | TRUE | 1 | Non-Competitive | 0.82 | #N/A | #N/A | #N/A | #N/A | #N/A | #N/A | #N/A
SSANALI9 FREER_LOBO1_1 TO_FROM | SSANALI9 | FREER_LOBO1_1 | 38 | 1 | 1 | FREER 2 | LOBO2A | TO_FROM | 74960.94 | 74975.54 | 23.2996 | 0 | 0 | 788.325 | 0 | 0.000311 | -0.99969 | 0.000311 | 23.3995 | 23.2911 | 0 |  |  | 788.325 |  | 788.325 |  | 788.325 |  | 788.325 |  | 788.325 | 0 | Competitive | Competitive | 1 | FALSE | TRUE | 1 | Non-Competitive | 0.82 | #N/A | #N/A | #N/A | #N/A | #N/A | #N/A | #N/A
SSANELM5 SANMIGL_ATBL FROM_TO | SSANELM5 | SANMIGL_ATBL | 300 | 1 | 1 | MIGUEL8 | MIGUESTR | FROM_TO | 74960.94 | 75419.3 | -250.813 | 0 | 731.137 | 955.618 | -0.06678 | 0.12373 | -0.76484 | 0.29615 | -64.0232 | -229.069 | 0 | 9079.6 | 5000 | 9061.093 | 5000 | 2306.419 | 819.237 | 8984.997 | 5000 | 7935.499 | 2596.162 | 9464.973 | 5000 | Competitive | Competitive | 1 | TRUE | FALSE | 1 | Non-Competitive | 0.703 | Competitive | -19.9028 | -230.327 | 9382.711 | 5000 | 300 | 1
SSANELM5 SANMIGL_ATBL TO_FROM | SSANELM5 | SANMIGL_ATBL | 300 | 1 | 1 | MIGUEL8 | MIGUESTR | TO_FROM | 74960.94 | 75122.94 | 70.2349 | 0 | 955.618 | 721.318 | -0.12373 | 0.066779 | -0.29615 | 0.76484 | 251.8556 | 124.3982 | 0 | 5000 | 10000 | 5000 | 10000 | 753.76 | 3373.787 | 5000 | 10000 | 2504.819 | 8741.485 | 5000 | 10000 | Competitive | Competitive | 1 | TRUE | FALSE | 1 | Non-Competitive | 0.703 | Competitive | 251.5291 | 121.2085 | 5000 | 10000 | 300 | 1
SSANFER8 CORONA_AT4 FROM_TO | SSANFER8 | CORONA_AT4 | 45 | 1 | 1 | L_CORONA8_1Y | L_CORONA9_1Y | FROM_TO | 74960.94 | 74958.33 | -7.2252 | 0 | 1590.708 | 10000 | -0.48218 | 0.091139 | -0.485 | 0.091139 | 46.2244 | 14.6114 | 0 | 10000 | 10000 | 10000 | 10000 | 1802.511 | 3558.002 | 10000 | 10000 | 9276.223 | 9960.825 | 10000 | 10000 | Non-Competitive | Non-Competitive | 0 | TRUE | FALSE | 1 | Non-Competitive | 0.719 | Competitive | 22.0797 | -30.0714 | 10000 | 10000 | 49 | 0
SSANFER8 CORONA_AT4 TO_FROM | SSANFER8 | CORONA_AT4 | 45 | 1 | 1 | L_CORONA8_1Y | L_CORONA9_1Y | TO_FROM | 74960.94 | 75294.34 | -45.0779 | 0 | 10000 | 1542.111 | -0.09114 | 0.48218 | -0.09114 | 0.48501 | 14.3819 | -27.4973 | 0 | 10000 | 10000 | 10000 | 10000 | 1346.9 | 1904.001 | 10000 | 10000 | 9815.229 | 9295.863 | 10000 | 10000 | Competitive | Competitive | 1 | TRUE | FALSE | 1 | Non-Competitive | 0.719 | Competitive | 48.752 | 12.3353 | 10000 | 10000 | 49 | 1
SSANPIT8 SANDCR_AT1 FROM_TO | SSANPIT8 | SANDCR_AT1 | 40 | 3 | 3 | L_SANDCR9_1Y | L_SANDCR8_1Y | FROM_TO | 74960.94 | 75314.32 | -42.4003 | 0 | 10000 | 1264.876 | -0.02388 | 0.18116 | -0.07956 | 0.59596 | 11.3989 | -18.4009 | 0 | 10000 | 10000 | 10000 | 10000 | 1006.817 | 1698.9 | 10000 | 10000 | 9523.496 | 8718.207 | 10000 | 10000 | Competitive | Competitive | 1 | TRUE | FALSE | 1 | Non-Competitive | 0.6875 | Competitive | 15.9767 | -20.5748 | 10000 | 10000 | 44 | 1
SSANPIT8 SANDCR_AT1 TO_FROM | SSANPIT8 | SANDCR_AT1 | 40 | 3 | 3 | L_SANDCR9_1Y | L_SANDCR8_1Y | TO_FROM | 74960.94 | 74960.91 | -7.7846 | 0 | 1264.876 | 10000 | -0.18116 | 0.02388 | -0.59596 | 0.079563 | 40.0149 | 7.392 | 0 | 10000 | 10000 | 10000 | 10000 | 1483.299 | 1604.771 | 10000 | 10000 | 8519.86 | 9777.195 | 10000 | 10000 | Non-Competitive | Non-Competitive | 0 | TRUE | FALSE | 1 | Non-Competitive | 0.6875 | Competitive | 41.793 | 6.7236 | 10000 | 10000 | 44 | 0
SSANSAN8 PALDRO_PEARSAL_1 FROM_TO | SSANSAN8 | PALDRO_PEARSAL_1 | 215 | 1 | 1 | PALODUROSW8 | PEARSALLSW8 | FROM_TO | 74960.94 | 75665.71 | -233.496 | 0 | 555.126 | 1518.778 | -0.24605 | 0.16098 | -0.24605 | 0.52713 | 41.6811 | -154.373 | 0 | 2654.122 | 10000 | 3487.124 | 10000 | 939.418 | 1629.41 | 5081.919 | 10000 | 2712.001 | 9265.959 | 3175.419 | 10000 | Competitive | Competitive | 1 | TRUE | FALSE | 1 | Non-Competitive | 0.742 | Competitive | 78.7475 | -190.634 | 1982.911 | 10000 | 215 | 1
SSANSAN8 PALDRO_PEARSAL_1 TO_FROM | SSANSAN8 | PALDRO_PEARSAL_1 | 215 | 1 | 1 | PALODUROSW8 | PEARSALLSW8 | TO_FROM | 74960.94 | 74917.3 | -28.9461 | 0 | 1376.517 | 555.126 | -0.0937 | 0.24605 | -0.52713 | 0.24605 | 238.0011 | 69.9226 | 0 | 10000 | 3338.172 | 10000 | 3338.172 | 1520.87 | 1423.307 | 10000 | 3338.532 | 9229.319 | 3149.691 | 10000 | 3355.394 | Competitive | Non-Competitive | 0 | TRUE | FALSE | 1 | Non-Competitive | 0.742 | Non-Competitive | 279.0677 | 68.1595 | 10000 | 3658.408 | 215 | 1
SSARBLU5 NICOLE_OAKC1_1 FROM_TO | SSARBLU5 | NICOLE_OAKC1_1 | 857 | 1 | 1 | OAKCK1 4 | NICOLE4A | FROM_TO | 74960.94 | 77989.73 | -193.524 | 0 | 1468.187 | 1067.214 | -0.00471 | 0.054585 | -0.30199 | 0.65674 | -56.3886 | -93.2412 | 0 | 2570.135 |  | 2570.135 | 2526.26 | 1054.349 | 923.352 | 10000 | 3187.106 | 1774.626 | 921.509 | 2810.887 | 2812.176 | Competitive | Competitive | 1 | TRUE | FALSE | 1 | Non-Competitive | 0.7265 | Competitive | -50.31 | -91.9042 | 2913.971 | 2112.964 | 275 | 1
SSARBLU5 NICOLE_OAKC1_1 TO_FROM | SSARBLU5 | NICOLE_OAKC1_1 | 857 | 1 | 1 | OAKCK1 4 | NICOLE4A | TO_FROM | 74960.94 | 75961.51 | 54.9772 | 0 | 1006.637 | 1461.5 | -0.0227 | 0.30199 | -0.65674 | 0.30199 | 198.9157 | 77.5604 | 0 | 5323.121 | 10000 | 10000 | 10000 | 1102.085 | 3073.521 | 10000 | 10000 | 7871.031 | 3349.647 | 8156.024 | 10000 | Competitive | Competitive | 1 | TRUE | FALSE | 1 | Non-Competitive | 0.7265 | Competitive | 194.0913 | 73.0686 | 8833.338 | 10000 | 275 | 1
SSARBLU5 NICOLE_ORNT1_1 FROM_TO | SSARBLU5 | NICOLE_ORNT1_1 | 135 | 1 | 1 | NICOLE4A | ORIENTR4 | FROM_TO | 74960.94 | 74944.95 | -86.3888 | 0 | 1376.898 | 1081.29 | -0.01889 | 0.17703 | -0.31238 | 0.17703 | 137.605 | -6.4455 | 0 | 5123.763 |  | 10000 | 10000 | 1211.098 | 939.796 | 10000 | 10000 | 6387.897 | 1354.3 | 7498.489 | 10000 | Competitive | Non-Competitive | 0 | TRUE | FALSE | 1 | Non-Competitive | 0.711 | Non-Competitive | 152.402 | -10.2289 | 8072.585 | 10000 | 135 | 1
SSARBLU5 NICOLE_ORNT1_1 TO_FROM | SSARBLU5 | NICOLE_ORNT1_1 | 135 | 1 | 1 | NICOLE4A | ORIENTR4 | TO_FROM | 74960.94 | 75277.46 | -101.568 | 0 | 1081.29 | 1376.898 | -0.00827 | 0.065805 | -0.17703 | 0.31238 | 77.3976 | 50.663 | 622.04 | 10000 |  | 10000 | 1817.385 | 1061.422 | 1863.265 | 10000 | 2794.68 | 3376.231 | 1806.94 | 10000 | 1828.243 | Competitive | Competitive | 1 | TRUE | FALSE | 1 | Non-Competitive | 0.711 | Competitive | 89.1326 | 37.6446 | 5670.078 | 1940.6 | 135 | 1
SSARTWI5 NICOLE_ORNT1_1 FROM_TO | SSARTWI5 | NICOLE_ORNT1_1 | 135 | 1 | 1 | NICOLE4A | ORIENTR4 | FROM_TO | 74960.94 | 74994.46 | -54.5883 | 0 | 966.546 | 1119.674 | -0.01541 | 0.17331 | -0.30801 | 0.17331 | 123.0638 | -0.26413 | 0 | 5376.845 |  | 10000 | 10000 | 1233.798 | 1001.181 | 10000 | 10000 | 7335.274 | 1422.305 | 8280.901 | 10000 | Competitive | Competitive | 1 | TRUE | FALSE | 1 | Non-Competitive | 0.703 | Competitive | 133.7744 | -6.493 | 8913.649 | 10000 | 135 | 1
SSARTWI5 NICOLE_ORNT1_1 TO_FROM | SSARTWI5 | NICOLE_ORNT1_1 | 135 | 1 | 1 | NICOLE4A | ORIENTR4 | TO_FROM | 74960.94 | 75458.99 | -91.2472 | 0 | 1119.674 | 1323.851 | -0.00642 | 0.057216 | -0.17331 | 0.308 | 49.4051 | 29.1961 | 842.94 | 10000 |  | 10000 | 1828.41 | 1018.84 | 1794.748 | 10000 | 2759.015 | 5057.606 | 1897.74 | 10000 | 2002.33 | Competitive | Competitive | 1 | TRUE | FALSE | 1 | Non-Competitive | 0.703 | Competitive | 56.385 | 29.5465 | 10000 | 2352.162 | 135 | 1
SSARTWI5 SARC_T2H FROM_TO | SSARTWI5 | SARC_T2H | 275 | 1 | 1 | SAREDCK7 | SAREDSTR | FROM_TO | 74960.94 | 75561.03 | -164.728 | 0 | 1051.884 | 1640.683 | -0.00517 | 0.16835 | -0.39136 | 0.27252 | 34.0307 | 5.8859 | 358.24 | 2079.156 |  | 5745.321 | 1855.28 | 1153.095 | 1452.122 | 10000 | 1870.365 | 4028.363 | 1696.623 | 4489.967 | 1895.597 | Competitive | Competitive | 1 | TRUE | FALSE | 1 | Non-Competitive | 0.7185 | Competitive | 215.2744 | 103.8691 | 1537.333 | 10000 | 352 | 1
SSARTWI5 SARC_T2H TO_FROM | SSARTWI5 | SARC_T2H | 275 | 1 | 1 | SAREDCK7 | SAREDSTR | TO_FROM | 74960.94 | 75242.19 | -33.208 | 0 | 1561.824 | 1051.885 | -0.04528 | 0.006737 | -0.27252 | 0.39136 | 198.5247 | 108.2461 | 0 |  | 10000 | 1707.236 | 10000 | 1297.965 | 1267.457 | 1591.9 | 10000 | 1477.753 | 2829.977 | 1668.449 | 10000 | Competitive | Competitive | 1 | TRUE | FALSE | 1 | Non-Competitive | 0.7185 | Competitive | 64.8341 | -64.3002 | 3969.557 | 1898.817 | 352 | 1
SSARTWI5 SARC_T2L FROM_TO | SSARTWI5 | SARC_T2L | 275 | 1 | 1 | SAREDCK4 | SAREDSTR | FROM_TO | 74960.94 | 75242.19 | -33.208 | 0 | 1561.824 | 1057.844 | -0.04528 | 0.006737 | -0.27252 | 0.78609 | 198.5247 | 108.2461 | 0 |  | 10000 | 1707.236 | 10000 | 1297.965 | 1267.457 | 1591.9 | 10000 | 1477.753 | 2829.977 | 1668.449 | 10000 | Competitive | Competitive | 1 | TRUE | FALSE | 1 | Non-Competitive | 0.6955 | Competitive | 64.8341 | -64.3002 | 3969.557 | 1898.817 | 352 | 1
SSARTWI5 SARC_T2L TO_FROM | SSARTWI5 | SARC_T2L | 275 | 1 | 1 | SAREDCK4 | SAREDSTR | TO_FROM | 74960.94 | 75256.51 | -164.728 | 0 | 1057.844 | 1640.683 | -0.00517 | 0.16835 | -0.78609 | 0.27252 | 34.0307 | 5.8859 | 358.24 | 2079.156 |  | 5745.321 | 1855.28 | 1153.095 | 1452.122 | 10000 | 1870.365 | 4028.363 | 1696.623 | 4489.967 | 1895.597 | Competitive | Competitive | 1 | TRUE | FALSE | 1 | Non-Competitive | 0.6955 | Competitive | 215.2744 | 103.8691 | 1537.333 | 10000 | 352 | 1
SSARTWI5 TWINBUTE_T1H FROM_TO | SSARTWI5 | TWINBUTE_T1H | 308 | 1 | 1 | L_TWINBU5_1Y | L_TWISTR | FROM_TO | 74960.94 | 76984.81 | -365.805 | 0 | 1039.296 | 1072.395 | -0.0281 | 0.23128 | -0.12696 | 0.52917 | 52.703 | -233.982 | 0 | 2147.601 | 3100.305 | 4916.546 | 3054.901 | 1199.259 | 1570.746 | 10000 | 3100.305 | 3873.655 | 1855.636 | 4162.454 | 2964.065 | Competitive | Competitive | 1 | TRUE | FALSE | 1 | Non-Competitive | 0.7185 | #N/A | #N/A | #N/A | #N/A | #N/A | #N/A | #N/A
SSARTWI5 TWINBUTE_T1H TO_FROM | SSARTWI5 | TWINBUTE_T1H | 308 | 1 | 1 | L_TWINBU5_1Y | L_TWISTR | TO_FROM | 74960.94 | 74656.29 | -63.5633 | 0 | 1072.395 | 1031.572 | -0.08163 | 0.093218 | -0.52917 | 0.12696 | 469.2079 | 118.1565 | 0 | 1535.102 | 10000 | 7120.858 | 10000 | 1124.388 | 1521.195 | 7120.858 | 10000 | 2834.259 | 4065.217 | 3596.923 | 10000 | Competitive | Non-Competitive | 0 | TRUE | FALSE | 1 | Non-Competitive | 0.7185 | #N/A | #N/A | #N/A | #N/A | #N/A | #N/A | #N/A
SSARTWI5 TWINBUTE_T1L FROM_TO | SSARTWI5 | TWINBUTE_T1L | 308 | 1 | 1 | L_TWINBU8_1Y | L_TWISTR | FROM_TO | 74960.94 | 74656.29 | -63.5633 | 0 | 960.371 | 1058.463 | -0.08163 | 0.093218 | -0.52917 | 0.52116 | 469.2079 | 118.1565 | 0 | 1535.102 | 10000 | 7120.858 | 10000 | 1124.388 | 1521.195 | 7120.858 | 10000 | 2834.259 | 4065.217 | 3596.923 | 10000 | Competitive | Non-Competitive | 0 | TRUE | FALSE | 1 | Non-Competitive | 0.734 | #N/A | #N/A | #N/A | #N/A | #N/A | #N/A | #N/A
SSARTWI5 TWINBUTE_T1L TO_FROM | SSARTWI5 | TWINBUTE_T1L | 308 | 1 | 1 | L_TWINBU8_1Y | L_TWISTR | TO_FROM | 74960.94 | 75434.65 | -365.805 | 0 | 1065.262 | 960.371 | -0.0281 | 0.23128 | -0.52116 | 0.52917 | 52.703 | -233.982 | 0 | 2147.601 | 3100.305 | 4916.546 | 3054.901 | 1199.259 | 1570.746 | 10000 | 3100.305 | 3873.655 | 1855.636 | 4162.454 | 2964.065 | Competitive | Competitive | 1 | TRUE | FALSE | 1 | Non-Competitive | 0.734 | #N/A | #N/A | #N/A | #N/A | #N/A | #N/A | #N/A
SSCUSUN8 ASPM_69T1 FROM_TO | SSCUSUN8 | ASPM_69T1 | 68.8 | 1 | 1 | ASPERMT2 | ASPERMT4 | FROM_TO | 74960.94 | 75191.7 | -64.0117 | 0 | 1261.827 | 1839.831 | -0.00234 | 0.008665 | -0.26498 | 0.50978 | 6.6131 | 1.747 | 728.04 |  |  | 4354.253 | 10000 | 968.979 | 1381.266 | 5207.624 | 10000 | 1865.05 | 3027.756 | 4790.469 | 10000 | Competitive | Competitive | 1 | FALSE | FALSE | 1 | Non-Competitive | 0.742 | Competitive | 9.87 | -1.5275 | 2708.789 | 10000 | 69 | 1
SSCUSUN8 ASPM_69T1 TO_FROM | SSCUSUN8 | ASPM_69T1 | 68.8 | 1 | 1 | ASPERMT2 | ASPERMT4 | TO_FROM | 74960.94 | 74966.97 | -7.436 | 0 | 1761.547 | 1261.827 | -0.00243 | 0.20599 | -0.50978 | 0.26498 | 65.7223 | 60.544 | 2206.94 | 4537.012 |  | 4537.012 | 3358.299 | 3150.1 | 3305.445 | 5317.739 | 9389.033 | 4973.127 | 4065.949 | 4977.117 | 4079.503 | Competitive | Competitive | 1 | TRUE | FALSE | 1 | Non-Competitive | 0.742 | Competitive | 67.5798 | 61.5359 | 4972.855 | 3927.534 | 69 | 1
SSCUSUN8 ASPM_CONA1_1 FROM_TO | SSCUSUN8 | ASPM_CONA1_1 | 30 | 1 | 1 | ASPERMT2 | ASPECON2 | FROM_TO | 74960.94 | 74960.71 | -31.3898 | 0 | 1768.374 | 1238.356 | -0.00437 | 0.10519 | -0.64081 | 0.26109 | 30.0085 | 22.738 | 6538.04 | 4374.075 |  | 4374.075 | 3312.008 | 2864.777 | 1311.749 | 5317.739 | 3729.102 | 4770.035 | 3529.982 | 4787.43 | 3862.184 | Competitive | Non-Competitive | 0 | TRUE | FALSE | 1 | Non-Competitive | 0.758 | Non-Competitive | 33.9612 | 24.8121 | 4785.912 | 3791.026 | 30 | 1
SSCUSUN8 ASPM_CONA1_1 TO_FROM | SSCUSUN8 | ASPM_CONA1_1 | 30 | 1 | 1 | ASPERMT2 | ASPECON2 | TO_FROM | 74960.94 | 74952.35 | -27.8062 | 0 | 1238.356 | 1847.273 | -0.00251 | 0.015695 | -0.26109 | 0.64081 | 32.2408 | 9.2018 | 0 |  |  | 4380.782 | 2883.662 | 684.109 | 1745.361 | 5207.624 | 2883.662 | 1716.89 | 2345.946 | 4820.33 | 3504.112 | Competitive | Non-Competitive | 0 | FALSE | FALSE | 1 | Non-Competitive | 0.758 | Non-Competitive | 35.9565 | 6.4957 | 2843.181 | 3098.017 | 30 | 1
SSCUSUN8 ASPM_SPUR1_1 FROM_TO | SSCUSUN8 | ASPM_SPUR1_1 | 179 | 1 | 1 | SPUR 4 | ASPERMT4 | FROM_TO | 74960.94 | 75324.05 | -57.6955 | 0 | 4372.789 | 967.615 | -0.00191 | 0.73042 | -0.10693 | 0.73042 | 139.1835 | 143.3108 | 6520.84 | 4483.269 |  | 4483.269 | 961.881 | 4394.561 | 935.86 | 5317.739 | 5281.228 | 4919.031 | 973.122 | 4920.109 | 988.751 | Competitive | Competitive | 1 | TRUE | FALSE | 1 | Non-Competitive | 0.711 | Competitive | 140.0607 | 143.3918 | 4913.727 | 990.181 | 179 | 1
SSCUSUN8 ASPM_SPUR1_1 TO_FROM | SSCUSUN8 | ASPM_SPUR1_1 | 179 | 1 | 1 | SPUR 4 | ASPERMT4 | TO_FROM | 74960.94 | 75126.34 | -31.0837 | 0 | 1350.38 | 4372.786 | -7e-05 | 0.001908 | -0.73042 | 0.10693 | 58.1871 | 54.798 | 0 |  |  | 861.073 | 10000 | 812.686 | 10000 | 3211.109 | 10000 | 842.929 | 10000 | 875.995 | 10000 | Competitive | Competitive | 1 | FALSE | FALSE | 1 | Non-Competitive | 0.711 | Competitive | 57.8894 | 53.3168 | 895.971 | 8522.57 | 179 | 1
SSCUSUN8 GIRA_T_SPUR1_1 FROM_TO | SSCUSUN8 | GIRA_T_SPUR1_1 | 33 | 1 | 1 | SPUR 2 | GIRARDT2 | FROM_TO | 74960.94 | 74956.6 | -20.5016 | 0 | 1766.614 | 797.35 | -0.00238 | 0.12958 | -0.65144 | 0.20057 | 35.7366 | 32.177 | 6538.04 | 3952.606 |  | 3952.606 | 3310.482 | 3392.052 | 1104.614 | 3952.606 | 9567.236 | 4065.928 | 3238.703 | 4068.064 | 3879.951 | Competitive | Non-Competitive | 0 | TRUE | FALSE | 1 | Non-Competitive | 0.7655 | Non-Competitive | 37.8768 | 33.3275 | 4057.419 | 3776.471 | 33 | 1
SSCUSUN8 GIRA_T_SPUR1_1 TO_FROM | SSCUSUN8 | GIRA_T_SPUR1_1 | 33 | 1 | 1 | SPUR 2 | GIRARDT2 | TO_FROM | 74960.94 | 75020.62 | -34.6196 | 0 | 1239.586 | 1766.614 | -0.00118 | 0.014467 | -0.20057 | 0.65144 | 21.0291 | 7.6753 | 0 |  |  | 5207.624 | 2758.984 | 645.291 | 1626.979 | 5207.624 | 2758.984 | 3141.934 | 2139.606 | 5207.624 | 2950.961 | Competitive | Competitive | 1 | FALSE | FALSE | 1 | Non-Competitive | 0.7655 | Competitive | 22.4804 | 0.4938 | 5207.624 | 2752.956 | 33 | 1
SSCUSUN8 MATA_PADR1_1 FROM_TO | SSCUSUN8 | MATA_PADR1_1 | 214 | 1 | 1 | PADUCRT2 | MATADOR2 | FROM_TO | 74960.94 | 75290.15 | -37.5281 | 0 | 2244.752 | 3477.755 | -0.00122 | 0.001708 | -0.58309 | 0.16977 | 22.0062 | 17.9182 | 2563.54 |  |  | 3695.052 | 3343.915 | 911.672 | 3314.43 | 3695.052 | 9387.51 | 880.557 | 4023.589 | 3695.052 | 4029.28 | Competitive | Competitive | 1 | FALSE | FALSE | 1 | Non-Competitive | 0.8985 | Competitive | 22.8361 | 18.9113 | 2708.889 | 3930.578 | 214 | 1
SSCUSUN8 MATA_PADR1_1 TO_FROM | SSCUSUN8 | MATA_PADR1_1 | 214 | 1 | 1 | PADUCRT2 | MATADOR2 | TO_FROM | 74960.94 | 75876.42 | -21.5462 | 0 | 3477.755 | 2244.752 | -0.00171 | 0.58309 | -0.16977 | 0.58309 | 58.407 | -21.3639 | 0 | 3827.747 |  | 10000 | 3695.052 | 3199.737 | 961.393 | 10000 | 3695.052 | 6708.784 | 908.434 | 6715.832 | 3695.052 | Competitive | Competitive | 1 | TRUE | FALSE | 1 | Non-Competitive | 0.8985 | Competitive | 58.8408 | -21.6835 | 6715.604 | 3695.052 | 214 | 1
SSD5SND8 1725__A FROM_TO | SSD5SND8 | 1725__A | 775 | 1 | 1 | SANDOW SW_8 | SDSES_1_8 | FROM_TO | 74960.94 | 76123.43 | 0 | 0 | 760.137 | 10000 | -0.66667 | 0 | -0.66667 | 0 | 0 | 0 | 0 |  | 10000 |  | 10000 |  | 10000 |  | 10000 |  | 10000 | 0 | 10000 | Competitive | Competitive | 1 | TRUE | FALSE | 1 | Non-Competitive | 0.773 | Competitive | 0 | 0 | 0 | 10000 | 717 | 1
SSD5SND8 1725__A TO_FROM | SSD5SND8 | 1725__A | 775 | 1 | 1 | SANDOW SW_8 | SDSES_1_8 | TO_FROM | 74960.94 | 94328.7 | 0 | 0 | 10000 | 760.137 | 0 | 0.66667 | 0 | 0.66667 | 633.3333 | 0 | 0 | 10000 |  | 10000 |  | 10000 |  | 10000 |  | 10000 |  | 10000 | 0 | Competitive | Competitive | 1 | TRUE | FALSE | 1 | Non-Competitive | 0.773 | Competitive | 632.5 | 0 | 10000 | 0 | 717 | 1
SSHRWLV8 6610__C FROM_TO | SSHRWLV8 | 6610__C | 42 | 2 | 2 | BIGCRMWD_T9 | KNOTT_9 | FROM_TO | 74960.94 | 74988.54 | -7.345 | 0 | 1211.443 | 1801.583 | -0.00726 | 0.13156 | -0.46341 | 0.2139 | 29.2074 | 0.47131 | 0 | 3497.48 |  | 5312.645 | 10000 | 1898.703 | 3752.395 | 5312.645 | 10000 | 3600.437 | 7344.562 | 3973.207 | 10000 | Competitive | Competitive | 1 | TRUE | FALSE | 1 | Non-Competitive | 0.75 | Competitive | 26.6881 | 6.2231 | 5143.725 | 10000 | 40 | 1
SSHRWLV8 6610__C TO_FROM | SSHRWLV8 | 6610__C | 42 | 2 | 2 | BIGCRMWD_T9 | KNOTT_9 | TO_FROM | 74960.94 | 75102.05 | -29.0005 | 0 | 1757.294 | 891.074 | -0.13156 | 0.016027 | -0.2139 | 0.46341 | 11.6716 | -5.7107 | 0 |  | 10000 | 3018.669 | 10000 | 1866.527 | 2515.991 | 4128.407 | 10000 | 2928.368 | 8925.348 | 3192.751 | 10000 | Competitive | Competitive | 1 | TRUE | FALSE | 1 | Non-Competitive | 0.75 | Competitive | 36.6853 | -15.7738 | 8902.239 | 10000 | 40 | 1
SSHRWLV8 6611__A FROM_TO | SSHRWLV8 | 6611__A | 197 | 2 | 2 | ACKRLYVE_9 | ACKERLY_9 | FROM_TO | 74960.94 | 75216.17 | 1.413 | 0 | 998.238 | 1211.109 | -0.00684 | 0.055578 | -0.63724 | 0.26462 | 34.3528 | 9.15 | 0 | 4133.877 |  | 4133.877 | 10000 | 1445.164 | 4114.876 | 5309.796 | 10000 | 2745.148 | 7145.54 | 3441.463 | 10000 | Competitive | Competitive | 1 | TRUE | FALSE | 1 | Non-Competitive | 0.9535 | Competitive | 78.2974 | 19.9258 | 3175.303 | 6377.44 | 195 | 1
SSHRWLV8 6611__A TO_FROM | SSHRWLV8 | 6611__A | 197 | 2 | 2 | ACKRLYVE_9 | ACKERLY_9 | TO_FROM | 74960.94 | 75697.01 | -25.6029 | 0 | 1313.265 | 1190.827 | -0.05558 | 0.014124 | -0.26462 | 0.63724 | 2.3078 | -15.1593 | 0 |  | 10000 | 3030.333 | 10000 | 1888.928 | 1616.514 | 4087.059 | 10000 | 2820.197 | 5548.034 | 3105.212 | 10000 | Competitive | Competitive | 1 | TRUE | FALSE | 1 | Non-Competitive | 0.9535 | Competitive | 96.4989 | -53.8713 | 8204.299 | 10000 | 195 | 1
SSHRWLV8 6611__C FROM_TO | SSHRWLV8 | 6611__C | 197 | 2 | 2 | ACKRLNTC_9 | SPARNBRG_9 | FROM_TO | 74960.94 | 75472.67 | -5.9853 | 0 | 1158.332 | 1497.213 | -0.00693 | 0.05548 | -0.33244 | 0.58696 | 26.8789 | 1.7474 | 0 | 4130.965 |  | 4130.965 | 10000 | 1939.055 | 4042.263 | 5309.425 | 10000 | 2769.502 | 6948.073 | 3439.863 | 10000 | Competitive | Competitive | 1 | TRUE | FALSE | 1 | Non-Competitive | 0.922 | Competitive | 77.1314 | 18.7586 | 3175.399 | 6374.218 | 195 | 1
SSHRWLV8 6611__C TO_FROM | SSHRWLV8 | 6611__C | 197 | 2 | 2 | ACKRLNTC_9 | SPARNBRG_9 | TO_FROM | 74960.94 | 75279.95 | -18.196 | 0 | 1329.644 | 1190.976 | -0.05548 | 0.014222 | -0.58696 | 0.33244 | 9.7085 | -7.7562 | 0 |  | 10000 | 3033.575 | 10000 | 1841.435 | 2825.856 | 4084.174 | 10000 | 2780.397 | 5798.989 | 3098.091 | 10000 | Competitive | Competitive | 1 | TRUE | FALSE | 1 | Non-Competitive | 0.922 | Competitive | 97.6665 | -52.702 | 8203.49 | 10000 | 195 | 1
SSHRWLV8 6611__D FROM_TO | SSHRWLV8 | 6611__D | 197 | 2 | 2 | LAMESA_9 | SPARNBRG_9 | FROM_TO | 74960.94 | 75241.25 | -18.0758 | 0 | 1314.303 | 1191.092 | -0.05548 | 0.014224 | -0.66756 | 0.24483 | 9.8286 | -7.6361 | 0 |  | 10000 | 3033.627 | 10000 | 1839.476 | 2870.881 | 4084.127 | 10000 | 2779.742 | 5801.534 | 3097.978 | 10000 | Competitive | Competitive | 1 | TRUE | FALSE | 1 | Non-Competitive | 0.828 | Competitive | 97.7867 | -52.5817 | 8203.406 | 10000 | 195 | 1
SSHRWLV8 6611__D TO_FROM | SSHRWLV8 | 6611__D | 197 | 2 | 2 | LAMESA_9 | SPARNBRG_9 | TO_FROM | 74960.94 | 75656.29 | -6.1053 | 0 | 997.997 | 1211.8 | -0.00694 | 0.055478 | -0.24483 | 0.66756 | 26.7576 | 1.6273 | 0 | 4130.918 |  | 4130.918 | 10000 | 1950.849 | 4035.286 | 5309.419 | 10000 | 2769.748 | 6944.92 | 3439.837 | 10000 | Competitive | Competitive | 1 | TRUE | FALSE | 1 | Non-Competitive | 0.828 | Competitive | 77.0114 | 18.6385 | 3175.409 | 6373.887 | 195 | 1
SSIGSAN8 CSA_ORN_1 FROM_TO | SSIGSAN8 | CSA_ORN_1 | 45 | 2 | 2 | ORANGEGRVSB9 | CSABLK 9 | FROM_TO | 74960.94 | 75017.89 | -12.7578 | 0 | 1556.033 | 850.842 | -0.01736 | 0.009588 | -0.55227 | 0.26494 | 13.2738 | -11.4326 | 0 |  |  | 1331.806 | 10000 | 1160.738 | 792.334 | 1354.815 | 10000 | 1523.532 | 4370.349 | 1556.939 | 10000 | Competitive | Competitive | 1 | FALSE | FALSE | 1 | Non-Competitive | 0.734 | Competitive | 17.3382 | -9.1666 | 1548.934 | 10000 | 45 | 1
SSIGSAN8 CSA_ORN_1 TO_FROM | SSIGSAN8 | CSA_ORN_1 | 45 | 2 | 2 | ORANGEGRVSB9 | CSABLK 9 | TO_FROM | 74960.94 | 75076.54 | -13.0346 | 0 | 1024.688 | 1830.03 | -0.00959 | 0.017356 | -0.26494 | 0.55227 | 14.3619 | 0.17375 | 0 |  |  | 10000 | 2606.762 | 703.304 | 2171.34 | 10000 | 2677.727 | 4215.488 | 2915.313 | 10000 | 2951.893 | Competitive | Competitive | 1 | FALSE | FALSE | 1 | Non-Competitive | 0.734 | Competitive | 12.4177 | -2.4007 | 10000 | 3121.05 | 45 | 1
SSIGSAN8 LON_HI_SMITH1_1 FROM_TO | SSIGSAN8 | LON_HI_SMITH1_1 | 61 | 2 | 2 | LNHILL 2 | SMITH 2 | FROM_TO | 74960.94 | 74997.16 | -14.9661 | 0 | 1732.333 | 979.9 | -0.01752 | 0.014242 | -0.85674 | 0.06579 | 29.737 | -11.2312 | 0 |  |  | 1413.84 | 10000 | 1128.55 | 1105.649 | 1434.127 | 10000 | 1707.685 | 4551.246 | 1743.06 | 10000 | Competitive | Competitive | 1 | FALSE | FALSE | 1 | Non-Competitive | 0.7345 | Competitive | 27.7129 | -16.7857 | 1857 | 10000 | 61 | 1
SSIGSAN8 LON_HI_SMITH1_1 TO_FROM | SSIGSAN8 | LON_HI_SMITH1_1 | 61 | 2 | 2 | LNHILL 2 | SMITH 2 | TO_FROM | 74960.94 | 75611.63 | -27.8225 | 0 | 932.778 | 1732.333 | -0.01424 | 0.017524 | -0.06579 | 0.85674 | 18.2011 | -5.8929 | 0 |  |  | 10000 | 2643.614 | 942.214 | 1911.184 | 10000 | 2700.355 | 4187.114 | 2958.748 | 10000 | 3005.815 | Competitive | Competitive | 1 | FALSE | FALSE | 1 | Non-Competitive | 0.7345 | Competitive | 25.5243 | -1.9176 | 10000 | 3310.946 | 61 | 1
SSIGSAN8 NCA_SMTP_1 FROM_TO | SSIGSAN8 | NCA_SMTP_1 | 45 | 2 | 2 | SNMIGUELTAP9 | NCALLIHAMSB9 | FROM_TO | 74960.94 | 74820.49 | 37.5287 | 0 | 1082.184 | 1149.656 | -0.01557 | 0.01418 | -0.50785 | 0.18011 | 116.4266 | 62.9102 | 0 |  |  | 6304.798 | 2351.38 | 767.837 | 1746.579 | 6580 | 2548.367 | 987.176 | 2395.82 | 6989.731 | 2649.265 | Competitive | Non-Competitive | 0 | FALSE | FALSE | 0 | Non-Competitive | 0.75 | Non-Competitive | 105.7255 | 52.8279 | 7731.4 | 2756.34 | 45 | 1
SSIGSAN8 NCA_SMTP_1 TO_FROM | SSIGSAN8 | NCA_SMTP_1 | 45 | 2 | 2 | SNMIGUELTAP9 | NCALLIHAMSB9 | TO_FROM | 74960.94 | 75393.91 | -112.102 | 0 | 1147.712 | 1027.813 | -0.01418 | 0.015572 | -0.18011 | 0.50785 | -35.7904 | -95.5827 | 0 |  |  | 1296.094 | 6728.341 | 1060.705 | 894.482 | 1367.594 | 6580 | 1437.05 | 1217.135 | 1545.296 | 7323.199 | Competitive | Competitive | 1 | FALSE | FALSE | 1 | Non-Competitive | 0.75 | Competitive | -20.0461 | -83.1819 | 1539.668 | 8097.809 | 45 | 1
SSNYCGR8 6437__C FROM_TO | SSNYCGR8 | 6437__C | 394 | 1 | 1 | GOLDENSW_8 | BRAND_8 | FROM_TO | 74960.94 | 75292.53 | -104.333 | 0 | 1551.098 | 894.744 | -0.00582 | 0.43144 | -0.55047 | 0.43144 | 210.5769 | -78.7207 | 0 | 3841.228 |  | 4023.45 | 3824.395 | 3555.025 | 908.829 | 3598.172 | 3824.395 | 4154.909 | 1168.46 | 4167.261 | 3687.305 | Competitive | Competitive | 1 | TRUE | FALSE | 1 | Non-Competitive | 0.711 | Competitive | 221.0645 | 142.2384 | 4263.788 | 3794.16 | 393 | 1
SSNYCGR8 6437__C TO_FROM | SSNYCGR8 | 6437__C | 394 | 1 | 1 | GOLDENSW_8 | BRAND_8 | TO_FROM | 74960.94 | 75626.28 | -136.842 | 0 | 894.744 | 1551.099 | -0.01503 | 0.060551 | -0.43143 | 0.55047 | 106.4968 | 75.7005 | 0 | 10000 |  | 10000 | 10000 | 715.042 | 7534.849 | 10000 | 10000 | 6218.471 | 9748.747 | 10000 | 10000 | Competitive | Competitive | 1 | TRUE | FALSE | 1 | Non-Competitive | 0.711 | Competitive | 133.584 | 23.508 | 8718.799 | 3282.564 | 393 | 1
SSOUPHR8 G138_09_1 FROM_TO | SSOUPHR8 | G138_09_1 | 210 | 1 | 1 | TNDICKNSON1 | TNLEAGCITY1 | FROM_TO | 74960.94 | 74982.6 | -15.2966 | 0 | 2026.11 | 1623.34 | -0.00574 | 0.07319 | -0.63825 | 0.26114 | 196.1019 | 14.6115 | 0 | 7233.328 |  | 7233.328 | 2857.779 | 1984.864 | 1504.948 | 7233.328 | 3277.161 | 5288.95 | 2605.506 | 7234.667 | 3505.956 | Competitive | Competitive | 1 | TRUE | FALSE | 1 | Non-Competitive | 0.7185 | Competitive | 195.5654 | 9.6685 | 7234.947 | 2754.282 | 210 | 1
SSOUPHR8 G138_09_1 TO_FROM | SSOUPHR8 | G138_09_1 | 210 | 1 | 1 | TNDICKNSON1 | TNLEAGCITY1 | TO_FROM | 74960.94 | 75734.14 | -140.522 | 0 | 1500.464 | 2026.11 | -0.07319 | 0.00574 | -0.26114 | 0.63825 | -18.5422 | -86.7392 | 0 |  | 7233.328 | 2857.779 | 7233.328 | 1359.874 | 2173.38 | 3277.161 | 7233.328 | 2444.312 | 5338.998 | 3505.956 | 7234.667 | Competitive | Competitive | 1 | TRUE | FALSE | 1 | Non-Competitive | 0.7185 | Competitive | -1.5258 | -92.8795 | 2426.023 | 7234.947 | 210 | 1
SSPUASP8 6437__C FROM_TO | SSPUASP8 | 6437__C | 394 | 1 | 1 | GOLDENSW_8 | BRAND_8 | FROM_TO | 74960.94 | 75260.56 | -61.2993 | 0 | 1024.859 | 1278.167 | -0.00219 | 0.35472 | -0.62391 | 0.35472 | 205.9857 | 141.8557 | 2855.44 | 3979.619 |  | 4403.219 | 2994.342 | 3614.533 | 985.408 | 4727.599 | 10000 | 4615.739 | 1109.548 | 4631.003 | 3691.731 | Competitive | Competitive | 1 | TRUE | FALSE | 1 | Non-Competitive | 0.75 | Competitive | 203.2171 | 44.2849 | 4781.742 | 4546.224 | 393 | 1
SSPUASP8 6437__C TO_FROM | SSPUASP8 | 6437__C | 394 | 1 | 1 | GOLDENSW_8 | BRAND_8 | TO_FROM | 74960.94 | 75893.9 | -142.744 | 0 | 1436.973 | 1129.554 | -0.02165 | 0.05972 | -0.35472 | 0.62391 | 62.5768 | 54.5535 | 79.54 | 10000 | 10000 | 10000 | 9746.951 | 870.598 | 8023.929 | 10000 | 10000 | 8717.585 | 9747.261 | 10000 | 9890.259 | Competitive | Competitive | 1 | TRUE | FALSE | 1 | Non-Competitive | 0.75 | Competitive | 77.2431 | 65.7181 | 9447.644 | 10000 | 393 | 1
SSPUASP8 GIRA_T_SPUR1_1 FROM_TO | SSPUASP8 | GIRA_T_SPUR1_1 | 33 | 1 | 1 | SPUR 2 | GIRARDT2 | FROM_TO | 74960.94 | 74950.25 | -8.3819 | 0 | 1020.466 | 1800.618 | -0.00074 | 0.11119 | -0.66861 | 0.18282 | 39.941 | 33.8112 | 1778.44 | 4975.51 |  | 6303.496 | 5261.647 | 3081.892 | 1288.33 | 6303.496 | 5184.54 | 5792.422 | 3088.139 | 6041.639 | 5039.206 | Competitive | Non-Competitive | 0 | TRUE | FALSE | 0 | Non-Competitive | 0.719 | Non-Competitive | 44.7267 | 3.7521 | 5434.796 | 5027.71 | 33 | 1
SSPUASP8 GIRA_T_SPUR1_1 TO_FROM | SSPUASP8 | GIRA_T_SPUR1_1 | 33 | 1 | 1 | SPUR 2 | GIRARDT2 | TO_FROM | 74960.94 | 75092.73 | -39.8911 | 0 | 1806.081 | 970.901 | -0.00202 | 0.016073 | -0.18282 | 0.66861 | 8.9063 | 5.9878 | 1156.54 |  |  | 5207.624 | 3376.112 | 1335.825 | 3344.465 | 5207.624 | 3763.445 | 5016.764 | 4020.61 | 5207.624 | 4026.524 | Competitive | Competitive | 1 | FALSE | FALSE | 1 | Non-Competitive | 0.719 | Competitive | 11.9264 | 7.2117 | 5207.624 | 4158.664 | 33 | 1
SSPUASP8 MATA_PADR1_1 FROM_TO | SSPUASP8 | MATA_PADR1_1 | 214 | 1 | 1 | PADUCRT2 | MATADOR2 | FROM_TO | 74960.94 | 75295.38 | -54.8505 | 0 | 1894.749 | 5006.439 | -0.00559 | 0.002669 | -0.56595 | 0.18649 | 24.698 | 13.1837 | 2594.04 |  |  | 2596.123 | 3341.952 | 1176.419 | 3287.143 | 2230.409 | 3341.952 | 1290.152 | 3953.974 | 1911.741 | 3966.417 | Competitive | Competitive | 1 | FALSE | FALSE | 1 | Non-Competitive | 0.7655 | Competitive | 31.2394 | 17.2858 | 2044.224 | 3972.729 | 214 | 1
SSPUASP8 MATA_PADR1_1 TO_FROM | SSPUASP8 | MATA_PADR1_1 | 214 | 1 | 1 | PADUCRT2 | MATADOR2 | TO_FROM | 74960.94 | 75684.6 | -22.5039 | 0 | 5006.437 | 1811.889 | -0.00267 | 0.56595 | -0.18649 | 0.56595 | 77.1149 | -23.3444 | 0 | 4038.917 |  | 10000 | 3028.831 | 2260.398 | 1235.073 | 10000 | 2702.776 | 7739.408 | 1372.95 | 7811.296 | 2155.998 | Competitive | Competitive | 1 | TRUE | FALSE | 1 | Non-Competitive | 0.7655 | Competitive | 85.4056 | -28.9815 | 7896.396 | 2801.845 | 214 | 1
SSPUASP8 SPUR_69_1 FROM_TO | SSPUASP8 | SPUR_69_1 | 61.6 | 1 | 1 | SPUR 2 | SPUR 4 | FROM_TO | 74960.94 | 75106.95 | -102.171 | 0 | 1710.588 | 944.346 | -0.00793 | 0.33893 | -0.23223 | 0.62066 | 27.5785 | 14.7834 | 5830.64 | 10000 |  | 10000 | 3330.046 | 3383.831 | 1676.454 | 10000 | 3330.046 | 9862.7 | 3748.796 | 10000 | 3886.895 | Competitive | Competitive | 1 | TRUE | FALSE | 1 | Non-Competitive | 0.7265 | Competitive | 39.1166 | 21.2934 | 10000 | 3960.066 | 62 | 1
SSPUASP8 SPUR_69_1 TO_FROM | SSPUASP8 | SPUR_69_1 | 61.6 | 1 | 1 | SPUR 2 | SPUR 4 | TO_FROM | 74960.94 | 74892.85 | -25.0524 | 0 | 1124.763 | 1710.587 | -0.0028 | 0.23223 | -0.62066 | 0.23223 | 103.8565 | -3.6896 | 0 | 5846.789 |  | 10000 | 2168.709 | 2375.307 | 1679.827 | 10000 | 2716.481 | 7989.613 | 1795.236 | 8266.206 | 2257.386 | Competitive | Non-Competitive | 0 | TRUE | FALSE | 1 | Non-Competitive | 0.7265 | Non-Competitive | 114.9835 | -14.2436 | 7415.686 | 2303.669 | 62 | 1
SSPUMW18 ASPM_69T1 FROM_TO | SSPUMW18 | ASPM_69T1 | 68.8 | 3 | 3 | ASPERMT2 | ASPERMT4 | FROM_TO | 74960.94 | 75235.16 | -57.375 | 0 | 980.151 | 1989.94 | -0.00249 | 0.008508 | -0.26514 | 0.50963 | -5.0134 | -9.5816 | 1038.44 |  |  | 4370.527 | 10000 | 1008.594 | 1078.077 | 5207.624 | 10000 | 2013.081 | 1757.72 | 4808.948 | 10000 | Competitive | Competitive | 1 | FALSE | FALSE | 1 | Non-Competitive | 0.695 | Competitive | -1.7401 | -11.9116 | 2599.372 | 10000 | 69 | 1
SSPUMW18 ASPM_69T1 TO_FROM | SSPUMW18 | ASPM_69T1 | 68.8 | 3 | 3 | ASPERMT2 | ASPERMT4 | TO_FROM | 74960.94 | 74980.09 | 4.0621 | 0 | 1841.626 | 1067.666 | -0.00227 | 0.20615 | -0.50963 | 0.26514 | 59.0006 | 53.5091 | 1896.54 | 7781.381 |  | 7781.381 | 3410.873 | 2839.83 | 3381.326 | 10000 | 9386.175 | 8972.022 | 4318.557 | 8999.278 | 4324.264 | Competitive | Competitive | 1 | TRUE | FALSE | 1 | Non-Competitive | 0.695 | Competitive | 60.8893 | 54.6974 | 8987.054 | 4082.631 | 69 | 1
SSPUMW18 ASPM_CONA1_1 FROM_TO | SSPUMW18 | ASPM_CONA1_1 | 30 | 3 | 3 | ASPERMT2 | ASPECON2 | FROM_TO | 74960.94 | 74966.05 | -25.8298 | 0 | 1769.798 | 1238.701 | -0.00429 | 0.10527 | -0.64073 | 0.26117 | 26.5478 | 18.7833 | 6627.64 | 7351.207 |  | 7351.207 | 3321.405 | 3294.786 | 1888.017 | 10000 | 9572.366 | 8402.846 | 3793.298 | 8464.581 | 3907.275 | Competitive | Competitive | 1 | TRUE | FALSE | 1 | Non-Competitive | 0.711 | Non-Competitive | 30.5562 | 21.0596 | 8460.326 | 3823.438 | 30 | 0
SSPUMW18 ASPM_CONA1_1 TO_FROM | SSPUMW18 | ASPM_CONA1_1 | 30 | 3 | 3 | ASPERMT2 | ASPECON2 | TO_FROM | 74960.94 | 74973.77 | -24.413 | 0 | 1238.701 | 1848.858 | -0.00259 | 0.015615 | -0.26117 | 0.64073 | 26.6493 | 3.1997 | 0 |  |  | 4385.532 | 2868.509 | 789.189 | 1762.285 | 5207.624 | 2868.509 | 1746.201 | 2165.338 | 4825.533 | 3437.38 | Competitive | Competitive | 1 | FALSE | FALSE | 1 | Non-Competitive | 0.711 | Non-Competitive | 30.5552 | 0.52109 | 2666.008 | 3066.728 | 30 | 0
SSPUMW18 GIRA_T_SPUR1_1 FROM_TO | SSPUMW18 | GIRA_T_SPUR1_1 | 33 | 3 | 3 | SPUR 2 | GIRARDT2 | FROM_TO | 74960.94 | 74963.07 | -13.2868 | 0 | 1768.061 | 1050.401 | -0.00228 | 0.12968 | -0.65134 | 0.20067 | 31.5198 | 27.3033 | 6627.64 | 6285.401 |  | 6285.401 | 3333.867 | 4122.39 | 2304.372 | 6285.401 | 9385.24 | 6562.294 | 3922.131 | 6571.17 | 3994.716 | Competitive | Competitive | 1 | TRUE | FALSE | 1 | Non-Competitive | 0.7345 | Non-Competitive | 33.6855 | 28.6906 | 6544.632 | 3857.739 | 33 | 0
SSPUMW18 GIRA_T_SPUR1_1 TO_FROM | SSPUMW18 | GIRA_T_SPUR1_1 | 33 | 3 | 3 | SPUR 2 | GIRARDT2 | TO_FROM | 74960.94 | 75056.54 | -30.4374 | 0 | 1239.915 | 1768.061 | -0.00128 | 0.014368 | -0.20067 | 0.65134 | 13.8345 | 0.27887 | 0 |  |  | 5207.624 | 2748.781 | 871.155 | 1665.068 | 5207.624 | 2748.781 | 3344.016 | 1816.597 | 5207.624 | 2906.213 | Competitive | Competitive | 1 | FALSE | FALSE | 1 | Non-Competitive | 0.7345 | Competitive | 15.0227 | -6.873 | 5207.624 | 2744.398 | 33 | 1
SSTELO29 ORA_ORNG_1 FROM_TO | SSTELO29 | ORA_ORNG_1 | 120 | 4 | 4 | ORANGEGRVSW9 | ORANGEGRVSB9 | FROM_TO | 74960.94 | 75072.46 | -9.6993 | 0 | 1546.62 | 951.19 | -0.02386 | 0.014821 | -0.77528 | 0.22062 | 33.368 | -7.0986 | 0 |  | 10000 | 1358.417 | 10000 | 1100.572 | 982.002 | 1380.473 | 10000 | 1581.69 | 5578.575 | 1619.138 | 10000 | Competitive | Competitive | 1 | TRUE | FALSE | 1 | Non-Competitive | 0.7265 | Competitive | 36.6781 | -6.7589 | 1653.607 | 10000 | 120 | 1
SSTELO29 ORA_ORNG_1 TO_FROM | SSTELO29 | ORA_ORNG_1 | 120 | 4 | 4 | ORANGEGRVSW9 | ORANGEGRVSB9 | TO_FROM | 74960.94 | 75448.77 | -32.2266 | 0 | 988.286 | 1695.517 | -0.01482 | 0.023857 | -0.22062 | 0.77528 | 12.2779 | -10.4431 | 0 | 10000 |  | 10000 | 2614.982 | 860.591 | 1894.653 | 10000 | 2680.566 | 5462.022 | 2916.892 | 10000 | 2966.174 | Competitive | Competitive | 1 | TRUE | FALSE | 1 | Non-Competitive | 0.7265 | Competitive | 13.1782 | -11.8572 | 10000 | 3186.577 | 120 | 1
SSTELO29 SINTON_SKIDMO1_1 FROM_TO | SSTELO29 | SINTON_SKIDMO1_1 | 38 | 4 | 4 | SKIDMOR2 | SINTON 2 | FROM_TO | 74960.94 | 74863.73 | -14.7883 | 0 | 1210.208 | 1164.067 | -0.02148 | 0.005136 | -0.17832 | 0.4295 | 55.3308 | 7.5589 | 0 |  | 5644.313 | 6748.44 | 2509.559 | 945.323 | 1977.46 | 6132.921 | 2593.165 | 1507.003 | 2599.056 | 5730.867 | 2637.05 | Competitive | Non-Competitive | 0 | TRUE | FALSE | 1 | Non-Competitive | 0.703 | Non-Competitive | 57.577 | 6.0223 | 5450.014 | 2859.89 | 38 | 1
SSTELO29 SINTON_SKIDMO1_1 TO_FROM | SSTELO29 | SINTON_SKIDMO1_1 | 38 | 4 | 4 | SKIDMOR2 | SINTON 2 | TO_FROM | 74960.94 | 75002.26 | -50.5868 | 0 | 1304.172 | 1412.55 | -0.00514 | 0.021484 | -0.4295 | 0.17832 | 19.7266 | -36.7749 | 0 | 5644.313 |  | 1357.977 | 6877.449 | 1157.902 | 1103.468 | 1829.976 | 6297.496 | 1528.214 | 1782.538 | 1546.708 | 5827.758 | Competitive | Competitive | 1 | TRUE | FALSE | 1 | Non-Competitive | 0.703 | Competitive | 22.096 | -36.3173 | 1629.263 | 5565.841 | 38 | 1
SSTPBLE8 BLESSI_LAN_CT1_1 FROM_TO | SSTPBLE8 | BLESSI_LAN_CT1_1 | 157 | 4 | 4 | BLESSNG4 | L.CITYM4A | FROM_TO | 74960.94 | 74589.92 | -213.18 | 0 | 1181.485 | 1842.856 | -0.19168 | 0.057993 | -0.23775 | 0.15915 | 243.5744 | -145.69 | 0 | 4820.01 | 2721.85 | 4820.01 | 5202.938 | 988.796 | 1961.597 | 6001.442 | 7884.708 | 1301.979 | 5464.403 | 6238.742 | 5637.225 | Competitive | Non-Competitive | 0 | TRUE | FALSE | 1 | Non-Competitive | 0.6875 | Non-Competitive | 318.283 | -107.06 | 5846.968 | 6427.855 | 161 | 1
SSTPBLE8 BLESSI_LAN_CT1_1 TO_FROM | SSTPBLE8 | BLESSI_LAN_CT1_1 | 157 | 4 | 4 | BLESSNG4 | L.CITYM4A | TO_FROM | 74960.94 | 73685.37 | -226.907 | 0 | 1842.857 | 1181.485 | -0.05799 | 0.19168 | -0.15915 | 0.23775 | 313.3751 | -126.755 | 0 | 2095.397 | 4820.01 | 5202.938 | 4820.01 | 1612.343 | 1153.981 | 7884.708 | 6001.442 | 5101.911 | 1493.2 | 5257.418 | 6238.742 | Competitive | Non-Competitive | 0 | TRUE | FALSE | 1 | Non-Competitive | 0.6875 | Non-Competitive | 229.8176 | -183.214 | 6427.855 | 5846.968 | 161 | 1
SSUNGRS8 6360__C FROM_TO | SSUNGRS8 | 6360__C | 143 | 5 | 5 | GRHAMSES1_8 | BRECK_T8 | FROM_TO | 74960.94 | 75010.89 | -40.9982 | 0 | 1873.103 | 751.211 | -0.00987 | 0.067109 | -0.52876 | 0.067109 | 116.323 | 36.2462 | 0 | 7507.255 |  | 7507.255 | 5454.494 | 2004.234 | 1464.844 | 10000 | 10000 | 6022.398 | 4863.445 | 8880.888 | 7164.333 | Competitive | Competitive | 1 | TRUE | FALSE | 1 | Non-Competitive | 0.703 | Competitive | 124.2833 | 37.4599 | 10000 | 8688.39 | 143 | 1
SSUNGRS8 6360__C TO_FROM | SSUNGRS8 | 6360__C | 143 | 5 | 5 | GRHAMSES1_8 | BRECK_T8 | TO_FROM | 74960.94 | 76562.47 | -78.9005 | 0 | 813.745 | 1873.103 | -0.06711 | 0.1312 | -0.06711 | 0.52876 | 33.7354 | -39.6315 | 0 | 4285.861 | 10000 | 10000 | 10000 | 688.669 | 2210.43 | 10000 | 10000 | 5741.061 | 6699.276 | 7987.69 | 10000 | Competitive | Competitive | 1 | TRUE | FALSE | 1 | Non-Competitive | 0.703 | Competitive | 34.185 | -52.2497 | 8030.554 | 10000 | 143 | 1
SSUNMGS8 6215__A FROM_TO | SSUNMGS8 | 6215__A | 143 | 1 | 1 | BLUFCKTA_8 | CHINAGRV_8 | FROM_TO | 74960.94 | 75271.69 | -78.334 | 0 | 1403.367 | 1034.289 | -0.05728 | 0.13968 | -0.16813 | 0.40155 | 90.4642 | 56.2573 | 3868.74 | 3192.947 | 9507.961 | 3023.89 | 9507.961 | 2803.078 | 4187.737 | 3023.89 | 9507.961 | 3324.298 | 9029.167 | 3337.046 | 9577.523 | Competitive | Competitive | 1 | TRUE | FALSE | 1 | Non-Competitive | 0.719 | Non-Competitive | 184.8549 | 133.629 | 3957.748 | 10000 | 143 | 0
SSUNMGS8 6215__A TO_FROM | SSUNMGS8 | 6215__A | 143 | 1 | 1 | BLUFCKTA_8 | CHINAGRV_8 | TO_FROM | 74960.94 | 75015.92 | -70.7598 | 0 | 1034.289 | 1403.368 | -0.00037 | 0.059375 | -0.40155 | 0.16813 | 120.8547 | 45.0773 | 0 | 3879.812 |  | 3879.812 | 2203.904 | 1626.42 | 1941.006 | 3879.812 | 2847.236 | 3804.978 | 2284.02 | 4326.424 | 2358.55 | Competitive | Competitive | 1 | TRUE | FALSE | 1 | Non-Competitive | 0.719 | Non-Competitive | 187.3027 | 142.0263 | 8279.566 | 10000 | 143 | 0
SSUNMGS8 6235__A FROM_TO | SSUNMGS8 | 6235__A | 186 | 1 | 1 | SNYDER_8 | CHINAGRV_8 | FROM_TO | 74960.94 | 75951.28 | -192.94 | 0 | 3375.415 | 1379.966 | -0.02138 | 0.39711 | -0.06474 | 0.57927 | 121.9815 | 56.7515 | 6022.84 | 3374.347 | 10000 | 3531.647 | 7424.618 | 3273.637 | 1021.986 | 3531.647 | 9583.639 | 3241.147 | 2772.165 | 3245.925 | 8719.514 | Competitive | Competitive | 1 | TRUE | FALSE | 1 | Non-Competitive | 0.711 | Competitive | 133.8607 | 64.9501 | 3206.949 | 4951.828 | 185 | 1
SSUNMGS8 6235__A TO_FROM | SSUNMGS8 | 6235__A | 186 | 1 | 1 | SNYDER_8 | CHINAGRV_8 | TO_FROM | 74960.94 | 74943.24 | -0.38116 | 0 | 1182.963 | 3375.415 | -0.0008 | 0.024107 | -0.57927 | 0.064744 | 196.2482 | 151.8809 | 0 | 6007.314 |  | 5347.404 | 10000 | 812.833 | 10000 | 5347.404 | 10000 | 1698.576 | 10000 | 5278.298 | 10000 | Non-Competitive | Non-Competitive | 0 | TRUE | FALSE | 1 | Non-Competitive | 0.711 | Non-Competitive | 204.9581 | 163.464 | 3642.564 | 10000 | 185 | 1
SSUNMGS8 6240__B FROM_TO | SSUNMGS8 | 6240__B | 394 | 1 | 1 | SUN_8 | SACROC_8 | FROM_TO | 74960.94 | 75393.12 | -184.442 | 0 | 1433.414 | 1111.751 | -0.02568 | 0.46888 | -0.50404 | 0.46888 | 175.6388 | 93.0572 | 6220.04 | 3909.604 | 9406.461 | 4252.845 | 9406.461 | 3899.213 | 1092.9 | 4252.845 | 9406.461 | 3965.678 | 3969.063 | 3965.693 | 9384.525 | Competitive | Competitive | 1 | TRUE | FALSE | 1 | Non-Competitive | 0.711 | Non-Competitive | 189.1623 | 103.1993 | 3887.512 | 8450.213 | 185 | 0
SSUNMGS8 6240__B TO_FROM | SSUNMGS8 | 6240__B | 394 | 1 | 1 | SUN_8 | SACROC_8 | TO_FROM | 74960.94 | 75401.47 | -97.8231 | 0 | 1167.719 | 1770.703 | -0.00162 | 0.2344 | -0.46888 | 0.50404 | 186.5002 | 121.8783 | 0 | 3505.981 |  | 10000 | 10000 | 760.612 | 5740.937 | 10000 | 10000 | 5910.904 | 9147.901 | 7350.377 | 10000 | Competitive | Competitive | 1 | TRUE | FALSE | 1 | Non-Competitive | 0.711 | Non-Competitive | 195.9763 | 139.0895 | 10000 | 10000 | 185 | 0
SSUNMGS8 6437__C FROM_TO | SSUNMGS8 | 6437__C | 394 | 1 | 1 | GOLDENSW_8 | BRAND_8 | FROM_TO | 74960.94 | 75312.33 | -113.774 | 0 | 1604.259 | 916.125 | -0.00552 | 0.4438 | -0.53753 | 0.4438 | 204.5302 | -84.6162 | 0 | 3973.694 |  | 4171.836 | 3610.864 | 3722.165 | 884.243 | 4513.948 | 3955.019 | 4329.966 | 1117.457 | 4337.473 | 3677.573 | Competitive | Competitive | 1 | TRUE | FALSE | 1 | Non-Competitive | 0.711 | Competitive | 216.4812 | 135.9935 | 4442.682 | 3666.113 | 393 | 1
SSUNMGS8 6437__C TO_FROM | SSUNMGS8 | 6437__C | 394 | 1 | 1 | GOLDENSW_8 | BRAND_8 | TO_FROM | 74960.94 | 75590.25 | -132.205 | 0 | 962.143 | 1674.312 | -0.00711 | 0.05105 | -0.4438 | 0.53753 | 114.486 | 84.6277 | 0 | 10000 |  | 10000 | 9609.629 | 684.091 | 5702.664 | 10000 | 9526.676 | 4810.539 | 8561.293 | 10000 | 9646.773 | Competitive | Competitive | 1 | TRUE | FALSE | 1 | Non-Competitive | 0.711 | Competitive | 136.5297 | 37.8837 | 9256.178 | 3607.811 | 393 | 1
SSUNMGS8 6685__A FROM_TO | SSUNMGS8 | 6685__A | 42 | 1 | 1 | CHINAGRV_9 | COLOCITY_9 | FROM_TO | 74960.94 | 74993.15 | -20.3708 | 0 | 1980.368 | 1337.3 | -0.02645 | 0.13214 | -0.36221 | 0.24113 | 30.1194 | -12.5475 | 0 | 3038.925 | 10000 | 3465.488 | 10000 | 2471.808 | 1115.637 | 10000 | 10000 | 3385.252 | 5428.931 | 3464.689 | 10000 | Competitive | Competitive | 1 | TRUE | FALSE | 1 | Non-Competitive | 0.8045 | Non-Competitive | 42.1945 | -22.4785 | 2675.822 | 10000 | 42 | 0
SSUNMGS8 6685__A TO_FROM | SSUNMGS8 | 6685__A | 42 | 1 | 1 | CHINAGRV_9 | COLOCITY_9 | TO_FROM | 74960.94 | 75043.49 | -21.7181 | 0 | 1065.247 | 1880.726 | -0.0009 | 0.028092 | -0.24113 | 0.36221 | 22.0931 | 10.1012 | 0 | 4629.889 |  | 4179.121 | 3711.542 | 942.892 | 3711.542 | 4629.889 | 3711.542 | 4176.409 | 3795.917 | 4440.613 | 3795.917 | Competitive | Competitive | 1 | TRUE | FALSE | 1 | Non-Competitive | 0.8045 | Competitive | 30.3058 | 17.9123 | 4761.1 | 4287.974 | 42 | 1
SSUNMGS8 SNYDR_FMR1 FROM_TO | SSUNMGS8 | SNYDR_FMR1 | 60 | 1 | 1 | SNYDER_9 | SNYDER_8 | FROM_TO | 74960.94 | 74999.59 | -28.4427 | 0 | 10000 | 1731.865 | -0.00032 | 0.63202 | -0.11016 | 0.63202 | 55.7316 | 7.1021 | 0 | 10000 |  | 10000 | 3176.818 | 5122.618 | 3080.713 | 10000 | 10000 | 9969.279 | 4698.18 | 10000 | 4702.435 | Competitive | Competitive | 1 | TRUE | FALSE | 1 | Non-Competitive | 0.758 | Competitive | 57.8706 | 11.4721 | 10000 | 10000 | 60 | 1
SSUNMGS8 SNYDR_FMR1 TO_FROM | SSUNMGS8 | SNYDR_FMR1 | 60 | 1 | 1 | SNYDER_9 | SNYDER_8 | TO_FROM | 74960.94 | 74990.67 | -16.3116 | 0 | 1650.304 | 10000 | -0.01089 | 0.076614 | -0.63202 | 0.11016 | 41.1238 | 27.1581 | 6160.04 | 4254.677 |  | 4254.677 | 8536.16 | 3823.013 | 1529.589 | 4254.677 | 10000 | 3969.856 | 5477.583 | 4046.731 | 6834.003 | Competitive | Competitive | 1 | TRUE | FALSE | 1 | Non-Competitive | 0.758 | Competitive | 44.6757 | -13.3694 | 3782.16 | 10000 | 60 | 1
SSWCLNC5 6026__A FROM_TO | SSWCLNC5 | 6026__A | 1072 | 1 | 1 | ABMULCW7 | SWEETEAST_5 | FROM_TO | 74960.94 | 76502.48 | -1785.68 | 0 | 1514.307 | 1155.243 | -0.20913 | 0.20181 | -0.28261 | 0.30464 | 635.4779 | -208.746 | 0 | 1254.291 | 3089.698 | 1599.007 | 3140.172 | 1359.179 | 1623.346 | 1831.387 | 3140.172 | 1136.229 | 3007.036 | 1147.62 | 3110.713 | Competitive | Competitive | 1 | TRUE | FALSE | 1 | Non-Competitive | 0.9375 | Competitive | 901.4776 | -89.7893 | 953.614 | 3117.663 | 956 | 1
SSWCLNC5 6026__A TO_FROM | SSWCLNC5 | 6026__A | 1072 | 1 | 1 | ABMULCW7 | SWEETEAST_5 | TO_FROM | 74960.94 | 72082.96 | -469.879 | 0 | 1064.876 | 1834.298 | -0.10171 | 0.26889 | -0.30464 | 0.28261 | 1897.776 | 423.3273 | 0 | 1010.249 | 1656.473 | 1054.078 | 2365.908 | 818.415 | 1742.187 | 1054.078 | 2317.311 | 1008.843 | 1576.407 | 1018.97 | 1554.829 | Competitive | Competitive | 0 | TRUE | TRUE | 1 | Competitive | 0.9375 | Competitive | 2277.355 | 346.2307 | 960.167 | 1352.841 | 956 | 1
STCGT8 GT_MID90_A FROM_TO | STCGT8 | GT_MID90_A | 526 | 2 | 2 | GARROT__138B | MIDTWN__138B | FROM_TO | 74960.94 | 73648.87 | -130.702 | 0 | 1172.632 | 2110.168 | -0.18763 | 0.08147 | -0.45469 | 0.50079 | 1118.295 | -98.9641 | 0 | 1677.088 | 2520.22 | 2070.014 | 2891.463 | 1174.279 | 2420.087 | 2616.896 | 4139.741 | 1889.022 | 2721.576 | 2138.405 | 2729.019 | Non-Competitive | Non-Competitive | 0 | TRUE | FALSE | 1 | Non-Competitive | 0.6875 | Non-Competitive | 349.4434 | -99.4023 | 6351.446 | 2757.405 | 229 | 1
STCGT8 GT_MID90_A TO_FROM | STCGT8 | GT_MID90_A | 526 | 2 | 2 | GARROT__138B | MIDTWN__138B | TO_FROM | 74960.94 | 74776.37 | -1063.36 | 0 | 2110.168 | 1151.115 | -0.08147 | 0.18763 | -0.50079 | 0.45469 | 416.1188 | -149.955 | 2862.64 | 2520.22 | 2375.123 | 2891.463 | 2890.786 | 2420.087 | 1560.048 | 4139.741 | 4062.851 | 2721.576 | 2800.365 | 2729.019 | 3275.019 | Competitive | Competitive | 1 | TRUE | FALSE | 1 | Non-Competitive | 0.6875 | Non-Competitive | 266.7877 | -9.9859 | 2757.405 | 6351.446 | 229 | 0
STEJGRN8 G69_H2_1 FROM_TO | STEJGRN8 | G69_H2_1 | 143 | 2 | 2 | TNTXCITYWT0 | TNINTRCITY0 | FROM_TO | 74960.94 | 75109.13 | 36.2043 | 0 | 1066.343 | 2023.926 | -0.00344 | 0.000514 | -0.7086 | 0.20781 | 37.9145 | 37.3287 | 0 |  |  | 789.331 | 6281.945 | 789.331 | 6281.945 | 789.331 | 6281.945 | 788.083 | 5446.559 | 788.083 | 5446.559 | Competitive | Competitive | 1 | FALSE | FALSE | 1 | Non-Competitive | 0.703 | Competitive | 36.6371 | 35.6848 | 783.864 | 5448.422 | 191 | 1
STEJGRN8 G69_H2_1 TO_FROM | STEJGRN8 | G69_H2_1 | 143 | 2 | 2 | TNTXCITYWT0 | TNINTRCITY0 | TO_FROM | 74960.94 | 75824.62 | -37.951 | 0 | 2570.891 | 2801.998 | -0.00051 | 0.003441 | -0.20781 | 0.7086 | -36.0613 | -32.5083 | 7134.64 |  |  | 6281.945 | 922.768 | 6281.945 | 922.768 | 6281.945 | 922.768 | 5446.559 | 921.23 | 5446.559 | 921.23 | Competitive | Competitive | 1 | FALSE | FALSE | 1 | Non-Competitive | 0.703 | Competitive | -34.4657 | -31.6756 | 5448.422 | 921.841 | 191 | 1
STENCR28 TEN_KEN_1 FROM_TO | STENCR28 | TEN_KEN_1 | 237 | 1 | 1 | JNSNCNTY8 | KEENE | FROM_TO | 74960.94 | 74979.16 | -70.7814 | 0 | 1123.257 | 1127.865 | -0.03414 | 0.21603 | -0.55801 | 0.21603 | 225.6702 | 13.8119 | 0 | 10000 | 10000 | 10000 | 7175.146 | 1907.987 | 866.974 | 10000 | 10000 | 8424.73 | 1136.289 | 10000 | 5543.949 | Competitive | Competitive | 1 | TRUE | FALSE | 1 | Non-Competitive | 0.6955 | Non-Competitive | 251.4322 | 4.6494 | 10000 | 5412.307 | 236 | 0
STENCR28 TEN_KEN_1 TO_FROM | STENCR28 | TEN_KEN_1 | 237 | 1 | 1 | JNSNCNTY8 | KEENE | TO_FROM | 74960.94 | 75820.95 | -167.358 | 0 | 1131.314 | 1304.782 | -0.21603 | 0.034145 | -0.21603 | 0.55801 | 54.3668 | -63.252 | 0 | 10000 | 10000 | 7175.146 | 10000 | 774.454 | 2462.717 | 10000 | 10000 | 1041.076 | 8652.877 | 5543.949 | 10000 | Competitive | Competitive | 1 | TRUE | FALSE | 1 | Non-Competitive | 0.6955 | Competitive | 60.0376 | -67.4248 | 5412.307 | 10000 | 236 | 1
STHRSIG8 SINTON_SKIDMO1_1 FROM_TO | STHRSIG8 | SINTON_SKIDMO1_1 | 38 | 2 | 2 | SKIDMOR2 | SINTON 2 | FROM_TO | 74960.94 | 74897.12 | -15.7728 | 0 | 1198.505 | 1195.905 | -0.01998 | 0.004187 | -0.17205 | 0.43887 | 48.9959 | 4.5572 | 0 |  |  | 7112.424 | 2507.822 | 1005 | 1919.657 | 6639.198 | 2591.431 | 2014.78 | 2619.55 | 6462.701 | 2660.744 | Competitive | Non-Competitive | 0 | FALSE | FALSE | 1 | Non-Competitive | 0.766 | Non-Competitive | 51.6232 | 2.545 | 5964.025 | 2940.496 | 38 | 1
STHRSIG8 SINTON_SKIDMO1_1 TO_FROM | STHRSIG8 | SINTON_SKIDMO1_1 | 38 | 2 | 2 | SKIDMOR2 | SINTON 2 | TO_FROM | 74960.94 | 74999.03 | -43.8775 | 0 | 1243.971 | 1150.975 | -0.00419 | 0.019979 | -0.43887 | 0.17205 | 20.8761 | -30.707 | 0 |  |  | 1354.889 | 7232.047 | 1128.543 | 1179.899 | 1824.255 | 6775.071 | 1533.745 | 2377.189 | 1555.465 | 6549.158 | Competitive | Competitive | 1 | FALSE | FALSE | 1 | Non-Competitive | 0.766 | Competitive | 24.5474 | -30.1976 | 1668.109 | 6074.739 | 38 | 1
STMPSN25 425__A FROM_TO | STMPSN25 | 425__A | 1072 | 1 | 1 | TEMP_SS__5 | BELL_E_5 | FROM_TO | 74960.94 | 74572.58 | -2655.04 | 0 | 891.097 | 1403.93 | -0.19638 | 0.19322 | -0.38861 | 0.36275 | 1150.236 | -320.788 | 5.14 | 1079.224 | 1136.816 | 958.119 | 1558.471 | 1099.761 | 1134.109 | 859.944 | 4498.159 | 958.564 | 1350.703 | 955.35 | 1351.392 | Competitive | Competitive | 0 | TRUE | TRUE | 1 | Competitive | 0.719 | Competitive | 669.8246 | -404.458 | 808.635 | 2136.579 | 1065 | 1
STMPSN25 425__A TO_FROM | STMPSN25 | 425__A | 1072 | 1 | 1 | TEMP_SS__5 | BELL_E_5 | TO_FROM | 74960.94 | 70112.31 | -183.261 | 0 | 1447.908 | 891.097 | -0.19322 | 0.19638 | -0.36275 | 0.38861 | 2435.372 | 1303.214 | 2929.84 | 1011.572 | 1535.011 | 1431.751 | 1468.485 | 1009.326 | 1564.98 | 4498.159 | 2491.413 | 1226.888 | 1446.082 | 1227.469 | 1441.313 | Competitive | Non-Competitive | 0 | TRUE | TRUE | 0 | Non-Competitive | 0.719 | Competitive | 1280.301 | 407.137 | 2136.579 | 1159.512 | 1065 | 0
STMPSND5 435__A FROM_TO | STMPSND5 | 435__A | 1072 | 1 | 1 | TEMPSSLT__5 | BELL_E_5 | FROM_TO | 74960.94 | 74599.44 | -2172.47 | 0 | 890.98 | 1667.707 | -0.19633 | 0.19212 | -0.38824 | 0.3633 | 1145.338 | -320.06 | 5.14 | 1078.048 | 1139.272 | 957.278 | 1559.137 | 1098.193 | 1136.618 | 859.172 | 4503.916 | 956.423 | 1356.048 | 953.327 | 1356.709 | Competitive | Competitive | 0 | TRUE | TRUE | 1 | Competitive | 0.711 | Competitive | 2149.955 | -147.779 | 1163.048 | 1470.752 | 1065 | 1
STMPSND5 435__A TO_FROM | STMPSND5 | 435__A | 1072 | 1 | 1 | TEMPSSLT__5 | BELL_E_5 | TO_FROM | 74960.94 | 70159.65 | -187.811 | 0 | 1667.708 | 890.98 | -0.19213 | 0.19633 | -0.3633 | 0.38824 | 2431.416 | 1300.4 | 2929.84 | 1013.876 | 1534.874 | 1432.365 | 1468.605 | 1011.674 | 1564.291 | 4503.916 | 2488.757 | 1232.101 | 1445.629 | 1232.659 | 1441.028 | Competitive | Non-Competitive | 0 | TRUE | TRUE | 0 | Non-Competitive | 0.711 | Competitive | 1362.269 | 745.2109 | 1317.458 | 1598.066 | 1065 | 0
STYLEL28 TYLNW_AXFMR1H FROM_TO | STYLEL28 | TYLNW_AXFMR1H | 56 | 3 | 3 | TYLERNW_8 | TYLERSTR | FROM_TO | 74960.94 | 94328.7 | -78.8414 | 0 | 0 | 788.325 | -0.00105 | 0 | -0.00105 | 0.99895 | -78.8221 | -71.3081 | 7134.64 |  |  |  | 921.083 |  | 921.083 |  | 921.083 |  | 921.083 | 0 | 921.083 | Competitive | Competitive | 1 | FALSE | TRUE | 1 | Non-Competitive | 0.844 | #N/A | #N/A | #N/A | #N/A | #N/A | #N/A | #N/A
STYLEL28 TYLNW_AXFMR1H TO_FROM | STYLEL28 | TYLNW_AXFMR1H | 56 | 3 | 3 | TYLERNW_8 | TYLERSTR | TO_FROM | 74960.94 | 74937.73 | 78.8542 | 0 | 788.325 | 0 | 0 | 0.001051 | -0.99895 | 0.001051 | 79.1797 | 78.8127 | 0 |  |  | 788.325 |  | 788.325 |  | 788.325 |  | 788.325 |  | 788.325 | 0 | Non-Competitive | Non-Competitive | 0 | FALSE | TRUE | 0 | Non-Competitive | 0.844 | #N/A | #N/A | #N/A | #N/A | #N/A | #N/A | #N/A
SVICCO28 COLETO_VICTOR2_1 FROM_TO | SVICCO28 | COLETO_VICTOR2_1 | 320 | 1 | 1 | COLETO 4 | VICTRA 4 | FROM_TO | 74960.94 | 73883.55 | -7.6296 | 0 | 1126.17 | 1558.494 | -0.27665 | 0.24837 | -0.29573 | 0.25459 | 631.1898 | -132.597 | 0 | 2214.149 | 2177.966 | 10000 | 3375.82 | 1382.737 | 1154.422 | 10000 | 3375.82 | 5998.494 | 2536.344 | 6237.94 | 2870.694 | Competitive | Non-Competitive | 0 | TRUE | FALSE | 1 | Non-Competitive | 1.1095 | Non-Competitive | 654.2417 | -135.417 | 6217.637 | 2854.323 | 320 | 1
SVICCO28 COLETO_VICTOR2_1 TO_FROM | SVICCO28 | COLETO_VICTOR2_1 | 320 | 1 | 1 | COLETO 4 | VICTRA 4 | TO_FROM | 74960.94 | 74988.17 | -742.707 | 0 | 1538.73 | 1032.978 | -0.24837 | 0.27665 | -0.25459 | 0.29573 | 279.9761 | -242.086 | 0 | 2177.966 | 2910.812 | 3375.82 | 10000 | 1047.193 | 1808.064 | 3375.82 | 10000 | 2490.924 | 6856.234 | 2870.694 | 7102.935 | Competitive | Competitive | 1 | TRUE | FALSE | 1 | Non-Competitive | 1.1095 | Competitive | 267.7971 | -262.06 | 2854.323 | 7117.326 | 320 | 1
SWCOASH8 UVALDE_W_BATE1_1 FROM_TO | SWCOASH8 | UVALDE_W_BATE1_1 | 122 | 5 | 5 | UVALDE 4 | W.BATSV4 | FROM_TO | 74960.94 | 74740.69 | -114.642 | 0 | 1087.749 | 812.04 | -0.064 | 0.14439 | -0.40051 | 0.26645 | 209.78 | -18.8659 | 0 | 1943.216 | 4933.853 | 5719.382 | 4933.853 | 915.181 | 864.975 | 5719.382 | 4816.603 | 1921.07 | 3332.275 | 3083.432 | 5226.767 | Competitive | Non-Competitive | 0 | TRUE | FALSE | 1 | Non-Competitive | 0.711 | Non-Competitive | 277.7522 | -83.8458 | 2643.691 | 4296.752 | 122 | 1
SWCOASH8 UVALDE_W_BATE1_1 TO_FROM | SWCOASH8 | UVALDE_W_BATE1_1 | 122 | 5 | 5 | UVALDE 4 | W.BATSV4 | TO_FROM | 74960.94 | 75058.47 | -150.278 | 0 | 779.27 | 1087.749 | -0.14439 | 0.063997 | -0.26645 | 0.40051 | 93.4706 | -87.4161 | 0 | 2740.015 | 10000 | 2740.015 | 10000 | 694.651 | 1484.272 | 2681.316 | 10000 | 2023.333 | 5286.88 | 3013.431 | 10000 | Competitive | Competitive | 1 | TRUE | FALSE | 1 | Non-Competitive | 0.711 | Non-Competitive | 151.4171 | -68.1429 | 2582.794 | 10000 | 122 | 0
SWEBVEN5 3180__A FROM_TO | SWEBVEN5 | 3180__A | 210 | 1 | 1 | CHILSW_N8 | FSHCRK1_8 | FROM_TO | 74960.94 | 74979.58 | -205.16 | 0 | 2702.004 | 1126.609 | -0.06054 | 0.047587 | -0.5166 | 0.096421 | 191.5941 | -21.8571 | 0 | 7076.089 | 10000 | 7076.089 | 10000 | 1736.77 | 2302.548 | 10000 | 10000 | 3763.289 | 6235.444 | 8422.563 | 10000 | Competitive | Competitive | 1 | TRUE | FALSE | 1 | Non-Competitive | 1.039 | Non-Competitive | 223.3309 | -34.5306 | 8706.971 | 10000 | 210 | 0
SWEBVEN5 3180__A TO_FROM | SWEBVEN5 | 3180__A | 210 | 1 | 1 | CHILSW_N8 | FSHCRK1_8 | TO_FROM | 74960.94 | 74881.96 | -107.37 | 0 | 1126.609 | 2702.003 | -0.04759 | 0.060538 | -0.09642 | 0.5166 | 209.8276 | -108.476 | 0 | 10000 | 7076.089 | 10000 | 7076.089 | 1567.439 | 1758.876 | 10000 | 10000 | 5582.818 | 3768.34 | 10000 | 8422.563 | Non-Competitive | Competitive | 1 | TRUE | FALSE | 1 | Non-Competitive | 1.039 | Non-Competitive | 263.1038 | -129.679 | 10000 | 8706.971 | 210 | 0
SWEILON8 CLARK__LON_HI1_1 FROM_TO | SWEILON8 | CLARK__LON_HI1_1 | 207 | 1 | 1 | LNHILL 4 | CLARKWD4 | FROM_TO | 74960.94 | 74921.99 | 124.8218 | 0 | 1723.269 | 3828.999 | -0.17348 | 0.007634 | -0.57084 | 0.044281 | 229.2319 | 138.322 | 0 |  | 4473.866 | 817.558 | 5762.61 | 803.057 | 4388.207 | 2293.923 | 5762.61 | 779.238 | 5778.413 | 802.183 | 5786.189 | Non-Competitive | Non-Competitive | 0 | TRUE | FALSE | 1 | Non-Competitive | 0.7345 | Non-Competitive | 239.0054 | 157.4518 | 785.44 | 5996.794 | 207 | 1
SWEILON8 CLARK__LON_HI1_1 TO_FROM | SWEILON8 | CLARK__LON_HI1_1 | 207 | 1 | 1 | LNHILL 4 | CLARKWD4 | TO_FROM | 74960.94 | 80331.37 | -227.911 | 0 | 3829.008 | 1723.269 | -0.0054 | 0.17348 | -0.04428 | 0.57084 | -16.5907 | -5.3992 | 6068.24 | 4473.866 |  | 5762.61 | 927.29 | 3965.006 | 926.275 | 5762.61 | 1118.811 | 5724.156 | 896.965 | 5786.189 | 897.417 | Competitive | Competitive | 1 | TRUE | FALSE | 1 | Non-Competitive | 0.7345 | Competitive | -31.0094 | -22.6261 | 5996.794 | 908.966 | 207 | 1
SWFAFSH8 6557__A FROM_TO | SWFAFSH8 | 6557__A | 143 | 1 | 1 | FISHRDSS1_8 | WNDCRK2_8 | FROM_TO | 74960.94 | 75001.85 | 98.8179 | 0 | 903.969 | 1354.322 | -0.01769 | 0.016404 | -0.57255 | 0.259 | 118.3423 | 97.4705 | 0 |  |  | 3695.052 | 10000 | 679.31 | 5028.729 | 3695.052 | 10000 | 1116.777 | 6984.428 | 3695.052 | 10000 | Competitive | Competitive | 1 | FALSE | FALSE | 1 | Non-Competitive | 0.703 | Non-Competitive | 166.6788 | 98.2583 | 2708.889 | 5288.919 | 143 | 0
SWFAFSH8 6557__A TO_FROM | SWFAFSH8 | 6557__A | 143 | 1 | 1 | FISHRDSS1_8 | WNDCRK2_8 | TO_FROM | 74960.94 | 75839.4 | -128.585 | 0 | 1417.889 | 903.969 | -0.0164 | 0.017689 | -0.259 | 0.57255 | -83.191 | -108.602 | 0 |  |  | 4626.957 | 3695.052 | 3225.082 | 798.718 | 4626.957 | 3695.052 | 4293.182 | 1329.373 | 5608.946 | 3695.052 | Competitive | Competitive | 1 | FALSE | FALSE | 1 | Non-Competitive | 0.703 | Competitive | -75.6664 | -128.076 | 3844.771 | 3695.052 | 143 | 1
SWHILON5 LON_HI_PELICA1_1 FROM_TO | SWHILON5 | LON_HI_PELICA1_1 | 470 | 1 | 1 | LNHILL 4 | PELICAN4A | FROM_TO | 74960.94 | 75830.95 | -675.015 | 0 | 1108.369 | 2519.393 | -0.25926 | 0.11972 | -0.41494 | 0.13518 | 40.5474 | -458.167 | 0 | 1001.512 | 3067.763 | 1283.909 | 5644.313 | 1101.826 | 1275.635 | 1768.533 | 5644.313 | 1027.68 | 4421.69 | 1087.357 | 5275.143 | Competitive | Competitive | 1 | TRUE | FALSE | 1 | Non-Competitive | 0.703 | Competitive | 109.9491 | -613.903 | 1256.34 | 4956.558 | 470 | 1
SWHILON5 LON_HI_PELICA1_1 TO_FROM | SWHILON5 | LON_HI_PELICA1_1 | 470 | 1 | 1 | LNHILL 4 | PELICAN4A | TO_FROM | 74960.94 | 72528.56 | -95.9155 | 0 | 2519.394 | 1019.098 | -0.11972 | 0.41494 | -0.13518 | 0.41494 | 798.8671 | 91.9815 | 0 | 1941.934 | 1757.929 | 2451.285 | 2795.765 | 967.057 | 1468.497 | 2451.285 | 4034.68 | 2171.88 | 1486.716 | 2347.357 | 1897.905 | Non-Competitive | Competitive | 0 | TRUE | TRUE | 1 | Competitive | 0.703 | Non-Competitive | 971.0261 | 115.2936 | 2252.927 | 2410.54 | 470 | 0
SWHISTP5 BLESSI_PALACI1_1 FROM_TO | SWHISTP5 | BLESSI_PALACI1_1 | 39 | 1 | 1 | BLESSNG2 | PALACOS2 | FROM_TO | 74960.94 | 74810.15 | 0.64028 | 0 | 1858.385 | 1044.294 | -0.05197 | 0.007273 | -0.71508 | 0.10273 | 146.8813 | 33.1287 | 0 |  | 8234.95 | 1830.499 | 5462.443 | 1210.887 | 990.903 | 1457.791 | 8234.95 | 1383.776 | 2510.726 | 1622.261 | 7499.918 | Competitive | Non-Competitive | 0 | TRUE | FALSE | 1 | Non-Competitive | 0.7185 | Non-Competitive | 148.5436 | 27.3855 | 1688.438 | 7420.052 | 39 | 1
SWHISTP5 BLESSI_PALACI1_1 TO_FROM | SWHISTP5 | BLESSI_PALACI1_1 | 39 | 1 | 1 | BLESSNG2 | PALACOS2 | TO_FROM | 74960.94 | 75363.54 | -115.922 | 0 | 1036.105 | 1874.045 | -0.00727 | 0.051974 | -0.10273 | 0.71508 | -20.4091 | -29.4774 | 464.04 | 8234.95 |  | 5462.443 | 2079.174 | 820.222 | 1385.854 | 8234.95 | 1845.899 | 2007.826 | 1567 | 7499.918 | 1843.596 | Competitive | Competitive | 1 | TRUE | FALSE | 1 | Non-Competitive | 0.7185 | Competitive | -17.6683 | -52.5926 | 7420.052 | 1803.938 | 39 | 1
SWHOSCS8 1340__D FROM_TO | SWHOSCS8 | 1340__D | 210 | 4 | 4 | STRYKER_8 | DOUGLAS_8 | FROM_TO | 74960.94 | 75173.09 | 11.4502 | 0 | 1809.195 | 1901.485 | -0.11732 | 0.071085 | -0.55027 | 0.098911 | 93.1967 | 0.90129 | 0 | 8524.672 | 10000 | 8524.672 | 10000 | 3599.371 | 3491.764 | 8524.672 | 10000 | 8973.367 | 6063.271 | 9064.061 | 10000 | Competitive | Competitive | 1 | TRUE | FALSE | 1 | Non-Competitive | 0.711 | Competitive | 82.5585 | -1.9283 | 9125.388 | 10000 | 210 | 1
SWHOSCS8 1340__D TO_FROM | SWHOSCS8 | 1340__D | 210 | 4 | 4 | STRYKER_8 | DOUGLAS_8 | TO_FROM | 74960.94 | 77045.09 | -92.57 | 0 | 1901.485 | 1963.207 | -0.07109 | 0.11732 | -0.09891 | 0.55027 | 2.299 | -15.1798 | 7134.64 | 10000 | 8524.672 | 10000 | 8524.672 | 3491.764 | 3935.677 | 10000 | 8524.672 | 6063.271 | 8982.473 | 10000 | 9064.061 | Competitive | Competitive | 1 | TRUE | FALSE | 1 | Non-Competitive | 0.711 | Competitive | 6.8412 | -10.4747 | 10000 | 9125.388 | 210 | 1
SWINPBS8 PBSES_FMR2 FROM_TO | SWINPBS8 | PBSES_FMR2 | 72 | 1 | 1 | PERMIANB_9 | PERMIANB_8 | FROM_TO | 74960.94 | 83658.08 | -34.094 | 0 | 5473.881 | 1464.305 | -0.01026 | 0.05506 | -0.01026 | 0.50786 | -14.44 | -13.7808 | 6109.54 | 5426.679 |  | 5426.679 | 10000 | 5228.874 | 1279.317 | 5426.679 | 10000 | 5192.929 | 7250.299 | 5194.436 | 10000 | Competitive | Competitive | 1 | TRUE | FALSE | 1 | Non-Competitive | 0.7185 | Competitive | -7.1895 | -7.4529 | 6259.911 | 10000 | 72 | 1
SWINPBS8 PBSES_FMR2 TO_FROM | SWINPBS8 | PBSES_FMR2 | 72 | 1 | 1 | PERMIANB_9 | PERMIANB_8 | TO_FROM | 74960.94 | 75035.27 | 21.1084 | 0 | 1422.041 | 5473.885 | -0.00064 | 0.010261 | -0.50786 | 0.010261 | 34.2471 | 25.4275 | 0 |  |  | 10000 | 10000 | 1041.571 | 10000 | 10000 | 10000 | 5920.624 | 10000 | 10000 | 10000 | Competitive | Competitive | 1 | FALSE | FALSE | 1 | Non-Competitive | 0.7185 | Competitive | 36.5515 | 26.8405 | 10000 | 10000 | 72 | 1
SWIRFE28 SANDCR_AT1 FROM_TO | SWIRFE28 | SANDCR_AT1 | 40 | 1 | 1 | L_SANDCR9_1Y | L_SANDCR8_1Y | FROM_TO | 74960.94 | 75615.97 | -27.5135 | 0 | 10000 | 1471.917 | -0.0161 | 0.17408 | -0.05584 | 0.60334 | 2.9447 | -13.826 | 0 | 10000 |  | 10000 | 10000 | 2386.441 | 1730.365 | 10000 | 10000 | 9967.472 | 8505.869 | 10000 | 10000 | Competitive | Competitive | 1 | TRUE | FALSE | 1 | Non-Competitive | 0.7185 | Competitive | 3.4489 | -14.8106 | 10000 | 10000 | 44 | 1
SWIRFE28 SANDCR_AT1 TO_FROM | SWIRFE28 | SANDCR_AT1 | 40 | 1 | 1 | L_SANDCR9_1Y | L_SANDCR8_1Y | TO_FROM | 74960.94 | 74981.04 | 1.9692 | 0 | 1390.249 | 10000 | -0.17408 | 0.016099 | -0.60334 | 0.055835 | 27.4806 | 6.0445 | 0 |  | 10000 | 10000 | 10000 | 1431.129 | 2696.923 | 10000 | 10000 | 7954.53 | 9970.363 | 10000 | 10000 | Competitive | Competitive | 1 | TRUE | FALSE | 1 | Non-Competitive | 0.7185 | Competitive | 28.2714 | 5.912 | 10000 | 10000 | 44 | 1
SWLVWTR5 3040__A FROM_TO | SWLVWTR5 | 3040__A | 1072 | 3 | 3 | CHILSW1_5 | WATMLL_E5 | FROM_TO | 74960.94 | 80345.68 | -785.895 | 0 | 1168.045 | 2959.988 | -0.06988 | 0.058889 | -0.15488 | 0.16705 | 308.1194 | -26.4898 | 0 | 1237.238 | 3040.022 | 1237.238 | 3248.47 | 1214.826 | 1679.53 | 1901.618 | 3706.795 | 1554.498 | 2638.542 | 1560.347 | 3489.023 | Competitive | Competitive | 1 | TRUE | FALSE | 1 | Non-Competitive | 0.719 | Competitive | 448.8112 | -68.2246 | 1258.986 | 3428.667 | 1064 | 1
SWLVWTR5 3040__A TO_FROM | SWLVWTR5 | 3040__A | 1072 | 3 | 3 | CHILSW1_5 | WATMLL_E5 | TO_FROM | 74960.94 | 74253.57 | -277.716 | 0 | 2959.989 | 1168.046 | -0.05889 | 0.069883 | -0.16705 | 0.15488 | 1162.781 | 260.3992 | 2965.84 | 3040.022 | 1884.858 | 3248.47 | 1884.858 | 1597.525 | 1840.495 | 3706.795 | 2095.338 | 2583.198 | 2040.511 | 3489.023 | 2049.59 | Non-Competitive | Non-Competitive | 0 | TRUE | FALSE | 1 | Non-Competitive | 0.719 | Non-Competitive | 1219.225 | 271.0088 | 3428.667 | 1943.235 | 1064 | 1
SWMMLCS8 1010__A FROM_TO | SWMMLCS8 | 1010__A | 326 | 6 | 6 | ELM_MOTT__8 | WACONCST_T | FROM_TO | 74960.94 | 75021.14 | 21.5889 | 0 | 1378.22 | 1176.723 | -0.00473 | 0.056778 | -0.64006 | 0.25855 | 284.9823 | 142.9999 | 0 | 10000 |  | 10000 | 1315.626 | 1414.341 | 992.709 | 10000 | 1642.761 | 1484.83 | 1238.673 | 10000 | 1382.96 | Competitive | Competitive | 1 | TRUE | FALSE | 1 | Non-Competitive | 0.703 | Competitive | 287.5231 | 126.2596 | 10000 | 1395.472 | 324 | 1
SWMMLCS8 1010__A TO_FROM | SWMMLCS8 | 1010__A | 326 | 6 | 6 | ELM_MOTT__8 | WACONCST_T | TO_FROM | 74960.94 | 76495.77 | -204.408 | 0 | 1176.723 | 1378.22 | -0.05678 | 0.004727 | -0.25854 | 0.64006 | -67.9898 | -179.241 | 0 |  | 10000 | 1148.108 | 10000 | 877.897 | 1791.407 | 1484.155 | 10000 | 1099.735 | 1813.911 | 1220.94 | 10000 | Competitive | Competitive | 1 | TRUE | FALSE | 1 | Non-Competitive | 0.703 | Competitive | -61.8204 | -175.749 | 1234.309 | 10000 | 324 | 1
SWOVODE8 6430__C FROM_TO | SWOVODE8 | 6430__C | 186 | 5 | 5 | MOSS_8 | AMOCNCTA_8 | FROM_TO | 74960.94 | 74890.59 | 128.17 | 0 | 1006.881 | 4620.445 | -0.10926 | 0.017117 | -0.64971 | 0.062193 | 231.7019 | 200.6504 | 0 |  | 10000 | 3932.005 | 10000 | 700.575 | 9850.026 | 4943.834 | 10000 | 1366.667 | 9975.382 | 4615.045 | 10000 | Non-Competitive | Non-Competitive | 0 | TRUE | FALSE | 0 | Non-Competitive | 0.7185 | Non-Competitive | 238.0927 | 201.4206 | 4606.43 | 10000 | 179 | 1
SWOVODE8 6430__C TO_FROM | SWOVODE8 | 6430__C | 186 | 5 | 5 | MOSS_8 | AMOCNCTA_8 | TO_FROM | 74960.94 | 79281.88 | -230.925 | 0 | 4620.437 | 888.26 | -0.01712 | 0.19536 | -0.06219 | 0.64971 | -73.4049 | -206.405 | 0 | 4407.596 |  | 4407.596 | 4943.834 | 3285.308 | 802.44 | 4407.596 | 4943.834 | 4013.305 | 1602.904 | 4116.845 | 5167.1 | Competitive | Competitive | 1 | TRUE | FALSE | 1 | Non-Competitive | 0.7185 | Competitive | -11.3732 | -212.29 | 4358.95 | 5133.647 | 179 | 1
SWOVODE8 6860__A FROM_TO | SWOVODE8 | 6860__A | 42 | 5 | 5 | HOLTSS_9 | ECTRSHLT_9 | FROM_TO | 74960.94 | 74977.65 | 18.2283 | 0 | 1218.068 | 1007.257 | -0.00907 | 0.001321 | -0.74696 | 0.10231 | 29.5187 | 26.9937 | 0 |  |  | 2233.317 | 10000 | 827.283 | 9012.787 | 2311.324 | 10000 | 826.893 | 9985.337 | 2193.75 | 10000 | Competitive | Competitive | 1 | FALSE | FALSE | 1 | Non-Competitive | 0.75 | Non-Competitive | 51.4831 | 47.592 | 4441.72 | 10000 | 40 | 0
SWOVODE8 6860__A TO_FROM | SWOVODE8 | 6860__A | 42 | 5 | 5 | HOLTSS_9 | ECTRSHLT_9 | TO_FROM | 74960.94 | 75548.36 | -28.9888 | 0 | 1017.331 | 1596.189 | -0.00132 | 0.016385 | -0.10231 | 0.74696 | -18.2001 | -20.4612 | 5853.54 |  |  | 4775.587 | 8764.861 | 3338.462 | 973.651 | 4775.587 | 10000 | 4073.367 | 1002.219 | 4271.194 | 7568.061 | Competitive | Competitive | 1 | FALSE | FALSE | 1 | Non-Competitive | 0.75 | Competitive | -37.0635 | -38.8143 | 3712.16 | 993.307 | 40 | 1
SWOVODE8 6865__A FROM_TO | SWOVODE8 | 6865__A | 48 | 5 | 5 | HOLTSS_9 | NTCOWDEN_9 | FROM_TO | 74960.94 | 74981.4 | 25.4392 | 0 | 1572.925 | 1012.119 | -0.00527 | 0.000989 | -0.7682 | 0.061893 | 32.2722 | 30.7492 | 0 |  |  | 821.43 | 10000 | 813.071 | 10000 | 2257.431 | 10000 | 820.605 | 10000 | 822.784 | 10000 | Competitive | Competitive | 1 | FALSE | FALSE | 1 | Non-Competitive | 0.7425 | Competitive | 38.8394 | 36.4898 | 3833.502 | 10000 | 48 | 1
SWOVODE8 6865__A TO_FROM | SWOVODE8 | 6865__A | 48 | 5 | 5 | HOLTSS_9 | NTCOWDEN_9 | TO_FROM | 74960.94 | 76155.21 | -31.9502 | 0 | 1111.579 | 1728.538 | -0.00099 | 0.009689 | -0.06189 | 0.7682 | -25.4733 | -25.676 | 5853.54 |  |  | 4762.329 | 961.5 | 3671.138 | 949.1 | 6694.431 | 8993.077 | 4118.049 | 972.385 | 4249.641 | 976.051 | Competitive | Competitive | 1 | FALSE | FALSE | 1 | Non-Competitive | 0.7425 | Competitive | -30.1368 | -30.775 | 3703.147 | 981.945 | 48 | 1
SWRDYN8 358T544_1 FROM_TO | SWRDYN8 | 358T544_1 | 38 | 4 | 4 | L_ALTAIR9_1Y | L_STAFHI9_1Y | FROM_TO | 74960.94 | 74942.95 | -99.4852 | 0 | 1149.253 | 848.036 | -0.01584 | 0.03298 | -0.40355 | 0.41735 | 44.4887 | -52.0958 | 0 | 7701.946 |  | 4124.678 | 6451.795 | 898.647 | 1280.902 | 7701.946 | 6543.404 | 2937.574 | 2361.941 | 5739.421 | 6780.731 | Competitive | Non-Competitive | 0 | TRUE | FALSE | 1 | Non-Competitive | 0.727 | Non-Competitive | 53.6656 | -50.5407 | 6107.498 | 6810.136 | 38 | 1
SWRDYN8 358T544_1 TO_FROM | SWRDYN8 | 358T544_1 | 38 | 4 | 4 | L_ALTAIR9_1Y | L_STAFHI9_1Y | TO_FROM | 74960.94 | 74753.43 | -17.7389 | 0 | 838.044 | 1149.254 | -0.03298 | 0.015845 | -0.41735 | 0.40355 | 124.2305 | -2.6162 | 0 |  | 7701.946 | 6451.795 | 4124.678 | 1074.802 | 1076.884 | 6543.404 | 7701.946 | 2039.911 | 3191.73 | 6780.731 | 5739.421 | Competitive | Non-Competitive | 0 | TRUE | FALSE | 1 | Non-Competitive | 0.727 | Non-Competitive | 126.6034 | -14.1489 | 6810.136 | 6107.498 | 38 | 1
SWRDYN8 BLESSI_LAN_CT1_1 FROM_TO | SWRDYN8 | BLESSI_LAN_CT1_1 | 157 | 4 | 4 | BLESSNG4 | L.CITYM4A | FROM_TO | 74960.94 | 74941.45 | -211.183 | 0 | 1316.362 | 1760.947 | -0.2638 | 0.03305 | -0.26609 | 0.10971 | 162.1863 | -83.438 | 0 | 10000 | 5593.498 | 2477.746 | 8198.477 | 867.119 | 2810.375 | 10000 | 8198.477 | 1550.241 | 7190.701 | 2939.894 | 7529.771 | Competitive | Non-Competitive | 0 | TRUE | FALSE | 1 | Non-Competitive | 0.703 | Non-Competitive | 184.1489 | -51.2456 | 1765.582 | 7765.658 | 161 | 1
SWRDYN8 BLESSI_LAN_CT1_1 TO_FROM | SWRDYN8 | BLESSI_LAN_CT1_1 | 157 | 4 | 4 | BLESSNG4 | L.CITYM4A | TO_FROM | 74960.94 | 73656.68 | -152.712 | 0 | 1760.947 | 1316.362 | -0.03305 | 0.2638 | -0.10971 | 0.26609 | 276.0306 | -96.1461 | 0 | 5593.498 | 10000 | 8198.477 | 2477.746 | 2397.51 | 1003.254 | 8198.477 | 10000 | 7056.381 | 1738.617 | 7529.771 | 2939.894 | Competitive | Non-Competitive | 0 | TRUE | FALSE | 1 | Non-Competitive | 0.703 | Non-Competitive | 234.8809 | -119.492 | 7765.658 | 2066.571 | 161 | 1
SWRDYN8 LC_NEW60_A FROM_TO | SWRDYN8 | LC_NEW60_A | 478 | 4 | 4 | NEWGLF608000 | S_LANE__138A | FROM_TO | 74960.94 | 74232.26 | -526.926 | 0 | 2074.107 | 1156.332 | -0.37612 | 0.48109 | -0.37612 | 0.53719 | 675.9801 | -29.6283 | 0 | 1685.488 | 3339.779 | 5902.9 | 10000 | 1465.919 | 1760.697 | 10000 | 10000 | 2385.007 | 7714.841 | 2812.103 | 8171.554 | Competitive | Non-Competitive | 0 | TRUE | FALSE | 1 | Non-Competitive | 0.7265 | Non-Competitive | 401.0493 | -107.403 | 4723.742 | 8470.032 | 336 | 1
SWRDYN8 LC_NEW60_A TO_FROM | SWRDYN8 | LC_NEW60_A | 478 | 4 | 4 | NEWGLF608000 | S_LANE__138A | TO_FROM | 74960.94 | 74891.5 | -500.217 | 0 | 1156.332 | 2074.106 | -0.48109 | 0.37611 | -0.53719 | 0.37611 | 509.6639 | -557.714 | 0 | 2670.722 | 2317.741 | 10000 | 5902.9 | 1469.466 | 1768.309 | 10000 | 10000 | 7434.356 | 2749.619 | 7901.742 | 3297.314 | Non-Competitive | Non-Competitive | 0 | TRUE | FALSE | 1 | Non-Competitive | 0.7265 | Non-Competitive | 532.2908 | -373.611 | 8214.676 | 4723.742 | 336 | 1
SWRDYN8 NEWTGF04_A FROM_TO | SWRDYN8 | NEWTGF04_A | 478 | 4 | 4 | NEWGLF048015 | TXGLF___138A | FROM_TO | 74960.94 | 74501.53 | -565.993 | 0 | 1867.642 | 1142.015 | -0.51884 | 0.1811 | -0.51884 | 0.42507 | 638.6759 | -68.6076 | 0 | 1887.956 | 2961.695 | 8795.774 | 7219.97 | 1589.363 | 1683.971 | 10000 | 7219.97 | 2825.862 | 5444.562 | 3553.328 | 5692.437 | Competitive | Non-Competitive | 0 | TRUE | FALSE | 1 | Non-Competitive | 0.758 | Competitive | 358.8484 | -139.132 | 6384.211 | 5908.262 | 382 | 0
SWRDYN8 NEWTGF04_A TO_FROM | SWRDYN8 | NEWTGF04_A | 478 | 4 | 4 | NEWGLF048015 | TXGLF___138A | TO_FROM | 74960.94 | 74774.72 | -466.029 | 0 | 1142.014 | 1867.642 | -0.18109 | 0.51884 | -0.42506 | 0.51884 | 549.0037 | -487.137 | 0 | 2420.269 | 2680.54 | 7219.97 | 8795.774 | 1422.036 | 1938.775 | 7219.97 | 10000 | 5285.271 | 3503.183 | 5541.865 | 4587.052 | Competitive | Non-Competitive | 0 | TRUE | FALSE | 1 | Non-Competitive | 0.758 | Non-Competitive | 564.036 | -314.611 | 5765.173 | 6384.211 | 382 | 1
SWRDYN8 PG_WC_04_A FROM_TO | SWRDYN8 | PG_WC_04_A | 478 | 4 | 4 | PLEDGR__8000 | W_COL___8010 | FROM_TO | 74960.94 | 74542.12 | -473.214 | 0 | 3877.081 | 1874.37 | -0.18119 | 0.51874 | -0.18119 | 0.67154 | 541.8267 | -494.35 | 0 | 2424.246 | 2686.887 | 7219.84 | 8795.111 | 1430.643 | 1929.109 | 7219.84 | 10000 | 5291.745 | 3490.119 | 5544.989 | 4560.664 | Non-Competitive | Non-Competitive | 0 | TRUE | FALSE | 1 | Non-Competitive | 0.711 | Non-Competitive | 556.8548 | -321.791 | 5768.452 | 6377.285 | 277 | 1
SWRDYN8 PG_WC_04_A TO_FROM | SWRDYN8 | PG_WC_04_A | 478 | 4 | 4 | PLEDGR__8000 | W_COL___8010 | TO_FROM | 74960.94 | 74595.37 | -452.848 | 0 | 1876.95 | 3877.081 | -0.51874 | 0.18119 | -0.67154 | 0.18119 | 645.8586 | -61.4367 | 0 | 1896.642 | 2965.501 | 8795.111 | 7219.84 | 1583.492 | 1691.676 | 10000 | 7219.84 | 2815.518 | 5450.174 | 3534.435 | 5694.855 | Non-Competitive | Non-Competitive | 0 | TRUE | FALSE | 1 | Non-Competitive | 0.711 | Non-Competitive | 366.0366 | -131.93 | 6377.285 | 5910.694 | 277 | 1
SW_BUVA8 UVALDE_69A1 FROM_TO | SW_BUVA8 | UVALDE_69A1 | 40.7 | 1 | 1 | UVALDE 2 | UVALDE 4 | FROM_TO | 74960.94 | 75448.34 | -46.0647 | 0 | 796.164 | 980.778 | -0.03186 | 0.007126 | -0.09199 | 0.67753 | -4.1359 | -32.6355 | 0 |  | 10000 | 2448.548 | 10000 | 612.664 | 1336.387 | 2448.548 | 10000 | 1499.9 | 4866.047 | 2624.874 | 10000 | Competitive | Competitive | 1 | TRUE | FALSE | 1 | Non-Competitive | 0.6955 | Competitive | 1.6472 | -10.6166 | 2234.008 | 10000 | 40.7 | 1
SW_BUVA8 UVALDE_69A1 TO_FROM | SW_BUVA8 | UVALDE_69A1 | 40.7 | 1 | 1 | UVALDE 2 | UVALDE 4 | TO_FROM | 74960.94 | 74939.24 | -1.0549 | 0 | 1044.949 | 796.164 | -0.00713 | 0.03186 | -0.67753 | 0.091993 | 55.2517 | 14.2609 | 0 | 10000 |  | 10000 | 3393.748 | 926.591 | 678.227 | 10000 | 3393.748 | 2281.762 | 1819.775 | 10000 | 3666.201 | Competitive | Non-Competitive | 0 | TRUE | FALSE | 1 | Non-Competitive | 0.6955 | Competitive | 28.2927 | 1.8136 | 8967.338 | 4668.773 | 40.7 | 0
SX3BRA8 E1_M1_1 FROM_TO | SX3BRA8 | E1_M1_1 | 213 | 1 | 1 | FIVE_PTS | WSTSIDE | FROM_TO | 74960.94 | 75169.22 | 84.202 | 0 | 1106.894 | 914.298 | -0.06721 | 0.15182 | -0.30718 | 0.45622 | 148.1876 | 4.8408 | 0 | 10000 | 8619.739 | 10000 | 8619.739 | 8175.349 | 5991.724 | 10000 | 10000 | 9978.906 | 8982.664 | 10000 | 9250.611 | Competitive | Competitive | 1 | TRUE | FALSE | 1 | Non-Competitive | 0.7345 | Competitive | 149.7691 | 9.573 | 10000 | 9413.419 | 214 | 1
SX3BRA8 E1_M1_1 TO_FROM | SX3BRA8 | E1_M1_1 | 213 | 1 | 1 | FIVE_PTS | WSTSIDE | TO_FROM | 74960.94 | 75083.1 | -282.154 | 0 | 914.298 | 1173.748 | -0.15182 | 0.067212 | -0.45622 | 0.30717 | 157.1632 | -36.2284 | 0 | 8619.739 | 10000 | 8619.739 | 10000 | 4599.034 | 8201.069 | 10000 | 10000 | 8564.65 | 9978.937 | 9250.611 | 10000 | Competitive | Competitive | 1 | TRUE | FALSE | 1 | Non-Competitive | 0.7345 | Competitive | 158.9166 | -40.9989 | 9413.419 | 10000 | 214 | 1
SX3CAL8 E1_M1_1 FROM_TO | SX3CAL8 | E1_M1_1 | 213 | 1 | 1 | FIVE_PTS | WSTSIDE | FROM_TO | 74960.94 | 75165.31 | 85.409 | 0 | 1106.894 | 882.896 | -0.0672 | 0.15183 | -0.30716 | 0.45624 | 149.3932 | 6.0437 | 0 | 10000 | 8620.079 | 10000 | 8620.079 | 8107.292 | 6041.845 | 10000 | 10000 | 9978.449 | 8985.391 | 10000 | 9251.054 | Competitive | Competitive | 1 | TRUE | FALSE | 1 | Non-Competitive | 0.7265 | Competitive | 151.0113 | 10.8214 | 10000 | 9413.867 | 214 | 1
SX3CAL8 E1_M1_1 TO_FROM | SX3CAL8 | E1_M1_1 | 213 | 1 | 1 | FIVE_PTS | WSTSIDE | TO_FROM | 74960.94 | 75085.73 | -283.357 | 0 | 914.298 | 1158.523 | -0.15183 | 0.067196 | -0.45624 | 0.30716 | 155.9589 | -37.4312 | 0 | 8620.079 | 10000 | 8620.079 | 10000 | 4638.418 | 8135.711 | 10000 | 10000 | 8569.032 | 9978.488 | 9251.054 | 10000 | Competitive | Competitive | 1 | TRUE | FALSE | 1 | Non-Competitive | 0.7265 | Competitive | 157.6763 | -42.2392 | 9413.867 | 10000 | 214 | 1
SYOACUE8 542T542_1 FROM_TO | SYOACUE8 | 542T542_1 | 26.7 | 1 | 1 | L_CUERHY9_1Y | L_CUERO_9_1Y | FROM_TO | 74960.94 | 74965.83 | -21.5699 | 0 | 1418.653 | 1163.429 | -0.01369 | 0.003806 | -0.34156 | 0.59395 | 25.0083 | -17.3269 | 0 |  |  | 7751.551 | 2589.504 | 1379.673 | 963.22 | 8167.435 | 3365.685 | 4448.061 | 1592.709 | 8355.635 | 2508.337 | Competitive | Competitive | 1 | FALSE | FALSE | 1 | Non-Competitive | 0.711 | Competitive | 26.8909 | -18.5196 | 8283.448 | 2501.388 | 28 | 1
SYOACUE8 542T542_1 TO_FROM | SYOACUE8 | 542T542_1 | 26.7 | 1 | 1 | L_CUERHY9_1Y | L_CUERO_9_1Y | TO_FROM | 74960.94 | 74961.16 | -17.2333 | 0 | 1165.422 | 1218.176 | -0.00381 | 0.013688 | -0.59395 | 0.34156 | 25.4051 | -0.49182 | 0 |  |  | 2589.504 | 7833.872 | 798.185 | 1658.806 | 3365.685 | 8167.435 | 1441.379 | 5000.444 | 2508.337 | 8401.414 | Competitive | Competitive | 1 | FALSE | FALSE | 1 | Non-Competitive | 0.711 | Competitive | 25.9812 | -1.3427 | 2501.388 | 8332.503 | 28 | 1
SZEPCMN8 DOW_RISN_1 FROM_TO | SZEPCMN8 | DOW_RISN_1 | 31 | 2 | 2 | DOWNING | RISINGSTAR | FROM_TO | 74960.94 | 74941.9 | -17.3503 | 0 | 1823.514 | 1177.563 | -0.00846 | 0.009793 | -0.53576 | 0.14695 | 38.6616 | 8.5135 | 0 |  |  | 5185.383 | 10000 | 1717.058 | 1294.453 | 8040.84 | 10000 | 2415.95 | 4068.737 | 5809.756 | 10000 | Competitive | Non-Competitive | 0 | FALSE | FALSE | 1 | Non-Competitive | 0.7575 | Non-Competitive | 37.983 | 10.5047 | 5685.192 | 10000 | 31 | 1
SZEPCMN8 DOW_RISN_1 TO_FROM | SZEPCMN8 | DOW_RISN_1 | 31 | 2 | 2 | DOWNING | RISINGSTAR | TO_FROM | 74960.94 | 75075.14 | -25.3418 | 0 | 1177.563 | 1823.514 | -0.00664 | 0.008457 | -0.14695 | 0.53576 | 9.7304 | -23.8328 | 0 |  |  | 10000 | 7127.256 | 1042.502 | 1855.914 | 10000 | 10000 | 3302.218 | 2813.876 | 10000 | 8127.176 | Competitive | Competitive | 1 | FALSE | FALSE | 1 | Non-Competitive | 0.7575 | Competitive | 18.8093 | -26.3126 | 10000 | 8279.71 | 31 | 1
SZORMAR5 419T419_1 FROM_TO | SZORMAR5 | 419T419_1 | 1103 | 1 | 1 | L_MARION5_1Y | L_CLEASP5_1Y | FROM_TO | 74960.94 | 74973.07 | -3393.8 | 0 | 1193.165 | 1124.232 | -0.3786 | 0.45385 | -0.3786 | 0.45385 | 1013.509 | 467.6119 | 2929.84 | 1979.082 | 1311.126 | 2494.115 | 2197.225 | 1887.806 | 1311.126 | 2667.266 | 5052.151 | 2640.602 | 1329.854 | 2646.466 | 1329.854 | Competitive | Competitive | 1 | TRUE | FALSE | 1 | Non-Competitive | 0.719 | Non-Competitive | 1166.319 | 495.0064 | 2599.367 | 1336.458 | 1135 | 0
SZORMAR5 419T419_1 TO_FROM | SZORMAR5 | 419T419_1 | 1103 | 1 | 1 | L_MARION5_1Y | L_CLEASP5_1Y | TO_FROM | 74960.94 | 65164 | -600.073 | 0 | 1124.231 | 1193.165 | -0.45385 | 0.3786 | -0.45385 | 0.3786 | 5319.89 | 1476.603 | 0 | 1102.102 | 2291.287 | 2197.225 | 2847.58 | 1102.102 | 2171.384 | 5052.151 | 3059.235 | 1149.805 | 2966.71 | 1149.805 | 2974 | Competitive | Non-Competitive | 0 | TRUE | FALSE | 0 | Non-Competitive | 0.719 | Non-Competitive | 5490.334 | 1185.313 | 1126.835 | 2921.965 | 1135 | 1
UCOLCOL1 BLESSI_LOLITA1_1 FROM_TO | UCOLCOL1 | BLESSI_LOLITA1_1 | 211 | 0 | 0 | BLESSNG4 | LOLITA 4 | FROM_TO | 74960.94 | 73434.83 | -40.2214 | 0 | 1879.034 | 1994.824 | -0.30392 | 0.045653 | -0.4179 | 0.13392 | 851.3304 | 205.6982 | 0 | 1458.363 | 1676.929 | 1827.882 | 5290.157 | 1228.69 | 1284.789 | 2041.615 | 6364.694 | 1398.318 | 4439.778 | 1615.288 | 4636.563 | Competitive | Non-Competitive | 0 | TRUE | FALSE | 1 | Non-Competitive | 0.727 | Non-Competitive | 851.2564 | 164.6128 | 1654.115 | 4614.828 | 211 | 1
UCOLCOL1 BLESSI_LOLITA1_1 TO_FROM | UCOLCOL1 | BLESSI_LOLITA1_1 | 211 | 0 | 0 | BLESSNG4 | LOLITA 4 | TO_FROM | 74960.94 | 76533.91 | -660.763 | 0 | 1994.815 | 1827.34 | -0.04565 | 0.30392 | -0.13392 | 0.4179 | -88.8571 | -145.832 | 464.04 | 1219.586 | 1840.48 | 5290.157 | 2073.702 | 1049.858 | 1404.363 | 6364.694 | 2041.615 | 4003.25 | 1578.824 | 4180.238 | 1829.698 | Competitive | Competitive | 1 | TRUE | FALSE | 1 | Non-Competitive | 0.727 | Competitive | -69.9231 | -331.001 | 4134.048 | 1777.756 | 211 | 1
UDO8DOW1 DOW69_1 FROM_TO | UDO8DOW1 | DOW69_1 | 129 | 0 | 0 | DOWGEN_2_8 | DOWGEN_3_8 | FROM_TO | 74960.94 | -24871.2 | -165.386 | 0 | 10000 | 793.085 | -0.0022 | 0.9978 | -0.0022 | 0.9978 | 184.3466 | 200.0809 | 7134.64 | 10000 |  | 10000 | 927.482 | 10000 | 927.482 | 10000 | 927.482 | 10000 | 927.482 | 10000 | 927.482 | Non-Competitive | Non-Competitive | 0 | TRUE | FALSE | 0 | Non-Competitive | 0.7345 | Non-Competitive | 184.3644 | 197.0422 | 10000 | 926.456 | 129 | 1
UDO8DOW1 DOW69_1 TO_FROM | UDO8DOW1 | DOW69_1 | 129 | 0 | 0 | DOWGEN_2_8 | DOWGEN_3_8 | TO_FROM | 74960.94 | 74924.82 | 166.0397 | 0 | 793.085 | 10000 | -0.9978 | 0.002201 | -0.9978 | 0.002201 | 165.033 | 166.637 | 0 |  | 10000 | 793.085 | 10000 | 793.085 | 10000 | 793.085 | 10000 | 793.085 | 10000 | 793.085 | 10000 | Non-Competitive | Non-Competitive | 0 | TRUE | FALSE | 0 | Non-Competitive | 0.7345 | Non-Competitive | 166.0564 | 165.2499 | 787.793 | 10000 | 129 | 1
UFO1FOR1 VICTOR_V_DUPS1_1 FROM_TO | UFO1FOR1 | VICTOR_V_DUPS1_1 | 216 | 0 | 0 | DUPSW-V4 | VICTRA 4 | FROM_TO | 74960.94 | 79669.78 | -277.974 | 0 | 3315.26 | 1737.923 | -0.02697 | 0.39344 | -0.05158 | 0.39344 | -24.9441 | -203.455 | 0 | 3253.282 | 10000 | 3253.282 | 9557.884 | 2440.707 | 998.826 | 7111.405 | 9557.884 | 3500.797 | 2094.872 | 3550.037 | 9766.433 | Competitive | Competitive | 1 | TRUE | FALSE | 1 | Non-Competitive | 0.7185 | Competitive | -13.4398 | -206.186 | 3548.463 | 9798.52 | 206 | 1
UFO1FOR1 VICTOR_V_DUPS1_1 TO_FROM | UFO1FOR1 | VICTOR_V_DUPS1_1 | 216 | 0 | 0 | DUPSW-V4 | VICTRA 4 | TO_FROM | 74960.94 | 74834.1 | 77.3782 | 0 | 1737.923 | 3315.262 | -0.39344 | 0.026973 | -0.39344 | 0.051582 | 266.0525 | 58.7555 | 0 | 10000 | 3253.282 | 9557.884 | 3253.282 | 851.941 | 2563.822 | 9557.884 | 7111.405 | 1766.753 | 3508.819 | 9766.433 | 3550.037 | Non-Competitive | Non-Competitive | 0 | TRUE | FALSE | 1 | Non-Competitive | 0.7185 | Non-Competitive | 272.0328 | 61.1742 | 9798.52 | 3548.463 | 206 | 1
XARA89 ROCKPORT_69A1 FROM_TO | XARA89 | ROCKPORT_69A1 | 102.3 | 1 | 1 | ROCKPRT2 | ROCKPRT4 | FROM_TO | 74960.94 | 76026.13 | -81.1933 | 0 | 1192.981 | 1611.885 | -0.01638 | 0.010654 | -0.14976 | 0.56439 | -58.3702 | -72.597 | 0 |  |  | 10000 | 5644.313 | 4941.395 | 823.155 | 10000 | 5644.313 | 8255.14 | 2871.383 | 10000 | 5644.313 | Competitive | Competitive | 1 | FALSE | FALSE | 1 | Non-Competitive | 0.719 | Competitive | -57.8945 | -75.0285 | 10000 | 5644.313 | 102 | 1
XARA89 ROCKPORT_69A1 TO_FROM | XARA89 | ROCKPORT_69A1 | 102.3 | 1 | 1 | ROCKPRT2 | ROCKPRT4 | TO_FROM | 74960.94 | 74995.54 | 56.6012 | 0 | 1456.483 | 1171.688 | -0.01065 | 0.016382 | -0.56439 | 0.14976 | 82.7696 | 61.4407 | 0 |  |  | 3622.973 | 10000 | 701.703 | 5464.137 | 5644.313 | 10000 | 2307.191 | 8298.099 | 4454.236 | 10000 | Competitive | Competitive | 1 | FALSE | FALSE | 1 | Non-Competitive | 0.719 | Competitive | 85.757 | 61.2475 | 4377.636 | 10000 | 102 | 1
XASH89 CRYSTA_TURTLC1_1 FROM_TO | XASH89 | CRYSTA_TURTLC1_1 | 38 | 1 | 1 | CRYSTAL2 | TURTLCRK2 | FROM_TO | 74960.94 | 94328.7 | -30.0624 | 0 | 0 | 788.325 | -0.0004 | 0 | -0.0004 | 0.9996 | -30.055 | -27.1899 | 7134.64 |  |  |  | 921.083 |  | 921.083 |  | 921.083 |  | 921.083 | 0 | 921.083 | Competitive | Competitive | 1 | FALSE | TRUE | 1 | Non-Competitive | 0.82 | Competitive | -30.0517 | -27.7432 | 0 | 920.068 | 38 | 1
XASH89 CRYSTA_TURTLC1_1 TO_FROM | XASH89 | CRYSTA_TURTLC1_1 | 38 | 1 | 1 | CRYSTAL2 | TURTLCRK2 | TO_FROM | 74960.94 | 74968.75 | 30.0624 | 0 | 0 | 788.325 | 0 | 0.000401 | -0.9996 | 0.000401 | 30.1913 | 30.0514 | 0 |  |  | 788.325 |  | 788.325 |  | 788.325 |  | 788.325 |  | 788.325 | 0 | Competitive | Competitive | 1 | FALSE | TRUE | 1 | Non-Competitive | 0.82 | Competitive | 30.0882 | 30.0936 | 783.088 | 0 | 38 | 1
XATK89 NAL_BRIR_1 FROM_TO | XATK89 | NAL_BRIR_1 | 113 | 1 | 1 | BRYN_NALL | BRYN_BRCREST | FROM_TO | 74960.94 | 75056.08 | -1.5874 | 0 | 2337.411 | 734.201 | -0.32684 | 0.000891 | -0.66968 | 0.17839 | 49.2854 | 45.745 | 0 |  | 10000 | 802.913 | 10000 | 802.913 | 9963.479 | 788.173 | 10000 | 829.688 | 9999.755 | 829.688 | 10000 | Competitive | Competitive | 1 | TRUE | FALSE | 1 | Non-Competitive | 0.727 | Non-Competitive | 49.235 | 44.5616 | 835.859 | 10000 | 45 | 0
XATK89 NAL_BRIR_1 TO_FROM | XATK89 | NAL_BRIR_1 | 113 | 1 | 1 | BRYN_NALL | BRYN_BRCREST | TO_FROM | 74960.94 | 75581.52 | -48.3107 | 0 | 907.012 | 1971.599 | -0.00089 | 0.32684 | -0.17839 | 0.66968 | 1.0513 | 2.9365 | 2862.64 | 10000 |  | 10000 | 938.586 | 9963.479 | 938.586 | 10000 | 921.061 | 9999.755 | 969.921 | 10000 | 969.921 | Competitive | Competitive | 1 | TRUE | FALSE | 1 | Non-Competitive | 0.727 | Competitive | 1.0535 | 2.2725 | 10000 | 971.713 | 45 | 1
XAU2S58 AUSTRO_AU_AT2H FROM_TO | XAU2S58 | AUSTRO_AU_AT2H | 480 | 3 | 3 | L_AUSTRO5_1Y | L_AUSSTR | FROM_TO | 74960.94 | 92201.7 | -320.099 | 0 | 5578.169 | 5365.1 | -0.00927 | 0.21655 | -0.03608 | 0.25393 | -75.8549 | -64.6329 | 6248.44 | 4791.776 |  | 5517.07 | 1261.576 | 4778.854 | 1103.956 | 10000 | 1862.561 | 4474.905 | 1226.203 | 4474.946 | 1312.437 | Competitive | Competitive | 1 | TRUE | FALSE | 1 | Non-Competitive | 0.719 | #N/A | #N/A | #N/A | #N/A | #N/A | #N/A | #N/A
XAU2S58 AUSTRO_AU_AT2H TO_FROM | XAU2S58 | AUSTRO_AU_AT2H | 480 | 3 | 3 | L_AUSTRO5_1Y | L_AUSSTR | TO_FROM | 74960.94 | 75635.24 | 166.2108 | 0 | 5365.1 | 5578.168 | -0.21655 | 0.009275 | -0.25393 | 0.036079 | 307.4329 | 168.6609 | 0 |  | 4791.776 | 1211.618 | 5517.07 | 981.405 | 4791.178 | 1862.561 | 10000 | 1135.114 | 4474.945 | 1269.853 | 4474.946 | Competitive | Competitive | 1 | TRUE | FALSE | 1 | Non-Competitive | 0.719 | #N/A | #N/A | #N/A | #N/A | #N/A | #N/A | #N/A
XB2I58 JN_AT3L_H FROM_TO | XB2I58 | JN_AT3L_H | 717 | 3 | 3 | JENETA__138A | JENETSTR | FROM_TO | 74960.94 | 75647.78 | 123.3706 | 0 | 1587.252 | 1743.369 | -0.05625 | 0.025539 | -0.21401 | 0.92036 | 569.6651 | 264.1123 | 0 | 6239.126 | 4413.891 | 2032.241 | 4413.891 | 808.754 | 3164.049 | 4410.68 | 4879.58 | 1325.367 | 4351.926 | 2790.196 | 4705.24 | Competitive | Competitive | 1 | TRUE | FALSE | 1 | Non-Competitive | 0.9925 | #N/A | #N/A | #N/A | #N/A | #N/A | #N/A | #N/A
XB2I58 JN_AT3L_H TO_FROM | XB2I58 | JN_AT3L_H | 717 | 3 | 3 | JENETA__138A | JENETSTR | TO_FROM | 74960.94 | 75660.02 | -569.053 | 0 | 1743.369 | 1587.252 | -0.02554 | 0.056255 | -0.92037 | 0.21401 | 59.0256 | -170.954 | 1056.44 | 2591.217 | 6239.126 | 2591.217 | 2212.936 | 2099.326 | 931.805 | 2773.95 | 4410.68 | 2576.293 | 1519.185 | 2706.118 | 2973.075 | Competitive | Competitive | 1 | TRUE | FALSE | 1 | Non-Competitive | 0.9925 | #N/A | #N/A | #N/A | #N/A | #N/A | #N/A | #N/A
XBA2N89 BANDER_5AT2 FROM_TO | XBA2N89 | BANDER_5AT2 | 44 | 1 | 1 | L_BANDER8_1Y | L_BANDER9_1Y | FROM_TO | 74960.94 | 74959.1 | 17.5015 | 0 | 1091.723 | 469.029 | -0.01494 | 0.003521 | -0.87657 | 0.020914 | 45.6076 | 28.1252 | 0 |  |  | 3815.608 | 10000 | 866.55 | 3892.624 | 5651.61 | 10000 | 1388.802 | 8400.685 | 5193.43 | 10000 | Competitive | Non-Competitive | 0 | FALSE | FALSE | 1 | Non-Competitive | 0.8125 | Non-Competitive | 44.6161 | -43.7556 | 1881.56 | 2279.367 | 44 | 1
XBA2N89 BANDER_5AT2 TO_FROM | XBA2N89 | BANDER_5AT2 | 44 | 1 | 1 | L_BANDER8_1Y | L_BANDER9_1Y | TO_FROM | 74960.94 | 77851.14 | -46.0291 | 0 | 484.239 | 1091.723 | -0.00237 | 0.015315 | -0.02091 | 0.87657 | -17.5455 | -38.9176 | 0 |  |  | 8065.852 | 2177.319 | 1628.297 | 927.666 | 8065.852 | 10000 | 4743.122 | 1002.764 | 7582.486 | 2751.061 | Competitive | Competitive | 1 | FALSE | FALSE | 1 | Non-Competitive | 0.8125 | Non-Competitive | 67.0808 | 14.0392 | 2665.032 | 10000 | 44 | 0
XBA3T89 2585_1 FROM_TO | XBA3T89 | 2585_1 | 122 | 1 | 1 | MOORESUB8 | DOWNIESUB8 | FROM_TO | 74960.94 | 75066.02 | -44.5864 | 0 | 1275.269 | 1029.296 | -0.09529 | 0.05368 | -0.30951 | 0.12662 | 89.5322 | -5.4791 | 0 | 10000 | 10000 | 10000 | 10000 | 1028.071 | 1460.158 | 10000 | 10000 | 5559.601 | 6644.994 | 10000 | 10000 | Competitive | Competitive | 1 | TRUE | FALSE | 1 | Non-Competitive | 0.977 | Non-Competitive | 148.6343 | 1.5581 | 10000 | 10000 | 122 | 0
XBA3T89 2585_1 TO_FROM | XBA3T89 | 2585_1 | 122 | 1 | 1 | MOORESUB8 | DOWNIESUB8 | TO_FROM | 74960.94 | 75261.25 | -92.1 | 0 | 972.655 | 1443.565 | -0.05368 | 0.095289 | -0.12662 | 0.30951 | 83.778 | -56.127 | 0 | 3340.561 | 10000 | 6200.409 | 10000 | 847.957 | 1150.844 | 6200.409 | 10000 | 2415.038 | 5811.059 | 5371.325 | 10000 | Competitive | Competitive | 1 | TRUE | FALSE | 1 | Non-Competitive | 0.977 | Non-Competitive | 148.4306 | -114.066 | 2809.737 | 10000 | 122 | 0
XBA3T89 ASHERTON_69A1 FROM_TO | XBA3T89 | ASHERTON_69A1 | 40.7 | 1 | 1 | ASHERTN2 | ASHERTN4 | FROM_TO | 74960.94 | 75766.23 | -33.4832 | 0 | 1461.587 | 500.887 | -0.00992 | 0.010447 | -0.06397 | 0.73889 | -10.7914 | -23.9236 | 0 |  |  | 10000 | 3339.864 | 3651.579 | 854.784 | 10000 | 3397.957 | 6758.1 | 2031.772 | 10000 | 3371.057 | Competitive | Competitive | 1 | FALSE | FALSE | 1 | Non-Competitive | 0.742 | Competitive | -16.1953 | -26.3594 | 3887.682 | 4571.651 | 40.7 | 1
XBA3T89 ASHERTON_69A1 TO_FROM | XBA3T89 | ASHERTON_69A1 | 40.7 | 1 | 1 | ASHERTN2 | ASHERTN4 | TO_FROM | 74960.94 | 74966.3 | 12.2179 | 0 | 472.545 | 1461.587 | -0.01045 | 0.03675 | -0.73889 | 0.063967 | 36.7375 | 13.3183 | 0 | 10000 |  | 10000 | 10000 | 633.307 | 4346.351 | 10000 | 10000 | 3810.722 | 7083.769 | 10000 | 10000 | Competitive | Competitive | 1 | TRUE | FALSE | 1 | Non-Competitive | 0.742 | Competitive | 32.1769 | 17.9571 | 10000 | 6270.2 | 40.7 | 1
XBA3T89 UVALDE_69A1 FROM_TO | XBA3T89 | UVALDE_69A1 | 40.7 | 1 | 1 | UVALDE 2 | UVALDE 4 | FROM_TO | 74960.94 | 75804.79 | -38.3252 | 0 | 816.653 | 1038.988 | -0.02402 | 0.002344 | -0.06143 | 0.70322 | -11.7735 | -26.3903 | 0 |  | 10000 | 3028.726 | 10000 | 1413.061 | 1203.263 | 4361.512 | 10000 | 3146.992 | 5371.172 | 3705.162 | 10000 | Competitive | Competitive | 1 | TRUE | FALSE | 1 | Non-Competitive | 0.7345 | Competitive | 11.8985 | -16.2524 | 10000 | 10000 | 40.7 | 1
XBA3T89 UVALDE_69A1 TO_FROM | XBA3T89 | UVALDE_69A1 | 40.7 | 1 | 1 | UVALDE 2 | UVALDE 4 | TO_FROM | 74960.94 | 74955.87 | 7.4772 | 0 | 973.749 | 884.215 | -0.00158 | 0.024021 | -0.70322 | 0.061428 | 44.2649 | 17.3621 | 0 | 10000 |  | 7541.675 | 4261.18 | 852.934 | 1512.483 | 10000 | 4105.881 | 2464.117 | 2450.283 | 8894.44 | 3828.051 | Competitive | Non-Competitive | 0 | TRUE | FALSE | 1 | Non-Competitive | 0.7345 | Competitive | 29.3106 | 25.4484 | 8721.15 | 1847.513 | 40.7 | 0
XBAL89 ABCG_ABSO1_1 FROM_TO | XBAL89 | ABCG_ABSO1_1 | 94 | 1 | 1 | ABSOUTH2 | CEDARGP2 | FROM_TO | 74960.94 | 75012.05 | 10.5626 | 0 | 1097.197 | 1095.875 | -0.00257 | 0.011778 | -0.9116 | 0.044874 | 47.4022 | 23.6029 | 0 |  |  | 3032.653 | 6241.263 | 977.574 | 1720.864 | 3032.653 | 10000 | 1199.055 | 3208.615 | 3565.667 | 5042.38 | Competitive | Competitive | 1 | FALSE | FALSE | 1 | Non-Competitive | 0.7185 | Competitive | 50.2962 | 21.7903 | 3331.559 | 5095.051 | 94 | 1
XBAL89 ABCG_ABSO1_1 TO_FROM | XBAL89 | ABCG_ABSO1_1 | 94 | 1 | 1 | ABSOUTH2 | CEDARGP2 | TO_FROM | 74960.94 | 77359.69 | -38.9057 | 0 | 1095.875 | 1097.197 | -0.00274 | 0.009118 | -0.04487 | 0.9116 | -12.7059 | -16.727 | 2479.64 |  |  | 8339.437 | 2547.582 | 1193.592 | 1492.754 | 10000 | 4753.085 | 4467.646 | 1885.181 | 9115.141 | 2679.659 | Competitive | Competitive | 1 | FALSE | FALSE | 1 | Non-Competitive | 0.7185 | Competitive | -11.0654 | -17.4991 | 9232.661 | 2080.014 | 94 | 1
XBAR89 ALMC_69T1 FROM_TO | XBAR89 | ALMC_69T1 | 33.3 | 1 | 1 | ALAMITO2 | ALAMITO4 | FROM_TO | 74960.94 | 75263.39 | -18.0779 | 0 | 1146.22 | 1109.087 | -0.00387 | 0.006667 | -0.13411 | 0.33031 | -7.743 | -7.4874 | 5873.44 |  |  | 3801.82 | 10000 | 3468.854 | 1269.41 | 3801.82 | 10000 | 3747.735 | 4965.704 | 3809.477 | 10000 | Competitive | Competitive | 1 | FALSE | FALSE | 1 | Non-Competitive | 0.711 | Competitive | -5.8351 | -6.5006 | 3419.569 | 10000 | 33.3 | 1
XBAR89 ALMC_69T1 TO_FROM | XBAR89 | ALMC_69T1 | 33.3 | 1 | 1 | ALAMITO2 | ALAMITO4 | TO_FROM | 74960.94 | 74998.34 | 7.9472 | 0 | 981.757 | 1345.154 | -0.00157 | 0.003867 | -0.33031 | 0.13411 | 20.946 | 14.4748 | 0 |  |  | 5520.06 | 10000 | 1014.724 | 10000 | 5520.06 | 10000 | 3197.777 | 10000 | 5810.934 | 10000 | Competitive | Competitive | 1 | FALSE | FALSE | 1 | Non-Competitive | 0.711 | Competitive | 22.9606 | 14.6901 | 4826.044 | 10000 | 33.3 | 1
XBE2L89 GLIDDE_3AT1 FROM_TO | XBE2L89 | GLIDDE_3AT1 | 45 | 1 | 1 | L_GLIDDE9_1Y | L_GLIDDE8_1Y | FROM_TO | 74960.94 | 76415.06 | -82.0437 | 0 | 1174.334 | 1002.063 | -0.00752 | 0.009067 | -0.03886 | 0.72771 | -9.6157 | -48.2828 | 0 |  |  | 2546.051 | 5144.59 | 849.42 | 1200.84 | 3291.235 | 6533.681 | 1685.332 | 1816.15 | 3236.687 | 5649.082 | Competitive | Competitive | 1 | FALSE | FALSE | 1 | Non-Competitive | 0.8125 | Competitive | -16.2307 | -51.841 | 2154.711 | 5604.053 | 49 | 1
XBE2L89 GLIDDE_3AT1 TO_FROM | XBE2L89 | GLIDDE_3AT1 | 45 | 1 | 1 | L_GLIDDE9_1Y | L_GLIDDE8_1Y | TO_FROM | 74960.94 | 74911.49 | 23.3346 | 0 | 864.465 | 1138.163 | -0.00907 | 0.007516 | -0.72771 | 0.038861 | 80.8014 | 24.9884 | 0 |  |  | 5144.59 | 2546.051 | 1014.676 | 1037.86 | 6533.681 | 3291.235 | 1541.061 | 1891.944 | 5649.082 | 3236.687 | Competitive | Non-Competitive | 0 | FALSE | FALSE | 1 | Non-Competitive | 0.8125 | Non-Competitive | 82.7537 | 25.8287 | 5604.053 | 2154.711 | 49 | 1
XBL2U58 NICOLE_OAKC1_1 FROM_TO | XBL2U58 | NICOLE_OAKC1_1 | 857 | 3 | 3 | OAKCK1 4 | NICOLE4A | FROM_TO | 74960.94 | 77996.35 | -193.941 | 0 | 1321.613 | 1168.338 | -0.00471 | 0.05421 | -0.30142 | 0.65719 | -54.7954 | -91.1414 | 0 | 2594.076 |  | 2594.076 | 3270.866 | 1216.153 | 886.482 | 10000 | 3532.602 | 1846.938 | 882.141 | 2740.8 | 3408.687 | Competitive | Competitive | 1 | TRUE | FALSE | 1 | Non-Competitive | 0.7105 | Competitive | -48.5637 | -82.33 | 6105.131 | 3300.534 | 275 | 1
XBL2U58 NICOLE_OAKC1_1 TO_FROM | XBL2U58 | NICOLE_OAKC1_1 | 857 | 3 | 3 | OAKCK1 4 | NICOLE4A | TO_FROM | 74960.94 | 75965.74 | 60.8749 | 0 | 1033.175 | 1332.405 | -0.02261 | 0.30142 | -0.65719 | 0.30142 | 195.6918 | 76.7737 | 0 | 5398.407 | 10000 | 10000 | 10000 | 1085.518 | 3424.178 | 10000 | 10000 | 8039.938 | 3367.675 | 8327.196 | 10000 | Competitive | Competitive | 1 | TRUE | FALSE | 1 | Non-Competitive | 0.7105 | Competitive | 189.1258 | 66.7269 | 8298.888 | 10000 | 275 | 1
XBL2U58 NICOLE_ORNT1_1 FROM_TO | XBL2U58 | NICOLE_ORNT1_1 | 135 | 3 | 3 | NICOLE4A | ORIENTR4 | FROM_TO | 74960.94 | 75032.67 | -65.0711 | 0 | 1658.601 | 1082.2 | -0.0157 | 0.17573 | -0.30348 | 0.17573 | 111.539 | -4.8609 | 0 | 5329.57 |  | 10000 | 10000 | 1335.76 | 946.657 | 10000 | 10000 | 7391.11 | 1445.607 | 8171.802 | 10000 | Competitive | Competitive | 1 | TRUE | FALSE | 1 | Non-Competitive | 0.742 | Competitive | 123.3023 | -13.4759 | 7769.422 | 10000 | 135 | 1
XBL2U58 NICOLE_ORNT1_1 TO_FROM | XBL2U58 | NICOLE_ORNT1_1 | 135 | 3 | 3 | NICOLE4A | ORIENTR4 | TO_FROM | 74960.94 | 75383.43 | -84.4483 | 0 | 1082.2 | 1658.601 | -0.00631 | 0.055916 | -0.17573 | 0.30348 | 59.3405 | 38.8923 | 622.04 | 10000 |  | 10000 | 2048.131 | 1046.585 | 1885.372 | 10000 | 2871.327 | 3926.641 | 1864.736 | 10000 | 2030.229 | Competitive | Competitive | 1 | TRUE | FALSE | 1 | Non-Competitive | 0.742 | Competitive | 72.3687 | 34.0052 | 10000 | 2308.696 | 135 | 1
XCA2G58 CAGNON_AXFMR3H FROM_TO | XCA2G58 | CAGNON_AXFMR3H | 600 | 3 | 3 | CAGNON_5 | CAGNOSTR | FROM_TO | 74960.94 | 75041.23 | 364.8068 | 0 | 1455.414 | 1272.001 | -0.11001 | 0.029027 | -0.92791 | 0.07671 | 525.4915 | 412.017 | 0 | 5348.558 | 8678.696 | 5348.558 | 8836.677 | 815.98 | 8581.238 | 5348.558 | 10000 | 1181.876 | 9162.423 | 5491.689 | 9172.058 | Competitive | Competitive | 1 | TRUE | FALSE | 1 | Non-Competitive | 0.703 | #N/A | #N/A | #N/A | #N/A | #N/A | #N/A | #N/A
XCA2G58 CAGNON_AXFMR3H TO_FROM | XCA2G58 | CAGNON_AXFMR3H | 600 | 3 | 3 | CAGNON_5 | CAGNOSTR | TO_FROM | 74960.94 | 85476.76 | -458.467 | 0 | 1272.001 | 1476.737 | -0.02903 | 0.11001 | -0.07671 | 0.92791 | -149.561 | -463.608 | 0 | 8597.59 | 10000 | 8836.677 | 10000 | 8357.265 | 930.021 | 10000 | 10000 | 9111.612 | 1352.413 | 9133.291 | 10000 | Competitive | Competitive | 1 | TRUE | FALSE | 1 | Non-Competitive | 0.703 | #N/A | #N/A | #N/A | #N/A | #N/A | #N/A | #N/A
XCA2G58 CAGNON_AXFMR3L FROM_TO | XCA2G58 | CAGNON_AXFMR3L | 600 | 3 | 3 | CAGNON1_8 | CAGNOSTR | FROM_TO | 74960.94 | 85476.76 | -458.467 | 0 | 1351.151 | 1485.493 | -0.02903 | 0.11001 | -0.07671 | 0.15725 | -149.561 | -463.608 | 0 | 8597.59 | 10000 | 8836.677 | 10000 | 8357.265 | 930.021 | 10000 | 10000 | 9111.612 | 1352.413 | 9133.291 | 10000 | Competitive | Competitive | 1 | TRUE | FALSE | 1 | Non-Competitive | 0.6955 | #N/A | #N/A | #N/A | #N/A | #N/A | #N/A | #N/A
XCA2G58 CAGNON_AXFMR3L TO_FROM | XCA2G58 | CAGNON_AXFMR3L | 600 | 3 | 3 | CAGNON1_8 | CAGNOSTR | TO_FROM | 74960.94 | 75421.03 | 364.8068 | 0 | 1460.213 | 1297.526 | -0.11001 | 0.029027 | -0.15725 | 0.07671 | 525.4915 | 412.017 | 0 | 5348.558 | 8678.696 | 5348.558 | 8836.677 | 815.98 | 8581.238 | 5348.558 | 10000 | 1181.876 | 9162.423 | 5491.689 | 9172.058 | Competitive | Competitive | 1 | TRUE | FALSE | 1 | Non-Competitive | 0.6955 | #N/A | #N/A | #N/A | #N/A | #N/A | #N/A | #N/A
XCAG58 CAGNON_AXFMR4L FROM_TO | XCAG58 | CAGNON_AXFMR4L | 600 | 3 | 3 | CAGNON3_8 | CAGNOSTR | FROM_TO | 74960.94 | 74555.16 | 477.0793 | 0 | 1414.692 | 1206.581 | -0.14379 | 0.037887 | -0.20522 | 0.10013 | 686.1819 | 538.0579 | 0 | 5347.931 | 8680.592 | 5347.931 | 8838.313 | 815.987 | 8583.298 | 5347.931 | 10000 | 1181.346 | 9164.975 | 5490.245 | 9174.574 | Competitive | Non-Competitive | 0 | TRUE | FALSE | 1 | Non-Competitive | 0.711 | #N/A | #N/A | #N/A | #N/A | #N/A | #N/A | #N/A
XCAG58 CAGNON_AXFMR4L TO_FROM | XCAG58 | CAGNON_AXFMR4L | 600 | 3 | 3 | CAGNON3_8 | CAGNOSTR | TO_FROM | 74960.94 | 83467.75 | -635.624 | 0 | 1206.609 | 1447.042 | -0.03789 | 0.14379 | -0.10012 | 0.20522 | -195.097 | -605.372 | 0 | 8599.618 | 10000 | 8838.313 | 10000 | 8360.19 | 930.045 | 10000 | 10000 | 9114.353 | 1351.628 | 9135.946 | 10000 | Competitive | Competitive | 1 | TRUE | FALSE | 1 | Non-Competitive | 0.711 | #N/A | #N/A | #N/A | #N/A | #N/A | #N/A | #N/A
XCAG58 CAGNON_MR4H FROM_TO | XCAG58 | CAGNON_MR4H | 600 | 3 | 3 | CAGNON_5 | CAGNOSTR | FROM_TO | 74960.94 | 83467.75 | -635.624 | 0 | 1298.336 | 1460.57 | -0.03789 | 0.14379 | -0.10012 | 0.90434 | -195.097 | -605.372 | 0 | 8599.618 | 10000 | 8838.313 | 10000 | 8360.19 | 930.045 | 10000 | 10000 | 9114.353 | 1351.628 | 9135.946 | 10000 | Competitive | Competitive | 1 | TRUE | FALSE | 1 | Non-Competitive | 0.7185 | Non-Competitive | 940.9862 | 739.6456 | 5481.388 | 9522.46 | 600 | 0
XCAG58 CAGNON_MR4H TO_FROM | XCAG58 | CAGNON_MR4H | 600 | 3 | 3 | CAGNON_5 | CAGNOSTR | TO_FROM | 74960.94 | 74865.64 | 477.0793 | 0 | 1426.336 | 1272.734 | -0.14379 | 0.037887 | -0.90434 | 0.10013 | 686.1819 | 538.0579 | 0 | 5347.931 | 8680.592 | 5347.931 | 8838.313 | 815.987 | 8583.298 | 5347.931 | 10000 | 1181.346 | 9164.975 | 5490.245 | 9174.574 | Competitive | Non-Competitive | 0 | TRUE | FALSE | 1 | Non-Competitive | 0.7185 | Competitive | -273.557 | -832.833 | 9508.123 | 10000 | 600 | 0
XCAG58 M3_G2_1 FROM_TO | XCAG58 | M3_G2_1 | 289 | 3 | 3 | HAMWOLF | MED_CTR | FROM_TO | 74960.94 | 75858.84 | -198.398 | 0 | 1069.66 | 1546.403 | -0.0076 | 0.046022 | -0.38819 | 0.49821 | -69.104 | -78.0273 | 470.24 | 8716.383 |  | 8716.383 | 1058.289 | 6605.8 | 989.491 | 10000 | 2398.703 | 8208.433 | 971.517 | 9084.952 | 1026.797 | Competitive | Competitive | 1 | TRUE | FALSE | 1 | Non-Competitive | 0.742 | Competitive | -85.5411 | -97.0765 | 9481.248 | 976.798 | 296 | 1
XCAG58 M3_G2_1 TO_FROM | XCAG58 | M3_G2_1 | 289 | 3 | 3 | HAMWOLF | MED_CTR | TO_FROM | 74960.94 | 75076.73 | 133.4141 | 0 | 1546.403 | 1069.66 | -0.04602 | 0.007595 | -0.49821 | 0.38819 | 231.3098 | 180.4805 | 0 |  | 8716.383 | 1011.743 | 8716.383 | 884.425 | 8187.537 | 2398.703 | 10000 | 890.362 | 8961.119 | 979.599 | 9084.952 | Competitive | Competitive | 1 | TRUE | FALSE | 1 | Non-Competitive | 0.742 | Competitive | 274.2764 | 210.8158 | 938.737 | 9481.248 | 296 | 1
XCDH58 6325__C FROM_TO | XCDH58 | 6325__C | 210 | 4 | 4 | SHRY_B8 | PARKROW2_8 | FROM_TO | 74960.94 | 74677.39 | 141.4251 | 0 | 1254.519 | 2609.987 | -0.09513 | 0.035395 | -0.80006 | 0.13686 | 436.8527 | 146.5377 | 0 | 10000 | 10000 | 4088.687 | 10000 | 691.207 | 2853.411 | 10000 | 10000 | 1791.159 | 8025.68 | 5725.392 | 10000 | Non-Competitive | Non-Competitive | 0 | TRUE | FALSE | 1 | Non-Competitive | 0.7265 | Non-Competitive | 460.0819 | 128.473 | 4700.658 | 10000 | 210 | 1
XCDH58 6325__C TO_FROM | XCDH58 | 6325__C | 210 | 4 | 4 | SHRY_B8 | PARKROW2_8 | TO_FROM | 74960.94 | 76926.47 | -430.618 | 0 | 2502.638 | 1262.846 | -0.0354 | 0.09513 | -0.13686 | 0.80006 | -68.4324 | -256.481 | 0 | 10000 | 10000 | 10000 | 4088.687 | 2853.411 | 889.32 | 10000 | 10000 | 8025.68 | 2306.304 | 10000 | 5725.392 | Competitive | Competitive | 1 | TRUE | FALSE | 1 | Non-Competitive | 0.7265 | Competitive | -27.9891 | -268.33 | 10000 | 4700.658 | 210 | 1
XCLE58 MARION_4AT2 FROM_TO | XCLE58 | MARION_4AT2 | 477 | 1 | 1 | L_MARION5_1Y | L_MARION8_1Y | FROM_TO | 74960.94 | 74901.09 | 306.4838 | 0 | 0 | 1305.908 | -0.0393 | 0.036896 | -0.42829 | 0.036896 | 502.827 | 353.2987 | 0 | 5840.998 | 10000 | 3919.343 | 10000 | 778.639 | 7821.491 | 5840.998 | 10000 | 1424.226 | 9638.248 | 5609.188 | 10000 | Competitive | Non-Competitive | 0 | TRUE | FALSE | 1 | Non-Competitive | 0.7575 | Non-Competitive | 540.4636 | 363.1558 | 5567.216 | 10000 | 478 | 1
XCLE58 MARION_4AT2 TO_FROM | XCLE58 | MARION_4AT2 | 477 | 1 | 1 | L_MARION5_1Y | L_MARION8_1Y | TO_FROM | 74960.94 | 94328.7 | -500.443 | 0 | 1305.869 | 0 | -0.0369 | 0.039304 | -0.0369 | 0.42829 | -261.381 | -436.979 | 0 | 10000 | 5840.998 | 10000 | 4450.416 | 7774.449 | 908.242 | 10000 | 5840.998 | 9637.563 | 1611.202 | 10000 | 5922.991 | Competitive | Competitive | 1 | TRUE | FALSE | 1 | Non-Competitive | 0.7575 | Competitive | -293.975 | -477.372 | 10000 | 5768.607 | 478 | 1
XCN2R58 1380__B FROM_TO | XCN2R58 | 1380__B | 334 | 3 | 3 | MSQTW1_8 | MSQTWE1_8 | FROM_TO | 74960.94 | 75305.65 | -2.9899 | 0 | 2483.166 | 1363.841 | -0.05407 | 0.028139 | -0.31869 | 0.55122 | 222.4324 | 107.2711 | 2929.84 | 10000 | 10000 | 3954.288 | 10000 | 1978.832 | 3799.38 | 10000 | 10000 | 4197.172 | 8138.47 | 5070.424 | 10000 | Competitive | Competitive | 1 | TRUE | FALSE | 1 | Non-Competitive | 0.7425 | Competitive | 257.8983 | 129.2917 | 5117.48 | 10000 | 332 | 1
XCN2R58 1380__B TO_FROM | XCN2R58 | 1380__B | 334 | 3 | 3 | MSQTW1_8 | MSQTWE1_8 | TO_FROM | 74960.94 | 75458.68 | -160.274 | 0 | 1366.229 | 2452.296 | -0.02814 | 0.054066 | -0.55122 | 0.31869 | 57.3322 | -141.134 | 0 | 10000 | 10000 | 10000 | 3954.288 | 3102.525 | 2012.862 | 10000 | 10000 | 8025.582 | 4204.658 | 10000 | 5070.424 | Competitive | Competitive | 1 | TRUE | FALSE | 1 | Non-Competitive | 0.7425 | Competitive | 76.022 | -158.344 | 10000 | 5117.48 | 332 | 1
XCO2L58 LOOP_VICTORIA_1 FROM_TO | XCO2L58 | LOOP_VICTORIA_1 | 173 | 3 | 3 | LOOP463SUB8 | VICTRA 4 | FROM_TO | 74960.94 | 74759.2 | -91.2456 | 0 | 6177.508 | 1088.528 | -0.11589 | 0.29184 | -0.12777 | 0.74256 | 199.0047 | 15.8652 | 0 | 10000 | 2503.025 | 10000 | 3249.045 | 1014.462 | 1663.606 | 10000 | 3249.045 | 6218.27 | 2348.489 | 10000 | 2627.182 | Non-Competitive | Non-Competitive | 0 | TRUE | FALSE | 1 | Non-Competitive | 0.7035 | Competitive | 164.0973 | 22.0811 | 10000 | 3212.398 | 173 | 0
XCO2L58 LOOP_VICTORIA_1 TO_FROM | XCO2L58 | LOOP_VICTORIA_1 | 173 | 3 | 3 | LOOP463SUB8 | VICTRA 4 | TO_FROM | 74960.94 | 75128.43 | -151.277 | 0 | 1088.528 | 6177.519 | -0.29184 | 0.11589 | -0.74256 | 0.12777 | 33.05 | -150.197 | 0 | 2171.402 | 10000 | 3249.045 | 10000 | 1292.124 | 1176.879 | 3249.045 | 10000 | 2117.631 | 6443.91 | 2498.811 | 10000 | Competitive | Competitive | 1 | TRUE | FALSE | 1 | Non-Competitive | 0.7035 | Competitive | 24.0724 | -125.29 | 3212.398 | 10000 | 173 | 1
XDAN89 TAB_DANS_1 FROM_TO | XDAN89 | TAB_DANS_1 | 109 | 1 | 1 | BRYN_TABOR69 | BRYN_DSBY69 | FROM_TO | 74960.94 | 75141.27 | 10.9187 | 0 | 2707.287 | 10000 | -0.52695 | 0.000255 | -0.52695 | 0.029305 | 13.9719 | 11.4653 | 0 |  | 10000 | 832.045 | 10000 | 824.962 | 9931.834 | 935.692 | 10000 | 887.897 | 9998.84 | 890.709 | 10000 | Competitive | Competitive | 1 | TRUE | FALSE | 1 | Non-Competitive | 0.7185 | Competitive | 13.6655 | 10.8834 | 877.343 | 10000 | 112 | 1
XDAN89 TAB_DANS_1 TO_FROM | XDAN89 | TAB_DANS_1 | 109 | 1 | 1 | BRYN_TABOR69 | BRYN_DSBY69 | TO_FROM | 74960.94 | 75226.33 | -13.3078 | 0 | 10000 | 1004.656 | -0.00025 | 0.52695 | -0.0293 | 0.52695 | 101.0775 | 102.2693 | 7134.64 | 10000 |  | 10000 | 984.053 | 9931.834 | 974.25 | 10000 | 1128.088 | 9998.84 | 1064.369 | 10000 | 1068.374 | Competitive | Competitive | 1 | TRUE | FALSE | 1 | Non-Competitive | 0.7185 | Competitive | 100.7115 | 101.6379 | 10000 | 1085.139 | 112 | 1
XEV2R58 EVRSW_AXFMR1L FROM_TO | XEV2R58 | EVRSW_AXFMR1L | 349 | 3 | 3 | EVRMAN_B8 | EVRMASTR | FROM_TO | 74960.94 | 75043.26 | 124.4495 | 0 | 1591.992 | 908.068 | -0.06293 | 0.008169 | -0.81683 | 0.16655 | 281.7519 | 194.0668 | 0 |  | 10000 | 936.525 | 10000 | 917.018 | 7071.373 | 1638.398 | 10000 | 952.099 | 9800.282 | 956.281 | 10000 | Competitive | Competitive | 1 | TRUE | FALSE | 1 | Non-Competitive | 0.7265 | #N/A | #N/A | #N/A | #N/A | #N/A | #N/A | #N/A
XEV2R58 EVRSW_AXFMR1L TO_FROM | XEV2R58 | EVRSW_AXFMR1L | 349 | 3 | 3 | EVRMAN_B8 | EVRMASTR | TO_FROM | 74960.94 | 77735.04 | -277.702 | 0 | 908.068 | 1574.815 | -0.00817 | 0.062932 | -0.16655 | 0.81683 | -126.063 | -123.484 | 1943.34 | 10000 |  | 10000 | 1044.353 | 6882.362 | 1031.528 | 10000 | 1793.126 | 9788.155 | 1055.499 | 10000 | 1060.026 | Competitive | Competitive | 1 | TRUE | FALSE | 1 | Non-Competitive | 0.7265 | #N/A | #N/A | #N/A | #N/A | #N/A | #N/A | #N/A
XFAY58 AUSTRO_AU_AT1H FROM_TO | XFAY58 | AUSTRO_AU_AT1H | 480 | 1 | 1 | L_AUSTRO5_1Y | L_AUSSTR | FROM_TO | 74960.94 | 91145.84 | -329.868 | 0 | 6069.2 | 4168.085 | -0.01395 | 0.22061 | -0.03832 | 0.30157 | -85.7815 | -76.1333 | 7134.64 | 4847.18 |  | 5607.983 | 2069.72 | 4824.838 | 1064.846 | 10000 | 3132.121 | 4650.326 | 1168.384 | 4650.523 | 2096.764 | Competitive | Competitive | 1 | TRUE | FALSE | 1 | Non-Competitive | 0.719 | #N/A | #N/A | #N/A | #N/A | #N/A | #N/A | #N/A
XFAY58 AUSTRO_AU_AT1H TO_FROM | XFAY58 | AUSTRO_AU_AT1H | 480 | 1 | 1 | L_AUSTRO5_1Y | L_AUSSTR | TO_FROM | 74960.94 | 75450.92 | 183.4425 | 0 | 4168.085 | 6069.194 | -0.22061 | 0.013947 | -0.30156 | 0.038317 | 330.9756 | 176.9145 | 0 |  | 4847.18 | 2069.72 | 5607.983 | 947.939 | 4824.838 | 3132.121 | 10000 | 1089.233 | 4650.326 | 2096.764 | 4650.523 | Competitive | Competitive | 1 | TRUE | FALSE | 1 | Non-Competitive | 0.719 | #N/A | #N/A | #N/A | #N/A | #N/A | #N/A | #N/A
XFO3R89 FORMOSA_TR21 FROM_TO | XFO3R89 | FORMOSA_TR21 | 133 | 1 | 1 | FORMOSA_11_9 | FORMOSA4A | FROM_TO | 74960.94 | 94328.7 | -463.791 | 0 | 0 | 788.325 | -0.00618 | 0 | -0.00618 | 0.99382 | -463.677 | -419.475 | 7134.64 |  |  |  | 921.083 |  | 921.083 |  | 921.083 |  | 921.083 | 0 | 921.083 | Competitive | Competitive | 1 | FALSE | TRUE | 1 | Non-Competitive | 0.8675 | Competitive | -463.627 | -428.012 | 0 | 920.068 | 133 | 1
XFO3R89 FORMOSA_TR21 TO_FROM | XFO3R89 | FORMOSA_TR21 | 133 | 1 | 1 | FORMOSA_11_9 | FORMOSA4A | TO_FROM | 74960.94 | 74630.04 | 463.7909 | 0 | 0 | 788.325 | 0 | 0.006185 | -0.99382 | 0.006185 | 465.7805 | 463.6221 | 0 |  |  | 788.325 |  | 788.325 |  | 788.325 |  | 788.325 |  | 788.325 | 0 | Non-Competitive | Non-Competitive | 0 | FALSE | TRUE | 0 | Non-Competitive | 0.8675 | Non-Competitive | 464.1894 | 464.272 | 783.088 | 0 | 133 | 1
XFRI89 SONR_69-1 FROM_TO | XFRI89 | SONR_69-1 | 45.8 | 1 | 1 | SONORA 2 | SONORA 4 | FROM_TO | 74960.94 | 94328.7 | -10.7434 | 0 | 0 | 788.325 | -0.00014 | 0 | -0.00014 | 0.99986 | -10.7408 | -9.7169 | 7134.64 |  |  |  | 921.083 |  | 921.083 |  | 921.083 |  | 921.083 | 0 | 921.083 | Competitive | Competitive | 1 | FALSE | TRUE | 1 | Non-Competitive | 1.5315 | Non-Competitive | 97.1554 | 16.1447 | 10000 | 3397.471 | 46 | 0
XFRI89 SONR_69-1 TO_FROM | XFRI89 | SONR_69-1 | 45.8 | 1 | 1 | SONORA 2 | SONORA 4 | TO_FROM | 74960.94 | 74995.95 | 10.7452 | 0 | 788.325 | 0 | 0 | 0.000143 | -0.99986 | 0.000143 | 10.7895 | 10.7395 | 0 |  |  | 788.325 |  | 788.325 |  | 788.325 |  | 788.325 |  | 788.325 | 0 | Competitive | Competitive | 1 | FALSE | TRUE | 1 | Non-Competitive | 1.5315 | Competitive | 14.6331 | -45.691 | 2482.668 | 3733.966 | 46 | 1
XHH2G58 HHGT_T1L FROM_TO | XHH2G58 | HHGT_T1L | 582.8 | 3 | 3 | HHGT_X1_8 | HHGT_STR | FROM_TO | 74960.94 | 76125.26 | -442.771 | 0 | 791.27 | 787.075 | 0 | 0 | -0.50055 | 0.4879 | 0 | 0 | 0 | [10 empty] | 0 | 0 | Competitive | Competitive | 1 | FALSE | TRUE | 1 | Non-Competitive | 1.594 | Non-Competitive | 886.2 | 0 | 10000 | 0 | 582.75 | 0
XHH2G58 HHGT_T1L TO_FROM | XHH2G58 | HHGT_T1L | 582.8 | 3 | 3 | HHGT_X1_8 | HHGT_STR | TO_FROM | 74960.94 | 75247.94 | 0 | 0 | 787.075 | 791.27 | 0 | 0.50055 | -0.4879 | 0.50055 | 442.7707 | 0 | 0 | 10000 |  | 10000 |  | 10000 |  | 10000 |  | 10000 |  | 10000 | 0 | Competitive | Competitive | 1 | TRUE | FALSE | 1 | Non-Competitive | 1.594 | Competitive | 0 | 0 | 0 | 0 | 582.75 | 1
XHI3L58 HILLCTRY_AXFMR4H FROM_TO | XHI3L58 | HILLCTRY_AXFMR4H | 600 | 3 | 3 | HILLCTY_5 | HILLCSTR | FROM_TO | 74960.94 | 94328.7 | -460.179 | 0 | 1812.349 | 10000 | -0.01307 | 0.066428 | -0.04935 | 0.29429 | -273.951 | -248.456 | 6212.44 | 10000 |  | 10000 | 1030.881 | 8704.546 | 987.244 | 10000 | 1357.596 | 9710.64 | 981.21 | 10000 | 1002.819 | Competitive | Competitive | 1 | TRUE | FALSE | 1 | Non-Competitive | 0.8595 | #N/A | #N/A | #N/A | #N/A | #N/A | #N/A | #N/A
XHI3L58 HILLCTRY_AXFMR4H TO_FROM | XHI3L58 | HILLCTRY_AXFMR4H | 600 | 3 | 3 | HILLCTY_5 | HILLCSTR | TO_FROM | 74960.94 | 75179.57 | 383.028 | 0 | 0 | 1775.854 | -0.06643 | 0.013073 | -0.29429 | 0.049353 | 534.173 | 461.0865 | 0 |  | 10000 | 909.103 | 10000 | 857.06 | 9336.43 | 1265.937 | 10000 | 868.482 | 9803.774 | 895.538 | 10000 | Competitive | Competitive | 1 | TRUE | FALSE | 1 | Non-Competitive | 0.8595 | #N/A | #N/A | #N/A | #N/A | #N/A | #N/A | #N/A
XHIW89 KOCH_UP_69A1 FROM_TO | XHIW89 | KOCH_UP_69A1 | 91.3 | 1 | 1 | UPRIVER2 | UPRIVER4 | FROM_TO | 74960.94 | 77540.27 | -102.081 | 0 | 901.943 | 1950.74 | -0.0145 | 0.004794 | -0.06608 | 0.44532 | -78.7456 | -87.2199 | 0 |  |  | 10000 | 3490.088 | 10000 | 907.444 | 10000 | 5323.844 | 10000 | 2475.303 | 10000 | 4505.832 | Competitive | Competitive | 1 | FALSE | FALSE | 1 | Non-Competitive | 0.805 | Competitive | -60.0207 | -67.2294 | 10000 | 4650.67 | 91.3 | 1
XHIW89 KOCH_UP_69A1 TO_FROM | XHIW89 | KOCH_UP_69A1 | 91.3 | 1 | 1 | UPRIVER2 | UPRIVER4 | TO_FROM | 74960.94 | 74934.57 | 77.5146 | 0 | 1681.763 | 1046.724 | -0.00479 | 0.014498 | -0.44532 | 0.066079 | 103.2422 | 77.4395 | 0 |  |  | 2686.127 | 10000 | 744.757 | 10000 | 5323.844 | 10000 | 1941.38 | 10000 | 3806.733 | 10000 | Competitive | Non-Competitive | 0 | FALSE | FALSE | 1 | Non-Competitive | 0.805 | Competitive | 77.1672 | 59.4344 | 3256.777 | 10000 | 91.3 | 0
XHLT89 6865__B FROM_TO | XHLT89 | 6865__B | 42 | 1 | 1 | ODESSANO_9 | NTCOWDEN_9 | FROM_TO | 74960.94 | 74983.47 | 18.8959 | 0 | 1390.781 | 1789.094 | -0.00767 | 0.002375 | -0.55499 | 0.094938 | 29.4923 | 24.9143 | 0 |  |  | 4185.985 | 9752.376 | 691.078 | 9755.51 | 5793.048 | 10000 | 1587.341 | 9913.248 | 4999.35 | 9913.236 | Competitive | Competitive | 1 | FALSE | FALSE | 1 | Non-Competitive | 0.789 | Competitive | 36.2947 | 31.149 | 5072.161 | 10000 | 40 | 1
XHLT89 6865__B TO_FROM | XHLT89 | 6865__B | 42 | 1 | 1 | ODESSANO_9 | NTCOWDEN_9 | TO_FROM | 74960.94 | 75558 | -29.459 | 0 | 1298.873 | 758.575 | -0.00237 | 0.021546 | -0.09494 | 0.55498 | -14.5152 | -26.0327 | 0 | 10000 |  | 4076.864 | 5189.715 | 3260.072 | 794.777 | 6677.567 | 5793.048 | 4747.788 | 1871.999 | 4896.546 | 5503.555 | Competitive | Competitive | 1 | TRUE | FALSE | 1 | Non-Competitive | 0.789 | Competitive | -13.1851 | -32.8203 | 5304.004 | 5565.887 | 40 | 1
XHLT89 6915__A FROM_TO | XHLT89 | 6915__A | 42 | 1 | 1 | ODESSANO_9 | ODBASSS_9 | FROM_TO | 74960.94 | 74968.53 | 10.9006 | 0 | 934.273 | 1051.209 | -0.02194 | 0.002148 | -0.54523 | 0.13259 | 37.8598 | 33.6862 | 0 |  | 10000 | 4017.478 | 10000 | 724.689 | 9913.851 | 5135.287 | 10000 | 943.352 | 9995.572 | 4782.646 | 10000 | Competitive | Competitive | 1 | TRUE | FALSE | 1 | Non-Competitive | 0.844 | Non-Competitive | 54.8107 | 49.6483 | 3949.468 | 10000 | 40 | 0
XHLT89 6915__A TO_FROM | XHLT89 | 6915__A | 42 | 1 | 1 | ODESSANO_9 | ODBASSS_9 | TO_FROM | 74960.94 | 75358.49 | -37.5566 | 0 | 1108.219 | 1044.814 | -0.00215 | 0.035695 | -0.13259 | 0.54523 | -11.0265 | -34.7564 | 0 | 4317.918 |  | 4317.918 | 5135.287 | 3495.441 | 829.387 | 4317.918 | 5135.287 | 3699.744 | 1098.259 | 3752.36 | 5440.284 | Competitive | Competitive | 1 | TRUE | FALSE | 1 | Non-Competitive | 0.844 | Competitive | -17.7088 | -51.5886 | 4241.5 | 5447.854 | 40 | 1
XHRN89 HLK_KAT1 FROM_TO | XHRN89 | HLK_KAT1 | 60 | 1 | 1 | HILTOPLKS9 | HILTOPLKS8 | FROM_TO | 74960.94 | 75988 | -40.776 | 0 | 1039.281 | 2305.046 | -0.00188 | 0.006405 | -0.07122 | 0.73333 | -14.4807 | -26.99 | 0 |  |  | 8887.95 | 2002.223 | 864.688 | 1705.652 | 8887.95 | 2176.601 | 4189.221 | 1896.91 | 9271.004 | 2000.002 | Competitive | Competitive | 1 | FALSE | FALSE | 1 | Non-Competitive | 0.797 | Competitive | -9.7923 | -28.8524 | 9192.488 | 2006.211 | 60 | 1
XHRN89 HLK_KAT1 TO_FROM | XHRN89 | HLK_KAT1 | 60 | 1 | 1 | HILTOPLKS9 | HILTOPLKS8 | TO_FROM | 74960.94 | 74976.12 | 14.6021 | 0 | 2305.046 | 1039.281 | -0.0064 | 0.001877 | -0.73333 | 0.071219 | 48.897 | 27.5131 | 0 |  |  | 1830.81 | 8887.95 | 1539.267 | 1312.754 | 1964.273 | 8887.95 | 1732.642 | 4845.91 | 1834.658 | 9271.004 | Competitive | Competitive | 1 | FALSE | FALSE | 1 | Non-Competitive | 0.797 | Competitive | 51.1218 | 27.1743 | 1955.883 | 9192.488 | 60 | 1
XKEN58 122T122_1 FROM_TO | XKEN58 | 122T122_1 | 127.88 | 3 | 3 | L_COMFOR8_1Y | L_RAYMBA8_1Y | FROM_TO | 74960.94 | 74801.89 | 2.0155 | 0 | 1506.744 | 1020.638 | -0.04907 | 0.039331 | -0.26765 | 0.086978 | 170.6567 | 49.1364 | 0 | 10000 | 10000 | 10000 | 10000 | 1133.001 | 2074.803 | 10000 | 10000 | 4222.436 | 8868.193 | 10000 | 10000 | Competitive | Non-Competitive | 0 | TRUE | FALSE | 1 | Non-Competitive | 0.8205 | Non-Competitive | 182.9688 | 47.9647 | 10000 | 10000 | 128 | 1
XKEN58 122T122_1 TO_FROM | XKEN58 | 122T122_1 | 127.88 | 3 | 3 | L_COMFOR8_1Y | L_RAYMBA8_1Y | TO_FROM | 74960.94 | 75883.64 | -173.091 | 0 | 1020.638 | 1339.448 | -0.00916 | 0.049067 | -0.08698 | 0.26765 | 49.483 | -78.0761 | 0 | 10000 |  | 10000 | 2305.017 | 1382.598 | 1273.422 | 10000 | 2423.19 | 8029.289 | 1970.797 | 10000 | 2688.757 | Competitive | Competitive | 1 | TRUE | FALSE | 1 | Non-Competitive | 0.8205 | Competitive | 71.8074 | -91.6953 | 10000 | 2407.066 | 128 | 1
XKEN58 KENDAL_1HH FROM_TO | XKEN58 | KENDAL_1HH | 800 | 3 | 3 | L_KENDAL5_1Y | L_KENSTR | FROM_TO | 74960.94 | 79894.3 | -600.986 | 0 | 940.1 | 980.07 | -0.02463 | 0.087716 | -0.18882 | 0.8372 | -98.2043 | -334.7 | 0 | 10000 | 10000 | 10000 | 1455.145 | 3527.913 | 964.599 | 10000 | 2376.03 | 9363.086 | 1187.85 | 10000 | 1941.594 | Competitive | Competitive | 1 | TRUE | FALSE | 1 | Non-Competitive | 0.8045 | #N/A | #N/A | #N/A | #N/A | #N/A | #N/A | #N/A
XKEN58 KENDAL_1HH TO_FROM | XKEN58 | KENDAL_1HH | 800 | 3 | 3 | L_KENDAL5_1Y | L_KENSTR | TO_FROM | 74960.94 | 75233.91 | 176.6123 | 0 | 980.07 | 990.816 | -0.08772 | 0.18882 | -0.8372 | 0.18882 | 571.4655 | 250.8898 | 0 | 7538.939 | 10000 | 10000 | 10000 | 1378.384 | 5974.803 | 10000 | 10000 | 7955.739 | 9738.558 | 9580.691 | 10000 | Competitive | Competitive | 1 | TRUE | FALSE | 1 | Non-Competitive | 0.8045 | #N/A | #N/A | #N/A | #N/A | #N/A | #N/A | #N/A
XKEN58 KENDAL_1LH FROM_TO | XKEN58 | KENDAL_1LH | 800 | 3 | 3 | L_KENDAL8_2Y | L_KENSTR | FROM_TO | 74960.94 | 75349.3 | 176.6123 | 0 | 978.948 | 940.1 | -0.08772 | 0.18882 | -0.58823 | 0.18882 | 571.4655 | 250.8898 | 0 | 7538.939 | 10000 | 10000 | 10000 | 1378.384 | 5974.803 | 10000 | 10000 | 7955.739 | 9738.558 | 9580.691 | 10000 | Competitive | Competitive | 1 | TRUE | FALSE | 1 | Non-Competitive | 0.844 | #N/A | #N/A | #N/A | #N/A | #N/A | #N/A | #N/A
XKEN58 KENDAL_1LH TO_FROM | XKEN58 | KENDAL_1LH | 800 | 3 | 3 | L_KENDAL8_2Y | L_KENSTR | TO_FROM | 74960.94 | 79894.3 | -600.986 | 0 | 940.1 | 978.948 | -0.02463 | 0.087716 | -0.18882 | 0.58823 | -98.2043 | -334.7 | 0 | 10000 | 10000 | 10000 | 1455.145 | 3527.913 | 964.599 | 10000 | 2376.03 | 9363.086 | 1187.85 | 10000 | 1941.594 | Competitive | Competitive | 1 | TRUE | FALSE | 1 | Non-Competitive | 0.844 | #N/A | #N/A | #N/A | #N/A | #N/A | #N/A | #N/A
XKOC89 LON_HILL_69A2 FROM_TO | XKOC89 | LON_HILL_69A2 | 102.3 | 1 | 1 | LNHILL 2 | LNHILL 4 | FROM_TO | 74960.94 | 81743.12 | -81.37 | 0 | 907.604 | 1476.346 | -0.02017 | 0.01212 | -0.02379 | 0.28528 | -55.279 | -64.4092 | 0 |  | 10000 | 10000 | 4551.28 | 2399.301 | 922.258 | 10000 | 10000 | 5789.29 | 1608.912 | 10000 | 3903.422 | Competitive | Competitive | 1 | TRUE | FALSE | 1 | Non-Competitive | 1.047 | Competitive | -52.3654 | -63.6132 | 10000 | 3609.592 | 102.3 | 1
XKOC89 LON_HILL_69A2 TO_FROM | XKOC89 | LON_HILL_69A2 | 102.3 | 1 | 1 | LNHILL 2 | LNHILL 4 | TO_FROM | 74960.94 | 75029.69 | 54.8025 | 0 | 1604.1 | 963.322 | -0.01212 | 0.02017 | -0.28528 | 0.023787 | 82.687 | 55.2948 | 0 | 10000 |  | 1661.474 | 10000 | 709.949 | 2708.057 | 10000 | 10000 | 940.369 | 5903.418 | 1599.087 | 10000 | Competitive | Competitive | 1 | TRUE | FALSE | 1 | Non-Competitive | 1.047 | Competitive | 78.7265 | 51.6459 | 1999.199 | 10000 | 102.3 | 1
XLI2G58 1310__D FROM_TO | XLI2G58 | 1310__D | 326 | 3 | 3 | MAYFLDN_T8 | CHILSW_N8 | FROM_TO | 74960.94 | 79275.51 | -335.555 | 0 | 944.362 | 2340.433 | -0.05724 | 0.013141 | -0.10577 | 0.57125 | -112.67 | -259.103 | 0 |  | 7167.987 | 1552.503 | 7167.987 | 1032.082 | 1053.598 | 3051.693 | 10000 | 1290.829 | 4337.735 | 1708.569 | 8546.534 | Competitive | Competitive | 1 | TRUE | FALSE | 1 | Non-Competitive | 0.8205 | Competitive | -90.9194 | -271.825 | 1587.479 | 8816.921 | 247 | 1
XLI2G58 1310__D TO_FROM | XLI2G58 | 1310__D | 326 | 3 | 3 | MAYFLDN_T8 | CHILSW_N8 | TO_FROM | 74960.94 | 74932.21 | 137.1234 | 0 | 2283.841 | 928.255 | -0.01314 | 0.057236 | -0.57125 | 0.10577 | 341.521 | 195.9383 | 0 | 7167.987 |  | 7167.987 | 1736.189 | 970.014 | 1430.285 | 10000 | 3322.02 | 4192.094 | 1618.977 | 8546.534 | 1924.999 | Competitive | Non-Competitive | 0 | TRUE | FALSE | 1 | Non-Competitive | 0.8205 | Non-Competitive | 360.3782 | 196.0882 | 8816.921 | 1866.296 | 247 | 1
XLO2N89 LON_HILL_69A1 FROM_TO | XLO2N89 | LON_HILL_69A1 | 91.3 | 1 | 1 | LNHILL 2 | LNHILL 4 | FROM_TO | 74960.94 | 80051.68 | -98.6758 | 0 | 909.119 | 1733.057 | -0.02634 | 0.015904 | -0.03118 | 0.37226 | -65.2006 | -76.8107 | 0 |  | 10000 | 10000 | 4527.372 | 2341.149 | 927.98 | 10000 | 10000 | 5520.635 | 1698.094 | 10000 | 3853.098 | Competitive | Competitive | 1 | TRUE | FALSE | 1 | Non-Competitive | 0.8205 | Competitive | -61.6209 | -76.0315 | 10000 | 3575.43 | 91.3 | 1
XLO2N89 LON_HILL_69A1 TO_FROM | XLO2N89 | LON_HILL_69A1 | 91.3 | 1 | 1 | LNHILL 2 | LNHILL 4 | TO_FROM | 74960.94 | 74936.75 | 64.5986 | 0 | 1733.057 | 917.132 | -0.0159 | 0.026344 | -0.37226 | 0.031176 | 100.305 | 65.1563 | 0 | 10000 |  | 1647.82 | 10000 | 708.547 | 2655.115 | 10000 | 10000 | 969.563 | 5648.444 | 1574.172 | 10000 | Competitive | Non-Competitive | 0 | TRUE | FALSE | 1 | Non-Competitive | 0.8205 | Non-Competitive | 95.3748 | 60.709 | 1965.976 | 10000 | 91.3 | 1
XLOB58 BIG_FOOT_69A1 FROM_TO | XLOB58 | BIG_FOOT_69A1 | 47 | 1 | 1 | BIGFOOT2 | BIGFOOT4 | FROM_TO | 74960.94 | 75427.67 | -23.2255 | 0 | 1384.213 | 462.571 | -0.02833 | 0.002153 | -0.09853 | 0.48802 | 1.0012 | -10.3135 | 0 |  | 10000 | 6745.465 | 10000 | 3242.651 | 2182.626 | 10000 | 10000 | 5873.489 | 9465.413 | 7429.225 | 10000 | Competitive | Competitive | 1 | TRUE | FALSE | 1 | Non-Competitive | 0.8125 | Competitive | -19.9696 | -41.5709 | 2245.852 | 10000 | 47 | 1
XLOB58 BIG_FOOT_69A1 TO_FROM | XLOB58 | BIG_FOOT_69A1 | 47 | 1 | 1 | BIGFOOT2 | BIGFOOT4 | TO_FROM | 74960.94 | 75004.36 | 1.0722 | 0 | 473.082 | 1379.345 | -0.00215 | 0.028326 | -0.48802 | 0.098526 | 25.8106 | 4.719 | 0 | 10000 |  | 10000 | 10000 | 1499.521 | 4050.601 | 10000 | 10000 | 9086.168 | 7590.665 | 10000 | 10000 | Competitive | Competitive | 1 | TRUE | FALSE | 1 | Non-Competitive | 0.8125 | Non-Competitive | 49.6934 | 29.1528 | 8717.089 | 3914.584 | 47 | 0
XLOB58 FREER_SAN_DI1_1 FROM_TO | XLOB58 | FREER_SAN_DI1_1 | 38 | 1 | 1 | FREER 2 | S.DIEGOX | FROM_TO | 74960.94 | 75025.5 | -38.2655 | 0 | 897.193 | 1217.226 | -0.01303 | 0.053739 | -0.17037 | 0.60354 | 26.891 | -27.1214 | 0 | 2952.45 |  | 2952.45 | 2519.722 | 2171.452 | 1007.028 | 2952.45 | 10000 | 2902.191 | 1620.095 | 2996.91 | 2388.973 | Competitive | Competitive | 1 | TRUE | FALSE | 1 | Non-Competitive | 0.836 | Competitive | 21.6344 | -28.3678 | 2505.365 | 2454.313 | 38 | 1
XLOB58 FREER_SAN_DI1_1 TO_FROM | XLOB58 | FREER_SAN_DI1_1 | 38 | 1 | 1 | FREER 2 | S.DIEGOX | TO_FROM | 74960.94 | 74957.61 | -17.4317 | 0 | 1209.245 | 823.484 | -0.05374 | 0.013029 | -0.60354 | 0.17037 | 40.0078 | 8.7325 | 0 |  | 5000 | 1857.191 | 5000 | 790.814 | 2770.63 | 10000 | 5000 | 1097.375 | 4566.973 | 1829.523 | 5000 | Competitive | Non-Competitive | 0 | TRUE | FALSE | 1 | Non-Competitive | 0.836 | Non-Competitive | 41.1764 | 7.5665 | 1896.067 | 5000 | 38 | 1
XLOB58 LAQUIN_LOBO1_1 FROM_TO | XLOB58 | LAQUIN_LOBO1_1 | 239 | 1 | 1 | LOBO4A | LAQUNTA4A | FROM_TO | 74960.94 | 75184.41 | -226.419 | 0 | 844.298 | 1181.76 | -0.02149 | 0.2665 | -0.5754 | 0.3013 | 110.4358 | -95.6168 | 0 | 3446.124 | 8753.998 | 4058.397 | 1888.621 | 2709.694 | 1044.153 | 4058.397 | 2545.161 | 3951.33 | 1708.629 | 3961.958 | 2304.947 | Competitive | Competitive | 1 | TRUE | FALSE | 1 | Non-Competitive | 0.797 | Competitive | 76.4675 | -105.806 | 3190.136 | 2348.867 | 239 | 1
XLOB58 LAQUIN_LOBO1_1 TO_FROM | XLOB58 | LAQUIN_LOBO1_1 | 239 | 1 | 1 | LOBO4A | LAQUNTA4A | TO_FROM | 74960.94 | 74981.59 | -101.805 | 0 | 1189.532 | 844.298 | -0.2665 | 0.5754 | -0.30131 | 0.5754 | 232.7777 | 22.526 | 0 | 7635.166 | 3625.517 | 10000 | 5000 | 1947.113 | 2965.199 | 10000 | 5000 | 9565.197 | 4715.091 | 9888.285 | 4721.338 | Competitive | Competitive | 1 | TRUE | FALSE | 1 | Non-Competitive | 0.797 | Non-Competitive | 244.5279 | 23.1261 | 9886.031 | 4671.009 | 239 | 0
XLOB58 NLARSW_PS1 FROM_TO | XLOB58 | NLARSW_PS1 | 222 | 1 | 1 | NLARSWW4 | NLARSSL 4 | FROM_TO | 74960.94 | 75275.35 | -295.047 | 0 | 1138.396 | 888.645 | -0.06583 | 0.21365 | -0.68967 | 0.24182 | -0.38419 | -230.494 | 0 | 2281.285 | 10000 | 2841.958 | 10000 | 1513.749 | 1020.582 | 2994.412 | 10000 | 2821.851 | 2043.809 | 2939.842 | 10000 | Competitive | Competitive | 1 | TRUE | FALSE | 1 | Non-Competitive | 0.8515 | Competitive | 1.7212 | -218.1 | 2337.153 | 10000 | 347 | 1
XLOB58 NLARSW_PS1 TO_FROM | XLOB58 | NLARSW_PS1 | 222 | 1 | 1 | NLARSWW4 | NLARSSL 4 | TO_FROM | 74960.94 | 74618.29 | -0.3864 | 0 | 888.645 | 1138.396 | -0.21365 | 0.12219 | -0.24182 | 0.68968 | 305.2588 | 124.986 | 0 | 6417.596 | 3985.988 | 5040.259 | 4355.806 | 811.574 | 1744.629 | 5040.259 | 5000 | 1260.019 | 4227.918 | 5015.339 | 4634.929 | Competitive | Non-Competitive | 0 | TRUE | FALSE | 1 | Non-Competitive | 0.8515 | Competitive | 318.455 | 105.1386 | 4447.668 | 4642.924 | 347 | 0
XLOB58 PALDRO_PEARSAL_1 FROM_TO | XLOB58 | PALDRO_PEARSAL_1 | 215 | 1 | 1 | PALODUROSW8 | PEARSALLSW8 | FROM_TO | 74960.94 | 75613.7 | -286.768 | 0 | 779.4 | 1418.591 | -0.26934 | 0.14688 | -0.26934 | 0.4951 | 39.6879 | -209.736 | 0 | 2698.948 | 10000 | 2698.948 | 10000 | 1267.744 | 1381.576 | 2788.319 | 10000 | 2777.406 | 9099.548 | 2962.745 | 10000 | Competitive | Competitive | 1 | TRUE | FALSE | 1 | Non-Competitive | 0.797 | Competitive | 68.8197 | -245.498 | 2074.909 | 10000 | 215 | 1
XLOB58 PALDRO_PEARSAL_1 TO_FROM | XLOB58 | PALDRO_PEARSAL_1 | 215 | 1 | 1 | PALODUROSW8 | PEARSALLSW8 | TO_FROM | 74960.94 | 74789.67 | -8.7784 | 0 | 1595.951 | 779.401 | -0.14236 | 0.26935 | -0.4951 | 0.26935 | 299.7954 | 102.6143 | 0 | 10000 | 3498.238 | 10000 | 3498.238 | 1299.519 | 1658.36 | 10000 | 3680.06 | 9054.624 | 3725.436 | 10000 | 3906.175 | Competitive | Non-Competitive | 0 | TRUE | FALSE | 1 | Non-Competitive | 0.797 | Non-Competitive | 341.3688 | 100.2531 | 10000 | 3627.018 | 215 | 1
XLOB58 ST_NIN_WORMSE1_1 FROM_TO | XLOB58 | ST_NIN_WORMSE1_1 | 240 | 1 | 1 | WORMSER4A01 | S.NINO 4 | FROM_TO | 74960.94 | 75199.69 | -34.0613 | 0 | 1188.146 | 881.359 | -0.24126 | 0.13267 | -0.57563 | 0.35588 | 102.2956 | 53.7633 | 0 | 10000 | 5000 | 10000 | 5000 | 703.141 | 4724.974 | 10000 | 5000 | 6031.8 | 4995.477 | 10000 | 5000 | Competitive | Competitive | 1 | TRUE | FALSE | 1 | Non-Competitive | 0.7655 | Competitive | 113.3994 | 56.1071 | 7322.587 | 5000 | 240 | 1
XLOB58 ST_NIN_WORMSE1_1 TO_FROM | XLOB58 | ST_NIN_WORMSE1_1 | 240 | 1 | 1 | WORMSER4A01 | S.NINO 4 | TO_FROM | 74960.94 | 75457.98 | -101.326 | 0 | 819.547 | 1202.526 | -0.13267 | 0.24127 | -0.35588 | 0.57563 | 59.3981 | -91.002 | 0 | 3007.058 | 10000 | 3007.058 | 10000 | 2949.201 | 863.931 | 3007.058 | 10000 | 3128.462 | 7082.063 | 3129.431 | 10000 | Competitive | Competitive | 1 | TRUE | FALSE | 1 | Non-Competitive | 0.7655 | Competitive | 19.4099 | -96.698 | 2516.942 | 10000 | 240 | 1
XLON58 CELANE_KLEBER1_1 FROM_TO | XLON58 | CELANE_KLEBER1_1 | 211 | 2 | 2 | CELANEBI4A | KLEBERG4 | FROM_TO | 74960.94 | 75087.59 | 76.7429 | 0 | 2115.445 | 747.74 | -0.01533 | 0.35003 | -0.52203 | 0.35003 | 144.7319 | 87.1363 | 0 | 2490.585 |  | 10000 | 3611.74 | 663.953 | 2053.894 | 10000 | 2838.478 | 7491.383 | 2103.232 | 7940.712 | 2875.336 | Competitive | Competitive | 1 | TRUE | FALSE | 1 | Non-Competitive | 0.766 | Competitive | 132.1474 | 76.3989 | 9363.164 | 4537.367 | 211 | 1
XLON58 CELANE_KLEBER1_1 TO_FROM | XLON58 | CELANE_KLEBER1_1 | 211 | 2 | 2 | CELANEBI4A | KLEBERG4 | TO_FROM | 74960.94 | 75768.37 | -144.198 | 0 | 806.752 | 1860.054 | -0.35003 | 0.016644 | -0.35003 | 0.52203 | -74.184 | -115.453 | 0 |  | 5126.75 | 1725.435 | 10000 | 1272.659 | 848.342 | 2312.736 | 10000 | 1537.505 | 8357.644 | 1786.717 | 8839.096 | Competitive | Competitive | 1 | TRUE | FALSE | 1 | Non-Competitive | 0.766 | Competitive | -57.5253 | -108.035 | 2544.836 | 9363.164 | 211 | 1
XLON58 CELANE_N_SHAR1_1 FROM_TO | XLON58 | CELANE_N_SHAR1_1 | 211 | 2 | 2 | CELANEBI4A | SHARPE4 | FROM_TO | 74960.94 | 77230.7 | -160.633 | 0 | 10000 | 2122.904 | -0.03224 | 0.64955 | -0.12812 | 0.64955 | -78.023 | -136.337 | 0 | 10000 | 10000 | 10000 | 10000 | 3672.803 | 913.537 | 10000 | 10000 | 9812.309 | 3462.852 | 10000 | 10000 | Competitive | Competitive | 1 | TRUE | FALSE | 1 | Non-Competitive | 0.797 | Competitive | -61.4062 | -131.996 | 9965.374 | 10000 | 211 | 1
XLON58 CELANE_N_SHAR1_1 TO_FROM | XLON58 | CELANE_N_SHAR1_1 | 211 | 2 | 2 | CELANEBI4A | SHARPE4 | TO_FROM | 74960.94 | 75037.5 | 103.5522 | 0 | 2133.078 | 10000 | -0.64955 | 0.032244 | -0.64955 | 0.12812 | 161.1838 | 112.4631 | 0 | 2827.333 | 10000 | 2827.333 | 10000 | 713.491 | 5263.396 | 2827.333 | 10000 | 1776.427 | 9912.986 | 3448.281 | 10000 | Competitive | Competitive | 1 | TRUE | FALSE | 1 | Non-Competitive | 0.797 | Competitive | 148.9956 | 94.9072 | 3832.838 | 9965.374 | 211 | 1
XLON58 KOCH_UP_69A1 FROM_TO | XLON58 | KOCH_UP_69A1 | 91.3 | 2 | 2 | UPRIVER2 | UPRIVER4 | FROM_TO | 74960.94 | 76942.8 | -58.4019 | 0 | 1111.203 | 1637.115 | -0.00661 | 0.003659 | -0.07016 | 0.33242 | -47.8957 | -51.7074 | 0 |  |  | 10000 | 2718.805 | 7088.644 | 896.109 | 10000 | 4834.303 | 9315.301 | 1048.111 | 10000 | 2863.744 | Competitive | Competitive | 1 | FALSE | FALSE | 1 | Non-Competitive | 0.7735 | Competitive | -43.5803 | -48.9523 | 10000 | 3351.181 | 91.3 | 1
XLON58 KOCH_UP_69A1 TO_FROM | XLON58 | KOCH_UP_69A1 | 91.3 | 2 | 2 | UPRIVER2 | UPRIVER4 | TO_FROM | 74960.94 | 75057.91 | 47.1821 | 0 | 1779.329 | 927.603 | -0.00366 | 0.006612 | -0.33242 | 0.070161 | 59.0653 | 47.1296 | 0 |  |  | 1374.214 | 10000 | 729.909 | 7088.644 | 2799.81 | 10000 | 746.76 | 9315.301 | 1513.859 | 10000 | Competitive | Competitive | 1 | FALSE | FALSE | 1 | Non-Competitive | 0.7735 | Competitive | 56.4062 | 43.1093 | 2375.648 | 10000 | 91.3 | 1
XLON89 KOCH_UP_69A1 FROM_TO | XLON89 | KOCH_UP_69A1 | 91.3 | 1 | 1 | UPRIVER2 | UPRIVER4 | FROM_TO | 74960.94 | 77024.37 | -68.3729 | 0 | 1110.81 | 1636.484 | -0.00928 | 0.00527 | -0.0705 | 0.34651 | -54.5968 | -59.4374 | 0 |  |  | 10000 | 2748.346 | 5404.636 | 900.442 | 10000 | 4766.351 | 8889.274 | 1122.841 | 10000 | 2919.516 | Competitive | Competitive | 1 | FALSE | FALSE | 1 | Non-Competitive | 0.758 | Competitive | -52.4606 | -58.7154 | 10000 | 3890.314 | 91.3 | 1
XLON89 KOCH_UP_69A1 TO_FROM | XLON89 | KOCH_UP_69A1 | 91.3 | 1 | 1 | UPRIVER2 | UPRIVER4 | TO_FROM | 74960.94 | 75024.77 | 53.722 | 0 | 1696.61 | 1110.81 | -0.00527 | 0.009278 | -0.34651 | 0.0705 | 69.1811 | 53.6488 | 0 |  |  | 1355.288 | 10000 | 726.753 | 5404.636 | 2765.992 | 10000 | 771.883 | 8889.274 | 1483.01 | 10000 | Competitive | Competitive | 1 | FALSE | FALSE | 1 | Non-Competitive | 0.758 | Competitive | 67.1535 | 51.8838 | 1693.306 | 10000 | 91.3 | 1
XLWS158 590__B FROM_TO | XLWS158 | 590__B | 214 | 0 | 0 | LEW_JNS_P8 | TNLAKEPNTE1 | FROM_TO | 74960.94 | 74810.28 | 4.3725 | 0 | 1178.516 | 2739.714 | -0.01006 | 0.089431 | -0.21996 | 0.28516 | 245.4998 | 120.2527 | 0 | 3884.215 |  | 5493.823 | 2743.606 | 894.128 | 2446.208 | 5493.823 | 2658.377 | 1447.509 | 2727.066 | 4297.199 | 2717.908 | Non-Competitive | Non-Competitive | 0 | TRUE | FALSE | 1 | Non-Competitive | 0.7655 | Competitive | 88.6056 | -50.5554 | 3660.098 | 2936.264 | 213 | 0
XLWS158 590__B TO_FROM | XLWS158 | 590__B | 214 | 0 | 0 | LEW_JNS_P8 | TNLAKEPNTE1 | TO_FROM | 74960.94 | 75524.75 | -235.27 | 0 | 2504.518 | 1178.516 | -0.08943 | 0.010058 | -0.28516 | 0.21996 | 42.1537 | -130.906 | 0 |  | 5223.518 | 2743.606 | 10000 | 2442.405 | 1545.492 | 2658.377 | 10000 | 2727.02 | 2344.566 | 2717.908 | 5913.099 | Competitive | Competitive | 1 | TRUE | FALSE | 1 | Non-Competitive | 0.7655 | Non-Competitive | 229.7922 | 83.1985 | 2759.877 | 5000.016 | 213 | 0
XLWS58 589_C_1 FROM_TO | XLWS58 | 589_C_1 | 214 | 1 | 1 | CRLTN_NW_W8 | TNLWVLSTH_1 | FROM_TO | 74960.94 | 75039.62 | 45.0195 | 0 | 4473.713 | 2356.829 | -0.07129 | 0.005815 | -0.53198 | 0.02739 | 172.1399 | 83.7795 | 0 |  | 10000 | 1634.644 | 10000 | 1085.07 | 2162.483 | 2658.375 | 10000 | 1491.645 | 6090.423 | 1956.941 | 10000 | Competitive | Competitive | 1 | TRUE | FALSE | 1 | Non-Competitive | 0.7965 | Competitive | 118.6075 | 41.6939 | 2572.095 | 5025.21 | 213 | 1
XLWS58 589_C_1 TO_FROM | XLWS58 | 589_C_1 | 214 | 1 | 1 | CRLTN_NW_W8 | TNLWVLSTH_1 | TO_FROM | 74960.94 | 84994.36 | -144.671 | 0 | 2356.829 | 4473.713 | -0.00581 | 0.071291 | -0.02739 | 0.53198 | -33.62 | -62.2452 | 5.14 | 5582.778 |  | 5582.778 | 1695.564 | 1216.872 | 1142.189 | 5582.778 | 2658.375 | 4182.985 | 1539.524 | 6629.324 | 1998.06 | Competitive | Competitive | 1 | TRUE | FALSE | 1 | Non-Competitive | 0.7965 | Competitive | 39.3014 | -22.0569 | 3727.926 | 2677.551 | 213 | 1
XLWS58 590__A FROM_TO | XLWS58 | 590__A | 214 | 1 | 1 | LEWISVLSW8_1 | LEW_JNS_P8 | FROM_TO | 74960.94 | 75167.02 | -128.702 | 0 | 1103.78 | 2393.957 | -0.00966 | 0.14893 | -0.52772 | 0.44947 | 99.9493 | 40.5861 | 0 | 3600.009 |  | 5565.142 | 2878.324 | 1078.986 | 1450.15 | 5565.142 | 3455.08 | 3465.436 | 2237.748 | 5293.496 | 2918.429 | Competitive | Competitive | 1 | TRUE | FALSE | 1 | Non-Competitive | 0.766 | Non-Competitive | 261.7687 | 97.4039 | 3809.628 | 2785.735 | 213 | 0
XLWS58 590__A TO_FROM | XLWS58 | 590__A | 214 | 1 | 1 | LEWISVLSW8_1 | LEW_JNS_P8 | TO_FROM | 74960.94 | 75024.99 | -97.0696 | 0 | 2393.957 | 1103.78 | -0.14893 | 0.009661 | -0.44947 | 0.52772 | 185.2465 | 3.3868 | 0 |  | 5000.223 | 2878.324 | 10000 | 1399.984 | 1949.839 | 3455.08 | 10000 | 2211.966 | 5211.337 | 2918.429 | 7563.12 | Competitive | Competitive | 1 | TRUE | FALSE | 1 | Non-Competitive | 0.766 | Competitive | 51.8985 | -81.0075 | 2785.735 | 5094.321 | 213 | 1
XLWS58 591__A FROM_TO | XLWS58 | 591__A | 280 | 1 | 1 | CRLTN_NW_E8 | TNLAKEPNTE1 | FROM_TO | 74960.94 | 74793.58 | 54.3518 | 0 | 2703.708 | 4499.398 | -0.19198 | 0.014618 | -0.68828 | 0.069853 | 395.0812 | 158.2756 | 0 |  | 5000 | 2553.366 | 10000 | 1135.91 | 2087.029 | 2795.961 | 10000 | 1640.888 | 5830.814 | 2712.269 | 7667.533 | Non-Competitive | Non-Competitive | 0 | TRUE | FALSE | 1 | Non-Competitive | 0.8205 | Competitive | 233.2918 | 26.1645 | 2797.093 | 5046.141 | 280 | 0
XLWS58 591__A TO_FROM | XLWS58 | 591__A | 280 | 1 | 1 | CRLTN_NW_E8 | TNLAKEPNTE1 | TO_FROM | 74960.94 | 79568.67 | -321.377 | 0 | 4499.368 | 2545.683 | -0.01462 | 0.19198 | -0.06985 | 0.68828 | -23.7144 | -100.829 | 5.14 | 3609.482 |  | 5577.687 | 2553.366 | 1164.943 | 1191.819 | 5577.687 | 2795.961 | 3968.395 | 1685.264 | 5372.519 | 2712.269 | Competitive | Competitive | 1 | TRUE | FALSE | 1 | Non-Competitive | 0.8205 | Competitive | 190.1338 | 27.3525 | 3646.334 | 2898.85 | 280 | 1
XLY2T58 LYTTON_S_LY_AT1H FROM_TO | XLY2T58 | LYTTON_S_LY_AT1H | 480 | 3 | 3 | LYTTON34 | LYTTOSTR | FROM_TO | 74960.94 | 88132.17 | -437.011 | 0 | 1049.508 | 1689.639 | -0.02145 | 0.055433 | -0.05189 | 0.21009 | -166.31 | -350.317 | 0 | 5012.3 | 5370.549 | 5040.199 | 1558.168 | 4988.833 | 1021.586 | 5012.3 | 5370.549 | 5289.634 | 1195.196 | 5314.614 | 1766.634 | Competitive | Competitive | 1 | TRUE | FALSE | 1 | Non-Competitive | 0.8205 | #N/A | #N/A | #N/A | #N/A | #N/A | #N/A | #N/A
XLY2T58 LYTTON_S_LY_AT1H TO_FROM | XLY2T58 | LYTTON_S_LY_AT1H | 480 | 3 | 3 | LYTTON34 | LYTTOSTR | TO_FROM | 74960.94 | 75419.02 | 178.6601 | 0 | 2008.594 | 1049.506 | -0.05543 | 0.021447 | -0.21009 | 0.051894 | 383.7605 | 191.5963 | 0 | 5370.549 | 5012.3 | 1354.643 | 5040.199 | 921.48 | 4997.206 | 5370.549 | 5012.3 | 1099.873 | 5289.749 | 1598.974 | 5314.614 | Competitive | Competitive | 1 | TRUE | FALSE | 1 | Non-Competitive | 0.8205 | #N/A | #N/A | #N/A | #N/A | #N/A | #N/A | #N/A
XLY3T58 LYTTON_S_LY_AT1H FROM_TO | XLY3T58 | LYTTON_S_LY_AT1H | 480 | 1 | 1 | LYTTON34 | LYTTOSTR | FROM_TO | 74960.94 | 85683.66 | -505.895 | 0 | 871.541 | 2067.888 | -0.0278 | 0.071856 | -0.06727 | 0.27234 | -215.575 | -454.097 | 0 | 5040.2 | 5370.555 | 5040.2 | 1558.174 | 4988.82 | 1021.597 | 5012.3 | 5370.555 | 5289.637 | 1195.21 | 5314.616 | 1766.623 | Competitive | Competitive | 1 | TRUE | FALSE | 1 | Non-Competitive | 0.805 | #N/A | #N/A | #N/A | #N/A | #N/A | #N/A | #N/A
XLY3T58 LYTTON_S_LY_AT1H TO_FROM | XLY3T58 | LYTTON_S_LY_AT1H | 480 | 1 | 1 | LYTTON34 | LYTTOSTR | TO_FROM | 74960.94 | 74896.87 | 232.7206 | 0 | 1689.64 | 1049.507 | -0.07186 | 0.027801 | -0.27234 | 0.067268 | 497.4474 | 248.3531 | 0 | 5370.555 | 5040.2 | 1354.649 | 5040.2 | 921.489 | 4997.206 | 5370.555 | 5012.3 | 1099.886 | 5289.752 | 1598.965 | 5314.616 | Competitive | Non-Competitive | 0 | TRUE | FALSE | 1 | Non-Competitive | 0.805 | #N/A | #N/A | #N/A | #N/A | #N/A | #N/A | #N/A
XLY3T58 LYTTON_S_LY_AT2H FROM_TO | XLY3T58 | LYTTON_S_LY_AT2H | 480 | 1 | 1 | LYTTON34 | LYTTOSTR | FROM_TO | 74960.94 | 86540.65 | -457.33 | 0 | 1049.505 | 2067.955 | -0.02513 | 0.064958 | -0.06081 | 0.247 | -194.883 | -410.506 | 0 | 5040.205 | 5370.55 | 5040.205 | 1558.182 | 4988.834 | 1021.592 | 5012.303 | 5370.55 | 5289.66 | 1195.201 | 5314.639 | 1766.656 | Competitive | Competitive | 1 | TRUE | FALSE | 1 | Non-Competitive | 0.789 | #N/A | #N/A | #N/A | #N/A | #N/A | #N/A | #N/A
XLY3T58 LYTTON_S_LY_AT2H TO_FROM | XLY3T58 | LYTTON_S_LY_AT2H | 480 | 1 | 1 | LYTTON34 | LYTTOSTR | TO_FROM | 74960.94 | 75083.63 | 210.3812 | 0 | 1689.655 | 1049.505 | -0.06496 | 0.025132 | -0.247 | 0.06081 | 449.6939 | 224.5141 | 0 | 5370.55 | 5040.205 | 1354.653 | 5040.205 | 921.487 | 4997.211 | 5370.55 | 5012.303 | 1099.879 | 5289.775 | 1598.99 | 5314.639 | Competitive | Competitive | 1 | TRUE | FALSE | 1 | Non-Competitive | 0.789 | #N/A | #N/A | #N/A | #N/A | #N/A | #N/A | #N/A
XLYT58 LYTTON_S_LY_AT1H FROM_TO | XLYT58 | LYTTON_S_LY_AT1H | 480 | 3 | 3 | LYTTON34 | LYTTOSTR | FROM_TO | 74960.94 | 88132.17 | -437.011 | 0 | 1049.508 | 1689.639 | -0.02145 | 0.055433 | -0.05189 | 0.21009 | -166.31 | -350.317 | 0 | 5012.3 | 5370.549 | 5040.199 | 1558.168 | 4988.833 | 1021.586 | 5012.3 | 5370.549 | 5289.634 | 1195.196 | 5314.614 | 1766.634 | Competitive | Competitive | 1 | TRUE | FALSE | 1 | Non-Competitive | 0.7735 | #N/A | #N/A | #N/A | #N/A | #N/A | #N/A | #N/A
XLYT58 LYTTON_S_LY_AT1H TO_FROM | XLYT58 | LYTTON_S_LY_AT1H | 480 | 3 | 3 | LYTTON34 | LYTTOSTR | TO_FROM | 74960.94 | 75419.02 | 178.6601 | 0 | 2008.594 | 1049.506 | -0.05543 | 0.021447 | -0.21009 | 0.051894 | 383.7605 | 191.5963 | 0 | 5370.549 | 5012.3 | 1354.643 | 5040.199 | 921.48 | 4997.206 | 5370.549 | 5012.3 | 1099.873 | 5289.749 | 1598.974 | 5314.614 | Competitive | Competitive | 1 | TRUE | FALSE | 1 | Non-Competitive | 0.7735 | #N/A | #N/A | #N/A | #N/A | #N/A | #N/A | #N/A
XMDK89 6427__A FROM_TO | XMDK89 | 6427__A | 151 | 1 | 1 | PERMIANB_8 | HCKBRYTP | FROM_TO | 74960.94 | 74903.16 | -99.6548 | 0 | 1118.852 | 1328.135 | -0.03918 | 0.082727 | -0.7133 | 0.082727 | 192.2148 | 57.1819 | 0 | 5533.86 | 10000 | 5533.86 | 10000 | 1680.494 | 2196.524 | 5533.86 | 10000 | 4803.851 | 8223.964 | 5838.831 | 10000 | Competitive | Non-Competitive | 0 | TRUE | FALSE | 1 | Non-Competitive | 0.75 | Non-Competitive | 245.5142 | 54.6414 | 4845.254 | 10000 | 151 | 1
XMDK89 6427__A TO_FROM | XMDK89 | 6427__A | 151 | 1 | 1 | PERMIANB_8 | HCKBRYTP | TO_FROM | 74960.94 | 75401.83 | -130.206 | 0 | 1328.137 | 1118.852 | -0.08273 | 0.16085 | -0.08273 | 0.7133 | 112.3067 | 91.3866 | 3510.84 | 3481.594 | 10000 | 3825.636 | 10000 | 2976.903 | 2487.287 | 3825.636 | 10000 | 3776.211 | 8105.271 | 3785.664 | 10000 | Competitive | Competitive | 1 | TRUE | FALSE | 1 | Non-Competitive | 0.75 | Non-Competitive | 187.4304 | 146.2339 | 3362.117 | 10000 | 151 | 0
XMG2S58 MGSES_AXFMR2H FROM_TO | XMG2S58 | MGSES_AXFMR2H | 341 | 3 | 3 | MRGNCRK_5 | MRGNCSTR | FROM_TO | 74960.94 | 78889.19 | -211.987 | 0 | 3341.851 | 985.136 | -0.01585 | 0.25314 | -0.02417 | 0.44306 | 253.2262 | -168.435 | 0 | 3286.481 |  | 3522.256 | 10000 | 3114.491 | 862.727 | 4340.282 | 10000 | 4286.102 | 826.642 | 4300.308 | 10000 | Competitive | Competitive | 1 | TRUE | FALSE | 1 | Non-Competitive | 0.7815 | #N/A | #N/A | #N/A | #N/A | #N/A | #N/A | #N/A
XMG2S58 MGSES_AXFMR2H TO_FROM | XMG2S58 | MGSES_AXFMR2H | 341 | 3 | 3 | MRGNCRK_5 | MRGNCSTR | TO_FROM | 74960.94 | 75252.03 | -44.7231 | 0 | 985.137 | 3341.833 | -0.25314 | 0.020443 | -0.44306 | 0.024175 | 210.8662 | 177.9457 | 0 | 10000 | 9626.861 | 1437.566 | 9626.861 | 695.035 | 9606.858 | 1310.74 | 9626.861 | 803.91 | 9758.678 | 1437.626 | 9758.58 | Competitive | Competitive | 1 | TRUE | FALSE | 1 | Non-Competitive | 0.7815 | #N/A | #N/A | #N/A | #N/A | #N/A | #N/A | #N/A
XMGS58 MGSES_AXFMR1H FROM_TO | XMGS58 | MGSES_AXFMR1H | 349 | 3 | 3 | MRGNCRK_5 | MRGNCSTR | FROM_TO | 74960.94 | 79261.86 | -211.987 | 0 | 3341.851 | 985.136 | -0.01585 | 0.25314 | -0.02417 | 0.44306 | 253.2262 | -168.435 | 0 | 3286.481 |  | 3522.256 | 10000 | 3114.491 | 862.727 | 4340.282 | 10000 | 4286.102 | 826.642 | 4300.308 | 10000 | Competitive | Competitive | 1 | TRUE | FALSE | 1 | Non-Competitive | 0.82 | #N/A | #N/A | #N/A | #N/A | #N/A | #N/A | #N/A
XMGS58 MGSES_AXFMR1H TO_FROM | XMGS58 | MGSES_AXFMR1H | 349 | 3 | 3 | MRGNCRK_5 | MRGNCSTR | TO_FROM | 74960.94 | 75270.09 | -44.7231 | 0 | 985.137 | 3341.833 | -0.25314 | 0.020443 | -0.44306 | 0.024175 | 210.8662 | 177.9457 | 0 | 10000 | 9626.861 | 1437.566 | 9626.861 | 695.035 | 9606.858 | 1310.74 | 9626.861 | 803.91 | 9758.678 | 1437.626 | 9758.58 | Competitive | Competitive | 1 | TRUE | FALSE | 1 | Non-Competitive | 0.82 | #N/A | #N/A | #N/A | #N/A | #N/A | #N/A | #N/A
XMGS58 MGSES_AXFMR1L FROM_TO | XMGS58 | MGSES_AXFMR1L | 349 | 3 | 3 | MRGNCRK_8 | MRGNCSTR | FROM_TO | 74960.94 | 75502.03 | -44.7231 | 0 | 882.029 | 1338.084 | -0.25314 | 0.020443 | -0.25314 | 0.55694 | 210.8662 | 177.9457 | 0 | 10000 | 9626.861 | 1437.566 | 9626.861 | 695.035 | 9606.858 | 1310.74 | 9626.861 | 803.91 | 9758.678 | 1437.626 | 9758.58 | Competitive | Competitive | 1 | TRUE | FALSE | 1 | Non-Competitive | 0.8045 | #N/A | #N/A | #N/A | #N/A | #N/A | #N/A | #N/A
XMGS58 MGSES_AXFMR1L TO_FROM | XMGS58 | MGSES_AXFMR1L | 349 | 3 | 3 | MRGNCRK_8 | MRGNCSTR | TO_FROM | 74960.94 | 75130.1 | -208.474 | 0 | 1338.084 | 804.943 | -0.01585 | 0.25314 | -0.55694 | 0.25314 | 253.2262 | -168.435 | 0 | 3286.481 |  | 3522.256 | 10000 | 3114.491 | 862.727 | 4340.282 | 10000 | 4286.102 | 826.642 | 4300.308 | 10000 | Competitive | Competitive | 1 | TRUE | FALSE | 1 | Non-Competitive | 0.8045 | #N/A | #N/A | #N/A | #N/A | #N/A | #N/A | #N/A
XMGS58 MGSES_AXFMR2H FROM_TO | XMGS58 | MGSES_AXFMR2H | 341 | 3 | 3 | MRGNCRK_5 | MRGNCSTR | FROM_TO | 74960.94 | 78889.19 | -211.987 | 0 | 3341.851 | 985.136 | -0.01585 | 0.25314 | -0.02417 | 0.44306 | 253.2262 | -168.435 | 0 | 3286.481 |  | 3522.256 | 10000 | 3114.491 | 862.727 | 4340.282 | 10000 | 4286.102 | 826.642 | 4300.308 | 10000 | Competitive | Competitive | 1 | TRUE | FALSE | 1 | Non-Competitive | 0.8675 | #N/A | #N/A | #N/A | #N/A | #N/A | #N/A | #N/A
XMGS58 MGSES_AXFMR2H TO_FROM | XMGS58 | MGSES_AXFMR2H | 341 | 3 | 3 | MRGNCRK_5 | MRGNCSTR | TO_FROM | 74960.94 | 75252.03 | -44.7231 | 0 | 985.137 | 3341.833 | -0.25314 | 0.020443 | -0.44306 | 0.024175 | 210.8662 | 177.9457 | 0 | 10000 | 9626.861 | 1437.566 | 9626.861 | 695.035 | 9606.858 | 1310.74 | 9626.861 | 803.91 | 9758.678 | 1437.626 | 9758.58 | Competitive | Competitive | 1 | TRUE | FALSE | 1 | Non-Competitive | 0.8675 | #N/A | #N/A | #N/A | #N/A | #N/A | #N/A | #N/A
XMOS58 6500__B FROM_TO | XMOS58 | 6500__B | 214 | 1 | 1 | ODESEHV_8 | BIG3ODTA_8 | FROM_TO | 74960.94 | 74947.84 | 106.8882 | 0 | 962.242 | 5220.148 | -0.17766 | 0.020427 | -0.77016 | 0.051318 | 224.0883 | 187.3741 | 0 | 5797.676 | 10000 | 4720.664 | 10000 | 728.997 | 9851.079 | 5797.676 | 10000 | 2075.848 | 9994.761 | 5374.622 | 10000 | Non-Competitive | Non-Competitive | 0 | TRUE | FALSE | 1 | Non-Competitive | 0.836 | Competitive | 24.1927 | 24.197 | 783.088 | 0 | 206 | 0
XMOS58 6500__B TO_FROM | XMOS58 | 6500__B | 214 | 1 | 1 | ODESEHV_8 | BIG3ODTA_8 | TO_FROM | 74960.94 | 79731.56 | -221.583 | 0 | 5220.149 | 1028.192 | -0.02043 | 0.17994 | -0.05132 | 0.77016 | -20.5839 | -194.448 | 0 | 4997.208 | 5797.676 | 5215.55 | 5797.676 | 3866.111 | 834.691 | 5215.55 | 5797.676 | 5037.027 | 2366.982 | 5167.134 | 5818.009 | Competitive | Competitive | 1 | TRUE | FALSE | 1 | Non-Competitive | 0.836 | Competitive | -24.1634 | -22.3072 | 0 | 920.068 | 206 | 1
XMOS58 6511__A FROM_TO | XMOS58 | 6511__A | 162 | 1 | 1 | MIDLNDE_8 | WINDWOOD_8 | FROM_TO | 74960.94 | 75094.96 | -27.1777 | 0 | 1176.429 | 1009.264 | -0.02214 | 0.031102 | -0.68478 | 0.24148 | 70.1511 | 27.8713 | 0 | 10000 | 5812.396 | 10000 | 4364.606 | 853.487 | 4272.366 | 10000 | 4364.606 | 5835.012 | 4641.484 | 10000 | 4663.163 | Competitive | Competitive | 1 | TRUE | FALSE | 1 | Non-Competitive | 0.9845 | Competitive | 62.5874 | 21.1816 | 10000 | 5852.199 | 155 | 1
XMOS58 6511__A TO_FROM | XMOS58 | 6511__A | 162 | 1 | 1 | MIDLNDE_8 | WINDWOOD_8 | TO_FROM | 74960.94 | 75509.83 | -65.0199 | 0 | 1009.263 | 1430.684 | -0.0311 | 0.022139 | -0.24148 | 0.68478 | 28.0901 | -55.3692 | 0 | 3310.535 | 10000 | 2326.369 | 10000 | 2171.53 | 1017.096 | 2326.369 | 10000 | 2540.304 | 6942.077 | 2564.835 | 10000 | Competitive | Competitive | 1 | TRUE | FALSE | 1 | Non-Competitive | 0.9845 | Competitive | 49.7258 | -46.5834 | 3472.474 | 10000 | 155 | 1
XMOS58 6915__A FROM_TO | XMOS58 | 6915__A | 42 | 1 | 1 | ODESSANO_9 | ODBASSS_9 | FROM_TO | 74960.94 | 74969.68 | 8.8008 | 0 | 1197.015 | 1052.032 | -0.02369 | 0.002229 | -0.51426 | 0.1541 | 37.5026 | 33.2528 | 0 |  | 10000 | 4047.201 | 10000 | 723.327 | 9906.35 | 5791.797 | 10000 | 1005.616 | 9995.621 | 4823.616 | 10000 | Competitive | Competitive | 1 | TRUE | FALSE | 1 | Non-Competitive | 1.172 | Non-Competitive | 53.6178 | 47.8068 | 4674.412 | 10000 | 40 | 0
XMOS58 6915__A TO_FROM | XMOS58 | 6915__A | 42 | 1 | 1 | ODESSANO_9 | ODBASSS_9 | TO_FROM | 74960.94 | 75289.6 | -37.1617 | 0 | 1062.844 | 1242.959 | -0.00223 | 0.036559 | -0.1541 | 0.51426 | -8.8029 | -34.2214 | 0 | 4405.724 |  | 4405.724 | 5158.24 | 3517.205 | 828.343 | 4405.724 | 5791.797 | 3776.972 | 1173.387 | 3839.966 | 5466.991 | Competitive | Competitive | 1 | TRUE | FALSE | 1 | Non-Competitive | 1.172 | Competitive | -12.6741 | -49.9447 | 4168.631 | 5493.968 | 40 | 1
XMOS58 ODNTH_FMR1 FROM_TO | XMOS58 | ODNTH_FMR1 | 87 | 1 | 1 | ODESSANO_8 | ODESSANO_9 | FROM_TO | 74960.94 | 74991.41 | 19.5467 | 0 | 917.432 | 1071.632 | -0.03478 | 0.004755 | -0.7055 | 0.0444 | 65.4997 | 57.0685 | 0 |  | 10000 | 4149.502 | 10000 | 708.312 | 9901.822 | 5793.031 | 10000 | 1356.6 | 9987.677 | 4957.185 | 10000 | Competitive | Competitive | 1 | TRUE | FALSE | 1 | Non-Competitive | 0.7575 | Competitive | 86.1824 | 75.1181 | 5003.373 | 10000 | 87 | 1
XMOS58 ODNTH_FMR1 TO_FROM | XMOS58 | ODNTH_FMR1 | 87 | 1 | 1 | ODESSANO_8 | ODESSANO_9 | TO_FROM | 74960.94 | 77389.64 | -65.3293 | 0 | 1020.262 | 917.432 | -0.00475 | 0.058927 | -0.0444 | 0.7055 | -19.475 | -58.7425 | 0 | 4352.954 |  | 4352.954 | 5200.842 | 3496.878 | 809.814 | 4352.954 | 5793.031 | 3858.304 | 1580.881 | 3910.106 | 5515.575 | Competitive | Competitive | 1 | TRUE | FALSE | 1 | Non-Competitive | 0.7575 | Competitive | -16.0076 | -78.2555 | 4515.25 | 5569.553 | 87 | 1
XNE2D58 NEDIN_138H FROM_TO | XNE2D58 | NEDIN_138H | 660 | 1 | 1 | EDNBRG 6 | EDNBRSTR | FROM_TO | 74960.94 | 80806.81 | -1037.59 | 0 | 999.471 | 1223.447 | -0.02828 | 0.40125 | -0.27318 | 0.79141 | -878.496 | -838.266 | 6688.64 | 2020.483 | 1815.229 | 10000 | 931.541 | 2045.725 | 929.144 | 10000 | 1755.586 | 3601.894 | 903.553 | 3599.851 | 904.281 | Competitive | Competitive | 1 | TRUE | FALSE | 1 | Non-Competitive | 0.836 | Non-Competitive | 1015.884 | 881.4156 | 798.867 | 6405.739 | 660 | 0
XNE2D58 NEDIN_138H TO_FROM | XNE2D58 | NEDIN_138H | 660 | 1 | 1 | EDNBRG 6 | EDNBRSTR | TO_FROM | 74960.94 | 74481.01 | 876.4916 | 0 | 1223.447 | 999.471 | -0.40125 | 0.028276 | -0.79141 | 0.27318 | 1046.283 | 924.1001 | 0 | 1420.164 | 2961.996 | 798.038 | 10000 | 795.65 | 3128.996 | 1462.855 | 10000 | 768.848 | 6254.384 | 769.819 | 6248.734 | Non-Competitive | Non-Competitive | 0 | TRUE | FALSE | 0 | Non-Competitive | 0.836 | Competitive | -783.463 | -766.619 | 6802.971 | 908.218 | 660 | 0
XODN89 6860__A FROM_TO | XODN89 | 6860__A | 42 | 1 | 1 | HOLTSS_9 | ECTRSHLT_9 | FROM_TO | 74960.94 | 74991.5 | 7.7893 | 0 | 1509.474 | 1007.22 | -0.00929 | 0.001178 | -0.74721 | 0.10206 | 19.1556 | 16.7438 | 0 |  |  | 2549.405 | 10000 | 835.268 | 8198.665 | 2665.208 | 10000 | 836.992 | 9942.529 | 2404.42 | 10000 | Competitive | Competitive | 1 | FALSE | FALSE | 1 | Non-Competitive | 0.8675 | Non-Competitive | 41.0662 | 37.2497 | 4655.99 | 10000 | 40 | 0
XODN89 6860__A TO_FROM | XODN89 | 6860__A | 42 | 1 | 1 | HOLTSS_9 | ECTRSHLT_9 | TO_FROM | 74960.94 | 75446.85 | -19.1964 | 0 | 1203.144 | 1488.559 | -0.00118 | 0.016606 | -0.10206 | 0.74721 | -7.8323 | -10.9155 | 5652.54 |  |  | 4783.74 | 8574.876 | 3131.196 | 990.016 | 4783.74 | 10000 | 4052.738 | 1038.802 | 4284.964 | 6955.504 | Competitive | Competitive | 1 | FALSE | FALSE | 1 | Non-Competitive | 0.8675 | Competitive | -26.5831 | -28.974 | 3725.917 | 1017.775 | 40 | 1
XOLS89 OLK_WHTN_1 FROM_TO | XOLS89 | OLK_WHTN_1 | 63 | 1 | 1 | TNLKWHITNY0 | TNOLSEN___0 | FROM_TO | 74960.94 | 74964.12 | 32.3603 | 0 | 2067.857 | 666.621 | -0.0028 | 0.013603 | -0.60064 | 0.15143 | 61.0851 | 47.5077 | 0 |  |  | 10000 | 10000 | 1075.571 | 4219.487 | 10000 | 10000 | 1103.855 | 8754.4 | 10000 | 10000 | Competitive | Competitive | 1 | FALSE | FALSE | 1 | Non-Competitive | 0.8675 | #N/A | #N/A | #N/A | #N/A | #N/A | #N/A | #N/A
XOLS89 OLK_WHTN_1 TO_FROM | XOLS89 | OLK_WHTN_1 | 63 | 1 | 1 | TNLKWHITNY0 | TNOLSEN___0 | TO_FROM | 74960.94 | 75582.45 | -57.7138 | 0 | 723.208 | 2067.857 | -0.0136 | 0.006391 | -0.15143 | 0.60064 | -33.2392 | -58.3626 | 0 |  |  | 7300.637 | 10000 | 1479.965 | 1131.035 | 10000 | 10000 | 4189.005 | 1135.634 | 5764.631 | 10000 | Competitive | Competitive | 1 | FALSE | FALSE | 1 | Non-Competitive | 0.8675 | #N/A | #N/A | #N/A | #N/A | #N/A | #N/A | #N/A
XPH2R58 PHR_AT1_H FROM_TO | XPH2R58 | PHR_AT1_H | 460 | 3 | 3 | P_H_R___345E | P_H_RSTR | FROM_TO | 74960.94 | 85022.14 | -532.965 | 0 | 6796.418 | 2227.856 | -0.04137 | 0.19767 | -0.07234 | 0.2117 | -205.188 | -410.522 | 0 | 7063.273 | 10000 | 7231.745 | 6074.811 | 3581.53 | 931.964 | 7231.745 | 10000 | 6928.515 | 2264.047 | 7208.039 | 7395.21 | Competitive | Competitive | 1 | TRUE | FALSE | 1 | Non-Competitive | 0.742 | #N/A | #N/A | #N/A | #N/A | #N/A | #N/A | #N/A
XPH2R58 PHR_AT1_H TO_FROM | XPH2R58 | PHR_AT1_H | 460 | 3 | 3 | P_H_R___345E | P_H_RSTR | TO_FROM | 74960.94 | 74479.09 | 306.5623 | 0 | 2227.856 | 6796.412 | -0.19766 | 0.041366 | -0.2117 | 0.072342 | 562.006 | 346.2711 | 0 | 10000 | 7063.273 | 6074.811 | 7231.745 | 813.396 | 4146.696 | 10000 | 7231.745 | 2015.946 | 6990.902 | 7395.21 | 7208.039 | Non-Competitive | Non-Competitive | 0 | TRUE | FALSE | 1 | Non-Competitive | 0.742 | #N/A | #N/A | #N/A | #N/A | #N/A | #N/A | #N/A
XPHR58 138_NAL_HAS_1 FROM_TO | XPHR58 | 138_NAL_HAS_1 | 383 | 3 | 3 | TNHASTINGS1 | TNALVINTIE1 | FROM_TO | 74960.94 | 78723.64 | -346.229 | 0 | 2159.965 | 1524.041 | -0.01168 | 0.063052 | -0.13186 | 0.79313 | -119.048 | -225.929 | 0 | 7232.487 |  | 7232.487 | 1118.175 | 3272.348 | 816.044 | 7232.487 | 1660.629 | 5753.132 | 895.458 | 7232.985 | 1280.634 | Competitive | Competitive | 1 | TRUE | FALSE | 1 | Non-Competitive | 0.8285 | Competitive | -115.733 | -245.768 | 7233.009 | 1157.285 | 383 | 1
XPHR58 138_NAL_HAS_1 TO_FROM | XPHR58 | 138_NAL_HAS_1 | 383 | 3 | 3 | TNHASTINGS1 | TNALVINTIE1 | TO_FROM | 74960.94 | 75015.93 | 163.4166 | 0 | 1642.344 | 2159.965 | -0.06305 | 0.011675 | -0.79313 | 0.13186 | 339.3801 | 189.5407 | 0 |  | 7232.487 | 1018.101 | 7232.487 | 712.117 | 3272.348 | 1423.163 | 7232.487 | 785.238 | 5753.132 | 1163.751 | 7232.985 | Competitive | Competitive | 1 | TRUE | FALSE | 1 | Non-Competitive | 0.8285 | Competitive | 350.414 | 192.0071 | 989.251 | 7233.009 | 383 | 1
XRE2N58 ALNSW_AXFMR1H-H FROM_TO | XRE2N58 | ALNSW_AXFMR1H-H | 515 | 7 | 7 | ALLENSW1_5 | ALLENSTR | FROM_TO | 74960.94 | 77533.74 | -519.481 | 0 | 1068.826 | 3109.795 | -0.04885 | 0.014703 | -0.28554 | 0.42602 | -206.557 | -378.898 | 5.14 |  | 4391.418 | 2165.818 | 4125.679 | 1094.747 | 1687.131 | 2824.411 | 4459.143 | 1377.708 | 3131.726 | 2092.903 | 4117.435 | Competitive | Competitive | 1 | TRUE | FALSE | 1 | Non-Competitive | 0.7655 | #N/A | #N/A | #N/A | #N/A | #N/A | #N/A | #N/A
XRE2N58 ALNSW_AXFMR1H-H TO_FROM | XRE2N58 | ALNSW_AXFMR1H-H | 515 | 7 | 7 | ALLENSW1_5 | ALLENSTR | TO_FROM | 74960.94 | 74536.19 | 211.1889 | 0 | 3109.795 | 1068.826 | -0.0147 | 0.048853 | -0.42602 | 0.28553 | 694.1652 | 371.219 | 0 | 4391.418 |  | 4125.679 | 2546.392 | 1631.684 | 1809.18 | 4459.143 | 3088.42 | 3105.688 | 1964.199 | 4117.435 | 2446.927 | Non-Competitive | Non-Competitive | 0 | TRUE | FALSE | 1 | Non-Competitive | 0.7655 | #N/A | #N/A | #N/A | #N/A | #N/A | #N/A | #N/A
XROC89 GREGOR_RINCON1_1 FROM_TO | XROC89 | GREGOR_RINCON1_1 | 61 | 1 | 1 | RINCON 2 | GREGORY2 | FROM_TO | 74960.94 | 74992.85 | 16.695 | 0 | 952.762 | 1156.391 | -0.01938 | 0.00401 | -0.55841 | 0.1764 | 43.1805 | 28.1293 | 0 |  |  | 3309.61 | 4115.517 | 768.663 | 2991.03 | 3309.61 | 5644.313 | 652.166 | 4342.838 | 3189.558 | 4814.798 | Competitive | Competitive | 1 | FALSE | FALSE | 1 | Non-Competitive | 0.953 | Competitive | 43.8779 | 28.0954 | 3207.168 | 4725.118 | 61 | 1
XROC89 GREGOR_RINCON1_1 TO_FROM | XROC89 | GREGOR_RINCON1_1 | 61 | 1 | 1 | RINCON 2 | GREGORY2 | TO_FROM | 74960.94 | 75393.45 | -43.0433 | 0 | 1268.695 | 1163.691 | -0.00401 | 0.019381 | -0.1764 | 0.55841 | -15.3753 | -41.5626 | 0 |  |  | 4115.517 | 3309.61 | 2126.324 | 873.704 | 5644.313 | 3309.61 | 3959.612 | 725.741 | 4814.798 | 3189.558 | Competitive | Competitive | 1 | FALSE | FALSE | 1 | Non-Competitive | 0.953 | Competitive | -15.0734 | -42.2731 | 4725.118 | 3207.168 | 61 | 1
XSA3R58 SARC_T1L FROM_TO | XSA3R58 | SARC_T1L | 275 | 3 | 3 | SAREDCK4 | SAREDSTR | FROM_TO | 74960.94 | 75032.73 | 1.5012 | 0 | 1247.962 | 1860.278 | -0.04399 | 0.019567 | -0.45065 | 0.055623 | 242.6471 | 125.2955 | 0 |  | 10000 | 1618.647 | 10000 | 1149.615 | 1814.105 | 7081.91 | 10000 | 1344.7 | 4474.467 | 2907.246 | 10000 | Competitive | Competitive | 1 | TRUE | FALSE | 1 | Non-Competitive | 0.7345 | Competitive | -3.3536 | -36.1322 | 4810.125 | 1808.168 | 323 | 1
XSA3R58 SARC_T1L TO_FROM | XSA3R58 | SARC_T1L | 275 | 3 | 3 | SAREDCK4 | SAREDSTR | TO_FROM | 74960.94 | 80512.46 | -198.841 | 0 | 1860.28 | 1113.361 | -0.00723 | 0.17461 | -0.05562 | 0.45065 | -17.6025 | -26.8571 | 2446.84 | 2225.687 |  | 5575.491 | 1720.624 | 1332.3 | 1450.789 | 10000 | 1846.552 | 4871.678 | 1662.88 | 5066.984 | 1774.204 | Competitive | Competitive | 1 | TRUE | FALSE | 1 | Non-Competitive | 0.7345 | Non-Competitive | 404.8345 | 181.0904 | 2815.97 | 10000 | 323 | 0
XSA4N89 BALG_HUMB1_1 FROM_TO | XSA4N89 | BALG_HUMB1_1 | 27 | 1 | 1 | BALNGR 2 | BALEXTP2 | FROM_TO | 74960.94 | 74960.36 | 8.8026 | 0 | 1006.18 | 1339.834 | -0.00234 | 0.006326 | -0.85659 | 0.071333 | 27.5351 | 10.7969 | 0 |  |  | 4670.662 | 5583.149 | 671.958 | 2166.603 | 5050.929 | 5479.785 | 1337.492 | 3773.179 | 5007.461 | 5123.868 | Competitive | Non-Competitive | 0 | FALSE | FALSE | 1 | Non-Competitive | 0.789 | #N/A | #N/A | #N/A | #N/A | #N/A | #N/A | #N/A
XSA4N89 BALG_HUMB1_1 TO_FROM | XSA4N89 | BALG_HUMB1_1 | 27 | 1 | 1 | BALNGR 2 | BALEXTP2 | TO_FROM | 74960.94 | 75397.59 | -28.2884 | 0 | 1339.834 | 1001.932 | -0.00186 | 0.007953 | -0.07133 | 0.85659 | -4.4676 | -15.6455 | 0 |  |  | 2747.746 | 2073.922 | 1331.264 | 833.399 | 10000 | 4752.31 | 1568.734 | 793.858 | 3535.065 | 2001.134 | Competitive | Competitive | 1 | FALSE | FALSE | 1 | Non-Competitive | 0.789 | #N/A | #N/A | #N/A | #N/A | #N/A | #N/A | #N/A
XSAN58 FREER_SAN_DI1_1 FROM_TO | XSAN58 | FREER_SAN_DI1_1 | 38 | 3 | 3 | FREER 2 | S.DIEGOX | FROM_TO | 74960.94 | 74917.92 | -5.9242 | 0 | 1061.428 | 1169.2 | -0.01567 | 0.020977 | -0.18021 | 0.58581 | 45.7512 | 9.8126 | 0 | 4058.397 |  | 2988.774 | 2434.409 | 784.485 | 1358.737 | 2988.774 | 4590.568 | 2581.343 | 2107.191 | 3085.377 | 2373.57 | Competitive | Non-Competitive | 0 | TRUE | FALSE | 1 | Non-Competitive | 0.7735 | Non-Competitive | 44.8686 | 9.2646 | 2505.949 | 2436.31 | 38 | 1
XSAN58 FREER_SAN_DI1_1 TO_FROM | XSAN58 | FREER_SAN_DI1_1 | 38 | 3 | 3 | FREER 2 | S.DIEGOX | TO_FROM | 74960.94 | 75011.61 | -40.8129 | 0 | 1169.2 | 1091.285 | -0.02098 | 0.015669 | -0.58581 | 0.18021 | 8.1617 | -27.8323 | 0 |  | 5000 | 1270.991 | 5000 | 869.776 | 849.906 | 4590.568 | 5000 | 1218.43 | 3259.012 | 1322.393 | 5000 | Competitive | Competitive | 1 | TRUE | FALSE | 1 | Non-Competitive | 0.7735 | Competitive | 8.9964 | -28.5409 | 1371.057 | 5000 | 38 | 1
XSAN58 LAQUIN_LOBO1_1 FROM_TO | XSAN58 | LAQUIN_LOBO1_1 | 239 | 3 | 3 | LOBO4A | LAQUNTA4A | FROM_TO | 74960.94 | 74976.63 | 5.6276 | 0 | 1096.127 | 10000 | -0.03497 | 0.10306 | -0.72903 | 0.11826 | 227.5598 | 80.9756 | 0 | 4058.397 | 2490.426 | 4058.397 | 2490.426 | 703.163 | 1628.021 | 4058.397 | 2490.426 | 3259.087 | 2282.982 | 4058.397 | 2550.623 | Competitive | Competitive | 1 | TRUE | FALSE | 1 | Non-Competitive | 0.7425 | Competitive | 216.3085 | 80.975 | 3334.961 | 2622.668 | 239 | 1
XSAN58 LAQUIN_LOBO1_1 TO_FROM | XSAN58 | LAQUIN_LOBO1_1 | 239 | 3 | 3 | LOBO4A | LAQUNTA4A | TO_FROM | 74960.94 | 76179.97 | -218.581 | 0 | 10000 | 1096.127 | -0.10306 | 0.72903 | -0.11826 | 0.72903 | 90.4594 | -160.229 | 0 | 3889.835 | 5000 | 10000 | 5000 | 3438.002 | 816.491 | 10000 | 5000 | 9452.715 | 3347.526 | 9472.384 | 5000 | Competitive | Competitive | 1 | TRUE | FALSE | 1 | Non-Competitive | 0.7425 | Competitive | 109.1257 | -159.628 | 9410.177 | 5000 | 239 | 1
XSAN58 SANMIGL_ATBH FROM_TO | XSAN58 | SANMIGL_ATBH | 300 | 3 | 3 | MIGUEL5 | MIGUESTR | FROM_TO | 74960.94 | 74975.25 | 106.5774 | 0 | 1360.05 | 1112.643 | -0.13011 | 0.051528 | -0.30816 | 0.051528 | 295.5887 | 150.175 | 0 | 5000 | 9653.536 | 5000 | 10000 | 780.177 | 2627.43 | 5000 | 10000 | 1400.868 | 7791.817 | 5000 | 9939.635 | Competitive | Competitive | 1 | TRUE | FALSE | 1 | Non-Competitive | 0.789 | Non-Competitive | 466.283 | 212.5528 | 5000 | 8228.513 | 300 | 0
XSAN58 SANMIGL_ATBH TO_FROM | XSAN58 | SANMIGL_ATBH | 300 | 3 | 3 | MIGUEL5 | MIGUESTR | TO_FROM | 74960.94 | 82487.54 | -294.153 | 0 | 1112.633 | 1360.049 | -0.05153 | 0.13011 | -0.05153 | 0.30816 | -75.0405 | -275.88 | 0 | 8764.163 | 5000 | 9042.574 | 5000 | 1710.222 | 848.47 | 8964.296 | 5000 | 6816.946 | 1466.427 | 9387.212 | 5000 | Competitive | Competitive | 1 | TRUE | FALSE | 1 | Non-Competitive | 0.789 | Competitive | -59.4137 | -436.092 | 7248.248 | 5000 | 300 | 1
XSGV58 1080__B FROM_TO | XSGV58 | 1080__B | 251 | 3 | 3 | FOREGROV_8 | MABANKTAP | FROM_TO | 74960.94 | 75146.05 | -49.395 | 0 | 2892.307 | 1360.31 | -0.04567 | 0.022023 | -0.58711 | 0.27766 | 140.05 | 30.9023 | 0 | 10000 | 5189.369 | 4740.857 | 5189.369 | 3244.354 | 2377.681 | 4183.721 | 5189.369 | 3599.204 | 4771.879 | 4232.113 | 5124.691 | Competitive | Competitive | 1 | TRUE | FALSE | 1 | Non-Competitive | 0.7035 | Competitive | 218.46 | 91.1134 | 4269.68 | 5015.319 | 257 | 1
XSGV58 1080__B TO_FROM | XSGV58 | 1080__B | 251 | 3 | 3 | FOREGROV_8 | MABANKTAP | TO_FROM | 74960.94 | 75690.84 | -64.8276 | 0 | 1360.31 | 2892.307 | -0.02202 | 0.045673 | -0.27766 | 0.58711 | 47.8628 | -56.9998 | 0 | 5189.369 | 10000 | 5189.369 | 4740.857 | 2207.693 | 3251.643 | 5189.369 | 4183.721 | 4766.597 | 3600 | 5124.691 | 4232.113 | Competitive | Competitive | 1 | TRUE | FALSE | 1 | Non-Competitive | 0.7035 | Competitive | 12.1113 | -107.811 | 5015.319 | 4269.68 | 257 | 1
XTWI58 SARC_T2H FROM_TO | XTWI58 | SARC_T2H | 275 | 3 | 3 | SAREDCK7 | SAREDSTR | FROM_TO | 74960.94 | 75835.23 | -198.544 | 0 | 1028.856 | 1039.149 | -0.00722 | 0.17435 | -0.33191 | 0.2974 | -17.5743 | -26.8206 | 2446.84 | 2225.682 |  | 5575.497 | 1720.595 | 1332.304 | 1450.782 | 10000 | 1846.524 | 4871.689 | 1662.862 | 5066.981 | 1774.163 | Competitive | Competitive | 1 | TRUE | FALSE | 1 | Non-Competitive | 0.734 | Non-Competitive | 377.5096 | 150.5577 | 3538.002 | 10000 | 352 | 0
XTWI58 SARC_T2H TO_FROM | XTWI58 | SARC_T2H | 275 | 3 | 3 | SAREDCK7 | SAREDSTR | TO_FROM | 74960.94 | 75070.96 | 13.2029 | 0 | 1337.483 | 1036.9 | -0.04392 | 0.019538 | -0.2974 | 0.33191 | 242.2803 | 125.1057 | 0 |  | 10000 | 1618.7 | 10000 | 1149.612 | 1814.059 | 7081.971 | 10000 | 1344.738 | 4474.596 | 2907.45 | 10000 | Competitive | Competitive | 1 | TRUE | FALSE | 1 | Non-Competitive | 0.734 | Competitive | 20.5294 | -10.4519 | 4305.383 | 1794.507 | 352 | 1
XTWI58 SARC_T2L FROM_TO | XTWI58 | SARC_T2L | 275 | 3 | 3 | SAREDCK4 | SAREDSTR | FROM_TO | 74960.94 | 75070.96 | 13.2029 | 0 | 1337.483 | 1044.548 | -0.04392 | 0.019538 | -0.2974 | 0.76303 | 242.2803 | 125.1057 | 0 |  | 10000 | 1618.7 | 10000 | 1149.612 | 1814.059 | 7081.971 | 10000 | 1344.738 | 4474.596 | 2907.45 | 10000 | Competitive | Competitive | 1 | TRUE | FALSE | 1 | Non-Competitive | 0.75 | Competitive | 20.5294 | -10.4519 | 4305.383 | 1794.507 | 352 | 1
XTWI58 SARC_T2L TO_FROM | XTWI58 | SARC_T2L | 275 | 3 | 3 | SAREDCK4 | SAREDSTR | TO_FROM | 74960.94 | 75336.45 | -198.544 | 0 | 1036.286 | 1039.149 | -0.00722 | 0.17435 | -0.76303 | 0.2974 | -17.5743 | -26.8206 | 2446.84 | 2225.682 |  | 5575.497 | 1720.595 | 1332.304 | 1450.782 | 10000 | 1846.524 | 4871.689 | 1662.862 | 5066.981 | 1774.163 | Competitive | Competitive | 1 | TRUE | FALSE | 1 | Non-Competitive | 0.75 | Non-Competitive | 377.5096 | 150.5577 | 3538.002 | 10000 | 352 | 0
XUVA89 240T281_1 FROM_TO | XUVA89 | 240T281_1 | 44.1 | 1 | 1 | L_UTOPIA9_1Y | L_TARPLE9_1Y | FROM_TO | 74960.94 | 75475.26 | -44.9376 | 0 | 525.388 | 1351.957 | -0.00204 | 0.01393 | -0.12353 | 0.78269 | -21.2388 | -39.4375 | 0 |  |  | 4099.449 | 1788.364 | 1633.31 | 937.892 | 7978.636 | 5044.731 | 4002.434 | 955.267 | 4916.718 | 2262.579 | Competitive | Competitive | 1 | FALSE | FALSE | 1 | Non-Competitive | 0.75 | Non-Competitive | 55.4217 | -40.0977 | 1798.605 | 2391.215 | 44 | 0
XUVA89 240T281_1 TO_FROM | XUVA89 | 240T281_1 | 44.1 | 1 | 1 | L_UTOPIA9_1Y | L_TARPLE9_1Y | TO_FROM | 74960.94 | 74960.43 | 20.3172 | 0 | 1182.075 | 525.388 | -0.01017 | 0.002982 | -0.78269 | 0.12353 | 44.4989 | 29.9665 | 0 |  |  | 2883.863 | 6333.633 | 853.604 | 3461.076 | 5623.932 | 6333.633 | 1187.596 | 7106.804 | 4334.788 | 7598.535 | Competitive | Non-Competitive | 0 | FALSE | FALSE | 1 | Non-Competitive | 0.75 | Non-Competitive | 66.7733 | 8.038 | 2784.586 | 10000 | 44 | 1
XVIC89 BONIVI_RINCON1_1 FROM_TO | XVIC89 | BONIVI_RINCON1_1 | 38 | 1 | 1 | RINCON 2 | BONEVEW2 | FROM_TO | 74960.94 | 74970.62 | -27.1748 | 0 | 1218.321 | 1403.816 | -0.01185 | 0.020482 | -0.76812 | 0.065086 | 29.4671 | -22.1139 | 0 | 5644.313 |  | 1411.637 | 3243.375 | 1192.22 | 814.87 | 1887.558 | 3243.375 | 1786.183 | 2072.995 | 1827.777 | 3118.614 | Competitive | Competitive | 1 | TRUE | FALSE | 1 | Non-Competitive | 0.703 | Competitive | 31.7402 | -20.4817 | 1964.394 | 3109.751 | 38 | 1
XVIC89 BONIVI_RINCON1_1 TO_FROM | XVIC89 | BONIVI_RINCON1_1 | 38 | 1 | 1 | RINCON 2 | BONEVEW2 | TO_FROM | 74960.94 | 75126.94 | -23.5795 | 0 | 1271.844 | 1247.274 | -0.02048 | 0.011854 | -0.06509 | 0.76812 | 27.1832 | -7.4953 | 0 |  | 5644.313 | 3243.375 | 2565.526 | 737.054 | 1993.772 | 3243.375 | 2718.329 | 2045.667 | 2970.064 | 3118.614 | 3027.523 | Competitive | Competitive | 1 | TRUE | FALSE | 1 | Non-Competitive | 0.703 | Competitive | 24.647 | -8.4816 | 3109.751 | 3288.94 | 38 | 1
XVIC89 VICTOR_V_DUPS1_1 FROM_TO | XVIC89 | VICTOR_V_DUPS1_1 | 216 | 1 | 1 | DUPSW-V4 | VICTRA 4 | FROM_TO | 74960.94 | 79631.69 | -281.202 | 0 | 3312.134 | 1737.909 | -0.0274 | 0.39285 | -0.05247 | 0.39285 | -26.9915 | -206.308 | 0 | 3247.6 | 10000 | 3247.6 | 9561.097 | 2435.008 | 997.209 | 7106.187 | 9561.097 | 3481.676 | 2111.195 | 3532.163 | 9769.892 | Competitive | Competitive | 1 | TRUE | FALSE | 1 | Non-Competitive | 0.719 | Competitive | -15.5842 | -209.134 | 3529.708 | 9802.317 | 206 | 1
XVIC89 VICTOR_V_DUPS1_1 TO_FROM | XVIC89 | VICTOR_V_DUPS1_1 | 216 | 1 | 1 | DUPSW-V4 | VICTRA 4 | TO_FROM | 74960.94 | 74826.3 | 79.7119 | 0 | 1737.909 | 3312.134 | -0.39285 | 0.027398 | -0.39285 | 0.05247 | 269.0518 | 60.9271 | 0 | 10000 | 3247.6 | 9561.097 | 3247.6 | 850.845 | 2560.084 | 9561.097 | 7106.187 | 1781.4 | 3489.96 | 9769.892 | 3532.163 | Non-Competitive | Non-Competitive | 0 | TRUE | FALSE | 1 | Non-Competitive | 0.719 | Non-Competitive | 275.1543 | 63.454 | 9802.317 | 3529.708 | 206 | 1
XWFA89 6945__A FROM_TO | XWFA89 | 6945__A | 42 | 1 | 1 | LKWICHIT1_9 | WCHTFLLS1_9 | FROM_TO | 74960.94 | 74955.62 | 29.683 | 0 | 852.971 | 1813.776 | -0.00128 | 0.004776 | -0.4278 | 0.21162 | 44.2723 | 29.8541 | 0 |  |  | 5158.928 | 8364.372 | 706.008 | 8132.305 | 6368.77 | 8364.372 | 1037.416 | 8936.406 | 6541.65 | 8974.292 | Competitive | Non-Competitive | 0 | FALSE | FALSE | 1 | Non-Competitive | 0.7575 | Non-Competitive | 51.8392 | 29.269 | 3567.343 | 10000 | 42 | 1
XWFA89 6945__A TO_FROM | XWFA89 | 6945__A | 42 | 1 | 1 | LKWICHIT1_9 | WCHTFLLS1_9 | TO_FROM | 74960.94 | 75289.12 | -44.6124 | 0 | 1813.776 | 702.696 | -0.00478 | 0.007249 | -0.21162 | 0.4278 | -27.3618 | -28.3741 | 7014.64 |  |  | 10000 | 10000 | 4489.691 | 944.618 | 10000 | 10000 | 7004.414 | 1735.191 | 10000 | 10000 | Competitive | Competitive | 1 | FALSE | FALSE | 1 | Non-Competitive | 0.7575 | Competitive | -24.0831 | -27.9939 | 5959.536 | 5958.664 | 42 | 1
XWHI58 LON_HI_PELICA1_1 FROM_TO | XWHI58 | LON_HI_PELICA1_1 | 470 | 1 | 1 | LNHILL 4 | PELICAN4A | FROM_TO | 74960.94 | 75321.28 | -129.825 | 0 | 1247.064 | 2545.13 | -0.38267 | 0.039638 | -0.52974 | 0.054771 | 278.2668 | 77.5165 | 0 | 2027.23 | 4009.874 | 1898.301 | 5644.313 | 712.665 | 3811.478 | 2027.23 | 5644.313 | 626.214 | 5383.35 | 1839.982 | 5388.864 | Competitive | Competitive | 1 | TRUE | FALSE | 1 | Non-Competitive | 0.7035 | Competitive | 315.5796 | 90.6042 | 1559.819 | 5433.539 | 470 | 1
XWHI58 LON_HI_PELICA1_1 TO_FROM | XWHI58 | LON_HI_PELICA1_1 | 470 | 1 | 1 | LNHILL 4 | PELICAN4A | TO_FROM | 74960.94 | 78472.05 | -269.368 | 0 | 2545.13 | 1247.064 | -0.03964 | 0.52974 | -0.05477 | 0.52974 | 285.851 | -247.041 | 0 | 2084.328 | 2722.922 | 2523.726 | 2722.922 | 2022.928 | 883.453 | 2523.726 | 2722.922 | 2344.774 | 724.837 | 2345.896 | 3409.908 | Competitive | Competitive | 1 | TRUE | FALSE | 1 | Non-Competitive | 0.7035 | Competitive | 334.1174 | -271.355 | 2399.012 | 3378.881 | 470 | 1
XWHI58 SINTON_SKIDMO1_1 FROM_TO | XWHI58 | SINTON_SKIDMO1_1 | 38 | 1 | 1 | SKIDMOR2 | SINTON 2 | FROM_TO | 74960.94 | 74839 | -13.1816 | 0 | 1231.53 | 1158.837 | -0.02754 | 0.003965 | -0.18077 | 0.42085 | 60.0787 | 12.6561 | 0 |  | 5644.313 | 6996.724 | 2631.514 | 877.635 | 2199.074 | 6189.775 | 2708.191 | 1278.779 | 2859.781 | 6194.356 | 2926.997 | Competitive | Non-Competitive | 0 | TRUE | FALSE | 1 | Non-Competitive | 0.7965 | Non-Competitive | 64.3794 | 14.2348 | 5879.74 | 3432.727 | 38 | 1
XWHI58 SINTON_SKIDMO1_1 TO_FROM | XWHI58 | SINTON_SKIDMO1_1 | 38 | 1 | 1 | SKIDMOR2 | SINTON 2 | TO_FROM | 74960.94 | 75010.14 | -55.7916 | 0 | 1116.662 | 1246.572 | -0.00396 | 0.027538 | -0.42085 | 0.18077 | 15.3184 | -44.475 | 0 | 2902.066 |  | 1822.333 | 7122.56 | 1275.012 | 1013.022 | 1863.881 | 6343.363 | 1740.752 | 1506.398 | 1966.911 | 6289.118 | Competitive | Competitive | 1 | TRUE | FALSE | 1 | Non-Competitive | 0.7965 | Competitive | 20.081 | -47.0232 | 2215.636 | 5993.83 | 38 | 1
XWHT58 WHTNY_AXFMR2L_H FROM_TO | XWHT58 | WHTNY_AXFMR2L_H | 450 | 0 | 0 | WHITNEY8 | WHITNSTR | FROM_TO | 74960.94 | 75545.85 | 81.7133 | 0 | 1313.175 | 1771.618 | -0.19684 | 0.022447 | -0.28858 | 0.15104 | 271.7955 | 120.4956 | 0 | 10000 | 7112.046 | 5414.744 | 10000 | 861.339 | 1973.094 | 10000 | 10000 | 907.348 | 4637.122 | 7240.596 | 8735.514 | Competitive | Competitive | 1 | TRUE | FALSE | 1 | Non-Competitive | 0.8205 | #N/A | #N/A | #N/A | #N/A | #N/A | #N/A | #N/A
XWHT58 WHTNY_AXFMR2L_H TO_FROM | XWHT58 | WHTNY_AXFMR2L_H | 450 | 0 | 0 | WHITNEY8 | WHITNSTR | TO_FROM | 74960.94 | 77766.72 | -350.85 | 0 | 1771.618 | 1400.717 | -0.02245 | 0.19684 | -0.15104 | 0.28858 | 40.9496 | -206.276 | 0 | 6487.525 | 10000 | 10000 | 5414.744 | 1553.328 | 971.037 | 10000 | 10000 | 4048.223 | 1012.134 | 8191.064 | 7240.596 | Competitive | Competitive | 1 | TRUE | FALSE | 1 | Non-Competitive | 0.8205 | #N/A | #N/A | #N/A | #N/A | #N/A | #N/A | #N/A
XWL2V58 3130__B FROM_TO | XWL2V58 | 3130__B | 173 | 4 | 4 | INDUST_E8 | CMPTON1_8 | FROM_TO | 74960.94 | 74880.69 | 4.1931 | 0 | 2910.118 | 1238.275 | -0.1177 | 0.014099 | -0.53432 | 0.26152 | 215.8797 | 110.0571 | 0 |  | 10000 | 3524.493 | 10000 | 1275.957 | 8419.095 | 3853.191 | 10000 | 2402.709 | 9936.576 | 4032.991 | 10000 | Non-Competitive | Non-Competitive | 0 | TRUE | FALSE | 1 | Non-Competitive | 0.711 | Non-Competitive | 241.8269 | 138.2726 | 3743.129 | 10000 | 172 | 1
XWL2V58 3130__B TO_FROM | XWL2V58 | 3130__B | 173 | 4 | 4 | INDUST_E8 | CMPTON1_8 | TO_FROM | 74960.94 | 75637.47 | -175.615 | 0 | 1238.275 | 2910.118 | -0.0141 | 0.1177 | -0.26152 | 0.53432 | -39.1257 | -33.8796 | 6954.64 | 10000 |  | 10000 | 3524.493 | 8412.69 | 1367.104 | 10000 | 3853.191 | 9936.557 | 2476.468 | 10000 | 4032.991 | Competitive | Competitive | 1 | TRUE | FALSE | 1 | Non-Competitive | 0.711 | Competitive | -20.7904 | -50.275 | 10000 | 4011.042 | 172 | 1
XWL2V58 WLVEE_AXFMR2L FROM_TO | XWL2V58 | WLVEE_AXFMR2L | 680 | 4 | 4 | WLEVEE_2T8 | WLEVESTR | FROM_TO | 74960.94 | 74241.4 | 632.2622 | 0 | 1796.358 | 1903.03 | -0.0719 | 0.015714 | -0.40746 | 0.46289 | 980.6377 | 643.9661 | 0 |  | 2517.416 | 825.457 | 2779.239 | 810.167 | 2535.511 | 849.363 | 4044.322 | 867.56 | 3082.87 | 873.176 | 3095.566 | Competitive | Non-Competitive | 0 | TRUE | FALSE | 1 | Non-Competitive | 0.727 | #N/A | #N/A | #N/A | #N/A | #N/A | #N/A | #N/A
XWL2V58 WLVEE_AXFMR2L TO_FROM | XWL2V58 | WLVEE_AXFMR2L | 680 | 4 | 4 | WLEVEE_2T8 | WLEVESTR | TO_FROM | 74960.94 | 77401.67 | -970.379 | 0 | 1903.03 | 1769.734 | -0.01571 | 0.071896 | -0.46289 | 0.40746 | -455.516 | -420.577 | 2742.64 | 2517.416 |  | 2779.239 | 1001.62 | 2535.172 | 979.851 | 4044.322 | 1026.032 | 3082.563 | 1027.089 | 3095.566 | 1034.689 | Competitive | Competitive | 1 | TRUE | FALSE | 1 | Non-Competitive | 0.727 | #N/A | #N/A | #N/A | #N/A | #N/A | #N/A | #N/A
XZOR58 ZORN_2AT2 FROM_TO | XZOR58 | ZORN_2AT2 | 478 | 1 | 1 | L_ZORN__5_1Y | L_ZORN__8_1Y | FROM_TO | 74960.94 | 75259.45 | 259.6462 | 0 | 0 | 1016.539 | -0.02018 | 0.034516 | -0.26831 | 0.035118 | 396.9313 | 274.7826 | 0 | 10000 | 10000 | 4280.274 | 5073.395 | 842.143 | 3375.526 | 10000 | 5015.804 | 2046.958 | 4201.615 | 6344.053 | 5116.629 | Competitive | Competitive | 1 | TRUE | FALSE | 1 | Non-Competitive | 0.7345 | Non-Competitive | 557.2676 | 388.1635 | 6331.861 | 5369.696 | 525 | 0
XZOR58 ZORN_2AT2 TO_FROM | XZOR58 | ZORN_2AT2 | 478 | 1 | 1 | L_ZORN__5_1Y | L_ZORN__8_1Y | TO_FROM | 74960.94 | 94328.7 | -391.626 | 0 | 1463.942 | 0 | -0.03452 | 0.020184 | -0.03512 | 0.26831 | -253.034 | -321.478 | 0 | 10000 | 10000 | 5073.395 | 4280.274 | 3375.526 | 983.282 | 5015.804 | 10000 | 4201.615 | 2314.161 | 5116.629 | 6344.053 | Competitive | Competitive | 1 | TRUE | FALSE | 1 | Non-Competitive | 0.7345 | Competitive | -353.572 | -471.256 | 5369.696 | 6331.861 | 525 | 1

## csc_sswg
[10 empty] | Current CCT | [8 empty] | New CCT | [14 empty] | SF+ ECI Threshold | 2500 | SF- ECI Threshold | 2000
str | contingency | constraint | linelimit | devicecnt | cktcnt | frombus | tobus | direction | sys_total_load | worst_load_curcct | pivotal_flow_curcct | under_gen_mw_curcct | eciexp_p | eciimp_n | mingensf | maxgensf | minbussf | maxbussf | worst_flow | pivotal_flow | under_gen_mw | eci002_p | eci002_n | eci1_3_p | eci1_3_n | eci000_p | eci000_n | eci1_2_p | eci1_2_n | ecisqr_p | ecisqr_n | ecim23_p | ecim23_n | cur_cct_flag | new_cct_flag | Not overloadable? | SF> 2% | ECI<Threshold | No pivotal player | w/o OL check | exectime | crr_flag | crr_worst | crr_ppi | crr_ecip | crr_ecin | crr_limit | diff_flag
BASE CASE 1295__A FROM_TO | BASE CASE | 1295__A | 493 | 0 | 0 | TEMP_SS__8 | TEMP_PEC__8 | FROM_TO | 74960.94 | 76725.87 | -182.241 | 0 | 1246.208 | 1782.339 | -0.01824 | 0.023135 | -0.23835 | 0.24391 | 67.2168 | 8.7047 | 2929.84 | 10000 |  | 1488.514 | 1634.888 | 922.865 | 1691.8 | 3434.031 | 1721.627 | 1430.931 | 1592.305 | 1817.8 | 1562.035 | Competitive | Competitive | 1 | TRUE | TRUE | 1 | Competitive | 0.734 | Competitive | 85.4807 | 9.0413 | 1825.668 | 1605.554 | 492 | 1
BASE CASE 1295__A TO_FROM | BASE CASE | 1295__A | 493 | 0 | 0 | TEMP_SS__8 | TEMP_PEC__8 | TO_FROM | 74960.94 | 75774.81 | -113.294 | 0 | 1820.591 | 1260.009 | -0.02314 | 0.018241 | -0.24391 | 0.23835 | 289.6323 | 61.2743 | 5.14 |  | 10000 | 1380.335 | 1643.219 | 1386.462 | 1044.481 | 1721.627 | 3434.031 | 1368.985 | 1600.407 | 1369.427 | 1975.172 | Competitive | Competitive | 1 | TRUE | TRUE | 1 | Competitive | 0.734 | Competitive | 324.1515 | 29.6428 | 1507.398 | 1969.232 | 492 | 1
BASE CASE 1830__A FROM_TO | BASE CASE | 1830__A | 84 | 0 | 0 | MCGREGPH1_8 | MCGREG_T_8 | FROM_TO | 74960.94 | 76848.11 | -21.5751 | 0 | 1902.789 | 1399.752 | -0.00086 | 0.000995 | -0.04594 | 0.91788 | -5.4906 | -11.5819 | 0 |  |  | 5974.088 | 1027.677 | 1611.308 | 934.281 | 9289.978 | 1313.191 | 1815.542 | 1013.158 | 7719.793 | 1126.053 | Competitive | Competitive | 1 | FALSE | FALSE | 1 | Non-Competitive | 0.742 | Competitive | -9.7476 | -13.7865 | 9265.428 | 935.002 | 83 | 1
BASE CASE 1830__A TO_FROM | BASE CASE | 1830__A | 84 | 0 | 0 | MCGREGPH1_8 | MCGREG_T_8 | TO_FROM | 74960.94 | 75030.16 | 7.1477 | 0 | 1399.752 | 1902.789 | -0.001 | 0.000865 | -0.91788 | 0.045942 | 19.885 | 3.9001 | 0 |  |  | 888.405 | 5974.088 | 813.148 | 1646.995 | 1136.194 | 9289.978 | 892.907 | 1833.526 | 982.185 | 7719.793 | Competitive | Competitive | 1 | FALSE | FALSE | 1 | Non-Competitive | 0.742 | Competitive | 20.4682 | 9.2874 | 790.445 | 9265.428 | 83 | 1
BASE CASE 1830__B FROM_TO | BASE CASE | 1830__B | 214 | 0 | 0 | SPGVALLYP_8 | MCGREG_T_8 | FROM_TO | 74960.94 | 75193.99 | -171.836 | 0 | 1861.398 | 1176.959 | -0.01012 | 0.01532 | -0.44609 | 0.49149 | 103.1553 | -52.1109 | 0 |  |  | 1913.031 | 1200.896 | 1479.996 | 962.655 | 9278.12 | 1318.396 | 1516.348 | 1129.41 | 1777.103 | 1280.954 | Competitive | Competitive | 1 | FALSE | TRUE | 1 | Non-Competitive | 0.7345 | Competitive | 95.1952 | -58.5885 | 1631.7 | 1318.25 | 213 | 1
BASE CASE 1830__B TO_FROM | BASE CASE | 1830__B | 214 | 0 | 0 | SPGVALLYP_8 | MCGREG_T_8 | TO_FROM | 74960.94 | 75082.29 | -32.1778 | 0 | 1176.959 | 1861.398 | -0.01532 | 0.010116 | -0.49149 | 0.44609 | 126.596 | 83.6304 | 2764.84 |  |  | 1064.155 | 1919.003 | 848.504 | 1646.076 | 1145.476 | 9278.12 | 996.708 | 1587.027 | 1131.611 | 1782.215 | Competitive | Competitive | 1 | FALSE | TRUE | 1 | Non-Competitive | 0.7345 | Competitive | 153.018 | 76.5902 | 1149.788 | 1713.978 | 213 | 1
BASE CASE 1830__C FROM_TO | BASE CASE | 1830__C | 214 | 0 | 0 | MCGREG_T_8 | TEMPELMC__8 | FROM_TO | 74960.94 | 76456.51 | -193.411 | 0 | 1845.963 | 1263.198 | -0.01091 | 0.016314 | -0.07718 | 0.50797 | 100.8937 | -65.2574 | 0 |  |  | 1914.363 | 1195.257 | 1486.36 | 960.592 | 9278.896 | 1317.888 | 1526.288 | 1118.975 | 1785.423 | 1275.805 | Competitive | Competitive | 1 | FALSE | TRUE | 1 | Non-Competitive | 0.797 | Competitive | 77.1483 | -67.1297 | 1646.471 | 1314.236 | 213 | 1
BASE CASE 1830__C TO_FROM | BASE CASE | 1830__C | 214 | 0 | 0 | MCGREG_T_8 | TEMPELMC__8 | TO_FROM | 74960.94 | 75036.08 | -25.0264 | 0 | 1263.198 | 1757.929 | -0.01631 | 0.010913 | -0.50797 | 0.077181 | 144.8328 | 98.3739 | 2764.84 |  |  | 1059.603 | 1914.363 | 846.647 | 1644.555 | 1144.861 | 9278.896 | 987.537 | 1591.831 | 1127.179 | 1785.423 | Competitive | Competitive | 1 | FALSE | TRUE | 1 | Non-Competitive | 0.797 | Competitive | 176.949 | 80.988 | 1145.632 | 1728.543 | 213 | 1
BASE CASE 1830__E FROM_TO | BASE CASE | 1830__E | 214 | 0 | 0 | SPGVALLYP_8 | COTTONB_T_8 | FROM_TO | 74960.94 | 75150.18 | -164.101 | 0 | 1861.793 | 1176.993 | -0.01001 | 0.015423 | -0.50841 | 0.42638 | 110.8919 | -44.3633 | 0 |  |  | 1916.31 | 1274.44 | 1476.241 | 964.827 | 9278.332 | 1318.994 | 1510.244 | 1138.834 | 1775.635 | 1320.708 | Competitive | Competitive | 1 | FALSE | TRUE | 1 | Non-Competitive | 0.742 | Competitive | 103.9369 | -54.3494 | 1613.16 | 1320.527 | 213 | 1
BASE CASE 1830__E TO_FROM | BASE CASE | 1830__E | 214 | 0 | 0 | SPGVALLYP_8 | COTTONB_T_8 | TO_FROM | 74960.94 | 75118.99 | -39.8965 | 0 | 1176.993 | 1733.34 | -0.01542 | 0.010013 | -0.42638 | 0.50841 | 118.8339 | 76.1971 | 2764.84 |  |  | 1122.674 | 1922.313 | 850.444 | 1647.045 | 1146.089 | 9278.332 | 1004.904 | 1584.196 | 1163.583 | 1780.735 | Competitive | Competitive | 1 | FALSE | TRUE | 1 | Non-Competitive | 0.742 | Competitive | 144.1912 | 73.0877 | 1152.073 | 1694.55 | 213 | 1
BASE CASE 1830__F FROM_TO | BASE CASE | 1830__F | 214 | 0 | 0 | WACOATCO1_8 | COTTONB_T_8 | FROM_TO | 74960.94 | 75236.45 | -50.4655 | 0 | 1177.122 | 1733.619 | -0.01556 | 0.009872 | -0.2831 | 0.57348 | 108.2054 | 66.0188 | 2764.84 |  |  | 1123.509 | 1810.906 | 853.635 | 1648.375 | 1146.96 | 9278.617 | 1016.612 | 1580.944 | 1165.822 | 1697.468 | Competitive | Competitive | 1 | FALSE | TRUE | 1 | Non-Competitive | 0.719 | Competitive | 129.42 | 63.7323 | 1155.323 | 1561.223 | 213 | 1
BASE CASE 1830__F TO_FROM | BASE CASE | 1830__F | 214 | 0 | 0 | WACOATCO1_8 | COTTONB_T_8 | TO_FROM | 74960.94 | 75110.2 | -153.509 | 0 | 1862.115 | 1249.373 | -0.00987 | 0.015564 | -0.57348 | 0.2831 | 121.4855 | -33.7546 | 0 |  |  | 1798.149 | 1275.51 | 1471.454 | 968.417 | 9278.617 | 1319.844 | 1502.524 | 1152.3 | 1687.332 | 1323.232 | Competitive | Competitive | 1 | FALSE | TRUE | 1 | Non-Competitive | 0.719 | Competitive | 114.5555 | -43.7406 | 1489.522 | 1323.76 | 213 | 1
BASE CASE 1830__G FROM_TO | BASE CASE | 1830__G | 597 | 0 | 0 | WACO_W1_8 | WACOWOOD1_8 | FROM_TO | 74960.94 | 75481.18 | -88.5154 | 0 | 1600.526 | 1177.488 | -0.00901 | 0.016429 | -0.7784 | 0.14486 | 186.5997 | 31.4524 | 0 |  |  | 1771.178 | 1319.412 | 1447.872 | 1015.391 | 9280.256 | 1326.039 | 1467.469 | 1246.882 | 1637.955 | 1358.552 | Competitive | Competitive | 1 | FALSE | TRUE | 1 | Non-Competitive | 0.797 | Competitive | 195.6663 | 4.7601 | 1640.223 | 1377.594 | 596 | 1
BASE CASE 1830__G TO_FROM | BASE CASE | 1830__G | 597 | 0 | 0 | WACO_W1_8 | WACOWOOD1_8 | TO_FROM | 74960.94 | 78758.43 | -115.322 | 0 | 1177.488 | 1600.526 | -0.01643 | 0.009007 | -0.14486 | 0.77839 | 43.0921 | 3.6684 | 2929.84 |  |  | 1158.15 | 1796.624 | 894.734 | 1656.347 | 1153.303 | 9280.256 | 1099.018 | 1572.389 | 1195.855 | 1657.592 | Competitive | Competitive | 1 | FALSE | TRUE | 1 | Non-Competitive | 0.797 | Competitive | 50.9343 | 1.557 | 1208.738 | 1730.931 | 596 | 1
BASE CASE 1830__H FROM_TO | BASE CASE | 1830__H | 597 | 0 | 0 | WACOWOOD1_8 | WACOATCO1_8 | FROM_TO | 74960.94 | 75569.32 | -118.983 | 0 | 1980.012 | 1263.209 | -0.00941 | 0.016023 | -0.71644 | 0.2212 | 156.0594 | 0.86862 | 0 |  |  | 1635.002 | 1282.914 | 1457.799 | 986.675 | 9279.511 | 1322.905 | 1481.656 | 1200.403 | 1554.659 | 1334.011 | Competitive | Competitive | 1 | FALSE | TRUE | 1 | Non-Competitive | 0.7735 | Competitive | 154.1885 | -12.9026 | 1648.635 | 1351.097 | 596 | 1
BASE CASE 1830__H TO_FROM | BASE CASE | 1830__H | 597 | 0 | 0 | WACOWOOD1_8 | WACOATCO1_8 | TO_FROM | 74960.94 | 77271.78 | -84.9187 | 0 | 1263.209 | 1579.519 | -0.01602 | 0.009413 | -0.2212 | 0.71644 | 73.5991 | 32.8803 | 2929.84 |  |  | 1129.33 | 1658.185 | 869.77 | 1652.678 | 1150.096 | 9279.511 | 1058.45 | 1574.393 | 1175.285 | 1572.919 | Competitive | Competitive | 1 | FALSE | TRUE | 1 | Non-Competitive | 0.7735 | Competitive | 94.8241 | 31.2033 | 1179.386 | 1724.761 | 596 | 1
BASE CASE 240__A FROM_TO | BASE CASE | 240__A | 1137 | 0 | 0 | JEWETT_S5 | SNGLTN_345 | FROM_TO | 74960.94 | 58922.99 | -621.016 | 0 | 1784.031 | 1420.049 | -0.14395 | 0.10173 | -0.14654 | 0.18272 | 2259.044 | 976.7235 | 0 | 1437.119 | 1916.373 | 1363.275 | 2029.989 | 1425.704 | 1778.964 | 1363.275 | 2097.498 | 1456.791 | 1969.038 | 1457.916 | 1989.095 | Competitive | Competitive | 0 | TRUE | TRUE | 1 | Competitive | 0.711 | Non-Competitive | 2649.14 | 854.0161 | 1410.917 | 2066.213 | 1116 | 0
BASE CASE 240__A TO_FROM | BASE CASE | 240__A | 1137 | 0 | 0 | JEWETT_S5 | SNGLTN_345 | TO_FROM | 74960.94 | 72774.6 | -1193.14 | 0 | 1470.205 | 1784.031 | -0.10173 | 0.14395 | -0.18272 | 0.14654 | 1192.575 | 933.6626 | 2965.84 | 1682.275 | 1799.991 | 1816.481 | 1709.466 | 1562.786 | 1782.963 | 1859.745 | 1709.466 | 1759.527 | 1768.644 | 1777.593 | 1770.222 | Competitive | Competitive | 0 | TRUE | TRUE | 1 | Competitive | 0.711 | Competitive | 1135.824 | 828.4566 | 1987.298 | 1775.792 | 1116 | 1
BASE CASE 260_A_1 FROM_TO | BASE CASE | 260_A_1 | 1137 | 0 | 0 | JEWETT_N5 | SNGLTN_345 | FROM_TO | 74960.94 | 59249.64 | -632.716 | 0 | 1924.648 | 1472.048 | -0.1357 | 0.099608 | -0.13814 | 0.17084 | 2152.84 | 916.667 | 0 | 1514.847 | 1923.177 | 1485.397 | 2039.292 | 1503.119 | 1777.409 | 1498.093 | 2123.028 | 1565.473 | 1980.596 | 1566.718 | 2003.02 | Competitive | Non-Competitive | 0 | TRUE | FALSE | 1 | Non-Competitive | 0.8125 | Non-Competitive | 2520.579 | 791.0551 | 1523.411 | 2080.914 | 1116 | 1
BASE CASE 260_A_1 TO_FROM | BASE CASE | 260_A_1 | 1137 | 0 | 0 | JEWETT_N5 | SNGLTN_345 | TO_FROM | 74960.94 | 73241.55 | -1089.34 | 0 | 1472.048 | 1924.648 | -0.09961 | 0.1357 | -0.17084 | 0.13814 | 1134.008 | 899.9543 | 2965.84 | 1687.121 | 1885.218 | 1824.26 | 1848.856 | 1560.329 | 1868.004 | 1880.815 | 1867.458 | 1768.497 | 1877.785 | 1788.693 | 1879.488 | Competitive | Competitive | 1 | TRUE | TRUE | 1 | Competitive | 0.8125 | Competitive | 1074.757 | 794.8586 | 2000.031 | 1891.777 | 1116 | 1
BASE CASE 280__A FROM_TO | BASE CASE | 280__A | 1072 | 0 | 0 | LAKE_CRK1_5 | THOUSE_A_5 | FROM_TO | 74960.94 | 74756.73 | -109.423 | 0 | 1129.619 | 1735.889 | -0.08735 | 0.16574 | -0.64617 | 0.1693 | 1121.642 | 622.7404 | 2929.84 | 785.943 | 1797.568 | 5634.383 | 1801.198 | 804.013 | 1797.568 | 10000 | 1736.673 | 1070.256 | 1728.444 | 1069.885 | 1728.444 | Competitive | Competitive | 0 | TRUE | TRUE | 1 | Competitive | 0.828 | Competitive | 1101.142 | 563.2776 | 1119.653 | 1787.372 | 1065 | 1
BASE CASE 280__A TO_FROM | BASE CASE | 280__A | 1072 | 0 | 0 | LAKE_CRK1_5 | THOUSE_A_5 | TO_FROM | 74960.94 | 74879.87 | -1784.42 | 0 | 1735.889 | 1129.619 | -0.16574 | 0.087354 | -0.1693 | 0.64617 | 1043.115 | -628.151 | 0 | 1383.278 | 883.491 | 1377.689 | 5634.383 | 1383.278 | 904.413 | 1339.857 | 10000 | 1374.568 | 1192.007 | 1374.568 | 1191.554 | Competitive | Competitive | 1 | TRUE | TRUE | 1 | Competitive | 0.828 | Competitive | 1048.555 | -872.329 | 1507.287 | 1229.242 | 1065 | 1
BASE CASE 290__A FROM_TO | BASE CASE | 290__A | 1072 | 0 | 0 | LAKE_CRK2_5 | THOUSE__5 | FROM_TO | 74960.94 | 75014.77 | 223.3365 | 0 | 1968.772 | 1154.414 | -0.17891 | 0.30344 | -0.43008 | 0.31551 | 1042.095 | 671.5158 | 2929.84 | 1676.307 | 1586.597 | 10000 | 10000 | 1245.862 | 1688.536 | 10000 | 10000 | 5865.037 | 1743.562 | 6164.343 | 1721.495 | Competitive | Competitive | 1 | TRUE | FALSE | 1 | Non-Competitive | 0.781 | Competitive | 1038.871 | 640.701 | 6137.884 | 1755.386 | 1065 | 1
BASE CASE 290__A TO_FROM | BASE CASE | 290__A | 1072 | 0 | 0 | LAKE_CRK2_5 | THOUSE__5 | TO_FROM | 74960.94 | 77286.15 | -1191.14 | 0 | 1220.168 | 1968.772 | -0.30344 | 0.17891 | -0.31551 | 0.43008 | 357.4073 | -658.551 | 0 | 1123.201 | 1805.536 | 10000 | 10000 | 1203.712 | 1372.143 | 10000 | 10000 | 1222.547 | 6022.394 | 1201.664 | 6294.294 | Competitive | Competitive | 1 | TRUE | FALSE | 1 | Non-Competitive | 0.781 | Competitive | 451.4311 | -716.06 | 1212.675 | 6181.562 | 1065 | 1
BASE CASE 300__A FROM_TO | BASE CASE | 300__A | 1072 | 0 | 0 | LAKE_CRK1_5 | TEMP_SS__5 | FROM_TO | 74960.94 | 68371.84 | -1374.9 | 0 | 1510.769 | 960.379 | -0.0998 | 0.23259 | -0.15814 | 0.23703 | 1746.367 | -15.5227 | 0 | 1352.331 | 959.872 | 4483.109 | 1175.402 | 1347.988 | 954.078 | 10000 | 1312.283 | 1510.642 | 1100.895 | 1511.285 | 1108.247 | Competitive | Competitive | 0 | TRUE | TRUE | 1 | Competitive | 0.789 | Competitive | 1791.278 | -268.867 | 1629.917 | 1207.522 | 1065 | 1
BASE CASE 300__A TO_FROM | BASE CASE | 300__A | 1072 | 0 | 0 | LAKE_CRK1_5 | TEMP_SS__5 | TO_FROM | 74960.94 | 74202.85 | -977.482 | 0 | 992.666 | 1510.769 | -0.23259 | 0.099804 | -0.23703 | 0.15814 | 957.003 | 402.1531 | 2929.84 | 845.436 | 1591.81 | 1044.661 | 4483.109 | 841.496 | 1588.88 | 1141.106 | 10000 | 973.835 | 1665.927 | 979.653 | 1666.004 | Competitive | Competitive | 1 | TRUE | TRUE | 1 | Competitive | 0.789 | Competitive | 942.9374 | 329.8169 | 1062.211 | 1738.626 | 1065 | 1
BASE CASE 315__A FROM_TO | BASE CASE | 315__A | 1072 | 0 | 0 | TEMP_PEC__5 | TEMP_SS__5 | FROM_TO | 74960.94 | 74244.7 | -1548.53 | 0 | 1518.576 | 1108.471 | -0.07599 | 0.13614 | -0.16043 | 0.69426 | 1106.842 | -340.496 | 0 | 1394.693 | 955.955 | 1711.533 | 972.575 | 1362.282 | 933.417 | 4084.307 | 1235.63 | 1354.089 | 980.342 | 1361.975 | 985.522 | Competitive | Competitive | 0 | TRUE | TRUE | 1 | Competitive | 0.9065 | Competitive | 1142.401 | -485.378 | 1470.529 | 1015.563 | 1065 | 1
BASE CASE 315__A TO_FROM | BASE CASE | 315__A | 1072 | 0 | 0 | TEMP_PEC__5 | TEMP_SS__5 | TO_FROM | 74960.94 | 74620.95 | -358.79 | 0 | 1108.471 | 1518.576 | -0.13614 | 0.07599 | -0.69426 | 0.16043 | 1141.989 | 667.505 | 2929.84 | 840.626 | 1699.102 | 853.728 | 1755.318 | 823.296 | 1657.753 | 1095.483 | 4084.307 | 869.301 | 1553.282 | 873.251 | 1561.759 | Competitive | Competitive | 0 | TRUE | TRUE | 1 | Competitive | 0.9065 | Competitive | 1071.202 | 580.7828 | 905.465 | 1620.48 | 1065 | 1
BASE CASE 490__A FROM_TO | BASE CASE | 490__A | 1072 | 0 | 0 | THOUSE__5 | TEMP_PEC__5 | FROM_TO | 74960.94 | 72476.77 | -1296.31 | 0 | 1579.824 | 1156.806 | -0.08299 | 0.1281 | -0.20703 | 0.21728 | 1415.579 | -77.8356 | 0 | 1377.574 | 964.816 | 1661.615 | 1138.844 | 1374.655 | 942.044 | 1911.232 | 1308.335 | 1382.514 | 1051.703 | 1383.439 | 1059.104 | Competitive | Competitive | 0 | TRUE | TRUE | 1 | Competitive | 0.8595 | Competitive | 1466.041 | -301.383 | 1475.77 | 1172.721 | 1065 | 1
BASE CASE 490__A TO_FROM | BASE CASE | 490__A | 1072 | 0 | 0 | THOUSE__5 | TEMP_PEC__5 | TO_FROM | 74960.94 | 75038.49 | -679.749 | 0 | 1114.069 | 1679.374 | -0.12811 | 0.082988 | -0.21728 | 0.20703 | 875.1801 | 421.4133 | 2929.84 | 848.775 | 1650.986 | 1015.529 | 1777.134 | 830.909 | 1650.986 | 1137.384 | 1911.232 | 931.192 | 1560.779 | 937.099 | 1560.779 | Competitive | Competitive | 1 | TRUE | TRUE | 1 | Competitive | 0.8595 | Competitive | 857.6401 | 360.7935 | 1032.983 | 1607.105 | 1065 | 1
BASE CASE 6011__A FROM_TO | BASE CASE | 6011__A | 1072 | 0 | 0 | BOWMAN_5 | FISHRDSS | FROM_TO | 74960.94 | 76291.62 | -65.215 | 0 | 1817.388 | 908.584 | -0.0991 | 0.018075 | -0.67963 | 0.2734 | 165.5604 | 64.1409 | 0 |  | 3695.052 | 3402.241 | 3695.052 | 1082.06 | 2725.659 | 3402.241 | 3695.052 | 2029.164 | 3637.713 | 3345.718 | 3695.052 | Competitive | Competitive | 1 | TRUE | FALSE | 1 | Non-Competitive | 0.9925 | Competitive | 227.9469 | 38.703 | 3137.886 | 3618.239 | 1065 | 1
BASE CASE 6011__A TO_FROM | BASE CASE | 6011__A | 1072 | 0 | 0 | BOWMAN_5 | FISHRDSS | TO_FROM | 74960.94 | 78859.5 | -86.5796 | 0 | 867.302 | 1829.54 | -0.01808 | 0.0991 | -0.2734 | 0.67963 | 10.9043 | -135.581 | 0 | 3552.707 |  | 3695.052 | 3402.241 | 1600.954 | 1165.006 | 3695.052 | 3402.241 | 3467.529 | 2112.939 | 3658.308 | 3345.718 | Competitive | Competitive | 1 | TRUE | FALSE | 1 | Non-Competitive | 0.9925 | Competitive | 167.2195 | -191.133 | 2595.017 | 3137.886 | 1065 | 1
BASE CASE 6012__A FROM_TO | BASE CASE | 6012__A | 956 | 0 | 0 | BOWMAN_5 | JACKSBRO_5 | FROM_TO | 74960.94 | 78717.92 | -206.207 | 0 | 771.137 | 2059.975 | -0.06937 | 0.23979 | -0.11059 | 0.37705 | 565.8507 | -313.496 | 0 | 767.038 | 5393.131 | 2877.717 | 5393.131 | 709.663 | 1563.232 | 3695.052 | 5393.131 | 1619.613 | 3047.012 | 1625.381 | 5346.447 | Competitive | Competitive | 1 | TRUE | FALSE | 1 | Non-Competitive | 0.828 | Competitive | 1048.997 | -509.131 | 1125.588 | 4958.97 | 1065 | 1
BASE CASE 6012__A TO_FROM | BASE CASE | 6012__A | 956 | 0 | 0 | BOWMAN_5 | JACKSBRO_5 | TO_FROM | 74960.94 | 76305.41 | -658.591 | 0 | 2059.975 | 771.138 | -0.23979 | 0.069372 | -0.37705 | 0.11059 | 450.3571 | -41.5055 | 0 | 5393.131 | 1812.658 | 5393.131 | 3030.766 | 1550.722 | 1526.94 | 5393.131 | 3695.052 | 3045.325 | 2656.024 | 5346.447 | 2666.114 | Competitive | Competitive | 1 | TRUE | FALSE | 1 | Non-Competitive | 0.828 | Competitive | 652.0193 | -107.235 | 4958.97 | 2375.127 | 1065 | 1
BASE CASE 6024__A FROM_TO | BASE CASE | 6024__A | 1072 | 0 | 0 | GRHAMSES1_5 | LONGCREK_5 | FROM_TO | 74960.94 | 77875.36 | -1151.64 | 0 | 1665.891 | 756.285 | -0.09953 | 0.091915 | -0.22474 | 0.091915 | 432.6212 | -41.2402 | 0 | 2010.354 | 3072.27 | 3074.729 | 3072.27 | 1972.771 | 1207.272 | 10000 | 3144.764 | 2432.588 | 2736.461 | 2601.654 | 3100.359 | Competitive | Competitive | 1 | TRUE | FALSE | 1 | Non-Competitive | 0.8595 | Competitive | 580.4193 | -0.10085 | 2293.32 | 3110.002 | 1065 | 1
BASE CASE 6024__A TO_FROM | BASE CASE | 6024__A | 1072 | 0 | 0 | GRHAMSES1_5 | LONGCREK_5 | TO_FROM | 74960.94 | 72863.71 | -217.728 | 0 | 756.286 | 1665.891 | -0.09191 | 0.22474 | -0.09191 | 0.22474 | 1227.187 | 293.9691 | 0 | 808.415 | 2083.848 | 824.133 | 3410.858 | 635.184 | 2015.979 | 2185.962 | 10000 | 809.49 | 2514.109 | 830.915 | 2715.373 | Competitive | Non-Competitive | 0 | TRUE | FALSE | 1 | Non-Competitive | 0.8595 | Non-Competitive | 1422.202 | 255.8977 | 753.971 | 2458.705 | 1065 | 1
BASE CASE 6028__A FROM_TO | BASE CASE | 6028__A | 1072 | 0 | 0 | GRHAMSES1_5 | COKFIELD_5 | FROM_TO | 74960.94 | 76615.71 | -1196.56 | 0 | 1661.294 | 816.862 | -0.10004 | 0.092391 | -0.3895 | 0.092391 | 434.8621 | -41.4535 | 0 | 2010.361 | 3072.271 | 3074.731 | 3072.271 | 1972.779 | 1207.261 | 10000 | 3144.765 | 2432.591 | 2736.456 | 2601.668 | 3100.361 | Competitive | Competitive | 1 | TRUE | FALSE | 1 | Non-Competitive | 0.8205 | Competitive | 583.4266 | -0.1015 | 2293.287 | 3110.006 | 1065 | 1
BASE CASE 6028__A TO_FROM | BASE CASE | 6028__A | 1072 | 0 | 0 | GRHAMSES1_5 | COKFIELD_5 | TO_FROM | 74960.94 | 72382.08 | -218.854 | 0 | 816.862 | 1661.294 | -0.09239 | 0.3895 | -0.09239 | 0.3895 | 1272.497 | 295.491 | 0 | 791.5 | 2083.854 | 3425.278 | 3410.86 | 633.015 | 2015.987 | 3425.278 | 10000 | 931.676 | 2514.11 | 951.279 | 2715.386 | Competitive | Non-Competitive | 0 | TRUE | FALSE | 1 | Non-Competitive | 0.8205 | Non-Competitive | 1468.519 | 257.2253 | 800.487 | 2458.671 | 1065 | 1
BASE CASE 6029__A FROM_TO | BASE CASE | 6029__A | 1072 | 0 | 0 | LONGCREK_5 | COKFIELD_5 | FROM_TO | 74960.94 | 74730.02 | -317.938 | 0 | 1200.944 | 5186.819 | -0.09239 | 0.2259 | -0.6105 | 0.2259 | 1209.28 | 295.491 | 0 | 833 | 2083.854 | 851.129 | 3410.86 | 644.57 | 2015.987 | 2387.82 | 10000 | 840.015 | 2514.11 | 864.116 | 2715.386 | Non-Competitive | Non-Competitive | 0 | TRUE | FALSE | 1 | Non-Competitive | 0.797 | Non-Competitive | 1400.556 | 257.2253 | 776.142 | 2458.671 | 1065 | 1
BASE CASE 6029__A TO_FROM | BASE CASE | 6029__A | 1072 | 0 | 0 | LONGCREK_5 | COKFIELD_5 | TO_FROM | 74960.94 | 77411.65 | -1205.73 | 0 | 5186.815 | 1000.91 | -0.10004 | 0.6105 | -0.2259 | 0.6105 | 534.3286 | -41.4535 | 0 | 1677.694 | 3072.271 | 10000 | 3072.271 | 1665.62 | 1207.261 | 10000 | 3144.765 | 5985.208 | 2736.456 | 6480.389 | 3100.361 | Competitive | Competitive | 1 | TRUE | FALSE | 1 | Non-Competitive | 0.797 | Competitive | 681.7932 | -0.1015 | 6425.29 | 3110.006 | 1065 | 1
BASE CASE 6035__A FROM_TO | BASE CASE | 6035__A | 1072 | 0 | 0 | TONKAWA_5 | GRHAMSES1_5 | FROM_TO | 74960.94 | 77540.89 | -175.871 | 0 | 843.289 | 2063.505 | -0.06643 | 0.11744 | -0.06643 | 0.11744 | 936.6356 | 195.2737 | 0 | 970.912 | 2894.964 | 983.503 | 2631.596 | 731.353 | 1955.484 | 1116.058 | 3424.731 | 1046.087 | 2352.964 | 1074.153 | 3036.904 | Competitive | Competitive | 1 | TRUE | FALSE | 1 | Non-Competitive | 0.9065 | Non-Competitive | 1115.033 | 142.5289 | 1001.523 | 3443.363 | 1065 | 0
BASE CASE 6035__A TO_FROM | BASE CASE | 6035__A | 1072 | 0 | 0 | TONKAWA_5 | GRHAMSES1_5 | TO_FROM | 74960.94 | 81694.51 | -836.077 | 0 | 2063.505 | 796.119 | -0.08758 | 0.066433 | -0.11744 | 0.066433 | 319.5123 | -69.0209 | 0 | 2657.235 | 3092.657 | 2397.236 | 3092.657 | 1898.73 | 1329.77 | 3424.731 | 3154.764 | 2264.738 | 2894.664 | 2831.818 | 3131.216 | Competitive | Competitive | 1 | TRUE | FALSE | 1 | Non-Competitive | 0.9065 | Competitive | 451.5871 | 7.785 | 3233.878 | 3113.701 | 1065 | 1
BASE CASE 6380__A FROM_TO | BASE CASE | 6380__A | 186 | 0 | 0 | MURRY_P8 | GRHAMSES1_8 | FROM_TO | 74960.94 | 75389.52 | -87.67 | 0 | 1012.584 | 1753.824 | -0.06292 | 0.11963 | -0.06292 | 0.69606 | 154.1761 | 9.7653 | 0 | 2617.009 | 10000 | 4216.924 | 10000 | 848.33 | 2180.046 | 5644.236 | 10000 | 1752.387 | 5974.317 | 3072.421 | 10000 | Competitive | Competitive | 1 | TRUE | FALSE | 1 | Non-Competitive | 0.8125 | Non-Competitive | 197.2219 | -11.4325 | 2338.012 | 10000 | 185 | 0
BASE CASE 6380__A TO_FROM | BASE CASE | 6380__A | 186 | 0 | 0 | MURRY_P8 | GRHAMSES1_8 | TO_FROM | 74960.94 | 75039.33 | -161.141 | 0 | 1826.201 | 935.282 | -0.0212 | 0.062919 | -0.69606 | 0.062919 | 131.4291 | 51.9209 | 5028.44 | 6684.236 | 9411.096 | 6684.236 | 3221.876 | 2022.686 | 2133.449 | 6684.236 | 3221.876 | 4963.873 | 3325.696 | 7701.043 | 3429.601 | Competitive | Competitive | 1 | TRUE | FALSE | 1 | Non-Competitive | 0.8125 | Competitive | 153.2254 | 59.022 | 8287.433 | 3402.612 | 185 | 1
BASE CASE 6380__D FROM_TO | BASE CASE | 6380__D | 155 | 0 | 0 | MURRY_P8 | PTCRK2 4 | FROM_TO | 74960.94 | 75093.85 | -163.717 | 0 | 1891.395 | 1104.158 | -0.02124 | 0.062885 | -0.19673 | 0.30391 | 128.8517 | 49.5187 | 5028.44 | 6685.012 | 9411.124 | 6685.012 | 3221.61 | 2044.813 | 2094.335 | 6685.012 | 3221.61 | 4985.903 | 3317.67 | 7702.406 | 3428.377 | Competitive | Competitive | 1 | TRUE | FALSE | 1 | Non-Competitive | 0.82 | Competitive | 150.649 | 56.5786 | 8289.147 | 3401.804 | 154 | 1
BASE CASE 6380__D TO_FROM | BASE CASE | 6380__D | 155 | 0 | 0 | MURRY_P8 | PTCRK2 4 | TO_FROM | 74960.94 | 74936.76 | -85.0888 | 0 | 1013.104 | 1891.395 | -0.06288 | 0.11966 | -0.30391 | 0.19673 | 156.7633 | 12.3423 | 0 | 2617.072 | 10000 | 4216.657 | 10000 | 843.875 | 2204.507 | 5644.344 | 10000 | 1748.588 | 6004.6 | 3071.364 | 10000 | Competitive | Non-Competitive | 0 | TRUE | FALSE | 1 | Non-Competitive | 0.82 | Non-Competitive | 199.8004 | -8.8551 | 2337.095 | 10000 | 154 | 1
BASE CASE 651__A FROM_TO | BASE CASE | 651__A | 186 | 0 | 0 | COMANCHE_T8 | COMANCHE_8 | FROM_TO | 74960.94 | 75136.83 | 10.0882 | 0 | 0 | 788.325 | 0 | 0.000135 | -0.99987 | 0.000135 | 10.1314 | 10.0845 | 0 |  |  | 788.325 |  | 788.325 |  | 788.325 |  | 788.325 |  | 788.325 | 0 | Competitive | Competitive | 1 | FALSE | TRUE | 1 | Non-Competitive | 0.8595 | Competitive | 10.0968 | 10.0986 | 783.088 | 0 | 185 | 1
BASE CASE 651__A TO_FROM | BASE CASE | 651__A | 186 | 0 | 0 | COMANCHE_T8 | COMANCHE_8 | TO_FROM | 74960.94 | 94328.7 | -10.0882 | 0 | 0 | 788.325 | -0.00013 | 0 | -0.00013 | 0.99987 | -10.0857 | -9.1242 | 7134.64 |  |  |  | 921.083 |  | 921.083 |  | 921.083 |  | 921.083 | 0 | 921.083 | Competitive | Competitive | 1 | FALSE | TRUE | 1 | Non-Competitive | 0.8595 | Competitive | -10.0846 | -9.3099 | 0 | 920.068 | 185 | 1
BASE CASE 651__B FROM_TO | BASE CASE | 651__B | 186 | 0 | 0 | COMCHESS1_8 | COMANCHE_T8 | FROM_TO | 74960.94 | 74915.65 | 10.4916 | 0 | 1149.499 | 1826.931 | -0.07225 | 0.014897 | -0.72882 | 0.18285 | 219.0082 | 57.9535 | 0 |  | 7516.077 | 878.219 | 7491.733 | 623.509 | 3921.128 | 888.376 | 10000 | 723.783 | 8569.651 | 922.616 | 8927.63 | Competitive | Non-Competitive | 0 | TRUE | FALSE | 1 | Non-Competitive | 0.8905 | Non-Competitive | 265.4122 | 50.7729 | 858.734 | 8869.265 | 185 | 1
BASE CASE 651__B TO_FROM | BASE CASE | 651__B | 186 | 0 | 0 | COMCHESS1_8 | COMANCHE_T8 | TO_FROM | 74960.94 | 75813.81 | -224.499 | 0 | 1936.278 | 1194.641 | -0.01375 | 0.13213 | -0.18284 | 0.72882 | 24.4671 | -108.394 | 0 | 5524.815 |  | 7692.927 | 2327.126 | 3254.516 | 854.486 | 7692.927 | 2341.088 | 5666.941 | 1104.928 | 5808.608 | 2325.879 | Competitive | Competitive | 1 | TRUE | FALSE | 1 | Non-Competitive | 0.8905 | Competitive | 46.9502 | -118.181 | 5727.588 | 2465.475 | 185 | 1
BASE CASE 651__D FROM_TO | BASE CASE | 651__D | 186 | 0 | 0 | DUBLIN1_8 | HASSE_P8 | FROM_TO | 74960.94 | 75289.94 | -174.145 | 0 | 1475.751 | 1039.461 | -0.01441 | 0.1325 | -0.31522 | 0.40855 | 77.2339 | -55.3541 | 0 | 5379.15 |  | 7664.261 | 2553.291 | 2454.471 | 838.874 | 7664.261 | 10000 | 5241.001 | 1080.047 | 5656.092 | 3297.631 | Competitive | Competitive | 1 | TRUE | FALSE | 1 | Non-Competitive | 0.875 | Competitive | 94.9609 | -75.1568 | 5781.45 | 2372.34 | 185 | 1
BASE CASE 651__D TO_FROM | BASE CASE | 651__D | 186 | 0 | 0 | DUBLIN1_8 | HASSE_P8 | TO_FROM | 74960.94 | 75012.78 | -29.2597 | 0 | 1045.842 | 1475.751 | -0.07123 | 0.014405 | -0.40855 | 0.31522 | 162.9453 | 13.5253 | 0 |  | 7368.674 | 960.756 | 7368.674 | 636.964 | 2853.05 | 2892.639 | 10000 | 735.764 | 7852.305 | 1163.052 | 8783.593 | Competitive | Competitive | 1 | TRUE | FALSE | 1 | Non-Competitive | 0.875 | Non-Competitive | 197.6349 | 7.9274 | 891.788 | 8818.992 | 185 | 0
BASE CASE 651__E FROM_TO | BASE CASE | 651__E | 251 | 0 | 0 | DUBLIN1_8 | STPHNVIL_8 | FROM_TO | 74960.94 | 75541.48 | -45.811 | 0 | 1042.683 | 1476.088 | -0.07145 | 0.014185 | -0.18122 | 0.59123 | 146.2894 | -2.9891 | 0 |  | 7359.348 | 978.215 | 7359.348 | 639.724 | 2743.899 | 2892.94 | 10000 | 756.774 | 7742.469 | 1189.921 | 8772.503 | Competitive | Competitive | 1 | TRUE | FALSE | 1 | Non-Competitive | 1.141 | Competitive | 181.0789 | -8.6105 | 895.7 | 8809.494 | 249 | 1
BASE CASE 651__E TO_FROM | BASE CASE | 651__E | 251 | 0 | 0 | DUBLIN1_8 | STPHNVIL_8 | TO_FROM | 74960.94 | 75218.21 | -157.534 | 0 | 1476.088 | 1036.345 | -0.01419 | 0.13272 | -0.59123 | 0.18122 | 93.7534 | -38.7949 | 0 | 5373.316 |  | 7666.693 | 2564.774 | 2370.659 | 846.998 | 7666.693 | 10000 | 5187.178 | 1139.322 | 5653.202 | 3366.111 | Competitive | Competitive | 1 | TRUE | FALSE | 1 | Non-Competitive | 1.141 | Competitive | 111.5203 | -50.3881 | 5781.308 | 2377.838 | 249 | 1
BASE CASE KDLKG_75_A FROM_TO | BASE CASE | KDLKG_75_A | 1710 | 0 | 0 | KING____345A | KUYDAL755010 | FROM_TO | 74960.94 | 76593.52 | -1421.65 | 0 | 2064.602 | 2798.167 | -0.14534 | 0.14329 | -0.57046 | 0.14948 | 729.0098 | 614.6019 | 3852.04 | 2065.446 | 1734.267 | 2174.085 | 1668.289 | 1976.999 | 1653.211 | 2551.675 | 4739.051 | 2133.299 | 1651.092 | 2147.708 | 1666.104 | Competitive | Competitive | 1 | TRUE | TRUE | 1 | Competitive | 0.7735 | Competitive | 659.3616 | 530.9677 | 2355.517 | 1677.206 | 1677 | 1
BASE CASE KDLKG_75_A TO_FROM | BASE CASE | KDLKG_75_A | 1710 | 0 | 0 | KING____345A | KUYDAL755010 | TO_FROM | 74960.94 | 69487.66 | -112.167 | 0 | 2327.688 | 2149.611 | -0.14329 | 0.14534 | -0.14948 | 0.57046 | 2129.193 | 764.2706 | 0 | 1407.124 | 2282.009 | 1388.618 | 2420.937 | 1349.964 | 2211.995 | 4739.051 | 2551.675 | 1390.328 | 2301.263 | 1401.512 | 2312.038 | Non-Competitive | Non-Competitive | 0 | TRUE | FALSE | 1 | Non-Competitive | 0.7735 | Non-Competitive | 2363.573 | 689.9422 | 1369.86 | 2394.572 | 1677 | 1
BASE CASE KDLRNS75_A FROM_TO | BASE CASE | KDLRNS75_A | 1710 | 0 | 0 | ROANS___345C | KUYDAL755010 | FROM_TO | 74960.94 | 73520.73 | -54.2613 | 0 | 2651.627 | 2246.671 | -0.14252 | 0.14611 | -0.42876 | 0.14611 | 2186.994 | 822.121 | 0 | 1404.561 | 2283.053 | 1388.441 | 2420.759 | 1343.003 | 2218.349 | 4728.717 | 2551.117 | 1387.894 | 2303.256 | 1399.419 | 2313.07 | Non-Competitive | Non-Competitive | 0 | TRUE | FALSE | 1 | Non-Competitive | 0.8045 | Non-Competitive | 2421.548 | 747.8739 | 1368.249 | 2396.153 | 1677 | 1
BASE CASE KDLRNS75_A TO_FROM | BASE CASE | KDLRNS75_A | 1710 | 0 | 0 | ROANS___345C | KUYDAL755010 | TO_FROM | 74960.94 | 85142.56 | -1479.56 | 0 | 2504.435 | 2651.628 | -0.14611 | 0.14252 | -0.14611 | 0.42876 | 670.5776 | 559.7816 | 3852.04 | 2066.802 | 1731.318 | 2174.556 | 1668.695 | 1984.255 | 1643.902 | 2551.117 | 4728.717 | 2136.519 | 1649.431 | 2149.634 | 1664.888 | Competitive | Competitive | 1 | TRUE | TRUE | 1 | Competitive | 0.8045 | Competitive | 601.1246 | 475.7569 | 2357.806 | 1677.177 | 1677 | 1
BASE CASE KDLRTW74_A FROM_TO | BASE CASE | KDLRTW74_A | 1710 | 0 | 0 | KUYDAL745005 | RTHWOD__345A | FROM_TO | 74960.94 | 75579.17 | -228.92 | 0 | 2414.024 | 2230.06 | -0.13415 | 0.05525 | -0.42335 | 0.52542 | 1399.674 | 368.3156 | 0 | 1444.514 | 2299.521 | 1444.514 | 2680.101 | 1334.641 | 2240.027 | 1381.65 | 2514.919 | 1424.566 | 2313.178 | 1453.008 | 2320.485 | Competitive | Competitive | 1 | TRUE | FALSE | 1 | Non-Competitive | 1.1095 | Competitive | 1587.336 | 312.4138 | 1413.557 | 2378.97 | 1677 | 1
BASE CASE KDLRTW74_A TO_FROM | BASE CASE | KDLRTW74_A | 1710 | 0 | 0 | KUYDAL745005 | RTHWOD__345A | TO_FROM | 74960.94 | 76715.37 | -939.875 | 0 | 2230.06 | 2905.451 | -0.05525 | 0.13415 | -0.52542 | 0.42335 | 759.9277 | 735.6508 | 3852.04 | 2104.233 | 1796.095 | 2424.365 | 1796.095 | 2030.652 | 1636.983 | 2514.919 | 1718.256 | 2188.123 | 1721.247 | 2197.479 | 1760.916 | Competitive | Competitive | 1 | TRUE | TRUE | 1 | Competitive | 1.1095 | Competitive | 713.5652 | 680.1595 | 2349.214 | 1772.799 | 1677 | 1
BASE CASE KDLTB_74_A FROM_TO | BASE CASE | KDLTB_74_A | 1710 | 0 | 0 | KUYDAL745005 | TOMBAL__345B | FROM_TO | 74960.94 | 77669.32 | -1018.23 | 0 | 2229.063 | 2414.524 | -0.05629 | 0.1331 | -0.38203 | 0.47354 | 680.7779 | 661.3934 | 3852.04 | 2106.802 | 1797.368 | 2423.241 | 1797.368 | 2041.692 | 1617.587 | 2514.165 | 1718.099 | 2193.575 | 1715.904 | 2201.225 | 1762.681 | Competitive | Competitive | 1 | TRUE | TRUE | 1 | Competitive | 0.844 | Competitive | 634.6797 | 605.3731 | 2352.559 | 1774.338 | 1677 | 1
BASE CASE KDLTB_74_A TO_FROM | BASE CASE | KDLTB_74_A | 1710 | 0 | 0 | KUYDAL745005 | TOMBAL__345B | TO_FROM | 74960.94 | 75323.21 | -150.482 | 0 | 2414.524 | 2102.627 | -0.1331 | 0.056294 | -0.47354 | 0.38203 | 1478.389 | 446.6774 | 0 | 1444.497 | 2301.102 | 1444.497 | 2676.751 | 1320.561 | 2248.351 | 1380.529 | 2514.165 | 1419.002 | 2316.258 | 1452.509 | 2322.283 | Competitive | Competitive | 1 | TRUE | FALSE | 1 | Non-Competitive | 0.844 | Competitive | 1665.68 | 390.8858 | 1412.211 | 2381.169 | 1677 | 1
BASE CASE KG_RTW74_A FROM_TO | BASE CASE | KG_RTW74_A | 1710 | 0 | 0 | KING____345A | RTHWOD__345A | FROM_TO | 74960.94 | 76403.35 | -700.502 | 0 | 2100.313 | 3093.845 | -0.04631 | 0.15279 | -0.46477 | 0.16364 | 1024.953 | 973.1856 | 3852.04 | 2136.702 | 1723.14 | 2539.463 | 1802.514 | 2037.739 | 1645.918 | 2454.791 | 1723.14 | 2213.095 | 1728.299 | 2227.721 | 1773.008 | Competitive | Competitive | 1 | TRUE | TRUE | 1 | Competitive | 0.8205 | Competitive | 956.5222 | 925.4943 | 2349.987 | 1785.384 | 1710 | 1
BASE CASE KG_RTW74_A TO_FROM | BASE CASE | KG_RTW74_A | 1710 | 0 | 0 | KING____345A | RTHWOD__345A | TO_FROM | 74960.94 | 79503.52 | -446.742 | 0 | 3093.845 | 2100.313 | -0.15279 | 0.046313 | -0.16364 | 0.46477 | 1109.08 | 74.1224 | 0 | 1384.947 | 2321.99 | 1449.024 | 2539.463 | 1340.967 | 2235.696 | 1384.947 | 2454.791 | 1429.828 | 2318.604 | 1461.718 | 2331.331 | Competitive | Competitive | 1 | TRUE | FALSE | 1 | Non-Competitive | 0.8205 | Competitive | 1272.849 | 20.013 | 1422.619 | 2376.78 | 1710 | 1
BASE CASE RNSSNG75_A FROM_TO | BASE CASE | RNSSNG75_A | 1710 | 0 | 0 | ROANS___345C | SNGLTN_345 | FROM_TO | 74960.94 | 75906.85 | -1268.62 | 0 | 10000 | 2903.659 | -0.08446 | 0.85389 | -0.0885 | 0.85389 | 1566.197 | 1492.782 | 3852.04 | 1835.738 | 1847.58 | 10000 | 1852.326 | 1778.876 | 1748.721 | 10000 | 1777.114 | 6021.728 | 1798.161 | 6032.227 | 1817.584 | Competitive | Competitive | 1 | TRUE | FALSE | 1 | Non-Competitive | 0.789 | Competitive | 1447.174 | 1408.757 | 6214.261 | 1832.666 | 1677 | 1
BASE CASE RNSSNG75_A TO_FROM | BASE CASE | RNSSNG75_A | 1710 | 0 | 0 | ROANS___345C | SNGLTN_345 | TO_FROM | 74960.94 | 74510.99 | -1380.88 | 0 | 3102.121 | 10000 | -0.85389 | 0.084457 | -0.85389 | 0.088497 | 1964.066 | -447.122 | 0 | 1480.599 | 1976.991 | 1483.835 | 10000 | 1412.404 | 1933.833 | 1423.3 | 10000 | 1483.189 | 6131.22 | 1497.092 | 6138.959 | Non-Competitive | Non-Competitive | 0 | TRUE | FALSE | 1 | Non-Competitive | 0.789 | Non-Competitive | 2210.217 | -512.61 | 1458.612 | 6236.785 | 1677 | 1
BASE CASE SARC_CMNSW_1 FROM_TO | BASE CASE | SARC_CMNSW_1 | 1515 | 0 | 0 | COMCHESS1_5 | BROWN_5 | FROM_TO | 74960.94 | 79553.33 | -1336.13 | 0 | 1878.046 | 724.644 | -0.08794 | 0.084136 | -0.22978 | 0.39686 | 530.4591 | -36.7068 | 0 | 2286.636 | 1332.634 | 2046.958 | 3045.948 | 2231.151 | 851.826 | 3798.73 | 3045.948 | 2970.863 | 1668.4 | 3000.666 | 2032.787 | Competitive | Competitive | 1 | TRUE | FALSE | 1 | Non-Competitive | 0.836 | #N/A | #N/A | #N/A | #N/A | #N/A | #N/A | #N/A
BASE CASE SARC_CMNSW_1 TO_FROM | BASE CASE | SARC_CMNSW_1 | 1515 | 0 | 0 | COMCHESS1_5 | BROWN_5 | TO_FROM | 74960.94 | 75264.06 | -220.113 | 0 | 752.756 | 1878.046 | -0.08414 | 0.11955 | -0.39686 | 0.22978 | 1401.509 | 246.1574 | 0 | 730.461 | 2326.312 | 894.72 | 2070.288 | 595.136 | 2267.833 | 935.792 | 3858.512 | 810.287 | 3013.564 | 862.839 | 3044.59 | Competitive | Competitive | 1 | TRUE | FALSE | 1 | Non-Competitive | 0.836 | #N/A | #N/A | #N/A | #N/A | #N/A | #N/A | #N/A
BASE CASE SNGTB_74_A FROM_TO | BASE CASE | SNGTB_74_A | 1710 | 0 | 0 | SNGLTN_345 | TOMBAL__345B | FROM_TO | 74960.94 | 71837.38 | 171.015 | 0 | 0 | 2395.416 | -0.12685 | 0.10478 | -0.37647 | 0.10995 | 2606.005 | 1230.81 | 0 | 1432.943 | 2274.768 | 1436.213 | 2306.406 | 1386.169 | 2198.252 | 1381.189 | 2681.909 | 1429.168 | 2311.628 | 1437.97 | 2323.259 | Non-Competitive | Non-Competitive | 0 | TRUE | FALSE | 1 | Non-Competitive | 0.8205 | Non-Competitive | 2893.655 | 1148.07 | 1402.127 | 2431.926 | 1677 | 1
BASE CASE SNGTB_74_A TO_FROM | BASE CASE | SNGTB_74_A | 1710 | 0 | 0 | SNGLTN_345 | TOMBAL__345B | TO_FROM | 74960.94 | 94328.7 | -3195.93 | 0 | 2395.415 | 3233.479 | -0.10478 | 0.12685 | -0.10995 | 0.37647 | 454.5926 | 403.0295 | 3852.04 | 2039.874 | 1773.861 | 2066.61 | 1778.594 | 1944.552 | 1707.192 | 2366.38 | 1710.762 | 2102.236 | 1716.993 | 2118.303 | 1729.092 | Competitive | Competitive | 1 | TRUE | TRUE | 1 | Competitive | 0.8205 | Competitive | 369.2725 | 299.3198 | 2384.662 | 1741.834 | 1677 | 1
BASE CASE SNGXGC75_1 FROM_TO | BASE CASE | SNGXGC75_1 | 1310 | 0 | 0 | GIBN_CREK_5 | SNGLTN_345 | FROM_TO | 74960.94 | 62802.91 | -80.7425 | 0 | 2124.305 | 1707.442 | -0.13245 | 0.32244 | -0.13515 | 0.32244 | 2098.844 | 699.6826 | 0 | 1393.571 | 2135.737 | 3044.395 | 2164.725 | 1336.705 | 2079.305 | 3269.31 | 2299.509 | 1267.318 | 2144.365 | 1273.744 | 2154.806 | Competitive | Non-Competitive | 0 | TRUE | FALSE | 1 | Non-Competitive | 0.805 | Non-Competitive | 2415.381 | 652.1551 | 1260.201 | 2258.407 | 1310 | 1
BASE CASE SNGXGC75_1 TO_FROM | BASE CASE | SNGXGC75_1 | 1310 | 0 | 0 | GIBN_CREK_5 | SNGLTN_345 | TO_FROM | 74960.94 | 76200.51 | -1401.71 | 0 | 1711.243 | 2381.266 | -0.32244 | 0.13245 | -0.32244 | 0.13515 | 913.869 | 626.4108 | 3852.04 | 1906.681 | 1704.402 | 1930.997 | 3044.395 | 1832.174 | 1626.763 | 2029.628 | 3269.31 | 1921.261 | 1447.996 | 1935.444 | 1455.457 | Competitive | Competitive | 1 | TRUE | TRUE | 1 | Competitive | 0.805 | Competitive | 793.7242 | 517.5162 | 2199.873 | 1469.517 | 1310 | 1
BASE CASE SNGXGC99_1 FROM_TO | BASE CASE | SNGXGC99_1 | 1310 | 0 | 0 | GIBN_CREK_5 | SNGLTN_345 | FROM_TO | 74960.94 | 62802.91 | -80.7425 | 0 | 2124.305 | 1707.442 | -0.13245 | 0.32244 | -0.13515 | 0.32244 | 2098.844 | 699.6826 | 0 | 1393.571 | 2135.737 | 3044.395 | 2164.725 | 1336.705 | 2079.305 | 3269.31 | 2299.509 | 1267.318 | 2144.365 | 1273.744 | 2154.806 | Competitive | Non-Competitive | 0 | TRUE | FALSE | 1 | Non-Competitive | 0.8125 | Non-Competitive | 2415.381 | 652.1551 | 1260.201 | 2258.407 | 1310 | 1
BASE CASE SNGXGC99_1 TO_FROM | BASE CASE | SNGXGC99_1 | 1310 | 0 | 0 | GIBN_CREK_5 | SNGLTN_345 | TO_FROM | 74960.94 | 76200.51 | -1401.71 | 0 | 1711.243 | 2381.266 | -0.32244 | 0.13245 | -0.32244 | 0.13515 | 913.869 | 626.4108 | 3852.04 | 1906.681 | 1704.402 | 1930.997 | 3044.395 | 1832.174 | 1626.763 | 2029.628 | 3269.31 | 1921.261 | 1447.996 | 1935.444 | 1455.457 | Competitive | Competitive | 1 | TRUE | TRUE | 1 | Competitive | 0.8125 | Competitive | 793.7242 | 517.5162 | 2199.873 | 1469.517 | 1310 | 1
DGRSLNC5 6011__A FROM_TO | DGRSLNC5 | 6011__A | 1072 | 2 | 2 | BOWMAN_5 | FISHRDSS | FROM_TO | 74960.94 | 76253.4 | -174.716 | 0 | 1871.044 | 1107.529 | -0.0972 | 0.026378 | -0.67607 | 0.27729 | 197.6484 | 41.4991 | 0 | 10000 | 3695.052 | 3368.844 | 3695.052 | 1446.897 | 1901.915 | 3368.844 | 3695.052 | 2484.934 | 3260.534 | 3390.135 | 3695.052 | Competitive | Competitive | 1 | TRUE | FALSE | 1 | Non-Competitive | 0.922 | Competitive | 282.0869 | 16.6999 | 2527.774 | 2743.72 | 1065 | 1
DGRSLNC5 6011__A TO_FROM | DGRSLNC5 | 6011__A | 1072 | 2 | 2 | BOWMAN_5 | FISHRDSS | TO_FROM | 74960.94 | 78441.52 | -100.459 | 0 | 1056.705 | 1871.044 | -0.02638 | 0.097201 | -0.27729 | 0.67607 | 107.3466 | 28.4868 | 0 | 3522.534 | 10000 | 3695.052 | 3368.844 | 773.376 | 1486.294 | 3695.052 | 3368.844 | 2356.193 | 2497.611 | 3640.044 | 3390.135 | Competitive | Competitive | 1 | TRUE | FALSE | 1 | Non-Competitive | 0.922 | Competitive | 318.3721 | -236.306 | 1314.753 | 2527.774 | 1065 | 1
DGRSLNC5 6012__A FROM_TO | DGRSLNC5 | 6012__A | 956 | 2 | 2 | BOWMAN_5 | JACKSBRO_5 | FROM_TO | 74960.94 | 77898.34 | -216.861 | 0 | 706.781 | 1763.484 | -0.07214 | 0.23851 | -0.11374 | 0.37442 | 636.1671 | -326.991 | 0 | 735.461 | 5397.693 | 3476.56 | 5397.693 | 677.968 | 1597.902 | 3695.052 | 5397.693 | 1390.468 | 2938.932 | 1395.302 | 5349.556 | Competitive | Competitive | 1 | TRUE | FALSE | 1 | Non-Competitive | 0.844 | Non-Competitive | 1219.025 | -556.288 | 916.203 | 2497.858 | 1065 | 0
DGRSLNC5 6012__A TO_FROM | DGRSLNC5 | 6012__A | 956 | 2 | 2 | BOWMAN_5 | JACKSBRO_5 | TO_FROM | 74960.94 | 76265.18 | -728.325 | 0 | 1907.534 | 706.781 | -0.23851 | 0.072136 | -0.37442 | 0.11374 | 471.0287 | -58.9141 | 0 | 5397.693 | 1768.32 | 5397.693 | 3695.052 | 1587.712 | 1452.261 | 5397.693 | 3695.052 | 2937.897 | 2524.226 | 5349.556 | 2534.455 | Competitive | Competitive | 1 | TRUE | FALSE | 1 | Non-Competitive | 0.844 | Competitive | 708.8053 | -127.249 | 2416.066 | 2163.839 | 1065 | 1
DGRSLNC5 6028__A FROM_TO | DGRSLNC5 | 6028__A | 1072 | 2 | 2 | GRHAMSES1_5 | COKFIELD_5 | FROM_TO | 74960.94 | 94328.7 | 0 | 0 | 0 | 0 | 0 | 0 | 0 | 0 | 0 | 0 | 0 | [10 empty] | 0 | 0 | Competitive | Competitive | 1 | FALSE | TRUE | 1 | Non-Competitive | 0.992 | Competitive | 0 | 0 | 0 | 0 | 1065 | 1
DGRSLNC5 6028__A TO_FROM | DGRSLNC5 | 6028__A | 1072 | 2 | 2 | GRHAMSES1_5 | COKFIELD_5 | TO_FROM | 74960.94 | 94328.7 | 0 | 0 | 0 | 0 | 0 | 0 | 0 | 0 | 0 | 0 | 0 | [10 empty] | 0 | 0 | Competitive | Competitive | 1 | FALSE | TRUE | 1 | Non-Competitive | 0.992 | Competitive | 0 | 0 | 0 | 0 | 1065 | 1
DGRSLNC5 6029__A FROM_TO | DGRSLNC5 | 6029__A | 1072 | 2 | 2 | LONGCREK_5 | COKFIELD_5 | FROM_TO | 74960.94 | 76032.94 | 0 | 0 | 790.001 | 10000 | 0 | 0 | -1 | 0 | 0 | 0 | 0 | [10 empty] | 0 | 0 | Competitive | Competitive | 1 | FALSE | TRUE | 1 | Non-Competitive | 0.8515 | Competitive | 0 | 0 | 0 | 0 | 1065 | 1
DGRSLNC5 6029__A TO_FROM | DGRSLNC5 | 6029__A | 1072 | 2 | 2 | LONGCREK_5 | COKFIELD_5 | TO_FROM | 74960.94 | 94328.7 | 0 | 0 | 10000 | 790.001 | 0 | 1 | 0 | 1 | 162.3 | 0 | 0 | 10000 |  | 10000 |  | 10000 |  | 10000 |  | 10000 |  | 10000 | 0 | Competitive | Competitive | 1 | TRUE | FALSE | 1 | Non-Competitive | 0.8515 | Competitive | 162.3 | 0 | 10000 | 0 | 1065 | 1
DGRSLNC5 6035__A FROM_TO | DGRSLNC5 | 6035__A | 1072 | 2 | 2 | TONKAWA_5 | GRHAMSES1_5 | FROM_TO | 74960.94 | 70544.1 | -269.53 | 0 | 819.723 | 1994.683 | -0.10568 | 0.15689 | -0.10568 | 0.15689 | 1468.162 | 342.4514 | 0 | 879.953 | 1916.351 | 881.831 | 2720.721 | 680.916 | 1977.683 | 890.819 | 5137.904 | 911.201 | 2418.538 | 935.185 | 2420.057 | Competitive | Non-Competitive | 0 | TRUE | FALSE | 1 | Non-Competitive | 0.8595 | Non-Competitive | 1839.124 | 304.8271 | 878.705 | 2420.949 | 1065 | 1
DGRSLNC5 6035__A TO_FROM | DGRSLNC5 | 6035__A | 1072 | 2 | 2 | TONKAWA_5 | GRHAMSES1_5 | TO_FROM | 74960.94 | 78774.93 | -1452.88 | 0 | 1905.29 | 865.249 | -0.12976 | 0.10568 | -0.15689 | 0.10568 | 503.1332 | -83.3417 | 0 | 1868.01 | 3085.897 | 2476.813 | 3085.897 | 1932.062 | 1285.802 | 5137.904 | 3151.381 | 2334.884 | 2845.425 | 2330.123 | 3120.809 | Competitive | Competitive | 1 | TRUE | FALSE | 1 | Non-Competitive | 0.8595 | Competitive | 743.2683 | 0.38842 | 2276.332 | 3106.371 | 1065 | 1
DGRSLNC5 6380__A FROM_TO | DGRSLNC5 | 6380__A | 186 | 2 | 2 | MURRY_P8 | GRHAMSES1_8 | FROM_TO | 74960.94 | 73882.11 | -104.421 | 0 | 983.482 | 1782.206 | -0.06718 | 0.12381 | -0.06718 | 0.6945 | 254.0294 | 13.3219 | 0 | 1004.739 | 10000 | 2726.861 | 10000 | 750.337 | 2212.537 | 5679.526 | 10000 | 1222.475 | 4956.808 | 1453.049 | 10000 | Competitive | Non-Competitive | 0 | TRUE | FALSE | 1 | Non-Competitive | 0.8285 | Non-Competitive | 321.324 | 5.0802 | 1001.651 | 10000 | 185 | 1
DGRSLNC5 6380__A TO_FROM | DGRSLNC5 | 6380__A | 186 | 2 | 2 | MURRY_P8 | GRHAMSES1_8 | TO_FROM | 74960.94 | 74991.26 | -254.315 | 0 | 1764.127 | 984.599 | -0.02836 | 0.067176 | -0.6945 | 0.067176 | 162.4228 | 51.7612 | 6834.64 | 6649.885 | 3185.526 | 6649.885 | 3117.233 | 2084.91 | 1802.654 | 6649.885 | 3185.526 | 4233.017 | 3106.584 | 7640.273 | 3245.775 | Competitive | Competitive | 1 | TRUE | FALSE | 1 | Non-Competitive | 0.8285 | Non-Competitive | 201.9633 | 62.8928 | 8219.233 | 3231.367 | 185 | 0
DGRSLNC5 6380__D FROM_TO | DGRSLNC5 | 6380__D | 155 | 2 | 2 | MURRY_P8 | PTCRK2 4 | FROM_TO | 74960.94 | 74922.75 | -256.902 | 0 | 1885.749 | 1002.454 | -0.02839 | 0.067142 | -0.20078 | 0.30546 | 159.8467 | 49.421 | 6834.64 | 6650.581 | 3185.444 | 6650.581 | 3117.022 | 2097.857 | 1777.172 | 6650.581 | 3185.444 | 4247.62 | 3099.875 | 7641.514 | 3245.293 | Competitive | Non-Competitive | 0 | TRUE | FALSE | 1 | Non-Competitive | 0.836 | Non-Competitive | 199.3825 | 60.4727 | 8220.814 | 3231.061 | 154 | 1
DGRSLNC5 6380__D TO_FROM | DGRSLNC5 | 6380__D | 155 | 2 | 2 | MURRY_P8 | PTCRK2 4 | TO_FROM | 74960.94 | 74624.89 | -101.84 | 0 | 1002.453 | 1787.157 | -0.06714 | 0.12385 | -0.30546 | 0.20078 | 256.6073 | 15.8969 | 0 | 1004.599 | 10000 | 2726.688 | 10000 | 747.45 | 2227.345 | 5679.62 | 10000 | 1220.664 | 4976.505 | 1451.621 | 10000 | Competitive | Non-Competitive | 0 | TRUE | FALSE | 1 | Non-Competitive | 0.836 | Non-Competitive | 323.9068 | 7.6554 | 1001.069 | 10000 | 154 | 1
DGRSLNC5 651__A FROM_TO | DGRSLNC5 | 651__A | 186 | 2 | 2 | COMANCHE_T8 | COMANCHE_8 | FROM_TO | 74960.94 | 75136.83 | 10.0882 | 0 | 0 | 788.325 | 0 | 0.000135 | -0.99987 | 0.000135 | 10.1314 | 10.0845 | 0 |  |  | 788.325 |  | 788.325 |  | 788.325 |  | 788.325 |  | 788.325 | 0 | Competitive | Competitive | 1 | FALSE | TRUE | 1 | Non-Competitive | 0.9845 | Competitive | 10.0968 | 10.0986 | 783.088 | 0 | 185 | 1
DGRSLNC5 651__A TO_FROM | DGRSLNC5 | 651__A | 186 | 2 | 2 | COMANCHE_T8 | COMANCHE_8 | TO_FROM | 74960.94 | 94328.7 | -10.0882 | 0 | 0 | 788.325 | -0.00013 | 0 | -0.00013 | 0.99987 | -10.0857 | -9.1242 | 7134.64 |  |  |  | 921.083 |  | 921.083 |  | 921.083 |  | 921.083 | 0 | 921.083 | Competitive | Competitive | 1 | FALSE | TRUE | 1 | Non-Competitive | 0.9845 | Competitive | -10.0846 | -9.3099 | 0 | 920.068 | 185 | 1
DGRSLNC5 651__B FROM_TO | DGRSLNC5 | 651__B | 186 | 2 | 2 | COMCHESS1_8 | COMANCHE_T8 | FROM_TO | 74960.94 | 74865.15 | 4.242 | 0 | 1156.873 | 1765.323 | -0.07298 | 0.017359 | -0.7283 | 0.18346 | 255.7599 | 48.9644 | 0 |  | 7489.574 | 826.579 | 7465.188 | 601.604 | 3420.124 | 832.883 | 10000 | 712.004 | 8327.471 | 855.766 | 8898.046 | Competitive | Non-Competitive | 0 | TRUE | FALSE | 1 | Non-Competitive | 0.8515 | Non-Competitive | 313.36 | 34.7373 | 807.574 | 8916.76 | 185 | 1
DGRSLNC5 651__B TO_FROM | DGRSLNC5 | 651__B | 186 | 2 | 2 | COMCHESS1_8 | COMANCHE_T8 | TO_FROM | 74960.94 | 75747.67 | -258.966 | 0 | 1765.323 | 1075.868 | -0.01419 | 0.13206 | -0.18346 | 0.7283 | 40.5843 | -109.153 | 0 | 5505.02 |  | 7710.922 | 2379.306 | 2896.002 | 848.588 | 7710.922 | 2404.409 | 5566.467 | 1233.08 | 5812.277 | 2423.363 | Competitive | Competitive | 1 | TRUE | FALSE | 1 | Non-Competitive | 0.8515 | Competitive | 67.7987 | -113.726 | 5927.449 | 2635.762 | 185 | 1
DGRSLNC5 651__D FROM_TO | DGRSLNC5 | 651__D | 186 | 2 | 2 | DUBLIN1_8 | HASSE_P8 | FROM_TO | 74960.94 | 75262.34 | -207.71 | 0 | 1746.722 | 1064.034 | -0.0148 | 0.13244 | -0.31555 | 0.40848 | 86.9602 | -57.8228 | 0 | 5363.22 |  | 7680.748 | 2313.652 | 2323.127 | 818.735 | 7680.748 | 2431.068 | 5105.252 | 1014.649 | 5659.193 | 2372.224 | Competitive | Competitive | 1 | TRUE | FALSE | 1 | Non-Competitive | 0.797 | Competitive | 112.7779 | -72.9221 | 5796.784 | 2393.666 | 185 | 1
DGRSLNC5 651__D TO_FROM | DGRSLNC5 | 651__D | 186 | 2 | 2 | DUBLIN1_8 | HASSE_P8 | TO_FROM | 74960.94 | 74930.75 | -33.2813 | 0 | 888.108 | 1746.722 | -0.07189 | 0.014802 | -0.40849 | 0.31555 | 198.384 | 6.5432 | 0 |  | 7346.774 | 821.359 | 7346.774 | 599.448 | 2659.877 | 859.53 | 10000 | 670.518 | 7550.243 | 861.237 | 8757.055 | Competitive | Non-Competitive | 0 | TRUE | FALSE | 1 | Non-Competitive | 0.797 | Non-Competitive | 240.5427 | -4.8971 | 803.21 | 8793.018 | 185 | 1
DGRSLNC5 651__E FROM_TO | DGRSLNC5 | 651__E | 251 | 2 | 2 | DUBLIN1_8 | STPHNVIL_8 | FROM_TO | 74960.94 | 75358.2 | -49.8067 | 0 | 1058.031 | 1750.618 | -0.07211 | 0.014581 | -0.18137 | 0.59129 | 181.823 | -10.0155 | 0 |  | 7337.688 | 821.889 | 7337.688 | 601.651 | 2572.118 | 873.246 | 10000 | 682.679 | 7435.413 | 864.201 | 8746.095 | Competitive | Competitive | 1 | TRUE | FALSE | 1 | Non-Competitive | 0.875 | Competitive | 223.9569 | -21.4352 | 805.944 | 8783.705 | 249 | 1
DGRSLNC5 651__E TO_FROM | DGRSLNC5 | 651__E | 251 | 2 | 2 | DUBLIN1_8 | STPHNVIL_8 | TO_FROM | 74960.94 | 75203.55 | -191.086 | 0 | 1476.218 | 1058.031 | -0.01458 | 0.13266 | -0.59129 | 0.18137 | 103.4898 | -41.309 | 0 | 5357.552 |  | 7683.12 | 2313.933 | 2256.995 | 825.43 | 7683.12 | 2530.935 | 5047.74 | 1055.696 | 5656.227 | 2377.891 | Competitive | Competitive | 1 | TRUE | FALSE | 1 | Non-Competitive | 0.875 | Competitive | 129.3379 | -56.3625 | 5796.594 | 2394.827 | 249 | 1
DJEWSNG5 KDLKG_75_A FROM_TO | DJEWSNG5 | KDLKG_75_A | 1710 | 2 | 2 | KING____345A | KUYDAL755010 | FROM_TO | 74960.94 | 76672.71 | -1322.99 | 0 | 2536.565 | 2292.071 | -0.15798 | 0.13351 | -0.58143 | 0.13962 | 692.716 | 532.2856 | 3852.04 | 2079.883 | 1708.728 | 2180.372 | 2415.134 | 1990.58 | 1608.689 | 2505.548 | 4700.552 | 2142.332 | 1665.397 | 2156.626 | 1683.392 | Competitive | Competitive | 1 | TRUE | TRUE | 1 | Competitive | 0.922 | Competitive | 630.0117 | 458.8822 | 2355.498 | 1693.185 | 1677 | 1
DJEWSNG5 KDLKG_75_A TO_FROM | DJEWSNG5 | KDLKG_75_A | 1710 | 2 | 2 | KING____345A | KUYDAL755010 | TO_FROM | 74960.94 | 71680.37 | -96.118 | 0 | 2754.838 | 2428.527 | -0.13351 | 0.15798 | -0.13962 | 0.58143 | 1927.231 | 645.9877 | 0 | 1390.96 | 2293.176 | 2415.134 | 2421.31 | 1320.109 | 2218.957 | 4700.552 | 2505.548 | 1413.565 | 2299.212 | 1427.31 | 2310.883 | Non-Competitive | Non-Competitive | 0 | TRUE | FALSE | 1 | Non-Competitive | 0.922 | Non-Competitive | 2131.536 | 574.3283 | 1397.781 | 2390.723 | 1677 | 1
DJEWSNG5 KDLRNS75_A FROM_TO | DJEWSNG5 | KDLRNS75_A | 1710 | 2 | 2 | ROANS___345C | KUYDAL755010 | FROM_TO | 74960.94 | 74030.26 | -38.2119 | 0 | 2926.822 | 2505.142 | -0.13274 | 0.15875 | -0.4178 | 0.15875 | 1985.032 | 703.8644 | 0 | 1391.466 | 2293.955 | 2045.253 | 2421.001 | 1311.909 | 2224.08 | 4691.382 | 2505.071 | 1407.369 | 2301.316 | 1422.906 | 2311.864 | Non-Competitive | Non-Competitive | 0 | TRUE | FALSE | 1 | Non-Competitive | 0.961 | Non-Competitive | 2189.511 | 632.1373 | 1392.857 | 2392.209 | 1677 | 1
DJEWSNG5 KDLRNS75_A TO_FROM | DJEWSNG5 | KDLRNS75_A | 1710 | 2 | 2 | ROANS___345C | KUYDAL755010 | TO_FROM | 74960.94 | 83897.37 | -1380.9 | 0 | 2245.752 | 2926.822 | -0.15875 | 0.13274 | -0.15875 | 0.4178 | 634.5275 | 477.4652 | 3852.04 | 2081.129 | 1710.306 | 2180.869 | 2045.253 | 1997.182 | 1597.72 | 2505.071 | 4691.382 | 2145.856 | 1659.571 | 2158.71 | 1679.919 | Competitive | Competitive | 1 | TRUE | TRUE | 1 | Competitive | 0.961 | Competitive | 572.023 | 403.6714 | 2357.777 | 1689.619 | 1677 | 1
DJEWSNG5 KDLRTW74_A FROM_TO | DJEWSNG5 | KDLRTW74_A | 2194 | 2 | 2 | KUYDAL745005 | RTHWOD__345A | FROM_TO | 74960.94 | 77230.84 | -219.078 | 0 | 2895.093 | 2100.503 | -0.12815 | 0.061387 | -0.41699 | 0.53181 | 1278.399 | 295.918 | 0 | 1428.234 | 2328.908 | 1428.234 | 2424.403 | 1301.188 | 2247.587 | 1566.652 | 2444.658 | 1367.785 | 2315.052 | 1402.593 | 2328.459 | Competitive | Competitive | 1 | TRUE | FALSE | 1 | Non-Competitive | 0.8515 | Competitive | 1444.493 | 241.1797 | 1366.366 | 2383.134 | 2170 | 1
DJEWSNG5 KDLRTW74_A TO_FROM | DJEWSNG5 | KDLRTW74_A | 2194 | 2 | 2 | KUYDAL745005 | RTHWOD__345A | TO_FROM | 74960.94 | 77735.94 | -879.435 | 0 | 2619.261 | 2405.085 | -0.06139 | 0.12815 | -0.53181 | 0.41699 | 738.9272 | 685.1772 | 3852.04 | 2135.721 | 1771.547 | 2181.82 | 1771.547 | 2045.753 | 1588.295 | 2444.658 | 1750.372 | 2200.115 | 1640.72 | 2214.518 | 1688.664 | Competitive | Competitive | 1 | TRUE | TRUE | 1 | Competitive | 0.8515 | Competitive | 696.8694 | 636.1279 | 2356.311 | 1700.413 | 2170 | 1
DJEWSNG5 KDLTB_74_A FROM_TO | DJEWSNG5 | KDLTB_74_A | 1710 | 2 | 2 | KUYDAL745005 | TOMBAL__345B | FROM_TO | 74960.94 | 77715.01 | -957.79 | 0 | 2102.371 | 2896.942 | -0.06243 | 0.1271 | -0.38853 | 0.46714 | 660.1153 | 610.9278 | 4112.04 | 2137.798 | 1773.619 | 2533.744 | 1773.619 | 2057.723 | 1568.945 | 2444.196 | 1647.932 | 2205.905 | 1636.519 | 2218.189 | 1693.068 | Competitive | Competitive | 1 | TRUE | TRUE | 1 | Competitive | 0.8515 | Competitive | 618.3203 | 561.3415 | 2359.275 | 1704.645 | 1677 | 1
DJEWSNG5 KDLTB_74_A TO_FROM | DJEWSNG5 | KDLTB_74_A | 1710 | 2 | 2 | KUYDAL745005 | TOMBAL__345B | TO_FROM | 74960.94 | 75640.12 | -140.64 | 0 | 2406.493 | 2614.664 | -0.1271 | 0.062432 | -0.46714 | 0.38854 | 1381.348 | 367.27 | 0 | 1428.662 | 2329.65 | 1428.662 | 2533.744 | 1286.994 | 2256.323 | 1403.79 | 2444.196 | 1362.876 | 2318.263 | 1403.855 | 2329.888 | Competitive | Competitive | 1 | TRUE | FALSE | 1 | Non-Competitive | 0.8515 | Competitive | 1522.837 | 319.4856 | 1366.654 | 2384.866 | 1677 | 1
DJEWSNG5 KG_RTW74_A FROM_TO | DJEWSNG5 | KG_RTW74_A | 1710 | 2 | 2 | KING____345A | RTHWOD__345A | FROM_TO | 74960.94 | 76490.27 | -650.322 | 0 | 2100.136 | 2881.439 | -0.05142 | 0.1478 | -0.47006 | 0.15862 | 982.0111 | 931.2096 | 3852.04 | 2139.751 | 1694.955 | 2535.908 | 1778.415 | 2051.408 | 1598.142 | 2453.857 | 1811.535 | 2225.946 | 1649.537 | 2237.489 | 1703.12 | Competitive | Competitive | 1 | TRUE | TRUE | 1 | Competitive | 0.8515 | Competitive | 944.9471 | 889.0534 | 2351.145 | 1715.12 | 1710 | 1
DJEWSNG5 KG_RTW74_A TO_FROM | DJEWSNG5 | KG_RTW74_A | 1710 | 2 | 2 | KING____345A | RTHWOD__345A | TO_FROM | 74960.94 | 80378.92 | -450.473 | 0 | 2395.164 | 2100.136 | -0.1478 | 0.051417 | -0.15862 | 0.47006 | 1008.307 | 12.5248 | 0 | 1365.534 | 2319.082 | 1433.059 | 2535.908 | 1308.183 | 2242.602 | 1599.752 | 2453.857 | 1374.207 | 2322.902 | 1412.888 | 2332.846 | Competitive | Competitive | 1 | TRUE | FALSE | 1 | Non-Competitive | 0.8515 | Competitive | 1155.362 | -41.1347 | 1376.726 | 2375.483 | 1710 | 1
DJEWSNG5 RNSSNG75_A FROM_TO | DJEWSNG5 | RNSSNG75_A | 2194 | 2 | 2 | ROANS___345C | SNGLTN_345 | FROM_TO | 74960.94 | 87055.16 | -1167.66 | 0 | 10000 | 3125.921 | -0.09447 | 0.84125 | -0.10136 | 0.84125 | 1462.383 | 1410.465 | 3852.04 | 1890.103 | 1842.445 | 10000 | 1761.944 | 1832.264 | 1712.399 | 10000 | 1838.409 | 6456.452 | 1747.074 | 6465.735 | 1773.334 | Competitive | Competitive | 1 | TRUE | FALSE | 1 | Non-Competitive | 0.8125 | Competitive | 1399.636 | 1336.671 | 6629.934 | 1787.1 | 2170 | 1
DJEWSNG5 RNSSNG75_A TO_FROM | DJEWSNG5 | RNSSNG75_A | 2194 | 2 | 2 | ROANS___345C | SNGLTN_345 | TO_FROM | 74960.94 | 75393.42 | -1210.32 | 0 | 3125.921 | 10000 | -0.84125 | 0.094467 | -0.84125 | 0.10136 | 1761.338 | -418.134 | 0 | 1477.472 | 2028.737 | 1412.643 | 10000 | 1387.816 | 1982.249 | 1819.978 | 10000 | 1447.459 | 6551.512 | 1466.432 | 6558.824 | Competitive | Competitive | 1 | TRUE | FALSE | 1 | Non-Competitive | 0.8125 | Competitive | 1976.984 | -472.662 | 1429.218 | 6648.756 | 2170 | 1
DJEWSNG5 SARC_CMNSW_1 FROM_TO | DJEWSNG5 | SARC_CMNSW_1 | 1515 | 2 | 2 | COMCHESS1_5 | BROWN_5 | FROM_TO | 74960.94 | 79649 | -1403.18 | 0 | 1730.794 | 724.704 | -0.08564 | 0.086772 | -0.22772 | 0.39917 | 528.0205 | -53.0315 | 0 | 2261.09 | 1075.533 | 2191.612 | 3044.36 | 2199.395 | 826.664 | 3768.228 | 3044.36 | 2874.426 | 1495.347 | 2894.81 | 1789.764 | Competitive | Competitive | 1 | TRUE | FALSE | 1 | Non-Competitive | 0.8515 | #N/A | #N/A | #N/A | #N/A | #N/A | #N/A | #N/A
DJEWSNG5 SARC_CMNSW_1 TO_FROM | DJEWSNG5 | SARC_CMNSW_1 | 1515 | 2 | 2 | COMCHESS1_5 | BROWN_5 | TO_FROM | 74960.94 | 75149.52 | -185.86 | 0 | 654.11 | 1877.846 | -0.08677 | 0.11733 | -0.39917 | 0.22772 | 1440.845 | 269.4113 | 0 | 653.295 | 2298.78 | 895.862 | 2230.309 | 585.038 | 2235.077 | 936.599 | 3827.868 | 786.627 | 2916.126 | 827.515 | 2937 | Competitive | Competitive | 1 | TRUE | FALSE | 1 | Non-Competitive | 0.8515 | #N/A | #N/A | #N/A | #N/A | #N/A | #N/A | #N/A
DJEWSNG5 SNGTB_74_A FROM_TO | DJEWSNG5 | SNGTB_74_A | 1924 | 2 | 2 | SNGLTN_345 | TOMBAL__345B | FROM_TO | 74960.94 | 73326.77 | 191.555 | 0 | 3233.479 | 2409.904 | -0.11433 | 0.11759 | -0.36289 | 0.12642 | 2347.588 | 1079.396 | 0 | 1413.786 | 2284.18 | 1359.279 | 2300.684 | 1355.539 | 2209.462 | 1847.029 | 2464.296 | 1367.441 | 2305.695 | 1377.919 | 2317.724 | Non-Competitive | Non-Competitive | 0 | TRUE | FALSE | 1 | Non-Competitive | 0.7895 | Non-Competitive | 2600.498 | 1000.11 | 1346.573 | 2426.234 | 1924 | 1
DJEWSNG5 SNGTB_74_A TO_FROM | DJEWSNG5 | SNGTB_74_A | 1924 | 2 | 2 | SNGLTN_345 | TOMBAL__345B | TO_FROM | 74960.94 | 94328.7 | -2864.54 | 0 | 2151.518 | 3233.479 | -0.11759 | 0.11433 | -0.12642 | 0.36289 | 407.4161 | 297.6971 | 3852.04 | 2050.893 | 1744.392 | 2064.87 | 1678.135 | 1960.164 | 1661.652 | 2158.995 | 1853.134 | 2105.756 | 1627.963 | 2120.998 | 1642.079 | Competitive | Competitive | 1 | TRUE | TRUE | 1 | Competitive | 0.7895 | Competitive | 330.9259 | 206.8506 | 2383.282 | 1655.142 | 1924 | 1
DJEWSNG5 SNGXGC75_1 FROM_TO | DJEWSNG5 | SNGXGC75_1 | 1631 | 2 | 2 | GIBN_CREK_5 | SNGLTN_345 | FROM_TO | 74960.94 | 59012.9 | -317.655 | 0 | 2424.551 | 1553.219 | -0.23868 | 0.23838 | -0.24328 | 0.23838 | 3802.86 | 1546.004 | 0 | 1445.326 | 2058.867 | 1416.938 | 2161.346 | 1433.344 | 2013.56 | 2350.544 | 2300.574 | 1455.757 | 2129.6 | 1456.953 | 2132.244 | Competitive | Non-Competitive | 0 | TRUE | FALSE | 1 | Non-Competitive | 1.1175 | Non-Competitive | 4410.6 | 1400.728 | 1424.259 | 2225.498 | 1631 | 1
DJEWSNG5 SNGXGC75_1 TO_FROM | DJEWSNG5 | SNGXGC75_1 | 1631 | 2 | 2 | GIBN_CREK_5 | SNGLTN_345 | TO_FROM | 74960.94 | 73665.2 | -2249.56 | 0 | 1553.218 | 2424.552 | -0.23838 | 0.23868 | -0.23838 | 0.24329 | 1490.235 | 1318.489 | 3852.04 | 1807.924 | 1788.737 | 1927.472 | 1761.729 | 1768.346 | 1772.628 | 2029.028 | 2350.544 | 1902.652 | 1747.921 | 1905.257 | 1749.473 | Non-Competitive | Competitive | 1 | TRUE | TRUE | 1 | Competitive | 1.1175 | Competitive | 1338.363 | 1130.722 | 2150.589 | 1765.476 | 1631 | 1
DJEWSNG5 SNGXGC99_1 FROM_TO | DJEWSNG5 | SNGXGC99_1 | 1631 | 2 | 2 | GIBN_CREK_5 | SNGLTN_345 | FROM_TO | 74960.94 | 59012.9 | -317.655 | 0 | 2424.551 | 1553.219 | -0.23868 | 0.23838 | -0.24328 | 0.23838 | 3802.86 | 1546.004 | 0 | 1445.326 | 2058.867 | 1416.938 | 2161.346 | 1433.344 | 2013.56 | 2350.544 | 2300.574 | 1455.757 | 2129.6 | 1456.953 | 2132.244 | Competitive | Non-Competitive | 0 | TRUE | FALSE | 1 | Non-Competitive | 0.8205 | Non-Competitive | 4410.6 | 1400.728 | 1424.259 | 2225.498 | 1631 | 1
DJEWSNG5 SNGXGC99_1 TO_FROM | DJEWSNG5 | SNGXGC99_1 | 1631 | 2 | 2 | GIBN_CREK_5 | SNGLTN_345 | TO_FROM | 74960.94 | 73665.2 | -2249.56 | 0 | 1553.218 | 2424.552 | -0.23838 | 0.23868 | -0.23838 | 0.24329 | 1490.235 | 1318.489 | 3852.04 | 1807.924 | 1788.737 | 1927.472 | 1761.729 | 1768.346 | 1772.628 | 2029.028 | 2350.544 | 1902.652 | 1747.921 | 1905.257 | 1749.473 | Non-Competitive | Competitive | 1 | TRUE | TRUE | 1 | Competitive | 0.8205 | Competitive | 1338.363 | 1130.722 | 2150.589 | 1765.476 | 1631 | 1
DSNG_TB5 240__A FROM_TO | DSNG_TB5 | 240__A | 1450 | 2 | 2 | JEWETT_S5 | SNGLTN_345 | FROM_TO | 74960.94 | 66429.06 | -581.052 | 0 | 2600.22 | 1825.233 | -0.12884 | 0.092319 | -0.15992 | 0.17276 | 1984.368 | 882.2942 | 0 | 1400.644 | 1923.458 | 1365.741 | 2044.819 | 1414.662 | 1765.42 | 1365.741 | 2091.207 | 1452.939 | 1990.853 | 1448.82 | 2017.579 | Non-Competitive | Non-Competitive | 0 | TRUE | FALSE | 1 | Non-Competitive | 0.719 | Non-Competitive | 2316.461 | 770.2653 | 1408.765 | 2096.844 | 1435 | 1
DSNG_TB5 240__A TO_FROM | DSNG_TB5 | 240__A | 1450 | 2 | 2 | JEWETT_S5 | SNGLTN_345 | TO_FROM | 74960.94 | 77615.14 | -1013.69 | 0 | 1825.233 | 2600.22 | -0.09232 | 0.12884 | -0.17276 | 0.15992 | 1055.971 | 807.6922 | 2965.84 | 1682.678 | 1753.423 | 1825.365 | 1711.04 | 1545.918 | 1768.67 | 1850.075 | 1711.04 | 1768.033 | 1761.52 | 1791.852 | 1756.746 | Competitive | Competitive | 1 | TRUE | TRUE | 1 | Competitive | 0.719 | Competitive | 1009.969 | 715.9594 | 2009.494 | 1770.381 | 1435 | 1
DSNG_TB5 260_A_1 FROM_TO | DSNG_TB5 | 260_A_1 | 1450 | 2 | 2 | JEWETT_N5 | SNGLTN_345 | FROM_TO | 74960.94 | 67081.47 | -592.821 | 0 | 2596.791 | 1828.545 | -0.11725 | 0.090771 | -0.15069 | 0.1613 | 1891.828 | 828.031 | 0 | 1483.561 | 1931.023 | 1483.561 | 2055.229 | 1500.833 | 1763.783 | 1402.812 | 2055.229 | 1566.717 | 2008.192 | 1561.617 | 2038.185 | Non-Competitive | Non-Competitive | 0 | TRUE | FALSE | 1 | Non-Competitive | 0.836 | Non-Competitive | 2194.895 | 712.7378 | 1526.362 | 2118.799 | 1435 | 1
DSNG_TB5 260_A_1 TO_FROM | DSNG_TB5 | 260_A_1 | 1450 | 2 | 2 | JEWETT_N5 | SNGLTN_345 | TO_FROM | 74960.94 | 78283.34 | -922.054 | 0 | 1828.545 | 2596.791 | -0.09077 | 0.11725 | -0.1613 | 0.15069 | 1005.778 | 781.7043 | 2965.84 | 1691.209 | 1843.996 | 1834.055 | 1843.996 | 1543.331 | 1863.369 | 1834.055 | 1746.32 | 1781.583 | 1874.4 | 1809.206 | 1868.519 | Competitive | Competitive | 1 | TRUE | TRUE | 1 | Competitive | 0.836 | Competitive | 957.0788 | 689.6727 | 2029.819 | 1890.196 | 1435 | 1
DSNG_TB5 KDLKG_75_A FROM_TO | DSNG_TB5 | KDLKG_75_A | 1710 | 2 | 2 | KING____345A | KUYDAL755010 | FROM_TO | 74960.94 | 76612.96 | 57.8261 | 0 | 0 | 10000 | -0.99923 | 0.000771 | -0.99923 | 0.000771 | 57.7916 | 57.866 | 0 |  | 10000 | 798.328 | 10000 | 798.328 | 10000 | 798.328 | 10000 | 798.328 | 10000 | 798.328 | 10000 | Competitive | Competitive | 1 | TRUE | FALSE | 1 | Non-Competitive | 0.789 | Competitive | 58.1873 | 57.8543 | 792.967 | 10000 | 1677 | 1
DSNG_TB5 KDLKG_75_A TO_FROM | DSNG_TB5 | KDLKG_75_A | 1710 | 2 | 2 | KING____345A | KUYDAL755010 | TO_FROM | 74960.94 | 94328.7 | -57.8138 | 0 | 10000 | 798.328 | -0.00077 | 0.99923 | -0.00077 | 0.99923 | 875.2004 | 880.7103 | 7134.64 | 10000 |  | 10000 | 934.641 | 10000 | 934.641 | 10000 | 934.641 | 10000 | 934.641 | 10000 | 934.641 | Competitive | Competitive | 1 | TRUE | FALSE | 1 | Non-Competitive | 0.789 | Competitive | 875.2066 | 879.6462 | 10000 | 933.599 | 1677 | 1
DSNG_TB5 KDLRNS75_A FROM_TO | DSNG_TB5 | KDLRNS75_A | 1710 | 2 | 2 | ROANS___345C | KUYDAL755010 | FROM_TO | 74960.94 | 94328.7 | 0 | 0 | 10000 | 798.328 | 0 | 1 | 0 | 1 | 933 | 0 | 0 | 10000 |  | 10000 |  | 10000 |  | 10000 |  | 10000 |  | 10000 | 0 | Competitive | Competitive | 1 | TRUE | FALSE | 1 | Non-Competitive | 0.797 | Competitive | 933 | 0 | 10000 | 0 | 1677 | 1
DSNG_TB5 KDLRNS75_A TO_FROM | DSNG_TB5 | KDLRNS75_A | 1710 | 2 | 2 | ROANS___345C | KUYDAL755010 | TO_FROM | 74960.94 | 76670.94 | 0 | 0 | 798.328 | 10000 | -1 | 0 | -1 | 0 | 0 | 0 | 0 |  | 10000 |  | 10000 |  | 10000 |  | 10000 |  | 10000 | 0 | 10000 | Competitive | Competitive | 1 | TRUE | FALSE | 1 | Non-Competitive | 0.797 | Competitive | 0 | 0 | 0 | 10000 | 1677 | 1
DSNG_TB5 KDLRTW74_A FROM_TO | DSNG_TB5 | KDLRTW74_A | 2194 | 2 | 2 | KUYDAL745005 | RTHWOD__345A | FROM_TO | 74960.94 | 84686.48 | -479.921 | 0 | 1336.793 | 2079.211 | -0.07285 | 0.012401 | -0.24305 | 0.71774 | -0.13687 | -459.919 | 0 |  | 2085.246 | 3868.908 | 2062.786 | 1470.006 | 1956.431 | 4456.738 | 2066.428 | 2782.704 | 1975.905 | 3949.966 | 2001.72 | Competitive | Competitive | 1 | TRUE | FALSE | 1 | Non-Competitive | 0.742 | Competitive | -2.6353 | -477.098 | 3805.497 | 2008.649 | 2170 | 1
DSNG_TB5 KDLRTW74_A TO_FROM | DSNG_TB5 | KDLRTW74_A | 2194 | 2 | 2 | KUYDAL745005 | RTHWOD__345A | TO_FROM | 74960.94 | 77092.83 | -20.4285 | 0 | 2079.211 | 1406.688 | -0.0124 | 0.072853 | -0.71774 | 0.24305 | 654.1239 | 289.3698 | 0 | 2085.246 |  | 2062.786 | 3868.908 | 1894.374 | 1688.483 | 2066.428 | 4456.738 | 1965.706 | 2897.904 | 2001.72 | 3949.966 | Competitive | Competitive | 1 | TRUE | FALSE | 1 | Non-Competitive | 0.742 | Competitive | 666.309 | 219.0168 | 2008.649 | 3805.497 | 2170 | 1
DSNG_TB5 KDLTB_74_A FROM_TO | DSNG_TB5 | KDLTB_74_A | 1710 | 2 | 2 | KUYDAL745005 | TOMBAL__345B | FROM_TO | 74960.94 | 76812.24 | -98.9985 | 0 | 2297.063 | 1231.573 | -0.01345 | 0.071808 | -0.60823 | 0.28122 | 575.2081 | 214.1201 | 0 | 2082.064 |  | 2060.289 | 3907.05 | 1948.906 | 1054.968 | 2319.864 | 4474.176 | 1976.013 | 2187.804 | 2002.702 | 3945.155 | Competitive | Competitive | 1 | TRUE | FALSE | 1 | Non-Competitive | 0.797 | Competitive | 583.8904 | 200.3826 | 2011.106 | 3765.72 | 1677 | 1
DSNG_TB5 KDLTB_74_A TO_FROM | DSNG_TB5 | KDLTB_74_A | 1710 | 2 | 2 | KUYDAL745005 | TOMBAL__345B | TO_FROM | 74960.94 | 80925.16 | -423.045 | 0 | 1336.979 | 2249.243 | -0.07181 | 0.013446 | -0.28122 | 0.60823 | 78.6904 | -381.451 | 0 |  | 2082.064 | 3907.05 | 2060.289 | 887.933 | 2005.343 | 4474.176 | 2319.864 | 1979.339 | 1983.434 | 3945.155 | 2002.702 | Competitive | Competitive | 1 | TRUE | FALSE | 1 | Non-Competitive | 0.797 | Competitive | 86.1423 | -403.759 | 3765.72 | 2011.106 | 1677 | 1
DSNG_TB5 KG_RTW74_A FROM_TO | DSNG_TB5 | KG_RTW74_A | 1710 | 2 | 2 | KING____345A | RTHWOD__345A | FROM_TO | 74960.94 | 76109.11 | 89.9287 | 0 | 10000 | 1256.265 | -0.01366 | 0.1047 | -0.63013 | 0.1047 | 985.9757 | 170.155 | 0 | 2100.688 |  | 2065.751 | 4393.198 | 1690.907 | 2415.302 | 2629.685 | 4433.991 | 1974.539 | 3660.649 | 2033.85 | 4294.463 | Competitive | Competitive | 1 | TRUE | FALSE | 1 | Non-Competitive | 0.703 | Competitive | 997.5046 | 168.5502 | 2048.372 | 4137.175 | 1710 | 1
DSNG_TB5 KG_RTW74_A TO_FROM | DSNG_TB5 | KG_RTW74_A | 1710 | 2 | 2 | KING____345A | RTHWOD__345A | TO_FROM | 74960.94 | 94328.7 | -898.825 | 0 | 1236.876 | 10000 | -0.1047 | 0.013656 | -0.1047 | 0.63013 | -372.762 | -677.136 | 0 |  | 2100.688 | 4393.198 | 2065.751 | 2292.829 | 1779.182 | 4433.991 | 2629.685 | 3613.263 | 1987.161 | 4294.463 | 2033.85 | Competitive | Competitive | 1 | TRUE | FALSE | 1 | Non-Competitive | 0.703 | Competitive | -329.386 | -711.993 | 4137.175 | 2048.372 | 1710 | 1
DSNG_TB5 SARC_CMNSW_1 FROM_TO | DSNG_TB5 | SARC_CMNSW_1 | 1515 | 2 | 2 | COMCHESS1_5 | BROWN_5 | FROM_TO | 74960.94 | 79615.18 | -1368.98 | 0 | 1877.981 | 724.662 | -0.08676 | 0.085435 | -0.22867 | 0.39805 | 524.4491 | -48.4852 | 0 | 2180.552 | 1201.474 | 2032.707 | 3045.356 | 2216.472 | 828.106 | 3783.412 | 3045.356 | 2922.606 | 1579.34 | 2901.523 | 1944.977 | Competitive | Competitive | 1 | TRUE | FALSE | 1 | Non-Competitive | 0.75 | #N/A | #N/A | #N/A | #N/A | #N/A | #N/A | #N/A
DSNG_TB5 SARC_CMNSW_1 TO_FROM | DSNG_TB5 | SARC_CMNSW_1 | 1515 | 2 | 2 | COMCHESS1_5 | BROWN_5 | TO_FROM | 74960.94 | 75208.98 | -199.437 | 0 | 752.934 | 1730.894 | -0.08543 | 0.11839 | -0.39805 | 0.22867 | 1423.384 | 262.2804 | 0 | 688.152 | 2217.407 | 895.307 | 2055.663 | 585.361 | 2252.651 | 936.188 | 3843.159 | 798.126 | 2964.898 | 848.301 | 2943.961 | Competitive | Competitive | 1 | TRUE | FALSE | 1 | Non-Competitive | 0.75 | #N/A | #N/A | #N/A | #N/A | #N/A | #N/A | #N/A
DSNG_TB5 SNGXGC75_1 FROM_TO | DSNG_TB5 | SNGXGC75_1 | 1631 | 2 | 2 | GIBN_CREK_5 | SNGLTN_345 | FROM_TO | 74960.94 | 71390.62 | -7.3652 | 0 | 1685.309 | 2848.716 | -0.08471 | 0.30915 | -0.14909 | 0.30915 | 1787.945 | 628.3394 | 0 | 1395.19 | 2206.642 | 2984.017 | 2231.081 | 1325.499 | 2140.129 | 3264.811 | 2231.081 | 1285.4 | 2300.023 | 1294.598 | 2314.038 | Non-Competitive | Non-Competitive | 0 | TRUE | FALSE | 1 | Non-Competitive | 0.703 | Non-Competitive | 2073.807 | 566.9646 | 1282.533 | 2432.823 | 1631 | 1
DSNG_TB5 SNGXGC75_1 TO_FROM | DSNG_TB5 | SNGXGC75_1 | 1631 | 2 | 2 | GIBN_CREK_5 | SNGLTN_345 | TO_FROM | 74960.94 | 78031.47 | -1202.26 | 0 | 2378.863 | 1536.742 | -0.30915 | 0.084706 | -0.30915 | 0.14909 | 763.5131 | 494.4923 | 3852.04 | 1961.183 | 1704.526 | 1981.541 | 2984.017 | 1877.24 | 1608.821 | 1981.541 | 3264.811 | 2040.022 | 1455.485 | 2057.776 | 1466.189 | Competitive | Competitive | 1 | TRUE | TRUE | 1 | Competitive | 0.703 | Competitive | 668.0375 | 400.95 | 2362.761 | 1479.126 | 1631 | 1
DSNG_TB5 SNGXGC99_1 FROM_TO | DSNG_TB5 | SNGXGC99_1 | 1631 | 2 | 2 | GIBN_CREK_5 | SNGLTN_345 | FROM_TO | 74960.94 | 71390.62 | -7.3652 | 0 | 1685.309 | 2848.716 | -0.08471 | 0.30915 | -0.14909 | 0.30915 | 1787.945 | 628.3394 | 0 | 1395.19 | 2206.642 | 2984.017 | 2231.081 | 1325.499 | 2140.129 | 3264.811 | 2231.081 | 1285.4 | 2300.023 | 1294.598 | 2314.038 | Non-Competitive | Non-Competitive | 0 | TRUE | FALSE | 1 | Non-Competitive | 0.711 | Non-Competitive | 2073.807 | 566.9646 | 1282.533 | 2432.823 | 1631 | 1
DSNG_TB5 SNGXGC99_1 TO_FROM | DSNG_TB5 | SNGXGC99_1 | 1631 | 2 | 2 | GIBN_CREK_5 | SNGLTN_345 | TO_FROM | 74960.94 | 78031.47 | -1202.26 | 0 | 2378.863 | 1536.742 | -0.30915 | 0.084706 | -0.30915 | 0.14909 | 763.5131 | 494.4923 | 3852.04 | 1961.183 | 1704.526 | 1981.541 | 2984.017 | 1877.24 | 1608.821 | 1981.541 | 3264.811 | 2040.022 | 1455.485 | 2057.776 | 1466.189 | Competitive | Competitive | 1 | TRUE | TRUE | 1 | Competitive | 0.711 | Competitive | 668.0375 | 400.95 | 2362.761 | 1479.126 | 1631 | 1
DTHSLCS5 1295__A FROM_TO | DTHSLCS5 | 1295__A | 493 | 2 | 2 | TEMP_SS__8 | TEMP_PEC__8 | FROM_TO | 74960.94 | 76842.42 | -165.796 | 0 | 1260.041 | 1819.238 | -0.01607 | 0.020824 | -0.24158 | 0.24101 | 41.5902 | -4.9156 | 2929.84 | 10000 |  | 1650.994 | 1582.447 | 984.475 | 1691.014 | 3470.63 | 9537.616 | 1641.303 | 1589.883 | 2124.946 | 1518.335 | Competitive | Competitive | 1 | TRUE | TRUE | 1 | Competitive | 0.719 | Competitive | 57.689 | -3.0946 | 2067.717 | 1591.106 | 492 | 1
DTHSLCS5 1295__A TO_FROM | DTHSLCS5 | 1295__A | 493 | 2 | 2 | TEMP_SS__8 | TEMP_PEC__8 | TO_FROM | 74960.94 | 75949.3 | -73.4285 | 0 | 2275.259 | 1246.233 | -0.02082 | 0.016068 | -0.24101 | 0.24158 | 250.2758 | 61.0209 | 5.14 |  | 10000 | 1365.269 | 1800.499 | 1386.938 | 1115.275 | 9537.616 | 3470.63 | 1367.234 | 1824.212 | 1352.051 | 2268.349 | Competitive | Competitive | 1 | TRUE | FALSE | 1 | Non-Competitive | 0.719 | Competitive | 283.0314 | 35.5429 | 1503.588 | 2208.623 | 492 | 1
DTHSLCS5 1830__A FROM_TO | DTHSLCS5 | 1830__A | 84 | 2 | 2 | MCGREGPH1_8 | MCGREG_T_8 | FROM_TO | 74960.94 | 76765.24 | -24.7576 | 0 | 1732.679 | 1263.186 | -0.00103 | 0.001466 | -0.04589 | 0.91794 | -0.24635 | -12.2412 | 0 |  |  | 4289.941 | 1032.099 | 1535.014 | 939.635 | 9340.598 | 1312.485 | 1715.071 | 1028.225 | 5790.818 | 1135.927 | Competitive | Competitive | 1 | FALSE | FALSE | 1 | Non-Competitive | 0.75 | Competitive | -7.7847 | -13.684 | 9375.289 | 1020.777 | 83 | 1
DTHSLCS5 1830__A TO_FROM | DTHSLCS5 | 1830__A | 84 | 2 | 2 | MCGREGPH1_8 | MCGREG_T_8 | TO_FROM | 74960.94 | 75027.24 | 5.0175 | 0 | 1393.131 | 1823.654 | -0.00147 | 0.001035 | -0.91794 | 0.045891 | 21.7711 | 3.0468 | 0 |  |  | 893.067 | 4289.941 | 827.503 | 1629.742 | 1136.347 | 9340.598 | 908.405 | 1752.445 | 992.164 | 5790.818 | Competitive | Competitive | 1 | FALSE | FALSE | 1 | Non-Competitive | 0.75 | Competitive | 22.895 | 6.5793 | 904.85 | 9375.289 | 83 | 1
DTHSLCS5 1830__B FROM_TO | DTHSLCS5 | 1830__B | 214 | 2 | 2 | SPGVALLYP_8 | MCGREG_T_8 | FROM_TO | 74960.94 | 75076.81 | -211.749 | 0 | 2240.272 | 1177.007 | -0.01299 | 0.020933 | -0.44543 | 0.49266 | 152.1546 | -53.135 | 0 | 9326.555 |  | 1823.191 | 1199.412 | 1442.74 | 960.683 | 9326.555 | 1316.914 | 1502.545 | 1122.486 | 1735.865 | 1276.996 | Competitive | Competitive | 1 | TRUE | TRUE | 1 | Competitive | 0.758 | Competitive | 149.876 | -69.0402 | 1663.811 | 1315.043 | 213 | 1
DTHSLCS5 1830__B TO_FROM | DTHSLCS5 | 1830__B | 214 | 2 | 2 | SPGVALLYP_8 | MCGREG_T_8 | TO_FROM | 74960.94 | 75011.67 | -59.0371 | 0 | 1249.35 | 1800.685 | -0.02093 | 0.012988 | -0.49266 | 0.44543 | 154.0915 | 95.6164 | 2764.84 |  | 9326.555 | 1063.186 | 1836.617 | 846.676 | 1630.138 | 1144.398 | 9326.555 | 991.115 | 1590.843 | 1128.689 | 1746.91 | Competitive | Competitive | 1 | TRUE | TRUE | 1 | Competitive | 0.758 | Competitive | 182.7563 | 94.1081 | 1147.027 | 1741.813 | 213 | 1
DTHSLCS5 1830__C FROM_TO | DTHSLCS5 | 1830__C | 214 | 2 | 2 | MCGREG_T_8 | TEMPELMC__8 | FROM_TO | 74960.94 | 75639.09 | -236.512 | 0 | 2203.13 | 1249.356 | -0.01401 | 0.022399 | -0.08076 | 0.50867 | 153.7968 | -66.3625 | 0 | 9327.473 |  | 1898.594 | 1194.142 | 1446.255 | 959.176 | 9327.473 | 1316.541 | 1511.577 | 1114.455 | 1798.104 | 1272.605 | Competitive | Competitive | 1 | TRUE | TRUE | 1 | Competitive | 0.742 | Competitive | 138.1045 | -84.6518 | 1577.231 | 1312.024 | 213 | 1
DTHSLCS5 1830__C TO_FROM | DTHSLCS5 | 1830__C | 214 | 2 | 2 | MCGREG_T_8 | TEMPELMC__8 | TO_FROM | 74960.94 | 74963.72 | -54.0157 | 0 | 1263.19 | 1771.101 | -0.0224 | 0.014014 | -0.50868 | 0.080762 | 174.5192 | 111.3194 | 2764.84 |  | 9327.473 | 1058.936 | 1904.557 | 845.302 | 1628.779 | 1143.941 | 9327.473 | 984.062 | 1596.021 | 1124.939 | 1803.573 | Competitive | Competitive | 1 | TRUE | TRUE | 1 | Competitive | 0.742 | Competitive | 202.6333 | -77.2056 | 1143.888 | 1652.655 | 213 | 1
DTHSLCS5 1830__E FROM_TO | DTHSLCS5 | 1830__E | 214 | 2 | 2 | SPGVALLYP_8 | COTTONB_T_8 | FROM_TO | 74960.94 | 75047.45 | -204.014 | 0 | 2240.998 | 1249.353 | -0.01288 | 0.021036 | -0.50723 | 0.4281 | 159.9055 | -45.3731 | 0 | 9326.467 |  | 1825.343 | 1200.651 | 1440.55 | 962.209 | 9326.467 | 1317.36 | 1496.857 | 1129.66 | 1733.077 | 1279.168 | Competitive | Competitive | 1 | TRUE | TRUE | 1 | Competitive | 0.859 | Competitive | 157.5952 | -61.2921 | 1661.353 | 1316.73 | 213 | 1
DTHSLCS5 1830__E TO_FROM | DTHSLCS5 | 1830__E | 214 | 2 | 2 | SPGVALLYP_8 | COTTONB_T_8 | TO_FROM | 74960.94 | 75037.39 | -66.7559 | 0 | 1249.353 | 1801.237 | -0.02104 | 0.012885 | -0.4281 | 0.50723 | 146.3436 | 88.1972 | 2929.84 |  | 9326.467 | 1064.167 | 1838.812 | 848.092 | 1631.035 | 1144.86 | 9326.467 | 997.357 | 1587.586 | 1130.539 | 1744.128 | Competitive | Competitive | 1 | TRUE | TRUE | 1 | Competitive | 0.859 | Competitive | 175.0269 | 86.3882 | 1148.729 | 1739.5 | 213 | 1
DTHSLCS5 1830__F FROM_TO | DTHSLCS5 | 1830__F | 214 | 2 | 2 | WACOATCO1_8 | COTTONB_T_8 | FROM_TO | 74960.94 | 75112.4 | -77.3249 | 0 | 1249.367 | 2241.591 | -0.02118 | 0.012744 | -0.28604 | 0.57176 | 135.7384 | 78.0423 | 2929.84 |  | 9326.347 | 1125.312 | 1750.407 | 850.338 | 1632.261 | 1145.512 | 9326.347 | 1006.203 | 1583.572 | 1163.703 | 1671.624 | Competitive | Competitive | 1 | TRUE | TRUE | 1 | Competitive | 0.7115 | Competitive | 163.4721 | 76.0691 | 1151.127 | 1736.773 | 213 | 1
DTHSLCS5 1830__F TO_FROM | DTHSLCS5 | 1830__F | 214 | 2 | 2 | WACOATCO1_8 | COTTONB_T_8 | TO_FROM | 74960.94 | 75019.17 | -193.422 | 0 | 2241.591 | 1249.367 | -0.01274 | 0.021177 | -0.57176 | 0.28604 | 170.5222 | -34.7412 | 0 | 9326.347 |  | 1738.199 | 1277.49 | 1437.68 | 964.646 | 9326.347 | 1317.989 | 1489.542 | 1139.828 | 1661.432 | 1320.375 | Competitive | Competitive | 1 | TRUE | TRUE | 1 | Competitive | 0.7115 | Competitive | 169.2362 | -50.674 | 1658.418 | 1319.106 | 213 | 1
DTHSLCS5 1830__G FROM_TO | DTHSLCS5 | 1830__G | 597 | 2 | 2 | WACO_W1_8 | WACOWOOD1_8 | FROM_TO | 74960.94 | 75418.34 | -128.428 | 0 | 1464.605 | 1177.625 | -0.01188 | 0.022042 | -0.77493 | 0.14897 | 235.6715 | 30.5009 | 0 | 9325.646 |  | 1628.222 | 1284.262 | 1423.367 | 992.144 | 9325.646 | 1322.389 | 1454.458 | 1210.291 | 1557.4 | 1333.842 | Competitive | Competitive | 1 | TRUE | TRUE | 1 | Competitive | 0.711 | Competitive | 249.5241 | -3.6831 | 1634.026 | 1350.73 | 596 | 1
DTHSLCS5 1830__G TO_FROM | DTHSLCS5 | 1830__G | 597 | 2 | 2 | WACO_W1_8 | WACOWOOD1_8 | TO_FROM | 74960.94 | 78452.91 | -142.181 | 0 | 1249.415 | 1464.605 | -0.02204 | 0.011879 | -0.14897 | 0.77493 | 70.6601 | 15.7269 | 2929.84 |  | 9325.646 | 1130.587 | 1651.779 | 874.795 | 1639.564 | 1150.065 | 9325.646 | 1067.571 | 1567.916 | 1175.712 | 1576.428 | Competitive | Competitive | 1 | TRUE | TRUE | 1 | Competitive | 0.711 | Competitive | 80.6875 | 12.669 | 1179.743 | 1723.262 | 596 | 1
DTHSLCS5 1830__H FROM_TO | DTHSLCS5 | 1830__H | 597 | 2 | 2 | WACOWOOD1_8 | WACOATCO1_8 | FROM_TO | 74960.94 | 75500.67 | -158.896 | 0 | 1464.443 | 1249.38 | -0.01228 | 0.021637 | -0.7135 | 0.22466 | 205.1312 | -0.0829 | 0 | 9325.968 |  | 1731.681 | 1280.146 | 1429.45 | 976.052 | 9325.968 | 1320.202 | 1469.032 | 1175.658 | 1642.922 | 1326.756 | Competitive | Competitive | 1 | TRUE | TRUE | 1 | Competitive | 0.703 | Competitive | 217.6825 | -34.1492 | 1566.527 | 1327.416 | 596 | 1
DTHSLCS5 1830__H TO_FROM | DTHSLCS5 | 1830__H | 597 | 2 | 2 | WACOWOOD1_8 | WACOATCO1_8 | TO_FROM | 74960.94 | 77109.13 | -111.778 | 0 | 1177.328 | 1824.199 | -0.02164 | 0.012284 | -0.22466 | 0.7135 | 101.1671 | 44.9388 | 2929.84 |  | 9325.968 | 1127.399 | 1757.788 | 860.614 | 1636.197 | 1147.802 | 9325.968 | 1037.382 | 1573.574 | 1169.425 | 1663.433 | Competitive | Competitive | 1 | TRUE | TRUE | 1 | Competitive | 0.703 | Competitive | 114.1926 | 42.1863 | 1159.535 | 1639.001 | 596 | 1
DTHSLCS5 290__A FROM_TO | DTHSLCS5 | 290__A | 1072 | 2 | 2 | LAKE_CRK2_5 | THOUSE__5 | FROM_TO | 74960.94 | 71876.75 | 82.8635 | 0 | 1015.321 | 1521.919 | -0.24271 | 0.32368 | -0.52785 | 0.3334 | 2249.298 | 1338.753 | 2929.84 | 819.356 | 1788.249 | 10000 | 1567.368 | 819.071 | 1788.249 | 10000 | 2419.454 | 1172.701 | 1724.033 | 1172.751 | 1724.033 | Competitive | Non-Competitive | 0 | TRUE | TRUE | 0 | Non-Competitive | 0.7895 | Non-Competitive | 2275.916 | 1249.251 | 1195.833 | 1774.076 | 1065 | 1
DTHSLCS5 290__A TO_FROM | DTHSLCS5 | 290__A | 1072 | 2 | 2 | LAKE_CRK2_5 | THOUSE__5 | TO_FROM | 74960.94 | 72911.74 | -3458.18 | 0 | 1521.919 | 1015.321 | -0.32368 | 0.24271 | -0.3334 | 0.52785 | 1547.124 | -1404.02 | 0 | 1376.736 | 921.663 | 1265.342 | 10000 | 1376.736 | 921.313 | 2369.288 | 10000 | 1373.162 | 1303.758 | 1373.162 | 1303.817 | Competitive | Competitive | 0 | TRUE | TRUE | 1 | Competitive | 0.7895 | Competitive | 1686.733 | -1762.35 | 1466.637 | 1308.886 | 1065 | 1
DTMPLCS5 1295__A FROM_TO | DTMPLCS5 | 1295__A | 493 | 2 | 2 | TEMP_SS__8 | TEMP_PEC__8 | FROM_TO | 74960.94 | 74624.44 | -415.432 | 0 | 1109.863 | 1586.068 | -0.08201 | 0.056704 | -0.30588 | 0.22033 | 491.7172 | 235.8312 | 2929.84 | 1115.926 | 1701.763 | 1112.969 | 1750.083 | 837.49 | 1627.236 | 1160.101 | 9454.823 | 974.315 | 1545.521 | 1158.722 | 1574.855 | Competitive | Competitive | 1 | TRUE | TRUE | 1 | Competitive | 0.727 | Competitive | 516.058 | 214.1294 | 1155.404 | 1634.621 | 492 | 1
DTMPLCS5 1295__A TO_FROM | DTMPLCS5 | 1295__A | 493 | 2 | 2 | TEMP_SS__8 | TEMP_PEC__8 | TO_FROM | 74960.94 | 73117.16 | -701.895 | 0 | 1586.068 | 1156.935 | -0.0567 | 0.082013 | -0.22033 | 0.30588 | 816.2578 | -38.211 | 0 | 1472.815 | 1261.112 | 1723.655 | 1259.478 | 1347.891 | 948.953 | 9454.823 | 1335.496 | 1359.479 | 1099.073 | 1421.055 | 1307.727 | Competitive | Competitive | 0 | TRUE | TRUE | 1 | Competitive | 0.727 | Competitive | 905.721 | -163.053 | 1538.465 | 1321.184 | 492 | 1
DTMPLCS5 1830__A FROM_TO | DTMPLCS5 | 1830__A | 84 | 2 | 2 | MCGREGPH1_8 | MCGREG_T_8 | FROM_TO | 74960.94 | 76732.88 | -26.0246 | 0 | 1791.52 | 1263.186 | -0.00112 | 0.001707 | -0.0458 | 0.91804 | 3.0103 | -13.1236 | 0 |  |  | 4337.268 | 1033.089 | 1508.484 | 940.294 | 9442.542 | 1312.649 | 1713.774 | 1033.232 | 5935.701 | 1138.812 | Competitive | Competitive | 1 | FALSE | FALSE | 1 | Non-Competitive | 0.758 | Competitive | -7.4007 | -13.5562 | 9593.41 | 1059.304 | 83 | 1
DTMPLCS5 1830__A TO_FROM | DTMPLCS5 | 1830__A | 84 | 2 | 2 | MCGREGPH1_8 | MCGREG_T_8 | TO_FROM | 74960.94 | 75025.97 | 4.066 | 0 | 1386.562 | 1791.52 | -0.00171 | 0.001117 | -0.91804 | 0.045795 | 21.7952 | 3.8863 | 0 |  |  | 894.226 | 4337.268 | 829.681 | 1622.449 | 1136.655 | 9442.542 | 912.913 | 1760.62 | 995.079 | 5935.701 | Competitive | Competitive | 1 | FALSE | FALSE | 1 | Non-Competitive | 0.758 | Competitive | 23.0724 | 6.1939 | 934.954 | 9593.41 | 83 | 1
DTMPLCS5 1830__B FROM_TO | DTMPLCS5 | 1830__B | 214 | 2 | 2 | SPGVALLYP_8 | MCGREG_T_8 | FROM_TO | 74960.94 | 75000.96 | -240.014 | 0 | 2132.386 | 1249.355 | -0.01486 | 0.025306 | -0.44319 | 0.49495 | 184.5536 | -55.008 | 0 | 9421.348 |  | 1866.25 | 1197.176 | 1422.808 | 958.809 | 9421.348 | 1316.021 | 1497.739 | 1114.578 | 1794.121 | 1273.277 | Competitive | Competitive | 1 | TRUE | TRUE | 1 | Competitive | 0.711 | Competitive | 185.5979 | -73.832 | 1695.07 | 1312.582 | 213 | 1
DTMPLCS5 1830__B TO_FROM | DTMPLCS5 | 1830__B | 214 | 2 | 2 | SPGVALLYP_8 | MCGREG_T_8 | TO_FROM | 74960.94 | 74961.77 | -76.1433 | 0 | 1249.355 | 2132.386 | -0.02531 | 0.014865 | -0.49495 | 0.44319 | 176.5497 | 105.129 | 2929.84 |  | 9421.348 | 1061.513 | 1871.898 | 845.057 | 1621.622 | 1143.676 | 9421.348 | 984.454 | 1596.732 | 1125.751 | 1799.622 | Competitive | Competitive | 1 | TRUE | TRUE | 1 | Competitive | 0.711 | Competitive | 207.6988 | -102.907 | 1144.761 | 1778.55 | 213 | 1
DTMPLCS5 1830__C FROM_TO | DTMPLCS5 | 1830__C | 214 | 2 | 2 | MCGREG_T_8 | TEMPELMC__8 | FROM_TO | 74960.94 | 75155.04 | -266.035 | 0 | 1680.837 | 1249.361 | -0.01598 | 0.027013 | -0.07876 | 0.51102 | 187.8372 | -70.8596 | 0 | 9422.66 |  | 1981.422 | 1167.909 | 1425.917 | 957.705 | 9422.66 | 1315.734 | 1506.821 | 1108.044 | 1896.551 | 1257.129 | Competitive | Competitive | 1 | TRUE | TRUE | 1 | Competitive | 0.711 | Competitive | 179.3186 | -89.3777 | 1858.61 | 1274.909 | 213 | 1
DTMPLCS5 1830__C TO_FROM | DTMPLCS5 | 1830__C | 214 | 2 | 2 | MCGREG_T_8 | TEMPELMC__8 | TO_FROM | 74960.94 | 74914.26 | -72.0787 | 0 | 1177.059 | 1680.835 | -0.02701 | 0.015982 | -0.51102 | 0.078755 | 197.9696 | 121.1831 | 2929.84 |  | 9422.66 | 1037.984 | 1981.422 | 843.984 | 1620.45 | 1143.309 | 9422.66 | 978.704 | 1602.267 | 1112.583 | 1896.551 | Competitive | Competitive | 1 | TRUE | TRUE | 1 | Competitive | 0.711 | Competitive | 228.5997 | -96.977 | 1114.564 | 1955.347 | 213 | 1
DTMPLCS5 1830__E FROM_TO | DTMPLCS5 | 1830__E | 214 | 2 | 2 | SPGVALLYP_8 | COTTONB_T_8 | FROM_TO | 74960.94 | 74980.75 | -232.279 | 0 | 2133.222 | 1177.09 | -0.01476 | 0.025409 | -0.50494 | 0.43044 | 192.3072 | -47.249 | 0 | 9420.885 |  | 1868.229 | 1202.281 | 1421.238 | 959.976 | 9420.885 | 1316.396 | 1492.333 | 1120.661 | 1790.836 | 1277.067 | Competitive | Competitive | 1 | TRUE | TRUE | 1 | Competitive | 0.75 | Competitive | 193.3203 | -66.0666 | 1598.785 | 1313.981 | 213 | 1
DTMPLCS5 1830__E TO_FROM | DTMPLCS5 | 1830__E | 214 | 2 | 2 | SPGVALLYP_8 | COTTONB_T_8 | TO_FROM | 74960.94 | 74979.86 | -83.862 | 0 | 1249.359 | 1703.554 | -0.02541 | 0.014762 | -0.43044 | 0.50494 | 168.8313 | 97.7126 | 2929.84 |  | 9420.885 | 1065.6 | 1873.893 | 846.16 | 1622.465 | 1144.067 | 9420.885 | 989.751 | 1593.37 | 1128.886 | 1796.312 | Competitive | Competitive | 1 | TRUE | TRUE | 1 | Competitive | 0.75 | Competitive | 199.9736 | -110.643 | 1146.175 | 1675.242 | 213 | 1
DTMPLCS5 1830__F FROM_TO | DTMPLCS5 | 1830__F | 214 | 2 | 2 | WACOATCO1_8 | COTTONB_T_8 | FROM_TO | 74960.94 | 75025.88 | -94.431 | 0 | 1249.376 | 1704.058 | -0.02555 | 0.014621 | -0.28848 | 0.56942 | 158.2627 | 87.5577 | 2929.84 |  | 9420.257 | 1066.743 | 1836.998 | 847.879 | 1623.614 | 1144.616 | 9420.257 | 997.233 | 1589.131 | 1131.042 | 1754.332 | Competitive | Competitive | 1 | TRUE | TRUE | 1 | Competitive | 0.719 | Competitive | 181.969 | -110.124 | 1148.159 | 1666.927 | 213 | 1
DTMPLCS5 1830__F TO_FROM | DTMPLCS5 | 1830__F | 214 | 2 | 2 | WACOATCO1_8 | COTTONB_T_8 | TO_FROM | 74960.94 | 74959.91 | -221.687 | 0 | 2133.906 | 1177.261 | -0.01462 | 0.02555 | -0.56942 | 0.28848 | 202.924 | -36.625 | 0 | 9420.257 |  | 1831.452 | 1203.723 | 1419.188 | 961.818 | 9420.257 | 1316.923 | 1485.322 | 1129.255 | 1749.098 | 1279.594 | Competitive | Competitive | 1 | TRUE | TRUE | 1 | Competitive | 0.719 | Competitive | 210.7872 | -66.5295 | 1590.511 | 1315.942 | 213 | 1
DTMPLCS5 1830__G FROM_TO | DTMPLCS5 | 1830__G | 597 | 2 | 2 | WACO_W1_8 | WACOWOOD1_8 | FROM_TO | 74960.94 | 75376.68 | -156.693 | 0 | 1726.234 | 1249.434 | -0.01376 | 0.026415 | -0.77245 | 0.15151 | 268.0733 | 28.5688 | 0 | 9416.553 |  | 1730.834 | 1280.903 | 1408.739 | 981.48 | 9416.553 | 1320.541 | 1450.673 | 1188.432 | 1645.576 | 1327.593 | Competitive | Competitive | 1 | TRUE | TRUE | 1 | Competitive | 0.7815 | Competitive | 287.3056 | -12.5153 | 1664.506 | 1329.252 | 596 | 1
DTMPLCS5 1830__G TO_FROM | DTMPLCS5 | 1830__G | 597 | 2 | 2 | WACO_W1_8 | WACOWOOD1_8 | TO_FROM | 74960.94 | 78263.95 | -159.287 | 0 | 1249.434 | 1726.234 | -0.02642 | 0.013756 | -0.15151 | 0.77245 | 93.4095 | 25.2423 | 2929.84 |  | 9416.553 | 1128.141 | 1756.756 | 865.566 | 1630.468 | 1148.382 | 9416.553 | 1048.771 | 1570.735 | 1170.51 | 1665.891 | Competitive | Competitive | 1 | TRUE | TRUE | 1 | Competitive | 0.7815 | Competitive | 103.7095 | 21.6805 | 1161.673 | 1744.02 | 596 | 1
DTMPLCS5 1830__H FROM_TO | DTMPLCS5 | 1830__H | 597 | 2 | 2 | WACOWOOD1_8 | WACOATCO1_8 | FROM_TO | 74960.94 | 75455.67 | -187.161 | 0 | 1725.972 | 1177.402 | -0.01416 | 0.02601 | -0.71106 | 0.22715 | 237.533 | -1.9924 | 0 | 9418.258 |  | 1739.385 | 1278.714 | 1413.227 | 970.177 | 9418.258 | 1318.757 | 1465.29 | 1159.367 | 1661.929 | 1322.47 | Competitive | Competitive | 1 | TRUE | TRUE | 1 | Competitive | 0.758 | Competitive | 255.7587 | -42.9401 | 1671.102 | 1322.725 | 596 | 1
DTMPLCS5 1830__H TO_FROM | DTMPLCS5 | 1830__H | 597 | 2 | 2 | WACOWOOD1_8 | WACOATCO1_8 | TO_FROM | 74960.94 | 76972.43 | -128.884 | 0 | 1177.402 | 1704.85 | -0.02601 | 0.014161 | -0.22715 | 0.71106 | 123.811 | 54.4542 | 2929.84 |  | 9418.258 | 1126.413 | 1751.44 | 855.499 | 1627.304 | 1146.526 | 9418.258 | 1023.447 | 1577.896 | 1165.89 | 1671.897 | Competitive | Competitive | 1 | TRUE | TRUE | 1 | Competitive | 0.758 | Competitive | 135.9481 | 51.1798 | 1155.036 | 1750.177 | 596 | 1
DTMPLCS5 280__A FROM_TO | DTMPLCS5 | 280__A | 1072 | 2 | 2 | LAKE_CRK1_5 | THOUSE_A_5 | FROM_TO | 74960.94 | 75226.61 | 38.2895 | 0 | 920.383 | 1059.688 | -0.06652 | 0.21868 | -0.5976 | 0.22326 | 896.4184 | 499.7793 | 2929.84 | 848.907 | 1765.935 | 10000 | 1751.985 | 893.794 | 1755.753 | 10000 | 1559.253 | 3129.337 | 1690.798 | 3163.995 | 1695.553 | Competitive | Competitive | 1 | TRUE | FALSE | 1 | Non-Competitive | 0.797 | Competitive | 907.9528 | 467.7359 | 3122.336 | 1780.115 | 1065 | 1
DTMPLCS5 280__A TO_FROM | DTMPLCS5 | 280__A | 1072 | 2 | 2 | LAKE_CRK1_5 | THOUSE_A_5 | TO_FROM | 74960.94 | 76782.23 | -1025.56 | 0 | 1059.688 | 1017.805 | -0.21868 | 0.066517 | -0.22326 | 0.5976 | 716.5111 | -475.353 | 0 | 1322.579 | 950.52 | 1312.055 | 10000 | 1320.217 | 1000.601 | 1168.195 | 10000 | 1293.394 | 3352.141 | 1295.809 | 3390.98 | Competitive | Competitive | 1 | TRUE | FALSE | 1 | Non-Competitive | 0.797 | Competitive | 708.5619 | -656.566 | 1457.24 | 3301.722 | 1065 | 1
DTMPLCS5 290__A FROM_TO | DTMPLCS5 | 290__A | 1072 | 2 | 2 | LAKE_CRK2_5 | THOUSE__5 | FROM_TO | 74960.94 | 75063.9 | 231.0132 | 0 | 1873.445 | 1097.81 | -0.1724 | 0.36099 | -0.42078 | 0.37274 | 1011.063 | 387.1516 | 0 | 1939.264 | 1919.126 | 10000 | 10000 | 1676.898 | 1476.29 | 10000 | 10000 | 6917.62 | 1943.38 | 7091.748 | 2260.609 | Competitive | Competitive | 1 | TRUE | FALSE | 1 | Non-Competitive | 0.703 | Competitive | 1016.369 | 340.6703 | 6987.43 | 2205.575 | 1065 | 1
DTMPLCS5 290__A TO_FROM | DTMPLCS5 | 290__A | 1072 | 2 | 2 | LAKE_CRK2_5 | THOUSE__5 | TO_FROM | 74960.94 | 77137.75 | -1185.57 | 0 | 1097.81 | 1956.568 | -0.36099 | 0.1724 | -0.37274 | 0.42078 | 278.9015 | -702.685 | 0 | 1048.792 | 2078.617 | 10000 | 10000 | 1001.003 | 1796.951 | 10000 | 10000 | 1174.851 | 7008.562 | 1247.203 | 7184.418 | Competitive | Competitive | 1 | TRUE | FALSE | 1 | Non-Competitive | 0.703 | Competitive | 398.7255 | -762.715 | 1179.984 | 6987.43 | 1065 | 1
DTMPLCS5 490__A FROM_TO | DTMPLCS5 | 490__A | 1072 | 2 | 2 | THOUSE__5 | TEMP_PEC__5 | FROM_TO | 74960.94 | 74721.93 | -734 | 0 | 1613.304 | 1166.533 | -0.06087 | 0.10615 | -0.58692 | 0.14108 | 1152.94 | 100.3764 | 0 | 1396.363 | 1273.073 | 1629.008 | 1273.073 | 1381.653 | 961.834 | 4881.062 | 1313.773 | 1396.623 | 1134.236 | 1405.286 | 1314.978 | Competitive | Competitive | 0 | TRUE | TRUE | 1 | Competitive | 0.711 | Competitive | 1200.781 | -86.7141 | 1492.711 | 1320.7 | 1065 | 1
DTMPLCS5 490__A TO_FROM | DTMPLCS5 | 490__A | 1072 | 2 | 2 | THOUSE__5 | TEMP_PEC__5 | TO_FROM | 74960.94 | 79956.62 | -658.758 | 0 | 1166.533 | 2054.954 | -0.10615 | 0.060872 | -0.14108 | 0.58692 | 453.4721 | 144.2901 | 2929.84 | 1122.591 | 1628.306 | 1122.591 | 1651.845 | 848.339 | 1635.25 | 1142.761 | 4881.062 | 1002.737 | 1549.134 | 1161.134 | 1548.779 | Competitive | Competitive | 1 | TRUE | TRUE | 1 | Competitive | 0.711 | Competitive | 479.2442 | 118.8409 | 1153.642 | 1590.054 | 1065 | 1
DTMPTHS5 1295__A FROM_TO | DTMPTHS5 | 1295__A | 493 | 2 | 2 | TEMP_SS__8 | TEMP_PEC__8 | FROM_TO | 74960.94 | 76708.67 | -187.877 | 0 | 1260.029 | 1781.495 | -0.02013 | 0.023491 | -0.23903 | 0.2437 | 67.0107 | 8.7275 | 2929.84 | 10000 | 10000 | 1487.131 | 1703.623 | 923.224 | 1682.415 | 3429.493 | 4199.272 | 1415.003 | 1577.442 | 1797.826 | 1601.958 | Competitive | Competitive | 1 | TRUE | TRUE | 1 | Competitive | 0.742 | Competitive | 87.8688 | 9.2225 | 1740.48 | 1682.659 | 492 | 1
DTMPTHS5 1295__A TO_FROM | DTMPTHS5 | 1295__A | 493 | 2 | 2 | TEMP_SS__8 | TEMP_PEC__8 | TO_FROM | 74960.94 | 75740.52 | -115.689 | 0 | 1781.495 | 1260.028 | -0.02349 | 0.020125 | -0.2437 | 0.23902 | 296.4433 | 62.3566 | 5.14 | 10000 | 10000 | 1468.101 | 1641.959 | 1382.612 | 1045.004 | 4199.272 | 3429.493 | 1362.691 | 1583.439 | 1430.014 | 1954.623 | Competitive | Competitive | 1 | TRUE | TRUE | 1 | Competitive | 0.742 | Competitive | 332.9446 | 28.9372 | 1586.2 | 1874.781 | 492 | 1
DTMPTHS5 1830__A FROM_TO | DTMPTHS5 | 1830__A | 84 | 2 | 2 | MCGREGPH1_8 | MCGREG_T_8 | FROM_TO | 74960.94 | 76477.4 | -36.3208 | 0 | 2023.083 | 1263.184 | -0.00181 | 0.002952 | -0.04574 | 0.91812 | 15.1828 | -13.7184 | 0 |  |  | 1559.247 | 1049.011 | 1429.571 | 941.737 | 9456.413 | 1311.39 | 1518.141 | 1045.516 | 1752.898 | 1153.356 | Competitive | Competitive | 1 | FALSE | TRUE | 1 | Non-Competitive | 0.703 | Competitive | -0.0108 | -13.8684 | 5708.117 | 1137.312 | 83 | 1
DTMPTHS5 1830__A TO_FROM | DTMPTHS5 | 1830__A | 84 | 2 | 2 | MCGREGPH1_8 | MCGREG_T_8 | TO_FROM | 74960.94 | 75016.61 | -1.9927 | 0 | 1338.835 | 1630.414 | -0.00295 | 0.001808 | -0.91812 | 0.045736 | 28.3753 | -0.94161 | 0 |  |  | 907.543 | 1559.247 | 830.109 | 1622.701 | 1136.515 | 9456.413 | 924.365 | 1612.48 | 1008.647 | 1752.898 | Competitive | Competitive | 1 | FALSE | TRUE | 1 | Non-Competitive | 0.703 | Competitive | 30.8817 | -2.2503 | 1001.099 | 5708.117 | 83 | 1
DTMPTHS5 1830__B FROM_TO | DTMPTHS5 | 1830__B | 214 | 2 | 2 | SPGVALLYP_8 | MCGREG_T_8 | FROM_TO | 74960.94 | 74656.08 | -360.362 | 0 | 1599.964 | 1163.622 | -0.02301 | 0.039976 | -0.44345 | 0.49602 | 326.0783 | -61.3344 | 0 | 9442.678 | 4459.459 | 1718.136 | 1168.339 | 1397.028 | 955.7 | 9442.678 | 1313.873 | 1448.712 | 1099.712 | 1635.768 | 1253.865 | Competitive | Competitive | 0 | TRUE | TRUE | 1 | Competitive | 0.9845 | Competitive | 359.8371 | -120.518 | 1656.631 | 1273.538 | 213 | 1
DTMPTHS5 1830__B TO_FROM | DTMPTHS5 | 1830__B | 214 | 2 | 2 | SPGVALLYP_8 | MCGREG_T_8 | TO_FROM | 74960.94 | 74759.11 | -148.894 | 0 | 1166.254 | 1628.807 | -0.03998 | 0.023011 | -0.49602 | 0.44345 | 254.0725 | 141.7739 | 2929.84 | 4459.459 | 9442.678 | 1038.634 | 1743.951 | 842.384 | 1622.403 | 1141.996 | 9442.678 | 972.018 | 1571.868 | 1110.468 | 1656.109 | Competitive | Competitive | 0 | TRUE | TRUE | 1 | Competitive | 0.9845 | Competitive | 278.1049 | 135.2888 | 1113.763 | 1735.016 | 213 | 1
DTMPTHS5 1830__C FROM_TO | DTMPTHS5 | 1830__C | 214 | 2 | 2 | MCGREG_T_8 | TEMPELMC__8 | FROM_TO | 74960.94 | 73053.39 | -396.679 | 0 | 1579.031 | 1156.925 | -0.02482 | 0.042928 | -0.08973 | 0.51082 | 341.263 | -75.168 | 0 | 9443.621 | 2505.972 | 1716.95 | 1167.528 | 1399.522 | 954.764 | 9443.621 | 1313.67 | 1452.589 | 1095.399 | 1637.416 | 1252.37 | Competitive | Competitive | 0 | TRUE | TRUE | 1 | Competitive | 0.719 | Competitive | 366.0593 | -139.064 | 1659.297 | 1271.33 | 213 | 1
DTMPTHS5 1830__C TO_FROM | DTMPTHS5 | 1830__C | 214 | 2 | 2 | MCGREG_T_8 | TEMPELMC__8 | TO_FROM | 74960.94 | 74692.06 | -150.887 | 0 | 1106.299 | 1579.031 | -0.04293 | 0.024819 | -0.51082 | 0.089729 | 282.2624 | 161.0465 | 2929.84 | 2505.972 | 9443.621 | 1037.973 | 1742.699 | 841.535 | 1623.1 | 1141.746 | 9443.621 | 968.226 | 1573.777 | 1109.152 | 1657.699 | Competitive | Competitive | 0 | TRUE | TRUE | 1 | Competitive | 0.719 | Competitive | 304.3571 | 153.5947 | 1111.639 | 1737.565 | 213 | 1
DTMPTHS5 1830__E FROM_TO | DTMPTHS5 | 1830__E | 214 | 2 | 2 | SPGVALLYP_8 | COTTONB_T_8 | FROM_TO | 74960.94 | 74677.37 | -352.635 | 0 | 1600.665 | 1163.696 | -0.02291 | 0.040079 | -0.50388 | 0.43289 | 333.8319 | -53.603 | 0 | 9442.328 | 4549.309 | 1719.033 | 1169.135 | 1395.181 | 956.349 | 9442.328 | 1314.101 | 1446.236 | 1103.445 | 1634.77 | 1255.178 | Competitive | Competitive | 0 | TRUE | TRUE | 1 | Competitive | 0.7345 | Competitive | 369.486 | -112.783 | 1655.503 | 1309.858 | 213 | 1
DTMPTHS5 1830__E TO_FROM | DTMPTHS5 | 1830__E | 214 | 2 | 2 | SPGVALLYP_8 | COTTONB_T_8 | TO_FROM | 74960.94 | 74747.53 | -156.612 | 0 | 1166.326 | 1629.596 | -0.04008 | 0.022908 | -0.43289 | 0.50388 | 246.3278 | 134.3576 | 2929.84 | 4549.309 | 9442.328 | 1039.27 | 1744.888 | 842.989 | 1621.58 | 1142.236 | 9442.328 | 975.277 | 1570.625 | 1111.58 | 1655.141 | Competitive | Competitive | 0 | TRUE | TRUE | 1 | Competitive | 0.7345 | Competitive | 264.0079 | 127.7947 | 1142.486 | 1733.959 | 213 | 1
DTMPTHS5 1830__F FROM_TO | DTMPTHS5 | 1830__F | 214 | 2 | 2 | WACOATCO1_8 | COTTONB_T_8 | FROM_TO | 74960.94 | 74668.51 | -167.181 | 0 | 1166.59 | 1601.243 | -0.04022 | 0.022767 | -0.29396 | 0.56697 | 235.7232 | 124.2027 | 2929.84 | 4549.573 | 9441.852 | 1060.377 | 1746.157 | 843.829 | 1621.965 | 1142.571 | 9441.852 | 979.838 | 1569.009 | 1123.211 | 1653.917 | Competitive | Competitive | 0 | TRUE | TRUE | 1 | Competitive | 0.883 | Competitive | 253.3999 | 117.5421 | 1143.7 | 1732.62 | 213 | 1
DTMPTHS5 1830__F TO_FROM | DTMPTHS5 | 1830__F | 214 | 2 | 2 | WACOATCO1_8 | COTTONB_T_8 | TO_FROM | 74960.94 | 74690.34 | -342.055 | 0 | 1601.242 | 1166.589 | -0.02277 | 0.04022 | -0.56697 | 0.29396 | 344.4487 | -43.0166 | 0 | 9441.852 | 4549.573 | 1720.248 | 1195.392 | 1394.001 | 957.225 | 9441.852 | 1314.418 | 1442.946 | 1108.671 | 1633.503 | 1269.526 | Competitive | Competitive | 0 | TRUE | TRUE | 1 | Competitive | 0.883 | Competitive | 380.0617 | -102.193 | 1654.065 | 1311.052 | 213 | 1
DTMPTHS5 1830__G FROM_TO | DTMPTHS5 | 1830__G | 597 | 2 | 2 | WACO_W1_8 | WACOWOOD1_8 | FROM_TO | 74960.94 | 75185.58 | -277.13 | 0 | 1724.638 | 1178.044 | -0.0219 | 0.041085 | -0.76564 | 0.15994 | 409.598 | 21.9463 | 0 | 9439.003 | 10000 | 1727.379 | 1276.501 | 1389.268 | 965.098 | 9439.003 | 1316.508 | 1425.337 | 1143.623 | 1627.95 | 1317.39 | Competitive | Competitive | 1 | TRUE | TRUE | 1 | Competitive | 0.742 | Competitive | 444.9587 | -37.2047 | 1647.602 | 1318.859 | 596 | 1
DTMPTHS5 1830__G TO_FROM | DTMPTHS5 | 1830__G | 597 | 2 | 2 | WACO_W1_8 | WACOWOOD1_8 | TO_FROM | 74960.94 | 77599.26 | -232.037 | 0 | 1249.402 | 1724.638 | -0.04109 | 0.021902 | -0.15994 | 0.76564 | 170.6488 | 61.8873 | 2929.84 | 10000 | 9439.003 | 1124.999 | 1753.601 | 851.165 | 1626.401 | 1144.777 | 9439.003 | 1010.33 | 1561.315 | 1162.179 | 1648.633 | Competitive | Competitive | 1 | TRUE | TRUE | 1 | Competitive | 0.742 | Competitive | 188.3044 | 54.6274 | 1151.647 | 1726.816 | 596 | 1
DTMPTHS5 1830__H FROM_TO | DTMPTHS5 | 1830__H | 597 | 2 | 2 | WACOWOOD1_8 | WACOATCO1_8 | FROM_TO | 74960.94 | 75247.96 | -307.565 | 0 | 1724.251 | 1177.64 | -0.02231 | 0.04068 | -0.70558 | 0.23395 | 379.0577 | -8.5066 | 0 | 9440.323 | 10000 | 1724.105 | 1275.304 | 1391.363 | 960.78 | 9440.323 | 1315.496 | 1433.072 | 1126.622 | 1630.111 | 1314.501 | Competitive | Competitive | 1 | TRUE | TRUE | 1 | Competitive | 0.7265 | Competitive | 414.5367 | -67.6695 | 1650.159 | 1315.093 | 596 | 1
DTMPTHS5 1830__H TO_FROM | DTMPTHS5 | 1830__H | 597 | 2 | 2 | WACOWOOD1_8 | WACOATCO1_8 | TO_FROM | 74960.94 | 76545.88 | -201.634 | 0 | 1177.64 | 1703.169 | -0.04068 | 0.022307 | -0.23395 | 0.70558 | 201.154 | 91.0991 | 2929.84 | 10000 | 9440.323 | 1124.049 | 1750.183 | 847.188 | 1624.344 | 1143.709 | 9440.323 | 995.499 | 1564.477 | 1159.572 | 1650.666 | Competitive | Competitive | 1 | TRUE | TRUE | 1 | Competitive | 0.7265 | Competitive | 218.8195 | 84.1202 | 1147.81 | 1729.055 | 596 | 1
DTMPTHS5 280__A FROM_TO | DTMPTHS5 | 280__A | 1072 | 2 | 2 | LAKE_CRK1_5 | THOUSE_A_5 | FROM_TO | 74960.94 | 75237.87 | 44.2571 | 0 | 1444.186 | 1181.759 | -0.0641 | 0.22319 | -0.59313 | 0.22784 | 902.0722 | 505.5284 | 2929.84 | 865.207 | 1746.477 | 10000 | 1746.477 | 914.265 | 1748.266 | 10000 | 1558.702 | 3398.943 | 1685.094 | 3446.428 | 1684.358 | Competitive | Competitive | 1 | TRUE | FALSE | 1 | Non-Competitive | 0.805 | Competitive | 905.9304 | 474.1496 | 3339.504 | 1775.851 | 1065 | 1
DTMPTHS5 280__A TO_FROM | DTMPTHS5 | 280__A | 1072 | 2 | 2 | LAKE_CRK1_5 | THOUSE_A_5 | TO_FROM | 74960.94 | 76907.78 | -1042.43 | 0 | 1181.759 | 1369.55 | -0.22319 | 0.064098 | -0.22784 | 0.59313 | 672.7408 | -478.125 | 0 | 1302.571 | 968.385 | 1302.571 | 10000 | 1308.65 | 1022.772 | 1163.439 | 10000 | 1279.081 | 3623.146 | 1277.438 | 3675.899 | Competitive | Competitive | 1 | TRUE | FALSE | 1 | Non-Competitive | 0.805 | Competitive | 666.1776 | -651.995 | 1448.423 | 3517.449 | 1065 | 1
DTMPTHS5 290__A FROM_TO | DTMPTHS5 | 290__A | 1072 | 2 | 2 | LAKE_CRK2_5 | THOUSE__5 | FROM_TO | 74960.94 | 74590.6 | 268.48 | 0 | 1940.843 | 1261.199 | -0.21039 | 0.30417 | -0.49608 | 0.31458 | 1232.299 | 773.9235 | 2929.84 | 1059.878 | 1732.132 | 10000 | 10000 | 1040.132 | 1729.854 | 10000 | 10000 | 4535.532 | 1715.063 | 4561.074 | 1723.193 | Competitive | Non-Competitive | 0 | TRUE | FALSE | 1 | Non-Competitive | 0.7265 | Non-Competitive | 1229.15 | 739.3604 | 4455.825 | 1754.355 | 1065 | 1
DTMPTHS5 290__A TO_FROM | DTMPTHS5 | 290__A | 1072 | 2 | 2 | LAKE_CRK2_5 | THOUSE__5 | TO_FROM | 74960.94 | 77011.86 | -1386.64 | 0 | 1261.199 | 1940.842 | -0.30417 | 0.21039 | -0.31458 | 0.49608 | 468.6777 | -769.97 | 0 | 1264.174 | 1181.752 | 10000 | 10000 | 1271.878 | 1157.857 | 10000 | 10000 | 1271.279 | 4742.482 | 1272.58 | 4769.711 | Competitive | Competitive | 1 | TRUE | FALSE | 1 | Non-Competitive | 0.7265 | Competitive | 565.7442 | -864.504 | 1310.095 | 4593.95 | 1065 | 1
DTMPTHS5 315__A FROM_TO | DTMPTHS5 | 315__A | 1072 | 2 | 2 | TEMP_PEC__5 | TEMP_SS__5 | FROM_TO | 74960.94 | 88409.6 | -786.484 | 0 | 1666.167 | 2092.688 | -0.02897 | 0.054204 | -0.08473 | 0.84413 | 214.2563 | -281.021 | 0 | 3014.397 | 1282.296 | 1743.495 | 972.798 | 1323.263 | 941.776 | 9256.812 | 1090.342 | 1319.593 | 920.029 | 2013.901 | 932.405 | Competitive | Competitive | 1 | TRUE | TRUE | 1 | Competitive | 0.7185 | Competitive | 252.1918 | -318.615 | 2261.492 | 953.288 | 1065 | 1
DTMPTHS5 315__A TO_FROM | DTMPTHS5 | 315__A | 1072 | 2 | 2 | TEMP_PEC__5 | TEMP_SS__5 | TO_FROM | 74960.94 | 75518.94 | 31.1703 | 0 | 2092.688 | 1666.166 | -0.0542 | 0.028973 | -0.84413 | 0.084725 | 573.0233 | 75.1273 | 0 | 1113.511 | 3079.471 | 854.938 | 1817.384 | 830.083 | 1640.091 | 978.978 | 9256.812 | 816.502 | 1544.862 | 826.486 | 2081.406 | Competitive | Competitive | 1 | TRUE | FALSE | 1 | Non-Competitive | 0.7185 | Competitive | 537.3274 | 34.5867 | 854.187 | 2306.439 | 1065 | 1
D_KGRTW5 240__A FROM_TO | D_KGRTW5 | 240__A | 1450 | 5 | 5 | JEWETT_S5 | SNGLTN_345 | FROM_TO | 74960.94 | 63685.64 | -618.843 | 0 | 2599.766 | 1730.444 | -0.15275 | 0.097297 | -0.15275 | 0.17804 | 2127.898 | 914.9621 | 0 | 1406.454 | 1886.174 | 1364.503 | 2001.04 | 1421.097 | 1740.497 | 1364.503 | 2146.087 | 1455.012 | 1899.898 | 1450.233 | 1922.144 | Non-Competitive | Competitive | 0 | TRUE | TRUE | 1 | Competitive | 0.711 | Competitive | 2497.413 | 794.7757 | 1410.25 | 1996.427 | 1435 | 1
D_KGRTW5 240__A TO_FROM | D_KGRTW5 | 240__A | 1450 | 5 | 5 | JEWETT_S5 | SNGLTN_345 | TO_FROM | 74960.94 | 76703.32 | -1106.99 | 0 | 1678.052 | 2599.766 | -0.0973 | 0.15275 | -0.17804 | 0.15275 | 1136.57 | 882.8521 | 2965.84 | 1654.335 | 1761.264 | 1789.839 | 1710.214 | 1527.868 | 1776.955 | 1896.994 | 1710.214 | 1696.7 | 1765.2 | 1716.686 | 1759.664 | Competitive | Competitive | 1 | TRUE | TRUE | 1 | Competitive | 0.711 | Competitive | 1088.243 | 787.1998 | 1918.513 | 1773.466 | 1435 | 1
D_KGRTW5 260_A_1 FROM_TO | D_KGRTW5 | 260_A_1 | 1450 | 5 | 5 | JEWETT_N5 | SNGLTN_345 | FROM_TO | 74960.94 | 64294.35 | -629.545 | 0 | 2877.239 | 1790.891 | -0.14396 | 0.095445 | -0.14396 | 0.16636 | 2029.758 | 858.7048 | 0 | 1484.779 | 1893.381 | 1484.779 | 2010.854 | 1502.451 | 1739.163 | 1399.48 | 2176.333 | 1566.189 | 1913.593 | 1560.406 | 1938.47 | Non-Competitive | Competitive | 0 | TRUE | TRUE | 1 | Competitive | 0.711 | Non-Competitive | 2378.74 | 735.6768 | 1525.093 | 2013.731 | 1435 | 0
D_KGRTW5 260_A_1 TO_FROM | D_KGRTW5 | 260_A_1 | 1450 | 5 | 5 | JEWETT_N5 | SNGLTN_345 | TO_FROM | 74960.94 | 77362.81 | -1008.5 | 0 | 1760.776 | 2877.239 | -0.09544 | 0.14396 | -0.16636 | 0.14396 | 1081.439 | 852.2626 | 2965.84 | 1659.493 | 1846.81 | 1798.052 | 1846.81 | 1525.596 | 1866.333 | 1921.856 | 1743.537 | 1707.427 | 1876.255 | 1729.775 | 1869.591 | Competitive | Competitive | 1 | TRUE | TRUE | 1 | Competitive | 0.711 | Competitive | 1030.276 | 756.2897 | 1933.648 | 1891.173 | 1435 | 1
D_KGRTW5 RNSSNG75_A FROM_TO | D_KGRTW5 | RNSSNG75_A | 2194 | 5 | 5 | ROANS___345C | SNGLTN_345 | FROM_TO | 74960.94 | 94328.7 | 0 | 0 | 10000 | 798.328 | 0 | 1 | 0 | 1 | 933 | 0 | 0 | 10000 |  | 10000 |  | 10000 |  | 10000 |  | 10000 |  | 10000 | 0 | Competitive | Competitive | 1 | TRUE | FALSE | 1 | Non-Competitive | 0.75 | Competitive | 933 | 0 | 10000 | 0 | 2170 | 1
D_KGRTW5 RNSSNG75_A TO_FROM | D_KGRTW5 | RNSSNG75_A | 2194 | 5 | 5 | ROANS___345C | SNGLTN_345 | TO_FROM | 74960.94 | 77154.94 | 0 | 0 | 798.328 | 10000 | -1 | 0 | -1 | 0 | 0 | 0 | 0 |  | 10000 |  | 10000 |  | 10000 |  | 10000 |  | 10000 | 0 | 10000 | Competitive | Competitive | 1 | TRUE | FALSE | 1 | Non-Competitive | 0.75 | Competitive | 0 | 0 | 0 | 10000 | 2170 | 1
D_KGRTW5 SARC_CMNSW_1 FROM_TO | D_KGRTW5 | SARC_CMNSW_1 | 1515 | 5 | 5 | COMCHESS1_5 | BROWN_5 | FROM_TO | 74960.94 | 79577.57 | -1350.47 | 0 | 1730.922 | 724.65 | -0.08737 | 0.084757 | -0.22924 | 0.39743 | 528.869 | -40.9713 | 0 | 2282.033 | 1203.509 | 2040.022 | 3045.678 | 2224.495 | 845.664 | 3791.336 | 3045.678 | 2947.441 | 1625.913 | 2979.048 | 1954.923 | Competitive | Competitive | 1 | TRUE | FALSE | 1 | Non-Competitive | 0.703 | #N/A | #N/A | #N/A | #N/A | #N/A | #N/A | #N/A
D_KGRTW5 SARC_CMNSW_1 TO_FROM | D_KGRTW5 | SARC_CMNSW_1 | 1515 | 5 | 5 | COMCHESS1_5 | BROWN_5 | TO_FROM | 74960.94 | 75241.12 | -211.207 | 0 | 724.65 | 1878.017 | -0.08476 | 0.11899 | -0.39743 | 0.22925 | 1410.602 | 252.4631 | 0 | 690.623 | 2321.651 | 895 | 2063.172 | 592.574 | 2260.944 | 935.979 | 3851.103 | 804.673 | 2989.953 | 850.398 | 3022.863 | Competitive | Competitive | 1 | TRUE | FALSE | 1 | Non-Competitive | 0.703 | #N/A | #N/A | #N/A | #N/A | #N/A | #N/A | #N/A
D_KGRTW5 SNGTB_74_A FROM_TO | D_KGRTW5 | SNGTB_74_A | 1924 | 5 | 5 | SNGLTN_345 | TOMBAL__345B | FROM_TO | 74960.94 | 73884.64 | 300.1958 | 0 | 0 | 2137.471 | -0.09001 | 0.10105 | -0.5602 | 0.10105 | 2381.974 | 1256.723 | 0 | 1426.213 | 2283.927 | 1375.481 | 2321.012 | 1388.249 | 2169.873 | 1408.888 | 2389.057 | 1413.764 | 2334.154 | 1420.398 | 2353.842 | Non-Competitive | Non-Competitive | 0 | TRUE | FALSE | 1 | Non-Competitive | 0.7345 | Non-Competitive | 2647.022 | 1183.811 | 1386.548 | 2489.005 | 1924 | 1
D_KGRTW5 SNGTB_74_A TO_FROM | D_KGRTW5 | SNGTB_74_A | 1924 | 5 | 5 | SNGLTN_345 | TOMBAL__345B | TO_FROM | 74960.94 | 94328.7 | -2968.6 | 0 | 2039.102 | 0 | -0.10105 | 0.090012 | -0.10105 | 0.56019 | 183.1934 | 120.8808 | 3852.04 | 2028.846 | 1762.099 | 2059.713 | 1700.069 | 1899.721 | 1708.191 | 2102.511 | 1700.069 | 2079.234 | 1691.402 | 2103.764 | 1700.454 | Competitive | Competitive | 1 | TRUE | TRUE | 1 | Competitive | 0.7345 | Competitive | 109.4817 | 29.9297 | 2431.495 | 1713.374 | 1924 | 1
D_KGRTW5 SNGXGC75_1 FROM_TO | D_KGRTW5 | SNGXGC75_1 | 1631 | 5 | 5 | GIBN_CREK_5 | SNGLTN_345 | FROM_TO | 74960.94 | 68617.76 | -74.45 | 0 | 1699.344 | 2010.044 | -0.14161 | 0.31627 | -0.14161 | 0.31627 | 1953.171 | 640.1353 | 0 | 1391.216 | 2121.423 | 3016.307 | 2146.971 | 1333.716 | 2060.98 | 3267.192 | 2621.895 | 1273.638 | 2099.378 | 1280.1 | 2110.762 | Non-Competitive | Non-Competitive | 0 | TRUE | FALSE | 1 | Non-Competitive | 0.6795 | Non-Competitive | 2251.114 | 605.1717 | 1269.198 | 2213.229 | 1631 | 1
D_KGRTW5 SNGXGC75_1 TO_FROM | D_KGRTW5 | SNGXGC75_1 | 1631 | 5 | 5 | GIBN_CREK_5 | SNGLTN_345 | TO_FROM | 74960.94 | 77646.44 | -1307.41 | 0 | 1933.704 | 1582.29 | -0.31627 | 0.14161 | -0.31627 | 0.14161 | 843.0149 | 573.0947 | 3852.04 | 1891.757 | 1699.798 | 1913.147 | 3016.307 | 1813.958 | 1621.487 | 2287.412 | 3267.192 | 1878.519 | 1449.294 | 1893.446 | 1456.713 | Competitive | Competitive | 1 | TRUE | TRUE | 1 | Competitive | 0.6795 | Competitive | 746.4995 | 474.5918 | 2154.865 | 1472.622 | 1631 | 1
D_KGRTW5 SNGXGC99_1 FROM_TO | D_KGRTW5 | SNGXGC99_1 | 1631 | 5 | 5 | GIBN_CREK_5 | SNGLTN_345 | FROM_TO | 74960.94 | 68617.76 | -74.45 | 0 | 1699.344 | 2010.044 | -0.14161 | 0.31627 | -0.14161 | 0.31627 | 1953.171 | 640.1353 | 0 | 1391.216 | 2121.423 | 3016.307 | 2146.971 | 1333.716 | 2060.98 | 3267.192 | 2621.895 | 1273.638 | 2099.378 | 1280.1 | 2110.762 | Non-Competitive | Non-Competitive | 0 | TRUE | FALSE | 1 | Non-Competitive | 0.719 | Non-Competitive | 2251.114 | 605.1717 | 1269.198 | 2213.229 | 1631 | 1
D_KGRTW5 SNGXGC99_1 TO_FROM | D_KGRTW5 | SNGXGC99_1 | 1631 | 5 | 5 | GIBN_CREK_5 | SNGLTN_345 | TO_FROM | 74960.94 | 77646.44 | -1307.41 | 0 | 1933.704 | 1582.29 | -0.31627 | 0.14161 | -0.31627 | 0.14161 | 843.0149 | 573.0947 | 3852.04 | 1891.757 | 1699.798 | 1913.147 | 3016.307 | 1813.958 | 1621.487 | 2287.412 | 3267.192 | 1878.519 | 1449.294 | 1893.446 | 1456.713 | Competitive | Competitive | 1 | TRUE | TRUE | 1 | Competitive | 0.719 | Competitive | 746.4995 | 474.5918 | 2154.865 | 1472.622 | 1631 | 1
SBOMJCK5 6011__A FROM_TO | SBOMJCK5 | 6011__A | 1072 | 3 | 3 | BOWMAN_5 | FISHRDSS | FROM_TO | 74960.94 | 76400.66 | -5.6191 | 0 | 1177.849 | 1922.778 | -0.07217 | 0.022435 | -0.64616 | 0.31575 | 139.7019 | 64.6131 | 0 | 10000 | 3695.052 | 7251.291 | 3695.052 | 904.778 | 3424.275 | 10000 | 3695.052 | 2772.332 | 3690.383 | 8408.079 | 3695.052 | Competitive | Competitive | 1 | TRUE | FALSE | 1 | Non-Competitive | 0.734 | Competitive | 174.9381 | 47.4968 | 3594.655 | 3695.052 | 1065 | 1
SBOMJCK5 6011__A TO_FROM | SBOMJCK5 | 6011__A | 1072 | 3 | 3 | BOWMAN_5 | FISHRDSS | TO_FROM | 74960.94 | 78477.96 | -80.152 | 0 | 1922.778 | 1132.198 | -0.02243 | 0.072167 | -0.31575 | 0.64616 | -36.4883 | -47.1842 | 6343.84 | 3695.052 | 10000 | 3695.052 | 10000 | 3011.612 | 1124.901 | 3695.052 | 10000 | 3617.187 | 3636.866 | 3695.052 | 10000 | Competitive | Competitive | 1 | TRUE | FALSE | 1 | Non-Competitive | 0.734 | Competitive | 82.8022 | -62.0864 | 2685.179 | 3594.655 | 1065 | 1
SBOMJCK5 6024__A FROM_TO | SBOMJCK5 | 6024__A | 1072 | 3 | 3 | GRHAMSES1_5 | LONGCREK_5 | FROM_TO | 74960.94 | 77850.29 | -1158.48 | 0 | 2004.149 | 780.47 | -0.10014 | 0.091356 | -0.22546 | 0.091356 | 436.0523 | -40.9559 | 0 | 2139.454 | 3072.341 | 3085.673 | 3072.341 | 1981.056 | 1211.525 | 5124.3 | 3144.798 | 2424.986 | 2739.767 | 2669.981 | 3100.464 | Competitive | Competitive | 1 | TRUE | FALSE | 1 | Non-Competitive | 0.719 | Competitive | 587.2427 | 12.4972 | 2191.266 | 3110.185 | 1065 | 1
SBOMJCK5 6024__A TO_FROM | SBOMJCK5 | 6024__A | 1072 | 3 | 3 | GRHAMSES1_5 | LONGCREK_5 | TO_FROM | 74960.94 | 72792.71 | -218.201 | 0 | 780.469 | 1666.869 | -0.09136 | 0.22546 | -0.09136 | 0.22546 | 1229.232 | 294.5247 | 0 | 808.434 | 2219.376 | 818.25 | 3416.871 | 635.906 | 2023.771 | 2185.236 | 5124.3 | 808.968 | 2503.711 | 830.176 | 2785.254 | Competitive | Non-Competitive | 0 | TRUE | FALSE | 1 | Non-Competitive | 0.719 | Non-Competitive | 1445.88 | 220.6709 | 753.695 | 2343.213 | 1065 | 1
SBOMJCK5 6028__A FROM_TO | SBOMJCK5 | 6028__A | 1072 | 3 | 3 | GRHAMSES1_5 | COKFIELD_5 | FROM_TO | 74960.94 | 76603.9 | -1203.42 | 0 | 1661.894 | 816.827 | -0.10066 | 0.09183 | -0.39019 | 0.09183 | 438.3126 | -41.165 | 0 | 2139.47 | 3072.342 | 3085.664 | 3072.342 | 1981.075 | 1211.523 | 5124.309 | 3144.8 | 2425.021 | 2739.768 | 2670.007 | 3100.467 | Competitive | Competitive | 1 | TRUE | FALSE | 1 | Non-Competitive | 0.695 | Competitive | 590.2815 | 12.5582 | 2191.284 | 3110.181 | 1065 | 1
SBOMJCK5 6028__A TO_FROM | SBOMJCK5 | 6028__A | 1072 | 3 | 3 | GRHAMSES1_5 | COKFIELD_5 | TO_FROM | 74960.94 | 72308.01 | -219.333 | 0 | 816.827 | 1661.894 | -0.09183 | 0.39019 | -0.09183 | 0.39019 | 1274.55 | 296.0508 | 0 | 791.553 | 2219.393 | 3424.461 | 3416.864 | 633.677 | 2023.791 | 3424.461 | 5124.309 | 928.641 | 2503.748 | 948.004 | 2785.282 | Competitive | Non-Competitive | 0 | TRUE | FALSE | 1 | Non-Competitive | 0.695 | Non-Competitive | 1492.325 | 221.8179 | 796.16 | 2343.237 | 1065 | 1
SBOMJCK5 6029__A FROM_TO | SBOMJCK5 | 6029__A | 1072 | 3 | 3 | LONGCREK_5 | COKFIELD_5 | FROM_TO | 74960.94 | 74721.7 | -318.306 | 0 | 1200.33 | 5186.517 | -0.09183 | 0.22662 | -0.60981 | 0.22662 | 1211.223 | 296.0508 | 0 | 832.968 | 2219.393 | 844.773 | 3416.864 | 645.318 | 2023.791 | 2386.447 | 5124.309 | 839.384 | 2503.748 | 863.237 | 2785.282 | Non-Competitive | Non-Competitive | 0 | TRUE | FALSE | 1 | Non-Competitive | 0.719 | Non-Competitive | 1426.282 | 221.8179 | 775.656 | 2343.237 | 1065 | 1
SBOMJCK5 6029__A TO_FROM | SBOMJCK5 | 6029__A | 1072 | 3 | 3 | LONGCREK_5 | COKFIELD_5 | TO_FROM | 74960.94 | 77389.14 | -1213.02 | 0 | 5186.509 | 1200.33 | -0.10066 | 0.60981 | -0.22662 | 0.60981 | 537.6691 | -41.165 | 0 | 1764.403 | 3072.342 | 10000 | 3072.342 | 1672.402 | 1211.523 | 10000 | 3144.8 | 5958.453 | 2739.768 | 6497.417 | 3100.467 | Competitive | Competitive | 1 | TRUE | FALSE | 1 | Non-Competitive | 0.719 | Competitive | 688.2842 | 12.5582 | 6318.336 | 3110.181 | 1065 | 1
SBOMJCK5 6035__A FROM_TO | SBOMJCK5 | 6035__A | 1072 | 3 | 3 | TONKAWA_5 | GRHAMSES1_5 | FROM_TO | 74960.94 | 77536.2 | -175.916 | 0 | 843.295 | 2063.755 | -0.06637 | 0.1175 | -0.06637 | 0.1175 | 937.1313 | 195.3383 | 0 | 970.813 | 2904.377 | 983.415 | 2640.482 | 731.407 | 1956.653 | 1116.024 | 3422.306 | 1045.893 | 2354.544 | 1073.935 | 3046.636 | Competitive | Competitive | 1 | TRUE | FALSE | 1 | Non-Competitive | 0.6955 | Non-Competitive | 1124.681 | 144.117 | 999.416 | 3379.475 | 1065 | 0
SBOMJCK5 6035__A TO_FROM | SBOMJCK5 | 6035__A | 1072 | 3 | 3 | TONKAWA_5 | GRHAMSES1_5 | TO_FROM | 74960.94 | 81688.16 | -885.136 | 0 | 2063.755 | 843.293 | -0.08764 | 0.066375 | -0.1175 | 0.066375 | 319.8643 | -68.7962 | 0 | 2665.985 | 3092.644 | 2405.421 | 3092.644 | 1900.07 | 1330.377 | 3422.306 | 3154.756 | 2266.624 | 2894.902 | 2841.196 | 3131.192 | Competitive | Competitive | 1 | TRUE | FALSE | 1 | Non-Competitive | 0.6955 | Competitive | 454.7168 | -0.32113 | 3185.078 | 3113.716 | 1065 | 1
SBOMJCK5 6380__A FROM_TO | SBOMJCK5 | 6380__A | 186 | 3 | 3 | MURRY_P8 | GRHAMSES1_8 | FROM_TO | 74960.94 | 75393.94 | -87.6486 | 0 | 1012.79 | 1944.974 | -0.06297 | 0.11958 | -0.06297 | 0.69601 | 153.8859 | 9.7002 | 0 | 2617.013 | 10000 | 4217.178 | 10000 | 848.587 | 2179.258 | 5644.327 | 10000 | 1754.592 | 5985.54 | 3073.264 | 10000 | Competitive | Competitive | 1 | TRUE | FALSE | 1 | Non-Competitive | 0.703 | Non-Competitive | 198.3691 | -11.1246 | 2335.568 | 10000 | 185 | 0
SBOMJCK5 6380__A TO_FROM | SBOMJCK5 | 6380__A | 186 | 3 | 3 | MURRY_P8 | GRHAMSES1_8 | TO_FROM | 74960.94 | 75039.54 | -160.247 | 0 | 1826.211 | 936.486 | -0.02118 | 0.062967 | -0.69601 | 0.062967 | 131.283 | 51.8682 | 5028.44 | 6684.423 | 9411.048 | 6684.423 | 3222.107 | 2021.716 | 2133.367 | 6684.423 | 3222.107 | 4971.961 | 3326.48 | 7701.373 | 3430.436 | Competitive | Competitive | 1 | TRUE | FALSE | 1 | Non-Competitive | 0.703 | Competitive | 153.7058 | 59.0865 | 8287.459 | 3400.641 | 185 | 1
SBOMJCK5 6380__D FROM_TO | SBOMJCK5 | 6380__D | 155 | 3 | 3 | MURRY_P8 | PTCRK2 4 | FROM_TO | 74960.94 | 75094.63 | -162.834 | 0 | 1830.969 | 1104.203 | -0.02121 | 0.062933 | -0.19668 | 0.30396 | 128.7056 | 49.4659 | 5028.44 | 6685.199 | 9411.076 | 6685.199 | 3221.839 | 2043.85 | 2094.197 | 6685.199 | 3221.839 | 4994.035 | 3318.434 | 7702.735 | 3429.206 | Competitive | Competitive | 1 | TRUE | FALSE | 1 | Non-Competitive | 0.711 | Competitive | 151.1258 | 56.6431 | 8289.177 | 3399.844 | 154 | 1
SBOMJCK5 6380__D TO_FROM | SBOMJCK5 | 6380__D | 155 | 3 | 3 | MURRY_P8 | PTCRK2 4 | TO_FROM | 74960.94 | 74937.75 | -85.0674 | 0 | 1104.204 | 1830.969 | -0.06293 | 0.11961 | -0.30396 | 0.19668 | 156.473 | 12.2772 | 0 | 2617.076 | 10000 | 4216.911 | 10000 | 844.123 | 2203.734 | 5644.436 | 10000 | 1750.784 | 6015.89 | 3072.204 | 10000 | Competitive | Non-Competitive | 0 | TRUE | FALSE | 1 | Non-Competitive | 0.711 | Non-Competitive | 200.9475 | -8.5471 | 2334.657 | 10000 | 154 | 1
SBOMJCK5 651__A FROM_TO | SBOMJCK5 | 651__A | 186 | 3 | 3 | COMANCHE_T8 | COMANCHE_8 | FROM_TO | 74960.94 | 75136.83 | 10.0882 | 0 | 0 | 788.325 | 0 | 0.000135 | -0.99987 | 0.000135 | 10.1314 | 10.0845 | 0 |  |  | 788.325 |  | 788.325 |  | 788.325 |  | 788.325 |  | 788.325 | 0 | Competitive | Competitive | 1 | FALSE | TRUE | 1 | Non-Competitive | 0.7735 | Competitive | 10.0968 | 10.0986 | 783.088 | 0 | 185 | 1
SBOMJCK5 651__A TO_FROM | SBOMJCK5 | 651__A | 186 | 3 | 3 | COMANCHE_T8 | COMANCHE_8 | TO_FROM | 74960.94 | 94328.7 | -10.0882 | 0 | 0 | 788.325 | -0.00013 | 0 | -0.00013 | 0.99987 | -10.0857 | -9.1242 | 7134.64 |  |  |  | 921.083 |  | 921.083 |  | 921.083 |  | 921.083 | 0 | 921.083 | Competitive | Competitive | 1 | FALSE | TRUE | 1 | Non-Competitive | 0.7735 | Competitive | -10.0846 | -9.3099 | 0 | 920.068 | 185 | 1
SBOMJCK5 651__B FROM_TO | SBOMJCK5 | 651__B | 186 | 3 | 3 | COMCHESS1_8 | COMANCHE_T8 | FROM_TO | 74960.94 | 74915.43 | 10.4917 | 0 | 1194.634 | 1826.918 | -0.07224 | 0.014906 | -0.72881 | 0.18285 | 219.1624 | 57.9169 | 0 |  | 7515.801 | 878.213 | 7491.456 | 623.418 | 3921.261 | 888.366 | 10000 | 723.828 | 8569.266 | 922.471 | 8927.329 | Competitive | Non-Competitive | 0 | TRUE | FALSE | 1 | Non-Competitive | 0.7035 | Non-Competitive | 265.8872 | 50.4272 | 858.508 | 8868.441 | 185 | 1
SBOMJCK5 651__B TO_FROM | SBOMJCK5 | 651__B | 186 | 3 | 3 | COMCHESS1_8 | COMANCHE_T8 | TO_FROM | 74960.94 | 75813.49 | -224.69 | 0 | 1826.918 | 1149.492 | -0.01375 | 0.13213 | -0.18285 | 0.72881 | 24.5315 | -108.378 | 0 | 5524.876 |  | 7692.987 | 2327.335 | 3254.97 | 854.5 | 7692.987 | 2341.371 | 5667.153 | 1105.583 | 5808.761 | 2326.044 | Competitive | Competitive | 1 | TRUE | FALSE | 1 | Non-Competitive | 0.7035 | Competitive | 47.1124 | -118.103 | 5727.726 | 2467.545 | 185 | 1
SBOMJCK5 651__D FROM_TO | SBOMJCK5 | 651__D | 186 | 3 | 3 | DUBLIN1_8 | HASSE_P8 | FROM_TO | 74960.94 | 75289.16 | -174.181 | 0 | 1475.755 | 1039.458 | -0.01441 | 0.1325 | -0.31522 | 0.40855 | 77.2452 | -55.3631 | 0 | 5379.142 |  | 7664.252 | 2552.997 | 2454.734 | 838.859 | 7664.252 | 10000 | 5241.098 | 1079.912 | 5656.077 | 3295.878 | Competitive | Competitive | 1 | TRUE | FALSE | 1 | Non-Competitive | 1.211 | Competitive | 94.9703 | -75.1527 | 5781.47 | 2372.259 | 185 | 1
SBOMJCK5 651__D TO_FROM | SBOMJCK5 | 651__D | 186 | 3 | 3 | DUBLIN1_8 | HASSE_P8 | TO_FROM | 74960.94 | 75012.72 | -29.2548 | 0 | 1039.458 | 1475.755 | -0.07123 | 0.014405 | -0.40855 | 0.31522 | 162.9675 | 13.5209 | 0 |  | 7368.576 | 960.658 | 7368.576 | 636.924 | 2853.253 | 2892.45 | 10000 | 735.658 | 7852.329 | 1162.632 | 8783.477 | Competitive | Competitive | 1 | TRUE | FALSE | 1 | Non-Competitive | 1.211 | Non-Competitive | 197.6587 | 7.9201 | 891.728 | 8818.98 | 185 | 0
SBOMJCK5 651__E FROM_TO | SBOMJCK5 | 651__E | 251 | 3 | 3 | DUBLIN1_8 | STPHNVIL_8 | FROM_TO | 74960.94 | 75541.35 | -45.8061 | 0 | 1131.94 | 1476.091 | -0.07145 | 0.014185 | -0.18122 | 0.59123 | 146.3115 | -2.9935 | 0 |  | 7359.251 | 978.11 | 7359.251 | 639.678 | 2744.064 | 2892.745 | 10000 | 756.648 | 7742.491 | 1189.468 | 8772.388 | Competitive | Competitive | 1 | TRUE | FALSE | 1 | Non-Competitive | 1.438 | Competitive | 181.1028 | -8.6178 | 895.634 | 8809.482 | 249 | 1
SBOMJCK5 651__E TO_FROM | SBOMJCK5 | 651__E | 251 | 3 | 3 | DUBLIN1_8 | STPHNVIL_8 | TO_FROM | 74960.94 | 75217.81 | -157.57 | 0 | 1750.577 | 1036.34 | -0.01418 | 0.13272 | -0.59123 | 0.18122 | 93.7647 | -38.8039 | 0 | 5373.308 |  | 7666.683 | 2564.453 | 2370.887 | 846.974 | 7666.683 | 10000 | 5187.274 | 1139.146 | 5653.187 | 3364.215 | Competitive | Competitive | 1 | TRUE | FALSE | 1 | Non-Competitive | 1.438 | Competitive | 111.5296 | -50.3868 | 5781.327 | 2377.742 | 249 | 1
SCFRLNC5 6011__A FROM_TO | SCFRLNC5 | 6011__A | 1072 | 1 | 1 | BOWMAN_5 | FISHRDSS | FROM_TO | 74960.94 | 76279.62 | -97.8668 | 0 | 2034.209 | 864.969 | -0.09859 | 0.020305 | -0.67867 | 0.27445 | 176.0408 | 58.3146 | 0 | 5893.495 | 3695.052 | 2846.859 | 3695.052 | 1154.391 | 2409.328 | 2846.859 | 3695.052 | 1975.253 | 3581.423 | 2713.622 | 3695.052 | Competitive | Competitive | 1 | TRUE | FALSE | 1 | Non-Competitive | 0.727 | Competitive | 244.1746 | 29.7363 | 2546.672 | 3626.574 | 1065 | 1
SCFRLNC5 6011__A TO_FROM | SCFRLNC5 | 6011__A | 1072 | 1 | 1 | BOWMAN_5 | FISHRDSS | TO_FROM | 74960.94 | 78747.02 | -92.074 | 0 | 670.967 | 2534.643 | -0.0203 | 0.09859 | -0.27445 | 0.67867 | 37.2738 | -19.6082 | 131.44 | 3544.64 | 10000 | 3695.052 | 3389.869 | 1193.458 | 1246.814 | 3695.052 | 3389.869 | 3273.225 | 2270.598 | 3653.812 | 3353.845 | Competitive | Competitive | 1 | TRUE | FALSE | 1 | Non-Competitive | 0.727 | Competitive | 202.6023 | -202.847 | 2547.987 | 2749.265 | 1065 | 1
SCFRLNC5 6012__A FROM_TO | SCFRLNC5 | 6012__A | 956 | 1 | 1 | BOWMAN_5 | JACKSBRO_5 | FROM_TO | 74960.94 | 78514.59 | -208.855 | 0 | 771.121 | 1954.517 | -0.07011 | 0.23945 | -0.11144 | 0.37634 | 582.3777 | -317.117 | 0 | 761.724 | 5394.393 | 2879.992 | 5394.393 | 702.513 | 1572.676 | 3695.052 | 5394.393 | 1563.794 | 3016.713 | 1569.742 | 5347.287 | Competitive | Competitive | 1 | TRUE | FALSE | 1 | Non-Competitive | 0.688 | Non-Competitive | 1088.507 | -521.361 | 1070.933 | 4954.507 | 1065 | 0
SCFRLNC5 6012__A TO_FROM | SCFRLNC5 | 6012__A | 956 | 1 | 1 | BOWMAN_5 | JACKSBRO_5 | TO_FROM | 74960.94 | 76294.21 | -674.986 | 0 | 2059.67 | 771.12 | -0.23945 | 0.070114 | -0.37635 | 0.11144 | 455.6725 | -44.4658 | 0 | 5394.393 | 1804.095 | 5394.393 | 3035.038 | 1560.809 | 1504.808 | 5394.393 | 3695.052 | 3015.227 | 2621.433 | 5347.287 | 2632.439 | Competitive | Competitive | 1 | TRUE | FALSE | 1 | Non-Competitive | 0.688 | Competitive | 666.7468 | -112.426 | 4954.507 | 2318.501 | 1065 | 1
SCFRLNC5 6024__A FROM_TO | SCFRLNC5 | 6024__A | 1072 | 1 | 1 | GRHAMSES1_5 | LONGCREK_5 | FROM_TO | 74960.94 | 76210.45 | -1643.79 | 0 | 1953.359 | 775.06 | -0.146 | 0.13483 | -0.32967 | 0.13483 | 657.055 | -60.496 | 0 | 1908.369 | 2836.494 | 2667.011 | 3072.272 | 1890.76 | 1207.265 | 6514.61 | 3144.765 | 2156.877 | 2736.457 | 2162.059 | 3061.502 | Competitive | Competitive | 1 | TRUE | FALSE | 1 | Non-Competitive | 0.7185 | Competitive | 884.666 | -0.14914 | 2045.062 | 3080.29 | 1065 | 1
SCFRLNC5 6024__A TO_FROM | SCFRLNC5 | 6024__A | 1072 | 1 | 1 | GRHAMSES1_5 | LONGCREK_5 | TO_FROM | 74960.94 | 68811.63 | -341.269 | 0 | 775.06 | 1953.359 | -0.13483 | 0.32967 | -0.13483 | 0.32967 | 1764.757 | 431.2236 | 0 | 813.445 | 2041.101 | 851.129 | 3410.856 | 644.571 | 2015.966 | 2387.818 | 10000 | 840.014 | 2514.09 | 861.223 | 2524.8 | Competitive | Non-Competitive | 0 | TRUE | FALSE | 1 | Non-Competitive | 0.7185 | Non-Competitive | 2069.385 | 380.0615 | 774.071 | 2413.346 | 1065 | 1
SCFRLNC5 6028__A FROM_TO | SCFRLNC5 | 6028__A | 1072 | 1 | 1 | GRHAMSES1_5 | COKFIELD_5 | FROM_TO | 74960.94 | 76032.94 | 0 | 0 | 790.001 | 10000 | 0 | 0 | -1 | 0 | 0 | 0 | 0 | [10 empty] | 0 | 0 | Competitive | Competitive | 1 | FALSE | TRUE | 1 | Non-Competitive | 0.7575 | Competitive | 0 | 0 | 0 | 0 | 1065 | 1
SCFRLNC5 6028__A TO_FROM | SCFRLNC5 | 6028__A | 1072 | 1 | 1 | GRHAMSES1_5 | COKFIELD_5 | TO_FROM | 74960.94 | 94328.7 | 0 | 0 | 10000 | 790.001 | 0 | 1 | 0 | 1 | 162.3 | 0 | 0 | 10000 |  | 10000 |  | 10000 |  | 10000 |  | 10000 |  | 10000 | 0 | Competitive | Competitive | 1 | TRUE | FALSE | 1 | Non-Competitive | 0.7575 | Competitive | 162.3 | 0 | 10000 | 0 | 1065 | 1
SCFRLNC5 6035__A FROM_TO | SCFRLNC5 | 6035__A | 1072 | 1 | 1 | TONKAWA_5 | GRHAMSES1_5 | FROM_TO | 74960.94 | 74925.7 | -212.63 | 0 | 824.795 | 1721.911 | -0.07697 | 0.12803 | -0.07697 | 0.12803 | 1073.135 | 233.4366 | 0 | 936.985 | 2923.587 | 971.773 | 2663.147 | 714.409 | 1963.542 | 1067.547 | 5133.583 | 1007.361 | 2377.707 | 1033.818 | 3093.863 | Competitive | Non-Competitive | 0 | TRUE | FALSE | 1 | Non-Competitive | 0.727 | Non-Competitive | 1292.239 | 188.7111 | 965.103 | 2919.09 | 1065 | 1
SCFRLNC5 6035__A TO_FROM | SCFRLNC5 | 6035__A | 1072 | 1 | 1 | TONKAWA_5 | GRHAMSES1_5 | TO_FROM | 74960.94 | 80658.78 | -1018.38 | 0 | 1781.572 | 816.334 | -0.09868 | 0.076967 | -0.12803 | 0.076967 | 380.4216 | -70.6382 | 0 | 2396.301 | 3090.255 | 2152.096 | 3090.255 | 1838.582 | 1313.714 | 3982.653 | 3153.553 | 2049.176 | 2877.579 | 2413.172 | 3127.499 | Competitive | Competitive | 1 | TRUE | FALSE | 1 | Non-Competitive | 0.727 | Competitive | 539.1967 | 0.41996 | 2300.669 | 3113.233 | 1065 | 1
SCFRLNC5 6380__A FROM_TO | SCFRLNC5 | 6380__A | 186 | 1 | 1 | MURRY_P8 | GRHAMSES1_8 | FROM_TO | 74960.94 | 75002.7 | -94.0344 | 0 | 1017.465 | 1754.349 | -0.06406 | 0.12075 | -0.06406 | 0.69564 | 177.462 | 23.5906 | 0 | 2434.708 | 10000 | 2557.314 | 10000 | 813.398 | 2194.513 | 5653.961 | 10000 | 1568.874 | 5660.436 | 2857.133 | 10000 | Competitive | Competitive | 1 | TRUE | FALSE | 1 | Non-Competitive | 0.828 | Non-Competitive | 226.232 | 0.50785 | 1590.302 | 10000 | 185 | 0
SCFRLNC5 6380__A TO_FROM | SCFRLNC5 | 6380__A | 186 | 1 | 1 | MURRY_P8 | GRHAMSES1_8 | TO_FROM | 74960.94 | 75023.51 | -184.707 | 0 | 1754.349 | 1017.468 | -0.02312 | 0.064062 | -0.69564 | 0.064062 | 142.2966 | 53.7263 | 4866.14 | 6674.524 | 9413.831 | 6674.524 | 3207.836 | 1998.401 | 2013.08 | 6674.524 | 3207.836 | 4634.037 | 3244.389 | 7683.953 | 3369.001 | Competitive | Competitive | 1 | TRUE | FALSE | 1 | Non-Competitive | 0.828 | Competitive | 167.9434 | 61.6789 | 8268.942 | 3346.747 | 185 | 1
SCFRLNC5 6380__D FROM_TO | SCFRLNC5 | 6380__D | 155 | 1 | 1 | MURRY_P8 | PTCRK2 4 | FROM_TO | 74960.94 | 75037.32 | -187.288 | 0 | 1853.913 | 1024.385 | -0.02316 | 0.064028 | -0.19781 | 0.30433 | 139.7136 | 51.3184 | 4866.14 | 6675.277 | 9413.853 | 6675.277 | 3207.651 | 2017.039 | 1979.555 | 6675.277 | 3207.651 | 4653.39 | 3236.745 | 7685.281 | 3368.158 | Competitive | Competitive | 1 | TRUE | FALSE | 1 | Non-Competitive | 1.133 | Non-Competitive | 165.3683 | 59.2298 | 8270.621 | 3346.203 | 154 | 0
SCFRLNC5 6380__D TO_FROM | SCFRLNC5 | 6380__D | 155 | 1 | 1 | MURRY_P8 | PTCRK2 4 | TO_FROM | 74960.94 | 74856.61 | -91.4476 | 0 | 1024.384 | 1927.71 | -0.06403 | 0.12079 | -0.30432 | 0.19781 | 180.0435 | 26.1682 | 0 | 2434.761 | 10000 | 2556.924 | 10000 | 809.497 | 2215.881 | 5654.066 | 10000 | 1565.716 | 5687.466 | 2856.051 | 10000 | Competitive | Non-Competitive | 0 | TRUE | FALSE | 1 | Non-Competitive | 1.133 | Non-Competitive | 228.8142 | 3.0859 | 1589.105 | 10000 | 154 | 1
SCFRLNC5 651__A FROM_TO | SCFRLNC5 | 651__A | 186 | 1 | 1 | COMANCHE_T8 | COMANCHE_8 | FROM_TO | 74960.94 | 75136.83 | 10.0882 | 0 | 0 | 788.325 | 0 | 0.000135 | -0.99987 | 0.000135 | 10.1314 | 10.0845 | 0 |  |  | 788.325 |  | 788.325 |  | 788.325 |  | 788.325 |  | 788.325 | 0 | Competitive | Competitive | 1 | FALSE | TRUE | 1 | Non-Competitive | 0.774 | Competitive | 10.0968 | 10.0986 | 783.088 | 0 | 185 | 1
SCFRLNC5 651__A TO_FROM | SCFRLNC5 | 651__A | 186 | 1 | 1 | COMANCHE_T8 | COMANCHE_8 | TO_FROM | 74960.94 | 94328.7 | -10.0882 | 0 | 0 | 788.325 | -0.00013 | 0 | -0.00013 | 0.99987 | -10.0857 | -9.1242 | 7134.64 |  |  |  | 921.083 |  | 921.083 |  | 921.083 |  | 921.083 | 0 | 921.083 | Competitive | Competitive | 1 | FALSE | TRUE | 1 | Non-Competitive | 0.774 | Competitive | -10.0846 | -9.3099 | 0 | 920.068 | 185 | 1
SCFRLNC5 651__B FROM_TO | SCFRLNC5 | 651__B | 186 | 1 | 1 | COMCHESS1_8 | COMANCHE_T8 | FROM_TO | 74960.94 | 74903.46 | 7.5557 | 0 | 1185.584 | 1868.206 | -0.07244 | 0.015546 | -0.72868 | 0.18301 | 227.3015 | 55.6754 | 0 |  | 7508.883 | 853.524 | 7484.528 | 617.637 | 3765.663 | 874.628 | 10000 | 722.54 | 8510.738 | 898.302 | 8919.653 | Competitive | Non-Competitive | 0 | TRUE | FALSE | 1 | Non-Competitive | 0.7345 | Non-Competitive | 276.5325 | 46.4935 | 845.481 | 8939.199 | 185 | 1
SCFRLNC5 651__B TO_FROM | SCFRLNC5 | 651__B | 186 | 1 | 1 | COMCHESS1_8 | COMANCHE_T8 | TO_FROM | 74960.94 | 75788.56 | -230.686 | 0 | 1877.958 | 1185.584 | -0.01387 | 0.13212 | -0.18301 | 0.72868 | 31.2343 | -108.739 | 0 | 5519.437 |  | 7697.779 | 2339.776 | 3132.784 | 852.056 | 7697.779 | 2357.737 | 5642.625 | 1132.735 | 5809.655 | 2341.87 | Competitive | Competitive | 1 | TRUE | FALSE | 1 | Non-Competitive | 0.7345 | Competitive | 51.5245 | -117.417 | 5914.967 | 2477.632 | 185 | 1
SCFRLNC5 651__D FROM_TO | SCFRLNC5 | 651__D | 186 | 1 | 1 | DUBLIN1_8 | HASSE_P8 | FROM_TO | 74960.94 | 75281.45 | -182.788 | 0 | 1451 | 1105.636 | -0.01451 | 0.13249 | -0.31531 | 0.40854 | 80.9014 | -56.4739 | 0 | 5374.801 |  | 7668.696 | 2340.61 | 2402.629 | 833.015 | 7668.696 | 10000 | 5201.506 | 1046.526 | 5656.933 | 2716.096 | Competitive | Competitive | 1 | TRUE | FALSE | 1 | Non-Competitive | 0.711 | Competitive | 100.8835 | -74.1923 | 5785.495 | 2334.848 | 185 | 1
SCFRLNC5 651__D TO_FROM | SCFRLNC5 | 651__D | 186 | 1 | 1 | DUBLIN1_8 | HASSE_P8 | TO_FROM | 74960.94 | 74991.7 | -31.1783 | 0 | 1013.998 | 1720.502 | -0.07141 | 0.014511 | -0.40854 | 0.31531 | 171.2569 | 12.9317 | 0 |  | 7362.694 | 889.585 | 7362.694 | 625.789 | 2798.552 | 2100.047 | 10000 | 710.863 | 7773.541 | 999.062 | 8776.385 | Competitive | Competitive | 1 | TRUE | FALSE | 1 | Non-Competitive | 0.711 | Non-Competitive | 207.8189 | 4.4845 | 856.328 | 8812.239 | 185 | 0
SCFRLNC5 651__E FROM_TO | SCFRLNC5 | 651__E | 251 | 1 | 1 | DUBLIN1_8 | STPHNVIL_8 | FROM_TO | 74960.94 | 75494.17 | -47.6997 | 0 | 1010.484 | 1724.255 | -0.07163 | 0.014291 | -0.18126 | 0.59124 | 154.6036 | -3.6305 | 0 |  | 7353.434 | 891.394 | 7353.434 | 627.251 | 2693.009 | 2101.566 | 10000 | 728.159 | 7662.128 | 1008.959 | 8765.33 | Competitive | Competitive | 1 | TRUE | FALSE | 1 | Non-Competitive | 0.711 | Competitive | 191.2865 | -12.0377 | 859.283 | 8802.789 | 249 | 1
SCFRLNC5 651__E TO_FROM | SCFRLNC5 | 651__E | 251 | 1 | 1 | DUBLIN1_8 | STPHNVIL_8 | TO_FROM | 74960.94 | 75213.7 | -166.213 | 0 | 1451.16 | 1101.39 | -0.01429 | 0.13271 | -0.59124 | 0.18126 | 97.4237 | -39.9543 | 0 | 5369.012 |  | 7671.111 | 2344.859 | 2322.039 | 839.062 | 7671.111 | 10000 | 5146.261 | 1097.316 | 5654.022 | 2752.754 | Competitive | Competitive | 1 | TRUE | FALSE | 1 | Non-Competitive | 0.711 | Competitive | 117.4193 | -57.5962 | 5785.34 | 2336.285 | 249 | 1
SCMNCPS5 6011__A FROM_TO | SCMNCPS5 | 6011__A | 1072 | 1 | 1 | BOWMAN_5 | FISHRDSS | FROM_TO | 74960.94 | 76284.77 | -82.1936 | 0 | 2535.871 | 886.205 | -0.09903 | 0.018158 | -0.67952 | 0.27352 | 171.0123 | 62.7489 | 0 |  | 3695.052 | 3870.075 | 3695.052 | 1170.471 | 2613.085 | 3412.204 | 3695.052 | 2133.261 | 3623.328 | 3586.256 | 3695.052 | Competitive | Competitive | 1 | TRUE | FALSE | 1 | Non-Competitive | 0.7425 | Competitive | 243.3231 | 32.752 | 2525.416 | 3616.939 | 1065 | 1
SCMNCPS5 6011__A TO_FROM | SCMNCPS5 | 6011__A | 1072 | 1 | 1 | BOWMAN_5 | FISHRDSS | TO_FROM | 74960.94 | 78818.01 | -88.8125 | 0 | 885.196 | 2535.871 | -0.01816 | 0.099035 | -0.27352 | 0.67952 | 21.0798 | -32.5886 | 531.44 | 3550.117 |  | 3695.052 | 3870.075 | 1451.237 | 1247.968 | 3695.052 | 3412.204 | 3416.962 | 2199.409 | 3656.895 | 3586.256 | Competitive | Competitive | 1 | TRUE | FALSE | 1 | Non-Competitive | 0.7425 | Competitive | 191.7642 | -186.334 | 2590.092 | 2525.416 | 1065 | 1
SCMNCPS5 6012__A FROM_TO | SCMNCPS5 | 6012__A | 956 | 1 | 1 | BOWMAN_5 | JACKSBRO_5 | FROM_TO | 74960.94 | 78032.46 | -224.031 | 0 | 709.975 | 1927.956 | -0.07158 | 0.2394 | -0.11235 | 0.3763 | 631.8041 | -343.693 | 0 | 751.182 | 3122.466 | 2872.654 | 5392.794 | 672.233 | 1651.842 | 3695.052 | 5392.794 | 1461.952 | 2667.885 | 1471.092 | 4049.983 | Competitive | Competitive | 1 | TRUE | FALSE | 1 | Non-Competitive | 0.6955 | Non-Competitive | 1182.507 | -569.148 | 1009.98 | 2274.752 | 1065 | 0
SCMNCPS5 6012__A TO_FROM | SCMNCPS5 | 6012__A | 956 | 1 | 1 | BOWMAN_5 | JACKSBRO_5 | TO_FROM | 74960.94 | 76212.67 | -724 | 0 | 1927.956 | 709.975 | -0.2394 | 0.071578 | -0.3763 | 0.11235 | 489.5727 | -50.7171 | 0 | 3122.466 | 1782.574 | 5392.794 | 3030.168 | 1643.738 | 1370.899 | 5392.794 | 3695.052 | 2667.32 | 2544.431 | 4049.983 | 2563.426 | Competitive | Competitive | 1 | TRUE | FALSE | 1 | Non-Competitive | 0.6955 | Competitive | 722.8518 | -112.931 | 2199.214 | 2249.454 | 1065 | 1
SCMNCPS5 6024__A FROM_TO | SCMNCPS5 | 6024__A | 1072 | 1 | 1 | GRHAMSES1_5 | LONGCREK_5 | FROM_TO | 74960.94 | 77484.86 | -1278.86 | 0 | 1917.934 | 721.155 | -0.10776 | 0.092908 | -0.22928 | 0.092908 | 513.3481 | -21.6333 | 0 | 1834.231 | 3039.697 | 3109.38 | 3069.297 | 2019.517 | 1120.674 | 3391.196 | 3145.198 | 2372.47 | 2613.202 | 2270.113 | 3091.85 | Competitive | Competitive | 1 | TRUE | FALSE | 1 | Non-Competitive | 0.695 | Competitive | 699.5959 | 34.1293 | 2295.776 | 3068.999 | 1065 | 1
SCMNCPS5 6024__A TO_FROM | SCMNCPS5 | 6024__A | 1072 | 1 | 1 | GRHAMSES1_5 | LONGCREK_5 | TO_FROM | 74960.94 | 71025.13 | -264.338 | 0 | 721.154 | 2010.03 | -0.09291 | 0.22928 | -0.09291 | 0.22928 | 1353.466 | 312.1814 | 0 | 808.971 | 1871.995 | 821.565 | 3317.629 | 622.258 | 2058.049 | 2740.338 | 3391.196 | 793.524 | 2435.957 | 822.243 | 2334.572 | Non-Competitive | Non-Competitive | 0 | TRUE | FALSE | 1 | Non-Competitive | 0.695 | Non-Competitive | 1611.669 | 268.2212 | 752.858 | 2432.148 | 1065 | 1
SCMNCPS5 6028__A FROM_TO | SCMNCPS5 | 6028__A | 1072 | 1 | 1 | GRHAMSES1_5 | COKFIELD_5 | FROM_TO | 74960.94 | 76378.6 | -1324.44 | 0 | 1914.868 | 819.081 | -0.10831 | 0.09339 | -0.39273 | 0.09339 | 516.0032 | -21.749 | 0 | 1834.238 | 3039.698 | 3109.385 | 3069.299 | 2019.519 | 1120.671 | 3391.202 | 3145.2 | 2372.481 | 2613.201 | 2270.132 | 3091.854 | Competitive | Competitive | 1 | TRUE | FALSE | 1 | Non-Competitive | 0.711 | Competitive | 703.2183 | 34.3033 | 2295.799 | 3065.459 | 1065 | 1
SCMNCPS5 6028__A TO_FROM | SCMNCPS5 | 6028__A | 1072 | 1 | 1 | GRHAMSES1_5 | COKFIELD_5 | TO_FROM | 74960.94 | 70377.83 | -265.703 | 0 | 819.081 | 1914.868 | -0.09339 | 0.39273 | -0.09339 | 0.39273 | 1399.432 | 313.8017 | 0 | 791.538 | 1872.003 | 3418.719 | 3317.633 | 620.364 | 2058.051 | 3418.719 | 3391.202 | 877.039 | 2435.967 | 902.263 | 2334.59 | Competitive | Non-Competitive | 0 | TRUE | FALSE | 1 | Non-Competitive | 0.711 | Non-Competitive | 1658.969 | 269.6144 | 773.414 | 2432.172 | 1065 | 1
SCMNCPS5 6029__A FROM_TO | SCMNCPS5 | 6029__A | 1072 | 1 | 1 | LONGCREK_5 | COKFIELD_5 | FROM_TO | 74960.94 | 74503.51 | -610.153 | 0 | 941.852 | 2586.439 | -0.09339 | 0.23047 | -0.60727 | 0.23047 | 1335.692 | 313.8017 | 0 | 832.485 | 1872.003 | 847.102 | 3317.633 | 630.017 | 2058.051 | 3102.417 | 3391.202 | 820.488 | 2435.967 | 852.556 | 2334.59 | Non-Competitive | Non-Competitive | 0 | TRUE | FALSE | 1 | Non-Competitive | 0.742 | Non-Competitive | 1592.283 | 269.6144 | 772.892 | 2432.172 | 1065 | 1
SCMNCPS5 6029__A TO_FROM | SCMNCPS5 | 6029__A | 1072 | 1 | 1 | LONGCREK_5 | COKFIELD_5 | TO_FROM | 74960.94 | 76988.28 | -1333.47 | 0 | 2586.439 | 941.851 | -0.10831 | 0.60727 | -0.23047 | 0.60727 | 614.8273 | -21.749 | 0 | 1557.313 | 3039.698 | 10000 | 3069.299 | 1723.627 | 1120.671 | 10000 | 3145.2 | 5147.827 | 2613.201 | 5350.413 | 3091.854 | Competitive | Competitive | 1 | TRUE | FALSE | 1 | Non-Competitive | 0.742 | Competitive | 801.1897 | 34.3033 | 5006.091 | 3065.459 | 1065 | 1
SCMNCPS5 6035__A FROM_TO | SCMNCPS5 | 6035__A | 1072 | 1 | 1 | TONKAWA_5 | GRHAMSES1_5 | FROM_TO | 74960.94 | 76037.66 | -199.834 | 0 | 829.237 | 1979.37 | -0.06704 | 0.12172 | -0.06704 | 0.12172 | 1013.096 | 204.7782 | 0 | 964.012 | 2443.246 | 977.04 | 2789.787 | 708.51 | 1997.672 | 1072.737 | 3582.893 | 1019.078 | 2318.115 | 1055.899 | 2822.447 | Competitive | Competitive | 1 | TRUE | FALSE | 1 | Non-Competitive | 0.711 | Non-Competitive | 1237.659 | 153.0853 | 981.799 | 2233.307 | 1065 | 0
SCMNCPS5 6035__A TO_FROM | SCMNCPS5 | 6035__A | 1072 | 1 | 1 | TONKAWA_5 | GRHAMSES1_5 | TO_FROM | 74960.94 | 81083.19 | -963.425 | 0 | 1979.371 | 836.836 | -0.09256 | 0.06704 | -0.12172 | 0.06704 | 368.3076 | -54.3983 | 0 | 2319.647 | 3089.388 | 2620.485 | 3089.388 | 1950.256 | 1237.29 | 3370.946 | 3154.486 | 2247.518 | 2811.114 | 2683.285 | 3127.985 | Competitive | Competitive | 1 | TRUE | FALSE | 1 | Non-Competitive | 0.711 | Competitive | 530.3216 | 23.5313 | 2091.26 | 3112.035 | 1065 | 1
SCMNCPS5 6380__A FROM_TO | SCMNCPS5 | 6380__A | 186 | 1 | 1 | MURRY_P8 | GRHAMSES1_8 | FROM_TO | 74960.94 | 75103.39 | -92.326 | 0 | 966.132 | 1881.098 | -0.06292 | 0.12033 | -0.06292 | 0.69629 | 169.807 | 13.1047 | 0 | 2435.232 | 10000 | 2567.945 | 10000 | 806.988 | 2228.911 | 5649.105 | 10000 | 1646.1 | 5583.719 | 2890.931 | 10000 | Competitive | Competitive | 1 | TRUE | FALSE | 1 | Non-Competitive | 0.789 | Non-Competitive | 221.2445 | -8.4491 | 1777.23 | 10000 | 185 | 0
SCMNCPS5 6380__A TO_FROM | SCMNCPS5 | 6380__A | 186 | 1 | 1 | MURRY_P8 | GRHAMSES1_8 | TO_FROM | 74960.94 | 75023.85 | -177.626 | 0 | 1881.098 | 1008.392 | -0.02227 | 0.062924 | -0.69629 | 0.062924 | 142.1852 | 54.3541 | 5028.44 | 6678.823 | 9411.221 | 6678.823 | 3214.197 | 2087.376 | 1846.736 | 6678.823 | 3214.197 | 4698.125 | 3217.158 | 7691.527 | 3395.03 | Competitive | Competitive | 1 | TRUE | FALSE | 1 | Non-Competitive | 0.789 | Competitive | 168.8016 | 62.6933 | 8272.223 | 3365.764 | 185 | 1
SCMNCPS5 6380__D FROM_TO | SCMNCPS5 | 6380__D | 155 | 1 | 1 | MURRY_P8 | PTCRK2 4 | FROM_TO | 74960.94 | 75038.88 | -180.202 | 0 | 1787.313 | 1101.631 | -0.0223 | 0.062889 | -0.19745 | 0.30367 | 139.6085 | 51.9518 | 5028.44 | 6679.594 | 9411.247 | 6679.594 | 3213.977 | 2106.616 | 1817.1 | 6679.594 | 3213.977 | 4717.868 | 3207.485 | 7692.884 | 3394.031 | Competitive | Competitive | 1 | TRUE | FALSE | 1 | Non-Competitive | 0.797 | Non-Competitive | 166.2258 | 60.2499 | 8273.937 | 3365.136 | 154 | 0
SCMNCPS5 6380__D TO_FROM | SCMNCPS5 | 6380__D | 155 | 1 | 1 | MURRY_P8 | PTCRK2 4 | TO_FROM | 74960.94 | 74879.88 | -89.7304 | 0 | 1101.632 | 1787.313 | -0.06289 | 0.12037 | -0.30368 | 0.19745 | 172.3942 | 15.6817 | 0 | 2435.271 | 10000 | 2567.539 | 10000 | 802.973 | 2249.642 | 5649.211 | 10000 | 1642.515 | 5610.703 | 2889.779 | 10000 | Competitive | Non-Competitive | 0 | TRUE | FALSE | 1 | Non-Competitive | 0.797 | Non-Competitive | 223.8229 | -5.8716 | 1776.061 | 10000 | 154 | 1
SCMNCPS5 651__A FROM_TO | SCMNCPS5 | 651__A | 186 | 1 | 1 | COMANCHE_T8 | COMANCHE_8 | FROM_TO | 74960.94 | 75136.83 | 10.0882 | 0 | 0 | 788.325 | 0 | 0.000135 | -0.99987 | 0.000135 | 10.1314 | 10.0845 | 0 |  |  | 788.325 |  | 788.325 |  | 788.325 |  | 788.325 |  | 788.325 | 0 | Competitive | Competitive | 1 | FALSE | TRUE | 1 | Non-Competitive | 0.8285 | Competitive | 10.0968 | 10.0986 | 783.088 | 0 | 185 | 1
SCMNCPS5 651__A TO_FROM | SCMNCPS5 | 651__A | 186 | 1 | 1 | COMANCHE_T8 | COMANCHE_8 | TO_FROM | 74960.94 | 94328.7 | -10.0882 | 0 | 0 | 788.325 | -0.00013 | 0 | -0.00013 | 0.99987 | -10.0857 | -9.1242 | 7134.64 |  |  |  | 921.083 |  | 921.083 |  | 921.083 |  | 921.083 | 0 | 921.083 | Competitive | Competitive | 1 | FALSE | TRUE | 1 | Non-Competitive | 0.8285 | Competitive | -10.0846 | -9.3099 | 0 | 920.068 | 185 | 1
SCMNCPS5 651__B FROM_TO | SCMNCPS5 | 651__B | 186 | 1 | 1 | COMCHESS1_8 | COMANCHE_T8 | FROM_TO | 74960.94 | 74663.18 | -45.3235 | 0 | 855.397 | 1692.942 | -0.07247 | 0.030736 | -0.67931 | 0.23829 | 386.8701 | -31.8853 | 0 | 1165.904 | 7225.257 | 837.704 | 6987.972 | 589.346 | 2097.374 | 897.234 | 10000 | 725.767 | 4957.139 | 904.461 | 8333.264 | Competitive | Non-Competitive | 0 | TRUE | FALSE | 1 | Non-Competitive | 0.797 | Non-Competitive | 478.5888 | -66.2749 | 850.171 | 8400.656 | 185 | 1
SCMNCPS5 651__B TO_FROM | SCMNCPS5 | 651__B | 186 | 1 | 1 | COMCHESS1_8 | COMANCHE_T8 | TO_FROM | 74960.94 | 75118.86 | -392.81 | 0 | 1692.942 | 855.397 | -0.02213 | 0.1234 | -0.23829 | 0.67931 | 139.4171 | -75.2593 | 0 | 5549.068 | 3184.157 | 7812.147 | 1289.545 | 1941.623 | 819.227 | 7812.147 | 2415.977 | 3791.965 | 1154.982 | 5755.442 | 1489.122 | Competitive | Competitive | 1 | TRUE | FALSE | 1 | Non-Competitive | 0.797 | Non-Competitive | 191.3023 | -87.3801 | 5957.047 | 2656.523 | 185 | 0
SCMNCPS5 651__D FROM_TO | SCMNCPS5 | 651__D | 186 | 1 | 1 | DUBLIN1_8 | HASSE_P8 | FROM_TO | 74960.94 | 74998.84 | -320.511 | 0 | 1820.252 | 883.347 | -0.0214 | 0.12521 | -0.34905 | 0.38889 | 167.7519 | -39.2775 | 0 | 5452.114 | 10000 | 7764.014 | 1304.998 | 1920.66 | 822.145 | 7764.014 | 2344.338 | 3535.895 | 1017.113 | 5616.789 | 1412.606 | Competitive | Competitive | 1 | TRUE | FALSE | 1 | Non-Competitive | 0.7345 | Non-Competitive | 213.1204 | -49.5158 | 5829.513 | 2111.56 | 185 | 0
SCMNCPS5 651__D TO_FROM | SCMNCPS5 | 651__D | 186 | 1 | 1 | DUBLIN1_8 | HASSE_P8 | TO_FROM | 74960.94 | 74641.77 | -73.5183 | 0 | 1061.301 | 1694.547 | -0.07142 | 0.024425 | -0.38889 | 0.34905 | 308.6228 | -61.549 | 0 | 3562.849 | 7168.222 | 858.954 | 6956.019 | 599.751 | 2070.104 | 877.559 | 10000 | 697.389 | 4617.564 | 918.239 | 8278.443 | Competitive | Non-Competitive | 0 | TRUE | FALSE | 1 | Non-Competitive | 0.7345 | Non-Competitive | 382.6087 | -89.7168 | 853.589 | 8361.218 | 185 | 1
SCMNCPS5 651__E FROM_TO | SCMNCPS5 | 651__E | 251 | 1 | 1 | DUBLIN1_8 | STPHNVIL_8 | FROM_TO | 74960.94 | 74714.8 | -90.0356 | 0 | 877.344 | 1821.597 | -0.07164 | 0.024205 | -0.17324 | 0.61089 | 292.1018 | -78.0957 | 0 | 3562.259 | 7163.288 | 859.574 | 6949.428 | 601.281 | 2056.466 | 877.892 | 10000 | 705.531 | 4527.473 | 920.447 | 8269.322 | Competitive | Non-Competitive | 0 | TRUE | FALSE | 1 | Non-Competitive | 0.719 | Non-Competitive | 366.0758 | -106.242 | 855.053 | 8354.11 | 249 | 1
SCMNCPS5 651__E TO_FROM | SCMNCPS5 | 651__E | 251 | 1 | 1 | DUBLIN1_8 | STPHNVIL_8 | TO_FROM | 74960.94 | 75061.68 | -303.993 | 0 | 1696.087 | 877.344 | -0.02118 | 0.12543 | -0.61089 | 0.17324 | 184.2689 | -22.7529 | 0 | 5449.654 | 10000 | 7766.211 | 1800.186 | 1910.658 | 826.331 | 7766.211 | 2344.088 | 3480.561 | 1039.154 | 5614.749 | 1957.777 | Competitive | Competitive | 1 | TRUE | FALSE | 1 | Non-Competitive | 0.719 | Competitive | 229.6705 | -32.9629 | 5830.253 | 2238.532 | 249 | 1
SCMNSAR5 6011__A FROM_TO | SCMNSAR5 | 6011__A | 1072 | 1 | 1 | BOWMAN_5 | FISHRDSS | FROM_TO | 74960.94 | 76288.64 | -82.1772 | 0 | 2031.808 | 828.431 | -0.09911 | 0.018082 | -0.67959 | 0.27343 | 168.5037 | 61.8757 | 0 |  | 3695.052 | 3410.183 | 3695.052 | 1148.438 | 2630.161 | 3410.183 | 3695.052 | 2116.807 | 3623.344 | 3342.577 | 3695.052 | Competitive | Competitive | 1 | TRUE | FALSE | 1 | Non-Competitive | 0.75 | Competitive | 237.7771 | 31.4393 | 2680.678 | 3617.38 | 1065 | 1
SCMNSAR5 6011__A TO_FROM | SCMNSAR5 | 6011__A | 1072 | 1 | 1 | BOWMAN_5 | FISHRDSS | TO_FROM | 74960.94 | 78819.2 | -86.9245 | 0 | 828.431 | 2031.808 | -0.01808 | 0.099106 | -0.27343 | 0.67959 | 21.2783 | -137.995 | 0 | 3550.437 |  | 3695.052 | 3410.183 | 1460.676 | 1226.423 | 3695.052 | 3410.183 | 3418.173 | 2185.365 | 3657.071 | 3342.577 | Competitive | Competitive | 1 | TRUE | FALSE | 1 | Non-Competitive | 0.75 | Competitive | 191.0389 | -182.233 | 2590.516 | 2680.678 | 1065 | 1
SCMNSAR5 6012__A FROM_TO | SCMNSAR5 | 6012__A | 956 | 1 | 1 | BOWMAN_5 | JACKSBRO_5 | FROM_TO | 74960.94 | 78022.46 | -214.953 | 0 | 771.899 | 1907.732 | -0.07099 | 0.23984 | -0.1118 | 0.37684 | 633.8035 | -329.826 | 0 | 752.22 | 5395.808 | 2874.577 | 5395.808 | 682.417 | 1649.58 | 3695.052 | 5395.808 | 1457.744 | 2754.8 | 1464.899 | 5346.507 | Competitive | Competitive | 1 | TRUE | FALSE | 1 | Non-Competitive | 0.703 | Non-Competitive | 1184.485 | -547.676 | 1006.185 | 2316.596 | 1065 | 0
SCMNSAR5 6012__A TO_FROM | SCMNSAR5 | 6012__A | 956 | 1 | 1 | BOWMAN_5 | JACKSBRO_5 | TO_FROM | 74960.94 | 76242.28 | -724.678 | 0 | 1927.4 | 771.898 | -0.23984 | 0.07099 | -0.37684 | 0.1118 | 475.5353 | -58.1097 | 0 | 5395.808 | 1782.176 | 5395.808 | 3031.879 | 1641.371 | 1412.329 | 5395.808 | 3695.052 | 2754.213 | 2542.049 | 5346.507 | 2556.542 | Competitive | Competitive | 1 | TRUE | FALSE | 1 | Non-Competitive | 0.703 | Competitive | 699.3286 | -123.174 | 2239.289 | 2243.18 | 1065 | 1
SCMNSAR5 6024__A FROM_TO | SCMNSAR5 | 6024__A | 1072 | 1 | 1 | GRHAMSES1_5 | LONGCREK_5 | FROM_TO | 74960.94 | 77537.07 | -1299.76 | 0 | 1916.066 | 759.829 | -0.10959 | 0.091997 | -0.23073 | 0.091997 | 493.402 | -40.357 | 0 | 1846.409 | 3069.785 | 3090.124 | 3069.785 | 2008.241 | 1130.047 | 3396.64 | 3145.219 | 2363.826 | 2641.418 | 2285.026 | 3098.358 | Competitive | Competitive | 1 | TRUE | FALSE | 1 | Non-Competitive | 0.6795 | Competitive | 672.8205 | 4.8485 | 2229.788 | 3098.341 | 1065 | 1
SCMNSAR5 6024__A TO_FROM | SCMNSAR5 | 6024__A | 1072 | 1 | 1 | GRHAMSES1_5 | LONGCREK_5 | TO_FROM | 74960.94 | 70755.15 | -244.812 | 0 | 759.829 | 2008.024 | -0.092 | 0.23073 | -0.092 | 0.23073 | 1377.852 | 328.3752 | 0 | 812.486 | 1887.081 | 822.783 | 3306.888 | 624.848 | 2049.961 | 2308.946 | 3396.64 | 795.363 | 2433.725 | 822.63 | 2357.019 | Non-Competitive | Non-Competitive | 0 | TRUE | FALSE | 1 | Non-Competitive | 0.6795 | Non-Competitive | 1646.412 | 290.0201 | 756.446 | 2366.114 | 1065 | 1
SCMNSAR5 6028__A FROM_TO | SCMNSAR5 | 6028__A | 1072 | 1 | 1 | GRHAMSES1_5 | COKFIELD_5 | FROM_TO | 74960.94 | 76444.89 | -1345.45 | 0 | 1913.709 | 819.67 | -0.11016 | 0.092474 | -0.39406 | 0.092474 | 495.9505 | -40.5749 | 0 | 1846.413 | 3069.783 | 3090.112 | 3069.783 | 2008.237 | 1130.039 | 3396.639 | 3145.217 | 2363.838 | 2641.401 | 2285.041 | 3098.355 | Competitive | Competitive | 1 | TRUE | FALSE | 1 | Non-Competitive | 0.6955 | Competitive | 676.3017 | 4.8669 | 2229.775 | 3094.873 | 1065 | 1
SCMNSAR5 6028__A TO_FROM | SCMNSAR5 | 6028__A | 1072 | 1 | 1 | GRHAMSES1_5 | COKFIELD_5 | TO_FROM | 74960.94 | 70106.94 | -246.075 | 0 | 819.669 | 1913.709 | -0.09247 | 0.39406 | -0.09247 | 0.39406 | 1423.941 | 330.082 | 0 | 794.86 | 1887.086 | 3417.123 | 3306.874 | 622.532 | 2049.957 | 3417.123 | 3396.639 | 872.772 | 2433.738 | 896.701 | 2357.035 | Competitive | Non-Competitive | 0 | TRUE | FALSE | 1 | Non-Competitive | 0.6955 | Non-Competitive | 1693.893 | 291.5259 | 773.788 | 2366.098 | 1065 | 1
SCMNSAR5 6029__A FROM_TO | SCMNSAR5 | 6029__A | 1072 | 1 | 1 | LONGCREK_5 | COKFIELD_5 | FROM_TO | 74960.94 | 74463.7 | -589.258 | 0 | 928.282 | 2587.056 | -0.09247 | 0.23193 | -0.60594 | 0.23193 | 1359.985 | 330.082 | 0 | 836.057 | 1887.086 | 848.236 | 3306.874 | 632.851 | 2049.957 | 2565.022 | 3396.639 | 822.315 | 2433.738 | 852.711 | 2357.035 | Non-Competitive | Non-Competitive | 0 | TRUE | FALSE | 1 | Non-Competitive | 0.7035 | Non-Competitive | 1620.447 | 291.5259 | 776.491 | 2366.098 | 1065 | 1
SCMNSAR5 6029__A TO_FROM | SCMNSAR5 | 6029__A | 1072 | 1 | 1 | LONGCREK_5 | COKFIELD_5 | TO_FROM | 74960.94 | 77058.22 | -1357.63 | 0 | 2587.057 | 1115.39 | -0.11016 | 0.60594 | -0.23193 | 0.60594 | 594.2941 | -40.5749 | 0 | 1564.707 | 3069.783 | 10000 | 3069.783 | 1712.047 | 1130.039 | 10000 | 3145.217 | 5228.114 | 2641.401 | 5441.973 | 3098.355 | Competitive | Competitive | 1 | TRUE | FALSE | 1 | Non-Competitive | 0.7035 | Competitive | 771.6045 | 4.8669 | 5091.723 | 3094.873 | 1065 | 1
SCMNSAR5 6035__A FROM_TO | SCMNSAR5 | 6035__A | 1072 | 1 | 1 | TONKAWA_5 | GRHAMSES1_5 | FROM_TO | 74960.94 | 75768.83 | -190.236 | 0 | 836.144 | 1827.534 | -0.06648 | 0.12281 | -0.06648 | 0.12281 | 1028.593 | 216.7648 | 0 | 964.006 | 2451.937 | 976.985 | 2796.348 | 709.865 | 1989.692 | 1072.72 | 3585.278 | 1019.594 | 2319.62 | 1054.81 | 2831.95 | Competitive | Competitive | 1 | TRUE | FALSE | 1 | Non-Competitive | 0.7185 | Non-Competitive | 1257.957 | 167.5085 | 980.409 | 2491.219 | 1065 | 0
SCMNSAR5 6035__A TO_FROM | SCMNSAR5 | 6035__A | 1072 | 1 | 1 | TONKAWA_5 | GRHAMSES1_5 | TO_FROM | 74960.94 | 81128.6 | -977.159 | 0 | 1827.534 | 836.142 | -0.09368 | 0.066484 | -0.12281 | 0.066484 | 356.4944 | -62.1861 | 0 | 2324.936 | 3089.501 | 2632.211 | 3089.501 | 1938.275 | 1244.213 | 3363.815 | 3154.404 | 2242.248 | 2825.293 | 2684.836 | 3128 | Competitive | Competitive | 1 | TRUE | FALSE | 1 | Non-Competitive | 0.7185 | Competitive | 514.7336 | 3.775 | 2303.95 | 3112.187 | 1065 | 1
SCMNSAR5 6380__A FROM_TO | SCMNSAR5 | 6380__A | 186 | 1 | 1 | MURRY_P8 | GRHAMSES1_8 | FROM_TO | 74960.94 | 75070.91 | -90.2892 | 0 | 1008.813 | 1869.46 | -0.06297 | 0.12038 | -0.06297 | 0.69625 | 172.802 | 16.0174 | 0 | 2435.131 | 10000 | 2567.248 | 10000 | 809.705 | 2239.141 | 5649.955 | 10000 | 1628.655 | 5576.433 | 2884.717 | 10000 | Competitive | Competitive | 1 | TRUE | FALSE | 1 | Non-Competitive | 0.7035 | Non-Competitive | 224.7923 | -5.2343 | 1767.126 | 10000 | 185 | 0
SCMNSAR5 6380__A TO_FROM | SCMNSAR5 | 6380__A | 186 | 1 | 1 | MURRY_P8 | GRHAMSES1_8 | TO_FROM | 74960.94 | 75027.78 | -180.483 | 0 | 1771.795 | 1008.818 | -0.02244 | 0.062973 | -0.69625 | 0.062973 | 139.4561 | 52.4393 | 5028.44 | 6665.79 | 9412.007 | 6665.79 | 3212.582 | 2091.505 | 1882.248 | 6665.79 | 3212.582 | 4676.328 | 3227.337 | 7668.522 | 3387.991 | Competitive | Competitive | 1 | TRUE | FALSE | 1 | Non-Competitive | 0.7035 | Competitive | 165.4745 | 60.3085 | 8240.742 | 3359.745 | 185 | 1
SCMNSAR5 6380__D FROM_TO | SCMNSAR5 | 6380__D | 155 | 1 | 1 | MURRY_P8 | PTCRK2 4 | FROM_TO | 74960.94 | 75052.73 | -183.059 | 0 | 1874.602 | 936.838 | -0.02247 | 0.062939 | -0.19745 | 0.30371 | 136.8787 | 50.0371 | 5028.44 | 6666.548 | 9412.031 | 6666.548 | 3212.372 | 2111.387 | 1851.55 | 6666.548 | 3212.372 | 4695.555 | 3218.106 | 7669.864 | 3387.035 | Competitive | Competitive | 1 | TRUE | FALSE | 1 | Non-Competitive | 0.7265 | Non-Competitive | 162.898 | 57.8651 | 8242.442 | 3359.143 | 154 | 0
SCMNSAR5 6380__D TO_FROM | SCMNSAR5 | 6380__D | 155 | 1 | 1 | MURRY_P8 | PTCRK2 4 | TO_FROM | 74960.94 | 74870.2 | -87.6943 | 0 | 1015.425 | 1776.763 | -0.06294 | 0.12041 | -0.30371 | 0.19745 | 175.3892 | 18.5945 | 0 | 2435.173 | 10000 | 2566.843 | 10000 | 805.667 | 2260.694 | 5650.061 | 10000 | 1625.169 | 5602.846 | 2883.577 | 10000 | Competitive | Non-Competitive | 0 | TRUE | FALSE | 1 | Non-Competitive | 0.7265 | Non-Competitive | 227.3707 | -2.6568 | 1765.986 | 10000 | 154 | 1
SCMNSAR5 651__A FROM_TO | SCMNSAR5 | 651__A | 186 | 1 | 1 | COMANCHE_T8 | COMANCHE_8 | FROM_TO | 74960.94 | 75136.83 | 10.0882 | 0 | 0 | 788.325 | 0 | 0.000135 | -0.99987 | 0.000135 | 10.1314 | 10.0845 | 0 |  |  | 788.325 |  | 788.325 |  | 788.325 |  | 788.325 |  | 788.325 | 0 | Competitive | Competitive | 1 | FALSE | TRUE | 1 | Non-Competitive | 0.75 | Competitive | 10.0968 | 10.0986 | 783.088 | 0 | 185 | 1
SCMNSAR5 651__A TO_FROM | SCMNSAR5 | 651__A | 186 | 1 | 1 | COMANCHE_T8 | COMANCHE_8 | TO_FROM | 74960.94 | 94328.7 | -10.0882 | 0 | 0 | 788.325 | -0.00013 | 0 | -0.00013 | 0.99987 | -10.0857 | -9.1242 | 7134.64 |  |  |  | 921.083 |  | 921.083 |  | 921.083 |  | 921.083 | 0 | 921.083 | Competitive | Competitive | 1 | FALSE | TRUE | 1 | Non-Competitive | 0.75 | Competitive | -10.0846 | -9.3099 | 0 | 920.068 | 185 | 1
SCMNSAR5 651__B FROM_TO | SCMNSAR5 | 651__B | 186 | 1 | 1 | COMCHESS1_8 | COMANCHE_T8 | FROM_TO | 74960.94 | 75047.67 | 2.8064 | 0 | 1720.579 | 1183.425 | -0.06633 | 0.012812 | -0.69998 | 0.21465 | 125.2851 | 76.798 | 0 |  | 10000 | 5067.911 | 10000 | 1530.543 | 6692.478 | 5225.713 | 10000 | 4312.064 | 9084.208 | 5632.292 | 10000 | Competitive | Competitive | 1 | TRUE | FALSE | 1 | Non-Competitive | 0.703 | Competitive | 135.1078 | 84.9583 | 5597.371 | 10000 | 185 | 1
SCMNSAR5 651__B TO_FROM | SCMNSAR5 | 651__B | 186 | 1 | 1 | COMCHESS1_8 | COMANCHE_T8 | TO_FROM | 74960.94 | 75665.87 | -118.251 | 0 | 1130.043 | 1720.579 | -0.01281 | 0.12636 | -0.21465 | 0.69998 | 30.8614 | -32.2085 | 2261.54 | 6931.201 |  | 7623.449 | 5225.713 | 4523.706 | 1671.795 | 7623.449 | 5225.713 | 5740.975 | 4459.042 | 6192.096 | 5695.294 | Competitive | Competitive | 1 | TRUE | FALSE | 1 | Non-Competitive | 0.703 | Competitive | 31.6861 | -35.0677 | 6119.916 | 5678.37 | 185 | 1
SCMNSAR5 651__D FROM_TO | SCMNSAR5 | 651__D | 186 | 1 | 1 | DUBLIN1_8 | HASSE_P8 | FROM_TO | 74960.94 | 75243.35 | -85.9774 | 0 | 786.438 | 1115.83 | -0.01357 | 0.12783 | -0.33494 | 0.3955 | 90.4506 | 20.4281 | 339.64 | 5511.566 |  | 7606.501 | 4665.639 | 2826.494 | 1232.903 | 7606.501 | 4665.639 | 5418.647 | 2938.922 | 5697.919 | 4580.415 | Competitive | Competitive | 1 | TRUE | FALSE | 1 | Non-Competitive | 0.7345 | Competitive | 96.8202 | -58.0596 | 5599.86 | 4564.171 | 185 | 1
SCMNSAR5 651__D TO_FROM | SCMNSAR5 | 651__D | 186 | 1 | 1 | DUBLIN1_8 | HASSE_P8 | TO_FROM | 74960.94 | 75217.63 | -16.9242 | 0 | 1134.565 | 751.556 | -0.06645 | 0.013567 | -0.3955 | 0.33494 | 84.6734 | 30.3265 | 0 |  | 7651.118 | 4665.639 | 10000 | 1089.42 | 4616.057 | 4665.639 | 10000 | 2738.73 | 8683.097 | 4580.415 | 9086.443 | Competitive | Competitive | 1 | TRUE | FALSE | 1 | Non-Competitive | 0.7345 | Competitive | 92.2064 | 35.5064 | 4564.171 | 9024.51 | 185 | 1
SCMNSAR5 651__E FROM_TO | SCMNSAR5 | 651__E | 251 | 1 | 1 | DUBLIN1_8 | STPHNVIL_8 | FROM_TO | 74960.94 | 76020.52 | -33.4602 | 0 | 1115.832 | 750.869 | -0.06667 | 0.013346 | -0.17366 | 0.60428 | 68.161 | 13.7982 | 0 |  | 7638.987 | 4664.811 | 10000 | 1204.205 | 4217.031 | 4664.811 | 10000 | 3030.147 | 8619.095 | 4576.834 | 9074.531 | Competitive | Competitive | 1 | TRUE | FALSE | 1 | Non-Competitive | 0.719 | Competitive | 75.6652 | 18.9384 | 4560.283 | 9011.996 | 249 | 1
SCMNSAR5 651__E TO_FROM | SCMNSAR5 | 651__E | 251 | 1 | 1 | DUBLIN1_8 | STPHNVIL_8 | TO_FROM | 74960.94 | 75197.58 | -69.4167 | 0 | 820.106 | 1115.832 | -0.01335 | 0.12805 | -0.60428 | 0.17367 | 106.9764 | 36.8653 | 339.64 | 5504.24 |  | 7609.244 | 4664.811 | 2605.884 | 1365.838 | 7609.244 | 4664.811 | 5376.752 | 3222.388 | 5695.399 | 4576.834 | Competitive | Competitive | 1 | TRUE | FALSE | 1 | Non-Competitive | 0.719 | Competitive | 113.3942 | -41.5459 | 5596.731 | 4560.283 | 249 | 1
SFSHBOM5 6011__A FROM_TO | SFSHBOM5 | 6011__A | 1072 | 1 | 1 | BOWMAN_5 | FISHRDSS | FROM_TO | 74960.94 | 76291.48 | -61.5452 | 0 | 1666.441 | 908.972 | -0.09764 | 0.018046 | -0.67987 | 0.27315 | 165.2651 | 65.1158 | 0 |  | 3695.052 | 3400.84 | 3695.052 | 1076.937 | 2739.571 | 3400.84 | 3695.052 | 2021.689 | 3638.573 | 3346.42 | 3695.052 | Competitive | Competitive | 1 | TRUE | FALSE | 1 | Non-Competitive | 0.7035 | Competitive | 227.9469 | 38.703 | 3137.886 | 3618.239 | 1065 | 1
SFSHBOM5 6011__A TO_FROM | SFSHBOM5 | 6011__A | 1072 | 1 | 1 | BOWMAN_5 | FISHRDSS | TO_FROM | 74960.94 | 78872.2 | -87.5675 | 0 | 867.657 | 1666.441 | -0.01805 | 0.097641 | -0.27315 | 0.67987 | 8.5153 | -37.4456 | 567.44 | 3552.931 |  | 3695.052 | 3400.84 | 1621.99 | 1161.124 | 3695.052 | 3400.84 | 3471.633 | 2108.534 | 3658.429 | 3346.42 | Competitive | Competitive | 1 | TRUE | FALSE | 1 | Non-Competitive | 0.7035 | Competitive | 167.2195 | -191.133 | 2595.017 | 3137.886 | 1065 | 1
SFSHBOM5 6012__A FROM_TO | SFSHBOM5 | 6012__A | 956 | 1 | 1 | BOWMAN_5 | JACKSBRO_5 | FROM_TO | 74960.94 | 78770.79 | -207.719 | 0 | 771.827 | 2060.077 | -0.06924 | 0.2369 | -0.11044 | 0.37754 | 561.5741 | -313.162 | 0 | 767.247 | 5392.756 | 2872.2 | 5392.756 | 710.207 | 1561.8 | 3695.052 | 5392.756 | 1608.759 | 3053.668 | 1614.502 | 5346.071 | Competitive | Competitive | 1 | TRUE | FALSE | 1 | Non-Competitive | 0.75 | Competitive | 1048.997 | -509.131 | 1125.588 | 4958.97 | 1065 | 1
SFSHBOM5 6012__A TO_FROM | SFSHBOM5 | 6012__A | 956 | 1 | 1 | BOWMAN_5 | JACKSBRO_5 | TO_FROM | 74960.94 | 76306.46 | -651.23 | 0 | 1954.79 | 771.826 | -0.2369 | 0.069242 | -0.37754 | 0.11044 | 449.2767 | -39.7706 | 0 | 5392.756 | 1813.74 | 5392.756 | 3025.206 | 1549.165 | 1529.385 | 5392.756 | 3695.052 | 3051.943 | 2646.081 | 5346.071 | 2656.141 | Competitive | Competitive | 1 | TRUE | FALSE | 1 | Non-Competitive | 0.75 | Competitive | 652.0193 | -107.235 | 4958.97 | 2375.127 | 1065 | 1
SFSHBOM5 6024__A FROM_TO | SFSHBOM5 | 6024__A | 1072 | 1 | 1 | GRHAMSES1_5 | LONGCREK_5 | FROM_TO | 74960.94 | 77876.25 | -1156.19 | 0 | 2004.285 | 756.329 | -0.09977 | 0.091964 | -0.22495 | 0.091964 | 431.9782 | -42.9529 | 0 | 2146.457 | 3072.279 | 3074.766 | 3072.279 | 1982.257 | 1207.262 | 10000 | 3144.776 | 2446.734 | 2736.438 | 2704.145 | 3100.381 | Competitive | Competitive | 1 | TRUE | FALSE | 1 | Non-Competitive | 0.6955 | Competitive | 580.4193 | -0.10085 | 2293.32 | 3110.002 | 1065 | 1
SFSHBOM5 6024__A TO_FROM | SFSHBOM5 | 6024__A | 1072 | 1 | 1 | GRHAMSES1_5 | LONGCREK_5 | TO_FROM | 74960.94 | 72831.61 | -214.862 | 0 | 756.33 | 2004.285 | -0.09196 | 0.22495 | -0.09196 | 0.22495 | 1230.152 | 296.5057 | 0 | 808.43 | 2228.161 | 824.186 | 3411.048 | 635.186 | 2025.791 | 2185.59 | 10000 | 809.164 | 2529.035 | 830.586 | 2825.076 | Non-Competitive | Non-Competitive | 0 | TRUE | FALSE | 1 | Non-Competitive | 0.6955 | Non-Competitive | 1422.202 | 255.8977 | 753.971 | 2458.705 | 1065 | 1
SFSHBOM5 6028__A FROM_TO | SFSHBOM5 | 6028__A | 1072 | 1 | 1 | GRHAMSES1_5 | COKFIELD_5 | FROM_TO | 74960.94 | 76616.75 | -1201.12 | 0 | 1661.871 | 816.899 | -0.10029 | 0.092441 | -0.38966 | 0.092441 | 434.2131 | -43.1771 | 0 | 2146.463 | 3072.275 | 3074.756 | 3072.275 | 1982.248 | 1207.264 | 10000 | 3144.773 | 2446.744 | 2736.435 | 2704.155 | 3100.373 | Competitive | Competitive | 1 | TRUE | FALSE | 1 | Non-Competitive | 0.711 | Competitive | 583.4266 | -0.1015 | 2293.287 | 3110.006 | 1065 | 1
SFSHBOM5 6028__A TO_FROM | SFSHBOM5 | 6028__A | 1072 | 1 | 1 | GRHAMSES1_5 | COKFIELD_5 | TO_FROM | 74960.94 | 72350.28 | -215.977 | 0 | 816.899 | 2004.302 | -0.09244 | 0.38965 | -0.09244 | 0.38965 | 1275.473 | 298.0408 | 0 | 791.523 | 2228.168 | 3424.955 | 3411.034 | 633.006 | 2025.782 | 3424.955 | 10000 | 930.184 | 2529.046 | 949.765 | 2825.087 | Non-Competitive | Non-Competitive | 0 | TRUE | FALSE | 1 | Non-Competitive | 0.711 | Non-Competitive | 1468.519 | 257.2253 | 800.487 | 2458.671 | 1065 | 1
SFSHBOM5 6029__A FROM_TO | SFSHBOM5 | 6029__A | 1072 | 1 | 1 | LONGCREK_5 | COKFIELD_5 | FROM_TO | 74960.94 | 74725.12 | -315.036 | 0 | 1200.732 | 5187.567 | -0.09244 | 0.22612 | -0.61034 | 0.22612 | 1212.232 | 298.0408 | 0 | 832.976 | 2228.168 | 851.156 | 3411.034 | 644.56 | 2025.782 | 2387.099 | 10000 | 839.595 | 2529.046 | 863.687 | 2825.087 | Non-Competitive | Non-Competitive | 0 | TRUE | FALSE | 1 | Non-Competitive | 0.75 | Non-Competitive | 1400.556 | 257.2253 | 776.142 | 2458.671 | 1065 | 1
SFSHBOM5 6029__A TO_FROM | SFSHBOM5 | 6029__A | 1072 | 1 | 1 | LONGCREK_5 | COKFIELD_5 | TO_FROM | 74960.94 | 77412.43 | -1210.46 | 0 | 5187.569 | 1200.733 | -0.10029 | 0.61035 | -0.22612 | 0.61035 | 533.6557 | -43.1771 | 0 | 1769.315 | 3072.275 | 10000 | 3072.275 | 1672.768 | 1207.264 | 10000 | 3144.773 | 5983.298 | 2736.435 | 6522.645 | 3100.373 | Competitive | Competitive | 1 | TRUE | FALSE | 1 | Non-Competitive | 0.75 | Competitive | 681.7932 | -0.1015 | 6425.29 | 3110.006 | 1065 | 1
SFSHBOM5 6035__A FROM_TO | SFSHBOM5 | 6035__A | 1072 | 1 | 1 | TONKAWA_5 | GRHAMSES1_5 | FROM_TO | 74960.94 | 77521.74 | -174.62 | 0 | 796.097 | 2064.68 | -0.06645 | 0.11753 | -0.06645 | 0.11753 | 937.9074 | 196.3941 | 0 | 970.729 | 2918.978 | 983.348 | 2654.602 | 731.197 | 1960.997 | 1116.001 | 3424.182 | 1045.668 | 2368.454 | 1073.752 | 3073.839 | Competitive | Competitive | 1 | TRUE | FALSE | 1 | Non-Competitive | 0.75 | Non-Competitive | 1115.033 | 142.5289 | 1001.523 | 3443.363 | 1065 | 0
SFSHBOM5 6035__A TO_FROM | SFSHBOM5 | 6035__A | 1072 | 1 | 1 | TONKAWA_5 | GRHAMSES1_5 | TO_FROM | 74960.94 | 81692.33 | -838.051 | 0 | 1902.156 | 796.093 | -0.08768 | 0.066454 | -0.11753 | 0.066454 | 319.2244 | -69.1979 | 0 | 2678.11 | 3092.629 | 2416.937 | 3092.629 | 1904.11 | 1329.597 | 3424.182 | 3154.752 | 2279.387 | 2894.465 | 2864.736 | 3131.172 | Competitive | Competitive | 1 | TRUE | FALSE | 1 | Non-Competitive | 0.75 | Competitive | 451.5871 | 7.785 | 3233.878 | 3113.701 | 1065 | 1
SFSHBOM5 6380__A FROM_TO | SFSHBOM5 | 6380__A | 186 | 1 | 1 | MURRY_P8 | GRHAMSES1_8 | FROM_TO | 74960.94 | 75371.32 | -86.9698 | 0 | 1012.318 | 1826.197 | -0.06293 | 0.11979 | -0.06293 | 0.69609 | 155.2903 | 10.4658 | 0 | 2616.969 | 10000 | 4216.147 | 10000 | 847.271 | 2193.263 | 5643.667 | 10000 | 1747.3 | 5971.26 | 3070.448 | 10000 | Competitive | Competitive | 1 | TRUE | FALSE | 1 | Non-Competitive | 1.133 | Non-Competitive | 197.2219 | -11.4325 | 2338.012 | 10000 | 185 | 0
SFSHBOM5 6380__A TO_FROM | SFSHBOM5 | 6380__A | 186 | 1 | 1 | MURRY_P8 | GRHAMSES1_8 | TO_FROM | 74960.94 | 75039.54 | -162.07 | 0 | 1826.197 | 936.098 | -0.02126 | 0.062932 | -0.69609 | 0.062932 | 131.2765 | 51.506 | 5028.44 | 6683.889 | 9411.172 | 6683.889 | 3221.49 | 2034.8 | 2128.993 | 6683.889 | 3221.49 | 4961.711 | 3323.139 | 7700.434 | 3427.756 | Competitive | Competitive | 1 | TRUE | FALSE | 1 | Non-Competitive | 1.133 | Competitive | 153.2254 | 59.022 | 8287.433 | 3402.612 | 185 | 1
SFSHBOM5 6380__D FROM_TO | SFSHBOM5 | 6380__D | 155 | 1 | 1 | MURRY_P8 | PTCRK2 4 | FROM_TO | 74960.94 | 75094.56 | -164.659 | 0 | 1891.374 | 1104.068 | -0.0213 | 0.062898 | -0.19684 | 0.30388 | 128.6991 | 49.1037 | 5028.44 | 6684.665 | 9411.199 | 6684.665 | 3221.226 | 2057.197 | 2090.197 | 6684.665 | 3221.226 | 4983.576 | 3315.12 | 7701.797 | 3426.545 | Competitive | Competitive | 1 | TRUE | FALSE | 1 | Non-Competitive | 0.75 | Competitive | 150.649 | 56.5786 | 8289.147 | 3401.804 | 154 | 1
SFSHBOM5 6380__D TO_FROM | SFSHBOM5 | 6380__D | 155 | 1 | 1 | MURRY_P8 | PTCRK2 4 | TO_FROM | 74960.94 | 74932.99 | -84.3886 | 0 | 1013.029 | 1891.374 | -0.0629 | 0.11983 | -0.30388 | 0.19684 | 157.8774 | 13.0428 | 0 | 2499.311 | 10000 | 4215.881 | 10000 | 842.848 | 2218.024 | 5643.775 | 10000 | 1743.52 | 6001.328 | 2967.633 | 10000 | Competitive | Non-Competitive | 0 | TRUE | FALSE | 1 | Non-Competitive | 0.75 | Non-Competitive | 199.8004 | -8.8551 | 2337.095 | 10000 | 154 | 1
SFSHBOM5 651__A FROM_TO | SFSHBOM5 | 651__A | 186 | 1 | 1 | COMANCHE_T8 | COMANCHE_8 | FROM_TO | 74960.94 | 75136.83 | 10.0882 | 0 | 0 | 788.325 | 0 | 0.000135 | -0.99987 | 0.000135 | 10.1314 | 10.0845 | 0 |  |  | 788.325 |  | 788.325 |  | 788.325 |  | 788.325 |  | 788.325 | 0 | Competitive | Competitive | 1 | FALSE | TRUE | 1 | Non-Competitive | 0.8045 | Competitive | 10.0968 | 10.0986 | 783.088 | 0 | 185 | 1
SFSHBOM5 651__A TO_FROM | SFSHBOM5 | 651__A | 186 | 1 | 1 | COMANCHE_T8 | COMANCHE_8 | TO_FROM | 74960.94 | 94328.7 | -10.0882 | 0 | 0 | 788.325 | -0.00013 | 0 | -0.00013 | 0.99987 | -10.0857 | -9.1242 | 7134.64 |  |  |  | 921.083 |  | 921.083 |  | 921.083 |  | 921.083 | 0 | 921.083 | Competitive | Competitive | 1 | FALSE | TRUE | 1 | Non-Competitive | 0.8045 | Competitive | -10.0846 | -9.3099 | 0 | 920.068 | 185 | 1
SFSHBOM5 651__B FROM_TO | SFSHBOM5 | 651__B | 186 | 1 | 1 | COMCHESS1_8 | COMANCHE_T8 | FROM_TO | 74960.94 | 74915.36 | 10.6302 | 0 | 1194.636 | 1826.932 | -0.07225 | 0.014905 | -0.72881 | 0.18285 | 219.2155 | 58.0051 | 0 |  | 7516.005 | 878.208 | 7491.661 | 623.461 | 3923.956 | 888.362 | 10000 | 723.814 | 8569.316 | 922.5 | 8927.55 | Competitive | Non-Competitive | 0 | TRUE | FALSE | 1 | Non-Competitive | 0.75 | Non-Competitive | 265.4122 | 50.7729 | 858.734 | 8869.265 | 185 | 1
SFSHBOM5 651__B TO_FROM | SFSHBOM5 | 651__B | 186 | 1 | 1 | COMCHESS1_8 | COMANCHE_T8 | TO_FROM | 74960.94 | 75814.01 | -224.777 | 0 | 1826.932 | 1149.494 | -0.01376 | 0.13213 | -0.18285 | 0.72881 | 24.4298 | -108.47 | 0 | 5524.782 |  | 7692.996 | 2327.255 | 3256.726 | 854.519 | 7692.996 | 2341.273 | 5666.884 | 1105.353 | 5808.665 | 2325.947 | Competitive | Competitive | 1 | TRUE | FALSE | 1 | Non-Competitive | 0.75 | Competitive | 46.9502 | -118.181 | 5727.588 | 2465.475 | 185 | 1
SFSHBOM5 651__D FROM_TO | SFSHBOM5 | 651__D | 186 | 1 | 1 | DUBLIN1_8 | HASSE_P8 | FROM_TO | 74960.94 | 75289.31 | -174.325 | 0 | 1746.65 | 1039.454 | -0.01441 | 0.1325 | -0.31522 | 0.40855 | 77.2017 | -55.4333 | 0 | 5379.125 |  | 7664.319 | 2552.343 | 2455.967 | 838.797 | 7664.319 | 10000 | 5241.412 | 1079.581 | 5656.137 | 3292.58 | Competitive | Competitive | 1 | TRUE | FALSE | 1 | Non-Competitive | 0.789 | Competitive | 94.9609 | -75.1568 | 5781.45 | 2372.34 | 185 | 1
SFSHBOM5 651__D TO_FROM | SFSHBOM5 | 651__D | 186 | 1 | 1 | DUBLIN1_8 | HASSE_P8 | TO_FROM | 74960.94 | 75012.5 | -29.131 | 0 | 1135.711 | 1475.781 | -0.07124 | 0.014407 | -0.40855 | 0.31522 | 163.0501 | 13.571 | 0 |  | 7368.602 | 960.44 | 7368.602 | 636.832 | 2854.625 | 2892.127 | 10000 | 735.415 | 7852.848 | 1161.798 | 8783.507 | Competitive | Competitive | 1 | TRUE | FALSE | 1 | Non-Competitive | 0.789 | Non-Competitive | 197.6349 | 7.9274 | 891.788 | 8818.992 | 185 | 0
SFSHBOM5 651__E FROM_TO | SFSHBOM5 | 651__E | 251 | 1 | 1 | DUBLIN1_8 | STPHNVIL_8 | FROM_TO | 74960.94 | 75540.87 | -45.6823 | 0 | 1036.33 | 1476.105 | -0.07146 | 0.014186 | -0.18122 | 0.59123 | 146.3942 | -2.9434 | 0 |  | 7359.276 | 977.878 | 7359.276 | 639.574 | 2745.344 | 2892.411 | 10000 | 756.366 | 7743.04 | 1188.565 | 8772.417 | Competitive | Competitive | 1 | TRUE | FALSE | 1 | Non-Competitive | 0.7505 | Competitive | 181.0789 | -8.6105 | 895.7 | 8809.494 | 249 | 1
SFSHBOM5 651__E TO_FROM | SFSHBOM5 | 651__E | 251 | 1 | 1 | DUBLIN1_8 | STPHNVIL_8 | TO_FROM | 74960.94 | 75217.9 | -157.714 | 0 | 1476.105 | 1036.33 | -0.01419 | 0.13272 | -0.59123 | 0.18122 | 93.7212 | -38.8741 | 0 | 5373.291 |  | 7666.75 | 2563.742 | 2372.044 | 846.895 | 7666.75 | 10000 | 5187.609 | 1138.73 | 5653.246 | 3360.649 | Competitive | Competitive | 1 | TRUE | FALSE | 1 | Non-Competitive | 0.7505 | Competitive | 111.5203 | -50.3881 | 5781.308 | 2377.838 | 249 | 1
SGIBSN25 240__A FROM_TO | SGIBSN25 | 240__A | 1450 | 1 | 1 | JEWETT_S5 | SNGLTN_345 | FROM_TO | 74960.94 | 61079.28 | -605.238 | 0 | 2165.907 | 1637.717 | -0.15139 | 0.10472 | -0.15413 | 0.18495 | 2348.761 | 1036.986 | 0 | 1446.384 | 1941.29 | 1417.463 | 2055.358 | 1433.301 | 1810.832 | 1360.815 | 2137.984 | 1459.704 | 2016.548 | 1461.124 | 2034.821 | Competitive | Non-Competitive | 0 | TRUE | FALSE | 1 | Non-Competitive | 0.7265 | Non-Competitive | 2764.51 | 912.9693 | 1419.359 | 2116.049 | 1435 | 1
SGIBSN25 240__A TO_FROM | SGIBSN25 | 240__A | 1450 | 1 | 1 | JEWETT_S5 | SNGLTN_345 | TO_FROM | 74960.94 | 75596.53 | -1245.04 | 0 | 1637.717 | 2373.938 | -0.10472 | 0.15139 | -0.18495 | 0.15413 | 1225.483 | 968.3793 | 2965.84 | 1703.363 | 1812.534 | 1837.854 | 1776.685 | 1590.036 | 1792.969 | 1893.406 | 1707.537 | 1800.169 | 1774.071 | 1816.616 | 1776.074 | Competitive | Competitive | 1 | TRUE | TRUE | 1 | Competitive | 0.7265 | Competitive | 1163.73 | 857.7486 | 2035.397 | 1788.276 | 1435 | 1
SGIBSN25 260_A_1 FROM_TO | SGIBSN25 | 260_A_1 | 1450 | 1 | 1 | JEWETT_N5 | SNGLTN_345 | FROM_TO | 74960.94 | 61539.97 | -616.693 | 0 | 2373.302 | 1591.139 | -0.14373 | 0.10283 | -0.14632 | 0.17408 | 2255.069 | 981.6712 | 0 | 1522.382 | 1951.408 | 1489.962 | 2088.41 | 1508.589 | 1813.738 | 1489.962 | 2143.95 | 1570.042 | 2030.315 | 1571.634 | 2050.418 | Competitive | Non-Competitive | 0 | TRUE | FALSE | 1 | Non-Competitive | 0.719 | Non-Competitive | 2650.44 | 854.8025 | 1534.522 | 2132.62 | 1435 | 1
SGIBSN25 260_A_1 TO_FROM | SGIBSN25 | 260_A_1 | 1450 | 1 | 1 | JEWETT_N5 | SNGLTN_345 | TO_FROM | 74960.94 | 76138.59 | -1151.1 | 0 | 1640.908 | 2569.948 | -0.10284 | 0.14373 | -0.17408 | 0.14633 | 1169.502 | 937.3993 | 2965.84 | 1711.038 | 1896.167 | 1865.575 | 1856.131 | 1591.415 | 1875.854 | 1898.281 | 1856.131 | 1811.132 | 1886.268 | 1829.226 | 1888.459 | Competitive | Competitive | 1 | TRUE | TRUE | 1 | Competitive | 0.719 | Competitive | 1104.931 | 826.5319 | 2050.102 | 1908.445 | 1435 | 1
SGIBSN25 KDLKG_75_A FROM_TO | SGIBSN25 | KDLKG_75_A | 1710 | 1 | 1 | KING____345A | KUYDAL755010 | FROM_TO | 74960.94 | 76600.22 | -1411.43 | 0 | 2064.51 | 2327.143 | -0.14633 | 0.14256 | -0.5713 | 0.14874 | 724.0043 | 609.9395 | 3852.04 | 2065.39 | 1733.935 | 2173.876 | 1628.97 | 1976.973 | 1653.413 | 2551.247 | 4823.82 | 2133.464 | 1655.346 | 2147.831 | 1670.241 | Competitive | Competitive | 1 | TRUE | TRUE | 1 | Competitive | 0.7345 | Competitive | 655.0921 | 527.0958 | 2354.831 | 1681.31 | 1677 | 1
SGIBSN25 KDLKG_75_A TO_FROM | SGIBSN25 | KDLKG_75_A | 1710 | 1 | 1 | KING____345A | KUYDAL755010 | TO_FROM | 74960.94 | 69654.14 | -112.979 | 0 | 2327.143 | 2149.545 | -0.14256 | 0.14633 | -0.14874 | 0.5713 | 2113.676 | 757.6438 | 0 | 1406.899 | 2281.588 | 1397.001 | 2420.255 | 1350.111 | 2211.603 | 4823.82 | 2551.247 | 1393.949 | 2300.733 | 1405.052 | 2311.47 | Non-Competitive | Non-Competitive | 0 | TRUE | FALSE | 1 | Non-Competitive | 0.7345 | Non-Competitive | 2345.782 | 683.6807 | 1373.362 | 2393.681 | 1677 | 1
SGIBSN25 KDLRNS75_A FROM_TO | SGIBSN25 | KDLRNS75_A | 1710 | 1 | 1 | ROANS___345C | KUYDAL755010 | FROM_TO | 74960.94 | 73557.33 | -55.0731 | 0 | 2651.604 | 2246.589 | -0.14179 | 0.1471 | -0.42793 | 0.1471 | 2171.477 | 815.4942 | 0 | 1405.575 | 2282.64 | 1388.508 | 2420.073 | 1343.106 | 2218.042 | 4812.66 | 2550.683 | 1391.318 | 2302.742 | 1403.166 | 2312.511 | Non-Competitive | Non-Competitive | 0 | TRUE | FALSE | 1 | Non-Competitive | 0.711 | Non-Competitive | 2403.757 | 741.6124 | 1371.553 | 2395.27 | 1677 | 1
SGIBSN25 KDLRNS75_A TO_FROM | SGIBSN25 | KDLRNS75_A | 1710 | 1 | 1 | ROANS___345C | KUYDAL755010 | TO_FROM | 74960.94 | 84919.23 | -1469.35 | 0 | 2504.5 | 2651.604 | -0.1471 | 0.14179 | -0.1471 | 0.42793 | 665.5721 | 555.1191 | 3852.04 | 2066.759 | 1732.77 | 2174.352 | 1668.751 | 1984.319 | 1644.048 | 2550.683 | 4812.66 | 2136.714 | 1653.459 | 2149.778 | 1669.345 | Competitive | Competitive | 1 | TRUE | TRUE | 1 | Competitive | 0.711 | Competitive | 596.855 | 471.885 | 2357.133 | 1681.056 | 1677 | 1
SGIBSN25 KDLRTW74_A FROM_TO | SGIBSN25 | KDLRTW74_A | 2194 | 1 | 1 | KUYDAL745005 | RTHWOD__345A | FROM_TO | 74960.94 | 76920.79 | -229.415 | 0 | 2905.402 | 2100.671 | -0.1337 | 0.053778 | -0.42287 | 0.5259 | 1390.369 | 364.2596 | 0 | 1444.21 | 2299.307 | 1444.21 | 2678.922 | 1334.352 | 2240.019 | 1381.571 | 2514.681 | 1424.625 | 2313.069 | 1453.075 | 2320.319 | Competitive | Competitive | 1 | TRUE | FALSE | 1 | Non-Competitive | 0.719 | Competitive | 1576.387 | 308.5834 | 1413.568 | 2378.503 | 2170 | 1
SGIBSN25 KDLRTW74_A TO_FROM | SGIBSN25 | KDLRTW74_A | 2194 | 1 | 1 | KUYDAL745005 | RTHWOD__345A | TO_FROM | 74960.94 | 77700.04 | -933.636 | 0 | 2619.16 | 2413.952 | -0.05378 | 0.1337 | -0.5259 | 0.42287 | 756.8605 | 732.7938 | 3852.04 | 2104.424 | 1795.728 | 2423.874 | 1795.728 | 2031.061 | 1636.628 | 2514.681 | 1718.172 | 2188.682 | 1721.467 | 2197.971 | 1761.154 | Competitive | Competitive | 1 | TRUE | TRUE | 1 | Competitive | 0.719 | Competitive | 710.9725 | 677.8076 | 2348.921 | 1773.043 | 2170 | 1
SGIBSN25 KDLTB_74_A FROM_TO | SGIBSN25 | KDLTB_74_A | 1710 | 1 | 1 | KUYDAL745005 | TOMBAL__345B | FROM_TO | 74960.94 | 77673.64 | -1011.99 | 0 | 2229.038 | 2906.199 | -0.05482 | 0.13265 | -0.38252 | 0.47306 | 677.7107 | 658.5364 | 3852.04 | 2107.019 | 1797.019 | 2246.297 | 1797.019 | 2042.181 | 1617.114 | 2513.921 | 1718.017 | 2194.168 | 1716.052 | 2201.75 | 1762.902 | Competitive | Competitive | 1 | TRUE | TRUE | 1 | Competitive | 0.711 | Competitive | 632.0869 | 603.0213 | 2352.283 | 1774.562 | 1677 | 1
SGIBSN25 KDLTB_74_A TO_FROM | SGIBSN25 | KDLTB_74_A | 1710 | 1 | 1 | KUYDAL745005 | TOMBAL__345B | TO_FROM | 74960.94 | 75344.23 | -150.978 | 0 | 2414.46 | 2229.038 | -0.13265 | 0.054823 | -0.47306 | 0.38252 | 1469.084 | 442.6215 | 0 | 1444.2 | 2300.902 | 1444.2 | 2497.825 | 1320.188 | 2248.398 | 1380.446 | 2513.921 | 1419.001 | 2316.167 | 1452.554 | 2322.133 | Competitive | Competitive | 1 | TRUE | FALSE | 1 | Non-Competitive | 0.711 | Competitive | 1654.731 | 387.0553 | 1412.195 | 2380.714 | 1677 | 1
SGIBSN25 KG_RTW74_A FROM_TO | SGIBSN25 | KG_RTW74_A | 1710 | 1 | 1 | KING____345A | RTHWOD__345A | FROM_TO | 74960.94 | 76441.93 | -695.327 | 0 | 2100.298 | 2902.004 | -0.04509 | 0.15241 | -0.46517 | 0.16327 | 1021.585 | 970.8085 | 3852.04 | 2136.809 | 1723.069 | 2539.216 | 1802.175 | 2038.171 | 1645.606 | 2454.729 | 1723.069 | 2213.783 | 1728.648 | 2228.271 | 1773.44 | Competitive | Competitive | 1 | TRUE | TRUE | 1 | Competitive | 0.6955 | Competitive | 953.7384 | 923.5441 | 2349.855 | 1785.798 | 1710 | 1
SGIBSN25 KG_RTW74_A TO_FROM | SGIBSN25 | KG_RTW74_A | 1710 | 1 | 1 | KING____345A | RTHWOD__345A | TO_FROM | 74960.94 | 79555.25 | -459.068 | 0 | 2412.771 | 2100.298 | -0.15242 | 0.045091 | -0.16327 | 0.46517 | 1101.354 | 71.3911 | 0 | 1384.876 | 2321.684 | 1448.739 | 2539.216 | 1340.708 | 2235.741 | 1384.876 | 2454.729 | 1429.97 | 2318.721 | 1461.912 | 2331.31 | Competitive | Competitive | 1 | TRUE | FALSE | 1 | Non-Competitive | 0.6955 | Competitive | 1263.874 | 17.4882 | 1422.731 | 2376.505 | 1710 | 1
SGIBSN25 RNSSNG75_A FROM_TO | SGIBSN25 | RNSSNG75_A | 2194 | 1 | 1 | ROANS___345C | SNGLTN_345 | FROM_TO | 74960.94 | 92488.1 | -2432.14 | 0 | 10000 | 4915.324 | -0.08205 | 0.8529 | -0.0895 | 0.8529 | 1559.583 | 1488.119 | 3852.04 | 1838.458 | 1850.436 | 10000 | 1853.17 | 1781.644 | 1749.948 | 10000 | 1778.238 | 6052.226 | 1801.335 | 6062.646 | 1821.365 | Competitive | Competitive | 1 | TRUE | FALSE | 1 | Non-Competitive | 0.711 | Competitive | 1441.647 | 1404.885 | 6243.461 | 1835.78 | 2170 | 1
SGIBSN25 RNSSNG75_A TO_FROM | SGIBSN25 | RNSSNG75_A | 2194 | 1 | 1 | ROANS___345C | SNGLTN_345 | TO_FROM | 74960.94 | 75157.69 | -1371.56 | 0 | 4915.324 | 10000 | -0.8529 | 0.082055 | -0.8529 | 0.089504 | 1948.43 | -463.172 | 0 | 1482.461 | 1979.459 | 1484.324 | 10000 | 1413.172 | 1936.349 | 1424.02 | 10000 | 1485.295 | 6160.787 | 1499.624 | 6168.465 | Competitive | Competitive | 1 | TRUE | FALSE | 1 | Non-Competitive | 0.711 | Non-Competitive | 2192.274 | -509.368 | 1460.482 | 6265.768 | 2170 | 0
SGIBSN25 SARC_CMNSW_1 FROM_TO | SGIBSN25 | SARC_CMNSW_1 | 1515 | 1 | 1 | COMCHESS1_5 | BROWN_5 | FROM_TO | 74960.94 | 79553.96 | -1336.57 | 0 | 1878.045 | 752.759 | -0.08792 | 0.084161 | -0.22976 | 0.39688 | 530.4774 | -36.7879 | 0 | 2286.444 | 1332.566 | 2046.687 | 3045.937 | 2231.112 | 851.644 | 3798.437 | 3045.937 | 2969.942 | 1666.861 | 2999.813 | 2032.581 | Competitive | Competitive | 1 | TRUE | FALSE | 1 | Non-Competitive | 0.711 | #N/A | #N/A | #N/A | #N/A | #N/A | #N/A | #N/A
SGIBSN25 SARC_CMNSW_1 TO_FROM | SGIBSN25 | SARC_CMNSW_1 | 1515 | 1 | 1 | COMCHESS1_5 | BROWN_5 | TO_FROM | 74960.94 | 75263.38 | -219.861 | 0 | 752.759 | 1730.942 | -0.08416 | 0.11953 | -0.39688 | 0.22976 | 1401.779 | 246.3608 | 0 | 730.444 | 2326.119 | 894.733 | 2070.01 | 595.066 | 2267.79 | 935.801 | 3858.218 | 810.09 | 3012.636 | 862.839 | 3043.733 | Competitive | Competitive | 1 | TRUE | FALSE | 1 | Non-Competitive | 0.711 | #N/A | #N/A | #N/A | #N/A | #N/A | #N/A | #N/A
SGIBSN25 SNGTB_74_A FROM_TO | SGIBSN25 | SNGTB_74_A | 1924 | 1 | 1 | SNGLTN_345 | TOMBAL__345B | FROM_TO | 74960.94 | 72566.29 | 169.9868 | 0 | 0 | 2410.08 | -0.12591 | 0.10171 | -0.37544 | 0.11124 | 2586.148 | 1222.332 | 0 | 1432.594 | 2274.204 | 1435.856 | 2305.825 | 1386.214 | 2197.357 | 1381.151 | 2680.754 | 1429.345 | 2310.676 | 1438.045 | 2322.311 | Non-Competitive | Non-Competitive | 0 | TRUE | FALSE | 1 | Non-Competitive | 0.797 | Non-Competitive | 2870.808 | 1140.026 | 1402.163 | 2430.777 | 1924 | 1
SGIBSN25 SNGTB_74_A TO_FROM | SGIBSN25 | SNGTB_74_A | 1924 | 1 | 1 | SNGLTN_345 | TOMBAL__345B | TO_FROM | 74960.94 | 94328.7 | -3237.29 | 0 | 2410.079 | 0 | -0.10171 | 0.12591 | -0.11124 | 0.37544 | 448.1768 | 397.0509 | 3852.04 | 2039.577 | 1773.391 | 2066.303 | 1778.114 | 1943.972 | 1707.29 | 2365.698 | 1710.681 | 2101.85 | 1717.263 | 2117.919 | 1729.222 | Competitive | Competitive | 1 | TRUE | TRUE | 1 | Competitive | 0.797 | Competitive | 363.7951 | 294.3542 | 2383.722 | 1741.96 | 1924 | 1
SGIBSN25 SNGXGC75_1 FROM_TO | SGIBSN25 | SNGXGC75_1 | 1631 | 1 | 1 | GIBN_CREK_5 | SNGLTN_345 | FROM_TO | 74960.94 | 59416.27 | -148.862 | 0 | 2000.93 | 1496.193 | -0.2442 | 0.59447 | -0.24918 | 0.59447 | 3869.531 | 1289.966 | 0 | 1374.653 | 2083.081 | 3044.396 | 2164.725 | 1336.702 | 2079.306 | 3269.31 | 2299.51 | 1267.313 | 2144.364 | 1270.177 | 2144.529 | Competitive | Non-Competitive | 0 | TRUE | FALSE | 1 | Non-Competitive | 0.7345 | Non-Competitive | 4445.538 | 1200.3 | 1257.088 | 2247.103 | 1631 | 1
SGIBSN25 SNGXGC75_1 TO_FROM | SGIBSN25 | SNGXGC75_1 | 1631 | 1 | 1 | GIBN_CREK_5 | SNGLTN_345 | TO_FROM | 74960.94 | 74628.62 | -2584.26 | 0 | 1440.447 | 2000.929 | -0.59447 | 0.2442 | -0.59447 | 0.24918 | 1684.854 | 1154.877 | 3852.04 | 1837.769 | 1677.8 | 1930.997 | 3044.396 | 1832.175 | 1626.758 | 2029.629 | 3269.31 | 1921.261 | 1447.991 | 1921.565 | 1451.041 | Non-Competitive | Competitive | 0 | TRUE | TRUE | 1 | Competitive | 0.7345 | Competitive | 1460.859 | 952.4985 | 2181.749 | 1465.539 | 1631 | 1
SGIBSNG5 240__A FROM_TO | SGIBSNG5 | 240__A | 1450 | 1 | 1 | JEWETT_S5 | SNGLTN_345 | FROM_TO | 74960.94 | 61079.28 | -605.238 | 0 | 2165.907 | 1637.717 | -0.15139 | 0.10472 | -0.15413 | 0.18495 | 2348.761 | 1036.986 | 0 | 1446.384 | 1941.29 | 1417.463 | 2055.358 | 1433.301 | 1810.832 | 1360.815 | 2137.984 | 1459.704 | 2016.548 | 1461.124 | 2034.821 | Competitive | Non-Competitive | 0 | TRUE | FALSE | 1 | Non-Competitive | 0.703 | Non-Competitive | 2764.51 | 912.9693 | 1419.359 | 2116.049 | 1435 | 1
SGIBSNG5 240__A TO_FROM | SGIBSNG5 | 240__A | 1450 | 1 | 1 | JEWETT_S5 | SNGLTN_345 | TO_FROM | 74960.94 | 75596.53 | -1245.04 | 0 | 1637.717 | 2373.938 | -0.10472 | 0.15139 | -0.18495 | 0.15413 | 1225.483 | 968.3793 | 2965.84 | 1703.363 | 1812.534 | 1837.854 | 1776.685 | 1590.036 | 1792.969 | 1893.406 | 1707.537 | 1800.169 | 1774.071 | 1816.616 | 1776.074 | Competitive | Competitive | 1 | TRUE | TRUE | 1 | Competitive | 0.703 | Competitive | 1163.73 | 857.7486 | 2035.397 | 1788.276 | 1435 | 1
SGIBSNG5 260_A_1 FROM_TO | SGIBSNG5 | 260_A_1 | 1450 | 1 | 1 | JEWETT_N5 | SNGLTN_345 | FROM_TO | 74960.94 | 61539.97 | -616.693 | 0 | 2373.302 | 1591.139 | -0.14373 | 0.10283 | -0.14632 | 0.17408 | 2255.069 | 981.6712 | 0 | 1522.382 | 1951.408 | 1489.962 | 2088.41 | 1508.589 | 1813.738 | 1489.962 | 2143.95 | 1570.042 | 2030.315 | 1571.634 | 2050.418 | Competitive | Non-Competitive | 0 | TRUE | FALSE | 1 | Non-Competitive | 0.7035 | Non-Competitive | 2650.44 | 854.8025 | 1534.522 | 2132.62 | 1435 | 1
SGIBSNG5 260_A_1 TO_FROM | SGIBSNG5 | 260_A_1 | 1450 | 1 | 1 | JEWETT_N5 | SNGLTN_345 | TO_FROM | 74960.94 | 76138.59 | -1151.1 | 0 | 1640.908 | 2569.948 | -0.10284 | 0.14373 | -0.17408 | 0.14633 | 1169.502 | 937.3993 | 2965.84 | 1711.038 | 1896.167 | 1865.575 | 1856.131 | 1591.415 | 1875.854 | 1898.281 | 1856.131 | 1811.132 | 1886.268 | 1829.226 | 1888.459 | Competitive | Competitive | 1 | TRUE | TRUE | 1 | Competitive | 0.7035 | Competitive | 1104.931 | 826.5319 | 2050.102 | 1908.445 | 1435 | 1
SGIBSNG5 KDLKG_75_A FROM_TO | SGIBSNG5 | KDLKG_75_A | 1710 | 1 | 1 | KING____345A | KUYDAL755010 | FROM_TO | 74960.94 | 76600.22 | -1411.43 | 0 | 2064.51 | 2327.143 | -0.14633 | 0.14256 | -0.5713 | 0.14874 | 724.0043 | 609.9395 | 3852.04 | 2065.39 | 1733.935 | 2173.876 | 1628.97 | 1976.973 | 1653.413 | 2551.247 | 4823.82 | 2133.464 | 1655.346 | 2147.831 | 1670.241 | Competitive | Competitive | 1 | TRUE | TRUE | 1 | Competitive | 0.6955 | Competitive | 655.0921 | 527.0958 | 2354.831 | 1681.31 | 1677 | 1
SGIBSNG5 KDLKG_75_A TO_FROM | SGIBSNG5 | KDLKG_75_A | 1710 | 1 | 1 | KING____345A | KUYDAL755010 | TO_FROM | 74960.94 | 69654.14 | -112.979 | 0 | 2327.143 | 2149.545 | -0.14256 | 0.14633 | -0.14874 | 0.5713 | 2113.676 | 757.6438 | 0 | 1406.899 | 2281.588 | 1397.001 | 2420.255 | 1350.111 | 2211.603 | 4823.82 | 2551.247 | 1393.949 | 2300.733 | 1405.052 | 2311.47 | Non-Competitive | Non-Competitive | 0 | TRUE | FALSE | 1 | Non-Competitive | 0.6955 | Non-Competitive | 2345.782 | 683.6807 | 1373.362 | 2393.681 | 1677 | 1
SGIBSNG5 KDLRNS75_A FROM_TO | SGIBSNG5 | KDLRNS75_A | 1710 | 1 | 1 | ROANS___345C | KUYDAL755010 | FROM_TO | 74960.94 | 73557.33 | -55.0731 | 0 | 2651.604 | 2246.589 | -0.14179 | 0.1471 | -0.42793 | 0.1471 | 2171.477 | 815.4942 | 0 | 1405.575 | 2282.64 | 1388.508 | 2420.073 | 1343.106 | 2218.042 | 4812.66 | 2550.683 | 1391.318 | 2302.742 | 1403.166 | 2312.511 | Non-Competitive | Non-Competitive | 0 | TRUE | FALSE | 1 | Non-Competitive | 0.6955 | Non-Competitive | 2403.757 | 741.6124 | 1371.553 | 2395.27 | 1677 | 1
SGIBSNG5 KDLRNS75_A TO_FROM | SGIBSNG5 | KDLRNS75_A | 1710 | 1 | 1 | ROANS___345C | KUYDAL755010 | TO_FROM | 74960.94 | 84919.23 | -1469.35 | 0 | 2504.5 | 2651.604 | -0.1471 | 0.14179 | -0.1471 | 0.42793 | 665.5721 | 555.1191 | 3852.04 | 2066.759 | 1732.77 | 2174.352 | 1668.751 | 1984.319 | 1644.048 | 2550.683 | 4812.66 | 2136.714 | 1653.459 | 2149.778 | 1669.345 | Competitive | Competitive | 1 | TRUE | TRUE | 1 | Competitive | 0.6955 | Competitive | 596.855 | 471.885 | 2357.133 | 1681.056 | 1677 | 1
SGIBSNG5 KDLRTW74_A FROM_TO | SGIBSNG5 | KDLRTW74_A | 2194 | 1 | 1 | KUYDAL745005 | RTHWOD__345A | FROM_TO | 74960.94 | 76920.79 | -229.415 | 0 | 2905.402 | 2100.671 | -0.1337 | 0.053778 | -0.42287 | 0.5259 | 1390.369 | 364.2596 | 0 | 1444.21 | 2299.307 | 1444.21 | 2678.922 | 1334.352 | 2240.019 | 1381.571 | 2514.681 | 1424.625 | 2313.069 | 1453.075 | 2320.319 | Competitive | Competitive | 1 | TRUE | FALSE | 1 | Non-Competitive | 0.6795 | Competitive | 1576.387 | 308.5834 | 1413.568 | 2378.503 | 2170 | 1
SGIBSNG5 KDLRTW74_A TO_FROM | SGIBSNG5 | KDLRTW74_A | 2194 | 1 | 1 | KUYDAL745005 | RTHWOD__345A | TO_FROM | 74960.94 | 77700.04 | -933.636 | 0 | 2619.16 | 2413.952 | -0.05378 | 0.1337 | -0.5259 | 0.42287 | 756.8605 | 732.7938 | 3852.04 | 2104.424 | 1795.728 | 2423.874 | 1795.728 | 2031.061 | 1636.628 | 2514.681 | 1718.172 | 2188.682 | 1721.467 | 2197.971 | 1761.154 | Competitive | Competitive | 1 | TRUE | TRUE | 1 | Competitive | 0.6795 | Competitive | 710.9725 | 677.8076 | 2348.921 | 1773.043 | 2170 | 1
SGIBSNG5 KDLTB_74_A FROM_TO | SGIBSNG5 | KDLTB_74_A | 1710 | 1 | 1 | KUYDAL745005 | TOMBAL__345B | FROM_TO | 74960.94 | 77673.64 | -1011.99 | 0 | 2229.038 | 2906.199 | -0.05482 | 0.13265 | -0.38252 | 0.47306 | 677.7107 | 658.5364 | 3852.04 | 2107.019 | 1797.019 | 2246.297 | 1797.019 | 2042.181 | 1617.114 | 2513.921 | 1718.017 | 2194.168 | 1716.052 | 2201.75 | 1762.902 | Competitive | Competitive | 1 | TRUE | TRUE | 1 | Competitive | 0.711 | Competitive | 632.0869 | 603.0213 | 2352.283 | 1774.562 | 1677 | 1
SGIBSNG5 KDLTB_74_A TO_FROM | SGIBSNG5 | KDLTB_74_A | 1710 | 1 | 1 | KUYDAL745005 | TOMBAL__345B | TO_FROM | 74960.94 | 75344.23 | -150.978 | 0 | 2414.46 | 2229.038 | -0.13265 | 0.054823 | -0.47306 | 0.38252 | 1469.084 | 442.6215 | 0 | 1444.2 | 2300.902 | 1444.2 | 2497.825 | 1320.188 | 2248.398 | 1380.446 | 2513.921 | 1419.001 | 2316.167 | 1452.554 | 2322.133 | Competitive | Competitive | 1 | TRUE | FALSE | 1 | Non-Competitive | 0.711 | Competitive | 1654.731 | 387.0553 | 1412.195 | 2380.714 | 1677 | 1
SGIBSNG5 KG_RTW74_A FROM_TO | SGIBSNG5 | KG_RTW74_A | 1710 | 1 | 1 | KING____345A | RTHWOD__345A | FROM_TO | 74960.94 | 76441.93 | -695.327 | 0 | 2100.298 | 2902.004 | -0.04509 | 0.15241 | -0.46517 | 0.16327 | 1021.585 | 970.8085 | 3852.04 | 2136.809 | 1723.069 | 2539.216 | 1802.175 | 2038.171 | 1645.606 | 2454.729 | 1723.069 | 2213.783 | 1728.648 | 2228.271 | 1773.44 | Competitive | Competitive | 1 | TRUE | TRUE | 1 | Competitive | 0.75 | Competitive | 953.7384 | 923.5441 | 2349.855 | 1785.798 | 1710 | 1
SGIBSNG5 KG_RTW74_A TO_FROM | SGIBSNG5 | KG_RTW74_A | 1710 | 1 | 1 | KING____345A | RTHWOD__345A | TO_FROM | 74960.94 | 79555.25 | -459.068 | 0 | 2412.771 | 2100.298 | -0.15242 | 0.045091 | -0.16327 | 0.46517 | 1101.354 | 71.3911 | 0 | 1384.876 | 2321.684 | 1448.739 | 2539.216 | 1340.708 | 2235.741 | 1384.876 | 2454.729 | 1429.97 | 2318.721 | 1461.912 | 2331.31 | Competitive | Competitive | 1 | TRUE | FALSE | 1 | Non-Competitive | 0.75 | Competitive | 1263.874 | 17.4882 | 1422.731 | 2376.505 | 1710 | 1
SGIBSNG5 RNSSNG75_A FROM_TO | SGIBSNG5 | RNSSNG75_A | 2194 | 1 | 1 | ROANS___345C | SNGLTN_345 | FROM_TO | 74960.94 | 92488.1 | -2432.14 | 0 | 10000 | 4915.324 | -0.08205 | 0.8529 | -0.0895 | 0.8529 | 1559.583 | 1488.119 | 3852.04 | 1838.458 | 1850.436 | 10000 | 1853.17 | 1781.644 | 1749.948 | 10000 | 1778.238 | 6052.226 | 1801.335 | 6062.646 | 1821.365 | Competitive | Competitive | 1 | TRUE | FALSE | 1 | Non-Competitive | 0.695 | Competitive | 1441.647 | 1404.885 | 6243.461 | 1835.78 | 2170 | 1
SGIBSNG5 RNSSNG75_A TO_FROM | SGIBSNG5 | RNSSNG75_A | 2194 | 1 | 1 | ROANS___345C | SNGLTN_345 | TO_FROM | 74960.94 | 75157.69 | -1371.56 | 0 | 4915.324 | 10000 | -0.8529 | 0.082055 | -0.8529 | 0.089504 | 1948.43 | -463.172 | 0 | 1482.461 | 1979.459 | 1484.324 | 10000 | 1413.172 | 1936.349 | 1424.02 | 10000 | 1485.295 | 6160.787 | 1499.624 | 6168.465 | Competitive | Competitive | 1 | TRUE | FALSE | 1 | Non-Competitive | 0.695 | Non-Competitive | 2192.274 | -509.368 | 1460.482 | 6265.768 | 2170 | 0
SGIBSNG5 SARC_CMNSW_1 FROM_TO | SGIBSNG5 | SARC_CMNSW_1 | 1515 | 1 | 1 | COMCHESS1_5 | BROWN_5 | FROM_TO | 74960.94 | 79553.96 | -1336.57 | 0 | 1878.045 | 752.759 | -0.08792 | 0.084161 | -0.22976 | 0.39688 | 530.4774 | -36.7879 | 0 | 2286.444 | 1332.566 | 2046.687 | 3045.937 | 2231.112 | 851.644 | 3798.437 | 3045.937 | 2969.942 | 1666.861 | 2999.813 | 2032.581 | Competitive | Competitive | 1 | TRUE | FALSE | 1 | Non-Competitive | 0.7185 | #N/A | #N/A | #N/A | #N/A | #N/A | #N/A | #N/A
SGIBSNG5 SARC_CMNSW_1 TO_FROM | SGIBSNG5 | SARC_CMNSW_1 | 1515 | 1 | 1 | COMCHESS1_5 | BROWN_5 | TO_FROM | 74960.94 | 75263.38 | -219.861 | 0 | 752.759 | 1730.942 | -0.08416 | 0.11953 | -0.39688 | 0.22976 | 1401.779 | 246.3608 | 0 | 730.444 | 2326.119 | 894.733 | 2070.01 | 595.066 | 2267.79 | 935.801 | 3858.218 | 810.09 | 3012.636 | 862.839 | 3043.733 | Competitive | Competitive | 1 | TRUE | FALSE | 1 | Non-Competitive | 0.7185 | #N/A | #N/A | #N/A | #N/A | #N/A | #N/A | #N/A
SGIBSNG5 SNGTB_74_A FROM_TO | SGIBSNG5 | SNGTB_74_A | 1924 | 1 | 1 | SNGLTN_345 | TOMBAL__345B | FROM_TO | 74960.94 | 72566.29 | 169.9868 | 0 | 0 | 2410.08 | -0.12591 | 0.10171 | -0.37544 | 0.11124 | 2586.148 | 1222.332 | 0 | 1432.594 | 2274.204 | 1435.856 | 2305.825 | 1386.214 | 2197.357 | 1381.151 | 2680.754 | 1429.345 | 2310.676 | 1438.045 | 2322.311 | Non-Competitive | Non-Competitive | 0 | TRUE | FALSE | 1 | Non-Competitive | 0.7345 | Non-Competitive | 2870.808 | 1140.026 | 1402.163 | 2430.777 | 1924 | 1
SGIBSNG5 SNGTB_74_A TO_FROM | SGIBSNG5 | SNGTB_74_A | 1924 | 1 | 1 | SNGLTN_345 | TOMBAL__345B | TO_FROM | 74960.94 | 94328.7 | -3237.29 | 0 | 2410.079 | 0 | -0.10171 | 0.12591 | -0.11124 | 0.37544 | 448.1768 | 397.0509 | 3852.04 | 2039.577 | 1773.391 | 2066.303 | 1778.114 | 1943.972 | 1707.29 | 2365.698 | 1710.681 | 2101.85 | 1717.263 | 2117.919 | 1729.222 | Competitive | Competitive | 1 | TRUE | TRUE | 1 | Competitive | 0.7345 | Competitive | 363.7951 | 294.3542 | 2383.722 | 1741.96 | 1924 | 1
SGIBSNG5 SNGXGC99_1 FROM_TO | SGIBSNG5 | SNGXGC99_1 | 1631 | 1 | 1 | GIBN_CREK_5 | SNGLTN_345 | FROM_TO | 74960.94 | 59416.27 | -148.862 | 0 | 2000.93 | 1496.193 | -0.2442 | 0.59447 | -0.24918 | 0.59447 | 3869.531 | 1289.966 | 0 | 1374.653 | 2083.081 | 3044.396 | 2164.725 | 1336.702 | 2079.306 | 3269.31 | 2299.51 | 1267.313 | 2144.364 | 1270.177 | 2144.529 | Competitive | Non-Competitive | 0 | TRUE | FALSE | 1 | Non-Competitive | 0.7265 | Non-Competitive | 4445.538 | 1200.3 | 1257.088 | 2247.103 | 1631 | 1
SGIBSNG5 SNGXGC99_1 TO_FROM | SGIBSNG5 | SNGXGC99_1 | 1631 | 1 | 1 | GIBN_CREK_5 | SNGLTN_345 | TO_FROM | 74960.94 | 74628.62 | -2584.26 | 0 | 1440.447 | 2000.929 | -0.59447 | 0.2442 | -0.59447 | 0.24918 | 1684.854 | 1154.877 | 3852.04 | 1837.769 | 1677.8 | 1930.997 | 3044.396 | 1832.175 | 1626.758 | 2029.629 | 3269.31 | 1921.261 | 1447.991 | 1921.565 | 1451.041 | Non-Competitive | Competitive | 0 | TRUE | TRUE | 1 | Competitive | 0.7265 | Competitive | 1460.859 | 952.4985 | 2181.749 | 1465.539 | 1631 | 1
SKDLRNS5 240__A FROM_TO | SKDLRNS5 | 240__A | 1450 | 2 | 2 | JEWETT_S5 | SNGLTN_345 | FROM_TO | 74960.94 | 62915.25 | -625.163 | 0 | 2599.64 | 1681.731 | -0.15053 | 0.098902 | -0.15053 | 0.17973 | 2175.309 | 931.993 | 0 | 1406.701 | 1897.194 | 1364.002 | 2011.091 | 1422.717 | 1755.669 | 1364.002 | 2155.589 | 1455.538 | 1924.681 | 1450.172 | 1945.766 | Non-Competitive | Competitive | 0 | TRUE | TRUE | 1 | Competitive | 0.7035 | Non-Competitive | 2553.029 | 811.4826 | 1410.447 | 2020.703 | 1435 | 0
SKDLRNS5 240__A TO_FROM | SKDLRNS5 | 240__A | 1450 | 2 | 2 | JEWETT_S5 | SNGLTN_345 | TO_FROM | 74960.94 | 76531.46 | -1138.09 | 0 | 1652.99 | 2599.64 | -0.0989 | 0.15053 | -0.17973 | 0.15053 | 1165.115 | 909.4529 | 2965.84 | 1665.045 | 1761.556 | 1799.561 | 1709.919 | 1542.026 | 1779.083 | 1906.474 | 1709.919 | 1720.117 | 1766.385 | 1739.099 | 1760.096 | Competitive | Competitive | 1 | TRUE | TRUE | 1 | Competitive | 0.7035 | Competitive | 1112.985 | 809.6183 | 1942.864 | 1774.395 | 1435 | 1
SKDLRNS5 260_A_1 FROM_TO | SKDLRNS5 | 260_A_1 | 1450 | 2 | 2 | JEWETT_N5 | SNGLTN_345 | FROM_TO | 74960.94 | 63465.6 | -635.885 | 0 | 2596.203 | 1736.645 | -0.14188 | 0.096951 | -0.14188 | 0.16797 | 2074.253 | 874.6886 | 0 | 1484.945 | 1904.227 | 1484.945 | 2020.682 | 1502.586 | 1754.24 | 1398.337 | 2184.583 | 1565.8 | 1937.515 | 1559.758 | 1961.102 | Non-Competitive | Competitive | 0 | TRUE | TRUE | 1 | Competitive | 0.7185 | Non-Competitive | 2430.719 | 751.2903 | 1524.3 | 2036.939 | 1435 | 0
SKDLRNS5 260_A_1 TO_FROM | SKDLRNS5 | 260_A_1 | 1450 | 2 | 2 | JEWETT_N5 | SNGLTN_345 | TO_FROM | 74960.94 | 76947.56 | -1037.68 | 0 | 1684.232 | 2596.203 | -0.09695 | 0.14188 | -0.16797 | 0.14188 | 1108.23 | 877.2244 | 2965.84 | 1670.069 | 1847.533 | 1807.584 | 1847.533 | 1539.673 | 1866.827 | 1930.32 | 1742.641 | 1730.145 | 1876.751 | 1751.378 | 1869.797 | Competitive | Competitive | 1 | TRUE | TRUE | 1 | Competitive | 0.7185 | Competitive | 1053.403 | 777.2429 | 1957.022 | 1891.301 | 1435 | 1
SKDLRNS5 KDLRTW74_A FROM_TO | SKDLRNS5 | KDLRTW74_A | 2194 | 2 | 2 | KUYDAL745005 | RTHWOD__345A | FROM_TO | 74960.94 | 75318.92 | -249.786 | 0 | 2403.599 | 2737.867 | -0.17147 | 0.080757 | -0.44378 | 0.50677 | 1983.016 | 576.4395 | 0 | 1430.389 | 2298.382 | 1432.25 | 2478.764 | 1336.233 | 2233.715 | 1371.811 | 2503.045 | 1403.111 | 2309.777 | 1424.858 | 2318.435 | Competitive | Competitive | 1 | TRUE | FALSE | 1 | Non-Competitive | 0.711 | Non-Competitive | 2219.019 | 501.1024 | 1387.667 | 2382.454 | 2170 | 0
SKDLRNS5 KDLRTW74_A TO_FROM | SKDLRNS5 | KDLRTW74_A | 2194 | 2 | 2 | KUYDAL745005 | RTHWOD__345A | TO_FROM | 74960.94 | 77437.29 | -1314.95 | 0 | 2229.567 | 2892.681 | -0.08076 | 0.17147 | -0.50677 | 0.44378 | 941.8931 | 888.2485 | 3852.04 | 2097.497 | 1773.601 | 2244.857 | 1776.302 | 2018.151 | 1637.945 | 2503.045 | 1701.695 | 2175.076 | 1687.489 | 2186.032 | 1717.531 | Competitive | Competitive | 1 | TRUE | TRUE | 1 | Competitive | 0.711 | Competitive | 879.8028 | 812.9917 | 2350.649 | 1729.102 | 2170 | 1
SKDLRNS5 KDLTB_74_A FROM_TO | SKDLRNS5 | KDLTB_74_A | 1710 | 2 | 2 | KUYDAL745005 | TOMBAL__345B | FROM_TO | 74960.94 | 77273.88 | -1393.4 | 0 | 2521.023 | 2404.975 | -0.0818 | 0.17043 | -0.36841 | 0.49219 | 862.7433 | 813.9911 | 3852.04 | 2099.272 | 1772.063 | 2415.875 | 1777.559 | 2026.2 | 1623.653 | 2516.079 | 1701.871 | 2179.204 | 1685.05 | 2188.736 | 1718.486 | Competitive | Competitive | 1 | TRUE | TRUE | 1 | Competitive | 0.7425 | Competitive | 800.9172 | 738.2053 | 2353.192 | 1729.747 | 1677 | 1
SKDLRNS5 KDLTB_74_A TO_FROM | SKDLRNS5 | KDLTB_74_A | 1710 | 2 | 2 | KUYDAL745005 | TOMBAL__345B | TO_FROM | 74960.94 | 73959.84 | -171.349 | 0 | 2404.975 | 2245.88 | -0.17043 | 0.081801 | -0.49219 | 0.36841 | 2061.312 | 654.8013 | 0 | 1428.667 | 2299.479 | 1432.451 | 2677.886 | 1325.815 | 2239.84 | 1371.177 | 2516.079 | 1400.055 | 2312.149 | 1424.244 | 2319.725 | Non-Competitive | Non-Competitive | 0 | TRUE | FALSE | 1 | Non-Competitive | 0.7425 | Non-Competitive | 2297.363 | 579.5743 | 1386.345 | 2384.12 | 1677 | 1
SKDLRNS5 KG_RTW74_A FROM_TO | SKDLRNS5 | KG_RTW74_A | 1710 | 2 | 2 | KING____345A | RTHWOD__345A | FROM_TO | 74960.94 | 75972.24 | -1104.64 | 0 | 2245.421 | 2877.144 | -0.07286 | 0.19251 | -0.44302 | 0.20508 | 1193.982 | 1136.507 | 3852.04 | 2103.216 | 1776.802 | 2542.592 | 1776.802 | 2021.943 | 1643.999 | 2453.098 | 1701.771 | 2191.712 | 1687.006 | 2202.566 | 1719.15 | Competitive | Competitive | 1 | TRUE | TRUE | 1 | Competitive | 0.7735 | Competitive | 1136.59 | 1067.795 | 2343.983 | 1730.363 | 1710 | 1
SKDLRNS5 KG_RTW74_A TO_FROM | SKDLRNS5 | KG_RTW74_A | 1710 | 2 | 2 | KING____345A | RTHWOD__345A | TO_FROM | 74960.94 | 74326.36 | -481.915 | 0 | 2877.143 | 2245.421 | -0.19251 | 0.072857 | -0.20508 | 0.44303 | 1700.877 | 293.0538 | 0 | 1432.907 | 2294.348 | 1432.907 | 2542.592 | 1340.697 | 2229.086 | 1372.111 | 2453.098 | 1403.32 | 2311.168 | 1426.528 | 2319.497 | Non-Competitive | Competitive | 1 | TRUE | FALSE | 1 | Non-Competitive | 0.7735 | Non-Competitive | 1942.19 | 217.8713 | 1389.471 | 2373.406 | 1710 | 0
SKDLRNS5 RNSSNG75_A FROM_TO | SKDLRNS5 | RNSSNG75_A | 2194 | 2 | 2 | ROANS___345C | SNGLTN_345 | FROM_TO | 74960.94 | 94328.7 | 0 | 0 | 10000 | 798.328 | 0 | 1 | 0 | 1 | 933 | 0 | 0 | 10000 |  | 10000 |  | 10000 |  | 10000 |  | 10000 |  | 10000 | 0 | Competitive | Competitive | 1 | TRUE | FALSE | 1 | Non-Competitive | 0.75 | Competitive | 933 | 0 | 10000 | 0 | 2170 | 1
SKDLRNS5 RNSSNG75_A TO_FROM | SKDLRNS5 | RNSSNG75_A | 2194 | 2 | 2 | ROANS___345C | SNGLTN_345 | TO_FROM | 74960.94 | 77154.94 | 0 | 0 | 798.328 | 10000 | -1 | 0 | -1 | 0 | 0 | 0 | 0 |  | 10000 |  | 10000 |  | 10000 |  | 10000 |  | 10000 | 0 | 10000 | Competitive | Competitive | 1 | TRUE | FALSE | 1 | Non-Competitive | 0.75 | Competitive | 0 | 0 | 0 | 10000 | 2170 | 1
SKDLRNS5 SARC_CMNSW_1 FROM_TO | SKDLRNS5 | SARC_CMNSW_1 | 1515 | 2 | 2 | COMCHESS1_5 | BROWN_5 | FROM_TO | 74960.94 | 79562.8 | -1343.91 | 0 | 1730.929 | 752.809 | -0.08758 | 0.084529 | -0.22944 | 0.39722 | 530.7751 | -38.1096 | 0 | 2283.708 | 1252.247 | 2042.534 | 3045.774 | 2227.713 | 848.858 | 3794.027 | 3045.774 | 2955.942 | 1643.256 | 2986.883 | 1988.081 | Competitive | Competitive | 1 | TRUE | FALSE | 1 | Non-Competitive | 1.0075 | #N/A | #N/A | #N/A | #N/A | #N/A | #N/A | #N/A
SKDLRNS5 SARC_CMNSW_1 TO_FROM | SKDLRNS5 | SARC_CMNSW_1 | 1515 | 2 | 2 | COMCHESS1_5 | BROWN_5 | TO_FROM | 74960.94 | 75252.8 | -215.649 | 0 | 724.649 | 1730.928 | -0.08453 | 0.1192 | -0.39722 | 0.22944 | 1405.967 | 248.8644 | 0 | 703.276 | 2323.346 | 894.898 | 2065.749 | 593.934 | 2264.269 | 935.911 | 3853.798 | 807.032 | 2998.522 | 854.934 | 3030.736 | Competitive | Competitive | 1 | TRUE | FALSE | 1 | Non-Competitive | 1.0075 | #N/A | #N/A | #N/A | #N/A | #N/A | #N/A | #N/A
SKDLRNS5 SNGTB_74_A FROM_TO | SKDLRNS5 | SNGTB_74_A | 1924 | 2 | 2 | SNGLTN_345 | TOMBAL__345B | FROM_TO | 74960.94 | 70186.6 | 149.3577 | 0 | 10000 | 2392.629 | -0.17166 | 0.13768 | -0.39279 | 0.13768 | 3288.097 | 1484.338 | 0 | 1401.155 | 2236.765 | 1429.241 | 2303.793 | 1377.369 | 2203.887 | 1387.285 | 2560.469 | 1411.998 | 2308.155 | 1414.897 | 2311.796 | Non-Competitive | Non-Competitive | 0 | TRUE | FALSE | 1 | Non-Competitive | 0.7345 | Non-Competitive | 3651.209 | 1377.405 | 1380.651 | 2413.455 | 1924 | 1
SKDLRNS5 SNGTB_74_A TO_FROM | SKDLRNS5 | SNGTB_74_A | 1924 | 2 | 2 | SNGLTN_345 | TOMBAL__345B | TO_FROM | 74960.94 | 94328.7 | -3778.92 | 0 | 2392.629 | 10000 | -0.13768 | 0.17166 | -0.13768 | 0.39279 | 669.8072 | 583.1688 | 3852.04 | 1985.109 | 1726.666 | 2068.97 | 1768.202 | 1954.301 | 1694.286 | 2237.636 | 1700.577 | 2108.917 | 1692.421 | 2112.367 | 1696.188 | Competitive | Competitive | 1 | TRUE | TRUE | 1 | Competitive | 0.7345 | Competitive | 565.7261 | 455.8582 | 2361.993 | 1709.192 | 1924 | 1
SKDLRNS5 SNGXGC75_1 FROM_TO | SKDLRNS5 | SNGXGC75_1 | 1631 | 2 | 2 | GIBN_CREK_5 | SNGLTN_345 | FROM_TO | 74960.94 | 67755.31 | -81.9246 | 0 | 1689.436 | 1935.28 | -0.13931 | 0.31847 | -0.13931 | 0.31847 | 2005.995 | 656.1918 | 0 | 1391.983 | 2123.19 | 3026.658 | 2152.122 | 1334.199 | 2066.893 | 3267.982 | 2624.803 | 1270.645 | 2112.386 | 1277.19 | 2122.724 | Competitive | Non-Competitive | 0 | TRUE | FALSE | 1 | Non-Competitive | 0.695 | Non-Competitive | 2311.392 | 606.2698 | 1264.228 | 2225.538 | 1631 | 1
SKDLRNS5 SNGXGC75_1 TO_FROM | SKDLRNS5 | SNGXGC75_1 | 1631 | 2 | 2 | GIBN_CREK_5 | SNGLTN_345 | TO_FROM | 74960.94 | 77531.14 | -1357.14 | 0 | 1898.174 | 2125.34 | -0.31847 | 0.13931 | -0.31847 | 0.13931 | 872.1155 | 600.9445 | 3852.04 | 1894.883 | 1701.411 | 1919.137 | 3026.658 | 1820.636 | 1622.608 | 2292.346 | 3267.982 | 1892.342 | 1448.169 | 1906.359 | 1455.72 | Competitive | Competitive | 1 | TRUE | TRUE | 1 | Competitive | 0.695 | Competitive | 771.305 | 497.8585 | 2167.554 | 1469.558 | 1631 | 1
SKDLRNS5 SNGXGC99_1 FROM_TO | SKDLRNS5 | SNGXGC99_1 | 1631 | 2 | 2 | GIBN_CREK_5 | SNGLTN_345 | FROM_TO | 74960.94 | 67755.31 | -81.9246 | 0 | 1689.436 | 1935.28 | -0.13931 | 0.31847 | -0.13931 | 0.31847 | 2005.995 | 656.1918 | 0 | 1391.983 | 2123.19 | 3026.658 | 2152.122 | 1334.199 | 2066.893 | 3267.982 | 2624.803 | 1270.645 | 2112.386 | 1277.19 | 2122.724 | Competitive | Non-Competitive | 0 | TRUE | FALSE | 1 | Non-Competitive | 0.797 | Non-Competitive | 2311.392 | 606.2698 | 1264.228 | 2225.538 | 1631 | 1
SKDLRNS5 SNGXGC99_1 TO_FROM | SKDLRNS5 | SNGXGC99_1 | 1631 | 2 | 2 | GIBN_CREK_5 | SNGLTN_345 | TO_FROM | 74960.94 | 77531.14 | -1357.14 | 0 | 1898.174 | 2125.34 | -0.31847 | 0.13931 | -0.31847 | 0.13931 | 872.1155 | 600.9445 | 3852.04 | 1894.883 | 1701.411 | 1919.137 | 3026.658 | 1820.636 | 1622.608 | 2292.346 | 3267.982 | 1892.342 | 1448.169 | 1906.359 | 1455.72 | Competitive | Competitive | 1 | TRUE | TRUE | 1 | Competitive | 0.797 | Competitive | 771.305 | 497.8585 | 2167.554 | 1469.558 | 1631 | 1
SLCSTH25 1295__A FROM_TO | SLCSTH25 | 1295__A | 493 | 1 | 1 | TEMP_SS__8 | TEMP_PEC__8 | FROM_TO | 74960.94 | 76745.29 | -182.195 | 0 | 1260.018 | 1819.96 | -0.01915 | 0.022829 | -0.23876 | 0.24352 | 60.0723 | 5.2882 | 2929.84 | 10000 |  | 1581.345 | 1704.852 | 935.101 | 1683.837 | 3438.231 | 4189.57 | 1461.71 | 1579.142 | 1918.844 | 1604.146 | Competitive | Competitive | 1 | TRUE | TRUE | 1 | Competitive | 0.891 | Competitive | 79.5564 | 5.7826 | 1885.389 | 1684.754 | 492 | 1
SLCSTH25 1295__A TO_FROM | SLCSTH25 | 1295__A | 493 | 1 | 1 | TEMP_SS__8 | TEMP_PEC__8 | TO_FROM | 74960.94 | 75797.05 | -105.093 | 0 | 1819.96 | 1246.217 | -0.02283 | 0.019149 | -0.24352 | 0.23876 | 284.4755 | 61.7967 | 5.14 |  | 10000 | 1468.839 | 1723.904 | 1383.931 | 1058.603 | 4189.57 | 3438.231 | 1363.886 | 1633.569 | 1431.535 | 2055.547 | Competitive | Competitive | 1 | TRUE | FALSE | 1 | Non-Competitive | 0.891 | Competitive | 318.7428 | 30.9495 | 1588.193 | 2020.347 | 492 | 1
SLCSTH25 1830__A FROM_TO | SLCSTH25 | 1830__A | 84 | 1 | 1 | MCGREGPH1_8 | MCGREG_T_8 | FROM_TO | 74960.94 | 76861.56 | -20.735 | 0 | 1930.613 | 1494.202 | -0.00084 | 0.001065 | -0.04589 | 0.91794 | -6.538 | -11.2369 | 0 |  |  | 9341.797 | 1057.512 | 1598.631 | 928.667 | 9341.797 | 1313.86 | 2313.111 | 1020.57 | 9373.589 | 1148.277 | Competitive | Competitive | 1 | FALSE | FALSE | 1 | Non-Competitive | 0.719 | Competitive | -9.9309 | -13.7039 | 9377.854 | 942.315 | 83 | 1
SLCSTH25 1830__A TO_FROM | SLCSTH25 | 1830__A | 84 | 1 | 1 | MCGREGPH1_8 | MCGREG_T_8 | TO_FROM | 74960.94 | 75030.71 | 7.1872 | 0 | 1393.137 | 1930.613 | -0.00106 | 0.000841 | -0.91794 | 0.045887 | 19.8227 | 3.7969 | 0 |  |  | 911.656 | 9341.797 | 801.035 | 1621.906 | 1136.692 | 9341.797 | 896.975 | 2330.619 | 1000.245 | 9373.589 | Competitive | Competitive | 1 | FALSE | FALSE | 1 | Non-Competitive | 0.719 | Competitive | 20.0739 | 9.5161 | 784.067 | 9377.854 | 83 | 1
SLCSTH25 1830__B FROM_TO | SLCSTH25 | 1830__B | 214 | 1 | 1 | SPGVALLYP_8 | MCGREG_T_8 | FROM_TO | 74960.94 | 75210.56 | -160.984 | 0 | 1929.607 | 1176.96 | -0.0097 | 0.015873 | -0.44538 | 0.49221 | 96.1133 | -52.2895 | 0 |  |  | 3757.125 | 1275.339 | 1486.656 | 967.439 | 9323.101 | 1319.969 | 1600.227 | 1148.922 | 5285.635 | 1322.894 | Competitive | Competitive | 1 | FALSE | FALSE | 1 | Non-Competitive | 0.695 | Competitive | 81.4911 | -50.4264 | 4428.795 | 1322.181 | 213 | 1
SLCSTH25 1830__B TO_FROM | SLCSTH25 | 1830__B | 214 | 1 | 1 | SPGVALLYP_8 | MCGREG_T_8 | TO_FROM | 74960.94 | 75094.4 | -32.1151 | 0 | 1176.96 | 1912.414 | -0.01587 | 0.009695 | -0.49221 | 0.44538 | 121.5715 | -31.8628 | 0 |  |  | 1123.214 | 3757.125 | 852.909 | 1628.994 | 1146.9 | 9323.101 | 1013.379 | 1658.717 | 1165.173 | 5285.635 | Competitive | Competitive | 1 | FALSE | FALSE | 1 | Non-Competitive | 0.695 | Competitive | 154.2103 | -62.1155 | 1153.558 | 4428.795 | 213 | 1
SLCSTH25 1830__C FROM_TO | SLCSTH25 | 1830__C | 214 | 1 | 1 | MCGREG_T_8 | TEMPELMC__8 | FROM_TO | 74960.94 | 76563.14 | -181.729 | 0 | 1911.569 | 1263.204 | -0.01047 | 0.016938 | -0.0766 | 0.50873 | 93.3001 | -65.4221 | 0 |  |  | 4270.073 | 1274.695 | 1494.452 | 964.57 | 9324.274 | 1319.407 | 1621.934 | 1137.636 | 5713.36 | 1320.811 | Competitive | Competitive | 1 | FALSE | FALSE | 1 | Non-Competitive | 0.7575 | Competitive | 52.3992 | -56.455 | 5650.484 | 1317.823 | 213 | 1
SLCSTH25 1830__C TO_FROM | SLCSTH25 | 1830__C | 214 | 1 | 1 | MCGREG_T_8 | TEMPELMC__8 | TO_FROM | 74960.94 | 75050.82 | -24.9502 | 0 | 1263.204 | 1911.568 | -0.01694 | 0.010474 | -0.50873 | 0.076596 | 139.4962 | -24.778 | 0 |  |  | 1122.667 | 4270.073 | 850.374 | 1627.328 | 1143.813 | 9324.274 | 1003.469 | 1675.574 | 1163.176 | 5713.36 | Competitive | Competitive | 1 | FALSE | FALSE | 1 | Non-Competitive | 0.7575 | Competitive | 184.8741 | -65.6901 | 1149.071 | 5650.484 | 213 | 1
SLCSTH25 1830__E FROM_TO | SLCSTH25 | 1830__E | 214 | 1 | 1 | SPGVALLYP_8 | COTTONB_T_8 | FROM_TO | 74960.94 | 75164.66 | -153.248 | 0 | 1930.066 | 1249.364 | -0.00959 | 0.015976 | -0.50769 | 0.42712 | 103.85 | -44.5684 | 0 |  |  | 3040.874 | 1276.163 | 1482.105 | 970.474 | 9323.007 | 1320.621 | 1586.621 | 1159.233 | 4625.861 | 1324.827 | Competitive | Competitive | 1 | FALSE | FALSE | 1 | Non-Competitive | 0.7345 | Competitive | 89.2354 | -44.7739 | 2767.169 | 1324.627 | 213 | 1
SLCSTH25 1830__E TO_FROM | SLCSTH25 | 1830__E | 214 | 1 | 1 | SPGVALLYP_8 | COTTONB_T_8 | TO_FROM | 74960.94 | 75132.86 | -39.8338 | 0 | 1176.994 | 1912.865 | -0.01598 | 0.009592 | -0.42712 | 0.50769 | 113.8359 | -39.5816 | 0 |  |  | 1123.855 | 3040.874 | 855.581 | 1630.123 | 1147.567 | 9323.007 | 1022.343 | 1648.226 | 1166.886 | 4625.861 | Competitive | Competitive | 1 | FALSE | FALSE | 1 | Non-Competitive | 0.7345 | Competitive | 144.3289 | -67.1682 | 1156.012 | 2767.169 | 213 | 1
SLCSTH25 1830__F FROM_TO | SLCSTH25 | 1830__F | 214 | 1 | 1 | WACOATCO1_8 | COTTONB_T_8 | FROM_TO | 74960.94 | 75260.33 | -50.4028 | 0 | 1177.124 | 2032.058 | -0.01612 | 0.009451 | -0.2839 | 0.57273 | 103.2438 | -50.1508 | 0 |  |  | 1124.781 | 2436.741 | 859.939 | 1631.688 | 1148.517 | 9322.88 | 1035.102 | 1635.476 | 1169.343 | 3628.058 | Competitive | Competitive | 1 | FALSE | FALSE | 1 | Non-Competitive | 0.7425 | Competitive | 128.9015 | -72.216 | 1159.508 | 1918.462 | 213 | 1
SLCSTH25 1830__F TO_FROM | SLCSTH25 | 1830__F | 214 | 1 | 1 | WACOATCO1_8 | COTTONB_T_8 | TO_FROM | 74960.94 | 75122.99 | -142.657 | 0 | 2032.058 | 1249.383 | -0.00945 | 0.016117 | -0.57273 | 0.2839 | 114.4435 | -33.9961 | 0 |  |  | 2436.741 | 1277.352 | 1476.351 | 975.444 | 9322.88 | 1321.551 | 1569.576 | 1173.906 | 3628.058 | 1327.596 | Competitive | Competitive | 1 | FALSE | FALSE | 1 | Non-Competitive | 0.7425 | Competitive | 107.9463 | -38.8434 | 1828.69 | 1328.105 | 213 | 1
SLCSTH25 1830__G FROM_TO | SLCSTH25 | 1830__G | 597 | 1 | 1 | WACO_W1_8 | WACOWOOD1_8 | FROM_TO | 74960.94 | 75490.88 | -77.6631 | 0 | 2366.379 | 1177.489 | -0.00859 | 0.016982 | -0.77758 | 0.14571 | 179.5172 | 30.9472 | 0 |  |  | 1839.213 | 1328.385 | 1449.296 | 1039.724 | 9322.147 | 1328.385 | 1495.529 | 1273.726 | 1755.182 | 1376.004 | Competitive | Competitive | 1 | FALSE | TRUE | 1 | Non-Competitive | 0.7035 | Competitive | 188.4744 | 11.1276 | 1679.15 | 1381.851 | 596 | 1
SLCSTH25 1830__G TO_FROM | SLCSTH25 | 1830__G | 597 | 1 | 1 | WACO_W1_8 | WACOWOOD1_8 | TO_FROM | 74960.94 | 78764.55 | -115.259 | 0 | 1177.489 | 2260.2 | -0.01698 | 0.008586 | -0.14571 | 0.77758 | 38.3131 | -1.0297 | 2929.84 |  |  | 1153.286 | 1852.774 | 915.519 | 1641.242 | 1155.488 | 9322.147 | 1122.221 | 1587.435 | 1205.248 | 1766.31 | Competitive | Competitive | 1 | FALSE | TRUE | 1 | Non-Competitive | 0.7035 | Competitive | 43.4002 | -2.3967 | 1212.956 | 1754.083 | 596 | 1
SLCSTH25 1830__H FROM_TO | SLCSTH25 | 1830__H | 597 | 1 | 1 | WACOWOOD1_8 | WACOATCO1_8 | FROM_TO | 74960.94 | 75579.93 | -108.131 | 0 | 1987.288 | 1263.222 | -0.00899 | 0.016576 | -0.71564 | 0.22202 | 148.9769 | 0.46799 | 0 |  |  | 1714.375 | 1286.758 | 1460.717 | 1000.415 | 9322.481 | 1324.915 | 1524.684 | 1225.556 | 1789.113 | 1340.133 | Competitive | Competitive | 1 | FALSE | TRUE | 1 | Non-Competitive | 0.7265 | Competitive | 147.832 | -8.883 | 1700.967 | 1355.372 | 596 | 1
SLCSTH25 1830__H TO_FROM | SLCSTH25 | 1830__H | 597 | 1 | 1 | WACOWOOD1_8 | WACOATCO1_8 | TO_FROM | 74960.94 | 77282.25 | -84.8561 | 0 | 1263.222 | 1987.288 | -0.01658 | 0.008992 | -0.22202 | 0.71564 | 68.7155 | -83.3132 | 0 |  |  | 1132.113 | 1714.375 | 881.674 | 1636.818 | 1151.949 | 9322.481 | 1080.068 | 1604.555 | 1180.273 | 1789.113 | Competitive | Competitive | 1 | FALSE | TRUE | 1 | Non-Competitive | 0.7265 | Competitive | 88.234 | -101.447 | 1183.734 | 1784.438 | 596 | 1
SLCSTH25 290__A FROM_TO | SLCSTH25 | 290__A | 1072 | 1 | 1 | LAKE_CRK2_5 | THOUSE__5 | FROM_TO | 74960.94 | 72793.24 | 301.7408 | 0 | 1694.027 | 1170.702 | -0.16281 | 0.40733 | -0.38567 | 0.41994 | 1746.554 | 1061.86 | 2929.84 | 960.078 | 1746.213 | 10000 | 1565.562 | 959.771 | 1730.623 | 10000 | 4268.878 | 3704.155 | 1683.171 | 3704.318 | 1684.738 | Competitive | Non-Competitive | 0 | TRUE | FALSE | 1 | Non-Competitive | 0.8125 | Non-Competitive | 1734.398 | 1001.229 | 3827.428 | 1731.582 | 1065 | 1
SLCSTH25 290__A TO_FROM | SLCSTH25 | 290__A | 1072 | 1 | 1 | LAKE_CRK2_5 | THOUSE__5 | TO_FROM | 74960.94 | 75467.94 | -1968.75 | 0 | 1170.702 | 1694.026 | -0.40733 | 0.16281 | -0.41994 | 0.38567 | 868.1172 | -1036.56 | 0 | 1297.288 | 1072.661 | 1185.53 | 10000 | 1288.041 | 1072.585 | 4123.82 | 10000 | 1268.987 | 3924.433 | 1269.947 | 3924.437 | Competitive | Competitive | 1 | TRUE | FALSE | 1 | Non-Competitive | 0.8125 | Competitive | 917.7976 | -1227.24 | 1348.771 | 3984.88 | 1065 | 1
SLCSTH25 300__A FROM_TO | SLCSTH25 | 300__A | 1072 | 1 | 1 | LAKE_CRK1_5 | TEMP_SS__5 | FROM_TO | 74960.94 | 69313.79 | -1146.27 | 0 | 2005.116 | 1082.874 | -0.09133 | 0.25774 | -0.14716 | 0.26272 | 1603.684 | 27.0359 | 0 | 1352.693 | 1058.894 | 9681.326 | 1256.329 | 1341.355 | 962.828 | 10000 | 1314.949 | 1861.955 | 1138.468 | 1864.951 | 1200.051 | Competitive | Competitive | 0 | TRUE | TRUE | 1 | Competitive | 0.703 | Competitive | 1658.114 | -211.1 | 1994.967 | 1271.224 | 1065 | 1
SLCSTH25 300__A TO_FROM | SLCSTH25 | 300__A | 1072 | 1 | 1 | LAKE_CRK1_5 | TEMP_SS__5 | TO_FROM | 74960.94 | 75064.88 | -976.15 | 0 | 1082.874 | 2005.115 | -0.25774 | 0.091327 | -0.26272 | 0.14716 | 808.0083 | -768.227 | 0 | 921.783 | 1565.556 | 1109.05 | 9681.326 | 849.45 | 1557.365 | 1143.643 | 10000 | 1006.295 | 2017.805 | 1055.088 | 2018.973 | Competitive | Competitive | 1 | TRUE | FALSE | 1 | Non-Competitive | 0.703 | Competitive | 832.5506 | -835.296 | 1113.676 | 2094.189 | 1065 | 1
SLCSTH25 315__A FROM_TO | SLCSTH25 | 315__A | 1072 | 1 | 1 | TEMP_PEC__5 | TEMP_SS__5 | FROM_TO | 74960.94 | 74246.52 | -1548.05 | 0 | 1612.033 | 1077.319 | -0.07597 | 0.13615 | -0.16041 | 0.69428 | 1106.55 | -340.43 | 0 | 1394.664 | 955.949 | 1711.439 | 972.568 | 1362.239 | 933.42 | 4084.319 | 1235.638 | 1354.039 | 980.381 | 1361.93 | 985.558 | Competitive | Competitive | 0 | TRUE | TRUE | 1 | Competitive | 0.7185 | Competitive | 1150.805 | -489.041 | 1470.096 | 1014.34 | 1065 | 1
SLCSTH25 315__A TO_FROM | SLCSTH25 | 315__A | 1072 | 1 | 1 | TEMP_PEC__5 | TEMP_SS__5 | TO_FROM | 74960.94 | 74621.41 | -358.792 | 0 | 1077.319 | 1518.544 | -0.13615 | 0.075972 | -0.69428 | 0.1604 | 1141.705 | 667.3081 | 2929.84 | 840.622 | 1699.026 | 853.722 | 1755.22 | 823.299 | 1657.658 | 1095.49 | 4084.319 | 869.336 | 1553.163 | 873.283 | 1561.648 | Competitive | Competitive | 0 | TRUE | TRUE | 1 | Competitive | 0.7185 | Competitive | 1079.206 | 585.835 | 904.462 | 1620.407 | 1065 | 1
SLCSTH25 490__A FROM_TO | SLCSTH25 | 490__A | 1072 | 1 | 1 | THOUSE__5 | TEMP_PEC__5 | FROM_TO | 74960.94 | 72467.06 | -1299.71 | 0 | 1580.029 | 1114.072 | -0.08311 | 0.12773 | -0.20719 | 0.21712 | 1417.709 | -78.2605 | 0 | 1377.831 | 964.834 | 1651.188 | 1138.726 | 1374.904 | 941.946 | 1900.125 | 1308.297 | 1382.878 | 1051.237 | 1383.808 | 1058.674 | Competitive | Competitive | 0 | TRUE | TRUE | 1 | Competitive | 0.734 | Competitive | 1476.854 | -306.529 | 1470.518 | 1163.327 | 1065 | 1
SLCSTH25 490__A TO_FROM | SLCSTH25 | 490__A | 1072 | 1 | 1 | THOUSE__5 | TEMP_PEC__5 | TO_FROM | 74960.94 | 75028.38 | -679.771 | 0 | 1114.073 | 1580.029 | -0.12773 | 0.083114 | -0.21712 | 0.20719 | 877.2207 | 422.8247 | 2929.84 | 848.779 | 1651.619 | 1015.438 | 1777.711 | 830.823 | 1651.619 | 1137.348 | 1900.125 | 930.788 | 1561.633 | 936.723 | 1561.633 | Competitive | Competitive | 1 | TRUE | TRUE | 1 | Competitive | 0.734 | Competitive | 867.8118 | 367.2986 | 1025.443 | 1609.276 | 1065 | 1
SLCSTHS5 1295__A FROM_TO | SLCSTHS5 | 1295__A | 493 | 3 | 3 | TEMP_SS__8 | TEMP_PEC__8 | FROM_TO | 74960.94 | 76673.86 | -165.726 | 0 | 1246.223 | 1808.353 | -0.0155 | 0.0231 | -0.23973 | 0.24289 | 78.7231 | 20.877 | 2929.84 | 10000 |  | 1488.082 | 1662.615 | 906.646 | 1717.612 | 3432.787 | 1717.105 | 1399.613 | 1648.455 | 1807.617 | 1619.664 | Competitive | Competitive | 1 | TRUE | TRUE | 1 | Competitive | 0.7345 | Competitive | 96.2923 | 22.4058 | 1753.26 | 1658.547 | 492 | 1
SLCSTHS5 1295__A TO_FROM | SLCSTHS5 | 1295__A | 493 | 3 | 3 | TEMP_SS__8 | TEMP_PEC__8 | TO_FROM | 74960.94 | 75830.07 | -128.513 | 0 | 1822.502 | 1246.223 | -0.0231 | 0.015504 | -0.24289 | 0.23973 | 277.3426 | 49.9879 | 5.14 |  | 10000 | 1361.385 | 1642.848 | 1400.436 | 1025.798 | 1692.271 | 3432.787 | 1404.625 | 1566.382 | 1384.412 | 1964.747 | Competitive | Competitive | 1 | TRUE | TRUE | 1 | Competitive | 0.7345 | Competitive | 310.3291 | 19.1449 | 1485.09 | 1887.759 | 492 | 1
SLCSTHS5 1830__A FROM_TO | SLCSTHS5 | 1830__A | 84 | 3 | 3 | MCGREGPH1_8 | MCGREG_T_8 | FROM_TO | 74960.94 | 76919.09 | -22.266 | 0 | 1931.329 | 1494.203 | -0.00085 | 0.001087 | -0.0452 | 0.91864 | -7.7881 | -12.4196 | 0 |  |  | 9090.325 | 1018.44 | 1643.92 | 927.645 | 9090.325 | 1313.267 | 1794.746 | 1007.193 | 8813.034 | 1116.855 | Competitive | Competitive | 1 | FALSE | FALSE | 1 | Non-Competitive | 0.7185 | Competitive | -10.9743 | -14.6571 | 8591.991 | 925.521 | 83 | 1
SLCSTHS5 1830__A TO_FROM | SLCSTHS5 | 1830__A | 84 | 3 | 3 | MCGREGPH1_8 | MCGREG_T_8 | TO_FROM | 74960.94 | 75029.31 | 8.7098 | 0 | 1393.137 | 1914.111 | -0.00109 | 0.000851 | -0.91864 | 0.045199 | 21.0563 | 4.8458 | 0 |  |  | 881.052 | 9090.325 | 798.922 | 1667.207 | 1135.932 | 9090.325 | 885.102 | 1809.882 | 974.257 | 8813.034 | Competitive | Competitive | 1 | FALSE | FALSE | 1 | Non-Competitive | 0.7185 | Competitive | 20.9749 | 10.4511 | 771.497 | 8591.991 | 83 | 1
SLCSTHS5 1830__B FROM_TO | SLCSTHS5 | 1830__B | 214 | 3 | 3 | SPGVALLYP_8 | MCGREG_T_8 | FROM_TO | 74960.94 | 75250 | -181.065 | 0 | 1889.63 | 1176.963 | -0.00988 | 0.016552 | -0.43656 | 0.50191 | 81.109 | -67.7897 | 0 |  |  | 4137.767 | 1200.288 | 1517.69 | 961.226 | 9101.904 | 1318.55 | 1535.506 | 1122.965 | 4653.145 | 1279.278 | Competitive | Competitive | 1 | FALSE | FALSE | 1 | Non-Competitive | 0.727 | Competitive | 49.4529 | -62.0911 | 6294.128 | 1315.358 | 213 | 1
SLCSTHS5 1830__B TO_FROM | SLCSTHS5 | 1830__B | 214 | 3 | 3 | SPGVALLYP_8 | MCGREG_T_8 | TO_FROM | 74960.94 | 75060.42 | -12.3252 | 0 | 1176.963 | 1889.63 | -0.01655 | 0.009883 | -0.50191 | 0.43656 | 137.4634 | -17.2783 | 0 |  |  | 1063.585 | 4137.767 | 847.347 | 1660.598 | 1142.998 | 9101.904 | 990.877 | 1591.884 | 1129.889 | 4653.145 | Competitive | Competitive | 1 | FALSE | FALSE | 1 | Non-Competitive | 0.727 | Competitive | 177.0314 | -53.9599 | 1146.713 | 6294.128 | 213 | 1
SLCSTHS5 1830__C FROM_TO | SLCSTHS5 | 1830__C | 214 | 3 | 3 | MCGREG_T_8 | TEMPELMC__8 | FROM_TO | 74960.94 | 76855.38 | -203.335 | 0 | 1916.772 | 1399.401 | -0.01066 | 0.017638 | -0.0742 | 0.51824 | 77.1526 | -82.1061 | 0 |  |  | 5241.164 | 1169.525 | 1526.348 | 959.371 | 9101.245 | 1318.052 | 1543.472 | 1112.657 | 6473.252 | 1261.581 | Competitive | Competitive | 1 | FALSE | FALSE | 1 | Non-Competitive | 0.7655 | Competitive | 32.6315 | -72.8369 | 6352.581 | 1275.373 | 213 | 1
SLCSTHS5 1830__C TO_FROM | SLCSTHS5 | 1830__C | 214 | 3 | 3 | MCGREG_T_8 | TEMPELMC__8 | TO_FROM | 74960.94 | 75016.43 | -3.6474 | 0 | 1392.806 | 1916.772 | -0.01764 | 0.010662 | -0.51824 | 0.0742 | 156.5059 | -10.2678 | 0 |  |  | 1038.853 | 5241.164 | 845.781 | 1659.306 | 1142.363 | 9101.245 | 981.813 | 1594.71 | 1115.383 | 6473.252 | Competitive | Competitive | 1 | FALSE | FALSE | 1 | Non-Competitive | 0.7655 | Competitive | 203.5891 | -50.2138 | 1114.367 | 6352.581 | 213 | 1
SLCSTHS5 1830__E FROM_TO | SLCSTHS5 | 1830__E | 214 | 3 | 3 | SPGVALLYP_8 | COTTONB_T_8 | FROM_TO | 74960.94 | 75198.78 | -173.33 | 0 | 1889.966 | 1176.996 | -0.00978 | 0.016655 | -0.49798 | 0.43774 | 88.8456 | -60.0686 | 0 |  |  | 4138.614 | 1201.912 | 1512.419 | 963.213 | 9103.559 | 1319.148 | 1530.704 | 1132.336 | 4628.59 | 1282.132 | Competitive | Competitive | 1 | FALSE | FALSE | 1 | Non-Competitive | 0.8205 | Competitive | 68.4185 | -58.6031 | 6269.493 | 1317.596 | 213 | 1
SLCSTHS5 1830__E TO_FROM | SLCSTHS5 | 1830__E | 214 | 3 | 3 | SPGVALLYP_8 | COTTONB_T_8 | TO_FROM | 74960.94 | 75092.7 | -20.0439 | 0 | 1176.996 | 1889.966 | -0.01665 | 0.00978 | -0.43774 | 0.49798 | 129.7298 | -24.9971 | 0 |  |  | 1064.865 | 4138.614 | 849.12 | 1661.397 | 1143.624 | 9103.559 | 999.022 | 1590.438 | 1132.308 | 4628.59 | Competitive | Competitive | 1 | FALSE | FALSE | 1 | Non-Competitive | 0.8205 | Competitive | 163.9855 | -54.332 | 1148.954 | 6269.493 | 213 | 1
SLCSTHS5 1830__F FROM_TO | SLCSTHS5 | 1830__F | 214 | 3 | 3 | WACOATCO1_8 | COTTONB_T_8 | FROM_TO | 74960.94 | 75191.21 | -30.6129 | 0 | 1177.119 | 1913.968 | -0.0168 | 0.009639 | -0.29653 | 0.56212 | 119.1406 | -35.5662 | 0 |  |  | 1123.416 | 3598.397 | 852.064 | 1662.511 | 1146.896 | 9105.782 | 1010.684 | 1588.947 | 1164.63 | 4191.487 | Competitive | Competitive | 1 | FALSE | FALSE | 1 | Non-Competitive | 0.719 | Competitive | 150.5051 | -61.0679 | 1152.142 | 4531.482 | 213 | 1
SLCSTHS5 1830__F TO_FROM | SLCSTHS5 | 1830__F | 214 | 3 | 3 | WACOATCO1_8 | COTTONB_T_8 | TO_FROM | 74960.94 | 75152.77 | -162.739 | 0 | 1890.24 | 1177.119 | -0.00964 | 0.016796 | -0.56212 | 0.29653 | 99.4391 | -49.4963 | 0 |  |  | 3598.397 | 1275.529 | 1505.74 | 966.53 | 9105.782 | 1319.998 | 1524.548 | 1145.754 | 4191.487 | 1322.279 | Competitive | Competitive | 1 | FALSE | FALSE | 1 | Non-Competitive | 0.719 | Competitive | 81.3479 | -52.4321 | 4531.482 | 1320.775 | 213 | 1
SLCSTHS5 1830__G FROM_TO | SLCSTHS5 | 1830__G | 597 | 3 | 3 | WACO_W1_8 | WACOWOOD1_8 | FROM_TO | 74960.94 | 75520.01 | -97.7449 | 0 | 2367.214 | 1249.457 | -0.00877 | 0.017661 | -0.76407 | 0.16029 | 164.4952 | 15.4294 | 0 |  |  | 1752.919 | 1319.895 | 1474.28 | 1011.166 | 9118.436 | 1326.197 | 1495.167 | 1240.961 | 1652.455 | 1357.721 | Competitive | Competitive | 1 | FALSE | TRUE | 1 | Non-Competitive | 0.7655 | Competitive | 170.0249 | -9.402 | 1584.317 | 1375.601 | 596 | 1
SLCSTHS5 1830__G TO_FROM | SLCSTHS5 | 1830__G | 597 | 3 | 3 | WACO_W1_8 | WACOWOOD1_8 | TO_FROM | 74960.94 | 78305.93 | -95.469 | 0 | 1177.442 | 2447.312 | -0.01766 | 0.008774 | -0.16029 | 0.76407 | 49.0943 | 16.2161 | 2929.84 |  |  | 1158.383 | 1752.919 | 891.03 | 1669.42 | 1153.227 | 9118.436 | 1093.533 | 1588.303 | 1194.641 | 1652.455 | Competitive | Competitive | 1 | FALSE | TRUE | 1 | Non-Competitive | 0.7655 | Competitive | 63.56 | 16.32 | 1206.258 | 1669.728 | 596 | 1
SLCSTHS5 1830__H FROM_TO | SLCSTHS5 | 1830__H | 597 | 3 | 3 | WACOWOOD1_8 | WACOATCO1_8 | FROM_TO | 74960.94 | 75613.56 | -128.212 | 0 | 1987.941 | 1263.239 | -0.00918 | 0.017255 | -0.70301 | 0.23552 | 133.9723 | -15.0324 | 0 |  |  | 1833.017 | 1279.471 | 1487.489 | 983.708 | 9112.707 | 1323.06 | 1507.382 | 1193.963 | 2129.358 | 1331.27 | Competitive | Competitive | 1 | FALSE | TRUE | 1 | Non-Competitive | 0.766 | Competitive | 129.5481 | -26.3302 | 3340.331 | 1332.158 | 596 | 1
SLCSTHS5 1830__H TO_FROM | SLCSTHS5 | 1830__H | 597 | 3 | 3 | WACOWOOD1_8 | WACOATCO1_8 | TO_FROM | 74960.94 | 77072.67 | -65.0662 | 0 | 1263.239 | 2260.755 | -0.01726 | 0.00918 | -0.23552 | 0.70301 | 84.6212 | -70.0199 | 0 |  |  | 1126.49 | 1833.017 | 867.147 | 1666.207 | 1150.024 | 9112.707 | 1052.589 | 1587.16 | 1172.618 | 2129.358 | Competitive | Competitive | 1 | FALSE | FALSE | 1 | Non-Competitive | 0.766 | Competitive | 102.0473 | -84.6219 | 1163.587 | 3340.331 | 596 | 1
SLCSTHS5 280__A FROM_TO | SLCSTHS5 | 280__A | 1072 | 3 | 3 | LAKE_CRK1_5 | THOUSE_A_5 | FROM_TO | 74960.94 | 73838.9 | 127.2764 | 0 | 1062.264 | 1632.606 | -0.09964 | 0.29385 | -0.5624 | 0.3 | 1571.113 | 928.442 | 2929.84 | 852.437 | 1740.41 | 10000 | 1779.925 | 851.99 | 1770.967 | 10000 | 1563.771 | 2019.574 | 1707.198 | 2019.857 | 1701.816 | Competitive | Competitive | 0 | TRUE | TRUE | 1 | Competitive | 0.742 | Competitive | 1545.254 | 864.8031 | 2173.296 | 1776.418 | 1065 | 1
SLCSTHS5 280__A TO_FROM | SLCSTHS5 | 280__A | 1072 | 3 | 3 | LAKE_CRK1_5 | THOUSE_A_5 | TO_FROM | 74960.94 | 75037.99 | -2446.36 | 0 | 1632.606 | 1094.903 | -0.29386 | 0.099645 | -0.3 | 0.56241 | 1018.8 | -920.913 | 0 | 1322.954 | 956.433 | 1347.193 | 10000 | 1346.447 | 956.304 | 1186.04 | 10000 | 1331.412 | 2208.063 | 1327.051 | 2208.074 | Competitive | Competitive | 1 | TRUE | FALSE | 1 | Non-Competitive | 0.742 | Competitive | 1025.606 | -1160.8 | 1454.032 | 2333.894 | 1065 | 1
SLCSTHS5 300__A FROM_TO | SLCSTHS5 | 300__A | 1072 | 3 | 3 | LAKE_CRK1_5 | TEMP_SS__5 | FROM_TO | 74960.94 | 67589.92 | -985.625 | 0 | 1609.089 | 934.104 | -0.09788 | 0.336 | -0.15648 | 0.34252 | 1876.295 | 146.9944 | 0 | 1350.603 | 1120.849 | 10000 | 1264.245 | 1345.61 | 986.406 | 10000 | 1318.865 | 2439.6 | 1196.364 | 2446.716 | 1253.839 | Competitive | Competitive | 0 | TRUE | TRUE | 1 | Competitive | 0.9065 | Non-Competitive | 1904.743 | -47.3611 | 2666.799 | 1296.088 | 1065 | 0
SLCSTHS5 300__A TO_FROM | SLCSTHS5 | 300__A | 1072 | 3 | 3 | LAKE_CRK1_5 | TEMP_SS__5 | TO_FROM | 74960.94 | 75304.06 | -1284.96 | 0 | 954.207 | 1692.751 | -0.336 | 0.097877 | -0.34252 | 0.15648 | 721.1325 | -988.535 | 0 | 1000.406 | 1547.531 | 1114.994 | 10000 | 870.33 | 1544.664 | 1147.468 | 10000 | 1056.4 | 2605.074 | 1111.569 | 2610.902 | Competitive | Competitive | 1 | TRUE | FALSE | 1 | Non-Competitive | 0.9065 | Competitive | 730.2648 | -1066.75 | 1135.926 | 2771.46 | 1065 | 1
SLCSTHS5 315__A FROM_TO | SLCSTHS5 | 315__A | 1072 | 3 | 3 | TEMP_PEC__5 | TEMP_SS__5 | FROM_TO | 74960.94 | 75182.17 | -1975.42 | 0 | 1744.484 | 1123.69 | -0.07822 | 0.19522 | -0.1619 | 0.71111 | 1007.145 | -534.581 | 0 | 1463.124 | 946.849 | 2109.71 | 971.555 | 1438.469 | 940.321 | 10000 | 1034.647 | 1480.489 | 936.204 | 1487.969 | 938.454 | Competitive | Competitive | 1 | TRUE | TRUE | 1 | Competitive | 0.797 | Competitive | 1048.984 | -726.927 | 1591.197 | 958.149 | 1065 | 1
SLCSTHS5 315__A TO_FROM | SLCSTHS5 | 315__A | 1072 | 3 | 3 | TEMP_PEC__5 | TEMP_SS__5 | TO_FROM | 74960.94 | 74192.95 | -89.1453 | 0 | 1134.332 | 1744.484 | -0.19522 | 0.078222 | -0.71111 | 0.1619 | 1433.46 | 905.1625 | 2929.84 | 834.035 | 1845.213 | 853.845 | 2214.686 | 828.788 | 1808.292 | 933.974 | 10000 | 830.001 | 1773.635 | 831.818 | 1783.832 | Competitive | Competitive | 0 | TRUE | TRUE | 1 | Competitive | 0.797 | Competitive | 1370.294 | 814.1404 | 858.576 | 1831.699 | 1065 | 1
SLCSTHS5 490__A FROM_TO | SLCSTHS5 | 490__A | 1072 | 3 | 3 | THOUSE__5 | TEMP_PEC__5 | FROM_TO | 74960.94 | 72730.11 | -1729.97 | 0 | 1744.403 | 1158.119 | -0.08574 | 0.18326 | -0.18882 | 0.36124 | 1363.445 | -263.756 | 0 | 1463.044 | 961.979 | 1637.49 | 979.464 | 1443.197 | 935.158 | 10000 | 1262.554 | 1510.667 | 974.029 | 1513.851 | 981.135 | Competitive | Competitive | 0 | TRUE | TRUE | 1 | Competitive | 0.711 | Competitive | 1408.337 | -493.794 | 1608.635 | 998.235 | 1065 | 1
SLCSTHS5 490__A TO_FROM | SLCSTHS5 | 490__A | 1072 | 3 | 3 | THOUSE__5 | TEMP_PEC__5 | TO_FROM | 74960.94 | 74046.12 | -411.043 | 0 | 1111.465 | 1744.403 | -0.18326 | 0.08574 | -0.36124 | 0.18882 | 1172.535 | 655.618 | 2929.84 | 845.45 | 1821.21 | 859.221 | 1668.491 | 824.588 | 1791.393 | 1116.999 | 10000 | 863.416 | 1781.914 | 868.971 | 1786.207 | Competitive | Competitive | 0 | TRUE | TRUE | 1 | Competitive | 0.711 | Competitive | 1119.009 | 587.3323 | 891.811 | 1834.312 | 1065 | 1
SPAIMUR8 6011__A FROM_TO | SPAIMUR8 | 6011__A | 1072 | 3 | 3 | BOWMAN_5 | FISHRDSS | FROM_TO | 74960.94 | 76291.53 | -66.4087 | 0 | 1829.546 | 858.372 | -0.09908 | 0.018173 | -0.67956 | 0.2734 | 166.188 | 64.336 | 0 |  | 3695.052 | 3402.065 | 3695.052 | 1085.915 | 2713.178 | 3402.065 | 3695.052 | 2035.059 | 3638.11 | 3345.734 | 3695.052 | Competitive | Competitive | 1 | TRUE | FALSE | 1 | Non-Competitive | 0.695 | Competitive | 229.1723 | 37.0838 | 3134.378 | 3622.818 | 1065 | 1
SPAIMUR8 6011__A TO_FROM | SPAIMUR8 | 6011__A | 1072 | 3 | 3 | BOWMAN_5 | FISHRDSS | TO_FROM | 74960.94 | 78855.2 | -87.0915 | 0 | 673.494 | 1817.394 | -0.01817 | 0.099082 | -0.2734 | 0.67956 | 12.0335 | -136.467 | 0 | 3546.039 |  | 3695.052 | 3402.065 | 1566.072 | 1168.256 | 3695.052 | 3402.065 | 3453.118 | 2117.48 | 3654.612 | 3345.734 | Competitive | Competitive | 1 | TRUE | FALSE | 1 | Non-Competitive | 0.695 | Competitive | 169.1152 | -192.235 | 2593.279 | 3134.378 | 1065 | 1
SPAIMUR8 6012__A FROM_TO | SPAIMUR8 | 6012__A | 956 | 3 | 3 | BOWMAN_5 | JACKSBRO_5 | FROM_TO | 74960.94 | 78722.3 | -205.657 | 0 | 771.222 | 2059.985 | -0.06934 | 0.2398 | -0.11056 | 0.37705 | 566.5378 | -312.91 | 0 | 767.517 | 5392.963 | 2877.148 | 5392.963 | 709.974 | 1563.595 | 3695.052 | 5392.963 | 1622.597 | 3049.366 | 1628.397 | 5346.263 | Competitive | Competitive | 1 | TRUE | FALSE | 1 | Non-Competitive | 0.7265 | Competitive | 1050.821 | -509.766 | 1122.591 | 4958.768 | 1065 | 1
SPAIMUR8 6012__A TO_FROM | SPAIMUR8 | 6012__A | 956 | 3 | 3 | BOWMAN_5 | JACKSBRO_5 | TO_FROM | 74960.94 | 76307.18 | -658.161 | 0 | 2059.985 | 771.221 | -0.2398 | 0.069338 | -0.37705 | 0.11056 | 449.6918 | -41.8818 | 0 | 5392.963 | 1813.21 | 5392.963 | 3029.13 | 1551.097 | 1527.073 | 5392.963 | 3695.052 | 3047.684 | 2656.643 | 5346.263 | 2666.76 | Competitive | Competitive | 1 | TRUE | FALSE | 1 | Non-Competitive | 0.7265 | Competitive | 652.7494 | -107.187 | 4958.768 | 2373.335 | 1065 | 1
SPAIMUR8 6024__A FROM_TO | SPAIMUR8 | 6024__A | 1072 | 3 | 3 | GRHAMSES1_5 | LONGCREK_5 | FROM_TO | 74960.94 | 77782.33 | -1172.65 | 0 | 2003.842 | 754.301 | -0.10156 | 0.093345 | -0.22535 | 0.093345 | 451.6896 | -36.1354 | 0 | 2168.755 | 3073.055 | 3058.941 | 3073.055 | 1978.794 | 1219.782 | 8296.828 | 3145.394 | 2459.237 | 2747.503 | 2719.523 | 3101.855 | Competitive | Competitive | 1 | TRUE | FALSE | 1 | Non-Competitive | 0.6875 | Competitive | 604.6971 | 6.951 | 2330.356 | 3111.416 | 1065 | 1
SPAIMUR8 6024__A TO_FROM | SPAIMUR8 | 6024__A | 1072 | 3 | 3 | GRHAMSES1_5 | LONGCREK_5 | TO_FROM | 74960.94 | 72630.25 | -230.901 | 0 | 754.3 | 1666.721 | -0.09335 | 0.22535 | -0.09335 | 0.22535 | 1251.024 | 289.7432 | 0 | 807.587 | 2250.854 | 818.086 | 3409.259 | 636.741 | 2025.208 | 2182.684 | 10000 | 803.764 | 2553.014 | 824.408 | 2850.631 | Competitive | Non-Competitive | 0 | TRUE | FALSE | 1 | Non-Competitive | 0.6875 | Non-Competitive | 1455.752 | 248.4031 | 751.863 | 2507.75 | 1065 | 1
SPAIMUR8 6028__A FROM_TO | SPAIMUR8 | 6028__A | 1072 | 3 | 3 | GRHAMSES1_5 | COKFIELD_5 | FROM_TO | 74960.94 | 76565.81 | -1217.68 | 0 | 1661.811 | 814.493 | -0.10209 | 0.093829 | -0.38962 | 0.093829 | 454.0288 | -36.3231 | 0 | 2168.739 | 3073.048 | 3058.941 | 3073.048 | 1978.775 | 1219.77 | 8296.806 | 3145.387 | 2459.213 | 2747.488 | 2719.494 | 3101.841 | Competitive | Competitive | 1 | TRUE | FALSE | 1 | Non-Competitive | 0.7265 | Competitive | 607.8299 | 6.9857 | 2304.458 | 3111.422 | 1065 | 1
SPAIMUR8 6028__A TO_FROM | SPAIMUR8 | 6028__A | 1072 | 3 | 3 | GRHAMSES1_5 | COKFIELD_5 | TO_FROM | 74960.94 | 72013.32 | -232.095 | 0 | 814.494 | 1661.811 | -0.09383 | 0.38962 | -0.09383 | 0.38962 | 1296.454 | 305.2743 | 0 | 790.963 | 2250.836 | 3423.917 | 3409.26 | 634.441 | 2025.189 | 3423.917 | 10000 | 914.345 | 2552.991 | 933.062 | 2850.602 | Competitive | Non-Competitive | 0 | TRUE | FALSE | 1 | Non-Competitive | 0.7265 | Non-Competitive | 1502.244 | 249.6907 | 791.266 | 2476.7 | 1065 | 1
SPAIMUR8 6029__A FROM_TO | SPAIMUR8 | 6029__A | 1072 | 3 | 3 | LONGCREK_5 | COKFIELD_5 | FROM_TO | 74960.94 | 74690.58 | -331.159 | 0 | 1198.526 | 5202.291 | -0.09383 | 0.22652 | -0.61038 | 0.22652 | 1233.218 | 305.2743 | 0 | 831.329 | 2250.836 | 844.185 | 3409.26 | 645.905 | 2025.189 | 2381.394 | 10000 | 832.567 | 2552.991 | 855.679 | 2850.602 | Non-Competitive | Non-Competitive | 0 | TRUE | FALSE | 1 | Non-Competitive | 0.7345 | Non-Competitive | 1432.645 | 249.6907 | 772.882 | 2476.7 | 1065 | 1
SPAIMUR8 6029__A TO_FROM | SPAIMUR8 | 6029__A | 1072 | 3 | 3 | LONGCREK_5 | COKFIELD_5 | TO_FROM | 74960.94 | 77320.45 | -1229.88 | 0 | 5202.299 | 1198.526 | -0.10209 | 0.61038 | -0.22652 | 0.61038 | 553.4797 | -36.3231 | 0 | 1782.391 | 3073.048 | 10000 | 3073.048 | 1672.769 | 1219.77 | 10000 | 3145.387 | 5826.684 | 2747.488 | 6269.176 | 3101.841 | Competitive | Competitive | 1 | TRUE | FALSE | 1 | Non-Competitive | 0.7345 | Competitive | 706.1411 | 6.9857 | 6214.161 | 3111.422 | 1065 | 1
SPAIMUR8 6035__A FROM_TO | SPAIMUR8 | 6035__A | 1072 | 3 | 3 | TONKAWA_5 | GRHAMSES1_5 | FROM_TO | 74960.94 | 77213.66 | -183.849 | 0 | 794.937 | 1902.36 | -0.06732 | 0.11841 | -0.06732 | 0.11841 | 951.4115 | 197.8945 | 0 | 966.546 | 2909.059 | 975.147 | 2642.199 | 731.122 | 1965.313 | 1058.728 | 3443.373 | 1037.892 | 2391.278 | 1065.09 | 3085.502 | Competitive | Competitive | 1 | TRUE | FALSE | 1 | Non-Competitive | 0.695 | Non-Competitive | 1135.496 | 138.0467 | 993.127 | 3494.461 | 1065 | 0
SPAIMUR8 6035__A TO_FROM | SPAIMUR8 | 6035__A | 1072 | 3 | 3 | TONKAWA_5 | GRHAMSES1_5 | TO_FROM | 74960.94 | 81541.6 | -849.108 | 0 | 1902.359 | 794.936 | -0.08885 | 0.067321 | -0.11841 | 0.067321 | 331.3784 | -65.8189 | 0 | 2662.097 | 3092.694 | 2398.492 | 3092.694 | 1906.141 | 1339.647 | 3167.113 | 3154.852 | 2293.221 | 2898.693 | 2860.714 | 3130.98 | Competitive | Competitive | 1 | TRUE | FALSE | 1 | Non-Competitive | 0.695 | Competitive | 467.1549 | 4.9625 | 3260.087 | 3114.267 | 1065 | 1
SPAIMUR8 6380__D FROM_TO | SPAIMUR8 | 6380__D | 155 | 3 | 3 | MURRY_P8 | PTCRK2 4 | FROM_TO | 74960.94 | 94328.7 | 0 | 0 | 0 | 0 | 0 | 0 | 0 | 0 | 0 | 0 | 0 | [10 empty] | 0 | 0 | Competitive | Competitive | 1 | FALSE | TRUE | 1 | Non-Competitive | 1.086 | Competitive | 0 | 0 | 0 | 0 | 154 | 1
SPAIMUR8 6380__D TO_FROM | SPAIMUR8 | 6380__D | 155 | 3 | 3 | MURRY_P8 | PTCRK2 4 | TO_FROM | 74960.94 | 94328.7 | 0 | 0 | 0 | 0 | 0 | 0 | 0 | 0 | 0 | 0 | 0 | [10 empty] | 0 | 0 | Competitive | Competitive | 1 | FALSE | TRUE | 1 | Non-Competitive | 1.086 | Competitive | 0 | 0 | 0 | 0 | 154 | 1
SPAIMUR8 651__A FROM_TO | SPAIMUR8 | 651__A | 186 | 3 | 3 | COMANCHE_T8 | COMANCHE_8 | FROM_TO | 74960.94 | 75136.83 | 10.0882 | 0 | 0 | 788.325 | 0 | 0.000135 | -0.99987 | 0.000135 | 10.1314 | 10.0845 | 0 |  |  | 788.325 |  | 788.325 |  | 788.325 |  | 788.325 |  | 788.325 | 0 | Competitive | Competitive | 1 | FALSE | TRUE | 1 | Non-Competitive | 0.7895 | Competitive | 10.0968 | 10.0986 | 783.088 | 0 | 185 | 1
SPAIMUR8 651__A TO_FROM | SPAIMUR8 | 651__A | 186 | 3 | 3 | COMANCHE_T8 | COMANCHE_8 | TO_FROM | 74960.94 | 94328.7 | -10.0882 | 0 | 0 | 788.325 | -0.00013 | 0 | -0.00013 | 0.99987 | -10.0857 | -9.1242 | 7134.64 |  |  |  | 921.083 |  | 921.083 |  | 921.083 |  | 921.083 | 0 | 921.083 | Competitive | Competitive | 1 | FALSE | TRUE | 1 | Non-Competitive | 0.7895 | Competitive | -10.0846 | -9.3099 | 0 | 920.068 | 185 | 1
SPAIMUR8 651__B FROM_TO | SPAIMUR8 | 651__B | 186 | 3 | 3 | COMCHESS1_8 | COMANCHE_T8 | FROM_TO | 74960.94 | 74912.65 | 8.9868 | 0 | 1136.309 | 1916.77 | -0.07242 | 0.015065 | -0.7288 | 0.18288 | 221.1882 | 56.8135 | 0 |  | 7516.095 | 878.921 | 7491.783 | 621.347 | 3872.046 | 875.559 | 10000 | 724.44 | 8538.095 | 921.212 | 8927.55 | Competitive | Non-Competitive | 0 | TRUE | FALSE | 1 | Non-Competitive | 0.7735 | Non-Competitive | 268.219 | 48.7499 | 849.325 | 8868.551 | 185 | 1
SPAIMUR8 651__B TO_FROM | SPAIMUR8 | 651__B | 186 | 3 | 3 | COMCHESS1_8 | COMANCHE_T8 | TO_FROM | 74960.94 | 75802.88 | -226.471 | 0 | 1936.352 | 1136.309 | -0.01377 | 0.13218 | -0.18287 | 0.7288 | 27.3933 | -107.779 | 0 | 5519.985 |  | 7696.532 | 2330.796 | 3218.134 | 854.743 | 7696.532 | 2345.998 | 5650.881 | 1116.697 | 5808.181 | 2329.026 | Competitive | Competitive | 1 | TRUE | FALSE | 1 | Non-Competitive | 0.7735 | Competitive | 49.028 | -117.482 | 5726.731 | 2479.489 | 185 | 1
SPAIMUR8 651__D FROM_TO | SPAIMUR8 | 651__D | 186 | 3 | 3 | DUBLIN1_8 | HASSE_P8 | FROM_TO | 74960.94 | 75287.22 | -176.108 | 0 | 1475.797 | 1014.357 | -0.01442 | 0.13254 | -0.31522 | 0.40858 | 76.9617 | -55.3627 | 0 | 5375.068 |  | 7667.68 | 2363.925 | 2449.353 | 837.608 | 7667.68 | 10000 | 5223.834 | 1071.692 | 5655.713 | 2911.862 | Competitive | Competitive | 1 | TRUE | FALSE | 1 | Non-Competitive | 0.7185 | Competitive | 97.4091 | -74.5365 | 5782.51 | 2356.208 | 185 | 1
SPAIMUR8 651__D TO_FROM | SPAIMUR8 | 651__D | 186 | 3 | 3 | DUBLIN1_8 | HASSE_P8 | TO_FROM | 74960.94 | 75007.7 | -30.4164 | 0 | 1014.357 | 1746.67 | -0.0714 | 0.014423 | -0.40858 | 0.31522 | 164.7519 | 12.0854 | 0 |  | 7368.967 | 924.348 | 7368.967 | 633.477 | 2837.312 | 2879.921 | 10000 | 728.436 | 7817.287 | 1087.573 | 8783.817 | Competitive | Competitive | 1 | TRUE | FALSE | 1 | Non-Competitive | 0.7185 | Non-Competitive | 200.1791 | 6.746 | 885.721 | 8819.369 | 185 | 0
SPAIMUR8 651__E FROM_TO | SPAIMUR8 | 651__E | 251 | 3 | 3 | DUBLIN1_8 | STPHNVIL_8 | FROM_TO | 74960.94 | 75530.02 | -46.9378 | 0 | 1011.27 | 1750.601 | -0.07162 | 0.014203 | -0.18128 | 0.5912 | 148.0629 | -4.4376 | 0 |  | 7359.662 | 952.489 | 7359.662 | 635.995 | 2729.484 | 2879.859 | 10000 | 748.318 | 7707.481 | 1121.954 | 8772.754 | Competitive | Competitive | 1 | TRUE | FALSE | 1 | Non-Competitive | 0.711 | Competitive | 183.6103 | -9.8047 | 889.124 | 8809.896 | 249 | 1
SPAIMUR8 651__E TO_FROM | SPAIMUR8 | 651__E | 251 | 3 | 3 | DUBLIN1_8 | STPHNVIL_8 | TO_FROM | 74960.94 | 75216.74 | -159.484 | 0 | 1476.113 | 1011.27 | -0.0142 | 0.13276 | -0.5912 | 0.18128 | 93.5473 | -38.8432 | 0 | 5369.27 |  | 7670.098 | 2370.901 | 2366.904 | 845.247 | 7670.098 | 10000 | 5170.081 | 1128.632 | 5652.811 | 2966.794 | Competitive | Competitive | 1 | TRUE | FALSE | 1 | Non-Competitive | 0.711 | Competitive | 113.9321 | -57.9769 | 5782.36 | 2360.12 | 249 | 1
SSNGJE25 240__A FROM_TO | SSNGJE25 | 240__A | 1450 | 1 | 1 | JEWETT_S5 | SNGLTN_345 | FROM_TO | 74960.94 | 58880.82 | -799.411 | 0 | 1798.537 | 1430.113 | -0.18371 | 0.13092 | -0.18702 | 0.20157 | 2889.817 | 1245.627 | 0 | 1453.4 | 1902.558 | 1426.693 | 2031.992 | 1442.192 | 1778.616 | 1370.29 | 2098.926 | 1478.424 | 1971.676 | 1479.505 | 1989.141 | Competitive | Competitive | 0 | TRUE | TRUE | 1 | Competitive | 0.7265 | Non-Competitive | 3392.017 | 1087.161 | 1438.764 | 2066.266 | 1435 | 0
SSNGJE25 240__A TO_FROM | SSNGJE25 | 240__A | 1450 | 1 | 1 | JEWETT_S5 | SNGLTN_345 | TO_FROM | 74960.94 | 71909.99 | -1512.31 | 0 | 1430.112 | 1798.538 | -0.13092 | 0.18371 | -0.20157 | 0.18702 | 1524.83 | 1197.345 | 2965.84 | 1666.387 | 1817.834 | 1818.156 | 1784.827 | 1562.242 | 1801.173 | 1860.91 | 1716.134 | 1761.585 | 1790.461 | 1776.547 | 1791.969 | Competitive | Competitive | 0 | TRUE | TRUE | 1 | Competitive | 0.7265 | Competitive | 1452.579 | 1062.72 | 1986.547 | 1805.716 | 1435 | 1
SSNGJE25 KDLKG_75_A FROM_TO | SSNGJE25 | KDLKG_75_A | 1710 | 1 | 1 | KING____345A | KUYDAL755010 | FROM_TO | 74960.94 | 76621.77 | -1390.13 | 0 | 2162.825 | 2784.264 | -0.14945 | 0.14011 | -0.57403 | 0.14627 | 728.753 | 587.5548 | 3852.04 | 2066.115 | 1724.68 | 2181.568 | 1790.761 | 1981.638 | 1638.174 | 2508.491 | 4728.99 | 2136.007 | 1646.035 | 2149.446 | 1661.855 | Competitive | Competitive | 1 | TRUE | TRUE | 1 | Competitive | 0.711 | Competitive | 661.7051 | 507.459 | 2354.449 | 1672.561 | 1677 | 1
SSNGJE25 KDLKG_75_A TO_FROM | SSNGJE25 | KDLKG_75_A | 1710 | 1 | 1 | KING____345A | KUYDAL755010 | TO_FROM | 74960.94 | 70197.23 | -105.687 | 0 | 2315.986 | 2162.825 | -0.14011 | 0.14945 | -0.14628 | 0.57403 | 2063.185 | 725.9906 | 0 | 1400.531 | 2281.1 | 1754.862 | 2427.633 | 1339.465 | 2214.741 | 4728.99 | 2508.491 | 1388.991 | 2300.576 | 1400.856 | 2310.6 | Non-Competitive | Non-Competitive | 0 | TRUE | FALSE | 1 | Non-Competitive | 0.711 | Non-Competitive | 2288.182 | 647.2494 | 1369.922 | 2392.303 | 1677 | 1
SSNGJE25 KDLRNS75_A FROM_TO | SSNGJE25 | KDLRNS75_A | 1710 | 1 | 1 | ROANS___345C | KUYDAL755010 | FROM_TO | 74960.94 | 73676.72 | -47.7805 | 0 | 2132.133 | 2246.369 | -0.13934 | 0.15022 | -0.4252 | 0.15022 | 2120.986 | 783.841 | 0 | 1400.954 | 2282.19 | 1721.094 | 2427.367 | 1331.846 | 2220.13 | 4719.029 | 2508.06 | 1385.763 | 2302.595 | 1399.059 | 2311.675 | Non-Competitive | Non-Competitive | 0 | TRUE | FALSE | 1 | Non-Competitive | 0.758 | Non-Competitive | 2346.157 | 705.0585 | 1367.641 | 2393.92 | 1677 | 1
SSNGJE25 KDLRNS75_A TO_FROM | SSNGJE25 | KDLRNS75_A | 1710 | 1 | 1 | ROANS___345C | KUYDAL755010 | TO_FROM | 74960.94 | 84569.79 | -1448.05 | 0 | 2246.369 | 2256.595 | -0.15022 | 0.13934 | -0.15022 | 0.4252 | 670.5645 | 532.7345 | 3852.04 | 2067.544 | 1726.046 | 2182.007 | 1789.822 | 1988.202 | 1627.915 | 2508.06 | 4719.029 | 2139.312 | 1643.487 | 2151.471 | 1661.213 | Competitive | Competitive | 1 | TRUE | TRUE | 1 | Competitive | 0.758 | Competitive | 603.7164 | 452.2482 | 2356.799 | 1671.828 | 1677 | 1
SSNGJE25 KDLRTW74_A FROM_TO | SSNGJE25 | KDLRTW74_A | 2194 | 1 | 1 | KUYDAL745005 | RTHWOD__345A | FROM_TO | 74960.94 | 76997.67 | -224.945 | 0 | 2902.027 | 2619.186 | -0.1322 | 0.057202 | -0.42128 | 0.52749 | 1360.037 | 344.8489 | 0 | 1438.085 | 2299.202 | 1438.085 | 2497.257 | 1322.925 | 2242.345 | 1374.251 | 2491.424 | 1405.015 | 2313.707 | 1435.348 | 2320.43 | Competitive | Competitive | 1 | TRUE | FALSE | 1 | Non-Competitive | 0.719 | Competitive | 1540.934 | 285.7284 | 1396.832 | 2377.878 | 2170 | 1
SSNGJE25 KDLRTW74_A TO_FROM | SSNGJE25 | KDLRTW74_A | 2194 | 1 | 1 | KUYDAL745005 | RTHWOD__345A | TO_FROM | 74960.94 | 77709.37 | -920.57 | 0 | 2619.186 | 2411.006 | -0.0572 | 0.1322 | -0.52749 | 0.42128 | 761.0239 | 719.0672 | 3852.04 | 2105.717 | 1787.029 | 2246.005 | 1787.029 | 2035.288 | 1620.39 | 2491.424 | 1708.024 | 2191.824 | 1694.61 | 2200.44 | 1736.798 | Competitive | Competitive | 1 | TRUE | TRUE | 1 | Competitive | 0.719 | Competitive | 716.2322 | 665.8047 | 2349.083 | 1748.648 | 2170 | 1
SSNGJE25 KDLTB_74_A FROM_TO | SSNGJE25 | KDLTB_74_A | 1710 | 1 | 1 | KUYDAL745005 | TOMBAL__345B | FROM_TO | 74960.94 | 77686.36 | -998.926 | 0 | 2102.543 | 2903.164 | -0.05825 | 0.13115 | -0.38414 | 0.47146 | 682.204 | 644.8098 | 3852.04 | 2108.42 | 1788.58 | 2246.894 | 1788.58 | 2046.768 | 1601.151 | 2445.51 | 1708.132 | 2197.383 | 1689.625 | 2204.335 | 1739.386 | Competitive | Competitive | 1 | TRUE | TRUE | 1 | Competitive | 0.6875 | Competitive | 637.683 | 591.0183 | 2352.502 | 1751.024 | 1677 | 1
SSNGJE25 KDLTB_74_A TO_FROM | SSNGJE25 | KDLTB_74_A | 1710 | 1 | 1 | KUYDAL745005 | TOMBAL__345B | TO_FROM | 74960.94 | 75423.81 | -146.508 | 0 | 2903.164 | 2102.543 | -0.13115 | 0.058246 | -0.47146 | 0.38414 | 1438.752 | 423.2108 | 0 | 1438.238 | 2300.862 | 1438.238 | 2495.888 | 1308.928 | 2250.973 | 1373.294 | 2445.51 | 1399.687 | 2316.829 | 1435.423 | 2322.303 | Competitive | Competitive | 1 | TRUE | FALSE | 1 | Non-Competitive | 0.6875 | Competitive | 1619.278 | 364.0343 | 1396.024 | 2380.129 | 1677 | 1
SSNGJE25 KG_RTW74_A FROM_TO | SSNGJE25 | KG_RTW74_A | 1710 | 1 | 1 | KING____345A | RTHWOD__345A | FROM_TO | 74960.94 | 76456.14 | -684.465 | 0 | 2100.256 | 2406.99 | -0.04794 | 0.15117 | -0.46649 | 0.16201 | 1000.396 | 959.4048 | 3852.04 | 2137.608 | 1713.034 | 2538.339 | 1793.624 | 2042.065 | 1629.739 | 2454.492 | 1713.034 | 2217.107 | 1702.449 | 2230.72 | 1749.865 | Competitive | Competitive | 1 | TRUE | TRUE | 1 | Competitive | 0.719 | Competitive | 960.9707 | 913.6149 | 2350.27 | 1762.069 | 1710 | 1
SSNGJE25 KG_RTW74_A TO_FROM | SSNGJE25 | KG_RTW74_A | 1710 | 1 | 1 | KING____345A | RTHWOD__345A | TO_FROM | 74960.94 | 79724.19 | -455.361 | 0 | 2406.991 | 2614.289 | -0.15117 | 0.047937 | -0.16201 | 0.46649 | 1076.139 | 53.2012 | 0 | 1377.637 | 2321.039 | 1442.721 | 2538.339 | 1329.55 | 2237.931 | 1377.637 | 2454.492 | 1410.822 | 2319.907 | 1444.735 | 2331.717 | Competitive | Competitive | 1 | TRUE | FALSE | 1 | Non-Competitive | 0.719 | Competitive | 1234.69 | -4.2625 | 1406.425 | 2376.284 | 1710 | 1
SSNGJE25 RNSSNG75_A FROM_TO | SSNGJE25 | RNSSNG75_A | 2194 | 1 | 1 | ROANS___345C | SNGLTN_345 | FROM_TO | 74960.94 | 90551.12 | -2371.6 | 0 | 10000 | 3347.555 | -0.08764 | 0.84978 | -0.09268 | 0.84978 | 1510.92 | 1465.735 | 3852.04 | 1849.148 | 1847.624 | 10000 | 1847.624 | 1794.391 | 1735.912 | 10000 | 1770.873 | 6160.264 | 1780.49 | 6169.822 | 1803.03 | Competitive | Competitive | 1 | TRUE | FALSE | 1 | Non-Competitive | 0.703 | Competitive | 1443.764 | 1385.248 | 6345.522 | 1816.478 | 2170 | 1
SSNGJE25 RNSSNG75_A TO_FROM | SSNGJE25 | RNSSNG75_A | 2194 | 1 | 1 | ROANS___345C | SNGLTN_345 | TO_FROM | 74960.94 | 75220.31 | -1324.4 | 0 | 3867.42 | 10000 | -0.84978 | 0.087642 | -0.84978 | 0.092676 | 1897.813 | -436.65 | 0 | 1480.295 | 1989.298 | 1480.295 | 10000 | 1403.325 | 1947.801 | 1432.5 | 10000 | 1469.907 | 6265.276 | 1486.071 | 6272.32 | Competitive | Competitive | 1 | TRUE | FALSE | 1 | Non-Competitive | 0.703 | Competitive | 2134.445 | -498.65 | 1447.046 | 6366.883 | 2170 | 1
SSNGJE25 SARC_CMNSW_1 FROM_TO | SSNGJE25 | SARC_CMNSW_1 | 1515 | 1 | 1 | COMCHESS1_5 | BROWN_5 | FROM_TO | 74960.94 | 79579.49 | -1358.77 | 0 | 1877.978 | 752.895 | -0.0872 | 0.084999 | -0.22911 | 0.39761 | 529.9498 | -41.7936 | 0 | 2184.589 | 1200.907 | 2037.11 | 3045.433 | 2222.78 | 840.671 | 3788.472 | 3045.433 | 2937.763 | 1612.586 | 2916.487 | 1942.163 | Competitive | Competitive | 1 | TRUE | FALSE | 1 | Non-Competitive | 0.7735 | #N/A | #N/A | #N/A | #N/A | #N/A | #N/A | #N/A
SSNGJE25 SARC_CMNSW_1 TO_FROM | SSNGJE25 | SARC_CMNSW_1 | 1515 | 1 | 1 | COMCHESS1_5 | BROWN_5 | TO_FROM | 74960.94 | 75231.79 | -208.013 | 0 | 752.895 | 1877.977 | -0.085 | 0.11883 | -0.39761 | 0.22911 | 1414.321 | 254.0077 | 0 | 688.012 | 2221.47 | 895.084 | 2060.161 | 590.865 | 2259.154 | 936.049 | 3848.198 | 803.057 | 2980.11 | 847.43 | 2958.955 | Competitive | Competitive | 1 | TRUE | FALSE | 1 | Non-Competitive | 0.7735 | #N/A | #N/A | #N/A | #N/A | #N/A | #N/A | #N/A
SSNGJE25 SNGTB_74_A FROM_TO | SSNGJE25 | SNGTB_74_A | 1924 | 1 | 1 | SNGLTN_345 | TOMBAL__345B | FROM_TO | 74960.94 | 72740.61 | 179.3031 | 0 | 3233.479 | 2153.203 | -0.12278 | 0.10886 | -0.37206 | 0.1153 | 2521.535 | 1181.823 | 0 | 1425.448 | 2273.668 | 1372.91 | 2304.691 | 1375.481 | 2202.404 | 1409.487 | 2676.686 | 1407.403 | 2309.872 | 1416.689 | 2320.617 | Non-Competitive | Non-Competitive | 0 | TRUE | FALSE | 1 | Non-Competitive | 0.7265 | Non-Competitive | 2796.935 | 1093.643 | 1382.162 | 2429.254 | 1924 | 1
SSNGJE25 SNGTB_74_A TO_FROM | SSNGJE25 | SNGTB_74_A | 1924 | 1 | 1 | SNGLTN_345 | TOMBAL__345B | TO_FROM | 74960.94 | 94328.7 | -3155.06 | 0 | 2153.203 | 0 | -0.10886 | 0.12278 | -0.1153 | 0.37206 | 453.531 | 368.4237 | 3852.04 | 2039.841 | 1763.112 | 2066.078 | 1699.095 | 1949.862 | 1691.951 | 2363.48 | 1699.095 | 2103.307 | 1687.025 | 2118.233 | 1699.726 | Competitive | Competitive | 1 | TRUE | TRUE | 1 | Competitive | 0.7265 | Competitive | 371.5852 | 269.1655 | 2383.315 | 1712.577 | 1924 | 1
SSNGJE25 SNGXGC75_1 FROM_TO | SSNGJE25 | SNGXGC75_1 | 1631 | 1 | 1 | GIBN_CREK_5 | SNGLTN_345 | FROM_TO | 74960.94 | 62235.37 | -152.008 | 0 | 2968.688 | 1713.63 | -0.16951 | 0.29369 | -0.17287 | 0.29369 | 2696.733 | 1003.184 | 0 | 1425.97 | 2071.615 | 2932.288 | 2162.988 | 1399.576 | 2060.22 | 3292.225 | 2300.031 | 1335.852 | 2137.975 | 1338.79 | 2138.764 | Non-Competitive | Non-Competitive | 0 | TRUE | FALSE | 1 | Non-Competitive | 0.711 | Non-Competitive | 3113.57 | 905.3656 | 1318.132 | 2236.647 | 1631 | 1
SSNGJE25 SNGXGC75_1 TO_FROM | SSNGJE25 | SNGXGC75_1 | 1631 | 1 | 1 | GIBN_CREK_5 | SNGLTN_345 | TO_FROM | 74960.94 | 76592.71 | -1692.83 | 0 | 1713.629 | 3050.985 | -0.2937 | 0.16951 | -0.2937 | 0.17287 | 1096.823 | 870.4985 | 3852.04 | 1824.307 | 1752.56 | 1929.189 | 2932.288 | 1811.134 | 1717.406 | 2029.311 | 3292.225 | 1912.88 | 1562.349 | 1913.947 | 1565.928 | Competitive | Competitive | 1 | TRUE | TRUE | 1 | Competitive | 0.711 | Competitive | 976.9357 | 732.8659 | 2166.756 | 1582.904 | 1631 | 1
SSNGJE25 SNGXGC99_1 FROM_TO | SSNGJE25 | SNGXGC99_1 | 1631 | 1 | 1 | GIBN_CREK_5 | SNGLTN_345 | FROM_TO | 74960.94 | 62235.37 | -152.008 | 0 | 2968.688 | 1713.63 | -0.16951 | 0.29369 | -0.17287 | 0.29369 | 2696.733 | 1003.184 | 0 | 1425.97 | 2071.615 | 2932.288 | 2162.988 | 1399.576 | 2060.22 | 3292.225 | 2300.031 | 1335.852 | 2137.975 | 1338.79 | 2138.764 | Non-Competitive | Non-Competitive | 0 | TRUE | FALSE | 1 | Non-Competitive | 0.7035 | Non-Competitive | 3113.57 | 905.3656 | 1318.132 | 2236.647 | 1631 | 1
SSNGJE25 SNGXGC99_1 TO_FROM | SSNGJE25 | SNGXGC99_1 | 1631 | 1 | 1 | GIBN_CREK_5 | SNGLTN_345 | TO_FROM | 74960.94 | 76592.71 | -1692.83 | 0 | 1713.629 | 3050.985 | -0.2937 | 0.16951 | -0.2937 | 0.17287 | 1096.823 | 870.4985 | 3852.04 | 1824.307 | 1752.56 | 1929.189 | 2932.288 | 1811.134 | 1717.406 | 2029.311 | 3292.225 | 1912.88 | 1562.349 | 1913.947 | 1565.928 | Competitive | Competitive | 1 | TRUE | TRUE | 1 | Competitive | 0.7035 | Competitive | 976.9357 | 732.8659 | 2166.756 | 1582.904 | 1631 | 1
SSNGJEW5 260_A_1 FROM_TO | SSNGJEW5 | 260_A_1 | 1450 | 1 | 1 | JEWETT_N5 | SNGLTN_345 | FROM_TO | 74960.94 | 58984.41 | -796.328 | 0 | 1801.633 | 1483.197 | -0.17916 | 0.13032 | -0.18237 | 0.18772 | 2834.749 | 1211.869 | 0 | 1494.722 | 1905.902 | 1467.029 | 2037.025 | 1484.058 | 1777.776 | 1388.275 | 2116.733 | 1537.141 | 1977.946 | 1538.11 | 1996.55 | Competitive | Competitive | 0 | TRUE | TRUE | 1 | Competitive | 0.75 | Non-Competitive | 3325.486 | 1050.539 | 1499.637 | 2074.035 | 1435 | 0
SSNGJEW5 260_A_1 TO_FROM | SSNGJEW5 | 260_A_1 | 1450 | 1 | 1 | JEWETT_N5 | SNGLTN_345 | TO_FROM | 74960.94 | 71868.19 | -1449.5 | 0 | 1434.043 | 1801.633 | -0.13032 | 0.17916 | -0.18772 | 0.18237 | 1493.99 | 1181.785 | 2965.84 | 1668.645 | 1862.894 | 1822.365 | 1828.895 | 1560.915 | 1847.174 | 1875.616 | 1733.286 | 1766.453 | 1849.473 | 1782.407 | 1850.808 | Competitive | Competitive | 0 | TRUE | TRUE | 1 | Competitive | 0.75 | Competitive | 1419.864 | 1046.575 | 1993.238 | 1868.494 | 1435 | 1
SSNGJEW5 KDLKG_75_A FROM_TO | SSNGJEW5 | KDLKG_75_A | 1710 | 1 | 1 | KING____345A | KUYDAL755010 | FROM_TO | 74960.94 | 76621.53 | -1383.79 | 0 | 2162.785 | 2782.801 | -0.15012 | 0.13959 | -0.57461 | 0.14575 | 727.4245 | 583.786 | 3852.04 | 2066.193 | 1726.411 | 2181.455 | 1791.108 | 1982.191 | 1639.219 | 2508.275 | 4720.314 | 2136.383 | 1650.687 | 2149.7 | 1666.596 | Competitive | Competitive | 1 | TRUE | TRUE | 1 | Competitive | 0.719 | Competitive | 660.6386 | 503.9265 | 2354.191 | 1677.452 | 1677 | 1
SSNGJEW5 KDLKG_75_A TO_FROM | SSNGJEW5 | KDLKG_75_A | 1710 | 1 | 1 | KING____345A | KUYDAL755010 | TO_FROM | 74960.94 | 70264.95 | -107.411 | 0 | 2315.226 | 2162.785 | -0.1396 | 0.15012 | -0.14575 | 0.57461 | 2053.226 | 718.3057 | 0 | 1402.63 | 2280.907 | 1774.314 | 2427.146 | 1341.01 | 2214.986 | 4720.314 | 2508.275 | 1394.423 | 2300.394 | 1406.385 | 2310.323 | Non-Competitive | Non-Competitive | 0 | TRUE | FALSE | 1 | Non-Competitive | 0.719 | Non-Competitive | 2276.274 | 639.5983 | 1375.771 | 2391.844 | 1677 | 1
SSNGJEW5 KDLRNS75_A FROM_TO | SSNGJEW5 | KDLRNS75_A | 1710 | 1 | 1 | ROANS___345C | KUYDAL755010 | FROM_TO | 74960.94 | 73700.56 | -49.5048 | 0 | 2481.881 | 2504.705 | -0.13882 | 0.15089 | -0.42462 | 0.15089 | 2111.027 | 776.1561 | 0 | 1403.022 | 2282.005 | 1775.125 | 2426.876 | 1333.248 | 2220.278 | 4710.486 | 2507.841 | 1391 | 2302.42 | 1404.417 | 2311.405 | Non-Competitive | Non-Competitive | 0 | TRUE | FALSE | 1 | Non-Competitive | 0.7265 | Non-Competitive | 2334.249 | 697.4073 | 1373.308 | 2393.468 | 1677 | 1
SSNGJEW5 KDLRNS75_A TO_FROM | SSNGJEW5 | KDLRNS75_A | 1710 | 1 | 1 | ROANS___345C | KUYDAL755010 | TO_FROM | 74960.94 | 84534.67 | -1441.7 | 0 | 2504.704 | 2481.881 | -0.15089 | 0.13882 | -0.15089 | 0.42462 | 669.2359 | 528.9657 | 3852.04 | 2067.634 | 1727.756 | 2181.898 | 1791.952 | 1988.692 | 1628.787 | 2507.841 | 4710.486 | 2139.705 | 1647.948 | 2151.742 | 1665.788 | Competitive | Competitive | 1 | TRUE | TRUE | 1 | Competitive | 0.7265 | Competitive | 602.6499 | 448.7156 | 2356.551 | 1676.548 | 1677 | 1
SSNGJEW5 KDLRTW74_A FROM_TO | SSNGJEW5 | KDLRTW74_A | 2194 | 1 | 1 | KUYDAL745005 | RTHWOD__345A | FROM_TO | 74960.94 | 77013.1 | -226.007 | 0 | 2410.832 | 2619.192 | -0.13188 | 0.057613 | -0.42094 | 0.52784 | 1354.049 | 340.1224 | 0 | 1440.046 | 2299.13 | 1440.046 | 2496.849 | 1323.991 | 2242.631 | 1380.905 | 2491.267 | 1407.906 | 2313.764 | 1438.58 | 2320.408 | Competitive | Competitive | 1 | TRUE | FALSE | 1 | Non-Competitive | 0.7185 | Competitive | 1533.572 | 281.0395 | 1400.333 | 2377.651 | 2170 | 1
SSNGJEW5 KDLRTW74_A TO_FROM | SSNGJEW5 | KDLRTW74_A | 2194 | 1 | 1 | KUYDAL745005 | RTHWOD__345A | TO_FROM | 74960.94 | 77708.18 | -916.672 | 0 | 2100.618 | 2410.832 | -0.05761 | 0.13188 | -0.52783 | 0.42094 | 760.2164 | 716.7589 | 3852.04 | 2105.948 | 1788.72 | 2246.115 | 1788.72 | 2035.941 | 1620.949 | 2491.267 | 1709.445 | 2192.4 | 1696.557 | 2200.916 | 1739.132 | Competitive | Competitive | 1 | TRUE | TRUE | 1 | Competitive | 0.7185 | Competitive | 715.5816 | 663.6461 | 2349.017 | 1751.138 | 2170 | 1
SSNGJEW5 KDLTB_74_A FROM_TO | SSNGJEW5 | KDLTB_74_A | 1710 | 1 | 1 | KUYDAL745005 | TOMBAL__345B | FROM_TO | 74960.94 | 77684.67 | -995.027 | 0 | 2102.53 | 2902.855 | -0.05866 | 0.13084 | -0.38449 | 0.47112 | 681.3966 | 642.5015 | 3852.04 | 2108.673 | 1790.23 | 2247.014 | 1790.23 | 2047.493 | 1601.609 | 2445.414 | 1709.512 | 2197.978 | 1691.46 | 2204.836 | 1741.687 | Competitive | Competitive | 1 | TRUE | TRUE | 1 | Competitive | 0.6875 | Competitive | 637.0325 | 588.8598 | 2360.409 | 1753.477 | 1677 | 1
SSNGJEW5 KDLTB_74_A TO_FROM | SSNGJEW5 | KDLTB_74_A | 1710 | 1 | 1 | KUYDAL745005 | TOMBAL__345B | TO_FROM | 74960.94 | 75437.41 | -147.569 | 0 | 2902.855 | 2228.957 | -0.13083 | 0.058657 | -0.47112 | 0.38449 | 1432.764 | 418.4843 | 0 | 1440.144 | 2300.803 | 1440.144 | 2495.475 | 1309.887 | 2251.308 | 1374.941 | 2445.414 | 1402.435 | 2316.894 | 1438.577 | 2322.293 | Competitive | Competitive | 1 | TRUE | FALSE | 1 | Non-Competitive | 0.6875 | Competitive | 1611.916 | 359.3453 | 1399.432 | 2388.013 | 1677 | 1
SSNGJEW5 KG_RTW74_A FROM_TO | SSNGJEW5 | KG_RTW74_A | 1710 | 1 | 1 | KING____345A | RTHWOD__345A | FROM_TO | 74960.94 | 76456.16 | -681.236 | 0 | 2614.296 | 2406.64 | -0.04828 | 0.1509 | -0.46677 | 0.16174 | 999.7122 | 957.4698 | 3852.04 | 2137.747 | 1714.437 | 2538.156 | 1795.303 | 2042.665 | 1630.309 | 2454.448 | 1714.437 | 2217.741 | 1704.467 | 2231.208 | 1752.317 | Competitive | Competitive | 1 | TRUE | TRUE | 1 | Competitive | 0.7345 | Competitive | 960.4282 | 911.8221 | 2350.288 | 1764.747 | 1710 | 1
SSNGJEW5 KG_RTW74_A TO_FROM | SSNGJEW5 | KG_RTW74_A | 1710 | 1 | 1 | KING____345A | RTHWOD__345A | TO_FROM | 74960.94 | 79951.72 | -456.236 | 0 | 2894.67 | 2100.246 | -0.1509 | 0.048279 | -0.16174 | 0.46677 | 1071.164 | 49.2755 | 0 | 1379.323 | 2320.87 | 1444.671 | 2538.156 | 1330.626 | 2238.197 | 1388.02 | 2454.448 | 1413.755 | 2320.101 | 1448.045 | 2331.776 | Competitive | Competitive | 1 | TRUE | FALSE | 1 | Non-Competitive | 0.7345 | Competitive | 1228.636 | -8.1444 | 1410.055 | 2376.172 | 1710 | 1
SSNGJEW5 RNSSNG75_A FROM_TO | SSNGJEW5 | RNSSNG75_A | 2194 | 1 | 1 | ROANS___345C | SNGLTN_345 | FROM_TO | 74960.94 | 89801.45 | -2358.57 | 0 | 10000 | 3346.95 | -0.08831 | 0.84911 | -0.09336 | 0.84911 | 1508.704 | 1461.966 | 3852.04 | 1851.436 | 1850.598 | 10000 | 1850.598 | 1796.936 | 1737.796 | 10000 | 1773.506 | 6182.896 | 1785.153 | 6192.329 | 1807.901 | Competitive | Competitive | 1 | TRUE | FALSE | 1 | Non-Competitive | 0.7265 | Competitive | 1441.775 | 1381.716 | 6368.234 | 1821.619 | 2170 | 1
SSNGJEW5 RNSSNG75_A TO_FROM | SSNGJEW5 | RNSSNG75_A | 2194 | 1 | 1 | ROANS___345C | SNGLTN_345 | TO_FROM | 74960.94 | 75232.85 | -1317.48 | 0 | 3346.95 | 10000 | -0.84911 | 0.088312 | -0.84911 | 0.093364 | 1887.805 | -437.249 | 0 | 1483.249 | 1991.402 | 1483.249 | 10000 | 1405.457 | 1950.109 | 1460.534 | 10000 | 1475.016 | 6287.173 | 1491.364 | 6294.124 | Competitive | Competitive | 1 | TRUE | FALSE | 1 | Non-Competitive | 0.7265 | Competitive | 2122.461 | -498.593 | 1452.617 | 6389.4 | 2170 | 1
SSNGJEW5 SARC_CMNSW_1 FROM_TO | SSNGJEW5 | SARC_CMNSW_1 | 1515 | 1 | 1 | COMCHESS1_5 | BROWN_5 | FROM_TO | 74960.94 | 79585.93 | -1360.59 | 0 | 1730.891 | 724.666 | -0.08707 | 0.085127 | -0.229 | 0.39773 | 529.2544 | -43.0935 | 0 | 2183.112 | 1200.44 | 2035.878 | 3045.364 | 2218.926 | 839.29 | 3786.944 | 3045.364 | 2933.343 | 1605.502 | 2911.969 | 1939.789 | Competitive | Competitive | 1 | TRUE | FALSE | 1 | Non-Competitive | 0.711 | #N/A | #N/A | #N/A | #N/A | #N/A | #N/A | #N/A
SSNGJEW5 SARC_CMNSW_1 TO_FROM | SSNGJEW5 | SARC_CMNSW_1 | 1515 | 1 | 1 | COMCHESS1_5 | BROWN_5 | TO_FROM | 74960.94 | 75226.68 | -206.707 | 0 | 724.666 | 1730.891 | -0.08513 | 0.11871 | -0.39773 | 0.229 | 1416.347 | 254.6458 | 0 | 687.954 | 2219.992 | 895.142 | 2058.909 | 590.325 | 2255.25 | 936.09 | 3846.678 | 802.15 | 2975.696 | 847.315 | 2954.442 | Competitive | Competitive | 1 | TRUE | FALSE | 1 | Non-Competitive | 0.711 | #N/A | #N/A | #N/A | #N/A | #N/A | #N/A | #N/A
SSNGJEW5 SNGTB_74_A FROM_TO | SSNGJEW5 | SNGTB_74_A | 1924 | 1 | 1 | SNGLTN_345 | TOMBAL__345B | FROM_TO | 74960.94 | 72775.44 | 177.1009 | 0 | 0 | 2410.021 | -0.12212 | 0.10971 | -0.37134 | 0.11618 | 2508.804 | 1171.995 | 0 | 1427.684 | 2277.361 | 1374.905 | 2304.366 | 1377.29 | 2202.79 | 1411.49 | 2689.907 | 1410.802 | 2309.473 | 1420.158 | 2321.033 | Non-Competitive | Non-Competitive | 0 | TRUE | FALSE | 1 | Non-Competitive | 0.75 | Non-Competitive | 2781.666 | 1083.828 | 1385.953 | 2429.666 | 1924 | 1
SSNGJEW5 SNGTB_74_A TO_FROM | SSNGJEW5 | SNGTB_74_A | 1924 | 1 | 1 | SNGLTN_345 | TOMBAL__345B | TO_FROM | 74960.94 | 94328.7 | -3071.19 | 0 | 2410.021 | 3233.479 | -0.10971 | 0.12212 | -0.11618 | 0.37134 | 451.8359 | 363.5999 | 3852.04 | 2043.118 | 1764.987 | 2065.957 | 1700.722 | 1950.446 | 1693.303 | 2374.631 | 1700.722 | 2103.376 | 1689.235 | 2118.966 | 1701.998 | Competitive | Competitive | 1 | TRUE | TRUE | 1 | Competitive | 0.75 | Competitive | 370.2246 | 264.6437 | 2383.919 | 1715.007 | 1924 | 1
SSNGJEW5 SNGXGC75_1 FROM_TO | SSNGJEW5 | SNGXGC75_1 | 1631 | 1 | 1 | GIBN_CREK_5 | SNGLTN_345 | FROM_TO | 74960.94 | 62251.94 | -150.991 | 0 | 2819.301 | 1658.708 | -0.16999 | 0.29217 | -0.17337 | 0.29217 | 2697.683 | 1012.644 | 0 | 1407.973 | 2072.004 | 2880.225 | 2163.04 | 1381.234 | 2061.033 | 3285.689 | 2300.03 | 1298.251 | 2138.22 | 1301.181 | 2138.979 | Non-Competitive | Non-Competitive | 0 | TRUE | FALSE | 1 | Non-Competitive | 0.711 | Non-Competitive | 3114.698 | 924.6135 | 1278.524 | 2237.018 | 1631 | 1
SSNGJEW5 SNGXGC75_1 TO_FROM | SSNGJEW5 | SNGXGC75_1 | 1631 | 1 | 1 | GIBN_CREK_5 | SNGLTN_345 | TO_FROM | 74960.94 | 76778.44 | -1705.85 | 0 | 1713.968 | 2350.882 | -0.29217 | 0.16999 | -0.29217 | 0.17337 | 1085.403 | 868.4052 | 3852.04 | 1824.754 | 1733.458 | 1929.239 | 2880.225 | 1811.977 | 1697.598 | 2029.326 | 3285.689 | 1913.179 | 1523.846 | 1914.21 | 1527.446 | Competitive | Competitive | 1 | TRUE | TRUE | 1 | Competitive | 0.711 | Competitive | 965.0726 | 731.6994 | 2167.273 | 1542 | 1631 | 1
SSNGJEW5 SNGXGC99_1 FROM_TO | SSNGJEW5 | SNGXGC99_1 | 1631 | 1 | 1 | GIBN_CREK_5 | SNGLTN_345 | FROM_TO | 74960.94 | 62251.94 | -150.991 | 0 | 2819.301 | 1658.708 | -0.16999 | 0.29217 | -0.17337 | 0.29217 | 2697.683 | 1012.644 | 0 | 1407.973 | 2072.004 | 2880.225 | 2163.04 | 1381.234 | 2061.033 | 3285.689 | 2300.03 | 1298.251 | 2138.22 | 1301.181 | 2138.979 | Non-Competitive | Non-Competitive | 0 | TRUE | FALSE | 1 | Non-Competitive | 0.7265 | Non-Competitive | 3114.698 | 924.6135 | 1278.524 | 2237.018 | 1631 | 1
SSNGJEW5 SNGXGC99_1 TO_FROM | SSNGJEW5 | SNGXGC99_1 | 1631 | 1 | 1 | GIBN_CREK_5 | SNGLTN_345 | TO_FROM | 74960.94 | 76778.44 | -1705.85 | 0 | 1713.968 | 2350.882 | -0.29217 | 0.16999 | -0.29217 | 0.17337 | 1085.403 | 868.4052 | 3852.04 | 1824.754 | 1733.458 | 1929.239 | 2880.225 | 1811.977 | 1697.598 | 2029.326 | 3285.689 | 1913.179 | 1523.846 | 1914.21 | 1527.446 | Competitive | Competitive | 1 | TRUE | TRUE | 1 | Competitive | 0.7265 | Competitive | 965.0726 | 731.6994 | 2167.273 | 1542 | 1631 | 1
SSNGRNS5 240__A FROM_TO | SSNGRNS5 | 240__A | 1450 | 1 | 1 | JEWETT_S5 | SNGLTN_345 | FROM_TO | 74960.94 | 62910.11 | -582.405 | 0 | 2397.437 | 1694.469 | -0.11988 | 0.098912 | -0.15052 | 0.17974 | 2176.087 | 974.7493 | 0 | 1406.703 | 1940.466 | 1363.993 | 2038.491 | 1422.713 | 1793.608 | 1363.993 | 2059.047 | 1455.529 | 2032.401 | 1450.16 | 2055.602 | Competitive | Non-Competitive | 0 | TRUE | FALSE | 1 | Non-Competitive | 0.7035 | Non-Competitive | 2555.243 | 855.2314 | 1410.404 | 2137.137 | 1435 | 1
SSNGRNS5 240__A TO_FROM | SSNGRNS5 | 240__A | 1450 | 1 | 1 | JEWETT_S5 | SNGLTN_345 | TO_FROM | 74960.94 | 76769.36 | -1138.87 | 0 | 1694.469 | 2599.64 | -0.09891 | 0.11988 | -0.17974 | 0.15052 | 1122.355 | 866.728 | 2965.84 | 1699.61 | 1761.566 | 1821.911 | 1709.915 | 1572.333 | 1779.082 | 1839.177 | 1709.915 | 1807.836 | 1766.388 | 1828.574 | 1760.096 | Competitive | Competitive | 1 | TRUE | TRUE | 1 | Competitive | 0.7035 | Competitive | 1069.238 | 765.9463 | 2051.374 | 1774.393 | 1435 | 1
SSNGRNS5 260_A_1 FROM_TO | SSNGRNS5 | 260_A_1 | 1450 | 1 | 1 | JEWETT_N5 | SNGLTN_345 | FROM_TO | 74960.94 | 63460.43 | -595.753 | 0 | 2596.203 | 1750.091 | -0.10884 | 0.09696 | -0.14187 | 0.16798 | 2074.983 | 914.8212 | 0 | 1484.937 | 1947.502 | 1484.937 | 2038.808 | 1502.571 | 1791.885 | 1398.323 | 2068.729 | 1565.783 | 2045.805 | 1559.739 | 2071.756 | Non-Competitive | Non-Competitive | 0 | TRUE | FALSE | 1 | Non-Competitive | 0.711 | Non-Competitive | 2432.786 | 792.193 | 1524.231 | 2154.254 | 1435 | 1
SSNGRNS5 260_A_1 TO_FROM | SSNGRNS5 | 260_A_1 | 1450 | 1 | 1 | JEWETT_N5 | SNGLTN_345 | TO_FROM | 74960.94 | 77428.33 | -1038.41 | 0 | 1750.092 | 2596.203 | -0.09696 | 0.10884 | -0.16798 | 0.14188 | 1068.094 | 837.1213 | 2965.84 | 1704.6 | 1847.533 | 1822.131 | 1847.533 | 1569.707 | 1866.814 | 1847.26 | 1742.633 | 1818.22 | 1876.748 | 1841.414 | 1869.791 | Competitive | Competitive | 1 | TRUE | TRUE | 1 | Competitive | 0.711 | Competitive | 1012.502 | 736.412 | 2066.219 | 1891.278 | 1435 | 1
SSNGRNS5 KDLKG_75_A FROM_TO | SSNGRNS5 | KDLKG_75_A | 1710 | 1 | 1 | KING____345A | KUYDAL755010 | FROM_TO | 74960.94 | 76612.96 | 57.8261 | 0 | 0 | 10000 | -0.99923 | 0.000771 | -0.99923 | 0.000771 | 57.7916 | 57.866 | 0 |  | 10000 | 798.328 | 10000 | 798.328 | 10000 | 798.328 | 10000 | 798.328 | 10000 | 798.328 | 10000 | Competitive | Competitive | 1 | TRUE | FALSE | 1 | Non-Competitive | 0.758 | Competitive | 58.1873 | 57.8543 | 792.967 | 10000 | 1677 | 1
SSNGRNS5 KDLKG_75_A TO_FROM | SSNGRNS5 | KDLKG_75_A | 1710 | 1 | 1 | KING____345A | KUYDAL755010 | TO_FROM | 74960.94 | 94328.7 | -57.8138 | 0 | 10000 | 798.328 | -0.00077 | 0.99923 | -0.00077 | 0.99923 | 875.2004 | 880.7103 | 7134.64 | 10000 |  | 10000 | 934.641 | 10000 | 934.641 | 10000 | 934.641 | 10000 | 934.641 | 10000 | 934.641 | Competitive | Competitive | 1 | TRUE | FALSE | 1 | Non-Competitive | 0.758 | Competitive | 875.2066 | 879.6462 | 10000 | 933.599 | 1677 | 1
SSNGRNS5 KDLRNS75_A FROM_TO | SSNGRNS5 | KDLRNS75_A | 1710 | 1 | 1 | ROANS___345C | KUYDAL755010 | FROM_TO | 74960.94 | 94328.7 | 0 | 0 | 10000 | 798.328 | 0 | 1 | 0 | 1 | 933 | 0 | 0 | 10000 |  | 10000 |  | 10000 |  | 10000 |  | 10000 |  | 10000 | 0 | Competitive | Competitive | 1 | TRUE | FALSE | 1 | Non-Competitive | 0.742 | Competitive | 933 | 0 | 10000 | 0 | 1677 | 1
SSNGRNS5 KDLRNS75_A TO_FROM | SSNGRNS5 | KDLRNS75_A | 1710 | 1 | 1 | ROANS___345C | KUYDAL755010 | TO_FROM | 74960.94 | 76670.94 | 0 | 0 | 798.328 | 10000 | -1 | 0 | -1 | 0 | 0 | 0 | 0 |  | 10000 |  | 10000 |  | 10000 |  | 10000 |  | 10000 | 0 | 10000 | Competitive | Competitive | 1 | TRUE | FALSE | 1 | Non-Competitive | 0.742 | Competitive | 0 | 0 | 0 | 10000 | 1677 | 1
SSNGRNS5 KDLRTW74_A FROM_TO | SSNGRNS5 | KDLRTW74_A | 2194 | 1 | 1 | KUYDAL745005 | RTHWOD__345A | FROM_TO | 74960.94 | 75723.55 | -441.623 | 0 | 3190.016 | 2441.167 | -0.18044 | 0.077317 | -0.44369 | 0.50686 | 1828.451 | 367.1334 | 0 | 1482.818 | 2059.413 | 1484.813 | 2375.755 | 1381.269 | 2006.165 | 1420.65 | 2148.448 | 1473.132 | 1974.132 | 1497.345 | 1980.573 | Competitive | Competitive | 1 | TRUE | TRUE | 1 | Competitive | 0.7105 | Competitive | 2070.768 | 293.1827 | 1456.474 | 2022.783 | 2170 | 1
SSNGRNS5 KDLRTW74_A TO_FROM | SSNGRNS5 | KDLRTW74_A | 2194 | 1 | 1 | KUYDAL745005 | RTHWOD__345A | TO_FROM | 74960.94 | 76966 | -1172.27 | 0 | 2044.295 | 3098.471 | -0.07732 | 0.18044 | -0.50686 | 0.44369 | 1195.726 | 1125.7 | 3852.04 | 1891.036 | 1853.381 | 2158.489 | 1856.315 | 1824.867 | 1705.2 | 2148.448 | 1776.47 | 1871.336 | 1789.099 | 1879.593 | 1823.113 | Competitive | Competitive | 1 | TRUE | TRUE | 1 | Competitive | 0.7105 | Competitive | 1087.68 | 1050.765 | 1998.916 | 1836.257 | 2170 | 1
SSNGRNS5 KDLTB_74_A FROM_TO | SSNGRNS5 | KDLTB_74_A | 1710 | 1 | 1 | KUYDAL745005 | TOMBAL__345B | FROM_TO | 74960.94 | 76518.96 | -1250.93 | 0 | 2038.742 | 3190.972 | -0.07836 | 0.1794 | -0.3685 | 0.4921 | 1117.336 | 1051.443 | 3852.04 | 1891.719 | 1851.246 | 2156.815 | 1857.213 | 1830.899 | 1689.48 | 2105.169 | 1776.252 | 1873.31 | 1785.319 | 1880.475 | 1823.113 | Competitive | Competitive | 1 | TRUE | TRUE | 1 | Competitive | 0.742 | Competitive | 1008.679 | 975.9784 | 1999.4 | 1835.874 | 1677 | 1
SSNGRNS5 KDLTB_74_A TO_FROM | SSNGRNS5 | KDLTB_74_A | 1710 | 1 | 1 | KUYDAL745005 | TOMBAL__345B | TO_FROM | 74960.94 | 74281.81 | -362.796 | 0 | 3190.972 | 2038.742 | -0.1794 | 0.078361 | -0.4921 | 0.3685 | 1907.151 | 445.6028 | 0 | 1480.678 | 2059.378 | 1484.732 | 2372.609 | 1369.97 | 2010.365 | 1419.713 | 2105.169 | 1469.075 | 1974.584 | 1495.967 | 1980.207 | Non-Competitive | Competitive | 0 | TRUE | TRUE | 1 | Competitive | 0.742 | Non-Competitive | 2149.535 | 371.7697 | 1454.354 | 2022.565 | 1677 | 0
SSNGRNS5 KG_RTW74_A FROM_TO | SSNGRNS5 | KG_RTW74_A | 1710 | 1 | 1 | KING____345A | RTHWOD__345A | FROM_TO | 74960.94 | 75359.03 | -985.485 | 0 | 2313.552 | 2894.281 | -0.06979 | 0.20497 | -0.44313 | 0.20497 | 1460.264 | 1388.09 | 3852.04 | 1882.315 | 1856.852 | 2182.843 | 1856.852 | 1815.57 | 1711.244 | 2097.95 | 1776.523 | 1862.07 | 1788.425 | 1869.99 | 1824.902 | Competitive | Competitive | 1 | TRUE | TRUE | 1 | Competitive | 0.75 | Competitive | 1361.897 | 1320.108 | 1968.166 | 1837.784 | 1710 | 1
SSNGRNS5 KG_RTW74_A TO_FROM | SSNGRNS5 | KG_RTW74_A | 1710 | 1 | 1 | KING____345A | RTHWOD__345A | TO_FROM | 74960.94 | 75191.03 | -692.232 | 0 | 2628.249 | 2313.552 | -0.20497 | 0.069787 | -0.20497 | 0.44313 | 1600.239 | 66.9598 | 0 | 1485.494 | 2040.333 | 1485.494 | 2182.843 | 1385.681 | 1987.466 | 1420.927 | 2097.95 | 1473.228 | 1950.462 | 1499.13 | 1956.461 | Competitive | Competitive | 1 | TRUE | TRUE | 1 | Competitive | 0.75 | Competitive | 1802.532 | -7.4861 | 1458.469 | 1989.542 | 1710 | 1
SSNGRNS5 SARC_CMNSW_1 FROM_TO | SSNGRNS5 | SARC_CMNSW_1 | 1515 | 1 | 1 | COMCHESS1_5 | BROWN_5 | FROM_TO | 74960.94 | 79592.07 | -1350.62 | 0 | 1878.028 | 724.649 | -0.08758 | 0.084528 | -0.22944 | 0.39722 | 524.0661 | -44.8183 | 0 | 2283.72 | 1252.233 | 2042.552 | 3045.773 | 2227.804 | 837.464 | 3794.046 | 3045.773 | 2956.001 | 1638.795 | 2986.938 | 1988.01 | Competitive | Competitive | 1 | TRUE | FALSE | 1 | Non-Competitive | 1.1795 | #N/A | #N/A | #N/A | #N/A | #N/A | #N/A | #N/A
SSNGRNS5 SARC_CMNSW_1 TO_FROM | SSNGRNS5 | SARC_CMNSW_1 | 1515 | 1 | 1 | COMCHESS1_5 | BROWN_5 | TO_FROM | 74960.94 | 75235.91 | -208.94 | 0 | 752.809 | 1878.027 | -0.08453 | 0.1192 | -0.39722 | 0.22944 | 1412.676 | 255.5729 | 0 | 703.273 | 2323.359 | 894.897 | 2065.767 | 589.384 | 2264.363 | 935.911 | 3853.817 | 806.225 | 2998.581 | 854.924 | 3030.792 | Competitive | Competitive | 1 | TRUE | FALSE | 1 | Non-Competitive | 1.1795 | #N/A | #N/A | #N/A | #N/A | #N/A | #N/A | #N/A
SSNGRNS5 SNGTB_74_A FROM_TO | SSNGRNS5 | SNGTB_74_A | 1924 | 1 | 1 | SNGLTN_345 | TOMBAL__345B | FROM_TO | 74960.94 | 70892.79 | -60.1267 | 0 | 4730.455 | 2214.973 | -0.17625 | 0.1313 | -0.39273 | 0.13774 | 3036.761 | 1245.626 | 0 | 1453.069 | 2046.032 | 1483.211 | 2103.303 | 1427.307 | 2017.877 | 1424.796 | 2289.034 | 1486.875 | 2044.771 | 1490.119 | 2047.726 | Non-Competitive | Non-Competitive | 0 | TRUE | FALSE | 1 | Non-Competitive | 0.711 | Non-Competitive | 3421.573 | 1142.486 | 1452.129 | 2126.424 | 1924 | 1
SSNGRNS5 SNGTB_74_A TO_FROM | SSNGRNS5 | SNGTB_74_A | 1924 | 1 | 1 | SNGLTN_345 | TOMBAL__345B | TO_FROM | 74960.94 | 91686.27 | -1978.09 | 0 | 2202.251 | 4730.454 | -0.1313 | 0.17625 | -0.13774 | 0.39273 | 981.8516 | 871.7544 | 3852.04 | 1827.334 | 1804.822 | 1899.906 | 1849.998 | 1800.693 | 1769.277 | 2018.77 | 1777.484 | 1881.14 | 1800.458 | 1883.968 | 1804.747 | Competitive | Competitive | 1 | TRUE | TRUE | 1 | Competitive | 0.711 | Competitive | 800.6098 | 743.9325 | 2084.709 | 1819.295 | 1924 | 1
SSNGRNS5 SNGXGC75_1 FROM_TO | SSNGRNS5 | SNGXGC75_1 | 1631 | 1 | 1 | GIBN_CREK_5 | SNGLTN_345 | FROM_TO | 74960.94 | 67749.52 | -37.3957 | 0 | 1689.436 | 1947.652 | -0.09244 | 0.31848 | -0.1393 | 0.31848 | 2006.808 | 700.7208 | 0 | 1391.973 | 2186.271 | 3026.733 | 2216.656 | 1334.101 | 2127.033 | 3267.989 | 2216.656 | 1270.599 | 2267.839 | 1277.157 | 2279.625 | Competitive | Non-Competitive | 0 | TRUE | FALSE | 1 | Non-Competitive | 0.7265 | Non-Competitive | 2313.673 | 651.3391 | 1264.119 | 2395.487 | 1631 | 1
SSNGRNS5 SNGXGC75_1 TO_FROM | SSNGRNS5 | SNGXGC75_1 | 1631 | 1 | 1 | GIBN_CREK_5 | SNGLTN_345 | TO_FROM | 74960.94 | 77701.65 | -1357.95 | 0 | 1947.652 | 1689.437 | -0.31848 | 0.092443 | -0.31848 | 0.1393 | 827.5839 | 556.4575 | 3852.04 | 1946.715 | 1701.408 | 1972.099 | 3026.733 | 1868.959 | 1622.48 | 1972.099 | 3267.989 | 2018.992 | 1448.141 | 2034.785 | 1455.709 | Competitive | Competitive | 1 | TRUE | TRUE | 1 | Competitive | 0.7265 | Competitive | 726.2366 | 452.8933 | 2329.484 | 1469.526 | 1631 | 1
SSNGRNS5 SNGXGC99_1 FROM_TO | SSNGRNS5 | SNGXGC99_1 | 1631 | 1 | 1 | GIBN_CREK_5 | SNGLTN_345 | FROM_TO | 74960.94 | 67749.52 | -37.3957 | 0 | 1689.436 | 1947.652 | -0.09244 | 0.31848 | -0.1393 | 0.31848 | 2006.808 | 700.7208 | 0 | 1391.973 | 2186.271 | 3026.733 | 2216.656 | 1334.101 | 2127.033 | 3267.989 | 2216.656 | 1270.599 | 2267.839 | 1277.157 | 2279.625 | Competitive | Non-Competitive | 0 | TRUE | FALSE | 1 | Non-Competitive | 0.914 | Non-Competitive | 2313.673 | 651.3391 | 1264.119 | 2395.487 | 1631 | 1
SSNGRNS5 SNGXGC99_1 TO_FROM | SSNGRNS5 | SNGXGC99_1 | 1631 | 1 | 1 | GIBN_CREK_5 | SNGLTN_345 | TO_FROM | 74960.94 | 77701.65 | -1357.95 | 0 | 1947.652 | 1689.437 | -0.31848 | 0.092443 | -0.31848 | 0.1393 | 827.5839 | 556.4575 | 3852.04 | 1946.715 | 1701.408 | 1972.099 | 3026.733 | 1868.959 | 1622.48 | 1972.099 | 3267.989 | 2018.992 | 1448.141 | 2034.785 | 1455.709 | Competitive | Competitive | 1 | TRUE | TRUE | 1 | Competitive | 0.914 | Competitive | 726.2366 | 452.8933 | 2329.484 | 1469.526 | 1631 | 1
SSPVTME8 1295__A FROM_TO | SSPVTME8 | 1295__A | 493 | 8 | 8 | TEMP_SS__8 | TEMP_PEC__8 | FROM_TO | 74960.94 | 76746.96 | -183.974 | 0 | 1260.017 | 1821.575 | -0.01788 | 0.02283 | -0.23957 | 0.24276 | 61.1991 | 3.9608 | 2929.84 | 10000 |  | 1581.321 | 1635.076 | 928.321 | 1692.576 | 3439.227 | 1702.778 | 1453.621 | 1593.931 | 1918.379 | 1562.693 | Competitive | Competitive | 1 | TRUE | TRUE | 1 | Competitive | 0.7345 | Competitive | 76.6974 | 2.4107 | 1892.168 | 1606.878 | 492 | 1
SSPVTME8 1295__A TO_FROM | SSPVTME8 | 1295__A | 493 | 8 | 8 | TEMP_SS__8 | TEMP_PEC__8 | TO_FROM | 74960.94 | 75779.56 | -106.067 | 0 | 1820.73 | 1246.215 | -0.02283 | 0.017878 | -0.24276 | 0.23957 | 289.4671 | 65.2068 | 5.14 |  | 10000 | 1367.797 | 1723.809 | 1384.909 | 1050.687 | 1702.778 | 3439.227 | 1366.804 | 1624.674 | 1359.544 | 2054.947 | Competitive | Competitive | 1 | TRUE | FALSE | 1 | Non-Competitive | 0.7345 | Competitive | 323.3676 | 36.2683 | 1508.083 | 2027.05 | 492 | 1
SSPVTME8 1830__B FROM_TO | SSPVTME8 | 1830__B | 214 | 8 | 8 | SPGVALLYP_8 | MCGREG_T_8 | FROM_TO | 74960.94 | 94328.7 | 0 | 0 | 0 | 0 | 0 | 0 | 0 | 0 | 0 | 0 | 0 | [10 empty] | 0 | 0 | Competitive | Competitive | 1 | FALSE | TRUE | 1 | Non-Competitive | 0.8125 | Competitive | 0 | 0 | 0 | 0 | 213 | 1
SSPVTME8 1830__B TO_FROM | SSPVTME8 | 1830__B | 214 | 8 | 8 | SPGVALLYP_8 | MCGREG_T_8 | TO_FROM | 74960.94 | 94328.7 | 0 | 0 | 0 | 0 | 0 | 0 | 0 | 0 | 0 | 0 | 0 | [10 empty] | 0 | 0 | Competitive | Competitive | 1 | FALSE | TRUE | 1 | Non-Competitive | 0.8125 | Competitive | 0 | 0 | 0 | 0 | 213 | 1
SSPVTME8 1830__C FROM_TO | SSPVTME8 | 1830__C | 214 | 8 | 8 | MCGREG_T_8 | TEMPELMC__8 | FROM_TO | 74960.94 | 94328.7 | 0 | 0 | 0 | 0 | 0 | 0 | 0 | 0 | 0 | 0 | 0 | [10 empty] | 0 | 0 | Competitive | Competitive | 1 | FALSE | TRUE | 1 | Non-Competitive | 0.789 | Competitive | 0 | 0 | 0 | 0 | 213 | 1
SSPVTME8 1830__C TO_FROM | SSPVTME8 | 1830__C | 214 | 8 | 8 | MCGREG_T_8 | TEMPELMC__8 | TO_FROM | 74960.94 | 94328.7 | 0 | 0 | 0 | 0 | 0 | 0 | 0 | 0 | 0 | 0 | 0 | [10 empty] | 0 | 0 | Competitive | Competitive | 1 | FALSE | TRUE | 1 | Non-Competitive | 0.789 | Competitive | 0 | 0 | 0 | 0 | 213 | 1
SSPVTME8 1830__F FROM_TO | SSPVTME8 | 1830__F | 214 | 8 | 8 | WACOATCO1_8 | COTTONB_T_8 | FROM_TO | 74960.94 | 94328.7 | -10.5719 | 0 | 0 | 788.325 | -0.00014 | 0 | -0.00015 | 0.99985 | -10.5693 | -9.5617 | 7134.64 |  |  |  | 921.083 |  | 921.083 |  | 921.083 |  | 921.083 | 0 | 921.083 | Competitive | Competitive | 1 | FALSE | TRUE | 1 | Non-Competitive | 0.7895 | Competitive | 0 | 0 | 0 | 0 | 213 | 1
SSPVTME8 1830__F TO_FROM | SSPVTME8 | 1830__F | 214 | 8 | 8 | WACOATCO1_8 | COTTONB_T_8 | TO_FROM | 74960.94 | 75164.35 | 10.5719 | 0 | 0 | 788.325 | 0 | 0.000141 | -0.99985 | 0.000152 | 10.6172 | 10.568 | 0 |  |  | 788.325 |  | 788.325 |  | 788.325 |  | 788.325 |  | 788.325 | 0 | Competitive | Competitive | 1 | FALSE | TRUE | 1 | Non-Competitive | 0.7895 | Competitive | 0 | 0 | 0 | 0 | 213 | 1
SSPVTME8 1830__H FROM_TO | SSPVTME8 | 1830__H | 597 | 8 | 8 | WACOWOOD1_8 | WACOATCO1_8 | FROM_TO | 74960.94 | 94328.7 | 0 | 0 | 0 | 0 | 0 | 0 | 0 | 0 | 0 | 0 | 0 | [10 empty] | 0 | 0 | Competitive | Competitive | 1 | FALSE | TRUE | 1 | Non-Competitive | 0.789 | Competitive | 0 | 0 | 0 | 0 | 596 | 1
SSPVTME8 1830__H TO_FROM | SSPVTME8 | 1830__H | 597 | 8 | 8 | WACOWOOD1_8 | WACOATCO1_8 | TO_FROM | 74960.94 | 94328.7 | 0 | 0 | 0 | 0 | 0 | 0 | 0 | 0 | 0 | 0 | 0 | [10 empty] | 0 | 0 | Competitive | Competitive | 1 | FALSE | TRUE | 1 | Non-Competitive | 0.789 | Competitive | 0 | 0 | 0 | 0 | 596 | 1
SSPVTME8 280__A FROM_TO | SSPVTME8 | 280__A | 1072 | 8 | 8 | LAKE_CRK1_5 | THOUSE_A_5 | FROM_TO | 74960.94 | 74743.45 | -102.1 | 0 | 1123.196 | 1708.769 | -0.08691 | 0.16665 | -0.64533 | 0.17022 | 1133.452 | 624.627 | 2929.84 | 786.481 | 1745.765 | 10000 | 1800.383 | 805.117 | 1796.626 | 10000 | 1736.113 | 1084.392 | 1727.46 | 1084.045 | 1712.481 | Competitive | Competitive | 0 | TRUE | TRUE | 1 | Competitive | 0.766 | Competitive | 1101.492 | 565.3021 | 1134.249 | 1786.979 | 1065 | 1
SSPVTME8 280__A TO_FROM | SSPVTME8 | 280__A | 1072 | 8 | 8 | LAKE_CRK1_5 | THOUSE_A_5 | TO_FROM | 74960.94 | 74966.74 | -1783.35 | 0 | 1708.769 | 1140.079 | -0.16665 | 0.086912 | -0.17022 | 0.64533 | 1031.796 | -611.817 | 0 | 1342.265 | 884.059 | 1376.378 | 10000 | 1381.807 | 905.614 | 1338.81 | 10000 | 1372.551 | 1207.481 | 1360.24 | 1207.072 | Competitive | Competitive | 1 | TRUE | TRUE | 1 | Competitive | 0.766 | Competitive | 1037.106 | -871.976 | 1506.13 | 1244.888 | 1065 | 1
SSPVTME8 290__A FROM_TO | SSPVTME8 | 290__A | 1072 | 8 | 8 | LAKE_CRK2_5 | THOUSE__5 | FROM_TO | 74960.94 | 75041.21 | 217.9513 | 0 | 1931.928 | 1219.824 | -0.17718 | 0.30509 | -0.42863 | 0.3172 | 1033.915 | 666.5175 | 2929.84 | 1682.038 | 1697.831 | 10000 | 10000 | 1269.31 | 1684.125 | 10000 | 10000 | 5948.448 | 1746.528 | 6218.093 | 1816.701 | Competitive | Competitive | 1 | TRUE | FALSE | 1 | Non-Competitive | 0.7965 | Competitive | 1030.491 | 636.0701 | 6464.409 | 1849.508 | 1065 | 1
SSPVTME8 290__A TO_FROM | SSPVTME8 | 290__A | 1072 | 8 | 8 | LAKE_CRK2_5 | THOUSE__5 | TO_FROM | 74960.94 | 77274.8 | -1183.8 | 0 | 1154.006 | 1968.23 | -0.30509 | 0.17718 | -0.3172 | 0.42863 | 355.332 | -653.441 | 0 | 1134.843 | 1810.958 | 10000 | 10000 | 1195.964 | 1396.278 | 10000 | 10000 | 1216.036 | 6101.039 | 1221.956 | 6345.896 | Competitive | Competitive | 1 | TRUE | FALSE | 1 | Non-Competitive | 0.7965 | Competitive | 449.9053 | -710.754 | 1232.971 | 6464.409 | 1065 | 1
SSPVTME8 300__A FROM_TO | SSPVTME8 | 300__A | 1072 | 8 | 8 | LAKE_CRK1_5 | TEMP_SS__5 | FROM_TO | 74960.94 | 68099.3 | -1407.58 | 0 | 1510.801 | 992.8 | -0.10238 | 0.23681 | -0.1604 | 0.24132 | 1789.093 | -15.4676 | 0 | 1354.258 | 963.601 | 4474.944 | 1176.107 | 1349.597 | 954.606 | 10000 | 1312.535 | 1508.143 | 1103.207 | 1508.78 | 1109.071 | Competitive | Competitive | 0 | TRUE | TRUE | 1 | Competitive | 0.719 | Competitive | 1836.752 | -275.619 | 1623.661 | 1208.977 | 1065 | 1
SSPVTME8 300__A TO_FROM | SSPVTME8 | 300__A | 1072 | 8 | 8 | LAKE_CRK1_5 | TEMP_SS__5 | TO_FROM | 74960.94 | 74094.99 | -1000.71 | 0 | 992.8 | 1510.802 | -0.23681 | 0.10238 | -0.24132 | 0.1604 | 977.3355 | 411.1863 | 2929.84 | 848.734 | 1592.765 | 1045.199 | 4474.944 | 841.95 | 1589.358 | 1141.317 | 10000 | 975.797 | 1661.507 | 980.461 | 1661.604 | Competitive | Competitive | 1 | TRUE | TRUE | 1 | Competitive | 0.719 | Competitive | 964.7329 | 337.9887 | 1063.436 | 1732.181 | 1065 | 1
SSPVTME8 315__A FROM_TO | SSPVTME8 | 315__A | 1072 | 8 | 8 | TEMP_PEC__5 | TEMP_SS__5 | FROM_TO | 74960.94 | 74156.56 | -1519.78 | 0 | 1518.744 | 1108.448 | -0.07499 | 0.13514 | -0.15951 | 0.69527 | 1114.151 | -320.943 | 0 | 1393.634 | 955.843 | 1711.994 | 972.452 | 1361.172 | 933.378 | 4084.275 | 1235.458 | 1352.631 | 980.296 | 1360.568 | 985.44 | Competitive | Competitive | 0 | TRUE | TRUE | 1 | Competitive | 0.719 | Competitive | 1149.607 | -463.605 | 1467.607 | 1023.816 | 1065 | 1
SSPVTME8 315__A TO_FROM | SSPVTME8 | 315__A | 1072 | 8 | 8 | TEMP_PEC__5 | TEMP_SS__5 | TO_FROM | 74960.94 | 74661.11 | -371.94 | 0 | 1108.448 | 1518.744 | -0.13514 | 0.07499 | -0.69527 | 0.15951 | 1116.684 | 646.1416 | 2929.84 | 840.547 | 1699.334 | 853.639 | 1755.874 | 823.277 | 1657.918 | 1095.36 | 4084.275 | 869.297 | 1553.632 | 873.216 | 1562.143 | Competitive | Competitive | 0 | TRUE | TRUE | 1 | Competitive | 0.719 | Competitive | 1045.398 | 559.262 | 912.15 | 1617.965 | 1065 | 1
SSPVTME8 490__A FROM_TO | SSPVTME8 | 490__A | 1072 | 8 | 8 | THOUSE__5 | TEMP_PEC__5 | FROM_TO | 74960.94 | 72265.52 | -1328.78 | 0 | 1703.387 | 1114.182 | -0.08536 | 0.13189 | -0.20943 | 0.2206 | 1451.344 | -81.0975 | 0 | 1379.098 | 964.875 | 1675.411 | 1139.874 | 1376.245 | 942.837 | 2074.521 | 1308.693 | 1384.922 | 1054.916 | 1385.806 | 1062.099 | Competitive | Competitive | 0 | TRUE | TRUE | 1 | Competitive | 0.742 | Competitive | 1504.047 | -310.969 | 1470.008 | 1167.462 | 1065 | 1
SSPVTME8 490__A TO_FROM | SSPVTME8 | 490__A | 1072 | 8 | 8 | THOUSE__5 | TEMP_PEC__5 | TO_FROM | 74960.94 | 74856.57 | -697.855 | 0 | 1156.771 | 1703.387 | -0.13189 | 0.08536 | -0.2206 | 0.20943 | 896.45 | 432.441 | 2929.84 | 848.872 | 1650.586 | 1016.321 | 1777.21 | 831.577 | 1650.586 | 1137.688 | 2074.521 | 933.938 | 1560.681 | 939.673 | 1560.681 | Competitive | Competitive | 1 | TRUE | TRUE | 1 | Competitive | 0.742 | Competitive | 880.1808 | 371.0658 | 1028.904 | 1606.384 | 1065 | 1
STBSNG5 240__A FROM_TO | STBSNG5 | 240__A | 1450 | 1 | 1 | JEWETT_S5 | SNGLTN_345 | FROM_TO | 74960.94 | 63407.56 | -633.528 | 0 | 2599.744 | 1681.391 | -0.14855 | 0.09788 | -0.15205 | 0.17864 | 2144.801 | 909.5339 | 0 | 1405.54 | 1895.643 | 1364.187 | 2009.159 | 1421.378 | 1754.339 | 1364.187 | 2153.374 | 1454.95 | 1921.055 | 1449.7 | 1942.057 | Non-Competitive | Competitive | 0 | TRUE | TRUE | 1 | Competitive | 0.703 | Non-Competitive | 2519.813 | 791.3043 | 1409.915 | 2016.068 | 1435 | 0
STBSNG5 240__A TO_FROM | STBSNG5 | 240__A | 1450 | 1 | 1 | JEWETT_S5 | SNGLTN_345 | TO_FROM | 74960.94 | 76521.74 | -1117.83 | 0 | 1681.391 | 2599.744 | -0.09788 | 0.14855 | -0.17864 | 0.15205 | 1168.391 | 913.7278 | 2965.84 | 1664.217 | 1760.044 | 1798.409 | 1710.059 | 1541.286 | 1777.375 | 1905.21 | 1710.059 | 1717.912 | 1765.534 | 1736.847 | 1759.382 | Competitive | Competitive | 1 | TRUE | TRUE | 1 | Competitive | 0.703 | Competitive | 1115.809 | 813.8146 | 1938.612 | 1773.618 | 1435 | 1
STBSNG5 260_A_1 FROM_TO | STBSNG5 | 260_A_1 | 1450 | 1 | 1 | JEWETT_N5 | SNGLTN_345 | FROM_TO | 74960.94 | 63967.73 | -643.477 | 0 | 2571.347 | 1763.876 | -0.14002 | 0.095991 | -0.14331 | 0.16693 | 2045.604 | 853.604 | 0 | 1484.635 | 1902.714 | 1484.635 | 2018.8 | 1502.139 | 1752.906 | 1398.91 | 2182.919 | 1565.741 | 1934.291 | 1559.811 | 1957.815 | Non-Competitive | Competitive | 0 | TRUE | TRUE | 1 | Competitive | 0.7185 | Non-Competitive | 2399.634 | 732.4056 | 1524.316 | 2032.754 | 1435 | 0
STBSNG5 260_A_1 TO_FROM | STBSNG5 | 260_A_1 | 1450 | 1 | 1 | JEWETT_N5 | SNGLTN_345 | TO_FROM | 74960.94 | 76939.62 | -1018.66 | 0 | 1763.876 | 2596.308 | -0.09599 | 0.14002 | -0.16693 | 0.14331 | 1111.297 | 881.2322 | 2965.84 | 1669.267 | 1846.954 | 1806.475 | 1846.954 | 1538.917 | 1866.108 | 1929.518 | 1743.145 | 1728.275 | 1876.3 | 1749.483 | 1869.478 | Competitive | Competitive | 1 | TRUE | TRUE | 1 | Competitive | 0.7185 | Competitive | 1056.047 | 781.1712 | 1953.191 | 1890.969 | 1435 | 1
STBSNG5 KDLKG_75_A FROM_TO | STBSNG5 | KDLKG_75_A | 1710 | 1 | 1 | KING____345A | KUYDAL755010 | FROM_TO | 74960.94 | 76289.41 | -1900.12 | 0 | 1868.372 | 2810.761 | -0.17043 | 0.17794 | -0.5591 | 0.18487 | 853.1682 | 724.6802 | 3852.04 | 2023.097 | 1725.639 | 2121.376 | 1677.189 | 1971.166 | 1666.484 | 2645.1 | 2412.325 | 2125.413 | 1649.602 | 2132.843 | 1659.297 | Competitive | Competitive | 1 | TRUE | TRUE | 1 | Competitive | 0.7265 | Competitive | 760.6741 | 613.0871 | 2351.753 | 1671.118 | 1677 | 1
STBSNG5 KDLKG_75_A TO_FROM | STBSNG5 | KDLKG_75_A | 1710 | 1 | 1 | KING____345A | KUYDAL755010 | TO_FROM | 74960.94 | 64816.51 | -65.4575 | 0 | 2736.352 | 1868.372 | -0.17794 | 0.17043 | -0.18487 | 0.5591 | 2840.96 | 1100.435 | 0 | 1400.655 | 2249.497 | 1358.97 | 2364.615 | 1358.827 | 2210.674 | 2412.325 | 2645.1 | 1385.452 | 2302.161 | 1392.626 | 2307.086 | Non-Competitive | Non-Competitive | 0 | TRUE | FALSE | 1 | Non-Competitive | 0.7265 | Non-Competitive | 3157.486 | 1004.933 | 1360.453 | 2394.724 | 1677 | 1
STBSNG5 KDLRNS75_A FROM_TO | STBSNG5 | KDLRNS75_A | 1710 | 1 | 1 | ROANS___345C | KUYDAL755010 | FROM_TO | 74960.94 | 71399.97 | -7.5515 | 0 | 2947.868 | 2165.137 | -0.17717 | 0.1712 | -0.44013 | 0.1712 | 2898.761 | 1158.286 | 0 | 1395.113 | 2251.163 | 1358.72 | 2364.832 | 1353.639 | 2215.943 | 2412.429 | 2644.42 | 1384.335 | 2303.722 | 1390.848 | 2308.22 | Non-Competitive | Non-Competitive | 0 | TRUE | FALSE | 1 | Non-Competitive | 0.75 | Non-Competitive | 3215.461 | 1062.865 | 1359.738 | 2396.37 | 1677 | 1
STBSNG5 KDLRNS75_A TO_FROM | STBSNG5 | KDLRNS75_A | 1710 | 1 | 1 | ROANS___345C | KUYDAL755010 | TO_FROM | 74960.94 | 82572.65 | -1958.03 | 0 | 2392.404 | 3089.845 | -0.1712 | 0.17717 | -0.1712 | 0.44013 | 794.7361 | 669.8599 | 3852.04 | 2035.008 | 1717.949 | 2121.989 | 1677.452 | 1977.017 | 1659.547 | 2644.42 | 2412.429 | 2127.878 | 1649.192 | 2136.554 | 1657.924 | Competitive | Competitive | 1 | TRUE | TRUE | 1 | Competitive | 0.75 | Competitive | 702.4371 | 557.8762 | 2356.291 | 1671.628 | 1677 | 1
STBSNG5 KDLRTW74_A FROM_TO | STBSNG5 | KDLRTW74_A | 2194 | 1 | 1 | KUYDAL745005 | RTHWOD__345A | FROM_TO | 74960.94 | 85756.36 | -533.217 | 0 | 1417.179 | 2635.576 | -0.0543 | 0.014481 | -0.23184 | 0.72882 | -239.403 | -438.929 | 0 |  | 2457.863 | 2984.861 | 2457.863 | 1299.359 | 1351.324 | 2747.828 | 2894.773 | 2220.956 | 2019.491 | 2991.809 | 2452.121 | Competitive | Competitive | 1 | TRUE | FALSE | 1 | Non-Competitive | 0.7265 | Competitive | -226.487 | -465.647 | 3051.97 | 2473.79 | 2170 | 1
STBSNG5 KDLRTW74_A TO_FROM | STBSNG5 | KDLRTW74_A | 2194 | 1 | 1 | KUYDAL745005 | RTHWOD__345A | TO_FROM | 74960.94 | 77082.74 | 147.8921 | 0 | 2635.576 | 1345.905 | -0.01448 | 0.054304 | -0.72882 | 0.23184 | 650.8152 | 216.8337 | 0 | 2457.863 |  | 2457.863 | 2984.861 | 1242.086 | 1433.456 | 2894.773 | 2747.828 | 1978.435 | 2296.148 | 2452.121 | 2991.809 | Competitive | Competitive | 1 | TRUE | FALSE | 1 | Non-Competitive | 0.7265 | Competitive | 678.0288 | 234.9956 | 2473.79 | 3051.97 | 2170 | 1
STBSNG5 KDLTB_74_A FROM_TO | STBSNG5 | KDLTB_74_A | 1710 | 1 | 1 | KUYDAL745005 | TOMBAL__345B | FROM_TO | 74960.94 | 76806.5 | 69.4308 | 0 | 2215.584 | 1346.666 | -0.01553 | 0.05326 | -0.61899 | 0.27013 | 569.1553 | 159.2901 | 0 | 2517.779 |  | 2457.621 | 2999.271 | 1318.512 | 1216.244 | 3035.381 | 2744.96 | 2087.586 | 1912.95 | 2456.387 | 2964.764 | Competitive | Competitive | 1 | TRUE | FALSE | 1 | Non-Competitive | 0.719 | Competitive | 599.5523 | 156.1849 | 2480.865 | 2997.812 | 1677 | 1
STBSNG5 KDLTB_74_A TO_FROM | STBSNG5 | KDLTB_74_A | 1710 | 1 | 1 | KUYDAL745005 | TOMBAL__345B | TO_FROM | 74960.94 | 81787.44 | -454.375 | 0 | 1340.358 | 2215.584 | -0.05326 | 0.015525 | -0.27013 | 0.61899 | -121.554 | -369.599 | 0 |  | 2517.779 | 2999.271 | 2457.621 | 1063.077 | 1418.643 | 2744.96 | 3035.381 | 1795.56 | 2115.475 | 2964.764 | 2456.387 | Competitive | Competitive | 1 | TRUE | FALSE | 1 | Non-Competitive | 0.719 | Competitive | -148.197 | -387.349 | 2997.812 | 2480.865 | 1677 | 1
STBSNG5 KG_RTW74_A FROM_TO | STBSNG5 | KG_RTW74_A | 1710 | 1 | 1 | KING____345A | RTHWOD__345A | FROM_TO | 74960.94 | 76114.75 | 317.2982 | 0 | 6475.456 | 1135.637 | -0.017 | 0.077183 | -0.64612 | 0.086422 | 965.0301 | 391.4441 | 0 | 2305.397 |  | 2483.802 | 2841.477 | 1151.612 | 1849.974 | 3509.04 | 2690.99 | 1836.681 | 2701.832 | 2415.659 | 2877.87 | Competitive | Competitive | 1 | TRUE | FALSE | 1 | Non-Competitive | 0.7345 | Competitive | 1003.867 | 411.7388 | 2437.557 | 2990.919 | 1710 | 1
STBSNG5 KG_RTW74_A TO_FROM | STBSNG5 | KG_RTW74_A | 1710 | 1 | 1 | KING____345A | RTHWOD__345A | TO_FROM | 74960.94 | 94328.7 | -930.045 | 0 | 1200.997 | 6475.456 | -0.07718 | 0.016999 | -0.08642 | 0.64612 | -437.32 | -690.353 | 0 |  | 2305.397 | 2841.477 | 2483.802 | 1761.487 | 1271.589 | 2690.99 | 3509.04 | 2690.672 | 1899.799 | 2877.87 | 2415.659 | Competitive | Competitive | 1 | TRUE | FALSE | 1 | Non-Competitive | 0.7345 | Competitive | -427.835 | -727.397 | 2990.919 | 2437.557 | 1710 | 1
STBSNG5 RNSSNG75_A FROM_TO | STBSNG5 | RNSSNG75_A | 2194 | 1 | 1 | ROANS___345C | SNGLTN_345 | FROM_TO | 74960.94 | 83514.53 | -1700.09 | 0 | 10000 | 3624.856 | -0.11308 | 0.8288 | -0.11853 | 0.8288 | 1700.047 | 1602.86 | 3852.04 | 1735.366 | 1821.817 | 10000 | 1851.598 | 1695.057 | 1756.591 | 10000 | 1777.235 | 4567.732 | 1799.103 | 4576.247 | 1809.749 | Competitive | Competitive | 1 | TRUE | FALSE | 1 | Non-Competitive | 0.7185 | Competitive | 1541.518 | 1490.876 | 4779.682 | 1825.946 | 2170 | 1
STBSNG5 RNSSNG75_A TO_FROM | STBSNG5 | RNSSNG75_A | 2194 | 1 | 1 | ROANS___345C | SNGLTN_345 | TO_FROM | 74960.94 | 74197.76 | -1742.15 | 0 | 3441.642 | 10000 | -0.8288 | 0.11307 | -0.8288 | 0.11853 | 2625.047 | -501.023 | 0 | 1463.515 | 1879.927 | 1483.642 | 10000 | 1418.029 | 1856.012 | 1423.774 | 10000 | 1484.503 | 4698.537 | 1492.182 | 4703.655 | Non-Competitive | Non-Competitive | 0 | TRUE | FALSE | 1 | Non-Competitive | 0.7185 | Non-Competitive | 2957.586 | -587.65 | 1454.821 | 4806.781 | 2170 | 1
STBSNG5 SARC_CMNSW_1 FROM_TO | STBSNG5 | SARC_CMNSW_1 | 1515 | 1 | 1 | COMCHESS1_5 | BROWN_5 | FROM_TO | 74960.94 | 79556.73 | -1344.56 | 0 | 1730.923 | 752.829 | -0.08746 | 0.084665 | -0.22933 | 0.39735 | 532.961 | -36.5758 | 0 | 2282.727 | 1203.329 | 2041.025 | 3045.706 | 2226.398 | 848.192 | 3792.422 | 3045.706 | 2950.841 | 1637.431 | 2982.196 | 1954.572 | Competitive | Competitive | 1 | TRUE | FALSE | 1 | Non-Competitive | 0.6875 | #N/A | #N/A | #N/A | #N/A | #N/A | #N/A | #N/A
STBSNG5 SARC_CMNSW_1 TO_FROM | STBSNG5 | SARC_CMNSW_1 | 1515 | 1 | 1 | COMCHESS1_5 | BROWN_5 | TO_FROM | 74960.94 | 75254.01 | -216.402 | 0 | 724.651 | 1730.923 | -0.08467 | 0.11908 | -0.39735 | 0.22933 | 1405.479 | 247.8059 | 0 | 690.574 | 2322.351 | 894.957 | 2064.199 | 593.709 | 2262.905 | 935.952 | 3852.189 | 806.337 | 2993.376 | 850.242 | 3026.022 | Competitive | Competitive | 1 | TRUE | FALSE | 1 | Non-Competitive | 0.6875 | #N/A | #N/A | #N/A | #N/A | #N/A | #N/A | #N/A
STBSNG5 SNGXGC75_1 FROM_TO | STBSNG5 | SNGXGC75_1 | 1631 | 1 | 1 | GIBN_CREK_5 | SNGLTN_345 | FROM_TO | 74960.94 | 68212.01 | -89.9843 | 0 | 1689.752 | 1935.608 | -0.13725 | 0.31697 | -0.14089 | 0.31697 | 1972.552 | 633.997 | 0 | 1391.167 | 2127.832 | 3020.297 | 2153.01 | 1331.863 | 2068.456 | 3267.525 | 2624.465 | 1271.829 | 2114.408 | 1278.644 | 2125.431 | Competitive | Non-Competitive | 0 | TRUE | FALSE | 1 | Non-Competitive | 0.914 | Non-Competitive | 2275.605 | 601.2357 | 1265.793 | 2226.915 | 1631 | 1
STBSNG5 SNGXGC75_1 TO_FROM | STBSNG5 | SNGXGC75_1 | 1631 | 1 | 1 | GIBN_CREK_5 | SNGLTN_345 | TO_FROM | 74960.94 | 77508.75 | -1334.78 | 0 | 1898.437 | 1573.927 | -0.31697 | 0.13725 | -0.31697 | 0.14089 | 875.9286 | 605.3732 | 3852.04 | 1899.411 | 1700.069 | 1920.527 | 3020.297 | 1822.717 | 1619.165 | 2293.026 | 3267.525 | 1895.307 | 1448.277 | 1909.852 | 1456.134 | Competitive | Competitive | 1 | TRUE | TRUE | 1 | Competitive | 0.914 | Competitive | 774.6617 | 502.1926 | 2169.065 | 1469.843 | 1631 | 1
STBSNG5 SNGXGC99_1 FROM_TO | STBSNG5 | SNGXGC99_1 | 1631 | 1 | 1 | GIBN_CREK_5 | SNGLTN_345 | FROM_TO | 74960.94 | 68212.01 | -89.9843 | 0 | 1689.752 | 1935.608 | -0.13725 | 0.31697 | -0.14089 | 0.31697 | 1972.552 | 633.997 | 0 | 1391.167 | 2127.832 | 3020.297 | 2153.01 | 1331.863 | 2068.456 | 3267.525 | 2624.465 | 1271.829 | 2114.408 | 1278.644 | 2125.431 | Competitive | Non-Competitive | 0 | TRUE | FALSE | 1 | Non-Competitive | 1.305 | Non-Competitive | 2275.605 | 601.2357 | 1265.793 | 2226.915 | 1631 | 1
STBSNG5 SNGXGC99_1 TO_FROM | STBSNG5 | SNGXGC99_1 | 1631 | 1 | 1 | GIBN_CREK_5 | SNGLTN_345 | TO_FROM | 74960.94 | 77508.75 | -1334.78 | 0 | 1898.437 | 1573.927 | -0.31697 | 0.13725 | -0.31697 | 0.14089 | 875.9286 | 605.3732 | 3852.04 | 1899.411 | 1700.069 | 1920.527 | 3020.297 | 1822.717 | 1619.165 | 2293.026 | 3267.525 | 1895.307 | 1448.277 | 1909.852 | 1456.134 | Competitive | Competitive | 1 | TRUE | TRUE | 1 | Competitive | 1.305 | Competitive | 774.6617 | 502.1926 | 2169.065 | 1469.843 | 1631 | 1
STKWGRS5 6011__A FROM_TO | STKWGRS5 | 6011__A | 1072 | 1 | 1 | BOWMAN_5 | FISHRDSS | FROM_TO | 74960.94 | 76286.36 | -92.3103 | 0 | 2035.015 | 882.808 | -0.09843 | 0.019691 | -0.67874 | 0.27435 | 171.6536 | 58.9216 | 0 |  | 3695.052 | 3394.008 | 3695.052 | 1144.685 | 2435.829 | 3394.008 | 3695.052 | 2163.92 | 3588.009 | 3350.169 | 3695.052 | Competitive | Competitive | 1 | TRUE | FALSE | 1 | Non-Competitive | 1.047 | Competitive | 239.0017 | 30.6888 | 2761.888 | 3623.95 | 1065 | 1
STKWGRS5 6011__A TO_FROM | STKWGRS5 | 6011__A | 1072 | 1 | 1 | BOWMAN_5 | FISHRDSS | TO_FROM | 74960.94 | 78769.68 | -88.9627 | 0 | 882.808 | 2035.015 | -0.01969 | 0.09843 | -0.27435 | 0.67874 | 31.3562 | -23.3102 | 531.44 | 3547.468 |  | 3695.052 | 3394.008 | 1263.231 | 1222.706 | 3695.052 | 3394.008 | 3316.494 | 2235.623 | 3655.42 | 3350.169 | Competitive | Competitive | 1 | TRUE | FALSE | 1 | Non-Competitive | 1.047 | Competitive | 197.3536 | -200.605 | 2579.936 | 2761.888 | 1065 | 1
STKWGRS5 6012__A FROM_TO | STKWGRS5 | 6012__A | 956 | 1 | 1 | BOWMAN_5 | JACKSBRO_5 | FROM_TO | 74960.94 | 78657.41 | -206.612 | 0 | 771.18 | 1954.688 | -0.06949 | 0.2397 | -0.11073 | 0.37692 | 568.7177 | -314.012 | 0 | 766.164 | 5393.35 | 2878.055 | 5393.35 | 708.609 | 1564.841 | 3695.052 | 5393.35 | 1609.757 | 3042.761 | 1615.534 | 5346.613 | Competitive | Competitive | 1 | TRUE | FALSE | 1 | Non-Competitive | 0.711 | Non-Competitive | 1075.957 | -516.917 | 1086.763 | 4956.465 | 1065 | 0
STKWGRS5 6012__A TO_FROM | STKWGRS5 | 6012__A | 956 | 1 | 1 | BOWMAN_5 | JACKSBRO_5 | TO_FROM | 74960.94 | 76303.91 | -661.291 | 0 | 1954.688 | 771.179 | -0.2397 | 0.069487 | -0.37692 | 0.11073 | 451.1227 | -42.1273 | 0 | 5393.35 | 1811.094 | 5393.35 | 3031.383 | 1552.433 | 1523.693 | 5393.35 | 3695.052 | 3041.107 | 2649.434 | 5346.613 | 2659.633 | Competitive | Competitive | 1 | TRUE | FALSE | 1 | Non-Competitive | 0.711 | Competitive | 661.1262 | -111.115 | 4956.465 | 2332.201 | 1065 | 1
STKWGRS5 6024__A FROM_TO | STKWGRS5 | 6024__A | 1072 | 1 | 1 | GRHAMSES1_5 | LONGCREK_5 | FROM_TO | 74960.94 | 77537.4 | -1431.92 | 0 | 2001.786 | 848.291 | -0.11924 | 0.10692 | -0.22729 | 0.10692 | 504.3742 | -55.5205 | 0 | 1900.796 | 3075.591 | 3073.945 | 3075.591 | 1964.268 | 1225.518 | 10000 | 3146.352 | 2412.789 | 2764.138 | 2413.935 | 3105.27 | Competitive | Competitive | 1 | TRUE | FALSE | 1 | Non-Competitive | 0.75 | Competitive | 699.346 | 0.018603 | 2306.825 | 3110.727 | 1065 | 1
STKWGRS5 6024__A TO_FROM | STKWGRS5 | 6024__A | 1072 | 1 | 1 | GRHAMSES1_5 | LONGCREK_5 | TO_FROM | 74960.94 | 70847.9 | -256.925 | 0 | 947.248 | 2001.786 | -0.10692 | 0.22729 | -0.10692 | 0.22729 | 1438.501 | 356.9257 | 0 | 820.276 | 1948.938 | 830.361 | 3412.052 | 642.514 | 2007.71 | 1136.044 | 10000 | 796.82 | 2494.915 | 817.788 | 2503.589 | Non-Competitive | Non-Competitive | 0 | TRUE | FALSE | 1 | Non-Competitive | 0.75 | Non-Competitive | 1716.751 | 303.9548 | 774.015 | 2451.406 | 1065 | 1
STKWGRS5 6028__A FROM_TO | STKWGRS5 | 6028__A | 1072 | 1 | 1 | GRHAMSES1_5 | COKFIELD_5 | FROM_TO | 74960.94 | 76422.9 | -1386.25 | 0 | 1910.249 | 823.28 | -0.11985 | 0.10747 | -0.38783 | 0.10747 | 506.9877 | -55.8085 | 0 | 1900.807 | 3075.591 | 3073.952 | 3075.591 | 1964.266 | 1225.516 | 10000 | 3146.352 | 2412.792 | 2764.136 | 2413.944 | 3105.269 | Competitive | Competitive | 1 | TRUE | FALSE | 1 | Non-Competitive | 0.758 | Competitive | 702.9672 | 0.016728 | 2306.802 | 3110.73 | 1065 | 1
STKWGRS5 6028__A TO_FROM | STKWGRS5 | 6028__A | 1072 | 1 | 1 | GRHAMSES1_5 | COKFIELD_5 | TO_FROM | 74960.94 | 70295.13 | -258.26 | 0 | 823.28 | 2002.735 | -0.10747 | 0.38783 | -0.10747 | 0.38783 | 1484.9 | 358.7725 | 0 | 801.312 | 1948.949 | 2367.028 | 3412.061 | 637.919 | 2007.708 | 3416.639 | 10000 | 838.36 | 2494.919 | 856.144 | 2503.601 | Non-Competitive | Non-Competitive | 0 | TRUE | FALSE | 1 | Non-Competitive | 0.758 | Non-Competitive | 1764.594 | 305.5311 | 770.419 | 2451.384 | 1065 | 1
STKWGRS5 6029__A FROM_TO | STKWGRS5 | 6029__A | 1072 | 1 | 1 | LONGCREK_5 | COKFIELD_5 | FROM_TO | 74960.94 | 74373.83 | -600.081 | 0 | 1188.362 | 2586.956 | -0.10747 | 0.22847 | -0.61217 | 0.22847 | 1421.955 | 358.7725 | 0 | 842.254 | 1948.949 | 853.974 | 3412.061 | 651.234 | 2007.708 | 1181.588 | 10000 | 820.415 | 2494.919 | 843.363 | 2503.601 | Non-Competitive | Non-Competitive | 0 | TRUE | FALSE | 1 | Non-Competitive | 0.7035 | Non-Competitive | 1693.26 | 305.5311 | 791.757 | 2451.384 | 1065 | 1
STKWGRS5 6029__A TO_FROM | STKWGRS5 | 6029__A | 1072 | 1 | 1 | LONGCREK_5 | COKFIELD_5 | TO_FROM | 74960.94 | 77036.95 | -1415.34 | 0 | 2586.959 | 1188.362 | -0.11985 | 0.61217 | -0.22847 | 0.61217 | 606.786 | -55.8085 | 0 | 1601.133 | 3075.591 | 10000 | 3075.591 | 1674.267 | 1225.516 | 10000 | 3146.352 | 5183.473 | 2764.136 | 5443.023 | 3105.269 | Competitive | Competitive | 1 | TRUE | FALSE | 1 | Non-Competitive | 0.7035 | Competitive | 801.1279 | 0.016728 | 5132.513 | 3110.73 | 1065 | 1
STKWGRS5 6380__A FROM_TO | STKWGRS5 | 6380__A | 186 | 1 | 1 | MURRY_P8 | GRHAMSES1_8 | FROM_TO | 74960.94 | 75009.23 | -91.8927 | 0 | 1018.474 | 1880.833 | -0.06402 | 0.12043 | -0.06402 | 0.69551 | 176.3138 | 19.597 | 0 | 2435.733 | 10000 | 2561.805 | 10000 | 825.949 | 2193.127 | 5655.51 | 10000 | 1572.724 | 5683.377 | 2857.033 | 10000 | Competitive | Competitive | 1 | TRUE | FALSE | 1 | Non-Competitive | 0.695 | Non-Competitive | 227.7278 | 1.1322 | 1434.715 | 10000 | 185 | 0
STKWGRS5 6380__A TO_FROM | STKWGRS5 | 6380__A | 186 | 1 | 1 | MURRY_P8 | GRHAMSES1_8 | TO_FROM | 74960.94 | 75027.72 | -183.401 | 0 | 1837.31 | 941.737 | -0.02322 | 0.064019 | -0.69551 | 0.064019 | 139.489 | 51.2377 | 5028.44 | 6674.379 | 9413.987 | 6674.379 | 3206.689 | 2043.838 | 2048.467 | 6674.379 | 3206.689 | 4754.222 | 3245.737 | 7683.697 | 3360.465 | Competitive | Competitive | 1 | TRUE | FALSE | 1 | Non-Competitive | 0.695 | Competitive | 166.3217 | 59.5506 | 8269.197 | 3335.443 | 185 | 1
STKWGRS5 6380__D FROM_TO | STKWGRS5 | 6380__D | 155 | 1 | 1 | MURRY_P8 | PTCRK2 4 | FROM_TO | 74960.94 | 75052.3 | -185.988 | 0 | 1842.087 | 1117.462 | -0.02325 | 0.063985 | -0.19732 | 0.30446 | 136.9117 | 48.8355 | 5028.44 | 6675.133 | 9414.008 | 6675.133 | 3206.512 | 2063.897 | 2014.472 | 6675.133 | 3206.512 | 4774.069 | 3238.491 | 7685.026 | 3359.67 | Competitive | Competitive | 1 | TRUE | FALSE | 1 | Non-Competitive | 0.6955 | Non-Competitive | 163.7445 | 57.0996 | 8270.878 | 3334.942 | 154 | 0
STKWGRS5 6380__D TO_FROM | STKWGRS5 | 6380__D | 155 | 1 | 1 | MURRY_P8 | PTCRK2 4 | TO_FROM | 74960.94 | 74859.39 | -89.306 | 0 | 1024.63 | 1768.276 | -0.06398 | 0.12047 | -0.30446 | 0.19732 | 178.901 | 22.1741 | 0 | 2435.79 | 10000 | 2561.409 | 10000 | 821.944 | 2215.035 | 5655.614 | 10000 | 1569.614 | 5710.562 | 2855.95 | 10000 | Competitive | Non-Competitive | 0 | TRUE | FALSE | 1 | Non-Competitive | 0.6955 | Non-Competitive | 230.308 | 3.7092 | 1433.486 | 10000 | 154 | 1
STKWGRS5 651__A FROM_TO | STKWGRS5 | 651__A | 186 | 1 | 1 | COMANCHE_T8 | COMANCHE_8 | FROM_TO | 74960.94 | 75136.83 | 10.0882 | 0 | 0 | 788.325 | 0 | 0.000135 | -0.99987 | 0.000135 | 10.1314 | 10.0845 | 0 |  |  | 788.325 |  | 788.325 |  | 788.325 |  | 788.325 |  | 788.325 | 0 | Competitive | Competitive | 1 | FALSE | TRUE | 1 | Non-Competitive | 1.211 | Competitive | 10.0968 | 10.0986 | 783.088 | 0 | 185 | 1
STKWGRS5 651__A TO_FROM | STKWGRS5 | 651__A | 186 | 1 | 1 | COMANCHE_T8 | COMANCHE_8 | TO_FROM | 74960.94 | 94328.7 | -10.0882 | 0 | 0 | 788.325 | -0.00013 | 0 | -0.00013 | 0.99987 | -10.0857 | -9.1242 | 7134.64 |  |  |  | 921.083 |  | 921.083 |  | 921.083 |  | 921.083 | 0 | 921.083 | Competitive | Competitive | 1 | FALSE | TRUE | 1 | Non-Competitive | 1.211 | Competitive | -10.0846 | -9.3099 | 0 | 920.068 | 185 | 1
STKWGRS5 651__B FROM_TO | STKWGRS5 | 651__B | 186 | 1 | 1 | COMCHESS1_8 | COMANCHE_T8 | FROM_TO | 74960.94 | 74902.7 | 8.3173 | 0 | 1101.475 | 1789.989 | -0.07245 | 0.015442 | -0.72875 | 0.18293 | 227.6262 | 55.8281 | 0 |  | 7509.372 | 879.961 | 7485.028 | 619.536 | 3777.749 | 877.523 | 10000 | 727.785 | 8515.287 | 916.795 | 8920.196 | Competitive | Non-Competitive | 0 | TRUE | FALSE | 1 | Non-Competitive | 0.711 | Non-Competitive | 278.867 | 45.9049 | 852.755 | 8939.357 | 185 | 1
STKWGRS5 651__B TO_FROM | STKWGRS5 | 651__B | 186 | 1 | 1 | COMCHESS1_8 | COMANCHE_T8 | TO_FROM | 74960.94 | 75795.73 | -230.995 | 0 | 1897.351 | 1185.608 | -0.01385 | 0.13219 | -0.18293 | 0.72875 | 30.7566 | -108.919 | 0 | 5519.328 |  | 7697.018 | 2343.331 | 3152.434 | 852.556 | 7697.018 | 2361.936 | 5644.327 | 1141.122 | 5808.576 | 2348.268 | Competitive | Competitive | 1 | TRUE | FALSE | 1 | Non-Competitive | 0.711 | Competitive | 51.9676 | -117.507 | 5914.236 | 2495.309 | 185 | 1
STKWGRS5 651__D FROM_TO | STKWGRS5 | 651__D | 186 | 1 | 1 | DUBLIN1_8 | HASSE_P8 | FROM_TO | 74960.94 | 75282.24 | -182.847 | 0 | 1746.593 | 1105.524 | -0.01449 | 0.13256 | -0.31525 | 0.40858 | 78.3372 | -56.9081 | 0 | 5374.619 |  | 7668.126 | 2337.289 | 2422.018 | 831.627 | 7668.126 | 10000 | 5207.211 | 1041.563 | 5656.061 | 2675.656 | Competitive | Competitive | 1 | TRUE | FALSE | 1 | Non-Competitive | 0.742 | Competitive | 99.8115 | -74.6207 | 5784.87 | 2333.453 | 185 | 1
STKWGRS5 651__D TO_FROM | STKWGRS5 | 651__D | 186 | 1 | 1 | DUBLIN1_8 | HASSE_P8 | TO_FROM | 74960.94 | 74991.37 | -31.1436 | 0 | 1105.524 | 1746.593 | -0.07143 | 0.014492 | -0.40858 | 0.31525 | 171.4351 | 11.1653 | 0 |  | 7363.011 | 891.654 | 7363.011 | 627.29 | 2801.501 | 2022.685 | 10000 | 710.984 | 7776.96 | 995.034 | 8776.76 | Competitive | Competitive | 1 | TRUE | FALSE | 1 | Non-Competitive | 0.742 | Non-Competitive | 209.5681 | 4.0812 | 873.153 | 8812.281 | 185 | 0
STKWGRS5 651__E FROM_TO | STKWGRS5 | 651__E | 251 | 1 | 1 | DUBLIN1_8 | STPHNVIL_8 | FROM_TO | 74960.94 | 75493.47 | -47.665 | 0 | 1010.277 | 1750.558 | -0.07165 | 0.014271 | -0.1813 | 0.5912 | 154.7461 | -5.3577 | 0 |  | 7353.75 | 893.368 | 7353.75 | 628.851 | 2695.486 | 2112.937 | 10000 | 728.06 | 7665.751 | 1004.29 | 8765.707 | Competitive | Competitive | 1 | TRUE | FALSE | 1 | Non-Competitive | 0.828 | Competitive | 192.9993 | -12.4538 | 875.351 | 8802.833 | 249 | 1
STKWGRS5 651__E TO_FROM | STKWGRS5 | 651__E | 251 | 1 | 1 | DUBLIN1_8 | STPHNVIL_8 | TO_FROM | 74960.94 | 75214.1 | -166.235 | 0 | 1476.101 | 1101.144 | -0.01427 | 0.13278 | -0.5912 | 0.1813 | 94.9228 | -40.3886 | 0 | 5368.832 |  | 7670.542 | 2341.042 | 2340.758 | 837.486 | 7670.542 | 10000 | 5152.493 | 1091.521 | 5653.154 | 2708.569 | Competitive | Competitive | 1 | TRUE | FALSE | 1 | Non-Competitive | 0.828 | Competitive | 116.3715 | -58.0611 | 5784.718 | 2334.353 | 249 | 1
STMPTHS5 1295__A FROM_TO | STMPTHS5 | 1295__A | 493 | 1 | 1 | TEMP_SS__8 | TEMP_PEC__8 | FROM_TO | 74960.94 | 76839.99 | -165.851 | 0 | 1260.031 | 1822.435 | -0.01515 | 0.021135 | -0.24117 | 0.24141 | 47.5483 | -1.4568 | 2929.84 | 10000 |  | 1649.173 | 1633.065 | 963.405 | 1700.061 | 3464.766 | 1703.712 | 1596.237 | 1605.296 | 2092.785 | 1561.384 | Competitive | Competitive | 1 | TRUE | TRUE | 1 | Competitive | 0.7425 | Competitive | 63.9591 | 0.35172 | 2038.675 | 1605.724 | 492 | 1
STMPTHS5 1295__A TO_FROM | STMPTHS5 | 1295__A | 493 | 1 | 1 | TEMP_SS__8 | TEMP_PEC__8 | TO_FROM | 74960.94 | 75926.26 | -82.1011 | 0 | 1821.591 | 1246.223 | -0.02113 | 0.015151 | -0.24141 | 0.24117 | 255.5022 | 60.4929 | 5.14 |  | 10000 | 1356.691 | 1799.047 | 1389.686 | 1090.861 | 1703.712 | 3464.766 | 1372.865 | 1776.51 | 1349.58 | 2235.882 | Competitive | Competitive | 1 | TRUE | FALSE | 1 | Non-Competitive | 0.7425 | Competitive | 288.8244 | 34.1377 | 1490.698 | 2179.416 | 492 | 1
STMPTHS5 1830__A FROM_TO | STMPTHS5 | 1830__A | 84 | 1 | 1 | MCGREGPH1_8 | MCGREG_T_8 | FROM_TO | 74960.94 | 76751.56 | -25.5913 | 0 | 1705.147 | 1485.438 | -0.00106 | 0.001379 | -0.04595 | 0.91789 | 0.992 | -12.7702 | 0 |  |  | 1420.408 | 1009.5 | 1530.079 | 938.855 | 9304.774 | 1314.324 | 1586.745 | 1021.191 | 1832.871 | 1118.992 | Competitive | Competitive | 1 | FALSE | TRUE | 1 | Non-Competitive | 0.7185 | Competitive | -7.6511 | -13.7624 | 5907.762 | 998.71 | 83 | 1
STMPTHS5 1830__A TO_FROM | STMPTHS5 | 1830__A | 84 | 1 | 1 | MCGREGPH1_8 | MCGREG_T_8 | TO_FROM | 74960.94 | 75026.62 | 5.0127 | 0 | 1386.563 | 1705.146 | -0.00138 | 0.001058 | -0.91789 | 0.045945 | 21.7818 | 3.623 | 0 |  |  | 875.345 | 1420.408 | 828.331 | 1645.192 | 1154.123 | 9304.774 | 902.428 | 1631.335 | 978.259 | 1832.871 | Competitive | Competitive | 1 | FALSE | TRUE | 1 | Non-Competitive | 0.7185 | Competitive | 23.2689 | 6.2591 | 889.798 | 5907.762 | 83 | 1
STMPTHS5 1830__B FROM_TO | STMPTHS5 | 1830__B | 214 | 1 | 1 | SPGVALLYP_8 | MCGREG_T_8 | FROM_TO | 74960.94 | 75060.46 | -223.053 | 0 | 2133.98 | 1249.344 | -0.01341 | 0.020157 | -0.44613 | 0.49195 | 159.1851 | -53.8105 | 0 | 10000 |  | 1733.98 | 1192.942 | 1441.775 | 958.278 | 9293.687 | 1315.855 | 1471.668 | 1109.221 | 1620.22 | 1270.732 | Competitive | Competitive | 1 | TRUE | TRUE | 1 | Competitive | 0.711 | Competitive | 155.2001 | -71.2813 | 1629.257 | 1312.572 | 213 | 1
STMPTHS5 1830__B TO_FROM | STMPTHS5 | 1830__B | 214 | 1 | 1 | SPGVALLYP_8 | MCGREG_T_8 | TO_FROM | 74960.94 | 74997.09 | -59.1206 | 0 | 1249.344 | 2133.98 | -0.02016 | 0.013406 | -0.49195 | 0.44613 | 162.5644 | 100.2527 | 2929.84 |  | 10000 | 1058.105 | 1760.046 | 844.433 | 1643.26 | 1143.42 | 9293.687 | 979.705 | 1569.707 | 1123.65 | 1640.392 | Competitive | Competitive | 1 | TRUE | TRUE | 1 | Competitive | 0.711 | Competitive | 189.9639 | 97.4742 | 1144.643 | 1708.21 | 213 | 1
STMPTHS5 1830__C FROM_TO | STMPTHS5 | 1830__C | 214 | 1 | 1 | MCGREG_T_8 | TEMPELMC__8 | FROM_TO | 74960.94 | 75521.36 | -248.659 | 0 | 2110.588 | 1249.35 | -0.01446 | 0.021536 | -0.08134 | 0.50792 | 161.3393 | -67.1261 | 0 | 9294.407 |  | 1731.849 | 1166.319 | 1444.824 | 956.812 | 9294.407 | 1315.504 | 1477.013 | 1101.688 | 1620.758 | 1255.429 | Competitive | Competitive | 1 | TRUE | TRUE | 1 | Competitive | 0.734 | Competitive | 150.0322 | -87.0327 | 1629.906 | 1273.21 | 213 | 1
STMPTHS5 1830__C TO_FROM | STMPTHS5 | 1830__C | 214 | 1 | 1 | MCGREG_T_8 | TEMPELMC__8 | TO_FROM | 74960.94 | 74949.27 | -54.1038 | 0 | 1249.35 | 2110.589 | -0.02154 | 0.014463 | -0.50792 | 0.081342 | 183.5791 | 116.2897 | 2929.84 |  | 9294.407 | 1036.688 | 1757.793 | 843.054 | 1641.712 | 1142.991 | 9294.407 | 973.091 | 1571.176 | 1111.142 | 1640.789 | Non-Competitive | Competitive | 1 | TRUE | TRUE | 1 | Competitive | 0.734 | Competitive | 211.16 | 114.1132 | 1113.003 | 1708.462 | 213 | 1
STMPTHS5 1830__E FROM_TO | STMPTHS5 | 1830__E | 214 | 1 | 1 | SPGVALLYP_8 | COTTONB_T_8 | FROM_TO | 74960.94 | 75033.13 | -215.326 | 0 | 2134.625 | 1249.347 | -0.0133 | 0.02026 | -0.50795 | 0.42736 | 166.9387 | -46.0395 | 0 | 10000 |  | 1735.571 | 1201.311 | 1439.79 | 959.428 | 9293.764 | 1316.273 | 1468.432 | 1115.888 | 1620.174 | 1276.358 | Competitive | Competitive | 1 | TRUE | TRUE | 1 | Competitive | 0.7185 | Competitive | 164.0522 | -63.5175 | 1540.627 | 1314.178 | 213 | 1
STMPTHS5 1830__E TO_FROM | STMPTHS5 | 1830__E | 214 | 1 | 1 | SPGVALLYP_8 | COTTONB_T_8 | TO_FROM | 74960.94 | 75020.65 | -66.8393 | 0 | 1249.347 | 1704.679 | -0.02026 | 0.013303 | -0.42736 | 0.50795 | 154.846 | 92.8363 | 2929.84 |  | 10000 | 1064.799 | 1761.711 | 845.533 | 1644.026 | 1143.854 | 9293.764 | 985.511 | 1568.929 | 1128.263 | 1640.428 | Competitive | Competitive | 1 | TRUE | TRUE | 1 | Competitive | 0.7185 | Competitive | 180.409 | 90.0208 | 1146.263 | 1622.05 | 213 | 1
STMPTHS5 1830__F FROM_TO | STMPTHS5 | 1830__F | 214 | 1 | 1 | WACOATCO1_8 | COTTONB_T_8 | FROM_TO | 74960.94 | 75087.52 | -77.4083 | 0 | 1249.358 | 1705.058 | -0.0204 | 0.013162 | -0.28525 | 0.5725 | 144.2775 | 82.6814 | 2929.84 |  | 10000 | 1066.057 | 1705.162 | 847.282 | 1645.072 | 1144.466 | 9293.868 | 993.752 | 1568.066 | 1130.682 | 1599.586 | Competitive | Competitive | 1 | TRUE | TRUE | 1 | Competitive | 0.719 | Competitive | 163.2585 | 79.5018 | 1148.545 | 1621.814 | 213 | 1
STMPTHS5 1830__F TO_FROM | STMPTHS5 | 1830__F | 214 | 1 | 1 | WACOATCO1_8 | COTTONB_T_8 | TO_FROM | 74960.94 | 75006.49 | -204.746 | 0 | 2135.152 | 1249.358 | -0.01316 | 0.020401 | -0.5725 | 0.28525 | 177.5555 | -35.3989 | 0 | 10000 |  | 1680.393 | 1202.899 | 1437.208 | 961.287 | 9293.868 | 1316.862 | 1464.237 | 1125.353 | 1580.073 | 1279.193 | Competitive | Competitive | 1 | TRUE | TRUE | 1 | Competitive | 0.719 | Competitive | 180.6775 | -61.2101 | 1540.089 | 1316.438 | 213 | 1
STMPTHS5 1830__G FROM_TO | STMPTHS5 | 1830__G | 597 | 1 | 1 | WACO_W1_8 | WACOWOOD1_8 | FROM_TO | 74960.94 | 75408.75 | -139.821 | 0 | 1385.193 | 1177.624 | -0.0123 | 0.021267 | -0.77574 | 0.14814 | 242.7048 | 29.8965 | 0 | 9294.476 |  | 1764.634 | 1281.123 | 1424.148 | 982.817 | 7001.059 | 1320.966 | 1443.447 | 1191.678 | 1620.5 | 1329.353 | Competitive | Competitive | 1 | TRUE | TRUE | 1 | Competitive | 0.719 | Competitive | 255.7979 | -7.4157 | 1571.922 | 1332.746 | 596 | 1
STMPTHS5 1830__G TO_FROM | STMPTHS5 | 1830__G | 597 | 1 | 1 | WACO_W1_8 | WACOWOOD1_8 | TO_FROM | 74960.94 | 78435.71 | -142.264 | 0 | 1177.624 | 1385.193 | -0.02127 | 0.012296 | -0.14814 | 0.77574 | 79.4242 | 20.3661 | 2929.84 |  | 9294.476 | 1128.284 | 1789.842 | 866.661 | 1651.3 | 1148.724 | 7001.059 | 1051.518 | 1566.756 | 1172.027 | 1640.373 | Competitive | Competitive | 1 | TRUE | TRUE | 1 | Competitive | 0.719 | Competitive | 86.5394 | 16.4131 | 1164.873 | 1657.109 | 596 | 1
STMPTHS5 1830__H FROM_TO | STMPTHS5 | 1830__H | 597 | 1 | 1 | WACOWOOD1_8 | WACOATCO1_8 | FROM_TO | 74960.94 | 75490.18 | -170.256 | 0 | 1726.794 | 1249.368 | -0.0127 | 0.020861 | -0.71429 | 0.22385 | 212.1645 | -0.71228 | 0 | 9294.198 |  | 1758.732 | 1278.635 | 1429.737 | 970.156 | 7029.474 | 1318.93 | 1452.237 | 1158.888 | 1615.27 | 1323.419 | Competitive | Competitive | 1 | TRUE | TRUE | 1 | Competitive | 0.7655 | Competitive | 224.3857 | -37.8406 | 1568.256 | 1324.33 | 596 | 1
STMPTHS5 1830__H TO_FROM | STMPTHS5 | 1830__H | 597 | 1 | 1 | WACOWOOD1_8 | WACOATCO1_8 | TO_FROM | 74960.94 | 77070.86 | -111.862 | 0 | 1177.327 | 1726.794 | -0.02086 | 0.012702 | -0.22385 | 0.71429 | 109.8257 | 49.5779 | 2929.84 |  | 9294.198 | 1126.319 | 1783.723 | 855.39 | 1648.429 | 1146.612 | 7029.474 | 1022.947 | 1566.632 | 1166.678 | 1634.826 | Competitive | Competitive | 1 | TRUE | TRUE | 1 | Competitive | 0.7655 | Competitive | 118.5735 | 45.9069 | 1156.529 | 1652.443 | 596 | 1
STMPTHS5 280__A FROM_TO | STMPTHS5 | 280__A | 1072 | 1 | 1 | LAKE_CRK1_5 | THOUSE_A_5 | FROM_TO | 74960.94 | 74752.82 | -110.745 | 0 | 1146.281 | 1735.898 | -0.08755 | 0.1654 | -0.64652 | 0.16895 | 1123.761 | 623.8615 | 2929.84 | 785.812 | 1797.822 | 5625.051 | 1801.416 | 803.721 | 1797.822 | 10000 | 1736.823 | 1063.484 | 1728.709 | 1063.088 | 1728.709 | Competitive | Competitive | 0 | TRUE | TRUE | 1 | Competitive | 0.7815 | Competitive | 1111.74 | 568.1852 | 1082.343 | 1804.157 | 1065 | 1
STMPTHS5 280__A TO_FROM | STMPTHS5 | 280__A | 1072 | 1 | 1 | LAKE_CRK1_5 | THOUSE_A_5 | TO_FROM | 74960.94 | 74887.6 | -1787.46 | 0 | 1621.218 | 1129.668 | -0.1654 | 0.087554 | -0.16895 | 0.64652 | 1046.411 | -629.652 | 0 | 1383.676 | 883.365 | 1378.041 | 5625.051 | 1383.676 | 904.107 | 1340.137 | 10000 | 1375.112 | 1184.574 | 1375.112 | 1184.089 | Competitive | Competitive | 1 | TRUE | TRUE | 1 | Competitive | 0.7815 | Competitive | 1066.389 | -883.153 | 1523.539 | 1188.936 | 1065 | 1
STMPTHS5 290__A FROM_TO | STMPTHS5 | 290__A | 1072 | 1 | 1 | LAKE_CRK2_5 | THOUSE__5 | FROM_TO | 74960.94 | 73849.69 | 159.9746 | 0 | 1194.263 | 1725.926 | -0.25864 | 0.21976 | -0.57201 | 0.22894 | 1572.584 | 946.7811 | 2929.84 | 827.745 | 1748.842 | 10000 | 6351.318 | 827.428 | 1784.682 | 10000 | 10000 | 1235.464 | 1728.304 | 1235.526 | 1721.118 | Competitive | Competitive | 0 | TRUE | TRUE | 1 | Competitive | 0.781 | Competitive | 1556.624 | 881.1386 | 1262.058 | 1759.859 | 1065 | 1
STMPTHS5 290__A TO_FROM | STMPTHS5 | 290__A | 1072 | 1 | 1 | LAKE_CRK2_5 | THOUSE__5 | TO_FROM | 74960.94 | 75724.36 | -2336.1 | 0 | 1610.913 | 1124.26 | -0.21976 | 0.25864 | -0.22894 | 0.572 | 890.9132 | -1006.07 | 0 | 1345.988 | 931.017 | 5885.014 | 10000 | 1374.126 | 930.629 | 10000 | 10000 | 1378.28 | 1371.72 | 1372.241 | 1371.793 | Competitive | Competitive | 1 | TRUE | TRUE | 1 | Competitive | 0.781 | Competitive | 997.2116 | -1193.81 | 1437.384 | 1378.844 | 1065 | 1
STMPTHS5 300__A FROM_TO | STMPTHS5 | 300__A | 1072 | 1 | 1 | LAKE_CRK1_5 | TEMP_SS__5 | FROM_TO | 74960.94 | 65990.69 | -1979.56 | 0 | 1806.557 | 913.962 | -0.13848 | 0.2923 | -0.2152 | 0.29783 | 2406.153 | -44.0936 | 0 | 1355.249 | 952.653 | 1552.826 | 1147.347 | 1354.986 | 951.333 | 9592.317 | 1311.176 | 1432.471 | 1086.695 | 1432.473 | 1086.715 | Competitive | Competitive | 0 | TRUE | TRUE | 1 | Competitive | 0.7265 | Competitive | 2502.713 | -414.907 | 1516.023 | 1131.318 | 1065 | 1
STMPTHS5 300__A TO_FROM | STMPTHS5 | 300__A | 1072 | 1 | 1 | LAKE_CRK1_5 | TEMP_SS__5 | TO_FROM | 74960.94 | 72061.37 | -1294.31 | 0 | 938.724 | 1806.557 | -0.2923 | 0.13848 | -0.29783 | 0.2152 | 1371.069 | 598.5708 | 2929.84 | 839.924 | 1606.066 | 1022.139 | 1553.538 | 838.991 | 1605.712 | 1140.062 | 9592.317 | 961.537 | 1589.301 | 961.544 | 1589.303 | Competitive | Competitive | 0 | TRUE | TRUE | 1 | Competitive | 0.7265 | Competitive | 1369.526 | 505.5652 | 1001.357 | 1637.154 | 1065 | 1
STMPTHS5 315__A FROM_TO | STMPTHS5 | 315__A | 1072 | 1 | 1 | TEMP_PEC__5 | TEMP_SS__5 | FROM_TO | 74960.94 | 94328.7 | -501.912 | 0 | 1074.831 | 10000 | -0.02132 | 0.031487 | -0.05547 | 0.87176 | -91.5679 | -190.75 | 0 | 10000 | 10000 | 10000 | 1068.332 | 1133.904 | 1097.622 | 10000 | 3173.378 | 1092.332 | 1036.146 | 10000 | 1013.512 | Competitive | Competitive | 1 | TRUE | FALSE | 1 | Non-Competitive | 0.781 | Competitive | -84.9073 | -198.418 | 10000 | 1021.36 | 1065 | 1
STMPTHS5 315__A TO_FROM | STMPTHS5 | 315__A | 1072 | 1 | 1 | TEMP_PEC__5 | TEMP_SS__5 | TO_FROM | 74960.94 | 75744.78 | 198.1829 | 0 | 10000 | 1074.831 | -0.03149 | 0.021322 | -0.87176 | 0.055466 | 391.0391 | 245.5046 | 0 | 10000 | 10000 | 935.941 | 10000 | 965.831 | 1554.086 | 3173.378 | 10000 | 917.89 | 1520.038 | 895.875 | 10000 | Competitive | Competitive | 1 | TRUE | FALSE | 1 | Non-Competitive | 0.781 | Competitive | 340.3994 | 215.0443 | 926.508 | 10000 | 1065 | 1
STMPTMP5 1295__A FROM_TO | STMPTMP5 | 1295__A | 493 | 1 | 1 | TEMP_SS__8 | TEMP_PEC__8 | FROM_TO | 74960.94 | 75471.68 | -257.269 | 0 | 1175.591 | 1661.255 | -0.04273 | 0.038614 | -0.30064 | 0.21517 | 298.736 | 144.6625 | 2929.84 | 1579.551 | 1490.807 | 1133.636 | 1683.434 | 839.932 | 1650.865 | 1579.551 | 1898.673 | 1007.22 | 1560.79 | 1216.552 | 1569.46 | Competitive | Competitive | 1 | TRUE | TRUE | 1 | Competitive | 0.7575 | Competitive | 305.2232 | 129.3806 | 1218.025 | 1646.228 | 492 | 1
STMPTMP5 1295__A TO_FROM | STMPTMP5 | 1295__A | 493 | 1 | 1 | TEMP_SS__8 | TEMP_PEC__8 | TO_FROM | 74960.94 | 74757.16 | -429.143 | 0 | 1561.997 | 1175.591 | -0.03861 | 0.04273 | -0.21517 | 0.30064 | 511.801 | -16.9612 | 0 | 1466.985 | 1731.261 | 1444.509 | 1300.194 | 1353.094 | 951.316 | 1898.673 | 1731.261 | 1351.051 | 1135.269 | 1398.681 | 1381.484 | Competitive | Competitive | 0 | TRUE | TRUE | 1 | Competitive | 0.7575 | Competitive | 560.859 | -88.5178 | 1549.706 | 1381.843 | 492 | 1
STMPTMP5 1830__A FROM_TO | STMPTMP5 | 1830__A | 84 | 1 | 1 | MCGREGPH1_8 | MCGREG_T_8 | FROM_TO | 74960.94 | 76862.82 | -20.1099 | 0 | 1913.965 | 1494.204 | -0.00082 | 0.000863 | -0.04612 | 0.91771 | -6.7729 | -11.0742 | 0 |  |  | 7616.121 | 1056.79 | 1615.732 | 926.914 | 9299.482 | 1314.226 | 2004.906 | 1015.339 | 8619.804 | 1145.814 | Competitive | Competitive | 1 | FALSE | FALSE | 1 | Non-Competitive | 0.75 | Competitive | -10.391 | -13.5125 | 9297.029 | 927.301 | 83 | 1
STMPTMP5 1830__A TO_FROM | STMPTMP5 | 1830__A | 84 | 1 | 1 | MCGREGPH1_8 | MCGREG_T_8 | TO_FROM | 74960.94 | 75031.47 | 7.5386 | 0 | 1485.449 | 1913.965 | -0.00086 | 0.00082 | -0.91771 | 0.046118 | 19.1714 | 4.0635 | 0 |  |  | 910.623 | 7616.121 | 797.118 | 1636.291 | 1136.808 | 9299.482 | 891.42 | 2019.492 | 997.573 | 8619.804 | Competitive | Competitive | 1 | FALSE | FALSE | 1 | Non-Competitive | 0.75 | Competitive | 19.0939 | 10.0418 | 760.943 | 9297.029 | 83 | 1
STMPTMP5 1830__B FROM_TO | STMPTMP5 | 1830__B | 214 | 1 | 1 | SPGVALLYP_8 | MCGREG_T_8 | FROM_TO | 74960.94 | 75214.22 | -159.262 | 0 | 1913.023 | 1249.352 | -0.00954 | 0.014193 | -0.4476 | 0.49001 | 94.1544 | -49.5428 | 0 |  |  | 1595.649 | 1274.73 | 1496.182 | 965.906 | 9282.084 | 1319.567 | 1531.887 | 1142.441 | 1625.357 | 1322.377 | Competitive | Competitive | 1 | FALSE | TRUE | 1 | Non-Competitive | 0.719 | Competitive | 79.0049 | -51.4354 | 1648.989 | 1322.013 | 213 | 1
STMPTMP5 1830__B TO_FROM | STMPTMP5 | 1830__B | 214 | 1 | 1 | SPGVALLYP_8 | MCGREG_T_8 | TO_FROM | 74960.94 | 75102.45 | -29.1324 | 0 | 1176.948 | 1913.023 | -0.01419 | 0.009544 | -0.49001 | 0.4476 | 117.4188 | 78.1281 | 2764.84 |  |  | 1122.774 | 1595.649 | 851.457 | 1649.15 | 1146.5 | 9282.084 | 1007.808 | 1594.018 | 1164.811 | 1625.357 | Competitive | Competitive | 1 | FALSE | TRUE | 1 | Non-Competitive | 0.719 | Competitive | 147.0245 | 64.3833 | 1153.338 | 1731.508 | 213 | 1
STMPTMP5 1830__C FROM_TO | STMPTMP5 | 1830__C | 214 | 1 | 1 | MCGREG_T_8 | TEMPELMC__8 | FROM_TO | 74960.94 | 76542.96 | -179.376 | 0 | 1887.942 | 1338.663 | -0.01036 | 0.015056 | -0.07915 | 0.50628 | 90.8439 | -62.4001 | 0 |  |  | 1710.894 | 1274.138 | 1504.779 | 963.377 | 9283.105 | 1319.05 | 1544.201 | 1131.459 | 1734.871 | 1320.372 | Competitive | Competitive | 1 | FALSE | TRUE | 1 | Non-Competitive | 0.727 | Competitive | 55.7915 | -59.7185 | 1730.233 | 1317.77 | 213 | 1
STMPTMP5 1830__C TO_FROM | STMPTMP5 | 1830__C | 214 | 1 | 1 | MCGREG_T_8 | TEMPELMC__8 | TO_FROM | 74960.94 | 75059.84 | -21.621 | 0 | 1338.663 | 1887.942 | -0.01506 | 0.010364 | -0.50629 | 0.079152 | 134.5979 | 92.2365 | 2764.84 |  |  | 1122.257 | 1710.894 | 849.212 | 1647.87 | 1145.867 | 9283.105 | 998.146 | 1600.721 | 1162.86 | 1734.871 | Competitive | Competitive | 1 | FALSE | TRUE | 1 | Non-Competitive | 0.727 | Competitive | 176.7459 | 67.1769 | 1148.946 | 1817.838 | 213 | 1
STMPTMP5 1830__E FROM_TO | STMPTMP5 | 1830__E | 214 | 1 | 1 | SPGVALLYP_8 | COTTONB_T_8 | FROM_TO | 74960.94 | 75168.08 | -151.527 | 0 | 1872.627 | 1176.981 | -0.00944 | 0.014296 | -0.50989 | 0.42493 | 101.891 | -41.7951 | 0 |  |  | 1921.772 | 1275.564 | 1491.588 | 968.716 | 9282.282 | 1320.233 | 1524.81 | 1152.886 | 1790.829 | 1324.373 | Competitive | Competitive | 1 | FALSE | TRUE | 1 | Non-Competitive | 0.734 | Competitive | 95.0952 | -48.5186 | 1641.719 | 1324.547 | 213 | 1
STMPTMP5 1830__E TO_FROM | STMPTMP5 | 1830__E | 214 | 1 | 1 | SPGVALLYP_8 | COTTONB_T_8 | TO_FROM | 74960.94 | 75144.52 | -36.8511 | 0 | 1176.981 | 1913.399 | -0.0143 | 0.009441 | -0.42493 | 0.50989 | 109.6566 | 70.6947 | 2764.84 |  |  | 1123.423 | 1921.772 | 853.94 | 1650.126 | 1147.18 | 9282.282 | 1016.891 | 1590.356 | 1166.579 | 1790.829 | Competitive | Competitive | 1 | FALSE | TRUE | 1 | Non-Competitive | 0.734 | Competitive | 134.9131 | 64.7177 | 1155.878 | 1724.382 | 213 | 1
STMPTMP5 1830__F FROM_TO | STMPTMP5 | 1830__F | 214 | 1 | 1 | WACOATCO1_8 | COTTONB_T_8 | FROM_TO | 74960.94 | 75275.53 | -47.4201 | 0 | 1177.105 | 1913.706 | -0.01444 | 0.0093 | -0.28173 | 0.57493 | 99.0282 | 60.5165 | 2764.84 |  |  | 1124.363 | 1926.525 | 858.031 | 1651.474 | 1148.15 | 9282.548 | 1029.861 | 1586.163 | 1169.12 | 1788.31 | Competitive | Competitive | 1 | FALSE | TRUE | 1 | Non-Competitive | 0.703 | Competitive | 123.3072 | 58.2733 | 1159.501 | 1702.175 | 213 | 1
STMPTMP5 1830__F TO_FROM | STMPTMP5 | 1830__F | 214 | 1 | 1 | WACOATCO1_8 | COTTONB_T_8 | TO_FROM | 74960.94 | 75126.18 | -140.936 | 0 | 1872.925 | 1177.105 | -0.0093 | 0.014437 | -0.57493 | 0.28173 | 112.4845 | -31.1864 | 0 |  |  | 1920.537 | 1276.769 | 1485.766 | 973.363 | 9282.548 | 1321.184 | 1515.919 | 1167.801 | 1783.237 | 1327.235 | Competitive | Competitive | 1 | FALSE | TRUE | 1 | Non-Competitive | 0.703 | Competitive | 106.5953 | -37.8907 | 1620.333 | 1328.157 | 213 | 1
STMPTMP5 1830__G FROM_TO | STMPTMP5 | 1830__G | 597 | 1 | 1 | WACO_W1_8 | WACOWOOD1_8 | FROM_TO | 74960.94 | 75492.18 | -75.942 | 0 | 1708.395 | 1249.417 | -0.00844 | 0.015302 | -0.77973 | 0.14356 | 177.573 | 33.9949 | 0 |  |  | 1774.039 | 1328.21 | 1457.99 | 1035.542 | 9284.068 | 1360.251 | 1476.536 | 1270.806 | 1643.964 | 1376.984 | Competitive | Competitive | 1 | FALSE | TRUE | 1 | Non-Competitive | 0.703 | Competitive | 185.5861 | 8.284 | 1659.547 | 1383.159 | 596 | 1
STMPTMP5 1830__G TO_FROM | STMPTMP5 | 1830__G | 597 | 1 | 1 | WACO_W1_8 | WACOWOOD1_8 | TO_FROM | 74960.94 | 78854.2 | -112.276 | 0 | 1177.458 | 1597.289 | -0.0153 | 0.008435 | -0.14356 | 0.77973 | 33.8891 | -1.8596 | 2929.84 |  |  | 1153.134 | 1799.259 | 911.921 | 1659.615 | 1180.194 | 9284.068 | 1119.745 | 1575.036 | 1206.133 | 1663.251 | Competitive | Competitive | 1 | FALSE | TRUE | 1 | Non-Competitive | 0.703 | Competitive | 43.5267 | -3.2889 | 1214.229 | 1736.888 | 596 | 1
STMPTMP5 1830__H FROM_TO | STMPTMP5 | 1830__H | 597 | 1 | 1 | WACOWOOD1_8 | WACOATCO1_8 | FROM_TO | 74960.94 | 75581.05 | -106.409 | 0 | 1980.213 | 1249.383 | -0.00884 | 0.014896 | -0.71781 | 0.21986 | 147.0327 | 3.4111 | 0 |  |  | 1634.764 | 1286.2 | 1469.695 | 997.202 | 9283.378 | 1324.633 | 1492.268 | 1220.763 | 1558.85 | 1340.114 | Competitive | Competitive | 1 | FALSE | TRUE | 1 | Non-Competitive | 0.75 | Competitive | 145.0901 | -7.1144 | 1655.006 | 1356.182 | 596 | 1
STMPTMP5 1830__H TO_FROM | STMPTMP5 | 1830__H | 597 | 1 | 1 | WACOWOOD1_8 | WACOATCO1_8 | TO_FROM | 74960.94 | 77327.48 | -81.8734 | 0 | 1263.207 | 1579.635 | -0.0149 | 0.008841 | -0.21986 | 0.71781 | 64.3961 | 27.3522 | 2929.84 |  |  | 1131.718 | 1657.658 | 878.855 | 1655.862 | 1151.667 | 9283.378 | 1075.962 | 1577.724 | 1180.358 | 1576.708 | Competitive | Competitive | 1 | FALSE | TRUE | 1 | Non-Competitive | 0.75 | Competitive | 85.9545 | 26.3864 | 1184.424 | 1731.147 | 596 | 1
STMPTMP5 280__A FROM_TO | STMPTMP5 | 280__A | 1072 | 1 | 1 | LAKE_CRK1_5 | THOUSE_A_5 | FROM_TO | 74960.94 | 74757.19 | -109.374 | 0 | 1123.31 | 1621.213 | -0.08734 | 0.16577 | -0.64614 | 0.16933 | 1121.377 | 622.5754 | 2929.84 | 785.95 | 1797.552 | 5635.189 | 1801.185 | 804.031 | 1797.552 | 10000 | 1736.666 | 1070.896 | 1728.43 | 1070.527 | 1728.43 | Competitive | Competitive | 0 | TRUE | TRUE | 1 | Competitive | 0.719 | Competitive | 1108.387 | 567.4924 | 1099.697 | 1803.516 | 1065 | 1
STMPTMP5 280__A TO_FROM | STMPTMP5 | 280__A | 1072 | 1 | 1 | LAKE_CRK1_5 | THOUSE_A_5 | TO_FROM | 74960.94 | 74881.34 | -1784.07 | 0 | 1621.213 | 1123.31 | -0.16577 | 0.087337 | -0.16933 | 0.64614 | 1042.888 | -627.952 | 0 | 1383.251 | 883.496 | 1377.666 | 5635.189 | 1383.251 | 904.43 | 1339.84 | 10000 | 1374.534 | 1192.708 | 1374.534 | 1192.259 | Competitive | Competitive | 1 | TRUE | TRUE | 1 | Competitive | 0.719 | Competitive | 1055.791 | -879.436 | 1522.178 | 1207.663 | 1065 | 1
STMPTMP5 290__A FROM_TO | STMPTMP5 | 290__A | 1072 | 1 | 1 | LAKE_CRK2_5 | THOUSE__5 | FROM_TO | 74960.94 | 74067.01 | 389.9368 | 0 | 1566.85 | 1175.64 | -0.23306 | 0.25561 | -0.50991 | 0.26591 | 1468.264 | 937.0344 | 2929.84 | 904.907 | 1761.46 | 10000 | 10000 | 904.46 | 1746.076 | 10000 | 10000 | 2325.27 | 1715.623 | 2325.532 | 1718.289 | Competitive | Competitive | 0 | TRUE | TRUE | 1 | Competitive | 0.6955 | Competitive | 1446.992 | 878.8006 | 2425.508 | 1753.006 | 1065 | 1
STMPTMP5 290__A TO_FROM | STMPTMP5 | 290__A | 1072 | 1 | 1 | LAKE_CRK2_5 | THOUSE__5 | TO_FROM | 74960.94 | 77489.18 | -1591.22 | 0 | 1175.64 | 1566.85 | -0.25561 | 0.23306 | -0.26591 | 0.50991 | 493.8078 | -956.567 | 0 | 1319.594 | 1014.458 | 7876.435 | 10000 | 1311.102 | 1014.319 | 10000 | 10000 | 1314.778 | 2519.695 | 1316.445 | 2519.707 | Competitive | Competitive | 1 | TRUE | FALSE | 1 | Non-Competitive | 0.6955 | Competitive | 565.0068 | -1077.75 | 1369.021 | 2576.76 | 1065 | 1
STMPTMP5 300__A FROM_TO | STMPTMP5 | 300__A | 1072 | 1 | 1 | LAKE_CRK1_5 | TEMP_SS__5 | FROM_TO | 74960.94 | 67629.58 | -1921.8 | 0 | 1808.028 | 960.483 | -0.12672 | 0.27518 | -0.21497 | 0.28045 | 2132.732 | -145.35 | 0 | 1350.978 | 950.516 | 2192.561 | 1142.508 | 1350.978 | 946.654 | 9589.545 | 1310.275 | 1442.973 | 1069.571 | 1442.973 | 1069.69 | Competitive | Competitive | 0 | TRUE | TRUE | 1 | Competitive | 0.781 | Competitive | 2217.02 | -461.665 | 1533.694 | 1113.846 | 1065 | 1
STMPTMP5 300__A TO_FROM | STMPTMP5 | 300__A | 1072 | 1 | 1 | LAKE_CRK1_5 | TEMP_SS__5 | TO_FROM | 74960.94 | 72092.24 | -1107.95 | 0 | 960.483 | 1808.027 | -0.27518 | 0.12672 | -0.28045 | 0.21497 | 1367.349 | 638.6129 | 2929.84 | 837.848 | 1603.683 | 1018.339 | 2192.561 | 834.977 | 1603.683 | 1139.119 | 9589.545 | 946.737 | 1603.972 | 946.804 | 1603.972 | Competitive | Competitive | 0 | TRUE | TRUE | 1 | Competitive | 0.781 | Competitive | 1350.347 | 547.4477 | 986.736 | 1656.259 | 1065 | 1
STMPTMP5 490__A FROM_TO | STMPTMP5 | 490__A | 1072 | 1 | 1 | THOUSE__5 | TEMP_PEC__5 | FROM_TO | 74960.94 | 75405.88 | -398.433 | 0 | 2267.561 | 1178.976 | -0.03874 | 0.058105 | -0.61124 | 0.10044 | 780.5444 | 122.6302 | 0 | 1754.823 | 1349.873 | 1724.384 | 1277.119 | 1409.568 | 975.718 | 2317.089 | 1316.808 | 1415.511 | 1179.745 | 1595.089 | 1329.322 | Competitive | Competitive | 1 | TRUE | TRUE | 1 | Competitive | 0.727 | Competitive | 792.9944 | 0.9144 | 1601.279 | 1355.623 | 1065 | 1
STMPTMP5 490__A TO_FROM | STMPTMP5 | 490__A | 1072 | 1 | 1 | THOUSE__5 | TEMP_PEC__5 | TO_FROM | 74960.94 | 85745.62 | -465.3 | 0 | 1248.423 | 1907.475 | -0.05811 | 0.038745 | -0.10044 | 0.61124 | 212.6269 | 32.7804 | 2929.84 | 1171.45 | 1793.115 | 1125.611 | 1793.115 | 860.6 | 1665.41 | 1145.768 | 2317.089 | 1042.357 | 1569.068 | 1173.824 | 1641.388 | Competitive | Competitive | 1 | TRUE | TRUE | 1 | Competitive | 0.727 | Competitive | 232.038 | 18.6315 | 1184.546 | 1689.485 | 1065 | 1
STMPTMP8 1830__A FROM_TO | STMPTMP8 | 1830__A | 84 | 1 | 1 | MCGREGPH1_8 | MCGREG_T_8 | FROM_TO | 74960.94 | 76855.27 | -21.4134 | 0 | 1913.68 | 1399.754 | -0.00085 | 0.000976 | -0.04599 | 0.91783 | -5.9422 | -11.5635 | 0 |  |  | 7507.745 | 1026.434 | 1614.059 | 932.075 | 9285.4 | 1314.205 | 1852.043 | 1008.633 | 8498.545 | 1122.848 | Competitive | Competitive | 1 | FALSE | FALSE | 1 | Non-Competitive | 0.7105 | Competitive | -10.322 | -13.8904 | 9223.133 | 922.129 | 83 | 1
STMPTMP8 1830__A TO_FROM | STMPTMP8 | 1830__A | 84 | 1 | 1 | MCGREGPH1_8 | MCGREG_T_8 | TO_FROM | 74960.94 | 75030.3 | 7.4158 | 0 | 1393.138 | 1913.68 | -0.00098 | 0.000845 | -0.91783 | 0.045992 | 19.9805 | 4.0888 | 0 |  |  | 887.089 | 7507.745 | 809.201 | 1644.999 | 1136.706 | 9285.4 | 888.229 | 1869.211 | 978.932 | 8498.545 | Competitive | Competitive | 1 | FALSE | FALSE | 1 | Non-Competitive | 0.7105 | Competitive | 20.1782 | 9.882 | 768.549 | 9223.133 | 83 | 1
STMPTMP8 1830__B FROM_TO | STMPTMP8 | 1830__B | 214 | 1 | 1 | SPGVALLYP_8 | MCGREG_T_8 | FROM_TO | 74960.94 | 75196.35 | -171.432 | 0 | 1733.009 | 1249.36 | -0.01003 | 0.015271 | -0.44621 | 0.49136 | 102.1161 | -52.3064 | 0 |  |  | 1912.531 | 1201.024 | 1480.584 | 962.554 | 9277.194 | 1318.62 | 1517.3 | 1128.752 | 1777.157 | 1280.966 | Competitive | Competitive | 1 | FALSE | TRUE | 1 | Non-Competitive | 0.7265 | Competitive | 93.6751 | -58.7902 | 1632.764 | 1317.834 | 213 | 1
STMPTMP8 1830__B TO_FROM | STMPTMP8 | 1830__B | 214 | 1 | 1 | SPGVALLYP_8 | MCGREG_T_8 | TO_FROM | 74960.94 | 75082.93 | -31.5212 | 0 | 1249.36 | 1733.009 | -0.01527 | 0.010033 | -0.49136 | 0.44621 | 126.3655 | 83.6023 | 2764.84 |  |  | 1064.244 | 1918.498 | 848.405 | 1645.713 | 1145.62 | 9277.194 | 996.084 | 1587.355 | 1131.543 | 1782.266 | Competitive | Competitive | 1 | FALSE | TRUE | 1 | Non-Competitive | 0.7265 | Competitive | 152.4773 | 76.6739 | 1149.287 | 1715.004 | 213 | 1
STMPTMP8 1830__C FROM_TO | STMPTMP8 | 1830__C | 214 | 1 | 1 | MCGREG_T_8 | TEMPELMC__8 | FROM_TO | 74960.94 | 76470.98 | -192.844 | 0 | 1886.105 | 1338.665 | -0.0108 | 0.016247 | -0.07741 | 0.5078 | 99.4309 | -65.5299 | 0 |  |  | 1589.388 | 1195.42 | 1487.275 | 960.486 | 9277.692 | 1318.16 | 1527.76 | 1118.088 | 1616.192 | 1275.825 | Competitive | Competitive | 1 | FALSE | TRUE | 1 | Non-Competitive | 0.734 | Competitive | 72.5415 | -67.4661 | 1710.926 | 1313.624 | 213 | 1
STMPTMP8 1830__C TO_FROM | STMPTMP8 | 1830__C | 214 | 1 | 1 | MCGREG_T_8 | TEMPELMC__8 | TO_FROM | 74960.94 | 75036.96 | -24.102 | 0 | 1263.206 | 1846.092 | -0.01625 | 0.010796 | -0.5078 | 0.077413 | 144.505 | 98.3343 | 2764.84 |  |  | 1059.715 | 1589.388 | 846.538 | 1644.109 | 1142.642 | 9277.692 | 986.695 | 1592.476 | 1127.091 | 1616.192 | Competitive | Competitive | 1 | FALSE | TRUE | 1 | Non-Competitive | 0.734 | Competitive | 180.7695 | 79.3504 | 1144.896 | 1798.336 | 213 | 1
STMPTMP8 1830__E FROM_TO | STMPTMP8 | 1830__E | 214 | 1 | 1 | SPGVALLYP_8 | COTTONB_T_8 | FROM_TO | 74960.94 | 75152.26 | -163.697 | 0 | 1733.35 | 1249.365 | -0.00993 | 0.015374 | -0.50853 | 0.42626 | 109.8527 | -44.5587 | 0 |  |  | 1915.834 | 1274.68 | 1476.783 | 964.714 | 9277.414 | 1319.221 | 1511.12 | 1138.203 | 1775.631 | 1320.845 | Competitive | Competitive | 1 | FALSE | TRUE | 1 | Non-Competitive | 0.703 | Competitive | 102.3993 | -54.5296 | 1614.108 | 1320.113 | 213 | 1
STMPTMP8 1830__E TO_FROM | STMPTMP8 | 1830__E | 214 | 1 | 1 | SPGVALLYP_8 | COTTONB_T_8 | TO_FROM | 74960.94 | 75119.74 | -39.2399 | 0 | 1249.365 | 1861.804 | -0.01537 | 0.00993 | -0.42626 | 0.50853 | 118.6033 | 76.169 | 2764.84 |  |  | 1122.847 | 1921.832 | 850.336 | 1646.689 | 1146.236 | 9277.414 | 1004.301 | 1584.457 | 1163.607 | 1780.73 | Competitive | Competitive | 1 | FALSE | TRUE | 1 | Non-Competitive | 0.703 | Competitive | 143.6496 | 73.1286 | 1151.574 | 1695.462 | 213 | 1
STMPTMP8 1830__F FROM_TO | STMPTMP8 | 1830__F | 214 | 1 | 1 | WACOATCO1_8 | COTTONB_T_8 | FROM_TO | 74960.94 | 75237.62 | -49.8089 | 0 | 1249.384 | 1862.124 | -0.01552 | 0.009789 | -0.28299 | 0.5736 | 107.9749 | 65.9908 | 2764.84 |  |  | 1123.686 | 1854.153 | 853.516 | 1648.031 | 1147.111 | 9277.709 | 1016.044 | 1581.126 | 1165.84 | 1728.04 | Competitive | Competitive | 1 | FALSE | TRUE | 1 | Non-Competitive | 0.711 | Competitive | 128.907 | 63.7552 | 1154.826 | 1562.159 | 213 | 1
STMPTMP8 1830__F TO_FROM | STMPTMP8 | 1830__F | 214 | 1 | 1 | WACOATCO1_8 | COTTONB_T_8 | TO_FROM | 74960.94 | 75112.05 | -153.105 | 0 | 1733.627 | 1177.13 | -0.00979 | 0.015515 | -0.5736 | 0.28299 | 120.4463 | -33.9501 | 0 |  |  | 1840.768 | 1275.755 | 1471.94 | 968.292 | 9277.709 | 1320.076 | 1503.306 | 1151.712 | 1717.523 | 1323.365 | Competitive | Competitive | 1 | FALSE | TRUE | 1 | Non-Competitive | 0.711 | Competitive | 113.0101 | -43.9286 | 1490.471 | 1323.351 | 213 | 1
STMPTMP8 1830__G FROM_TO | STMPTMP8 | 1830__G | 597 | 1 | 1 | WACO_W1_8 | WACOWOOD1_8 | FROM_TO | 74960.94 | 75482.48 | -88.1115 | 0 | 1579.655 | 1249.445 | -0.00892 | 0.01638 | -0.7785 | 0.14476 | 185.5581 | 31.2547 | 0 |  |  | 1771.011 | 1319.734 | 1448.144 | 1015.351 | 9279.404 | 1326.307 | 1467.877 | 1246.713 | 1637.824 | 1358.679 | Competitive | Competitive | 1 | FALSE | TRUE | 1 | Non-Competitive | 0.7345 | Competitive | 193.9502 | 4.6599 | 1644.538 | 1377.55 | 596 | 1
STMPTMP8 1830__G TO_FROM | STMPTMP8 | 1830__G | 597 | 1 | 1 | WACO_W1_8 | WACOWOOD1_8 | TO_FROM | 74960.94 | 78762.32 | -114.665 | 0 | 1249.445 | 1600.532 | -0.01638 | 0.008924 | -0.14476 | 0.7785 | 42.8592 | 3.638 | 2929.84 |  |  | 1158.378 | 1796.454 | 894.685 | 1656.07 | 1153.485 | 9279.404 | 1098.784 | 1572.303 | 1195.846 | 1657.457 | Competitive | Competitive | 1 | FALSE | TRUE | 1 | Non-Competitive | 0.7345 | Competitive | 50.4786 | 1.51 | 1208.515 | 1730.778 | 596 | 1
STMPTMP8 1830__H FROM_TO | STMPTMP8 | 1830__H | 597 | 1 | 1 | WACOWOOD1_8 | WACOATCO1_8 | FROM_TO | 74960.94 | 75570.72 | -118.579 | 0 | 1579.525 | 1249.401 | -0.00933 | 0.015975 | -0.71655 | 0.22109 | 155.0178 | 0.67084 | 0 |  |  | 1634.821 | 1283.189 | 1458.164 | 986.544 | 9278.633 | 1323.154 | 1482.205 | 1200.008 | 1554.68 | 1334.136 | Competitive | Competitive | 1 | FALSE | TRUE | 1 | Non-Competitive | 0.8675 | Competitive | 152.5993 | -13.0666 | 1558.57 | 1335.67 | 596 | 1
STMPTMP8 1830__H TO_FROM | STMPTMP8 | 1830__H | 597 | 1 | 1 | WACOWOOD1_8 | WACOATCO1_8 | TO_FROM | 74960.94 | 77273.92 | -84.2622 | 0 | 1249.401 | 1579.525 | -0.01597 | 0.009329 | -0.22109 | 0.71655 | 73.3662 | 32.8499 | 2929.84 |  |  | 1129.528 | 1657.999 | 869.642 | 1652.37 | 1150.261 | 9278.633 | 1058.035 | 1574.396 | 1175.287 | 1572.936 | Competitive | Competitive | 1 | FALSE | TRUE | 1 | Non-Competitive | 0.8675 | Competitive | 94.3024 | 31.2008 | 1167.038 | 1631.775 | 596 | 1
STMPTMP8 280__A FROM_TO | STMPTMP8 | 280__A | 1072 | 1 | 1 | LAKE_CRK1_5 | THOUSE_A_5 | FROM_TO | 74960.94 | 74757.5 | -108.372 | 0 | 1123.304 | 1621.213 | -0.08728 | 0.16587 | -0.64605 | 0.16943 | 1121.254 | 622.681 | 2929.84 | 786.041 | 1797.448 | 5639.994 | 1801.1 | 804.212 | 1797.448 | 10000 | 1736.609 | 1072.697 | 1728.337 | 1072.329 | 1728.337 | Competitive | Competitive | 0 | TRUE | TRUE | 1 | Competitive | 1.18 | Competitive | 1100.626 | 563.2102 | 1122.893 | 1787.35 | 1065 | 1
STMPTMP8 280__A TO_FROM | STMPTMP8 | 280__A | 1072 | 1 | 1 | LAKE_CRK1_5 | THOUSE_A_5 | TO_FROM | 74960.94 | 74891.07 | -1783.78 | 0 | 1621.213 | 1123.304 | -0.16586 | 0.087283 | -0.16943 | 0.64605 | 1041.324 | -628.016 | 0 | 1383.142 | 883.599 | 1377.58 | 5639.994 | 1383.142 | 904.634 | 1339.778 | 10000 | 1374.418 | 1194.699 | 1374.418 | 1194.252 | Competitive | Competitive | 1 | TRUE | TRUE | 1 | Competitive | 1.18 | Competitive | 1046.4 | -871.893 | 1507.277 | 1232.743 | 1065 | 1
STMPTMP8 290__A FROM_TO | STMPTMP8 | 290__A | 1072 | 1 | 1 | LAKE_CRK2_5 | THOUSE__5 | FROM_TO | 74960.94 | 75013.35 | 223.2564 | 0 | 1932.563 | 1220.19 | -0.17904 | 0.30325 | -0.43028 | 0.31532 | 1042.667 | 671.6042 | 2929.84 | 1675.744 | 1586.431 | 10000 | 10000 | 1242.968 | 1689.063 | 10000 | 10000 | 5856.405 | 1742.875 | 6159.807 | 1720.485 | Competitive | Competitive | 1 | TRUE | FALSE | 1 | Non-Competitive | 0.75 | Competitive | 1039.475 | 640.7777 | 6133.52 | 1754.386 | 1065 | 1
STMPTMP8 290__A TO_FROM | STMPTMP8 | 290__A | 1072 | 1 | 1 | LAKE_CRK2_5 | THOUSE__5 | TO_FROM | 74960.94 | 77285.19 | -1191.79 | 0 | 1154.441 | 1932.563 | -0.30325 | 0.17904 | -0.31532 | 0.43028 | 358.3621 | -658.63 | 0 | 1123.403 | 1805.018 | 10000 | 10000 | 1204.464 | 1369.131 | 10000 | 10000 | 1222.705 | 6014.31 | 1201.536 | 6290.001 | Competitive | Competitive | 1 | TRUE | FALSE | 1 | Non-Competitive | 0.75 | Competitive | 452.2833 | -716.256 | 1212.617 | 6177.378 | 1065 | 1
STMPTMP8 300__A FROM_TO | STMPTMP8 | 300__A | 1072 | 1 | 1 | LAKE_CRK1_5 | TEMP_SS__5 | FROM_TO | 74960.94 | 68291.04 | -1378.11 | 0 | 1542.221 | 992.656 | -0.10045 | 0.2331 | -0.15802 | 0.23755 | 1754.505 | -14.0397 | 0 | 1352.233 | 959.977 | 4481.666 | 1175.429 | 1347.84 | 954.191 | 10000 | 1312.148 | 1509.168 | 1101.521 | 1509.817 | 1108.854 | Competitive | Competitive | 0 | TRUE | TRUE | 1 | Competitive | 0.7265 | Competitive | 1800.525 | -268.292 | 1627.73 | 1207.941 | 1065 | 1
STMPTMP8 300__A TO_FROM | STMPTMP8 | 300__A | 1072 | 1 | 1 | LAKE_CRK1_5 | TEMP_SS__5 | TO_FROM | 74960.94 | 74193.3 | -982.602 | 0 | 960.377 | 1510.719 | -0.2331 | 0.10045 | -0.23755 | 0.15802 | 958.8961 | 402.4003 | 2929.84 | 845.543 | 1591.91 | 1044.689 | 4481.666 | 841.603 | 1588.917 | 1141.024 | 10000 | 974.406 | 1664.588 | 980.21 | 1664.669 | Competitive | Competitive | 1 | TRUE | TRUE | 1 | Competitive | 0.7265 | Competitive | 945.3425 | 330.0637 | 1062.612 | 1736.979 | 1065 | 1
STMPTMP8 315__A FROM_TO | STMPTMP8 | 315__A | 1072 | 1 | 1 | TEMP_PEC__5 | TEMP_SS__5 | FROM_TO | 74960.94 | 73389.23 | -1584.4 | 0 | 1611.002 | 1130.819 | -0.08335 | 0.14037 | -0.15911 | 0.70499 | 1198.571 | -324.101 | 0 | 1395.707 | 952.651 | 1678.523 | 980.562 | 1360.566 | 933.612 | 4088.069 | 1277.501 | 1353.987 | 990.318 | 1363.293 | 993.747 | Competitive | Competitive | 0 | TRUE | TRUE | 1 | Competitive | 0.93 | Competitive | 1245.908 | -477.756 | 1446.416 | 1026.188 | 1065 | 1
STMPTMP8 315__A TO_FROM | STMPTMP8 | 315__A | 1072 | 1 | 1 | TEMP_PEC__5 | TEMP_SS__5 | TO_FROM | 74960.94 | 74585.9 | -415.254 | 0 | 1130.819 | 1517.641 | -0.14037 | 0.083348 | -0.70499 | 0.15911 | 1165.993 | 670.2692 | 2929.84 | 838.23 | 1701.458 | 854.432 | 1757.412 | 823.614 | 1656.148 | 1128.878 | 4088.069 | 878.241 | 1554.433 | 880.818 | 1564.709 | Competitive | Competitive | 0 | TRUE | TRUE | 1 | Competitive | 0.93 | Competitive | 1097.399 | 583.665 | 914.553 | 1597.731 | 1065 | 1
STMPTMP8 490__A FROM_TO | STMPTMP8 | 490__A | 1072 | 1 | 1 | THOUSE__5 | TEMP_PEC__5 | FROM_TO | 74960.94 | 72525.66 | -1293.41 | 0 | 1579.963 | 1156.874 | -0.0824 | 0.12764 | -0.20789 | 0.21678 | 1408.174 | -79.1449 | 0 | 1377.744 | 964.84 | 1661.483 | 1138.753 | 1374.828 | 941.907 | 1911.197 | 1308.471 | 1382.642 | 1050.877 | 1383.564 | 1058.33 | Competitive | Competitive | 0 | TRUE | TRUE | 1 | Competitive | 0.75 | Competitive | 1457.773 | -301.83 | 1475.834 | 1172.069 | 1065 | 1
STMPTMP8 490__A TO_FROM | STMPTMP8 | 490__A | 1072 | 1 | 1 | THOUSE__5 | TEMP_PEC__5 | TO_FROM | 74960.94 | 75048.81 | -675.09 | 0 | 1114.103 | 1679.53 | -0.12764 | 0.082396 | -0.21678 | 0.20789 | 873.4656 | 421.1915 | 2929.84 | 848.77 | 1651.067 | 1015.452 | 1776.963 | 830.782 | 1651.067 | 1137.463 | 1911.197 | 930.45 | 1560.742 | 936.396 | 1560.742 | Competitive | Competitive | 1 | TRUE | TRUE | 1 | Competitive | 0.75 | Competitive | 855.4945 | 360.5656 | 1032.39 | 1607.028 | 1065 | 1

## scedhist_crraug
[10 empty] | Current CCT | [8 empty] | New CCT | [14 empty] | SF+ ECI Threshold | 2500 | SF- ECI Threshold | 2000
str | contingency | constraint | linelimit | devicecnt | cktcnt | frombus | tobus | direction | sys_total_load | worst_load_curcct | pivotal_flow_curcct | under_gen_mw_curcct | eciexp_p | eciimp_n | mingensf | maxgensf | minbussf | maxbussf | worst_flow | pivotal_flow | under_gen_mw | eci002_p | eci002_n | eci1_3_p | eci1_3_n | eci000_p | eci000_n | eci1_2_p | eci1_2_n | ecisqr_p | ecisqr_n | ecim23_p | ecim23_n | cur_cct_flag | new_cct_flag | Not overloadable? | SF> 2% | ECI<Threshold | No pivotal player | w/o OL check | exectime | sswg_flag | sswg_worst | sswg_ppi | sswg_ecip | sswg_ecin | sswg_limit | diff_flag
BASE CASE 297T464_1 FROM_TO | BASE CASE | 297T464_1 | 334 | 0 | 0 | BRACKVL44A | HAMILTN4 | FROM_TO | 73521.13 | 73996.77 | -286.031 | 0 | 1196.842 | 1022.232 | -0.32548 | 0.053169 | -0.32548 | 0.46649 | 180.2951 | -107.087 | 0 | 10000 | 2548.123 | 5703.363 | 10000 | 938.457 | 1499.702 | 10000 | 10000 | 1709.287 | 5774.597 | 7915.697 | 7140.075 | Competitive | Competitive | 1 | TRUE | FALSE | 1 | Non-Competitive | 0.8125 | #N/A | #N/A | #N/A | #N/A | #N/A | #N/A | #N/A
BASE CASE 297T464_1 TO_FROM | BASE CASE | 297T464_1 | 334 | 0 | 0 | BRACKVL44A | HAMILTN4 | TO_FROM | 73521.13 | 73356.28 | -191.772 | 0 | 941.05 | 1196.842 | -0.05317 | 0.32548 | -0.46649 | 0.32548 | 408.8107 | -105.688 | 0 | 1063.341 | 10000 | 7146.502 | 6780.866 | 813.623 | 1055.837 | 10000 | 10000 | 2113.06 | 2006.005 | 2742.554 | 8550.236 | Competitive | Non-Competitive | 0 | TRUE | FALSE | 1 | Non-Competitive | 0.8125 | #N/A | #N/A | #N/A | #N/A | #N/A | #N/A | #N/A
BASE CASE 365__A FROM_TO | BASE CASE | 365__A | 1673 | 0 | 0 | MTENTRPR_5 | MTENTRPR_5G | FROM_TO | 73521.13 | 75194.13 | 0 | 0 | 795.2 | 10000 | -1 | 0 | -1 | 0 | 0 | 0 | 0 |  | 10000 |  | 10000 |  | 10000 |  | 10000 |  | 10000 | 0 | 10000 | Competitive | Competitive | 1 | TRUE | FALSE | 1 | Non-Competitive | 0.797 | Competitive | 0 | 0 | 0 | 10000 | 1631 | 1
BASE CASE 365__A TO_FROM | BASE CASE | 365__A | 1673 | 0 | 0 | MTENTRPR_5 | MTENTRPR_5G | TO_FROM | 73521.13 | 94738.8 | 0 | 0 | 10000 | 795.2 | 0 | 1 | 0 | 1 | 965 | 0 | 0 | 10000 |  | 10000 |  | 10000 |  | 10000 |  | 10000 |  | 10000 | 0 | Competitive | Competitive | 1 | TRUE | FALSE | 1 | Non-Competitive | 0.797 | Competitive | 965 | 0 | 10000 | 0 | 1631 | 1
BASE CASE 6437__C FROM_TO | BASE CASE | 6437__C | 393 | 0 | 0 | GOLDENSW_8 | BRAND_8 | FROM_TO | 73521.13 | 73811.18 | -85.7593 | 0 | 1569.84 | 986.11 | -0.01959 | 0.2828 | -0.69725 | 0.2828 | 190.7166 | 37.071 | 0 | 4208.279 |  | 4658.937 | 3584.543 | 3100.794 | 3226.756 | 4217.31 | 9348.553 | 4717.196 | 3952.652 | 4723.011 | 4091.305 | Competitive | Competitive | 1 | TRUE | FALSE | 1 | Non-Competitive | 0.7655 | Competitive | 185.4585 | -41.9729 | 4558.065 | 3690.322 | 394 | 1
BASE CASE 6437__C TO_FROM | BASE CASE | 6437__C | 393 | 0 | 0 | GOLDENSW_8 | BRAND_8 | TO_FROM | 73521.13 | 74602.07 | -150.564 | 0 | 986.11 | 1569.84 | -0.00228 | 0.23552 | -0.2828 | 0.69725 | 86.4772 | -27.5713 | 0 | 6624.055 |  | 10000 | 3281.398 | 2042.169 | 1173.927 | 10000 | 2775.131 | 8445.351 | 1434.675 | 9383.244 | 2569.032 | Competitive | Competitive | 1 | TRUE | FALSE | 1 | Non-Competitive | 0.7655 | Competitive | 65.0412 | 49.1026 | 10000 | 9931.513 | 394 | 1
BASE CASE BOW_JOHN_1 FROM_TO | BASE CASE | BOW_JOHN_1 | 14 | 0 | 0 | BOWIE9 | JOHNSONSW | FROM_TO | 73521.13 | 73484.09 | -49.1246 | 0 | 1848.131 | 938.774 | -0.00759 | 0.047182 | -0.56192 | 0.35873 | 34.2476 | 15.4008 | 4823.83 | 6478.533 |  | 6478.533 | 2350.709 | 3159.958 | 1195.506 | 6478.533 | 2745.857 | 5171.345 | 2033.1 | 5348.668 | 2413.311 | Competitive | Non-Competitive | 0 | TRUE | FALSE | 0 | Non-Competitive | 0.805 | Competitive | 22.0694 | 12.2473 | 10000 | 3997.903 | 194 | 0
BASE CASE BOW_JOHN_1 TO_FROM | BASE CASE | BOW_JOHN_1 | 14 | 0 | 0 | BOWIE9 | JOHNSONSW | TO_FROM | 73521.13 | 73415.94 | -24.0016 | 0 | 926.179 | 1848.131 | -0.02395 | 0.007589 | -0.35873 | 0.56192 | 51.7336 | -5.527 | 0 |  | 10000 | 823.123 | 10000 | 634.807 | 3878.78 | 2051.096 | 10000 | 853.071 | 9398.555 | 947.864 | 10000 | Competitive | Non-Competitive | 0 | TRUE | FALSE | 1 | Non-Competitive | 0.805 | Competitive | 22.6022 | -9.0168 | 3252.359 | 9446.691 | 194 | 0
BASE CASE BRUNI_69_1 FROM_TO | BASE CASE | BRUNI_69_1 | 37 | 0 | 0 | BRUNISUB9 | BRUNISUB8 | FROM_TO | 73521.13 | 73819.72 | -20.85 | 0 | 1029.949 | 1172.219 | -0.00937 | 0.014444 | -0.04801 | 0.81597 | 22.7163 | -9.7227 | 0 |  |  | 8670.19 | 2211.808 | 974.018 | 898.728 | 8670.19 | 4182.964 | 6017.361 | 1458.274 | 8835.418 | 2240.471 | Competitive | Competitive | 1 | FALSE | FALSE | 1 | Non-Competitive | 0.789 | Competitive | 20.4996 | -6.4054 | 8954.951 | 2277.939 | 37 | 1
BASE CASE BRUNI_69_1 TO_FROM | BASE CASE | BRUNI_69_1 | 37 | 0 | 0 | BRUNISUB9 | BRUNISUB8 | TO_FROM | 73521.13 | 73539.22 | -18.0168 | 0 | 1190.282 | 1029.949 | -0.01444 | 0.032524 | -0.81597 | 0.048011 | 22.29 | -6.2391 | 0 | 10000 |  | 10000 | 10000 | 883.036 | 1569.367 | 10000 | 10000 | 5068.635 | 8402.494 | 10000 | 10000 | Competitive | Competitive | 1 | TRUE | FALSE | 1 | Non-Competitive | 0.789 | Competitive | 20.1393 | -8.2929 | 10000 | 10000 | 37 | 1
BASE CASE B_DAVI_WOOLRI1_1 FROM_TO | BASE CASE | B_DAVI_WOOLRI1_1 | 330 | 0 | 0 | B_DAVIS4A | WOOLRIDG4A | FROM_TO | 73521.13 | 74891.18 | -2.6558 | 0 | 1232.995 | 1640.624 | -0.02179 | 0.14455 | -0.17711 | 0.14455 | 86.9823 | 14.5689 | 0 | 9507.303 | 10000 | 10000 | 4659.918 | 2930.444 | 4184.969 | 10000 | 4659.918 | 9549.492 | 6021.564 | 9893.892 | 6093.193 | Competitive | Competitive | 1 | TRUE | FALSE | 1 | Non-Competitive | 0.758 | Competitive | 89.2218 | 16.003 | 9892.094 | 5553.714 | 320 | 1
BASE CASE B_DAVI_WOOLRI1_1 TO_FROM | BASE CASE | B_DAVI_WOOLRI1_1 | 330 | 0 | 0 | B_DAVIS4A | WOOLRIDG4A | TO_FROM | 73521.13 | 75782.93 | -85.9436 | 0 | 1552.253 | 861.867 | -0.14454 | 0.021793 | -0.14454 | 0.17711 | 3.698 | -27.9873 | 0 | 10000 | 9507.303 | 3380.124 | 10000 | 3088.603 | 3987.313 | 4659.918 | 10000 | 4899.807 | 9844.118 | 4952.096 | 9893.892 | Competitive | Competitive | 1 | TRUE | FALSE | 1 | Non-Competitive | 0.758 | Competitive | 1.7412 | -30.2031 | 4384.915 | 9892.094 | 320 | 1
BASE CASE CTHR_SONR1_1 FROM_TO | BASE CASE | CTHR_SONR1_1 | 154 | 0 | 0 | SONR4A | CTHR4A | FROM_TO | 73521.13 | 73306.29 | -89.9896 | 0 | 984.78 | 1102.413 | -0.21977 | 0.081612 | -0.7118 | 0.17359 | 306.2697 | -0.39833 | 0 | 2533.777 | 7556.703 | 10000 | 10000 | 944.979 | 1193.162 | 10000 | 10000 | 1167.836 | 7431.071 | 4659.206 | 9550.887 | Competitive | Non-Competitive | 0 | TRUE | FALSE | 1 | Non-Competitive | 0.805 | Non-Competitive | 294.3096 | 8.9931 | 5732.246 | 9555.322 | 154 | 1
BASE CASE CTHR_SONR1_1 TO_FROM | BASE CASE | CTHR_SONR1_1 | 154 | 0 | 0 | SONR4A | CTHR4A | TO_FROM | 73521.13 | 73951.05 | -219.636 | 0 | 1102.413 | 965.05 | -0.01514 | 0.21977 | -0.17359 | 0.7118 | 82.8187 | 33.2334 | 2359.03 | 5374.673 |  | 6491.475 | 1884.017 | 1002.99 | 1703.821 | 6491.475 | 2654.842 | 5414.655 | 1790.457 | 7077.486 | 2058.58 | Competitive | Competitive | 1 | TRUE | FALSE | 1 | Non-Competitive | 0.805 | Competitive | 82.6967 | 44.39 | 6962.819 | 1752.451 | 154 | 1
BASE CASE ECRSW_FMR1 FROM_TO | BASE CASE | ECRSW_FMR1 | 24 | 0 | 0 | ENSCRKSS_9 | ENSCRKSS_8 | FROM_TO | 73521.13 | 94738.8 | -19.3953 | 0 | 0 | 783.088 | -0.00026 | 0 | -0.00026 | 0.99974 | -19.3721 | -17.884 | 5643.83 |  |  |  | 920.068 |  | 920.068 |  | 920.068 |  | 920.068 | 0 | 920.068 | Competitive | Competitive | 1 | FALSE | TRUE | 1 | Non-Competitive | 0.8985 | Competitive | -19.3742 | -17.5273 | 0 | 921.083 | 24 | 1
BASE CASE ECRSW_FMR1 TO_FROM | BASE CASE | ECRSW_FMR1 | 24 | 0 | 0 | ENSCRKSS_9 | ENSCRKSS_8 | TO_FROM | 73521.13 | 73525.74 | 19.3891 | 0 | 783.088 | 0 | 0 | 0.000263 | -0.99974 | 0.000263 | 19.3956 | 19.3991 | 0 |  |  | 783.088 |  | 783.088 |  | 783.088 |  | 783.088 |  | 783.088 | 0 | Competitive | Competitive | 1 | FALSE | TRUE | 1 | Non-Competitive | 0.8985 | Competitive | 19.4621 | 19.3719 | 788.325 | 0 | 24 | 1
BASE CASE ESKSW_FMR1 FROM_TO | BASE CASE | ESKSW_FMR1 | 88 | 0 | 0 | ESKOTA_9 | ESKOTA_8 | FROM_TO | 73521.13 | 74097.93 | -91.8401 | 0 | 1842.691 | 803.003 | -0.00225 | 0.043255 | -0.18021 | 0.51376 | -16.0407 | -19.1287 | 3928.63 | 4538.793 |  | 3524.399 | 3272.64 | 2767.371 | 923.927 | 4538.793 | 10000 | 3874.421 | 1066.741 | 4269.456 | 4935.969 | Competitive | Competitive | 1 | TRUE | FALSE | 1 | Non-Competitive | 1.0935 | Competitive | -18.9499 | -20.5062 | 4636.376 | 8699.675 | 88 | 1
BASE CASE ESKSW_FMR1 TO_FROM | BASE CASE | ESKSW_FMR1 | 88 | 0 | 0 | ESKOTA_9 | ESKOTA_8 | TO_FROM | 73521.13 | 73512.58 | 19.4344 | 0 | 937.036 | 1604.069 | -0.00953 | 0.18021 | -0.51376 | 0.18021 | 92.392 | 37.0934 | 0 | 5207.624 |  | 5207.624 | 10000 | 1326.696 | 2188.392 | 5207.624 | 10000 | 5161.441 | 6186.965 | 5207.624 | 10000 | Competitive | Non-Competitive | 0 | TRUE | FALSE | 1 | Non-Competitive | 1.0935 | Non-Competitive | 93.1059 | 35.9686 | 5207.624 | 10000 | 88 | 1
BASE CASE LC_NEW60_A FROM_TO | BASE CASE | LC_NEW60_A | 336 | 0 | 0 | NEWGLF608000 | S_LANE__138A | FROM_TO | 73521.13 | 73248.3 | -361.418 | 0 | 5363.388 | 981.198 | -0.18468 | 0.63114 | -0.23177 | 0.685 | 340.5857 | -83.1103 | 0 | 3310.215 | 4269.324 | 10000 | 10000 | 1962.227 | 1344.32 | 10000 | 10000 | 4647.094 | 6943.017 | 5146.472 | 8123.68 | Non-Competitive | Non-Competitive | 0 | TRUE | FALSE | 1 | Non-Competitive | 1.125 | Non-Competitive | 575.2862 | -29.5465 | 3424.709 | 7500.433 | 440 | 1
BASE CASE LC_NEW60_A TO_FROM | BASE CASE | LC_NEW60_A | 336 | 0 | 0 | NEWGLF608000 | S_LANE__138A | TO_FROM | 73521.13 | 73435.34 | -319.786 | 0 | 1032.457 | 5363.388 | -0.63114 | 0.18468 | -0.685 | 0.23177 | 394.7642 | -320.731 | 0 | 3905.737 | 3310.215 | 10000 | 10000 | 1078.013 | 1962.227 | 10000 | 10000 | 6587.451 | 4647.094 | 8006.766 | 5146.472 | Non-Competitive | Non-Competitive | 0 | TRUE | FALSE | 1 | Non-Competitive | 1.125 | Competitive | 391.6808 | -470.344 | 7202.234 | 3789.159 | 440 | 0
BASE CASE MARION_4AT2 FROM_TO | BASE CASE | MARION_4AT2 | 473 | 0 | 0 | L_MARION5_1Y | L_MARION8_1Y | FROM_TO | 73521.13 | 73580.43 | 256.1857 | 0 | 0 | 1262.837 | -0.03524 | 0.034329 | -0.40562 | 0.034329 | 448.6275 | 289.6374 | 0 | 10000 | 10000 | 4464.621 | 10000 | 801.531 | 7819.719 | 10000 | 10000 | 1531.872 | 9654.13 | 6762.042 | 10000 | Competitive | Competitive | 1 | TRUE | FALSE | 1 | Non-Competitive | 0.9295 | Competitive | 423.4628 | 288.3348 | 6724.512 | 10000 | 477 | 1
BASE CASE MARION_4AT2 TO_FROM | BASE CASE | MARION_4AT2 | 473 | 0 | 0 | L_MARION5_1Y | L_MARION8_1Y | TO_FROM | 73521.13 | 94738.8 | -449.607 | 0 | 1262.828 | 0 | -0.03433 | 0.03524 | -0.03433 | 0.40562 | -233.017 | -390.483 | 0 | 10000 | 10000 | 10000 | 4908.441 | 7819.719 | 930.937 | 10000 | 10000 | 9654.13 | 1733.142 | 10000 | 7054.202 | Competitive | Competitive | 1 | TRUE | FALSE | 1 | Non-Competitive | 0.9295 | Competitive | -209.611 | -361.24 | 10000 | 7169.4 | 477 | 1
BASE CASE MATA_PADR1_1 FROM_TO | BASE CASE | MATA_PADR1_1 | 214 | 0 | 0 | PADR2A | MATA2A | FROM_TO | 73521.13 | 73871.32 | -33.5033 | 0 | 1570.036 | 5009.169 | -0.00522 | 0.002666 | -0.54372 | 0.18844 | 23.5511 | 13.8192 | 1175.03 |  |  | 2056.144 | 3351.496 | 974.332 | 3293.952 | 2209.955 | 3746.083 | 1026.135 | 3922.39 | 2294.744 | 3936.632 | Competitive | Competitive | 1 | FALSE | FALSE | 1 | Non-Competitive | 1.1485 | Competitive | 19.0043 | 10.8462 | 2821.144 | 3922.609 | 214 | 1
BASE CASE MATA_PADR1_1 TO_FROM | BASE CASE | MATA_PADR1_1 | 214 | 0 | 0 | PADR2A | MATA2A | TO_FROM | 73521.13 | 74312.45 | -22.6849 | 0 | 5009.169 | 1674.872 | -0.00267 | 0.54372 | -0.18844 | 0.54372 | 64.1534 | -21.7124 | 0 | 5636.406 |  | 10000 | 2834.041 | 2232.941 | 1069.882 | 10000 | 2834.041 | 8967.171 | 1175.691 | 9190.031 | 3091.059 | Competitive | Competitive | 1 | TRUE | FALSE | 1 | Non-Competitive | 1.1485 | Competitive | 58.3774 | -17.9663 | 9146.527 | 2988.421 | 214 | 1
BASE CASE MLSES_FMR1 FROM_TO | BASE CASE | MLSES_FMR1 | 880 | 0 | 0 | MARTINLK_5 | MLSES_UNIT1 | FROM_TO | 73521.13 | 74401.13 | 0 | 0 | 764.625 | 10000 | -1 | 0 | -1 | 0 | 0 | 0 | 0 |  | 10000 |  | 10000 |  | 10000 |  | 10000 |  | 10000 | 0 | 10000 | Competitive | Competitive | 1 | TRUE | FALSE | 1 | Non-Competitive | 1.1015 | Competitive | 0 | 0 | 0 | 10000 | 880 | 1
BASE CASE MLSES_FMR1 TO_FROM | BASE CASE | MLSES_FMR1 | 880 | 0 | 0 | MARTINLK_5 | MLSES_UNIT1 | TO_FROM | 73521.13 | 94738.8 | 0 | 0 | 10000 | 764.625 | 0 | 1 | 0 | 1 | 825 | 0 | 0 | 10000 |  | 10000 |  | 10000 |  | 10000 |  | 10000 |  | 10000 | 0 | Competitive | Competitive | 1 | TRUE | FALSE | 1 | Non-Competitive | 1.1015 | Competitive | 825 | 0 | 10000 | 0 | 880 | 1
BASE CASE MLSES_FMR2 FROM_TO | BASE CASE | MLSES_FMR2 | 880 | 0 | 0 | MARTINLK_5 | MLSES_UNIT2 | FROM_TO | 73521.13 | 74401.13 | 0 | 0 | 764.625 | 10000 | -1 | 0 | -1 | 0 | 0 | 0 | 0 |  | 10000 |  | 10000 |  | 10000 |  | 10000 |  | 10000 | 0 | 10000 | Competitive | Competitive | 1 | TRUE | FALSE | 1 | Non-Competitive | 1.0235 | Competitive | 0 | 0 | 0 | 10000 | 880 | 1
BASE CASE MLSES_FMR2 TO_FROM | BASE CASE | MLSES_FMR2 | 880 | 0 | 0 | MARTINLK_5 | MLSES_UNIT2 | TO_FROM | 73521.13 | 94738.8 | 0 | 0 | 10000 | 764.625 | 0 | 1 | 0 | 1 | 825 | 0 | 0 | 10000 |  | 10000 |  | 10000 |  | 10000 |  | 10000 |  | 10000 | 0 | Competitive | Competitive | 1 | TRUE | FALSE | 1 | Non-Competitive | 1.0235 | Competitive | 825 | 0 | 10000 | 0 | 880 | 1
BASE CASE MLSES_FMR3 FROM_TO | BASE CASE | MLSES_FMR3 | 880 | 0 | 0 | MARTINLK_5 | MLSES_UNIT3 | FROM_TO | 73521.13 | 74401.13 | 0 | 0 | 764.406 | 10000 | -1 | 0 | -1 | 0 | 0 | 0 | 0 |  | 10000 |  | 10000 |  | 10000 |  | 10000 |  | 10000 | 0 | 10000 | Competitive | Competitive | 1 | TRUE | FALSE | 1 | Non-Competitive | 1.211 | Competitive | 0 | 0 | 0 | 10000 | 950 | 1
BASE CASE MLSES_FMR3 TO_FROM | BASE CASE | MLSES_FMR3 | 880 | 0 | 0 | MARTINLK_5 | MLSES_UNIT3 | TO_FROM | 73521.13 | 94738.8 | 0 | 0 | 10000 | 764.406 | 0 | 1 | 0 | 1 | 835 | 0 | 0 | 10000 |  | 10000 |  | 10000 |  | 10000 |  | 10000 |  | 10000 | 0 | Competitive | Competitive | 1 | TRUE | FALSE | 1 | Non-Competitive | 1.211 | Competitive | 835 | 0 | 10000 | 0 | 950 | 1
BASE CASE NEWPG_04_A FROM_TO | BASE CASE | NEWPG_04_A | 532 | 0 | 0 | NEWGLF048015 | PLEDGR__8000 | FROM_TO | 73521.13 | 73767.27 | -194.125 | 0 | 1025.298 | 2606.735 | -0.16577 | 0.3687 | -0.4846 | 0.42256 | 413.446 | -253.898 | 0 | 3334.738 | 4740.501 | 6514.623 | 8792.071 | 1107.254 | 2327.162 | 6514.623 | 10000 | 4202.824 | 5615.476 | 4754.361 | 7372.123 | Competitive | Competitive | 1 | TRUE | FALSE | 1 | Non-Competitive | 1.4065 | Competitive | 419.4677 | -393.91 | 4425.536 | 5745.96 | 440 | 1
BASE CASE NEWPG_04_A TO_FROM | BASE CASE | NEWPG_04_A | 532 | 0 | 0 | NEWGLF048015 | PLEDGR__8000 | TO_FROM | 73521.13 | 73941.7 | -380.059 | 0 | 2606.735 | 1025.298 | -0.3687 | 0.16577 | -0.42256 | 0.4846 | 300.3663 | -105.06 | 0 | 4740.501 | 3594.771 | 8792.071 | 6514.623 | 2327.162 | 1363.173 | 10000 | 6514.623 | 5615.476 | 4351.568 | 7372.123 | 4799.316 | Competitive | Competitive | 1 | TRUE | FALSE | 1 | Non-Competitive | 1.4065 | Non-Competitive | 541.0273 | -56.2089 | 4791.839 | 4544.339 | 440 | 0
BASE CASE NEWTGF04_A FROM_TO | BASE CASE | NEWTGF04_A | 382 | 0 | 0 | NEWGLF048015 | TXGLF___138A | FROM_TO | 73521.13 | 73605.62 | -386.38 | 0 | 2804.938 | 1023.397 | -0.36879 | 0.16568 | -0.36879 | 0.57736 | 294.084 | -111.342 | 0 | 4741.812 | 3591.482 | 8792.716 | 6515.066 | 2335.109 | 1345.1 | 10000 | 6515.066 | 5637.538 | 4343.414 | 7379.014 | 4797.864 | Competitive | Competitive | 1 | TRUE | FALSE | 1 | Non-Competitive | 1.0315 | Non-Competitive | 534.7186 | -62.4942 | 4800.813 | 4542.355 | 440 | 0
BASE CASE NEWTGF04_A TO_FROM | BASE CASE | NEWTGF04_A | 382 | 0 | 0 | NEWGLF048015 | TXGLF___138A | TO_FROM | 73521.13 | 73455.76 | -187.843 | 0 | 1023.398 | 2804.938 | -0.16568 | 0.36879 | -0.57736 | 0.36879 | 419.7448 | -247.613 | 0 | 3330.946 | 4741.812 | 6515.066 | 8792.716 | 1091.859 | 2335.109 | 6515.066 | 10000 | 4193.051 | 5637.538 | 4752.589 | 7379.014 | Non-Competitive | Non-Competitive | 0 | TRUE | FALSE | 1 | Non-Competitive | 1.0315 | Competitive | 425.749 | -387.63 | 4422.909 | 5754.536 | 440 | 0
BASE CASE NWF_NOTSW_1 FROM_TO | BASE CASE | NWF_NOTSW_1 | 170 | 0 | 0 | NWF_1_8 | NOTSW_1_8 | FROM_TO | 73521.13 | 152.6 | 0 | 0 | 10000 | 788.053 | 0 | 1 | 0 | 1 | 305.2 | 0 | 0 | 10000 |  | 10000 |  | 10000 |  | 10000 |  | 10000 |  | 10000 | 0 | Non-Competitive | Non-Competitive | 0 | TRUE | FALSE | 1 | Non-Competitive | 1.1095 | Competitive | 152.6 | 0 | 10000 | 0 | 170 | 0
BASE CASE NWF_NOTSW_1 TO_FROM | BASE CASE | NWF_NOTSW_1 | 170 | 0 | 0 | NWF_1_8 | NOTSW_1_8 | TO_FROM | 73521.13 | 73691.13 | 0 | 0 | 788.053 | 10000 | 0 | 0 | -1 | 0 | 0 | 0 | 0 | [10 empty] | 0 | 0 | Competitive | Competitive | 1 | FALSE | TRUE | 1 | Non-Competitive | 1.1095 | Competitive | 0 | 0 | 0 | 0 | 170 | 1
BASE CASE N_SHARPE_PS1 FROM_TO | BASE CASE | N_SHARPE_PS1 | 180.8 | 0 | 0 | N_SHARPE4A | N_SHARPE4B | FROM_TO | 73521.13 | 94738.8 | 0 | 0 | 0 | 0 | 0 | 0 | 0 | 0 | 0 | 0 | 0 | [10 empty] | 0 | 0 | Competitive | Competitive | 1 | FALSE | TRUE | 1 | Non-Competitive | 1.172 | Competitive | 0 | 0 | 0 | 0 | 180.8 | 1
BASE CASE N_SHARPE_PS1 TO_FROM | BASE CASE | N_SHARPE_PS1 | 180.8 | 0 | 0 | N_SHARPE4A | N_SHARPE4B | TO_FROM | 73521.13 | 94738.8 | 0 | 0 | 0 | 0 | 0 | 0 | 0 | 0 | 0 | 0 | 0 | [10 empty] | 0 | 0 | Competitive | Competitive | 1 | FALSE | TRUE | 1 | Non-Competitive | 1.172 | Competitive | 0 | 0 | 0 | 0 | 180.8 | 1
BASE CASE SNTX1_SNTXTA1_1 FROM_TO | BASE CASE | SNTX1_SNTXTA1_1 | 66.8 | 0 | 0 | SNTXTAP2A | 6660 | FROM_TO | 73521.13 | 94738.8 | -3.8835 | 0 | 10000 | 784.126 | -5e-05 | 0.99995 | -5e-05 | 0.99995 | 59.1144 | 59.4127 | 5580.83 | 10000 |  | 10000 | 920.068 | 10000 | 920.068 | 10000 | 920.068 | 10000 | 920.068 | 10000 | 920.068 | Competitive | Competitive | 1 | TRUE | FALSE | 1 | Non-Competitive | 1.211 | Competitive | 59.1141 | 59.4842 | 10000 | 921.083 | 67 | 1
BASE CASE SNTX1_SNTXTA1_1 TO_FROM | BASE CASE | SNTX1_SNTXTA1_1 | 66.8 | 0 | 0 | SNTXTAP2A | 6660 | TO_FROM | 73521.13 | 73584.04 | 3.8894 | 0 | 0 | 10000 | 0 | 5.3e-05 | -0.99995 | 5.3e-05 | 3.8836 | 3.8849 | 0 |  |  | 784.126 |  | 784.126 |  | 784.126 |  | 784.126 |  | 784.126 | 0 | Competitive | Competitive | 1 | FALSE | TRUE | 1 | Non-Competitive | 1.211 | Competitive | 3.897 | 3.9014 | 789.374 | 0 | 67 | 1
BASE CASE SNYDER_WKN_BK1_1 FROM_TO | BASE CASE | SNYDER_WKN_BK1_1 | 63 | 0 | 0 | WKNBR | ENAS_1_9 | FROM_TO | 73521.13 | 73584.13 | 0 | 0 | 784.126 | 10000 | 0 | 0 | -1 | 0 | 0 | 0 | 0 | [10 empty] | 0 | 0 | Competitive | Competitive | 1 | FALSE | TRUE | 1 | Non-Competitive | 0.8595 | Competitive | 0 | 0 | 0 | 0 | 63 | 1
BASE CASE SNYDER_WKN_BK1_1 TO_FROM | BASE CASE | SNYDER_WKN_BK1_1 | 63 | 0 | 0 | WKNBR | ENAS_1_9 | TO_FROM | 73521.13 |  | 0 | 0 | 10000 | 0 | 0 | 1 | 0 | 1 | 63 | 0 | 0 | 10000 |  | 10000 |  | 10000 |  | 10000 |  | 10000 |  | 10000 | 0 | Non-Competitive | Non-Competitive | 0 | TRUE | FALSE | 1 | Non-Competitive | 0.8595 | Non-Competitive | 63 | 0 | 10000 | 0 | 63 | 1
BASE CASE SUTN_TABOR_1 FROM_TO | BASE CASE | SUTN_TABOR_1 | 121 | 0 | 0 | SUTTON | BRYN_TABOR69 | FROM_TO | 73521.13 | 74351.29 | -29.3551 | 0 | 802.851 | 2919.401 | -0.04577 | 0.004314 | -0.08214 | 0.52502 | 53.8923 | -31.9009 | 0 |  | 8746.522 | 1265.844 | 8746.522 | 1009.802 | 1660.872 | 5789.533 | 8746.522 | 1560.236 | 6118.976 | 2414.586 | 9284.782 | Competitive | Competitive | 1 | TRUE | FALSE | 1 | Non-Competitive | 0.781 | Competitive | 46.9301 | -33.2853 | 4597.16 | 9290.288 | 119 | 1
BASE CASE SUTN_TABOR_1 TO_FROM | BASE CASE | SUTN_TABOR_1 | 121 | 0 | 0 | SUTTON | BRYN_TABOR69 | TO_FROM | 73521.13 | 73655.92 | -33.2791 | 0 | 2779.051 | 779.808 | -0.00431 | 0.045767 | -0.52502 | 0.082138 | 48.4168 | 38.6233 | 4757.63 | 8746.522 |  | 8746.522 | 2217.103 | 1620.937 | 1329.802 | 8746.522 | 5789.533 | 6100.252 | 2125.464 | 9284.782 | 3658.816 | Competitive | Competitive | 1 | TRUE | FALSE | 1 | Non-Competitive | 0.781 | Competitive | 54.7457 | 44.1302 | 9290.288 | 4633.186 | 119 | 1
BASE CASE THW_XT4A FROM_TO | BASE CASE | THW_XT4A | 149.71 | 0 | 0 | T_H_W___138E | 49171_STAR | FROM_TO | 73521.13 | 73670.84 | 0 | 0 | 781.195 | 10000 | -1 | 0 | -1 | 0 | 0 | 0 | 0 |  | 10000 |  | 10000 |  | 10000 |  | 10000 |  | 10000 | 0 | 10000 | Competitive | Competitive | 1 | TRUE | FALSE | 1 | Non-Competitive | 1.086 | #N/A | #N/A | #N/A | #N/A | #N/A | #N/A | #N/A
BASE CASE THW_XT4A TO_FROM | BASE CASE | THW_XT4A | 149.71 | 0 | 0 | T_H_W___138E | 49171_STAR | TO_FROM | 73521.13 | 75 | 0 | 0 | 10000 | 781.195 | 0 | 1 | 0 | 1 | 150 | 0 | 0 | 10000 |  | 10000 |  | 10000 |  | 10000 |  | 10000 |  | 10000 | 0 | Non-Competitive | Non-Competitive | 0 | TRUE | FALSE | 1 | Non-Competitive | 1.086 | #N/A | #N/A | #N/A | #N/A | #N/A | #N/A | #N/A
BASE CASE THW_XT4D FROM_TO | BASE CASE | THW_XT4D | 149.72 | 0 | 0 | T_H_W___138E | 49172_STAR | FROM_TO | 73521.13 | 73670.85 | 0 | 0 | 781.195 | 10000 | -1 | 0 | -1 | 0 | 0 | 0 | 0 |  | 10000 |  | 10000 |  | 10000 |  | 10000 |  | 10000 | 0 | 10000 | Competitive | Competitive | 1 | TRUE | FALSE | 1 | Non-Competitive | 0.7735 | #N/A | #N/A | #N/A | #N/A | #N/A | #N/A | #N/A
BASE CASE THW_XT4D TO_FROM | BASE CASE | THW_XT4D | 149.72 | 0 | 0 | T_H_W___138E | 49172_STAR | TO_FROM | 73521.13 | 75 | 0 | 0 | 10000 | 781.195 | 0 | 1 | 0 | 1 | 150 | 0 | 0 | 10000 |  | 10000 |  | 10000 |  | 10000 |  | 10000 |  | 10000 | 0 | Non-Competitive | Non-Competitive | 0 | TRUE | FALSE | 1 | Non-Competitive | 0.7735 | #N/A | #N/A | #N/A | #N/A | #N/A | #N/A | #N/A
BASE CASE TRIMR_KLNSW_1 FROM_TO | BASE CASE | TRIMR_KLNSW_1 | 175 | 0 | 0 | TRIMMIER | KILL_SS__8 | FROM_TO | 73521.13 | 77314.22 | -220.514 | 0 | 2003.86 | 2054.237 | -0.00952 | 0.12264 | -0.05552 | 0.89741 | -23.3797 | -29.9862 | 2359.03 | 10000 |  | 10000 | 1705.13 | 2344.096 | 1502.386 | 10000 | 1766.011 | 8152.987 | 1620.86 | 10000 | 1667.93 | Competitive | Competitive | 1 | TRUE | FALSE | 1 | Non-Competitive | 0.742 | Competitive | -48.9201 | -35.9371 | 10000 | 1733.612 | 176 | 1
BASE CASE TRIMR_KLNSW_1 TO_FROM | BASE CASE | TRIMR_KLNSW_1 | 175 | 0 | 0 | TRIMMIER | KILL_SS__8 | TO_FROM | 73521.13 | 73395.04 | 10.12 | 0 | 1766.074 | 2003.86 | -0.12264 | 0.009516 | -0.89741 | 0.055521 | 288.1636 | 125.9818 | 0 |  | 10000 | 1335.82 | 10000 | 1205.751 | 2822.143 | 1443.644 | 10000 | 1315.038 | 8577.496 | 1347.022 | 10000 | Non-Competitive | Non-Competitive | 0 | TRUE | FALSE | 1 | Non-Competitive | 0.742 | Non-Competitive | 289.0035 | 137.2091 | 1434.037 | 10000 | 176 | 1
BASE CASE VALIMP FROM_TO | BASE CASE | VALIMP | 1100 | 0 | 0 |  |  | FROM_TO | 73521.13 | 72067.1 | 2477.832 | 0 | 786.002 | 6250 | -0.96566 | 0.034338 | -0.96566 | 0.034338 | 2529.336 | 2528.347 | 0 | 786.002 | 10000 | 786.002 | 10000 | 786.002 | 10000 | 786.002 | 10000 | 786.002 | 10000 | 786.002 | 10000 | Non-Competitive | Non-Competitive | 0 | TRUE | FALSE | 0 | Non-Competitive | 0.7815 | Non-Competitive | 2536.455 | 2530.463 | 789.142 | 10000 | 1100 | 1
BASE CASE VALIMP TO_FROM | BASE CASE | VALIMP | 1100 | 0 | 0 |  |  | TO_FROM | 73521.13 | 94738.8 | -2525.64 | 0 | 6250 | 0 | -0.03434 | 0.96566 | -0.03434 | 0.96566 | -2324.73 | -2135.93 | 5493.83 | 6250 | 921.159 | 6250 | 921.159 | 6250 | 921.159 | 6250 | 921.159 | 6250 | 921.159 | 6250 | 921.159 | Competitive | Competitive | 1 | TRUE | FALSE | 1 | Non-Competitive | 0.7815 | Competitive | -2475 | -2234.3 | 10000 | 922.176 | 1100 | 1
BASE CASE VENSW_MR2H FROM_TO | BASE CASE | VENSW_MR2H | 120 | 0 | 0 | VENUS_S5 | 24042 | FROM_TO | 73521.13 | 73569.69 | 71.4666 | 0 | 783.088 | 0 | 0 | 0.000971 | -0.99903 | 0.000971 | 71.4908 | 71.5035 | 0 |  |  | 783.088 |  | 783.088 |  | 783.088 |  | 783.088 |  | 783.088 | 0 | Competitive | Competitive | 1 | FALSE | TRUE | 1 | Non-Competitive | 0.828 | #N/A | #N/A | #N/A | #N/A | #N/A | #N/A | #N/A
BASE CASE VENSW_MR2H TO_FROM | BASE CASE | VENSW_MR2H | 120 | 0 | 0 | VENUS_S5 | 24042 | TO_FROM | 73521.13 | 94738.8 | -71.4895 | 0 | 0 | 783.088 | -0.00097 | 0 | -0.00097 | 0.99903 | -71.4041 | -65.919 | 5643.83 |  |  |  | 920.068 |  | 920.068 |  | 920.068 |  | 920.068 | 0 | 920.068 | Competitive | Competitive | 1 | FALSE | TRUE | 1 | Non-Competitive | 0.828 | #N/A | #N/A | #N/A | #N/A | #N/A | #N/A | #N/A
BASE CASE WEC_XFMR FROM_TO | BASE CASE | WEC_XFMR | 65 | 0 | 0 | WEC_1_8 | WEC_WECG1 | FROM_TO | 73521.13 | 73586.13 | 0 | 0 | 783.658 | 10000 | 0 | 0 | -1 | 0 | 0 | 0 | 0 | [10 empty] | 0 | 0 | Competitive | Competitive | 1 | FALSE | TRUE | 1 | Non-Competitive | 0.711 | Competitive | 0 | 0 | 0 | 0 | 65 | 1
BASE CASE WEC_XFMR TO_FROM | BASE CASE | WEC_XFMR | 65 | 0 | 0 | WEC_1_8 | WEC_WECG1 | TO_FROM | 73521.13 | 94738.8 | 0 | 0 | 10000 | 783.658 | 0 | 1 | 0 | 1 | 57 | 0 | 0 | 10000 |  | 10000 |  | 10000 |  | 10000 |  | 10000 |  | 10000 | 0 | Competitive | Competitive | 1 | TRUE | FALSE | 1 | Non-Competitive | 0.711 | Competitive | 57 | 0 | 10000 | 0 | 65 | 1
BASE CASE W_TO_N FROM_TO | BASE CASE | W_TO_N | 2400 | 0 | 0 |  |  | FROM_TO | 73521.13 | 56561.49 | -1547.41 | 0 | 664.448 | 1553.589 | -0.25097 | 0.66347 | -0.29946 | 0.74598 | 6614.479 | 1153.48 | 0 | 603.745 | 2070.454 | 681.105 | 2277.755 | 604.063 | 2007.995 | 685.409 | 2837.769 | 660.805 | 2216.179 | 660.8 | 2219.407 | Competitive | Non-Competitive | 0 | TRUE | FALSE | 1 | Non-Competitive | 0.6955 | Non-Competitive | 5283.705 | 1206.583 | 772.633 | 2188.144 | 1684 | 1
BASE CASE W_TO_N TO_FROM | BASE CASE | W_TO_N | 2400 | 0 | 0 |  |  | TO_FROM | 73521.13 | 72613.9 | -6869.64 | 0 | 1565.794 | 664.447 | -0.62981 | 0.25097 | -0.74598 | 0.29946 | 2992.691 | -33.8488 | 0 | 1973.902 | 1290.013 | 2166.332 | 2116.501 | 1916.011 | 1254.467 | 2837.769 | 2156.897 | 2126.371 | 1943.701 | 2129.398 | 1945.97 | Competitive | Competitive | 0 | TRUE | TRUE | 1 | Competitive | 0.6955 | Non-Competitive | 2068.315 | -93.9319 | 2150.471 | 2435.767 | 1684 | 0
DABMBTR5 STCO_STER1_1 FROM_TO | DABMBTR5 | STCO_STER1_1 | 38 | 0 | 0 | STER2A | STCO2A | FROM_TO | 73521.13 | 73537.27 | -54.7469 | 0 | 1033.483 | 1040.178 | -0.08207 | 0.016218 | -0.63506 | 0.33857 | 27.7489 | -17.1666 | 0 |  | 10000 | 5408.833 | 10000 | 882.007 | 2722.789 | 5408.833 | 10000 | 4391.947 | 2631.824 | 6346.323 | 10000 | Competitive | Competitive | 1 | TRUE | FALSE | 1 | Non-Competitive | 0.719 | Competitive | 22.5314 | -16.7976 | 6268.696 | 10000 | 38 | 1
DABMBTR5 STCO_STER1_1 TO_FROM | DABMBTR5 | STCO_STER1_1 | 38 | 0 | 0 | STER2A | STCO2A | TO_FROM | 73521.13 | 73387.16 | -29.0126 | 0 | 826.466 | 1033.483 | -0.00134 | 0.17828 | -0.33857 | 0.63506 | 83.2991 | -18.5392 | 0 | 3192.187 |  | 6919.393 | 1529.646 | 1154.194 | 968.737 | 10000 | 10000 | 3744.97 | 1003.528 | 5787.8 | 1734.027 | Competitive | Non-Competitive | 0 | TRUE | FALSE | 1 | Non-Competitive | 0.719 | Non-Competitive | 68.6565 | -11.7089 | 6105.626 | 2245.95 | 38 | 1
DALNREN5 ALNSW_MR1H FROM_TO | DALNREN5 | ALNSW_MR1H | 515 | 2 | 2 | ALLENSW1_5 | ALNSW1_1 | FROM_TO | 73521.13 | 73228.56 | 237.2414 | 0 | 2900.76 | 927.711 | -0.01701 | 0.044047 | -0.43855 | 0.27641 | 642.896 | 355.2345 | 0 | 3965.175 |  | 3899.092 | 4998.141 | 1397.355 | 1699.419 | 3965.175 | 5915.529 | 2724.634 | 2207.895 | 4078.958 | 4178.006 | Non-Competitive | Non-Competitive | 0 | TRUE | FALSE | 1 | Non-Competitive | 0.695 | #N/A | #N/A | #N/A | #N/A | #N/A | #N/A | #N/A
DALNREN5 ALNSW_MR1H TO_FROM | DALNREN5 | ALNSW_MR1H | 515 | 2 | 2 | ALLENSW1_5 | ALNSW1_1 | TO_FROM | 73521.13 | 76284.58 | -517.392 | 0 | 921.08 | 2552.337 | -0.04405 | 0.017014 | -0.27641 | 0.43855 | -231.499 | -509.332 | 0 |  | 3965.175 | 3915.471 | 3899.092 | 973.693 | 1460.732 | 3770.247 | 3965.175 | 1456.199 | 2789.418 | 3207.105 | 4078.958 | Competitive | Competitive | 1 | TRUE | FALSE | 1 | Non-Competitive | 0.695 | #N/A | #N/A | #N/A | #N/A | #N/A | #N/A | #N/A
DALNRYS5 1627__A FROM_TO | DALNRYS5 | 1627__A | 186 | 3 | 3 | APOLLO | RICH_E_8 | FROM_TO | 73521.13 | 72671.66 | -34.4989 | 0 | 2432.886 | 929.231 | -0.01014 | 0.21255 | -0.13341 | 0.726 | 297.9935 | 32.8555 | 0 | 7947.043 |  | 7947.043 | 3021.703 | 2061.339 | 1736.507 | 7947.043 | 6541.99 | 7542.727 | 1763.904 | 8767.977 | 2969.854 | Competitive | Non-Competitive | 0 | TRUE | FALSE | 1 | Non-Competitive | 0.68 | Competitive | 288.7535 | 32.4589 | 8639.556 | 1729.446 | 478 | 0
DALNRYS5 1627__A TO_FROM | DALNRYS5 | 1627__A | 186 | 3 | 3 | APOLLO | RICH_E_8 | TO_FROM | 73521.13 | 73721.41 | -219.519 | 0 | 929.231 | 2259.377 | -0.21255 | 0.010141 | -0.726 | 0.13341 | 37.0891 | -175.422 | 0 |  | 7947.043 | 1305.568 | 7947.043 | 922.709 | 2172.831 | 5133.068 | 7947.043 | 969.705 | 7588.195 | 1488.447 | 8767.977 | Competitive | Competitive | 1 | TRUE | FALSE | 1 | Non-Competitive | 0.68 | Competitive | 37.9193 | -169.737 | 1148.6 | 8639.556 | 478 | 1
DALNRYS5 1646__A FROM_TO | DALNRYS5 | 1646__A | 213 | 3 | 3 | BENDAVIS_8 | PRKMXCRK1_8 | FROM_TO | 73521.13 | 73044.8 | 2.6571 | 0 | 2567.942 | 928.46 | -0.01389 | 0.082653 | -0.2943 | 0.14591 | 352.3214 | 94.3134 | 0 | 3237.426 |  | 7518.179 | 2978.592 | 1686.322 | 1740.764 | 7518.179 | 5608.824 | 2864.955 | 1785.023 | 4035.56 | 2888.605 | Non-Competitive | Non-Competitive | 0 | TRUE | FALSE | 1 | Non-Competitive | 0.6955 | Non-Competitive | 333.5035 | 95.1118 | 3992.512 | 2627.779 | 214 | 1
DALNRYS5 1646__A TO_FROM | DALNRYS5 | 1646__A | 213 | 3 | 3 | BENDAVIS_8 | PRKMXCRK1_8 | TO_FROM | 73521.13 | 74963.3 | -244.156 | 0 | 960.547 | 2789.553 | -0.08265 | 0.013889 | -0.14591 | 0.2943 | 2.6325 | -281.912 | 0 |  | 3237.426 | 2125.595 | 7518.179 | 923.6 | 1799.177 | 4451.584 | 7518.179 | 990.789 | 2979.382 | 2112.078 | 4035.56 | Competitive | Competitive | 1 | TRUE | FALSE | 1 | Non-Competitive | 0.6955 | Competitive | -1.5785 | -270.312 | 1992.74 | 3992.512 | 214 | 1
DALNRYS5 1750__B FROM_TO | DALNRYS5 | 1750__B | 213 | 3 | 3 | SGVL1_8 | KLEBRG1T_8 | FROM_TO | 73521.13 | 73535.22 | -187.155 | 0 | 1937.245 | 933.443 | -0.01354 | 0.034779 | -0.70018 | 0.18002 | 201.7009 | -16.4554 | 0 | 2817.78 |  | 2927.6 | 4101.307 | 2891.601 | 855.304 | 2817.78 | 5750.014 | 3029.168 | 1604.732 | 3034.666 | 4734.787 | Competitive | Competitive | 1 | TRUE | FALSE | 1 | Non-Competitive | 0.7035 | Competitive | 187.0399 | 44.0154 | 3390.165 | 5012.08 | 214 | 1
DALNRYS5 1750__B TO_FROM | DALNRYS5 | 1750__B | 213 | 3 | 3 | SGVL1_8 | KLEBRG1T_8 | TO_FROM | 73521.13 | 73659.28 | -50.8792 | 0 | 933.443 | 2237.86 | -0.03478 | 0.013544 | -0.18002 | 0.70018 | 188.1307 | -79.172 | 0 |  | 3222.788 | 4101.307 | 3256.058 | 689.427 | 3209.721 | 5750.014 | 3222.788 | 1306.235 | 3374.083 | 4734.787 | 3381.185 | Competitive | Competitive | 1 | TRUE | FALSE | 1 | Non-Competitive | 0.7035 | Competitive | 161.9935 | -94.0122 | 5012.08 | 3390.165 | 214 | 1
DAUSDES8 CKT_902_1 FROM_TO | DAUSDES8 | CKT_902_1 | 530 | 2 | 2 | DECK_MB1 | SPRINKLE | FROM_TO | 73521.13 | 73693.53 | 117.2169 | 0 | 1439.024 | 926.773 | -0.04522 | 0.15313 | -0.41696 | 0.15313 | 459.0405 | 159.0591 | 0 | 8458.285 | 10000 | 9792.524 | 10000 | 2037.823 | 1891.223 | 10000 | 10000 | 8537.569 | 8046.889 | 9680.634 | 10000 | Competitive | Competitive | 1 | TRUE | FALSE | 1 | Non-Competitive | 0.672 | Competitive | 398.9486 | -58.8469 | 9991.403 | 5275.914 | 530 | 1
DAUSDES8 CKT_902_1 TO_FROM | DAUSDES8 | CKT_902_1 | 530 | 2 | 2 | DECK_MB1 | SPRINKLE | TO_FROM | 73521.13 | 77380.9 | -464.476 | 0 | 926.773 | 1191.337 | -0.15313 | 0.045219 | -0.15313 | 0.41696 | -43.2542 | -244.954 | 0 | 10000 | 8458.285 | 10000 | 9792.524 | 1114.33 | 2171.77 | 10000 | 10000 | 6530.913 | 8591.817 | 10000 | 9680.634 | Competitive | Competitive | 1 | TRUE | FALSE | 1 | Non-Competitive | 0.672 | Competitive | 153.9149 | -31.1033 | 5275.914 | 9991.403 | 530 | 1
DAUSGAR5 AUSTRO_AT1H FROM_TO | DAUSGAR5 | AUSTRO_AT1H | 480 | 2 | 2 | L_AUSTRO5_1Y | AUSTRO1_1KV | FROM_TO | 73521.13 | 71765.32 | 113.2392 | 0 | 2661.519 | 1101.226 | -0.21137 | 0.046669 | -0.31607 | 0.11525 | 1041.181 | 301.9917 | 0 | 3070.397 | 2446.161 | 1833.79 | 5296.905 | 1220.078 | 1986.069 | 3419.251 | 9156.509 | 1724.321 | 3878.951 | 2287.635 | 4055.741 | Non-Competitive | Non-Competitive | 0 | TRUE | FALSE | 1 | Non-Competitive | 0.6875 | #N/A | #N/A | #N/A | #N/A | #N/A | #N/A | #N/A
DAUSGAR5 AUSTRO_AT1H TO_FROM | DAUSGAR5 | AUSTRO_AT1H | 480 | 2 | 2 | L_AUSTRO5_1Y | AUSTRO1_1KV | TO_FROM | 73521.13 | 78523.79 | -883.506 | 0 | 1215.783 | 2661.519 | -0.04667 | 0.21137 | -0.11525 | 0.31607 | -92.1278 | -107.804 | 3245.23 | 2237.989 | 3070.397 | 5296.905 | 1903.234 | 1738.759 | 1392.99 | 9156.509 | 3419.251 | 3690.766 | 1880.306 | 3913.709 | 2353.95 | Competitive | Competitive | 1 | TRUE | FALSE | 1 | Non-Competitive | 0.6875 | #N/A | #N/A | #N/A | #N/A | #N/A | #N/A | #N/A
DAUSGAR5 AUSTRO_AT2H FROM_TO | DAUSGAR5 | AUSTRO_AT2H | 480 | 2 | 2 | L_AUSTRO5_1Y | AUSTRO2_1KV | FROM_TO | 73521.13 | 71443.64 | 110.9783 | 0 | 2242.362 | 1094.437 | -0.20715 | 0.045736 | -0.25671 | 0.11294 | 1020.376 | 295.9559 | 0 | 4290.59 | 2446.152 | 1833.794 | 5296.899 | 1220.083 | 1986.065 | 3419.245 | 9156.507 | 1724.326 | 3878.932 | 2287.641 | 4055.718 | Competitive | Non-Competitive | 0 | TRUE | FALSE | 1 | Non-Competitive | 0.7425 | #N/A | #N/A | #N/A | #N/A | #N/A | #N/A | #N/A
DAUSGAR5 AUSTRO_AT2H TO_FROM | DAUSGAR5 | AUSTRO_AT2H | 480 | 2 | 2 | L_AUSTRO5_1Y | AUSTRO2_1KV | TO_FROM | 73521.13 | 78609.03 | -865.853 | 0 | 1092.64 | 2242.362 | -0.04574 | 0.20715 | -0.11294 | 0.25671 | -90.288 | -105.65 | 3245.23 | 2237.981 | 4290.59 | 5296.899 | 1903.238 | 1738.756 | 1392.994 | 9156.507 | 3419.245 | 3690.748 | 1880.31 | 3913.688 | 2353.955 | Competitive | Competitive | 1 | TRUE | FALSE | 1 | Non-Competitive | 0.7425 | #N/A | #N/A | #N/A | #N/A | #N/A | #N/A | #N/A
DAUSGAR5 AUSTRO_AT2L FROM_TO | DAUSGAR5 | AUSTRO_AT2L | 480 | 2 | 2 | AUSTROP | AUSTRO2_1KV | FROM_TO | 73521.13 | 74018.4 | -865.853 | 0 | 1093.42 | 2224.514 | -0.04574 | 0.20715 | -1.0029 | 0.25671 | -90.288 | -105.65 | 3245.23 | 2237.981 | 4290.59 | 5296.899 | 1903.238 | 1738.756 | 1392.994 | 9156.507 | 3419.245 | 3690.748 | 1880.31 | 3913.688 | 2353.955 | Competitive | Competitive | 1 | TRUE | FALSE | 1 | Non-Competitive | 0.742 | #N/A | #N/A | #N/A | #N/A | #N/A | #N/A | #N/A
DAUSGAR5 AUSTRO_AT2L TO_FROM | DAUSGAR5 | AUSTRO_AT2L | 480 | 2 | 2 | AUSTROP | AUSTRO2_1KV | TO_FROM | 73521.13 | 71443.64 | 110.9783 | 0 | 2073.206 | 1095.505 | -0.20715 | 0.045736 | -0.25671 | 1.0029 | 1020.376 | 295.9559 | 0 | 4290.59 | 2446.152 | 1833.794 | 5296.899 | 1220.083 | 1986.065 | 3419.245 | 9156.507 | 1724.326 | 3878.932 | 2287.641 | 4055.718 | Competitive | Non-Competitive | 0 | TRUE | FALSE | 1 | Non-Competitive | 0.742 | #N/A | #N/A | #N/A | #N/A | #N/A | #N/A | #N/A
DAUSGAR5 CKT_963_1 FROM_TO | DAUSGAR5 | CKT_963_1 | 480 | 2 | 2 | GARFIELD | HICRSMB2 | FROM_TO | 73521.13 | 74753.4 | 158.6474 | 0 | 723.889 | 802.937 | -0.05054 | 0.015912 | -0.13464 | 0.24001 | 314.1735 | 195.7239 | 0 |  | 10000 | 1005.782 | 10000 | 962.431 | 3656.755 | 2713.821 | 10000 | 910.038 | 7358.121 | 924.924 | 10000 | Competitive | Competitive | 1 | TRUE | FALSE | 1 | Non-Competitive | 0.703 | Competitive | 291.1441 | 185.4902 | 928.069 | 10000 | 480 | 1
DAUSGAR5 CKT_963_1 TO_FROM | DAUSGAR5 | CKT_963_1 | 480 | 2 | 2 | GARFIELD | HICRSMB2 | TO_FROM | 73521.13 | 75907.42 | -353.98 | 0 | 1168.977 | 723.889 | -0.01591 | 0.05054 | -0.24001 | 0.13464 | -79.4691 | -226.511 | 0 | 10000 |  | 10000 | 1098.369 | 2632.086 | 1058.795 | 10000 | 2713.821 | 7176.64 | 992.374 | 10000 | 1005.786 | Competitive | Competitive | 1 | TRUE | FALSE | 1 | Non-Competitive | 0.703 | Competitive | -83.9745 | -198.624 | 10000 | 1025.308 | 480 | 1
DAUSLOS5 336T405_1 FROM_TO | DAUSLOS5 | 336T405_1 | 1195 | 2 | 2 | L_FPPYD25_1Y | L_FPPYD15_1Y | FROM_TO | 73521.13 | 73825.74 | -1178.35 | 0 | 1474.782 | 5263.548 | -0.74956 | 0.24847 | -0.74956 | 0.24847 | 967.9977 | -330.354 | 0 | 2253.724 | 4730.384 | 10000 | 5025.551 | 923.272 | 3501.428 | 10000 | 5000 | 4731.987 | 4942.744 | 6427.332 | 4974.04 | Competitive | Competitive | 1 | TRUE | FALSE | 1 | Non-Competitive | 0.758 | Competitive | 807.9952 | -151.813 | 7123.928 | 4970.062 | 1195.11 | 1
DAUSLOS5 336T405_1 TO_FROM | DAUSLOS5 | 336T405_1 | 1195 | 2 | 2 | L_FPPYD25_1Y | L_FPPYD15_1Y | TO_FROM | 73521.13 | 74564.11 | -64.5309 | 0 | 5263.55 | 1463.896 | -0.24847 | 0.74956 | -0.24847 | 0.74956 | 886.3881 | -409.792 | 0 | 4730.384 | 2536.678 | 5025.551 | 10000 | 3501.428 | 1117.582 | 5000 | 10000 | 4942.744 | 5252.035 | 4974.04 | 6699.544 | Competitive | Competitive | 1 | TRUE | FALSE | 1 | Non-Competitive | 0.758 | Competitive | 1027.161 | -400.447 | 4970.062 | 7176.149 | 1195.11 | 1
DAUSLOS5 AUSTRO_AT1H FROM_TO | DAUSLOS5 | AUSTRO_AT1H | 480 | 2 | 2 | L_AUSTRO5_1Y | AUSTRO1_1KV | FROM_TO | 73521.13 | 73431.08 | 191.114 | 0 | 2592.191 | 4829.742 | -0.22531 | 0.023621 | -0.32033 | 0.068446 | 508.8455 | 229.0063 | 0 | 10000 | 4834.829 | 2255.441 | 5273.774 | 1139.368 | 4830.758 | 7751.842 | 9078.116 | 1847.618 | 4878.811 | 3046.708 | 4879.578 | Non-Competitive | Non-Competitive | 0 | TRUE | FALSE | 1 | Non-Competitive | 0.68 | #N/A | #N/A | #N/A | #N/A | #N/A | #N/A | #N/A
DAUSLOS5 AUSTRO_AT1H TO_FROM | DAUSLOS5 | AUSTRO_AT1H | 480 | 2 | 2 | L_AUSTRO5_1Y | AUSTRO1_1KV | TO_FROM | 73521.13 | 82344.57 | -442.523 | 0 | 4829.743 | 2592.19 | -0.02362 | 0.22531 | -0.06845 | 0.32033 | -102.703 | -77.9251 | 5643.83 | 4834.829 | 10000 | 5273.774 | 2349.419 | 4830.758 | 1304.095 | 9078.116 | 7751.842 | 4878.811 | 2023.033 | 4879.578 | 3144.116 | Competitive | Competitive | 1 | TRUE | FALSE | 1 | Non-Competitive | 0.68 | #N/A | #N/A | #N/A | #N/A | #N/A | #N/A | #N/A
DAUSLOS5 AUSTRO_AT2H FROM_TO | DAUSLOS5 | AUSTRO_AT2H | 480 | 2 | 2 | L_AUSTRO5_1Y | AUSTRO2_1KV | FROM_TO | 73521.13 | 73450.95 | 187.291 | 0 | 2595.477 | 4829.742 | -0.2208 | 0.023149 | -0.26612 | 0.067078 | 498.6775 | 224.4299 | 0 | 10000 | 4834.828 | 2255.453 | 5273.774 | 1139.381 | 4830.757 | 7751.85 | 9078.116 | 1847.652 | 4878.807 | 3046.723 | 4879.575 | Non-Competitive | Non-Competitive | 0 | TRUE | FALSE | 1 | Non-Competitive | 0.68 | #N/A | #N/A | #N/A | #N/A | #N/A | #N/A | #N/A
DAUSLOS5 AUSTRO_AT2H TO_FROM | DAUSLOS5 | AUSTRO_AT2H | 480 | 2 | 2 | L_AUSTRO5_1Y | AUSTRO2_1KV | TO_FROM | 73521.13 | 82487.86 | -433.676 | 0 | 4829.743 | 2595.477 | -0.02315 | 0.2208 | -0.06708 | 0.26612 | -100.652 | -76.3682 | 5643.83 | 4834.828 | 10000 | 5273.774 | 2349.435 | 4830.757 | 1304.11 | 9078.116 | 7751.85 | 4878.807 | 2023.068 | 4879.575 | 3144.139 | Competitive | Competitive | 1 | TRUE | FALSE | 1 | Non-Competitive | 0.68 | #N/A | #N/A | #N/A | #N/A | #N/A | #N/A | #N/A
DAUSLOS5 CKT_3122_1 FROM_TO | DAUSLOS5 | CKT_3122_1 | 1150 | 2 | 2 | L_FPPYD25_1Y | HOLMAN | FROM_TO | 73521.13 | 73399.94 | 250.4177 | 0 | 948.906 | 1992.785 | -0.05766 | 0.47622 | -0.38851 | 0.47622 | 1170.616 | -185.756 | 0 | 5488.709 | 2064.098 | 5487.613 | 2064.098 | 3213.802 | 1974.567 | 5366.525 | 2038.774 | 5388.398 | 1911.216 | 5451.778 | 1927.652 | Competitive | Non-Competitive | 0 | TRUE | FALSE | 1 | Non-Competitive | 0.75 | Non-Competitive | 1289.597 | 57.8 | 5227.266 | 2294.673 | 1150 | 1
DAUSLOS5 CKT_3122_1 TO_FROM | DAUSLOS5 | CKT_3122_1 | 1150 | 2 | 2 | L_FPPYD25_1Y | HOLMAN | TO_FROM | 73521.13 | 74333.73 | -1265.18 | 0 | 2102.705 | 963.233 | -0.47622 | 0.057665 | -0.47622 | 0.38851 | 763.6486 | -166.259 | 0 | 1871.425 | 5488.709 | 1871.425 | 5487.613 | 1772.02 | 3559.076 | 1756.954 | 5366.525 | 1677.613 | 5401.777 | 1693.751 | 5451.778 | Competitive | Competitive | 1 | TRUE | FALSE | 1 | Non-Competitive | 0.75 | Competitive | 812.0572 | -137.674 | 2112.584 | 5261.186 | 1150 | 1
DAUSLOS5 FAYETT_6AT2 FROM_TO | DAUSLOS5 | FAYETT_6AT2 | 685 | 2 | 2 | L_FAYETT5_1Y | L_FAYETT8_1Y | FROM_TO | 73521.13 | 73468.96 | 371.1482 | 0 | 1555.621 | 1770.884 | -0.23813 | 0.15166 | -0.49959 | 0.22767 | 711.1286 | 238.7018 | 0 | 5360.873 | 7183.812 | 5360.873 | 10000 | 1221.822 | 3766.992 | 5360.873 | 10000 | 4517.972 | 8804.127 | 5356.641 | 9195.154 | Competitive | Non-Competitive | 0 | TRUE | FALSE | 1 | Non-Competitive | 0.703 | Non-Competitive | 693.1416 | 184.2655 | 5129.653 | 8662.578 | 672 | 1
DAUSLOS5 FAYETT_6AT2 TO_FROM | DAUSLOS5 | FAYETT_6AT2 | 685 | 2 | 2 | L_FAYETT5_1Y | L_FAYETT8_1Y | TO_FROM | 73521.13 | 76788.82 | -948.439 | 0 | 1764.595 | 1581.077 | -0.15166 | 0.23813 | -0.22767 | 0.49959 | -81.5938 | -488.461 | 0 | 7183.812 | 5360.873 | 10000 | 5360.873 | 3766.965 | 1434.88 | 10000 | 5360.873 | 8804.127 | 4635.499 | 9195.154 | 5356.641 | Competitive | Competitive | 1 | TRUE | FALSE | 1 | Non-Competitive | 0.703 | Competitive | 14.8588 | -439.79 | 8662.578 | 5129.653 | 672 | 1
DAUSLOS5 SALEM_AT3 FROM_TO | DAUSLOS5 | SALEM_AT3 | 660 | 2 | 2 | L_SALEM_5_1Y | L_SALEM_8_1Y | FROM_TO | 73521.13 | 73689.34 | 254.8678 | 0 | 1116.326 | 2788.388 | -0.09763 | 0.098781 | -0.41566 | 0.30432 | 590.0827 | 72.7182 | 0 | 5361.082 | 5847.202 | 5361.082 | 10000 | 1035.842 | 2023.29 | 5361.082 | 10000 | 3753.771 | 3924.901 | 5357.054 | 7180.943 | Competitive | Competitive | 1 | TRUE | FALSE | 1 | Non-Competitive | 0.6485 | Competitive | 585.1735 | 25.1786 | 4921.82 | 6832.459 | 672 | 1
DAUSLOS5 SALEM_AT3 TO_FROM | DAUSLOS5 | SALEM_AT3 | 660 | 2 | 2 | L_SALEM_5_1Y | L_SALEM_8_1Y | TO_FROM | 73521.13 | 75670.87 | -723.904 | 0 | 2788.388 | 1121.005 | -0.09878 | 0.097632 | -0.30432 | 0.41566 | -13.9607 | -325.502 | 0 | 5847.202 | 5361.082 | 10000 | 5361.082 | 2023.29 | 1257.892 | 10000 | 5361.082 | 3924.901 | 3977.066 | 7180.943 | 5357.054 | Competitive | Competitive | 1 | TRUE | FALSE | 1 | Non-Competitive | 0.6485 | Competitive | 67.8981 | -288.121 | 6832.459 | 4921.82 | 672 | 1
DAUSSND5 1660__A FROM_TO | DAUSSND5 | 1660__A | 335 | 5 | 5 | RNDRCKWH_T | RNDRCKNE2_8 | FROM_TO | 73521.13 | 75380.03 | -170.955 | 0 | 1283.503 | 1660.469 | -0.01399 | 0.027232 | -0.22766 | 0.66105 | -87.7214 | -77.6594 | 4757.63 | 10000 |  | 4969.213 | 10000 | 4673.824 | 1684.74 | 5000.241 | 10000 | 4971.222 | 3258.217 | 4958.794 | 10000 | Competitive | Competitive | 1 | TRUE | FALSE | 1 | Non-Competitive | 0.672 | Competitive | -35.8264 | -31.2165 | 5100.231 | 2411.495 | 326 | 1
DAUSSND5 1660__A TO_FROM | DAUSSND5 | 1660__A | 335 | 5 | 5 | RNDRCKWH_T | RNDRCKNE2_8 | TO_FROM | 73521.13 | 73692.54 | 64.7027 | 0 | 1780.198 | 1283.503 | -0.02723 | 0.013986 | -0.66105 | 0.22766 | 221.6893 | 117.0415 | 0 |  | 10000 | 10000 | 4969.213 | 1291.612 | 4956.696 | 10000 | 5000.241 | 2412.228 | 5008.166 | 10000 | 4958.794 | Competitive | Competitive | 1 | TRUE | FALSE | 1 | Non-Competitive | 0.672 | Non-Competitive | 415.8679 | 163.3052 | 1858.793 | 5100.231 | 326 | 0
DAUSSND5 1665__A FROM_TO | DAUSSND5 | 1665__A | 335 | 5 | 5 | HUTTOSS1_8 | TAYLOR_W1_8 | FROM_TO | 73521.13 | 73774.43 | -367.827 | 0 | 1039.416 | 2985.722 | -0.14142 | 0.035112 | -0.7092 | 0.10155 | 93.6234 | 70.8606 | 2359.03 | 1843.363 | 8654.259 | 1307.971 | 10000 | 1134.38 | 2847.825 | 1687.838 | 10000 | 1358.953 | 7174.046 | 1420.848 | 9711.106 | Competitive | Competitive | 1 | TRUE | FALSE | 1 | Non-Competitive | 0.656 | Competitive | 26.8487 | 32.7345 | 1424.556 | 9788.382 | 326 | 1
DAUSSND5 1665__A TO_FROM | DAUSSND5 | 1665__A | 335 | 5 | 5 | HUTTOSS1_8 | TAYLOR_W1_8 | TO_FROM | 73521.13 | 68748.99 | -184.294 | 0 | 2985.715 | 1039.416 | -0.03511 | 0.14142 | -0.10155 | 0.7092 | 784.7638 | 99.4474 | 0 | 8654.259 | 2053.115 | 10000 | 1525.736 | 2432.871 | 1311.8 | 10000 | 1867.144 | 6908.651 | 1568.451 | 9711.106 | 1640.644 | Non-Competitive | Non-Competitive | 0 | TRUE | FALSE | 1 | Non-Competitive | 0.656 | Non-Competitive | 687.8725 | 180.9161 | 9788.382 | 1656.96 | 326 | 1
DAUSSND5 1665__B FROM_TO | DAUSSND5 | 1665__B | 335 | 5 | 5 | TAYLOR1_8 | TAYLOR_W1_8 | FROM_TO | 73521.13 | 71895.72 | -173.16 | 0 | 2890.097 | 1083.528 | -0.03496 | 0.14157 | -0.29065 | 0.65395 | 795.9069 | 110.587 | 0 | 8649.177 | 2052.746 | 10000 | 1526.533 | 2411.564 | 1318.689 | 10000 | 1873.219 | 6866.046 | 1572.883 | 9708.186 | 1642.567 | Non-Competitive | Non-Competitive | 0 | TRUE | FALSE | 1 | Non-Competitive | 0.656 | Non-Competitive | 699.0074 | 192.1715 | 9786.109 | 1659.159 | 326 | 1
DAUSSND5 1665__B TO_FROM | DAUSSND5 | 1665__B | 335 | 5 | 5 | TAYLOR1_8 | TAYLOR_W1_8 | TO_FROM | 73521.13 | 73812.94 | -378.983 | 0 | 1083.528 | 2822.65 | -0.14157 | 0.03496 | -0.65395 | 0.29065 | 82.4281 | 60.0838 | 2359.03 | 1843.058 | 8649.177 | 1308.748 | 10000 | 1139.857 | 2825.427 | 1692.889 | 10000 | 1362.885 | 7136.6 | 1422.729 | 9708.186 | Competitive | Competitive | 1 | TRUE | FALSE | 1 | Non-Competitive | 0.656 | Competitive | 15.6154 | 22.0357 | 1426.644 | 9786.109 | 326 | 1
DAUSSND5 211T147_1 FROM_TO | DAUSSND5 | 211T147_1 | 478 | 5 | 5 | L_MCNEIL8_1Y | L_GILLCR8_1Y | FROM_TO | 73521.13 | 75154.16 | -878.368 | 0 | 1054.995 | 1366.86 | -0.06036 | 0.15223 | -0.26037 | 0.18805 | 94.7933 | 68.3276 | 2359.03 | 2072.687 | 2058.179 | 4943.688 | 2058.179 | 1482.501 | 1992.954 | 5813.221 | 2048.259 | 3801.847 | 2231.122 | 4087.567 | 2266.054 | Competitive | Competitive | 1 | TRUE | FALSE | 1 | Non-Competitive | 0.6485 | Competitive | 87.2584 | 100.3192 | 3868.402 | 2199.404 | 478 | 1
DAUSSND5 211T147_1 TO_FROM | DAUSSND5 | 211T147_1 | 478 | 5 | 5 | L_MCNEIL8_1Y | L_GILLCR8_1Y | TO_FROM | 73521.13 | 68178.95 | -255.434 | 0 | 1350.096 | 1054.996 | -0.15223 | 0.060361 | -0.18805 | 0.26037 | 1408.544 | 356.4738 | 0 | 1517.789 | 2384.361 | 1517.789 | 4943.688 | 1479.394 | 1695.957 | 1513.711 | 5813.221 | 1661.848 | 4051.021 | 1682.808 | 4331.467 | Competitive | Non-Competitive | 0 | TRUE | FALSE | 1 | Non-Competitive | 0.6485 | Non-Competitive | 1340.048 | 401.2378 | 1709.469 | 4138.456 | 478 | 1
DAUSSND5 270__A FROM_TO | DAUSSND5 | 270__A | 1912 | 5 | 5 | TEMP_SS__5 | SALADOSS_5 | FROM_TO | 73521.13 | 69966.98 | -1780.46 | 0 | 2301.583 | 1016.815 | -0.15797 | 0.19797 | -0.4334 | 0.30706 | 2802.864 | 1033.481 | 0 | 1802.39 | 1256.194 | 1932.822 | 1519.284 | 1687.549 | 1245.416 | 2246.733 | 1519.284 | 1809.234 | 1498.749 | 1828.289 | 1499.93 | Competitive | Competitive | 0 | TRUE | TRUE | 1 | Competitive | 0.711 | Competitive | 2914.606 | 1098.93 | 2063.012 | 1575.803 | 1912 | 1
DAUSSND5 270__A TO_FROM | DAUSSND5 | 270__A | 1912 | 5 | 5 | TEMP_SS__5 | SALADOSS_5 | TO_FROM | 73521.13 | 74104.81 | -1856.96 | 0 | 1016.815 | 2553.811 | -0.19797 | 0.15797 | -0.30706 | 0.4334 | 1749.208 | -135.081 | 0 | 973.594 | 1887.361 | 1264.642 | 2012.826 | 965.352 | 1763.684 | 1299.427 | 2246.733 | 1232.097 | 1879.985 | 1233.062 | 1900.322 | Competitive | Competitive | 1 | TRUE | TRUE | 1 | Competitive | 0.711 | Competitive | 965.8383 | 60.8165 | 1352.497 | 2075.34 | 1912 | 1
DAUSSND5 SEA_AAT1 FROM_TO | DAUSSND5 | SEA_AAT1 | 60 | 5 | 5 | SEATON9 | SEATON8 | FROM_TO | 73521.13 | 74996.12 | -43.1632 | 0 | 2545.41 | 1032.042 | -0.00312 | 0.010506 | -0.0491 | 0.58966 | -12.6329 | -15.5132 | 4697.63 |  |  | 8367.067 | 2102.142 | 1637.301 | 1688.746 | 8367.067 | 4579.84 | 7214.883 | 2394.729 | 8751.579 | 3002.91 | Competitive | Competitive | 1 | FALSE | FALSE | 1 | Non-Competitive | 0.719 | Competitive | -13.1184 | -14.7982 | 8759.103 | 4483.539 | 60 | 1
DAUSSND5 SEA_AAT1 TO_FROM | DAUSSND5 | SEA_AAT1 | 60 | 5 | 5 | SEATON9 | SEATON8 | TO_FROM | 73521.13 | 73531.94 | 17.4421 | 0 | 775.057 | 2545.41 | -0.01051 | 0.00312 | -0.58966 | 0.0491 | 53.3461 | 16.3537 | 0 |  |  | 974.164 | 8367.067 | 1172.449 | 1669.196 | 3347.271 | 8367.067 | 1513.305 | 7224.753 | 1507.055 | 8751.579 | Competitive | Competitive | 1 | FALSE | FALSE | 1 | Non-Competitive | 0.719 | Competitive | 50.4673 | 18.3729 | 2356.585 | 8759.103 | 60 | 1
DAUSSND5 SNDSW_MR1L FROM_TO | DAUSSND5 | SNDSW_MR1L | 750 | 5 | 5 | SAND_TXU_8 | SNDSW1_1 | FROM_TO | 73521.13 | 73218.46 | -741 | 0 | 1096.562 | 1956.79 | -0.06015 | 0.52575 | -0.48897 | 0.52575 | 804.203 | 57.5007 | 2359.03 | 2727.314 | 1932.477 | 10000 | 1932.477 | 2470.322 | 1789.927 | 10000 | 2835.198 | 8553.123 | 1909.926 | 8602.221 | 1976.411 | Competitive | Non-Competitive | 0 | TRUE | FALSE | 1 | Non-Competitive | 0.805 | #N/A | #N/A | #N/A | #N/A | #N/A | #N/A | #N/A
DAUSSND5 SNDSW_MR1L TO_FROM | DAUSSND5 | SNDSW_MR1L | 750 | 5 | 5 | SAND_TXU_8 | SNDSW1_1 | TO_FROM | 73521.13 | 72731.25 | -942.827 | 0 | 2116.547 | 1087.019 | -0.52575 | 0.060155 | -0.52575 | 0.48897 | 1157.658 | 100.8246 | 0 | 1689.131 | 3019.788 | 1689.131 | 10000 | 1435.168 | 2753.201 | 2835.198 | 10000 | 1619.248 | 8667.335 | 1777.581 | 8709.465 | Competitive | Non-Competitive | 0 | TRUE | FALSE | 1 | Non-Competitive | 0.805 | #N/A | #N/A | #N/A | #N/A | #N/A | #N/A | #N/A
DBALDEE8 N4_X3_1 FROM_TO | DBALDEE8 | N4_X3_1 | 478 | 0 | 0 | JT_DEELY | STREICH | FROM_TO | 73521.13 | 73849.98 | 200.0372 | 0 | 1103.682 | 7152.348 | -0.54677 | 0.22991 | -0.60307 | 0.22991 | 279.6049 | 67.4783 | 0 | 10000 | 9160.472 | 10000 | 10000 | 5979.432 | 8120.258 | 10000 | 10000 | 9965.305 | 9922.597 | 10000 | 9934.682 | Competitive | Competitive | 1 | TRUE | FALSE | 1 | Non-Competitive | 0.9765 | Competitive | 336.5278 | 73.6662 | 10000 | 9895.414 | 478 | 1
DBALDEE8 N4_X3_1 TO_FROM | DBALDEE8 | N4_X3_1 | 478 | 0 | 0 | JT_DEELY | STREICH | TO_FROM | 73521.13 | 74428.09 | -487.032 | 0 | 7152.333 | 1135.43 | -0.22991 | 0.54677 | -0.22991 | 0.60308 | 269.6606 | -108.741 | 0 | 9108.542 | 10000 | 10000 | 10000 | 7168.942 | 6042.02 | 10000 | 10000 | 9906.091 | 9965.808 | 9932.166 | 10000 | Competitive | Competitive | 1 | TRUE | FALSE | 1 | Non-Competitive | 0.9765 | Competitive | 258.432 | -117.329 | 9890.666 | 10000 | 478 | 1
DBBSRCH5 TRSES_MR6H FROM_TO | DBBSRCH5 | TRSES_MR6H | 348 | 2 | 2 | TRINDAD1_5 | TRSES6_1 | FROM_TO | 73521.13 | 73611.6 | 14.727 | 0 | 1930.302 | 10000 | -0.66496 | 0.15222 | -0.66496 | 0.15222 | 287.8394 | 34.8724 | 0 | 4715.922 | 6800.191 | 10000 | 10000 | 2267.706 | 6727.149 | 10000 | 10000 | 7195.92 | 9648.792 | 7643.954 | 9649.356 | Competitive | Competitive | 1 | TRUE | FALSE | 1 | Non-Competitive | 1.3905 | #N/A | #N/A | #N/A | #N/A | #N/A | #N/A | #N/A
DBBSRCH5 TRSES_MR6H TO_FROM | DBBSRCH5 | TRSES_MR6H | 348 | 2 | 2 | TRINDAD1_5 | TRSES6_1 | TO_FROM | 73521.13 | 74865.43 | -202.675 | 0 | 10000 | 2006.572 | -0.15222 | 0.66497 | -0.15222 | 0.66497 | 133.2242 | -181.793 | 0 | 6800.191 | 4715.922 | 10000 | 10000 | 6727.149 | 2545.44 | 10000 | 10000 | 9648.792 | 7227.264 | 9649.356 | 7643.954 | Competitive | Competitive | 1 | TRUE | FALSE | 1 | Non-Competitive | 1.3905 | #N/A | #N/A | #N/A | #N/A | #N/A | #N/A | #N/A
DBBSVEN5 21__A FROM_TO | DBBSVEN5 | 21__A | 1098 | 4 | 4 | TRINDAD1_5 | RICHLND2_5 | FROM_TO | 73521.13 | 73566.32 | -2060.32 | 0 | 2151.62 | 2094.188 | -0.30257 | 0.36561 | -0.30257 | 0.45797 | 1030.108 | -885.417 | 0 | 1969.939 | 1415.344 | 9078.134 | 5002.322 | 1969.939 | 1404.584 | 10000 | 5002.322 | 3420.396 | 2344.604 | 3420.396 | 2347.228 | Competitive | Competitive | 1 | TRUE | FALSE | 1 | Non-Competitive | 1.0625 | Competitive | 693.5883 | -895.181 | 4281.23 | 2062.333 | 1072 | 1
DBBSVEN5 21__A TO_FROM | DBBSVEN5 | 21__A | 1098 | 4 | 4 | TRINDAD1_5 | RICHLND2_5 | TO_FROM | 73521.13 | 70649.39 | 107.1132 | 0 | 2107.884 | 2151.621 | -0.36561 | 0.30257 | -0.45796 | 0.30257 | 2052.577 | 1191.361 | 2359.03 | 1314.389 | 2504.569 | 5002.322 | 9078.134 | 1304.397 | 2504.569 | 5002.322 | 10000 | 2258.246 | 3875.978 | 2260.847 | 3875.978 | Non-Competitive | Non-Competitive | 0 | TRUE | FALSE | 0 | Non-Competitive | 1.0625 | Non-Competitive | 1995.108 | 1198.374 | 1914.538 | 4421.675 | 1072 | 1
DBBSVEN5 230__A FROM_TO | DBBSVEN5 | 230__A | 1065 | 4 | 4 | JEWETT_S5 | RAT_SNAKE_5 | FROM_TO | 73521.13 | 71459.98 | -806.244 | 0 | 2154.842 | 1045.444 | -0.22259 | 0.10972 | -0.23759 | 0.18213 | 1398.849 | 228.041 | 0 | 1985.407 | 1406.594 | 2391.455 | 9647.177 | 1978.075 | 1107.44 | 2256.77 | 10000 | 2270.765 | 3570.571 | 2271.134 | 3856.07 | Competitive | Non-Competitive | 0 | TRUE | FALSE | 1 | Non-Competitive | 1.203 | Non-Competitive | 1257.197 | 292.654 | 2240.7 | 4353.246 | 1072 | 1
DBBSVEN5 230__A TO_FROM | DBBSVEN5 | 230__A | 1065 | 4 | 4 | JEWETT_S5 | RAT_SNAKE_5 | TO_FROM | 73521.13 | 74447.4 | -898.301 | 0 | 1045.444 | 2182.251 | -0.10972 | 0.22259 | -0.18213 | 0.23759 | 918.4607 | -369.119 | 0 | 875.687 | 2028.916 | 9647.177 | 2391.455 | 764.438 | 2021.118 | 10000 | 2256.77 | 2515.113 | 2291.952 | 2678.186 | 2292.328 | Competitive | Competitive | 1 | TRUE | FALSE | 1 | Non-Competitive | 1.203 | Competitive | 650.4435 | -250.645 | 3276.199 | 2370.806 | 1072 | 1
DBBSVEN5 510__A FROM_TO | DBBSVEN5 | 510__A | 1065 | 4 | 4 | WATMLL_W5 | TRINDAD1_5 | FROM_TO | 73521.13 | 75979.84 | -1404.96 | 0 | 1056.591 | 2295.465 | -0.25366 | 0.058101 | -0.32223 | 0.083719 | 310.5986 | -530.36 | 0 | 1125 | 2049.412 | 1125 | 5022.401 | 1122.653 | 1633.971 | 1188.423 | 5627.461 | 1210.446 | 3051.671 | 1210.909 | 3247.894 | Competitive | Competitive | 1 | TRUE | FALSE | 1 | Non-Competitive | 0.8515 | Competitive | 131.3335 | -352.017 | 1377.245 | 3388.735 | 1072 | 1
DBBSVEN5 510__A TO_FROM | DBBSVEN5 | 510__A | 1065 | 4 | 4 | WATMLL_W5 | TRINDAD1_5 | TO_FROM | 73521.13 | 61394.12 | -68.744 | 0 | 2455.186 | 1013.159 | -0.0581 | 0.25366 | -0.08372 | 0.32223 | 1675.009 | 713.8314 | 2359.03 | 1998.177 | 1580.925 | 5022.401 | 1580.925 | 1541.6 | 1575.121 | 5627.461 | 1580.925 | 2990.007 | 1610.458 | 3216.851 | 1611.873 | Competitive | Non-Competitive | 0 | TRUE | FALSE | 1 | Non-Competitive | 0.8515 | Non-Competitive | 1383.634 | 589.1251 | 3295.753 | 1621.941 | 1072 | 1
DBBSVEN5 520__A FROM_TO | DBBSVEN5 | 520__A | 1065 | 4 | 4 | TRICRN1_5 | TRINDAD2_5 | FROM_TO | 73521.13 | 75655.43 | -1831.16 | 0 | 1133.498 | 2090.945 | -0.20201 | 0.083943 | -0.346 | 0.14633 | 365.1802 | -1010.41 | 0 | 1256.576 | 1432.299 | 1284.842 | 3682.029 | 1256.308 | 1381.884 | 1695.767 | 5002.163 | 1523.951 | 2120.746 | 1524.051 | 2145.457 | Competitive | Competitive | 1 | TRUE | FALSE | 1 | Non-Competitive | 1 | Competitive | 125.6159 | -877.833 | 1853.532 | 1832.097 | 1072 | 1
DBBSVEN5 520__A TO_FROM | DBBSVEN5 | 520__A | 1065 | 4 | 4 | TRICRN1_5 | TRINDAD2_5 | TO_FROM | 73521.13 | 65688.04 | -3.7572 | 0 | 2090.945 | 1133.498 | -0.08394 | 0.20201 | -0.14633 | 0.346 | 1855.742 | 860.4248 | 2359.03 | 1338.531 | 1643.206 | 3682.029 | 1652.552 | 1292.984 | 1642.74 | 5002.163 | 1836.173 | 2050.803 | 1836.813 | 2074.343 | 1836.956 | Competitive | Competitive | 0 | TRUE | TRUE | 1 | Competitive | 1 | Competitive | 1647.068 | 801.7733 | 1708.969 | 1974.138 | 1072 | 1
DBCESND5 AUSTRO_AT1H FROM_TO | DBCESND5 | AUSTRO_AT1H | 480 | 2 | 2 | L_AUSTRO5_1Y | AUSTRO1_1KV | FROM_TO | 73521.13 | 73134.72 | 176.4101 | 0 | 2121.681 | 4829.501 | -0.22592 | 0.028287 | -0.31994 | 0.06458 | 603.6272 | 292.1319 | 0 | 3545.394 | 4862.512 | 1344.676 | 5348.129 | 1070.541 | 4486.371 | 3199.353 | 9077.754 | 1197.154 | 4991.106 | 1355.75 | 5000.742 | Non-Competitive | Non-Competitive | 0 | TRUE | FALSE | 1 | Non-Competitive | 0.891 | #N/A | #N/A | #N/A | #N/A | #N/A | #N/A | #N/A
DBCESND5 AUSTRO_AT1H TO_FROM | DBCESND5 | AUSTRO_AT1H | 480 | 2 | 2 | L_AUSTRO5_1Y | AUSTRO1_1KV | TO_FROM | 73521.13 | 82459.56 | -625.845 | 0 | 4829.501 | 2121.681 | -0.02829 | 0.22592 | -0.06458 | 0.31994 | -17.6629 | -392.173 | 0 | 4862.512 | 3545.394 | 5348.129 | 1403.23 | 3917.216 | 1147.324 | 9077.754 | 3199.353 | 4971.352 | 1261.887 | 5000.742 | 1403.993 | Competitive | Competitive | 1 | TRUE | FALSE | 1 | Non-Competitive | 0.891 | #N/A | #N/A | #N/A | #N/A | #N/A | #N/A | #N/A
DBNBSYC5 6120__C FROM_TO | DBNBSYC5 | 6120__C | 213 | 2 | 2 | EDGECLF2_8 | ROGERS2_8 | FROM_TO | 73521.13 | 73181.73 | -183.763 | 0 | 962.056 | 1719.282 | -0.0337 | 0.038979 | -0.30573 | 0.51889 | 306.0992 | -100.487 | 0 | 1322.543 | 10000 | 1060.657 | 7752.797 | 1082.302 | 1230.188 | 1323.616 | 10000 | 1152.4 | 3976.911 | 1139.909 | 9070.271 | Competitive | Non-Competitive | 0 | TRUE | FALSE | 1 | Non-Competitive | 1.1095 | Competitive | 205.9216 | -65.8979 | 1960.649 | 10000 | 214 | 0
DBNBSYC5 6120__C TO_FROM | DBNBSYC5 | 6120__C | 213 | 2 | 2 | EDGECLF2_8 | ROGERS2_8 | TO_FROM | 73521.13 | 73390.15 | -269.089 | 0 | 1719.282 | 930.576 | -0.03898 | 0.033704 | -0.51889 | 0.30573 | 281.0559 | -0.65377 | 1695.03 | 10000 | 2165.567 | 7752.797 | 2157.769 | 1183.578 | 2169.047 | 10000 | 2316.058 | 3937.755 | 2108.774 | 9070.271 | 2098.766 | Competitive | Non-Competitive | 0 | TRUE | FALSE | 1 | Non-Competitive | 1.1095 | Non-Competitive | 241.3137 | 6.8884 | 10000 | 2615.773 | 214 | 1
DBRAVAL8 E1_M1_1 FROM_TO | DBRAVAL8 | E1_M1_1 | 214 | 0 | 0 | FIVE_PTS | WSTSIDE | FROM_TO | 73521.13 | 73853.56 | 43.7507 | 0 | 1120.56 | 744.596 | -0.05352 | 0.099154 | -0.30252 | 0.4478 | 112.9523 | -4.2114 | 0 | 10000 | 10000 | 10000 | 10000 | 8750.844 | 5649.197 | 10000 | 10000 | 9978.954 | 9286.637 | 10000 | 10000 | Competitive | Competitive | 1 | TRUE | FALSE | 1 | Non-Competitive | 0.93 | Competitive | 212.7921 | 4.9705 | 10000 | 8976.931 | 213 | 1
DBRAVAL8 E1_M1_1 TO_FROM | DBRAVAL8 | E1_M1_1 | 214 | 0 | 0 | FIVE_PTS | WSTSIDE | TO_FROM | 73521.13 | 73729.38 | -199.719 | 0 | 744.596 | 1120.56 | -0.09915 | 0.053521 | -0.4478 | 0.30252 | 120.7449 | -18.4259 | 0 | 10000 | 10000 | 10000 | 10000 | 4247.563 | 8775.381 | 10000 | 10000 | 8877.607 | 9979.017 | 10000 | 10000 | Competitive | Competitive | 1 | TRUE | FALSE | 1 | Non-Competitive | 0.93 | Competitive | 132.5521 | -36.4523 | 8976.931 | 10000 | 213 | 1
DB_DAIR8 ALAZAN_B_DAVI1_1 FROM_TO | DB_DAIR8 | ALAZAN_B_DAVI1_1 | 876 | 3 | 3 | B_DAVIS4A | ALAZAN4A | FROM_TO | 73521.13 | 75478.28 | -129.177 | 0 | 1435.37 | 1304.489 | -0.11969 | 0.41589 | -0.35963 | 0.41589 | 173.7818 | -86.7269 | 0 | 4027.792 | 4669.277 | 10000 | 5783.235 | 3881.168 | 803.16 | 10000 | 10000 | 7944.325 | 5453.567 | 7951.937 | 7180.064 | Competitive | Competitive | 1 | TRUE | FALSE | 1 | Non-Competitive | 1.023 | #N/A | #N/A | #N/A | #N/A | #N/A | #N/A | #N/A
DB_DAIR8 ALAZAN_B_DAVI1_1 TO_FROM | DB_DAIR8 | ALAZAN_B_DAVI1_1 | 876 | 3 | 3 | B_DAVIS4A | ALAZAN4A | TO_FROM | 73521.13 | 75304.01 | -169.913 | 0 | 1108.376 | 1474.531 | -0.41588 | 0.11968 | -0.41588 | 0.35963 | 133.2434 | -18.2656 | 0 | 1849.373 | 4584.61 | 2279.029 | 10000 | 596.211 | 4406.435 | 10000 | 10000 | 1761.883 | 8100.895 | 1939.335 | 8108.734 | Competitive | Competitive | 1 | TRUE | FALSE | 1 | Non-Competitive | 1.023 | #N/A | #N/A | #N/A | #N/A | #N/A | #N/A | #N/A
DB_DAIR8 N_SHARPE_PS1 FROM_TO | DB_DAIR8 | N_SHARPE_PS1 | 222 | 3 | 3 | N_SHARPE4A | N_SHARPE4B | FROM_TO | 73521.13 | 94738.8 | 0 | 0 | 0 | 0 | 0 | 0 | 0 | 0 | 0 | 0 | 0 | [10 empty] | 0 | 0 | Competitive | Competitive | 1 | FALSE | TRUE | 1 | Non-Competitive | 0.969 | Competitive | 0 | 0 | 0 | 0 | 222 | 1
DB_DAIR8 N_SHARPE_PS1 TO_FROM | DB_DAIR8 | N_SHARPE_PS1 | 222 | 3 | 3 | N_SHARPE4A | N_SHARPE4B | TO_FROM | 73521.13 | 94738.8 | 0 | 0 | 0 | 0 | 0 | 0 | 0 | 0 | 0 | 0 | 0 | [10 empty] | 0 | 0 | Competitive | Competitive | 1 | FALSE | TRUE | 1 | Non-Competitive | 0.969 | Competitive | 0 | 0 | 0 | 0 | 222 | 1
DCAGBRA5 M3_G2_1 FROM_TO | DCAGBRA5 | M3_G2_1 | 296 | 2 | 2 | HAMWOLF | MED_CTR | FROM_TO | 73521.13 | 74413.89 | -226.488 | 0 | 811.094 | 1429.402 | -0.0108 | 0.051063 | -0.38314 | 0.504 | -60.3431 | -232.56 | 0 | 10000 |  | 7790.78 | 1480.486 | 6724.528 | 933.594 | 10000 | 3924.646 | 8281.915 | 1034.927 | 8742.308 | 1554.515 | Competitive | Competitive | 1 | TRUE | FALSE | 1 | Non-Competitive | 0.703 | Competitive | -59.7518 | -214.951 | 7563.897 | 2795.377 | 289 | 1
DCAGBRA5 M3_G2_1 TO_FROM | DCAGBRA5 | M3_G2_1 | 296 | 2 | 2 | HAMWOLF | MED_CTR | TO_FROM | 73521.13 | 73607.07 | 138.1908 | 0 | 1367.521 | 811.094 | -0.05106 | 0.010801 | -0.504 | 0.38314 | 252.1067 | 186.2461 | 0 |  | 10000 | 1338.916 | 10000 | 836.463 | 8582.598 | 3924.646 | 10000 | 957.361 | 9454.04 | 1436.943 | 10000 | Competitive | Competitive | 1 | TRUE | FALSE | 1 | Non-Competitive | 0.703 | Competitive | 234.6509 | 174.2875 | 2694.772 | 9168.274 | 289 | 1
DCAGBRA5 N5_P4_1 FROM_TO | DCAGBRA5 | N5_P4_1 | 1195 | 2 | 2 | SKYLINE_5 | SPRUCE | FROM_TO | 73521.13 | 74415.01 | -769.438 | 0 | 1558.831 | 3082.061 | -0.39136 | 0.042474 | -0.39136 | 0.059167 | 846.6956 | -118.078 | 0 | 2775.535 | 3767.987 | 2021.189 | 10000 | 942.974 | 3338.528 | 2846.557 | 10000 | 1411.564 | 7352.555 | 2759.015 | 7378.734 | Competitive | Competitive | 1 | TRUE | FALSE | 1 | Non-Competitive | 0.6955 | Competitive | 823.0005 | -87.6384 | 2705.162 | 7421.051 | 1195 | 1
DCAGBRA5 N5_P4_1 TO_FROM | DCAGBRA5 | N5_P4_1 | 1195 | 2 | 2 | SKYLINE_5 | SPRUCE | TO_FROM | 73521.13 | 83805.37 | -191.722 | 0 | 3082.036 | 1631.13 | -0.04247 | 0.39137 | -0.05917 | 0.39137 | 703.7283 | -379.362 | 0 | 3110.402 | 3356.268 | 10000 | 2346.391 | 2780.799 | 1115.973 | 10000 | 3454.819 | 6680.793 | 1694.656 | 6705.061 | 3272.011 | Competitive | Competitive | 1 | TRUE | FALSE | 1 | Non-Competitive | 0.6955 | Competitive | 676.6698 | -377.105 | 6807.169 | 3201.51 | 1195 | 1
DCAGBRA5 N5_P4_2_1 FROM_TO | DCAGBRA5 | N5_P4_2_1 | 1195 | 2 | 2 | SKYLINE_5 | SPRUCE | FROM_TO | 73521.13 | 74415.01 | -769.438 | 0 | 1558.831 | 3082.061 | -0.39136 | 0.042474 | -0.39136 | 0.059167 | 846.6956 | -118.078 | 0 | 2775.535 | 3767.987 | 2021.189 | 10000 | 942.974 | 3338.528 | 2846.557 | 10000 | 1411.564 | 7352.555 | 2759.015 | 7378.734 | Competitive | Competitive | 1 | TRUE | FALSE | 1 | Non-Competitive | 0.711 | Competitive | 823.0005 | -87.6384 | 2705.162 | 7421.051 | 1195 | 1
DCAGBRA5 N5_P4_2_1 TO_FROM | DCAGBRA5 | N5_P4_2_1 | 1195 | 2 | 2 | SKYLINE_5 | SPRUCE | TO_FROM | 73521.13 | 83805.37 | -191.722 | 0 | 3082.036 | 1631.13 | -0.04247 | 0.39137 | -0.05917 | 0.39137 | 703.7283 | -379.362 | 0 | 3110.402 | 3356.268 | 10000 | 2346.391 | 2780.799 | 1115.973 | 10000 | 3454.819 | 6680.793 | 1694.656 | 6705.061 | 3272.011 | Competitive | Competitive | 1 | TRUE | FALSE | 1 | Non-Competitive | 0.711 | Competitive | 676.6698 | -377.105 | 6807.169 | 3201.51 | 1195 | 1
DCALCAG5 N5_P4_2_1 FROM_TO | DCALCAG5 | N5_P4_2_1 | 1195 | 2 | 2 | SKYLINE_5 | SPRUCE | FROM_TO | 73521.13 | 74415.01 | -769.438 | 0 | 1558.831 | 3082.061 | -0.39136 | 0.042474 | -0.39136 | 0.059167 | 846.6956 | -118.078 | 0 | 2775.535 | 3767.987 | 2021.189 | 10000 | 942.974 | 3338.528 | 2846.557 | 10000 | 1411.564 | 7352.555 | 2759.015 | 7378.734 | Competitive | Competitive | 1 | TRUE | FALSE | 1 | Non-Competitive | 0.719 | Competitive | 823.0005 | -87.6384 | 2705.162 | 7421.051 | 1195 | 1
DCALCAG5 N5_P4_2_1 TO_FROM | DCALCAG5 | N5_P4_2_1 | 1195 | 2 | 2 | SKYLINE_5 | SPRUCE | TO_FROM | 73521.13 | 83805.37 | -191.722 | 0 | 3082.036 | 1631.13 | -0.04247 | 0.39137 | -0.05917 | 0.39137 | 703.7283 | -379.362 | 0 | 3110.402 | 3356.268 | 10000 | 2346.391 | 2780.799 | 1115.973 | 10000 | 3454.819 | 6680.793 | 1694.656 | 6705.061 | 3272.011 | Competitive | Competitive | 1 | TRUE | FALSE | 1 | Non-Competitive | 0.719 | Competitive | 676.6698 | -377.105 | 6807.169 | 3201.51 | 1195 | 1
DCHB_KG5 CBYRNG87_A FROM_TO | DCHB_KG5 | CBYRNG87_A | 526 | 2 | 2 | CEDARP__138B | STRANG__138X | FROM_TO | 73521.13 | 72997.68 | -75.1387 | 0 | 1548.042 | 2070.32 | -0.19566 | 0.20499 | -0.40785 | 0.21875 | 739.4883 | -68.3404 | 0 | 3855.021 | 4052.482 | 3985.529 | 6028.302 | 3120.046 | 4042.863 | 4466.257 | 6171.721 | 4510.941 | 5529.473 | 4548.778 | 5529.158 | Non-Competitive | Non-Competitive | 0 | TRUE | FALSE | 1 | Non-Competitive | 0.6875 | Non-Competitive | 740.0301 | -64.0636 | 4592.066 | 5519.366 | 526 | 1
DCHB_KG5 CBYRNG87_A TO_FROM | DCHB_KG5 | CBYRNG87_A | 526 | 2 | 2 | CEDARP__138B | STRANG__138X | TO_FROM | 73521.13 | 74793.27 | -410.615 | 0 | 2018.689 | 1504.788 | -0.20499 | 0.19566 | -0.21875 | 0.40785 | 234.3649 | -275.488 | 1371.83 | 4052.482 | 3855.021 | 6028.302 | 3985.529 | 4042.863 | 3209.129 | 6171.721 | 4466.257 | 5529.473 | 4512.364 | 5529.158 | 4548.778 | Competitive | Competitive | 1 | TRUE | FALSE | 1 | Non-Competitive | 0.6875 | Competitive | 239.7833 | -264.253 | 5519.366 | 4592.066 | 526 | 1
DCHB_KG5 CTRPHR97_A FROM_TO | DCHB_KG5 | CTRPHR97_A | 1435 | 2 | 2 | CENTER__345A | P_H_R___345E | FROM_TO | 73521.13 | 65774.81 | -1128.14 | 0 | 3820.359 | 891.17 | -0.09808 | 0.63054 | -0.13809 | 0.63054 | 2225.241 | 7.1123 | 0 | 3607.262 | 1225.392 | 4267.992 | 1714.841 | 3591.944 | 870.401 | 5559.356 | 7231.913 | 4723.516 | 1172.267 | 4724.183 | 1592.926 | Non-Competitive | Non-Competitive | 0 | TRUE | FALSE | 1 | Non-Competitive | 0.7735 | Non-Competitive | 2189.055 | 436.6983 | 4769.373 | 1781.423 | 1450 | 1
DCHB_KG5 CTRPHR97_A TO_FROM | DCHB_KG5 | CTRPHR97_A | 1435 | 2 | 2 | CENTER__345A | P_H_R___345E | TO_FROM | 73521.13 | 74059.76 | -911.413 | 0 | 891.17 | 3820.364 | -0.63054 | 0.098079 | -0.63054 | 0.13809 | 1092.654 | -869.792 | 0 | 1016.416 | 3607.262 | 1501.772 | 4267.992 | 745.735 | 3591.944 | 7231.913 | 5559.356 | 1015.096 | 4723.516 | 1374.355 | 4724.183 | Competitive | Competitive | 1 | TRUE | FALSE | 1 | Non-Competitive | 0.7735 | Competitive | 1034.979 | -829.824 | 1647.98 | 4769.373 | 1450 | 1
DCHB_KG5 EXNLH_03_A FROM_TO | DCHB_KG5 | EXNLH_03_A | 377 | 2 | 2 | EXXON___138A | LYNCH___138A | FROM_TO | 73521.13 | 72839.62 | -373.027 | 0 | 1621.169 | 1701.837 | -0.08761 | 0.30218 | -0.45804 | 0.30218 | 669.8445 | -314.844 | 0 | 3336.112 | 2213.937 | 3767.414 | 2747.559 | 3187.072 | 961.991 | 5639.837 | 3171.817 | 3965.413 | 2052.102 | 3975.912 | 2597.011 | Competitive | Non-Competitive | 0 | TRUE | FALSE | 1 | Non-Competitive | 0.664 | Non-Competitive | 645.7138 | -308.516 | 3871.899 | 2792.598 | 384 | 1
DCHB_KG5 EXNLH_03_A TO_FROM | DCHB_KG5 | EXNLH_03_A | 377 | 2 | 2 | EXXON___138A | LYNCH___138A | TO_FROM | 73521.13 | 73420.82 | -347.85 | 0 | 1806.016 | 1621.168 | -0.30218 | 0.087605 | -0.30218 | 0.45804 | 407.3795 | -419.112 | 0 | 2213.937 | 3336.112 | 2747.559 | 3767.414 | 839.918 | 3197.739 | 3171.817 | 5639.837 | 1989.617 | 3965.536 | 2597.011 | 3975.912 | Competitive | Non-Competitive | 0 | TRUE | FALSE | 1 | Non-Competitive | 0.664 | Non-Competitive | 413.9313 | -415.93 | 2792.598 | 3871.899 | 384 | 1
DCICME58 E3_S1_1 FROM_TO | DCICME58 | E3_S1_1 | 287 | 0 | 0 | HOWARD | SOMERSET | FROM_TO | 73521.13 | 73611.75 | -9.0819 | 0 | 1180.063 | 461.426 | -0.10861 | 0.07033 | -0.62775 | 0.13274 | 230.0796 | 48.0646 | 0 | 10000 | 7867.066 | 10000 | 10000 | 3749.108 | 3478.556 | 10000 | 10000 | 9376.546 | 8884.444 | 10000 | 9384.46 | Competitive | Competitive | 1 | TRUE | FALSE | 1 | Non-Competitive | 0.6715 | Competitive | 246.0455 | 42.3423 | 10000 | 9311.797 | 285 | 1
DCICME58 E3_S1_1 TO_FROM | DCICME58 | E3_S1_1 | 287 | 0 | 0 | HOWARD | SOMERSET | TO_FROM | 73521.13 | 75278.73 | -140.321 | 0 | 494.836 | 1279.946 | -0.07033 | 0.10861 | -0.13274 | 0.62775 | 55.0617 | -96.0525 | 0 | 6483.624 | 10000 | 9008.694 | 10000 | 1563.675 | 3877.685 | 8902.931 | 10000 | 7219.676 | 9402.585 | 8558.152 | 10000 | Competitive | Competitive | 1 | TRUE | FALSE | 1 | Non-Competitive | 0.6715 | Competitive | 89.3001 | -88.8865 | 7763.439 | 10000 | 285 | 1
DCLEZOR5 MARION_4AT2 FROM_TO | DCLEZOR5 | MARION_4AT2 | 478 | 2 | 2 | L_MARION5_1Y | L_MARION8_1Y | FROM_TO | 73521.13 | 73494.76 | -6.3406 | 0 | 928.635 | 1219.346 | -0.02593 | 0.069309 | -0.38547 | 0.069309 | 481.5808 | 83.6973 | 0 | 1445.224 | 10000 | 1567.638 | 2295.255 | 904.017 | 1334.402 | 2768.693 | 3307.047 | 1779.638 | 2149.471 | 2415.576 | 2646.504 | Competitive | Non-Competitive | 0 | TRUE | FALSE | 1 | Non-Competitive | 0.7105 | Competitive | 449.9342 | 79.2988 | 2351.191 | 2938.368 | 477 | 0
DCLEZOR5 MARION_4AT2 TO_FROM | DCLEZOR5 | MARION_4AT2 | 478 | 2 | 2 | L_MARION5_1Y | L_MARION8_1Y | TO_FROM | 73521.13 | 78988.71 | -499.003 | 0 | 1219.345 | 850.035 | -0.06931 | 0.025932 | -0.06931 | 0.38547 | 137.6727 | -329.36 | 0 | 10000 | 1736.428 | 2295.255 | 1909.465 | 1160.326 | 1022.04 | 3307.047 | 2871.961 | 2041.401 | 2046.373 | 2646.504 | 2805.354 | Competitive | Competitive | 1 | TRUE | FALSE | 1 | Non-Competitive | 0.7105 | Competitive | 164.3945 | -290.559 | 2938.368 | 2756.298 | 477 | 1
DCMTBNB8 6495__C FROM_TO | DCMTBNB8 | 6495__C | 213 | 2 | 2 | SAGINAW1_8 | AM_MFG_T8 | FROM_TO | 73521.13 | 73496.99 | 131.3238 | 0 | 2582.733 | 943.24 | -0.01147 | 0.016128 | -0.89792 | 0.051348 | 235.3608 | 180.3168 | 0 |  |  | 10000 | 10000 | 911.043 | 4255.657 | 10000 | 10000 | 1727.751 | 7790.24 | 10000 | 10000 | Non-Competitive | Non-Competitive | 0 | FALSE | FALSE | 1 | Non-Competitive | 0.711 | Competitive | 193.3279 | 152.65 | 930.769 | 5444.537 | 214 | 0
DCMTBNB8 6495__C TO_FROM | DCMTBNB8 | 6495__C | 213 | 2 | 2 | SAGINAW1_8 | AM_MFG_T8 | TO_FROM | 73521.13 | 80467.89 | -227.357 | 0 | 1026.641 | 2582.733 | -0.01613 | 0.011472 | -0.05135 | 0.89792 | -123.076 | -202.938 | 0 |  |  | 8004.967 | 10000 | 2284.555 | 969.793 | 7343.277 | 10000 | 6104.864 | 1820.092 | 8528.735 | 10000 | Competitive | Competitive | 1 | FALSE | FALSE | 1 | Non-Competitive | 0.711 | Competitive | -164.388 | -152.617 | 5343.37 | 987.109 | 214 | 1
DCNSLHS8 3660__A FROM_TO | DCNSLHS8 | 3660__A | 304 | 3 | 3 | LKHB_E8 | PRCKSW1_8 | FROM_TO | 73521.13 | 74096.67 | 16.9323 | 0 | 2530.075 | 1212.602 | -0.0023 | 0.17553 | -0.10153 | 0.17636 | 245.3483 | 19.6694 | 0 | 10000 |  | 10000 | 6146.656 | 6093.861 | 4741.682 | 10000 | 6146.656 | 9853.382 | 6723.04 | 10000 | 7080.587 | Competitive | Competitive | 1 | TRUE | FALSE | 1 | Non-Competitive | 0.6875 | Competitive | 246.0281 | 23.676 | 10000 | 7329.112 | 306 | 1
DCNSLHS8 3660__A TO_FROM | DCNSLHS8 | 3660__A | 304 | 3 | 3 | LKHB_E8 | PRCKSW1_8 | TO_FROM | 73521.13 | 75344.79 | -56.7874 | 0 | 1276.758 | 2530.087 | -0.17553 | 0.002298 | -0.17636 | 0.10153 | -28.954 | -46.6635 | 5643.83 |  | 10000 | 6146.656 | 10000 | 4741.682 | 6427.463 | 6146.656 | 10000 | 6723.04 | 9864.366 | 7080.587 | 10000 | Competitive | Competitive | 1 | TRUE | FALSE | 1 | Non-Competitive | 0.6875 | Competitive | -36.6094 | -49.1409 | 7329.112 | 10000 | 306 | 1
DCPSES12 440__A FROM_TO | DCPSES12 | 440__A | 1072 | 0 | 0 | L_AUSTRO5_1Y | SAND_TXU_5 | FROM_TO | 73521.13 | 75914.75 | -1126.87 | 0 | 929.503 | 2636.542 | -0.16272 | 0.12455 | -0.20604 | 0.1676 | 593.625 | 534.6383 | 2359.03 | 1081.383 | 2149.166 | 1299.669 | 2363.307 | 968.794 | 2149.166 | 1328.857 | 7994.483 | 1253.901 | 2831.217 | 1288.061 | 2831.217 | Competitive | Competitive | 1 | TRUE | FALSE | 1 | Non-Competitive | 0.758 | Competitive | 570.8951 | 576.1475 | 1339.564 | 2559.606 | 1072 | 1
DCPSES12 440__A TO_FROM | DCPSES12 | 440__A | 1072 | 0 | 0 | L_AUSTRO5_1Y | SAND_TXU_5 | TO_FROM | 73521.13 | 64043.2 | -970.971 | 0 | 2666.819 | 929.503 | -0.12455 | 0.16272 | -0.1676 | 0.20604 | 2366.479 | 259.7544 | 0 | 1680.186 | 1248.395 | 2253.534 | 1513.451 | 1680.186 | 1101.728 | 7994.483 | 1552.243 | 2339.772 | 1439.743 | 2339.772 | 1483.445 | Non-Competitive | Competitive | 0 | TRUE | TRUE | 1 | Competitive | 0.758 | Competitive | 2296.909 | 458.9408 | 2129.734 | 1528.097 | 1072 | 1
DCPSES12 591__A FROM_TO | DCPSES12 | 591__A | 280 | 0 | 0 | CRLTN_NW_E8 | TNLAKEPNTE1 | FROM_TO | 73521.13 | 73601.62 | -172.964 | 0 | 2385.355 | 939.555 | -0.09741 | 0.013922 | -0.58028 | 0.11854 | 233.2918 | 26.1645 | 0 |  | 6035.782 | 2940.059 | 6035.782 | 1344.688 | 2067.145 | 2900.749 | 10000 | 1984.19 | 2840.005 | 2797.093 | 5046.141 | Competitive | Competitive | 1 | TRUE | FALSE | 1 | Non-Competitive | 1.4845 | Competitive | 208.2248 | -46.722 | 2839.008 | 3907.614 | 280 | 1
DCPSES12 591__A TO_FROM | DCPSES12 | 591__A | 280 | 0 | 0 | CRLTN_NW_E8 | TNLAKEPNTE1 | TO_FROM | 73521.13 | 74237.97 | -159.844 | 0 | 941.045 | 2518.09 | -0.01392 | 0.09741 | -0.11854 | 0.58028 | 190.1338 | 27.3525 | 0 | 4240.871 |  | 4601.362 | 3124.441 | 1005.531 | 1412.189 | 5245.867 | 2900.749 | 1616.232 | 2049.594 | 3646.334 | 2898.85 | Competitive | Competitive | 1 | TRUE | FALSE | 1 | Non-Competitive | 1.4845 | Competitive | 176.5538 | 93.8113 | 3085.023 | 2839.008 | 280 | 1
DCPSES12 SINTON_SKIDMO1_1 FROM_TO | DCPSES12 | SINTON_SKIDMO1_1 | 38 | 0 | 0 | SKIDMORE2A | SINTON2A | FROM_TO | 73521.13 | 73456.29 | -16.1405 | 0 | 1055.857 | 1310.956 | -0.02217 | 0.004639 | -0.21403 | 0.40403 | 51.8783 | 5.2448 | 0 |  | 5644.313 | 6706.144 | 2556.16 | 924.204 | 1823.325 | 5898.417 | 2715.747 | 1515.479 | 2955.422 | 5666.739 | 3009.665 | Competitive | Non-Competitive | 0 | TRUE | FALSE | 1 | Non-Competitive | 0.8125 | Non-Competitive | 49.7127 | 6.6645 | 6012.769 | 2686.717 | 38 | 1
DCPSES12 SINTON_SKIDMO1_1 TO_FROM | DCPSES12 | SINTON_SKIDMO1_1 | 38 | 0 | 0 | SKIDMORE2A | SINTON2A | TO_FROM | 73521.13 | 73561.95 | -47.3005 | 0 | 1370.332 | 1089.052 | -0.00464 | 0.022175 | -0.40404 | 0.21403 | 20.9468 | -32.2575 | 0 | 5644.313 |  | 1316.161 | 6847.321 | 1048.994 | 1122.555 | 1866.074 | 6068.278 | 1692.352 | 1861.031 | 1716.427 | 5782.855 | Competitive | Competitive | 1 | TRUE | FALSE | 1 | Non-Competitive | 0.8125 | Competitive | 17.9537 | -32.7126 | 1577.341 | 6109.055 | 38 | 1
DCPSJON5 152__A FROM_TO | DCPSJON5 | 152__A | 1065 | 4 | 4 | WLFHOLW_5 | ROCKYCRK_5 | FROM_TO | 73521.13 | 70477.76 | 139.3709 | 0 | 1257.686 | 1942.848 | -0.03219 | 0.29741 | -0.18532 | 0.29741 | 1598.316 | 142.0337 | 0 | 1780.485 | 5006.19 | 5583.163 | 1916.567 | 1671.203 | 1360.289 | 5583.163 | 2970.144 | 3105.439 | 1747.986 | 3113.704 | 2188.941 | Competitive | Non-Competitive | 0 | TRUE | FALSE | 1 | Non-Competitive | 0.664 | Non-Competitive | 1300.289 | 294.3077 | 3853.265 | 2728.667 | 1072 | 1
DCPSJON5 152__A TO_FROM | DCPSJON5 | 152__A | 1065 | 4 | 4 | WLFHOLW_5 | ROCKYCRK_5 | TO_FROM | 73521.13 | 75688.91 | -1484.06 | 0 | 1863.42 | 1232.16 | -0.29741 | 0.032193 | -0.29741 | 0.18532 | 429.642 | -729.218 | 4057.63 | 5006.19 | 3219.698 | 1916.567 | 5583.163 | 1324.721 | 2953.686 | 2970.144 | 5583.163 | 1722.566 | 4128.382 | 2188.941 | 4140.349 | Competitive | Competitive | 1 | TRUE | FALSE | 1 | Non-Competitive | 0.664 | Competitive | 261.2957 | -711.971 | 2728.667 | 4445.067 | 1072 | 1
DCRLPTE5 820__D FROM_TO | DCRLPTE5 | 820__D | 324 | 2 | 2 | FRISCO | COLLINSS1_8 | FROM_TO | 73521.13 | 74017.84 | -248.385 | 0 | 945.965 | 2433.752 | -0.04691 | 0.14851 | -0.14195 | 0.81177 | 254.091 | -99.2015 | 0 | 3958.573 | 2683.486 | 6157.722 | 2740.723 | 873.177 | 2359.448 | 10000 | 2614.421 | 2300.334 | 2716.496 | 5568.383 | 2708.813 | Competitive | Competitive | 1 | TRUE | FALSE | 1 | Non-Competitive | 0.734 | Competitive | -220.113 | -199.13 | 0 | 921.083 | 326 | 1
DCRLPTE5 820__D TO_FROM | DCRLPTE5 | 820__D | 324 | 2 | 2 | FRISCO | COLLINSS1_8 | TO_FROM | 73521.13 | 73402.4 | -235.89 | 0 | 2540.755 | 948.6 | -0.14851 | 0.046909 | -0.81177 | 0.14195 | 396.9243 | -56.0698 | 0 | 2297.625 | 5053.129 | 2361.048 | 10000 | 2113.46 | 1647.496 | 2199.203 | 10000 | 2356.455 | 3648.211 | 2327.257 | 6745.939 | Non-Competitive | Non-Competitive | 0 | TRUE | FALSE | 1 | Non-Competitive | 0.734 | Competitive | 221.1111 | 220.0865 | 788.325 | 0 | 326 | 0
DDILSAN8 BIG_FO_PLEASA1_1 FROM_TO | DDILSAN8 | BIG_FO_PLEASA1_1 | 122 | 4 | 4 | PLEASANT4A | BIG_FOOT4A | FROM_TO | 73521.13 | 73515.07 | -97.4929 | 0 | 1310.638 | 863.85 | -0.1649 | 0.027726 | -0.31267 | 0.26032 | 123.5474 | 12.7388 | 0 | 10000 | 8545.301 | 10000 | 10000 | 1907.087 | 3293.297 | 10000 | 10000 | 6346.405 | 9407.693 | 10000 | 9743.516 | Competitive | Non-Competitive | 0 | TRUE | FALSE | 1 | Non-Competitive | 0.711 | Competitive | 85.0287 | 6.7474 | 8284.192 | 10000 | 122 | 0
DDILSAN8 BIG_FO_PLEASA1_1 TO_FROM | DDILSAN8 | BIG_FO_PLEASA1_1 | 122 | 4 | 4 | PLEASANT4A | BIG_FOOT4A | TO_FROM | 73521.13 | 73451.28 | -103.152 | 0 | 924.217 | 1542.592 | -0.02773 | 0.1649 | -0.26032 | 0.31267 | 138.965 | -60.4812 | 0 | 6575.901 | 10000 | 8927.583 | 10000 | 1482.83 | 2040.238 | 8927.583 | 10000 | 7561.486 | 6508.203 | 8796.509 | 10000 | Competitive | Non-Competitive | 0 | TRUE | FALSE | 1 | Non-Competitive | 0.711 | Competitive | 101.5663 | -34.2847 | 9410.413 | 8284.192 | 122 | 0
DDILSAN8 PALDRO_PEARSAL_1 FROM_TO | DDILSAN8 | PALDRO_PEARSAL_1 | 215 | 4 | 4 | PALODUROSW8 | PEARSALLSW8 | FROM_TO | 73521.13 | 74005.54 | -267.431 | 0 | 957.159 | 1279.316 | -0.20249 | 0.23 | -0.20249 | 0.60651 | 115.8107 | -183.008 | 0 | 1366.807 | 10000 | 5199.604 | 10000 | 667.76 | 1259.007 | 5199.604 | 10000 | 1862.864 | 8397.89 | 2358.048 | 10000 | Competitive | Competitive | 1 | TRUE | FALSE | 1 | Non-Competitive | 0.8595 | Competitive | 58.7428 | -130.405 | 3011.692 | 10000 | 215 | 1
DDILSAN8 PALDRO_PEARSAL_1 TO_FROM | DDILSAN8 | PALDRO_PEARSAL_1 | 215 | 4 | 4 | PALODUROSW8 | PEARSALLSW8 | TO_FROM | 73521.13 | 73439.32 | -51.547 | 0 | 1260.228 | 884.815 | -0.15518 | 0.20249 | -0.60651 | 0.20249 | 264.3089 | 56.4491 | 0 | 10000 | 4019.911 | 10000 | 10000 | 1172.212 | 1300.254 | 10000 | 10000 | 8319.046 | 4740.081 | 10000 | 6505.734 | Competitive | Non-Competitive | 0 | TRUE | FALSE | 1 | Non-Competitive | 0.8595 | Competitive | 209.4219 | 52.7773 | 10000 | 5710.789 | 215 | 0
DDOWOAS5 DAN_DANE_1 FROM_TO | DDOWOAS5 | DAN_DANE_1 | 45 | 2 | 2 | DANEVANGSW9 | DANEVANGSUB9 | FROM_TO | 73521.13 | 73526.33 | 4.8173 | 0 | 1058 | 1987.435 | -0.00634 | 0.011466 | -0.66107 | 0.27947 | 41.5661 | 1.6466 | 0 |  |  | 10000 | 5396.551 | 726.897 | 1789.782 | 10000 | 5396.551 | 822.181 | 2401.203 | 10000 | 4890.976 | Competitive | Competitive | 1 | FALSE | FALSE | 1 | Non-Competitive | 0.9845 | Competitive | 35.633 | 7.7514 | 6410.732 | 7216.103 | 122 | 1
DDOWOAS5 DAN_DANE_1 TO_FROM | DDOWOAS5 | DAN_DANE_1 | 45 | 2 | 2 | DANEVANGSW9 | DANEVANGSUB9 | TO_FROM | 73521.13 | 73655.61 | -42.0485 | 0 | 1850.178 | 1116.542 | -0.01147 | 0.006335 | -0.27947 | 0.66107 | 3.0317 | -23.7452 | 0 |  |  | 5396.551 | 10000 | 1698.855 | 888.669 | 5396.551 | 10000 | 2332.857 | 996.091 | 4890.976 | 10000 | Competitive | Competitive | 1 | FALSE | FALSE | 1 | Non-Competitive | 0.9845 | Competitive | -1.675 | -21.4569 | 7216.103 | 6410.732 | 122 | 1
DELMSAN5 BLESSI_LOLITA1_1 FROM_TO | DELMSAN5 | BLESSI_LOLITA1_1 | 211 | 2 | 2 | BLESSING4A | LOLITA4A | FROM_TO | 73521.13 | 71875.64 | -56.1216 | 0 | 1874.837 | 735.931 | -0.31013 | 0.047651 | -0.42352 | 0.13057 | 913.7966 | 200.1418 | 0 | 1779.717 | 1486.548 | 1913.103 | 5232.535 | 1227.557 | 1223.672 | 1502.83 | 6316.384 | 1401.327 | 3948.632 | 1679.375 | 4078.653 | Competitive | Non-Competitive | 0 | TRUE | FALSE | 1 | Non-Competitive | 1.0235 | Non-Competitive | 914.7692 | 242.666 | 1637.656 | 4116.617 | 211 | 1
DELMSAN5 BLESSI_LOLITA1_1 TO_FROM | DELMSAN5 | BLESSI_LOLITA1_1 | 211 | 2 | 2 | BLESSING4A | LOLITA4A | TO_FROM | 73521.13 | 74941.91 | -718.063 | 0 | 735.932 | 1908.842 | -0.04765 | 0.31013 | -0.13057 | 0.42352 | -88.6951 | -353.567 | 0 | 1048.566 | 1984.894 | 5232.535 | 2046.684 | 977.76 | 1359.879 | 6316.384 | 1748.653 | 3416.761 | 1513.107 | 3522.083 | 1804.089 | Competitive | Competitive | 1 | TRUE | FALSE | 1 | Non-Competitive | 1.0235 | Competitive | -107.372 | -161.19 | 3575.663 | 1855.18 | 211 | 1
DELMSAN5 COLETO_KENEDS1_1 FROM_TO | DELMSAN5 | COLETO_KENEDS1_1 | 207 | 2 | 2 | COLETO4A | KENEDYSW4A | FROM_TO | 73521.13 | 73672.95 | -153.592 | 0 | 1254.147 | 944.94 | -0.03545 | 0.088082 | -0.29523 | 0.090068 | 161.2269 | -78.5713 | 0 | 1344.002 | 10000 | 1472.681 | 8960.781 | 856.005 | 1656.168 | 8263.004 | 10000 | 2917.414 | 5772.919 | 3162.214 | 9433.25 | Competitive | Competitive | 1 | TRUE | FALSE | 1 | Non-Competitive | 1.414 | Competitive | 152.7933 | -79.4629 | 3257.561 | 9425.016 | 207 | 1
DELMSAN5 COLETO_KENEDS1_1 TO_FROM | DELMSAN5 | COLETO_KENEDS1_1 | 207 | 2 | 2 | COLETO4A | KENEDYSW4A | TO_FROM | 73521.13 | 72873.58 | -176.541 | 0 | 944.939 | 1198.252 | -0.08808 | 0.035454 | -0.09007 | 0.29523 | 263.9488 | -62.5683 | 0 | 10000 | 2022.356 | 8960.781 | 2277.174 | 1348.658 | 1165.141 | 10000 | 8263.004 | 5132.445 | 3859.669 | 9433.25 | 4149.746 | Competitive | Non-Competitive | 0 | TRUE | FALSE | 1 | Non-Competitive | 1.414 | Non-Competitive | 254.1592 | -53.1725 | 9425.016 | 4151.015 | 207 | 1
DELMSAN5 MHONDOCR_1 FROM_TO | DELMSAN5 | MHONDOCR_1 | 127 | 2 | 2 | HONDOCREEK8 | MOORESUB8 | FROM_TO | 73521.13 | 73158.58 | -127.309 | 0 | 1215.835 | 436.224 | -0.18215 | 0.023141 | -0.2676 | 0.50317 | 224.5505 | 28.677 | 0 | 10000 | 4334.56 | 3975.98 | 10000 | 1319.687 | 2451.678 | 7330.589 | 10000 | 4036.593 | 7264.915 | 5657.629 | 7921.085 | Competitive | Non-Competitive | 0 | TRUE | FALSE | 1 | Non-Competitive | 0.992 | Non-Competitive | 138.0121 | 6.5346 | 6103.952 | 8611.87 | 127 | 1
DELMSAN5 MHONDOCR_1 TO_FROM | DELMSAN5 | MHONDOCR_1 | 127 | 2 | 2 | HONDOCREEK8 | MOORESUB8 | TO_FROM | 73521.13 | 73471.05 | -187.102 | 0 | 591.076 | 1215.835 | -0.02314 | 0.18215 | -0.50317 | 0.2676 | 150.2049 | -147.452 | 0 | 2695.312 | 10000 | 9058.732 | 4887.064 | 1261.663 | 1428.002 | 8969.193 | 10000 | 5626.515 | 4631.475 | 6451.142 | 6755.643 | Competitive | Non-Competitive | 0 | TRUE | FALSE | 1 | Non-Competitive | 0.992 | Competitive | 83.1388 | -88.9996 | 7078.659 | 7509.192 | 127 | 0
DELMSKY5 MAR_SKY_1 FROM_TO | DELMSKY5 | MAR_SKY_1 | 1076 | 2 | 2 | SKYLINE_5 | L_MARION5_1Y | FROM_TO | 73521.13 | 90675.76 | -1970.92 | 0 | 4023.314 | 2545.492 | -0.11919 | 0.35269 | -0.11919 | 0.43665 | -324.567 | -410.469 | 3245.23 | 5365.967 | 1006.433 | 8216.872 | 1390.049 | 5360.488 | 999.748 | 10000 | 3702.495 | 8049.559 | 964.238 | 8049.633 | 966.504 | Competitive | Competitive | 1 | TRUE | FALSE | 1 | Non-Competitive | 1.211 | Competitive | -397.338 | -411.311 | 7959.283 | 966.879 | 1104 | 1
DELMSKY5 MAR_SKY_1 TO_FROM | DELMSKY5 | MAR_SKY_1 | 1076 | 2 | 2 | SKYLINE_5 | L_MARION5_1Y | TO_FROM | 73521.13 | 69512.47 | 921.5407 | 0 | 2545.491 | 4023.334 | -0.35269 | 0.11919 | -0.43665 | 0.11919 | 2943.255 | 1921.02 | 0 | 887.455 | 6637.016 | 1390.049 | 9459.264 | 873.896 | 6629.307 | 3702.495 | 10000 | 863.149 | 8824.101 | 869.045 | 8824.185 | Non-Competitive | Non-Competitive | 0 | TRUE | FALSE | 0 | Non-Competitive | 1.211 | Non-Competitive | 3007.987 | 1983.796 | 870.863 | 8715.244 | 1104 | 1
DELMSTP5 CKT_3124_1 FROM_TO | DELMSTP5 | CKT_3124_1 | 1200 | 2 | 2 | SO_TEX__345A | HILLJE__345A | FROM_TO | 73521.13 | 72252.4 | -352.613 | 0 | 1089.798 | 2305.785 | -0.04442 | 0.21955 | -0.20918 | 0.21955 | 1344.164 | 858.7759 | 0 | 1211.152 | 2502.935 | 1340.798 | 1598.219 | 1179.404 | 1316.617 | 2202.547 | 2610.272 | 1652.616 | 1705.862 | 1657.114 | 2024.667 | Non-Competitive | Non-Competitive | 0 | TRUE | FALSE | 1 | Non-Competitive | 1.016 | Competitive | 681.9885 | 614.4828 | 2354.01 | 2014.308 | 1200 | 0
DELMSTP5 CKT_3124_1 TO_FROM | DELMSTP5 | CKT_3124_1 | 1200 | 2 | 2 | SO_TEX__345A | HILLJE__345A | TO_FROM | 73521.13 | 73581.5 | -1274.71 | 0 | 2305.785 | 1148.365 | -0.21955 | 0.044424 | -0.21955 | 0.20918 | 1186.745 | -488.904 | 0 | 2502.935 | 1479.47 | 1561.046 | 1713.032 | 1166.235 | 1438.62 | 2610.272 | 2739.754 | 1588.447 | 2056.259 | 1994.643 | 2061.874 | Competitive | Competitive | 1 | TRUE | FALSE | 1 | Non-Competitive | 1.016 | Non-Competitive | 1231.124 | -552.475 | 2014.308 | 2499.78 | 1200 | 0
DENTSCS5 1170__A FROM_TO | DENTSCS5 | 1170__A | 220 | 2 | 2 | NACOGDSE_8 | HERTYNOR_8 | FROM_TO | 73521.13 | 73501.08 | -64.5797 | 0 | 1695.921 | 1976.388 | -0.19335 | 0.061964 | -0.42239 | 0.14974 | 227.1233 | -50.0186 | 0 | 5349.974 | 5671.932 | 5349.974 | 10000 | 3309.145 | 1972.277 | 5349.974 | 10000 | 4753.085 | 5816.436 | 5023.779 | 6185.566 | Competitive | Non-Competitive | 0 | TRUE | FALSE | 1 | Non-Competitive | 1.1015 | Non-Competitive | 216.7896 | -45.0311 | 5021.179 | 5988.533 | 214 | 1
DENTSCS5 1170__A TO_FROM | DENTSCS5 | 1170__A | 220 | 2 | 2 | NACOGDSE_8 | HERTYNOR_8 | TO_FROM | 73521.13 | 74546.17 | -99.476 | 0 | 2033.071 | 1695.921 | -0.06196 | 0.19335 | -0.14974 | 0.42239 | 63.835 | -59.2186 | 2359.03 | 5671.932 | 5349.974 | 10000 | 5349.974 | 1882.554 | 3695.845 | 10000 | 5349.974 | 5810.122 | 4797.871 | 6185.566 | 5023.779 | Competitive | Competitive | 1 | TRUE | FALSE | 1 | Non-Competitive | 1.1015 | Competitive | 58.0445 | -61.2333 | 5988.533 | 5021.179 | 214 | 1
DENTSCS5 1820__C FROM_TO | DENTSCS5 | 1820__C | 220 | 2 | 2 | TYLERGND_8 | WHITEHSE_8 | FROM_TO | 73521.13 | 73597.19 | -236.5 | 0 | 1961.899 | 2009.592 | -0.17466 | 0.029587 | -0.79777 | 0.11577 | 157.1469 | -32.4155 | 0 | 10000 | 7604.514 | 5162.827 | 7604.514 | 2828.96 | 3212.473 | 7225.494 | 8065.001 | 5669.728 | 7935.811 | 7142.452 | 8103.739 | Competitive | Competitive | 1 | TRUE | FALSE | 1 | Non-Competitive | 0.766 | Competitive | 139.6308 | -9.4273 | 7137.669 | 8086.097 | 326 | 1
DENTSCS5 1820__C TO_FROM | DENTSCS5 | 1820__C | 220 | 2 | 2 | TYLERGND_8 | WHITEHSE_8 | TO_FROM | 73521.13 | 73317.62 | -40.6045 | 0 | 2005.431 | 2091.004 | -0.02959 | 0.17466 | -0.11577 | 0.79777 | 234.9008 | 29.1946 | 2359.03 | 7604.514 | 10000 | 7604.514 | 5162.827 | 3084.723 | 3367.731 | 8065.001 | 7225.494 | 7929.436 | 5981.267 | 8103.739 | 7142.452 | Non-Competitive | Non-Competitive | 0 | TRUE | FALSE | 1 | Non-Competitive | 0.766 | Competitive | 226.4946 | 28.7933 | 8086.097 | 7137.669 | 326 | 0
DFERCOR8 46T193_1 FROM_TO | DFERCOR8 | 46T193_1 | 98 | 4 | 4 | L_FERGUS8_1Y | L_SANDCR8_1Y | FROM_TO | 73521.13 | 73451.02 | -87.3399 | 0 | 1201.217 | 2682.237 | -0.2361 | 0.10473 | -0.75859 | 0.10473 | 150.5538 | -6.9127 | 0 | 10000 | 10000 | 10000 | 10000 | 1749.355 | 1512.946 | 10000 | 10000 | 8914.253 | 6088.139 | 10000 | 10000 | Non-Competitive | Non-Competitive | 0 | TRUE | FALSE | 1 | Non-Competitive | 0.9375 | Non-Competitive | 140.6082 | -2.5141 | 10000 | 10000 | 98.24 | 1
DFERCOR8 46T193_1 TO_FROM | DFERCOR8 | 46T193_1 | 98 | 4 | 4 | L_FERGUS8_1Y | L_SANDCR8_1Y | TO_FROM | 73521.13 | 73394.36 | -166.36 | 0 | 2682.232 | 1265.75 | -0.10473 | 0.2361 | -0.10473 | 0.75859 | 110.4578 | -60.9555 | 0 | 5778.753 | 10000 | 10000 | 10000 | 817.06 | 1896.892 | 10000 | 10000 | 3295.971 | 8974.05 | 8987.71 | 10000 | Non-Competitive | Non-Competitive | 0 | TRUE | FALSE | 1 | Non-Competitive | 0.9375 | Competitive | 83.1499 | -49.0446 | 10000 | 10000 | 98.24 | 0
DFMRMNS5 1650__A FROM_TO | DFMRMNS5 | 1650__A | 127 | 2 | 2 | MOSESMIN_8 | MOSES1_8 | FROM_TO | 73521.13 | 74224.63 | -78.7336 | 0 | 1447.303 | 1495.148 | -0.04377 | 0.07157 | -0.1878 | 0.69414 | -5.7719 | -11.537 | 5643.83 | 10000 | 10000 | 10000 | 10000 | 4509.583 | 5444.983 | 10000 | 10000 | 9716.647 | 9883.026 | 10000 | 10000 | Competitive | Competitive | 1 | TRUE | FALSE | 1 | Non-Competitive | 1.094 | Competitive | -9.1825 | -12.3612 | 10000 | 10000 | 124 | 1
DFMRMNS5 1650__A TO_FROM | DFMRMNS5 | 1650__A | 127 | 2 | 2 | MOSESMIN_8 | MOSES1_8 | TO_FROM | 73521.13 | 73461.72 | 10.1239 | 0 | 1495.148 | 1784.868 | -0.07157 | 0.043765 | -0.69414 | 0.1878 | 168.24 | 23.759 | 0 | 6200.411 | 10000 | 6200.411 | 10000 | 3563.911 | 4509.583 | 6200.411 | 10000 | 6130.885 | 9716.647 | 6200.411 | 10000 | Competitive | Non-Competitive | 0 | TRUE | FALSE | 1 | Non-Competitive | 1.094 | Competitive | 112.1107 | 22.7488 | 10000 | 10000 | 124 | 0
DFMRMNS5 205__A FROM_TO | DFMRMNS5 | 205__A | 1076 | 2 | 2 | MOSES_5 | SULSP_SS1_5 | FROM_TO | 73521.13 | 72838.83 | -176.529 | 0 | 1222.8 | 1745.134 | -0.02172 | 0.37426 | -0.32017 | 0.37426 | 1290.046 | -47.1008 | 0 | 4173.97 | 10000 | 4871.446 | 3679.876 | 3800.481 | 1705.387 | 6200.411 | 3909.681 | 5431.513 | 3106.571 | 5440.576 | 3705.275 | Competitive | Non-Competitive | 0 | TRUE | FALSE | 1 | Non-Competitive | 0.719 | Competitive | 1032.238 | 168.8275 | 8461.212 | 3718.616 | 1076 | 0
DFMRMNS5 205__A TO_FROM | DFMRMNS5 | 205__A | 1076 | 2 | 2 | MOSES_5 | SULSP_SS1_5 | TO_FROM | 73521.13 | 75776.74 | -513.046 | 0 | 1863.49 | 1222.803 | -0.37426 | 0.021722 | -0.37426 | 0.32017 | 239.2984 | -129.848 | 2395.03 | 10000 | 5937.168 | 3679.876 | 7235.642 | 1677.404 | 5520.303 | 3909.681 | 10000 | 3099.757 | 8386.102 | 3705.275 | 8398.358 | Competitive | Competitive | 1 | TRUE | FALSE | 1 | Non-Competitive | 0.719 | Competitive | 228.6034 | -134.754 | 3718.616 | 8461.212 | 1076 | 1
DFPPHOL5 144T132_1 FROM_TO | DFPPHOL5 | 144T132_1 | 132 | 2 | 2 | L_HALLET8_1Y | L_FLATON8_1Y | FROM_TO | 73521.13 | 74861.74 | -183.972 | 0 | 1238.632 | 1848.552 | -0.03377 | 0.021556 | -0.12122 | 0.5148 | -30.6579 | -137.389 | 0 | 10000 | 10000 | 956.493 | 6556.612 | 1008.839 | 1200.611 | 3130.704 | 10000 | 987.118 | 3499.708 | 1157.94 | 7029.737 | Competitive | Competitive | 1 | TRUE | FALSE | 1 | Non-Competitive | 0.75 | Competitive | -39.5147 | -132.92 | 1193.638 | 6992.485 | 127.88 | 1
DFPPHOL5 144T132_1 TO_FROM | DFPPHOL5 | 144T132_1 | 132 | 2 | 2 | L_HALLET8_1Y | L_FLATON8_1Y | TO_FROM | 73521.13 | 73388.68 | 50.999 | 0 | 1826.328 | 1238.632 | -0.02156 | 0.03377 | -0.5148 | 0.12122 | 200.1834 | 66.0876 | 0 | 10000 | 10000 | 6556.612 | 1447.309 | 1031.323 | 1208.042 | 10000 | 3130.704 | 3231.502 | 1251.53 | 7029.737 | 1581.29 | Competitive | Non-Competitive | 0 | TRUE | FALSE | 1 | Non-Competitive | 0.75 | Non-Competitive | 204.6296 | 70.9691 | 6992.485 | 1579.694 | 127.88 | 1
DFPPHOL5 155T217_1 FROM_TO | DFPPHOL5 | 155T217_1 | 382 | 2 | 2 | L_BELLSO8_1Y | PETERS__138B | FROM_TO | 73521.13 | 72003.33 | -5.6905 | 0 | 1079.228 | 2681.006 | -0.09432 | 0.10036 | -0.36851 | 0.3643 | 900.9697 | 82.046 | 0 | 2113.659 | 2633.989 | 5170.629 | 3242.607 | 978.258 | 2272.706 | 6120.042 | 5093.651 | 2697.451 | 2331.139 | 3541.179 | 2489.729 | Non-Competitive | Non-Competitive | 0 | TRUE | FALSE | 1 | Non-Competitive | 0.711 | Non-Competitive | 773.046 | 90.3664 | 3658.08 | 2080.569 | 382 | 1
DFPPHOL5 155T217_1 TO_FROM | DFPPHOL5 | 155T217_1 | 382 | 2 | 2 | L_BELLSO8_1Y | PETERS__138B | TO_FROM | 73521.13 | 73236.77 | -1025.55 | 0 | 2681.006 | 1079.228 | -0.10036 | 0.094316 | -0.3643 | 0.36851 | 426.6711 | -165.997 | 0 | 2633.989 | 2279.778 | 3242.607 | 5170.629 | 2196.099 | 1208.527 | 5093.651 | 6120.042 | 2291.542 | 3040.769 | 2489.729 | 3681.075 | Non-Competitive | Non-Competitive | 0 | TRUE | FALSE | 1 | Non-Competitive | 0.711 | Non-Competitive | 522.9184 | -82.2352 | 1699.315 | 3795.18 | 382 | 1
DFPPHOL5 192T175_1 FROM_TO | DFPPHOL5 | 192T175_1 | 132 | 2 | 2 | L_WINCHE8_1Y | L_SMITHV8_1Y | FROM_TO | 73521.13 | 73541.67 | -50.8032 | 0 | 2422.793 | 692.887 | -0.06215 | 0.11559 | -0.44122 | 0.12083 | 121.345 | -7.6608 | 0 | 6464.83 | 10000 | 10000 | 10000 | 1667.233 | 1844.752 | 10000 | 10000 | 6962.899 | 7994.231 | 8256.963 | 10000 | Competitive | Competitive | 1 | TRUE | FALSE | 1 | Non-Competitive | 0.7035 | Competitive | 118.9478 | -7.1661 | 8254.525 | 10000 | 127.88 | 1
DFPPHOL5 192T175_1 TO_FROM | DFPPHOL5 | 192T175_1 | 132 | 2 | 2 | L_WINCHE8_1Y | L_SMITHV8_1Y | TO_FROM | 73521.13 | 73583.85 | -138.161 | 0 | 662.173 | 2422.793 | -0.11559 | 0.062148 | -0.12083 | 0.44122 | 121.405 | -66.962 | 0 | 10000 | 6464.83 | 10000 | 10000 | 1464.207 | 1747.172 | 10000 | 10000 | 7762.051 | 6989.13 | 10000 | 8256.963 | Competitive | Competitive | 1 | TRUE | FALSE | 1 | Non-Competitive | 0.7035 | Competitive | 110.8475 | -56.2243 | 10000 | 8254.525 | 127.88 | 1
DFPPHOL5 357T544_1 FROM_TO | DFPPHOL5 | 357T544_1 | 38 | 2 | 2 | L_COLUMB9_1Y | L_STAFHI9_1Y | FROM_TO | 73521.13 | 73348.53 | -5.3544 | 0 | 791.243 | 1446.673 | -0.02213 | 0.018319 | -0.59921 | 0.3028 | 140.4365 | -16.907 | 0 |  | 7692.48 | 6189.804 | 2668.706 | 1071.86 | 1243.45 | 6260.486 | 3460.358 | 2663.301 | 1529.932 | 6197.921 | 3573.077 | Competitive | Non-Competitive | 0 | TRUE | FALSE | 1 | Non-Competitive | 0.711 | Non-Competitive | 136.0782 | -6.4769 | 6177.096 | 2880.317 | 38 | 1
DFPPHOL5 357T544_1 TO_FROM | DFPPHOL5 | 357T544_1 | 38 | 2 | 2 | L_COLUMB9_1Y | L_STAFHI9_1Y | TO_FROM | 73521.13 | 73482.46 | -121.781 | 0 | 1402.054 | 833.388 | -0.01832 | 0.022129 | -0.3028 | 0.59921 | 49.3096 | -47.5881 | 0 | 7692.48 |  | 2668.706 | 6189.804 | 1086.336 | 1316.596 | 3460.358 | 6260.486 | 1394.1 | 3035.262 | 3573.077 | 6197.921 | Competitive | Non-Competitive | 0 | TRUE | FALSE | 1 | Non-Competitive | 0.711 | Non-Competitive | 44.1148 | -49.7341 | 2880.317 | 6177.096 | 38 | 1
DFPPHOL5 FAYETT_6AT2 FROM_TO | DFPPHOL5 | FAYETT_6AT2 | 685 | 2 | 2 | L_FAYETT5_1Y | L_FAYETT8_1Y | FROM_TO | 73521.13 | 72955.2 | 398.5811 | 0 | 742.861 | 2594.331 | -0.22256 | 0.17516 | -0.48105 | 0.25008 | 939.6381 | 174.029 | 0 | 3901.684 | 4460.6 | 5365.147 | 10000 | 1101.76 | 1616.577 | 5365.147 | 10000 | 3932.015 | 5255.489 | 5080.314 | 7900.277 | Non-Competitive | Non-Competitive | 0 | TRUE | FALSE | 1 | Non-Competitive | 0.695 | Non-Competitive | 861.2401 | 155.4011 | 5171.121 | 7819.902 | 672 | 1
DFPPHOL5 FAYETT_6AT2 TO_FROM | DFPPHOL5 | FAYETT_6AT2 | 685 | 2 | 2 | L_FAYETT5_1Y | L_FAYETT8_1Y | TO_FROM | 73521.13 | 76227.76 | -1084.02 | 0 | 2594.33 | 764.236 | -0.17516 | 0.22256 | -0.25008 | 0.48105 | 39.5361 | -522.555 | 0 | 4460.6 | 3901.684 | 10000 | 5365.147 | 1534.067 | 1328.372 | 10000 | 5365.147 | 5209.893 | 4146.302 | 7900.277 | 5080.314 | Competitive | Competitive | 1 | TRUE | FALSE | 1 | Non-Competitive | 0.695 | Competitive | 90.4982 | -467.34 | 7819.902 | 5171.121 | 672 | 1
DFRAKI28 P5_X1_1 FROM_TO | DFRAKI28 | P5_X1_1 | 326 | 2 | 2 | HUNT_LN | MEDINABS | FROM_TO | 73521.13 | 73526.49 | 180.0335 | 0 | 1184.73 | 2217.706 | -0.27592 | 0.017052 | -0.43741 | 0.14108 | 323.6541 | 223.1283 | 0 |  | 9304.012 | 2006.892 | 10000 | 849.963 | 8504.11 | 5001.392 | 10000 | 954.739 | 9776.074 | 2875.599 | 9814.533 | Competitive | Competitive | 1 | TRUE | FALSE | 1 | Non-Competitive | 0.6875 | Non-Competitive | 364.0572 | 266.8909 | 2927.643 | 9841.669 | 326 | 0
DFRAKI28 P5_X1_1 TO_FROM | DFRAKI28 | P5_X1_1 | 326 | 2 | 2 | HUNT_LN | MEDINABS | TO_FROM | 73521.13 | 74857.01 | -285.782 | 0 | 2217.69 | 1184.73 | -0.01144 | 0.27592 | -0.14108 | 0.43741 | 131.7674 | 123.9212 | 3888.33 | 9263.797 |  | 10000 | 1191.713 | 8295.797 | 961.733 | 10000 | 2409.176 | 9763.693 | 933.707 | 9808.448 | 1142.063 | Competitive | Competitive | 1 | TRUE | FALSE | 1 | Non-Competitive | 0.6875 | Competitive | 99.8317 | 103.8973 | 9841.669 | 1170.28 | 326 | 1
DGABBEL8 1661__B FROM_TO | DGABBEL8 | 1661__B | 335 | 10 | 10 | HUTTOSS1_8 | RNDRCKNE1_8 | FROM_TO | 73521.13 | 72421.62 | 18.7002 | 0 | 1352.215 | 1252.805 | -0.09531 | 0.021234 | -0.48602 | 0.23508 | 866.9227 | 337.088 | 0 | 953.039 | 4951.686 | 1355.895 | 5002.019 | 1297.629 | 2652.605 | 1386.543 | 5606.736 | 1320.688 | 5018.233 | 1326.997 | 5390.019 | Competitive | Non-Competitive | 0 | TRUE | FALSE | 0 | Non-Competitive | 0.711 | Non-Competitive | 776.9621 | 356.5593 | 1452.616 | 5447.669 | 326 | 1
DGABBEL8 1661__B TO_FROM | DGABBEL8 | 1661__B | 335 | 10 | 10 | HUTTOSS1_8 | RNDRCKNE1_8 | TO_FROM | 73521.13 | 75455.15 | -632.47 | 0 | 1252.805 | 1352.215 | -0.02123 | 0.09531 | -0.23508 | 0.48602 | -87.0269 | -108.616 | 2395.03 | 4951.686 | 2643.801 | 5002.019 | 1880.8 | 2347.422 | 1776.124 | 5606.736 | 1936.187 | 4885.476 | 1881.138 | 5390.019 | 1893.078 | Competitive | Competitive | 1 | TRUE | FALSE | 1 | Non-Competitive | 0.711 | Competitive | -106.373 | -106.208 | 5447.669 | 1948.112 | 326 | 1
DGALRIV8 GABRIE_9AT1 FROM_TO | DGALRIV8 | GABRIE_9AT1 | 49 | 2 | 2 | L_GABRIE9_1Y | L_GABRIE8_1Y | FROM_TO | 73521.13 | 73727 | -21.8339 | 0 | 1489.208 | 1072.735 | -0.00264 | 0.002344 | -0.05567 | 0.64427 | 37.8664 | -0.06129 | 0 |  |  | 1306.688 | 1512.241 | 1332.94 | 1066.663 | 2840.969 | 1940.952 | 1362.646 | 1418.976 | 1339.717 | 1628.168 | Competitive | Competitive | 1 | FALSE | TRUE | 1 | Non-Competitive | 0.7655 | Competitive | 41.7604 | 0.58011 | 1430.968 | 1727.711 | 49 | 1
DGALRIV8 GABRIE_9AT1 TO_FROM | DGALRIV8 | GABRIE_9AT1 | 49 | 2 | 2 | L_GABRIE9_1Y | L_GABRIE8_1Y | TO_FROM | 73521.13 | 73568.16 | -21.0899 | 0 | 1072.735 | 1489.208 | -0.00234 | 0.002636 | -0.64427 | 0.055669 | 16.1406 | 10.9494 | 2359.03 |  |  | 1298.403 | 1609.583 | 942.512 | 1713.317 | 1750.273 | 3060.983 | 1238.025 | 1681.897 | 1411.151 | 1607.245 | Competitive | Competitive | 1 | FALSE | TRUE | 1 | Non-Competitive | 0.7655 | Competitive | 15.8554 | 12.0599 | 1497.876 | 1714.035 | 49 | 1
DGARHIC8 AUSTRO_AT1H FROM_TO | DGARHIC8 | AUSTRO_AT1H | 480 | 2 | 2 | L_AUSTRO5_1Y | AUSTRO1_1KV | FROM_TO | 73521.13 | 73022.35 | 305.0785 | 0 | 2020.804 | 4852.518 | -0.2386 | 0.027299 | -0.33608 | 0.063922 | 649.8279 | 320.5442 | 0 | 5363.039 | 4928.957 | 1506.978 | 5364.856 | 992.532 | 4928.957 | 3493.231 | 9159.555 | 1108.103 | 5279.269 | 1373.783 | 5279.269 | Non-Competitive | Non-Competitive | 0 | TRUE | FALSE | 1 | Non-Competitive | 0.75 | #N/A | #N/A | #N/A | #N/A | #N/A | #N/A | #N/A
DGARHIC8 AUSTRO_AT1H TO_FROM | DGARHIC8 | AUSTRO_AT1H | 480 | 2 | 2 | L_AUSTRO5_1Y | AUSTRO1_1KV | TO_FROM | 73521.13 | 84256.21 | -661.27 | 0 | 4852.519 | 2319.309 | -0.0273 | 0.2386 | -0.06392 | 0.33608 | -175.739 | -212.592 | 485.63 | 4928.957 | 5363.039 | 5364.856 | 1570.68 | 4903.509 | 1078.656 | 9159.555 | 3493.231 | 5279.085 | 1164.194 | 5279.269 | 1421.55 | Competitive | Competitive | 1 | TRUE | FALSE | 1 | Non-Competitive | 0.75 | #N/A | #N/A | #N/A | #N/A | #N/A | #N/A | #N/A
DGARHIC8 AUSTRO_AT2H FROM_TO | DGARHIC8 | AUSTRO_AT2H | 480 | 2 | 2 | L_AUSTRO5_1Y | AUSTRO2_1KV | FROM_TO | 73521.13 | 72969.02 | 298.978 | 0 | 2317.185 | 4852.518 | -0.23383 | 0.026754 | -0.28017 | 0.062645 | 636.8381 | 314.3795 | 0 | 5363.016 | 4928.958 | 1506.981 | 5364.862 | 992.529 | 4928.958 | 3493.219 | 9159.556 | 1108.107 | 5279.278 | 1373.787 | 5279.278 | Non-Competitive | Non-Competitive | 0 | TRUE | FALSE | 1 | Non-Competitive | 0.7575 | #N/A | #N/A | #N/A | #N/A | #N/A | #N/A | #N/A
DGARHIC8 AUSTRO_AT2H TO_FROM | DGARHIC8 | AUSTRO_AT2H | 480 | 2 | 2 | L_AUSTRO5_1Y | AUSTRO2_1KV | TO_FROM | 73521.13 | 84409.75 | -648.052 | 0 | 4852.52 | 2317.185 | -0.02675 | 0.23383 | -0.06264 | 0.28017 | -172.223 | -208.341 | 485.63 | 4928.958 | 5363.016 | 5364.862 | 1570.683 | 4903.498 | 1078.658 | 9159.556 | 3493.219 | 5279.093 | 1164.202 | 5279.278 | 1421.554 | Competitive | Competitive | 1 | TRUE | FALSE | 1 | Non-Competitive | 0.7575 | #N/A | #N/A | #N/A | #N/A | #N/A | #N/A | #N/A
DGARHIC8 CKT_943_1 FROM_TO | DGARHIC8 | CKT_943_1 | 480 | 2 | 2 | LYTTON13 | PILOT_KB | FROM_TO | 73521.13 | 73317.7 | 122.7062 | 0 | 793.453 | 923.196 | -0.16259 | 0.025222 | -0.25995 | 0.13975 | 530.6009 | 294.4595 | 0 | 5368.637 | 6494.954 | 991.996 | 8407.548 | 946.176 | 4195.559 | 1084.11 | 9678.358 | 863.946 | 7763.343 | 883.976 | 7843.212 | Competitive | Non-Competitive | 0 | TRUE | FALSE | 1 | Non-Competitive | 0.672 | Non-Competitive | 550.1574 | 334.5367 | 903.348 | 8519.306 | 480 | 1
DGARHIC8 CKT_943_1 TO_FROM | DGARHIC8 | CKT_943_1 | 480 | 2 | 2 | LYTTON13 | PILOT_KB | TO_FROM | 73521.13 | 77101.91 | -592.3 | 0 | 923.197 | 869.243 | -0.02522 | 0.16259 | -0.13975 | 0.25994 | 17.6402 | -363.886 | 0 | 6494.954 | 5368.637 | 8407.548 | 1086.103 | 3404.574 | 1053.072 | 9678.358 | 1226.522 | 7687.753 | 954.578 | 7843.212 | 966.317 | Competitive | Competitive | 1 | TRUE | FALSE | 1 | Non-Competitive | 0.672 | Competitive | -15.8541 | -383.08 | 8519.306 | 1004.56 | 480 | 1
DGARLYT5 AUSTRO_AT1H FROM_TO | DGARLYT5 | AUSTRO_AT1H | 480 | 2 | 2 | L_AUSTRO5_1Y | AUSTRO1_1KV | FROM_TO | 73521.13 | 72524.48 | 90.5617 | 0 | 2783.125 | 1796.387 | -0.21385 | 0.034508 | -0.31177 | 0.089659 | 794.254 | 248.1391 | 0 | 3312.12 | 4831.748 | 1843.72 | 5296.526 | 1195.431 | 2303.382 | 3312.12 | 9077.342 | 1607.202 | 4246.712 | 2216.878 | 4892.18 | Non-Competitive | Non-Competitive | 0 | TRUE | FALSE | 1 | Non-Competitive | 0.68 | #N/A | #N/A | #N/A | #N/A | #N/A | #N/A | #N/A
DGARLYT5 AUSTRO_AT1H TO_FROM | DGARLYT5 | AUSTRO_AT1H | 480 | 2 | 2 | L_AUSTRO5_1Y | AUSTRO1_1KV | TO_FROM | 73521.13 | 79991.91 | -696.668 | 0 | 1796.387 | 2087.147 | -0.03451 | 0.21385 | -0.08966 | 0.31177 | -73.0476 | -89.7461 | 3245.23 | 4831.748 | 3312.12 | 5296.526 | 1912.766 | 2047.807 | 1350.247 | 9077.342 | 3312.12 | 4128.888 | 1730.507 | 4892.18 | 2277.676 | Competitive | Competitive | 1 | TRUE | FALSE | 1 | Non-Competitive | 0.68 | #N/A | #N/A | #N/A | #N/A | #N/A | #N/A | #N/A
DGBY_GS8 BG_GV_46_A FROM_TO | DGBY_GS8 | BG_GV_46_A | 108 | 5 | 5 | GARDEN__69A | BLOGET469000 | FROM_TO | 73521.13 | 73585.46 | -23.9953 | 0 | 1703.934 | 1315.113 | -0.00611 | 0.016161 | -0.40043 | 0.11295 | 78.4526 | 44.1692 | 1371.83 |  |  | 2126.449 | 7265.223 | 2425.987 | 2726.949 | 2587.651 | 10000 | 2554.432 | 6447.337 | 2410.002 | 8169.364 | Competitive | Competitive | 1 | FALSE | FALSE | 1 | Non-Competitive | 0.711 | Competitive | 92.1679 | 4.3172 | 2345.43 | 5587.173 | 110 | 1
DGBY_GS8 BG_GV_46_A TO_FROM | DGBY_GS8 | BG_GV_46_A | 108 | 5 | 5 | GARDEN__69A | BLOGET469000 | TO_FROM | 73521.13 | 74216.47 | -47.2991 | 0 | 1348.542 | 1703.934 | -0.01616 | 0.006114 | -0.11294 | 0.40043 | 29.4739 | -47.9644 | 0 |  |  | 7265.223 | 2126.449 | 2359.259 | 2425.987 | 10000 | 2587.651 | 6248.235 | 2554.432 | 8169.364 | 2410.002 | Competitive | Competitive | 1 | FALSE | FALSE | 1 | Non-Competitive | 0.711 | Competitive | 27.8148 | -47.5683 | 3468.653 | 2345.43 | 110 | 1
DGBY_GS8 GT_MID90_A FROM_TO | DGBY_GS8 | GT_MID90_A | 229 | 5 | 5 | GARROT__138B | 47708 | FROM_TO | 73521.13 | 73256.05 | 23.5571 | 0 | 1192.608 | 2137.553 | -0.11077 | 0.068606 | -0.57803 | 0.13068 | 382.9093 | 30.9188 | 0 | 8821.044 | 2939.446 | 8821.044 | 3752.488 | 973.798 | 2645.309 | 10000 | 3840.025 | 2300.365 | 3257.85 | 7369.314 | 3472.759 | Non-Competitive | Non-Competitive | 0 | TRUE | FALSE | 1 | Non-Competitive | 0.6875 | Non-Competitive | 984.9126 | 65.4504 | 2227.955 | 3302.576 | 526 | 1
DGBY_GS8 GT_MID90_A TO_FROM | DGBY_GS8 | GT_MID90_A | 229 | 5 | 5 | GARROT__138B | 47708 | TO_FROM | 73521.13 | 74359.92 | -354.148 | 0 | 2096.813 | 1232.86 | -0.06861 | 0.11077 | -0.13068 | 0.57803 | 80.329 | -82.9653 | 1371.83 | 2939.446 | 8821.044 | 3752.488 | 8821.044 | 2645.309 | 1159.529 | 3840.025 | 10000 | 3257.85 | 2603.749 | 3472.759 | 7369.314 | Competitive | Competitive | 1 | TRUE | FALSE | 1 | Non-Competitive | 0.6875 | Competitive | 159.674 | -234.528 | 3302.576 | 3380.142 | 526 | 1
DGBY_KG5 GBY_AT2 FROM_TO | DGBY_KG5 | GBY_AT2 | 504 | 2 | 2 | GRNBYU__345A | 49128_STAR | FROM_TO | 73521.13 | 73405.01 | -138.019 | 0 | 1930.589 | 1781.491 | -0.11958 | 0.37892 | -0.23602 | 0.37892 | 531.2381 | -42.1581 | 0 | 4858.892 | 3881.88 | 4858.892 | 6083.305 | 3164.447 | 2873.351 | 6475.456 | 6416.968 | 5700.797 | 5086.406 | 5716.037 | 5518.573 | Competitive | Non-Competitive | 0 | TRUE | FALSE | 1 | Non-Competitive | 0.6565 | #N/A | #N/A | #N/A | #N/A | #N/A | #N/A | #N/A
DGBY_KG5 GBY_AT2 TO_FROM | DGBY_KG5 | GBY_AT2 | 504 | 2 | 2 | GRNBYU__345A | 49128_STAR | TO_FROM | 73521.13 | 74406.44 | -499.083 | 0 | 1699.715 | 1930.588 | -0.37892 | 0.11958 | -0.37892 | 0.23602 | 165.5307 | -212.483 | 0 | 3881.88 | 4858.892 | 6083.305 | 4858.892 | 2866.425 | 3370.261 | 6416.968 | 6475.456 | 5086.334 | 5703.024 | 5518.573 | 5716.037 | Competitive | Competitive | 1 | TRUE | FALSE | 1 | Non-Competitive | 0.6565 | #N/A | #N/A | #N/A | #N/A | #N/A | #N/A | #N/A
DGBY_KG5 GBY_AT2L FROM_TO | DGBY_KG5 | GBY_AT2L | 504 | 2 | 2 | GRNBYU__138C | 49128_STAR | FROM_TO | 73521.13 | 73938.75 | -499.083 | 0 | 1699.96 | 1930.588 | -0.37892 | 0.11958 | -0.80327 | 0.23602 | 165.5307 | -212.483 | 0 | 3881.88 | 4858.892 | 6083.305 | 4858.892 | 2866.425 | 3370.261 | 6416.968 | 6475.456 | 5086.334 | 5703.024 | 5518.573 | 5716.037 | Competitive | Competitive | 1 | TRUE | FALSE | 1 | Non-Competitive | 0.6485 | #N/A | #N/A | #N/A | #N/A | #N/A | #N/A | #N/A
DGBY_KG5 GBY_AT2L TO_FROM | DGBY_KG5 | GBY_AT2L | 504 | 2 | 2 | GRNBYU__138C | 49128_STAR | TO_FROM | 73521.13 | 73405.01 | -138.019 | 0 | 1930.589 | 1782.917 | -0.11958 | 0.37892 | -0.23602 | 0.80327 | 531.2381 | -42.1581 | 0 | 4858.892 | 3881.88 | 4858.892 | 6083.305 | 3164.447 | 2873.351 | 6475.456 | 6416.968 | 5700.797 | 5086.406 | 5716.037 | 5518.573 | Competitive | Non-Competitive | 0 | TRUE | FALSE | 1 | Non-Competitive | 0.6485 | #N/A | #N/A | #N/A | #N/A | #N/A | #N/A | #N/A
DGIBJK_5 226__A FROM_TO | DGIBJK_5 | 226__A | 1621 | 2 | 2 | JEWETT_S5 | LIMEST__345A | FROM_TO | 73521.13 | 77277.83 | -1600.93 | 0 | 2527.006 | 1988.88 | -0.29288 | 0.072611 | -0.29288 | 0.42983 | 544.9357 | -791.856 | 0 | 1817.47 | 2459.681 | 1817.47 | 4599.486 | 1742.389 | 2225.469 | 2330.544 | 4599.486 | 1762.126 | 4239.895 | 1773.832 | 4272.174 | Competitive | Competitive | 1 | TRUE | FALSE | 1 | Non-Competitive | 0.664 | Competitive | 641.9142 | -631.246 | 1610.923 | 4279.126 | 1710 | 1
DGIBJK_5 226__A TO_FROM | DGIBJK_5 | 226__A | 1621 | 2 | 2 | JEWETT_S5 | LIMEST__345A | TO_FROM | 73521.13 | 72536.02 | 156.0145 | 0 | 1832.049 | 2254.394 | -0.07261 | 0.29288 | -0.42983 | 0.29288 | 1937.223 | 388.1766 | 0 | 2031.235 | 1882.785 | 4599.486 | 1882.785 | 1854.734 | 1824.552 | 4599.486 | 2330.544 | 4058.505 | 1802.652 | 4090.034 | 1811.779 | Non-Competitive | Non-Competitive | 0 | TRUE | FALSE | 1 | Non-Competitive | 0.664 | Non-Competitive | 1750.579 | 434.607 | 4083.145 | 1771.512 | 1710 | 1
DGIBJK_5 240__A FROM_TO | DGIBJK_5 | 240__A | 1435 | 2 | 2 | JEWETT_S5 | SNGLTN_345 | FROM_TO | 73521.13 | 55277.27 | -494.712 | 0 | 1637.568 | 1371.424 | -0.21936 | 0.14308 | -0.22347 | 0.21521 | 4111.367 | 1438.315 | 0 | 1445.331 | 1930.124 | 1418.545 | 2028.867 | 1428.527 | 1859.69 | 1418.545 | 2353.356 | 1487.738 | 1979.914 | 1490.061 | 1985.815 | Competitive | Non-Competitive | 0 | TRUE | TRUE | 0 | Non-Competitive | 0.7345 | Non-Competitive | 3612.123 | 1485.362 | 1529.816 | 1908.41 | 1450 | 1
DGIBJK_5 240__A TO_FROM | DGIBJK_5 | 240__A | 1435 | 2 | 2 | JEWETT_S5 | SNGLTN_345 | TO_FROM | 73521.13 | 70814.96 | -2387.05 | 0 | 1359.865 | 1637.569 | -0.14308 | 0.21936 | -0.21521 | 0.22347 | 1479.566 | 1189.933 | 2395.03 | 1813.451 | 1894.57 | 1948.336 | 1863.781 | 1748.179 | 1867.281 | 2353.356 | 1863.781 | 1914.014 | 1882.715 | 1919.872 | 1886.256 | Competitive | Competitive | 0 | TRUE | TRUE | 1 | Competitive | 0.7345 | Competitive | 1515.269 | 1359.427 | 1714.363 | 1870.616 | 1450 | 1
DGIBJK_5 260_A_1 FROM_TO | DGIBJK_5 | 260_A_1 | 1435 | 2 | 2 | JEWETT_N5 | SNGLTN_345 | FROM_TO | 73521.13 | 55236.51 | -578.102 | 0 | 1921.692 | 1359.591 | -0.21598 | 0.15129 | -0.22003 | 0.21391 | 4082.388 | 1398.989 | 0 | 1504.852 | 1932.563 | 1475.301 | 2031.388 | 1486.996 | 1863.216 | 1475.301 | 2356.45 | 1610.513 | 1985.502 | 1613.079 | 1991.254 | Competitive | Competitive | 0 | TRUE | TRUE | 1 | Competitive | 0.6795 | Competitive | 3587.196 | 1445.254 | 1647.965 | 1913.776 | 1450 | 1
DGIBJK_5 260_A_1 TO_FROM | DGIBJK_5 | 260_A_1 | 1435 | 2 | 2 | JEWETT_N5 | SNGLTN_345 | TO_FROM | 73521.13 | 70458.97 | -2321.79 | 0 | 1371.108 | 1921.692 | -0.15129 | 0.21598 | -0.21391 | 0.22003 | 1480.957 | 1182.122 | 2395.03 | 1815.748 | 1962.723 | 1950.764 | 1928.782 | 1751.449 | 1934.094 | 2356.45 | 1928.782 | 1919.421 | 2017.634 | 1925.14 | 2021.451 | Competitive | Non-Competitive | 0 | TRUE | FALSE | 1 | Non-Competitive | 0.6795 | Competitive | 1520.721 | 1355.03 | 1719.423 | 1998.087 | 1450 | 0
DGIBJK_5 265__A FROM_TO | DGIBJK_5 | 265__A | 1673 | 2 | 2 | JEWETT_N5 | TWIN_OAK__5 | FROM_TO | 73521.13 | 80198.3 | -648.037 | 0 | 1881.214 | 1635.225 | -0.18758 | 0.039501 | -0.18758 | 0.13564 | 438.3456 | 12.7081 | 3937.63 | 1687.89 | 2528.751 | 1697.783 | 7739.948 | 1388.595 | 2158.833 | 2157.061 | 7739.948 | 1455.659 | 5776.279 | 1576.667 | 5928.994 | Competitive | Competitive | 1 | TRUE | FALSE | 1 | Non-Competitive | 0.672 | Competitive | 454.6537 | 46.6489 | 1533.848 | 5820.553 | 1631 | 1
DGIBJK_5 265__A TO_FROM | DGIBJK_5 | 265__A | 1673 | 2 | 2 | JEWETT_N5 | TWIN_OAK__5 | TO_FROM | 73521.13 | 80517.1 | -276.896 | 0 | 1623.488 | 1707.597 | -0.0395 | 0.18758 | -0.13564 | 0.18758 | 828.6077 | -45.2765 | 0 | 2367.423 | 1687.89 | 7739.948 | 1697.783 | 1766.699 | 1418.3 | 7739.948 | 2157.061 | 5531.29 | 1471.247 | 5805.96 | 1576.667 | Competitive | Competitive | 1 | TRUE | FALSE | 1 | Non-Competitive | 0.672 | Competitive | 735.2849 | -3.3461 | 5679.313 | 1609.752 | 1631 | 1
DGIBSNG5 260_A_1 FROM_TO | DGIBSNG5 | 260_A_1 | 1435 | 2 | 2 | JEWETT_N5 | SNGLTN_345 | FROM_TO | 73521.13 | 55639.2 | -334.096 | 0 | 1906.605 | 1439.624 | -0.23691 | 0.15205 | -0.24136 | 0.21544 | 4339.17 | 1563.869 | 0 | 1436.218 | 2080.769 | 1458.14 | 2205.737 | 1428.228 | 2015.538 | 1408.541 | 2593.271 | 1529.797 | 2211.949 | 1530.69 | 2216.827 | Competitive | Non-Competitive | 0 | TRUE | FALSE | 0 | Non-Competitive | 0.672 | Non-Competitive | 2152.84 | 916.667 | 1566.718 | 2003.02 | 1450 | 1
DGIBSNG5 260_A_1 TO_FROM | DGIBSNG5 | 260_A_1 | 1435 | 2 | 2 | JEWETT_N5 | SNGLTN_345 | TO_FROM | 73521.13 | 70117.19 | -2772.78 | 0 | 1497.113 | 1906.605 | -0.15205 | 0.23691 | -0.21545 | 0.24136 | 1513.809 | 1192.058 | 2395.03 | 1948.113 | 1856.138 | 2114.366 | 1890.902 | 1889.65 | 1843.83 | 2593.271 | 1828.095 | 2134.131 | 1905.686 | 2138.735 | 1906.964 | Competitive | Competitive | 0 | TRUE | TRUE | 1 | Competitive | 0.672 | Competitive | 1134.008 | 899.9543 | 1788.693 | 1879.488 | 1450 | 1
DGREPA28 K2_P3_1 FROM_TO | DGREPA28 | K2_P3_1 | 478 | 2 | 2 | NACDCHES | SKYLIN3_8 | FROM_TO | 73521.13 | 77743.33 | -665.426 | 0 | 1158.965 | 1180.63 | -0.01578 | 0.25596 | -0.15254 | 0.61816 | -147.416 | -116.619 | 5607.83 | 9721.739 |  | 10000 | 993.183 | 9671.723 | 973.101 | 10000 | 1001.056 | 9969.878 | 949.772 | 9971.274 | 957.539 | Competitive | Competitive | 1 | TRUE | FALSE | 1 | Non-Competitive | 0.6875 | Competitive | -148.484 | -100.45 | 9967.317 | 951.265 | 478 | 1
DGREPA28 K2_P3_1 TO_FROM | DGREPA28 | K2_P3_1 | 478 | 2 | 2 | NACDCHES | SKYLIN3_8 | TO_FROM | 73521.13 | 73131.3 | 579.4151 | 0 | 1180.63 | 1158.979 | -0.25596 | 0.015782 | -0.61816 | 0.15254 | 723.5942 | 628.948 | 0 |  | 9721.739 | 869.876 | 10000 | 841.5 | 9684.661 | 885.848 | 10000 | 841.675 | 9970.471 | 853.524 | 9971.274 | Non-Competitive | Non-Competitive | 0 | TRUE | FALSE | 0 | Non-Competitive | 0.6875 | Non-Competitive | 720.7549 | 635.1699 | 847.373 | 9967.317 | 478 | 1
DGREPAR8 K2_P3_1 FROM_TO | DGREPAR8 | K2_P3_1 | 478 | 2 | 2 | NACDCHES | SKYLIN3_8 | FROM_TO | 73521.13 | 76941.72 | -582.508 | 0 | 1120.315 | 1199.277 | -0.02387 | 0.21243 | -0.1795 | 0.57285 | -130.371 | -572.513 | 0 | 10000 | 10000 | 10000 | 1665.839 | 9776.173 | 938.789 | 10000 | 4537.301 | 9985.521 | 989.859 | 10000 | 1751.698 | Competitive | Competitive | 1 | TRUE | FALSE | 1 | Non-Competitive | 0.711 | Competitive | -124.493 | -568.283 | 10000 | 1783.359 | 478 | 1
DGREPAR8 K2_P3_1 TO_FROM | DGREPAR8 | K2_P3_1 | 478 | 2 | 2 | NACDCHES | SKYLIN3_8 | TO_FROM | 73521.13 | 73302.52 | 493.0674 | 0 | 1137.869 | 1120.315 | -0.21243 | 0.023865 | -0.57285 | 0.1795 | 607.492 | 517.8802 | 0 | 10000 | 10000 | 1515.844 | 10000 | 807.424 | 9783.168 | 4537.301 | 10000 | 876.656 | 9985.676 | 1620.807 | 10000 | Non-Competitive | Non-Competitive | 0 | TRUE | FALSE | 0 | Non-Competitive | 0.711 | Non-Competitive | 597.8806 | 519.9007 | 1614.491 | 10000 | 478 | 1
DGRSLNC5 6380__D FROM_TO | DGRSLNC5 | 6380__D | 154 | 2 | 2 | MURRY_P8 | PAIP4B | FROM_TO | 73521.13 | 73290.85 | -319.537 | 0 | 2018.283 | 920.512 | -0.03869 | 0.066559 | -0.20534 | 0.3036 | 199.3825 | 60.4727 | 4423.83 | 7002.786 | 3186.189 | 7002.786 | 3118.945 | 1827.278 | 2104.388 | 10000 | 3186.189 | 4193.362 | 3156.335 | 8220.814 | 3231.061 | Competitive | Non-Competitive | 0 | TRUE | FALSE | 1 | Non-Competitive | 1.0075 | Non-Competitive | 159.8467 | 49.421 | 7641.514 | 3245.293 | 155 | 1
DGRSLNC5 6380__D TO_FROM | DGRSLNC5 | 6380__D | 154 | 2 | 2 | MURRY_P8 | PAIP4B | TO_FROM | 73521.13 | 72951.36 | -136.616 | 0 | 920.511 | 2018.282 | -0.06656 | 0.12807 | -0.3036 | 0.20534 | 323.9068 | 7.6554 | 0 | 812.522 | 10000 | 2085.357 | 10000 | 737.463 | 1978.043 | 4024.918 | 10000 | 993.908 | 4774.051 | 1001.069 | 10000 | Non-Competitive | Non-Competitive | 0 | TRUE | FALSE | 1 | Non-Competitive | 1.0075 | Non-Competitive | 256.6073 | 15.8969 | 1451.621 | 10000 | 155 | 1
DGRSLNC5 651__B FROM_TO | DGRSLNC5 | 651__B | 185 | 2 | 2 | COMCHESS1_8 | COMANCHE_T8 | FROM_TO | 73521.13 | 73343.91 | -18.1176 | 0 | 1003.971 | 1677.417 | -0.0729 | 0.021652 | -0.72774 | 0.18408 | 313.36 | 34.7373 | 0 | 3975.326 | 7831.355 | 770.426 | 7331.513 | 606.099 | 3241.91 | 798.401 | 10000 | 733.343 | 8262.762 | 807.574 | 8916.76 | Competitive | Non-Competitive | 0 | TRUE | FALSE | 1 | Non-Competitive | 1.102 | Non-Competitive | 255.7599 | 48.9644 | 855.766 | 8898.046 | 186 | 1
DGRSLNC5 651__B TO_FROM | DGRSLNC5 | 651__B | 185 | 2 | 2 | COMCHESS1_8 | COMANCHE_T8 | TO_FROM | 73521.13 | 74155.31 | -310.371 | 0 | 1677.417 | 1003.971 | -0.01717 | 0.13064 | -0.18408 | 0.72774 | 67.7987 | -113.726 | 0 | 6010.191 |  | 7727.489 | 2476.79 | 2702.103 | 907.798 | 7727.489 | 2507.736 | 5571.543 | 1664.763 | 5927.449 | 2635.762 | Competitive | Competitive | 1 | TRUE | FALSE | 1 | Non-Competitive | 1.102 | Competitive | 40.5843 | -109.153 | 5812.277 | 2423.363 | 186 | 1
DGRSLNC5 6558__B FROM_TO | DGRSLNC5 | 6558__B | 260 | 2 | 2 | FISHERRD_8 | WCHTFLLS1_8 | FROM_TO | 73521.13 | 73597.32 | 77.2186 | 0 | 976.106 | 1778.43 | -0.02827 | 0.036303 | -0.51781 | 0.31529 | 220.5492 | 81.3099 | 0 | 2708.889 | 6273.074 | 2708.889 | 6800.018 | 489.246 | 5853.986 | 2708.889 | 6273.074 | 1018.86 | 6412.259 | 2708.889 | 6450.637 | Competitive | Competitive | 1 | TRUE | FALSE | 1 | Non-Competitive | 0.7735 | Competitive | 134.592 | 88.9747 | 3695.052 | 10000 | 260 | 1
DGRSLNC5 6558__B TO_FROM | DGRSLNC5 | 6558__B | 260 | 2 | 2 | FISHERRD_8 | WCHTFLLS1_8 | TO_FROM | 73521.13 | 74459.28 | -242.396 | 0 | 1778.43 | 803.212 | -0.0363 | 0.033296 | -0.31529 | 0.51781 | -34.693 | -138.777 | 0 | 5013.445 | 3695.052 | 4419.316 | 3695.052 | 4372.362 | 700.016 | 4419.316 | 3695.052 | 4614.245 | 1928.368 | 4417.805 | 3695.052 | Competitive | Competitive | 1 | TRUE | FALSE | 1 | Non-Competitive | 0.7735 | Competitive | -55.2776 | -105.936 | 4653.42 | 3695.052 | 260 | 1
DGRSLNC5 6635__A FROM_TO | DGRSLNC5 | 6635__A | 28 | 2 | 2 | BRECK_9 | MORTNVAL_9 | FROM_TO | 73521.13 | 73526.62 | -31.0631 | 0 | 2129.107 | 847.812 | -0.00263 | 0.013309 | -0.3038 | 0.21176 | 26.0687 | 1.8292 | 0 |  |  | 6752.931 | 2543.473 | 1915.476 | 1142.868 | 6752.931 | 2606.023 | 4407.168 | 2319.38 | 7819.866 | 2762.15 | Competitive | Competitive | 1 | FALSE | FALSE | 1 | Non-Competitive | 1.0625 | Competitive | 24.9997 | 9.2609 | 6868.417 | 2916.731 | 28 | 1
DGRSLNC5 6635__A TO_FROM | DGRSLNC5 | 6635__A | 28 | 2 | 2 | BRECK_9 | MORTNVAL_9 | TO_FROM | 73521.13 | 73502.73 | -16.791 | 0 | 941.04 | 2129.107 | -0.01331 | 0.02721 | -0.21176 | 0.3038 | 31.8965 | -0.38772 | 0 | 10000 |  | 10000 | 10000 | 563.197 | 2191.263 | 10000 | 10000 | 1720.206 | 5392.913 | 10000 | 10000 | Non-Competitive | Non-Competitive | 0 | TRUE | FALSE | 1 | Non-Competitive | 1.0625 | Competitive | 26.758 | -1.9581 | 10000 | 10000 | 28 | 0
DGRSLNC5 6856__B FROM_TO | DGRSLNC5 | 6856__B | 28 | 2 | 2 | SEYMOUR_9 | BOMARTON_9 | FROM_TO | 73521.13 | 94738.8 | 0 | 0 | 0 | 0 | 0 | 0 | 0 | 0 | 0 | 0 | 0 | [10 empty] | 0 | 0 | Competitive | Competitive | 1 | FALSE | TRUE | 1 | Non-Competitive | 0.969 | Competitive | 0 | 0 | 0 | 0 | 28 | 1
DGRSLNC5 6856__B TO_FROM | DGRSLNC5 | 6856__B | 28 | 2 | 2 | SEYMOUR_9 | BOMARTON_9 | TO_FROM | 73521.13 | 94738.8 | 0 | 0 | 0 | 0 | 0 | 0 | 0 | 0 | 0 | 0 | 0 | [10 empty] | 0 | 0 | Competitive | Competitive | 1 | FALSE | TRUE | 1 | Non-Competitive | 0.969 | Competitive | 0 | 0 | 0 | 0 | 28 | 1
DGRSLNC5 6880__A FROM_TO | DGRSLNC5 | 6880__A | 24 | 2 | 2 | LEON5_9 | RANGER_9 | FROM_TO | 73521.13 | 73529.23 | 15.8998 | 0 | 783.088 | 0 | 0 | 0.000216 | -0.99978 | 0.000216 | 15.9052 | 15.908 | 0 |  |  | 783.088 |  | 783.088 |  | 783.088 |  | 783.088 |  | 783.088 | 0 | Competitive | Competitive | 1 | FALSE | TRUE | 1 | Non-Competitive | 1.039 | Competitive | 15.9597 | 15.8858 | 788.325 | 0 | 24 | 1
DGRSLNC5 6880__A TO_FROM | DGRSLNC5 | 6880__A | 24 | 2 | 2 | LEON5_9 | RANGER_9 | TO_FROM | 73521.13 | 94738.8 | -15.8998 | 0 | 783.088 | 0 | -0.00022 | 0 | -0.00022 | 0.99978 | -15.8859 | -14.6656 | 5643.83 |  |  |  | 920.068 |  | 920.068 |  | 920.068 |  | 920.068 | 0 | 920.068 | Competitive | Competitive | 1 | FALSE | TRUE | 1 | Non-Competitive | 1.039 | Competitive | -15.8876 | -14.3731 | 0 | 921.083 | 24 | 1
DGRSLNC5 ABNW_69T1 FROM_TO | DGRSLNC5 | ABNW_69T1 | 68.75 | 2 | 2 | ABNW2A | ABNW4A | FROM_TO | 73521.13 | 75654.35 | -58.807 | 0 | 1710.875 | 1168.605 | -0.00166 | 0.020263 | -0.04203 | 0.48881 | -19.8087 | -29.634 | 0 | 10000 |  | 4064.082 | 901.952 | 1882.829 | 832.705 | 5811.815 | 2461.566 | 3214.349 | 770.94 | 4405.046 | 810.828 | Competitive | Competitive | 1 | TRUE | FALSE | 1 | Non-Competitive | 0.984 | Competitive | -23.1757 | -25.2315 | 4964.299 | 820.09 | 68.8 | 1
DGRSLNC5 ABNW_69T1 TO_FROM | DGRSLNC5 | ABNW_69T1 | 68.75 | 2 | 2 | ABNW2A | ABNW4A | TO_FROM | 73521.13 | 73540.97 | 26.0755 | 0 | 1259.505 | 1604.448 | -0.00238 | 0.008149 | -0.48881 | 0.042031 | 59.0525 | 41.4601 | 0 |  |  | 1957.242 | 5442.928 | 617.255 | 5193.279 | 2880.54 | 9553.019 | 709.187 | 6392.643 | 2140.09 | 6538.254 | Competitive | Competitive | 1 | FALSE | FALSE | 1 | Non-Competitive | 0.984 | Competitive | 57.694 | 43.9526 | 2460.821 | 5849.081 | 68.8 | 1
DGRSLNC5 ALBANY_HUB1_T1_1 FROM_TO | DGRSLNC5 | ALBANY_HUB1_T1_1 | 38 | 2 | 2 | ALBANY2A | WCTMWDT | FROM_TO | 73521.13 | 73545.68 | -12.7522 | 0 | 791.785 | 1971.587 | -0.00205 | 0.018084 | -0.54488 | 0.40974 | 24.1225 | -11.9717 | 0 |  |  | 3901.581 | 6091.407 | 760.267 | 1185.234 | 5310.941 | 10000 | 1204.469 | 3630.324 | 4192.596 | 7710.311 | Competitive | Competitive | 1 | FALSE | FALSE | 1 | Non-Competitive | 1.1955 | Competitive | 15.2998 | -9.2144 | 5000.925 | 7430.697 | 38 | 1
DGRSLNC5 ALBANY_HUB1_T1_1 TO_FROM | DGRSLNC5 | ALBANY_HUB1_T1_1 | 38 | 2 | 2 | ALBANY2A | WCTMWDT | TO_FROM | 73521.13 | 73576.68 | -24.4115 | 0 | 1971.587 | 986.824 | -0.00337 | 0.010904 | -0.40974 | 0.54487 | 15.2378 | 6.2475 | 1395.03 |  |  | 10000 | 2537.606 | 1036.872 | 2455.555 | 10000 | 3193.846 | 3568.295 | 2834.894 | 10000 | 2846.683 | Competitive | Competitive | 1 | FALSE | FALSE | 1 | Non-Competitive | 1.1955 | Competitive | 12.1361 | 6.4134 | 10000 | 2945.769 | 38 | 1
DGRSLNC5 CISC_PUTN1 FROM_TO | DGRSLNC5 | CISC_PUTN1 | 429 | 2 | 2 | 6317 | PUTN4A | FROM_TO | 73521.13 | 74136.59 | -297.752 | 0 | 1671.065 | 933.025 | -0.03182 | 0.13016 | -0.42433 | 0.40475 | 167.1205 | 20.1165 | 0 | 3610.213 | 3161.678 | 10000 | 3087.981 | 1558.537 | 1928.064 | 10000 | 3161.678 | 2810.66 | 3031.207 | 4333.71 | 3140.844 | Competitive | Competitive | 1 | TRUE | FALSE | 1 | Non-Competitive | 0.7655 | #N/A | #N/A | #N/A | #N/A | #N/A | #N/A | #N/A
DGRSLNC5 CISC_PUTN1 TO_FROM | DGRSLNC5 | CISC_PUTN1 | 429 | 2 | 2 | 6317 | PUTN4A | TO_FROM | 73521.13 | 73834.18 | -121.346 | 0 | 933.024 | 1671.065 | -0.02629 | 0.057879 | -0.40475 | 0.42433 | 304.1682 | -114.919 | 0 | 770.19 | 6160.513 | 770.19 | 5926.055 | 682.572 | 1803.163 | 1585.01 | 6160.513 | 734.786 | 3378.995 | 743.733 | 6066.141 | Competitive | Competitive | 1 | TRUE | FALSE | 1 | Non-Competitive | 0.7655 | #N/A | #N/A | #N/A | #N/A | #N/A | #N/A | #N/A
DGRSLNC5 DRSY_SANA_T1_1 FROM_TO | DGRSLNC5 | DRSY_SANA_T1_1 | 30 | 2 | 2 | SANA_TAP2A | DRSY2A | FROM_TO | 73521.13 | 73534.28 | -10.7225 | 0 | 1047.953 | 915.168 | -0.00476 | 0.004863 | -0.41364 | 0.19969 | 24.0635 | 13.8615 | 919.73 |  |  | 3698.593 | 3397.751 | 832.248 | 1760.07 | 4020.955 | 10000 | 1094.761 | 2554.121 | 3459.282 | 4033.866 | Competitive | Competitive | 1 | FALSE | FALSE | 1 | Non-Competitive | 1.0075 | Competitive | 23.8859 | 15.5836 | 3593.912 | 3743.698 | 30 | 1
DGRSLNC5 DRSY_SANA_T1_1 TO_FROM | DGRSLNC5 | DRSY_SANA_T1_1 | 30 | 2 | 2 | SANA_TAP2A | DRSY2A | TO_FROM | 73521.13 | 73563.57 | -26.1987 | 0 | 915.168 | 1064.991 | -0.0028 | 0.012257 | -0.19969 | 0.41364 | 21.2594 | -14.287 | 0 |  |  | 1826.575 | 8833.055 | 887.208 | 942.708 | 2201.495 | 10000 | 927.735 | 1256.233 | 1846.954 | 9256.085 | Competitive | Competitive | 1 | FALSE | FALSE | 1 | Non-Competitive | 1.0075 | Competitive | 13.9023 | -11.0849 | 1861.287 | 8990.833 | 30 | 1
DGRSLNC5 FRIR_SONR1_1 FROM_TO | DGRSLNC5 | FRIR_SONR1_1 | 37 | 2 | 2 | SONR2A | FRIR2A | FROM_TO | 73521.13 | 73368.37 | -45.9287 | 0 | 951.647 | 1232.899 | -0.00854 | 0.027547 | -0.72161 | 0.13284 | 147.1569 | -0.47198 | 0 | 3780.755 |  | 1791.37 | 3505.826 | 858.732 | 1131.566 | 2544.351 | 5661.626 | 934.657 | 1739.539 | 1922.288 | 3295.831 | Competitive | Non-Competitive | 0 | TRUE | FALSE | 1 | Non-Competitive | 1.1095 | Competitive | 8.4214 | 8.3824 | 788.325 | 0 | 37 | 0
DGRSLNC5 FRIR_SONR1_1 TO_FROM | DGRSLNC5 | FRIR_SONR1_1 | 37 | 2 | 2 | SONR2A | FRIR2A | TO_FROM | 73521.13 | 73479.99 | -105.587 | 0 | 1232.899 | 951.647 | -0.01075 | 0.008539 | -0.13284 | 0.72161 | 42.0723 | -37.7697 | 0 |  |  | 2515.127 | 2538.475 | 988.381 | 1683.53 | 3540.652 | 3017.444 | 1438.362 | 2053.764 | 2417.809 | 2786.876 | Competitive | Non-Competitive | 0 | FALSE | FALSE | 1 | Non-Competitive | 1.1095 | Competitive | -8.3834 | -7.5842 | 0 | 921.083 | 37 | 0
DGRSLNC5 HAMILT_MAVERI1_1 FROM_TO | DGRSLNC5 | HAMILT_MAVERI1_1 | 122 | 2 | 2 | HAMILTN4 | MAVERICK4A | FROM_TO | 73521.13 | 73136.35 | -138.939 | 0 | 943.515 | 2527.263 | -0.0298 | 0.20944 | -0.53364 | 0.20944 | 326.4091 | -27.4764 | 0 | 1647.424 | 4125.31 | 10000 | 3849.289 | 823.435 | 935.109 | 10000 | 4266.309 | 1849.106 | 1216.706 | 3245.383 | 3705.119 | Non-Competitive | Non-Competitive | 0 | TRUE | FALSE | 1 | Non-Competitive | 0.7035 | Non-Competitive | 285.5709 | -3.1877 | 4230.851 | 3661.156 | 122 | 1
DGRSLNC5 HAMILT_MAVERI1_1 TO_FROM | DGRSLNC5 | HAMILT_MAVERI1_1 | 122 | 2 | 2 | HAMILTN4 | MAVERICK4A | TO_FROM | 73521.13 | 73641.02 | -244.086 | 0 | 2527.262 | 951.008 | -0.20944 | 0.45556 | -0.20944 | 0.53364 | 95.8803 | -117.99 | 0 | 3455.304 | 5308.677 | 10000 | 10000 | 827.361 | 1506.636 | 10000 | 10000 | 7589.853 | 4978.22 | 8894.624 | 8915.786 | Competitive | Competitive | 1 | TRUE | FALSE | 1 | Non-Competitive | 0.7035 | Competitive | 83.0617 | -120.116 | 8870.23 | 10000 | 122 | 1
DGRSLNC5 LENSW_PUTN2_1 FROM_TO | DGRSLNC5 | LENSW_PUTN2_1 | 72 | 2 | 2 | LEONSW_8 | PUTN4A | FROM_TO | 73521.13 | 73495.84 | -183.964 | 0 | 1650.958 | 910.693 | -0.01867 | 0.070583 | -0.51811 | 0.12528 | 84.2315 | 1.9195 | 0 | 10000 |  | 10000 | 3090.228 | 1622.621 | 1896.385 | 10000 | 3161.472 | 2861.862 | 3031.224 | 10000 | 3143.323 | Competitive | Non-Competitive | 0 | TRUE | FALSE | 1 | Non-Competitive | 0.6875 | Competitive | 61.5379 | -3.9321 | 10000 | 3147.3 | 84 | 0
DGRSLNC5 LENSW_PUTN2_1 TO_FROM | DGRSLNC5 | LENSW_PUTN2_1 | 72 | 2 | 2 | LEONSW_8 | PUTN4A | TO_FROM | 73521.13 | 72589.35 | -59.0251 | 0 | 910.692 | 1999.313 | -0.01437 | 0.040654 | -0.12528 | 0.51811 | 188.1596 | -55.3096 | 0 | 2370.195 |  | 761.932 | 5920.68 | 674.741 | 1889.265 | 2582.616 | 6152.852 | 719.06 | 3497.648 | 727.595 | 6054.268 | Competitive | Non-Competitive | 0 | TRUE | FALSE | 1 | Non-Competitive | 0.6875 | Non-Competitive | 147.1507 | -35.8559 | 1354.842 | 5742.779 | 84 | 1
DGRSLNC5 MRAN_PUTN1_1 FROM_TO | DGRSLNC5 | MRAN_PUTN1_1 | 38 | 2 | 2 | MRAN2A | PUTN2A | FROM_TO | 73521.13 | 73736.87 | -23.4362 | 0 | 837.08 | 2224.642 | -0.0022 | 0.017939 | -0.11293 | 0.66773 | 13.4096 | -22.6548 | 0 |  |  | 3906.191 | 6525.276 | 771.092 | 1032.83 | 5305.447 | 10000 | 1266.538 | 1823.956 | 4205.767 | 7614.943 | Competitive | Competitive | 1 | FALSE | FALSE | 1 | Non-Competitive | 0.7265 | Competitive | 3.2811 | -21.2367 | 5000.324 | 7149.273 | 38 | 1
DGRSLNC5 MRAN_PUTN1_1 TO_FROM | DGRSLNC5 | MRAN_PUTN1_1 | 38 | 2 | 2 | MRAN2A | PUTN2A | TO_FROM | 73521.13 | 73539.2 | -13.6792 | 0 | 1971.801 | 976.686 | -0.00322 | 0.011049 | -0.66773 | 0.11293 | 25.9379 | 16.7259 | 1395.03 |  |  | 10000 | 2559.413 | 924.665 | 2536.079 | 10000 | 3197.606 | 2052.564 | 2880.78 | 10000 | 2889.281 | Competitive | Competitive | 1 | FALSE | FALSE | 1 | Non-Competitive | 0.7265 | Competitive | 24.2 | 18.0031 | 10000 | 3033.259 | 38 | 1
DGRSLNC5 NICOLE_ORNT1_1 FROM_TO | DGRSLNC5 | NICOLE_ORNT1_1 | 135 | 2 | 2 | NICOLE4A | ORNT4A | FROM_TO | 73521.13 | 73546.87 | -62.4307 | 0 | 1042.826 | 1072.277 | -0.01553 | 0.17742 | -0.30207 | 0.17742 | 126.8617 | -7.0933 | 0 | 6185.991 |  | 10000 | 10000 | 1158.62 | 973.462 | 10000 | 10000 | 7555.26 | 1451.076 | 8786.889 | 10000 | Competitive | Competitive | 1 | TRUE | FALSE | 1 | Non-Competitive | 0.719 | Competitive | 115.7463 | -2.6029 | 8090.488 | 10000 | 135 | 1
DGRSLNC5 NICOLE_ORNT1_1 TO_FROM | DGRSLNC5 | NICOLE_ORNT1_1 | 135 | 2 | 2 | NICOLE4A | ORNT4A | TO_FROM | 73521.13 | 73943.33 | -97.5903 | 0 | 1018.043 | 1042.826 | -0.00751 | 0.053841 | -0.17742 | 0.30207 | 60.4417 | 37.2121 | 0 | 10000 |  | 10000 | 2589.932 | 1021.724 | 1780.405 | 10000 | 2937.143 | 3858.831 | 1834.63 | 10000 | 2324.842 | Competitive | Competitive | 1 | TRUE | FALSE | 1 | Non-Competitive | 0.719 | Competitive | 54.0807 | 36.272 | 10000 | 2055.907 | 135 | 1
DGRSLNC5 PUTN_138_69T1 FROM_TO | DGRSLNC5 | PUTN_138_69T1 | 99 | 2 | 2 | PUTN2A | PUTN4A | FROM_TO | 73521.13 | 73841.55 | -51.0477 | 0 | 1116.659 | 1651.672 | -0.00869 | 0.013414 | -0.16813 | 0.60278 | 43.5015 | -48.6649 | 0 |  |  | 797.909 | 5811.846 | 699.435 | 1635.499 | 3666.126 | 5894.508 | 815.459 | 2859.689 | 832.756 | 5711.095 | Competitive | Competitive | 1 | FALSE | FALSE | 1 | Non-Competitive | 0.7185 | Competitive | 30.0261 | -42.0215 | 1598.573 | 5476.037 | 99 | 1
DGRSLNC5 PUTN_138_69T1 TO_FROM | DGRSLNC5 | PUTN_138_69T1 | 99 | 2 | 2 | PUTN2A | PUTN4A | TO_FROM | 73521.13 | 73575.89 | -45.8614 | 0 | 2000.564 | 1116.659 | -0.00634 | 0.038613 | -0.60278 | 0.16813 | 65.8804 | 23.2977 | 0 | 10000 |  | 10000 | 3064.525 | 1438.923 | 1805.941 | 10000 | 3064.525 | 2371.674 | 2904.186 | 10000 | 3109.246 | Competitive | Competitive | 1 | TRUE | FALSE | 1 | Non-Competitive | 0.7185 | Competitive | 58.2448 | 22.1195 | 10000 | 3062.818 | 99 | 1
DGRSPKR5 6375__A FROM_TO | DGRSPKR5 | 6375__A | 210 | 2 | 2 | GRHAMSES1_8 | GRAHAME_8 | FROM_TO | 73521.13 | 73263.31 | -33.193 | 0 | 809.68 | 5936.803 | -0.0962 | 0.10564 | -0.78641 | 0.10564 | 412.2994 | 16.3329 | 0 | 1000.977 | 10000 | 10000 | 10000 | 738.417 | 5046.123 | 10000 | 10000 | 1860.483 | 9675.097 | 1982.744 | 10000 | Non-Competitive | Non-Competitive | 0 | TRUE | FALSE | 1 | Non-Competitive | 0.719 | Non-Competitive | 320.8948 | 44.1519 | 7391.609 | 10000 | 210 | 1
DGRSPKR5 6375__A TO_FROM | DGRSPKR5 | 6375__A | 210 | 2 | 2 | GRHAMSES1_8 | GRAHAME_8 | TO_FROM | 73521.13 | 74119.56 | -421.254 | 0 | 5936.793 | 972.981 | -0.10564 | 0.37039 | -0.10564 | 0.78641 | 147.3984 | 36.4331 | 4643.83 | 5784.026 | 3121.952 | 10000 | 10000 | 3413.09 | 1487.989 | 10000 | 10000 | 5508.177 | 4643.373 | 5587.582 | 5118.544 | Competitive | Competitive | 1 | TRUE | FALSE | 1 | Non-Competitive | 0.719 | Competitive | 130.4681 | 67.8786 | 5705.212 | 10000 | 210 | 1
DGRSPKR5 6377__A FROM_TO | DGRSPKR5 | 6377__A | 185 | 2 | 2 | ORAN1_8 | BARTON_8 | FROM_TO | 73521.13 | 73571.27 | -391.965 | 0 | 1727.682 | 5049.484 | -0.09249 | 0.10098 | -0.60208 | 0.21721 | 154.5728 | 40.1076 | 4823.83 | 10000 | 2995.924 | 10000 | 10000 | 4022.763 | 1759.721 | 10000 | 10000 | 9479.644 | 4266.672 | 10000 | 4620.84 | Competitive | Competitive | 1 | TRUE | FALSE | 1 | Non-Competitive | 0.672 | Competitive | 131.3314 | 63.1759 | 10000 | 10000 | 186 | 1
DGRSPKR5 6377__A TO_FROM | DGRSPKR5 | 6377__A | 185 | 2 | 2 | ORAN1_8 | BARTON_8 | TO_FROM | 73521.13 | 72379.65 | -107.593 | 0 | 5049.479 | 1837.178 | -0.10098 | 0.60208 | -0.21722 | 0.60208 | 431.0915 | -34.5805 | 0 | 996.542 | 10000 | 10000 | 10000 | 807.809 | 4169.55 | 10000 | 10000 | 6748.138 | 9525.428 | 6831.784 | 10000 | Non-Competitive | Non-Competitive | 0 | TRUE | FALSE | 1 | Non-Competitive | 0.672 | Non-Competitive | 329.6699 | -6.9963 | 8088.659 | 10000 | 186 | 1
DGRSPKR5 HAS_XFM2 FROM_TO | DGRSPKR5 | HAS_XFM2 | 40 | 2 | 2 | HASSE | HASSE_P8 | FROM_TO | 73521.13 | 74687.18 | -27.6612 | 0 | 1005.511 | 932.034 | -0.00183 | 0.002597 | -0.03617 | 0.29215 | -1.4596 | -11.0082 | 2395.03 |  |  | 10000 | 2196.958 | 745.681 | 1941.777 | 10000 | 2501.443 | 1290.922 | 2164.087 | 10000 | 2383.069 | Competitive | Competitive | 1 | FALSE | FALSE | 1 | Non-Competitive | 0.6875 | Competitive | -3.0696 | -10.4907 | 10000 | 2122.738 | 40 | 1
DGRSPKR5 HAS_XFM2 TO_FROM | DGRSPKR5 | HAS_XFM2 | 40 | 2 | 2 | HASSE | HASSE_P8 | TO_FROM | 73521.13 | 73538.19 | 0.1379 | 0 | 856.088 | 943.841 | -0.0026 | 0.001989 | -0.29215 | 0.036165 | 34.9933 | 6.7547 | 0 |  |  | 913.245 | 10000 | 1038.514 | 810.554 | 971.543 | 10000 | 917.279 | 1368.159 | 892.478 | 10000 | Competitive | Competitive | 1 | FALSE | FALSE | 1 | Non-Competitive | 0.6875 | Competitive | 29.6923 | 9.209 | 1041.607 | 10000 | 40 | 1
DHAMSUM8 CKT_941_1 FROM_TO | DHAMSUM8 | CKT_941_1 | 260 | 2 | 2 | SUMMITN | WILIAMSN | FROM_TO | 73521.13 | 73418.98 | 163.5122 | 0 | 2301.525 | 1124.17 | -0.05181 | 0.039688 | -0.5134 | 0.15018 | 312.7301 | 199.0912 | 0 | 9154.504 | 10000 | 5974.843 | 10000 | 959.686 | 7796.246 | 9154.504 | 10000 | 2425.385 | 9932.701 | 7135.366 | 10000 | Competitive | Non-Competitive | 0 | TRUE | FALSE | 1 | Non-Competitive | 0.711 | Non-Competitive | 320.8956 | 214.8585 | 9198.281 | 10000 | 260 | 1
DHAMSUM8 CKT_941_1 TO_FROM | DHAMSUM8 | CKT_941_1 | 260 | 2 | 2 | SUMMITN | WILIAMSN | TO_FROM | 73521.13 | 76375.53 | -287.439 | 0 | 1240.309 | 1969.862 | -0.03969 | 0.051805 | -0.15018 | 0.5134 | -174.826 | -259.229 | 0 | 10000 | 9154.504 | 10000 | 5974.843 | 6339.117 | 1098.505 | 10000 | 9154.504 | 9632.473 | 2623.991 | 10000 | 7135.366 | Competitive | Competitive | 1 | TRUE | FALSE | 1 | Non-Competitive | 0.711 | Competitive | -189.211 | -265.466 | 10000 | 9198.281 | 260 | 1
DHILLAS8 CAGNON_MR4H FROM_TO | DHILLAS8 | CAGNON_MR4H | 600 | 3 | 3 | CAGNON_5 | CAGSTAR4 | FROM_TO | 73521.13 | 73359.75 | 535.6107 | 0 | 1501.29 | 1688.616 | -0.16292 | 0.037537 | -0.9109 | 0.093096 | 747.0013 | 594.781 | 0 | 5695.993 | 8966.345 | 5695.993 | 9063.325 | 816.371 | 8925.037 | 5695.993 | 10000 | 1029.134 | 9495.917 | 6319.176 | 9497.543 | Competitive | Non-Competitive | 0 | TRUE | FALSE | 1 | Non-Competitive | 0.6875 | Competitive | -191.113 | -528.618 | 9080.842 | 8296.638 | 600 | 0
DHILLAS8 CAGNON_MR4H TO_FROM | DHILLAS8 | CAGNON_MR4H | 600 | 3 | 3 | CAGNON_5 | CAGSTAR4 | TO_FROM | 73521.13 | 83330.56 | -654.652 | 0 | 1688.579 | 1501.29 | -0.03754 | 0.16292 | -0.0931 | 0.9109 | -244.559 | -676.021 | 0 | 8913.929 | 10000 | 9063.325 | 10000 | 8852.048 | 933.428 | 10000 | 10000 | 9479.768 | 1171.175 | 9482.237 | 10000 | Competitive | Competitive | 1 | TRUE | FALSE | 1 | Non-Competitive | 0.6875 | Competitive | 587.3085 | 469.1206 | 5457.579 | 9122.214 | 600 | 1
DHKBCRL5 1140__C FROM_TO | DHKBCRL5 | 1140__C | 215 | 3 | 3 | DFW_DE1T1_8 | DFW_CE1_8 | FROM_TO | 73521.13 | 72850.88 | 271.686 | 0 | 1232.388 | 1660.145 | -0.02286 | 0.013665 | -0.42299 | 0.41106 | 500.8855 | 299.3395 | 0 |  | 2637.08 | 873.949 | 2705.183 | 794.791 | 2714.364 | 829.855 | 2705.183 | 826.547 | 2625.415 | 865.935 | 2620.981 | Non-Competitive | Non-Competitive | 0 | TRUE | FALSE | 0 | Non-Competitive | 0.828 | Non-Competitive | 487.3278 | 297.3132 | 860.49 | 2609.129 | 250 | 1
DHKBCRL5 1140__C TO_FROM | DHKBCRL5 | 1140__C | 215 | 3 | 3 | DFW_DE1T1_8 | DFW_CE1_8 | TO_FROM | 73521.13 | 74414.94 | -522.035 | 0 | 1660.145 | 1203.603 | -0.01366 | 0.022856 | -0.41106 | 0.42299 | -179.379 | -196.996 | 551.83 | 2201.482 |  | 2349.856 | 947.301 | 2381.33 | 918.494 | 2349.856 | 903.779 | 2264.827 | 921.154 | 2255.488 | 934.274 | Competitive | Competitive | 1 | TRUE | TRUE | 1 | Competitive | 0.828 | Competitive | -200.652 | -202.504 | 2610.666 | 949.621 | 250 | 1
DI_DWHI8 RINCON_WHITE_2_1 FROM_TO | DI_DWHI8 | RINCON_WHITE_2_1 | 216 | 2 | 2 | RINCON4A | WHITEPT4A | FROM_TO | 73521.13 | 74996.27 | -227.149 | 0 | 3195.663 | 1423.115 | -0.03453 | 0.28573 | -0.08135 | 0.48934 | 97.6017 | -161.504 | 0 | 3809.745 | 4494.198 | 4875.073 | 4494.198 | 3525.695 | 885.081 | 5644.313 | 4494.198 | 5008.732 | 2910.233 | 5019.064 | 5131.703 | Competitive | Competitive | 1 | TRUE | FALSE | 1 | Non-Competitive | 0.672 | Competitive | 104.2466 | -31.6095 | 5012.32 | 5254.484 | 216 | 1
DI_DWHI8 RINCON_WHITE_2_1 TO_FROM | DI_DWHI8 | RINCON_WHITE_2_1 | 216 | 2 | 2 | RINCON4A | WHITEPT4A | TO_FROM | 73521.13 | 73452.96 | 17.5618 | 0 | 1300.342 | 3195.682 | -0.28573 | 0.069619 | -0.48933 | 0.081346 | 249.356 | 24.0315 | 0 | 1424.476 | 3809.745 | 1450.767 | 4875.073 | 655.424 | 3525.695 | 4120.112 | 5644.313 | 1477.972 | 5008.732 | 1772.143 | 5019.064 | Non-Competitive | Non-Competitive | 0 | TRUE | FALSE | 1 | Non-Competitive | 0.672 | Non-Competitive | 240.058 | 12.011 | 1827.759 | 5012.32 | 216 | 1
DJEWSNG5 256_A_1 FROM_TO | DJEWSNG5 | 256_A_1 | 1376 | 2 | 2 | GIBN_CREK_5 | TWIN_OAK__5 | FROM_TO | 73521.13 | 69749.8 | -2318.46 | 0 | 1466.991 | 1823.996 | -0.15699 | 0.2286 | -0.15699 | 0.2286 | 1275.07 | 1110.36 | 3281.23 | 1830.801 | 1947.235 | 1952.662 | 1936.011 | 1794.609 | 1929.487 | 2594.381 | 1936.011 | 1918.998 | 2054.653 | 1921.263 | 2056.39 | Competitive | Competitive | 1 | TRUE | FALSE | 1 | Non-Competitive | 0.7425 | Competitive | 1431.277 | 1279.199 | 1713.705 | 2036.135 | 1662 | 1
DJEWSNG5 256_A_1 TO_FROM | DJEWSNG5 | 256_A_1 | 1376 | 2 | 2 | GIBN_CREK_5 | TWIN_OAK__5 | TO_FROM | 73521.13 | 57007.34 | -466.684 | 0 | 1928.284 | 1466.989 | -0.2286 | 0.15699 | -0.2286 | 0.15699 | 3956.082 | 1223.068 | 0 | 1491.051 | 1941.223 | 1473.507 | 2032.078 | 1478.802 | 1904.969 | 1473.507 | 2594.381 | 1627.43 | 1980.75 | 1628.694 | 1982.64 | Competitive | Competitive | 0 | TRUE | TRUE | 1 | Competitive | 0.7425 | Competitive | 3403.955 | 1377.991 | 1666.189 | 1903.961 | 1662 | 1
DJEWSNG5 JK_TOKSW_1 FROM_TO | DJEWSNG5 | JK_TOKSW_1 | 1376 | 2 | 2 | JKCREEK1 | TWIN_OAK__5 | FROM_TO | 73521.13 | 69531.87 | -2392.73 | 0 | 1889.961 | 1813.037 | -0.16671 | 0.25992 | -0.16671 | 0.48047 | 1289.014 | 1112.687 | 3281.23 | 1794.412 | 1947.04 | 1911.778 | 1939.596 | 1760.396 | 1929.446 | 2642.744 | 1939.596 | 1819.899 | 2061.413 | 1821.887 | 2063.104 | Competitive | Competitive | 1 | TRUE | FALSE | 1 | Non-Competitive | 0.6875 | Non-Competitive | 1447.613 | 1286.139 | 1630.229 | 2042.241 | 1376 | 0
DJEWSNG5 JK_TOKSW_1 TO_FROM | DJEWSNG5 | JK_TOKSW_1 | 1376 | 2 | 2 | JKCREEK1 | TWIN_OAK__5 | TO_FROM | 73521.13 | 65648.35 | -463.223 | 0 | 1917.894 | 2265.377 | -0.25992 | 0.16672 | -0.48047 | 0.16672 | 4179.905 | 1282.667 | 0 | 1491.49 | 1901.131 | 1477.049 | 1988.509 | 1479.307 | 1867.163 | 1481.929 | 2642.744 | 1634.51 | 1876.407 | 1635.749 | 1878.056 | Non-Competitive | Competitive | 0 | TRUE | TRUE | 1 | Competitive | 0.6875 | Non-Competitive | 3614.482 | 1445.011 | 1672.411 | 1804.97 | 1376 | 0
DJEWSNG5 SNGXGC75_1 FROM_TO | DJEWSNG5 | SNGXGC75_1 | 1631 | 2 | 2 | GIBN_CREK_5 | SNGLTN_345 | FROM_TO | 73521.13 | 56806.46 | -233.987 | 0 | 2445.792 | 1518.87 | -0.23685 | 0.24005 | -0.24137 | 0.24005 | 4410.6 | 1400.728 | 0 | 1394.362 | 2101.927 | 1367.332 | 2208.529 | 1384.476 | 2050.055 | 2143.617 | 2592.351 | 1423.349 | 2222.23 | 1424.259 | 2225.498 | Competitive | Non-Competitive | 0 | TRUE | FALSE | 1 | Non-Competitive | 0.664 | Non-Competitive | 3802.86 | 1546.004 | 1456.953 | 2132.244 | 1631 | 1
DJEWSNG5 SNGXGC75_1 TO_FROM | DJEWSNG5 | SNGXGC75_1 | 1631 | 2 | 2 | GIBN_CREK_5 | SNGLTN_345 | TO_FROM | 73521.13 | 73330.03 | -2857.61 | 0 | 1513.612 | 2287.206 | -0.24005 | 0.23685 | -0.24005 | 0.24137 | 1338.363 | 1130.722 | 3281.23 | 1973.332 | 1798.368 | 2117.968 | 1773.329 | 1924.985 | 1784.083 | 2592.351 | 2262.81 | 2147.257 | 1764.236 | 2150.589 | 1765.476 | Non-Competitive | Competitive | 1 | TRUE | TRUE | 1 | Competitive | 0.664 | Competitive | 1490.235 | 1318.489 | 1905.257 | 1749.473 | 1631 | 1
DJEWSNG5 SNGXGC99_1 FROM_TO | DJEWSNG5 | SNGXGC99_1 | 1631 | 2 | 2 | GIBN_CREK_5 | SNGLTN_345 | FROM_TO | 73521.13 | 56806.46 | -233.987 | 0 | 2445.792 | 1518.87 | -0.23685 | 0.24005 | -0.24137 | 0.24005 | 4410.6 | 1400.728 | 0 | 1394.362 | 2101.927 | 1367.332 | 2208.529 | 1384.476 | 2050.055 | 2143.617 | 2592.351 | 1423.349 | 2222.23 | 1424.259 | 2225.498 | Competitive | Non-Competitive | 0 | TRUE | FALSE | 1 | Non-Competitive | 0.7345 | Non-Competitive | 3802.86 | 1546.004 | 1456.953 | 2132.244 | 1631 | 1
DJEWSNG5 SNGXGC99_1 TO_FROM | DJEWSNG5 | SNGXGC99_1 | 1631 | 2 | 2 | GIBN_CREK_5 | SNGLTN_345 | TO_FROM | 73521.13 | 73330.03 | -2857.61 | 0 | 1513.612 | 2287.206 | -0.24005 | 0.23685 | -0.24005 | 0.24137 | 1338.363 | 1130.722 | 3281.23 | 1973.332 | 1798.368 | 2117.968 | 1773.329 | 1924.985 | 1784.083 | 2592.351 | 2262.81 | 2147.257 | 1764.236 | 2150.589 | 1765.476 | Non-Competitive | Competitive | 1 | TRUE | TRUE | 1 | Competitive | 0.7345 | Competitive | 1490.235 | 1318.489 | 1905.257 | 1749.473 | 1631 | 1
DKENCA58 69T342_1 FROM_TO | DKENCA58 | 69T342_1 | 132 | 4 | 4 | L_KENDCT8_1Y | L_MOUNTO8_1Y | FROM_TO | 73521.13 | 73446.41 | -31.7654 | 0 | 1329.58 | 1558.283 | -0.02775 | 0.074303 | -0.28504 | 0.12073 | 148.176 | -13.6698 | 0 | 10000 | 10000 | 10000 | 5000.06 | 2129.382 | 1816.554 | 10000 | 10000 | 8007.044 | 4710.172 | 10000 | 5444.015 | Competitive | Non-Competitive | 0 | TRUE | FALSE | 1 | Non-Competitive | 0.6955 | Competitive | 150.2342 | -23.9561 | 10000 | 6082.367 | 478 | 0
DKENCA58 69T342_1 TO_FROM | DKENCA58 | 69T342_1 | 132 | 4 | 4 | L_KENDCT8_1Y | L_MOUNTO8_1Y | TO_FROM | 73521.13 | 74093.76 | -137.823 | 0 | 1549.935 | 1329.58 | -0.00847 | 0.027749 | -0.12073 | 0.28504 | 62.8613 | -36.5464 | 0 | 10000 |  | 5000.06 | 2481.925 | 1692.903 | 1779.557 | 10000 | 2619.341 | 4676.321 | 2785.293 | 5444.015 | 2959.16 | Competitive | Competitive | 1 | TRUE | FALSE | 1 | Non-Competitive | 0.6955 | Competitive | 80.6648 | -24.7003 | 6082.367 | 2891.855 | 478 | 1
DKOCNUE8 AIR_LI_HIWAY_1_1 FROM_TO | DKOCNUE8 | AIR_LI_HIWAY_1_1 | 219 | 1 | 1 | HIWAY_92A | AIR_LIQC2A | FROM_TO | 73521.13 | 73732.33 | 45.7738 | 0 | 1438.447 | 1010.382 | -0.00457 | 0.043391 | -0.57435 | 0.19127 | 97.5841 | 46.266 | 0 | 6176.855 |  | 6176.855 | 10000 | 1208.319 | 7293.186 | 6176.855 | 10000 | 6035.841 | 9547.368 | 7053.889 | 10000 | Competitive | Competitive | 1 | TRUE | FALSE | 1 | Non-Competitive | 0.6795 | Competitive | 92.6884 | 44.5788 | 6894.286 | 10000 | 219 | 1
DKOCNUE8 AIR_LI_HIWAY_1_1 TO_FROM | DKOCNUE8 | AIR_LI_HIWAY_1_1 | 219 | 1 | 1 | HIWAY_92A | AIR_LIQC2A | TO_FROM | 73521.13 | 74905.22 | -96.311 | 0 | 936.266 | 1652.044 | -0.04339 | 0.004569 | -0.19127 | 0.57435 | -47.1001 | -64.0467 | 0 |  | 6176.855 | 10000 | 6176.855 | 4677.274 | 1487.735 | 10000 | 6176.855 | 8466.948 | 6310.725 | 10000 | 7053.889 | Competitive | Competitive | 1 | TRUE | FALSE | 1 | Non-Competitive | 0.6795 | Competitive | -44.7059 | -61.0555 | 10000 | 6894.286 | 219 | 1
DKOCNUE8 CITGOW_WEIL_T1_1 FROM_TO | DKOCNUE8 | CITGOW_WEIL_T1_1 | 209 | 1 | 1 | CITGO_W4A | WEIL_TRC4A | FROM_TO | 73521.13 | 73883.83 | -44.7139 | 0 | 1038.944 | 1515.803 | -0.1558 | 0.004452 | -0.22889 | 0.67562 | 125.2658 | 59.2397 | 0 |  | 4911.11 | 917.755 | 5896.526 | 793.326 | 4802.685 | 2525.697 | 5896.526 | 768.266 | 6256.878 | 887.549 | 6267.306 | Competitive | Competitive | 1 | TRUE | FALSE | 1 | Non-Competitive | 0.7035 | Competitive | 117.2268 | 43.7908 | 2415.999 | 6039.128 | 209 | 1
DKOCNUE8 CITGOW_WEIL_T1_1 TO_FROM | DKOCNUE8 | CITGOW_WEIL_T1_1 | 209 | 1 | 1 | CITGO_W4A | WEIL_TRC4A | TO_FROM | 73521.13 | 73760.44 | -124.484 | 0 | 1511.228 | 973.658 | -0.00291 | 0.1558 | -0.67562 | 0.22889 | 47.0653 | 49.4181 | 4427.43 | 4911.11 |  | 5896.526 | 920.082 | 4421.076 | 919.012 | 5896.526 | 1117.483 | 6230.403 | 885.847 | 6267.306 | 886.331 | Competitive | Competitive | 1 | TRUE | FALSE | 1 | Non-Competitive | 0.7035 | Competitive | 58.8868 | 61.9823 | 6039.128 | 1028.148 | 209 | 1
DKOCNUE8 CLARK__LON_HI1_1 FROM_TO | DKOCNUE8 | CLARK__LON_HI1_1 | 207 | 1 | 1 | LON_HILL4A | CLARK_WD4A | FROM_TO | 73521.13 | 73545.49 | 118.6716 | 0 | 1675.295 | 5797.09 | -0.15487 | 0.00538 | -0.52761 | 0.032477 | 193.5335 | 127.657 | 0 |  | 4943.917 | 805.768 | 5900.239 | 803.216 | 4861.044 | 1709.546 | 5900.239 | 783.252 | 6279.709 | 784.3 | 6288.613 | Competitive | Competitive | 1 | TRUE | FALSE | 1 | Non-Competitive | 0.703 | Competitive | 185.6399 | 112.0888 | 903.852 | 6065.054 | 207 | 1
DKOCNUE8 CLARK__LON_HI1_1 TO_FROM | DKOCNUE8 | CLARK__LON_HI1_1 | 207 | 1 | 1 | LON_HILL4A | CLARK_WD4A | TO_FROM | 73521.13 | 81151.94 | -192.855 | 0 | 5797.083 | 1675.295 | -0.00384 | 0.15487 | -0.03248 | 0.52761 | -21.2301 | -14.7378 | 4427.43 | 4943.917 |  | 5900.239 | 931.715 | 4535.907 | 929.8 | 5900.239 | 933.185 | 6259.711 | 906.285 | 6288.613 | 906.728 | Competitive | Competitive | 1 | TRUE | FALSE | 1 | Non-Competitive | 0.703 | Competitive | -9.5357 | -0.75838 | 6065.054 | 895.473 | 207 | 1
DKOCNUE8 MCKENZ_WESTSI1_1 FROM_TO | DKOCNUE8 | MCKENZ_WESTSI1_1 | 157 | 1 | 1 | WESTSIDE4A | MCKENZIE4A | FROM_TO | 73521.13 | 74176.33 | -155.051 | 0 | 1466.234 | 1090.437 | -0.1939 | 0.13022 | -0.25579 | 0.16846 | -9.6418 | -144.096 | 0 | 5098.243 | 10000 | 5183.129 | 10000 | 4002.936 | 864.413 | 5183.129 | 10000 | 4905.213 | 7054.304 | 5022.799 | 10000 | Competitive | Competitive | 1 | TRUE | FALSE | 1 | Non-Competitive | 1.219 | Competitive | 0.45953 | -135.547 | 4759.63 | 10000 | 157 | 1
DKOCNUE8 MCKENZ_WESTSI1_1 TO_FROM | DKOCNUE8 | MCKENZ_WESTSI1_1 | 157 | 1 | 1 | WESTSIDE4A | MCKENZIE4A | TO_FROM | 73521.13 | 73529.66 | 11.4735 | 0 | 1090.437 | 1499.604 | -0.13022 | 0.1939 | -0.16846 | 0.25579 | 155.5636 | 84.3605 | 0 | 10000 | 5098.243 | 10000 | 5183.129 | 753.952 | 4378.895 | 10000 | 5183.129 | 6719.112 | 4926.106 | 10000 | 5022.799 | Competitive | Competitive | 1 | TRUE | FALSE | 1 | Non-Competitive | 1.219 | Competitive | 148.8296 | 71.0606 | 10000 | 4759.63 | 157 | 1
DKRKNHN8 3640__B FROM_TO | DKRKNHN8 | 3640__B | 499 | 8 | 8 | KRKPK_E8 | JUDD1T_8 | FROM_TO | 73521.13 | 73801.4 | 95.4025 | 0 | 2418.635 | 877.418 | -0.01365 | 0.048915 | -0.6143 | 0.13586 | 326.8997 | 150.1636 | 0 | 10000 |  | 10000 | 1811.032 | 1360.653 | 1566.38 | 10000 | 4009.784 | 4853.906 | 1518.908 | 10000 | 1731.219 | Competitive | Competitive | 1 | TRUE | FALSE | 1 | Non-Competitive | 1.2655 | Competitive | 321.9141 | 159.6952 | 10000 | 1501.491 | 502 | 1
DKRKNHN8 3640__B TO_FROM | DKRKNHN8 | 3640__B | 499 | 8 | 8 | KRKPK_E8 | JUDD1T_8 | TO_FROM | 73521.13 | 77810.89 | -268.209 | 0 | 877.418 | 2418.635 | -0.04891 | 0.013649 | -0.13586 | 0.6143 | -69.5806 | -170.677 | 0 |  | 10000 | 1609.861 | 10000 | 1045.935 | 1417.353 | 3558.005 | 10000 | 1169.032 | 4935.378 | 1578.964 | 10000 | Competitive | Competitive | 1 | TRUE | FALSE | 1 | Non-Competitive | 1.2655 | Competitive | -85.3848 | -152.3 | 1456.422 | 10000 | 502 | 1
DLHSCNR8 3650__A FROM_TO | DLHSCNR8 | 3650__A | 304 | 3 | 3 | LKHB_W8 | STAUG1T_8 | FROM_TO | 73521.13 | 74052.36 | 16.0982 | 0 | 2576.113 | 1276.757 | -0.00229 | 0.17563 | -0.11191 | 0.17671 | 244.3783 | 18.9573 | 0 | 10000 |  | 10000 | 6136.957 | 6135.028 | 4702.379 | 10000 | 6136.957 | 9855.923 | 6686.419 | 10000 | 7060.753 | Competitive | Competitive | 1 | TRUE | FALSE | 1 | Non-Competitive | 0.9455 | Competitive | 246.2249 | 23.1349 | 10000 | 7825.546 | 306 | 1
DLHSCNR8 3650__A TO_FROM | DLHSCNR8 | 3650__A | 304 | 3 | 3 | LKHB_W8 | STAUG1T_8 | TO_FROM | 73521.13 | 75337.14 | -55.8873 | 0 | 1417.002 | 2502.695 | -0.17563 | 0.002289 | -0.17671 | 0.11191 | -28.1574 | -45.8229 | 5643.83 |  | 10000 | 6136.957 | 10000 | 4702.379 | 6466.692 | 6136.957 | 10000 | 6686.419 | 9866.724 | 7060.753 | 10000 | Competitive | Competitive | 1 | TRUE | FALSE | 1 | Non-Competitive | 0.9455 | Competitive | -36.278 | -49.0988 | 7825.546 | 10000 | 306 | 1
DLNCSWC5 6380__D FROM_TO | DLNCSWC5 | 6380__D | 154 | 2 | 2 | MURRY_P8 | PAIP4B | FROM_TO | 73521.13 | 73473.31 | -220.876 | 0 | 1669.072 | 971.619 | -0.03053 | 0.063527 | -0.20129 | 0.30288 | 163.1513 | 58.4956 | 3595.33 | 7037.412 | 3640.249 | 7037.412 | 3212.868 | 1800.63 | 2232.998 | 10000 | 3212.868 | 4842.629 | 3277.61 | 8272.47 | 3362.846 | Competitive | Non-Competitive | 0 | TRUE | FALSE | 1 | Non-Competitive | 0.9765 | Competitive | 141.0019 | 51.6109 | 7685.555 | 3370.335 | 155 | 0
DLNCSWC5 6380__D TO_FROM | DLNCSWC5 | 6380__D | 154 | 2 | 2 | MURRY_P8 | PAIP4B | TO_FROM | 73521.13 | 73289.41 | -112.951 | 0 | 915.792 | 1669.072 | -0.06353 | 0.12351 | -0.30288 | 0.20129 | 219.4134 | -3.5628 | 0 | 1440.46 | 10000 | 2511.798 | 10000 | 803.058 | 1967.607 | 5650.726 | 10000 | 1270.652 | 5581.458 | 1760.066 | 10000 | Competitive | Non-Competitive | 0 | TRUE | FALSE | 1 | Non-Competitive | 0.9765 | Non-Competitive | 176.4041 | 30.7529 | 2848.912 | 10000 | 155 | 1
DLNCSWC5 6635__A FROM_TO | DLNCSWC5 | 6635__A | 28 | 2 | 2 | BRECK_9 | MORTNVAL_9 | FROM_TO | 73521.13 | 73540.51 | -17.7462 | 0 | 1926.687 | 941.004 | -0.0015 | 0.012877 | -0.30375 | 0.21158 | 22.038 | 8.9982 | 3921.53 |  |  | 6766.646 | 2406.609 | 1805.959 | 985.865 | 6766.646 | 2508.433 | 4681.757 | 1903.971 | 7843.151 | 2533.424 | Competitive | Competitive | 1 | FALSE | FALSE | 1 | Non-Competitive | 1.0155 | Competitive | 22.7769 | 10.2347 | 6872.074 | 2575.629 | 28 | 1
DLNCSWC5 6635__A TO_FROM | DLNCSWC5 | 6635__A | 28 | 2 | 2 | BRECK_9 | MORTNVAL_9 | TO_FROM | 73521.13 | 73566.72 | -14.5498 | 0 | 812.454 | 2025.25 | -0.01288 | 0.027149 | -0.21158 | 0.30375 | 18.3537 | -3.6879 | 0 | 10000 |  | 10000 | 10000 | 548.977 | 2248.044 | 10000 | 10000 | 4207.491 | 6064.638 | 10000 | 10000 | Competitive | Competitive | 1 | TRUE | FALSE | 1 | Non-Competitive | 1.0155 | Competitive | 16.0177 | -4.7576 | 10000 | 10000 | 28 | 1
DLYTFPP5 CKT_3132_1 FROM_TO | DLYTFPP5 | CKT_3132_1 | 1195 | 2 | 2 | L_FPPYD15_1Y | LOSTPN34 | FROM_TO | 73521.13 | 74770.71 | -543.074 | 0 | 1515.185 | 1060.924 | -0.05516 | 0.2686 | -0.13106 | 0.2686 | 1039.319 | 814.7811 | 3541.23 | 1498.058 | 1239.868 | 5459.524 | 1127.764 | 1444.369 | 1221.736 | 5363.895 | 1809.402 | 2887.732 | 1265.132 | 2897.866 | 1262.741 | Competitive | Competitive | 1 | TRUE | FALSE | 1 | Non-Competitive | 0.844 | Competitive | 1049.39 | 853.6793 | 2864.893 | 1333.652 | 1195 | 1
DLYTFPP5 CKT_3132_1 TO_FROM | DLYTFPP5 | CKT_3132_1 | 1195 | 2 | 2 | L_FPPYD15_1Y | LOSTPN34 | TO_FROM | 73521.13 | 74417.65 | -1167.37 | 0 | 1015.726 | 1525.033 | -0.2686 | 0.055163 | -0.2686 | 0.13106 | 945.4759 | -669.944 | 0 | 888.128 | 1573.036 | 828.692 | 5459.524 | 976.043 | 1522.796 | 1570.394 | 5363.895 | 1015.666 | 2960.243 | 960.366 | 2970.068 | Competitive | Competitive | 1 | TRUE | FALSE | 1 | Non-Competitive | 0.844 | Competitive | 802.8374 | -619.623 | 1019.181 | 2988.214 | 1195 | 1
DLYTZOR5 101T158_1 FROM_TO | DLYTZOR5 | 101T158_1 | 132 | 2 | 2 | L_ZORN__8_1Y | L_POOLRO8_1Y | FROM_TO | 73521.13 | 73439.09 | -180.548 | 0 | 1220.973 | 1395.161 | -0.02932 | 0.03038 | -0.46321 | 0.068751 | 156.8892 | -144.728 | 0 | 2989.091 | 10000 | 2611.565 | 5258.691 | 2181.878 | 1222.07 | 2806.877 | 6779.298 | 2375.87 | 3839.699 | 2482.517 | 6107.748 | Competitive | Non-Competitive | 0 | TRUE | FALSE | 1 | Non-Competitive | 1.008 | Non-Competitive | 151.8293 | -125.895 | 2400.913 | 6118.507 | 127.88 | 1
DLYTZOR5 101T158_1 TO_FROM | DLYTZOR5 | 101T158_1 | 132 | 2 | 2 | L_ZORN__8_1Y | L_POOLRO8_1Y | TO_FROM | 73521.13 | 72293.98 | -85.0403 | 0 | 1395.161 | 1220.973 | -0.03038 | 0.029323 | -0.06875 | 0.46321 | 215.9895 | -16.6346 | 0 | 10000 | 3567.806 | 5258.691 | 3086.534 | 1174.832 | 2694.178 | 6779.298 | 3326.897 | 3815.813 | 2834.47 | 6107.748 | 2921.07 | Competitive | Non-Competitive | 0 | TRUE | FALSE | 1 | Non-Competitive | 1.008 | Non-Competitive | 231.991 | -6.2954 | 6118.507 | 2850.635 | 127.88 | 1
DLYTZOR5 103T262_1 FROM_TO | DLYTZOR5 | 103T262_1 | 454 | 2 | 2 | L_MCCALA8_1Y | L_REDWOO8_1Y | FROM_TO | 73521.13 | 73357.21 | -521.378 | 0 | 1103.585 | 1624.803 | -0.07224 | 0.077684 | -0.61496 | 0.22073 | 524.8981 | -362.235 | 0 | 1914.371 | 3896.909 | 1914.371 | 3896.909 | 1745.954 | 1417.857 | 2016.806 | 4955.209 | 2154.549 | 2557.375 | 2184.783 | 4240.936 | Competitive | Non-Competitive | 0 | TRUE | FALSE | 1 | Non-Competitive | 1.0155 | Non-Competitive | 515.6833 | -360.916 | 2126.128 | 4378.317 | 441.24 | 1
DLYTZOR5 103T262_1 TO_FROM | DLYTZOR5 | 103T262_1 | 454 | 2 | 2 | L_MCCALA8_1Y | L_REDWOO8_1Y | TO_FROM | 73521.13 | 72075.54 | -370.77 | 0 | 1845.898 | 1149.156 | -0.07768 | 0.072243 | -0.22073 | 0.61496 | 767.5319 | -73.8197 | 0 | 3896.909 | 2330.72 | 3896.909 | 2330.72 | 1233.853 | 2112.875 | 4955.209 | 2468.18 | 2406.852 | 2543.687 | 4240.936 | 2578.931 | Competitive | Non-Competitive | 0 | TRUE | FALSE | 1 | Non-Competitive | 1.0155 | Non-Competitive | 774.6829 | -39.5576 | 4378.317 | 2519.33 | 441.24 | 1
DLYTZOR5 125T184_1 FROM_TO | DLYTZOR5 | 125T184_1 | 139 | 2 | 2 | L_LOCKHA8_1Y | L_LULING8_1Y | FROM_TO | 73521.13 | 72663.82 | -9.2588 | 0 | 1869.749 | 1094.71 | -0.03065 | 0.037812 | -0.41041 | 0.19578 | 490.4361 | 125.8408 | 0 | 4932.07 | 1995.525 | 3753.117 | 1995.525 | 1084.725 | 1860.206 | 4932.07 | 1995.525 | 1784.286 | 1981.153 | 4216.623 | 2000.599 | Competitive | Non-Competitive | 0 | TRUE | FALSE | 1 | Non-Competitive | 1.1405 | Non-Competitive | 495.2316 | 133.5933 | 4243.032 | 1987.306 | 136 | 1
DLYTZOR5 125T184_1 TO_FROM | DLYTZOR5 | 125T184_1 | 139 | 2 | 2 | L_LOCKHA8_1Y | L_LULING8_1Y | TO_FROM | 73521.13 | 73880.45 | -383.055 | 0 | 1094.71 | 1783.244 | -0.03781 | 0.030645 | -0.19578 | 0.41041 | 58.5337 | -273.214 | 0 | 1792.628 | 4932.07 | 1631.74 | 3753.117 | 1530.5 | 1266.208 | 1636.413 | 4932.07 | 1653.078 | 1970.442 | 1668.111 | 4216.623 | Competitive | Competitive | 1 | TRUE | FALSE | 1 | Non-Competitive | 1.1405 | Competitive | 37.8442 | -230.322 | 1657.219 | 4243.032 | 136 | 1
DLYTZOR5 258T380_1 FROM_TO | DLYTZOR5 | 258T380_1 | 287 | 2 | 2 | L_BUDA__8_1Y | L_TURNER8_1Y | FROM_TO | 73521.13 | 74294.44 | -710.746 | 0 | 1208.958 | 1684.103 | -0.05789 | 0.057149 | -0.2594 | 0.59206 | 33.8608 | -572.04 | 0 | 1819.272 | 3735.382 | 1819.272 | 3735.382 | 1755.559 | 1125.407 | 2338.184 | 4931.303 | 1928.423 | 1864.892 | 1952.53 | 4077.329 | Competitive | Competitive | 1 | TRUE | FALSE | 1 | Non-Competitive | 0.961 | Competitive | 28.0712 | -494.341 | 1906.486 | 4299.08 | 439 | 1
DLYTZOR5 258T380_1 TO_FROM | DLYTZOR5 | 258T380_1 | 287 | 2 | 2 | L_BUDA__8_1Y | L_TURNER8_1Y | TO_FROM | 73521.13 | 72617.54 | 73.8601 | 0 | 1684.103 | 1354.184 | -0.05715 | 0.057886 | -0.59206 | 0.2594 | 824.3211 | 241.615 | 0 | 3735.382 | 2270.771 | 3735.382 | 2270.771 | 1029.326 | 2179.317 | 4931.303 | 2786.812 | 1794.903 | 2418.972 | 4077.329 | 2455.006 | Competitive | Non-Competitive | 0 | TRUE | FALSE | 1 | Non-Competitive | 0.961 | Non-Competitive | 845.9122 | 267.2124 | 4299.08 | 2406.598 | 439 | 1
DLYTZOR5 524T524_1 FROM_TO | DLYTZOR5 | 524T524_1 | 241 | 2 | 2 | L_LEHIGH8_1Y | L_BUDA__8_1Y | FROM_TO | 73521.13 | 73267.44 | -527.186 | 0 | 1231.714 | 1752.897 | -0.06533 | 0.056163 | -0.21936 | 0.65295 | 265.8546 | -403.911 | 0 | 1924.401 | 3890.536 | 1924.401 | 3890.536 | 1783.515 | 1314.333 | 2021.301 | 4917.039 | 2174.645 | 2222.966 | 2199.334 | 4221.933 | Competitive | Non-Competitive | 0 | TRUE | FALSE | 1 | Non-Competitive | 1.031 | Non-Competitive | 246.0084 | -322.083 | 2135.36 | 4335.253 | 235.2 | 1
DLYTZOR5 524T524_1 TO_FROM | DLYTZOR5 | 524T524_1 | 241 | 2 | 2 | L_LEHIGH8_1Y | L_BUDA__8_1Y | TO_FROM | 73521.13 | 72783.02 | -159.057 | 0 | 1841.656 | 1231.715 | -0.05616 | 0.06533 | -0.65295 | 0.21936 | 721.3735 | 75.5155 | 0 | 3890.536 | 2346.788 | 3890.536 | 2346.788 | 1128.992 | 2164.629 | 4917.039 | 2476.73 | 2041.741 | 2573.034 | 4221.933 | 2602.398 | Competitive | Non-Competitive | 0 | TRUE | FALSE | 1 | Non-Competitive | 1.031 | Non-Competitive | 730.4993 | 87.1598 | 4335.253 | 2534.696 | 235.2 | 1
DMARELM5 MAR_SKY_1 FROM_TO | DMARELM5 | MAR_SKY_1 | 1076 | 0 | 0 | SKYLINE_5 | L_MARION5_1Y | FROM_TO | 73521.13 | 86820.34 | -1726.84 | 0 | 3371.946 | 1750.33 | -0.11547 | 0.25804 | -0.11547 | 0.32226 | -71.9598 | -243.922 | 3245.23 | 4629.933 | 1227.122 | 7349.44 | 1805.886 | 4629.858 | 1005.317 | 10000 | 3632.724 | 7167.648 | 1105.956 | 7167.648 | 1224.768 | Competitive | Competitive | 1 | TRUE | FALSE | 1 | Non-Competitive | 0.945 | Competitive | 368.7831 | -2349.03 | 4002.175 | 1283.841 | 1104 | 1
DMARELM5 MAR_SKY_1 TO_FROM | DMARELM5 | MAR_SKY_1 | 1076 | 0 | 0 | SKYLINE_5 | L_MARION5_1Y | TO_FROM | 73521.13 | 69722.56 | 415.5182 | 0 | 1750.33 | 3371.936 | -0.25804 | 0.11547 | -0.32226 | 0.11547 | 2359.028 | 1239.739 | 0 | 1037.399 | 5717.963 | 1805.886 | 8266.382 | 863.536 | 5717.856 | 3632.724 | 10000 | 969.894 | 7931.136 | 1071.728 | 7931.136 | Non-Competitive | Non-Competitive | 0 | TRUE | FALSE | 0 | Non-Competitive | 0.945 | Non-Competitive | 3481.983 | 1248.69 | 1134.752 | 4663.25 | 1104 | 1
DMARZOR5 287T301_1 FROM_TO | DMARZOR5 | 287T301_1 | 227 | 2 | 2 | L_STMEIN8_1Y | L_MCQUEE8_1Y | FROM_TO | 73521.13 | 71500.7 | -132.206 | 0 | 1241.597 | 1179.896 | -0.08406 | 0.050144 | -0.3719 | 0.55604 | 970.2744 | 229.7111 | 0 | 2061.095 | 3403.483 | 1078.261 | 3421.842 | 1074.787 | 2662.38 | 2077.974 | 3995.267 | 1057.316 | 4129.955 | 1268.876 | 4305.104 | Competitive | Non-Competitive | 0 | TRUE | FALSE | 0 | Non-Competitive | 0.695 | Non-Competitive | 959.8601 | 296.038 | 1119.867 | 4266.912 | 221 | 1
DMARZOR5 287T301_1 TO_FROM | DMARZOR5 | 287T301_1 | 227 | 2 | 2 | L_STMEIN8_1Y | L_MCQUEE8_1Y | TO_FROM | 73521.13 | 73412.52 | -618.876 | 0 | 1223.233 | 1359.165 | -0.05014 | 0.08406 | -0.55604 | 0.3719 | 264.9227 | -478.886 | 0 | 3009.723 | 2061.095 | 3024.238 | 1338.749 | 2290.002 | 1319.849 | 3486.352 | 2077.974 | 3720.469 | 1246.605 | 3920.065 | 1482.087 | Competitive | Non-Competitive | 0 | TRUE | FALSE | 1 | Non-Competitive | 0.695 | Competitive | 209.5218 | 129.5601 | 3859.608 | 1328.674 | 221 | 0
DMARZOR5 357T544_1 FROM_TO | DMARZOR5 | 357T544_1 | 38 | 2 | 2 | L_COLUMB9_1Y | L_STAFHI9_1Y | FROM_TO | 73521.13 | 73334.41 | -21.4667 | 0 | 786.217 | 1270.624 | -0.0224 | 0.016718 | -0.60102 | 0.30083 | 149.8421 | -15.447 | 0 |  | 7703.354 | 5128.395 | 2276.643 | 1071.942 | 1027.183 | 6544.276 | 3349.623 | 1639.577 | 1422.027 | 5543.791 | 3069.945 | Competitive | Non-Competitive | 0 | TRUE | FALSE | 1 | Non-Competitive | 0.703 | Non-Competitive | 145.1789 | -4.3352 | 5583.372 | 2395.693 | 38 | 1
DMARZOR5 357T544_1 TO_FROM | DMARZOR5 | 357T544_1 | 38 | 2 | 2 | L_COLUMB9_1Y | L_STAFHI9_1Y | TO_FROM | 73521.13 | 73479.89 | -112.923 | 0 | 1270.624 | 786.217 | -0.01672 | 0.022395 | -0.30083 | 0.60102 | 48.8253 | -59.1818 | 0 | 7703.354 |  | 2276.643 | 5128.395 | 891.867 | 1338.281 | 3349.623 | 6544.276 | 1247.19 | 1948.565 | 3069.945 | 5543.791 | Competitive | Non-Competitive | 0 | TRUE | FALSE | 1 | Non-Competitive | 0.703 | Non-Competitive | 43.4519 | -59.194 | 2395.693 | 5583.372 | 38 | 1
DMARZOR5 428T428_1 FROM_TO | DMARZOR5 | 428T428_1 | 227 | 2 | 2 | L_SEGUIN8_1Y | L_SEGUWE8_1Y | FROM_TO | 73521.13 | 71992.88 | 34.6936 | 0 | 1360.523 | 1261.136 | -0.0818 | 0.052409 | -0.59682 | 0.26907 | 1137.405 | 396.213 | 0 | 1871.008 | 3443.105 | 1088.326 | 3460.641 | 1046.784 | 2918.926 | 2045.273 | 4024.286 | 1044.467 | 4255.44 | 1059.876 | 4374.723 | Competitive | Non-Competitive | 0 | TRUE | FALSE | 0 | Non-Competitive | 0.7265 | Non-Competitive | 1126.536 | 462.6948 | 1091.294 | 4333.747 | 220.6 | 1
DMARZOR5 428T428_1 TO_FROM | DMARZOR5 | 428T428_1 | 227 | 2 | 2 | L_SEGUIN8_1Y | L_SEGUWE8_1Y | TO_FROM | 73521.13 | 73946.6 | -786.4 | 0 | 1217.968 | 1360.523 | -0.05241 | 0.081795 | -0.26907 | 0.59682 | 97.2103 | -14.2081 | 2359.03 | 3048.155 | 1871.008 | 3062.053 | 1317.478 | 2504.687 | 1283.022 | 3598.368 | 2045.273 | 3851.659 | 1240.261 | 3993.114 | 1244.873 | Competitive | Competitive | 1 | TRUE | FALSE | 1 | Non-Competitive | 0.7265 | Competitive | 41.2016 | -30.4275 | 3928.59 | 1261.012 | 220.6 | 1
DMARZOR5 BLESSI_LOLITA1_1 FROM_TO | DMARZOR5 | BLESSI_LOLITA1_1 | 211 | 2 | 2 | BLESSING4A | LOLITA4A | FROM_TO | 73521.13 | 71882.74 | -5.0881 | 0 | 1909.565 | 1736.503 | -0.30811 | 0.047306 | -0.42197 | 0.13024 | 909.6551 | 206.3765 | 0 | 1599.325 | 1409.796 | 1919.866 | 5255.982 | 1180.757 | 1310.616 | 4200.641 | 6335.486 | 1346.164 | 4045.914 | 1684.874 | 4273.975 | Competitive | Non-Competitive | 0 | TRUE | FALSE | 1 | Non-Competitive | 0.6955 | Non-Competitive | 913.474 | 244.6059 | 1621.753 | 4296.343 | 211 | 1
DMARZOR5 BLESSI_LOLITA1_1 TO_FROM | DMARZOR5 | BLESSI_LOLITA1_1 | 211 | 2 | 2 | BLESSING4A | LOLITA4A | TO_FROM | 73521.13 | 75114.57 | -709.828 | 0 | 1736.505 | 1875.518 | -0.04731 | 0.30811 | -0.13024 | 0.42197 | -92.126 | -346.034 | 0 | 1082.972 | 1810.056 | 5255.982 | 2050.379 | 1082.12 | 1317.472 | 6335.486 | 4200.641 | 3579.339 | 1456.346 | 3775.884 | 1803.25 | Competitive | Competitive | 1 | TRUE | FALSE | 1 | Non-Competitive | 0.6955 | Competitive | -108.906 | -159.021 | 3820.557 | 1839.652 | 211 | 1
DMARZOR5 MARION_4AT2 FROM_TO | DMARZOR5 | MARION_4AT2 | 478 | 2 | 2 | L_MARION5_1Y | L_MARION8_1Y | FROM_TO | 73521.13 | 73110.35 | -430.725 | 0 | 1190.721 | 1172.921 | -0.05665 | 0.12978 | -0.36553 | 0.12978 | 603.0517 | -402.551 | 0 | 1609.561 | 2116.988 | 1873.536 | 1903.411 | 1192.051 | 1300.295 | 3487.406 | 2076.757 | 1939.467 | 1267.533 | 2102.338 | 2012.528 | Competitive | Non-Competitive | 0 | TRUE | FALSE | 1 | Non-Competitive | 0.7345 | Non-Competitive | 533.3884 | -455.111 | 2221.23 | 2021.941 | 477 | 1
DMARZOR5 MARION_4AT2 TO_FROM | DMARZOR5 | MARION_4AT2 | 478 | 2 | 2 | L_MARION5_1Y | L_MARION8_1Y | TO_FROM | 73521.13 | 70366.87 | -586.992 | 0 | 1179.588 | 1190.721 | -0.12978 | 0.056647 | -0.12978 | 0.36553 | 847.658 | -252.812 | 0 | 2116.988 | 1883.204 | 1903.411 | 2194.951 | 1059.694 | 1361 | 2076.757 | 3658.337 | 1082.794 | 2243.548 | 2012.528 | 2444.188 | Competitive | Non-Competitive | 0 | TRUE | FALSE | 1 | Non-Competitive | 0.7345 | Non-Competitive | 842.046 | -168.649 | 2021.941 | 2560.024 | 477 | 1
DMCSCDC8 3210__A FROM_TO | DMCSCDC8 | 3210__A | 223 | 15 | 15 | MTCK_W8 | CHILSW_S8 | FROM_TO | 73521.13 | 73920.91 | -224.913 | 0 | 10000 | 879.022 | -0.01239 | 0.32416 | -0.07664 | 0.32482 | 192.9092 | -159.338 | 0 | 10000 |  | 10000 | 2607.3 | 5995.532 | 860.446 | 10000 | 5825.27 | 9864.529 | 1038.089 | 10000 | 2913.118 | Competitive | Competitive | 1 | TRUE | FALSE | 1 | Non-Competitive | 0.797 | Competitive | 158.1051 | -145.361 | 10000 | 3054.573 | 224 | 1
DMCSCDC8 3210__A TO_FROM | DMCSCDC8 | 3210__A | 223 | 15 | 15 | MTCK_W8 | CHILSW_S8 | TO_FROM | 73521.13 | 73514.15 | 73.3518 | 0 | 828.013 | 10000 | -0.32416 | 0.012389 | -0.32482 | 0.076642 | 225.2686 | 83.1988 | 0 |  | 10000 | 2607.3 | 10000 | 704.002 | 6181.883 | 5825.27 | 10000 | 855.047 | 9873.122 | 2913.118 | 10000 | Non-Competitive | Non-Competitive | 0 | TRUE | FALSE | 1 | Non-Competitive | 0.797 | Non-Competitive | 243.6397 | 67.8857 | 3054.573 | 10000 | 224 | 1
DMGSBTR5 6036__A FROM_TO | DMGSBTR5 | 6036__A | 1065 | 2 | 2 | MRGNCRK_5 | TONKAWAW_5 | FROM_TO | 73521.13 | 65818.46 | -1537.71 | 0 | 849.446 | 1585.645 | -0.07136 | 0.5315 | -0.26565 | 0.5871 | 2863.624 | 1122.462 | 0 | 1091.672 | 1952.781 | 1125.769 | 1831.824 | 1083.263 | 1347.037 | 1162.735 | 2261.808 | 1168.062 | 1579.553 | 1168.166 | 1866.239 | Competitive | Non-Competitive | 0 | TRUE | TRUE | 0 | Non-Competitive | 0.672 | Non-Competitive | 2064.534 | 1420.002 | 1252.555 | 1823.316 | 1072 | 1
DMGSBTR5 6036__A TO_FROM | DMGSBTR5 | 6036__A | 1065 | 2 | 2 | MRGNCRK_5 | TONKAWAW_5 | TO_FROM | 73521.13 | 72306.81 | -2863.38 | 0 | 1643.566 | 849.447 | -0.52759 | 0.26537 | -0.5871 | 0.26565 | 1779.348 | 28.1463 | 0 | 1306.552 | 3071.317 | 2159.515 | 3143.258 | 1026.295 | 3025.442 | 2728.301 | 3143.258 | 1849.737 | 3118.898 | 1974.374 | 3119.292 | Competitive | Non-Competitive | 0 | TRUE | FALSE | 1 | Non-Competitive | 0.672 | Non-Competitive | 1308.003 | 17.709 | 2114.251 | 3013.466 | 1072 | 1
DMGSLNG5 6215__A FROM_TO | DMGSLNG5 | 6215__A | 143 | 3 | 3 | BLUFCKTA_8 | CHINAGRV_8 | FROM_TO | 73521.13 | 72283.44 | -167.939 | 0 | 3236.314 | 1409.774 | -0.01521 | 0.52531 | -0.08358 | 0.6038 | 241.8699 | 190.7305 | 2325.23 | 1450.864 |  | 5343.983 | 10000 | 1421.575 | 1113.389 | 10000 | 10000 | 4519.907 | 2143.663 | 4524.647 | 10000 | Non-Competitive | Non-Competitive | 0 | TRUE | FALSE | 0 | Non-Competitive | 0.68 | Competitive | 93.5168 | 68.464 | 4164.589 | 9539.199 | 143 | 0
DMGSLNG5 6215__A TO_FROM | DMGSLNG5 | 6215__A | 143 | 3 | 3 | BLUFCKTA_8 | CHINAGRV_8 | TO_FROM | 73521.13 | 73459.12 | -151.186 | 0 | 1432.759 | 3236.319 | -0.05321 | 0.015211 | -0.6038 | 0.083578 | 180.4406 | 105.4512 | 0 |  | 3762.325 | 5894.598 | 3762.325 | 938.511 | 3579.287 | 7946.192 | 3762.325 | 1663.389 | 3633.445 | 7423.106 | 3666.593 | Non-Competitive | Non-Competitive | 0 | TRUE | FALSE | 1 | Non-Competitive | 0.68 | Competitive | 92.2941 | -7.0197 | 3781.993 | 4213.112 | 143 | 0
DMGSLNG5 6465__B FROM_TO | DMGSLNG5 | 6465__B | 143 | 3 | 3 | MIDLDWNT_8 | SPRABERY_8 | FROM_TO | 73521.13 | 73586.23 | -145.007 | 0 | 1147.996 | 1029.488 | -0.0535 | 0.037635 | -0.29163 | 0.27181 | 124.0411 | -34.7065 | 0 | 2076.728 | 10000 | 2076.728 | 10000 | 1805.943 | 1054.228 | 2076.728 | 10000 | 2119.058 | 3159.55 | 2131.868 | 10000 | Competitive | Competitive | 1 | TRUE | FALSE | 1 | Non-Competitive | 0.727 | Competitive | 91.457 | -13.0102 | 2169.188 | 10000 | 143 | 1
DMGSLNG5 6465__B TO_FROM | DMGSLNG5 | 6465__B | 143 | 3 | 3 | MIDLDWNT_8 | SPRABERY_8 | TO_FROM | 73521.13 | 73493.54 | -100.363 | 0 | 1022.592 | 913.614 | -0.03761 | 0.11965 | -0.27181 | 0.29163 | 150.5008 | -28.9626 | 0 | 1619.298 | 3528.18 | 1699.692 | 3528.18 | 1024.144 | 3252.398 | 2704.732 | 3528.18 | 1462.637 | 3613.879 | 1489.991 | 3616.274 | Competitive | Non-Competitive | 0 | TRUE | FALSE | 1 | Non-Competitive | 0.727 | Competitive | 125.5105 | -34.0225 | 1620.719 | 3358.225 | 143 | 0
DMGSLNG5 6500__B FROM_TO | DMGSLNG5 | 6500__B | 206 | 3 | 3 | ODESEHV_8 | BIG3ODTA_8 | FROM_TO | 73521.13 | 73702.93 | 24.1923 | 0 | 0 | 783.088 | 0 | 0.000329 | -0.99967 | 0.000329 | 24.1927 | 24.197 | 0 |  |  | 783.088 |  | 783.088 |  | 783.088 |  | 783.088 |  | 783.088 | 0 | Competitive | Competitive | 1 | FALSE | TRUE | 1 | Non-Competitive | 0.766 | Competitive | 148.4724 | 93.2997 | 2466.908 | 10000 | 214 | 1
DMGSLNG5 6500__B TO_FROM | DMGSLNG5 | 6500__B | 206 | 3 | 3 | ODESEHV_8 | BIG3ODTA_8 | TO_FROM | 73521.13 | 94738.8 | -24.1845 | 0 | 783.088 | 0 | -0.00033 | 0 | -0.00033 | 0.99967 | -24.1634 | -22.3072 | 5643.83 |  |  |  | 920.068 |  | 920.068 |  | 920.068 |  | 920.068 | 0 | 920.068 | Competitive | Competitive | 1 | FALSE | TRUE | 1 | Non-Competitive | 0.766 | Competitive | -2.2826 | -76.0875 | 5039.584 | 5821.598 | 214 | 1
DMLSENT5 1820__C FROM_TO | DMLSENT5 | 1820__C | 220 | 2 | 2 | TYLERGND_8 | WHITEHSE_8 | FROM_TO | 73521.13 | 73499.31 | -348.225 | 0 | 2114.238 | 1810.957 | -0.18313 | 0.059715 | -0.78686 | 0.12905 | 233.4231 | -118.31 | 0 | 10000 | 4795.734 | 10000 | 7404.551 | 3761.207 | 2163.505 | 10000 | 7404.551 | 7835.402 | 6324.402 | 10000 | 6548.675 | Competitive | Non-Competitive | 0 | TRUE | FALSE | 1 | Non-Competitive | 0.703 | Competitive | 208.6097 | -89.9845 | 10000 | 6504.908 | 326 | 0
DMLSENT5 1820__C TO_FROM | DMLSENT5 | 1820__C | 220 | 2 | 2 | TYLERGND_8 | WHITEHSE_8 | TO_FROM | 73521.13 | 72412.08 | -23.6585 | 0 | 1810.958 | 2114.238 | -0.05972 | 0.18313 | -0.12905 | 0.78686 | 349.5192 | 117.7165 | 2359.03 | 4795.734 | 10000 | 7404.551 | 10000 | 2076.193 | 4428.324 | 7404.551 | 10000 | 6315.438 | 8093.335 | 6548.675 | 10000 | Non-Competitive | Non-Competitive | 0 | TRUE | FALSE | 1 | Non-Competitive | 0.703 | Non-Competitive | 341.4744 | 116.6992 | 6504.908 | 10000 | 326 | 1
DMNSSSP5 380__A FROM_TO | DMNSSSP5 | 380__A | 1076 | 3 | 3 | FARMVLSW_5 | MOSES_5 | FROM_TO | 73521.13 | 76762.76 | -346.658 | 0 | 1234.003 | 4407.736 | -0.29686 | 0.008446 | -0.29686 | 0.021157 | 111.0203 | -136.515 | 0 |  | 5768.23 | 4574.541 | 6566.937 | 914.882 | 5755.516 | 4574.541 | 10000 | 2482.988 | 8126.218 | 5185.355 | 8126.309 | Competitive | Competitive | 1 | TRUE | FALSE | 1 | Non-Competitive | 0.7345 | Competitive | 116.2484 | -128.901 | 5191.123 | 8130.74 | 1076 | 1
DMNSSSP5 380__A TO_FROM | DMNSSSP5 | 380__A | 1076 | 3 | 3 | FARMVLSW_5 | MOSES_5 | TO_FROM | 73521.13 | 79410.28 | -110.632 | 0 | 4407.722 | 1412.16 | -0.00845 | 0.29686 | -0.02116 | 0.29686 | 954.7632 | -94.1151 | 0 | 4080.988 |  | 4519.352 | 4574.541 | 4071.195 | 960.848 | 6200.411 | 4574.541 | 5306.558 | 2531.807 | 5306.692 | 5185.355 | Competitive | Competitive | 1 | TRUE | FALSE | 1 | Non-Competitive | 0.7345 | Competitive | 739.0873 | -97.7622 | 8130.74 | 5191.123 | 1076 | 1
DNORCDH5 3405__C FROM_TO | DNORCDH5 | 3405__C | 318 | 5 | 5 | MTCK_E8 | TRA1T_8 | FROM_TO | 73521.13 | 73096.34 | 172.9679 | 0 | 1293.792 | 2012.827 | -0.02604 | 0.20389 | -0.53309 | 0.20415 | 545.2293 | 200.0838 | 0 | 10000 | 5238.19 | 10000 | 2877.963 | 1473.808 | 3009.303 | 10000 | 2923.798 | 8908.351 | 3046.837 | 10000 | 2970.785 | Non-Competitive | Non-Competitive | 0 | TRUE | FALSE | 1 | Non-Competitive | 0.867 | Non-Competitive | 496.5246 | 201.0662 | 10000 | 2960.845 | 319 | 1
DNORCDH5 3405__C TO_FROM | DNORCDH5 | 3405__C | 318 | 5 | 5 | MTCK_E8 | TRA1T_8 | TO_FROM | 73521.13 | 75339.13 | -550.976 | 0 | 2073.92 | 1293.792 | -0.20389 | 0.026043 | -0.20415 | 0.53309 | -55.6473 | -241.064 | 0 | 5238.19 | 10000 | 2516.476 | 10000 | 2672.54 | 1723.713 | 2552.852 | 10000 | 2683.451 | 9009.117 | 2603.479 | 10000 | Competitive | Competitive | 1 | TRUE | FALSE | 1 | Non-Competitive | 0.867 | Competitive | -104.915 | -213.315 | 2959.709 | 10000 | 319 | 1
DNORCDH5 3415__D FROM_TO | DNORCDH5 | 3415__D | 185 | 5 | 5 | AMELIA1_8 | UTSWMC1_8 | FROM_TO | 73521.13 | 73446.93 | 99.8901 | 0 | 2200.183 | 1350.978 | -0.03909 | 0.00575 | -0.55906 | 0.38445 | 226.1973 | 160.875 | 0 |  | 10000 | 1116.817 | 10000 | 1101.671 | 5428.127 | 1434.518 | 10000 | 1295.604 | 9719.713 | 1302.765 | 10000 | Competitive | Non-Competitive | 0 | TRUE | FALSE | 1 | Non-Competitive | 0.7185 | Non-Competitive | 210.2622 | 132.3238 | 1305.717 | 10000 | 186 | 1
DNORCDH5 3415__D TO_FROM | DNORCDH5 | 3415__D | 185 | 5 | 5 | AMELIA1_8 | UTSWMC1_8 | TO_FROM | 73521.13 | 74231.37 | -216.884 | 0 | 1310.298 | 2200.183 | -0.00575 | 0.039086 | -0.38445 | 0.55906 | -93.4819 | -155.866 | 0 | 10000 |  | 10000 | 1190.509 | 4776.554 | 1173.42 | 10000 | 1524.475 | 9672.432 | 1371.234 | 10000 | 1379.142 | Competitive | Competitive | 1 | TRUE | FALSE | 1 | Non-Competitive | 0.7185 | Competitive | -112.287 | -109.78 | 10000 | 1415.997 | 186 | 1
DODEQAL5 6215__A FROM_TO | DODEQAL5 | 6215__A | 143 | 2 | 2 | BLUFCKTA_8 | CHINAGRV_8 | FROM_TO | 73521.13 | 72790.25 | -171.338 | 0 | 3236.314 | 1289.468 | -0.01521 | 0.52531 | -0.08358 | 0.6038 | 199.9535 | 149.3073 | 2901.53 | 1754.133 |  | 5343.983 | 10000 | 1714.306 | 1085.979 | 10000 | 10000 | 4678.984 | 2053.865 | 4683.978 | 10000 | Non-Competitive | Non-Competitive | 0 | TRUE | FALSE | 0 | Non-Competitive | 0.789 | Competitive | 80.2224 | 53.428 | 4143.575 | 9506.894 | 143 | 0
DODEQAL5 6215__A TO_FROM | DODEQAL5 | 6215__A | 143 | 2 | 2 | BLUFCKTA_8 | CHINAGRV_8 | TO_FROM | 73521.13 | 73455.24 | -110.268 | 0 | 1242.823 | 3236.319 | -0.05321 | 0.015211 | -0.6038 | 0.083578 | 183.2826 | 126.016 | 0 |  | 5362.757 | 5894.598 | 5362.757 | 904.39 | 5032.584 | 7946.192 | 5362.757 | 1554.627 | 4960.339 | 7423.106 | 5016.031 | Non-Competitive | Non-Competitive | 0 | TRUE | FALSE | 1 | Non-Competitive | 0.789 | Competitive | 98.5535 | 10.3578 | 3700.369 | 1843.331 | 143 | 0
DODEQAL5 6251__A FROM_TO | DODEQAL5 | 6251__A | 143 | 2 | 2 | MRGNCRK_8 | COSDEN_8 | FROM_TO | 73521.13 | 73482.16 | -119.469 | 0 | 1253.571 | 2814.776 | -0.20777 | 0.021559 | -0.33359 | 0.021559 | 156.0012 | 84.191 | 0 | 10000 | 5420.63 | 7620.367 | 10000 | 1032.753 | 4975.95 | 10000 | 10000 | 3044.003 | 4058.9 | 9037.425 | 4126.456 | Non-Competitive | Non-Competitive | 0 | TRUE | FALSE | 1 | Non-Competitive | 0.7735 | Competitive | 106.4998 | 47.5621 | 8837.723 | 10000 | 143 | 0
DODEQAL5 6251__A TO_FROM | DODEQAL5 | 6251__A | 143 | 2 | 2 | MRGNCRK_8 | COSDEN_8 | TO_FROM | 73521.13 | 72804.12 | -137.203 | 0 | 2814.774 | 1266.361 | -0.02156 | 0.30326 | -0.02156 | 0.33359 | 153.2349 | 99.8916 | 2349.63 | 1367.538 | 10000 | 2855.744 | 10000 | 1319.595 | 1283.959 | 2855.744 | 10000 | 2397.407 | 4196.037 | 2403.591 | 10000 | Non-Competitive | Non-Competitive | 0 | TRUE | FALSE | 1 | Non-Competitive | 0.7735 | Competitive | 72.1026 | 40.6182 | 3580.946 | 10000 | 143 | 0
DODEQAL5 6465__B FROM_TO | DODEQAL5 | 6465__B | 143 | 2 | 2 | MIDLDWNT_8 | SPRABERY_8 | FROM_TO | 73521.13 | 73717.54 | -145.007 | 0 | 1158.301 | 1029.488 | -0.0535 | 0.037605 | -0.29163 | 0.27181 | 85.7467 | -34.7065 | 0 | 3779.024 | 10000 | 3779.024 | 10000 | 2770.443 | 1054.228 | 3779.024 | 10000 | 3869.099 | 3159.55 | 3950.831 | 10000 | Competitive | Competitive | 1 | TRUE | FALSE | 1 | Non-Competitive | 0.9145 | Competitive | 70.3762 | -0.52429 | 2648.035 | 5396.669 | 143 | 1
DODEQAL5 6465__B TO_FROM | DODEQAL5 | 6465__B | 143 | 2 | 2 | MIDLDWNT_8 | SPRABERY_8 | TO_FROM | 73521.13 | 73493.54 | -62.0682 | 0 | 1022.592 | 921.738 | -0.03761 | 0.11965 | -0.27181 | 0.29163 | 150.5008 | -10.1754 | 0 | 1619.298 | 5019.429 | 1699.692 | 5019.429 | 1024.144 | 4285.299 | 2704.732 | 5019.429 | 1462.637 | 5154.475 | 1489.991 | 5189.691 | Competitive | Non-Competitive | 0 | TRUE | FALSE | 1 | Non-Competitive | 0.9145 | Competitive | 122.2649 | -37.1313 | 1670.331 | 2936.241 | 143 | 0
DODEQAL5 6470__D FROM_TO | DODEQAL5 | 6470__D | 179 | 2 | 2 | MCDONALD_8 | FORSANTA_8 | FROM_TO | 73521.13 | 73355.41 | -166.29 | 0 | 1008.892 | 2029.452 | -0.10613 | 0.23057 | -0.69899 | 0.23057 | 294.8358 | 72.6313 | 0 | 3591.42 | 5560.409 | 3692.4 | 6153.822 | 1340.78 | 5466.531 | 5127.463 | 6153.822 | 3831.523 | 6059.538 | 4121.215 | 6063.095 | Non-Competitive | Non-Competitive | 0 | TRUE | FALSE | 1 | Non-Competitive | 1.5 | Competitive | 172.5263 | 7.6991 | 4203.196 | 3596.832 | 186 | 0
DODEQAL5 6470__D TO_FROM | DODEQAL5 | 6470__D | 179 | 2 | 2 | MCDONALD_8 | FORSANTA_8 | TO_FROM | 73521.13 | 73025.66 | -227.764 | 0 | 2029.453 | 1008.892 | -0.06861 | 0.69899 | -0.23057 | 0.69899 | 284.1203 | 232.2102 | 3380.33 | 1842.925 | 8878.837 | 10000 | 8878.837 | 1798.159 | 1487.666 | 10000 | 10000 | 2666.743 | 4483.027 | 2671.206 | 7936.667 | Competitive | Non-Competitive | 0 | TRUE | FALSE | 0 | Non-Competitive | 1.5 | Competitive | 140.9465 | 121.4995 | 7063.14 | 7430.822 | 186 | 0
DODEQAL5 6470__E FROM_TO | DODEQAL5 | 6470__E | 179 | 2 | 2 | FORSANTA_8 | CRMWDTAP_8 | FROM_TO | 73521.13 | 73013.79 | -248.544 | 0 | 1004.046 | 995.894 | -0.10629 | 0.30085 | -0.23835 | 0.30085 | 300.721 | 61.1149 | 0 | 2833.918 | 5558.358 | 3474.805 | 6153.662 | 1264.032 | 5456.715 | 3474.805 | 6153.662 | 2783.991 | 6057.543 | 2922.914 | 6061.433 | Competitive | Non-Competitive | 0 | TRUE | FALSE | 1 | Non-Competitive | 0.6955 | Competitive | 179.3186 | -2.9795 | 2961.6 | 3595.446 | 186 | 0
DODEQAL5 6470__E TO_FROM | DODEQAL5 | 6470__E | 179 | 2 | 2 | FORSANTA_8 | CRMWDTAP_8 | TO_FROM | 73521.13 | 73247.15 | -233.66 | 0 | 995.894 | 1004.046 | -0.06845 | 0.10629 | -0.30085 | 0.23835 | 254.8203 | 202.3503 | 3289.13 | 2153.944 | 8876.322 | 2270.324 | 8876.322 | 2093.341 | 1544.639 | 2270.324 | 10000 | 2324.333 | 4708.066 | 2331.47 | 7928.607 | Competitive | Non-Competitive | 0 | TRUE | FALSE | 0 | Non-Competitive | 0.6955 | Competitive | 113.6367 | 92.625 | 1950.197 | 7419.284 | 186 | 0
DODEQAL5 6511__A FROM_TO | DODEQAL5 | 6511__A | 155 | 2 | 2 | MIDLNDE_8 | WINDWOOD_8 | FROM_TO | 73521.13 | 73516.44 | -132.756 | 0 | 1188.803 | 947.357 | -0.08562 | 0.01569 | -0.72669 | 0.20145 | 158.6786 | 87.5697 | 0 |  | 6643.282 | 2787.244 | 6643.282 | 844.965 | 6446.851 | 10000 | 6643.282 | 818.899 | 7207.051 | 4500.934 | 7238.639 | Competitive | Non-Competitive | 0 | TRUE | FALSE | 1 | Non-Competitive | 1.0155 | Competitive | 71.3164 | 28.5101 | 10000 | 4607.822 | 162 | 0
DODEQAL5 6511__A TO_FROM | DODEQAL5 | 6511__A | 155 | 2 | 2 | MIDLNDE_8 | WINDWOOD_8 | TO_FROM | 73521.13 | 73585.43 | -149.516 | 0 | 943.363 | 1145.428 | -0.01569 | 0.085623 | -0.20144 | 0.72669 | 137.8567 | -140.227 | 0 | 2695.596 |  | 2695.596 | 5049.276 | 2524.396 | 1019.292 | 2695.596 | 10000 | 3394.404 | 1075.236 | 3422.549 | 6564.514 | Competitive | Competitive | 1 | TRUE | FALSE | 1 | Non-Competitive | 1.0155 | Competitive | 28.3458 | -56.5204 | 2516.235 | 10000 | 162 | 1
DODEQAL5 6611__A FROM_TO | DODEQAL5 | 6611__A | 195 | 2 | 2 | ACKRLYVE_9 | ACKERLY_9 | FROM_TO | 73521.13 | 73721.94 | -43.5946 | 0 | 1057.867 | 1015.191 | -0.02731 | 0.061985 | -0.67027 | 0.27091 | 60.0872 | 18.1526 | 0 | 3159.036 | 10000 | 4548.072 | 5272.748 | 969.338 | 4910.454 | 4548.072 | 5272.748 | 2663.589 | 4930.25 | 3160.53 | 5001.95 | Competitive | Competitive | 1 | TRUE | FALSE | 1 | Non-Competitive | 0.8985 | Competitive | 30.9862 | 11.8266 | 3418.131 | 10000 | 197 | 1
DODEQAL5 6611__A TO_FROM | DODEQAL5 | 6611__A | 195 | 2 | 2 | ACKRLYVE_9 | ACKERLY_9 | TO_FROM | 73521.13 | 74076.41 | -52.6402 | 0 | 1013.358 | 1215.903 | -0.06198 | 0.066896 | -0.27091 | 0.67027 | 44.5257 | -45.3761 | 0 | 3012.937 | 10000 | 3012.937 | 10000 | 1583.51 | 1077.463 | 5002.469 | 10000 | 2249.488 | 4469.723 | 3434.038 | 10000 | Competitive | Competitive | 1 | TRUE | FALSE | 1 | Non-Competitive | 0.8985 | Competitive | -2.047 | -17.2209 | 3013.742 | 10000 | 197 | 1
DODEQAL5 6620__A FROM_TO | DODEQAL5 | 6620__A | 40 | 2 | 2 | STANTON_E_9 | MARTINCAP_9 | FROM_TO | 73521.13 | 73508.21 | -35.279 | 0 | 1262.273 | 1051.416 | -0.01612 | 0.070148 | -0.76452 | 0.19578 | 49.8776 | 12.6222 | 0 | 10000 |  | 10000 | 6164.566 | 1215.79 | 5467.187 | 10000 | 6164.566 | 7921.074 | 6076.53 | 10000 | 6279.337 | Competitive | Non-Competitive | 0 | TRUE | FALSE | 1 | Non-Competitive | 0.7575 | Competitive | 29.9003 | 2.5189 | 10000 | 3603.212 | 42 | 0
DODEQAL5 6620__A TO_FROM | DODEQAL5 | 6620__A | 40 | 2 | 2 | STANTON_E_9 | MARTINCAP_9 | TO_FROM | 73521.13 | 73534.45 | -42.415 | 0 | 1020.723 | 1228.219 | -0.01699 | 0.016612 | -0.19578 | 0.76452 | 36.2683 | -29.658 | 0 |  |  | 2246.232 | 10000 | 2073.008 | 1445.847 | 2246.232 | 10000 | 2273.261 | 3631.641 | 2318.56 | 10000 | Competitive | Competitive | 1 | FALSE | FALSE | 1 | Non-Competitive | 0.7575 | Competitive | 14.6543 | -12.7092 | 2064.798 | 10000 | 42 | 1
DODEQAL5 MGSES_MR4L FROM_TO | DODEQAL5 | MGSES_MR4L | 350 | 2 | 2 | MRGNCRK_8 | 700209_3STAR | FROM_TO | 73521.13 | 73427.66 | -316.54 | 0 | 901.781 | 1785.491 | -0.02496 | 0.269 | -0.60472 | 0.269 | 403.7173 | -259.545 | 0 | 2040.154 | 10000 | 2857.964 | 10000 | 2031.56 | 909.458 | 2925.927 | 10000 | 3106.796 | 1277.758 | 3107.485 | 10000 | Competitive | Non-Competitive | 0 | TRUE | FALSE | 1 | Non-Competitive | 0.953 | #N/A | #N/A | #N/A | #N/A | #N/A | #N/A | #N/A
DODEQAL5 MGSES_MR4L TO_FROM | DODEQAL5 | MGSES_MR4L | 350 | 2 | 2 | MRGNCRK_8 | 700209_3STAR | TO_FROM | 73521.13 | 73615.04 | -400.412 | 0 | 1614.866 | 837.209 | -0.269 | 0.024962 | -0.269 | 0.60472 | 324.0481 | 201.2884 | 0 | 2741.612 | 6261.001 | 1492.974 | 9567.073 | 740.829 | 6227.122 | 1492.974 | 9567.073 | 868.714 | 8773.845 | 1612.669 | 8776.763 | Competitive | Competitive | 1 | TRUE | FALSE | 1 | Non-Competitive | 0.953 | #N/A | #N/A | #N/A | #N/A | #N/A | #N/A | #N/A
DODEQAL5 SACO_SAMF1_1 FROM_TO | DODEQAL5 | SACO_SAMF1_1 | 38 | 2 | 2 | SACO2A | SAMF2A | FROM_TO | 73521.13 | 73518.18 | -33.7885 | 0 | 1430.024 | 868.03 | -0.01651 | 0.004084 | -0.84406 | 0.038416 | 40.4909 | 17.1708 | 0 |  |  | 5076.273 | 5038.679 | 1060.676 | 3468.527 | 10000 | 5038.679 | 1076.105 | 4215.238 | 6134.274 | 4429.024 | Competitive | Non-Competitive | 0 | FALSE | FALSE | 1 | Non-Competitive | 0.9765 | Competitive | 29.4334 | 11.1483 | 5475.108 | 10000 | 38 | 0
DODEQAL5 SACO_SAMF1_1 TO_FROM | DODEQAL5 | SACO_SAMF1_1 | 38 | 2 | 2 | SACO2A | SAMF2A | TO_FROM | 73521.13 | 73509.47 | -35.681 | 0 | 916.444 | 1430.024 | -0.00093 | 0.030297 | -0.03842 | 0.84406 | 36.3939 | 28.1815 | 1359.73 | 3195.837 |  | 2904.374 | 1428.536 | 1477.293 | 1287.763 | 2969.572 | 1758.865 | 2114.024 | 1515.811 | 2915.455 | 1603.901 | Competitive | Competitive | 1 | TRUE | FALSE | 1 | Non-Competitive | 0.9765 | Competitive | 17.7085 | 13.8885 | 3275.353 | 1771.617 | 38 | 1
DOLIELM8 OLI_FIRW_1 FROM_TO | DOLIELM8 | OLI_FIRW_1 | 218 | 2 | 2 | OLINGER | FIREWHEEL | FROM_TO | 73521.13 | 94738.8 | 0 | 0 | 0 | 0 | 0 | 0 | 0 | 0 | 0 | 0 | 0 | [10 empty] | 0 | 0 | Competitive | Competitive | 1 | FALSE | TRUE | 1 | Non-Competitive | 1.164 | Non-Competitive | 327.3112 | 310.5871 | 8756.744 | 1769.976 | 218 | 0
DOLIELM8 OLI_FIRW_1 TO_FROM | DOLIELM8 | OLI_FIRW_1 | 218 | 2 | 2 | OLINGER | FIREWHEEL | TO_FROM | 73521.13 | 94738.8 | 0 | 0 | 0 | 0 | 0 | 0 | 0 | 0 | 0 | 0 | 0 | [10 empty] | 0 | 0 | Competitive | Competitive | 1 | FALSE | TRUE | 1 | Non-Competitive | 1.164 | Competitive | 29.1126 | -46.8424 | 1040.953 | 8756.744 | 218 | 1
DONIPIL8 CKT_1017_1 FROM_TO | DONIPIL8 | CKT_1017_1 | 480 | 2 | 2 | PE_MB2 | AMD | FROM_TO | 73521.13 | 75200.71 | -402.967 | 0 | 1450.121 | 2082.368 | -0.14769 | 0.22363 | -0.37741 | 0.35283 | -160.906 | -268.982 | 0 | 10000 | 9804.146 | 10000 | 10000 | 2474.72 | 1686.471 | 10000 | 10000 | 8732.419 | 8383.566 | 10000 | 9917.192 | Competitive | Competitive | 1 | TRUE | FALSE | 1 | Non-Competitive | 0.9375 | Competitive | -101.756 | -173.27 | 10000 | 10000 | 480 | 1
DONIPIL8 CKT_1017_1 TO_FROM | DONIPIL8 | CKT_1017_1 | 480 | 2 | 2 | PE_MB2 | AMD | TO_FROM | 73521.13 | 73662.07 | 165.7688 | 0 | 1803.579 | 1450.121 | -0.22363 | 0.14769 | -0.35283 | 0.37741 | 429.6036 | 189.9382 | 0 | 9804.146 | 10000 | 10000 | 10000 | 1515.73 | 3050.061 | 10000 | 10000 | 8289.657 | 9090.128 | 9917.192 | 10000 | Competitive | Competitive | 1 | TRUE | FALSE | 1 | Non-Competitive | 0.9375 | Competitive | 419.4204 | 130.0628 | 10000 | 10000 | 480 | 1
DONIPIL8 CKT_962_1 FROM_TO | DONIPIL8 | CKT_962_1 | 480 | 2 | 2 | GARFIELD | STONEY_R | FROM_TO | 73521.13 | 73456.47 | 90.8448 | 0 | 1349.783 | 962.572 | -0.26479 | 0.023905 | -0.49194 | 0.29713 | 511.8113 | 315.6542 | 0 | 5366.085 | 6644.532 | 1098.565 | 9818.909 | 936.439 | 6426.66 | 3635.622 | 10000 | 964.757 | 8903.318 | 1054.676 | 8907.783 | Competitive | Non-Competitive | 0 | TRUE | FALSE | 1 | Non-Competitive | 0.9295 | Non-Competitive | 529.7361 | 313.5496 | 1106.344 | 9480.799 | 480 | 1
DONIPIL8 CKT_962_1 TO_FROM | DONIPIL8 | CKT_962_1 | 480 | 2 | 2 | GARFIELD | STONEY_R | TO_FROM | 73521.13 | 75176.57 | -521.325 | 0 | 962.572 | 1349.783 | -0.02391 | 0.26479 | -0.29713 | 0.49194 | -12.4509 | -391.105 | 0 | 6644.532 | 5366.085 | 9818.909 | 1215.992 | 6038.232 | 1018.118 | 10000 | 3635.622 | 8898.415 | 1045.348 | 8907.783 | 1153.306 | Competitive | Competitive | 1 | TRUE | FALSE | 1 | Non-Competitive | 0.9295 | Competitive | -83.8535 | -98.4168 | 9480.799 | 1248.272 | 480 | 1
DPHRCTR5 138_ALV_NAL_1 FROM_TO | DPHRCTR5 | 138_ALV_NAL_1 | 210 | 2 | 2 | TNNALVIN__1 | TNALVIN___1 | FROM_TO | 73521.13 | 73362.14 | 138.9503 | 0 | 1192.036 | 2449.301 | -0.10007 | 0.010839 | -0.7748 | 0.15065 | 333.1828 | 167.8112 | 0 |  | 7233.522 | 876.969 | 7233.522 | 758.767 | 3218.537 | 1118.031 | 7233.522 | 806.035 | 6299.137 | 963.538 | 7235.056 | Non-Competitive | Non-Competitive | 0 | TRUE | FALSE | 1 | Non-Competitive | 0.961 | Non-Competitive | 332.8107 | 182.0914 | 1176.458 | 7234.783 | 210 | 1
DPHRCTR5 138_ALV_NAL_1 TO_FROM | DPHRCTR5 | 138_ALV_NAL_1 | 210 | 2 | 2 | TNNALVIN__1 | TNALVIN___1 | TO_FROM | 73521.13 | 75454.02 | -338.364 | 0 | 2301.7 | 1043.46 | -0.01084 | 0.10007 | -0.15065 | 0.7748 | -94.2959 | -246.876 | 0 | 7233.522 |  | 7233.522 | 1019.438 | 3218.537 | 893.947 | 7233.522 | 1382.348 | 6299.137 | 945.344 | 7235.056 | 1119.872 | Competitive | Competitive | 1 | TRUE | FALSE | 1 | Non-Competitive | 0.961 | Competitive | -77.1614 | -236.807 | 7234.783 | 1299.013 | 210 | 1
DREDGID8 101T158_1 FROM_TO | DREDGID8 | 101T158_1 | 132 | 5 | 5 | L_ZORN__8_1Y | L_POOLRO8_1Y | FROM_TO | 73521.13 | 73524.16 | -12.8587 | 0 | 1072.056 | 1396.103 | -0.01477 | 0.011813 | -0.47547 | 0.055561 | 130.1502 | -4.2578 | 0 |  |  | 2701.013 | 2503.895 | 1404.174 | 1149.493 | 2919.384 | 2530.674 | 2236.825 | 1773.611 | 2499.248 | 2339.001 | Competitive | Competitive | 1 | FALSE | FALSE | 1 | Non-Competitive | 1.039 | Non-Competitive | 129.424 | -9.5669 | 2369.711 | 6703.013 | 127.88 | 0
DREDGID8 101T158_1 TO_FROM | DREDGID8 | 101T158_1 | 132 | 5 | 5 | L_ZORN__8_1Y | L_POOLRO8_1Y | TO_FROM | 73521.13 | 75456.48 | -101.739 | 0 | 1307.377 | 1114.507 | -0.01181 | 0.014765 | -0.05556 | 0.47547 | 26.4495 | -58.2346 | 0 |  |  | 2503.895 | 3223.825 | 1073.927 | 1769.932 | 2530.674 | 3517.245 | 1733.744 | 2739.581 | 2339.001 | 2994.851 | Competitive | Competitive | 1 | FALSE | FALSE | 1 | Non-Competitive | 1.039 | Competitive | 44.6295 | -54.4226 | 6703.013 | 2850.525 | 127.88 | 1
DRNKPKR5 590__A FROM_TO | DRNKPKR5 | 590__A | 213 | 0 | 0 | LEWISVLSW8_1 | LEW_JNS_P8 | FROM_TO | 73521.13 | 73452.21 | -11.6835 | 0 | 1033.375 | 2444.648 | -0.00942 | 0.070923 | -0.71848 | 0.25345 | 261.7687 | 97.4039 | 0 | 4677.662 |  | 4677.662 | 2777.717 | 896.96 | 2144.05 | 5237.249 | 2662.156 | 1359.523 | 2653.378 | 3809.628 | 2785.735 | Non-Competitive | Non-Competitive | 0 | TRUE | FALSE | 1 | Non-Competitive | 0.7265 | Non-Competitive | 280.7056 | 123.1009 | 4265.76 | 2760.668 | 214 | 1
DRNKPKR5 590__A TO_FROM | DRNKPKR5 | 590__A | 213 | 0 | 0 | LEWISVLSW8_1 | LEW_JNS_P8 | TO_FROM | 73521.13 | 74099.2 | -243.346 | 0 | 2320.06 | 1033.375 | -0.07092 | 0.009421 | -0.25345 | 0.71848 | 51.8985 | -81.0075 | 0 |  | 6111.936 | 2777.717 | 6111.936 | 2067.994 | 1730.708 | 2662.156 | 10000 | 2605.643 | 2491.473 | 2785.735 | 5094.321 | Competitive | Competitive | 1 | TRUE | FALSE | 1 | Non-Competitive | 0.7265 | Competitive | -3.8461 | -156.754 | 2760.668 | 5864.68 | 214 | 1
DRNKPKR5 591__A FROM_TO | DRNKPKR5 | 591__A | 280 | 0 | 0 | CRLTN_NW_E8 | TNLAKEPNTE1 | FROM_TO | 73521.13 | 73601.62 | -172.964 | 0 | 2385.355 | 939.555 | -0.09741 | 0.013922 | -0.58028 | 0.11854 | 233.2918 | 26.1645 | 0 |  | 6035.782 | 2940.059 | 6035.782 | 1344.688 | 2067.145 | 2900.749 | 10000 | 1984.19 | 2840.005 | 2797.093 | 5046.141 | Competitive | Competitive | 1 | TRUE | FALSE | 1 | Non-Competitive | 0.867 | Competitive | 208.2248 | -46.722 | 2839.008 | 3907.614 | 280 | 1
DRNKPKR5 591__A TO_FROM | DRNKPKR5 | 591__A | 280 | 0 | 0 | CRLTN_NW_E8 | TNLAKEPNTE1 | TO_FROM | 73521.13 | 74237.97 | -159.844 | 0 | 941.045 | 2518.09 | -0.01392 | 0.09741 | -0.11854 | 0.58028 | 190.1338 | 27.3525 | 0 | 4240.871 |  | 4601.362 | 3124.441 | 1005.531 | 1412.189 | 5245.867 | 2900.749 | 1616.232 | 2049.594 | 3646.334 | 2898.85 | Competitive | Competitive | 1 | TRUE | FALSE | 1 | Non-Competitive | 0.867 | Competitive | 176.5538 | 93.8113 | 3085.023 | 2839.008 | 280 | 1
DRNKW_D5 AIR_NDE_1 FROM_TO | DRNKW_D5 | AIR_NDE_1 | 218 | 4 | 4 | JMCRSTL138 | N_DENT_8 | FROM_TO | 73521.13 | 72560.48 | 66.4008 | 0 | 915.167 | 2230.631 | -0.07858 | 0.032788 | -0.28486 | 0.38598 | 492.5071 | 17.9653 | 0 | 1060.735 | 7052.698 | 682.129 | 7052.698 | 618.293 | 2121.412 | 694.822 | 10000 | 735.556 | 2131.977 | 734.738 | 8715.44 | Non-Competitive | Non-Competitive | 0 | TRUE | FALSE | 1 | Non-Competitive | 0.742 | Non-Competitive | 254.5181 | 95.7478 | 714.534 | 10000 | 218 | 1
DRNKW_D5 AIR_NDE_1 TO_FROM | DRNKW_D5 | AIR_NDE_1 | 218 | 4 | 4 | JMCRSTL138 | N_DENT_8 | TO_FROM | 73521.13 | 73982.7 | -469.253 | 0 | 2230.63 | 915.167 | -0.03279 | 0.078577 | -0.38598 | 0.28486 | 38.6319 | -239.673 | 0 | 4136.025 | 2272.2 | 4136.025 | 1630.796 | 1956.295 | 967.172 | 5023.412 | 1630.796 | 2165.352 | 1487.052 | 4664.74 | 1673.619 | Competitive | Competitive | 1 | TRUE | FALSE | 1 | Non-Competitive | 0.742 | Competitive | -59.627 | -177.586 | 6078.094 | 1412.811 | 218 | 1
DRNKW_D5 FTW_W_DE_1 FROM_TO | DRNKW_D5 | FTW_W_DE_1 | 350 | 4 | 4 | FTWORTH | W_DENT_8 | FROM_TO | 73521.13 | 74756.02 | -506.948 | 0 | 2180.294 | 960.212 | -0.03645 | 0.015929 | -0.25552 | 0.57393 | 30.14 | -188.76 | 4823.83 |  | 1627.769 | 2552.461 | 1582.648 | 2469.399 | 1033.519 | 2434.663 | 1582.648 | 2413.404 | 1523.356 | 2430.785 | 1614.478 | Competitive | Competitive | 1 | TRUE | TRUE | 1 | Competitive | 0.7265 | Competitive | -74.6556 | -192.66 | 8824.562 | 1383.477 | 218 | 1
DRNKW_D5 FTW_W_DE_1 TO_FROM | DRNKW_D5 | FTW_W_DE_1 | 350 | 4 | 4 | FTWORTH | W_DENT_8 | TO_FROM | 73521.13 | 73199.22 | 83.1631 | 0 | 960.212 | 2268.675 | -0.01593 | 0.036448 | -0.57393 | 0.25552 | 535.0685 | 230.4263 | 0 | 698.772 |  | 664.783 | 2870.504 | 632.571 | 2760.451 | 684.341 | 2812.991 | 737.239 | 2756.993 | 711.286 | 2781.035 | Non-Competitive | Non-Competitive | 0 | TRUE | FALSE | 1 | Non-Competitive | 0.7265 | Non-Competitive | 292.2629 | 91.6432 | 697.624 | 10000 | 218 | 1
DRYSFMR5 75__A FROM_TO | DRYSFMR5 | 75__A | 1793 | 2 | 2 | COLLINSS1_5 | ANNASW_5 | FROM_TO | 73521.13 | 75656.72 | -1062.47 | 0 | 933.314 | 2283.13 | -0.45405 | 0.01828 | -0.53171 | 0.26721 | 644.6762 | -905.004 | 0 |  | 2890.693 | 716.655 | 2975.841 | 634.401 | 2919.28 | 936.147 | 2975.841 | 676.962 | 3101.436 | 772.376 | 3102.8 | Competitive | Competitive | 1 | TRUE | FALSE | 1 | Non-Competitive | 0.703 | Competitive | 679.1609 | -865.815 | 795.858 | 3102.836 | 1721 | 1
DRYSFMR5 75__A TO_FROM | DRYSFMR5 | 75__A | 1793 | 2 | 2 | COLLINSS1_5 | ANNASW_5 | TO_FROM | 73521.13 | 73492.53 | -634.684 | 0 | 2283.13 | 933.314 | -0.01828 | 0.45405 | -0.26721 | 0.53172 | 1782.161 | 1023.201 | 4823.83 | 2444.143 |  | 2501.602 | 1039.857 | 2480.376 | 834.213 | 2501.602 | 1796.708 | 2685.416 | 986.471 | 2685.935 | 1227.912 | Competitive | Competitive | 1 | TRUE | FALSE | 1 | Non-Competitive | 0.703 | Competitive | 1516.185 | 787.7959 | 3102.638 | 1224.848 | 1721 | 1
DRYSFOR5 FORSW_MR3L FROM_TO | DRYSFOR5 | FORSW_MR3L | 750 | 6 | 6 | FRNY1_8 | FORSW3_1 | FROM_TO | 73521.13 | 74841.39 | -725.779 | 0 | 1532.85 | 1786.937 | -0.11326 | 0.097612 | -0.69157 | 0.36456 | -214.339 | -547.236 | 0 | 7438.46 | 4823.693 | 9018.176 | 10000 | 4545.994 | 1511.216 | 10000 | 10000 | 8523.218 | 6193.099 | 9044.498 | 7651.872 | Competitive | Competitive | 1 | TRUE | FALSE | 1 | Non-Competitive | 0.6875 | #N/A | #N/A | #N/A | #N/A | #N/A | #N/A | #N/A
DRYSFOR5 FORSW_MR3L TO_FROM | DRYSFOR5 | FORSW_MR3L | 750 | 6 | 6 | FRNY1_8 | FORSW3_1 | TO_FROM | 73521.13 | 73390.6 | 298.0707 | 0 | 1839.122 | 1435.273 | -0.09761 | 0.11326 | -0.36456 | 0.69157 | 797.6901 | 327.3425 | 0 | 4823.693 | 7438.46 | 10000 | 9018.176 | 1504.679 | 4889.282 | 10000 | 10000 | 6172.359 | 8603.422 | 7651.872 | 9044.498 | Competitive | Non-Competitive | 0 | TRUE | FALSE | 1 | Non-Competitive | 0.6875 | #N/A | #N/A | #N/A | #N/A | #N/A | #N/A | #N/A
DSALKLN5 641__B FROM_TO | DSALKLN5 | 641__B | 213 | 2 | 2 | KILLTAFD | KILELMR2_T_8 | FROM_TO | 73521.13 | 72853.24 | -337.641 | 0 | 1297.372 | 902.672 | -0.05114 | 0.018172 | -0.32072 | 0.60055 | 418.715 | 23.8163 | 0 |  | 2023.937 | 876.465 | 1890.477 | 915.077 | 1708.504 | 875.771 | 2643.161 | 870.43 | 2137.669 | 854.487 | 2320.63 | Competitive | Non-Competitive | 0 | TRUE | FALSE | 1 | Non-Competitive | 0.6955 | Non-Competitive | 373.7977 | 163.9171 | 826.858 | 2271.947 | 214 | 1
DSALKLN5 641__B TO_FROM | DSALKLN5 | 641__B | 213 | 2 | 2 | KILLTAFD | KILELMR2_T_8 | TO_FROM | 73521.13 | 72947.89 | -484.01 | 0 | 905.181 | 1297.372 | -0.01817 | 0.058052 | -0.60055 | 0.32072 | 548.5982 | 37.4584 | 0 | 717.349 |  | 713.839 | 960.108 | 820.507 | 1001.999 | 746.54 | 956.46 | 782.081 | 945.897 | 773.384 | 928.83 | Competitive | Competitive | 0 | TRUE | TRUE | 1 | Competitive | 0.6955 | Competitive | 391.5484 | 98.5269 | 798.947 | 920.814 | 214 | 1
DSHREVR5 EVRSW_MR3L FROM_TO | DSHREVR5 | EVRSW_MR3L | 750 | 7 | 7 | EVRMAN_A8 | EVRSW3_1 | FROM_TO | 73521.13 | 74681.83 | -643.433 | 0 | 1094.878 | 1522.395 | -0.02016 | 0.1378 | -0.82297 | 0.2501 | -255.867 | -342.017 | 0 | 10000 | 10000 | 10000 | 1030.749 | 6548.992 | 1030.28 | 10000 | 3125.138 | 9750.032 | 1042.168 | 10000 | 1040.282 | Competitive | Competitive | 1 | TRUE | FALSE | 1 | Non-Competitive | 0.6485 | #N/A | #N/A | #N/A | #N/A | #N/A | #N/A | #N/A
DSHREVR5 EVRSW_MR3L TO_FROM | DSHREVR5 | EVRSW_MR3L | 750 | 7 | 7 | EVRMAN_A8 | EVRSW3_1 | TO_FROM | 73521.13 | 73920.2 | 272.0422 | 0 | 1522.395 | 1094.878 | -0.1378 | 0.02016 | -0.2501 | 0.82297 | 649.6736 | 426.9343 | 0 | 10000 | 10000 | 948.61 | 10000 | 938.133 | 6841.12 | 3125.138 | 10000 | 963.634 | 9772.422 | 962.921 | 10000 | Competitive | Competitive | 1 | TRUE | FALSE | 1 | Non-Competitive | 0.6485 | #N/A | #N/A | #N/A | #N/A | #N/A | #N/A | #N/A
DSKYMAR5 361T361_1 FROM_TO | DSKYMAR5 | 361T361_1 | 358 | 2 | 2 | L_SCHERT8_1Y | L_PARKWA8_1Y | FROM_TO | 73521.13 | 72670.68 | 203.9597 | 0 | 1112.909 | 1369.59 | -0.11105 | 0.017005 | -0.3808 | 0.49072 | 685.95 | 430.147 | 0 |  | 9459.997 | 929.399 | 10000 | 900.269 | 7166.27 | 1160.853 | 10000 | 932.482 | 9262.997 | 962.322 | 9793.041 | Competitive | Non-Competitive | 0 | TRUE | FALSE | 0 | Non-Competitive | 0.703 | Non-Competitive | 697.9702 | 454.9133 | 982.137 | 9695.704 | 358 | 1
DSKYMAR5 361T361_1 TO_FROM | DSKYMAR5 | 361T361_1 | 358 | 2 | 2 | L_SCHERT8_1Y | L_PARKWA8_1Y | TO_FROM | 73521.13 | 74207.78 | -493.963 | 0 | 1369.588 | 1296.171 | -0.01701 | 0.11105 | -0.49072 | 0.3808 | 12.4939 | -1.7882 | 3245.23 | 8629.828 |  | 10000 | 1075.059 | 6133.215 | 1045.901 | 10000 | 1382.145 | 8888.081 | 1068.111 | 9577.218 | 1099.364 | Competitive | Competitive | 1 | TRUE | FALSE | 1 | Non-Competitive | 0.703 | Competitive | -19.4288 | -11.304 | 9422.752 | 1099.063 | 358 | 1
DSKYSPR5 CAGNON_MR4L FROM_TO | DSKYSPR5 | CAGNON_MR4L | 600 | 2 | 2 | CAGNON3_8 | CAGSTAR4 | FROM_TO | 73521.13 | 79737.63 | -626.77 | 0 | 1083.241 | 974.346 | -0.09068 | 0.14403 | -0.11485 | 0.20408 | -97.834 | -546.942 | 0 | 9093.044 | 5259.475 | 10000 | 10000 | 9093.19 | 1014.704 | 10000 | 10000 | 9642.517 | 5214.153 | 9642.517 | 8388.356 | Competitive | Competitive | 1 | TRUE | FALSE | 1 | Non-Competitive | 0.656 | #N/A | #N/A | #N/A | #N/A | #N/A | #N/A | #N/A
DSKYSPR5 CAGNON_MR4L TO_FROM | DSKYSPR5 | CAGNON_MR4L | 600 | 2 | 2 | CAGNON3_8 | CAGSTAR4 | TO_FROM | 73521.13 | 73017.88 | 444.9581 | 0 | 974.345 | 1078.778 | -0.14403 | 0.090676 | -0.20408 | 0.11485 | 706.1508 | 438.9546 | 0 | 3316.678 | 9134.532 | 6604.343 | 10000 | 870.071 | 9134.532 | 10000 | 10000 | 4187.673 | 9651.86 | 6476.073 | 9651.86 | Competitive | Non-Competitive | 0 | TRUE | FALSE | 1 | Non-Competitive | 0.656 | #N/A | #N/A | #N/A | #N/A | #N/A | #N/A | #N/A
DSNDBCE5 630__A FROM_TO | DSNDBCE5 | 630__A | 324 | 2 | 2 | BELTON1_8 | BELTONSW1_8 | FROM_TO | 73521.13 | 73728.99 | -148.194 | 0 | 2263.579 | 976.091 | -0.02165 | 0.021451 | -0.7678 | 0.16689 | 159.1434 | 36.7814 | 0 | 10000 | 10000 | 4087.683 | 1620.799 | 1437.656 | 1061.062 | 9054.104 | 10000 | 1516.024 | 1194.589 | 4649.75 | 1886.023 | Competitive | Competitive | 1 | TRUE | FALSE | 1 | Non-Competitive | 0.6485 | Competitive | 145.6085 | 53.7141 | 8691.02 | 10000 | 326 | 1
DSNDBCE5 630__A TO_FROM | DSNDBCE5 | 630__A | 324 | 2 | 2 | BELTON1_8 | BELTONSW1_8 | TO_FROM | 73521.13 | 74549.4 | -99.0027 | 0 | 986.62 | 2263.579 | -0.02145 | 0.021651 | -0.16689 | 0.7678 | 157.46 | -144.844 | 0 | 10000 | 10000 | 770.749 | 4087.683 | 688.238 | 1490.429 | 3161.315 | 9054.104 | 713.607 | 1564.946 | 824.598 | 4649.75 | Competitive | Competitive | 1 | TRUE | FALSE | 1 | Non-Competitive | 0.6485 | Competitive | 81.6073 | -124.835 | 2758.759 | 8691.02 | 326 | 1
DSNDBCE5 SEA_AAT1 FROM_TO | DSNDBCE5 | SEA_AAT1 | 60 | 2 | 2 | SEATON9 | SEATON8 | FROM_TO | 73521.13 | 74964.76 | -44.7896 | 0 | 2840.67 | 861.091 | -0.00282 | 0.010836 | -0.04924 | 0.58959 | -10.6417 | -31.3141 | 0 |  |  | 8356.4 | 1457.084 | 1639.623 | 1292.221 | 8356.4 | 2523.213 | 6789.431 | 1333.17 | 8734.042 | 1649.395 | Competitive | Competitive | 1 | FALSE | FALSE | 1 | Non-Competitive | 0.7345 | Competitive | -13.3941 | -17.6008 | 8735.093 | 1471.454 | 60 | 1
DSNDBCE5 SEA_AAT1 TO_FROM | DSNDBCE5 | SEA_AAT1 | 60 | 2 | 2 | SEATON9 | SEATON8 | TO_FROM | 73521.13 | 73534.8 | 16.9919 | 0 | 861.091 | 2601.323 | -0.01084 | 0.002817 | -0.58959 | 0.049236 | 51.7267 | 14.8518 | 0 |  |  | 746.639 | 8356.4 | 909.646 | 1668.783 | 803.006 | 8356.4 | 830.193 | 6797.431 | 785.551 | 8734.042 | Competitive | Competitive | 1 | FALSE | FALSE | 1 | Non-Competitive | 0.7345 | Competitive | 44.2345 | 18.9922 | 980.399 | 8735.093 | 60 | 1
DSNDTMP5 HRN_NAT1 FROM_TO | DSNDTMP5 | HRN_NAT1 | 100 | 0 | 0 | HEARNE9 | HEARNE8 | FROM_TO | 73521.13 | 74164.16 | -59.7133 | 0 | 941.936 | 2014.752 | -0.00934 | 0.004622 | -0.15721 | 0.4815 | -0.55446 | -33.2357 | 0 |  |  | 5174.617 | 7895.543 | 1023.059 | 1130.318 | 8934.935 | 9120.675 | 1009.608 | 2122.039 | 5923.681 | 8207.813 | Competitive | Competitive | 1 | FALSE | FALSE | 1 | Non-Competitive | 0.6875 | Competitive | -6.669 | -27.1321 | 4849.511 | 8890.416 | 100 | 1
DSNDTMP5 HRN_NAT1 TO_FROM | DSNDTMP5 | HRN_NAT1 | 100 | 0 | 0 | HEARNE9 | HEARNE8 | TO_FROM | 73521.13 | 73593.71 | 15.3261 | 0 | 2539.053 | 941.936 | -0.00462 | 0.009338 | -0.4815 | 0.15721 | 64.7204 | 24.7651 | 0 |  |  | 7895.543 | 5443.147 | 1033.022 | 1449.145 | 9120.675 | 8934.935 | 1987.706 | 1405.773 | 8207.813 | 6108.864 | Competitive | Competitive | 1 | FALSE | FALSE | 1 | Non-Competitive | 0.6875 | Competitive | 59.1718 | 24.5451 | 8890.416 | 4849.511 | 100 | 1
DSNGZEN5 BETHK_66_A FROM_TO | DSNGZEN5 | BETHK_66_A | 182 | 2 | 2 | BETKA___138A | HOCKLY__138D | FROM_TO | 73521.13 | 74038.05 | -336.525 | 0 | 2265.543 | 2195.112 | -0.01627 | 0.026948 | -0.26438 | 0.71171 | 41.7028 | 30.7863 | 3541.23 | 6517.472 |  | 2608.218 | 1492.183 | 2513.798 | 1342.063 | 4404.654 | 1540.027 | 3367.177 | 1419.142 | 3414.916 | 1480.306 | Competitive | Competitive | 1 | TRUE | FALSE | 1 | Non-Competitive | 0.672 | Competitive | 103.8573 | 72.1288 | 2226.976 | 1472.66 | 184 | 1
DSNGZEN5 BETHK_66_A TO_FROM | DSNGZEN5 | BETHK_66_A | 182 | 2 | 2 | BETKA___138A | HOCKLY__138D | TO_FROM | 73521.13 | 73102.61 | 90.3766 | 0 | 2195.112 | 2265.543 | -0.02695 | 0.016269 | -0.71171 | 0.26438 | 466.5818 | 213.8482 | 0 |  | 6517.472 | 1177.588 | 2767.414 | 1077.415 | 2677.21 | 1213.302 | 4404.654 | 1142.24 | 3513.585 | 1185.107 | 3567.382 | Non-Competitive | Non-Competitive | 0 | TRUE | FALSE | 0 | Non-Competitive | 0.672 | Non-Competitive | 421.0622 | 199.7891 | 1224.429 | 2985.974 | 184 | 1
DSNGZEN5 HK_TB_66_A FROM_TO | DSNGZEN5 | HK_TB_66_A | 216 | 2 | 2 | HOCKLY__138D | TOMBAL668070 | FROM_TO | 73521.13 | 74505.3 | -439.623 | 0 | 974.346 | 1718.116 | -0.02706 | 0.048332 | -0.10895 | 0.41068 | 60.7461 | -46.5714 | 2359.03 | 3881.739 | 2385.009 | 2791.206 | 1335.288 | 883.534 | 1219.262 | 3444.042 | 1768.689 | 1124.438 | 1170.632 | 3054.513 | 1233.921 | Competitive | Competitive | 1 | TRUE | FALSE | 1 | Non-Competitive | 0.6955 | Competitive | 87.4698 | -24.8271 | 2792.049 | 1196.512 | 220 | 1
DSNGZEN5 HK_TB_66_A TO_FROM | DSNGZEN5 | HK_TB_66_A | 216 | 2 | 2 | HOCKLY__138D | TOMBAL668070 | TO_FROM | 73521.13 | 72663.98 | -174.144 | 0 | 1718.116 | 981.075 | -0.04833 | 0.027058 | -0.41068 | 0.10895 | 554.9823 | 46.5695 | 0 | 2385.009 | 3881.739 | 1297.764 | 2791.206 | 1077.58 | 997.467 | 1768.689 | 3444.042 | 1095.484 | 1254.997 | 1207.449 | 3054.513 | Competitive | Non-Competitive | 0 | TRUE | FALSE | 1 | Non-Competitive | 0.6955 | Non-Competitive | 488.0453 | 66.8944 | 1194.393 | 2792.049 | 220 | 1
DSNGZEN5 KDLKG_75_A FROM_TO | DSNGZEN5 | KDLKG_75_A | 1677 | 2 | 2 | KING____345A | KUYDAL755010 | FROM_TO | 73521.13 | 74228.96 | -2678.05 | 0 | 1412.391 | 2559.435 | -0.21312 | 0.18762 | -0.57176 | 0.19181 | 1032.33 | 817.87 | 3281.23 | 2144.14 | 1719.653 | 2297.382 | 1694.103 | 2087.506 | 1702.312 | 2810.059 | 2681.859 | 2386.697 | 1671.802 | 2390.901 | 1673.719 | Competitive | Competitive | 1 | TRUE | TRUE | 1 | Competitive | 0.6565 | Competitive | 1156.058 | 973.5527 | 2126.499 | 1659.697 | 1710 | 1
DSNGZEN5 KDLKG_75_A TO_FROM | DSNGZEN5 | KDLKG_75_A | 1677 | 2 | 2 | KING____345A | KUYDAL755010 | TO_FROM | 73521.13 | 56177.54 | -101.14 | 0 | 2559.435 | 1483.943 | -0.18762 | 0.21312 | -0.19181 | 0.57176 | 4093.621 | 1353.526 | 0 | 1344.611 | 2280.725 | 1318.709 | 2395.299 | 1332.865 | 2222.882 | 2681.859 | 2810.059 | 1363.104 | 2465.743 | 1364.478 | 2469.42 | Non-Competitive | Non-Competitive | 0 | TRUE | FALSE | 1 | Non-Competitive | 0.6565 | Non-Competitive | 3583.006 | 1487.494 | 1394.665 | 2367.944 | 1710 | 1
DSNGZEN5 SNGTB_74_A FROM_TO | DSNGZEN5 | SNGTB_74_A | 1924 | 2 | 2 | SNGLTN_345 | TOMBAL__345B | FROM_TO | 73521.13 | 62991.33 | 186.5778 | 0 | 3108.466 | 1851.083 | -0.17868 | 0.19261 | -0.38369 | 0.20236 | 4962.567 | 1942.579 | 0 | 1358.221 | 2290.365 | 1334.23 | 2415.956 | 1350.913 | 2218.351 | 1379.744 | 2415.956 | 1397.204 | 2515.066 | 1397.741 | 2520.483 | Non-Competitive | Non-Competitive | 0 | TRUE | FALSE | 0 | Non-Competitive | 0.6875 | Non-Competitive | 4344.716 | 2095.76 | 1431.221 | 2401.753 | 1924 | 1
DSNGZEN5 SNGTB_74_A TO_FROM | DSNGZEN5 | SNGTB_74_A | 1924 | 2 | 2 | SNGLTN_345 | TOMBAL__345B | TO_FROM | 73521.13 | 83721.33 | -3261.24 | 0 | 1851.083 | 2276.57 | -0.19261 | 0.17868 | -0.20236 | 0.38369 | 815.8337 | 642.8351 | 3281.23 | 2143.407 | 1741.962 | 2312.58 | 1719.573 | 2076.915 | 1731.516 | 2312.58 | 1719.573 | 2424.736 | 1727.622 | 2430.155 | 1728.334 | Competitive | Competitive | 1 | TRUE | TRUE | 1 | Competitive | 0.6875 | Competitive | 965.3328 | 832.3235 | 2125.647 | 1714.568 | 1924 | 1
DSNG_TB5 230__A FROM_TO | DSNG_TB5 | 230__A | 1065 | 2 | 2 | JEWETT_S5 | RAT_SNAKE_5 | FROM_TO | 73521.13 | 73128.44 | -630.722 | 0 | 2086.693 | 645.34 | -0.21459 | 0.10218 | -0.22858 | 0.1751 | 1131.397 | 163.4034 | 0 | 2188.801 | 1525.391 | 2552.438 | 9674.974 | 1979.686 | 1128.117 | 3037.469 | 10000 | 2584.67 | 5210.291 | 2652.526 | 5939.622 | Competitive | Non-Competitive | 0 | TRUE | FALSE | 1 | Non-Competitive | 0.672 | Non-Competitive | 1077.977 | 243.6691 | 2646.151 | 5718.472 | 1072 | 1
DSNG_TB5 230__A TO_FROM | DSNG_TB5 | 230__A | 1065 | 2 | 2 | JEWETT_S5 | RAT_SNAKE_5 | TO_FROM | 73521.13 | 76534.35 | -684.085 | 0 | 645.34 | 2086.693 | -0.10218 | 0.21459 | -0.1751 | 0.22858 | 602.0822 | -335.37 | 0 | 972.419 | 2188.801 | 9674.974 | 2552.438 | 791.823 | 2020.378 | 10000 | 3037.469 | 4168.196 | 2598.909 | 4717.338 | 2652.526 | Competitive | Competitive | 1 | TRUE | FALSE | 1 | Non-Competitive | 0.672 | Competitive | 464.2776 | -300.319 | 4720.788 | 2756.612 | 1072 | 1
DSNG_TB5 GT_MID90_A FROM_TO | DSNG_TB5 | GT_MID90_A | 229 | 2 | 2 | GARROT__138B | 47708 | FROM_TO | 73521.13 | 73102.62 | -42.7283 | 0 | 1236.94 | 2118.302 | -0.09966 | 0.099655 | -0.5258 | 0.18005 | 449.8928 | -38.5611 | 0 | 6824.908 | 2242.403 | 8784.36 | 2383.328 | 1039.336 | 2346.972 | 10000 | 4135.365 | 2847.211 | 2540.209 | 6261.967 | 2509.756 | Non-Competitive | Non-Competitive | 0 | TRUE | FALSE | 1 | Non-Competitive | 0.664 | Non-Competitive | 1250.227 | -56.8782 | 2137.026 | 2546.125 | 526 | 1
DSNG_TB5 GT_MID90_A TO_FROM | DSNG_TB5 | GT_MID90_A | 229 | 2 | 2 | GARROT__138B | 47708 | TO_FROM | 73521.13 | 73276.29 | -410.443 | 0 | 2118.302 | 1236.94 | -0.09965 | 0.099658 | -0.18005 | 0.5258 | 223.214 | -19.9704 | 1371.83 | 2242.403 | 6824.908 | 2383.328 | 8784.36 | 2346.972 | 1238.292 | 4135.365 | 10000 | 2540.209 | 3152.483 | 2509.756 | 6261.967 | Competitive | Competitive | 1 | TRUE | FALSE | 1 | Non-Competitive | 0.664 | Competitive | 474.9029 | -145.391 | 2546.125 | 3256.802 | 526 | 1
DSNG_TB5 SNGZEN98_A FROM_TO | DSNG_TB5 | SNGZEN98_A | 1435 | 2 | 2 | SNGLTN_345 | Zenith__345A | FROM_TO | 73521.13 | 51126.64 | -238.677 | 0 | 1908.032 | 1336.635 | -0.17932 | 0.18838 | -0.19141 | 0.19797 | 4373.121 | 1512.092 | 0 | 1403.45 | 2134.19 | 1377.876 | 2245.043 | 1397.249 | 2070.6 | 1426.081 | 2266.457 | 1458.893 | 2358.551 | 1459.396 | 2363.344 | Competitive | Non-Competitive | 0 | TRUE | FALSE | 0 | Non-Competitive | 0.6715 | Non-Competitive | 3740.221 | 1665.658 | 1495.137 | 2262.208 | 1450 | 1
DSNG_TB5 SNGZEN98_A TO_FROM | DSNG_TB5 | SNGZEN98_A | 1435 | 2 | 2 | SNGLTN_345 | Zenith__345A | TO_FROM | 73521.13 | 70904.29 | -2751.21 | 0 | 1336.634 | 1908.032 | -0.18838 | 0.17932 | -0.19797 | 0.19141 | 1231.806 | 1096.778 | 3281.23 | 1993.694 | 1813.821 | 2148.84 | 1789.731 | 1937.155 | 1804.555 | 2168.86 | 1789.731 | 2268.161 | 1818.941 | 2272.66 | 1819.63 | Competitive | Competitive | 1 | TRUE | TRUE | 1 | Competitive | 0.6715 | Competitive | 1483.064 | 1282.451 | 2000.861 | 1804.265 | 1450 | 1
DSNG_TB5 SNGZEN99_A FROM_TO | DSNG_TB5 | SNGZEN99_A | 1435 | 2 | 2 | SNGLTN_345 | Zenith__345A | FROM_TO | 73521.13 | 51124.3 | -238.771 | 0 | 1908.032 | 1336.635 | -0.17939 | 0.18845 | -0.19149 | 0.19804 | 4374.83 | 1512.683 | 0 | 1403.45 | 2134.188 | 1377.876 | 2245.042 | 1397.249 | 2070.597 | 1426.082 | 2266.455 | 1458.893 | 2358.548 | 1459.396 | 2363.341 | Competitive | Non-Competitive | 0 | TRUE | FALSE | 0 | Non-Competitive | 0.7735 | Non-Competitive | 3741.691 | 1666.316 | 1495.147 | 2262.211 | 1450 | 1
DSNG_TB5 SNGZEN99_A TO_FROM | DSNG_TB5 | SNGZEN99_A | 1435 | 2 | 2 | SNGLTN_345 | Zenith__345A | TO_FROM | 73521.13 | 70901.5 | -2752.28 | 0 | 1336.631 | 1908.032 | -0.18845 | 0.17939 | -0.19805 | 0.19149 | 1232.287 | 1097.205 | 3281.23 | 1993.692 | 1813.821 | 2148.838 | 1789.731 | 1937.152 | 1804.555 | 2168.858 | 1789.731 | 2268.158 | 1818.941 | 2272.657 | 1819.63 | Competitive | Competitive | 1 | TRUE | TRUE | 1 | Competitive | 0.7735 | Competitive | 1483.637 | 1282.949 | 2000.863 | 1804.278 | 1450 | 1
DSNG_TB5 THWZEN98_A FROM_TO | DSNG_TB5 | THWZEN98_A | 1435 | 2 | 2 | Zenith__345A | T_H_W___345B | FROM_TO | 73521.13 | 67001.83 | 187.3426 | 0 | 2733.439 | 2502.011 | -0.22771 | 0.083377 | -0.22771 | 0.1275 | 2709.41 | 836.7937 | 0 | 1375.249 | 2404.906 | 1423.864 | 2500.657 | 1263.403 | 2391.532 | 1359.487 | 2506.618 | 1399.674 | 2591.994 | 1427.366 | 2592.687 | Non-Competitive | Non-Competitive | 0 | TRUE | FALSE | 1 | Non-Competitive | 0.711 | #N/A | #N/A | #N/A | #N/A | #N/A | #N/A | #N/A
DSNG_TB5 THWZEN98_A TO_FROM | DSNG_TB5 | THWZEN98_A | 1435 | 2 | 2 | Zenith__345A | T_H_W___345B | TO_FROM | 73521.13 | 82058.15 | -2079.56 | 0 | 2502.011 | 3427.697 | -0.08338 | 0.22771 | -0.1275 | 0.22771 | 709.7269 | 719.7338 | 3541.23 | 2364.038 | 1788.499 | 2500.657 | 1867.597 | 2348.013 | 1615.815 | 2506.618 | 1784.823 | 2582.841 | 1769.689 | 2583.579 | 1810.047 | Competitive | Competitive | 1 | TRUE | FALSE | 1 | Non-Competitive | 0.711 | #N/A | #N/A | #N/A | #N/A | #N/A | #N/A | #N/A
DSTEXP12 BLESSI_LOLITA1_1 FROM_TO | DSTEXP12 | BLESSI_LOLITA1_1 | 211 | 0 | 0 | BLESSING4A | LOLITA4A | FROM_TO | 73521.13 | 72004.53 | -55.5663 | 0 | 2006.358 | 916.443 | -0.30529 | 0.048276 | -0.41939 | 0.13192 | 851.2564 | 164.6128 | 0 | 1593.034 | 1671.008 | 1900.399 | 5281.435 | 1266.928 | 1284.081 | 1499.152 | 6356.609 | 1434.446 | 4422.928 | 1654.115 | 4614.828 | Competitive | Non-Competitive | 0 | TRUE | FALSE | 1 | Non-Competitive | 0.781 | Non-Competitive | 851.3304 | 205.6982 | 1615.288 | 4636.563 | 211 | 1
DSTEXP12 BLESSI_LOLITA1_1 TO_FROM | DSTEXP12 | BLESSI_LOLITA1_1 | 211 | 0 | 0 | BLESSING4A | LOLITA4A | TO_FROM | 73521.13 | 74750.74 | -659.318 | 0 | 916.444 | 2006.358 | -0.04828 | 0.30529 | -0.13192 | 0.41939 | -69.9231 | -331.001 | 0 | 1203.278 | 1805.583 | 5281.435 | 2033.977 | 1040.489 | 1398.006 | 6356.609 | 1743.331 | 3963.14 | 1545.849 | 4134.048 | 1777.756 | Competitive | Competitive | 1 | TRUE | FALSE | 1 | Non-Competitive | 0.781 | Competitive | -88.8571 | -145.832 | 4180.238 | 1829.698 | 211 | 1
DSTPDOW5 CKT_3124_1 FROM_TO | DSTPDOW5 | CKT_3124_1 | 1200 | 2 | 2 | SO_TEX__345A | HILLJE__345A | FROM_TO | 73521.13 | 69376 | -208.478 | 0 | 1122.09 | 2187.079 | -0.05335 | 0.23036 | -0.20311 | 0.23036 | 1695.792 | 813.2362 | 0 | 1289.96 | 2680.932 | 1314.538 | 2508.709 | 1262.324 | 1721.144 | 2202.547 | 2866.205 | 1628.208 | 2477.81 | 1630.938 | 2773.49 | Non-Competitive | Non-Competitive | 0 | TRUE | FALSE | 1 | Non-Competitive | 0.6955 | Competitive | 864.4613 | 716.7068 | 2330.426 | 2537.904 | 1200 | 0
DSTPDOW5 CKT_3124_1 TO_FROM | DSTPDOW5 | CKT_3124_1 | 1200 | 2 | 2 | SO_TEX__345A | HILLJE__345A | TO_FROM | 73521.13 | 72938.73 | -1748.45 | 0 | 2187.079 | 1151.623 | -0.23036 | 0.053354 | -0.23036 | 0.20311 | 1286.818 | -411.289 | 0 | 2680.932 | 1597.342 | 2508.709 | 1721.005 | 1664.132 | 1559.543 | 2866.205 | 2739.754 | 2464.541 | 2053.428 | 2773.49 | 2057.433 | Competitive | Non-Competitive | 0 | TRUE | FALSE | 1 | Non-Competitive | 0.6955 | Non-Competitive | 1442.658 | -363.108 | 2283.191 | 2562.97 | 1200 | 1
DSTPELM5 BLESSI_LOLITA1_1 FROM_TO | DSTPELM5 | BLESSI_LOLITA1_1 | 211 | 2 | 2 | BLESSING4A | LOLITA4A | FROM_TO | 73521.13 | 71605.63 | -135.441 | 0 | 2002.387 | 1384.308 | -0.30524 | 0.053388 | -0.4182 | 0.13783 | 1013.665 | 137.6743 | 0 | 1893.774 | 1492.183 | 1893.774 | 5260.425 | 1407.255 | 1201.192 | 1611.845 | 6341.865 | 1544.708 | 3855.054 | 1667.676 | 3990.2 | Competitive | Non-Competitive | 0 | TRUE | FALSE | 1 | Non-Competitive | 0.672 | Non-Competitive | 1003.646 | 167.4014 | 1692.656 | 4011.675 | 211 | 1
DSTPELM5 BLESSI_LOLITA1_1 TO_FROM | DSTPELM5 | BLESSI_LOLITA1_1 | 211 | 2 | 2 | BLESSING4A | LOLITA4A | TO_FROM | 73521.13 | 73782.22 | -757.355 | 0 | 1384.307 | 1864.417 | -0.05339 | 0.30524 | -0.13783 | 0.4182 | 18.6999 | -397.193 | 0 | 1273.844 | 2036.474 | 5260.425 | 2036.474 | 1005.272 | 1527.091 | 6341.865 | 1837.739 | 3407.588 | 1672.719 | 3551.32 | 1811.779 | Competitive | Competitive | 1 | TRUE | FALSE | 1 | Non-Competitive | 0.672 | Competitive | -55.6689 | -134.466 | 3589.807 | 1908.668 | 211 | 1
DSTPHLJ5 BLESSI_LOLITA1_1 FROM_TO | DSTPHLJ5 | BLESSI_LOLITA1_1 | 211 | 2 | 2 | BLESSING4A | LOLITA4A | FROM_TO | 73521.13 | 71845.95 | -85.1415 | 0 | 2003.462 | 1734.034 | -0.30483 | 0.050513 | -0.41845 | 0.13484 | 914.8058 | 149.3528 | 0 | 1849.665 | 1638.392 | 1878.776 | 5275.948 | 1324.175 | 1236.633 | 1331.622 | 6353.263 | 1470.743 | 4237.795 | 1630.336 | 4536.849 | Competitive | Non-Competitive | 0 | TRUE | FALSE | 1 | Non-Competitive | 0.664 | Non-Competitive | 907.9833 | 188.7793 | 1639.269 | 4559.477 | 211 | 1
DSTPHLJ5 BLESSI_LOLITA1_1 TO_FROM | DSTPHLJ5 | BLESSI_LOLITA1_1 | 211 | 2 | 2 | BLESSING4A | LOLITA4A | TO_FROM | 73521.13 | 74423.87 | -698.954 | 0 | 1734.038 | 1865.222 | -0.05051 | 0.30483 | -0.13484 | 0.41845 | -51.8199 | -347.976 | 0 | 1177.557 | 1994.503 | 5275.948 | 2018.589 | 1018.889 | 1450.803 | 6353.263 | 1518.939 | 3781.769 | 1591.512 | 4047.102 | 1766.613 | Competitive | Competitive | 1 | TRUE | FALSE | 1 | Non-Competitive | 0.664 | Competitive | -73.9709 | -144.155 | 4092.111 | 1850.416 | 211 | 1
DSTPHLJ5 CKT_3124_1 FROM_TO | DSTPHLJ5 | CKT_3124_1 | 1200 | 2 | 2 | SO_TEX__345A | HILLJE__345A | FROM_TO | 73521.13 | 71712.53 | -539.341 | 0 | 1086.01 | 1924.26 | -0.06888 | 0.30303 | -0.37198 | 0.30303 | 1784.96 | 1108.221 | 2359.03 | 1208.443 | 1273.839 | 1368.286 | 1809.597 | 1195.663 | 1168.162 | 2202.547 | 2926.997 | 1675.075 | 1209.265 | 1676.06 | 1276.951 | Competitive | Competitive | 0 | TRUE | TRUE | 1 | Competitive | 0.6875 | Competitive | 892.4704 | 812.7478 | 2386.104 | 1269.922 | 1200 | 1
DSTPHLJ5 CKT_3124_1 TO_FROM | DSTPHLJ5 | CKT_3124_1 | 1200 | 2 | 2 | SO_TEX__345A | HILLJE__345A | TO_FROM | 73521.13 | 72180.68 | -1632.62 | 0 | 1702.768 | 1086.01 | -0.30303 | 0.068879 | -0.30303 | 0.37198 | 1595.347 | -662.568 | 0 | 1224.849 | 1477.84 | 1809.597 | 1743.626 | 1008.196 | 1462.138 | 2926.997 | 2739.754 | 1086.138 | 2078.245 | 1239.629 | 2079.373 | Competitive | Non-Competitive | 0 | TRUE | FALSE | 1 | Non-Competitive | 0.6875 | Non-Competitive | 1598.063 | -657.055 | 1210.979 | 2518.502 | 1200 | 1
DSTPWHI5 BLESSI_LOLITA1_1 FROM_TO | DSTPWHI5 | BLESSI_LOLITA1_1 | 211 | 2 | 2 | BLESSING4A | LOLITA4A | FROM_TO | 73521.13 | 71507.11 | -57.9351 | 0 | 1864.895 | 1885.776 | -0.31227 | 0.051317 | -0.42412 | 0.13492 | 1072.192 | 218.4098 | 0 | 1891.545 | 1438.016 | 1891.545 | 5193.747 | 1278.64 | 1148.822 | 1611.398 | 6279.638 | 1457.607 | 3450.724 | 1663.562 | 3651.918 | Competitive | Non-Competitive | 0 | TRUE | FALSE | 0 | Non-Competitive | 0.672 | Non-Competitive | 1060.611 | 255.7886 | 1688.221 | 3678.666 | 211 | 1
DSTPWHI5 BLESSI_LOLITA1_1 TO_FROM | DSTPWHI5 | BLESSI_LOLITA1_1 | 211 | 2 | 2 | BLESSING4A | LOLITA4A | TO_FROM | 73521.13 | 74599.61 | -836.303 | 0 | 1885.788 | 2003.033 | -0.05132 | 0.31227 | -0.13492 | 0.42412 | -84.6088 | -385.96 | 0 | 982.165 | 2033.883 | 5193.747 | 2033.883 | 920.4 | 1412.436 | 6279.638 | 1837.221 | 2839.579 | 1583.855 | 2989.37 | 1806.968 | Competitive | Competitive | 1 | TRUE | FALSE | 1 | Non-Competitive | 0.672 | Competitive | -110.806 | -183.489 | 3053.61 | 1903.139 | 211 | 1
DSTPWHI5 SAR_FRAN_1 FROM_TO | DSTPWHI5 | SAR_FRAN_1 | 45 | 2 | 2 | SARGENTSUB9 | FRANKLNCAMP9 | FROM_TO | 73521.13 | 73543.35 | -81.8867 | 0 | 987.769 | 2634.982 | -0.01632 | 0.022132 | -0.25707 | 0.60499 | 12.7334 | -90.0585 | 0 | 10000 |  | 1297.155 | 5053.891 | 780.843 | 1690.027 | 3321.594 | 10000 | 762.034 | 1847.914 | 1316.717 | 4193.895 | Competitive | Competitive | 1 | TRUE | FALSE | 1 | Non-Competitive | 0.6875 | Competitive | 0.70357 | -88.7888 | 1009.818 | 4616.922 | 45 | 1
DSTPWHI5 SAR_FRAN_1 TO_FROM | DSTPWHI5 | SAR_FRAN_1 | 45 | 2 | 2 | SARGENTSUB9 | FRANKLNCAMP9 | TO_FROM | 73521.13 | 73398.13 | -33.8945 | 0 | 2846.149 | 984.09 | -0.02213 | 0.016324 | -0.60499 | 0.25707 | 118.6281 | -7.8253 | 0 |  | 10000 | 5053.891 | 1562.497 | 1621.965 | 915.986 | 10000 | 3321.594 | 1824.743 | 955.648 | 4193.895 | 1518.967 | Non-Competitive | Non-Competitive | 0 | TRUE | FALSE | 1 | Non-Competitive | 0.6875 | Non-Competitive | 123.9462 | 9.0462 | 4616.922 | 1358.433 | 45 | 1
DSTPWHI5 SINTON_SKIDMO1_1 FROM_TO | DSTPWHI5 | SINTON_SKIDMO1_1 | 38 | 2 | 2 | SKIDMORE2A | SINTON2A | FROM_TO | 73521.13 | 73390.52 | -5.0224 | 0 | 924.196 | 1129.785 | -0.02591 | 0.003595 | -0.21721 | 0.40155 | 66.4423 | 28.1732 | 0 |  | 5644.313 | 6711.462 | 2509.862 | 810.454 | 2037.06 | 5970.308 | 2598.658 | 840.579 | 2735.296 | 5695.671 | 2825.718 | Competitive | Non-Competitive | 0 | TRUE | FALSE | 1 | Non-Competitive | 0.789 | Non-Competitive | 66.2242 | 28.5767 | 5268.183 | 2590.356 | 38 | 1
DSTPWHI5 SINTON_SKIDMO1_1 TO_FROM | DSTPWHI5 | SINTON_SKIDMO1_1 | 38 | 2 | 2 | SKIDMORE2A | SINTON2A | TO_FROM | 73521.13 | 73606.94 | -61.421 | 0 | 1174.723 | 924.196 | -0.0036 | 0.025911 | -0.40155 | 0.21721 | 3.3455 | -59.2943 | 0 | 2913.791 |  | 1259.545 | 6840.201 | 1087.801 | 940.73 | 1807.887 | 6123.165 | 1509.125 | 974.939 | 1547.67 | 5791.051 | Competitive | Competitive | 1 | TRUE | FALSE | 1 | Non-Competitive | 0.789 | Competitive | 0.77621 | -59.889 | 1475.051 | 5327.139 | 38 | 1
DTB_SNG5 230__A FROM_TO | DTB_SNG5 | 230__A | 1065 | 3 | 3 | JEWETT_S5 | RAT_SNAKE_5 | FROM_TO | 73521.13 | 72894.8 | -629.511 | 0 | 2024.356 | 631.463 | -0.21457 | 0.1022 | -0.22857 | 0.17512 | 1174.811 | 164.6161 | 0 | 2085.061 | 1525.84 | 2347.937 | 9675.004 | 1895.114 | 1128.508 | 2490.502 | 10000 | 2329.061 | 5213.709 | 2384.08 | 5942.34 | Competitive | Non-Competitive | 0 | TRUE | FALSE | 1 | Non-Competitive | 0.6875 | Non-Competitive | 1119.024 | 231.9801 | 2375.821 | 5719.18 | 1072 | 1
DTB_SNG5 230__A TO_FROM | DTB_SNG5 | 230__A | 1065 | 3 | 3 | JEWETT_S5 | RAT_SNAKE_5 | TO_FROM | 73521.13 | 76541.2 | -727.504 | 0 | 634.846 | 2024.357 | -0.1022 | 0.21457 | -0.17512 | 0.22857 | 600.8722 | -378.784 | 0 | 972.678 | 2085.061 | 9675.004 | 2347.937 | 792.059 | 1932.983 | 10000 | 2490.502 | 4171.541 | 2341.092 | 4720.275 | 2384.08 | Competitive | Competitive | 1 | TRUE | FALSE | 1 | Non-Competitive | 0.6875 | Competitive | 463.9727 | -341.366 | 4721.554 | 2468.252 | 1072 | 1
DTB_SNG5 GT_MID90_A FROM_TO | DTB_SNG5 | GT_MID90_A | 229 | 3 | 3 | GARROT__138B | 47708 | FROM_TO | 73521.13 | 73107.03 | -16.6965 | 0 | 1295.614 | 2118.047 | -0.09969 | 0.099623 | -0.52583 | 0.18002 | 447.5769 | -12.524 | 0 | 6825.342 | 2508.77 | 8783.742 | 2383.17 | 1041.008 | 2599.216 | 10000 | 4135.48 | 2860.521 | 2732.504 | 6261.245 | 2707.054 | Non-Competitive | Non-Competitive | 0 | TRUE | FALSE | 1 | Non-Competitive | 0.7265 | Non-Competitive | 1241.254 | 1.8567 | 2137.96 | 2762.407 | 526 | 1
DTB_SNG5 GT_MID90_A TO_FROM | DTB_SNG5 | GT_MID90_A | 229 | 3 | 3 | GARROT__138B | 47708 | TO_FROM | 73521.13 | 73420.89 | -408.118 | 0 | 2104.269 | 1236.94 | -0.09962 | 0.09969 | -0.18002 | 0.52583 | 197.1819 | -46.0515 | 1371.83 | 2508.77 | 6825.342 | 2383.17 | 8783.742 | 2599.216 | 1240.069 | 4135.48 | 10000 | 2732.504 | 3165.383 | 2707.054 | 6261.245 | Competitive | Competitive | 1 | TRUE | FALSE | 1 | Non-Competitive | 0.7265 | Competitive | 416.2018 | -204.476 | 2762.407 | 3259.221 | 526 | 1
DTB_SNG5 SNGZEN98_A FROM_TO | DTB_SNG5 | SNGZEN98_A | 1435 | 3 | 3 | SNGLTN_345 | Zenith__345A | FROM_TO | 73521.13 | 50265.24 | 16.4608 | 0 | 2581.322 | 1328.187 | -0.17937 | 0.19792 | -0.19146 | 0.19792 | 4760.926 | 1774.889 | 0 | 1353.883 | 2280.804 | 1329.674 | 2405.031 | 1348.146 | 2209.714 | 1374.585 | 2428.906 | 1384.725 | 2543.564 | 1385.174 | 2549.024 | Non-Competitive | Non-Competitive | 0 | TRUE | FALSE | 0 | Non-Competitive | 0.75 | Non-Competitive | 4119.676 | 1934.144 | 1417.228 | 2434.245 | 1450 | 1
DTB_SNG5 SNGZEN98_A TO_FROM | DTB_SNG5 | SNGZEN98_A | 1435 | 3 | 3 | SNGLTN_345 | Zenith__345A | TO_FROM | 73521.13 | 74506.61 | -3043.57 | 0 | 1337.236 | 2441.574 | -0.19792 | 0.17937 | -0.19792 | 0.19146 | 969.0274 | 756.5247 | 3281.23 | 2124.925 | 1733.526 | 2297.839 | 1710.562 | 2061.951 | 1725.081 | 2320.1 | 1710.562 | 2441.779 | 1705.718 | 2446.892 | 1706.32 | Competitive | Competitive | 1 | TRUE | TRUE | 1 | Competitive | 0.75 | Competitive | 1112.67 | 941.5043 | 2141.527 | 1692.583 | 1450 | 1
DTB_SNG5 SNGZEN99_A FROM_TO | DTB_SNG5 | SNGZEN99_A | 1435 | 3 | 3 | SNGLTN_345 | Zenith__345A | FROM_TO | 73521.13 | 50262.93 | 16.466 | 0 | 2581.323 | 1328.186 | -0.17944 | 0.198 | -0.19154 | 0.198 | 4762.786 | 1775.583 | 0 | 1353.884 | 2280.802 | 1329.675 | 2405.029 | 1348.146 | 2209.711 | 1374.586 | 2428.904 | 1384.726 | 2543.559 | 1385.174 | 2549.02 | Non-Competitive | Non-Competitive | 0 | TRUE | FALSE | 0 | Non-Competitive | 0.7035 | Non-Competitive | 4121.293 | 1934.906 | 1417.238 | 2434.248 | 1450 | 1
DTB_SNG5 SNGZEN99_A TO_FROM | DTB_SNG5 | SNGZEN99_A | 1435 | 3 | 3 | SNGLTN_345 | Zenith__345A | TO_FROM | 73521.13 | 74503.77 | -3044.76 | 0 | 1328.184 | 2441.574 | -0.198 | 0.17944 | -0.198 | 0.19154 | 969.4054 | 756.8196 | 3281.23 | 2124.922 | 1733.527 | 2297.837 | 1710.563 | 2061.947 | 1725.081 | 2320.098 | 1710.563 | 2441.775 | 1705.719 | 2446.887 | 1706.321 | Competitive | Competitive | 1 | TRUE | TRUE | 1 | Competitive | 0.7035 | Competitive | 1113.097 | 941.8703 | 2141.529 | 1692.596 | 1450 | 1
DTB_SNG5 THWZEN71_A FROM_TO | DTB_SNG5 | THWZEN71_A | 1315 | 3 | 3 | Zenith__345A | T_H_W___345B | FROM_TO | 73521.13 | 66035.2 | 379.3548 | 0 | 3117.625 | 2168.539 | -0.22782 | 0.086791 | -0.22782 | 0.12739 | 2813.591 | 1031.794 | 0 | 1331.051 | 2676.467 | 1376.602 | 2841.432 | 1226.43 | 2659.962 | 1315.795 | 2879.686 | 1339.511 | 2986.607 | 1364.552 | 2987.514 | Non-Competitive | Non-Competitive | 0 | TRUE | FALSE | 1 | Non-Competitive | 0.6875 | Non-Competitive | 2560.604 | 1044.186 | 1404.425 | 2869.174 | 1315 | 1
DTB_SNG5 THWZEN71_A TO_FROM | DTB_SNG5 | THWZEN71_A | 1315 | 3 | 3 | Zenith__345A | T_H_W___345B | TO_FROM | 73521.13 | 83586.34 | -2185.04 | 0 | 2168.539 | 3117.625 | -0.08679 | 0.22782 | -0.12739 | 0.22782 | 514.7119 | 494.3813 | 3541.23 | 2627.82 | 1716.024 | 2841.432 | 1789.052 | 2607.934 | 1556.669 | 2879.686 | 1711.537 | 2975 | 1675.414 | 2975.97 | 1711.24 | Competitive | Competitive | 1 | TRUE | FALSE | 1 | Non-Competitive | 0.6875 | Competitive | 626.4734 | 593.3742 | 2727.492 | 1700.043 | 1315 | 1
DTEXMED8 69T342_1 FROM_TO | DTEXMED8 | 69T342_1 | 132 | 2 | 2 | L_KENDCT8_1Y | L_MOUNTO8_1Y | FROM_TO | 73521.13 | 73454.63 | -38.485 | 0 | 1179.973 | 1655.429 | -0.02838 | 0.070559 | -0.2867 | 0.11708 | 147.5048 | -19.4164 | 0 | 10000 | 10000 | 10000 | 5002.171 | 2013.644 | 1714.611 | 10000 | 10000 | 7558.641 | 4600.521 | 10000 | 5524.361 | Competitive | Non-Competitive | 0 | TRUE | FALSE | 1 | Non-Competitive | 0.68 | Competitive | 147.0432 | -25.1895 | 10000 | 6170.264 | 478 | 0
DTEXMED8 69T342_1 TO_FROM | DTEXMED8 | 69T342_1 | 132 | 2 | 2 | L_KENDCT8_1Y | L_MOUNTO8_1Y | TO_FROM | 73521.13 | 74015.12 | -134.142 | 0 | 1558.273 | 1179.973 | -0.00915 | 0.028377 | -0.11708 | 0.2867 | 73.5712 | -32.1507 | 0 | 10000 |  | 5002.171 | 2609.401 | 1555.218 | 1874.643 | 10000 | 2755.634 | 4538.045 | 3098.573 | 5524.361 | 3290.298 | Competitive | Competitive | 1 | TRUE | FALSE | 1 | Non-Competitive | 0.68 | Competitive | 93.0414 | -20.3886 | 6170.264 | 3266.535 | 478 | 1
DTHSVEN5 1030__A FROM_TO | DTHSVEN5 | 1030__A | 185 | 4 | 4 | ROGERSHL | ELM_MOTT__8 | FROM_TO | 73521.13 | 73533.08 | -300.766 | 0 | 1543.464 | 1049.921 | -0.02141 | 0.11183 | -0.16902 | 0.63162 | 185.986 | -143.567 | 0 | 8987.111 | 10000 | 10000 | 1586.762 | 1330.589 | 925.322 | 10000 | 10000 | 1650.182 | 950.095 | 9243.439 | 1976.172 | Competitive | Non-Competitive | 0 | TRUE | FALSE | 1 | Non-Competitive | 0.6875 | Non-Competitive | 191.099 | 31.3941 | 1305.985 | 10000 | 186 | 1
DTHSVEN5 1030__A TO_FROM | DTHSVEN5 | 1030__A | 185 | 4 | 4 | ROGERSHL | ELM_MOTT__8 | TO_FROM | 73521.13 | 73465.33 | -39.9558 | 0 | 1039.254 | 1543.464 | -0.11183 | 0.021413 | -0.63162 | 0.16902 | 206.3761 | 15.8258 | 0 | 10000 | 10000 | 1456.296 | 10000 | 841.38 | 1813.67 | 10000 | 10000 | 867.511 | 2122.715 | 1845.479 | 10000 | Competitive | Non-Competitive | 0 | TRUE | FALSE | 1 | Non-Competitive | 0.6875 | Competitive | 112.7731 | -141.171 | 8976.251 | 1483.278 | 186 | 0
DTHSVEN5 230__A FROM_TO | DTHSVEN5 | 230__A | 1065 | 4 | 4 | JEWETT_S5 | RAT_SNAKE_5 | FROM_TO | 73521.13 | 71267.86 | -1012.93 | 0 | 2923.069 | 923.176 | -0.31023 | 0.091872 | -0.33601 | 0.15686 | 1469.003 | 149.3997 | 0 | 1607.158 | 1305.196 | 1945.691 | 9677.671 | 1556.554 | 1227.02 | 2590.392 | 10000 | 1890.758 | 3845.128 | 1907.076 | 3878.151 | Non-Competitive | Non-Competitive | 0 | TRUE | FALSE | 1 | Non-Competitive | 0.7185 | Non-Competitive | 1305.209 | 200.4451 | 2004.927 | 3819.462 | 1072 | 1
DTHSVEN5 230__A TO_FROM | DTHSVEN5 | 230__A | 1065 | 4 | 4 | JEWETT_S5 | RAT_SNAKE_5 | TO_FROM | 73521.13 | 76051.93 | -929.427 | 0 | 923.176 | 2923.069 | -0.09187 | 0.31023 | -0.15686 | 0.33601 | 762.7415 | -400.911 | 0 | 1153.444 | 1664.209 | 9677.671 | 2031.733 | 1003.56 | 1614.58 | 10000 | 2590.392 | 3535.395 | 1951.447 | 3621.479 | 1967.754 | Competitive | Competitive | 1 | TRUE | FALSE | 1 | Non-Competitive | 0.7185 | Competitive | 613.9199 | -179.871 | 3307.315 | 2004.927 | 1072 | 1
DTHSVEN5 50__A FROM_TO | DTHSVEN5 | 50__A | 1098 | 4 | 4 | BIGBRN__5 | JEWETT_N5 | FROM_TO | 73521.13 | 65213.72 | -1934.18 | 0 | 1931.309 | 2246.895 | -0.08836 | 0.21407 | -0.19061 | 0.21407 | 2047.194 | 262.4595 | 0 | 1729.279 | 1250.137 | 2113.623 | 1267.258 | 1729.279 | 1249.936 | 3082.785 | 1293.491 | 2171.602 | 1395.098 | 2171.602 | 1395.11 | Non-Competitive | Competitive | 0 | TRUE | TRUE | 1 | Competitive | 0.6955 | Competitive | 1660.276 | 455.4405 | 2301.712 | 1435.488 | 1072 | 1
DTHSVEN5 50__A TO_FROM | DTHSVEN5 | 50__A | 1098 | 4 | 4 | BIGBRN__5 | JEWETT_N5 | TO_FROM | 73521.13 | 65195.18 | -297.429 | 0 | 2246.895 | 1931.309 | -0.21407 | 0.088362 | -0.21407 | 0.19061 | 1752.364 | 956.2916 | 2359.03 | 1144.333 | 2174.624 | 1159.183 | 2252.486 | 1143.706 | 2174.624 | 1181.711 | 3306.721 | 1292.051 | 2495.61 | 1292.215 | 2495.61 | Competitive | Non-Competitive | 0 | TRUE | FALSE | 1 | Non-Competitive | 0.6955 | Non-Competitive | 1718.206 | 998.8387 | 1274.272 | 2510.995 | 1072 | 1
DTMEBLT8 610__B FROM_TO | DTMEBLT8 | 610__B | 332 | 6 | 6 | TEMP_SS__8 | TEMP_SE1_8 | FROM_TO | 73521.13 | 73520.85 | 25.5751 | 0 | 1927.133 | 969.118 | -0.01731 | 0.018278 | -0.69776 | 0.17869 | 331.2757 | 169.9303 | 0 |  |  | 1748.481 | 2179.214 | 1290.772 | 1837.809 | 4906.276 | 2517.553 | 1690.611 | 2166.319 | 2068.4 | 2362.701 | Competitive | Competitive | 1 | FALSE | FALSE | 1 | Non-Competitive | 0.7265 | Competitive | 223.9657 | 123.6044 | 5719.222 | 2770.503 | 332 | 1
DTMEBLT8 610__B TO_FROM | DTMEBLT8 | 610__B | 332 | 6 | 6 | TEMP_SS__8 | TEMP_SE1_8 | TO_FROM | 73521.13 | 75275.21 | -311.123 | 0 | 970.168 | 1976.899 | -0.01828 | 0.017309 | -0.17869 | 0.69776 | 19.7304 | -131.046 | 0 |  |  | 740.97 | 1748.481 | 724.506 | 1350.447 | 763.704 | 4906.276 | 754.671 | 1732.301 | 773.763 | 2068.4 | Competitive | Competitive | 1 | FALSE | FALSE | 1 | Non-Competitive | 0.7265 | Competitive | -30.5858 | -92.6939 | 845.72 | 5719.222 | 332 | 1
DTMPTHS5 2500__C FROM_TO | DTMPTHS5 | 2500__C | 36 | 2 | 2 | EDDY1_9 | TROY1_9 | FROM_TO | 73521.13 | 73437.9 | -77.1796 | 0 | 1538.347 | 1105.545 | -0.00473 | 0.007261 | -0.38252 | 0.46575 | 67.2529 | -23.9501 | 0 |  |  | 1655.172 | 1251.504 | 1427.233 | 960.231 | 9423.153 | 1319.656 | 1458.622 | 1145.541 | 1568.915 | 1322.626 | Competitive | Non-Competitive | 0 | FALSE | TRUE | 1 | Non-Competitive | 0.758 | Non-Competitive | 68.744 | -12.5789 | 1609.943 | 1315.112 | 36 | 1
DTMPTHS5 2500__C TO_FROM | DTMPTHS5 | 2500__C | 36 | 2 | 2 | EDDY1_9 | TROY1_9 | TO_FROM | 73521.13 | 73451.74 | -31.8839 | 0 | 1072.844 | 1538.347 | -0.00726 | 0.004726 | -0.46575 | 0.38251 | 54.4389 | 29.5618 | 2194.03 |  |  | 1083.479 | 1761.148 | 858.042 | 1664.271 | 1148.898 | 9423.153 | 1015.441 | 1590.56 | 1155.923 | 1655.846 | Competitive | Non-Competitive | 0 | FALSE | TRUE | 1 | Non-Competitive | 0.758 | Non-Competitive | 54.0525 | 31.4246 | 1162.916 | 1630.834 | 36 | 1
DTMPTHS5 LCSES_MR1H FROM_TO | DTMPTHS5 | LCSES_MR1H | 550 | 2 | 2 | LAKE_CRK1_5 | LCSES1_1 | FROM_TO | 73521.13 | 73534.05 | -103.401 | 0 | 1906.145 | 1076.863 | -0.01648 | 0.066349 | -1.5186 | 0.067619 | 532.9143 | 108.1527 | 0 | 5341.601 |  | 10000 | 1323.587 | 1338.576 | 1007.92 | 10000 | 1323.587 | 1847.97 | 1246.673 | 7381.564 | 1365.611 | Competitive | Competitive | 1 | TRUE | FALSE | 1 | Non-Competitive | 0.75 | #N/A | #N/A | #N/A | #N/A | #N/A | #N/A | #N/A
DTMPTHS5 LCSES_MR1H TO_FROM | DTMPTHS5 | LCSES_MR1H | 550 | 2 | 2 | LAKE_CRK1_5 | LCSES1_1 | TO_FROM | 73521.13 | 82138.9 | -407.515 | 0 | 1110.617 | 1906.145 | -0.06635 | 0.01648 | -0.06762 | 1.5186 | 19.9556 | -338.378 | 0 |  | 5341.601 | 1151.294 | 10000 | 895.914 | 1582.122 | 1153.231 | 10000 | 1099.276 | 2014.723 | 1199.93 | 7381.564 | Competitive | Competitive | 1 | TRUE | FALSE | 1 | Non-Competitive | 0.75 | #N/A | #N/A | #N/A | #N/A | #N/A | #N/A | #N/A
DTRCELK5 1820__B FROM_TO | DTRCELK5 | 1820__B | 220 | 2 | 2 | TROUPSS_8 | WALNUT_POI | FROM_TO | 73521.13 | 73039.57 | -6.5508 | 0 | 2037.857 | 1538.849 | -0.0081 | 0.15984 | -0.28206 | 0.54433 | 350.0114 | 32.1248 | 0 | 6464.529 |  | 7525.89 | 2587.053 | 3681.607 | 1880.443 | 7995.672 | 3073.553 | 7292.484 | 2549.136 | 7417.592 | 3008.981 | Competitive | Non-Competitive | 0 | TRUE | FALSE | 1 | Non-Competitive | 0.6955 | Non-Competitive | 346.9035 | 35.3977 | 7358.646 | 3137.29 | 326 | 1
DTRCELK5 1820__B TO_FROM | DTRCELK5 | 1820__B | 220 | 2 | 2 | TROUPSS_8 | WALNUT_POI | TO_FROM | 73521.13 | 73858.26 | -156.463 | 0 | 1538.849 | 2037.857 | -0.15984 | 0.008101 | -0.54433 | 0.28206 | 35.0846 | -82.8815 | 0 |  | 6464.529 | 2307.057 | 7525.89 | 1492.211 | 3784.553 | 2687.679 | 7995.672 | 2177.484 | 7297.31 | 2668.842 | 7417.592 | Competitive | Competitive | 1 | TRUE | FALSE | 1 | Non-Competitive | 0.6955 | Competitive | 20.4875 | -71.5215 | 3146.291 | 7358.646 | 326 | 1
DTRCTYG5 1760__A FROM_TO | DTRCTYG5 | 1760__A | 220 | 2 | 2 | SHAMBRGR_8 | TYLERNW_8 | FROM_TO | 73521.13 | 73619.31 | 27.7374 | 0 | 2155.86 | 1769.484 | -0.00883 | 0.03457 | -0.44354 | 0.19967 | 176.4555 | 40.4164 | 0 | 6416.232 |  | 6337.423 | 10000 | 3512.68 | 6899.08 | 6416.232 | 10000 | 6619.32 | 9424.928 | 6843.813 | 10000 | Competitive | Competitive | 1 | TRUE | FALSE | 1 | Non-Competitive | 0.6875 | Competitive | 161.8722 | 38.2359 | 6875.502 | 9498.816 | 214 | 1
DTRCTYG5 1760__A TO_FROM | DTRCTYG5 | 1760__A | 220 | 2 | 2 | SHAMBRGR_8 | TYLERNW_8 | TO_FROM | 73521.13 | 74763.42 | -82.9477 | 0 | 2038.655 | 2155.86 | -0.03457 | 0.008831 | -0.19967 | 0.44354 | -31.606 | -68.3652 | 5643.83 |  | 6416.232 | 10000 | 6337.423 | 6899.08 | 4003.267 | 10000 | 6416.232 | 9424.928 | 6674.593 | 10000 | 6843.813 | Competitive | Competitive | 1 | TRUE | FALSE | 1 | Non-Competitive | 0.6875 | Competitive | -33.9305 | -63.3129 | 9498.816 | 6875.502 | 214 | 1
DTRCTYG5 990__A FROM_TO | DTRCTYG5 | 990__A | 478 | 2 | 2 | ELKTON_8 | TYLRBUL_8 | FROM_TO | 73521.13 | 74108.45 | -128.555 | 0 | 1542.906 | 2005.673 | -0.11682 | 0.012698 | -0.61796 | 0.25399 | 113.8726 | -65.7722 | 0 |  | 6257.257 | 2733.827 | 6257.257 | 1629.349 | 5470.302 | 2864.252 | 6257.257 | 2744.056 | 6558.533 | 3300.872 | 6578.842 | Competitive | Competitive | 1 | TRUE | FALSE | 1 | Non-Competitive | 1.094 | Competitive | 106.8858 | -51.236 | 3908.979 | 6579.848 | 478 | 1
DTRCTYG5 990__A TO_FROM | DTRCTYG5 | 990__A | 478 | 2 | 2 | ELKTON_8 | TYLRBUL_8 | TO_FROM | 73521.13 | 73552.14 | -83.9902 | 0 | 2176.85 | 1550.68 | -0.0127 | 0.11682 | -0.25399 | 0.61796 | 467.3335 | -47.4653 | 0 | 6257.257 |  | 6257.257 | 3118.784 | 5447.512 | 2049.043 | 6257.257 | 3280.145 | 6558.416 | 3202.771 | 6578.842 | 3744.008 | Competitive | Competitive | 1 | TRUE | FALSE | 1 | Non-Competitive | 1.094 | Non-Competitive | 502.1153 | -47.5696 | 6579.848 | 3908.979 | 478 | 0
DTRCTYG5 TYGND_MR1H FROM_TO | DTRCTYG5 | TYGND_MR1H | 750 | 2 | 2 | TYLERGND_5 | TYGND1_1 | FROM_TO | 73521.13 | 73726.02 | 121.9348 | 0 | 2169.115 | 1671.816 | -0.02403 | 0.13998 | -0.32125 | 0.41104 | 683.9925 | 135.3963 | 0 | 6291.724 | 10000 | 6291.724 | 5002.013 | 3410.165 | 3528.538 | 6377.376 | 10000 | 6607.567 | 5166.601 | 6759.236 | 6211.475 | Competitive | Competitive | 1 | TRUE | FALSE | 1 | Non-Competitive | 1.195 | #N/A | #N/A | #N/A | #N/A | #N/A | #N/A | #N/A
DTRCTYG5 TYGND_MR1H TO_FROM | DTRCTYG5 | TYGND_MR1H | 750 | 2 | 2 | TYLERGND_5 | TYGND1_1 | TO_FROM | 73521.13 | 75530.92 | -342.198 | 0 | 1671.816 | 2004.475 | -0.13998 | 0.024029 | -0.41104 | 0.32125 | -94.0495 | -249.675 | 4823.83 | 10000 | 6291.724 | 5002.013 | 6291.724 | 3154.359 | 3578.907 | 10000 | 6377.376 | 4800.696 | 6615.96 | 6211.475 | 6759.236 | Competitive | Competitive | 1 | TRUE | FALSE | 1 | Non-Competitive | 1.195 | #N/A | #N/A | #N/A | #N/A | #N/A | #N/A | #N/A
DTRSENT5 1230__I FROM_TO | DTRSENT5 | 1230__I | 86 | 2 | 2 | TMPLINLA_8 | BEREA_8 | FROM_TO | 73521.13 | 73607.13 | 0 | 0 | 783.088 | 0 | 0 | 0 | -1 | 0 | 0 | 0 | 0 | [10 empty] | 0 | 0 | Competitive | Competitive | 1 | FALSE | TRUE | 1 | Non-Competitive | 0.8905 | Competitive | 0 | 0 | 0 | 0 | 84 | 1
DTRSENT5 1230__I TO_FROM | DTRSENT5 | 1230__I | 86 | 2 | 2 | TMPLINLA_8 | BEREA_8 | TO_FROM | 73521.13 | 94738.8 | 0 | 0 | 0 | 783.088 | 0 | 0 | 0 | 1 | 0 | 0 | 0 | [10 empty] | 0 | 0 | Competitive | Competitive | 1 | FALSE | TRUE | 1 | Non-Competitive | 0.8905 | Competitive | 0 | 0 | 0 | 0 | 84 | 1
DTRSRCH5 60__A FROM_TO | DTRSRCH5 | 60__A | 1065 | 2 | 2 | BIGBRN__5 | NAVARRO | FROM_TO | 73521.13 | 59046.93 | -39.2207 | 0 | 2022.022 | 1428.131 | -0.06154 | 0.24478 | -0.09934 | 0.24478 | 1722.118 | 989.0778 | 2359.03 | 1395.142 | 1969.48 | 5010.246 | 1969.48 | 1378.711 | 1968.456 | 5010.246 | 1969.48 | 2838.005 | 2011.316 | 2843.352 | 2011.679 | Competitive | Non-Competitive | 0 | TRUE | FALSE | 1 | Non-Competitive | 0.656 | Competitive | 548.2341 | -256.426 | 1626.805 | 1792.886 | 1072 | 0
DTRSRCH5 60__A TO_FROM | DTRSRCH5 | 60__A | 1065 | 2 | 2 | BIGBRN__5 | NAVARRO | TO_FROM | 73521.13 | 74910.54 | -1927.07 | 0 | 1428.131 | 1996.081 | -0.24478 | 0.061544 | -0.24478 | 0.099345 | 734.9645 | -753.019 | 0 | 1492.084 | 1495.72 | 1492.084 | 5010.246 | 1491.483 | 1477.729 | 1537.891 | 5010.246 | 1636.208 | 2913.145 | 1636.454 | 2918.635 | Competitive | Competitive | 1 | TRUE | FALSE | 1 | Non-Competitive | 0.656 | Competitive | 1660.409 | 798.4896 | 1643.284 | 1879.062 | 1072 | 1
DTRSTRC5 1080__B FROM_TO | DTRSTRC5 | 1080__B | 257 | 2 | 2 | FOREGROV_8 | MABANKTAP | FROM_TO | 73521.13 | 73492.26 | 28.1909 | 0 | 1980.534 | 1351.071 | -0.0851 | 0.031601 | -0.61291 | 0.26822 | 273.9938 | 122.9534 | 1659.03 | 3938.293 | 5044.789 | 4523.252 | 5044.789 | 1744.115 | 2768.68 | 3938.293 | 5044.789 | 2960.517 | 4794.938 | 3736.426 | 5010.176 | Competitive | Non-Competitive | 0 | TRUE | FALSE | 1 | Non-Competitive | 0.6485 | Competitive | 173.2037 | 38.2977 | 3452.512 | 5002.874 | 251 | 0
DTRSTRC5 1080__B TO_FROM | DTRSTRC5 | 1080__B | 257 | 2 | 2 | FOREGROV_8 | MABANKTAP | TO_FROM | 73521.13 | 74457.54 | -205.097 | 0 | 1292.513 | 1980.534 | -0.0316 | 0.0851 | -0.26823 | 0.61291 | 3.5669 | -132.881 | 0 | 5044.789 | 3938.293 | 5044.789 | 4523.252 | 2112.602 | 1843.205 | 5044.789 | 3938.293 | 4720.146 | 2993.444 | 5010.176 | 3736.426 | Competitive | Competitive | 1 | TRUE | FALSE | 1 | Non-Competitive | 0.6485 | Competitive | 12.5203 | -58.3411 | 5002.874 | 3452.512 | 251 | 1
DTRSTRC5 TRSES_MR6L FROM_TO | DTRSTRC5 | TRSES_MR6L | 348 | 2 | 2 | TDADTMOD_8 | TRSES6_1 | FROM_TO | 73521.13 | 74824.69 | -461.54 | 0 | 1523.307 | 2158.521 | -0.30405 | 0.078836 | -0.30405 | 0.27948 | -41.4941 | -264.73 | 0 | 10000 | 6467.147 | 10000 | 10000 | 1289.536 | 1745.983 | 10000 | 10000 | 4357.254 | 7095.278 | 10000 | 8766.606 | Competitive | Competitive | 1 | TRUE | FALSE | 1 | Non-Competitive | 0.6715 | #N/A | #N/A | #N/A | #N/A | #N/A | #N/A | #N/A
DTRSTRC5 TRSES_MR6L TO_FROM | DTRSTRC5 | TRSES_MR6L | 348 | 2 | 2 | TDADTMOD_8 | TRSES6_1 | TO_FROM | 73521.13 | 72712.27 | 105.3457 | 0 | 2129.313 | 1523.307 | -0.07884 | 0.30405 | -0.27948 | 0.30405 | 552.8116 | 231.8655 | 0 | 6467.147 | 10000 | 10000 | 10000 | 1641.951 | 1638.63 | 10000 | 10000 | 7037.157 | 4761.228 | 8766.606 | 10000 | Competitive | Non-Competitive | 0 | TRUE | FALSE | 1 | Non-Competitive | 0.6715 | #N/A | #N/A | #N/A | #N/A | #N/A | #N/A | #N/A
DTUTAUS8 E1_M1_1 FROM_TO | DTUTAUS8 | E1_M1_1 | 214 | 2 | 2 | FIVE_PTS | WSTSIDE | FROM_TO | 73521.13 | 73841.33 | 47.0671 | 0 | 1123.628 | 768.764 | -0.05425 | 0.098836 | -0.30295 | 0.44746 | 116.4879 | -0.57061 | 0 | 10000 | 10000 | 10000 | 10000 | 8446.12 | 5955.777 | 10000 | 10000 | 9976.095 | 9333.149 | 10000 | 10000 | Competitive | Competitive | 1 | TRUE | FALSE | 1 | Non-Competitive | 0.6485 | Competitive | 120.9737 | -0.64095 | 10000 | 10000 | 213 | 1
DTUTAUS8 E1_M1_1 TO_FROM | DTUTAUS8 | E1_M1_1 | 214 | 2 | 2 | FIVE_PTS | WSTSIDE | TO_FROM | 73521.13 | 73731.07 | -202.998 | 0 | 745.364 | 1100.548 | -0.09884 | 0.054246 | -0.44746 | 0.30295 | 120.062 | -22.4056 | 0 | 10000 | 10000 | 10000 | 10000 | 4504.646 | 8477.561 | 10000 | 10000 | 8954.188 | 9976.21 | 10000 | 10000 | Competitive | Competitive | 1 | TRUE | FALSE | 1 | Non-Competitive | 0.6485 | Competitive | 119.4011 | -22.0338 | 10000 | 10000 | 213 | 1
DTWISAP8 MERT_TANK1_1 FROM_TO | DTWISAP8 | MERT_TANK1_1 | 38 | 3 | 3 | TANK2A | MERT2A | FROM_TO | 73521.13 | 73515.76 | -45.1288 | 0 | 1298.601 | 871.682 | -0.02301 | 0.005219 | -0.60319 | 0.26403 | 41.2389 | 8.6581 | 0 |  | 10000 | 3536.856 | 5601.747 | 1113.703 | 1772.605 | 10000 | 10000 | 1128.764 | 2704.925 | 4140.728 | 5136.541 | Competitive | Non-Competitive | 0 | TRUE | FALSE | 1 | Non-Competitive | 0.656 | Competitive | 37.7612 | 10.2823 | 5376.834 | 10000 | 38 | 0
DTWISAP8 MERT_TANK1_1 TO_FROM | DTWISAP8 | MERT_TANK1_1 | 38 | 3 | 3 | TANK2A | MERT2A | TO_FROM | 73521.13 | 73468.57 | -35.1667 | 0 | 871.838 | 1298.601 | -0.00114 | 0.04162 | -0.26403 | 0.60319 | 50.158 | 26.7588 | 0 | 2936.743 |  | 2868.175 | 1826.198 | 1409.401 | 1358.627 | 2936.743 | 1844.057 | 2487.379 | 1606.269 | 2855.714 | 1815.906 | Competitive | Non-Competitive | 0 | TRUE | FALSE | 1 | Non-Competitive | 0.656 | Competitive | 34.0162 | 27.9971 | 3284.024 | 1811.853 | 38 | 0
DTYGFOR5 980__A FROM_TO | DTYGFOR5 | 980__A | 191 | 2 | 2 | ELKTON_8 | TYLERSWE_8 | FROM_TO | 73521.13 | 73439.37 | -17.5898 | 0 | 2121.987 | 1492.959 | -0.01793 | 0.047373 | -0.84168 | 0.091178 | 256.8109 | 58.2821 | 2359.03 | 6302.16 |  | 6302.16 | 3327.216 | 3609.593 | 2353.905 | 6302.16 | 4702.498 | 6457.15 | 3370.828 | 6617.749 | 3660.765 | Competitive | Non-Competitive | 0 | TRUE | FALSE | 1 | Non-Competitive | 0.664 | Non-Competitive | 256.7455 | 60.2535 | 6612.38 | 3578.578 | 186 | 1
DTYGFOR5 980__A TO_FROM | DTYGFOR5 | 980__A | 191 | 2 | 2 | ELKTON_8 | TYLERSWE_8 | TO_FROM | 73521.13 | 75024.41 | -119.147 | 0 | 1534.241 | 2151.544 | -0.04737 | 0.017931 | -0.09118 | 0.84168 | 55.6906 | -68.2336 | 0 |  | 6302.16 | 2646.78 | 6302.16 | 1820.602 | 3712.63 | 3507.959 | 6302.16 | 2637.882 | 6464.154 | 2848.425 | 6617.749 | Competitive | Competitive | 1 | TRUE | FALSE | 1 | Non-Competitive | 0.664 | Competitive | 35.7873 | -49.624 | 3578.578 | 6612.38 | 186 | 1
DVENLIG5 1310__D FROM_TO | DVENLIG5 | 1310__D | 247 | 6 | 6 | MAYFLDN_T8 | CHILSW_N8 | FROM_TO | 73521.13 | 76279.57 | -340.952 | 0 | 814.837 | 1555.701 | -0.06554 | 0.013995 | -0.12408 | 0.58546 | -83.7354 | -263.497 | 0 |  | 7437.767 | 1401.771 | 7437.767 | 1058.096 | 1045.716 | 1878.801 | 10000 | 1329.711 | 5050.232 | 1486.361 | 8872.872 | Competitive | Competitive | 1 | TRUE | FALSE | 1 | Non-Competitive | 0.7425 | Competitive | -106.491 | -247.538 | 1505.702 | 8609.473 | 326 | 1
DVENLIG5 1310__D TO_FROM | DVENLIG5 | 1310__D | 247 | 6 | 6 | MAYFLDN_T8 | CHILSW_N8 | TO_FROM | 73521.13 | 73348.99 | 131.6842 | 0 | 1555.701 | 815.115 | -0.01399 | 0.065539 | -0.58546 | 0.12408 | 345.8555 | 252.9224 | 2359.03 | 7437.767 |  | 7437.767 | 1628.541 | 974.79 | 1470.498 | 10000 | 2193.511 | 4928.435 | 1648.401 | 8872.872 | 1707.807 | Competitive | Non-Competitive | 0 | TRUE | FALSE | 0 | Non-Competitive | 0.7425 | Competitive | 324.4622 | 178.2559 | 8609.473 | 1544.756 | 326 | 0
DVENLIG5 1320__K FROM_TO | DVENLIG5 | 1320__K | 273 | 6 | 6 | DAVIS_T8 | EULTRIN1_8 | FROM_TO | 73521.13 | 73204.08 | 56.9463 | 0 | 968.017 | 2256.063 | -0.01497 | 0.084278 | -0.3437 | 0.54099 | 382.193 | 119.2418 | 0 | 10000 |  | 10000 | 2868.545 | 1181.831 | 2805.184 | 10000 | 3035.186 | 7195.11 | 2818.878 | 10000 | 2832.8 | Non-Competitive | Non-Competitive | 0 | TRUE | FALSE | 1 | Non-Competitive | 0.875 | Non-Competitive | 345.7608 | 105.314 | 10000 | 2794.283 | 274 | 1
DVENLIG5 1320__K TO_FROM | DVENLIG5 | 1320__K | 273 | 6 | 6 | DAVIS_T8 | EULTRIN1_8 | TO_FROM | 73521.13 | 73929.99 | -375.466 | 0 | 2256.063 | 965.639 | -0.08428 | 0.014971 | -0.54099 | 0.3437 | 41.6455 | -135.718 | 0 |  | 10000 | 2567.274 | 10000 | 2519.963 | 1581.496 | 2693.222 | 10000 | 2486.511 | 7724.234 | 2496.274 | 10000 | Competitive | Competitive | 1 | TRUE | FALSE | 1 | Non-Competitive | 0.875 | Competitive | 11.4875 | -110.648 | 2794.283 | 10000 | 274 | 1
DWAP_JN5 BI_SMR98_A FROM_TO | DWAP_JN5 | BI_SMR98_A | 1116 | 2 | 2 | SMTHRS__345A | BELAIR__345A | FROM_TO | 73521.13 | 70832.86 | 713.394 | 0 | 2448.312 | 2403.162 | -0.08445 | 0.10832 | -0.21458 | 0.10832 | 1708.641 | 786.0894 | 0 | 1072.469 | 4299.71 | 1625.586 | 4607.057 | 869.979 | 3915.091 | 2625.678 | 7426.665 | 1452.744 | 5406.99 | 1554.787 | 5544.192 | Non-Competitive | Non-Competitive | 0 | TRUE | FALSE | 1 | Non-Competitive | 0.672 | Non-Competitive | 1499.365 | 645.9637 | 1986.848 | 3679.945 | 1137 | 1
DWAP_JN5 BI_SMR98_A TO_FROM | DWAP_JN5 | BI_SMR98_A | 1116 | 2 | 2 | SMTHRS__345A | BELAIR__345A | TO_FROM | 73521.13 | 91619.67 | -1756.34 | 0 | 2386.2 | 2448.312 | -0.10832 | 0.084454 | -0.10832 | 0.21458 | -254.489 | -1074.53 | 1371.83 | 4299.71 | 1245.583 | 4607.057 | 2023.581 | 3915.091 | 1034.721 | 7426.665 | 3061.552 | 5406.99 | 1712.501 | 5544.192 | 1806.777 | Competitive | Competitive | 1 | TRUE | FALSE | 1 | Non-Competitive | 0.672 | Competitive | 116.4389 | -674.43 | 2467.103 | 2160.273 | 1137 | 1
DWAP_OB5 GT_MID90_A FROM_TO | DWAP_OB5 | GT_MID90_A | 229 | 2 | 2 | GARROT__138B | 47708 | FROM_TO | 73521.13 | 73178.03 | -145.563 | 0 | 1374.438 | 2073.822 | -0.09402 | 0.1057 | -0.52 | 0.1859 | 378.4405 | -22.7916 | 0 | 6046.138 | 2328.352 | 8856.576 | 2780.577 | 1426.055 | 1821.373 | 10000 | 4122.505 | 2629.031 | 2715.36 | 5898.472 | 2720.007 | Non-Competitive | Non-Competitive | 0 | TRUE | FALSE | 1 | Non-Competitive | 0.672 | Non-Competitive | 1031.065 | 205.0441 | 1875.904 | 2835.97 | 526 | 1
DWAP_OB5 GT_MID90_A TO_FROM | DWAP_OB5 | GT_MID90_A | 229 | 2 | 2 | GARROT__138B | 47708 | TO_FROM | 73521.13 | 72649.69 | -385.935 | 0 | 2106.958 | 1297.108 | -0.1057 | 0.094016 | -0.1859 | 0.52 | 373.2511 | -189.446 | 0 | 2328.352 | 6046.138 | 2780.577 | 8856.576 | 1769.671 | 1640.964 | 4122.505 | 10000 | 2712.158 | 2911.115 | 2720.007 | 5898.472 | Competitive | Non-Competitive | 0 | TRUE | FALSE | 1 | Non-Competitive | 0.672 | Non-Competitive | 835.6527 | -443.41 | 2835.97 | 2711.098 | 526 | 1
DWCSPKR5 FTW_W_DE_1 FROM_TO | DWCSPKR5 | FTW_W_DE_1 | 350 | 2 | 2 | FTWORTH | W_DENT_8 | FROM_TO | 73521.13 | 75885.03 | -388.856 | 0 | 2228.872 | 1055.307 | -0.02806 | 0.043248 | -0.1647 | 0.65181 | -33.9724 | -199.283 | 0 | 5537.239 | 5000.277 | 5537.239 | 1665.738 | 2038.39 | 911.856 | 5537.239 | 1611.302 | 1970.306 | 1554.86 | 6511.512 | 1928.392 | Competitive | Competitive | 1 | TRUE | FALSE | 1 | Non-Competitive | 0.742 | Competitive | -93.9884 | -141.027 | 8738.688 | 1600.569 | 218 | 1
DWCSPKR5 FTW_W_DE_1 TO_FROM | DWCSPKR5 | FTW_W_DE_1 | 350 | 2 | 2 | FTWORTH | W_DENT_8 | TO_FROM | 73521.13 | 73436.14 | 105.7361 | 0 | 1055.307 | 2228.872 | -0.04325 | 0.028064 | -0.65181 | 0.1647 | 405.3975 | 66.2251 | 0 | 5000.277 | 10000 | 702.417 | 10000 | 610.501 | 2245.595 | 798.235 | 10000 | 813.653 | 2150.299 | 868.743 | 10000 | Non-Competitive | Non-Competitive | 0 | TRUE | FALSE | 1 | Non-Competitive | 0.742 | Non-Competitive | 264.8657 | 116.4297 | 839.802 | 10000 | 218 | 1
DWTRDES5 3415__D FROM_TO | DWTRDES5 | 3415__D | 185 | 2 | 2 | AMELIA1_8 | UTSWMC1_8 | FROM_TO | 73521.13 | 73492.25 | 30.5007 | 0 | 2013.011 | 1110.019 | -0.02664 | 0.010695 | -0.53438 | 0.40618 | 199.9364 | 101.2307 | 0 |  | 10000 | 3430.24 | 10000 | 1305.297 | 2414.728 | 4167.673 | 10000 | 2070.261 | 7041.289 | 4056.148 | 10000 | Competitive | Non-Competitive | 0 | TRUE | FALSE | 1 | Non-Competitive | 0.6875 | Competitive | 177.2248 | 89.4217 | 4676.533 | 10000 | 186 | 0
DWTRDES5 3415__D TO_FROM | DWTRDES5 | 3415__D | 185 | 2 | 2 | AMELIA1_8 | UTSWMC1_8 | TO_FROM | 73521.13 | 74024.45 | -167.965 | 0 | 1015.694 | 2024.732 | -0.01069 | 0.026638 | -0.40618 | 0.53438 | -22.2389 | -92.0328 | 0 | 10000 |  | 10000 | 3430.24 | 1553.033 | 1372.296 | 10000 | 4167.673 | 6247.543 | 2126.942 | 10000 | 4056.148 | Competitive | Competitive | 1 | TRUE | FALSE | 1 | Non-Competitive | 0.6875 | Competitive | -21.0912 | -54.5963 | 10000 | 4676.533 | 186 | 1
DWTRDES5 WLVEE_MR1H FROM_TO | DWTRDES5 | WLVEE_MR1H | 682 | 2 | 2 | WLEVEE1_5 | 24002 | FROM_TO | 73521.13 | 73431.88 | 395.658 | 0 | 3826.925 | 1673.119 | -0.08217 | 0.014058 | -0.54256 | 0.070098 | 732.2501 | 346.2142 | 0 |  | 4118.202 | 1000.026 | 5141.181 | 915.531 | 2406.662 | 1016.566 | 5141.181 | 1030.284 | 3892.708 | 1066.188 | 5300.128 | Non-Competitive | Non-Competitive | 0 | TRUE | FALSE | 1 | Non-Competitive | 0.68 | Competitive | -357.852 | -332.413 | 6743.617 | 1164.759 | 682 | 0
DWTRDES5 WLVEE_MR1H TO_FROM | DWTRDES5 | WLVEE_MR1H | 682 | 2 | 2 | WLEVEE1_5 | 24002 | TO_FROM | 73521.13 | 89245.53 | -761.094 | 0 | 1673.118 | 3826.925 | -0.01406 | 0.082171 | -0.0701 | 0.54256 | -301.27 | -299.707 | 551.83 | 4118.202 |  | 5141.181 | 1105.58 | 2213.343 | 1056.985 | 5141.181 | 1111.487 | 3750.71 | 1149.05 | 5300.128 | 1167.98 | Competitive | Competitive | 1 | TRUE | FALSE | 1 | Non-Competitive | 0.68 | Non-Competitive | 784.3948 | 422.9925 | 1008.928 | 6743.617 | 682 | 0
DWTRLEG5 226__A FROM_TO | DWTRLEG5 | 226__A | 1621 | 6 | 6 | JEWETT_S5 | LIMEST__345A | FROM_TO | 73521.13 | 74876.25 | -1943.03 | 0 | 2070.328 | 2227.575 | -0.34854 | 0.096373 | -0.34854 | 0.39934 | 1172.213 | -275.452 | 0 | 1412.041 | 1927.316 | 1417.67 | 4822.269 | 1411.997 | 1925.809 | 1762.584 | 5317.459 | 1481.903 | 4339.817 | 1481.903 | 4340.331 | Competitive | Competitive | 1 | TRUE | FALSE | 1 | Non-Competitive | 0.797 | Competitive | 256.4203 | -419.16 | 6010.847 | 6044.531 | 1710 | 1
DWTRLEG5 226__A TO_FROM | DWTRLEG5 | 226__A | 1621 | 6 | 6 | JEWETT_S5 | LIMEST__345A | TO_FROM | 73521.13 | 72146.86 | 262.5247 | 0 | 2227.574 | 1688.075 | -0.09637 | 0.34854 | -0.39934 | 0.34854 | 1942.67 | 1189.727 | 2359.03 | 1798.939 | 1831.714 | 4822.269 | 1831.714 | 1797.142 | 1831.647 | 5317.459 | 1901.825 | 4255.363 | 1800.351 | 4255.953 | 1800.352 | Competitive | Non-Competitive | 0 | TRUE | FALSE | 1 | Non-Competitive | 0.797 | Competitive | 854.413 | -16.3221 | 6044.531 | 6010.847 | 1710 | 0
DWTRLEG5 230__A FROM_TO | DWTRLEG5 | 230__A | 1065 | 6 | 6 | JEWETT_S5 | RAT_SNAKE_5 | FROM_TO | 73521.13 | 71292.33 | -698.785 | 0 | 2396.969 | 870.683 | -0.21836 | 0.12542 | -0.23314 | 0.187 | 1462.359 | 140.8204 | 0 | 2119.061 | 1408.792 | 2491.828 | 9641.131 | 2062.027 | 1125.038 | 2454.736 | 9641.131 | 2496.314 | 3278.537 | 2503.96 | 3496.112 | Competitive | Non-Competitive | 0 | TRUE | FALSE | 1 | Non-Competitive | 0.672 | Non-Competitive | 1183.576 | 289.0364 | 2319.276 | 5247.407 | 1072 | 1
DWTRLEG5 230__A TO_FROM | DWTRLEG5 | 230__A | 1065 | 6 | 6 | JEWETT_S5 | RAT_SNAKE_5 | TO_FROM | 73521.13 | 73806.43 | -910.368 | 0 | 873.049 | 2396.969 | -0.12542 | 0.21836 | -0.187 | 0.23314 | 952.2547 | -223.869 | 0 | 916.922 | 2176.248 | 9641.131 | 2491.828 | 806.666 | 2123.756 | 9641.131 | 2454.736 | 2284.905 | 2529.452 | 2412.498 | 2536.84 | Competitive | Competitive | 1 | TRUE | FALSE | 1 | Non-Competitive | 0.672 | Competitive | 588.6218 | -240.229 | 4054.897 | 2459.85 | 1072 | 1
DWTRLEG5 50__A FROM_TO | DWTRLEG5 | 50__A | 1098 | 6 | 6 | BIGBRN__5 | JEWETT_N5 | FROM_TO | 73521.13 | 62001.35 | -2493.72 | 0 | 1728.854 | 1964.332 | -0.14276 | 0.24648 | -0.23651 | 0.24648 | 2641.978 | 328.2859 | 0 | 1671.348 | 1385.75 | 2005.386 | 1400.117 | 1665.954 | 1385.75 | 2219.358 | 2062.899 | 2028.365 | 1659.702 | 2028.794 | 1659.702 | Competitive | Competitive | 0 | TRUE | TRUE | 1 | Competitive | 0.6795 | Competitive | 1582.189 | 432.6652 | 2404.308 | 1551.645 | 1072 | 1
DWTRLEG5 50__A TO_FROM | DWTRLEG5 | 50__A | 1098 | 6 | 6 | BIGBRN__5 | JEWETT_N5 | TO_FROM | 73521.13 | 60943.73 | -417.558 | 0 | 2265.69 | 1776.18 | -0.24648 | 0.14276 | -0.24648 | 0.23651 | 2420.87 | 1410.684 | 2359.03 | 1272.907 | 2131.764 | 1285.742 | 2214.68 | 1272.907 | 2123.687 | 1978.132 | 2362.44 | 1553.729 | 2378.757 | 1553.729 | 2379.312 | Competitive | Non-Competitive | 0 | TRUE | FALSE | 0 | Non-Competitive | 0.6795 | Non-Competitive | 1577.388 | 906.8924 | 1383.608 | 2650.418 | 1072 | 1
DWTRTRC5 1750__B FROM_TO | DWTRTRC5 | 1750__B | 213 | 2 | 2 | SGVL1_8 | KLEBRG1T_8 | FROM_TO | 73521.13 | 73370.3 | -280.004 | 0 | 2226.163 | 975.29 | -0.01831 | 0.049094 | -0.69024 | 0.19233 | 305.5342 | 1.1971 | 0 | 3029.064 |  | 3029.064 | 2685.704 | 2950.337 | 889.623 | 3055.938 | 4533.972 | 3100.768 | 1602.697 | 3133.457 | 3070.227 | Competitive | Non-Competitive | 0 | TRUE | FALSE | 1 | Non-Competitive | 0.742 | Non-Competitive | 276.4213 | 83.4424 | 3376.248 | 3207.537 | 214 | 1
DWTRTRC5 1750__B TO_FROM | DWTRTRC5 | 1750__B | 213 | 2 | 2 | SGVL1_8 | KLEBRG1T_8 | TO_FROM | 73521.13 | 73161.11 | -79.1782 | 0 | 975.29 | 2226.163 | -0.04909 | 0.018309 | -0.19233 | 0.69024 | 282.2425 | -28.4572 | 0 |  | 3303.113 | 2685.704 | 3303.113 | 696.091 | 3204.893 | 4533.972 | 3333.841 | 1243.138 | 3332.473 | 3070.227 | 3370.77 | Non-Competitive | Non-Competitive | 0 | TRUE | FALSE | 1 | Non-Competitive | 0.742 | Non-Competitive | 247.1843 | -41.4085 | 3207.537 | 3376.248 | 214 | 1
DWTRTRC5 220__B FROM_TO | DWTRTRC5 | 220__B | 1065 | 2 | 2 | TRICRN1_5 | SGVLSW1_5 | FROM_TO | 73521.13 | 67951.27 | -16.6044 | 0 | 2144.301 | 1272.899 | -0.17733 | 0.15383 | -0.26457 | 0.61146 | 2352.602 | 680.1864 | 0 | 1418.701 | 2070.286 | 4764.071 | 3147.214 | 1393.493 | 2075.569 | 4764.071 | 3187.016 | 2448.399 | 3143.572 | 2460.399 | 3145.492 | Competitive | Non-Competitive | 0 | TRUE | FALSE | 1 | Non-Competitive | 0.711 | Non-Competitive | 2331.362 | 754.7194 | 2464.707 | 3217.332 | 1072 | 1
DWTRTRC5 220__B TO_FROM | DWTRTRC5 | 220__B | 1065 | 2 | 2 | TRICRN1_5 | SGVLSW1_5 | TO_FROM | 73521.13 | 74410.54 | -2056.4 | 0 | 1272.899 | 2144.302 | -0.15383 | 0.17733 | -0.61146 | 0.26456 | 520.5773 | -886.987 | 0 | 1717.168 | 1513.255 | 2786.605 | 4764.071 | 1692.626 | 1485.867 | 2819.082 | 4764.071 | 2780.77 | 2521.784 | 2792.429 | 2534.161 | Competitive | Competitive | 1 | TRUE | FALSE | 1 | Non-Competitive | 0.711 | Competitive | 282.388 | -567.535 | 3203.483 | 2579.028 | 1072 | 1
DWTRTRC5 TRSES_MR6H FROM_TO | DWTRTRC5 | TRSES_MR6H | 348 | 2 | 2 | TRINDAD1_5 | TRSES6_1 | FROM_TO | 73521.13 | 73328.76 | 105.9893 | 0 | 2072.838 | 10000 | -0.69668 | 0.052849 | -0.69668 | 0.11223 | 466.6646 | 258.7399 | 2359.03 | 4821.535 | 7408.757 | 4878.061 | 10000 | 1324.521 | 4070.521 | 5019.82 | 10000 | 2182.695 | 9484.158 | 5101.689 | 9608.508 | Non-Competitive | Non-Competitive | 0 | TRUE | FALSE | 1 | Non-Competitive | 0.9065 | #N/A | #N/A | #N/A | #N/A | #N/A | #N/A | #N/A
DWTRTRC5 TRSES_MR6H TO_FROM | DWTRTRC5 | TRSES_MR6H | 348 | 2 | 2 | TRINDAD1_5 | TRSES6_1 | TO_FROM | 73521.13 | 75514.15 | -453.262 | 0 | 10000 | 2101.723 | -0.05285 | 0.69668 | -0.11223 | 0.69668 | 133.7279 | -316.432 | 0 | 7408.757 | 4821.535 | 10000 | 4878.061 | 3481.405 | 1418.764 | 10000 | 5019.82 | 9460.332 | 2262.175 | 9608.508 | 5101.689 | Competitive | Competitive | 1 | TRUE | FALSE | 1 | Non-Competitive | 0.9065 | #N/A | #N/A | #N/A | #N/A | #N/A | #N/A | #N/A
DWTRTRC5 TRSES_MR6L FROM_TO | DWTRTRC5 | TRSES_MR6L | 348 | 2 | 2 | TDADTMOD_8 | TRSES6_1 | FROM_TO | 73521.13 | 74832.77 | -453.262 | 0 | 1523.351 | 2158.186 | -0.30332 | 0.078629 | -0.30332 | 0.2802 | -43.0699 | -261.466 | 0 | 10000 | 6477.31 | 10000 | 10000 | 1303.893 | 1745.842 | 10000 | 10000 | 4452.983 | 7169.621 | 10000 | 8789.316 | Competitive | Competitive | 1 | TRUE | FALSE | 1 | Non-Competitive | 0.969 | #N/A | #N/A | #N/A | #N/A | #N/A | #N/A | #N/A
DWTRTRC5 TRSES_MR6L TO_FROM | DWTRTRC5 | TRSES_MR6L | 348 | 2 | 2 | TDADTMOD_8 | TRSES6_1 | TO_FROM | 73521.13 | 72759.36 | 105.9893 | 0 | 2128.964 | 1523.351 | -0.07863 | 0.30332 | -0.2802 | 0.30332 | 542.4949 | 231.3437 | 0 | 6477.31 | 10000 | 10000 | 10000 | 1641.295 | 1646.688 | 10000 | 10000 | 7112.094 | 4841.302 | 8789.316 | 10000 | Competitive | Non-Competitive | 0 | TRUE | FALSE | 1 | Non-Competitive | 0.969 | #N/A | #N/A | #N/A | #N/A | #N/A | #N/A | #N/A
DWTRWLV5 3040__A FROM_TO | DWTRWLV5 | 3040__A | 1064 | 4 | 4 | CHILSW1_5 | WATMLL_E5 | FROM_TO | 73521.13 | 77485.97 | -1289.78 | 0 | 889.634 | 2127.22 | -0.08472 | 0.076021 | -0.19359 | 0.1659 | 346.8395 | -321.844 | 0 | 1061.016 | 1809.544 | 1061.016 | 2918.668 | 1046.231 | 1505.916 | 1144.421 | 3115.943 | 1224.196 | 2243.236 | 1226.531 | 2368.589 | Competitive | Competitive | 1 | TRUE | FALSE | 1 | Non-Competitive | 0.9375 | Competitive | 169.9463 | -258.954 | 1518.244 | 2434.179 | 1072 | 1
DWTRWLV5 3040__A TO_FROM | DWTRWLV5 | 3040__A | 1064 | 4 | 4 | CHILSW1_5 | WATMLL_E5 | TO_FROM | 73521.13 | 69302.33 | -241.703 | 0 | 2095.46 | 889.633 | -0.07602 | 0.084722 | -0.1659 | 0.19359 | 1647.926 | 545.3204 | 1695.03 | 1780.922 | 1794.65 | 2918.668 | 1794.65 | 1441.254 | 1759.58 | 3115.943 | 1794.65 | 2203.496 | 1872.697 | 2348.289 | 1877.427 | Competitive | Competitive | 0 | TRUE | TRUE | 1 | Competitive | 0.9375 | Competitive | 1607.63 | 549.7906 | 2363.74 | 1972.442 | 1072 | 1
DWTRWLV5 3170__B FROM_TO | DWTRWLV5 | 3170__B | 213 | 4 | 4 | BUNTIN2_8 | SMPST2T_8 | FROM_TO | 73521.13 | 73942.05 | -261.055 | 0 | 1454.253 | 2011.677 | -0.01302 | 0.045446 | -0.55251 | 0.25545 | -23.4734 | -154.502 | 0 | 10000 |  | 10000 | 1859.899 | 1607.922 | 1213.37 | 10000 | 3806.261 | 6409.969 | 1379.264 | 10000 | 1816.872 | Competitive | Competitive | 1 | TRUE | FALSE | 1 | Non-Competitive | 0.789 | Competitive | -36.136 | -91.5522 | 10000 | 2797.883 | 214 | 1
DWTRWLV5 3170__B TO_FROM | DWTRWLV5 | 3170__B | 213 | 4 | 4 | BUNTIN2_8 | SMPST2T_8 | TO_FROM | 73521.13 | 73310.45 | 62.0996 | 0 | 2011.677 | 1454.253 | -0.04545 | 0.013016 | -0.25545 | 0.55251 | 262.0126 | 140.5144 | 0 |  | 10000 | 1859.899 | 10000 | 1128.269 | 2147.704 | 3806.261 | 10000 | 1300.889 | 6820.62 | 1816.872 | 10000 | Competitive | Non-Competitive | 0 | TRUE | FALSE | 1 | Non-Competitive | 0.789 | Non-Competitive | 229.148 | 128.7264 | 2797.883 | 10000 | 214 | 1
DWTRWLV5 3200__A FROM_TO | DWTRWLV5 | 3200__A | 223 | 4 | 4 | MTCK_E8 | CHILSW_N8 | FROM_TO | 73521.13 | 74781.88 | -365.745 | 0 | 2416.727 | 1173.174 | -0.01921 | 0.23854 | -0.11358 | 0.23902 | 80.5033 | -263.811 | 0 | 8075.502 |  | 10000 | 3126.077 | 3761.463 | 883.295 | 10000 | 5789.299 | 9183.206 | 973.098 | 9760.631 | 3805.563 | Competitive | Competitive | 1 | TRUE | FALSE | 1 | Non-Competitive | 1.039 | Competitive | 35.8797 | -255.657 | 9667.566 | 4751.16 | 224 | 1
DWTRWLV5 3200__A TO_FROM | DWTRWLV5 | 3200__A | 223 | 4 | 4 | MTCK_E8 | CHILSW_N8 | TO_FROM | 73521.13 | 72943.69 | 14.2124 | 0 | 1171.341 | 2416.726 | -0.23854 | 0.019205 | -0.23902 | 0.11358 | 363.2097 | 130.6994 | 0 |  | 8075.502 | 3126.077 | 10000 | 734.941 | 3973.534 | 5789.299 | 10000 | 828.649 | 9229.922 | 3805.563 | 9760.631 | Non-Competitive | Non-Competitive | 0 | TRUE | FALSE | 1 | Non-Competitive | 1.039 | Non-Competitive | 386.8162 | 138.4343 | 4751.16 | 9667.566 | 224 | 1
DWTRWLV5 3210__A FROM_TO | DWTRWLV5 | 3210__A | 223 | 4 | 4 | MTCK_W8 | CHILSW_S8 | FROM_TO | 73521.13 | 74767.74 | -363.984 | 0 | 2281.729 | 1363.922 | -0.01868 | 0.23819 | -0.11456 | 0.23882 | 80.7951 | -262.442 | 0 | 8079.573 |  | 10000 | 2615.774 | 3766.803 | 883.573 | 10000 | 5831.11 | 9186.872 | 970.118 | 9761.889 | 3035.312 | Competitive | Competitive | 1 | TRUE | FALSE | 1 | Non-Competitive | 0.883 | Competitive | 36.4195 | -250.76 | 9670.763 | 3901.347 | 224 | 1
DWTRWLV5 3210__A TO_FROM | DWTRWLV5 | 3210__A | 223 | 4 | 4 | MTCK_W8 | CHILSW_S8 | TO_FROM | 73521.13 | 72950.69 | 13.4937 | 0 | 1225.559 | 2281.732 | -0.23819 | 0.018685 | -0.23882 | 0.11456 | 362.3836 | 130.015 | 0 |  | 8079.573 | 2615.774 | 10000 | 735.241 | 3979.019 | 5831.11 | 10000 | 826.208 | 9233.429 | 3035.312 | 9761.889 | Non-Competitive | Non-Competitive | 0 | TRUE | FALSE | 1 | Non-Competitive | 0.883 | Non-Competitive | 380.2568 | 136.1014 | 3901.347 | 9670.763 | 224 | 1
DWTRWLV5 931__C FROM_TO | DWTRWLV5 | 931__C | 287 | 4 | 4 | DVILS1_8 | CHCLRKRD_T8 | FROM_TO | 73521.13 | 74119.84 | -346.893 | 0 | 1433.122 | 1932.276 | -0.1358 | 0.095932 | -0.35122 | 0.53078 | 77.4604 | -235.914 | 0 | 10000 | 10000 | 10000 | 10000 | 1963.681 | 1153.151 | 10000 | 10000 | 7749.677 | 6510.31 | 10000 | 10000 | Competitive | Competitive | 1 | TRUE | FALSE | 1 | Non-Competitive | 0.8205 | Competitive | 66.1843 | -205.377 | 10000 | 10000 | 287 | 1
DWTRWLV5 931__C TO_FROM | DWTRWLV5 | 931__C | 287 | 4 | 4 | DVILS1_8 | CHCLRKRD_T8 | TO_FROM | 73521.13 | 73401.62 | -27.4757 | 0 | 1932.276 | 1466.302 | -0.09593 | 0.1358 | -0.53078 | 0.35122 | 342.6251 | 135.2838 | 0 | 10000 | 10000 | 10000 | 10000 | 1077.628 | 2695.61 | 10000 | 10000 | 6418.027 | 8175.078 | 10000 | 10000 | Competitive | Non-Competitive | 0 | TRUE | FALSE | 1 | Non-Competitive | 0.8205 | Non-Competitive | 306.2929 | 113.138 | 10000 | 10000 | 287 | 1
DW_DDEN8 AIR_W_DE_1 FROM_TO | DW_DDEN8 | AIR_W_DE_1 | 350 | 6 | 6 | JMCRSTL138 | W_DENT_8 | FROM_TO | 73521.13 | 75653.3 | -471.647 | 0 | 1891.605 | 993.021 | -0.02203 | 0.23298 | -0.18655 | 0.69389 | -39.4206 | -173.688 | 4823.83 | 3459.987 | 5000.22 | 5839.384 | 2149.645 | 1795.595 | 879.276 | 10000 | 1661.094 | 5017.904 | 1188.126 | 6439.544 | 1900.679 | Competitive | Competitive | 1 | TRUE | FALSE | 1 | Non-Competitive | 0.898 | Competitive | -106.2 | -122.811 | 8300.428 | 791.227 | 218 | 1
DW_DDEN8 AIR_W_DE_1 TO_FROM | DW_DDEN8 | AIR_W_DE_1 | 350 | 6 | 6 | JMCRSTL138 | W_DENT_8 | TO_FROM | 73521.13 | 73324.57 | 129.5453 | 0 | 993.021 | 1891.605 | -0.23298 | 0.022033 | -0.69389 | 0.18655 | 486.3924 | 116.056 | 0 | 5000.22 | 4772.899 | 963.362 | 10000 | 631.646 | 1909.028 | 688.652 | 10000 | 706.308 | 6487.791 | 892.044 | 8700.086 | Competitive | Non-Competitive | 0 | TRUE | FALSE | 1 | Non-Competitive | 0.898 | Non-Competitive | 301.1408 | 179.4387 | 591.611 | 9952.281 | 218 | 1
DW_DDEN8 HIC_LOCU_1 FROM_TO | DW_DDEN8 | HIC_LOCU_1 | 77 | 6 | 6 | HICKORY69 | LOCUST69 | FROM_TO | 73521.13 | 73507.05 | -9.0298 | 0 | 917.577 | 2209.381 | -0.4005 | 0.003015 | -0.5485 | 0.23702 | 84.7244 | 38.4632 | 0 |  | 10000 | 897.582 | 10000 | 637.425 | 7067.952 | 932.321 | 10000 | 650.391 | 9986.126 | 856.991 | 10000 | Non-Competitive | Non-Competitive | 0 | TRUE | FALSE | 1 | Non-Competitive | 0.914 | Competitive | 56.0359 | 44.2176 | 695.343 | 10000 | 77 | 0
DW_DDEN8 HIC_LOCU_1 TO_FROM | DW_DDEN8 | HIC_LOCU_1 | 77 | 6 | 6 | HICKORY69 | LOCUST69 | TO_FROM | 73521.13 | 73755.48 | -82.6549 | 0 | 2298.675 | 892.982 | -0.00301 | 0.4005 | -0.23702 | 0.5485 | 20.7159 | 4.6808 | 4823.83 | 10000 |  | 10000 | 1887.936 | 6742.21 | 859.22 | 10000 | 2141.831 | 9981.395 | 1003.97 | 10000 | 1800.181 | Competitive | Competitive | 1 | TRUE | FALSE | 1 | Non-Competitive | 0.914 | Competitive | 8.2837 | 9.4522 | 10000 | 891.388 | 77 | 1
N_3083 BLESSI_LOLITA1_1 FROM_TO | N_3083 | BLESSI_LOLITA1_1 | 211 | 0 | 0 | BLESSING4A | LOLITA4A | FROM_TO | 73521.13 | 72004.53 | -55.5663 | 0 | 2006.358 | 916.443 | -0.30529 | 0.048276 | -0.41939 | 0.13192 | 851.2564 | 164.6128 | 0 | 1593.034 | 1671.008 | 1900.399 | 5281.435 | 1266.928 | 1284.081 | 1499.152 | 6356.609 | 1434.446 | 4422.928 | 1654.115 | 4614.828 | Competitive | Non-Competitive | 0 | TRUE | FALSE | 1 | Non-Competitive | 0.992 | Non-Competitive | 851.3304 | 205.6982 | 1615.288 | 4636.563 | 211 | 1
N_3083 BLESSI_LOLITA1_1 TO_FROM | N_3083 | BLESSI_LOLITA1_1 | 211 | 0 | 0 | BLESSING4A | LOLITA4A | TO_FROM | 73521.13 | 74750.74 | -659.318 | 0 | 916.444 | 2006.358 | -0.04828 | 0.30529 | -0.13192 | 0.41939 | -69.9231 | -331.001 | 0 | 1203.278 | 1805.583 | 5281.435 | 2033.977 | 1040.489 | 1398.006 | 6356.609 | 1743.331 | 3963.14 | 1545.849 | 4134.048 | 1777.756 | Competitive | Competitive | 1 | TRUE | FALSE | 1 | Non-Competitive | 0.992 | Competitive | -88.8571 | -145.832 | 4180.238 | 1829.698 | 211 | 1
SABMBLU5 ABNW_CALLAH1_1 FROM_TO | SABMBLU5 | ABNW_CALLAH1_1 | 135 | 1 | 1 | ABNW4A | CALLAHAN4A | FROM_TO | 73521.13 | 73653.95 | -122.89 | 0 | 1215.292 | 1046.869 | -0.00812 | 0.035988 | -0.59312 | 0.10381 | 55.4579 | -40.7225 | 0 | 2763.998 |  | 2204.265 | 4291.755 | 1045.398 | 901.561 | 2763.998 | 6445.1 | 1225.639 | 980.398 | 2521.101 | 4405.95 | Competitive | Competitive | 1 | TRUE | FALSE | 1 | Non-Competitive | 0.836 | Competitive | 35.7109 | -37.6043 | 2668.727 | 4938.425 | 135 | 1
SABMBLU5 ABNW_CALLAH1_1 TO_FROM | SABMBLU5 | ABNW_CALLAH1_1 | 135 | 1 | 1 | ABNW4A | CALLAHAN4A | TO_FROM | 73521.13 | 73678.46 | -26.0045 | 0 | 1034.427 | 1225.504 | -0.01155 | 0.13732 | -0.10381 | 0.59312 | 117.3703 | 48.7681 | 0 | 5203.011 |  | 10000 | 2483.083 | 825.489 | 1906.15 | 10000 | 3231.976 | 7400.291 | 2034.641 | 8598.875 | 2301.495 | Competitive | Competitive | 1 | TRUE | FALSE | 1 | Non-Competitive | 0.836 | Competitive | 123.8178 | 52.7066 | 7979.832 | 2766.408 | 135 | 1
SABMBLU5 ABSO_BLUF_C1_1 FROM_TO | SABMBLU5 | ABSO_BLUF_C1_1 | 382 | 1 | 1 | ABSO4A | BLF_CRK4C | FROM_TO | 73521.13 | 76662.63 | -337.447 | 0 | 1168.331 | 1264.425 | -0.01063 | 0.15993 | -0.11793 | 0.29531 | 25.0205 | -170.368 | 0 | 1962.958 |  | 2859.935 | 887.203 | 1020.497 | 875.65 | 4277.403 | 1533.688 | 2724.679 | 838.861 | 3243.564 | 904.709 | Competitive | Competitive | 1 | TRUE | FALSE | 1 | Non-Competitive | 0.922 | Competitive | -5.6288 | -159.773 | 3517.543 | 869.55 | 473 | 1
SABMBLU5 ABSO_BLUF_C1_1 TO_FROM | SABMBLU5 | ABSO_BLUF_C1_1 | 382 | 1 | 1 | ABSO4A | BLF_CRK4C | TO_FROM | 73521.13 | 73692.21 | 35.9044 | 0 | 1264.425 | 1168.333 | -0.0276 | 0.11761 | -0.29531 | 0.11793 | 331.4798 | 181.4902 | 0 | 3985.899 | 10000 | 6978.354 | 2811.145 | 675.04 | 2109.003 | 10000 | 2543.83 | 4252.446 | 2846.559 | 7178.296 | 3189.45 | Competitive | Competitive | 1 | TRUE | FALSE | 1 | Non-Competitive | 0.922 | Competitive | 356.5804 | 191.6476 | 8918.977 | 3196.273 | 473 | 1
SABMBLU5 NICOLE_OAKC1_1 FROM_TO | SABMBLU5 | NICOLE_OAKC1_1 | 275 | 1 | 1 | OAKC4A | NICOLE4A | FROM_TO | 73521.13 | 74548.01 | -200.649 | 0 | 1424.436 | 1065.987 | -0.00593 | 0.054233 | -0.30854 | 0.65029 | -41.9968 | -90.346 | 0 | 2548.306 |  | 2548.306 | 3498.695 | 1164.011 | 852.374 | 10000 | 3498.695 | 1805.158 | 855.52 | 2745.353 | 3527.566 | Competitive | Competitive | 1 | TRUE | FALSE | 1 | Non-Competitive | 0.8905 | Competitive | -49.061 | -92.3502 | 2162.705 | 1163.555 | 857 | 1
SABMBLU5 NICOLE_OAKC1_1 TO_FROM | SABMBLU5 | NICOLE_OAKC1_1 | 275 | 1 | 1 | OAKC4A | NICOLE4A | TO_FROM | 73521.13 | 73633.43 | 53.7107 | 0 | 1103.528 | 1424.436 | -0.02338 | 0.30855 | -0.65029 | 0.30855 | 201.9708 | 63.8535 | 0 | 6118.54 | 10000 | 10000 | 10000 | 1032.324 | 3126.164 | 10000 | 10000 | 8285.955 | 2834.619 | 8707.701 | 10000 | Competitive | Competitive | 1 | TRUE | FALSE | 1 | Non-Competitive | 0.8905 | Competitive | 212.6437 | 67.8228 | 7957.181 | 10000 | 857 | 1
SABMBLU5 NICOLE_ORNT1_1 FROM_TO | SABMBLU5 | NICOLE_ORNT1_1 | 135 | 1 | 1 | NICOLE4A | ORNT4A | FROM_TO | 73521.13 | 73573.89 | -68.4651 | 0 | 1387.148 | 1071.865 | -0.01602 | 0.17685 | -0.30265 | 0.17685 | 118.2263 | -7.3511 | 0 | 6195.761 |  | 10000 | 10000 | 1257.696 | 972.711 | 10000 | 10000 | 7777.48 | 1486.343 | 8797.943 | 10000 | Competitive | Competitive | 1 | TRUE | FALSE | 1 | Non-Competitive | 0.6795 | Competitive | 110.1988 | -4.3435 | 8069.383 | 10000 | 135 | 1
SABMBLU5 NICOLE_ORNT1_1 TO_FROM | SABMBLU5 | NICOLE_ORNT1_1 | 135 | 1 | 1 | NICOLE4A | ORNT4A | TO_FROM | 73521.13 | 73920.57 | -90.1153 | 0 | 1017.839 | 1335.576 | -0.00673 | 0.054493 | -0.17685 | 0.30265 | 64.9658 | 27.494 | 0 | 10000 |  | 10000 | 2312.011 | 1028.067 | 1898.851 | 10000 | 2325.45 | 3587.048 | 1891.473 | 10000 | 2207.521 | Competitive | Competitive | 1 | TRUE | FALSE | 1 | Non-Competitive | 0.6795 | Competitive | 56.9106 | 37.8802 | 10000 | 2080.562 | 135 | 1
SABOAB29 ABSO_WTGULF1_1 FROM_TO | SABOAB29 | ABSO_WTGULF1_1 | 38 | 1 | 1 | ABSO2A | ABWTGUT2 | FROM_TO | 73521.13 | 73512.39 | 18.0004 | 0 | 1054.3 | 1519.36 | -0.00194 | 0.008717 | -0.68484 | 0.16298 | 43.9891 | 19.2232 | 0 |  |  | 2685.47 | 5565.594 | 569.021 | 5344.298 | 5207.624 | 5565.594 | 796.653 | 5212.331 | 3134.116 | 5183.741 | Competitive | Non-Competitive | 0 | FALSE | FALSE | 1 | Non-Competitive | 0.711 | #N/A | #N/A | #N/A | #N/A | #N/A | #N/A | #N/A
SABOAB29 ABSO_WTGULF1_1 TO_FROM | SABOAB29 | ABSO_WTGULF1_1 | 38 | 1 | 1 | ABSO2A | ABWTGUT2 | TO_FROM | 73521.13 | 73846.13 | -43.7036 | 0 | 1519.36 | 1243.486 | -0.00187 | 0.007758 | -0.16298 | 0.68484 | -15.3072 | -25.3425 | 0 |  |  | 5588.616 | 2847.121 | 2535.784 | 856.37 | 5588.616 | 3033.378 | 2765.824 | 1251.454 | 6786.283 | 2982.56 | Competitive | Competitive | 1 | FALSE | FALSE | 1 | Non-Competitive | 0.711 | #N/A | #N/A | #N/A | #N/A | #N/A | #N/A | #N/A
SABSBLU8 NICOLE_OAKC1_1 FROM_TO | SABSBLU8 | NICOLE_OAKC1_1 | 275 | 2 | 2 | OAKC4A | NICOLE4A | FROM_TO | 73521.13 | 74598.92 | -227.427 | 0 | 1420.641 | 1043.212 | -0.0068 | 0.05587 | -0.30832 | 0.65135 | -58.3303 | -115.051 | 0 | 2116.465 |  | 2116.465 | 3511.179 | 1330.802 | 840.504 | 3241.658 | 3511.179 | 2036.898 | 846.505 | 2407.409 | 3547.526 | Competitive | Competitive | 1 | TRUE | FALSE | 1 | Non-Competitive | 0.7425 | Competitive | -63.3273 | -116.945 | 2431.271 | 1818.223 | 857 | 1
SABSBLU8 NICOLE_OAKC1_1 TO_FROM | SABSBLU8 | NICOLE_OAKC1_1 | 275 | 2 | 2 | OAKC4A | NICOLE4A | TO_FROM | 73521.13 | 73590.02 | 69.5868 | 0 | 1028.599 | 1420.641 | -0.02536 | 0.30832 | -0.65135 | 0.30832 | 230.1313 | 90.9871 | 0 | 5942.392 | 10000 | 10000 | 10000 | 873.132 | 4253.234 | 10000 | 10000 | 7911.559 | 3425.712 | 8474.565 | 10000 | Competitive | Competitive | 1 | TRUE | FALSE | 1 | Non-Competitive | 0.7425 | Competitive | 239.4997 | 94.3907 | 7641.147 | 10000 | 857 | 1
SACRLME9 6215__A FROM_TO | SACRLME9 | 6215__A | 143 | 4 | 4 | BLUFCKTA_8 | CHINAGRV_8 | FROM_TO | 73521.13 | 73143.95 | -150.073 | 0 | 3262.346 | 1375.543 | -0.02687 | 0.54788 | -0.08548 | 0.6125 | 172.4628 | 129.0432 | 3066.53 | 2661.316 | 10000 | 5382.052 | 9121.371 | 2044.938 | 1117.958 | 10000 | 9121.371 | 5195.471 | 2618.729 | 5264.677 | 8676.659 | Non-Competitive | Non-Competitive | 0 | TRUE | FALSE | 1 | Non-Competitive | 0.68 | Competitive | 79.8161 | 53.1672 | 4161.747 | 9451.008 | 143 | 0
SACRLME9 6215__A TO_FROM | SACRLME9 | 6215__A | 143 | 4 | 4 | BLUFCKTA_8 | CHINAGRV_8 | TO_FROM | 73521.13 | 73488.01 | -76.3485 | 0 | 1515.88 | 3262.349 | -0.04021 | 0.029068 | -0.6125 | 0.085479 | 163.2869 | 109.2956 | 0 | 5961.838 | 10000 | 4747.051 | 10000 | 942.458 | 3693.188 | 4747.051 | 10000 | 1907.252 | 5880.737 | 4139.781 | 10000 | Non-Competitive | Non-Competitive | 0 | TRUE | FALSE | 1 | Non-Competitive | 0.68 | Competitive | 99.5259 | 10.556 | 3669.822 | 1848.092 | 143 | 0
SAIRHIW9 KOCH_UP_69A1 FROM_TO | SAIRHIW9 | KOCH_UP_69A1 | 91.3 | 2 | 2 | KOCH_UP2A | KOCH_UP4A | FROM_TO | 73521.13 | 76119.66 | -107.011 | 0 | 716.819 | 1325.37 | -0.02333 | 0.006586 | -0.06373 | 0.51258 | -73.9459 | -86.4042 | 0 |  | 10000 | 10000 | 5613.82 | 9464.098 | 989.753 | 10000 | 5885.07 | 9983.18 | 4170.725 | 10000 | 6268.39 | Competitive | Competitive | 1 | TRUE | FALSE | 1 | Non-Competitive | 0.703 | Competitive | -74.2122 | -85.0455 | 10000 | 5240.358 | 91.3 | 1
SAIRHIW9 KOCH_UP_69A1 TO_FROM | SAIRHIW9 | KOCH_UP_69A1 | 91.3 | 2 | 2 | KOCH_UP2A | KOCH_UP4A | TO_FROM | 73521.13 | 73488.36 | 72.5114 | 0 | 1417.074 | 730.582 | -0.00659 | 0.023333 | -0.51258 | 0.063731 | 108.0983 | 72.8146 | 0 | 10000 |  | 5613.82 | 10000 | 800.987 | 9464.098 | 5885.07 | 10000 | 3553.777 | 9983.18 | 6268.39 | 10000 | Competitive | Non-Competitive | 0 | TRUE | FALSE | 1 | Non-Competitive | 0.703 | Non-Competitive | 106.5857 | 72.796 | 4637.169 | 10000 | 91.3 | 1
SAIRNCA8 BONIVI_RINCON1_1 FROM_TO | SAIRNCA8 | BONIVI_RINCON1_1 | 38 | 1 | 1 | RINCON2A | BONIVIEW2A | FROM_TO | 73521.13 | 73522.9 | -37.0954 | 0 | 1304.75 | 2193.919 | -0.01782 | 0.02665 | -0.76214 | 0.070988 | 34.3701 | -31.0423 | 0 | 3013.264 |  | 1859.234 | 3342.949 | 1199.631 | 790.053 | 3013.264 | 3342.949 | 1895.193 | 2314.302 | 2243.68 | 3249.788 | Competitive | Competitive | 1 | TRUE | FALSE | 1 | Non-Competitive | 0.7265 | Competitive | 31.9966 | -32.5011 | 1853.42 | 3255.143 | 38 | 1
SAIRNCA8 BONIVI_RINCON1_1 TO_FROM | SAIRNCA8 | BONIVI_RINCON1_1 | 38 | 1 | 1 | RINCON2A | BONIVIEW2A | TO_FROM | 73521.13 | 73537.62 | -27.7735 | 0 | 1887.931 | 1281.417 | -0.02665 | 0.017818 | -0.07099 | 0.76214 | 36.8293 | -6.7608 | 0 |  | 5644.313 | 3342.949 | 2689.58 | 738.48 | 2099.148 | 3342.949 | 5644.313 | 2306.394 | 3229.392 | 3249.788 | 3323.774 | Competitive | Competitive | 1 | TRUE | FALSE | 1 | Non-Competitive | 0.7265 | Non-Competitive | 39.6333 | -5.2423 | 3255.143 | 3060.029 | 38 | 0
SAJORIO5 CELANE_KLEBER1_1 FROM_TO | SAJORIO5 | CELANE_KLEBER1_1 | 211 | 1 | 1 | CELANEBI4A | KLEBERG4A | FROM_TO | 73521.13 | 73438.13 | 150.3038 | 0 | 1739.334 | 706.827 | -0.04648 | 0.35434 | -0.52028 | 0.35434 | 254.1822 | 160.6141 | 0 | 1939.267 | 5841.447 | 10000 | 5841.447 | 639.143 | 1670.816 | 10000 | 5841.447 | 4176.57 | 3305.047 | 4810.758 | 6933.186 | Competitive | Non-Competitive | 0 | TRUE | FALSE | 1 | Non-Competitive | 0.7265 | Non-Competitive | 254.5329 | 164.4693 | 4800.792 | 7000.011 | 211 | 1
SAJORIO5 CELANE_KLEBER1_1 TO_FROM | SAJORIO5 | CELANE_KLEBER1_1 | 211 | 1 | 1 | CELANEBI4A | KLEBERG4A | TO_FROM | 73521.13 | 74526.62 | -253.225 | 0 | 706.827 | 1739.334 | -0.35434 | 0.046477 | -0.35434 | 0.52028 | -149.73 | -202.104 | 0 | 3092.856 | 5053.157 | 3092.856 | 10000 | 1457.271 | 846.411 | 4454.993 | 10000 | 2348.619 | 7206.754 | 3207.657 | 8586.433 | Competitive | Competitive | 1 | TRUE | FALSE | 1 | Non-Competitive | 0.7265 | Competitive | -153.795 | -201.812 | 4263.296 | 8570.332 | 211 | 1
SAJORIO5 CELANE_N_SHAR1_1 FROM_TO | SAJORIO5 | CELANE_N_SHAR1_1 | 211 | 1 | 1 | CELANEBI4A | N_SHARPE4A | FROM_TO | 73521.13 | 76194.81 | -269.433 | 0 | 10000 | 1362.087 | -0.03654 | 0.64524 | -0.13691 | 0.64524 | -153.759 | -221.529 | 0 | 5321.437 | 10000 | 10000 | 10000 | 3301.318 | 920.566 | 10000 | 10000 | 9524.052 | 1873.886 | 9625.849 | 10000 | Competitive | Competitive | 1 | TRUE | FALSE | 1 | Non-Competitive | 0.828 | Competitive | -157.784 | -221.561 | 9780.009 | 10000 | 211 | 1
SAJORIO5 CELANE_N_SHAR1_1 TO_FROM | SAJORIO5 | CELANE_N_SHAR1_1 | 211 | 1 | 1 | CELANEBI4A | N_SHARPE4A | TO_FROM | 73521.13 | 73429.12 | 175.252 | 0 | 1913.522 | 10000 | -0.64524 | 0.055799 | -0.64524 | 0.13691 | 271.0858 | 189.6737 | 0 | 2380.244 | 8035.857 | 2380.244 | 10000 | 688.272 | 5175.892 | 2380.244 | 10000 | 1501.167 | 9782.697 | 2435.303 | 9852.86 | Non-Competitive | Non-Competitive | 0 | TRUE | FALSE | 1 | Non-Competitive | 0.828 | Non-Competitive | 270.7313 | 192.7482 | 2432.543 | 9848.523 | 211 | 1
SAJORIO5 NEDIN_XC2_1 FROM_TO | SAJORIO5 | NEDIN_XC2_1 | 994 | 1 | 1 | NEDIN7A | LHEDM | FROM_TO | 73521.13 | 80680.08 | -2072.1 | 0 | 844.158 | 993.242 | -0.04469 | 0.72111 | -0.40126 | 0.76488 | -1719.69 | -1636.27 | 5197.83 | 3529.445 | 940.489 | 4928.015 | 936.334 | 3523.026 | 936.334 | 4928.015 | 940.489 | 4820.446 | 930.384 | 4820.293 | 930.384 | Competitive | Competitive | 1 | TRUE | FALSE | 1 | Non-Competitive | 0.9765 | Competitive | -1807.16 | -1685.66 | 4284.008 | 928.071 | 1314 | 1
SAJORIO5 NEDIN_XC2_1 TO_FROM | SAJORIO5 | NEDIN_XC2_1 | 994 | 1 | 1 | NEDIN7A | LHEDM | TO_FROM | 73521.13 | 72136.18 | 1706.343 | 0 | 993.242 | 703.992 | -0.72111 | 0.054186 | -0.76488 | 0.40126 | 2080.48 | 1882.423 | 0 | 797.324 | 3174.719 | 797.005 | 5413.65 | 793.944 | 3164.783 | 1409.816 | 5413.65 | 773.792 | 5285.604 | 775.423 | 5285.767 | Non-Competitive | Non-Competitive | 0 | TRUE | FALSE | 0 | Non-Competitive | 0.9765 | Non-Competitive | 2068.425 | 1873.106 | 769.315 | 5286.094 | 1314 | 1
SAJORIO5 RAYMND_RAYMON1_1 FROM_TO | SAJORIO5 | RAYMND_RAYMON1_1 | 38 | 1 | 1 | RAYMND22A | RAYMOND12A | FROM_TO | 73521.13 | 73498.04 | 42.0559 | 0 | 1428.8 | 1008.789 | -0.01814 | 0.012423 | -0.60577 | 0.26181 | 51.9894 | 44.9283 | 0 |  |  | 10000 | 6250.826 | 724.503 | 4840.315 | 10000 | 10000 | 653.316 | 7633.591 | 10000 | 7753.81 | Non-Competitive | Non-Competitive | 0 | FALSE | FALSE | 0 | Non-Competitive | 0.6875 | Non-Competitive | 51.5827 | 44.5938 | 10000 | 7657.543 | 38 | 1
SAJORIO5 RAYMND_RAYMON1_1 TO_FROM | SAJORIO5 | RAYMND_RAYMON1_1 | 38 | 1 | 1 | RAYMND22A | RAYMOND12A | TO_FROM | 73521.13 | 73826.33 | -51.7356 | 0 | 1048.625 | 1694.511 | -0.01242 | 0.018136 | -0.26181 | 0.60577 | -42.3404 | -49.8961 | 0 |  |  | 4514.229 | 10000 | 3845.687 | 869.085 | 5479.836 | 10000 | 4413.165 | 824.971 | 4465.689 | 10000 | Competitive | Competitive | 1 | FALSE | FALSE | 1 | Non-Competitive | 0.6875 | Competitive | -43.5189 | -49.4482 | 7657.543 | 10000 | 38 | 1
SALAN_28 AIRLIN_CABANI1_1 FROM_TO | SALAN_28 | AIRLIN_CABANI1_1 | 320 | 0 | 0 | AIRLINE4A | CABANISS4A | FROM_TO | 73521.13 | 74727.41 | -165.025 | 0 | 834.005 | 2016.612 | -0.07524 | 0.38069 | -0.22101 | 0.56685 | 54.2437 | -112.256 | 0 | 7238.608 | 9061.731 | 10000 | 9061.731 | 6940.101 | 1475.594 | 10000 | 9061.731 | 9672.469 | 8284.083 | 9693.693 | 9275.106 | Competitive | Competitive | 1 | TRUE | FALSE | 1 | Non-Competitive | 0.68 | Competitive | 60.0002 | -110.475 | 9641.666 | 9257.052 | 320 | 1
SALAN_28 AIRLIN_CABANI1_1 TO_FROM | SALAN_28 | AIRLIN_CABANI1_1 | 320 | 0 | 0 | AIRLINE4A | CABANISS4A | TO_FROM | 73521.13 | 73791.52 | -53.1102 | 0 | 2116.78 | 928.852 | -0.38069 | 0.075237 | -0.56685 | 0.22101 | 166.3268 | 95.3859 | 0 | 6687.731 | 9358.365 | 9061.731 | 10000 | 1196.457 | 9284.472 | 9061.731 | 10000 | 7480.77 | 9891.427 | 8414.861 | 9893.861 | Competitive | Competitive | 1 | TRUE | FALSE | 1 | Non-Competitive | 0.68 | Competitive | 165.8879 | 90.5906 | 7973.834 | 9893.29 | 320 | 1
SALIKIN8 FALFUR_69A1 FROM_TO | SALIKIN8 | FALFUR_69A1 | 41 | 1 | 1 | FALFUR2A | FALFUR4A | FROM_TO | 73521.13 | 74470.28 | -31.1608 | 0 | 1477.556 | 1110.302 | -0.0051 | 0.001956 | -0.06611 | 0.78367 | -21.6297 | -27.075 | 0 |  |  | 2508.358 | 2527.145 | 2137.801 | 895.483 | 2508.358 | 5000.02 | 3491.752 | 731.41 | 3657.157 | 2673.868 | Competitive | Competitive | 1 | FALSE | FALSE | 1 | Non-Competitive | 0.9455 | Competitive | -19.7384 | -25.4506 | 2835.835 | 2740.89 | 41.3 | 1
SALIKIN8 FALFUR_69A1 TO_FROM | SALIKIN8 | FALFUR_69A1 | 41 | 1 | 1 | FALFUR2A | FALFUR4A | TO_FROM | 73521.13 | 73530.1 | 21.6968 | 0 | 917.272 | 1421.411 | -0.00196 | 0.016181 | -0.78367 | 0.066106 | 33.9722 | 23.8538 | 0 |  |  | 6004.209 | 3330.308 | 719.937 | 2760.862 | 10000 | 3330.308 | 3842.656 | 4296.606 | 7785.559 | 4525.012 | Competitive | Competitive | 1 | FALSE | FALSE | 1 | Non-Competitive | 0.9455 | Competitive | 31.3918 | 21.9355 | 9469.001 | 3721.7 | 41.3 | 1
SAMGJEW8 2310__C FROM_TO | SAMGJEW8 | 2310__C | 36 | 6 | 6 | NAVARRO1_9 | RICHLAND1_9 | FROM_TO | 73521.13 | 73521.65 | 35.4774 | 0 | 0 | 783.088 | 0 | 0.000482 | -0.99952 | 0.000482 | 35.4781 | 35.4844 | 0 |  |  | 783.088 |  | 783.088 |  | 783.088 |  | 783.088 |  | 783.088 | 0 | Competitive | Competitive | 1 | FALSE | TRUE | 1 | Non-Competitive | 0.7345 | Competitive | 35.5996 | 35.4347 | 788.325 | 0 | 36 | 1
SAMGJEW8 2310__C TO_FROM | SAMGJEW8 | 2310__C | 36 | 6 | 6 | NAVARRO1_9 | RICHLAND1_9 | TO_FROM | 73521.13 | 94738.8 | -35.4774 | 0 | 0 | 783.088 | -0.00048 | 0 | -0.00048 | 0.99952 | -35.4351 | -32.713 | 5643.83 |  |  |  | 920.068 |  | 920.068 |  | 920.068 |  | 920.068 | 0 | 920.068 | Competitive | Competitive | 1 | FALSE | TRUE | 1 | Non-Competitive | 0.7345 | Competitive | -35.4389 | -32.0606 | 0 | 921.083 | 36 | 1
SAMGJEW8 2310__D FROM_TO | SAMGJEW8 | 2310__D | 36 | 6 | 6 | RICHLAND1_9 | WRTHMPOD_9 | FROM_TO | 73521.13 | 73523.8 | 33.3327 | 0 | 0 | 783.088 | 0 | 0.000453 | -0.99955 | 0.000453 | 33.3333 | 33.3393 | 0 |  |  | 783.088 |  | 783.088 |  | 783.088 |  | 783.088 |  | 783.088 | 0 | Competitive | Competitive | 1 | FALSE | TRUE | 1 | Non-Competitive | 0.742 | Competitive | 33.4476 | 33.2926 | 788.325 | 0 | 36 | 1
SAMGJEW8 2310__D TO_FROM | SAMGJEW8 | 2310__D | 36 | 6 | 6 | RICHLAND1_9 | WRTHMPOD_9 | TO_FROM | 73521.13 | 94738.8 | -33.3327 | 0 | 0 | 783.088 | -0.00045 | 0 | -0.00045 | 0.99955 | -33.2929 | -30.7354 | 5643.83 |  |  |  | 920.068 |  | 920.068 |  | 920.068 |  | 920.068 | 0 | 920.068 | Competitive | Competitive | 1 | FALSE | TRUE | 1 | Non-Competitive | 0.742 | Competitive | -33.2965 | -30.1224 | 0 | 921.083 | 36 | 1
SASPPAI8 ASPM_69T1 FROM_TO | SASPPAI8 | ASPM_69T1 | 69 | 1 | 1 | ASPM2A | ASPM4A | FROM_TO | 73521.13 | 73619.92 | -107.906 | 0 | 1607.232 | 980.592 | -0.01119 | 0.004724 | -0.45331 | 0.38602 | 24.217 | 6.6606 | 2443.13 |  |  | 1353.47 | 3380.159 | 1083.275 | 3276.428 | 3007.534 | 3767.858 | 1167.967 | 4020.53 | 1774.209 | 4035.073 | Competitive | Competitive | 1 | FALSE | FALSE | 1 | Non-Competitive | 0.695 | Competitive | 14.3786 | 1.9762 | 3059.409 | 4006.227 | 68.8 | 1
SASPPAI8 ASPM_69T1 TO_FROM | SASPPAI8 | ASPM_69T1 | 69 | 1 | 1 | ASPM2A | ASPM4A | TO_FROM | 73521.13 | 73414.25 | -21.5857 | 0 | 980.592 | 1607.232 | -0.00318 | 0.21865 | -0.38602 | 0.45331 | 109.7469 | 5.9482 | 0 | 4336.092 |  | 6912.992 | 2331.074 | 2051.142 | 1335.203 | 10000 | 2930.951 | 6656.75 | 1910.051 | 7050.649 | 2817.735 | Competitive | Non-Competitive | 0 | TRUE | FALSE | 1 | Non-Competitive | 0.695 | Non-Competitive | 96.5542 | 6.5108 | 7778.129 | 3022.039 | 68.8 | 1
SASPPAI8 ASPM_CONA1_1 FROM_TO | SASPPAI8 | ASPM_CONA1_1 | 30 | 1 | 1 | ASPM2A | CONA2A | FROM_TO | 73521.13 | 73521.81 | -16.6429 | 0 | 985.046 | 1116.423 | -0.00032 | 0.10556 | -0.59211 | 0.31835 | 29.6166 | 1.5743 | 0 | 5097.486 |  | 5653.209 | 944.74 | 3244.557 | 941.068 | 10000 | 1035.445 | 7091.93 | 923.588 | 7262.849 | 924.676 | Competitive | Competitive | 1 | TRUE | FALSE | 1 | Non-Competitive | 0.7185 | Competitive | 25.2128 | -6.8333 | 8005.715 | 911.712 | 30 | 1
SASPPAI8 ASPM_CONA1_1 TO_FROM | SASPPAI8 | ASPM_CONA1_1 | 30 | 1 | 1 | ASPM2A | CONA2A | TO_FROM | 73521.13 | 73562.07 | -24.1551 | 0 | 1188.107 | 1005.95 | -0.00189 | 0.014365 | -0.31835 | 0.59211 | 16.9672 | 13.9914 | 0 |  |  | 5207.624 | 3589.752 | 722.709 | 2982.784 | 5207.624 | 9650.513 | 4639.351 | 4376.34 | 5207.624 | 4737.663 | Competitive | Competitive | 1 | FALSE | FALSE | 1 | Non-Competitive | 0.7185 | Competitive | 15.1744 | 9.8148 | 5207.624 | 4101.614 | 30 | 1
SASPSPU8 PADR_PADU1_1 FROM_TO | SASPSPU8 | PADR_PADU1_1 | 214 | 0 | 0 | PADR2A | PADU2A | FROM_TO | 73521.13 | 74410.09 | -24.5123 | 0 | 10000 | 1570.195 | -0.00269 | 0.5437 | -0.16982 | 0.81153 | 62.3245 | -23.5459 | 0 | 5637.396 |  | 10000 | 2831.087 | 2244.891 | 1050.024 | 10000 | 2831.087 | 8969.33 | 1130.49 | 9190.59 | 3084.601 | Competitive | Competitive | 1 | TRUE | FALSE | 1 | Non-Competitive | 0.7655 | Competitive | 56.5528 | -19.7951 | 9147.066 | 2982.584 | 214 | 1
SASPSPU8 PADR_PADU1_1 TO_FROM | SASPSPU8 | PADR_PADU1_1 | 214 | 0 | 0 | PADR2A | PADU2A | TO_FROM | 73521.13 | 73753.53 | -31.675 | 0 | 1570.195 | 10000 | -0.0052 | 0.002691 | -0.81153 | 0.16982 | 25.3791 | 15.614 | 1175.03 |  |  | 2052.471 | 3354.241 | 957.435 | 3302.866 | 2208.172 | 3748.362 | 989.716 | 3934.797 | 2288.952 | 3948.324 | Competitive | Competitive | 1 | FALSE | FALSE | 1 | Non-Competitive | 0.7655 | Competitive | 20.8311 | 12.6093 | 2811.95 | 3938.34 | 214 | 1
SAVEJOL8 372T359_1 FROM_TO | SAVEJOL8 | 372T359_1 | 227 | 1 | 1 | L_GABRIE8_1Y | L_GLASSC8_1Y | FROM_TO | 73521.13 | 73465.69 | 45.5936 | 0 | 2186.175 | 1087.997 | -0.09221 | 0.007327 | -0.7197 | 0.15048 | 266.8998 | 136.0614 | 0 |  | 10000 | 1507.892 | 10000 | 1255.67 | 3576.122 | 1682.576 | 10000 | 1483.536 | 9200.36 | 1598.084 | 10000 | Competitive | Non-Competitive | 0 | TRUE | FALSE | 1 | Non-Competitive | 0.672 | Non-Competitive | 262.1452 | 149.9503 | 1666.97 | 10000 | 220.6 | 1
SAVEJOL8 372T359_1 TO_FROM | SAVEJOL8 | 372T359_1 | 227 | 1 | 1 | L_GABRIE8_1Y | L_GLASSC8_1Y | TO_FROM | 73521.13 | 75403.03 | -209.293 | 0 | 1219.498 | 2186.175 | -0.00733 | 0.092209 | -0.15048 | 0.7197 | -67.9528 | -62.2268 | 3245.23 | 10000 |  | 10000 | 1889.209 | 2912.798 | 1522.989 | 10000 | 2027.665 | 8749.336 | 1758.572 | 10000 | 1911.417 | Competitive | Competitive | 1 | TRUE | FALSE | 1 | Non-Competitive | 0.672 | Competitive | -79.1335 | -63.4348 | 10000 | 1949.042 | 220.6 | 1
SAVMBSP8 6250__A FROM_TO | SAVMBSP8 | 6250__A | 143 | 5 | 5 | BIGSPRIG_8 | COSDEN_8 | FROM_TO | 73521.13 | 73465.51 | -70.2009 | 0 | 875.932 | 1369.729 | -0.02308 | 0.39802 | -0.57061 | 0.41208 | 171.7768 | 122.5249 | 2240.93 | 1769.215 | 10000 | 2877.019 | 10000 | 1365.792 | 1953.852 | 2877.019 | 10000 | 3334.464 | 7980.461 | 3417.178 | 10000 | Competitive | Non-Competitive | 0 | TRUE | FALSE | 1 | Non-Competitive | 0.75 | Competitive | 141.9841 | 98.2271 | 3541.317 | 10000 | 143 | 0
SAVMBSP8 6250__A TO_FROM | SAVMBSP8 | 6250__A | 143 | 5 | 5 | BIGSPRIG_8 | COSDEN_8 | TO_FROM | 73521.13 | 73646.47 | -170.771 | 0 | 1355.498 | 874.97 | -0.26291 | 0.023084 | -0.41208 | 0.57061 | 91.308 | 3.9365 | 0 | 10000 | 5770.267 | 4459.474 | 10000 | 1439.01 | 2867.524 | 6435.387 | 10000 | 4917.999 | 4535.539 | 6161.231 | 7282.498 | Competitive | Competitive | 1 | TRUE | FALSE | 1 | Non-Competitive | 0.75 | Competitive | 90.9292 | 15.0001 | 5941.588 | 10000 | 143 | 1
SAVMBSP8 BSPSW_FMR1 FROM_TO | SAVMBSP8 | BSPSW_FMR1 | 116 | 5 | 5 | BIGSPRIG_8 | BIGSPRIG_9 | FROM_TO | 73521.13 | 73553.24 | -5.8935 | 0 | 899.638 | 5358.458 | -0.5229 | 0.16602 | -0.56595 | 0.17405 | 97.829 | 21.4683 | 0 | 3109.044 | 10000 | 3109.044 | 10000 | 1393.681 | 6724.313 | 3109.044 | 10000 | 3921.41 | 9967.494 | 4047.005 | 10000 | Competitive | Competitive | 1 | TRUE | FALSE | 1 | Non-Competitive | 0.68 | Competitive | 97.1699 | 18.8467 | 4023.776 | 10000 | 116 | 1
SAVMBSP8 BSPSW_FMR1 TO_FROM | SAVMBSP8 | BSPSW_FMR1 | 116 | 5 | 5 | BIGSPRIG_8 | BIGSPRIG_9 | TO_FROM | 73521.13 | 74064.84 | -75.6442 | 0 | 5358.457 | 1153.022 | -0.01178 | 0.5229 | -0.17405 | 0.56595 | 20.4194 | -2.3655 | 2181.23 | 3943.494 |  | 5304.454 | 10000 | 2291.7 | 1576.909 | 5304.454 | 10000 | 4960.403 | 6210.143 | 5018.06 | 10000 | Competitive | Competitive | 1 | TRUE | FALSE | 1 | Non-Competitive | 0.68 | Competitive | 13.5434 | -6.4541 | 5138.343 | 10000 | 116 | 1
SAZSL8 PRTTLR84_A FROM_TO | SAZSL8 | PRTTLR84_A | 216 | 1 | 1 | PORT____138A | TAYLOR__8010 | FROM_TO | 73521.13 | 73329.78 | -147.237 | 0 | 1868.739 | 1442.14 | -0.23401 | 0.057632 | -0.6558 | 0.31884 | 341.5797 | -63.4259 | 0 | 2683.488 | 3246.978 | 2683.488 | 3518.207 | 1008.027 | 3138.417 | 3544.371 | 4824.068 | 2479.275 | 4089.593 | 3141.36 | 4096.833 | Competitive | Non-Competitive | 0 | TRUE | FALSE | 1 | Non-Competitive | 0.789 | Non-Competitive | 339.8835 | -61.6138 | 3050.259 | 4102.59 | 220 | 1
SAZSL8 PRTTLR84_A TO_FROM | SAZSL8 | PRTTLR84_A | 216 | 1 | 1 | PORT____138A | TAYLOR__8010 | TO_FROM | 73521.13 | 73461.47 | -316.438 | 0 | 1424.005 | 1912.484 | -0.05763 | 0.23401 | -0.31884 | 0.6558 | 226.7106 | -266.89 | 0 | 3246.978 | 2683.488 | 3518.207 | 2683.488 | 3135.485 | 1128.082 | 4824.068 | 3544.371 | 4089.588 | 2513.791 | 4096.833 | 3141.36 | Competitive | Non-Competitive | 0 | TRUE | FALSE | 1 | Non-Competitive | 0.789 | Non-Competitive | 232.6168 | -261.684 | 4102.59 | 3050.259 | 220 | 1
SBATPAL8 2585_1 FROM_TO | SBATPAL8 | 2585_1 | 122 | 1 | 1 | MOORESUB8 | DOWNIESUB8 | FROM_TO | 73521.13 | 73365.99 | -108.87 | 0 | 1102.757 | 884.034 | -0.17813 | 0.063349 | -0.43502 | 0.11687 | 189.3841 | 1.1043 | 0 | 10000 | 10000 | 10000 | 10000 | 1037.369 | 1456.659 | 10000 | 10000 | 3160.58 | 5767.452 | 10000 | 10000 | Competitive | Non-Competitive | 0 | TRUE | FALSE | 1 | Non-Competitive | 0.6485 | Competitive | 108.3873 | -6.6121 | 10000 | 10000 | 122 | 0
SBATPAL8 2585_1 TO_FROM | SBATPAL8 | 2585_1 | 122 | 1 | 1 | MOORESUB8 | DOWNIESUB8 | TO_FROM | 73521.13 | 72928.04 | -190.577 | 0 | 900.561 | 1125.524 | -0.06335 | 0.17813 | -0.11687 | 0.43502 | 188.84 | -140.975 | 0 | 1867.807 | 10000 | 6000.287 | 10000 | 753.813 | 1147.717 | 6000.287 | 10000 | 1768.985 | 3375.925 | 2767.847 | 10000 | Competitive | Non-Competitive | 0 | TRUE | FALSE | 1 | Non-Competitive | 0.6485 | Competitive | 98.6126 | -64.8881 | 3549.546 | 10000 | 122 | 0
SBATPEA8 2585_1 FROM_TO | SBATPEA8 | 2585_1 | 122 | 1 | 1 | MOORESUB8 | DOWNIESUB8 | FROM_TO | 73521.13 | 73336.63 | -96.149 | 0 | 1341.939 | 960.098 | -0.16283 | 0.099761 | -0.39751 | 0.14293 | 195.2342 | 5.9611 | 0 | 10000 | 5406.235 | 10000 | 10000 | 1164.405 | 1394.029 | 10000 | 10000 | 5461.172 | 5511.359 | 10000 | 8808.824 | Competitive | Non-Competitive | 0 | TRUE | FALSE | 1 | Non-Competitive | 0.6875 | Non-Competitive | 122.3754 | 2.4413 | 10000 | 10000 | 122 | 1
SBATPEA8 2585_1 TO_FROM | SBATPEA8 | 2585_1 | 122 | 1 | 1 | MOORESUB8 | DOWNIESUB8 | TO_FROM | 73521.13 | 73200.45 | -190.794 | 0 | 887.676 | 1341.939 | -0.09976 | 0.16283 | -0.14293 | 0.39751 | 164.789 | -141.562 | 0 | 1569.474 | 10000 | 5891.928 | 10000 | 721.326 | 1266.534 | 5891.928 | 10000 | 1720.284 | 5620.224 | 2563.73 | 10000 | Competitive | Non-Competitive | 0 | TRUE | FALSE | 1 | Non-Competitive | 0.6875 | Competitive | 90.7231 | -73.3744 | 5014.016 | 10000 | 122 | 0
SBATPEA8 PEARSALL_69_4 FROM_TO | SBATPEA8 | PEARSALL_69_4 | 143 | 1 | 1 | PEARSALLSW8 | PEARSALLSW9 | FROM_TO | 73521.13 | 73553.53 | 34.145 | 0 | 1027.822 | 10000 | -0.67046 | 0.20141 | -0.67046 | 0.20141 | 121.2781 | 43.538 | 0 | 10000 | 10000 | 10000 | 10000 | 1776.959 | 7768.753 | 10000 | 10000 | 9812.027 | 9973.473 | 10000 | 10000 | Competitive | Competitive | 1 | TRUE | FALSE | 1 | Non-Competitive | 0.6565 | Competitive | 25.8321 | -56.6702 | 9978.562 | 10000 | 200 | 1
SBATPEA8 PEARSALL_69_4 TO_FROM | SBATPEA8 | PEARSALL_69_4 | 143 | 1 | 1 | PEARSALLSW8 | PEARSALLSW9 | TO_FROM | 73521.13 | 74100.61 | -115.638 | 0 | 10000 | 1027.822 | -0.20141 | 0.67046 | -0.20141 | 0.67046 | 25.8414 | -66.9819 | 0 | 10000 | 10000 | 10000 | 10000 | 6424.174 | 2064.273 | 10000 | 10000 | 9943.582 | 9835.076 | 10000 | 10000 | Competitive | Competitive | 1 | TRUE | FALSE | 1 | Non-Competitive | 0.6565 | Competitive | 119.5557 | 35.4185 | 10000 | 10000 | 200 | 1
SBBSJE15 50__A FROM_TO | SBBSJE15 | 50__A | 1098 | 0 | 0 | BIGBRN__5 | JEWETT_N5 | FROM_TO | 73521.13 | 66930.09 | -1589.3 | 0 | 2111.901 | 1945.677 | -0.08356 | 0.20739 | -0.18942 | 0.20739 | 1858.238 | 207.68 | 0 | 1784.921 | 1348.695 | 2308.971 | 1359.671 | 1776.221 | 1348.677 | 4842.458 | 1886.249 | 2362.797 | 1545.105 | 2363.865 | 1545.105 | Competitive | Competitive | 0 | TRUE | TRUE | 1 | Competitive | 0.6645 | Competitive | 1577.506 | 435.145 | 2426.245 | 1551.912 | 1072 | 1
SBBSJE15 50__A TO_FROM | SBBSJE15 | 50__A | 1098 | 0 | 0 | BIGBRN__5 | JEWETT_N5 | TO_FROM | 73521.13 | 67952.7 | -358.973 | 0 | 1945.677 | 2095.483 | -0.20739 | 0.08356 | -0.20739 | 0.18942 | 1536.484 | 815.075 | 2359.03 | 1238.769 | 2242.434 | 1248.259 | 2429.662 | 1238.357 | 2229.764 | 1744.423 | 4842.458 | 1444.391 | 2695.239 | 1444.497 | 2696.556 | Non-Competitive | Non-Competitive | 0 | TRUE | FALSE | 1 | Non-Competitive | 0.6645 | Non-Competitive | 1541.586 | 878.9996 | 1383.938 | 2676.523 | 1072 | 1
SBBSJE25 50__A FROM_TO | SBBSJE25 | 50__A | 1098 | 1 | 1 | BIGBRN__5 | JEWETT_N5 | FROM_TO | 73521.13 | 61137.44 | -2155.82 | 0 | 2027.076 | 1915.016 | -0.1056 | 0.28125 | -0.19447 | 0.28125 | 2445.728 | 248.1854 | 0 | 1809.261 | 1340.946 | 2261.106 | 1352.48 | 1809.261 | 1338.706 | 4844.292 | 1747.071 | 2419.497 | 1541.761 | 2419.497 | 1541.867 | Competitive | Competitive | 0 | TRUE | TRUE | 1 | Competitive | 0.656 | Competitive | 2069.218 | 558.8029 | 2480.017 | 1548.701 | 1072 | 1
SBBSJE25 50__A TO_FROM | SBBSJE25 | 50__A | 1098 | 1 | 1 | BIGBRN__5 | JEWETT_N5 | TO_FROM | 73521.13 | 66177.66 | -414.158 | 0 | 1915.016 | 2133.683 | -0.28125 | 0.1056 | -0.28125 | 0.19447 | 2049.294 | 1091.12 | 2359.03 | 1230.187 | 2261.473 | 1240.132 | 2395.48 | 1227.808 | 2261.473 | 1610.588 | 4844.292 | 1437.582 | 2742.004 | 1437.801 | 2742.004 | Non-Competitive | Non-Competitive | 0 | TRUE | FALSE | 1 | Non-Competitive | 0.656 | Non-Competitive | 2052.444 | 1175.156 | 1378.151 | 2719.283 | 1072 | 1
SBBSJEW5 40__A FROM_TO | SBBSJEW5 | 40__A | 1098 | 1 | 1 | BIGBRN__5 | JEWETT_S5 | FROM_TO | 73521.13 | 62971.09 | -2143.78 | 0 | 2110.887 | 2269.304 | -0.09717 | 0.27958 | -0.19483 | 0.27958 | 2280.454 | 187.3465 | 0 | 1856.233 | 1306.55 | 2626.341 | 1328.5 | 1856.233 | 1306.301 | 4847.559 | 1512.954 | 2523.975 | 1524.359 | 2523.975 | 1524.378 | Non-Competitive | Non-Competitive | 0 | TRUE | FALSE | 1 | Non-Competitive | 0.703 | Non-Competitive | 1933.872 | 615.0683 | 2582.507 | 1532.15 | 1072 | 1
SBBSJEW5 40__A TO_FROM | SBBSJEW5 | 40__A | 1098 | 1 | 1 | BIGBRN__5 | JEWETT_S5 | TO_FROM | 73521.13 | 66782.39 | -290.917 | 0 | 1955.7 | 2141.53 | -0.27958 | 0.097169 | -0.27958 | 0.19482 | 1975.98 | 1059.317 | 2359.03 | 1196.412 | 2297.797 | 1215.936 | 2795.486 | 1196.196 | 2297.797 | 1401.049 | 4847.559 | 1414.816 | 2826.961 | 1414.833 | 2826.961 | Non-Competitive | Non-Competitive | 0 | TRUE | FALSE | 1 | Non-Competitive | 0.703 | Non-Competitive | 1980.591 | 1142.929 | 1358.848 | 2800.495 | 1072 | 1
SBBSRC25 TRSES_MR6H FROM_TO | SBBSRC25 | TRSES_MR6H | 348 | 1 | 1 | TRINDAD1_5 | TRSES6_1 | FROM_TO | 73521.13 | 73583.98 | -38.1036 | 0 | 2098.72 | 10000 | -0.66143 | 0.15543 | -0.66143 | 0.15543 | 306.4164 | 31.4087 | 0 | 3866.054 | 7673.333 | 10000 | 10000 | 2259.34 | 5553.46 | 10000 | 10000 | 6357.502 | 9701.504 | 6686.479 | 9707.55 | Competitive | Competitive | 1 | TRUE | FALSE | 1 | Non-Competitive | 0.703 | #N/A | #N/A | #N/A | #N/A | #N/A | #N/A | #N/A
SBBSRC25 TRSES_MR6H TO_FROM | SBBSRC25 | TRSES_MR6H | 348 | 1 | 1 | TRINDAD1_5 | TRSES6_1 | TO_FROM | 73521.13 | 74595.58 | -191.306 | 0 | 10000 | 1835.848 | -0.15543 | 0.66143 | -0.15543 | 0.66143 | 175.0548 | -183.565 | 0 | 7673.333 | 3866.054 | 10000 | 10000 | 5452.253 | 2585.841 | 10000 | 10000 | 9701.253 | 6408.674 | 9707.55 | 6686.479 | Competitive | Competitive | 1 | TRUE | FALSE | 1 | Non-Competitive | 0.703 | #N/A | #N/A | #N/A | #N/A | #N/A | #N/A | #N/A
SBCETM25 425__A FROM_TO | SBCETM25 | 425__A | 1065 | 1 | 1 | TEMP_SS__5 | BELL_E_5 | FROM_TO | 73521.13 | 73936.75 | -1022.37 | 0 | 891.016 | 2040.654 | -0.20449 | 0.098559 | -0.64859 | 0.21145 | 788.7197 | -500.415 | 0 | 681.765 | 1902.077 | 677.479 | 2548.043 | 645.376 | 1866.39 | 850.888 | 6523.449 | 749.188 | 1908.472 | 792.9 | 1906.625 | Competitive | Competitive | 1 | TRUE | TRUE | 1 | Competitive | 0.6565 | Competitive | 662.711 | -184.422 | 965.711 | 1335.873 | 1072 | 1
SBCETM25 425__A TO_FROM | SBCETM25 | 425__A | 1065 | 1 | 1 | TEMP_SS__5 | BELL_E_5 | TO_FROM | 73521.13 | 71859.44 | -520.49 | 0 | 2357.064 | 891.016 | -0.09856 | 0.20449 | -0.21145 | 0.64859 | 1305.812 | 237.1232 | 0 | 1854.542 | 1254.331 | 2548.043 | 1692.447 | 1820.769 | 964.666 | 6523.449 | 2514.707 | 1889.119 | 1462.086 | 1887.231 | 1698.086 | Competitive | Competitive | 0 | TRUE | TRUE | 1 | Competitive | 0.6565 | Competitive | 1397.388 | 748.9605 | 1212.319 | 1451.225 | 1072 | 1
SBCKCGR8 6430__C FROM_TO | SBCKCGR8 | 6430__C | 179 | 1 | 1 | MOSS_8 | AMOCNCTA_8 | FROM_TO | 73521.13 | 73493.67 | 29.9251 | 0 | 907.359 | 2549.271 | -0.09944 | 0.014396 | -0.63523 | 0.061563 | 196.4416 | 164.1686 | 0 |  | 10000 | 3935.403 | 10000 | 706.717 | 9822.394 | 4933.104 | 10000 | 1324.829 | 9977.66 | 4621.684 | 10000 | Non-Competitive | Non-Competitive | 0 | TRUE | FALSE | 1 | Non-Competitive | 0.6875 | Non-Competitive | 188.4637 | 160.0986 | 4655.567 | 10000 | 186 | 1
SBCKCGR8 6430__C TO_FROM | SBCKCGR8 | 6430__C | 179 | 1 | 1 | MOSS_8 | AMOCNCTA_8 | TO_FROM | 73521.13 | 76083.94 | -194.531 | 0 | 2549.276 | 1181.515 | -0.0144 | 0.1829 | -0.06156 | 0.63523 | 25.8833 | -173.545 | 0 | 2801.829 |  | 3339.031 | 4933.104 | 2277.383 | 807.351 | 3339.031 | 4933.104 | 3613.402 | 1568.089 | 3709.508 | 5159.11 | Competitive | Competitive | 1 | TRUE | FALSE | 1 | Non-Competitive | 0.6875 | Competitive | -45.9963 | -165.158 | 4148.379 | 5190.295 | 186 | 1
SBCKCGR8 6437__C FROM_TO | SBCKCGR8 | 6437__C | 393 | 1 | 1 | GOLDENSW_8 | BRAND_8 | FROM_TO | 73521.13 | 73734.28 | -7.438 | 0 | 1620.114 | 10000 | -0.0437 | 0.12591 | -0.8669 | 0.12591 | 208.2173 | 80.3172 | 0 | 3992.718 | 10000 | 4217.343 | 3663.877 | 1159.316 | 3433.054 | 4619.467 | 10000 | 4160.15 | 4883.53 | 4444.571 | 4951.283 | Competitive | Competitive | 1 | TRUE | FALSE | 1 | Non-Competitive | 0.781 | Competitive | 205.5652 | 130.0239 | 4208.5 | 4378.63 | 394 | 1
SBCKCGR8 6437__C TO_FROM | SBCKCGR8 | 6437__C | 393 | 1 | 1 | GOLDENSW_8 | BRAND_8 | TO_FROM | 73521.13 | 75750.05 | -181.371 | 0 | 10000 | 1707.401 | -0.01144 | 0.61951 | -0.12591 | 0.8669 | 112.0387 | 90.776 | 2670.43 | 5344.183 |  | 10000 | 10000 | 2957.592 | 1123.586 | 10000 | 10000 | 9018.748 | 2145.609 | 9260.353 | 10000 | Competitive | Competitive | 1 | TRUE | FALSE | 1 | Non-Competitive | 0.781 | Competitive | 77.5359 | 61.971 | 10000 | 9748.437 | 394 | 1
SBCKCGR8 6611__D FROM_TO | SBCKCGR8 | 6611__D | 195 | 1 | 1 | LAMESA_9 | SPARNBRG_9 | FROM_TO | 73521.13 | 73821.05 | -48.8471 | 0 | 872.47 | 1797.009 | -0.06363 | 0.11313 | -0.4998 | 0.29737 | 44.7989 | -41.8166 | 0 | 2500.617 | 10000 | 5375.355 | 10000 | 1517.291 | 1110.067 | 10000 | 10000 | 4647.391 | 4562.616 | 5045.638 | 10000 | Competitive | Competitive | 1 | TRUE | FALSE | 1 | Non-Competitive | 0.672 | Competitive | 5.9172 | -10.0822 | 2957.537 | 10000 | 197 | 1
SBCKCGR8 6611__D TO_FROM | SBCKCGR8 | 6611__D | 195 | 1 | 1 | LAMESA_9 | SPARNBRG_9 | TO_FROM | 73521.13 | 73984.88 | -44.4456 | 0 | 1580.147 | 872.47 | -0.02135 | 0.06363 | -0.29737 | 0.4998 | 56.9619 | 24.3863 | 0 | 2710.692 | 10000 | 3155.059 | 10000 | 1022.831 | 3634.293 | 4639.317 | 10000 | 2705.054 | 5810.18 | 2877.556 | 10000 | Competitive | Competitive | 1 | TRUE | FALSE | 1 | Non-Competitive | 0.672 | Competitive | 24.1711 | 4.5604 | 3429.758 | 10000 | 197 | 1
SBCKCGR8 ODNTH_FMR1 FROM_TO | SBCKCGR8 | ODNTH_FMR1 | 87 | 1 | 1 | ODESSANO_8 | ODESSANO_9 | FROM_TO | 73521.13 | 73525.39 | 15.1557 | 0 | 1063.943 | 990.226 | -0.03522 | 0.005114 | -0.70308 | 0.045197 | 84.0031 | 74.1165 | 0 |  | 10000 | 4155.968 | 10000 | 719.668 | 9922.165 | 5803.228 | 10000 | 1012.1 | 9991.428 | 4974.115 | 10000 | Competitive | Competitive | 1 | TRUE | FALSE | 1 | Non-Competitive | 0.6795 | Competitive | 64.0495 | 55.587 | 4973.697 | 10000 | 87 | 1
SBCKCGR8 ODNTH_FMR1 TO_FROM | SBCKCGR8 | ODNTH_FMR1 | 87 | 1 | 1 | ODESSANO_8 | ODESSANO_9 | TO_FROM | 73521.13 | 75821.58 | -83.4161 | 0 | 990.227 | 1055.016 | -0.00511 | 0.061262 | -0.0452 | 0.70308 | -14.879 | -76.7864 | 0 | 3429.744 |  | 3429.744 | 5248.944 | 2603.95 | 816.447 | 4227.109 | 5803.228 | 3842.117 | 1175.801 | 4009.44 | 5575.257 | Competitive | Competitive | 1 | TRUE | FALSE | 1 | Non-Competitive | 0.6795 | Competitive | -19.6067 | -57.1201 | 3899.147 | 5533.987 | 87 | 1
SBELHIG8 163T232_1 FROM_TO | SBELHIG8 | 163T232_1 | 198 | 2 | 2 | L_WALLER8_1Y | L_CHAPHI8_1Y | FROM_TO | 73521.13 | 73514.5 | -450.319 | 0 | 2498.254 | 1102.421 | -0.0447 | 0.028544 | -0.36056 | 0.33738 | 162.316 | -94.4093 | 0 | 10000 | 5076.333 | 2965.421 | 4179.551 | 2357.41 | 1128.555 | 2968.423 | 6362.682 | 2547.543 | 2312.376 | 2826.379 | 4775.895 | Competitive | Competitive | 1 | TRUE | FALSE | 1 | Non-Competitive | 0.695 | Non-Competitive | 204.2126 | -43.8726 | 1955.419 | 4798.003 | 194.57 | 0
SBELHIG8 163T232_1 TO_FROM | SBELHIG8 | 163T232_1 | 198 | 2 | 2 | L_WALLER8_1Y | L_CHAPHI8_1Y | TO_FROM | 73521.13 | 72819.9 | 1.9559 | 0 | 1102.421 | 2689.096 | -0.02854 | 0.044697 | -0.33738 | 0.36056 | 424.6115 | 61.9611 | 0 | 5076.333 | 10000 | 4179.551 | 2965.421 | 908.972 | 2404.764 | 6362.682 | 2968.423 | 1983.599 | 2562.026 | 4775.895 | 2826.379 | Non-Competitive | Non-Competitive | 0 | TRUE | FALSE | 1 | Non-Competitive | 0.695 | Non-Competitive | 362.97 | 70.7467 | 4798.003 | 2367.372 | 194.57 | 1
SBELTMP8 2394__A FROM_TO | SBELTMP8 | 2394__A | 106 | 1 | 1 | POAGE | SEATON9 | FROM_TO | 73521.13 | 73992.98 | -105.448 | 0 | 1199.766 | 2240.802 | -0.00728 | 0.009315 | -0.24707 | 0.42473 | -21.2507 | -27.4804 | 2299.03 |  |  | 3907.711 | 1655.286 | 1389.909 | 1439.078 | 4927.276 | 5069.195 | 2163.953 | 1507.227 | 4398.862 | 1551.726 | Competitive | Competitive | 1 | FALSE | FALSE | 1 | Non-Competitive | 0.7105 | Non-Competitive | 136.8824 | 48.3759 | 1609.103 | 4356.579 | 107 | 0
SBELTMP8 2394__A TO_FROM | SBELTMP8 | 2394__A | 106 | 1 | 1 | POAGE | SEATON9 | TO_FROM | 73521.13 | 73442.46 | 7.9182 | 0 | 2240.802 | 1199.766 | -0.00931 | 0.007283 | -0.42473 | 0.24707 | 139.4215 | 44.6995 | 0 |  |  | 1580.592 | 4917.104 | 1215.376 | 1617.671 | 5069.195 | 4927.276 | 1330.496 | 2432.02 | 1488.979 | 4987.694 | Competitive | Non-Competitive | 0 | FALSE | FALSE | 1 | Non-Competitive | 0.7105 | Competitive | -28.1382 | -26.63 | 3849.765 | 1609.103 | 107 | 0
SBELTMP8 SEA_AAT1 FROM_TO | SBELTMP8 | SEA_AAT1 | 60 | 1 | 1 | SEATON9 | SEATON8 | FROM_TO | 73521.13 | 74912.62 | -79.7381 | 0 | 1112.497 | 901.999 | -0.00517 | 0.010089 | -0.05884 | 0.61026 | -19.2459 | -25.3167 | 2395.03 |  |  | 3496.724 | 1875.754 | 1022.75 | 1841.419 | 6104.061 | 1904.604 | 2432.29 | 1672.674 | 3445.937 | 1689.088 | Competitive | Competitive | 1 | FALSE | FALSE | 1 | Non-Competitive | 0.7265 | Competitive | -21.8939 | -25.2302 | 3505.749 | 1793.866 | 60 | 1
SBELTMP8 SEA_AAT1 TO_FROM | SBELTMP8 | SEA_AAT1 | 60 | 1 | 1 | SEATON9 | SEATON8 | TO_FROM | 73521.13 | 73446.99 | 12.3696 | 0 | 901.999 | 1013.181 | -0.01009 | 0.005165 | -0.61026 | 0.058835 | 105.2974 | 34.2585 | 0 |  |  | 1342.465 | 3496.724 | 1322.828 | 1139.779 | 787.797 | 6104.061 | 1190.046 | 2550.512 | 1198.955 | 3445.937 | Competitive | Non-Competitive | 0 | FALSE | FALSE | 1 | Non-Competitive | 0.7265 | Non-Competitive | 96.2108 | 38.4517 | 1333.133 | 3505.749 | 60 | 1
SBGLTWI8 SACO_SAMF1_1 FROM_TO | SBGLTWI8 | SACO_SAMF1_1 | 38 | 1 | 1 | SACO2A | SAMF2A | FROM_TO | 73521.13 | 73508.67 | -40.1781 | 0 | 1429.957 | 910.094 | -0.02354 | 0.004929 | -0.84741 | 0.0396 | 48.5587 | 14.2539 | 0 |  | 10000 | 3265.117 | 10000 | 1100.922 | 1771.307 | 10000 | 10000 | 1127.84 | 2811.091 | 3334.263 | 10000 | Competitive | Non-Competitive | 0 | TRUE | FALSE | 1 | Non-Competitive | 0.6875 | Non-Competitive | 44.8047 | 16.7506 | 3154.806 | 10000 | 38 | 1
SBGLTWI8 SACO_SAMF1_1 TO_FROM | SBGLTWI8 | SACO_SAMF1_1 | 38 | 1 | 1 | SACO2A | SAMF2A | TO_FROM | 73521.13 | 73290.56 | -41.8348 | 0 | 858.549 | 1429.957 | -0.00116 | 0.041946 | -0.0396 | 0.84741 | 44.8652 | 32.1782 | 0 | 2932.29 |  | 2862.783 | 1839.379 | 1434.22 | 1347.199 | 2932.29 | 1801.819 | 2499.564 | 1603.59 | 2847.779 | 1843.001 | Competitive | Non-Competitive | 0 | TRUE | FALSE | 1 | Non-Competitive | 0.6875 | Competitive | 29.4501 | 23.1322 | 3275.866 | 1794.882 | 38 | 0
SBIGPEA9 POT_PEAR_1 FROM_TO | SBIGPEA9 | POT_PEAR_1 | 45 | 4 | 4 | POTEETSUB9 | PEARSALLSW9 | FROM_TO | 73521.13 | 73753.62 | -41.5388 | 0 | 1433.667 | 748.918 | -0.09592 | 0.010079 | -0.09592 | 0.30238 | 22.7061 | -4.0562 | 0 |  | 10000 | 8413.638 | 10000 | 2370.143 | 3952.483 | 10000 | 10000 | 6269.5 | 9585.222 | 7068.202 | 10000 | Competitive | Competitive | 1 | TRUE | FALSE | 1 | Non-Competitive | 0.68 | Competitive | 19.0438 | 2.6091 | 9753.82 | 10000 | 45 | 1
SBIGPEA9 POT_PEAR_1 TO_FROM | SBIGPEA9 | POT_PEAR_1 | 45 | 4 | 4 | POTEETSUB9 | PEARSALLSW9 | TO_FROM | 73521.13 | 73501.79 | -17.9336 | 0 | 748.918 | 1317.092 | -0.01008 | 0.095924 | -0.30238 | 0.095924 | 50.9014 | -8.2182 | 0 | 9257.248 |  | 10000 | 8413.638 | 1981.18 | 2612.813 | 10000 | 10000 | 8739.241 | 6709.699 | 9732.516 | 7068.202 | Competitive | Non-Competitive | 0 | TRUE | FALSE | 1 | Non-Competitive | 0.68 | Competitive | 32.428 | -8.932 | 10000 | 9753.82 | 45 | 0
SBLESTP5 357T544_1 FROM_TO | SBLESTP5 | 357T544_1 | 38 | 1 | 1 | L_COLUMB9_1Y | L_STAFHI9_1Y | FROM_TO | 73521.13 | 73335.63 | 9.8226 | 0 | 786.094 | 1527.682 | -0.03016 | 0.015354 | -0.60636 | 0.2964 | 149.2808 | 19.5481 | 0 |  | 3716.094 | 5150.167 | 3246.253 | 1024.581 | 1058.578 | 6530.571 | 3246.253 | 1783.032 | 2412.218 | 5664.546 | 3682.571 | Competitive | Non-Competitive | 0 | TRUE | FALSE | 1 | Non-Competitive | 0.711 | Non-Competitive | 146.0928 | 20.6366 | 6458.852 | 2754.429 | 38 | 1
SBLESTP5 357T544_1 TO_FROM | SBLESTP5 | 357T544_1 | 38 | 1 | 1 | L_COLUMB9_1Y | L_STAFHI9_1Y | TO_FROM | 73521.13 | 73600.69 | -129.9 | 0 | 1447.652 | 819.465 | -0.01535 | 0.030159 | -0.2964 | 0.60636 | 14.1723 | -90.8302 | 0 | 3716.094 |  | 3246.253 | 5150.167 | 897.853 | 1260.935 | 3246.253 | 6530.571 | 2236.898 | 2124.495 | 3682.571 | 5664.546 | Competitive | Competitive | 1 | TRUE | FALSE | 1 | Non-Competitive | 0.711 | Competitive | 19.5103 | -80.8576 | 2754.429 | 6458.852 | 38 | 1
SBOSELM5 1030__A FROM_TO | SBOSELM5 | 1030__A | 185 | 1 | 1 | ROGERSHL | ELM_MOTT__8 | FROM_TO | 73521.13 | 73561.98 | -461.306 | 0 | 986.874 | 1050.435 | -0.03078 | 0.26144 | -0.16072 | 0.6893 | 178.5066 | -259.294 | 0 | 5415.14 | 10000 | 10000 | 5458.658 | 1297.57 | 968.157 | 10000 | 10000 | 2938.559 | 1002.49 | 7297.838 | 7192.413 | Competitive | Competitive | 1 | TRUE | FALSE | 1 | Non-Competitive | 0.68 | Non-Competitive | 346.5475 | 125.6974 | 3014.151 | 7898.859 | 186 | 0
SBOSELM5 1030__A TO_FROM | SBOSELM5 | 1030__A | 185 | 1 | 1 | ROGERSHL | ELM_MOTT__8 | TO_FROM | 73521.13 | 73273.87 | 6.7054 | 0 | 1050.435 | 986.874 | -0.26144 | 0.030781 | -0.6893 | 0.16072 | 350.8332 | 112.9117 | 0 | 10000 | 6168.506 | 5458.658 | 10000 | 881.826 | 1879.859 | 10000 | 10000 | 919.078 | 3879.981 | 7192.413 | 7987.153 | Competitive | Non-Competitive | 0 | TRUE | FALSE | 1 | Non-Competitive | 0.68 | Competitive | 106.0515 | -250.152 | 7228.146 | 3014.151 | 186 | 0
SBOSWHT8 LKW_WHT_1 FROM_TO | SBOSWHT8 | LKW_WHT_1 | 172 | 1 | 1 | WHITNEY__8 | TNLKWHITNY1 | FROM_TO | 73521.13 | 73486.91 | -92.227 | 0 | 1839.769 | 1014.499 | -0.00827 | 0.13043 | -0.83282 | 0.15747 | 199.9168 | -7.847 | 0 | 10000 |  | 10000 | 1151.569 | 1414.967 | 867.018 | 10000 | 3464.581 | 2241.886 | 896.642 | 10000 | 1280.688 | Competitive | Non-Competitive | 0 | TRUE | FALSE | 1 | Non-Competitive | 0.695 | Competitive | 171.7011 | -2.157 | 10000 | 1244.86 | 190 | 0
SBOSWHT8 LKW_WHT_1 TO_FROM | SBOSWHT8 | LKW_WHT_1 | 172 | 1 | 1 | WHITNEY__8 | TNLKWHITNY1 | TO_FROM | 73521.13 | 74326.83 | -112.533 | 0 | 1000.24 | 1708.571 | -0.13043 | 0.008267 | -0.15747 | 0.83282 | 32.5545 | -81.7307 | 0 |  | 10000 | 1015.379 | 10000 | 786.895 | 1856.764 | 3464.581 | 10000 | 815.269 | 2667.537 | 1139.346 | 10000 | Competitive | Competitive | 1 | TRUE | FALSE | 1 | Non-Competitive | 0.695 | Competitive | 27.9926 | -73.4782 | 1106.336 | 10000 | 190 | 1
SBOSWHT8 OLKW_BOS_1 FROM_TO | SBOSWHT8 | OLKW_BOS_1 | 190 | 1 | 1 | BOSQUESW8 | TNLKWHITNY1 | FROM_TO | 73521.13 | 74246.69 | -79.554 | 0 | 1013.983 | 1573.764 | -0.12322 | 0.009752 | -0.15786 | 0.80255 | 69.2123 | -42.8429 | 0 |  | 10000 | 1028.034 | 10000 | 815.925 | 1852.028 | 10000 | 10000 | 823.077 | 2848.185 | 1221.278 | 10000 | Competitive | Competitive | 1 | TRUE | FALSE | 1 | Non-Competitive | 0.7815 | Competitive | 66.2525 | -34.7454 | 1157.627 | 10000 | 190 | 1
SBOSWHT8 OLKW_BOS_1 TO_FROM | SBOSWHT8 | OLKW_BOS_1 | 190 | 1 | 1 | BOSQUESW8 | TNLKWHITNY1 | TO_FROM | 73521.13 | 73550.37 | -123.815 | 0 | 1681.325 | 1031.957 | -0.00975 | 0.12322 | -0.80255 | 0.15786 | 166.3894 | -36.2976 | 0 | 10000 |  | 10000 | 1168.484 | 1375.202 | 897.917 | 10000 | 10000 | 2317.081 | 902.629 | 10000 | 1377.101 | Competitive | Competitive | 1 | TRUE | FALSE | 1 | Non-Competitive | 0.7815 | Competitive | 136.3789 | -34.2398 | 10000 | 1304.611 | 190 | 1
SBRAHAM8 HAMILT_MAVERI1_1 FROM_TO | SBRAHAM8 | HAMILT_MAVERI1_1 | 122 | 0 | 0 | HAMILTN4 | MAVERICK4A | FROM_TO | 73521.13 | 73154.29 | -139.264 | 0 | 952.199 | 2527.305 | -0.02996 | 0.20874 | -0.53419 | 0.20874 | 317.0253 | -23.5522 | 0 | 2117.351 | 4130.445 | 10000 | 3665.507 | 849.646 | 934.491 | 10000 | 4271.619 | 2004.253 | 1211.769 | 3734.091 | 3630.452 | Non-Competitive | Non-Competitive | 0 | TRUE | FALSE | 1 | Non-Competitive | 0.7185 | Non-Competitive | 280.23 | -2.1209 | 4313.941 | 3663.545 | 122 | 1
SBRAHAM8 HAMILT_MAVERI1_1 TO_FROM | SBRAHAM8 | HAMILT_MAVERI1_1 | 122 | 0 | 0 | HAMILTN4 | MAVERICK4A | TO_FROM | 73521.13 | 73653.52 | -234.346 | 0 | 2527.306 | 952.199 | -0.20874 | 0.45606 | -0.20874 | 0.53419 | 93.288 | -120.211 | 0 | 3446.747 | 10000 | 10000 | 10000 | 825.516 | 1506.726 | 10000 | 10000 | 7547.142 | 5112.483 | 8883.629 | 10000 | Competitive | Competitive | 1 | TRUE | FALSE | 1 | Non-Competitive | 0.7185 | Competitive | 82.4475 | -121.554 | 8862.668 | 10000 | 122 | 1
SBRAUVA8 HAMILT_MAVERI1_1 FROM_TO | SBRAUVA8 | HAMILT_MAVERI1_1 | 122 | 0 | 0 | HAMILTN4 | MAVERICK4A | FROM_TO | 73521.13 | 73154.29 | -139.264 | 0 | 952.199 | 2527.305 | -0.02996 | 0.20874 | -0.53419 | 0.20874 | 317.0253 | -23.5522 | 0 | 2117.351 | 4130.445 | 10000 | 3665.507 | 849.646 | 934.491 | 10000 | 4271.619 | 2004.253 | 1211.769 | 3734.091 | 3630.452 | Non-Competitive | Non-Competitive | 0 | TRUE | FALSE | 1 | Non-Competitive | 1.1015 | Non-Competitive | 428.507 | -42.6249 | 3561.634 | 4731.423 | 122 | 1
SBRAUVA8 HAMILT_MAVERI1_1 TO_FROM | SBRAUVA8 | HAMILT_MAVERI1_1 | 122 | 0 | 0 | HAMILTN4 | MAVERICK4A | TO_FROM | 73521.13 | 73653.52 | -234.346 | 0 | 2527.306 | 952.199 | -0.20874 | 0.45606 | -0.20874 | 0.53419 | 93.288 | -120.211 | 0 | 3446.747 | 10000 | 10000 | 10000 | 825.516 | 1506.726 | 10000 | 10000 | 7547.142 | 5112.483 | 8883.629 | 10000 | Competitive | Competitive | 1 | TRUE | FALSE | 1 | Non-Competitive | 1.1015 | Non-Competitive | 155.0022 | -162.409 | 7313.467 | 7756.027 | 122 | 0
SBRAWCO8 G69_R_1 FROM_TO | SBRAWCO8 | G69_R_1 | 63 | 1 | 1 | TNSWEENY__0 | TNOLDOCEAN0 | FROM_TO | 73521.13 | 74026.75 | -55.3928 | 0 | 0 | 782.383 | -0.15926 | 0 | -0.17095 | 0.69727 | -23.1882 | -23.3261 | 0 |  | 10000 |  | 10000 |  | 3280.765 |  | 10000 |  | 9956.419 | 0 | 10000 | Competitive | Competitive | 1 | TRUE | FALSE | 1 | Non-Competitive | 0.7105 | Competitive | -23.3264 | -23.2112 | 0 | 10000 | 63 | 1
SBRAWCO8 G69_R_1 TO_FROM | SBRAWCO8 | G69_R_1 | 63 | 1 | 1 | TNSWEENY__0 | TNOLDOCEAN0 | TO_FROM | 73521.13 | 73532.03 | 23.1803 | 0 | 10000 | 791.763 | 0 | 0.15926 | -0.69727 | 0.17095 | 55.4001 | 23.1711 | 0 | 10000 |  | 10000 |  | 2905.093 |  | 10000 |  | 9949.924 |  | 10000 | 0 | Competitive | Competitive | 1 | TRUE | FALSE | 1 | Non-Competitive | 0.7105 | Competitive | 55.9183 | 23.2224 | 10000 | 0 | 63 | 1
SBRNCMN8 670__B FROM_TO | SBRNCMN8 | 670__B | 124 | 1 | 1 | BRNWDSW_8 | CAMPBOW_P8 | FROM_TO | 73521.13 | 73448.7 | -60.653 | 0 | 1097.443 | 771.926 | -0.01991 | 0.020629 | -0.75539 | 0.20699 | 178.7138 | 84.8539 | 0 | 10000 |  | 10000 | 2656.254 | 843.989 | 2312.007 | 10000 | 3066.252 | 1216.182 | 2787.728 | 10000 | 2862.575 | Competitive | Non-Competitive | 0 | TRUE | FALSE | 1 | Non-Competitive | 0.6875 | Non-Competitive | 160.9881 | 84.4517 | 10000 | 3108.933 | 124 | 1
SBRNCMN8 670__B TO_FROM | SBRNCMN8 | 670__B | 124 | 1 | 1 | BRNWDSW_8 | CAMPBOW_P8 | TO_FROM | 73521.13 | 73599.86 | -182.895 | 0 | 771.926 | 1066.562 | -0.02063 | 0.04915 | -0.20699 | 0.75539 | 106.1399 | -153.037 | 0 | 2232.835 | 10000 | 956.942 | 10000 | 736.881 | 917.485 | 5376.891 | 10000 | 834.094 | 1336.489 | 1017.105 | 10000 | Competitive | Competitive | 1 | TRUE | FALSE | 1 | Non-Competitive | 0.6875 | Competitive | 61.5882 | -130.243 | 3063.736 | 10000 | 124 | 1
SBRTORA8 6630__A FROM_TO | SBRTORA8 | 6630__A | 36 | 1 | 1 | IVAN_9 | BRECK_9 | FROM_TO | 73521.13 | 73664.58 | -10.6749 | 0 | 1914.279 | 959.358 | -0.00154 | 0.028644 | -0.16927 | 0.499 | 11.6521 | -1.5051 | 0 | 10000 |  | 10000 | 5471.65 | 1557.088 | 919.797 | 10000 | 10000 | 7676.059 | 3676.687 | 10000 | 7218.398 | Competitive | Competitive | 1 | TRUE | FALSE | 1 | Non-Competitive | 0.742 | Competitive | 9.2584 | 4.2724 | 10000 | 3161.861 | 36 | 1
SBRTORA8 6630__A TO_FROM | SBRTORA8 | 6630__A | 36 | 1 | 1 | IVAN_9 | BRECK_9 | TO_FROM | 73521.13 | 73570.99 | -8.5764 | 0 | 802.696 | 1530.405 | -0.0054 | 0.014533 | -0.499 | 0.16927 | 11.1218 | -0.48883 | 0 |  |  | 10000 | 10000 | 539.984 | 1994.545 | 10000 | 10000 | 4284.319 | 4521.058 | 10000 | 10000 | Competitive | Competitive | 1 | FALSE | FALSE | 1 | Non-Competitive | 0.742 | Competitive | 14.2156 | -3.6307 | 10000 | 6322.753 | 36 | 1
SBRTORA8 6825__A FROM_TO | SBRTORA8 | 6825__A | 72 | 1 | 1 | GRAHAMSW_9 | GRAHAM_9 | FROM_TO | 73521.13 | 73537.82 | 24.1878 | 0 | 1061.906 | 1647.838 | -0.00381 | 0.075602 | -0.66072 | 0.25976 | 60.9748 | 30.9277 | 0 | 10000 |  | 10000 | 10000 | 917.663 | 9579.594 | 10000 | 10000 | 7028.234 | 9961.584 | 10000 | 10000 | Competitive | Competitive | 1 | TRUE | FALSE | 1 | Non-Competitive | 0.703 | Competitive | 43.9833 | 26.358 | 10000 | 3695.052 | 72 | 1
SBRTORA8 6825__A TO_FROM | SBRTORA8 | 6825__A | 72 | 1 | 1 | GRAHAMSW_9 | GRAHAM_9 | TO_FROM | 73521.13 | 73887.42 | -60.0753 | 0 | 1856.863 | 957.364 | -0.01915 | 0.008617 | -0.25976 | 0.66072 | -23.1351 | -25.8122 | 5463.83 |  |  | 7421.362 | 10000 | 7157.173 | 1351.408 | 10000 | 10000 | 6325.73 | 7227.182 | 6344.583 | 10000 | Competitive | Competitive | 1 | FALSE | FALSE | 1 | Non-Competitive | 0.703 | Competitive | -25.7661 | -33.6923 | 10000 | 5001.815 | 72 | 1
SBTECH25 BTE_AT-2 FROM_TO | SBTECH25 | BTE_AT-2 | 600 | 2 | 2 | BTE_2_5 | BTE_1_8 | FROM_TO | 73521.13 | 73893.7 | 227.1187 | 0 | 784.953 | 10000 | -0.99691 | 0.003089 | -0.99691 | 0.003089 | 228.5779 | 227.2744 | 0 |  | 10000 | 784.953 | 10000 | 784.953 | 10000 | 784.953 | 10000 | 784.953 | 10000 | 784.953 | 10000 | Competitive | Competitive | 1 | TRUE | FALSE | 1 | Non-Competitive | 0.7185 | Competitive | 227.2305 | 227.3677 | 790.244 | 10000 | 600 | 1
SBTECH25 BTE_AT-2 TO_FROM | SBTECH25 | BTE_AT-2 | 600 | 2 | 2 | BTE_2_5 | BTE_1_8 | TO_FROM | 73521.13 | -42024.1 | -227.381 | 0 | 10000 | 784.953 | -0.00309 | 0.99691 | -0.00309 | 0.99691 | 732.8868 | 750.3333 | 5643.83 | 10000 |  | 10000 | 923.008 | 10000 | 923.008 | 10000 | 923.008 | 10000 | 923.008 | 10000 | 923.008 | Non-Competitive | Non-Competitive | 0 | TRUE | FALSE | 0 | Non-Competitive | 0.7185 | Non-Competitive | 732.8622 | 754.5149 | 10000 | 924.037 | 600 | 1
SBUBCOR8 39T188_1 FROM_TO | SBUBCOR8 | 39T188_1 | 221 | 3 | 3 | L_WIRTZ_8_1Y | L_FERGUS8_1Y | FROM_TO | 73521.13 | 74045.99 | -170.173 | 0 | 2715.476 | 944.107 | -0.25164 | 0.21244 | -0.25164 | 0.21244 | 84.4487 | -11.1503 | 0 | 10000 | 10000 | 10000 | 10000 | 1439.887 | 4595.44 | 10000 | 10000 | 9020.265 | 9802.855 | 10000 | 10000 | Competitive | Competitive | 1 | TRUE | FALSE | 1 | Non-Competitive | 0.6795 | Competitive | 85.0076 | -7.8552 | 10000 | 10000 | 478 | 1
SBUBCOR8 39T188_1 TO_FROM | SBUBCOR8 | 39T188_1 | 221 | 3 | 3 | L_WIRTZ_8_1Y | L_FERGUS8_1Y | TO_FROM | 73521.13 | 73697.89 | -60.9654 | 0 | 944.107 | 2715.476 | -0.21244 | 0.25164 | -0.21244 | 0.25164 | 182.4215 | -57.4654 | 0 | 10000 | 10000 | 10000 | 10000 | 3428.904 | 1490.425 | 10000 | 10000 | 9573.093 | 9034.969 | 10000 | 10000 | Competitive | Competitive | 1 | TRUE | FALSE | 1 | Non-Competitive | 0.6795 | Competitive | 169.8823 | -55.7292 | 10000 | 10000 | 478 | 1
SBUEHAM8 HAMILT_MAVERI1_1 FROM_TO | SBUEHAM8 | HAMILT_MAVERI1_1 | 122 | 2 | 2 | HAMILTN4 | MAVERICK4A | FROM_TO | 73521.13 | 73128.95 | -125.599 | 0 | 952.199 | 2527.305 | -0.02977 | 0.20892 | -0.534 | 0.20892 | 330.5639 | -10.0273 | 0 | 2117.536 | 4128.18 | 10000 | 3852.719 | 854.698 | 945.517 | 10000 | 4268.809 | 1964.604 | 1254.873 | 3718.356 | 3711.164 | Non-Competitive | Non-Competitive | 0 | TRUE | FALSE | 1 | Non-Competitive | 0.664 | Non-Competitive | 288.4597 | 6.1084 | 4303.657 | 3664.224 | 122 | 1
SBUEHAM8 HAMILT_MAVERI1_1 TO_FROM | SBUEHAM8 | HAMILT_MAVERI1_1 | 122 | 2 | 2 | HAMILTN4 | MAVERICK4A | TO_FROM | 73521.13 | 73718.36 | -247.9 | 0 | 2527.305 | 952.199 | -0.20892 | 0.45588 | -0.20892 | 0.534 | 79.6872 | -133.787 | 0 | 3457.475 | 10000 | 10000 | 10000 | 840.858 | 1507.846 | 10000 | 10000 | 7641.577 | 4990.275 | 8896.845 | 10000 | Competitive | Competitive | 1 | TRUE | FALSE | 1 | Non-Competitive | 0.664 | Competitive | 74.2155 | -129.785 | 8870.37 | 10000 | 122 | 1
SC2M38 T0_Y4_1 FROM_TO | SC2M38 | T0_Y4_1 | 170 | 2 | 2 | BUCKEYE | LA_HTS_A | FROM_TO | 73521.13 | 73751.76 | -64.2451 | 0 | 698.539 | 1510.332 | -0.00308 | 0.029628 | -0.60939 | 0.23548 | 23.9135 | -14.5242 | 0 | 10000 |  | 10000 | 1269.306 | 8456.571 | 962.472 | 10000 | 2058.972 | 9691.837 | 967.678 | 10000 | 1225.176 | Competitive | Competitive | 1 | TRUE | FALSE | 1 | Non-Competitive | 0.695 | Competitive | 18.2788 | 12.6545 | 10000 | 1271.755 | 170 | 1
SC2M38 T0_Y4_1 TO_FROM | SC2M38 | T0_Y4_1 | 170 | 2 | 2 | BUCKEYE | LA_HTS_A | TO_FROM | 73521.13 | 73855.14 | 34.7115 | 0 | 1204.82 | 751.885 | -0.02963 | 0.003077 | -0.23548 | 0.6094 | 91.039 | 64.0118 | 0 |  | 10000 | 1219.638 | 10000 | 867.859 | 9249.289 | 1829.18 | 10000 | 903.255 | 9830.581 | 1177.834 | 10000 | Competitive | Competitive | 1 | TRUE | FALSE | 1 | Non-Competitive | 0.695 | Competitive | 87.312 | 62.8017 | 1192.151 | 10000 | 170 | 1
SCABWES8 ALAZAN_B_DAVI1_1 FROM_TO | SCABWES8 | ALAZAN_B_DAVI1_1 | 876 | 2 | 2 | B_DAVIS4A | ALAZAN4A | FROM_TO | 73521.13 | 75639.33 | -174.198 | 0 | 1548.206 | 1043.213 | -0.11806 | 0.42885 | -0.35207 | 0.42885 | 133.4096 | -131.67 | 0 | 4093.839 | 4631.85 | 10000 | 5761.219 | 3958.417 | 840.566 | 10000 | 10000 | 8128.697 | 3966.657 | 8135.548 | 7113.098 | Competitive | Competitive | 1 | TRUE | FALSE | 1 | Non-Competitive | 0.7185 | #N/A | #N/A | #N/A | #N/A | #N/A | #N/A | #N/A
SCABWES8 ALAZAN_B_DAVI1_1 TO_FROM | SCABWES8 | ALAZAN_B_DAVI1_1 | 876 | 2 | 2 | B_DAVIS4A | ALAZAN4A | TO_FROM | 73521.13 | 75142.84 | -129.48 | 0 | 1108.802 | 1592 | -0.42885 | 0.11806 | -0.42885 | 0.35207 | 178.2415 | 26.7989 | 0 | 1848.319 | 4652.341 | 2281.622 | 10000 | 605.049 | 4488.157 | 10000 | 10000 | 1561.484 | 8280.985 | 1928.145 | 8288.03 | Competitive | Competitive | 1 | TRUE | FALSE | 1 | Non-Competitive | 0.7185 | #N/A | #N/A | #N/A | #N/A | #N/A | #N/A | #N/A
SCABWES8 B_DAVI_RODD_F1_1 FROM_TO | SCABWES8 | B_DAVI_RODD_F1_1 | 330 | 2 | 2 | B_DAVIS4A | RODD_FLD4A | FROM_TO | 73521.13 | 74039.52 | -139.027 | 0 | 791.133 | 1484.619 | -0.10037 | 0.51976 | -0.31273 | 0.51976 | 166.5358 | -65.8791 | 0 | 6885.981 | 9120.844 | 10000 | 9120.844 | 6797.36 | 2702.82 | 10000 | 9120.844 | 9644.996 | 8638.351 | 9648.097 | 9365.859 | Competitive | Competitive | 1 | TRUE | FALSE | 1 | Non-Competitive | 0.7265 | Competitive | 174.0753 | -62.6601 | 9617.112 | 8142.757 | 320 | 1
SCABWES8 B_DAVI_RODD_F1_1 TO_FROM | SCABWES8 | B_DAVI_RODD_F1_1 | 330 | 2 | 2 | B_DAVIS4A | RODD_FLD4A | TO_FROM | 73521.13 | 73883.23 | -165.299 | 0 | 2266.957 | 1074.823 | -0.51976 | 0.10037 | -0.51976 | 0.31273 | 141.4924 | 37.8071 | 0 | 6595.702 | 9341.131 | 9120.844 | 10000 | 2125.697 | 9222.107 | 9120.844 | 10000 | 7748.427 | 9885.873 | 8373.387 | 9888.998 | Competitive | Competitive | 1 | TRUE | FALSE | 1 | Non-Competitive | 0.7265 | Competitive | 139.8011 | 30.458 | 6969.034 | 9888.75 | 320 | 1
SCABWES8 NAVAL__N_PADR1_1 FROM_TO | SCABWES8 | NAVAL__N_PADR1_1 | 78 | 2 | 2 | NAVAL_BS2A | N_PADRE2A | FROM_TO | 73521.13 | 73588.11 | -21.9717 | 0 | 984.78 | 1704.57 | -0.02518 | 0.049061 | -0.65046 | 0.17558 | 34.4306 | -8.5242 | 0 | 10000 | 5644.313 | 10000 | 5644.313 | 2416.996 | 2851.786 | 10000 | 5644.313 | 8504.293 | 5398.081 | 10000 | 5644.313 | Competitive | Competitive | 1 | TRUE | FALSE | 1 | Non-Competitive | 0.7035 | Competitive | 33.2522 | -4.8307 | 10000 | 5644.313 | 78 | 1
SCABWES8 NAVAL__N_PADR1_1 TO_FROM | SCABWES8 | NAVAL__N_PADR1_1 | 78 | 2 | 2 | NAVAL_BS2A | N_PADRE2A | TO_FROM | 73521.13 | 73826.87 | -33.0679 | 0 | 1609.444 | 996.114 | -0.04906 | 0.025178 | -0.17558 | 0.65046 | 24.0606 | -9.5019 | 0 | 5644.313 | 10000 | 3603.223 | 10000 | 2073.118 | 3513.322 | 5644.313 | 10000 | 4252.378 | 9059.737 | 4423.327 | 10000 | Competitive | Competitive | 1 | TRUE | FALSE | 1 | Non-Competitive | 0.7035 | Competitive | 18.901 | -10.1185 | 4501.216 | 10000 | 78 | 1
SCABWES8 N_SHARPE_PS1 FROM_TO | SCABWES8 | N_SHARPE_PS1 | 222 | 2 | 2 | N_SHARPE4A | N_SHARPE4B | FROM_TO | 73521.13 | 94738.8 | 0 | 0 | 0 | 0 | 0 | 0 | 0 | 0 | 0 | 0 | 0 | [10 empty] | 0 | 0 | Competitive | Competitive | 1 | FALSE | TRUE | 1 | Non-Competitive | 0.789 | Competitive | 0 | 0 | 0 | 0 | 222 | 1
SCABWES8 N_SHARPE_PS1 TO_FROM | SCABWES8 | N_SHARPE_PS1 | 222 | 2 | 2 | N_SHARPE4A | N_SHARPE4B | TO_FROM | 73521.13 | 94738.8 | 0 | 0 | 0 | 0 | 0 | 0 | 0 | 0 | 0 | 0 | 0 | [10 empty] | 0 | 0 | Competitive | Competitive | 1 | FALSE | TRUE | 1 | Non-Competitive | 0.789 | Competitive | 0 | 0 | 0 | 0 | 222 | 1
SCALLON9 LON_HI_ROB_CP1_1 FROM_TO | SCALLON9 | LON_HI_ROB_CP1_1 | 69 | 1 | 1 | LON_HILL2A | RBSTN T2 | FROM_TO | 73521.13 | 73512.03 | 46.6078 | 0 | 1680.087 | 570.161 | -0.01892 | 0.013704 | -0.81422 | 0.080368 | 76.4131 | 49.7858 | 0 |  |  | 2246.041 | 5918.18 | 768.102 | 1933.93 | 2246.041 | 5918.18 | 2056.081 | 4913.054 | 2778.803 | 7009.292 | Competitive | Non-Competitive | 0 | FALSE | FALSE | 1 | Non-Competitive | 0.6955 | Non-Competitive | 77.7744 | 51.4999 | 2477.745 | 7242.29 | 69 | 1
SCALLON9 LON_HI_ROB_CP1_1 TO_FROM | SCALLON9 | LON_HI_ROB_CP1_1 | 69 | 1 | 1 | LON_HILL2A | RBSTN T2 | TO_FROM | 73521.13 | 74968.24 | -75.7899 | 0 | 589.059 | 1502.664 | -0.0137 | 0.018921 | -0.08037 | 0.81422 | -48.1336 | -63.2795 | 0 |  |  | 5918.18 | 3146.654 | 1431.098 | 913.909 | 5918.18 | 3146.654 | 3251.106 | 2748.223 | 7009.292 | 3828.748 | Competitive | Competitive | 1 | FALSE | FALSE | 1 | Non-Competitive | 0.6955 | Competitive | -49.683 | -63.8843 | 7242.29 | 3503.146 | 69 | 1
SCGRMG28 6220__A FROM_TO | SCGRMG28 | 6220__A | 186 | 1 | 1 | MRGNCRK_8 | CHINAGRVX1_8 | FROM_TO | 73521.13 | 73337.04 | -26.3121 | 0 | 1164.554 | 2697.917 | -0.09511 | 0.052055 | -0.46989 | 0.052055 | 272.833 | 178.6952 | 0 | 10000 | 10000 | 10000 | 10000 | 961.96 | 6501.277 | 10000 | 10000 | 3771.041 | 5013.372 | 10000 | 10000 | Non-Competitive | Non-Competitive | 0 | TRUE | FALSE | 1 | Non-Competitive | 0.664 | Non-Competitive | 223.0645 | 112.1029 | 10000 | 10000 | 186 | 1
SCGRMG28 6220__A TO_FROM | SCGRMG28 | 6220__A | 186 | 1 | 1 | MRGNCRK_8 | CHINAGRVX1_8 | TO_FROM | 73521.13 | 74473.37 | -268.227 | 0 | 2697.921 | 1164.554 | -0.05206 | 0.34981 | -0.05206 | 0.4699 | 137.3105 | 72.0067 | 2006.43 | 2315.291 | 10000 | 2551.625 | 10000 | 2156.944 | 1220.224 | 2684.293 | 10000 | 2472.52 | 5864.023 | 2478.845 | 10000 | Competitive | Competitive | 1 | TRUE | FALSE | 1 | Non-Competitive | 0.664 | Competitive | 58.4985 | 10.0933 | 2929.138 | 10000 | 186 | 1
SCGRMGS8 6225__A FROM_TO | SCGRMGS8 | 6225__A | 186 | 1 | 1 | MRGNCRK_8 | CHINAGRVX2_8 | FROM_TO | 73521.13 | 73334.2 | -26.4962 | 0 | 1164.554 | 2697.918 | -0.09579 | 0.052431 | -0.47329 | 0.052431 | 274.8082 | 179.99 | 0 | 10000 | 10000 | 10000 | 10000 | 961.98 | 6501.561 | 10000 | 10000 | 3771.02 | 5013.404 | 10000 | 10000 | Non-Competitive | Non-Competitive | 0 | TRUE | FALSE | 1 | Non-Competitive | 0.711 | Non-Competitive | 224.8632 | 113.0065 | 10000 | 10000 | 186 | 1
SCGRMGS8 6225__A TO_FROM | SCGRMGS8 | 6225__A | 186 | 1 | 1 | MRGNCRK_8 | CHINAGRVX2_8 | TO_FROM | 73521.13 | 74447.97 | -270.168 | 0 | 2697.917 | 1164.554 | -0.05243 | 0.35234 | -0.05243 | 0.47329 | 138.2971 | 72.5231 | 2006.43 | 2315.29 | 10000 | 2551.625 | 10000 | 2156.95 | 1220.255 | 2684.293 | 10000 | 2472.519 | 5864.003 | 2478.844 | 10000 | Competitive | Competitive | 1 | TRUE | FALSE | 1 | Non-Competitive | 0.711 | Competitive | 58.972 | 10.1785 | 2929.131 | 10000 | 186 | 1
SCHYWIN8 6100__F FROM_TO | SCHYWIN8 | 6100__F | 171 | 3 | 3 | DOLRHIDE_8 | NOTSW_1_8 | FROM_TO | 73521.13 | 73692.13 | 0 | 0 | 788.053 | 10000 | 0 | 0 | -1 | 0 | 0 | 0 | 0 | [10 empty] | 0 | 0 | Competitive | Competitive | 1 | FALSE | TRUE | 1 | Non-Competitive | 0.7265 | Competitive | 0 | 0 | 0 | 0 | 171 | 1
SCHYWIN8 6100__F TO_FROM | SCHYWIN8 | 6100__F | 171 | 3 | 3 | DOLRHIDE_8 | NOTSW_1_8 | TO_FROM | 73521.13 | 152.6 | 0 | 0 | 10000 | 788.053 | 0 | 1 | 0 | 1 | 305.2 | 0 | 0 | 10000 |  | 10000 |  | 10000 |  | 10000 |  | 10000 |  | 10000 | 0 | Non-Competitive | Non-Competitive | 0 | TRUE | FALSE | 1 | Non-Competitive | 0.7265 | Competitive | 152.6 | 0 | 10000 | 0 | 171 | 0
SCITWEI8 CLARK__LON_HI1_1 FROM_TO | SCITWEI8 | CLARK__LON_HI1_1 | 207 | 1 | 1 | LON_HILL4A | CLARK_WD4A | FROM_TO | 73521.13 | 73659.73 | 68.3526 | 0 | 0 | 783.088 | 0 | 0.000929 | -0.99907 | 0.000929 | 68.3538 | 68.3659 | 0 |  |  | 783.088 |  | 783.088 |  | 783.088 |  | 783.088 |  | 783.088 | 0 | Competitive | Competitive | 1 | FALSE | TRUE | 1 | Non-Competitive | 0.7425 | Competitive | 68.5881 | 68.2703 | 788.325 | 0 | 207 | 1
SCITWEI8 CLARK__LON_HI1_1 TO_FROM | SCITWEI8 | CLARK__LON_HI1_1 | 207 | 1 | 1 | LON_HILL4A | CLARK_WD4A | TO_FROM | 73521.13 | 94738.8 | -68.3307 | 0 | 783.088 | 0 | -0.00093 | 0 | -0.00093 | 0.99907 | -68.271 | -63.0265 | 5643.83 |  |  |  | 920.068 |  | 920.068 |  | 920.068 |  | 920.068 | 0 | 920.068 | Competitive | Competitive | 1 | FALSE | TRUE | 1 | Non-Competitive | 0.7425 | Competitive | -68.2784 | -61.7695 | 0 | 921.083 | 207 | 1
SCMNCPS5 651__B FROM_TO | SCMNCPS5 | 651__B | 185 | 1 | 1 | COMCHESS1_8 | COMANCHE_T8 | FROM_TO | 73521.13 | 73087.16 | -87.4575 | 0 | 998.804 | 1912.866 | -0.07216 | 0.037557 | -0.67652 | 0.24136 | 478.5888 | -66.2749 | 0 | 868.253 | 7615.818 | 787.713 | 7457.66 | 591.493 | 2036.777 | 868.253 | 10000 | 750.045 | 4688.045 | 850.171 | 8400.656 | Competitive | Non-Competitive | 0 | TRUE | FALSE | 1 | Non-Competitive | 0.7185 | Non-Competitive | 386.8701 | -31.8853 | 904.461 | 8333.264 | 186 | 1
SCMNCPS5 651__B TO_FROM | SCMNCPS5 | 651__B | 185 | 1 | 1 | COMCHESS1_8 | COMANCHE_T8 | TO_FROM | 73521.13 | 73484.09 | -479.559 | 0 | 1912.865 | 998.804 | -0.02893 | 0.12067 | -0.24136 | 0.67652 | 191.3023 | -87.3801 | 0 | 6096.386 | 2932.097 | 7841.634 | 2485.512 | 1829.262 | 860.696 | 7841.634 | 2519.424 | 3600.763 | 1575.65 | 5957.047 | 2656.523 | Competitive | Non-Competitive | 0 | TRUE | FALSE | 1 | Non-Competitive | 0.7185 | Competitive | 139.4171 | -75.2593 | 5755.442 | 1489.122 | 186 | 0
SCMNSAR5 1800__A FROM_TO | SCMNSAR5 | 1800__A | 393 | 1 | 1 | LEONSW_8 | FLATCRK_T8 | FROM_TO | 73521.13 | 73682.23 | -196.6 | 0 | 969.831 | 2063.359 | -0.05471 | 0.060082 | -0.37425 | 0.33231 | 327.7197 | -156.872 | 0 | 768.542 | 6844.667 | 768.542 | 6875.437 | 755.796 | 1606.079 | 1107.246 | 10000 | 826.154 | 5940.447 | 812.088 | 8193.398 | Competitive | Competitive | 1 | TRUE | FALSE | 1 | Non-Competitive | 0.703 | Competitive | 208.6709 | -121.832 | 943.51 | 8206.352 | 326 | 1
SCMNSAR5 1800__A TO_FROM | SCMNSAR5 | 1800__A | 393 | 1 | 1 | LEONSW_8 | FLATCRK_T8 | TO_FROM | 73521.13 | 73981.96 | -323.134 | 0 | 2063.359 | 1005.815 | -0.05038 | 0.37426 | -0.33231 | 0.37426 | 239.9437 | 100.9317 | 3377.63 | 4201.82 | 2626.21 | 10000 | 2767.847 | 1372.436 | 2268.985 | 10000 | 3317.112 | 5794.652 | 2951.694 | 6471.227 | 3077.44 | Competitive | Competitive | 1 | TRUE | FALSE | 1 | Non-Competitive | 0.703 | Competitive | 196.2093 | 105.574 | 6566.704 | 3803.889 | 326 | 1
SCMNSAR5 670__B FROM_TO | SCMNSAR5 | 670__B | 124 | 1 | 1 | BRNWDSW_8 | CAMPBOW_P8 | FROM_TO | 73521.13 | 73495.1 | -121.767 | 0 | 1099.001 | 812.348 | -0.01774 | 0.035676 | -0.55975 | 0.36085 | 138.5527 | 3.2219 | 0 | 10000 |  | 10000 | 2615.331 | 903.695 | 1737.711 | 10000 | 2570.105 | 2409.123 | 2282.4 | 10000 | 2782.572 | Competitive | Non-Competitive | 0 | TRUE | FALSE | 1 | Non-Competitive | 0.75 | Competitive | 119.8251 | 76.1121 | 10000 | 2828.84 | 124 | 0
SCMNSAR5 670__B TO_FROM | SCMNSAR5 | 670__B | 124 | 1 | 1 | BRNWDSW_8 | CAMPBOW_P8 | TO_FROM | 73521.13 | 73336.22 | -152.735 | 0 | 880.023 | 1099.001 | -0.03568 | 0.035026 | -0.36085 | 0.55975 | 190.2969 | -83.3585 | 0 | 5299.494 | 10000 | 801.733 | 10000 | 797.227 | 1010.285 | 2103.833 | 10000 | 767.723 | 2710.956 | 817.031 | 10000 | Competitive | Non-Competitive | 0 | TRUE | FALSE | 1 | Non-Competitive | 0.75 | Non-Competitive | 146.5205 | -56.8256 | 908.281 | 10000 | 124 | 1
SCNSCN38 850__C FROM_TO | SCNSCN38 | 850__C | 334 | 5 | 5 | ALLENSW_W8 | PL_CUSTR1_8 | FROM_TO | 73521.13 | 73434.96 | 219.9785 | 0 | 3176.908 | 949.15 | -0.04513 | 0.023626 | -0.83903 | 0.066936 | 406.303 | 238.6309 | 0 | 10000 | 10000 | 3307.612 | 6580.557 | 1039.778 | 3135.67 | 5027.565 | 10000 | 1334.92 | 5751.743 | 2867.807 | 8069.871 | Non-Competitive | Non-Competitive | 0 | TRUE | FALSE | 1 | Non-Competitive | 0.7035 | Non-Competitive | 405.6513 | 343.7317 | 3083.068 | 10000 | 334 | 1
SCNSCN38 850__C TO_FROM | SCNSCN38 | 850__C | 334 | 5 | 5 | ALLENSW_W8 | PL_CUSTR1_8 | TO_FROM | 73521.13 | 82409.53 | -358.652 | 0 | 942.522 | 3176.908 | -0.02363 | 0.045132 | -0.06694 | 0.83903 | -239.414 | -275.5 | 2505.13 | 5741.182 | 10000 | 4290.869 | 3722.416 | 2340.994 | 1115.02 | 5741.182 | 5027.565 | 4412.653 | 1439.767 | 5887.006 | 3211.547 | Competitive | Competitive | 1 | TRUE | FALSE | 1 | Non-Competitive | 0.7035 | Competitive | -356.611 | -335.014 | 10000 | 3083.068 | 334 | 1
SCOLBAL8 BALG_HUMBLT1_1 FROM_TO | SCOLBAL8 | BALG_HUMBLT1_1 | 27 | 6 | 6 | BALG2A | BALEXTP2 | FROM_TO | 73521.13 | 73473.16 | -14.814 | 0 | 677.708 | 1592.331 | -0.00312 | 0.018316 | -0.75728 | 0.12783 | 63.0593 | -14.4488 | 0 |  |  | 2026.312 | 3970.137 | 749.661 | 1192.722 | 4634.683 | 5105.286 | 877.46 | 2233.81 | 1990.804 | 4397.571 | Competitive | Non-Competitive | 0 | FALSE | FALSE | 1 | Non-Competitive | 0.719 | #N/A | #N/A | #N/A | #N/A | #N/A | #N/A | #N/A
SCOLBAL8 BALG_HUMBLT1_1 TO_FROM | SCOLBAL8 | BALG_HUMBLT1_1 | 27 | 6 | 6 | BALG2A | BALEXTP2 | TO_FROM | 73521.13 | 73596.25 | -59.9935 | 0 | 1244.359 | 677.708 | -0.00719 | 0.004831 | -0.12783 | 0.75728 | 17.3975 | -3.6057 | 0 |  |  | 5252.02 | 3029.385 | 1117.214 | 2365.604 | 5232.56 | 3029.385 | 1834.427 | 2850.965 | 4098.556 | 3048.01 | Competitive | Competitive | 1 | FALSE | FALSE | 1 | Non-Competitive | 0.719 | #N/A | #N/A | #N/A | #N/A | #N/A | #N/A | #N/A
SCOLBAL8 DRSY_SANA_T1_1 FROM_TO | SCOLBAL8 | DRSY_SANA_T1_1 | 30 | 6 | 6 | SANA_TAP2A | DRSY2A | FROM_TO | 73521.13 | 73526.95 | -22.9429 | 0 | 1075.407 | 841.003 | -0.00519 | 0.003853 | -0.39913 | 0.22917 | 27.6758 | 13.343 | 2194.03 |  |  | 10000 | 2710.336 | 865.438 | 1684.44 | 10000 | 2506.772 | 1267.258 | 2390.863 | 10000 | 3059.044 | Competitive | Competitive | 1 | FALSE | FALSE | 1 | Non-Competitive | 0.703 | Competitive | 24.4229 | 14.219 | 10000 | 3067.539 | 30 | 1
SCOLBAL8 DRSY_SANA_T1_1 TO_FROM | SCOLBAL8 | DRSY_SANA_T1_1 | 30 | 6 | 6 | SANA_TAP2A | DRSY2A | TO_FROM | 73521.13 | 73493.21 | -29.586 | 0 | 701.829 | 1075.407 | -0.00385 | 0.011276 | -0.22917 | 0.39913 | 36.0263 | -18.3577 | 0 |  |  | 2025.91 | 10000 | 724.163 | 959.97 | 2264.393 | 10000 | 745.912 | 1437.64 | 1626.3 | 10000 | Competitive | Non-Competitive | 0 | FALSE | FALSE | 1 | Non-Competitive | 0.703 | Competitive | 26.2042 | -13.565 | 1744.85 | 10000 | 30 | 0
SCOLPAW5 COLETO_KENEDS1_1 FROM_TO | SCOLPAW5 | COLETO_KENEDS1_1 | 207 | 1 | 1 | COLETO4A | KENEDYSW4A | FROM_TO | 73521.13 | 73552.85 | -184.942 | 0 | 1360.754 | 1081.529 | -0.0381 | 0.12055 | -0.287 | 0.12198 | 193.7158 | -88.0905 | 0 | 1662.603 | 8480.48 | 5122.015 | 8303.273 | 1016.939 | 1658.841 | 8640.16 | 8480.48 | 3804.447 | 5194.011 | 4046.115 | 8623.674 | Competitive | Competitive | 1 | TRUE | FALSE | 1 | Non-Competitive | 0.703 | Competitive | 187.6336 | -85.4253 | 4128.873 | 8666.632 | 207 | 1
SCOLPAW5 COLETO_KENEDS1_1 TO_FROM | SCOLPAW5 | COLETO_KENEDS1_1 | 207 | 1 | 1 | COLETO4A | KENEDYSW4A | TO_FROM | 73521.13 | 72560.94 | -214.055 | 0 | 1058.51 | 1371.217 | -0.12055 | 0.038101 | -0.12198 | 0.287 | 320.7887 | -74.8875 | 0 | 8480.48 | 2471.696 | 8214.111 | 5122.015 | 1335.594 | 1346.72 | 8480.48 | 8640.16 | 4487.632 | 4663.433 | 8576.299 | 4975.535 | Competitive | Non-Competitive | 0 | TRUE | FALSE | 1 | Non-Competitive | 0.703 | Non-Competitive | 306.1281 | -65.4134 | 8621.806 | 4977.428 | 207 | 1
SCOLPAW5 COLETO_VICTOR1_1 FROM_TO | SCOLPAW5 | COLETO_VICTOR1_1 | 320 | 1 | 1 | COLETO4A | VICTORIA4A | FROM_TO | 73521.13 | 73498.83 | -36.4676 | 0 | 959.149 | 2492.636 | -0.14018 | 0.22212 | -0.15049 | 0.22503 | 316.1521 | -138.835 | 0 | 3140.11 | 2447.429 | 10000 | 3372.154 | 2088.496 | 1060.794 | 10000 | 3372.154 | 7196.812 | 2487.012 | 7556.055 | 2893.823 | Non-Competitive | Competitive | 1 | TRUE | FALSE | 1 | Non-Competitive | 0.6875 | Competitive | 308.2522 | -140.994 | 7655.203 | 2923.024 | 320 | 1
SCOLPAW5 COLETO_VICTOR1_1 TO_FROM | SCOLPAW5 | COLETO_VICTOR1_1 | 320 | 1 | 1 | COLETO4A | VICTORIA4A | TO_FROM | 73521.13 | 73881.64 | -430.123 | 0 | 2492.635 | 966.652 | -0.22212 | 0.14018 | -0.22503 | 0.15049 | 233.8202 | -83.8218 | 0 | 2447.429 | 5028.52 | 3372.154 | 10000 | 1032.15 | 3003.247 | 3372.154 | 10000 | 2479.965 | 8317.487 | 2893.823 | 8742.902 | Competitive | Competitive | 1 | TRUE | FALSE | 1 | Non-Competitive | 0.6875 | Competitive | 238.4997 | -69.8851 | 2923.024 | 8737.562 | 320 | 1
SCOLPAW5 COLETO_VICTOR2_1 FROM_TO | SCOLPAW5 | COLETO_VICTOR2_1 | 320 | 1 | 1 | COLETO4A | VICTORIA4A | FROM_TO | 73521.13 | 73437.11 | -37.5191 | 0 | 966.651 | 2567.678 | -0.14422 | 0.22852 | -0.15482 | 0.23152 | 325.2616 | -142.836 | 0 | 3140.104 | 2447.435 | 10000 | 3372.163 | 2088.488 | 1060.787 | 10000 | 3372.163 | 7196.808 | 2487.025 | 7556.044 | 2893.834 | Non-Competitive | Non-Competitive | 0 | TRUE | FALSE | 1 | Non-Competitive | 0.711 | Competitive | 317.1393 | -145.054 | 7655.206 | 2923 | 320 | 0
SCOLPAW5 COLETO_VICTOR2_1 TO_FROM | SCOLPAW5 | COLETO_VICTOR2_1 | 320 | 1 | 1 | COLETO4A | VICTORIA4A | TO_FROM | 73521.13 | 73841.79 | -442.52 | 0 | 2567.678 | 959.148 | -0.22852 | 0.14422 | -0.23152 | 0.15482 | 240.5591 | -86.2363 | 0 | 2447.435 | 5028.514 | 3372.163 | 10000 | 1032.14 | 3003.233 | 3372.163 | 10000 | 2479.978 | 8317.49 | 2893.834 | 8742.898 | Competitive | Competitive | 1 | TRUE | FALSE | 1 | Non-Competitive | 0.711 | Competitive | 245.3697 | -71.902 | 2923 | 8737.573 | 320 | 1
SCREFAL8 FREER_SAN_DI1_1 FROM_TO | SCREFAL8 | FREER_SAN_DI1_1 | 38 | 1 | 1 | FREER2A | SAN_DIEG2A | FROM_TO | 73521.13 | 73418.53 | -7.9511 | 0 | 1004.642 | 1441.737 | -0.01741 | 0.028084 | -0.18252 | 0.58567 | 56.7271 | 12.3531 | 0 | 2609.88 |  | 2609.88 | 2468.869 | 767.868 | 1338.473 | 2609.88 | 4325.462 | 2165.37 | 2181.538 | 2669.388 | 2466.152 | Competitive | Non-Competitive | 0 | TRUE | FALSE | 1 | Non-Competitive | 0.7345 | Non-Competitive | 58.1064 | 13.3636 | 2887.974 | 2403.185 | 38 | 1
SCREFAL8 FREER_SAN_DI1_1 TO_FROM | SCREFAL8 | FREER_SAN_DI1_1 | 38 | 1 | 1 | FREER2A | SAN_DIEG2A | TO_FROM | 73521.13 | 73567.69 | -49.4935 | 0 | 1441.737 | 972.792 | -0.0255 | 0.017405 | -0.58567 | 0.18252 | 10.0708 | -35.5817 | 0 |  | 5000 | 1196.5 | 5000 | 814.575 | 849.759 | 4325.462 | 5000 | 1180.375 | 3144.724 | 1280.697 | 5000 | Competitive | Competitive | 1 | TRUE | FALSE | 1 | Non-Competitive | 0.7345 | Competitive | 8.5856 | -35.171 | 1307.311 | 5000 | 38 | 1
SCRNLCR8 CR101T_HACKBT1_1 FROM_TO | SCRNLCR8 | CR101T_HACKBT1_1 | 151 | 3 | 3 | HACKBTAP4A | CR101TAP4A | FROM_TO | 73521.13 | 73344.34 | -214.418 | 0 | 950.405 | 1154.583 | -0.05358 | 0.095807 | -0.67664 | 0.31019 | 270.4983 | 54.6911 | 0 | 4245.489 | 10000 | 4642.169 | 10000 | 1437.571 | 1743.259 | 4642.169 | 10000 | 3563.947 | 7612.348 | 4725.608 | 10000 | Competitive | Non-Competitive | 0 | TRUE | FALSE | 1 | Non-Competitive | 0.6795 | Non-Competitive | 211.6434 | 58.0169 | 5818.957 | 10000 | 151 | 1
SCRNLCR8 CR101T_HACKBT1_1 TO_FROM | SCRNLCR8 | CR101T_HACKBT1_1 | 151 | 3 | 3 | HACKBTAP4A | CR101TAP4A | TO_FROM | 73521.13 | 73243.81 | -189.759 | 0 | 1277.552 | 976.901 | -0.09581 | 0.20431 | -0.31019 | 0.67664 | 235.9844 | 188.8153 | 823.83 | 3109.583 | 10000 | 3353.148 | 10000 | 2607.528 | 2450.936 | 3353.148 | 10000 | 3345.821 | 7197.285 | 3356.298 | 10000 | Competitive | Non-Competitive | 0 | TRUE | FALSE | 0 | Non-Competitive | 0.6795 | Competitive | 146.9101 | 122.9445 | 3799.473 | 10000 | 151 | 0
SCRNLCR8 RIOP_WDWRDT1_1 FROM_TO | SCRNLCR8 | RIOP_WDWRDT1_1 | 170 | 3 | 3 | RIOP4A | WDWRDTP4A | FROM_TO | 73521.13 | 73498.84 | -46.5688 | 0 | 1318.635 | 10000 | -0.04693 | 0.098475 | -0.86682 | 0.098475 | 189.3137 | 164.5593 | 906.33 | 3103.728 | 10000 | 3217.982 | 10000 | 1512.268 | 3639.173 | 3217.982 | 10000 | 3152.937 | 7921.684 | 3234.926 | 10000 | Non-Competitive | Non-Competitive | 0 | TRUE | FALSE | 1 | Non-Competitive | 0.6795 | #N/A | #N/A | #N/A | #N/A | #N/A | #N/A | #N/A
SCRNLCR8 RIOP_WDWRDT1_1 TO_FROM | SCRNLCR8 | RIOP_WDWRDT1_1 | 170 | 3 | 3 | RIOP4A | WDWRDTP4A | TO_FROM | 73521.13 | 73974.5 | -178.333 | 0 | 10000 | 1318.635 | -0.02796 | 0.86682 | -0.09847 | 0.86682 | 125.5751 | -54.0408 | 0 | 5212.875 | 10000 | 10000 | 10000 | 2881.902 | 923.13 | 10000 | 10000 | 9457.317 | 2593.355 | 9525.824 | 10000 | Competitive | Competitive | 1 | TRUE | FALSE | 1 | Non-Competitive | 0.6795 | #N/A | #N/A | #N/A | #N/A | #N/A | #N/A | #N/A
SCRNODE8 16TH_WRD2_1 FROM_TO | SCRNODE8 | 16TH_WRD2_1 | 143 | 7 | 7 | TN16TH_ST_1 | TNWDWRDTAP1 | FROM_TO | 73521.13 | 73747.21 | -195.714 | 0 | 956.003 | 1165.098 | -0.03576 | 0.049567 | -0.15211 | 0.37926 | 108.8154 | -23.6897 | 0 | 4632.618 | 10000 | 4632.618 | 10000 | 1426.638 | 962.635 | 4632.618 | 10000 | 3123.498 | 4491.28 | 4805.671 | 10000 | Competitive | Competitive | 1 | TRUE | FALSE | 1 | Non-Competitive | 0.6875 | Competitive | 62.273 | -18.6746 | 5792.248 | 10000 | 143 | 1
SCRNODE8 16TH_WRD2_1 TO_FROM | SCRNODE8 | 16TH_WRD2_1 | 143 | 7 | 7 | TN16TH_ST_1 | TNWDWRDTAP1 | TO_FROM | 73521.13 | 73344.28 | -63.594 | 0 | 1284.838 | 982.594 | -0.04957 | 0.15211 | -0.37926 | 0.15211 | 210.0258 | 173.0848 | 823.83 | 3201.062 | 10000 | 3344.897 | 10000 | 1979.893 | 2606.786 | 3344.897 | 10000 | 3316.896 | 5882.735 | 3363.694 | 10000 | Competitive | Non-Competitive | 0 | TRUE | FALSE | 0 | Non-Competitive | 0.6875 | Competitive | 142.2096 | 120.611 | 3869.579 | 10000 | 143 | 0
SCRNODE8 6427__A FROM_TO | SCRNODE8 | 6427__A | 151 | 7 | 7 | PERMIANB_8 | HACKBTAP4A | FROM_TO | 73521.13 | 73244.36 | -174.807 | 0 | 939.918 | 2837.815 | -0.06999 | 0.10112 | -0.70207 | 0.10112 | 345.1975 | 79.9195 | 0 | 2453.579 | 10000 | 4629.77 | 10000 | 1285.484 | 1837.089 | 4629.77 | 10000 | 2909.926 | 7761.357 | 3382.531 | 10000 | Non-Competitive | Non-Competitive | 0 | TRUE | FALSE | 1 | Non-Competitive | 0.6875 | Non-Competitive | 274.3845 | 84.9225 | 4274.288 | 10000 | 151 | 1
SCRNODE8 6427__A TO_FROM | SCRNODE8 | 6427__A | 151 | 7 | 7 | PERMIANB_8 | HACKBTAP4A | TO_FROM | 73521.13 | 72048.74 | -254.398 | 0 | 2837.818 | 939.918 | -0.10112 | 0.25634 | -0.10112 | 0.70207 | 295.4898 | 222.8801 | 823.83 | 3103.801 | 3822.253 | 3352.25 | 10000 | 2624.232 | 2096.879 | 3352.25 | 10000 | 3340.978 | 5441.257 | 3351.283 | 5928.4 | Non-Competitive | Non-Competitive | 0 | TRUE | FALSE | 0 | Non-Competitive | 0.6875 | Non-Competitive | 183.7162 | 144.1584 | 3817.134 | 6651.962 | 151 | 1
SCRNODE8 BARL_FTSW1_1 FROM_TO | SCRNODE8 | BARL_FTSW1_1 | 38 | 7 | 7 | FTSW2A | BARL2A | FROM_TO | 73521.13 | 73460.03 | -29.0682 | 0 | 1172.197 | 954.454 | -0.0151 | 0.038724 | -0.25771 | 0.26191 | 53.7294 | 42.6894 | 823.83 | 3352.027 |  | 3352.027 | 10000 | 2333.05 | 2388.985 | 3352.027 | 10000 | 3333.192 | 5668.959 | 3408.904 | 10000 | Competitive | Non-Competitive | 0 | TRUE | FALSE | 0 | Non-Competitive | 0.7035 | Non-Competitive | 39.5275 | 32.077 | 3851.936 | 10000 | 38 | 1
SCRNODE8 BARL_FTSW1_1 TO_FROM | SCRNODE8 | BARL_FTSW1_1 | 38 | 7 | 7 | FTSW2A | BARL2A | TO_FROM | 73521.13 | 73503.19 | -49.401 | 0 | 981.02 | 1311.321 | -0.01066 | 0.015101 | -0.26191 | 0.25772 | 42.7316 | 2.7545 | 0 |  |  | 4631.161 | 10000 | 1376.519 | 1180.419 | 4631.161 | 10000 | 3016.763 | 6313.722 | 4802.201 | 10000 | Competitive | Non-Competitive | 0 | FALSE | FALSE | 1 | Non-Competitive | 0.7035 | Competitive | 33.4203 | 4.3732 | 5785.499 | 10000 | 38 | 0
SCRSBAT9 UVALDE_69A1 FROM_TO | SCRSBAT9 | UVALDE_69A1 | 40.7 | 4 | 4 | UVALDE2A | UVALDE4A | FROM_TO | 73521.13 | 73715.39 | -29.4153 | 0 | 989.277 | 1173.706 | -0.02511 | 0.006616 | -0.08732 | 0.69247 | 23.7369 | -15.7934 | 0 |  | 10000 | 4974.49 | 10000 | 910.552 | 1331.713 | 10000 | 10000 | 999.149 | 7366.843 | 7248.973 | 10000 | Competitive | Competitive | 1 | TRUE | FALSE | 1 | Non-Competitive | 0.6875 | Competitive | -11.718 | -24.4449 | 2732.497 | 10000 | 40.7 | 1
SCRSBAT9 UVALDE_69A1 TO_FROM | SCRSBAT9 | UVALDE_69A1 | 40.7 | 4 | 4 | UVALDE2A | UVALDE4A | TO_FROM | 73521.13 | 73537.08 | -12.5167 | 0 | 1115.98 | 994.007 | -0.00148 | 0.025114 | -0.69247 | 0.087319 | 29.5854 | 24.1211 | 3245.23 | 10000 |  | 9253.831 | 1954.828 | 1174.194 | 1611.722 | 10000 | 2320.01 | 6745.807 | 1737.646 | 9649.297 | 2097.944 | Competitive | Competitive | 1 | TRUE | FALSE | 1 | Non-Competitive | 0.6875 | Competitive | 38.0365 | 14.5564 | 10000 | 3200.205 | 40.7 | 1
SCRYTUR9 ASHERTON_69A1 FROM_TO | SCRYTUR9 | ASHERTON_69A1 | 40.7 | 2 | 2 | ASHERTON2A | ASHERTON4A | FROM_TO | 73521.13 | 94738.8 | -30.078 | 0 | 783.088 | 0 | -0.00041 | 0 | -0.00041 | 0.99959 | -30.0517 | -27.7432 | 5643.83 |  |  |  | 920.068 |  | 920.068 |  | 920.068 |  | 920.068 | 0 | 920.068 | Competitive | Competitive | 1 | FALSE | TRUE | 1 | Non-Competitive | 1.1485 | Competitive | -30.055 | -27.1899 | 0 | 921.083 | 40.7 | 1
SCRYTUR9 ASHERTON_69A1 TO_FROM | SCRYTUR9 | ASHERTON_69A1 | 40.7 | 2 | 2 | ASHERTON2A | ASHERTON4A | TO_FROM | 73521.13 | 73531.75 | 30.0877 | 0 | 0 | 783.088 | 0 | 0.000409 | -0.99959 | 0.000409 | 30.0882 | 30.0936 | 0 |  |  | 783.088 |  | 783.088 |  | 783.088 |  | 783.088 |  | 783.088 | 0 | Competitive | Competitive | 1 | FALSE | TRUE | 1 | Non-Competitive | 1.1485 | Competitive | 30.1913 | 30.0514 | 788.325 | 0 | 40.7 | 1
SCSEGLD8 6215__A FROM_TO | SCSEGLD8 | 6215__A | 143 | 1 | 1 | BLUFCKTA_8 | CHINAGRV_8 | FROM_TO | 73521.13 | 73952.33 | -134.904 | 0 | 4767.775 | 1466.313 | -0.01522 | 0.52127 | -0.08463 | 0.60154 | 104.84 | 66.4026 | 3159.53 | 3243.767 |  | 10000 | 10000 | 2405.919 | 1119.931 | 10000 | 10000 | 6911.665 | 2683.474 | 6996.907 | 10000 | Competitive | Competitive | 1 | TRUE | FALSE | 1 | Non-Competitive | 0.6875 | Competitive | 57.3561 | 30.5715 | 6839.812 | 9506.913 | 143 | 1
SCSEGLD8 6215__A TO_FROM | SCSEGLD8 | 6215__A | 143 | 1 | 1 | BLUFCKTA_8 | CHINAGRV_8 | TO_FROM | 73521.13 | 73516.99 | -13.3456 | 0 | 1372.487 | 4767.756 | -0.03272 | 0.015221 | -0.60154 | 0.084634 | 145.4914 | 104.0763 | 0 |  | 10000 | 4888.338 | 10000 | 936.228 | 3710.038 | 6114.921 | 10000 | 2013.191 | 5898.167 | 5976.467 | 10000 | Non-Competitive | Non-Competitive | 0 | TRUE | FALSE | 1 | Non-Competitive | 0.6875 | Competitive | 98.5443 | 10.3528 | 3700.412 | 1843.361 | 143 | 0
SCYPCOM8 122T122_1 FROM_TO | SCYPCOM8 | 122T122_1 | 128 | 2 | 2 | L_COMFOR8_1Y | L_RAYMBA8_1Y | FROM_TO | 73521.13 | 73437.2 | 18.0591 | 0 | 1125.96 | 942.26 | -0.03676 | 0.030759 | -0.44901 | 0.15134 | 165.4126 | 68.0914 | 0 | 10000 | 10000 | 10000 | 10000 | 966.797 | 2590.488 | 10000 | 10000 | 4102.037 | 8621.733 | 10000 | 10000 | Competitive | Non-Competitive | 0 | TRUE | FALSE | 1 | Non-Competitive | 0.7185 | Non-Competitive | 152.1806 | 72.2903 | 10000 | 10000 | 127.88 | 1
SCYPCOM8 122T122_1 TO_FROM | SCYPCOM8 | 122T122_1 | 128 | 2 | 2 | L_COMFOR8_1Y | L_RAYMBA8_1Y | TO_FROM | 73521.13 | 74249.47 | -175.655 | 0 | 871.564 | 1125.96 | -0.00736 | 0.036756 | -0.15134 | 0.44901 | 19.8697 | -107.957 | 0 | 10000 |  | 10000 | 1119.446 | 1190.051 | 1016.31 | 10000 | 1660.077 | 6427.387 | 1077.457 | 10000 | 1319.634 | Competitive | Competitive | 1 | TRUE | FALSE | 1 | Non-Competitive | 0.7185 | Competitive | -9.2795 | -98.2986 | 10000 | 1567.263 | 127.88 | 1
SDOWMOO8 UVALDE_W_BATE1_1 FROM_TO | SDOWMOO8 | UVALDE_W_BATE1_1 | 122 | 1 | 1 | UVALDE4A | W_BATESV4A | FROM_TO | 73521.13 | 72984.85 | -181.028 | 0 | 929.991 | 1260.571 | -0.0528 | 0.19326 | -0.24652 | 0.50432 | 251.9291 | -105.494 | 0 | 2009.295 | 5817.846 | 10000 | 5911.621 | 814.147 | 904.462 | 10000 | 5817.846 | 1831.31 | 2312.869 | 3263.411 | 7184.624 | Competitive | Non-Competitive | 0 | TRUE | FALSE | 1 | Non-Competitive | 0.7735 | Non-Competitive | 161.2735 | -10.6562 | 4465.225 | 6929.272 | 122 | 1
SDOWMOO8 UVALDE_W_BATE1_1 TO_FROM | SDOWMOO8 | UVALDE_W_BATE1_1 | 122 | 1 | 1 | UVALDE4A | W_BATESV4A | TO_FROM | 73521.13 | 73425.38 | -164.78 | 0 | 1260.571 | 937.242 | -0.19326 | 0.052804 | -0.50432 | 0.24652 | 169.334 | -47.4518 | 0 | 3777.945 | 10000 | 3870.719 | 10000 | 805.048 | 1509.464 | 4651.395 | 10000 | 1813.547 | 5188.515 | 5471.854 | 10000 | Competitive | Non-Competitive | 0 | TRUE | FALSE | 1 | Non-Competitive | 0.7735 | Competitive | 79.0296 | -71.5113 | 4472.433 | 10000 | 122 | 0
SDUKNED8 ADERHO_ELSA1_1 FROM_TO | SDUKNED8 | ADERHO_ELSA1_1 | 235 | 1 | 1 | ELSA4A | ADERHOLDSUB8 | FROM_TO | 73521.13 | 74292.09 | -81.8326 | 0 | 1473.016 | 1014.471 | -0.01131 | 0.037332 | -0.38053 | 0.35486 | -57.981 | -79.1535 | 0 | 10000 |  | 2535.825 | 3342.604 | 2159.435 | 914.085 | 10000 | 10000 | 2334.301 | 814.706 | 2380.557 | 3896.122 | Competitive | Competitive | 1 | TRUE | FALSE | 1 | Non-Competitive | 0.656 | Competitive | -75.0179 | -90.3362 | 10000 | 3368.602 | 235 | 1
SDUKNED8 ADERHO_ELSA1_1 TO_FROM | SDUKNED8 | ADERHO_ELSA1_1 | 235 | 1 | 1 | ELSA4A | ADERHOLDSUB8 | TO_FROM | 73521.13 | 73948.39 | 57.9013 | 0 | 1054.655 | 1473.016 | -0.03733 | 0.011311 | -0.35486 | 0.38054 | 83.1163 | 73.3175 | 0 |  | 10000 | 2291.129 | 10000 | 779.087 | 4138.49 | 5844.571 | 10000 | 711.219 | 9200.713 | 2546.899 | 10000 | Competitive | Competitive | 1 | TRUE | FALSE | 1 | Non-Competitive | 0.656 | Competitive | 93.0901 | 85.6361 | 2611.531 | 10000 | 235 | 1
SECRBRA8 6438__A FROM_TO | SECRBRA8 | 6438__A | 299 | 8 | 8 | SUN_8 | GOLDENSW_8 | FROM_TO | 73521.13 | 73820.13 | 0 | 0 | 787.039 | 10000 | 0 | 0 | -1 | 0 | 0 | 0 | 0 | [10 empty] | 0 | 0 | Competitive | Competitive | 1 | FALSE | TRUE | 1 | Non-Competitive | 0.805 | Competitive | 0 | 0 | 0 | 0 | 394 | 1
SECRBRA8 6438__A TO_FROM | SECRBRA8 | 6438__A | 299 | 8 | 8 | SUN_8 | GOLDENSW_8 | TO_FROM | 73521.13 | 94738.8 | 0 | 0 | 10000 | 787.039 | 0 | 1 | 0 | 1 | 258 | 0 | 0 | 10000 |  | 10000 |  | 10000 |  | 10000 |  | 10000 |  | 10000 | 0 | Competitive | Competitive | 1 | TRUE | FALSE | 1 | Non-Competitive | 0.805 | Competitive | 258 | 0 | 10000 | 0 | 394 | 1
SECRBRA8 6695__B FROM_TO | SECRBRA8 | 6695__B | 42 | 8 | 8 | SNYDER_9 | AMOCOTAP_9 | FROM_TO | 73521.13 | 73579.22 | -17.9547 | 0 | 1407.122 | 1068.5 | -0.00734 | 0.23876 | -0.17135 | 0.23876 | 32.0898 | -14.0645 | 0 | 3072.778 |  | 10000 | 10000 | 2967.541 | 880.231 | 10000 | 10000 | 5704.493 | 1078.524 | 5726.695 | 10000 | Competitive | Competitive | 1 | TRUE | FALSE | 1 | Non-Competitive | 0.766 | Competitive | 31.7781 | -14.1042 | 5713.433 | 10000 | 42 | 1
SECRBRA8 6695__B TO_FROM | SECRBRA8 | 6695__B | 42 | 8 | 8 | SNYDER_9 | AMOCOTAP_9 | TO_FROM | 73521.13 | 73621.35 | -24.0773 | 0 | 901.783 | 1607.745 | -0.00012 | 0.007339 | -0.23876 | 0.17135 | 18.0713 | 13.345 | 0 |  |  | 3691.666 | 10000 | 644.461 | 3669.485 | 3691.666 | 10000 | 1423.036 | 6263.045 | 3579.139 | 10000 | Competitive | Competitive | 1 | FALSE | FALSE | 1 | Non-Competitive | 0.766 | Competitive | 17.5526 | 13.8841 | 3653.811 | 10000 | 42 | 1
SELMTHS5 1030__A FROM_TO | SELMTHS5 | 1030__A | 185 | 1 | 1 | ROGERSHL | ELM_MOTT__8 | FROM_TO | 73521.13 | 74042.46 | -227.79 | 0 | 994.42 | 1031.152 | -0.01513 | 0.13138 | -0.14528 | 0.65553 | 112.3714 | -118.084 | 0 | 8944.28 |  | 10000 | 1862.77 | 1294.257 | 961.312 | 10000 | 10000 | 2617.763 | 970.809 | 9283.032 | 2980.759 | Competitive | Competitive | 1 | TRUE | FALSE | 1 | Non-Competitive | 0.6875 | Competitive | 153.8049 | 42.773 | 1771.719 | 10000 | 186 | 1
SELMTHS5 1030__A TO_FROM | SELMTHS5 | 1030__A | 185 | 1 | 1 | ROGERSHL | ELM_MOTT__8 | TO_FROM | 73521.13 | 73544.16 | -14.6715 | 0 | 1031.152 | 1086.862 | -0.13138 | 0.015129 | -0.65553 | 0.14528 | 168.6206 | 41.1152 | 0 |  | 10000 | 1862.77 | 10000 | 875.345 | 1857.384 | 10000 | 10000 | 889.467 | 3477.428 | 2980.759 | 10000 | Competitive | Competitive | 1 | TRUE | FALSE | 1 | Non-Competitive | 0.6875 | Competitive | 73.0782 | -105.095 | 9067.124 | 1894.309 | 186 | 1
SELMTHS5 1030__B FROM_TO | SELMTHS5 | 1030__B | 185 | 1 | 1 | ROGERSHL | BOSQUESW8 | FROM_TO | 73521.13 | 73713.47 | -31.2404 | 0 | 1024.32 | 989.384 | -0.13161 | 0.014903 | -0.17014 | 0.34424 | 152.0403 | 24.5191 | 0 |  | 10000 | 2583.078 | 10000 | 870.938 | 1853.961 | 10000 | 10000 | 904.512 | 3361.01 | 3904.914 | 10000 | Competitive | Competitive | 1 | TRUE | FALSE | 1 | Non-Competitive | 0.7185 | Competitive | 89.7802 | -88.3882 | 9057.725 | 2544.546 | 186 | 1
SELMTHS5 1030__B TO_FROM | SELMTHS5 | 1030__B | 185 | 1 | 1 | ROGERSHL | BOSQUESW8 | TO_FROM | 73521.13 | 73687.26 | -211.198 | 0 | 1081.659 | 1024.32 | -0.0149 | 0.13161 | -0.34424 | 0.17014 | 128.9688 | -101.432 | 0 | 8944.721 |  | 10000 | 2583.078 | 1292.586 | 956.283 | 10000 | 10000 | 2516.575 | 987.011 | 9279.057 | 3904.914 | Competitive | Competitive | 1 | TRUE | FALSE | 1 | Non-Competitive | 0.7185 | Competitive | 137.2387 | 26.2007 | 2544.546 | 10000 | 186 | 1
SEMPNOR8 3330__C FROM_TO | SEMPNOR8 | 3330__C | 499 | 4 | 4 | LOMBRY1_8 | LKMT1T_8 | FROM_TO | 73521.13 | 74584.38 | -537.242 | 0 | 1767.504 | 1565.706 | -0.07558 | 0.027316 | -0.54988 | 0.3699 | -130.789 | -378.063 | 0 | 2502.523 | 10000 | 2425.079 | 10000 | 2274.056 | 1004.375 | 2425.079 | 10000 | 2363.088 | 3669.249 | 2410.236 | 10000 | Competitive | Competitive | 1 | TRUE | FALSE | 1 | Non-Competitive | 0.734 | Competitive | -144.758 | -313.815 | 2757.062 | 10000 | 502 | 1
SEMPNOR8 3330__C TO_FROM | SEMPNOR8 | 3330__C | 499 | 4 | 4 | LOMBRY1_8 | LKMT1T_8 | TO_FROM | 73521.13 | 73400.88 | 223.3297 | 0 | 1516.868 | 1727.05 | -0.02732 | 0.07558 | -0.3699 | 0.54988 | 543.5543 | 265.7665 | 0 | 10000 | 2936.552 | 10000 | 2776.147 | 914.247 | 2584.913 | 10000 | 2776.147 | 3512.734 | 2710.922 | 10000 | 2772.423 | Competitive | Non-Competitive | 0 | TRUE | FALSE | 1 | Non-Competitive | 0.734 | Non-Competitive | 523.5863 | 259.4 | 10000 | 2759.641 | 502 | 1
SFERZ48 E1_M1_1 FROM_TO | SFERZ48 | E1_M1_1 | 214 | 1 | 1 | FIVE_PTS | WSTSIDE | FROM_TO | 73521.13 | 73730.42 | 75.1742 | 0 | 1167.339 | 777.533 | -0.06563 | 0.11351 | -0.30173 | 0.45255 | 150.7669 | 16.5804 | 0 | 10000 | 10000 | 10000 | 10000 | 7421.913 | 7303.725 | 10000 | 10000 | 9968.614 | 9634.93 | 10000 | 10000 | Competitive | Competitive | 1 | TRUE | FALSE | 1 | Non-Competitive | 0.6795 | Competitive | 152.8815 | 16.2482 | 10000 | 10000 | 213 | 1
SFERZ48 E1_M1_1 TO_FROM | SFERZ48 | E1_M1_1 | 214 | 1 | 1 | FIVE_PTS | WSTSIDE | TO_FROM | 73521.13 | 73686.22 | -250.41 | 0 | 777.533 | 1102.304 | -0.11351 | 0.065634 | -0.45255 | 0.30173 | 139.1405 | -41.3692 | 0 | 10000 | 10000 | 10000 | 10000 | 5975.185 | 7470.144 | 10000 | 10000 | 9467.843 | 9968.944 | 10000 | 10000 | Competitive | Competitive | 1 | TRUE | FALSE | 1 | Non-Competitive | 0.6795 | Competitive | 135.2815 | -40.1673 | 10000 | 10000 | 213 | 1
SFLCMDL5 6215__A FROM_TO | SFLCMDL5 | 6215__A | 143 | 1 | 1 | BLUFCKTA_8 | CHINAGRV_8 | FROM_TO | 73521.13 | 73161.16 | -143.375 | 0 | 3232.473 | 1481.949 | -0.01518 | 0.52227 | -0.08433 | 0.60212 | 170.4197 | 128.0588 | 2325.23 | 2680.02 |  | 5341.885 | 10000 | 1984.694 | 1105.22 | 10000 | 10000 | 5071.356 | 2475.794 | 5165.374 | 10000 | Non-Competitive | Non-Competitive | 0 | TRUE | FALSE | 1 | Non-Competitive | 0.703 | Competitive | 77.9749 | 53.4784 | 4146.194 | 9514.413 | 143 | 0
SFLCMDL5 6215__A TO_FROM | SFLCMDL5 | 6215__A | 143 | 1 | 1 | BLUFCKTA_8 | CHINAGRV_8 | TO_FROM | 73521.13 | 73502.74 | -79.3913 | 0 | 1438.805 | 3232.469 | -0.03734 | 0.015176 | -0.60212 | 0.084332 | 154.0757 | 105.8871 | 0 |  | 10000 | 5057.569 | 3708.442 | 931.883 | 3667.304 | 6771.843 | 10000 | 1893.355 | 4935.344 | 6351.337 | 4942.48 | Non-Competitive | Non-Competitive | 0 | TRUE | FALSE | 1 | Non-Competitive | 0.703 | Competitive | 96.8459 | 6.8777 | 3719.113 | 1961.585 | 143 | 0
SFLCMDL5 6470__D FROM_TO | SFLCMDL5 | 6470__D | 179 | 1 | 1 | MCDONALD_8 | FORSANTA_8 | FROM_TO | 73521.13 | 73456.44 | -180.729 | 0 | 1386.183 | 3134.248 | -0.05788 | 0.24038 | -0.68655 | 0.24038 | 223.4141 | 17.1388 | 0 | 3281.164 | 3879.98 | 3670.142 | 3879.98 | 1680.003 | 3791.526 | 5127.463 | 3984.179 | 3893.434 | 3862.531 | 4003.623 | 3866.459 | Non-Competitive | Non-Competitive | 0 | TRUE | FALSE | 1 | Non-Competitive | 0.789 | Non-Competitive | 193.4174 | 17.4662 | 4219.428 | 3765.031 | 186 | 1
SFLCMDL5 6470__D TO_FROM | SFLCMDL5 | 6470__D | 179 | 1 | 1 | MCDONALD_8 | FORSANTA_8 | TO_FROM | 73521.13 | 73350.91 | -158.45 | 0 | 3134.249 | 1386.183 | -0.07544 | 0.68655 | -0.24038 | 0.68655 | 216.6824 | 182.1016 | 1587.63 | 1438.007 | 8777.605 | 10000 | 8777.605 | 1351.185 | 1859.903 | 10000 | 10000 | 4641.667 | 6020.238 | 4657.541 | 7609.5 | Non-Competitive | Non-Competitive | 0 | TRUE | FALSE | 0 | Non-Competitive | 0.789 | Competitive | 156.8119 | 132.4412 | 6055.37 | 7602.374 | 186 | 0
SFLCMGS5 6215__A FROM_TO | SFLCMGS5 | 6215__A | 143 | 1 | 1 | BLUFCKTA_8 | CHINAGRV_8 | FROM_TO | 73521.13 | 73113.51 | -142.867 | 0 | 3232.473 | 1512.714 | -0.01518 | 0.52227 | -0.08433 | 0.60212 | 175.6521 | 132.9026 | 2325.23 | 2680.02 |  | 5341.885 | 10000 | 1933.375 | 1116.752 | 10000 | 10000 | 5061.638 | 2511.143 | 5165.374 | 10000 | Non-Competitive | Non-Competitive | 0 | TRUE | FALSE | 1 | Non-Competitive | 0.6955 | Competitive | 77.9749 | 55.5814 | 4146.194 | 9514.413 | 143 | 0
SFLCMGS5 6215__A TO_FROM | SFLCMGS5 | 6215__A | 143 | 1 | 1 | BLUFCKTA_8 | CHINAGRV_8 | TO_FROM | 73521.13 | 73503.63 | -83.4102 | 0 | 1466.288 | 3232.469 | -0.03734 | 0.015176 | -0.60212 | 0.084332 | 153.5354 | 100.8237 | 0 |  | 10000 | 5057.569 | 3177.791 | 940.323 | 3145.525 | 6771.843 | 10000 | 1915.401 | 4369.878 | 6351.337 | 4375.796 | Non-Competitive | Non-Competitive | 0 | TRUE | FALSE | 1 | Non-Competitive | 0.6955 | Competitive | 94.743 | 6.7083 | 3719.113 | 1961.585 | 143 | 0
SFLCMGS5 6465__B FROM_TO | SFLCMGS5 | 6465__B | 143 | 1 | 1 | MIDLDWNT_8 | SPRABERY_8 | FROM_TO | 73521.13 | 73615.27 | -148.059 | 0 | 913.042 | 1024.709 | -0.05179 | 0.10423 | -0.28334 | 0.28691 | 115.8114 | -44.2054 | 0 | 2375.657 | 10000 | 2375.657 | 10000 | 1979.531 | 1032.72 | 10000 | 10000 | 2621.986 | 2932.395 | 2683.683 | 10000 | Competitive | Competitive | 1 | TRUE | FALSE | 1 | Non-Competitive | 0.672 | Competitive | 95.0563 | -28.1115 | 3406.112 | 10000 | 143 | 1
SFLCMGS5 6465__B TO_FROM | SFLCMGS5 | 6465__B | 143 | 1 | 1 | MIDLDWNT_8 | SPRABERY_8 | TO_FROM | 73521.13 | 73485.81 | -90.8529 | 0 | 1030.793 | 913.042 | -0.10423 | 0.11622 | -0.28691 | 0.28334 | 153.1342 | -60.8452 | 0 | 1598.85 | 2924.727 | 1624.141 | 2924.727 | 964.031 | 2873.374 | 2704.648 | 10000 | 1471.08 | 3177.292 | 1498.838 | 3177.614 | Competitive | Non-Competitive | 0 | TRUE | FALSE | 1 | Non-Competitive | 0.672 | Competitive | 131.1694 | -55.0992 | 1599.346 | 3703.879 | 143 | 0
SFLCMGS5 6470__B FROM_TO | SFLCMGS5 | 6470__B | 179 | 1 | 1 | SPRABERY_8 | CRMWDTAP_8 | FROM_TO | 73521.13 | 73482.11 | -162.764 | 0 | 947.056 | 1355.3 | -0.07525 | 0.071641 | -0.79123 | 0.18194 | 206.6927 | 172.0243 | 1646.43 | 1510.102 | 8774.184 | 1529.59 | 8774.184 | 1396.047 | 2046.923 | 1529.59 | 10000 | 1457.128 | 6315.938 | 1471.575 | 7598.377 | Competitive | Non-Competitive | 0 | TRUE | FALSE | 1 | Non-Competitive | 0.742 | Competitive | 146.164 | 119.5997 | 1629.512 | 7590.096 | 186 | 0
SFLCMGS5 6470__B TO_FROM | SFLCMGS5 | 6470__B | 179 | 1 | 1 | SPRABERY_8 | CRMWDTAP_8 | TO_FROM | 73521.13 | 73253.77 | -200.691 | 0 | 1406.63 | 944.302 | -0.07024 | 0.31326 | -0.18194 | 0.79123 | 227.7411 | -12.952 | 0 | 2623.605 | 3155.046 | 2714.606 | 3229.849 | 1579.245 | 3040.347 | 3475.322 | 3229.849 | 2812.331 | 3001.812 | 2862.806 | 3004.96 | Competitive | Non-Competitive | 0 | TRUE | FALSE | 1 | Non-Competitive | 0.742 | Non-Competitive | 197.4447 | -8.8342 | 2969.976 | 2897.314 | 186 | 1
SFLCMGS5 6470__D FROM_TO | SFLCMGS5 | 6470__D | 179 | 1 | 1 | MCDONALD_8 | FORSANTA_8 | FROM_TO | 73521.13 | 73457.08 | -197.444 | 0 | 1362.861 | 2483.727 | -0.07005 | 0.24038 | -0.68655 | 0.24038 | 222.9775 | 0.74708 | 0 | 3281.164 | 3154.807 | 3670.142 | 3229.192 | 1688.452 | 3091.46 | 5127.463 | 3229.192 | 3894.128 | 3001.519 | 4003.623 | 3004.098 | Non-Competitive | Non-Competitive | 0 | TRUE | FALSE | 1 | Non-Competitive | 0.6875 | Non-Competitive | 192.7992 | 2.9752 | 4219.428 | 2895.635 | 186 | 1
SFLCMGS5 6470__D TO_FROM | SFLCMGS5 | 6470__D | 179 | 1 | 1 | MCDONALD_8 | FORSANTA_8 | TO_FROM | 73521.13 | 73279.27 | -158.002 | 0 | 2483.728 | 1348.879 | -0.07544 | 0.68655 | -0.24038 | 0.68655 | 233.4117 | 199.065 | 1587.63 | 1312.471 | 8777.605 | 10000 | 8777.605 | 1237.581 | 1878.275 | 10000 | 10000 | 4402.331 | 6039.593 | 4416.979 | 7609.5 | Competitive | Non-Competitive | 0 | TRUE | FALSE | 0 | Non-Competitive | 0.6875 | Competitive | 171.2062 | 147.0987 | 5792.145 | 7602.374 | 186 | 0
SFLCMGS5 6470__E FROM_TO | SFLCMGS5 | 6470__E | 179 | 1 | 1 | FORSANTA_8 | CRMWDTAP_8 | FROM_TO | 73521.13 | 73279.21 | -198.83 | 0 | 1406.216 | 930.094 | -0.07021 | 0.31329 | -0.20875 | 0.31329 | 229.6046 | -11.0841 | 0 | 2623.626 | 3155.014 | 2714.563 | 3229.76 | 1568.081 | 3048.951 | 3475.333 | 3229.76 | 2811.304 | 3001.794 | 2862.607 | 3004.842 | Competitive | Non-Competitive | 0 | TRUE | FALSE | 1 | Non-Competitive | 0.742 | Non-Competitive | 199.3041 | -8.2387 | 2969.851 | 2897.086 | 186 | 1
SFLCMGS5 6470__E TO_FROM | SFLCMGS5 | 6470__E | 179 | 1 | 1 | FORSANTA_8 | CRMWDTAP_8 | TO_FROM | 73521.13 | 73428.52 | -164.628 | 0 | 930.094 | 1406.216 | -0.07528 | 0.071616 | -0.31329 | 0.20875 | 204.8315 | 170.2069 | 1646.43 | 1510.081 | 8774.653 | 1529.554 | 8774.653 | 1398.345 | 2021.974 | 1529.554 | 10000 | 1457.21 | 6279.397 | 1471.568 | 7599.9 | Competitive | Non-Competitive | 0 | TRUE | FALSE | 1 | Non-Competitive | 0.742 | Competitive | 143.0119 | 117.8081 | 1629.535 | 7591.779 | 186 | 0
SFORGIL8 46T193_1 FROM_TO | SFORGIL8 | 46T193_1 | 98 | 1 | 1 | L_FERGUS8_1Y | L_SANDCR8_1Y | FROM_TO | 73521.13 | 73395.78 | -188.201 | 0 | 1241.659 | 6320.025 | -0.23686 | 0.073742 | -0.80964 | 0.073742 | 198.3779 | -23.7529 | 0 | 10000 | 10000 | 10000 | 10000 | 1044.537 | 1615.958 | 10000 | 10000 | 5473.189 | 2767.357 | 10000 | 10000 | Non-Competitive | Non-Competitive | 0 | TRUE | FALSE | 1 | Non-Competitive | 0.6875 | Non-Competitive | 180.7802 | -17.0322 | 10000 | 10000 | 98.24 | 1
SFORGIL8 46T193_1 TO_FROM | SFORGIL8 | 46T193_1 | 98 | 1 | 1 | L_FERGUS8_1Y | L_SANDCR8_1Y | TO_FROM | 73521.13 | 72028.4 | -219.832 | 0 | 6320.003 | 1241.659 | -0.07374 | 0.23686 | -0.07374 | 0.80964 | 202.6392 | -97.028 | 0 | 5127.109 | 10000 | 10000 | 10000 | 854.744 | 1176.953 | 10000 | 10000 | 1066.963 | 5874.727 | 7051.592 | 10000 | Non-Competitive | Non-Competitive | 0 | TRUE | FALSE | 1 | Non-Competitive | 0.6875 | Non-Competitive | 156.4453 | -73.6341 | 7304.928 | 10000 | 98.24 | 1
SFORYEL8 FORTMA_MASN1_1 FROM_TO | SFORYEL8 | FORTMA_MASN1_1 | 48 | 1 | 1 | MASN2A | L_FORTMA9_1N | FROM_TO | 73521.13 | 73196.89 | -141.994 | 0 | 953.284 | 1090.289 | -0.03597 | 0.031316 | -0.39518 | 0.60105 | 176.1924 | -60.1105 | 0 | 10000 | 10000 | 863.049 | 10000 | 883.563 | 1058.628 | 10000 | 10000 | 776.417 | 3057.367 | 877.34 | 10000 | Competitive | Non-Competitive | 0 | TRUE | FALSE | 1 | Non-Competitive | 0.695 | #N/A | #N/A | #N/A | #N/A | #N/A | #N/A | #N/A
SFORYEL8 FORTMA_MASN1_1 TO_FROM | SFORYEL8 | FORTMA_MASN1_1 | 48 | 1 | 1 | MASN2A | L_FORTMA9_1N | TO_FROM | 73521.13 | 73388.31 | -107.232 | 0 | 1090.289 | 945.761 | -0.01278 | 0.03597 | -0.60105 | 0.39518 | 126.6496 | -14.1215 | 0 | 10000 |  | 10000 | 1840.969 | 935.76 | 1698.659 | 10000 | 2588.255 | 2631.58 | 1931.761 | 10000 | 2205.158 | Competitive | Non-Competitive | 0 | TRUE | FALSE | 1 | Non-Competitive | 0.695 | #N/A | #N/A | #N/A | #N/A | #N/A | #N/A | #N/A
SFORYEL8 HEXT_YELWJC1_1 FROM_TO | SFORYEL8 | HEXT_YELWJC1_1 | 30 | 1 | 1 | YELWJCKT2A | HEXT 2 | FROM_TO | 73521.13 | 73273.91 | -68.9093 | 0 | 951.315 | 1091.388 | -0.01525 | 0.02026 | -0.43848 | 0.19212 | 138.4334 | -17.5631 | 0 | 10000 |  | 856.378 | 10000 | 919.219 | 1078.243 | 6943.907 | 10000 | 779.225 | 2404.572 | 867.087 | 10000 | Competitive | Non-Competitive | 0 | TRUE | FALSE | 1 | Non-Competitive | 0.953 | Non-Competitive | 114.6509 | -4.7831 | 1203.739 | 10000 | 30 | 1
SFORYEL8 HEXT_YELWJC1_1 TO_FROM | SFORYEL8 | HEXT_YELWJC1_1 | 30 | 1 | 1 | YELWJCKT2A | HEXT 2 | TO_FROM | 73521.13 | 73360.33 | -91.3541 | 0 | 1219.795 | 958.939 | -0.00856 | 0.015254 | -0.19212 | 0.43848 | 59.2901 | 26.9992 | 2395.03 |  |  | 5374.054 | 2086.543 | 943.71 | 1705.165 | 10000 | 2581.304 | 1959.195 | 1855.256 | 6698.591 | 2218.868 | Competitive | Non-Competitive | 0 | FALSE | FALSE | 1 | Non-Competitive | 0.953 | Non-Competitive | 50.3133 | 27.0947 | 6652.022 | 1882.54 | 30 | 1
SFRWHEI8 HEI_PHR_1 FROM_TO | SFRWHEI8 | HEI_PHR_1 | 478 | 1 | 1 | TNHEIGHTS_1 | P_H_R___138C | FROM_TO | 73521.13 | 94738.8 | -308.647 | 0 | 7235.536 | 0 | -0.0042 | 0.48139 | -0.0042 | 0.51283 | -32.2212 | -8.3371 | 5643.83 | 7235.567 |  | 7235.567 | 923.308 | 7235.567 | 923.308 | 7235.567 | 923.308 | 7239.145 | 923.308 | 7239.145 | 923.308 | Competitive | Competitive | 1 | TRUE | FALSE | 1 | Non-Competitive | 0.7265 | Competitive | -58.8693 | -25.9598 | 7239.149 | 924.333 | 421 | 1
SFRWHEI8 HEI_PHR_1 TO_FROM | SFRWHEI8 | HEI_PHR_1 | 478 | 1 | 1 | TNHEIGHTS_1 | P_H_R___138C | TO_FROM | 73521.13 | 73845.1 | 263.3476 | 0 | 0 | 7235.536 | -0.48139 | 0.004196 | -0.51283 | 0.004196 | 308.8597 | 263.515 | 0 |  | 7235.567 | 785.326 | 7235.567 | 785.326 | 7235.567 | 785.326 | 7235.567 | 785.326 | 7239.145 | 785.326 | 7239.145 | Competitive | Competitive | 1 | TRUE | FALSE | 1 | Non-Competitive | 0.7265 | Competitive | 335.7717 | 288.6076 | 790.605 | 7239.149 | 421 | 1
SFSHBOM5 GRAYBC_VERN1_1 FROM_TO | SFSHBOM5 | GRAYBC_VERN1_1 | 38 | 0 | 0 | VERN2A | GRAYBCKT2A | FROM_TO | 73521.13 | 73556.81 | 2.3239 | 0 | 0 | 783.088 | 0 | 3.2e-05 | -0.99997 | 3.2e-05 | 2.324 | 2.3244 | 0 |  |  | 783.088 |  | 783.088 |  | 783.088 |  | 783.088 |  | 783.088 | 0 | Competitive | Competitive | 1 | FALSE | TRUE | 1 | Non-Competitive | 0.7425 | #N/A | #N/A | #N/A | #N/A | #N/A | #N/A | #N/A
SFSHBOM5 GRAYBC_VERN1_1 TO_FROM | SFSHBOM5 | GRAYBC_VERN1_1 | 38 | 0 | 0 | VERN2A | GRAYBCKT2A | TO_FROM | 73521.13 | 94738.8 | -2.3239 | 0 | 0 | 783.088 | -3e-05 | 0 | -3e-05 | 0.99997 | -2.3211 | -2.1428 | 5643.83 |  |  |  | 920.068 |  | 920.068 |  | 920.068 |  | 920.068 | 0 | 920.068 | Competitive | Competitive | 1 | FALSE | TRUE | 1 | Non-Competitive | 0.7425 | #N/A | #N/A | #N/A | #N/A | #N/A | #N/A | #N/A
SFSHBOM5 LIBR_PAUL1_1 FROM_TO | SFSHBOM5 | LIBR_PAUL1_1 | 39 | 0 | 0 | COPPERBRKS | PAUL2A | FROM_TO | 73521.13 | 73648.8 | -24.1201 | 0 | 880.63 | 1558.229 | -0.00487 | 0.084294 | -0.14926 | 0.69765 | 18.6137 | -20.4793 | 0 | 10000 |  | 10000 | 3695.052 | 1050.037 | 1008.092 | 10000 | 3695.052 | 6168.815 | 1942.438 | 10000 | 3695.052 | Competitive | Competitive | 1 | TRUE | FALSE | 1 | Non-Competitive | 0.711 | Competitive | 17.405 | -18.8412 | 10000 | 3695.052 | 38 | 1
SFSHBOM5 LIBR_PAUL1_1 TO_FROM | SFSHBOM5 | LIBR_PAUL1_1 | 39 | 0 | 0 | COPPERBRKS | PAUL2A | TO_FROM | 73521.13 | 73543.46 | -16.3103 | 0 | 1535.029 | 942.922 | -0.00305 | 0.004875 | -0.69765 | 0.14926 | 23.4238 | 15.7071 | 1345.03 |  |  | 2708.889 | 3275.78 | 915.954 | 3176.054 | 2708.889 | 3275.78 | 1624.513 | 3601.023 | 2708.889 | 3622.409 | Competitive | Competitive | 1 | FALSE | FALSE | 1 | Non-Competitive | 0.711 | Competitive | 20.3718 | 12.8214 | 3695.052 | 3561.362 | 38 | 1
SFTLMES8 BGLK_MCAN_S1_1 FROM_TO | SFTLMES8 | BGLK_MCAN_S1_1 | 173 | 1 | 1 | BIGLAK24 | L_NORTMC8_1Y | FROM_TO | 73521.13 | 73612.76 | -408.95 | 0 | 1156.672 | 875.231 | -0.05964 | 0.088311 | -0.26552 | 0.35975 | 148.2396 | -44.9098 | 0 | 4236.654 | 3324.623 | 4236.654 | 3324.623 | 904.477 | 2122.698 | 4236.654 | 3841.376 | 2339.409 | 3283.299 | 4222.123 | 3449.356 | Competitive | Competitive | 1 | TRUE | FALSE | 1 | Non-Competitive | 0.6955 | Competitive | 113.7743 | -40.6489 | 4396.191 | 3439.181 | 175 | 1
SFTLMES8 BGLK_MCAN_S1_1 TO_FROM | SFTLMES8 | BGLK_MCAN_S1_1 | 173 | 1 | 1 | BIGLAK24 | L_NORTMC8_1Y | TO_FROM | 73521.13 | 72588.55 | -156.558 | 0 | 875.231 | 1099.705 | -0.08831 | 0.24701 | -0.35975 | 0.26552 | 505.0359 | -90.8819 | 0 | 1425.938 | 10000 | 3188.12 | 10000 | 1122.187 | 936.755 | 3188.12 | 10000 | 2299.257 | 3505.476 | 2350.492 | 10000 | Competitive | Non-Competitive | 0 | TRUE | FALSE | 1 | Non-Competitive | 0.6955 | Non-Competitive | 363.8983 | -59.581 | 2922.637 | 10000 | 175 | 1
SFTLMES8 BGLK_TWINBU1_1 FROM_TO | SFTLMES8 | BGLK_TWINBU1_1 | 151 | 1 | 1 | BGLK4A | L_TWINBU8_1Y | FROM_TO | 73521.13 | 73845.76 | -132.389 | 0 | 969.98 | 1058.718 | -0.00447 | 0.1121 | -0.07998 | 0.34173 | 123.8017 | 51.0648 | 0 | 2553.125 |  | 2742.329 | 1825.922 | 1332.99 | 1544.143 | 2742.329 | 1796.967 | 2321.44 | 1787.478 | 2575.376 | 1857.206 | Competitive | Competitive | 1 | TRUE | FALSE | 1 | Non-Competitive | 0.7265 | Competitive | 77.6603 | 62.5258 | 2839.312 | 1907.597 | 151 | 1
SFTLMES8 BGLK_TWINBU1_1 TO_FROM | SFTLMES8 | BGLK_TWINBU1_1 | 151 | 1 | 1 | BGLK4A | L_TWINBU8_1Y | TO_FROM | 73521.13 | 73488.99 | -111.089 | 0 | 1045.578 | 969.981 | -0.09034 | 0.012915 | -0.34173 | 0.079982 | 162.0183 | 46.3108 | 0 |  | 10000 | 2001.655 | 10000 | 1182.998 | 1367.503 | 4286.12 | 10000 | 1344.422 | 4457.648 | 3479.665 | 10000 | Competitive | Non-Competitive | 0 | TRUE | FALSE | 1 | Non-Competitive | 0.7265 | Competitive | 148.4114 | 48.0587 | 2462.674 | 10000 | 151 | 0
SFTSBAR8 BARL_FTSW1_1 FROM_TO | SFTSBAR8 | BARL_FTSW1_1 | 38 | 1 | 1 | FTSW2A | BARL2A | FROM_TO | 73521.13 | 73327.39 | -50.2264 | 0 | 1306.538 | 931.97 | -0.04173 | 0.074903 | -0.3445 | 0.28034 | 104.6091 | 86.3144 | 823.83 | 3353.971 | 10000 | 3353.971 | 10000 | 2239.356 | 3050.497 | 3353.971 | 10000 | 3341.71 | 7925.224 | 3415.05 | 10000 | Competitive | Non-Competitive | 0 | TRUE | FALSE | 0 | Non-Competitive | 0.8045 | Non-Competitive | 71.5123 | 60.2422 | 3841.151 | 10000 | 38 | 1
SFTSBAR8 BARL_FTSW1_1 TO_FROM | SFTSBAR8 | BARL_FTSW1_1 | 38 | 1 | 1 | FTSW2A | BARL2A | TO_FROM | 73521.13 | 73364.19 | -96.9732 | 0 | 956.908 | 1169.649 | -0.01913 | 0.041732 | -0.28034 | 0.3445 | 81.8375 | -0.9397 | 0 | 4650.872 |  | 4650.872 | 10000 | 1659.818 | 1061.239 | 4650.872 | 10000 | 3957.5 | 5745.006 | 4849.317 | 10000 | Competitive | Non-Competitive | 0 | TRUE | FALSE | 1 | Non-Competitive | 0.8045 | Non-Competitive | 56.6238 | 1.8286 | 5845.569 | 10000 | 38 | 1
SFTWW_D8 AIR_NDE_1 FROM_TO | SFTWW_D8 | AIR_NDE_1 | 218 | 1 | 1 | JMCRSTL138 | N_DENT_8 | FROM_TO | 73521.13 | 72729.75 | 131.3781 | 0 | 913.726 | 2119.976 | -0.15318 | 0.024173 | -0.34843 | 0.34523 | 496.0318 | 105.1182 | 0 | 3717.356 | 4448.494 | 951.431 | 10000 | 629.294 | 1889.838 | 689.039 | 10000 | 724.594 | 4373.197 | 880.719 | 7148.342 | Non-Competitive | Non-Competitive | 0 | TRUE | FALSE | 1 | Non-Competitive | 0.6875 | Non-Competitive | 349.883 | 160.552 | 866.535 | 9854.423 | 218 | 1
SFTWW_D8 AIR_NDE_1 TO_FROM | SFTWW_D8 | AIR_NDE_1 | 218 | 1 | 1 | JMCRSTL138 | N_DENT_8 | TO_FROM | 73521.13 | 74257.27 | -479.306 | 0 | 2203.14 | 913.726 | -0.02417 | 0.15318 | -0.34523 | 0.34843 | -38.3476 | -183.532 | 4823.83 | 3188.061 | 3717.356 | 5296.695 | 2122.958 | 1788.407 | 891.038 | 5296.695 | 1659.241 | 3298.143 | 1266.732 | 4597.174 | 1876.897 | Competitive | Competitive | 1 | TRUE | FALSE | 1 | Non-Competitive | 0.6875 | Competitive | -113.681 | -164.403 | 6736.596 | 1653.61 | 218 | 1
SFTWW_D8 AIR_W_DE_1 FROM_TO | SFTWW_D8 | AIR_W_DE_1 | 350 | 1 | 1 | JMCRSTL138 | W_DENT_8 | FROM_TO | 73521.13 | 75389.47 | -489.93 | 0 | 2188.585 | 990.596 | -0.02432 | 0.15303 | -0.216 | 0.65463 | -48.9507 | -193.437 | 4823.83 | 3187.564 | 3716.593 | 5297.182 | 2126.412 | 1786.127 | 887.903 | 5297.182 | 1659.301 | 3323.161 | 1248.747 | 4606.005 | 1879.207 | Competitive | Competitive | 1 | TRUE | FALSE | 1 | Non-Competitive | 0.6875 | Competitive | -124.315 | -174.011 | 6739.635 | 1660.973 | 218 | 1
SFTWW_D8 AIR_W_DE_1 TO_FROM | SFTWW_D8 | AIR_W_DE_1 | 350 | 1 | 1 | JMCRSTL138 | W_DENT_8 | TO_FROM | 73521.13 | 73281.79 | 141.9859 | 0 | 990.596 | 1903.115 | -0.15303 | 0.024317 | -0.65463 | 0.216 | 506.6788 | 115.7245 | 0 | 3716.593 | 4449.059 | 952.674 | 10000 | 629.374 | 1885.838 | 688.879 | 10000 | 719.732 | 4420.981 | 881.351 | 7165.61 | Competitive | Non-Competitive | 0 | TRUE | FALSE | 1 | Non-Competitive | 0.6875 | Non-Competitive | 360.5979 | 171.1593 | 866.818 | 9855.988 | 218 | 1
SGAFGRN8 HEI_PHR_1 FROM_TO | SGAFGRN8 | HEI_PHR_1 | 478 | 1 | 1 | TNHEIGHTS_1 | P_H_R___138C | FROM_TO | 73521.13 | 91344.72 | -337.748 | 0 | 7231.988 | 3819.293 | -0.01234 | 0.43083 | -0.0341 | 0.43083 | -33.5428 | -56.233 | 1371.83 | 7231.988 |  | 7231.988 | 1355.208 | 7231.988 | 1012.693 | 7231.988 | 2561.134 | 7231.988 | 1282.996 | 7231.988 | 1580.22 | Competitive | Competitive | 1 | TRUE | FALSE | 1 | Non-Competitive | 0.7345 | Competitive | -67.2328 | -72.7042 | 7231.988 | 1454.32 | 421 | 1
SGAFGRN8 HEI_PHR_1 TO_FROM | SGAFGRN8 | HEI_PHR_1 | 478 | 1 | 1 | TNHEIGHTS_1 | P_H_R___138C | TO_FROM | 73521.13 | 73778.38 | 209.0728 | 0 | 3819.293 | 7231.988 | -0.43083 | 0.012344 | -0.43083 | 0.034099 | 365.9031 | 219.5912 | 0 |  | 7231.988 | 1319.891 | 7231.988 | 868.45 | 7231.988 | 2561.134 | 7231.988 | 1133.437 | 7231.988 | 1552.511 | 7231.988 | Competitive | Competitive | 1 | TRUE | FALSE | 1 | Non-Competitive | 0.7345 | Competitive | 386.743 | 248.0866 | 1267.112 | 7231.988 | 421 | 1
SGAFPHR8 HEI_PHR_1 FROM_TO | SGAFPHR8 | HEI_PHR_1 | 478 | 1 | 1 | TNHEIGHTS_1 | P_H_R___138C | FROM_TO | 73521.13 | 91417.73 | -340.194 | 0 | 7231.988 | 3819.293 | -0.01238 | 0.43079 | -0.03413 | 0.43079 | -35.9779 | -58.6202 | 1371.83 | 7231.988 |  | 7231.988 | 1298.635 | 7231.988 | 1011.552 | 7231.988 | 2560.974 | 7231.988 | 1278.438 | 7231.988 | 1529.303 | Competitive | Competitive | 1 | TRUE | FALSE | 1 | Non-Competitive | 0.695 | Competitive | -69.6801 | -75.0458 | 7231.988 | 1451.669 | 421 | 1
SGAFPHR8 HEI_PHR_1 TO_FROM | SGAFPHR8 | HEI_PHR_1 | 478 | 1 | 1 | TNHEIGHTS_1 | P_H_R___138C | TO_FROM | 73521.13 | 73774.21 | 211.5055 | 0 | 3819.293 | 7231.988 | -0.43079 | 0.012377 | -0.43079 | 0.034132 | 368.3372 | 222.034 | 0 |  | 7231.988 | 1256.313 | 7231.988 | 867.406 | 7231.988 | 2560.974 | 7231.988 | 1128.868 | 7231.988 | 1495.421 | 7231.988 | Competitive | Competitive | 1 | TRUE | FALSE | 1 | Non-Competitive | 0.695 | Competitive | 389.1785 | 250.5364 | 1264.384 | 7231.988 | 421 | 1
SGAIWLV8 6215__A FROM_TO | SGAIWLV8 | 6215__A | 143 | 0 | 0 | BLUFCKTA_8 | CHINAGRV_8 | FROM_TO | 73521.13 | 73285.51 | -135.122 | 0 | 3231.272 | 1466.313 | -0.01522 | 0.52127 | -0.08463 | 0.60154 | 159.7899 | 121.3525 | 2901.53 | 2721.913 |  | 5341.449 | 10000 | 2144.384 | 1119.931 | 10000 | 10000 | 5156.13 | 2683.474 | 5209.074 | 10000 | Non-Competitive | Non-Competitive | 0 | TRUE | FALSE | 1 | Non-Competitive | 0.797 | Competitive | 80.2173 | 53.4327 | 4143.557 | 9506.913 | 143 | 0
SGAIWLV8 6215__A TO_FROM | SGAIWLV8 | 6215__A | 143 | 0 | 0 | BLUFCKTA_8 | CHINAGRV_8 | TO_FROM | 73521.13 | 73516.97 | -68.7292 | 0 | 1512.754 | 3231.263 | -0.03272 | 0.015221 | -0.60154 | 0.084634 | 145.5053 | 103.8702 | 0 |  | 10000 | 4888.338 | 10000 | 940.361 | 3710.038 | 6114.921 | 10000 | 2017.92 | 5898.167 | 5976.467 | 10000 | Non-Competitive | Non-Competitive | 0 | TRUE | FALSE | 1 | Non-Competitive | 0.797 | Competitive | 98.5443 | 10.3528 | 3700.412 | 1843.361 | 143 | 0
SGASMGS5 TWINBU_T1H FROM_TO | SGASMGS5 | TWINBU_T1H | 308 | 1 | 1 | L_TWINBU5_1Y | L_TWINBU1_1 | FROM_TO | 73521.13 | 73460.31 | -120.578 | 0 | 1355.913 | 833.55 | -0.08556 | 0.092329 | -0.52755 | 0.1301 | 340.0154 | 104.1075 | 0 | 6903.668 | 5177.197 | 6903.668 | 10000 | 1376.544 | 1218.672 | 6903.668 | 10000 | 5117.751 | 2960.343 | 6903.668 | 6102.751 | Competitive | Non-Competitive | 0 | TRUE | FALSE | 1 | Non-Competitive | 0.6955 | #N/A | #N/A | #N/A | #N/A | #N/A | #N/A | #N/A
SGASMGS5 TWINBU_T1H TO_FROM | SGASMGS5 | TWINBU_T1H | 308 | 1 | 1 | L_TWINBU5_1Y | L_TWINBU1_1 | TO_FROM | 73521.13 | 74897.76 | -290.141 | 0 | 805.714 | 1355.913 | -0.00745 | 0.20274 | -0.1301 | 0.52755 | 123.0964 | -2.7789 | 0 | 1872.367 |  | 2221.455 | 1912.737 | 1043.995 | 1512.597 | 6825.121 | 1942.845 | 2276.652 | 1784.962 | 2474.057 | 1939.671 | Competitive | Competitive | 1 | TRUE | TRUE | 1 | Competitive | 0.6955 | #N/A | #N/A | #N/A | #N/A | #N/A | #N/A | #N/A
SGASMGS5 TWINBU_T1L FROM_TO | SGASMGS5 | TWINBU_T1L | 308 | 1 | 1 | L_TWINBU8_1Y | L_TWINBU1_1 | FROM_TO | 73521.13 | 73847.61 | -290.141 | 0 | 829.07 | 1417.417 | -0.00745 | 0.20274 | -0.52804 | 0.52755 | 123.0964 | -2.7789 | 0 | 1872.367 |  | 2221.455 | 1912.737 | 1043.995 | 1512.597 | 6825.121 | 1942.845 | 2276.652 | 1784.962 | 2474.057 | 1939.671 | Competitive | Competitive | 1 | TRUE | TRUE | 1 | Competitive | 0.953 | #N/A | #N/A | #N/A | #N/A | #N/A | #N/A | #N/A
SGASMGS5 TWINBU_T1L TO_FROM | SGASMGS5 | TWINBU_T1L | 308 | 1 | 1 | L_TWINBU8_1Y | L_TWINBU1_1 | TO_FROM | 73521.13 | 73460.31 | -120.578 | 0 | 1417.417 | 857.977 | -0.08556 | 0.092329 | -0.52755 | 0.52804 | 340.0154 | 104.1075 | 0 | 6903.668 | 5177.197 | 6903.668 | 10000 | 1376.544 | 1218.672 | 6903.668 | 10000 | 5117.751 | 2960.343 | 6903.668 | 6102.751 | Competitive | Non-Competitive | 0 | TRUE | FALSE | 1 | Non-Competitive | 0.953 | #N/A | #N/A | #N/A | #N/A | #N/A | #N/A | #N/A
SGEOGEO8 CSA_ORN_1 FROM_TO | SGEOGEO8 | CSA_ORN_1 | 45 | 2 | 2 | ORANGEGRVSB9 | CSABLK2A | FROM_TO | 73521.13 | 73563.2 | -39.9089 | 0 | 1541.796 | 751.274 | -0.01821 | 0.018591 | -0.53151 | 0.29686 | 22.262 | -31.6431 | 0 |  |  | 1279.643 | 10000 | 1070.376 | 1014.629 | 1297.821 | 10000 | 1546.164 | 2623.033 | 1564.53 | 10000 | Competitive | Competitive | 1 | FALSE | FALSE | 1 | Non-Competitive | 0.7265 | Competitive | 18.57 | -30.5279 | 1572.797 | 10000 | 45 | 1
SGEOGEO8 CSA_ORN_1 TO_FROM | SGEOGEO8 | CSA_ORN_1 | 45 | 2 | 2 | ORANGEGRVSB9 | CSABLK2A | TO_FROM | 73521.13 | 73524.71 | -19.5176 | 0 | 768.767 | 1296.428 | -0.01859 | 0.018208 | -0.29686 | 0.53151 | 43.9367 | 9.5522 | 0 |  |  | 10000 | 2641.458 | 836.582 | 2016.798 | 10000 | 2701.766 | 2138.773 | 2982.633 | 10000 | 3023.382 | Competitive | Competitive | 1 | FALSE | FALSE | 1 | Non-Competitive | 0.7265 | Competitive | 40.949 | 8.685 | 10000 | 2890.867 | 45 | 1
SGEOGEO8 ORA_ORNG_1 FROM_TO | SGEOGEO8 | ORA_ORNG_1 | 120 | 2 | 2 | ORANGEGRVSW9 | ORANGEGRVSB9 | FROM_TO | 73521.13 | 73641.45 | -27.0168 | 0 | 1543.399 | 787.979 | -0.01803 | 0.018766 | -0.70296 | 0.29255 | 35.1839 | -18.7433 | 0 |  |  | 1276.691 | 10000 | 994.056 | 1056.271 | 1295 | 10000 | 1527.728 | 3716.181 | 1556.178 | 10000 | Competitive | Competitive | 1 | FALSE | FALSE | 1 | Non-Competitive | 0.695 | Competitive | 32.7411 | -17.7168 | 1566.318 | 10000 | 120 | 1
SGEOGEO8 ORA_ORNG_1 TO_FROM | SGEOGEO8 | ORA_ORNG_1 | 120 | 2 | 2 | ORANGEGRVSW9 | ORANGEGRVSB9 | TO_FROM | 73521.13 | 73825.42 | -32.4171 | 0 | 796.394 | 1297.603 | -0.01877 | 0.018033 | -0.29255 | 0.70296 | 30.9791 | -3.3786 | 0 |  |  | 10000 | 2636.9 | 860.869 | 1752.41 | 10000 | 2697.74 | 3120.332 | 2944.03 | 10000 | 3013.009 | Competitive | Competitive | 1 | FALSE | FALSE | 1 | Non-Competitive | 0.695 | Competitive | 28.0357 | -2.7848 | 10000 | 2882.798 | 120 | 1
SGILNU78 GILA_HIWAY_1_1 FROM_TO | SGILNU78 | GILA_HIWAY_1_1 | 255 | 0 | 0 | HIWAY_94A | GILA4A | FROM_TO | 73521.13 | 74144.73 | -56.1791 | 0 | 1424.087 | 949.602 | -0.00194 | 0.069603 | -0.37677 | 0.08854 | 20.2568 | 21.0876 | 4427.43 | 6012.525 |  | 6012.525 | 1110.797 | 4436.983 | 912.36 | 6012.525 | 3237.106 | 6454.95 | 873.283 | 6710.046 | 1051.219 | Competitive | Competitive | 1 | TRUE | FALSE | 1 | Non-Competitive | 0.6955 | #N/A | #N/A | #N/A | #N/A | #N/A | #N/A | #N/A
SGILNU78 GILA_HIWAY_1_1 TO_FROM | SGILNU78 | GILA_HIWAY_1_1 | 255 | 0 | 0 | HIWAY_94A | GILA4A | TO_FROM | 73521.13 | 75744.35 | -19.2096 | 0 | 1100.206 | 1424.087 | -0.0696 | 0.002051 | -0.08854 | 0.37677 | 56.6682 | 27.7258 | 0 |  | 6012.525 | 925.91 | 6012.525 | 787.21 | 4883.045 | 2686.208 | 6012.525 | 757.52 | 6492.425 | 886.52 | 6710.046 | Competitive | Competitive | 1 | TRUE | FALSE | 1 | Non-Competitive | 0.6955 | #N/A | #N/A | #N/A | #N/A | #N/A | #N/A | #N/A
SGLDSUN8 6215__A FROM_TO | SGLDSUN8 | 6215__A | 143 | 1 | 1 | BLUFCKTA_8 | CHINAGRV_8 | FROM_TO | 73521.13 | 69656.81 | -164.629 | 0 | 5291.082 | 1762.026 | -0.01542 | 0.83561 | -0.05125 | 0.83561 | 328.5208 | 305.6696 | 2502.43 | 3992.229 |  | 5301.052 | 10000 | 3067.126 | 1121.903 | 5301.052 | 10000 | 5299.762 | 2301.861 | 5339.565 | 10000 | Non-Competitive | Non-Competitive | 0 | TRUE | FALSE | 0 | Non-Competitive | 0.7345 | Non-Competitive | 203.3542 | 182.3278 | 8536.686 | 9607.229 | 143 | 1
SGLDSUN8 6215__A TO_FROM | SGLDSUN8 | 6215__A | 143 | 1 | 1 | BLUFCKTA_8 | CHINAGRV_8 | TO_FROM | 73521.13 | 73475.11 | -117.725 | 0 | 1440.87 | 5291.081 | -0.04973 | 0.040458 | -0.83561 | 0.051254 | 181.4576 | 108.2602 | 0 | 2720.547 | 10000 | 3963.314 | 3727.811 | 972.646 | 3484.709 | 2720.547 | 10000 | 1869.465 | 5106.473 | 3373.446 | 5184.411 | Non-Competitive | Non-Competitive | 0 | TRUE | FALSE | 1 | Non-Competitive | 0.7345 | Competitive | 138.0496 | -4.9571 | 3053.635 | 1521.754 | 143 | 0
SGRAFER8 40T189_1 FROM_TO | SGRAFER8 | 40T189_1 | 221 | 1 | 1 | L_WIRTZ_8_1Y | L_FERGUS8_1Y | FROM_TO | 73521.13 | 74057.59 | -177.182 | 0 | 1462.716 | 942.124 | -0.25974 | 0.20974 | -0.25974 | 0.20974 | 82.0781 | -14.1911 | 0 | 10000 | 10000 | 10000 | 10000 | 1741.794 | 5282.361 | 10000 | 10000 | 8754.994 | 9879.547 | 10000 | 10000 | Competitive | Competitive | 1 | TRUE | FALSE | 1 | Non-Competitive | 0.711 | Competitive | 78.9967 | -5.4061 | 10000 | 10000 | 478 | 1
SGRAFER8 40T189_1 TO_FROM | SGRAFER8 | 40T189_1 | 221 | 1 | 1 | L_WIRTZ_8_1Y | L_FERGUS8_1Y | TO_FROM | 73521.13 | 73632.63 | -73.02 | 0 | 942.124 | 1462.716 | -0.20974 | 0.25974 | -0.20974 | 0.25974 | 196.6742 | -44.459 | 0 | 10000 | 10000 | 10000 | 10000 | 3428.77 | 1762.221 | 10000 | 10000 | 9634.842 | 8756.143 | 10000 | 10000 | Competitive | Competitive | 1 | TRUE | FALSE | 1 | Non-Competitive | 0.711 | Competitive | 182.2429 | -42.558 | 10000 | 10000 | 478 | 1
SGRMGRS8 6825__A FROM_TO | SGRMGRS8 | 6825__A | 72 | 2 | 2 | GRAHAMSW_9 | GRAHAM_9 | FROM_TO | 73521.13 | 73504.6 | -78.0007 | 0 | 1636.907 | 974.701 | -0.0197 | 0.15253 | -0.49392 | 0.44853 | 80.1153 | 49.6975 | 3817.63 | 5167.435 |  | 10000 | 3296.585 | 2919.892 | 1833.119 | 10000 | 10000 | 5804.667 | 3472.336 | 6149.238 | 5132.839 | Competitive | Non-Competitive | 0 | TRUE | FALSE | 1 | Non-Competitive | 0.672 | Non-Competitive | 75.4094 | 58.0767 | 5896.238 | 10000 | 72 | 1
SGRMGRS8 6825__A TO_FROM | SGRMGRS8 | 6825__A | 72 | 2 | 2 | GRAHAMSW_9 | GRAHAM_9 | TO_FROM | 73521.13 | 73514.69 | -67.4359 | 0 | 974.701 | 1636.907 | -0.03707 | 0.019701 | -0.44853 | 0.49392 | 74.2558 | -19.8891 | 0 |  | 10000 | 1739.946 | 10000 | 748.433 | 4120.518 | 10000 | 10000 | 1303.562 | 9642.163 | 3262.245 | 10000 | Competitive | Non-Competitive | 0 | TRUE | FALSE | 1 | Non-Competitive | 0.672 | Competitive | 42.5435 | -15.5065 | 9482.824 | 10000 | 72 | 0
SGSMPBS8 ODNTH_FMR1 FROM_TO | SGSMPBS8 | ODNTH_FMR1 | 87 | 4 | 4 | ODESSANO_8 | ODESSANO_9 | FROM_TO | 73521.13 | 73533.33 | 19.8333 | 0 | 1326.05 | 896.933 | -0.02757 | 0.005429 | -0.70488 | 0.044985 | 78.4043 | 68.3611 | 0 |  | 10000 | 4258.485 | 10000 | 712.964 | 9891.432 | 5805.175 | 10000 | 1225.397 | 9982.317 | 5097.843 | 10000 | Competitive | Competitive | 1 | TRUE | FALSE | 1 | Non-Competitive | 0.6795 | Competitive | 57.8236 | 49.4233 | 5057.131 | 10000 | 87 | 1
SGSMPBS8 ODNTH_FMR1 TO_FROM | SGSMPBS8 | ODNTH_FMR1 | 87 | 4 | 4 | ODESSANO_8 | ODESSANO_9 | TO_FROM | 73521.13 | 75952 | -78.0623 | 0 | 813.372 | 1501.391 | -0.00543 | 0.057989 | -0.04499 | 0.70488 | -20.045 | -70.9632 | 0 | 3594.165 |  | 3594.165 | 5293.331 | 2910.792 | 807.162 | 7447.622 | 5805.175 | 4577.822 | 1418.015 | 4693.227 | 5619.276 | Competitive | Competitive | 1 | TRUE | FALSE | 1 | Non-Competitive | 0.6795 | Competitive | -18.4646 | -50.8272 | 3967.309 | 5568.222 | 87 | 1
SHASTNN8 138_ALV_NAL_1 FROM_TO | SHASTNN8 | 138_ALV_NAL_1 | 210 | 1 | 1 | TNNALVIN__1 | TNALVIN___1 | FROM_TO | 73521.13 | 73217.26 | 151.0443 | 0 | 1319.12 | 2511.391 | -0.11377 | 0.015537 | -0.73811 | 0.19346 | 434.292 | 204.6101 | 0 |  | 7233.419 | 919.117 | 7233.419 | 767.845 | 3349.677 | 1204.512 | 7233.419 | 852.515 | 5963.366 | 1026.84 | 7234.85 | Non-Competitive | Non-Competitive | 0 | TRUE | FALSE | 1 | Non-Competitive | 0.68 | Non-Competitive | 440.1479 | 231.4709 | 1195.774 | 7234.541 | 210 | 1
SHASTNN8 138_ALV_NAL_1 TO_FROM | SHASTNN8 | 138_ALV_NAL_1 | 210 | 1 | 1 | TNNALVIN__1 | TNALVIN___1 | TO_FROM | 73521.13 | 74915.85 | -440.204 | 0 | 2511.392 | 1319.12 | -0.01554 | 0.11377 | -0.19347 | 0.73811 | -81.2338 | -284.811 | 0 | 7233.419 |  | 7233.419 | 1053.784 | 3349.677 | 905.998 | 7233.419 | 1507.309 | 5963.366 | 1005.384 | 7234.85 | 1188.415 | Competitive | Competitive | 1 | TRUE | FALSE | 1 | Non-Competitive | 0.68 | Competitive | -84.6965 | -297.259 | 7234.541 | 1319.385 | 210 | 1
SHEICA28 HEIGHTTN_HAT2 FROM_TO | SHEICA28 | HEIGHTTN_HAT2 | 127 | 1 | 1 | TNHEIGHTS_0 | TNHEIGHTS_1 | FROM_TO | 73521.13 | 94738.8 | -49.2065 | 0 | 1209.126 | 0 | -0.00071 | 0.008932 | -0.00576 | 0.30774 | -42.848 | -39.2653 | 5643.83 |  |  | 7072.261 | 921.822 | 7072.261 | 921.822 | 7072.261 | 921.822 | 6909.94 | 920.76 | 6909.94 | 920.76 | Competitive | Competitive | 1 | FALSE | FALSE | 1 | Non-Competitive | 0.703 | Competitive | 62.4558 | 60.748 | 783.734 | 6905.143 | 127 | 1
SHEICA28 HEIGHTTN_HAT2 TO_FROM | SHEICA28 | HEIGHTTN_HAT2 | 127 | 1 | 1 | TNHEIGHTS_0 | TNHEIGHTS_1 | TO_FROM | 73521.13 | 73773.25 | 43.1064 | 0 | 10000 | 2482.519 | -0.00893 | 0.000706 | -0.30774 | 0.005755 | 49.4121 | 47.4451 | 0 |  |  | 783.522 | 7072.261 | 783.522 | 7072.261 | 783.522 | 7072.261 | 782.149 | 6909.94 | 782.149 | 6909.94 | Competitive | Competitive | 1 | FALSE | FALSE | 1 | Non-Competitive | 0.703 | Competitive | -56.2096 | -50.559 | 6905.143 | 916.043 | 127 | 1
SHIWCIT8 MORRIS_NUECES1_1 FROM_TO | SHIWCIT8 | MORRIS_NUECES1_1 | 206 | 1 | 1 | NUECES_B4A | MORRIS4A | FROM_TO | 73521.13 | 73257.85 | 62.6908 | 0 | 1718.193 | 953.034 | -0.13541 | 0.22722 | -0.41204 | 0.2368 | 315.0423 | 118.5058 | 0 | 6429.282 | 8924.986 | 10000 | 10000 | 2227.705 | 8551.263 | 10000 | 10000 | 9064.114 | 9702.193 | 9228.313 | 9724.706 | Competitive | Non-Competitive | 0 | TRUE | FALSE | 1 | Non-Competitive | 0.781 | Non-Competitive | 293.5406 | 115.5945 | 10000 | 9824.506 | 206 | 1
SHIWCIT8 MORRIS_NUECES1_1 TO_FROM | SHIWCIT8 | MORRIS_NUECES1_1 | 206 | 1 | 1 | NUECES_B4A | MORRIS4A | TO_FROM | 73521.13 | 74654.89 | -309.931 | 0 | 991.116 | 1716.868 | -0.22722 | 0.13541 | -0.2368 | 0.41204 | -66.8158 | -157.878 | 0 | 8924.986 | 7394.589 | 10000 | 10000 | 6110.893 | 2638.977 | 10000 | 10000 | 9412.578 | 9292.785 | 9724.706 | 9446.303 | Competitive | Competitive | 1 | TRUE | FALSE | 1 | Non-Competitive | 0.781 | Competitive | -70.4765 | -128.619 | 9824.506 | 10000 | 206 | 1
SHIWNUE8 GILA_HIWAY_1_1 FROM_TO | SHIWNUE8 | GILA_HIWAY_1_1 | 255 | 1 | 1 | HIWAY_94A | GILA4A | FROM_TO | 73521.13 | 73829.38 | -104.964 | 0 | 1424.087 | 982.671 | -0.00363 | 0.13004 | -0.70394 | 0.16542 | 37.8449 | 39.4014 | 4427.43 | 6012.525 |  | 6012.525 | 1110.98 | 4436.926 | 912.411 | 6012.525 | 3237.552 | 6454.934 | 873.412 | 6710.047 | 1051.537 | Competitive | Competitive | 1 | TRUE | FALSE | 1 | Non-Competitive | 0.789 | #N/A | #N/A | #N/A | #N/A | #N/A | #N/A | #N/A
SHIWNUE8 GILA_HIWAY_1_1 TO_FROM | SHIWNUE8 | GILA_HIWAY_1_1 | 255 | 1 | 1 | HIWAY_94A | GILA4A | TO_FROM | 73521.13 | 74415.13 | -35.8017 | 0 | 1066.607 | 1472.295 | -0.13004 | 0.003831 | -0.16542 | 0.70395 | 105.888 | 51.8044 | 0 |  | 6012.525 | 926.06 | 6012.525 | 787.266 | 4883.014 | 2686.556 | 6012.525 | 757.648 | 6492.415 | 886.774 | 6710.047 | Competitive | Competitive | 1 | TRUE | FALSE | 1 | Non-Competitive | 0.789 | #N/A | #N/A | #N/A | #N/A | #N/A | #N/A | #N/A
SILLFTL8 FRIR_SONR1_1 FROM_TO | SILLFTL8 | FRIR_SONR1_1 | 37 | 1 | 1 | SONR2A | FRIR2A | FROM_TO | 73521.13 | 73371.56 | -46.1333 | 0 | 952.067 | 1144.675 | -0.00888 | 0.026934 | -0.72227 | 0.13213 | 144.3517 | 2.3563 | 0 | 3762.18 |  | 1816.806 | 3490.605 | 892.062 | 1127.516 | 2545.889 | 5648.284 | 973.567 | 1726.101 | 1963.265 | 3269.609 | Competitive | Non-Competitive | 0 | TRUE | FALSE | 1 | Non-Competitive | 0.75 | Competitive | 8.4214 | 8.3824 | 788.325 | 0 | 37 | 0
SILLFTL8 FRIR_SONR1_1 TO_FROM | SILLFTL8 | FRIR_SONR1_1 | 37 | 1 | 1 | SONR2A | FRIR2A | TO_FROM | 73521.13 | 73483.98 | -102.643 | 0 | 1218.731 | 952.067 | -0.00952 | 0.008883 | -0.13213 | 0.72227 | 41.3598 | -40.649 | 0 |  |  | 2506.626 | 2619.429 | 985.03 | 1686.382 | 3530.146 | 3039.246 | 1429.295 | 1947.055 | 2403.198 | 2812.826 | Competitive | Non-Competitive | 0 | FALSE | FALSE | 1 | Non-Competitive | 0.75 | Competitive | -8.3834 | -7.5842 | 0 | 921.083 | 37 | 0
SIRVNO28 1140__C FROM_TO | SIRVNO28 | 1140__C | 215 | 7 | 7 | DFW_DE1T1_8 | DFW_CE1_8 | FROM_TO | 73521.13 | 72852.57 | 201.1404 | 0 | 1203.926 | 1993.646 | -0.02646 | 0.019283 | -0.36208 | 0.46132 | 459.9392 | 235.5104 | 0 |  | 2553.274 | 2396.533 | 2737.347 | 736.11 | 2860.853 | 4610.794 | 2737.347 | 901.92 | 2729.047 | 2912.441 | 2666.311 | Competitive | Non-Competitive | 0 | TRUE | FALSE | 0 | Non-Competitive | 0.7815 | Non-Competitive | 442.4063 | 228.1181 | 2829.194 | 2651.384 | 250 | 1
SIRVNO28 1140__C TO_FROM | SIRVNO28 | 1140__C | 215 | 7 | 7 | DFW_DE1T1_8 | DFW_CE1_8 | TO_FROM | 73521.13 | 74119.08 | -467.59 | 0 | 1993.646 | 1159.296 | -0.01928 | 0.02646 | -0.46132 | 0.36208 | -69.8112 | -296.585 | 0 | 2138.614 |  | 2378.227 | 2396.533 | 2517.239 | 872.525 | 2369.812 | 4610.794 | 2359.202 | 1035.828 | 2294.889 | 2912.441 | Competitive | Competitive | 1 | TRUE | FALSE | 1 | Non-Competitive | 0.7815 | Competitive | -111.126 | -250.851 | 2653.395 | 2829.194 | 250 | 1
SIRVNO28 LIGSW_MR2H FROM_TO | SIRVNO28 | LIGSW_MR2H | 686 | 7 | 7 | LIGGETT_2T5 | 24031 | FROM_TO | 73521.13 | 73526.58 | 344.081 | 0 | 2291.368 | 854.325 | -0.04089 | 0.023073 | -0.3382 | 0.075881 | 680.9025 | 465.4708 | 0 | 10000 | 10000 | 983.251 | 6188.241 | 968.018 | 2019.751 | 1940.713 | 10000 | 997.467 | 5381.403 | 1006.939 | 7840.627 | Competitive | Competitive | 1 | TRUE | FALSE | 1 | Non-Competitive | 0.7265 | #N/A | #N/A | #N/A | #N/A | #N/A | #N/A | #N/A
SIRVNO28 LIGSW_MR2H TO_FROM | SIRVNO28 | LIGSW_MR2H | 686 | 7 | 7 | LIGGETT_2T5 | 24031 | TO_FROM | 73521.13 | 88032.71 | -718.111 | 0 | 854.325 | 2575.752 | -0.02307 | 0.04089 | -0.07588 | 0.3382 | -251.753 | -468.831 | 0 | 10000 | 10000 | 5847.924 | 1071.314 | 1402.736 | 1051.608 | 10000 | 1940.713 | 4775.945 | 1079.046 | 7628.464 | 1090.673 | Competitive | Competitive | 1 | TRUE | FALSE | 1 | Non-Competitive | 0.7265 | #N/A | #N/A | #N/A | #N/A | #N/A | #N/A | #N/A
SI_DI_38 I_DUPP_I_DUPS1_1 FROM_TO | SI_DI_38 | I_DUPP_I_DUPS1_1 | 206 | 2 | 2 | I_DUPSW4A | I_DUPP14A | FROM_TO | 73521.13 | 73611.44 | 150.565 | 0 | 786.36 | 10000 | -0.57392 | 0.002046 | -0.6016 | 0.002046 | 150.6057 | 150.5098 | 0 |  | 10000 | 786.36 | 10000 | 786.36 | 10000 | 786.36 | 10000 | 786.36 | 10000 | 786.36 | 10000 | Competitive | Competitive | 1 | TRUE | FALSE | 1 | Non-Competitive | 0.828 | Competitive | 150.6231 | 150.5209 | 791.633 | 10000 | 206 | 1
SI_DI_38 I_DUPP_I_DUPS1_1 TO_FROM | SI_DI_38 | I_DUPP_I_DUPS1_1 | 206 | 2 | 2 | I_DUPSW4A | I_DUPP14A | TO_FROM | 73521.13 | 94738.8 | -150.43 | 0 | 10000 | 0 | -0.00205 | 0.57392 | -0.00205 | 0.6016 | -35.2411 | -23.685 | 5643.83 | 10000 |  | 10000 | 924.487 | 10000 | 924.487 | 10000 | 924.487 | 10000 | 924.487 | 10000 | 924.487 | Competitive | Competitive | 1 | TRUE | FALSE | 1 | Non-Competitive | 0.828 | Competitive | -35.1886 | -20.8567 | 10000 | 925.509 | 206 | 1
SJMCW_D8 FTW_W_DE_1 FROM_TO | SJMCW_D8 | FTW_W_DE_1 | 350 | 1 | 1 | FTWORTH | W_DENT_8 | FROM_TO | 73521.13 | 75393.49 | -480.322 | 0 | 2311.206 | 978.654 | -0.02474 | 0.092417 | -0.21914 | 0.62543 | -55.2844 | -205.805 | 4823.83 | 4510.964 | 2406.963 | 5376.877 | 2115.235 | 1896.384 | 899.204 | 5376.877 | 1654.46 | 2507.023 | 1315.667 | 5740.136 | 1858.503 | Competitive | Competitive | 1 | TRUE | FALSE | 1 | Non-Competitive | 0.7575 | Competitive | -128.733 | -185.346 | 7828.223 | 1682.47 | 218 | 1
SJMCW_D8 FTW_W_DE_1 TO_FROM | SJMCW_D8 | FTW_W_DE_1 | 350 | 1 | 1 | FTWORTH | W_DENT_8 | TO_FROM | 73521.13 | 73283.69 | 148.6985 | 0 | 980.512 | 2222.059 | -0.09242 | 0.024744 | -0.62543 | 0.21914 | 498.5032 | 108.5347 | 0 | 2139.303 | 7615.32 | 937.205 | 10000 | 625.668 | 2053.971 | 687.745 | 10000 | 730.314 | 2932.728 | 863.028 | 9262.644 | Non-Competitive | Non-Competitive | 0 | TRUE | FALSE | 1 | Non-Competitive | 0.7575 | Non-Competitive | 359.9147 | 166.1777 | 879.841 | 10000 | 218 | 1
SK2SKY8 E1_M1_1 FROM_TO | SK2SKY8 | E1_M1_1 | 214 | 1 | 1 | FIVE_PTS | WSTSIDE | FROM_TO | 73521.13 | 73809.22 | 56.0658 | 0 | 1123.508 | 746.867 | -0.05563 | 0.098248 | -0.30376 | 0.44684 | 125.989 | 9.2218 | 0 | 10000 | 10000 | 10000 | 10000 | 7635.353 | 6628.392 | 10000 | 10000 | 9966.639 | 9415.593 | 10000 | 10000 | Competitive | Competitive | 1 | TRUE | FALSE | 1 | Non-Competitive | 0.789 | Competitive | 130.5368 | 9.3436 | 10000 | 10000 | 213 | 1
SK2SKY8 E1_M1_1 TO_FROM | SK2SKY8 | E1_M1_1 | 214 | 1 | 1 | FIVE_PTS | WSTSIDE | TO_FROM | 73521.13 | 73740 | -211.927 | 0 | 746.867 | 1100.402 | -0.09825 | 0.055626 | -0.44684 | 0.30376 | 116.1987 | -32.7048 | 0 | 10000 | 10000 | 10000 | 10000 | 5092.918 | 7679.812 | 10000 | 10000 | 9092.076 | 9966.953 | 10000 | 10000 | Competitive | Competitive | 1 | TRUE | FALSE | 1 | Non-Competitive | 0.789 | Competitive | 115.5818 | -32.4304 | 10000 | 10000 | 213 | 1
SKEYWLV8 6215__A FROM_TO | SKEYWLV8 | 6215__A | 143 | 3 | 3 | BLUFCKTA_8 | CHINAGRV_8 | FROM_TO | 73521.13 | 72706.48 | -117.593 | 0 | 3418.223 | 895.099 | -0.01422 | 0.69103 | -0.05315 | 0.69103 | 184.7846 | 147.0417 | 4592.03 | 3368.788 |  | 5442.405 | 9157.119 | 3361.214 | 918.324 | 10000 | 10000 | 5726.73 | 1141.069 | 5726.758 | 7993.216 | Non-Competitive | Non-Competitive | 0 | TRUE | FALSE | 0 | Non-Competitive | 0.758 | Competitive | 109.5822 | 72.2947 | 4483.152 | 9176.843 | 143 | 0
SKEYWLV8 6215__A TO_FROM | SKEYWLV8 | 6215__A | 143 | 3 | 3 | BLUFCKTA_8 | CHINAGRV_8 | TO_FROM | 73521.13 | 73556.04 | -61.9836 | 0 | 952.451 | 3418.22 | -0.00022 | 0.016961 | -0.69104 | 0.053151 | 118.8743 | 91.5984 | 0 |  |  | 2705.389 | 10000 | 733.694 | 10000 | 2705.389 | 10000 | 849.789 | 10000 | 2996.567 | 10000 | Competitive | Competitive | 1 | FALSE | FALSE | 1 | Non-Competitive | 0.758 | Competitive | 106.0295 | 8.0617 | 3449.005 | 1524.026 | 143 | 1
SKEYWLV8 6610__C FROM_TO | SKEYWLV8 | 6610__C | 40 | 3 | 3 | BIGCRMWD_T9 | KNOTT_9 | FROM_TO | 73521.13 | 73547.48 | -8.8844 | 0 | 1392.107 | 740.238 | -0.01297 | 0.11334 | -0.50735 | 0.19007 | 26.6332 | 6.1682 | 0 | 5308.809 |  | 5308.809 | 10000 | 1187.036 | 3557.165 | 5308.809 | 10000 | 4345.951 | 5509.677 | 5143.723 | 10000 | Competitive | Competitive | 1 | TRUE | FALSE | 1 | Non-Competitive | 0.703 | Competitive | 35.3397 | 12.7724 | 4396.236 | 10000 | 42 | 1
SKEYWLV8 6610__C TO_FROM | SKEYWLV8 | 6610__C | 40 | 3 | 3 | BIGCRMWD_T9 | KNOTT_9 | TO_FROM | 73521.13 | 73649.19 | -26.7883 | 0 | 636.489 | 1149.008 | -0.11334 | 0.023063 | -0.19007 | 0.50735 | 15.4975 | -15.7189 | 0 | 10000 | 10000 | 4337.697 | 10000 | 1685.121 | 943.927 | 4337.697 | 10000 | 3646.479 | 9625.564 | 4889.385 | 10000 | Competitive | Competitive | 1 | TRUE | FALSE | 1 | Non-Competitive | 0.703 | Competitive | 4.2037 | -22.7025 | 4163.83 | 10000 | 42 | 1
SKEYWLV8 6611__A FROM_TO | SKEYWLV8 | 6611__A | 195 | 3 | 3 | ACKRLYVE_9 | ACKERLY_9 | FROM_TO | 73521.13 | 73679.33 | -39.6912 | 0 | 1480.496 | 954.47 | -0.0363 | 0.057207 | -0.72226 | 0.22976 | 80.7403 | 19.5038 | 0 | 3160.051 | 10000 | 3160.051 | 5009.467 | 1055.826 | 3522.635 | 4720.792 | 10000 | 2341.312 | 5303.257 | 3175.338 | 6376.274 | Competitive | Competitive | 1 | TRUE | FALSE | 1 | Non-Competitive | 0.8595 | Competitive | 40.7171 | 20.5921 | 3433.874 | 10000 | 197 | 1
SKEYWLV8 6611__A TO_FROM | SKEYWLV8 | 6611__A | 195 | 3 | 3 | ACKRLYVE_9 | ACKERLY_9 | TO_FROM | 73521.13 | 74191.38 | -67.8792 | 0 | 996.887 | 1552.515 | -0.05721 | 0.062753 | -0.22976 | 0.72226 | 39.23 | -53.4486 | 0 | 4329.334 | 10000 | 4329.334 | 10000 | 1672.54 | 1250.469 | 4329.334 | 10000 | 3244.48 | 3345.08 | 4811.24 | 10000 | Competitive | Competitive | 1 | TRUE | FALSE | 1 | Non-Competitive | 0.8595 | Competitive | -4.361 | -31.3342 | 4158.643 | 10000 | 197 | 1
SKEYWLV8 6611__B FROM_TO | SKEYWLV8 | 6611__B | 195 | 3 | 3 | ACKERLY_9 | ACKRLNTC_9 | FROM_TO | 73521.13 | 73709.31 | -40.8579 | 0 | 1480.362 | 957.292 | -0.03631 | 0.057191 | -0.6126 | 0.27773 | 79.5715 | 18.3367 | 0 | 3160.087 | 10000 | 3160.087 | 5009.284 | 1063.656 | 3520.713 | 4720.539 | 10000 | 2349.517 | 5299.16 | 3175.434 | 6373.055 | Competitive | Competitive | 1 | TRUE | FALSE | 1 | Non-Competitive | 0.7105 | Competitive | 39.5495 | 19.4247 | 3434.196 | 10000 | 197 | 1
SKEYWLV8 6611__B TO_FROM | SKEYWLV8 | 6611__B | 195 | 3 | 3 | ACKERLY_9 | ACKRLNTC_9 | TO_FROM | 73521.13 | 74071.38 | -66.7125 | 0 | 999.969 | 1460.027 | -0.05719 | 0.062769 | -0.27773 | 0.6126 | 40.3998 | -52.2794 | 0 | 4329.285 | 10000 | 4329.285 | 10000 | 1671.308 | 1259.169 | 4329.285 | 10000 | 3241.909 | 3398.53 | 4810.742 | 10000 | Competitive | Competitive | 1 | TRUE | FALSE | 1 | Non-Competitive | 0.7105 | Competitive | -3.1937 | -30.166 | 4158.503 | 10000 | 197 | 1
SKEYWLV8 6611__C FROM_TO | SKEYWLV8 | 6611__C | 195 | 3 | 3 | ACKRLNTC_9 | SPARNBRG_9 | FROM_TO | 73521.13 | 73722.25 | -40.8579 | 0 | 1480.301 | 961.184 | -0.03631 | 0.057191 | -0.57319 | 0.3874 | 79.5715 | 18.3367 | 0 | 3160.087 | 10000 | 3160.087 | 5009.284 | 1063.656 | 3520.713 | 4720.539 | 10000 | 2349.517 | 5299.16 | 3175.434 | 6373.055 | Competitive | Competitive | 1 | TRUE | FALSE | 1 | Non-Competitive | 0.8125 | Competitive | 33.311 | 13.187 | 3435.953 | 10000 | 197 | 1
SKEYWLV8 6611__C TO_FROM | SKEYWLV8 | 6611__C | 195 | 3 | 3 | ACKRLNTC_9 | SPARNBRG_9 | TO_FROM | 73521.13 | 73915.61 | -66.7125 | 0 | 1004.221 | 1459.968 | -0.05719 | 0.062769 | -0.3874 | 0.57319 | 40.3998 | -52.2794 | 0 | 4329.285 | 10000 | 4329.285 | 10000 | 1671.308 | 1259.169 | 4329.285 | 10000 | 3241.909 | 3398.53 | 4810.742 | 10000 | Competitive | Competitive | 1 | TRUE | FALSE | 1 | Non-Competitive | 0.8125 | Competitive | 3.0433 | -23.9241 | 4157.796 | 10000 | 197 | 1
SKEYWLV8 6611__D FROM_TO | SKEYWLV8 | 6611__D | 195 | 3 | 3 | LAMESA_9 | SPARNBRG_9 | FROM_TO | 73521.13 | 73878.38 | -66.5924 | 0 | 1005.228 | 1545.92 | -0.05719 | 0.062771 | -0.42681 | 0.40182 | 40.5202 | -52.159 | 0 | 4329.28 | 10000 | 4329.28 | 10000 | 1671.182 | 1260.092 | 4329.28 | 10000 | 3241.645 | 3404.067 | 4810.691 | 10000 | Competitive | Competitive | 1 | TRUE | FALSE | 1 | Non-Competitive | 0.883 | Competitive | 3.1634 | -23.8039 | 4157.783 | 10000 | 197 | 1
SKEYWLV8 6611__D TO_FROM | SKEYWLV8 | 6611__D | 195 | 3 | 3 | LAMESA_9 | SPARNBRG_9 | TO_FROM | 73521.13 | 73808.32 | -40.978 | 0 | 1545.92 | 1005.228 | -0.03631 | 0.057189 | -0.40182 | 0.42681 | 79.4512 | 18.2166 | 0 | 3160.09 | 10000 | 3160.09 | 5009.265 | 1064.484 | 3520.516 | 4720.513 | 10000 | 2350.355 | 5298.739 | 3175.444 | 6372.724 | Competitive | Competitive | 1 | TRUE | FALSE | 1 | Non-Competitive | 0.883 | Competitive | 33.1908 | 13.0669 | 3435.987 | 10000 | 197 | 1
SKMCKW25 KMCHI_KWASS1_1 FROM_TO | SKMCKW25 | KMCHI_KWASS1_1 | 1174 | 1 | 1 | KMCHI_1_5 | KMCHI_2_5 | FROM_TO | 73521.13 | 1060 | 0 | 0 | 10000 | 801.169 | 0 | 1 | 0 | 1 | 1380 | 0 | 0 | 10000 |  | 10000 |  | 10000 |  | 10000 |  | 10000 |  | 10000 | 0 | Non-Competitive | Non-Competitive | 0 | TRUE | FALSE | 1 | Non-Competitive | 1.5705 | Non-Competitive | 1380 | 0 | 10000 | 0 | 1232 | 1
SKMCKW25 KMCHI_KWASS1_1 TO_FROM | SKMCKW25 | KMCHI_KWASS1_1 | 1174 | 1 | 1 | KMCHI_1_5 | KMCHI_2_5 | TO_FROM | 73521.13 | 74695.13 | 0 | 0 | 801.169 | 10000 | -1 | 0 | -1 | 0 | 0 | 0 | 0 |  | 10000 |  | 10000 |  | 10000 |  | 10000 |  | 10000 | 0 | 10000 | Competitive | Competitive | 1 | TRUE | FALSE | 1 | Non-Competitive | 1.5705 | Competitive | 0 | 0 | 0 | 10000 | 1232 | 1
SKMCKWA5 KMCHI_KWASS2_1 FROM_TO | SKMCKWA5 | KMCHI_KWASS2_1 | 1174 | 1 | 1 | KMCHI_1_5 | KMCHI_2_5 | FROM_TO | 73521.13 | 1060 | 0 | 0 | 10000 | 801.169 | 0 | 1 | 0 | 1 | 1380 | 0 | 0 | 10000 |  | 10000 |  | 10000 |  | 10000 |  | 10000 |  | 10000 | 0 | Non-Competitive | Non-Competitive | 0 | TRUE | FALSE | 1 | Non-Competitive | 0.867 | Non-Competitive | 1380 | 0 | 10000 | 0 | 1232 | 1
SKMCKWA5 KMCHI_KWASS2_1 TO_FROM | SKMCKWA5 | KMCHI_KWASS2_1 | 1174 | 1 | 1 | KMCHI_1_5 | KMCHI_2_5 | TO_FROM | 73521.13 | 74695.13 | 0 | 0 | 801.169 | 10000 | -1 | 0 | -1 | 0 | 0 | 0 | 0 |  | 10000 |  | 10000 |  | 10000 |  | 10000 |  | 10000 | 0 | 10000 | Competitive | Competitive | 1 | TRUE | FALSE | 1 | Non-Competitive | 0.867 | Competitive | 0 | 0 | 0 | 10000 | 1232 | 1
SKOCKOC8 KOCH_UP_69A1 FROM_TO | SKOCKOC8 | KOCH_UP_69A1 | 91.3 | 1 | 1 | KOCH_UP2A | KOCH_UP4A | FROM_TO | 73521.13 | 74274.18 | -53.4233 | 0 | 755.455 | 1694.81 | -0.02389 | 0.004124 | -0.15026 | 0.29313 | -23.1409 | -34.3125 | 0 |  | 10000 | 10000 | 5852.442 | 4229.711 | 1546.237 | 10000 | 5852.442 | 8076.989 | 5712.585 | 10000 | 6360.374 | Competitive | Competitive | 1 | TRUE | FALSE | 1 | Non-Competitive | 0.75 | Competitive | -27.3674 | -39.4175 | 10000 | 5169.757 | 91.3 | 1
SKOCKOC8 KOCH_UP_69A1 TO_FROM | SKOCKOC8 | KOCH_UP_69A1 | 91.3 | 1 | 1 | KOCH_UP2A | KOCH_UP4A | TO_FROM | 73521.13 | 73647.57 | 22.2678 | 0 | 1460.137 | 733.577 | -0.00412 | 0.023885 | -0.29313 | 0.15026 | 54.1929 | 22.6542 | 0 | 10000 |  | 5852.442 | 10000 | 1229.177 | 6273.24 | 5852.442 | 10000 | 5373.312 | 9093.492 | 6360.374 | 10000 | Competitive | Competitive | 1 | TRUE | FALSE | 1 | Non-Competitive | 0.75 | Competitive | 59.3162 | 27.2723 | 4685.873 | 10000 | 91.3 | 1
SKOCLON8 AIR_LI_HIWAY_1_1 FROM_TO | SKOCLON8 | AIR_LI_HIWAY_1_1 | 219 | 1 | 1 | HIWAY_92A | AIR_LIQC2A | FROM_TO | 73521.13 | 73725.75 | 59.9853 | 0 | 1371.504 | 733.596 | -0.00447 | 0.030571 | -0.58713 | 0.17831 | 98.7023 | 60.2507 | 0 | 6109.903 |  | 6109.903 | 10000 | 917.11 | 10000 | 6109.903 | 10000 | 5110.42 | 10000 | 6915.971 | 10000 | Competitive | Competitive | 1 | TRUE | FALSE | 1 | Non-Competitive | 0.6955 | Competitive | 92.4394 | 56.39 | 6680.584 | 10000 | 219 | 1
SKOCLON8 AIR_LI_HIWAY_1_1 TO_FROM | SKOCLON8 | AIR_LI_HIWAY_1_1 | 219 | 1 | 1 | HIWAY_92A | AIR_LIQC2A | TO_FROM | 73521.13 | 75088.83 | -97.7727 | 0 | 733.596 | 1232.047 | -0.03057 | 0.00447 | -0.17831 | 0.58713 | -61.1311 | -73.9489 | 0 |  | 6109.903 | 10000 | 6109.903 | 9047.69 | 1127.056 | 10000 | 6109.903 | 9964.899 | 5532.195 | 10000 | 6915.971 | Competitive | Competitive | 1 | TRUE | FALSE | 1 | Non-Competitive | 0.6955 | Competitive | -57.486 | -68.9041 | 10000 | 6680.584 | 219 | 1
SKYLSAN8 258T380_1 FROM_TO | SKYLSAN8 | 258T380_1 | 287 | 1 | 1 | L_BUDA__8_1Y | L_TURNER8_1Y | FROM_TO | 73521.13 | 76235.02 | -362.557 | 0 | 919.686 | 908.722 | -0.0136 | 0.095705 | -0.14763 | 0.77219 | -98.2569 | -275.37 | 0 | 10000 |  | 10000 | 1093.796 | 4588.106 | 975.168 | 10000 | 1031.419 | 9333.785 | 988.73 | 10000 | 1044.328 | Competitive | Competitive | 1 | TRUE | FALSE | 1 | Non-Competitive | 0.7185 | Competitive | -116.382 | -270.492 | 10000 | 1071.156 | 439 | 1
SKYLSAN8 258T380_1 TO_FROM | SKYLSAN8 | 258T380_1 | 287 | 1 | 1 | L_BUDA__8_1Y | L_TURNER8_1Y | TO_FROM | 73521.13 | 73422.57 | 152.4164 | 0 | 859.507 | 974.03 | -0.0957 | 0.013597 | -0.77219 | 0.14763 | 363.1466 | 257.8414 | 0 |  | 10000 | 994.416 | 10000 | 904.492 | 7972.182 | 957.758 | 10000 | 913.055 | 9952.256 | 955.826 | 10000 | Competitive | Non-Competitive | 0 | TRUE | FALSE | 1 | Non-Competitive | 0.7185 | Competitive | 351.2957 | 266.9551 | 957.527 | 10000 | 439 | 0
SLAGMAR8 269T362_1 FROM_TO | SLAGMAR8 | 269T362_1 | 191 | 1 | 1 | L_WHITES8_1Y | L_BUTTER8_1Y | FROM_TO | 73521.13 | 74739.07 | -302.399 | 0 | 905.758 | 1112.082 | -0.04416 | 0.18127 | -0.12601 | 0.80832 | 42.4845 | -196.774 | 0 | 10000 | 7440.348 | 10000 | 5373.99 | 1164.482 | 991.036 | 10000 | 7440.348 | 7869.242 | 1850.972 | 10000 | 5381.889 | Competitive | Competitive | 1 | TRUE | FALSE | 1 | Non-Competitive | 0.7185 | Competitive | 3.4541 | -186.045 | 10000 | 6247.052 | 220.6 | 1
SLAGMAR8 269T362_1 TO_FROM | SLAGMAR8 | 269T362_1 | 191 | 1 | 1 | L_WHITES8_1Y | L_BUTTER8_1Y | TO_FROM | 73521.13 | 73420.93 | 33.4093 | 0 | 1274.329 | 905.757 | -0.18127 | 0.04416 | -0.80832 | 0.12601 | 271.4203 | 100.0745 | 0 | 7440.348 | 10000 | 5373.99 | 10000 | 904.908 | 1787.285 | 7440.348 | 10000 | 1726.343 | 8678.816 | 5381.889 | 10000 | Competitive | Non-Competitive | 0 | TRUE | FALSE | 1 | Non-Competitive | 0.7185 | Non-Competitive | 259.7866 | 111.7988 | 6247.052 | 10000 | 220.6 | 1
SLANLAN8 BLESSI_LAN_CT1_1 FROM_TO | SLANLAN8 | BLESSI_LAN_CT1_1 | 161 | 2 | 2 | BLESSING4A | LAN_CTY4A | FROM_TO | 73521.13 | 73020.34 | -228.208 | 0 | 1067.239 | 2453.26 | -0.22753 | 0.06115 | -0.27757 | 0.12309 | 292.8494 | -215.439 | 0 | 939.569 | 3653.873 | 939.569 | 7772.059 | 848.853 | 2009.915 | 4051.984 | 7772.059 | 902.87 | 5872.165 | 1452.108 | 6260.89 | Non-Competitive | Non-Competitive | 0 | TRUE | FALSE | 1 | Non-Competitive | 0.695 | Non-Competitive | 225.7596 | -296.52 | 1511.302 | 5350.442 | 157 | 1
SLANLAN8 BLESSI_LAN_CT1_1 TO_FROM | SLANLAN8 | BLESSI_LAN_CT1_1 | 161 | 2 | 2 | BLESSING4A | LAN_CTY4A | TO_FROM | 73521.13 | 71619.65 | -263.961 | 0 | 2453.262 | 1085.757 | -0.06115 | 0.22753 | -0.12309 | 0.27757 | 320.9711 | -131.007 | 0 | 3653.873 | 1418.094 | 7772.059 | 1418.094 | 2004.325 | 1021.526 | 7772.059 | 4051.984 | 5872.04 | 1103.505 | 6260.89 | 1949.922 | Competitive | Non-Competitive | 0 | TRUE | FALSE | 1 | Non-Competitive | 0.695 | Non-Competitive | 456.4533 | -64.2559 | 4909.977 | 1957.256 | 157 | 1
SLAQLOB8 FALFUR_69A1 FROM_TO | SLAQLOB8 | FALFUR_69A1 | 41 | 1 | 1 | FALFUR2A | FALFUR4A | FROM_TO | 73521.13 | 73916.32 | -25.253 | 0 | 797.749 | 717.973 | -0.00533 | 0.015442 | -0.10923 | 0.71003 | -2.2053 | -5.7914 | 0 |  |  | 10000 | 5000.014 | 1618.168 | 905.67 | 10000 | 5000.014 | 5662.646 | 3844.609 | 10000 | 5106.735 | Competitive | Competitive | 1 | FALSE | FALSE | 1 | Non-Competitive | 0.7345 | Competitive | 0.56132 | -3.4511 | 10000 | 5000.038 | 41.3 | 1
SLAQLOB8 FALFUR_69A1 TO_FROM | SLAQLOB8 | FALFUR_69A1 | 41 | 1 | 1 | FALFUR2A | FALFUR4A | TO_FROM | 73521.13 | 73543.14 | 2.1694 | 0 | 847.831 | 797.749 | -0.01544 | 0.10072 | -0.71003 | 0.10923 | 25.3728 | 3.1282 | 0 | 10000 |  | 10000 | 10000 | 3773.36 | 1886.81 | 10000 | 10000 | 9760.886 | 6311.429 | 10000 | 10000 | Competitive | Competitive | 1 | TRUE | FALSE | 1 | Non-Competitive | 0.7345 | Competitive | 20.9768 | 0.81966 | 10000 | 10000 | 41.3 | 1
SLAQLOB8 FALFUR_PREMON1_1 FROM_TO | SLAQLOB8 | FALFUR_PREMON1_1 | 38 | 1 | 1 | FALFUR2A | PREMONT2A | FROM_TO | 73521.13 | 73557.18 | -3.9435 | 0 | 852.76 | 777.241 | -0.01552 | 0.10064 | -0.52118 | 0.28989 | 19.2052 | -2.9273 | 0 | 10000 |  | 10000 | 10000 | 6207.473 | 987.536 | 10000 | 10000 | 9775.182 | 6041.828 | 10000 | 10000 | Competitive | Competitive | 1 | TRUE | FALSE | 1 | Non-Competitive | 0.8595 | Competitive | 14.6872 | -5.2657 | 10000 | 10000 | 38 | 1
SLAQLOB8 FALFUR_PREMON1_1 TO_FROM | SLAQLOB8 | FALFUR_PREMON1_1 | 38 | 1 | 1 | FALFUR2A | PREMONT2A | TO_FROM | 73521.13 | 73638.53 | -19.0834 | 0 | 798.88 | 848.048 | -0.00525 | 0.015525 | -0.28989 | 0.52118 | 3.9669 | 0.28321 | 0 |  |  | 10000 | 5000.094 | 880.533 | 4042.954 | 10000 | 5000.094 | 5404.979 | 5382.081 | 10000 | 5114.521 | Competitive | Competitive | 1 | FALSE | FALSE | 1 | Non-Competitive | 0.8595 | Competitive | 6.7302 | 2.4445 | 10000 | 5000.124 | 38 | 1
SLAULA_8 LA_PAL_VCAVAZ1_1 FROM_TO | SLAULA_8 | LA_PAL_VCAVAZ1_1 | 211 | 1 | 1 | LAPALM 4 | CAVAZOS4A | FROM_TO | 73521.13 | 73545.07 | 192.3797 | 0 | 2474.096 | 10000 | -0.4496 | 0.005998 | -0.69 | 0.021779 | 194.3585 | 193.0893 | 0 |  | 10000 | 790.741 | 10000 | 784.175 | 10000 | 3121.949 | 10000 | 779.607 | 10000 | 783.802 | 10000 | Competitive | Competitive | 1 | TRUE | FALSE | 1 | Non-Competitive | 0.883 | Competitive | 196.6441 | 195.2391 | 791.559 | 10000 | 211 | 1
SLAULA_8 LA_PAL_VCAVAZ1_1 TO_FROM | SLAULA_8 | LA_PAL_VCAVAZ1_1 | 211 | 1 | 1 | LAPALM 4 | CAVAZOS4A | TO_FROM | 73521.13 | 93404.64 | -194.309 | 0 | 10000 | 2202.9 | -0.00485 | 0.4496 | -0.02178 | 0.69 | -170.397 | -155.689 | 5643.83 | 10000 |  | 10000 | 920.742 | 10000 | 920.742 | 10000 | 928.244 | 10000 | 919.553 | 10000 | 919.553 | Competitive | Competitive | 1 | TRUE | FALSE | 1 | Non-Competitive | 0.883 | Competitive | -173.098 | -154.504 | 10000 | 921.717 | 211 | 1
SLCDYN8 357T544_1 FROM_TO | SLCDYN8 | 357T544_1 | 38 | 1 | 1 | L_COLUMB9_1Y | L_STAFHI9_1Y | FROM_TO | 73521.13 | 73367.86 | -2.5492 | 0 | 808.861 | 1381.788 | -0.0309 | 0.015917 | -0.6033 | 0.29896 | 130.1668 | -7.2689 | 0 |  | 10000 | 6464.61 | 2660.133 | 1026.115 | 1143.418 | 6555.974 | 3419.715 | 2051.425 | 1080.609 | 6808.55 | 2721.355 | Competitive | Non-Competitive | 0 | TRUE | FALSE | 1 | Non-Competitive | 0.781 | Non-Competitive | 127.7906 | 4.1328 | 6518.403 | 2044.044 | 38 | 1
SLCDYN8 357T544_1 TO_FROM | SLCDYN8 | 357T544_1 | 38 | 1 | 1 | L_COLUMB9_1Y | L_STAFHI9_1Y | TO_FROM | 73521.13 | 73544.79 | -104.884 | 0 | 1381.788 | 799.888 | -0.01592 | 0.030901 | -0.29896 | 0.6033 | 30.4176 | -54.6063 | 0 | 10000 |  | 2660.133 | 6464.61 | 964.002 | 1262.429 | 3419.715 | 6555.974 | 940.398 | 2419.948 | 2721.355 | 6808.55 | Competitive | Competitive | 1 | TRUE | FALSE | 1 | Non-Competitive | 0.781 | Competitive | 23.5885 | -56.7996 | 2044.044 | 6518.403 | 38 | 1
SLFKSCS5 11010__A FROM_TO | SLFKSCS5 | 11010__A | 191 | 4 | 4 | STRYKER_8 | GRESHRD_8 | FROM_TO | 73521.13 | 73613.86 | -23.5135 | 0 | 2054.637 | 10000 | -0.7485 | 0.079248 | -0.7485 | 0.079248 | 121.5901 | -22.0962 | 0 | 10000 | 5229.373 | 10000 | 10000 | 2969.568 | 3742.138 | 10000 | 10000 | 9762.601 | 9302.658 | 10000 | 9387.916 | Competitive | Competitive | 1 | TRUE | FALSE | 1 | Non-Competitive | 0.6955 | Competitive | 119.7215 | -20.2666 | 10000 | 9383.635 | 186 | 1
SLFKSCS5 11010__A TO_FROM | SLFKSCS5 | 11010__A | 191 | 4 | 4 | STRYKER_8 | GRESHRD_8 | TO_FROM | 73521.13 | 74664.77 | -120.359 | 0 | 10000 | 2333.29 | -0.07925 | 0.7485 | -0.07925 | 0.7485 | 97.4434 | 67.7613 | 4943.83 | 5229.373 | 10000 | 10000 | 10000 | 3738.456 | 3312.278 | 10000 | 10000 | 9302.655 | 9784.052 | 9387.916 | 10000 | Competitive | Competitive | 1 | TRUE | FALSE | 1 | Non-Competitive | 0.6955 | Competitive | 95.3694 | 68.3393 | 9383.635 | 10000 | 186 | 1
SLNCSWE5 6026__A FROM_TO | SLNCSWE5 | 6026__A | 956 | 0 | 0 | ABMULCW7 | SWEETEAST_5 | FROM_TO | 73521.13 | 75141.31 | -1426.61 | 0 | 1423.545 | 960.441 | -0.1899 | 0.083185 | -0.24567 | 0.27312 | 560.3109 | -79.4743 | 0 | 1093.261 | 3093.766 | 1360.932 | 3143.062 | 1134.42 | 2477.129 | 1566.771 | 3143.062 | 896.881 | 3100.02 | 1142.247 | 3119.492 | Competitive | Competitive | 1 | TRUE | FALSE | 1 | Non-Competitive | 0.711 | Competitive | 407.0334 | -173.322 | 1169.633 | 3112.776 | 1072 | 1
SLNCSWE5 6026__A TO_FROM | SLNCSWE5 | 6026__A | 956 | 0 | 0 | ABMULCW7 | SWEETEAST_5 | TO_FROM | 73521.13 | 71181.61 | -492.905 | 0 | 960.44 | 1740.121 | -0.08318 | 0.23529 | -0.27312 | 0.24567 | 1573.156 | -455.317 | 0 | 942.718 | 1893.652 | 981.139 | 2698.641 | 887.019 | 1424.03 | 981.139 | 3695.052 | 973.205 | 1338.481 | 974.928 | 2053.069 | Competitive | Non-Competitive | 0 | TRUE | FALSE | 1 | Non-Competitive | 0.711 | Competitive | 1333.874 | -299.71 | 1028.488 | 1844.75 | 1072 | 0
SLOBSAN5 BIG_FOOT_69A1 FROM_TO | SLOBSAN5 | BIG_FOOT_69A1 | 47 | 1 | 1 | BIG_FOOT2A | BIG_FOOT4A | FROM_TO | 73521.13 | 74934.56 | -45.3849 | 0 | 498.982 | 1253.938 | -0.00358 | 0.015824 | -0.0469 | 0.73733 | -19.9696 | -41.5709 | 0 |  |  | 2118.883 | 10000 | 1080.553 | 1043.048 | 2185.565 | 10000 | 2002.115 | 2522.089 | 2245.852 | 10000 | Competitive | Competitive | 1 | FALSE | FALSE | 1 | Non-Competitive | 0.711 | Competitive | 1.0012 | -10.3135 | 7429.225 | 10000 | 47 | 1
SLOBSAN5 BIG_FOOT_69A1 TO_FROM | SLOBSAN5 | BIG_FOOT_69A1 | 47 | 1 | 1 | BIG_FOOT2A | BIG_FOOT4A | TO_FROM | 73521.13 | 73517.48 | 20.5216 | 0 | 1279.011 | 654.18 | -0.01582 | 0.00358 | -0.73733 | 0.046899 | 49.6934 | 29.1528 | 0 |  |  | 7783.548 | 3476.2 | 941.192 | 1596.233 | 10000 | 3652.379 | 2274.215 | 3364.544 | 8717.089 | 3914.584 | Competitive | Non-Competitive | 0 | FALSE | FALSE | 1 | Non-Competitive | 0.711 | Competitive | 25.8106 | 4.719 | 10000 | 10000 | 47 | 0
SLOBSAN5 FREER_SAN_DI1_1 FROM_TO | SLOBSAN5 | FREER_SAN_DI1_1 | 38 | 1 | 1 | FREER2A | SAN_DIEG2A | FROM_TO | 73521.13 | 73612.36 | -39.5914 | 0 | 836.483 | 1424.887 | -0.01299 | 0.054316 | -0.17034 | 0.60372 | 21.6344 | -28.3678 | 0 | 2525.593 |  | 2525.593 | 2551.04 | 1526.718 | 997.54 | 2525.593 | 10000 | 2365.122 | 1601.744 | 2505.365 | 2454.313 | Competitive | Competitive | 1 | TRUE | FALSE | 1 | Non-Competitive | 0.7035 | Competitive | 26.891 | -27.1214 | 2996.91 | 2388.973 | 38 | 1
SLOBSAN5 FREER_SAN_DI1_1 TO_FROM | SLOBSAN5 | FREER_SAN_DI1_1 | 38 | 1 | 1 | FREER2A | SAN_DIEG2A | TO_FROM | 73521.13 | 73515.87 | -12.8762 | 0 | 1463.881 | 836.483 | -0.05432 | 0.012992 | -0.60372 | 0.17034 | 41.1764 | 7.5665 | 0 |  | 5000 | 1887.857 | 5000 | 812.187 | 2645.225 | 10000 | 5000 | 1132.258 | 4492.01 | 1896.067 | 5000 | Competitive | Non-Competitive | 0 | TRUE | FALSE | 1 | Non-Competitive | 0.7035 | Non-Competitive | 40.0078 | 8.7325 | 1829.523 | 5000 | 38 | 1
SLOBSAN5 LAQUIN_LOBO1_1 FROM_TO | SLOBSAN5 | LAQUIN_LOBO1_1 | 239 | 1 | 1 | LOBO4A | LAQUNTA4A | FROM_TO | 73521.13 | 73799.59 | -238.841 | 0 | 994.721 | 1252.026 | -0.02151 | 0.2692 | -0.57314 | 0.30388 | 76.4675 | -105.806 | 0 | 2651.282 | 8760.106 | 3334.961 | 1901.61 | 1697.89 | 1018.253 | 3334.961 | 2568.228 | 3164.982 | 1642.928 | 3190.136 | 2348.867 | Competitive | Competitive | 1 | TRUE | FALSE | 1 | Non-Competitive | 0.703 | Competitive | 110.4358 | -95.6168 | 3961.958 | 2304.947 | 239 | 1
SLOBSAN5 LAQUIN_LOBO1_1 TO_FROM | SLOBSAN5 | LAQUIN_LOBO1_1 | 239 | 1 | 1 | LOBO4A | LAQUNTA4A | TO_FROM | 73521.13 | 73502.94 | -58.7542 | 0 | 1252.026 | 939.926 | -0.2692 | 0.57314 | -0.30388 | 0.57314 | 244.5279 | 23.1261 | 0 | 7617.572 | 3559.082 | 10000 | 5000 | 1826.562 | 2845.521 | 10000 | 5000 | 9545.46 | 4662.058 | 9886.031 | 4671.009 | Competitive | Non-Competitive | 0 | TRUE | FALSE | 1 | Non-Competitive | 0.703 | Competitive | 232.7777 | 22.526 | 9888.285 | 4721.338 | 239 | 0
SLOBSAN5 SANMIGL_ATAH FROM_TO | SLOBSAN5 | SANMIGL_ATAH | 300 | 1 | 1 | MIGUEL5 | NOTMODMIDPT2 | FROM_TO | 73521.13 | 73375.85 | 104.3204 | 0 | 1254.226 | 967.482 | -0.15467 | 0.057101 | -0.70268 | 0.057101 | 402.5155 | 193.3412 | 0 | 5000 | 2911.439 | 5000 | 5901.122 | 803.927 | 2219.236 | 5000 | 5641.851 | 1035.689 | 5625.195 | 5000 | 5825.943 | Competitive | Non-Competitive | 0 | TRUE | FALSE | 1 | Non-Competitive | 0.703 | Competitive | -94.6143 | -376.396 | 3534.525 | 5000 | 300 | 0
SLOBSAN5 SANMIGL_ATAH TO_FROM | SLOBSAN5 | SANMIGL_ATAH | 300 | 1 | 1 | MIGUEL5 | NOTMODMIDPT2 | TO_FROM | 73521.13 | 80077.77 | -399.71 | 0 | 967.485 | 1254.226 | -0.0571 | 0.15467 | -0.0571 | 0.70268 | -63.2627 | -381.272 | 0 | 1635.461 | 5000 | 3618.149 | 5000 | 1184.44 | 858.097 | 3383.449 | 5000 | 3668.761 | 1085.229 | 3865.007 | 5000 | Competitive | Competitive | 1 | TRUE | FALSE | 1 | Non-Competitive | 0.703 | Non-Competitive | 398.7523 | 211.7925 | 5000 | 5668.253 | 300 | 0
SLOLFOR8 VICTOR_V_DUPS1_1 FROM_TO | SLOLFOR8 | VICTOR_V_DUPS1_1 | 206 | 1 | 1 | V_DUPSW4A | VICTORIA4A | FROM_TO | 73521.13 | 84277.25 | -421.855 | 0 | 3930.266 | 1692.506 | -0.01788 | 0.42712 | -0.03727 | 0.42712 | -139.37 | -402.112 | 0 | 3073.627 |  | 3951.473 | 4081.442 | 2733.074 | 935.893 | 3951.473 | 10000 | 3960.904 | 940.558 | 3974.686 | 6017.403 | Competitive | Competitive | 1 | TRUE | FALSE | 1 | Non-Competitive | 0.711 | Competitive | -142.317 | -400.541 | 3983.474 | 6302.87 | 216 | 1
SLOLFOR8 VICTOR_V_DUPS1_1 TO_FROM | SLOLFOR8 | VICTOR_V_DUPS1_1 | 206 | 1 | 1 | V_DUPSW4A | VICTORIA4A | TO_FROM | 73521.13 | 73028.98 | 253.2132 | 0 | 1692.506 | 3930.267 | -0.42712 | 0.017883 | -0.42712 | 0.037268 | 416.2066 | 266.7094 | 0 |  | 3310.397 | 4081.442 | 3951.473 | 811.689 | 3021.837 | 10000 | 3951.473 | 816.606 | 3984.316 | 6017.403 | 3996.433 | Non-Competitive | Non-Competitive | 0 | TRUE | FALSE | 0 | Non-Competitive | 0.711 | Non-Competitive | 414.6221 | 268.5082 | 6302.87 | 4003.362 | 216 | 1
SLONWIN9 M_69_D1_1 FROM_TO | SLONWIN9 | M_69_D1_1 | 35 | 6 | 6 | TNWINK____0 | TNCOCHISE_0 | FROM_TO | 73521.13 | 73531.74 | 24.4977 | 0 | 1532.445 | 1010.523 | -0.00082 | 0.006603 | -0.67555 | 0.026177 | 27.8332 | 25.0569 | 0 |  |  | 6663.982 | 10000 | 734.443 | 10000 | 6663.982 | 10000 | 1963.244 | 10000 | 6316.757 | 10000 | Competitive | Competitive | 1 | FALSE | FALSE | 1 | Non-Competitive | 0.734 | Competitive | 27.0777 | 25.3005 | 5225.401 | 10000 | 60 | 1
SLONWIN9 M_69_D1_1 TO_FROM | SLONWIN9 | M_69_D1_1 | 35 | 6 | 6 | TNWINK____0 | TNCOCHISE_0 | TO_FROM | 73521.13 | 75826.48 | -27.7927 | 0 | 800.448 | 1674.914 | -0.00046 | 0.000821 | -0.02618 | 0.67555 | -24.8537 | -23.4385 | 5643.83 |  |  | 10000 | 916.749 | 10000 | 916.749 | 10000 | 916.749 | 10000 | 926.319 | 10000 | 926.319 | Competitive | Competitive | 1 | FALSE | FALSE | 1 | Non-Competitive | 0.734 | Competitive | -24.9692 | -23.0357 | 10000 | 924.539 | 60 | 1
SLOSAUS5 AUSTRO_AT2L FROM_TO | SLOSAUS5 | AUSTRO_AT2L | 480 | 1 | 1 | AUSTROP | AUSTRO2_1KV | FROM_TO | 73521.13 | 74081.13 | -532.411 | 0 | 930.148 | 1861.265 | -0.01873 | 0.22586 | -0.99509 | 0.27053 | -130.536 | -136.048 | 4592.63 | 4854.125 |  | 5329.099 | 1590.708 | 4836.82 | 1104.436 | 9084.312 | 3723.338 | 4966.413 | 1233.23 | 4966.505 | 1522.77 | Competitive | Competitive | 1 | TRUE | FALSE | 1 | Non-Competitive | 0.711 | #N/A | #N/A | #N/A | #N/A | #N/A | #N/A | #N/A
SLOSAUS5 AUSTRO_AT2L TO_FROM | SLOSAUS5 | AUSTRO_AT2L | 480 | 1 | 1 | AUSTROP | AUSTRO2_1KV | TO_FROM | 73521.13 | 73337.85 | 101.9091 | 0 | 1885.074 | 780.027 | -0.22586 | 0.01873 | -0.27053 | 0.99508 | 529.5841 | 259.0425 | 0 |  | 4854.125 | 1536.145 | 5329.099 | 1008.648 | 4854.125 | 3723.338 | 9084.312 | 1170.967 | 4966.505 | 1479.311 | 4966.505 | Competitive | Non-Competitive | 0 | TRUE | FALSE | 1 | Non-Competitive | 0.711 | #N/A | #N/A | #N/A | #N/A | #N/A | #N/A | #N/A
SLVOSON8 ELDO_LVOK1_1 FROM_TO | SLVOSON8 | ELDO_LVOK1_1 | 30 | 1 | 1 | LVOK2A | ELDO2A | FROM_TO | 73521.13 | 73537.57 | 13.5556 | 0 | 783.088 | 0 | 0 | 0.000184 | -0.99982 | 0.000184 | 13.5602 | 13.5626 | 0 |  |  | 783.088 |  | 783.088 |  | 783.088 |  | 783.088 |  | 783.088 | 0 | Competitive | Competitive | 1 | FALSE | TRUE | 1 | Non-Competitive | 0.75 | Competitive | 13.6067 | 13.5436 | 788.325 | 0 | 30 | 1
SLVOSON8 ELDO_LVOK1_1 TO_FROM | SLVOSON8 | ELDO_LVOK1_1 | 30 | 1 | 1 | LVOK2A | ELDO2A | TO_FROM | 73521.13 | 94738.8 | -13.56 | 0 | 0 | 783.088 | -0.00018 | 0 | -0.00018 | 0.99982 | -13.5438 | -12.5034 | 5643.83 |  |  |  | 920.068 |  | 920.068 |  | 920.068 |  | 920.068 | 0 | 920.068 | Competitive | Competitive | 1 | FALSE | TRUE | 1 | Non-Competitive | 0.75 | Competitive | -13.5453 | -12.254 | 0 | 921.083 | 30 | 1
SLWSCR25 588_B_1 FROM_TO | SLWSCR25 | 588_B_1 | 190 | 0 | 0 | TNHIGHLNDS1 | TNWEST____1 | FROM_TO | 73521.13 | 73442.67 | 23.0531 | 0 | 969.723 | 2386.071 | -0.00651 | 0.067829 | -0.63244 | 0.23658 | 239.6209 | 98.746 | 0 | 4602.275 |  | 4602.275 | 2907.219 | 856.365 | 2744.752 | 5236.404 | 2666.653 | 1548.71 | 2780.419 | 3749.055 | 2847.777 | Non-Competitive | Non-Competitive | 0 | TRUE | FALSE | 1 | Non-Competitive | 0.7035 | Competitive | 233.7268 | 108.1464 | 6443.408 | 2957.861 | 383 | 0
SLWSCR25 588_B_1 TO_FROM | SLWSCR25 | 588_B_1 | 190 | 0 | 0 | TNHIGHLNDS1 | TNWEST____1 | TO_FROM | 73521.13 | 74245.83 | -225.253 | 0 | 2518.394 | 969.723 | -0.06783 | 0.006511 | -0.23658 | 0.63244 | 8.4658 | -90.2172 | 0 |  | 6044.238 | 2907.219 | 6044.238 | 2622.559 | 1552.668 | 2666.653 | 10000 | 2723.007 | 2732.062 | 2847.777 | 5050.703 | Competitive | Competitive | 1 | TRUE | FALSE | 1 | Non-Competitive | 0.7035 | Competitive | -16.8231 | -134.165 | 2957.861 | 10000 | 383 | 1
SLWSCR25 590__A FROM_TO | SLWSCR25 | 590__A | 213 | 0 | 0 | LEWISVLSW8_1 | LEW_JNS_P8 | FROM_TO | 73521.13 | 73452.21 | -11.6835 | 0 | 1033.375 | 2444.648 | -0.00942 | 0.070923 | -0.71848 | 0.25345 | 261.7687 | 97.4039 | 0 | 4677.662 |  | 4677.662 | 2777.717 | 896.96 | 2144.05 | 5237.249 | 2662.156 | 1359.523 | 2653.378 | 3809.628 | 2785.735 | Non-Competitive | Non-Competitive | 0 | TRUE | FALSE | 1 | Non-Competitive | 0.7265 | Non-Competitive | 280.7056 | 123.1009 | 4265.76 | 2760.668 | 214 | 1
SLWSCR25 590__A TO_FROM | SLWSCR25 | 590__A | 213 | 0 | 0 | LEWISVLSW8_1 | LEW_JNS_P8 | TO_FROM | 73521.13 | 74099.2 | -243.346 | 0 | 2320.06 | 1033.375 | -0.07092 | 0.009421 | -0.25345 | 0.71848 | 51.8985 | -81.0075 | 0 |  | 6111.936 | 2777.717 | 6111.936 | 2067.994 | 1730.708 | 2662.156 | 10000 | 2605.643 | 2491.473 | 2785.735 | 5094.321 | Competitive | Competitive | 1 | TRUE | FALSE | 1 | Non-Competitive | 0.7265 | Competitive | -3.8461 | -156.754 | 2760.668 | 5864.68 | 214 | 1
SLWSCRL5 590__A FROM_TO | SLWSCRL5 | 590__A | 213 | 1 | 1 | LEWISVLSW8_1 | LEW_JNS_P8 | FROM_TO | 73521.13 | 72894.07 | -108.573 | 0 | 917.771 | 2337.966 | -0.02659 | 0.10001 | -0.677 | 0.29664 | 635.9817 | 162.0457 | 0 | 968.498 | 2981.271 | 2040.012 | 2979.214 | 846.875 | 2343.535 | 5042.238 | 2974.218 | 995.58 | 2828.428 | 1028.169 | 2961.838 | Non-Competitive | Non-Competitive | 0 | TRUE | FALSE | 1 | Non-Competitive | 0.6875 | Non-Competitive | 546.1928 | 172.856 | 1478.785 | 2893.276 | 214 | 1
SLWSCRL5 590__A TO_FROM | SLWSCRL5 | 590__A | 213 | 1 | 1 | LEWISVLSW8_1 | LEW_JNS_P8 | TO_FROM | 73521.13 | 73174.83 | -590.202 | 0 | 2328.818 | 917.771 | -0.10001 | 0.026593 | -0.29664 | 0.677 | 255.5804 | -107.901 | 0 | 2582.524 | 2122.761 | 2676.622 | 2652.438 | 2148.785 | 1610.42 | 2668.818 | 6424.552 | 2518.229 | 1952.969 | 2623.04 | 2085.61 | Competitive | Non-Competitive | 0 | TRUE | FALSE | 1 | Non-Competitive | 0.6875 | Competitive | 117.6254 | -120.41 | 2893.276 | 2542.57 | 214 | 0
SLWSCRL5 590__B FROM_TO | SLWSCRL5 | 590__B | 213 | 1 | 1 | LEW_JNS_P8 | TNLAKEPNTE1 | FROM_TO | 73521.13 | 71494.09 | -114.506 | 0 | 910.168 | 2135.065 | -0.02667 | 0.099927 | -0.20856 | 0.32763 | 626.4688 | 181.5688 | 0 | 816.542 | 2981.293 | 2040.266 | 2979.411 | 849.338 | 2321.067 | 5041.15 | 2974.354 | 996.756 | 2823.26 | 987.996 | 2961.93 | Non-Competitive | Non-Competitive | 0 | TRUE | FALSE | 1 | Non-Competitive | 0.7425 | Non-Competitive | 509.052 | 199.0106 | 1740.696 | 2895.126 | 214 | 1
SLWSCRL5 590__B TO_FROM | SLWSCRL5 | 590__B | 213 | 1 | 1 | LEW_JNS_P8 | TNLAKEPNTE1 | TO_FROM | 73521.13 | 73189.55 | -584.26 | 0 | 2135.065 | 913.852 | -0.09993 | 0.026674 | -0.32763 | 0.20856 | 291.8908 | -123.289 | 0 | 2582.586 | 1960.148 | 2676.967 | 2652.726 | 2129.582 | 1619.196 | 2669.099 | 6423.338 | 2514.302 | 1955.564 | 2623.401 | 2125.831 | Competitive | Non-Competitive | 0 | TRUE | FALSE | 1 | Non-Competitive | 0.7425 | Competitive | 180.0138 | -121.912 | 2895.126 | 2705.327 | 214 | 0
SLWSCRL5 591__A FROM_TO | SLWSCRL5 | 591__A | 280 | 1 | 1 | CRLTN_NW_E8 | TNLAKEPNTE1 | FROM_TO | 73521.13 | 73108.47 | -583.028 | 0 | 2078.904 | 909.653 | -0.13181 | 0.034175 | -0.59357 | 0.12479 | 497.328 | -29.0691 | 0 | 2606.487 | 2006.377 | 2455.601 | 2683.922 | 1849.598 | 1812.152 | 2678.2 | 6344.1 | 2418.357 | 2044.556 | 2531.68 | 2071.475 | Competitive | Non-Competitive | 0 | TRUE | FALSE | 1 | Non-Competitive | 0.711 | Non-Competitive | 352.5263 | -18.2354 | 2909.414 | 2227.211 | 280 | 1
SLWSCRL5 591__A TO_FROM | SLWSCRL5 | 591__A | 280 | 1 | 1 | CRLTN_NW_E8 | TNLAKEPNTE1 | TO_FROM | 73521.13 | 70529.11 | -274.275 | 0 | 910.669 | 2078.904 | -0.03417 | 0.13181 | -0.12479 | 0.59357 | 632.329 | 106.1107 | 0 | 955.864 | 2912.896 | 2164.329 | 2713.929 | 905.111 | 1994.201 | 4954.966 | 2980.495 | 1050.466 | 2698.295 | 1057.607 | 2843.143 | Non-Competitive | Non-Competitive | 0 | TRUE | FALSE | 1 | Non-Competitive | 0.711 | Non-Competitive | 495.3875 | 107.6206 | 1309.291 | 2909.414 | 280 | 1
SLWSCRL5 820__D FROM_TO | SLWSCRL5 | 820__D | 324 | 1 | 1 | FRISCO | COLLINSS1_8 | FROM_TO | 73521.13 | 73983.38 | -277.057 | 0 | 941.861 | 2436.491 | -0.03428 | 0.1603 | -0.12649 | 0.82793 | 256.9102 | -36.1924 | 0 | 1991.106 | 2706.352 | 6036.476 | 3012.776 | 897.325 | 1918.258 | 10000 | 2778.066 | 1799.626 | 2598.64 | 3342.693 | 2815.818 | Competitive | Competitive | 1 | TRUE | FALSE | 1 | Non-Competitive | 0.7815 | Competitive | -220.113 | -199.13 | 0 | 921.083 | 326 | 1
SLWSCRL5 820__D TO_FROM | SLWSCRL5 | 820__D | 324 | 1 | 1 | FRISCO | COLLINSS1_8 | TO_FROM | 73521.13 | 73382.86 | -241.101 | 0 | 2544.099 | 941.861 | -0.1603 | 0.03428 | -0.82794 | 0.12649 | 438.6146 | -59.6721 | 0 | 2322.404 | 2488.4 | 2668.497 | 10000 | 1754.928 | 1768.807 | 2403.561 | 10000 | 2286.637 | 3014.304 | 2458.031 | 4095.895 | Non-Competitive | Non-Competitive | 0 | TRUE | FALSE | 1 | Non-Competitive | 0.7815 | Competitive | 221.1111 | 220.0865 | 788.325 | 0 | 326 | 0
SLWSLW28 590__A FROM_TO | SLWSLW28 | 590__A | 213 | 1 | 1 | LEWISVLSW8_1 | LEW_JNS_P8 | FROM_TO | 73521.13 | 73244.84 | 0.81383 | 0 | 968.623 | 2320.417 | -0.01295 | 0.10769 | -0.64989 | 0.32876 | 392.251 | 140.8972 | 0 | 2711.116 |  | 4652.06 | 2778.373 | 889.331 | 2321.058 | 5236.958 | 2663.265 | 1416.674 | 2705.772 | 2749.622 | 2786.433 | Non-Competitive | Non-Competitive | 0 | TRUE | FALSE | 1 | Non-Competitive | 0.7345 | Non-Competitive | 409.1448 | 182.5236 | 2548.935 | 2752.672 | 214 | 1
SLWSLW28 590__A TO_FROM | SLWSLW28 | 590__A | 213 | 1 | 1 | LEWISVLSW8_1 | LEW_JNS_P8 | TO_FROM | 73521.13 | 73931.4 | -365.442 | 0 | 2320.417 | 968.623 | -0.10769 | 0.012951 | -0.32875 | 0.64989 | 56.1793 | -124.053 | 0 |  | 3380.917 | 2778.373 | 6089.008 | 2232.94 | 1689.415 | 2663.265 | 10000 | 2655.009 | 2566.184 | 2786.433 | 3578.821 | Competitive | Competitive | 1 | TRUE | FALSE | 1 | Non-Competitive | 0.7345 | Competitive | -13.0834 | -230.479 | 2752.672 | 3201.134 | 214 | 1
SLWSLW38 1065__A FROM_TO | SLWSLW38 | 1065__A | 276 | 3 | 3 | ROANOKE2_8 | WROANOKE1_8 | FROM_TO | 73521.13 | 73471.43 | 136.5069 | 0 | 746.534 | 1646.703 | -0.00306 | 0.019343 | -0.81188 | 0.076462 | 317.6161 | 131.4908 | 0 |  |  | 1025.726 | 10000 | 690.939 | 6790.956 | 1000.162 | 10000 | 996.671 | 9322.489 | 1140.647 | 10000 | Competitive | Non-Competitive | 0 | FALSE | FALSE | 1 | Non-Competitive | 0.797 | Competitive | 296.8078 | 150.8562 | 1311.711 | 10000 | 484 | 0
SLWSLW38 1065__A TO_FROM | SLWSLW38 | 1065__A | 276 | 3 | 3 | ROANOKE2_8 | WROANOKE1_8 | TO_FROM | 73521.13 | 78996.18 | -292.341 | 0 | 1769.951 | 742.765 | -0.01934 | 0.003058 | -0.07646 | 0.81188 | -128.344 | -194.336 | 0 |  |  | 10000 | 2278.909 | 6790.956 | 1021.875 | 10000 | 2097.743 | 9322.489 | 1920.852 | 10000 | 2443.441 | Competitive | Competitive | 1 | FALSE | FALSE | 1 | Non-Competitive | 0.797 | Competitive | -146.709 | -199.709 | 10000 | 2397.88 | 484 | 1
SMAGVIC9 N_VICT_VICTOR1_1 FROM_TO | SMAGVIC9 | N_VICT_VICTOR1_1 | 76 | 1 | 1 | VICTORIA2A | N_VICT2A | FROM_TO | 73521.13 | 73563 | 19.8267 | 0 | 1101.042 | 1157.951 | -0.00196 | 0.02258 | -0.62059 | 0.10093 | 50.0157 | 20.214 | 0 | 10000 |  | 8560.772 | 10000 | 648.596 | 5146.305 | 10000 | 10000 | 2314.976 | 7448.42 | 9323.692 | 10000 | Competitive | Competitive | 1 | TRUE | FALSE | 1 | Non-Competitive | 0.789 | Competitive | 50.9776 | 20.8696 | 9316.365 | 10000 | 219 | 1
SMAGVIC9 N_VICT_VICTOR1_1 TO_FROM | SMAGVIC9 | N_VICT_VICTOR1_1 | 76 | 1 | 1 | VICTORIA2A | N_VICT2A | TO_FROM | 73521.13 | 74437.28 | -47.4556 | 0 | 1025.422 | 1136.29 | -0.02258 | 0.001955 | -0.10093 | 0.62059 | -21.2207 | -40.6353 | 0 |  | 10000 | 10000 | 8560.772 | 5146.305 | 791.027 | 10000 | 10000 | 7448.42 | 2911.107 | 10000 | 9323.692 | Competitive | Competitive | 1 | TRUE | FALSE | 1 | Non-Competitive | 0.789 | Competitive | -22.1562 | -41.0895 | 10000 | 9316.365 | 219 | 1
SMATBEE9 SINTON_SKIDMO1_1 FROM_TO | SMATBEE9 | SINTON_SKIDMO1_1 | 38 | 1 | 1 | SKIDMORE2A | SINTON2A | FROM_TO | 73521.13 | 73403.26 | -15.9452 | 0 | 1093.523 | 1466.543 | -0.02315 | 0.004784 | -0.19981 | 0.45215 | 61.5524 | 7.7695 | 0 |  | 5644.313 | 7115.601 | 2510.422 | 937.153 | 1858.51 | 6328.385 | 2593.243 | 1614.511 | 2700.451 | 6339.188 | 2746.275 | Competitive | Non-Competitive | 0 | TRUE | FALSE | 1 | Non-Competitive | 0.8205 | Non-Competitive | 59.365 | 9.2974 | 5902.742 | 2579.854 | 38 | 1
SMATBEE9 SINTON_SKIDMO1_1 TO_FROM | SMATBEE9 | SINTON_SKIDMO1_1 | 38 | 1 | 1 | SKIDMORE2A | SINTON2A | TO_FROM | 73521.13 | 73555.93 | -56.1044 | 0 | 1469.616 | 1025.763 | -0.00478 | 0.023154 | -0.45215 | 0.19981 | 21.685 | -38.9221 | 0 | 2900.625 |  | 1284.086 | 7247.969 | 1046.775 | 1136.351 | 1812.951 | 6490.317 | 1530.567 | 1977.331 | 1551.791 | 6442.02 | Competitive | Competitive | 1 | TRUE | FALSE | 1 | Non-Competitive | 0.8205 | Competitive | 18.5156 | -39.4269 | 1505.846 | 6623.883 | 38 | 1
SMCDBSP8 6470__E FROM_TO | SMCDBSP8 | 6470__E | 179 | 1 | 1 | FORSANTA_8 | CRMWDTAP_8 | FROM_TO | 73521.13 | 73279.41 | -115.47 | 0 | 3559.038 | 944.757 | -0.03585 | 0.45318 | -0.15911 | 0.45318 | 217.5324 | 6.8096 | 0 | 3456.496 | 3946.636 | 3537.58 | 3554.114 | 2091.751 | 3395.337 | 3537.58 | 3946.636 | 3429.607 | 3666.825 | 3459.428 | 3672.974 | Non-Competitive | Non-Competitive | 0 | TRUE | FALSE | 1 | Non-Competitive | 0.719 | Non-Competitive | 203.7753 | 9.4404 | 3483.961 | 3675.562 | 186 | 1
SMCDBSP8 6470__E TO_FROM | SMCDBSP8 | 6470__E | 179 | 1 | 1 | FORSANTA_8 | CRMWDTAP_8 | TO_FROM | 73521.13 | 73647.66 | -140.829 | 0 | 944.757 | 3559.039 | -0.02986 | 0.050202 | -0.45318 | 0.15911 | 119.5995 | 97.9899 | 1646.43 | 1659.238 | 10000 | 1659.238 | 10000 | 1454.662 | 2300.032 | 1659.238 | 10000 | 1637.483 | 8580.715 | 1683.334 | 10000 | Competitive | Competitive | 1 | TRUE | FALSE | 1 | Non-Competitive | 0.719 | Competitive | 82.1958 | 65.9143 | 1927.873 | 10000 | 186 | 1
SMCDBSP8 6471__A FROM_TO | SMCDBSP8 | 6471__A | 179 | 1 | 1 | MRGNCRK_8 | MCDONALD_8 | FROM_TO | 73521.13 | 73620.86 | -183.208 | 0 | 1296.247 | 3684.476 | -0.03569 | 0.030024 | -0.60593 | 0.030024 | 118.5686 | 17.6644 | 0 | 5260.401 | 3946.082 | 3321.03 | 3556.145 | 1424.455 | 3472.327 | 3876.472 | 3946.082 | 3842.605 | 3669.581 | 4339.025 | 3674.488 | Competitive | Competitive | 1 | TRUE | FALSE | 1 | Non-Competitive | 0.7185 | Competitive | 104.5174 | 19.9645 | 5186.898 | 3675.194 | 186 | 1
SMCDBSP8 6471__A TO_FROM | SMCDBSP8 | 6471__A | 179 | 1 | 1 | MRGNCRK_8 | MCDONALD_8 | TO_FROM | 73521.13 | 70272.22 | -90.5115 | 0 | 3684.476 | 1360.459 | -0.03002 | 0.60593 | -0.03002 | 0.60593 | 269.7519 | 173.1691 | 1877.63 | 1646.496 | 10000 | 3687.923 | 10000 | 1555.165 | 2054.006 | 3687.923 | 10000 | 3402.069 | 8193.258 | 3407.185 | 10000 | Non-Competitive | Non-Competitive | 0 | TRUE | FALSE | 1 | Non-Competitive | 0.7185 | Non-Competitive | 231.315 | 141.3644 | 3525.563 | 10000 | 186 | 1
SMDFHLT8 6215__A FROM_TO | SMDFHLT8 | 6215__A | 143 | 5 | 5 | BLUFCKTA_8 | CHINAGRV_8 | FROM_TO | 73521.13 | 73241.24 | -137.552 | 0 | 3248.193 | 1434.94 | -0.01379 | 0.53676 | -0.08066 | 0.61029 | 162.974 | 124.1702 | 3066.53 | 2606.149 |  | 5348.39 | 10000 | 2178.283 | 1095.482 | 10000 | 10000 | 5080.784 | 2302.898 | 5111.093 | 10000 | Non-Competitive | Non-Competitive | 0 | TRUE | FALSE | 1 | Non-Competitive | 0.703 | Competitive | 80.5004 | 53.1629 | 4143.599 | 9514.402 | 143 | 0
SMDFHLT8 6215__A TO_FROM | SMDFHLT8 | 6215__A | 143 | 5 | 5 | BLUFCKTA_8 | CHINAGRV_8 | TO_FROM | 73521.13 | 73514.9 | -68.5052 | 0 | 1524.65 | 3248.2 | -0.03169 | 0.01379 | -0.61029 | 0.080657 | 146.8057 | 111.8199 | 0 |  | 10000 | 5101.268 | 10000 | 922.262 | 4010.474 | 6790.322 | 10000 | 1784.678 | 7036.556 | 6427.389 | 10000 | Non-Competitive | Non-Competitive | 0 | TRUE | FALSE | 1 | Non-Competitive | 0.703 | Competitive | 99.4808 | 11.148 | 3708.245 | 1844.592 | 143 | 0
SMDFHLT8 6611__A FROM_TO | SMDFHLT8 | 6611__A | 195 | 5 | 5 | ACKRLYVE_9 | ACKERLY_9 | FROM_TO | 73521.13 | 73742 | -29.4923 | 0 | 1515.607 | 872.202 | -0.01772 | 0.061357 | -0.67661 | 0.26573 | 45.5096 | 20.7684 | 0 | 3149.015 |  | 3149.015 | 10000 | 1008.452 | 3921.08 | 4558.432 | 10000 | 2739.884 | 6990.24 | 3136.152 | 10000 | Competitive | Competitive | 1 | TRUE | FALSE | 1 | Non-Competitive | 0.742 | Competitive | 30.6721 | 13.0026 | 3413.293 | 10000 | 197 | 1
SMDFHLT8 6611__A TO_FROM | SMDFHLT8 | 6611__A | 195 | 5 | 5 | ACKRLYVE_9 | ACKERLY_9 | TO_FROM | 73521.13 | 74141.63 | -39.2249 | 0 | 858.59 | 2104.472 | -0.06136 | 0.07413 | -0.26573 | 0.67661 | 30.1376 | -31.7376 | 0 | 4439.615 | 10000 | 4439.615 | 10000 | 1660.551 | 1042.242 | 5001.863 | 10000 | 3777.485 | 6095.074 | 4960.171 | 10000 | Competitive | Competitive | 1 | TRUE | FALSE | 1 | Non-Competitive | 0.742 | Competitive | -3.0043 | -17.2212 | 3629.223 | 10000 | 197 | 1
SMDKSBY8 6815__A FROM_TO | SMDKSBY8 | 6815__A | 42 | 1 | 1 | GLASCOCK_9 | GARDCITY_9 | FROM_TO | 73521.13 | 73413.11 | -42.2956 | 0 | 1042.008 | 1025.726 | -0.03769 | 0.05749 | -0.3005 | 0.51791 | 74.4603 | -31.223 | 0 | 3352.898 | 10000 | 3352.898 | 10000 | 2310.857 | 1915.18 | 3352.898 | 10000 | 3305.703 | 3039.622 | 3414.314 | 10000 | Competitive | Non-Competitive | 0 | TRUE | FALSE | 1 | Non-Competitive | 0.7265 | Non-Competitive | 54.3385 | -29.6848 | 3982.43 | 10000 | 42 | 1
SMDKSBY8 6815__A TO_FROM | SMDKSBY8 | 6815__A | 42 | 1 | 1 | GLASCOCK_9 | GARDCITY_9 | TO_FROM | 73521.13 | 73489.47 | -67.4269 | 0 | 1262.044 | 1014.04 | -0.0164 | 0.079226 | -0.51791 | 0.3005 | 58.397 | 11.0687 | 0 | 4085.138 |  | 6856.833 | 5634.258 | 1386.337 | 1376.803 | 10000 | 10000 | 4018.528 | 4044.508 | 5700.781 | 5104.625 | Competitive | Non-Competitive | 0 | TRUE | FALSE | 1 | Non-Competitive | 0.7265 | Non-Competitive | 53.0829 | 12.638 | 8247.28 | 5206.263 | 42 | 1
SMDLODE5 6475__F FROM_TO | SMDLODE5 | 6475__F | 203 | 3 | 3 | ODESSANO_8 | ODESSA2_8 | FROM_TO | 73521.13 | 74965.22 | -353.874 | 0 | 1593.823 | 1001.74 | -0.047 | 0.24948 | -0.12798 | 0.64455 | 22.0699 | -288.372 | 0 | 3312.001 | 5811.292 | 4418.56 | 5811.292 | 2909.907 | 885.762 | 4418.56 | 5811.292 | 4104.311 | 3779.72 | 4150.161 | 5845.519 | Competitive | Competitive | 1 | TRUE | FALSE | 1 | Non-Competitive | 0.6875 | Competitive | -39.0572 | -194.785 | 4929.708 | 5811.816 | 211 | 1
SMDLODE5 6475__F TO_FROM | SMDLODE5 | 6475__F | 203 | 3 | 3 | ODESSANO_8 | ODESSA2_8 | TO_FROM | 73521.13 | 73284.66 | 94.4368 | 0 | 1114.805 | 1593.815 | -0.22935 | 0.047003 | -0.64455 | 0.12798 | 356.2639 | 257.7711 | 0 | 5811.292 | 10000 | 5811.292 | 10000 | 770.862 | 9424.018 | 5811.292 | 10000 | 3427.406 | 9968.5 | 5845.519 | 10000 | Competitive | Non-Competitive | 0 | TRUE | FALSE | 0 | Non-Competitive | 0.6875 | Non-Competitive | 230.182 | 179.9745 | 5811.816 | 10000 | 211 | 1
SMDLODE5 6500__B FROM_TO | SMDLODE5 | 6500__B | 206 | 3 | 3 | ODESEHV_8 | BIG3ODTA_8 | FROM_TO | 73521.13 | 73702.93 | 24.1923 | 0 | 0 | 783.088 | 0 | 0.000329 | -0.99967 | 0.000329 | 24.1927 | 24.197 | 0 |  |  | 783.088 |  | 783.088 |  | 783.088 |  | 783.088 |  | 783.088 | 0 | Competitive | Competitive | 1 | FALSE | TRUE | 1 | Non-Competitive | 0.8045 | Non-Competitive | 238.6914 | 185.4397 | 5812.52 | 10000 | 214 | 0
SMDLODE5 6500__B TO_FROM | SMDLODE5 | 6500__B | 206 | 3 | 3 | ODESEHV_8 | BIG3ODTA_8 | TO_FROM | 73521.13 | 94738.8 | -24.1845 | 0 | 783.088 | 0 | -0.00033 | 0 | -0.00033 | 0.99967 | -24.1634 | -22.3072 | 5643.83 |  |  |  | 920.068 |  | 920.068 |  | 920.068 |  | 920.068 | 0 | 920.068 | Competitive | Competitive | 1 | FALSE | TRUE | 1 | Non-Competitive | 0.8045 | Competitive | -21.2502 | -197.643 | 5188.412 | 5812.52 | 214 | 1
SMDLODE5 6865__B FROM_TO | SMDLODE5 | 6865__B | 40 | 3 | 3 | ODESSANO_9 | NTCOWDEN_9 | FROM_TO | 73521.13 | 73535.71 | 3.813 | 0 | 1691.646 | 909.358 | -0.01308 | 0.003393 | -0.45413 | 0.14042 | 33.3804 | 26.9057 | 0 |  |  | 4761.49 | 10000 | 718.877 | 9860.475 | 5809.41 | 10000 | 2371.47 | 9969.243 | 5425.51 | 10000 | Competitive | Competitive | 1 | FALSE | FALSE | 1 | Non-Competitive | 0.742 | Competitive | 28.4456 | 23.2152 | 5342.191 | 10000 | 42 | 1
SMDLODE5 6865__B TO_FROM | SMDLODE5 | 6865__B | 40 | 3 | 3 | ODESSANO_9 | NTCOWDEN_9 | TO_FROM | 73521.13 | 73833.07 | -29.4941 | 0 | 1059.028 | 1100.62 | -0.00339 | 0.025863 | -0.14042 | 0.45413 | -3.8337 | -28.4984 | 0 | 10000 |  | 3543.005 | 5809.41 | 2756.797 | 818.221 | 4400.877 | 5809.41 | 4358.336 | 2693.474 | 4551.993 | 5841.707 | Competitive | Competitive | 1 | TRUE | FALSE | 1 | Non-Competitive | 0.742 | Competitive | -10.8378 | -24.5889 | 4324.154 | 5808.952 | 42 | 1
SMDLODE5 ODNTH_FMR1 FROM_TO | SMDLODE5 | ODNTH_FMR1 | 87 | 3 | 3 | ODESSANO_8 | ODESSANO_9 | FROM_TO | 73521.13 | 73520.74 | 16.5272 | 0 | 1063.818 | 992.385 | -0.03759 | 0.00651 | -0.70546 | 0.042809 | 87.2759 | 74.8139 | 0 |  | 10000 | 4643.733 | 10000 | 716.202 | 9917.146 | 5807.093 | 10000 | 1402.896 | 9991.2 | 5308.199 | 10000 | Competitive | Non-Competitive | 0 | TRUE | FALSE | 1 | Non-Competitive | 0.711 | Competitive | 66.117 | 56.882 | 5264.638 | 10000 | 87 | 0
SMDLODE5 ODNTH_FMR1 TO_FROM | SMDLODE5 | ODNTH_FMR1 | 87 | 3 | 3 | ODESSANO_8 | ODESSANO_9 | TO_FROM | 73521.13 | 75990.71 | -86.9187 | 0 | 881.835 | 1434.57 | -0.00651 | 0.063231 | -0.04281 | 0.70546 | -16.4885 | -78.2807 | 0 | 4223.719 |  | 4223.719 | 5807.093 | 2826.17 | 813.089 | 4223.719 | 5807.093 | 4151.418 | 1625.695 | 4524.219 | 5837.021 | Competitive | Competitive | 1 | TRUE | FALSE | 1 | Non-Competitive | 0.711 | Competitive | -19.6902 | -58.7706 | 3908.562 | 5807.855 | 87 | 1
SMDOOAS5 GT_MID90_A FROM_TO | SMDOOAS5 | GT_MID90_A | 229 | 1 | 1 | GARROT__138B | 47708 | FROM_TO | 73521.13 | 73015.45 | -118.726 | 0 | 1373.007 | 2114.939 | -0.09876 | 0.10006 | -0.52384 | 0.18207 | 492.2441 | -92.6303 | 0 | 6051.27 | 2555.348 | 8890.468 | 2722.747 | 1243.382 | 2388.725 | 10000 | 4114.767 | 2316.412 | 2723.156 | 5957.912 | 2733.159 | Non-Competitive | Non-Competitive | 0 | TRUE | FALSE | 1 | Non-Competitive | 0.672 | Non-Competitive | 1304.765 | -173.66 | 1709.269 | 2771.798 | 526 | 1
SMDOOAS5 GT_MID90_A TO_FROM | SMDOOAS5 | GT_MID90_A | 229 | 1 | 1 | GARROT__138B | 47708 | TO_FROM | 73521.13 | 72671.9 | -543.204 | 0 | 2131.913 | 1413.236 | -0.10006 | 0.098764 | -0.18207 | 0.52385 | 278.5581 | -24.5936 | 551.83 | 2555.348 | 6051.27 | 2722.747 | 8890.468 | 2385.8 | 1466.006 | 4114.767 | 10000 | 2723.124 | 2586.28 | 2733.159 | 5957.912 | Competitive | Non-Competitive | 0 | TRUE | FALSE | 1 | Non-Competitive | 0.672 | Non-Competitive | 553.6557 | -140.519 | 2771.798 | 2439.474 | 526 | 1
SMDOPHR5 138_ALV_NAL_1 FROM_TO | SMDOPHR5 | 138_ALV_NAL_1 | 210 | 1 | 1 | TNNALVIN__1 | TNALVIN___1 | FROM_TO | 73521.13 | 72994.64 | 92.854 | 0 | 1444.752 | 2345.672 | -0.12929 | 0.027475 | -0.76909 | 0.1601 | 617.6797 | 165.4043 | 0 | 10000 | 3146.154 | 1016.162 | 6952.793 | 765.051 | 3018.553 | 1883.459 | 7233.075 | 966.941 | 4372.384 | 1171.318 | 4465.777 | Non-Competitive | Non-Competitive | 0 | TRUE | FALSE | 1 | Non-Competitive | 0.6715 | Non-Competitive | 570.7702 | 165.2467 | 1443.74 | 4803.405 | 210 | 1
SMDOPHR5 138_ALV_NAL_1 TO_FROM | SMDOPHR5 | 138_ALV_NAL_1 | 210 | 1 | 1 | TNNALVIN__1 | TNALVIN___1 | TO_FROM | 73521.13 | 74183.76 | -633.009 | 0 | 2345.671 | 1444.752 | -0.02747 | 0.12929 | -0.1601 | 0.76909 | 48.6075 | -381.34 | 0 | 3146.154 | 10000 | 6952.793 | 1184.474 | 3018.553 | 899.911 | 7233.075 | 2161.584 | 4372.384 | 1143.117 | 4465.777 | 1375.021 | Competitive | Competitive | 1 | TRUE | FALSE | 1 | Non-Competitive | 0.6715 | Competitive | 33.3421 | -309.253 | 4803.405 | 1600.475 | 210 | 1
SMDOPHR5 138_NAL_HAS_1 FROM_TO | SMDOPHR5 | 138_NAL_HAS_1 | 383 | 1 | 1 | TNHASTINGS1 | TNNALVIN__1 | FROM_TO | 73521.13 | 76241.82 | -597.411 | 0 | 2498.235 | 1312.016 | -0.02448 | 0.083887 | -0.13953 | 0.78814 | -21.5044 | -378.759 | 0 | 3374.502 | 10000 | 6220.597 | 1067.337 | 2956.383 | 898.828 | 7232.253 | 1714.982 | 3903.055 | 1098.926 | 4177.283 | 1251.158 | Competitive | Competitive | 1 | TRUE | FALSE | 1 | Non-Competitive | 0.883 | Competitive | -35.2496 | -318.032 | 4180.917 | 1446.681 | 383 | 1
SMDOPHR5 138_NAL_HAS_1 TO_FROM | SMDOPHR5 | 138_NAL_HAS_1 | 383 | 1 | 1 | TNHASTINGS1 | TNNALVIN__1 | TO_FROM | 73521.13 | 73265.99 | 144.183 | 0 | 1220.064 | 2349.665 | -0.08389 | 0.024484 | -0.78814 | 0.13953 | 584.0831 | 194.0488 | 0 | 10000 | 3374.502 | 928.266 | 6220.597 | 763.863 | 2956.383 | 1474.551 | 7232.253 | 930.24 | 3903.055 | 1076.448 | 4177.283 | Non-Competitive | Non-Competitive | 0 | TRUE | FALSE | 1 | Non-Competitive | 0.883 | Non-Competitive | 545.5821 | 195.0406 | 1311.352 | 4180.917 | 383 | 1
SMDOPHR5 G138_11A_1 FROM_TO | SMDOPHR5 | G138_11A_1 | 210 | 1 | 1 | TNFRDSWOOD1 | TNHASTINGS1 | FROM_TO | 73521.13 | 74263.15 | -570.389 | 0 | 2509.682 | 1317.2 | -0.02412 | 0.084252 | -0.2115 | 0.55406 | 5.3092 | -351.931 | 0 | 3369.897 | 10000 | 6218.905 | 1073.877 | 2946.374 | 899.321 | 7232.251 | 1983.771 | 3877.176 | 1122.588 | 4156.949 | 1269.055 | Competitive | Competitive | 1 | TRUE | FALSE | 1 | Non-Competitive | 0.6875 | Competitive | -8.4435 | -291.049 | 4155.872 | 1470.044 | 210 | 1
SMDOPHR5 G138_11A_1 TO_FROM | SMDOPHR5 | G138_11A_1 | 210 | 1 | 1 | TNFRDSWOOD1 | TNHASTINGS1 | TO_FROM | 73521.13 | 72899.5 | 117.3856 | 0 | 1317.2 | 2509.681 | -0.08425 | 0.024119 | -0.55406 | 0.2115 | 557.0779 | 167.2238 | 0 | 10000 | 3369.897 | 933.264 | 6218.905 | 764.424 | 2946.374 | 1741.176 | 7232.251 | 949.855 | 3877.176 | 1090.869 | 4156.949 | Non-Competitive | Non-Competitive | 0 | TRUE | FALSE | 1 | Non-Competitive | 0.6875 | Non-Competitive | 518.6375 | 168.1993 | 1332.956 | 4155.872 | 210 | 1
SMGIENW8 TRU_UAT1 FROM_TO | SMGIENW8 | TRU_UAT1 | 40 | 6 | 6 | TRUMBULL9 | TRUMBULL8 | FROM_TO | 73521.13 | 74438.66 | -35.5971 | 0 | 1054.545 | 1994.136 | -0.03399 | 0.031733 | -0.04279 | 0.62377 | -1.9218 | -22.5877 | 0 | 10000 | 10000 | 10000 | 10000 | 803.728 | 2417.532 | 10000 | 10000 | 7512.973 | 8690.653 | 10000 | 10000 | Competitive | Competitive | 1 | TRUE | FALSE | 1 | Non-Competitive | 0.7735 | Competitive | -5.2569 | -22.408 | 10000 | 10000 | 40 | 1
SMGIENW8 TRU_UAT1 TO_FROM | SMGIENW8 | TRU_UAT1 | 40 | 6 | 6 | TRUMBULL9 | TRUMBULL8 | TO_FROM | 73521.13 | 73511.08 | -2.1969 | 0 | 1889.002 | 990.732 | -0.03173 | 0.033989 | -0.62377 | 0.042791 | 46.1147 | 4.5733 | 0 | 10000 | 10000 | 10000 | 10000 | 2061.098 | 881.814 | 10000 | 10000 | 8623.581 | 7567.767 | 10000 | 10000 | Competitive | Non-Competitive | 0 | TRUE | FALSE | 1 | Non-Competitive | 0.7735 | Non-Competitive | 45.7829 | 5.3164 | 10000 | 10000 | 40 | 1
SMGSBTR5 STCO_STER1_1 FROM_TO | SMGSBTR5 | STCO_STER1_1 | 38 | 1 | 1 | STER2A | STCO2A | FROM_TO | 73521.13 | 73535.02 | -56.8174 | 0 | 1045.873 | 1033.634 | -0.08274 | 0.016218 | -0.63537 | 0.33827 | 29.1753 | -17.7362 | 0 |  | 10000 | 5441.083 | 10000 | 876.793 | 2817.303 | 5441.083 | 10000 | 4361.631 | 2601.623 | 6438.392 | 10000 | Competitive | Competitive | 1 | TRUE | FALSE | 1 | Non-Competitive | 1.0155 | Competitive | 22.5038 | -16.557 | 6216.82 | 10000 | 38 | 1
SMGSBTR5 STCO_STER1_1 TO_FROM | SMGSBTR5 | STCO_STER1_1 | 38 | 1 | 1 | STER2A | STCO2A | TO_FROM | 73521.13 | 73378.37 | -30.3765 | 0 | 751.836 | 1033.484 | -0.00134 | 0.17888 | -0.33827 | 0.63537 | 86.2258 | -20.2205 | 0 | 3177.763 |  | 6910.44 | 1393.15 | 1157.076 | 968.974 | 10000 | 10000 | 3571.223 | 993.355 | 5724.414 | 1603.791 | Competitive | Non-Competitive | 0 | TRUE | FALSE | 1 | Non-Competitive | 1.0155 | Non-Competitive | 64.8085 | -11.0406 | 6137.114 | 2098.173 | 38 | 1
SMNHPBS8 6485__A FROM_TO | SMNHPBS8 | 6485__A | 143 | 3 | 3 | PERMIANB_8 | MOSS_8 | FROM_TO | 73521.13 | 73449.01 | -101.068 | 0 | 4707.939 | 943.114 | -0.00684 | 0.20684 | -0.04096 | 0.20684 | 143.3246 | -89.3813 | 0 | 3108.623 |  | 4765.2 | 4727.34 | 2945.304 | 895.199 | 4765.2 | 4727.34 | 4619.706 | 1419.878 | 4635.11 | 4781.781 | Non-Competitive | Non-Competitive | 0 | TRUE | FALSE | 1 | Non-Competitive | 0.7105 | Competitive | 100.6058 | -87.9453 | 5695.055 | 4873.129 | 143 | 0
SMNHPBS8 6485__A TO_FROM | SMNHPBS8 | 6485__A | 143 | 3 | 3 | PERMIANB_8 | MOSS_8 | TO_FROM | 73521.13 | 73698.71 | -48.849 | 0 | 1110.514 | 4707.94 | -0.20684 | 0.006839 | -0.20684 | 0.040959 | 106.269 | 79.8359 | 0 |  | 10000 | 2351.777 | 10000 | 758.202 | 9777.563 | 3582.144 | 10000 | 1104.686 | 9992.654 | 3231.081 | 10000 | Competitive | Competitive | 1 | TRUE | FALSE | 1 | Non-Competitive | 0.7105 | Competitive | 102.1204 | 79.6419 | 3755.47 | 10000 | 143 | 1
SMUESPR8 SJO_SJO2 FROM_TO | SMUESPR8 | SJO_SJO2 | 40 | 3 | 3 | STJO | STJO | FROM_TO | 73521.13 | 94738.8 | -33.8794 | 0 | 0 | 783.088 | -0.00046 | 0 | -0.00046 | 0.99954 | -33.839 | -31.2395 | 5643.83 |  |  |  | 920.068 |  | 920.068 |  | 920.068 |  | 920.068 | 0 | 920.068 | Competitive | Competitive | 1 | FALSE | TRUE | 1 | Non-Competitive | 0.7735 | Competitive | -33.8426 | -30.6165 | 0 | 921.083 | 40 | 1
SMUESPR8 SJO_SJO2 TO_FROM | SMUESPR8 | SJO_SJO2 | 40 | 3 | 3 | STJO | STJO | TO_FROM | 73521.13 | 73527.25 | 33.8686 | 0 | 783.088 | 0 | 0 | 0.00046 | -0.99954 | 0.00046 | 33.88 | 33.886 | 0 |  |  | 783.088 |  | 783.088 |  | 783.088 |  | 783.088 |  | 783.088 | 0 | Competitive | Competitive | 1 | FALSE | TRUE | 1 | Non-Competitive | 0.7735 | Competitive | 33.9962 | 33.8386 | 788.325 | 0 | 40 | 1
SNBTHW5 AN_WO_21_A FROM_TO | SNBTHW5 | AN_WO_21_A | 377 | 1 | 1 | AIRLIN__8010 | WHITOK__138A | FROM_TO | 73521.13 | 73201.11 | -763.498 | 0 | 1753.26 | 1504.546 | -0.09718 | 0.1185 | -0.2771 | 0.50619 | 352.2568 | -26.4933 | 1371.83 | 2364.601 | 5175.865 | 2374.744 | 8265.962 | 2331.142 | 1638.926 | 2472.728 | 10000 | 2371.515 | 4948.832 | 2377.568 | 7463.894 | Competitive | Competitive | 1 | TRUE | FALSE | 1 | Non-Competitive | 0.7185 | Competitive | 299.3788 | -36.9056 | 2377.651 | 8293.608 | 478 | 1
SNBTHW5 AN_WO_21_A TO_FROM | SNBTHW5 | AN_WO_21_A | 377 | 1 | 1 | AIRLIN__8010 | WHITOK__138A | TO_FROM | 73521.13 | 72529.31 | -81.0121 | 0 | 1504.546 | 1753.26 | -0.1185 | 0.097175 | -0.50619 | 0.2771 | 882.1857 | -72.6048 | 0 | 4659.922 | 2364.601 | 8265.962 | 2374.744 | 1362.491 | 2331.142 | 10000 | 2472.728 | 4487.797 | 2371.515 | 7123.25 | 2377.568 | Competitive | Non-Competitive | 0 | TRUE | FALSE | 1 | Non-Competitive | 0.7185 | Non-Competitive | 897.3705 | -14.5493 | 8293.608 | 2377.651 | 478 | 1
SNCWHLT9 6915__A FROM_TO | SNCWHLT9 | 6915__A | 40 | 2 | 2 | ODESSANO_9 | ODBASSS_9 | FROM_TO | 73521.13 | 73476.47 | 13.7488 | 0 | 1049.958 | 1026.795 | -0.02802 | 0.003708 | -0.5079 | 0.21407 | 62.6849 | 55.1771 | 0 |  | 10000 | 4137.513 | 10000 | 722.053 | 9928.217 | 5803.434 | 10000 | 974.195 | 9994.696 | 4951.395 | 10000 | Competitive | Non-Competitive | 0 | TRUE | FALSE | 0 | Non-Competitive | 0.703 | Non-Competitive | 46.5019 | 40.6852 | 4941.332 | 10000 | 42 | 1
SNCWHLT9 6915__A TO_FROM | SNCWHLT9 | 6915__A | 40 | 2 | 2 | ODESSANO_9 | ODBASSS_9 | TO_FROM | 73521.13 | 73769.54 | -62.4034 | 0 | 984.795 | 1063.95 | -0.00371 | 0.046114 | -0.21407 | 0.5079 | -13.4847 | -57.8155 | 0 | 4182.152 |  | 4182.152 | 5232.64 | 2887.248 | 819.355 | 4182.152 | 5803.434 | 4109.253 | 1129.694 | 4386.304 | 5559.061 | Competitive | Competitive | 1 | TRUE | FALSE | 1 | Non-Competitive | 0.703 | Competitive | -11.8249 | -41.8863 | 3849.656 | 5521.728 | 42 | 1
SNCWMOS8 6865__B FROM_TO | SNCWMOS8 | 6865__B | 40 | 3 | 3 | ODESSANO_9 | NTCOWDEN_9 | FROM_TO | 73521.13 | 73504.81 | 0.19956 | 0 | 1191.726 | 860.119 | -0.02165 | 0.004285 | -0.47601 | 0.13247 | 47.7711 | 39.1559 | 0 |  | 10000 | 4233.861 | 10000 | 707.355 | 9863.162 | 5807.876 | 10000 | 1897.554 | 9970.399 | 5064.847 | 10000 | Competitive | Non-Competitive | 0 | TRUE | FALSE | 1 | Non-Competitive | 0.6955 | Non-Competitive | 43.9841 | 36.8318 | 4959.074 | 10000 | 42 | 1
SNCWMOS8 6865__B TO_FROM | SNCWMOS8 | 6865__B | 40 | 3 | 3 | ODESSANO_9 | NTCOWDEN_9 | TO_FROM | 73521.13 | 73825.46 | -47.4935 | 0 | 992.009 | 1085.485 | -0.00429 | 0.04315 | -0.13247 | 0.47601 | -0.10797 | -41.4484 | 0 | 4397.12 |  | 3544.38 | 5191.139 | 2659.097 | 805.471 | 4397.12 | 5807.876 | 4363.365 | 2194.574 | 4569.099 | 5518.813 | Competitive | Competitive | 1 | TRUE | FALSE | 1 | Non-Competitive | 0.6955 | Competitive | -13.1619 | -38.1173 | 4233.157 | 5450.542 | 42 | 1
SNCWMOS8 6915__A FROM_TO | SNCWMOS8 | 6915__A | 40 | 3 | 3 | ODESSANO_9 | ODBASSS_9 | FROM_TO | 73521.13 | 73476.14 | 10.4597 | 0 | 921.396 | 1015.125 | -0.03023 | 0.003664 | -0.524 | 0.14881 | 63.5757 | 55.7232 | 0 |  | 10000 | 4029.239 | 10000 | 722.532 | 9904.632 | 5119.018 | 10000 | 940.724 | 9994.453 | 4803.875 | 10000 | Competitive | Non-Competitive | 0 | TRUE | FALSE | 0 | Non-Competitive | 0.75 | Non-Competitive | 47.9676 | 41.8983 | 4804.003 | 10000 | 42 | 1
SNCWMOS8 6915__A TO_FROM | SNCWMOS8 | 6915__A | 40 | 3 | 3 | ODESSANO_9 | ODBASSS_9 | TO_FROM | 73521.13 | 73859.28 | -63.1778 | 0 | 983.044 | 1096.984 | -0.00366 | 0.048817 | -0.14881 | 0.524 | -10.9258 | -58.5689 | 0 | 4184.324 |  | 4184.324 | 5119.018 | 2802.397 | 821.132 | 4184.324 | 5119.018 | 4058.949 | 1094.313 | 4355.415 | 5429.197 | Competitive | Competitive | 1 | TRUE | FALSE | 1 | Non-Competitive | 0.75 | Competitive | -10.5429 | -43.1781 | 3880.735 | 5402 | 42 | 1
SNCWMOS8 ODNTH_FMR1 FROM_TO | SNCWMOS8 | ODNTH_FMR1 | 87 | 3 | 3 | ODESSANO_8 | ODESSANO_9 | FROM_TO | 73521.13 | 73487.13 | 10.598 | 0 | 1129.615 | 917.024 | -0.05189 | 0.007949 | -0.71873 | 0.048939 | 111.4409 | 95.2139 | 0 |  | 10000 | 4136.981 | 10000 | 711.74 | 9890.048 | 5157.71 | 10000 | 1287.975 | 9986.954 | 4947.079 | 10000 | Competitive | Non-Competitive | 0 | TRUE | FALSE | 0 | Non-Competitive | 0.7575 | Non-Competitive | 91.5757 | 78.7283 | 4890.857 | 10000 | 87 | 1
SNCWMOS8 ODNTH_FMR1 TO_FROM | SNCWMOS8 | ODNTH_FMR1 | 87 | 3 | 3 | ODESSANO_8 | ODESSANO_9 | TO_FROM | 73521.13 | 75557.09 | -110.541 | 0 | 940.313 | 1162.692 | -0.00795 | 0.091968 | -0.04894 | 0.71873 | -10.5356 | -99.8846 | 0 | 3606.21 |  | 3606.21 | 5157.71 | 2722.61 | 809.025 | 4264.761 | 5157.71 | 4215.622 | 1502.992 | 4351.732 | 5478.698 | Competitive | Competitive | 1 | TRUE | FALSE | 1 | Non-Competitive | 0.7575 | Competitive | -23.7017 | -81.1732 | 3979.312 | 5429.181 | 87 | 1
SNEDLON5 KINGSV_LON_HI1_1 FROM_TO | SNEDLON5 | KINGSV_LON_HI1_1 | 216 | 1 | 1 | LON_HILL4A | KINGSVIL4A | FROM_TO | 73521.13 | 73723.54 | 58.2907 | 0 | 1166.369 | 5905.313 | -0.18311 | 0.032759 | -0.33037 | 0.038292 | 148.855 | 93.063 | 0 | 4270.979 | 5743.413 | 2616.655 | 10000 | 778.995 | 3823.558 | 2616.655 | 10000 | 2021.867 | 8569.743 | 2970.11 | 8818.566 | Competitive | Competitive | 1 | TRUE | FALSE | 1 | Non-Competitive | 0.672 | Competitive | 164.0391 | 107.3552 | 2775.322 | 8474.615 | 216 | 1
SNEDLON5 KINGSV_LON_HI1_1 TO_FROM | SNEDLON5 | KINGSV_LON_HI1_1 | 216 | 1 | 1 | LON_HILL4A | KINGSVIL4A | TO_FROM | 73521.13 | 80851.97 | -146.384 | 0 | 5905.344 | 1166.369 | -0.03276 | 0.18311 | -0.03829 | 0.33037 | -57.2021 | -121.132 | 0 | 1711.065 | 8493.48 | 10000 | 4061.804 | 1448.703 | 935.101 | 10000 | 4061.804 | 3546.633 | 2898.862 | 3692.896 | 4610.734 | Competitive | Competitive | 1 | TRUE | FALSE | 1 | Non-Competitive | 0.672 | Competitive | -74.8048 | -133.289 | 4272.765 | 4358.409 | 216 | 1
SNEDLON5 NEDIN_RACHAL1_1 FROM_TO | SNEDLON5 | NEDIN_RACHAL1_1 | 239 | 1 | 1 | NEDIN4A | RACHAL4A | FROM_TO | 73521.13 | 74199.34 | -239.178 | 0 | 1359.242 | 810.567 | -0.03288 | 0.10327 | -0.53555 | 0.1306 | -122.191 | -222.213 | 0 | 2003.765 | 5000 | 2003.765 | 5000 | 1804.626 | 864.084 | 2003.765 | 5000 | 2167.217 | 785.691 | 2181.388 | 5000 | Competitive | Competitive | 1 | TRUE | FALSE | 1 | Non-Competitive | 0.695 | Competitive | -206.209 | -281.074 | 2116.856 | 5000 | 239 | 1
SNEDLON5 NEDIN_RACHAL1_1 TO_FROM | SNEDLON5 | NEDIN_RACHAL1_1 | 239 | 1 | 1 | NEDIN4A | RACHAL4A | TO_FROM | 73521.13 | 73376.21 | 123.5473 | 0 | 810.566 | 1429.451 | -0.07429 | 0.097663 | -0.13061 | 0.53555 | 257.9279 | 188.4209 | 0 | 3969.784 | 5199.974 | 3969.784 | 5199.974 | 756.271 | 2418.613 | 10000 | 5199.974 | 3400.978 | 4967.29 | 6610.959 | 5327.138 | Competitive | Non-Competitive | 0 | TRUE | FALSE | 1 | Non-Competitive | 0.695 | Non-Competitive | 315.1626 | 250.8028 | 6033.651 | 5481.273 | 239 | 1
SNEDLON5 RIOHON_XCAP_1_1 FROM_TO | SNEDLON5 | RIOHON_XCAP_1_1 | 1195 | 1 | 1 | RIOHONDO7A | RIOHONDO7B | FROM_TO | 73521.13 | 81470.93 | -2200.73 | 0 | 2305.633 | 782.91 | -0.0486 | 0.76028 | -0.39197 | 0.77714 | -1724.05 | -1650.23 | 5197.83 | 3533.45 | 934.857 | 4847.369 | 934.857 | 3534.499 | 930.538 | 4847.369 | 990.816 | 4679.295 | 915.241 | 4679.123 | 917.552 | Competitive | Competitive | 1 | TRUE | FALSE | 1 | Non-Competitive | 0.6955 | Competitive | -1654.92 | -1552.74 | 4634.322 | 914.553 | 2390 | 1
SNEDLON5 RIOHON_XCAP_1_1 TO_FROM | SNEDLON5 | RIOHON_XCAP_1_1 | 1195 | 1 | 1 | RIOHONDO7A | RIOHONDO7B | TO_FROM | 73521.13 | 72262.24 | 1815.374 | 0 | 1012.436 | 2305.632 | -0.76028 | 0.20659 | -0.77714 | 0.39197 | 2195.839 | 1886.64 | 0 | 745.315 | 3369.075 | 3123.38 | 5516.556 | 742.308 | 3361.945 | 3123.38 | 5516.556 | 697.697 | 5601.603 | 698.753 | 5601.655 | Non-Competitive | Non-Competitive | 0 | TRUE | FALSE | 0 | Non-Competitive | 0.6955 | Competitive | 1997.063 | 1716.037 | 704.175 | 5593.698 | 2390 | 0
SNUEWHI8 LON_HI_PELICA1_1 FROM_TO | SNUEWHI8 | LON_HI_PELICA1_1 | 470 | 1 | 1 | LON_HILL4A | PELICAN4A | FROM_TO | 73521.13 | 74194.95 | -417.022 | 0 | 924.917 | 2310.176 | -0.31108 | 0.13814 | -0.45308 | 0.14985 | 160.4913 | -231.219 | 0 | 2804.787 | 4668.293 | 5026.186 | 5644.313 | 1742.033 | 1856.565 | 5026.186 | 5644.313 | 4350.548 | 5367.039 | 4515.726 | 5488.621 | Competitive | Competitive | 1 | TRUE | FALSE | 1 | Non-Competitive | 0.6795 | Competitive | 126.0848 | -162.295 | 3994.251 | 5493.248 | 470 | 1
SNUEWHI8 LON_HI_PELICA1_1 TO_FROM | SNUEWHI8 | LON_HI_PELICA1_1 | 470 | 1 | 1 | LON_HILL4A | PELICAN4A | TO_FROM | 73521.13 | 73007.45 | -149.477 | 0 | 2310.176 | 924.917 | -0.13814 | 0.45308 | -0.14985 | 0.45308 | 544.8229 | 12.3547 | 0 | 2253.18 | 4461.694 | 2495.528 | 5026.186 | 1284.084 | 2485.152 | 2495.528 | 5026.186 | 2331.636 | 5101.531 | 2354.621 | 5300.106 | Competitive | Non-Competitive | 0 | TRUE | FALSE | 1 | Non-Competitive | 0.6795 | Competitive | 433.4123 | 2.4154 | 2371.362 | 4853.451 | 470 | 0
SNWEWES8 WES_MV_W_1 FROM_TO | SNWEWES8 | WES_MV_W_1 | 174 | 3 | 3 | WESLACO4A | WESLACOSUB8 | FROM_TO | 73521.13 | 73821.26 | -115.656 | 0 | 963.024 | 1269.488 | -0.05186 | 0.086291 | -0.72113 | 0.2191 | -47.3437 | -85.3776 | 0 | 7402.925 | 10000 | 7402.925 | 10000 | 4562.383 | 841.152 | 7402.925 | 10000 | 7287.667 | 2474.874 | 7948.37 | 10000 | Competitive | Competitive | 1 | TRUE | FALSE | 1 | Non-Competitive | 0.664 | Competitive | -29.2372 | -53.2159 | 10000 | 10000 | 174 | 1
SNWEWES8 WES_MV_W_1 TO_FROM | SNWEWES8 | WES_MV_W_1 | 174 | 3 | 3 | WESLACO4A | WESLACOSUB8 | TO_FROM | 73521.13 | 73780.11 | 45.8078 | 0 | 1445.926 | 980.221 | -0.06253 | 0.051857 | -0.2191 | 0.72113 | 117.2582 | 63.7689 | 0 | 2682.606 | 10000 | 2682.606 | 10000 | 621.603 | 3988.892 | 2682.606 | 10000 | 2041.82 | 6956.159 | 2599.264 | 10000 | Competitive | Competitive | 1 | TRUE | FALSE | 1 | Non-Competitive | 0.664 | Competitive | 80.4384 | 35.1591 | 2383.002 | 10000 | 174 | 1
SN_SAJO5 FALFUR_PREMON1_1 FROM_TO | SN_SAJO5 | FALFUR_PREMON1_1 | 38 | 1 | 1 | FALFUR2A | PREMONT2A | FROM_TO | 73521.13 | 73552.85 | -8.6947 | 0 | 971.943 | 1559.976 | -0.01935 | 0.025162 | -0.53723 | 0.26862 | 20.9609 | -7.265 | 0 | 10000 |  | 3964.377 | 10000 | 1008.405 | 1234.496 | 10000 | 10000 | 4410.376 | 2386.711 | 6599.281 | 10000 | Competitive | Competitive | 1 | TRUE | FALSE | 1 | Non-Competitive | 0.7035 | Competitive | 20.2347 | -6.8106 | 5736.312 | 10000 | 38 | 1
SN_SAJO5 FALFUR_PREMON1_1 TO_FROM | SN_SAJO5 | FALFUR_PREMON1_1 | 38 | 1 | 1 | FALFUR2A | PREMONT2A | TO_FROM | 73521.13 | 73626.32 | -15.7187 | 0 | 1559.976 | 1009.123 | -0.00849 | 0.019353 | -0.26862 | 0.53723 | 9.5364 | -6.629 | 0 |  |  | 10000 | 3223.809 | 1044.22 | 836.988 | 10000 | 3223.809 | 2055.468 | 2789.195 | 10000 | 3500.072 | Competitive | Competitive | 1 | FALSE | FALSE | 1 | Non-Competitive | 0.7035 | Competitive | 9.4111 | -6.4946 | 10000 | 3492.598 | 38 | 1
SN_SAJO5 HARLNS_RAYMON1_1 FROM_TO | SN_SAJO5 | HARLNS_RAYMON1_1 | 38 | 1 | 1 | HARLINSW2A | RAYMOND12A | FROM_TO | 73521.13 | 73663.08 | -33.1958 | 0 | 1007.593 | 1117.456 | -0.01218 | 0.018374 | -0.39399 | 0.093243 | -18.3727 | -32.3155 | 0 |  |  | 1894.305 | 10000 | 1777.192 | 846.474 | 5490.396 | 10000 | 1826.157 | 1149.598 | 1838.643 | 10000 | Competitive | Competitive | 1 | FALSE | FALSE | 1 | Non-Competitive | 0.7345 | Competitive | -19.312 | -31.8629 | 2239.746 | 10000 | 38 | 1
SN_SAJO5 HARLNS_RAYMON1_1 TO_FROM | SN_SAJO5 | HARLNS_RAYMON1_1 | 38 | 1 | 1 | HARLINSW2A | RAYMOND12A | TO_FROM | 73521.13 | 73571.16 | 18.8875 | 0 | 1379.44 | 1002.66 | -0.01837 | 0.012185 | -0.09324 | 0.39399 | 33.2905 | 27.3919 | 0 |  |  | 10000 | 6220.694 | 735.387 | 4556.375 | 10000 | 10000 | 996.325 | 7510.566 | 10000 | 7699.752 | Competitive | Competitive | 1 | FALSE | FALSE | 1 | Non-Competitive | 0.7345 | Competitive | 32.9181 | 27.0682 | 10000 | 7604.827 | 38 | 1
SN_SAJO5 LON_HI_NEDIN1_1 FROM_TO | SN_SAJO5 | LON_HI_NEDIN1_1 | 1195 | 1 | 1 | LNHILL 6 | LHEDL | FROM_TO | 73521.13 | 72428.1 | 1371.292 | 0 | 5644.313 | 2073.234 | -0.72111 | 0.044686 | -0.76488 | 0.066999 | 2058.815 | 1882.423 | 0 | 818.252 | 3174.719 | 814.664 | 5413.65 | 814.664 | 3164.783 | 826.497 | 5413.65 | 812.623 | 5285.604 | 812.623 | 5285.767 | Non-Competitive | Non-Competitive | 0 | TRUE | FALSE | 0 | Non-Competitive | 0.711 | Non-Competitive | 2051.638 | 1873.106 | 807.577 | 5286.094 | 1195 | 1
SN_SAJO5 LON_HI_NEDIN1_1 TO_FROM | SN_SAJO5 | LON_HI_NEDIN1_1 | 1195 | 1 | 1 | LNHILL 6 | LHEDL | TO_FROM | 73521.13 | 94738.8 | -2087.4 | 0 | 2073.234 | 0 | -0.04469 | 0.72882 | -0.067 | 0.76488 | -1197.58 | -1136.01 | 4511.43 | 1892.083 | 940.489 | 2077.104 | 936.334 | 1888.634 | 936.334 | 2077.104 | 940.489 | 2082.963 | 930.384 | 2082.989 | 930.384 | Competitive | Competitive | 1 | TRUE | TRUE | 1 | Competitive | 0.711 | Competitive | -1288.99 | -1184.26 | 2558.105 | 928.071 | 1195 | 1
SN_SLON5 ALAZAN_B_DAVI1_1 FROM_TO | SN_SLON5 | ALAZAN_B_DAVI1_1 | 876 | 1 | 1 | B_DAVIS4A | ALAZAN4A | FROM_TO | 73521.13 | 74348.49 | 61.3134 | 0 | 1371.413 | 939.55 | -0.26039 | 0.2541 | -0.5301 | 0.2541 | 434.8034 | 207.8415 | 0 | 3208.237 | 3916.412 | 5219.248 | 3916.412 | 911.05 | 2908.683 | 10000 | 5090.483 | 5683.926 | 4769.155 | 6101.939 | 4923.839 | Competitive | Competitive | 1 | TRUE | FALSE | 1 | Non-Competitive | 0.711 | #N/A | #N/A | #N/A | #N/A | #N/A | #N/A | #N/A
SN_SLON5 ALAZAN_B_DAVI1_1 TO_FROM | SN_SLON5 | ALAZAN_B_DAVI1_1 | 876 | 1 | 1 | B_DAVIS4A | ALAZAN4A | TO_FROM | 73521.13 | 77183.24 | -429.42 | 0 | 939.55 | 1381.563 | -0.2541 | 0.26039 | -0.2541 | 0.5301 | -51.7126 | -334.319 | 0 | 1947.502 | 3791.459 | 1984.311 | 5219.248 | 1837.704 | 1065.056 | 2445.613 | 10000 | 2045.139 | 5968.769 | 2058.412 | 6378.842 | Competitive | Competitive | 1 | TRUE | FALSE | 1 | Non-Competitive | 0.711 | #N/A | #N/A | #N/A | #N/A | #N/A | #N/A | #N/A
SN_SLON5 CELANE_KLEBER1_1 FROM_TO | SN_SLON5 | CELANE_KLEBER1_1 | 211 | 1 | 1 | CELANEBI4A | KLEBERG4A | FROM_TO | 73521.13 | 73935.22 | -97.2863 | 0 | 1688.182 | 784.532 | -0.0077 | 0.40926 | -0.47023 | 0.40926 | 16.1975 | -94.4576 | 0 | 1598.679 |  | 10000 | 2513.044 | 1546.12 | 872.378 | 10000 | 5737.142 | 3367.139 | 769.585 | 3369.958 | 2708.229 | Competitive | Competitive | 1 | TRUE | FALSE | 1 | Non-Competitive | 0.7425 | Competitive | 55.899 | -75.5742 | 2577.288 | 2394.227 | 211 | 1
SN_SLON5 CELANE_KLEBER1_1 TO_FROM | SN_SLON5 | CELANE_KLEBER1_1 | 211 | 1 | 1 | CELANEBI4A | KLEBERG4A | TO_FROM | 73521.13 | 73792.36 | -16.5677 | 0 | 746.992 | 1649.463 | -0.40926 | 0.007699 | -0.40926 | 0.47023 | 99.9967 | 61.7352 | 0 |  | 4133.287 | 2046.289 | 10000 | 741.574 | 3811.125 | 3542.644 | 10000 | 673.654 | 7104.612 | 2578.853 | 7113.717 | Competitive | Competitive | 1 | TRUE | FALSE | 1 | Non-Competitive | 0.7425 | Competitive | 81.3691 | 39.4604 | 3167.202 | 6924.098 | 211 | 1
SN_SLON5 CELANE_N_SHAR1_1 FROM_TO | SN_SLON5 | CELANE_N_SHAR1_1 | 211 | 1 | 1 | CELANEBI4A | N_SHARPE4A | FROM_TO | 73521.13 | 74104.43 | -30.3903 | 0 | 10000 | 1665.934 | -0.06135 | 0.59032 | -0.20031 | 0.59032 | 93.5731 | 51.2762 | 0 | 10000 | 7041.133 | 10000 | 7041.133 | 965.285 | 6044.678 | 10000 | 7719.122 | 9878.644 | 7272.277 | 10000 | 7343.039 | Competitive | Competitive | 1 | TRUE | FALSE | 1 | Non-Competitive | 0.7345 | Competitive | 74.4378 | 31.8477 | 10000 | 8487.655 | 211 | 1
SN_SLON5 CELANE_N_SHAR1_1 TO_FROM | SN_SLON5 | CELANE_N_SHAR1_1 | 211 | 1 | 1 | CELANEBI4A | N_SHARPE4A | TO_FROM | 73521.13 | 73826.98 | -68.8781 | 0 | 1363.235 | 10000 | -0.59032 | 0.078697 | -0.59032 | 0.20031 | 30.1825 | -63.6415 | 0 | 1900.561 | 10000 | 1900.561 | 10000 | 1816.793 | 1159.565 | 1950.5 | 10000 | 2019.497 | 9912.951 | 2024.25 | 10000 | Competitive | Competitive | 1 | TRUE | FALSE | 1 | Non-Competitive | 0.7345 | Competitive | 69.1621 | -45.3354 | 2405.769 | 10000 | 211 | 1
SN_SLON5 KINGSV_LON_HI1_1 FROM_TO | SN_SLON5 | KINGSV_LON_HI1_1 | 216 | 1 | 1 | LON_HILL4A | KINGSVIL4A | FROM_TO | 73521.13 | 73489.95 | 116.0462 | 0 | 963.697 | 2283.428 | -0.22632 | 0.025994 | -0.36237 | 0.032056 | 227.2982 | 168.8884 | 0 | 10000 | 3356.645 | 2280.499 | 10000 | 773.973 | 2705.48 | 2280.499 | 10000 | 826.868 | 6704.152 | 2173.995 | 6876.934 | Non-Competitive | Non-Competitive | 0 | TRUE | FALSE | 1 | Non-Competitive | 0.7185 | Non-Competitive | 219.4835 | 164.6273 | 2070.153 | 6869.145 | 216 | 1
SN_SLON5 KINGSV_LON_HI1_1 TO_FROM | SN_SLON5 | KINGSV_LON_HI1_1 | 216 | 1 | 1 | LON_HILL4A | KINGSVIL4A | TO_FROM | 73521.13 | 84171.15 | -228.24 | 0 | 2283.433 | 963.697 | -0.02599 | 0.22632 | -0.03206 | 0.36237 | -100.214 | -207.094 | 0 | 1587.164 | 10000 | 10000 | 3657.777 | 1433.181 | 907.154 | 10000 | 3657.777 | 2002.135 | 1052.697 | 2045.103 | 3622.891 | Competitive | Competitive | 1 | TRUE | FALSE | 1 | Non-Competitive | 0.7185 | Competitive | -91.1503 | -194.185 | 2162.038 | 3480.115 | 216 | 1
SN_SLON5 N_SHARPE_PS1 FROM_TO | SN_SLON5 | N_SHARPE_PS1 | 222 | 1 | 1 | N_SHARPE4A | N_SHARPE4B | FROM_TO | 73521.13 | 94738.8 | 0 | 0 | 0 | 0 | 0 | 0 | 0 | 0 | 0 | 0 | 0 | [10 empty] | 0 | 0 | Competitive | Competitive | 1 | FALSE | TRUE | 1 | Non-Competitive | 0.914 | Competitive | 0 | 0 | 0 | 0 | 222 | 1
SN_SLON5 N_SHARPE_PS1 TO_FROM | SN_SLON5 | N_SHARPE_PS1 | 222 | 1 | 1 | N_SHARPE4A | N_SHARPE4B | TO_FROM | 73521.13 | 94738.8 | 0 | 0 | 0 | 0 | 0 | 0 | 0 | 0 | 0 | 0 | 0 | [10 empty] | 0 | 0 | Competitive | Competitive | 1 | FALSE | TRUE | 1 | Non-Competitive | 0.914 | Competitive | 0 | 0 | 0 | 0 | 222 | 1
SOAKNIC8 NICOLE_ORNT1_1 FROM_TO | SOAKNIC8 | NICOLE_ORNT1_1 | 135 | 1 | 1 | NICOLE4A | ORNT4A | FROM_TO | 73521.13 | 73409.68 | -43.2982 | 0 | 1297.325 | 1068.845 | -0.01632 | 0.26307 | -0.27794 | 0.26307 | 165.6031 | 17.0414 | 0 | 6280.817 |  | 10000 | 10000 | 1297.797 | 1107.604 | 10000 | 10000 | 8288.117 | 1878.738 | 8890.02 | 10000 | Competitive | Non-Competitive | 0 | TRUE | FALSE | 1 | Non-Competitive | 0.859 | Non-Competitive | 158.2434 | 21.6572 | 8223.264 | 10000 | 135 | 1
SOAKNIC8 NICOLE_ORNT1_1 TO_FROM | SOAKNIC8 | NICOLE_ORNT1_1 | 135 | 1 | 1 | NICOLE4A | ORNT4A | TO_FROM | 73521.13 | 73885.63 | -136.705 | 0 | 1068.845 | 1246.408 | -0.00702 | 0.056293 | -0.26307 | 0.27794 | 39.8486 | 14.9498 | 0 | 10000 |  | 10000 | 2038.462 | 1092.178 | 1747.456 | 10000 | 2187.94 | 4057.644 | 1726.025 | 10000 | 1896.795 | Competitive | Competitive | 1 | TRUE | FALSE | 1 | Non-Competitive | 0.859 | Competitive | 33.2685 | 13.9562 | 10000 | 1829.379 | 135 | 1
SODBODN9 6860__A FROM_TO | SODBODN9 | 6860__A | 40 | 1 | 1 | HOLTSS_9 | ECTRSHLT_9 | FROM_TO | 73521.13 | 73503.26 | 32.0026 | 0 | 1193.686 | 1000.627 | -0.01546 | 0.003881 | -0.8117 | 0.10708 | 54.5041 | 50.8743 | 0 |  |  | 2975.952 | 10000 | 794.45 | 9955.307 | 10000 | 10000 | 769.991 | 9999.402 | 3780.449 | 10000 | Competitive | Non-Competitive | 0 | FALSE | FALSE | 0 | Non-Competitive | 0.7735 | Competitive | 27.4019 | 25.122 | 1437.412 | 10000 | 42 | 0
SODBODN9 6860__A TO_FROM | SODBODN9 | 6860__A | 40 | 1 | 1 | HOLTSS_9 | ECTRSHLT_9 | TO_FROM | 73521.13 | 74191.79 | -53.6913 | 0 | 1037.616 | 1198.875 | -0.0015 | 0.027384 | -0.10708 | 0.8117 | -31.5414 | -36.7077 | 3900.13 | 10000 |  | 4070.641 | 969.827 | 2966.601 | 942.341 | 4070.641 | 2278.762 | 3473.571 | 980.009 | 3643.558 | 999.627 | Competitive | Competitive | 1 | TRUE | FALSE | 1 | Non-Competitive | 0.7735 | Competitive | -9.6056 | -15.2563 | 4065.428 | 4933.007 | 42 | 1
SODBODN9 6865__B FROM_TO | SODBODN9 | 6865__B | 40 | 1 | 1 | ODESSANO_9 | NTCOWDEN_9 | FROM_TO | 73521.13 | 73498.66 | 9.8291 | 0 | 1085.643 | 886.569 | -0.02039 | 0.003718 | -0.457 | 0.20325 | 50.2672 | 43.2681 | 0 |  | 10000 | 4272.875 | 10000 | 711.352 | 9896.354 | 5805.202 | 10000 | 1367.282 | 9983.895 | 5114.286 | 10000 | Competitive | Non-Competitive | 0 | TRUE | FALSE | 0 | Non-Competitive | 0.789 | Competitive | 41.7221 | 35.7919 | 5037.82 | 10000 | 42 | 0
SODBODN9 6865__B TO_FROM | SODBODN9 | 6865__B | 40 | 1 | 1 | ODESSANO_9 | NTCOWDEN_9 | TO_FROM | 73521.13 | 73763.89 | -50.0789 | 0 | 860.252 | 1501.321 | -0.00372 | 0.038168 | -0.20325 | 0.457 | -9.3865 | -45.0974 | 0 | 4294.132 |  | 3585.196 | 5294.339 | 2842.791 | 806.462 | 4294.132 | 5805.202 | 4334.74 | 1584.344 | 4456.38 | 5620.212 | Competitive | Competitive | 1 | TRUE | FALSE | 1 | Non-Competitive | 0.789 | Competitive | -14.243 | -36.8743 | 4014.331 | 5557.378 | 42 | 1
SOKLABM5 6558__B FROM_TO | SOKLABM5 | 6558__B | 260 | 1 | 1 | FISHERRD_8 | WCHTFLLS1_8 | FROM_TO | 73521.13 | 73678.61 | 89.2478 | 0 | 850.406 | 2065.768 | -0.02646 | 0.04549 | -0.51238 | 0.32097 | 178.798 | 90.0854 | 0 | 2708.889 | 6299.398 | 2708.889 | 6814.597 | 565.496 | 6687.864 | 2708.889 | 6299.398 | 1915.67 | 6485.475 | 2708.889 | 6494.024 | Competitive | Competitive | 1 | TRUE | FALSE | 1 | Non-Competitive | 0.7735 | Competitive | 112.8414 | 73.397 | 3695.052 | 10000 | 260 | 1
SOKLABM5 6558__B TO_FROM | SOKLABM5 | 6558__B | 260 | 1 | 1 | FISHERRD_8 | WCHTFLLS1_8 | TO_FROM | 73521.13 | 74475.94 | -204.454 | 0 | 2242.335 | 878.195 | -0.04549 | 0.031688 | -0.32096 | 0.51238 | -45.395 | -134.791 | 0 | 5027.495 | 3695.052 | 4438.082 | 3695.052 | 4897.237 | 738.517 | 4438.082 | 3695.052 | 4650.369 | 2651.768 | 4450.701 | 3695.052 | Competitive | Competitive | 1 | TRUE | FALSE | 1 | Non-Competitive | 0.7735 | Competitive | -57.563 | -103.83 | 4689.429 | 3695.052 | 260 | 1
SOKLABM5 ORLAND_VERN1_1 FROM_TO | SOKLABM5 | ORLAND_VERN1_1 | 170 | 1 | 1 | VERN4A | ORLANDO7A | FROM_TO | 73521.13 | 73527.96 | -127.749 | 0 | 1902.713 | 993.168 | -0.0226 | 0.047003 | -0.65962 | 0.23622 | 165.3433 | 98.8852 | 3597.63 | 2708.889 | 9395.077 | 2708.889 | 3212.667 | 975.965 | 2533.809 | 2708.889 | 3212.667 | 1922.625 | 3310.936 | 2708.889 | 3362.422 | Competitive | Competitive | 1 | TRUE | FALSE | 1 | Non-Competitive | 0.789 | #N/A | #N/A | #N/A | #N/A | #N/A | #N/A | #N/A
SOKLABM5 ORLAND_VERN1_1 TO_FROM | SOKLABM5 | ORLAND_VERN1_1 | 170 | 1 | 1 | VERN4A | ORLANDO7A | TO_FROM | 73521.13 | 73552.43 | -173.263 | 0 | 993.169 | 1902.713 | -0.047 | 0.20321 | -0.23622 | 0.65962 | 160.4953 | -136.654 | 0 | 1964.381 | 3695.052 | 5010.24 | 3695.052 | 809.239 | 1082.035 | 10000 | 3695.052 | 1901.506 | 2389.977 | 3034.676 | 3695.052 | Competitive | Competitive | 1 | TRUE | FALSE | 1 | Non-Competitive | 0.789 | #N/A | #N/A | #N/A | #N/A | #N/A | #N/A | #N/A
SOKLABM5 PAUL_69-1 FROM_TO | SOKLABM5 | PAUL_69-1 | 69 | 1 | 1 | PAUL2A | LKPAULS4 | FROM_TO | 73521.13 | 73877.64 | -67.2165 | 0 | 1096.297 | 1910.953 | -0.01171 | 0.16587 | -0.11223 | 0.73948 | 26.6955 | -58.5763 | 0 | 5424.997 |  | 10000 | 3695.052 | 992.203 | 970.974 | 10000 | 3695.052 | 6246.618 | 1696.352 | 8158.452 | 3695.052 | Competitive | Competitive | 1 | TRUE | FALSE | 1 | Non-Competitive | 0.7345 | Competitive | 22.4721 | -53.7709 | 8086.52 | 3695.052 | 68.8 | 1
SOKLABM5 PAUL_69-1 TO_FROM | SOKLABM5 | PAUL_69-1 | 69 | 1 | 1 | PAUL2A | LKPAULS4 | TO_FROM | 73521.13 | 73525.62 | -21.1435 | 0 | 1910.953 | 1005.576 | -0.00608 | 0.011711 | -0.73948 | 0.11223 | 65.684 | 47.4028 | 1235.03 |  |  | 2708.889 | 3237.08 | 882.929 | 3178.01 | 2708.889 | 3237.08 | 1449.185 | 3440.832 | 2708.889 | 3461.167 | Competitive | Competitive | 1 | FALSE | FALSE | 1 | Non-Competitive | 0.7345 | Competitive | 57.1119 | 39.5964 | 3695.052 | 3439.348 | 68.8 | 1
SORNLON8 CHAS_T_SKIDMO1_1 FROM_TO | SORNLON8 | CHAS_T_SKIDMO1_1 | 38 | 1 | 1 | SKIDMORE2A | CHAS_TAP2A | FROM_TO | 73521.13 | 73584.13 | -57.7629 | 0 | 1374.173 | 997.824 | -0.00603 | 0.024144 | -0.24792 | 0.59307 | 21.9747 | -40.1046 | 0 | 2910.266 |  | 1297.406 | 6628.741 | 1038.906 | 1102.459 | 1859.216 | 5097.234 | 1581.198 | 1721.167 | 1605.2 | 5425.477 | Competitive | Competitive | 1 | TRUE | FALSE | 1 | Non-Competitive | 0.75 | Competitive | 19.3139 | -39.7728 | 1536.003 | 5667.049 | 38 | 1
SORNLON8 CHAS_T_SKIDMO1_1 TO_FROM | SORNLON8 | CHAS_T_SKIDMO1_1 | 38 | 1 | 1 | SKIDMORE2A | CHAS_TAP2A | TO_FROM | 73521.13 | 73478.79 | -16.2382 | 0 | 983.027 | 1374.173 | -0.02414 | 0.00603 | -0.59307 | 0.24792 | 63.1107 | 7.6833 | 0 |  | 5644.313 | 6477.384 | 2525.823 | 907.416 | 1812.879 | 4871.148 | 2688.62 | 1396.835 | 2769.312 | 5295.187 | 2825.109 | Competitive | Non-Competitive | 0 | TRUE | FALSE | 1 | Non-Competitive | 0.75 | Non-Competitive | 59.9373 | 8.4898 | 5556.359 | 2626.209 | 38 | 1
SORNLON8 LON_HI_SMITH1_1 FROM_TO | SORNLON8 | LON_HI_SMITH1_1 | 61 | 1 | 1 | LON_HILL2A | SMITH2A | FROM_TO | 73521.13 | 73554.58 | -65.2517 | 0 | 1464.791 | 962.964 | -0.01932 | 0.026552 | -0.84672 | 0.079295 | 32.0801 | -51.0797 | 0 | 3237.242 |  | 1352.552 | 10000 | 1094.056 | 1040.837 | 1369.818 | 10000 | 1724.452 | 2174.272 | 1751.651 | 10000 | Competitive | Competitive | 1 | TRUE | FALSE | 1 | Non-Competitive | 0.7815 | Competitive | 33.2955 | -44.9391 | 1695.235 | 10000 | 61 | 1
SORNLON8 LON_HI_SMITH1_1 TO_FROM | SORNLON8 | LON_HI_SMITH1_1 | 61 | 1 | 1 | LON_HILL2A | SMITH2A | TO_FROM | 73521.13 | 73387.84 | -27.3527 | 0 | 974.334 | 1470.667 | -0.02655 | 0.019324 | -0.07929 | 0.84672 | 71.5675 | 15.8141 | 0 |  | 5112.575 | 10000 | 2702.077 | 853.367 | 1976.22 | 10000 | 2755.557 | 1737.014 | 3095.732 | 10000 | 3153.792 | Competitive | Non-Competitive | 0 | TRUE | FALSE | 1 | Non-Competitive | 0.7815 | Non-Competitive | 62.3097 | 11.883 | 10000 | 2949.468 | 61 | 1
SORNLON8 SINTON_SKIDMO1_1 FROM_TO | SORNLON8 | SINTON_SKIDMO1_1 | 38 | 1 | 1 | SKIDMORE2A | SINTON2A | FROM_TO | 73521.13 | 73415.51 | -18.7339 | 0 | 984.173 | 1448.506 | -0.02418 | 0.005996 | -0.21417 | 0.4069 | 60.6205 | 5.1951 | 0 |  | 5644.313 | 6465.339 | 2525.433 | 911.379 | 1761.371 | 4868.626 | 2688.42 | 1441.947 | 2764.049 | 5279.032 | 2823.581 | Competitive | Non-Competitive | 0 | TRUE | FALSE | 1 | Non-Competitive | 0.7265 | Non-Competitive | 57.4403 | 6.0015 | 5538.86 | 2625.627 | 38 | 1
SORNLON8 SINTON_SKIDMO1_1 TO_FROM | SORNLON8 | SINTON_SKIDMO1_1 | 38 | 1 | 1 | SKIDMORE2A | SINTON2A | TO_FROM | 73521.13 | 73553.38 | -55.2773 | 0 | 1380.846 | 1014.129 | -0.006 | 0.024178 | -0.4069 | 0.21417 | 24.4661 | -37.6166 | 0 | 2910.044 |  | 1296.837 | 6616.672 | 1020.591 | 1108.405 | 1859.178 | 5094.407 | 1578.118 | 1777.086 | 1603.672 | 5409.056 | Competitive | Competitive | 1 | TRUE | FALSE | 1 | Non-Competitive | 0.7265 | Competitive | 21.8128 | -37.2818 | 1535.165 | 5649.094 | 38 | 1
SOXYIN28 I_DUPP_I_DUPS1_1 FROM_TO | SOXYIN28 | I_DUPP_I_DUPS1_1 | 206 | 1 | 1 | I_DUPSW4A | I_DUPP14A | FROM_TO | 73521.13 | 73813.35 | 55.7106 | 0 | 786.36 | 10000 | -0.47894 | 0.000757 | -0.51291 | 0.000757 | 55.7257 | 55.6902 | 0 |  | 10000 | 786.36 | 10000 | 786.36 | 10000 | 786.36 | 10000 | 786.36 | 10000 | 786.36 | 10000 | Competitive | Competitive | 1 | TRUE | FALSE | 1 | Non-Competitive | 1.125 | Competitive | 55.7739 | 55.7361 | 791.633 | 10000 | 206 | 1
SOXYIN28 I_DUPP_I_DUPS1_1 TO_FROM | SOXYIN28 | I_DUPP_I_DUPS1_1 | 206 | 1 | 1 | I_DUPSW4A | I_DUPP14A | TO_FROM | 73521.13 | 94738.8 | -55.6607 | 0 | 10000 | 0 | -0.00076 | 0.47895 | -0.00076 | 0.51291 | 40.2785 | 44.5543 | 5643.83 | 10000 |  | 10000 | 924.487 | 10000 | 924.487 | 10000 | 924.487 | 10000 | 924.487 | 10000 | 924.487 | Competitive | Competitive | 1 | TRUE | FALSE | 1 | Non-Competitive | 1.125 | Competitive | 40.2739 | 45.5808 | 10000 | 925.509 | 206 | 1
SP2CAG8 E1_M1_1 FROM_TO | SP2CAG8 | E1_M1_1 | 214 | 0 | 0 | FIVE_PTS | WSTSIDE | FROM_TO | 73521.13 | 73853.56 | 43.7507 | 0 | 1120.56 | 744.596 | -0.05352 | 0.099154 | -0.30252 | 0.4478 | 112.9523 | -4.2114 | 0 | 10000 | 10000 | 10000 | 10000 | 8750.844 | 5649.197 | 10000 | 10000 | 9978.954 | 9286.637 | 10000 | 10000 | Competitive | Competitive | 1 | TRUE | FALSE | 1 | Non-Competitive | 0.6875 | Competitive | 117.3594 | -4.4693 | 10000 | 10000 | 213 | 1
SP2CAG8 E1_M1_1 TO_FROM | SP2CAG8 | E1_M1_1 | 214 | 0 | 0 | FIVE_PTS | WSTSIDE | TO_FROM | 73521.13 | 73729.38 | -199.719 | 0 | 744.596 | 1120.56 | -0.09915 | 0.053521 | -0.4478 | 0.30252 | 120.7449 | -18.4259 | 0 | 10000 | 10000 | 10000 | 10000 | 4247.563 | 8775.381 | 10000 | 10000 | 8877.607 | 9979.017 | 10000 | 10000 | Competitive | Competitive | 1 | TRUE | FALSE | 1 | Non-Competitive | 0.6875 | Competitive | 120.0607 | -17.9907 | 10000 | 10000 | 213 | 1
SP5CAG8 B3_M1_1 FROM_TO | SP5CAG8 | B3_M1_1 | 213 | 1 | 1 | BROADVEW | FIVE_PTS | FROM_TO | 73521.13 | 73834.49 | 5.6829 | 0 | 1228.798 | 1117.045 | -0.07445 | 0.003473 | -0.31615 | 0.1428 | 113.6624 | 72.1802 | 0 |  | 10000 | 994.994 | 10000 | 899.671 | 8937.74 | 3572.919 | 10000 | 876.582 | 9840.393 | 933.037 | 10000 | Competitive | Competitive | 1 | TRUE | FALSE | 1 | Non-Competitive | 0.6875 | Competitive | 118.1963 | 76.4549 | 900.071 | 10000 | 213 | 1
SP5CAG8 B3_M1_1 TO_FROM | SP5CAG8 | B3_M1_1 | 213 | 1 | 1 | BROADVEW | FIVE_PTS | TO_FROM | 73521.13 | 74276.68 | -39.8807 | 0 | 1117.046 | 1267.736 | -0.00347 | 0.074453 | -0.1428 | 0.31615 | 102.2676 | 99.4103 | 1710.03 | 10000 |  | 10000 | 1048.077 | 8674.232 | 1001.025 | 10000 | 3572.919 | 9830.063 | 952.073 | 10000 | 976.12 | Competitive | Competitive | 1 | TRUE | FALSE | 1 | Non-Competitive | 0.6875 | Competitive | 97.6378 | 97.2973 | 10000 | 965.737 | 213 | 1
SPAWCAL5 BLESSI_LOLITA1_1 FROM_TO | SPAWCAL5 | BLESSI_LOLITA1_1 | 211 | 1 | 1 | BLESSING4A | LOLITA4A | FROM_TO | 73521.13 | 71948.48 | -47.939 | 0 | 1875.123 | 736.934 | -0.31118 | 0.046812 | -0.42456 | 0.12963 | 884.569 | 212.5195 | 0 | 1598.606 | 1554.064 | 1911.702 | 5224.997 | 1218.503 | 1271.421 | 1498.785 | 6310.55 | 1390.714 | 4077.501 | 1674.478 | 4147.855 | Competitive | Non-Competitive | 0 | TRUE | FALSE | 0 | Non-Competitive | 0.844 | Non-Competitive | 884.5827 | 251.2431 | 1628.149 | 4178.821 | 211 | 1
SPAWCAL5 BLESSI_LOLITA1_1 TO_FROM | SPAWCAL5 | BLESSI_LOLITA1_1 | 211 | 1 | 1 | BLESSING4A | LOLITA4A | TO_FROM | 73521.13 | 75123.56 | -704.07 | 0 | 736.933 | 1875.123 | -0.04681 | 0.31118 | -0.12963 | 0.42456 | -98.9531 | -362.096 | 0 | 1095.477 | 1811.637 | 5224.997 | 2044.517 | 982.501 | 1354.681 | 6310.55 | 1742.878 | 3534.716 | 1503.134 | 3594.036 | 1797.345 | Competitive | Competitive | 1 | TRUE | FALSE | 1 | Non-Competitive | 0.844 | Competitive | -117.15 | -169.45 | 3654.001 | 1844.954 | 211 | 1
SPAWLON5 AIRCO4_RINCON1_1 FROM_TO | SPAWLON5 | AIRCO4_RINCON1_1 | 157 | 1 | 1 | AIRCO44A | RINCON4A | FROM_TO | 73521.13 | 72821.33 | -61.9944 | 0 | 1840.838 | 1121.973 | -0.1205 | 0.1613 | -0.14724 | 0.20721 | 261.3471 | 46.822 | 0 | 3615.304 | 2506.177 | 3721.972 | 2554.082 | 698.182 | 2359.381 | 4449.187 | 2725.71 | 3264.366 | 3042.757 | 3786.76 | 3060.42 | Competitive | Non-Competitive | 0 | TRUE | FALSE | 1 | Non-Competitive | 0.6715 | Non-Competitive | 273.2266 | 52.1207 | 3791.545 | 2907.941 | 157 | 1
SPAWLON5 AIRCO4_RINCON1_1 TO_FROM | SPAWLON5 | AIRCO4_RINCON1_1 | 157 | 1 | 1 | AIRCO44A | RINCON4A | TO_FROM | 73521.13 | 73830.04 | -258.73 | 0 | 1221.152 | 1832.155 | -0.1613 | 0.1205 | -0.2072 | 0.14724 | 84.391 | -231.295 | 0 | 1275.802 | 3615.304 | 1291.515 | 3721.972 | 1204.301 | 770.516 | 1889.197 | 4449.187 | 1705.865 | 3289.95 | 1721.122 | 3786.76 | Competitive | Competitive | 1 | TRUE | FALSE | 1 | Non-Competitive | 0.6715 | Competitive | 73.5342 | -239.166 | 1699.947 | 3791.545 | 157 | 1
SPAWLON5 BONIVI_RINCON1_1 FROM_TO | SPAWLON5 | BONIVI_RINCON1_1 | 38 | 1 | 1 | RINCON2A | BONIVIEW2A | FROM_TO | 73521.13 | 73539.85 | -42.0629 | 0 | 1164.566 | 1111.983 | -0.01168 | 0.024357 | -0.76342 | 0.068737 | 23.6659 | -36.5332 | 0 | 5644.313 |  | 1278.947 | 2531.874 | 1173.72 | 732.143 | 1871.927 | 3251.896 | 1634.513 | 1554.835 | 1656.203 | 2409.612 | Competitive | Competitive | 1 | TRUE | FALSE | 1 | Non-Competitive | 0.742 | Competitive | 19.7996 | -37.7189 | 1632.252 | 2426.312 | 38 | 1
SPAWLON5 BONIVI_RINCON1_1 TO_FROM | SPAWLON5 | BONIVI_RINCON1_1 | 38 | 1 | 1 | RINCON2A | BONIVIEW2A | TO_FROM | 73521.13 | 73470.47 | -20.5926 | 0 | 1048.013 | 1513.68 | -0.02436 | 0.011682 | -0.06874 | 0.76341 | 41.5041 | 5.7538 | 0 |  | 5644.313 | 2531.874 | 2532.602 | 654.294 | 2277.807 | 3251.896 | 2705.067 | 1493.165 | 2937.78 | 2409.612 | 2975.423 | Competitive | Non-Competitive | 0 | TRUE | FALSE | 1 | Non-Competitive | 0.742 | Non-Competitive | 42.941 | 7.2834 | 2426.312 | 2821.408 | 38 | 1
SPAWLON5 CSA_ORN_1 FROM_TO | SPAWLON5 | CSA_ORN_1 | 45 | 1 | 1 | ORANGEGRVSB9 | CSABLK2A | FROM_TO | 73521.13 | 73569.23 | -15.5381 | 0 | 1352.315 | 930.176 | -0.01878 | 0.010578 | -0.55566 | 0.26149 | 18.0885 | -13.2858 | 0 |  |  | 1212.481 | 10000 | 1008.225 | 912.803 | 1212.481 | 10000 | 1368.707 | 3884.014 | 1398.225 | 10000 | Competitive | Competitive | 1 | FALSE | FALSE | 1 | Non-Competitive | 0.7035 | Competitive | 13.9965 | -14.6098 | 1430.84 | 10000 | 45 | 1
SPAWLON5 CSA_ORN_1 TO_FROM | SPAWLON5 | CSA_ORN_1 | 45 | 1 | 1 | ORANGEGRVSB9 | CSABLK2A | TO_FROM | 73521.13 | 73627.12 | -16.5269 | 0 | 930.176 | 1352.315 | -0.01058 | 0.018777 | -0.26149 | 0.55566 | 17.2872 | -0.42571 | 0 |  |  | 10000 | 2605.702 | 791.315 | 1968.866 | 10000 | 2605.702 | 3683.871 | 2902.523 | 10000 | 2959.429 | Competitive | Competitive | 1 | FALSE | FALSE | 1 | Non-Competitive | 0.7035 | Competitive | 18.1787 | 1.6238 | 10000 | 2818.688 | 45 | 1
SPAWLON5 KENEDS_KENEDY1_1 FROM_TO | SPAWLON5 | KENEDS_KENEDY1_1 | 38 | 1 | 1 | KENEDYSW2A | KENEDY2A | FROM_TO | 73521.13 | 73429.55 | 16.8955 | 0 | 1143.474 | 1115.249 | -0.01611 | 0.007137 | -0.80613 | 0.15426 | 111.8768 | 47.5166 | 0 |  |  | 3237.457 | 1909.118 | 960.41 | 1398.473 | 10000 | 2390.301 | 1893.103 | 2183.201 | 5193.044 | 2239.633 | Competitive | Non-Competitive | 0 | FALSE | FALSE | 0 | Non-Competitive | 0.711 | Non-Competitive | 113.0043 | 50.4045 | 5320.64 | 2268.104 | 38 | 1
SPAWLON5 KENEDS_KENEDY1_1 TO_FROM | SPAWLON5 | KENEDS_KENEDY1_1 | 38 | 1 | 1 | KENEDYSW2A | KENEDY2A | TO_FROM | 73521.13 | 73812.99 | -102.769 | 0 | 1115.248 | 1215.638 | -0.00714 | 0.016114 | -0.15426 | 0.80613 | -8.2108 | -76.5843 | 0 |  |  | 1026.324 | 3711.226 | 823.853 | 1135.344 | 1181.58 | 10000 | 1177.891 | 2247.41 | 1208.455 | 5694.501 | Competitive | Competitive | 1 | FALSE | FALSE | 1 | Non-Competitive | 0.711 | Competitive | -16.7592 | -78.5016 | 1281.383 | 5849.669 | 38 | 1
SPAWLON5 SINTON_SKIDMO1_1 FROM_TO | SPAWLON5 | SINTON_SKIDMO1_1 | 38 | 1 | 1 | SKIDMORE2A | SINTON2A | FROM_TO | 73521.13 | 73344.75 | -12.8286 | 0 | 1096.18 | 1284.89 | -0.02549 | 0.005122 | -0.21681 | 0.4022 | 76.2395 | 13.2593 | 0 |  | 5644.313 | 3345.827 | 2497.616 | 919.303 | 1759.654 | 7061.489 | 2589.693 | 1369.091 | 2709.745 | 3875.191 | 2777.573 | Competitive | Non-Competitive | 0 | TRUE | FALSE | 1 | Non-Competitive | 0.695 | Non-Competitive | 74.5235 | 15.5767 | 3786.002 | 2561.931 | 38 | 1
SPAWLON5 SINTON_SKIDMO1_1 TO_FROM | SPAWLON5 | SINTON_SKIDMO1_1 | 38 | 1 | 1 | SKIDMORE2A | SINTON2A | TO_FROM | 73521.13 | 73563.57 | -70.5526 | 0 | 1315.539 | 1041.639 | -0.00512 | 0.025491 | -0.4022 | 0.2168 | 19.5993 | -49.2556 | 0 | 2909.842 |  | 1244.58 | 3892.218 | 989.056 | 1109.592 | 1805.987 | 7192.693 | 1475.994 | 1677.612 | 1502.927 | 4362.364 | Competitive | Competitive | 1 | TRUE | FALSE | 1 | Non-Competitive | 0.695 | Competitive | 16.0556 | -50.3577 | 1439.963 | 4260.683 | 38 | 1
SPAWSAN5 PAWNEE_XF1 FROM_TO | SPAWSAN5 | PAWNEE_XF1 | 150 | 1 | 1 | PAWNEESW5 | PAWNEESW8 | FROM_TO | 73521.13 | 73667.01 | -103.296 | 0 | 1186.021 | 779.819 | -0.05194 | 0.031704 | -0.52094 | 0.0818 | 73.2745 | -83.9889 | 0 | 1068.742 | 4837.347 | 1236.707 | 4837.347 | 1365.196 | 1045.12 | 1236.707 | 4671.813 | 1092.634 | 4654.067 | 1089.578 | 5415.134 | Competitive | Competitive | 1 | TRUE | FALSE | 1 | Non-Competitive | 0.75 | Competitive | 145.5675 | -25.0848 | 4147.359 | 1746.201 | 150 | 1
SPAWSAN5 PAWNEE_XF1 TO_FROM | SPAWSAN5 | PAWNEE_XF1 | 150 | 1 | 1 | PAWNEESW5 | PAWNEESW8 | TO_FROM | 73521.13 | 73435.48 | -82.2023 | 0 | 823.46 | 1186.021 | -0.031 | 0.05194 | -0.0818 | 0.52094 | 157.006 | -19.8378 | 0 | 3601.75 | 2076.65 | 3601.75 | 1812.732 | 753.834 | 2043.813 | 3900.174 | 1829.676 | 3595.478 | 1736.128 | 4440.401 | 1730.359 | Competitive | Non-Competitive | 0 | TRUE | FALSE | 1 | Non-Competitive | 0.75 | Competitive | 78.9005 | -74.5284 | 1151.364 | 5462.249 | 150 | 0
SPCAPAN9 SEA_AAT1 FROM_TO | SPCAPAN9 | SEA_AAT1 | 60 | 1 | 1 | SEATON9 | SEATON8 | FROM_TO | 73521.13 | 75103.85 | -43.2294 | 0 | 2554.656 | 780.288 | -0.00258 | 0.010942 | -0.04736 | 0.59667 | -14.972 | -32.3384 | 0 |  |  | 8355.14 | 1730.242 | 1890.116 | 1117.319 | 8355.14 | 4891.948 | 7468.042 | 1340.503 | 8731.894 | 2333.282 | Competitive | Competitive | 1 | FALSE | FALSE | 1 | Non-Competitive | 0.703 | Competitive | -14.0483 | -17.4974 | 8735.018 | 1603.409 | 60 | 1
SPCAPAN9 SEA_AAT1 TO_FROM | SPCAPAN9 | SEA_AAT1 | 60 | 1 | 1 | SEATON9 | SEATON8 | TO_FROM | 73521.13 | 73543.06 | 21.8296 | 0 | 785.369 | 2677.27 | -0.01094 | 0.002581 | -0.59667 | 0.047363 | 46.9149 | 18.2886 | 0 |  |  | 960.709 | 8355.14 | 864.106 | 1911.623 | 4891.948 | 8355.14 | 998.006 | 7493.417 | 1444.097 | 8731.894 | Competitive | Competitive | 1 | FALSE | FALSE | 1 | Non-Competitive | 0.703 | Competitive | 43.6802 | 20.0037 | 1174.741 | 8735.018 | 60 | 1
SPEASAN8 BIG_PEAR_1 FROM_TO | SPEASAN8 | BIG_PEAR_1 | 45 | 0 | 0 | BIGFOOTSUB9 | PEARSALLSW9 | FROM_TO | 73521.13 | 73938.9 | -38.5352 | 0 | 1290.349 | 859.825 | -0.07245 | 0.006137 | -0.07245 | 0.66418 | 14.8204 | -9.0263 | 0 |  | 10000 | 1269.322 | 10000 | 765.611 | 2732.282 | 10000 | 10000 | 683.623 | 9596.188 | 1313.979 | 10000 | Competitive | Competitive | 1 | TRUE | FALSE | 1 | Non-Competitive | 0.695 | Competitive | 22.6346 | -7.9847 | 871.661 | 10000 | 45 | 1
SPEASAN8 BIG_PEAR_1 TO_FROM | SPEASAN8 | BIG_PEAR_1 | 45 | 0 | 0 | BIGFOOTSUB9 | PEARSALLSW9 | TO_FROM | 73521.13 | 73522.97 | -12.6839 | 0 | 1006.801 | 1385.712 | -0.00614 | 0.072445 | -0.66418 | 0.072445 | 43.7764 | -3.7282 | 0 | 10000 |  | 10000 | 1595.964 | 1652.878 | 949.628 | 10000 | 10000 | 8932.541 | 910.382 | 10000 | 1626.118 | Competitive | Competitive | 1 | TRUE | FALSE | 1 | Non-Competitive | 0.695 | Non-Competitive | 45.512 | -7.3732 | 10000 | 1257.92 | 45 | 0
SPEASAN8 PEARSALL_69_4 FROM_TO | SPEASAN8 | PEARSALL_69_4 | 143 | 0 | 0 | PEARSALLSW8 | PEARSALLSW9 | FROM_TO | 73521.13 | 73575.93 | 7.3849 | 0 | 988.769 | 10000 | -0.7246 | 0.13171 | -0.7246 | 0.13171 | 103.2899 | 20.6321 | 0 | 9491.68 | 10000 | 10000 | 10000 | 1472.907 | 7957.728 | 10000 | 10000 | 9265.445 | 9995.766 | 9893.794 | 10000 | Competitive | Competitive | 1 | TRUE | FALSE | 1 | Non-Competitive | 0.758 | Competitive | 61.3107 | -15.5829 | 10000 | 10000 | 200 | 1
SPEASAN8 PEARSALL_69_4 TO_FROM | SPEASAN8 | PEARSALL_69_4 | 143 | 0 | 0 | PEARSALLSW8 | PEARSALLSW9 | TO_FROM | 73521.13 | 74231.27 | -90.9344 | 0 | 10000 | 988.769 | -0.13171 | 0.7246 | -0.13171 | 0.7246 | 49.3588 | -43.0042 | 0 | 10000 | 10000 | 10000 | 10000 | 7538.94 | 2349.966 | 10000 | 10000 | 9994.647 | 9739.771 | 10000 | 10000 | Competitive | Competitive | 1 | TRUE | FALSE | 1 | Non-Competitive | 0.758 | Competitive | 92.2851 | -4.1689 | 9944.893 | 10000 | 200 | 1
SPELPAP8 LON_HI_PELICA1_1 FROM_TO | SPELPAP8 | LON_HI_PELICA1_1 | 470 | 0 | 0 | LON_HILL4A | PELICAN4A | FROM_TO | 73521.13 | 74342.65 | -324.244 | 0 | 961.794 | 2506.071 | -0.25066 | 0.10917 | -0.41121 | 0.12431 | 133.0733 | -157.327 | 0 | 2425.444 | 4678.232 | 4573.788 | 5644.313 | 1218.853 | 2106.354 | 4865.017 | 5644.313 | 2931.184 | 5394.549 | 3287.126 | 5492.133 | Competitive | Competitive | 1 | TRUE | FALSE | 1 | Non-Competitive | 0.6955 | Competitive | 0 | 0 | 0 | 0 | 470 | 1
SPELPAP8 LON_HI_PELICA1_1 TO_FROM | SPELPAP8 | LON_HI_PELICA1_1 | 470 | 0 | 0 | LON_HILL4A | PELICAN4A | TO_FROM | 73521.13 | 73852.67 | -120.53 | 0 | 2506.073 | 961.794 | -0.10917 | 0.41121 | -0.12432 | 0.41121 | 425.8112 | -7.3518 | 0 | 2218.765 | 4288.204 | 2441.484 | 4573.788 | 1404.878 | 1769.473 | 2441.484 | 4865.017 | 2358.798 | 3856.092 | 2374.833 | 4325.817 | Competitive | Competitive | 1 | TRUE | FALSE | 1 | Non-Competitive | 0.6955 | Competitive | 0 | 0 | 0 | 0 | 470 | 1
SPELWHI8 LON_HI_PELICA1_1 FROM_TO | SPELWHI8 | LON_HI_PELICA1_1 | 470 | 1 | 1 | LON_HILL4A | PELICAN4A | FROM_TO | 73521.13 | 73991.13 | -179.9 | 0 | 787.301 | 4120.112 | 0 | 0 | -1 | 0 | 0 | 0 | 0 | [10 empty] | 0 | 0 | Competitive | Competitive | 1 | FALSE | TRUE | 1 | Non-Competitive | 0.789 | Competitive | 107.5162 | -117.564 | 2512.929 | 5496.116 | 470 | 1
SPELWHI8 LON_HI_PELICA1_1 TO_FROM | SPELWHI8 | LON_HI_PELICA1_1 | 470 | 1 | 1 | LON_HILL4A | PELICAN4A | TO_FROM | 73521.13 | 94738.8 | 0 | 0 | 4120.112 | 787.301 | 0 | 1 | 0 | 1 | 380 | 0 | 0 | 4120.112 |  | 4120.112 |  | 4120.112 |  | 4120.112 |  | 4120.112 |  | 4120.112 | 0 | Competitive | Competitive | 1 | TRUE | FALSE | 1 | Non-Competitive | 0.789 | Competitive | 362.3463 | -14.1106 | 2423.304 | 3548.617 | 470 | 1
SPLDAND8 6146__A FROM_TO | SPLDAND8 | 6146__A | 83 | 6 | 6 | MIDLNDE_8 | SU-E_MIDLND | FROM_TO | 73521.13 | 94738.8 | 0 | 0 | 0 | 0 | 0 | 0 | 0 | 0 | 0 | 0 | 0 | [10 empty] | 0 | 0 | Competitive | Competitive | 1 | FALSE | TRUE | 1 | Non-Competitive | 0.789 | Competitive | -12.6121 | -11.4098 | 0 | 921.083 | 83 | 1
SPLDAND8 6146__A TO_FROM | SPLDAND8 | 6146__A | 83 | 6 | 6 | MIDLNDE_8 | SU-E_MIDLND | TO_FROM | 73521.13 | 94738.8 | 0 | 0 | 0 | 0 | 0 | 0 | 0 | 0 | 0 | 0 | 0 | [10 empty] | 0 | 0 | Competitive | Competitive | 1 | FALSE | TRUE | 1 | Non-Competitive | 0.789 | Competitive | 12.6693 | 12.6106 | 788.325 | 0 | 83 | 1
SPLDAND8 6611__A FROM_TO | SPLDAND8 | 6611__A | 195 | 6 | 6 | ACKRLYVE_9 | ACKERLY_9 | FROM_TO | 73521.13 | 73745.21 | -21.9902 | 0 | 876.846 | 1646.816 | -0.00095 | 0.050943 | -0.71635 | 0.23209 | 34.4421 | 12.8462 | 0 | 4442.469 |  | 4442.469 | 10000 | 757.999 | 7422.225 | 4442.469 | 10000 | 2425.203 | 9455.057 | 3709.747 | 10000 | Competitive | Competitive | 1 | TRUE | FALSE | 1 | Non-Competitive | 0.6955 | Competitive | 26.6517 | 5.0444 | 3404.008 | 0 | 197 | 1
SPLDAND8 6611__A TO_FROM | SPLDAND8 | 6611__A | 195 | 6 | 6 | ACKRLYVE_9 | ACKERLY_9 | TO_FROM | 73521.13 | 74244.63 | -34.0084 | 0 | 1549.739 | 876.846 | -0.05094 | 0.11547 | -0.23209 | 0.71635 | 26.8021 | -17.0852 | 0 | 4534.707 | 10000 | 10000 | 10000 | 3777.993 | 821.297 | 10000 | 10000 | 7727.415 | 6435.618 | 7981.438 | 10000 | Competitive | Competitive | 1 | TRUE | FALSE | 1 | Non-Competitive | 0.6955 | Competitive | -2.2523 | -11.107 | 10000 | 10000 | 197 | 1
SPSGJF48 DR_GV_06_A FROM_TO | SPSGJF48 | DR_GV_06_A | 478 | 1 | 1 | DROUET__138A | GARDEN__138A | FROM_TO | 73521.13 | 73054.4 | -270.87 | 0 | 1938.432 | 1151.416 | -0.06475 | 0.22866 | -0.20565 | 0.70177 | 512.9744 | 247.7091 | 431.83 | 2344.584 | 5639.736 | 3105.744 | 5037.995 | 2267.244 | 1332.704 | 4312.416 | 10000 | 3466.913 | 1941.004 | 3465.824 | 4635.064 | Competitive | Non-Competitive | 0 | TRUE | FALSE | 1 | Non-Competitive | 0.703 | Non-Competitive | 543.1919 | -95.4503 | 3500.649 | 3030.576 | 478 | 1
SPSGJF48 DR_GV_06_A TO_FROM | SPSGJF48 | DR_GV_06_A | 478 | 1 | 1 | DROUET__138A | GARDEN__138A | TO_FROM | 73521.13 | 73798.93 | -344.037 | 0 | 1123.501 | 1938.432 | -0.22866 | 0.064752 | -0.70177 | 0.20565 | 283.0234 | -299.759 | 0 | 5639.736 | 2344.584 | 5037.995 | 3105.744 | 1154.155 | 2269.532 | 10000 | 4312.416 | 1774.307 | 3466.926 | 4635.064 | 3465.824 | Competitive | Competitive | 1 | TRUE | FALSE | 1 | Non-Competitive | 0.703 | Competitive | 310.5896 | -246.726 | 1998.183 | 3500.649 | 478 | 1
SPYOWIC9 M-69-L5_1 FROM_TO | SPYOWIC9 | M-69-L5_1 | 29 | 5 | 5 | TNPUCKTTAP0 | TNPUCKTFLD0 | FROM_TO | 73521.13 | 94738.8 | 0 | 0 | 0 | 0 | 0 | 0 | 0 | 0 | 0 | 0 | 0 | [10 empty] | 0 | 0 | Competitive | Competitive | 1 | FALSE | TRUE | 1 | Non-Competitive | 0.797 | #N/A | #N/A | #N/A | #N/A | #N/A | #N/A | #N/A
SPYOWIC9 M-69-L5_1 TO_FROM | SPYOWIC9 | M-69-L5_1 | 29 | 5 | 5 | TNPUCKTTAP0 | TNPUCKTFLD0 | TO_FROM | 73521.13 | 94738.8 | 0 | 0 | 0 | 0 | 0 | 0 | 0 | 0 | 0 | 0 | 0 | [10 empty] | 0 | 0 | Competitive | Competitive | 1 | FALSE | TRUE | 1 | Non-Competitive | 0.797 | #N/A | #N/A | #N/A | #N/A | #N/A | #N/A | #N/A
SQNMCBY8 PRTTLR84_A FROM_TO | SQNMCBY8 | PRTTLR84_A | 216 | 1 | 1 | PORT____138A | TAYLOR__8010 | FROM_TO | 73521.13 | 73300.47 | -159.138 | 0 | 1661.631 | 1481.298 | -0.2337 | 0.057936 | -0.6555 | 0.31914 | 360.8784 | -78.4047 | 0 | 2680.55 | 2739.93 | 2680.55 | 2918.173 | 969.494 | 2699.614 | 3543.112 | 3828.627 | 2446.076 | 3338.126 | 3134.041 | 3341.584 | Competitive | Non-Competitive | 0 | TRUE | FALSE | 1 | Non-Competitive | 0.711 | Non-Competitive | 358.9416 | -73.3724 | 3043.698 | 3345.606 | 220 | 1
SQNMCBY8 PRTTLR84_A TO_FROM | SQNMCBY8 | PRTTLR84_A | 216 | 1 | 1 | PORT____138A | TAYLOR__8010 | TO_FROM | 73521.13 | 73421.16 | -335.729 | 0 | 1407.872 | 1661.631 | -0.05794 | 0.2337 | -0.31914 | 0.6555 | 235.9717 | -285.474 | 0 | 2739.93 | 2680.55 | 2918.173 | 2680.55 | 2699.614 | 1092.861 | 3828.627 | 3543.112 | 3338.126 | 2489.041 | 3341.584 | 3134.041 | Competitive | Non-Competitive | 0 | TRUE | FALSE | 1 | Non-Competitive | 0.711 | Non-Competitive | 245.1492 | -280.183 | 3345.606 | 3043.698 | 220 | 1
SRILBOM5 GRAYBC_VERN1_1 FROM_TO | SRILBOM5 | GRAYBC_VERN1_1 | 38 | 2 | 2 | VERN2A | GRAYBCKT2A | FROM_TO | 73521.13 | 73556.81 | 2.3239 | 0 | 0 | 783.088 | 0 | 3.2e-05 | -0.99997 | 3.2e-05 | 2.324 | 2.3244 | 0 |  |  | 783.088 |  | 783.088 |  | 783.088 |  | 783.088 |  | 783.088 | 0 | Competitive | Competitive | 1 | FALSE | TRUE | 1 | Non-Competitive | 0.7425 | #N/A | #N/A | #N/A | #N/A | #N/A | #N/A | #N/A
SRILBOM5 GRAYBC_VERN1_1 TO_FROM | SRILBOM5 | GRAYBC_VERN1_1 | 38 | 2 | 2 | VERN2A | GRAYBCKT2A | TO_FROM | 73521.13 | 94738.8 | -2.3239 | 0 | 0 | 783.088 | -3e-05 | 0 | -3e-05 | 0.99997 | -2.3211 | -2.1428 | 5643.83 |  |  |  | 920.068 |  | 920.068 |  | 920.068 |  | 920.068 | 0 | 920.068 | Competitive | Competitive | 1 | FALSE | TRUE | 1 | Non-Competitive | 0.7425 | #N/A | #N/A | #N/A | #N/A | #N/A | #N/A | #N/A
SRIONED5 ADERHO_ELSA1_1 FROM_TO | SRIONED5 | ADERHO_ELSA1_1 | 235 | 1 | 1 | ELSA4A | ADERHOLDSUB8 | FROM_TO | 73521.13 | 74276.79 | -106.003 | 0 | 1273.915 | 1008.95 | -0.02482 | 0.069652 | -0.3706 | 0.36423 | -44.6843 | -98.9359 | 0 | 2680.058 | 10000 | 2680.058 | 10000 | 2093.038 | 898.463 | 2680.058 | 10000 | 2524.201 | 833.157 | 2593.93 | 10000 | Competitive | Competitive | 1 | TRUE | FALSE | 1 | Non-Competitive | 0.6875 | Competitive | -81.9717 | -126.687 | 2385.456 | 4022.234 | 235 | 1
SRIONED5 ADERHO_ELSA1_1 TO_FROM | SRIONED5 | ADERHO_ELSA1_1 | 235 | 1 | 1 | ELSA4A | ADERHOLDSUB8 | TO_FROM | 73521.13 | 73868.4 | 44.71 | 0 | 1013.86 | 1347.701 | -0.06965 | 0.024818 | -0.36423 | 0.3706 | 108.1941 | 86.2573 | 0 | 10000 | 10000 | 3860.341 | 10000 | 749.615 | 2632.965 | 6126.688 | 10000 | 911.944 | 7969.787 | 3894.099 | 10000 | Competitive | Competitive | 1 | TRUE | FALSE | 1 | Non-Competitive | 0.6875 | Competitive | 131.9891 | 116.7361 | 2355.54 | 10000 | 235 | 1
SRNKPKR5 6060__A FROM_TO | SRNKPKR5 | 6060__A | 1621 | 1 | 1 | PARKER_5 | EAGLEMNT1_5 | FROM_TO | 73521.13 | 71538.75 | 697.0097 | 0 | 1064.71 | 1736.392 | -0.11838 | 0.15213 | -0.5454 | 0.19106 | 2713.255 | 1326.497 | 0 | 802.272 | 2345.389 | 1040.72 | 2239.457 | 715.271 | 2185.75 | 1009.082 | 2219.747 | 910.844 | 2042.523 | 938.173 | 2094.638 | Competitive | Non-Competitive | 0 | TRUE | FALSE | 1 | Non-Competitive | 0.6565 | Competitive | 1473.697 | 893.4201 | 2640.217 | 2428.456 | 1631 | 0
SRNKPKR5 6060__A TO_FROM | SRNKPKR5 | 6060__A | 1621 | 1 | 1 | PARKER_5 | EAGLEMNT1_5 | TO_FROM | 73521.13 | 88374.57 | -2594.61 | 0 | 1736.392 | 1064.71 | -0.15213 | 0.11838 | -0.19106 | 0.5454 | -97.2592 | -1099.6 | 4823.83 | 2113.236 | 1423.597 | 2000.693 | 2303.994 | 1982.125 | 1099.347 | 1891.062 | 2240.46 | 1837.637 | 1744.035 | 1880.31 | 1863.048 | Competitive | Competitive | 1 | TRUE | TRUE | 1 | Competitive | 0.6565 | Competitive | -335.95 | -740.11 | 2443.919 | 4911.331 | 1631 | 1
SROCRIN8 GREGOR_RINCON1_1 FROM_TO | SROCRIN8 | GREGOR_RINCON1_1 | 61 | 1 | 1 | RINCON2A | GREGORY2A | FROM_TO | 73521.13 | 73551.76 | 16.7489 | 0 | 989.822 | 1041.654 | -0.01883 | 0.004246 | -0.55902 | 0.17527 | 43.8779 | 28.0954 | 0 |  |  | 3315.312 | 4061.34 | 752.07 | 2897.554 | 3315.312 | 5644.313 | 638.548 | 4182.937 | 3207.168 | 4725.118 | Competitive | Competitive | 1 | FALSE | FALSE | 1 | Non-Competitive | 0.6955 | Competitive | 43.1805 | 28.1293 | 3189.558 | 4814.798 | 61 | 1
SROCRIN8 GREGOR_RINCON1_1 TO_FROM | SROCRIN8 | GREGOR_RINCON1_1 | 61 | 1 | 1 | RINCON2A | GREGORY2A | TO_FROM | 73521.13 | 73955.76 | -43.7406 | 0 | 976.188 | 1082.62 | -0.00425 | 0.018831 | -0.17527 | 0.55902 | -15.0734 | -42.2731 | 0 |  |  | 4061.34 | 3315.312 | 2002.748 | 857.341 | 5644.313 | 3315.312 | 3792.378 | 711.164 | 4725.118 | 3207.168 | Competitive | Competitive | 1 | FALSE | FALSE | 1 | Non-Competitive | 0.6955 | Competitive | -15.3753 | -41.5626 | 4814.798 | 3189.558 | 61 | 1
SRODB_D8 AIRLIN_CABANI1_1 FROM_TO | SRODB_D8 | AIRLIN_CABANI1_1 | 320 | 1 | 1 | AIRLINE4A | CABANISS4A | FROM_TO | 73521.13 | 74303.08 | -187.469 | 0 | 9066.255 | 1779.347 | -0.11343 | 0.58284 | -0.21327 | 0.67422 | 152.8946 | -105.842 | 0 | 6875.216 | 9100.039 | 10000 | 9100.039 | 6845.815 | 2048.767 | 10000 | 9100.039 | 9654.34 | 8596.089 | 9654.476 | 9334.596 | Competitive | Competitive | 1 | TRUE | FALSE | 1 | Non-Competitive | 0.6795 | Competitive | 161.1146 | -102.817 | 9625.47 | 8278.155 | 320 | 1
SRODB_D8 AIRLIN_CABANI1_1 TO_FROM | SRODB_D8 | AIRLIN_CABANI1_1 | 320 | 1 | 1 | AIRLINE4A | CABANISS4A | TO_FROM | 73521.13 | 73713.67 | 39.433 | 0 | 2269.206 | 9066.262 | -0.58284 | 0.11343 | -0.67422 | 0.21327 | 189.9023 | 76.1718 | 0 | 6628.788 | 9275.732 | 9100.039 | 10000 | 1628.465 | 9245.077 | 9100.039 | 10000 | 7735.691 | 9887.783 | 8390.493 | 9887.876 | Competitive | Competitive | 1 | TRUE | FALSE | 1 | Non-Competitive | 0.6795 | Competitive | 188.6535 | 68.731 | 7116.707 | 9890.3 | 320 | 1
SRODHOL8 AIRLIN_CABANI1_1 FROM_TO | SRODHOL8 | AIRLIN_CABANI1_1 | 320 | 1 | 1 | AIRLINE4A | CABANISS4A | FROM_TO | 73521.13 | 74493.39 | -228.05 | 0 | 9066.258 | 1600.367 | -0.11398 | 0.58229 | -0.21382 | 0.67366 | 112.3118 | -146.535 | 0 | 6902.714 | 9098.506 | 10000 | 9098.506 | 6883.276 | 1617.755 | 10000 | 9098.506 | 9661.3 | 8336.522 | 9661.359 | 9332.263 | Competitive | Competitive | 1 | TRUE | FALSE | 1 | Non-Competitive | 0.6875 | Competitive | 120.632 | -143.273 | 9631.747 | 8247.902 | 320 | 1
SRODHOL8 AIRLIN_CABANI1_1 TO_FROM | SRODHOL8 | AIRLIN_CABANI1_1 | 320 | 1 | 1 | AIRLINE4A | CABANISS4A | TO_FROM | 73521.13 | 73653.71 | 80.1009 | 0 | 1843.206 | 9066.261 | -0.58229 | 0.11398 | -0.67366 | 0.21382 | 230.4732 | 116.7232 | 0 | 6607.591 | 9281.543 | 9098.506 | 10000 | 1301.618 | 9261.39 | 9098.506 | 10000 | 7471.532 | 9889.056 | 8369.391 | 9889.096 | Competitive | Competitive | 1 | TRUE | FALSE | 1 | Non-Competitive | 0.6875 | Competitive | 229.1208 | 109.257 | 7075.794 | 9891.321 | 320 | 1
SRSPPWE8 1610__A FROM_TO | SRSPPWE8 | 1610__A | 210 | 2 | 2 | PL_WEST_8 | RICHCLLN_T8 | FROM_TO | 73521.13 | 73490.17 | 38.9498 | 0 | 1046.683 | 2481.428 | -0.11214 | 0.011298 | -0.73369 | 0.13431 | 233.287 | 39.1791 | 0 |  | 7447.932 | 931.881 | 7447.932 | 617.939 | 2719.723 | 1774.904 | 7447.932 | 706.552 | 6599.104 | 934.686 | 7992.204 | Non-Competitive | Non-Competitive | 0 | TRUE | FALSE | 1 | Non-Competitive | 0.8515 | Non-Competitive | 234.3943 | 46.357 | 1008.657 | 7913.992 | 210 | 1
SRSPPWE8 1610__A TO_FROM | SRSPPWE8 | 1610__A | 210 | 2 | 2 | PL_WEST_8 | RICHCLLN_T8 | TO_FROM | 73521.13 | 74955.29 | -227.359 | 0 | 2481.426 | 1046.683 | -0.0113 | 0.11214 | -0.13431 | 0.73369 | 11.3033 | -64.0373 | 4943.83 | 7447.932 |  | 7447.932 | 1755.643 | 2616.116 | 825.966 | 7447.932 | 2409.427 | 6578.309 | 1074.683 | 7992.204 | 1727.205 | Competitive | Competitive | 1 | TRUE | FALSE | 1 | Non-Competitive | 0.8515 | Competitive | -2.5396 | -68.7125 | 7913.992 | 1720.625 | 210 | 1
SSACSUN8 6215__A FROM_TO | SSACSUN8 | 6215__A | 143 | 2 | 2 | BLUFCKTA_8 | CHINAGRV_8 | FROM_TO | 73521.13 | 72918.25 | -176.795 | 0 | 3124.586 | 2025.219 | -0.01861 | 0.5426 | -0.11728 | 0.62707 | 211.4264 | 150.9733 | 3129.53 | 2610.65 |  | 2995.336 | 9658.322 | 2254.644 | 1102.154 | 2995.336 | 9658.322 | 3393.45 | 2584.249 | 3407.734 | 9798.093 | Non-Competitive | Non-Competitive | 0 | TRUE | FALSE | 0 | Non-Competitive | 0.836 | Competitive | 124.421 | 78.291 | 3475.381 | 9394.855 | 143 | 0
SSACSUN8 6215__A TO_FROM | SSACSUN8 | 6215__A | 143 | 2 | 2 | BLUFCKTA_8 | CHINAGRV_8 | TO_FROM | 73521.13 | 73446.89 | -97.0078 | 0 | 2072.756 | 3124.587 | -0.03196 | 0.10582 | -0.62707 | 0.11729 | 189.5539 | 137.2746 | 0 | 5772.374 | 10000 | 10000 | 10000 | 869.233 | 3944.944 | 10000 | 10000 | 2710.602 | 6594.821 | 8391.095 | 10000 | Non-Competitive | Non-Competitive | 0 | TRUE | FALSE | 1 | Non-Competitive | 0.836 | Non-Competitive | 145.5962 | 27.6476 | 3104.296 | 2624.657 | 143 | 1
SSACSUN8 6474__A FROM_TO | SSACSUN8 | 6474__A | 185 | 2 | 2 | MRGNCRK_8 | SUN_8 | FROM_TO | 73521.13 | 73470.87 | -7.9308 | 0 | 1056.139 | 3417.794 | -0.00246 | 0.024135 | -0.45055 | 0.024135 | 207.6456 | 161.8294 | 0 | 10000 |  | 3885.177 | 9450.222 | 818.898 | 6500.912 | 10000 | 9450.222 | 1890.418 | 8491.462 | 6399.092 | 9351.413 | Non-Competitive | Non-Competitive | 0 | TRUE | FALSE | 1 | Non-Competitive | 0.7655 | Non-Competitive | 194.8431 | 141.6215 | 8325.616 | 10000 | 186 | 1
SSACSUN8 6474__A TO_FROM | SSACSUN8 | 6474__A | 185 | 2 | 2 | MRGNCRK_8 | SUN_8 | TO_FROM | 73521.13 | 74883.92 | -203.143 | 0 | 3417.785 | 1056.139 | -0.02414 | 0.45055 | -0.02414 | 0.45055 | 155.1411 | 75.5314 | 3694.93 | 3420.808 | 10000 | 4323.423 | 7813.641 | 3318.958 | 1004.905 | 4323.423 | 10000 | 3784.176 | 2878.952 | 3786.193 | 9090.253 | Competitive | Competitive | 1 | TRUE | FALSE | 1 | Non-Competitive | 0.7655 | Competitive | 131.7542 | 58.0153 | 3971.536 | 9930.484 | 186 | 1
SSACSUN8 ASPM_69T1 FROM_TO | SSACSUN8 | ASPM_69T1 | 69 | 2 | 2 | ASPM2A | ASPM4A | FROM_TO | 73521.13 | 73878.55 | -56.5149 | 0 | 1658.658 | 848.959 | -0.00254 | 0.01092 | -0.21498 | 0.54952 | -7.8686 | -10.0075 | 4649.33 |  |  | 5207.624 | 3391.793 | 3795.039 | 1159.686 | 5207.624 | 3391.793 | 5139.772 | 3121.308 | 5207.624 | 3993.305 | Competitive | Competitive | 1 | FALSE | FALSE | 1 | Non-Competitive | 0.789 | Competitive | -11.4538 | -11.7395 | 5207.624 | 3729.594 | 68.8 | 1
SSACSUN8 ASPM_69T1 TO_FROM | SSACSUN8 | ASPM_69T1 | 69 | 2 | 2 | ASPM2A | ASPM4A | TO_FROM | 73521.13 | 73542.49 | 7.7095 | 0 | 1007.903 | 1841.593 | -0.00028 | 0.10179 | -0.54952 | 0.21499 | 57.2025 | 11.156 | 0 | 5076.463 |  | 6706.431 | 3695.052 | 1923.989 | 3695.052 | 10000 | 3695.052 | 6732.278 | 3695.052 | 6972.964 | 3695.052 | Competitive | Competitive | 1 | TRUE | FALSE | 1 | Non-Competitive | 0.789 | Competitive | 52.6915 | 14.988 | 7507.627 | 3695.052 | 68.8 | 1
SSALSND5 425__A FROM_TO | SSALSND5 | 425__A | 1065 | 0 | 0 | TEMP_SS__5 | BELL_E_5 | FROM_TO | 73521.13 | 74057.36 | -953.25 | 0 | 948.389 | 2045.546 | -0.20799 | 0.069125 | -0.68425 | 0.16566 | 669.8246 | -404.458 | 0 | 793.845 | 1946.193 | 802.171 | 2571.427 | 687.849 | 1813.542 | 1055.729 | 6576.85 | 753.426 | 2114.432 | 808.635 | 2136.579 | Competitive | Competitive | 1 | TRUE | FALSE | 1 | Non-Competitive | 0.7895 | Competitive | 907.4561 | -175.227 | 1199.317 | 974.337 | 1072 | 1
SSALSND5 425__A TO_FROM | SSALSND5 | 425__A | 1065 | 0 | 0 | TEMP_SS__5 | BELL_E_5 | TO_FROM | 73521.13 | 71595.43 | -608.339 | 0 | 2045.547 | 948.389 | -0.06912 | 0.20799 | -0.16566 | 0.68424 | 1280.301 | 407.137 | 0 | 1946.193 | 1157.501 | 2571.427 | 1175.563 | 1781.803 | 966.22 | 6576.85 | 1465.226 | 2107.372 | 1069.776 | 2136.579 | 1159.512 | Competitive | Competitive | 0 | TRUE | TRUE | 1 | Competitive | 0.7895 | Competitive | 1253.407 | 702.6087 | 868.7 | 1514.692 | 1072 | 1
SSALSND8 SNDSW_MR2L FROM_TO | SSALSND8 | SNDSW_MR2L | 750 | 4 | 4 | SAND_TXU_8 | SNDSW2_1 | FROM_TO | 73521.13 | 73836.16 | -146.318 | 0 | 1666.502 | 1124.503 | -0.01255 | 0.37899 | -0.65261 | 0.40265 | 545.1948 | -79.4547 | 0 | 9620.528 |  | 10000 | 1433.986 | 7361.471 | 963.104 | 10000 | 3143.135 | 9950.159 | 1254.893 | 9973.872 | 1609.919 | Competitive | Competitive | 1 | TRUE | FALSE | 1 | Non-Competitive | 0.8125 | #N/A | #N/A | #N/A | #N/A | #N/A | #N/A | #N/A
SSALSND8 SNDSW_MR2L TO_FROM | SSALSND8 | SNDSW_MR2L | 750 | 4 | 4 | SAND_TXU_8 | SNDSW2_1 | TO_FROM | 73521.13 | 75097.64 | 1.4137 | 0 | 1124.503 | 1757.298 | -0.37899 | 0.01255 | -0.40265 | 0.65261 | 118.0024 | 90.4437 | 2359.03 |  | 9620.528 | 1229.317 | 10000 | 856.949 | 7856.934 | 3143.135 | 10000 | 1105.014 | 9955.075 | 1401.84 | 9973.872 | Competitive | Competitive | 1 | TRUE | FALSE | 1 | Non-Competitive | 0.8125 | #N/A | #N/A | #N/A | #N/A | #N/A | #N/A | #N/A
SSANELM5 SANMIGL_ATBL FROM_TO | SSANELM5 | SANMIGL_ATBL | 300 | 1 | 1 | MIGUEL8 | NOTMODMIDPT1 | FROM_TO | 73521.13 | 73936.88 | -252.893 | 0 | 676.326 | 1181.397 | -0.06369 | 0.13619 | -0.75616 | 0.30425 | -19.9028 | -230.327 | 0 | 9019.88 | 5000 | 9001.955 | 5000 | 1951.873 | 818.107 | 8909.139 | 5000 | 7759.92 | 2368.479 | 9382.711 | 5000 | Competitive | Competitive | 1 | TRUE | FALSE | 1 | Non-Competitive | 0.758 | Competitive | -64.0232 | -229.069 | 9464.973 | 5000 | 300 | 1
SSANELM5 SANMIGL_ATBL TO_FROM | SSANELM5 | SANMIGL_ATBL | 300 | 1 | 1 | MIGUEL8 | NOTMODMIDPT1 | TO_FROM | 73521.13 | 73680.44 | 32.6995 | 0 | 1185.307 | 672.646 | -0.13619 | 0.063689 | -0.30425 | 0.75616 | 251.5291 | 121.2085 | 0 | 5000 | 10000 | 5000 | 10000 | 780.059 | 3376.8 | 5000 | 10000 | 2300.041 | 8844.258 | 5000 | 10000 | Competitive | Competitive | 1 | TRUE | FALSE | 1 | Non-Competitive | 0.758 | Competitive | 251.8556 | 124.3982 | 5000 | 10000 | 300 | 1
SSANFER8 CORONA_AT4 FROM_TO | SSANFER8 | CORONA_AT4 | 49 | 1 | 1 | L_CORONA9_1Y | L_CORONA8_1Y | FROM_TO | 73521.13 | 73806.08 | -47.2219 | 0 | 10000 | 1860.47 | -0.09148 | 0.4817 | -0.09148 | 0.48453 | 22.0797 | -30.0714 | 0 | 10000 | 10000 | 10000 | 10000 | 1031.916 | 1826.87 | 10000 | 10000 | 9690.349 | 9220.679 | 10000 | 10000 | Competitive | Competitive | 1 | TRUE | FALSE | 1 | Non-Competitive | 1.0315 | Non-Competitive | 46.2244 | 14.6114 | 10000 | 10000 | 45 | 0
SSANFER8 CORONA_AT4 TO_FROM | SSANFER8 | CORONA_AT4 | 49 | 1 | 1 | L_CORONA9_1Y | L_CORONA8_1Y | TO_FROM | 73521.13 | 73521.65 | -15.3624 | 0 | 1735.741 | 10000 | -0.4817 | 0.091481 | -0.48453 | 0.091481 | 48.752 | 12.3353 | 0 | 10000 | 10000 | 10000 | 10000 | 1764.645 | 2818.9 | 10000 | 10000 | 9209.421 | 9923.301 | 10000 | 10000 | Competitive | Competitive | 1 | TRUE | FALSE | 1 | Non-Competitive | 1.0315 | Competitive | 14.3819 | -27.4973 | 10000 | 10000 | 45 | 1
SSANPIT8 SANDCR_AT1 FROM_TO | SSANPIT8 | SANDCR_AT1 | 44 | 1 | 1 | L_SANDCR9_1Y | L_SANDCR8_1Y | FROM_TO | 73521.13 | 73876.41 | -44.2461 | 0 | 10000 | 1089.458 | -0.02439 | 0.18078 | -0.08007 | 0.59551 | 15.9767 | -20.5748 | 0 | 10000 | 10000 | 10000 | 10000 | 892.127 | 1671.09 | 10000 | 10000 | 9320.477 | 8706.945 | 10000 | 10000 | Competitive | Competitive | 1 | TRUE | FALSE | 1 | Non-Competitive | 0.8675 | Competitive | 11.3989 | -18.4009 | 10000 | 10000 | 40 | 1
SSANPIT8 SANDCR_AT1 TO_FROM | SSANPIT8 | SANDCR_AT1 | 44 | 1 | 1 | L_SANDCR9_1Y | L_SANDCR8_1Y | TO_FROM | 73521.13 | 73524.64 | -12.0032 | 0 | 1089.458 | 10000 | -0.18078 | 0.024391 | -0.59551 | 0.080065 | 41.793 | 6.7236 | 0 | 10000 | 10000 | 10000 | 10000 | 1485.04 | 1567.162 | 10000 | 10000 | 8521.987 | 9708.761 | 10000 | 10000 | Competitive | Competitive | 1 | TRUE | FALSE | 1 | Non-Competitive | 0.8675 | Non-Competitive | 40.0149 | 7.392 | 10000 | 10000 | 40 | 0
SSANSAN8 PALDRO_PEARSAL_1 FROM_TO | SSANSAN8 | PALDRO_PEARSAL_1 | 215 | 1 | 1 | PALODUROSW8 | PEARSALLSW8 | FROM_TO | 73521.13 | 74060.15 | -273.176 | 0 | 774.414 | 1421.138 | -0.24953 | 0.18646 | -0.24953 | 0.5333 | 78.7475 | -190.634 | 0 | 1290.74 | 10000 | 2692.826 | 10000 | 643.072 | 1495.799 | 5177.613 | 10000 | 1745.521 | 8910.253 | 1982.911 | 10000 | Competitive | Competitive | 1 | TRUE | FALSE | 1 | Non-Competitive | 0.711 | Competitive | 41.6811 | -154.373 | 3175.419 | 10000 | 215 | 1
SSANSAN8 PALDRO_PEARSAL_1 TO_FROM | SSANSAN8 | PALDRO_PEARSAL_1 | 215 | 1 | 1 | PALODUROSW8 | PEARSALLSW8 | TO_FROM | 73521.13 | 73401 | -29.7695 | 0 | 1408.699 | 734.214 | -0.12288 | 0.24953 | -0.5333 | 0.24953 | 279.0677 | 68.1595 | 0 | 10000 | 3396.911 | 10000 | 3351.207 | 1409.667 | 1297.95 | 10000 | 3351.207 | 8858.808 | 3144.226 | 10000 | 3658.408 | Competitive | Non-Competitive | 0 | TRUE | FALSE | 1 | Non-Competitive | 0.711 | Non-Competitive | 238.0011 | 69.9226 | 10000 | 3355.394 | 215 | 1
SSARBLU5 NICOLE_OAKC1_1 FROM_TO | SSARBLU5 | NICOLE_OAKC1_1 | 275 | 1 | 1 | OAKC4A | NICOLE4A | FROM_TO | 73521.13 | 74590.68 | -188.699 | 0 | 950.518 | 971.233 | -0.00613 | 0.055224 | -0.30366 | 0.65499 | -50.31 | -91.9042 | 0 | 2540.479 |  | 2540.479 | 1750.67 | 1092.578 | 899.585 | 10000 | 2403.41 | 1846.805 | 959.274 | 2913.971 | 2112.964 | Competitive | Competitive | 1 | TRUE | FALSE | 1 | Non-Competitive | 0.906 | Competitive | -56.3886 | -93.2412 | 2810.887 | 2812.176 | 857 | 1
SSARBLU5 NICOLE_OAKC1_1 TO_FROM | SSARBLU5 | NICOLE_OAKC1_1 | 275 | 1 | 1 | OAKC4A | NICOLE4A | TO_FROM | 73521.13 | 73644.12 | 49.9094 | 0 | 739.542 | 924.213 | -0.02357 | 0.30366 | -0.65499 | 0.30366 | 194.0913 | 73.0686 | 0 | 6227.662 | 10000 | 10000 | 10000 | 1018.815 | 3095.858 | 10000 | 10000 | 8377.854 | 3909.804 | 8833.338 | 10000 | Competitive | Competitive | 1 | TRUE | FALSE | 1 | Non-Competitive | 0.906 | Competitive | 198.9157 | 77.5604 | 8156.024 | 10000 | 857 | 1
SSARBLU5 NICOLE_ORNT1_1 FROM_TO | SSARBLU5 | NICOLE_ORNT1_1 | 135 | 1 | 1 | NICOLE4A | ORNT4A | FROM_TO | 73521.13 | 73461.43 | -94.5704 | 0 | 1333.299 | 1017.357 | -0.01958 | 0.17757 | -0.31251 | 0.17757 | 152.402 | -10.2289 | 0 | 4735.452 |  | 10000 | 10000 | 1100.059 | 965.501 | 10000 | 10000 | 6646.603 | 1351.673 | 8072.585 | 10000 | Competitive | Non-Competitive | 0 | TRUE | FALSE | 1 | Non-Competitive | 0.75 | Non-Competitive | 137.605 | -6.4455 | 7498.489 | 10000 | 135 | 1
SSARBLU5 NICOLE_ORNT1_1 TO_FROM | SSARBLU5 | NICOLE_ORNT1_1 | 135 | 1 | 1 | NICOLE4A | ORNT4A | TO_FROM | 73521.13 | 73784.52 | -113.932 | 0 | 1070.346 | 1384.684 | -0.00948 | 0.065071 | -0.17757 | 0.31251 | 89.1326 | 37.6446 | 0 | 5138.761 |  | 10000 | 2067.026 | 1044.237 | 1853.761 | 10000 | 2160.292 | 3056.242 | 1791.559 | 5670.078 | 1940.6 | Competitive | Competitive | 1 | TRUE | FALSE | 1 | Non-Competitive | 0.75 | Competitive | 77.3976 | 50.663 | 10000 | 1828.243 | 135 | 1
SSARTWI5 NICOLE_ORNT1_1 FROM_TO | SSARTWI5 | NICOLE_ORNT1_1 | 135 | 1 | 1 | NICOLE4A | ORNT4A | FROM_TO | 73521.13 | 73523.73 | -60.7771 | 0 | 928.507 | 1018.269 | -0.01567 | 0.17413 | -0.30718 | 0.17413 | 133.7744 | -6.493 | 0 | 6303.774 |  | 10000 | 10000 | 1130.262 | 969.571 | 10000 | 10000 | 7524.843 | 1352.677 | 8913.649 | 10000 | Competitive | Competitive | 1 | TRUE | FALSE | 1 | Non-Competitive | 0.7265 | Competitive | 123.0638 | -0.26413 | 8280.901 | 10000 | 135 | 1
SSARTWI5 NICOLE_ORNT1_1 TO_FROM | SSARTWI5 | NICOLE_ORNT1_1 | 135 | 1 | 1 | NICOLE4A | ORNT4A | TO_FROM | 73521.13 | 73977.61 | -99.8963 | 0 | 1018.269 | 928.507 | -0.00805 | 0.055688 | -0.17412 | 0.30718 | 56.385 | 29.5465 | 0 | 10000 |  | 10000 | 2423.238 | 958.675 | 1766.183 | 10000 | 3103.24 | 4701.45 | 1851.616 | 10000 | 2352.162 | Competitive | Competitive | 1 | TRUE | FALSE | 1 | Non-Competitive | 0.7265 | Competitive | 49.4051 | 29.1961 | 10000 | 2002.33 | 135 | 1
SSARTWI5 SARC_T2H FROM_TO | SSARTWI5 | SARC_T2H | 352 | 1 | 1 | SARC7A | SRC2DUM | FROM_TO | 73521.13 | 74026.12 | -64.3825 | 0 | 1452.174 | 916.871 | -0.0476 | 0.007367 | -0.27178 | 0.39167 | 215.2744 | 103.8691 | 0 |  | 10000 | 1547.079 | 10000 | 1265.233 | 1214.906 | 1517.025 | 10000 | 1415.546 | 2561.333 | 1537.333 | 10000 | Competitive | Competitive | 1 | TRUE | FALSE | 1 | Non-Competitive | 0.8435 | Competitive | 34.0307 | 5.8859 | 4489.967 | 1895.597 | 275 | 1
SSARTWI5 SARC_T2H TO_FROM | SSARTWI5 | SARC_T2H | 352 | 1 | 1 | SARC7A | SRC2DUM | TO_FROM | 73521.13 | 74246.04 | -178.922 | 0 | 904.376 | 1452.174 | -0.00588 | 0.16562 | -0.39167 | 0.27178 | 64.8341 | -64.3002 | 0 | 1870.99 |  | 5735.122 | 1898.732 | 1011.933 | 1452.073 | 10000 | 1900.852 | 3444.338 | 1695.834 | 3969.557 | 1898.817 | Competitive | Competitive | 1 | TRUE | FALSE | 1 | Non-Competitive | 0.8435 | Competitive | 198.5247 | 108.2461 | 1668.449 | 10000 | 275 | 1
SSARTWI5 SARC_T2L FROM_TO | SSARTWI5 | SARC_T2L | 352 | 1 | 1 | SARC4A | SRC2DUM | FROM_TO | 73521.13 | 73879.55 | -178.922 | 0 | 909.615 | 1452.174 | -0.00588 | 0.16562 | -0.78686 | 0.27178 | 64.8341 | -64.3002 | 0 | 1870.99 |  | 5735.122 | 1898.732 | 1011.933 | 1452.073 | 10000 | 1900.852 | 3444.338 | 1695.834 | 3969.557 | 1898.817 | Competitive | Competitive | 1 | TRUE | FALSE | 1 | Non-Competitive | 0.711 | Competitive | 198.5247 | 108.2461 | 1668.449 | 10000 | 275 | 1
SSARTWI5 SARC_T2L TO_FROM | SSARTWI5 | SARC_T2L | 352 | 1 | 1 | SARC4A | SRC2DUM | TO_FROM | 73521.13 | 74026.12 | -64.3825 | 0 | 1452.174 | 922.301 | -0.0476 | 0.007367 | -0.27178 | 0.78686 | 215.2744 | 103.8691 | 0 |  | 10000 | 1547.079 | 10000 | 1265.233 | 1214.906 | 1517.025 | 10000 | 1415.546 | 2561.333 | 1537.333 | 10000 | Competitive | Competitive | 1 | TRUE | FALSE | 1 | Non-Competitive | 0.711 | Competitive | 34.0307 | 5.8859 | 4489.967 | 1895.597 | 275 | 1
SSARTWI5 TWINBU_T1H FROM_TO | SSARTWI5 | TWINBU_T1H | 308 | 1 | 1 | L_TWINBU5_1Y | L_TWINBU1_1 | FROM_TO | 73521.13 | 73100.84 | -98.4988 | 0 | 1087.717 | 1023.655 | -0.08261 | 0.11178 | -0.51588 | 0.14328 | 523.7314 | 100.3075 | 0 | 1424.62 | 10000 | 7119.778 | 10000 | 1079.093 | 1360.625 | 7119.778 | 10000 | 2887.334 | 3879.746 | 3499.431 | 10000 | Competitive | Non-Competitive | 0 | TRUE | FALSE | 1 | Non-Competitive | 0.727 | #N/A | #N/A | #N/A | #N/A | #N/A | #N/A | #N/A
SSARTWI5 TWINBU_T1H TO_FROM | SSARTWI5 | TWINBU_T1H | 308 | 1 | 1 | L_TWINBU5_1Y | L_TWINBU1_1 | TO_FROM | 73521.13 | 75038.52 | -418.117 | 0 | 981.84 | 1087.716 | -0.03387 | 0.21926 | -0.14328 | 0.51588 | 100.3998 | 17.0451 | 363.53 | 1963.668 | 3067.183 | 4897.422 | 2605.861 | 1096.23 | 1634.184 | 10000 | 3067.183 | 3507.848 | 1948.501 | 3816.768 | 2749.375 | Competitive | Competitive | 1 | TRUE | FALSE | 1 | Non-Competitive | 0.727 | #N/A | #N/A | #N/A | #N/A | #N/A | #N/A | #N/A
SSARTWI5 TWINBU_T1L FROM_TO | SSARTWI5 | TWINBU_T1L | 308 | 1 | 1 | L_TWINBU8_1Y | L_TWINBU1_1 | FROM_TO | 73521.13 | 73914.71 | -418.117 | 0 | 994.01 | 992.968 | -0.03387 | 0.21926 | -0.53397 | 0.51588 | 100.3998 | 17.0451 | 363.53 | 1963.668 | 3067.183 | 4897.422 | 2605.861 | 1096.23 | 1634.184 | 10000 | 3067.183 | 3507.848 | 1948.501 | 3816.768 | 2749.375 | Competitive | Competitive | 1 | TRUE | FALSE | 1 | Non-Competitive | 0.7185 | #N/A | #N/A | #N/A | #N/A | #N/A | #N/A | #N/A
SSARTWI5 TWINBU_T1L TO_FROM | SSARTWI5 | TWINBU_T1L | 308 | 1 | 1 | L_TWINBU8_1Y | L_TWINBU1_1 | TO_FROM | 73521.13 | 73100.84 | -98.4988 | 0 | 992.968 | 1049.829 | -0.08261 | 0.11178 | -0.51588 | 0.53397 | 523.7314 | 100.3075 | 0 | 1424.62 | 10000 | 7119.778 | 10000 | 1079.093 | 1360.625 | 7119.778 | 10000 | 2887.334 | 3879.746 | 3499.431 | 10000 | Competitive | Non-Competitive | 0 | TRUE | FALSE | 1 | Non-Competitive | 0.7185 | #N/A | #N/A | #N/A | #N/A | #N/A | #N/A | #N/A
SSCUSUN8 ASPM_69T1 FROM_TO | SSCUSUN8 | ASPM_69T1 | 69 | 1 | 1 | ASPM2A | ASPM4A | FROM_TO | 73521.13 | 73742.49 | -65.9451 | 0 | 1033.1 | 1640.518 | -0.00233 | 0.009144 | -0.2645 | 0.51063 | 9.87 | -1.5275 | 0 |  |  | 1936.858 | 10000 | 889.348 | 1270.895 | 5207.624 | 10000 | 1395.722 | 2709.641 | 2708.789 | 10000 | Competitive | Competitive | 1 | FALSE | FALSE | 1 | Non-Competitive | 0.7575 | Competitive | 6.6131 | 1.747 | 4790.469 | 10000 | 68.8 | 1
SSCUSUN8 ASPM_69T1 TO_FROM | SSCUSUN8 | ASPM_69T1 | 69 | 1 | 1 | ASPM2A | ASPM4A | TO_FROM | 73521.13 | 73523.91 | -9.9037 | 0 | 1539.685 | 1033.1 | -0.00309 | 0.20562 | -0.51063 | 0.2645 | 67.5798 | 61.5359 | 878.43 | 4532.814 |  | 4532.814 | 3339.41 | 2969.282 | 3278.871 | 5317.739 | 9559.849 | 4968.435 | 3912.315 | 4972.855 | 3927.534 | Competitive | Competitive | 1 | TRUE | FALSE | 1 | Non-Competitive | 0.7575 | Competitive | 65.7223 | 60.544 | 4977.117 | 4079.503 | 68.8 | 1
SSCUSUN8 ASPM_CONA1_1 FROM_TO | SSCUSUN8 | ASPM_CONA1_1 | 30 | 1 | 1 | ASPM2A | CONA2A | FROM_TO | 73521.13 | 73514.83 | -34.3366 | 0 | 1536.494 | 1110.298 | -0.00543 | 0.10471 | -0.64173 | 0.26038 | 33.9612 | 24.8121 | 4127.23 | 4372.927 |  | 4372.927 | 3308.377 | 2685.991 | 1794.672 | 5317.739 | 3714.053 | 4764.252 | 3657.397 | 4785.912 | 3791.026 | Competitive | Non-Competitive | 0 | TRUE | FALSE | 1 | Non-Competitive | 0.7265 | Non-Competitive | 30.0085 | 22.738 | 4787.43 | 3862.184 | 30 | 1
SSCUSUN8 ASPM_CONA1_1 TO_FROM | SSCUSUN8 | ASPM_CONA1_1 | 30 | 1 | 1 | ASPM2A | CONA2A | TO_FROM | 73521.13 | 73498.25 | -32.168 | 0 | 982.504 | 1636.958 | -0.00252 | 0.016408 | -0.26038 | 0.64173 | 35.9565 | 6.4957 | 0 |  |  | 2002.491 | 2792.161 | 727.112 | 1683.319 | 5207.624 | 2792.161 | 1342.588 | 2155.05 | 2843.181 | 3098.017 | Competitive | Non-Competitive | 0 | FALSE | FALSE | 1 | Non-Competitive | 0.7265 | Non-Competitive | 32.2408 | 9.2018 | 4820.33 | 3504.112 | 30 | 1
SSCUSUN8 ASPM_SPUR1_1 FROM_TO | SSCUSUN8 | ASPM_SPUR1_1 | 179 | 1 | 1 | SPUR4A | ASPM4A | FROM_TO | 73521.13 | 73861.11 | -56.9203 | 0 | 4368.673 | 2113.75 | -0.00186 | 0.73125 | -0.10653 | 0.73125 | 140.0607 | 143.3918 | 5030.03 | 4477.551 |  | 4477.551 | 963.075 | 4381.97 | 945.598 | 5317.739 | 5167.697 | 4912.586 | 982.301 | 4913.727 | 990.181 | Competitive | Competitive | 1 | TRUE | FALSE | 1 | Non-Competitive | 0.7345 | Competitive | 139.1835 | 143.3108 | 4920.109 | 988.751 | 179 | 1
SSCUSUN8 ASPM_SPUR1_1 TO_FROM | SSCUSUN8 | ASPM_SPUR1_1 | 179 | 1 | 1 | SPUR4A | ASPM4A | TO_FROM | 73521.13 | 73686.75 | -33.4704 | 0 | 2089.104 | 4368.673 | -0.00025 | 0.001863 | -0.73125 | 0.10653 | 57.8894 | 53.3168 | 0 |  |  | 876.314 | 9068.222 | 832.248 | 9068.222 | 3126.998 | 9068.222 | 871.304 | 8522.57 | 895.971 | 8522.57 | Competitive | Competitive | 1 | FALSE | FALSE | 1 | Non-Competitive | 0.7345 | Competitive | 58.1871 | 54.798 | 875.995 | 10000 | 179 | 1
SSCUSUN8 GIRA_T_SPUR1_1 FROM_TO | SSCUSUN8 | GIRA_T_SPUR1_1 | 33 | 1 | 1 | SPUR2A | GIRA_TAP2A | FROM_TO | 73521.13 | 73513.6 | -21.5563 | 0 | 1635.395 | 1238.631 | -0.00281 | 0.12968 | -0.65129 | 0.20079 | 37.8768 | 33.3275 | 4127.23 | 3947.316 |  | 3947.316 | 3299.119 | 3311.069 | 1323.018 | 3947.316 | 3710.199 | 4054.532 | 3452.031 | 4057.419 | 3776.471 | Competitive | Non-Competitive | 0 | TRUE | FALSE | 0 | Non-Competitive | 0.6875 | Non-Competitive | 35.7366 | 32.177 | 4068.064 | 3879.951 | 33 | 1
SSCUSUN8 GIRA_T_SPUR1_1 TO_FROM | SSCUSUN8 | GIRA_T_SPUR1_1 | 33 | 1 | 1 | SPUR2A | GIRA_TAP2A | TO_FROM | 73521.13 | 73573.61 | -37.0132 | 0 | 953.957 | 1635.395 | -0.0012 | 0.014796 | -0.20079 | 0.65129 | 22.4804 | 0.4938 | 0 |  |  | 5207.624 | 2712.776 | 658.639 | 1578.517 | 5207.624 | 2712.776 | 2657.087 | 2083.336 | 5207.624 | 2752.956 | Competitive | Competitive | 1 | FALSE | FALSE | 1 | Non-Competitive | 0.6875 | Competitive | 21.0291 | 7.6753 | 5207.624 | 2950.961 | 33 | 1
SSCUSUN8 MATA_PADR1_1 FROM_TO | SSCUSUN8 | MATA_PADR1_1 | 214 | 1 | 1 | PADR2A | MATA2A | FROM_TO | 73521.13 | 73851.05 | -37.853 | 0 | 1934.303 | 3477.658 | -0.00147 | 0.002043 | -0.57919 | 0.16898 | 22.8361 | 18.9113 | 672.73 |  |  | 2708.889 | 3337.713 | 856.999 | 3304.049 | 2708.889 | 9557.7 | 814.762 | 3923.173 | 2708.889 | 3930.578 | Competitive | Competitive | 1 | FALSE | FALSE | 1 | Non-Competitive | 0.7185 | Competitive | 22.0062 | 17.9182 | 3695.052 | 4029.28 | 214 | 1
SSCUSUN8 MATA_PADR1_1 TO_FROM | SSCUSUN8 | MATA_PADR1_1 | 214 | 1 | 1 | PADR2A | MATA2A | TO_FROM | 73521.13 | 74434.98 | -22.8678 | 0 | 3477.657 | 1579.18 | -0.00204 | 0.57919 | -0.16898 | 0.57919 | 58.8408 | -21.6835 | 0 | 3827.686 |  | 10000 | 3695.052 | 3089.062 | 934.689 | 10000 | 3695.052 | 6707.012 | 904.354 | 6715.604 | 3695.052 | Competitive | Competitive | 1 | TRUE | FALSE | 1 | Non-Competitive | 0.7185 | Competitive | 58.407 | -21.3639 | 6715.832 | 3695.052 | 214 | 1
SSD5SND8 1725__A FROM_TO | SSD5SND8 | 1725__A | 717 | 1 | 1 | SAND_TXU_8 | SDSES_1_8 | FROM_TO | 73521.13 | 74955.13 | 0 | 0 | 755.098 | 10000 | -0.5 | 0 | -0.5 | 0 | 0 | 0 | 0 |  | 10000 |  | 10000 |  | 10000 |  | 10000 |  | 10000 | 0 | 10000 | Competitive | Competitive | 1 | TRUE | FALSE | 1 | Non-Competitive | 0.758 | Competitive | 0 | 0 | 0 | 10000 | 775 | 1
SSD5SND8 1725__A TO_FROM | SSD5SND8 | 1725__A | 717 | 1 | 1 | SAND_TXU_8 | SDSES_1_8 | TO_FROM | 73521.13 | 94738.8 | 0 | 0 | 10000 | 755.098 | 0 | 0.5 | 0 | 0.5 | 632.5 | 0 | 0 | 10000 |  | 10000 |  | 10000 |  | 10000 |  | 10000 |  | 10000 | 0 | Competitive | Competitive | 1 | TRUE | FALSE | 1 | Non-Competitive | 0.758 | Competitive | 633.3333 | 0 | 10000 | 0 | 775 | 1
SSHRWLV8 6610__C FROM_TO | SSHRWLV8 | 6610__C | 40 | 2 | 2 | BIGCRMWD_T9 | KNOTT_9 | FROM_TO | 73521.13 | 73547.37 | -30.072 | 0 | 1392.107 | 733.645 | -0.01297 | 0.11335 | -0.50734 | 0.19007 | 26.6881 | 6.2231 | 0 | 5308.81 |  | 5308.81 | 10000 | 1185.633 | 3557.321 | 5308.81 | 10000 | 4345.607 | 5510.262 | 5143.725 | 10000 | Competitive | Competitive | 1 | TRUE | FALSE | 1 | Non-Competitive | 0.711 | Competitive | 29.2074 | 0.47131 | 3973.207 | 10000 | 42 | 1
SSHRWLV8 6610__C TO_FROM | SSHRWLV8 | 6610__C | 40 | 2 | 2 | BIGCRMWD_T9 | KNOTT_9 | TO_FROM | 73521.13 | 73537.71 | -26.8435 | 0 | 629.207 | 1051.338 | -0.11335 | 0.12071 | -0.19007 | 0.50735 | 36.6853 | -15.7738 | 0 | 6303.731 | 10000 | 10000 | 10000 | 2470.442 | 943.569 | 10000 | 10000 | 8073.087 | 9623.478 | 8902.239 | 10000 | Competitive | Competitive | 1 | TRUE | FALSE | 1 | Non-Competitive | 0.711 | Competitive | 11.6716 | -5.7107 | 3192.751 | 10000 | 42 | 1
SSHRWLV8 6611__A FROM_TO | SSHRWLV8 | 6611__A | 195 | 2 | 2 | ACKRLYVE_9 | ACKERLY_9 | FROM_TO | 73521.13 | 73682.49 | -96.7148 | 0 | 1571.603 | 961.396 | -0.03629 | 0.057212 | -0.72225 | 0.22976 | 78.2974 | 19.9258 | 0 | 3160.038 | 10000 | 3160.038 | 5009.533 | 1113.883 | 3523.332 | 4720.883 | 10000 | 2632.748 | 5304.739 | 3175.303 | 6377.44 | Competitive | Competitive | 1 | TRUE | FALSE | 1 | Non-Competitive | 0.6955 | Competitive | 34.3528 | 9.15 | 3441.463 | 10000 | 197 | 1
SSHRWLV8 6611__A TO_FROM | SSHRWLV8 | 6611__A | 195 | 2 | 2 | ACKRLYVE_9 | ACKERLY_9 | TO_FROM | 73521.13 | 73942.2 | -65.5526 | 0 | 922.15 | 1481.901 | -0.05721 | 0.31914 | -0.22977 | 0.72225 | 96.4989 | -53.8713 | 0 | 4233.376 | 10000 | 10000 | 10000 | 2291.574 | 1247.44 | 10000 | 10000 | 7832.697 | 3325.92 | 8204.299 | 10000 | Competitive | Competitive | 1 | TRUE | FALSE | 1 | Non-Competitive | 0.6955 | Competitive | 2.3078 | -15.1593 | 3105.212 | 10000 | 197 | 1
SSHRWLV8 6611__C FROM_TO | SSHRWLV8 | 6611__C | 195 | 2 | 2 | ACKRLNTC_9 | SPARNBRG_9 | FROM_TO | 73521.13 | 73726.5 | -97.8844 | 0 | 1571.505 | 975.829 | -0.03631 | 0.057196 | -0.57318 | 0.3874 | 77.1314 | 18.7586 | 0 | 3160.074 | 10000 | 3160.074 | 5009.35 | 1122.91 | 3521.407 | 4720.63 | 10000 | 2642.782 | 5300.64 | 3175.399 | 6374.218 | Competitive | Competitive | 1 | TRUE | FALSE | 1 | Non-Competitive | 0.734 | Competitive | 26.8789 | 1.7474 | 3439.863 | 10000 | 197 | 1
SSHRWLV8 6611__C TO_FROM | SSHRWLV8 | 6611__C | 195 | 2 | 2 | ACKRLNTC_9 | SPARNBRG_9 | TO_FROM | 73521.13 | 73767.31 | -64.385 | 0 | 975.829 | 1581.423 | -0.0572 | 0.31916 | -0.38741 | 0.57318 | 97.6665 | -52.702 | 0 | 4232.781 | 10000 | 10000 | 10000 | 2289.584 | 1255.968 | 10000 | 10000 | 7830.988 | 3379.133 | 8203.49 | 10000 | Competitive | Competitive | 1 | TRUE | FALSE | 1 | Non-Competitive | 0.734 | Competitive | 9.7085 | -7.7562 | 3098.091 | 10000 | 197 | 1
SSHRWLV8 6611__D FROM_TO | SSHRWLV8 | 6611__D | 195 | 2 | 2 | LAMESA_9 | SPARNBRG_9 | FROM_TO | 73521.13 | 73744.29 | -64.2648 | 0 | 937.208 | 1650.953 | -0.05719 | 0.31916 | -0.42682 | 0.40182 | 97.7867 | -52.5817 | 0 | 4232.72 | 10000 | 10000 | 10000 | 2289.38 | 1256.873 | 10000 | 10000 | 7830.813 | 3384.647 | 8203.406 | 10000 | Competitive | Competitive | 1 | TRUE | FALSE | 1 | Non-Competitive | 0.703 | Competitive | 9.8286 | -7.6361 | 3097.978 | 10000 | 197 | 1
SSHRWLV8 6611__D TO_FROM | SSHRWLV8 | 6611__D | 195 | 2 | 2 | LAMESA_9 | SPARNBRG_9 | TO_FROM | 73521.13 | 73814.39 | -98.0047 | 0 | 1506.642 | 937.208 | -0.03631 | 0.057195 | -0.40182 | 0.42682 | 77.0114 | 18.6385 | 0 | 3160.077 | 10000 | 3160.077 | 5009.331 | 1123.865 | 3521.209 | 4720.604 | 10000 | 2643.806 | 5300.219 | 3175.409 | 6373.887 | Competitive | Competitive | 1 | TRUE | FALSE | 1 | Non-Competitive | 0.703 | Competitive | 26.7576 | 1.6273 | 3439.837 | 10000 | 197 | 1
SSIGSAN8 CSA_ORN_1 FROM_TO | SSIGSAN8 | CSA_ORN_1 | 45 | 2 | 2 | ORANGEGRVSB9 | CSABLK2A | FROM_TO | 73521.13 | 73571.05 | -10.8611 | 0 | 1309.56 | 1147.624 | -0.01855 | 0.00984 | -0.55256 | 0.26475 | 17.3382 | -9.1666 | 0 |  |  | 1267.051 | 10000 | 1068.658 | 820.193 | 1613.154 | 10000 | 1519.5 | 4915.36 | 1548.934 | 10000 | Competitive | Competitive | 1 | FALSE | FALSE | 1 | Non-Competitive | 0.695 | Competitive | 13.2738 | -11.4326 | 1556.939 | 10000 | 45 | 1
SSIGSAN8 CSA_ORN_1 TO_FROM | SSIGSAN8 | CSA_ORN_1 | 45 | 2 | 2 | ORANGEGRVSB9 | CSABLK2A | TO_FROM | 73521.13 | 73644.2 | -16.7366 | 0 | 841.085 | 1305.126 | -0.00984 | 0.01855 | -0.26475 | 0.55256 | 12.4177 | -2.4007 | 0 |  |  | 10000 | 2679.007 | 713.108 | 2058.011 | 10000 | 4275.584 | 4774.183 | 3073.439 | 10000 | 3121.05 | Competitive | Competitive | 1 | FALSE | FALSE | 1 | Non-Competitive | 0.695 | Competitive | 14.3619 | 0.17375 | 10000 | 2951.893 | 45 | 1
SSIGSAN8 LON_HI_SMITH1_1 FROM_TO | SSIGSAN8 | LON_HI_SMITH1_1 | 61 | 2 | 2 | LON_HILL2A | SMITH2A | FROM_TO | 73521.13 | 73560.04 | -22.0393 | 0 | 1320.167 | 768.895 | -0.01891 | 0.01527 | -0.85099 | 0.072089 | 27.7129 | -16.7857 | 0 |  |  | 1380.248 | 10000 | 1101.952 | 1069.367 | 1399.77 | 10000 | 1822.319 | 4140.363 | 1857 | 10000 | Competitive | Competitive | 1 | FALSE | FALSE | 1 | Non-Competitive | 0.695 | Competitive | 29.737 | -11.2312 | 1743.06 | 10000 | 61 | 1
SSIGSAN8 LON_HI_SMITH1_1 TO_FROM | SSIGSAN8 | LON_HI_SMITH1_1 | 61 | 2 | 2 | LON_HILL2A | SMITH2A | TO_FROM | 73521.13 | 74013.48 | -25.5948 | 0 | 775.398 | 1317.267 | -0.01527 | 0.01891 | -0.07209 | 0.85099 | 25.5243 | -1.9176 | 0 |  |  | 10000 | 2757.125 | 877.837 | 1984.469 | 10000 | 2817.478 | 3635.543 | 3261.99 | 10000 | 3310.946 | Competitive | Competitive | 1 | FALSE | FALSE | 1 | Non-Competitive | 0.695 | Competitive | 18.2011 | -5.8929 | 10000 | 3005.815 | 61 | 1
SSIGSAN8 NCA_SMTP_1 FROM_TO | SSIGSAN8 | NCA_SMTP_1 | 45 | 2 | 2 | SNMIGUELTAP9 | NCALLIHAMSB9 | FROM_TO | 73521.13 | 73404.12 | 24.6527 | 0 | 1015.427 | 1418.404 | -0.01552 | 0.016555 | -0.51804 | 0.1668 | 105.7255 | 52.8279 | 0 |  |  | 6660.123 | 2436.082 | 742.646 | 1779.668 | 10000 | 2627.871 | 1291.432 | 2496.397 | 7731.4 | 2756.34 | Competitive | Non-Competitive | 0 | FALSE | FALSE | 0 | Non-Competitive | 0.7655 | Non-Competitive | 116.4266 | 62.9102 | 6989.731 | 2649.265 | 45 | 1
SSIGSAN8 NCA_SMTP_1 TO_FROM | SSIGSAN8 | NCA_SMTP_1 | 45 | 2 | 2 | SNMIGUELTAP9 | NCALLIHAMSB9 | TO_FROM | 73521.13 | 73910.74 | -101.028 | 0 | 1418.404 | 1015.427 | -0.01655 | 0.015519 | -0.1668 | 0.51804 | -20.0461 | -83.1819 | 0 |  |  | 1255.171 | 7121.621 | 1022.989 | 886.385 | 1317.854 | 10000 | 1435.372 | 1659.519 | 1539.668 | 8097.809 | Competitive | Competitive | 1 | FALSE | FALSE | 1 | Non-Competitive | 0.7655 | Competitive | -35.7904 | -95.5827 | 1545.296 | 7323.199 | 45 | 1
SSNYCGR8 6437__C FROM_TO | SSNYCGR8 | 6437__C | 393 | 1 | 1 | GOLDENSW_8 | BRAND_8 | FROM_TO | 73521.13 | 73802.19 | -130.827 | 0 | 1653.13 | 951.107 | -0.02359 | 0.37235 | -0.61106 | 0.37235 | 221.0645 | 142.2384 | 3552.03 | 3900.734 | 9225.949 | 4090.999 | 3583.906 | 3658.353 | 1747.618 | 4090.999 | 9225.949 | 4261.674 | 3562.111 | 4263.788 | 3794.16 | Competitive | Competitive | 1 | TRUE | FALSE | 1 | Non-Competitive | 0.695 | Competitive | 210.5769 | -78.7207 | 4167.261 | 3687.305 | 394 | 1
SSNYCGR8 6437__C TO_FROM | SSNYCGR8 | 6437__C | 393 | 1 | 1 | GOLDENSW_8 | BRAND_8 | TO_FROM | 73521.13 | 74218.07 | -165.057 | 0 | 951.107 | 1653.13 | -0.00241 | 0.22385 | -0.37235 | 0.61106 | 133.584 | 23.508 | 0 | 4271.993 |  | 10000 | 2833.587 | 1333.982 | 1726.584 | 10000 | 2833.587 | 7887.438 | 2326.068 | 8718.799 | 3282.564 | Competitive | Competitive | 1 | TRUE | FALSE | 1 | Non-Competitive | 0.695 | Competitive | 106.4968 | 75.7005 | 10000 | 10000 | 394 | 1
SSOUPHR8 G138_09_1 FROM_TO | SSOUPHR8 | G138_09_1 | 210 | 1 | 1 | TNDICKNSON1 | TNLEAGCITY1 | FROM_TO | 73521.13 | 73543.56 | -14.4705 | 0 | 2535.274 | 1445.487 | -0.00536 | 0.067505 | -0.64212 | 0.25674 | 195.5654 | 9.6685 | 0 | 7233.468 |  | 7233.468 | 2204.911 | 2007.879 | 1338.658 | 7233.468 | 2424.913 | 5087.829 | 2220.85 | 7234.947 | 2754.282 | Competitive | Competitive | 1 | TRUE | FALSE | 1 | Non-Competitive | 0.6955 | Competitive | 196.1019 | 14.6115 | 7234.667 | 3505.956 | 210 | 1
SSOUPHR8 G138_09_1 TO_FROM | SSOUPHR8 | G138_09_1 | 210 | 1 | 1 | TNDICKNSON1 | TNLEAGCITY1 | TO_FROM | 73521.13 | 74298.98 | -141.098 | 0 | 1445.487 | 2535.274 | -0.06751 | 0.005356 | -0.25674 | 0.64212 | -1.5258 | -92.8795 | 0 |  | 7233.468 | 1923.776 | 7233.468 | 1139.503 | 2125.252 | 2059.363 | 7233.468 | 1899.383 | 5099.347 | 2426.023 | 7234.947 | Competitive | Competitive | 1 | TRUE | FALSE | 1 | Non-Competitive | 0.6955 | Competitive | -18.5422 | -86.7392 | 3505.956 | 7234.667 | 210 | 1
SSPUASP8 6437__C FROM_TO | SSPUASP8 | 6437__C | 393 | 1 | 1 | GOLDENSW_8 | BRAND_8 | FROM_TO | 73521.13 | 73799.89 | -76.7556 | 0 | 1652.777 | 969.993 | -0.01718 | 0.29959 | -0.68078 | 0.29959 | 203.2171 | 44.2849 | 0 | 4263.842 |  | 4765.552 | 3601.109 | 3532.268 | 3302.108 | 4765.552 | 9418.867 | 4777.705 | 4457.506 | 4781.742 | 4546.224 | Competitive | Competitive | 1 | TRUE | FALSE | 1 | Non-Competitive | 0.6955 | Competitive | 205.9857 | 141.8557 | 4631.003 | 3691.731 | 394 | 1
SSPUASP8 6437__C TO_FROM | SSPUASP8 | 6437__C | 393 | 1 | 1 | GOLDENSW_8 | BRAND_8 | TO_FROM | 73521.13 | 74573.46 | -159.113 | 0 | 965.455 | 1532.482 | -0.00419 | 0.22671 | -0.29959 | 0.68078 | 77.2431 | 65.7181 | 53.63 | 6748.46 |  | 10000 | 10000 | 2490.06 | 1588.464 | 10000 | 10000 | 8775.716 | 5726.447 | 9447.644 | 10000 | Competitive | Competitive | 1 | TRUE | FALSE | 1 | Non-Competitive | 0.6955 | Competitive | 62.5768 | 54.5535 | 10000 | 9890.259 | 394 | 1
SSPUASP8 GIRA_T_SPUR1_1 FROM_TO | SSPUASP8 | GIRA_T_SPUR1_1 | 33 | 1 | 1 | SPUR2A | GIRA_TAP2A | FROM_TO | 73521.13 | 73503.4 | -11.269 | 0 | 871.445 | 1562.452 | -0.00068 | 0.10225 | -0.67421 | 0.17585 | 44.7267 | 3.7521 | 0 | 4420.544 |  | 4738.311 | 5225.418 | 2331.421 | 1110.109 | 6205.296 | 5225.418 | 5204.899 | 1651.298 | 5434.796 | 5027.71 | Competitive | Non-Competitive | 0 | TRUE | FALSE | 1 | Non-Competitive | 0.695 | Non-Competitive | 39.941 | 33.8112 | 6041.639 | 5039.206 | 33 | 1
SSPUASP8 GIRA_T_SPUR1_1 TO_FROM | SSPUASP8 | GIRA_T_SPUR1_1 | 33 | 1 | 1 | SPUR2A | GIRA_TAP2A | TO_FROM | 73521.13 | 73640.91 | -44.4993 | 0 | 1860.601 | 971.349 | -0.00325 | 0.01565 | -0.17585 | 0.67421 | 11.9264 | 7.2117 | 518.23 |  |  | 5207.624 | 3424.531 | 971.459 | 3356.599 | 5207.624 | 3797.913 | 4983.571 | 4148.917 | 5207.624 | 4158.664 | Competitive | Competitive | 1 | FALSE | FALSE | 1 | Non-Competitive | 0.695 | Competitive | 8.9063 | 5.9878 | 5207.624 | 4026.524 | 33 | 1
SSPUASP8 MATA_PADR1_1 FROM_TO | SSPUASP8 | MATA_PADR1_1 | 214 | 1 | 1 | PADR2A | MATA2A | FROM_TO | 73521.13 | 73848.24 | -62.0318 | 0 | 1570.006 | 5003.248 | -0.00779 | 0.003097 | -0.55852 | 0.18695 | 31.2394 | 17.2858 | 1175.03 |  |  | 1881.679 | 3361.172 | 1000.678 | 3303.42 | 2145.122 | 3753.675 | 1036.711 | 3959.026 | 2044.224 | 3972.729 | Competitive | Competitive | 1 | FALSE | FALSE | 1 | Non-Competitive | 0.703 | Competitive | 24.698 | 13.1837 | 1911.741 | 3966.417 | 214 | 1
SSPUASP8 MATA_PADR1_1 TO_FROM | SSPUASP8 | MATA_PADR1_1 | 214 | 1 | 1 | PADR2A | MATA2A | TO_FROM | 73521.13 | 74203.74 | -29.6518 | 0 | 5003.249 | 1570.006 | -0.0031 | 0.55852 | -0.18695 | 0.55852 | 85.4056 | -28.9815 | 0 | 3915.073 |  | 10000 | 2725.625 | 1831.609 | 1098.753 | 10000 | 2725.625 | 7734.433 | 1207.351 | 7896.396 | 2801.845 | Competitive | Competitive | 1 | TRUE | FALSE | 1 | Non-Competitive | 0.703 | Competitive | 77.1149 | -23.3444 | 7811.296 | 2155.998 | 214 | 1
SSPUASP8 SPUR_69_1 FROM_TO | SSPUASP8 | SPUR_69_1 | 62 | 1 | 1 | SPUR2A | SPUR4A | FROM_TO | 73521.13 | 73627.75 | -111.976 | 0 | 1511.352 | 944.382 | -0.01134 | 0.34932 | -0.2137 | 0.63592 | 39.1166 | 21.2934 | 3943.13 | 10000 |  | 10000 | 3363.507 | 2733.531 | 2772.187 | 10000 | 3753.13 | 9878.282 | 3930.067 | 10000 | 3960.066 | Competitive | Competitive | 1 | TRUE | FALSE | 1 | Non-Competitive | 0.703 | Competitive | 27.5785 | 14.7834 | 10000 | 3886.895 | 61.6 | 1
SSPUASP8 SPUR_69_1 TO_FROM | SSPUASP8 | SPUR_69_1 | 62 | 1 | 1 | SPUR2A | SPUR4A | TO_FROM | 73521.13 | 73437.73 | -36.9786 | 0 | 1025.119 | 1608.782 | -0.00277 | 0.2137 | -0.63592 | 0.2137 | 114.9835 | -14.2436 | 0 | 4778.115 |  | 6897.071 | 2125.364 | 2019.394 | 1459.537 | 10000 | 2698.319 | 6939.757 | 1603.066 | 7415.686 | 2303.669 | Competitive | Non-Competitive | 0 | TRUE | FALSE | 1 | Non-Competitive | 0.703 | Non-Competitive | 103.8565 | -3.6896 | 8266.206 | 2257.386 | 61.6 | 1
SSPUMW18 ASPM_69T1 FROM_TO | SSPUMW18 | ASPM_69T1 | 69 | 4 | 4 | ASPM2A | ASPM4A | FROM_TO | 73521.13 | 73785.63 | -59.2445 | 0 | 913.87 | 1641.341 | -0.00248 | 0.008984 | -0.26466 | 0.51047 | -1.7401 | -11.9116 | 0 |  |  | 1784.025 | 10000 | 917.895 | 1062.986 | 5207.624 | 10000 | 1462.217 | 1620.231 | 2599.372 | 10000 | Competitive | Competitive | 1 | FALSE | FALSE | 1 | Non-Competitive | 0.781 | Competitive | -5.0134 | -9.5816 | 4808.948 | 10000 | 68.8 | 1
SSPUMW18 ASPM_69T1 TO_FROM | SSPUMW18 | ASPM_69T1 | 69 | 4 | 4 | ASPM2A | ASPM4A | TO_FROM | 73521.13 | 73537.02 | 1.5362 | 0 | 1641.341 | 913.87 | -0.00293 | 0.20578 | -0.51047 | 0.26466 | 60.8893 | 54.6974 | 405.73 | 7770.124 |  | 7770.124 | 3374.273 | 2658.17 | 3338.244 | 10000 | 9361.594 | 8956.374 | 4074.127 | 8987.054 | 4082.631 | Competitive | Competitive | 1 | TRUE | FALSE | 1 | Non-Competitive | 0.781 | Competitive | 59.0006 | 53.5091 | 8999.278 | 4324.264 | 68.8 | 1
SSPUMW18 ASPM_CONA1_1 FROM_TO | SSPUMW18 | ASPM_CONA1_1 | 30 | 4 | 4 | ASPM2A | CONA2A | FROM_TO | 73521.13 | 73520.16 | -28.9127 | 0 | 1637.665 | 1218.688 | -0.00535 | 0.10479 | -0.64165 | 0.26046 | 30.5562 | 21.0596 | 4216.83 | 7348.185 |  | 7348.185 | 3315.575 | 2840.604 | 2545.786 | 10000 | 9566.529 | 8384.173 | 3775.805 | 8460.326 | 3823.438 | Competitive | Non-Competitive | 0 | TRUE | FALSE | 1 | Non-Competitive | 0.703 | Competitive | 26.5478 | 18.7833 | 8464.581 | 3907.275 | 30 | 0
SSPUMW18 ASPM_CONA1_1 TO_FROM | SSPUMW18 | ASPM_CONA1_1 | 30 | 4 | 4 | ASPM2A | CONA2A | TO_FROM | 73521.13 | 73519 | -28.7636 | 0 | 983.332 | 1637.665 | -0.0026 | 0.016326 | -0.26046 | 0.64165 | 30.5552 | 0.52109 | 0 |  |  | 1799.187 | 2785.129 | 812.836 | 1522.093 | 5207.624 | 2785.129 | 1342.817 | 1976.155 | 2666.008 | 3066.728 | Competitive | Non-Competitive | 0 | FALSE | FALSE | 1 | Non-Competitive | 0.703 | Competitive | 26.6493 | 3.1997 | 4825.533 | 3437.38 | 30 | 0
SSPUMW18 GIRA_T_SPUR1_1 FROM_TO | SSPUMW18 | GIRA_T_SPUR1_1 | 33 | 4 | 4 | SPUR2A | GIRA_TAP2A | FROM_TO | 73521.13 | 73520.08 | -14.3616 | 0 | 1535.594 | 755.356 | -0.00271 | 0.12978 | -0.65119 | 0.20089 | 33.6855 | 28.6906 | 3330.63 | 6272.404 |  | 6272.404 | 3316.465 | 3738.909 | 2743.867 | 6272.404 | 9561.101 | 6533.289 | 3823.5 | 6544.632 | 3857.739 | Competitive | Non-Competitive | 0 | TRUE | FALSE | 1 | Non-Competitive | 0.742 | Competitive | 31.5198 | 27.3033 | 6571.17 | 3994.716 | 33 | 0
SSPUMW18 GIRA_T_SPUR1_1 TO_FROM | SSPUMW18 | GIRA_T_SPUR1_1 | 33 | 4 | 4 | SPUR2A | GIRA_TAP2A | TO_FROM | 73521.13 | 73609.17 | -32.7957 | 0 | 1037.73 | 1636.107 | -0.0013 | 0.014696 | -0.20089 | 0.65119 | 15.0227 | -6.873 | 0 |  |  | 5207.624 | 2710.662 | 838.042 | 1385.383 | 5207.624 | 2710.662 | 2802.893 | 1685.279 | 5207.624 | 2744.398 | Competitive | Competitive | 1 | FALSE | FALSE | 1 | Non-Competitive | 0.742 | Competitive | 13.8345 | 0.27887 | 5207.624 | 2906.213 | 33 | 1
SSTELO29 ORA_ORNG_1 FROM_TO | SSTELO29 | ORA_ORNG_1 | 120 | 4 | 4 | ORANGEGRVSW9 | ORANGEGRVSB9 | FROM_TO | 73521.13 | 73628.44 | -10.4635 | 0 | 1275.827 | 970.52 | -0.02565 | 0.015368 | -0.77512 | 0.22079 | 36.6781 | -6.7589 | 0 |  | 10000 | 1305.221 | 10000 | 1021.75 | 1046.265 | 1325.85 | 10000 | 1615.771 | 5672.044 | 1653.607 | 10000 | Competitive | Competitive | 1 | TRUE | FALSE | 1 | Non-Competitive | 0.734 | Competitive | 33.368 | -7.0986 | 1619.138 | 10000 | 120 | 1
SSTELO29 ORA_ORNG_1 TO_FROM | SSTELO29 | ORA_ORNG_1 | 120 | 4 | 4 | ORANGEGRVSW9 | ORANGEGRVSB9 | TO_FROM | 73521.13 | 74005.38 | -35.2719 | 0 | 907.114 | 1264.258 | -0.01537 | 0.025647 | -0.22079 | 0.77512 | 13.1782 | -11.8572 | 0 | 10000 |  | 10000 | 2703.331 | 879.164 | 1817.999 | 10000 | 2772.06 | 5513.545 | 3121.504 | 10000 | 3186.577 | Competitive | Competitive | 1 | TRUE | FALSE | 1 | Non-Competitive | 0.734 | Competitive | 12.2779 | -10.4431 | 10000 | 2966.174 | 120 | 1
SSTELO29 SINTON_SKIDMO1_1 FROM_TO | SSTELO29 | SINTON_SKIDMO1_1 | 38 | 4 | 4 | SKIDMORE2A | SINTON2A | FROM_TO | 73521.13 | 73429.81 | -17.2216 | 0 | 1071.588 | 1469.682 | -0.02343 | 0.005391 | -0.21437 | 0.41004 | 57.577 | 6.0223 | 0 |  | 5644.313 | 6574.623 | 2530.815 | 915.224 | 1839.735 | 5770.832 | 2695.252 | 1462.837 | 2810.303 | 5450.014 | 2859.89 | Competitive | Non-Competitive | 0 | TRUE | FALSE | 1 | Non-Competitive | 0.9765 | Non-Competitive | 55.3308 | 7.5589 | 5730.867 | 2637.05 | 38 | 1
SSTELO29 SINTON_SKIDMO1_1 TO_FROM | SSTELO29 | SINTON_SKIDMO1_1 | 38 | 4 | 4 | SKIDMORE2A | SINTON2A | TO_FROM | 73521.13 | 73557.74 | -52.5756 | 0 | 1369.632 | 1101.561 | -0.00539 | 0.023432 | -0.41004 | 0.21437 | 22.096 | -36.3173 | 0 | 2921.818 |  | 1301.641 | 6716.612 | 1049.553 | 1110.992 | 1863.229 | 5940.816 | 1607.116 | 1795.817 | 1629.263 | 5565.841 | Competitive | Competitive | 1 | TRUE | FALSE | 1 | Non-Competitive | 0.9765 | Competitive | 19.7266 | -36.7749 | 1546.708 | 5827.758 | 38 | 1
SSTPBLE8 BLESSI_LAN_CT1_1 FROM_TO | SSTPBLE8 | BLESSI_LAN_CT1_1 | 161 | 4 | 4 | BLESSING4A | LAN_CTY4A | FROM_TO | 73521.13 | 72947.81 | -143.153 | 0 | 1153.397 | 2162.924 | -0.22638 | 0.056957 | -0.27697 | 0.15498 | 318.283 | -107.06 | 0 | 4608.537 | 3765.855 | 4608.537 | 7774.053 | 881.525 | 2443.247 | 5436.269 | 7774.053 | 1006.002 | 6259.788 | 5846.968 | 6427.855 | Non-Competitive | Non-Competitive | 0 | TRUE | FALSE | 1 | Non-Competitive | 0.7265 | Non-Competitive | 243.5744 | -145.69 | 6238.742 | 5637.225 | 157 | 1
SSTPBLE8 BLESSI_LAN_CT1_1 TO_FROM | SSTPBLE8 | BLESSI_LAN_CT1_1 | 161 | 4 | 4 | BLESSING4A | LAN_CTY4A | TO_FROM | 73521.13 | 72668.61 | -288.57 | 0 | 2162.925 | 1145.012 | -0.05696 | 0.22638 | -0.15498 | 0.27697 | 229.8176 | -183.214 | 0 | 3765.855 | 4608.537 | 7774.053 | 4608.537 | 2443.247 | 1070.61 | 7774.053 | 5436.269 | 6259.788 | 1222.771 | 6427.855 | 5846.968 | Competitive | Non-Competitive | 0 | TRUE | FALSE | 1 | Non-Competitive | 0.7265 | Non-Competitive | 313.3751 | -126.755 | 5257.418 | 6238.742 | 157 | 1
SSUNGRS8 6360__C FROM_TO | SSUNGRS8 | 6360__C | 143 | 5 | 5 | GRHAMSES1_8 | BRECK_T8 | FROM_TO | 73521.13 | 73555.99 | -32.5834 | 0 | 2026.068 | 963.223 | -0.01147 | 0.069206 | -0.52743 | 0.069206 | 124.2833 | 37.4599 | 0 | 10000 |  | 10000 | 7178 | 1824.261 | 1759.377 | 10000 | 10000 | 5861.407 | 5907.592 | 10000 | 8688.39 | Competitive | Competitive | 1 | TRUE | FALSE | 1 | Non-Competitive | 0.727 | Competitive | 116.323 | 36.2462 | 8880.888 | 7164.333 | 143 | 1
SSUNGRS8 6360__C TO_FROM | SSUNGRS8 | 6360__C | 143 | 5 | 5 | GRHAMSES1_8 | BRECK_T8 | TO_FROM | 73521.13 | 75121.38 | -90.066 | 0 | 963.225 | 2026.068 | -0.06921 | 0.13055 | -0.06921 | 0.52743 | 34.185 | -52.2497 | 0 | 4309.387 | 10000 | 10000 | 10000 | 738.091 | 2140.536 | 10000 | 10000 | 5755.069 | 6575.508 | 8030.554 | 10000 | Competitive | Competitive | 1 | TRUE | FALSE | 1 | Non-Competitive | 0.727 | Competitive | 33.7354 | -39.6315 | 7987.69 | 10000 | 143 | 1
SSUNMGS8 6215__A FROM_TO | SSUNMGS8 | 6215__A | 143 | 1 | 1 | BLUFCKTA_8 | CHINAGRV_8 | FROM_TO | 73521.13 | 72821.37 | -173.831 | 0 | 3166.608 | 2159.278 | -0.02107 | 0.55593 | -0.06527 | 0.6413 | 184.8549 | 133.629 | 3066.53 | 2557.421 | 10000 | 3151.933 | 10000 | 2159.908 | 1120.553 | 5090.582 | 10000 | 3935.276 | 2906.618 | 3957.748 | 10000 | Non-Competitive | Non-Competitive | 0 | TRUE | FALSE | 1 | Non-Competitive | 0.914 | Competitive | 90.4642 | 56.2573 | 3337.046 | 9577.523 | 143 | 0
SSUNMGS8 6215__A TO_FROM | SSUNMGS8 | 6215__A | 143 | 1 | 1 | BLUFCKTA_8 | CHINAGRV_8 | TO_FROM | 73521.13 | 73452.05 | -88.0009 | 0 | 2331.49 | 3166.609 | -0.03341 | 0.021068 | -0.6413 | 0.065268 | 187.3027 | 142.0263 | 0 | 10000 | 10000 | 7027.652 | 10000 | 936.694 | 3922.261 | 8243.157 | 10000 | 2250.098 | 6558.332 | 8279.566 | 10000 | Non-Competitive | Non-Competitive | 0 | TRUE | FALSE | 1 | Non-Competitive | 0.914 | Competitive | 120.8547 | 45.0773 | 4326.424 | 2358.55 | 143 | 0
SSUNMGS8 6235__A FROM_TO | SSUNMGS8 | 6235__A | 185 | 1 | 1 | SNYDER_8 | CHINAGRV_8 | FROM_TO | 73521.13 | 74560.91 | -202.087 | 0 | 3401.97 | 1196.467 | -0.01691 | 0.41675 | -0.04968 | 0.5987 | 133.8607 | 64.9501 | 4226.83 | 3071.116 |  | 3576.984 | 3274.272 | 3022.044 | 955.248 | 3576.984 | 9683.446 | 3206.272 | 1735.957 | 3206.949 | 4951.828 | Competitive | Competitive | 1 | TRUE | FALSE | 1 | Non-Competitive | 0.8285 | Competitive | 121.9815 | 56.7515 | 3245.925 | 8719.514 | 186 | 1
SSUNMGS8 6235__A TO_FROM | SSUNMGS8 | 6235__A | 185 | 1 | 1 | SNYDER_8 | CHINAGRV_8 | TO_FROM | 73521.13 | 73487.8 | -3.3776 | 0 | 1089.892 | 3401.97 | -0.0012 | 0.018355 | -0.5987 | 0.049685 | 204.9581 | 163.464 | 0 |  |  | 2553.091 | 10000 | 779.447 | 10000 | 5533.981 | 10000 | 1170.099 | 10000 | 3642.564 | 10000 | Non-Competitive | Non-Competitive | 0 | FALSE | FALSE | 1 | Non-Competitive | 0.8285 | Non-Competitive | 196.2482 | 151.8809 | 5278.298 | 10000 | 186 | 1
SSUNMGS8 6240__B FROM_TO | SSUNMGS8 | 6240__B | 185 | 1 | 1 | SUN_8 | SACROC_8 | FROM_TO | 73521.13 | 73510.02 | -193.322 | 0 | 1548.317 | 873.279 | -0.01854 | 0.4924 | -0.47278 | 0.4924 | 189.1623 | 103.1993 | 4135.73 | 3597.656 |  | 4304.539 | 7250.443 | 3540.681 | 967.113 | 4304.539 | 9471.846 | 3886.959 | 2312.78 | 3887.512 | 8450.213 | Competitive | Non-Competitive | 0 | TRUE | FALSE | 1 | Non-Competitive | 0.797 | Competitive | 175.6388 | 93.0572 | 3965.693 | 9384.525 | 394 | 0
SSUNMGS8 6240__B TO_FROM | SSUNMGS8 | 6240__B | 185 | 1 | 1 | SUN_8 | SACROC_8 | TO_FROM | 73521.13 | 73498.84 | -107.432 | 0 | 879.34 | 1565.889 | -0.00218 | 0.21196 | -0.4924 | 0.47278 | 195.9763 | 139.0895 | 0 | 10000 |  | 10000 | 10000 | 721.383 | 3873.492 | 10000 | 10000 | 6031.25 | 6764.556 | 10000 | 10000 | Competitive | Non-Competitive | 0 | TRUE | FALSE | 1 | Non-Competitive | 0.797 | Competitive | 186.5002 | 121.8783 | 7350.377 | 10000 | 394 | 0
SSUNMGS8 6437__C FROM_TO | SSUNMGS8 | 6437__C | 393 | 1 | 1 | GOLDENSW_8 | BRAND_8 | FROM_TO | 73521.13 | 73817.54 | -133.519 | 0 | 1544.244 | 945.254 | -0.01872 | 0.38699 | -0.59548 | 0.38699 | 216.4812 | 135.9935 | 3382.53 | 4052.876 |  | 4558.353 | 3313.111 | 3854.714 | 1505.418 | 4558.353 | 3641.355 | 4440.719 | 3483.373 | 4442.682 | 3666.113 | Competitive | Competitive | 1 | TRUE | FALSE | 1 | Non-Competitive | 0.8045 | Competitive | 204.5302 | -84.6162 | 4337.473 | 3677.573 | 394 | 1
SSUNMGS8 6437__C TO_FROM | SSUNMGS8 | 6437__C | 393 | 1 | 1 | GOLDENSW_8 | BRAND_8 | TO_FROM | 73521.13 | 74183.89 | -157.89 | 0 | 945.254 | 1544.244 | -0.00296 | 0.19194 | -0.38698 | 0.59548 | 136.5297 | 37.8837 | 0 | 6407.814 |  | 10000 | 2907.367 | 1104.463 | 2041.668 | 10000 | 2907.367 | 7668.743 | 2800.422 | 9256.178 | 3607.811 | Competitive | Competitive | 1 | TRUE | FALSE | 1 | Non-Competitive | 0.8045 | Competitive | 114.486 | 84.6277 | 10000 | 9646.773 | 394 | 1
SSUNMGS8 6685__A FROM_TO | SSUNMGS8 | 6685__A | 42 | 1 | 1 | CHINAGRV_9 | COLOCITY_9 | FROM_TO | 73521.13 | 73519.11 | -30.1712 | 0 | 773.52 | 1323.069 | -0.02184 | 0.14001 | -0.3579 | 0.24799 | 42.1945 | -22.4785 | 0 | 2511.625 | 10000 | 2859.713 | 10000 | 1913.074 | 916.104 | 10000 | 10000 | 2626.565 | 3093.556 | 2675.822 | 10000 | Competitive | Non-Competitive | 0 | TRUE | FALSE | 1 | Non-Competitive | 0.6955 | Competitive | 30.1194 | -12.5475 | 3464.689 | 10000 | 42 | 0
SSUNMGS8 6685__A TO_FROM | SSUNMGS8 | 6685__A | 42 | 1 | 1 | CHINAGRV_9 | COLOCITY_9 | TO_FROM | 73521.13 | 73568.29 | -30.393 | 0 | 1283.647 | 807.508 | -0.00339 | 0.026113 | -0.24799 | 0.3579 | 30.3058 | 17.9123 | 0 | 4685.597 |  | 4685.597 | 3673.876 | 741.09 | 3437.215 | 4685.597 | 10000 | 4244.62 | 4229.148 | 4761.1 | 4287.974 | Competitive | Competitive | 1 | TRUE | FALSE | 1 | Non-Competitive | 0.6955 | Competitive | 22.0931 | 10.1012 | 4440.613 | 3795.917 | 42 | 1
SSUNMGS8 SNYDR_FMR1 FROM_TO | SSUNMGS8 | SNYDR_FMR1 | 60 | 1 | 1 | SNYDER_9 | SNYDER_8 | FROM_TO | 73521.13 | 73539.34 | -30.7186 | 0 | 10000 | 1314.077 | -0.00109 | 0.62922 | -0.11693 | 0.62922 | 57.8706 | 11.4721 | 0 | 10000 |  | 10000 | 10000 | 4509.995 | 6418.215 | 10000 | 10000 | 9981.438 | 8805.021 | 10000 | 10000 | Competitive | Competitive | 1 | TRUE | FALSE | 1 | Non-Competitive | 0.867 | Competitive | 55.7316 | 7.1021 | 10000 | 4702.435 | 60 | 1
SSUNMGS8 SNYDR_FMR1 TO_FROM | SSUNMGS8 | SNYDR_FMR1 | 60 | 1 | 1 | SNYDER_9 | SNYDER_8 | TO_FROM | 73521.13 | 73544.91 | -18.5184 | 0 | 1293.702 | 10000 | -0.00844 | 0.083232 | -0.62922 | 0.11693 | 44.6757 | -13.3694 | 0 | 3461.331 |  | 4312.936 | 10000 | 3312.553 | 1057.695 | 4312.936 | 10000 | 3777.923 | 2866.46 | 3782.16 | 10000 | Competitive | Competitive | 1 | TRUE | FALSE | 1 | Non-Competitive | 0.867 | Competitive | 41.1238 | 27.1581 | 4046.731 | 6834.003 | 60 | 1
SSWCLNC5 6026__A FROM_TO | SSWCLNC5 | 6026__A | 956 | 1 | 1 | ABMULCW7 | SWEETEAST_5 | FROM_TO | 73521.13 | 73673.1 | -2098.81 | 0 | 1734.898 | 863.567 | -0.26562 | 0.1736 | -0.33697 | 0.26674 | 901.4776 | -89.7893 | 0 | 1091.651 | 3090.895 | 1333.178 | 3143.794 | 1198.481 | 2294.327 | 1536.981 | 3143.794 | 956.933 | 3082.868 | 953.614 | 3117.663 | Competitive | Competitive | 1 | TRUE | FALSE | 1 | Non-Competitive | 0.7655 | Competitive | 635.4779 | -208.746 | 1147.62 | 3110.713 | 1072 | 1
SSWCLNC5 6026__A TO_FROM | SSWCLNC5 | 6026__A | 956 | 1 | 1 | ABMULCW7 | SWEETEAST_5 | TO_FROM | 73521.13 | 68161.36 | -748.744 | 0 | 863.568 | 1734.899 | -0.10029 | 0.32369 | -0.26674 | 0.33697 | 2277.355 | 346.2307 | 0 | 921.046 | 1506.118 | 959.808 | 2019.741 | 853.435 | 1562.976 | 981.29 | 2841.271 | 957.333 | 1420.645 | 960.167 | 1352.841 | Competitive | Competitive | 0 | TRUE | TRUE | 1 | Competitive | 0.7655 | Competitive | 1897.776 | 423.3273 | 1018.97 | 1554.829 | 1072 | 1
STCGT8 GT_MID90_A FROM_TO | STCGT8 | GT_MID90_A | 229 | 0 | 0 | GARROT__138B | 47708 | FROM_TO | 73521.13 | 73281.9 | -127.67 | 0 | 1296.623 | 2090.761 | -0.09393 | 0.1043 | -0.52108 | 0.18474 | 349.4434 | -99.4023 | 0 | 6796.511 | 2393.702 | 8848.247 | 2779.883 | 1503.072 | 2127.444 | 10000 | 4112.994 | 3209.045 | 2791.97 | 6351.446 | 2757.405 | Non-Competitive | Non-Competitive | 0 | TRUE | FALSE | 1 | Non-Competitive | 0.766 | Non-Competitive | 1118.295 | -98.9641 | 2138.405 | 2729.019 | 526 | 1
STCGT8 GT_MID90_A TO_FROM | STCGT8 | GT_MID90_A | 229 | 0 | 0 | GARROT__138B | 47708 | TO_FROM | 73521.13 | 72920.95 | -399.135 | 0 | 2125.505 | 1414.863 | -0.1043 | 0.093931 | -0.18473 | 0.52108 | 266.7877 | -9.9859 | 0 | 2393.702 | 6796.511 | 2779.883 | 8848.247 | 2115.195 | 1731.431 | 4112.994 | 10000 | 2791.564 | 3474.586 | 2757.405 | 6351.446 | Competitive | Non-Competitive | 0 | TRUE | FALSE | 1 | Non-Competitive | 0.766 | Competitive | 416.1188 | -149.955 | 2729.019 | 3275.019 | 526 | 0
STEJGRN8 G69_H2_1 FROM_TO | STEJGRN8 | G69_H2_1 | 191 | 2 | 2 | TNTXCITYWT0 | TNINTRCITY0 | FROM_TO | 73521.13 | 73738.97 | 34.5896 | 0 | 1320.596 | 2694.462 | -0.00344 | 0.000501 | -0.7086 | 0.20781 | 36.6371 | 35.6848 | 0 |  |  | 784.574 | 6283.233 | 784.574 | 6283.233 | 784.574 | 6283.233 | 783.864 | 5448.422 | 783.864 | 5448.422 | Competitive | Competitive | 1 | FALSE | FALSE | 1 | Non-Competitive | 0.711 | Competitive | 37.9145 | 37.3287 | 788.083 | 5446.559 | 143 | 1
STEJGRN8 G69_H2_1 TO_FROM | STEJGRN8 | G69_H2_1 | 191 | 2 | 2 | TNTXCITYWT0 | TNINTRCITY0 | TO_FROM | 73521.13 | 74609.09 | -36.2773 | 0 | 2694.462 | 853.218 | -0.0005 | 0.003445 | -0.20781 | 0.7086 | -34.4657 | -31.6756 | 5643.83 |  |  | 6283.233 | 922.553 | 6283.233 | 922.553 | 6283.233 | 922.553 | 5448.422 | 921.841 | 5448.422 | 921.841 | Competitive | Competitive | 1 | FALSE | FALSE | 1 | Non-Competitive | 0.711 | Competitive | -36.0613 | -32.5083 | 5446.559 | 921.23 | 143 | 1
STENCR28 TEN_KEN_1 FROM_TO | STENCR28 | TEN_KEN_1 | 236 | 1 | 1 | JNSNCNTY8 | KEENE | FROM_TO | 73521.13 | 73493.42 | -76.5145 | 0 | 1092.714 | 1044.467 | -0.03469 | 0.21638 | -0.55783 | 0.21638 | 251.4322 | 4.6494 | 0 | 10000 | 10000 | 10000 | 7086.8 | 1721.15 | 870.113 | 10000 | 10000 | 8194.396 | 1073.308 | 10000 | 5412.307 | Competitive | Non-Competitive | 0 | TRUE | FALSE | 1 | Non-Competitive | 0.6875 | Competitive | 225.6702 | 13.8119 | 10000 | 5543.949 | 237 | 0
STENCR28 TEN_KEN_1 TO_FROM | STENCR28 | TEN_KEN_1 | 236 | 1 | 1 | JNSNCNTY8 | KEENE | TO_FROM | 73521.13 | 74340.13 | -190.765 | 0 | 1028.265 | 1092.714 | -0.21638 | 0.03469 | -0.21638 | 0.55783 | 60.0376 | -67.4248 | 0 | 10000 | 10000 | 7086.8 | 10000 | 795.078 | 2429.308 | 10000 | 10000 | 996.579 | 8567.133 | 5412.307 | 10000 | Competitive | Competitive | 1 | TRUE | FALSE | 1 | Non-Competitive | 0.6875 | Competitive | 54.3668 | -63.252 | 5543.949 | 10000 | 237 | 1
STHRSIG8 SINTON_SKIDMO1_1 FROM_TO | STHRSIG8 | SINTON_SKIDMO1_1 | 38 | 2 | 2 | SKIDMORE2A | SINTON2A | FROM_TO | 73521.13 | 73456.17 | -19.0626 | 0 | 1037.845 | 1442.939 | -0.02228 | 0.004945 | -0.20973 | 0.41694 | 51.6232 | 2.545 | 0 |  | 5644.313 | 6860.181 | 2541.664 | 970.187 | 1752.313 | 6076.109 | 2704.414 | 1932.587 | 2883.172 | 5964.025 | 2940.496 | Competitive | Non-Competitive | 0 | TRUE | FALSE | 1 | Non-Competitive | 0.6795 | Non-Competitive | 48.9959 | 4.5572 | 6462.701 | 2660.744 | 38 | 1
STHRSIG8 SINTON_SKIDMO1_1 TO_FROM | STHRSIG8 | SINTON_SKIDMO1_1 | 38 | 2 | 2 | SKIDMORE2A | SINTON2A | TO_FROM | 73521.13 | 73552.44 | -46.0684 | 0 | 1473.78 | 981.055 | -0.00495 | 0.022279 | -0.41694 | 0.20973 | 24.5474 | -30.1976 | 0 | 5644.313 |  | 1304.048 | 6997.018 | 1018.087 | 1185.657 | 1862.38 | 6241.015 | 1642.058 | 2366.274 | 1668.109 | 6074.739 | Competitive | Competitive | 1 | TRUE | FALSE | 1 | Non-Competitive | 0.6795 | Competitive | 20.8761 | -30.707 | 1555.465 | 6549.158 | 38 | 1
STMPSN25 425__A FROM_TO | STMPSN25 | 425__A | 1065 | 0 | 0 | TEMP_SS__5 | BELL_E_5 | FROM_TO | 73521.13 | 74057.36 | -953.25 | 0 | 948.389 | 2045.546 | -0.20799 | 0.069125 | -0.68425 | 0.16566 | 669.8246 | -404.458 | 0 | 793.845 | 1946.193 | 802.171 | 2571.427 | 687.849 | 1813.542 | 1055.729 | 6576.85 | 753.426 | 2114.432 | 808.635 | 2136.579 | Competitive | Competitive | 1 | TRUE | FALSE | 1 | Non-Competitive | 0.6955 | Competitive | 1150.236 | -320.788 | 955.35 | 1351.392 | 1072 | 1
STMPSN25 425__A TO_FROM | STMPSN25 | 425__A | 1065 | 0 | 0 | TEMP_SS__5 | BELL_E_5 | TO_FROM | 73521.13 | 71595.43 | -608.339 | 0 | 2045.547 | 948.389 | -0.06912 | 0.20799 | -0.16566 | 0.68424 | 1280.301 | 407.137 | 0 | 1946.193 | 1157.501 | 2571.427 | 1175.563 | 1781.803 | 966.22 | 6576.85 | 1465.226 | 2107.372 | 1069.776 | 2136.579 | 1159.512 | Competitive | Competitive | 0 | TRUE | TRUE | 1 | Competitive | 0.6955 | Non-Competitive | 2435.372 | 1303.214 | 1227.469 | 1441.313 | 1072 | 0
STMPSND5 435__A FROM_TO | STMPSND5 | 435__A | 1065 | 0 | 0 | TEMP_SS__5 | BELL_E_5 | FROM_TO | 73521.13 | 71674.09 | -1773.5 | 0 | 840.25 | 1101.509 | -0.21518 | 0.12113 | -0.63994 | 0.18843 | 2149.955 | -147.779 | 0 | 1240.508 | 981.782 | 1242.294 | 1660.023 | 1229.733 | 981.309 | 1259.329 | 3885.785 | 1161.665 | 1470.666 | 1163.048 | 1470.752 | Competitive | Competitive | 0 | TRUE | TRUE | 1 | Competitive | 0.695 | Competitive | 1145.338 | -320.06 | 953.327 | 1356.709 | 1072 | 1
STMPSND5 435__A TO_FROM | STMPSND5 | 435__A | 1065 | 0 | 0 | TEMP_SS__5 | BELL_E_5 | TO_FROM | 73521.13 | 70616.44 | -1082.48 | 0 | 1101.509 | 840.25 | -0.12113 | 0.21518 | -0.18843 | 0.63994 | 1362.269 | 745.2109 | 2359.03 | 879.725 | 1710.918 | 1529.616 | 1739.335 | 879.337 | 1691.93 | 3885.785 | 1715.427 | 1317.387 | 1595.647 | 1317.458 | 1598.066 | Competitive | Competitive | 0 | TRUE | TRUE | 1 | Competitive | 0.695 | Non-Competitive | 2431.416 | 1300.4 | 1232.659 | 1441.028 | 1072 | 0
STYLEL28 TYLNW_MR1H FROM_TO | STYLEL28 | TYLNW_MR1H | 56 | 0 | 0 | TYLERNW_8 | TYLNW1_1 | FROM_TO | 73521.13 | 73580.58 | 17.1264 | 0 | 1793.643 | 2185.168 | -0.00043 | 0.000656 | -0.58505 | 0.015049 | 21.2179 | 18.0643 | 0 |  |  | 939.389 | 8461.084 | 859.848 | 8461.084 | 3164.807 | 8461.084 | 1178.578 | 8975.366 | 1363.157 | 8975.366 | Competitive | Competitive | 1 | FALSE | FALSE | 1 | Non-Competitive | 0.7345 | #N/A | #N/A | #N/A | #N/A | #N/A | #N/A | #N/A
STYLEL28 TYLNW_MR1H TO_FROM | STYLEL28 | TYLNW_MR1H | 56 | 0 | 0 | TYLERNW_8 | TYLNW1_1 | TO_FROM | 73521.13 | 78460.41 | -19.5114 | 0 | 2381.184 | 1737.586 | -0.00066 | 0.000429 | -0.01505 | 0.58505 | -17.4931 | -17.299 | 5643.83 |  |  | 8461.084 | 1157.984 | 8461.084 | 1018.08 | 8461.084 | 3489.766 | 8975.366 | 1416.747 | 8975.366 | 1705.728 | Competitive | Competitive | 1 | FALSE | FALSE | 1 | Non-Competitive | 0.7345 | #N/A | #N/A | #N/A | #N/A | #N/A | #N/A | #N/A
SVICCO28 COLETO_VICTOR2_1 FROM_TO | SVICCO28 | COLETO_VICTOR2_1 | 320 | 1 | 1 | COLETO4A | VICTORIA4A | FROM_TO | 73521.13 | 72356 | 11.1081 | 0 | 967.325 | 1657.505 | -0.27855 | 0.24744 | -0.29767 | 0.25365 | 654.2417 | -135.417 | 0 | 2195.557 | 2187.583 | 10000 | 3369.621 | 1349.069 | 1174.7 | 10000 | 3369.621 | 5969.132 | 2553.949 | 6217.637 | 2854.323 | Competitive | Non-Competitive | 0 | TRUE | FALSE | 1 | Non-Competitive | 0.6955 | Non-Competitive | 631.1898 | -132.597 | 6237.94 | 2870.694 | 320 | 1
SVICCO28 COLETO_VICTOR2_1 TO_FROM | SVICCO28 | COLETO_VICTOR2_1 | 320 | 1 | 1 | COLETO4A | VICTORIA4A | TO_FROM | 73521.13 | 73628.2 | -753.941 | 0 | 1657.506 | 967.324 | -0.24744 | 0.27855 | -0.25365 | 0.29767 | 267.7971 | -262.06 | 0 | 2187.583 | 2902.79 | 3369.621 | 10000 | 1136.825 | 1813.288 | 3369.621 | 10000 | 2545.112 | 6878.888 | 2854.323 | 7117.326 | Competitive | Competitive | 1 | TRUE | FALSE | 1 | Non-Competitive | 0.6955 | Competitive | 279.9761 | -242.086 | 2870.694 | 7102.935 | 320 | 1
SWCOASH8 UVALDE_W_BATE1_1 FROM_TO | SWCOASH8 | UVALDE_W_BATE1_1 | 122 | 5 | 5 | UVALDE4A | W_BATESV4A | FROM_TO | 73521.13 | 73059.01 | -167 | 0 | 942.109 | 1132.698 | -0.04549 | 0.19845 | -0.34086 | 0.36307 | 277.7522 | -83.8458 | 0 | 1844.484 | 4483.936 | 5719.382 | 4483.936 | 807.701 | 803.924 | 5719.382 | 4483.936 | 1613.241 | 1541.957 | 2643.691 | 4296.752 | Competitive | Non-Competitive | 0 | TRUE | FALSE | 1 | Non-Competitive | 0.719 | Non-Competitive | 209.78 | -18.8659 | 3083.432 | 5226.767 | 122 | 1
SWCOASH8 UVALDE_W_BATE1_1 TO_FROM | SWCOASH8 | UVALDE_W_BATE1_1 | 122 | 5 | 5 | UVALDE4A | W_BATESV4A | TO_FROM | 73521.13 | 73437.33 | -192.161 | 0 | 1132.698 | 934.759 | -0.19845 | 0.045486 | -0.36307 | 0.34086 | 151.4171 | -68.1429 | 0 | 2670.974 | 10000 | 2551.618 | 10000 | 710.467 | 1511.197 | 2670.974 | 10000 | 1134.439 | 5137.771 | 2582.794 | 10000 | Competitive | Non-Competitive | 0 | TRUE | FALSE | 1 | Non-Competitive | 0.719 | Competitive | 93.4706 | -87.4161 | 3013.431 | 10000 | 122 | 0
SWEBVEN5 3180__A FROM_TO | SWEBVEN5 | 3180__A | 210 | 1 | 1 | CHILSW_N8 | FSHCRK1_8 | FROM_TO | 73521.13 | 73472.99 | -247.831 | 0 | 2389.271 | 950.371 | -0.06074 | 0.052788 | -0.51869 | 0.10419 | 223.3309 | -34.5306 | 0 | 7294.947 | 10000 | 7294.947 | 10000 | 1634.681 | 2081.428 | 10000 | 10000 | 3809.185 | 5467.436 | 8706.971 | 10000 | Competitive | Non-Competitive | 0 | TRUE | FALSE | 1 | Non-Competitive | 0.6875 | Competitive | 191.5941 | -21.8571 | 8422.563 | 10000 | 210 | 0
SWEBVEN5 3180__A TO_FROM | SWEBVEN5 | 3180__A | 210 | 1 | 1 | CHILSW_N8 | FSHCRK1_8 | TO_FROM | 73521.13 | 72960.01 | -133.331 | 0 | 950.371 | 2416.797 | -0.05279 | 0.060738 | -0.10419 | 0.51869 | 263.1038 | -129.679 | 0 | 10000 | 7294.947 | 10000 | 7294.947 | 1262.307 | 1714.179 | 10000 | 10000 | 4361.021 | 3912.932 | 10000 | 8706.971 | Non-Competitive | Non-Competitive | 0 | TRUE | FALSE | 1 | Non-Competitive | 0.6875 | Competitive | 209.8276 | -108.476 | 10000 | 8422.563 | 210 | 0
SWEILON8 CLARK__LON_HI1_1 FROM_TO | SWEILON8 | CLARK__LON_HI1_1 | 207 | 1 | 1 | LON_HILL4A | CLARK_WD4A | FROM_TO | 73521.13 | 73465.74 | 146.431 | 0 | 1668.374 | 5690.669 | -0.18332 | 0.006491 | -0.57781 | 0.039896 | 239.0054 | 157.4518 | 0 |  | 4815.803 | 805.784 | 5762.731 | 804.039 | 4777.656 | 901.108 | 5762.731 | 784.971 | 5995.048 | 785.44 | 5996.794 | Non-Competitive | Non-Competitive | 0 | TRUE | FALSE | 1 | Non-Competitive | 0.6875 | Non-Competitive | 229.2319 | 138.322 | 802.183 | 5786.189 | 207 | 1
SWEILON8 CLARK__LON_HI1_1 TO_FROM | SWEILON8 | CLARK__LON_HI1_1 | 207 | 1 | 1 | LON_HILL4A | CLARK_WD4A | TO_FROM | 73521.13 | 80025.54 | -238.204 | 0 | 5690.664 | 1668.374 | -0.00462 | 0.18332 | -0.0399 | 0.57781 | -31.0094 | -22.6261 | 4427.43 | 4815.803 |  | 5762.731 | 932.948 | 4452.971 | 930.636 | 5762.731 | 934.515 | 5977.46 | 908.338 | 5996.794 | 908.966 | Competitive | Competitive | 1 | TRUE | FALSE | 1 | Non-Competitive | 0.6875 | Competitive | -16.5907 | -5.3992 | 5786.189 | 897.417 | 207 | 1
SWFAFSH8 6557__A FROM_TO | SWFAFSH8 | 6557__A | 143 | 1 | 1 | FISHRDSS1_8 | WNDCRK2_8 | FROM_TO | 73521.13 | 73480.29 | 99.8521 | 0 | 981.126 | 1781.072 | -0.01737 | 0.02356 | -0.57972 | 0.25295 | 166.6788 | 98.2583 | 0 | 2708.889 |  | 2708.889 | 5733.452 | 568.256 | 6184.657 | 2708.889 | 5733.452 | 1002.798 | 5425.455 | 2708.889 | 5288.919 | Competitive | Non-Competitive | 0 | TRUE | FALSE | 1 | Non-Competitive | 0.7345 | Competitive | 118.3423 | 97.4705 | 3695.052 | 10000 | 143 | 0
SWFAFSH8 6557__A TO_FROM | SWFAFSH8 | 6557__A | 143 | 1 | 1 | FISHRDSS1_8 | WNDCRK2_8 | TO_FROM | 73521.13 | 74389.08 | -181.161 | 0 | 1781.072 | 806.607 | -0.02356 | 0.017366 | -0.25295 | 0.57972 | -75.6664 | -128.076 | 0 |  | 3695.052 | 4069.483 | 3695.052 | 4544.859 | 745.46 | 4069.483 | 3695.052 | 3994.71 | 1565.271 | 3844.771 | 3695.052 | Competitive | Competitive | 1 | TRUE | FALSE | 1 | Non-Competitive | 0.7345 | Competitive | -83.191 | -108.602 | 5608.946 | 3695.052 | 143 | 1
SWHILON5 LON_HI_PELICA1_1 FROM_TO | SWHILON5 | LON_HI_PELICA1_1 | 470 | 1 | 1 | LON_HILL4A | PELICAN4A | FROM_TO | 73521.13 | 74162.04 | -829.124 | 0 | 876.194 | 2562.446 | -0.30746 | 0.14519 | -0.44742 | 0.15818 | 109.9491 | -613.903 | 0 | 1094.945 | 2012.403 | 1417.176 | 5644.313 | 1063.338 | 1237.998 | 1672.108 | 5644.313 | 1178.555 | 4268.381 | 1256.34 | 4956.558 | Competitive | Competitive | 1 | TRUE | FALSE | 1 | Non-Competitive | 0.7035 | Competitive | 40.5474 | -458.167 | 1087.357 | 5275.143 | 470 | 1
SWHILON5 LON_HI_PELICA1_1 TO_FROM | SWHILON5 | LON_HI_PELICA1_1 | 470 | 1 | 1 | LON_HILL4A | PELICAN4A | TO_FROM | 73521.13 | 70351.69 | -150.981 | 0 | 2562.446 | 876.194 | -0.14519 | 0.44742 | -0.15818 | 0.44742 | 971.0261 | 115.2936 | 0 | 1380.561 | 1685.854 | 2495.988 | 3203.116 | 962.379 | 1469.92 | 2495.988 | 3768.201 | 2102.57 | 2087.427 | 2252.927 | 2410.54 | Non-Competitive | Non-Competitive | 0 | TRUE | FALSE | 1 | Non-Competitive | 0.7035 | Competitive | 798.8671 | 91.9815 | 2347.357 | 1897.905 | 470 | 0
SWHISTP5 BLESSI_PALACI1_1 FROM_TO | SWHISTP5 | BLESSI_PALACI1_1 | 39 | 1 | 1 | BLESSING2A | PALACIOS2A | FROM_TO | 73521.13 | 73368.42 | -2.0668 | 0 | 2017.786 | 948.385 | -0.05279 | 0.008054 | -0.71603 | 0.10184 | 148.5436 | 27.3855 | 0 |  | 7244.739 | 1921.407 | 5406.243 | 1241.412 | 992.482 | 4101.453 | 8226.632 | 1425.623 | 2445.209 | 1688.438 | 7420.052 | Competitive | Non-Competitive | 0 | TRUE | FALSE | 1 | Non-Competitive | 0.6955 | Non-Competitive | 146.8813 | 33.1287 | 1622.261 | 7499.918 | 39 | 1
SWHISTP5 BLESSI_PALACI1_1 TO_FROM | SWHISTP5 | BLESSI_PALACI1_1 | 39 | 1 | 1 | BLESSING2A | PALACIOS2A | TO_FROM | 73521.13 | 73849.81 | -116.938 | 0 | 963.37 | 2017.786 | -0.00805 | 0.052788 | -0.10184 | 0.71603 | -17.6683 | -52.5926 | 0 | 7244.739 |  | 5406.243 | 2050.082 | 812.332 | 1370.937 | 8226.632 | 4101.453 | 1922.978 | 1531.03 | 7420.052 | 1803.938 | Competitive | Competitive | 1 | TRUE | FALSE | 1 | Non-Competitive | 0.6955 | Competitive | -20.4091 | -29.4774 | 7499.918 | 1843.596 | 39 | 1
SWHOSCS8 1340__D FROM_TO | SWHOSCS8 | 1340__D | 210 | 0 | 0 | STRYKER_8 | DOUGLAS_8 | FROM_TO | 73521.13 | 73750.79 | 7.0897 | 0 | 1776.167 | 1971.293 | -0.1211 | 0.065939 | -0.55466 | 0.065939 | 82.5585 | -1.9283 | 0 | 8570.476 | 10000 | 8570.476 | 10000 | 3738.436 | 3515.998 | 8570.476 | 10000 | 9052.903 | 6025.995 | 9125.388 | 10000 | Competitive | Competitive | 1 | TRUE | FALSE | 1 | Non-Competitive | 1.5705 | Competitive | 93.1967 | 0.90129 | 9064.061 | 10000 | 210 | 1
SWHOSCS8 1340__D TO_FROM | SWHOSCS8 | 1340__D | 210 | 0 | 0 | STRYKER_8 | DOUGLAS_8 | TO_FROM | 73521.13 | 76598.64 | -82.2114 | 0 | 1971.293 | 2041.8 | -0.06594 | 0.1211 | -0.06594 | 0.55466 | 6.8412 | -10.4747 | 5643.83 | 10000 | 8570.476 | 10000 | 8570.476 | 3515.998 | 4096.162 | 10000 | 8570.476 | 6025.995 | 9061.072 | 10000 | 9125.388 | Competitive | Competitive | 1 | TRUE | FALSE | 1 | Non-Competitive | 1.5705 | Competitive | 2.299 | -15.1798 | 10000 | 9064.061 | 210 | 1
SWINPBS8 PBSES_FMR2 FROM_TO | SWINPBS8 | PBSES_FMR2 | 72 | 1 | 1 | PERMIANB_9 | PERMIANB_8 | FROM_TO | 73521.13 | 81769.95 | -36.3842 | 0 | 6696.542 | 695.141 | -0.00996 | 0.056566 | -0.00996 | 0.51314 | -7.1895 | -7.4529 | 4259.13 | 6634.949 |  | 6634.949 | 10000 | 5785.507 | 1223.88 | 6634.949 | 10000 | 6220.971 | 6800.733 | 6259.911 | 10000 | Competitive | Competitive | 1 | TRUE | FALSE | 1 | Non-Competitive | 1.5155 | Competitive | -14.44 | -13.7808 | 5194.436 | 10000 | 72 | 1
SWINPBS8 PBSES_FMR2 TO_FROM | SWINPBS8 | PBSES_FMR2 | 72 | 1 | 1 | PERMIANB_9 | PERMIANB_8 | TO_FROM | 73521.13 | 73590.21 | 21.1429 | 0 | 1523.341 | 6696.537 | -0.0006 | 0.009959 | -0.51314 | 0.009959 | 36.5515 | 26.8405 | 0 |  |  | 10000 | 10000 | 981.669 | 6405.57 | 10000 | 10000 | 5169.254 | 6313.232 | 10000 | 10000 | Competitive | Competitive | 1 | FALSE | FALSE | 1 | Non-Competitive | 1.5155 | Competitive | 34.2471 | 25.4275 | 10000 | 10000 | 72 | 1
SWIRFE28 SANDCR_AT1 FROM_TO | SWIRFE28 | SANDCR_AT1 | 44 | 1 | 1 | L_SANDCR9_1Y | L_SANDCR8_1Y | FROM_TO | 73521.13 | 74242.98 | -28.3816 | 0 | 10000 | 1425.109 | -0.01628 | 0.17397 | -0.05599 | 0.6032 | 3.4489 | -14.8106 | 0 | 10000 |  | 10000 | 10000 | 2416.666 | 1703.305 | 10000 | 10000 | 9968.175 | 8514.009 | 10000 | 10000 | Competitive | Competitive | 1 | TRUE | FALSE | 1 | Non-Competitive | 0.711 | Competitive | 2.9447 | -13.826 | 10000 | 10000 | 40 | 1
SWIRFE28 SANDCR_AT1 TO_FROM | SWIRFE28 | SANDCR_AT1 | 44 | 1 | 1 | L_SANDCR9_1Y | L_SANDCR8_1Y | TO_FROM | 73521.13 | 73546.45 | 1.7082 | 0 | 1425.109 | 10000 | -0.17397 | 0.016279 | -0.6032 | 0.055987 | 28.2714 | 5.912 | 0 |  | 10000 | 10000 | 10000 | 1424.602 | 2750.256 | 10000 | 10000 | 7976.657 | 9971.073 | 10000 | 10000 | Competitive | Competitive | 1 | TRUE | FALSE | 1 | Non-Competitive | 0.711 | Competitive | 27.4806 | 6.0445 | 10000 | 10000 | 40 | 1
SWLVWTR5 3040__A FROM_TO | SWLVWTR5 | 3040__A | 1064 | 3 | 3 | CHILSW1_5 | WATMLL_E5 | FROM_TO | 73521.13 | 77774.98 | -843.812 | 0 | 1037.681 | 2338.618 | -0.06636 | 0.07233 | -0.15424 | 0.16867 | 448.8112 | -68.2246 | 0 | 1072.443 | 3017.069 | 1072.443 | 3055.253 | 1048.821 | 1683.673 | 1536.146 | 3689.958 | 1252.405 | 2580.738 | 1258.986 | 3428.667 | Competitive | Competitive | 1 | TRUE | FALSE | 1 | Non-Competitive | 0.703 | Competitive | 308.1194 | -26.4898 | 1560.347 | 3489.023 | 1072 | 1
SWLVWTR5 3040__A TO_FROM | SWLVWTR5 | 3040__A | 1064 | 3 | 3 | CHILSW1_5 | WATMLL_E5 | TO_FROM | 73521.13 | 72302.17 | -403.315 | 0 | 2338.621 | 1037.681 | -0.07233 | 0.066363 | -0.16866 | 0.15424 | 1219.225 | 271.0088 | 1695.03 | 3017.069 | 1827.949 | 3055.253 | 1827.949 | 1614.756 | 1771.602 | 3689.958 | 2166.755 | 2540.058 | 1929.94 | 3428.667 | 1943.235 | Competitive | Non-Competitive | 0 | TRUE | FALSE | 1 | Non-Competitive | 0.703 | Non-Competitive | 1162.781 | 260.3992 | 3489.023 | 2049.59 | 1072 | 1
SWMMLCS8 1010__A FROM_TO | SWMMLCS8 | 1010__A | 324 | 6 | 6 | ELM_MOTT__8 | WACONCST_T | FROM_TO | 73521.13 | 73580.27 | 15.4032 | 0 | 1631.25 | 1075.702 | -0.00451 | 0.057201 | -0.62726 | 0.21746 | 287.5231 | 126.2596 | 0 | 10000 |  | 10000 | 1321.931 | 1356.602 | 1008.798 | 10000 | 1728.656 | 1448.808 | 1274.066 | 10000 | 1395.472 | Competitive | Competitive | 1 | TRUE | FALSE | 1 | Non-Competitive | 0.711 | Competitive | 284.9823 | 142.9999 | 10000 | 1382.96 | 326 | 1
SWMMLCS8 1010__A TO_FROM | SWMMLCS8 | 1010__A | 324 | 6 | 6 | ELM_MOTT__8 | WACONCST_T | TO_FROM | 73521.13 | 75288.26 | -209.828 | 0 | 1109.051 | 1772.556 | -0.0572 | 0.004506 | -0.21746 | 0.62726 | -61.8204 | -175.749 | 0 |  | 10000 | 1154.536 | 10000 | 898.968 | 1800.139 | 1577.072 | 10000 | 1129.413 | 1832.64 | 1234.309 | 10000 | Competitive | Competitive | 1 | TRUE | FALSE | 1 | Non-Competitive | 0.711 | Competitive | -67.9898 | -179.241 | 1220.94 | 10000 | 326 | 1
SWOVODE8 6430__C FROM_TO | SWOVODE8 | 6430__C | 179 | 5 | 5 | MOSS_8 | AMOCNCTA_8 | FROM_TO | 73521.13 | 73430.39 | 70.4013 | 0 | 1127.664 | 2655.042 | -0.1062 | 0.016701 | -0.64542 | 0.075794 | 238.0927 | 201.4206 | 0 |  | 10000 | 3929.829 | 10000 | 708.261 | 9833.204 | 4917.793 | 10000 | 1231.363 | 9977.932 | 4606.43 | 10000 | Non-Competitive | Non-Competitive | 0 | TRUE | FALSE | 0 | Non-Competitive | 0.711 | Non-Competitive | 231.7019 | 200.6504 | 4615.045 | 10000 | 186 | 1
SWOVODE8 6430__C TO_FROM | SWOVODE8 | 6430__C | 179 | 5 | 5 | MOSS_8 | AMOCNCTA_8 | TO_FROM | 73521.13 | 76119.41 | -236.023 | 0 | 2655.053 | 1052.877 | -0.0167 | 0.1985 | -0.07579 | 0.64542 | -11.3732 | -212.29 | 0 | 3228.472 |  | 3566.253 | 4917.793 | 2512.596 | 807.102 | 4338.929 | 4917.793 | 4228.975 | 1447.832 | 4358.95 | 5133.647 | Competitive | Competitive | 1 | TRUE | FALSE | 1 | Non-Competitive | 0.711 | Competitive | -73.4049 | -206.405 | 4116.845 | 5167.1 | 186 | 1
SWOVODE8 6860__A FROM_TO | SWOVODE8 | 6860__A | 40 | 5 | 5 | HOLTSS_9 | ECTRSHLT_9 | FROM_TO | 73521.13 | 73505.8 | 37.0385 | 0 | 1407.196 | 929.267 | -0.00822 | 0.004366 | -0.74916 | 0.099872 | 51.4831 | 47.592 | 0 |  |  | 2830.892 | 10000 | 802.31 | 10000 | 10000 | 10000 | 772.677 | 10000 | 4441.72 | 10000 | Competitive | Non-Competitive | 0 | FALSE | FALSE | 0 | Non-Competitive | 0.8595 | Competitive | 29.5187 | 26.9937 | 2193.75 | 10000 | 42 | 0
SWOVODE8 6860__A TO_FROM | SWOVODE8 | 6860__A | 40 | 5 | 5 | HOLTSS_9 | ECTRSHLT_9 | TO_FROM | 73521.13 | 74295.16 | -50.7327 | 0 | 988.174 | 1563.386 | -0.00158 | 0.015567 | -0.09987 | 0.74916 | -37.0635 | -38.8143 | 3900.13 |  |  | 4115.68 | 966.496 | 2951.634 | 955.45 | 6634.499 | 9183.573 | 3521.978 | 990.363 | 3712.16 | 993.307 | Competitive | Competitive | 1 | FALSE | FALSE | 1 | Non-Competitive | 0.8595 | Competitive | -18.2001 | -20.4612 | 4271.194 | 7568.061 | 42 | 1
SWOVODE8 6865__A FROM_TO | SWOVODE8 | 6865__A | 48 | 5 | 5 | HOLTSS_9 | NTCOWDEN_9 | FROM_TO | 73521.13 | 73533.03 | 30.1202 | 0 | 1301.517 | 988.175 | -0.00485 | 0.002738 | -0.76965 | 0.060336 | 38.8394 | 36.4898 | 0 |  |  | 2980.868 | 10000 | 798.904 | 10000 | 10000 | 10000 | 771.257 | 10000 | 3833.502 | 10000 | Competitive | Competitive | 1 | FALSE | FALSE | 1 | Non-Competitive | 0.734 | Competitive | 32.2722 | 30.7492 | 822.784 | 10000 | 48 | 1
SWOVODE8 6865__A TO_FROM | SWOVODE8 | 6865__A | 48 | 5 | 5 | HOLTSS_9 | NTCOWDEN_9 | TO_FROM | 73521.13 | 74827.28 | -38.3894 | 0 | 835.808 | 1423.08 | -0.00106 | 0.009283 | -0.06034 | 0.76965 | -30.1368 | -30.775 | 3900.13 |  |  | 4109.262 | 962.143 | 3033.133 | 944.625 | 6614.749 | 4852.668 | 3551.78 | 974.468 | 3703.147 | 981.945 | Competitive | Competitive | 1 | FALSE | FALSE | 1 | Non-Competitive | 0.734 | Competitive | -25.4733 | -25.676 | 4249.641 | 976.051 | 48 | 1
SWRDYN8 358T544_1 FROM_TO | SWRDYN8 | 358T544_1 | 38 | 4 | 4 | L_ALTAIR9_1Y | L_STAFHI9_1Y | FROM_TO | 73521.13 | 73480.35 | -101.606 | 0 | 1315.286 | 800.49 | -0.0159 | 0.037119 | -0.39668 | 0.42793 | 53.6656 | -50.5407 | 0 | 8075.444 |  | 4345.051 | 6465.207 | 952.108 | 1278.403 | 7696.8 | 6556.456 | 3432.585 | 2451.122 | 6107.498 | 6810.136 | Competitive | Non-Competitive | 0 | TRUE | FALSE | 1 | Non-Competitive | 1.0545 | Non-Competitive | 44.4887 | -52.0958 | 5739.421 | 6780.731 | 38 | 1
SWRDYN8 358T544_1 TO_FROM | SWRDYN8 | 358T544_1 | 38 | 4 | 4 | L_ALTAIR9_1Y | L_STAFHI9_1Y | TO_FROM | 73521.13 | 73312.21 | -25.8 | 0 | 809.521 | 1315.286 | -0.03712 | 0.015896 | -0.42793 | 0.39668 | 126.6034 | -14.1489 | 0 |  | 8075.444 | 6465.207 | 4345.051 | 1037.256 | 1100.214 | 6556.456 | 7696.8 | 2079.181 | 3663.33 | 6810.136 | 6107.498 | Competitive | Non-Competitive | 0 | TRUE | FALSE | 1 | Non-Competitive | 1.0545 | Non-Competitive | 124.2305 | -2.6162 | 6780.731 | 5739.421 | 38 | 1
SWRDYN8 BLESSI_LAN_CT1_1 FROM_TO | SWRDYN8 | BLESSI_LAN_CT1_1 | 161 | 4 | 4 | BLESSING4A | LAN_CTY4A | FROM_TO | 73521.13 | 73448.66 | -63.035 | 0 | 1121.324 | 5122.804 | -0.31814 | 0.027545 | -0.31942 | 0.098134 | 184.1489 | -51.2456 | 0 | 10000 | 5938.369 | 1707.992 | 8098.344 | 914.709 | 3817.211 | 6870.022 | 8098.344 | 1224.355 | 7643.821 | 1765.582 | 7765.658 | Non-Competitive | Non-Competitive | 0 | TRUE | FALSE | 1 | Non-Competitive | 0.7265 | Non-Competitive | 162.1863 | -83.438 | 2939.894 | 7529.771 | 157 | 1
SWRDYN8 BLESSI_LAN_CT1_1 TO_FROM | SWRDYN8 | BLESSI_LAN_CT1_1 | 161 | 4 | 4 | BLESSING4A | LAN_CTY4A | TO_FROM | 73521.13 | 72484.99 | -168.708 | 0 | 5122.825 | 1149.915 | -0.02755 | 0.31814 | -0.09813 | 0.31942 | 234.8809 | -119.492 | 0 | 5938.369 | 10000 | 8098.344 | 2029.292 | 3817.211 | 1104.747 | 8098.344 | 6870.022 | 7643.821 | 1476.752 | 7765.658 | 2066.571 | Non-Competitive | Non-Competitive | 0 | TRUE | FALSE | 1 | Non-Competitive | 0.7265 | Non-Competitive | 276.0306 | -96.1461 | 7529.771 | 2939.894 | 157 | 1
SWRDYN8 LC_NEW60_A FROM_TO | SWRDYN8 | LC_NEW60_A | 336 | 4 | 4 | NEWGLF608000 | S_LANE__138A | FROM_TO | 73521.13 | 73155.88 | -498.393 | 0 | 2566.624 | 1013.577 | -0.33353 | 0.54874 | -0.33353 | 0.59499 | 401.0493 | -107.403 | 0 | 3355.311 | 3838.133 | 10000 | 10000 | 1981.438 | 1766.167 | 10000 | 10000 | 4002.756 | 7964.435 | 4723.742 | 8470.032 | Non-Competitive | Non-Competitive | 0 | TRUE | FALSE | 1 | Non-Competitive | 0.703 | Non-Competitive | 675.9801 | -29.6283 | 2812.103 | 8171.554 | 478 | 1
SWRDYN8 LC_NEW60_A TO_FROM | SWRDYN8 | LC_NEW60_A | 336 | 4 | 4 | NEWGLF608000 | S_LANE__138A | TO_FROM | 73521.13 | 73173.68 | -256.617 | 0 | 1111.297 | 2763.648 | -0.54874 | 0.33353 | -0.59499 | 0.33353 | 532.2908 | -373.611 | 0 | 3051.076 | 3355.311 | 10000 | 10000 | 1432.373 | 1985.497 | 10000 | 10000 | 7690.469 | 4002.821 | 8214.676 | 4723.742 | Non-Competitive | Non-Competitive | 0 | TRUE | FALSE | 1 | Non-Competitive | 0.703 | Non-Competitive | 509.6639 | -557.714 | 7901.742 | 3297.314 | 478 | 1
SWRDYN8 NEWTGF04_A FROM_TO | SWRDYN8 | NEWTGF04_A | 382 | 4 | 4 | NEWGLF048015 | TXGLF___138A | FROM_TO | 73521.13 | 73441.16 | -530.112 | 0 | 2824.621 | 1103.456 | -0.45119 | 0.14903 | -0.45119 | 0.50256 | 358.8484 | -139.132 | 0 | 4684.625 | 3348.151 | 8797.554 | 7256.049 | 2268.737 | 1686.27 | 10000 | 7256.049 | 4431.875 | 5631.401 | 6384.211 | 5908.262 | Non-Competitive | Competitive | 1 | TRUE | FALSE | 1 | Non-Competitive | 0.6795 | Non-Competitive | 638.6759 | -68.6076 | 3553.328 | 5692.437 | 478 | 0
SWRDYN8 NEWTGF04_A TO_FROM | SWRDYN8 | NEWTGF04_A | 382 | 4 | 4 | NEWGLF048015 | TXGLF___138A | TO_FROM | 73521.13 | 73135.43 | -216.873 | 0 | 1006.276 | 2824.621 | -0.14903 | 0.45119 | -0.50256 | 0.45119 | 564.036 | -314.611 | 0 | 2724.899 | 4684.625 | 7256.049 | 8797.554 | 1386.365 | 2274.359 | 7256.049 | 10000 | 5475.198 | 4432.074 | 5765.173 | 6384.211 | Non-Competitive | Non-Competitive | 0 | TRUE | FALSE | 1 | Non-Competitive | 0.6795 | Non-Competitive | 549.0037 | -487.137 | 5541.865 | 4587.052 | 478 | 1
SWRDYN8 PG_WC_04_A FROM_TO | SWRDYN8 | PG_WC_04_A | 277 | 4 | 4 | PLEDGR__8000 | W_COL___8010 | FROM_TO | 73521.13 | 71514.1 | -224.046 | 0 | 3979.625 | 2435.395 | -0.14913 | 0.45109 | -0.14913 | 0.57707 | 556.8548 | -321.791 | 0 | 2729.733 | 4684.667 | 7255.908 | 8796.731 | 1397.845 | 2251.448 | 7255.908 | 10000 | 5483.273 | 4410.498 | 5768.452 | 6377.285 | Non-Competitive | Non-Competitive | 0 | TRUE | FALSE | 1 | Non-Competitive | 0.703 | Non-Competitive | 541.8267 | -494.35 | 5544.989 | 4560.664 | 478 | 1
SWRDYN8 PG_WC_04_A TO_FROM | SWRDYN8 | PG_WC_04_A | 277 | 4 | 4 | PLEDGR__8000 | W_COL___8010 | TO_FROM | 73521.13 | 73264.22 | -415.933 | 0 | 2156.035 | 3979.642 | -0.45109 | 0.14913 | -0.57707 | 0.14913 | 366.0366 | -131.93 | 0 | 4684.667 | 3352.477 | 8796.731 | 7255.908 | 2245.194 | 1697.275 | 10000 | 7255.908 | 4410.246 | 5638.208 | 6377.285 | 5910.694 | Non-Competitive | Non-Competitive | 0 | TRUE | FALSE | 1 | Non-Competitive | 0.703 | Non-Competitive | 645.8586 | -61.4367 | 3534.435 | 5694.855 | 478 | 1
SW_BUVA8 UVALDE_69A1 FROM_TO | SW_BUVA8 | UVALDE_69A1 | 40.7 | 1 | 1 | UVALDE2A | UVALDE4A | FROM_TO | 73521.13 | 73777.83 | -26.2118 | 0 | 918.381 | 1000.081 | -0.05136 | 0.002884 | -0.15255 | 0.60734 | 1.6472 | -10.6166 | 0 |  | 10000 | 3024.901 | 10000 | 1223.833 | 2101.852 | 3132.543 | 10000 | 1773.462 | 9453.648 | 2234.008 | 10000 | Competitive | Competitive | 1 | TRUE | FALSE | 1 | Non-Competitive | 0.7035 | Competitive | -4.1359 | -32.6355 | 2624.874 | 10000 | 40.7 | 1
SW_BUVA8 UVALDE_69A1 TO_FROM | SW_BUVA8 | UVALDE_69A1 | 40.7 | 1 | 1 | UVALDE2A | UVALDE4A | TO_FROM | 73521.13 | 73541.56 | -1.7213 | 0 | 1011.753 | 918.381 | -0.00288 | 0.051362 | -0.60734 | 0.15255 | 28.2927 | 1.8136 | 0 | 10000 |  | 7608.606 | 4338.734 | 1157.632 | 1479.603 | 10000 | 5000 | 7245.357 | 2731.347 | 8967.338 | 4668.773 | Competitive | Competitive | 1 | TRUE | FALSE | 1 | Non-Competitive | 0.7035 | Non-Competitive | 55.2517 | 14.2609 | 10000 | 3666.201 | 40.7 | 0
SX3BRA8 E1_M1_1 FROM_TO | SX3BRA8 | E1_M1_1 | 214 | 1 | 1 | FIVE_PTS | WSTSIDE | FROM_TO | 73521.13 | 73729.27 | 86.0265 | 0 | 1027.103 | 810.168 | -0.07302 | 0.14905 | -0.30283 | 0.45764 | 149.7691 | 9.573 | 0 | 10000 | 8751.545 | 10000 | 10000 | 7904.402 | 6331.548 | 10000 | 10000 | 9977.486 | 9216.949 | 10000 | 9413.419 | Competitive | Competitive | 1 | TRUE | FALSE | 1 | Non-Competitive | 0.695 | Competitive | 148.1876 | 4.8408 | 10000 | 9250.611 | 213 | 1
SX3BRA8 E1_M1_1 TO_FROM | SX3BRA8 | E1_M1_1 | 214 | 1 | 1 | FIVE_PTS | WSTSIDE | TO_FROM | 73521.13 | 73641.63 | -282.255 | 0 | 835.685 | 1036.408 | -0.14905 | 0.073021 | -0.45764 | 0.30283 | 158.9166 | -40.9989 | 0 | 8751.545 | 10000 | 10000 | 10000 | 4850.649 | 7940.373 | 10000 | 10000 | 8871.29 | 9977.622 | 9413.419 | 10000 | Competitive | Competitive | 1 | TRUE | FALSE | 1 | Non-Competitive | 0.695 | Competitive | 157.1632 | -36.2284 | 9250.611 | 10000 | 213 | 1
SX3CAL8 E1_M1_1 FROM_TO | SX3CAL8 | E1_M1_1 | 214 | 1 | 1 | FIVE_PTS | WSTSIDE | FROM_TO | 73521.13 | 73725.17 | 87.2661 | 0 | 1081.237 | 835.685 | -0.073 | 0.14907 | -0.30281 | 0.45765 | 151.0113 | 10.8214 | 0 | 10000 | 8751.941 | 10000 | 10000 | 7831.865 | 6382.003 | 10000 | 10000 | 9976.91 | 9219.401 | 10000 | 9413.867 | Competitive | Competitive | 1 | TRUE | FALSE | 1 | Non-Competitive | 0.7265 | Competitive | 149.3932 | 6.0437 | 10000 | 9251.054 | 213 | 1
SX3CAL8 E1_M1_1 TO_FROM | SX3CAL8 | E1_M1_1 | 214 | 1 | 1 | FIVE_PTS | WSTSIDE | TO_FROM | 73521.13 | 73644.34 | -283.495 | 0 | 810.168 | 1081.237 | -0.14907 | 0.073004 | -0.45765 | 0.30281 | 157.6763 | -42.2392 | 0 | 8751.941 | 10000 | 10000 | 10000 | 4892.131 | 7868.839 | 10000 | 10000 | 8875.451 | 9977.058 | 9413.867 | 10000 | Competitive | Competitive | 1 | TRUE | FALSE | 1 | Non-Competitive | 0.7265 | Competitive | 155.9589 | -37.4312 | 9251.054 | 10000 | 213 | 1
SYOACUE8 542T542_1 FROM_TO | SYOACUE8 | 542T542_1 | 28 | 1 | 1 | L_CUERHY9_1Y | L_CUERO_9_1Y | FROM_TO | 73521.13 | 73524.16 | -22.3226 | 0 | 1077.506 | 1438.207 | -0.01381 | 0.003774 | -0.34117 | 0.59452 | 26.8909 | -18.5196 | 0 |  |  | 7704.137 | 2591.932 | 1331.296 | 951.385 | 8450.131 | 3363.267 | 4326.693 | 1579.284 | 8283.448 | 2501.388 | Competitive | Competitive | 1 | FALSE | FALSE | 1 | Non-Competitive | 0.7655 | Competitive | 25.0083 | -17.3269 | 8355.635 | 2508.337 | 26.7 | 1
SYOACUE8 542T542_1 TO_FROM | SYOACUE8 | 542T542_1 | 28 | 1 | 1 | L_CUERHY9_1Y | L_CUERO_9_1Y | TO_FROM | 73521.13 | 73522.44 | -18.8661 | 0 | 1406.358 | 1095.176 | -0.00377 | 0.013808 | -0.59452 | 0.34118 | 25.9812 | -1.3427 | 0 |  |  | 2591.932 | 7788.991 | 802.9 | 1654.628 | 3363.267 | 8450.131 | 1426.091 | 4949.391 | 2501.388 | 8332.503 | Competitive | Competitive | 1 | FALSE | FALSE | 1 | Non-Competitive | 0.7655 | Competitive | 25.4051 | -0.49182 | 2508.337 | 8401.414 | 26.7 | 1
SZEPCMN8 DOW_RISN_1 FROM_TO | SZEPCMN8 | DOW_RISN_1 | 31 | 2 | 2 | DOWNING | RISINGSTAR | FROM_TO | 73521.13 | 73501.91 | -21.1943 | 0 | 1942.224 | 1048.825 | -0.00852 | 0.00967 | -0.5351 | 0.14765 | 37.983 | 10.5047 | 0 |  |  | 5000.152 | 10000 | 1680.118 | 1227.534 | 8060.34 | 10000 | 2361.535 | 4034.844 | 5685.192 | 10000 | Competitive | Non-Competitive | 0 | FALSE | FALSE | 1 | Non-Competitive | 0.836 | Non-Competitive | 38.6616 | 8.5135 | 5809.756 | 10000 | 31 | 1
SZEPCMN8 DOW_RISN_1 TO_FROM | SZEPCMN8 | DOW_RISN_1 | 31 | 2 | 2 | DOWNING | RISINGSTAR | TO_FROM | 73521.13 | 73599.89 | -26.2898 | 0 | 1061.975 | 1942.224 | -0.00665 | 0.008516 | -0.14765 | 0.5351 | 18.8093 | -26.3126 | 0 |  |  | 10000 | 7610.276 | 936.865 | 1856.225 | 10000 | 10000 | 3100.939 | 2809.147 | 10000 | 8279.71 | Competitive | Competitive | 1 | FALSE | FALSE | 1 | Non-Competitive | 0.836 | Competitive | 9.7304 | -23.8328 | 10000 | 8127.176 | 31 | 1
SZORMAR5 419T419_1 FROM_TO | SZORMAR5 | 419T419_1 | 1135 | 1 | 1 | L_MARION5_1Y | L_CLEASP5_1Y | FROM_TO | 73521.13 | 72891.18 | -3562.46 | 0 | 1199.913 | 1115.632 | -0.38031 | 0.45304 | -0.38031 | 0.45304 | 1166.319 | 495.0064 | 2359.03 | 1868.319 | 1311.751 | 2514.438 | 2053.051 | 1786.774 | 1311.71 | 2689.691 | 5046.679 | 2593.867 | 1336.458 | 2599.367 | 1336.458 | Competitive | Non-Competitive | 0 | TRUE | FALSE | 1 | Non-Competitive | 0.8205 | Competitive | 1013.509 | 467.6119 | 2646.466 | 1329.854 | 1103 | 0
SZORMAR5 419T419_1 TO_FROM | SZORMAR5 | 419T419_1 | 1135 | 1 | 1 | L_MARION5_1Y | L_CLEASP5_1Y | TO_FROM | 73521.13 | 63488.67 | -820.979 | 0 | 1115.632 | 1199.913 | -0.45304 | 0.38031 | -0.45304 | 0.38031 | 5490.334 | 1185.313 | 0 | 1063.459 | 2174.334 | 2053.051 | 2858.217 | 1063.431 | 2066.252 | 5046.679 | 3071.429 | 1126.835 | 2915.128 | 1126.835 | 2921.965 | Competitive | Non-Competitive | 0 | TRUE | FALSE | 0 | Non-Competitive | 0.8205 | Non-Competitive | 5319.89 | 1476.603 | 1149.805 | 2974 | 1103 | 1
UCOLCOL1 BLESSI_LOLITA1_1 FROM_TO | UCOLCOL1 | BLESSI_LOLITA1_1 | 211 | 0 | 0 | BLESSING4A | LOLITA4A | FROM_TO | 73521.13 | 72004.53 | -55.5663 | 0 | 2006.358 | 916.443 | -0.30529 | 0.048276 | -0.41939 | 0.13192 | 851.2564 | 164.6128 | 0 | 1593.034 | 1671.008 | 1900.399 | 5281.435 | 1266.928 | 1284.081 | 1499.152 | 6356.609 | 1434.446 | 4422.928 | 1654.115 | 4614.828 | Competitive | Non-Competitive | 0 | TRUE | FALSE | 1 | Non-Competitive | 0.773 | Non-Competitive | 851.3304 | 205.6982 | 1615.288 | 4636.563 | 211 | 1
UCOLCOL1 BLESSI_LOLITA1_1 TO_FROM | UCOLCOL1 | BLESSI_LOLITA1_1 | 211 | 0 | 0 | BLESSING4A | LOLITA4A | TO_FROM | 73521.13 | 74750.74 | -659.318 | 0 | 916.444 | 2006.358 | -0.04828 | 0.30529 | -0.13192 | 0.41939 | -69.9231 | -331.001 | 0 | 1203.278 | 1805.583 | 5281.435 | 2033.977 | 1040.489 | 1398.006 | 6356.609 | 1743.331 | 3963.14 | 1545.849 | 4134.048 | 1777.756 | Competitive | Competitive | 1 | TRUE | FALSE | 1 | Non-Competitive | 0.773 | Competitive | -88.8571 | -145.832 | 4180.238 | 1829.698 | 211 | 1
UDO8DOW1 DOW69_1 FROM_TO | UDO8DOW1 | DOW69_1 | 129 | 0 | 0 | DOWGEN_2_8 | DOWGEN_3_8 | FROM_TO | 73521.13 | -24521.6 | -165.087 | 0 | 10000 | 787.793 | -0.00224 | 0.99775 | -0.00224 | 0.99775 | 184.3644 | 197.0422 | 5643.83 | 10000 |  | 10000 | 926.456 | 10000 | 926.456 | 10000 | 926.456 | 10000 | 926.456 | 10000 | 926.456 | Non-Competitive | Non-Competitive | 0 | TRUE | FALSE | 0 | Non-Competitive | 0.789 | Non-Competitive | 184.3466 | 200.0809 | 10000 | 927.482 | 129 | 1
UDO8DOW1 DOW69_1 TO_FROM | UDO8DOW1 | DOW69_1 | 129 | 0 | 0 | DOWGEN_2_8 | DOWGEN_3_8 | TO_FROM | 73521.13 | 73483.99 | 165.318 | 0 | 787.793 | 10000 | -0.99776 | 0.002245 | -0.99776 | 0.002245 | 166.0564 | 165.2499 | 0 |  | 10000 | 787.793 | 10000 | 787.793 | 10000 | 787.793 | 10000 | 787.793 | 10000 | 787.793 | 10000 | Non-Competitive | Non-Competitive | 0 | TRUE | FALSE | 0 | Non-Competitive | 0.789 | Non-Competitive | 165.033 | 166.637 | 793.085 | 10000 | 129 | 1
UFO1FOR1 VICTOR_V_DUPS1_1 FROM_TO | UFO1FOR1 | VICTOR_V_DUPS1_1 | 206 | 0 | 0 | V_DUPSW4A | VICTORIA4A | FROM_TO | 73521.13 | 78010.45 | -282.27 | 0 | 3314.943 | 1474.895 | -0.02713 | 0.39307 | -0.05176 | 0.39307 | -13.4398 | -206.186 | 0 | 3252.55 | 10000 | 3252.55 | 9588.702 | 2405.25 | 987.744 | 7110.263 | 10000 | 3493.366 | 2078.625 | 3548.463 | 9798.52 | Competitive | Competitive | 1 | TRUE | FALSE | 1 | Non-Competitive | 0.836 | Competitive | -24.9441 | -203.455 | 3550.037 | 9766.433 | 216 | 1
UFO1FOR1 VICTOR_V_DUPS1_1 TO_FROM | UFO1FOR1 | VICTOR_V_DUPS1_1 | 206 | 0 | 0 | V_DUPSW4A | VICTORIA4A | TO_FROM | 73521.13 | 73353.14 | 76.4483 | 0 | 1502.914 | 3314.94 | -0.39307 | 0.027132 | -0.39307 | 0.051757 | 272.0328 | 61.1742 | 0 | 10000 | 3252.55 | 9588.702 | 3252.55 | 823.307 | 2556.275 | 10000 | 7110.263 | 1717.894 | 3502.721 | 9798.52 | 3548.463 | Non-Competitive | Non-Competitive | 0 | TRUE | FALSE | 1 | Non-Competitive | 0.836 | Non-Competitive | 266.0525 | 58.7555 | 9766.433 | 3550.037 | 216 | 1
XARA89 ROCKPORT_69A1 FROM_TO | XARA89 | ROCKPORT_69A1 | 102 | 1 | 1 | ROCKPORT2A | ROCKPORT4A | FROM_TO | 73521.13 | 74566.58 | -83.955 | 0 | 1105.251 | 1714.654 | -0.01768 | 0.011483 | -0.15162 | 0.56662 | -57.8945 | -75.0285 | 0 |  |  | 10000 | 5644.313 | 4554.606 | 827.704 | 10000 | 5644.313 | 7375.221 | 2971.089 | 10000 | 5644.313 | Competitive | Competitive | 1 | FALSE | FALSE | 1 | Non-Competitive | 0.7185 | Competitive | -58.3702 | -72.597 | 10000 | 5644.313 | 102.3 | 1
XARA89 ROCKPORT_69A1 TO_FROM | XARA89 | ROCKPORT_69A1 | 102 | 1 | 1 | ROCKPORT2A | ROCKPORT4A | TO_FROM | 73521.13 | 73549.5 | 56.1582 | 0 | 1714.654 | 965.72 | -0.01148 | 0.017684 | -0.56662 | 0.15162 | 85.757 | 61.2475 | 0 |  |  | 3574.604 | 10000 | 703.395 | 5032.185 | 5644.313 | 10000 | 2360.264 | 7412.274 | 4377.636 | 10000 | Competitive | Competitive | 1 | FALSE | FALSE | 1 | Non-Competitive | 0.7185 | Competitive | 82.7696 | 61.4407 | 4454.236 | 10000 | 102.3 | 1
XASH89 CRYSTA_TURTLC1_1 FROM_TO | XASH89 | CRYSTA_TURTLC1_1 | 38 | 1 | 1 | CRYSTAL2A | TURTLECK2A | FROM_TO | 73521.13 | 94738.8 | -30.078 | 0 | 783.088 | 0 | -0.00041 | 0 | -0.00041 | 0.99959 | -30.0517 | -27.7432 | 5643.83 |  |  |  | 920.068 |  | 920.068 |  | 920.068 |  | 920.068 | 0 | 920.068 | Competitive | Competitive | 1 | FALSE | TRUE | 1 | Non-Competitive | 0.797 | Competitive | -30.055 | -27.1899 | 0 | 921.083 | 38 | 1
XASH89 CRYSTA_TURTLC1_1 TO_FROM | XASH89 | CRYSTA_TURTLC1_1 | 38 | 1 | 1 | CRYSTAL2A | TURTLECK2A | TO_FROM | 73521.13 | 73529.05 | 30.0877 | 0 | 0 | 783.088 | 0 | 0.000409 | -0.99959 | 0.000409 | 30.0882 | 30.0936 | 0 |  |  | 783.088 |  | 783.088 |  | 783.088 |  | 783.088 |  | 783.088 | 0 | Competitive | Competitive | 1 | FALSE | TRUE | 1 | Non-Competitive | 0.797 | Competitive | 30.1913 | 30.0514 | 788.325 | 0 | 38 | 1
XATK89 NAL_BRIR_1 FROM_TO | XATK89 | NAL_BRIR_1 | 45 | 1 | 1 | BRYN_NALL | BRYN_BRCREST | FROM_TO | 73521.13 | 73514.91 | -2.2394 | 0 | 2523.818 | 677.112 | -0.32703 | 0.000932 | -0.68035 | 0.18378 | 49.235 | 44.5616 | 0 |  | 10000 | 801.346 | 10000 | 801.346 | 9964.427 | 787.639 | 10000 | 835.859 | 9999.767 | 835.859 | 10000 | Non-Competitive | Non-Competitive | 0 | TRUE | FALSE | 1 | Non-Competitive | 0.789 | Competitive | 49.2854 | 45.745 | 829.688 | 10000 | 113 | 0
XATK89 NAL_BRIR_1 TO_FROM | XATK89 | NAL_BRIR_1 | 45 | 1 | 1 | BRYN_NALL | BRYN_BRCREST | TO_FROM | 73521.13 | 73746.92 | -48.1434 | 0 | 736.781 | 2863.689 | -0.00093 | 0.32703 | -0.18378 | 0.68035 | 1.0535 | 2.2725 | 1371.83 | 10000 |  | 10000 | 936.965 | 9964.427 | 936.965 | 10000 | 920.722 | 9999.767 | 971.713 | 10000 | 971.713 | Competitive | Competitive | 1 | TRUE | FALSE | 1 | Non-Competitive | 0.789 | Competitive | 1.0513 | 2.9365 | 10000 | 969.921 | 113 | 1
XAU2S58 AUSTRO_AT2H FROM_TO | XAU2S58 | AUSTRO_AT2H | 480 | 3 | 3 | L_AUSTRO5_1Y | AUSTRO2_1KV | FROM_TO | 73521.13 | 72669.94 | 347.1547 | 0 | 1803.037 | 4828.756 | -0.31952 | 0.031103 | -0.32292 | 0.078919 | 756.8611 | 361.2395 | 0 | 3491.069 | 4857.169 | 1509.262 | 5337.294 | 1003.299 | 4857.169 | 3147.432 | 9085.191 | 1132.816 | 4979.467 | 1386.112 | 4979.467 | Non-Competitive | Non-Competitive | 0 | TRUE | FALSE | 1 | Non-Competitive | 0.7345 | #N/A | #N/A | #N/A | #N/A | #N/A | #N/A | #N/A
XAU2S58 AUSTRO_AT2H TO_FROM | XAU2S58 | AUSTRO_AT2H | 480 | 3 | 3 | L_AUSTRO5_1Y | AUSTRO2_1KV | TO_FROM | 73521.13 | 82084.94 | -762.417 | 0 | 4828.756 | 1686.849 | -0.0311 | 0.31952 | -0.07892 | 0.32292 | -180.742 | -231.531 | 485.63 | 4857.169 | 3491.069 | 5337.294 | 1571.552 | 4832.187 | 1092.326 | 9085.191 | 3147.432 | 4979.291 | 1189 | 4979.467 | 1431.85 | Competitive | Competitive | 1 | TRUE | FALSE | 1 | Non-Competitive | 0.7345 | #N/A | #N/A | #N/A | #N/A | #N/A | #N/A | #N/A
XB2I58 JN_AT3L FROM_TO | XB2I58 | JN_AT3L | 717 | 3 | 3 | JENETA__138A | 49182_STAR | FROM_TO | 73521.13 | 74500.73 | -750.891 | 0 | 1930.015 | 1488.021 | -0.03199 | 0.062497 | -0.90157 | 0.22885 | -188.132 | -487.24 | 1371.83 | 6531.501 | 6230.081 | 6531.501 | 1566.626 | 4045.689 | 1019.977 | 9567.51 | 3182.58 | 6763.743 | 1441.083 | 7961.247 | 2176.276 | Competitive | Competitive | 1 | TRUE | FALSE | 1 | Non-Competitive | 0.742 | #N/A | #N/A | #N/A | #N/A | #N/A | #N/A | #N/A
XB2I58 JN_AT3L TO_FROM | XB2I58 | JN_AT3L | 717 | 3 | 3 | JENETA__138A | 49182_STAR | TO_FROM | 73521.13 | 73329.34 | 407.0575 | 0 | 1488.021 | 2222.437 | -0.0625 | 0.031993 | -0.22885 | 0.90157 | 760.8904 | 437.0841 | 0 | 6230.081 | 6531.501 | 1315.877 | 6531.501 | 855.567 | 4045.689 | 2733.61 | 9567.51 | 1204.093 | 6763.743 | 1850.033 | 7961.247 | Non-Competitive | Non-Competitive | 0 | TRUE | FALSE | 1 | Non-Competitive | 0.742 | #N/A | #N/A | #N/A | #N/A | #N/A | #N/A | #N/A
XBA2N89 BANDER_5AT2 FROM_TO | XBA2N89 | BANDER_5AT2 | 44 | 1 | 1 | L_BANDER9_1Y | L_BANDER8_1Y | FROM_TO | 73521.13 | 73473.5 | -69.6269 | 0 | 845.237 | 1536.578 | -0.00339 | 0.026421 | -0.02841 | 0.84214 | 44.6161 | -43.7556 | 0 | 6015.772 |  | 1930.733 | 1802.701 | 725.803 | 1128.557 | 2783.099 | 2493.429 | 1102.691 | 1606.566 | 1881.56 | 2279.367 | Competitive | Non-Competitive | 0 | TRUE | FALSE | 1 | Non-Competitive | 0.7345 | Non-Competitive | 45.6076 | 28.1252 | 5193.43 | 10000 | 44 | 1
XBA2N89 BANDER_5AT2 TO_FROM | XBA2N89 | BANDER_5AT2 | 44 | 1 | 1 | L_BANDER9_1Y | L_BANDER8_1Y | TO_FROM | 73521.13 | 73493.67 | -22.3328 | 0 | 1536.578 | 845.24 | -0.02642 | 0.005966 | -0.84214 | 0.028412 | 67.0808 | 14.0392 | 0 |  | 10000 | 2574.897 | 10000 | 1005.625 | 1493.228 | 3966.004 | 10000 | 1468.479 | 3624.45 | 2665.032 | 10000 | Competitive | Non-Competitive | 0 | TRUE | FALSE | 1 | Non-Competitive | 0.7345 | Competitive | -17.5455 | -38.9176 | 7582.486 | 2751.061 | 44 | 0
XBA3T89 2585_1 FROM_TO | XBA3T89 | 2585_1 | 122 | 1 | 1 | MOORESUB8 | DOWNIESUB8 | FROM_TO | 73521.13 | 73451.47 | -86.6652 | 0 | 1142.08 | 959.457 | -0.14153 | 0.040627 | -0.38357 | 0.11121 | 148.6343 | 1.5581 | 0 | 10000 | 10000 | 10000 | 10000 | 1101.416 | 1450.776 | 10000 | 10000 | 2558.675 | 5764.793 | 10000 | 10000 | Competitive | Non-Competitive | 0 | TRUE | FALSE | 1 | Non-Competitive | 0.7035 | Competitive | 89.5322 | -5.4791 | 10000 | 10000 | 122 | 0
XBA3T89 2585_1 TO_FROM | XBA3T89 | 2585_1 | 122 | 1 | 1 | MOORESUB8 | DOWNIESUB8 | TO_FROM | 73521.13 | 73266.93 | -147.351 | 0 | 959.456 | 1195.92 | -0.04063 | 0.14153 | -0.11121 | 0.38357 | 148.4306 | -114.066 | 0 | 1876.59 | 10000 | 6099.151 | 10000 | 750.827 | 1216.857 | 6099.151 | 10000 | 1783.216 | 2744.927 | 2809.737 | 10000 | Competitive | Non-Competitive | 0 | TRUE | FALSE | 1 | Non-Competitive | 0.7035 | Competitive | 83.778 | -56.127 | 5371.325 | 10000 | 122 | 0
XBA3T89 ASHERTON_69A1 FROM_TO | XBA3T89 | ASHERTON_69A1 | 40.7 | 1 | 1 | ASHERTON2A | ASHERTON4A | FROM_TO | 73521.13 | 74454.87 | -31.3378 | 0 | 970.638 | 1128.63 | -0.00942 | 0.000798 | -0.05867 | 0.75257 | -16.1953 | -26.3594 | 0 |  |  | 4619.34 | 4258.957 | 3799.504 | 791.341 | 3775.113 | 4258.957 | 3474.249 | 1826.9 | 3887.682 | 4571.651 | Competitive | Competitive | 1 | FALSE | FALSE | 1 | Non-Competitive | 0.719 | Competitive | -10.7914 | -23.9236 | 10000 | 3371.057 | 40.7 | 1
XBA3T89 ASHERTON_69A1 TO_FROM | XBA3T89 | ASHERTON_69A1 | 40.7 | 1 | 1 | ASHERTON2A | ASHERTON4A | TO_FROM | 73521.13 | 73532.46 | 15.3361 | 0 | 1179.54 | 835.981 | -0.00068 | 0.030785 | -0.75257 | 0.058673 | 32.1769 | 17.9571 | 0 | 10000 |  | 10000 | 7098.85 | 649.945 | 7975.14 | 10000 | 6060.05 | 3246.167 | 7143.702 | 10000 | 6270.2 | Competitive | Competitive | 1 | TRUE | FALSE | 1 | Non-Competitive | 0.719 | Competitive | 36.7375 | 13.3183 | 10000 | 10000 | 40.7 | 1
XBA3T89 UVALDE_69A1 FROM_TO | XBA3T89 | UVALDE_69A1 | 40.7 | 1 | 1 | UVALDE2A | UVALDE4A | FROM_TO | 73521.13 | 73837.58 | -29.2617 | 0 | 995.591 | 1217.421 | -0.03035 | 0.005054 | -0.09123 | 0.65725 | 11.8985 | -16.2524 | 0 |  | 10000 | 10000 | 10000 | 917.045 | 1373.226 | 10000 | 10000 | 1396.838 | 7990.273 | 10000 | 10000 | Competitive | Competitive | 1 | TRUE | FALSE | 1 | Non-Competitive | 0.7035 | Competitive | -11.7735 | -26.3903 | 3705.162 | 10000 | 40.7 | 1
XBA3T89 UVALDE_69A1 TO_FROM | XBA3T89 | UVALDE_69A1 | 40.7 | 1 | 1 | UVALDE2A | UVALDE4A | TO_FROM | 73521.13 | 73538.38 | -3.7862 | 0 | 1173.313 | 990.811 | -0.0009 | 0.030348 | -0.65725 | 0.091231 | 29.3106 | 25.4484 | 3245.23 | 10000 |  | 8574.383 | 1861.326 | 1168.866 | 1550.966 | 8337.957 | 2129.214 | 6752.435 | 1568.902 | 8721.15 | 1847.513 | Competitive | Competitive | 1 | TRUE | FALSE | 1 | Non-Competitive | 0.7035 | Non-Competitive | 44.2649 | 17.3621 | 8894.44 | 3828.051 | 40.7 | 0
XBAL89 ABCG_ABSO1_1 FROM_TO | XBAL89 | ABCG_ABSO1_1 | 94 | 1 | 1 | ABSO2A | ABCG2A | FROM_TO | 73521.13 | 73569.12 | 9.3934 | 0 | 909.216 | 1053.241 | -0.00243 | 0.011675 | -0.91069 | 0.043471 | 50.2962 | 21.7903 | 0 |  |  | 2639.91 | 6329.049 | 910.683 | 1687.884 | 3020.826 | 10000 | 1041.942 | 3192.061 | 3331.559 | 5095.051 | Competitive | Competitive | 1 | FALSE | FALSE | 1 | Non-Competitive | 0.7185 | Competitive | 47.4022 | 23.6029 | 3565.667 | 5042.38 | 94 | 1
XBAL89 ABCG_ABSO1_1 TO_FROM | XBAL89 | ABCG_ABSO1_1 | 94 | 1 | 1 | ABSO2A | ABCG2A | TO_FROM | 73521.13 | 75965.51 | -41.7949 | 0 | 1066.913 | 719.711 | -0.00291 | 0.008355 | -0.04347 | 0.91069 | -11.0654 | -17.4991 | 678.83 |  |  | 8442.72 | 1796.692 | 1091.756 | 1473.107 | 10000 | 4626.433 | 4743.471 | 1872.702 | 9232.661 | 2080.014 | Competitive | Competitive | 1 | FALSE | FALSE | 1 | Non-Competitive | 0.7185 | Competitive | -12.7059 | -16.727 | 9115.141 | 2679.659 | 94 | 1
XBAR89 ALMC_69T1 FROM_TO | XBAR89 | ALMC_69T1 | 33.3 | 1 | 1 | ALMC2A | ALMC4A | FROM_TO | 73521.13 | 73815.33 | -19.9138 | 0 | 1326.158 | 1074.287 | -0.00412 | 0.006826 | -0.13179 | 0.34512 | -5.8351 | -6.5006 | 3962.63 |  |  | 3356.328 | 10000 | 3115.306 | 1257.243 | 3356.328 | 10000 | 3376.259 | 4801.81 | 3419.569 | 10000 | Competitive | Competitive | 1 | FALSE | FALSE | 1 | Non-Competitive | 0.7265 | Competitive | -7.743 | -7.4874 | 3809.477 | 10000 | 33.3 | 1
XBAR89 ALMC_69T1 TO_FROM | XBAR89 | ALMC_69T1 | 33.3 | 1 | 1 | ALMC2A | ALMC4A | TO_FROM | 73521.13 | 73551.09 | 6.1005 | 0 | 1074.287 | 1176.206 | -0.00159 | 0.004125 | -0.34512 | 0.13179 | 22.9606 | 14.6901 | 0 |  |  | 4641.18 | 10000 | 955.464 | 9891.566 | 4641.18 | 10000 | 2712.531 | 9999.608 | 4826.044 | 10000 | Competitive | Competitive | 1 | FALSE | FALSE | 1 | Non-Competitive | 0.7265 | Competitive | 20.946 | 14.4748 | 5810.934 | 10000 | 33.3 | 1
XBE2L89 GLIDDE_3AT1 FROM_TO | XBE2L89 | GLIDDE_3AT1 | 49 | 1 | 1 | L_GLIDDE9_1Y | L_GLIDDE8_1Y | FROM_TO | 73521.13 | 75396.33 | -72.5686 | 0 | 1293.049 | 868.849 | -0.00708 | 0.013438 | -0.03606 | 0.75117 | -16.2307 | -51.841 | 0 |  |  | 2467.056 | 5127.286 | 720.076 | 1213.041 | 10000 | 6541.325 | 923.664 | 1774.431 | 2154.711 | 5604.053 | Competitive | Competitive | 1 | FALSE | FALSE | 1 | Non-Competitive | 0.727 | Competitive | -9.6157 | -48.2828 | 3236.687 | 5649.082 | 45 | 1
XBE2L89 GLIDDE_3AT1 TO_FROM | XBE2L89 | GLIDDE_3AT1 | 49 | 1 | 1 | L_GLIDDE9_1Y | L_GLIDDE8_1Y | TO_FROM | 73521.13 | 73476.19 | 27.3587 | 0 | 795.151 | 1317.369 | -0.01344 | 0.007079 | -0.75117 | 0.036057 | 82.7537 | 25.8287 | 0 |  |  | 5127.286 | 2467.056 | 989.433 | 861.435 | 6541.325 | 10000 | 1466.836 | 1053.633 | 5604.053 | 2154.711 | Competitive | Non-Competitive | 0 | FALSE | FALSE | 1 | Non-Competitive | 0.727 | Non-Competitive | 80.8014 | 24.9884 | 5649.082 | 3236.687 | 45 | 1
XBL2U58 NICOLE_OAKC1_1 FROM_TO | XBL2U58 | NICOLE_OAKC1_1 | 275 | 3 | 3 | OAKC4A | NICOLE4A | FROM_TO | 73521.13 | 74545.37 | -186.193 | 0 | 1193.627 | 776.466 | -0.00561 | 0.053655 | -0.31596 | 0.64318 | -48.5637 | -82.33 | 0 | 7062.515 |  | 4248.929 | 3217.994 | 1235.336 | 857.205 | 10000 | 3503.776 | 2085.471 | 941.143 | 6105.131 | 3300.534 | Competitive | Competitive | 1 | TRUE | FALSE | 1 | Non-Competitive | 0.7185 | Competitive | -54.7954 | -91.1414 | 2740.8 | 3408.687 | 857 | 1
XBL2U58 NICOLE_OAKC1_1 TO_FROM | XBL2U58 | NICOLE_OAKC1_1 | 275 | 3 | 3 | OAKC4A | NICOLE4A | TO_FROM | 73521.13 | 73654.37 | 53.9986 | 0 | 721.553 | 1333.942 | -0.02291 | 0.31596 | -0.64318 | 0.31596 | 189.1258 | 66.7269 | 0 | 5827.811 | 10000 | 10000 | 10000 | 1104.906 | 3325.237 | 10000 | 10000 | 7985.474 | 3956.755 | 8298.888 | 10000 | Competitive | Competitive | 1 | TRUE | FALSE | 1 | Non-Competitive | 0.7185 | Competitive | 195.6918 | 76.7737 | 8327.196 | 10000 | 857 | 1
XBL2U58 NICOLE_ORNT1_1 FROM_TO | XBL2U58 | NICOLE_ORNT1_1 | 135 | 3 | 3 | NICOLE4A | ORNT4A | FROM_TO | 73521.13 | 73557.26 | -76.4154 | 0 | 1384.761 | 1017.983 | -0.01604 | 0.18566 | -0.29958 | 0.18566 | 123.3023 | -13.4759 | 0 | 4635.147 |  | 10000 | 10000 | 1257.572 | 949.329 | 10000 | 10000 | 7099.961 | 1362.265 | 7769.422 | 10000 | Competitive | Competitive | 1 | TRUE | FALSE | 1 | Non-Competitive | 0.7575 | Competitive | 111.539 | -4.8609 | 8171.802 | 10000 | 135 | 1
XBL2U58 NICOLE_ORNT1_1 TO_FROM | XBL2U58 | NICOLE_ORNT1_1 | 135 | 3 | 3 | NICOLE4A | ORNT4A | TO_FROM | 73521.13 | 73860.93 | -93.7637 | 0 | 1017.983 | 1384.76 | -0.00743 | 0.054117 | -0.18566 | 0.29958 | 72.3687 | 34.0052 | 0 | 10000 |  | 10000 | 2550.467 | 997.114 | 1903.345 | 10000 | 2229.73 | 3400.012 | 1891.693 | 10000 | 2308.696 | Competitive | Competitive | 1 | TRUE | FALSE | 1 | Non-Competitive | 0.7575 | Competitive | 59.3405 | 38.8923 | 10000 | 2030.229 | 135 | 1
XCA2G58 CAGNON_MR3H FROM_TO | XCA2G58 | CAGNON_MR3H | 600 | 3 | 3 | CAGNON_5 | CAGSTAR3 | FROM_TO | 73521.13 | 73134.3 | 665.1932 | 0 | 1262.805 | 1183.084 | -0.20833 | 0.052402 | -0.8623 | 0.13923 | 937.7904 | 736.9756 | 0 | 5346.666 | 8988.931 | 5346.666 | 9082.674 | 813.515 | 8944.045 | 5346.666 | 10000 | 1175.654 | 9515.938 | 5487.335 | 9517.859 | Non-Competitive | Non-Competitive | 0 | TRUE | FALSE | 0 | Non-Competitive | 0.7655 | #N/A | #N/A | #N/A | #N/A | #N/A | #N/A | #N/A
XCA2G58 CAGNON_MR3H TO_FROM | XCA2G58 | CAGNON_MR3H | 600 | 3 | 3 | CAGNON_5 | CAGSTAR3 | TO_FROM | 73521.13 | 80114.6 | -856.706 | 0 | 1137.143 | 1262.805 | -0.0524 | 0.20833 | -0.13923 | 0.8623 | -273.805 | -830.021 | 0 | 8937.929 | 10000 | 9082.674 | 10000 | 8870.771 | 931.001 | 10000 | 10000 | 9500.455 | 1343.268 | 9503.372 | 10000 | Competitive | Competitive | 1 | TRUE | FALSE | 1 | Non-Competitive | 0.7655 | #N/A | #N/A | #N/A | #N/A | #N/A | #N/A | #N/A
XCA2G58 CAGNON_MR3L FROM_TO | XCA2G58 | CAGNON_MR3L | 600 | 3 | 3 | CAGNON1_8 | CAGSTAR3 | FROM_TO | 73521.13 | 80114.6 | -856.706 | 0 | 1104.489 | 1264.73 | -0.0524 | 0.20833 | -0.13923 | 0.29785 | -273.805 | -830.021 | 0 | 8937.929 | 10000 | 9082.674 | 10000 | 8870.771 | 931.001 | 10000 | 10000 | 9500.455 | 1343.268 | 9503.372 | 10000 | Competitive | Competitive | 1 | TRUE | FALSE | 1 | Non-Competitive | 0.75 | #N/A | #N/A | #N/A | #N/A | #N/A | #N/A | #N/A
XCA2G58 CAGNON_MR3L TO_FROM | XCA2G58 | CAGNON_MR3L | 600 | 3 | 3 | CAGNON1_8 | CAGSTAR3 | TO_FROM | 73521.13 | 72430.06 | 665.1932 | 0 | 1264.73 | 1137.135 | -0.20833 | 0.052402 | -0.29785 | 0.13923 | 937.7904 | 736.9756 | 0 | 5346.666 | 8988.931 | 5346.666 | 9082.674 | 813.515 | 8944.045 | 5346.666 | 10000 | 1175.654 | 9515.938 | 5487.335 | 9517.859 | Non-Competitive | Non-Competitive | 0 | TRUE | FALSE | 0 | Non-Competitive | 0.75 | #N/A | #N/A | #N/A | #N/A | #N/A | #N/A | #N/A
XCAG58 CAGNON_MR4H FROM_TO | XCAG58 | CAGNON_MR4H | 600 | 3 | 3 | CAGNON_5 | CAGSTAR4 | FROM_TO | 73521.13 | 73130.99 | 668.671 | 0 | 1424.494 | 1139.572 | -0.20974 | 0.052491 | -0.86314 | 0.13946 | 940.9862 | 739.6456 | 0 | 5344.078 | 8993.477 | 5344.078 | 9086.762 | 813.555 | 8948.812 | 5344.078 | 10000 | 1173.648 | 9520.56 | 5481.388 | 9522.46 | Non-Competitive | Non-Competitive | 0 | TRUE | FALSE | 0 | Non-Competitive | 0.719 | Competitive | -195.097 | -605.372 | 9135.946 | 10000 | 600 | 0
XCAG58 CAGNON_MR4H TO_FROM | XCAG58 | CAGNON_MR4H | 600 | 3 | 3 | CAGNON_5 | CAGSTAR4 | TO_FROM | 73521.13 | 80103.89 | -860.356 | 0 | 1185.653 | 1424.494 | -0.05249 | 0.20974 | -0.13946 | 0.86314 | -273.557 | -832.833 | 0 | 8942.714 | 10000 | 9086.762 | 10000 | 8875.881 | 931.105 | 10000 | 10000 | 9505.237 | 1340.221 | 9508.123 | 10000 | Competitive | Competitive | 1 | TRUE | FALSE | 1 | Non-Competitive | 0.719 | Non-Competitive | 686.1819 | 538.0579 | 5490.245 | 9174.574 | 600 | 0
XCAG58 CAGNON_MR4L FROM_TO | XCAG58 | CAGNON_MR4L | 600 | 3 | 3 | CAGNON3_8 | CAGSTAR4 | FROM_TO | 73521.13 | 80103.89 | -860.356 | 0 | 1139.572 | 1415.245 | -0.05249 | 0.20974 | -0.13946 | 0.29912 | -273.557 | -832.833 | 0 | 8942.714 | 10000 | 9086.762 | 10000 | 8875.881 | 931.105 | 10000 | 10000 | 9505.237 | 1340.221 | 9508.123 | 10000 | Competitive | Competitive | 1 | TRUE | FALSE | 1 | Non-Competitive | 0.8125 | #N/A | #N/A | #N/A | #N/A | #N/A | #N/A | #N/A
XCAG58 CAGNON_MR4L TO_FROM | XCAG58 | CAGNON_MR4L | 600 | 3 | 3 | CAGNON3_8 | CAGSTAR4 | TO_FROM | 73521.13 | 72424.19 | 668.671 | 0 | 1415.245 | 1106.798 | -0.20974 | 0.052491 | -0.29912 | 0.13946 | 940.9862 | 739.6456 | 0 | 5344.078 | 8993.477 | 5344.078 | 9086.762 | 813.555 | 8948.812 | 5344.078 | 10000 | 1173.648 | 9520.56 | 5481.388 | 9522.46 | Non-Competitive | Non-Competitive | 0 | TRUE | FALSE | 0 | Non-Competitive | 0.8125 | #N/A | #N/A | #N/A | #N/A | #N/A | #N/A | #N/A
XCAG58 M3_G2_1 FROM_TO | XCAG58 | M3_G2_1 | 296 | 3 | 3 | HAMWOLF | MED_CTR | FROM_TO | 73521.13 | 74481.23 | -235.493 | 0 | 721.065 | 1255.003 | -0.00807 | 0.057759 | -0.38082 | 0.50677 | -85.5411 | -97.0765 | 0 | 10000 |  | 9022.951 | 1015.258 | 7625.372 | 980.68 | 10000 | 1317.417 | 9102.048 | 960.876 | 9481.248 | 976.798 | Competitive | Competitive | 1 | TRUE | FALSE | 1 | Non-Competitive | 1.0465 | Competitive | -69.104 | -78.0273 | 9084.952 | 1026.797 | 289 | 1
XCAG58 M3_G2_1 TO_FROM | XCAG58 | M3_G2_1 | 296 | 3 | 3 | HAMWOLF | MED_CTR | TO_FROM | 73521.13 | 73563.42 | 163.7725 | 0 | 1317.576 | 721.065 | -0.05776 | 0.008074 | -0.50677 | 0.38082 | 274.2764 | 210.8158 | 0 |  | 10000 | 974.2 | 9022.951 | 877.796 | 8728.539 | 1207.848 | 10000 | 886.583 | 9440.944 | 938.737 | 9481.248 | Competitive | Competitive | 1 | TRUE | FALSE | 1 | Non-Competitive | 1.0465 | Competitive | 231.3098 | 180.4805 | 979.599 | 9084.952 | 289 | 1
XCDH58 6325__C FROM_TO | XCDH58 | 6325__C | 210 | 5 | 5 | SHRY_B8 | PARKROW2_8 | FROM_TO | 73521.13 | 73208.82 | 108.0711 | 0 | 1108.077 | 2230.028 | -0.10345 | 0.035967 | -0.79917 | 0.13834 | 460.0819 | 128.473 | 0 | 10000 | 10000 | 3187.171 | 10000 | 675.396 | 2946.285 | 10000 | 10000 | 1535.075 | 8321.749 | 4700.658 | 10000 | Non-Competitive | Non-Competitive | 0 | TRUE | FALSE | 1 | Non-Competitive | 0.758 | Non-Competitive | 436.8527 | 146.5377 | 5725.392 | 10000 | 210 | 1
XCDH58 6325__C TO_FROM | XCDH58 | 6325__C | 210 | 5 | 5 | SHRY_B8 | PARKROW2_8 | TO_FROM | 73521.13 | 75206.72 | -451.379 | 0 | 2230.027 | 1049.67 | -0.03597 | 0.10345 | -0.13834 | 0.79917 | -27.9891 | -268.33 | 0 | 10000 | 10000 | 10000 | 3187.171 | 2808.628 | 902.691 | 10000 | 10000 | 8265.118 | 2163.46 | 10000 | 4700.658 | Competitive | Competitive | 1 | TRUE | FALSE | 1 | Non-Competitive | 0.758 | Competitive | -68.4324 | -256.481 | 10000 | 5725.392 | 210 | 1
XCLE58 MARION_4AT2 FROM_TO | XCLE58 | MARION_4AT2 | 478 | 1 | 1 | L_MARION5_1Y | L_MARION8_1Y | FROM_TO | 73521.13 | 73378.77 | 325.4597 | 0 | 10000 | 1293.75 | -0.03983 | 0.037821 | -0.43118 | 0.037821 | 540.4636 | 363.1558 | 0 | 5762.113 | 10000 | 4043.42 | 10000 | 786.211 | 7620.935 | 5762.113 | 10000 | 1301.291 | 9567.674 | 5567.216 | 10000 | Non-Competitive | Non-Competitive | 0 | TRUE | FALSE | 1 | Non-Competitive | 0.6955 | Non-Competitive | 502.827 | 353.2987 | 5609.188 | 10000 | 477 | 1
XCLE58 MARION_4AT2 TO_FROM | XCLE58 | MARION_4AT2 | 478 | 1 | 1 | L_MARION5_1Y | L_MARION8_1Y | TO_FROM | 73521.13 | 94738.8 | -495.115 | 0 | 1293.759 | 10000 | -0.03782 | 0.039833 | -0.03782 | 0.43118 | -293.975 | -477.372 | 0 | 10000 | 5762.113 | 10000 | 4395.219 | 7620.935 | 913.735 | 10000 | 5762.113 | 9567.674 | 1468.002 | 10000 | 5768.607 | Competitive | Competitive | 1 | TRUE | FALSE | 1 | Non-Competitive | 0.6955 | Competitive | -261.381 | -436.979 | 10000 | 5922.991 | 477 | 1
XCN2R58 1380__B FROM_TO | XCN2R58 | 1380__B | 332 | 3 | 3 | MSQTW1_8 | MSQTWE1_8 | FROM_TO | 73521.13 | 73749.21 | -12.1325 | 0 | 2089.983 | 1185.371 | -0.06356 | 0.031906 | -0.32303 | 0.54776 | 257.8983 | 129.2917 | 1695.03 | 10000 | 10000 | 3966.061 | 10000 | 1983.33 | 4157.487 | 10000 | 10000 | 4021.821 | 8665.706 | 5117.48 | 10000 | Competitive | Competitive | 1 | TRUE | FALSE | 1 | Non-Competitive | 0.6955 | Competitive | 222.4324 | 107.2711 | 5070.424 | 10000 | 334 | 1
XCN2R58 1380__B TO_FROM | XCN2R58 | 1380__B | 332 | 3 | 3 | MSQTW1_8 | MSQTWE1_8 | TO_FROM | 73521.13 | 73982.81 | -184.297 | 0 | 1299.696 | 2089.983 | -0.03191 | 0.063556 | -0.54776 | 0.32303 | 76.022 | -158.344 | 0 | 10000 | 10000 | 10000 | 3966.061 | 3241.103 | 2098.445 | 10000 | 10000 | 8513.131 | 4187.74 | 10000 | 5117.48 | Competitive | Competitive | 1 | TRUE | FALSE | 1 | Non-Competitive | 0.6955 | Competitive | 57.3322 | -141.134 | 10000 | 5070.424 | 334 | 1
XCO2L58 LOOP_VICTORIA_1 FROM_TO | XCO2L58 | LOOP_VICTORIA_1 | 173 | 3 | 3 | LOOP463SUB8 | VICTORIA4A | FROM_TO | 73521.13 | 73587.87 | -76.3515 | 0 | 10000 | 928.654 | -0.11551 | 0.30563 | -0.12793 | 0.75045 | 164.0973 | 22.0811 | 0 | 10000 | 3451.245 | 10000 | 3451.245 | 891.691 | 2091.614 | 10000 | 4076.917 | 7900.244 | 2836.001 | 10000 | 3212.398 | Competitive | Competitive | 1 | TRUE | FALSE | 1 | Non-Competitive | 0.703 | Non-Competitive | 199.0047 | 15.8652 | 10000 | 2627.182 | 173 | 0
XCO2L58 LOOP_VICTORIA_1 TO_FROM | XCO2L58 | LOOP_VICTORIA_1 | 173 | 3 | 3 | LOOP463SUB8 | VICTORIA4A | TO_FROM | 73521.13 | 73705.06 | -105.518 | 0 | 928.654 | 10000 | -0.30563 | 0.11551 | -0.75045 | 0.12793 | 24.0724 | -125.29 | 0 | 3451.245 | 10000 | 3451.245 | 10000 | 1643.512 | 1034.416 | 4076.917 | 10000 | 2664.35 | 8097.268 | 3212.398 | 10000 | Competitive | Competitive | 1 | TRUE | FALSE | 1 | Non-Competitive | 0.703 | Competitive | 33.05 | -150.197 | 2498.811 | 10000 | 173 | 1
XDAN89 TAB_DANS_1 FROM_TO | XDAN89 | TAB_DANS_1 | 112 | 1 | 1 | BRYN_TABOR69 | BRYN_DSBY69 | FROM_TO | 73521.13 | 73708.94 | 10.3085 | 0 | 1031.262 | 10000 | -0.5235 | 0.000257 | -0.5235 | 0.032998 | 13.6655 | 10.8834 | 0 |  | 10000 | 823.034 | 10000 | 817.223 | 9931.471 | 935.226 | 10000 | 875.391 | 9998.832 | 877.343 | 10000 | Competitive | Competitive | 1 | TRUE | FALSE | 1 | Non-Competitive | 0.766 | Competitive | 13.9719 | 11.4653 | 890.709 | 10000 | 109 | 1
XDAN89 TAB_DANS_1 TO_FROM | XDAN89 | TAB_DANS_1 | 112 | 1 | 1 | BRYN_TABOR69 | BRYN_DSBY69 | TO_FROM | 73521.13 | 73858.06 | -13.7637 | 0 | 10000 | 1982.071 | -0.00026 | 0.5235 | -0.033 | 0.5235 | 100.7115 | 101.6379 | 5643.83 | 10000 |  | 10000 | 992.298 | 9931.471 | 983.965 | 10000 | 1186.232 | 9998.832 | 1082.195 | 10000 | 1085.139 | Competitive | Competitive | 1 | TRUE | FALSE | 1 | Non-Competitive | 0.766 | Competitive | 101.0775 | 102.2693 | 10000 | 1068.374 | 109 | 1
XEV2R58 EVRSW_MR1L FROM_TO | XEV2R58 | EVRSW_MR1L | 349 | 3 | 3 | EVRMAN_B8 | EVRSW1_1 | FROM_TO | 73521.13 | 75524.85 | -392.556 | 0 | 731.869 | 1556.914 | -0.01272 | 0.089754 | -0.23374 | 0.74964 | -118.661 | -304.293 | 0 | 10000 |  | 10000 | 1048.458 | 5816.145 | 1041.744 | 10000 | 3176.184 | 9638.661 | 1059.805 | 10000 | 1063.674 | Competitive | Competitive | 1 | TRUE | FALSE | 1 | Non-Competitive | 0.781 | #N/A | #N/A | #N/A | #N/A | #N/A | #N/A | #N/A
XEV2R58 EVRSW_MR1L TO_FROM | XEV2R58 | EVRSW_MR1L | 349 | 3 | 3 | EVRMAN_B8 | EVRSW1_1 | TO_FROM | 73521.13 | 73455.3 | 147.3535 | 0 | 1486.234 | 845.304 | -0.08975 | 0.012716 | -0.74964 | 0.23374 | 398.3532 | 287.2921 | 0 |  | 10000 | 965.775 | 10000 | 967.384 | 6483.706 | 3176.184 | 10000 | 984.14 | 9679.254 | 985.037 | 10000 | Competitive | Non-Competitive | 0 | TRUE | FALSE | 1 | Non-Competitive | 0.781 | #N/A | #N/A | #N/A | #N/A | #N/A | #N/A | #N/A
XFAY58 AUSTRO_AT1H FROM_TO | XFAY58 | AUSTRO_AT1H | 480 | 1 | 1 | L_AUSTRO5_1Y | AUSTRO1_1KV | FROM_TO | 73521.13 | 73245.74 | 281.5402 | 0 | 1970.686 | 4826.933 | -0.23093 | 0.028432 | -0.32491 | 0.059294 | 570.706 | 270.6479 | 0 | 5362.318 | 4831.63 | 3379.611 | 5270.486 | 968.676 | 4831.63 | 3506.848 | 9082.765 | 1137.924 | 4868.377 | 3384.606 | 4868.377 | Non-Competitive | Non-Competitive | 0 | TRUE | FALSE | 1 | Non-Competitive | 0.75 | #N/A | #N/A | #N/A | #N/A | #N/A | #N/A | #N/A
XFAY58 AUSTRO_AT1H TO_FROM | XFAY58 | AUSTRO_AT1H | 480 | 1 | 1 | L_AUSTRO5_1Y | AUSTRO1_1KV | TO_FROM | 73521.13 | 84578.89 | -583.02 | 0 | 4826.932 | 1804.772 | -0.02843 | 0.23093 | -0.05929 | 0.32491 | -148.469 | -542.878 | 0 | 4831.63 | 5362.318 | 5270.486 | 3379.611 | 4831.63 | 1061.609 | 9082.765 | 3506.848 | 4868.377 | 1195.705 | 4868.377 | 3384.606 | Competitive | Competitive | 1 | TRUE | FALSE | 1 | Non-Competitive | 0.75 | #N/A | #N/A | #N/A | #N/A | #N/A | #N/A | #N/A
XFO3R89 FORMOSA_TR21 FROM_TO | XFO3R89 | FORMOSA_TR21 | 133 | 1 | 1 | FORMOSA_11_9 | FORMOSA4A | FROM_TO | 73521.13 | 94738.8 | -464.032 | 0 | 783.088 | 0 | -0.00631 | 0 | -0.00631 | 0.99369 | -463.627 | -428.012 | 5643.83 |  |  |  | 920.068 |  | 920.068 |  | 920.068 |  | 920.068 | 0 | 920.068 | Competitive | Competitive | 1 | FALSE | TRUE | 1 | Non-Competitive | 0.8045 | Competitive | -463.677 | -419.475 | 0 | 921.083 | 133 | 1
XFO3R89 FORMOSA_TR21 TO_FROM | XFO3R89 | FORMOSA_TR21 | 133 | 1 | 1 | FORMOSA_11_9 | FORMOSA4A | TO_FROM | 73521.13 | 73190.41 | 464.1812 | 0 | 0 | 783.088 | 0 | 0.006306 | -0.99369 | 0.006306 | 464.1894 | 464.272 | 0 |  |  | 783.088 |  | 783.088 |  | 783.088 |  | 783.088 |  | 783.088 | 0 | Non-Competitive | Non-Competitive | 0 | FALSE | TRUE | 0 | Non-Competitive | 0.8045 | Non-Competitive | 465.7805 | 463.6221 | 788.325 | 0 | 133 | 1
XFRI89 SONR_69-1 FROM_TO | XFRI89 | SONR_69-1 | 46 | 1 | 1 | SONR4A | SONR2A | FROM_TO | 73521.13 | 73446.28 | -17.8681 | 0 | 958.273 | 1336.494 | -0.00588 | 0.044735 | -0.68346 | 0.10168 | 97.1554 | 16.1447 | 0 | 10000 |  | 10000 | 3582.192 | 954.525 | 1253.221 | 10000 | 5746.895 | 3068.066 | 2015.358 | 10000 | 3397.471 | Competitive | Non-Competitive | 0 | TRUE | FALSE | 1 | Non-Competitive | 0.7105 | Competitive | -10.7408 | -9.7169 | 0 | 921.083 | 45.8 | 0
XFRI89 SONR_69-1 TO_FROM | XFRI89 | SONR_69-1 | 46 | 1 | 1 | SONR4A | SONR2A | TO_FROM | 73521.13 | 73833.2 | -69.6966 | 0 | 1281.15 | 1042.868 | -0.01231 | 0.00588 | -0.10168 | 0.68346 | 14.6331 | -45.691 | 0 |  |  | 2561.824 | 3929.451 | 1081.456 | 1664.534 | 3616.623 | 10000 | 1628.689 | 1539.915 | 2482.668 | 3733.966 | Competitive | Competitive | 1 | FALSE | FALSE | 1 | Non-Competitive | 0.7105 | Competitive | 10.7895 | 10.7395 | 788.325 | 0 | 45.8 | 1
XHH2G58 HHGT_T1L FROM_TO | XHH2G58 | HHGT_T1L | 582.75 | 3 | 3 | HHGT_X1_8 | HHGT_1_STAR | FROM_TO | 73521.13 | 532.8 | 0 | 0 | 10000 | 785.973 | 0 | 1 | 0 | 1 | 886.2 | 0 | 0 | 10000 |  | 10000 |  | 10000 |  | 10000 |  | 10000 |  | 10000 | 0 | Non-Competitive | Non-Competitive | 0 | TRUE | FALSE | 1 | Non-Competitive | 0.742 | Competitive | 0 | 0 | 0 | 0 | 582.8 | 0
XHH2G58 HHGT_T1L TO_FROM | XHH2G58 | HHGT_T1L | 582.75 | 3 | 3 | HHGT_X1_8 | HHGT_1_STAR | TO_FROM | 73521.13 | 74103.88 | 0 | 0 | 785.973 | 10000 | 0 | 0 | -1 | 0 | 0 | 0 | 0 | [10 empty] | 0 | 0 | Competitive | Competitive | 1 | FALSE | TRUE | 1 | Non-Competitive | 0.742 | Competitive | 442.7707 | 0 | 10000 | 0 | 582.8 | 1
XHI3L58 HILLCTRY_MR4H FROM_TO | XHI3L58 | HILLCTRY_MR4H | 600 | 3 | 3 | HILLCTY_5 | HC_STAR4 | FROM_TO | 73521.13 | 73088.83 | 549.1303 | 0 | 5140.43 | 2990.821 | -0.09796 | 0.018726 | -0.39259 | 0.060426 | 773.3689 | 660.4333 | 0 |  | 9509.7 | 882.157 | 10000 | 856.157 | 9465.909 | 1115.176 | 10000 | 878.065 | 9870.204 | 891.33 | 9874.757 | Non-Competitive | Non-Competitive | 0 | TRUE | FALSE | 0 | Non-Competitive | 0.719 | #N/A | #N/A | #N/A | #N/A | #N/A | #N/A | #N/A
XHI3L58 HILLCTRY_MR4H TO_FROM | XHI3L58 | HILLCTRY_MR4H | 600 | 3 | 3 | HILLCTY_5 | HC_STAR4 | TO_FROM | 73521.13 | 92817.71 | -668.591 | 0 | 2990.737 | 5140.43 | -0.01873 | 0.097964 | -0.06043 | 0.39259 | -383.316 | -363.574 | 4721.63 | 9509.7 |  | 10000 | 1007.249 | 8962.112 | 988.273 | 10000 | 1157.509 | 9814.561 | 988.958 | 9874.757 | 997.723 | Competitive | Competitive | 1 | TRUE | FALSE | 1 | Non-Competitive | 0.719 | #N/A | #N/A | #N/A | #N/A | #N/A | #N/A | #N/A
XHIW89 KOCH_UP_69A1 FROM_TO | XHIW89 | KOCH_UP_69A1 | 91.3 | 1 | 1 | KOCH_UP2A | KOCH_UP4A | FROM_TO | 73521.13 | 75669.32 | -76.518 | 0 | 723.736 | 1547.479 | -0.00962 | 0.004825 | -0.07061 | 0.3839 | -60.0207 | -67.2294 | 0 |  |  | 10000 | 4661.212 | 9321.643 | 903.882 | 10000 | 4832.467 | 9979.642 | 1798.515 | 10000 | 4650.67 | Competitive | Competitive | 1 | FALSE | FALSE | 1 | Non-Competitive | 0.703 | Competitive | -78.7456 | -87.2199 | 10000 | 4505.832 | 91.3 | 1
XHIW89 KOCH_UP_69A1 TO_FROM | XHIW89 | KOCH_UP_69A1 | 91.3 | 1 | 1 | KOCH_UP2A | KOCH_UP4A | TO_FROM | 73521.13 | 73557.94 | 59.496 | 0 | 1428.655 | 723.736 | -0.00483 | 0.009617 | -0.3839 | 0.070612 | 77.1672 | 59.4344 | 0 |  |  | 2380.026 | 10000 | 735.329 | 9321.643 | 4832.467 | 10000 | 1352.69 | 9979.642 | 3256.777 | 10000 | Competitive | Competitive | 1 | FALSE | FALSE | 1 | Non-Competitive | 0.703 | Non-Competitive | 103.2422 | 77.4395 | 3806.733 | 10000 | 91.3 | 0
XHLT89 6865__B FROM_TO | XHLT89 | 6865__B | 40 | 1 | 1 | ODESSANO_9 | NTCOWDEN_9 | FROM_TO | 73521.13 | 73527.79 | 12.9826 | 0 | 787.987 | 1280.852 | -0.00829 | 0.002587 | -0.55627 | 0.094206 | 36.2947 | 31.149 | 0 |  |  | 4235.997 | 10000 | 704.511 | 9809.625 | 5806.229 | 10000 | 1270.738 | 9940.105 | 5072.161 | 10000 | Competitive | Competitive | 1 | FALSE | FALSE | 1 | Non-Competitive | 0.7265 | Competitive | 29.4923 | 24.9143 | 4999.35 | 9913.236 | 42 | 1
XHLT89 6865__B TO_FROM | XHLT89 | 6865__B | 40 | 1 | 1 | ODESSANO_9 | NTCOWDEN_9 | TO_FROM | 73521.13 | 74084.58 | -36.328 | 0 | 1218.133 | 1171.154 | -0.00259 | 0.022989 | -0.09421 | 0.55627 | -13.1851 | -32.8203 | 0 | 10000 |  | 3613.199 | 5236.557 | 2835.128 | 800.943 | 7922.359 | 5806.229 | 5027.446 | 1474.261 | 5304.004 | 5565.887 | Competitive | Competitive | 1 | TRUE | FALSE | 1 | Non-Competitive | 0.7265 | Competitive | -14.5152 | -26.0327 | 4896.546 | 5503.555 | 42 | 1
XHLT89 6915__A FROM_TO | XHLT89 | 6915__A | 40 | 1 | 1 | ODESSANO_9 | ODBASSS_9 | FROM_TO | 73521.13 | 73493.98 | 17.4838 | 0 | 932.901 | 1016.869 | -0.02198 | 0.002565 | -0.54553 | 0.13239 | 54.8107 | 49.6483 | 0 |  | 10000 | 2663.417 | 10000 | 734.602 | 9941.027 | 5135.625 | 10000 | 777.201 | 9997.506 | 3949.468 | 10000 | Competitive | Non-Competitive | 0 | TRUE | FALSE | 0 | Non-Competitive | 0.734 | Competitive | 37.8598 | 33.6862 | 4782.646 | 10000 | 42 | 0
XHLT89 6915__A TO_FROM | XHLT89 | 6915__A | 40 | 1 | 1 | ODESSANO_9 | ODBASSS_9 | TO_FROM | 73521.13 | 73953.31 | -54.5745 | 0 | 986.141 | 1111.371 | -0.00256 | 0.035964 | -0.13239 | 0.54553 | -17.7088 | -51.5886 | 0 | 4129.611 |  | 4129.611 | 5135.625 | 2930.304 | 835.228 | 4129.611 | 5135.625 | 4047.801 | 893.079 | 4241.5 | 5447.854 | Competitive | Competitive | 1 | TRUE | FALSE | 1 | Non-Competitive | 0.734 | Competitive | -11.0265 | -34.7564 | 3752.36 | 5440.284 | 42 | 1
XHRN89 HLK_KAT1 FROM_TO | XHRN89 | HLK_KAT1 | 60 | 1 | 1 | HILTOPLKS9 | HILTOPLKS8 | FROM_TO | 73521.13 | 74500.64 | -42.6717 | 0 | 933.28 | 2273.049 | -0.00203 | 0.006396 | -0.07038 | 0.73645 | -9.7923 | -28.8524 | 0 |  |  | 8830.483 | 1996.898 | 786.281 | 1683.241 | 8830.483 | 2269.957 | 3249.004 | 1892.861 | 9192.488 | 2006.211 | Competitive | Competitive | 1 | FALSE | FALSE | 1 | Non-Competitive | 0.797 | Competitive | -14.4807 | -26.99 | 9271.004 | 2000.002 | 60 | 1
XHRN89 HLK_KAT1 TO_FROM | XHRN89 | HLK_KAT1 | 60 | 1 | 1 | HILTOPLKS9 | HILTOPLKS8 | TO_FROM | 73521.13 | 73532.82 | 11.0404 | 0 | 2628.587 | 933.28 | -0.0064 | 0.002029 | -0.73645 | 0.070384 | 51.1218 | 27.1743 | 0 |  |  | 1929.279 | 8830.483 | 1590.712 | 1264.875 | 2269.957 | 8830.483 | 1830.467 | 4069.512 | 1955.883 | 9192.488 | Competitive | Competitive | 1 | FALSE | FALSE | 1 | Non-Competitive | 0.797 | Competitive | 48.897 | 27.5131 | 1834.658 | 9271.004 | 60 | 1
XKEN58 122T122_1 FROM_TO | XKEN58 | 122T122_1 | 128 | 3 | 3 | L_COMFOR8_1Y | L_RAYMBA8_1Y | FROM_TO | 73521.13 | 73306.47 | -15.3322 | 0 | 1290.925 | 962.292 | -0.04935 | 0.039802 | -0.26721 | 0.087715 | 182.9688 | 47.9647 | 0 | 10000 | 10000 | 10000 | 10000 | 1097.606 | 1889.048 | 10000 | 10000 | 3966.718 | 8367.185 | 10000 | 10000 | Competitive | Non-Competitive | 0 | TRUE | FALSE | 1 | Non-Competitive | 0.805 | Non-Competitive | 170.6567 | 49.1364 | 10000 | 10000 | 127.88 | 1
XKEN58 122T122_1 TO_FROM | XKEN58 | 122T122_1 | 128 | 3 | 3 | L_COMFOR8_1Y | L_RAYMBA8_1Y | TO_FROM | 73521.13 | 74186.42 | -188.245 | 0 | 907.9 | 1290.925 | -0.00969 | 0.04935 | -0.08771 | 0.26721 | 71.8074 | -91.6953 | 0 | 10000 |  | 10000 | 1998.207 | 1111.3 | 1200.733 | 10000 | 2366.563 | 6789.765 | 1778.046 | 10000 | 2407.066 | Competitive | Competitive | 1 | TRUE | FALSE | 1 | Non-Competitive | 0.805 | Competitive | 49.483 | -78.0761 | 10000 | 2688.757 | 127.88 | 1
XKEN58 KENDAL_AT4H FROM_TO | XKEN58 | KENDAL_AT4H | 880 | 3 | 3 | L_KENDAL5_1Y | L_KENDAL1_1 | FROM_TO | 73521.13 | 73851.81 | 149.7465 | 0 | 937.446 | 922.903 | -0.08714 | 0.19025 | -0.83554 | 0.19025 | 603.7134 | 251.9895 | 0 | 5832.167 | 10000 | 10000 | 10000 | 1332.93 | 4666.552 | 10000 | 10000 | 7702.428 | 9484.464 | 9193.398 | 10000 | Competitive | Competitive | 1 | TRUE | FALSE | 1 | Non-Competitive | 0.8985 | #N/A | #N/A | #N/A | #N/A | #N/A | #N/A | #N/A
XKEN58 KENDAL_AT4H TO_FROM | XKEN58 | KENDAL_AT4H | 880 | 3 | 3 | L_KENDAL5_1Y | L_KENDAL1_1 | TO_FROM | 73521.13 | 78684.56 | -641.347 | 0 | 922.903 | 889.943 | -0.02611 | 0.087137 | -0.19025 | 0.83554 | -65.3118 | -364.726 | 0 | 10000 | 5000.803 | 10000 | 1273.206 | 2146.812 | 953.582 | 10000 | 2376.184 | 8408.485 | 1125.036 | 10000 | 1753.239 | Competitive | Competitive | 1 | TRUE | FALSE | 1 | Non-Competitive | 0.8985 | #N/A | #N/A | #N/A | #N/A | #N/A | #N/A | #N/A
XKEN58 KENDAL_AT4L FROM_TO | XKEN58 | KENDAL_AT4L | 880 | 3 | 3 | L_KENDAL8_2Y | L_KENDAL1_1 | FROM_TO | 73521.13 | 78684.56 | -641.347 | 0 | 922.903 | 893.175 | -0.02611 | 0.087137 | -0.19025 | 0.58818 | -65.3118 | -364.726 | 0 | 10000 | 5000.803 | 10000 | 1273.206 | 2146.812 | 953.582 | 10000 | 2376.184 | 8408.485 | 1125.036 | 10000 | 1753.239 | Competitive | Competitive | 1 | TRUE | FALSE | 1 | Non-Competitive | 0.7425 | #N/A | #N/A | #N/A | #N/A | #N/A | #N/A | #N/A
XKEN58 KENDAL_AT4L TO_FROM | XKEN58 | KENDAL_AT4L | 880 | 3 | 3 | L_KENDAL8_2Y | L_KENDAL1_1 | TO_FROM | 73521.13 | 73990.88 | 149.7465 | 0 | 940.441 | 922.903 | -0.08714 | 0.19025 | -0.58818 | 0.19025 | 603.7134 | 251.9895 | 0 | 5832.167 | 10000 | 10000 | 10000 | 1332.93 | 4666.552 | 10000 | 10000 | 7702.428 | 9484.464 | 9193.398 | 10000 | Competitive | Competitive | 1 | TRUE | FALSE | 1 | Non-Competitive | 0.7425 | #N/A | #N/A | #N/A | #N/A | #N/A | #N/A | #N/A
XKOC89 LON_HILL_69A2 FROM_TO | XKOC89 | LON_HILL_69A2 | 102.3 | 1 | 1 | LON_HILL2A | LON_HILL4A | FROM_TO | 73521.13 | 80890.5 | -77.5043 | 0 | 728.343 | 1181.172 | -0.01807 | 0.012501 | -0.02145 | 0.28092 | -52.3654 | -63.6132 | 0 |  |  | 10000 | 4377.375 | 2574.468 | 916.179 | 10000 | 10000 | 6229.876 | 1182.115 | 10000 | 3609.592 | Competitive | Competitive | 1 | FALSE | FALSE | 1 | Non-Competitive | 0.719 | Competitive | -55.279 | -64.4092 | 10000 | 3903.422 | 102.3 | 1
XKOC89 LON_HILL_69A2 TO_FROM | XKOC89 | LON_HILL_69A2 | 102.3 | 1 | 1 | LON_HILL2A | LON_HILL4A | TO_FROM | 73521.13 | 73605.05 | 51.0488 | 0 | 1203.949 | 706.217 | -0.0125 | 0.018071 | -0.28092 | 0.021453 | 78.7265 | 51.6459 | 0 |  |  | 2406.497 | 10000 | 701.944 | 2986.224 | 3103.3 | 10000 | 727.16 | 6412.375 | 1999.199 | 10000 | Competitive | Competitive | 1 | FALSE | FALSE | 1 | Non-Competitive | 0.719 | Competitive | 82.687 | 55.2948 | 1599.087 | 10000 | 102.3 | 1
XLI2G58 1310__D FROM_TO | XLI2G58 | 1310__D | 247 | 4 | 4 | MAYFLDN_T8 | CHILSW_N8 | FROM_TO | 73521.13 | 76395.7 | -352.448 | 0 | 842.326 | 1850.861 | -0.06596 | 0.01392 | -0.12067 | 0.59944 | -90.9194 | -271.825 | 0 |  | 7388.124 | 1372.501 | 7388.124 | 933.018 | 1067.708 | 4570.081 | 10000 | 1183.082 | 4819.654 | 1587.479 | 8816.921 | Competitive | Competitive | 1 | TRUE | FALSE | 1 | Non-Competitive | 0.711 | Competitive | -112.67 | -259.103 | 1708.569 | 8546.534 | 326 | 1
XLI2G58 1310__D TO_FROM | XLI2G58 | 1310__D | 247 | 4 | 4 | MAYFLDN_T8 | CHILSW_N8 | TO_FROM | 73521.13 | 73328.67 | 122.2309 | 0 | 1827.161 | 842.326 | -0.01392 | 0.065962 | -0.59944 | 0.12067 | 360.3782 | 196.0882 | 0 | 7388.124 |  | 7388.124 | 1613.867 | 1002.574 | 1446.565 | 10000 | 6363.438 | 4711.732 | 1686.128 | 8816.921 | 1866.296 | Competitive | Non-Competitive | 0 | TRUE | FALSE | 1 | Non-Competitive | 0.711 | Non-Competitive | 341.521 | 195.9383 | 8546.534 | 1924.999 | 326 | 1
XLO2N89 LON_HILL_69A1 FROM_TO | XLO2N89 | LON_HILL_69A1 | 91.3 | 1 | 1 | LON_HILL2A | LON_HILL4A | FROM_TO | 73521.13 | 79097.31 | -93.8281 | 0 | 721.419 | 1181.231 | -0.02324 | 0.016247 | -0.02773 | 0.36339 | -61.6209 | -76.0315 | 0 |  | 10000 | 10000 | 4356.056 | 2503.711 | 918.669 | 10000 | 10000 | 6021.774 | 1204.727 | 10000 | 3575.43 | Competitive | Competitive | 1 | TRUE | FALSE | 1 | Non-Competitive | 0.7185 | Competitive | -65.2006 | -76.8107 | 10000 | 3853.098 | 91.3 | 1
XLO2N89 LON_HILL_69A1 TO_FROM | XLO2N89 | LON_HILL_69A1 | 91.3 | 1 | 1 | LON_HILL2A | LON_HILL4A | TO_FROM | 73521.13 | 73509.92 | 59.9164 | 0 | 1231.472 | 728.341 | -0.01625 | 0.023241 | -0.36339 | 0.027734 | 95.3748 | 60.709 | 0 | 10000 |  | 2372.456 | 10000 | 698.494 | 2928.338 | 3102.502 | 10000 | 734.178 | 6226.8 | 1965.976 | 10000 | Competitive | Non-Competitive | 0 | TRUE | FALSE | 1 | Non-Competitive | 0.7185 | Non-Competitive | 100.305 | 65.1563 | 1574.172 | 10000 | 91.3 | 1
XLOB58 BIG_FOOT_69A1 FROM_TO | XLOB58 | BIG_FOOT_69A1 | 47 | 1 | 1 | BIG_FOOT2A | BIG_FOOT4A | FROM_TO | 73521.13 | 74934.56 | -45.3849 | 0 | 498.982 | 1253.938 | -0.00358 | 0.015824 | -0.0469 | 0.73733 | -19.9696 | -41.5709 | 0 |  |  | 2118.883 | 10000 | 1080.553 | 1043.048 | 2185.565 | 10000 | 2002.115 | 2522.089 | 2245.852 | 10000 | Competitive | Competitive | 1 | FALSE | FALSE | 1 | Non-Competitive | 0.742 | Competitive | 1.0012 | -10.3135 | 7429.225 | 10000 | 47 | 1
XLOB58 BIG_FOOT_69A1 TO_FROM | XLOB58 | BIG_FOOT_69A1 | 47 | 1 | 1 | BIG_FOOT2A | BIG_FOOT4A | TO_FROM | 73521.13 | 73517.48 | 20.5216 | 0 | 1279.011 | 654.18 | -0.01582 | 0.00358 | -0.73733 | 0.046899 | 49.6934 | 29.1528 | 0 |  |  | 7783.548 | 3476.2 | 941.192 | 1596.233 | 10000 | 3652.379 | 2274.215 | 3364.544 | 8717.089 | 3914.584 | Competitive | Non-Competitive | 0 | FALSE | FALSE | 1 | Non-Competitive | 0.742 | Competitive | 25.8106 | 4.719 | 10000 | 10000 | 47 | 0
XLOB58 FREER_SAN_DI1_1 FROM_TO | XLOB58 | FREER_SAN_DI1_1 | 38 | 1 | 1 | FREER2A | SAN_DIEG2A | FROM_TO | 73521.13 | 73612.36 | -39.5914 | 0 | 836.483 | 1424.887 | -0.01299 | 0.054316 | -0.17034 | 0.60372 | 21.6344 | -28.3678 | 0 | 2525.593 |  | 2525.593 | 2551.04 | 1526.718 | 997.54 | 2525.593 | 10000 | 2365.122 | 1601.744 | 2505.365 | 2454.313 | Competitive | Competitive | 1 | TRUE | FALSE | 1 | Non-Competitive | 0.758 | Competitive | 26.891 | -27.1214 | 2996.91 | 2388.973 | 38 | 1
XLOB58 FREER_SAN_DI1_1 TO_FROM | XLOB58 | FREER_SAN_DI1_1 | 38 | 1 | 1 | FREER2A | SAN_DIEG2A | TO_FROM | 73521.13 | 73515.87 | -12.8762 | 0 | 1463.881 | 836.483 | -0.05432 | 0.012992 | -0.60372 | 0.17034 | 41.1764 | 7.5665 | 0 |  | 5000 | 1887.857 | 5000 | 812.187 | 2645.225 | 10000 | 5000 | 1132.258 | 4492.01 | 1896.067 | 5000 | Competitive | Non-Competitive | 0 | TRUE | FALSE | 1 | Non-Competitive | 0.758 | Non-Competitive | 40.0078 | 8.7325 | 1829.523 | 5000 | 38 | 1
XLOB58 LAQUIN_LOBO1_1 FROM_TO | XLOB58 | LAQUIN_LOBO1_1 | 239 | 1 | 1 | LOBO4A | LAQUNTA4A | FROM_TO | 73521.13 | 73799.59 | -238.841 | 0 | 994.721 | 1252.026 | -0.02151 | 0.2692 | -0.57314 | 0.30388 | 76.4675 | -105.806 | 0 | 2651.282 | 8760.106 | 3334.961 | 1901.61 | 1697.89 | 1018.253 | 3334.961 | 2568.228 | 3164.982 | 1642.928 | 3190.136 | 2348.867 | Competitive | Competitive | 1 | TRUE | FALSE | 1 | Non-Competitive | 0.7265 | Competitive | 110.4358 | -95.6168 | 3961.958 | 2304.947 | 239 | 1
XLOB58 LAQUIN_LOBO1_1 TO_FROM | XLOB58 | LAQUIN_LOBO1_1 | 239 | 1 | 1 | LOBO4A | LAQUNTA4A | TO_FROM | 73521.13 | 73502.94 | -58.7542 | 0 | 1252.026 | 939.926 | -0.2692 | 0.57314 | -0.30388 | 0.57314 | 244.5279 | 23.1261 | 0 | 7617.572 | 3559.082 | 10000 | 5000 | 1826.562 | 2845.521 | 10000 | 5000 | 9545.46 | 4662.058 | 9886.031 | 4671.009 | Competitive | Non-Competitive | 0 | TRUE | FALSE | 1 | Non-Competitive | 0.7265 | Competitive | 232.7777 | 22.526 | 9888.285 | 4721.338 | 239 | 0
XLOB58 NLARSW_PS1 FROM_TO | XLOB58 | NLARSW_PS1 | 347 | 1 | 1 | NLARSWW4 | NLARSSL 4 | FROM_TO | 73521.13 | 74017.78 | -280.732 | 0 | 1214.638 | 907.037 | -0.07704 | 0.20855 | -0.69585 | 0.2362 | 1.7212 | -218.1 | 0 | 1825.022 | 10000 | 2343.004 | 10000 | 1150.712 | 1055.311 | 2506.034 | 10000 | 2213.044 | 2584.447 | 2337.153 | 10000 | Competitive | Competitive | 1 | TRUE | FALSE | 1 | Non-Competitive | 0.7185 | Competitive | -0.38419 | -230.494 | 2939.842 | 10000 | 222 | 1
XLOB58 NLARSW_PS1 TO_FROM | XLOB58 | NLARSW_PS1 | 347 | 1 | 1 | NLARSWW4 | NLARSSL 4 | TO_FROM | 73521.13 | 73641.3 | 2.8975 | 0 | 983.117 | 1275.035 | -0.20855 | 0.1328 | -0.2362 | 0.69585 | 318.455 | 105.1386 | 0 | 4505.471 | 3999.832 | 5079.815 | 4359.918 | 766.918 | 1689.512 | 5079.815 | 5000 | 1283.315 | 4221.629 | 4447.668 | 4642.924 | Competitive | Competitive | 1 | TRUE | FALSE | 1 | Non-Competitive | 0.7185 | Non-Competitive | 305.2588 | 124.986 | 5015.339 | 4634.929 | 222 | 0
XLOB58 PALDRO_PEARSAL_1 FROM_TO | XLOB58 | PALDRO_PEARSAL_1 | 215 | 1 | 1 | PALODUROSW8 | PEARSALLSW8 | FROM_TO | 73521.13 | 74055.99 | -326.944 | 0 | 766.117 | 1427.154 | -0.27176 | 0.17445 | -0.27176 | 0.50421 | 68.8197 | -245.498 | 0 | 1545.609 | 10000 | 2100.979 | 10000 | 739.436 | 1335.416 | 2151.906 | 10000 | 1906.808 | 8775.103 | 2074.909 | 10000 | Competitive | Competitive | 1 | TRUE | FALSE | 1 | Non-Competitive | 0.7655 | Competitive | 39.6879 | -209.736 | 2962.745 | 10000 | 215 | 1
XLOB58 PALDRO_PEARSAL_1 TO_FROM | XLOB58 | PALDRO_PEARSAL_1 | 215 | 1 | 1 | PALODUROSW8 | PEARSALLSW8 | TO_FROM | 73521.13 | 73270.5 | -24.4179 | 0 | 1427.154 | 766.117 | -0.15154 | 0.27176 | -0.50421 | 0.27176 | 341.3688 | 100.2531 | 0 | 10000 | 3408.505 | 10000 | 3408.505 | 1263.964 | 1380.399 | 10000 | 3524.97 | 8718.462 | 3381.3 | 10000 | 3627.018 | Competitive | Non-Competitive | 0 | TRUE | FALSE | 1 | Non-Competitive | 0.7655 | Non-Competitive | 299.7954 | 102.6143 | 10000 | 3906.175 | 215 | 1
XLOB58 ST_NIN_WORMSE1_1 FROM_TO | XLOB58 | ST_NIN_WORMSE1_1 | 240 | 1 | 1 | WORMSER4A | ST_NINO4A | FROM_TO | 73521.13 | 73740.74 | -22.0841 | 0 | 1340.502 | 960.403 | -0.24209 | 0.13157 | -0.57648 | 0.35502 | 113.3994 | 56.1071 | 0 | 5024.027 | 5000 | 10000 | 5000 | 681.195 | 4677.212 | 10000 | 5000 | 4413.766 | 4993.641 | 7322.587 | 5000 | Competitive | Competitive | 1 | TRUE | FALSE | 1 | Non-Competitive | 0.711 | Competitive | 102.2956 | 53.7633 | 10000 | 5000 | 240 | 1
XLOB58 ST_NIN_WORMSE1_1 TO_FROM | XLOB58 | ST_NIN_WORMSE1_1 | 240 | 1 | 1 | WORMSER4A | ST_NINO4A | TO_FROM | 73521.13 | 74128.09 | -111.931 | 0 | 902.838 | 1408.799 | -0.13157 | 0.24209 | -0.35502 | 0.57647 | 19.4099 | -96.698 | 0 | 2503.507 | 10000 | 2503.507 | 10000 | 2423.615 | 868.849 | 2503.507 | 10000 | 2515.316 | 6751.827 | 2516.942 | 10000 | Competitive | Competitive | 1 | TRUE | FALSE | 1 | Non-Competitive | 0.711 | Competitive | 59.3981 | -91.002 | 3129.431 | 10000 | 240 | 1
XLON58 CELANE_KLEBER1_1 FROM_TO | XLON58 | CELANE_KLEBER1_1 | 211 | 3 | 3 | CELANEBI4A | KLEBERG4A | FROM_TO | 73521.13 | 73670.49 | 59.6716 | 0 | 1390.183 | 719.152 | -0.02768 | 0.34573 | -0.52652 | 0.34573 | 132.1474 | 76.3989 | 0 | 5495.563 | 10000 | 10000 | 3558.823 | 690.692 | 2968.636 | 10000 | 8326.078 | 8399.54 | 4402.219 | 9363.164 | 4537.367 | Competitive | Competitive | 1 | TRUE | FALSE | 1 | Non-Competitive | 0.7425 | Competitive | 144.7319 | 87.1363 | 7940.712 | 2875.336 | 211 | 1
XLON58 CELANE_KLEBER1_1 TO_FROM | XLON58 | CELANE_KLEBER1_1 | 211 | 3 | 3 | CELANEBI4A | KLEBERG4A | TO_FROM | 73521.13 | 74286.54 | -132.298 | 0 | 719.152 | 1390.183 | -0.34573 | 0.027676 | -0.34573 | 0.52652 | -57.5253 | -108.035 | 0 | 10000 | 5495.563 | 2025.448 | 10000 | 1778.288 | 856.364 | 3699.264 | 10000 | 2488.982 | 8850.088 | 2544.836 | 9363.164 | Competitive | Competitive | 1 | TRUE | FALSE | 1 | Non-Competitive | 0.7425 | Competitive | -74.184 | -115.453 | 1786.717 | 8839.096 | 211 | 1
XLON58 CELANE_N_SHAR1_1 FROM_TO | XLON58 | CELANE_N_SHAR1_1 | 211 | 3 | 3 | CELANEBI4A | N_SHARPE4A | FROM_TO | 73521.13 | 75699.34 | -148.911 | 0 | 10000 | 1376.482 | -0.02301 | 0.65385 | -0.1242 | 0.65385 | -61.4062 | -131.996 | 0 | 9231.753 | 10000 | 10000 | 10000 | 2702.075 | 926.915 | 10000 | 10000 | 9514.836 | 2054.907 | 9965.374 | 10000 | Competitive | Competitive | 1 | TRUE | FALSE | 1 | Non-Competitive | 0.7345 | Competitive | -78.023 | -136.337 | 10000 | 10000 | 211 | 1
XLON58 CELANE_N_SHAR1_1 TO_FROM | XLON58 | CELANE_N_SHAR1_1 | 211 | 3 | 3 | CELANEBI4A | N_SHARPE4A | TO_FROM | 73521.13 | 73615.96 | 84.9121 | 0 | 1428.94 | 10000 | -0.65385 | 0.023011 | -0.65385 | 0.1242 | 148.9956 | 94.9072 | 0 | 10000 | 9231.753 | 2948.566 | 10000 | 743.663 | 3696.613 | 2948.566 | 10000 | 1272.389 | 9658.168 | 3832.838 | 9965.374 | Competitive | Competitive | 1 | TRUE | FALSE | 1 | Non-Competitive | 0.7345 | Competitive | 161.1838 | 112.4631 | 3448.281 | 10000 | 211 | 1
XLON58 KOCH_UP_69A1 FROM_TO | XLON58 | KOCH_UP_69A1 | 91.3 | 3 | 3 | KOCH_UP2A | KOCH_UP4A | FROM_TO | 73521.13 | 75371.53 | -55.8973 | 0 | 723.849 | 1361.25 | -0.00861 | 0.003982 | -0.07282 | 0.3274 | -43.5803 | -48.9523 | 0 |  |  | 10000 | 3028.74 | 8672.003 | 895.821 | 10000 | 4722.254 | 9887.208 | 1409.358 | 10000 | 3351.181 | Competitive | Competitive | 1 | FALSE | FALSE | 1 | Non-Competitive | 0.7185 | Competitive | -47.8957 | -51.7074 | 10000 | 2863.744 | 91.3 | 1
XLON58 KOCH_UP_69A1 TO_FROM | XLON58 | KOCH_UP_69A1 | 91.3 | 3 | 3 | KOCH_UP2A | KOCH_UP4A | TO_FROM | 73521.13 | 73627.71 | 42.8921 | 0 | 1379.549 | 759.582 | -0.00398 | 0.008611 | -0.3274 | 0.072819 | 56.4062 | 43.1093 | 0 |  |  | 2122.79 | 10000 | 722.919 | 8672.003 | 2955.628 | 10000 | 990.309 | 9887.208 | 2375.648 | 10000 | Competitive | Competitive | 1 | FALSE | FALSE | 1 | Non-Competitive | 0.7185 | Competitive | 59.0653 | 47.1296 | 1513.859 | 10000 | 91.3 | 1
XLON89 KOCH_UP_69A1 FROM_TO | XLON89 | KOCH_UP_69A1 | 91.3 | 1 | 1 | KOCH_UP2A | KOCH_UP4A | FROM_TO | 73521.13 | 75527.38 | -66.4807 | 0 | 746.496 | 1593.101 | -0.00961 | 0.005919 | -0.07152 | 0.34329 | -52.4606 | -58.7154 | 0 |  |  | 10000 | 4286.681 | 4665.869 | 908.748 | 10000 | 4548.35 | 8597.19 | 1075.272 | 10000 | 3890.314 | Competitive | Competitive | 1 | FALSE | FALSE | 1 | Non-Competitive | 0.711 | Competitive | -54.5968 | -59.4374 | 10000 | 2919.516 | 91.3 | 1
XLON89 KOCH_UP_69A1 TO_FROM | XLON89 | KOCH_UP_69A1 | 91.3 | 1 | 1 | KOCH_UP2A | KOCH_UP4A | TO_FROM | 73521.13 | 73591.47 | 51.8299 | 0 | 1374.646 | 738.474 | -0.00592 | 0.009607 | -0.34329 | 0.071525 | 67.1535 | 51.8838 | 0 |  |  | 1580.974 | 10000 | 728.45 | 4753.559 | 2737.036 | 10000 | 735.089 | 8600.119 | 1693.306 | 10000 | Competitive | Competitive | 1 | FALSE | FALSE | 1 | Non-Competitive | 0.711 | Competitive | 69.1811 | 53.6488 | 1483.01 | 10000 | 91.3 | 1
XLWS158 590__B FROM_TO | XLWS158 | 590__B | 213 | 1 | 1 | LEW_JNS_P8 | TNLAKEPNTE1 | FROM_TO | 73521.13 | 74462.56 | -178.442 | 0 | 943.725 | 2429.075 | -0.00957 | 0.11409 | -0.13024 | 0.46653 | 88.6056 | -50.5554 | 0 | 4422.373 |  | 4422.373 | 2949.775 | 1217.728 | 1265.502 | 5249.136 | 3058.16 | 2569.241 | 1797.673 | 3660.098 | 2936.264 | Competitive | Competitive | 1 | TRUE | FALSE | 1 | Non-Competitive | 0.7265 | Non-Competitive | 245.4998 | 120.2527 | 4297.199 | 2717.908 | 214 | 0
XLWS158 590__B TO_FROM | XLWS158 | 590__B | 213 | 1 | 1 | LEW_JNS_P8 | TNLAKEPNTE1 | TO_FROM | 73521.13 | 73485.14 | -76.9119 | 0 | 2630.435 | 943.725 | -0.11409 | 0.00957 | -0.46654 | 0.13024 | 229.7922 | 83.1985 | 0 |  | 5868.828 | 2756.636 | 5868.828 | 1191.712 | 2458.452 | 2806.689 | 10000 | 1700.614 | 3957.885 | 2759.877 | 5000.016 | Non-Competitive | Non-Competitive | 0 | TRUE | FALSE | 1 | Non-Competitive | 0.7265 | Competitive | 42.1537 | -130.906 | 2717.908 | 5913.099 | 214 | 0
XLWS58 589_C_1 FROM_TO | XLWS58 | 589_C_1 | 213 | 0 | 0 | CRLTN_NW_W8 | TNSOUTH___1 | FROM_TO | 73521.13 | 73710.01 | -33.0132 | 0 | 2947.086 | 959.393 | -0.03777 | 0.005578 | -0.49973 | 0.043875 | 118.6075 | 41.6939 | 0 |  | 10000 | 2529.949 | 5990.497 | 1183.151 | 2153.069 | 2995.188 | 10000 | 1674.215 | 3084.606 | 2572.095 | 5025.21 | Competitive | Competitive | 1 | TRUE | FALSE | 1 | Non-Competitive | 0.8985 | Competitive | 172.1399 | 83.7795 | 1956.941 | 10000 | 214 | 1
XLWS58 589_C_1 TO_FROM | XLWS58 | 589_C_1 | 213 | 0 | 0 | CRLTN_NW_W8 | TNSOUTH___1 | TO_FROM | 73521.13 | 77581.62 | -91.3971 | 0 | 959.394 | 2947.086 | -0.00558 | 0.037774 | -0.04388 | 0.49973 | 39.3014 | -22.0569 | 0 | 5250.624 |  | 4555.853 | 2684.026 | 1042.631 | 1249.188 | 5250.624 | 2995.188 | 1814.522 | 1741.612 | 3727.926 | 2677.551 | Competitive | Competitive | 1 | TRUE | FALSE | 1 | Non-Competitive | 0.8985 | Competitive | -33.62 | -62.2452 | 6629.324 | 1998.06 | 214 | 1
XLWS58 590__A FROM_TO | XLWS58 | 590__A | 213 | 0 | 0 | LEWISVLSW8_1 | LEW_JNS_P8 | FROM_TO | 73521.13 | 73452.21 | -11.6835 | 0 | 1033.375 | 2444.648 | -0.00942 | 0.070923 | -0.71848 | 0.25345 | 261.7687 | 97.4039 | 0 | 4677.662 |  | 4677.662 | 2777.717 | 896.96 | 2144.05 | 5237.249 | 2662.156 | 1359.523 | 2653.378 | 3809.628 | 2785.735 | Non-Competitive | Non-Competitive | 0 | TRUE | FALSE | 1 | Non-Competitive | 0.8045 | Competitive | 99.9493 | 40.5861 | 5293.496 | 2918.429 | 214 | 0
XLWS58 590__A TO_FROM | XLWS58 | 590__A | 213 | 0 | 0 | LEWISVLSW8_1 | LEW_JNS_P8 | TO_FROM | 73521.13 | 74099.2 | -243.346 | 0 | 2320.06 | 1033.375 | -0.07092 | 0.009421 | -0.25345 | 0.71848 | 51.8985 | -81.0075 | 0 |  | 6111.936 | 2777.717 | 6111.936 | 2067.994 | 1730.708 | 2662.156 | 10000 | 2605.643 | 2491.473 | 2785.735 | 5094.321 | Competitive | Competitive | 1 | TRUE | FALSE | 1 | Non-Competitive | 0.8045 | Competitive | 185.2465 | 3.3868 | 2918.429 | 7563.12 | 214 | 1
XLWS58 591__A FROM_TO | XLWS58 | 591__A | 280 | 0 | 0 | CRLTN_NW_E8 | TNLAKEPNTE1 | FROM_TO | 73521.13 | 73601.62 | -172.964 | 0 | 2385.355 | 939.555 | -0.09741 | 0.013922 | -0.58028 | 0.11854 | 233.2918 | 26.1645 | 0 |  | 6035.782 | 2940.059 | 6035.782 | 1344.688 | 2067.145 | 2900.749 | 10000 | 1984.19 | 2840.005 | 2797.093 | 5046.141 | Competitive | Competitive | 1 | TRUE | FALSE | 1 | Non-Competitive | 0.7185 | Non-Competitive | 395.0812 | 158.2756 | 2712.269 | 7667.533 | 280 | 0
XLWS58 591__A TO_FROM | XLWS58 | 591__A | 280 | 0 | 0 | CRLTN_NW_E8 | TNLAKEPNTE1 | TO_FROM | 73521.13 | 74237.97 | -159.844 | 0 | 941.045 | 2518.09 | -0.01392 | 0.09741 | -0.11854 | 0.58028 | 190.1338 | 27.3525 | 0 | 4240.871 |  | 4601.362 | 3124.441 | 1005.531 | 1412.189 | 5245.867 | 2900.749 | 1616.232 | 2049.594 | 3646.334 | 2898.85 | Competitive | Competitive | 1 | TRUE | FALSE | 1 | Non-Competitive | 0.7185 | Competitive | -23.7144 | -100.829 | 5372.519 | 2712.269 | 280 | 1
XLY2T58 LYTTON_S_AT1H FROM_TO | XLY2T58 | LYTTON_S_AT1H | 480 | 3 | 3 | LYTTON34 | LYTTON1_1KV | FROM_TO | 73521.13 | 73356.77 | 220.1029 | 0 | 1504.377 | 969.471 | -0.06909 | 0.028694 | -0.24141 | 0.067819 | 520.3212 | 292.7228 | 0 | 5370.176 | 4942.846 | 1292.432 | 4942.846 | 954.56 | 4921.87 | 3633.645 | 5000.001 | 1080.947 | 4976.483 | 1377.711 | 4980.606 | Competitive | Non-Competitive | 0 | TRUE | FALSE | 1 | Non-Competitive | 0.75 | #N/A | #N/A | #N/A | #N/A | #N/A | #N/A | #N/A
XLY2T58 LYTTON_S_AT1H TO_FROM | XLY2T58 | LYTTON_S_AT1H | 480 | 3 | 3 | LYTTON34 | LYTTON1_1KV | TO_FROM | 73521.13 | 83957.69 | -578.864 | 0 | 959.548 | 1273.641 | -0.02869 | 0.069089 | -0.06782 | 0.24141 | -151.923 | -480.05 | 0 | 4942.846 | 5370.176 | 4942.846 | 1380.091 | 4838.633 | 1026.9 | 5000.001 | 3633.645 | 4975.558 | 1150.724 | 4980.606 | 1457.955 | Competitive | Competitive | 1 | TRUE | FALSE | 1 | Non-Competitive | 0.75 | #N/A | #N/A | #N/A | #N/A | #N/A | #N/A | #N/A
XLY3T58 LYTTON_S_AT1H FROM_TO | XLY3T58 | LYTTON_S_AT1H | 480 | 1 | 1 | LYTTON34 | LYTTON1_1KV | FROM_TO | 73521.13 | 73348.61 | 223.1916 | 0 | 1274.014 | 959.547 | -0.07006 | 0.029097 | -0.27227 | 0.068771 | 527.6246 | 296.8294 | 0 | 5370.18 | 4942.846 | 1292.452 | 4942.846 | 954.58 | 4921.849 | 3633.64 | 5000.001 | 1080.961 | 4976.483 | 1377.704 | 4980.606 | Competitive | Non-Competitive | 0 | TRUE | FALSE | 1 | Non-Competitive | 0.711 | #N/A | #N/A | #N/A | #N/A | #N/A | #N/A | #N/A
XLY3T58 LYTTON_S_AT1H TO_FROM | XLY3T58 | LYTTON_S_AT1H | 480 | 1 | 1 | LYTTON34 | LYTTON1_1KV | TO_FROM | 73521.13 | 83860.02 | -586.992 | 0 | 969.47 | 1274.014 | -0.0291 | 0.070058 | -0.06877 | 0.27227 | -154.054 | -486.79 | 0 | 4942.846 | 5370.18 | 4942.846 | 1380.111 | 4838.637 | 1026.922 | 5000.001 | 3633.64 | 4975.558 | 1150.738 | 4980.606 | 1457.947 | Competitive | Competitive | 1 | TRUE | FALSE | 1 | Non-Competitive | 0.711 | #N/A | #N/A | #N/A | #N/A | #N/A | #N/A | #N/A
XLY3T58 LYTTON_S_AT2H FROM_TO | XLY3T58 | LYTTON_S_AT2H | 480 | 1 | 1 | LYTTON34 | LYTTON2_1KV | FROM_TO | 73521.13 | 73533.36 | 201.7714 | 0 | 1274.025 | 969.468 | -0.06333 | 0.026304 | -0.24694 | 0.062169 | 476.9797 | 268.3418 | 0 | 5370.182 | 4942.847 | 1292.436 | 4942.847 | 954.572 | 4921.852 | 3633.652 | 5000.001 | 1080.953 | 4976.485 | 1377.712 | 4980.608 | Competitive | Competitive | 1 | TRUE | FALSE | 1 | Non-Competitive | 0.6955 | #N/A | #N/A | #N/A | #N/A | #N/A | #N/A | #N/A
XLY3T58 LYTTON_S_AT2H TO_FROM | XLY3T58 | LYTTON_S_AT2H | 480 | 1 | 1 | LYTTON34 | LYTTON2_1KV | TO_FROM | 73521.13 | 84643.77 | -530.649 | 0 | 959.545 | 1451.286 | -0.0263 | 0.063334 | -0.06217 | 0.24694 | -139.272 | -440.067 | 0 | 4942.847 | 5370.182 | 4942.847 | 1380.094 | 4838.646 | 1026.911 | 5000.001 | 3633.652 | 4975.56 | 1150.726 | 4980.608 | 1457.955 | Competitive | Competitive | 1 | TRUE | FALSE | 1 | Non-Competitive | 0.6955 | #N/A | #N/A | #N/A | #N/A | #N/A | #N/A | #N/A
XLYT58 LYTTON_S_AT1H FROM_TO | XLYT58 | LYTTON_S_AT1H | 480 | 3 | 3 | LYTTON34 | LYTTON1_1KV | FROM_TO | 73521.13 | 94738.8 | 0 | 0 | 0 | 0 | 0 | 0 | 0 | 0 | 0 | 0 | 0 | [10 empty] | 0 | 0 | Competitive | Competitive | 1 | FALSE | TRUE | 1 | Non-Competitive | 0.797 | #N/A | #N/A | #N/A | #N/A | #N/A | #N/A | #N/A
XLYT58 LYTTON_S_AT1H TO_FROM | XLYT58 | LYTTON_S_AT1H | 480 | 3 | 3 | LYTTON34 | LYTTON1_1KV | TO_FROM | 73521.13 | 94738.8 | 0 | 0 | 0 | 0 | 0 | 0 | 0 | 0 | 0 | 0 | 0 | [10 empty] | 0 | 0 | Competitive | Competitive | 1 | FALSE | TRUE | 1 | Non-Competitive | 0.797 | #N/A | #N/A | #N/A | #N/A | #N/A | #N/A | #N/A
XMDK89 6427__A FROM_TO | XMDK89 | 6427__A | 151 | 1 | 1 | PERMIANB_8 | HACKBTAP4A | FROM_TO | 73521.13 | 73382.01 | -169.763 | 0 | 950.767 | 1131.067 | -0.04379 | 0.096836 | -0.67964 | 0.096836 | 245.5142 | 54.6414 | 0 | 4649.185 | 10000 | 4649.185 | 10000 | 1496.154 | 1947.514 | 4649.185 | 10000 | 3832.142 | 7917.546 | 4845.254 | 10000 | Competitive | Non-Competitive | 0 | TRUE | FALSE | 1 | Non-Competitive | 0.703 | Non-Competitive | 192.2148 | 57.1819 | 5838.831 | 10000 | 151 | 1
XMDK89 6427__A TO_FROM | XMDK89 | 6427__A | 151 | 1 | 1 | PERMIANB_8 | HACKBTAP4A | TO_FROM | 73521.13 | 73135.67 | -172.009 | 0 | 1233.913 | 977.286 | -0.09684 | 0.17342 | -0.09684 | 0.67964 | 187.4304 | 146.2339 | 823.83 | 3115.328 | 10000 | 3354.275 | 10000 | 2673.351 | 2527.325 | 3354.275 | 10000 | 3352.984 | 7656.259 | 3362.117 | 10000 | Competitive | Non-Competitive | 0 | TRUE | FALSE | 1 | Non-Competitive | 0.703 | Competitive | 112.3067 | 91.3866 | 3785.664 | 10000 | 151 | 0
XMG2S58 MGSES_MR2H FROM_TO | XMG2S58 | MGSES_MR2H | 341 | 3 | 3 | MRGNCRK_5 | 700208_3STAR | FROM_TO | 73521.13 | 73519.85 | -129.678 | 0 | 1029.49 | 2821.813 | -0.3665 | 0.02695 | -1.5969 | 0.030613 | 343.0385 | 271.4861 | 0 | 3090.809 | 9598.434 | 1536.074 | 9579.841 | 755.427 | 9579.975 | 1536.074 | 9579.841 | 856.188 | 9693.618 | 1569.293 | 9693.778 | Non-Competitive | Non-Competitive | 0 | TRUE | FALSE | 1 | Non-Competitive | 0.719 | #N/A | #N/A | #N/A | #N/A | #N/A | #N/A | #N/A
XMG2S58 MGSES_MR2H TO_FROM | XMG2S58 | MGSES_MR2H | 341 | 3 | 3 | MRGNCRK_5 | 700208_3STAR | TO_FROM | 73521.13 | 69499.88 | -339.124 | 0 | 2821.818 | 1029.49 | -0.01793 | 0.3665 | -0.03061 | 1.5969 | 444.8736 | -280.016 | 0 | 2653.523 |  | 2878.64 | 10000 | 2620.645 | 933.269 | 2948.025 | 10000 | 3429.054 | 889.447 | 3431.964 | 10000 | Non-Competitive | Non-Competitive | 0 | TRUE | FALSE | 1 | Non-Competitive | 0.719 | #N/A | #N/A | #N/A | #N/A | #N/A | #N/A | #N/A
XMGS58 MGSES_MR1H FROM_TO | XMGS58 | MGSES_MR1H | 349 | 3 | 3 | MRGNCRK_5 | 700207_3STAR | FROM_TO | 73521.13 | 73501.11 | -135.562 | 0 | 1086.157 | 982.976 | -0.38314 | 0.028174 | -0.4798 | 0.46409 | 358.6084 | 283.8067 | 0 | 2028.217 | 9598.433 | 1536.074 | 9579.841 | 755.434 | 9579.978 | 1536.074 | 9579.841 | 856.19 | 9693.617 | 1569.302 | 9693.778 | Competitive | Non-Competitive | 0 | TRUE | FALSE | 1 | Non-Competitive | 0.75 | #N/A | #N/A | #N/A | #N/A | #N/A | #N/A | #N/A
XMGS58 MGSES_MR1H TO_FROM | XMGS58 | MGSES_MR1H | 349 | 3 | 3 | MRGNCRK_5 | 700207_3STAR | TO_FROM | 73521.13 | 73260.73 | -358.128 | 0 | 873.223 | 974.389 | -0.01875 | 0.38314 | -0.46409 | 0.4798 | 465.0642 | -292.726 | 0 | 2653.522 |  | 2878.64 | 10000 | 2620.646 | 933.282 | 2948.025 | 10000 | 3429.053 | 889.465 | 3431.963 | 10000 | Competitive | Non-Competitive | 0 | TRUE | FALSE | 1 | Non-Competitive | 0.75 | #N/A | #N/A | #N/A | #N/A | #N/A | #N/A | #N/A
XMGS58 MGSES_MR1L FROM_TO | XMGS58 | MGSES_MR1L | 349 | 3 | 3 | MRGNCRK_8 | 700207_3STAR | FROM_TO | 73521.13 | 73288.82 | -358.128 | 0 | 869.547 | 972.707 | -0.01875 | 0.38314 | -0.5202 | 0.38314 | 465.0642 | -292.726 | 0 | 2653.522 |  | 2878.64 | 10000 | 2620.646 | 933.282 | 2948.025 | 10000 | 3429.053 | 889.465 | 3431.963 | 10000 | Competitive | Non-Competitive | 0 | TRUE | FALSE | 1 | Non-Competitive | 0.719 | #N/A | #N/A | #N/A | #N/A | #N/A | #N/A | #N/A
XMGS58 MGSES_MR1L TO_FROM | XMGS58 | MGSES_MR1L | 349 | 3 | 3 | MRGNCRK_8 | 700207_3STAR | TO_FROM | 73521.13 | 73496.05 | -135.562 | 0 | 1084.28 | 979.092 | -0.38314 | 0.028174 | -0.38314 | 0.5202 | 358.6084 | 283.8067 | 0 | 2028.217 | 9598.433 | 1536.074 | 9579.841 | 755.434 | 9579.978 | 1536.074 | 9579.841 | 856.19 | 9693.617 | 1569.302 | 9693.778 | Competitive | Non-Competitive | 0 | TRUE | FALSE | 1 | Non-Competitive | 0.719 | #N/A | #N/A | #N/A | #N/A | #N/A | #N/A | #N/A
XMGS58 MGSES_MR2H FROM_TO | XMGS58 | MGSES_MR2H | 341 | 3 | 3 | MRGNCRK_5 | 700208_3STAR | FROM_TO | 73521.13 | 73520.67 | -129.188 | 0 | 1091.604 | 2821.814 | -0.36511 | 0.026849 | -1.5986 | 0.030497 | 341.7338 | 270.4517 | 0 | 3090.802 | 9598.434 | 1536.069 | 9579.842 | 755.429 | 9579.972 | 1536.069 | 9579.842 | 856.19 | 9693.618 | 1569.287 | 9693.779 | Non-Competitive | Non-Competitive | 0 | TRUE | FALSE | 1 | Non-Competitive | 0.703 | #N/A | #N/A | #N/A | #N/A | #N/A | #N/A | #N/A
XMGS58 MGSES_MR2H TO_FROM | XMGS58 | MGSES_MR2H | 341 | 3 | 3 | MRGNCRK_5 | 700208_3STAR | TO_FROM | 73521.13 | 69543.07 | -341.275 | 0 | 2821.809 | 979.287 | -0.01786 | 0.36511 | -0.0305 | 1.5986 | 443.1866 | -278.953 | 0 | 2653.521 |  | 2878.642 | 10000 | 2620.643 | 933.276 | 2948.027 | 10000 | 3429.057 | 889.448 | 3431.967 | 10000 | Non-Competitive | Non-Competitive | 0 | TRUE | FALSE | 1 | Non-Competitive | 0.703 | #N/A | #N/A | #N/A | #N/A | #N/A | #N/A | #N/A
XMOS58 6500__B FROM_TO | XMOS58 | 6500__B | 206 | 3 | 3 | ODESEHV_8 | BIG3ODTA_8 | FROM_TO | 73521.13 | 73702.93 | 24.1923 | 0 | 0 | 783.088 | 0 | 0.000329 | -0.99967 | 0.000329 | 24.1927 | 24.197 | 0 |  |  | 783.088 |  | 783.088 |  | 783.088 |  | 783.088 |  | 783.088 | 0 | Competitive | Competitive | 1 | FALSE | TRUE | 1 | Non-Competitive | 0.758 | Non-Competitive | 224.0883 | 187.3741 | 5374.622 | 10000 | 214 | 0
XMOS58 6500__B TO_FROM | XMOS58 | 6500__B | 206 | 3 | 3 | ODESEHV_8 | BIG3ODTA_8 | TO_FROM | 73521.13 | 94738.8 | -24.1845 | 0 | 783.088 | 0 | -0.00033 | 0 | -0.00033 | 0.99967 | -24.1634 | -22.3072 | 5643.83 |  |  |  | 920.068 |  | 920.068 |  | 920.068 |  | 920.068 | 0 | 920.068 | Competitive | Competitive | 1 | FALSE | TRUE | 1 | Non-Competitive | 0.758 | Competitive | -20.5839 | -194.448 | 5167.134 | 5818.009 | 214 | 1
XMOS58 6511__A FROM_TO | XMOS58 | 6511__A | 155 | 3 | 3 | MIDLNDE_8 | WINDWOOD_8 | FROM_TO | 73521.13 | 73656.87 | -48.5916 | 0 | 1282.708 | 996.724 | -0.02972 | 0.028247 | -0.6808 | 0.24659 | 62.5874 | 21.1816 | 0 | 10000 | 5814.589 | 10000 | 5814.589 | 845.506 | 5446.405 | 10000 | 5814.589 | 5531.016 | 5812.197 | 10000 | 5852.199 | Competitive | Competitive | 1 | TRUE | FALSE | 1 | Non-Competitive | 0.7345 | Competitive | 70.1511 | 27.8713 | 10000 | 4663.163 | 162 | 1
XMOS58 6511__A TO_FROM | XMOS58 | 6511__A | 155 | 3 | 3 | MIDLNDE_8 | WINDWOOD_8 | TO_FROM | 73521.13 | 73944.53 | -57.2519 | 0 | 1008.988 | 1215.462 | -0.02825 | 0.029724 | -0.24659 | 0.6808 | 49.7258 | -46.5834 | 0 | 3402.681 | 10000 | 2945.787 | 10000 | 2602.29 | 1049.405 | 2945.787 | 10000 | 3404.066 | 7189.488 | 3472.474 | 10000 | Competitive | Competitive | 1 | TRUE | FALSE | 1 | Non-Competitive | 0.7345 | Competitive | 28.0901 | -55.3692 | 2564.835 | 10000 | 162 | 1
XMOS58 6915__A FROM_TO | XMOS58 | 6915__A | 40 | 3 | 3 | ODESSANO_9 | ODBASSS_9 | FROM_TO | 73521.13 | 73494.65 | 12.6477 | 0 | 989.397 | 1022.187 | -0.02467 | 0.002744 | -0.51415 | 0.15396 | 53.6178 | 47.8068 | 0 |  | 10000 | 3752.286 | 10000 | 729.724 | 9921.34 | 5802.698 | 10000 | 834.057 | 9997.142 | 4674.412 | 10000 | Competitive | Non-Competitive | 0 | TRUE | FALSE | 0 | Non-Competitive | 0.7265 | Competitive | 37.5026 | 33.2528 | 4823.616 | 10000 | 42 | 0
XMOS58 6915__A TO_FROM | XMOS58 | 6915__A | 40 | 3 | 3 | ODESSANO_9 | ODBASSS_9 | TO_FROM | 73521.13 | 73861.72 | -53.2777 | 0 | 815.467 | 1106.337 | -0.00274 | 0.037737 | -0.15396 | 0.51414 | -12.6741 | -49.9447 | 0 | 4149.596 |  | 4149.596 | 5173.354 | 2883.597 | 830.222 | 4149.596 | 5802.698 | 3962.239 | 964.381 | 4168.631 | 5493.968 | Competitive | Competitive | 1 | TRUE | FALSE | 1 | Non-Competitive | 0.7265 | Competitive | -8.8029 | -34.2214 | 3839.966 | 5466.991 | 42 | 1
XMOS58 ODNTH_FMR1 FROM_TO | XMOS58 | ODNTH_FMR1 | 87 | 3 | 3 | ODESSANO_8 | ODESSANO_9 | FROM_TO | 73521.13 | 73522.29 | 16.1339 | 0 | 1191.883 | 938.036 | -0.03794 | 0.005639 | -0.70583 | 0.042396 | 86.1824 | 75.1181 | 0 |  | 10000 | 4178.145 | 10000 | 717.084 | 9910.75 | 5805.041 | 10000 | 1124.354 | 9991.355 | 5003.373 | 10000 | Competitive | Competitive | 1 | TRUE | FALSE | 1 | Non-Competitive | 0.7035 | Competitive | 65.4997 | 57.0685 | 4957.185 | 10000 | 87 | 1
XMOS58 ODNTH_FMR1 TO_FROM | XMOS58 | ODNTH_FMR1 | 87 | 3 | 3 | ODESSANO_8 | ODESSANO_9 | TO_FROM | 73521.13 | 76017.34 | -85.7906 | 0 | 1000.511 | 1163.078 | -0.00564 | 0.063548 | -0.0424 | 0.70583 | -16.0076 | -78.2555 | 0 | 4223.528 |  | 4223.528 | 5241.359 | 2800.285 | 814.04 | 4223.528 | 5805.041 | 4138.664 | 1307.968 | 4515.25 | 5569.553 | Competitive | Competitive | 1 | TRUE | FALSE | 1 | Non-Competitive | 0.7035 | Competitive | -19.475 | -58.7425 | 3910.106 | 5515.575 | 87 | 1
XNE2D58 NEDIN_138H FROM_TO | XNE2D58 | NEDIN_138H | 660 | 1 | 1 | NEDIN7A | 8381_3STAR | FROM_TO | 73521.13 | 73072.53 | 771.5819 | 0 | 1460.22 | 729.908 | -0.39688 | 0.028324 | -0.78721 | 0.28145 | 1015.884 | 881.4156 | 0 | 1413.906 | 3047.033 | 820.839 | 10000 | 804.152 | 3288.205 | 1581.898 | 10000 | 788.719 | 6416.431 | 798.867 | 6405.739 | Non-Competitive | Non-Competitive | 0 | TRUE | FALSE | 0 | Non-Competitive | 0.719 | Competitive | -878.496 | -838.266 | 3599.851 | 904.281 | 660 | 0
XNE2D58 NEDIN_138H TO_FROM | XNE2D58 | NEDIN_138H | 660 | 1 | 1 | NEDIN7A | 8381_3STAR | TO_FROM | 73521.13 | 78803.24 | -1007.85 | 0 | 682.465 | 1460.22 | -0.02832 | 0.50586 | -0.28145 | 0.78721 | -783.463 | -766.619 | 5197.83 | 4303.334 | 1811.183 | 7258.206 | 932.882 | 4175.061 | 930.569 | 7258.206 | 1734.386 | 6797.384 | 907.539 | 6802.971 | 908.218 | Competitive | Competitive | 1 | TRUE | FALSE | 1 | Non-Competitive | 0.719 | Non-Competitive | 1046.283 | 924.1001 | 769.819 | 6248.734 | 660 | 0
XODN89 6860__A FROM_TO | XODN89 | 6860__A | 40 | 1 | 1 | HOLTSS_9 | ECTRSHLT_9 | FROM_TO | 73521.13 | 73519.71 | 26.5997 | 0 | 1404.081 | 966.434 | -0.00853 | 0.004175 | -0.74954 | 0.099488 | 41.0662 | 37.2497 | 0 |  |  | 2887.468 | 10000 | 805.366 | 9974.465 | 10000 | 10000 | 788.954 | 9999.805 | 4655.99 | 10000 | Competitive | Non-Competitive | 0 | FALSE | FALSE | 1 | Non-Competitive | 0.6955 | Competitive | 19.1556 | 16.7438 | 2404.42 | 10000 | 42 | 0
XODN89 6860__A TO_FROM | XODN89 | 6860__A | 40 | 1 | 1 | HOLTSS_9 | ECTRSHLT_9 | TO_FROM | 73521.13 | 74192.24 | -40.3083 | 0 | 913.896 | 1259.544 | -0.00143 | 0.015888 | -0.09949 | 0.74954 | -26.5831 | -28.974 | 3900.13 |  |  | 4125.31 | 983.094 | 2914.479 | 966.961 | 6667.784 | 9149.759 | 3513.153 | 1007.672 | 3725.917 | 1017.775 | Competitive | Competitive | 1 | FALSE | FALSE | 1 | Non-Competitive | 0.6955 | Competitive | -7.8323 | -10.9155 | 4284.964 | 6955.504 | 42 | 1
XPH2R58 PHR_AT1 FROM_TO | XPH2R58 | PHR_AT1 | 460 | 3 | 3 | P_H_R___345E | 49126_STAR | FROM_TO | 73521.13 | 73033.32 | 371.301 | 0 | 2586.624 | 6795.26 | -0.21299 | 0.044312 | -0.28239 | 0.077542 | 598.7805 | 386.9072 | 0 | 6859.963 | 7060.101 | 6087.557 | 7231.736 | 827.139 | 4734.893 | 10000 | 7231.736 | 1911.517 | 7034.279 | 7418.4 | 7207.111 | Non-Competitive | Non-Competitive | 0 | TRUE | FALSE | 1 | Non-Competitive | 0.7345 | #N/A | #N/A | #N/A | #N/A | #N/A | #N/A | #N/A
XPH2R58 PHR_AT1 TO_FROM | XPH2R58 | PHR_AT1 | 460 | 3 | 3 | P_H_R___345E | 49126_STAR | TO_FROM | 73521.13 | 83776.64 | -564.29 | 0 | 6795.265 | 2586.624 | -0.04431 | 0.21299 | -0.07754 | 0.28239 | -264.678 | -479.29 | 0 | 7060.101 | 6859.963 | 7231.736 | 6087.557 | 4734.893 | 974.594 | 7231.736 | 10000 | 7034.279 | 2207.249 | 7207.111 | 7418.4 | Competitive | Competitive | 1 | TRUE | FALSE | 1 | Non-Competitive | 0.7345 | #N/A | #N/A | #N/A | #N/A | #N/A | #N/A | #N/A
XPHR58 138_NAL_HAS_1 FROM_TO | XPHR58 | 138_NAL_HAS_1 | 383 | 3 | 3 | TNHASTINGS1 | TNNALVIN__1 | FROM_TO | 73521.13 | 77300.14 | -352.518 | 0 | 2515.701 | 1220.652 | -0.0115 | 0.06162 | -0.13199 | 0.79288 | -115.733 | -245.768 | 0 | 7232.498 |  | 7232.498 | 1048.343 | 3225.999 | 913.373 | 7232.498 | 1352.686 | 5632.227 | 968.218 | 7233.009 | 1157.285 | Competitive | Competitive | 1 | TRUE | FALSE | 1 | Non-Competitive | 0.766 | Competitive | -119.048 | -225.929 | 7232.985 | 1280.634 | 383 | 1
XPHR58 138_NAL_HAS_1 TO_FROM | XPHR58 | 138_NAL_HAS_1 | 383 | 3 | 3 | TNHASTINGS1 | TNNALVIN__1 | TO_FROM | 73521.13 | 73562.23 | 164.3097 | 0 | 1166.541 | 2515.7 | -0.06162 | 0.011502 | -0.79288 | 0.13199 | 350.414 | 192.0071 | 0 |  | 7232.498 | 897.709 | 7232.498 | 772.76 | 3225.999 | 1115.417 | 7232.498 | 821.991 | 5632.227 | 989.251 | 7233.009 | Competitive | Competitive | 1 | TRUE | FALSE | 1 | Non-Competitive | 0.766 | Competitive | 339.3801 | 189.5407 | 1163.751 | 7232.985 | 383 | 1
XRE2N58 ALNSW_MR1H FROM_TO | XRE2N58 | ALNSW_MR1H | 515 | 6 | 6 | ALLENSW1_5 | ALNSW1_1 | FROM_TO | 73521.13 | 73048.46 | 197.1053 | 0 | 2766.804 | 928.92 | -0.0188 | 0.048572 | -0.42739 | 0.28472 | 716.7502 | 347.2338 | 0 | 3923.447 |  | 3717.305 | 4635.812 | 1552.913 | 1798.484 | 3985.516 | 10000 | 2865.494 | 2017.138 | 3778.02 | 4105.423 | Non-Competitive | Non-Competitive | 0 | TRUE | FALSE | 1 | Non-Competitive | 0.75 | #N/A | #N/A | #N/A | #N/A | #N/A | #N/A | #N/A
XRE2N58 ALNSW_MR1H TO_FROM | XRE2N58 | ALNSW_MR1H | 515 | 6 | 6 | ALLENSW1_5 | ALNSW1_1 | TO_FROM | 73521.13 | 76033.9 | -542.788 | 0 | 961.231 | 2766.804 | -0.04857 | 0.018799 | -0.28472 | 0.42739 | -190.366 | -395.655 | 0 |  | 4381.124 | 4049.372 | 4117.464 | 971.865 | 1660.304 | 5274.153 | 4454.768 | 1206.418 | 3080.513 | 3423.449 | 4107.244 | Competitive | Competitive | 1 | TRUE | FALSE | 1 | Non-Competitive | 0.75 | #N/A | #N/A | #N/A | #N/A | #N/A | #N/A | #N/A
XROC89 GREGOR_RINCON1_1 FROM_TO | XROC89 | GREGOR_RINCON1_1 | 61 | 1 | 1 | RINCON2A | GREGORY2A | FROM_TO | 73521.13 | 73551.76 | 16.7489 | 0 | 989.822 | 1041.654 | -0.01883 | 0.004246 | -0.55902 | 0.17527 | 43.8779 | 28.0954 | 0 |  |  | 3315.312 | 4061.34 | 752.07 | 2897.554 | 3315.312 | 5644.313 | 638.548 | 4182.937 | 3207.168 | 4725.118 | Competitive | Competitive | 1 | FALSE | FALSE | 1 | Non-Competitive | 0.859 | Competitive | 43.1805 | 28.1293 | 3189.558 | 4814.798 | 61 | 1
XROC89 GREGOR_RINCON1_1 TO_FROM | XROC89 | GREGOR_RINCON1_1 | 61 | 1 | 1 | RINCON2A | GREGORY2A | TO_FROM | 73521.13 | 73955.76 | -43.7406 | 0 | 976.188 | 1082.62 | -0.00425 | 0.018831 | -0.17527 | 0.55902 | -15.0734 | -42.2731 | 0 |  |  | 4061.34 | 3315.312 | 2002.748 | 857.341 | 5644.313 | 3315.312 | 3792.378 | 711.164 | 4725.118 | 3207.168 | Competitive | Competitive | 1 | FALSE | FALSE | 1 | Non-Competitive | 0.859 | Competitive | -15.3753 | -41.5626 | 4814.798 | 3189.558 | 61 | 1
XSA3R58 SARC_T1L FROM_TO | XSA3R58 | SARC_T1L | 323 | 3 | 3 | SARC4A | SRC1DUM | FROM_TO | 73521.13 | 77312.49 | -335.518 | 0 | 1750.612 | 948.545 | -0.01349 | 0.26155 | -0.09015 | 0.45526 | -3.3536 | -36.1322 | 995.53 | 2001.848 |  | 5573.819 | 1792.766 | 1213.43 | 1456.527 | 10000 | 1804.002 | 4585.294 | 1676.782 | 4810.125 | 1808.168 | Competitive | Competitive | 1 | TRUE | FALSE | 1 | Non-Competitive | 0.7895 | Competitive | 242.6471 | 125.2955 | 2907.246 | 10000 | 275 | 1
XSA3R58 SARC_T1L TO_FROM | XSA3R58 | SARC_T1L | 323 | 3 | 3 | SARC4A | SRC1DUM | TO_FROM | 73521.13 | 73341.35 | -23.9634 | 0 | 1041.987 | 1750.612 | -0.06954 | 0.035901 | -0.45526 | 0.090148 | 404.8345 | 181.0904 | 0 | 7078.849 | 10000 | 1640.545 | 10000 | 1090.406 | 1710.667 | 7078.849 | 10000 | 1324.007 | 4252.727 | 2815.97 | 10000 | Competitive | Non-Competitive | 0 | TRUE | FALSE | 1 | Non-Competitive | 0.7895 | Competitive | -17.6025 | -26.8571 | 5066.984 | 1774.204 | 275 | 0
XSA4N89 BALG_HUMBLT1_1 FROM_TO | XSA4N89 | BALG_HUMBLT1_1 | 27 | 1 | 1 | BALG2A | BALEXTP2 | FROM_TO | 73521.13 | 73519.76 | 6.7667 | 0 | 880.448 | 1172.614 | -0.0024 | 0.006372 | -0.85594 | 0.071964 | 28.225 | 9.7499 | 0 |  |  | 4678.333 | 5408.228 | 666.173 | 2108.582 | 5053.26 | 5408.228 | 1255.19 | 3573.405 | 5020.803 | 5033.498 | Competitive | Non-Competitive | 0 | FALSE | FALSE | 1 | Non-Competitive | 0.789 | #N/A | #N/A | #N/A | #N/A | #N/A | #N/A | #N/A
XSA4N89 BALG_HUMBLT1_1 TO_FROM | XSA4N89 | BALG_HUMBLT1_1 | 27 | 1 | 1 | BALG2A | BALEXTP2 | TO_FROM | 73521.13 | 73929.6 | -28.6508 | 0 | 1172.614 | 880.448 | -0.00197 | 0.008018 | -0.07196 | 0.85594 | -2.1608 | -15.8399 | 0 |  |  | 2751.036 | 2082.807 | 1254.303 | 819.003 | 10000 | 4823.972 | 1507.29 | 794.571 | 3520.231 | 2019.201 | Competitive | Competitive | 1 | FALSE | FALSE | 1 | Non-Competitive | 0.789 | #N/A | #N/A | #N/A | #N/A | #N/A | #N/A | #N/A
XSAN58 FREER_SAN_DI1_1 FROM_TO | XSAN58 | FREER_SAN_DI1_1 | 38 | 3 | 3 | FREER2A | SAN_DIEG2A | FROM_TO | 73521.13 | 73483.05 | -6.9948 | 0 | 1004.135 | 1424.189 | -0.01573 | 0.02107 | -0.18035 | 0.58573 | 44.8686 | 9.2646 | 0 | 3334.961 |  | 2507.712 | 2461.698 | 734.382 | 1333.468 | 2507.712 | 4275.536 | 1959.861 | 2159.009 | 2505.949 | 2436.31 | Competitive | Non-Competitive | 0 | TRUE | FALSE | 1 | Non-Competitive | 0.758 | Non-Competitive | 45.7512 | 9.8126 | 3085.377 | 2373.57 | 38 | 1
XSAN58 FREER_SAN_DI1_1 TO_FROM | XSAN58 | FREER_SAN_DI1_1 | 38 | 3 | 3 | FREER2A | SAN_DIEG2A | TO_FROM | 73521.13 | 73570.19 | -39.9027 | 0 | 1442.559 | 972.274 | -0.02107 | 0.015729 | -0.58573 | 0.18035 | 8.9964 | -28.5409 | 0 |  | 5000 | 1289.998 | 5000 | 822.816 | 846.693 | 4275.536 | 5000 | 1214.351 | 3214.91 | 1371.057 | 5000 | Competitive | Competitive | 1 | TRUE | FALSE | 1 | Non-Competitive | 0.758 | Competitive | 8.1617 | -27.8323 | 1322.393 | 5000 | 38 | 1
XSAN58 LAQUIN_LOBO1_1 FROM_TO | XSAN58 | LAQUIN_LOBO1_1 | 239 | 3 | 3 | LOBO4A | LAQUNTA4A | FROM_TO | 73521.13 | 73552.27 | -6.3238 | 0 | 928.426 | 10000 | -0.03336 | 0.10335 | -0.72875 | 0.11857 | 216.3085 | 80.975 | 0 | 3334.961 | 2519.815 | 3334.961 | 2519.815 | 660.002 | 1579.83 | 3334.961 | 2519.815 | 2423.54 | 2339.794 | 3334.961 | 2622.668 | Competitive | Competitive | 1 | TRUE | FALSE | 1 | Non-Competitive | 0.8125 | Competitive | 227.5598 | 80.9756 | 4058.397 | 2550.623 | 239 | 1
XSAN58 LAQUIN_LOBO1_1 TO_FROM | XSAN58 | LAQUIN_LOBO1_1 | 239 | 3 | 3 | LOBO4A | LAQUNTA4A | TO_FROM | 73521.13 | 74634.9 | -206.977 | 0 | 10000 | 928.426 | -0.10335 | 0.72875 | -0.11857 | 0.72875 | 109.1257 | -159.628 | 0 | 3649.871 | 5000 | 10000 | 5000 | 3178.691 | 813.143 | 10000 | 5000 | 9389.68 | 3348.918 | 9410.177 | 5000 | Competitive | Competitive | 1 | TRUE | FALSE | 1 | Non-Competitive | 0.8125 | Competitive | 90.4594 | -160.229 | 9472.384 | 5000 | 239 | 1
XSAN58 SANMIGL_ATBH FROM_TO | XSAN58 | SANMIGL_ATBH | 300 | 3 | 3 | MIGUEL5 | NOTMODMIDPT1 | FROM_TO | 73521.13 | 73189.92 | 124.9547 | 0 | 1065.822 | 1712.865 | -0.22707 | 0.078372 | -0.50204 | 0.078372 | 466.283 | 212.5528 | 0 | 5000 | 3579.67 | 5000 | 10000 | 796.624 | 2751.778 | 5000 | 10000 | 1283.477 | 8019.042 | 5000 | 8228.513 | Competitive | Non-Competitive | 0 | TRUE | FALSE | 1 | Non-Competitive | 0.7035 | Competitive | 295.5887 | 150.175 | 5000 | 9939.635 | 300 | 0
XSAN58 SANMIGL_ATBH TO_FROM | XSAN58 | SANMIGL_ATBH | 300 | 3 | 3 | MIGUEL5 | NOTMODMIDPT1 | TO_FROM | 73521.13 | 78122.22 | -460.389 | 0 | 1712.875 | 1065.822 | -0.07837 | 0.22707 | -0.07837 | 0.50204 | -59.4137 | -436.092 | 0 | 2448.897 | 5000 | 8985.315 | 5000 | 1579.479 | 842.332 | 8890.13 | 5000 | 6809.573 | 1336.812 | 7248.248 | 5000 | Competitive | Competitive | 1 | TRUE | FALSE | 1 | Non-Competitive | 0.7035 | Competitive | -75.0405 | -275.88 | 9387.212 | 5000 | 300 | 1
XSGV58 1080__B FROM_TO | XSGV58 | 1080__B | 257 | 3 | 3 | FOREGROV_8 | MABANKTAP | FROM_TO | 73521.13 | 73582.87 | 8.56 | 0 | 2159.99 | 1122.162 | -0.08513 | 0.023342 | -0.62334 | 0.25568 | 218.46 | 91.1134 | 1539.03 | 5417.157 | 5040.102 | 4788.548 | 5040.102 | 2125.112 | 3609.775 | 4411.995 | 5040.102 | 3522.852 | 4964.102 | 4269.68 | 5015.319 | Competitive | Competitive | 1 | TRUE | FALSE | 1 | Non-Competitive | 0.7185 | Competitive | 140.05 | 30.9023 | 4232.113 | 5124.691 | 251 | 1
XSGV58 1080__B TO_FROM | XSGV58 | 1080__B | 257 | 3 | 3 | FOREGROV_8 | MABANKTAP | TO_FROM | 73521.13 | 74469.17 | -140.763 | 0 | 965.384 | 2159.99 | -0.02334 | 0.085128 | -0.25568 | 0.62334 | 12.1113 | -107.811 | 0 | 5040.102 | 5417.157 | 5040.102 | 4788.548 | 3099.015 | 2251.07 | 5040.102 | 4411.995 | 4953.355 | 3616.381 | 5015.319 | 4269.68 | Competitive | Competitive | 1 | TRUE | FALSE | 1 | Non-Competitive | 0.7185 | Competitive | 47.8628 | -56.9998 | 5124.691 | 4232.113 | 251 | 1
XTWI58 SARC_T2H FROM_TO | XTWI58 | SARC_T2H | 352 | 3 | 3 | SARC7A | SRC2DUM | FROM_TO | 73521.13 | 73442.48 | -28.8605 | 0 | 1305.574 | 1027.228 | -0.07172 | 0.038962 | -0.32435 | 0.3684 | 377.5096 | 150.5577 | 0 | 7090.972 | 10000 | 2057.113 | 10000 | 1094.704 | 1646.764 | 7090.972 | 10000 | 1510.402 | 4477.464 | 3538.002 | 10000 | Competitive | Non-Competitive | 0 | TRUE | FALSE | 1 | Non-Competitive | 0.781 | Competitive | -17.5743 | -26.8206 | 5066.981 | 1774.163 | 275 | 0
XTWI58 SARC_T2H TO_FROM | XTWI58 | SARC_T2H | 352 | 3 | 3 | SARC7A | SRC2DUM | TO_FROM | 73521.13 | 74414.3 | -310.15 | 0 | 1027.228 | 1061.424 | -0.01321 | 0.23516 | -0.3684 | 0.32436 | 20.5294 | -10.4519 | 1540.53 | 1900.658 |  | 5972.891 | 1702.491 | 1184.854 | 1497.948 | 10000 | 1748.634 | 4085.29 | 1753.738 | 4305.383 | 1794.507 | Competitive | Competitive | 1 | TRUE | FALSE | 1 | Non-Competitive | 0.781 | Competitive | 242.2803 | 125.1057 | 2907.45 | 10000 | 275 | 1
XTWI58 SARC_T2L FROM_TO | XTWI58 | SARC_T2L | 352 | 3 | 3 | SARC4A | SRC2DUM | FROM_TO | 73521.13 | 73962.58 | -310.15 | 0 | 1035.757 | 1061.424 | -0.01321 | 0.23516 | -0.73275 | 0.32436 | 20.5294 | -10.4519 | 1540.53 | 1900.658 |  | 5972.891 | 1702.491 | 1184.854 | 1497.948 | 10000 | 1748.634 | 4085.29 | 1753.738 | 4305.383 | 1794.507 | Competitive | Competitive | 1 | TRUE | FALSE | 1 | Non-Competitive | 0.7265 | Competitive | 242.2803 | 125.1057 | 2907.45 | 10000 | 275 | 1
XTWI58 SARC_T2L TO_FROM | XTWI58 | SARC_T2L | 352 | 3 | 3 | SARC4A | SRC2DUM | TO_FROM | 73521.13 | 73442.48 | -28.8605 | 0 | 1305.574 | 1035.757 | -0.07172 | 0.038962 | -0.32435 | 0.73275 | 377.5096 | 150.5577 | 0 | 7090.972 | 10000 | 2057.113 | 10000 | 1094.704 | 1646.764 | 7090.972 | 10000 | 1510.402 | 4477.464 | 3538.002 | 10000 | Competitive | Non-Competitive | 0 | TRUE | FALSE | 1 | Non-Competitive | 0.7265 | Competitive | -17.5743 | -26.8206 | 5066.981 | 1774.163 | 275 | 0
XUVA89 240T281_1 FROM_TO | XUVA89 | 240T281_1 | 44 | 1 | 1 | L_UTOPIA9_1Y | L_TARPLE9_1Y | FROM_TO | 73521.13 | 73461.28 | -69.4128 | 0 | 957.624 | 1485.278 | -0.00333 | 0.021831 | -0.18905 | 0.66885 | 55.4217 | -40.0977 | 0 | 10000 |  | 1954 | 1722.597 | 742.82 | 1149.056 | 2091.128 | 2590.063 | 988.939 | 1767.9 | 1798.605 | 2391.215 | Competitive | Non-Competitive | 0 | TRUE | FALSE | 1 | Non-Competitive | 0.766 | Competitive | -21.2388 | -39.4375 | 4916.718 | 2262.579 | 44.1 | 0
XUVA89 240T281_1 TO_FROM | XUVA89 | 240T281_1 | 44 | 1 | 1 | L_UTOPIA9_1Y | L_TARPLE9_1Y | TO_FROM | 73521.13 | 73487.04 | -30.3442 | 0 | 1277.28 | 884.117 | -0.02183 | 0.006024 | -0.66885 | 0.18905 | 66.7733 | 8.038 | 0 |  | 10000 | 2696.904 | 10000 | 1018.98 | 1491.942 | 4345.733 | 10000 | 1536.663 | 2383.849 | 2784.586 | 10000 | Competitive | Non-Competitive | 0 | TRUE | FALSE | 1 | Non-Competitive | 0.766 | Non-Competitive | 44.4989 | 29.9665 | 4334.788 | 7598.535 | 44.1 | 1
XVIC89 BONIVI_RINCON1_1 FROM_TO | XVIC89 | BONIVI_RINCON1_1 | 38 | 1 | 1 | RINCON2A | BONIVIEW2A | FROM_TO | 73521.13 | 73527.81 | -25.0074 | 0 | 1304.12 | 1899.829 | -0.01187 | 0.021408 | -0.76793 | 0.065483 | 31.7402 | -20.4817 | 0 | 5644.313 |  | 1455.859 | 3233.064 | 1173.139 | 794.912 | 2315.058 | 3233.064 | 1866.594 | 2106.168 | 1964.394 | 3109.751 | Competitive | Competitive | 1 | TRUE | FALSE | 1 | Non-Competitive | 1.0075 | Competitive | 29.4671 | -22.1139 | 1827.777 | 3118.614 | 38 | 1
XVIC89 BONIVI_RINCON1_1 TO_FROM | XVIC89 | BONIVI_RINCON1_1 | 38 | 1 | 1 | RINCON2A | BONIVIEW2A | TO_FROM | 73521.13 | 73724.64 | -25.7037 | 0 | 1899.827 | 1304.12 | -0.02141 | 0.01187 | -0.06548 | 0.76793 | 24.647 | -8.4816 | 0 |  | 5644.313 | 3233.064 | 2681.032 | 748.253 | 2032.642 | 3233.064 | 3621.328 | 2100.318 | 3191.939 | 3109.751 | 3288.94 | Competitive | Competitive | 1 | TRUE | FALSE | 1 | Non-Competitive | 1.0075 | Competitive | 27.1832 | -7.4953 | 3118.614 | 3027.523 | 38 | 1
XVIC89 VICTOR_V_DUPS1_1 FROM_TO | XVIC89 | VICTOR_V_DUPS1_1 | 206 | 1 | 1 | V_DUPSW4A | VICTORIA4A | FROM_TO | 73521.13 | 77925.19 | -285.628 | 0 | 3311.667 | 1487.744 | -0.02758 | 0.39244 | -0.05269 | 0.39244 | -15.5842 | -209.134 | 0 | 3246.59 | 10000 | 3246.59 | 9592.51 | 2403.307 | 985.516 | 7104.783 | 10000 | 3473.204 | 2095.389 | 3529.708 | 9802.317 | Competitive | Competitive | 1 | TRUE | FALSE | 1 | Non-Competitive | 0.711 | Competitive | -26.9915 | -206.308 | 3532.163 | 9769.892 | 216 | 1
XVIC89 VICTOR_V_DUPS1_1 TO_FROM | XVIC89 | VICTOR_V_DUPS1_1 | 206 | 1 | 1 | V_DUPSW4A | VICTORIA4A | TO_FROM | 73521.13 | 73344.91 | 78.9031 | 0 | 1474.877 | 3311.665 | -0.39244 | 0.027578 | -0.39244 | 0.052688 | 275.1543 | 63.454 | 0 | 10000 | 3246.59 | 9592.51 | 3246.59 | 822.005 | 2555.648 | 10000 | 7104.783 | 1732.785 | 3482.857 | 9802.317 | 3529.708 | Non-Competitive | Non-Competitive | 0 | TRUE | FALSE | 1 | Non-Competitive | 0.711 | Non-Competitive | 269.0518 | 60.9271 | 9769.892 | 3532.163 | 216 | 1
XWFA89 6945__A FROM_TO | XWFA89 | 6945__A | 42 | 1 | 1 | LKWICHIT1_9 | WCHTFLLS1_9 | FROM_TO | 73521.13 | 73497.99 | 26.9723 | 0 | 801.104 | 1685.248 | -0.00495 | 0.005192 | -0.4251 | 0.21654 | 51.8392 | 29.269 | 0 |  |  | 2051.016 | 10000 | 658.585 | 9091.412 | 10000 | 10000 | 909.24 | 9912.699 | 3567.343 | 10000 | Competitive | Non-Competitive | 0 | FALSE | FALSE | 1 | Non-Competitive | 0.836 | Non-Competitive | 44.2723 | 29.8541 | 6541.65 | 8974.292 | 42 | 1
XWFA89 6945__A TO_FROM | XWFA89 | 6945__A | 42 | 1 | 1 | LKWICHIT1_9 | WCHTFLLS1_9 | TO_FROM | 73521.13 | 73824.27 | -52.3405 | 0 | 1685.248 | 801.104 | -0.00519 | 0.007988 | -0.21654 | 0.4251 | -24.0831 | -27.9939 | 5523.83 |  |  | 6861.572 | 4229.422 | 6365.324 | 923.645 | 6861.572 | 10000 | 5922.118 | 1701.546 | 5959.536 | 5958.664 | Competitive | Competitive | 1 | FALSE | FALSE | 1 | Non-Competitive | 0.836 | Competitive | -27.3618 | -28.3741 | 10000 | 10000 | 42 | 1
XWHI58 LON_HI_PELICA1_1 FROM_TO | XWHI58 | LON_HI_PELICA1_1 | 470 | 1 | 1 | LON_HILL4A | PELICAN4A | FROM_TO | 73521.13 | 73780.78 | -140.275 | 0 | 1057.895 | 2594.323 | -0.46432 | 0.051415 | -0.59161 | 0.063644 | 315.5796 | 90.6042 | 0 | 1688.333 | 4456.787 | 1601.871 | 5644.313 | 684.225 | 4266.911 | 1786.098 | 5644.313 | 626.943 | 5430.663 | 1559.819 | 5433.539 | Competitive | Competitive | 1 | TRUE | FALSE | 1 | Non-Competitive | 0.711 | Competitive | 278.2668 | 77.5165 | 1839.982 | 5388.864 | 470 | 1
XWHI58 LON_HI_PELICA1_1 TO_FROM | XWHI58 | LON_HI_PELICA1_1 | 470 | 1 | 1 | LON_HILL4A | PELICAN4A | TO_FROM | 73521.13 | 75772.37 | -304.179 | 0 | 2594.322 | 996.94 | -0.05141 | 0.59161 | -0.06364 | 0.59161 | 334.1174 | -271.355 | 0 | 2250.224 | 2717.639 | 2576.127 | 2717.639 | 2192.669 | 873.054 | 2576.127 | 3485.839 | 2398.367 | 688.284 | 2399.012 | 3378.881 | Competitive | Competitive | 1 | TRUE | FALSE | 1 | Non-Competitive | 0.711 | Competitive | 285.851 | -247.041 | 2345.896 | 3409.908 | 470 | 1
XWHI58 SINTON_SKIDMO1_1 FROM_TO | XWHI58 | SINTON_SKIDMO1_1 | 38 | 1 | 1 | SKIDMORE2A | SINTON2A | FROM_TO | 73521.13 | 73401.58 | -16.1904 | 0 | 887.982 | 1288.114 | -0.03263 | 0.004473 | -0.22039 | 0.40023 | 64.3794 | 14.2348 | 0 |  | 5644.313 | 6833.122 | 2791.173 | 835.742 | 2236.387 | 6009.197 | 5644.313 | 1196.714 | 3317.135 | 5879.74 | 3432.727 | Competitive | Non-Competitive | 0 | TRUE | FALSE | 1 | Non-Competitive | 0.766 | Non-Competitive | 60.0787 | 12.6561 | 6194.356 | 2926.997 | 38 | 1
XWHI58 SINTON_SKIDMO1_1 TO_FROM | XWHI58 | SINTON_SKIDMO1_1 | 38 | 1 | 1 | SKIDMORE2A | SINTON2A | TO_FROM | 73521.13 | 73565.21 | -59.8218 | 0 | 1381.562 | 910.161 | -0.00447 | 0.032626 | -0.40023 | 0.22039 | 20.081 | -47.0232 | 0 | 2939.325 |  | 1881.273 | 6972.189 | 1266.56 | 990.93 | 2939.325 | 6178.006 | 1981.222 | 1457.181 | 2215.636 | 5993.83 | Competitive | Competitive | 1 | TRUE | FALSE | 1 | Non-Competitive | 0.766 | Competitive | 15.3184 | -44.475 | 1966.911 | 6289.118 | 38 | 1
XWL2V58 3130__B FROM_TO | XWL2V58 | 3130__B | 172 | 4 | 4 | INDUST_E8 | CMPTON1_8 | FROM_TO | 73521.13 | 73389.61 | 9.9157 | 0 | 2508.576 | 1087.544 | -0.11873 | 0.014162 | -0.53093 | 0.26573 | 241.8269 | 138.2726 | 0 |  | 10000 | 3241.411 | 10000 | 1232.335 | 8157.631 | 3861.658 | 10000 | 2098.084 | 9941.503 | 3743.129 | 10000 | Non-Competitive | Non-Competitive | 0 | TRUE | FALSE | 1 | Non-Competitive | 0.7345 | Non-Competitive | 215.8797 | 110.0571 | 4032.991 | 10000 | 173 | 1
XWL2V58 3130__B TO_FROM | XWL2V58 | 3130__B | 172 | 4 | 4 | INDUST_E8 | CMPTON1_8 | TO_FROM | 73521.13 | 74200.84 | -201.685 | 0 | 1034.858 | 2723.626 | -0.01416 | 0.11873 | -0.26573 | 0.53093 | -20.7904 | -50.275 | 995.13 | 10000 |  | 10000 | 3533.168 | 8087.732 | 1316.867 | 10000 | 3861.658 | 9941.304 | 2232.464 | 10000 | 4011.042 | Competitive | Competitive | 1 | TRUE | FALSE | 1 | Non-Competitive | 0.7345 | Competitive | -39.1257 | -33.8796 | 10000 | 4032.991 | 173 | 1
XWL2V58 WLVEE_MR2L FROM_TO | XWL2V58 | WLVEE_MR2L | 680 | 4 | 4 | WLEVEE_2T8 | 24003 | FROM_TO | 73521.13 | 75737.49 | -901.276 | 0 | 1624.243 | 1985.265 | -0.017 | 0.068839 | -0.46405 | 0.40534 | -371.307 | -364.098 | 551.83 | 2283.331 |  | 2917.749 | 998.813 | 2340.352 | 982.955 | 4038.662 | 1059.202 | 2883.385 | 1033.55 | 2879.014 | 1040.198 | Competitive | Competitive | 1 | TRUE | FALSE | 1 | Non-Competitive | 0.781 | #N/A | #N/A | #N/A | #N/A | #N/A | #N/A | #N/A
XWL2V58 WLVEE_MR2L TO_FROM | XWL2V58 | WLVEE_MR2L | 680 | 4 | 4 | WLEVEE_2T8 | 24003 | TO_FROM | 73521.13 | 72969.11 | 538.074 | 0 | 1928.242 | 1579.571 | -0.06884 | 0.017004 | -0.40534 | 0.46405 | 908.0128 | 573.0421 | 0 |  | 2507.88 | 844.31 | 3284.4 | 831.752 | 2562.669 | 975.346 | 4038.662 | 900.703 | 3051.944 | 906.293 | 3047.267 | Competitive | Non-Competitive | 0 | TRUE | FALSE | 1 | Non-Competitive | 0.781 | #N/A | #N/A | #N/A | #N/A | #N/A | #N/A | #N/A
XZOR58 ZORN_2AT2 FROM_TO | XZOR58 | ZORN_2AT2 | 525 | 1 | 1 | L_ZORN__5_1Y | L_ZORN__8_1Y | FROM_TO | 73521.13 | 73430.08 | 367.5205 | 0 | 10000 | 1017.227 | -0.02857 | 0.048281 | -0.35439 | 0.04912 | 557.2676 | 388.1635 | 0 | 6156.909 | 10000 | 4275.356 | 5109.33 | 840.006 | 3409.119 | 10000 | 6322.834 | 1970.245 | 4371.499 | 6331.861 | 5369.696 | Non-Competitive | Non-Competitive | 0 | TRUE | FALSE | 1 | Non-Competitive | 0.7655 | Competitive | 396.9313 | 274.7826 | 6344.053 | 5116.629 | 478 | 0
XZOR58 ZORN_2AT2 TO_FROM | XZOR58 | ZORN_2AT2 | 525 | 1 | 1 | L_ZORN__5_1Y | L_ZORN__8_1Y | TO_FROM | 73521.13 | 94738.8 | -500.185 | 0 | 1017.227 | 10000 | -0.04828 | 0.028571 | -0.04912 | 0.35439 | -353.572 | -471.256 | 0 | 10000 | 6156.909 | 5109.33 | 4275.356 | 3409.119 | 986.495 | 6322.834 | 10000 | 4371.499 | 2239.835 | 5369.696 | 6331.861 | Competitive | Competitive | 1 | TRUE | FALSE | 1 | Non-Competitive | 0.7655 | Competitive | -253.034 | -321.478 | 5116.629 | 6344.053 | 478 | 1

## csc_crraug
[10 empty] | Current CCT | [8 empty] | New CCT | [14 empty] | SF+ ECI Threshold | 2500 | SF- ECI Threshold | 2000
str | contingency | constraint | linelimit | devicecnt | cktcnt | frombus | tobus | direction | sys_total_load | worst_load_curcct | pivotal_flow_curcct | under_gen_mw_curcct | eciexp_p | eciimp_n | mingensf | maxgensf | minbussf | maxbussf | worst_flow | pivotal_flow | under_gen_mw | eci002_p | eci002_n | eci1_3_p | eci1_3_n | eci000_p | eci000_n | eci1_2_p | eci1_2_n | ecisqr_p | ecisqr_n | ecim23_p | ecim23_n | cur_cct_flag | new_cct_flag | Not overloadable? | SF> 2% | ECI<Threshold | No pivotal player | w/o OL check | exectime | sswg_flag | sswg_worst | sswg_ppi | sswg_ecip | sswg_ecin | sswg_limit | diff_flag
BASE CASE 1295__A FROM_TO | BASE CASE | 1295__A | 492 | 0 | 0 | TEMP_SS__8 | TEMP_PEC__8 | FROM_TO | 73521.13 | 74944.67 | -206.851 | 0 | 1104.649 | 1699.927 | -0.02051 | 0.024141 | -0.27413 | 0.32124 | 85.4807 | 9.0413 | 2359.03 | 10000 | 10000 | 1537.238 | 1695.573 | 946.405 | 1707.741 | 3412.396 | 3094.904 | 1435.649 | 1611.958 | 1825.668 | 1605.554 | Competitive | Competitive | 1 | TRUE | TRUE | 1 | Competitive | 0.7345 | Competitive | 67.2168 | 8.7047 | 1817.8 | 1562.035 | 493 | 1
BASE CASE 1295__A TO_FROM | BASE CASE | 1295__A | 492 | 0 | 0 | TEMP_SS__8 | TEMP_PEC__8 | TO_FROM | 73521.13 | 74050.19 | -145.333 | 0 | 2135.851 | 1104.649 | -0.02414 | 0.020513 | -0.32124 | 0.27413 | 324.1515 | 29.6428 | 0 | 10000 | 10000 | 1579.643 | 1678.144 | 1385.725 | 1065.814 | 3094.904 | 3412.396 | 1399.375 | 1610.166 | 1507.398 | 1969.232 | Competitive | Competitive | 1 | TRUE | TRUE | 1 | Competitive | 0.7345 | Competitive | 289.6323 | 61.2743 | 1369.427 | 1975.172 | 493 | 1
BASE CASE 1830__A FROM_TO | BASE CASE | 1830__A | 83 | 0 | 0 | MCGREGPH1_8 | MCGREG_T_8 | FROM_TO | 73521.13 | 75575.72 | -20.7954 | 0 | 1635.44 | 1131.964 | -0.00067 | 0.000592 | -0.0447 | 0.92106 | -9.7476 | -13.7865 | 0 |  |  | 9287.272 | 908.644 | 1615.762 | 885.159 | 9287.272 | 1270.429 | 4168.767 | 925.5 | 9265.428 | 935.002 | Competitive | Competitive | 1 | FALSE | FALSE | 1 | Non-Competitive | 0.711 | Competitive | -5.4906 | -11.5819 | 7719.793 | 1126.053 | 84 | 1
BASE CASE 1830__A TO_FROM | BASE CASE | 1830__A | 83 | 0 | 0 | MCGREGPH1_8 | MCGREG_T_8 | TO_FROM | 73521.13 | 73589.02 | 10.9464 | 0 | 1130.097 | 1617.932 | -0.00059 | 0.000668 | -0.92106 | 0.044702 | 20.4682 | 9.2874 | 0 |  |  | 750.782 | 9287.272 | 724.889 | 1689.74 | 1090.669 | 9287.272 | 777.81 | 4253.483 | 790.445 | 9265.428 | Competitive | Competitive | 1 | FALSE | FALSE | 1 | Non-Competitive | 0.711 | Competitive | 19.885 | 3.9001 | 982.185 | 7719.793 | 84 | 1
BASE CASE 1830__B FROM_TO | BASE CASE | 1830__B | 213 | 0 | 0 | SPGVALLYP_8 | MCGREG_T_8 | FROM_TO | 73521.13 | 73747.51 | -188.757 | 0 | 1587.581 | 1068.009 | -0.01021 | 0.015791 | -0.44866 | 0.48975 | 95.1952 | -58.5885 | 0 |  |  | 1630.793 | 1250.33 | 1564.02 | 966.024 | 9269.895 | 1321.968 | 1525.506 | 1158.111 | 1631.7 | 1318.25 | Competitive | Competitive | 1 | FALSE | TRUE | 1 | Non-Competitive | 0.742 | Competitive | 103.1553 | -52.1109 | 1777.103 | 1280.954 | 214 | 1
BASE CASE 1830__B TO_FROM | BASE CASE | 1830__B | 213 | 0 | 0 | SPGVALLYP_8 | MCGREG_T_8 | TO_FROM | 73521.13 | 73594.93 | -39.6766 | 0 | 1099.662 | 1657.369 | -0.01579 | 0.010212 | -0.48976 | 0.44866 | 153.018 | 76.5902 | 0 |  |  | 1081.899 | 1728.699 | 855.581 | 1693.936 | 1147.129 | 9269.895 | 1022.049 | 1611.491 | 1149.788 | 1713.978 | Competitive | Competitive | 1 | FALSE | TRUE | 1 | Non-Competitive | 0.742 | Competitive | 126.596 | 83.6304 | 1131.611 | 1782.215 | 214 | 1
BASE CASE 1830__C FROM_TO | BASE CASE | 1830__C | 213 | 0 | 0 | MCGREG_T_8 | TEMPELMC__8 | FROM_TO | 73521.13 | 74942.46 | -208.676 | 0 | 1646.554 | 1142.926 | -0.01076 | 0.016383 | -0.08081 | 0.50664 | 77.1483 | -67.1297 | 0 |  |  | 1627.554 | 1248.674 | 1570.069 | 957.832 | 9270.538 | 1321.104 | 1533.798 | 1142.613 | 1646.471 | 1314.236 | Competitive | Competitive | 1 | FALSE | TRUE | 1 | Non-Competitive | 0.7265 | Competitive | 100.8937 | -65.2574 | 1785.423 | 1275.805 | 214 | 1
BASE CASE 1830__C TO_FROM | BASE CASE | 1830__C | 213 | 0 | 0 | MCGREG_T_8 | TEMPELMC__8 | TO_FROM | 73521.13 | 73552.09 | -28.6487 | 0 | 1142.926 | 1578.079 | -0.01638 | 0.01076 | -0.50664 | 0.080812 | 176.949 | 80.988 | 0 |  |  | 1080.214 | 1724.942 | 845.529 | 1688.515 | 1146.069 | 9270.538 | 1008.136 | 1617.37 | 1145.632 | 1728.543 | Competitive | Competitive | 1 | FALSE | TRUE | 1 | Non-Competitive | 0.7265 | Competitive | 144.8328 | 98.3739 | 1127.179 | 1785.423 | 214 | 1
BASE CASE 1830__E FROM_TO | BASE CASE | 1830__E | 213 | 0 | 0 | COTTONBELT | SPGVALLYP_8 | FROM_TO | 73521.13 | 73705 | -181.025 | 0 | 1587.839 | 1099.745 | -0.01011 | 0.015896 | -0.51014 | 0.42513 | 103.9369 | -54.3494 | 0 |  |  | 1616.878 | 1251.476 | 1558.066 | 969.416 | 9270.165 | 1322.627 | 1522.019 | 1168.281 | 1613.16 | 1320.527 | Competitive | Competitive | 1 | FALSE | TRUE | 1 | Non-Competitive | 0.75 | Competitive | 110.8919 | -44.3633 | 1775.635 | 1320.708 | 214 | 1
BASE CASE 1830__E TO_FROM | BASE CASE | 1830__E | 213 | 0 | 0 | COTTONBELT | SPGVALLYP_8 | TO_FROM | 73521.13 | 73624.34 | -47.4099 | 0 | 1099.745 | 1587.839 | -0.0159 | 0.010107 | -0.42513 | 0.51014 | 144.1912 | 73.0877 | 0 |  |  | 1083.01 | 1713.48 | 859.384 | 1693.068 | 1147.828 | 9270.165 | 1030.78 | 1609.259 | 1152.073 | 1694.55 | Competitive | Competitive | 1 | FALSE | TRUE | 1 | Non-Competitive | 0.75 | Competitive | 118.8339 | 76.1971 | 1163.583 | 1780.735 | 214 | 1
BASE CASE 1830__F FROM_TO | BASE CASE | 1830__F | 213 | 0 | 0 | COTTONBELT | WACOATCO1_8 | FROM_TO | 73521.13 | 73717.66 | -57.9988 | 0 | 1100.053 | 1657.904 | -0.01604 | 0.009963 | -0.28406 | 0.57472 | 129.42 | 63.7323 | 0 |  |  | 1084.601 | 1556.884 | 865.115 | 1692.936 | 1151.27 | 9270.527 | 1043.099 | 1606.717 | 1155.323 | 1561.223 | Competitive | Competitive | 1 | FALSE | TRUE | 1 | Non-Competitive | 0.7185 | Competitive | 108.2054 | 66.0188 | 1165.822 | 1697.468 | 214 | 1
BASE CASE 1830__F TO_FROM | BASE CASE | 1830__F | 213 | 0 | 0 | COTTONBELT | WACOATCO1_8 | TO_FROM | 73521.13 | 73665.84 | -170.438 | 0 | 1588.051 | 1068.275 | -0.00996 | 0.01604 | -0.57472 | 0.28406 | 114.5555 | -43.7406 | 0 |  |  | 1474.593 | 1253.117 | 1550.865 | 974.881 | 9270.527 | 1323.566 | 1517.554 | 1182.692 | 1489.522 | 1323.76 | Competitive | Competitive | 1 | FALSE | TRUE | 1 | Non-Competitive | 0.7185 | Competitive | 121.4855 | -33.7546 | 1687.332 | 1323.232 | 214 | 1
BASE CASE 1830__G FROM_TO | BASE CASE | 1830__G | 596 | 0 | 0 | WACO_W1_8 | WACOWOOD1_8 | FROM_TO | 73521.13 | 74038.97 | -105.474 | 0 | 2001.861 | 1100.9 | -0.00908 | 0.016922 | -0.77658 | 0.14771 | 195.6663 | 4.7601 | 0 |  |  | 1787.768 | 1326.171 | 1507.022 | 1041.512 | 9272.61 | 1330.413 | 1495.567 | 1279.057 | 1640.223 | 1377.594 | Competitive | Competitive | 1 | FALSE | TRUE | 1 | Non-Competitive | 0.7655 | Competitive | 186.5997 | 31.4524 | 1637.955 | 1358.552 | 597 | 1
BASE CASE 1830__G TO_FROM | BASE CASE | 1830__G | 596 | 0 | 0 | WACO_W1_8 | WACOWOOD1_8 | TO_FROM | 73521.13 | 77077.63 | -122.977 | 0 | 1100.9 | 2001.861 | -0.01692 | 0.009081 | -0.14771 | 0.77658 | 50.9343 | 1.557 | 2194.03 |  |  | 1152.785 | 1900.687 | 922.228 | 1693.815 | 1158.364 | 9272.61 | 1124.782 | 1600.682 | 1208.738 | 1730.931 | Competitive | Competitive | 1 | FALSE | TRUE | 1 | Non-Competitive | 0.7655 | Competitive | 43.0921 | 3.6684 | 1195.855 | 1657.592 | 597 | 1
BASE CASE 1830__H FROM_TO | BASE CASE | 1830__H | 596 | 0 | 0 | WACOWOOD1_8 | WACOATCO1_8 | FROM_TO | 73521.13 | 74126.19 | -135.928 | 0 | 2001.674 | 1068.449 | -0.00949 | 0.016509 | -0.71547 | 0.22301 | 154.1885 | -12.9026 | 0 |  |  | 1797.645 | 1290.426 | 1528.659 | 1001.384 | 9271.663 | 1326.947 | 1504.993 | 1232.884 | 1648.635 | 1351.097 | Competitive | Competitive | 1 | FALSE | TRUE | 1 | Non-Competitive | 0.7575 | Competitive | 156.0594 | 0.86862 | 1554.659 | 1334.011 | 597 | 1
BASE CASE 1830__H TO_FROM | BASE CASE | 1830__H | 596 | 0 | 0 | WACOWOOD1_8 | WACOATCO1_8 | TO_FROM | 73521.13 | 75697.47 | -92.517 | 0 | 1068.449 | 2001.674 | -0.01651 | 0.009494 | -0.22301 | 0.71547 | 94.8241 | 31.2033 | 127.13 |  |  | 1114.414 | 1890.549 | 890.254 | 1693.122 | 1154.775 | 9271.663 | 1085.669 | 1601.826 | 1179.386 | 1724.761 | Competitive | Competitive | 1 | FALSE | TRUE | 1 | Non-Competitive | 0.7575 | Competitive | 73.5991 | 32.8803 | 1175.285 | 1572.919 | 597 | 1
BASE CASE 240__A FROM_TO | BASE CASE | 240__A | 1116 | 0 | 0 | JEWETT_S5 | SNGLTN_345 | FROM_TO | 73521.13 | 56293.74 | -599.051 | 0 | 1645.434 | 1355.666 | -0.14385 | 0.10364 | -0.14641 | 0.18424 | 2649.14 | 854.0161 | 0 | 1355.362 | 1950.171 | 1309.531 | 2067.383 | 1368.915 | 1803.702 | 1309.531 | 2351.474 | 1415.18 | 2043.564 | 1410.917 | 2066.213 | Competitive | Non-Competitive | 0 | TRUE | FALSE | 1 | Non-Competitive | 0.742 | Competitive | 2259.044 | 976.7235 | 1457.916 | 1989.095 | 1137 | 0
BASE CASE 240__A TO_FROM | BASE CASE | 240__A | 1116 | 0 | 0 | JEWETT_S5 | SNGLTN_345 | TO_FROM | 73521.13 | 71516.32 | -1568.38 | 0 | 1372.209 | 1687.97 | -0.10364 | 0.14385 | -0.18424 | 0.14641 | 1135.824 | 828.4566 | 2395.03 | 1821.861 | 1775.153 | 1982.016 | 1718.468 | 1683.294 | 1789.366 | 2351.474 | 1718.468 | 1964.961 | 1780.783 | 1987.298 | 1775.792 | Competitive | Competitive | 0 | TRUE | TRUE | 1 | Competitive | 0.742 | Competitive | 1192.575 | 933.6626 | 1777.593 | 1770.222 | 1137 | 1
BASE CASE 260_A_1 FROM_TO | BASE CASE | 260_A_1 | 1116 | 0 | 0 | JEWETT_N5 | SNGLTN_345 | FROM_TO | 73521.13 | 56552.15 | -557.192 | 0 | 1706.596 | 1383.267 | -0.13509 | 0.10172 | -0.13748 | 0.17247 | 2520.579 | 791.0551 | 0 | 1432.826 | 1957.034 | 1432.826 | 2077.075 | 1448.658 | 1801.202 | 1445.053 | 2382.232 | 1528.57 | 2055.417 | 1523.411 | 2080.914 | Competitive | Non-Competitive | 0 | TRUE | FALSE | 1 | Non-Competitive | 0.766 | Non-Competitive | 2152.84 | 916.667 | 1566.718 | 2003.02 | 1137 | 1
BASE CASE 260_A_1 TO_FROM | BASE CASE | 260_A_1 | 1116 | 0 | 0 | JEWETT_N5 | SNGLTN_345 | TO_FROM | 73521.13 | 72004.16 | -1441.59 | 0 | 1383.267 | 1706.596 | -0.10172 | 0.13509 | -0.17247 | 0.13748 | 1074.757 | 794.8586 | 2395.03 | 1826.822 | 1862.592 | 1990.851 | 1862.592 | 1679.273 | 1879.551 | 2382.232 | 1881.693 | 1974.841 | 1897.741 | 2000.031 | 1891.777 | Competitive | Competitive | 1 | TRUE | TRUE | 1 | Competitive | 0.766 | Competitive | 1134.008 | 899.9543 | 1788.693 | 1879.488 | 1137 | 1
BASE CASE 280__A FROM_TO | BASE CASE | 280__A | 1065 | 0 | 0 | LAKE_CRK1_5 | THOUSE_A_5 | FROM_TO | 73521.13 | 73093.03 | -160.694 | 0 | 1009.274 | 1541.754 | -0.08981 | 0.15974 | -0.65462 | 0.19331 | 1101.142 | 563.2776 | 2359.03 | 798.013 | 1791.659 | 10000 | 1851.288 | 814.559 | 1844.969 | 10000 | 1926.032 | 1119.657 | 1803.079 | 1119.653 | 1787.372 | Competitive | Competitive | 0 | TRUE | TRUE | 1 | Competitive | 0.7265 | Competitive | 1121.642 | 622.7404 | 1069.885 | 1728.444 | 1072 | 1
BASE CASE 280__A TO_FROM | BASE CASE | 280__A | 1065 | 0 | 0 | LAKE_CRK1_5 | THOUSE_A_5 | TO_FROM | 73521.13 | 73608.03 | -1773.37 | 0 | 1658.177 | 1027.031 | -0.15974 | 0.089812 | -0.19331 | 0.65462 | 1048.555 | -872.329 | 0 | 1401.174 | 877.26 | 1494.423 | 10000 | 1440.772 | 895.682 | 1784.191 | 10000 | 1520.02 | 1229.062 | 1507.287 | 1229.242 | Competitive | Competitive | 1 | TRUE | TRUE | 1 | Competitive | 0.7265 | Competitive | 1043.115 | -628.151 | 1374.568 | 1191.554 | 1072 | 1
BASE CASE 290__A FROM_TO | BASE CASE | 290__A | 1065 | 0 | 0 | LAKE_CRK2_5 | THOUSE__5 | FROM_TO | 73521.13 | 73561.58 | 123.6555 | 0 | 1960.282 | 1046.17 | -0.18059 | 0.29869 | -0.43705 | 0.41958 | 1038.871 | 640.701 | 2395.03 | 1748.589 | 1598.038 | 10000 | 10000 | 1306.577 | 1692.12 | 10000 | 10000 | 5852.68 | 1772.828 | 6137.884 | 1755.386 | Competitive | Competitive | 1 | TRUE | FALSE | 1 | Non-Competitive | 0.914 | Competitive | 1042.095 | 671.5158 | 6164.343 | 1721.495 | 1072 | 1
BASE CASE 290__A TO_FROM | BASE CASE | 290__A | 1065 | 0 | 0 | LAKE_CRK2_5 | THOUSE__5 | TO_FROM | 73521.13 | 74980.25 | -1168.68 | 0 | 1046.17 | 1960.283 | -0.2987 | 0.18059 | -0.41958 | 0.43706 | 451.4311 | -716.06 | 0 | 1082.175 | 1802.963 | 10000 | 10000 | 1156.287 | 1388.132 | 10000 | 10000 | 1229.946 | 5927.338 | 1212.675 | 6181.562 | Competitive | Competitive | 1 | TRUE | FALSE | 1 | Non-Competitive | 0.914 | Competitive | 357.4073 | -658.551 | 1201.664 | 6294.294 | 1072 | 1
BASE CASE 300__A FROM_TO | BASE CASE | 300__A | 1065 | 0 | 0 | LAKE_CRK1_5 | TEMP_SS__5 | FROM_TO | 73521.13 | 67949.28 | -1457.64 | 0 | 2009.801 | 1037.963 | -0.09215 | 0.23043 | -0.17064 | 0.28954 | 1791.278 | -268.867 | 0 | 1477.791 | 1059.715 | 5092.192 | 1248.836 | 1411.005 | 962.768 | 10000 | 1321.046 | 1609.417 | 1148.68 | 1629.917 | 1207.522 | Competitive | Competitive | 0 | TRUE | TRUE | 1 | Competitive | 0.7345 | Competitive | 1746.367 | -15.5227 | 1511.285 | 1108.247 | 1072 | 1
BASE CASE 300__A TO_FROM | BASE CASE | 300__A | 1065 | 0 | 0 | LAKE_CRK1_5 | TEMP_SS__5 | TO_FROM | 73521.13 | 72371.65 | -1052.53 | 0 | 1037.963 | 1899.784 | -0.23043 | 0.092148 | -0.28954 | 0.17064 | 942.9374 | 329.8169 | 2194.03 | 934.77 | 1641.352 | 1080.882 | 5092.192 | 859.382 | 1619.529 | 1149.057 | 10000 | 1015.607 | 1729.579 | 1062.211 | 1738.626 | Competitive | Competitive | 1 | TRUE | TRUE | 1 | Competitive | 0.7345 | Competitive | 957.003 | 402.1531 | 979.653 | 1666.004 | 1072 | 1
BASE CASE 315__A FROM_TO | BASE CASE | 315__A | 1065 | 0 | 0 | TEMP_PEC__5 | TEMP_SS__5 | FROM_TO | 73521.13 | 72939.26 | -1533.1 | 0 | 1436.393 | 1080.457 | -0.06715 | 0.13144 | -0.17283 | 0.6854 | 1142.401 | -485.378 | 0 | 1545.376 | 946.231 | 1657.449 | 950.502 | 1409.947 | 933.507 | 4099.169 | 1214.361 | 1428.17 | 1013.58 | 1470.529 | 1015.563 | Competitive | Competitive | 0 | TRUE | TRUE | 1 | Competitive | 0.7265 | Competitive | 1106.842 | -340.496 | 1361.975 | 985.522 | 1072 | 1
BASE CASE 315__A TO_FROM | BASE CASE | 315__A | 1065 | 0 | 0 | TEMP_PEC__5 | TEMP_SS__5 | TO_FROM | 73521.13 | 73071.72 | -459.34 | 0 | 1053.024 | 1436.393 | -0.13144 | 0.067147 | -0.6854 | 0.17283 | 1071.202 | 580.7828 | 2359.03 | 847.365 | 1801.549 | 848.762 | 1765.899 | 837.278 | 1681.505 | 1051.489 | 4099.169 | 903.939 | 1584.992 | 905.465 | 1620.48 | Competitive | Competitive | 0 | TRUE | TRUE | 1 | Competitive | 0.7265 | Competitive | 1141.989 | 667.505 | 873.251 | 1561.759 | 1072 | 1
BASE CASE 424T424_1 FROM_TO | BASE CASE | 424T424_1 | 1515 | 0 | 0 | BROWN_5 | SARC7A | FROM_TO | 73521.13 | 77053.29 | -636.607 | 0 | 1158.834 | 648.47 | -0.09368 | 0.01323 | -0.29529 | 0.095546 | 478.997 | 88.8787 | 0 |  | 2692.347 | 952.536 | 2692.347 | 943.052 | 2105.995 | 897.113 | 3055.06 | 901.382 | 2801.938 | 901.993 | 2912.479 | Competitive | Competitive | 1 | TRUE | FALSE | 1 | Non-Competitive | 0.6795 | #N/A | #N/A | #N/A | #N/A | #N/A | #N/A | #N/A
BASE CASE 424T424_1 TO_FROM | BASE CASE | 424T424_1 | 1515 | 0 | 0 | BROWN_5 | SARC7A | TO_FROM | 73521.13 | 81054.24 | -530.367 | 0 | 648.469 | 1307.442 | -0.01323 | 0.1592 | -0.09555 | 0.29529 | 860.1656 | -8.7469 | 0 | 838.054 |  | 876.695 | 1038.699 | 782.078 | 1027.252 | 1122.653 | 979.377 | 974.278 | 974.641 | 985.6 | 975.307 | Competitive | Competitive | 1 | TRUE | TRUE | 1 | Competitive | 0.6795 | #N/A | #N/A | #N/A | #N/A | #N/A | #N/A | #N/A
BASE CASE 490__A FROM_TO | BASE CASE | 490__A | 1065 | 0 | 0 | THOUSE__5 | TEMP_PEC__5 | FROM_TO | 73521.13 | 71309.54 | -1365.24 | 0 | 1876.426 | 1077.747 | -0.07719 | 0.12764 | -0.21465 | 0.21732 | 1466.041 | -301.383 | 0 | 1522.325 | 1042.716 | 1673.53 | 1133.601 | 1422.472 | 948.92 | 2713.213 | 1316.209 | 1445.848 | 1090.01 | 1475.77 | 1172.721 | Competitive | Competitive | 0 | TRUE | TRUE | 1 | Competitive | 0.719 | Competitive | 1415.579 | -77.8356 | 1383.439 | 1059.104 | 1072 | 1
BASE CASE 490__A TO_FROM | BASE CASE | 490__A | 1065 | 0 | 0 | THOUSE__5 | TEMP_PEC__5 | TO_FROM | 73521.13 | 72856.37 | -749.626 | 0 | 1077.748 | 1792.184 | -0.12764 | 0.077185 | -0.21732 | 0.21465 | 857.6401 | 360.7935 | 2359.03 | 920.86 | 1730.753 | 990.859 | 1788.97 | 848.749 | 1676.568 | 1144.495 | 2713.213 | 967.436 | 1590.853 | 1032.983 | 1607.105 | Competitive | Competitive | 1 | TRUE | TRUE | 1 | Competitive | 0.719 | Competitive | 875.1801 | 421.4133 | 937.099 | 1560.779 | 1072 | 1
BASE CASE 6011__A FROM_TO | BASE CASE | 6011__A | 1065 | 0 | 0 | BOWMAN_5 | FISHRDSS1_5 | FROM_TO | 73521.13 | 74710.64 | -263.141 | 0 | 2107.139 | 937.259 | -0.1348 | 0.015879 | -0.70293 | 0.20495 | 227.9469 | 38.703 | 0 |  | 3302.421 | 2942.882 | 3695.052 | 1180.417 | 1706.038 | 3827.488 | 3695.052 | 1572.114 | 3219.04 | 3137.886 | 3618.239 | Competitive | Competitive | 1 | TRUE | FALSE | 1 | Non-Competitive | 0.703 | Competitive | 165.5604 | 64.1409 | 3345.718 | 3695.052 | 1072 | 1
BASE CASE 6011__A TO_FROM | BASE CASE | 6011__A | 1065 | 0 | 0 | BOWMAN_5 | FISHRDSS1_5 | TO_FROM | 73521.13 | 77944.9 | -108.607 | 0 | 937.261 | 1853.347 | -0.01588 | 0.1348 | -0.20495 | 0.70293 | 167.2195 | -191.133 | 0 | 2204.683 |  | 2708.889 | 2942.882 | 751.747 | 1236.797 | 2708.889 | 3827.488 | 2087.656 | 1620.842 | 2595.017 | 3137.886 | Competitive | Competitive | 1 | TRUE | FALSE | 1 | Non-Competitive | 0.703 | Competitive | 10.9043 | -135.581 | 3658.308 | 3345.718 | 1072 | 1
BASE CASE 6012__A FROM_TO | BASE CASE | 6012__A | 1065 | 0 | 0 | BOWMAN_5 | JACKSBRO_5 | FROM_TO | 73521.13 | 73456.31 | -303.502 | 0 | 694.885 | 1983.395 | -0.08532 | 0.33723 | -0.11647 | 0.42431 | 1048.997 | -509.131 | 0 | 646.61 | 4753.423 | 2584.628 | 5009.975 | 611.362 | 1407.734 | 2708.889 | 5009.975 | 1121.598 | 2283.743 | 1125.588 | 4958.97 | Competitive | Competitive | 1 | TRUE | FALSE | 1 | Non-Competitive | 0.695 | Competitive | 565.8507 | -313.496 | 1625.381 | 5346.447 | 956 | 1
BASE CASE 6012__A TO_FROM | BASE CASE | 6012__A | 1065 | 0 | 0 | BOWMAN_5 | JACKSBRO_5 | TO_FROM | 73521.13 | 74496.07 | -1156.77 | 0 | 1983.395 | 694.884 | -0.33723 | 0.085321 | -0.42432 | 0.11647 | 652.0193 | -107.235 | 0 | 4753.423 | 1644.705 | 5009.975 | 3695.052 | 1355.317 | 1415.386 | 5009.975 | 3695.052 | 2225.168 | 2360.976 | 4958.97 | 2375.127 | Competitive | Competitive | 1 | TRUE | FALSE | 1 | Non-Competitive | 0.695 | Competitive | 450.3571 | -41.5055 | 5346.447 | 2666.114 | 956 | 1
BASE CASE 6024__A FROM_TO | BASE CASE | 6024__A | 1065 | 0 | 0 | GRHAMSES1_5 | LONGCREK_5 | FROM_TO | 73521.13 | 75578.99 | -1300.51 | 0 | 1881.163 | 771.652 | -0.12649 | 0.083248 | -0.24176 | 0.083248 | 580.4193 | -0.10085 | 0 | 1914.908 | 3077.613 | 2839.763 | 3077.613 | 1872.479 | 1652.517 | 3374.334 | 3148.842 | 2271.601 | 2927.587 | 2293.32 | 3110.002 | Competitive | Competitive | 1 | TRUE | FALSE | 1 | Non-Competitive | 1.055 | Competitive | 432.6212 | -41.2402 | 2601.654 | 3100.359 | 1072 | 1
BASE CASE 6024__A TO_FROM | BASE CASE | 6024__A | 1065 | 0 | 0 | GRHAMSES1_5 | LONGCREK_5 | TO_FROM | 73521.13 | 68080.63 | -364.313 | 0 | 771.652 | 1881.163 | -0.08325 | 0.24176 | -0.08325 | 0.24176 | 1422.202 | 255.8977 | 0 | 765.814 | 2077.421 | 774.999 | 3165.458 | 673.052 | 1994.905 | 1077.722 | 3374.334 | 745.058 | 2410.82 | 753.971 | 2458.705 | Competitive | Non-Competitive | 0 | TRUE | FALSE | 1 | Non-Competitive | 1.055 | Non-Competitive | 1227.187 | 293.9691 | 830.915 | 2715.373 | 1072 | 1
BASE CASE 6028__A FROM_TO | BASE CASE | 6028__A | 1065 | 0 | 0 | GRHAMSES1_5 | COKFIELD_5 | FROM_TO | 73521.13 | 74724.88 | -1346.21 | 0 | 2046.561 | 773.033 | -0.12715 | 0.083679 | -0.4046 | 0.083679 | 583.4266 | -0.1015 | 0 | 1914.895 | 3077.615 | 2839.757 | 3077.615 | 1872.476 | 1652.503 | 3374.333 | 3148.844 | 2271.585 | 2927.588 | 2293.287 | 3110.006 | Competitive | Competitive | 1 | TRUE | FALSE | 1 | Non-Competitive | 0.7185 | Competitive | 434.8621 | -41.4535 | 2601.668 | 3100.361 | 1072 | 1
BASE CASE 6028__A TO_FROM | BASE CASE | 6028__A | 1065 | 0 | 0 | GRHAMSES1_5 | COKFIELD_5 | TO_FROM | 73521.13 | 67452.84 | -366.196 | 0 | 773.033 | 2046.561 | -0.08368 | 0.4046 | -0.08368 | 0.4046 | 1468.519 | 257.2253 | 0 | 752.288 | 2077.407 | 2366.45 | 3165.452 | 667.703 | 1994.902 | 3406.51 | 3374.333 | 792.637 | 2410.804 | 800.487 | 2458.671 | Non-Competitive | Non-Competitive | 0 | TRUE | FALSE | 1 | Non-Competitive | 0.7185 | Non-Competitive | 1272.497 | 295.491 | 951.279 | 2715.386 | 1072 | 1
BASE CASE 6029__A FROM_TO | BASE CASE | 6029__A | 1065 | 0 | 0 | LONGCREK_5 | COKFIELD_5 | FROM_TO | 73521.13 | 72942.39 | -668.173 | 0 | 1052.248 | 2595.419 | -0.08368 | 0.24301 | -0.5954 | 0.24301 | 1400.556 | 257.2253 | 0 | 784.794 | 2077.407 | 795.682 | 3165.452 | 683.655 | 1994.902 | 1118.959 | 3374.333 | 766.316 | 2410.804 | 776.142 | 2458.671 | Non-Competitive | Non-Competitive | 0 | TRUE | FALSE | 1 | Non-Competitive | 0.7345 | Non-Competitive | 1209.28 | 295.491 | 864.116 | 2715.386 | 1072 | 1
BASE CASE 6029__A TO_FROM | BASE CASE | 6029__A | 1065 | 0 | 0 | LONGCREK_5 | COKFIELD_5 | TO_FROM | 73521.13 | 75135.64 | -1363.97 | 0 | 2595.418 | 970.759 | -0.12715 | 0.5954 | -0.24301 | 0.5954 | 681.7932 | -0.1015 | 0 | 1607.849 | 3077.615 | 10000 | 3077.615 | 1598.218 | 1652.503 | 10000 | 3148.844 | 5926.167 | 2927.588 | 6425.29 | 3110.006 | Competitive | Competitive | 1 | TRUE | FALSE | 1 | Non-Competitive | 0.7345 | Competitive | 534.3286 | -41.4535 | 6480.389 | 3100.361 | 1072 | 1
BASE CASE 6035__A FROM_TO | BASE CASE | 6035__A | 1065 | 0 | 0 | TONKAWA_5 | GRHAMSES1_5 | FROM_TO | 73521.13 | 72333.96 | -310.405 | 0 | 855.912 | 1548.702 | -0.05497 | 0.15899 | -0.05497 | 0.15899 | 1115.033 | 142.5289 | 0 | 893.083 | 3150.447 | 921.96 | 3285.722 | 791.061 | 1859.87 | 988.89 | 3363.739 | 992.848 | 2252.417 | 1001.523 | 3443.363 | Competitive | Non-Competitive | 0 | TRUE | FALSE | 1 | Non-Competitive | 0.7265 | Competitive | 936.6356 | 195.2737 | 1074.153 | 3036.904 | 1072 | 0
BASE CASE 6035__A TO_FROM | BASE CASE | 6035__A | 1065 | 0 | 0 | TONKAWA_5 | GRHAMSES1_5 | TO_FROM | 73521.13 | 77499.41 | -981.069 | 0 | 1877.757 | 855.91 | -0.11651 | 0.054973 | -0.15899 | 0.054973 | 451.5871 | 7.785 | 0 | 2811.143 | 3084.01 | 2980.697 | 3084.01 | 1737.423 | 1955.745 | 3363.739 | 3146.552 | 2101.97 | 3024.316 | 3233.878 | 3113.701 | Competitive | Competitive | 1 | TRUE | FALSE | 1 | Non-Competitive | 0.7265 | Competitive | 319.5123 | -69.0209 | 2831.818 | 3131.216 | 1072 | 1
BASE CASE 6380__A FROM_TO | BASE CASE | 6380__A | 185 | 0 | 0 | MURRY_P8 | GRHAMSES1_8 | FROM_TO | 73521.13 | 73268.42 | -108.146 | 0 | 851.749 | 1664.551 | -0.06255 | 0.12157 | -0.06255 | 0.6971 | 197.2219 | -11.4325 | 0 | 1951.81 | 10000 | 2531.195 | 10000 | 814.536 | 1934.929 | 5641.584 | 10000 | 1364.347 | 5883.304 | 2338.012 | 10000 | Competitive | Non-Competitive | 0 | TRUE | FALSE | 1 | Non-Competitive | 0.6955 | Competitive | 154.1761 | 9.7653 | 3072.421 | 10000 | 186 | 0
BASE CASE 6380__A TO_FROM | BASE CASE | 6380__A | 185 | 0 | 0 | MURRY_P8 | GRHAMSES1_8 | TO_FROM | 73521.13 | 73566.49 | -197.179 | 0 | 1664.551 | 911.629 | -0.02835 | 0.062549 | -0.6971 | 0.062549 | 153.2254 | 59.022 | 3757.63 | 7047.563 | 9390.403 | 7047.563 | 3222.658 | 1775.031 | 2409.542 | 10000 | 3222.658 | 5089.245 | 3338.938 | 8287.433 | 3402.612 | Competitive | Competitive | 1 | TRUE | FALSE | 1 | Non-Competitive | 0.6955 | Competitive | 131.4291 | 51.9209 | 7701.043 | 3429.601 | 186 | 1
BASE CASE 6380__D FROM_TO | BASE CASE | 6380__D | 154 | 0 | 0 | MURRY_P8 | PAIP4B | FROM_TO | 73521.13 | 73537.17 | -199.778 | 0 | 1668.873 | 931.934 | -0.02839 | 0.062514 | -0.19924 | 0.30286 | 150.649 | 56.5786 | 3757.63 | 7048.73 | 9390.452 | 7048.73 | 3222.464 | 1789.912 | 2375.278 | 10000 | 3222.464 | 5119.427 | 3334.596 | 8289.147 | 3401.804 | Competitive | Competitive | 1 | TRUE | FALSE | 1 | Non-Competitive | 0.75 | Competitive | 128.8517 | 49.5187 | 7702.406 | 3428.377 | 155 | 1
BASE CASE 6380__D TO_FROM | BASE CASE | 6380__D | 154 | 0 | 0 | MURRY_P8 | PAIP4B | TO_FROM | 73521.13 | 73360.93 | -105.567 | 0 | 931.934 | 2018.427 | -0.06251 | 0.12161 | -0.30286 | 0.19924 | 199.8004 | -8.8551 | 0 | 1951.727 | 10000 | 2530.977 | 10000 | 811.406 | 1952.305 | 5641.693 | 10000 | 1362.268 | 5920.383 | 2337.095 | 10000 | Non-Competitive | Non-Competitive | 0 | TRUE | FALSE | 1 | Non-Competitive | 0.75 | Non-Competitive | 156.7633 | 12.3423 | 3071.364 | 10000 | 155 | 1
BASE CASE 651__A FROM_TO | BASE CASE | 651__A | 185 | 0 | 0 | COMANCHE_T8 | COMANCHE_8 | FROM_TO | 73521.13 | 73696.03 | 10.0934 | 0 | 783.088 | 0 | 0 | 0.000137 | -0.99986 | 0.000137 | 10.0968 | 10.0986 | 0 |  |  | 783.088 |  | 783.088 |  | 783.088 |  | 783.088 |  | 783.088 | 0 | Competitive | Competitive | 1 | FALSE | TRUE | 1 | Non-Competitive | 0.742 | Competitive | 10.1314 | 10.0845 | 788.325 | 0 | 186 | 1
BASE CASE 651__A TO_FROM | BASE CASE | 651__A | 185 | 0 | 0 | COMANCHE_T8 | COMANCHE_8 | TO_FROM | 73521.13 | 94738.8 | -10.0934 | 0 | 783.088 | 0 | -0.00014 | 0 | -0.00014 | 0.99986 | -10.0846 | -9.3099 | 5643.83 |  |  |  | 920.068 |  | 920.068 |  | 920.068 |  | 920.068 | 0 | 920.068 | Competitive | Competitive | 1 | FALSE | TRUE | 1 | Non-Competitive | 0.742 | Competitive | -10.0857 | -9.1242 | 0 | 921.083 | 186 | 1
BASE CASE 651__B FROM_TO | BASE CASE | 651__B | 185 | 0 | 0 | COMCHESS1_8 | COMANCHE_T8 | FROM_TO | 73521.13 | 73410.76 | -5.1592 | 0 | 1088.118 | 1719.843 | -0.07225 | 0.017587 | -0.72859 | 0.1831 | 265.4122 | 50.7729 | 0 |  | 7393.152 | 806.704 | 7366.275 | 619.293 | 3781.395 | 849.681 | 10000 | 744.48 | 8549.286 | 858.734 | 8869.265 | Competitive | Non-Competitive | 0 | TRUE | FALSE | 1 | Non-Competitive | 0.711 | Non-Competitive | 219.0082 | 57.9535 | 922.616 | 8927.63 | 186 | 1
BASE CASE 651__B TO_FROM | BASE CASE | 651__B | 185 | 0 | 0 | COMCHESS1_8 | COMANCHE_T8 | TO_FROM | 73521.13 | 74267.64 | -263.307 | 0 | 1676.971 | 1088.118 | -0.0141 | 0.13099 | -0.1831 | 0.72859 | 46.9502 | -118.181 | 0 | 5355.023 |  | 7707.838 | 2397.533 | 3098.295 | 887.896 | 7707.838 | 2423.91 | 5700.088 | 1392.222 | 5727.588 | 2465.475 | Competitive | Competitive | 1 | TRUE | FALSE | 1 | Non-Competitive | 0.711 | Competitive | 24.4671 | -108.394 | 5808.608 | 2325.879 | 186 | 1
BASE CASE 651__D FROM_TO | BASE CASE | 651__D | 185 | 0 | 0 | DUBLIN1_8 | HASSE_P8 | FROM_TO | 73521.13 | 73797.31 | -202.46 | 0 | 1769.16 | 1057.22 | -0.01474 | 0.13181 | -0.31555 | 0.40841 | 94.9609 | -75.1568 | 0 | 5916.204 |  | 7677.887 | 2315.97 | 2419.642 | 834.536 | 7677.887 | 2435.917 | 5281.669 | 1063.614 | 5781.45 | 2372.34 | Competitive | Competitive | 1 | TRUE | FALSE | 1 | Non-Competitive | 0.875 | Competitive | 77.2339 | -55.3541 | 5656.092 | 3297.631 | 186 | 1
BASE CASE 651__D TO_FROM | BASE CASE | 651__D | 185 | 0 | 0 | DUBLIN1_8 | HASSE_P8 | TO_FROM | 73521.13 | 73489.27 | -44.307 | 0 | 1057.22 | 1769.16 | -0.07143 | 0.014737 | -0.40841 | 0.31555 | 197.6349 | 7.9274 | 0 |  | 7746.457 | 837.785 | 7238.587 | 618.57 | 2886.002 | 876.587 | 10000 | 700.123 | 7881.972 | 891.788 | 8818.992 | Competitive | Non-Competitive | 0 | TRUE | FALSE | 1 | Non-Competitive | 0.875 | Competitive | 162.9453 | 13.5253 | 1163.052 | 8783.593 | 186 | 0
BASE CASE 651__E FROM_TO | BASE CASE | 651__E | 249 | 0 | 0 | DUBLIN1_8 | STPHNVIL_8 | FROM_TO | 73521.13 | 73898.01 | -60.8232 | 0 | 968.048 | 1777.418 | -0.07165 | 0.014512 | -0.18123 | 0.59137 | 181.0789 | -8.6105 | 0 |  | 7740.757 | 838.543 | 7228.871 | 621.271 | 2770.689 | 890.986 | 10000 | 713.702 | 7769.627 | 895.7 | 8809.494 | Competitive | Competitive | 1 | TRUE | FALSE | 1 | Non-Competitive | 0.711 | Competitive | 146.2894 | -2.9891 | 1189.921 | 8772.503 | 251 | 1
BASE CASE 651__E TO_FROM | BASE CASE | 651__E | 249 | 0 | 0 | DUBLIN1_8 | STPHNVIL_8 | TO_FROM | 73521.13 | 73748.67 | -185.832 | 0 | 1825.714 | 968.048 | -0.01451 | 0.13203 | -0.59137 | 0.18123 | 111.5203 | -50.3881 | 0 | 5914.663 |  | 7680.328 | 2316.29 | 2332.877 | 843.683 | 7680.328 | 2436.459 | 5224.197 | 1110.182 | 5781.308 | 2377.838 | Competitive | Competitive | 1 | TRUE | FALSE | 1 | Non-Competitive | 0.711 | Competitive | 93.7534 | -38.7949 | 5653.202 | 3366.111 | 251 | 1
BASE CASE KDLKG_75_A FROM_TO | BASE CASE | KDLKG_75_A | 1677 | 0 | 0 | KING____345A | KUYDAL755010 | FROM_TO | 73521.13 | 75193.12 | -1636.24 | 0 | 1965.99 | 2416.058 | -0.14569 | 0.14446 | -0.57009 | 0.15013 | 659.3616 | 530.9677 | 3281.23 | 2259.891 | 1741.172 | 2693.066 | 1735.703 | 2153.057 | 1666.617 | 2539.908 | 4732.995 | 2337.926 | 1663.427 | 2355.517 | 1677.206 | Competitive | Competitive | 1 | TRUE | TRUE | 1 | Competitive | 0.7265 | Competitive | 729.0098 | 614.6019 | 2147.708 | 1666.104 | 1710 | 1
BASE CASE KDLKG_75_A TO_FROM | BASE CASE | KDLKG_75_A | 1677 | 0 | 0 | KING____345A | KUYDAL755010 | TO_FROM | 73521.13 | 66460.81 | -62.4068 | 0 | 2553.098 | 2043.418 | -0.14446 | 0.14569 | -0.15013 | 0.57009 | 2363.573 | 689.9422 | 0 | 1356.694 | 2337.74 | 1585.875 | 2693.066 | 1307.338 | 2263.193 | 4732.995 | 2539.908 | 1360.043 | 2382.946 | 1369.86 | 2394.572 | Non-Competitive | Non-Competitive | 0 | TRUE | FALSE | 1 | Non-Competitive | 0.7265 | Non-Competitive | 2129.193 | 764.2706 | 1401.512 | 2312.038 | 1710 | 1
BASE CASE KDLRNS75_A FROM_TO | BASE CASE | KDLRNS75_A | 1677 | 0 | 0 | ROANS___345C | KUYDAL755010 | FROM_TO | 73521.13 | 71395.86 | -4.5504 | 0 | 2263.298 | 2652.927 | -0.14367 | 0.14648 | -0.42913 | 0.14648 | 2421.548 | 747.8739 | 0 | 1356.796 | 2339.693 | 1506.971 | 2691.984 | 1300.55 | 2271.278 | 4722.549 | 2539.363 | 1357.268 | 2385.601 | 1368.249 | 2396.153 | Non-Competitive | Non-Competitive | 0 | TRUE | FALSE | 1 | Non-Competitive | 0.703 | Non-Competitive | 2186.994 | 822.121 | 1399.419 | 2313.07 | 1710 | 1
BASE CASE KDLRNS75_A TO_FROM | BASE CASE | KDLRNS75_A | 1677 | 0 | 0 | ROANS___345C | KUYDAL755010 | TO_FROM | 73521.13 | 83892.03 | -1694.42 | 0 | 2158.665 | 3094.335 | -0.14648 | 0.14367 | -0.14648 | 0.42912 | 601.1246 | 475.7569 | 3281.23 | 2262.396 | 1742.397 | 2691.984 | 1736.204 | 2162.944 | 1657.231 | 2539.363 | 4722.549 | 2341.83 | 1661.767 | 2357.806 | 1677.177 | Competitive | Competitive | 1 | TRUE | TRUE | 1 | Competitive | 0.703 | Competitive | 670.5776 | 559.7816 | 2149.634 | 1664.888 | 1710 | 1
BASE CASE KDLRTW74_A FROM_TO | BASE CASE | KDLRTW74_A | 1677 | 0 | 0 | KUYDAL745005 | RTHWOD__345A | FROM_TO | 73521.13 | 73604.59 | -195.795 | 0 | 2495.23 | 2216.224 | -0.13582 | 0.055234 | -0.42405 | 0.52476 | 1587.336 | 312.4138 | 0 | 1390.034 | 2347.38 | 1390.034 | 2771.046 | 1291.507 | 2285.302 | 1330.978 | 2436.118 | 1388.183 | 2371.304 | 1413.557 | 2378.97 | Competitive | Competitive | 1 | TRUE | FALSE | 1 | Non-Competitive | 0.7265 | Competitive | 1399.674 | 368.3156 | 1453.008 | 2320.485 | 1710 | 1
BASE CASE KDLRTW74_A TO_FROM | BASE CASE | KDLRTW74_A | 1677 | 0 | 0 | KUYDAL745005 | RTHWOD__345A | TO_FROM | 73521.13 | 75286.62 | -1089.33 | 0 | 2815.585 | 2641.859 | -0.05523 | 0.13583 | -0.52476 | 0.42405 | 713.5652 | 680.1595 | 3281.23 | 2276.416 | 1803.151 | 2771.046 | 1803.151 | 2189.793 | 1650.59 | 2436.118 | 1728.032 | 2338.375 | 1735.537 | 2349.214 | 1772.799 | Competitive | Competitive | 1 | TRUE | TRUE | 1 | Competitive | 0.7265 | Competitive | 759.9277 | 735.6508 | 2197.479 | 1760.916 | 1710 | 1
BASE CASE KDLTB_74_A FROM_TO | BASE CASE | KDLTB_74_A | 1677 | 0 | 0 | KUYDAL745005 | TOMBAL__345B | FROM_TO | 73521.13 | 76267.22 | -1167.95 | 0 | 2217.854 | 2824.685 | -0.0563 | 0.13476 | -0.38152 | 0.47418 | 634.6797 | 605.3731 | 3281.23 | 2280.441 | 1804.383 | 2767.023 | 1804.383 | 2203.645 | 1630.136 | 2435.749 | 1727.715 | 2343.754 | 1730.018 | 2352.559 | 1774.338 | Competitive | Competitive | 1 | TRUE | TRUE | 1 | Competitive | 0.7265 | Competitive | 680.7779 | 661.3934 | 2201.225 | 1762.681 | 1710 | 1
BASE CASE KDLTB_74_A TO_FROM | BASE CASE | KDLTB_74_A | 1677 | 0 | 0 | KUYDAL745005 | TOMBAL__345B | TO_FROM | 73521.13 | 73430.19 | -117.425 | 0 | 2824.685 | 2805.391 | -0.13476 | 0.056299 | -0.47418 | 0.38153 | 1665.68 | 390.8858 | 0 | 1389.592 | 2350.317 | 1389.592 | 2767.023 | 1277.347 | 2295.367 | 1329.387 | 2435.749 | 1382.086 | 2374.889 | 1412.211 | 2381.169 | Non-Competitive | Competitive | 1 | TRUE | FALSE | 1 | Non-Competitive | 0.7265 | Competitive | 1478.389 | 446.6774 | 1452.509 | 2322.283 | 1710 | 1
BASE CASE KG_RTW74_A FROM_TO | BASE CASE | KG_RTW74_A | 1710 | 0 | 0 | KING____345A | RTHWOD__345A | FROM_TO | 73521.13 | 75053.62 | -818.75 | 0 | 3244.038 | 2471.505 | -0.04597 | 0.15532 | -0.46359 | 0.16534 | 956.5222 | 925.4943 | 3281.23 | 2292.162 | 1733.23 | 2530.845 | 1809.836 | 2178.892 | 1661.675 | 2446.195 | 1733.23 | 2334.167 | 1743.449 | 2349.987 | 1785.384 | Competitive | Competitive | 1 | TRUE | TRUE | 1 | Competitive | 0.789 | Competitive | 1024.953 | 973.1856 | 2227.721 | 1773.008 | 1710 | 1
BASE CASE KG_RTW74_A TO_FROM | BASE CASE | KG_RTW74_A | 1710 | 0 | 0 | KING____345A | RTHWOD__345A | TO_FROM | 73521.13 | 76617.93 | -430.142 | 0 | 2471.505 | 3244.037 | -0.15532 | 0.045969 | -0.16534 | 0.46359 | 1272.849 | 20.013 | 0 | 1334.503 | 2361.57 | 1394.712 | 2530.845 | 1299.021 | 2272.908 | 1334.503 | 2446.195 | 1394.203 | 2364.169 | 1422.619 | 2376.78 | Competitive | Competitive | 1 | TRUE | FALSE | 1 | Non-Competitive | 0.789 | Competitive | 1109.08 | 74.1224 | 1461.718 | 2331.331 | 1710 | 1
BASE CASE RNSSNG75_A FROM_TO | BASE CASE | RNSSNG75_A | 1677 | 0 | 0 | ROANS___345C | SNGLTN_345 | FROM_TO | 73521.13 | 75281.49 | -1526.09 | 0 | 10000 | 2715.189 | -0.0849 | 0.85352 | -0.08896 | 0.85352 | 1447.174 | 1408.757 | 3281.23 | 1968.386 | 1859.946 | 10000 | 1859.946 | 1902.518 | 1763.575 | 10000 | 1787.903 | 6203.068 | 1813.273 | 6214.261 | 1832.666 | Competitive | Competitive | 1 | TRUE | FALSE | 1 | Non-Competitive | 0.7345 | Competitive | 1566.197 | 1492.782 | 6032.227 | 1817.584 | 1710 | 1
BASE CASE RNSSNG75_A TO_FROM | BASE CASE | RNSSNG75_A | 1677 | 0 | 0 | ROANS___345C | SNGLTN_345 | TO_FROM | 73521.13 | 72713.18 | -1305.57 | 0 | 2888.94 | 10000 | -0.85352 | 0.084902 | -0.85352 | 0.088963 | 2210.217 | -512.61 | 0 | 1427.524 | 2017.504 | 1427.524 | 10000 | 1365.385 | 1972.374 | 1382.311 | 10000 | 1445.427 | 6228.932 | 1458.612 | 6236.785 | Non-Competitive | Non-Competitive | 0 | TRUE | FALSE | 1 | Non-Competitive | 0.7345 | Non-Competitive | 1964.066 | -447.122 | 1497.092 | 6138.959 | 1710 | 1
BASE CASE SNGTB_74_A FROM_TO | BASE CASE | SNGTB_74_A | 1677 | 0 | 0 | SNGLTN_345 | TOMBAL__345B | FROM_TO | 73521.13 | 69581.66 | 232.9545 | 0 | 3233.479 | 2667.623 | -0.127 | 0.10575 | -0.37604 | 0.11096 | 2893.655 | 1148.07 | 0 | 1380.426 | 2339.069 | 1332.292 | 2371.992 | 1339.864 | 2255.804 | 1343.861 | 3023.965 | 1394.464 | 2419.005 | 1402.127 | 2431.926 | Non-Competitive | Non-Competitive | 0 | TRUE | FALSE | 1 | Non-Competitive | 0.797 | Non-Competitive | 2606.005 | 1230.81 | 1437.97 | 2323.259 | 1710 | 1
BASE CASE SNGTB_74_A TO_FROM | BASE CASE | SNGTB_74_A | 1677 | 0 | 0 | SNGLTN_345 | TOMBAL__345B | TO_FROM | 73521.13 | 94738.8 | -3347.73 | 0 | 2667.623 | 0 | -0.10575 | 0.127 | -0.11096 | 0.37604 | 369.2725 | 299.3198 | 3281.23 | 2256.132 | 1781.027 | 2287.285 | 1720.951 | 2137.881 | 1719.327 | 3023.965 | 1720.951 | 2364.011 | 1730.77 | 2384.662 | 1741.834 | Competitive | Competitive | 1 | TRUE | TRUE | 1 | Competitive | 0.797 | Competitive | 454.5926 | 403.0295 | 2118.303 | 1729.092 | 1710 | 1
BASE CASE SNGXGC75_1 FROM_TO | BASE CASE | SNGXGC75_1 | 1310 | 0 | 0 | GIBN_CREK_5 | SNGLTN_345 | FROM_TO | 73521.13 | 60569.73 | 11.1692 | 0 | 2219.574 | 1508.208 | -0.13068 | 0.32336 | -0.13332 | 0.32336 | 2415.381 | 652.1551 | 0 | 1349.898 | 2188.466 | 3066.916 | 2218.404 | 1299.778 | 2129.041 | 3269.073 | 2589.079 | 1254.666 | 2246.909 | 1260.201 | 2258.407 | Competitive | Non-Competitive | 0 | TRUE | FALSE | 1 | Non-Competitive | 0.7035 | Non-Competitive | 2098.844 | 699.6826 | 1273.744 | 2154.806 | 1310 | 1
BASE CASE SNGXGC75_1 TO_FROM | BASE CASE | SNGXGC75_1 | 1310 | 0 | 0 | GIBN_CREK_5 | SNGLTN_345 | TO_FROM | 73521.13 | 75116.5 | -1720.38 | 0 | 1569.187 | 2043.656 | -0.32335 | 0.13068 | -0.32335 | 0.13332 | 793.7242 | 517.5162 | 3281.23 | 2102.565 | 1715.296 | 2130.719 | 3066.916 | 2011.349 | 1642.567 | 2589.079 | 3269.073 | 2181.4 | 1462.901 | 2199.873 | 1469.517 | Competitive | Competitive | 1 | TRUE | TRUE | 1 | Competitive | 0.7035 | Competitive | 913.869 | 626.4108 | 1935.444 | 1455.457 | 1310 | 1
BASE CASE SNGXGC99_1 FROM_TO | BASE CASE | SNGXGC99_1 | 1310 | 0 | 0 | GIBN_CREK_5 | SNGLTN_345 | FROM_TO | 73521.13 | 60569.73 | 11.1692 | 0 | 2219.574 | 1508.208 | -0.13068 | 0.32336 | -0.13332 | 0.32336 | 2415.381 | 652.1551 | 0 | 1349.898 | 2188.466 | 3066.916 | 2218.404 | 1299.778 | 2129.041 | 3269.073 | 2589.079 | 1254.666 | 2246.909 | 1260.201 | 2258.407 | Competitive | Non-Competitive | 0 | TRUE | FALSE | 1 | Non-Competitive | 0.9455 | Non-Competitive | 2098.844 | 699.6826 | 1273.744 | 2154.806 | 1310 | 1
BASE CASE SNGXGC99_1 TO_FROM | BASE CASE | SNGXGC99_1 | 1310 | 0 | 0 | GIBN_CREK_5 | SNGLTN_345 | TO_FROM | 73521.13 | 75116.5 | -1720.38 | 0 | 1569.187 | 2043.656 | -0.32335 | 0.13068 | -0.32335 | 0.13332 | 793.7242 | 517.5162 | 3281.23 | 2102.565 | 1715.296 | 2130.719 | 3066.916 | 2011.349 | 1642.567 | 2589.079 | 3269.073 | 2181.4 | 1462.901 | 2199.873 | 1469.517 | Competitive | Competitive | 1 | TRUE | TRUE | 1 | Competitive | 0.9455 | Competitive | 913.869 | 626.4108 | 1935.444 | 1455.457 | 1310 | 1
DGRSLNC5 6011__A FROM_TO | DGRSLNC5 | 6011__A | 1065 | 2 | 2 | BOWMAN_5 | FISHRDSS1_5 | FROM_TO | 73521.13 | 74640.11 | -412.333 | 0 | 1811.643 | 775.13 | -0.1339 | 0.020865 | -0.69975 | 0.2086 | 282.0869 | 16.6999 | 0 | 5602.719 | 1732.544 | 2297.175 | 3695.052 | 1429.645 | 1480.389 | 3608.696 | 3695.052 | 1780.502 | 2648.903 | 2527.774 | 2743.72 | Competitive | Competitive | 1 | TRUE | FALSE | 1 | Non-Competitive | 0.711 | Competitive | 197.6484 | 41.4991 | 3390.135 | 3695.052 | 1072 | 1
DGRSLNC5 6011__A TO_FROM | DGRSLNC5 | 6011__A | 1065 | 2 | 2 | BOWMAN_5 | FISHRDSS1_5 | TO_FROM | 73521.13 | 77142.68 | -140.261 | 0 | 919.346 | 1778.61 | -0.02086 | 0.1339 | -0.2086 | 0.69975 | 318.3721 | -236.306 | 0 | 622.571 | 5602.719 | 2596.209 | 2297.175 | 591.548 | 1485.182 | 2708.889 | 3608.696 | 1283.767 | 1837.103 | 1314.753 | 2527.774 | Competitive | Competitive | 1 | TRUE | FALSE | 1 | Non-Competitive | 0.711 | Competitive | 107.3466 | 28.4868 | 3640.044 | 3390.135 | 1072 | 1
DGRSLNC5 6012__A FROM_TO | DGRSLNC5 | 6012__A | 1065 | 2 | 2 | BOWMAN_5 | JACKSBRO_5 | FROM_TO | 73521.13 | 71800.99 | -339.551 | 0 | 685.454 | 1983.653 | -0.091 | 0.33621 | -0.12265 | 0.42015 | 1219.025 | -556.288 | 0 | 630.042 | 1625.072 | 2576.323 | 5008.855 | 590.676 | 1446.142 | 2708.889 | 5008.855 | 912.866 | 2171.676 | 916.203 | 2497.858 | Competitive | Non-Competitive | 0 | TRUE | FALSE | 1 | Non-Competitive | 0.711 | Competitive | 636.1671 | -326.991 | 1395.302 | 5349.556 | 956 | 0
DGRSLNC5 6012__A TO_FROM | DGRSLNC5 | 6012__A | 1065 | 2 | 2 | BOWMAN_5 | JACKSBRO_5 | TO_FROM | 73521.13 | 74370.47 | -1317.98 | 0 | 1983.653 | 685.454 | -0.33621 | 0.090999 | -0.42015 | 0.12265 | 708.8053 | -127.249 | 0 | 1529.284 | 1653.612 | 5008.855 | 3695.052 | 1391.149 | 1364.991 | 5008.855 | 3695.052 | 2111.431 | 2149.075 | 2416.066 | 2163.839 | Competitive | Competitive | 1 | TRUE | FALSE | 1 | Non-Competitive | 0.711 | Competitive | 471.0287 | -58.9141 | 5349.556 | 2534.455 | 956 | 1
DGRSLNC5 6028__A FROM_TO | DGRSLNC5 | 6028__A | 1065 | 2 | 2 | GRHAMSES1_5 | COKFIELD_5 | FROM_TO | 73521.13 | 94738.8 | 0 | 0 | 0 | 0 | 0 | 0 | 0 | 0 | 0 | 0 | 0 | [10 empty] | 0 | 0 | Competitive | Competitive | 1 | FALSE | TRUE | 1 | Non-Competitive | 0.805 | Competitive | 0 | 0 | 0 | 0 | 1072 | 1
DGRSLNC5 6028__A TO_FROM | DGRSLNC5 | 6028__A | 1065 | 2 | 2 | GRHAMSES1_5 | COKFIELD_5 | TO_FROM | 73521.13 | 94738.8 | 0 | 0 | 0 | 0 | 0 | 0 | 0 | 0 | 0 | 0 | 0 | [10 empty] | 0 | 0 | Competitive | Competitive | 1 | FALSE | TRUE | 1 | Non-Competitive | 0.805 | Competitive | 0 | 0 | 0 | 0 | 1072 | 1
DGRSLNC5 6029__A FROM_TO | DGRSLNC5 | 6029__A | 1065 | 2 | 2 | LONGCREK_5 | COKFIELD_5 | FROM_TO | 73521.13 | 74586.13 | 0 | 0 | 784.732 | 10000 | 0 | 0 | -1 | 0 | 0 | 0 | 0 | [10 empty] | 0 | 0 | Competitive | Competitive | 1 | FALSE | TRUE | 1 | Non-Competitive | 0.781 | Competitive | 0 | 0 | 0 | 0 | 1072 | 1
DGRSLNC5 6029__A TO_FROM | DGRSLNC5 | 6029__A | 1065 | 2 | 2 | LONGCREK_5 | COKFIELD_5 | TO_FROM | 73521.13 | 94738.8 | 0 | 0 | 10000 | 784.732 | 0 | 1 | 0 | 1 | 162.3 | 0 | 0 | 10000 |  | 10000 |  | 10000 |  | 10000 |  | 10000 |  | 10000 | 0 | Competitive | Competitive | 1 | TRUE | FALSE | 1 | Non-Competitive | 0.781 | Competitive | 162.3 | 0 | 10000 | 0 | 1072 | 1
DGRSLNC5 6035__A FROM_TO | DGRSLNC5 | 6035__A | 1065 | 2 | 2 | TONKAWA_5 | GRHAMSES1_5 | FROM_TO | 73521.13 | 63749.9 | -493.093 | 0 | 829.908 | 1751.934 | -0.09681 | 0.22117 | -0.09681 | 0.22117 | 1839.124 | 304.8271 | 0 | 822.815 | 2132.476 | 828.59 | 3279.935 | 732.453 | 1915.916 | 836.941 | 3368.028 | 870.603 | 2325.874 | 878.705 | 2420.949 | Competitive | Non-Competitive | 0 | TRUE | FALSE | 1 | Non-Competitive | 0.711 | Non-Competitive | 1468.162 | 342.4514 | 935.185 | 2420.057 | 1072 | 1
DGRSLNC5 6035__A TO_FROM | DGRSLNC5 | 6035__A | 1065 | 2 | 2 | TONKAWA_5 | GRHAMSES1_5 | TO_FROM | 73521.13 | 75015.42 | -1782.95 | 0 | 1750.194 | 786.687 | -0.18007 | 0.096807 | -0.22117 | 0.096807 | 743.2683 | 0.38842 | 0 | 1995.359 | 3031.853 | 2980.323 | 3081.699 | 1793.075 | 1836.134 | 3368.028 | 3147.335 | 2181.015 | 2993.434 | 2276.332 | 3106.371 | Competitive | Competitive | 1 | TRUE | FALSE | 1 | Non-Competitive | 0.711 | Competitive | 503.1332 | -83.3417 | 2330.123 | 3120.809 | 1072 | 1
DGRSLNC5 6380__A FROM_TO | DGRSLNC5 | 6380__A | 185 | 2 | 2 | MURRY_P8 | GRHAMSES1_8 | FROM_TO | 73521.13 | 71310.18 | -139.195 | 0 | 825.784 | 1920.311 | -0.06659 | 0.12803 | -0.06659 | 0.69636 | 321.324 | 5.0802 | 0 | 812.576 | 10000 | 2085.52 | 10000 | 738.738 | 1964.611 | 4025.037 | 10000 | 994.691 | 4750.78 | 1001.651 | 10000 | Competitive | Non-Competitive | 0 | TRUE | FALSE | 1 | Non-Competitive | 0.797 | Non-Competitive | 254.0294 | 13.3219 | 1453.049 | 10000 | 186 | 1
DGRSLNC5 6380__A TO_FROM | DGRSLNC5 | 6380__A | 185 | 2 | 2 | MURRY_P8 | GRHAMSES1_8 | TO_FROM | 73521.13 | 73494.57 | -316.938 | 0 | 2015.433 | 825.79 | -0.03865 | 0.066595 | -0.69636 | 0.066595 | 201.9633 | 62.8928 | 4423.83 | 7001.735 | 3186.246 | 7001.735 | 3119.1 | 1815.608 | 2123.243 | 10000 | 3186.246 | 4174.174 | 3159.752 | 8219.233 | 3231.367 | Competitive | Non-Competitive | 0 | TRUE | FALSE | 1 | Non-Competitive | 0.797 | Competitive | 162.4228 | 51.7612 | 7640.273 | 3245.775 | 186 | 0
DGRSLNC5 6380__D FROM_TO | DGRSLNC5 | 6380__D | 154 | 2 | 2 | MURRY_P8 | PAIP4B | FROM_TO | 73521.13 | 73290.85 | -319.537 | 0 | 2018.283 | 920.512 | -0.03869 | 0.066559 | -0.20534 | 0.3036 | 199.3825 | 60.4727 | 4423.83 | 7002.786 | 3186.189 | 7002.786 | 3118.945 | 1827.278 | 2104.388 | 10000 | 3186.189 | 4193.362 | 3156.335 | 8220.814 | 3231.061 | Competitive | Non-Competitive | 0 | TRUE | FALSE | 1 | Non-Competitive | 0.75 | Non-Competitive | 159.8467 | 49.421 | 7641.514 | 3245.293 | 155 | 1
DGRSLNC5 6380__D TO_FROM | DGRSLNC5 | 6380__D | 154 | 2 | 2 | MURRY_P8 | PAIP4B | TO_FROM | 73521.13 | 72951.36 | -136.616 | 0 | 920.511 | 2018.282 | -0.06656 | 0.12807 | -0.3036 | 0.20534 | 323.9068 | 7.6554 | 0 | 812.522 | 10000 | 2085.357 | 10000 | 737.463 | 1978.043 | 4024.918 | 10000 | 993.908 | 4774.051 | 1001.069 | 10000 | Non-Competitive | Non-Competitive | 0 | TRUE | FALSE | 1 | Non-Competitive | 0.75 | Non-Competitive | 256.6073 | 15.8969 | 1451.621 | 10000 | 155 | 1
DGRSLNC5 651__A FROM_TO | DGRSLNC5 | 651__A | 185 | 2 | 2 | COMANCHE_T8 | COMANCHE_8 | FROM_TO | 73521.13 | 73696.03 | 10.0934 | 0 | 783.088 | 0 | 0 | 0.000137 | -0.99986 | 0.000137 | 10.0968 | 10.0986 | 0 |  |  | 783.088 |  | 783.088 |  | 783.088 |  | 783.088 |  | 783.088 | 0 | Competitive | Competitive | 1 | FALSE | TRUE | 1 | Non-Competitive | 0.7735 | Competitive | 10.1314 | 10.0845 | 788.325 | 0 | 186 | 1
DGRSLNC5 651__A TO_FROM | DGRSLNC5 | 651__A | 185 | 2 | 2 | COMANCHE_T8 | COMANCHE_8 | TO_FROM | 73521.13 | 94738.8 | -10.0934 | 0 | 783.088 | 0 | -0.00014 | 0 | -0.00014 | 0.99986 | -10.0846 | -9.3099 | 5643.83 |  |  |  | 920.068 |  | 920.068 |  | 920.068 |  | 920.068 | 0 | 920.068 | Competitive | Competitive | 1 | FALSE | TRUE | 1 | Non-Competitive | 0.7735 | Competitive | -10.0857 | -9.1242 | 0 | 921.083 | 186 | 1
DGRSLNC5 651__B FROM_TO | DGRSLNC5 | 651__B | 185 | 2 | 2 | COMCHESS1_8 | COMANCHE_T8 | FROM_TO | 73521.13 | 73343.91 | -18.1176 | 0 | 1003.971 | 1677.417 | -0.0729 | 0.021652 | -0.72774 | 0.18408 | 313.36 | 34.7373 | 0 | 3975.326 | 7831.355 | 770.426 | 7331.513 | 606.099 | 3241.91 | 798.401 | 10000 | 733.343 | 8262.762 | 807.574 | 8916.76 | Competitive | Non-Competitive | 0 | TRUE | FALSE | 1 | Non-Competitive | 0.6795 | Non-Competitive | 255.7599 | 48.9644 | 855.766 | 8898.046 | 186 | 1
DGRSLNC5 651__B TO_FROM | DGRSLNC5 | 651__B | 185 | 2 | 2 | COMCHESS1_8 | COMANCHE_T8 | TO_FROM | 73521.13 | 74155.31 | -310.371 | 0 | 1677.417 | 1003.971 | -0.01717 | 0.13064 | -0.18408 | 0.72774 | 67.7987 | -113.726 | 0 | 6010.191 |  | 7727.489 | 2476.79 | 2702.103 | 907.798 | 7727.489 | 2507.736 | 5571.543 | 1664.763 | 5927.449 | 2635.762 | Competitive | Competitive | 1 | TRUE | FALSE | 1 | Non-Competitive | 0.6795 | Competitive | 40.5843 | -109.153 | 5812.277 | 2423.363 | 186 | 1
DGRSLNC5 651__D FROM_TO | DGRSLNC5 | 651__D | 185 | 2 | 2 | DUBLIN1_8 | HASSE_P8 | FROM_TO | 73521.13 | 73746.2 | -245.826 | 0 | 1678.024 | 926.018 | -0.01522 | 0.1315 | -0.31613 | 0.40815 | 112.7779 | -72.9221 | 0 | 5917.627 |  | 7695.368 | 2365.702 | 2242.206 | 836.166 | 7695.368 | 2389.126 | 5115.387 | 1220.153 | 5796.784 | 2393.666 | Competitive | Competitive | 1 | TRUE | FALSE | 1 | Non-Competitive | 0.75 | Competitive | 86.9602 | -57.8228 | 5659.193 | 2372.224 | 186 | 1
DGRSLNC5 651__D TO_FROM | DGRSLNC5 | 651__D | 185 | 2 | 2 | DUBLIN1_8 | HASSE_P8 | TO_FROM | 73521.13 | 73380.87 | -53.8698 | 0 | 981.61 | 1678.024 | -0.072 | 0.016423 | -0.40815 | 0.31613 | 240.5427 | -4.8971 | 0 |  | 7733.853 | 777.54 | 7210.201 | 592.492 | 2644.934 | 786.261 | 10000 | 682.898 | 7536.258 | 803.21 | 8793.018 | Competitive | Non-Competitive | 0 | TRUE | FALSE | 1 | Non-Competitive | 0.75 | Non-Competitive | 198.384 | 6.5432 | 861.237 | 8757.055 | 186 | 1
DGRSLNC5 651__E FROM_TO | DGRSLNC5 | 651__E | 249 | 2 | 2 | DUBLIN1_8 | STPHNVIL_8 | FROM_TO | 73521.13 | 73653.22 | -70.4104 | 0 | 918.219 | 1758.746 | -0.07222 | 0.016198 | -0.18125 | 0.59162 | 223.9569 | -21.4352 | 0 |  | 7728.327 | 781.077 | 7200.759 | 594.187 | 2551.846 | 786.516 | 10000 | 692.47 | 7416.77 | 805.944 | 8783.705 | Competitive | Competitive | 1 | TRUE | FALSE | 1 | Non-Competitive | 0.7345 | Competitive | 181.823 | -10.0155 | 864.201 | 8746.095 | 251 | 1
DGRSLNC5 651__E TO_FROM | DGRSLNC5 | 651__E | 249 | 2 | 2 | DUBLIN1_8 | STPHNVIL_8 | TO_FROM | 73521.13 | 73721.45 | -229.198 | 0 | 1758.746 | 972.774 | -0.015 | 0.13172 | -0.59162 | 0.18125 | 129.3379 | -56.3625 | 0 | 5916.118 |  | 7697.75 | 2366.458 | 2171.631 | 845.084 | 7697.75 | 2389.601 | 5052.499 | 1274.365 | 5796.594 | 2394.827 | Competitive | Competitive | 1 | TRUE | FALSE | 1 | Non-Competitive | 0.7345 | Competitive | 103.4898 | -41.309 | 5656.227 | 2377.891 | 251 | 1
DJEWSNG5 424T424_1 FROM_TO | DJEWSNG5 | 424T424_1 | 1621 | 2 | 2 | BROWN_5 | SARC7A | FROM_TO | 73521.13 | 77400.07 | -639.413 | 0 | 1200.833 | 648.46 | -0.09407 | 0.013122 | -0.29566 | 0.095191 | 484.2633 | 91.1771 | 0 |  | 2690.614 | 961.685 | 2690.614 | 954.387 | 2064.707 | 911.841 | 3055.252 | 917.877 | 2791.513 | 919.32 | 2910.284 | Competitive | Competitive | 1 | TRUE | FALSE | 1 | Non-Competitive | 0.703 | #N/A | #N/A | #N/A | #N/A | #N/A | #N/A | #N/A
DJEWSNG5 424T424_1 TO_FROM | DJEWSNG5 | 424T424_1 | 1621 | 2 | 2 | BROWN_5 | SARC7A | TO_FROM | 73521.13 | 82247.26 | -509.712 | 0 | 648.46 | 1200.833 | -0.01312 | 0.15951 | -0.09519 | 0.29566 | 867.5398 | -2.7207 | 0 | 837.596 |  | 876.312 | 1048.496 | 781.121 | 1040.422 | 1122.359 | 995.168 | 971.99 | 992.536 | 983.963 | 993.91 | Competitive | Competitive | 1 | TRUE | TRUE | 1 | Competitive | 0.703 | #N/A | #N/A | #N/A | #N/A | #N/A | #N/A | #N/A
DJEWSNG5 KDLKG_75_A FROM_TO | DJEWSNG5 | KDLKG_75_A | 1677 | 2 | 2 | KING____345A | KUYDAL755010 | FROM_TO | 73521.13 | 75257.86 | -1510.03 | 0 | 2673.668 | 2581.95 | -0.15818 | 0.13476 | -0.58094 | 0.14036 | 630.0117 | 458.8822 | 3281.23 | 2275.295 | 1715.776 | 2675.274 | 2046.916 | 2168.472 | 1622.855 | 2493.711 | 4697.941 | 2338.337 | 1676.744 | 2355.498 | 1693.185 | Competitive | Competitive | 1 | TRUE | TRUE | 1 | Competitive | 0.6955 | Competitive | 692.716 | 532.2856 | 2156.626 | 1683.392 | 1710 | 1
DJEWSNG5 KDLKG_75_A TO_FROM | DJEWSNG5 | KDLKG_75_A | 1677 | 2 | 2 | KING____345A | KUYDAL755010 | TO_FROM | 73521.13 | 68469.88 | -49.8883 | 0 | 2516.945 | 2673.668 | -0.13476 | 0.15818 | -0.14036 | 0.58094 | 2131.536 | 574.3283 | 0 | 1342.274 | 2350.675 | 2046.916 | 2675.274 | 1280.439 | 2272.598 | 4697.941 | 2493.711 | 1385.724 | 2378.239 | 1397.781 | 2390.723 | Non-Competitive | Non-Competitive | 0 | TRUE | FALSE | 1 | Non-Competitive | 0.6955 | Non-Competitive | 1927.231 | 645.9877 | 1427.31 | 2310.883 | 1710 | 1
DJEWSNG5 KDLRNS75_A FROM_TO | DJEWSNG5 | KDLRNS75_A | 1677 | 2 | 2 | ROANS___345C | KUYDAL755010 | FROM_TO | 73521.13 | 71985.45 | 7.9681 | 0 | 2927.507 | 2650.616 | -0.13397 | 0.15897 | -0.41828 | 0.15897 | 2189.511 | 632.1373 | 0 | 1342.483 | 2352.469 | 2046.511 | 2673.961 | 1272.155 | 2278.992 | 4688.63 | 2493.251 | 1379.165 | 2380.957 | 1392.857 | 2392.209 | Non-Competitive | Non-Competitive | 0 | TRUE | FALSE | 1 | Non-Competitive | 0.719 | Non-Competitive | 1985.032 | 703.8644 | 1422.906 | 2311.864 | 1710 | 1
DJEWSNG5 KDLRNS75_A TO_FROM | DJEWSNG5 | KDLRNS75_A | 1677 | 2 | 2 | ROANS___345C | KUYDAL755010 | TO_FROM | 73521.13 | 82652.33 | -1568.21 | 0 | 2151.25 | 2387.752 | -0.15897 | 0.13397 | -0.15897 | 0.41828 | 572.023 | 403.6714 | 3281.23 | 2277.771 | 1717.342 | 2673.961 | 2046.511 | 2177.231 | 1611.331 | 2493.251 | 4688.63 | 2342.386 | 1670.934 | 2357.777 | 1689.619 | Competitive | Competitive | 1 | TRUE | TRUE | 1 | Competitive | 0.719 | Competitive | 634.5275 | 477.4652 | 2158.71 | 1679.919 | 1710 | 1
DJEWSNG5 KDLRTW74_A FROM_TO | DJEWSNG5 | KDLRTW74_A | 2170 | 2 | 2 | KUYDAL745005 | RTHWOD__345A | FROM_TO | 73521.13 | 75289.8 | -188.147 | 0 | 2814.246 | 2951.307 | -0.1299 | 0.061223 | -0.41778 | 0.53107 | 1444.493 | 241.1797 | 0 | 1375.16 | 2376.596 | 1375.16 | 2524.742 | 1260.378 | 2293.221 | 1647.388 | 2434.564 | 1335.136 | 2369.859 | 1366.366 | 2383.134 | Competitive | Competitive | 1 | TRUE | FALSE | 1 | Non-Competitive | 0.7265 | Competitive | 1278.399 | 295.918 | 1402.593 | 2328.459 | 2194 | 1
DJEWSNG5 KDLRTW74_A TO_FROM | DJEWSNG5 | KDLRTW74_A | 2170 | 2 | 2 | KUYDAL745005 | RTHWOD__345A | TO_FROM | 73521.13 | 76328.69 | -1011.13 | 0 | 2951.307 | 2814.246 | -0.06122 | 0.1299 | -0.53107 | 0.41778 | 696.8694 | 636.1279 | 3281.23 | 2307.257 | 1778.742 | 2524.742 | 1778.742 | 2203.628 | 1601.777 | 2434.564 | 1758.425 | 2340.767 | 1655.191 | 2356.311 | 1700.413 | Competitive | Competitive | 1 | TRUE | TRUE | 1 | Competitive | 0.7265 | Competitive | 738.9272 | 685.1772 | 2214.518 | 1688.664 | 2194 | 1
DJEWSNG5 KDLTB_74_A FROM_TO | DJEWSNG5 | KDLTB_74_A | 1677 | 2 | 2 | KUYDAL745005 | TOMBAL__345B | FROM_TO | 73521.13 | 76303.43 | -1089.76 | 0 | 2805.084 | 2705.722 | -0.06229 | 0.12884 | -0.38794 | 0.46787 | 618.3203 | 561.3415 | 3281.23 | 2310.725 | 1780.78 | 2523.705 | 1780.78 | 2218.769 | 1581.439 | 2434.163 | 1759.245 | 2346.21 | 1650.815 | 2359.275 | 1704.645 | Competitive | Competitive | 1 | TRUE | TRUE | 1 | Competitive | 1.039 | Competitive | 660.1153 | 610.9278 | 2218.189 | 1693.068 | 1710 | 1
DJEWSNG5 KDLTB_74_A TO_FROM | DJEWSNG5 | KDLTB_74_A | 1677 | 2 | 2 | KUYDAL745005 | TOMBAL__345B | TO_FROM | 73521.13 | 73753.86 | -109.777 | 0 | 2705.722 | 2216.056 | -0.12883 | 0.062287 | -0.46787 | 0.38794 | 1522.837 | 319.4856 | 0 | 1375.091 | 2378.75 | 1375.091 | 2523.705 | 1246.124 | 2304.03 | 1618.14 | 2434.163 | 1329.588 | 2373.487 | 1366.654 | 2384.866 | Competitive | Competitive | 1 | TRUE | FALSE | 1 | Non-Competitive | 1.039 | Competitive | 1381.348 | 367.27 | 1403.855 | 2329.888 | 1710 | 1
DJEWSNG5 KG_RTW74_A FROM_TO | DJEWSNG5 | KG_RTW74_A | 1710 | 2 | 2 | KING____345A | RTHWOD__345A | FROM_TO | 73521.13 | 75104.72 | -755.413 | 0 | 2939.339 | 2623.202 | -0.05093 | 0.15041 | -0.46878 | 0.1604 | 944.9471 | 889.0534 | 3281.23 | 2291.308 | 1704.929 | 2527.657 | 1785.793 | 2190.516 | 1614.152 | 2445.623 | 1764.098 | 2338.746 | 1664.716 | 2351.145 | 1715.12 | Competitive | Competitive | 1 | TRUE | TRUE | 1 | Competitive | 0.766 | Competitive | 982.0111 | 931.2096 | 2237.489 | 1703.12 | 1710 | 1
DJEWSNG5 KG_RTW74_A TO_FROM | DJEWSNG5 | KG_RTW74_A | 1710 | 2 | 2 | KING____345A | RTHWOD__345A | TO_FROM | 73521.13 | 77753.46 | -424.731 | 0 | 2478.646 | 2939.339 | -0.15041 | 0.050926 | -0.1604 | 0.46878 | 1155.362 | -41.1347 | 0 | 1316.4 | 2358.074 | 1380.102 | 2527.657 | 1268.775 | 2279.863 | 1652.354 | 2445.623 | 1342.106 | 2365.693 | 1376.726 | 2375.483 | Competitive | Competitive | 1 | TRUE | FALSE | 1 | Non-Competitive | 0.766 | Competitive | 1008.307 | 12.5248 | 1412.888 | 2332.846 | 1710 | 1
DJEWSNG5 RNSSNG75_A FROM_TO | DJEWSNG5 | RNSSNG75_A | 2170 | 2 | 2 | ROANS___345C | SNGLTN_345 | FROM_TO | 73521.13 | 86274.61 | -1396.19 | 0 | 10000 | 3011.811 | -0.09471 | 0.84103 | -0.10167 | 0.84103 | 1399.636 | 1336.671 | 3281.23 | 2024.274 | 1850.268 | 10000 | 1772.865 | 1957.811 | 1727.757 | 10000 | 1919.107 | 6620.164 | 1762.931 | 6629.934 | 1787.1 | Competitive | Competitive | 1 | TRUE | FALSE | 1 | Non-Competitive | 0.703 | Competitive | 1462.383 | 1410.465 | 6465.735 | 1773.334 | 2194 | 1
DJEWSNG5 RNSSNG75_A TO_FROM | DJEWSNG5 | RNSSNG75_A | 2170 | 2 | 2 | ROANS___345C | SNGLTN_345 | TO_FROM | 73521.13 | 73643.67 | -1142.23 | 0 | 3011.811 | 10000 | -0.84103 | 0.094707 | -0.84103 | 0.10167 | 1976.984 | -472.662 | 0 | 1421.933 | 2071.498 | 1361.25 | 10000 | 1342.958 | 2023.181 | 1838.019 | 10000 | 1412.612 | 6641.384 | 1429.218 | 6648.756 | Competitive | Competitive | 1 | TRUE | FALSE | 1 | Non-Competitive | 0.703 | Competitive | 1761.338 | -418.134 | 1466.432 | 6558.824 | 2194 | 1
DJEWSNG5 SNGTB_74_A FROM_TO | DJEWSNG5 | SNGTB_74_A | 1924 | 2 | 2 | SNGLTN_345 | TOMBAL__345B | FROM_TO | 73521.13 | 71217.01 | 249.0142 | 0 | 0 | 2167.083 | -0.11456 | 0.11832 | -0.36257 | 0.12726 | 2600.498 | 1000.11 | 0 | 1363.163 | 2351.929 | 1312.245 | 2369.183 | 1312.183 | 2271.348 | 1767.524 | 2795.45 | 1337.447 | 2413.066 | 1346.573 | 2426.234 | Non-Competitive | Non-Competitive | 0 | TRUE | FALSE | 1 | Non-Competitive | 0.711 | Non-Competitive | 2347.588 | 1079.396 | 1377.919 | 2317.724 | 1924 | 1
DJEWSNG5 SNGTB_74_A TO_FROM | DJEWSNG5 | SNGTB_74_A | 1924 | 2 | 2 | SNGLTN_345 | TOMBAL__345B | TO_FROM | 73521.13 | 94738.8 | -2935.39 | 0 | 2167.083 | 3233.479 | -0.11832 | 0.11456 | -0.12726 | 0.36257 | 330.9259 | 206.8506 | 3281.23 | 2271.48 | 1751.871 | 2287.841 | 1688.512 | 2159.374 | 1674.632 | 2795.45 | 1856.94 | 2364.02 | 1642.261 | 2383.282 | 1655.142 | Competitive | Competitive | 1 | TRUE | TRUE | 1 | Competitive | 0.711 | Competitive | 407.4161 | 297.6971 | 2120.998 | 1642.079 | 1924 | 1
DJEWSNG5 SNGXGC75_1 FROM_TO | DJEWSNG5 | SNGXGC75_1 | 1631 | 2 | 2 | GIBN_CREK_5 | SNGLTN_345 | FROM_TO | 73521.13 | 56806.46 | -233.987 | 0 | 2445.792 | 1518.87 | -0.23685 | 0.24005 | -0.24137 | 0.24005 | 4410.6 | 1400.728 | 0 | 1394.362 | 2101.927 | 1367.332 | 2208.529 | 1384.476 | 2050.055 | 2143.617 | 2592.351 | 1423.349 | 2222.23 | 1424.259 | 2225.498 | Competitive | Non-Competitive | 0 | TRUE | FALSE | 1 | Non-Competitive | 0.7185 | Non-Competitive | 3802.86 | 1546.004 | 1456.953 | 2132.244 | 1631 | 1
DJEWSNG5 SNGXGC75_1 TO_FROM | DJEWSNG5 | SNGXGC75_1 | 1631 | 2 | 2 | GIBN_CREK_5 | SNGLTN_345 | TO_FROM | 73521.13 | 73330.03 | -2857.61 | 0 | 1513.612 | 2287.206 | -0.24005 | 0.23685 | -0.24005 | 0.24137 | 1338.363 | 1130.722 | 3281.23 | 1973.332 | 1798.368 | 2117.968 | 1773.329 | 1924.985 | 1784.083 | 2592.351 | 2262.81 | 2147.257 | 1764.236 | 2150.589 | 1765.476 | Non-Competitive | Competitive | 1 | TRUE | TRUE | 1 | Competitive | 0.7185 | Competitive | 1490.235 | 1318.489 | 1905.257 | 1749.473 | 1631 | 1
DJEWSNG5 SNGXGC99_1 FROM_TO | DJEWSNG5 | SNGXGC99_1 | 1631 | 2 | 2 | GIBN_CREK_5 | SNGLTN_345 | FROM_TO | 73521.13 | 56806.46 | -233.987 | 0 | 2445.792 | 1518.87 | -0.23685 | 0.24005 | -0.24137 | 0.24005 | 4410.6 | 1400.728 | 0 | 1394.362 | 2101.927 | 1367.332 | 2208.529 | 1384.476 | 2050.055 | 2143.617 | 2592.351 | 1423.349 | 2222.23 | 1424.259 | 2225.498 | Competitive | Non-Competitive | 0 | TRUE | FALSE | 1 | Non-Competitive | 0.711 | Non-Competitive | 3802.86 | 1546.004 | 1456.953 | 2132.244 | 1631 | 1
DJEWSNG5 SNGXGC99_1 TO_FROM | DJEWSNG5 | SNGXGC99_1 | 1631 | 2 | 2 | GIBN_CREK_5 | SNGLTN_345 | TO_FROM | 73521.13 | 73330.03 | -2857.61 | 0 | 1513.612 | 2287.206 | -0.24005 | 0.23685 | -0.24005 | 0.24137 | 1338.363 | 1130.722 | 3281.23 | 1973.332 | 1798.368 | 2117.968 | 1773.329 | 1924.985 | 1784.083 | 2592.351 | 2262.81 | 2147.257 | 1764.236 | 2150.589 | 1765.476 | Non-Competitive | Competitive | 1 | TRUE | TRUE | 1 | Competitive | 0.711 | Competitive | 1490.235 | 1318.489 | 1905.257 | 1749.473 | 1631 | 1
DSNG_TB5 240__A FROM_TO | DSNG_TB5 | 240__A | 1435 | 2 | 2 | JEWETT_S5 | SNGLTN_345 | FROM_TO | 73521.13 | 62966.08 | -566.475 | 0 | 2331.784 | 1727.518 | -0.12794 | 0.094144 | -0.15978 | 0.17422 | 2316.461 | 770.2653 | 0 | 1346.812 | 1956.137 | 1312.094 | 2081.032 | 1358.074 | 1789.182 | 1312.094 | 2349.556 | 1411.616 | 2066.975 | 1408.765 | 2096.844 | Competitive | Non-Competitive | 0 | TRUE | FALSE | 1 | Non-Competitive | 0.711 | Non-Competitive | 1984.368 | 882.2942 | 1448.82 | 2017.579 | 1450 | 1
DSNG_TB5 240__A TO_FROM | DSNG_TB5 | 240__A | 1435 | 2 | 2 | JEWETT_S5 | SNGLTN_345 | TO_FROM | 73521.13 | 76314.16 | -1344.16 | 0 | 1731.165 | 2525.105 | -0.09414 | 0.12794 | -0.17422 | 0.15978 | 1009.969 | 715.9594 | 2395.03 | 1822.099 | 1763.105 | 1992.185 | 1720 | 1664.615 | 1774.887 | 2349.556 | 1720 | 1980.133 | 1773.652 | 2009.494 | 1770.381 | Competitive | Competitive | 1 | TRUE | TRUE | 1 | Competitive | 0.711 | Competitive | 1055.971 | 807.6922 | 1791.852 | 1756.746 | 1450 | 1
DSNG_TB5 260_A_1 FROM_TO | DSNG_TB5 | 260_A_1 | 1435 | 2 | 2 | JEWETT_N5 | SNGLTN_345 | FROM_TO | 73521.13 | 63367.96 | -528.639 | 0 | 2419.933 | 1733.705 | -0.11564 | 0.092845 | -0.14999 | 0.1629 | 2194.895 | 712.7378 | 0 | 1431.43 | 1963.742 | 1431.43 | 2091.849 | 1446.691 | 1786.51 | 1354.179 | 2091.849 | 1530.354 | 2085.027 | 1526.362 | 2118.799 | Competitive | Non-Competitive | 0 | TRUE | FALSE | 1 | Non-Competitive | 0.75 | Non-Competitive | 1891.828 | 828.031 | 1561.617 | 2038.185 | 1450 | 1
DSNG_TB5 260_A_1 TO_FROM | DSNG_TB5 | 260_A_1 | 1435 | 2 | 2 | JEWETT_N5 | SNGLTN_345 | TO_FROM | 73521.13 | 77026.34 | -1217.41 | 0 | 1762.688 | 2419.933 | -0.09285 | 0.11564 | -0.1629 | 0.14999 | 957.0788 | 689.6727 | 2395.03 | 1831.172 | 1858.007 | 2002.033 | 1858.007 | 1660.322 | 1875.153 | 2002.033 | 1757.842 | 1995.492 | 1894.829 | 2029.819 | 1890.196 | Competitive | Competitive | 1 | TRUE | TRUE | 1 | Competitive | 0.75 | Competitive | 1005.778 | 781.7043 | 1809.206 | 1868.519 | 1450 | 1
DSNG_TB5 424T424_1 FROM_TO | DSNG_TB5 | 424T424_1 | 1621 | 2 | 2 | BROWN_5 | SARC7A | FROM_TO | 73521.13 | 77408.98 | -636.305 | 0 | 1158.886 | 648.469 | -0.09382 | 0.013144 | -0.29543 | 0.09541 | 481.1777 | 89.5574 | 0 |  | 2691.724 | 956.171 | 2691.724 | 947.38 | 2092.248 | 902.61 | 3055.11 | 906.705 | 2798.39 | 907.659 | 2911.691 | Competitive | Competitive | 1 | TRUE | FALSE | 1 | Non-Competitive | 0.711 | #N/A | #N/A | #N/A | #N/A | #N/A | #N/A | #N/A
DSNG_TB5 424T424_1 TO_FROM | DSNG_TB5 | 424T424_1 | 1621 | 2 | 2 | BROWN_5 | SARC7A | TO_FROM | 73521.13 | 82249.03 | -533.779 | 0 | 648.469 | 1307.513 | -0.01314 | 0.15932 | -0.09541 | 0.29543 | 862.1832 | -6.7925 | 0 | 837.888 |  | 876.556 | 1042.383 | 781.807 | 1032.031 | 1122.546 | 985.057 | 973.463 | 980.054 | 985.01 | 981.025 | Competitive | Competitive | 1 | TRUE | TRUE | 1 | Competitive | 0.711 | #N/A | #N/A | #N/A | #N/A | #N/A | #N/A | #N/A
DSNG_TB5 KDLKG_75_A FROM_TO | DSNG_TB5 | KDLKG_75_A | 1677 | 2 | 2 | KING____345A | KUYDAL755010 | FROM_TO | 73521.13 | 75140.34 | 57.9654 | 0 | 792.967 | 10000 | -0.99921 | 0.000786 | -0.99921 | 0.000786 | 58.1873 | 57.8543 | 0 |  | 10000 | 792.967 | 10000 | 792.967 | 10000 | 792.967 | 10000 | 792.967 | 10000 | 792.967 | 10000 | Competitive | Competitive | 1 | TRUE | FALSE | 1 | Non-Competitive | 0.758 | Competitive | 57.7916 | 57.866 | 798.328 | 10000 | 1710 | 1
DSNG_TB5 KDLKG_75_A TO_FROM | DSNG_TB5 | KDLKG_75_A | 1677 | 2 | 2 | KING____345A | KUYDAL755010 | TO_FROM | 73521.13 | 94738.8 | -57.8439 | 0 | 10000 | 0 | -0.00079 | 0.99921 | -0.00079 | 0.99921 | 875.2066 | 879.6462 | 5643.83 | 10000 |  | 10000 | 933.599 | 10000 | 933.599 | 10000 | 933.599 | 10000 | 933.599 | 10000 | 933.599 | Competitive | Competitive | 1 | TRUE | FALSE | 1 | Non-Competitive | 0.758 | Competitive | 875.2004 | 880.7103 | 10000 | 934.641 | 1710 | 1
DSNG_TB5 KDLRNS75_A FROM_TO | DSNG_TB5 | KDLRNS75_A | 1677 | 2 | 2 | ROANS___345C | KUYDAL755010 | FROM_TO | 73521.13 | 94738.8 | 0 | 0 | 10000 | 792.967 | 0 | 1 | 0 | 1 | 933 | 0 | 0 | 10000 |  | 10000 |  | 10000 |  | 10000 |  | 10000 |  | 10000 | 0 | Competitive | Competitive | 1 | TRUE | FALSE | 1 | Non-Competitive | 0.7425 | Competitive | 933 | 0 | 10000 | 0 | 1710 | 1
DSNG_TB5 KDLRNS75_A TO_FROM | DSNG_TB5 | KDLRNS75_A | 1677 | 2 | 2 | ROANS___345C | KUYDAL755010 | TO_FROM | 73521.13 | 75198.13 | 0 | 0 | 792.967 | 10000 | -1 | 0 | -1 | 0 | 0 | 0 | 0 |  | 10000 |  | 10000 |  | 10000 |  | 10000 |  | 10000 | 0 | 10000 | Competitive | Competitive | 1 | TRUE | FALSE | 1 | Non-Competitive | 0.7425 | Competitive | 0 | 0 | 0 | 10000 | 1710 | 1
DSNG_TB5 KDLRTW74_A FROM_TO | DSNG_TB5 | KDLRTW74_A | 2170 | 2 | 2 | KUYDAL745005 | RTHWOD__345A | FROM_TO | 73521.13 | 82811.29 | -490.099 | 0 | 1233.896 | 2132.222 | -0.07429 | 0.012452 | -0.24423 | 0.71657 | -2.6353 | -477.098 | 0 |  | 2076.269 | 3794.278 | 2054.313 | 1563.672 | 1894.949 | 4367.805 | 2336.774 | 2767.534 | 1978.532 | 3805.497 | 2008.649 | Competitive | Competitive | 1 | TRUE | FALSE | 1 | Non-Competitive | 0.781 | Competitive | -0.13687 | -459.919 | 3949.966 | 2001.72 | 2194 | 1
DSNG_TB5 KDLRTW74_A TO_FROM | DSNG_TB5 | KDLRTW74_A | 2170 | 2 | 2 | KUYDAL745005 | RTHWOD__345A | TO_FROM | 73521.13 | 75609.02 | -7.1734 | 0 | 2244.404 | 1233.896 | -0.01245 | 0.074293 | -0.71657 | 0.24423 | 666.309 | 219.0168 | 0 | 2076.269 |  | 2054.313 | 3794.278 | 1863.804 | 1746.286 | 2336.774 | 4367.805 | 1973.836 | 2862.339 | 2008.649 | 3805.497 | Competitive | Competitive | 1 | TRUE | FALSE | 1 | Non-Competitive | 0.781 | Competitive | 654.1239 | 289.3698 | 2001.72 | 3949.966 | 2194 | 1
DSNG_TB5 KDLTB_74_A FROM_TO | DSNG_TB5 | KDLTB_74_A | 1677 | 2 | 2 | KUYDAL745005 | TOMBAL__345B | FROM_TO | 73521.13 | 75305.4 | -85.5622 | 0 | 2325.823 | 1159.709 | -0.01352 | 0.073228 | -0.60716 | 0.28236 | 583.8904 | 200.3826 | 0 | 2073.266 |  | 2052.018 | 3755.577 | 1964.491 | 1151.351 | 2332.959 | 4393.054 | 1986.072 | 2264.217 | 2011.106 | 3765.72 | Competitive | Competitive | 1 | TRUE | FALSE | 1 | Non-Competitive | 0.7265 | Competitive | 575.2081 | 214.1201 | 2002.702 | 3945.155 | 1710 | 1
DSNG_TB5 KDLTB_74_A TO_FROM | DSNG_TB5 | KDLTB_74_A | 1677 | 2 | 2 | KUYDAL745005 | TOMBAL__345B | TO_FROM | 73521.13 | 79296.12 | -411.725 | 0 | 1159.709 | 2325.823 | -0.07323 | 0.013517 | -0.28236 | 0.60716 | 86.1423 | -403.759 | 0 |  | 2073.266 | 3755.577 | 2052.018 | 941.906 | 1990.969 | 4393.054 | 2332.959 | 2062.263 | 1989.38 | 3765.72 | 2011.106 | Competitive | Competitive | 1 | TRUE | FALSE | 1 | Non-Competitive | 0.7265 | Competitive | 78.6904 | -381.451 | 3945.155 | 2002.702 | 1710 | 1
DSNG_TB5 KG_RTW74_A FROM_TO | DSNG_TB5 | KG_RTW74_A | 1710 | 2 | 2 | KING____345A | RTHWOD__345A | FROM_TO | 73521.13 | 74652.88 | 109.0804 | 0 | 10000 | 1148.121 | -0.01365 | 0.10691 | -0.62831 | 0.10691 | 997.5046 | 168.5502 | 0 | 2109.769 |  | 2058.501 | 4329.242 | 1648.312 | 2523.746 | 2537.212 | 4329.242 | 1983.417 | 3579.95 | 2048.372 | 4137.175 | Competitive | Competitive | 1 | TRUE | FALSE | 1 | Non-Competitive | 0.7655 | Competitive | 985.9757 | 170.155 | 2033.85 | 4294.463 | 1710 | 1
DSNG_TB5 KG_RTW74_A TO_FROM | DSNG_TB5 | KG_RTW74_A | 1710 | 2 | 2 | KING____345A | RTHWOD__345A | TO_FROM | 73521.13 | 94738.8 | -907.798 | 0 | 1137.99 | 10000 | -0.10691 | 0.013647 | -0.10691 | 0.62831 | -329.386 | -711.993 | 0 |  | 2109.769 | 4329.242 | 2058.501 | 2403.881 | 1720.962 | 4329.242 | 2537.212 | 3543.316 | 1990.951 | 4137.175 | 2048.372 | Competitive | Competitive | 1 | TRUE | FALSE | 1 | Non-Competitive | 0.7655 | Competitive | -372.762 | -677.136 | 4294.463 | 2033.85 | 1710 | 1
DSNG_TB5 SNGXGC75_1 FROM_TO | DSNG_TB5 | SNGXGC75_1 | 1631 | 2 | 2 | GIBN_CREK_5 | SNGLTN_345 | FROM_TO | 73521.13 | 67734.59 | 52.3004 | 0 | 2004.859 | 2512.068 | -0.08385 | 0.31021 | -0.14711 | 0.31021 | 2073.807 | 566.9646 | 0 | 1353.403 | 2261.546 | 3006.998 | 2286.81 | 1290.322 | 2191.672 | 3264.647 | 2286.81 | 1274.196 | 2417.423 | 1282.533 | 2432.823 | Non-Competitive | Non-Competitive | 0 | TRUE | FALSE | 1 | Non-Competitive | 0.7185 | Non-Competitive | 1787.945 | 628.3394 | 1294.598 | 2314.038 | 1631 | 1
DSNG_TB5 SNGXGC75_1 TO_FROM | DSNG_TB5 | SNGXGC75_1 | 1631 | 2 | 2 | GIBN_CREK_5 | SNGLTN_345 | TO_FROM | 73521.13 | 76931.92 | -1482.03 | 0 | 2512.068 | 2004.858 | -0.31021 | 0.083854 | -0.31021 | 0.14711 | 668.0375 | 400.95 | 3281.23 | 2168.674 | 1717.186 | 2192.364 | 3006.998 | 2065.87 | 1625.13 | 2192.364 | 3264.647 | 2339.456 | 1469.14 | 2362.761 | 1479.126 | Competitive | Competitive | 1 | TRUE | TRUE | 1 | Competitive | 0.7185 | Competitive | 763.5131 | 494.4923 | 2057.776 | 1466.189 | 1631 | 1
DSNG_TB5 SNGXGC99_1 FROM_TO | DSNG_TB5 | SNGXGC99_1 | 1631 | 2 | 2 | GIBN_CREK_5 | SNGLTN_345 | FROM_TO | 73521.13 | 67734.59 | 52.3004 | 0 | 2004.859 | 2512.068 | -0.08385 | 0.31021 | -0.14711 | 0.31021 | 2073.807 | 566.9646 | 0 | 1353.403 | 2261.546 | 3006.998 | 2286.81 | 1290.322 | 2191.672 | 3264.647 | 2286.81 | 1274.196 | 2417.423 | 1282.533 | 2432.823 | Non-Competitive | Non-Competitive | 0 | TRUE | FALSE | 1 | Non-Competitive | 0.7655 | Non-Competitive | 1787.945 | 628.3394 | 1294.598 | 2314.038 | 1631 | 1
DSNG_TB5 SNGXGC99_1 TO_FROM | DSNG_TB5 | SNGXGC99_1 | 1631 | 2 | 2 | GIBN_CREK_5 | SNGLTN_345 | TO_FROM | 73521.13 | 76931.92 | -1482.03 | 0 | 2512.068 | 2004.858 | -0.31021 | 0.083854 | -0.31021 | 0.14711 | 668.0375 | 400.95 | 3281.23 | 2168.674 | 1717.186 | 2192.364 | 3006.998 | 2065.87 | 1625.13 | 2192.364 | 3264.647 | 2339.456 | 1469.14 | 2362.761 | 1479.126 | Competitive | Competitive | 1 | TRUE | TRUE | 1 | Competitive | 0.7655 | Competitive | 763.5131 | 494.4923 | 2057.776 | 1466.189 | 1631 | 1
DTHSLCS5 1295__A FROM_TO | DTHSLCS5 | 1295__A | 492 | 2 | 2 | TEMP_SS__8 | TEMP_PEC__8 | FROM_TO | 73521.13 | 75028.48 | -188.444 | 0 | 1073.626 | 1749.694 | -0.01839 | 0.021963 | -0.27725 | 0.31838 | 57.689 | -3.0946 | 2359.03 | 10000 |  | 1650.576 | 1681.042 | 1001.262 | 1702.305 | 3443.703 | 9557.955 | 1612.681 | 1606.941 | 2067.717 | 1591.106 | Competitive | Competitive | 1 | TRUE | TRUE | 1 | Competitive | 0.7265 | Competitive | 41.5902 | -4.9156 | 2124.946 | 1518.335 | 493 | 1
DTHSLCS5 1295__A TO_FROM | DTHSLCS5 | 1295__A | 492 | 2 | 2 | TEMP_SS__8 | TEMP_PEC__8 | TO_FROM | 73521.13 | 74187.12 | -102.869 | 0 | 1877.677 | 1073.626 | -0.02196 | 0.018395 | -0.31838 | 0.27725 | 283.0314 | 35.5429 | 0 |  | 10000 | 1578.23 | 1800.211 | 1375.022 | 1131.984 | 9557.955 | 3443.703 | 1387.595 | 1799.544 | 1503.588 | 2208.623 | Competitive | Competitive | 1 | TRUE | FALSE | 1 | Non-Competitive | 0.7265 | Competitive | 250.2758 | 61.0209 | 1352.051 | 2268.349 | 493 | 1
DTHSLCS5 1830__A FROM_TO | DTHSLCS5 | 1830__A | 83 | 2 | 2 | MCGREGPH1_8 | MCGREG_T_8 | FROM_TO | 73521.13 | 75510.01 | -23.514 | 0 | 1657.873 | 1168.917 | -0.00081 | 0.000943 | -0.04468 | 0.92108 | -7.7847 | -13.684 | 0 |  |  | 9342.687 | 952.317 | 1565 | 896.942 | 9342.687 | 1272.497 | 2309.669 | 968.172 | 9375.289 | 1020.777 | Competitive | Competitive | 1 | FALSE | FALSE | 1 | Non-Competitive | 0.7575 | Competitive | -0.24635 | -12.2412 | 5790.818 | 1135.927 | 84 | 1
DTHSLCS5 1830__A TO_FROM | DTHSLCS5 | 1830__A | 83 | 2 | 2 | MCGREGPH1_8 | MCGREG_T_8 | TO_FROM | 73521.13 | 73586.34 | 9.1912 | 0 | 1163.119 | 1657.874 | -0.00094 | 0.000806 | -0.92108 | 0.044684 | 22.895 | 6.5793 | 0 |  |  | 849.443 | 9342.687 | 752.674 | 1648.58 | 1093.487 | 9342.687 | 835.931 | 2393.27 | 904.85 | 9375.289 | Competitive | Competitive | 1 | FALSE | FALSE | 1 | Non-Competitive | 0.7575 | Competitive | 21.7711 | 3.0468 | 992.164 | 5790.818 | 84 | 1
DTHSLCS5 1830__B FROM_TO | DTHSLCS5 | 1830__B | 213 | 2 | 2 | SPGVALLYP_8 | MCGREG_T_8 | FROM_TO | 73521.13 | 73629.03 | -234.728 | 0 | 1656.134 | 1073.137 | -0.01305 | 0.021198 | -0.4483 | 0.49067 | 149.876 | -69.0402 | 0 | 9318.007 |  | 1746.964 | 1249.591 | 1523.523 | 964.214 | 9318.007 | 1321.274 | 1523.282 | 1152.398 | 1663.811 | 1315.043 | Competitive | Competitive | 1 | TRUE | TRUE | 1 | Competitive | 0.7965 | Competitive | 152.1546 | -53.135 | 1735.865 | 1276.996 | 214 | 1
DTHSLCS5 1830__B TO_FROM | DTHSLCS5 | 1830__B | 213 | 2 | 2 | SPGVALLYP_8 | MCGREG_T_8 | TO_FROM | 73521.13 | 73511.19 | -70.198 | 0 | 1073.137 | 1586.471 | -0.0212 | 0.013046 | -0.49067 | 0.4483 | 182.7563 | 94.1081 | 0 |  | 9318.007 | 1081.303 | 1842.223 | 858.588 | 1675.241 | 1146.637 | 9318.007 | 1018.321 | 1614.997 | 1147.027 | 1741.813 | Competitive | Competitive | 1 | TRUE | TRUE | 1 | Competitive | 0.7965 | Competitive | 154.0915 | 95.6164 | 1128.689 | 1746.91 | 214 | 1
DTHSLCS5 1830__C FROM_TO | DTHSLCS5 | 1830__C | 213 | 2 | 2 | MCGREG_T_8 | TEMPELMC__8 | FROM_TO | 73521.13 | 74179.27 | -255.529 | 0 | 1641.222 | 1073.144 | -0.01376 | 0.022141 | -0.08479 | 0.50702 | 138.1045 | -84.6518 | 0 | 9319.026 |  | 1510.881 | 1248.31 | 1532.692 | 960.897 | 9319.026 | 1320.62 | 1532.256 | 1140.527 | 1577.231 | 1312.024 | Competitive | Competitive | 1 | TRUE | TRUE | 1 | Competitive | 0.6955 | Competitive | 153.7968 | -66.3625 | 1798.104 | 1272.605 | 214 | 1
DTHSLCS5 1830__C TO_FROM | DTHSLCS5 | 1830__C | 213 | 2 | 2 | MCGREG_T_8 | TEMPELMC__8 | TO_FROM | 73521.13 | 73466.27 | -60.9848 | 0 | 1073.144 | 1641.222 | -0.02214 | 0.013757 | -0.50702 | 0.08479 | 202.6333 | -77.2056 | 0 |  | 9319.026 | 1079.999 | 1597.285 | 854.497 | 1675.106 | 1145.827 | 9319.026 | 1008.037 | 1621.237 | 1143.888 | 1652.655 | Competitive | Competitive | 1 | TRUE | TRUE | 1 | Competitive | 0.6955 | Competitive | 174.5192 | 111.3194 | 1124.939 | 1803.573 | 214 | 1
DTHSLCS5 1830__E FROM_TO | DTHSLCS5 | 1830__E | 213 | 2 | 2 | COTTONBELT | SPGVALLYP_8 | FROM_TO | 73521.13 | 73600.85 | -227.008 | 0 | 1656.569 | 1106.087 | -0.01294 | 0.021303 | -0.50923 | 0.42663 | 157.5952 | -61.2921 | 0 | 9317.96 |  | 1748.986 | 1250.46 | 1519.795 | 966.689 | 9317.96 | 1321.769 | 1519.274 | 1160.16 | 1661.353 | 1316.73 | Competitive | Competitive | 1 | TRUE | TRUE | 1 | Competitive | 0.711 | Competitive | 159.9055 | -45.3731 | 1733.077 | 1279.168 | 214 | 1
DTHSLCS5 1830__E TO_FROM | DTHSLCS5 | 1830__E | 213 | 2 | 2 | COTTONBELT | SPGVALLYP_8 | TO_FROM | 73521.13 | 73527.83 | -77.9313 | 0 | 1073.203 | 1656.569 | -0.0213 | 0.012941 | -0.42663 | 0.50923 | 175.0269 | 86.3882 | 0 |  | 9317.96 | 1082.148 | 1844.45 | 861.163 | 1675.386 | 1149.578 | 9317.96 | 1024.865 | 1612.282 | 1148.729 | 1739.5 | Competitive | Competitive | 1 | TRUE | TRUE | 1 | Competitive | 0.711 | Competitive | 146.3436 | 88.1972 | 1130.539 | 1744.128 | 214 | 1
DTHSLCS5 1830__F FROM_TO | DTHSLCS5 | 1830__F | 213 | 2 | 2 | COTTONBELT | WACOATCO1_8 | FROM_TO | 73521.13 | 73568.01 | -88.5202 | 0 | 1106.449 | 1656.927 | -0.02145 | 0.012798 | -0.28683 | 0.57322 | 163.4721 | 76.0691 | 127.13 |  | 9317.897 | 1083.345 | 1847.435 | 865.065 | 1675.625 | 1150.307 | 9317.897 | 1034.05 | 1608.942 | 1151.127 | 1736.773 | Competitive | Competitive | 1 | TRUE | TRUE | 1 | Competitive | 2.75 | Competitive | 135.7384 | 78.0423 | 1163.703 | 1671.624 | 214 | 1
DTHSLCS5 1830__F TO_FROM | DTHSLCS5 | 1830__F | 213 | 2 | 2 | COTTONBELT | WACOATCO1_8 | TO_FROM | 73521.13 | 73573.38 | -216.436 | 0 | 1587.173 | 1106.449 | -0.0128 | 0.021446 | -0.57322 | 0.28683 | 169.2362 | -50.674 | 0 | 9317.897 |  | 1751.696 | 1251.691 | 1514.862 | 970.542 | 9317.897 | 1322.468 | 1514.074 | 1171.088 | 1658.418 | 1319.106 | Competitive | Competitive | 1 | TRUE | TRUE | 1 | Competitive | 2.75 | Competitive | 170.5222 | -34.7412 | 1661.432 | 1320.375 | 214 | 1
DTHSLCS5 1830__G FROM_TO | DTHSLCS5 | 1830__G | 596 | 2 | 2 | WACO_W1_8 | WACOWOOD1_8 | FROM_TO | 73521.13 | 73970.68 | -151.564 | 0 | 1892.58 | 1074.111 | -0.01192 | 0.022328 | -0.77326 | 0.15172 | 249.5241 | -3.6831 | 0 | 9317.526 |  | 1772.279 | 1291.281 | 1481.949 | 1010.915 | 9317.526 | 1327.349 | 1487.63 | 1244.144 | 1634.026 | 1350.73 | Competitive | Competitive | 1 | TRUE | TRUE | 1 | Competitive | 1.2185 | Competitive | 235.6715 | 30.5009 | 1557.4 | 1333.842 | 597 | 1
DTHSLCS5 1830__G TO_FROM | DTHSLCS5 | 1830__G | 596 | 2 | 2 | WACO_W1_8 | WACOWOOD1_8 | TO_FROM | 73521.13 | 76766.52 | -153.499 | 0 | 1107.414 | 1892.58 | -0.02233 | 0.011916 | -0.15172 | 0.77326 | 80.6875 | 12.669 | 2194.03 |  | 9317.526 | 1115.507 | 1884.034 | 897.877 | 1677.825 | 1155.394 | 9317.526 | 1095.352 | 1596.083 | 1179.743 | 1723.262 | Competitive | Competitive | 1 | TRUE | TRUE | 1 | Competitive | 1.2185 | Competitive | 70.6601 | 15.7269 | 1175.712 | 1576.428 | 597 | 1
DTHSLCS5 1830__H FROM_TO | DTHSLCS5 | 1830__H | 596 | 2 | 2 | WACOWOOD1_8 | WACOATCO1_8 | FROM_TO | 73521.13 | 74051.85 | -181.974 | 0 | 1881.987 | 1106.742 | -0.01233 | 0.021915 | -0.7127 | 0.22633 | 217.6825 | -34.1492 | 0 | 9317.696 |  | 1644.623 | 1256.077 | 1497.34 | 987.722 | 9317.696 | 1324.923 | 1499.061 | 1208.855 | 1566.527 | 1327.416 | Competitive | Competitive | 1 | TRUE | TRUE | 1 | Competitive | 0.8205 | Competitive | 205.1312 | -0.0829 | 1642.922 | 1326.756 | 597 | 1
DTHSLCS5 1830__H TO_FROM | DTHSLCS5 | 1830__H | 596 | 2 | 2 | WACOWOOD1_8 | WACOATCO1_8 | TO_FROM | 73521.13 | 75493.18 | -123.038 | 0 | 1073.648 | 1881.987 | -0.02191 | 0.012329 | -0.22633 | 0.7127 | 114.1926 | 42.1863 | 1950.93 |  | 9317.696 | 1087.608 | 1730.841 | 879.6 | 1676.668 | 1152.867 | 9317.696 | 1065.665 | 1600.677 | 1159.535 | 1639.001 | Competitive | Competitive | 1 | TRUE | TRUE | 1 | Competitive | 0.8205 | Competitive | 101.1671 | 44.9388 | 1169.425 | 1663.433 | 597 | 1
DTHSLCS5 290__A FROM_TO | DTHSLCS5 | 290__A | 1065 | 2 | 2 | LAKE_CRK2_5 | THOUSE__5 | FROM_TO | 73521.13 | 70269.02 | -63.3246 | 0 | 1001.413 | 1465.991 | -0.2473 | 0.316 | -0.54238 | 0.43966 | 2275.916 | 1249.251 | 2359.03 | 831.664 | 1822.368 | 10000 | 1678.782 | 831.137 | 1822.368 | 10000 | 3040.85 | 1195.671 | 1774.076 | 1195.833 | 1774.076 | Competitive | Non-Competitive | 0 | TRUE | TRUE | 0 | Non-Competitive | 0.719 | Non-Competitive | 2249.298 | 1338.753 | 1172.751 | 1724.033 | 1072 | 1
DTHSLCS5 290__A TO_FROM | DTHSLCS5 | 290__A | 1065 | 2 | 2 | LAKE_CRK2_5 | THOUSE__5 | TO_FROM | 73521.13 | 71889.78 | -3473.16 | 0 | 1465.991 | 1001.413 | -0.316 | 0.2473 | -0.43966 | 0.54238 | 1686.733 | -1762.35 | 0 | 1401.879 | 913.811 | 1541.905 | 10000 | 1401.879 | 913.191 | 3040.85 | 10000 | 1466.637 | 1308.698 | 1466.637 | 1308.886 | Competitive | Competitive | 0 | TRUE | TRUE | 1 | Competitive | 0.719 | Competitive | 1547.124 | -1404.02 | 1373.162 | 1303.817 | 1072 | 1
DTMPLCS5 1295__A FROM_TO | DTMPLCS5 | 1295__A | 492 | 2 | 2 | TEMP_SS__8 | TEMP_PEC__8 | FROM_TO | 73521.13 | 72884.22 | -489.974 | 0 | 1107.363 | 1808.136 | -0.08732 | 0.056222 | -0.32826 | 0.27031 | 516.058 | 214.1294 | 2359.03 | 1109.599 | 1775.994 | 1082.635 | 1760.81 | 855.408 | 1657.304 | 1166.382 | 9470.785 | 1011.997 | 1580.758 | 1155.404 | 1634.621 | Competitive | Competitive | 0 | TRUE | TRUE | 1 | Competitive | 0.711 | Competitive | 491.7172 | 235.8312 | 1158.722 | 1574.855 | 493 | 1
DTMPLCS5 1295__A TO_FROM | DTMPLCS5 | 1295__A | 492 | 2 | 2 | TEMP_SS__8 | TEMP_PEC__8 | TO_FROM | 73521.13 | 71901.14 | -780.54 | 0 | 1808.135 | 1075.072 | -0.05622 | 0.087322 | -0.27031 | 0.32826 | 905.721 | -163.053 | 0 | 1652.355 | 1285.414 | 1654.55 | 1250.214 | 1390.818 | 956.793 | 9470.785 | 1342.259 | 1427.08 | 1140.682 | 1538.465 | 1321.184 | Competitive | Competitive | 0 | TRUE | TRUE | 1 | Competitive | 0.711 | Competitive | 816.2578 | -38.211 | 1421.055 | 1307.727 | 493 | 1
DTMPLCS5 1830__A FROM_TO | DTMPLCS5 | 1830__A | 83 | 2 | 2 | MCGREGPH1_8 | MCGREG_T_8 | FROM_TO | 73521.13 | 75501.7 | -23.6284 | 0 | 1516.662 | 1176.748 | -0.00082 | 0.001057 | -0.04467 | 0.9211 | -7.4007 | -13.5562 | 0 |  |  | 9468.644 | 975.071 | 1558.034 | 897.174 | 9468.644 | 1273.051 | 2494.969 | 975.861 | 9593.41 | 1059.304 | Competitive | Competitive | 1 | FALSE | FALSE | 1 | Non-Competitive | 0.7735 | Competitive | 3.0103 | -13.1236 | 5935.701 | 1138.812 | 84 | 1
DTMPLCS5 1830__A TO_FROM | DTMPLCS5 | 1830__A | 83 | 2 | 2 | MCGREGPH1_8 | MCGREG_T_8 | TO_FROM | 73521.13 | 73586.14 | 8.7444 | 0 | 1168.918 | 1657.693 | -0.00106 | 0.000822 | -0.9211 | 0.044669 | 23.0724 | 6.1939 | 0 |  |  | 865.945 | 9468.644 | 753.097 | 1640.265 | 1094.228 | 9468.644 | 842.487 | 2581.821 | 934.954 | 9593.41 | Competitive | Competitive | 1 | FALSE | FALSE | 1 | Non-Competitive | 0.7735 | Competitive | 21.7952 | 3.8863 | 995.079 | 5935.701 | 84 | 1
DTMPLCS5 1830__B FROM_TO | DTMPLCS5 | 1830__B | 213 | 2 | 2 | SPGVALLYP_8 | MCGREG_T_8 | FROM_TO | 73521.13 | 73545.45 | -268.897 | 0 | 1655.148 | 1106.104 | -0.015 | 0.026429 | -0.44557 | 0.49347 | 185.5979 | -73.832 | 0 | 9421.85 |  | 1615.763 | 1248.985 | 1504.525 | 962.737 | 9421.85 | 1321.156 | 1536.565 | 1147.613 | 1695.07 | 1312.582 | Competitive | Competitive | 1 | TRUE | TRUE | 1 | Competitive | 0.742 | Competitive | 184.5536 | -55.008 | 1794.121 | 1273.277 | 214 | 1
DTMPLCS5 1830__B TO_FROM | DTMPLCS5 | 1830__B | 213 | 2 | 2 | SPGVALLYP_8 | MCGREG_T_8 | TO_FROM | 73521.13 | 73447.7 | -91.6476 | 0 | 1073.204 | 1655.148 | -0.02643 | 0.015002 | -0.49347 | 0.44557 | 207.6988 | -102.907 | 0 |  | 9421.85 | 1080.759 | 1712.335 | 858.859 | 1663.853 | 1146.513 | 9421.85 | 1014.466 | 1630.934 | 1144.761 | 1778.55 | Competitive | Competitive | 1 | TRUE | TRUE | 1 | Competitive | 0.742 | Competitive | 176.5497 | 105.129 | 1125.751 | 1799.622 | 214 | 1
DTMPLCS5 1830__C FROM_TO | DTMPLCS5 | 1830__C | 213 | 2 | 2 | MCGREG_T_8 | TEMPELMC__8 | FROM_TO | 73521.13 | 73707.68 | -292.498 | 0 | 1636.481 | 1073.21 | -0.01573 | 0.027486 | -0.08258 | 0.50976 | 179.3186 | -89.3777 | 0 | 9423.641 |  | 1777.939 | 1180.803 | 1512.501 | 960.12 | 9423.641 | 1320.66 | 1547.532 | 1138.066 | 1858.61 | 1274.909 | Competitive | Competitive | 1 | TRUE | TRUE | 1 | Competitive | 0.7185 | Competitive | 187.8372 | -70.8596 | 1896.551 | 1257.129 | 214 | 1
DTMPLCS5 1830__C TO_FROM | DTMPLCS5 | 1830__C | 213 | 2 | 2 | MCGREG_T_8 | TEMPELMC__8 | TO_FROM | 73521.13 | 73404.7 | -82.8535 | 0 | 1073.21 | 1636.48 | -0.02749 | 0.015732 | -0.50976 | 0.082576 | 228.5997 | -96.977 | 0 |  | 9423.641 | 1028.023 | 1893.199 | 855.518 | 1663.645 | 1145.876 | 9423.641 | 1006.267 | 1639.137 | 1114.564 | 1955.347 | Competitive | Competitive | 0 | TRUE | TRUE | 1 | Competitive | 0.7185 | Competitive | 197.9696 | 121.1831 | 1112.583 | 1896.551 | 214 | 1
DTMPLCS5 1830__E FROM_TO | DTMPLCS5 | 1830__E | 213 | 2 | 2 | COTTONBELT | SPGVALLYP_8 | FROM_TO | 73521.13 | 73527.17 | -261.177 | 0 | 1655.698 | 1073.279 | -0.0149 | 0.026534 | -0.50643 | 0.42951 | 193.3203 | -66.0666 | 0 | 9421.396 |  | 1509.367 | 1249.719 | 1501.528 | 964.762 | 9421.396 | 1321.573 | 1531.956 | 1154.195 | 1598.785 | 1313.981 | Competitive | Competitive | 1 | TRUE | TRUE | 1 | Competitive | 0.703 | Competitive | 192.3072 | -47.249 | 1790.836 | 1277.067 | 214 | 1
DTMPLCS5 1830__E TO_FROM | DTMPLCS5 | 1830__E | 213 | 2 | 2 | COTTONBELT | SPGVALLYP_8 | TO_FROM | 73521.13 | 73454.77 | -99.3809 | 0 | 1073.279 | 2048.344 | -0.02653 | 0.014897 | -0.42951 | 0.50643 | 199.9736 | -110.643 | 0 |  | 9421.396 | 1081.474 | 1595.787 | 860.936 | 1664.081 | 1146.959 | 9421.396 | 1019.972 | 1627.49 | 1146.175 | 1675.242 | Non-Competitive | Competitive | 1 | TRUE | TRUE | 1 | Competitive | 0.703 | Competitive | 168.8313 | 97.7126 | 1128.886 | 1796.312 | 214 | 1
DTMPLCS5 1830__F FROM_TO | DTMPLCS5 | 1830__F | 213 | 2 | 2 | COTTONBELT | WACOATCO1_8 | FROM_TO | 73521.13 | 73459.34 | -109.97 | 0 | 1073.556 | 1956.412 | -0.02668 | 0.014753 | -0.28988 | 0.57034 | 181.969 | -110.124 | 0 |  | 9420.78 | 1082.481 | 1597.248 | 863.93 | 1664.42 | 1149.965 | 9420.78 | 1027.681 | 1623.121 | 1148.159 | 1666.927 | Competitive | Competitive | 1 | TRUE | TRUE | 1 | Competitive | 0.8905 | Competitive | 158.2627 | 87.5577 | 1131.042 | 1754.332 | 214 | 1
DTMPLCS5 1830__F TO_FROM | DTMPLCS5 | 1830__F | 213 | 2 | 2 | COTTONBELT | WACOATCO1_8 | TO_FROM | 73521.13 | 73507.83 | -250.605 | 0 | 1656.152 | 1073.556 | -0.01475 | 0.026678 | -0.57035 | 0.28988 | 210.7872 | -66.5295 | 0 | 9420.78 |  | 1510.645 | 1250.755 | 1497.391 | 967.864 | 9420.78 | 1322.157 | 1525.933 | 1163.432 | 1590.511 | 1315.942 | Competitive | Competitive | 1 | TRUE | TRUE | 1 | Competitive | 0.8905 | Competitive | 202.924 | -36.625 | 1749.098 | 1279.594 | 214 | 1
DTMPLCS5 1830__G FROM_TO | DTMPLCS5 | 1830__G | 596 | 2 | 2 | WACO_W1_8 | WACOWOOD1_8 | FROM_TO | 73521.13 | 73923.77 | -185.732 | 0 | 2034.147 | 1107.725 | -0.01387 | 0.02756 | -0.77013 | 0.15494 | 287.3056 | -12.5153 | 0 | 9417.143 |  | 1758.402 | 1257.985 | 1469.49 | 998.149 | 9417.143 | 1326.161 | 1494.665 | 1224.933 | 1664.506 | 1329.252 | Competitive | Competitive | 1 | TRUE | TRUE | 1 | Competitive | 0.7655 | Competitive | 268.0733 | 28.5688 | 1645.576 | 1327.593 | 597 | 1
DTMPLCS5 1830__G TO_FROM | DTMPLCS5 | 1830__G | 596 | 2 | 2 | WACO_W1_8 | WACOWOOD1_8 | TO_FROM | 73521.13 | 76488.06 | -174.948 | 0 | 1074.294 | 2034.147 | -0.02756 | 0.013871 | -0.15494 | 0.77013 | 103.7095 | 21.6805 | 2194.03 |  | 9417.143 | 1089.513 | 1854.891 | 887.663 | 1666.978 | 1154.148 | 9417.143 | 1079.122 | 1603.648 | 1161.673 | 1744.02 | Competitive | Competitive | 1 | TRUE | TRUE | 1 | Competitive | 0.7655 | Competitive | 93.4095 | 25.2423 | 1170.51 | 1665.891 | 597 | 1
DTMPLCS5 1830__H FROM_TO | DTMPLCS5 | 1830__H | 596 | 2 | 2 | WACOWOOD1_8 | WACOATCO1_8 | FROM_TO | 73521.13 | 74001.24 | -216.143 | 0 | 1793.87 | 1073.781 | -0.01428 | 0.027146 | -0.70965 | 0.22946 | 255.7587 | -42.9401 | 0 | 9418.819 |  | 1752.484 | 1254.394 | 1482.042 | 981.154 | 9418.819 | 1324.19 | 1508.233 | 1195.2 | 1671.102 | 1322.725 | Competitive | Competitive | 1 | TRUE | TRUE | 1 | Competitive | 0.7265 | Competitive | 237.533 | -1.9924 | 1661.929 | 1322.47 | 597 | 1
DTMPLCS5 1830__H TO_FROM | DTMPLCS5 | 1830__H | 596 | 2 | 2 | WACOWOOD1_8 | WACOATCO1_8 | TO_FROM | 73521.13 | 75333.09 | -144.488 | 0 | 1106.969 | 1793.87 | -0.02715 | 0.014285 | -0.22946 | 0.70965 | 135.9481 | 51.1798 | 2033.53 |  | 9418.819 | 1086.021 | 1848.376 | 874.206 | 1665.695 | 1152.089 | 9418.819 | 1054.195 | 1611.36 | 1155.036 | 1750.177 | Competitive | Competitive | 1 | TRUE | TRUE | 1 | Competitive | 0.7265 | Competitive | 123.811 | 54.4542 | 1165.89 | 1671.897 | 597 | 1
DTMPLCS5 280__A FROM_TO | DTMPLCS5 | 280__A | 1065 | 2 | 2 | LAKE_CRK1_5 | THOUSE_A_5 | FROM_TO | 73521.13 | 73588.44 | 0.69032 | 0 | 1580.368 | 1574.79 | -0.07047 | 0.20891 | -0.60919 | 0.25236 | 907.9528 | 467.7359 | 2359.03 | 863.471 | 1815.271 | 10000 | 1800.15 | 907.531 | 1803.538 | 10000 | 1685.571 | 3089.062 | 1774.097 | 3122.336 | 1780.115 | Competitive | Competitive | 1 | TRUE | FALSE | 1 | Non-Competitive | 0.734 | Competitive | 896.4184 | 499.7793 | 3163.995 | 1695.553 | 1072 | 1
DTMPLCS5 280__A TO_FROM | DTMPLCS5 | 280__A | 1065 | 2 | 2 | LAKE_CRK1_5 | THOUSE_A_5 | TO_FROM | 73521.13 | 75089.03 | -1470.7 | 0 | 1574.79 | 1394.484 | -0.2089 | 0.070473 | -0.25236 | 0.60919 | 708.5619 | -656.566 | 0 | 1381.049 | 941.956 | 1404.387 | 10000 | 1372.947 | 990.338 | 1540.887 | 10000 | 1451.359 | 3265.441 | 1457.24 | 3301.722 | Competitive | Competitive | 1 | TRUE | FALSE | 1 | Non-Competitive | 0.734 | Competitive | 716.5111 | -475.353 | 1295.809 | 3390.98 | 1072 | 1
DTMPLCS5 290__A FROM_TO | DTMPLCS5 | 290__A | 1065 | 2 | 2 | LAKE_CRK2_5 | THOUSE__5 | FROM_TO | 73521.13 | 73578.66 | 119.0886 | 0 | 1831.647 | 1035.174 | -0.1748 | 0.35539 | -0.42898 | 0.50274 | 1016.369 | 340.6703 | 0 | 2069.721 | 1908.7 | 10000 | 10000 | 1723.07 | 1466.165 | 10000 | 10000 | 6760.334 | 1913.481 | 6987.43 | 2205.575 | Competitive | Competitive | 1 | TRUE | FALSE | 1 | Non-Competitive | 0.8125 | Competitive | 1011.063 | 387.1516 | 7091.748 | 2260.609 | 1072 | 1
DTMPLCS5 290__A TO_FROM | DTMPLCS5 | 290__A | 1065 | 2 | 2 | LAKE_CRK2_5 | THOUSE__5 | TO_FROM | 73521.13 | 74825.56 | -1182.08 | 0 | 1035.593 | 1831.647 | -0.35539 | 0.1748 | -0.50274 | 0.42898 | 398.7255 | -762.715 | 0 | 999.447 | 2069.721 | 10000 | 10000 | 942.31 | 1773.431 | 10000 | 10000 | 1110.926 | 6782.94 | 1179.984 | 6987.43 | Competitive | Competitive | 1 | TRUE | FALSE | 1 | Non-Competitive | 0.8125 | Competitive | 278.9015 | -702.685 | 1247.203 | 7184.418 | 1072 | 1
DTMPLCS5 490__A FROM_TO | DTMPLCS5 | 490__A | 1065 | 2 | 2 | THOUSE__5 | TEMP_PEC__5 | FROM_TO | 73521.13 | 73280.23 | -828.315 | 0 | 1689.772 | 1112.707 | -0.05911 | 0.10875 | -0.59289 | 0.15527 | 1200.781 | -86.7141 | 0 | 1552.097 | 1255.231 | 1565.86 | 1255.231 | 1440.851 | 971.382 | 6193.906 | 1319.851 | 1457.868 | 1174.069 | 1492.711 | 1320.7 | Competitive | Competitive | 0 | TRUE | TRUE | 1 | Competitive | 0.719 | Competitive | 1152.94 | 100.3764 | 1405.286 | 1314.978 | 1072 | 1
DTMPLCS5 490__A TO_FROM | DTMPLCS5 | 490__A | 1065 | 2 | 2 | THOUSE__5 | TEMP_PEC__5 | TO_FROM | 73521.13 | 76832.58 | -706.582 | 0 | 1078.415 | 1689.772 | -0.10875 | 0.059107 | -0.15527 | 0.59289 | 479.2442 | 118.8409 | 2359.03 | 1086.57 | 1681.085 | 1086.57 | 1656.523 | 866.451 | 1670.799 | 1148.719 | 6193.906 | 1037.639 | 1584.553 | 1153.642 | 1590.054 | Competitive | Competitive | 1 | TRUE | TRUE | 1 | Competitive | 0.719 | Competitive | 453.4721 | 144.2901 | 1161.134 | 1548.779 | 1072 | 1
DTMPTHS5 1295__A FROM_TO | DTMPTHS5 | 1295__A | 492 | 2 | 2 | TEMP_SS__8 | TEMP_PEC__8 | FROM_TO | 73521.13 | 74911.08 | -213.675 | 0 | 1104.708 | 2135.035 | -0.02257 | 0.02456 | -0.27454 | 0.32087 | 87.8688 | 9.2225 | 2359.03 | 10000 | 10000 | 1467.014 | 1819.856 | 946.352 | 1699.469 | 3407.125 | 4886.61 | 1416.579 | 1601.117 | 1740.48 | 1682.659 | Competitive | Competitive | 1 | TRUE | TRUE | 1 | Competitive | 0.7345 | Competitive | 67.0107 | 8.7275 | 1797.826 | 1601.958 | 493 | 1
DTMPTHS5 1295__A TO_FROM | DTMPTHS5 | 1295__A | 492 | 2 | 2 | TEMP_SS__8 | TEMP_PEC__8 | TO_FROM | 73521.13 | 74023.61 | -149.716 | 0 | 2025.905 | 1104.708 | -0.02456 | 0.022574 | -0.32086 | 0.27453 | 332.9446 | 28.9372 | 0 | 10000 | 10000 | 1702.782 | 1595.828 | 1384.759 | 1066.018 | 4886.61 | 3407.125 | 1397.956 | 1589.912 | 1586.2 | 1874.781 | Competitive | Competitive | 1 | TRUE | TRUE | 1 | Competitive | 0.7345 | Competitive | 296.4433 | 62.3566 | 1430.014 | 1954.623 | 493 | 1
DTMPTHS5 1830__A FROM_TO | DTMPTHS5 | 1830__A | 83 | 2 | 2 | MCGREGPH1_8 | MCGREG_T_8 | FROM_TO | 73521.13 | 75270.13 | -33.2717 | 0 | 2048.194 | 1176.757 | -0.00129 | 0.002153 | -0.04458 | 0.92119 | -0.0108 | -13.8684 | 0 |  |  | 4326.84 | 1028.648 | 1549.038 | 926.225 | 9475.571 | 1280.324 | 1654.026 | 1033.493 | 5708.117 | 1137.312 | Competitive | Competitive | 1 | FALSE | FALSE | 1 | Non-Competitive | 0.758 | Competitive | 15.1828 | -13.7184 | 1752.898 | 1153.356 | 84 | 1
DTMPTHS5 1830__A TO_FROM | DTMPTHS5 | 1830__A | 83 | 2 | 2 | MCGREGPH1_8 | MCGREG_T_8 | TO_FROM | 73521.13 | 73576.99 | 3.049 | 0 | 1176.757 | 2048.194 | -0.00215 | 0.001293 | -0.92119 | 0.044585 | 30.8817 | -2.2503 | 0 |  |  | 908.514 | 4326.84 | 814.148 | 1656.229 | 1101.428 | 9475.571 | 915.671 | 1736.338 | 1001.099 | 5708.117 | Competitive | Competitive | 1 | FALSE | FALSE | 1 | Non-Competitive | 0.758 | Competitive | 28.3753 | -0.94161 | 1008.647 | 1752.898 | 84 | 1
DTMPTHS5 1830__B FROM_TO | DTMPTHS5 | 1830__B | 213 | 2 | 2 | SPGVALLYP_8 | MCGREG_T_8 | FROM_TO | 73521.13 | 73177.52 | -405.656 | 0 | 2057.037 | 1106.508 | -0.0232 | 0.042273 | -0.44659 | 0.49394 | 359.8371 | -120.518 | 0 | 9447.456 | 3351.748 | 1744.42 | 1180.511 | 1470.182 | 959.484 | 9447.456 | 1319.987 | 1501.965 | 1136.367 | 1656.631 | 1273.538 | Competitive | Competitive | 0 | TRUE | TRUE | 1 | Competitive | 0.7655 | Competitive | 326.0783 | -61.3344 | 1635.768 | 1253.865 | 214 | 1
DTMPTHS5 1830__B TO_FROM | DTMPTHS5 | 1830__B | 213 | 2 | 2 | SPGVALLYP_8 | MCGREG_T_8 | TO_FROM | 73521.13 | 73193.95 | -177.752 | 0 | 1073.474 | 1955.853 | -0.04227 | 0.023202 | -0.49394 | 0.44659 | 278.1049 | 135.2888 | 2033.53 | 3351.748 | 9447.456 | 1027.937 | 1839.799 | 857.145 | 1660.015 | 1147.938 | 9447.456 | 1005.413 | 1608.03 | 1113.763 | 1735.016 | Competitive | Competitive | 0 | TRUE | TRUE | 1 | Competitive | 0.7655 | Competitive | 254.0725 | 141.7739 | 1110.468 | 1656.109 | 214 | 1
DTMPTHS5 1830__C FROM_TO | DTMPTHS5 | 1830__C | 213 | 2 | 2 | MCGREG_T_8 | TEMPELMC__8 | FROM_TO | 73521.13 | 71671.62 | -438.924 | 0 | 1924.208 | 1106.535 | -0.02449 | 0.044427 | -0.09522 | 0.50882 | 366.0593 | -139.064 | 0 | 9448.826 | 2060.298 | 1742.446 | 1179.31 | 1474.996 | 957.891 | 9448.826 | 1319.672 | 1507.213 | 1130.005 | 1659.297 | 1271.33 | Competitive | Competitive | 0 | TRUE | TRUE | 1 | Competitive | 0.7345 | Competitive | 341.263 | -75.168 | 1637.416 | 1252.37 | 214 | 1
DTMPTHS5 1830__C TO_FROM | DTMPTHS5 | 1830__C | 213 | 2 | 2 | MCGREG_T_8 | TEMPELMC__8 | TO_FROM | 73521.13 | 73141.08 | -174.705 | 0 | 1106.535 | 1924.209 | -0.04443 | 0.024495 | -0.50882 | 0.095221 | 304.3571 | 153.5947 | 2033.53 | 2060.298 | 9448.826 | 1026.855 | 1837.631 | 856.054 | 1659.585 | 1147.547 | 9448.826 | 1000.042 | 1611.119 | 1111.639 | 1737.565 | Competitive | Competitive | 0 | TRUE | TRUE | 1 | Competitive | 0.7345 | Competitive | 282.2624 | 161.0465 | 1109.152 | 1657.699 | 214 | 1
DTMPTHS5 1830__E FROM_TO | DTMPTHS5 | 1830__E | 213 | 2 | 2 | COTTONBELT | SPGVALLYP_8 | FROM_TO | 73521.13 | 73202.63 | -397.936 | 0 | 2058.271 | 1073.585 | -0.0231 | 0.042378 | -0.50595 | 0.43155 | 369.486 | -112.783 | 0 | 9447.106 | 4155.18 | 1745.447 | 1248.214 | 1468.116 | 960.601 | 9447.106 | 1320.243 | 1499.599 | 1140.476 | 1655.503 | 1309.858 | Competitive | Competitive | 0 | TRUE | TRUE | 1 | Competitive | 0.773 | Competitive | 333.8319 | -53.603 | 1634.77 | 1255.178 | 214 | 1
DTMPTHS5 1830__E TO_FROM | DTMPTHS5 | 1830__E | 213 | 2 | 2 | COTTONBELT | SPGVALLYP_8 | TO_FROM | 73521.13 | 73164.47 | -185.485 | 0 | 1073.585 | 2058.271 | -0.04238 | 0.023097 | -0.43155 | 0.50595 | 264.0079 | 127.7947 | 2194.03 | 4155.18 | 9447.106 | 1080.15 | 1840.929 | 857.973 | 1660.22 | 1148.208 | 9447.106 | 1008.835 | 1606.619 | 1142.486 | 1733.959 | Non-Competitive | Competitive | 0 | TRUE | TRUE | 1 | Competitive | 0.773 | Competitive | 246.3278 | 134.3576 | 1111.58 | 1655.141 | 214 | 1
DTMPTHS5 1830__F FROM_TO | DTMPTHS5 | 1830__F | 213 | 2 | 2 | COTTONBELT | WACOATCO1_8 | FROM_TO | 73521.13 | 73035.63 | -196.074 | 0 | 1073.986 | 1957.878 | -0.04252 | 0.022953 | -0.29534 | 0.56831 | 253.3999 | 117.5421 | 2194.03 | 4195.467 | 9446.63 | 1080.771 | 1842.459 | 859.239 | 1660.507 | 1148.584 | 9446.63 | 1013.604 | 1604.786 | 1143.7 | 1732.62 | Competitive | Competitive | 0 | TRUE | TRUE | 1 | Competitive | 0.719 | Competitive | 235.7232 | 124.2027 | 1123.211 | 1653.917 | 214 | 1
DTMPTHS5 1830__F TO_FROM | DTMPTHS5 | 1830__F | 213 | 2 | 2 | COTTONBELT | WACOATCO1_8 | TO_FROM | 73521.13 | 73219.04 | -387.364 | 0 | 2059.298 | 1107.267 | -0.02295 | 0.042522 | -0.56831 | 0.29534 | 380.0617 | -102.193 | 0 | 9446.63 | 4195.467 | 1746.839 | 1248.85 | 1465.316 | 962.251 | 9446.63 | 1320.601 | 1496.437 | 1146.201 | 1654.065 | 1311.052 | Competitive | Competitive | 0 | TRUE | TRUE | 1 | Competitive | 0.719 | Competitive | 344.4487 | -43.0166 | 1633.503 | 1269.526 | 214 | 1
DTMPTHS5 1830__G FROM_TO | DTMPTHS5 | 1830__G | 596 | 2 | 2 | WACO_W1_8 | WACOWOOD1_8 | FROM_TO | 73521.13 | 73722.1 | -322.492 | 0 | 1600.194 | 1108.72 | -0.02207 | 0.043404 | -0.76318 | 0.16372 | 444.9587 | -37.2047 | 0 | 9443.781 | 4579.264 | 1755.017 | 1253.077 | 1449.865 | 976.067 | 9443.781 | 1322.948 | 1478.844 | 1183.667 | 1647.602 | 1318.859 | Competitive | Competitive | 1 | TRUE | TRUE | 1 | Competitive | 0.7265 | Competitive | 409.598 | 21.9463 | 1627.95 | 1317.39 | 597 | 1
DTMPTHS5 1830__G TO_FROM | DTMPTHS5 | 1830__G | 596 | 2 | 2 | WACO_W1_8 | WACOWOOD1_8 | TO_FROM | 73521.13 | 75623.21 | -261.053 | 0 | 1074.987 | 2018.006 | -0.0434 | 0.022071 | -0.16372 | 0.76318 | 188.3044 | 54.6274 | 2194.03 | 4579.264 | 9443.781 | 1084.896 | 1851.447 | 870.056 | 1662.406 | 1151.054 | 9443.781 | 1044.852 | 1595.767 | 1151.647 | 1726.816 | Competitive | Competitive | 1 | TRUE | TRUE | 1 | Competitive | 0.7265 | Competitive | 170.6488 | 61.8873 | 1162.179 | 1648.633 | 597 | 1
DTMPTHS5 1830__H FROM_TO | DTMPTHS5 | 1830__H | 596 | 2 | 2 | WACOWOOD1_8 | WACOATCO1_8 | FROM_TO | 73521.13 | 73782.43 | -352.902 | 0 | 2017.489 | 1107.728 | -0.02248 | 0.04299 | -0.70419 | 0.23641 | 414.5367 | -67.6695 | 0 | 9445.102 | 4449.175 | 1751.26 | 1251.022 | 1456.76 | 968.721 | 9445.102 | 1321.813 | 1486.72 | 1165.623 | 1650.159 | 1315.093 | Competitive | Competitive | 1 | TRUE | TRUE | 1 | Competitive | 0.7185 | Competitive | 379.0577 | -8.5066 | 1630.111 | 1314.501 | 597 | 1
DTMPTHS5 1830__H TO_FROM | DTMPTHS5 | 1830__H | 596 | 2 | 2 | WACOWOOD1_8 | WACOATCO1_8 | TO_FROM | 73521.13 | 74844.39 | -230.592 | 0 | 1107.728 | 1599.83 | -0.04299 | 0.022485 | -0.23641 | 0.70419 | 218.8195 | 84.1202 | 2194.03 | 4449.175 | 9445.102 | 1082.891 | 1847.318 | 864.266 | 1661.49 | 1149.86 | 9445.102 | 1029.793 | 1599.547 | 1147.81 | 1729.055 | Competitive | Competitive | 1 | TRUE | TRUE | 1 | Competitive | 0.7185 | Competitive | 201.154 | 91.0991 | 1159.572 | 1650.666 | 597 | 1
DTMPTHS5 280__A FROM_TO | DTMPTHS5 | 280__A | 1065 | 2 | 2 | LAKE_CRK1_5 | THOUSE_A_5 | FROM_TO | 73521.13 | 73606.65 | 22.9585 | 0 | 1662.602 | 1574.757 | -0.06852 | 0.21246 | -0.60562 | 0.25919 | 905.9304 | 474.1496 | 2359.03 | 876.064 | 1809.994 | 10000 | 1795.461 | 924.499 | 1797.476 | 10000 | 1686.19 | 3298.148 | 1770.463 | 3339.504 | 1775.851 | Competitive | Competitive | 1 | TRUE | FALSE | 1 | Non-Competitive | 0.75 | Competitive | 902.0722 | 505.5284 | 3446.428 | 1684.358 | 1072 | 1
DTMPTHS5 280__A TO_FROM | DTMPTHS5 | 280__A | 1065 | 2 | 2 | LAKE_CRK1_5 | THOUSE_A_5 | TO_FROM | 73521.13 | 75194.23 | -1098.75 | 0 | 1584.578 | 1890.139 | -0.21246 | 0.068519 | -0.25919 | 0.60562 | 666.1776 | -651.995 | 0 | 1375.058 | 954.815 | 1396.738 | 10000 | 1362.999 | 1007.793 | 1541.321 | 10000 | 1441.329 | 3472.596 | 1448.423 | 3517.449 | Competitive | Competitive | 1 | TRUE | FALSE | 1 | Non-Competitive | 0.75 | Competitive | 672.7408 | -478.125 | 1277.438 | 3675.899 | 1072 | 1
DTMPTHS5 290__A FROM_TO | DTMPTHS5 | 290__A | 1065 | 2 | 2 | LAKE_CRK2_5 | THOUSE__5 | FROM_TO | 73521.13 | 73086.12 | 168.0962 | 0 | 1958.399 | 1481.963 | -0.21427 | 0.29573 | -0.50741 | 0.41831 | 1229.15 | 739.3604 | 2359.03 | 1084.119 | 1746.955 | 10000 | 10000 | 1063.128 | 1746.14 | 10000 | 10000 | 4429.004 | 1746.228 | 4455.825 | 1754.355 | Competitive | Non-Competitive | 0 | TRUE | FALSE | 1 | Non-Competitive | 0.711 | Non-Competitive | 1232.299 | 773.9235 | 4561.074 | 1723.193 | 1072 | 1
DTMPTHS5 290__A TO_FROM | DTMPTHS5 | 290__A | 1065 | 2 | 2 | LAKE_CRK2_5 | THOUSE__5 | TO_FROM | 73521.13 | 74749.14 | -1397.08 | 0 | 1481.963 | 1958.399 | -0.29573 | 0.21427 | -0.41832 | 0.50741 | 565.7442 | -864.504 | 0 | 1239.766 | 1172.433 | 10000 | 10000 | 1249.76 | 1148.429 | 10000 | 10000 | 1308.884 | 4565.975 | 1310.095 | 4593.95 | Competitive | Competitive | 1 | TRUE | FALSE | 1 | Non-Competitive | 0.711 | Competitive | 468.6777 | -769.97 | 1272.58 | 4769.711 | 1072 | 1
DTMPTHS5 315__A FROM_TO | DTMPTHS5 | 315__A | 1065 | 2 | 2 | TEMP_PEC__5 | TEMP_SS__5 | FROM_TO | 73521.13 | 84362.63 | -683.451 | 0 | 1434.999 | 2304.501 | -0.02474 | 0.052554 | -0.0947 | 0.837 | 252.1918 | -318.615 | 0 | 3153.713 | 1608.041 | 1774.649 | 955.957 | 1374.784 | 933.916 | 9285.513 | 1017.435 | 1445.895 | 946.162 | 2261.492 | 953.288 | Competitive | Competitive | 1 | TRUE | TRUE | 1 | Competitive | 0.789 | Competitive | 214.2563 | -281.021 | 2013.901 | 932.405 | 1072 | 1
DTMPTHS5 315__A TO_FROM | DTMPTHS5 | 315__A | 1065 | 2 | 2 | TEMP_PEC__5 | TEMP_SS__5 | TO_FROM | 73521.13 | 74064.23 | -25.2816 | 0 | 2655.511 | 1435 | -0.05255 | 0.024741 | -0.837 | 0.094705 | 537.3274 | 34.5867 | 0 | 1372.286 | 3153.713 | 857.622 | 1823.791 | 839.407 | 1655.747 | 897.702 | 9285.513 | 848.363 | 1609.036 | 854.187 | 2306.439 | Competitive | Competitive | 1 | TRUE | FALSE | 1 | Non-Competitive | 0.789 | Competitive | 573.0233 | 75.1273 | 826.486 | 2081.406 | 1072 | 1
D_KGRTW5 240__A FROM_TO | D_KGRTW5 | 240__A | 1435 | 5 | 5 | JEWETT_S5 | SNGLTN_345 | FROM_TO | 73521.13 | 60728.93 | -603.428 | 0 | 2119.932 | 1584.687 | -0.15261 | 0.099155 | -0.15261 | 0.17952 | 2497.413 | 794.7757 | 0 | 1352.465 | 1919.003 | 1310.87 | 2037.454 | 1364.458 | 1764.092 | 1310.87 | 2413.572 | 1413.653 | 1971.333 | 1410.25 | 1996.427 | Competitive | Competitive | 0 | TRUE | TRUE | 1 | Competitive | 0.7655 | Competitive | 2127.898 | 914.9621 | 1450.233 | 1922.144 | 1450 | 1
D_KGRTW5 240__A TO_FROM | D_KGRTW5 | 240__A | 1435 | 5 | 5 | JEWETT_S5 | SNGLTN_345 | TO_FROM | 73521.13 | 75480.75 | -1462.28 | 0 | 1562.533 | 2119.932 | -0.09916 | 0.15262 | -0.17952 | 0.15262 | 1088.243 | 787.1998 | 2395.03 | 1790.934 | 1770.971 | 1952.581 | 1719.221 | 1644.522 | 1783.33 | 2413.572 | 1719.221 | 1893.777 | 1777.38 | 1918.513 | 1773.466 | Competitive | Competitive | 1 | TRUE | TRUE | 1 | Competitive | 0.7655 | Competitive | 1136.57 | 882.8521 | 1716.686 | 1759.664 | 1450 | 1
D_KGRTW5 260_A_1 FROM_TO | D_KGRTW5 | 260_A_1 | 1435 | 5 | 5 | JEWETT_N5 | SNGLTN_345 | FROM_TO | 73521.13 | 61151.63 | -562.204 | 0 | 2221.056 | 1586.596 | -0.14328 | 0.097531 | -0.14328 | 0.16797 | 2378.74 | 735.6768 | 0 | 1432.481 | 1926.268 | 1432.481 | 2047.666 | 1448.217 | 1761.818 | 1350.857 | 2450.126 | 1529.668 | 1985.482 | 1525.093 | 2013.731 | Competitive | Non-Competitive | 0 | TRUE | FALSE | 1 | Non-Competitive | 0.7265 | Competitive | 2029.758 | 858.7048 | 1560.406 | 1938.47 | 1450 | 0
D_KGRTW5 260_A_1 TO_FROM | D_KGRTW5 | 260_A_1 | 1435 | 5 | 5 | JEWETT_N5 | SNGLTN_345 | TO_FROM | 73521.13 | 76210.27 | -1342.41 | 0 | 1586.597 | 2397.286 | -0.09753 | 0.14328 | -0.16797 | 0.14328 | 1030.276 | 756.2897 | 2395.03 | 1796.222 | 1860.697 | 1961.895 | 1860.697 | 1640.699 | 1878.066 | 2450.126 | 1755.014 | 1905.758 | 1896.479 | 1933.648 | 1891.173 | Competitive | Competitive | 1 | TRUE | TRUE | 1 | Competitive | 0.7265 | Competitive | 1081.439 | 852.2626 | 1729.775 | 1869.591 | 1450 | 1
D_KGRTW5 424T424_1 FROM_TO | D_KGRTW5 | 424T424_1 | 1621 | 5 | 5 | BROWN_5 | SARC7A | FROM_TO | 73521.13 | 77413.51 | -638.31 | 0 | 1307.469 | 611.36 | -0.09375 | 0.013189 | -0.29535 | 0.095484 | 479.7692 | 89.0022 | 0 |  | 2692.061 | 956.447 | 2692.061 | 947.158 | 2099.751 | 901.76 | 3055.082 | 907.342 | 2800.336 | 908.15 | 2912.12 | Competitive | Competitive | 1 | TRUE | FALSE | 1 | Non-Competitive | 0.711 | #N/A | #N/A | #N/A | #N/A | #N/A | #N/A | #N/A
D_KGRTW5 424T424_1 TO_FROM | D_KGRTW5 | 424T424_1 | 1621 | 5 | 5 | BROWN_5 | SARC7A | TO_FROM | 73521.13 | 82244.93 | -531.713 | 0 | 611.361 | 1307.469 | -0.01319 | 0.15926 | -0.09548 | 0.29535 | 861.7067 | -7.5122 | 0 | 837.977 |  | 876.63 | 1042.923 | 781.954 | 1031.833 | 1122.603 | 984.386 | 973.903 | 981.052 | 985.328 | 981.901 | Competitive | Competitive | 1 | TRUE | TRUE | 1 | Competitive | 0.711 | #N/A | #N/A | #N/A | #N/A | #N/A | #N/A | #N/A
D_KGRTW5 RNSSNG75_A FROM_TO | D_KGRTW5 | RNSSNG75_A | 2170 | 5 | 5 | ROANS___345C | SNGLTN_345 | FROM_TO | 73521.13 | 94738.8 | 0 | 0 | 10000 | 792.967 | 0 | 1 | 0 | 1 | 933 | 0 | 0 | 10000 |  | 10000 |  | 10000 |  | 10000 |  | 10000 |  | 10000 | 0 | Competitive | Competitive | 1 | TRUE | FALSE | 1 | Non-Competitive | 0.7345 | Competitive | 933 | 0 | 10000 | 0 | 2194 | 1
D_KGRTW5 RNSSNG75_A TO_FROM | D_KGRTW5 | RNSSNG75_A | 2170 | 5 | 5 | ROANS___345C | SNGLTN_345 | TO_FROM | 73521.13 | 75691.13 | 0 | 0 | 792.967 | 10000 | -1 | 0 | -1 | 0 | 0 | 0 | 0 |  | 10000 |  | 10000 |  | 10000 |  | 10000 |  | 10000 | 0 | 10000 | Competitive | Competitive | 1 | TRUE | FALSE | 1 | Non-Competitive | 0.7345 | Competitive | 0 | 0 | 0 | 10000 | 2194 | 1
D_KGRTW5 SNGTB_74_A FROM_TO | D_KGRTW5 | SNGTB_74_A | 1924 | 5 | 5 | SNGLTN_345 | TOMBAL__345B | FROM_TO | 73521.13 | 71973.36 | 353.7044 | 0 | 10000 | 2181.63 | -0.0895 | 0.10228 | -0.55935 | 0.10228 | 2647.022 | 1183.811 | 0 | 1374.595 | 2355.354 | 1327.578 | 2394.21 | 1341.478 | 2229.538 | 1373.097 | 2695.407 | 1380.811 | 2466.584 | 1386.548 | 2489.005 | Non-Competitive | Non-Competitive | 0 | TRUE | FALSE | 1 | Non-Competitive | 0.766 | Non-Competitive | 2381.974 | 1256.723 | 1420.398 | 2353.842 | 1924 | 1
D_KGRTW5 SNGTB_74_A TO_FROM | D_KGRTW5 | SNGTB_74_A | 1924 | 5 | 5 | SNGLTN_345 | TOMBAL__345B | TO_FROM | 73521.13 | 94738.8 | -3059.05 | 0 | 2689.463 | 0 | -0.10228 | 0.089505 | -0.10228 | 0.55935 | 109.4817 | 29.9297 | 3281.23 | 2265.872 | 1769.292 | 2302.488 | 1710.391 | 2102.93 | 1719.054 | 2695.407 | 1710.391 | 2398.567 | 1705.165 | 2431.495 | 1713.374 | Competitive | Competitive | 1 | TRUE | TRUE | 1 | Competitive | 0.766 | Competitive | 183.1934 | 120.8808 | 2103.764 | 1700.454 | 1924 | 1
D_KGRTW5 SNGXGC75_1 FROM_TO | D_KGRTW5 | SNGXGC75_1 | 1631 | 5 | 5 | GIBN_CREK_5 | SNGLTN_345 | FROM_TO | 73521.13 | 65278.99 | 8.8075 | 0 | 2164.798 | 1938.392 | -0.13971 | 0.31725 | -0.13971 | 0.31725 | 2251.114 | 605.1717 | 0 | 1355.009 | 2175.107 | 3038.965 | 2200.278 | 1297.892 | 2110.143 | 3266.977 | 2991.983 | 1261.97 | 2200.362 | 1269.198 | 2213.229 | Competitive | Non-Competitive | 0 | TRUE | FALSE | 1 | Non-Competitive | 0.758 | Non-Competitive | 1953.171 | 640.1353 | 1280.1 | 2110.762 | 1631 | 1
D_KGRTW5 SNGXGC75_1 TO_FROM | D_KGRTW5 | SNGXGC75_1 | 1631 | 5 | 5 | GIBN_CREK_5 | SNGLTN_345 | TO_FROM | 73521.13 | 76519.51 | -1606.06 | 0 | 1870.904 | 2400.062 | -0.31725 | 0.13971 | -0.31725 | 0.13971 | 746.4995 | 474.5918 | 3281.23 | 2088.665 | 1721.515 | 2112.317 | 3038.965 | 1992.153 | 1638.086 | 2991.983 | 3266.977 | 2135.09 | 1463.869 | 2154.865 | 1472.622 | Competitive | Competitive | 1 | TRUE | TRUE | 1 | Competitive | 0.758 | Competitive | 843.0149 | 573.0947 | 1893.446 | 1456.713 | 1631 | 1
D_KGRTW5 SNGXGC99_1 FROM_TO | D_KGRTW5 | SNGXGC99_1 | 1631 | 5 | 5 | GIBN_CREK_5 | SNGLTN_345 | FROM_TO | 73521.13 | 65278.99 | 8.8075 | 0 | 2164.798 | 1938.392 | -0.13971 | 0.31725 | -0.13971 | 0.31725 | 2251.114 | 605.1717 | 0 | 1355.009 | 2175.107 | 3038.965 | 2200.278 | 1297.892 | 2110.143 | 3266.977 | 2991.983 | 1261.97 | 2200.362 | 1269.198 | 2213.229 | Competitive | Non-Competitive | 0 | TRUE | FALSE | 1 | Non-Competitive | 0.719 | Non-Competitive | 1953.171 | 640.1353 | 1280.1 | 2110.762 | 1631 | 1
D_KGRTW5 SNGXGC99_1 TO_FROM | D_KGRTW5 | SNGXGC99_1 | 1631 | 5 | 5 | GIBN_CREK_5 | SNGLTN_345 | TO_FROM | 73521.13 | 76519.51 | -1606.06 | 0 | 1870.904 | 2400.062 | -0.31725 | 0.13971 | -0.31725 | 0.13971 | 746.4995 | 474.5918 | 3281.23 | 2088.665 | 1721.515 | 2112.317 | 3038.965 | 1992.153 | 1638.086 | 2991.983 | 3266.977 | 2135.09 | 1463.869 | 2154.865 | 1472.622 | Competitive | Competitive | 1 | TRUE | TRUE | 1 | Competitive | 0.719 | Competitive | 843.0149 | 573.0947 | 1893.446 | 1456.713 | 1631 | 1
SBOMJCK5 6011__A FROM_TO | SBOMJCK5 | 6011__A | 1065 | 1 | 1 | BOWMAN_5 | FISHRDSS1_5 | FROM_TO | 73521.13 | 74843.8 | -157.67 | 0 | 2690.951 | 815.055 | -0.10624 | 0.015936 | -0.67209 | 0.24088 | 174.9381 | 47.4968 | 0 |  | 3695.052 | 3337.428 | 3695.052 | 1149.558 | 1914.171 | 3337.428 | 3695.052 | 1858.352 | 3371.592 | 3594.655 | 3695.052 | Competitive | Competitive | 1 | TRUE | FALSE | 1 | Non-Competitive | 0.7185 | Competitive | 139.7019 | 64.6131 | 8408.079 | 3695.052 | 1072 | 1
SBOMJCK5 6011__A TO_FROM | SBOMJCK5 | 6011__A | 1065 | 1 | 1 | BOWMAN_5 | FISHRDSS1_5 | TO_FROM | 73521.13 | 77627.24 | -83.1539 | 0 | 815.056 | 2690.951 | -0.01594 | 0.10624 | -0.24088 | 0.67209 | 82.8022 | -62.0864 | 0 | 2623.428 |  | 2708.889 | 3337.428 | 924.534 | 1216.744 | 2708.889 | 3337.428 | 2331.219 | 1930.434 | 2685.179 | 3594.655 | Competitive | Competitive | 1 | TRUE | FALSE | 1 | Non-Competitive | 0.7185 | Competitive | -36.4883 | -47.1842 | 3695.052 | 10000 | 1072 | 1
SBOMJCK5 6024__A FROM_TO | SBOMJCK5 | 6024__A | 1065 | 1 | 1 | GRHAMSES1_5 | LONGCREK_5 | FROM_TO | 73521.13 | 75518.27 | -1334.98 | 0 | 2044.067 | 771.695 | -0.12888 | 0.081454 | -0.24423 | 0.081454 | 587.2427 | 12.4972 | 0 | 1892.879 | 3077.754 | 2834.529 | 3077.754 | 1890.726 | 1656.817 | 3347.703 | 3148.904 | 2206.006 | 2931.422 | 2191.266 | 3110.185 | Competitive | Competitive | 1 | TRUE | FALSE | 1 | Non-Competitive | 0.727 | Competitive | 436.0523 | -40.9559 | 2669.981 | 3100.464 | 1072 | 1
SBOMJCK5 6024__A TO_FROM | SBOMJCK5 | 6024__A | 1065 | 1 | 1 | GRHAMSES1_5 | LONGCREK_5 | TO_FROM | 73521.13 | 67464.38 | -362.98 | 0 | 771.695 | 2044.067 | -0.08145 | 0.24424 | -0.08145 | 0.24424 | 1445.88 | 220.6709 | 0 | 766.073 | 2050.811 | 775.352 | 3139.339 | 672.594 | 2003.984 | 1073.949 | 3347.703 | 744.917 | 2332.905 | 753.695 | 2343.213 | Non-Competitive | Non-Competitive | 0 | TRUE | FALSE | 1 | Non-Competitive | 0.727 | Non-Competitive | 1229.232 | 294.5247 | 830.176 | 2785.254 | 1072 | 1
SBOMJCK5 6028__A FROM_TO | SBOMJCK5 | 6028__A | 1065 | 1 | 1 | GRHAMSES1_5 | COKFIELD_5 | FROM_TO | 73521.13 | 74693.51 | -1380.85 | 0 | 1846.911 | 773.049 | -0.12955 | 0.081876 | -0.40692 | 0.081876 | 590.2815 | 12.5582 | 0 | 1892.884 | 3077.752 | 2834.535 | 3077.752 | 1890.728 | 1656.809 | 3347.704 | 3148.902 | 2206.019 | 2931.413 | 2191.284 | 3110.181 | Competitive | Competitive | 1 | TRUE | FALSE | 1 | Non-Competitive | 0.719 | Competitive | 438.3126 | -41.165 | 2670.007 | 3100.467 | 1072 | 1
SBOMJCK5 6028__A TO_FROM | SBOMJCK5 | 6028__A | 1065 | 1 | 1 | GRHAMSES1_5 | COKFIELD_5 | TO_FROM | 73521.13 | 66817.06 | -364.857 | 0 | 773.049 | 1846.911 | -0.08188 | 0.40692 | -0.08188 | 0.40692 | 1492.325 | 221.8179 | 0 | 752.647 | 2050.82 | 2363.635 | 3139.342 | 667.213 | 2003.988 | 3404.278 | 3347.704 | 788.448 | 2332.923 | 796.16 | 2343.237 | Competitive | Non-Competitive | 0 | TRUE | FALSE | 1 | Non-Competitive | 0.719 | Non-Competitive | 1274.55 | 296.0508 | 948.004 | 2785.282 | 1072 | 1
SBOMJCK5 6029__A FROM_TO | SBOMJCK5 | 6029__A | 1065 | 1 | 1 | LONGCREK_5 | COKFIELD_5 | FROM_TO | 73521.13 | 72885.72 | -666.873 | 0 | 1050.409 | 2601.218 | -0.08188 | 0.2455 | -0.59308 | 0.2455 | 1426.282 | 221.8179 | 0 | 784.951 | 2050.82 | 795.976 | 3139.342 | 683.172 | 2003.988 | 1114.791 | 3347.704 | 765.99 | 2332.923 | 775.656 | 2343.237 | Non-Competitive | Non-Competitive | 0 | TRUE | FALSE | 1 | Non-Competitive | 0.7425 | Non-Competitive | 1211.223 | 296.0508 | 863.237 | 2785.282 | 1072 | 1
SBOMJCK5 6029__A TO_FROM | SBOMJCK5 | 6029__A | 1065 | 1 | 1 | LONGCREK_5 | COKFIELD_5 | TO_FROM | 73521.13 | 75079.87 | -1400.15 | 0 | 2601.218 | 969.221 | -0.12955 | 0.59308 | -0.2455 | 0.59308 | 688.2842 | 12.5582 | 0 | 1592.012 | 3077.752 | 10000 | 3077.752 | 1614.004 | 1656.809 | 10000 | 3148.902 | 5817.043 | 2931.413 | 6318.336 | 3110.181 | Competitive | Competitive | 1 | TRUE | FALSE | 1 | Non-Competitive | 0.7425 | Competitive | 537.6691 | -41.165 | 6497.417 | 3100.467 | 1072 | 1
SBOMJCK5 6035__A FROM_TO | SBOMJCK5 | 6035__A | 1065 | 1 | 1 | TONKAWA_5 | GRHAMSES1_5 | FROM_TO | 73521.13 | 72167.72 | -309.855 | 0 | 855.818 | 2012.561 | -0.05427 | 0.15993 | -0.05427 | 0.15993 | 1124.681 | 144.117 | 0 | 892.073 | 3136.535 | 917.142 | 3284.33 | 790.506 | 1868.427 | 988.437 | 3349.511 | 990.783 | 2246.858 | 999.416 | 3379.475 | Non-Competitive | Non-Competitive | 0 | TRUE | FALSE | 1 | Non-Competitive | 0.703 | Competitive | 937.1313 | 195.3383 | 1073.935 | 3046.636 | 1072 | 0
SBOMJCK5 6035__A TO_FROM | SBOMJCK5 | 6035__A | 1065 | 1 | 1 | TONKAWA_5 | GRHAMSES1_5 | TO_FROM | 73521.13 | 77457.01 | -990.708 | 0 | 1669.869 | 855.817 | -0.11744 | 0.054273 | -0.15993 | 0.054273 | 454.7168 | -0.32113 | 0 | 2809.175 | 3084.007 | 2987.796 | 3084.007 | 1751.206 | 1959.372 | 3349.511 | 3146.586 | 2108.771 | 3024.943 | 3185.078 | 3113.716 | Competitive | Competitive | 1 | TRUE | FALSE | 1 | Non-Competitive | 0.703 | Competitive | 319.8643 | -68.7962 | 2841.196 | 3131.192 | 1072 | 1
SBOMJCK5 6380__A FROM_TO | SBOMJCK5 | 6380__A | 185 | 1 | 1 | MURRY_P8 | GRHAMSES1_8 | FROM_TO | 73521.13 | 73249.08 | -108.274 | 0 | 851.632 | 2015.411 | -0.06241 | 0.12174 | -0.06241 | 0.69724 | 198.3691 | -11.1246 | 0 | 1951.542 | 10000 | 2530.543 | 10000 | 811.451 | 1929.888 | 5641.419 | 10000 | 1359.764 | 5852.033 | 2335.568 | 10000 | Non-Competitive | Non-Competitive | 0 | TRUE | FALSE | 1 | Non-Competitive | 0.7655 | Competitive | 153.8859 | 9.7002 | 3073.264 | 10000 | 186 | 0
SBOMJCK5 6380__A TO_FROM | SBOMJCK5 | 6380__A | 185 | 1 | 1 | MURRY_P8 | GRHAMSES1_8 | TO_FROM | 73521.13 | 73565.85 | -198.614 | 0 | 1664.535 | 914.693 | -0.02845 | 0.062413 | -0.69724 | 0.062413 | 153.7058 | 59.0865 | 3757.63 | 7047.581 | 9390.56 | 7047.581 | 3222.181 | 1771.054 | 2390.537 | 10000 | 3222.181 | 5064.556 | 3335.391 | 8287.459 | 3400.641 | Competitive | Competitive | 1 | TRUE | FALSE | 1 | Non-Competitive | 0.7655 | Competitive | 131.283 | 51.8682 | 7701.373 | 3430.436 | 186 | 1
SBOMJCK5 6380__D FROM_TO | SBOMJCK5 | 6380__D | 154 | 1 | 1 | MURRY_P8 | PAIP4B | FROM_TO | 73521.13 | 73534.98 | -201.214 | 0 | 1668.816 | 931.749 | -0.02849 | 0.062378 | -0.19939 | 0.30272 | 151.1258 | 56.6431 | 3757.63 | 7048.751 | 9390.608 | 7048.751 | 3221.989 | 1785.777 | 2356.898 | 10000 | 3221.989 | 5094.69 | 3330.985 | 8289.177 | 3399.844 | Competitive | Competitive | 1 | TRUE | FALSE | 1 | Non-Competitive | 0.7575 | Competitive | 128.7056 | 49.4659 | 7702.735 | 3429.206 | 155 | 1
SBOMJCK5 6380__D TO_FROM | SBOMJCK5 | 6380__D | 154 | 1 | 1 | MURRY_P8 | PAIP4B | TO_FROM | 73521.13 | 73354.15 | -105.695 | 0 | 931.749 | 1668.816 | -0.06238 | 0.12178 | -0.30272 | 0.19939 | 200.9475 | -8.5471 | 0 | 1951.461 | 10000 | 2530.325 | 10000 | 808.363 | 1947.068 | 5641.529 | 10000 | 1357.694 | 5889.035 | 2334.657 | 10000 | Competitive | Non-Competitive | 0 | TRUE | FALSE | 1 | Non-Competitive | 0.7575 | Non-Competitive | 156.473 | 12.2772 | 3072.204 | 10000 | 155 | 1
SBOMJCK5 651__A FROM_TO | SBOMJCK5 | 651__A | 185 | 1 | 1 | COMANCHE_T8 | COMANCHE_8 | FROM_TO | 73521.13 | 73696.03 | 10.0934 | 0 | 783.088 | 0 | 0 | 0.000137 | -0.99986 | 0.000137 | 10.0968 | 10.0986 | 0 |  |  | 783.088 |  | 783.088 |  | 783.088 |  | 783.088 |  | 783.088 | 0 | Competitive | Competitive | 1 | FALSE | TRUE | 1 | Non-Competitive | 0.789 | Competitive | 10.1314 | 10.0845 | 788.325 | 0 | 186 | 1
SBOMJCK5 651__A TO_FROM | SBOMJCK5 | 651__A | 185 | 1 | 1 | COMANCHE_T8 | COMANCHE_8 | TO_FROM | 73521.13 | 94738.8 | -10.0934 | 0 | 783.088 | 0 | -0.00014 | 0 | -0.00014 | 0.99986 | -10.0846 | -9.3099 | 5643.83 |  |  |  | 920.068 |  | 920.068 |  | 920.068 |  | 920.068 | 0 | 920.068 | Competitive | Competitive | 1 | FALSE | TRUE | 1 | Non-Competitive | 0.789 | Competitive | -10.0857 | -9.1242 | 0 | 921.083 | 186 | 1
SBOMJCK5 651__B FROM_TO | SBOMJCK5 | 651__B | 185 | 1 | 1 | COMCHESS1_8 | COMANCHE_T8 | FROM_TO | 73521.13 | 73410.11 | -5.1431 | 0 | 1088.095 | 1676.976 | -0.07224 | 0.017629 | -0.72858 | 0.18311 | 265.8872 | 50.4272 | 0 |  | 7392.411 | 806.65 | 7365.523 | 618.756 | 3771.845 | 849.733 | 10000 | 744.217 | 8546.559 | 858.508 | 8868.441 | Competitive | Non-Competitive | 0 | TRUE | FALSE | 1 | Non-Competitive | 0.789 | Non-Competitive | 219.1624 | 57.9169 | 922.471 | 8927.329 | 186 | 1
SBOMJCK5 651__B TO_FROM | SBOMJCK5 | 651__B | 185 | 1 | 1 | COMCHESS1_8 | COMANCHE_T8 | TO_FROM | 73521.13 | 74268.9 | -263.571 | 0 | 1676.975 | 1217.821 | -0.01411 | 0.13096 | -0.18311 | 0.72858 | 47.1124 | -118.103 | 0 | 5355.029 |  | 7707.9 | 2398.455 | 3091.351 | 887.588 | 7707.9 | 2424.916 | 5699.012 | 1394.38 | 5727.726 | 2467.545 | Competitive | Competitive | 1 | TRUE | FALSE | 1 | Non-Competitive | 0.789 | Competitive | 24.5315 | -108.378 | 5808.761 | 2326.044 | 186 | 1
SBOMJCK5 651__D FROM_TO | SBOMJCK5 | 651__D | 185 | 1 | 1 | DUBLIN1_8 | HASSE_P8 | FROM_TO | 73521.13 | 73797.29 | -202.487 | 0 | 1769.16 | 1057.218 | -0.01474 | 0.1318 | -0.31555 | 0.40841 | 94.9703 | -75.1527 | 0 | 5916.196 |  | 7677.901 | 2316.034 | 2419.759 | 834.535 | 7677.901 | 2435.99 | 5281.646 | 1063.726 | 5781.47 | 2372.259 | Competitive | Competitive | 1 | TRUE | FALSE | 1 | Non-Competitive | 0.8515 | Competitive | 77.2452 | -55.3631 | 5656.077 | 3295.878 | 186 | 1
SBOMJCK5 651__D TO_FROM | SBOMJCK5 | 651__D | 185 | 1 | 1 | DUBLIN1_8 | HASSE_P8 | TO_FROM | 73521.13 | 73489.2 | -44.303 | 0 | 1057.218 | 1769.16 | -0.07143 | 0.014737 | -0.40841 | 0.31555 | 197.6587 | 7.9201 | 0 |  | 7746.435 | 837.781 | 7238.584 | 618.543 | 2886.035 | 876.574 | 10000 | 700.113 | 7881.843 | 891.728 | 8818.98 | Competitive | Non-Competitive | 0 | TRUE | FALSE | 1 | Non-Competitive | 0.8515 | Competitive | 162.9675 | 13.5209 | 1162.632 | 8783.477 | 186 | 0
SBOMJCK5 651__E FROM_TO | SBOMJCK5 | 651__E | 249 | 1 | 1 | DUBLIN1_8 | STPHNVIL_8 | FROM_TO | 73521.13 | 73897.86 | -60.8192 | 0 | 968.044 | 1825.714 | -0.07165 | 0.014512 | -0.18123 | 0.59137 | 181.1028 | -8.6178 | 0 |  | 7740.736 | 838.538 | 7228.868 | 621.244 | 2770.722 | 890.972 | 10000 | 713.689 | 7769.496 | 895.634 | 8809.482 | Competitive | Competitive | 1 | TRUE | FALSE | 1 | Non-Competitive | 0.9845 | Competitive | 146.3115 | -2.9935 | 1189.468 | 8772.388 | 251 | 1
SBOMJCK5 651__E TO_FROM | SBOMJCK5 | 651__E | 249 | 1 | 1 | DUBLIN1_8 | STPHNVIL_8 | TO_FROM | 73521.13 | 73748.66 | -185.859 | 0 | 1825.714 | 968.044 | -0.01451 | 0.13203 | -0.59137 | 0.18123 | 111.5296 | -50.3868 | 0 | 5914.655 |  | 7680.342 | 2316.354 | 2332.988 | 843.685 | 7680.342 | 2436.531 | 5224.175 | 1110.303 | 5781.327 | 2377.742 | Competitive | Competitive | 1 | TRUE | FALSE | 1 | Non-Competitive | 0.9845 | Competitive | 93.7647 | -38.8039 | 5653.187 | 3364.215 | 251 | 1
SCFRLNC5 6011__A FROM_TO | SCFRLNC5 | 6011__A | 1065 | 1 | 1 | BOWMAN_5 | FISHRDSS1_5 | FROM_TO | 73521.13 | 74689.49 | -297.406 | 0 | 1820.477 | 793.311 | -0.13456 | 0.017171 | -0.7021 | 0.20589 | 244.1746 | 29.7363 | 0 |  | 3321.186 | 2276.93 | 3695.052 | 1233.16 | 1614.384 | 3327.597 | 3695.052 | 1579.396 | 3094.209 | 2546.672 | 3626.574 | Competitive | Competitive | 1 | TRUE | FALSE | 1 | Non-Competitive | 1.125 | Competitive | 176.0408 | 58.3146 | 2713.622 | 3695.052 | 1072 | 1
SCFRLNC5 6011__A TO_FROM | SCFRLNC5 | 6011__A | 1065 | 1 | 1 | BOWMAN_5 | FISHRDSS1_5 | TO_FROM | 73521.13 | 77749.68 | -118.879 | 0 | 944.282 | 2066.608 | -0.01717 | 0.13456 | -0.20589 | 0.7021 | 202.6023 | -202.847 | 0 | 2003.78 |  | 2708.889 | 2431.487 | 683.427 | 1308.231 | 2708.889 | 3748.654 | 1881.796 | 1693.14 | 2547.987 | 2749.265 | Competitive | Competitive | 1 | TRUE | FALSE | 1 | Non-Competitive | 1.125 | Competitive | 37.2738 | -19.6082 | 3653.812 | 3353.845 | 1072 | 1
SCFRLNC5 6012__A FROM_TO | SCFRLNC5 | 6012__A | 1065 | 1 | 1 | BOWMAN_5 | JACKSBRO_5 | FROM_TO | 73521.13 | 73069.89 | -312.847 | 0 | 689.202 | 1948.59 | -0.08679 | 0.33697 | -0.11807 | 0.42323 | 1088.507 | -521.361 | 0 | 643.932 | 4748.775 | 2582.469 | 5009.665 | 606.867 | 1418.07 | 2708.889 | 5009.665 | 1067.121 | 2251.574 | 1070.933 | 4954.507 | Competitive | Non-Competitive | 0 | TRUE | FALSE | 1 | Non-Competitive | 0.7735 | Competitive | 582.3777 | -317.117 | 1569.742 | 5347.287 | 956 | 0
SCFRLNC5 6012__A TO_FROM | SCFRLNC5 | 6012__A | 1065 | 1 | 1 | BOWMAN_5 | JACKSBRO_5 | TO_FROM | 73521.13 | 74462.89 | -1193.99 | 0 | 1948.59 | 689.202 | -0.33697 | 0.086793 | -0.42323 | 0.11807 | 666.7468 | -112.426 | 0 | 4748.775 | 1645.191 | 5009.665 | 3695.052 | 1364.956 | 1399.295 | 5009.665 | 3695.052 | 2192.521 | 2304.343 | 4954.507 | 2318.501 | Competitive | Competitive | 1 | TRUE | FALSE | 1 | Non-Competitive | 0.7735 | Competitive | 455.6725 | -44.4658 | 5347.287 | 2632.439 | 956 | 1
SCFRLNC5 6024__A FROM_TO | SCFRLNC5 | 6024__A | 1065 | 1 | 1 | GRHAMSES1_5 | LONGCREK_5 | FROM_TO | 73521.13 | 74022.54 | -1892.05 | 0 | 1826.311 | 789.298 | -0.18786 | 0.12364 | -0.35906 | 0.12364 | 884.666 | -0.14914 | 0 | 1854.249 | 2864.46 | 2417.904 | 3077.616 | 1806.313 | 1652.514 | 2823.163 | 3148.845 | 2047.778 | 2927.591 | 2045.062 | 3080.29 | Competitive | Competitive | 1 | TRUE | FALSE | 1 | Non-Competitive | 0.7265 | Competitive | 657.055 | -60.496 | 2162.059 | 3061.502 | 1072 | 1
SCFRLNC5 6024__A TO_FROM | SCFRLNC5 | 6024__A | 1065 | 1 | 1 | GRHAMSES1_5 | LONGCREK_5 | TO_FROM | 73521.13 | 63709.59 | -563.875 | 0 | 789.298 | 1732.004 | -0.12364 | 0.35906 | -0.12364 | 0.35906 | 2069.385 | 380.0615 | 0 | 768.395 | 2056.415 | 795.682 | 3165.454 | 683.657 | 1994.92 | 1118.959 | 3374.331 | 766.317 | 2410.82 | 774.071 | 2413.346 | Competitive | Non-Competitive | 0 | TRUE | FALSE | 1 | Non-Competitive | 0.7265 | Non-Competitive | 1764.757 | 431.2236 | 861.223 | 2524.8 | 1072 | 1
SCFRLNC5 6028__A FROM_TO | SCFRLNC5 | 6028__A | 1065 | 1 | 1 | GRHAMSES1_5 | COKFIELD_5 | FROM_TO | 73521.13 | 74586.13 | 0 | 0 | 784.732 | 10000 | 0 | 0 | -1 | 0 | 0 | 0 | 0 | [10 empty] | 0 | 0 | Competitive | Competitive | 1 | FALSE | TRUE | 1 | Non-Competitive | 0.9685 | Competitive | 0 | 0 | 0 | 0 | 1072 | 1
SCFRLNC5 6028__A TO_FROM | SCFRLNC5 | 6028__A | 1065 | 1 | 1 | GRHAMSES1_5 | COKFIELD_5 | TO_FROM | 73521.13 | 94738.8 | 0 | 0 | 10000 | 784.732 | 0 | 1 | 0 | 1 | 162.3 | 0 | 0 | 10000 |  | 10000 |  | 10000 |  | 10000 |  | 10000 |  | 10000 | 0 | Competitive | Competitive | 1 | TRUE | FALSE | 1 | Non-Competitive | 0.9685 | Competitive | 162.3 | 0 | 10000 | 0 | 1072 | 1
SCFRLNC5 6035__A FROM_TO | SCFRLNC5 | 6035__A | 1065 | 1 | 1 | TONKAWA_5 | GRHAMSES1_5 | FROM_TO | 73521.13 | 69010.17 | -369.846 | 0 | 844.205 | 1762.609 | -0.06582 | 0.17511 | -0.06582 | 0.17511 | 1292.239 | 188.7111 | 0 | 873.811 | 2537.429 | 881.235 | 3283.482 | 773.543 | 1881.707 | 938.423 | 3365.325 | 956.373 | 2281.083 | 965.103 | 2919.09 | Competitive | Non-Competitive | 0 | TRUE | FALSE | 1 | Non-Competitive | 0.742 | Non-Competitive | 1073.135 | 233.4366 | 1033.818 | 3093.863 | 1072 | 1
SCFRLNC5 6035__A TO_FROM | SCFRLNC5 | 6035__A | 1065 | 1 | 1 | TONKAWA_5 | GRHAMSES1_5 | TO_FROM | 73521.13 | 76630.57 | -1143.55 | 0 | 1762.609 | 844.205 | -0.13299 | 0.065821 | -0.17511 | 0.065821 | 539.1967 | 0.41996 | 0 | 2085.714 | 3083.186 | 2590.493 | 3083.186 | 1702.353 | 1913.189 | 2827.137 | 3146.819 | 1943.978 | 3013.896 | 2300.669 | 3113.233 | Competitive | Competitive | 1 | TRUE | FALSE | 1 | Non-Competitive | 0.742 | Competitive | 380.4216 | -70.6382 | 2413.172 | 3127.499 | 1072 | 1
SCFRLNC5 6380__A FROM_TO | SCFRLNC5 | 6380__A | 185 | 1 | 1 | MURRY_P8 | GRHAMSES1_8 | FROM_TO | 73521.13 | 72791.6 | -118.021 | 0 | 913.492 | 1640.047 | -0.0636 | 0.12325 | -0.0636 | 0.69691 | 226.232 | 0.50785 | 0 | 1220.783 | 10000 | 2515.883 | 10000 | 788.954 | 1945.007 | 5654.682 | 10000 | 1230.637 | 5539.147 | 1590.302 | 10000 | Competitive | Non-Competitive | 0 | TRUE | FALSE | 1 | Non-Competitive | 0.8515 | Competitive | 177.462 | 23.5906 | 2857.133 | 10000 | 186 | 0
SCFRLNC5 6380__A TO_FROM | SCFRLNC5 | 6380__A | 185 | 1 | 1 | MURRY_P8 | GRHAMSES1_8 | TO_FROM | 73521.13 | 73545.45 | -226.772 | 0 | 1988.577 | 853.736 | -0.03102 | 0.063598 | -0.69691 | 0.063598 | 167.9434 | 61.6789 | 3595.33 | 7035.027 | 3208.677 | 7035.027 | 3208.677 | 1755.837 | 2304.694 | 10000 | 3208.677 | 4722.959 | 3271.758 | 8268.942 | 3346.747 | Competitive | Competitive | 1 | TRUE | FALSE | 1 | Non-Competitive | 0.8515 | Competitive | 142.2966 | 53.7263 | 7683.953 | 3369.001 | 186 | 1
SCFRLNC5 6380__D FROM_TO | SCFRLNC5 | 6380__D | 154 | 1 | 1 | MURRY_P8 | PAIP4B | FROM_TO | 73521.13 | 73462.96 | -229.366 | 0 | 1991.063 | 887.942 | -0.03106 | 0.063563 | -0.20082 | 0.30305 | 165.3683 | 59.2298 | 3595.33 | 7036.161 | 3208.543 | 7036.161 | 3208.543 | 1769.292 | 2277.207 | 10000 | 3208.543 | 4749.414 | 3267.694 | 8270.621 | 3346.203 | Competitive | Non-Competitive | 0 | TRUE | FALSE | 1 | Non-Competitive | 0.758 | Competitive | 139.7136 | 51.3184 | 7685.281 | 3368.158 | 155 | 0
SCFRLNC5 6380__D TO_FROM | SCFRLNC5 | 6380__D | 154 | 1 | 1 | MURRY_P8 | PAIP4B | TO_FROM | 73521.13 | 73260.47 | -115.442 | 0 | 940.611 | 1991.063 | -0.06356 | 0.12329 | -0.30305 | 0.20083 | 228.8142 | 3.0859 | 0 | 1220.688 | 10000 | 2515.688 | 10000 | 786.446 | 1961.281 | 5654.786 | 10000 | 1229.03 | 5572.15 | 1589.105 | 10000 | Competitive | Non-Competitive | 0 | TRUE | FALSE | 1 | Non-Competitive | 0.758 | Non-Competitive | 180.0435 | 26.1682 | 2856.051 | 10000 | 155 | 1
SCFRLNC5 651__A FROM_TO | SCFRLNC5 | 651__A | 185 | 1 | 1 | COMANCHE_T8 | COMANCHE_8 | FROM_TO | 73521.13 | 73696.03 | 10.0934 | 0 | 783.088 | 0 | 0 | 0.000137 | -0.99986 | 0.000137 | 10.0968 | 10.0986 | 0 |  |  | 783.088 |  | 783.088 |  | 783.088 |  | 783.088 |  | 783.088 | 0 | Competitive | Competitive | 1 | FALSE | TRUE | 1 | Non-Competitive | 0.8355 | Competitive | 10.1314 | 10.0845 | 788.325 | 0 | 186 | 1
SCFRLNC5 651__A TO_FROM | SCFRLNC5 | 651__A | 185 | 1 | 1 | COMANCHE_T8 | COMANCHE_8 | TO_FROM | 73521.13 | 94738.8 | -10.0934 | 0 | 783.088 | 0 | -0.00014 | 0 | -0.00014 | 0.99986 | -10.0846 | -9.3099 | 5643.83 |  |  |  | 920.068 |  | 920.068 |  | 920.068 |  | 920.068 | 0 | 920.068 | Competitive | Competitive | 1 | FALSE | TRUE | 1 | Non-Competitive | 0.8355 | Competitive | -10.0857 | -9.1242 | 0 | 921.083 | 186 | 1
SCFRLNC5 651__B FROM_TO | SCFRLNC5 | 651__B | 185 | 1 | 1 | COMCHESS1_8 | COMANCHE_T8 | FROM_TO | 73521.13 | 73395.46 | -9.124 | 0 | 1092.158 | 1719.964 | -0.07242 | 0.018641 | -0.72837 | 0.18336 | 276.5325 | 46.4935 | 0 |  | 7843.426 | 794.996 | 7357.153 | 617.245 | 3625.398 | 821.363 | 10000 | 745.82 | 8481.375 | 845.481 | 8939.199 | Competitive | Non-Competitive | 0 | TRUE | FALSE | 1 | Non-Competitive | 1.0315 | Non-Competitive | 227.3015 | 55.6754 | 898.302 | 8919.653 | 186 | 1
SCFRLNC5 651__B TO_FROM | SCFRLNC5 | 651__B | 185 | 1 | 1 | COMCHESS1_8 | COMANCHE_T8 | TO_FROM | 73521.13 | 74240.65 | -273.538 | 0 | 1677.087 | 1092.158 | -0.01425 | 0.1309 | -0.18336 | 0.72837 | 51.5245 | -117.417 | 0 | 6010.047 |  | 7712.958 | 2326.88 | 2982.566 | 894.035 | 7712.958 | 2447.837 | 5670.595 | 1463.373 | 5914.967 | 2477.632 | Competitive | Competitive | 1 | TRUE | FALSE | 1 | Non-Competitive | 1.0315 | Competitive | 31.2343 | -108.739 | 5809.655 | 2341.87 | 186 | 1
SCFRLNC5 651__D FROM_TO | SCFRLNC5 | 651__D | 185 | 1 | 1 | DUBLIN1_8 | HASSE_P8 | FROM_TO | 73521.13 | 73781.15 | -212.934 | 0 | 1817.007 | 942.048 | -0.01486 | 0.13173 | -0.3157 | 0.40834 | 100.8835 | -74.1923 | 0 | 5916.602 |  | 7682.452 | 2322.706 | 2359.732 | 833.833 | 7682.452 | 2333.026 | 5239.234 | 1086.214 | 5785.495 | 2334.848 | Competitive | Competitive | 1 | TRUE | FALSE | 1 | Non-Competitive | 1.078 | Competitive | 80.9014 | -56.4739 | 5656.933 | 2716.096 | 186 | 1
SCFRLNC5 651__D TO_FROM | SCFRLNC5 | 651__D | 185 | 1 | 1 | DUBLIN1_8 | HASSE_P8 | TO_FROM | 73521.13 | 73464.28 | -46.9389 | 0 | 942.048 | 1817.007 | -0.07158 | 0.014862 | -0.40834 | 0.3157 | 207.8189 | 4.4845 | 0 |  | 7743.176 | 809.033 | 7231.184 | 610.375 | 2817.641 | 843.168 | 10000 | 693.311 | 7795.695 | 856.328 | 8812.239 | Competitive | Non-Competitive | 0 | TRUE | FALSE | 1 | Non-Competitive | 1.078 | Competitive | 171.2569 | 12.9317 | 999.062 | 8776.385 | 186 | 0
SCFRLNC5 651__E FROM_TO | SCFRLNC5 | 651__E | 249 | 1 | 1 | DUBLIN1_8 | STPHNVIL_8 | FROM_TO | 73521.13 | 73843.98 | -63.4924 | 0 | 1014.839 | 1774.505 | -0.0718 | 0.014638 | -0.18123 | 0.59144 | 191.2865 | -12.0377 | 0 |  | 7737.522 | 809.877 | 7221.54 | 612.805 | 2709.668 | 843.636 | 10000 | 705.511 | 7681.164 | 859.283 | 8802.789 | Competitive | Competitive | 1 | TRUE | FALSE | 1 | Non-Competitive | 1.047 | Competitive | 154.6036 | -3.6305 | 1008.959 | 8765.33 | 251 | 1
SCFRLNC5 651__E TO_FROM | SCFRLNC5 | 651__E | 249 | 1 | 1 | DUBLIN1_8 | STPHNVIL_8 | TO_FROM | 73521.13 | 73740.08 | -196.342 | 0 | 1774.505 | 1014.839 | -0.01464 | 0.13195 | -0.59143 | 0.18123 | 117.4193 | -57.5962 | 0 | 5915.069 |  | 7684.878 | 2322.738 | 2278.394 | 843.099 | 7684.878 | 2332.626 | 5179.936 | 1132.881 | 5785.34 | 2336.285 | Competitive | Competitive | 1 | TRUE | FALSE | 1 | Non-Competitive | 1.047 | Competitive | 97.4237 | -39.9543 | 5654.022 | 2752.754 | 251 | 1
SCMNCPS5 6011__A FROM_TO | SCMNCPS5 | 6011__A | 1065 | 1 | 1 | BOWMAN_5 | FISHRDSS1_5 | FROM_TO | 73521.13 | 74689.07 | -289.083 | 0 | 1853.718 | 784.28 | -0.13509 | 0.016474 | -0.70305 | 0.20485 | 243.3231 | 32.752 | 0 |  | 3299.616 | 2329.298 | 3695.052 | 1314.178 | 1641.606 | 3859.815 | 3695.052 | 1659.392 | 3152.843 | 2525.416 | 3616.939 | Competitive | Competitive | 1 | TRUE | FALSE | 1 | Non-Competitive | 1.0155 | Competitive | 171.0123 | 62.7489 | 3586.256 | 3695.052 | 1072 | 1
SCMNCPS5 6011__A TO_FROM | SCMNCPS5 | 6011__A | 1065 | 1 | 1 | BOWMAN_5 | FISHRDSS1_5 | TO_FROM | 73521.13 | 77821.08 | -116.736 | 0 | 784.281 | 2107.518 | -0.01647 | 0.13509 | -0.20485 | 0.70305 | 191.7642 | -186.334 | 0 | 2196.813 |  | 2708.889 | 2329.298 | 710.014 | 1370.197 | 2708.889 | 3859.815 | 1979.26 | 1709.933 | 2590.092 | 2525.416 | Competitive | Competitive | 1 | TRUE | FALSE | 1 | Non-Competitive | 1.0155 | Competitive | 21.0798 | -32.5886 | 3656.895 | 3586.256 | 1072 | 1
SCMNCPS5 6012__A FROM_TO | SCMNCPS5 | 6012__A | 1065 | 1 | 1 | BOWMAN_5 | JACKSBRO_5 | FROM_TO | 73521.13 | 72117.65 | -341.528 | 0 | 690.361 | 2038.25 | -0.0881 | 0.33862 | -0.11844 | 0.42477 | 1182.507 | -569.148 | 0 | 643.844 | 1668.857 | 2579.747 | 4730.186 | 591.783 | 1525.104 | 2708.889 | 5008.64 | 1004.015 | 2033.829 | 1009.98 | 2274.752 | Non-Competitive | Non-Competitive | 0 | TRUE | FALSE | 1 | Non-Competitive | 0.9685 | Competitive | 631.8041 | -343.693 | 1471.092 | 4049.983 | 956 | 0
SCMNCPS5 6012__A TO_FROM | SCMNCPS5 | 6012__A | 1065 | 1 | 1 | BOWMAN_5 | JACKSBRO_5 | TO_FROM | 73521.13 | 74328.3 | -1275.82 | 0 | 2038.25 | 690.361 | -0.33862 | 0.088097 | -0.42477 | 0.11844 | 722.8518 | -112.931 | 0 | 1575.727 | 1657.932 | 4730.186 | 3695.052 | 1467.552 | 1302.846 | 5008.64 | 3695.052 | 1975.91 | 2226.002 | 2199.214 | 2249.454 | Competitive | Competitive | 1 | TRUE | FALSE | 1 | Non-Competitive | 0.9685 | Competitive | 489.5727 | -50.7171 | 4049.983 | 2563.426 | 956 | 1
SCMNCPS5 6024__A FROM_TO | SCMNCPS5 | 6024__A | 1065 | 1 | 1 | GRHAMSES1_5 | LONGCREK_5 | FROM_TO | 73521.13 | 75035.27 | -1480.3 | 0 | 1855.727 | 774.1 | -0.13996 | 0.082682 | -0.24981 | 0.082682 | 699.5959 | 34.1293 | 0 | 2108.025 | 2850.411 | 2108.332 | 3074.923 | 1948.87 | 1491.85 | 3344.281 | 3149.269 | 2227.052 | 2841.273 | 2295.776 | 3068.999 | Competitive | Competitive | 1 | TRUE | FALSE | 1 | Non-Competitive | 0.984 | Competitive | 513.3481 | -21.6333 | 2270.113 | 3091.85 | 1072 | 1
SCMNCPS5 6024__A TO_FROM | SCMNCPS5 | 6024__A | 1065 | 1 | 1 | GRHAMSES1_5 | LONGCREK_5 | TO_FROM | 73521.13 | 64905.2 | -432.155 | 0 | 774.1 | 1853.743 | -0.08268 | 0.2498 | -0.08268 | 0.2498 | 1611.669 | 268.2212 | 0 | 752.891 | 2247.847 | 776.581 | 2341.076 | 660.002 | 2068.183 | 801.315 | 3344.281 | 742.089 | 2353.994 | 752.858 | 2432.148 | Competitive | Non-Competitive | 0 | TRUE | FALSE | 1 | Non-Competitive | 0.984 | Non-Competitive | 1353.466 | 312.1814 | 822.243 | 2334.572 | 1072 | 1
SCMNCPS5 6028__A FROM_TO | SCMNCPS5 | 6028__A | 1065 | 1 | 1 | GRHAMSES1_5 | COKFIELD_5 | FROM_TO | 73521.13 | 74404.92 | -1526.92 | 0 | 2059.358 | 773.604 | -0.14068 | 0.083109 | -0.41088 | 0.083109 | 703.2183 | 34.3033 | 0 | 2108.037 | 2829.999 | 2108.339 | 3074.925 | 1948.868 | 1491.839 | 3344.283 | 3149.271 | 2227.066 | 2841.269 | 2295.799 | 3065.459 | Competitive | Competitive | 1 | TRUE | FALSE | 1 | Non-Competitive | 2.7185 | Competitive | 516.0032 | -21.749 | 2270.132 | 3091.854 | 1072 | 1
SCMNCPS5 6028__A TO_FROM | SCMNCPS5 | 6028__A | 1065 | 1 | 1 | GRHAMSES1_5 | COKFIELD_5 | TO_FROM | 73521.13 | 64251.33 | -434.39 | 0 | 773.604 | 1849.462 | -0.08311 | 0.41088 | -0.08311 | 0.41088 | 1658.969 | 269.6144 | 0 | 738.341 | 2247.859 | 1146.619 | 2341.084 | 655.375 | 2068.18 | 3398.048 | 3344.283 | 764.672 | 2354.009 | 773.414 | 2432.172 | Competitive | Non-Competitive | 0 | TRUE | FALSE | 1 | Non-Competitive | 2.7185 | Non-Competitive | 1399.432 | 313.8017 | 902.263 | 2334.59 | 1072 | 1
SCMNCPS5 6029__A FROM_TO | SCMNCPS5 | 6029__A | 1065 | 1 | 1 | LONGCREK_5 | COKFIELD_5 | FROM_TO | 73521.13 | 72595.85 | -530.005 | 0 | 993.235 | 2201.34 | -0.08311 | 0.2511 | -0.58912 | 0.2511 | 1592.283 | 269.6144 | 0 | 768.738 | 2247.859 | 795.087 | 2341.084 | 668.871 | 2068.18 | 822.499 | 3344.283 | 761.24 | 2354.009 | 772.892 | 2432.172 | Non-Competitive | Non-Competitive | 0 | TRUE | FALSE | 1 | Non-Competitive | 2.6095 | Non-Competitive | 1335.692 | 313.8017 | 852.556 | 2334.59 | 1072 | 1
SCMNCPS5 6029__A TO_FROM | SCMNCPS5 | 6029__A | 1065 | 1 | 1 | LONGCREK_5 | COKFIELD_5 | TO_FROM | 73521.13 | 74586.52 | -1546.43 | 0 | 2201.34 | 982.907 | -0.14068 | 0.58912 | -0.2511 | 0.58912 | 801.1897 | 34.3033 | 0 | 1794.094 | 2829.999 | 10000 | 3074.925 | 1684.282 | 1491.839 | 10000 | 3149.271 | 4860.76 | 2841.269 | 5006.091 | 3065.459 | Competitive | Competitive | 1 | TRUE | FALSE | 1 | Non-Competitive | 2.6095 | Competitive | 614.8273 | -21.749 | 5350.413 | 3091.854 | 1072 | 1
SCMNCPS5 6035__A FROM_TO | SCMNCPS5 | 6035__A | 1065 | 1 | 1 | TONKAWA_5 | GRHAMSES1_5 | FROM_TO | 73521.13 | 68973.34 | -355.519 | 0 | 854.077 | 1928.908 | -0.0546 | 0.16711 | -0.0546 | 0.16711 | 1237.659 | 153.0853 | 0 | 886.184 | 2631.623 | 912.165 | 1991.12 | 764.167 | 1959.632 | 973.733 | 3339.923 | 968.426 | 2253.349 | 981.799 | 2233.307 | Competitive | Non-Competitive | 0 | TRUE | FALSE | 1 | Non-Competitive | 0.742 | Competitive | 1013.096 | 204.7782 | 1055.899 | 2822.447 | 1072 | 0
SCMNCPS5 6035__A TO_FROM | SCMNCPS5 | 6035__A | 1065 | 1 | 1 | TONKAWA_5 | GRHAMSES1_5 | TO_FROM | 73521.13 | 76877.43 | -1098.11 | 0 | 1928.908 | 854.078 | -0.12541 | 0.054599 | -0.16711 | 0.054599 | 530.3216 | 23.5313 | 0 | 2503.304 | 3081.499 | 1848.742 | 3081.499 | 1838.047 | 1763.496 | 3339.923 | 3147.013 | 2118.531 | 2969.538 | 2091.26 | 3112.035 | Competitive | Competitive | 1 | TRUE | FALSE | 1 | Non-Competitive | 0.742 | Competitive | 368.3076 | -54.3983 | 2683.285 | 3127.985 | 1072 | 1
SCMNCPS5 6380__A FROM_TO | SCMNCPS5 | 6380__A | 185 | 1 | 1 | MURRY_P8 | GRHAMSES1_8 | FROM_TO | 73521.13 | 72863.52 | -116.869 | 0 | 906.936 | 1664.828 | -0.06232 | 0.12282 | -0.06232 | 0.69766 | 221.2445 | -8.4491 | 0 | 1444.533 | 10000 | 2520.841 | 10000 | 779.102 | 2000.421 | 5649.162 | 10000 | 1276.065 | 5393.277 | 1777.23 | 10000 | Competitive | Non-Competitive | 0 | TRUE | FALSE | 1 | Non-Competitive | 0.703 | Competitive | 169.807 | 13.1047 | 2890.931 | 10000 | 186 | 0
SCMNCPS5 6380__A TO_FROM | SCMNCPS5 | 6380__A | 185 | 1 | 1 | MURRY_P8 | GRHAMSES1_8 | TO_FROM | 73521.13 | 73543.99 | -220.818 | 0 | 2015.719 | 847.789 | -0.0301 | 0.062322 | -0.69766 | 0.062322 | 168.8016 | 62.6933 | 3757.63 | 7037.245 | 3640.673 | 7037.245 | 3213.723 | 1844.979 | 2102.001 | 10000 | 3213.723 | 4702.806 | 3254.401 | 8272.223 | 3365.764 | Competitive | Competitive | 1 | TRUE | FALSE | 1 | Non-Competitive | 0.703 | Competitive | 142.1852 | 54.3541 | 7691.527 | 3395.03 | 186 | 1
SCMNCPS5 6380__D FROM_TO | SCMNCPS5 | 6380__D | 154 | 1 | 1 | MURRY_P8 | PAIP4B | FROM_TO | 73521.13 | 73458.91 | -223.418 | 0 | 2019.374 | 1003.943 | -0.03014 | 0.062287 | -0.20047 | 0.30231 | 166.2258 | 60.2499 | 3757.63 | 7038.405 | 3640.572 | 7038.405 | 3213.569 | 1859.765 | 2078.678 | 10000 | 3213.569 | 4728.674 | 3248.962 | 8273.937 | 3365.136 | Competitive | Non-Competitive | 0 | TRUE | FALSE | 1 | Non-Competitive | 0.695 | Competitive | 139.6085 | 51.9518 | 7692.884 | 3394.031 | 155 | 0
SCMNCPS5 6380__D TO_FROM | SCMNCPS5 | 6380__D | 154 | 1 | 1 | MURRY_P8 | PAIP4B | TO_FROM | 73521.13 | 73274.53 | -114.29 | 0 | 1003.943 | 2019.374 | -0.06229 | 0.12286 | -0.30231 | 0.20047 | 223.8229 | -5.8716 | 0 | 1444.523 | 10000 | 2520.637 | 10000 | 776.661 | 2017.376 | 5649.269 | 10000 | 1274.212 | 5424.927 | 1776.061 | 10000 | Non-Competitive | Non-Competitive | 0 | TRUE | FALSE | 1 | Non-Competitive | 0.695 | Non-Competitive | 172.3942 | 15.6817 | 2889.779 | 10000 | 155 | 1
SCMNCPS5 651__A FROM_TO | SCMNCPS5 | 651__A | 185 | 1 | 1 | COMANCHE_T8 | COMANCHE_8 | FROM_TO | 73521.13 | 73696.03 | 10.0934 | 0 | 783.088 | 0 | 0 | 0.000137 | -0.99986 | 0.000137 | 10.0968 | 10.0986 | 0 |  |  | 783.088 |  | 783.088 |  | 783.088 |  | 783.088 |  | 783.088 | 0 | Competitive | Competitive | 1 | FALSE | TRUE | 1 | Non-Competitive | 0.758 | Competitive | 10.1314 | 10.0845 | 788.325 | 0 | 186 | 1
SCMNCPS5 651__A TO_FROM | SCMNCPS5 | 651__A | 185 | 1 | 1 | COMANCHE_T8 | COMANCHE_8 | TO_FROM | 73521.13 | 94738.8 | -10.0934 | 0 | 783.088 | 0 | -0.00014 | 0 | -0.00014 | 0.99986 | -10.0846 | -9.3099 | 5643.83 |  |  |  | 920.068 |  | 920.068 |  | 920.068 |  | 920.068 | 0 | 920.068 | Competitive | Competitive | 1 | FALSE | TRUE | 1 | Non-Competitive | 0.758 | Competitive | -10.0857 | -9.1242 | 0 | 921.083 | 186 | 1
SCMNCPS5 651__B FROM_TO | SCMNCPS5 | 651__B | 185 | 1 | 1 | COMCHESS1_8 | COMANCHE_T8 | FROM_TO | 73521.13 | 73087.16 | -87.4575 | 0 | 998.804 | 1912.866 | -0.07216 | 0.037557 | -0.67652 | 0.24136 | 478.5888 | -66.2749 | 0 | 868.253 | 7615.818 | 787.713 | 7457.66 | 591.493 | 2036.777 | 868.253 | 10000 | 750.045 | 4688.045 | 850.171 | 8400.656 | Competitive | Non-Competitive | 0 | TRUE | FALSE | 1 | Non-Competitive | 0.742 | Non-Competitive | 386.8701 | -31.8853 | 904.461 | 8333.264 | 186 | 1
SCMNCPS5 651__B TO_FROM | SCMNCPS5 | 651__B | 185 | 1 | 1 | COMCHESS1_8 | COMANCHE_T8 | TO_FROM | 73521.13 | 73484.09 | -479.559 | 0 | 1912.865 | 998.804 | -0.02893 | 0.12067 | -0.24136 | 0.67652 | 191.3023 | -87.3801 | 0 | 6096.386 | 2932.097 | 7841.634 | 2485.512 | 1829.262 | 860.696 | 7841.634 | 2519.424 | 3600.763 | 1575.65 | 5957.047 | 2656.523 | Competitive | Non-Competitive | 0 | TRUE | FALSE | 1 | Non-Competitive | 0.742 | Competitive | 139.4171 | -75.2593 | 5755.442 | 1489.122 | 186 | 0
SCMNCPS5 651__D FROM_TO | SCMNCPS5 | 651__D | 185 | 1 | 1 | DUBLIN1_8 | HASSE_P8 | FROM_TO | 73521.13 | 73419.18 | -386.245 | 0 | 1960.045 | 901.466 | -0.02222 | 0.1232 | -0.35122 | 0.38747 | 213.1204 | -49.5158 | 0 | 6027.957 | 3004.517 | 7789.23 | 1692.841 | 1836.867 | 848.059 | 7789.23 | 2440.886 | 3414.024 | 1312.436 | 5829.513 | 2111.56 | Competitive | Non-Competitive | 0 | TRUE | FALSE | 1 | Non-Competitive | 0.703 | Competitive | 167.7519 | -39.2775 | 5616.789 | 1412.606 | 186 | 0
SCMNCPS5 651__D TO_FROM | SCMNCPS5 | 651__D | 185 | 1 | 1 | DUBLIN1_8 | HASSE_P8 | TO_FROM | 73521.13 | 73011.13 | -110.433 | 0 | 974.098 | 2060.852 | -0.07135 | 0.029516 | -0.38747 | 0.35122 | 382.6087 | -89.7168 | 0 | 959.32 | 7584.638 | 794.442 | 7427.513 | 597.17 | 2045.735 | 852.656 | 10000 | 724.552 | 4466.325 | 853.589 | 8361.218 | Non-Competitive | Non-Competitive | 0 | TRUE | FALSE | 1 | Non-Competitive | 0.703 | Non-Competitive | 308.6228 | -61.549 | 918.239 | 8278.443 | 186 | 1
SCMNCPS5 651__E FROM_TO | SCMNCPS5 | 651__E | 249 | 1 | 1 | DUBLIN1_8 | STPHNVIL_8 | FROM_TO | 73521.13 | 72842.16 | -126.981 | 0 | 888.404 | 1966.858 | -0.07158 | 0.029291 | -0.17243 | 0.6123 | 366.0758 | -106.242 | 0 | 959.576 | 7582.19 | 795.05 | 7424.062 | 600.927 | 2033.315 | 852.926 | 10000 | 731.138 | 4378.416 | 855.053 | 8354.11 | Competitive | Non-Competitive | 0 | TRUE | FALSE | 1 | Non-Competitive | 0.7345 | Non-Competitive | 292.1018 | -78.0957 | 920.447 | 8269.322 | 251 | 1
SCMNCPS5 651__E TO_FROM | SCMNCPS5 | 651__E | 249 | 1 | 1 | DUBLIN1_8 | STPHNVIL_8 | TO_FROM | 73521.13 | 73546.71 | -369.711 | 0 | 2068.574 | 958.549 | -0.02199 | 0.12342 | -0.61231 | 0.17243 | 229.6705 | -32.9629 | 0 | 6028.433 | 3004.492 | 7791.411 | 1920.476 | 1828 | 859.427 | 7791.411 | 2441.814 | 3358.11 | 1346.554 | 5830.253 | 2238.532 | Competitive | Competitive | 1 | TRUE | FALSE | 1 | Non-Competitive | 0.7345 | Competitive | 184.2689 | -22.7529 | 5614.749 | 1957.777 | 251 | 1
SCMNSAR5 6011__A FROM_TO | SCMNSAR5 | 6011__A | 1065 | 1 | 1 | BOWMAN_5 | FISHRDSS1_5 | FROM_TO | 73521.13 | 74696.7 | -288.69 | 0 | 1838.309 | 784.969 | -0.13522 | 0.016234 | -0.70319 | 0.20468 | 237.7771 | 31.4393 | 0 |  | 3300.564 | 2445.448 | 3695.052 | 1286.197 | 1653.722 | 3859.214 | 3695.052 | 1640.595 | 3155.727 | 2680.678 | 3617.38 | Competitive | Competitive | 1 | TRUE | FALSE | 1 | Non-Competitive | 0.719 | Competitive | 168.5037 | 61.8757 | 3342.577 | 3695.052 | 1072 | 1
SCMNSAR5 6011__A TO_FROM | SCMNSAR5 | 6011__A | 1065 | 1 | 1 | BOWMAN_5 | FISHRDSS1_5 | TO_FROM | 73521.13 | 77828.17 | -112.685 | 0 | 740.102 | 2084.801 | -0.01623 | 0.13522 | -0.20468 | 0.70319 | 191.0389 | -182.233 | 0 | 2197.452 |  | 2708.889 | 2445.448 | 712.914 | 1342.296 | 2708.889 | 3859.214 | 1980.83 | 1690.534 | 2590.516 | 2680.678 | Competitive | Competitive | 1 | TRUE | FALSE | 1 | Non-Competitive | 0.719 | Competitive | 21.2783 | -137.995 | 3657.071 | 3342.577 | 1072 | 1
SCMNSAR5 6012__A FROM_TO | SCMNSAR5 | 6012__A | 1065 | 1 | 1 | BOWMAN_5 | JACKSBRO_5 | FROM_TO | 73521.13 | 72106.08 | -323.397 | 0 | 690.787 | 2042.641 | -0.08705 | 0.3393 | -0.11748 | 0.42561 | 1184.485 | -547.676 | 0 | 645.267 | 1659.46 | 2580.026 | 5008.96 | 598.424 | 1510.793 | 2708.889 | 5008.96 | 1001.96 | 2076.541 | 1006.185 | 2316.596 | Non-Competitive | Non-Competitive | 0 | TRUE | FALSE | 1 | Non-Competitive | 0.703 | Competitive | 633.8035 | -329.826 | 1464.899 | 5346.507 | 956 | 0
SCMNSAR5 6012__A TO_FROM | SCMNSAR5 | 6012__A | 1065 | 1 | 1 | BOWMAN_5 | JACKSBRO_5 | TO_FROM | 73521.13 | 74382.07 | -1277.25 | 0 | 1999.805 | 690.786 | -0.3393 | 0.087053 | -0.42561 | 0.11748 | 699.3286 | -123.174 | 0 | 1562.846 | 1660.612 | 5008.96 | 3695.052 | 1453.787 | 1336.135 | 5008.96 | 3695.052 | 2018.296 | 2226.495 | 2239.289 | 2243.18 | Competitive | Competitive | 1 | TRUE | FALSE | 1 | Non-Competitive | 0.703 | Competitive | 475.5353 | -58.1097 | 5346.507 | 2556.542 | 956 | 1
SCMNSAR5 6024__A FROM_TO | SCMNSAR5 | 6024__A | 1065 | 1 | 1 | GRHAMSES1_5 | LONGCREK_5 | FROM_TO | 73521.13 | 75119.38 | -1509.59 | 0 | 1851.302 | 774.858 | -0.14256 | 0.081304 | -0.25188 | 0.081304 | 672.8205 | 4.8485 | 0 | 2026.076 | 3012.554 | 2201.851 | 3075.256 | 1936.445 | 1507.34 | 3347.31 | 3149.207 | 2199.994 | 2864.097 | 2229.788 | 3098.341 | Competitive | Competitive | 1 | TRUE | FALSE | 1 | Non-Competitive | 0.6875 | Competitive | 493.402 | -40.357 | 2285.026 | 3098.358 | 1072 | 1
SCMNSAR5 6024__A TO_FROM | SCMNSAR5 | 6024__A | 1065 | 1 | 1 | GRHAMSES1_5 | LONGCREK_5 | TO_FROM | 73521.13 | 64322.44 | -412.335 | 0 | 774.858 | 2055.319 | -0.0813 | 0.25188 | -0.0813 | 0.25188 | 1646.412 | 290.0201 | 0 | 766.344 | 2160.338 | 777.851 | 2302.202 | 663.022 | 2055.786 | 802.601 | 3347.31 | 745.09 | 2329.642 | 756.446 | 2366.114 | Non-Competitive | Non-Competitive | 0 | TRUE | FALSE | 1 | Non-Competitive | 0.6875 | Non-Competitive | 1377.852 | 328.3752 | 822.63 | 2357.019 | 1072 | 1
SCMNSAR5 6028__A FROM_TO | SCMNSAR5 | 6028__A | 1065 | 1 | 1 | GRHAMSES1_5 | COKFIELD_5 | FROM_TO | 73521.13 | 74461.9 | -1556.36 | 0 | 2057.829 | 774.281 | -0.1433 | 0.081725 | -0.4128 | 0.081725 | 676.3017 | 4.8669 | 0 | 2026.066 | 2990.685 | 2201.85 | 3075.253 | 1936.439 | 1507.323 | 3347.312 | 3149.204 | 2199.982 | 2864.085 | 2229.775 | 3094.873 | Competitive | Competitive | 1 | TRUE | FALSE | 1 | Non-Competitive | 0.883 | Competitive | 495.9505 | -40.5749 | 2285.041 | 3098.355 | 1072 | 1
SCMNSAR5 6028__A TO_FROM | SCMNSAR5 | 6028__A | 1065 | 1 | 1 | GRHAMSES1_5 | COKFIELD_5 | TO_FROM | 73521.13 | 63779.33 | -414.465 | 0 | 774.281 | 1847.92 | -0.08173 | 0.4128 | -0.08173 | 0.4128 | 1693.893 | 291.5259 | 0 | 751.281 | 2160.326 | 1057.257 | 2302.201 | 658.079 | 2055.779 | 3396.349 | 3347.312 | 764.396 | 2329.628 | 773.788 | 2366.098 | Competitive | Non-Competitive | 0 | TRUE | FALSE | 1 | Non-Competitive | 0.883 | Non-Competitive | 1423.941 | 330.082 | 896.701 | 2357.035 | 1072 | 1
SCMNSAR5 6029__A FROM_TO | SCMNSAR5 | 6029__A | 1065 | 1 | 1 | LONGCREK_5 | COKFIELD_5 | FROM_TO | 73521.13 | 72550.18 | -513.117 | 0 | 971.951 | 1601.993 | -0.08173 | 0.25319 | -0.5872 | 0.25319 | 1620.447 | 291.5259 | 0 | 782.658 | 2160.326 | 796.323 | 2302.201 | 672.125 | 2055.779 | 823.733 | 3347.312 | 764.274 | 2329.628 | 776.491 | 2366.098 | Competitive | Non-Competitive | 0 | TRUE | FALSE | 1 | Non-Competitive | 0.828 | Non-Competitive | 1359.985 | 330.082 | 852.711 | 2357.035 | 1072 | 1
SCMNSAR5 6029__A TO_FROM | SCMNSAR5 | 6029__A | 1065 | 1 | 1 | LONGCREK_5 | COKFIELD_5 | TO_FROM | 73521.13 | 74678.54 | -1579.37 | 0 | 1601.993 | 901.286 | -0.1433 | 0.5872 | -0.25319 | 0.5872 | 771.6045 | 4.8669 | 0 | 1728.24 | 2990.685 | 10000 | 3075.253 | 1671.189 | 1507.323 | 10000 | 3149.204 | 4969.695 | 2864.085 | 5091.723 | 3094.873 | Competitive | Competitive | 1 | TRUE | FALSE | 1 | Non-Competitive | 0.828 | Competitive | 594.2941 | -40.5749 | 5441.973 | 3098.355 | 1072 | 1
SCMNSAR5 6035__A FROM_TO | SCMNSAR5 | 6035__A | 1065 | 1 | 1 | TONKAWA_5 | GRHAMSES1_5 | FROM_TO | 73521.13 | 68386.99 | -342.696 | 0 | 854.558 | 1906.189 | -0.05368 | 0.16886 | -0.05368 | 0.16886 | 1257.957 | 167.5085 | 0 | 885.848 | 2774.153 | 912.187 | 2263.324 | 767.426 | 1954.628 | 973.714 | 3342.038 | 968.205 | 2232.791 | 980.409 | 2491.219 | Competitive | Non-Competitive | 0 | TRUE | FALSE | 1 | Non-Competitive | 0.711 | Competitive | 1028.593 | 216.7648 | 1054.81 | 2831.95 | 1072 | 0
SCMNSAR5 6035__A TO_FROM | SCMNSAR5 | 6035__A | 1065 | 1 | 1 | TONKAWA_5 | GRHAMSES1_5 | TO_FROM | 73521.13 | 76932.79 | -1117.38 | 0 | 1906.189 | 854.558 | -0.1272 | 0.053679 | -0.16886 | 0.053679 | 514.7336 | 3.775 | 0 | 2633.752 | 3081.659 | 2067.841 | 3081.659 | 1831.841 | 1785.683 | 3342.038 | 3147.011 | 2096.122 | 2981.308 | 2303.95 | 3112.187 | Competitive | Competitive | 1 | TRUE | FALSE | 1 | Non-Competitive | 0.711 | Competitive | 356.4944 | -62.1861 | 2684.836 | 3128 | 1072 | 1
SCMNSAR5 6380__A FROM_TO | SCMNSAR5 | 6380__A | 185 | 1 | 1 | MURRY_P8 | GRHAMSES1_8 | FROM_TO | 73521.13 | 72810.9 | -114.264 | 0 | 907.082 | 1664.729 | -0.06234 | 0.12291 | -0.06234 | 0.69765 | 224.7923 | -5.2343 | 0 | 1444.474 | 10000 | 2521.06 | 10000 | 781.251 | 1998.428 | 5650.253 | 10000 | 1263.884 | 5396.497 | 1767.126 | 10000 | Competitive | Non-Competitive | 0 | TRUE | FALSE | 1 | Non-Competitive | 0.75 | Competitive | 172.802 | 16.0174 | 2884.717 | 10000 | 186 | 0
SCMNSAR5 6380__A TO_FROM | SCMNSAR5 | 6380__A | 185 | 1 | 1 | MURRY_P8 | GRHAMSES1_8 | TO_FROM | 73521.13 | 73548.84 | -224.487 | 0 | 2015.578 | 907.082 | -0.03032 | 0.06234 | -0.69765 | 0.06234 | 165.4745 | 60.3085 | 3757.63 | 7016.069 | 3639.747 | 7016.069 | 3212.17 | 1838.684 | 2140.201 | 10000 | 3212.17 | 4690.718 | 3259.623 | 8240.742 | 3359.745 | Competitive | Competitive | 1 | TRUE | FALSE | 1 | Non-Competitive | 0.75 | Competitive | 139.4561 | 52.4393 | 7668.522 | 3387.991 | 186 | 1
SCMNSAR5 6380__D FROM_TO | SCMNSAR5 | 6380__D | 154 | 1 | 1 | MURRY_P8 | PAIP4B | FROM_TO | 73521.13 | 73475.79 | -227.084 | 0 | 2018.897 | 930.235 | -0.03036 | 0.062305 | -0.20049 | 0.30231 | 162.898 | 57.8651 | 3757.63 | 7017.206 | 3639.65 | 7017.206 | 3212.023 | 1853.761 | 2116.126 | 10000 | 3212.023 | 4716.261 | 3254.482 | 8242.442 | 3359.143 | Competitive | Non-Competitive | 0 | TRUE | FALSE | 1 | Non-Competitive | 0.734 | Competitive | 136.8787 | 50.0371 | 7669.864 | 3387.035 | 155 | 0
SCMNSAR5 6380__D TO_FROM | SCMNSAR5 | 6380__D | 154 | 1 | 1 | MURRY_P8 | PAIP4B | TO_FROM | 73521.13 | 73263.63 | -111.684 | 0 | 1004.845 | 2018.897 | -0.06231 | 0.12294 | -0.30231 | 0.2005 | 227.3707 | -2.6568 | 0 | 1444.469 | 10000 | 2520.858 | 10000 | 778.798 | 2015.818 | 5650.359 | 10000 | 1262.095 | 5427.873 | 1765.986 | 10000 | Non-Competitive | Non-Competitive | 0 | TRUE | FALSE | 1 | Non-Competitive | 0.734 | Non-Competitive | 175.3892 | 18.5945 | 2883.577 | 10000 | 155 | 1
SCMNSAR5 651__A FROM_TO | SCMNSAR5 | 651__A | 185 | 1 | 1 | COMANCHE_T8 | COMANCHE_8 | FROM_TO | 73521.13 | 73696.03 | 10.0934 | 0 | 783.088 | 0 | 0 | 0.000137 | -0.99986 | 0.000137 | 10.0968 | 10.0986 | 0 |  |  | 783.088 |  | 783.088 |  | 783.088 |  | 783.088 |  | 783.088 | 0 | Competitive | Competitive | 1 | FALSE | TRUE | 1 | Non-Competitive | 0.781 | Competitive | 10.1314 | 10.0845 | 788.325 | 0 | 186 | 1
SCMNSAR5 651__A TO_FROM | SCMNSAR5 | 651__A | 185 | 1 | 1 | COMANCHE_T8 | COMANCHE_8 | TO_FROM | 73521.13 | 94738.8 | -10.0934 | 0 | 783.088 | 0 | -0.00014 | 0 | -0.00014 | 0.99986 | -10.0846 | -9.3099 | 5643.83 |  |  |  | 920.068 |  | 920.068 |  | 920.068 |  | 920.068 | 0 | 920.068 | Competitive | Competitive | 1 | FALSE | TRUE | 1 | Non-Competitive | 0.781 | Competitive | -10.0857 | -9.1242 | 0 | 921.083 | 186 | 1
SCMNSAR5 651__B FROM_TO | SCMNSAR5 | 651__B | 185 | 1 | 1 | COMCHESS1_8 | COMANCHE_T8 | FROM_TO | 73521.13 | 73592.12 | 4.4345 | 0 | 1563.511 | 984.126 | -0.06662 | 0.012972 | -0.70084 | 0.21375 | 135.1078 | 84.9583 | 0 |  | 10000 | 5036.294 | 10000 | 1405.612 | 7094.118 | 5214.418 | 10000 | 4064.039 | 9109.289 | 5597.371 | 10000 | Competitive | Competitive | 1 | TRUE | FALSE | 1 | Non-Competitive | 0.711 | Competitive | 125.2851 | 76.798 | 5632.292 | 10000 | 186 | 1
SCMNSAR5 651__B TO_FROM | SCMNSAR5 | 651__B | 185 | 1 | 1 | COMCHESS1_8 | COMANCHE_T8 | TO_FROM | 73521.13 | 74230.51 | -128.267 | 0 | 1059.942 | 1409.021 | -0.01297 | 0.12625 | -0.21375 | 0.70084 | 31.6861 | -35.0677 | 875.13 | 6779.419 |  | 7632.367 | 5214.418 | 4969.693 | 1562.61 | 7632.367 | 5214.418 | 5792.173 | 4257.571 | 6119.916 | 5678.37 | Competitive | Competitive | 1 | TRUE | FALSE | 1 | Non-Competitive | 0.711 | Competitive | 30.8614 | -32.2085 | 6192.096 | 5695.294 | 186 | 1
SCMNSAR5 651__D FROM_TO | SCMNSAR5 | 651__D | 185 | 1 | 1 | DUBLIN1_8 | HASSE_P8 | FROM_TO | 73521.13 | 73783.39 | -93.6006 | 0 | 725.734 | 1115.831 | -0.01371 | 0.12796 | -0.33452 | 0.39595 | 96.8202 | -58.0596 | 0 | 5326.028 |  | 7615.354 | 4656.516 | 2937.298 | 1219.447 | 7615.354 | 4656.516 | 5468.658 | 2808.706 | 5599.86 | 4564.171 | Competitive | Competitive | 1 | TRUE | FALSE | 1 | Non-Competitive | 0.7425 | Competitive | 90.4506 | 20.4281 | 5697.919 | 4580.415 | 186 | 1
SCMNSAR5 651__D TO_FROM | SCMNSAR5 | 651__D | 185 | 1 | 1 | DUBLIN1_8 | HASSE_P8 | TO_FROM | 73521.13 | 73756.64 | -52.0183 | 0 | 1105.052 | 725.734 | -0.06686 | 0.01371 | -0.39595 | 0.33452 | 92.2064 | 35.5064 | 0 |  | 7519.046 | 4656.516 | 10000 | 1090.805 | 4896.305 | 4656.516 | 10000 | 2608.433 | 8724.712 | 4564.171 | 9024.51 | Competitive | Competitive | 1 | TRUE | FALSE | 1 | Non-Competitive | 0.7425 | Competitive | 84.6734 | 30.3265 | 4580.415 | 9086.443 | 186 | 1
SCMNSAR5 651__E FROM_TO | SCMNSAR5 | 651__E | 249 | 1 | 1 | DUBLIN1_8 | STPHNVIL_8 | FROM_TO | 73521.13 | 74524.14 | -68.5321 | 0 | 1115.832 | 887.937 | -0.06709 | 0.013486 | -0.17415 | 0.60382 | 75.6652 | 18.9384 | 0 |  | 7506.51 | 4655.462 | 10000 | 1177.534 | 4457.307 | 4655.462 | 10000 | 2886.287 | 8664.359 | 4560.283 | 9011.996 | Competitive | Competitive | 1 | TRUE | FALSE | 1 | Non-Competitive | 0.719 | Competitive | 68.161 | 13.7982 | 4576.834 | 9074.531 | 251 | 1
SCMNSAR5 651__E TO_FROM | SCMNSAR5 | 651__E | 249 | 1 | 1 | DUBLIN1_8 | STPHNVIL_8 | TO_FROM | 73521.13 | 73744.97 | -77.0374 | 0 | 887.937 | 1105 | -0.01349 | 0.12819 | -0.60382 | 0.17414 | 113.3942 | -41.5459 | 0 | 5318.541 |  | 7618.112 | 4655.462 | 2689.675 | 1322.194 | 7618.112 | 4655.462 | 5427.024 | 3084.945 | 5596.731 | 4560.283 | Competitive | Competitive | 1 | TRUE | FALSE | 1 | Non-Competitive | 0.719 | Competitive | 106.9764 | 36.8653 | 5695.399 | 4576.834 | 251 | 1
SFSHBOM5 6011__A FROM_TO | SFSHBOM5 | 6011__A | 1065 | 0 | 0 | BOWMAN_5 | FISHRDSS1_5 | FROM_TO | 73521.13 | 74710.64 | -263.141 | 0 | 2107.139 | 937.259 | -0.1348 | 0.015879 | -0.70293 | 0.20495 | 227.9469 | 38.703 | 0 |  | 3302.421 | 2942.882 | 3695.052 | 1180.417 | 1706.038 | 3827.488 | 3695.052 | 1572.114 | 3219.04 | 3137.886 | 3618.239 | Competitive | Competitive | 1 | TRUE | FALSE | 1 | Non-Competitive | 0.711 | Competitive | 165.2651 | 65.1158 | 3346.42 | 3695.052 | 1072 | 1
SFSHBOM5 6011__A TO_FROM | SFSHBOM5 | 6011__A | 1065 | 0 | 0 | BOWMAN_5 | FISHRDSS1_5 | TO_FROM | 73521.13 | 77944.9 | -108.607 | 0 | 937.261 | 1853.347 | -0.01588 | 0.1348 | -0.20495 | 0.70293 | 167.2195 | -191.133 | 0 | 2204.683 |  | 2708.889 | 2942.882 | 751.747 | 1236.797 | 2708.889 | 3827.488 | 2087.656 | 1620.842 | 2595.017 | 3137.886 | Competitive | Competitive | 1 | TRUE | FALSE | 1 | Non-Competitive | 0.711 | Competitive | 8.5153 | -37.4456 | 3658.429 | 3346.42 | 1072 | 1
SFSHBOM5 6012__A FROM_TO | SFSHBOM5 | 6012__A | 1065 | 0 | 0 | BOWMAN_5 | JACKSBRO_5 | FROM_TO | 73521.13 | 73456.31 | -303.502 | 0 | 694.885 | 1983.395 | -0.08532 | 0.33723 | -0.11647 | 0.42431 | 1048.997 | -509.131 | 0 | 646.61 | 4753.423 | 2584.628 | 5009.975 | 611.362 | 1407.734 | 2708.889 | 5009.975 | 1121.598 | 2283.743 | 1125.588 | 4958.97 | Competitive | Competitive | 1 | TRUE | FALSE | 1 | Non-Competitive | 0.75 | Competitive | 561.5741 | -313.162 | 1614.502 | 5346.071 | 956 | 1
SFSHBOM5 6012__A TO_FROM | SFSHBOM5 | 6012__A | 1065 | 0 | 0 | BOWMAN_5 | JACKSBRO_5 | TO_FROM | 73521.13 | 74496.07 | -1156.77 | 0 | 1983.395 | 694.884 | -0.33723 | 0.085321 | -0.42432 | 0.11647 | 652.0193 | -107.235 | 0 | 4753.423 | 1644.705 | 5009.975 | 3695.052 | 1355.317 | 1415.386 | 5009.975 | 3695.052 | 2225.168 | 2360.976 | 4958.97 | 2375.127 | Competitive | Competitive | 1 | TRUE | FALSE | 1 | Non-Competitive | 0.75 | Competitive | 449.2767 | -39.7706 | 5346.071 | 2656.141 | 956 | 1
SFSHBOM5 6024__A FROM_TO | SFSHBOM5 | 6024__A | 1065 | 0 | 0 | GRHAMSES1_5 | LONGCREK_5 | FROM_TO | 73521.13 | 75578.99 | -1300.51 | 0 | 1881.163 | 771.652 | -0.12649 | 0.083248 | -0.24176 | 0.083248 | 580.4193 | -0.10085 | 0 | 1914.908 | 3077.613 | 2839.763 | 3077.613 | 1872.479 | 1652.517 | 3374.334 | 3148.842 | 2271.601 | 2927.587 | 2293.32 | 3110.002 | Competitive | Competitive | 1 | TRUE | FALSE | 1 | Non-Competitive | 0.8595 | Competitive | 431.9782 | -42.9529 | 2704.145 | 3100.381 | 1072 | 1
SFSHBOM5 6024__A TO_FROM | SFSHBOM5 | 6024__A | 1065 | 0 | 0 | GRHAMSES1_5 | LONGCREK_5 | TO_FROM | 73521.13 | 68080.63 | -364.313 | 0 | 771.652 | 1881.163 | -0.08325 | 0.24176 | -0.08325 | 0.24176 | 1422.202 | 255.8977 | 0 | 765.814 | 2077.421 | 774.999 | 3165.458 | 673.052 | 1994.905 | 1077.722 | 3374.334 | 745.058 | 2410.82 | 753.971 | 2458.705 | Competitive | Non-Competitive | 0 | TRUE | FALSE | 1 | Non-Competitive | 0.8595 | Non-Competitive | 1230.152 | 296.5057 | 830.586 | 2825.076 | 1072 | 1
SFSHBOM5 6028__A FROM_TO | SFSHBOM5 | 6028__A | 1065 | 0 | 0 | GRHAMSES1_5 | COKFIELD_5 | FROM_TO | 73521.13 | 74724.88 | -1346.21 | 0 | 2046.561 | 773.033 | -0.12715 | 0.083679 | -0.4046 | 0.083679 | 583.4266 | -0.1015 | 0 | 1914.895 | 3077.615 | 2839.757 | 3077.615 | 1872.476 | 1652.503 | 3374.333 | 3148.844 | 2271.585 | 2927.588 | 2293.287 | 3110.006 | Competitive | Competitive | 1 | TRUE | FALSE | 1 | Non-Competitive | 0.711 | Competitive | 434.2131 | -43.1771 | 2704.155 | 3100.373 | 1072 | 1
SFSHBOM5 6028__A TO_FROM | SFSHBOM5 | 6028__A | 1065 | 0 | 0 | GRHAMSES1_5 | COKFIELD_5 | TO_FROM | 73521.13 | 67452.84 | -366.196 | 0 | 773.033 | 2046.561 | -0.08368 | 0.4046 | -0.08368 | 0.4046 | 1468.519 | 257.2253 | 0 | 752.288 | 2077.407 | 2366.45 | 3165.452 | 667.703 | 1994.902 | 3406.51 | 3374.333 | 792.637 | 2410.804 | 800.487 | 2458.671 | Non-Competitive | Non-Competitive | 0 | TRUE | FALSE | 1 | Non-Competitive | 0.711 | Non-Competitive | 1275.473 | 298.0408 | 949.765 | 2825.087 | 1072 | 1
SFSHBOM5 6029__A FROM_TO | SFSHBOM5 | 6029__A | 1065 | 0 | 0 | LONGCREK_5 | COKFIELD_5 | FROM_TO | 73521.13 | 72942.39 | -668.173 | 0 | 1052.248 | 2595.419 | -0.08368 | 0.24301 | -0.5954 | 0.24301 | 1400.556 | 257.2253 | 0 | 784.794 | 2077.407 | 795.682 | 3165.452 | 683.655 | 1994.902 | 1118.959 | 3374.333 | 766.316 | 2410.804 | 776.142 | 2458.671 | Non-Competitive | Non-Competitive | 0 | TRUE | FALSE | 1 | Non-Competitive | 0.7655 | Non-Competitive | 1212.232 | 298.0408 | 863.687 | 2825.087 | 1072 | 1
SFSHBOM5 6029__A TO_FROM | SFSHBOM5 | 6029__A | 1065 | 0 | 0 | LONGCREK_5 | COKFIELD_5 | TO_FROM | 73521.13 | 75135.64 | -1363.97 | 0 | 2595.418 | 970.759 | -0.12715 | 0.5954 | -0.24301 | 0.5954 | 681.7932 | -0.1015 | 0 | 1607.849 | 3077.615 | 10000 | 3077.615 | 1598.218 | 1652.503 | 10000 | 3148.844 | 5926.167 | 2927.588 | 6425.29 | 3110.006 | Competitive | Competitive | 1 | TRUE | FALSE | 1 | Non-Competitive | 0.7655 | Competitive | 533.6557 | -43.1771 | 6522.645 | 3100.373 | 1072 | 1
SFSHBOM5 6035__A FROM_TO | SFSHBOM5 | 6035__A | 1065 | 0 | 0 | TONKAWA_5 | GRHAMSES1_5 | FROM_TO | 73521.13 | 72333.96 | -310.405 | 0 | 855.912 | 1548.702 | -0.05497 | 0.15899 | -0.05497 | 0.15899 | 1115.033 | 142.5289 | 0 | 893.083 | 3150.447 | 921.96 | 3285.722 | 791.061 | 1859.87 | 988.89 | 3363.739 | 992.848 | 2252.417 | 1001.523 | 3443.363 | Competitive | Non-Competitive | 0 | TRUE | FALSE | 1 | Non-Competitive | 0.7265 | Competitive | 937.9074 | 196.3941 | 1073.752 | 3073.839 | 1072 | 0
SFSHBOM5 6035__A TO_FROM | SFSHBOM5 | 6035__A | 1065 | 0 | 0 | TONKAWA_5 | GRHAMSES1_5 | TO_FROM | 73521.13 | 77499.41 | -981.069 | 0 | 1877.757 | 855.91 | -0.11651 | 0.054973 | -0.15899 | 0.054973 | 451.5871 | 7.785 | 0 | 2811.143 | 3084.01 | 2980.697 | 3084.01 | 1737.423 | 1955.745 | 3363.739 | 3146.552 | 2101.97 | 3024.316 | 3233.878 | 3113.701 | Competitive | Competitive | 1 | TRUE | FALSE | 1 | Non-Competitive | 0.7265 | Competitive | 319.2244 | -69.1979 | 2864.736 | 3131.172 | 1072 | 1
SFSHBOM5 6380__A FROM_TO | SFSHBOM5 | 6380__A | 185 | 0 | 0 | MURRY_P8 | GRHAMSES1_8 | FROM_TO | 73521.13 | 73268.42 | -108.146 | 0 | 851.749 | 1664.551 | -0.06255 | 0.12157 | -0.06255 | 0.6971 | 197.2219 | -11.4325 | 0 | 1951.81 | 10000 | 2531.195 | 10000 | 814.536 | 1934.929 | 5641.584 | 10000 | 1364.347 | 5883.304 | 2338.012 | 10000 | Competitive | Non-Competitive | 0 | TRUE | FALSE | 1 | Non-Competitive | 0.742 | Competitive | 155.2903 | 10.4658 | 3070.448 | 10000 | 186 | 0
SFSHBOM5 6380__A TO_FROM | SFSHBOM5 | 6380__A | 185 | 0 | 0 | MURRY_P8 | GRHAMSES1_8 | TO_FROM | 73521.13 | 73566.49 | -197.179 | 0 | 1664.551 | 911.629 | -0.02835 | 0.062549 | -0.6971 | 0.062549 | 153.2254 | 59.022 | 3757.63 | 7047.563 | 9390.403 | 7047.563 | 3222.658 | 1775.031 | 2409.542 | 10000 | 3222.658 | 5089.245 | 3338.938 | 8287.433 | 3402.612 | Competitive | Competitive | 1 | TRUE | FALSE | 1 | Non-Competitive | 0.742 | Competitive | 131.2765 | 51.506 | 7700.434 | 3427.756 | 186 | 1
SFSHBOM5 6380__D FROM_TO | SFSHBOM5 | 6380__D | 154 | 0 | 0 | MURRY_P8 | PAIP4B | FROM_TO | 73521.13 | 73537.17 | -199.778 | 0 | 1668.873 | 931.934 | -0.02839 | 0.062514 | -0.19924 | 0.30286 | 150.649 | 56.5786 | 3757.63 | 7048.73 | 9390.452 | 7048.73 | 3222.464 | 1789.912 | 2375.278 | 10000 | 3222.464 | 5119.427 | 3334.596 | 8289.147 | 3401.804 | Competitive | Competitive | 1 | TRUE | FALSE | 1 | Non-Competitive | 0.8595 | Competitive | 128.6991 | 49.1037 | 7701.797 | 3426.545 | 155 | 1
SFSHBOM5 6380__D TO_FROM | SFSHBOM5 | 6380__D | 154 | 0 | 0 | MURRY_P8 | PAIP4B | TO_FROM | 73521.13 | 73360.93 | -105.567 | 0 | 931.934 | 2018.427 | -0.06251 | 0.12161 | -0.30286 | 0.19924 | 199.8004 | -8.8551 | 0 | 1951.727 | 10000 | 2530.977 | 10000 | 811.406 | 1952.305 | 5641.693 | 10000 | 1362.268 | 5920.383 | 2337.095 | 10000 | Non-Competitive | Non-Competitive | 0 | TRUE | FALSE | 1 | Non-Competitive | 0.8595 | Non-Competitive | 157.8774 | 13.0428 | 2967.633 | 10000 | 155 | 1
SFSHBOM5 651__A FROM_TO | SFSHBOM5 | 651__A | 185 | 0 | 0 | COMANCHE_T8 | COMANCHE_8 | FROM_TO | 73521.13 | 73696.03 | 10.0934 | 0 | 783.088 | 0 | 0 | 0.000137 | -0.99986 | 0.000137 | 10.0968 | 10.0986 | 0 |  |  | 783.088 |  | 783.088 |  | 783.088 |  | 783.088 |  | 783.088 | 0 | Competitive | Competitive | 1 | FALSE | TRUE | 1 | Non-Competitive | 0.797 | Competitive | 10.1314 | 10.0845 | 788.325 | 0 | 186 | 1
SFSHBOM5 651__A TO_FROM | SFSHBOM5 | 651__A | 185 | 0 | 0 | COMANCHE_T8 | COMANCHE_8 | TO_FROM | 73521.13 | 94738.8 | -10.0934 | 0 | 783.088 | 0 | -0.00014 | 0 | -0.00014 | 0.99986 | -10.0846 | -9.3099 | 5643.83 |  |  |  | 920.068 |  | 920.068 |  | 920.068 |  | 920.068 | 0 | 920.068 | Competitive | Competitive | 1 | FALSE | TRUE | 1 | Non-Competitive | 0.797 | Competitive | -10.0857 | -9.1242 | 0 | 921.083 | 186 | 1
SFSHBOM5 651__B FROM_TO | SFSHBOM5 | 651__B | 185 | 0 | 0 | COMCHESS1_8 | COMANCHE_T8 | FROM_TO | 73521.13 | 73410.76 | -5.1592 | 0 | 1088.118 | 1719.843 | -0.07225 | 0.017587 | -0.72859 | 0.1831 | 265.4122 | 50.7729 | 0 |  | 7393.152 | 806.704 | 7366.275 | 619.293 | 3781.395 | 849.681 | 10000 | 744.48 | 8549.286 | 858.734 | 8869.265 | Competitive | Non-Competitive | 0 | TRUE | FALSE | 1 | Non-Competitive | 0.719 | Non-Competitive | 219.2155 | 58.0051 | 922.5 | 8927.55 | 186 | 1
SFSHBOM5 651__B TO_FROM | SFSHBOM5 | 651__B | 185 | 0 | 0 | COMCHESS1_8 | COMANCHE_T8 | TO_FROM | 73521.13 | 74267.64 | -263.307 | 0 | 1676.971 | 1088.118 | -0.0141 | 0.13099 | -0.1831 | 0.72859 | 46.9502 | -118.181 | 0 | 5355.023 |  | 7707.838 | 2397.533 | 3098.295 | 887.896 | 7707.838 | 2423.91 | 5700.088 | 1392.222 | 5727.588 | 2465.475 | Competitive | Competitive | 1 | TRUE | FALSE | 1 | Non-Competitive | 0.719 | Competitive | 24.4298 | -108.47 | 5808.665 | 2325.947 | 186 | 1
SFSHBOM5 651__D FROM_TO | SFSHBOM5 | 651__D | 185 | 0 | 0 | DUBLIN1_8 | HASSE_P8 | FROM_TO | 73521.13 | 73797.31 | -202.46 | 0 | 1769.16 | 1057.22 | -0.01474 | 0.13181 | -0.31555 | 0.40841 | 94.9609 | -75.1568 | 0 | 5916.204 |  | 7677.887 | 2315.97 | 2419.642 | 834.536 | 7677.887 | 2435.917 | 5281.669 | 1063.614 | 5781.45 | 2372.34 | Competitive | Competitive | 1 | TRUE | FALSE | 1 | Non-Competitive | 0.7185 | Competitive | 77.2017 | -55.4333 | 5656.137 | 3292.58 | 186 | 1
SFSHBOM5 651__D TO_FROM | SFSHBOM5 | 651__D | 185 | 0 | 0 | DUBLIN1_8 | HASSE_P8 | TO_FROM | 73521.13 | 73489.27 | -44.307 | 0 | 1057.22 | 1769.16 | -0.07143 | 0.014737 | -0.40841 | 0.31555 | 197.6349 | 7.9274 | 0 |  | 7746.457 | 837.785 | 7238.587 | 618.57 | 2886.002 | 876.587 | 10000 | 700.123 | 7881.972 | 891.788 | 8818.992 | Competitive | Non-Competitive | 0 | TRUE | FALSE | 1 | Non-Competitive | 0.7185 | Competitive | 163.0501 | 13.571 | 1161.798 | 8783.507 | 186 | 0
SFSHBOM5 651__E FROM_TO | SFSHBOM5 | 651__E | 249 | 0 | 0 | DUBLIN1_8 | STPHNVIL_8 | FROM_TO | 73521.13 | 73898.01 | -60.8232 | 0 | 968.048 | 1777.418 | -0.07165 | 0.014512 | -0.18123 | 0.59137 | 181.0789 | -8.6105 | 0 |  | 7740.757 | 838.543 | 7228.871 | 621.271 | 2770.689 | 890.986 | 10000 | 713.702 | 7769.627 | 895.7 | 8809.494 | Competitive | Competitive | 1 | TRUE | FALSE | 1 | Non-Competitive | 0.719 | Competitive | 146.3942 | -2.9434 | 1188.565 | 8772.417 | 251 | 1
SFSHBOM5 651__E TO_FROM | SFSHBOM5 | 651__E | 249 | 0 | 0 | DUBLIN1_8 | STPHNVIL_8 | TO_FROM | 73521.13 | 73748.67 | -185.832 | 0 | 1825.714 | 968.048 | -0.01451 | 0.13203 | -0.59137 | 0.18123 | 111.5203 | -50.3881 | 0 | 5914.663 |  | 7680.328 | 2316.29 | 2332.877 | 843.683 | 7680.328 | 2436.459 | 5224.197 | 1110.182 | 5781.308 | 2377.838 | Competitive | Competitive | 1 | TRUE | FALSE | 1 | Non-Competitive | 0.719 | Competitive | 93.7212 | -38.8741 | 5653.246 | 3360.649 | 251 | 1
SGIBSN25 240__A FROM_TO | SGIBSN25 | 240__A | 1435 | 1 | 1 | JEWETT_S5 | SNGLTN_345 | FROM_TO | 73521.13 | 58362.01 | -578.167 | 0 | 1973.953 | 1408.804 | -0.15136 | 0.10676 | -0.15407 | 0.18659 | 2764.51 | 912.9693 | 0 | 1388.529 | 1976.838 | 1363.252 | 2094.635 | 1376.631 | 1837.301 | 1306.988 | 2400.088 | 1418.056 | 2095.357 | 1419.359 | 2116.049 | Competitive | Non-Competitive | 0 | TRUE | FALSE | 1 | Non-Competitive | 0.7735 | Non-Competitive | 2348.761 | 1036.986 | 1461.124 | 2034.821 | 1450 | 1
SGIBSN25 240__A TO_FROM | SGIBSN25 | 240__A | 1435 | 1 | 1 | JEWETT_S5 | SNGLTN_345 | TO_FROM | 73521.13 | 74476.91 | -1654.83 | 0 | 1473.671 | 2118.846 | -0.10676 | 0.15136 | -0.18659 | 0.15407 | 1163.73 | 857.7486 | 2395.03 | 1847.066 | 1818.821 | 2007.849 | 1786.716 | 1715.168 | 1799.786 | 2400.088 | 1716.494 | 2015.009 | 1786.345 | 2035.397 | 1788.276 | Competitive | Competitive | 1 | TRUE | TRUE | 1 | Competitive | 0.7735 | Competitive | 1225.483 | 968.3793 | 1816.616 | 1776.074 | 1450 | 1
SGIBSN25 260_A_1 FROM_TO | SGIBSN25 | 260_A_1 | 1435 | 1 | 1 | JEWETT_N5 | SNGLTN_345 | FROM_TO | 73521.13 | 58725.96 | -533.632 | 0 | 2096.889 | 1470.847 | -0.14321 | 0.1051 | -0.14576 | 0.1759 | 2650.44 | 854.8025 | 0 | 1466.456 | 1987.449 | 1437.308 | 2131.591 | 1454.151 | 1839.749 | 1437.308 | 2407.835 | 1533.123 | 2109.707 | 1534.522 | 2132.62 | Competitive | Non-Competitive | 0 | TRUE | FALSE | 1 | Non-Competitive | 0.75 | Non-Competitive | 2255.069 | 981.6712 | 1571.634 | 2050.418 | 1450 | 1
SGIBSN25 260_A_1 TO_FROM | SGIBSN25 | 260_A_1 | 1435 | 1 | 1 | JEWETT_N5 | SNGLTN_345 | TO_FROM | 73521.13 | 75072.19 | -1539.13 | 0 | 1475.982 | 2096.889 | -0.1051 | 0.14321 | -0.1759 | 0.14576 | 1104.931 | 826.5319 | 2395.03 | 1855.613 | 1906.978 | 2042.267 | 1870.052 | 1715.864 | 1887.643 | 2407.835 | 1870.052 | 2027.488 | 1906.425 | 2050.102 | 1908.445 | Competitive | Competitive | 1 | TRUE | TRUE | 1 | Competitive | 0.75 | Competitive | 1169.502 | 937.3993 | 1829.226 | 1888.459 | 1450 | 1
SGIBSN25 424T424_1 FROM_TO | SGIBSN25 | 424T424_1 | 1621 | 1 | 1 | BROWN_5 | SARC7A | FROM_TO | 73521.13 | 77416.05 | -636.592 | 0 | 1307.439 | 611.363 | -0.09368 | 0.013235 | -0.29528 | 0.09555 | 479.0723 | 88.876 | 0 |  | 2692.365 | 952.291 | 2692.365 | 942.802 | 2106.375 | 896.826 | 3055.058 | 901.022 | 2802.03 | 901.618 | 2912.502 | Competitive | Competitive | 1 | TRUE | FALSE | 1 | Non-Competitive | 0.7265 | #N/A | #N/A | #N/A | #N/A | #N/A | #N/A | #N/A
SGIBSN25 424T424_1 TO_FROM | SGIBSN25 | 424T424_1 | 1621 | 1 | 1 | BROWN_5 | SARC7A | TO_FROM | 73521.13 | 82244.41 | -500.315 | 0 | 611.363 | 1158.833 | -0.01323 | 0.1592 | -0.09555 | 0.29528 | 860.1062 | -8.8279 | 0 | 838.058 |  | 876.698 | 1038.428 | 782.086 | 1026.969 | 1122.654 | 979.062 | 974.296 | 974.244 | 985.613 | 974.895 | Competitive | Competitive | 1 | TRUE | TRUE | 1 | Competitive | 0.7265 | #N/A | #N/A | #N/A | #N/A | #N/A | #N/A | #N/A
SGIBSN25 KDLKG_75_A FROM_TO | SGIBSN25 | KDLKG_75_A | 1677 | 1 | 1 | KING____345A | KUYDAL755010 | FROM_TO | 73521.13 | 75192.24 | -1624.01 | 0 | 2043.171 | 2651.802 | -0.14667 | 0.14373 | -0.57092 | 0.1494 | 655.0921 | 527.0958 | 3281.23 | 2259.581 | 1740.831 | 2691.792 | 1735.869 | 2152.802 | 1666.811 | 2539.496 | 4817.58 | 2337.299 | 1667.638 | 2354.831 | 1681.31 | Competitive | Competitive | 1 | TRUE | TRUE | 1 | Competitive | 0.7265 | Competitive | 724.0043 | 609.9395 | 2147.831 | 1670.241 | 1710 | 1
SGIBSN25 KDLKG_75_A TO_FROM | SGIBSN25 | KDLKG_75_A | 1677 | 1 | 1 | KING____345A | KUYDAL755010 | TO_FROM | 73521.13 | 66578.51 | -63.8402 | 0 | 2415.535 | 2043.171 | -0.14373 | 0.14667 | -0.1494 | 0.57092 | 2345.782 | 683.6807 | 0 | 1356.472 | 2337.266 | 1596.378 | 2691.792 | 1307.465 | 2262.748 | 4817.58 | 2539.496 | 1363.617 | 2382.098 | 1373.362 | 2393.681 | Non-Competitive | Non-Competitive | 0 | TRUE | FALSE | 1 | Non-Competitive | 0.7265 | Non-Competitive | 2113.676 | 757.6438 | 1405.052 | 2311.47 | 1710 | 1
SGIBSN25 KDLRNS75_A FROM_TO | SGIBSN25 | KDLRNS75_A | 1677 | 1 | 1 | ROANS___345C | KUYDAL755010 | FROM_TO | 73521.13 | 71437 | -5.9838 | 0 | 3094.152 | 2157.994 | -0.14294 | 0.14746 | -0.42829 | 0.14746 | 2403.757 | 741.6124 | 0 | 1356.572 | 2339.233 | 1596.616 | 2690.695 | 1300.615 | 2270.892 | 4806.297 | 2497.03 | 1360.642 | 2384.766 | 1371.553 | 2395.27 | Non-Competitive | Non-Competitive | 0 | TRUE | FALSE | 1 | Non-Competitive | 0.7345 | Non-Competitive | 2171.477 | 815.4942 | 1403.166 | 2312.511 | 1710 | 1
SGIBSN25 KDLRNS75_A TO_FROM | SGIBSN25 | KDLRNS75_A | 1677 | 1 | 1 | ROANS___345C | KUYDAL755010 | TO_FROM | 73521.13 | 83828.78 | -1682.19 | 0 | 2652.718 | 3094.152 | -0.14746 | 0.14294 | -0.14746 | 0.42829 | 596.855 | 471.885 | 3281.23 | 2262.105 | 1742.061 | 2690.695 | 1736.363 | 2162.764 | 1657.339 | 2497.03 | 4806.297 | 2341.226 | 1665.751 | 2357.133 | 1681.056 | Competitive | Competitive | 1 | TRUE | TRUE | 1 | Competitive | 0.7345 | Competitive | 665.5721 | 555.1191 | 2149.778 | 1669.345 | 1710 | 1
SGIBSN25 KDLRTW74_A FROM_TO | SGIBSN25 | KDLRTW74_A | 2170 | 1 | 1 | KUYDAL745005 | RTHWOD__345A | FROM_TO | 73521.13 | 74919.66 | -196.674 | 0 | 2748.043 | 3372.274 | -0.13538 | 0.05376 | -0.42357 | 0.52524 | 1576.387 | 308.5834 | 0 | 1389.719 | 2347.087 | 1389.719 | 2769.695 | 1291.205 | 2285.222 | 1330.884 | 2436.017 | 1388.187 | 2370.898 | 1413.568 | 2378.503 | Competitive | Competitive | 1 | TRUE | FALSE | 1 | Non-Competitive | 0.7265 | Competitive | 1390.369 | 364.2596 | 1453.075 | 2320.319 | 2194 | 1
SGIBSN25 KDLRTW74_A TO_FROM | SGIBSN25 | KDLRTW74_A | 2170 | 1 | 1 | KUYDAL745005 | RTHWOD__345A | TO_FROM | 73521.13 | 76304.33 | -1081.77 | 0 | 3372.274 | 2823.93 | -0.05376 | 0.13538 | -0.52524 | 0.42357 | 710.9725 | 677.8076 | 3281.23 | 2276.285 | 1802.782 | 2769.695 | 1802.782 | 2189.931 | 1650.227 | 2436.017 | 1727.946 | 2338.164 | 1735.761 | 2348.921 | 1773.043 | Competitive | Competitive | 1 | TRUE | TRUE | 1 | Competitive | 0.7265 | Competitive | 756.8605 | 732.7938 | 2197.971 | 1761.154 | 2194 | 1
SGIBSN25 KDLTB_74_A FROM_TO | SGIBSN25 | KDLTB_74_A | 1677 | 1 | 1 | KUYDAL745005 | TOMBAL__345B | FROM_TO | 73521.13 | 76270.27 | -1160.4 | 0 | 2805.364 | 2748.693 | -0.05483 | 0.13431 | -0.38201 | 0.4737 | 632.0869 | 603.0213 | 3281.23 | 2280.339 | 1804.032 | 2765.641 | 1804.032 | 2203.874 | 1629.649 | 2435.646 | 1727.63 | 2343.562 | 1730.168 | 2352.283 | 1774.562 | Competitive | Competitive | 1 | TRUE | TRUE | 1 | Competitive | 0.75 | Competitive | 677.7107 | 658.5364 | 2201.75 | 1762.902 | 1710 | 1
SGIBSN25 KDLTB_74_A TO_FROM | SGIBSN25 | KDLTB_74_A | 1677 | 1 | 1 | KUYDAL745005 | TOMBAL__345B | TO_FROM | 73521.13 | 73454 | -118.304 | 0 | 2748.693 | 2805.364 | -0.13431 | 0.054825 | -0.4737 | 0.38201 | 1654.731 | 387.0553 | 0 | 1389.283 | 2350.045 | 1389.283 | 2765.641 | 1276.962 | 2295.35 | 1329.285 | 2435.646 | 1382.027 | 2374.496 | 1412.195 | 2380.714 | Non-Competitive | Competitive | 1 | TRUE | FALSE | 1 | Non-Competitive | 0.75 | Competitive | 1469.084 | 442.6215 | 1452.554 | 2322.133 | 1710 | 1
SGIBSN25 KG_RTW74_A FROM_TO | SGIBSN25 | KG_RTW74_A | 1710 | 1 | 1 | KING____345A | RTHWOD__345A | FROM_TO | 73521.13 | 75058.78 | -812.619 | 0 | 2830.927 | 2640.138 | -0.04475 | 0.15495 | -0.46398 | 0.16497 | 953.7384 | 923.5441 | 3281.23 | 2291.893 | 1733.139 | 2530.623 | 1809.475 | 2178.997 | 1661.328 | 2446.16 | 1733.139 | 2334.188 | 1743.781 | 2349.855 | 1785.798 | Competitive | Competitive | 1 | TRUE | TRUE | 1 | Competitive | 0.758 | Competitive | 1021.585 | 970.8085 | 2228.271 | 1773.44 | 1710 | 1
SGIBSN25 KG_RTW74_A TO_FROM | SGIBSN25 | KG_RTW74_A | 1710 | 1 | 1 | KING____345A | RTHWOD__345A | TO_FROM | 73521.13 | 76676.45 | -431.784 | 0 | 2640.138 | 2830.927 | -0.15495 | 0.044752 | -0.16497 | 0.46398 | 1263.874 | 17.4882 | 0 | 1334.406 | 2361.15 | 1394.405 | 2530.623 | 1298.73 | 2272.833 | 1334.406 | 2446.16 | 1394.269 | 2364.033 | 1422.731 | 2376.505 | Competitive | Competitive | 1 | TRUE | FALSE | 1 | Non-Competitive | 0.758 | Competitive | 1101.354 | 71.3911 | 1461.912 | 2331.31 | 1710 | 1
SGIBSN25 RNSSNG75_A FROM_TO | SGIBSN25 | RNSSNG75_A | 2170 | 1 | 1 | ROANS___345C | SNGLTN_345 | FROM_TO | 73521.13 | 91995.91 | -2500.06 | 0 | 10000 | 3355.518 | -0.08249 | 0.85254 | -0.08996 | 0.85254 | 1441.647 | 1404.885 | 3281.23 | 1971.021 | 1860.782 | 10000 | 1860.782 | 1905.206 | 1764.77 | 10000 | 1789.026 | 6232.359 | 1816.455 | 6243.461 | 1835.78 | Competitive | Competitive | 1 | TRUE | FALSE | 1 | Non-Competitive | 0.7735 | Competitive | 1559.583 | 1488.119 | 6062.646 | 1821.365 | 2194 | 1
SGIBSN25 RNSSNG75_A TO_FROM | SGIBSN25 | RNSSNG75_A | 2170 | 1 | 1 | ROANS___345C | SNGLTN_345 | TO_FROM | 73521.13 | 73355.89 | -1297.03 | 0 | 3355.518 | 10000 | -0.85254 | 0.082485 | -0.85254 | 0.08996 | 2192.274 | -509.368 | 0 | 1427.937 | 2020.022 | 1427.937 | 10000 | 1366.048 | 1974.919 | 1376.262 | 10000 | 1447.352 | 6257.978 | 1460.482 | 6265.768 | Non-Competitive | Non-Competitive | 0 | TRUE | FALSE | 1 | Non-Competitive | 0.7735 | Competitive | 1948.43 | -463.172 | 1499.624 | 6168.465 | 2194 | 0
SGIBSN25 SNGTB_74_A FROM_TO | SGIBSN25 | SNGTB_74_A | 1924 | 1 | 1 | SNGLTN_345 | TOMBAL__345B | FROM_TO | 73521.13 | 70329.53 | 231.1125 | 0 | 0 | 2667.287 | -0.12606 | 0.10264 | -0.37501 | 0.11224 | 2870.808 | 1140.026 | 0 | 1380.073 | 2338.528 | 1383.083 | 2371.434 | 1339.878 | 2254.906 | 1342.758 | 3022.223 | 1394.59 | 2417.849 | 1402.163 | 2430.777 | Non-Competitive | Non-Competitive | 0 | TRUE | FALSE | 1 | Non-Competitive | 0.7735 | Non-Competitive | 2586.148 | 1222.332 | 1438.045 | 2322.311 | 1924 | 1
SGIBSN25 SNGTB_74_A TO_FROM | SGIBSN25 | SNGTB_74_A | 1924 | 1 | 1 | SNGLTN_345 | TOMBAL__345B | TO_FROM | 73521.13 | 94738.8 | -3252.36 | 0 | 2177.697 | 3233.479 | -0.10264 | 0.12606 | -0.11224 | 0.37501 | 363.7951 | 294.3542 | 3281.23 | 2255.743 | 1780.552 | 2286.884 | 1785.182 | 2137.165 | 1719.414 | 3022.223 | 1720.865 | 2363.073 | 1731.026 | 2383.722 | 1741.96 | Competitive | Competitive | 1 | TRUE | TRUE | 1 | Competitive | 0.7735 | Competitive | 448.1768 | 397.0509 | 2117.919 | 1729.222 | 1924 | 1
SGIBSN25 SNGXGC75_1 FROM_TO | SGIBSN25 | SNGXGC75_1 | 1631 | 1 | 1 | GIBN_CREK_5 | SNGLTN_345 | FROM_TO | 73521.13 | 57453.53 | 20.5574 | 0 | 1882.31 | 1457.245 | -0.24052 | 0.59514 | -0.24537 | 0.59514 | 4445.538 | 1200.3 | 0 | 1332.932 | 2133.151 | 3066.922 | 2218.405 | 1299.779 | 2129.043 | 3269.072 | 2589.08 | 1254.669 | 2246.91 | 1257.088 | 2247.103 | Competitive | Non-Competitive | 0 | TRUE | FALSE | 1 | Non-Competitive | 0.75 | Non-Competitive | 3869.531 | 1289.966 | 1270.177 | 2144.529 | 1631 | 1
SGIBSN25 SNGXGC75_1 TO_FROM | SGIBSN25 | SNGXGC75_1 | 1631 | 1 | 1 | GIBN_CREK_5 | SNGLTN_345 | TO_FROM | 73521.13 | 73529.66 | -3166.37 | 0 | 1457.245 | 1936.726 | -0.59514 | 0.24052 | -0.59514 | 0.24537 | 1460.859 | 952.4985 | 3281.23 | 2017.27 | 1689.841 | 2130.72 | 3066.922 | 2011.351 | 1642.569 | 2589.08 | 3269.072 | 2181.401 | 1462.905 | 2181.749 | 1465.539 | Competitive | Competitive | 1 | TRUE | TRUE | 1 | Competitive | 0.75 | Competitive | 1684.854 | 1154.877 | 1921.565 | 1451.041 | 1631 | 1
SGIBSNG5 240__A FROM_TO | SGIBSNG5 | 240__A | 1435 | 1 | 1 | JEWETT_S5 | SNGLTN_345 | FROM_TO | 73521.13 | 58362.01 | -578.167 | 0 | 1973.953 | 1408.804 | -0.15136 | 0.10676 | -0.15407 | 0.18659 | 2764.51 | 912.9693 | 0 | 1388.529 | 1976.838 | 1363.252 | 2094.635 | 1376.631 | 1837.301 | 1306.988 | 2400.088 | 1418.056 | 2095.357 | 1419.359 | 2116.049 | Competitive | Non-Competitive | 0 | TRUE | FALSE | 1 | Non-Competitive | 0.805 | Non-Competitive | 2348.761 | 1036.986 | 1461.124 | 2034.821 | 1450 | 1
SGIBSNG5 240__A TO_FROM | SGIBSNG5 | 240__A | 1435 | 1 | 1 | JEWETT_S5 | SNGLTN_345 | TO_FROM | 73521.13 | 74476.91 | -1654.83 | 0 | 1473.671 | 2118.846 | -0.10676 | 0.15136 | -0.18659 | 0.15407 | 1163.73 | 857.7486 | 2395.03 | 1847.066 | 1818.821 | 2007.849 | 1786.716 | 1715.168 | 1799.786 | 2400.088 | 1716.494 | 2015.009 | 1786.345 | 2035.397 | 1788.276 | Competitive | Competitive | 1 | TRUE | TRUE | 1 | Competitive | 0.805 | Competitive | 1225.483 | 968.3793 | 1816.616 | 1776.074 | 1450 | 1
SGIBSNG5 260_A_1 FROM_TO | SGIBSNG5 | 260_A_1 | 1435 | 1 | 1 | JEWETT_N5 | SNGLTN_345 | FROM_TO | 73521.13 | 58725.96 | -533.632 | 0 | 2096.889 | 1470.847 | -0.14321 | 0.1051 | -0.14576 | 0.1759 | 2650.44 | 854.8025 | 0 | 1466.456 | 1987.449 | 1437.308 | 2131.591 | 1454.151 | 1839.749 | 1437.308 | 2407.835 | 1533.123 | 2109.707 | 1534.522 | 2132.62 | Competitive | Non-Competitive | 0 | TRUE | FALSE | 1 | Non-Competitive | 0.7345 | Non-Competitive | 2255.069 | 981.6712 | 1571.634 | 2050.418 | 1450 | 1
SGIBSNG5 260_A_1 TO_FROM | SGIBSNG5 | 260_A_1 | 1435 | 1 | 1 | JEWETT_N5 | SNGLTN_345 | TO_FROM | 73521.13 | 75072.19 | -1539.13 | 0 | 1475.982 | 2096.889 | -0.1051 | 0.14321 | -0.1759 | 0.14576 | 1104.931 | 826.5319 | 2395.03 | 1855.613 | 1906.978 | 2042.267 | 1870.052 | 1715.864 | 1887.643 | 2407.835 | 1870.052 | 2027.488 | 1906.425 | 2050.102 | 1908.445 | Competitive | Competitive | 1 | TRUE | TRUE | 1 | Competitive | 0.7345 | Competitive | 1169.502 | 937.3993 | 1829.226 | 1888.459 | 1450 | 1
SGIBSNG5 424T424_1 FROM_TO | SGIBSNG5 | 424T424_1 | 1621 | 1 | 1 | BROWN_5 | SARC7A | FROM_TO | 73521.13 | 77416.05 | -636.592 | 0 | 1307.439 | 611.363 | -0.09368 | 0.013235 | -0.29528 | 0.09555 | 479.0723 | 88.876 | 0 |  | 2692.365 | 952.291 | 2692.365 | 942.802 | 2106.375 | 896.826 | 3055.058 | 901.022 | 2802.03 | 901.618 | 2912.502 | Competitive | Competitive | 1 | TRUE | FALSE | 1 | Non-Competitive | 0.9605 | #N/A | #N/A | #N/A | #N/A | #N/A | #N/A | #N/A
SGIBSNG5 424T424_1 TO_FROM | SGIBSNG5 | 424T424_1 | 1621 | 1 | 1 | BROWN_5 | SARC7A | TO_FROM | 73521.13 | 82244.41 | -500.315 | 0 | 611.363 | 1158.833 | -0.01323 | 0.1592 | -0.09555 | 0.29528 | 860.1062 | -8.8279 | 0 | 838.058 |  | 876.698 | 1038.428 | 782.086 | 1026.969 | 1122.654 | 979.062 | 974.296 | 974.244 | 985.613 | 974.895 | Competitive | Competitive | 1 | TRUE | TRUE | 1 | Competitive | 0.9605 | #N/A | #N/A | #N/A | #N/A | #N/A | #N/A | #N/A
SGIBSNG5 KDLKG_75_A FROM_TO | SGIBSNG5 | KDLKG_75_A | 1677 | 1 | 1 | KING____345A | KUYDAL755010 | FROM_TO | 73521.13 | 75192.24 | -1624.01 | 0 | 2043.171 | 2651.802 | -0.14667 | 0.14373 | -0.57092 | 0.1494 | 655.0921 | 527.0958 | 3281.23 | 2259.581 | 1740.831 | 2691.792 | 1735.869 | 2152.802 | 1666.811 | 2539.496 | 4817.58 | 2337.299 | 1667.638 | 2354.831 | 1681.31 | Competitive | Competitive | 1 | TRUE | TRUE | 1 | Competitive | 0.781 | Competitive | 724.0043 | 609.9395 | 2147.831 | 1670.241 | 1710 | 1
SGIBSNG5 KDLKG_75_A TO_FROM | SGIBSNG5 | KDLKG_75_A | 1677 | 1 | 1 | KING____345A | KUYDAL755010 | TO_FROM | 73521.13 | 66578.51 | -63.8402 | 0 | 2415.535 | 2043.171 | -0.14373 | 0.14667 | -0.1494 | 0.57092 | 2345.782 | 683.6807 | 0 | 1356.472 | 2337.266 | 1596.378 | 2691.792 | 1307.465 | 2262.748 | 4817.58 | 2539.496 | 1363.617 | 2382.098 | 1373.362 | 2393.681 | Non-Competitive | Non-Competitive | 0 | TRUE | FALSE | 1 | Non-Competitive | 0.781 | Non-Competitive | 2113.676 | 757.6438 | 1405.052 | 2311.47 | 1710 | 1
SGIBSNG5 KDLRNS75_A FROM_TO | SGIBSNG5 | KDLRNS75_A | 1677 | 1 | 1 | ROANS___345C | KUYDAL755010 | FROM_TO | 73521.13 | 71437 | -5.9838 | 0 | 3094.152 | 2157.994 | -0.14294 | 0.14746 | -0.42829 | 0.14746 | 2403.757 | 741.6124 | 0 | 1356.572 | 2339.233 | 1596.616 | 2690.695 | 1300.615 | 2270.892 | 4806.297 | 2497.03 | 1360.642 | 2384.766 | 1371.553 | 2395.27 | Non-Competitive | Non-Competitive | 0 | TRUE | FALSE | 1 | Non-Competitive | 0.8515 | Non-Competitive | 2171.477 | 815.4942 | 1403.166 | 2312.511 | 1710 | 1
SGIBSNG5 KDLRNS75_A TO_FROM | SGIBSNG5 | KDLRNS75_A | 1677 | 1 | 1 | ROANS___345C | KUYDAL755010 | TO_FROM | 73521.13 | 83828.78 | -1682.19 | 0 | 2652.718 | 3094.152 | -0.14746 | 0.14294 | -0.14746 | 0.42829 | 596.855 | 471.885 | 3281.23 | 2262.105 | 1742.061 | 2690.695 | 1736.363 | 2162.764 | 1657.339 | 2497.03 | 4806.297 | 2341.226 | 1665.751 | 2357.133 | 1681.056 | Competitive | Competitive | 1 | TRUE | TRUE | 1 | Competitive | 0.8515 | Competitive | 665.5721 | 555.1191 | 2149.778 | 1669.345 | 1710 | 1
SGIBSNG5 KDLRTW74_A FROM_TO | SGIBSNG5 | KDLRTW74_A | 2170 | 1 | 1 | KUYDAL745005 | RTHWOD__345A | FROM_TO | 73521.13 | 74919.66 | -196.674 | 0 | 2748.043 | 3372.274 | -0.13538 | 0.05376 | -0.42357 | 0.52524 | 1576.387 | 308.5834 | 0 | 1389.719 | 2347.087 | 1389.719 | 2769.695 | 1291.205 | 2285.222 | 1330.884 | 2436.017 | 1388.187 | 2370.898 | 1413.568 | 2378.503 | Competitive | Competitive | 1 | TRUE | FALSE | 1 | Non-Competitive | 0.7735 | Competitive | 1390.369 | 364.2596 | 1453.075 | 2320.319 | 2194 | 1
SGIBSNG5 KDLRTW74_A TO_FROM | SGIBSNG5 | KDLRTW74_A | 2170 | 1 | 1 | KUYDAL745005 | RTHWOD__345A | TO_FROM | 73521.13 | 76304.33 | -1081.77 | 0 | 3372.274 | 2823.93 | -0.05376 | 0.13538 | -0.52524 | 0.42357 | 710.9725 | 677.8076 | 3281.23 | 2276.285 | 1802.782 | 2769.695 | 1802.782 | 2189.931 | 1650.227 | 2436.017 | 1727.946 | 2338.164 | 1735.761 | 2348.921 | 1773.043 | Competitive | Competitive | 1 | TRUE | TRUE | 1 | Competitive | 0.7735 | Competitive | 756.8605 | 732.7938 | 2197.971 | 1761.154 | 2194 | 1
SGIBSNG5 KDLTB_74_A FROM_TO | SGIBSNG5 | KDLTB_74_A | 1677 | 1 | 1 | KUYDAL745005 | TOMBAL__345B | FROM_TO | 73521.13 | 76270.27 | -1160.4 | 0 | 2805.364 | 2748.693 | -0.05483 | 0.13431 | -0.38201 | 0.4737 | 632.0869 | 603.0213 | 3281.23 | 2280.339 | 1804.032 | 2765.641 | 1804.032 | 2203.874 | 1629.649 | 2435.646 | 1727.63 | 2343.562 | 1730.168 | 2352.283 | 1774.562 | Competitive | Competitive | 1 | TRUE | TRUE | 1 | Competitive | 0.7655 | Competitive | 677.7107 | 658.5364 | 2201.75 | 1762.902 | 1710 | 1
SGIBSNG5 KDLTB_74_A TO_FROM | SGIBSNG5 | KDLTB_74_A | 1677 | 1 | 1 | KUYDAL745005 | TOMBAL__345B | TO_FROM | 73521.13 | 73454 | -118.304 | 0 | 2748.693 | 2805.364 | -0.13431 | 0.054825 | -0.4737 | 0.38201 | 1654.731 | 387.0553 | 0 | 1389.283 | 2350.045 | 1389.283 | 2765.641 | 1276.962 | 2295.35 | 1329.285 | 2435.646 | 1382.027 | 2374.496 | 1412.195 | 2380.714 | Non-Competitive | Competitive | 1 | TRUE | FALSE | 1 | Non-Competitive | 0.7655 | Competitive | 1469.084 | 442.6215 | 1452.554 | 2322.133 | 1710 | 1
SGIBSNG5 KG_RTW74_A FROM_TO | SGIBSNG5 | KG_RTW74_A | 1710 | 1 | 1 | KING____345A | RTHWOD__345A | FROM_TO | 73521.13 | 75058.78 | -812.619 | 0 | 2830.927 | 2640.138 | -0.04475 | 0.15495 | -0.46398 | 0.16497 | 953.7384 | 923.5441 | 3281.23 | 2291.893 | 1733.139 | 2530.623 | 1809.475 | 2178.997 | 1661.328 | 2446.16 | 1733.139 | 2334.188 | 1743.781 | 2349.855 | 1785.798 | Competitive | Competitive | 1 | TRUE | TRUE | 1 | Competitive | 0.7425 | Competitive | 1021.585 | 970.8085 | 2228.271 | 1773.44 | 1710 | 1
SGIBSNG5 KG_RTW74_A TO_FROM | SGIBSNG5 | KG_RTW74_A | 1710 | 1 | 1 | KING____345A | RTHWOD__345A | TO_FROM | 73521.13 | 76676.45 | -431.784 | 0 | 2640.138 | 2830.927 | -0.15495 | 0.044752 | -0.16497 | 0.46398 | 1263.874 | 17.4882 | 0 | 1334.406 | 2361.15 | 1394.405 | 2530.623 | 1298.73 | 2272.833 | 1334.406 | 2446.16 | 1394.269 | 2364.033 | 1422.731 | 2376.505 | Competitive | Competitive | 1 | TRUE | FALSE | 1 | Non-Competitive | 0.7425 | Competitive | 1101.354 | 71.3911 | 1461.912 | 2331.31 | 1710 | 1
SGIBSNG5 RNSSNG75_A FROM_TO | SGIBSNG5 | RNSSNG75_A | 2170 | 1 | 1 | ROANS___345C | SNGLTN_345 | FROM_TO | 73521.13 | 91995.91 | -2500.06 | 0 | 10000 | 3355.518 | -0.08249 | 0.85254 | -0.08996 | 0.85254 | 1441.647 | 1404.885 | 3281.23 | 1971.021 | 1860.782 | 10000 | 1860.782 | 1905.206 | 1764.77 | 10000 | 1789.026 | 6232.359 | 1816.455 | 6243.461 | 1835.78 | Competitive | Competitive | 1 | TRUE | FALSE | 1 | Non-Competitive | 0.7575 | Competitive | 1559.583 | 1488.119 | 6062.646 | 1821.365 | 2194 | 1
SGIBSNG5 RNSSNG75_A TO_FROM | SGIBSNG5 | RNSSNG75_A | 2170 | 1 | 1 | ROANS___345C | SNGLTN_345 | TO_FROM | 73521.13 | 73355.89 | -1297.03 | 0 | 3355.518 | 10000 | -0.85254 | 0.082485 | -0.85254 | 0.08996 | 2192.274 | -509.368 | 0 | 1427.937 | 2020.022 | 1427.937 | 10000 | 1366.048 | 1974.919 | 1376.262 | 10000 | 1447.352 | 6257.978 | 1460.482 | 6265.768 | Non-Competitive | Non-Competitive | 0 | TRUE | FALSE | 1 | Non-Competitive | 0.7575 | Competitive | 1948.43 | -463.172 | 1499.624 | 6168.465 | 2194 | 0
SGIBSNG5 SNGTB_74_A FROM_TO | SGIBSNG5 | SNGTB_74_A | 1924 | 1 | 1 | SNGLTN_345 | TOMBAL__345B | FROM_TO | 73521.13 | 70329.53 | 231.1125 | 0 | 0 | 2667.287 | -0.12606 | 0.10264 | -0.37501 | 0.11224 | 2870.808 | 1140.026 | 0 | 1380.073 | 2338.528 | 1383.083 | 2371.434 | 1339.878 | 2254.906 | 1342.758 | 3022.223 | 1394.59 | 2417.849 | 1402.163 | 2430.777 | Non-Competitive | Non-Competitive | 0 | TRUE | FALSE | 1 | Non-Competitive | 0.742 | Non-Competitive | 2586.148 | 1222.332 | 1438.045 | 2322.311 | 1924 | 1
SGIBSNG5 SNGTB_74_A TO_FROM | SGIBSNG5 | SNGTB_74_A | 1924 | 1 | 1 | SNGLTN_345 | TOMBAL__345B | TO_FROM | 73521.13 | 94738.8 | -3252.36 | 0 | 2177.697 | 3233.479 | -0.10264 | 0.12606 | -0.11224 | 0.37501 | 363.7951 | 294.3542 | 3281.23 | 2255.743 | 1780.552 | 2286.884 | 1785.182 | 2137.165 | 1719.414 | 3022.223 | 1720.865 | 2363.073 | 1731.026 | 2383.722 | 1741.96 | Competitive | Competitive | 1 | TRUE | TRUE | 1 | Competitive | 0.742 | Competitive | 448.1768 | 397.0509 | 2117.919 | 1729.222 | 1924 | 1
SGIBSNG5 SNGXGC99_1 FROM_TO | SGIBSNG5 | SNGXGC99_1 | 1631 | 1 | 1 | GIBN_CREK_5 | SNGLTN_345 | FROM_TO | 73521.13 | 57453.53 | 20.5574 | 0 | 1882.31 | 1457.245 | -0.24052 | 0.59514 | -0.24537 | 0.59514 | 4445.538 | 1200.3 | 0 | 1332.932 | 2133.151 | 3066.922 | 2218.405 | 1299.779 | 2129.043 | 3269.072 | 2589.08 | 1254.669 | 2246.91 | 1257.088 | 2247.103 | Competitive | Non-Competitive | 0 | TRUE | FALSE | 1 | Non-Competitive | 0.7265 | Non-Competitive | 3869.531 | 1289.966 | 1270.177 | 2144.529 | 1631 | 1
SGIBSNG5 SNGXGC99_1 TO_FROM | SGIBSNG5 | SNGXGC99_1 | 1631 | 1 | 1 | GIBN_CREK_5 | SNGLTN_345 | TO_FROM | 73521.13 | 73529.66 | -3166.37 | 0 | 1457.245 | 1936.726 | -0.59514 | 0.24052 | -0.59514 | 0.24537 | 1460.859 | 952.4985 | 3281.23 | 2017.27 | 1689.841 | 2130.72 | 3066.922 | 2011.351 | 1642.569 | 2589.08 | 3269.072 | 2181.401 | 1462.905 | 2181.749 | 1465.539 | Competitive | Competitive | 1 | TRUE | TRUE | 1 | Competitive | 0.7265 | Competitive | 1684.854 | 1154.877 | 1921.565 | 1451.041 | 1631 | 1
SKDLRNS5 240__A FROM_TO | SKDLRNS5 | 240__A | 1435 | 2 | 2 | JEWETT_S5 | SNGLTN_345 | FROM_TO | 73521.13 | 60014.39 | -606.67 | 0 | 1974.919 | 1441.069 | -0.1504 | 0.10078 | -0.1504 | 0.18123 | 2553.029 | 811.4826 | 0 | 1353.937 | 1930.304 | 1310.313 | 2047.76 | 1366.011 | 1779.716 | 1310.313 | 2422.879 | 1414.061 | 1996.932 | 1410.447 | 2020.703 | Competitive | Non-Competitive | 0 | TRUE | FALSE | 1 | Non-Competitive | 0.75 | Competitive | 2175.309 | 931.993 | 1450.172 | 1945.766 | 1450 | 0
SKDLRNS5 240__A TO_FROM | SKDLRNS5 | 240__A | 1435 | 2 | 2 | JEWETT_S5 | SNGLTN_345 | TO_FROM | 73521.13 | 75075.71 | -1501.32 | 0 | 1510.368 | 1974.919 | -0.10078 | 0.1504 | -0.18123 | 0.1504 | 1112.985 | 809.6183 | 2395.03 | 1802.485 | 1773.226 | 1962.914 | 1718.921 | 1660.057 | 1785.459 | 2422.879 | 1718.921 | 1919.418 | 1778.543 | 1942.864 | 1774.395 | Competitive | Competitive | 1 | TRUE | TRUE | 1 | Competitive | 0.75 | Competitive | 1165.115 | 909.4529 | 1739.099 | 1760.096 | 1450 | 1
SKDLRNS5 260_A_1 FROM_TO | SKDLRNS5 | 260_A_1 | 1435 | 2 | 2 | JEWETT_N5 | SNGLTN_345 | FROM_TO | 73521.13 | 60419.76 | -564.892 | 0 | 2221.039 | 1541.877 | -0.14121 | 0.099051 | -0.14121 | 0.1696 | 2430.719 | 751.2903 | 0 | 1432.527 | 1937.397 | 1432.527 | 2057.744 | 1448.251 | 1777.344 | 1448.799 | 2457.924 | 1529.107 | 2010.162 | 1524.3 | 2036.939 | Competitive | Non-Competitive | 0 | TRUE | FALSE | 1 | Non-Competitive | 0.7345 | Competitive | 2074.253 | 874.6886 | 1559.758 | 1961.102 | 1450 | 0
SKDLRNS5 260_A_1 TO_FROM | SKDLRNS5 | 260_A_1 | 1435 | 2 | 2 | JEWETT_N5 | SNGLTN_345 | TO_FROM | 73521.13 | 75731.49 | -1378.9 | 0 | 1486.714 | 2122.679 | -0.09905 | 0.14121 | -0.1696 | 0.14121 | 1053.403 | 777.2429 | 2395.03 | 1807.632 | 1861.359 | 1972.019 | 1861.359 | 1656.146 | 1878.477 | 2457.924 | 1880.004 | 1930.568 | 1896.868 | 1957.022 | 1891.301 | Competitive | Competitive | 1 | TRUE | TRUE | 1 | Competitive | 0.7345 | Competitive | 1108.23 | 877.2244 | 1751.378 | 1869.797 | 1450 | 1
SKDLRNS5 424T424_1 FROM_TO | SKDLRNS5 | 424T424_1 | 1621 | 2 | 2 | BROWN_5 | SARC7A | FROM_TO | 73521.13 | 77414.78 | -636.766 | 0 | 1307.461 | 648.47 | -0.09373 | 0.013204 | -0.29533 | 0.095506 | 479.3628 | 88.8137 | 0 |  | 2692.171 | 954.988 | 2692.171 | 945.631 | 2101.943 | 900.042 | 3055.08 | 905.117 | 2800.911 | 905.855 | 2912.26 | Competitive | Competitive | 1 | TRUE | FALSE | 1 | Non-Competitive | 0.7345 | #N/A | #N/A | #N/A | #N/A | #N/A | #N/A | #N/A
SKDLRNS5 424T424_1 TO_FROM | SKDLRNS5 | 424T424_1 | 1621 | 2 | 2 | BROWN_5 | SARC7A | TO_FROM | 73521.13 | 82242.58 | -501.033 | 0 | 611.361 | 1158.849 | -0.0132 | 0.15924 | -0.09551 | 0.29533 | 861.557 | -7.8506 | 0 | 838.006 |  | 876.654 | 1041.363 | 782 | 1030.148 | 1122.623 | 982.549 | 974.038 | 978.683 | 985.427 | 979.467 | Competitive | Competitive | 1 | TRUE | TRUE | 1 | Competitive | 0.7345 | #N/A | #N/A | #N/A | #N/A | #N/A | #N/A | #N/A
SKDLRNS5 KDLRTW74_A FROM_TO | SKDLRNS5 | KDLRTW74_A | 2170 | 2 | 2 | KUYDAL745005 | RTHWOD__345A | FROM_TO | 73521.13 | 73208.11 | -205.033 | 0 | 2736.615 | 2808.919 | -0.17373 | 0.081005 | -0.44468 | 0.50594 | 2219.019 | 501.1024 | 0 | 1377.545 | 2348.393 | 1378.863 | 2872.213 | 1293.598 | 2280.718 | 1333.911 | 2505.327 | 1368.328 | 2373.302 | 1387.667 | 2382.454 | Non-Competitive | Non-Competitive | 0 | TRUE | FALSE | 1 | Non-Competitive | 0.7265 | Competitive | 1983.016 | 576.4395 | 1424.858 | 2318.435 | 2194 | 0
SKDLRNS5 KDLRTW74_A TO_FROM | SKDLRNS5 | KDLRTW74_A | 2170 | 2 | 2 | KUYDAL745005 | RTHWOD__345A | TO_FROM | 73521.13 | 76074.52 | -1529.7 | 0 | 2808.919 | 2736.615 | -0.08101 | 0.17373 | -0.50594 | 0.44468 | 879.8028 | 812.9917 | 3281.23 | 2275.66 | 1781.077 | 2872.213 | 1783.112 | 2181.817 | 1651.877 | 2505.327 | 1711.321 | 2337.803 | 1701.018 | 2350.649 | 1729.102 | Competitive | Competitive | 1 | TRUE | TRUE | 1 | Competitive | 0.7265 | Competitive | 941.8931 | 888.2485 | 2186.032 | 1717.531 | 2194 | 1
SKDLRNS5 KDLTB_74_A FROM_TO | SKDLRNS5 | KDLTB_74_A | 1677 | 2 | 2 | KUYDAL745005 | TOMBAL__345B | FROM_TO | 73521.13 | 75914.38 | -1608.33 | 0 | 2221.988 | 2738.214 | -0.08207 | 0.17267 | -0.36779 | 0.493 | 800.9172 | 738.2053 | 3281.23 | 2278.6 | 1778.951 | 2972.144 | 1784.346 | 2192.039 | 1636.838 | 2504.782 | 1711.39 | 2342.057 | 1698.537 | 2353.192 | 1729.747 | Competitive | Competitive | 1 | TRUE | TRUE | 1 | Competitive | 0.7345 | Competitive | 862.7433 | 813.9911 | 2188.736 | 1718.486 | 1710 | 1
SKDLRNS5 KDLTB_74_A TO_FROM | SKDLRNS5 | KDLTB_74_A | 1677 | 2 | 2 | KUYDAL745005 | TOMBAL__345B | TO_FROM | 73521.13 | 71992.83 | -126.663 | 0 | 2813.588 | 2221.988 | -0.17267 | 0.08207 | -0.493 | 0.36779 | 2297.363 | 579.5743 | 0 | 1375.253 | 2350.535 | 1378.745 | 2972.144 | 1283.129 | 2288.163 | 1331.946 | 2504.782 | 1364.881 | 2376.142 | 1386.345 | 2384.12 | Non-Competitive | Non-Competitive | 0 | TRUE | FALSE | 1 | Non-Competitive | 0.7345 | Non-Competitive | 2061.312 | 654.8013 | 1424.244 | 2319.725 | 1710 | 1
SKDLRNS5 KG_RTW74_A FROM_TO | SKDLRNS5 | KG_RTW74_A | 1710 | 2 | 2 | KING____345A | RTHWOD__345A | FROM_TO | 73521.13 | 74633.28 | -1294.59 | 0 | 2216.602 | 2619.227 | -0.07281 | 0.19569 | -0.44161 | 0.20731 | 1136.59 | 1067.795 | 3281.23 | 2268.107 | 1783.567 | 2533.25 | 1783.567 | 2171.932 | 1658.959 | 2443.723 | 1711.428 | 2331.327 | 1700.66 | 2343.983 | 1730.363 | Competitive | Competitive | 1 | TRUE | TRUE | 1 | Competitive | 0.766 | Competitive | 1193.982 | 1136.507 | 2202.566 | 1719.15 | 1710 | 1
SKDLRNS5 KG_RTW74_A TO_FROM | SKDLRNS5 | KG_RTW74_A | 1710 | 2 | 2 | KING____345A | RTHWOD__345A | TO_FROM | 73521.13 | 71620.96 | -441.807 | 0 | 2619.227 | 2216.602 | -0.19569 | 0.072809 | -0.20731 | 0.44161 | 1942.19 | 217.8713 | 0 | 1379.728 | 2338.835 | 1379.728 | 2533.25 | 1298.668 | 2269.734 | 1334.42 | 2443.723 | 1369.062 | 2364.567 | 1389.471 | 2373.406 | Non-Competitive | Non-Competitive | 0 | TRUE | FALSE | 1 | Non-Competitive | 0.766 | Competitive | 1700.877 | 293.0538 | 1426.528 | 2319.497 | 1710 | 0
SKDLRNS5 RNSSNG75_A FROM_TO | SKDLRNS5 | RNSSNG75_A | 2170 | 2 | 2 | ROANS___345C | SNGLTN_345 | FROM_TO | 73521.13 | 94738.8 | 0 | 0 | 10000 | 792.967 | 0 | 1 | 0 | 1 | 933 | 0 | 0 | 10000 |  | 10000 |  | 10000 |  | 10000 |  | 10000 |  | 10000 | 0 | Competitive | Competitive | 1 | TRUE | FALSE | 1 | Non-Competitive | 0.961 | Competitive | 933 | 0 | 10000 | 0 | 2194 | 1
SKDLRNS5 RNSSNG75_A TO_FROM | SKDLRNS5 | RNSSNG75_A | 2170 | 2 | 2 | ROANS___345C | SNGLTN_345 | TO_FROM | 73521.13 | 75691.13 | 0 | 0 | 792.967 | 10000 | -1 | 0 | -1 | 0 | 0 | 0 | 0 |  | 10000 |  | 10000 |  | 10000 |  | 10000 |  | 10000 | 0 | 10000 | Competitive | Competitive | 1 | TRUE | FALSE | 1 | Non-Competitive | 0.961 | Competitive | 0 | 0 | 0 | 10000 | 2194 | 1
SKDLRNS5 SNGTB_74_A FROM_TO | SKDLRNS5 | SNGTB_74_A | 1924 | 2 | 2 | SNGLTN_345 | TOMBAL__345B | FROM_TO | 73521.13 | 67950.42 | 224.8248 | 0 | 0 | 2662.17 | -0.17243 | 0.13895 | -0.39247 | 0.13895 | 3651.209 | 1377.405 | 0 | 1351.491 | 2296.908 | 1325.872 | 2367.335 | 1331.808 | 2259.635 | 1371.708 | 2795.366 | 1378.265 | 2409.392 | 1380.651 | 2413.455 | Non-Competitive | Non-Competitive | 0 | TRUE | FALSE | 1 | Non-Competitive | 0.828 | Non-Competitive | 3288.097 | 1484.338 | 1414.897 | 2311.796 | 1924 | 1
SKDLRNS5 SNGTB_74_A TO_FROM | SKDLRNS5 | SNGTB_74_A | 1924 | 2 | 2 | SNGLTN_345 | TOMBAL__345B | TO_FROM | 73521.13 | 94738.8 | -4221.53 | 0 | 2178.215 | 0 | -0.13895 | 0.17243 | -0.13895 | 0.39247 | 565.7261 | 455.8582 | 3281.23 | 2185.207 | 1735.106 | 2284.153 | 1710.671 | 2143.677 | 1706.578 | 2795.366 | 1710.671 | 2357.035 | 1705.932 | 2361.993 | 1709.192 | Competitive | Competitive | 1 | TRUE | TRUE | 1 | Competitive | 0.828 | Competitive | 669.8072 | 583.1688 | 2112.367 | 1696.188 | 1924 | 1
SKDLRNS5 SNGXGC75_1 FROM_TO | SKDLRNS5 | SNGXGC75_1 | 1631 | 2 | 2 | GIBN_CREK_5 | SNGLTN_345 | FROM_TO | 73521.13 | 64517.84 | 4.7338 | 0 | 2220.774 | 1835.933 | -0.13743 | 0.31943 | -0.13743 | 0.31943 | 2311.392 | 606.2698 | 0 | 1348.759 | 2179.211 | 3049.287 | 2205.377 | 1297.913 | 2116.147 | 3267.758 | 2870.351 | 1258.603 | 2213.216 | 1264.228 | 2225.538 | Competitive | Non-Competitive | 0 | TRUE | FALSE | 1 | Non-Competitive | 0.7265 | Non-Competitive | 2005.995 | 656.1918 | 1277.19 | 2122.724 | 1631 | 1
SKDLRNS5 SNGXGC75_1 TO_FROM | SKDLRNS5 | SNGXGC75_1 | 1631 | 2 | 2 | GIBN_CREK_5 | SNGLTN_345 | TO_FROM | 73521.13 | 76414 | -1648.1 | 0 | 1836.606 | 2044.584 | -0.31943 | 0.13743 | -0.31943 | 0.13743 | 771.305 | 497.8585 | 3281.23 | 2093.219 | 1712.478 | 2117.818 | 3049.287 | 1998.71 | 1638.808 | 2870.351 | 3267.758 | 2148.385 | 1462.882 | 2167.554 | 1469.558 | Competitive | Competitive | 1 | TRUE | TRUE | 1 | Competitive | 0.7265 | Competitive | 872.1155 | 600.9445 | 1906.359 | 1455.72 | 1631 | 1
SKDLRNS5 SNGXGC99_1 FROM_TO | SKDLRNS5 | SNGXGC99_1 | 1631 | 2 | 2 | GIBN_CREK_5 | SNGLTN_345 | FROM_TO | 73521.13 | 64517.84 | 4.7338 | 0 | 2220.774 | 1835.933 | -0.13743 | 0.31943 | -0.13743 | 0.31943 | 2311.392 | 606.2698 | 0 | 1348.759 | 2179.211 | 3049.287 | 2205.377 | 1297.913 | 2116.147 | 3267.758 | 2870.351 | 1258.603 | 2213.216 | 1264.228 | 2225.538 | Competitive | Non-Competitive | 0 | TRUE | FALSE | 1 | Non-Competitive | 0.8675 | Non-Competitive | 2005.995 | 656.1918 | 1277.19 | 2122.724 | 1631 | 1
SKDLRNS5 SNGXGC99_1 TO_FROM | SKDLRNS5 | SNGXGC99_1 | 1631 | 2 | 2 | GIBN_CREK_5 | SNGLTN_345 | TO_FROM | 73521.13 | 76414 | -1648.1 | 0 | 1836.606 | 2044.584 | -0.31943 | 0.13743 | -0.31943 | 0.13743 | 771.305 | 497.8585 | 3281.23 | 2093.219 | 1712.478 | 2117.818 | 3049.287 | 1998.71 | 1638.808 | 2870.351 | 3267.758 | 2148.385 | 1462.882 | 2167.554 | 1469.558 | Competitive | Competitive | 1 | TRUE | TRUE | 1 | Competitive | 0.8675 | Competitive | 872.1155 | 600.9445 | 1906.359 | 1455.72 | 1631 | 1
SLCSTH25 1295__A FROM_TO | SLCSTH25 | 1295__A | 492 | 1 | 1 | TEMP_SS__8 | TEMP_PEC__8 | FROM_TO | 73521.13 | 74947.01 | -206.587 | 0 | 1073.743 | 1647.939 | -0.02144 | 0.023844 | -0.27455 | 0.32084 | 79.5564 | 5.7826 | 2359.03 | 10000 | 10000 | 1582.4 | 1820.717 | 958.63 | 1699.415 | 3416.034 | 6205.994 | 1462.596 | 1601.25 | 1885.389 | 1684.754 | Competitive | Competitive | 1 | TRUE | TRUE | 1 | Competitive | 0.719 | Competitive | 60.0723 | 5.2882 | 1918.844 | 1604.146 | 493 | 1
SLCSTH25 1295__A TO_FROM | SLCSTH25 | 1295__A | 492 | 1 | 1 | TEMP_SS__8 | TEMP_PEC__8 | TO_FROM | 73521.13 | 74073.06 | -136.315 | 0 | 1647.939 | 1104.638 | -0.02384 | 0.021437 | -0.32084 | 0.27455 | 318.7428 | 30.9495 | 0 | 10000 | 10000 | 1703.513 | 1725.131 | 1381.661 | 1080.77 | 6205.994 | 3416.034 | 1394.272 | 1639.512 | 1588.193 | 2020.347 | Competitive | Competitive | 1 | TRUE | FALSE | 1 | Non-Competitive | 0.719 | Competitive | 284.4755 | 61.7967 | 1431.535 | 2055.547 | 493 | 1
SLCSTH25 1830__A FROM_TO | SLCSTH25 | 1830__A | 83 | 1 | 1 | MCGREGPH1_8 | MCGREG_T_8 | FROM_TO | 73521.13 | 75584.59 | -20.2111 | 0 | 1928.65 | 1130.097 | -0.00065 | 0.000635 | -0.04467 | 0.92109 | -9.9309 | -13.7039 | 0 |  |  | 9344.033 | 919.248 | 1788.221 | 876.858 | 9344.033 | 1306.572 | 6256.843 | 922.096 | 9377.854 | 942.315 | Competitive | Competitive | 1 | FALSE | FALSE | 1 | Non-Competitive | 0.719 | Competitive | -6.538 | -11.2369 | 9373.589 | 1148.277 | 84 | 1
SLCSTH25 1830__A TO_FROM | SLCSTH25 | 1830__A | 83 | 1 | 1 | MCGREGPH1_8 | MCGREG_T_8 | TO_FROM | 73521.13 | 73589.45 | 10.9647 | 0 | 1131.964 | 1928.65 | -0.00064 | 0.000654 | -0.92109 | 0.044667 | 20.0739 | 9.5161 | 0 |  |  | 746.462 | 9344.033 | 713.544 | 1860.623 | 1116.422 | 9344.033 | 767.234 | 6320.306 | 784.067 | 9377.854 | Competitive | Competitive | 1 | FALSE | FALSE | 1 | Non-Competitive | 0.719 | Competitive | 19.8227 | 3.7969 | 1000.245 | 9373.589 | 84 | 1
SLCSTH25 1830__B FROM_TO | SLCSTH25 | 1830__B | 213 | 1 | 1 | SPGVALLYP_8 | MCGREG_T_8 | FROM_TO | 73521.13 | 73762.43 | -177.368 | 0 | 1684.409 | 1068 | -0.00985 | 0.016024 | -0.44801 | 0.49042 | 81.4911 | -50.4264 | 0 |  |  | 2881.887 | 1252.195 | 1558.017 | 968.26 | 9311.484 | 1323.285 | 1590.105 | 1175.773 | 4428.795 | 1322.181 | Competitive | Competitive | 1 | FALSE | FALSE | 1 | Non-Competitive | 0.7265 | Competitive | 96.1133 | -52.2895 | 5285.635 | 1322.894 | 214 | 1
SLCSTH25 1830__B TO_FROM | SLCSTH25 | 1830__B | 213 | 1 | 1 | SPGVALLYP_8 | MCGREG_T_8 | TO_FROM | 73521.13 | 73609.78 | -39.341 | 0 | 1068 | 1616.569 | -0.01602 | 0.009848 | -0.49042 | 0.44801 | 154.2103 | -62.1155 | 0 |  |  | 1083.648 | 2881.887 | 853.344 | 1672.883 | 1148.356 | 9311.484 | 1035.597 | 1672.108 | 1153.558 | 4428.795 | Competitive | Competitive | 1 | FALSE | FALSE | 1 | Non-Competitive | 0.7265 | Competitive | 121.5715 | -31.8628 | 1165.173 | 5285.635 | 214 | 1
SLCSTH25 1830__C FROM_TO | SLCSTH25 | 1830__C | 213 | 1 | 1 | MCGREG_T_8 | TEMPELMC__8 | FROM_TO | 73521.13 | 75043.03 | -197.576 | 0 | 1605.403 | 1166.069 | -0.01047 | 0.016659 | -0.08027 | 0.50732 | 52.3992 | -56.455 | 0 |  |  | 4267.663 | 1250.373 | 1560.682 | 958.314 | 9312.721 | 1322.31 | 1612.956 | 1158.909 | 5650.484 | 1317.823 | Competitive | Competitive | 1 | FALSE | FALSE | 1 | Non-Competitive | 0.7035 | Competitive | 93.3001 | -65.4221 | 5713.36 | 1320.811 | 214 | 1
SLCSTH25 1830__C TO_FROM | SLCSTH25 | 1830__C | 213 | 1 | 1 | MCGREG_T_8 | TEMPELMC__8 | TO_FROM | 73521.13 | 73567.25 | -28.3055 | 0 | 1166.069 | 1605.404 | -0.01666 | 0.010469 | -0.50732 | 0.080274 | 184.8741 | -65.6901 | 0 |  |  | 1081.81 | 4267.663 | 840.685 | 1668.301 | 1147.19 | 9312.721 | 1020.045 | 1693.518 | 1149.071 | 5650.484 | Competitive | Competitive | 1 | FALSE | FALSE | 1 | Non-Competitive | 0.7035 | Competitive | 139.4962 | -24.778 | 1163.176 | 5713.36 | 214 | 1
SLCSTH25 1830__E FROM_TO | SLCSTH25 | 1830__E | 213 | 1 | 1 | COTTONBELT | SPGVALLYP_8 | FROM_TO | 73521.13 | 73718.08 | -169.609 | 0 | 1684.738 | 1099.733 | -0.00974 | 0.016129 | -0.50947 | 0.42582 | 89.2354 | -44.7739 | 0 |  |  | 1805.598 | 1253.438 | 1556.473 | 974.652 | 9311.465 | 1323.996 | 1580.374 | 1186.753 | 2767.169 | 1324.627 | Competitive | Competitive | 1 | FALSE | FALSE | 1 | Non-Competitive | 0.773 | Competitive | 103.85 | -44.5684 | 4625.861 | 1324.827 | 214 | 1
SLCSTH25 1830__E TO_FROM | SLCSTH25 | 1830__E | 213 | 1 | 1 | COTTONBELT | SPGVALLYP_8 | TO_FROM | 73521.13 | 73641.39 | -47.0743 | 0 | 1068.054 | 1684.738 | -0.01613 | 0.009743 | -0.42582 | 0.50947 | 144.3289 | -67.1682 | 0 |  |  | 1084.852 | 1805.598 | 860.23 | 1675.902 | 1149.106 | 9311.465 | 1045.149 | 1663.149 | 1156.012 | 2767.169 | Competitive | Competitive | 1 | FALSE | FALSE | 1 | Non-Competitive | 0.773 | Competitive | 113.8359 | -39.5816 | 1166.886 | 4625.861 | 214 | 1
SLCSTH25 1830__F FROM_TO | SLCSTH25 | 1830__F | 213 | 1 | 1 | COTTONBELT | WACOATCO1_8 | FROM_TO | 73521.13 | 73741.48 | -57.6633 | 0 | 1068.259 | 1617.116 | -0.01627 | 0.009599 | -0.28479 | 0.57403 | 128.9015 | -72.216 | 0 |  |  | 1086.579 | 1827.811 | 869.159 | 1678.217 | 1150.175 | 9311.439 | 1058.441 | 1652.421 | 1159.508 | 1918.462 | Competitive | Competitive | 1 | FALSE | TRUE | 1 | Non-Competitive | 0.758 | Competitive | 103.2438 | -50.1508 | 1169.343 | 3628.058 | 214 | 1
SLCSTH25 1830__F TO_FROM | SLCSTH25 | 1830__F | 213 | 1 | 1 | COTTONBELT | WACOATCO1_8 | TO_FROM | 73521.13 | 73677.4 | -158.985 | 0 | 1685.01 | 1100.035 | -0.0096 | 0.016273 | -0.57403 | 0.28479 | 107.9463 | -38.8434 | 0 |  |  | 1721.845 | 1255.221 | 1551.429 | 983.55 | 9311.439 | 1325.01 | 1568.332 | 1202.106 | 1828.69 | 1328.105 | Competitive | Competitive | 1 | FALSE | TRUE | 1 | Non-Competitive | 0.758 | Competitive | 114.4435 | -33.9961 | 3628.058 | 1327.596 | 214 | 1
SLCSTH25 1830__G FROM_TO | SLCSTH25 | 1830__G | 596 | 1 | 1 | WACO_W1_8 | WACOWOOD1_8 | FROM_TO | 73521.13 | 74047.76 | -93.7911 | 0 | 2295.951 | 1068.824 | -0.00872 | 0.017155 | -0.77583 | 0.14848 | 188.4744 | 11.1276 | 0 |  |  | 1793.732 | 1328.109 | 1507.702 | 1069.725 | 9311.289 | 1364.147 | 1514.65 | 1300.803 | 1679.15 | 1381.851 | Competitive | Competitive | 1 | FALSE | TRUE | 1 | Non-Competitive | 0.7345 | Competitive | 179.5172 | 30.9472 | 1755.182 | 1376.004 | 597 | 1
SLCSTH25 1830__G TO_FROM | SLCSTH25 | 1830__G | 596 | 1 | 1 | WACO_W1_8 | WACOWOOD1_8 | TO_FROM | 73521.13 | 77098.94 | -122.642 | 0 | 1068.824 | 2295.951 | -0.01715 | 0.008717 | -0.14848 | 0.77583 | 43.4002 | -2.3967 | 2033.53 |  |  | 1154.663 | 1885.479 | 944.704 | 1679.747 | 1185.022 | 9311.289 | 1143.061 | 1612.122 | 1212.956 | 1754.083 | Competitive | Competitive | 1 | FALSE | TRUE | 1 | Non-Competitive | 0.7345 | Competitive | 38.3131 | -1.0297 | 1205.248 | 1766.31 | 597 | 1
SLCSTH25 1830__H FROM_TO | SLCSTH25 | 1830__H | 596 | 1 | 1 | WACOWOOD1_8 | WACOATCO1_8 | FROM_TO | 73521.13 | 74135.81 | -124.352 | 0 | 1919.97 | 1100.283 | -0.00913 | 0.016741 | -0.71474 | 0.22375 | 147.832 | -8.883 | 0 |  |  | 1634.854 | 1292.197 | 1528.151 | 1017.622 | 9311.357 | 1328.677 | 1536.229 | 1254.551 | 1700.967 | 1355.372 | Competitive | Competitive | 1 | FALSE | TRUE | 1 | Non-Competitive | 0.7265 | Competitive | 148.9769 | 0.46799 | 1789.113 | 1340.133 | 597 | 1
SLCSTH25 1830__H TO_FROM | SLCSTH25 | 1830__H | 596 | 1 | 1 | WACOWOOD1_8 | WACOATCO1_8 | TO_FROM | 73521.13 | 75716.21 | -92.1815 | 0 | 1100.283 | 1919.97 | -0.01674 | 0.009131 | -0.22375 | 0.71474 | 88.234 | -101.447 | 0 |  |  | 1116.256 | 1732.358 | 901.145 | 1678.515 | 1156.448 | 9311.357 | 1103.493 | 1626.449 | 1183.734 | 1784.438 | Competitive | Competitive | 1 | FALSE | TRUE | 1 | Non-Competitive | 0.7265 | Competitive | 68.7155 | -83.3132 | 1180.273 | 1789.113 | 597 | 1
SLCSTH25 290__A FROM_TO | SLCSTH25 | 290__A | 1065 | 1 | 1 | LAKE_CRK2_5 | THOUSE__5 | FROM_TO | 73521.13 | 71223.32 | 205.1694 | 0 | 2566.534 | 1409.155 | -0.16628 | 0.40094 | -0.39613 | 0.54331 | 1734.398 | 1001.229 | 2359.03 | 993.959 | 1771.778 | 10000 | 1686.713 | 993.183 | 1759.351 | 10000 | 5345.316 | 3827.083 | 1730.564 | 3827.428 | 1731.582 | Non-Competitive | Non-Competitive | 0 | TRUE | FALSE | 1 | Non-Competitive | 0.7575 | Non-Competitive | 1746.554 | 1061.86 | 3704.318 | 1684.738 | 1072 | 1
SLCSTH25 290__A TO_FROM | SLCSTH25 | 290__A | 1065 | 1 | 1 | LAKE_CRK2_5 | THOUSE__5 | TO_FROM | 73521.13 | 73753.86 | -2022.65 | 0 | 1373.65 | 2566.535 | -0.40094 | 0.16628 | -0.54331 | 0.39613 | 917.7976 | -1227.24 | 0 | 1300.228 | 1078.826 | 1491.056 | 10000 | 1292.876 | 1078.288 | 5345.316 | 10000 | 1348.098 | 3984.729 | 1348.771 | 3984.88 | Competitive | Competitive | 1 | TRUE | FALSE | 1 | Non-Competitive | 0.7575 | Competitive | 868.1172 | -1036.56 | 1269.947 | 3924.437 | 1072 | 1
SLCSTH25 300__A FROM_TO | SLCSTH25 | 300__A | 1065 | 1 | 1 | LAKE_CRK1_5 | TEMP_SS__5 | FROM_TO | 73521.13 | 68793.46 | -1210.82 | 0 | 1941.065 | 1112.096 | -0.08478 | 0.25335 | -0.16021 | 0.31728 | 1658.114 | -211.1 | 0 | 1497.27 | 1155.095 | 9686.713 | 1252.782 | 1412.338 | 978.182 | 10000 | 1323.736 | 1962.554 | 1186.871 | 1994.967 | 1271.224 | Competitive | Competitive | 0 | TRUE | TRUE | 1 | Competitive | 0.711 | Competitive | 1603.684 | 27.0359 | 1864.951 | 1200.051 | 1072 | 1
SLCSTH25 300__A TO_FROM | SLCSTH25 | 300__A | 1065 | 1 | 1 | LAKE_CRK1_5 | TEMP_SS__5 | TO_FROM | 73521.13 | 73045.81 | -1045.87 | 0 | 1112.096 | 1941.063 | -0.25335 | 0.084783 | -0.31728 | 0.16021 | 832.5506 | -835.296 | 0 | 1009.098 | 1612.784 | 1084.64 | 9686.713 | 871.607 | 1596.279 | 1151.685 | 10000 | 1047.036 | 2082.369 | 1113.676 | 2094.189 | Competitive | Competitive | 1 | TRUE | FALSE | 1 | Non-Competitive | 0.711 | Competitive | 808.0083 | -768.227 | 1055.088 | 2018.973 | 1072 | 1
SLCSTH25 315__A FROM_TO | SLCSTH25 | 315__A | 1065 | 1 | 1 | TEMP_PEC__5 | TEMP_SS__5 | FROM_TO | 73521.13 | 72891.97 | -1547.1 | 0 | 1740.029 | 1053.033 | -0.06761 | 0.13124 | -0.17348 | 0.68476 | 1150.805 | -489.041 | 0 | 1540.438 | 946.381 | 1684.338 | 950.398 | 1411.245 | 933.354 | 4099.478 | 1214.203 | 1429.938 | 1012.273 | 1470.096 | 1014.34 | Competitive | Competitive | 0 | TRUE | TRUE | 1 | Competitive | 0.711 | Competitive | 1106.55 | -340.43 | 1361.93 | 985.558 | 1072 | 1
SLCSTH25 315__A TO_FROM | SLCSTH25 | 315__A | 1065 | 1 | 1 | TEMP_PEC__5 | TEMP_SS__5 | TO_FROM | 73521.13 | 73056.29 | -459.8 | 0 | 1080.468 | 1437.17 | -0.13124 | 0.067608 | -0.68476 | 0.17348 | 1079.206 | 585.835 | 2359.03 | 847.519 | 1793.299 | 848.69 | 1794.227 | 837.187 | 1684.385 | 1051.341 | 4099.478 | 902.868 | 1588.337 | 904.462 | 1620.407 | Competitive | Competitive | 0 | TRUE | TRUE | 1 | Competitive | 0.711 | Competitive | 1141.705 | 667.3081 | 873.283 | 1561.648 | 1072 | 1
SLCSTH25 490__A FROM_TO | SLCSTH25 | 490__A | 1065 | 1 | 1 | THOUSE__5 | TEMP_PEC__5 | FROM_TO | 73521.13 | 71263.93 | -1383.23 | 0 | 1793.056 | 1077.777 | -0.07778 | 0.1258 | -0.21548 | 0.21658 | 1476.854 | -306.529 | 0 | 1499.888 | 1025.533 | 1676.006 | 1132.912 | 1424 | 948.201 | 2717.824 | 1316.013 | 1448.304 | 1087.332 | 1470.518 | 1163.327 | Competitive | Competitive | 0 | TRUE | TRUE | 1 | Competitive | 0.719 | Competitive | 1417.709 | -78.2605 | 1383.808 | 1058.674 | 1072 | 1
SLCSTH25 490__A TO_FROM | SLCSTH25 | 490__A | 1065 | 1 | 1 | THOUSE__5 | TEMP_PEC__5 | TO_FROM | 73521.13 | 72794.05 | -750.162 | 0 | 1112.491 | 1793.056 | -0.1258 | 0.077778 | -0.21658 | 0.21548 | 867.8118 | 367.2986 | 2359.03 | 907.22 | 1726.047 | 990.28 | 1791.854 | 848.206 | 1680.135 | 1144.303 | 2717.824 | 965.231 | 1595.215 | 1025.443 | 1609.276 | Competitive | Competitive | 1 | TRUE | TRUE | 1 | Competitive | 0.719 | Competitive | 877.2207 | 422.8247 | 936.723 | 1561.633 | 1072 | 1
SLCSTHS5 1295__A FROM_TO | SLCSTHS5 | 1295__A | 492 | 4 | 4 | TEMP_SS__8 | TEMP_PEC__8 | FROM_TO | 73521.13 | 74895.07 | -188.927 | 0 | 1104.623 | 2001.806 | -0.01658 | 0.024085 | -0.27595 | 0.31957 | 96.2923 | 22.4058 | 2359.03 | 10000 |  | 1467.877 | 1724.655 | 928.81 | 1732.205 | 3411.458 | 1716.719 | 1406.779 | 1661.783 | 1753.26 | 1658.547 | Competitive | Competitive | 1 | TRUE | TRUE | 1 | Competitive | 0.75 | Competitive | 78.7231 | 20.877 | 1807.617 | 1619.664 | 493 | 1
SLCSTHS5 1295__A TO_FROM | SLCSTHS5 | 1295__A | 492 | 4 | 4 | TEMP_SS__8 | TEMP_PEC__8 | TO_FROM | 73521.13 | 74102.66 | -159.947 | 0 | 2001.806 | 1073.726 | -0.02408 | 0.01658 | -0.31957 | 0.27595 | 310.3291 | 19.1449 | 0 |  | 10000 | 1494.449 | 1596.495 | 1397.026 | 1044.108 | 1620.067 | 3411.458 | 1429.147 | 1578.078 | 1485.09 | 1887.759 | Competitive | Competitive | 1 | TRUE | TRUE | 1 | Competitive | 0.75 | Competitive | 277.3426 | 49.9879 | 1384.412 | 1964.747 | 493 | 1
SLCSTHS5 1830__A FROM_TO | SLCSTHS5 | 1830__A | 83 | 4 | 4 | MCGREGPH1_8 | MCGREG_T_8 | FROM_TO | 73521.13 | 75636.06 | -21.2808 | 0 | 1635.73 | 1095.717 | -0.00066 | 0.000661 | -0.04409 | 0.92168 | -10.9743 | -14.6571 | 0 |  |  | 9005.395 | 905.484 | 1696.6 | 880.607 | 9005.395 | 1269.962 | 5078.657 | 915.303 | 8591.991 | 925.521 | Competitive | Competitive | 1 | FALSE | FALSE | 1 | Non-Competitive | 0.984 | Competitive | -7.7881 | -12.4196 | 8813.034 | 1116.855 | 84 | 1
SLCSTHS5 1830__A TO_FROM | SLCSTHS5 | 1830__A | 83 | 4 | 4 | MCGREGPH1_8 | MCGREG_T_8 | TO_FROM | 73521.13 | 73588.42 | 12.1803 | 0 | 1130.097 | 1828.938 | -0.00066 | 0.000658 | -0.92168 | 0.044086 | 20.9749 | 10.4511 | 0 |  |  | 737.1 | 9005.395 | 716.134 | 1765.945 | 1083.474 | 9005.395 | 761.636 | 5137.495 | 771.497 | 8591.991 | Competitive | Competitive | 1 | FALSE | FALSE | 1 | Non-Competitive | 0.984 | Competitive | 21.0563 | 4.8458 | 974.257 | 8813.034 | 84 | 1
SLCSTHS5 1830__B FROM_TO | SLCSTHS5 | 1830__B | 213 | 4 | 4 | SPGVALLYP_8 | MCGREG_T_8 | FROM_TO | 73521.13 | 73809.69 | -197.34 | 0 | 1588.168 | 1067.989 | -0.00995 | 0.01717 | -0.43774 | 0.50171 | 49.4529 | -62.0911 | 0 |  |  | 5153.585 | 1249.112 | 1589.705 | 956.542 | 9065.345 | 1321.974 | 1526.421 | 1148.027 | 6294.128 | 1315.358 | Competitive | Competitive | 1 | FALSE | FALSE | 1 | Non-Competitive | 0.7895 | Competitive | 81.109 | -67.7897 | 4653.145 | 1279.278 | 214 | 1
SLCSTHS5 1830__B TO_FROM | SLCSTHS5 | 1830__B | 213 | 4 | 4 | SPGVALLYP_8 | MCGREG_T_8 | TO_FROM | 73521.13 | 73574.65 | -17.1548 | 0 | 1099.648 | 1588.168 | -0.01717 | 0.009953 | -0.50171 | 0.43774 | 177.0314 | -53.9599 | 0 |  |  | 1080.645 | 5153.585 | 841.576 | 1704.732 | 1146.828 | 9065.345 | 1011.841 | 1610.858 | 1146.713 | 6294.128 | Competitive | Competitive | 1 | FALSE | FALSE | 1 | Non-Competitive | 0.7895 | Competitive | 137.4634 | -17.2783 | 1129.889 | 4653.145 | 214 | 1
SLCSTHS5 1830__C FROM_TO | SLCSTHS5 | 1830__C | 213 | 4 | 4 | MCGREG_T_8 | TEMPELMC__8 | FROM_TO | 73521.13 | 75390.93 | -218.622 | 0 | 1686.879 | 1249.425 | -0.01057 | 0.017831 | -0.07739 | 0.51817 | 32.6315 | -72.8369 | 0 |  |  | 5188.849 | 1179.765 | 1590.298 | 948.578 | 9063.253 | 1321.152 | 1530.421 | 1132.123 | 6352.581 | 1275.373 | Competitive | Competitive | 1 | FALSE | FALSE | 1 | Non-Competitive | 0.844 | Competitive | 77.1526 | -82.1061 | 6473.252 | 1261.581 | 214 | 1
SLCSTHS5 1830__C TO_FROM | SLCSTHS5 | 1830__C | 213 | 4 | 4 | MCGREG_T_8 | TEMPELMC__8 | TO_FROM | 73521.13 | 73532.49 | -4.889 | 0 | 1177.025 | 1605.824 | -0.01783 | 0.01057 | -0.51817 | 0.077387 | 203.5891 | -50.2138 | 0 |  |  | 1026.895 | 5188.849 | 830.178 | 1700.352 | 1145.803 | 9063.253 | 996.97 | 1612.829 | 1114.367 | 6352.581 | Competitive | Competitive | 1 | FALSE | FALSE | 1 | Non-Competitive | 0.844 | Competitive | 156.5059 | -10.2678 | 1115.383 | 6473.252 | 214 | 1
SLCSTHS5 1830__E FROM_TO | SLCSTHS5 | 1830__E | 213 | 4 | 4 | COTTONBELT | SPGVALLYP_8 | FROM_TO | 73521.13 | 73759.09 | -189.581 | 0 | 1588.358 | 1099.725 | -0.00985 | 0.017275 | -0.49819 | 0.43818 | 68.4185 | -58.6031 | 0 |  |  | 5138.411 | 1250.243 | 1588.29 | 961.419 | 9067.337 | 1322.63 | 1525.11 | 1158.345 | 6269.493 | 1317.596 | Competitive | Competitive | 1 | FALSE | FALSE | 1 | Non-Competitive | 0.7345 | Competitive | 88.8456 | -60.0686 | 4628.59 | 1282.132 | 214 | 1
SLCSTHS5 1830__E TO_FROM | SLCSTHS5 | 1830__E | 213 | 4 | 4 | COTTONBELT | SPGVALLYP_8 | TO_FROM | 73521.13 | 73600.05 | -24.8881 | 0 | 1099.725 | 1695.758 | -0.01728 | 0.009848 | -0.43818 | 0.49819 | 163.9855 | -54.332 | 0 |  |  | 1081.74 | 5138.411 | 847.259 | 1706.545 | 1147.52 | 9067.337 | 1020.881 | 1610.493 | 1148.954 | 6269.493 | Competitive | Competitive | 1 | FALSE | FALSE | 1 | Non-Competitive | 0.7345 | Competitive | 129.7298 | -24.9971 | 1132.308 | 4628.59 | 214 | 1
SLCSTHS5 1830__F FROM_TO | SLCSTHS5 | 1830__F | 213 | 4 | 4 | COTTONBELT | WACOATCO1_8 | FROM_TO | 73521.13 | 73675.18 | -35.477 | 0 | 1068.224 | 1588.513 | -0.01742 | 0.009704 | -0.29949 | 0.56168 | 150.5051 | -61.0679 | 0 |  |  | 1083.309 | 4140.874 | 855.837 | 1709.87 | 1148.504 | 9070.012 | 1033.527 | 1610.466 | 1152.142 | 4531.482 | Competitive | Competitive | 1 | FALSE | FALSE | 1 | Non-Competitive | 0.7655 | Competitive | 119.1406 | -35.5662 | 1164.63 | 4191.487 | 214 | 1
SLCSTHS5 1830__F TO_FROM | SLCSTHS5 | 1830__F | 213 | 4 | 4 | COTTONBELT | WACOATCO1_8 | TO_FROM | 73521.13 | 73713.26 | -178.957 | 0 | 1695.947 | 1068.224 | -0.0097 | 0.017419 | -0.56168 | 0.29949 | 81.3479 | -52.4321 | 0 |  |  | 4140.874 | 1251.863 | 1585.494 | 969.061 | 9070.012 | 1323.564 | 1523.613 | 1172.888 | 4531.482 | 1320.775 | Competitive | Competitive | 1 | FALSE | FALSE | 1 | Non-Competitive | 0.7655 | Competitive | 99.4391 | -49.4963 | 4191.487 | 1322.279 | 214 | 1
SLCSTHS5 1830__G FROM_TO | SLCSTHS5 | 1830__G | 596 | 4 | 4 | WACO_W1_8 | WACOWOOD1_8 | FROM_TO | 73521.13 | 74082.75 | -113.763 | 0 | 2085.624 | 1068.695 | -0.00882 | 0.018301 | -0.76011 | 0.16545 | 170.0249 | -9.402 | 0 |  |  | 1671.168 | 1325.909 | 1541.162 | 1033.261 | 9085.209 | 1330.373 | 1515.433 | 1270.388 | 1584.317 | 1375.601 | Competitive | Competitive | 1 | FALSE | TRUE | 1 | Non-Competitive | 0.6875 | Competitive | 164.4952 | 15.4294 | 1652.455 | 1357.721 | 597 | 1
SLCSTHS5 1830__G TO_FROM | SLCSTHS5 | 1830__G | 596 | 4 | 4 | WACO_W1_8 | WACOWOOD1_8 | TO_FROM | 73521.13 | 76615.51 | -100.455 | 0 | 1068.695 | 2085.624 | -0.0183 | 0.008822 | -0.16545 | 0.76011 | 63.56 | 16.32 | 1950.93 |  |  | 1152.236 | 1773.364 | 915.916 | 1710.565 | 1158.047 | 9085.209 | 1116.914 | 1616.517 | 1206.258 | 1669.728 | Competitive | Competitive | 1 | FALSE | TRUE | 1 | Non-Competitive | 0.6875 | Competitive | 49.0943 | 16.2161 | 1194.641 | 1652.455 | 597 | 1
SLCSTHS5 1830__H FROM_TO | SLCSTHS5 | 1830__H | 596 | 4 | 4 | WACOWOOD1_8 | WACOATCO1_8 | FROM_TO | 73521.13 | 74174.88 | -144.324 | 0 | 1811.514 | 1068.37 | -0.00924 | 0.017887 | -0.70004 | 0.23947 | 129.5481 | -26.3302 | 0 |  |  | 2901.434 | 1257.804 | 1562.258 | 995.63 | 9078.333 | 1326.926 | 1519.5 | 1223.348 | 3340.331 | 1332.158 | Competitive | Competitive | 1 | FALSE | FALSE | 1 | Non-Competitive | 0.7425 | Competitive | 133.9723 | -15.0324 | 2129.358 | 1331.27 | 597 | 1
SLCSTHS5 1830__H TO_FROM | SLCSTHS5 | 1830__H | 596 | 4 | 4 | WACOWOOD1_8 | WACOATCO1_8 | TO_FROM | 73521.13 | 75497.71 | -69.9952 | 0 | 1100.223 | 1920.626 | -0.01789 | 0.009236 | -0.23947 | 0.70004 | 102.0473 | -84.6219 | 0 |  |  | 1089.057 | 2901.434 | 882.224 | 1710.946 | 1154.486 | 9078.333 | 1076.887 | 1612.908 | 1163.587 | 3340.331 | Competitive | Competitive | 1 | FALSE | FALSE | 1 | Non-Competitive | 0.7425 | Competitive | 84.6212 | -70.0199 | 1172.618 | 2129.358 | 597 | 1
SLCSTHS5 280__A FROM_TO | SLCSTHS5 | 280__A | 1065 | 4 | 4 | LAKE_CRK1_5 | THOUSE_A_5 | FROM_TO | 73521.13 | 72164.2 | 73.7148 | 0 | 1049.403 | 1511.536 | -0.10208 | 0.28869 | -0.57119 | 0.43107 | 1545.254 | 864.8031 | 2359.03 | 873.069 | 1818.875 | 10000 | 1818.875 | 872.682 | 1807.648 | 10000 | 1681.55 | 2173.173 | 1769.902 | 2173.296 | 1776.418 | Competitive | Competitive | 0 | TRUE | TRUE | 1 | Competitive | 0.6955 | Competitive | 1571.113 | 928.442 | 2019.857 | 1701.816 | 1072 | 1
SLCSTHS5 280__A TO_FROM | SLCSTHS5 | 280__A | 1065 | 4 | 4 | LAKE_CRK1_5 | THOUSE_A_5 | TO_FROM | 73521.13 | 73593.85 | -2413.29 | 0 | 1511.536 | 1049.402 | -0.28869 | 0.10208 | -0.43107 | 0.57119 | 1025.606 | -1160.8 | 0 | 1381.37 | 955.679 | 1420.929 | 10000 | 1379.182 | 955.228 | 1494.565 | 10000 | 1450.062 | 2333.757 | 1454.032 | 2333.894 | Competitive | Competitive | 1 | TRUE | FALSE | 1 | Non-Competitive | 0.6955 | Competitive | 1018.8 | -920.913 | 1327.051 | 2208.074 | 1072 | 1
SLCSTHS5 300__A FROM_TO | SLCSTHS5 | 300__A | 1065 | 4 | 4 | LAKE_CRK1_5 | TEMP_SS__5 | FROM_TO | 73521.13 | 67345.09 | -1086.44 | 0 | 1758.962 | 1030.893 | -0.09039 | 0.33423 | -0.17001 | 0.50262 | 1904.743 | -47.3611 | 0 | 1489.356 | 1174.405 | 10000 | 1261.603 | 1434.701 | 1023.45 | 10000 | 1328.249 | 2631.822 | 1250.734 | 2666.799 | 1296.088 | Competitive | Non-Competitive | 0 | TRUE | FALSE | 1 | Non-Competitive | 0.6875 | Competitive | 1876.295 | 146.9944 | 2446.716 | 1253.839 | 1072 | 0
SLCSTHS5 300__A TO_FROM | SLCSTHS5 | 300__A | 1065 | 4 | 4 | LAKE_CRK1_5 | TEMP_SS__5 | TO_FROM | 73521.13 | 73352.38 | -1349.58 | 0 | 953.391 | 1758.96 | -0.33423 | 0.090388 | -0.50262 | 0.17001 | 730.2648 | -1066.75 | 0 | 1025.332 | 1595.203 | 1092.77 | 10000 | 907.774 | 1588.368 | 1156.2 | 10000 | 1099.934 | 2749.862 | 1135.926 | 2771.46 | Competitive | Competitive | 1 | TRUE | FALSE | 1 | Non-Competitive | 0.6875 | Competitive | 721.1325 | -988.535 | 1111.569 | 2610.902 | 1072 | 1
SLCSTHS5 315__A FROM_TO | SLCSTHS5 | 315__A | 1065 | 4 | 4 | TEMP_PEC__5 | TEMP_SS__5 | FROM_TO | 73521.13 | 73630.14 | -1933.07 | 0 | 1644.992 | 1079.8 | -0.06926 | 0.19203 | -0.17314 | 0.70375 | 1048.984 | -726.927 | 0 | 1538.133 | 960.933 | 2155.704 | 965.341 | 1479.902 | 934.805 | 10000 | 1024.849 | 1575.072 | 948.895 | 1591.197 | 958.149 | Competitive | Competitive | 1 | TRUE | TRUE | 1 | Competitive | 0.7345 | Competitive | 1007.145 | -534.581 | 1487.969 | 938.454 | 1072 | 1
SLCSTHS5 315__A TO_FROM | SLCSTHS5 | 315__A | 1065 | 4 | 4 | TEMP_PEC__5 | TEMP_SS__5 | TO_FROM | 73521.13 | 72693.14 | -194.769 | 0 | 1052.668 | 1644.992 | -0.19203 | 0.069257 | -0.70375 | 0.17314 | 1370.294 | 814.1404 | 2359.03 | 862.314 | 1886.565 | 865.242 | 2229.278 | 840.687 | 1841.97 | 905.24 | 10000 | 850.992 | 1822.485 | 858.576 | 1831.699 | Competitive | Competitive | 0 | TRUE | TRUE | 1 | Competitive | 0.7345 | Competitive | 1433.46 | 905.1625 | 831.818 | 1783.832 | 1072 | 1
SLCSTHS5 490__A FROM_TO | SLCSTHS5 | 490__A | 1065 | 4 | 4 | THOUSE__5 | TEMP_PEC__5 | FROM_TO | 73521.13 | 71310.6 | -1767.81 | 0 | 1882.952 | 1112.393 | -0.07983 | 0.18279 | -0.19472 | 0.36563 | 1408.337 | -493.794 | 0 | 1534.302 | 952.062 | 1565.392 | 956.35 | 1481.398 | 932.352 | 10000 | 1235.198 | 1595.032 | 993.834 | 1608.635 | 998.235 | Competitive | Competitive | 0 | TRUE | TRUE | 1 | Competitive | 0.711 | Competitive | 1363.445 | -263.756 | 1513.851 | 981.135 | 1072 | 1
SLCSTHS5 490__A TO_FROM | SLCSTHS5 | 490__A | 1065 | 4 | 4 | THOUSE__5 | TEMP_PEC__5 | TO_FROM | 73521.13 | 72221.26 | -498.415 | 0 | 1078.041 | 1800.249 | -0.18279 | 0.079834 | -0.36563 | 0.19471 | 1119.009 | 587.3323 | 2359.03 | 853.165 | 1861.49 | 855.318 | 1690.1 | 837.273 | 1821.726 | 1068.929 | 10000 | 888.299 | 1826.89 | 891.811 | 1834.312 | Competitive | Competitive | 0 | TRUE | TRUE | 1 | Competitive | 0.711 | Competitive | 1172.535 | 655.618 | 868.971 | 1786.207 | 1072 | 1
SPAIMUR8 6011__A FROM_TO | SPAIMUR8 | 6011__A | 1065 | 3 | 3 | BOWMAN_5 | FISHRDSS1_5 | FROM_TO | 73521.13 | 74709.01 | -265.12 | 0 | 1853.345 | 785.951 | -0.1348 | 0.015942 | -0.70287 | 0.20494 | 229.1723 | 37.0838 | 0 |  | 3312.556 | 2944.122 | 3695.052 | 1183.429 | 1701.266 | 3824.402 | 3695.052 | 1573.308 | 3215.946 | 3134.378 | 3622.818 | Competitive | Competitive | 1 | TRUE | FALSE | 1 | Non-Competitive | 0.7265 | Competitive | 166.188 | 64.336 | 3345.734 | 3695.052 | 1072 | 1
SPAIMUR8 6011__A TO_FROM | SPAIMUR8 | 6011__A | 1065 | 3 | 3 | BOWMAN_5 | FISHRDSS1_5 | TO_FROM | 73521.13 | 77936.02 | -109.506 | 0 | 936.863 | 1853.345 | -0.01594 | 0.1348 | -0.20494 | 0.70287 | 169.1152 | -192.235 | 0 | 2202.724 |  | 2708.889 | 2944.122 | 746.046 | 1239.811 | 2708.889 | 3824.402 | 2073.757 | 1622.108 | 2593.279 | 3134.378 | Competitive | Competitive | 1 | TRUE | FALSE | 1 | Non-Competitive | 0.7265 | Competitive | 12.0335 | -136.467 | 3654.612 | 3345.734 | 1072 | 1
SPAIMUR8 6012__A FROM_TO | SPAIMUR8 | 6012__A | 1065 | 3 | 3 | BOWMAN_5 | JACKSBRO_5 | FROM_TO | 73521.13 | 73415.76 | -304.001 | 0 | 694.798 | 1983.385 | -0.08537 | 0.33724 | -0.11652 | 0.42432 | 1050.821 | -509.766 | 0 | 646.317 | 4753.183 | 2583.675 | 5009.967 | 611.059 | 1408.025 | 2708.889 | 5009.967 | 1118.636 | 2281.891 | 1122.591 | 4958.768 | Competitive | Competitive | 1 | TRUE | FALSE | 1 | Non-Competitive | 0.75 | Competitive | 566.5378 | -312.91 | 1628.397 | 5346.263 | 956 | 1
SPAIMUR8 6012__A TO_FROM | SPAIMUR8 | 6012__A | 1065 | 3 | 3 | BOWMAN_5 | JACKSBRO_5 | TO_FROM | 73521.13 | 74494.36 | -1158.52 | 0 | 1958.274 | 694.798 | -0.33724 | 0.08537 | -0.42432 | 0.11652 | 652.7494 | -107.187 | 0 | 4753.183 | 1644.652 | 5009.967 | 3695.052 | 1355.583 | 1414.909 | 5009.967 | 3695.052 | 2223.291 | 2359.262 | 4958.768 | 2373.335 | Competitive | Competitive | 1 | TRUE | FALSE | 1 | Non-Competitive | 0.75 | Competitive | 449.6918 | -41.8818 | 5346.263 | 2666.76 | 956 | 1
SPAIMUR8 6024__A FROM_TO | SPAIMUR8 | 6024__A | 1065 | 3 | 3 | GRHAMSES1_5 | LONGCREK_5 | FROM_TO | 73521.13 | 75463.42 | -1328.36 | 0 | 1881.715 | 771.666 | -0.12937 | 0.084614 | -0.24278 | 0.084614 | 604.6971 | 6.951 | 0 | 1925.062 | 3078.472 | 2969.703 | 3078.472 | 1872.045 | 1669.272 | 3393.752 | 3149.53 | 2298.99 | 2934.347 | 2330.356 | 3111.416 | Competitive | Competitive | 1 | TRUE | FALSE | 1 | Non-Competitive | 0.758 | Competitive | 451.6896 | -36.1354 | 2719.523 | 3101.855 | 1072 | 1
SPAIMUR8 6024__A TO_FROM | SPAIMUR8 | 6024__A | 1065 | 3 | 3 | GRHAMSES1_5 | LONGCREK_5 | TO_FROM | 73521.13 | 67688.23 | -381.452 | 0 | 771.666 | 1881.715 | -0.08461 | 0.24278 | -0.08461 | 0.24278 | 1455.752 | 248.4031 | 0 | 765.606 | 2092.1 | 772.206 | 3276.975 | 674.244 | 1996.103 | 995.778 | 3393.752 | 743.209 | 2446.959 | 751.863 | 2507.75 | Competitive | Non-Competitive | 0 | TRUE | FALSE | 1 | Non-Competitive | 0.758 | Non-Competitive | 1251.024 | 289.7432 | 824.408 | 2850.631 | 1072 | 1
SPAIMUR8 6028__A FROM_TO | SPAIMUR8 | 6028__A | 1065 | 3 | 3 | GRHAMSES1_5 | COKFIELD_5 | FROM_TO | 73521.13 | 74658.64 | -1374.19 | 0 | 1880.192 | 771.155 | -0.13004 | 0.085052 | -0.40505 | 0.085052 | 607.8299 | 6.9857 | 0 | 1892.993 | 3078.475 | 2969.702 | 3078.475 | 1872.047 | 1669.271 | 3393.749 | 3149.533 | 2298.988 | 2934.351 | 2304.458 | 3111.422 | Competitive | Competitive | 1 | TRUE | FALSE | 1 | Non-Competitive | 0.7265 | Competitive | 454.0288 | -36.3231 | 2719.494 | 3101.841 | 1072 | 1
SPAIMUR8 6028__A TO_FROM | SPAIMUR8 | 6028__A | 1065 | 3 | 3 | GRHAMSES1_5 | COKFIELD_5 | TO_FROM | 73521.13 | 67132.69 | -383.428 | 0 | 771.155 | 1880.192 | -0.08505 | 0.40505 | -0.08505 | 0.40505 | 1502.244 | 249.6907 | 0 | 752.292 | 2052.672 | 1986.919 | 3276.97 | 668.826 | 1996.107 | 3404.955 | 3393.749 | 783.691 | 2446.958 | 791.266 | 2476.7 | Competitive | Non-Competitive | 0 | TRUE | FALSE | 1 | Non-Competitive | 0.7265 | Non-Competitive | 1296.454 | 305.2743 | 933.062 | 2850.602 | 1072 | 1
SPAIMUR8 6029__A FROM_TO | SPAIMUR8 | 6029__A | 1065 | 3 | 3 | LONGCREK_5 | COKFIELD_5 | FROM_TO | 73521.13 | 72887 | -692.171 | 0 | 968.575 | 2410.663 | -0.08505 | 0.24404 | -0.59495 | 0.24404 | 1432.645 | 249.6907 | 0 | 783.987 | 2052.672 | 790.876 | 3276.97 | 684.612 | 1996.107 | 1030.062 | 3393.749 | 763.386 | 2446.958 | 772.882 | 2476.7 | Non-Competitive | Non-Competitive | 0 | TRUE | FALSE | 1 | Non-Competitive | 0.7735 | Non-Competitive | 1233.218 | 305.2743 | 855.679 | 2850.602 | 1072 | 1
SPAIMUR8 6029__A TO_FROM | SPAIMUR8 | 6029__A | 1065 | 3 | 3 | LONGCREK_5 | COKFIELD_5 | TO_FROM | 73521.13 | 75021.1 | -1396.06 | 0 | 2410.665 | 1049.656 | -0.13004 | 0.59495 | -0.24404 | 0.59495 | 706.1411 | 6.9857 | 0 | 1591.696 | 3078.475 | 10000 | 3078.475 | 1601.002 | 1669.271 | 10000 | 3149.533 | 5752.932 | 2934.351 | 6214.161 | 3111.422 | Competitive | Competitive | 1 | TRUE | FALSE | 1 | Non-Competitive | 0.7735 | Competitive | 553.4797 | -36.3231 | 6269.176 | 3101.841 | 1072 | 1
SPAIMUR8 6035__A FROM_TO | SPAIMUR8 | 6035__A | 1065 | 3 | 3 | TONKAWA_5 | GRHAMSES1_5 | FROM_TO | 73521.13 | 71979.34 | -321.407 | 0 | 854.198 | 1878.605 | -0.05585 | 0.16044 | -0.05585 | 0.16044 | 1135.496 | 138.0467 | 0 | 889.838 | 3287.023 | 914.434 | 3287.023 | 789.301 | 1862.427 | 973.818 | 3379.982 | 984.685 | 2289.904 | 993.127 | 3494.461 | Competitive | Non-Competitive | 0 | TRUE | FALSE | 1 | Non-Competitive | 0.711 | Competitive | 951.4115 | 197.8945 | 1065.09 | 3085.502 | 1072 | 0
SPAIMUR8 6035__A TO_FROM | SPAIMUR8 | 6035__A | 1065 | 3 | 3 | TONKAWA_5 | GRHAMSES1_5 | TO_FROM | 73521.13 | 77367.34 | -998.819 | 0 | 1878.605 | 854.199 | -0.11835 | 0.055848 | -0.16044 | 0.055848 | 467.1549 | 4.9625 | 0 | 2968.757 | 3084.406 | 2968.757 | 3084.406 | 1738.86 | 1963.226 | 3379.982 | 3146.979 | 2132.442 | 3026.179 | 3260.087 | 3114.267 | Competitive | Competitive | 1 | TRUE | FALSE | 1 | Non-Competitive | 0.711 | Competitive | 331.3784 | -65.8189 | 2860.714 | 3130.98 | 1072 | 1
SPAIMUR8 6380__D FROM_TO | SPAIMUR8 | 6380__D | 154 | 3 | 3 | MURRY_P8 | PAIP4B | FROM_TO | 73521.13 | 94738.8 | 0 | 0 | 0 | 0 | 0 | 0 | 0 | 0 | 0 | 0 | 0 | [10 empty] | 0 | 0 | Competitive | Competitive | 1 | FALSE | TRUE | 1 | Non-Competitive | 0.8205 | Competitive | 0 | 0 | 0 | 0 | 155 | 1
SPAIMUR8 6380__D TO_FROM | SPAIMUR8 | 6380__D | 154 | 3 | 3 | MURRY_P8 | PAIP4B | TO_FROM | 73521.13 | 94738.8 | 0 | 0 | 0 | 0 | 0 | 0 | 0 | 0 | 0 | 0 | 0 | [10 empty] | 0 | 0 | Competitive | Competitive | 1 | FALSE | TRUE | 1 | Non-Competitive | 0.8205 | Competitive | 0 | 0 | 0 | 0 | 155 | 1
SPAIMUR8 651__A FROM_TO | SPAIMUR8 | 651__A | 185 | 3 | 3 | COMANCHE_T8 | COMANCHE_8 | FROM_TO | 73521.13 | 73696.03 | 10.0934 | 0 | 783.088 | 0 | 0 | 0.000137 | -0.99986 | 0.000137 | 10.0968 | 10.0986 | 0 |  |  | 783.088 |  | 783.088 |  | 783.088 |  | 783.088 |  | 783.088 | 0 | Competitive | Competitive | 1 | FALSE | TRUE | 1 | Non-Competitive | 0.7815 | Competitive | 10.1314 | 10.0845 | 788.325 | 0 | 186 | 1
SPAIMUR8 651__A TO_FROM | SPAIMUR8 | 651__A | 185 | 3 | 3 | COMANCHE_T8 | COMANCHE_8 | TO_FROM | 73521.13 | 94738.8 | -10.0934 | 0 | 783.088 | 0 | -0.00014 | 0 | -0.00014 | 0.99986 | -10.0846 | -9.3099 | 5643.83 |  |  |  | 920.068 |  | 920.068 |  | 920.068 |  | 920.068 | 0 | 920.068 | Competitive | Competitive | 1 | FALSE | TRUE | 1 | Non-Competitive | 0.7815 | Competitive | -10.0857 | -9.1242 | 0 | 921.083 | 186 | 1
SPAIMUR8 651__B FROM_TO | SPAIMUR8 | 651__B | 185 | 3 | 3 | COMCHESS1_8 | COMANCHE_T8 | FROM_TO | 73521.13 | 73406.91 | -6.743 | 0 | 1087.954 | 1677.078 | -0.07241 | 0.017925 | -0.72856 | 0.18315 | 268.219 | 48.7499 | 0 |  | 7392.494 | 790.29 | 7365.631 | 618.505 | 3734.318 | 850.412 | 10000 | 745.107 | 8519.698 | 849.325 | 8868.551 | Competitive | Non-Competitive | 0 | TRUE | FALSE | 1 | Non-Competitive | 0.781 | Non-Competitive | 221.1882 | 56.8135 | 921.212 | 8927.55 | 186 | 1
SPAIMUR8 651__B TO_FROM | SPAIMUR8 | 651__B | 185 | 3 | 3 | COMCHESS1_8 | COMANCHE_T8 | TO_FROM | 73521.13 | 74258 | -265.72 | 0 | 1677.078 | 1087.954 | -0.01413 | 0.13101 | -0.18315 | 0.72856 | 49.028 | -117.482 | 0 | 5350.66 |  | 7711.07 | 2404.01 | 3062.848 | 891.184 | 7711.07 | 2430.931 | 5684.958 | 1416.827 | 5726.731 | 2479.489 | Competitive | Competitive | 1 | TRUE | FALSE | 1 | Non-Competitive | 0.781 | Competitive | 27.3933 | -107.779 | 5808.181 | 2329.026 | 186 | 1
SPAIMUR8 651__D FROM_TO | SPAIMUR8 | 651__D | 185 | 3 | 3 | DUBLIN1_8 | HASSE_P8 | FROM_TO | 73521.13 | 73792.31 | -205.042 | 0 | 1817.045 | 972.819 | -0.01476 | 0.13183 | -0.31556 | 0.40842 | 97.4091 | -74.5365 | 0 | 5915.05 |  | 7680.901 | 2317.282 | 2406.063 | 835.062 | 7680.901 | 2322.113 | 5264.168 | 1070.845 | 5782.51 | 2356.208 | Competitive | Competitive | 1 | TRUE | FALSE | 1 | Non-Competitive | 0.711 | Competitive | 76.9617 | -55.3627 | 5655.713 | 2911.862 | 186 | 1
SPAIMUR8 651__D TO_FROM | SPAIMUR8 | 651__D | 185 | 3 | 3 | DUBLIN1_8 | HASSE_P8 | TO_FROM | 73521.13 | 73482.97 | -45.2806 | 0 | 972.819 | 1817.045 | -0.07157 | 0.014757 | -0.40842 | 0.31556 | 200.1791 | 6.746 | 0 |  | 7747.726 | 837.361 | 7238.319 | 615.584 | 2867.627 | 867.354 | 10000 | 697.884 | 7848.304 | 885.721 | 8819.369 | Competitive | Non-Competitive | 0 | TRUE | FALSE | 1 | Non-Competitive | 0.711 | Competitive | 164.7519 | 12.0854 | 1087.573 | 8783.817 | 186 | 0
SPAIMUR8 651__E FROM_TO | SPAIMUR8 | 651__E | 249 | 3 | 3 | DUBLIN1_8 | STPHNVIL_8 | FROM_TO | 73521.13 | 73883.86 | -61.7968 | 0 | 1050.629 | 1777.433 | -0.07179 | 0.014533 | -0.18127 | 0.59135 | 183.6103 | -9.8047 | 0 |  | 7742.034 | 838.038 | 7228.623 | 618.186 | 2754.365 | 883.946 | 10000 | 711.113 | 7735.771 | 889.124 | 8809.896 | Competitive | Competitive | 1 | TRUE | FALSE | 1 | Non-Competitive | 0.7345 | Competitive | 148.0629 | -4.4376 | 1121.954 | 8772.754 | 251 | 1
SPAIMUR8 651__E TO_FROM | SPAIMUR8 | 651__E | 249 | 3 | 3 | DUBLIN1_8 | STPHNVIL_8 | TO_FROM | 73521.13 | 73746.01 | -188.414 | 0 | 1777.433 | 1050.629 | -0.01453 | 0.13205 | -0.59135 | 0.18127 | 113.9321 | -57.9769 | 0 | 5913.521 |  | 7683.331 | 2317.456 | 2321.113 | 844.321 | 7683.331 | 2321.737 | 5206.481 | 1117.447 | 5782.36 | 2360.12 | Competitive | Competitive | 1 | TRUE | FALSE | 1 | Non-Competitive | 0.7345 | Competitive | 93.5473 | -38.8432 | 5652.811 | 2966.794 | 251 | 1
SSNGJE25 240__A FROM_TO | SSNGJE25 | 240__A | 1435 | 1 | 1 | JEWETT_S5 | SNGLTN_345 | FROM_TO | 73521.13 | 56292.59 | -750.329 | 0 | 1659.393 | 1387.197 | -0.18366 | 0.13362 | -0.18693 | 0.20366 | 3392.017 | 1087.161 | 0 | 1396.042 | 1935.941 | 1372.865 | 2069.477 | 1385.938 | 1803.151 | 1316.796 | 2353.323 | 1437.781 | 2046.309 | 1438.764 | 2066.266 | Competitive | Non-Competitive | 0 | TRUE | FALSE | 1 | Non-Competitive | 0.711 | Competitive | 2889.817 | 1245.627 | 1479.505 | 1989.141 | 1450 | 0
SSNGJE25 240__A TO_FROM | SSNGJE25 | 240__A | 1435 | 1 | 1 | JEWETT_S5 | SNGLTN_345 | TO_FROM | 73521.13 | 71123.04 | -1993.25 | 0 | 1370.496 | 1659.393 | -0.13362 | 0.18366 | -0.20366 | 0.18693 | 1452.579 | 1062.72 | 2395.03 | 1806.245 | 1824.787 | 1983.925 | 1795.452 | 1682.412 | 1808.731 | 2353.323 | 1725.651 | 1967.273 | 1804.274 | 1986.547 | 1805.716 | Competitive | Competitive | 0 | TRUE | TRUE | 1 | Competitive | 0.711 | Competitive | 1524.83 | 1197.345 | 1776.547 | 1791.969 | 1450 | 1
SSNGJE25 424T424_1 FROM_TO | SSNGJE25 | 424T424_1 | 1621 | 1 | 1 | BROWN_5 | SARC7A | FROM_TO | 73521.13 | 77410.52 | -638.431 | 0 | 1307.501 | 611.352 | -0.09382 | 0.013191 | -0.29542 | 0.095424 | 480.7851 | 88.839 | 0 |  | 2691.736 | 955.563 | 2691.736 | 946.877 | 2091.957 | 902.181 | 3055.129 | 906.396 | 2798.382 | 907.35 | 2911.713 | Competitive | Competitive | 1 | TRUE | FALSE | 1 | Non-Competitive | 1.43 | #N/A | #N/A | #N/A | #N/A | #N/A | #N/A | #N/A
SSNGJE25 424T424_1 TO_FROM | SSNGJE25 | 424T424_1 | 1621 | 1 | 1 | BROWN_5 | SARC7A | TO_FROM | 73521.13 | 82240.89 | -533.781 | 0 | 611.353 | 1307.501 | -0.01319 | 0.15931 | -0.09542 | 0.29542 | 863.0415 | -6.5939 | 0 | 837.893 |  | 876.561 | 1041.943 | 781.848 | 1031.731 | 1122.55 | 984.815 | 973.482 | 980.112 | 985.03 | 981.07 | Competitive | Competitive | 1 | TRUE | TRUE | 1 | Competitive | 1.43 | #N/A | #N/A | #N/A | #N/A | #N/A | #N/A | #N/A
SSNGJE25 KDLKG_75_A FROM_TO | SSNGJE25 | KDLKG_75_A | 1677 | 1 | 1 | KING____345A | KUYDAL755010 | FROM_TO | 73521.13 | 75218.84 | -1595.99 | 0 | 2083.256 | 2541.461 | -0.14972 | 0.14133 | -0.57359 | 0.14698 | 661.7051 | 507.459 | 3281.23 | 2260.322 | 1731.617 | 2687.659 | 1861.583 | 2158.046 | 1651.6 | 2496.478 | 4724.343 | 2338.056 | 1658.063 | 2354.449 | 1672.561 | Competitive | Competitive | 1 | TRUE | TRUE | 1 | Competitive | 1.25 | Competitive | 728.753 | 587.5548 | 2149.446 | 1661.855 | 1710 | 1
SSNGJE25 KDLKG_75_A TO_FROM | SSNGJE25 | KDLKG_75_A | 1677 | 1 | 1 | KING____345A | KUYDAL755010 | TO_FROM | 73521.13 | 67000.23 | -57.0833 | 0 | 2405.61 | 2062.909 | -0.14133 | 0.14972 | -0.14698 | 0.57359 | 2288.182 | 647.2494 | 0 | 1350.638 | 2337.215 | 1777.545 | 2687.659 | 1297.609 | 2266.396 | 4724.343 | 2496.478 | 1359.513 | 2381.488 | 1369.922 | 2392.303 | Non-Competitive | Non-Competitive | 0 | TRUE | FALSE | 1 | Non-Competitive | 1.25 | Non-Competitive | 2063.185 | 725.9906 | 1400.856 | 2310.6 | 1710 | 1
SSNGJE25 KDLRNS75_A FROM_TO | SSNGJE25 | KDLRNS75_A | 1677 | 1 | 1 | ROANS___345C | KUYDAL755010 | FROM_TO | 73521.13 | 71571.73 | 0.77306 | 0 | 2132.765 | 2156.242 | -0.14054 | 0.15051 | -0.42562 | 0.15051 | 2346.157 | 705.0585 | 0 | 1350.799 | 2339.252 | 1697.456 | 2686.509 | 1290.359 | 2273.913 | 4714.255 | 2496.062 | 1355.943 | 2384.152 | 1367.641 | 2393.92 | Non-Competitive | Non-Competitive | 0 | TRUE | FALSE | 1 | Non-Competitive | 0.875 | Non-Competitive | 2120.986 | 783.841 | 1399.059 | 2311.675 | 1710 | 1
SSNGJE25 KDLRNS75_A TO_FROM | SSNGJE25 | KDLRNS75_A | 1677 | 1 | 1 | ROANS___345C | KUYDAL755010 | TO_FROM | 73521.13 | 83483.88 | -1654.17 | 0 | 2156.241 | 2943.74 | -0.15051 | 0.14054 | -0.15051 | 0.42562 | 603.7164 | 452.2482 | 3281.23 | 2262.941 | 1732.971 | 2686.509 | 1798.036 | 2167.539 | 1641.527 | 2496.062 | 4714.255 | 2341.997 | 1655.531 | 2356.799 | 1671.828 | Competitive | Competitive | 1 | TRUE | TRUE | 1 | Competitive | 0.875 | Competitive | 670.5645 | 532.7345 | 2151.471 | 1661.213 | 1710 | 1
SSNGJE25 KDLRTW74_A FROM_TO | SSNGJE25 | KDLRTW74_A | 2170 | 1 | 1 | KUYDAL745005 | RTHWOD__345A | FROM_TO | 73521.13 | 75018.03 | -192.543 | 0 | 2745.033 | 3372.426 | -0.13391 | 0.057122 | -0.42203 | 0.5268 | 1540.934 | 285.7284 | 0 | 1384.04 | 2347.123 | 1384.04 | 2764.924 | 1280.534 | 2287.733 | 1335.888 | 2435.633 | 1369.736 | 2370.823 | 1396.832 | 2377.878 | Competitive | Competitive | 1 | TRUE | FALSE | 1 | Non-Competitive | 0.8515 | Competitive | 1360.037 | 344.8489 | 1435.348 | 2320.43 | 2194 | 1
SSNGJE25 KDLRTW74_A TO_FROM | SSNGJE25 | KDLRTW74_A | 2170 | 1 | 1 | KUYDAL745005 | RTHWOD__345A | TO_FROM | 73521.13 | 76312.2 | -1064.39 | 0 | 3372.426 | 2820.774 | -0.05712 | 0.13391 | -0.5268 | 0.42203 | 716.2322 | 665.8047 | 3281.23 | 2277.062 | 1794.117 | 2764.924 | 1794.117 | 2194.044 | 1633.975 | 2435.633 | 1717.805 | 2339.11 | 1708.98 | 2349.083 | 1748.648 | Competitive | Competitive | 1 | TRUE | TRUE | 1 | Competitive | 0.8515 | Competitive | 761.0239 | 719.0672 | 2200.44 | 1736.798 | 2194 | 1
SSNGJE25 KDLTB_74_A FROM_TO | SSNGJE25 | KDLTB_74_A | 1677 | 1 | 1 | KUYDAL745005 | TOMBAL__345B | FROM_TO | 73521.13 | 76281.08 | -1143.01 | 0 | 2805.292 | 2639.836 | -0.05819 | 0.13285 | -0.38359 | 0.47214 | 637.683 | 591.0183 | 3281.23 | 2281.249 | 1795.63 | 2687.926 | 1795.63 | 2208.408 | 1613.672 | 2435.254 | 1717.754 | 2344.513 | 1703.82 | 2352.502 | 1751.024 | Competitive | Competitive | 1 | TRUE | TRUE | 1 | Competitive | 0.7815 | Competitive | 682.204 | 644.8098 | 2204.335 | 1739.386 | 1710 | 1
SSNGJE25 KDLTB_74_A TO_FROM | SSNGJE25 | KDLTB_74_A | 1677 | 1 | 1 | KUYDAL745005 | TOMBAL__345B | TO_FROM | 73521.13 | 73530.91 | -114.173 | 0 | 2745.985 | 2217.275 | -0.13285 | 0.058187 | -0.47214 | 0.38359 | 1619.278 | 364.0343 | 0 | 1383.749 | 2350.177 | 1383.749 | 2687.926 | 1266.439 | 2298.154 | 1334.533 | 2435.254 | 1363.848 | 2374.423 | 1396.024 | 2380.129 | Competitive | Competitive | 1 | TRUE | FALSE | 1 | Non-Competitive | 0.7815 | Competitive | 1438.752 | 423.2108 | 1435.423 | 2322.303 | 1710 | 1
SSNGJE25 KG_RTW74_A FROM_TO | SSNGJE25 | KG_RTW74_A | 1710 | 1 | 1 | KING____345A | RTHWOD__345A | FROM_TO | 73521.13 | 75072.59 | -798.56 | 0 | 2830.929 | 2488.9 | -0.04753 | 0.15373 | -0.46526 | 0.16375 | 960.9707 | 913.6149 | 3281.23 | 2291.866 | 1723.064 | 2529.845 | 1800.916 | 2182.685 | 1645.68 | 2446.014 | 1723.064 | 2335.571 | 1717.571 | 2350.27 | 1762.069 | Competitive | Competitive | 1 | TRUE | TRUE | 1 | Competitive | 0.703 | Competitive | 1000.396 | 959.4048 | 2230.72 | 1749.865 | 1710 | 1
SSNGJE25 KG_RTW74_A TO_FROM | SSNGJE25 | KG_RTW74_A | 1710 | 1 | 1 | KING____345A | RTHWOD__345A | TO_FROM | 73521.13 | 77075.34 | -428.371 | 0 | 2634.665 | 2830.929 | -0.15373 | 0.047533 | -0.16375 | 0.46526 | 1234.69 | -4.2625 | 0 | 1327.589 | 2360.452 | 1388.8 | 2529.845 | 1288.453 | 2275.261 | 1366.749 | 2446.014 | 1376.181 | 2364.6 | 1406.425 | 2376.284 | Competitive | Competitive | 1 | TRUE | FALSE | 1 | Non-Competitive | 0.703 | Competitive | 1076.139 | 53.2012 | 1444.735 | 2331.717 | 1710 | 1
SSNGJE25 RNSSNG75_A FROM_TO | SSNGJE25 | RNSSNG75_A | 2170 | 1 | 1 | ROANS___345C | SNGLTN_345 | FROM_TO | 73521.13 | 89588.86 | -1487.43 | 0 | 10000 | 3868.074 | -0.08799 | 0.84949 | -0.09306 | 0.84949 | 1443.764 | 1385.248 | 3281.23 | 1981.883 | 1855.246 | 10000 | 1855.246 | 1918.634 | 1751.1 | 10000 | 1781.665 | 6335.342 | 1795.727 | 6345.522 | 1816.478 | Competitive | Competitive | 1 | TRUE | FALSE | 1 | Non-Competitive | 0.727 | Competitive | 1510.92 | 1465.735 | 6169.822 | 1803.03 | 2194 | 1
SSNGJE25 RNSSNG75_A TO_FROM | SSNGJE25 | RNSSNG75_A | 2170 | 1 | 1 | ROANS___345C | SNGLTN_345 | TO_FROM | 73521.13 | 73434.07 | -1251.83 | 0 | 3868.074 | 10000 | -0.84949 | 0.087994 | -0.84949 | 0.093062 | 2134.445 | -498.65 | 0 | 1424.194 | 2030.321 | 1424.194 | 10000 | 1357.087 | 1987.123 | 1415.813 | 10000 | 1432.907 | 6359.737 | 1447.046 | 6366.883 | Non-Competitive | Competitive | 1 | TRUE | FALSE | 1 | Non-Competitive | 0.727 | Competitive | 1897.813 | -436.65 | 1486.071 | 6272.32 | 2194 | 1
SSNGJE25 SNGTB_74_A FROM_TO | SSNGJE25 | SNGTB_74_A | 1924 | 1 | 1 | SNGLTN_345 | TOMBAL__345B | FROM_TO | 73521.13 | 70607.67 | 239.784 | 0 | 3233.479 | 2174.917 | -0.12298 | 0.10971 | -0.37169 | 0.11622 | 2796.935 | 1093.643 | 0 | 1373.506 | 2338.855 | 1324.596 | 2371.157 | 1329.958 | 2261.005 | 1370.499 | 3033.093 | 1374.078 | 2417.319 | 1382.162 | 2429.254 | Non-Competitive | Non-Competitive | 0 | TRUE | FALSE | 1 | Non-Competitive | 0.7345 | Non-Competitive | 2521.535 | 1181.823 | 1416.689 | 2320.617 | 1924 | 1
SSNGJE25 SNGTB_74_A TO_FROM | SSNGJE25 | SNGTB_74_A | 1924 | 1 | 1 | SNGLTN_345 | TOMBAL__345B | TO_FROM | 73521.13 | 94738.8 | -3167.64 | 0 | 2666.411 | 3233.479 | -0.10971 | 0.12298 | -0.11622 | 0.37169 | 371.5852 | 269.1655 | 3281.23 | 2256.859 | 1770.355 | 2287.446 | 1709.345 | 2144.791 | 1704.163 | 3033.093 | 1709.345 | 2364.134 | 1700.971 | 2383.315 | 1712.577 | Competitive | Competitive | 1 | TRUE | TRUE | 1 | Competitive | 0.7345 | Competitive | 453.531 | 368.4237 | 2118.233 | 1699.726 | 1924 | 1
SSNGJE25 SNGXGC75_1 FROM_TO | SSNGJE25 | SNGXGC75_1 | 1631 | 1 | 1 | GIBN_CREK_5 | SNGLTN_345 | FROM_TO | 73521.13 | 59959.7 | -76.3045 | 0 | 2776.808 | 1522.775 | -0.16758 | 0.29503 | -0.17087 | 0.29503 | 3113.57 | 905.3656 | 0 | 1379.128 | 2118.082 | 2948.394 | 2213.345 | 1357.428 | 2104.794 | 3292.149 | 2590.714 | 1315.72 | 2235.732 | 1318.132 | 2236.647 | Non-Competitive | Non-Competitive | 0 | TRUE | FALSE | 1 | Non-Competitive | 0.7185 | Non-Competitive | 2696.733 | 1003.184 | 1338.79 | 2138.764 | 1631 | 1
SSNGJE25 SNGXGC75_1 TO_FROM | SSNGJE25 | SNGXGC75_1 | 1631 | 1 | 1 | GIBN_CREK_5 | SNGLTN_345 | TO_FROM | 73521.13 | 75634.09 | -2111.55 | 0 | 1522.775 | 2616.689 | -0.29503 | 0.16758 | -0.29503 | 0.17087 | 976.9357 | 732.8659 | 3281.23 | 1996.783 | 1763.462 | 2124.191 | 2948.394 | 1981.49 | 1732.841 | 2590.714 | 3292.149 | 2165.51 | 1579.848 | 2166.756 | 1582.904 | Competitive | Competitive | 1 | TRUE | TRUE | 1 | Competitive | 0.7185 | Competitive | 1096.823 | 870.4985 | 1913.947 | 1565.928 | 1631 | 1
SSNGJE25 SNGXGC99_1 FROM_TO | SSNGJE25 | SNGXGC99_1 | 1631 | 1 | 1 | GIBN_CREK_5 | SNGLTN_345 | FROM_TO | 73521.13 | 59959.7 | -76.3045 | 0 | 2776.808 | 1522.775 | -0.16758 | 0.29503 | -0.17087 | 0.29503 | 3113.57 | 905.3656 | 0 | 1379.128 | 2118.082 | 2948.394 | 2213.345 | 1357.428 | 2104.794 | 3292.149 | 2590.714 | 1315.72 | 2235.732 | 1318.132 | 2236.647 | Non-Competitive | Non-Competitive | 0 | TRUE | FALSE | 1 | Non-Competitive | 0.906 | Non-Competitive | 2696.733 | 1003.184 | 1338.79 | 2138.764 | 1631 | 1
SSNGJE25 SNGXGC99_1 TO_FROM | SSNGJE25 | SNGXGC99_1 | 1631 | 1 | 1 | GIBN_CREK_5 | SNGLTN_345 | TO_FROM | 73521.13 | 75634.09 | -2111.55 | 0 | 1522.775 | 2616.689 | -0.29503 | 0.16758 | -0.29503 | 0.17087 | 976.9357 | 732.8659 | 3281.23 | 1996.783 | 1763.462 | 2124.191 | 2948.394 | 1981.49 | 1732.841 | 2590.714 | 3292.149 | 2165.51 | 1579.848 | 2166.756 | 1582.904 | Competitive | Competitive | 1 | TRUE | TRUE | 1 | Competitive | 0.906 | Competitive | 1096.823 | 870.4985 | 1913.947 | 1565.928 | 1631 | 1
SSNGJEW5 260_A_1 FROM_TO | SSNGJEW5 | 260_A_1 | 1435 | 1 | 1 | JEWETT_N5 | SNGLTN_345 | FROM_TO | 73521.13 | 56361.27 | -730.603 | 0 | 1952.851 | 1385.065 | -0.17879 | 0.13321 | -0.18196 | 0.18978 | 3325.486 | 1050.539 | 0 | 1438.344 | 1939.248 | 1413.917 | 2074.699 | 1428.88 | 1801.802 | 1335.3 | 2381.094 | 1498.781 | 2052.714 | 1499.637 | 2074.035 | Competitive | Non-Competitive | 0 | TRUE | FALSE | 1 | Non-Competitive | 0.719 | Competitive | 2834.749 | 1211.869 | 1538.11 | 1996.55 | 1450 | 0
SSNGJEW5 260_A_1 TO_FROM | SSNGJEW5 | 260_A_1 | 1435 | 1 | 1 | JEWETT_N5 | SNGLTN_345 | TO_FROM | 73521.13 | 71003.99 | -1918.12 | 0 | 1385.064 | 1952.851 | -0.13321 | 0.17879 | -0.18978 | 0.18196 | 1419.864 | 1046.575 | 2395.03 | 1808.512 | 1872.201 | 1988.685 | 1841.501 | 1680.243 | 1857.309 | 2381.094 | 1744.007 | 1972.614 | 1867.257 | 1993.238 | 1868.494 | Competitive | Competitive | 1 | TRUE | TRUE | 1 | Competitive | 0.719 | Competitive | 1493.99 | 1181.785 | 1782.407 | 1850.808 | 1450 | 1
SSNGJEW5 424T424_1 FROM_TO | SSNGJEW5 | 424T424_1 | 1621 | 1 | 1 | BROWN_5 | SARC7A | FROM_TO | 73521.13 | 77410.1 | -638.447 | 0 | 1158.891 | 611.354 | -0.09382 | 0.013194 | -0.29542 | 0.095419 | 480.9009 | 88.9705 | 0 |  | 2691.734 | 955.839 | 2691.734 | 947.196 | 2092.024 | 902.254 | 3055.13 | 906.892 | 2798.363 | 907.822 | 2911.708 | Competitive | Competitive | 1 | TRUE | FALSE | 1 | Non-Competitive | 0.961 | #N/A | #N/A | #N/A | #N/A | #N/A | #N/A | #N/A
SSNGJEW5 424T424_1 TO_FROM | SSNGJEW5 | 424T424_1 | 1621 | 1 | 1 | BROWN_5 | SARC7A | TO_FROM | 73521.13 | 82242.06 | -533.89 | 0 | 648.467 | 1307.506 | -0.01319 | 0.15931 | -0.09542 | 0.29542 | 862.9151 | -6.6836 | 0 | 837.891 |  | 876.559 | 1042.23 | 781.823 | 1032.056 | 1122.549 | 984.882 | 973.467 | 980.627 | 985.017 | 981.562 | Competitive | Competitive | 1 | TRUE | TRUE | 1 | Competitive | 0.961 | #N/A | #N/A | #N/A | #N/A | #N/A | #N/A | #N/A
SSNGJEW5 KDLKG_75_A FROM_TO | SSNGJEW5 | KDLKG_75_A | 1677 | 1 | 1 | KING____345A | KUYDAL755010 | FROM_TO | 73521.13 | 75218.27 | -1587.98 | 0 | 2127.103 | 2540.379 | -0.15042 | 0.14079 | -0.5742 | 0.14643 | 660.6386 | 503.9265 | 3281.23 | 2260.33 | 1733.442 | 2686.688 | 1798.468 | 2158.617 | 1652.732 | 2496.264 | 4715.491 | 2337.955 | 1662.883 | 2354.191 | 1677.452 | Competitive | Competitive | 1 | TRUE | TRUE | 1 | Competitive | 0.703 | Competitive | 727.4245 | 583.786 | 2149.7 | 1666.596 | 1710 | 1
SSNGJEW5 KDLKG_75_A TO_FROM | SSNGJEW5 | KDLKG_75_A | 1677 | 1 | 1 | KING____345A | KUYDAL755010 | TO_FROM | 73521.13 | 67095.85 | -58.9957 | 0 | 2404.654 | 2127.103 | -0.14079 | 0.15042 | -0.14643 | 0.5742 | 2276.274 | 639.5983 | 0 | 1352.866 | 2337.061 | 1716.63 | 2686.688 | 1299.309 | 2266.699 | 4715.491 | 2496.264 | 1365.279 | 2381.136 | 1375.771 | 2391.844 | Non-Competitive | Non-Competitive | 0 | TRUE | FALSE | 1 | Non-Competitive | 0.703 | Non-Competitive | 2053.226 | 718.3057 | 1406.385 | 2310.323 | 1710 | 1
SSNGJEW5 KDLRNS75_A FROM_TO | SSNGJEW5 | KDLRNS75_A | 1677 | 1 | 1 | ROANS___345C | KUYDAL755010 | FROM_TO | 73521.13 | 71599.84 | -1.1393 | 0 | 2942.905 | 2155.81 | -0.14 | 0.15121 | -0.42502 | 0.15121 | 2334.249 | 697.4073 | 0 | 1352.991 | 2339.113 | 1778.726 | 2685.526 | 1291.916 | 2274.126 | 4705.542 | 2495.845 | 1361.505 | 2383.805 | 1373.308 | 2393.468 | Non-Competitive | Non-Competitive | 0 | TRUE | FALSE | 1 | Non-Competitive | 0.7185 | Non-Competitive | 2111.027 | 776.1561 | 1404.417 | 2311.405 | 1710 | 1
SSNGJEW5 KDLRNS75_A TO_FROM | SSNGJEW5 | KDLRNS75_A | 1677 | 1 | 1 | ROANS___345C | KUYDAL755010 | TO_FROM | 73521.13 | 83421.06 | -1646.16 | 0 | 2652.039 | 2132.485 | -0.15121 | 0.14 | -0.15121 | 0.42502 | 602.6499 | 448.7156 | 3281.23 | 2262.968 | 1734.772 | 2685.526 | 1862.688 | 2168.049 | 1642.479 | 2495.845 | 4705.542 | 2341.906 | 1660.153 | 2356.551 | 1676.548 | Competitive | Competitive | 1 | TRUE | TRUE | 1 | Competitive | 0.7185 | Competitive | 669.2359 | 528.9657 | 2151.742 | 1665.788 | 1710 | 1
SSNGJEW5 KDLRTW74_A FROM_TO | SSNGJEW5 | KDLRTW74_A | 2170 | 1 | 1 | KUYDAL745005 | RTHWOD__345A | FROM_TO | 73521.13 | 75036.53 | -193.718 | 0 | 2820.447 | 3372.463 | -0.13358 | 0.057548 | -0.42168 | 0.52715 | 1533.572 | 281.0395 | 0 | 1386.119 | 2347.035 | 1386.119 | 2763.849 | 1281.751 | 2288.024 | 1372.988 | 2435.55 | 1372.919 | 2370.682 | 1400.333 | 2377.651 | Competitive | Competitive | 1 | TRUE | FALSE | 1 | Non-Competitive | 0.75 | Competitive | 1354.049 | 340.1224 | 1438.58 | 2320.408 | 2194 | 1
SSNGJEW5 KDLRTW74_A TO_FROM | SSNGJEW5 | KDLRTW74_A | 2170 | 1 | 1 | KUYDAL745005 | RTHWOD__345A | TO_FROM | 73521.13 | 76310.68 | -1059.41 | 0 | 2951.352 | 2820.447 | -0.05755 | 0.13358 | -0.52715 | 0.42168 | 715.5816 | 663.6461 | 3281.23 | 2277.127 | 1795.916 | 2763.849 | 1795.916 | 2194.612 | 1634.62 | 2435.55 | 1719.291 | 2339.165 | 1711.099 | 2349.017 | 1751.138 | Competitive | Competitive | 1 | TRUE | TRUE | 1 | Competitive | 0.75 | Competitive | 760.2164 | 716.7589 | 2200.916 | 1739.132 | 2194 | 1
SSNGJEW5 KDLTB_74_A FROM_TO | SSNGJEW5 | KDLTB_74_A | 1677 | 1 | 1 | KUYDAL745005 | TOMBAL__345B | FROM_TO | 73521.13 | 76278.96 | -1138.04 | 0 | 2217.17 | 2639.615 | -0.05861 | 0.13252 | -0.38395 | 0.47179 | 637.0325 | 588.8598 | 3281.23 | 2311.059 | 1797.383 | 2687.134 | 1797.383 | 2209.063 | 1614.204 | 2435.169 | 1719.195 | 2344.576 | 1705.818 | 2360.409 | 1753.477 | Competitive | Competitive | 1 | TRUE | TRUE | 1 | Competitive | 0.7265 | Competitive | 681.3966 | 642.5015 | 2204.836 | 1741.687 | 1710 | 1
SSNGJEW5 KDLTB_74_A TO_FROM | SSNGJEW5 | KDLTB_74_A | 1677 | 1 | 1 | KUYDAL745005 | TOMBAL__345B | TO_FROM | 73521.13 | 73547.05 | -115.348 | 0 | 2821.507 | 2217.17 | -0.13252 | 0.058613 | -0.47179 | 0.38395 | 1611.916 | 359.3453 | 0 | 1385.764 | 2381.207 | 1385.764 | 2687.134 | 1267.537 | 2298.505 | 1336.256 | 2435.169 | 1366.873 | 2374.287 | 1399.432 | 2388.013 | Competitive | Competitive | 1 | TRUE | FALSE | 1 | Non-Competitive | 0.7265 | Competitive | 1432.764 | 418.4843 | 1438.577 | 2322.293 | 1710 | 1
SSNGJEW5 KG_RTW74_A FROM_TO | SSNGJEW5 | KG_RTW74_A | 1710 | 1 | 1 | KING____345A | RTHWOD__345A | FROM_TO | 73521.13 | 75072.52 | -794.522 | 0 | 2830.929 | 2488.477 | -0.04788 | 0.15346 | -0.46555 | 0.16347 | 960.4282 | 911.8221 | 3281.23 | 2291.779 | 1724.561 | 2529.666 | 1802.732 | 2183.164 | 1646.381 | 2445.979 | 1724.561 | 2335.759 | 1719.827 | 2350.288 | 1764.747 | Competitive | Competitive | 1 | TRUE | TRUE | 1 | Competitive | 0.7735 | Competitive | 999.7122 | 957.4698 | 2231.208 | 1752.317 | 1710 | 1
SSNGJEW5 KG_RTW74_A TO_FROM | SSNGJEW5 | KG_RTW74_A | 1710 | 1 | 1 | KING____345A | RTHWOD__345A | TO_FROM | 73521.13 | 77114.9 | -429.337 | 0 | 2634.182 | 2830.929 | -0.15346 | 0.047885 | -0.16347 | 0.46555 | 1228.636 | -8.1444 | 0 | 1329.387 | 2360.226 | 1390.892 | 2529.666 | 1289.715 | 2275.517 | 1376.55 | 2445.979 | 1379.456 | 2364.631 | 1410.055 | 2376.172 | Competitive | Competitive | 1 | TRUE | FALSE | 1 | Non-Competitive | 0.7735 | Competitive | 1071.164 | 49.2755 | 1448.045 | 2331.776 | 1710 | 1
SSNGJEW5 RNSSNG75_A FROM_TO | SSNGJEW5 | RNSSNG75_A | 2170 | 1 | 1 | ROANS___345C | SNGLTN_345 | FROM_TO | 73521.13 | 89430.38 | -1478.97 | 0 | 10000 | 3867.628 | -0.08869 | 0.84879 | -0.09378 | 0.84879 | 1441.775 | 1381.716 | 3281.23 | 1984.306 | 1858.373 | 10000 | 1784.411 | 1921.363 | 1753.129 | 10000 | 1784.411 | 6358.196 | 1800.683 | 6368.234 | 1821.619 | Competitive | Competitive | 1 | TRUE | FALSE | 1 | Non-Competitive | 0.7655 | Competitive | 1508.704 | 1461.966 | 6192.329 | 1807.901 | 2194 | 1
SSNGJEW5 RNSSNG75_A TO_FROM | SSNGJEW5 | RNSSNG75_A | 2170 | 1 | 1 | ROANS___345C | SNGLTN_345 | TO_FROM | 73521.13 | 73449.07 | -1244.8 | 0 | 3277.735 | 10000 | -0.84879 | 0.088688 | -0.84879 | 0.093776 | 2122.461 | -498.593 | 0 | 1427.249 | 2032.632 | 1369.264 | 10000 | 1359.365 | 1989.647 | 1418.575 | 10000 | 1438.319 | 6382.352 | 1452.617 | 6389.4 | Non-Competitive | Competitive | 1 | TRUE | FALSE | 1 | Non-Competitive | 0.7655 | Competitive | 1887.805 | -437.249 | 1491.364 | 6294.124 | 2194 | 1
SSNGJEW5 SNGTB_74_A FROM_TO | SSNGJEW5 | SNGTB_74_A | 1924 | 1 | 1 | SNGLTN_345 | TOMBAL__345B | FROM_TO | 73521.13 | 70647.81 | 237.3208 | 0 | 0 | 2666.195 | -0.12229 | 0.1106 | -0.37094 | 0.11713 | 2781.666 | 1083.828 | 0 | 1375.88 | 2342.845 | 1326.698 | 2370.942 | 1331.942 | 2261.564 | 1370.31 | 3031.621 | 1377.812 | 2416.866 | 1385.953 | 2429.666 | Non-Competitive | Non-Competitive | 0 | TRUE | FALSE | 1 | Non-Competitive | 0.7425 | Non-Competitive | 2508.804 | 1171.995 | 1420.158 | 2321.033 | 1924 | 1
SSNGJEW5 SNGTB_74_A TO_FROM | SSNGJEW5 | SNGTB_74_A | 1924 | 1 | 1 | SNGLTN_345 | TOMBAL__345B | TO_FROM | 73521.13 | 94738.8 | -3149.94 | 0 | 2174.234 | 3233.479 | -0.1106 | 0.12229 | -0.11713 | 0.37094 | 370.2246 | 264.6437 | 3281.23 | 2260.791 | 1772.346 | 2287.398 | 1711.044 | 2145.603 | 1705.651 | 3031.621 | 1671.486 | 2363.962 | 1703.353 | 2383.919 | 1715.007 | Competitive | Competitive | 1 | TRUE | TRUE | 1 | Competitive | 0.7425 | Competitive | 451.8359 | 363.5999 | 2118.966 | 1701.998 | 1924 | 1
SSNGJEW5 SNGXGC75_1 FROM_TO | SSNGJEW5 | SNGXGC75_1 | 1631 | 1 | 1 | GIBN_CREK_5 | SNGLTN_345 | FROM_TO | 73521.13 | 59988.8 | -55.7895 | 0 | 2846.289 | 1533.871 | -0.16814 | 0.29336 | -0.17144 | 0.29336 | 3114.698 | 924.6135 | 0 | 1360.357 | 2118.61 | 2895.137 | 2213.483 | 1338.445 | 2106.182 | 3285.426 | 2590.692 | 1276.115 | 2236.145 | 1278.524 | 2237.018 | Non-Competitive | Non-Competitive | 0 | TRUE | FALSE | 1 | Non-Competitive | 0.7185 | Non-Competitive | 2697.683 | 1012.644 | 1301.181 | 2138.979 | 1631 | 1
SSNGJEW5 SNGXGC75_1 TO_FROM | SSNGJEW5 | SNGXGC75_1 | 1631 | 1 | 1 | GIBN_CREK_5 | SNGLTN_345 | TO_FROM | 73521.13 | 75741.19 | -2125.56 | 0 | 1523.736 | 2641.437 | -0.29336 | 0.16814 | -0.29336 | 0.17144 | 965.0726 | 731.6994 | 3281.23 | 1997.497 | 1743.06 | 2124.367 | 2895.137 | 1983.023 | 1711.922 | 2590.692 | 3285.426 | 2166.079 | 1538.917 | 2167.273 | 1542 | Competitive | Competitive | 1 | TRUE | TRUE | 1 | Competitive | 0.7185 | Competitive | 1085.403 | 868.4052 | 1914.21 | 1527.446 | 1631 | 1
SSNGJEW5 SNGXGC99_1 FROM_TO | SSNGJEW5 | SNGXGC99_1 | 1631 | 1 | 1 | GIBN_CREK_5 | SNGLTN_345 | FROM_TO | 73521.13 | 59988.8 | -55.7895 | 0 | 2846.289 | 1533.871 | -0.16814 | 0.29336 | -0.17144 | 0.29336 | 3114.698 | 924.6135 | 0 | 1360.357 | 2118.61 | 2895.137 | 2213.483 | 1338.445 | 2106.182 | 3285.426 | 2590.692 | 1276.115 | 2236.145 | 1278.524 | 2237.018 | Non-Competitive | Non-Competitive | 0 | TRUE | FALSE | 1 | Non-Competitive | 0.789 | Non-Competitive | 2697.683 | 1012.644 | 1301.181 | 2138.979 | 1631 | 1
SSNGJEW5 SNGXGC99_1 TO_FROM | SSNGJEW5 | SNGXGC99_1 | 1631 | 1 | 1 | GIBN_CREK_5 | SNGLTN_345 | TO_FROM | 73521.13 | 75741.19 | -2125.56 | 0 | 1523.736 | 2641.437 | -0.29336 | 0.16814 | -0.29336 | 0.17144 | 965.0726 | 731.6994 | 3281.23 | 1997.497 | 1743.06 | 2124.367 | 2895.137 | 1983.023 | 1711.922 | 2590.692 | 3285.426 | 2166.079 | 1538.917 | 2167.273 | 1542 | Competitive | Competitive | 1 | TRUE | TRUE | 1 | Competitive | 0.789 | Competitive | 1085.403 | 868.4052 | 1914.21 | 1527.446 | 1631 | 1
SSNGRNS5 240__A FROM_TO | SSNGRNS5 | 240__A | 1435 | 1 | 1 | JEWETT_S5 | SNGLTN_345 | FROM_TO | 73521.13 | 59999.65 | -562.924 | 0 | 2119.936 | 1450.63 | -0.11896 | 0.10081 | -0.15037 | 0.18126 | 2555.243 | 855.2314 | 0 | 1353.936 | 1974.486 | 1310.28 | 2075.623 | 1365.996 | 1818.428 | 1310.28 | 2096.736 | 1414.024 | 2111.007 | 1410.404 | 2137.137 | Competitive | Non-Competitive | 0 | TRUE | FALSE | 1 | Non-Competitive | 0.7655 | Non-Competitive | 2176.087 | 974.7493 | 1450.16 | 2055.602 | 1450 | 1
SSNGRNS5 240__A TO_FROM | SSNGRNS5 | 240__A | 1435 | 1 | 1 | JEWETT_S5 | SNGLTN_345 | TO_FROM | 73521.13 | 75572.35 | -1503.53 | 0 | 1520.732 | 2220.158 | -0.10081 | 0.11896 | -0.18126 | 0.15037 | 1069.238 | 765.9463 | 2395.03 | 1841.826 | 1773.254 | 1988.723 | 1718.908 | 1694.457 | 1785.454 | 2008.49 | 1718.908 | 2025.668 | 1778.547 | 2051.374 | 1774.393 | Competitive | Competitive | 1 | TRUE | TRUE | 1 | Competitive | 0.7655 | Competitive | 1122.355 | 866.728 | 1828.574 | 1760.096 | 1450 | 1
SSNGRNS5 260_A_1 FROM_TO | SSNGRNS5 | 260_A_1 | 1435 | 1 | 1 | JEWETT_N5 | SNGLTN_345 | FROM_TO | 73521.13 | 60404.95 | -523.983 | 0 | 2397.217 | 1552.575 | -0.10725 | 0.099079 | -0.14118 | 0.16962 | 2432.786 | 792.193 | 0 | 1432.495 | 1981.578 | 1432.495 | 2076.073 | 1448.202 | 1815.715 | 1448.771 | 2106.821 | 1529.045 | 2124.819 | 1524.231 | 2154.254 | Competitive | Non-Competitive | 0 | TRUE | FALSE | 1 | Non-Competitive | 0.727 | Non-Competitive | 2074.983 | 914.8212 | 1559.739 | 2071.756 | 1450 | 1
SSNGRNS5 260_A_1 TO_FROM | SSNGRNS5 | 260_A_1 | 1435 | 1 | 1 | JEWETT_N5 | SNGLTN_345 | TO_FROM | 73521.13 | 76301.25 | -1380.96 | 0 | 1496.713 | 2221.039 | -0.09908 | 0.10725 | -0.16962 | 0.14118 | 1012.502 | 736.412 | 2395.03 | 1846.919 | 1861.355 | 1988.89 | 1861.355 | 1690.181 | 1878.436 | 2017.673 | 1880.004 | 2037.215 | 1896.852 | 2066.219 | 1891.278 | Competitive | Competitive | 1 | TRUE | TRUE | 1 | Competitive | 0.727 | Competitive | 1068.094 | 837.1213 | 1841.414 | 1869.791 | 1450 | 1
SSNGRNS5 424T424_1 FROM_TO | SSNGRNS5 | 424T424_1 | 1621 | 1 | 1 | BROWN_5 | SARC7A | FROM_TO | 73521.13 | 77411.95 | -635.93 | 0 | 1158.849 | 648.47 | -0.09372 | 0.013204 | -0.29533 | 0.095506 | 480.1986 | 89.6496 | 0 |  | 2692.173 | 952.391 | 2692.173 | 943.13 | 2101.984 | 897.581 | 3055.08 | 900.814 | 2800.921 | 901.517 | 2912.263 | Competitive | Competitive | 1 | TRUE | FALSE | 1 | Non-Competitive | 0.75 | #N/A | #N/A | #N/A | #N/A | #N/A | #N/A | #N/A
SSNGRNS5 424T424_1 TO_FROM | SSNGRNS5 | 424T424_1 | 1621 | 1 | 1 | BROWN_5 | SARC7A | TO_FROM | 73521.13 | 82251.38 | -531.938 | 0 | 648.47 | 1307.461 | -0.0132 | 0.15924 | -0.09551 | 0.29533 | 860.7211 | -8.6864 | 0 | 838.006 |  | 876.655 | 1038.35 | 782.001 | 1027.252 | 1122.623 | 979.687 | 974.041 | 973.769 | 985.429 | 974.513 | Competitive | Competitive | 1 | TRUE | TRUE | 1 | Competitive | 0.75 | #N/A | #N/A | #N/A | #N/A | #N/A | #N/A | #N/A
SSNGRNS5 KDLKG_75_A FROM_TO | SSNGRNS5 | KDLKG_75_A | 1677 | 1 | 1 | KING____345A | KUYDAL755010 | FROM_TO | 73521.13 | 75140.34 | 57.9654 | 0 | 792.967 | 10000 | -0.99921 | 0.000786 | -0.99921 | 0.000786 | 58.1873 | 57.8543 | 0 |  | 10000 | 792.967 | 10000 | 792.967 | 10000 | 792.967 | 10000 | 792.967 | 10000 | 792.967 | 10000 | Competitive | Competitive | 1 | TRUE | FALSE | 1 | Non-Competitive | 0.75 | Competitive | 57.7916 | 57.866 | 798.328 | 10000 | 1710 | 1
SSNGRNS5 KDLKG_75_A TO_FROM | SSNGRNS5 | KDLKG_75_A | 1677 | 1 | 1 | KING____345A | KUYDAL755010 | TO_FROM | 73521.13 | 94738.8 | -57.8439 | 0 | 10000 | 0 | -0.00079 | 0.99921 | -0.00079 | 0.99921 | 875.2066 | 879.6462 | 5643.83 | 10000 |  | 10000 | 933.599 | 10000 | 933.599 | 10000 | 933.599 | 10000 | 933.599 | 10000 | 933.599 | Competitive | Competitive | 1 | TRUE | FALSE | 1 | Non-Competitive | 0.75 | Competitive | 875.2004 | 880.7103 | 10000 | 934.641 | 1710 | 1
SSNGRNS5 KDLRNS75_A FROM_TO | SSNGRNS5 | KDLRNS75_A | 1677 | 1 | 1 | ROANS___345C | KUYDAL755010 | FROM_TO | 73521.13 | 94738.8 | 0 | 0 | 10000 | 792.967 | 0 | 1 | 0 | 1 | 933 | 0 | 0 | 10000 |  | 10000 |  | 10000 |  | 10000 |  | 10000 |  | 10000 | 0 | Competitive | Competitive | 1 | TRUE | FALSE | 1 | Non-Competitive | 0.75 | Competitive | 933 | 0 | 10000 | 0 | 1710 | 1
SSNGRNS5 KDLRNS75_A TO_FROM | SSNGRNS5 | KDLRNS75_A | 1677 | 1 | 1 | ROANS___345C | KUYDAL755010 | TO_FROM | 73521.13 | 75198.13 | 0 | 0 | 792.967 | 10000 | -1 | 0 | -1 | 0 | 0 | 0 | 0 |  | 10000 |  | 10000 |  | 10000 |  | 10000 |  | 10000 | 0 | 10000 | Competitive | Competitive | 1 | TRUE | FALSE | 1 | Non-Competitive | 0.75 | Competitive | 0 | 0 | 0 | 10000 | 1710 | 1
SSNGRNS5 KDLRTW74_A FROM_TO | SSNGRNS5 | KDLRTW74_A | 2170 | 1 | 1 | KUYDAL745005 | RTHWOD__345A | FROM_TO | 73521.13 | 73491.25 | -410.003 | 0 | 2886.124 | 2576.733 | -0.18196 | 0.07757 | -0.44457 | 0.50605 | 2070.768 | 293.1827 | 0 | 1426.429 | 2097.886 | 1427.841 | 2439.154 | 1335.743 | 2042.517 | 1367.709 | 2094.087 | 1434.912 | 2016.069 | 1456.474 | 2022.783 | Non-Competitive | Competitive | 1 | TRUE | FALSE | 1 | Non-Competitive | 0.758 | Competitive | 1828.451 | 367.1334 | 1497.345 | 1980.573 | 2194 | 1
SSNGRNS5 KDLRTW74_A TO_FROM | SSNGRNS5 | KDLRTW74_A | 2170 | 1 | 1 | KUYDAL745005 | RTHWOD__345A | TO_FROM | 73521.13 | 75573.43 | -1418.75 | 0 | 2576.733 | 2712.778 | -0.07757 | 0.18196 | -0.50605 | 0.44457 | 1087.68 | 1050.765 | 3281.23 | 2037.41 | 1861.648 | 2439.154 | 1863.862 | 1960.072 | 1719.988 | 2094.087 | 1786.967 | 1989.44 | 1804.335 | 1998.916 | 1836.257 | Competitive | Competitive | 1 | TRUE | TRUE | 1 | Competitive | 0.758 | Competitive | 1195.726 | 1125.7 | 1879.593 | 1823.113 | 2194 | 1
SSNGRNS5 KDLTB_74_A FROM_TO | SSNGRNS5 | KDLTB_74_A | 1677 | 1 | 1 | KUYDAL745005 | TOMBAL__345B | FROM_TO | 73521.13 | 75170.02 | -1497.15 | 0 | 2559.591 | 2886.798 | -0.07863 | 0.18089 | -0.3679 | 0.49289 | 1008.679 | 975.9784 | 3281.23 | 2038.879 | 1858.856 | 2418.773 | 1864.721 | 1967.703 | 1703.462 | 2093.344 | 1786.622 | 1991.211 | 1800.457 | 1999.4 | 1835.874 | Competitive | Competitive | 1 | TRUE | TRUE | 1 | Competitive | 0.758 | Competitive | 1117.336 | 1051.443 | 1880.475 | 1823.113 | 1710 | 1
SSNGRNS5 KDLTB_74_A TO_FROM | SSNGRNS5 | KDLTB_74_A | 1677 | 1 | 1 | KUYDAL745005 | TOMBAL__345B | TO_FROM | 73521.13 | 72219.42 | -331.503 | 0 | 2713.356 | 2068.388 | -0.18089 | 0.078634 | -0.49289 | 0.3679 | 2149.535 | 371.7697 | 0 | 1423.699 | 2098.629 | 1427.436 | 2418.773 | 1324.432 | 2047.712 | 1366.413 | 2093.344 | 1430.458 | 2016.727 | 1454.354 | 2022.565 | Non-Competitive | Non-Competitive | 0 | TRUE | FALSE | 1 | Non-Competitive | 0.758 | Competitive | 1907.151 | 445.6028 | 1495.967 | 1980.207 | 1710 | 0
SSNGRNS5 KG_RTW74_A FROM_TO | SSNGRNS5 | KG_RTW74_A | 1710 | 1 | 1 | KING____345A | RTHWOD__345A | FROM_TO | 73521.13 | 74063.19 | -1192.45 | 0 | 2556.51 | 2470.18 | -0.06975 | 0.20718 | -0.44174 | 0.20718 | 1361.897 | 1320.108 | 3281.23 | 2015.148 | 1864.411 | 2171.015 | 1864.411 | 1937.348 | 1727.457 | 2086.582 | 1787.104 | 1959.134 | 1803.94 | 1968.166 | 1837.784 | Competitive | Competitive | 1 | TRUE | TRUE | 1 | Competitive | 0.711 | Competitive | 1460.264 | 1388.09 | 1869.99 | 1824.902 | 1710 | 1
SSNGRNS5 KG_RTW74_A TO_FROM | SSNGRNS5 | KG_RTW74_A | 1710 | 1 | 1 | KING____345A | RTHWOD__345A | TO_FROM | 73521.13 | 72249.9 | -664.511 | 0 | 2470.18 | 2556.51 | -0.20718 | 0.069752 | -0.20718 | 0.44174 | 1802.532 | -7.4861 | 0 | 1428.768 | 2073.112 | 1428.768 | 2171.015 | 1340.992 | 2017.75 | 1372.876 | 2086.582 | 1435.656 | 1983.269 | 1458.469 | 1989.542 | Non-Competitive | Competitive | 0 | TRUE | TRUE | 1 | Competitive | 0.711 | Competitive | 1600.239 | 66.9598 | 1499.13 | 1956.461 | 1710 | 1
SSNGRNS5 SNGTB_74_A FROM_TO | SSNGRNS5 | SNGTB_74_A | 1924 | 1 | 1 | SNGLTN_345 | TOMBAL__345B | FROM_TO | 73521.13 | 68473.44 | -4.8443 | 0 | 4734.373 | 2435.737 | -0.17657 | 0.13254 | -0.39238 | 0.13904 | 3421.573 | 1142.486 | 0 | 1399.939 | 2096.173 | 1427.256 | 2156.064 | 1378.494 | 2064.519 | 1385.218 | 2577.856 | 1449.45 | 2123.171 | 1452.129 | 2126.424 | Non-Competitive | Non-Competitive | 0 | TRUE | FALSE | 1 | Non-Competitive | 0.7345 | Non-Competitive | 3036.761 | 1245.626 | 1490.119 | 2047.726 | 1924 | 1
SSNGRNS5 SNGTB_74_A TO_FROM | SSNGRNS5 | SNGTB_74_A | 1924 | 1 | 1 | SNGLTN_345 | TOMBAL__345B | TO_FROM | 73521.13 | 92089.8 | -3883.69 | 0 | 2023.448 | 3320.824 | -0.13254 | 0.17657 | -0.13904 | 0.39238 | 800.6098 | 743.9325 | 3281.23 | 1999.734 | 1813.994 | 2084.467 | 1857.683 | 1964.249 | 1782.408 | 2577.856 | 1788.423 | 2080.725 | 1815.562 | 2084.709 | 1819.295 | Competitive | Competitive | 1 | TRUE | TRUE | 1 | Competitive | 0.7345 | Competitive | 981.8516 | 871.7544 | 1883.968 | 1804.747 | 1924 | 1
SSNGRNS5 SNGXGC75_1 FROM_TO | SSNGRNS5 | SNGXGC75_1 | 1631 | 1 | 1 | GIBN_CREK_5 | SNGLTN_345 | FROM_TO | 73521.13 | 64501.37 | 49.8006 | 0 | 2335.026 | 1846.33 | -0.09153 | 0.31946 | -0.1374 | 0.31946 | 2313.673 | 651.3391 | 0 | 1348.72 | 2244.746 | 3049.498 | 2272.225 | 1297.632 | 2178.453 | 3267.777 | 2272.225 | 1258.458 | 2381.426 | 1264.119 | 2395.487 | Competitive | Non-Competitive | 0 | TRUE | FALSE | 1 | Non-Competitive | 0.797 | Non-Competitive | 2006.808 | 700.7208 | 1277.157 | 2279.625 | 1631 | 1
SSNGRNS5 SNGXGC75_1 TO_FROM | SSNGRNS5 | SNGXGC75_1 | 1631 | 1 | 1 | GIBN_CREK_5 | SNGLTN_345 | TO_FROM | 73521.13 | 76584.43 | -1650.37 | 0 | 1846.88 | 2220.774 | -0.31946 | 0.091526 | -0.31946 | 0.1374 | 726.2366 | 452.8933 | 3281.23 | 2154.409 | 1712.466 | 2180.21 | 3049.498 | 2055.296 | 1638.429 | 2180.21 | 3267.777 | 2307.704 | 1462.807 | 2329.484 | 1469.526 | Competitive | Competitive | 1 | TRUE | TRUE | 1 | Competitive | 0.797 | Competitive | 827.5839 | 556.4575 | 2034.785 | 1455.709 | 1631 | 1
SSNGRNS5 SNGXGC99_1 FROM_TO | SSNGRNS5 | SNGXGC99_1 | 1631 | 1 | 1 | GIBN_CREK_5 | SNGLTN_345 | FROM_TO | 73521.13 | 64501.37 | 49.8006 | 0 | 2335.026 | 1846.33 | -0.09153 | 0.31946 | -0.1374 | 0.31946 | 2313.673 | 651.3391 | 0 | 1348.72 | 2244.746 | 3049.498 | 2272.225 | 1297.632 | 2178.453 | 3267.777 | 2272.225 | 1258.458 | 2381.426 | 1264.119 | 2395.487 | Competitive | Non-Competitive | 0 | TRUE | FALSE | 1 | Non-Competitive | 0.742 | Non-Competitive | 2006.808 | 700.7208 | 1277.157 | 2279.625 | 1631 | 1
SSNGRNS5 SNGXGC99_1 TO_FROM | SSNGRNS5 | SNGXGC99_1 | 1631 | 1 | 1 | GIBN_CREK_5 | SNGLTN_345 | TO_FROM | 73521.13 | 76584.43 | -1650.37 | 0 | 1846.88 | 2220.774 | -0.31946 | 0.091526 | -0.31946 | 0.1374 | 726.2366 | 452.8933 | 3281.23 | 2154.409 | 1712.466 | 2180.21 | 3049.498 | 2055.296 | 1638.429 | 2180.21 | 3267.777 | 2307.704 | 1462.807 | 2329.484 | 1469.526 | Competitive | Competitive | 1 | TRUE | TRUE | 1 | Competitive | 0.742 | Competitive | 827.5839 | 556.4575 | 2034.785 | 1455.709 | 1631 | 1
SSPVTME8 1295__A FROM_TO | SSPVTME8 | 1295__A | 492 | 8 | 8 | TEMP_SS__8 | TEMP_PEC__8 | FROM_TO | 73521.13 | 74970.56 | -208.913 | 0 | 1073.723 | 1700.073 | -0.01997 | 0.023698 | -0.27623 | 0.31906 | 76.6974 | 2.4107 | 2359.03 | 10000 |  | 1582.778 | 1696.356 | 954.299 | 1708.126 | 3418.633 | 3016.978 | 1464.142 | 1613.208 | 1892.168 | 1606.878 | Competitive | Competitive | 1 | TRUE | TRUE | 1 | Competitive | 0.742 | Competitive | 61.1991 | 3.9608 | 1918.379 | 1562.693 | 493 | 1
SSPVTME8 1295__A TO_FROM | SSPVTME8 | 1295__A | 492 | 8 | 8 | TEMP_SS__8 | TEMP_PEC__8 | TO_FROM | 73521.13 | 74055.96 | -134.369 | 0 | 1700.073 | 1104.616 | -0.0237 | 0.019974 | -0.31906 | 0.27623 | 323.3676 | 36.2683 | 0 |  | 10000 | 1580.061 | 1725.325 | 1381.31 | 1075.293 | 3016.978 | 3418.633 | 1394.45 | 1640.837 | 1508.083 | 2027.05 | Competitive | Competitive | 1 | TRUE | FALSE | 1 | Non-Competitive | 0.742 | Competitive | 289.4671 | 65.2068 | 1359.544 | 2054.947 | 493 | 1
SSPVTME8 1830__B FROM_TO | SSPVTME8 | 1830__B | 213 | 8 | 8 | SPGVALLYP_8 | MCGREG_T_8 | FROM_TO | 73521.13 | 94738.8 | 0 | 0 | 0 | 0 | 0 | 0 | 0 | 0 | 0 | 0 | 0 | [10 empty] | 0 | 0 | Competitive | Competitive | 1 | FALSE | TRUE | 1 | Non-Competitive | 0.8205 | Competitive | 0 | 0 | 0 | 0 | 214 | 1
SSPVTME8 1830__B TO_FROM | SSPVTME8 | 1830__B | 213 | 8 | 8 | SPGVALLYP_8 | MCGREG_T_8 | TO_FROM | 73521.13 | 94738.8 | 0 | 0 | 0 | 0 | 0 | 0 | 0 | 0 | 0 | 0 | 0 | [10 empty] | 0 | 0 | Competitive | Competitive | 1 | FALSE | TRUE | 1 | Non-Competitive | 0.8205 | Competitive | 0 | 0 | 0 | 0 | 214 | 1
SSPVTME8 1830__C FROM_TO | SSPVTME8 | 1830__C | 213 | 8 | 8 | MCGREG_T_8 | TEMPELMC__8 | FROM_TO | 73521.13 | 94738.8 | 0 | 0 | 0 | 0 | 0 | 0 | 0 | 0 | 0 | 0 | 0 | [10 empty] | 0 | 0 | Competitive | Competitive | 1 | FALSE | TRUE | 1 | Non-Competitive | 0.7735 | Competitive | 0 | 0 | 0 | 0 | 214 | 1
SSPVTME8 1830__C TO_FROM | SSPVTME8 | 1830__C | 213 | 8 | 8 | MCGREG_T_8 | TEMPELMC__8 | TO_FROM | 73521.13 | 94738.8 | 0 | 0 | 0 | 0 | 0 | 0 | 0 | 0 | 0 | 0 | 0 | [10 empty] | 0 | 0 | Competitive | Competitive | 1 | FALSE | TRUE | 1 | Non-Competitive | 0.7735 | Competitive | 0 | 0 | 0 | 0 | 214 | 1
SSPVTME8 1830__F FROM_TO | SSPVTME8 | 1830__F | 213 | 8 | 8 | COTTONBELT | WACOATCO1_8 | FROM_TO | 73521.13 | 94738.8 | 0 | 0 | 0 | 0 | 0 | 0 | 0 | 0 | 0 | 0 | 0 | [10 empty] | 0 | 0 | Competitive | Competitive | 1 | FALSE | TRUE | 1 | Non-Competitive | 0.789 | Competitive | -10.5693 | -9.5617 | 0 | 921.083 | 214 | 1
SSPVTME8 1830__F TO_FROM | SSPVTME8 | 1830__F | 213 | 8 | 8 | COTTONBELT | WACOATCO1_8 | TO_FROM | 73521.13 | 94738.8 | 0 | 0 | 0 | 0 | 0 | 0 | 0 | 0 | 0 | 0 | 0 | [10 empty] | 0 | 0 | Competitive | Competitive | 1 | FALSE | TRUE | 1 | Non-Competitive | 0.789 | Competitive | 10.6172 | 10.568 | 788.325 | 0 | 214 | 1
SSPVTME8 1830__H FROM_TO | SSPVTME8 | 1830__H | 596 | 8 | 8 | WACOWOOD1_8 | WACOATCO1_8 | FROM_TO | 73521.13 | 94738.8 | 0 | 0 | 0 | 0 | 0 | 0 | 0 | 0 | 0 | 0 | 0 | [10 empty] | 0 | 0 | Competitive | Competitive | 1 | FALSE | TRUE | 1 | Non-Competitive | 0.844 | Competitive | 0 | 0 | 0 | 0 | 597 | 1
SSPVTME8 1830__H TO_FROM | SSPVTME8 | 1830__H | 596 | 8 | 8 | WACOWOOD1_8 | WACOATCO1_8 | TO_FROM | 73521.13 | 94738.8 | 0 | 0 | 0 | 0 | 0 | 0 | 0 | 0 | 0 | 0 | 0 | [10 empty] | 0 | 0 | Competitive | Competitive | 1 | FALSE | TRUE | 1 | Non-Competitive | 0.844 | Competitive | 0 | 0 | 0 | 0 | 597 | 1
SSPVTME8 280__A FROM_TO | SSPVTME8 | 280__A | 1065 | 8 | 8 | LAKE_CRK1_5 | THOUSE_A_5 | FROM_TO | 73521.13 | 73095.56 | -153.37 | 0 | 1026.931 | 1658.22 | -0.0894 | 0.16057 | -0.65384 | 0.19272 | 1101.492 | 565.3021 | 2359.03 | 798.614 | 1791.319 | 10000 | 1850.489 | 815.731 | 1844.055 | 10000 | 1925.51 | 1134.216 | 1802.341 | 1134.249 | 1786.979 | Competitive | Competitive | 0 | TRUE | TRUE | 1 | Competitive | 0.742 | Competitive | 1133.452 | 624.627 | 1084.045 | 1712.481 | 1072 | 1
SSPVTME8 280__A TO_FROM | SSPVTME8 | 280__A | 1065 | 8 | 8 | LAKE_CRK1_5 | THOUSE_A_5 | TO_FROM | 73521.13 | 73677.12 | -1771.39 | 0 | 1658.22 | 1026.931 | -0.16057 | 0.089401 | -0.19272 | 0.65384 | 1037.106 | -871.976 | 0 | 1400.239 | 877.822 | 1493.285 | 10000 | 1439.326 | 896.874 | 1783.71 | 10000 | 1518.536 | 1244.654 | 1506.13 | 1244.888 | Competitive | Competitive | 1 | TRUE | TRUE | 1 | Competitive | 0.742 | Competitive | 1031.796 | -611.817 | 1360.24 | 1207.072 | 1072 | 1
SSPVTME8 290__A FROM_TO | SSPVTME8 | 290__A | 1065 | 8 | 8 | LAKE_CRK2_5 | THOUSE__5 | FROM_TO | 73521.13 | 73582.48 | 117.8356 | 0 | 1959.671 | 1100.598 | -0.17871 | 0.30048 | -0.43551 | 0.41808 | 1030.491 | 636.0701 | 2395.03 | 1948.911 | 1709.228 | 10000 | 10000 | 1333.867 | 1686.569 | 10000 | 10000 | 5934.05 | 1775.548 | 6464.409 | 1849.508 | Competitive | Competitive | 1 | TRUE | FALSE | 1 | Non-Competitive | 0.703 | Competitive | 1033.915 | 666.5175 | 6218.093 | 1816.701 | 1072 | 1
SSPVTME8 290__A TO_FROM | SSPVTME8 | 290__A | 1065 | 8 | 8 | LAKE_CRK2_5 | THOUSE__5 | TO_FROM | 73521.13 | 74984.79 | -1160.84 | 0 | 1100.598 | 1969.216 | -0.30048 | 0.17871 | -0.41809 | 0.43551 | 449.9053 | -710.754 | 0 | 1092.792 | 1948.911 | 10000 | 10000 | 1146.356 | 1414.593 | 10000 | 10000 | 1220.457 | 6003.674 | 1232.971 | 6464.409 | Competitive | Competitive | 1 | TRUE | FALSE | 1 | Non-Competitive | 0.703 | Competitive | 355.332 | -653.441 | 1221.956 | 6345.896 | 1072 | 1
SSPVTME8 300__A FROM_TO | SSPVTME8 | 300__A | 1065 | 8 | 8 | LAKE_CRK1_5 | TEMP_SS__5 | FROM_TO | 73521.13 | 67704.42 | -1494.75 | 0 | 2055.85 | 957.721 | -0.09473 | 0.23474 | -0.17307 | 0.28602 | 1836.752 | -275.619 | 0 | 1477.464 | 1060.508 | 5085.177 | 1249.077 | 1413.69 | 963.479 | 10000 | 1321.174 | 1604.266 | 1150.802 | 1623.661 | 1208.977 | Competitive | Competitive | 0 | TRUE | TRUE | 1 | Competitive | 0.719 | Competitive | 1789.093 | -15.4676 | 1508.78 | 1109.071 | 1072 | 1
SSPVTME8 300__A TO_FROM | SSPVTME8 | 300__A | 1065 | 8 | 8 | LAKE_CRK1_5 | TEMP_SS__5 | TO_FROM | 73521.13 | 72096.28 | -1078.1 | 0 | 957.721 | 2055.848 | -0.23474 | 0.094734 | -0.28601 | 0.17307 | 964.7329 | 337.9887 | 2194.03 | 935.414 | 1642.19 | 1081.105 | 5085.177 | 859.954 | 1621.118 | 1149.18 | 10000 | 1017.359 | 1723.428 | 1063.436 | 1732.181 | Non-Competitive | Competitive | 1 | TRUE | TRUE | 1 | Competitive | 0.719 | Competitive | 977.3355 | 411.1863 | 980.461 | 1661.604 | 1072 | 1
SSPVTME8 315__A FROM_TO | SSPVTME8 | 315__A | 1065 | 8 | 8 | TEMP_PEC__5 | TEMP_SS__5 | FROM_TO | 73521.13 | 72895.51 | -1502.93 | 0 | 1436.548 | 1052.993 | -0.06616 | 0.13044 | -0.17187 | 0.68645 | 1149.607 | -463.605 | 0 | 1538.143 | 961.091 | 1657.936 | 950.496 | 1407.728 | 933.548 | 4099.151 | 1214.285 | 1426.616 | 1013.974 | 1467.607 | 1023.816 | Competitive | Competitive | 0 | TRUE | TRUE | 1 | Competitive | 0.8205 | Competitive | 1114.151 | -320.943 | 1360.568 | 985.44 | 1072 | 1
SSPVTME8 315__A TO_FROM | SSPVTME8 | 315__A | 1065 | 8 | 8 | TEMP_PEC__5 | TEMP_SS__5 | TO_FROM | 73521.13 | 73114.96 | -472.09 | 0 | 1052.993 | 1739.388 | -0.13044 | 0.066156 | -0.68645 | 0.17187 | 1045.398 | 559.262 | 2359.03 | 859.438 | 1791.394 | 848.758 | 1766.475 | 837.306 | 1681.447 | 1051.45 | 4099.151 | 904.277 | 1585.253 | 912.15 | 1617.965 | Competitive | Competitive | 1 | TRUE | TRUE | 1 | Competitive | 0.8205 | Competitive | 1116.684 | 646.1416 | 873.216 | 1562.143 | 1072 | 1
SSPVTME8 490__A FROM_TO | SSPVTME8 | 490__A | 1065 | 8 | 8 | THOUSE__5 | TEMP_PEC__5 | FROM_TO | 73521.13 | 71152.13 | -1401.71 | 0 | 1875.851 | 1077.832 | -0.07955 | 0.13148 | -0.2172 | 0.22064 | 1504.047 | -310.969 | 0 | 1503.188 | 1027.477 | 1673.85 | 1147.717 | 1424.529 | 949.876 | 2711.972 | 1316.451 | 1447.508 | 1093.302 | 1470.008 | 1167.462 | Competitive | Competitive | 0 | TRUE | TRUE | 1 | Competitive | 0.781 | Competitive | 1451.344 | -81.0975 | 1385.806 | 1062.099 | 1072 | 1
SSPVTME8 490__A TO_FROM | SSPVTME8 | 490__A | 1065 | 8 | 8 | THOUSE__5 | TEMP_PEC__5 | TO_FROM | 73521.13 | 72712.83 | -769.586 | 0 | 1077.832 | 1791.64 | -0.13148 | 0.079554 | -0.22064 | 0.2172 | 880.1808 | 371.0658 | 2359.03 | 908.806 | 1729.608 | 1001.906 | 1789.179 | 849.478 | 1676.109 | 1144.723 | 2711.972 | 970.145 | 1590.7 | 1028.904 | 1606.384 | Competitive | Competitive | 1 | TRUE | TRUE | 1 | Competitive | 0.781 | Competitive | 896.45 | 432.441 | 939.673 | 1560.681 | 1072 | 1
STBSNG5 240__A FROM_TO | STBSNG5 | 240__A | 1435 | 1 | 1 | JEWETT_S5 | SNGLTN_345 | FROM_TO | 73521.13 | 60436.05 | -614.371 | 0 | 1974.894 | 1539.745 | -0.14845 | 0.09975 | -0.15192 | 0.18013 | 2519.813 | 791.3043 | 0 | 1352.773 | 1928.42 | 1310.472 | 2045.412 | 1364.655 | 1778.311 | 1310.472 | 2419.509 | 1413.433 | 1992.469 | 1409.915 | 2016.068 | Competitive | Non-Competitive | 0 | TRUE | FALSE | 1 | Non-Competitive | 0.9215 | Competitive | 2144.801 | 909.5339 | 1449.7 | 1942.057 | 1450 | 0
STBSNG5 240__A TO_FROM | STBSNG5 | 240__A | 1435 | 1 | 1 | JEWETT_S5 | SNGLTN_345 | TO_FROM | 73521.13 | 75070.79 | -1478.52 | 0 | 1539.745 | 2119.932 | -0.09975 | 0.14846 | -0.18013 | 0.15192 | 1115.809 | 813.8146 | 2395.03 | 1800.887 | 1771.682 | 1960.772 | 1719.039 | 1658.853 | 1783.691 | 2419.509 | 1719.039 | 1915.322 | 1777.651 | 1938.612 | 1773.618 | Competitive | Competitive | 1 | TRUE | TRUE | 1 | Competitive | 0.9215 | Competitive | 1168.391 | 913.7278 | 1736.847 | 1759.382 | 1450 | 1
STBSNG5 260_A_1 FROM_TO | STBSNG5 | 260_A_1 | 1435 | 1 | 1 | JEWETT_N5 | SNGLTN_345 | FROM_TO | 73521.13 | 60863.5 | -572.296 | 0 | 2221.053 | 1590.417 | -0.13939 | 0.098086 | -0.14263 | 0.16855 | 2399.634 | 732.4056 | 0 | 1432.22 | 1935.541 | 1432.22 | 2055.44 | 1447.793 | 1775.914 | 1350.202 | 2455.197 | 1529.028 | 2006.128 | 1524.316 | 2032.754 | Competitive | Non-Competitive | 0 | TRUE | FALSE | 1 | Non-Competitive | 0.914 | Competitive | 2045.604 | 853.604 | 1559.811 | 1957.815 | 1450 | 0
STBSNG5 260_A_1 TO_FROM | STBSNG5 | 260_A_1 | 1435 | 1 | 1 | JEWETT_N5 | SNGLTN_345 | TO_FROM | 73521.13 | 75727.47 | -1357.56 | 0 | 1568.215 | 2221.053 | -0.09809 | 0.13939 | -0.16855 | 0.14263 | 1056.047 | 781.1712 | 2395.03 | 1806.053 | 1860.784 | 1969.917 | 1860.784 | 1654.907 | 1877.736 | 2455.197 | 1754.578 | 1926.871 | 1896.424 | 1953.191 | 1890.969 | Competitive | Competitive | 1 | TRUE | TRUE | 1 | Competitive | 0.914 | Competitive | 1111.297 | 881.2322 | 1749.483 | 1869.478 | 1450 | 1
STBSNG5 424T424_1 FROM_TO | STBSNG5 | 424T424_1 | 1621 | 1 | 1 | BROWN_5 | SARC7A | FROM_TO | 73521.13 | 77415.1 | -637.082 | 0 | 1158.856 | 648.47 | -0.09374 | 0.013195 | -0.29535 | 0.095489 | 479.2769 | 88.5274 | 0 |  | 2692.096 | 955.339 | 2692.096 | 946.072 | 2100.274 | 900.607 | 3055.086 | 905.694 | 2800.487 | 906.473 | 2912.166 | Competitive | Competitive | 1 | TRUE | FALSE | 1 | Non-Competitive | 0.758 | #N/A | #N/A | #N/A | #N/A | #N/A | #N/A | #N/A
STBSNG5 424T424_1 TO_FROM | STBSNG5 | 424T424_1 | 1621 | 1 | 1 | BROWN_5 | SARC7A | TO_FROM | 73521.13 | 82239.64 | -531.149 | 0 | 648.47 | 1307.473 | -0.0132 | 0.15925 | -0.09549 | 0.29535 | 862.0909 | -7.3679 | 0 | 837.986 |  | 876.638 | 1041.761 | 781.974 | 1030.684 | 1122.609 | 983.177 | 973.942 | 979.343 | 985.357 | 980.163 | Competitive | Competitive | 1 | TRUE | TRUE | 1 | Competitive | 0.758 | #N/A | #N/A | #N/A | #N/A | #N/A | #N/A | #N/A
STBSNG5 KDLKG_75_A FROM_TO | STBSNG5 | KDLKG_75_A | 1677 | 1 | 1 | KING____345A | KUYDAL755010 | FROM_TO | 73521.13 | 74969.03 | -2189.46 | 0 | 1690.729 | 2663.972 | -0.17116 | 0.1793 | -0.5588 | 0.18564 | 760.6741 | 613.0871 | 3281.23 | 2216.457 | 1732.984 | 2622.028 | 1687.143 | 2151.728 | 1679.911 | 2633.438 | 2415.114 | 2342.208 | 1662.386 | 2351.753 | 1671.118 | Competitive | Competitive | 1 | TRUE | TRUE | 1 | Competitive | 0.789 | Competitive | 853.1682 | 724.6802 | 2132.843 | 1659.297 | 1710 | 1
STBSNG5 KDLKG_75_A TO_FROM | STBSNG5 | KDLKG_75_A | 1677 | 1 | 1 | KING____345A | KUYDAL755010 | TO_FROM | 73521.13 | 62540.46 | 1.507 | 0 | 2425.895 | 1690.729 | -0.1793 | 0.17116 | -0.18564 | 0.5588 | 3157.486 | 1004.933 | 0 | 1350.682 | 2305.688 | 1322.985 | 2622.028 | 1315.491 | 2263.776 | 2415.114 | 2633.438 | 1354.291 | 2389.323 | 1360.453 | 2394.724 | Competitive | Non-Competitive | 0 | TRUE | FALSE | 1 | Non-Competitive | 0.789 | Non-Competitive | 2840.96 | 1100.435 | 1392.626 | 2307.086 | 1710 | 1
STBSNG5 KDLRNS75_A FROM_TO | STBSNG5 | KDLRNS75_A | 1677 | 1 | 1 | ROANS___345C | KUYDAL755010 | FROM_TO | 73521.13 | 69255.29 | 59.3633 | 0 | 2402.488 | 2163.468 | -0.17851 | 0.17194 | -0.44041 | 0.17194 | 3215.461 | 1062.865 | 0 | 1350.449 | 2308.121 | 1322.574 | 2621.76 | 1310.274 | 2270.033 | 2415.249 | 2632.763 | 1352.923 | 2391.456 | 1359.738 | 2396.37 | Non-Competitive | Non-Competitive | 0 | TRUE | FALSE | 1 | Non-Competitive | 0.7265 | Non-Competitive | 2898.761 | 1158.286 | 1390.848 | 2308.22 | 1710 | 1
STBSNG5 KDLRNS75_A TO_FROM | STBSNG5 | KDLRNS75_A | 1677 | 1 | 1 | ROANS___345C | KUYDAL755010 | TO_FROM | 73521.13 | 81523.56 | -2247.64 | 0 | 2655.205 | 2948.433 | -0.17194 | 0.17852 | -0.17194 | 0.44041 | 702.4371 | 557.8762 | 3281.23 | 2231.142 | 1733.409 | 2621.76 | 1687.351 | 2159.357 | 1672.656 | 2632.763 | 2415.249 | 2345.327 | 1661.983 | 2356.291 | 1671.628 | Competitive | Competitive | 1 | TRUE | TRUE | 1 | Competitive | 0.7265 | Competitive | 794.7361 | 669.8599 | 2136.554 | 1657.924 | 1710 | 1
STBSNG5 KDLRTW74_A FROM_TO | STBSNG5 | KDLRTW74_A | 2170 | 1 | 1 | KUYDAL745005 | RTHWOD__345A | FROM_TO | 73521.13 | 84060.75 | -556.093 | 0 | 1173.222 | 2561.89 | -0.05592 | 0.015442 | -0.23283 | 0.72785 | -226.487 | -465.647 | 0 |  | 2511.425 | 2963.194 | 2456.729 | 1316.161 | 1323.002 | 3485.027 | 3701.692 | 2300.868 | 1977.722 | 3051.97 | 2473.79 | Competitive | Competitive | 1 | TRUE | FALSE | 1 | Non-Competitive | 0.789 | Competitive | -239.403 | -438.929 | 2991.809 | 2452.121 | 2194 | 1
STBSNG5 KDLRTW74_A TO_FROM | STBSNG5 | KDLRTW74_A | 2170 | 1 | 1 | KUYDAL745005 | RTHWOD__345A | TO_FROM | 73521.13 | 75573.62 | 161.1078 | 0 | 2527.919 | 1173.222 | -0.01544 | 0.055925 | -0.72785 | 0.23283 | 678.0288 | 234.9956 | 0 | 2511.425 |  | 2456.729 | 2963.194 | 1191.252 | 1448.737 | 3701.692 | 3485.027 | 1925.125 | 2372.048 | 2473.79 | 3051.97 | Competitive | Competitive | 1 | TRUE | FALSE | 1 | Non-Competitive | 0.789 | Competitive | 650.8152 | 216.8337 | 2452.121 | 2991.809 | 2194 | 1
STBSNG5 KDLTB_74_A FROM_TO | STBSNG5 | KDLTB_74_A | 1677 | 1 | 1 | KUYDAL745005 | TOMBAL__345B | FROM_TO | 73521.13 | 75269.45 | 82.8045 | 0 | 2037.084 | 1169.866 | -0.01651 | 0.05486 | -0.6181 | 0.27108 | 599.5523 | 156.1849 | 0 | 2497.089 |  | 2457.205 | 2976.74 | 1261.195 | 1257.305 | 3687.454 | 2640.909 | 2043.829 | 1965.92 | 2480.865 | 2997.812 | Competitive | Competitive | 1 | TRUE | FALSE | 1 | Non-Competitive | 0.7265 | Competitive | 569.1553 | 159.2901 | 2456.387 | 2964.764 | 1710 | 1
STBSNG5 KDLTB_74_A TO_FROM | STBSNG5 | KDLTB_74_A | 1677 | 1 | 1 | KUYDAL745005 | TOMBAL__345B | TO_FROM | 73521.13 | 80221.76 | -477.341 | 0 | 1092.889 | 2095.453 | -0.05486 | 0.016507 | -0.27108 | 0.6181 | -148.197 | -387.349 | 0 |  | 2497.089 | 2976.74 | 2457.205 | 1129.529 | 1381.277 | 2640.909 | 3687.454 | 1859.716 | 2080.343 | 2997.812 | 2480.865 | Competitive | Competitive | 1 | TRUE | FALSE | 1 | Non-Competitive | 0.7265 | Competitive | -121.554 | -369.599 | 2964.764 | 2456.387 | 1710 | 1
STBSNG5 KG_RTW74_A FROM_TO | STBSNG5 | KG_RTW74_A | 1710 | 1 | 1 | KING____345A | RTHWOD__345A | FROM_TO | 73521.13 | 74616.31 | 338.0039 | 0 | 6475.456 | 1065.006 | -0.01815 | 0.079682 | -0.64459 | 0.08826 | 1003.867 | 411.7388 | 0 | 2298.564 |  | 2526.99 | 2818.645 | 1110.396 | 1909.747 | 3343.135 | 3698.254 | 1776.08 | 2833.807 | 2437.557 | 2990.919 | Competitive | Competitive | 1 | TRUE | FALSE | 1 | Non-Competitive | 0.758 | Competitive | 965.0301 | 391.4441 | 2415.659 | 2877.87 | 1710 | 1
STBSNG5 KG_RTW74_A TO_FROM | STBSNG5 | KG_RTW74_A | 1710 | 1 | 1 | KING____345A | RTHWOD__345A | TO_FROM | 73521.13 | 94738.8 | -944.123 | 0 | 1065.006 | 6475.456 | -0.07968 | 0.018152 | -0.08826 | 0.64459 | -427.835 | -727.397 | 0 |  | 2298.564 | 2818.645 | 2526.99 | 1833.534 | 1254.624 | 3698.254 | 3343.135 | 2826.166 | 1855.149 | 2990.919 | 2437.557 | Competitive | Competitive | 1 | TRUE | FALSE | 1 | Non-Competitive | 0.758 | Competitive | -437.32 | -690.353 | 2877.87 | 2415.659 | 1710 | 1
STBSNG5 RNSSNG75_A FROM_TO | STBSNG5 | RNSSNG75_A | 2170 | 1 | 1 | ROANS___345C | SNGLTN_345 | FROM_TO | 73521.13 | 83075.14 | -2051.24 | 0 | 10000 | 3441.71 | -0.11391 | 0.82806 | -0.11941 | 0.82806 | 1541.518 | 1490.876 | 3281.23 | 1868.139 | 1838.902 | 10000 | 1859.224 | 1819.905 | 1771.013 | 10000 | 1788.064 | 4770.247 | 1814.172 | 4779.682 | 1825.946 | Competitive | Competitive | 1 | TRUE | FALSE | 1 | Non-Competitive | 0.7265 | Competitive | 1700.047 | 1602.86 | 4576.247 | 1809.749 | 2194 | 1
STBSNG5 RNSSNG75_A TO_FROM | STBSNG5 | RNSSNG75_A | 2170 | 1 | 1 | ROANS___345C | SNGLTN_345 | TO_FROM | 73521.13 | 72296.22 | -1644.02 | 0 | 2740.657 | 10000 | -0.82806 | 0.11391 | -0.82806 | 0.11941 | 2957.586 | -587.65 | 0 | 1414.42 | 1918.502 | 1427.436 | 10000 | 1370.467 | 1892.917 | 1383.997 | 10000 | 1446.816 | 4801.518 | 1454.821 | 4806.781 | Non-Competitive | Non-Competitive | 0 | TRUE | FALSE | 1 | Non-Competitive | 0.7265 | Non-Competitive | 2625.047 | -501.023 | 1492.182 | 4703.655 | 2194 | 1
STBSNG5 SNGXGC75_1 FROM_TO | STBSNG5 | SNGXGC75_1 | 1631 | 1 | 1 | GIBN_CREK_5 | SNGLTN_345 | FROM_TO | 73521.13 | 64966.1 | -2.6345 | 0 | 2066.616 | 1872.864 | -0.13543 | 0.31794 | -0.139 | 0.31794 | 2275.605 | 601.2357 | 0 | 1348.051 | 2181.173 | 3042.977 | 2205.945 | 1295.632 | 2117.517 | 3267.314 | 2869.235 | 1259.9 | 2214.514 | 1265.793 | 2226.915 | Competitive | Non-Competitive | 0 | TRUE | FALSE | 1 | Non-Competitive | 0.7185 | Non-Competitive | 1972.552 | 633.997 | 1278.644 | 2125.431 | 1631 | 1
STBSNG5 SNGXGC75_1 TO_FROM | STBSNG5 | SNGXGC75_1 | 1631 | 1 | 1 | GIBN_CREK_5 | SNGLTN_345 | TO_FROM | 73521.13 | 76416.41 | -1623.46 | 0 | 1872.864 | 2335.589 | -0.31794 | 0.13543 | -0.31794 | 0.139 | 774.6617 | 502.1926 | 3281.23 | 2095.202 | 1711.157 | 2118.491 | 3042.977 | 2000.381 | 1635.17 | 2869.235 | 3267.314 | 2149.926 | 1462.856 | 2169.065 | 1469.843 | Competitive | Competitive | 1 | TRUE | TRUE | 1 | Competitive | 0.7185 | Competitive | 875.9286 | 605.3732 | 1909.852 | 1456.134 | 1631 | 1
STBSNG5 SNGXGC99_1 FROM_TO | STBSNG5 | SNGXGC99_1 | 1631 | 1 | 1 | GIBN_CREK_5 | SNGLTN_345 | FROM_TO | 73521.13 | 64966.1 | -2.6345 | 0 | 2066.616 | 1872.864 | -0.13543 | 0.31794 | -0.139 | 0.31794 | 2275.605 | 601.2357 | 0 | 1348.051 | 2181.173 | 3042.977 | 2205.945 | 1295.632 | 2117.517 | 3267.314 | 2869.235 | 1259.9 | 2214.514 | 1265.793 | 2226.915 | Competitive | Non-Competitive | 0 | TRUE | FALSE | 1 | Non-Competitive | 0.75 | Non-Competitive | 1972.552 | 633.997 | 1278.644 | 2125.431 | 1631 | 1
STBSNG5 SNGXGC99_1 TO_FROM | STBSNG5 | SNGXGC99_1 | 1631 | 1 | 1 | GIBN_CREK_5 | SNGLTN_345 | TO_FROM | 73521.13 | 76416.41 | -1623.46 | 0 | 1872.864 | 2335.589 | -0.31794 | 0.13543 | -0.31794 | 0.139 | 774.6617 | 502.1926 | 3281.23 | 2095.202 | 1711.157 | 2118.491 | 3042.977 | 2000.381 | 1635.17 | 2869.235 | 3267.314 | 2149.926 | 1462.856 | 2169.065 | 1469.843 | Competitive | Competitive | 1 | TRUE | TRUE | 1 | Competitive | 0.75 | Competitive | 875.9286 | 605.3732 | 1909.852 | 1456.134 | 1631 | 1
STKWGRS5 6011__A FROM_TO | STKWGRS5 | 6011__A | 1065 | 1 | 1 | BOWMAN_5 | FISHRDSS1_5 | FROM_TO | 73521.13 | 74696.42 | -293.225 | 0 | 1853.34 | 784.221 | -0.13434 | 0.016791 | -0.70218 | 0.20577 | 239.0017 | 30.6888 | 0 |  | 3315.126 | 2426.611 | 3695.052 | 1228.179 | 1619.723 | 3773.934 | 3695.052 | 1617.067 | 3099.092 | 2761.888 | 3623.95 | Competitive | Competitive | 1 | TRUE | FALSE | 1 | Non-Competitive | 0.781 | Competitive | 171.6536 | 58.9216 | 3350.169 | 3695.052 | 1072 | 1
STKWGRS5 6011__A TO_FROM | STKWGRS5 | 6011__A | 1065 | 1 | 1 | BOWMAN_5 | FISHRDSS1_5 | TO_FROM | 73521.13 | 77777.84 | -115.801 | 0 | 784.221 | 1853.34 | -0.01679 | 0.13434 | -0.20577 | 0.70218 | 197.3536 | -200.605 | 0 | 2148.325 |  | 2708.889 | 2426.611 | 695.832 | 1284.21 | 2708.889 | 3773.934 | 1908.752 | 1666.658 | 2579.936 | 2761.888 | Competitive | Competitive | 1 | TRUE | FALSE | 1 | Non-Competitive | 0.781 | Competitive | 31.3562 | -23.3102 | 3655.42 | 3350.169 | 1072 | 1
STKWGRS5 6012__A FROM_TO | STKWGRS5 | 6012__A | 1065 | 1 | 1 | BOWMAN_5 | JACKSBRO_5 | FROM_TO | 73521.13 | 73178.64 | -309.854 | 0 | 695.54 | 1948.759 | -0.08613 | 0.33683 | -0.11735 | 0.42359 | 1075.957 | -516.917 | 0 | 645.444 | 4750.787 | 2583.355 | 5009.804 | 609.482 | 1412.529 | 2708.889 | 5009.804 | 1082.948 | 2263.948 | 1086.763 | 4956.465 | Competitive | Non-Competitive | 0 | TRUE | FALSE | 1 | Non-Competitive | 0.758 | Competitive | 568.7177 | -314.012 | 1615.534 | 5346.613 | 956 | 0
STKWGRS5 6012__A TO_FROM | STKWGRS5 | 6012__A | 1065 | 1 | 1 | BOWMAN_5 | JACKSBRO_5 | TO_FROM | 73521.13 | 74475.22 | -1180.99 | 0 | 1948.759 | 695.539 | -0.33683 | 0.086126 | -0.42359 | 0.11735 | 661.1262 | -111.115 | 0 | 4750.787 | 1645.247 | 5009.804 | 3695.052 | 1359.774 | 1408.376 | 5009.804 | 3695.052 | 2205.132 | 2318.244 | 4956.465 | 2332.201 | Competitive | Competitive | 1 | TRUE | FALSE | 1 | Non-Competitive | 0.758 | Competitive | 451.1227 | -42.1273 | 5346.613 | 2659.633 | 956 | 1
STKWGRS5 6024__A FROM_TO | STKWGRS5 | 6024__A | 1065 | 1 | 1 | GRHAMSES1_5 | LONGCREK_5 | FROM_TO | 73521.13 | 75018.76 | -1564.13 | 0 | 1931.785 | 762.33 | -0.15717 | 0.097725 | -0.25027 | 0.097725 | 699.346 | 0.018603 | 0 | 1999.696 | 3078.826 | 2835.269 | 3078.826 | 1850.906 | 1703.192 | 3372.613 | 3148.378 | 2249.943 | 2948.623 | 2306.825 | 3110.727 | Competitive | Competitive | 1 | TRUE | FALSE | 1 | Non-Competitive | 0.797 | Competitive | 504.3742 | -55.5205 | 2413.935 | 3105.27 | 1072 | 1
STKWGRS5 6024__A TO_FROM | STKWGRS5 | 6024__A | 1065 | 1 | 1 | GRHAMSES1_5 | LONGCREK_5 | TO_FROM | 73521.13 | 65290.76 | -445.494 | 0 | 762.33 | 1931.785 | -0.09772 | 0.25027 | -0.09772 | 0.25027 | 1716.751 | 303.9548 | 0 | 781.459 | 2136.82 | 788.194 | 3163.06 | 687.885 | 1973.543 | 811.304 | 3372.613 | 765.269 | 2390.349 | 774.015 | 2451.406 | Competitive | Non-Competitive | 0 | TRUE | FALSE | 1 | Non-Competitive | 0.797 | Non-Competitive | 1438.501 | 356.9257 | 817.788 | 2503.589 | 1072 | 1
STKWGRS5 6028__A FROM_TO | STKWGRS5 | 6028__A | 1065 | 1 | 1 | GRHAMSES1_5 | COKFIELD_5 | FROM_TO | 73521.13 | 74415.8 | -1611.19 | 0 | 1750.043 | 781.743 | -0.15799 | 0.09823 | -0.40761 | 0.09823 | 702.9672 | 0.016728 | 0 | 1999.685 | 3078.828 | 2835.269 | 3078.828 | 1850.902 | 1703.187 | 3372.611 | 3148.38 | 2249.923 | 2948.626 | 2306.802 | 3110.73 | Competitive | Competitive | 1 | TRUE | FALSE | 1 | Non-Competitive | 0.789 | Competitive | 506.9877 | -55.8085 | 2413.944 | 3105.269 | 1072 | 1
STKWGRS5 6028__A TO_FROM | STKWGRS5 | 6028__A | 1065 | 1 | 1 | GRHAMSES1_5 | COKFIELD_5 | TO_FROM | 73521.13 | 64838.39 | -447.797 | 0 | 781.743 | 1930.946 | -0.09823 | 0.40761 | -0.09823 | 0.40761 | 1764.594 | 305.5311 | 0 | 766.983 | 2136.81 | 839.942 | 3163.059 | 680.812 | 1973.539 | 3393.478 | 3372.611 | 763.048 | 2390.331 | 770.419 | 2451.384 | Competitive | Non-Competitive | 0 | TRUE | FALSE | 1 | Non-Competitive | 0.789 | Non-Competitive | 1484.9 | 358.7725 | 856.144 | 2503.601 | 1072 | 1
STKWGRS5 6029__A FROM_TO | STKWGRS5 | 6029__A | 1065 | 1 | 1 | LONGCREK_5 | COKFIELD_5 | FROM_TO | 73521.13 | 72441.67 | -784.634 | 0 | 1041.901 | 2530.624 | -0.09823 | 0.25157 | -0.59239 | 0.25157 | 1693.26 | 305.5311 | 0 | 798.444 | 2136.81 | 805.439 | 3163.059 | 697.803 | 1973.539 | 830.636 | 3372.611 | 782.368 | 2390.331 | 791.757 | 2451.384 | Non-Competitive | Non-Competitive | 0 | TRUE | FALSE | 1 | Non-Competitive | 0.805 | Non-Competitive | 1421.955 | 358.7725 | 843.363 | 2503.601 | 1072 | 1
STKWGRS5 6029__A TO_FROM | STKWGRS5 | 6029__A | 1065 | 1 | 1 | LONGCREK_5 | COKFIELD_5 | TO_FROM | 73521.13 | 74588.54 | -1648.73 | 0 | 2530.627 | 962.381 | -0.15799 | 0.59239 | -0.25157 | 0.59239 | 801.1279 | 0.016728 | 0 | 1702.564 | 3078.828 | 10000 | 3078.828 | 1599.713 | 1703.187 | 10000 | 3148.38 | 4998.753 | 2948.626 | 5132.513 | 3110.73 | Competitive | Competitive | 1 | TRUE | FALSE | 1 | Non-Competitive | 0.805 | Competitive | 606.786 | -55.8085 | 5443.023 | 3105.269 | 1072 | 1
STKWGRS5 6380__A FROM_TO | STKWGRS5 | 6380__A | 185 | 1 | 1 | MURRY_P8 | GRHAMSES1_8 | FROM_TO | 73521.13 | 72768.5 | -117.043 | 0 | 844.681 | 1664.605 | -0.0635 | 0.12308 | -0.0635 | 0.69686 | 227.7278 | 1.1322 | 0 | 1050.141 | 10000 | 2519.424 | 10000 | 800.117 | 1932.911 | 5657.459 | 10000 | 1221.705 | 5556.825 | 1434.715 | 10000 | Competitive | Non-Competitive | 0 | TRUE | FALSE | 1 | Non-Competitive | 0.9065 | Competitive | 176.3138 | 19.597 | 2857.033 | 10000 | 186 | 0
STKWGRS5 6380__A TO_FROM | STKWGRS5 | 6380__A | 185 | 1 | 1 | MURRY_P8 | GRHAMSES1_8 | TO_FROM | 73521.13 | 73547.74 | -227.835 | 0 | 1664.605 | 844.687 | -0.03139 | 0.063505 | -0.69686 | 0.063505 | 166.3217 | 59.5506 | 3537.63 | 7035.2 | 3205.656 | 7035.2 | 3205.656 | 1777.171 | 2351.958 | 10000 | 3205.656 | 4824.971 | 3267.154 | 8269.197 | 3335.443 | Competitive | Competitive | 1 | TRUE | FALSE | 1 | Non-Competitive | 0.9065 | Competitive | 139.489 | 51.2377 | 7683.697 | 3360.465 | 186 | 1
STKWGRS5 6380__D FROM_TO | STKWGRS5 | 6380__D | 154 | 1 | 1 | MURRY_P8 | PAIP4B | FROM_TO | 73521.13 | 73471.86 | -230.434 | 0 | 1669.012 | 1002.16 | -0.03142 | 0.06347 | -0.20047 | 0.30311 | 163.7445 | 57.0996 | 3537.63 | 7036.336 | 3205.533 | 7036.336 | 3205.533 | 1791.628 | 2325.11 | 10000 | 3205.533 | 4852.323 | 3263.452 | 8270.878 | 3334.942 | Competitive | Non-Competitive | 0 | TRUE | FALSE | 1 | Non-Competitive | 0.8595 | Competitive | 136.9117 | 48.8355 | 7685.026 | 3359.67 | 155 | 0
STKWGRS5 6380__D TO_FROM | STKWGRS5 | 6380__D | 154 | 1 | 1 | MURRY_P8 | PAIP4B | TO_FROM | 73521.13 | 73252.71 | -114.463 | 0 | 928.983 | 2018.37 | -0.06347 | 0.12312 | -0.30311 | 0.20047 | 230.308 | 3.7092 | 0 | 1049.999 | 10000 | 2519.226 | 10000 | 797.713 | 1949.508 | 5657.563 | 10000 | 1220.187 | 5590.337 | 1433.486 | 10000 | Non-Competitive | Non-Competitive | 0 | TRUE | FALSE | 1 | Non-Competitive | 0.8595 | Non-Competitive | 178.901 | 22.1741 | 2855.95 | 10000 | 155 | 1
STKWGRS5 651__A FROM_TO | STKWGRS5 | 651__A | 185 | 1 | 1 | COMANCHE_T8 | COMANCHE_8 | FROM_TO | 73521.13 | 73696.03 | 10.0934 | 0 | 783.088 | 0 | 0 | 0.000137 | -0.99986 | 0.000137 | 10.0968 | 10.0986 | 0 |  |  | 783.088 |  | 783.088 |  | 783.088 |  | 783.088 |  | 783.088 | 0 | Competitive | Competitive | 1 | FALSE | TRUE | 1 | Non-Competitive | 0.8595 | Competitive | 10.1314 | 10.0845 | 788.325 | 0 | 186 | 1
STKWGRS5 651__A TO_FROM | STKWGRS5 | 651__A | 185 | 1 | 1 | COMANCHE_T8 | COMANCHE_8 | TO_FROM | 73521.13 | 94738.8 | -10.0934 | 0 | 783.088 | 0 | -0.00014 | 0 | -0.00014 | 0.99986 | -10.0846 | -9.3099 | 5643.83 |  |  |  | 920.068 |  | 920.068 |  | 920.068 |  | 920.068 | 0 | 920.068 | Competitive | Competitive | 1 | FALSE | TRUE | 1 | Non-Competitive | 0.8595 | Competitive | -10.0857 | -9.1242 | 0 | 921.083 | 186 | 1
STKWGRS5 651__B FROM_TO | STKWGRS5 | 651__B | 185 | 1 | 1 | COMCHESS1_8 | COMANCHE_T8 | FROM_TO | 73521.13 | 73392.27 | -9.1464 | 0 | 1087.513 | 1719.948 | -0.07243 | 0.018468 | -0.72841 | 0.18332 | 278.867 | 45.9049 | 0 |  | 7843.573 | 794.861 | 7357.3 | 619.993 | 3625.917 | 855.865 | 10000 | 754.596 | 8482.015 | 852.755 | 8939.357 | Competitive | Non-Competitive | 0 | TRUE | FALSE | 1 | Non-Competitive | 0.9145 | Non-Competitive | 227.6262 | 55.8281 | 916.795 | 8920.196 | 186 | 1
STKWGRS5 651__B TO_FROM | STKWGRS5 | 651__B | 185 | 1 | 1 | COMCHESS1_8 | COMANCHE_T8 | TO_FROM | 73521.13 | 74240.83 | -275.149 | 0 | 1677.071 | 1087.513 | -0.01423 | 0.13095 | -0.18332 | 0.72841 | 51.9676 | -117.507 | 0 | 6009.952 |  | 7712.462 | 2335.646 | 2982.926 | 898.93 | 7712.462 | 2455.867 | 5670.191 | 1494.45 | 5914.236 | 2495.309 | Competitive | Competitive | 1 | TRUE | FALSE | 1 | Non-Competitive | 0.9145 | Competitive | 30.7566 | -108.919 | 5808.576 | 2348.268 | 186 | 1
STKWGRS5 651__D FROM_TO | STKWGRS5 | 651__D | 185 | 1 | 1 | DUBLIN1_8 | HASSE_P8 | FROM_TO | 73521.13 | 73782.49 | -214.561 | 0 | 1817.002 | 941.938 | -0.01485 | 0.13177 | -0.31567 | 0.40837 | 99.8115 | -74.6207 | 0 | 5916.478 |  | 7682.047 | 2326.607 | 2366.755 | 834.191 | 7682.047 | 2338.971 | 5240.162 | 1098.977 | 5784.87 | 2333.453 | Competitive | Competitive | 1 | TRUE | FALSE | 1 | Non-Competitive | 0.8515 | Competitive | 78.3372 | -56.9081 | 5656.061 | 2675.656 | 186 | 1
STKWGRS5 651__D TO_FROM | STKWGRS5 | 651__D | 185 | 1 | 1 | DUBLIN1_8 | HASSE_P8 | TO_FROM | 73521.13 | 73459.14 | -46.6797 | 0 | 941.938 | 1769.517 | -0.07159 | 0.014847 | -0.40837 | 0.31567 | 209.5681 | 4.0812 | 0 |  | 7743.226 | 837.632 | 7231.212 | 611.66 | 2814.793 | 846.499 | 10000 | 698.718 | 7795.698 | 873.153 | 8812.281 | Competitive | Non-Competitive | 0 | TRUE | FALSE | 1 | Non-Competitive | 0.8515 | Competitive | 171.4351 | 11.1653 | 995.034 | 8776.76 | 186 | 0
STKWGRS5 651__E FROM_TO | STKWGRS5 | 651__E | 249 | 1 | 1 | DUBLIN1_8 | STPHNVIL_8 | FROM_TO | 73521.13 | 73832.3 | -63.2332 | 0 | 1014.552 | 1825.707 | -0.07181 | 0.014623 | -0.18126 | 0.59141 | 192.9993 | -12.4538 | 0 |  | 7737.572 | 838.128 | 7221.569 | 614.366 | 2706.797 | 846.975 | 10000 | 711.092 | 7681.075 | 875.351 | 8802.833 | Competitive | Competitive | 1 | TRUE | FALSE | 1 | Non-Competitive | 0.8205 | Competitive | 154.7461 | -5.3577 | 1004.29 | 8765.707 | 251 | 1
STKWGRS5 651__E TO_FROM | STKWGRS5 | 651__E | 249 | 1 | 1 | DUBLIN1_8 | STPHNVIL_8 | TO_FROM | 73521.13 | 73740.79 | -197.933 | 0 | 1774.505 | 1014.552 | -0.01462 | 0.132 | -0.59141 | 0.18126 | 116.3715 | -58.0611 | 0 | 5914.946 |  | 7684.473 | 2326.66 | 2285.597 | 843.738 | 7684.473 | 2338.625 | 5181.083 | 1146.755 | 5784.718 | 2334.353 | Competitive | Competitive | 1 | TRUE | FALSE | 1 | Non-Competitive | 0.8205 | Competitive | 94.9228 | -40.3886 | 5653.154 | 2708.569 | 251 | 1
STMPTHS5 1295__A FROM_TO | STMPTHS5 | 1295__A | 492 | 1 | 1 | TEMP_SS__8 | TEMP_PEC__8 | FROM_TO | 73521.13 | 75009.26 | -188.785 | 0 | 1104.483 | 1758.994 | -0.01744 | 0.022281 | -0.27679 | 0.31881 | 63.9591 | 0.35172 | 2359.03 | 10000 |  | 1649 | 1694.498 | 981.229 | 1712.204 | 3438.438 | 4309.427 | 1572.608 | 1619.546 | 2038.675 | 1605.724 | Competitive | Competitive | 1 | TRUE | TRUE | 1 | Competitive | 0.844 | Competitive | 47.5483 | -1.4568 | 2092.785 | 1561.384 | 493 | 1
STMPTHS5 1295__A TO_FROM | STMPTHS5 | 1295__A | 492 | 1 | 1 | TEMP_SS__8 | TEMP_PEC__8 | TO_FROM | 73521.13 | 74168.64 | -112.434 | 0 | 1758.994 | 1104.483 | -0.02228 | 0.017438 | -0.31881 | 0.27679 | 288.8244 | 34.1377 | 0 |  | 10000 | 1552.75 | 1799.05 | 1380.073 | 1107.52 | 4309.427 | 3438.438 | 1393.504 | 1756.764 | 1490.698 | 2179.416 | Competitive | Competitive | 1 | TRUE | FALSE | 1 | Non-Competitive | 0.844 | Competitive | 255.5022 | 60.4929 | 1349.58 | 2235.882 | 493 | 1
STMPTHS5 1830__A FROM_TO | STMPTHS5 | 1830__A | 83 | 1 | 1 | MCGREGPH1_8 | MCGREG_T_8 | FROM_TO | 73521.13 | 75502.72 | -24.054 | 0 | 1588.1 | 1165.765 | -0.00082 | 0.000886 | -0.04472 | 0.92105 | -7.6511 | -13.7624 | 0 |  |  | 4325.67 | 963.634 | 1575.64 | 899.553 | 9308.519 | 1272.369 | 1915.845 | 967.513 | 5907.762 | 998.71 | Competitive | Competitive | 1 | FALSE | FALSE | 1 | Non-Competitive | 0.883 | Competitive | 0.992 | -12.7702 | 1832.871 | 1118.992 | 84 | 1
STMPTHS5 1830__A TO_FROM | STMPTHS5 | 1830__A | 83 | 1 | 1 | MCGREGPH1_8 | MCGREG_T_8 | TO_FROM | 73521.13 | 73585.93 | 9.1349 | 0 | 1168.917 | 1588.1 | -0.00089 | 0.00082 | -0.92105 | 0.044718 | 23.2689 | 6.2591 | 0 |  |  | 864.651 | 4325.67 | 758.714 | 1663.548 | 1093.429 | 9308.519 | 839.603 | 1994.037 | 889.798 | 5907.762 | Competitive | Competitive | 1 | FALSE | FALSE | 1 | Non-Competitive | 0.883 | Competitive | 21.7818 | 3.623 | 978.259 | 1832.871 | 84 | 1
STMPTHS5 1830__B FROM_TO | STMPTHS5 | 1830__B | 213 | 1 | 1 | SPGVALLYP_8 | MCGREG_T_8 | FROM_TO | 73521.13 | 73615.03 | -245.163 | 0 | 1586.627 | 1105.996 | -0.01339 | 0.020747 | -0.4489 | 0.49005 | 155.2001 | -71.2813 | 0 | 9289.575 |  | 1758.96 | 1248.395 | 1524.573 | 960.9 | 9289.575 | 1320.429 | 1501.584 | 1140.64 | 1629.257 | 1312.572 | Competitive | Competitive | 1 | TRUE | TRUE | 1 | Competitive | 0.875 | Competitive | 159.1851 | -53.8105 | 1620.22 | 1270.732 | 214 | 1
STMPTHS5 1830__B TO_FROM | STMPTHS5 | 1830__B | 213 | 1 | 1 | SPGVALLYP_8 | MCGREG_T_8 | TO_FROM | 73521.13 | 73497.11 | -70.57 | 0 | 1105.996 | 1656.31 | -0.02075 | 0.013393 | -0.49005 | 0.4489 | 189.9639 | 97.4742 | 0 |  | 9289.575 | 1080.176 | 1855.778 | 857.22 | 1686.634 | 1145.844 | 9289.575 | 1008.806 | 1597.848 | 1144.643 | 1708.21 | Competitive | Competitive | 1 | TRUE | TRUE | 1 | Competitive | 0.875 | Competitive | 162.5644 | 100.2527 | 1123.65 | 1640.392 | 214 | 1
STMPTHS5 1830__C FROM_TO | STMPTHS5 | 1830__C | 213 | 1 | 1 | MCGREG_T_8 | TEMPELMC__8 | FROM_TO | 73521.13 | 74099.65 | -269.232 | 0 | 1642.181 | 1106.009 | -0.01412 | 0.021634 | -0.0853 | 0.50638 | 150.0322 | -87.0327 | 0 | 9290.372 |  | 1755.235 | 1179.149 | 1533.26 | 958.124 | 9290.372 | 1319.802 | 1506.379 | 1129.298 | 1629.906 | 1273.21 | Competitive | Competitive | 1 | TRUE | TRUE | 1 | Competitive | 0.797 | Competitive | 161.3393 | -67.1261 | 1620.758 | 1255.429 | 214 | 1
STMPTHS5 1830__C TO_FROM | STMPTHS5 | 1830__C | 213 | 1 | 1 | MCGREG_T_8 | TEMPELMC__8 | TO_FROM | 73521.13 | 73451.84 | -61.3803 | 0 | 1073.151 | 1642.181 | -0.02163 | 0.014123 | -0.50638 | 0.085302 | 211.16 | 114.1132 | 0 |  | 9290.372 | 1026.582 | 1851.689 | 853.672 | 1686.551 | 1145.062 | 9290.372 | 999.067 | 1599.508 | 1113.003 | 1708.462 | Competitive | Competitive | 1 | TRUE | TRUE | 1 | Competitive | 0.797 | Competitive | 183.5791 | 116.2897 | 1111.142 | 1640.789 | 214 | 1
STMPTHS5 1830__E FROM_TO | STMPTHS5 | 1830__E | 213 | 1 | 1 | COTTONBELT | SPGVALLYP_8 | FROM_TO | 73521.13 | 73588.55 | -237.443 | 0 | 1586.993 | 1073.211 | -0.01329 | 0.020852 | -0.50985 | 0.42599 | 164.0522 | -63.5175 | 0 | 9289.673 |  | 1636.302 | 1249.217 | 1520.908 | 962.95 | 9289.673 | 1320.899 | 1499.519 | 1148.011 | 1540.627 | 1314.178 | Competitive | Competitive | 1 | TRUE | TRUE | 1 | Competitive | 0.8205 | Competitive | 166.9387 | -46.0395 | 1620.174 | 1276.358 | 214 | 1
STMPTHS5 1830__E TO_FROM | STMPTHS5 | 1830__E | 213 | 1 | 1 | COTTONBELT | SPGVALLYP_8 | TO_FROM | 73521.13 | 73511.65 | -78.3033 | 0 | 1106.096 | 1586.993 | -0.02085 | 0.013288 | -0.42599 | 0.50985 | 180.409 | 90.0208 | 127.13 |  | 9289.673 | 1080.975 | 1735.325 | 859.37 | 1686.696 | 1148.741 | 9289.673 | 1014.983 | 1597.23 | 1146.263 | 1622.05 | Competitive | Competitive | 1 | TRUE | TRUE | 1 | Competitive | 0.8205 | Competitive | 154.846 | 92.8363 | 1128.263 | 1640.428 | 214 | 1
STMPTHS5 1830__F FROM_TO | STMPTHS5 | 1830__F | 213 | 1 | 1 | COTTONBELT | WACOATCO1_8 | FROM_TO | 73521.13 | 73544.02 | -88.8923 | 0 | 1106.462 | 1657.064 | -0.021 | 0.013144 | -0.28615 | 0.57386 | 163.2585 | 79.5018 | 823.83 |  | 9289.806 | 1082.107 | 1737.515 | 862.584 | 1686.817 | 1149.433 | 9289.806 | 1023.67 | 1596.558 | 1148.545 | 1621.814 | Competitive | Competitive | 1 | TRUE | TRUE | 1 | Competitive | 0.828 | Competitive | 144.2775 | 82.6814 | 1130.682 | 1599.586 | 214 | 1
STMPTHS5 1830__F TO_FROM | STMPTHS5 | 1830__F | 213 | 1 | 1 | COTTONBELT | WACOATCO1_8 | TO_FROM | 73521.13 | 73562.48 | -226.871 | 0 | 1587.295 | 1106.462 | -0.01314 | 0.020996 | -0.57386 | 0.28615 | 180.6775 | -61.2101 | 0 | 9289.806 |  | 1638.24 | 1250.38 | 1515.995 | 966.152 | 9289.806 | 1321.562 | 1496.794 | 1158.407 | 1540.089 | 1316.438 | Competitive | Competitive | 1 | TRUE | TRUE | 1 | Competitive | 0.828 | Competitive | 177.5555 | -35.3989 | 1580.073 | 1279.193 | 214 | 1
STMPTHS5 1830__G FROM_TO | STMPTHS5 | 1830__G | 596 | 1 | 1 | WACO_W1_8 | WACOWOOD1_8 | FROM_TO | 73521.13 | 73962.25 | -161.999 | 0 | 1913.333 | 1107.443 | -0.01226 | 0.021878 | -0.77395 | 0.15101 | 255.7979 | -7.4157 | 0 | 9290.58 |  | 1699.605 | 1260.032 | 1482.958 | 999.817 | 7020.525 | 1326.174 | 1481.589 | 1228.801 | 1571.922 | 1332.746 | Competitive | Competitive | 1 | TRUE | TRUE | 1 | Competitive | 0.891 | Competitive | 242.7048 | 29.8965 | 1620.5 | 1329.353 | 597 | 1
STMPTHS5 1830__G TO_FROM | STMPTHS5 | 1830__G | 596 | 1 | 1 | WACO_W1_8 | WACOWOOD1_8 | TO_FROM | 73521.13 | 76743.95 | -153.871 | 0 | 1107.443 | 1913.333 | -0.02188 | 0.012262 | -0.15101 | 0.77395 | 86.5394 | 16.4131 | 2194.03 |  | 9290.58 | 1091.151 | 1802.506 | 889.055 | 1688.247 | 1154.247 | 7020.525 | 1082.607 | 1595.912 | 1164.873 | 1657.109 | Competitive | Competitive | 1 | TRUE | TRUE | 1 | Competitive | 0.891 | Competitive | 79.4242 | 20.3661 | 1172.027 | 1640.373 | 597 | 1
STMPTHS5 1830__H FROM_TO | STMPTHS5 | 1830__H | 596 | 1 | 1 | WACOWOOD1_8 | WACOATCO1_8 | FROM_TO | 73521.13 | 74042.63 | -192.409 | 0 | 1892.484 | 1073.665 | -0.01268 | 0.021465 | -0.71338 | 0.22564 | 224.3857 | -37.8406 | 0 | 9290.225 |  | 1694.292 | 1254.51 | 1497.752 | 980.48 | 9290.225 | 1323.886 | 1488.462 | 1194.562 | 1568.256 | 1324.33 | Competitive | Competitive | 1 | TRUE | TRUE | 1 | Competitive | 0.922 | Competitive | 212.1645 | -0.71228 | 1615.27 | 1323.419 | 597 | 1
STMPTHS5 1830__H TO_FROM | STMPTHS5 | 1830__H | 596 | 1 | 1 | WACOWOOD1_8 | WACOATCO1_8 | TO_FROM | 73521.13 | 75473.8 | -123.41 | 0 | 1073.665 | 1804.132 | -0.02146 | 0.012675 | -0.22564 | 0.71338 | 118.5735 | 45.9069 | 2117.53 |  | 9290.225 | 1086.125 | 1796.569 | 873.699 | 1687.457 | 1151.86 | 9290.225 | 1053.869 | 1595.572 | 1156.529 | 1652.443 | Competitive | Competitive | 1 | TRUE | TRUE | 1 | Competitive | 0.922 | Competitive | 109.8257 | 49.5779 | 1166.678 | 1634.826 | 597 | 1
STMPTHS5 280__A FROM_TO | STMPTHS5 | 280__A | 1065 | 1 | 1 | LAKE_CRK1_5 | THOUSE_A_5 | FROM_TO | 73521.13 | 73070.73 | -168.775 | 0 | 1009.467 | 1658.052 | -0.09083 | 0.158 | -0.65641 | 0.19119 | 1111.74 | 568.1852 | 2359.03 | 797.188 | 1846.333 | 10000 | 1852.466 | 812.845 | 1846.333 | 10000 | 1926.782 | 1082.466 | 1804.157 | 1082.343 | 1804.157 | Competitive | Competitive | 0 | TRUE | TRUE | 1 | Competitive | 0.9295 | Competitive | 1123.761 | 623.8615 | 1063.088 | 1728.709 | 1072 | 1
STMPTHS5 280__A TO_FROM | STMPTHS5 | 280__A | 1065 | 1 | 1 | LAKE_CRK1_5 | THOUSE_A_5 | TO_FROM | 73521.13 | 73515.08 | -1790.03 | 0 | 1658.052 | 1027.256 | -0.158 | 0.090835 | -0.19119 | 0.65641 | 1066.389 | -883.153 | 0 | 1446.893 | 876.555 | 1496.155 | 10000 | 1443.026 | 893.998 | 1784.883 | 10000 | 1522.318 | 1188.913 | 1523.539 | 1188.936 | Competitive | Competitive | 0 | TRUE | TRUE | 1 | Competitive | 0.9295 | Competitive | 1046.411 | -629.652 | 1375.112 | 1184.089 | 1072 | 1
STMPTHS5 290__A FROM_TO | STMPTHS5 | 290__A | 1065 | 1 | 1 | LAKE_CRK2_5 | THOUSE__5 | FROM_TO | 73521.13 | 72234.44 | 42.7589 | 0 | 1020.314 | 1464.912 | -0.26073 | 0.21363 | -0.58188 | 0.3158 | 1556.624 | 881.1386 | 2359.03 | 811.944 | 1775.981 | 10000 | 3896.229 | 841.47 | 1811.082 | 10000 | 10000 | 1261.867 | 1766.505 | 1262.058 | 1759.859 | Competitive | Competitive | 0 | TRUE | TRUE | 1 | Competitive | 1.2185 | Competitive | 1572.584 | 946.7811 | 1235.526 | 1721.118 | 1072 | 1
STMPTHS5 290__A TO_FROM | STMPTHS5 | 290__A | 1065 | 1 | 1 | LAKE_CRK2_5 | THOUSE__5 | TO_FROM | 73521.13 | 73785.14 | -2310.64 | 0 | 1511.121 | 1020.314 | -0.21363 | 0.26073 | -0.3158 | 0.58188 | 997.2116 | -1193.81 | 0 | 1352.169 | 891.271 | 3731.979 | 10000 | 1380.185 | 923.987 | 10000 | 10000 | 1443.203 | 1378.102 | 1437.384 | 1378.844 | Competitive | Competitive | 1 | TRUE | TRUE | 1 | Competitive | 1.2185 | Competitive | 890.9132 | -1006.07 | 1372.241 | 1371.793 | 1072 | 1
STMPTHS5 300__A FROM_TO | STMPTHS5 | 300__A | 1065 | 1 | 1 | LAKE_CRK1_5 | TEMP_SS__5 | FROM_TO | 73521.13 | 65579.93 | -2123.39 | 0 | 1871.879 | 907.617 | -0.12979 | 0.29268 | -0.23458 | 0.36548 | 2502.713 | -414.907 | 0 | 1426.788 | 957.746 | 1409.325 | 1179.637 | 1412.081 | 957.746 | 9596.261 | 1319.644 | 1513.193 | 1131.318 | 1516.023 | 1131.318 | Competitive | Competitive | 0 | TRUE | TRUE | 1 | Competitive | 0.7735 | Competitive | 2406.153 | -44.0936 | 1432.473 | 1086.715 | 1072 | 1
STMPTHS5 300__A TO_FROM | STMPTHS5 | 300__A | 1065 | 1 | 1 | LAKE_CRK1_5 | TEMP_SS__5 | TO_FROM | 73521.13 | 70408.07 | -1418.07 | 0 | 907.617 | 1871.879 | -0.29268 | 0.12979 | -0.36548 | 0.23458 | 1369.526 | 505.5652 | 2194.03 | 855.403 | 1633.35 | 1027.31 | 1513.739 | 855.427 | 1633.266 | 1147.734 | 9596.261 | 1001.356 | 1636.833 | 1001.357 | 1637.154 | Competitive | Competitive | 0 | TRUE | TRUE | 1 | Competitive | 0.7735 | Competitive | 1371.069 | 598.5708 | 961.544 | 1589.303 | 1072 | 1
STMPTHS5 315__A FROM_TO | STMPTHS5 | 315__A | 1065 | 1 | 1 | TEMP_PEC__5 | TEMP_SS__5 | FROM_TO | 73521.13 | 94738.8 | -437.682 | 0 | 1124.598 | 0 | -0.01793 | 0.028292 | -0.06034 | 0.86954 | -84.9073 | -198.418 | 0 | 10000 |  | 10000 | 1079.471 | 1110.637 | 1104.257 | 10000 | 6452.082 | 1218.224 | 1042.168 | 10000 | 1021.36 | Competitive | Competitive | 1 | TRUE | FALSE | 1 | Non-Competitive | 0.8515 | Competitive | -91.5679 | -190.75 | 10000 | 1013.512 | 1072 | 1
STMPTHS5 315__A TO_FROM | STMPTHS5 | 315__A | 1065 | 1 | 1 | TEMP_PEC__5 | TEMP_SS__5 | TO_FROM | 73521.13 | 74353.14 | 172.0292 | 0 | 10000 | 986.699 | -0.02829 | 0.017925 | -0.86954 | 0.060336 | 340.3994 | 215.0443 | 0 |  | 10000 | 973.247 | 10000 | 998.585 | 1532.895 | 6452.082 | 10000 | 946.549 | 1612.157 | 926.508 | 10000 | Competitive | Competitive | 1 | TRUE | FALSE | 1 | Non-Competitive | 0.8515 | Competitive | 391.0391 | 245.5046 | 895.875 | 10000 | 1072 | 1
STMPTMP5 1295__A FROM_TO | STMPTMP5 | 1295__A | 492 | 1 | 1 | TEMP_SS__8 | TEMP_PEC__8 | FROM_TO | 73521.13 | 73824.83 | -300.703 | 0 | 1109.283 | 1908.383 | -0.04483 | 0.038054 | -0.32543 | 0.27324 | 305.2232 | 129.3806 | 2359.03 | 1581.948 | 1529.691 | 1139.409 | 1799.005 | 858.814 | 1680.986 | 1548.471 | 2743.75 | 1046.26 | 1588.149 | 1218.025 | 1646.228 | Competitive | Competitive | 1 | TRUE | TRUE | 1 | Competitive | 0.789 | Competitive | 298.736 | 144.6625 | 1216.552 | 1569.46 | 493 | 1
STMPTMP5 1295__A TO_FROM | STMPTMP5 | 1295__A | 492 | 1 | 1 | TEMP_SS__8 | TEMP_PEC__8 | TO_FROM | 73521.13 | 73256.63 | -465.157 | 0 | 1908.383 | 1076.828 | -0.03805 | 0.044828 | -0.27324 | 0.32543 | 560.859 | -88.5178 | 0 | 1441.725 | 1734.709 | 1681.993 | 1306.247 | 1385.223 | 960.311 | 2743.75 | 1696.392 | 1407.065 | 1178.355 | 1549.706 | 1381.843 | Competitive | Competitive | 0 | TRUE | TRUE | 1 | Competitive | 0.789 | Competitive | 511.801 | -16.9612 | 1398.681 | 1381.484 | 493 | 1
STMPTMP5 1830__A FROM_TO | STMPTMP5 | 1830__A | 83 | 1 | 1 | MCGREGPH1_8 | MCGREG_T_8 | FROM_TO | 73521.13 | 75591.56 | -19.2011 | 0 | 1929.121 | 1090.848 | -0.00062 | 0.000452 | -0.04489 | 0.92087 | -10.391 | -13.5125 | 0 |  |  | 9302.796 | 918.37 | 2365.707 | 871.05 | 9302.796 | 1305.558 | 7771.433 | 903.367 | 9297.029 | 927.301 | Competitive | Competitive | 1 | FALSE | FALSE | 1 | Non-Competitive | 0.8435 | Competitive | -6.7729 | -11.0742 | 8619.804 | 1145.814 | 84 | 1
STMPTMP5 1830__A TO_FROM | STMPTMP5 | 1830__A | 83 | 1 | 1 | MCGREGPH1_8 | MCGREG_T_8 | TO_FROM | 73521.13 | 73590.53 | 11.4112 | 0 | 1125.296 | 1929.121 | -0.00045 | 0.000619 | -0.92087 | 0.044891 | 19.0939 | 10.0418 | 0 |  |  | 738.459 | 9302.796 | 702.629 | 2437.523 | 1087.901 | 9302.796 | 741.053 | 7795.57 | 760.943 | 9297.029 | Competitive | Competitive | 1 | FALSE | FALSE | 1 | Non-Competitive | 0.8435 | Competitive | 19.1714 | 4.0635 | 997.573 | 8619.804 | 84 | 1
STMPTMP5 1830__B FROM_TO | STMPTMP5 | 1830__B | 213 | 1 | 1 | SPGVALLYP_8 | MCGREG_T_8 | FROM_TO | 73521.13 | 73767.68 | -175.301 | 0 | 1657.597 | 1099.629 | -0.0097 | 0.014694 | -0.45014 | 0.4883 | 79.0049 | -51.4354 | 0 |  |  | 1633.565 | 1251.647 | 1573.416 | 967.156 | 9272.537 | 1322.68 | 1533.265 | 1169.7 | 1648.989 | 1322.013 | Competitive | Competitive | 1 | FALSE | TRUE | 1 | Non-Competitive | 0.8515 | Competitive | 94.1544 | -49.5428 | 1625.357 | 1322.377 | 214 | 1
STMPTMP5 1830__B TO_FROM | STMPTMP5 | 1830__B | 213 | 1 | 1 | SPGVALLYP_8 | MCGREG_T_8 | TO_FROM | 73521.13 | 73617.82 | -35.8911 | 0 | 1067.99 | 1587.785 | -0.01469 | 0.009695 | -0.4883 | 0.45014 | 147.0245 | 64.3833 | 0 |  |  | 1083.124 | 1731.437 | 853.756 | 1693.993 | 1147.819 | 9272.537 | 1030.998 | 1616.972 | 1153.338 | 1731.508 | Competitive | Competitive | 1 | FALSE | TRUE | 1 | Non-Competitive | 0.8515 | Competitive | 117.4188 | 78.1281 | 1164.811 | 1625.357 | 214 | 1
STMPTMP5 1830__C FROM_TO | STMPTMP5 | 1830__C | 213 | 1 | 1 | MCGREG_T_8 | TEMPELMC__8 | FROM_TO | 73521.13 | 75039.13 | -194.501 | 0 | 1648.019 | 1163.409 | -0.01031 | 0.015145 | -0.08277 | 0.50497 | 55.7915 | -59.7185 | 0 |  |  | 1710.24 | 1249.9 | 1577.807 | 957.374 | 9273.522 | 1321.747 | 1543.818 | 1153.285 | 1730.233 | 1317.77 | Competitive | Competitive | 1 | FALSE | TRUE | 1 | Non-Competitive | 0.828 | Competitive | 90.8439 | -62.4001 | 1734.871 | 1320.372 | 214 | 1
STMPTMP5 1830__C TO_FROM | STMPTMP5 | 1830__C | 213 | 1 | 1 | MCGREG_T_8 | TEMPELMC__8 | TO_FROM | 73521.13 | 73576.88 | -24.385 | 0 | 1159.911 | 1648.019 | -0.01514 | 0.010314 | -0.50497 | 0.08277 | 176.7459 | 67.1769 | 0 |  |  | 1081.347 | 1815.845 | 840.972 | 1689.28 | 1146.682 | 9273.522 | 1015.805 | 1625.327 | 1148.946 | 1817.838 | Competitive | Competitive | 1 | FALSE | TRUE | 1 | Non-Competitive | 0.828 | Competitive | 134.5979 | 92.2365 | 1162.86 | 1734.871 | 214 | 1
STMPTMP5 1830__E FROM_TO | STMPTMP5 | 1830__E | 213 | 1 | 1 | COTTONBELT | SPGVALLYP_8 | FROM_TO | 73521.13 | 73722.89 | -167.542 | 0 | 1657.862 | 1068.043 | -0.00959 | 0.014799 | -0.51159 | 0.42372 | 95.0952 | -48.5186 | 0 |  |  | 1635.574 | 1252.909 | 1571.038 | 973.289 | 9272.805 | 1323.407 | 1529.287 | 1180.868 | 1641.719 | 1324.547 | Competitive | Competitive | 1 | FALSE | TRUE | 1 | Non-Competitive | 0.8595 | Competitive | 101.891 | -41.7951 | 1790.829 | 1324.373 | 214 | 1
STMPTMP5 1830__E TO_FROM | STMPTMP5 | 1830__E | 213 | 1 | 1 | COTTONBELT | SPGVALLYP_8 | TO_FROM | 73521.13 | 73650.81 | -43.6244 | 0 | 1068.043 | 1657.862 | -0.0148 | 0.00959 | -0.42372 | 0.51159 | 134.9131 | 64.7177 | 0 |  |  | 1084.347 | 1733.741 | 860.162 | 1696.99 | 1148.586 | 9272.805 | 1040.679 | 1614.08 | 1155.878 | 1724.382 | Competitive | Competitive | 1 | FALSE | TRUE | 1 | Non-Competitive | 0.8595 | Competitive | 109.6566 | 70.6947 | 1166.579 | 1790.829 | 214 | 1
STMPTMP5 1830__F FROM_TO | STMPTMP5 | 1830__F | 213 | 1 | 1 | COTTONBELT | WACOATCO1_8 | FROM_TO | 73521.13 | 73757.32 | -54.2133 | 0 | 1099.997 | 1588.21 | -0.01494 | 0.009447 | -0.28272 | 0.57614 | 123.3072 | 58.2733 | 0 |  |  | 1086.104 | 1719.404 | 867.787 | 1696.892 | 1152.149 | 9273.166 | 1054.235 | 1610.9 | 1159.501 | 1702.175 | Competitive | Competitive | 1 | FALSE | TRUE | 1 | Non-Competitive | 0.875 | Competitive | 99.0282 | 60.5165 | 1169.12 | 1788.31 | 214 | 1
STMPTMP5 1830__F TO_FROM | STMPTMP5 | 1830__F | 213 | 1 | 1 | COTTONBELT | WACOATCO1_8 | TO_FROM | 73521.13 | 73681.82 | -156.918 | 0 | 1588.21 | 1099.997 | -0.00945 | 0.014942 | -0.57614 | 0.28271 | 106.5953 | -37.8907 | 0 |  |  | 1622.422 | 1254.723 | 1563.47 | 980.663 | 9273.166 | 1324.445 | 1524.364 | 1196.577 | 1620.333 | 1328.157 | Competitive | Competitive | 1 | FALSE | TRUE | 1 | Non-Competitive | 0.875 | Competitive | 112.4845 | -31.1864 | 1783.237 | 1327.235 | 214 | 1
STMPTMP5 1830__G FROM_TO | STMPTMP5 | 1830__G | 596 | 1 | 1 | WACO_W1_8 | WACOWOOD1_8 | FROM_TO | 73521.13 | 74050.03 | -91.7246 | 0 | 2021.016 | 1100.803 | -0.00856 | 0.015824 | -0.77789 | 0.14644 | 185.5861 | 8.284 | 0 |  |  | 1809.762 | 1327.835 | 1516.419 | 1064.673 | 9275.231 | 1363.813 | 1500.951 | 1299.341 | 1659.547 | 1383.159 | Competitive | Competitive | 1 | FALSE | TRUE | 1 | Non-Competitive | 0.844 | Competitive | 177.573 | 33.9949 | 1643.964 | 1376.984 | 597 | 1
STMPTMP5 1830__G TO_FROM | STMPTMP5 | 1830__G | 596 | 1 | 1 | WACO_W1_8 | WACOWOOD1_8 | TO_FROM | 73521.13 | 77177.24 | -119.192 | 0 | 1100.803 | 2032.63 | -0.01582 | 0.008565 | -0.14644 | 0.77789 | 43.5267 | -3.2889 | 2117.53 |  |  | 1154.456 | 1903.515 | 940.621 | 1696.852 | 1184.753 | 9275.231 | 1142.082 | 1603.225 | 1214.229 | 1736.888 | Competitive | Competitive | 1 | FALSE | TRUE | 1 | Non-Competitive | 0.844 | Competitive | 33.8891 | -1.8596 | 1206.133 | 1663.251 | 597 | 1
STMPTMP5 1830__H FROM_TO | STMPTMP5 | 1830__H | 596 | 1 | 1 | WACOWOOD1_8 | WACOATCO1_8 | FROM_TO | 73521.13 | 74138.01 | -122.286 | 0 | 2001.871 | 1068.41 | -0.00898 | 0.015411 | -0.71682 | 0.22169 | 145.0901 | -7.1144 | 0 |  |  | 1799.889 | 1292.048 | 1539.208 | 1013.628 | 9274.294 | 1328.214 | 1510.807 | 1250.836 | 1655.006 | 1356.182 | Competitive | Competitive | 1 | FALSE | TRUE | 1 | Non-Competitive | 0.8905 | Competitive | 147.0327 | 3.4111 | 1558.85 | 1340.114 | 597 | 1
STMPTMP5 1830__H TO_FROM | STMPTMP5 | 1830__H | 596 | 1 | 1 | WACOWOOD1_8 | WACOATCO1_8 | TO_FROM | 73521.13 | 75755.76 | -88.7315 | 0 | 1068.41 | 1903.181 | -0.01541 | 0.008978 | -0.22169 | 0.71682 | 85.9545 | 26.3864 | 0 |  |  | 1116.079 | 1892.801 | 898.863 | 1696.716 | 1156.045 | 9274.294 | 1100.679 | 1604.758 | 1184.424 | 1731.147 | Competitive | Competitive | 1 | FALSE | TRUE | 1 | Non-Competitive | 0.8905 | Competitive | 64.3961 | 27.3522 | 1180.358 | 1576.708 | 597 | 1
STMPTMP5 280__A FROM_TO | STMPTMP5 | 280__A | 1065 | 1 | 1 | LAKE_CRK1_5 | THOUSE_A_5 | FROM_TO | 73521.13 | 73079.13 | -162.93 | 0 | 1009.37 | 1658.125 | -0.09031 | 0.15889 | -0.6555 | 0.19256 | 1108.387 | 567.4924 | 2359.03 | 797.704 | 1845.54 | 10000 | 1851.782 | 813.895 | 1845.54 | 10000 | 1926.343 | 1099.777 | 1803.516 | 1099.697 | 1803.516 | Competitive | Competitive | 0 | TRUE | TRUE | 1 | Competitive | 0.82 | Competitive | 1121.377 | 622.5754 | 1070.527 | 1728.43 | 1072 | 1
STMPTMP5 280__A TO_FROM | STMPTMP5 | 280__A | 1065 | 1 | 1 | LAKE_CRK1_5 | THOUSE_A_5 | TO_FROM | 73521.13 | 73570.54 | -1783.74 | 0 | 1658.125 | 1027.145 | -0.15889 | 0.090306 | -0.19256 | 0.6555 | 1055.791 | -879.436 | 0 | 1445.587 | 877.019 | 1495.131 | 10000 | 1441.699 | 895.051 | 1784.476 | 10000 | 1520.943 | 1207.58 | 1522.178 | 1207.663 | Competitive | Competitive | 1 | TRUE | TRUE | 1 | Competitive | 0.82 | Competitive | 1042.888 | -627.952 | 1374.534 | 1192.259 | 1072 | 1
STMPTMP5 290__A FROM_TO | STMPTMP5 | 290__A | 1065 | 1 | 1 | LAKE_CRK2_5 | THOUSE__5 | FROM_TO | 73521.13 | 72534.94 | 280.2097 | 0 | 1682.904 | 1608.338 | -0.23448 | 0.25059 | -0.51828 | 0.37746 | 1446.992 | 878.8006 | 2359.03 | 930.397 | 1780.798 | 10000 | 10000 | 929.703 | 1764.594 | 10000 | 10000 | 2425.162 | 1750.997 | 2425.508 | 1753.006 | Competitive | Competitive | 0 | TRUE | TRUE | 1 | Competitive | 0.8675 | Competitive | 1468.264 | 937.0344 | 2325.532 | 1718.289 | 1072 | 1
STMPTMP5 290__A TO_FROM | STMPTMP5 | 290__A | 1065 | 1 | 1 | LAKE_CRK2_5 | THOUSE__5 | TO_FROM | 73521.13 | 75019.89 | -1641.73 | 0 | 1510.443 | 1682.904 | -0.25059 | 0.23448 | -0.37746 | 0.51828 | 565.0068 | -1077.75 | 0 | 1308.715 | 1014.777 | 10000 | 10000 | 1299.32 | 1014.484 | 10000 | 10000 | 1367.686 | 2576.706 | 1369.021 | 2576.76 | Competitive | Competitive | 1 | TRUE | FALSE | 1 | Non-Competitive | 0.8675 | Competitive | 493.8078 | -956.567 | 1316.445 | 2519.707 | 1072 | 1
STMPTMP5 300__A FROM_TO | STMPTMP5 | 300__A | 1065 | 1 | 1 | LAKE_CRK1_5 | TEMP_SS__5 | FROM_TO | 73521.13 | 67186.14 | -2036.97 | 0 | 1822.731 | 1017.871 | -0.11734 | 0.27445 | -0.23547 | 0.32808 | 2217.02 | -461.665 | 0 | 1423.204 | 953.395 | 2775.73 | 1135.311 | 1403.238 | 953.395 | 9593.811 | 1319.546 | 1530.728 | 1113.846 | 1533.694 | 1113.846 | Competitive | Competitive | 0 | TRUE | TRUE | 1 | Competitive | 0.9455 | Competitive | 2132.732 | -145.35 | 1442.973 | 1069.69 | 1072 | 1
STMPTMP5 300__A TO_FROM | STMPTMP5 | 300__A | 1065 | 1 | 1 | LAKE_CRK1_5 | TEMP_SS__5 | TO_FROM | 73521.13 | 70348.9 | -1222.43 | 0 | 1017.872 | 1874.299 | -0.27445 | 0.11734 | -0.32808 | 0.23547 | 1350.347 | 547.4477 | 2194.03 | 851.941 | 1630.444 | 992.486 | 2775.73 | 851.96 | 1624.969 | 1147.344 | 9593.811 | 986.735 | 1655.953 | 986.736 | 1656.259 | Competitive | Competitive | 0 | TRUE | TRUE | 1 | Competitive | 0.9455 | Competitive | 1367.349 | 638.6129 | 946.804 | 1603.972 | 1072 | 1
STMPTMP5 490__A FROM_TO | STMPTMP5 | 490__A | 1065 | 1 | 1 | THOUSE__5 | TEMP_PEC__5 | FROM_TO | 73521.13 | 73970.57 | -455.387 | 0 | 1511.206 | 1111.973 | -0.03763 | 0.058506 | -0.61846 | 0.1006 | 792.9944 | 0.9144 | 0 | 1758.202 | 1377.419 | 1758.202 | 1293.016 | 1465.801 | 989.971 | 3029.603 | 1354.298 | 1468.782 | 1219.246 | 1601.279 | 1355.623 | Competitive | Competitive | 1 | TRUE | TRUE | 1 | Competitive | 1.164 | Competitive | 780.5444 | 122.6302 | 1595.089 | 1329.322 | 1072 | 1
STMPTMP5 490__A TO_FROM | STMPTMP5 | 490__A | 1065 | 1 | 1 | THOUSE__5 | TEMP_PEC__5 | TO_FROM | 73521.13 | 82779.36 | -482.771 | 0 | 1111.973 | 1511.205 | -0.05851 | 0.037626 | -0.1006 | 0.61846 | 232.038 | 18.6315 | 2359.03 | 1194.304 | 1864.038 | 1116.68 | 1864.038 | 881.528 | 1701.268 | 1176.373 | 3029.603 | 1076.34 | 1600.874 | 1184.546 | 1689.485 | Competitive | Competitive | 1 | TRUE | TRUE | 1 | Competitive | 1.164 | Competitive | 212.6269 | 32.7804 | 1173.824 | 1641.388 | 1072 | 1
STMPTMP8 1830__A FROM_TO | STMPTMP8 | 1830__A | 83 | 1 | 1 | MCGREGPH1_8 | MCGREG_T_8 | FROM_TO | 73521.13 | 75588.18 | -20.4485 | 0 | 1635.504 | 1131.966 | -0.00063 | 0.000557 | -0.04481 | 0.92096 | -10.322 | -13.8904 | 0 |  |  | 9266.962 | 907.849 | 1669.633 | 882.443 | 9266.962 | 1270.595 | 5406.061 | 910.334 | 9223.133 | 922.129 | Competitive | Competitive | 1 | FALSE | FALSE | 1 | Non-Competitive | 1.219 | Competitive | -5.9422 | -11.5635 | 8498.545 | 1122.848 | 84 | 1
STMPTMP8 1830__A TO_FROM | STMPTMP8 | 1830__A | 83 | 1 | 1 | MCGREGPH1_8 | MCGREG_T_8 | TO_FROM | 73521.13 | 73589.34 | 11.4655 | 0 | 1097.167 | 1635.504 | -0.00056 | 0.000634 | -0.92096 | 0.04481 | 20.1782 | 9.882 | 0 |  |  | 738.64 | 9266.962 | 717.646 | 1740.221 | 1083.612 | 9266.962 | 757.799 | 5477.218 | 768.549 | 9223.133 | Competitive | Competitive | 1 | FALSE | FALSE | 1 | Non-Competitive | 1.219 | Competitive | 19.9805 | 4.0888 | 978.932 | 8498.545 | 84 | 1
STMPTMP8 1830__B FROM_TO | STMPTMP8 | 1830__B | 213 | 1 | 1 | SPGVALLYP_8 | MCGREG_T_8 | FROM_TO | 73521.13 | 73751.21 | -187.988 | 0 | 1587.597 | 1099.665 | -0.01008 | 0.015716 | -0.44889 | 0.48953 | 93.6751 | -58.7902 | 0 |  |  | 1630.541 | 1250.236 | 1565.226 | 965.515 | 9268.103 | 1322.251 | 1526.201 | 1156.924 | 1632.764 | 1317.834 | Competitive | Competitive | 1 | FALSE | TRUE | 1 | Non-Competitive | 1.2185 | Competitive | 102.1161 | -52.3064 | 1777.157 | 1280.966 | 214 | 1
STMPTMP8 1830__B TO_FROM | STMPTMP8 | 1830__B | 213 | 1 | 1 | SPGVALLYP_8 | MCGREG_T_8 | TO_FROM | 73521.13 | 73596.28 | -38.5762 | 0 | 1099.665 | 1657.387 | -0.01572 | 0.010084 | -0.48953 | 0.44889 | 152.4773 | 76.6739 | 0 |  |  | 1081.773 | 1728.397 | 854.79 | 1693.738 | 1147.293 | 9268.103 | 1020.885 | 1611.878 | 1149.287 | 1715.004 | Competitive | Competitive | 1 | FALSE | TRUE | 1 | Non-Competitive | 1.2185 | Competitive | 126.3655 | 83.6023 | 1131.543 | 1782.266 | 214 | 1
STMPTMP8 1830__C FROM_TO | STMPTMP8 | 1830__C | 213 | 1 | 1 | MCGREG_T_8 | TEMPELMC__8 | FROM_TO | 73521.13 | 74967.09 | -207.582 | 0 | 1578.236 | 1159.943 | -0.01065 | 0.016272 | -0.08128 | 0.5063 | 72.5415 | -67.4661 | 0 |  |  | 1707.772 | 1248.502 | 1570.608 | 956.665 | 9268.15 | 1321.477 | 1534.928 | 1140.738 | 1710.926 | 1313.624 | Competitive | Competitive | 1 | FALSE | TRUE | 1 | Non-Competitive | 1.125 | Competitive | 99.4309 | -65.5299 | 1616.192 | 1275.825 | 214 | 1
STMPTMP8 1830__C TO_FROM | STMPTMP8 | 1830__C | 213 | 1 | 1 | MCGREG_T_8 | TEMPELMC__8 | TO_FROM | 73521.13 | 73553.94 | -27.0368 | 0 | 1159.943 | 1646.728 | -0.01627 | 0.010651 | -0.5063 | 0.081278 | 180.7695 | 79.3504 | 0 |  |  | 1079.997 | 1813.503 | 843.768 | 1687.487 | 1146.27 | 9268.15 | 1006.267 | 1618.16 | 1144.896 | 1798.336 | Competitive | Competitive | 1 | FALSE | TRUE | 1 | Non-Competitive | 1.125 | Competitive | 144.505 | 98.3343 | 1127.091 | 1616.192 | 214 | 1
STMPTMP8 1830__E FROM_TO | STMPTMP8 | 1830__E | 213 | 1 | 1 | COTTONBELT | SPGVALLYP_8 | FROM_TO | 73521.13 | 73708.28 | -180.256 | 0 | 1587.853 | 1068.062 | -0.00998 | 0.015821 | -0.51036 | 0.42492 | 102.3993 | -54.5296 | 0 |  |  | 1616.657 | 1251.388 | 1559.411 | 969.091 | 9268.387 | 1322.915 | 1522.676 | 1167.145 | 1614.108 | 1320.113 | Competitive | Competitive | 1 | FALSE | TRUE | 1 | Non-Competitive | 1.117 | Competitive | 109.8527 | -44.5587 | 1775.631 | 1320.845 | 214 | 1
STMPTMP8 1830__E TO_FROM | STMPTMP8 | 1830__E | 213 | 1 | 1 | COTTONBELT | SPGVALLYP_8 | TO_FROM | 73521.13 | 73625.9 | -46.3095 | 0 | 1099.748 | 1587.853 | -0.01582 | 0.009979 | -0.42492 | 0.51036 | 143.6496 | 73.1286 | 0 |  |  | 1082.89 | 1713.215 | 858.798 | 1693.004 | 1147.996 | 9268.387 | 1029.667 | 1609.58 | 1151.574 | 1695.462 | Competitive | Competitive | 1 | FALSE | TRUE | 1 | Non-Competitive | 1.117 | Competitive | 118.6033 | 76.169 | 1163.607 | 1780.73 | 214 | 1
STMPTMP8 1830__F FROM_TO | STMPTMP8 | 1830__F | 213 | 1 | 1 | COTTONBELT | WACOATCO1_8 | FROM_TO | 73521.13 | 73720.02 | -56.8984 | 0 | 1100.057 | 1657.917 | -0.01597 | 0.009835 | -0.28386 | 0.57494 | 128.907 | 63.7552 | 0 |  |  | 1084.489 | 1556.794 | 864.573 | 1692.858 | 1148.995 | 9268.769 | 1042.062 | 1606.954 | 1154.826 | 1562.159 | Competitive | Competitive | 1 | FALSE | TRUE | 1 | Non-Competitive | 2.9295 | Competitive | 107.9749 | 65.9908 | 1165.84 | 1728.04 | 214 | 1
STMPTMP8 1830__F TO_FROM | STMPTMP8 | 1830__F | 213 | 1 | 1 | COTTONBELT | WACOATCO1_8 | TO_FROM | 73521.13 | 73668.76 | -169.67 | 0 | 1588.063 | 1100.057 | -0.00983 | 0.015965 | -0.57494 | 0.28386 | 113.0101 | -43.9286 | 0 |  |  | 1474.527 | 1253.039 | 1552.191 | 974.542 | 9268.769 | 1323.861 | 1518.161 | 1181.635 | 1490.471 | 1323.351 | Competitive | Competitive | 1 | FALSE | TRUE | 1 | Non-Competitive | 2.9295 | Competitive | 120.4463 | -33.9501 | 1717.523 | 1323.365 | 214 | 1
STMPTMP8 1830__G FROM_TO | STMPTMP8 | 1830__G | 596 | 1 | 1 | WACO_W1_8 | WACOWOOD1_8 | FROM_TO | 73521.13 | 74041.03 | -104.705 | 0 | 2001.876 | 1100.909 | -0.00895 | 0.016847 | -0.77677 | 0.14753 | 193.9502 | 4.6599 | 0 |  |  | 1793.95 | 1326.505 | 1508.126 | 1041.475 | 9270.963 | 1330.764 | 1496.023 | 1278.669 | 1644.538 | 1377.55 | Competitive | Competitive | 1 | FALSE | TRUE | 1 | Non-Competitive | 2.867 | Competitive | 185.5581 | 31.2547 | 1637.824 | 1358.679 | 597 | 1
STMPTMP8 1830__G TO_FROM | STMPTMP8 | 1830__G | 596 | 1 | 1 | WACO_W1_8 | WACOWOOD1_8 | TO_FROM | 73521.13 | 77085.14 | -121.877 | 0 | 1100.909 | 2013.324 | -0.01685 | 0.008953 | -0.14753 | 0.77677 | 50.4786 | 1.51 | 2194.03 |  |  | 1152.995 | 1900.483 | 922.166 | 1693.711 | 1158.593 | 9270.963 | 1124.307 | 1600.653 | 1208.515 | 1730.778 | Competitive | Competitive | 1 | FALSE | TRUE | 1 | Non-Competitive | 2.867 | Competitive | 42.8592 | 3.638 | 1195.846 | 1657.457 | 597 | 1
STMPTMP8 1830__H FROM_TO | STMPTMP8 | 1830__H | 596 | 1 | 1 | WACOWOOD1_8 | WACOATCO1_8 | FROM_TO | 73521.13 | 74128.41 | -135.159 | 0 | 2001.691 | 1100.312 | -0.00937 | 0.016434 | -0.71567 | 0.22282 | 152.5993 | -13.0666 | 0 |  |  | 1653.728 | 1260.479 | 1529.726 | 1001.087 | 9269.965 | 1327.269 | 1505.489 | 1232.156 | 1558.57 | 1335.67 | Competitive | Competitive | 1 | FALSE | TRUE | 1 | Non-Competitive | 0.828 | Competitive | 155.0178 | 0.67084 | 1554.68 | 1334.136 | 597 | 1
STMPTMP8 1830__H TO_FROM | STMPTMP8 | 1830__H | 596 | 1 | 1 | WACOWOOD1_8 | WACOATCO1_8 | TO_FROM | 73521.13 | 75701.72 | -91.4166 | 0 | 1068.443 | 2001.691 | -0.01643 | 0.009366 | -0.22282 | 0.71567 | 94.3024 | 31.2008 | 127.13 |  |  | 1091.354 | 1740.826 | 889.793 | 1693.022 | 1154.978 | 9269.965 | 1084.929 | 1601.879 | 1167.038 | 1631.775 | Competitive | Competitive | 1 | FALSE | TRUE | 1 | Non-Competitive | 0.828 | Competitive | 73.3662 | 32.8499 | 1175.287 | 1572.936 | 597 | 1
STMPTMP8 280__A FROM_TO | STMPTMP8 | 280__A | 1065 | 1 | 1 | LAKE_CRK1_5 | THOUSE_A_5 | FROM_TO | 73521.13 | 73094.17 | -159.388 | 0 | 1009.257 | 1658.184 | -0.08973 | 0.15988 | -0.65447 | 0.19336 | 1100.626 | 563.2102 | 2359.03 | 798.141 | 1791.637 | 10000 | 1851.184 | 814.805 | 1844.84 | 10000 | 1925.939 | 1122.889 | 1802.992 | 1122.893 | 1787.35 | Competitive | Competitive | 0 | TRUE | TRUE | 1 | Competitive | 0.875 | Competitive | 1121.254 | 622.681 | 1072.329 | 1728.337 | 1072 | 1
STMPTMP8 280__A TO_FROM | STMPTMP8 | 280__A | 1065 | 1 | 1 | LAKE_CRK1_5 | THOUSE_A_5 | TO_FROM | 73521.13 | 73619.24 | -1772.47 | 0 | 1658.184 | 1009.257 | -0.15989 | 0.089732 | -0.19336 | 0.65447 | 1046.4 | -871.893 | 0 | 1401.152 | 877.384 | 1494.343 | 10000 | 1440.662 | 895.938 | 1784.109 | 10000 | 1519.951 | 1232.551 | 1507.277 | 1232.743 | Competitive | Competitive | 1 | TRUE | TRUE | 1 | Competitive | 0.875 | Competitive | 1041.324 | -628.016 | 1374.418 | 1194.252 | 1072 | 1
STMPTMP8 290__A FROM_TO | STMPTMP8 | 290__A | 1065 | 1 | 1 | LAKE_CRK2_5 | THOUSE__5 | FROM_TO | 73521.13 | 73560.11 | 123.5855 | 0 | 1969.902 | 1040.323 | -0.18072 | 0.29851 | -0.43725 | 0.41951 | 1039.475 | 640.7777 | 2395.03 | 1747.979 | 1597.886 | 10000 | 10000 | 1303.537 | 1692.663 | 10000 | 10000 | 5844.696 | 1772.11 | 6133.52 | 1754.386 | Competitive | Competitive | 1 | TRUE | FALSE | 1 | Non-Competitive | 1.258 | Competitive | 1042.667 | 671.6042 | 6159.807 | 1720.485 | 1072 | 1
STMPTMP8 290__A TO_FROM | STMPTMP8 | 290__A | 1065 | 1 | 1 | LAKE_CRK2_5 | THOUSE__5 | TO_FROM | 73521.13 | 74978.94 | -1169.3 | 0 | 1040.323 | 1969.902 | -0.29851 | 0.18072 | -0.41951 | 0.43725 | 452.2833 | -716.256 | 0 | 1082.421 | 1802.431 | 10000 | 10000 | 1157.09 | 1385.153 | 10000 | 10000 | 1230.148 | 5919.903 | 1212.617 | 6177.378 | Competitive | Competitive | 1 | TRUE | FALSE | 1 | Non-Competitive | 1.258 | Competitive | 358.3621 | -658.63 | 1201.536 | 6290.001 | 1072 | 1
STMPTMP8 300__A FROM_TO | STMPTMP8 | 300__A | 1065 | 1 | 1 | LAKE_CRK1_5 | TEMP_SS__5 | FROM_TO | 73521.13 | 67869.44 | -1461.8 | 0 | 1899.641 | 957.334 | -0.09284 | 0.23102 | -0.17046 | 0.28975 | 1800.525 | -268.292 | 0 | 1476.126 | 1059.936 | 5090.882 | 1248.873 | 1410.859 | 962.95 | 10000 | 1320.855 | 1607.522 | 1149.281 | 1627.73 | 1207.941 | Competitive | Competitive | 0 | TRUE | TRUE | 1 | Competitive | 0.867 | Competitive | 1754.505 | -14.0397 | 1509.817 | 1108.854 | 1072 | 1
STMPTMP8 300__A TO_FROM | STMPTMP8 | 300__A | 1065 | 1 | 1 | LAKE_CRK1_5 | TEMP_SS__5 | TO_FROM | 73521.13 | 72359.67 | -1058.45 | 0 | 957.334 | 2009.64 | -0.23102 | 0.092839 | -0.28975 | 0.17045 | 945.3425 | 330.0637 | 2194.03 | 934.961 | 1641.506 | 1080.938 | 5090.882 | 859.533 | 1619.86 | 1148.933 | 10000 | 1016.146 | 1727.891 | 1062.612 | 1736.979 | Non-Competitive | Competitive | 1 | TRUE | TRUE | 1 | Competitive | 0.867 | Competitive | 958.8961 | 402.4003 | 980.21 | 1664.669 | 1072 | 1
STMPTMP8 315__A FROM_TO | STMPTMP8 | 315__A | 1065 | 1 | 1 | TEMP_PEC__5 | TEMP_SS__5 | FROM_TO | 73521.13 | 72128.3 | -1578.44 | 0 | 1435.344 | 1053.228 | -0.07486 | 0.13598 | -0.17081 | 0.6968 | 1245.908 | -477.756 | 0 | 1472.121 | 945.444 | 1721.415 | 1023.294 | 1404.94 | 934.83 | 4103.493 | 1218.495 | 1425.994 | 1024.955 | 1446.416 | 1026.188 | Competitive | Competitive | 0 | TRUE | TRUE | 1 | Competitive | 1.0315 | Competitive | 1198.571 | -324.101 | 1363.293 | 993.747 | 1072 | 1
STMPTMP8 315__A TO_FROM | STMPTMP8 | 315__A | 1065 | 1 | 1 | TEMP_PEC__5 | TEMP_SS__5 | TO_FROM | 73521.13 | 73007.36 | -525.515 | 0 | 1053.228 | 1435.343 | -0.13598 | 0.074855 | -0.6968 | 0.17081 | 1097.399 | 583.665 | 2359.03 | 846.662 | 1720.114 | 904.846 | 1832.795 | 838.256 | 1679.253 | 1056.712 | 4103.493 | 913.615 | 1585.525 | 914.553 | 1597.731 | Competitive | Competitive | 0 | TRUE | TRUE | 1 | Competitive | 1.0315 | Competitive | 1165.993 | 670.2692 | 880.818 | 1564.709 | 1072 | 1
STMPTMP8 490__A FROM_TO | STMPTMP8 | 490__A | 1065 | 1 | 1 | THOUSE__5 | TEMP_PEC__5 | FROM_TO | 73521.13 | 71358.46 | -1361.54 | 0 | 1876.678 | 1112.494 | -0.07657 | 0.12712 | -0.21557 | 0.21676 | 1457.773 | -301.83 | 0 | 1522.496 | 1042.44 | 1673.387 | 1133.314 | 1422.957 | 948.732 | 2713.156 | 1316.386 | 1446.088 | 1089.11 | 1475.834 | 1172.069 | Competitive | Competitive | 0 | TRUE | TRUE | 1 | Competitive | 0.789 | Competitive | 1408.174 | -79.1449 | 1383.564 | 1058.33 | 1072 | 1
STMPTMP8 490__A TO_FROM | STMPTMP8 | 490__A | 1065 | 1 | 1 | THOUSE__5 | TEMP_PEC__5 | TO_FROM | 73521.13 | 72869.33 | -744.347 | 0 | 1077.731 | 1792.408 | -0.12712 | 0.076569 | -0.21676 | 0.21557 | 855.4945 | 360.5656 | 2359.03 | 920.622 | 1730.765 | 990.609 | 1788.814 | 848.598 | 1676.769 | 1144.603 | 2713.156 | 966.655 | 1590.863 | 1032.39 | 1607.028 | Competitive | Competitive | 1 | TRUE | TRUE | 1 | Competitive | 0.789 | Competitive | 873.4656 | 421.1915 | 936.396 | 1560.742 | 1072 | 1

## legend
Approach | Column | Description
General Information | dataset (only in result comparison between SSWG and CRR auction models) | inconsistent results (switch between competitive/non-existing and non-competitive): "scedhist" for SCED historical constraint set existing in both SSWG 2013 model and CRR auction Aug 2013 model, "sced_crraug" for SCED historical constraint set existing only in CRR auction Aug 2013 model, "sced_sswg" for SCED historical constraint set existing only in SSWG 2013 model, "csc" for CSC/CRE constraint set existing in both SSWG 2013 model and CRR auction Aug 2013 model
| exectime | computtation time of constraint
Basic Information | contingency | CONTINGENCY NAME
| constraint | CONSTRAINT NAME
| linelimit | Constraint MW Limit
| devicecnt | Count of Devices to be removed in original contingency definition
| cktcnt | Count of Circuits removed in actual contingency implementation
| frombus | FROM BUS
| tobus | TO BUS
| direction | FROM_TO or TO_FROM
| sys_total_load | System wide total load MW
Current CCT Approach | worst_load_curcct | The MW flow of worst case scenario for current CCT approach
| pivotal_flow_curcct | constraint MW flow of PPI evaluation after biggest entity's capacities being moved. Note that all capacities would be counted (except of those of biggest entity) would be considered if all these capacity cannot meet the system-wide load (under generation) for current CCT approach
| under_gen_mw_curcct | Under generation MW of PPI evaluation after biggest entity's capacities being moved for current CCT approach
| ecicur_p | ECI of export side with SF reference at import terminal (All units used to meet load in best case scenario are not considered). This calculation is not used in current CCT design, just as comparison to "eciexp_p"
| ecicur_n | ECI of import side with SF reference at export terminal (All units used to meet load in worst case scenario are not considered). This calculation is not used in current CCT design, just as comparison to "eciimp_n"
| eciexp_p | ECI of export side with SF reference at import terminal (All units used to meet impact of (system load impact regarding to export terminal minus line limit) in best case scenario are not considered)
| eciimp_n | ECI of export side with SF reference at export terminal (All units used to meet impact of (system load impact regarding to import terminal plus line limit) in worst case scenario are not considered)
| cur_cct_flag | Competitiveness Flag of current CCT design
New CCT Approach | mingensf | The minimum of generator shift factors reference of distributed load (note that wind resource would be ignored if its SF is negative and wind available capacity ration is 0%)
| maxgensf | The maximum of generator shift factors reference of distributed load (note that wind resource would be ignored if its SF is negative and wind available capacity ration is 0%)
| minbussf | The maximum of bus shift factors, equivalent to import terminal SF with reference of distributed load
| maxbussf | The maximum of bus shift factors, equivalent to export terminal SF with reference of distributed load
| worst_flow | The MW flow of worst case scenario
| pivotal_flow | constraint MW flow of PPI evaluation after biggest entity's capacities being moved and wind capacity with negative SF being derated by wind available capacity ratio (current 0%). Note that all capacities would be counted (except of those of biggest entity) would be considered if all these capacity cannot meet the system-wide load (under generation)
| under_gen_mw | Under generation MW of PPI evaluation after biggest entity's capacities being moved and wind capacity with negative SF being derated by wind available capacity ratio (current 0%)
| eci002_p | ECI of positive shift factors with flat 2% cutoff
| eci002_n | ECI of negative shift factors with flat 2% cutoff
| eci1_3_p | ECI of positive shift factors with 1/3 of maximum cutoff
| eci1_3_n | ECI of negative shift factors with 1/3 of maximum cutoff
| eci000_p | ECI of positive shift factors with no cutoff
| eci000_n | ECI of negative shift factors with no cutoff
| eci1_2_p | ECI of positive shift factors with 1/2 of maximum cutoff
| eci1_2_n | ECI of negative shift factors with 1/2 of maximum cutoff
| ecisqr_p | ECI of positive shift factors with GSF squared approach
| ecisqr_n | ECI of negative shift factors with GSF squared approach
| ecim23_p | ECI of positive shift factors with GSF squared approach and min(0.02,1/3) cutoff
| ecim23_n | ECI of negative shift factors with GSF squared approach and min(0.02,1/3) cutoff
| new_cct_flag | Competitiveness Flag of new CCT approach
Comparison | cmp_flag | new_cct_flag to be compared with another model
| cmp_worst | worst_flow to be compared with another model
| cmp_ppi | pivotal_flow to be compared with another model
| cmp_ecip | ecim23_p to be compared with another model
| cmp_ecin | ecim23_n to be compared with another model
| cmp_limit | linelimit to be compared with another model
| diff_flag | Is new_cct_flag same as cmp_flag?