## scedhist_crraug
[35 empty] | Option 1 |  |  |  |  | Option 2 |  | Option 3
[10 empty] | Current CCT | [8 empty] | New CCT | [14 empty] | SF+ ECI Threshold | 2500 | SF- ECI Threshold | 2000
str | contingency | constraint | linelimit | devicecnt | cktcnt | frombus | tobus | direction | sys_total_load | worst_load_curcct | pivotal_flow_curcct | under_gen_mw_curcct | eciexp_p | eciimp_n | mingensf | maxgensf | minbussf | maxbussf | worst_flow | pivotal_flow | under_gen_mw | eci002_p | eci002_n | eci1_3_p | eci1_3_n | eci000_p | eci000_n | eci1_2_p | eci1_2_n | ecisqr_p | ecisqr_n | ecim23_p | ecim23_n | cur_cct_flag | new_cct_flag | Not overloadable? | SF>= 2% | ECI<=Threshold | No pivotal player | w/o OL check | exectime | w/ OL check - set to non-comp if not overload-able
BASE CASE 297T464_1 FROM_TO | BASE CASE | 297T464_1 | 334 | 0 | 0 | BRACKVL44A | HAMILTN4 | FROM_TO | 73521.13 | 74069.6 | -281.723 | 0 | 1612.071 | 1085.041 | -0.32548 | 0.053169 | -0.32548 | 0.46649 | 150.7241 | -101.16 | 0 | 10000 | 2548.123 | 5703.363 | 10000 | 1086.249 | 1580.541 | 10000 | 10000 | 1830.963 | 5780.134 | 7915.697 | 7140.075 | Competitive | Competitive | 1 | TRUE | FALSE | 1 | Non-Competitive | 0.8125 | Non-Competitive
BASE CASE 297T464_1 TO_FROM | BASE CASE | 297T464_1 | 334 | 0 | 0 | BRACKVL44A | HAMILTN4 | TO_FROM | 73521.13 | 73360.82 | -160.95 | 0 | 1039.262 | 1612.071 | -0.05317 | 0.32548 | -0.46649 | 0.32548 | 408.7843 | -80.1294 | 0 | 1063.341 | 10000 | 7146.502 | 6780.866 | 862.544 | 1235.488 | 10000 | 10000 | 2119.142 | 2159.939 | 2742.554 | 8550.236 | Competitive | Non-Competitive | 0 | TRUE | FALSE | 1 | Non-Competitive | 0.8125 | Non-Competitive
BASE CASE 365__A FROM_TO | BASE CASE | 365__A | 1673 | 0 | 0 | MTENTRPR_5 | MTENTRPR_5G | FROM_TO | 73521.13 | 75194.13 | 0 | 0 | 796.025 | 10000 | -1 | 0 | -1 | 0 | 0 | 0 | 0 |  | 10000 |  | 10000 |  | 10000 |  | 10000 |  | 10000 | 0 | 10000 | Competitive | Competitive | 1 | TRUE | FALSE | 1 | Non-Competitive | 0.797 | Non-Competitive
BASE CASE 365__A TO_FROM | BASE CASE | 365__A | 1673 | 0 | 0 | MTENTRPR_5 | MTENTRPR_5G | TO_FROM | 73521.13 | 92690.8 | 0 | 0 | 10000 | 796.025 | 0 | 1 | 0 | 1 | 965 | 0 | 0 | 10000 |  | 10000 |  | 10000 |  | 10000 |  | 10000 |  | 10000 | 0 | Competitive | Competitive | 1 | TRUE | FALSE | 1 | Non-Competitive | 0.797 | Non-Competitive
BASE CASE 6437__C FROM_TO | BASE CASE | 6437__C | 393 | 0 | 0 | GOLDENSW_8 | BRAND_8 | FROM_TO | 73521.13 | 73811.46 | -84.9566 | 0 | 1819.645 | 1098.815 | -0.01959 | 0.2828 | -0.69725 | 0.2828 | 190.5084 | 128.3892 | 0 | 4208.279 |  | 4658.937 | 3584.543 | 3127.798 | 3226.756 | 4217.31 | 9348.553 | 4717.825 | 3952.652 | 4723.011 | 4091.305 | Competitive | Competitive | 1 | TRUE | FALSE | 1 | Non-Competitive | 0.7655 | Non-Competitive
BASE CASE 6437__C TO_FROM | BASE CASE | 6437__C | 393 | 0 | 0 | GOLDENSW_8 | BRAND_8 | TO_FROM | 73521.13 | 74603.96 | -149.738 | 0 | 1098.815 | 1700.647 | -0.00228 | 0.23552 | -0.2828 | 0.69725 | 85.7 | -27.3072 | 0 | 6624.055 |  | 10000 | 3281.398 | 2042.169 | 1161.284 | 10000 | 2775.131 | 8445.351 | 1437.262 | 9383.244 | 2569.032 | Competitive | Competitive | 1 | TRUE | FALSE | 1 | Non-Competitive | 0.7655 | Non-Competitive
BASE CASE BOW_JOHN_1 FROM_TO | BASE CASE | BOW_JOHN_1 | 14 | 0 | 0 | BOWIE9 | JOHNSONSW | FROM_TO | 73521.13 | 73484.6 | -48.5942 | 0 | 2238.847 | 988.903 | -0.00759 | 0.047182 | -0.56192 | 0.35873 | 34.1243 | 15.4419 | 5111.83 | 6478.533 |  | 6478.533 | 2350.709 | 3160.306 | 1188.788 | 6478.533 | 2745.857 | 5171.346 | 2033.031 | 5348.668 | 2413.311 | Competitive | Non-Competitive | 0 | TRUE | FALSE | 0 | Non-Competitive | 0.805 | Non-Competitive
BASE CASE BOW_JOHN_1 TO_FROM | BASE CASE | BOW_JOHN_1 | 14 | 0 | 0 | BOWIE9 | JOHNSONSW | TO_FROM | 73521.13 | 73418.14 | -23.8596 | 0 | 1000.328 | 2238.847 | -0.02395 | 0.007589 | -0.35873 | 0.56192 | 50.9442 | -5.2245 | 0 |  | 10000 | 912.953 | 10000 | 687.903 | 3879.286 | 3051.937 | 10000 | 990.34 | 9398.557 | 1104.952 | 10000 | Non-Competitive | Non-Competitive | 0 | TRUE | FALSE | 1 | Non-Competitive | 0.805 | Non-Competitive
BASE CASE BRUNI_69_1 FROM_TO | BASE CASE | BRUNI_69_1 | 37 | 0 | 0 | BRUNISUB9 | BRUNISUB8 | FROM_TO | 73521.13 | 73823.55 | -19.5524 | 0 | 868.056 | 1326.005 | -0.00937 | 0.014444 | -0.04801 | 0.81597 | 22.532 | -8.3688 | 0 |  |  | 8670.19 | 2211.808 | 1002.055 | 966.002 | 8670.19 | 4182.964 | 6043.202 | 1480.279 | 8835.418 | 2240.471 | Competitive | Competitive | 1 | FALSE | FALSE | 1 | Non-Competitive | 0.789 | Non-Competitive
BASE CASE BRUNI_69_1 TO_FROM | BASE CASE | BRUNI_69_1 | 37 | 0 | 0 | BRUNISUB9 | BRUNISUB8 | TO_FROM | 73521.13 | 73540.69 | -17.6946 | 0 | 1342.709 | 1057.843 | -0.01444 | 0.032524 | -0.81597 | 0.048011 | 20.9151 | -6.1062 | 0 | 10000 |  | 10000 | 10000 | 926.761 | 1605.327 | 10000 | 10000 | 5083.055 | 8444.659 | 10000 | 10000 | Competitive | Competitive | 1 | TRUE | FALSE | 1 | Non-Competitive | 0.789 | Non-Competitive
BASE CASE B_DAVI_WOOLRI1_1 FROM_TO | BASE CASE | B_DAVI_WOOLRI1_1 | 330 | 0 | 0 | B_DAVIS4A | WOOLRIDG4A | FROM_TO | 73521.13 | 74891.39 | -2.4171 | 0 | 1581.045 | 1879.787 | -0.02179 | 0.14455 | -0.17711 | 0.14455 | 86.9763 | 14.848 | 0 | 9507.303 | 10000 | 10000 | 4659.918 | 2965.411 | 4184.969 | 10000 | 4659.918 | 9549.885 | 6021.564 | 9893.892 | 6093.193 | Competitive | Competitive | 1 | TRUE | FALSE | 1 | Non-Competitive | 0.758 | Non-Competitive
BASE CASE B_DAVI_WOOLRI1_1 TO_FROM | BASE CASE | B_DAVI_WOOLRI1_1 | 330 | 0 | 0 | B_DAVIS4A | WOOLRIDG4A | TO_FROM | 73521.13 | 75784.55 | -85.7804 | 0 | 1821.614 | 1782.415 | -0.14454 | 0.021793 | -0.14454 | 0.17711 | 3.2469 | -28.0029 | 0 | 10000 | 9507.303 | 3380.124 | 10000 | 3088.603 | 4040.125 | 4659.918 | 10000 | 4899.807 | 9844.528 | 4952.096 | 9893.892 | Competitive | Competitive | 1 | TRUE | FALSE | 1 | Non-Competitive | 0.758 | Non-Competitive
BASE CASE CTHR_SONR1_1 FROM_TO | BASE CASE | CTHR_SONR1_1 | 154 | 0 | 0 | SONR4A | CTHR4A | FROM_TO | 73521.13 | 73306.81 | -68.4465 | 0 | 1116.027 | 1460.319 | -0.21977 | 0.081612 | -0.7118 | 0.17359 | 306.1292 | 18.7962 | 0 | 2533.777 | 7556.703 | 10000 | 10000 | 1009.827 | 1368.042 | 10000 | 10000 | 1197.717 | 7497.872 | 4659.206 | 9550.887 | Competitive | Non-Competitive | 0 | TRUE | FALSE | 1 | Non-Competitive | 0.805 | Non-Competitive
BASE CASE CTHR_SONR1_1 TO_FROM | BASE CASE | CTHR_SONR1_1 | 154 | 0 | 0 | SONR4A | CTHR4A | TO_FROM | 73521.13 | 74052.89 | -216.965 | 0 | 1460.319 | 1067.047 | -0.01514 | 0.21977 | -0.17359 | 0.7118 | 65.14 | 32.2812 | 2647.03 | 5374.673 |  | 6491.475 | 2091.75 | 1135.16 | 1793.878 | 6491.475 | 2654.842 | 5455.832 | 1894.794 | 7077.486 | 2206.926 | Competitive | Competitive | 1 | TRUE | FALSE | 1 | Non-Competitive | 0.805 | Non-Competitive
BASE CASE ECRSW_FMR1 FROM_TO | BASE CASE | ECRSW_FMR1 | 24 | 0 | 0 | ENSCRKSS_9 | ENSCRKSS_8 | FROM_TO | 73521.13 | 92690.8 | -19.3738 | 0 | 0 | 783.721 | -0.00026 | 0 | -0.00026 | 0.99974 | -19.3895 | -17.8081 | 5931.83 |  |  |  | 913.719 |  | 913.719 |  | 913.719 |  | 913.719 | 0 | 913.719 | Competitive | Competitive | 1 | FALSE | TRUE | 1 | Non-Competitive | 0.8985 | Non-Competitive
BASE CASE ECRSW_FMR1 TO_FROM | BASE CASE | ECRSW_FMR1 | 24 | 0 | 0 | ENSCRKSS_9 | ENSCRKSS_8 | TO_FROM | 73521.13 | 73525.61 | 19.3893 | 0 | 783.721 | 0 | 0 | 0.000263 | -0.99974 | 0.000263 | 19.5266 | 19.5318 | 0 |  |  | 783.721 |  | 783.721 |  | 783.721 |  | 783.721 |  | 783.721 | 0 | Competitive | Competitive | 1 | FALSE | TRUE | 1 | Non-Competitive | 0.8985 | Non-Competitive
BASE CASE ESKSW_FMR1 FROM_TO | BASE CASE | ESKSW_FMR1 | 88 | 0 | 0 | ESKOTA_9 | ESKOTA_8 | FROM_TO | 73521.13 | 74099.29 | -91.5177 | 0 | 1692.944 | 1285.532 | -0.00225 | 0.043255 | -0.18021 | 0.51376 | -16.1484 | -18.9573 | 4216.63 | 4538.793 |  | 3524.399 | 3272.64 | 2768.77 | 921.133 | 4538.793 | 10000 | 3874.422 | 1049.005 | 4269.456 | 4935.969 | Competitive | Competitive | 1 | TRUE | FALSE | 1 | Non-Competitive | 1.0935 | Non-Competitive
BASE CASE ESKSW_FMR1 TO_FROM | BASE CASE | ESKSW_FMR1 | 88 | 0 | 0 | ESKOTA_9 | ESKOTA_8 | TO_FROM | 73521.13 | 73512.78 | 19.429 | 0 | 1305.843 | 1355.54 | -0.00953 | 0.18021 | -0.51376 | 0.18021 | 92.2907 | 37.4121 | 0 | 5207.624 |  | 5207.624 | 10000 | 1823.979 | 2188.392 | 5207.624 | 10000 | 5171.716 | 6186.965 | 5207.624 | 10000 | Competitive | Non-Competitive | 0 | TRUE | FALSE | 1 | Non-Competitive | 1.0935 | Non-Competitive
BASE CASE LC_NEW60_A FROM_TO | BASE CASE | LC_NEW60_A | 336 | 0 | 0 | NEWGLF608000 | S_LANE__138A | FROM_TO | 73521.13 | 73277.82 | -349.402 | 0 | 5363.388 | 1329.725 | -0.18468 | 0.63114 | -0.23177 | 0.685 | 322.7589 | 18.0109 | 0 | 3310.215 | 4269.324 | 10000 | 10000 | 1964.77 | 1452.132 | 10000 | 10000 | 4647.232 | 6953.879 | 5146.472 | 8123.68 | Non-Competitive | Competitive | 1 | TRUE | FALSE | 1 | Non-Competitive | 1.125 | Non-Competitive
BASE CASE LC_NEW60_A TO_FROM | BASE CASE | LC_NEW60_A | 336 | 0 | 0 | NEWGLF608000 | S_LANE__138A | TO_FROM | 73521.13 | 73473.87 | -319.282 | 0 | 1329.446 | 5363.388 | -0.63114 | 0.18468 | -0.685 | 0.23177 | 368.3739 | -311.605 | 0 | 3905.737 | 3310.215 | 10000 | 10000 | 1163.823 | 1964.77 | 10000 | 10000 | 6597.771 | 4647.232 | 8006.766 | 5146.472 | Non-Competitive | Non-Competitive | 0 | TRUE | FALSE | 1 | Non-Competitive | 1.125 | Non-Competitive
BASE CASE MARION_4AT2 FROM_TO | BASE CASE | MARION_4AT2 | 473 | 0 | 0 | L_MARION5_1Y | L_MARION8_1Y | FROM_TO | 73521.13 | 73608.03 | 257.2521 | 0 | 0 | 1365.049 | -0.03524 | 0.034329 | -0.40562 | 0.034329 | 437.3575 | 289.8442 | 0 | 10000 | 10000 | 4557.775 | 10000 | 813.973 | 7783.686 | 10000 | 10000 | 1656.911 | 9650.202 | 6781.457 | 10000 | Competitive | Competitive | 1 | TRUE | FALSE | 1 | Non-Competitive | 0.9295 | Non-Competitive
BASE CASE MARION_4AT2 TO_FROM | BASE CASE | MARION_4AT2 | 473 | 0 | 0 | L_MARION5_1Y | L_MARION8_1Y | TO_FROM | 73521.13 | 92690.8 | -439.368 | 0 | 1328.214 | 0 | -0.03433 | 0.03524 | -0.03433 | 0.40562 | -234.772 | -373.087 | 0 | 10000 | 10000 | 10000 | 4908.441 | 7783.686 | 942.228 | 10000 | 10000 | 9650.202 | 1877.846 | 10000 | 7054.202 | Competitive | Competitive | 1 | TRUE | FALSE | 1 | Non-Competitive | 0.9295 | Non-Competitive
BASE CASE MATA_PADR1_1 FROM_TO | BASE CASE | MATA_PADR1_1 | 214 | 0 | 0 | PADR2A | MATA2A | FROM_TO | 73521.13 | 73871.61 | -33.0979 | 0 | 1771.786 | 5009.169 | -0.00522 | 0.002666 | -0.54372 | 0.18844 | 23.3991 | 13.7731 | 1463.03 |  |  | 3442.837 | 3351.496 | 996.4 | 3293.952 | 3711.49 | 3746.083 | 1455.877 | 3922.39 | 3947.652 | 3936.632 | Competitive | Competitive | 1 | FALSE | FALSE | 1 | Non-Competitive | 1.1485 | Non-Competitive
BASE CASE MATA_PADR1_1 TO_FROM | BASE CASE | MATA_PADR1_1 | 214 | 0 | 0 | PADR2A | MATA2A | TO_FROM | 73521.13 | 74316.32 | -22.6638 | 0 | 5009.169 | 1771.786 | -0.00267 | 0.54372 | -0.18844 | 0.54372 | 63.6626 | -21.5236 | 0 | 5636.406 |  | 10000 | 2834.041 | 2253.301 | 1059.553 | 10000 | 2834.041 | 8967.187 | 1180.163 | 9190.031 | 3091.059 | Competitive | Competitive | 1 | TRUE | FALSE | 1 | Non-Competitive | 1.1485 | Non-Competitive
BASE CASE MLSES_FMR1 FROM_TO | BASE CASE | MLSES_FMR1 | 880 | 0 | 0 | MARTINLK_5 | MLSES_UNIT1 | FROM_TO | 73521.13 | 74401.13 | 0 | 0 | 767.265 | 10000 | -1 | 0 | -1 | 0 | 0 | 0 | 0 |  | 10000 |  | 10000 |  | 10000 |  | 10000 |  | 10000 | 0 | 10000 | Competitive | Competitive | 1 | TRUE | FALSE | 1 | Non-Competitive | 1.1015 | Non-Competitive
BASE CASE MLSES_FMR1 TO_FROM | BASE CASE | MLSES_FMR1 | 880 | 0 | 0 | MARTINLK_5 | MLSES_UNIT1 | TO_FROM | 73521.13 | 92690.8 | 0 | 0 | 10000 | 767.265 | 0 | 1 | 0 | 1 | 825 | 0 | 0 | 10000 |  | 10000 |  | 10000 |  | 10000 |  | 10000 |  | 10000 | 0 | Competitive | Competitive | 1 | TRUE | FALSE | 1 | Non-Competitive | 1.1015 | Non-Competitive
BASE CASE MLSES_FMR2 FROM_TO | BASE CASE | MLSES_FMR2 | 880 | 0 | 0 | MARTINLK_5 | MLSES_UNIT2 | FROM_TO | 73521.13 | 74401.13 | 0 | 0 | 767.265 | 10000 | -1 | 0 | -1 | 0 | 0 | 0 | 0 |  | 10000 |  | 10000 |  | 10000 |  | 10000 |  | 10000 | 0 | 10000 | Competitive | Competitive | 1 | TRUE | FALSE | 1 | Non-Competitive | 1.0235 | Non-Competitive
BASE CASE MLSES_FMR2 TO_FROM | BASE CASE | MLSES_FMR2 | 880 | 0 | 0 | MARTINLK_5 | MLSES_UNIT2 | TO_FROM | 73521.13 | 92690.8 | 0 | 0 | 10000 | 767.265 | 0 | 1 | 0 | 1 | 825 | 0 | 0 | 10000 |  | 10000 |  | 10000 |  | 10000 |  | 10000 |  | 10000 | 0 | Competitive | Competitive | 1 | TRUE | FALSE | 1 | Non-Competitive | 1.0235 | Non-Competitive
BASE CASE MLSES_FMR3 FROM_TO | BASE CASE | MLSES_FMR3 | 880 | 0 | 0 | MARTINLK_5 | MLSES_UNIT3 | FROM_TO | 73521.13 | 74401.13 | 0 | 0 | 767.071 | 10000 | -1 | 0 | -1 | 0 | 0 | 0 | 0 |  | 10000 |  | 10000 |  | 10000 |  | 10000 |  | 10000 | 0 | 10000 | Competitive | Competitive | 1 | TRUE | FALSE | 1 | Non-Competitive | 1.211 | Non-Competitive
BASE CASE MLSES_FMR3 TO_FROM | BASE CASE | MLSES_FMR3 | 880 | 0 | 0 | MARTINLK_5 | MLSES_UNIT3 | TO_FROM | 73521.13 | 92690.8 | 0 | 0 | 10000 | 767.071 | 0 | 1 | 0 | 1 | 835 | 0 | 0 | 10000 |  | 10000 |  | 10000 |  | 10000 |  | 10000 |  | 10000 | 0 | Competitive | Competitive | 1 | TRUE | FALSE | 1 | Non-Competitive | 1.211 | Non-Competitive
BASE CASE NEWPG_04_A FROM_TO | BASE CASE | NEWPG_04_A | 532 | 0 | 0 | NEWGLF048015 | PLEDGR__8000 | FROM_TO | 73521.13 | 73820.36 | -185.172 | 0 | 1322.845 | 2736.522 | -0.16577 | 0.3687 | -0.4846 | 0.42256 | 386.9943 | -247.119 | 0 | 3334.738 | 4740.501 | 6514.623 | 8792.071 | 1178.468 | 2330.731 | 6514.623 | 10000 | 4206.945 | 5615.961 | 4754.361 | 7372.123 | Competitive | Competitive | 1 | TRUE | FALSE | 1 | Non-Competitive | 1.4065 | Non-Competitive
BASE CASE NEWPG_04_A TO_FROM | BASE CASE | NEWPG_04_A | 532 | 0 | 0 | NEWGLF048015 | PLEDGR__8000 | TO_FROM | 73521.13 | 73962.76 | -368.082 | 0 | 2736.522 | 1319.922 | -0.3687 | 0.16577 | -0.42256 | 0.4846 | 281.448 | -0.6755 | 0 | 4740.501 | 3594.771 | 8792.071 | 6514.623 | 2330.731 | 1450.186 | 10000 | 6514.623 | 5615.961 | 4355.789 | 7372.123 | 4799.316 | Competitive | Competitive | 1 | TRUE | FALSE | 1 | Non-Competitive | 1.4065 | Non-Competitive
BASE CASE NEWTGF04_A FROM_TO | BASE CASE | NEWTGF04_A | 382 | 0 | 0 | NEWGLF048015 | TXGLF___138A | FROM_TO | 73521.13 | 73627.72 | -374.382 | 0 | 2414.911 | 1320.823 | -0.36879 | 0.16568 | -0.36879 | 0.57736 | 275.1647 | -6.9719 | 0 | 4741.812 | 3591.482 | 8792.716 | 6515.066 | 2338.608 | 1435.49 | 10000 | 6515.066 | 5637.997 | 4347.858 | 7379.014 | 4797.864 | Competitive | Competitive | 1 | TRUE | FALSE | 1 | Non-Competitive | 1.0315 | Non-Competitive
BASE CASE NEWTGF04_A TO_FROM | BASE CASE | NEWTGF04_A | 382 | 0 | 0 | NEWGLF048015 | TXGLF___138A | TO_FROM | 73521.13 | 73501.51 | -178.876 | 0 | 1320.823 | 2731.416 | -0.16568 | 0.36879 | -0.57736 | 0.36879 | 393.3266 | -240.818 | 0 | 3330.946 | 4741.812 | 6515.066 | 8792.716 | 1165.492 | 2338.608 | 6515.066 | 10000 | 4197.386 | 5637.997 | 4752.589 | 7379.014 | Non-Competitive | Non-Competitive | 0 | TRUE | FALSE | 1 | Non-Competitive | 1.0315 | Non-Competitive
BASE CASE NWF_NOTSW_1 FROM_TO | BASE CASE | NWF_NOTSW_1 | 170 | 0 | 0 | NWF_1_8 | NOTSW_1_8 | FROM_TO | 73521.13 | 152.6 | 0 | 0 | 10000 | 788.798 | 0 | 1 | 0 | 1 | 305.2 | 0 | 0 | 10000 |  | 10000 |  | 10000 |  | 10000 |  | 10000 |  | 10000 | 0 | Non-Competitive | Non-Competitive | 0 | TRUE | FALSE | 1 | Non-Competitive | 1.1095 | Non-Competitive
BASE CASE NWF_NOTSW_1 TO_FROM | BASE CASE | NWF_NOTSW_1 | 170 | 0 | 0 | NWF_1_8 | NOTSW_1_8 | TO_FROM | 73521.13 | 73691.13 | 0 | 0 | 788.798 | 10000 | 0 | 0 | -1 | 0 | 0 | 0 | 0 | [10 empty] | 0 | 0 | Competitive | Competitive | 1 | FALSE | TRUE | 1 | Non-Competitive | 1.1095 | Non-Competitive
BASE CASE N_SHARPE_PS1 FROM_TO | BASE CASE | N_SHARPE_PS1 | 180.8 | 0 | 0 | N_SHARPE4A | N_SHARPE4B | FROM_TO | 73521.13 | 92690.8 | 0 | 0 | 0 | 0 | 0 | 0 | 0 | 0 | 0 | 0 | 0 | [10 empty] | 0 | 0 | Competitive | Competitive | 1 | FALSE | TRUE | 1 | Non-Competitive | 1.172 | Non-Competitive
BASE CASE N_SHARPE_PS1 TO_FROM | BASE CASE | N_SHARPE_PS1 | 180.8 | 0 | 0 | N_SHARPE4A | N_SHARPE4B | TO_FROM | 73521.13 | 92690.8 | 0 | 0 | 0 | 0 | 0 | 0 | 0 | 0 | 0 | 0 | 0 | [10 empty] | 0 | 0 | Competitive | Competitive | 1 | FALSE | TRUE | 1 | Non-Competitive | 1.172 | Non-Competitive
BASE CASE N_TO_H FROM_TO | BASE CASE | N_TO_H | 3200 | 0 | 0 |  |  | FROM_TO | 73521.13 | 51532.23 | 1095.365 | 0 | 2958.067 | 1498.601 | -0.41178 | 0.45971 | -0.4648 | 0.45971 | 10682.68 | 5062.819 | 0 | 1417.967 | 2470.306 | 1400.612 | 2653.323 | 1414.969 | 2419.56 | 1459.544 | 2653.323 | 1456.741 | 2689.671 | 1456.855 | 2692.546 | Non-Competitive | Non-Competitive | 0 | TRUE | FALSE | 0 | Non-Competitive | 1.211 | Non-Competitive
BASE CASE N_TO_H TO_FROM | BASE CASE | N_TO_H | 3200 | 0 | 0 |  |  | TO_FROM | 73521.13 | 80040.19 | -6800.19 | 0 | 1544.604 | 2958.067 | -0.45971 | 0.41178 | -0.45971 | 0.4648 | 1327.184 | 1734.324 | 3569.23 | 2299.986 | 1796.315 | 2531.88 | 1783.6 | 2254.966 | 1791.927 | 2531.88 | 1745.827 | 2585.8 | 1780.145 | 2588.501 | 1780.308 | Competitive | Competitive | 1 | TRUE | FALSE | 1 | Non-Competitive | 1.211 | Non-Competitive
BASE CASE SNTX1_SNTXTA1_1 FROM_TO | BASE CASE | SNTX1_SNTXTA1_1 | 66.8 | 0 | 0 | SNTXTAP2A | 6660 | FROM_TO | 73521.13 | 92690.8 | -3.8858 | 0 | 10000 | 784.782 | -5e-05 | 0.99995 | -5e-05 | 0.99995 | 59.1157 | 59.4279 | 5868.83 | 10000 |  | 10000 | 913.719 | 10000 | 913.719 | 10000 | 913.719 | 10000 | 913.719 | 10000 | 913.719 | Competitive | Competitive | 1 | TRUE | FALSE | 1 | Non-Competitive | 0.8595 | Non-Competitive
BASE CASE SNTX1_SNTXTA1_1 TO_FROM | BASE CASE | SNTX1_SNTXTA1_1 | 66.8 | 0 | 0 | SNTXTAP2A | 6660 | TO_FROM | 73521.13 | 73584.02 | 3.8823 | 0 | 0 | 10000 | 0 | 5.3e-05 | -0.99995 | 5.3e-05 | 3.9099 | 3.8911 | 0 |  |  | 784.782 |  | 784.782 |  | 784.782 |  | 784.782 |  | 784.782 | 0 | Competitive | Competitive | 1 | FALSE | TRUE | 1 | Non-Competitive | 0.8595 | Non-Competitive
BASE CASE SNYDER_WKN_BK1_1 FROM_TO | BASE CASE | SNYDER_WKN_BK1_1 | 63 | 0 | 0 | WKNBR | ENAS_1_9 | FROM_TO | 73521.13 | 73584.13 | 0 | 0 | 784.782 | 10000 | 0 | 0 | -1 | 0 | 0 | 0 | 0 | [10 empty] | 0 | 0 | Competitive | Competitive | 1 | FALSE | TRUE | 1 | Non-Competitive | 0.781 | Non-Competitive
BASE CASE SNYDER_WKN_BK1_1 TO_FROM | BASE CASE | SNYDER_WKN_BK1_1 | 63 | 0 | 0 | WKNBR | ENAS_1_9 | TO_FROM | 73521.13 |  | 0 | 0 | 10000 | 0 | 0 | 1 | 0 | 1 | 63 | 0 | 0 | 10000 |  | 10000 |  | 10000 |  | 10000 |  | 10000 |  | 10000 | 0 | Non-Competitive | Non-Competitive | 0 | TRUE | FALSE | 1 | Non-Competitive | 0.781 | Non-Competitive
BASE CASE SUTN_TABOR_1 FROM_TO | BASE CASE | SUTN_TABOR_1 | 121 | 0 | 0 | SUTTON | BRYN_TABOR69 | FROM_TO | 73521.13 | 74363.9 | -19.7127 | 0 | 768.913 | 2615.953 | -0.04577 | 0.004314 | -0.08214 | 0.52502 | 52.433 | -27.3315 | 0 |  | 8286.696 | 1315.74 | 8286.696 | 1069.553 | 1747.757 | 5789.533 | 8286.696 | 1610.517 | 5230.489 | 2468.539 | 9014.48 | Competitive | Competitive | 1 | TRUE | FALSE | 1 | Non-Competitive | 1.086 | Non-Competitive
BASE CASE SUTN_TABOR_1 TO_FROM | BASE CASE | SUTN_TABOR_1 | 121 | 0 | 0 | SUTTON | BRYN_TABOR69 | TO_FROM | 73521.13 | 73673.43 | -33.057 | 0 | 2950.581 | 768.913 | -0.00431 | 0.045767 | -0.52502 | 0.082138 | 38.8655 | 33.9829 | 5045.63 | 8286.696 |  | 8286.696 | 2217.103 | 1702.163 | 1387.938 | 8286.696 | 5789.533 | 5209.663 | 2160.695 | 9014.48 | 3658.816 | Competitive | Competitive | 1 | TRUE | FALSE | 1 | Non-Competitive | 1.086 | Non-Competitive
BASE CASE THW_XT4A FROM_TO | BASE CASE | THW_XT4A | 149.715 | 0 | 0 | T_H_W___138E | 49171_STAR | FROM_TO | 73521.13 | 73670.85 | 0 | 0 | 781.689 | 10000 | -1 | 0 | -1 | 0 | 0 | 0 | 0 |  | 10000 |  | 10000 |  | 10000 |  | 10000 |  | 10000 | 0 | 10000 | Competitive | Competitive | 1 | TRUE | FALSE | 1 | Non-Competitive | 0.7735 | Non-Competitive
BASE CASE THW_XT4A TO_FROM | BASE CASE | THW_XT4A | 149.715 | 0 | 0 | T_H_W___138E | 49171_STAR | TO_FROM | 73521.13 | 75 | 0 | 0 | 10000 | 781.689 | 0 | 1 | 0 | 1 | 150 | 0 | 0 | 10000 |  | 10000 |  | 10000 |  | 10000 |  | 10000 |  | 10000 | 0 | Non-Competitive | Non-Competitive | 0 | TRUE | FALSE | 1 | Non-Competitive | 0.7735 | Non-Competitive
BASE CASE THW_XT4D FROM_TO | BASE CASE | THW_XT4D | 149.721 | 0 | 0 | T_H_W___138E | 49172_STAR | FROM_TO | 73521.13 | 73670.85 | 0 | 0 | 781.689 | 10000 | -1 | 0 | -1 | 0 | 0 | 0 | 0 |  | 10000 |  | 10000 |  | 10000 |  | 10000 |  | 10000 | 0 | 10000 | Competitive | Competitive | 1 | TRUE | FALSE | 1 | Non-Competitive | 0.742 | Non-Competitive
BASE CASE THW_XT4D TO_FROM | BASE CASE | THW_XT4D | 149.721 | 0 | 0 | T_H_W___138E | 49172_STAR | TO_FROM | 73521.13 | 75 | 0 | 0 | 10000 | 781.689 | 0 | 1 | 0 | 1 | 150 | 0 | 0 | 10000 |  | 10000 |  | 10000 |  | 10000 |  | 10000 |  | 10000 | 0 | Non-Competitive | Non-Competitive | 0 | TRUE | FALSE | 1 | Non-Competitive | 0.742 | Non-Competitive
BASE CASE TRIMR_KLNSW_1 FROM_TO | BASE CASE | TRIMR_KLNSW_1 | 175 | 0 | 0 | TRIMMIER | KILL_SS__8 | FROM_TO | 73521.13 | 77606.33 | -218.346 | 0 | 1980.02 | 1766.074 | -0.00952 | 0.12264 | -0.05552 | 0.89741 | -40.0939 | -30.0718 | 2647.03 | 10000 |  | 10000 | 1764.752 | 2463.188 | 1548.26 | 10000 | 1820.065 | 8166.74 | 1665.564 | 10000 | 1716.331 | Competitive | Competitive | 1 | TRUE | FALSE | 1 | Non-Competitive | 0.7815 | Non-Competitive
BASE CASE TRIMR_KLNSW_1 TO_FROM | BASE CASE | TRIMR_KLNSW_1 | 175 | 0 | 0 | TRIMMIER | KILL_SS__8 | TO_FROM | 73521.13 | 73395.62 | 28.5311 | 0 | 2079.636 | 1980.02 | -0.12264 | 0.009516 | -0.89741 | 0.055521 | 286.156 | 140.2637 | 0 |  | 10000 | 1398.126 | 10000 | 1255.674 | 2972.158 | 1487.334 | 10000 | 1363.905 | 8592.279 | 1399.324 | 10000 | Competitive | Non-Competitive | 0 | TRUE | FALSE | 1 | Non-Competitive | 0.7815 | Non-Competitive
BASE CASE VALIMP FROM_TO | BASE CASE | VALIMP | 1100 | 0 | 0 |  |  | FROM_TO | 73521.13 | 72092.46 | 2477.1 | 0 | 786.561 | 6250 | -0.96566 | 0.034338 | -0.96566 | 0.034338 | 2539.706 | 2526.201 | 0 | 786.561 | 10000 | 786.561 | 10000 | 786.561 | 10000 | 786.561 | 10000 | 786.561 | 10000 | 786.561 | 10000 | Non-Competitive | Non-Competitive | 0 | TRUE | FALSE | 0 | Non-Competitive | 0.828 | Non-Competitive
BASE CASE VALIMP TO_FROM | BASE CASE | VALIMP | 1100 | 0 | 0 |  |  | TO_FROM | 73521.13 | 92690.8 | -2526.76 | 0 | 6250 | 0 | -0.03434 | 0.96566 | -0.03434 | 0.96566 | -2326 | -2126.04 | 5781.83 | 6250 | 914.83 | 6250 | 914.83 | 6250 | 914.83 | 6250 | 914.83 | 6250 | 914.83 | 6250 | 914.83 | Competitive | Competitive | 1 | TRUE | FALSE | 1 | Non-Competitive | 0.828 | Non-Competitive
BASE CASE VENSW_MR2H FROM_TO | BASE CASE | VENSW_MR2H | 120 | 0 | 0 | VENUS_S5 | 24042 | FROM_TO | 73521.13 | 73569.2 | 71.4673 | 0 | 783.721 | 0 | 0 | 0.000971 | -0.99903 | 0.000971 | 71.9734 | 71.9926 | 0 |  |  | 783.721 |  | 783.721 |  | 783.721 |  | 783.721 |  | 783.721 | 0 | Competitive | Competitive | 1 | FALSE | TRUE | 1 | Non-Competitive | 0.711 | Non-Competitive
BASE CASE VENSW_MR2H TO_FROM | BASE CASE | VENSW_MR2H | 120 | 0 | 0 | VENUS_S5 | 24042 | TO_FROM | 73521.13 | 92690.8 | -71.4105 | 0 | 0 | 783.721 | -0.00097 | 0 | -0.00097 | 0.99903 | -71.4682 | -65.6393 | 5931.83 |  |  |  | 913.719 |  | 913.719 |  | 913.719 |  | 913.719 | 0 | 913.719 | Competitive | Competitive | 1 | FALSE | TRUE | 1 | Non-Competitive | 0.711 | Non-Competitive
BASE CASE WEC_XFMR FROM_TO | BASE CASE | WEC_XFMR | 65 | 0 | 0 | WEC_1_8 | WEC_WECG1 | FROM_TO | 73521.13 | 73586.13 | 0 | 0 | 784.296 | 10000 | 0 | 0 | -1 | 0 | 0 | 0 | 0 | [10 empty] | 0 | 0 | Competitive | Competitive | 1 | FALSE | TRUE | 1 | Non-Competitive | 0.6955 | Non-Competitive
BASE CASE WEC_XFMR TO_FROM | BASE CASE | WEC_XFMR | 65 | 0 | 0 | WEC_1_8 | WEC_WECG1 | TO_FROM | 73521.13 | 92690.8 | 0 | 0 | 10000 | 784.296 | 0 | 1 | 0 | 1 | 57 | 0 | 0 | 10000 |  | 10000 |  | 10000 |  | 10000 |  | 10000 |  | 10000 | 0 | Competitive | Competitive | 1 | TRUE | FALSE | 1 | Non-Competitive | 0.6955 | Non-Competitive
BASE CASE W_TO_N FROM_TO | BASE CASE | W_TO_N | 2400 | 0 | 0 |  |  | FROM_TO | 73521.13 | 56699.51 | -1519.44 | 0 | 793.92 | 1714.757 | -0.25097 | 0.66347 | -0.29946 | 0.74598 | 6433.874 | 1293.543 | 0 | 651.316 | 2133.264 | 728.419 | 2352.551 | 646.524 | 2068.75 | 733.03 | 3124.286 | 709.29 | 2287.533 | 709.448 | 2290.865 | Competitive | Non-Competitive | 0 | TRUE | FALSE | 1 | Non-Competitive | 0.719 | Non-Competitive
BASE CASE W_TO_N TO_FROM | BASE CASE | W_TO_N | 2400 | 0 | 0 |  |  | TO_FROM | 73521.13 | 72728.01 | -6668.07 | 0 | 1714.757 | 833.746 | -0.62981 | 0.25097 | -0.74598 | 0.29946 | 2931.985 | 238.0825 | 0 | 2033.49 | 1312.442 | 2237.242 | 2116.501 | 1973.702 | 1264.761 | 3124.286 | 2156.897 | 2194.666 | 1944.452 | 2197.79 | 1946.988 | Competitive | Competitive | 0 | TRUE | TRUE | 1 | Competitive | 0.719 | Competitive
DABMBTR5 STCO_STER1_1 FROM_TO | DABMBTR5 | STCO_STER1_1 | 38 | 0 | 0 | STER2A | STCO2A | FROM_TO | 73521.13 | 73538.87 | -53.6287 | 0 | 1352.148 | 900.524 | -0.08207 | 0.016218 | -0.63506 | 0.33857 | 26.7644 | -16.9512 | 0 |  | 10000 | 5408.833 | 10000 | 948.365 | 2741.286 | 5408.833 | 10000 | 4438.224 | 2631.921 | 6346.323 | 10000 | Competitive | Competitive | 1 | TRUE | FALSE | 1 | Non-Competitive | 0.695 | Non-Competitive
DABMBTR5 STCO_STER1_1 TO_FROM | DABMBTR5 | STCO_STER1_1 | 38 | 0 | 0 | STER2A | STCO2A | TO_FROM | 73521.13 | 73387.38 | -27.6075 | 0 | 743.59 | 1352.148 | -0.00134 | 0.17828 | -0.33857 | 0.63506 | 83.1651 | -14.5905 | 0 | 3192.187 |  | 6919.393 | 1796.403 | 1203.881 | 1065.406 | 10000 | 10000 | 3769.282 | 1136.689 | 5787.8 | 1971.208 | Competitive | Non-Competitive | 0 | TRUE | FALSE | 1 | Non-Competitive | 0.695 | Non-Competitive
DALNREN5 ALNSW_MR1H FROM_TO | DALNREN5 | ALNSW_MR1H | 515 | 2 | 2 | ALLENSW1_5 | ALNSW1_1 | FROM_TO | 73521.13 | 73262.11 | 238.5538 | 0 | 2663.164 | 1168.079 | -0.01701 | 0.044047 | -0.43855 | 0.27641 | 627.4914 | 361.9026 | 0 | 3965.175 |  | 3899.092 | 4998.141 | 1365.96 | 1784.172 | 3965.175 | 5915.529 | 2721.449 | 2221.102 | 4078.958 | 4178.006 | Non-Competitive | Non-Competitive | 0 | TRUE | FALSE | 1 | Non-Competitive | 0.68 | Non-Competitive
DALNREN5 ALNSW_MR1H TO_FROM | DALNREN5 | ALNSW_MR1H | 515 | 2 | 2 | ALLENSW1_5 | ALNSW1_1 | TO_FROM | 73521.13 | 76280.21 | -515.92 | 0 | 1113.183 | 2955.773 | -0.04405 | 0.017014 | -0.27641 | 0.43855 | -239.566 | -493.004 | 0 |  | 3965.175 | 3915.471 | 3899.092 | 1042.897 | 1426.386 | 3770.247 | 3965.175 | 1477.276 | 2786.265 | 3207.105 | 4078.958 | Competitive | Competitive | 1 | TRUE | FALSE | 1 | Non-Competitive | 0.68 | Non-Competitive
DALNRYS5 1627__A FROM_TO | DALNRYS5 | 1627__A | 186 | 3 | 3 | APOLLO | RICH_E_8 | FROM_TO | 73521.13 | 72720.06 | -33.6273 | 0 | 2292.542 | 1071.81 | -0.01014 | 0.21255 | -0.13341 | 0.726 | 288.7156 | 49.3708 | 0 | 7947.043 |  | 7947.043 | 3021.703 | 2059.499 | 1895.415 | 7947.043 | 6541.99 | 7543.699 | 1864.385 | 8767.977 | 2969.854 | Competitive | Non-Competitive | 0 | TRUE | FALSE | 1 | Non-Competitive | 0.6955 | Non-Competitive
DALNRYS5 1627__A TO_FROM | DALNRYS5 | 1627__A | 186 | 3 | 3 | APOLLO | RICH_E_8 | TO_FROM | 73521.13 | 73724.22 | -218.955 | 0 | 1071.81 | 2292.54 | -0.21255 | 0.010141 | -0.726 | 0.13341 | 35.8137 | -167.759 | 0 |  | 7947.043 | 1360.003 | 7947.043 | 1022.73 | 2171.461 | 5133.068 | 7947.043 | 1044.989 | 7589.176 | 1529.818 | 8767.977 | Competitive | Competitive | 1 | TRUE | FALSE | 1 | Non-Competitive | 0.6955 | Non-Competitive
DALNRYS5 1646__A FROM_TO | DALNRYS5 | 1646__A | 213 | 3 | 3 | BENDAVIS_8 | PRKMXCRK1_8 | FROM_TO | 73521.13 | 73080.03 | 4.0818 | 0 | 3032.829 | 1065.973 | -0.01389 | 0.082653 | -0.2943 | 0.14591 | 339.5967 | 116.9065 | 0 | 3237.426 |  | 7518.179 | 2978.592 | 1661.847 | 1887.605 | 7518.179 | 5608.824 | 2866.673 | 1862.149 | 4035.56 | 2888.605 | Non-Competitive | Non-Competitive | 0 | TRUE | FALSE | 1 | Non-Competitive | 0.7035 | Non-Competitive
DALNRYS5 1646__A TO_FROM | DALNRYS5 | 1646__A | 213 | 3 | 3 | BENDAVIS_8 | PRKMXCRK1_8 | TO_FROM | 73521.13 | 74986.02 | -243.373 | 0 | 1065.973 | 2653.203 | -0.08265 | 0.013889 | -0.14591 | 0.2943 | -1.5234 | -269.447 | 0 |  | 3237.426 | 2166.963 | 7518.179 | 1018.582 | 1773.312 | 4451.584 | 7518.179 | 1054.741 | 2981.293 | 2141.645 | 4035.56 | Competitive | Competitive | 1 | TRUE | FALSE | 1 | Non-Competitive | 0.7035 | Non-Competitive
DALNRYS5 1750__B FROM_TO | DALNRYS5 | 1750__B | 213 | 3 | 3 | SGVL1_8 | KLEBRG1T_8 | FROM_TO | 73521.13 | 73536.29 | -186.918 | 0 | 2275.794 | 1154.803 | -0.01354 | 0.034779 | -0.70018 | 0.18002 | 195.5743 | 91.2915 | 0 | 2817.78 |  | 2927.6 | 4101.307 | 2891.601 | 946.142 | 2817.78 | 5750.014 | 3029.168 | 1839.819 | 3034.666 | 4734.787 | Competitive | Competitive | 1 | TRUE | FALSE | 1 | Non-Competitive | 0.672 | Non-Competitive
DALNRYS5 1750__B TO_FROM | DALNRYS5 | 1750__B | 213 | 3 | 3 | SGVL1_8 | KLEBRG1T_8 | TO_FROM | 73521.13 | 73666.7 | -50.9166 | 0 | 1245.398 | 2164.432 | -0.03478 | 0.013544 | -0.18002 | 0.70018 | 186.577 | -77.3044 | 0 |  | 3222.788 | 4101.307 | 3256.058 | 758.742 | 3209.721 | 5750.014 | 3222.788 | 1493.085 | 3374.083 | 4734.787 | 3381.185 | Competitive | Competitive | 1 | TRUE | FALSE | 1 | Non-Competitive | 0.672 | Non-Competitive
DALNRYS5 CNRSW_MR1L FROM_TO | DALNRYS5 | CNRSW_MR1L | 750 | 3 | 3 | CNVLSW_E8 | CNRSW1_1 | FROM_TO | 73521.13 | 74755.18 | -498.475 | 0 | 1668.721 | 2137.669 | -0.07046 | 0.13551 | -0.51712 | 0.34887 | 109.2131 | -464.609 | 0 | 7915.571 | 3037.358 | 10000 | 3037.358 | 4971.268 | 2253.206 | 10000 | 3150.859 | 9429.855 | 3129.981 | 9589.551 | 3193.919 | Competitive | Competitive | 1 | TRUE | FALSE | 1 | Non-Competitive | 0.6875 | Non-Competitive
DALNRYS5 CNRSW_MR1L TO_FROM | DALNRYS5 | CNRSW_MR1L | 750 | 3 | 3 | CNVLSW_E8 | CNRSW1_1 | TO_FROM | 73521.13 | 73608.36 | 22.2614 | 0 | 1966.688 | 1666.546 | -0.13551 | 0.070463 | -0.34887 | 0.51712 | 718.6143 | 429.2366 | 1827.03 | 2691.759 | 7915.571 | 2691.759 | 10000 | 2035.691 | 5776.677 | 2699.796 | 10000 | 2749.881 | 9465.69 | 2801.006 | 9589.551 | Competitive | Competitive | 1 | TRUE | FALSE | 1 | Non-Competitive | 0.6875 | Non-Competitive
DAUSDES8 CKT_902_1 FROM_TO | DAUSDES8 | CKT_902_1 | 530 | 2 | 2 | DECK_MB1 | SPRINKLE | FROM_TO | 73521.13 | 73731.84 | 120.3117 | 0 | 1658.319 | 1100.822 | -0.04522 | 0.15313 | -0.41696 | 0.15313 | 442.3765 | 158.3752 | 0 | 8458.285 | 10000 | 9792.524 | 10000 | 2150.48 | 1938.449 | 10000 | 10000 | 8590.184 | 8048.145 | 9680.634 | 10000 | Competitive | Competitive | 1 | TRUE | FALSE | 1 | Non-Competitive | 0.7425 | Non-Competitive
DAUSDES8 CKT_902_1 TO_FROM | DAUSDES8 | CKT_902_1 | 530 | 2 | 2 | DECK_MB1 | SPRINKLE | TO_FROM | 73521.13 | 77402.11 | -448.474 | 0 | 1108.782 | 1362.677 | -0.15313 | 0.045219 | -0.15313 | 0.41696 | -42.5704 | -227.759 | 0 | 10000 | 8458.285 | 10000 | 9792.524 | 1159.795 | 2295.633 | 10000 | 10000 | 6533.52 | 8644.932 | 10000 | 9680.634 | Competitive | Competitive | 1 | TRUE | FALSE | 1 | Non-Competitive | 0.7425 | Non-Competitive
DAUSGAR5 AUSTRO_AT1H FROM_TO | DAUSGAR5 | AUSTRO_AT1H | 480 | 2 | 2 | L_AUSTRO5_1Y | AUSTRO1_1KV | FROM_TO | 73521.13 | 71769.73 | 172.7055 | 0 | 2124.806 | 1414.842 | -0.21137 | 0.046669 | -0.31607 | 0.11525 | 1038.977 | 330.7673 | 0 | 3070.397 | 2636.591 | 1846.112 | 5296.905 | 1236.572 | 2136.245 | 3419.251 | 9156.509 | 1748.017 | 3904.44 | 2301.676 | 4082.654 | Competitive | Non-Competitive | 0 | TRUE | FALSE | 1 | Non-Competitive | 0.742 | Non-Competitive
DAUSGAR5 AUSTRO_AT1H TO_FROM | DAUSGAR5 | AUSTRO_AT1H | 480 | 2 | 2 | L_AUSTRO5_1Y | AUSTRO1_1KV | TO_FROM | 73521.13 | 78927.75 | -879.947 | 0 | 1446.336 | 2124.806 | -0.04667 | 0.21137 | -0.11525 | 0.31607 | -135.12 | -107.675 | 3533.23 | 2409.495 | 3070.397 | 5296.905 | 1916.295 | 1871.471 | 1402.737 | 9156.509 | 3419.251 | 3715.234 | 1899.045 | 3939.469 | 2368.624 | Competitive | Competitive | 1 | TRUE | FALSE | 1 | Non-Competitive | 0.742 | Non-Competitive
DAUSGAR5 AUSTRO_AT2H FROM_TO | DAUSGAR5 | AUSTRO_AT2H | 480 | 2 | 2 | L_AUSTRO5_1Y | AUSTRO2_1KV | FROM_TO | 73521.13 | 71450.4 | 169.2558 | 0 | 2827.148 | 1414.841 | -0.20715 | 0.045736 | -0.25671 | 0.11294 | 1018.216 | 324.1568 | 0 | 4290.59 | 2636.582 | 1846.116 | 5296.899 | 1236.577 | 2136.241 | 3419.245 | 9156.507 | 1748.022 | 3904.421 | 2301.682 | 4082.632 | Non-Competitive | Non-Competitive | 0 | TRUE | FALSE | 1 | Non-Competitive | 0.703 | Non-Competitive
DAUSGAR5 AUSTRO_AT2H TO_FROM | DAUSGAR5 | AUSTRO_AT2H | 480 | 2 | 2 | L_AUSTRO5_1Y | AUSTRO2_1KV | TO_FROM | 73521.13 | 79013.03 | -862.364 | 0 | 1414.841 | 2128.411 | -0.04574 | 0.20715 | -0.11294 | 0.25671 | -132.421 | -105.524 | 3533.23 | 2409.487 | 4290.59 | 5296.899 | 1916.299 | 1871.468 | 1402.742 | 9156.507 | 3419.245 | 3715.216 | 1899.049 | 3939.448 | 2368.63 | Competitive | Competitive | 1 | TRUE | FALSE | 1 | Non-Competitive | 0.703 | Non-Competitive
DAUSGAR5 AUSTRO_AT2L FROM_TO | DAUSGAR5 | AUSTRO_AT2L | 480 | 2 | 2 | AUSTROP | AUSTRO2_1KV | FROM_TO | 73521.13 | 74049.51 | -862.364 | 0 | 1447.34 | 2159.071 | -0.04574 | 0.20715 | -1.0029 | 0.25671 | -132.421 | -105.524 | 3533.23 | 2409.487 | 4290.59 | 5296.899 | 1916.299 | 1871.468 | 1402.742 | 9156.507 | 3419.245 | 3715.216 | 1899.049 | 3939.448 | 2368.63 | Competitive | Competitive | 1 | TRUE | FALSE | 1 | Non-Competitive | 0.758 | Non-Competitive
DAUSGAR5 AUSTRO_AT2L TO_FROM | DAUSGAR5 | AUSTRO_AT2L | 480 | 2 | 2 | AUSTROP | AUSTRO2_1KV | TO_FROM | 73521.13 | 71450.4 | 169.2558 | 0 | 2368.291 | 1447.34 | -0.20715 | 0.045736 | -0.25671 | 1.0029 | 1018.216 | 324.1568 | 0 | 4290.59 | 2636.582 | 1846.116 | 5296.899 | 1236.577 | 2136.241 | 3419.245 | 9156.507 | 1748.022 | 3904.421 | 2301.682 | 4082.632 | Competitive | Non-Competitive | 0 | TRUE | FALSE | 1 | Non-Competitive | 0.758 | Non-Competitive
DAUSGAR5 CKT_963_1 FROM_TO | DAUSGAR5 | CKT_963_1 | 480 | 2 | 2 | GARFIELD | HICRSMB2 | FROM_TO | 73521.13 | 74872.73 | 158.3506 | 0 | 958.391 | 791.6 | -0.05054 | 0.015912 | -0.13464 | 0.24001 | 298.399 | 195.59 | 0 |  | 10000 | 1154.469 | 10000 | 1089.603 | 3661.428 | 2713.821 | 10000 | 1041.844 | 7358.126 | 1060.668 | 10000 | Competitive | Competitive | 1 | TRUE | FALSE | 1 | Non-Competitive | 0.68 | Non-Competitive
DAUSGAR5 CKT_963_1 TO_FROM | DAUSGAR5 | CKT_963_1 | 480 | 2 | 2 | GARFIELD | HICRSMB2 | TO_FROM | 73521.13 | 75904.01 | -331.891 | 0 | 791.6 | 958.391 | -0.01591 | 0.05054 | -0.24001 | 0.13464 | -78.651 | -208.405 | 0 | 10000 |  | 10000 | 1265.475 | 2640.955 | 1203.478 | 10000 | 2713.821 | 7176.668 | 1139.855 | 10000 | 1156.967 | Competitive | Competitive | 1 | TRUE | FALSE | 1 | Non-Competitive | 0.68 | Non-Competitive
DAUSLOS5 336T405_1 FROM_TO | DAUSLOS5 | 336T405_1 | 1195 | 2 | 2 | L_FPPYD25_1Y | L_FPPYD15_1Y | FROM_TO | 73521.13 | 73888.38 | -1177.16 | 0 | 1867.835 | 5263.548 | -0.74956 | 0.24847 | -0.74956 | 0.24847 | 923.0635 | -328.235 | 0 | 2667.746 | 4730.384 | 10000 | 5025.551 | 981.357 | 3503.517 | 10000 | 5000 | 4891.765 | 4942.746 | 6484.862 | 4974.04 | Competitive | Competitive | 1 | TRUE | FALSE | 1 | Non-Competitive | 0.68 | Non-Competitive
DAUSLOS5 336T405_1 TO_FROM | DAUSLOS5 | 336T405_1 | 1195 | 2 | 2 | L_FPPYD25_1Y | L_FPPYD15_1Y | TO_FROM | 73521.13 | 74571.26 | -11.7798 | 0 | 5263.55 | 1867.835 | -0.24847 | 0.74956 | -0.24847 | 0.74956 | 875.2468 | -356.125 | 0 | 4730.384 | 3014.205 | 5025.551 | 10000 | 3503.517 | 1190.472 | 5000 | 10000 | 4942.746 | 5436.944 | 4974.04 | 6760.024 | Competitive | Competitive | 1 | TRUE | FALSE | 1 | Non-Competitive | 0.68 | Non-Competitive
DAUSLOS5 AUSTRO_AT1H FROM_TO | DAUSLOS5 | AUSTRO_AT1H | 480 | 2 | 2 | L_AUSTRO5_1Y | AUSTRO1_1KV | FROM_TO | 73521.13 | 73433.58 | 199.8419 | 0 | 2378.446 | 4829.742 | -0.22531 | 0.023621 | -0.32033 | 0.068446 | 508.0458 | 236.6862 | 0 | 10000 | 4834.829 | 2272.754 | 5273.774 | 1138.304 | 4830.758 | 7751.842 | 9078.116 | 1853.275 | 4878.811 | 3069.025 | 4879.578 | Non-Competitive | Non-Competitive | 0 | TRUE | FALSE | 1 | Non-Competitive | 0.75 | Non-Competitive
DAUSLOS5 AUSTRO_AT1H TO_FROM | DAUSLOS5 | AUSTRO_AT1H | 480 | 2 | 2 | L_AUSTRO5_1Y | AUSTRO1_1KV | TO_FROM | 73521.13 | 82564.49 | -440.768 | 0 | 4829.743 | 2378.445 | -0.02362 | 0.22531 | -0.06845 | 0.32033 | -115.399 | -76.1564 | 5931.83 | 4834.829 | 10000 | 5273.774 | 2367.87 | 4830.758 | 1295.164 | 9078.116 | 7751.842 | 4878.811 | 2023.576 | 4879.578 | 3167.54 | Competitive | Competitive | 1 | TRUE | FALSE | 1 | Non-Competitive | 0.75 | Non-Competitive
DAUSLOS5 AUSTRO_AT2H FROM_TO | DAUSLOS5 | AUSTRO_AT2H | 480 | 2 | 2 | L_AUSTRO5_1Y | AUSTRO2_1KV | FROM_TO | 73521.13 | 73453.89 | 196.1453 | 0 | 2381.957 | 4829.742 | -0.2208 | 0.023149 | -0.26612 | 0.067078 | 497.8938 | 231.9559 | 0 | 10000 | 4834.828 | 2272.766 | 5273.774 | 1138.316 | 4830.757 | 7751.85 | 9078.116 | 1853.309 | 4878.807 | 3069.04 | 4879.575 | Non-Competitive | Non-Competitive | 0 | TRUE | FALSE | 1 | Non-Competitive | 0.703 | Non-Competitive
DAUSLOS5 AUSTRO_AT2H TO_FROM | DAUSLOS5 | AUSTRO_AT2H | 480 | 2 | 2 | L_AUSTRO5_1Y | AUSTRO2_1KV | TO_FROM | 73521.13 | 82707.78 | -431.956 | 0 | 4829.743 | 2466.962 | -0.02315 | 0.2208 | -0.06708 | 0.26612 | -113.095 | -74.6348 | 5931.83 | 4834.828 | 10000 | 5273.774 | 2367.887 | 4830.757 | 1295.178 | 9078.116 | 7751.85 | 4878.807 | 2023.612 | 4879.575 | 3167.564 | Competitive | Competitive | 1 | TRUE | FALSE | 1 | Non-Competitive | 0.703 | Non-Competitive
DAUSLOS5 CKT_3122_1 FROM_TO | DAUSLOS5 | CKT_3122_1 | 1150 | 2 | 2 | L_FPPYD25_1Y | HOLMAN | FROM_TO | 73521.13 | 73414.5 | 370.2469 | 0 | 1113.02 | 2457.033 | -0.05766 | 0.47622 | -0.38851 | 0.47622 | 1167.422 | -53.3596 | 0 | 5488.709 | 2501.872 | 5487.613 | 2501.872 | 3223.918 | 2380.06 | 5366.525 | 2621.014 | 5388.538 | 2402.121 | 5451.778 | 2427.224 | Non-Competitive | Non-Competitive | 0 | TRUE | FALSE | 1 | Non-Competitive | 0.6485 | Non-Competitive
DAUSLOS5 CKT_3122_1 TO_FROM | DAUSLOS5 | CKT_3122_1 | 1150 | 2 | 2 | L_FPPYD25_1Y | HOLMAN | TO_FROM | 73521.13 | 74590.1 | -1264.46 | 0 | 2457.033 | 1147.129 | -0.47622 | 0.057665 | -0.47622 | 0.38851 | 642.5003 | -159.791 | 0 | 2236.072 | 5488.709 | 2236.072 | 5487.613 | 2103.459 | 3568.892 | 2171.381 | 5366.525 | 2049.045 | 5401.916 | 2072.599 | 5451.778 | Competitive | Competitive | 1 | TRUE | FALSE | 1 | Non-Competitive | 0.6485 | Non-Competitive
DAUSLOS5 FAYETT_6AT2 FROM_TO | DAUSLOS5 | FAYETT_6AT2 | 685 | 2 | 2 | L_FAYETT5_1Y | L_FAYETT8_1Y | FROM_TO | 73521.13 | 73515.17 | 372.259 | 0 | 1969.331 | 2010 | -0.23813 | 0.15166 | -0.49959 | 0.22767 | 687.6496 | 239.5929 | 0 | 5360.873 | 7183.812 | 5360.873 | 10000 | 1273.871 | 3770.017 | 5360.873 | 10000 | 4574.077 | 8804.143 | 5356.641 | 9195.154 | Non-Competitive | Non-Competitive | 0 | TRUE | FALSE | 1 | Non-Competitive | 0.672 | Non-Competitive
DAUSLOS5 FAYETT_6AT2 TO_FROM | DAUSLOS5 | FAYETT_6AT2 | 685 | 2 | 2 | L_FAYETT5_1Y | L_FAYETT8_1Y | TO_FROM | 73521.13 | 76787.91 | -918.826 | 0 | 2010.002 | 2009.48 | -0.15166 | 0.23813 | -0.22767 | 0.49959 | -82.3245 | -460.831 | 0 | 7183.812 | 5360.873 | 10000 | 5360.873 | 3769.99 | 1502.106 | 10000 | 5360.873 | 8804.143 | 4693.798 | 9195.154 | 5356.641 | Competitive | Competitive | 1 | TRUE | FALSE | 1 | Non-Competitive | 0.672 | Non-Competitive
DAUSLOS5 SALEM_AT3 FROM_TO | DAUSLOS5 | SALEM_AT3 | 660 | 2 | 2 | L_SALEM_5_1Y | L_SALEM_8_1Y | FROM_TO | 73521.13 | 73739.93 | 255.8489 | 0 | 1508.603 | 2467.828 | -0.09763 | 0.098781 | -0.41566 | 0.30432 | 569.8974 | 73.7821 | 0 | 5361.082 | 5847.202 | 5361.082 | 10000 | 1101.706 | 2061.366 | 5361.082 | 10000 | 3790.765 | 3937.79 | 5357.054 | 7180.943 | Competitive | Competitive | 1 | TRUE | FALSE | 1 | Non-Competitive | 0.656 | Non-Competitive
DAUSLOS5 SALEM_AT3 TO_FROM | DAUSLOS5 | SALEM_AT3 | 660 | 2 | 2 | L_SALEM_5_1Y | L_SALEM_8_1Y | TO_FROM | 73521.13 | 75676.18 | -702.386 | 0 | 2467.828 | 1508.603 | -0.09878 | 0.097632 | -0.30432 | 0.41566 | -32.3879 | -296.948 | 0 | 5847.202 | 5361.082 | 10000 | 5361.082 | 2061.366 | 1339.745 | 10000 | 5361.082 | 3937.79 | 4016.656 | 7180.943 | 5357.054 | Competitive | Competitive | 1 | TRUE | FALSE | 1 | Non-Competitive | 0.656 | Non-Competitive
DAUSSND5 1660__A FROM_TO | DAUSSND5 | 1660__A | 335 | 5 | 5 | RNDRCKWH_T | RNDRCKNE2_8 | FROM_TO | 73521.13 | 75395.27 | -170.056 | 0 | 1435.717 | 1845.674 | -0.01399 | 0.027232 | -0.22766 | 0.66105 | -96.0434 | -77.2586 | 5045.63 | 10000 |  | 4969.213 | 10000 | 4673.824 | 1713.067 | 5000.241 | 10000 | 4971.222 | 3292.093 | 4958.794 | 10000 | Competitive | Competitive | 1 | TRUE | FALSE | 1 | Non-Competitive | 0.656 | Non-Competitive
DAUSSND5 1660__A TO_FROM | DAUSSND5 | 1660__A | 335 | 5 | 5 | RNDRCKWH_T | RNDRCKNE2_8 | TO_FROM | 73521.13 | 73692.69 | 71.1851 | 0 | 1292.329 | 1435.717 | -0.02723 | 0.013986 | -0.66105 | 0.22766 | 221.3421 | 124.0132 | 0 |  | 10000 | 10000 | 4969.213 | 1331.761 | 4956.696 | 10000 | 5000.241 | 2465.688 | 5008.166 | 10000 | 4958.794 | Competitive | Competitive | 1 | TRUE | FALSE | 1 | Non-Competitive | 0.656 | Non-Competitive
DAUSSND5 1665__A FROM_TO | DAUSSND5 | 1665__A | 335 | 5 | 5 | HUTTOSS1_8 | TAYLOR_W1_8 | FROM_TO | 73521.13 | 73842.34 | -358.496 | 0 | 1329.458 | 2843.863 | -0.14142 | 0.035112 | -0.7092 | 0.10155 | 48.5925 | 70.4036 | 2647.03 | 2210.164 | 8827.703 | 1551.265 | 10000 | 1405.938 | 2888.539 | 2008.866 | 10000 | 1625.264 | 7197.389 | 1667.173 | 9748.333 | Competitive | Competitive | 1 | TRUE | FALSE | 1 | Non-Competitive | 0.6485 | Non-Competitive
DAUSSND5 1665__A TO_FROM | DAUSSND5 | 1665__A | 335 | 5 | 5 | HUTTOSS1_8 | TAYLOR_W1_8 | TO_FROM | 73521.13 | 68785.23 | -109.057 | 0 | 3083.45 | 1329.458 | -0.03511 | 0.14142 | -0.10155 | 0.7092 | 777.2082 | 188.6139 | 0 | 8827.703 | 2472.113 | 10000 | 1817.285 | 2482.169 | 1646.652 | 10000 | 2230.673 | 6936.208 | 1885.782 | 9748.333 | 1929.746 | Non-Competitive | Non-Competitive | 0 | TRUE | FALSE | 1 | Non-Competitive | 0.6485 | Non-Competitive
DAUSSND5 1665__B FROM_TO | DAUSSND5 | 1665__B | 335 | 5 | 5 | TAYLOR1_8 | TAYLOR_W1_8 | FROM_TO | 73521.13 | 71903.55 | -97.9183 | 0 | 2658.331 | 1392.679 | -0.03496 | 0.14157 | -0.29065 | 0.65395 | 788.3456 | 199.8643 | 0 | 8823.295 | 2471.557 | 10000 | 1818.214 | 2460.771 | 1654.947 | 10000 | 2238.158 | 6893.812 | 1889.757 | 9745.824 | 1931.628 | Non-Competitive | Non-Competitive | 0 | TRUE | FALSE | 1 | Non-Competitive | 0.711 | Non-Competitive
DAUSSND5 1665__B TO_FROM | DAUSSND5 | 1665__B | 335 | 5 | 5 | TAYLOR1_8 | TAYLOR_W1_8 | TO_FROM | 73521.13 | 73886.63 | -369.658 | 0 | 1392.679 | 2658.33 | -0.14157 | 0.03496 | -0.65395 | 0.29065 | 37.4133 | 59.6705 | 2647.03 | 2209.702 | 8823.295 | 1552.184 | 10000 | 1412.508 | 2866.048 | 2015.071 | 10000 | 1628.957 | 7160.049 | 1669.085 | 9745.824 | Competitive | Competitive | 1 | TRUE | FALSE | 1 | Non-Competitive | 0.711 | Non-Competitive
DAUSSND5 211T147_1 FROM_TO | DAUSSND5 | 211T147_1 | 478 | 5 | 5 | L_MCNEIL8_1Y | L_GILLCR8_1Y | FROM_TO | 73521.13 | 75548.96 | -863.661 | 0 | 1325.902 | 1527.049 | -0.06036 | 0.15223 | -0.26037 | 0.18805 | 3.3383 | 67.2964 | 2647.03 | 2076.037 | 2111.15 | 4943.688 | 2111.15 | 1611.131 | 2051.485 | 5813.221 | 2109.98 | 3863.791 | 2281.425 | 4095.474 | 2313.858 | Competitive | Competitive | 1 | TRUE | FALSE | 1 | Non-Competitive | 0.719 | Non-Competitive
DAUSSND5 211T147_1 TO_FROM | DAUSSND5 | 211T147_1 | 478 | 5 | 5 | L_MCNEIL8_1Y | L_GILLCR8_1Y | TO_FROM | 73521.13 | 68197.46 | -115.629 | 0 | 1527.049 | 1325.902 | -0.15223 | 0.060361 | -0.18805 | 0.26037 | 1403.041 | 450.3294 | 0 | 1578.897 | 2390.064 | 1578.897 | 4943.688 | 1543.652 | 1851.782 | 1585.688 | 5813.221 | 1722.799 | 4118.948 | 1742.361 | 4340.201 | Competitive | Non-Competitive | 0 | TRUE | FALSE | 1 | Non-Competitive | 0.719 | Non-Competitive
DAUSSND5 270__A FROM_TO | DAUSSND5 | 270__A | 1912 | 5 | 5 | TEMP_SS__5 | SALADOSS_5 | FROM_TO | 73521.13 | 70057.32 | -1300.04 | 0 | 2454.063 | 1282.4 | -0.15797 | 0.19797 | -0.4334 | 0.30706 | 2601.926 | 1599.531 | 0 | 1837.146 | 1593.92 | 1970.883 | 1854.278 | 1719.296 | 1579.593 | 2267.275 | 1854.278 | 1833.801 | 1907.511 | 1853.217 | 1909.039 | Competitive | Competitive | 0 | TRUE | TRUE | 1 | Competitive | 0.805 | Competitive
DAUSSND5 270__A TO_FROM | DAUSSND5 | 270__A | 1912 | 5 | 5 | TEMP_SS__5 | SALADOSS_5 | TO_FROM | 73521.13 | 75479.86 | -1814.6 | 0 | 1282.4 | 2454.063 | -0.19797 | 0.15797 | -0.30706 | 0.4334 | 1423.922 | -94.2949 | 0 | 1201.037 | 1923.02 | 1528.577 | 2052.876 | 1190.371 | 1796.178 | 1575.723 | 2267.275 | 1547.006 | 1905.54 | 1548.25 | 1926.262 | Competitive | Competitive | 1 | TRUE | TRUE | 1 | Competitive | 0.805 | Non-Competitive
DAUSSND5 SEA_AAT1 FROM_TO | DAUSSND5 | SEA_AAT1 | 60 | 5 | 5 | SEATON9 | SEATON8 | FROM_TO | 73521.13 | 75059.56 | -42.8592 | 0 | 2309.783 | 795.879 | -0.00312 | 0.010506 | -0.0491 | 0.58966 | -15.7326 | -16.4292 | 4985.63 |  |  | 7863.245 | 2102.142 | 1592.57 | 1744.208 | 7863.245 | 4579.84 | 6565.821 | 2434.741 | 8400.713 | 3002.91 | Competitive | Competitive | 1 | FALSE | FALSE | 1 | Non-Competitive | 0.9765 | Non-Competitive
DAUSSND5 SEA_AAT1 TO_FROM | DAUSSND5 | SEA_AAT1 | 60 | 5 | 5 | SEATON9 | SEATON8 | TO_FROM | 73521.13 | 73532.64 | 20.5086 | 0 | 795.879 | 2295.391 | -0.01051 | 0.00312 | -0.58966 | 0.0491 | 52.9002 | 18.4449 | 0 |  |  | 1015.933 | 7863.245 | 1232.838 | 1626.518 | 3347.271 | 7863.245 | 1567.836 | 6577.262 | 1549.341 | 8400.713 | Competitive | Competitive | 1 | FALSE | FALSE | 1 | Non-Competitive | 0.9765 | Non-Competitive
DAUSSND5 SNDSW_MR1L FROM_TO | DAUSSND5 | SNDSW_MR1L | 750 | 5 | 5 | SAND_TXU_8 | SNDSW1_1 | FROM_TO | 73521.13 | 73409.64 | -726.829 | 0 | 1264.652 | 2332.129 | -0.06015 | 0.52575 | -0.48897 | 0.52575 | 707.402 | 52.4052 | 2647.03 | 2793.731 | 1958.412 | 10000 | 1958.412 | 2468.181 | 1834.627 | 10000 | 2835.198 | 8559.044 | 1942.879 | 8608.547 | 1998.194 | Non-Competitive | Competitive | 1 | TRUE | FALSE | 1 | Non-Competitive | 1.3905 | Non-Competitive
DAUSSND5 SNDSW_MR1L TO_FROM | DAUSSND5 | SNDSW_MR1L | 750 | 5 | 5 | SAND_TXU_8 | SNDSW1_1 | TO_FROM | 73521.13 | 72734.53 | -811.639 | 0 | 2332.129 | 1264.652 | -0.52575 | 0.060155 | -0.52575 | 0.48897 | 1124.758 | 114.7239 | 0 | 1736.07 | 3091.141 | 1736.07 | 10000 | 1487.497 | 2753.155 | 2835.198 | 10000 | 1660.896 | 8673.43 | 1814.208 | 8715.859 | Competitive | Non-Competitive | 0 | TRUE | FALSE | 1 | Non-Competitive | 1.3905 | Non-Competitive
DBALDEE8 N4_X3_1 FROM_TO | DBALDEE8 | N4_X3_1 | 478 | 0 | 0 | JT_DEELY | STREICH | FROM_TO | 73521.13 | 73853.11 | 200.1675 | 0 | 1273.034 | 7004.044 | -0.54677 | 0.22991 | -0.60307 | 0.22991 | 277.6822 | 67.8568 | 0 | 10000 | 9132.807 | 10000 | 10000 | 6224.873 | 8063.601 | 10000 | 10000 | 9970.167 | 9922.111 | 10000 | 9934.271 | Competitive | Competitive | 1 | TRUE | FALSE | 1 | Non-Competitive | 1.0625 | Non-Competitive
DBALDEE8 N4_X3_1 TO_FROM | DBALDEE8 | N4_X3_1 | 478 | 0 | 0 | JT_DEELY | STREICH | TO_FROM | 73521.13 | 74467.51 | -276.032 | 0 | 7004.028 | 1313.415 | -0.22991 | 0.54677 | -0.22991 | 0.60308 | 260.5223 | -102.445 | 0 | 9079.253 | 10000 | 10000 | 10000 | 7092.345 | 6290.515 | 10000 | 10000 | 9905.502 | 9970.67 | 9931.74 | 10000 | Competitive | Competitive | 1 | TRUE | FALSE | 1 | Non-Competitive | 1.0625 | Non-Competitive
DBBSRCH5 TRSES_MR6H FROM_TO | DBBSRCH5 | TRSES_MR6H | 348 | 2 | 2 | TRINDAD1_5 | TRSES6_1 | FROM_TO | 73521.13 | 73611.95 | 15.099 | 0 | 2093.845 | 10000 | -0.66496 | 0.15222 | -0.66496 | 0.15222 | 287.6089 | 35.089 | 0 | 4715.922 | 6800.191 | 10000 | 10000 | 2277.594 | 6727.149 | 10000 | 10000 | 7196.374 | 9648.792 | 7643.954 | 9649.356 | Competitive | Competitive | 1 | TRUE | FALSE | 1 | Non-Competitive | 1.203 | Non-Competitive
DBBSRCH5 TRSES_MR6H TO_FROM | DBBSRCH5 | TRSES_MR6H | 348 | 2 | 2 | TRINDAD1_5 | TRSES6_1 | TO_FROM | 73521.13 | 74891.42 | -202.431 | 0 | 10000 | 2439.069 | -0.15222 | 0.66497 | -0.15222 | 0.66497 | 126.9134 | 12.8517 | 94.83 | 6800.191 | 4715.922 | 10000 | 10000 | 6727.149 | 2549.287 | 10000 | 10000 | 9648.792 | 7227.631 | 9649.356 | 7643.954 | Competitive | Competitive | 1 | TRUE | FALSE | 1 | Non-Competitive | 1.203 | Non-Competitive
DBBSVEN5 21__A FROM_TO | DBBSVEN5 | 21__A | 1098 | 4 | 4 | TRINDAD1_5 | RICHLND2_5 | FROM_TO | 73521.13 | 73647.37 | -1867.69 | 0 | 1901.915 | 2077.821 | -0.30257 | 0.36561 | -0.30257 | 0.45797 | 1010.914 | -650.453 | 0 | 2023.803 | 1435.778 | 9078.134 | 5002.322 | 2023.803 | 1424.499 | 10000 | 5002.322 | 3446.179 | 2351.498 | 3446.179 | 2354.179 | Competitive | Competitive | 1 | TRUE | FALSE | 1 | Non-Competitive | 0.8515 | Non-Competitive
DBBSVEN5 21__A TO_FROM | DBBSVEN5 | 21__A | 1098 | 4 | 4 | TRINDAD1_5 | RICHLND2_5 | TO_FROM | 73521.13 | 71280.1 | 126.3025 | 0 | 2105.779 | 2258.604 | -0.36561 | 0.30257 | -0.45796 | 0.30257 | 1790.14 | 1178.279 | 2647.03 | 1331.01 | 2547.022 | 5002.322 | 9078.134 | 1320.569 | 2547.022 | 5002.322 | 10000 | 2263.43 | 3890.713 | 2266.085 | 3890.713 | Non-Competitive | Non-Competitive | 0 | TRUE | FALSE | 0 | Non-Competitive | 0.8515 | Non-Competitive
DBBSVEN5 230__A FROM_TO | DBBSVEN5 | 230__A | 1065 | 4 | 4 | JEWETT_S5 | RAT_SNAKE_5 | FROM_TO | 73521.13 | 72115.15 | -781.112 | 0 | 2055.168 | 1193.037 | -0.22259 | 0.10972 | -0.23759 | 0.18213 | 1248.6 | 286.0599 | 0 | 2016.935 | 1471.626 | 2410.992 | 9647.177 | 2009.287 | 1185.177 | 2294.723 | 10000 | 2299.459 | 3591.908 | 2299.839 | 3872.308 | Competitive | Non-Competitive | 0 | TRUE | FALSE | 1 | Non-Competitive | 1 | Non-Competitive
DBBSVEN5 230__A TO_FROM | DBBSVEN5 | 230__A | 1065 | 4 | 4 | JEWETT_S5 | RAT_SNAKE_5 | TO_FROM | 73521.13 | 74849.02 | -771.718 | 0 | 1193.036 | 2086.564 | -0.10972 | 0.22259 | -0.18213 | 0.23759 | 858.7824 | -230.057 | 0 | 935.635 | 2062.35 | 9647.177 | 2410.992 | 829.229 | 2054.205 | 10000 | 2294.723 | 2538.156 | 2321.216 | 2698.44 | 2321.602 | Competitive | Competitive | 1 | TRUE | FALSE | 1 | Non-Competitive | 1 | Non-Competitive
DBBSVEN5 31__A FROM_TO | DBBSVEN5 | 31__A | 1098 | 4 | 4 | TRINDAD2_5 | RICHLND1_5 | FROM_TO | 73521.13 | 73194.12 | -2150.49 | 0 | 2173.845 | 2078.034 | -0.30773 | 0.19485 | -0.30773 | 0.4534 | 1121.904 | -745.626 | 0 | 1866.299 | 1411.387 | 2801.779 | 5001.926 | 1865.688 | 1398.795 | 3467.39 | 5001.926 | 2460.093 | 2198.678 | 2460.289 | 2202.043 | Non-Competitive | Non-Competitive | 0 | TRUE | FALSE | 1 | Non-Competitive | 0.891 | Non-Competitive
DBBSVEN5 31__A TO_FROM | DBBSVEN5 | 31__A | 1098 | 4 | 4 | TRINDAD2_5 | RICHLND1_5 | TO_FROM | 73521.13 | 70542.2 | 76.669 | 0 | 2105.854 | 2066.91 | -0.19485 | 0.30773 | -0.4534 | 0.30773 | 2028.623 | 1187.785 | 2647.03 | 1306.191 | 2303.061 | 5001.926 | 3039.415 | 1294.583 | 2302.168 | 5001.926 | 3802.247 | 2107.436 | 2768.381 | 2110.749 | 2768.62 | Non-Competitive | Non-Competitive | 0 | TRUE | FALSE | 0 | Non-Competitive | 0.891 | Non-Competitive
DBBSVEN5 510__A FROM_TO | DBBSVEN5 | 510__A | 1065 | 4 | 4 | WATMLL_W5 | TRINDAD1_5 | FROM_TO | 73521.13 | 76091.32 | -1390.64 | 0 | 1197.457 | 2508.052 | -0.25366 | 0.058101 | -0.32223 | 0.083719 | 294.6689 | -506.133 | 0 | 1235.994 | 2003.11 | 1235.994 | 5022.401 | 1232.399 | 1597.74 | 1312.672 | 5627.461 | 1348.691 | 3031.844 | 1349.758 | 3227.002 | Competitive | Competitive | 1 | TRUE | FALSE | 1 | Non-Competitive | 1.1095 | Non-Competitive
DBBSVEN5 510__A TO_FROM | DBBSVEN5 | 510__A | 1065 | 4 | 4 | WATMLL_W5 | TRINDAD1_5 | TO_FROM | 73521.13 | 63205.12 | -60.5877 | 0 | 2653.863 | 1197.457 | -0.0581 | 0.25366 | -0.08372 | 0.32223 | 1533.535 | 706.3025 | 2647.03 | 1951.629 | 1721.157 | 5022.401 | 1721.157 | 1505.806 | 1713.325 | 5627.461 | 1721.157 | 2969.95 | 1782.33 | 3195.816 | 1784.66 | Non-Competitive | Non-Competitive | 0 | TRUE | FALSE | 1 | Non-Competitive | 1.1095 | Non-Competitive
DBBSVEN5 520__A FROM_TO | DBBSVEN5 | 520__A | 1065 | 4 | 4 | TRICRN1_5 | TRINDAD2_5 | FROM_TO | 73521.13 | 75700.8 | -1814.96 | 0 | 1445.122 | 2414.419 | -0.20201 | 0.083943 | -0.346 | 0.14633 | 347.3562 | -844.561 | 0 | 1332.214 | 1420.651 | 1367.678 | 3682.029 | 1331.907 | 1369.422 | 1759.176 | 5002.163 | 1579.099 | 2112.053 | 1579.205 | 2137.072 | Competitive | Competitive | 1 | TRUE | FALSE | 1 | Non-Competitive | 0.93 | Non-Competitive
DBBSVEN5 520__A TO_FROM | DBBSVEN5 | 520__A | 1065 | 4 | 4 | TRICRN1_5 | TRINDAD2_5 | TO_FROM | 73521.13 | 66759.88 | 4.8976 | 0 | 2266.524 | 1445.122 | -0.08394 | 0.20201 | -0.14633 | 0.346 | 1693.329 | 850.9998 | 2647.03 | 1325.86 | 1723.576 | 3682.029 | 1733.978 | 1279.699 | 1723.058 | 5002.163 | 1906.515 | 2041.347 | 1888.878 | 2065.161 | 1889.027 | Competitive | Competitive | 0 | TRUE | TRUE | 1 | Competitive | 0.93 | Competitive
DBCESND5 AUSTRO_AT1H FROM_TO | DBCESND5 | AUSTRO_AT1H | 480 | 2 | 2 | L_AUSTRO5_1Y | AUSTRO1_1KV | FROM_TO | 73521.13 | 73204.08 | 177.6164 | 0 | 1649.254 | 4829.501 | -0.22592 | 0.028287 | -0.31994 | 0.06458 | 581.5287 | 296.2667 | 0 | 3545.394 | 4862.512 | 1349.382 | 5348.129 | 1067.516 | 4486.371 | 3199.353 | 9077.754 | 1165.154 | 4991.106 | 1312.814 | 5000.742 | Non-Competitive | Non-Competitive | 0 | TRUE | FALSE | 1 | Non-Competitive | 1.023 | Non-Competitive
DBCESND5 AUSTRO_AT1H TO_FROM | DBCESND5 | AUSTRO_AT1H | 480 | 2 | 2 | L_AUSTRO5_1Y | AUSTRO1_1KV | TO_FROM | 73521.13 | 82602.53 | -623.365 | 0 | 4829.501 | 1649.255 | -0.02829 | 0.22592 | -0.06458 | 0.31994 | -18.3515 | -420.323 | 0 | 4862.512 | 3545.394 | 5348.129 | 1411.08 | 3917.637 | 1145.466 | 9077.754 | 3199.353 | 4971.352 | 1229.741 | 5000.742 | 1361.282 | Competitive | Competitive | 1 | TRUE | FALSE | 1 | Non-Competitive | 1.023 | Non-Competitive
DBNBSYC5 6120__C FROM_TO | DBNBSYC5 | 6120__C | 213 | 2 | 2 | EDGECLF2_8 | ROGERS2_8 | FROM_TO | 73521.13 | 73188.08 | -183.14 | 0 | 1135.132 | 2170.279 | -0.0337 | 0.038979 | -0.30573 | 0.51889 | 301.0224 | -44.03 | 0 | 1454.643 | 10000 | 1142.063 | 7752.797 | 1161.752 | 1245.078 | 1442.365 | 10000 | 1244.43 | 4041.6 | 1233.027 | 9070.271 | Non-Competitive | Non-Competitive | 0 | TRUE | FALSE | 1 | Non-Competitive | 0.969 | Non-Competitive
DBNBSYC5 6120__C TO_FROM | DBNBSYC5 | 6120__C | 213 | 2 | 2 | EDGECLF2_8 | ROGERS2_8 | TO_FROM | 73521.13 | 73420.24 | -263.087 | 0 | 2170.279 | 1135.132 | -0.03898 | 0.033704 | -0.51889 | 0.30573 | 264.0523 | -1.4656 | 1983.03 | 10000 | 2295.541 | 7752.797 | 2256.376 | 1197.167 | 2260.682 | 10000 | 2435.999 | 4001.544 | 2222.483 | 9070.271 | 2215.927 | Competitive | Non-Competitive | 0 | TRUE | FALSE | 1 | Non-Competitive | 0.969 | Non-Competitive
DBRAVAL8 E1_M1_1 FROM_TO | DBRAVAL8 | E1_M1_1 | 214 | 0 | 0 | FIVE_PTS | WSTSIDE | FROM_TO | 73521.13 | 73858.86 | 43.7549 | 0 | 1255.317 | 780.178 | -0.05352 | 0.099154 | -0.30252 | 0.4478 | 110.8822 | -4.2534 | 0 | 10000 | 10000 | 10000 | 10000 | 9020.254 | 5451.216 | 10000 | 10000 | 9983.486 | 9220.005 | 10000 | 10000 | Competitive | Competitive | 1 | TRUE | FALSE | 1 | Non-Competitive | 0.703 | Non-Competitive
DBRAVAL8 E1_M1_1 TO_FROM | DBRAVAL8 | E1_M1_1 | 214 | 0 | 0 | FIVE_PTS | WSTSIDE | TO_FROM | 73521.13 | 73741.37 | -198.328 | 0 | 757.047 | 1280.315 | -0.09915 | 0.053521 | -0.4478 | 0.30252 | 115.3919 | -14.7314 | 0 | 10000 | 10000 | 10000 | 10000 | 4050.992 | 9045.62 | 10000 | 10000 | 8776.645 | 9983.549 | 10000 | 10000 | Competitive | Competitive | 1 | TRUE | FALSE | 1 | Non-Competitive | 0.703 | Non-Competitive
DB_DAIR8 ALAZAN_B_DAVI1_1 FROM_TO | DB_DAIR8 | ALAZAN_B_DAVI1_1 | 876 | 3 | 3 | B_DAVIS4A | ALAZAN4A | FROM_TO | 73521.13 | 75480.41 | -128.475 | 0 | 1653.255 | 1577.362 | -0.11969 | 0.41589 | -0.35963 | 0.41589 | 172.3829 | -86.3669 | 0 | 4027.792 | 4669.277 | 10000 | 5783.235 | 3881.168 | 814.463 | 10000 | 10000 | 7944.325 | 5473.645 | 7951.937 | 7180.064 | Competitive | Competitive | 1 | TRUE | FALSE | 1 | Non-Competitive | 0.6955 | Non-Competitive
DB_DAIR8 ALAZAN_B_DAVI1_1 TO_FROM | DB_DAIR8 | ALAZAN_B_DAVI1_1 | 876 | 3 | 3 | B_DAVIS4A | ALAZAN4A | TO_FROM | 73521.13 | 75304.25 | -169.189 | 0 | 1314.468 | 1699.473 | -0.41588 | 0.11968 | -0.41588 | 0.35963 | 132.9783 | -17.4009 | 0 | 1849.373 | 4584.61 | 2279.029 | 10000 | 613.387 | 4406.435 | 10000 | 10000 | 1765.372 | 8100.895 | 1939.335 | 8108.734 | Competitive | Competitive | 1 | TRUE | FALSE | 1 | Non-Competitive | 0.6955 | Non-Competitive
DB_DAIR8 N_SHARPE_PS1 FROM_TO | DB_DAIR8 | N_SHARPE_PS1 | 222 | 3 | 3 | N_SHARPE4A | N_SHARPE4B | FROM_TO | 73521.13 | 92690.8 | 0 | 0 | 0 | 0 | 0 | 0 | 0 | 0 | 0 | 0 | 0 | [10 empty] | 0 | 0 | Competitive | Competitive | 1 | FALSE | TRUE | 1 | Non-Competitive | 0.711 | Non-Competitive
DB_DAIR8 N_SHARPE_PS1 TO_FROM | DB_DAIR8 | N_SHARPE_PS1 | 222 | 3 | 3 | N_SHARPE4A | N_SHARPE4B | TO_FROM | 73521.13 | 92690.8 | 0 | 0 | 0 | 0 | 0 | 0 | 0 | 0 | 0 | 0 | 0 | [10 empty] | 0 | 0 | Competitive | Competitive | 1 | FALSE | TRUE | 1 | Non-Competitive | 0.711 | Non-Competitive
DCAGBRA5 M3_G2_1 FROM_TO | DCAGBRA5 | M3_G2_1 | 296 | 2 | 2 | HAMWOLF | MED_CTR | FROM_TO | 73521.13 | 74429.26 | -222.328 | 0 | 935.737 | 1767.764 | -0.0108 | 0.051063 | -0.38314 | 0.504 | -65.1163 | -223.385 | 0 | 10000 |  | 7708.782 | 1744.978 | 6614.551 | 938.292 | 10000 | 5619.928 | 8174.612 | 1145.919 | 8660.868 | 1923.866 | Competitive | Competitive | 1 | TRUE | FALSE | 1 | Non-Competitive | 0.719 | Non-Competitive
DCAGBRA5 M3_G2_1 TO_FROM | DCAGBRA5 | M3_G2_1 | 296 | 2 | 2 | HAMWOLF | MED_CTR | TO_FROM | 73521.13 | 73615.79 | 138.1793 | 0 | 1702.391 | 935.737 | -0.05106 | 0.010801 | -0.504 | 0.38314 | 248.2932 | 186.2985 | 0 |  | 10000 | 1569.737 | 10000 | 842.58 | 8521.218 | 5619.928 | 10000 | 1057.178 | 9415.114 | 1769.075 | 10000 | Competitive | Competitive | 1 | TRUE | FALSE | 1 | Non-Competitive | 0.719 | Non-Competitive
DCAGBRA5 N5_P4_1 FROM_TO | DCAGBRA5 | N5_P4_1 | 1195 | 2 | 2 | SKYLINE_5 | SPRUCE | FROM_TO | 73521.13 | 74426.65 | -736.352 | 0 | 3157.584 | 3082.061 | -0.39136 | 0.042474 | -0.39136 | 0.059167 | 842.3327 | -85.0818 | 0 | 3624.443 | 3767.987 | 2585.185 | 10000 | 1053.33 | 3425.063 | 3723.634 | 10000 | 1685.115 | 7357.692 | 3428.682 | 7378.734 | Competitive | Competitive | 1 | TRUE | FALSE | 1 | Non-Competitive | 0.6875 | Non-Competitive
DCAGBRA5 N5_P4_1 TO_FROM | DCAGBRA5 | N5_P4_1 | 1195 | 2 | 2 | SKYLINE_5 | SPRUCE | TO_FROM | 73521.13 | 84835.94 | -165.32 | 0 | 3082.036 | 3157.583 | -0.04247 | 0.39137 | -0.05917 | 0.39137 | 661.9744 | -304.854 | 0 | 3110.402 | 4440.789 | 10000 | 3033.503 | 2842.477 | 1249.471 | 10000 | 4580.131 | 6685.173 | 2048.446 | 6705.061 | 4102.237 | Competitive | Competitive | 1 | TRUE | FALSE | 1 | Non-Competitive | 0.6875 | Non-Competitive
DCAGBRA5 N5_P4_2_1 FROM_TO | DCAGBRA5 | N5_P4_2_1 | 1195 | 2 | 2 | SKYLINE_5 | SPRUCE | FROM_TO | 73521.13 | 74426.65 | -736.352 | 0 | 3157.584 | 3082.061 | -0.39136 | 0.042474 | -0.39136 | 0.059167 | 842.3327 | -85.0818 | 0 | 3624.443 | 3767.987 | 2585.185 | 10000 | 1053.33 | 3425.063 | 3723.634 | 10000 | 1685.115 | 7357.692 | 3428.682 | 7378.734 | Competitive | Competitive | 1 | TRUE | FALSE | 1 | Non-Competitive | 0.7735 | Non-Competitive
DCAGBRA5 N5_P4_2_1 TO_FROM | DCAGBRA5 | N5_P4_2_1 | 1195 | 2 | 2 | SKYLINE_5 | SPRUCE | TO_FROM | 73521.13 | 84835.94 | -165.32 | 0 | 3082.036 | 3157.583 | -0.04247 | 0.39137 | -0.05917 | 0.39137 | 661.9744 | -304.854 | 0 | 3110.402 | 4440.789 | 10000 | 3033.503 | 2842.477 | 1249.471 | 10000 | 4580.131 | 6685.173 | 2048.446 | 6705.061 | 4102.237 | Competitive | Competitive | 1 | TRUE | FALSE | 1 | Non-Competitive | 0.7735 | Non-Competitive
DCAGWS28 E1_M1_1 FROM_TO | DCAGWS28 | E1_M1_1 | 214 | 6 | 6 | FIVE_PTS | WSTSIDE | FROM_TO | 73521.13 | 73411.9 | 220.3471 | 0 | 1284.721 | 602.254 | -0.12362 | 0.047794 | -0.58551 | 0.26526 | 278.2257 | 194.7298 | 0 | 10000 | 10000 | 10000 | 10000 | 1068.052 | 8843.431 | 10000 | 10000 | 5892.524 | 9871.564 | 10000 | 10000 | Non-Competitive | Non-Competitive | 0 | TRUE | FALSE | 1 | Non-Competitive | 0.664 | Non-Competitive
DCAGWS28 E1_M1_1 TO_FROM | DCAGWS28 | E1_M1_1 | 214 | 6 | 6 | FIVE_PTS | WSTSIDE | TO_FROM | 73521.13 | 74265.62 | -319.573 | 0 | 614.218 | 1372.772 | -0.04779 | 0.12362 | -0.26526 | 0.58551 | 11.8346 | -222.792 | 0 | 10000 | 10000 | 10000 | 10000 | 8722.419 | 1202.702 | 10000 | 10000 | 9866.575 | 6220.458 | 10000 | 10000 | Competitive | Competitive | 1 | TRUE | FALSE | 1 | Non-Competitive | 0.664 | Non-Competitive
DCALCAG5 N5_P4_2_1 FROM_TO | DCALCAG5 | N5_P4_2_1 | 1195 | 2 | 2 | SKYLINE_5 | SPRUCE | FROM_TO | 73521.13 | 74426.65 | -736.352 | 0 | 3157.584 | 3082.061 | -0.39136 | 0.042474 | -0.39136 | 0.059167 | 842.3327 | -85.0818 | 0 | 3624.443 | 3767.987 | 2585.185 | 10000 | 1053.33 | 3425.063 | 3723.634 | 10000 | 1685.115 | 7357.692 | 3428.682 | 7378.734 | Competitive | Competitive | 1 | TRUE | FALSE | 1 | Non-Competitive | 0.6715 | Non-Competitive
DCALCAG5 N5_P4_2_1 TO_FROM | DCALCAG5 | N5_P4_2_1 | 1195 | 2 | 2 | SKYLINE_5 | SPRUCE | TO_FROM | 73521.13 | 84835.94 | -165.32 | 0 | 3082.036 | 3157.583 | -0.04247 | 0.39137 | -0.05917 | 0.39137 | 661.9744 | -304.854 | 0 | 3110.402 | 4440.789 | 10000 | 3033.503 | 2842.477 | 1249.471 | 10000 | 4580.131 | 6685.173 | 2048.446 | 6705.061 | 4102.237 | Competitive | Competitive | 1 | TRUE | FALSE | 1 | Non-Competitive | 0.6715 | Non-Competitive
DCHB_KG5 CBYRNG87_A FROM_TO | DCHB_KG5 | CBYRNG87_A | 526 | 2 | 2 | CEDARP__138B | STRANG__138X | FROM_TO | 73521.13 | 73007.8 | -74.9146 | 0 | 1804.106 | 2060.043 | -0.19566 | 0.20499 | -0.40785 | 0.21875 | 735.421 | -68.0758 | 0 | 3855.021 | 4052.482 | 3985.529 | 6028.302 | 3160.01 | 4042.863 | 4466.257 | 6171.721 | 4512.191 | 5529.473 | 4548.778 | 5529.158 | Non-Competitive | Non-Competitive | 0 | TRUE | FALSE | 1 | Non-Competitive | 0.7105 | Non-Competitive
DCHB_KG5 CBYRNG87_A TO_FROM | DCHB_KG5 | CBYRNG87_A | 526 | 2 | 2 | CEDARP__138B | STRANG__138X | TO_FROM | 73521.13 | 74794.2 | -406.47 | 0 | 2060.044 | 1804.105 | -0.20499 | 0.19566 | -0.21875 | 0.40785 | 231.846 | -270.685 | 3419.83 | 4052.482 | 3855.021 | 6028.302 | 3985.529 | 4042.863 | 3250.846 | 6171.721 | 4466.257 | 5529.473 | 4513.614 | 5529.158 | 4548.778 | Competitive | Competitive | 1 | TRUE | FALSE | 1 | Non-Competitive | 0.7105 | Non-Competitive
DCHB_KG5 CTRPHR97_A FROM_TO | DCHB_KG5 | CTRPHR97_A | 1435 | 2 | 2 | CENTER__345A | P_H_R___345E | FROM_TO | 73521.13 | 65785 | -1069.07 | 0 | 3820.359 | 1109.876 | -0.09808 | 0.63054 | -0.13809 | 0.63054 | 2227.32 | 684.2235 | 94.83 | 3607.262 | 1411.987 | 4267.992 | 2103.707 | 3591.944 | 871.284 | 5559.356 | 7231.913 | 4723.516 | 1301.519 | 4724.183 | 1858.961 | Non-Competitive | Non-Competitive | 0 | TRUE | FALSE | 1 | Non-Competitive | 0.711 | Non-Competitive
DCHB_KG5 CTRPHR97_A TO_FROM | DCHB_KG5 | CTRPHR97_A | 1435 | 2 | 2 | CENTER__345A | P_H_R___345E | TO_FROM | 73521.13 | 74140.78 | -903.854 | 0 | 1109.876 | 3820.364 | -0.63054 | 0.098079 | -0.63054 | 0.13809 | 1040.774 | -863.035 | 0 | 1142.095 | 3607.262 | 1787.565 | 4267.992 | 747.115 | 3591.944 | 7231.913 | 5559.356 | 1112.444 | 4723.516 | 1576.274 | 4724.183 | Competitive | Competitive | 1 | TRUE | FALSE | 1 | Non-Competitive | 0.711 | Non-Competitive
DCHB_KG5 EXNLH_03_A FROM_TO | DCHB_KG5 | EXNLH_03_A | 377 | 2 | 2 | EXXON___138A | LYNCH___138A | FROM_TO | 73521.13 | 72864.62 | -372.166 | 0 | 1847.69 | 1717.38 | -0.08761 | 0.30218 | -0.45804 | 0.30218 | 660.9292 | -307.264 | 0 | 3336.112 | 2213.937 | 3767.414 | 2747.559 | 3209.214 | 981.012 | 5639.837 | 3171.817 | 3965.669 | 2054.207 | 3975.912 | 2597.011 | Competitive | Non-Competitive | 0 | TRUE | FALSE | 1 | Non-Competitive | 0.6875 | Non-Competitive
DCHB_KG5 EXNLH_03_A TO_FROM | DCHB_KG5 | EXNLH_03_A | 377 | 2 | 2 | EXXON___138A | LYNCH___138A | TO_FROM | 73521.13 | 73422.75 | -335.628 | 0 | 1717.381 | 1847.69 | -0.30218 | 0.087605 | -0.30218 | 0.45804 | 406.7273 | -406.832 | 0 | 2213.937 | 3336.112 | 2747.559 | 3767.414 | 861.617 | 3219.992 | 3171.817 | 5639.837 | 1991.851 | 3965.792 | 2597.011 | 3975.912 | Competitive | Non-Competitive | 0 | TRUE | FALSE | 1 | Non-Competitive | 0.6875 | Non-Competitive
DCICME58 E3_S1_1 FROM_TO | DCICME58 | E3_S1_1 | 287 | 0 | 0 | HOWARD | SOMERSET | FROM_TO | 73521.13 | 73625.53 | -8.7009 | 0 | 1716.12 | 481.404 | -0.10861 | 0.07033 | -0.62775 | 0.13274 | 221.461 | 51.2574 | 0 | 10000 | 7867.066 | 10000 | 10000 | 3898.117 | 3478.556 | 10000 | 10000 | 9402.561 | 8884.444 | 10000 | 9384.46 | Competitive | Competitive | 1 | TRUE | FALSE | 1 | Non-Competitive | 0.758 | Non-Competitive
DCICME58 E3_S1_1 TO_FROM | DCICME58 | E3_S1_1 | 287 | 0 | 0 | HOWARD | SOMERSET | TO_FROM | 73521.13 | 75284.61 | -135.582 | 0 | 481.404 | 1716.12 | -0.07033 | 0.10861 | -0.13274 | 0.62775 | 54.5083 | -85.175 | 0 | 6483.624 | 10000 | 9008.694 | 10000 | 1565.861 | 4037.53 | 8902.931 | 10000 | 7219.684 | 9431.078 | 8558.152 | 10000 | Competitive | Competitive | 1 | TRUE | FALSE | 1 | Non-Competitive | 0.758 | Non-Competitive
DCLEZOR5 428T428_1 FROM_TO | DCLEZOR5 | 428T428_1 | 227 | 2 | 2 | L_SEGUIN8_1Y | L_SEGUWE8_1Y | FROM_TO | 73521.13 | 72912.72 | 146.4995 | 0 | 1586.582 | 1604.365 | -0.05299 | 0.023939 | -0.60162 | 0.25915 | 593.2537 | 304.6486 | 0 | 10000 | 6185.483 | 1256.416 | 4763.759 | 1059.699 | 4139.836 | 2703.263 | 10000 | 1170.674 | 6117.193 | 1252.841 | 6482.447 | Competitive | Non-Competitive | 0 | TRUE | FALSE | 0 | Non-Competitive | 1.4845 | Non-Competitive
DCLEZOR5 428T428_1 TO_FROM | DCLEZOR5 | 428T428_1 | 227 | 2 | 2 | L_SEGUIN8_1Y | L_SEGUWE8_1Y | TO_FROM | 73521.13 | 74534.59 | -437.572 | 0 | 1517.196 | 1546.442 | -0.02394 | 0.052993 | -0.25915 | 0.60162 | -32.8294 | -61.3182 | 2647.03 | 6101.57 | 10000 | 4299.325 | 1502.227 | 3602.254 | 1261.109 | 10000 | 2703.263 | 5684.299 | 1366.079 | 6107.963 | 1453.624 | Competitive | Competitive | 1 | TRUE | FALSE | 1 | Non-Competitive | 1.4845 | Non-Competitive
DCLEZOR5 MARION_4AT2 FROM_TO | DCLEZOR5 | MARION_4AT2 | 478 | 2 | 2 | L_MARION5_1Y | L_MARION8_1Y | FROM_TO | 73521.13 | 73582.39 | -4.3886 | 0 | 1367.467 | 1222.439 | -0.02593 | 0.069309 | -0.38547 | 0.069309 | 449.6143 | 105.5731 | 0 | 1968.039 | 10000 | 2143.653 | 2295.255 | 1224.521 | 1346.159 | 3758.537 | 3307.047 | 2259.363 | 2150.533 | 2874.648 | 2646.504 | Competitive | Competitive | 1 | TRUE | FALSE | 1 | Non-Competitive | 0.8125 | Non-Competitive
DCLEZOR5 MARION_4AT2 TO_FROM | DCLEZOR5 | MARION_4AT2 | 478 | 2 | 2 | L_MARION5_1Y | L_MARION8_1Y | TO_FROM | 73521.13 | 79029.45 | -421.937 | 0 | 1238.828 | 1207.202 | -0.06931 | 0.025932 | -0.06931 | 0.38547 | 138.364 | -295.545 | 0 | 10000 | 2312.122 | 2295.255 | 2553.591 | 1178.836 | 1385.514 | 3307.047 | 3900.033 | 2043.735 | 2568.88 | 2646.504 | 3275.079 | Competitive | Competitive | 1 | TRUE | FALSE | 1 | Non-Competitive | 0.8125 | Non-Competitive
DCMTBNB8 6495__C FROM_TO | DCMTBNB8 | 6495__C | 213 | 2 | 2 | SAGINAW1_8 | AM_MFG_T8 | FROM_TO | 73521.13 | 73499.04 | 131.0057 | 0 | 2008.944 | 1140.533 | -0.01147 | 0.016128 | -0.89792 | 0.051348 | 232.8379 | 182.6844 | 0 |  |  | 10000 | 10000 | 929.148 | 4255.657 | 10000 | 10000 | 1814.172 | 7790.24 | 10000 | 10000 | Competitive | Non-Competitive | 0 | FALSE | FALSE | 1 | Non-Competitive | 0.664 | Non-Competitive
DCMTBNB8 6495__C TO_FROM | DCMTBNB8 | 6495__C | 213 | 2 | 2 | SAGINAW1_8 | AM_MFG_T8 | TO_FROM | 73521.13 | 80511.54 | -227.456 | 0 | 1140.533 | 2582.733 | -0.01613 | 0.011472 | -0.05135 | 0.89792 | -124.49 | -191.034 | 0 |  |  | 8004.967 | 10000 | 2303.996 | 989.735 | 7343.277 | 10000 | 6107.885 | 1912.993 | 8528.735 | 10000 | Competitive | Competitive | 1 | FALSE | FALSE | 1 | Non-Competitive | 0.664 | Non-Competitive
DCNSLHS8 3655__B FROM_TO | DCNSLHS8 | 3655__B | 287 | 3 | 3 | PRCKSW1_8 | PRCK1_8 | FROM_TO | 73521.13 | 73579.95 | -132.738 | 0 | 2403.476 | 1293.725 | -0.01551 | 0.10605 | -0.76532 | 0.21979 | 238.759 | 76.6915 | 0 | 4382.676 |  | 7040.852 | 10000 | 3670.469 | 1049.916 | 10000 | 10000 | 6420.324 | 3627.09 | 7117.217 | 10000 | Competitive | Competitive | 1 | TRUE | FALSE | 1 | Non-Competitive | 0.734 | Non-Competitive
DCNSLHS8 3655__B TO_FROM | DCNSLHS8 | 3655__B | 287 | 3 | 3 | PRCKSW1_8 | PRCK1_8 | TO_FROM | 73521.13 | 74217.01 | -55.6693 | 0 | 1293.725 | 2294.06 | -0.10606 | 0.015511 | -0.21979 | 0.76532 | 133.6261 | -31.1922 | 0 |  | 4382.676 | 10000 | 7040.852 | 817.018 | 3942.917 | 10000 | 10000 | 2939.57 | 6587.014 | 10000 | 7117.217 | Competitive | Competitive | 1 | TRUE | FALSE | 1 | Non-Competitive | 0.734 | Non-Competitive
DCNSLHS8 3660__A FROM_TO | DCNSLHS8 | 3660__A | 304 | 3 | 3 | LKHB_E8 | PRCKSW1_8 | FROM_TO | 73521.13 | 74097.72 | 17.1091 | 0 | 3099.953 | 1424.74 | -0.0023 | 0.17553 | -0.10153 | 0.17636 | 245.2197 | 20.8548 | 0 | 10000 |  | 10000 | 6146.656 | 6094.478 | 4741.682 | 10000 | 6146.656 | 9853.41 | 6723.04 | 10000 | 7080.587 | Competitive | Competitive | 1 | TRUE | FALSE | 1 | Non-Competitive | 0.711 | Non-Competitive
DCNSLHS8 3660__A TO_FROM | DCNSLHS8 | 3660__A | 304 | 3 | 3 | LKHB_E8 | PRCKSW1_8 | TO_FROM | 73521.13 | 75345.99 | -56.7672 | 0 | 1380.469 | 3139.191 | -0.17553 | 0.002298 | -0.17636 | 0.10153 | -35.2629 | -46.5748 | 5931.83 |  | 10000 | 6146.656 | 10000 | 4741.682 | 6425.569 | 6146.656 | 10000 | 6723.04 | 9864.383 | 7080.587 | 10000 | Competitive | Competitive | 1 | TRUE | FALSE | 1 | Non-Competitive | 0.711 | Non-Competitive
DCPSES12 440__A FROM_TO | DCPSES12 | 440__A | 1072 | 0 | 0 | L_AUSTRO5_1Y | SAND_TXU_5 | FROM_TO | 73521.13 | 77258.39 | -1088.51 | 0 | 1126.278 | 3163.261 | -0.16272 | 0.12455 | -0.20604 | 0.1676 | 405.6599 | 528.9799 | 2647.03 | 1336.076 | 2200.989 | 1514.615 | 2388.701 | 1177.317 | 2200.989 | 1550.635 | 7994.483 | 1475.799 | 2867.467 | 1517.968 | 2867.467 | Competitive | Competitive | 1 | TRUE | FALSE | 1 | Non-Competitive | 0.8595 | Non-Competitive
DCPSES12 440__A TO_FROM | DCPSES12 | 440__A | 1072 | 0 | 0 | L_AUSTRO5_1Y | SAND_TXU_5 | TO_FROM | 73521.13 | 64076.45 | -662.193 | 0 | 2928.107 | 1126.278 | -0.12455 | 0.16272 | -0.1676 | 0.20604 | 2324.798 | 596.4764 | 0 | 1739.755 | 1564.817 | 2277.649 | 1769.158 | 1739.755 | 1354.184 | 7994.483 | 1817.126 | 2388.167 | 1704.644 | 2388.167 | 1759.037 | Non-Competitive | Competitive | 0 | TRUE | TRUE | 1 | Competitive | 0.8595 | Competitive
DCPSES12 591__A FROM_TO | DCPSES12 | 591__A | 280 | 0 | 0 | CRLTN_NW_E8 | TNLAKEPNTE1 | FROM_TO | 73521.13 | 73622.82 | -170.402 | 0 | 2804.183 | 1091.639 | -0.09741 | 0.013922 | -0.58028 | 0.11854 | 221.0882 | 34.8395 | 0 |  | 6035.782 | 2940.059 | 6035.782 | 1313.514 | 2097.677 | 2900.749 | 10000 | 1973.213 | 2842.549 | 2797.093 | 5046.141 | Competitive | Competitive | 1 | TRUE | FALSE | 1 | Non-Competitive | 0.9845 | Non-Competitive
DCPSES12 591__A TO_FROM | DCPSES12 | 591__A | 280 | 0 | 0 | CRLTN_NW_E8 | TNLAKEPNTE1 | TO_FROM | 73521.13 | 74278.99 | -159.453 | 0 | 1140.926 | 2945.259 | -0.01392 | 0.09741 | -0.11854 | 0.58028 | 187.4601 | 31.1851 | 0 | 4240.871 |  | 4601.362 | 3124.441 | 1047.874 | 1379.521 | 5245.867 | 2900.749 | 1628.857 | 2038.567 | 3646.334 | 2898.85 | Competitive | Competitive | 1 | TRUE | FALSE | 1 | Non-Competitive | 0.9845 | Non-Competitive
DCPSES12 SINTON_SKIDMO1_1 FROM_TO | DCPSES12 | SINTON_SKIDMO1_1 | 38 | 0 | 0 | SKIDMORE2A | SINTON2A | FROM_TO | 73521.13 | 73457.85 | -13.5333 | 0 | 1355.754 | 1494.151 | -0.02217 | 0.004639 | -0.21403 | 0.40403 | 51.5449 | 7.8717 | 0 |  | 5644.313 | 6629.718 | 2556.16 | 1006.043 | 1933.236 | 5789.415 | 2715.747 | 1599.733 | 2962.502 | 5591.294 | 3009.665 | Competitive | Non-Competitive | 0 | TRUE | FALSE | 1 | Non-Competitive | 1.0235 | Non-Competitive
DCPSES12 SINTON_SKIDMO1_1 TO_FROM | DCPSES12 | SINTON_SKIDMO1_1 | 38 | 0 | 0 | SKIDMORE2A | SINTON2A | TO_FROM | 73521.13 | 73568.49 | -46.2697 | 0 | 1562.959 | 1355.754 | -0.00464 | 0.022175 | -0.40404 | 0.21403 | 18.0817 | -30.7857 | 0 | 5644.313 |  | 1316.161 | 6773.62 | 1091.078 | 1221.203 | 1866.074 | 5963.281 | 1695.232 | 1969.789 | 1716.427 | 5709.439 | Competitive | Competitive | 1 | TRUE | FALSE | 1 | Non-Competitive | 1.0235 | Non-Competitive
DCPSJON5 152__A FROM_TO | DCPSJON5 | 152__A | 1065 | 4 | 4 | WLFHOLW_5 | ROCKYCRK_5 | FROM_TO | 73521.13 | 70569.56 | 141.7528 | 0 | 1578.221 | 2051.692 | -0.03219 | 0.29741 | -0.18532 | 0.29741 | 1580.614 | 254.5729 | 0 | 1884.74 | 5006.19 | 5583.163 | 1916.567 | 1770.095 | 1353.708 | 5583.163 | 2970.144 | 3196.816 | 1752.717 | 3205.28 | 2188.941 | Non-Competitive | Non-Competitive | 0 | TRUE | FALSE | 1 | Non-Competitive | 1.414 | Non-Competitive
DCPSJON5 152__A TO_FROM | DCPSJON5 | 152__A | 1065 | 4 | 4 | WLFHOLW_5 | ROCKYCRK_5 | TO_FROM | 73521.13 | 76077.9 | -1472.75 | 0 | 2051.692 | 1571.202 | -0.29741 | 0.032193 | -0.29741 | 0.18532 | 311.2419 | -730.024 | 4345.63 | 5006.19 | 3339.675 | 1916.567 | 5583.163 | 1318.044 | 3065.714 | 2970.144 | 5583.163 | 1727.158 | 4217.359 | 2188.941 | 4229.525 | Competitive | Competitive | 1 | TRUE | FALSE | 1 | Non-Competitive | 1.414 | Non-Competitive
DCRLPTE5 820__D FROM_TO | DCRLPTE5 | 820__D | 324 | 2 | 2 | FRISCO | COLLINSS1_8 | FROM_TO | 73521.13 | 74038.22 | -248.165 | 0 | 1094.224 | 2211.349 | -0.04691 | 0.14851 | -0.14195 | 0.81177 | 251.1989 | -94.8503 | 0 | 3958.573 | 2683.486 | 6157.722 | 2740.723 | 931.153 | 2354.434 | 10000 | 2614.421 | 2310.977 | 2716.606 | 5568.383 | 2708.813 | Competitive | Competitive | 1 | TRUE | FALSE | 1 | Non-Competitive | 0.992 | Non-Competitive
DCRLPTE5 820__D TO_FROM | DCRLPTE5 | 820__D | 324 | 2 | 2 | FRISCO | COLLINSS1_8 | TO_FROM | 73521.13 | 73419.33 | -234.064 | 0 | 2211.349 | 1094.225 | -0.14851 | 0.046909 | -0.81177 | 0.14195 | 385.6672 | -28.7608 | 0 | 2297.625 | 5053.129 | 2361.048 | 10000 | 2108.414 | 1717.937 | 2199.203 | 10000 | 2356.519 | 3653.245 | 2327.257 | 6745.939 | Competitive | Non-Competitive | 0 | TRUE | FALSE | 1 | Non-Competitive | 0.992 | Non-Competitive
DDECSPR8 CKT_1013_1 FROM_TO | DDECSPR8 | CKT_1013_1 | 480 | 2 | 2 | MCNEILW | DECK_MB3 | FROM_TO | 73521.13 | 76882.06 | -504.622 | 0 | 1097.429 | 1672.588 | -0.1599 | 0.05882 | -0.1599 | 0.11886 | -37.3675 | -271.931 | 0 | 10000 | 6660.265 | 10000 | 9720.429 | 1167.664 | 2060.168 | 10000 | 9684.724 | 6579.036 | 8098.295 | 10000 | 9025.801 | Competitive | Competitive | 1 | TRUE | FALSE | 1 | Non-Competitive | 1.211 | Non-Competitive
DDECSPR8 CKT_1013_1 TO_FROM | DDECSPR8 | CKT_1013_1 | 480 | 2 | 2 | MCNEILW | DECK_MB3 | TO_FROM | 73521.13 | 73358.31 | 128.9999 | 0 | 1672.588 | 1050.462 | -0.05882 | 0.1599 | -0.11886 | 0.1599 | 498.2706 | 181.3556 | 0 | 6660.265 | 10000 | 9720.429 | 10000 | 1933.243 | 1949.451 | 9684.724 | 10000 | 8036.614 | 8079.368 | 9025.801 | 10000 | Competitive | Non-Competitive | 0 | TRUE | FALSE | 1 | Non-Competitive | 1.211 | Non-Competitive
DDILSAN8 BIG_FO_PLEASA1_1 FROM_TO | DDILSAN8 | BIG_FO_PLEASA1_1 | 122 | 4 | 4 | PLEASANT4A | BIG_FOOT4A | FROM_TO | 73521.13 | 73544.78 | -96.4332 | 0 | 1734.367 | 985.437 | -0.1649 | 0.027726 | -0.31267 | 0.26032 | 113.6222 | 14.1992 | 0 | 10000 | 8545.301 | 10000 | 10000 | 2071.557 | 3311.521 | 10000 | 10000 | 6314.419 | 9407.707 | 10000 | 9743.516 | Competitive | Competitive | 1 | TRUE | FALSE | 1 | Non-Competitive | 1.016 | Non-Competitive
DDILSAN8 BIG_FO_PLEASA1_1 TO_FROM | DDILSAN8 | BIG_FO_PLEASA1_1 | 122 | 4 | 4 | PLEASANT4A | BIG_FOOT4A | TO_FROM | 73521.13 | 73450.99 | -94.9694 | 0 | 985.437 | 1853.108 | -0.02773 | 0.1649 | -0.26032 | 0.31267 | 139.0638 | -47.1527 | 0 | 6575.901 | 10000 | 8927.583 | 10000 | 1501.772 | 2224.806 | 8927.583 | 10000 | 7561.709 | 6489.728 | 8796.509 | 10000 | Competitive | Non-Competitive | 0 | TRUE | FALSE | 1 | Non-Competitive | 1.016 | Non-Competitive
DDILSAN8 JOURDN_PLEASA1_1 FROM_TO | DDILSAN8 | JOURDN_PLEASA1_1 | 38 | 4 | 4 | PLEASANT2A | JOURDNTN2A | FROM_TO | 73521.13 | 73519.69 | -3.9486 | 0 | 1761.033 | 1010.111 | -0.03187 | 0.003724 | -0.78236 | 0.14891 | 39.1251 | 18.4701 | 0 |  | 10000 | 3562.197 | 10000 | 1171.748 | 4301.016 | 6604.967 | 10000 | 2307.926 | 9111.813 | 4490.815 | 10000 | Competitive | Non-Competitive | 0 | TRUE | FALSE | 1 | Non-Competitive | 1.1015 | Non-Competitive
DDILSAN8 JOURDN_PLEASA1_1 TO_FROM | DDILSAN8 | JOURDN_PLEASA1_1 | 38 | 4 | 4 | PLEASANT2A | JOURDNTN2A | TO_FROM | 73521.13 | 73691.37 | -37.5509 | 0 | 969.618 | 1573.845 | -0.00372 | 0.031871 | -0.1489 | 0.78236 | 12.3778 | -26.6651 | 0 | 8362.909 |  | 8547.587 | 3722.792 | 1618.376 | 1282.488 | 8547.587 | 6604.967 | 6526.537 | 2499.551 | 8612.34 | 4666.642 | Competitive | Competitive | 1 | TRUE | FALSE | 1 | Non-Competitive | 1.1015 | Non-Competitive
DDILSAN8 PALDRO_PEARSAL_1 FROM_TO | DDILSAN8 | PALDRO_PEARSAL_1 | 215 | 4 | 4 | PALODUROSW8 | PEARSALLSW8 | FROM_TO | 73521.13 | 74006.74 | -251.477 | 0 | 1017.012 | 1723.624 | -0.20249 | 0.23 | -0.20249 | 0.60651 | 115.9916 | -169.935 | 0 | 1366.807 | 10000 | 5199.604 | 10000 | 704.396 | 1390.809 | 5199.604 | 10000 | 1868.786 | 8463.006 | 2358.048 | 10000 | Competitive | Competitive | 1 | TRUE | FALSE | 1 | Non-Competitive | 0.766 | Non-Competitive
DDILSAN8 PALDRO_PEARSAL_1 TO_FROM | DDILSAN8 | PALDRO_PEARSAL_1 | 215 | 4 | 4 | PALODUROSW8 | PEARSALLSW8 | TO_FROM | 73521.13 | 73459.69 | -49.8371 | 0 | 1690.468 | 1017.013 | -0.15518 | 0.20249 | -0.60651 | 0.20249 | 250.7208 | 57.4636 | 0 | 10000 | 4019.911 | 10000 | 10000 | 1291.056 | 1363.781 | 10000 | 10000 | 8383.253 | 4740.949 | 10000 | 6505.734 | Competitive | Non-Competitive | 0 | TRUE | FALSE | 1 | Non-Competitive | 0.766 | Non-Competitive
DDOWOAS5 DAN_DANE_1 FROM_TO | DDOWOAS5 | DAN_DANE_1 | 45 | 2 | 2 | DANEVANGSW9 | DANEVANGSUB9 | FROM_TO | 73521.13 | 73526.64 | 8.25 | 0 | 1453.013 | 2310.097 | -0.00634 | 0.011466 | -0.66107 | 0.27947 | 41.3757 | 4.8335 | 0 |  |  | 10000 | 5396.551 | 790.247 | 1990.529 | 10000 | 5396.551 | 882.478 | 2549.097 | 10000 | 4890.976 | Competitive | Competitive | 1 | FALSE | FALSE | 1 | Non-Competitive | 0.9375 | Non-Competitive
DDOWOAS5 DAN_DANE_1 TO_FROM | DDOWOAS5 | DAN_DANE_1 | 45 | 2 | 2 | DANEVANGSW9 | DANEVANGSUB9 | TO_FROM | 73521.13 | 73667.41 | -41.394 | 0 | 2134.989 | 1453.013 | -0.01147 | 0.006335 | -0.27947 | 0.66107 | -0.05346 | -23.515 | 0 |  |  | 5396.551 | 10000 | 1882.851 | 961.405 | 5396.551 | 10000 | 2474.193 | 1066.01 | 4890.976 | 10000 | Competitive | Competitive | 1 | FALSE | FALSE | 1 | Non-Competitive | 0.9375 | Non-Competitive
DELMSAN5 BLESSI_LOLITA1_1 FROM_TO | DELMSAN5 | BLESSI_LOLITA1_1 | 211 | 2 | 2 | BLESSING4A | LOLITA4A | FROM_TO | 73521.13 | 71969.13 | -54.7829 | 0 | 2188.586 | 735.931 | -0.31013 | 0.047651 | -0.42352 | 0.13057 | 874.3187 | 204.8069 | 0 | 2151.617 | 1486.548 | 2184.385 | 5232.535 | 1246.562 | 1248.006 | 1698.641 | 6316.384 | 1537.827 | 3951.405 | 1931.254 | 4078.653 | Competitive | Non-Competitive | 0 | TRUE | FALSE | 1 | Non-Competitive | 1.094 | Non-Competitive
DELMSAN5 BLESSI_LOLITA1_1 TO_FROM | DELMSAN5 | BLESSI_LOLITA1_1 | 211 | 2 | 2 | BLESSING4A | LOLITA4A | TO_FROM | 73521.13 | 74981.18 | -679.684 | 0 | 735.932 | 2225.669 | -0.04765 | 0.31013 | -0.13057 | 0.42352 | -88.821 | -129.161 | 1021.23 | 1048.566 | 2445.065 | 5232.535 | 2351.122 | 998.075 | 1387.59 | 6316.384 | 2038.939 | 3418.979 | 1672.073 | 3522.083 | 2089.531 | Competitive | Competitive | 1 | TRUE | FALSE | 1 | Non-Competitive | 1.094 | Non-Competitive
DELMSAN5 COLETO_KENEDS1_1 FROM_TO | DELMSAN5 | COLETO_KENEDS1_1 | 207 | 2 | 2 | COLETO4A | KENEDYSW4A | FROM_TO | 73521.13 | 73721.26 | -144.935 | 0 | 1350.295 | 1229.464 | -0.03545 | 0.088082 | -0.29523 | 0.090068 | 145.6436 | -56.334 | 0 | 1344.002 | 10000 | 1472.681 | 8928.328 | 897.764 | 1820.998 | 8263.004 | 10000 | 2935.324 | 5973.963 | 3162.214 | 9414.586 | Competitive | Competitive | 1 | TRUE | FALSE | 1 | Non-Competitive | 0.719 | Non-Competitive
DELMSAN5 COLETO_KENEDS1_1 TO_FROM | DELMSAN5 | COLETO_KENEDS1_1 | 207 | 2 | 2 | COLETO4A | KENEDYSW4A | TO_FROM | 73521.13 | 72910.13 | -162.042 | 0 | 1214.948 | 1347.996 | -0.08808 | 0.035454 | -0.09007 | 0.29523 | 260.6869 | -47.8316 | 0 | 10000 | 2022.356 | 8928.328 | 2277.174 | 1477.543 | 1235.692 | 10000 | 8263.004 | 5295.255 | 3887.111 | 9414.586 | 4149.746 | Competitive | Non-Competitive | 0 | TRUE | FALSE | 1 | Non-Competitive | 0.719 | Non-Competitive
DELMSAN5 MHONDOCR_1 FROM_TO | DELMSAN5 | MHONDOCR_1 | 127 | 2 | 2 | HONDOCREEK8 | MOORESUB8 | FROM_TO | 73521.13 | 73165.9 | -126.43 | 0 | 1415.135 | 464.463 | -0.18215 | 0.023141 | -0.2676 | 0.50317 | 222.2207 | 37.5806 | 0 | 10000 | 4334.56 | 4824.388 | 10000 | 1488.213 | 2451.678 | 7266.696 | 10000 | 4382.806 | 7264.915 | 6222.833 | 7921.085 | Competitive | Non-Competitive | 0 | TRUE | FALSE | 1 | Non-Competitive | 0.75 | Non-Competitive
DELMSAN5 MHONDOCR_1 TO_FROM | DELMSAN5 | MHONDOCR_1 | 127 | 2 | 2 | HONDOCREEK8 | MOORESUB8 | TO_FROM | 73521.13 | 73476.37 | -180.712 | 0 | 508.901 | 1482.059 | -0.02314 | 0.18215 | -0.50317 | 0.2676 | 146.9375 | -133.785 | 0 | 2695.312 | 10000 | 9058.732 | 5989.038 | 1261.957 | 1618.623 | 8969.193 | 10000 | 5626.516 | 5049.475 | 6451.142 | 7476.633 | Competitive | Non-Competitive | 0 | TRUE | FALSE | 1 | Non-Competitive | 0.75 | Non-Competitive
DELMSKY5 MAR_SKY_1 FROM_TO | DELMSKY5 | MAR_SKY_1 | 1076 | 2 | 2 | SKYLINE_5 | L_MARION5_1Y | FROM_TO | 73521.13 | 92690.8 | -2073.43 | 0 | 3969.104 | 0 | -0.11919 | 0.35269 | -0.11919 | 0.43665 | -375.399 | -430.112 | 3533.23 | 5312.715 | 986.234 | 8187.909 | 1390.049 | 5307.215 | 983.062 | 10000 | 3702.495 | 8021.859 | 962.489 | 8021.933 | 963.673 | Competitive | Competitive | 1 | TRUE | FALSE | 1 | Non-Competitive | 0.711 | Non-Competitive
DELMSKY5 MAR_SKY_1 TO_FROM | DELMSKY5 | MAR_SKY_1 | 1076 | 2 | 2 | SKYLINE_5 | L_MARION5_1Y | TO_FROM | 73521.13 | 69522.31 | 933.7193 | 0 | 0 | 3969.124 | -0.35269 | 0.11919 | -0.43665 | 0.11919 | 2944.042 | 1937.289 | 0 | 878.13 | 6589.891 | 1390.049 | 9449.212 | 867.844 | 6582.115 | 3702.495 | 10000 | 869.973 | 8806.021 | 874.757 | 8806.107 | Non-Competitive | Non-Competitive | 0 | TRUE | FALSE | 0 | Non-Competitive | 0.711 | Non-Competitive
DELMSTP5 CKT_3124_1 FROM_TO | DELMSTP5 | CKT_3124_1 | 1200 | 2 | 2 | SO_TEX__345A | HILLJE__345A | FROM_TO | 73521.13 | 74601.59 | -351.271 | 0 | 1419.29 | 2324.226 | -0.04442 | 0.21955 | -0.20918 | 0.21955 | 907.372 | 837.6179 | 135.03 | 1323.464 | 2524.863 | 1432.767 | 1606.181 | 1328.33 | 1337.327 | 2758.717 | 2610.272 | 1874.724 | 1720.01 | 1875.528 | 2033.445 | Competitive | Competitive | 1 | TRUE | FALSE | 1 | Non-Competitive | 0.7035 | Non-Competitive
DELMSTP5 CKT_3124_1 TO_FROM | DELMSTP5 | CKT_3124_1 | 1200 | 2 | 2 | SO_TEX__345A | HILLJE__345A | TO_FROM | 73521.13 | 73591.67 | -813.928 | 0 | 2324.226 | 1296.855 | -0.21955 | 0.044424 | -0.21955 | 0.20918 | 1184.512 | -564.232 | 0 | 2524.863 | 1667.761 | 1568.722 | 1912.052 | 1189.861 | 1673.251 | 2610.272 | 3739.491 | 1603.704 | 2460.018 | 2003.222 | 2461.351 | Competitive | Competitive | 1 | TRUE | FALSE | 1 | Non-Competitive | 0.7035 | Non-Competitive
DEMSRNK5 6270__A FROM_TO | DEMSRNK5 | 6270__A | 210 | 3 | 3 | EAGLEMNT2_8 | EGLMTLAK_P8 | FROM_TO | 73521.13 | 73399.38 | 49.1559 | 0 | 1120.889 | 2217.691 | -0.02076 | 0.027926 | -0.86106 | 0.096444 | 314.8387 | 76.681 | 0 | 8097.03 | 10000 | 969.045 | 10000 | 819.064 | 2897.558 | 3389.094 | 10000 | 1395.235 | 7569.422 | 1481.431 | 10000 | Non-Competitive | Non-Competitive | 0 | TRUE | FALSE | 1 | Non-Competitive | 0.711 | Non-Competitive
DEMSRNK5 6270__A TO_FROM | DEMSRNK5 | 6270__A | 210 | 3 | 3 | EAGLEMNT2_8 | EGLMTLAK_P8 | TO_FROM | 73521.13 | 76010.18 | -299.508 | 0 | 2217.69 | 776.927 | -0.02793 | 0.020757 | -0.09644 | 0.86106 | -25.2333 | -128.202 | 0 | 10000 | 10000 | 10000 | 2378.102 | 2737.182 | 1361.355 | 10000 | 3965.579 | 7437.333 | 2758.802 | 10000 | 3281.013 | Competitive | Competitive | 1 | TRUE | FALSE | 1 | Non-Competitive | 0.711 | Non-Competitive
DEMSRNK5 6271__A FROM_TO | DEMSRNK5 | 6271__A | 210 | 3 | 3 | EAGLEMNT1_8 | WAGROBT1_8 | FROM_TO | 73521.13 | 73414.87 | 85.1748 | 0 | 798.045 | 2217.693 | -0.01458 | 0.021181 | -0.66254 | 0.071504 | 280.4052 | 105.421 | 0 | 10000 |  | 953.157 | 10000 | 738.137 | 3815.54 | 3203.648 | 10000 | 1265.361 | 8781.23 | 1409.891 | 10000 | Non-Competitive | Non-Competitive | 0 | TRUE | FALSE | 1 | Non-Competitive | 0.695 | Non-Competitive
DEMSRNK5 6271__A TO_FROM | DEMSRNK5 | 6271__A | 210 | 3 | 3 | EAGLEMNT1_8 | WAGROBT1_8 | TO_FROM | 73521.13 | 77583.9 | -269.12 | 0 | 2061.661 | 854.471 | -0.02118 | 0.014578 | -0.0715 | 0.66254 | -67.6491 | -143.503 | 0 |  | 10000 | 10000 | 2346.272 | 3616.291 | 1126.601 | 10000 | 3933.433 | 8695.35 | 2434.55 | 10000 | 3175.866 | Competitive | Competitive | 1 | TRUE | FALSE | 1 | Non-Competitive | 0.695 | Non-Competitive
DENTSCS5 1170__A FROM_TO | DENTSCS5 | 1170__A | 220 | 2 | 2 | NACOGDSE_8 | HERTYNOR_8 | FROM_TO | 73521.13 | 73502.26 | -59.3783 | 0 | 1866.16 | 1995.765 | -0.19335 | 0.061964 | -0.42239 | 0.14974 | 226.3538 | -45.0637 | 0 | 5349.974 | 5671.932 | 5349.974 | 10000 | 3321.486 | 1927.465 | 5349.974 | 10000 | 4753.475 | 5820.678 | 5023.779 | 6185.566 | Competitive | Non-Competitive | 0 | TRUE | FALSE | 1 | Non-Competitive | 0.6875 | Non-Competitive
DENTSCS5 1170__A TO_FROM | DENTSCS5 | 1170__A | 220 | 2 | 2 | NACOGDSE_8 | HERTYNOR_8 | TO_FROM | 73521.13 | 74578.16 | -99.0365 | 0 | 1973.535 | 1866.16 | -0.06196 | 0.19335 | -0.14974 | 0.42239 | 52.4431 | -59.4792 | 2647.03 | 5671.932 | 5349.974 | 10000 | 5349.974 | 1838.421 | 3699.232 | 10000 | 5349.974 | 5814.355 | 4797.879 | 6185.566 | 5023.779 | Competitive | Competitive | 1 | TRUE | FALSE | 1 | Non-Competitive | 0.6875 | Non-Competitive
DENTSCS5 1820__C FROM_TO | DENTSCS5 | 1820__C | 220 | 2 | 2 | TYLERGND_8 | WHITEHSE_8 | FROM_TO | 73521.13 | 73598.36 | -227.116 | 0 | 1715.505 | 2028.69 | -0.17466 | 0.029587 | -0.79777 | 0.11577 | 155.918 | -27.9613 | 0 | 10000 | 7604.514 | 5162.827 | 7604.514 | 2853.923 | 3170.692 | 7225.494 | 8065.001 | 5673.088 | 7936.247 | 7142.452 | 8103.739 | Competitive | Competitive | 1 | TRUE | FALSE | 1 | Non-Competitive | 0.711 | Non-Competitive
DENTSCS5 1820__C TO_FROM | DENTSCS5 | 1820__C | 220 | 2 | 2 | TYLERGND_8 | WHITEHSE_8 | TO_FROM | 73521.13 | 73393.13 | -39.8622 | 0 | 1960.359 | 1715.505 | -0.02959 | 0.17466 | -0.11577 | 0.79777 | 216.1286 | 28.5449 | 2647.03 | 7604.514 | 10000 | 7604.514 | 5162.827 | 3042.862 | 3378.692 | 8065.001 | 7225.494 | 7929.87 | 5981.6 | 8103.739 | 7142.452 | Competitive | Competitive | 1 | TRUE | FALSE | 1 | Non-Competitive | 0.711 | Non-Competitive
DFERCOR8 46T193_1 FROM_TO | DFERCOR8 | 46T193_1 | 98 | 4 | 4 | L_FERGUS8_1Y | L_SANDCR8_1Y | FROM_TO | 73521.13 | 73463.7 | -87.4193 | 0 | 1417.59 | 2682.237 | -0.2361 | 0.10473 | -0.75859 | 0.10473 | 137.918 | -5.6183 | 0 | 10000 | 10000 | 10000 | 10000 | 1861.778 | 1600.366 | 10000 | 10000 | 8950.048 | 6092.903 | 10000 | 10000 | Non-Competitive | Non-Competitive | 0 | TRUE | FALSE | 1 | Non-Competitive | 0.7655 | Non-Competitive
DFERCOR8 46T193_1 TO_FROM | DFERCOR8 | 46T193_1 | 98 | 4 | 4 | L_FERGUS8_1Y | L_SANDCR8_1Y | TO_FROM | 73521.13 | 73398.96 | -153.14 | 0 | 2682.232 | 1495.766 | -0.10473 | 0.2361 | -0.10473 | 0.75859 | 110.0995 | -49.7932 | 0 | 5778.753 | 10000 | 10000 | 10000 | 880.211 | 2022.118 | 10000 | 10000 | 3304.538 | 9010.19 | 8987.71 | 10000 | Non-Competitive | Non-Competitive | 0 | TRUE | FALSE | 1 | Non-Competitive | 0.7655 | Non-Competitive
DFMRMNS5 1650__A FROM_TO | DFMRMNS5 | 1650__A | 127 | 2 | 2 | MOSESMIN_8 | MOSES1_8 | FROM_TO | 73521.13 | 74228.46 | -78.4954 | 0 | 1457.222 | 1659.251 | -0.04377 | 0.07157 | -0.1878 | 0.69414 | -7.2978 | -11.397 | 5931.83 | 10000 | 10000 | 10000 | 10000 | 4509.583 | 5438.47 | 10000 | 10000 | 9716.647 | 9883.365 | 10000 | 10000 | Competitive | Competitive | 1 | TRUE | FALSE | 1 | Non-Competitive | 0.75 | Non-Competitive
DFMRMNS5 1650__A TO_FROM | DFMRMNS5 | 1650__A | 127 | 2 | 2 | MOSESMIN_8 | MOSES1_8 | TO_FROM | 73521.13 | 73462.04 | 10.2265 | 0 | 1659.252 | 1802.547 | -0.07157 | 0.043765 | -0.69414 | 0.1878 | 168.0152 | 24.7737 | 0 | 6200.411 | 10000 | 6200.411 | 10000 | 3571.25 | 4509.583 | 6200.411 | 10000 | 6131.67 | 9716.647 | 6200.411 | 10000 | Competitive | Non-Competitive | 0 | TRUE | FALSE | 1 | Non-Competitive | 0.75 | Non-Competitive
DFMRMNS5 205__A FROM_TO | DFMRMNS5 | 205__A | 1076 | 2 | 2 | MOSES_5 | SULSP_SS1_5 | FROM_TO | 73521.13 | 72841.89 | -174.934 | 0 | 1395.838 | 2002.738 | -0.02172 | 0.37426 | -0.32017 | 0.37426 | 1288.849 | -20.902 | 0 | 4173.97 | 10000 | 4871.446 | 3679.876 | 3811.612 | 1670.684 | 6200.411 | 3909.681 | 5431.726 | 3103.347 | 5440.576 | 3705.275 | Non-Competitive | Non-Competitive | 0 | TRUE | FALSE | 1 | Non-Competitive | 0.7575 | Non-Competitive
DFMRMNS5 205__A TO_FROM | DFMRMNS5 | 205__A | 1076 | 2 | 2 | MOSES_5 | SULSP_SS1_5 | TO_FROM | 73521.13 | 75809.13 | -511.813 | 0 | 1973.016 | 1270.997 | -0.37426 | 0.021722 | -0.37426 | 0.32017 | 227.394 | -130.455 | 2683.03 | 10000 | 5937.168 | 3679.876 | 7235.642 | 1644.447 | 5520.773 | 3909.681 | 10000 | 3096.574 | 8386.102 | 3705.275 | 8398.358 | Competitive | Competitive | 1 | TRUE | FALSE | 1 | Non-Competitive | 0.7575 | Non-Competitive
DFMRMNS5 85__A FROM_TO | DFMRMNS5 | 85__A | 1076 | 2 | 2 | MOSES1_T5 | ALLENSW2_5 | FROM_TO | 73521.13 | 73080.74 | -99.4599 | 0 | 3169.826 | 1203.747 | -0.00841 | 0.26821 | -0.08649 | 0.26945 | 1099.618 | 448.9813 | 4345.63 | 3563.069 |  | 4363.598 | 1980.722 | 3513.939 | 1712.902 | 6200.411 | 2081.581 | 4937.096 | 1876.679 | 4938.094 | 1917.158 | Non-Competitive | Non-Competitive | 0 | TRUE | FALSE | 1 | Non-Competitive | 0.672 | Non-Competitive
DFMRMNS5 85__A TO_FROM | DFMRMNS5 | 85__A | 1076 | 2 | 2 | MOSES1_T5 | ALLENSW2_5 | TO_FROM | 73521.13 | 77140.49 | -497.364 | 0 | 1212.747 | 3169.807 | -0.26821 | 0.008409 | -0.26945 | 0.086495 | 104.9906 | -248.938 | 0 |  | 4839.431 | 1060.572 | 6268.736 | 977.062 | 4653.94 | 1094.399 | 10000 | 1048.192 | 7376.174 | 1060.46 | 7391.582 | Competitive | Competitive | 1 | TRUE | FALSE | 1 | Non-Competitive | 0.672 | Non-Competitive
DFPPHOL5 144T132_1 FROM_TO | DFPPHOL5 | 144T132_1 | 132 | 2 | 2 | L_HALLET8_1Y | L_FLATON8_1Y | FROM_TO | 73521.13 | 74927.86 | -183.488 | 0 | 1672.585 | 1755.647 | -0.03377 | 0.021556 | -0.12122 | 0.5148 | -37.6046 | -132.079 | 0 | 10000 | 10000 | 956.493 | 6556.612 | 1078.179 | 1222.138 | 3130.704 | 10000 | 991.322 | 3507.216 | 1157.94 | 7029.737 | Competitive | Competitive | 1 | TRUE | FALSE | 1 | Non-Competitive | 0.68 | Non-Competitive
DFPPHOL5 144T132_1 TO_FROM | DFPPHOL5 | 144T132_1 | 132 | 2 | 2 | L_HALLET8_1Y | L_FLATON8_1Y | TO_FROM | 73521.13 | 73389.22 | 60.6689 | 0 | 1767.775 | 1672.585 | -0.02156 | 0.03377 | -0.5148 | 0.12122 | 199.9541 | 73.164 | 0 | 10000 | 10000 | 6556.612 | 1447.309 | 1057.535 | 1303.559 | 10000 | 3130.704 | 3240.129 | 1258.637 | 7029.737 | 1581.29 | Competitive | Non-Competitive | 0 | TRUE | FALSE | 1 | Non-Competitive | 0.68 | Non-Competitive
DFPPHOL5 155T217_1 FROM_TO | DFPPHOL5 | 155T217_1 | 382 | 2 | 2 | L_BELLSO8_1Y | PETERS__138B | FROM_TO | 73521.13 | 72046.71 | 52.2359 | 0 | 1468.927 | 2686.073 | -0.09432 | 0.10036 | -0.36851 | 0.3643 | 872.2963 | 168.41 | 0 | 2262.331 | 2645.1 | 5170.629 | 3242.607 | 1039.44 | 2471.545 | 6120.042 | 5093.651 | 2728.021 | 2456.812 | 3579.641 | 2512.228 | Non-Competitive | Non-Competitive | 0 | TRUE | FALSE | 1 | Non-Competitive | 0.711 | Non-Competitive
DFPPHOL5 155T217_1 TO_FROM | DFPPHOL5 | 155T217_1 | 382 | 2 | 2 | L_BELLSO8_1Y | PETERS__138B | TO_FROM | 73521.13 | 73402.87 | -1004.6 | 0 | 3056.204 | 1468.927 | -0.10036 | 0.094316 | -0.3643 | 0.36851 | 347.5622 | -126.141 | 0 | 2645.1 | 2442.1 | 3242.607 | 5170.629 | 2384.881 | 1277.331 | 5093.651 | 6120.042 | 2414.287 | 3073.348 | 2512.228 | 3721.331 | Non-Competitive | Competitive | 1 | TRUE | FALSE | 1 | Non-Competitive | 0.711 | Non-Competitive
DFPPHOL5 192T175_1 FROM_TO | DFPPHOL5 | 192T175_1 | 132 | 2 | 2 | L_WINCHE8_1Y | L_SMITHV8_1Y | FROM_TO | 73521.13 | 73559.82 | -48.6751 | 0 | 2247.726 | 793.666 | -0.06215 | 0.11559 | -0.44122 | 0.12083 | 114.1074 | -5.719 | 0 | 6464.83 | 10000 | 10000 | 10000 | 1755.396 | 1876.027 | 10000 | 10000 | 6995.107 | 7995.798 | 8256.963 | 10000 | Competitive | Competitive | 1 | TRUE | FALSE | 1 | Non-Competitive | 0.6875 | Non-Competitive
DFPPHOL5 192T175_1 TO_FROM | DFPPHOL5 | 192T175_1 | 132 | 2 | 2 | L_WINCHE8_1Y | L_SMITHV8_1Y | TO_FROM | 73521.13 | 73600.66 | -130.181 | 0 | 798.417 | 2576.526 | -0.11559 | 0.062148 | -0.12083 | 0.44122 | 119.1681 | -58.709 | 0 | 10000 | 6464.83 | 10000 | 10000 | 1496.762 | 1841.894 | 10000 | 10000 | 7763.661 | 7021.521 | 10000 | 8256.963 | Competitive | Competitive | 1 | TRUE | FALSE | 1 | Non-Competitive | 0.6875 | Non-Competitive
DFPPHOL5 357T544_1 FROM_TO | DFPPHOL5 | 357T544_1 | 38 | 2 | 2 | L_COLUMB9_1Y | L_STAFHI9_1Y | FROM_TO | 73521.13 | 73349.8 | 6.6296 | 0 | 898.968 | 1657.093 | -0.02213 | 0.018319 | -0.59921 | 0.3028 | 140.0151 | -0.58197 | 0 |  | 7692.48 | 6189.804 | 2668.706 | 1107.988 | 1390.207 | 6260.486 | 3460.358 | 2671.806 | 1662.432 | 6197.921 | 3573.077 | Competitive | Non-Competitive | 0 | TRUE | FALSE | 1 | Non-Competitive | 0.6565 | Non-Competitive
DFPPHOL5 357T544_1 TO_FROM | DFPPHOL5 | 357T544_1 | 38 | 2 | 2 | L_COLUMB9_1Y | L_STAFHI9_1Y | TO_FROM | 73521.13 | 73523.98 | -120.294 | 0 | 1600.929 | 920.003 | -0.01832 | 0.022129 | -0.3028 | 0.59921 | 36.7571 | -47.3749 | 0 | 7692.48 |  | 2668.706 | 6189.804 | 1202.403 | 1347.611 | 3460.358 | 6260.486 | 1508.28 | 3041.2 | 3573.077 | 6197.921 | Competitive | Competitive | 1 | TRUE | FALSE | 1 | Non-Competitive | 0.6565 | Non-Competitive
DFPPHOL5 FAYETT_6AT2 FROM_TO | DFPPHOL5 | FAYETT_6AT2 | 685 | 2 | 2 | L_FAYETT5_1Y | L_FAYETT8_1Y | FROM_TO | 73521.13 | 72975.4 | 434.9502 | 0 | 931.059 | 2599.229 | -0.22256 | 0.17516 | -0.48105 | 0.25008 | 927.6227 | 214.7655 | 0 | 3901.684 | 4460.6 | 5365.147 | 10000 | 1137.782 | 1721.813 | 5365.147 | 10000 | 3935.396 | 5319.599 | 5080.314 | 7900.277 | Non-Competitive | Non-Competitive | 0 | TRUE | FALSE | 1 | Non-Competitive | 0.6485 | Non-Competitive
DFPPHOL5 FAYETT_6AT2 TO_FROM | DFPPHOL5 | FAYETT_6AT2 | 685 | 2 | 2 | L_FAYETT5_1Y | L_FAYETT8_1Y | TO_FROM | 73521.13 | 76399.82 | -1074.28 | 0 | 2643.631 | 937.136 | -0.17516 | 0.22256 | -0.25008 | 0.48105 | -9.7762 | -508.276 | 0 | 4460.6 | 3901.684 | 10000 | 5365.147 | 1631.09 | 1361.754 | 10000 | 5365.147 | 5273.173 | 4149.332 | 7900.277 | 5080.314 | Competitive | Competitive | 1 | TRUE | FALSE | 1 | Non-Competitive | 0.6485 | Non-Competitive
DFRAKI28 P5_X1_1 FROM_TO | DFRAKI28 | P5_X1_1 | 326 | 2 | 2 | HUNT_LN | MEDINABS | FROM_TO | 73521.13 | 73526.67 | 183.2613 | 0 | 1207.665 | 2117.409 | -0.27592 | 0.017052 | -0.43741 | 0.14108 | 323.5755 | 224.288 | 0 |  | 9247.663 | 2509.02 | 10000 | 856.349 | 8390.867 | 5001.392 | 10000 | 994.256 | 9739.072 | 3169.507 | 9783.794 | Competitive | Competitive | 1 | TRUE | FALSE | 1 | Non-Competitive | 0.664 | Non-Competitive
DFRAKI28 P5_X1_1 TO_FROM | DFRAKI28 | P5_X1_1 | 326 | 2 | 2 | HUNT_LN | MEDINABS | TO_FROM | 73521.13 | 75079.86 | -285.924 | 0 | 2117.394 | 1240.055 | -0.01144 | 0.27592 | -0.14108 | 0.43741 | 101.2192 | 97.0318 | 4176.33 | 9204.335 |  | 10000 | 1250.422 | 8169.86 | 961.411 | 10000 | 3343.139 | 9724.685 | 981.482 | 9776.711 | 1251.169 | Competitive | Competitive | 1 | TRUE | FALSE | 1 | Non-Competitive | 0.664 | Non-Competitive
DGABBEL8 1661__B FROM_TO | DGABBEL8 | 1661__B | 335 | 10 | 10 | HUTTOSS1_8 | RNDRCKNE1_8 | FROM_TO | 73521.13 | 72421.21 | 66.1376 | 0 | 1480.364 | 1240.141 | -0.09531 | 0.021234 | -0.48602 | 0.23508 | 865.6126 | 384.6161 | 0 | 1013.452 | 4951.686 | 1423.37 | 5002.019 | 1361.674 | 2777.22 | 1450.43 | 5606.736 | 1388.339 | 5035.864 | 1395.006 | 5390.019 | Competitive | Non-Competitive | 0 | TRUE | FALSE | 0 | Non-Competitive | 0.7345 | Non-Competitive
DGABBEL8 1661__B TO_FROM | DGABBEL8 | 1661__B | 335 | 10 | 10 | HUTTOSS1_8 | RNDRCKNE1_8 | TO_FROM | 73521.13 | 75727.89 | -625.968 | 0 | 1240.141 | 1480.364 | -0.02123 | 0.09531 | -0.23508 | 0.48602 | -142.443 | -108.467 | 2683.03 | 4951.686 | 2643.801 | 5002.019 | 1945.226 | 2451.294 | 1836.469 | 5606.736 | 1994.128 | 4902.412 | 1944.214 | 5390.019 | 1956.582 | Competitive | Competitive | 1 | TRUE | FALSE | 1 | Non-Competitive | 0.7345 | Non-Competitive
DGALRIV8 GABRIE_9AT1 FROM_TO | DGALRIV8 | GABRIE_9AT1 | 49 | 2 | 2 | L_GABRIE9_1Y | L_GABRIE8_1Y | FROM_TO | 73521.13 | 73728.59 | -16.4122 | 0 | 1692.945 | 1435.611 | -0.00264 | 0.002344 | -0.05567 | 0.64427 | 37.3482 | 5.9037 | 0 |  |  | 1377.352 | 1799.992 | 1398.393 | 1296.623 | 2840.969 | 2333.444 | 1424.167 | 1709.265 | 1405.309 | 1907.292 | Competitive | Competitive | 1 | FALSE | TRUE | 1 | Non-Competitive | 0.6795 | Non-Competitive
DGALRIV8 GABRIE_9AT1 TO_FROM | DGALRIV8 | GABRIE_9AT1 | 49 | 2 | 2 | L_GABRIE9_1Y | L_GABRIE8_1Y | TO_FROM | 73521.13 | 73573.59 | -20.434 | 0 | 1300.564 | 1593.304 | -0.00234 | 0.002636 | -0.64427 | 0.055669 | 12.3259 | 10.8409 | 2647.03 |  |  | 1539.139 | 1671.826 | 1135.005 | 1775.458 | 2095.634 | 3060.983 | 1482.573 | 1738.572 | 1649.918 | 1665.274 | Competitive | Competitive | 1 | FALSE | TRUE | 1 | Non-Competitive | 0.6795 | Non-Competitive
DGARHIC8 AUSTRO_AT1H FROM_TO | DGARHIC8 | AUSTRO_AT1H | 480 | 2 | 2 | L_AUSTRO5_1Y | AUSTRO1_1KV | FROM_TO | 73521.13 | 73055.37 | 307.324 | 0 | 1778.386 | 4852.518 | -0.2386 | 0.027299 | -0.33608 | 0.063922 | 638.3683 | 322.7348 | 0 | 5363.039 | 4928.957 | 1542.692 | 5364.856 | 969.675 | 4928.957 | 3493.231 | 9159.555 | 1081.304 | 5279.269 | 1377.788 | 5279.269 | Non-Competitive | Non-Competitive | 0 | TRUE | FALSE | 1 | Non-Competitive | 0.672 | Non-Competitive
DGARHIC8 AUSTRO_AT1H TO_FROM | DGARHIC8 | AUSTRO_AT1H | 480 | 2 | 2 | L_AUSTRO5_1Y | AUSTRO1_1KV | TO_FROM | 73521.13 | 84247.31 | -660.016 | 0 | 4852.519 | 2372.6 | -0.0273 | 0.2386 | -0.06392 | 0.33608 | -171.944 | -191.718 | 2533.63 | 4928.957 | 5363.039 | 5364.856 | 1611.199 | 4903.509 | 1053.136 | 9159.555 | 3493.231 | 5279.085 | 1136.827 | 5279.269 | 1427.602 | Competitive | Competitive | 1 | TRUE | FALSE | 1 | Non-Competitive | 0.672 | Non-Competitive
DGARHIC8 AUSTRO_AT2H FROM_TO | DGARHIC8 | AUSTRO_AT2H | 480 | 2 | 2 | L_AUSTRO5_1Y | AUSTRO2_1KV | FROM_TO | 73521.13 | 73007.84 | 301.1786 | 0 | 2370.306 | 4852.518 | -0.23383 | 0.026754 | -0.28017 | 0.062645 | 625.6076 | 314.6431 | 0 | 5363.016 | 4928.958 | 1542.692 | 5364.862 | 969.674 | 4928.958 | 3493.219 | 9159.556 | 1081.308 | 5279.278 | 1377.787 | 5279.278 | Non-Competitive | Non-Competitive | 0 | TRUE | FALSE | 1 | Non-Competitive | 0.672 | Non-Competitive
DGARHIC8 AUSTRO_AT2H TO_FROM | DGARHIC8 | AUSTRO_AT2H | 480 | 2 | 2 | L_AUSTRO5_1Y | AUSTRO2_1KV | TO_FROM | 73521.13 | 84400.85 | -646.823 | 0 | 4852.52 | 2370.306 | -0.02675 | 0.23383 | -0.06264 | 0.28017 | -168.503 | -187.884 | 2533.63 | 4928.958 | 5363.016 | 5364.862 | 1611.199 | 4903.498 | 1053.139 | 9159.556 | 3493.219 | 5279.093 | 1136.835 | 5279.278 | 1427.6 | Competitive | Competitive | 1 | TRUE | FALSE | 1 | Non-Competitive | 0.672 | Non-Competitive
DGARHIC8 CKT_943_1 FROM_TO | DGARHIC8 | CKT_943_1 | 480 | 2 | 2 | LYTTON13 | PILOT_KB | FROM_TO | 73521.13 | 73440.06 | 126.1788 | 0 | 1077.117 | 963.407 | -0.16259 | 0.025222 | -0.25995 | 0.13975 | 501.8077 | 294.2031 | 0 | 5368.637 | 6494.954 | 1143.181 | 8407.548 | 1081.783 | 4199.928 | 1433.189 | 9678.358 | 1001.742 | 7763.346 | 1026.411 | 7843.212 | Competitive | Non-Competitive | 0 | TRUE | FALSE | 1 | Non-Competitive | 0.6875 | Non-Competitive
DGARHIC8 CKT_943_1 TO_FROM | DGARHIC8 | CKT_943_1 | 480 | 2 | 2 | LYTTON13 | PILOT_KB | TO_FROM | 73521.13 | 77104.22 | -552.243 | 0 | 963.407 | 1199.565 | -0.02522 | 0.16259 | -0.13975 | 0.25994 | 19.2789 | -330.118 | 0 | 6494.954 | 5368.637 | 8407.548 | 1256.962 | 3411.327 | 1210.575 | 9678.358 | 1655.709 | 7687.761 | 1112.461 | 7843.212 | 1126.622 | Competitive | Competitive | 1 | TRUE | FALSE | 1 | Non-Competitive | 0.6875 | Non-Competitive
DGARLYT5 AUSTRO_AT1H FROM_TO | DGARLYT5 | AUSTRO_AT1H | 480 | 2 | 2 | L_AUSTRO5_1Y | AUSTRO1_1KV | FROM_TO | 73521.13 | 72529.92 | 129.6503 | 0 | 2116.847 | 2149.147 | -0.21385 | 0.034508 | -0.31177 | 0.089659 | 792.7815 | 266.2164 | 0 | 3312.12 | 4831.748 | 1856.432 | 5296.526 | 1199.598 | 2409.197 | 3312.12 | 9077.342 | 1620.768 | 4257.207 | 2230.763 | 4892.18 | Non-Competitive | Non-Competitive | 0 | TRUE | FALSE | 1 | Non-Competitive | 0.711 | Non-Competitive
DGARLYT5 AUSTRO_AT1H TO_FROM | DGARLYT5 | AUSTRO_AT1H | 480 | 2 | 2 | L_AUSTRO5_1Y | AUSTRO1_1KV | TO_FROM | 73521.13 | 80125.4 | -694.879 | 0 | 2149.148 | 2116.847 | -0.03451 | 0.21385 | -0.08966 | 0.31177 | -92.2936 | -89.2693 | 3533.23 | 4831.748 | 3312.12 | 5296.526 | 1926.231 | 2143.453 | 1347.462 | 9077.342 | 3312.12 | 4139.137 | 1739.859 | 4892.18 | 2292.153 | Competitive | Competitive | 1 | TRUE | FALSE | 1 | Non-Competitive | 0.711 | Non-Competitive
DGBY_GS8 BG_GV_46_A FROM_TO | DGBY_GS8 | BG_GV_46_A | 108 | 5 | 5 | GARDEN__69A | BLOGET469000 | FROM_TO | 73521.13 | 73585.39 | -22.9116 | 0 | 1708.226 | 1485.546 | -0.00611 | 0.016161 | -0.40043 | 0.11295 | 78.1772 | 45.2703 | 3419.83 |  |  | 2126.449 | 7265.223 | 2426.633 | 2952.428 | 2587.651 | 10000 | 2554.439 | 6614.235 | 2410.002 | 8169.364 | Competitive | Competitive | 1 | FALSE | FALSE | 1 | Non-Competitive | 1.0075 | Non-Competitive
DGBY_GS8 BG_GV_46_A TO_FROM | DGBY_GS8 | BG_GV_46_A | 108 | 5 | 5 | GARDEN__69A | BLOGET469000 | TO_FROM | 73521.13 | 74226.78 | -47.2873 | 0 | 1526.982 | 1650.148 | -0.01616 | 0.006114 | -0.11294 | 0.40043 | 28.3424 | -47.9042 | 0 |  |  | 7265.223 | 2126.449 | 2538.25 | 2426.633 | 10000 | 2587.651 | 6407.409 | 2554.439 | 8169.364 | 2410.002 | Competitive | Competitive | 1 | FALSE | FALSE | 1 | Non-Competitive | 1.0075 | Non-Competitive
DGBY_GS8 GT_MID90_A FROM_TO | DGBY_GS8 | GT_MID90_A | 229 | 5 | 5 | GARROT__138B | 47708 | FROM_TO | 73521.13 | 73279.27 | 23.4746 | 0 | 1349.859 | 2115.179 | -0.11077 | 0.068606 | -0.57803 | 0.13068 | 370.1787 | 30.2291 | 0 | 8821.044 | 2939.446 | 8821.044 | 3752.488 | 1004.658 | 2645.309 | 10000 | 3840.025 | 2478.819 | 3257.85 | 7369.314 | 3472.759 | Non-Competitive | Non-Competitive | 0 | TRUE | FALSE | 1 | Non-Competitive | 1.102 | Non-Competitive
DGBY_GS8 GT_MID90_A TO_FROM | DGBY_GS8 | GT_MID90_A | 229 | 5 | 5 | GARROT__138B | 47708 | TO_FROM | 73521.13 | 74383.59 | -340.631 | 0 | 2240.628 | 1387.918 | -0.06861 | 0.11077 | -0.13068 | 0.57803 | 80.6392 | -65.8962 | 3419.83 | 2939.446 | 8821.044 | 3752.488 | 8821.044 | 2645.309 | 1202.654 | 3840.025 | 10000 | 3257.85 | 2822.248 | 3472.759 | 7369.314 | Competitive | Competitive | 1 | TRUE | FALSE | 1 | Non-Competitive | 1.102 | Non-Competitive
DGBY_KG5 GBY_AT2 FROM_TO | DGBY_KG5 | GBY_AT2 | 504 | 2 | 2 | GRNBYU__345A | 49128_STAR | FROM_TO | 73521.13 | 73406.64 | -133.912 | 0 | 2051.119 | 2388.865 | -0.11958 | 0.37892 | -0.23602 | 0.37892 | 530.8887 | -36.7756 | 0 | 4858.892 | 3881.88 | 4858.892 | 6083.305 | 3170.382 | 2887.831 | 6475.456 | 6416.968 | 5700.846 | 5086.557 | 5716.037 | 5518.573 | Non-Competitive | Non-Competitive | 0 | TRUE | FALSE | 1 | Non-Competitive | 0.7735 | Non-Competitive
DGBY_KG5 GBY_AT2 TO_FROM | DGBY_KG5 | GBY_AT2 | 504 | 2 | 2 | GRNBYU__345A | 49128_STAR | TO_FROM | 73521.13 | 74418.44 | -498.475 | 0 | 2044.965 | 1948.974 | -0.37892 | 0.11958 | -0.37892 | 0.23602 | 160.1891 | -201.049 | 0 | 3881.88 | 4858.892 | 6083.305 | 4858.892 | 2880.853 | 3375.957 | 6416.968 | 6475.456 | 5086.485 | 5703.074 | 5518.573 | 5716.037 | Competitive | Competitive | 1 | TRUE | FALSE | 1 | Non-Competitive | 0.7735 | Non-Competitive
DGBY_KG5 GBY_AT2L FROM_TO | DGBY_KG5 | GBY_AT2L | 504 | 2 | 2 | GRNBYU__138C | 49128_STAR | FROM_TO | 73521.13 | 73942.6 | -498.475 | 0 | 2049.941 | 1948.974 | -0.37892 | 0.11958 | -0.80327 | 0.23602 | 160.1891 | -201.049 | 0 | 3881.88 | 4858.892 | 6083.305 | 4858.892 | 2880.853 | 3375.957 | 6416.968 | 6475.456 | 5086.485 | 5703.074 | 5518.573 | 5716.037 | Competitive | Competitive | 1 | TRUE | FALSE | 1 | Non-Competitive | 1.0625 | Non-Competitive
DGBY_KG5 GBY_AT2L TO_FROM | DGBY_KG5 | GBY_AT2L | 504 | 2 | 2 | GRNBYU__138C | 49128_STAR | TO_FROM | 73521.13 | 73406.64 | -133.912 | 0 | 2028.794 | 2396.349 | -0.11958 | 0.37892 | -0.23602 | 0.80327 | 530.8887 | -36.7756 | 0 | 4858.892 | 3881.88 | 4858.892 | 6083.305 | 3170.382 | 2887.831 | 6475.456 | 6416.968 | 5700.846 | 5086.557 | 5716.037 | 5518.573 | Non-Competitive | Non-Competitive | 0 | TRUE | FALSE | 1 | Non-Competitive | 1.0625 | Non-Competitive
DGIBJK_5 226__A FROM_TO | DGIBJK_5 | 226__A | 1621 | 2 | 2 | JEWETT_S5 | LIMEST__345A | FROM_TO | 73521.13 | 77766.93 | -1584.65 | 0 | 2371.784 | 1808.465 | -0.29288 | 0.072611 | -0.29288 | 0.42983 | 424.2356 | -809.152 | 1167.23 | 1981.464 | 2477.677 | 1981.464 | 4599.486 | 1893.604 | 2243.098 | 2352.64 | 4599.486 | 1868.279 | 4240.851 | 1881.156 | 4273.077 | Competitive | Competitive | 1 | TRUE | FALSE | 1 | Non-Competitive | 0.969 | Non-Competitive
DGIBJK_5 226__A TO_FROM | DGIBJK_5 | 226__A | 1621 | 2 | 2 | JEWETT_S5 | LIMEST__345A | TO_FROM | 73521.13 | 72611.47 | 285.7633 | 0 | 1808.464 | 2689.328 | -0.07261 | 0.29288 | -0.42983 | 0.29288 | 1899.472 | 518.8965 | 0 | 2060.583 | 2056.089 | 4599.486 | 2056.089 | 1882.777 | 1987.083 | 4599.486 | 2352.64 | 4062.135 | 1912.504 | 4093.629 | 1922.582 | Non-Competitive | Non-Competitive | 0 | TRUE | FALSE | 1 | Non-Competitive | 0.969 | Non-Competitive
DGIBJK_5 240__A FROM_TO | DGIBJK_5 | 240__A | 1435 | 2 | 2 | JEWETT_S5 | SNGLTN_345 | FROM_TO | 73521.13 | 55277.27 | -101.848 | 0 | 2779.552 | 1504.95 | -0.21936 | 0.14308 | -0.22347 | 0.21521 | 4006.59 | 1988.481 | 0 | 1498.118 | 2126.182 | 1472.234 | 2242.065 | 1480.649 | 2045.085 | 1472.234 | 2377.043 | 1537.031 | 2132.794 | 1539.434 | 2139.345 | Non-Competitive | Non-Competitive | 0 | TRUE | FALSE | 0 | Non-Competitive | 1.039 | Non-Competitive
DGIBJK_5 240__A TO_FROM | DGIBJK_5 | 240__A | 1435 | 2 | 2 | JEWETT_S5 | SNGLTN_345 | TO_FROM | 73521.13 | 76047.78 | -2379.86 | 0 | 1489.547 | 2779.552 | -0.14308 | 0.21936 | -0.21521 | 0.22347 | 1008.734 | 1161.782 | 2683.03 | 1991.171 | 1937.786 | 2148.33 | 1908.471 | 1916.326 | 1909.828 | 2377.043 | 1908.471 | 2059.189 | 1922.304 | 2065.682 | 1925.921 | Competitive | Competitive | 1 | TRUE | TRUE | 1 | Competitive | 1.039 | Non-Competitive
DGIBJK_5 260_A_1 FROM_TO | DGIBJK_5 | 260_A_1 | 1435 | 2 | 2 | JEWETT_N5 | SNGLTN_345 | FROM_TO | 73521.13 | 55236.51 | -125.536 | 0 | 3309.914 | 1489.125 | -0.21598 | 0.15129 | -0.22003 | 0.21391 | 3979.192 | 1842.472 | 0 | 1556.119 | 2128.322 | 1527.459 | 2244.248 | 1537.605 | 2048.517 | 1527.459 | 2379.473 | 1656.424 | 2137.571 | 1659.066 | 2143.948 | Non-Competitive | Non-Competitive | 0 | TRUE | FALSE | 0 | Non-Competitive | 0.984 | Non-Competitive
DGIBJK_5 260_A_1 TO_FROM | DGIBJK_5 | 260_A_1 | 1435 | 2 | 2 | JEWETT_N5 | SNGLTN_345 | TO_FROM | 73521.13 | 75441.96 | -2315.08 | 0 | 1504.488 | 3409.072 | -0.15129 | 0.21598 | -0.21391 | 0.22003 | 981.1777 | 1155.043 | 2683.03 | 1993.202 | 2003.518 | 2150.446 | 1971.008 | 1919.508 | 1974.252 | 2379.473 | 1971.008 | 2063.833 | 2052.526 | 2070.165 | 2056.411 | Competitive | Competitive | 1 | TRUE | FALSE | 1 | Non-Competitive | 0.984 | Non-Competitive
DGIBJK_5 265__A FROM_TO | DGIBJK_5 | 265__A | 1673 | 2 | 2 | JEWETT_N5 | TWIN_OAK__5 | FROM_TO | 73521.13 | 80560.13 | -638.946 | 0 | 2324.259 | 1938.123 | -0.18758 | 0.039501 | -0.18758 | 0.13564 | 376.5044 | 11.3821 | 4225.63 | 1725.937 | 2621.784 | 1719.278 | 7739.948 | 1405.498 | 2233.453 | 2202.096 | 7739.948 | 1478.541 | 5792.315 | 1603.769 | 5945.617 | Competitive | Competitive | 1 | TRUE | FALSE | 1 | Non-Competitive | 1.1955 | Non-Competitive
DGIBJK_5 265__A TO_FROM | DGIBJK_5 | 265__A | 1673 | 2 | 2 | JEWETT_N5 | TWIN_OAK__5 | TO_FROM | 73521.13 | 80865.52 | -270.17 | 0 | 1818.9 | 2324.259 | -0.0395 | 0.18758 | -0.13564 | 0.18758 | 792.7204 | -35.6247 | 0 | 2455.347 | 1725.937 | 7739.948 | 1719.278 | 1838.262 | 1435.775 | 7739.948 | 2202.096 | 5548.558 | 1494.539 | 5822.273 | 1603.769 | Competitive | Competitive | 1 | TRUE | FALSE | 1 | Non-Competitive | 1.1955 | Non-Competitive
DGIBSNG5 260_A_1 FROM_TO | DGIBSNG5 | 260_A_1 | 1435 | 2 | 2 | JEWETT_N5 | SNGLTN_345 | FROM_TO | 73521.13 | 55704.5 | 104.5013 | 0 | 3045.59 | 1570.191 | -0.23691 | 0.15205 | -0.24136 | 0.21544 | 4218.135 | 2021.819 | 0 | 1492.599 | 2280.055 | 1515.483 | 2425.265 | 1484.248 | 2205.702 | 1466.252 | 2593.271 | 1583.213 | 2366.82 | 1584.14 | 2372.157 | Non-Competitive | Non-Competitive | 0 | TRUE | FALSE | 0 | Non-Competitive | 0.7655 | Non-Competitive
DGIBSNG5 260_A_1 TO_FROM | DGIBSNG5 | 260_A_1 | 1435 | 2 | 2 | JEWETT_N5 | SNGLTN_345 | TO_FROM | 73521.13 | 75278.77 | -2679.65 | 0 | 1636.363 | 3133.02 | -0.15205 | 0.23691 | -0.21545 | 0.24136 | 997.5445 | 1198.298 | 2683.03 | 2127.849 | 1906.145 | 2319.777 | 1941.98 | 2061.483 | 1893.425 | 2593.271 | 1880.134 | 2280.835 | 1952.417 | 2285.864 | 1953.731 | Competitive | Competitive | 1 | TRUE | TRUE | 1 | Competitive | 0.7655 | Non-Competitive
DGREPA28 K2_P3_1 FROM_TO | DGREPA28 | K2_P3_1 | 478 | 2 | 2 | NACDCHES | SKYLIN3_8 | FROM_TO | 73521.13 | 77805.31 | -658.111 | 0 | 1257.334 | 1353.901 | -0.01578 | 0.25596 | -0.15254 | 0.61816 | -163.852 | -125.284 | 5895.83 | 9715.734 |  | 10000 | 979.361 | 9664.667 | 959.286 | 10000 | 987.181 | 9969.545 | 946.171 | 9970.957 | 954.041 | Competitive | Competitive | 1 | TRUE | FALSE | 1 | Non-Competitive | 1.0075 | Non-Competitive
DGREPA28 K2_P3_1 TO_FROM | DGREPA28 | K2_P3_1 | 478 | 2 | 2 | NACDCHES | SKYLIN3_8 | TO_FROM | 73521.13 | 73132.85 | 579.892 | 0 | 1353.901 | 1257.349 | -0.25596 | 0.015782 | -0.61816 | 0.15254 | 720.1643 | 627.8963 | 0 |  | 9715.734 | 863.676 | 10000 | 835.762 | 9677.878 | 879.192 | 10000 | 843.294 | 9970.144 | 855.044 | 9970.957 | Non-Competitive | Non-Competitive | 0 | TRUE | FALSE | 0 | Non-Competitive | 1.0075 | Non-Competitive
DGREPAR8 K2_P3_1 FROM_TO | DGREPAR8 | K2_P3_1 | 478 | 2 | 2 | NACDCHES | SKYLIN3_8 | FROM_TO | 73521.13 | 76998.75 | -567.064 | 0 | 1167.603 | 1562.017 | -0.02387 | 0.21243 | -0.1795 | 0.57285 | -139.994 | -561.398 | 0 | 10000 | 10000 | 10000 | 1946.117 | 9771.452 | 928.736 | 10000 | 4537.301 | 9985.382 | 1020.017 | 10000 | 2075.25 | Competitive | Competitive | 1 | TRUE | FALSE | 1 | Non-Competitive | 1.1095 | Non-Competitive
DGREPAR8 K2_P3_1 TO_FROM | DGREPAR8 | K2_P3_1 | 478 | 2 | 2 | NACDCHES | SKYLIN3_8 | TO_FROM | 73521.13 | 73311.53 | 495.5494 | 0 | 1471.317 | 1167.468 | -0.21243 | 0.023865 | -0.57285 | 0.1795 | 600.1909 | 517.0583 | 0 | 10000 | 10000 | 1760.054 | 10000 | 803.636 | 9778.594 | 4537.301 | 10000 | 903.347 | 9985.538 | 1910.676 | 10000 | Non-Competitive | Non-Competitive | 0 | TRUE | FALSE | 0 | Non-Competitive | 1.1095 | Non-Competitive
DGRSLNC5 6380__D FROM_TO | DGRSLNC5 | 6380__D | 154 | 2 | 2 | MURRY_P8 | PAIP4B | FROM_TO | 73521.13 | 73305.12 | -311.466 | 0 | 1794.761 | 1190.407 | -0.03869 | 0.066559 | -0.20534 | 0.3036 | 196.6275 | 60.4693 | 4711.83 | 7002.786 | 3186.189 | 7002.786 | 3118.945 | 1855.29 | 2118.689 | 10000 | 3186.189 | 4199.516 | 3156.922 | 8220.814 | 3231.061 | Competitive | Non-Competitive | 0 | TRUE | FALSE | 1 | Non-Competitive | 0.7035 | Non-Competitive
DGRSLNC5 6380__D TO_FROM | DGRSLNC5 | 6380__D | 154 | 2 | 2 | MURRY_P8 | PAIP4B | TO_FROM | 73521.13 | 72979.96 | -135.97 | 0 | 1301.414 | 1794.761 | -0.06656 | 0.12807 | -0.3036 | 0.20534 | 310.4551 | 16.7353 | 0 | 886.148 | 10000 | 2327.609 | 10000 | 804.883 | 2008.507 | 4024.918 | 10000 | 1091.425 | 4781.175 | 1099.294 | 10000 | Competitive | Non-Competitive | 0 | TRUE | FALSE | 1 | Non-Competitive | 0.7035 | Non-Competitive
DGRSLNC5 651__B FROM_TO | DGRSLNC5 | 651__B | 185 | 2 | 2 | COMCHESS1_8 | COMANCHE_T8 | FROM_TO | 73521.13 | 73357.14 | -14.9406 | 0 | 1165.36 | 1713.858 | -0.0729 | 0.021652 | -0.72774 | 0.18408 | 303.6762 | 38.2771 | 0 | 3975.326 | 7831.355 | 791.501 | 7331.513 | 630.063 | 3242.873 | 798.401 | 10000 | 748.347 | 8262.778 | 819.152 | 8916.76 | Competitive | Non-Competitive | 0 | TRUE | FALSE | 1 | Non-Competitive | 0.6875 | Non-Competitive
DGRSLNC5 651__B TO_FROM | DGRSLNC5 | 651__B | 185 | 2 | 2 | COMCHESS1_8 | COMANCHE_T8 | TO_FROM | 73521.13 | 74190.33 | -300.005 | 0 | 1713.857 | 970.737 | -0.01717 | 0.13064 | -0.18408 | 0.72774 | 63.7983 | -103.572 | 0 | 6010.191 |  | 7727.489 | 2476.79 | 2702.83 | 938.725 | 7727.489 | 2507.736 | 5571.551 | 1684.266 | 5927.449 | 2635.762 | Competitive | Competitive | 1 | TRUE | FALSE | 1 | Non-Competitive | 0.6875 | Non-Competitive
DGRSLNC5 6558__B FROM_TO | DGRSLNC5 | 6558__B | 260 | 2 | 2 | FISHERRD_8 | WCHTFLLS1_8 | FROM_TO | 73521.13 | 73601.31 | 77.3432 | 0 | 741.043 | 2050.593 | -0.02827 | 0.036303 | -0.51781 | 0.31529 | 218.4809 | 81.3956 | 0 | 4713.714 | 6273.074 | 4713.714 | 6800.018 | 549.695 | 5853.986 | 4713.714 | 6273.074 | 1702.867 | 6412.259 | 4713.714 | 6450.637 | Competitive | Competitive | 1 | TRUE | FALSE | 1 | Non-Competitive | 0.7265 | Non-Competitive
DGRSLNC5 6558__B TO_FROM | DGRSLNC5 | 6558__B | 260 | 2 | 2 | FISHERRD_8 | WCHTFLLS1_8 | TO_FROM | 73521.13 | 74460.45 | -238.626 | 0 | 2050.593 | 656.862 | -0.0363 | 0.033296 | -0.31529 | 0.51781 | -34.6115 | -135.135 | 0 | 5013.445 | 3695.052 | 4419.316 | 3695.052 | 4372.362 | 707.624 | 4419.316 | 3695.052 | 4614.245 | 1941.043 | 4417.805 | 3695.052 | Competitive | Competitive | 1 | TRUE | FALSE | 1 | Non-Competitive | 0.7265 | Non-Competitive
DGRSLNC5 6635__A FROM_TO | DGRSLNC5 | 6635__A | 28 | 2 | 2 | BRECK_9 | MORTNVAL_9 | FROM_TO | 73521.13 | 73527.96 | -29.5937 | 0 | 1800.254 | 1019.707 | -0.00263 | 0.013309 | -0.3038 | 0.21176 | 25.7095 | 3.6552 | 0 |  |  | 6752.931 | 2543.473 | 1960.329 | 1154.606 | 6752.931 | 2606.023 | 4420.7 | 2321.464 | 7819.866 | 2762.15 | Competitive | Competitive | 1 | FALSE | FALSE | 1 | Non-Competitive | 0.719 | Non-Competitive
DGRSLNC5 6635__A TO_FROM | DGRSLNC5 | 6635__A | 28 | 2 | 2 | BRECK_9 | MORTNVAL_9 | TO_FROM | 73521.13 | 73508.9 | -16.7333 | 0 | 1019.707 | 1800.254 | -0.01331 | 0.02721 | -0.21176 | 0.3038 | 30.5898 | 0.55524 | 0 | 10000 |  | 10000 | 10000 | 629.253 | 2216.92 | 10000 | 10000 | 1803.786 | 5394.822 | 10000 | 10000 | Competitive | Non-Competitive | 0 | TRUE | FALSE | 1 | Non-Competitive | 0.719 | Non-Competitive
DGRSLNC5 6856__B FROM_TO | DGRSLNC5 | 6856__B | 28 | 2 | 2 | SEYMOUR_9 | BOMARTON_9 | FROM_TO | 73521.13 | 92690.8 | 0 | 0 | 0 | 0 | 0 | 0 | 0 | 0 | 0 | 0 | 0 | [10 empty] | 0 | 0 | Competitive | Competitive | 1 | FALSE | TRUE | 1 | Non-Competitive | 0.7185 | Non-Competitive
DGRSLNC5 6856__B TO_FROM | DGRSLNC5 | 6856__B | 28 | 2 | 2 | SEYMOUR_9 | BOMARTON_9 | TO_FROM | 73521.13 | 92690.8 | 0 | 0 | 0 | 0 | 0 | 0 | 0 | 0 | 0 | 0 | 0 | [10 empty] | 0 | 0 | Competitive | Competitive | 1 | FALSE | TRUE | 1 | Non-Competitive | 0.7185 | Non-Competitive
DGRSLNC5 6880__A FROM_TO | DGRSLNC5 | 6880__A | 24 | 2 | 2 | LEON5_9 | RANGER_9 | FROM_TO | 73521.13 | 73529.12 | 15.9 | 0 | 783.721 | 0 | 0 | 0.000216 | -0.99978 | 0.000216 | 16.0126 | 16.0168 | 0 |  |  | 783.721 |  | 783.721 |  | 783.721 |  | 783.721 |  | 783.721 | 0 | Competitive | Competitive | 1 | FALSE | TRUE | 1 | Non-Competitive | 0.719 | Non-Competitive
DGRSLNC5 6880__A TO_FROM | DGRSLNC5 | 6880__A | 24 | 2 | 2 | LEON5_9 | RANGER_9 | TO_FROM | 73521.13 | 92690.8 | -15.9 | 0 | 783.721 | 0 | -0.00022 | 0 | -0.00022 | 0.99978 | -15.9002 | -14.6034 | 5931.83 |  |  |  | 913.719 |  | 913.719 |  | 913.719 |  | 913.719 | 0 | 913.719 | Competitive | Competitive | 1 | FALSE | TRUE | 1 | Non-Competitive | 0.719 | Non-Competitive
DGRSLNC5 ABNW_69T1 FROM_TO | DGRSLNC5 | ABNW_69T1 | 68.75 | 2 | 2 | ABNW2A | ABNW4A | FROM_TO | 73521.13 | 75658.48 | -57.7562 | 0 | 1860.028 | 1452.711 | -0.00166 | 0.020263 | -0.04203 | 0.48881 | -20.1609 | -22.442 | 1477.13 | 10000 |  | 4064.082 | 982.897 | 2101.971 | 859.796 | 5811.815 | 2461.566 | 3265.905 | 821.926 | 4405.046 | 882.39 | Competitive | Competitive | 1 | TRUE | FALSE | 1 | Non-Competitive | 0.672 | Non-Competitive
DGRSLNC5 ABNW_69T1 TO_FROM | DGRSLNC5 | ABNW_69T1 | 68.75 | 2 | 2 | ABNW2A | ABNW4A | TO_FROM | 73521.13 | 73542.66 | 27.0022 | 0 | 1775.78 | 1860.029 | -0.00238 | 0.008149 | -0.48881 | 0.042031 | 58.2286 | 41.6587 | 0 |  |  | 1957.242 | 5442.928 | 634.141 | 5193.279 | 2880.54 | 9553.019 | 727.042 | 6392.643 | 2140.09 | 6538.254 | Competitive | Competitive | 1 | FALSE | FALSE | 1 | Non-Competitive | 0.672 | Non-Competitive
DGRSLNC5 ALBANY_HUB1_T1_1 FROM_TO | DGRSLNC5 | ALBANY_HUB1_T1_1 | 38 | 2 | 2 | ALBANY2A | WCTMWDT | FROM_TO | 73521.13 | 73546.37 | -12.7638 | 0 | 806.132 | 2024.68 | -0.00205 | 0.018084 | -0.54488 | 0.40974 | 23.9476 | -11.6194 | 0 |  |  | 3901.581 | 6091.407 | 825.041 | 1174.795 | 5310.941 | 10000 | 1262.239 | 3654.067 | 4192.596 | 7710.311 | Competitive | Competitive | 1 | FALSE | FALSE | 1 | Non-Competitive | 0.6875 | Non-Competitive
DGRSLNC5 ALBANY_HUB1_T1_1 TO_FROM | DGRSLNC5 | ALBANY_HUB1_T1_1 | 38 | 2 | 2 | ALBANY2A | WCTMWDT | TO_FROM | 73521.13 | 73576.92 | -24.113 | 0 | 2112.983 | 806.132 | -0.00337 | 0.010904 | -0.40974 | 0.54487 | 15.134 | 6.2136 | 1683.03 |  |  | 10000 | 2537.606 | 1026.483 | 2455.555 | 10000 | 3193.846 | 3581.425 | 2834.894 | 10000 | 2846.683 | Competitive | Competitive | 1 | FALSE | FALSE | 1 | Non-Competitive | 0.6875 | Non-Competitive
DGRSLNC5 CISC_PUTN1 FROM_TO | DGRSLNC5 | CISC_PUTN1 | 429 | 2 | 2 | 6317 | PUTN4A | FROM_TO | 73521.13 | 74144.7 | -289.884 | 0 | 1883.564 | 1088.471 | -0.03182 | 0.13016 | -0.42433 | 0.40475 | 164.6964 | 29.9757 | 0 | 3610.213 | 3161.678 | 10000 | 3087.981 | 1583.473 | 1941.628 | 10000 | 3161.678 | 2813.47 | 3031.895 | 4333.71 | 3140.844 | Competitive | Competitive | 1 | TRUE | FALSE | 1 | Non-Competitive | 0.711 | Non-Competitive
DGRSLNC5 CISC_PUTN1 TO_FROM | DGRSLNC5 | CISC_PUTN1 | 429 | 2 | 2 | 6317 | PUTN4A | TO_FROM | 73521.13 | 73865.94 | -120.023 | 0 | 1088.471 | 1883.564 | -0.02629 | 0.057879 | -0.40475 | 0.42433 | 294.7209 | -111.453 | 0 | 853.392 | 6160.513 | 853.392 | 5926.055 | 756.015 | 1832.801 | 1969.612 | 6160.513 | 888.337 | 3387.989 | 899.367 | 6066.141 | Competitive | Competitive | 1 | TRUE | FALSE | 1 | Non-Competitive | 0.711 | Non-Competitive
DGRSLNC5 DRSY_SANA_T1_1 FROM_TO | DGRSLNC5 | DRSY_SANA_T1_1 | 30 | 2 | 2 | SANA_TAP2A | DRSY2A | FROM_TO | 73521.13 | 73538.89 | -9.2712 | 0 | 1378.343 | 812.291 | -0.00476 | 0.004863 | -0.41364 | 0.19969 | 22.2912 | 13.7258 | 1207.73 |  |  | 3698.593 | 3397.751 | 925.932 | 1800.368 | 4020.955 | 10000 | 1174.922 | 2562.702 | 3459.282 | 4033.866 | Competitive | Competitive | 1 | FALSE | FALSE | 1 | Non-Competitive | 0.6875 | Non-Competitive
DGRSLNC5 DRSY_SANA_T1_1 TO_FROM | DGRSLNC5 | DRSY_SANA_T1_1 | 30 | 2 | 2 | SANA_TAP2A | DRSY2A | TO_FROM | 73521.13 | 73564.24 | -23.7908 | 0 | 812.291 | 1378.343 | -0.0028 | 0.012257 | -0.19969 | 0.41364 | 20.8273 | -11.1726 | 0 |  |  | 2875.209 | 8833.055 | 1098.331 | 1062.713 | 2201.495 | 10000 | 1404.531 | 1410.297 | 2551.764 | 9256.085 | Competitive | Competitive | 1 | FALSE | FALSE | 1 | Non-Competitive | 0.6875 | Non-Competitive
DGRSLNC5 FRIR_SONR1_1 FROM_TO | DGRSLNC5 | FRIR_SONR1_1 | 37 | 2 | 2 | SONR2A | FRIR2A | FROM_TO | 73521.13 | 73368.41 | -35.2966 | 0 | 1119.47 | 1667.019 | -0.00854 | 0.027547 | -0.72161 | 0.13284 | 146.9738 | 13.8277 | 0 | 3780.755 |  | 1791.37 | 3444.294 | 914.915 | 1355.671 | 2544.351 | 5661.626 | 954.446 | 1996.505 | 1922.288 | 3239.904 | Competitive | Non-Competitive | 0 | TRUE | FALSE | 1 | Non-Competitive | 0.828 | Non-Competitive
DGRSLNC5 FRIR_SONR1_1 TO_FROM | DGRSLNC5 | FRIR_SONR1_1 | 37 | 2 | 2 | SONR2A | FRIR2A | TO_FROM | 73521.13 | 73534.5 | -104.194 | 0 | 1667.019 | 1119.47 | -0.01075 | 0.008539 | -0.13284 | 0.72161 | 32.2326 | -34.4044 | 0 |  |  | 2466.813 | 2538.475 | 1165.835 | 1780.73 | 3540.652 | 3017.444 | 1623.442 | 2137.809 | 2372.175 | 2786.876 | Competitive | Competitive | 1 | FALSE | FALSE | 1 | Non-Competitive | 0.828 | Non-Competitive
DGRSLNC5 HAMILT_MAVERI1_1 FROM_TO | DGRSLNC5 | HAMILT_MAVERI1_1 | 122 | 2 | 2 | HAMILTN4 | MAVERICK4A | FROM_TO | 73521.13 | 73136.95 | -127.855 | 0 | 1050.228 | 2527.263 | -0.0298 | 0.20944 | -0.53364 | 0.20944 | 326.1784 | -10.8509 | 0 | 1647.424 | 4125.31 | 10000 | 3849.289 | 873.983 | 1100.344 | 10000 | 4266.309 | 1855.949 | 1297.817 | 3245.383 | 3705.119 | Non-Competitive | Non-Competitive | 0 | TRUE | FALSE | 1 | Non-Competitive | 0.672 | Non-Competitive
DGRSLNC5 HAMILT_MAVERI1_1 TO_FROM | DGRSLNC5 | HAMILT_MAVERI1_1 | 122 | 2 | 2 | HAMILTN4 | MAVERICK4A | TO_FROM | 73521.13 | 73716.55 | -241.416 | 0 | 2527.262 | 1050.228 | -0.20944 | 0.45556 | -0.20944 | 0.53364 | 82.389 | -115.662 | 0 | 3455.304 | 5308.677 | 10000 | 10000 | 940.915 | 1589.935 | 10000 | 10000 | 7623.814 | 4986.788 | 8894.624 | 8915.786 | Competitive | Competitive | 1 | TRUE | FALSE | 1 | Non-Competitive | 0.672 | Non-Competitive
DGRSLNC5 LENSW_PUTN2_1 FROM_TO | DGRSLNC5 | LENSW_PUTN2_1 | 72 | 2 | 2 | LEONSW_8 | PUTN4A | FROM_TO | 73521.13 | 73499.19 | -179.59 | 0 | 1885.832 | 1060.559 | -0.01867 | 0.070583 | -0.51811 | 0.12528 | 82.8767 | 6.7016 | 0 | 10000 |  | 10000 | 3090.228 | 1648.273 | 1907.196 | 10000 | 3161.472 | 2864.409 | 3031.916 | 10000 | 3143.323 | Competitive | Non-Competitive | 0 | TRUE | FALSE | 1 | Non-Competitive | 0.7425 | Non-Competitive
DGRSLNC5 LENSW_PUTN2_1 TO_FROM | DGRSLNC5 | LENSW_PUTN2_1 | 72 | 2 | 2 | LEONSW_8 | PUTN4A | TO_FROM | 73521.13 | 72617.89 | -58.2356 | 0 | 1191.345 | 1885.832 | -0.01437 | 0.040654 | -0.12528 | 0.51811 | 182.9665 | -53.9616 | 0 | 2370.195 |  | 859.818 | 5920.68 | 759.016 | 1919.965 | 2582.616 | 6152.852 | 924.941 | 3506.014 | 936.284 | 6054.268 | Competitive | Non-Competitive | 0 | TRUE | FALSE | 1 | Non-Competitive | 0.7425 | Non-Competitive
DGRSLNC5 MRAN_PUTN1_1 FROM_TO | DGRSLNC5 | MRAN_PUTN1_1 | 38 | 2 | 2 | MRAN2A | PUTN2A | FROM_TO | 73521.13 | 73738.48 | -23.5027 | 0 | 843.476 | 2321.845 | -0.0022 | 0.017939 | -0.11293 | 0.66773 | 13.2662 | -22.3418 | 0 |  |  | 3906.191 | 6525.276 | 837.171 | 1018.835 | 5305.447 | 10000 | 1323.759 | 1834.874 | 4205.767 | 7614.943 | Competitive | Competitive | 1 | FALSE | FALSE | 1 | Non-Competitive | 0.6875 | Non-Competitive
DGRSLNC5 MRAN_PUTN1_1 TO_FROM | DGRSLNC5 | MRAN_PUTN1_1 | 38 | 2 | 2 | MRAN2A | PUTN2A | TO_FROM | 73521.13 | 73539.37 | -13.3577 | 0 | 2113.256 | 800.763 | -0.00322 | 0.011049 | -0.66773 | 0.11293 | 25.8203 | 16.6501 | 1683.03 |  |  | 10000 | 2559.413 | 911.371 | 2536.079 | 10000 | 3197.606 | 2070.471 | 2880.78 | 10000 | 2889.281 | Competitive | Competitive | 1 | FALSE | FALSE | 1 | Non-Competitive | 0.6875 | Non-Competitive
DGRSLNC5 NICOLE_ORNT1_1 FROM_TO | DGRSLNC5 | NICOLE_ORNT1_1 | 135 | 2 | 2 | NICOLE4A | ORNT4A | FROM_TO | 73521.13 | 73549.54 | -55.4183 | 0 | 1163.257 | 1308.399 | -0.01553 | 0.17742 | -0.30207 | 0.17742 | 125.8084 | -1.0346 | 0 | 6185.991 |  | 10000 | 10000 | 1252.588 | 1143.933 | 10000 | 10000 | 7557.795 | 1610.136 | 8786.889 | 10000 | Competitive | Competitive | 1 | TRUE | FALSE | 1 | Non-Competitive | 0.664 | Non-Competitive
DGRSLNC5 NICOLE_ORNT1_1 TO_FROM | DGRSLNC5 | NICOLE_ORNT1_1 | 135 | 2 | 2 | NICOLE4A | ORNT4A | TO_FROM | 73521.13 | 73975.68 | -94.4241 | 0 | 1308.399 | 1258.943 | -0.00751 | 0.053841 | -0.17742 | 0.30207 | 55.0155 | 36.9199 | 250.13 | 10000 |  | 10000 | 2589.932 | 1108.612 | 1830.239 | 10000 | 2937.143 | 3883.814 | 1861.078 | 10000 | 2324.842 | Competitive | Competitive | 1 | TRUE | FALSE | 1 | Non-Competitive | 0.664 | Non-Competitive
DGRSLNC5 PUTN_PS1 FROM_TO | DGRSLNC5 | PUTN_PS1 | 222 | 2 | 2 | PUTN4A | PUTN2B | FROM_TO | 73521.13 | 73836.57 | -179.59 | 0 | 1885.511 | 1105.533 | -0.01867 | 0.070583 | -0.43949 | 0.48189 | 82.8767 | 6.7016 | 0 | 10000 |  | 10000 | 3090.228 | 1648.273 | 1907.196 | 10000 | 3161.472 | 2864.409 | 3031.916 | 10000 | 3143.323 | Competitive | Competitive | 1 | TRUE | FALSE | 1 | Non-Competitive | 0.7345 | Non-Competitive
DGRSLNC5 PUTN_PS1 TO_FROM | DGRSLNC5 | PUTN_PS1 | 222 | 2 | 2 | PUTN4A | PUTN2B | TO_FROM | 73521.13 | 73602.13 | -58.2356 | 0 | 1249.081 | 1885.511 | -0.01437 | 0.040654 | -0.48189 | 0.43949 | 182.9665 | -53.9616 | 0 | 2370.195 |  | 859.818 | 5920.68 | 759.016 | 1919.965 | 2582.616 | 6152.852 | 924.941 | 3506.014 | 936.284 | 6054.268 | Competitive | Competitive | 1 | TRUE | FALSE | 1 | Non-Competitive | 0.7345 | Non-Competitive
DGRSPKR5 6375__A FROM_TO | DGRSPKR5 | 6375__A | 210 | 2 | 2 | GRHAMSES1_8 | GRAHAME_8 | FROM_TO | 73521.13 | 73270.22 | -31.8084 | 0 | 712.064 | 5936.803 | -0.0962 | 0.10564 | -0.78641 | 0.10564 | 406.7939 | 17.79 | 0 | 1072.911 | 10000 | 10000 | 10000 | 778.023 | 5049.123 | 10000 | 10000 | 1943.612 | 9675.099 | 2072.232 | 10000 | Non-Competitive | Non-Competitive | 0 | TRUE | FALSE | 1 | Non-Competitive | 0.6955 | Non-Competitive
DGRSPKR5 6375__A TO_FROM | DGRSPKR5 | 6375__A | 210 | 2 | 2 | GRHAMSES1_8 | GRAHAME_8 | TO_FROM | 73521.13 | 74135.92 | -355.513 | 0 | 5936.793 | 682.089 | -0.10564 | 0.37039 | -0.10564 | 0.78641 | 145.2377 | 36.7853 | 4931.83 | 5784.026 | 3121.952 | 10000 | 10000 | 3414.822 | 1465.785 | 10000 | 10000 | 5508.177 | 4642.622 | 5587.582 | 5118.544 | Competitive | Competitive | 1 | TRUE | FALSE | 1 | Non-Competitive | 0.6955 | Non-Competitive
DGRSPKR5 6377__A FROM_TO | DGRSPKR5 | 6377__A | 185 | 2 | 2 | ORAN1_8 | BARTON_8 | FROM_TO | 73521.13 | 73573.11 | -390.732 | 0 | 1723.552 | 5049.484 | -0.09249 | 0.10098 | -0.60208 | 0.21721 | 152.7527 | 40.2677 | 5111.83 | 10000 | 2995.924 | 10000 | 10000 | 4031.087 | 1748.13 | 10000 | 10000 | 9479.723 | 4266.711 | 10000 | 4620.84 | Competitive | Competitive | 1 | TRUE | FALSE | 1 | Non-Competitive | 0.6795 | Non-Competitive
DGRSPKR5 6377__A TO_FROM | DGRSPKR5 | 6377__A | 185 | 2 | 2 | ORAN1_8 | BARTON_8 | TO_FROM | 73521.13 | 72403.1 | -106.83 | 0 | 5049.479 | 1814.39 | -0.10098 | 0.60208 | -0.21722 | 0.60208 | 425.3948 | -32.1996 | 0 | 1047.039 | 10000 | 10000 | 10000 | 845.991 | 4178.244 | 10000 | 10000 | 6751.447 | 9525.507 | 6834.894 | 10000 | Non-Competitive | Non-Competitive | 0 | TRUE | FALSE | 1 | Non-Competitive | 0.6795 | Non-Competitive
DGRSPKR5 HAS_XFM2 FROM_TO | DGRSPKR5 | HAS_XFM2 | 40 | 2 | 2 | HASSE | HASSE_P8 | FROM_TO | 73521.13 | 74727.8 | -27.3868 | 0 | 1383.813 | 1108.533 | -0.00183 | 0.002597 | -0.03617 | 0.29215 | -2.9042 | -11.0415 | 2683.03 |  |  | 10000 | 2450.921 | 797.876 | 2071.634 | 10000 | 2608.707 | 1328.142 | 2311.948 | 10000 | 2562.623 | Competitive | Competitive | 1 | FALSE | FALSE | 1 | Non-Competitive | 0.7035 | Non-Competitive
DGRSPKR5 HAS_XFM2 TO_FROM | DGRSPKR5 | HAS_XFM2 | 40 | 2 | 2 | HASSE | HASSE_P8 | TO_FROM | 73521.13 | 73538.21 | 1.76 | 0 | 1104.799 | 1484.794 | -0.0026 | 0.001989 | -0.29215 | 0.036165 | 34.9689 | 8.6968 | 0 |  |  | 1025.488 | 10000 | 1129.477 | 868.544 | 1049.208 | 10000 | 998.691 | 1408.417 | 975.882 | 10000 | Competitive | Competitive | 1 | FALSE | FALSE | 1 | Non-Competitive | 0.7035 | Non-Competitive
DHAMSUM8 CKT_941_1 FROM_TO | DHAMSUM8 | CKT_941_1 | 260 | 2 | 2 | SUMMITN | WILIAMSN | FROM_TO | 73521.13 | 73419.33 | 172.4964 | 0 | 2636.36 | 1665.686 | -0.05181 | 0.039688 | -0.5134 | 0.15018 | 312.6629 | 203.301 | 0 | 9154.504 | 10000 | 5974.843 | 10000 | 960.042 | 7838.898 | 9154.504 | 10000 | 2445.251 | 9934.709 | 7135.366 | 10000 | Non-Competitive | Non-Competitive | 0 | TRUE | FALSE | 1 | Non-Competitive | 0.703 | Non-Competitive
DHAMSUM8 CKT_941_1 TO_FROM | DHAMSUM8 | CKT_941_1 | 260 | 2 | 2 | SUMMITN | WILIAMSN | TO_FROM | 73521.13 | 76403.94 | -287.445 | 0 | 1665.686 | 2636.36 | -0.03969 | 0.051805 | -0.15018 | 0.5134 | -178.014 | -254.748 | 0 | 10000 | 9154.504 | 10000 | 5974.843 | 6369.527 | 1092.03 | 10000 | 9154.504 | 9634.391 | 2644.275 | 10000 | 7135.366 | Competitive | Competitive | 1 | TRUE | FALSE | 1 | Non-Competitive | 0.703 | Non-Competitive
DHILLAS8 CAGNON_MR4H FROM_TO | DHILLAS8 | CAGNON_MR4H | 600 | 3 | 3 | CAGNON_5 | CAGSTAR4 | FROM_TO | 73521.13 | 73365.31 | 534.5841 | 0 | 1964.985 | 1641.211 | -0.16292 | 0.037537 | -0.9109 | 0.093096 | 743.6993 | 594.2377 | 0 | 5695.993 | 8922.317 | 5695.993 | 9022.92 | 819.28 | 8879.357 | 5695.993 | 10000 | 1083.679 | 9462.874 | 6319.176 | 9464.604 | Competitive | Non-Competitive | 0 | TRUE | FALSE | 1 | Non-Competitive | 1.219 | Non-Competitive
DHILLAS8 CAGNON_MR4H TO_FROM | DHILLAS8 | CAGNON_MR4H | 600 | 3 | 3 | CAGNON_5 | CAGSTAR4 | TO_FROM | 73521.13 | 83493.18 | -646.378 | 0 | 1641.175 | 1964.985 | -0.03754 | 0.16292 | -0.0931 | 0.9109 | -262.749 | -664.868 | 0 | 8867.809 | 10000 | 9022.92 | 10000 | 8803.503 | 931.857 | 10000 | 10000 | 9445.697 | 1239.092 | 9448.324 | 10000 | Competitive | Competitive | 1 | TRUE | FALSE | 1 | Non-Competitive | 1.219 | Non-Competitive
DHKBCRL5 1140__C FROM_TO | DHKBCRL5 | 1140__C | 215 | 3 | 3 | DFW_DE1T1_8 | DFW_CE1_8 | FROM_TO | 73521.13 | 72868 | 272.2204 | 0 | 1508.894 | 1907.195 | -0.02286 | 0.013665 | -0.42299 | 0.41106 | 493.1485 | 301.5606 | 0 |  | 2637.08 | 918.308 | 2705.183 | 832.994 | 2714.364 | 892.114 | 2705.183 | 879.335 | 2625.415 | 921.585 | 2620.981 | Non-Competitive | Non-Competitive | 0 | TRUE | FALSE | 0 | Non-Competitive | 1.2655 | Non-Competitive
DHKBCRL5 1140__C TO_FROM | DHKBCRL5 | 1140__C | 215 | 3 | 3 | DFW_DE1T1_8 | DFW_CE1_8 | TO_FROM | 73521.13 | 74421.52 | -518.635 | 0 | 1907.195 | 1508.894 | -0.01366 | 0.022856 | -0.41106 | 0.42299 | -178.952 | -182.777 | 2599.83 | 2201.482 |  | 2349.856 | 996.873 | 2381.33 | 964.874 | 2349.856 | 973.592 | 2264.827 | 982.374 | 2255.488 | 995.87 | Competitive | Competitive | 1 | TRUE | TRUE | 1 | Competitive | 1.2655 | Non-Competitive
DI_DWHI8 RINCON_WHITE_2_1 FROM_TO | DI_DWHI8 | RINCON_WHITE_2_1 | 216 | 2 | 2 | RINCON4A | WHITEPT4A | FROM_TO | 73521.13 | 74995.86 | -225.086 | 0 | 3195.663 | 1768.835 | -0.03453 | 0.28573 | -0.08135 | 0.48934 | 95.531 | 68.7019 | 94.83 | 3809.745 | 4494.198 | 4875.073 | 4494.198 | 3525.695 | 892.689 | 5644.313 | 4494.198 | 5008.732 | 2955.436 | 5019.064 | 5131.703 | Competitive | Competitive | 1 | TRUE | FALSE | 1 | Non-Competitive | 0.9455 | Non-Competitive
DI_DWHI8 RINCON_WHITE_2_1 TO_FROM | DI_DWHI8 | RINCON_WHITE_2_1 | 216 | 2 | 2 | RINCON4A | WHITEPT4A | TO_FROM | 73521.13 | 73457.23 | 17.3031 | 0 | 1702.695 | 3195.682 | -0.28573 | 0.069619 | -0.48933 | 0.081346 | 247.2691 | 23.8336 | 0 | 1424.476 | 3809.745 | 1450.767 | 4875.073 | 673.003 | 3525.695 | 4120.112 | 5644.313 | 1493.733 | 5008.732 | 1772.143 | 5019.064 | Non-Competitive | Non-Competitive | 0 | TRUE | FALSE | 1 | Non-Competitive | 0.9455 | Non-Competitive
DJEWSNG5 256_A_1 FROM_TO | DJEWSNG5 | 256_A_1 | 1376 | 2 | 2 | GIBN_CREK_5 | TWIN_OAK__5 | FROM_TO | 73521.13 | 79384.98 | -2217.48 | 0 | 1611.196 | 3366.435 | -0.15699 | 0.2286 | -0.15699 | 0.2286 | 849.3385 | 1087.459 | 3569.23 | 2006.142 | 1987.502 | 2147.562 | 1978.633 | 1964.738 | 1969.311 | 2617.823 | 1978.633 | 2054.721 | 2089.808 | 2057.221 | 2091.579 | Competitive | Competitive | 1 | TRUE | FALSE | 1 | Non-Competitive | 0.9765 | Non-Competitive
DJEWSNG5 256_A_1 TO_FROM | DJEWSNG5 | 256_A_1 | 1376 | 2 | 2 | GIBN_CREK_5 | TWIN_OAK__5 | TO_FROM | 73521.13 | 57007.34 | -46.9797 | 0 | 3419.599 | 1611.194 | -0.2286 | 0.15699 | -0.2286 | 0.15699 | 3861.731 | 1713.533 | 0 | 1541.946 | 2133.444 | 1526.131 | 2239.603 | 1529.348 | 2091.839 | 1526.131 | 2617.823 | 1674.088 | 2123.161 | 1675.385 | 2125.248 | Non-Competitive | Non-Competitive | 0 | TRUE | FALSE | 0 | Non-Competitive | 0.9765 | Non-Competitive
DJEWSNG5 JK_TOKSW_1 FROM_TO | DJEWSNG5 | JK_TOKSW_1 | 1376 | 2 | 2 | JKCREEK1 | TWIN_OAK__5 | FROM_TO | 73521.13 | 78735.09 | -2385.27 | 0 | 2119.199 | 3159.845 | -0.16671 | 0.25992 | -0.16671 | 0.48047 | 837.1059 | 1076.656 | 3569.23 | 1974.345 | 1987.237 | 2111.528 | 1982.035 | 1935.157 | 1969.206 | 2684.761 | 1982.035 | 1969.568 | 2096.254 | 1971.805 | 2097.977 | Competitive | Competitive | 1 | TRUE | FALSE | 1 | Non-Competitive | 1.0155 | Non-Competitive
DJEWSNG5 JK_TOKSW_1 TO_FROM | DJEWSNG5 | JK_TOKSW_1 | 1376 | 2 | 2 | JKCREEK1 | TWIN_OAK__5 | TO_FROM | 73521.13 | 65694.12 | -17.3568 | 0 | 3359.069 | 2314.044 | -0.25992 | 0.16672 | -0.48047 | 0.16672 | 4083.578 | 1802.176 | 0 | 1542.317 | 2098.23 | 1529.545 | 2201.093 | 1529.791 | 2058.967 | 1534.699 | 2684.761 | 1680.905 | 2033.384 | 1682.176 | 2035.239 | Non-Competitive | Non-Competitive | 0 | TRUE | FALSE | 0 | Non-Competitive | 1.0155 | Non-Competitive
DJEWSNG5 SNGXGC75_1 FROM_TO | DJEWSNG5 | SNGXGC75_1 | 1631 | 2 | 2 | GIBN_CREK_5 | SNGLTN_345 | FROM_TO | 73521.13 | 56901.77 | 206.4483 | 0 | 2804.558 | 1662.858 | -0.23685 | 0.24005 | -0.24137 | 0.24005 | 4321.324 | 1828.806 | 0 | 1452.572 | 2302.34 | 1427.209 | 2426.151 | 1442.266 | 2243.173 | 2172.531 | 2592.351 | 1481.907 | 2374.734 | 1482.86 | 2378.318 | Non-Competitive | Non-Competitive | 0 | TRUE | FALSE | 0 | Non-Competitive | 0.844 | Non-Competitive
DJEWSNG5 SNGXGC75_1 TO_FROM | DJEWSNG5 | SNGXGC75_1 | 1631 | 2 | 2 | GIBN_CREK_5 | SNGLTN_345 | TO_FROM | 73521.13 | 76793.01 | -2757.65 | 0 | 1655.705 | 2804.558 | -0.24005 | 0.23685 | -0.24005 | 0.24137 | 933.8474 | 1144.748 | 3569.23 | 2154.882 | 1851.795 | 2321.751 | 1829.284 | 2099.95 | 1836.94 | 2592.351 | 2294.357 | 2292.059 | 1819.708 | 2295.71 | 1821.001 | Competitive | Competitive | 1 | TRUE | TRUE | 1 | Competitive | 0.844 | Non-Competitive
DJEWSNG5 SNGXGC99_1 FROM_TO | DJEWSNG5 | SNGXGC99_1 | 1631 | 2 | 2 | GIBN_CREK_5 | SNGLTN_345 | FROM_TO | 73521.13 | 56901.77 | 206.4483 | 0 | 2804.558 | 1662.858 | -0.23685 | 0.24005 | -0.24137 | 0.24005 | 4321.324 | 1828.806 | 0 | 1452.572 | 2302.34 | 1427.209 | 2426.151 | 1442.266 | 2243.173 | 2172.531 | 2592.351 | 1481.907 | 2374.734 | 1482.86 | 2378.318 | Non-Competitive | Non-Competitive | 0 | TRUE | FALSE | 0 | Non-Competitive | 1.008 | Non-Competitive
DJEWSNG5 SNGXGC99_1 TO_FROM | DJEWSNG5 | SNGXGC99_1 | 1631 | 2 | 2 | GIBN_CREK_5 | SNGLTN_345 | TO_FROM | 73521.13 | 76793.01 | -2757.65 | 0 | 1655.705 | 2804.558 | -0.24005 | 0.23685 | -0.24005 | 0.24137 | 933.8474 | 1144.748 | 3569.23 | 2154.882 | 1851.795 | 2321.751 | 1829.284 | 2099.95 | 1836.94 | 2592.351 | 2294.357 | 2292.059 | 1819.708 | 2295.71 | 1821.001 | Competitive | Competitive | 1 | TRUE | TRUE | 1 | Competitive | 1.008 | Non-Competitive
DKENCA58 69T342_1 FROM_TO | DKENCA58 | 69T342_1 | 132 | 4 | 4 | L_KENDCT8_1Y | L_MOUNTO8_1Y | FROM_TO | 73521.13 | 73467.07 | -31.4172 | 0 | 1800.568 | 1658.828 | -0.02775 | 0.074303 | -0.28504 | 0.12073 | 143.0838 | -8.1246 | 0 | 10000 | 10000 | 10000 | 5000.06 | 2339.936 | 1828.169 | 10000 | 10000 | 8047.466 | 4711.33 | 10000 | 5444.015 | Competitive | Non-Competitive | 0 | TRUE | FALSE | 1 | Non-Competitive | 1.0155 | Non-Competitive
DKENCA58 69T342_1 TO_FROM | DKENCA58 | 69T342_1 | 132 | 4 | 4 | L_KENDCT8_1Y | L_MOUNTO8_1Y | TO_FROM | 73521.13 | 74095.23 | -126.099 | 0 | 1446.881 | 1800.568 | -0.00847 | 0.027749 | -0.12073 | 0.28504 | 62.6643 | -25.5534 | 0 | 10000 |  | 5000.06 | 3054.007 | 1707.827 | 2278.76 | 10000 | 3226.041 | 4677.522 | 3358.609 | 5444.015 | 3510.662 | Competitive | Competitive | 1 | TRUE | FALSE | 1 | Non-Competitive | 1.0155 | Non-Competitive
DKENCA58 E3_S1_1 FROM_TO | DKENCA58 | E3_S1_1 | 287 | 4 | 4 | HOWARD | SOMERSET | FROM_TO | 73521.13 | 73636.53 | -15.6812 | 0 | 2117.499 | 497.044 | -0.10752 | 0.072737 | -0.62594 | 0.13509 | 214.828 | 39.5034 | 0 | 10000 | 7933.405 | 10000 | 10000 | 4731.431 | 3434.513 | 10000 | 10000 | 9549.9 | 9001.994 | 10000 | 9428.179 | Competitive | Competitive | 1 | TRUE | FALSE | 1 | Non-Competitive | 1.1405 | Non-Competitive
DKENCA58 E3_S1_1 TO_FROM | DKENCA58 | E3_S1_1 | 287 | 4 | 4 | HOWARD | SOMERSET | TO_FROM | 73521.13 | 75100.67 | -126.074 | 0 | 521.745 | 1848.822 | -0.07274 | 0.10752 | -0.13509 | 0.62594 | 74.7764 | -68.7943 | 0 | 6554.939 | 10000 | 9006.222 | 10000 | 1428.15 | 4796.641 | 8899.13 | 10000 | 7162.47 | 9555.839 | 8612.102 | 10000 | Competitive | Competitive | 1 | TRUE | FALSE | 1 | Non-Competitive | 1.1405 | Non-Competitive
DKOCNUE8 AIR_LI_HIWAY_1_1 FROM_TO | DKOCNUE8 | AIR_LI_HIWAY_1_1 | 219 | 1 | 1 | HIWAY_92A | AIR_LIQC2A | FROM_TO | 73521.13 | 73733.51 | 46.1732 | 0 | 1640.654 | 1318.335 | -0.00457 | 0.043391 | -0.57435 | 0.19127 | 96.9209 | 46.3062 | 0 | 6176.855 |  | 6176.855 | 10000 | 1228.699 | 7293.186 | 6176.855 | 10000 | 6049.225 | 9547.368 | 7053.889 | 10000 | Competitive | Competitive | 1 | TRUE | FALSE | 1 | Non-Competitive | 0.961 | Non-Competitive
DKOCNUE8 AIR_LI_HIWAY_1_1 TO_FROM | DKOCNUE8 | AIR_LI_HIWAY_1_1 | 219 | 1 | 1 | HIWAY_92A | AIR_LIQC2A | TO_FROM | 73521.13 | 74906.2 | -95.6375 | 0 | 1110.498 | 1872.026 | -0.04339 | 0.004569 | -0.19127 | 0.57435 | -46.998 | -62.2825 | 0 |  | 6176.855 | 10000 | 6176.855 | 4677.274 | 1515.758 | 10000 | 6176.855 | 8466.948 | 6325.018 | 10000 | 7053.889 | Competitive | Competitive | 1 | TRUE | FALSE | 1 | Non-Competitive | 0.961 | Non-Competitive
DKOCNUE8 CITGOW_WEIL_T1_1 FROM_TO | DKOCNUE8 | CITGOW_WEIL_T1_1 | 209 | 1 | 1 | CITGO_W4A | WEIL_TRC4A | FROM_TO | 73521.13 | 73884.29 | -43.6326 | 0 | 1360.108 | 1734.743 | -0.1558 | 0.004452 | -0.22889 | 0.67562 | 125.2524 | 60.1204 | 0 |  | 4911.11 | 983.541 | 5896.526 | 807.879 | 4802.685 | 2525.697 | 5896.526 | 797.785 | 6256.878 | 958.174 | 6267.306 | Competitive | Competitive | 1 | TRUE | FALSE | 1 | Non-Competitive | 1.031 | Non-Competitive
DKOCNUE8 CITGOW_WEIL_T1_1 TO_FROM | DKOCNUE8 | CITGOW_WEIL_T1_1 | 209 | 1 | 1 | CITGO_W4A | WEIL_TRC4A | TO_FROM | 73521.13 | 73761.71 | -123.876 | 0 | 1724.646 | 1361.679 | -0.00291 | 0.1558 | -0.67562 | 0.22889 | 45.7727 | 49.8959 | 4715.43 | 4911.11 |  | 5896.526 | 928.883 | 4421.076 | 927.781 | 5896.526 | 1187.08 | 6230.403 | 910.769 | 6267.306 | 911.274 | Competitive | Competitive | 1 | TRUE | FALSE | 1 | Non-Competitive | 1.031 | Non-Competitive
DKOCNUE8 CLARK__LON_HI1_1 FROM_TO | DKOCNUE8 | CLARK__LON_HI1_1 | 207 | 1 | 1 | LON_HILL4A | CLARK_WD4A | FROM_TO | 73521.13 | 73546.58 | 119.1257 | 0 | 2867.134 | 5797.09 | -0.15487 | 0.00538 | -0.52761 | 0.032477 | 193.5721 | 128.4245 | 0 |  | 4943.917 | 815.141 | 5900.239 | 812.509 | 4861.044 | 2092.833 | 5900.239 | 801.775 | 6279.709 | 802.866 | 6288.613 | Competitive | Competitive | 1 | TRUE | FALSE | 1 | Non-Competitive | 0.945 | Non-Competitive
DKOCNUE8 CLARK__LON_HI1_1 TO_FROM | DKOCNUE8 | CLARK__LON_HI1_1 | 207 | 1 | 1 | LON_HILL4A | CLARK_WD4A | TO_FROM | 73521.13 | 81200.03 | -192.162 | 0 | 5797.083 | 2867.134 | -0.00384 | 0.15487 | -0.03248 | 0.52761 | -22.5394 | -13.9926 | 4715.43 | 4943.917 |  | 5900.239 | 934.719 | 4535.907 | 932.756 | 5900.239 | 936.229 | 6259.711 | 919.113 | 6288.613 | 919.571 | Competitive | Competitive | 1 | TRUE | FALSE | 1 | Non-Competitive | 0.945 | Non-Competitive
DKOCNUE8 MCKENZ_WESTSI1_1 FROM_TO | DKOCNUE8 | MCKENZ_WESTSI1_1 | 157 | 1 | 1 | WESTSIDE4A | MCKENZIE4A | FROM_TO | 73521.13 | 74179.51 | -154.557 | 0 | 1661.259 | 1292.683 | -0.1939 | 0.13022 | -0.25579 | 0.16846 | -10.526 | -143.957 | 0 | 5098.243 | 10000 | 5183.129 | 10000 | 4002.936 | 865.745 | 5183.129 | 10000 | 4905.213 | 7098.597 | 5022.799 | 10000 | Competitive | Competitive | 1 | TRUE | FALSE | 1 | Non-Competitive | 0.695 | Non-Competitive
DKOCNUE8 MCKENZ_WESTSI1_1 TO_FROM | DKOCNUE8 | MCKENZ_WESTSI1_1 | 157 | 1 | 1 | WESTSIDE4A | MCKENZIE4A | TO_FROM | 73521.13 | 73529.61 | 12.0123 | 0 | 1347.563 | 1709.142 | -0.13022 | 0.1939 | -0.16846 | 0.25579 | 155.5721 | 84.9185 | 0 | 10000 | 5098.243 | 10000 | 5183.129 | 761.399 | 4378.895 | 10000 | 5183.129 | 6760.537 | 4926.106 | 10000 | 5022.799 | Competitive | Competitive | 1 | TRUE | FALSE | 1 | Non-Competitive | 0.695 | Non-Competitive
DKRKNHN8 3640__B FROM_TO | DKRKNHN8 | 3640__B | 499 | 8 | 8 | KRKPK_E8 | JUDD1T_8 | FROM_TO | 73521.13 | 73820.94 | 99.1528 | 0 | 2831.141 | 1001.018 | -0.01365 | 0.048915 | -0.6143 | 0.13586 | 314.4823 | 153.2167 | 0 | 10000 |  | 10000 | 1811.032 | 1322.344 | 1592.387 | 10000 | 4009.784 | 4840.758 | 1521.884 | 10000 | 1731.219 | Competitive | Competitive | 1 | TRUE | FALSE | 1 | Non-Competitive | 0.703 | Non-Competitive
DKRKNHN8 3640__B TO_FROM | DKRKNHN8 | 3640__B | 499 | 8 | 8 | KRKPK_E8 | JUDD1T_8 | TO_FROM | 73521.13 | 77836.27 | -266.447 | 0 | 1001.018 | 2670.54 | -0.04891 | 0.013649 | -0.13586 | 0.6143 | -70.4947 | -166.578 | 0 |  | 10000 | 1609.861 | 10000 | 1095.933 | 1376.455 | 3558.005 | 10000 | 1195.406 | 4922.488 | 1578.964 | 10000 | Competitive | Competitive | 1 | TRUE | FALSE | 1 | Non-Competitive | 0.703 | Non-Competitive
DLHSCNR8 3650__A FROM_TO | DLHSCNR8 | 3650__A | 304 | 3 | 3 | LKHB_W8 | STAUG1T_8 | FROM_TO | 73521.13 | 74052.83 | 16.0725 | 0 | 2874.83 | 1380.462 | -0.00229 | 0.17563 | -0.11191 | 0.17671 | 244.2678 | 20.1362 | 0 | 10000 |  | 10000 | 6136.957 | 6135.749 | 4702.379 | 10000 | 6136.957 | 9855.949 | 6686.419 | 10000 | 7060.753 | Competitive | Competitive | 1 | TRUE | FALSE | 1 | Non-Competitive | 0.7265 | Non-Competitive
DLHSCNR8 3650__A TO_FROM | DLHSCNR8 | 3650__A | 304 | 3 | 3 | LKHB_W8 | STAUG1T_8 | TO_FROM | 73521.13 | 75338.37 | -55.929 | 0 | 1536.456 | 2874.82 | -0.17563 | 0.002289 | -0.17671 | 0.11191 | -34.4337 | -45.7374 | 5931.83 |  | 10000 | 6136.957 | 10000 | 4702.379 | 6464.936 | 6136.957 | 10000 | 6686.419 | 9866.74 | 7060.753 | 10000 | Competitive | Competitive | 1 | TRUE | FALSE | 1 | Non-Competitive | 0.7265 | Non-Competitive
DLNCSWC5 6380__D FROM_TO | DLNCSWC5 | 6380__D | 154 | 2 | 2 | MURRY_P8 | PAIP4B | FROM_TO | 73521.13 | 73483.55 | -214.811 | 0 | 1926.907 | 1391.216 | -0.03053 | 0.063527 | -0.20129 | 0.30288 | 161.0435 | 58.4411 | 3883.33 | 7037.412 | 3640.249 | 7037.412 | 3212.868 | 1820.736 | 2245.273 | 10000 | 3212.868 | 4846.348 | 3278.035 | 8272.47 | 3362.846 | Competitive | Non-Competitive | 0 | TRUE | FALSE | 1 | Non-Competitive | 0.6955 | Non-Competitive
DLNCSWC5 6380__D TO_FROM | DLNCSWC5 | 6380__D | 154 | 2 | 2 | MURRY_P8 | PAIP4B | TO_FROM | 73521.13 | 73313.38 | -112.636 | 0 | 1266.787 | 1794.55 | -0.06353 | 0.12351 | -0.30288 | 0.20129 | 212.7226 | 2.1796 | 0 | 1642.948 | 10000 | 2798.89 | 10000 | 889.17 | 1990.185 | 5650.726 | 10000 | 1385.826 | 5585.876 | 1927.674 | 10000 | Competitive | Non-Competitive | 0 | TRUE | FALSE | 1 | Non-Competitive | 0.6955 | Non-Competitive
DLNCSWC5 6635__A FROM_TO | DLNCSWC5 | 6635__A | 28 | 2 | 2 | BRECK_9 | MORTNVAL_9 | FROM_TO | 73521.13 | 73541.1 | -16.8405 | 0 | 2108.542 | 946.854 | -0.0015 | 0.012877 | -0.30375 | 0.21158 | 21.7679 | 9.0237 | 4209.53 |  |  | 6766.646 | 2406.609 | 1849.027 | 1001.619 | 6766.646 | 2508.433 | 4694.326 | 1907.353 | 7843.151 | 2533.424 | Competitive | Competitive | 1 | FALSE | FALSE | 1 | Non-Competitive | 0.7345 | Non-Competitive
DLNCSWC5 6635__A TO_FROM | DLNCSWC5 | 6635__A | 28 | 2 | 2 | BRECK_9 | MORTNVAL_9 | TO_FROM | 73521.13 | 73574.26 | -14.4898 | 0 | 946.853 | 2108.542 | -0.01288 | 0.027149 | -0.21158 | 0.30375 | 16.7585 | -3.4636 | 0 | 10000 |  | 10000 | 10000 | 636.42 | 2269.53 | 10000 | 10000 | 4256.04 | 6065.467 | 10000 | 10000 | Competitive | Competitive | 1 | TRUE | FALSE | 1 | Non-Competitive | 0.7345 | Non-Competitive
DLYTFPP5 CKT_3132_1 FROM_TO | DLYTFPP5 | CKT_3132_1 | 1195 | 2 | 2 | L_FPPYD15_1Y | LOSTPN34 | FROM_TO | 73521.13 | 76093.73 | -495.991 | 0 | 1724.815 | 1378.873 | -0.05516 | 0.2686 | -0.13106 | 0.2686 | 905.5239 | 813.5915 | 3829.23 | 1647.666 | 1406.753 | 5459.524 | 1299.187 | 1587.408 | 1310.231 | 5363.895 | 1809.402 | 3037.218 | 1368.258 | 3048.027 | 1413.377 | Competitive | Competitive | 1 | TRUE | FALSE | 1 | Non-Competitive | 0.797 | Non-Competitive
DLYTFPP5 CKT_3132_1 TO_FROM | DLYTFPP5 | CKT_3132_1 | 1195 | 2 | 2 | L_FPPYD15_1Y | LOSTPN34 | TO_FROM | 73521.13 | 74477.93 | -1027.92 | 0 | 1541.776 | 1740.361 | -0.2686 | 0.055163 | -0.2686 | 0.13106 | 932.1847 | -531.058 | 0 | 1009.443 | 1735.439 | 953.116 | 5459.524 | 1055.612 | 1679.041 | 1570.394 | 5363.895 | 1105.642 | 3115.59 | 1078.95 | 3126.073 | Competitive | Competitive | 1 | TRUE | FALSE | 1 | Non-Competitive | 0.797 | Non-Competitive
DLYTZOR5 101T158_1 FROM_TO | DLYTZOR5 | 101T158_1 | 132 | 2 | 2 | L_ZORN__8_1Y | L_POOLRO8_1Y | FROM_TO | 73521.13 | 73456.06 | -180.238 | 0 | 1586.432 | 1561.135 | -0.02932 | 0.03038 | -0.46321 | 0.068751 | 147.6266 | -131.899 | 0 | 4028.896 | 10000 | 3499.76 | 5258.691 | 2926.407 | 1241.765 | 3779.153 | 6779.298 | 3265.743 | 3846.079 | 3415.41 | 6107.748 | Competitive | Non-Competitive | 0 | TRUE | FALSE | 1 | Non-Competitive | 0.672 | Non-Competitive
DLYTZOR5 101T158_1 TO_FROM | DLYTZOR5 | 101T158_1 | 132 | 2 | 2 | L_ZORN__8_1Y | L_POOLRO8_1Y | TO_FROM | 73521.13 | 72298.75 | -54.7783 | 0 | 1561.135 | 1631.153 | -0.03038 | 0.029323 | -0.06875 | 0.46321 | 215.6019 | 16.2797 | 0 | 10000 | 4860.651 | 5258.691 | 4190.8 | 1195.371 | 3677.733 | 6779.298 | 4526.67 | 3822.194 | 3946.597 | 6107.748 | 4068.554 | Competitive | Non-Competitive | 0 | TRUE | FALSE | 1 | Non-Competitive | 0.672 | Non-Competitive
DLYTZOR5 103T262_1 FROM_TO | DLYTZOR5 | 103T262_1 | 454 | 2 | 2 | L_MCCALA8_1Y | L_REDWOO8_1Y | FROM_TO | 73521.13 | 73439.16 | -518.215 | 0 | 1469.887 | 1747.208 | -0.07224 | 0.077684 | -0.61496 | 0.22073 | 477.6787 | -278.083 | 0 | 2470.368 | 3896.909 | 2470.368 | 3896.909 | 2323.377 | 1439.763 | 2605.206 | 4955.209 | 2864.201 | 2563.705 | 2888.11 | 4240.936 | Competitive | Non-Competitive | 0 | TRUE | FALSE | 1 | Non-Competitive | 0.68 | Non-Competitive
DLYTZOR5 103T262_1 TO_FROM | DLYTZOR5 | 103T262_1 | 454 | 2 | 2 | L_MCCALA8_1Y | L_REDWOO8_1Y | TO_FROM | 73521.13 | 72082.2 | -259.807 | 0 | 1598.426 | 1537.507 | -0.07768 | 0.072243 | -0.22073 | 0.61496 | 765.8958 | 39.0138 | 0 | 3896.909 | 3048.651 | 3896.909 | 3048.651 | 1261.928 | 2870.11 | 4955.209 | 3232.215 | 2415.021 | 3418.982 | 4240.936 | 3443.518 | Competitive | Non-Competitive | 0 | TRUE | FALSE | 1 | Non-Competitive | 0.68 | Non-Competitive
DLYTZOR5 125T184_1 FROM_TO | DLYTZOR5 | 125T184_1 | 139 | 2 | 2 | L_LOCKHA8_1Y | L_LULING8_1Y | FROM_TO | 73521.13 | 72665.87 | 33.1863 | 0 | 1984.485 | 1452.425 | -0.03065 | 0.037812 | -0.41041 | 0.19578 | 489.621 | 166.9239 | 0 | 4932.07 | 2501.118 | 3753.117 | 2501.118 | 1115.773 | 2393.585 | 4932.07 | 2501.118 | 1798.704 | 2449.079 | 4216.623 | 2465.735 | Competitive | Non-Competitive | 0 | TRUE | FALSE | 0 | Non-Competitive | 0.727 | Non-Competitive
DLYTZOR5 125T184_1 TO_FROM | DLYTZOR5 | 125T184_1 | 139 | 2 | 2 | L_LOCKHA8_1Y | L_LULING8_1Y | TO_FROM | 73521.13 | 73981.88 | -381.188 | 0 | 1452.425 | 1768.901 | -0.03781 | 0.030645 | -0.19578 | 0.41041 | 37.5768 | -235.389 | 0 | 2225.321 | 4932.07 | 2017.524 | 3753.117 | 1933.026 | 1291.164 | 2023.479 | 4932.07 | 2020.612 | 1981.311 | 2033.917 | 4216.623 | Competitive | Competitive | 1 | TRUE | FALSE | 1 | Non-Competitive | 0.727 | Non-Competitive
DLYTZOR5 258T380_1 FROM_TO | DLYTZOR5 | 258T380_1 | 287 | 2 | 2 | L_BUDA__8_1Y | L_TURNER8_1Y | FROM_TO | 73521.13 | 74386.68 | -709.852 | 0 | 1612.687 | 2121.772 | -0.05789 | 0.057149 | -0.2594 | 0.59206 | 5.5718 | -488.934 | 0 | 2291.723 | 3735.382 | 2291.723 | 3735.382 | 2210.038 | 1135.817 | 2988.524 | 4931.303 | 2419.419 | 1873.554 | 2450.145 | 4077.329 | Competitive | Competitive | 1 | TRUE | FALSE | 1 | Non-Competitive | 0.766 | Non-Competitive
DLYTZOR5 258T380_1 TO_FROM | DLYTZOR5 | 258T380_1 | 287 | 2 | 2 | L_BUDA__8_1Y | L_TURNER8_1Y | TO_FROM | 73521.13 | 72619.11 | 139.6817 | 0 | 2040.024 | 1671.361 | -0.05715 | 0.057886 | -0.59206 | 0.2594 | 823.0724 | 303.4219 | 0 | 3735.382 | 2911.032 | 3735.382 | 2911.032 | 1043.509 | 2791.498 | 4931.303 | 3618.691 | 1804.552 | 3101.069 | 4077.329 | 3148.085 | Competitive | Non-Competitive | 0 | TRUE | FALSE | 0 | Non-Competitive | 0.766 | Non-Competitive
DLYTZOR5 524T524_1 FROM_TO | DLYTZOR5 | 524T524_1 | 241 | 2 | 2 | L_LEHIGH8_1Y | L_BUDA__8_1Y | FROM_TO | 73521.13 | 73476.32 | -524.573 | 0 | 1662.213 | 1752.897 | -0.06533 | 0.056163 | -0.21936 | 0.65295 | 234.6605 | -338.069 | 0 | 2477.728 | 3890.536 | 2477.728 | 3890.536 | 2358.876 | 1337.965 | 2604.482 | 4917.039 | 2872.882 | 2231.385 | 2893.801 | 4221.933 | Competitive | Competitive | 1 | TRUE | FALSE | 1 | Non-Competitive | 0.703 | Non-Competitive
DLYTZOR5 524T524_1 TO_FROM | DLYTZOR5 | 524T524_1 | 241 | 2 | 2 | L_LEHIGH8_1Y | L_BUDA__8_1Y | TO_FROM | 73521.13 | 72784.94 | -72.9105 | 0 | 1841.656 | 1662.214 | -0.05616 | 0.06533 | -0.65295 | 0.21936 | 720.0808 | 160.4783 | 0 | 3890.536 | 3063.048 | 3890.536 | 3063.048 | 1158.807 | 2920.111 | 4917.039 | 3235.463 | 2052.936 | 3436.456 | 4221.933 | 3459.203 | Competitive | Non-Competitive | 0 | TRUE | FALSE | 1 | Non-Competitive | 0.703 | Non-Competitive
DMARELM5 MAR_SKY_1 FROM_TO | DMARELM5 | MAR_SKY_1 | 1076 | 0 | 0 | SKYLINE_5 | L_MARION5_1Y | FROM_TO | 73521.13 | 88234.49 | -1665.19 | 0 | 3321.626 | 2518.906 | -0.11547 | 0.25804 | -0.11547 | 0.32226 | -141.042 | -258.357 | 3533.23 | 4577.304 | 1259.713 | 7310.618 | 1805.886 | 4577.229 | 1018.759 | 10000 | 3632.724 | 7133.226 | 1120.703 | 7133.226 | 1241.98 | Competitive | Competitive | 1 | TRUE | FALSE | 1 | Non-Competitive | 0.7345 | Non-Competitive
DMARELM5 MAR_SKY_1 TO_FROM | DMARELM5 | MAR_SKY_1 | 1076 | 0 | 0 | SKYLINE_5 | L_MARION5_1Y | TO_FROM | 73521.13 | 69729.63 | 472.424 | 0 | 2518.906 | 3321.615 | -0.25804 | 0.11547 | -0.32226 | 0.11547 | 2355.78 | 1291.421 | 0 | 1082.755 | 5666.551 | 1805.886 | 8238.523 | 888.04 | 5666.444 | 3632.724 | 10000 | 997.099 | 7903.63 | 1102.576 | 7903.63 | Non-Competitive | Non-Competitive | 0 | TRUE | FALSE | 0 | Non-Competitive | 0.7345 | Non-Competitive
DMARZOR5 287T301_1 FROM_TO | DMARZOR5 | 287T301_1 | 227 | 2 | 2 | L_STMEIN8_1Y | L_MCQUEE8_1Y | FROM_TO | 73521.13 | 71506.78 | -76.5731 | 0 | 1365.722 | 1302.576 | -0.08406 | 0.050144 | -0.3719 | 0.55604 | 968.9984 | 290.219 | 0 | 2061.095 | 3351.868 | 1139.407 | 3370.067 | 1122.468 | 2802.196 | 2077.974 | 3941.973 | 1097.39 | 4148.868 | 1320.236 | 4251.958 | Competitive | Non-Competitive | 0 | TRUE | FALSE | 0 | Non-Competitive | 0.867 | Non-Competitive
DMARZOR5 287T301_1 TO_FROM | DMARZOR5 | 287T301_1 | 227 | 2 | 2 | L_STMEIN8_1Y | L_MCQUEE8_1Y | TO_FROM | 73521.13 | 73538.65 | -615.035 | 0 | 1355.148 | 1347.56 | -0.05014 | 0.08406 | -0.55604 | 0.3719 | 207.4247 | -410.048 | 0 | 2961.885 | 2061.095 | 2976.245 | 1365.157 | 2389.226 | 1352.433 | 3436.08 | 2077.974 | 3728.822 | 1264.929 | 3868.431 | 1493.616 | Competitive | Competitive | 1 | TRUE | FALSE | 1 | Non-Competitive | 0.867 | Non-Competitive
DMARZOR5 357T544_1 FROM_TO | DMARZOR5 | 357T544_1 | 38 | 2 | 2 | L_COLUMB9_1Y | L_STAFHI9_1Y | FROM_TO | 73521.13 | 73335.17 | -8.4182 | 0 | 814.054 | 1482.887 | -0.0224 | 0.016718 | -0.60102 | 0.30083 | 149.3821 | 1.9571 | 0 |  | 7703.354 | 5128.395 | 2276.643 | 1108.319 | 1131.271 | 6544.276 | 3349.623 | 1656.669 | 1524.529 | 5543.791 | 3069.945 | Competitive | Non-Competitive | 0 | TRUE | FALSE | 1 | Non-Competitive | 0.7185 | Non-Competitive
DMARZOR5 357T544_1 TO_FROM | DMARZOR5 | 357T544_1 | 38 | 2 | 2 | L_COLUMB9_1Y | L_STAFHI9_1Y | TO_FROM | 73521.13 | 73523.95 | -111.484 | 0 | 1482.887 | 865.563 | -0.01672 | 0.022395 | -0.30083 | 0.60102 | 35.4841 | -58.3682 | 0 | 7703.354 |  | 2276.643 | 5128.395 | 972.217 | 1362.959 | 3349.623 | 6544.276 | 1330.192 | 1957.241 | 3069.945 | 5543.791 | Competitive | Competitive | 1 | TRUE | FALSE | 1 | Non-Competitive | 0.7185 | Non-Competitive
DMARZOR5 428T428_1 FROM_TO | DMARZOR5 | 428T428_1 | 227 | 2 | 2 | L_SEGUIN8_1Y | L_SEGUWE8_1Y | FROM_TO | 73521.13 | 71995.43 | 90.2285 | 0 | 1362.236 | 1394.185 | -0.0818 | 0.052409 | -0.59682 | 0.26907 | 1135.882 | 457.1641 | 0 | 1871.008 | 3391.285 | 1136.735 | 3408.673 | 1093.723 | 3057.898 | 2045.273 | 3970.925 | 1086.161 | 4258.476 | 1101.627 | 4321.632 | Competitive | Non-Competitive | 0 | TRUE | FALSE | 0 | Non-Competitive | 0.789 | Non-Competitive
DMARZOR5 428T428_1 TO_FROM | DMARZOR5 | 428T428_1 | 227 | 2 | 2 | L_SEGUIN8_1Y | L_SEGUWE8_1Y | TO_FROM | 73521.13 | 74227.66 | -781.967 | 0 | 1342.068 | 1362.236 | -0.05241 | 0.081795 | -0.26907 | 0.59682 | 40.874 | -20.5166 | 2647.03 | 3000.022 | 1871.008 | 3013.776 | 1347.861 | 2602.245 | 1315.883 | 3547.109 | 2045.273 | 3846.979 | 1260.988 | 3941.367 | 1263.819 | Competitive | Competitive | 1 | TRUE | FALSE | 1 | Non-Competitive | 0.789 | Non-Competitive
DMARZOR5 BLESSI_LOLITA1_1 FROM_TO | DMARZOR5 | BLESSI_LOLITA1_1 | 211 | 2 | 2 | BLESSING4A | LOLITA4A | FROM_TO | 73521.13 | 71964.43 | 4.4146 | 0 | 2230.272 | 1705.327 | -0.30811 | 0.047306 | -0.42197 | 0.13024 | 875.7245 | 211.4012 | 0 | 1934.505 | 1409.796 | 2185.941 | 5255.982 | 1191.358 | 1315.718 | 4200.641 | 6335.486 | 1461.62 | 4051.32 | 1927.003 | 4273.975 | Competitive | Non-Competitive | 0 | TRUE | FALSE | 0 | Non-Competitive | 0.7735 | Non-Competitive
DMARZOR5 BLESSI_LOLITA1_1 TO_FROM | DMARZOR5 | BLESSI_LOLITA1_1 | 211 | 2 | 2 | BLESSING4A | LOLITA4A | TO_FROM | 73521.13 | 75158.09 | -677.277 | 0 | 1705.329 | 2230.272 | -0.04731 | 0.30811 | -0.13024 | 0.42197 | -92.7935 | -128.473 | 1021.23 | 1082.972 | 2247.052 | 5255.982 | 2347.932 | 1084.706 | 1334.832 | 6335.486 | 4200.641 | 3583.629 | 1591.673 | 3775.884 | 2075.46 | Competitive | Competitive | 1 | TRUE | FALSE | 1 | Non-Competitive | 0.7735 | Non-Competitive
DMARZOR5 MARION_4AT2 FROM_TO | DMARZOR5 | MARION_4AT2 | 478 | 2 | 2 | L_MARION5_1Y | L_MARION8_1Y | FROM_TO | 73521.13 | 73370.83 | -427.084 | 0 | 1311.096 | 1321.442 | -0.05665 | 0.12978 | -0.36553 | 0.12978 | 519.4059 | -376.652 | 0 | 1752.307 | 2116.988 | 1851.603 | 1903.411 | 1271.592 | 1328.422 | 3487.406 | 2076.757 | 2014.655 | 1280.638 | 2188.718 | 2012.528 | Competitive | Non-Competitive | 0 | TRUE | FALSE | 1 | Non-Competitive | 0.9145 | Non-Competitive
DMARZOR5 MARION_4AT2 TO_FROM | DMARZOR5 | MARION_4AT2 | 478 | 2 | 2 | L_MARION5_1Y | L_MARION8_1Y | TO_FROM | 73521.13 | 70374.58 | -507.457 | 0 | 1321.441 | 1311.096 | -0.12978 | 0.056647 | -0.12978 | 0.36553 | 846.658 | -164.505 | 0 | 2116.988 | 2083.928 | 1903.411 | 2172.657 | 1104.453 | 1467.538 | 2076.757 | 3658.337 | 1118.12 | 2344.666 | 2012.528 | 2561.179 | Competitive | Non-Competitive | 0 | TRUE | FALSE | 1 | Non-Competitive | 0.9145 | Non-Competitive
DMCSCDC8 3210__A FROM_TO | DMCSCDC8 | 3210__A | 223 | 15 | 15 | MTCK_W8 | CHILSW_S8 | FROM_TO | 73521.13 | 73928.57 | -223.962 | 0 | 10000 | 1102.746 | -0.01239 | 0.32416 | -0.07664 | 0.32482 | 190.5172 | -115.705 | 0 | 10000 |  | 10000 | 3109.675 | 5995.532 | 910.8 | 10000 | 5825.27 | 9864.529 | 1170.548 | 10000 | 3362.779 | Competitive | Competitive | 1 | TRUE | FALSE | 1 | Non-Competitive | 1.5 | Non-Competitive
DMCSCDC8 3210__A TO_FROM | DMCSCDC8 | 3210__A | 223 | 15 | 15 | MTCK_W8 | CHILSW_S8 | TO_FROM | 73521.13 | 73518.36 | 73.4505 | 0 | 1102.746 | 10000 | -0.32416 | 0.012389 | -0.32482 | 0.076642 | 223.8991 | 84.0203 | 0 |  | 10000 | 3109.675 | 10000 | 744.341 | 6181.883 | 5825.27 | 10000 | 959.62 | 9873.122 | 3362.779 | 10000 | Non-Competitive | Non-Competitive | 0 | TRUE | FALSE | 1 | Non-Competitive | 1.5 | Non-Competitive
DMCSCDC8 3405__C FROM_TO | DMCSCDC8 | 3405__C | 318 | 15 | 15 | MTCK_E8 | TRA1T_8 | FROM_TO | 73521.13 | 73004.25 | 69.5345 | 0 | 1236.69 | 2278.604 | -0.02762 | 0.32735 | -0.43838 | 0.32757 | 544.5898 | 101.4403 | 0 | 9374.787 | 5409.382 | 10000 | 2938.068 | 3199.897 | 3123.336 | 10000 | 2974.513 | 9742.455 | 3223.984 | 9955.18 | 3106.691 | Non-Competitive | Non-Competitive | 0 | TRUE | FALSE | 1 | Non-Competitive | 0.6955 | Non-Competitive
DMCSCDC8 3405__C TO_FROM | DMCSCDC8 | 3405__C | 318 | 15 | 15 | MTCK_E8 | TRA1T_8 | TO_FROM | 73521.13 | 74339.45 | -544.572 | 0 | 2601.873 | 1236.69 | -0.32735 | 0.027621 | -0.32757 | 0.43838 | 47.3281 | -42.7166 | 0 | 5409.382 | 9374.787 | 2578.327 | 10000 | 2793.471 | 3742.223 | 2607.48 | 10000 | 2871.907 | 9778.752 | 2745.103 | 9955.18 | Competitive | Competitive | 1 | TRUE | FALSE | 1 | Non-Competitive | 0.6955 | Non-Competitive
DMGSBTR5 6036__A FROM_TO | DMGSBTR5 | 6036__A | 1065 | 2 | 2 | MRGNCRK_5 | TONKAWAW_5 | FROM_TO | 73521.13 | 66040.45 | -1535.49 | 0 | 866.387 | 1657.625 | -0.07136 | 0.5315 | -0.26565 | 0.5871 | 2816.748 | 1338.058 | 0 | 1127.861 | 1992.345 | 1163.266 | 1874.18 | 1119.249 | 1348.463 | 1162.735 | 2261.808 | 1187.538 | 1602.571 | 1187.643 | 1899.3 | Competitive | Non-Competitive | 0 | TRUE | TRUE | 0 | Non-Competitive | 1.0155 | Non-Competitive
DMGSBTR5 6036__A TO_FROM | DMGSBTR5 | 6036__A | 1065 | 2 | 2 | MRGNCRK_5 | TONKAWAW_5 | TO_FROM | 73521.13 | 72327.82 | -2801.34 | 0 | 1657.625 | 866.388 | -0.52759 | 0.26537 | -0.5871 | 0.26565 | 1766.409 | 73.6194 | 0 | 1332.99 | 3071.317 | 2159.515 | 3143.258 | 1028.32 | 3026.374 | 2728.301 | 3143.258 | 1855.673 | 3118.903 | 1980.169 | 3119.292 | Competitive | Non-Competitive | 0 | TRUE | FALSE | 1 | Non-Competitive | 1.0155 | Non-Competitive
DMGSLNG5 6215__A FROM_TO | DMGSLNG5 | 6215__A | 143 | 3 | 3 | BLUFCKTA_8 | CHINAGRV_8 | FROM_TO | 73521.13 | 72287.29 | -167.258 | 0 | 3236.314 | 1540.204 | -0.01521 | 0.52531 | -0.08358 | 0.6038 | 240.7817 | 191.3011 | 2613.23 | 1450.864 |  | 5343.983 | 10000 | 1421.575 | 1090.329 | 10000 | 10000 | 4519.907 | 2106.833 | 4524.647 | 10000 | Non-Competitive | Non-Competitive | 0 | TRUE | FALSE | 0 | Non-Competitive | 0.8985 | Non-Competitive
DMGSLNG5 6215__A TO_FROM | DMGSLNG5 | 6215__A | 143 | 3 | 3 | BLUFCKTA_8 | CHINAGRV_8 | TO_FROM | 73521.13 | 73460.08 | -150.244 | 0 | 1480.475 | 3236.319 | -0.05321 | 0.015211 | -0.6038 | 0.083578 | 179.8598 | 106.4329 | 0 |  | 3762.325 | 7228.428 | 3762.325 | 941.928 | 3579.287 | 7946.192 | 3762.325 | 1718.475 | 3633.445 | 8184.708 | 3666.593 | Non-Competitive | Non-Competitive | 0 | TRUE | FALSE | 1 | Non-Competitive | 0.8985 | Non-Competitive
DMGSLNG5 6465__B FROM_TO | DMGSLNG5 | 6465__B | 143 | 3 | 3 | MIDLDWNT_8 | SPRABERY_8 | FROM_TO | 73521.13 | 73586.1 | -142.879 | 0 | 1033.951 | 1271.299 | -0.0535 | 0.037635 | -0.29163 | 0.27181 | 123.9031 | -33.0821 | 0 | 2076.728 | 10000 | 2076.728 | 10000 | 1817.63 | 1051.081 | 2076.728 | 10000 | 2119.134 | 3156.769 | 2131.868 | 10000 | Competitive | Competitive | 1 | TRUE | FALSE | 1 | Non-Competitive | 0.7575 | Non-Competitive
DMGSLNG5 6465__B TO_FROM | DMGSLNG5 | 6465__B | 143 | 3 | 3 | MIDLDWNT_8 | SPRABERY_8 | TO_FROM | 73521.13 | 73499.16 | -100.213 | 0 | 1250.156 | 1033.952 | -0.03761 | 0.11965 | -0.27181 | 0.29163 | 148.9699 | -28.0761 | 0 | 1619.298 | 3528.18 | 1699.692 | 3528.18 | 1044.131 | 3276.007 | 2704.732 | 3528.18 | 1466.508 | 3614.021 | 1489.991 | 3616.274 | Competitive | Non-Competitive | 0 | TRUE | FALSE | 1 | Non-Competitive | 0.7575 | Non-Competitive
DMGSLNG5 6500__B FROM_TO | DMGSLNG5 | 6500__B | 206 | 3 | 3 | ODESEHV_8 | BIG3ODTA_8 | FROM_TO | 73521.13 | 73702.83 | 24.1655 | 0 | 0 | 783.721 | 0 | 0.000329 | -0.99967 | 0.000329 | 24.356 | 24.3625 | 0 |  |  | 783.721 |  | 783.721 |  | 783.721 |  | 783.721 |  | 783.721 | 0 | Competitive | Competitive | 1 | FALSE | TRUE | 1 | Non-Competitive | 0.953 | Non-Competitive
DMGSLNG5 6500__B TO_FROM | DMGSLNG5 | 6500__B | 206 | 3 | 3 | ODESEHV_8 | BIG3ODTA_8 | TO_FROM | 73521.13 | 92690.8 | -24.1848 | 0 | 783.721 | 0 | -0.00033 | 0 | -0.00033 | 0.99967 | -24.1851 | -22.2126 | 5931.83 |  |  |  | 913.719 |  | 913.719 |  | 913.719 |  | 913.719 | 0 | 913.719 | Competitive | Competitive | 1 | FALSE | TRUE | 1 | Non-Competitive | 0.953 | Non-Competitive
DMLSENT5 1820__C FROM_TO | DMLSENT5 | 1820__C | 220 | 2 | 2 | TYLERGND_8 | WHITEHSE_8 | FROM_TO | 73521.13 | 73500.21 | -334.808 | 0 | 2159.718 | 1761.086 | -0.18313 | 0.059715 | -0.78686 | 0.12905 | 233.067 | -107.564 | 0 | 10000 | 4795.734 | 10000 | 7404.551 | 3784.906 | 2122.298 | 10000 | 7404.551 | 7837.414 | 6324.069 | 10000 | 6548.675 | Competitive | Non-Competitive | 0 | TRUE | FALSE | 1 | Non-Competitive | 0.9765 | Non-Competitive
DMLSENT5 1820__C TO_FROM | DMLSENT5 | 1820__C | 220 | 2 | 2 | TYLERGND_8 | WHITEHSE_8 | TO_FROM | 73521.13 | 72521.52 | -22.9183 | 0 | 1790.035 | 2237.145 | -0.05972 | 0.18313 | -0.12905 | 0.78686 | 325.4387 | 116.7788 | 2647.03 | 4795.734 | 10000 | 7404.551 | 10000 | 2035.57 | 4436.94 | 7404.551 | 10000 | 6315.1 | 8093.437 | 6548.675 | 10000 | Non-Competitive | Non-Competitive | 0 | TRUE | FALSE | 1 | Non-Competitive | 0.9765 | Non-Competitive
DMNSSSP5 380__A FROM_TO | DMNSSSP5 | 380__A | 1076 | 3 | 3 | FARMVLSW_5 | MOSES_5 | FROM_TO | 73521.13 | 76765.49 | -346.588 | 0 | 1292.907 | 4407.736 | -0.29686 | 0.008446 | -0.29686 | 0.021157 | 110.3382 | -136.561 | 0 |  | 5768.23 | 4574.541 | 6566.937 | 920.96 | 5755.516 | 4574.541 | 10000 | 2509.666 | 8126.218 | 5185.355 | 8126.309 | Competitive | Competitive | 1 | TRUE | FALSE | 1 | Non-Competitive | 1.164 | Non-Competitive
DMNSSSP5 380__A TO_FROM | DMNSSSP5 | 380__A | 1076 | 3 | 3 | FARMVLSW_5 | MOSES_5 | TO_FROM | 73521.13 | 79411.94 | -109.864 | 0 | 4407.722 | 1412.16 | -0.00845 | 0.29686 | -0.02116 | 0.29686 | 953.8308 | -90.6153 | 0 | 4080.988 |  | 4519.352 | 4574.541 | 4071.195 | 962.309 | 6200.411 | 4574.541 | 5306.558 | 2558.487 | 5306.692 | 5185.355 | Competitive | Competitive | 1 | TRUE | FALSE | 1 | Non-Competitive | 1.164 | Non-Competitive
DNORCDH5 3405__C FROM_TO | DNORCDH5 | 3405__C | 318 | 5 | 5 | MTCK_E8 | TRA1T_8 | FROM_TO | 73521.13 | 73102.29 | 174.4041 | 0 | 1469.486 | 2163.52 | -0.02604 | 0.20389 | -0.53309 | 0.20415 | 541.2782 | 200.1011 | 0 | 10000 | 5238.19 | 10000 | 2877.963 | 1648.275 | 3009.303 | 10000 | 2923.798 | 8969.262 | 3046.837 | 10000 | 2970.785 | Non-Competitive | Non-Competitive | 0 | TRUE | FALSE | 1 | Non-Competitive | 0.9375 | Non-Competitive
DNORCDH5 3405__C TO_FROM | DNORCDH5 | 3405__C | 318 | 5 | 5 | MTCK_E8 | TRA1T_8 | TO_FROM | 73521.13 | 75340.66 | -550.369 | 0 | 2118.871 | 1640.388 | -0.20389 | 0.026043 | -0.20415 | 0.53309 | -64.482 | -153.093 | 0 | 5238.19 | 10000 | 2516.476 | 10000 | 2672.54 | 1934.841 | 2552.852 | 10000 | 2683.451 | 9070.843 | 2603.479 | 10000 | Competitive | Competitive | 1 | TRUE | FALSE | 1 | Non-Competitive | 0.9375 | Non-Competitive
DNORCDH5 3415__D FROM_TO | DNORCDH5 | 3415__D | 185 | 5 | 5 | AMELIA1_8 | UTSWMC1_8 | FROM_TO | 73521.13 | 73460.22 | 101.0074 | 0 | 2359.665 | 1486.874 | -0.03909 | 0.00575 | -0.55906 | 0.38445 | 218.0071 | 169.5284 | 0 |  | 10000 | 1103.723 | 10000 | 1088.517 | 5594.145 | 1404.052 | 10000 | 1267.317 | 9723.457 | 1274.458 | 10000 | Competitive | Non-Competitive | 0 | TRUE | FALSE | 1 | Non-Competitive | 0.9295 | Non-Competitive
DNORCDH5 3415__D TO_FROM | DNORCDH5 | 3415__D | 185 | 5 | 5 | AMELIA1_8 | UTSWMC1_8 | TO_FROM | 73521.13 | 74238.22 | -215.846 | 0 | 1486.874 | 2359.487 | -0.00575 | 0.039086 | -0.38445 | 0.55906 | -93.633 | -131.676 | 0 | 10000 |  | 10000 | 1176.589 | 4925.288 | 1159.329 | 10000 | 1494.442 | 9676.16 | 1341.759 | 10000 | 1349.661 | Competitive | Competitive | 1 | TRUE | FALSE | 1 | Non-Competitive | 0.9295 | Non-Competitive
DODEQAL5 6215__A FROM_TO | DODEQAL5 | 6215__A | 143 | 2 | 2 | BLUFCKTA_8 | CHINAGRV_8 | FROM_TO | 73521.13 | 72804.95 | -170.432 | 0 | 3236.314 | 1469.151 | -0.01521 | 0.52531 | -0.08358 | 0.6038 | 199.4549 | 149.8778 | 3189.53 | 1754.133 |  | 5343.983 | 10000 | 1714.306 | 1078.278 | 10000 | 10000 | 4678.984 | 2037.823 | 4683.978 | 10000 | Non-Competitive | Non-Competitive | 0 | TRUE | FALSE | 0 | Non-Competitive | 0.961 | Non-Competitive
DODEQAL5 6215__A TO_FROM | DODEQAL5 | 6215__A | 143 | 2 | 2 | BLUFCKTA_8 | CHINAGRV_8 | TO_FROM | 73521.13 | 73455.05 | -110.152 | 0 | 1472.926 | 3236.319 | -0.05321 | 0.015211 | -0.6038 | 0.083578 | 182.9009 | 127.8576 | 0 |  | 5362.757 | 7228.428 | 5362.757 | 918.544 | 5032.584 | 7946.192 | 5362.757 | 1618.321 | 4960.339 | 8184.708 | 5016.031 | Non-Competitive | Non-Competitive | 0 | TRUE | FALSE | 1 | Non-Competitive | 0.961 | Non-Competitive
DODEQAL5 6251__A FROM_TO | DODEQAL5 | 6251__A | 143 | 2 | 2 | MRGNCRK_8 | COSDEN_8 | FROM_TO | 73521.13 | 73483.36 | -118.141 | 0 | 1238.552 | 2814.776 | -0.20777 | 0.021559 | -0.33359 | 0.021559 | 155.6002 | 85.0977 | 0 | 10000 | 5420.63 | 9002.161 | 10000 | 1065.906 | 4975.95 | 10000 | 10000 | 3196.15 | 4058.9 | 9609.567 | 4126.456 | Non-Competitive | Non-Competitive | 0 | TRUE | FALSE | 1 | Non-Competitive | 1.039 | Non-Competitive
DODEQAL5 6251__A TO_FROM | DODEQAL5 | 6251__A | 143 | 2 | 2 | MRGNCRK_8 | COSDEN_8 | TO_FROM | 73521.13 | 72935.91 | -135.985 | 0 | 2814.774 | 1467.521 | -0.02156 | 0.30326 | -0.02156 | 0.33359 | 151.6351 | 100.2603 | 2637.63 | 1367.538 | 10000 | 2855.744 | 10000 | 1319.595 | 1283.448 | 2855.744 | 10000 | 2397.407 | 4208.742 | 2403.591 | 10000 | Non-Competitive | Non-Competitive | 0 | TRUE | FALSE | 1 | Non-Competitive | 1.039 | Non-Competitive
DODEQAL5 6465__B FROM_TO | DODEQAL5 | 6465__B | 143 | 2 | 2 | MIDLDWNT_8 | SPRABERY_8 | FROM_TO | 73521.13 | 73717.93 | -142.879 | 0 | 1036.884 | 1271.299 | -0.0535 | 0.037605 | -0.29163 | 0.27181 | 85.6087 | -33.0821 | 0 | 3779.024 | 10000 | 3779.024 | 10000 | 2772.873 | 1051.081 | 3779.024 | 10000 | 3869.101 | 3156.769 | 3950.831 | 10000 | Competitive | Competitive | 1 | TRUE | FALSE | 1 | Non-Competitive | 0.7265 | Non-Competitive
DODEQAL5 6465__B TO_FROM | DODEQAL5 | 6465__B | 143 | 2 | 2 | MIDLDWNT_8 | SPRABERY_8 | TO_FROM | 73521.13 | 73499.16 | -61.9191 | 0 | 1250.156 | 1036.884 | -0.03761 | 0.11965 | -0.27181 | 0.29163 | 148.9699 | -9.2888 | 0 | 1619.298 | 5019.429 | 1699.692 | 5019.429 | 1044.131 | 4289.12 | 2704.732 | 5019.429 | 1466.508 | 5154.478 | 1489.991 | 5189.691 | Competitive | Non-Competitive | 0 | TRUE | FALSE | 1 | Non-Competitive | 0.7265 | Non-Competitive
DODEQAL5 6470__D FROM_TO | DODEQAL5 | 6470__D | 179 | 2 | 2 | MCDONALD_8 | FORSANTA_8 | FROM_TO | 73521.13 | 73355.79 | -163.369 | 0 | 1225.031 | 2029.452 | -0.10613 | 0.23057 | -0.69899 | 0.23057 | 294.5725 | 76.3959 | 0 | 3591.42 | 5560.409 | 3692.4 | 6153.822 | 1394.544 | 5466.531 | 5127.463 | 6153.822 | 3872.605 | 6059.538 | 4121.215 | 6063.095 | Non-Competitive | Non-Competitive | 0 | TRUE | FALSE | 1 | Non-Competitive | 0.867 | Non-Competitive
DODEQAL5 6470__D TO_FROM | DODEQAL5 | 6470__D | 179 | 2 | 2 | MCDONALD_8 | FORSANTA_8 | TO_FROM | 73521.13 | 73042.78 | -224.728 | 0 | 2029.453 | 1225.031 | -0.06861 | 0.69899 | -0.23057 | 0.69899 | 279.7914 | 232.5663 | 3668.33 | 1842.925 | 8878.837 | 10000 | 8878.837 | 1798.159 | 1486.074 | 10000 | 10000 | 2666.743 | 4489.082 | 2671.206 | 7936.667 | Competitive | Non-Competitive | 0 | TRUE | FALSE | 0 | Non-Competitive | 0.867 | Non-Competitive
DODEQAL5 6470__E FROM_TO | DODEQAL5 | 6470__E | 179 | 2 | 2 | FORSANTA_8 | CRMWDTAP_8 | FROM_TO | 73521.13 | 73014.51 | -243.808 | 0 | 1215.042 | 1238.08 | -0.10629 | 0.30085 | -0.23835 | 0.30085 | 300.4783 | 64.6098 | 0 | 2833.918 | 5558.358 | 3474.805 | 6153.662 | 1315.89 | 5456.85 | 3474.805 | 6153.662 | 2805.894 | 6057.543 | 2922.914 | 6061.433 | Competitive | Non-Competitive | 0 | TRUE | FALSE | 1 | Non-Competitive | 0.742 | Non-Competitive
DODEQAL5 6470__E TO_FROM | DODEQAL5 | 6470__E | 179 | 2 | 2 | FORSANTA_8 | CRMWDTAP_8 | TO_FROM | 73521.13 | 73255.69 | -230.631 | 0 | 1238.08 | 1215.042 | -0.06845 | 0.10629 | -0.30085 | 0.23835 | 251.2961 | 202.6602 | 3577.13 | 2153.944 | 8876.322 | 2270.324 | 8876.322 | 2093.363 | 1545.513 | 2270.324 | 10000 | 2324.333 | 4715.104 | 2331.47 | 7928.607 | Competitive | Non-Competitive | 0 | TRUE | FALSE | 0 | Non-Competitive | 0.742 | Non-Competitive
DODEQAL5 6511__A FROM_TO | DODEQAL5 | 6511__A | 155 | 2 | 2 | MIDLNDE_8 | WINDWOOD_8 | FROM_TO | 73521.13 | 73516.6 | -131.803 | 0 | 1129.983 | 1137.853 | -0.08562 | 0.01569 | -0.72669 | 0.20145 | 158.2903 | 89.3367 | 0 |  | 6643.282 | 2787.244 | 6643.282 | 860.894 | 6446.851 | 10000 | 6643.282 | 860.924 | 7207.051 | 4500.934 | 7238.639 | Competitive | Non-Competitive | 0 | TRUE | FALSE | 1 | Non-Competitive | 0.7265 | Non-Competitive
DODEQAL5 6511__A TO_FROM | DODEQAL5 | 6511__A | 155 | 2 | 2 | MIDLNDE_8 | WINDWOOD_8 | TO_FROM | 73521.13 | 73595.83 | -149.158 | 0 | 1137.852 | 1341.478 | -0.01569 | 0.085623 | -0.20144 | 0.72669 | 134.8941 | -139.233 | 0 | 2695.596 |  | 2695.596 | 5049.276 | 2524.396 | 1028.258 | 2695.596 | 10000 | 3394.404 | 1127.874 | 3422.549 | 6564.514 | Competitive | Competitive | 1 | TRUE | FALSE | 1 | Non-Competitive | 0.7265 | Non-Competitive
DODEQAL5 6611__A FROM_TO | DODEQAL5 | 6611__A | 195 | 2 | 2 | ACKRLYVE_9 | ACKERLY_9 | FROM_TO | 73521.13 | 73722.14 | -43.4142 | 0 | 1433.351 | 1266.449 | -0.02731 | 0.061985 | -0.67027 | 0.27091 | 60.1394 | 18.2452 | 0 | 3159.036 | 10000 | 4548.072 | 5272.748 | 979.462 | 4910.454 | 4548.072 | 5272.748 | 2676.907 | 4930.25 | 3160.53 | 5001.95 | Competitive | Competitive | 1 | TRUE | FALSE | 1 | Non-Competitive | 0.703 | Non-Competitive
DODEQAL5 6611__A TO_FROM | DODEQAL5 | 6611__A | 195 | 2 | 2 | ACKRLYVE_9 | ACKERLY_9 | TO_FROM | 73521.13 | 74076.62 | -52.2843 | 0 | 1263.132 | 1346.264 | -0.06198 | 0.066896 | -0.27091 | 0.67027 | 44.2722 | -45.3027 | 0 | 3012.937 | 10000 | 3012.937 | 10000 | 1583.51 | 1063.643 | 5002.469 | 10000 | 2249.488 | 4504.586 | 3434.038 | 10000 | Competitive | Competitive | 1 | TRUE | FALSE | 1 | Non-Competitive | 0.703 | Non-Competitive
DODEQAL5 6620__A FROM_TO | DODEQAL5 | 6620__A | 40 | 2 | 2 | STANTON_E_9 | MARTINCAP_9 | FROM_TO | 73521.13 | 73508.27 | -34.456 | 0 | 1164.579 | 1274.623 | -0.01612 | 0.070148 | -0.76452 | 0.19578 | 49.8346 | 13.1418 | 0 | 10000 |  | 10000 | 6164.566 | 1260.266 | 5467.187 | 10000 | 6164.566 | 7925.688 | 6076.53 | 10000 | 6279.337 | Competitive | Non-Competitive | 0 | TRUE | FALSE | 1 | Non-Competitive | 0.6875 | Non-Competitive
DODEQAL5 6620__A TO_FROM | DODEQAL5 | 6620__A | 40 | 2 | 2 | STANTON_E_9 | MARTINCAP_9 | TO_FROM | 73521.13 | 73537.23 | -41.9283 | 0 | 1287.792 | 1437.213 | -0.01699 | 0.016612 | -0.19578 | 0.76452 | 35.5715 | -29.3681 | 0 |  |  | 2246.232 | 10000 | 2073.008 | 1443.247 | 2246.232 | 10000 | 2273.261 | 3635.233 | 2318.56 | 10000 | Competitive | Competitive | 1 | FALSE | FALSE | 1 | Non-Competitive | 0.6875 | Non-Competitive
DODEQAL5 MGSES_MR4L FROM_TO | DODEQAL5 | MGSES_MR4L | 350 | 2 | 2 | MRGNCRK_8 | 700209_3STAR | FROM_TO | 73521.13 | 73427.3 | -316.452 | 0 | 987.081 | 1740.052 | -0.02496 | 0.269 | -0.60472 | 0.269 | 403.1061 | -241.161 | 0 | 2297.331 | 10000 | 3268.808 | 10000 | 2286.793 | 950.676 | 3346.75 | 10000 | 3362.032 | 1515.843 | 3362.791 | 10000 | Competitive | Non-Competitive | 0 | TRUE | FALSE | 1 | Non-Competitive | 0.6955 | Non-Competitive
DODEQAL5 MGSES_MR4L TO_FROM | DODEQAL5 | MGSES_MR4L | 350 | 2 | 2 | MRGNCRK_8 | 700209_3STAR | TO_FROM | 73521.13 | 73615.73 | -400.356 | 0 | 2000.84 | 959.043 | -0.269 | 0.024962 | -0.269 | 0.60472 | 324.5526 | 204.1127 | 0 | 2741.612 | 6261.001 | 1492.974 | 9567.073 | 766.859 | 6227.122 | 1492.974 | 9567.073 | 933.926 | 8773.845 | 1612.669 | 8776.763 | Competitive | Competitive | 1 | TRUE | FALSE | 1 | Non-Competitive | 0.6955 | Non-Competitive
DODEQAL5 SACO_SAMF1_1 FROM_TO | DODEQAL5 | SACO_SAMF1_1 | 38 | 2 | 2 | SACO2A | SAMF2A | FROM_TO | 73521.13 | 73518.4 | -31.7847 | 0 | 1480.171 | 946.198 | -0.01651 | 0.004084 | -0.84406 | 0.038416 | 40.303 | 18.3283 | 0 |  |  | 5076.273 | 5038.679 | 1078.676 | 3478.668 | 10000 | 5038.679 | 1110.004 | 4215.855 | 6134.274 | 4429.024 | Competitive | Non-Competitive | 0 | FALSE | FALSE | 1 | Non-Competitive | 0.6485 | Non-Competitive
DODEQAL5 SACO_SAMF1_1 TO_FROM | DODEQAL5 | SACO_SAMF1_1 | 38 | 2 | 2 | SACO2A | SAMF2A | TO_FROM | 73521.13 | 73546.73 | -35.5213 | 0 | 1080.675 | 1339.853 | -0.00093 | 0.030297 | -0.03842 | 0.84406 | 35.1638 | 28.2159 | 1647.73 | 3195.837 |  | 2904.374 | 1462.147 | 1477.909 | 1292.071 | 2969.572 | 1807.275 | 2114.044 | 1546.758 | 2915.455 | 1645.569 | Competitive | Competitive | 1 | TRUE | FALSE | 1 | Non-Competitive | 0.6485 | Non-Competitive
DOLIELM8 OLI_BEN1_1 FROM_TO | DOLIELM8 | OLI_BEN1_1 | 218 | 2 | 2 | OLINGER | BENDAVIS_8 | FROM_TO | 73521.13 | 70426.74 | -51.2003 | 0 | 7969.294 | 1202.9 | -0.00267 | 0.71269 | -0.03861 | 0.71269 | 334.3927 | 331.9063 | 5231.83 | 8045.432 |  | 8045.432 | 6069.579 | 7871.986 | 937.899 | 8045.432 | 10000 | 8897.308 | 1293.895 | 8897.528 | 7763.328 | Non-Competitive | Non-Competitive | 0 | TRUE | FALSE | 0 | Non-Competitive | 0.703 | Non-Competitive
DOLIELM8 OLI_BEN1_1 TO_FROM | DOLIELM8 | OLI_BEN1_1 | 218 | 2 | 2 | OLINGER | BENDAVIS_8 | TO_FROM | 73521.13 | 73751.5 | -3.6715 | 0 | 1238.816 | 7969.294 | -0.71269 | 0.002672 | -0.71269 | 0.03861 | 53.229 | -2.1763 | 0 |  | 8045.432 | 6069.579 | 8045.432 | 781.856 | 7896.291 | 10000 | 8045.432 | 1064.08 | 8897.342 | 7763.328 | 8897.528 | Competitive | Competitive | 1 | TRUE | FALSE | 1 | Non-Competitive | 0.703 | Non-Competitive
DOLIELM8 OLI_FIRW_1 FROM_TO | DOLIELM8 | OLI_FIRW_1 | 218 | 2 | 2 | OLINGER | FIREWHEEL | FROM_TO | 73521.13 | 92690.8 | 0 | 0 | 0 | 0 | 0 | 0 | 0 | 0 | 0 | 0 | 0 | [10 empty] | 0 | 0 | Competitive | Competitive | 1 | FALSE | TRUE | 1 | Non-Competitive | 0.656 | Non-Competitive
DOLIELM8 OLI_FIRW_1 TO_FROM | DOLIELM8 | OLI_FIRW_1 | 218 | 2 | 2 | OLINGER | FIREWHEEL | TO_FROM | 73521.13 | 92690.8 | 0 | 0 | 0 | 0 | 0 | 0 | 0 | 0 | 0 | 0 | 0 | [10 empty] | 0 | 0 | Competitive | Competitive | 1 | FALSE | TRUE | 1 | Non-Competitive | 0.656 | Non-Competitive
DONIPIL8 CKT_1017_1 FROM_TO | DONIPIL8 | CKT_1017_1 | 480 | 2 | 2 | PE_MB2 | AMD | FROM_TO | 73521.13 | 75216.05 | -402.634 | 0 | 1799.328 | 2206.122 | -0.14769 | 0.22363 | -0.37741 | 0.35283 | -168.95 | -260.59 | 0 | 10000 | 9804.146 | 10000 | 10000 | 2665.963 | 1701.631 | 10000 | 10000 | 8746.672 | 8395.719 | 10000 | 9917.192 | Competitive | Competitive | 1 | TRUE | FALSE | 1 | Non-Competitive | 0.6485 | Non-Competitive
DONIPIL8 CKT_1017_1 TO_FROM | DONIPIL8 | CKT_1017_1 | 480 | 2 | 2 | PE_MB2 | AMD | TO_FROM | 73521.13 | 73663.55 | 177.4051 | 0 | 2206.121 | 1799.328 | -0.22363 | 0.14769 | -0.35283 | 0.37741 | 429.346 | 196.4654 | 0 | 9804.146 | 10000 | 10000 | 10000 | 1531.207 | 3295.836 | 10000 | 10000 | 8301.651 | 9105.222 | 9917.192 | 10000 | Competitive | Competitive | 1 | TRUE | FALSE | 1 | Non-Competitive | 0.6485 | Non-Competitive
DONIPIL8 CKT_962_1 FROM_TO | DONIPIL8 | CKT_962_1 | 480 | 2 | 2 | GARFIELD | STONEY_R | FROM_TO | 73521.13 | 73494.65 | 92.9865 | 0 | 1591.113 | 708.763 | -0.26479 | 0.023905 | -0.49194 | 0.29713 | 493.0293 | 314.2688 | 0 | 5366.085 | 6644.532 | 1225.022 | 9818.909 | 980.62 | 6426.66 | 3635.622 | 10000 | 1042.235 | 8903.318 | 1165.137 | 8907.783 | Competitive | Non-Competitive | 0 | TRUE | FALSE | 1 | Non-Competitive | 0.7345 | Non-Competitive
DONIPIL8 CKT_962_1 TO_FROM | DONIPIL8 | CKT_962_1 | 480 | 2 | 2 | GARFIELD | STONEY_R | TO_FROM | 73521.13 | 75178.37 | -502.475 | 0 | 708.763 | 1502.535 | -0.02391 | 0.26479 | -0.29713 | 0.49194 | -12.9347 | -367.191 | 0 | 6644.532 | 5366.085 | 9818.909 | 1360.933 | 6038.319 | 1068.218 | 10000 | 3635.622 | 8898.415 | 1132.691 | 8907.783 | 1278.599 | Competitive | Competitive | 1 | TRUE | FALSE | 1 | Non-Competitive | 0.7345 | Non-Competitive
DPDSCNR8 3655__B FROM_TO | DPDSCNR8 | 3655__B | 287 | 6 | 6 | PRCKSW1_8 | PRCK1_8 | FROM_TO | 73521.13 | 73520.32 | -161.72 | 0 | 2264.203 | 1118.9 | -0.02006 | 0.092398 | -0.78518 | 0.20034 | 285.0777 | 119.7452 | 0 | 3059.977 | 10000 | 3870.143 | 10000 | 3239.368 | 1055.605 | 10000 | 10000 | 4573.746 | 3891.906 | 4534.546 | 10000 | Competitive | Competitive | 1 | TRUE | FALSE | 1 | Non-Competitive | 0.6875 | Non-Competitive
DPDSCNR8 3655__B TO_FROM | DPDSCNR8 | 3655__B | 287 | 6 | 6 | PRCKSW1_8 | PRCK1_8 | TO_FROM | 73521.13 | 74142.3 | -84.2501 | 0 | 1187.488 | 2473.867 | -0.0924 | 0.020056 | -0.20034 | 0.78518 | 162.125 | -56.711 | 0 | 10000 | 3383.033 | 10000 | 3870.143 | 837.254 | 3521.554 | 10000 | 10000 | 3296.28 | 4802.684 | 10000 | 4776.724 | Competitive | Competitive | 1 | TRUE | FALSE | 1 | Non-Competitive | 0.6875 | Non-Competitive
DPHRCTR5 138_ALV_NAL_1 FROM_TO | DPHRCTR5 | 138_ALV_NAL_1 | 210 | 2 | 2 | TNNALVIN__1 | TNALVIN___1 | FROM_TO | 73521.13 | 73374.89 | 138.6901 | 0 | 1338.019 | 2134.484 | -0.10007 | 0.010839 | -0.7748 | 0.15065 | 323.3094 | 169.8408 | 0 |  | 7233.522 | 1006.785 | 7233.522 | 730.54 | 3218.537 | 1271.793 | 7233.522 | 793.373 | 6299.137 | 1104.385 | 7235.056 | Non-Competitive | Non-Competitive | 0 | TRUE | FALSE | 1 | Non-Competitive | 0.672 | Non-Competitive
DPHRCTR5 138_ALV_NAL_1 TO_FROM | DPHRCTR5 | 138_ALV_NAL_1 | 210 | 2 | 2 | TNNALVIN__1 | TNALVIN___1 | TO_FROM | 73521.13 | 75452.29 | -329.282 | 0 | 2472.027 | 1174.034 | -0.01084 | 0.10007 | -0.15065 | 0.7748 | -93.5027 | -202.616 | 0 | 7233.522 |  | 7233.522 | 1187.586 | 3218.537 | 849.249 | 7233.522 | 1622.845 | 6299.137 | 929.711 | 7235.056 | 1304.477 | Competitive | Competitive | 1 | TRUE | FALSE | 1 | Non-Competitive | 0.672 | Non-Competitive
DPRSVLY5 1530__C FROM_TO | DPRSVLY5 | 1530__C | 236 | 2 | 2 | BONHAM_P8 | BRKSTN_T8 | FROM_TO | 73521.13 | 74172.93 | -182.944 | 0 | 1065.298 | 2777.838 | -0.16397 | 0.051881 | -0.28455 | 0.2794 | 50.585 | -117.618 | 0 | 10000 | 3783.297 | 7392.477 | 5901.992 | 2461.208 | 3558.552 | 10000 | 5901.992 | 4953.15 | 4232.119 | 5496.714 | 4238.02 | Competitive | Competitive | 1 | TRUE | FALSE | 1 | Non-Competitive | 0.6955 | Non-Competitive
DPRSVLY5 1530__C TO_FROM | DPRSVLY5 | 1530__C | 236 | 2 | 2 | BONHAM_P8 | BRKSTN_T8 | TO_FROM | 73521.13 | 73443.91 | -49.2406 | 0 | 2838.323 | 1049.799 | -0.05188 | 0.16397 | -0.2794 | 0.28455 | 255.8088 | -5.8408 | 0 | 3192.655 | 10000 | 5901.992 | 7392.477 | 3040.986 | 3402.463 | 5901.992 | 10000 | 3947.219 | 5162.876 | 3952.362 | 5496.714 | Non-Competitive | Non-Competitive | 0 | TRUE | FALSE | 1 | Non-Competitive | 0.6955 | Non-Competitive
DPRSVLY5 1530__D FROM_TO | DPRSVLY5 | 1530__D | 236 | 2 | 2 | BONHAM_P8 | VALLYSES1_8 | FROM_TO | 73521.13 | 73240.86 | -51.3498 | 0 | 3118.704 | 1052.732 | -0.05191 | 0.16395 | -0.06947 | 0.72057 | 253.7044 | -7.9516 | 0 | 3192.986 | 10000 | 5901.787 | 7394.32 | 3061.841 | 3278.519 | 5901.787 | 10000 | 3948.395 | 5153.328 | 3953.294 | 5499.617 | Non-Competitive | Non-Competitive | 0 | TRUE | FALSE | 1 | Non-Competitive | 0.6565 | Non-Competitive
DPRSVLY5 1530__D TO_FROM | DPRSVLY5 | 1530__D | 236 | 2 | 2 | BONHAM_P8 | VALLYSES1_8 | TO_FROM | 73521.13 | 73775.29 | -180.842 | 0 | 1052.732 | 3118.708 | -0.16394 | 0.051909 | -0.72057 | 0.069473 | 52.701 | -115.515 | 0 | 10000 | 3783.477 | 7394.32 | 5901.787 | 2365.129 | 3585.952 | 10000 | 5901.787 | 4938.149 | 4233.087 | 5499.617 | 4238.711 | Competitive | Competitive | 1 | TRUE | FALSE | 1 | Non-Competitive | 0.6565 | Non-Competitive
DREDGID8 101T158_1 FROM_TO | DREDGID8 | 101T158_1 | 132 | 5 | 5 | L_ZORN__8_1Y | L_POOLRO8_1Y | FROM_TO | 73521.13 | 73528.47 | -9.9353 | 0 | 1511.791 | 1246.429 | -0.01477 | 0.011813 | -0.47547 | 0.055561 | 128.2342 | -1.0885 | 0 |  |  | 3683.567 | 2503.895 | 1831.619 | 1165.774 | 3987.912 | 2530.674 | 3154.642 | 1774.49 | 3541.871 | 2339.001 | Competitive | Competitive | 1 | FALSE | FALSE | 1 | Non-Competitive | 0.6875 | Non-Competitive
DREDGID8 101T158_1 TO_FROM | DREDGID8 | 101T158_1 | 132 | 5 | 5 | L_ZORN__8_1Y | L_POOLRO8_1Y | TO_FROM | 73521.13 | 75515.41 | -90.1204 | 0 | 1525.529 | 1466.413 | -0.01181 | 0.014765 | -0.05556 | 0.47547 | 22.2638 | -40.7555 | 0 |  |  | 2503.895 | 4451.423 | 1088.7 | 2364.324 | 2530.674 | 4865.801 | 1734.596 | 3934.557 | 2339.001 | 4311.568 | Competitive | Competitive | 1 | FALSE | FALSE | 1 | Non-Competitive | 0.6875 | Non-Competitive
DRNKPKR5 590__A FROM_TO | DRNKPKR5 | 590__A | 213 | 0 | 0 | LEWISVLSW8_1 | LEW_JNS_P8 | FROM_TO | 73521.13 | 73454.76 | -11.3308 | 0 | 1166.949 | 2592.36 | -0.00942 | 0.070923 | -0.71848 | 0.25345 | 259.0689 | 101.53 | 0 | 4677.662 |  | 4677.662 | 2777.717 | 946.321 | 2147.724 | 5237.249 | 2662.156 | 1378.279 | 2654.924 | 3809.628 | 2785.735 | Non-Competitive | Non-Competitive | 0 | TRUE | FALSE | 1 | Non-Competitive | 0.672 | Non-Competitive
DRNKPKR5 590__A TO_FROM | DRNKPKR5 | 590__A | 213 | 0 | 0 | LEWISVLSW8_1 | LEW_JNS_P8 | TO_FROM | 73521.13 | 74164.72 | -241.328 | 0 | 2592.36 | 1166.949 | -0.07092 | 0.009421 | -0.25345 | 0.71848 | 42.918 | -71.6772 | 0 |  | 6111.936 | 2777.717 | 6111.936 | 2071.378 | 1777.986 | 2662.156 | 10000 | 2607.147 | 2498.018 | 2785.735 | 5094.321 | Competitive | Competitive | 1 | TRUE | FALSE | 1 | Non-Competitive | 0.672 | Non-Competitive
DRNKPKR5 591__A FROM_TO | DRNKPKR5 | 591__A | 280 | 0 | 0 | CRLTN_NW_E8 | TNLAKEPNTE1 | FROM_TO | 73521.13 | 73622.82 | -170.402 | 0 | 2804.183 | 1091.639 | -0.09741 | 0.013922 | -0.58028 | 0.11854 | 221.0882 | 34.8395 | 0 |  | 6035.782 | 2940.059 | 6035.782 | 1313.514 | 2097.677 | 2900.749 | 10000 | 1973.213 | 2842.549 | 2797.093 | 5046.141 | Competitive | Competitive | 1 | TRUE | FALSE | 1 | Non-Competitive | 0.664 | Non-Competitive
DRNKPKR5 591__A TO_FROM | DRNKPKR5 | 591__A | 280 | 0 | 0 | CRLTN_NW_E8 | TNLAKEPNTE1 | TO_FROM | 73521.13 | 74278.99 | -159.453 | 0 | 1140.926 | 2945.259 | -0.01392 | 0.09741 | -0.11854 | 0.58028 | 187.4601 | 31.1851 | 0 | 4240.871 |  | 4601.362 | 3124.441 | 1047.874 | 1379.521 | 5245.867 | 2900.749 | 1628.857 | 2038.567 | 3646.334 | 2898.85 | Competitive | Competitive | 1 | TRUE | FALSE | 1 | Non-Competitive | 0.664 | Non-Competitive
DRNKW_D5 AIR_NDE_1 FROM_TO | DRNKW_D5 | AIR_NDE_1 | 218 | 4 | 4 | JMCRSTL138 | N_DENT_8 | FROM_TO | 73521.13 | 72573.13 | 67.3431 | 0 | 1077.66 | 2016.051 | -0.07858 | 0.032788 | -0.28486 | 0.38598 | 488.396 | 19.8443 | 0 | 1120.106 | 7052.698 | 727.017 | 7052.698 | 651.737 | 2121.412 | 740.685 | 10000 | 784.491 | 2131.977 | 781.702 | 8715.44 | Non-Competitive | Non-Competitive | 0 | TRUE | FALSE | 1 | Non-Competitive | 0.6715 | Non-Competitive
DRNKW_D5 AIR_NDE_1 TO_FROM | DRNKW_D5 | AIR_NDE_1 | 218 | 4 | 4 | JMCRSTL138 | N_DENT_8 | TO_FROM | 73521.13 | 73993.73 | -466.085 | 0 | 2016.051 | 1077.66 | -0.03279 | 0.078577 | -0.38598 | 0.28486 | 22.4705 | -205.867 | 0 | 4136.025 | 2272.2 | 4136.025 | 1630.796 | 1956.295 | 985.655 | 5023.412 | 1630.796 | 2165.352 | 1502.96 | 4664.74 | 1673.619 | Competitive | Competitive | 1 | TRUE | FALSE | 1 | Non-Competitive | 0.6715 | Non-Competitive
DRNKW_D5 FTW_W_DE_1 FROM_TO | DRNKW_D5 | FTW_W_DE_1 | 350 | 4 | 4 | FTWORTH | W_DENT_8 | FROM_TO | 73521.13 | 74797.25 | -503.566 | 0 | 2207.806 | 1047.93 | -0.03645 | 0.015929 | -0.25552 | 0.57393 | 11.8545 | -188.131 | 5111.83 |  | 1627.769 | 2552.461 | 1582.648 | 2469.399 | 1054.721 | 2434.663 | 1582.648 | 2413.404 | 1539.179 | 2430.785 | 1614.478 | Competitive | Competitive | 1 | TRUE | TRUE | 1 | Competitive | 0.7735 | Non-Competitive
DRNKW_D5 FTW_W_DE_1 TO_FROM | DRNKW_D5 | FTW_W_DE_1 | 350 | 4 | 4 | FTWORTH | W_DENT_8 | TO_FROM | 73521.13 | 73206.51 | 84.5064 | 0 | 1047.929 | 2207.806 | -0.01593 | 0.036448 | -0.57393 | 0.25552 | 530.235 | 236.4839 | 0 | 747.174 |  | 709.695 | 2870.504 | 669.8 | 2760.451 | 730.735 | 2812.991 | 789.232 | 2756.993 | 760.48 | 2781.035 | Non-Competitive | Non-Competitive | 0 | TRUE | FALSE | 1 | Non-Competitive | 0.7735 | Non-Competitive
DRYSFMR5 75__A FROM_TO | DRYSFMR5 | 75__A | 1793 | 2 | 2 | COLLINSS1_5 | ANNASW_5 | FROM_TO | 73521.13 | 75665.04 | -1063.42 | 0 | 1158.643 | 2575.858 | -0.45405 | 0.01828 | -0.53171 | 0.26721 | 645.0006 | -894.202 | 0 |  | 2890.693 | 758.441 | 2975.841 | 670.44 | 2919.28 | 1061.188 | 2975.841 | 738.032 | 3101.436 | 841.608 | 3102.8 | Competitive | Competitive | 1 | TRUE | FALSE | 1 | Non-Competitive | 0.711 | Non-Competitive
DRYSFMR5 75__A TO_FROM | DRYSFMR5 | 75__A | 1793 | 2 | 2 | COLLINSS1_5 | ANNASW_5 | TO_FROM | 73521.13 | 73535.31 | -631.269 | 0 | 2575.859 | 1158.643 | -0.01828 | 0.45405 | -0.26721 | 0.53172 | 1765.103 | 1024.929 | 5111.83 | 2444.143 |  | 2501.602 | 1093.59 | 2480.376 | 877.487 | 2501.602 | 2015.584 | 2685.416 | 1067.155 | 2685.935 | 1326.412 | Competitive | Competitive | 1 | TRUE | FALSE | 1 | Non-Competitive | 0.711 | Non-Competitive
DRYSFOR5 FORSW_MR3L FROM_TO | DRYSFOR5 | FORSW_MR3L | 750 | 6 | 6 | FRNY1_8 | FORSW3_1 | FROM_TO | 73521.13 | 74843.63 | -724.024 | 0 | 1745.152 | 2013.773 | -0.11326 | 0.097612 | -0.69157 | 0.36456 | -217.901 | -514.017 | 0 | 7438.46 | 4823.693 | 9018.176 | 10000 | 4546.392 | 1514.321 | 10000 | 10000 | 8523.218 | 6231.178 | 9044.498 | 7651.872 | Competitive | Competitive | 1 | TRUE | FALSE | 1 | Non-Competitive | 0.781 | Non-Competitive
DRYSFOR5 FORSW_MR3L TO_FROM | DRYSFOR5 | FORSW_MR3L | 750 | 6 | 6 | FRNY1_8 | FORSW3_1 | TO_FROM | 73521.13 | 73426.78 | 298.1505 | 0 | 1990.12 | 1745.152 | -0.09761 | 0.11326 | -0.36456 | 0.69157 | 784.6275 | 330.4427 | 0 | 4823.693 | 7438.46 | 10000 | 9018.176 | 1510.574 | 4889.282 | 10000 | 10000 | 6210.143 | 8603.422 | 7651.872 | 9044.498 | Competitive | Non-Competitive | 0 | TRUE | FALSE | 1 | Non-Competitive | 0.781 | Non-Competitive
DSALHUT5 431__A FROM_TO | DSALHUT5 | 431__A | 1065 | 2 | 2 | SAND_TXU_5 | BELL_E_5 | FROM_TO | 73521.13 | 71841.24 | -2037.18 | 0 | 1050.077 | 1122.493 | -0.17144 | 0.23181 | -0.40073 | 0.28385 | 1492.846 | 1056.988 | 2647.03 | 987.292 | 1775.633 | 1302.095 | 1713.432 | 986.782 | 1766.13 | 1383.447 | 1822.061 | 1183.182 | 1697.363 | 1183.266 | 1698.738 | Competitive | Competitive | 0 | TRUE | TRUE | 1 | Competitive | 0.6955 | Competitive
DSALHUT5 431__A TO_FROM | DSALHUT5 | 431__A | 1065 | 2 | 2 | SAND_TXU_5 | BELL_E_5 | TO_FROM | 73521.13 | 61016.4 | -1796.27 | 0 | 1122.493 | 1024.818 | -0.23181 | 0.17144 | -0.28385 | 0.40073 | 3757.955 | 541.4808 | 0 | 1291.055 | 1110.427 | 1242.101 | 1518.274 | 1286.011 | 1109.793 | 1298.818 | 1598.858 | 1214.402 | 1336.564 | 1215.103 | 1336.668 | Competitive | Competitive | 0 | TRUE | TRUE | 1 | Competitive | 0.6955 | Competitive
DSALKLN5 641__B FROM_TO | DSALKLN5 | 641__B | 213 | 2 | 2 | KILLTAFD | KILELMR2_T_8 | FROM_TO | 73521.13 | 72984.35 | -327.949 | 0 | 1556.726 | 1095.873 | -0.05114 | 0.018172 | -0.32072 | 0.60055 | 371.3182 | 23.9945 | 0 |  | 2023.937 | 933.296 | 1890.477 | 972.364 | 1823.944 | 978.596 | 2643.161 | 911.143 | 2210.418 | 894.295 | 2320.63 | Competitive | Non-Competitive | 0 | TRUE | FALSE | 1 | Non-Competitive | 0.672 | Non-Competitive
DSALKLN5 641__B TO_FROM | DSALKLN5 | 641__B | 213 | 2 | 2 | KILLTAFD | KILELMR2_T_8 | TO_FROM | 73521.13 | 72949.51 | -438.627 | 0 | 1095.873 | 1590.153 | -0.01817 | 0.058052 | -0.60055 | 0.32072 | 548.3339 | 164.2552 | 0 | 758.741 |  | 755.025 | 1024.19 | 893.305 | 1066.669 | 788.043 | 1072.472 | 833.737 | 990.778 | 812.986 | 972.645 | Competitive | Competitive | 0 | TRUE | TRUE | 1 | Competitive | 0.672 | Competitive
DSHREVR5 EVRSW_MR3L FROM_TO | DSHREVR5 | EVRSW_MR3L | 750 | 7 | 7 | EVRMAN_A8 | EVRSW3_1 | FROM_TO | 73521.13 | 74683.23 | -678.177 | 0 | 1158.386 | 1863.499 | -0.02016 | 0.1378 | -0.82297 | 0.2501 | -258.63 | -267.974 | 1430.53 | 10000 | 10000 | 10000 | 1057.76 | 6549.946 | 1043.195 | 10000 | 3125.138 | 9750.033 | 1060.935 | 10000 | 1064.699 | Competitive | Competitive | 1 | TRUE | FALSE | 1 | Non-Competitive | 0.664 | Non-Competitive
DSHREVR5 EVRSW_MR3L TO_FROM | DSHREVR5 | EVRSW_MR3L | 750 | 7 | 7 | EVRMAN_A8 | EVRSW3_1 | TO_FROM | 73521.13 | 73992.67 | 272.2263 | 0 | 1620.932 | 1158.386 | -0.1378 | 0.02016 | -0.2501 | 0.82297 | 631.6723 | 432.3253 | 0 | 10000 | 10000 | 972.264 | 10000 | 949.088 | 6841.12 | 3125.138 | 10000 | 979.961 | 9772.422 | 984.394 | 10000 | Competitive | Competitive | 1 | TRUE | FALSE | 1 | Non-Competitive | 0.664 | Non-Competitive
DSKYMAR5 361T361_1 FROM_TO | DSKYMAR5 | 361T361_1 | 358 | 2 | 2 | L_SCHERT8_1Y | L_PARKWA8_1Y | FROM_TO | 73521.13 | 72673.34 | 219.4529 | 0 | 1174.116 | 1529.535 | -0.11105 | 0.017005 | -0.3808 | 0.49072 | 685.3651 | 442.5266 | 0 |  | 9449.077 | 966.293 | 10000 | 915.456 | 7120.145 | 1207.408 | 10000 | 959.479 | 9249.713 | 996.832 | 9789.155 | Competitive | Non-Competitive | 0 | TRUE | FALSE | 0 | Non-Competitive | 0.6875 | Non-Competitive
DSKYMAR5 361T361_1 TO_FROM | DSKYMAR5 | 361T361_1 | 358 | 2 | 2 | L_SCHERT8_1Y | L_PARKWA8_1Y | TO_FROM | 73521.13 | 74254.31 | -492.951 | 0 | 1529.534 | 1424.598 | -0.01701 | 0.11105 | -0.49072 | 0.3808 | -9.7356 | -8.6673 | 3533.23 | 8604.23 |  | 10000 | 1102.61 | 6078.638 | 1050.862 | 10000 | 1414.654 | 8868.733 | 1084.325 | 9569.415 | 1122.937 | Competitive | Competitive | 1 | TRUE | FALSE | 1 | Non-Competitive | 0.6875 | Non-Competitive
DSKYSPR5 CAGNON_MR3L FROM_TO | DSKYSPR5 | CAGNON_MR3L | 600 | 2 | 2 | CAGNON1_8 | CAGSTAR3 | FROM_TO | 73521.13 | 79864.18 | -618.797 | 0 | 1416.696 | 1099.738 | -0.09039 | 0.14168 | -0.11508 | 0.20256 | -114.278 | -534.919 | 0 | 9044.758 | 5255.861 | 10000 | 10000 | 9044.695 | 1032.352 | 10000 | 10000 | 9611.577 | 5327.078 | 9611.577 | 8384.572 | Competitive | Competitive | 1 | TRUE | FALSE | 1 | Non-Competitive | 0.672 | Non-Competitive
DSKYSPR5 CAGNON_MR3L TO_FROM | DSKYSPR5 | CAGNON_MR3L | 600 | 2 | 2 | CAGNON1_8 | CAGSTAR3 | TO_FROM | 73521.13 | 73056.43 | 444.2248 | 0 | 1087.236 | 1416.688 | -0.14168 | 0.090394 | -0.20256 | 0.11508 | 696.3575 | 439.9699 | 0 | 3317.249 | 9088.41 | 6613.517 | 10000 | 885.705 | 9088.41 | 10000 | 10000 | 4273.857 | 9621.747 | 6482.783 | 9621.747 | Competitive | Non-Competitive | 0 | TRUE | FALSE | 1 | Non-Competitive | 0.672 | Non-Competitive
DSKYSPR5 CAGNON_MR4L FROM_TO | DSKYSPR5 | CAGNON_MR4L | 600 | 2 | 2 | CAGNON3_8 | CAGSTAR4 | FROM_TO | 73521.13 | 79877.66 | -622.447 | 0 | 1340.947 | 1086.92 | -0.09068 | 0.14403 | -0.11485 | 0.20408 | -113.917 | -539.194 | 0 | 9055.772 | 5259.475 | 10000 | 10000 | 9055.93 | 1030.356 | 10000 | 10000 | 9621.01 | 5305.174 | 9621.01 | 8388.356 | Competitive | Competitive | 1 | TRUE | FALSE | 1 | Non-Competitive | 0.6875 | Non-Competitive
DSKYSPR5 CAGNON_MR4L TO_FROM | DSKYSPR5 | CAGNON_MR4L | 600 | 2 | 2 | CAGNON3_8 | CAGSTAR4 | TO_FROM | 73521.13 | 73035.77 | 447.799 | 0 | 1099.422 | 1340.956 | -0.14403 | 0.090676 | -0.20408 | 0.11485 | 701.3066 | 442.7891 | 0 | 3316.678 | 9098.881 | 6604.343 | 10000 | 884.038 | 9098.881 | 10000 | 10000 | 4252.384 | 9630.905 | 6476.073 | 9630.905 | Competitive | Non-Competitive | 0 | TRUE | FALSE | 1 | Non-Competitive | 0.6875 | Non-Competitive
DSNDBCE5 630__A FROM_TO | DSNDBCE5 | 630__A | 324 | 2 | 2 | BELTON1_8 | BELTONSW1_8 | FROM_TO | 73521.13 | 73746.28 | -124.934 | 0 | 2105.809 | 1298.983 | -0.02165 | 0.021451 | -0.7678 | 0.16689 | 145.3925 | 52.8336 | 0 | 10000 | 10000 | 4087.683 | 1620.799 | 1461.569 | 1261.45 | 9054.104 | 10000 | 1533.09 | 1371.595 | 4649.75 | 1886.023 | Competitive | Competitive | 1 | TRUE | FALSE | 1 | Non-Competitive | 0.789 | Non-Competitive
DSNDBCE5 630__A TO_FROM | DSNDBCE5 | 630__A | 324 | 2 | 2 | BELTON1_8 | BELTONSW1_8 | TO_FROM | 73521.13 | 74629.3 | -98.3865 | 0 | 1081.927 | 2105.809 | -0.02145 | 0.021651 | -0.16689 | 0.7678 | 143.4964 | -132.331 | 0 | 10000 | 10000 | 834.548 | 4087.683 | 786.065 | 1515.477 | 3161.315 | 9054.104 | 796.579 | 1582.778 | 873.044 | 4649.75 | Competitive | Competitive | 1 | TRUE | FALSE | 1 | Non-Competitive | 0.789 | Non-Competitive
DSNDBCE5 SEA_AAT1 FROM_TO | DSNDBCE5 | SEA_AAT1 | 60 | 2 | 2 | SEATON9 | SEATON8 | FROM_TO | 73521.13 | 75018.77 | -44.5276 | 0 | 2537.554 | 994.069 | -0.00282 | 0.010836 | -0.04924 | 0.58959 | -13.9523 | -30.825 | 0 |  |  | 7849.093 | 1633.789 | 1635.465 | 1361.196 | 7849.093 | 2523.213 | 6083.46 | 1404.707 | 8377.452 | 1763.286 | Competitive | Competitive | 1 | FALSE | FALSE | 1 | Non-Competitive | 0.6875 | Non-Competitive
DSNDBCE5 SEA_AAT1 TO_FROM | DSNDBCE5 | SEA_AAT1 | 60 | 2 | 2 | SEATON9 | SEATON8 | TO_FROM | 73521.13 | 73535.86 | 19.7372 | 0 | 994.069 | 2537.553 | -0.01084 | 0.002817 | -0.58959 | 0.049236 | 51.1888 | 17.16 | 0 |  |  | 839.168 | 7849.093 | 974.291 | 1667.059 | 833.256 | 7849.093 | 889.16 | 6092.522 | 848.05 | 8377.452 | Competitive | Competitive | 1 | FALSE | FALSE | 1 | Non-Competitive | 0.6875 | Non-Competitive
DSNDTMP5 HRN_NAT1 FROM_TO | DSNDTMP5 | HRN_NAT1 | 100 | 0 | 0 | HEARNE9 | HEARNE8 | FROM_TO | 73521.13 | 74164.34 | -54.9647 | 0 | 1225.804 | 2014.752 | -0.00934 | 0.004622 | -0.15721 | 0.4815 | -0.65737 | -32.8425 | 0 |  |  | 5724.371 | 7895.543 | 1108.076 | 1136.628 | 8934.935 | 9120.675 | 1087.883 | 2048.419 | 6357.048 | 8207.813 | Competitive | Competitive | 1 | FALSE | FALSE | 1 | Non-Competitive | 0.7265 | Non-Competitive
DSNDTMP5 HRN_NAT1 TO_FROM | DSNDTMP5 | HRN_NAT1 | 100 | 0 | 0 | HEARNE9 | HEARNE8 | TO_FROM | 73521.13 | 73603.77 | 16.4285 | 0 | 2539.053 | 1198.045 | -0.00462 | 0.009338 | -0.4815 | 0.15721 | 59.5397 | 25.0112 | 0 |  |  | 7895.543 | 6039.022 | 1037.53 | 1550.782 | 9120.675 | 8934.935 | 1916.674 | 1499.827 | 8207.813 | 6563.505 | Competitive | Competitive | 1 | FALSE | FALSE | 1 | Non-Competitive | 0.7265 | Non-Competitive
DSNGZEN5 BETHK_66_A FROM_TO | DSNGZEN5 | BETHK_66_A | 182 | 2 | 2 | BETKA___138A | HOCKLY__138D | FROM_TO | 73521.13 | 74172.73 | -328.878 | 0 | 2622.504 | 2135.28 | -0.01627 | 0.026948 | -0.26438 | 0.71171 | 2.2799 | 31.3136 | 3829.23 | 6517.472 |  | 2938.57 | 1542.673 | 2795.744 | 1394.168 | 4404.654 | 1593.541 | 3665.667 | 1467.626 | 3734.535 | 1529.264 | Competitive | Competitive | 1 | TRUE | FALSE | 1 | Non-Competitive | 0.75 | Non-Competitive
DSNGZEN5 BETHK_66_A TO_FROM | DSNGZEN5 | BETHK_66_A | 182 | 2 | 2 | BETKA___138A | HOCKLY__138D | TO_FROM | 73521.13 | 73104.67 | 134.8859 | 0 | 1939.621 | 2622.504 | -0.02695 | 0.016269 | -0.71171 | 0.26438 | 462.5822 | 253.5673 | 0 |  | 6517.472 | 1231.554 | 3131.511 | 1132.145 | 2989.547 | 1270.27 | 4404.654 | 1194.593 | 3832.842 | 1237.859 | 3909.903 | Non-Competitive | Non-Competitive | 0 | TRUE | FALSE | 0 | Non-Competitive | 0.75 | Non-Competitive
DSNGZEN5 HK_TB_66_A FROM_TO | DSNGZEN5 | HK_TB_66_A | 216 | 2 | 2 | HOCKLY__138D | TOMBAL668070 | FROM_TO | 73521.13 | 74923.27 | -435.068 | 0 | 1196.306 | 1894.146 | -0.02706 | 0.048332 | -0.10895 | 0.41068 | 12.1084 | -46.3828 | 2647.03 | 3881.739 | 2465.219 | 2791.206 | 1370.711 | 1017.978 | 1255.871 | 3444.042 | 1798.909 | 1218.622 | 1206.094 | 3054.513 | 1268.84 | Competitive | Competitive | 1 | TRUE | FALSE | 1 | Non-Competitive | 0.7035 | Non-Competitive
DSNGZEN5 HK_TB_66_A TO_FROM | DSNGZEN5 | HK_TB_66_A | 216 | 2 | 2 | HOCKLY__138D | TOMBAL668070 | TO_FROM | 73521.13 | 72680.12 | -119.744 | 0 | 1894.146 | 1196.305 | -0.04833 | 0.027058 | -0.41068 | 0.10895 | 541.7475 | 90.9267 | 0 | 2465.219 | 3881.739 | 1331.928 | 2791.206 | 1116.005 | 1157.13 | 1798.909 | 3444.042 | 1131.098 | 1362.357 | 1241.393 | 3054.513 | Competitive | Non-Competitive | 0 | TRUE | FALSE | 1 | Non-Competitive | 0.7035 | Non-Competitive
DSNGZEN5 KDLKG_75_A FROM_TO | DSNGZEN5 | KDLKG_75_A | 1677 | 2 | 2 | KING____345A | KUYDAL755010 | FROM_TO | 73521.13 | 75009.3 | -2566.5 | 0 | 1532.794 | 2473.654 | -0.21312 | 0.18762 | -0.57176 | 0.19181 | 714.3487 | 825.7367 | 3569.23 | 2325.435 | 1795.375 | 2500.754 | 1773.344 | 2261.609 | 1777.091 | 2810.059 | 2728.352 | 2522.235 | 1762.187 | 2526.785 | 1764.225 | Competitive | Competitive | 1 | TRUE | FALSE | 1 | Non-Competitive | 0.6875 | Non-Competitive
DSNGZEN5 KDLKG_75_A TO_FROM | DSNGZEN5 | KDLKG_75_A | 1677 | 2 | 2 | KING____345A | KUYDAL755010 | TO_FROM | 73521.13 | 56258.69 | 265.1868 | 0 | 2473.654 | 1614.963 | -0.18762 | 0.21312 | -0.19181 | 0.57176 | 3992.939 | 1721.22 | 0 | 1417.938 | 2480.837 | 1394.247 | 2612.738 | 1405.483 | 2415.437 | 2728.352 | 2810.059 | 1447.253 | 2608.34 | 1448.722 | 2612.319 | Competitive | Non-Competitive | 0 | TRUE | FALSE | 0 | Non-Competitive | 0.6875 | Non-Competitive
DSNGZEN5 SNGTB_74_A FROM_TO | DSNGZEN5 | SNGTB_74_A | 1924 | 2 | 2 | SNGLTN_345 | TOMBAL__345B | FROM_TO | 73521.13 | 63103.71 | 623.2627 | 0 | 3371.816 | 2037.34 | -0.17868 | 0.19261 | -0.38369 | 0.20236 | 4846.07 | 2381.067 | 0 | 1426.394 | 2500.887 | 1404.485 | 2646.378 | 1418.697 | 2418.888 | 1453.623 | 2646.378 | 1466.953 | 2678.036 | 1467.519 | 2683.966 | Non-Competitive | Non-Competitive | 0 | TRUE | FALSE | 0 | Non-Competitive | 0.68 | Non-Competitive
DSNGZEN5 SNGTB_74_A TO_FROM | DSNGZEN5 | SNGTB_74_A | 1924 | 2 | 2 | SNGLTN_345 | TOMBAL__345B | TO_FROM | 73521.13 | 90942.15 | -3130.8 | 0 | 2037.34 | 3371.816 | -0.19261 | 0.17868 | -0.20236 | 0.38369 | 438.2286 | 653.0382 | 3569.23 | 2332.671 | 1810.071 | 2527.362 | 1790.928 | 2257.293 | 1799.094 | 2527.362 | 1790.928 | 2578.642 | 1798.035 | 2584.565 | 1798.783 | Competitive | Competitive | 1 | TRUE | FALSE | 1 | Non-Competitive | 0.68 | Non-Competitive
DSNG_TB5 230__A FROM_TO | DSNG_TB5 | 230__A | 1065 | 2 | 2 | JEWETT_S5 | RAT_SNAKE_5 | FROM_TO | 73521.13 | 73474.87 | -609.38 | 0 | 2227.067 | 789.788 | -0.21459 | 0.10218 | -0.22858 | 0.1751 | 1042.45 | 204.9521 | 0 | 2209.173 | 1630.779 | 2597.918 | 9674.974 | 1992.201 | 1200.82 | 3104.754 | 10000 | 2615.81 | 5226.6 | 2683.192 | 5957.523 | Competitive | Competitive | 1 | TRUE | FALSE | 1 | Non-Competitive | 0.6875 | Non-Competitive
DSNG_TB5 230__A TO_FROM | DSNG_TB5 | 230__A | 1065 | 2 | 2 | JEWETT_S5 | RAT_SNAKE_5 | TO_FROM | 73521.13 | 76873.3 | -613.102 | 0 | 789.789 | 2227.067 | -0.10218 | 0.21459 | -0.1751 | 0.22858 | 559.5296 | -248.267 | 0 | 1047.202 | 2209.173 | 9674.974 | 2597.918 | 852.122 | 2033.986 | 10000 | 3104.754 | 4184.242 | 2630.383 | 4734.057 | 2683.192 | Competitive | Competitive | 1 | TRUE | FALSE | 1 | Non-Competitive | 0.6875 | Non-Competitive
DSNG_TB5 GT_MID90_A FROM_TO | DSNG_TB5 | GT_MID90_A | 229 | 2 | 2 | GARROT__138B | 47708 | FROM_TO | 73521.13 | 73130.55 | -42.8553 | 0 | 1392.737 | 2100.967 | -0.09966 | 0.099655 | -0.5258 | 0.18005 | 436.1164 | -37.5064 | 0 | 6824.908 | 2242.403 | 8784.36 | 2383.328 | 1073.363 | 2346.972 | 10000 | 4135.365 | 3027.643 | 2540.209 | 6261.967 | 2509.756 | Non-Competitive | Non-Competitive | 0 | TRUE | FALSE | 1 | Non-Competitive | 0.7185 | Non-Competitive
DSNG_TB5 GT_MID90_A TO_FROM | DSNG_TB5 | GT_MID90_A | 229 | 2 | 2 | GARROT__138B | 47708 | TO_FROM | 73521.13 | 73275.58 | -395.524 | 0 | 2224.687 | 1392.737 | -0.09965 | 0.099658 | -0.18005 | 0.5258 | 223.5823 | -0.75256 | 3419.83 | 2242.403 | 6824.908 | 2383.328 | 8784.36 | 2346.972 | 1286.038 | 4135.365 | 10000 | 2540.209 | 3364.819 | 2509.756 | 6261.967 | Competitive | Competitive | 1 | TRUE | FALSE | 1 | Non-Competitive | 0.7185 | Non-Competitive
DSNG_TB5 SNGZEN98_A FROM_TO | DSNG_TB5 | SNGZEN98_A | 1435 | 2 | 2 | SNGLTN_345 | Zenith__345A | FROM_TO | 73521.13 | 51224.27 | 216.1095 | 0 | 3103.931 | 1482.07 | -0.17932 | 0.18838 | -0.19141 | 0.19797 | 4241.842 | 1948.468 | 0 | 1460.804 | 2342.112 | 1436.771 | 2471.511 | 1454.327 | 2269.391 | 1488.105 | 2496.308 | 1515.174 | 2530.298 | 1515.698 | 2535.572 | Non-Competitive | Non-Competitive | 0 | TRUE | FALSE | 0 | Non-Competitive | 0.6955 | Non-Competitive
DSNG_TB5 SNGZEN98_A TO_FROM | DSNG_TB5 | SNGZEN98_A | 1435 | 2 | 2 | SNGLTN_345 | Zenith__345A | TO_FROM | 73521.13 | 77284.41 | -2621.34 | 0 | 1482.068 | 3103.931 | -0.18838 | 0.17932 | -0.19797 | 0.19141 | 812.869 | 1105.852 | 3569.23 | 2180.386 | 1865.63 | 2360.119 | 1843.869 | 2116.018 | 1856.016 | 2383.221 | 1843.869 | 2429.855 | 1870.261 | 2434.795 | 1870.975 | Competitive | Competitive | 1 | TRUE | TRUE | 1 | Competitive | 0.6955 | Non-Competitive
DSNG_TB5 SNGZEN99_A FROM_TO | DSNG_TB5 | SNGZEN99_A | 1435 | 2 | 2 | SNGLTN_345 | Zenith__345A | FROM_TO | 73521.13 | 51221.94 | 216.1934 | 0 | 3103.931 | 1482.069 | -0.17939 | 0.18845 | -0.19149 | 0.19804 | 4243.501 | 1949.23 | 0 | 1460.804 | 2342.11 | 1436.771 | 2471.51 | 1454.327 | 2269.388 | 1488.105 | 2496.307 | 1515.174 | 2530.295 | 1515.698 | 2535.569 | Non-Competitive | Non-Competitive | 0 | TRUE | FALSE | 0 | Non-Competitive | 0.7265 | Non-Competitive
DSNG_TB5 SNGZEN99_A TO_FROM | DSNG_TB5 | SNGZEN99_A | 1435 | 2 | 2 | SNGLTN_345 | Zenith__345A | TO_FROM | 73521.13 | 77281.53 | -2622.36 | 0 | 1482.065 | 3103.931 | -0.18845 | 0.17939 | -0.19805 | 0.19149 | 813.1853 | 1106.283 | 3569.23 | 2180.383 | 1865.631 | 2360.117 | 1843.869 | 2116.014 | 1856.016 | 2383.219 | 1843.869 | 2429.851 | 1870.261 | 2434.792 | 1870.975 | Competitive | Competitive | 1 | TRUE | TRUE | 1 | Competitive | 0.7265 | Non-Competitive
DSTEXP12 BLESSI_LOLITA1_1 FROM_TO | DSTEXP12 | BLESSI_LOLITA1_1 | 211 | 0 | 0 | BLESSING4A | LOLITA4A | FROM_TO | 73521.13 | 72100.48 | -42.5034 | 0 | 2224.971 | 916.443 | -0.30529 | 0.048276 | -0.41939 | 0.13192 | 809.3949 | 169.2623 | 0 | 1926.468 | 1671.008 | 2171.492 | 5281.435 | 1299.975 | 1329.269 | 1696.097 | 6356.609 | 1594.944 | 4426.671 | 1903.534 | 4614.828 | Competitive | Non-Competitive | 0 | TRUE | FALSE | 1 | Non-Competitive | 0.758 | Non-Competitive
DSTEXP12 BLESSI_LOLITA1_1 TO_FROM | DSTEXP12 | BLESSI_LOLITA1_1 | 211 | 0 | 0 | BLESSING4A | LOLITA4A | TO_FROM | 73521.13 | 74778.66 | -618.101 | 0 | 916.444 | 2224.971 | -0.04828 | 0.30529 | -0.13192 | 0.41939 | -70.1893 | -113.795 | 1021.23 | 1203.278 | 2242.666 | 5281.435 | 2338.486 | 1078.991 | 1442.344 | 6356.609 | 2034.709 | 3966.429 | 1731.006 | 4134.048 | 2060.736 | Competitive | Competitive | 1 | TRUE | FALSE | 1 | Non-Competitive | 0.758 | Non-Competitive
DSTPDOW5 CKT_3124_1 FROM_TO | DSTPDOW5 | CKT_3124_1 | 1200 | 2 | 2 | SO_TEX__345A | HILLJE__345A | FROM_TO | 73521.13 | 71933.5 | -205.456 | 0 | 1518.557 | 2780.942 | -0.05335 | 0.23036 | -0.20311 | 0.23036 | 1184.596 | 828.1918 | 0 | 1585.123 | 2693.464 | 1391.706 | 2520.024 | 1541.647 | 1731.16 | 2758.717 | 2866.205 | 1901.978 | 2483.649 | 1906.118 | 2779.845 | Non-Competitive | Competitive | 1 | TRUE | FALSE | 1 | Non-Competitive | 0.75 | Non-Competitive
DSTPDOW5 CKT_3124_1 TO_FROM | DSTPDOW5 | CKT_3124_1 | 1200 | 2 | 2 | SO_TEX__345A | HILLJE__345A | TO_FROM | 73521.13 | 72955.03 | -1246.19 | 0 | 2998.693 | 1518.557 | -0.23036 | 0.053354 | -0.23036 | 0.20311 | 1281.422 | -367.877 | 0 | 2693.464 | 2064.827 | 2520.024 | 1895.339 | 1674.516 | 1998.984 | 2866.205 | 3739.491 | 2470.358 | 2550.668 | 2779.845 | 2557.668 | Non-Competitive | Non-Competitive | 0 | TRUE | FALSE | 1 | Non-Competitive | 0.75 | Non-Competitive
DSTPELM5 BLESSI_LOLITA1_1 FROM_TO | DSTPELM5 | BLESSI_LOLITA1_1 | 211 | 2 | 2 | BLESSING4A | LOLITA4A | FROM_TO | 73521.13 | 71756.77 | -114.972 | 0 | 2333.8 | 1696.165 | -0.30524 | 0.053388 | -0.4182 | 0.13783 | 947.3735 | 157.7451 | 0 | 2180.228 | 1482.316 | 2180.228 | 5260.425 | 1478.319 | 1302.614 | 1955.229 | 6341.865 | 1760.507 | 3865.347 | 1948.036 | 3997.473 | Competitive | Non-Competitive | 0 | TRUE | FALSE | 1 | Non-Competitive | 0.6955 | Non-Competitive
DSTPELM5 BLESSI_LOLITA1_1 TO_FROM | DSTPELM5 | BLESSI_LOLITA1_1 | 211 | 2 | 2 | BLESSING4A | LOLITA4A | TO_FROM | 73521.13 | 73971.74 | -691.962 | 0 | 1696.164 | 2156.988 | -0.05339 | 0.30524 | -0.13783 | 0.4182 | 11.2033 | -193.015 | 0 | 1263.419 | 2361.381 | 5260.425 | 2361.381 | 1089.588 | 1613.817 | 6341.865 | 2296.457 | 3416.963 | 1923.597 | 3557.103 | 2137.602 | Competitive | Competitive | 1 | TRUE | FALSE | 1 | Non-Competitive | 0.6955 | Non-Competitive
DSTPHLJ5 BLESSI_LOLITA1_1 FROM_TO | DSTPHLJ5 | BLESSI_LOLITA1_1 | 211 | 2 | 2 | BLESSING4A | LOLITA4A | FROM_TO | 73521.13 | 71969.59 | -69.3976 | 0 | 2334.474 | 1702.832 | -0.30483 | 0.050513 | -0.41845 | 0.13484 | 861.3207 | 154.9812 | 0 | 2139.555 | 1638.392 | 2160.026 | 5275.948 | 1372.249 | 1303.365 | 1498.858 | 6353.263 | 1657.657 | 4243.516 | 1897.373 | 4536.849 | Competitive | Non-Competitive | 0 | TRUE | FALSE | 1 | Non-Competitive | 0.6875 | Non-Competitive
DSTPHLJ5 BLESSI_LOLITA1_1 TO_FROM | DSTPHLJ5 | BLESSI_LOLITA1_1 | 211 | 2 | 2 | BLESSING4A | LOLITA4A | TO_FROM | 73521.13 | 74427.83 | -645.786 | 0 | 1702.836 | 2157.397 | -0.05051 | 0.30483 | -0.13484 | 0.41845 | -52.3539 | -108.429 | 778.13 | 1177.557 | 2325.254 | 5275.948 | 2337.045 | 1075.315 | 1512.635 | 6353.263 | 1752.457 | 3786.892 | 1809.145 | 4047.102 | 2075.244 | Competitive | Competitive | 1 | TRUE | FALSE | 1 | Non-Competitive | 0.6875 | Non-Competitive
DSTPHLJ5 CKT_3124_1 FROM_TO | DSTPHLJ5 | CKT_3124_1 | 1200 | 2 | 2 | SO_TEX__345A | HILLJE__345A | FROM_TO | 73521.13 | 73434.17 | -573.436 | 0 | 1420.018 | 1866.312 | -0.06888 | 0.30303 | -0.37198 | 0.30303 | 1183.456 | 1083.979 | 2647.03 | 1306.868 | 1295.822 | 1472.495 | 1824.792 | 1313.613 | 1193.175 | 2758.717 | 2926.997 | 1898.074 | 1226.053 | 1898.069 | 1291.216 | Competitive | Competitive | 1 | TRUE | TRUE | 1 | Competitive | 1.094 | Non-Competitive
DSTPHLJ5 CKT_3124_1 TO_FROM | DSTPHLJ5 | CKT_3124_1 | 1200 | 2 | 2 | SO_TEX__345A | HILLJE__345A | TO_FROM | 73521.13 | 72189.85 | -1003.39 | 0 | 1866.312 | 1420.018 | -0.30303 | 0.068879 | -0.30303 | 0.37198 | 1592.567 | -631.272 | 0 | 1247.844 | 1646.137 | 1824.792 | 1963.508 | 1037.577 | 1655.203 | 2926.997 | 3739.491 | 1106.207 | 2482.426 | 1254.434 | 2482.373 | Competitive | Non-Competitive | 0 | TRUE | FALSE | 1 | Non-Competitive | 1.094 | Non-Competitive
DSTPWHI5 BLESSI_LOLITA1_1 FROM_TO | DSTPWHI5 | BLESSI_LOLITA1_1 | 211 | 2 | 2 | BLESSING4A | LOLITA4A | FROM_TO | 73521.13 | 71637.42 | -41.5168 | 0 | 2157.413 | 1851.686 | -0.31227 | 0.051317 | -0.42412 | 0.13492 | 1014.629 | 218.7672 | 0 | 2177.304 | 1438.016 | 2177.304 | 5193.747 | 1307.532 | 1196.939 | 1954.573 | 6279.638 | 1622.75 | 3454.748 | 1942.664 | 3651.918 | Competitive | Non-Competitive | 0 | TRUE | FALSE | 0 | Non-Competitive | 1.195 | Non-Competitive
DSTPWHI5 BLESSI_LOLITA1_1 TO_FROM | DSTPWHI5 | BLESSI_LOLITA1_1 | 211 | 2 | 2 | BLESSING4A | LOLITA4A | TO_FROM | 73521.13 | 74602.26 | -779.518 | 0 | 1851.698 | 2334.423 | -0.05132 | 0.31227 | -0.13492 | 0.42412 | -84.9662 | -142.728 | 1021.23 | 982.165 | 2357.942 | 5193.747 | 2357.942 | 960.204 | 1452.928 | 6279.638 | 2295.67 | 2842.836 | 1779.262 | 2989.37 | 2131.206 | Competitive | Competitive | 1 | TRUE | FALSE | 1 | Non-Competitive | 1.195 | Non-Competitive
DSTPWHI5 SAR_FRAN_1 FROM_TO | DSTPWHI5 | SAR_FRAN_1 | 45 | 2 | 2 | SARGENTSUB9 | FRANKLNCAMP9 | FROM_TO | 73521.13 | 73555.96 | -77.523 | 0 | 1219.988 | 2818.123 | -0.01632 | 0.022132 | -0.25707 | 0.60499 | 9.2911 | -81.9951 | 0 | 10000 |  | 1297.155 | 5053.891 | 862.542 | 1742.787 | 3321.594 | 10000 | 776.037 | 1888.923 | 1316.717 | 4193.895 | Competitive | Competitive | 1 | TRUE | FALSE | 1 | Non-Competitive | 0.8905 | Non-Competitive
DSTPWHI5 SAR_FRAN_1 TO_FROM | DSTPWHI5 | SAR_FRAN_1 | 45 | 2 | 2 | SARGENTSUB9 | FRANKLNCAMP9 | TO_FROM | 73521.13 | 73405.43 | -31.3672 | 0 | 2818.123 | 1339.786 | -0.02213 | 0.016324 | -0.60499 | 0.25707 | 113.6335 | -3.5367 | 0 |  | 10000 | 5053.891 | 1562.497 | 1670.786 | 1016.748 | 10000 | 3321.594 | 1864.945 | 970.732 | 4193.895 | 1518.967 | Non-Competitive | Non-Competitive | 0 | TRUE | FALSE | 1 | Non-Competitive | 0.8905 | Non-Competitive
DSTPWHI5 SINTON_SKIDMO1_1 FROM_TO | DSTPWHI5 | SINTON_SKIDMO1_1 | 38 | 2 | 2 | SKIDMORE2A | SINTON2A | FROM_TO | 73521.13 | 73391.34 | -4.3153 | 0 | 1013.093 | 1315.342 | -0.02591 | 0.003595 | -0.21721 | 0.40155 | 66.2513 | 28.678 | 0 |  | 5644.313 | 6632.447 | 2509.862 | 822.66 | 2037.06 | 5860.145 | 2598.658 | 861.342 | 2735.296 | 5616.278 | 2825.718 | Competitive | Non-Competitive | 0 | TRUE | FALSE | 1 | Non-Competitive | 0.656 | Non-Competitive
DSTPWHI5 SINTON_SKIDMO1_1 TO_FROM | DSTPWHI5 | SINTON_SKIDMO1_1 | 38 | 2 | 2 | SKIDMORE2A | SINTON2A | TO_FROM | 73521.13 | 73608.09 | -61.2922 | 0 | 1327.047 | 1013.093 | -0.0036 | 0.025911 | -0.40155 | 0.21721 | 2.7383 | -55.4871 | 0 | 2913.791 |  | 1259.545 | 6763.767 | 1087.801 | 947.921 | 1807.887 | 6016.686 | 1509.125 | 994.696 | 1547.67 | 5713.434 | Competitive | Competitive | 1 | TRUE | FALSE | 1 | Non-Competitive | 0.656 | Non-Competitive
DTB_SNG5 230__A FROM_TO | DTB_SNG5 | 230__A | 1065 | 3 | 3 | JEWETT_S5 | RAT_SNAKE_5 | FROM_TO | 73521.13 | 73259.71 | -608.167 | 0 | 2235.667 | 760.418 | -0.21457 | 0.1022 | -0.22857 | 0.17512 | 1085.867 | 204.5687 | 0 | 2103.849 | 1631.183 | 2387.107 | 9675.004 | 1908.698 | 1201.194 | 2538.202 | 10000 | 2356.652 | 5230 | 2409.729 | 5960.218 | Competitive | Non-Competitive | 0 | TRUE | FALSE | 1 | Non-Competitive | 0.6485 | Non-Competitive
DTB_SNG5 230__A TO_FROM | DTB_SNG5 | 230__A | 1065 | 3 | 3 | JEWETT_S5 | RAT_SNAKE_5 | TO_FROM | 73521.13 | 76880.16 | -656.515 | 0 | 737.133 | 2235.667 | -0.1022 | 0.21457 | -0.17512 | 0.22857 | 558.3182 | -291.681 | 0 | 1047.438 | 2103.849 | 9675.004 | 2387.107 | 852.346 | 1947.599 | 10000 | 2538.202 | 4187.57 | 2368.954 | 4736.975 | 2409.729 | Competitive | Competitive | 1 | TRUE | FALSE | 1 | Non-Competitive | 0.6485 | Non-Competitive
DTB_SNG5 GT_MID90_A FROM_TO | DTB_SNG5 | GT_MID90_A | 229 | 3 | 3 | GARROT__138B | 47708 | FROM_TO | 73521.13 | 73134.96 | -16.8201 | 0 | 1455.986 | 2248.884 | -0.09969 | 0.099623 | -0.52583 | 0.18002 | 433.7809 | -11.4707 | 0 | 6825.342 | 2508.77 | 8783.742 | 2383.17 | 1076.012 | 2599.216 | 10000 | 4135.48 | 3041.77 | 2732.504 | 6261.245 | 2707.054 | Non-Competitive | Non-Competitive | 0 | TRUE | FALSE | 1 | Non-Competitive | 0.6715 | Non-Competitive
DTB_SNG5 GT_MID90_A TO_FROM | DTB_SNG5 | GT_MID90_A | 229 | 3 | 3 | GARROT__138B | 47708 | TO_FROM | 73521.13 | 73428.33 | -393.208 | 0 | 2248.884 | 1392.737 | -0.09962 | 0.09969 | -0.18002 | 0.52583 | 197.545 | -26.8981 | 3419.83 | 2508.77 | 6825.342 | 2383.17 | 8783.742 | 2599.216 | 1289.122 | 4135.48 | 10000 | 2732.504 | 3378.461 | 2707.054 | 6261.245 | Competitive | Competitive | 1 | TRUE | FALSE | 1 | Non-Competitive | 0.6715 | Non-Competitive
DTB_SNG5 SNGZEN98_A FROM_TO | DTB_SNG5 | SNGZEN98_A | 1435 | 3 | 3 | SNGLTN_345 | Zenith__345A | FROM_TO | 73521.13 | 50339.22 | 458.0692 | 0 | 3098.044 | 1474.867 | -0.17937 | 0.19792 | -0.19146 | 0.19792 | 4628.813 | 2218.367 | 0 | 1423.801 | 2499.279 | 1401.699 | 2644.205 | 1417.732 | 2418.005 | 1450.282 | 2671.874 | 1458.903 | 2726.216 | 1459.378 | 2732.227 | Non-Competitive | Non-Competitive | 0 | TRUE | FALSE | 0 | Non-Competitive | 0.6485 | Non-Competitive
DTB_SNG5 SNGZEN98_A TO_FROM | DTB_SNG5 | SNGZEN98_A | 1435 | 3 | 3 | SNGLTN_345 | Zenith__345A | TO_FROM | 73521.13 | 81042.33 | -2969.19 | 0 | 1474.868 | 3098.044 | -0.19792 | 0.17937 | -0.19792 | 0.19146 | 584.9221 | 765.5855 | 3569.23 | 2319.846 | 1804.21 | 2520.047 | 1784.546 | 2248.206 | 1795.323 | 2545.747 | 1784.546 | 2613.064 | 1782.303 | 2618.679 | 1782.938 | Competitive | Competitive | 1 | TRUE | FALSE | 1 | Non-Competitive | 0.6485 | Non-Competitive
DTB_SNG5 SNGZEN99_A FROM_TO | DTB_SNG5 | SNGZEN99_A | 1435 | 3 | 3 | SNGLTN_345 | Zenith__345A | FROM_TO | 73521.13 | 50336.91 | 458.2472 | 0 | 3098.046 | 1474.867 | -0.17944 | 0.198 | -0.19154 | 0.198 | 4630.622 | 2219.233 | 0 | 1423.802 | 2499.277 | 1401.699 | 2644.204 | 1417.732 | 2418 | 1450.283 | 2671.872 | 1458.903 | 2726.212 | 1459.379 | 2732.222 | Non-Competitive | Non-Competitive | 0 | TRUE | FALSE | 0 | Non-Competitive | 0.656 | Non-Competitive
DTB_SNG5 SNGZEN99_A TO_FROM | DTB_SNG5 | SNGZEN99_A | 1435 | 3 | 3 | SNGLTN_345 | Zenith__345A | TO_FROM | 73521.13 | 81039.4 | -2970.35 | 0 | 1476.361 | 3098.044 | -0.198 | 0.17944 | -0.198 | 0.19154 | 585.15 | 765.8841 | 3569.23 | 2319.843 | 1804.21 | 2520.045 | 1784.547 | 2248.202 | 1795.323 | 2545.745 | 1784.547 | 2613.059 | 1782.304 | 2618.674 | 1782.939 | Competitive | Competitive | 1 | TRUE | FALSE | 1 | Non-Competitive | 0.656 | Non-Competitive
DTB_SNG5 THWZEN71_A FROM_TO | DTB_SNG5 | THWZEN71_A | 1315 | 3 | 3 | Zenith__345A | T_H_W___345B | FROM_TO | 73521.13 | 66078.97 | 537.4632 | 0 | 2684.626 | 2434.025 | -0.22782 | 0.086791 | -0.22782 | 0.12739 | 2773.787 | 1177.487 | 0 | 1399.247 | 2781.775 | 1447.449 | 2841.432 | 1290.832 | 2764.239 | 1387.521 | 2879.686 | 1410.556 | 3011.142 | 1436.804 | 3012.06 | Non-Competitive | Non-Competitive | 0 | TRUE | FALSE | 1 | Non-Competitive | 0.664 | Non-Competitive
DTB_SNG5 THWZEN71_A TO_FROM | DTB_SNG5 | THWZEN71_A | 1315 | 3 | 3 | Zenith__345A | T_H_W___345B | TO_FROM | 73521.13 | 85843.28 | -2157.22 | 0 | 2434.025 | 2684.626 | -0.08679 | 0.22782 | -0.12739 | 0.22782 | 359.5414 | 501.9537 | 3829.23 | 2730.207 | 1784.475 | 2841.432 | 1860.799 | 2709.1 | 1620.703 | 2879.686 | 1785.299 | 2999.392 | 1748.032 | 3000.374 | 1785.33 | Competitive | Competitive | 1 | TRUE | FALSE | 1 | Non-Competitive | 0.664 | Non-Competitive
DTEXMED8 69T342_1 FROM_TO | DTEXMED8 | 69T342_1 | 132 | 2 | 2 | L_KENDCT8_1Y | L_MOUNTO8_1Y | FROM_TO | 73521.13 | 73479.86 | -37.9888 | 0 | 1572.453 | 1762.541 | -0.02838 | 0.070559 | -0.2867 | 0.11708 | 140.3307 | -12.9747 | 0 | 10000 | 10000 | 10000 | 5002.171 | 2233.73 | 1728.811 | 10000 | 10000 | 7607.681 | 4601.95 | 10000 | 5524.361 | Competitive | Non-Competitive | 0 | TRUE | FALSE | 1 | Non-Competitive | 0.7425 | Non-Competitive
DTEXMED8 69T342_1 TO_FROM | DTEXMED8 | 69T342_1 | 132 | 2 | 2 | L_KENDCT8_1Y | L_MOUNTO8_1Y | TO_FROM | 73521.13 | 74018.07 | -122.312 | 0 | 1658.646 | 1572.453 | -0.00915 | 0.028377 | -0.11708 | 0.2867 | 73.3525 | -20.3733 | 0 | 10000 |  | 5002.171 | 3174.771 | 1573.972 | 2378.145 | 10000 | 3355.649 | 4539.596 | 3665.173 | 5524.361 | 3828.097 | Competitive | Competitive | 1 | TRUE | FALSE | 1 | Non-Competitive | 0.7425 | Non-Competitive
DTHSVEN5 1030__A FROM_TO | DTHSVEN5 | 1030__A | 185 | 4 | 4 | ROGERSHL | ELM_MOTT__8 | FROM_TO | 73521.13 | 73516.91 | -261.141 | 0 | 1580.032 | 1305.178 | -0.02141 | 0.11183 | -0.16902 | 0.63162 | 184.4233 | -111.314 | 0 | 8987.111 | 10000 | 10000 | 1870.509 | 1405.58 | 999.099 | 10000 | 10000 | 1707.637 | 1023.097 | 9243.439 | 2141.588 | Competitive | Competitive | 1 | TRUE | FALSE | 1 | Non-Competitive | 0.875 | Non-Competitive
DTHSVEN5 1030__A TO_FROM | DTHSVEN5 | 1030__A | 185 | 4 | 4 | ROGERSHL | ELM_MOTT__8 | TO_FROM | 73521.13 | 73515.07 | -36.8633 | 0 | 1305.178 | 1562.422 | -0.11183 | 0.021413 | -0.63162 | 0.16902 | 172.5071 | 19.3226 | 0 | 10000 | 10000 | 1711.45 | 10000 | 906.445 | 1887.935 | 10000 | 10000 | 932.657 | 2176.895 | 1998.269 | 10000 | Competitive | Competitive | 1 | TRUE | FALSE | 1 | Non-Competitive | 0.875 | Non-Competitive
DTHSVEN5 230__A FROM_TO | DTHSVEN5 | 230__A | 1065 | 4 | 4 | JEWETT_S5 | RAT_SNAKE_5 | FROM_TO | 73521.13 | 71345.41 | -856.673 | 0 | 2728.665 | 1168.551 | -0.31023 | 0.091872 | -0.33601 | 0.15686 | 1387.237 | 285.2067 | 0 | 1631.677 | 1456.799 | 1957.163 | 9677.671 | 1578.701 | 1376.619 | 2590.392 | 10000 | 1905.524 | 3898.627 | 1922.228 | 3928.235 | Non-Competitive | Non-Competitive | 0 | TRUE | FALSE | 1 | Non-Competitive | 0.672 | Non-Competitive
DTHSVEN5 230__A TO_FROM | DTHSVEN5 | 230__A | 1065 | 4 | 4 | JEWETT_S5 | RAT_SNAKE_5 | TO_FROM | 73521.13 | 76992.25 | -914.898 | 0 | 1168.551 | 3004.37 | -0.09187 | 0.31023 | -0.15686 | 0.33601 | 662.5734 | -385.658 | 0 | 1287.939 | 1689.82 | 9677.671 | 2044.008 | 1123.428 | 1637.025 | 10000 | 2590.392 | 3585.448 | 1966.681 | 3669.098 | 1983.531 | Competitive | Competitive | 1 | TRUE | FALSE | 1 | Non-Competitive | 0.672 | Non-Competitive
DTHSVEN5 50__A FROM_TO | DTHSVEN5 | 50__A | 1098 | 4 | 4 | BIGBRN__5 | JEWETT_N5 | FROM_TO | 73521.13 | 65181.94 | -1584.6 | 0 | 2119.575 | 2281.315 | -0.08836 | 0.21407 | -0.19061 | 0.21407 | 2030.382 | 744.7448 | 0 | 1780.466 | 1323.72 | 2145.7 | 1342.64 | 1780.466 | 1323.498 | 3082.785 | 1371.767 | 2202.842 | 1466.059 | 2202.842 | 1466.072 | Non-Competitive | Competitive | 0 | TRUE | TRUE | 1 | Competitive | 0.672 | Competitive
DTHSVEN5 50__A TO_FROM | DTHSVEN5 | 50__A | 1098 | 4 | 4 | BIGBRN__5 | JEWETT_N5 | TO_FROM | 73521.13 | 67477.21 | -254.49 | 0 | 2281.315 | 2217.051 | -0.21407 | 0.088362 | -0.21407 | 0.19061 | 1416.386 | 936.9028 | 2647.03 | 1208.176 | 2215.862 | 1224.502 | 2281.577 | 1207.487 | 2215.862 | 1249.385 | 3306.721 | 1354.069 | 2517.869 | 1354.247 | 2517.869 | Non-Competitive | Non-Competitive | 0 | TRUE | FALSE | 1 | Non-Competitive | 0.672 | Non-Competitive
DTMEBLT8 610__B FROM_TO | DTMEBLT8 | 610__B | 332 | 6 | 6 | TEMP_SS__8 | TEMP_SE1_8 | FROM_TO | 73521.13 | 73541.48 | 29.5651 | 0 | 1797.912 | 1047.166 | -0.01731 | 0.018278 | -0.69776 | 0.17869 | 315.345 | 174.8235 | 0 |  |  | 1768.881 | 2179.214 | 1268.386 | 1871.437 | 5079.467 | 2517.553 | 1663.939 | 2174.193 | 2095.983 | 2362.701 | Competitive | Competitive | 1 | FALSE | FALSE | 1 | Non-Competitive | 0.742 | Non-Competitive
DTMEBLT8 610__B TO_FROM | DTMEBLT8 | 610__B | 332 | 6 | 6 | TEMP_SS__8 | TEMP_SE1_8 | TO_FROM | 73521.13 | 75287.45 | -301.855 | 0 | 1092.284 | 1865.289 | -0.01828 | 0.017309 | -0.17869 | 0.69776 | 17.0452 | -126.255 | 0 |  |  | 781.889 | 1768.881 | 770.448 | 1328.475 | 800.411 | 5079.467 | 792.267 | 1705.914 | 810.872 | 2095.983 | Competitive | Competitive | 1 | FALSE | FALSE | 1 | Non-Competitive | 0.742 | Non-Competitive
DTMPTHS5 2500__C FROM_TO | DTMPTHS5 | 2500__C | 36 | 2 | 2 | EDDY1_9 | TROY1_9 | FROM_TO | 73521.13 | 73441.09 | -64.2302 | 0 | 1696.429 | 1385.658 | -0.00473 | 0.007261 | -0.38252 | 0.46575 | 64.9706 | -8.909 | 0 |  |  | 1699.664 | 1487.663 | 1477.777 | 1097.89 | 9423.153 | 1548.281 | 1495.006 | 1318.143 | 1604.729 | 1534.319 | Competitive | Non-Competitive | 0 | FALSE | TRUE | 1 | Non-Competitive | 0.6875 | Non-Competitive
DTMPTHS5 2500__C TO_FROM | DTMPTHS5 | 2500__C | 36 | 2 | 2 | EDDY1_9 | TROY1_9 | TO_FROM | 73521.13 | 73469.34 | -30.7896 | 0 | 1385.658 | 1696.429 | -0.00726 | 0.004726 | -0.46575 | 0.38251 | 43.8354 | 29.0998 | 2482.03 |  |  | 1275.225 | 1808.949 | 976.493 | 1709.111 | 1343.879 | 9423.153 | 1164.13 | 1624.585 | 1334.54 | 1693.936 | Competitive | Non-Competitive | 0 | FALSE | TRUE | 1 | Non-Competitive | 0.6875 | Non-Competitive
DTMPTHS5 LCSES_MR1H FROM_TO | DTMPTHS5 | LCSES_MR1H | 550 | 2 | 2 | LAKE_CRK1_5 | LCSES1_1 | FROM_TO | 73521.13 | 73534.62 | -45.7092 | 0 | 1776.995 | 1388.889 | -0.01648 | 0.066349 | -1.5186 | 0.067619 | 523.487 | 184.5119 | 0 | 5341.601 |  | 10000 | 1561.619 | 1389.272 | 1177.135 | 10000 | 1561.619 | 1875.049 | 1454.796 | 7381.564 | 1595.918 | Competitive | Competitive | 1 | TRUE | FALSE | 1 | Non-Competitive | 0.68 | Non-Competitive
DTMPTHS5 LCSES_MR1H TO_FROM | DTMPTHS5 | LCSES_MR1H | 550 | 2 | 2 | LAKE_CRK1_5 | LCSES1_1 | TO_FROM | 73521.13 | 82975.2 | -532.946 | 0 | 1473.14 | 1965.059 | -0.06635 | 0.01648 | -0.06762 | 1.5186 | -23.3549 | -327.791 | 0 |  | 5341.601 | 1353.742 | 10000 | 1039.906 | 1628.277 | 1356.065 | 10000 | 1277.586 | 2039.816 | 1399.666 | 7381.564 | Competitive | Competitive | 1 | TRUE | FALSE | 1 | Non-Competitive | 0.68 | Non-Competitive
DTRCELK5 1820__B FROM_TO | DTRCELK5 | 1820__B | 220 | 2 | 2 | TROUPSS_8 | WALNUT_POI | FROM_TO | 73521.13 | 73067.12 | -6.1007 | 0 | 2171.799 | 1800.233 | -0.0081 | 0.15984 | -0.28206 | 0.54433 | 340.9191 | 37.4768 | 0 | 6464.529 |  | 7525.89 | 2587.053 | 3654.831 | 1921.518 | 7995.672 | 3073.553 | 7292.626 | 2557.846 | 7417.592 | 3008.981 | Competitive | Non-Competitive | 0 | TRUE | FALSE | 1 | Non-Competitive | 0.797 | Non-Competitive
DTRCELK5 1820__B TO_FROM | DTRCELK5 | 1820__B | 220 | 2 | 2 | TROUPSS_8 | WALNUT_POI | TO_FROM | 73521.13 | 73859.82 | -155.443 | 0 | 1744.428 | 2209.628 | -0.15984 | 0.008101 | -0.54433 | 0.28206 | 34.1249 | -82.5356 | 0 |  | 6464.529 | 2307.057 | 7525.89 | 1540.709 | 3758.039 | 2687.679 | 7995.672 | 2193.186 | 7297.453 | 2668.842 | 7417.592 | Competitive | Competitive | 1 | TRUE | FALSE | 1 | Non-Competitive | 0.797 | Non-Competitive
DTRCTYG5 1760__A FROM_TO | DTRCTYG5 | 1760__A | 220 | 2 | 2 | SHAMBRGR_8 | TYLERNW_8 | FROM_TO | 73521.13 | 73619.48 | 29.8296 | 0 | 1795.77 | 1539.987 | -0.00883 | 0.03457 | -0.44354 | 0.19967 | 176.3243 | 40.5069 | 0 | 6416.232 |  | 6337.423 | 10000 | 3519.587 | 6921.927 | 6416.232 | 10000 | 6620.206 | 9425.445 | 6843.813 | 10000 | Competitive | Competitive | 1 | TRUE | FALSE | 1 | Non-Competitive | 0.672 | Non-Competitive
DTRCTYG5 1760__A TO_FROM | DTRCTYG5 | 1760__A | 220 | 2 | 2 | SHAMBRGR_8 | TYLERNW_8 | TO_FROM | 73521.13 | 74772.73 | -82.7929 | 0 | 1521.94 | 1795.77 | -0.03457 | 0.008831 | -0.19967 | 0.44354 | -36.8074 | -68.3175 | 5931.83 |  | 6416.232 | 10000 | 6337.423 | 6921.927 | 3998.9 | 10000 | 6416.232 | 9425.445 | 6674.584 | 10000 | 6843.813 | Competitive | Competitive | 1 | TRUE | FALSE | 1 | Non-Competitive | 0.672 | Non-Competitive
DTRCTYG5 990__A FROM_TO | DTRCTYG5 | 990__A | 478 | 2 | 2 | ELKTON_8 | TYLRBUL_8 | FROM_TO | 73521.13 | 74109.35 | -127.842 | 0 | 1722.899 | 2251.419 | -0.11682 | 0.012698 | -0.61796 | 0.25399 | 113.2377 | -65.9349 | 0 |  | 6257.257 | 2733.827 | 6257.257 | 1665.924 | 5466.291 | 2864.252 | 6257.257 | 2752.253 | 6558.52 | 3300.872 | 6578.842 | Competitive | Competitive | 1 | TRUE | FALSE | 1 | Non-Competitive | 0.6795 | Non-Competitive
DTRCTYG5 990__A TO_FROM | DTRCTYG5 | 990__A | 478 | 2 | 2 | ELKTON_8 | TYLRBUL_8 | TO_FROM | 73521.13 | 73578.07 | -83.6465 | 0 | 2402.459 | 1722.899 | -0.0127 | 0.11682 | -0.25399 | 0.61796 | 461.0349 | -38.3256 | 0 | 6257.257 |  | 6257.257 | 3118.784 | 5443.466 | 2075.286 | 6257.257 | 3280.145 | 6558.402 | 3205.419 | 6578.842 | 3744.008 | Competitive | Competitive | 1 | TRUE | FALSE | 1 | Non-Competitive | 0.6795 | Non-Competitive
DTRCTYG5 TYGND_MR1H FROM_TO | DTRCTYG5 | TYGND_MR1H | 750 | 2 | 2 | TYLERGND_5 | TYGND1_1 | FROM_TO | 73521.13 | 73743.16 | 122.9677 | 0 | 2280.185 | 1801.578 | -0.02403 | 0.13998 | -0.32125 | 0.41104 | 678.6742 | 135.9004 | 0 | 6291.724 | 10000 | 6291.724 | 5002.013 | 3386.284 | 3528.538 | 6377.376 | 10000 | 6607.4 | 5166.601 | 6759.236 | 6211.475 | Competitive | Competitive | 1 | TRUE | FALSE | 1 | Non-Competitive | 0.742 | Non-Competitive
DTRCTYG5 TYGND_MR1H TO_FROM | DTRCTYG5 | TYGND_MR1H | 750 | 2 | 2 | TYLERGND_5 | TYGND1_1 | TO_FROM | 73521.13 | 75532.52 | -341.51 | 0 | 1801.578 | 2169.114 | -0.13998 | 0.024029 | -0.41104 | 0.32125 | -98.1953 | -248.72 | 5111.83 | 10000 | 6291.724 | 5002.013 | 6291.724 | 3154.359 | 3553.307 | 10000 | 6377.376 | 4800.696 | 6615.771 | 6211.475 | 6759.236 | Competitive | Competitive | 1 | TRUE | FALSE | 1 | Non-Competitive | 0.742 | Non-Competitive
DTRSENT5 1230__I FROM_TO | DTRSENT5 | 1230__I | 86 | 2 | 2 | TMPLINLA_8 | BEREA_8 | FROM_TO | 73521.13 | 73607.13 | 0 | 0 | 783.721 | 0 | 0 | 0 | -1 | 0 | 0 | 0 | 0 | [10 empty] | 0 | 0 | Competitive | Competitive | 1 | FALSE | TRUE | 1 | Non-Competitive | 0.711 | Non-Competitive
DTRSENT5 1230__I TO_FROM | DTRSENT5 | 1230__I | 86 | 2 | 2 | TMPLINLA_8 | BEREA_8 | TO_FROM | 73521.13 | 92690.8 | 0 | 0 | 0 | 783.721 | 0 | 0 | 0 | 1 | 0 | 0 | 0 | [10 empty] | 0 | 0 | Competitive | Competitive | 1 | FALSE | TRUE | 1 | Non-Competitive | 0.711 | Non-Competitive
DTRSRCH5 60__A FROM_TO | DTRSRCH5 | 60__A | 1065 | 2 | 2 | BIGBRN__5 | NAVARRO | FROM_TO | 73521.13 | 61279.7 | -16.4339 | 0 | 2030.455 | 1747.439 | -0.06154 | 0.24478 | -0.09934 | 0.24478 | 1546.745 | 978.233 | 2647.03 | 1398.542 | 2036.952 | 5010.246 | 2036.952 | 1381.618 | 2035.868 | 5010.246 | 2036.952 | 2831.442 | 2070.271 | 2836.848 | 2070.651 | Competitive | Non-Competitive | 0 | TRUE | FALSE | 1 | Non-Competitive | 0.9065 | Non-Competitive
DTRSRCH5 60__A TO_FROM | DTRSRCH5 | 60__A | 1065 | 2 | 2 | BIGBRN__5 | NAVARRO | TO_FROM | 73521.13 | 75009.32 | -1768.7 | 0 | 1747.439 | 2030.45 | -0.24478 | 0.061544 | -0.24478 | 0.099345 | 720.4394 | -504.7 | 0 | 1562.288 | 1501.754 | 1562.288 | 5010.246 | 1561.636 | 1483.168 | 1611.376 | 5010.246 | 1699.567 | 2907.374 | 1699.829 | 2912.926 | Competitive | Competitive | 1 | TRUE | FALSE | 1 | Non-Competitive | 0.9065 | Non-Competitive
DTRSTRC5 1080__B FROM_TO | DTRSTRC5 | 1080__B | 257 | 2 | 2 | FOREGROV_8 | MABANKTAP | FROM_TO | 73521.13 | 73507.38 | 29.3106 | 0 | 2081.379 | 1678.575 | -0.0851 | 0.031601 | -0.61291 | 0.26822 | 262.8927 | 122.2095 | 1947.03 | 3938.293 | 5044.789 | 4523.252 | 5044.789 | 1702.564 | 2826.849 | 3938.293 | 5044.789 | 2952.031 | 4795.275 | 3736.426 | 5010.176 | Competitive | Non-Competitive | 0 | TRUE | FALSE | 1 | Non-Competitive | 0.969 | Non-Competitive
DTRSTRC5 1080__B TO_FROM | DTRSTRC5 | 1080__B | 257 | 2 | 2 | FOREGROV_8 | MABANKTAP | TO_FROM | 73521.13 | 74462.73 | -203.898 | 0 | 1577.144 | 2081.379 | -0.0316 | 0.0851 | -0.26823 | 0.61291 | 1.8337 | -130.726 | 0 | 5044.789 | 3938.293 | 5044.789 | 4523.252 | 2175.329 | 1800.847 | 5044.789 | 3938.293 | 4722.293 | 2985.017 | 5010.176 | 3736.426 | Competitive | Competitive | 1 | TRUE | FALSE | 1 | Non-Competitive | 0.969 | Non-Competitive
DTRSTRC5 TRSES_MR6L FROM_TO | DTRSTRC5 | TRSES_MR6L | 348 | 2 | 2 | TDADTMOD_8 | TRSES6_1 | FROM_TO | 73521.13 | 74817.94 | -458.578 | 0 | 1839.438 | 2293.472 | -0.30405 | 0.078836 | -0.30405 | 0.27948 | -44.1255 | -258.14 | 0 | 10000 | 6467.147 | 10000 | 10000 | 1344.227 | 1703.345 | 10000 | 10000 | 4363.829 | 7094.513 | 10000 | 8766.606 | Competitive | Competitive | 1 | TRUE | FALSE | 1 | Non-Competitive | 0.9375 | Non-Competitive
DTRSTRC5 TRSES_MR6L TO_FROM | DTRSTRC5 | TRSES_MR6L | 348 | 2 | 2 | TDADTMOD_8 | TRSES6_1 | TO_FROM | 73521.13 | 72802.87 | 108.7891 | 0 | 2312.853 | 1839.438 | -0.07884 | 0.30405 | -0.27948 | 0.30405 | 524.98 | 239.5505 | 0 | 6467.147 | 10000 | 10000 | 10000 | 1600.118 | 1690.855 | 10000 | 10000 | 7036.179 | 4766.117 | 8766.606 | 10000 | Competitive | Non-Competitive | 0 | TRUE | FALSE | 1 | Non-Competitive | 0.9375 | Non-Competitive
DTUTAUS8 E1_M1_1 FROM_TO | DTUTAUS8 | E1_M1_1 | 214 | 2 | 2 | FIVE_PTS | WSTSIDE | FROM_TO | 73521.13 | 73846.76 | 47.0714 | 0 | 1259.071 | 794.198 | -0.05425 | 0.098836 | -0.30295 | 0.44746 | 114.3861 | -0.51164 | 0 | 10000 | 10000 | 10000 | 10000 | 8733.389 | 5766.903 | 10000 | 10000 | 9981.17 | 9273.537 | 10000 | 10000 | Competitive | Competitive | 1 | TRUE | FALSE | 1 | Non-Competitive | 0.789 | Non-Competitive
DTUTAUS8 E1_M1_1 TO_FROM | DTUTAUS8 | E1_M1_1 | 214 | 2 | 2 | FIVE_PTS | WSTSIDE | TO_FROM | 73521.13 | 73743.24 | -92.0745 | 0 | 757.783 | 1259.071 | -0.09884 | 0.054246 | -0.44746 | 0.30295 | 114.6423 | -18.6444 | 0 | 10000 | 10000 | 10000 | 10000 | 4310.055 | 8766.028 | 10000 | 10000 | 8863.855 | 9981.286 | 10000 | 10000 | Competitive | Competitive | 1 | TRUE | FALSE | 1 | Non-Competitive | 0.789 | Non-Competitive
DTWISAP8 MERT_TANK1_1 FROM_TO | DTWISAP8 | MERT_TANK1_1 | 38 | 3 | 3 | TANK2A | MERT2A | FROM_TO | 73521.13 | 73516.16 | -42.7576 | 0 | 1236.965 | 962.451 | -0.02301 | 0.005219 | -0.60319 | 0.26403 | 40.9728 | 10.4054 | 0 |  | 10000 | 3536.856 | 5601.747 | 1144.025 | 1781.067 | 10000 | 10000 | 1162.733 | 2706.532 | 4140.728 | 5136.541 | Competitive | Non-Competitive | 0 | TRUE | FALSE | 1 | Non-Competitive | 1.039 | Non-Competitive
DTWISAP8 MERT_TANK1_1 TO_FROM | DTWISAP8 | MERT_TANK1_1 | 38 | 3 | 3 | TANK2A | MERT2A | TO_FROM | 73521.13 | 73475.16 | -34.9729 | 0 | 1111.342 | 1389.292 | -0.00114 | 0.04162 | -0.26403 | 0.60319 | 48.6021 | 32.4104 | 0 | 2936.743 |  | 2868.175 | 1873.044 | 1411.118 | 1377.564 | 2936.743 | 1879.533 | 2487.428 | 1647.435 | 2855.714 | 1865.228 | Competitive | Non-Competitive | 0 | TRUE | FALSE | 1 | Non-Competitive | 1.039 | Non-Competitive
DTYGFOR5 980__A FROM_TO | DTYGFOR5 | 980__A | 191 | 2 | 2 | ELKTON_8 | TYLERSWE_8 | FROM_TO | 73521.13 | 73447.31 | -17.2961 | 0 | 2301.757 | 1772.176 | -0.01793 | 0.047373 | -0.84168 | 0.091178 | 250.6968 | 57.8482 | 2647.03 | 6302.16 |  | 6302.16 | 3327.216 | 3583.842 | 2366.161 | 6302.16 | 4702.498 | 6457.1 | 3371.076 | 6617.749 | 3660.765 | Competitive | Non-Competitive | 0 | TRUE | FALSE | 1 | Non-Competitive | 0.883 | Non-Competitive
DTYGFOR5 980__A TO_FROM | DTYGFOR5 | 980__A | 191 | 2 | 2 | ELKTON_8 | TYLERSWE_8 | TO_FROM | 73521.13 | 75020.57 | -118.408 | 0 | 1714.16 | 2172.841 | -0.04737 | 0.017931 | -0.09118 | 0.84168 | 55.05 | -64.9081 | 0 |  | 6302.16 | 2646.78 | 6302.16 | 1848.341 | 3687.15 | 3507.959 | 6302.16 | 2641.901 | 6464.107 | 2848.425 | 6617.749 | Competitive | Competitive | 1 | TRUE | FALSE | 1 | Non-Competitive | 0.883 | Non-Competitive
DVENLIG5 1310__D FROM_TO | DVENLIG5 | 1310__D | 247 | 6 | 6 | MAYFLDN_T8 | CHILSW_N8 | FROM_TO | 73521.13 | 76282.07 | -327.366 | 0 | 975.884 | 1570.715 | -0.06554 | 0.013995 | -0.12408 | 0.58546 | -84.5066 | -240.935 | 0 |  | 7437.767 | 1445.004 | 7437.767 | 1097.991 | 1102.83 | 1878.801 | 10000 | 1353.454 | 5173.221 | 1509.773 | 8872.872 | Competitive | Competitive | 1 | TRUE | FALSE | 1 | Non-Competitive | 0.8205 | Non-Competitive
DVENLIG5 1310__D TO_FROM | DVENLIG5 | 1310__D | 247 | 6 | 6 | MAYFLDN_T8 | CHILSW_N8 | TO_FROM | 73521.13 | 73372.12 | 132.9984 | 0 | 1480.836 | 896.113 | -0.01399 | 0.065539 | -0.58546 | 0.12408 | 331.3272 | 251.5833 | 2647.03 | 7437.767 |  | 7437.767 | 1628.541 | 1026.553 | 1481.885 | 10000 | 2193.511 | 5047.427 | 1649.797 | 8872.872 | 1707.807 | Competitive | Non-Competitive | 0 | TRUE | FALSE | 0 | Non-Competitive | 0.8205 | Non-Competitive
DVENLIG5 1320__K FROM_TO | DVENLIG5 | 1320__K | 273 | 6 | 6 | DAVIS_T8 | EULTRIN1_8 | FROM_TO | 73521.13 | 73210.91 | 60.4259 | 0 | 1336.529 | 2505.144 | -0.01497 | 0.084278 | -0.3437 | 0.54099 | 379.9945 | 121.4831 | 0 | 10000 |  | 10000 | 2868.545 | 1414.898 | 2805.184 | 10000 | 3035.186 | 7437.135 | 2818.878 | 10000 | 2832.8 | Non-Competitive | Non-Competitive | 0 | TRUE | FALSE | 1 | Non-Competitive | 0.898 | Non-Competitive
DVENLIG5 1320__K TO_FROM | DVENLIG5 | 1320__K | 273 | 6 | 6 | DAVIS_T8 | EULTRIN1_8 | TO_FROM | 73521.13 | 73946.41 | -373.991 | 0 | 2505.144 | 1227.805 | -0.08428 | 0.014971 | -0.54099 | 0.3437 | 31.7548 | -63.0631 | 0 |  | 10000 | 2567.274 | 10000 | 2519.963 | 1907.155 | 2693.222 | 10000 | 2486.511 | 7984.015 | 2496.274 | 10000 | Competitive | Competitive | 1 | TRUE | FALSE | 1 | Non-Competitive | 0.898 | Non-Competitive
DWAP_JN5 BI_SMR98_A FROM_TO | DWAP_JN5 | BI_SMR98_A | 1116 | 2 | 2 | SMTHRS__345A | BELAIR__345A | FROM_TO | 73521.13 | 71314.33 | 716.5816 | 0 | 10000 | 2620.997 | -0.08445 | 0.10832 | -0.21458 | 0.10832 | 1599.632 | 782.9138 | 0 | 1285.064 | 4299.71 | 1947.955 | 4607.057 | 893.755 | 3916.274 | 3468.439 | 7426.665 | 1664.427 | 5407.018 | 1836.337 | 5544.192 | Non-Competitive | Non-Competitive | 0 | TRUE | FALSE | 1 | Non-Competitive | 0.914 | Non-Competitive
DWAP_JN5 BI_SMR98_A TO_FROM | DWAP_JN5 | BI_SMR98_A | 1116 | 2 | 2 | SMTHRS__345A | BELAIR__345A | TO_FROM | 73521.13 | 92690.8 | -1830.35 | 0 | 2620.993 | 0 | -0.10832 | 0.084454 | -0.10832 | 0.21458 | -262.822 | -959.065 | 3419.83 | 4299.71 | 1521.13 | 4607.057 | 2520.608 | 3916.274 | 1069.719 | 7426.665 | 4205.537 | 5407.018 | 2001.233 | 5544.192 | 2173.938 | Competitive | Competitive | 1 | TRUE | FALSE | 1 | Non-Competitive | 0.914 | Non-Competitive
DWAP_OB5 GT_MID90_A FROM_TO | DWAP_OB5 | GT_MID90_A | 229 | 2 | 2 | GARROT__138B | 47708 | FROM_TO | 73521.13 | 73255.76 | -144.892 | 0 | 1543.205 | 2128.26 | -0.09402 | 0.1057 | -0.52 | 0.1859 | 325.47 | -12.1065 | 0 | 6046.138 | 2328.352 | 8856.576 | 2780.577 | 1625.503 | 1829.677 | 10000 | 4122.505 | 2942.326 | 2716.803 | 5898.472 | 2720.007 | Non-Competitive | Non-Competitive | 0 | TRUE | FALSE | 1 | Non-Competitive | 0.992 | Non-Competitive
DWAP_OB5 GT_MID90_A TO_FROM | DWAP_OB5 | GT_MID90_A | 229 | 2 | 2 | GARROT__138B | 47708 | TO_FROM | 73521.13 | 72653.3 | -346.931 | 0 | 2124.207 | 1458.338 | -0.1057 | 0.094016 | -0.1859 | 0.52 | 370.1092 | -117.437 | 0 | 2328.352 | 6046.138 | 2780.577 | 8856.576 | 1778.174 | 1892.566 | 4122.505 | 10000 | 2713.6 | 3280.485 | 2720.007 | 5898.472 | Competitive | Non-Competitive | 0 | TRUE | FALSE | 1 | Non-Competitive | 0.992 | Non-Competitive
DWCSPKR5 FTW_W_DE_1 FROM_TO | DWCSPKR5 | FTW_W_DE_1 | 350 | 2 | 2 | FTWORTH | W_DENT_8 | FROM_TO | 73521.13 | 75988.5 | -386.59 | 0 | 2331.57 | 1100.49 | -0.02806 | 0.043248 | -0.1647 | 0.65181 | -46.2937 | -177.754 | 0 | 5537.239 | 5000.277 | 5537.239 | 1665.738 | 2038.39 | 933.577 | 5537.239 | 1611.302 | 1970.306 | 1573.974 | 6511.512 | 1928.392 | Competitive | Competitive | 1 | TRUE | FALSE | 1 | Non-Competitive | 0.836 | Non-Competitive
DWCSPKR5 FTW_W_DE_1 TO_FROM | DWCSPKR5 | FTW_W_DE_1 | 350 | 2 | 2 | FTWORTH | W_DENT_8 | TO_FROM | 73521.13 | 73440.22 | 106.2222 | 0 | 1152.962 | 2017.453 | -0.04325 | 0.028064 | -0.65181 | 0.1647 | 402.7362 | 69.7097 | 0 | 5000.277 | 10000 | 743.86 | 10000 | 640.84 | 2245.595 | 853.424 | 10000 | 853.235 | 2150.299 | 905.233 | 10000 | Non-Competitive | Non-Competitive | 0 | TRUE | FALSE | 1 | Non-Competitive | 0.836 | Non-Competitive
DWTRDES5 3415__D FROM_TO | DWTRDES5 | 3415__D | 185 | 2 | 2 | AMELIA1_8 | UTSWMC1_8 | FROM_TO | 73521.13 | 73509.89 | 31.1969 | 0 | 2110.134 | 1360.1 | -0.02664 | 0.010695 | -0.53438 | 0.40618 | 190.1144 | 119.103 | 0 |  | 10000 | 3430.24 | 10000 | 1270.295 | 2873.831 | 4167.673 | 10000 | 2030.346 | 7271.425 | 4056.148 | 10000 | Competitive | Non-Competitive | 0 | TRUE | FALSE | 1 | Non-Competitive | 0.922 | Non-Competitive
DWTRDES5 3415__D TO_FROM | DWTRDES5 | 3415__D | 185 | 2 | 2 | AMELIA1_8 | UTSWMC1_8 | TO_FROM | 73521.13 | 74026.51 | -166.941 | 0 | 1360.1 | 2044.928 | -0.01069 | 0.026638 | -0.40618 | 0.53438 | -23.3961 | -89.7816 | 0 | 10000 |  | 10000 | 3430.24 | 1848.434 | 1335.022 | 10000 | 4167.673 | 6452.989 | 2086.003 | 10000 | 4056.148 | Competitive | Competitive | 1 | TRUE | FALSE | 1 | Non-Competitive | 0.922 | Non-Competitive
DWTRDES5 WLVEE_MR1H FROM_TO | DWTRDES5 | WLVEE_MR1H | 682 | 2 | 2 | WLEVEE1_5 | 24002 | FROM_TO | 73521.13 | 73463.2 | 397.3348 | 0 | 4344.28 | 1740.7 | -0.08217 | 0.014058 | -0.54256 | 0.070098 | 713.8776 | 358.5684 | 0 |  | 4118.202 | 1039.558 | 5141.181 | 936.022 | 2406.662 | 1057.176 | 5141.181 | 1059.623 | 3892.708 | 1102.696 | 5300.128 | Non-Competitive | Non-Competitive | 0 | TRUE | FALSE | 1 | Non-Competitive | 0.8905 | Non-Competitive
DWTRDES5 WLVEE_MR1H TO_FROM | DWTRDES5 | WLVEE_MR1H | 682 | 2 | 2 | WLEVEE1_5 | 24002 | TO_FROM | 73521.13 | 89402.28 | -703.35 | 0 | 1688.444 | 3913.94 | -0.01406 | 0.082171 | -0.0701 | 0.54256 | -300.232 | -276.504 | 2599.83 | 4118.202 |  | 5141.181 | 1151.669 | 2213.343 | 1082.591 | 5141.181 | 1158.145 | 3750.71 | 1184.475 | 5300.128 | 1210.416 | Competitive | Competitive | 1 | TRUE | FALSE | 1 | Non-Competitive | 0.8905 | Non-Competitive
DWTRLEG5 226__A FROM_TO | DWTRLEG5 | 226__A | 1621 | 6 | 6 | JEWETT_S5 | LIMEST__345A | FROM_TO | 73521.13 | 74905.82 | -1710.03 | 0 | 1759.695 | 2350.239 | -0.34854 | 0.096373 | -0.34854 | 0.39934 | 1157.096 | -51.7612 | 0 | 1471.367 | 1979.073 | 1477.238 | 4822.269 | 1471.322 | 1977.479 | 1802.38 | 5317.459 | 1533.244 | 4399.802 | 1533.244 | 4400.33 | Competitive | Competitive | 1 | TRUE | FALSE | 1 | Non-Competitive | 0.6795 | Non-Competitive
DWTRLEG5 226__A TO_FROM | DWTRLEG5 | 226__A | 1621 | 6 | 6 | JEWETT_S5 | LIMEST__345A | TO_FROM | 73521.13 | 72729.7 | 275.5219 | 0 | 2270.382 | 1754.611 | -0.09637 | 0.34854 | -0.39934 | 0.34854 | 1709.94 | 1173.12 | 2647.03 | 1844.054 | 1884.796 | 4822.269 | 1884.796 | 1842.159 | 1884.727 | 5317.459 | 1938.734 | 4313.315 | 1844.956 | 4313.919 | 1844.956 | Competitive | Non-Competitive | 0 | TRUE | FALSE | 1 | Non-Competitive | 0.6795 | Non-Competitive
DWTRLEG5 230__A FROM_TO | DWTRLEG5 | 230__A | 1065 | 6 | 6 | JEWETT_S5 | RAT_SNAKE_5 | FROM_TO | 73521.13 | 72007.78 | -679.737 | 0 | 2200.908 | 991.824 | -0.21836 | 0.12542 | -0.23314 | 0.187 | 1307.113 | 207.2418 | 0 | 2199.075 | 1490.944 | 2513.075 | 9641.131 | 2132.948 | 1196.952 | 2508.974 | 9641.131 | 2556.486 | 3304.415 | 2564.777 | 3521.948 | Competitive | Non-Competitive | 0 | TRUE | FALSE | 1 | Non-Competitive | 0.711 | Non-Competitive
DWTRLEG5 230__A TO_FROM | DWTRLEG5 | 230__A | 1065 | 6 | 6 | JEWETT_S5 | RAT_SNAKE_5 | TO_FROM | 73521.13 | 74169.91 | -771.424 | 0 | 991.824 | 2128.445 | -0.12542 | 0.21836 | -0.187 | 0.23314 | 890.861 | -67.2333 | 0 | 986.144 | 2260.452 | 9641.131 | 2513.075 | 869.967 | 2198.938 | 9641.131 | 2508.974 | 2312.226 | 2591.056 | 2439.721 | 2599.085 | Competitive | Competitive | 1 | TRUE | FALSE | 1 | Non-Competitive | 0.711 | Non-Competitive
DWTRLEG5 31__A FROM_TO | DWTRLEG5 | 31__A | 1098 | 6 | 6 | TRINDAD2_5 | RICHLND1_5 | FROM_TO | 73521.13 | 72949.46 | -2368.97 | 0 | 2277.741 | 2035.156 | -0.25277 | 0.22797 | -0.25277 | 0.49691 | 1152.095 | -897.593 | 0 | 2042.785 | 1354.716 | 2850.651 | 5016.624 | 2038.197 | 1354.036 | 3761.113 | 5066.008 | 2750.337 | 1771.65 | 2751.308 | 1771.779 | Non-Competitive | Non-Competitive | 0 | TRUE | FALSE | 1 | Non-Competitive | 0.7425 | Non-Competitive
DWTRLEG5 31__A TO_FROM | DWTRLEG5 | 31__A | 1098 | 6 | 6 | TRINDAD2_5 | RICHLND1_5 | TO_FROM | 73521.13 | 70358.33 | 252.4991 | 0 | 2035.156 | 2227.218 | -0.22797 | 0.25277 | -0.49692 | 0.25277 | 2159.909 | 1282.862 | 2647.03 | 1247.752 | 2456.334 | 5016.624 | 3079.517 | 1247.156 | 2455.609 | 5066.008 | 4146.679 | 1673.392 | 3026.256 | 1673.51 | 3026.382 | Non-Competitive | Non-Competitive | 0 | TRUE | FALSE | 0 | Non-Competitive | 0.7425 | Non-Competitive
DWTRLEG5 50__A FROM_TO | DWTRLEG5 | 50__A | 1098 | 6 | 6 | BIGBRN__5 | JEWETT_N5 | FROM_TO | 73521.13 | 62019.91 | -2053.48 | 0 | 1952.16 | 2122.177 | -0.14276 | 0.24648 | -0.23651 | 0.24648 | 2595.68 | 933.8834 | 0 | 1725.351 | 1462.604 | 2038.412 | 1478.469 | 1719.781 | 1462.604 | 2219.358 | 2207.568 | 2065.092 | 1735.001 | 2065.529 | 1735.001 | Non-Competitive | Competitive | 0 | TRUE | TRUE | 1 | Competitive | 0.68 | Competitive
DWTRLEG5 50__A TO_FROM | DWTRLEG5 | 50__A | 1098 | 6 | 6 | BIGBRN__5 | JEWETT_N5 | TO_FROM | 73521.13 | 63076.15 | -389.313 | 0 | 2299.902 | 1952.161 | -0.24648 | 0.14276 | -0.24648 | 0.23651 | 1985.261 | 1384.685 | 2647.03 | 1339.591 | 2176.284 | 1353.692 | 2245.702 | 1339.591 | 2168.038 | 2112.112 | 2362.44 | 1620.479 | 2405.892 | 1620.479 | 2406.454 | Competitive | Non-Competitive | 0 | TRUE | FALSE | 0 | Non-Competitive | 0.68 | Non-Competitive
DWTRTRC5 1750__B FROM_TO | DWTRTRC5 | 1750__B | 213 | 2 | 2 | SGVL1_8 | KLEBRG1T_8 | FROM_TO | 73521.13 | 73377.24 | -279.31 | 0 | 2105.416 | 1186.465 | -0.01831 | 0.049094 | -0.69024 | 0.19233 | 296.6104 | 145.7416 | 0 | 3029.064 |  | 3029.064 | 3193.133 | 2950.337 | 994.689 | 3055.938 | 4533.972 | 3100.768 | 1886.178 | 3133.457 | 3549.627 | Competitive | Non-Competitive | 0 | TRUE | FALSE | 1 | Non-Competitive | 0.703 | Non-Competitive
DWTRTRC5 1750__B TO_FROM | DWTRTRC5 | 1750__B | 213 | 2 | 2 | SGVL1_8 | KLEBRG1T_8 | TO_FROM | 73521.13 | 73171.18 | -79.8356 | 0 | 1198.836 | 2416.325 | -0.04909 | 0.018309 | -0.19233 | 0.69024 | 280.3058 | -27.89 | 0 |  | 3303.113 | 3193.133 | 3303.113 | 774.516 | 3204.893 | 4533.972 | 3333.841 | 1458.785 | 3332.473 | 3549.627 | 3370.77 | Non-Competitive | Non-Competitive | 0 | TRUE | FALSE | 1 | Non-Competitive | 0.703 | Non-Competitive
DWTRTRC5 220__B FROM_TO | DWTRTRC5 | 220__B | 1065 | 2 | 2 | TRICRN1_5 | SGVLSW1_5 | FROM_TO | 73521.13 | 68394.65 | -1.4244 | 0 | 2359.989 | 1537.953 | -0.17733 | 0.15383 | -0.26457 | 0.61146 | 2212.488 | 767.5929 | 0 | 1381.521 | 2097.593 | 4764.071 | 3147.214 | 1356.456 | 2102.431 | 4764.071 | 3187.016 | 2416.465 | 3146.248 | 2428.46 | 3148.175 | Competitive | Non-Competitive | 0 | TRUE | FALSE | 1 | Non-Competitive | 0.7265 | Non-Competitive
DWTRTRC5 220__B TO_FROM | DWTRTRC5 | 220__B | 1065 | 2 | 2 | TRICRN1_5 | SGVLSW1_5 | TO_FROM | 73521.13 | 74429.11 | -2041.02 | 0 | 1479.751 | 2359.991 | -0.15383 | 0.17733 | -0.61146 | 0.26456 | 506.0699 | -849.63 | 0 | 1756.068 | 1475.083 | 2786.605 | 4764.071 | 1728.782 | 1447.796 | 2819.082 | 4764.071 | 2787.464 | 2489.754 | 2799.208 | 2502.132 | Competitive | Competitive | 1 | TRUE | FALSE | 1 | Non-Competitive | 0.7265 | Non-Competitive
DWTRTRC5 3655__A FROM_TO | DWTRTRC5 | 3655__A | 287 | 2 | 2 | PARKDB1_8 | PRCK1_8 | FROM_TO | 73521.13 | 73916.72 | -77.4513 | 0 | 1325.96 | 2553.463 | -0.07367 | 0.018201 | -0.22603 | 0.093776 | 196.7264 | -35.5237 | 0 |  | 3932.364 | 5565.52 | 3781.721 | 804.326 | 3456.089 | 10000 | 5998.119 | 2050.932 | 4231.72 | 6848.923 | 4561.368 | Competitive | Competitive | 1 | TRUE | FALSE | 1 | Non-Competitive | 0.7265 | Non-Competitive
DWTRTRC5 3655__A TO_FROM | DWTRTRC5 | 3655__A | 287 | 2 | 2 | PARKDB1_8 | PRCK1_8 | TO_FROM | 73521.13 | 73554.06 | -194.986 | 0 | 2553.459 | 1325.96 | -0.0182 | 0.073673 | -0.09378 | 0.22603 | 276.7195 | 123.4449 | 0 | 3595.783 |  | 3781.721 | 5565.52 | 3202.552 | 1057.522 | 5998.119 | 10000 | 4027.07 | 2703.502 | 4324.37 | 6848.923 | Competitive | Competitive | 1 | TRUE | FALSE | 1 | Non-Competitive | 0.7265 | Non-Competitive
DWTRTRC5 3655__B FROM_TO | DWTRTRC5 | 3655__B | 287 | 2 | 2 | PRCKSW1_8 | PRCK1_8 | FROM_TO | 73521.13 | 73510.62 | -183.777 | 0 | 2445.295 | 1322.252 | -0.01805 | 0.073825 | -0.77382 | 0.21108 | 287.9398 | 134.675 | 0 | 3594.526 |  | 3781.224 | 5578.671 | 3200.259 | 1089.04 | 5994.733 | 10000 | 4018.672 | 2872.634 | 4317.595 | 6892.983 | Competitive | Non-Competitive | 0 | TRUE | FALSE | 1 | Non-Competitive | 0.828 | Non-Competitive
DWTRTRC5 3655__B TO_FROM | DWTRTRC5 | 3655__B | 287 | 2 | 2 | PRCKSW1_8 | PRCK1_8 | TO_FROM | 73521.13 | 73998.66 | -88.6844 | 0 | 1322.252 | 2105.85 | -0.07383 | 0.018049 | -0.21108 | 0.77382 | 185.4865 | -46.7382 | 0 |  | 3931.6 | 5578.671 | 3781.224 | 822.681 | 3453.826 | 10000 | 5994.733 | 2188.362 | 4223.934 | 6892.983 | 4555.606 | Competitive | Competitive | 1 | TRUE | FALSE | 1 | Non-Competitive | 0.828 | Non-Competitive
DWTRTRC5 TRSES_MR6H FROM_TO | DWTRTRC5 | TRSES_MR6H | 348 | 2 | 2 | TRINDAD1_5 | TRSES6_1 | FROM_TO | 73521.13 | 73363.95 | 109.3329 | 0 | 2204.725 | 10000 | -0.69668 | 0.052849 | -0.69668 | 0.11223 | 438.3325 | 256.6833 | 2647.03 | 4821.535 | 7408.757 | 4878.061 | 10000 | 1312.262 | 4083.796 | 5019.82 | 10000 | 2182.025 | 9484.161 | 5101.689 | 9608.508 | Non-Competitive | Non-Competitive | 0 | TRUE | FALSE | 1 | Non-Competitive | 0.9765 | Non-Competitive
DWTRTRC5 TRSES_MR6H TO_FROM | DWTRTRC5 | TRSES_MR6H | 348 | 2 | 2 | TRINDAD1_5 | TRSES6_1 | TO_FROM | 73521.13 | 75534.91 | -450.399 | 0 | 10000 | 2204.725 | -0.05285 | 0.69668 | -0.11223 | 0.69668 | 130.2237 | -282.095 | 0 | 7408.757 | 4821.535 | 10000 | 4878.061 | 3509.761 | 1407.489 | 10000 | 5019.82 | 9460.637 | 2262.746 | 9608.508 | 5101.689 | Competitive | Competitive | 1 | TRUE | FALSE | 1 | Non-Competitive | 0.9765 | Non-Competitive
DWTRTRC5 TRSES_MR6L FROM_TO | DWTRTRC5 | TRSES_MR6L | 348 | 2 | 2 | TDADTMOD_8 | TRSES6_1 | FROM_TO | 73521.13 | 74826.08 | -450.399 | 0 | 1839.293 | 2312.374 | -0.30332 | 0.078629 | -0.30332 | 0.2802 | -45.6248 | -254.902 | 0 | 10000 | 6477.31 | 10000 | 10000 | 1355.661 | 1703.281 | 10000 | 10000 | 4458.476 | 7169.105 | 10000 | 8789.316 | Competitive | Competitive | 1 | TRUE | FALSE | 1 | Non-Competitive | 0.6875 | Non-Competitive
DWTRTRC5 TRSES_MR6L TO_FROM | DWTRTRC5 | TRSES_MR6L | 348 | 2 | 2 | TDADTMOD_8 | TRSES6_1 | TO_FROM | 73521.13 | 72843.68 | 109.3329 | 0 | 2312.373 | 1711.414 | -0.07863 | 0.30332 | -0.2802 | 0.30332 | 515.518 | 233.8611 | 0 | 6477.31 | 10000 | 10000 | 10000 | 1599.537 | 1695.025 | 10000 | 10000 | 7111.37 | 4845.228 | 8789.316 | 10000 | Competitive | Non-Competitive | 0 | TRUE | FALSE | 1 | Non-Competitive | 0.6875 | Non-Competitive
DWTRWLV5 3040__A FROM_TO | DWTRWLV5 | 3040__A | 1064 | 4 | 4 | CHILSW1_5 | WATMLL_E5 | FROM_TO | 73521.13 | 77567.27 | -1275.42 | 0 | 1183.518 | 2585.686 | -0.08472 | 0.076021 | -0.19359 | 0.1659 | 331.1017 | -277.62 | 0 | 1242.942 | 1769.934 | 1242.942 | 2942.949 | 1225.417 | 1470.302 | 1344.378 | 3115.943 | 1448.096 | 2213.937 | 1450.924 | 2338.112 | Competitive | Competitive | 1 | TRUE | FALSE | 1 | Non-Competitive | 0.68 | Non-Competitive
DWTRWLV5 3040__A TO_FROM | DWTRWLV5 | 3040__A | 1064 | 4 | 4 | CHILSW1_5 | WATMLL_E5 | TO_FROM | 73521.13 | 69827.86 | -232.974 | 0 | 2355.305 | 1183.518 | -0.07602 | 0.084722 | -0.1659 | 0.19359 | 1501.83 | 539.0742 | 1983.03 | 1741.963 | 2096.982 | 2942.949 | 2096.982 | 1406.86 | 2055.551 | 3115.943 | 2096.982 | 2174.427 | 2208.494 | 2317.986 | 2214.185 | Competitive | Non-Competitive | 0 | TRUE | FALSE | 1 | Non-Competitive | 0.68 | Non-Competitive
DWTRWLV5 3170__B FROM_TO | DWTRWLV5 | 3170__B | 213 | 4 | 4 | BUNTIN2_8 | SMPST2T_8 | FROM_TO | 73521.13 | 73943.87 | -259.002 | 0 | 1572.019 | 2030.972 | -0.01302 | 0.045446 | -0.55251 | 0.25545 | -22.4124 | -135.636 | 0 | 10000 |  | 10000 | 1870.76 | 1771.952 | 1207.042 | 10000 | 3806.261 | 6477.024 | 1358.391 | 10000 | 1826.573 | Competitive | Competitive | 1 | TRUE | FALSE | 1 | Non-Competitive | 0.9455 | Non-Competitive
DWTRWLV5 3170__B TO_FROM | DWTRWLV5 | 3170__B | 213 | 4 | 4 | BUNTIN2_8 | SMPST2T_8 | TO_FROM | 73521.13 | 73364.42 | 62.8559 | 0 | 2104.314 | 1572.019 | -0.04545 | 0.013016 | -0.25545 | 0.55251 | 245.2558 | 155.0245 | 0 |  | 10000 | 1870.76 | 10000 | 1121.23 | 2354.463 | 3806.261 | 10000 | 1279.885 | 6890.844 | 1826.573 | 10000 | Competitive | Non-Competitive | 0 | TRUE | FALSE | 1 | Non-Competitive | 0.9455 | Non-Competitive
DWTRWLV5 3200__A FROM_TO | DWTRWLV5 | 3200__A | 223 | 4 | 4 | MTCK_E8 | CHILSW_N8 | FROM_TO | 73521.13 | 74782.15 | -365.26 | 0 | 2416.727 | 1327.428 | -0.01921 | 0.23854 | -0.11358 | 0.23902 | 77.8377 | -187.652 | 0 | 8075.502 |  | 10000 | 4056.608 | 3761.463 | 928.345 | 10000 | 5789.299 | 9183.206 | 1075.43 | 9760.631 | 4408.991 | Competitive | Competitive | 1 | TRUE | FALSE | 1 | Non-Competitive | 0.7345 | Non-Competitive
DWTRWLV5 3200__A TO_FROM | DWTRWLV5 | 3200__A | 223 | 4 | 4 | MTCK_E8 | CHILSW_N8 | TO_FROM | 73521.13 | 72952.74 | 12.2653 | 0 | 1308.904 | 2416.726 | -0.23854 | 0.019205 | -0.23902 | 0.11358 | 360.973 | 131.3074 | 0 |  | 8075.502 | 4056.608 | 10000 | 771.349 | 3973.534 | 5789.299 | 10000 | 911.99 | 9229.922 | 4408.991 | 9760.631 | Non-Competitive | Non-Competitive | 0 | TRUE | FALSE | 1 | Non-Competitive | 0.7345 | Non-Competitive
DWTRWLV5 3210__A FROM_TO | DWTRWLV5 | 3210__A | 223 | 4 | 4 | MTCK_W8 | CHILSW_S8 | FROM_TO | 73521.13 | 74768.4 | -363.5 | 0 | 2281.729 | 1437.311 | -0.01868 | 0.23819 | -0.11456 | 0.23882 | 78.1501 | -186.56 | 0 | 8079.573 |  | 10000 | 3127.309 | 3766.803 | 928.738 | 10000 | 5831.11 | 9186.872 | 1073.217 | 9761.889 | 3473.642 | Competitive | Competitive | 1 | TRUE | FALSE | 1 | Non-Competitive | 0.742 | Non-Competitive
DWTRWLV5 3210__A TO_FROM | DWTRWLV5 | 3210__A | 223 | 4 | 4 | MTCK_W8 | CHILSW_S8 | TO_FROM | 73521.13 | 72953.37 | 11.556 | 0 | 1437.311 | 2281.732 | -0.23819 | 0.018685 | -0.23882 | 0.11456 | 359.4575 | 129.4059 | 0 |  | 8079.573 | 3127.309 | 10000 | 771.736 | 3979.019 | 5831.11 | 10000 | 910.159 | 9233.429 | 3473.642 | 9761.889 | Non-Competitive | Non-Competitive | 0 | TRUE | FALSE | 1 | Non-Competitive | 0.742 | Non-Competitive
DWTRWLV5 931__C FROM_TO | DWTRWLV5 | 931__C | 287 | 4 | 4 | DVILS1_8 | CHCLRKRD_T8 | FROM_TO | 73521.13 | 74118.87 | -343.777 | 0 | 1555.269 | 2009.844 | -0.1358 | 0.095932 | -0.35122 | 0.53078 | 76.0879 | -211.914 | 0 | 10000 | 10000 | 10000 | 10000 | 2193.208 | 1158.197 | 10000 | 10000 | 7832.526 | 6582.257 | 10000 | 10000 | Competitive | Competitive | 1 | TRUE | FALSE | 1 | Non-Competitive | 0.695 | Non-Competitive
DWTRWLV5 931__C TO_FROM | DWTRWLV5 | 931__C | 287 | 4 | 4 | DVILS1_8 | CHCLRKRD_T8 | TO_FROM | 73521.13 | 73440.91 | -24.7698 | 0 | 2009.844 | 1555.269 | -0.09593 | 0.1358 | -0.53078 | 0.35122 | 316.0445 | 156.0337 | 0 | 10000 | 10000 | 10000 | 10000 | 1081.252 | 3003.331 | 10000 | 10000 | 6488.436 | 8261.956 | 10000 | 10000 | Competitive | Non-Competitive | 0 | TRUE | FALSE | 1 | Non-Competitive | 0.695 | Non-Competitive
DW_DDEN8 AIR_W_DE_1 FROM_TO | DW_DDEN8 | AIR_W_DE_1 | 350 | 6 | 6 | JMCRSTL138 | W_DENT_8 | FROM_TO | 73521.13 | 75694.22 | -469.505 | 0 | 2167.255 | 1136.303 | -0.02203 | 0.23298 | -0.18655 | 0.69389 | -56.2805 | -172.56 | 5111.83 | 3459.987 | 5000.22 | 5839.384 | 2214.426 | 1795.595 | 904.089 | 10000 | 1661.094 | 5017.904 | 1226.144 | 6439.544 | 1940.461 | Competitive | Competitive | 1 | TRUE | FALSE | 1 | Non-Competitive | 0.7185 | Non-Competitive
DW_DDEN8 AIR_W_DE_1 TO_FROM | DW_DDEN8 | AIR_W_DE_1 | 350 | 6 | 6 | JMCRSTL138 | W_DENT_8 | TO_FROM | 73521.13 | 73329.64 | 130.1388 | 0 | 1136.303 | 2167.254 | -0.23298 | 0.022033 | -0.69389 | 0.18655 | 482.8718 | 118.1898 | 0 | 5000.22 | 4772.899 | 1033.423 | 10000 | 659.587 | 1909.028 | 730.752 | 10000 | 750.68 | 6487.791 | 950.089 | 8700.086 | Non-Competitive | Non-Competitive | 0 | TRUE | FALSE | 1 | Non-Competitive | 0.7185 | Non-Competitive
DW_DDEN8 HIC_LOCU_1 FROM_TO | DW_DDEN8 | HIC_LOCU_1 | 77 | 6 | 6 | HICKORY69 | LOCUST69 | FROM_TO | 73521.13 | 73506.96 | -9.0583 | 0 | 1165.107 | 1986.736 | -0.4005 | 0.003015 | -0.5485 | 0.23702 | 84.7733 | 38.8841 | 0 |  | 10000 | 1005.815 | 10000 | 661.842 | 7067.952 | 1004.454 | 10000 | 687.075 | 9986.126 | 939.2 | 10000 | Competitive | Non-Competitive | 0 | TRUE | FALSE | 1 | Non-Competitive | 0.7655 | Non-Competitive
DW_DDEN8 HIC_LOCU_1 TO_FROM | DW_DDEN8 | HIC_LOCU_1 | 77 | 6 | 6 | HICKORY69 | LOCUST69 | TO_FROM | 73521.13 | 73758.98 | -82.4906 | 0 | 2299.902 | 1165.107 | -0.00301 | 0.4005 | -0.23702 | 0.5485 | 18.3995 | 4.9092 | 5111.83 | 10000 |  | 10000 | 2075.908 | 6742.21 | 882.054 | 10000 | 2214.736 | 9981.395 | 1032.889 | 10000 | 1909.873 | Competitive | Competitive | 1 | TRUE | FALSE | 1 | Non-Competitive | 0.7655 | Non-Competitive
DZORHAY5 KENDAL_AT4L FROM_TO | DZORHAY5 | KENDAL_AT4L | 880 | 2 | 2 | L_KENDAL8_2Y | L_KENDAL1_1 | FROM_TO | 73521.13 | 77990.16 | -613.566 | 0 | 632.217 | 1037.988 | -0.21478 | 0.006922 | -0.21478 | 0.5382 | -71.4145 | -153.103 | 0 |  | 10000 | 1981.343 | 10000 | 916.879 | 4061.481 | 4005.408 | 10000 | 1471.952 | 9699.679 | 1763.435 | 10000 | Competitive | Competitive | 1 | TRUE | FALSE | 1 | Non-Competitive | 0.672 | Non-Competitive
DZORHAY5 KENDAL_AT4L TO_FROM | DZORHAY5 | KENDAL_AT4L | 880 | 2 | 2 | L_KENDAL8_2Y | L_KENDAL1_1 | TO_FROM | 73521.13 | 74029.74 | 108.3921 | 0 | 940.379 | 632.217 | -0.00692 | 0.21478 | -0.5382 | 0.21478 | 606.025 | 105.5387 | 0 | 5078.449 |  | 5078.449 | 10000 | 2833.587 | 2024.931 | 5078.449 | 10000 | 4984.82 | 5623.828 | 5078.449 | 10000 | Competitive | Competitive | 1 | TRUE | FALSE | 1 | Non-Competitive | 0.672 | Non-Competitive
N_3083 BLESSI_LOLITA1_1 FROM_TO | N_3083 | BLESSI_LOLITA1_1 | 211 | 0 | 0 | BLESSING4A | LOLITA4A | FROM_TO | 73521.13 | 72100.48 | -42.5034 | 0 | 2224.971 | 916.443 | -0.30529 | 0.048276 | -0.41939 | 0.13192 | 809.3949 | 169.2623 | 0 | 1926.468 | 1671.008 | 2171.492 | 5281.435 | 1299.975 | 1329.269 | 1696.097 | 6356.609 | 1594.944 | 4426.671 | 1903.534 | 4614.828 | Competitive | Non-Competitive | 0 | TRUE | FALSE | 1 | Non-Competitive | 0.75 | Non-Competitive
N_3083 BLESSI_LOLITA1_1 TO_FROM | N_3083 | BLESSI_LOLITA1_1 | 211 | 0 | 0 | BLESSING4A | LOLITA4A | TO_FROM | 73521.13 | 74778.66 | -618.101 | 0 | 916.444 | 2224.971 | -0.04828 | 0.30529 | -0.13192 | 0.41939 | -70.1893 | -113.795 | 1021.23 | 1203.278 | 2242.666 | 5281.435 | 2338.486 | 1078.991 | 1442.344 | 6356.609 | 2034.709 | 3966.429 | 1731.006 | 4134.048 | 2060.736 | Competitive | Competitive | 1 | TRUE | FALSE | 1 | Non-Competitive | 0.75 | Non-Competitive
SABMBLU5 ABNW_CALLAH1_1 FROM_TO | SABMBLU5 | ABNW_CALLAH1_1 | 135 | 1 | 1 | ABNW4A | CALLAHAN4A | FROM_TO | 73521.13 | 73655.98 | -114.282 | 0 | 1385.899 | 1294.21 | -0.00812 | 0.035988 | -0.59312 | 0.10381 | 53.9401 | -33.6862 | 0 | 2763.998 |  | 2204.265 | 4291.755 | 1370.282 | 1021.216 | 2763.998 | 6445.1 | 1745.406 | 1147.757 | 2521.101 | 4405.95 | Competitive | Competitive | 1 | TRUE | FALSE | 1 | Non-Competitive | 0.68 | Non-Competitive
SABMBLU5 ABNW_CALLAH1_1 TO_FROM | SABMBLU5 | ABNW_CALLAH1_1 | 135 | 1 | 1 | ABNW4A | CALLAHAN4A | TO_FROM | 73521.13 | 73736.98 | -19.8959 | 0 | 1294.211 | 1385.899 | -0.01155 | 0.13732 | -0.10381 | 0.59312 | 110.9234 | 54.3943 | 0 | 5203.011 |  | 10000 | 2483.083 | 881.685 | 1929.728 | 10000 | 3231.976 | 7420.095 | 2039.487 | 8598.875 | 2301.495 | Competitive | Competitive | 1 | TRUE | FALSE | 1 | Non-Competitive | 0.68 | Non-Competitive
SABMBLU5 ABSO_BLUF_C1_1 FROM_TO | SABMBLU5 | ABSO_BLUF_C1_1 | 382 | 1 | 1 | ABSO4A | BLF_CRK4C | FROM_TO | 73521.13 | 76710.14 | -321.461 | 0 | 1375.894 | 1413.725 | -0.01063 | 0.15993 | -0.11793 | 0.29531 | 22.0281 | -140.35 | 0 | 2797.421 |  | 2859.935 | 1015.192 | 1586.271 | 961.279 | 4277.403 | 1891.412 | 3150.724 | 956.591 | 3589.733 | 1063.166 | Competitive | Competitive | 1 | TRUE | FALSE | 1 | Non-Competitive | 0.789 | Non-Competitive
SABMBLU5 ABSO_BLUF_C1_1 TO_FROM | SABMBLU5 | ABSO_BLUF_C1_1 | 382 | 1 | 1 | ABSO4A | BLF_CRK4C | TO_FROM | 73521.13 | 73732.88 | 60.6694 | 0 | 1705.794 | 1332.216 | -0.0276 | 0.11761 | -0.29531 | 0.11793 | 320.1251 | 182.8516 | 0 | 3985.899 | 10000 | 6978.354 | 2811.145 | 721.395 | 2123.242 | 10000 | 2543.83 | 4308.064 | 2847.238 | 7178.296 | 3189.45 | Competitive | Competitive | 1 | TRUE | FALSE | 1 | Non-Competitive | 0.789 | Non-Competitive
SABMBLU5 NICOLE_OAKC1_1 FROM_TO | SABMBLU5 | NICOLE_OAKC1_1 | 275 | 1 | 1 | OAKC4A | NICOLE4A | FROM_TO | 73521.13 | 74550.06 | -197.547 | 0 | 1521.441 | 1264.574 | -0.00593 | 0.054233 | -0.30854 | 0.65029 | -42.4015 | -87.2916 | 0 | 4036.906 |  | 4036.906 | 3498.695 | 1609.636 | 885.472 | 10000 | 3498.695 | 2943.546 | 903.541 | 4869.789 | 3527.566 | Competitive | Competitive | 1 | TRUE | FALSE | 1 | Non-Competitive | 0.6485 | Non-Competitive
SABMBLU5 NICOLE_OAKC1_1 TO_FROM | SABMBLU5 | NICOLE_OAKC1_1 | 275 | 1 | 1 | OAKC4A | NICOLE4A | TO_FROM | 73521.13 | 73637.32 | 57.5011 | 0 | 1330.124 | 1500.617 | -0.02338 | 0.30855 | -0.65029 | 0.30855 | 199.4358 | 64.565 | 0 | 6118.54 | 10000 | 10000 | 10000 | 1060.186 | 3126.164 | 10000 | 10000 | 8290.491 | 2834.619 | 8707.701 | 10000 | Competitive | Competitive | 1 | TRUE | FALSE | 1 | Non-Competitive | 0.6485 | Non-Competitive
SABMBLU5 NICOLE_ORNT1_1 FROM_TO | SABMBLU5 | NICOLE_ORNT1_1 | 135 | 1 | 1 | NICOLE4A | ORNT4A | FROM_TO | 73521.13 | 73576.69 | -60.0433 | 0 | 1228.664 | 1307.746 | -0.01602 | 0.17685 | -0.30265 | 0.17685 | 117.0258 | -1.2016 | 0 | 6195.761 |  | 10000 | 10000 | 1353.033 | 1138.522 | 10000 | 10000 | 7779.58 | 1642.96 | 8797.943 | 10000 | Competitive | Competitive | 1 | TRUE | FALSE | 1 | Non-Competitive | 0.6875 | Non-Competitive
SABMBLU5 NICOLE_ORNT1_1 TO_FROM | SABMBLU5 | NICOLE_ORNT1_1 | 135 | 1 | 1 | NICOLE4A | ORNT4A | TO_FROM | 73521.13 | 73956.54 | -87.033 | 0 | 1307.745 | 1495.633 | -0.00673 | 0.054493 | -0.17685 | 0.30265 | 59.1182 | 39.5959 | 0 | 10000 |  | 10000 | 2406.573 | 1110.439 | 1934.006 | 10000 | 2325.45 | 3608.601 | 1914.359 | 10000 | 2243.166 | Competitive | Competitive | 1 | TRUE | FALSE | 1 | Non-Competitive | 0.6875 | Non-Competitive
SABOAB29 ABSO_WTGULF1_1 FROM_TO | SABOAB29 | ABSO_WTGULF1_1 | 38 | 1 | 1 | ABSO2A | ABWTGUT2 | FROM_TO | 73521.13 | 73513.39 | 18.0425 | 0 | 1240.495 | 1713.655 | -0.00194 | 0.008717 | -0.68484 | 0.16298 | 43.2983 | 19.4286 | 0 |  |  | 2685.47 | 5565.594 | 639.651 | 5344.298 | 5207.624 | 5565.594 | 1071.29 | 5212.331 | 3134.116 | 5183.741 | Competitive | Non-Competitive | 0 | FALSE | FALSE | 1 | Non-Competitive | 0.6565 | Non-Competitive
SABOAB29 ABSO_WTGULF1_1 TO_FROM | SABOAB29 | ABSO_WTGULF1_1 | 38 | 1 | 1 | ABSO2A | ABWTGUT2 | TO_FROM | 73521.13 | 73847.52 | -42.881 | 0 | 1601.088 | 1240.495 | -0.00187 | 0.007758 | -0.16298 | 0.68484 | -15.5443 | -24.6044 | 0 |  |  | 5588.616 | 2847.121 | 2537.088 | 873.842 | 5588.616 | 3033.378 | 2765.826 | 1257.179 | 6786.283 | 2982.56 | Competitive | Competitive | 1 | FALSE | FALSE | 1 | Non-Competitive | 0.6565 | Non-Competitive
SABSBLU8 NICOLE_OAKC1_1 FROM_TO | SABSBLU8 | NICOLE_OAKC1_1 | 275 | 2 | 2 | OAKC4A | NICOLE4A | FROM_TO | 73521.13 | 74599.05 | -225.71 | 0 | 1495.854 | 1209.918 | -0.0068 | 0.05587 | -0.30832 | 0.65135 | -57.6283 | -113.233 | 0 | 2708.536 |  | 2708.536 | 3511.179 | 1957.164 | 855.174 | 4358.53 | 3511.179 | 2963.3 | 881.909 | 3347.655 | 3547.526 | Competitive | Competitive | 1 | TRUE | FALSE | 1 | Non-Competitive | 0.6645 | Non-Competitive
SABSBLU8 NICOLE_OAKC1_1 TO_FROM | SABSBLU8 | NICOLE_OAKC1_1 | 275 | 2 | 2 | OAKC4A | NICOLE4A | TO_FROM | 73521.13 | 73592.2 | 76.6943 | 0 | 1080.288 | 1495.854 | -0.02536 | 0.30832 | -0.65135 | 0.30832 | 228.7119 | 90.8316 | 0 | 5942.392 | 10000 | 10000 | 10000 | 890.587 | 4253.234 | 10000 | 10000 | 7916.794 | 3425.712 | 8474.565 | 10000 | Competitive | Competitive | 1 | TRUE | FALSE | 1 | Non-Competitive | 0.6645 | Non-Competitive
SACRLME9 6215__A FROM_TO | SACRLME9 | 6215__A | 143 | 4 | 4 | BLUFCKTA_8 | CHINAGRV_8 | FROM_TO | 73521.13 | 73154.89 | -148.934 | 0 | 3262.346 | 1495.606 | -0.02687 | 0.54788 | -0.08548 | 0.6125 | 171.1279 | 129.5643 | 3354.53 | 2661.316 | 10000 | 5382.052 | 9121.371 | 2044.938 | 1093.206 | 10000 | 9121.371 | 5195.471 | 2581.247 | 5264.677 | 8676.659 | Non-Competitive | Non-Competitive | 0 | TRUE | FALSE | 1 | Non-Competitive | 0.656 | Non-Competitive
SACRLME9 6215__A TO_FROM | SACRLME9 | 6215__A | 143 | 4 | 4 | BLUFCKTA_8 | CHINAGRV_8 | TO_FROM | 73521.13 | 73488.13 | -76.5541 | 0 | 1481.653 | 3262.349 | -0.04021 | 0.029068 | -0.6125 | 0.085479 | 163.213 | 109.7573 | 0 | 5961.838 | 10000 | 4747.051 | 10000 | 947.79 | 3693.188 | 4747.051 | 10000 | 1975.843 | 5880.737 | 4139.781 | 10000 | Non-Competitive | Non-Competitive | 0 | TRUE | FALSE | 1 | Non-Competitive | 0.656 | Non-Competitive
SAIRHIW9 KOCH_UP_69A1 FROM_TO | SAIRHIW9 | KOCH_UP_69A1 | 91.3 | 2 | 2 | KOCH_UP2A | KOCH_UP4A | FROM_TO | 73521.13 | 76120.32 | -106.286 | 0 | 1009.7 | 1524.471 | -0.02333 | 0.006586 | -0.06373 | 0.51258 | -74.102 | -83.8974 | 94.83 |  | 10000 | 10000 | 5613.82 | 9464.098 | 988.44 | 10000 | 5885.07 | 9983.18 | 4220.429 | 10000 | 6268.39 | Competitive | Competitive | 1 | TRUE | FALSE | 1 | Non-Competitive | 0.703 | Non-Competitive
SAIRHIW9 KOCH_UP_69A1 TO_FROM | SAIRHIW9 | KOCH_UP_69A1 | 91.3 | 2 | 2 | KOCH_UP2A | KOCH_UP4A | TO_FROM | 73521.13 | 73489.94 | 73.2745 | 0 | 1630.164 | 956.848 | -0.00659 | 0.023333 | -0.51258 | 0.063731 | 107.2869 | 72.8465 | 0 | 10000 |  | 5613.82 | 10000 | 801.706 | 9464.098 | 5885.07 | 10000 | 3593.05 | 9983.18 | 6268.39 | 10000 | Competitive | Non-Competitive | 0 | TRUE | FALSE | 1 | Non-Competitive | 0.703 | Non-Competitive
SAIRNCA8 BONIVI_RINCON1_1 FROM_TO | SAIRNCA8 | BONIVI_RINCON1_1 | 38 | 1 | 1 | RINCON2A | BONIVIEW2A | FROM_TO | 73521.13 | 73523.79 | -37.0934 | 0 | 1768.694 | 1761.288 | -0.01782 | 0.02665 | -0.76214 | 0.070988 | 33.6229 | -30.6015 | 0 | 3013.264 |  | 1859.234 | 3342.949 | 1204.161 | 824.989 | 3013.264 | 3342.949 | 1895.24 | 2315.901 | 2243.68 | 3249.788 | Competitive | Competitive | 1 | TRUE | FALSE | 1 | Non-Competitive | 0.703 | Non-Competitive
SAIRNCA8 BONIVI_RINCON1_1 TO_FROM | SAIRNCA8 | BONIVI_RINCON1_1 | 38 | 1 | 1 | RINCON2A | BONIVIEW2A | TO_FROM | 73521.13 | 73537.9 | -26.9129 | 0 | 1715.429 | 1689.126 | -0.02665 | 0.017818 | -0.07099 | 0.76214 | 36.8093 | -6.0386 | 0 |  | 5644.313 | 3342.949 | 2689.58 | 772.257 | 2104.899 | 3342.949 | 5644.313 | 2307.992 | 3229.494 | 3249.788 | 3323.774 | Competitive | Competitive | 1 | TRUE | FALSE | 1 | Non-Competitive | 0.703 | Non-Competitive
SAJORIO5 CELANE_KLEBER1_1 FROM_TO | SAJORIO5 | CELANE_KLEBER1_1 | 211 | 1 | 1 | CELANEBI4A | KLEBERG4A | FROM_TO | 73521.13 | 73441.44 | 150.9266 | 0 | 2126.402 | 954.8 | -0.04648 | 0.35434 | -0.52028 | 0.35434 | 252.8364 | 160.8302 | 0 | 1939.267 | 5841.447 | 10000 | 5841.447 | 633.712 | 1670.816 | 10000 | 5841.447 | 4195.4 | 3305.047 | 4810.758 | 6933.186 | Competitive | Non-Competitive | 0 | TRUE | FALSE | 1 | Non-Competitive | 0.6565 | Non-Competitive
SAJORIO5 CELANE_KLEBER1_1 TO_FROM | SAJORIO5 | CELANE_KLEBER1_1 | 211 | 1 | 1 | CELANEBI4A | KLEBERG4A | TO_FROM | 73521.13 | 74527.84 | -251.568 | 0 | 954.8 | 2012.307 | -0.35434 | 0.046477 | -0.35434 | 0.52028 | -151.331 | -200.066 | 0 | 3092.856 | 5053.157 | 3092.856 | 10000 | 1457.271 | 832.472 | 4454.993 | 10000 | 2348.619 | 7250.087 | 3207.657 | 8586.433 | Competitive | Competitive | 1 | TRUE | FALSE | 1 | Non-Competitive | 0.6565 | Non-Competitive
SAJORIO5 CELANE_N_SHAR1_1 FROM_TO | SAJORIO5 | CELANE_N_SHAR1_1 | 211 | 1 | 1 | CELANEBI4A | N_SHARPE4A | FROM_TO | 73521.13 | 76197.1 | -267.782 | 0 | 10000 | 1591.435 | -0.03654 | 0.64524 | -0.13691 | 0.64524 | -155.573 | -219.957 | 0 | 5321.437 | 10000 | 10000 | 10000 | 3301.318 | 906.216 | 10000 | 10000 | 9524.052 | 1921.085 | 9625.849 | 10000 | Competitive | Competitive | 1 | TRUE | FALSE | 1 | Non-Competitive | 0.6875 | Non-Competitive
SAJORIO5 CELANE_N_SHAR1_1 TO_FROM | SAJORIO5 | CELANE_N_SHAR1_1 | 211 | 1 | 1 | CELANEBI4A | N_SHARPE4A | TO_FROM | 73521.13 | 73431.8 | 175.0327 | 0 | 2246.279 | 10000 | -0.64524 | 0.055799 | -0.64524 | 0.13691 | 269.0902 | 189.5161 | 0 | 2380.244 | 8035.857 | 2380.244 | 10000 | 682.682 | 5175.892 | 2380.244 | 10000 | 1521.805 | 9782.697 | 2435.303 | 9852.86 | Non-Competitive | Non-Competitive | 0 | TRUE | FALSE | 1 | Non-Competitive | 0.6875 | Non-Competitive
SAJORIO5 NEDIN_XC2_1 FROM_TO | SAJORIO5 | NEDIN_XC2_1 | 994 | 1 | 1 | NEDIN7A | LHEDM | FROM_TO | 73521.13 | 80711.86 | -2061.65 | 0 | 858.325 | 1112.1 | -0.04469 | 0.72111 | -0.40126 | 0.76488 | -1723.76 | -1667.41 | 2973.83 | 3529.445 | 929.428 | 4928.015 | 925.212 | 3523.026 | 925.212 | 4928.015 | 929.428 | 4820.446 | 915.478 | 4820.293 | 915.478 | Competitive | Competitive | 1 | TRUE | FALSE | 1 | Non-Competitive | 0.781 | Non-Competitive
SAJORIO5 NEDIN_XC2_1 TO_FROM | SAJORIO5 | NEDIN_XC2_1 | 994 | 1 | 1 | NEDIN7A | LHEDM | TO_FROM | 73521.13 | 72159.85 | 1714.241 | 0 | 1154.027 | 907.543 | -0.72111 | 0.054186 | -0.76488 | 0.40126 | 2069.454 | 1877.177 | 0 | 792.36 | 3174.719 | 792.285 | 5413.65 | 789.166 | 3164.783 | 1567.428 | 5413.65 | 764.958 | 5285.604 | 766.613 | 5285.767 | Non-Competitive | Non-Competitive | 0 | TRUE | FALSE | 0 | Non-Competitive | 0.781 | Non-Competitive
SAJORIO5 RAYMND_RAYMON1_1 FROM_TO | SAJORIO5 | RAYMND_RAYMON1_1 | 38 | 1 | 1 | RAYMND22A | RAYMOND12A | FROM_TO | 73521.13 | 73498.38 | 42.1279 | 0 | 1617.255 | 1368.229 | -0.01814 | 0.012423 | -0.60577 | 0.26181 | 51.7906 | 44.9471 | 0 |  |  | 10000 | 6250.826 | 722.791 | 4840.315 | 10000 | 10000 | 656.926 | 7633.591 | 10000 | 7753.81 | Non-Competitive | Non-Competitive | 0 | FALSE | FALSE | 0 | Non-Competitive | 0.672 | Non-Competitive
SAJORIO5 RAYMND_RAYMON1_1 TO_FROM | SAJORIO5 | RAYMND_RAYMON1_1 | 38 | 1 | 1 | RAYMND22A | RAYMOND12A | TO_FROM | 73521.13 | 73826.57 | -51.601 | 0 | 1263.668 | 1878.051 | -0.01242 | 0.018136 | -0.26181 | 0.60577 | -42.7396 | -49.6417 | 0 |  |  | 4514.229 | 10000 | 3845.687 | 861.324 | 5479.836 | 10000 | 4413.165 | 827.494 | 4465.689 | 10000 | Competitive | Competitive | 1 | FALSE | FALSE | 1 | Non-Competitive | 0.672 | Non-Competitive
SALAN_28 AIRLIN_CABANI1_1 FROM_TO | SALAN_28 | AIRLIN_CABANI1_1 | 320 | 0 | 0 | AIRLINE4A | CABANISS4A | FROM_TO | 73521.13 | 74727.61 | -165.24 | 0 | 919.985 | 2023.309 | -0.07524 | 0.38069 | -0.22101 | 0.56685 | 54.1396 | -98.2344 | 0 | 7238.608 | 9061.731 | 10000 | 9061.731 | 6940.101 | 1502.411 | 10000 | 9061.731 | 9672.469 | 8301.422 | 9693.693 | 9275.106 | Competitive | Competitive | 1 | TRUE | FALSE | 1 | Non-Competitive | 0.6795 | Non-Competitive
SALAN_28 AIRLIN_CABANI1_1 TO_FROM | SALAN_28 | AIRLIN_CABANI1_1 | 320 | 0 | 0 | AIRLINE4A | CABANISS4A | TO_FROM | 73521.13 | 73791.62 | -52.9512 | 0 | 2250.921 | 1326.405 | -0.38069 | 0.075237 | -0.56685 | 0.22101 | 166.3308 | 95.4881 | 0 | 6687.731 | 9358.365 | 9061.731 | 10000 | 1218.122 | 9284.472 | 9061.731 | 10000 | 7495.737 | 9891.427 | 8414.861 | 9893.861 | Competitive | Competitive | 1 | TRUE | FALSE | 1 | Non-Competitive | 0.6795 | Non-Competitive
SALIKIN8 FALFUR_69A1 FROM_TO | SALIKIN8 | FALFUR_69A1 | 41 | 1 | 1 | FALFUR2A | FALFUR4A | FROM_TO | 73521.13 | 74472.67 | -31.0774 | 0 | 1677.276 | 1359.605 | -0.0051 | 0.001956 | -0.06611 | 0.78367 | -21.7151 | -27.0052 | 0 |  |  | 2508.358 | 2527.145 | 2137.801 | 893.457 | 2508.358 | 5000.02 | 3491.752 | 736.308 | 3657.157 | 2673.868 | Competitive | Competitive | 1 | FALSE | FALSE | 1 | Non-Competitive | 0.695 | Non-Competitive
SALIKIN8 FALFUR_69A1 TO_FROM | SALIKIN8 | FALFUR_69A1 | 41 | 1 | 1 | FALFUR2A | FALFUR4A | TO_FROM | 73521.13 | 73530.13 | 21.8655 | 0 | 1139.033 | 1636.36 | -0.00196 | 0.016181 | -0.78367 | 0.066106 | 33.9466 | 24.0054 | 0 |  |  | 6004.209 | 3330.308 | 739.121 | 2760.862 | 10000 | 3330.308 | 3890.399 | 4296.606 | 7785.559 | 4525.012 | Competitive | Competitive | 1 | FALSE | FALSE | 1 | Non-Competitive | 0.695 | Non-Competitive
SAMGJEW8 2310__C FROM_TO | SAMGJEW8 | 2310__C | 36 | 6 | 6 | NAVARRO1_9 | RICHLAND1_9 | FROM_TO | 73521.13 | 73521.41 | 35.4382 | 0 | 0 | 783.721 | 0 | 0.000482 | -0.99952 | 0.000482 | 35.7176 | 35.7271 | 0 |  |  | 783.721 |  | 783.721 |  | 783.721 |  | 783.721 |  | 783.721 | 0 | Competitive | Competitive | 1 | FALSE | TRUE | 1 | Non-Competitive | 0.7105 | Non-Competitive
SAMGJEW8 2310__C TO_FROM | SAMGJEW8 | 2310__C | 36 | 6 | 6 | NAVARRO1_9 | RICHLAND1_9 | TO_FROM | 73521.13 | 92690.8 | -35.4382 | 0 | 0 | 783.721 | -0.00048 | 0 | -0.00048 | 0.99952 | -35.4669 | -32.5742 | 5931.83 |  |  |  | 913.719 |  | 913.719 |  | 913.719 |  | 913.719 | 0 | 913.719 | Competitive | Competitive | 1 | FALSE | TRUE | 1 | Non-Competitive | 0.7105 | Non-Competitive
SAMGJEW8 2310__D FROM_TO | SAMGJEW8 | 2310__D | 36 | 6 | 6 | RICHLAND1_9 | WRTHMPOD_9 | FROM_TO | 73521.13 | 73523.57 | 33.2959 | 0 | 0 | 783.721 | 0 | 0.000453 | -0.99955 | 0.000453 | 33.5584 | 33.5673 | 0 |  |  | 783.721 |  | 783.721 |  | 783.721 |  | 783.721 |  | 783.721 | 0 | Competitive | Competitive | 1 | FALSE | TRUE | 1 | Non-Competitive | 0.7265 | Non-Competitive
SAMGJEW8 2310__D TO_FROM | SAMGJEW8 | 2310__D | 36 | 6 | 6 | RICHLAND1_9 | WRTHMPOD_9 | TO_FROM | 73521.13 | 92690.8 | -33.2959 | 0 | 0 | 783.721 | -0.00045 | 0 | -0.00045 | 0.99955 | -33.3228 | -30.605 | 5931.83 |  |  |  | 913.719 |  | 913.719 |  | 913.719 |  | 913.719 | 0 | 913.719 | Competitive | Competitive | 1 | FALSE | TRUE | 1 | Non-Competitive | 0.7265 | Non-Competitive
SASPPAI8 ASPM_69T1 FROM_TO | SASPPAI8 | ASPM_69T1 | 69 | 1 | 1 | ASPM2A | ASPM4A | FROM_TO | 73521.13 | 73620.37 | -107.167 | 0 | 1885.867 | 1085.113 | -0.01119 | 0.004724 | -0.45331 | 0.38602 | 24.0143 | 5.908 | 2884.13 |  |  | 2397.999 | 3380.159 | 1255.384 | 3277.281 | 5457.148 | 3767.858 | 1988.983 | 4020.535 | 3093.568 | 4035.073 | Competitive | Competitive | 1 | FALSE | FALSE | 1 | Non-Competitive | 0.6875 | Non-Competitive
SASPPAI8 ASPM_69T1 TO_FROM | SASPPAI8 | ASPM_69T1 | 69 | 1 | 1 | ASPM2A | ASPM4A | TO_FROM | 73521.13 | 73415.87 | -20.8309 | 0 | 1085.113 | 1748.387 | -0.00318 | 0.21865 | -0.38602 | 0.45331 | 108.6552 | 7.861 | 0 | 4336.092 |  | 6912.992 | 2331.074 | 2051.231 | 1333.924 | 10000 | 2930.951 | 6656.75 | 1916.799 | 7050.649 | 2817.735 | Competitive | Non-Competitive | 0 | TRUE | FALSE | 1 | Non-Competitive | 0.6875 | Non-Competitive
SASPPAI8 ASPM_CONA1_1 FROM_TO | SASPPAI8 | ASPM_CONA1_1 | 30 | 1 | 1 | ASPM2A | CONA2A | FROM_TO | 73521.13 | 73521.74 | -16.6056 | 0 | 1033.2 | 1146.225 | -0.00032 | 0.10556 | -0.59211 | 0.31835 | 29.5422 | -7.016 | 0 | 5097.486 |  | 5653.209 | 939.303 | 3244.824 | 935.005 | 10000 | 1076.726 | 7091.93 | 920.259 | 7262.849 | 921.596 | Competitive | Competitive | 1 | TRUE | FALSE | 1 | Non-Competitive | 0.68 | Non-Competitive
SASPPAI8 ASPM_CONA1_1 TO_FROM | SASPPAI8 | ASPM_CONA1_1 | 30 | 1 | 1 | ASPM2A | CONA2A | TO_FROM | 73521.13 | 73562.36 | -24.1188 | 0 | 1422.983 | 905.243 | -0.00189 | 0.014365 | -0.31835 | 0.59211 | 16.8732 | 11.7431 | 358.23 |  |  | 5207.624 | 3589.752 | 1030.622 | 2982.784 | 5207.624 | 9650.513 | 4724.69 | 4376.34 | 5207.624 | 4737.663 | Competitive | Competitive | 1 | FALSE | FALSE | 1 | Non-Competitive | 0.68 | Non-Competitive
SASPSPU8 PADR_PADU1_1 FROM_TO | SASPSPU8 | PADR_PADU1_1 | 214 | 0 | 0 | PADR2A | PADU2A | FROM_TO | 73521.13 | 74414.45 | -24.4915 | 0 | 10000 | 1471.572 | -0.00269 | 0.5437 | -0.16982 | 0.81153 | 61.8369 | -23.3488 | 0 | 5637.396 |  | 10000 | 2831.087 | 2265.195 | 1038.3 | 10000 | 2831.087 | 8969.346 | 1133.835 | 9190.59 | 3084.601 | Competitive | Competitive | 1 | TRUE | FALSE | 1 | Non-Competitive | 0.711 | Non-Competitive
SASPSPU8 PADR_PADU1_1 TO_FROM | SASPSPU8 | PADR_PADU1_1 | 214 | 0 | 0 | PADR2A | PADU2A | TO_FROM | 73521.13 | 73753.72 | -31.2538 | 0 | 1771.965 | 10000 | -0.0052 | 0.002691 | -0.81153 | 0.16982 | 25.2242 | 15.5608 | 1463.03 |  |  | 3434.601 | 3354.241 | 974.634 | 3302.866 | 3706.593 | 3748.362 | 1371.422 | 3934.797 | 3936.251 | 3948.324 | Competitive | Competitive | 1 | FALSE | FALSE | 1 | Non-Competitive | 0.711 | Non-Competitive
SAVEJOL8 372T359_1 FROM_TO | SAVEJOL8 | 372T359_1 | 227 | 1 | 1 | L_GABRIE8_1Y | L_GLASSC8_1Y | FROM_TO | 73521.13 | 73466.4 | 60.3905 | 0 | 2604.358 | 1391.195 | -0.09221 | 0.007327 | -0.7197 | 0.15048 | 266.4014 | 148.1929 | 0 |  | 10000 | 1570.125 | 10000 | 1303.091 | 3670.937 | 1734.577 | 10000 | 1532.838 | 9210.891 | 1652.258 | 10000 | Non-Competitive | Non-Competitive | 0 | TRUE | FALSE | 1 | Non-Competitive | 0.68 | Non-Competitive
SAVEJOL8 372T359_1 TO_FROM | SAVEJOL8 | 372T359_1 | 227 | 1 | 1 | L_GABRIE8_1Y | L_GLASSC8_1Y | TO_FROM | 73521.13 | 75475.5 | -207.67 | 0 | 1433.064 | 2186.175 | -0.00733 | 0.092209 | -0.15048 | 0.7197 | -75.8903 | -62.1436 | 3533.23 | 10000 |  | 10000 | 1946.339 | 2987.726 | 1565.027 | 10000 | 2063.404 | 8759.115 | 1801.925 | 10000 | 1959.507 | Competitive | Competitive | 1 | TRUE | FALSE | 1 | Non-Competitive | 0.68 | Non-Competitive
SAVMBSP8 6250__A FROM_TO | SAVMBSP8 | 6250__A | 143 | 5 | 5 | BIGSPRIG_8 | COSDEN_8 | FROM_TO | 73521.13 | 73469.07 | -68.6178 | 0 | 1120.437 | 1276.108 | -0.02308 | 0.39802 | -0.57061 | 0.41208 | 170.1772 | 122.6509 | 2528.93 | 1769.215 | 10000 | 2877.019 | 10000 | 1365.792 | 1930.019 | 2877.019 | 10000 | 3334.464 | 7982.862 | 3417.178 | 10000 | Competitive | Non-Competitive | 0 | TRUE | FALSE | 1 | Non-Competitive | 0.695 | Non-Competitive
SAVMBSP8 6250__A TO_FROM | SAVMBSP8 | 6250__A | 143 | 5 | 5 | BIGSPRIG_8 | COSDEN_8 | TO_FROM | 73521.13 | 73647.1 | -168.652 | 0 | 1533.558 | 962.455 | -0.26291 | 0.023084 | -0.41208 | 0.57061 | 91.0351 | 5.2462 | 0 | 10000 | 5770.267 | 5251.646 | 10000 | 1531.398 | 2867.524 | 6435.387 | 10000 | 5321.671 | 4535.539 | 6697.86 | 7282.498 | Competitive | Competitive | 1 | TRUE | FALSE | 1 | Non-Competitive | 0.695 | Non-Competitive
SAVMBSP8 BSPSW_FMR1 FROM_TO | SAVMBSP8 | BSPSW_FMR1 | 116 | 5 | 5 | BIGSPRIG_8 | BIGSPRIG_9 | FROM_TO | 73521.13 | 73553.47 | -5.721 | 0 | 1083.847 | 5358.458 | -0.5229 | 0.16602 | -0.56595 | 0.17405 | 97.6903 | 22.1971 | 0 | 3109.044 | 10000 | 3109.044 | 10000 | 1405.503 | 6724.313 | 3109.044 | 10000 | 3921.732 | 9967.494 | 4047.005 | 10000 | Competitive | Competitive | 1 | TRUE | FALSE | 1 | Non-Competitive | 0.7815 | Non-Competitive
SAVMBSP8 BSPSW_FMR1 TO_FROM | SAVMBSP8 | BSPSW_FMR1 | 116 | 5 | 5 | BIGSPRIG_8 | BIGSPRIG_9 | TO_FROM | 73521.13 | 74068.29 | -75.4185 | 0 | 5358.457 | 1253.985 | -0.01178 | 0.5229 | -0.17405 | 0.56595 | 19.5103 | -2.2994 | 2469.23 | 3943.494 |  | 5304.454 | 10000 | 2291.7 | 1588.478 | 5304.454 | 10000 | 4960.403 | 6216.549 | 5018.06 | 10000 | Competitive | Competitive | 1 | TRUE | FALSE | 1 | Non-Competitive | 0.7815 | Non-Competitive
SAZSL8 PRTTLR84_A FROM_TO | SAZSL8 | PRTTLR84_A | 216 | 1 | 1 | PORT____138A | TAYLOR__8010 | FROM_TO | 73521.13 | 73330.33 | -142.293 | 0 | 1930.249 | 1737.375 | -0.23401 | 0.057632 | -0.6558 | 0.31884 | 341.2258 | -58.0211 | 0 | 2683.488 | 3246.978 | 2683.488 | 3518.207 | 1021.999 | 3144.51 | 3544.371 | 4824.068 | 2480.358 | 4089.603 | 3141.36 | 4096.833 | Competitive | Non-Competitive | 0 | TRUE | FALSE | 1 | Non-Competitive | 0.7185 | Non-Competitive
SAZSL8 PRTTLR84_A TO_FROM | SAZSL8 | PRTTLR84_A | 216 | 1 | 1 | PORT____138A | TAYLOR__8010 | TO_FROM | 73521.13 | 73483.22 | -273.825 | 0 | 1729.055 | 1738.881 | -0.05763 | 0.23401 | -0.31884 | 0.6558 | 217.6357 | -265.011 | 0 | 3246.978 | 2683.488 | 3518.207 | 2683.488 | 3141.569 | 1140.55 | 4824.068 | 3544.371 | 4089.598 | 2514.853 | 4096.833 | 3141.36 | Competitive | Non-Competitive | 0 | TRUE | FALSE | 1 | Non-Competitive | 0.7185 | Non-Competitive
SBATPAL8 2585_1 FROM_TO | SBATPAL8 | 2585_1 | 122 | 1 | 1 | MOORESUB8 | DOWNIESUB8 | FROM_TO | 73521.13 | 73398.25 | -107.511 | 0 | 1500.218 | 974.004 | -0.17813 | 0.063349 | -0.43502 | 0.11687 | 172.1257 | 4.353 | 0 | 10000 | 10000 | 10000 | 10000 | 1185.112 | 1540.144 | 10000 | 10000 | 3312.03 | 5771.569 | 10000 | 10000 | Competitive | Non-Competitive | 0 | TRUE | FALSE | 1 | Non-Competitive | 1.1015 | Non-Competitive
SBATPAL8 2585_1 TO_FROM | SBATPAL8 | 2585_1 | 122 | 1 | 1 | MOORESUB8 | DOWNIESUB8 | TO_FROM | 73521.13 | 72937.91 | -171.839 | 0 | 1012.958 | 1716.415 | -0.06335 | 0.17813 | -0.11687 | 0.43502 | 187.7022 | -125.084 | 0 | 1867.807 | 10000 | 6000.287 | 10000 | 799.78 | 1319.814 | 6000.287 | 10000 | 1776.178 | 3543.213 | 2767.847 | 10000 | Competitive | Non-Competitive | 0 | TRUE | FALSE | 1 | Non-Competitive | 1.1015 | Non-Competitive
SBATPEA8 2585_1 FROM_TO | SBATPEA8 | 2585_1 | 122 | 1 | 1 | MOORESUB8 | DOWNIESUB8 | FROM_TO | 73521.13 | 73368.24 | -93.3669 | 0 | 1614.295 | 1017.704 | -0.16283 | 0.099761 | -0.39751 | 0.14293 | 179.9452 | 6.8343 | 0 | 10000 | 5406.235 | 10000 | 10000 | 1316.269 | 1472.611 | 10000 | 10000 | 5603.045 | 5514.403 | 10000 | 8808.824 | Competitive | Non-Competitive | 0 | TRUE | FALSE | 1 | Non-Competitive | 0.7105 | Non-Competitive
SBATPEA8 2585_1 TO_FROM | SBATPEA8 | 2585_1 | 122 | 1 | 1 | MOORESUB8 | DOWNIESUB8 | TO_FROM | 73521.13 | 73201.52 | -174.144 | 0 | 977.915 | 1614.295 | -0.09976 | 0.16283 | -0.14293 | 0.39751 | 164.9593 | -127.396 | 0 | 1569.474 | 10000 | 5891.928 | 10000 | 764.763 | 1438.767 | 5891.928 | 10000 | 1726.997 | 5768.446 | 2563.73 | 10000 | Competitive | Non-Competitive | 0 | TRUE | FALSE | 1 | Non-Competitive | 0.7105 | Non-Competitive
SBATPEA8 PEARSALL_69_4 FROM_TO | SBATPEA8 | PEARSALL_69_4 | 143 | 1 | 1 | PEARSALLSW8 | PEARSALLSW9 | FROM_TO | 73521.13 | 73554.14 | 35.0068 | 0 | 1375.596 | 10000 | -0.67046 | 0.20141 | -0.67046 | 0.20141 | 120.8688 | 44.7436 | 0 | 10000 | 10000 | 10000 | 10000 | 1816.361 | 7768.753 | 10000 | 10000 | 9816.522 | 9973.473 | 10000 | 10000 | Competitive | Competitive | 1 | TRUE | FALSE | 1 | Non-Competitive | 0.6875 | Non-Competitive
SBATPEA8 PEARSALL_69_4 TO_FROM | SBATPEA8 | PEARSALL_69_4 | 143 | 1 | 1 | PEARSALLSW8 | PEARSALLSW9 | TO_FROM | 73521.13 | 74106.65 | -114.96 | 0 | 10000 | 1207.594 | -0.20141 | 0.67046 | -0.20141 | 0.67046 | 24.5231 | -66.4538 | 0 | 10000 | 10000 | 10000 | 10000 | 6424.174 | 2110.019 | 10000 | 10000 | 9943.582 | 9839.586 | 10000 | 10000 | Competitive | Competitive | 1 | TRUE | FALSE | 1 | Non-Competitive | 0.6875 | Non-Competitive
SBBSJE15 50__A FROM_TO | SBBSJE15 | 50__A | 1098 | 0 | 0 | BIGBRN__5 | JEWETT_N5 | FROM_TO | 73521.13 | 66978.28 | -1332.74 | 0 | 1958.348 | 2630.001 | -0.08356 | 0.20739 | -0.18942 | 0.20739 | 1827.378 | 635.112 | 0 | 1832.592 | 1425.608 | 2335.477 | 1437.76 | 1823.658 | 1425.588 | 4842.458 | 2015.054 | 2387.981 | 1619.267 | 2389.06 | 1619.267 | Non-Competitive | Competitive | 0 | TRUE | TRUE | 1 | Competitive | 0.742 | Competitive
SBBSJE15 50__A TO_FROM | SBBSJE15 | 50__A | 1098 | 0 | 0 | BIGBRN__5 | JEWETT_N5 | TO_FROM | 73521.13 | 70081.34 | -340.957 | 0 | 2368.728 | 1958.349 | -0.20739 | 0.08356 | -0.20739 | 0.18942 | 1250.851 | 798.3419 | 2647.03 | 1305.506 | 2278.861 | 1315.959 | 2457.721 | 1305.054 | 2265.984 | 1856.007 | 4842.458 | 1509.968 | 2710.873 | 1510.083 | 2712.198 | Competitive | Non-Competitive | 0 | TRUE | FALSE | 1 | Non-Competitive | 0.742 | Non-Competitive
SBBSJE25 50__A FROM_TO | SBBSJE25 | 50__A | 1098 | 1 | 1 | BIGBRN__5 | JEWETT_N5 | FROM_TO | 73521.13 | 61173.1 | -1818.84 | 0 | 2153.294 | 2071.31 | -0.1056 | 0.28125 | -0.19447 | 0.28125 | 2415.788 | 824.2515 | 0 | 1855.798 | 1420.81 | 2261.106 | 1433.624 | 1855.798 | 1418.334 | 4844.292 | 1863.288 | 2442.983 | 1623.318 | 2442.983 | 1623.435 | Non-Competitive | Competitive | 0 | TRUE | TRUE | 1 | Competitive | 0.703 | Competitive
SBBSJE25 50__A TO_FROM | SBBSJE25 | 50__A | 1098 | 1 | 1 | BIGBRN__5 | JEWETT_N5 | TO_FROM | 73521.13 | 68116.34 | -394.745 | 0 | 2071.31 | 2249.728 | -0.28125 | 0.1056 | -0.28125 | 0.19447 | 1669.833 | 1069.445 | 2647.03 | 1299.51 | 2296.65 | 1310.501 | 2395.48 | 1296.894 | 2296.65 | 1710.768 | 4844.292 | 1509.698 | 2756.322 | 1509.938 | 2756.322 | Non-Competitive | Non-Competitive | 0 | TRUE | FALSE | 1 | Non-Competitive | 0.703 | Non-Competitive
SBBSJEW5 40__A FROM_TO | SBBSJEW5 | 40__A | 1098 | 1 | 1 | BIGBRN__5 | JEWETT_S5 | FROM_TO | 73521.13 | 62972.23 | -1828.25 | 0 | 1849.138 | 2303.536 | -0.09717 | 0.27958 | -0.19483 | 0.27958 | 2268.465 | 753.5863 | 0 | 1900.62 | 1390.093 | 2626.341 | 1414.483 | 1900.62 | 1389.816 | 4847.559 | 1609.872 | 2544.426 | 1618.523 | 2544.426 | 1618.543 | Non-Competitive | Non-Competitive | 0 | TRUE | FALSE | 1 | Non-Competitive | 0.7185 | Non-Competitive
SBBSJEW5 40__A TO_FROM | SBBSJEW5 | 40__A | 1098 | 1 | 1 | BIGBRN__5 | JEWETT_S5 | TO_FROM | 73521.13 | 68511.12 | -272.043 | 0 | 2120.88 | 2161.187 | -0.27958 | 0.097169 | -0.27958 | 0.19482 | 1612.803 | 1039.576 | 2647.03 | 1269.015 | 2330.682 | 1290.595 | 2795.486 | 1268.776 | 2330.682 | 1485.09 | 4847.559 | 1498.002 | 2839.033 | 1498.02 | 2839.033 | Non-Competitive | Non-Competitive | 0 | TRUE | FALSE | 1 | Non-Competitive | 0.7185 | Non-Competitive
SBBSRC25 TRSES_MR6H FROM_TO | SBBSRC25 | TRSES_MR6H | 348 | 1 | 1 | TRINDAD1_5 | TRSES6_1 | FROM_TO | 73521.13 | 73583.58 | -36.9158 | 0 | 1929.973 | 10000 | -0.66143 | 0.15543 | -0.66143 | 0.15543 | 306.2791 | 36.241 | 0 | 3866.054 | 7673.333 | 10000 | 10000 | 2279.364 | 5547.515 | 10000 | 10000 | 6357.759 | 9701.56 | 6686.479 | 9707.55 | Competitive | Competitive | 1 | TRUE | FALSE | 1 | Non-Competitive | 0.6795 | Non-Competitive
SBBSRC25 TRSES_MR6H TO_FROM | SBBSRC25 | TRSES_MR6H | 348 | 1 | 1 | TRINDAD1_5 | TRSES6_1 | TO_FROM | 73521.13 | 74644.89 | -190.729 | 0 | 10000 | 1982.384 | -0.15543 | 0.66143 | -0.15543 | 0.66143 | 163.8839 | -183.489 | 0 | 7673.333 | 3866.054 | 10000 | 10000 | 5445.765 | 2597.461 | 10000 | 10000 | 9701.309 | 6408.735 | 9707.55 | 6686.479 | Competitive | Competitive | 1 | TRUE | FALSE | 1 | Non-Competitive | 0.6795 | Non-Competitive
SBCETM25 425__A FROM_TO | SBCETM25 | 425__A | 1065 | 1 | 1 | TEMP_SS__5 | BELL_E_5 | FROM_TO | 73521.13 | 73979.28 | -923.642 | 0 | 1015.252 | 2094.247 | -0.20449 | 0.098559 | -0.64859 | 0.21145 | 751.2598 | -476.896 | 0 | 754.874 | 1942.989 | 709.936 | 2608.517 | 716.459 | 1895.966 | 886.32 | 6523.449 | 795.731 | 1913.071 | 839.567 | 1911.506 | Competitive | Competitive | 1 | TRUE | TRUE | 1 | Competitive | 0.664 | Non-Competitive
SBCETM25 425__A TO_FROM | SBCETM25 | 425__A | 1065 | 1 | 1 | TEMP_SS__5 | BELL_E_5 | TO_FROM | 73521.13 | 72402.97 | -499.723 | 0 | 2088.82 | 1015.252 | -0.09856 | 0.20449 | -0.21145 | 0.64859 | 1218.24 | 282.3816 | 0 | 1892.87 | 1349.177 | 2608.517 | 1692.447 | 1848.184 | 1062.052 | 6523.449 | 2514.707 | 1893.357 | 1517.607 | 1891.746 | 1748.668 | Competitive | Competitive | 0 | TRUE | TRUE | 1 | Competitive | 0.664 | Competitive
SBCKCGR8 6430__C FROM_TO | SBCKCGR8 | 6430__C | 179 | 1 | 1 | MOSS_8 | AMOCNCTA_8 | FROM_TO | 73521.13 | 73493.64 | 30.9868 | 0 | 1060.244 | 2549.271 | -0.09944 | 0.014396 | -0.63523 | 0.061563 | 196.4615 | 164.5515 | 0 |  | 10000 | 3935.403 | 10000 | 729.017 | 9822.394 | 4933.104 | 10000 | 1405.416 | 9977.66 | 4621.684 | 10000 | Non-Competitive | Non-Competitive | 0 | TRUE | FALSE | 1 | Non-Competitive | 0.695 | Non-Competitive
SBCKCGR8 6430__C TO_FROM | SBCKCGR8 | 6430__C | 179 | 1 | 1 | MOSS_8 | AMOCNCTA_8 | TO_FROM | 73521.13 | 76076.74 | -194.754 | 0 | 2549.276 | 1291.109 | -0.0144 | 0.1829 | -0.06156 | 0.63523 | 26.0859 | -173.27 | 0 | 2801.829 |  | 3339.031 | 4933.104 | 2287.742 | 834.875 | 3339.031 | 4933.104 | 3613.552 | 1668.863 | 3709.508 | 5159.11 | Competitive | Competitive | 1 | TRUE | FALSE | 1 | Non-Competitive | 0.695 | Non-Competitive
SBCKCGR8 6437__C FROM_TO | SBCKCGR8 | 6437__C | 393 | 1 | 1 | GOLDENSW_8 | BRAND_8 | FROM_TO | 73521.13 | 73734.53 | -7.2634 | 0 | 1566.866 | 10000 | -0.0437 | 0.12591 | -0.8669 | 0.12591 | 207.7222 | 80.3405 | 0 | 3992.718 | 10000 | 4217.343 | 3663.877 | 1179.205 | 3433.054 | 4619.467 | 10000 | 4172.281 | 4883.53 | 4444.571 | 4951.283 | Competitive | Competitive | 1 | TRUE | FALSE | 1 | Non-Competitive | 0.7185 | Non-Competitive
SBCKCGR8 6437__C TO_FROM | SBCKCGR8 | 6437__C | 393 | 1 | 1 | GOLDENSW_8 | BRAND_8 | TO_FROM | 73521.13 | 75753.95 | -179.949 | 0 | 10000 | 1566.866 | -0.01144 | 0.61951 | -0.12591 | 0.8669 | 111.2146 | 91.1928 | 2958.43 | 5344.183 |  | 10000 | 10000 | 2957.592 | 1100.037 | 10000 | 10000 | 9018.748 | 2112.635 | 9260.353 | 10000 | Competitive | Competitive | 1 | TRUE | FALSE | 1 | Non-Competitive | 0.7185 | Non-Competitive
SBCKCGR8 6611__D FROM_TO | SBCKCGR8 | 6611__D | 195 | 1 | 1 | LAMESA_9 | SPARNBRG_9 | FROM_TO | 73521.13 | 73821.38 | -48.4669 | 0 | 1000.939 | 1875.436 | -0.06363 | 0.11313 | -0.4998 | 0.29737 | 44.7642 | -41.7395 | 0 | 2500.617 | 10000 | 5375.355 | 10000 | 1517.291 | 1083.696 | 10000 | 10000 | 4647.391 | 4590.315 | 5045.638 | 10000 | Competitive | Competitive | 1 | TRUE | FALSE | 1 | Non-Competitive | 0.7265 | Non-Competitive
SBCKCGR8 6611__D TO_FROM | SBCKCGR8 | 6611__D | 195 | 1 | 1 | LAMESA_9 | SPARNBRG_9 | TO_FROM | 73521.13 | 73984.96 | -44.2146 | 0 | 1837.693 | 1164.576 | -0.02135 | 0.06363 | -0.29737 | 0.4998 | 56.8892 | 24.4437 | 0 | 2710.692 | 10000 | 3155.059 | 10000 | 1033.295 | 3634.293 | 4639.317 | 10000 | 2721.529 | 5810.18 | 2877.556 | 10000 | Competitive | Competitive | 1 | TRUE | FALSE | 1 | Non-Competitive | 0.7265 | Non-Competitive
SBCKCGR8 ODNTH_FMR1 FROM_TO | SBCKCGR8 | ODNTH_FMR1 | 87 | 1 | 1 | ODESSANO_8 | ODESSANO_9 | FROM_TO | 73521.13 | 73525.54 | 15.7352 | 0 | 1326.01 | 1132.294 | -0.03522 | 0.005114 | -0.70308 | 0.045197 | 83.9015 | 74.193 | 0 |  | 10000 | 4155.968 | 10000 | 737.058 | 9922.165 | 5803.228 | 10000 | 1083.521 | 9991.428 | 4974.115 | 10000 | Competitive | Competitive | 1 | TRUE | FALSE | 1 | Non-Competitive | 0.7035 | Non-Competitive
SBCKCGR8 ODNTH_FMR1 TO_FROM | SBCKCGR8 | ODNTH_FMR1 | 87 | 1 | 1 | ODESSANO_8 | ODESSANO_9 | TO_FROM | 73521.13 | 75823.65 | -83.5227 | 0 | 1091.907 | 1203.074 | -0.00511 | 0.061262 | -0.0452 | 0.70308 | -15.5791 | -76.7102 | 0 | 3429.744 |  | 3429.744 | 5248.944 | 2605.017 | 837.268 | 4227.109 | 5803.228 | 3842.119 | 1264.021 | 4009.44 | 5575.257 | Competitive | Competitive | 1 | TRUE | FALSE | 1 | Non-Competitive | 0.7035 | Non-Competitive
SBELHIG8 163T232_1 FROM_TO | SBELHIG8 | 163T232_1 | 198 | 2 | 2 | L_WALLER8_1Y | L_CHAPHI8_1Y | FROM_TO | 73521.13 | 73571.22 | -437.581 | 0 | 3067.298 | 1469.309 | -0.0447 | 0.028544 | -0.36056 | 0.33738 | 124.5115 | -69.3205 | 0 | 10000 | 5076.333 | 2974.728 | 4179.551 | 2487.584 | 1228.965 | 2983.304 | 6362.682 | 2614.061 | 2394.932 | 2842.105 | 4775.895 | Competitive | Competitive | 1 | TRUE | FALSE | 1 | Non-Competitive | 0.789 | Non-Competitive
SBELHIG8 163T232_1 TO_FROM | SBELHIG8 | 163T232_1 | 198 | 2 | 2 | L_WALLER8_1Y | L_CHAPHI8_1Y | TO_FROM | 73521.13 | 72872.21 | 21.4697 | 0 | 1469.309 | 3067.298 | -0.02854 | 0.044697 | -0.33738 | 0.36056 | 404.6486 | 100.384 | 0 | 5076.333 | 10000 | 4179.551 | 2974.728 | 992.405 | 2538.731 | 6362.682 | 2983.304 | 2056.706 | 2629.015 | 4775.895 | 2842.105 | Non-Competitive | Non-Competitive | 0 | TRUE | FALSE | 1 | Non-Competitive | 0.789 | Non-Competitive
SBELTMP8 2394__A FROM_TO | SBELTMP8 | 2394__A | 106 | 1 | 1 | POAGE | SEATON9 | FROM_TO | 73521.13 | 74024.49 | -103.799 | 0 | 1418.179 | 1986.784 | -0.00728 | 0.009315 | -0.24707 | 0.42473 | -26.2193 | -27.0887 | 2587.03 |  |  | 3907.711 | 1724.989 | 1597.606 | 1487.14 | 4927.276 | 5563.687 | 2265.173 | 1564.644 | 4398.862 | 1616.781 | Competitive | Competitive | 1 | FALSE | FALSE | 1 | Non-Competitive | 0.6955 | Non-Competitive
SBELTMP8 2394__A TO_FROM | SBELTMP8 | 2394__A | 106 | 1 | 1 | POAGE | SEATON9 | TO_FROM | 73521.13 | 73444.36 | 18.838 | 0 | 1986.784 | 1418.179 | -0.00931 | 0.007283 | -0.42473 | 0.24707 | 137.4886 | 50.3559 | 0 |  |  | 1646.092 | 4917.104 | 1265.229 | 1866.956 | 5563.687 | 4927.276 | 1386.638 | 2544.971 | 1550.086 | 4987.694 | Competitive | Non-Competitive | 0 | FALSE | FALSE | 1 | Non-Competitive | 0.6955 | Non-Competitive
SBELTMP8 SEA_AAT1 FROM_TO | SBELTMP8 | SEA_AAT1 | 60 | 1 | 1 | SEATON9 | SEATON8 | FROM_TO | 73521.13 | 75053 | -79.2285 | 0 | 1394.701 | 1065.662 | -0.00517 | 0.010089 | -0.05884 | 0.61026 | -26.1866 | -26.3371 | 2683.03 |  |  | 3699.351 | 1930.341 | 1139.467 | 1894.929 | 5348.718 | 1904.604 | 2351.931 | 1728.586 | 3342.264 | 1745.774 | Competitive | Competitive | 1 | FALSE | FALSE | 1 | Non-Competitive | 0.664 | Non-Competitive
SBELTMP8 SEA_AAT1 TO_FROM | SBELTMP8 | SEA_AAT1 | 60 | 1 | 1 | SEATON9 | SEATON8 | TO_FROM | 73521.13 | 73446.85 | 21.7718 | 0 | 1065.662 | 1324.942 | -0.01009 | 0.005165 | -0.61026 | 0.058835 | 105.1317 | 48.5517 | 0 |  |  | 1403.395 | 3699.351 | 1382.689 | 1277.133 | 815.632 | 5348.718 | 1249.301 | 2476.771 | 1258.857 | 3342.264 | Competitive | Non-Competitive | 0 | FALSE | FALSE | 1 | Non-Competitive | 0.664 | Non-Competitive
SBGLTWI8 LVOK_SANTIA1_1 FROM_TO | SBGLTWI8 | LVOK_SANTIA1_1 | 170 | 1 | 1 | SANTIAGO4A | LVOK4A | FROM_TO | 73521.13 | 73304.6 | -122.662 | 0 | 1088.295 | 1300.159 | -0.16969 | 0.25634 | -0.59779 | 0.25634 | 298.9122 | 74.117 | 0 | 8509.613 | 10000 | 10000 | 10000 | 1258.198 | 1429.256 | 10000 | 10000 | 7460.421 | 6689.271 | 9850.638 | 10000 | Competitive | Non-Competitive | 0 | TRUE | FALSE | 1 | Non-Competitive | 0.711 | Non-Competitive
SBGLTWI8 LVOK_SANTIA1_1 TO_FROM | SBGLTWI8 | LVOK_SANTIA1_1 | 170 | 1 | 1 | SANTIAGO4A | LVOK4A | TO_FROM | 73521.13 | 73625.34 | -236.596 | 0 | 1303.423 | 1088.295 | -0.00834 | 0.16969 | -0.25634 | 0.59779 | 142.7141 | 111.9716 | 754.53 | 2375.121 |  | 2537.245 | 1966.878 | 1284.434 | 1793.704 | 2537.245 | 2043.198 | 2066.645 | 1935.233 | 2241.674 | 1968.446 | Competitive | Competitive | 1 | TRUE | TRUE | 1 | Competitive | 0.711 | Non-Competitive
SBGLTWI8 SACO_SAMF1_1 FROM_TO | SBGLTWI8 | SACO_SAMF1_1 | 38 | 1 | 1 | SACO2A | SAMF2A | FROM_TO | 73521.13 | 73509 | -38.1353 | 0 | 1480.1 | 955.786 | -0.02354 | 0.004929 | -0.84741 | 0.0396 | 48.2779 | 15.9649 | 0 |  | 10000 | 3265.117 | 10000 | 1127.692 | 1778.029 | 10000 | 10000 | 1163.933 | 2812.794 | 3334.263 | 10000 | Competitive | Non-Competitive | 0 | TRUE | FALSE | 1 | Non-Competitive | 0.7265 | Non-Competitive
SBGLTWI8 SACO_SAMF1_1 TO_FROM | SBGLTWI8 | SACO_SAMF1_1 | 38 | 1 | 1 | SACO2A | SAMF2A | TO_FROM | 73521.13 | 73335.43 | -41.5983 | 0 | 1090.985 | 1412.41 | -0.00116 | 0.041946 | -0.0396 | 0.84741 | 43.4547 | 35.4022 | 185.23 | 2932.29 |  | 2862.783 | 1886.562 | 1435.209 | 1361.254 | 2932.29 | 1843.504 | 2499.609 | 1642.929 | 2847.779 | 1892.867 | Competitive | Non-Competitive | 0 | TRUE | FALSE | 1 | Non-Competitive | 0.7265 | Non-Competitive
SBIGASH8 CRYSTA_TURTLC1_1 FROM_TO | SBIGASH8 | CRYSTA_TURTLC1_1 | 38 | 1 | 1 | CRYSTAL2A | TURTLECK2A | FROM_TO | 73521.13 | 73649.62 | -24.3181 | 0 | 527.734 | 1885.94 | -0.00749 | 0.053407 | -0.27307 | 0.67155 | 2.7055 | -21.9863 | 0 | 10000 |  | 10000 | 10000 | 975.394 | 1096.081 | 10000 | 10000 | 4953.384 | 4187.462 | 10000 | 10000 | Competitive | Competitive | 1 | TRUE | FALSE | 1 | Non-Competitive | 0.7425 | Non-Competitive
SBIGASH8 CRYSTA_TURTLC1_1 TO_FROM | SBIGASH8 | CRYSTA_TURTLC1_1 | 38 | 1 | 1 | CRYSTAL2A | TURTLECK2A | TO_FROM | 73521.13 | 73539.76 | -1.2398 | 0 | 1885.94 | 572.481 | -0.01478 | 0.007494 | -0.67155 | 0.27307 | 25.4921 | 11.6748 | 0 |  |  | 10000 | 3336.503 | 1027.944 | 1695.953 | 10000 | 3336.503 | 3951.695 | 3353.577 | 10000 | 3466.556 | Competitive | Competitive | 1 | FALSE | FALSE | 1 | Non-Competitive | 0.7425 | Non-Competitive
SBIGDIL8 ASHERT_W_BATE1_1 FROM_TO | SBIGDIL8 | ASHERT_W_BATE1_1 | 122 | 1 | 1 | W_BATESV4A | ASHERTON4A | FROM_TO | 73521.13 | 73595.51 | -28.1932 | 0 | 1871.902 | 567.691 | -0.04887 | 0.048709 | -0.40208 | 0.21327 | 92.0937 | 26.2701 | 0 | 10000 | 3342.739 | 10000 | 3342.739 | 1260.046 | 1406.659 | 10000 | 3400.175 | 6809.901 | 3171.821 | 10000 | 3379.592 | Competitive | Competitive | 1 | TRUE | FALSE | 1 | Non-Competitive | 0.7185 | Non-Competitive
SBIGDIL8 ASHERT_W_BATE1_1 TO_FROM | SBIGDIL8 | ASHERT_W_BATE1_1 | 122 | 1 | 1 | W_BATESV4A | ASHERTON4A | TO_FROM | 73521.13 | 73926.95 | -86.0323 | 0 | 567.691 | 1871.902 | -0.04871 | 0.2244 | -0.21327 | 0.40208 | 35.8785 | -72.1113 | 0 | 2559.601 | 10000 | 10000 | 10000 | 892.196 | 1348.019 | 10000 | 10000 | 4877.674 | 6954.612 | 5329.111 | 10000 | Competitive | Competitive | 1 | TRUE | FALSE | 1 | Non-Competitive | 0.7185 | Non-Competitive
SBIGPEA9 POT_PEAR_1 FROM_TO | SBIGPEA9 | POT_PEAR_1 | 45 | 4 | 4 | POTEETSUB9 | PEARSALLSW9 | FROM_TO | 73521.13 | 73771.67 | -41.3746 | 0 | 1705.19 | 508.842 | -0.09592 | 0.010079 | -0.09592 | 0.30238 | 21.0343 | -3.3761 | 0 |  | 10000 | 8209.001 | 10000 | 2623.853 | 3960.578 | 10000 | 10000 | 6354.062 | 9585.224 | 6784.946 | 10000 | Competitive | Competitive | 1 | TRUE | FALSE | 1 | Non-Competitive | 0.703 | Non-Competitive
SBIGPEA9 POT_PEAR_1 TO_FROM | SBIGPEA9 | POT_PEAR_1 | 45 | 4 | 4 | POTEETSUB9 | PEARSALLSW9 | TO_FROM | 73521.13 | 73501.81 | -16.2712 | 0 | 521.494 | 1609.618 | -0.01008 | 0.095924 | -0.30238 | 0.095924 | 50.8438 | -4.5865 | 0 | 9257.248 |  | 10000 | 8209.001 | 1992.265 | 2905.938 | 10000 | 10000 | 8739.274 | 6821.409 | 9732.516 | 6784.946 | Competitive | Non-Competitive | 0 | TRUE | FALSE | 1 | Non-Competitive | 0.703 | Non-Competitive
SBLESTP5 357T544_1 FROM_TO | SBLESTP5 | 357T544_1 | 38 | 1 | 1 | L_COLUMB9_1Y | L_STAFHI9_1Y | FROM_TO | 73521.13 | 73338.23 | 15.5953 | 0 | 832.754 | 1532.691 | -0.03016 | 0.015354 | -0.60636 | 0.2964 | 148.8477 | 28.2838 | 0 |  | 3716.094 | 5150.167 | 3246.253 | 1065.242 | 1093.688 | 6530.571 | 3246.253 | 1799.369 | 2416.895 | 5664.546 | 3682.571 | Competitive | Non-Competitive | 0 | TRUE | FALSE | 1 | Non-Competitive | 0.75 | Non-Competitive
SBLESTP5 357T544_1 TO_FROM | SBLESTP5 | 357T544_1 | 38 | 1 | 1 | L_COLUMB9_1Y | L_STAFHI9_1Y | TO_FROM | 73521.13 | 73621.24 | -148.731 | 0 | 1645.259 | 816.547 | -0.01535 | 0.030159 | -0.2964 | 0.60636 | 8.1926 | -86.545 | 0 | 3716.094 |  | 3246.253 | 5150.167 | 925.423 | 1295.916 | 3246.253 | 6530.571 | 2241.125 | 2135.783 | 3682.571 | 5664.546 | Competitive | Competitive | 1 | TRUE | FALSE | 1 | Non-Competitive | 0.75 | Non-Competitive
SBOSELM5 1030__A FROM_TO | SBOSELM5 | 1030__A | 185 | 1 | 1 | ROGERSHL | ELM_MOTT__8 | FROM_TO | 73521.13 | 73563.45 | -410.337 | 0 | 1279.398 | 1284.29 | -0.03078 | 0.26144 | -0.16072 | 0.6893 | 176.5474 | -221.141 | 0 | 5415.14 | 10000 | 10000 | 5458.658 | 1369.542 | 1037.508 | 10000 | 10000 | 2965.423 | 1068.028 | 7297.838 | 7192.413 | Competitive | Competitive | 1 | TRUE | FALSE | 1 | Non-Competitive | 0.7035 | Non-Competitive
SBOSELM5 1030__A TO_FROM | SBOSELM5 | 1030__A | 185 | 1 | 1 | ROGERSHL | ELM_MOTT__8 | TO_FROM | 73521.13 | 73327.77 | 9.6313 | 0 | 1294.522 | 1300.001 | -0.26144 | 0.030781 | -0.6893 | 0.16072 | 308.1293 | 114.9712 | 0 | 10000 | 6168.506 | 5458.658 | 10000 | 942.907 | 1949.714 | 10000 | 10000 | 977.521 | 3899.848 | 7192.413 | 7987.153 | Competitive | Non-Competitive | 0 | TRUE | FALSE | 1 | Non-Competitive | 0.7035 | Non-Competitive
SBOSELM5 1030__B FROM_TO | SBOSELM5 | 1030__B | 185 | 1 | 1 | ROGERSHL | BOSQUESW8 | FROM_TO | 73521.13 | 73155.49 | -6.9474 | 0 | 1288.198 | 1209.166 | -0.26166 | 0.030555 | -0.32387 | 0.31048 | 291.4926 | 98.3659 | 0 | 10000 | 6162.924 | 5475.436 | 10000 | 940.792 | 1946.5 | 10000 | 10000 | 987.14 | 3827.416 | 7237.311 | 7970.714 | Competitive | Non-Competitive | 0 | TRUE | FALSE | 1 | Non-Competitive | 0.719 | Non-Competitive
SBOSELM5 1030__B TO_FROM | SBOSELM5 | 1030__B | 185 | 1 | 1 | ROGERSHL | BOSQUESW8 | TO_FROM | 73521.13 | 73489.64 | -393.726 | 0 | 1273.39 | 1291.843 | -0.03056 | 0.26166 | -0.31048 | 0.32387 | 193.1529 | -204.576 | 0 | 5410.35 | 10000 | 10000 | 5475.436 | 1368.019 | 1035.063 | 10000 | 10000 | 2901.172 | 1078.385 | 7280.394 | 7237.311 | Competitive | Non-Competitive | 0 | TRUE | FALSE | 1 | Non-Competitive | 0.719 | Non-Competitive
SBOSWHT8 LKW_WHT_1 FROM_TO | SBOSWHT8 | LKW_WHT_1 | 172 | 1 | 1 | WHITNEY__8 | TNLKWHITNY1 | FROM_TO | 73521.13 | 73487.82 | -69.584 | 0 | 1713.073 | 1449.557 | -0.00827 | 0.13043 | -0.83282 | 0.15747 | 199.2142 | 15.9254 | 0 | 10000 |  | 10000 | 1333.78 | 1481.315 | 952.547 | 10000 | 3464.581 | 2275.502 | 985.777 | 10000 | 1415.811 | Competitive | Non-Competitive | 0 | TRUE | FALSE | 1 | Non-Competitive | 0.703 | Non-Competitive
SBOSWHT8 LKW_WHT_1 TO_FROM | SBOSWHT8 | LKW_WHT_1 | 172 | 1 | 1 | WHITNEY__8 | TNLKWHITNY1 | TO_FROM | 73521.13 | 74460.86 | -110.989 | 0 | 1352.538 | 1713.073 | -0.13043 | 0.008267 | -0.15747 | 0.83282 | 13.8973 | -80.0302 | 0 |  | 10000 | 1173.761 | 10000 | 862.322 | 1919.036 | 3464.581 | 10000 | 894.73 | 2696.698 | 1260.8 | 10000 | Competitive | Competitive | 1 | TRUE | FALSE | 1 | Non-Competitive | 0.703 | Non-Competitive
SBOSWHT8 OLKW_BOS_1 FROM_TO | SBOSWHT8 | OLKW_BOS_1 | 190 | 1 | 1 | BOSQUESW8 | TNLKWHITNY1 | FROM_TO | 73521.13 | 74371.98 | -77.9838 | 0 | 1328.524 | 1461.485 | -0.12322 | 0.009752 | -0.15786 | 0.80255 | 49.6591 | -41.6959 | 0 |  | 10000 | 1188.313 | 10000 | 884.312 | 1917.26 | 10000 | 10000 | 892.204 | 2877.294 | 1338.172 | 10000 | Competitive | Competitive | 1 | TRUE | FALSE | 1 | Non-Competitive | 0.703 | Non-Competitive
SBOSWHT8 OLKW_BOS_1 TO_FROM | SBOSWHT8 | OLKW_BOS_1 | 190 | 1 | 1 | BOSQUESW8 | TNLKWHITNY1 | TO_FROM | 73521.13 | 73551.49 | -101.17 | 0 | 1461.485 | 1328.524 | -0.00975 | 0.12322 | -0.80255 | 0.15786 | 165.3959 | -18.1427 | 0 | 10000 |  | 10000 | 1353.309 | 1443.971 | 975.424 | 10000 | 10000 | 2351.355 | 980.028 | 10000 | 1506.902 | Competitive | Competitive | 1 | TRUE | FALSE | 1 | Non-Competitive | 0.703 | Non-Competitive
SBRAHAM8 HAMILT_MAVERI1_1 FROM_TO | SBRAHAM8 | HAMILT_MAVERI1_1 | 122 | 0 | 0 | HAMILTN4 | MAVERICK4A | FROM_TO | 73521.13 | 73154.91 | -127.76 | 0 | 1098.836 | 2527.305 | -0.02996 | 0.20874 | -0.53419 | 0.20874 | 316.7877 | -6.1994 | 0 | 2117.351 | 4130.445 | 10000 | 3665.507 | 900.771 | 1100.849 | 10000 | 4271.619 | 2010.732 | 1294.941 | 3734.091 | 3630.452 | Non-Competitive | Non-Competitive | 0 | TRUE | FALSE | 1 | Non-Competitive | 0.6875 | Non-Competitive
SBRAHAM8 HAMILT_MAVERI1_1 TO_FROM | SBRAHAM8 | HAMILT_MAVERI1_1 | 122 | 0 | 0 | HAMILTN4 | MAVERICK4A | TO_FROM | 73521.13 | 73732.63 | -232.205 | 0 | 2527.306 | 1051.533 | -0.20874 | 0.45606 | -0.20874 | 0.53419 | 79.2837 | -117.726 | 0 | 3446.747 | 10000 | 10000 | 10000 | 940.021 | 1588.065 | 10000 | 10000 | 7581.82 | 5121.213 | 8883.629 | 10000 | Competitive | Competitive | 1 | TRUE | FALSE | 1 | Non-Competitive | 0.6875 | Non-Competitive
SBRAUVA8 HAMILT_MAVERI1_1 FROM_TO | SBRAUVA8 | HAMILT_MAVERI1_1 | 122 | 0 | 0 | HAMILTN4 | MAVERICK4A | FROM_TO | 73521.13 | 73154.91 | -127.76 | 0 | 1098.836 | 2527.305 | -0.02996 | 0.20874 | -0.53419 | 0.20874 | 316.7877 | -6.1994 | 0 | 2117.351 | 4130.445 | 10000 | 3665.507 | 900.771 | 1100.849 | 10000 | 4271.619 | 2010.732 | 1294.941 | 3734.091 | 3630.452 | Non-Competitive | Non-Competitive | 0 | TRUE | FALSE | 1 | Non-Competitive | 0.711 | Non-Competitive
SBRAUVA8 HAMILT_MAVERI1_1 TO_FROM | SBRAUVA8 | HAMILT_MAVERI1_1 | 122 | 0 | 0 | HAMILTN4 | MAVERICK4A | TO_FROM | 73521.13 | 73732.63 | -232.205 | 0 | 2527.306 | 1051.533 | -0.20874 | 0.45606 | -0.20874 | 0.53419 | 79.2837 | -117.726 | 0 | 3446.747 | 10000 | 10000 | 10000 | 940.021 | 1588.065 | 10000 | 10000 | 7581.82 | 5121.213 | 8883.629 | 10000 | Competitive | Competitive | 1 | TRUE | FALSE | 1 | Non-Competitive | 0.711 | Non-Competitive
SBRAWCO8 G69_R_1 FROM_TO | SBRAWCO8 | G69_R_1 | 63 | 1 | 1 | TNSWEENY__0 | TNOLDOCEAN0 | FROM_TO | 73521.13 | 74026.36 | -55.3756 | 0 | 0 | 783.001 | -0.15926 | 0 | -0.17095 | 0.69727 | -23.1551 | -23.2535 | 0 |  | 10000 |  | 10000 |  | 3344.292 |  | 10000 |  | 9957.505 | 0 | 10000 | Competitive | Competitive | 1 | TRUE | FALSE | 1 | Non-Competitive | 0.7345 | Non-Competitive
SBRAWCO8 G69_R_1 TO_FROM | SBRAWCO8 | G69_R_1 | 63 | 1 | 1 | TNSWEENY__0 | TNOLDOCEAN0 | TO_FROM | 73521.13 | 73531.81 | 23.1552 | 0 | 10000 | 792.589 | 0 | 0.15926 | -0.69727 | 0.17095 | 55.5566 | 23.1821 | 0 | 10000 |  | 10000 |  | 2958.675 |  | 10000 |  | 9951.009 |  | 10000 | 0 | Competitive | Competitive | 1 | TRUE | FALSE | 1 | Non-Competitive | 0.7345 | Non-Competitive
SBRNCMN8 670__B FROM_TO | SBRNCMN8 | 670__B | 124 | 1 | 1 | BRNWDSW_8 | CAMPBOW_P8 | FROM_TO | 73521.13 | 73455.12 | -57.0893 | 0 | 1383.926 | 841.772 | -0.01991 | 0.020629 | -0.75539 | 0.20699 | 173.8605 | 85.7911 | 0 | 10000 |  | 10000 | 2656.254 | 874.301 | 2312.007 | 10000 | 3066.252 | 1289.49 | 2787.728 | 10000 | 2862.575 | Competitive | Non-Competitive | 0 | TRUE | FALSE | 1 | Non-Competitive | 0.6795 | Non-Competitive
SBRNCMN8 670__B TO_FROM | SBRNCMN8 | 670__B | 124 | 1 | 1 | BRNWDSW_8 | CAMPBOW_P8 | TO_FROM | 73521.13 | 73600.24 | -176.16 | 0 | 841.772 | 1314.819 | -0.02063 | 0.04915 | -0.20699 | 0.75539 | 105.8062 | -142.756 | 0 | 2313.591 | 10000 | 1021.159 | 10000 | 788.911 | 951.348 | 5376.891 | 10000 | 889.179 | 1420.148 | 1081.055 | 10000 | Competitive | Competitive | 1 | TRUE | FALSE | 1 | Non-Competitive | 0.6795 | Non-Competitive
SBRTORA8 6630__A FROM_TO | SBRTORA8 | 6630__A | 36 | 1 | 1 | IVAN_9 | BRECK_9 | FROM_TO | 73521.13 | 73665.53 | -10.2228 | 0 | 1658.834 | 1143.289 | -0.00154 | 0.028644 | -0.16927 | 0.499 | 11.5144 | -0.77154 | 0 | 10000 |  | 10000 | 5471.65 | 1597.938 | 937.674 | 10000 | 10000 | 7677.212 | 3701.834 | 10000 | 7218.398 | Competitive | Competitive | 1 | TRUE | FALSE | 1 | Non-Competitive | 0.6795 | Non-Competitive
SBRTORA8 6630__A TO_FROM | SBRTORA8 | 6630__A | 36 | 1 | 1 | IVAN_9 | BRECK_9 | TO_FROM | 73521.13 | 73571.85 | -8.5413 | 0 | 913.157 | 1626.623 | -0.0054 | 0.014533 | -0.499 | 0.16927 | 10.7261 | -0.405 | 0 |  |  | 10000 | 10000 | 608.848 | 2009.494 | 10000 | 10000 | 4323.43 | 4521.511 | 10000 | 10000 | Competitive | Competitive | 1 | FALSE | FALSE | 1 | Non-Competitive | 0.6795 | Non-Competitive
SBRTORA8 6825__A FROM_TO | SBRTORA8 | 6825__A | 72 | 1 | 1 | GRAHAMSW_9 | GRAHAM_9 | FROM_TO | 73521.13 | 73537.98 | 24.0478 | 0 | 1090.181 | 2035.339 | -0.00381 | 0.075602 | -0.66072 | 0.25976 | 60.8657 | 31.0738 | 0 | 10000 |  | 10000 | 10000 | 911.971 | 9579.594 | 10000 | 10000 | 7034.097 | 9961.584 | 10000 | 10000 | Competitive | Competitive | 1 | TRUE | FALSE | 1 | Non-Competitive | 0.6875 | Non-Competitive
SBRTORA8 6825__A TO_FROM | SBRTORA8 | 6825__A | 72 | 1 | 1 | GRAHAMSW_9 | GRAHAM_9 | TO_FROM | 73521.13 | 73888.12 | -60.173 | 0 | 2035.339 | 961.644 | -0.01915 | 0.008617 | -0.25976 | 0.66072 | -23.6431 | -25.6849 | 5751.83 |  |  | 7421.362 | 10000 | 7157.173 | 1331.843 | 10000 | 10000 | 6325.73 | 7228.666 | 6344.583 | 10000 | Competitive | Competitive | 1 | FALSE | FALSE | 1 | Non-Competitive | 0.6875 | Non-Competitive
SBTECH25 BTE_AT-2 FROM_TO | SBTECH25 | BTE_AT-2 | 600 | 2 | 2 | BTE_2_5 | BTE_1_8 | FROM_TO | 73521.13 | 73893.72 | 227.7745 | 0 | 785.317 | 10000 | -0.99691 | 0.003089 | -0.99691 | 0.003089 | 227.92 | 227.2386 | 0 |  | 10000 | 785.317 | 10000 | 785.317 | 10000 | 785.317 | 10000 | 785.317 | 10000 | 785.317 | 10000 | Competitive | Competitive | 1 | TRUE | FALSE | 1 | Non-Competitive | 0.6875 | Non-Competitive
SBTECH25 BTE_AT-2 TO_FROM | SBTECH25 | BTE_AT-2 | 600 | 2 | 2 | BTE_2_5 | BTE_1_8 | TO_FROM | 73521.13 | -42024.1 | -227.222 | 0 | 10000 | 785.317 | -0.00309 | 0.99691 | -0.00309 | 0.99691 | 732.6829 | 751.2229 | 5931.83 | 10000 |  | 10000 | 916.086 | 10000 | 916.086 | 10000 | 916.086 | 10000 | 916.086 | 10000 | 916.086 | Non-Competitive | Non-Competitive | 0 | TRUE | FALSE | 0 | Non-Competitive | 0.6875 | Non-Competitive
SBUBCOR8 39T188_1 FROM_TO | SBUBCOR8 | 39T188_1 | 221 | 3 | 3 | L_WIRTZ_8_1Y | L_FERGUS8_1Y | FROM_TO | 73521.13 | 74048.46 | -161.719 | 0 | 2225.736 | 1369.52 | -0.25164 | 0.21244 | -0.25164 | 0.21244 | 79.5646 | -5.6222 | 0 | 10000 | 10000 | 10000 | 10000 | 1457.206 | 4738.724 | 10000 | 10000 | 9021.484 | 9807.047 | 10000 | 10000 | Competitive | Competitive | 1 | TRUE | FALSE | 1 | Non-Competitive | 0.7035 | Non-Competitive
SBUBCOR8 39T188_1 TO_FROM | SBUBCOR8 | 39T188_1 | 221 | 3 | 3 | L_WIRTZ_8_1Y | L_FERGUS8_1Y | TO_FROM | 73521.13 | 73725.43 | -60.5592 | 0 | 1241.955 | 2742.939 | -0.21244 | 0.25164 | -0.21244 | 0.25164 | 177.6476 | -56.2287 | 0 | 10000 | 10000 | 10000 | 10000 | 3523.526 | 1507.766 | 10000 | 10000 | 9577.139 | 9036.191 | 10000 | 10000 | Competitive | Competitive | 1 | TRUE | FALSE | 1 | Non-Competitive | 0.7035 | Non-Competitive
SBUEHAM8 HAMILT_MAVERI1_1 FROM_TO | SBUEHAM8 | HAMILT_MAVERI1_1 | 122 | 2 | 2 | HAMILTN4 | MAVERICK4A | FROM_TO | 73521.13 | 73129.57 | -114.197 | 0 | 1098.836 | 2527.305 | -0.02977 | 0.20892 | -0.534 | 0.20892 | 330.3182 | 7.3588 | 0 | 2117.536 | 4128.18 | 10000 | 3852.719 | 906.52 | 1117.68 | 10000 | 4268.809 | 1971.497 | 1334.339 | 3718.356 | 3711.164 | Non-Competitive | Non-Competitive | 0 | TRUE | FALSE | 1 | Non-Competitive | 0.6875 | Non-Competitive
SBUEHAM8 HAMILT_MAVERI1_1 TO_FROM | SBUEHAM8 | HAMILT_MAVERI1_1 | 122 | 2 | 2 | HAMILTN4 | MAVERICK4A | TO_FROM | 73521.13 | 73797.53 | -245.731 | 0 | 2527.305 | 1051.533 | -0.20892 | 0.45588 | -0.20892 | 0.534 | 65.76 | -131.284 | 0 | 3457.475 | 10000 | 10000 | 10000 | 957.828 | 1589.5 | 10000 | 10000 | 7673.077 | 4999.748 | 8896.845 | 10000 | Competitive | Competitive | 1 | TRUE | FALSE | 1 | Non-Competitive | 0.6875 | Non-Competitive
SC2M38 T0_Y4_1 FROM_TO | SC2M38 | T0_Y4_1 | 170 | 2 | 2 | BUCKEYE | LA_HTS_A | FROM_TO | 73521.13 | 73756.03 | -62.7872 | 0 | 846.662 | 1819 | -0.00308 | 0.029628 | -0.60939 | 0.23548 | 21.2013 | 15.742 | 867.43 | 10000 |  | 10000 | 1376.476 | 8417.334 | 959.897 | 10000 | 3556.728 | 9683.793 | 1040.534 | 10000 | 1429.273 | Competitive | Competitive | 1 | TRUE | FALSE | 1 | Non-Competitive | 1.1485 | Non-Competitive
SC2M38 T0_Y4_1 TO_FROM | SC2M38 | T0_Y4_1 | 170 | 2 | 2 | BUCKEYE | LA_HTS_A | TO_FROM | 73521.13 | 73862.46 | 34.5856 | 0 | 1539.81 | 846.662 | -0.02963 | 0.003077 | -0.23548 | 0.6094 | 89.4415 | 64.1524 | 0 |  | 10000 | 1319.824 | 10000 | 867.83 | 9228.68 | 3063.364 | 10000 | 969.586 | 9826.112 | 1370.85 | 10000 | Competitive | Competitive | 1 | TRUE | FALSE | 1 | Non-Competitive | 1.1485 | Non-Competitive
SCABWES8 ALAZAN_B_DAVI1_1 FROM_TO | SCABWES8 | ALAZAN_B_DAVI1_1 | 876 | 2 | 2 | B_DAVIS4A | ALAZAN4A | FROM_TO | 73521.13 | 75641.22 | -173.525 | 0 | 1758.625 | 1234.322 | -0.11806 | 0.42885 | -0.35207 | 0.42885 | 131.8848 | -131.756 | 0 | 4093.839 | 4631.85 | 10000 | 5761.219 | 3958.417 | 845.054 | 10000 | 10000 | 8128.697 | 4001.861 | 8135.548 | 7113.098 | Competitive | Competitive | 1 | TRUE | FALSE | 1 | Non-Competitive | 0.6875 | Non-Competitive
SCABWES8 ALAZAN_B_DAVI1_1 TO_FROM | SCABWES8 | ALAZAN_B_DAVI1_1 | 876 | 2 | 2 | B_DAVIS4A | ALAZAN4A | TO_FROM | 73521.13 | 75143.16 | -128.679 | 0 | 1339.879 | 1840.55 | -0.42885 | 0.11806 | -0.42885 | 0.35207 | 178.1624 | 27.7483 | 0 | 1848.319 | 4652.341 | 2281.622 | 10000 | 617.276 | 4488.157 | 10000 | 10000 | 1568.974 | 8280.985 | 1928.145 | 8288.03 | Competitive | Competitive | 1 | TRUE | FALSE | 1 | Non-Competitive | 0.6875 | Non-Competitive
SCABWES8 B_DAVI_RODD_F1_1 FROM_TO | SCABWES8 | B_DAVI_RODD_F1_1 | 330 | 2 | 2 | B_DAVIS4A | RODD_FLD4A | FROM_TO | 73521.13 | 74039.82 | -138.796 | 0 | 928.525 | 1496.663 | -0.10037 | 0.51976 | -0.31273 | 0.51976 | 166.4607 | -46.3752 | 0 | 6885.981 | 9120.844 | 10000 | 9120.844 | 6797.36 | 2754.45 | 10000 | 9120.844 | 9644.996 | 8641.177 | 9648.097 | 9365.859 | Competitive | Competitive | 1 | TRUE | FALSE | 1 | Non-Competitive | 0.7185 | Non-Competitive
SCABWES8 B_DAVI_RODD_F1_1 TO_FROM | SCABWES8 | B_DAVI_RODD_F1_1 | 330 | 2 | 2 | B_DAVIS4A | RODD_FLD4A | TO_FROM | 73521.13 | 73883.9 | -164.93 | 0 | 1995.892 | 1530.361 | -0.51976 | 0.10037 | -0.51976 | 0.31273 | 141.2293 | 37.6293 | 0 | 6595.702 | 9341.131 | 9120.844 | 10000 | 2162.203 | 9222.107 | 9120.844 | 10000 | 7750.831 | 9885.873 | 8373.387 | 9888.998 | Competitive | Competitive | 1 | TRUE | FALSE | 1 | Non-Competitive | 0.7185 | Non-Competitive
SCABWES8 NAVAL__N_PADR1_1 FROM_TO | SCABWES8 | NAVAL__N_PADR1_1 | 78 | 2 | 2 | NAVAL_BS2A | N_PADRE2A | FROM_TO | 73521.13 | 73588.23 | -21.2641 | 0 | 1283.802 | 1975.696 | -0.02518 | 0.049061 | -0.65046 | 0.17558 | 34.3529 | -7.8426 | 0 | 10000 | 5644.313 | 10000 | 5644.313 | 2433.836 | 2958.181 | 10000 | 5644.313 | 8504.625 | 5400.621 | 10000 | 5644.313 | Competitive | Competitive | 1 | TRUE | FALSE | 1 | Non-Competitive | 0.7735 | Non-Competitive
SCABWES8 NAVAL__N_PADR1_1 TO_FROM | SCABWES8 | NAVAL__N_PADR1_1 | 78 | 2 | 2 | NAVAL_BS2A | N_PADRE2A | TO_FROM | 73521.13 | 73830.63 | -32.7659 | 0 | 1848.271 | 1188.768 | -0.04906 | 0.025178 | -0.17558 | 0.65046 | 23.1553 | -9.3695 | 0 | 5644.313 | 10000 | 3603.223 | 10000 | 2136.502 | 3534.378 | 5644.313 | 10000 | 4254.142 | 9060.095 | 4423.327 | 10000 | Competitive | Competitive | 1 | TRUE | FALSE | 1 | Non-Competitive | 0.7735 | Non-Competitive
SCABWES8 N_SHARPE_PS1 FROM_TO | SCABWES8 | N_SHARPE_PS1 | 222 | 2 | 2 | N_SHARPE4A | N_SHARPE4B | FROM_TO | 73521.13 | 92690.8 | 0 | 0 | 0 | 0 | 0 | 0 | 0 | 0 | 0 | 0 | 0 | [10 empty] | 0 | 0 | Competitive | Competitive | 1 | FALSE | TRUE | 1 | Non-Competitive | 0.656 | Non-Competitive
SCABWES8 N_SHARPE_PS1 TO_FROM | SCABWES8 | N_SHARPE_PS1 | 222 | 2 | 2 | N_SHARPE4A | N_SHARPE4B | TO_FROM | 73521.13 | 92690.8 | 0 | 0 | 0 | 0 | 0 | 0 | 0 | 0 | 0 | 0 | 0 | [10 empty] | 0 | 0 | Competitive | Competitive | 1 | FALSE | TRUE | 1 | Non-Competitive | 0.656 | Non-Competitive
SCALLON9 LON_HI_ROB_CP1_1 FROM_TO | SCALLON9 | LON_HI_ROB_CP1_1 | 69 | 1 | 1 | LON_HILL2A | RBSTN T2 | FROM_TO | 73521.13 | 73512.57 | 46.7328 | 0 | 1914.977 | 565.385 | -0.01892 | 0.013704 | -0.81422 | 0.080368 | 75.9726 | 49.8131 | 0 |  |  | 2246.041 | 5918.18 | 767.292 | 1933.93 | 2246.041 | 5918.18 | 2080.364 | 4913.054 | 2778.803 | 7009.292 | Competitive | Non-Competitive | 0 | FALSE | FALSE | 1 | Non-Competitive | 0.805 | Non-Competitive
SCALLON9 LON_HI_ROB_CP1_1 TO_FROM | SCALLON9 | LON_HI_ROB_CP1_1 | 69 | 1 | 1 | LON_HILL2A | RBSTN T2 | TO_FROM | 73521.13 | 74968.45 | -75.2803 | 0 | 507.771 | 1773.756 | -0.0137 | 0.018921 | -0.08037 | 0.81422 | -47.9799 | -61.2646 | 0 |  |  | 5918.18 | 3146.654 | 1431.098 | 908.625 | 5918.18 | 3146.654 | 3251.106 | 2785.087 | 7009.292 | 3828.748 | Competitive | Competitive | 1 | FALSE | FALSE | 1 | Non-Competitive | 0.805 | Non-Competitive
SCGRMG28 6220__A FROM_TO | SCGRMG28 | 6220__A | 186 | 1 | 1 | MRGNCRK_8 | CHINAGRVX1_8 | FROM_TO | 73521.13 | 73339.24 | -26.6129 | 0 | 1238.055 | 2697.917 | -0.09511 | 0.052055 | -0.46989 | 0.052055 | 271.7561 | 178.8554 | 0 | 10000 | 10000 | 10000 | 10000 | 943.168 | 6501.277 | 10000 | 10000 | 3756.812 | 5013.372 | 10000 | 10000 | Non-Competitive | Non-Competitive | 0 | TRUE | FALSE | 1 | Non-Competitive | 0.766 | Non-Competitive
SCGRMG28 6220__A TO_FROM | SCGRMG28 | 6220__A | 186 | 1 | 1 | MRGNCRK_8 | CHINAGRVX1_8 | TO_FROM | 73521.13 | 74483.52 | -268.655 | 0 | 2697.921 | 1376.281 | -0.05206 | 0.34981 | -0.05206 | 0.4699 | 137.7631 | 71.6061 | 2447.43 | 2315.291 | 10000 | 2551.625 | 10000 | 2171.913 | 1192.701 | 2684.293 | 10000 | 2472.963 | 5855.855 | 2478.845 | 10000 | Competitive | Competitive | 1 | TRUE | FALSE | 1 | Non-Competitive | 0.766 | Non-Competitive
SCGRMGS8 6225__A FROM_TO | SCGRMGS8 | 6225__A | 186 | 1 | 1 | MRGNCRK_8 | CHINAGRVX2_8 | FROM_TO | 73521.13 | 73336.39 | -26.7991 | 0 | 1238.055 | 2697.918 | -0.09579 | 0.052431 | -0.47329 | 0.052431 | 273.7233 | 180.1516 | 0 | 10000 | 10000 | 10000 | 10000 | 943.187 | 6501.561 | 10000 | 10000 | 3756.793 | 5013.404 | 10000 | 10000 | Non-Competitive | Non-Competitive | 0 | TRUE | FALSE | 1 | Non-Competitive | 0.6875 | Non-Competitive
SCGRMGS8 6225__A TO_FROM | SCGRMGS8 | 6225__A | 186 | 1 | 1 | MRGNCRK_8 | CHINAGRVX2_8 | TO_FROM | 73521.13 | 74458.1 | -270.599 | 0 | 2697.917 | 1376.281 | -0.05243 | 0.35234 | -0.05243 | 0.47329 | 138.7524 | 72.1196 | 2447.43 | 2315.29 | 10000 | 2551.625 | 10000 | 2171.919 | 1192.733 | 2684.293 | 10000 | 2472.962 | 5855.836 | 2478.844 | 10000 | Competitive | Competitive | 1 | TRUE | FALSE | 1 | Non-Competitive | 0.6875 | Non-Competitive
SCHYWIN8 6100__F FROM_TO | SCHYWIN8 | 6100__F | 171 | 3 | 3 | DOLRHIDE_8 | NOTSW_1_8 | FROM_TO | 73521.13 | 73692.13 | 0 | 0 | 788.798 | 10000 | 0 | 0 | -1 | 0 | 0 | 0 | 0 | [10 empty] | 0 | 0 | Competitive | Competitive | 1 | FALSE | TRUE | 1 | Non-Competitive | 0.7185 | Non-Competitive
SCHYWIN8 6100__F TO_FROM | SCHYWIN8 | 6100__F | 171 | 3 | 3 | DOLRHIDE_8 | NOTSW_1_8 | TO_FROM | 73521.13 | 152.6 | 0 | 0 | 10000 | 788.798 | 0 | 1 | 0 | 1 | 305.2 | 0 | 0 | 10000 |  | 10000 |  | 10000 |  | 10000 |  | 10000 |  | 10000 | 0 | Non-Competitive | Non-Competitive | 0 | TRUE | FALSE | 1 | Non-Competitive | 0.7185 | Non-Competitive
SCHYWIN8 6430__C FROM_TO | SCHYWIN8 | 6430__C | 179 | 3 | 3 | MOSS_8 | AMOCNCTA_8 | FROM_TO | 73521.13 | 73491.5 | 58.3292 | 0 | 1604.956 | 10000 | -0.07306 | 0.017715 | -0.64764 | 0.065139 | 198.1901 | 161.7406 | 0 |  | 9790.142 | 4090.102 | 10000 | 731.674 | 9809.336 | 5018.601 | 10000 | 1940.12 | 9938.547 | 4847.823 | 9938.014 | Non-Competitive | Non-Competitive | 0 | TRUE | FALSE | 1 | Non-Competitive | 0.734 | Non-Competitive
SCHYWIN8 6430__C TO_FROM | SCHYWIN8 | 6430__C | 179 | 3 | 3 | MOSS_8 | AMOCNCTA_8 | TO_FROM | 73521.13 | 75249.09 | -196.861 | 0 | 10000 | 1604.957 | -0.01772 | 0.41906 | -0.06514 | 0.64765 | 69.3346 | -171.458 | 0 | 4564.475 |  | 10000 | 5018.601 | 3917.659 | 836.83 | 10000 | 5018.601 | 8379.569 | 2257.278 | 8426.763 | 5294.644 | Competitive | Competitive | 1 | TRUE | FALSE | 1 | Non-Competitive | 0.734 | Non-Competitive
SCISPUT8 LENSW_PUTN2_1 FROM_TO | SCISPUT8 | LENSW_PUTN2_1 | 72 | 2 | 2 | LEONSW_8 | PUTN4A | FROM_TO | 73521.13 | 73475.81 | -172.236 | 0 | 1757.945 | 1109.32 | -0.01952 | 0.1029 | -0.49139 | 0.18318 | 93.4979 | 29.2266 | 4931.83 | 10000 |  | 10000 | 3097.579 | 1569.823 | 2050.687 | 10000 | 3169.801 | 3650.567 | 3055.776 | 10000 | 3169.382 | Competitive | Non-Competitive | 0 | TRUE | FALSE | 1 | Non-Competitive | 0.6795 | Non-Competitive
SCISPUT8 LENSW_PUTN2_1 TO_FROM | SCISPUT8 | LENSW_PUTN2_1 | 72 | 2 | 2 | LEONSW_8 | PUTN4A | TO_FROM | 73521.13 | 72943.11 | -69.918 | 0 | 1109.319 | 1757.945 | -0.01976 | 0.048303 | -0.18318 | 0.49139 | 177.107 | -58.787 | 0 | 1977.835 |  | 1702.385 | 6002.144 | 796.6 | 1874.779 | 3055.795 | 6329.763 | 1039.265 | 4480.594 | 1815.728 | 6316.297 | Competitive | Non-Competitive | 0 | TRUE | FALSE | 1 | Non-Competitive | 0.6795 | Non-Competitive
SCITWEI8 CLARK__LON_HI1_1 FROM_TO | SCITWEI8 | CLARK__LON_HI1_1 | 207 | 1 | 1 | LON_HILL4A | CLARK_WD4A | FROM_TO | 73521.13 | 73659.44 | 68.277 | 0 | 0 | 783.721 | 0 | 0.000929 | -0.99907 | 0.000929 | 68.8153 | 68.8336 | 0 |  |  | 783.721 |  | 783.721 |  | 783.721 |  | 783.721 |  | 783.721 | 0 | Competitive | Competitive | 1 | FALSE | TRUE | 1 | Non-Competitive | 0.703 | Non-Competitive
SCITWEI8 CLARK__LON_HI1_1 TO_FROM | SCITWEI8 | CLARK__LON_HI1_1 | 207 | 1 | 1 | LON_HILL4A | CLARK_WD4A | TO_FROM | 73521.13 | 92690.8 | -68.3313 | 0 | 783.721 | 0 | -0.00093 | 0 | -0.00093 | 0.99907 | -68.3322 | -62.7591 | 5931.83 |  |  |  | 913.719 |  | 913.719 |  | 913.719 |  | 913.719 | 0 | 913.719 | Competitive | Competitive | 1 | FALSE | TRUE | 1 | Non-Competitive | 0.703 | Non-Competitive
SCMNCPS5 651__B FROM_TO | SCMNCPS5 | 651__B | 185 | 1 | 1 | COMCHESS1_8 | COMANCHE_T8 | FROM_TO | 73521.13 | 73117.4 | -85.5461 | 0 | 1085.967 | 2078.178 | -0.07216 | 0.037557 | -0.67652 | 0.24136 | 456.5474 | -58.5009 | 0 | 899.745 | 7615.818 | 815.311 | 7457.66 | 620.864 | 2075.647 | 899.745 | 10000 | 771.317 | 4697.166 | 869.785 | 8400.656 | Non-Competitive | Non-Competitive | 0 | TRUE | FALSE | 1 | Non-Competitive | 0.789 | Non-Competitive
SCMNCPS5 651__B TO_FROM | SCMNCPS5 | 651__B | 185 | 1 | 1 | COMCHESS1_8 | COMANCHE_T8 | TO_FROM | 73521.13 | 73508.05 | -454.163 | 0 | 2078.178 | 1085.967 | -0.02893 | 0.12067 | -0.24136 | 0.67652 | 182.4953 | -62.3836 | 0 | 6096.386 | 2932.097 | 7841.634 | 2485.512 | 1863.785 | 902.357 | 7841.634 | 2519.424 | 3607.499 | 1591.424 | 5957.047 | 2656.523 | Competitive | Competitive | 1 | TRUE | FALSE | 1 | Non-Competitive | 0.789 | Non-Competitive
SCMNSAR5 1800__A FROM_TO | SCMNSAR5 | 1800__A | 393 | 1 | 1 | LEONSW_8 | FLATCRK_T8 | FROM_TO | 73521.13 | 73698.79 | -196.113 | 0 | 860.648 | 2631.106 | -0.05471 | 0.060082 | -0.37425 | 0.33231 | 321.9437 | -153.987 | 0 | 856.692 | 6844.667 | 856.692 | 6875.437 | 843.274 | 1616.361 | 1262.089 | 10000 | 996.379 | 5950.703 | 978.847 | 8193.398 | Competitive | Competitive | 1 | TRUE | FALSE | 1 | Non-Competitive | 0.6955 | Non-Competitive
SCMNSAR5 1800__A TO_FROM | SCMNSAR5 | 1800__A | 393 | 1 | 1 | LEONSW_8 | FLATCRK_T8 | TO_FROM | 73521.13 | 73989.87 | -318.29 | 0 | 2631.106 | 779.034 | -0.05038 | 0.37426 | -0.33231 | 0.37426 | 237.2431 | 100.6206 | 3665.63 | 4201.82 | 2626.21 | 10000 | 2767.847 | 1379.514 | 2270.426 | 10000 | 3317.112 | 5797.291 | 2951.72 | 6471.227 | 3077.44 | Competitive | Competitive | 1 | TRUE | FALSE | 1 | Non-Competitive | 0.6955 | Non-Competitive
SCMNSAR5 670__B FROM_TO | SCMNSAR5 | 670__B | 124 | 1 | 1 | BRNWDSW_8 | CAMPBOW_P8 | FROM_TO | 73521.13 | 73514.58 | -117.839 | 0 | 1317.466 | 1034.098 | -0.01774 | 0.035676 | -0.55975 | 0.36085 | 127.4271 | 6.2112 | 0 | 10000 |  | 10000 | 2615.331 | 1007.588 | 1834.844 | 10000 | 2570.105 | 2539.239 | 2327.82 | 10000 | 2782.572 | Competitive | Non-Competitive | 0 | TRUE | FALSE | 1 | Non-Competitive | 0.672 | Non-Competitive
SCMNSAR5 670__B TO_FROM | SCMNSAR5 | 670__B | 124 | 1 | 1 | BRNWDSW_8 | CAMPBOW_P8 | TO_FROM | 73521.13 | 73338.23 | -136.593 | 0 | 1037.301 | 1317.466 | -0.03568 | 0.035026 | -0.36085 | 0.55975 | 189.8049 | -68.194 | 0 | 5299.494 | 10000 | 849.413 | 10000 | 870.052 | 1131.604 | 2192.829 | 10000 | 826.03 | 2863.547 | 868.756 | 10000 | Competitive | Non-Competitive | 0 | TRUE | FALSE | 1 | Non-Competitive | 0.672 | Non-Competitive
SCNSCN38 850__C FROM_TO | SCNSCN38 | 850__C | 334 | 5 | 5 | ALLENSW_W8 | PL_CUSTR1_8 | FROM_TO | 73521.13 | 73440.75 | 219.2449 | 0 | 3983.268 | 1137.112 | -0.04513 | 0.023626 | -0.83903 | 0.066936 | 401.4389 | 243.8384 | 0 | 10000 | 10000 | 3307.612 | 6580.557 | 1013.801 | 3135.67 | 5027.565 | 10000 | 1308.117 | 5751.743 | 2867.807 | 8069.871 | Non-Competitive | Non-Competitive | 0 | TRUE | FALSE | 1 | Non-Competitive | 0.742 | Non-Competitive
SCNSCN38 850__C TO_FROM | SCNSCN38 | 850__C | 334 | 5 | 5 | ALLENSW_W8 | PL_CUSTR1_8 | TO_FROM | 73521.13 | 82568.05 | -357.385 | 0 | 1137.113 | 3714.353 | -0.02363 | 0.045132 | -0.06694 | 0.83903 | -245.286 | -274.241 | 2946.13 | 5741.182 | 10000 | 4290.869 | 3722.416 | 2348.821 | 1085.86 | 5741.182 | 5027.565 | 4412.712 | 1410.537 | 5887.006 | 3211.547 | Competitive | Competitive | 1 | TRUE | FALSE | 1 | Non-Competitive | 0.742 | Non-Competitive
SCOLBAL8 BALG_HUMBLT1_1 FROM_TO | SCOLBAL8 | BALG_HUMBLT1_1 | 27 | 6 | 6 | BALG2A | BALEXTP2 | FROM_TO | 73521.13 | 73473.33 | -14.7846 | 0 | 516.659 | 1656.201 | -0.00312 | 0.018316 | -0.75728 | 0.12783 | 62.919 | -13.9951 | 0 |  |  | 2026.312 | 3970.137 | 784.611 | 1190.529 | 4634.683 | 5105.286 | 901.171 | 2247.706 | 1990.804 | 4397.571 | Competitive | Non-Competitive | 0 | FALSE | FALSE | 1 | Non-Competitive | 0.6875 | Non-Competitive
SCOLBAL8 BALG_HUMBLT1_1 TO_FROM | SCOLBAL8 | BALG_HUMBLT1_1 | 27 | 6 | 6 | BALG2A | BALEXTP2 | TO_FROM | 73521.13 | 73598.13 | -52.7562 | 0 | 1326.657 | 516.659 | -0.00719 | 0.004831 | -0.12783 | 0.75728 | 17.1578 | -3.3805 | 0 |  |  | 5252.02 | 3029.385 | 1114.275 | 2366.182 | 5232.56 | 3029.385 | 1844.169 | 2850.968 | 4098.556 | 3048.01 | Competitive | Competitive | 1 | FALSE | FALSE | 1 | Non-Competitive | 0.6875 | Non-Competitive
SCOLBAL8 DRSY_SANA_T1_1 FROM_TO | SCOLBAL8 | DRSY_SANA_T1_1 | 30 | 6 | 6 | SANA_TAP2A | DRSY2A | FROM_TO | 73521.13 | 73531.99 | -21.2705 | 0 | 1304.59 | 759.976 | -0.00519 | 0.003853 | -0.39913 | 0.22917 | 25.7938 | 13.189 | 2482.03 |  |  | 10000 | 2710.336 | 959.195 | 1726.96 | 10000 | 2506.772 | 1387.638 | 2399.652 | 10000 | 3059.044 | Competitive | Competitive | 1 | FALSE | FALSE | 1 | Non-Competitive | 0.742 | Non-Competitive
SCOLBAL8 DRSY_SANA_T1_1 TO_FROM | SCOLBAL8 | DRSY_SANA_T1_1 | 30 | 6 | 6 | SANA_TAP2A | DRSY2A | TO_FROM | 73521.13 | 73494.45 | -26.9771 | 0 | 746.073 | 1440.444 | -0.00385 | 0.011276 | -0.22917 | 0.39913 | 36.1772 | -14.8105 | 0 |  |  | 2943.093 | 10000 | 864.248 | 1068.697 | 2264.393 | 10000 | 1094.229 | 1580.055 | 2554.648 | 10000 | Competitive | Non-Competitive | 0 | FALSE | FALSE | 1 | Non-Competitive | 0.742 | Non-Competitive
SCOLPAW5 COLETO_KENEDS1_1 FROM_TO | SCOLPAW5 | COLETO_KENEDS1_1 | 207 | 1 | 1 | COLETO4A | KENEDYSW4A | FROM_TO | 73521.13 | 73618.13 | -173.581 | 0 | 1542.264 | 1413.34 | -0.0381 | 0.12055 | -0.287 | 0.12198 | 173.4456 | -71.5528 | 0 | 1662.603 | 8436.109 | 5122.015 | 8255.046 | 1071.997 | 1829.841 | 8640.16 | 8436.109 | 3828.732 | 5406.527 | 4046.115 | 8581.872 | Competitive | Competitive | 1 | TRUE | FALSE | 1 | Non-Competitive | 0.6875 | Non-Competitive
SCOLPAW5 COLETO_KENEDS1_1 TO_FROM | SCOLPAW5 | COLETO_KENEDS1_1 | 207 | 1 | 1 | COLETO4A | KENEDYSW4A | TO_FROM | 73521.13 | 72592.63 | -195.474 | 0 | 1389.035 | 1494.978 | -0.12055 | 0.038101 | -0.12198 | 0.287 | 317.6285 | -52.7548 | 0 | 8436.109 | 2471.696 | 8163.616 | 5122.015 | 1466.891 | 1434.495 | 8436.109 | 8640.16 | 4654.856 | 4696.492 | 8533.175 | 4975.535 | Competitive | Non-Competitive | 0 | TRUE | FALSE | 1 | Non-Competitive | 0.6875 | Non-Competitive
SCOLPAW5 COLETO_VICTOR1_1 FROM_TO | SCOLPAW5 | COLETO_VICTOR1_1 | 320 | 1 | 1 | COLETO4A | VICTORIA4A | FROM_TO | 73521.13 | 73533.31 | -28.0522 | 0 | 1240.03 | 2406.84 | -0.14018 | 0.22212 | -0.15049 | 0.22503 | 315.792 | -130.146 | 0 | 3140.11 | 2447.429 | 10000 | 3372.154 | 2136.769 | 1125.694 | 10000 | 3372.154 | 7203.429 | 2502.944 | 7556.055 | 2893.823 | Competitive | Competitive | 1 | TRUE | FALSE | 1 | Non-Competitive | 0.695 | Non-Competitive
SCOLPAW5 COLETO_VICTOR1_1 TO_FROM | SCOLPAW5 | COLETO_VICTOR1_1 | 320 | 1 | 1 | COLETO4A | VICTORIA4A | TO_FROM | 73521.13 | 73919.42 | -423.678 | 0 | 2406.839 | 1361.203 | -0.22212 | 0.14018 | -0.22503 | 0.15049 | 216.1399 | -79.9001 | 0 | 2447.429 | 5028.52 | 3372.154 | 10000 | 1094.266 | 3071.653 | 3372.154 | 10000 | 2495.831 | 8325.634 | 2893.823 | 8742.902 | Competitive | Competitive | 1 | TRUE | FALSE | 1 | Non-Competitive | 0.695 | Non-Competitive
SCOLPAW5 COLETO_VICTOR2_1 FROM_TO | SCOLPAW5 | COLETO_VICTOR2_1 | 320 | 1 | 1 | COLETO4A | VICTORIA4A | FROM_TO | 73521.13 | 73473.75 | -28.8613 | 0 | 1361.201 | 2406.841 | -0.14422 | 0.22852 | -0.15482 | 0.23152 | 324.8914 | -133.896 | 0 | 3140.104 | 2447.435 | 10000 | 3372.163 | 2136.763 | 1125.676 | 10000 | 3372.163 | 7203.425 | 2502.957 | 7556.044 | 2893.834 | Non-Competitive | Non-Competitive | 0 | TRUE | FALSE | 1 | Non-Competitive | 0.953 | Non-Competitive
SCOLPAW5 COLETO_VICTOR2_1 TO_FROM | SCOLPAW5 | COLETO_VICTOR2_1 | 320 | 1 | 1 | COLETO4A | VICTORIA4A | TO_FROM | 73521.13 | 73879.58 | -435.888 | 0 | 2529.754 | 1240.029 | -0.22852 | 0.14422 | -0.23152 | 0.15482 | 222.3693 | -82.2023 | 0 | 2447.435 | 5028.514 | 3372.163 | 10000 | 1094.246 | 3071.641 | 3372.163 | 10000 | 2495.845 | 8325.637 | 2893.834 | 8742.898 | Competitive | Competitive | 1 | TRUE | FALSE | 1 | Non-Competitive | 0.953 | Non-Competitive
SCREFAL8 FREER_SAN_DI1_1 FROM_TO | SCREFAL8 | FREER_SAN_DI1_1 | 38 | 1 | 1 | FREER2A | SAN_DIEG2A | FROM_TO | 73521.13 | 73419.48 | -5.817 | 0 | 1288.396 | 1642.702 | -0.01741 | 0.028084 | -0.18252 | 0.58567 | 56.5531 | 14.722 | 0 | 2609.88 |  | 2609.88 | 2468.869 | 837.044 | 1413.181 | 2609.88 | 4325.462 | 2181.986 | 2188.553 | 2669.388 | 2466.152 | Competitive | Non-Competitive | 0 | TRUE | FALSE | 1 | Non-Competitive | 0.7265 | Non-Competitive
SCREFAL8 FREER_SAN_DI1_1 TO_FROM | SCREFAL8 | FREER_SAN_DI1_1 | 38 | 1 | 1 | FREER2A | SAN_DIEG2A | TO_FROM | 73521.13 | 73571.52 | -48.5482 | 0 | 1642.702 | 1265.712 | -0.0255 | 0.017405 | -0.58567 | 0.18252 | 8.06 | -35.3814 | 0 |  | 5000 | 1196.5 | 5000 | 845.433 | 915.532 | 4325.462 | 5000 | 1182.938 | 3153.389 | 1280.697 | 5000 | Competitive | Competitive | 1 | TRUE | FALSE | 1 | Non-Competitive | 0.7265 | Non-Competitive
SCRNLCR8 CR101T_HACKBT1_1 FROM_TO | SCRNLCR8 | CR101T_HACKBT1_1 | 151 | 3 | 3 | HACKBTAP4A | CR101TAP4A | FROM_TO | 73521.13 | 73344.81 | -205.854 | 0 | 1231.539 | 1520.003 | -0.05358 | 0.095807 | -0.67664 | 0.31019 | 270.3767 | 60.9622 | 0 | 4245.489 | 10000 | 4642.169 | 10000 | 1501.144 | 1952.938 | 4642.169 | 10000 | 3578.321 | 7648.181 | 4725.608 | 10000 | Competitive | Non-Competitive | 0 | TRUE | FALSE | 1 | Non-Competitive | 0.7425 | Non-Competitive
SCRNLCR8 CR101T_HACKBT1_1 TO_FROM | SCRNLCR8 | CR101T_HACKBT1_1 | 151 | 3 | 3 | HACKBTAP4A | CR101TAP4A | TO_FROM | 73521.13 | 73263.26 | -188.314 | 0 | 1558.076 | 1231.539 | -0.09581 | 0.20431 | -0.31019 | 0.67664 | 229.2494 | 188.6867 | 1111.83 | 3109.583 | 10000 | 3353.148 | 10000 | 2625.658 | 2518.398 | 3353.148 | 10000 | 3345.925 | 7200.906 | 3356.298 | 10000 | Competitive | Non-Competitive | 0 | TRUE | FALSE | 0 | Non-Competitive | 0.7425 | Non-Competitive
SCRNLCR8 RIOP_WDWRDT1_1 FROM_TO | SCRNLCR8 | RIOP_WDWRDT1_1 | 170 | 3 | 3 | RIOP4A | WDWRDTP4A | FROM_TO | 73521.13 | 73502.44 | -46.6445 | 0 | 1623.402 | 10000 | -0.04693 | 0.098475 | -0.86682 | 0.098475 | 186.0812 | 164.1766 | 1194.33 | 3103.728 | 10000 | 3217.982 | 10000 | 1566.079 | 3673.169 | 3217.982 | 10000 | 3155.119 | 7921.838 | 3234.926 | 10000 | Non-Competitive | Non-Competitive | 0 | TRUE | FALSE | 1 | Non-Competitive | 0.711 | Non-Competitive
SCRNLCR8 RIOP_WDWRDT1_1 TO_FROM | SCRNLCR8 | RIOP_WDWRDT1_1 | 170 | 3 | 3 | RIOP4A | WDWRDTP4A | TO_FROM | 73521.13 | 73974.83 | -174.011 | 0 | 10000 | 1623.402 | -0.02796 | 0.86682 | -0.09847 | 0.86682 | 125.6486 | -50.6765 | 0 | 5212.875 | 10000 | 10000 | 10000 | 2896.86 | 1035.669 | 10000 | 10000 | 9457.324 | 2732.99 | 9525.824 | 10000 | Competitive | Competitive | 1 | TRUE | FALSE | 1 | Non-Competitive | 0.711 | Non-Competitive
SCRNODE8 16TH_WRD2_1 FROM_TO | SCRNODE8 | 16TH_WRD2_1 | 143 | 7 | 7 | TN16TH_ST_1 | TNWDWRDTAP1 | FROM_TO | 73521.13 | 73747.64 | -189.961 | 0 | 1239.612 | 1541.703 | -0.03576 | 0.049567 | -0.15211 | 0.37926 | 108.8343 | -19.4747 | 0 | 4632.618 | 10000 | 4632.618 | 10000 | 1488.329 | 1110.72 | 4632.618 | 10000 | 3134.364 | 4623.897 | 4805.671 | 10000 | Competitive | Competitive | 1 | TRUE | FALSE | 1 | Non-Competitive | 0.6955 | Non-Competitive
SCRNODE8 16TH_WRD2_1 TO_FROM | SCRNODE8 | 16TH_WRD2_1 | 143 | 7 | 7 | TN16TH_ST_1 | TNWDWRDTAP1 | TO_FROM | 73521.13 | 73354.8 | -62.7407 | 0 | 1572.935 | 1239.537 | -0.04957 | 0.15211 | -0.37926 | 0.15211 | 205.5489 | 172.768 | 1111.83 | 3201.062 | 10000 | 3344.897 | 10000 | 2027.153 | 2677.317 | 3344.897 | 10000 | 3317.785 | 5885.431 | 3363.694 | 10000 | Competitive | Non-Competitive | 0 | TRUE | FALSE | 0 | Non-Competitive | 0.6955 | Non-Competitive
SCRNODE8 6427__A FROM_TO | SCRNODE8 | 6427__A | 151 | 7 | 7 | PERMIANB_8 | HACKBTAP4A | FROM_TO | 73521.13 | 73244.87 | -169.236 | 0 | 1229.735 | 2837.815 | -0.06999 | 0.10112 | -0.70207 | 0.10112 | 345.0256 | 87.9258 | 0 | 2453.579 | 10000 | 4629.77 | 10000 | 1353.999 | 2032.816 | 4629.77 | 10000 | 2926.394 | 7792.534 | 3382.531 | 10000 | Non-Competitive | Non-Competitive | 0 | TRUE | FALSE | 1 | Non-Competitive | 0.7265 | Non-Competitive
SCRNODE8 6427__A TO_FROM | SCRNODE8 | 6427__A | 151 | 7 | 7 | PERMIANB_8 | HACKBTAP4A | TO_FROM | 73521.13 | 72129.14 | -252.68 | 0 | 2837.818 | 1229.735 | -0.10112 | 0.25634 | -0.10112 | 0.70207 | 285.9691 | 222.7412 | 1111.83 | 3103.801 | 3822.253 | 3352.25 | 10000 | 2639.685 | 2177.535 | 3352.25 | 10000 | 3341.068 | 5450.326 | 3351.283 | 5928.4 | Non-Competitive | Non-Competitive | 0 | TRUE | FALSE | 0 | Non-Competitive | 0.7265 | Non-Competitive
SCRNODE8 BARL_FTSW1_1 FROM_TO | SCRNODE8 | BARL_FTSW1_1 | 38 | 7 | 7 | FTSW2A | BARL2A | FROM_TO | 73521.13 | 73464.68 | -28.81 | 0 | 1555.927 | 1241.001 | -0.0151 | 0.038724 | -0.25771 | 0.26191 | 52.3354 | 42.6324 | 1111.83 | 3352.027 |  | 3352.027 | 10000 | 2368.803 | 2470.296 | 3352.027 | 10000 | 3333.54 | 5674.411 | 3408.904 | 10000 | Competitive | Non-Competitive | 0 | TRUE | FALSE | 0 | Non-Competitive | 0.8045 | Non-Competitive
SCRNODE8 BARL_FTSW1_1 TO_FROM | SCRNODE8 | BARL_FTSW1_1 | 38 | 7 | 7 | FTSW2A | BARL2A | TO_FROM | 73521.13 | 73503.29 | -47.6413 | 0 | 1240.015 | 1611.217 | -0.01066 | 0.015101 | -0.26191 | 0.25772 | 42.721 | 3.9926 | 0 |  |  | 4631.161 | 10000 | 1444.604 | 1379.815 | 4631.161 | 10000 | 3030.331 | 6398.821 | 4802.201 | 10000 | Competitive | Non-Competitive | 0 | FALSE | FALSE | 1 | Non-Competitive | 0.8045 | Non-Competitive
SCRSBAT9 UVALDE_69A1 FROM_TO | SCRSBAT9 | UVALDE_69A1 | 40.7 | 4 | 4 | UVALDE2A | UVALDE4A | FROM_TO | 73521.13 | 73716.14 | -26.6493 | 0 | 1053.289 | 1599.05 | -0.02511 | 0.006616 | -0.08732 | 0.69247 | 23.7368 | -13.2882 | 0 |  | 10000 | 4974.49 | 10000 | 967.234 | 1456.773 | 10000 | 10000 | 1025.637 | 7461.555 | 7248.973 | 10000 | Competitive | Competitive | 1 | TRUE | FALSE | 1 | Non-Competitive | 0.6875 | Non-Competitive
SCRSBAT9 UVALDE_69A1 TO_FROM | SCRSBAT9 | UVALDE_69A1 | 40.7 | 4 | 4 | UVALDE2A | UVALDE4A | TO_FROM | 73521.13 | 73540.85 | -12.3363 | 0 | 1458.448 | 1009.643 | -0.00148 | 0.025114 | -0.69247 | 0.087319 | 26.6729 | 23.8354 | 3533.23 | 10000 |  | 9253.831 | 2021.819 | 1275.821 | 1698.22 | 10000 | 2320.01 | 6828.324 | 1833.5 | 9649.297 | 2149.117 | Competitive | Competitive | 1 | TRUE | FALSE | 1 | Non-Competitive | 0.6875 | Non-Competitive
SCRYTUR9 ASHERTON_69A1 FROM_TO | SCRYTUR9 | ASHERTON_69A1 | 40.7 | 2 | 2 | ASHERTON2A | ASHERTON4A | FROM_TO | 73521.13 | 92690.8 | -30.0783 | 0 | 783.721 | 0 | -0.00041 | 0 | -0.00041 | 0.99959 | -30.0787 | -27.6255 | 5931.83 |  |  |  | 913.719 |  | 913.719 |  | 913.719 |  | 913.719 | 0 | 913.719 | Competitive | Competitive | 1 | FALSE | TRUE | 1 | Non-Competitive | 0.6875 | Non-Competitive
SCRYTUR9 ASHERTON_69A1 TO_FROM | SCRYTUR9 | ASHERTON_69A1 | 40.7 | 2 | 2 | ASHERTON2A | ASHERTON4A | TO_FROM | 73521.13 | 73531.54 | 30.0544 | 0 | 0 | 783.721 | 0 | 0.000409 | -0.99959 | 0.000409 | 30.2913 | 30.2994 | 0 |  |  | 783.721 |  | 783.721 |  | 783.721 |  | 783.721 |  | 783.721 | 0 | Competitive | Competitive | 1 | FALSE | TRUE | 1 | Non-Competitive | 0.6875 | Non-Competitive
SCRYTUR9 ASHERT_CARRIZ1_1 FROM_TO | SCRYTUR9 | ASHERT_CARRIZ1_1 | 38 | 2 | 2 | CARRIZO2A | ASHERTON2A | FROM_TO | 73521.13 | 92690.8 | -28.4488 | 0 | 783.721 | 0 | -0.00039 | 0 | -0.00039 | 0.99961 | -28.4492 | -26.1289 | 5931.83 |  |  |  | 913.719 |  | 913.719 |  | 913.719 |  | 913.719 | 0 | 913.719 | Competitive | Competitive | 1 | FALSE | TRUE | 1 | Non-Competitive | 0.7345 | Non-Competitive
SCRYTUR9 ASHERT_CARRIZ1_1 TO_FROM | SCRYTUR9 | ASHERT_CARRIZ1_1 | 38 | 2 | 2 | CARRIZO2A | ASHERTON2A | TO_FROM | 73521.13 | 73530.48 | 28.4262 | 0 | 0 | 783.721 | 0 | 0.000387 | -0.99961 | 0.000387 | 28.6503 | 28.6579 | 0 |  |  | 783.721 |  | 783.721 |  | 783.721 |  | 783.721 |  | 783.721 | 0 | Competitive | Competitive | 1 | FALSE | TRUE | 1 | Non-Competitive | 0.7345 | Non-Competitive
SCSEGLD8 6215__A FROM_TO | SCSEGLD8 | 6215__A | 143 | 1 | 1 | BLUFCKTA_8 | CHINAGRV_8 | FROM_TO | 73521.13 | 73957.78 | -134.24 | 0 | 4767.775 | 1563.445 | -0.01522 | 0.52127 | -0.08463 | 0.60154 | 104.9584 | 66.8831 | 3447.53 | 3243.767 |  | 10000 | 10000 | 2405.919 | 1095.441 | 10000 | 10000 | 6911.665 | 2645.285 | 6996.907 | 10000 | Competitive | Competitive | 1 | TRUE | FALSE | 1 | Non-Competitive | 0.695 | Non-Competitive
SCSEGLD8 6215__A TO_FROM | SCSEGLD8 | 6215__A | 143 | 1 | 1 | BLUFCKTA_8 | CHINAGRV_8 | TO_FROM | 73521.13 | 73516.9 | -14.0479 | 0 | 1681.995 | 4767.756 | -0.03272 | 0.015221 | -0.60154 | 0.084634 | 145.546 | 103.8234 | 0 |  | 10000 | 5806.551 | 10000 | 941.55 | 3710.038 | 6114.921 | 10000 | 2097.076 | 5898.167 | 6485.048 | 10000 | Non-Competitive | Non-Competitive | 0 | TRUE | FALSE | 1 | Non-Competitive | 0.695 | Non-Competitive
SCYPCOM8 122T122_1 FROM_TO | SCYPCOM8 | 122T122_1 | 128 | 2 | 2 | L_COMFOR8_1Y | L_RAYMBA8_1Y | FROM_TO | 73521.13 | 73456.22 | 19.2417 | 0 | 1514.159 | 1007.905 | -0.03676 | 0.030759 | -0.44901 | 0.15134 | 157.5028 | 69.6365 | 0 | 10000 | 10000 | 10000 | 10000 | 1104.278 | 2622.323 | 10000 | 10000 | 4253.854 | 8621.956 | 10000 | 10000 | Competitive | Non-Competitive | 0 | TRUE | FALSE | 1 | Non-Competitive | 0.797 | Non-Competitive
SCYPCOM8 122T122_1 TO_FROM | SCYPCOM8 | 122T122_1 | 128 | 2 | 2 | L_COMFOR8_1Y | L_RAYMBA8_1Y | TO_FROM | 73521.13 | 74251.88 | -163.042 | 0 | 954.375 | 1514.159 | -0.00736 | 0.036756 | -0.15134 | 0.44901 | 19.4431 | -91.5502 | 0 | 10000 |  | 10000 | 1583.835 | 1218.863 | 1211.504 | 10000 | 2185.921 | 6428.312 | 1448.656 | 10000 | 1918.957 | Competitive | Competitive | 1 | TRUE | FALSE | 1 | Non-Competitive | 0.797 | Non-Competitive
SDOWMOO8 UVALDE_W_BATE1_1 FROM_TO | SDOWMOO8 | UVALDE_W_BATE1_1 | 122 | 1 | 1 | UVALDE4A | W_BATESV4A | FROM_TO | 73521.13 | 72986.49 | -158.978 | 0 | 1091.918 | 1712.028 | -0.0528 | 0.19326 | -0.24652 | 0.50432 | 251.9489 | -87.1131 | 0 | 2009.295 | 5817.846 | 10000 | 5911.621 | 863.206 | 1038.519 | 10000 | 5817.846 | 1837.441 | 2421.48 | 3263.411 | 7184.624 | Competitive | Non-Competitive | 0 | TRUE | FALSE | 1 | Non-Competitive | 0.6955 | Non-Competitive
SDOWMOO8 UVALDE_W_BATE1_1 TO_FROM | SDOWMOO8 | UVALDE_W_BATE1_1 | 122 | 1 | 1 | UVALDE4A | W_BATESV4A | TO_FROM | 73521.13 | 73457.98 | -162.145 | 0 | 1712.029 | 1034.827 | -0.19326 | 0.052804 | -0.50432 | 0.24652 | 148.3292 | -44.4031 | 0 | 3777.945 | 10000 | 3870.719 | 10000 | 916.908 | 1593.474 | 4651.395 | 10000 | 1892.651 | 5195.994 | 5471.854 | 10000 | Competitive | Non-Competitive | 0 | TRUE | FALSE | 1 | Non-Competitive | 0.6955 | Non-Competitive
SDUKNED8 ADERHO_ELSA1_1 FROM_TO | SDUKNED8 | ADERHO_ELSA1_1 | 235 | 1 | 1 | ELSA4A | ADERHOLDSUB8 | FROM_TO | 73521.13 | 74292.97 | -81.6425 | 0 | 1671.355 | 1130.698 | -0.01131 | 0.037332 | -0.38053 | 0.35486 | -58.3699 | -78.9032 | 0 | 10000 |  | 2535.825 | 3342.604 | 2159.435 | 911.924 | 10000 | 10000 | 2334.301 | 816.348 | 2380.557 | 3896.122 | Competitive | Competitive | 1 | TRUE | FALSE | 1 | Non-Competitive | 0.953 | Non-Competitive
SDUKNED8 ADERHO_ELSA1_1 TO_FROM | SDUKNED8 | ADERHO_ELSA1_1 | 235 | 1 | 1 | ELSA4A | ADERHOLDSUB8 | TO_FROM | 73521.13 | 73948.42 | 58.4398 | 0 | 1117.314 | 1671.355 | -0.03733 | 0.011311 | -0.35486 | 0.38054 | 83.1488 | 73.6465 | 0 |  | 10000 | 2291.129 | 10000 | 786.012 | 4138.49 | 5844.571 | 10000 | 730.723 | 9200.713 | 2546.899 | 10000 | Competitive | Competitive | 1 | TRUE | FALSE | 1 | Non-Competitive | 0.953 | Non-Competitive
SECRBRA8 6438__A FROM_TO | SECRBRA8 | 6438__A | 299 | 8 | 8 | SUN_8 | GOLDENSW_8 | FROM_TO | 73521.13 | 73820.13 | 0 | 0 | 787.756 | 10000 | 0 | 0 | -1 | 0 | 0 | 0 | 0 | [10 empty] | 0 | 0 | Competitive | Competitive | 1 | FALSE | TRUE | 1 | Non-Competitive | 0.7265 | Non-Competitive
SECRBRA8 6438__A TO_FROM | SECRBRA8 | 6438__A | 299 | 8 | 8 | SUN_8 | GOLDENSW_8 | TO_FROM | 73521.13 | 92690.8 | 0 | 0 | 10000 | 787.756 | 0 | 1 | 0 | 1 | 258 | 0 | 0 | 10000 |  | 10000 |  | 10000 |  | 10000 |  | 10000 |  | 10000 | 0 | Competitive | Competitive | 1 | TRUE | FALSE | 1 | Non-Competitive | 0.7265 | Non-Competitive
SECRBRA8 6695__B FROM_TO | SECRBRA8 | 6695__B | 42 | 8 | 8 | SNYDER_9 | AMOCOTAP_9 | FROM_TO | 73521.13 | 73578.67 | -17.8235 | 0 | 1438.476 | 1069.317 | -0.00734 | 0.23876 | -0.17135 | 0.23876 | 32.0402 | -13.9719 | 0 | 3072.778 |  | 10000 | 10000 | 2967.542 | 882.223 | 10000 | 10000 | 5704.493 | 1097.98 | 5726.695 | 10000 | Competitive | Competitive | 1 | TRUE | FALSE | 1 | Non-Competitive | 0.695 | Non-Competitive
SECRBRA8 6695__B TO_FROM | SECRBRA8 | 6695__B | 42 | 8 | 8 | SNYDER_9 | AMOCOTAP_9 | TO_FROM | 73521.13 | 73621.39 | -24.0696 | 0 | 1087.193 | 1438.475 | -0.00012 | 0.007339 | -0.23876 | 0.17135 | 18.0616 | 13.3952 | 0 |  |  | 4620.098 | 10000 | 757.402 | 3669.485 | 4620.098 | 10000 | 2061.731 | 6263.045 | 4326.782 | 10000 | Competitive | Competitive | 1 | FALSE | FALSE | 1 | Non-Competitive | 0.695 | Non-Competitive
SELMTHS5 1030__A FROM_TO | SELMTHS5 | 1030__A | 185 | 1 | 1 | ROGERSHL | ELM_MOTT__8 | FROM_TO | 73521.13 | 74037.79 | -199.825 | 0 | 1295.307 | 1325.643 | -0.01513 | 0.13138 | -0.14528 | 0.65553 | 112.3591 | -99.5443 | 0 | 8944.28 |  | 10000 | 1862.77 | 1366.907 | 1031.314 | 10000 | 10000 | 2649.509 | 1036.113 | 9283.032 | 2980.759 | Competitive | Competitive | 1 | TRUE | FALSE | 1 | Non-Competitive | 0.6955 | Non-Competitive
SELMTHS5 1030__A TO_FROM | SELMTHS5 | 1030__A | 185 | 1 | 1 | ROGERSHL | ELM_MOTT__8 | TO_FROM | 73521.13 | 73575.13 | -12.4466 | 0 | 1422.148 | 1295.307 | -0.13138 | 0.015129 | -0.65553 | 0.14528 | 147.676 | 42.2438 | 0 |  | 10000 | 1862.77 | 10000 | 937 | 1928.344 | 10000 | 10000 | 947.724 | 3502.336 | 2980.759 | 10000 | Competitive | Competitive | 1 | TRUE | FALSE | 1 | Non-Competitive | 0.6955 | Non-Competitive
SELMTHS5 1030__B FROM_TO | SELMTHS5 | 1030__B | 185 | 1 | 1 | ROGERSHL | BOSQUESW8 | FROM_TO | 73521.13 | 73833.25 | -29.0342 | 0 | 1321.945 | 1222.02 | -0.13161 | 0.014903 | -0.17014 | 0.34424 | 131.1066 | 25.6385 | 0 |  | 10000 | 2583.078 | 10000 | 932.438 | 1924.756 | 10000 | 10000 | 963.342 | 3387.309 | 3904.914 | 10000 | Competitive | Competitive | 1 | TRUE | FALSE | 1 | Non-Competitive | 0.7345 | Non-Competitive
SELMTHS5 1030__B TO_FROM | SELMTHS5 | 1030__B | 185 | 1 | 1 | ROGERSHL | BOSQUESW8 | TO_FROM | 73521.13 | 73686.28 | -183.214 | 0 | 1222.02 | 1433.071 | -0.0149 | 0.13161 | -0.34424 | 0.17014 | 128.9415 | -82.9798 | 0 | 8944.721 |  | 10000 | 2583.078 | 1365.106 | 1026.064 | 10000 | 10000 | 2549.755 | 1052.936 | 9279.057 | 3904.914 | Competitive | Competitive | 1 | TRUE | FALSE | 1 | Non-Competitive | 0.7345 | Non-Competitive
SEMPNOR8 3330__C FROM_TO | SEMPNOR8 | 3330__C | 499 | 4 | 4 | LOMBRY1_8 | LKMT1T_8 | FROM_TO | 73521.13 | 74593.2 | -523.308 | 0 | 1863.236 | 1655.806 | -0.07558 | 0.027316 | -0.54988 | 0.3699 | -127.639 | -258.447 | 0 | 2502.523 | 10000 | 2425.079 | 10000 | 2278.055 | 1080.398 | 2425.079 | 10000 | 2363.456 | 3842.848 | 2410.236 | 10000 | Competitive | Competitive | 1 | TRUE | FALSE | 1 | Non-Competitive | 0.711 | Non-Competitive
SEMPNOR8 3330__C TO_FROM | SEMPNOR8 | 3330__C | 499 | 4 | 4 | LOMBRY1_8 | LKMT1T_8 | TO_FROM | 73521.13 | 73438.73 | 223.8751 | 0 | 1644.246 | 1928.673 | -0.02732 | 0.07558 | -0.3699 | 0.54988 | 529.5468 | 268.6933 | 0 | 10000 | 2936.552 | 10000 | 2776.147 | 980.915 | 2584.913 | 10000 | 2776.147 | 3676.735 | 2710.922 | 10000 | 2772.423 | Competitive | Non-Competitive | 0 | TRUE | FALSE | 1 | Non-Competitive | 0.711 | Non-Competitive
SENAWKN9 ECRSW_FMR1 FROM_TO | SENAWKN9 | ECRSW_FMR1 | 28 | 1 | 1 | ENSCRKSS_9 | ENSCRKSS_8 | FROM_TO | 73521.13 | 92690.8 | -19.3738 | 0 | 0 | 783.721 | -0.00026 | 0 | -0.00026 | 0.99974 | -19.3895 | -17.8081 | 5931.83 |  |  |  | 913.719 |  | 913.719 |  | 913.719 |  | 913.719 | 0 | 913.719 | Competitive | Competitive | 1 | FALSE | TRUE | 1 | Non-Competitive | 0.672 | Non-Competitive
SENAWKN9 ECRSW_FMR1 TO_FROM | SENAWKN9 | ECRSW_FMR1 | 28 | 1 | 1 | ENSCRKSS_9 | ENSCRKSS_8 | TO_FROM | 73521.13 | 73529.61 | 19.3893 | 0 | 783.721 | 0 | 0 | 0.000263 | -0.99974 | 0.000263 | 19.5266 | 19.5318 | 0 |  |  | 783.721 |  | 783.721 |  | 783.721 |  | 783.721 |  | 783.721 | 0 | Competitive | Competitive | 1 | FALSE | TRUE | 1 | Non-Competitive | 0.672 | Non-Competitive
SFASSAN9 OAKS9_69_1 FROM_TO | SFASSAN9 | OAKS9_69_1 | 50 | 1 | 1 | OAKSSUB9 | OAKSSUB8 | FROM_TO | 73521.13 | 73892.67 | -72.9494 | 0 | 711.728 | 1465.202 | -0.01099 | 0.067423 | -0.12069 | 0.67438 | -0.2476 | -52.9089 | 0 | 10000 |  | 10000 | 10000 | 1952.433 | 1805.622 | 10000 | 10000 | 7676.167 | 6189.906 | 10000 | 10000 | Competitive | Competitive | 1 | TRUE | FALSE | 1 | Non-Competitive | 0.6795 | Non-Competitive
SFASSAN9 OAKS9_69_1 TO_FROM | SFASSAN9 | OAKS9_69_1 | 50 | 1 | 1 | OAKSSUB9 | OAKSSUB8 | TO_FROM | 73521.13 | 73460.44 | 6.1715 | 0 | 1507.343 | 711.728 | -0.06742 | 0.010989 | -0.67438 | 0.12069 | 90.9306 | 28.5219 | 0 |  | 10000 | 7841.482 | 10000 | 1611.272 | 3089.413 | 10000 | 10000 | 5599.278 | 8467.877 | 8823.246 | 10000 | Competitive | Non-Competitive | 0 | TRUE | FALSE | 1 | Non-Competitive | 0.6795 | Non-Competitive
SFERZ48 E1_M1_1 FROM_TO | SFERZ48 | E1_M1_1 | 214 | 1 | 1 | FIVE_PTS | WSTSIDE | FROM_TO | 73521.13 | 73735.93 | 75.1847 | 0 | 1288.162 | 789.992 | -0.06563 | 0.11351 | -0.30173 | 0.45255 | 148.635 | 16.5517 | 0 | 10000 | 10000 | 10000 | 10000 | 7713.084 | 7188.999 | 10000 | 10000 | 9974.414 | 9615.611 | 10000 | 10000 | Competitive | Competitive | 1 | TRUE | FALSE | 1 | Non-Competitive | 0.68 | Non-Competitive
SFERZ48 E1_M1_1 TO_FROM | SFERZ48 | E1_M1_1 | 214 | 1 | 1 | FIVE_PTS | WSTSIDE | TO_FROM | 73521.13 | 73699.32 | -122.096 | 0 | 789.992 | 1263.739 | -0.11351 | 0.065634 | -0.45255 | 0.30173 | 133.1878 | -37.3388 | 0 | 10000 | 10000 | 10000 | 10000 | 5832.9 | 7763.529 | 10000 | 10000 | 9440.061 | 9974.745 | 10000 | 10000 | Competitive | Competitive | 1 | TRUE | FALSE | 1 | Non-Competitive | 0.68 | Non-Competitive
SFLCMDL5 6215__A FROM_TO | SFLCMDL5 | 6215__A | 143 | 1 | 1 | BLUFCKTA_8 | CHINAGRV_8 | FROM_TO | 73521.13 | 73166.61 | -142.671 | 0 | 3232.473 | 1594.609 | -0.01518 | 0.52227 | -0.08433 | 0.60212 | 170.9849 | 128.562 | 2613.23 | 2680.02 |  | 5341.885 | 10000 | 1984.694 | 1081.16 | 10000 | 10000 | 5071.356 | 2437.341 | 5165.374 | 10000 | Non-Competitive | Non-Competitive | 0 | TRUE | FALSE | 1 | Non-Competitive | 0.703 | Non-Competitive
SFLCMDL5 6215__A TO_FROM | SFLCMDL5 | 6215__A | 143 | 1 | 1 | BLUFCKTA_8 | CHINAGRV_8 | TO_FROM | 73521.13 | 73502.77 | -79.4204 | 0 | 1542.98 | 3232.469 | -0.03734 | 0.015176 | -0.60212 | 0.084332 | 154.0553 | 105.7153 | 0 |  | 10000 | 6038.224 | 3708.442 | 936.453 | 3667.304 | 6771.843 | 10000 | 1967.776 | 4935.344 | 6918.133 | 4942.48 | Non-Competitive | Non-Competitive | 0 | TRUE | FALSE | 1 | Non-Competitive | 0.703 | Non-Competitive
SFLCMDL5 6470__D FROM_TO | SFLCMDL5 | 6470__D | 179 | 1 | 1 | MCDONALD_8 | FORSANTA_8 | FROM_TO | 73521.13 | 73456.65 | -178.357 | 0 | 1224.415 | 3134.248 | -0.05788 | 0.24038 | -0.68655 | 0.24038 | 223.2717 | 19.7391 | 0 | 3281.164 | 3879.98 | 3670.142 | 3879.98 | 1761.22 | 3792.362 | 5127.463 | 3984.179 | 3929.767 | 3862.533 | 4003.623 | 3866.459 | Non-Competitive | Non-Competitive | 0 | TRUE | FALSE | 1 | Non-Competitive | 0.781 | Non-Competitive
SFLCMDL5 6470__D TO_FROM | SFLCMDL5 | 6470__D | 179 | 1 | 1 | MCDONALD_8 | FORSANTA_8 | TO_FROM | 73521.13 | 73362.2 | -155.476 | 0 | 3134.249 | 1224.415 | -0.07544 | 0.68655 | -0.24038 | 0.68655 | 213.9452 | 182.2792 | 1875.63 | 1438.007 | 8777.605 | 10000 | 8777.605 | 1351.28 | 1839.949 | 10000 | 10000 | 4641.668 | 6020.971 | 4657.541 | 7609.5 | Non-Competitive | Non-Competitive | 0 | TRUE | FALSE | 0 | Non-Competitive | 0.781 | Non-Competitive
SFLCMGS5 6215__A FROM_TO | SFLCMGS5 | 6215__A | 143 | 1 | 1 | BLUFCKTA_8 | CHINAGRV_8 | FROM_TO | 73521.13 | 73114.83 | -142.201 | 0 | 3232.473 | 1627.799 | -0.01518 | 0.52227 | -0.08433 | 0.60212 | 175.3691 | 133.4058 | 2613.23 | 2680.02 |  | 5341.885 | 10000 | 1933.375 | 1092.699 | 10000 | 10000 | 5061.638 | 2472.684 | 5165.374 | 10000 | Non-Competitive | Non-Competitive | 0 | TRUE | FALSE | 1 | Non-Competitive | 0.789 | Non-Competitive
SFLCMGS5 6215__A TO_FROM | SFLCMGS5 | 6215__A | 143 | 1 | 1 | BLUFCKTA_8 | CHINAGRV_8 | TO_FROM | 73521.13 | 73503.61 | -83.4394 | 0 | 1578.314 | 3232.469 | -0.03734 | 0.015176 | -0.60212 | 0.084332 | 153.5481 | 101.365 | 0 |  | 10000 | 6038.224 | 3177.791 | 945.107 | 3145.525 | 6771.843 | 10000 | 1990.998 | 4369.878 | 6918.133 | 4375.796 | Non-Competitive | Non-Competitive | 0 | TRUE | FALSE | 1 | Non-Competitive | 0.789 | Non-Competitive
SFLCMGS5 6465__B FROM_TO | SFLCMGS5 | 6465__B | 143 | 1 | 1 | MIDLDWNT_8 | SPRABERY_8 | FROM_TO | 73521.13 | 73615.71 | -146.071 | 0 | 1033.014 | 1253.179 | -0.05179 | 0.10423 | -0.28334 | 0.28691 | 115.7344 | -42.653 | 0 | 2375.657 | 10000 | 2375.657 | 10000 | 1981.137 | 1029.322 | 10000 | 10000 | 2621.987 | 2925.751 | 2683.683 | 10000 | Competitive | Competitive | 1 | TRUE | FALSE | 1 | Non-Competitive | 0.75 | Non-Competitive
SFLCMGS5 6465__B TO_FROM | SFLCMGS5 | 6465__B | 143 | 1 | 1 | MIDLDWNT_8 | SPRABERY_8 | TO_FROM | 73521.13 | 73490.9 | -90.6964 | 0 | 1273.757 | 1052.704 | -0.10423 | 0.11622 | -0.28691 | 0.28334 | 151.6728 | -60.5727 | 0 | 1598.85 | 2924.727 | 1624.141 | 2924.727 | 982.281 | 2875.821 | 2704.648 | 10000 | 1475.357 | 3177.293 | 1498.838 | 3177.614 | Competitive | Non-Competitive | 0 | TRUE | FALSE | 1 | Non-Competitive | 0.75 | Non-Competitive
SFLCMGS5 6470__B FROM_TO | SFLCMGS5 | 6470__B | 179 | 1 | 1 | SPRABERY_8 | CRMWDTAP_8 | FROM_TO | 73521.13 | 73485.87 | -159.799 | 0 | 1171.603 | 1513.6 | -0.07525 | 0.071641 | -0.79123 | 0.18194 | 204.2232 | 172.1485 | 1934.43 | 1510.102 | 8774.184 | 1529.59 | 8774.184 | 1396.288 | 2033.181 | 1529.59 | 10000 | 1457.13 | 6317.202 | 1471.575 | 7598.377 | Competitive | Non-Competitive | 0 | TRUE | FALSE | 1 | Non-Competitive | 0.7815 | Non-Competitive
SFLCMGS5 6470__B TO_FROM | SFLCMGS5 | 6470__B | 179 | 1 | 1 | SPRABERY_8 | CRMWDTAP_8 | TO_FROM | 73521.13 | 73254.57 | -197.028 | 0 | 1246.605 | 1165.484 | -0.07024 | 0.31326 | -0.18194 | 0.79123 | 227.5711 | -10.998 | 0 | 2623.605 | 3155.046 | 2714.606 | 3229.849 | 1658.325 | 3041.71 | 3475.322 | 3229.849 | 2831.455 | 3001.82 | 2862.806 | 3004.96 | Competitive | Non-Competitive | 0 | TRUE | FALSE | 1 | Non-Competitive | 0.7815 | Non-Competitive
SFLCMGS5 6470__D FROM_TO | SFLCMGS5 | 6470__D | 179 | 1 | 1 | MCDONALD_8 | FORSANTA_8 | FROM_TO | 73521.13 | 73457.48 | -195.407 | 0 | 1254.227 | 2483.727 | -0.07005 | 0.24038 | -0.68655 | 0.24038 | 222.8237 | 2.6366 | 0 | 3281.164 | 3154.807 | 3670.142 | 3229.192 | 1770.135 | 3092.062 | 5127.463 | 3229.192 | 3930.467 | 3001.52 | 4003.623 | 3004.098 | Non-Competitive | Non-Competitive | 0 | TRUE | FALSE | 1 | Non-Competitive | 0.7265 | Non-Competitive
SFLCMGS5 6470__D TO_FROM | SFLCMGS5 | 6470__D | 179 | 1 | 1 | MCDONALD_8 | FORSANTA_8 | TO_FROM | 73521.13 | 73294.01 | -155.034 | 0 | 2483.728 | 1254.227 | -0.07544 | 0.68655 | -0.24038 | 0.68655 | 230.9516 | 199.2425 | 1875.63 | 1312.471 | 8777.605 | 10000 | 8777.605 | 1237.663 | 1858.342 | 10000 | 10000 | 4402.331 | 6040.35 | 4416.979 | 7609.5 | Competitive | Non-Competitive | 0 | TRUE | FALSE | 0 | Non-Competitive | 0.7265 | Non-Competitive
SFLCMGS5 6470__E FROM_TO | SFLCMGS5 | 6470__E | 179 | 1 | 1 | FORSANTA_8 | CRMWDTAP_8 | FROM_TO | 73521.13 | 73279.9 | -195.162 | 0 | 1245.833 | 1135.774 | -0.07021 | 0.31329 | -0.20875 | 0.31329 | 229.4368 | -9.1389 | 0 | 2623.626 | 3155.014 | 2714.563 | 3229.76 | 1645.725 | 3050.217 | 3475.333 | 3229.76 | 2830.467 | 3001.802 | 2862.607 | 3004.842 | Competitive | Non-Competitive | 0 | TRUE | FALSE | 1 | Non-Competitive | 0.828 | Non-Competitive
SFLCMGS5 6470__E TO_FROM | SFLCMGS5 | 6470__E | 179 | 1 | 1 | FORSANTA_8 | CRMWDTAP_8 | TO_FROM | 73521.13 | 73438.02 | -161.662 | 0 | 1135.774 | 1245.833 | -0.07528 | 0.071616 | -0.31329 | 0.20875 | 202.3632 | 170.3384 | 1934.43 | 1510.081 | 8774.653 | 1529.554 | 8774.653 | 1398.569 | 2007.226 | 1529.554 | 10000 | 1457.211 | 6280.616 | 1471.568 | 7599.9 | Competitive | Non-Competitive | 0 | TRUE | FALSE | 1 | Non-Competitive | 0.828 | Non-Competitive
SFORGIL8 46T193_1 FROM_TO | SFORGIL8 | 46T193_1 | 98 | 1 | 1 | L_FERGUS8_1Y | L_SANDCR8_1Y | FROM_TO | 73521.13 | 73417.11 | -189.185 | 0 | 1471.5 | 6320.025 | -0.23686 | 0.073742 | -0.80964 | 0.073742 | 175.9198 | -18.7813 | 0 | 10000 | 10000 | 10000 | 10000 | 1158.858 | 1711.329 | 10000 | 10000 | 5584.892 | 2793.551 | 10000 | 10000 | Non-Competitive | Non-Competitive | 0 | TRUE | FALSE | 1 | Non-Competitive | 0.7575 | Non-Competitive
SFORGIL8 46T193_1 TO_FROM | SFORGIL8 | 46T193_1 | 98 | 1 | 1 | L_FERGUS8_1Y | L_SANDCR8_1Y | TO_FROM | 73521.13 | 72026.38 | -195.916 | 0 | 6320.003 | 1471.5 | -0.07374 | 0.23686 | -0.07374 | 0.80964 | 202.9357 | -77.2938 | 0 | 5127.109 | 10000 | 10000 | 10000 | 921.545 | 1311.724 | 10000 | 10000 | 1091.918 | 5998.266 | 7051.592 | 10000 | Non-Competitive | Non-Competitive | 0 | TRUE | FALSE | 1 | Non-Competitive | 0.7575 | Non-Competitive
SFORYEL8 FORTMA_MASN1_1 FROM_TO | SFORYEL8 | FORTMA_MASN1_1 | 48 | 1 | 1 | MASN2A | L_FORTMA9_1N | FROM_TO | 73521.13 | 73196.6 | -123.263 | 0 | 1056.423 | 1402.358 | -0.03597 | 0.031316 | -0.39518 | 0.60105 | 175.7969 | -44.6583 | 0 | 10000 | 10000 | 901.948 | 10000 | 952.16 | 1207.243 | 10000 | 10000 | 820.845 | 3222.009 | 907.074 | 10000 | Competitive | Non-Competitive | 0 | TRUE | FALSE | 1 | Non-Competitive | 0.789 | Non-Competitive
SFORYEL8 FORTMA_MASN1_1 TO_FROM | SFORYEL8 | FORTMA_MASN1_1 | 48 | 1 | 1 | MASN2A | L_FORTMA9_1N | TO_FROM | 73521.13 | 73410.21 | -104.391 | 0 | 1402.358 | 1056.423 | -0.01278 | 0.03597 | -0.60105 | 0.39518 | 108.5164 | -10.6981 | 0 | 10000 |  | 10000 | 1840.969 | 1059.875 | 1797.991 | 10000 | 2588.255 | 2765.792 | 2025.661 | 10000 | 2205.158 | Competitive | Non-Competitive | 0 | TRUE | FALSE | 1 | Non-Competitive | 0.789 | Non-Competitive
SFORYEL8 HEXT_YELWJC1_1 FROM_TO | SFORYEL8 | HEXT_YELWJC1_1 | 30 | 1 | 1 | YELWJCKT2A | HEXT 2 | FROM_TO | 73521.13 | 73273.85 | -56.2025 | 0 | 1119.077 | 1403.443 | -0.01525 | 0.02026 | -0.43848 | 0.19212 | 138.168 | -7.2718 | 0 | 10000 |  | 895.429 | 10000 | 988.181 | 1255.384 | 6943.907 | 10000 | 827.755 | 2598.229 | 897.662 | 10000 | Competitive | Non-Competitive | 0 | TRUE | FALSE | 1 | Non-Competitive | 0.758 | Non-Competitive
SFORYEL8 HEXT_YELWJC1_1 TO_FROM | SFORYEL8 | HEXT_YELWJC1_1 | 30 | 1 | 1 | YELWJCKT2A | HEXT 2 | TO_FROM | 73521.13 | 73408.45 | -89.53 | 0 | 1442.443 | 1059.592 | -0.00856 | 0.015254 | -0.19212 | 0.43848 | 47.1434 | 26.4974 | 2683.03 |  |  | 5374.054 | 2157.422 | 1087.373 | 1798.26 | 10000 | 2581.304 | 2103.928 | 1954.556 | 6698.591 | 2271.38 | Competitive | Non-Competitive | 0 | FALSE | FALSE | 1 | Non-Competitive | 0.758 | Non-Competitive
SFRWHEI8 HEI_PHR_1 FROM_TO | SFRWHEI8 | HEI_PHR_1 | 478 | 1 | 1 | TNHEIGHTS_1 | P_H_R___138C | FROM_TO | 73521.13 | 92690.8 | -308.843 | 0 | 7235.536 | 0 | -0.0042 | 0.48139 | -0.0042 | 0.51283 | -32.2505 | -7.1288 | 5931.83 | 7235.567 |  | 7235.567 | 916.7 | 7235.567 | 916.7 | 7235.567 | 916.7 | 7239.145 | 916.7 | 7239.145 | 916.7 | Competitive | Competitive | 1 | TRUE | FALSE | 1 | Non-Competitive | 0.703 | Non-Competitive
SFRWHEI8 HEI_PHR_1 TO_FROM | SFRWHEI8 | HEI_PHR_1 | 478 | 1 | 1 | TNHEIGHTS_1 | P_H_R___138C | TO_FROM | 73521.13 | 73846.88 | 262.9318 | 0 | 0 | 7235.536 | -0.48139 | 0.004196 | -0.51283 | 0.004196 | 310.9449 | 263.0501 | 0 |  | 7235.567 | 785.852 | 7235.567 | 785.852 | 7235.567 | 785.852 | 7235.567 | 785.852 | 7239.145 | 785.852 | 7239.145 | Competitive | Competitive | 1 | TRUE | FALSE | 1 | Non-Competitive | 0.703 | Non-Competitive
SFSHBOM5 GRAYBC_VERN1_1 FROM_TO | SFSHBOM5 | GRAYBC_VERN1_1 | 38 | 0 | 0 | VERN2A | GRAYBCKT2A | FROM_TO | 73521.13 | 73556.79 | 2.3213 | 0 | 0 | 783.721 | 0 | 3.2e-05 | -0.99997 | 3.2e-05 | 2.3396 | 2.3403 | 0 |  |  | 783.721 |  | 783.721 |  | 783.721 |  | 783.721 |  | 783.721 | 0 | Competitive | Competitive | 1 | FALSE | TRUE | 1 | Non-Competitive | 0.8595 | Non-Competitive
SFSHBOM5 GRAYBC_VERN1_1 TO_FROM | SFSHBOM5 | GRAYBC_VERN1_1 | 38 | 0 | 0 | VERN2A | GRAYBCKT2A | TO_FROM | 73521.13 | 92690.8 | -2.3213 | 0 | 0 | 783.721 | -3e-05 | 0 | -3e-05 | 0.99997 | -2.3232 | -2.1337 | 5931.83 |  |  |  | 913.719 |  | 913.719 |  | 913.719 |  | 913.719 | 0 | 913.719 | Competitive | Competitive | 1 | FALSE | TRUE | 1 | Non-Competitive | 0.8595 | Non-Competitive
SFSHBOM5 LIBR_PAUL1_1 FROM_TO | SFSHBOM5 | LIBR_PAUL1_1 | 39 | 0 | 0 | COPPERBRKS | PAUL2A | FROM_TO | 73521.13 | 73652.28 | -24.0961 | 0 | 1195.102 | 1662.393 | -0.00487 | 0.084294 | -0.14926 | 0.69765 | 18.225 | -20.2884 | 0 | 10000 |  | 10000 | 3695.052 | 1123.303 | 1005.361 | 10000 | 3695.052 | 6172.514 | 1948.345 | 10000 | 3695.052 | Competitive | Competitive | 1 | TRUE | FALSE | 1 | Non-Competitive | 0.7105 | Non-Competitive
SFSHBOM5 LIBR_PAUL1_1 TO_FROM | SFSHBOM5 | LIBR_PAUL1_1 | 39 | 0 | 0 | COPPERBRKS | PAUL2A | TO_FROM | 73521.13 | 73543.67 | -15.9293 | 0 | 1781.611 | 1225.649 | -0.00305 | 0.004875 | -0.69765 | 0.14926 | 23.2725 | 15.6717 | 1633.03 |  |  | 4713.714 | 3275.78 | 1006.736 | 3176.054 | 4713.714 | 3275.78 | 2782.881 | 3601.023 | 4713.714 | 3622.409 | Competitive | Competitive | 1 | FALSE | FALSE | 1 | Non-Competitive | 0.7105 | Non-Competitive
SFTLMES8 BGLK_MCAN_S1_1 FROM_TO | SFTLMES8 | BGLK_MCAN_S1_1 | 173 | 1 | 1 | BIGLAK24 | L_NORTMC8_1Y | FROM_TO | 73521.13 | 73657.02 | -405.979 | 0 | 1542.337 | 1043.789 | -0.05964 | 0.088311 | -0.26552 | 0.35975 | 136.3669 | -41.2065 | 0 | 4236.654 | 3324.623 | 4236.654 | 3324.623 | 1015.509 | 2217.044 | 4236.654 | 3841.376 | 2394.743 | 3295.022 | 4222.123 | 3449.356 | Competitive | Competitive | 1 | TRUE | FALSE | 1 | Non-Competitive | 0.8125 | Non-Competitive
SFTLMES8 BGLK_MCAN_S1_1 TO_FROM | SFTLMES8 | BGLK_MCAN_S1_1 | 173 | 1 | 1 | BIGLAK24 | L_NORTMC8_1Y | TO_FROM | 73521.13 | 72592.37 | -140.414 | 0 | 1099.417 | 1440.827 | -0.08831 | 0.24701 | -0.35975 | 0.26552 | 504.8746 | -79.1586 | 0 | 1425.938 | 10000 | 3188.12 | 10000 | 1144.32 | 1076.889 | 3188.12 | 10000 | 2299.772 | 3647.154 | 2350.492 | 10000 | Competitive | Non-Competitive | 0 | TRUE | FALSE | 1 | Non-Competitive | 0.8125 | Non-Competitive
SFTLMES8 BGLK_TWINBU1_1 FROM_TO | SFTLMES8 | BGLK_TWINBU1_1 | 151 | 1 | 1 | BGLK4A | L_TWINBU8_1Y | FROM_TO | 73521.13 | 73919.07 | -131.203 | 0 | 1189.886 | 1160.448 | -0.00447 | 0.1121 | -0.07998 | 0.34173 | 118.637 | 70 | 0 | 2553.125 |  | 2742.329 | 1875.447 | 1345.084 | 1580.782 | 2742.329 | 1838.098 | 2321.766 | 1835.059 | 2575.376 | 1908.529 | Competitive | Competitive | 1 | TRUE | FALSE | 1 | Non-Competitive | 0.883 | Non-Competitive
SFTLMES8 BGLK_TWINBU1_1 TO_FROM | SFTLMES8 | BGLK_TWINBU1_1 | 151 | 1 | 1 | BGLK4A | L_TWINBU8_1Y | TO_FROM | 73521.13 | 73489.89 | -100.137 | 0 | 1174.64 | 1189.888 | -0.09034 | 0.012915 | -0.34173 | 0.079982 | 160.8679 | 53.8919 | 0 |  | 10000 | 2065.445 | 10000 | 1231.136 | 1402.08 | 4286.12 | 10000 | 1384.728 | 4465.368 | 3495.36 | 10000 | Competitive | Non-Competitive | 0 | TRUE | FALSE | 1 | Non-Competitive | 0.883 | Non-Competitive
SFTSBAR8 BARL_FTSW1_1 FROM_TO | SFTSBAR8 | BARL_FTSW1_1 | 38 | 1 | 1 | FTSW2A | BARL2A | FROM_TO | 73521.13 | 73333.35 | -49.7482 | 0 | 1604.022 | 1232.078 | -0.04173 | 0.074903 | -0.3445 | 0.28034 | 102.2731 | 86.1908 | 1111.83 | 3353.971 | 10000 | 3353.971 | 10000 | 2278.433 | 3108.481 | 3353.971 | 10000 | 3342.16 | 7926.189 | 3415.05 | 10000 | Competitive | Non-Competitive | 0 | TRUE | FALSE | 0 | Non-Competitive | 1.5705 | Non-Competitive
SFTSBAR8 BARL_FTSW1_1 TO_FROM | SFTSBAR8 | BARL_FTSW1_1 | 38 | 1 | 1 | FTSW2A | BARL2A | TO_FROM | 73521.13 | 73365.14 | -93.9581 | 0 | 1232.078 | 1551.06 | -0.01913 | 0.041732 | -0.28034 | 0.3445 | 81.8278 | 1.5783 | 0 | 4650.872 |  | 4650.872 | 10000 | 1716.052 | 1236.451 | 4650.872 | 10000 | 3964.729 | 5848.933 | 4849.317 | 10000 | Competitive | Non-Competitive | 0 | TRUE | FALSE | 1 | Non-Competitive | 1.5705 | Non-Competitive
SFTWW_D8 AIR_NDE_1 FROM_TO | SFTWW_D8 | AIR_NDE_1 | 218 | 1 | 1 | JMCRSTL138 | N_DENT_8 | FROM_TO | 73521.13 | 72734.05 | 131.9966 | 0 | 1164.503 | 1911.295 | -0.15318 | 0.024173 | -0.34843 | 0.34523 | 492.243 | 107.2413 | 0 | 3717.356 | 4448.494 | 1020.727 | 10000 | 658.655 | 1889.838 | 731.321 | 10000 | 770.491 | 4373.197 | 937.649 | 7148.342 | Competitive | Non-Competitive | 0 | TRUE | FALSE | 1 | Non-Competitive | 0.867 | Non-Competitive
SFTWW_D8 AIR_NDE_1 TO_FROM | SFTWW_D8 | AIR_NDE_1 | 218 | 1 | 1 | JMCRSTL138 | N_DENT_8 | TO_FROM | 73521.13 | 74272.96 | -477.746 | 0 | 2197.408 | 1164.503 | -0.02417 | 0.15318 | -0.34523 | 0.34843 | -56.6751 | -182.46 | 5111.83 | 3188.061 | 3717.356 | 5296.695 | 2185.807 | 1788.407 | 916.221 | 5296.695 | 1659.241 | 3298.143 | 1303.7 | 4597.174 | 1913.626 | Competitive | Competitive | 1 | TRUE | FALSE | 1 | Non-Competitive | 0.867 | Non-Competitive
SFTWW_D8 AIR_W_DE_1 FROM_TO | SFTWW_D8 | AIR_W_DE_1 | 350 | 1 | 1 | JMCRSTL138 | W_DENT_8 | FROM_TO | 73521.13 | 75432.69 | -488.389 | 0 | 1903.115 | 1127.913 | -0.02432 | 0.15303 | -0.216 | 0.65463 | -67.3301 | -192.323 | 5111.83 | 3187.564 | 3716.593 | 5297.182 | 2189.515 | 1786.127 | 912.544 | 5297.182 | 1659.301 | 3323.161 | 1285.137 | 4606.005 | 1916.344 | Competitive | Competitive | 1 | TRUE | FALSE | 1 | Non-Competitive | 0.75 | Non-Competitive
SFTWW_D8 AIR_W_DE_1 TO_FROM | SFTWW_D8 | AIR_W_DE_1 | 350 | 1 | 1 | JMCRSTL138 | W_DENT_8 | TO_FROM | 73521.13 | 73287.63 | 142.6138 | 0 | 1127.913 | 2183.583 | -0.15303 | 0.024317 | -0.65463 | 0.216 | 502.8594 | 117.8414 | 0 | 3716.593 | 4449.059 | 1022.085 | 10000 | 658.181 | 1885.838 | 731.171 | 10000 | 765.022 | 4420.981 | 938.484 | 7165.61 | Non-Competitive | Non-Competitive | 0 | TRUE | FALSE | 1 | Non-Competitive | 0.75 | Non-Competitive
SGAFGRN8 G138_1BB_1 FROM_TO | SGAFGRN8 | G138_1BB_1 | 379 | 1 | 1 | TNTEJAS___1 | TNGRENBELT1 | FROM_TO | 73521.13 | 78354.67 | -106.553 | 0 | 783.861 | 10000 | -0.00823 | 0.023314 | -0.10154 | 0.82317 | -104.171 | -103.925 | 94.83 | 10000 |  | 10000 | 10000 | 10000 | 920.163 | 10000 | 10000 | 10000 | 1125.979 | 10000 | 10000 | Competitive | Competitive | 1 | TRUE | FALSE | 1 | Non-Competitive | 0.6955 | Non-Competitive
SGAFGRN8 G138_1BB_1 TO_FROM | SGAFGRN8 | G138_1BB_1 | 379 | 1 | 1 | TNTEJAS___1 | TNGRENBELT1 | TO_FROM | 73521.13 | 73847.61 | 106.536 | 0 | 785.308 | 10000 | -0.02331 | 0.008226 | -0.82317 | 0.10154 | 110.2527 | 106.9838 | 0 |  | 10000 | 10000 | 10000 | 789.074 | 10000 | 10000 | 10000 | 954.954 | 10000 | 10000 | 10000 | Competitive | Competitive | 1 | TRUE | FALSE | 1 | Non-Competitive | 0.6955 | Non-Competitive
SGAFGRN8 HEI_PHR_1 FROM_TO | SGAFGRN8 | HEI_PHR_1 | 478 | 1 | 1 | TNHEIGHTS_1 | P_H_R___138C | FROM_TO | 73521.13 | 92085.92 | -337.246 | 0 | 7231.988 | 9770.915 | -0.01234 | 0.43083 | -0.0341 | 0.43083 | -50.6185 | -52.4099 | 3419.83 | 7231.988 |  | 7231.988 | 1373.249 | 7231.988 | 1030.096 | 7231.988 | 2561.134 | 7231.988 | 1300.316 | 7231.988 | 1590.827 | Competitive | Competitive | 1 | TRUE | FALSE | 1 | Non-Competitive | 0.7185 | Non-Competitive
SGAFGRN8 HEI_PHR_1 TO_FROM | SGAFGRN8 | HEI_PHR_1 | 478 | 1 | 1 | TNHEIGHTS_1 | P_H_R___138C | TO_FROM | 73521.13 | 73779.54 | 214.3244 | 0 | 5020.999 | 7231.988 | -0.43083 | 0.012344 | -0.43083 | 0.034099 | 366.0346 | 224.4978 | 0 |  | 7231.988 | 1337.365 | 7231.988 | 887.63 | 7231.988 | 2561.134 | 7231.988 | 1151.299 | 7231.988 | 1562.891 | 7231.988 | Competitive | Competitive | 1 | TRUE | FALSE | 1 | Non-Competitive | 0.7185 | Non-Competitive
SGAFPHR8 HEI_PHR_1 FROM_TO | SGAFPHR8 | HEI_PHR_1 | 478 | 1 | 1 | TNHEIGHTS_1 | P_H_R___138C | FROM_TO | 73521.13 | 92188.72 | -339.688 | 0 | 7231.988 | 5020.999 | -0.01238 | 0.43079 | -0.03413 | 0.43079 | -53.0651 | -54.7293 | 3419.83 | 7231.988 |  | 7231.988 | 1315.674 | 7231.988 | 1028.823 | 7231.988 | 2560.974 | 7231.988 | 1295.829 | 7231.988 | 1539.554 | Competitive | Competitive | 1 | TRUE | FALSE | 1 | Non-Competitive | 0.7185 | Non-Competitive
SGAFPHR8 HEI_PHR_1 TO_FROM | SGAFPHR8 | HEI_PHR_1 | 478 | 1 | 1 | TNHEIGHTS_1 | P_H_R___138C | TO_FROM | 73521.13 | 73773.89 | 216.7601 | 0 | 5020.999 | 7231.988 | -0.43079 | 0.012377 | -0.43079 | 0.034132 | 368.472 | 226.936 | 0 |  | 7231.988 | 1274.143 | 7231.988 | 886.472 | 7231.988 | 2560.974 | 7231.988 | 1146.798 | 7231.988 | 1506.008 | 7231.988 | Competitive | Competitive | 1 | TRUE | FALSE | 1 | Non-Competitive | 0.7185 | Non-Competitive
SGAIWLV8 6215__A FROM_TO | SGAIWLV8 | 6215__A | 143 | 0 | 0 | BLUFCKTA_8 | CHINAGRV_8 | FROM_TO | 73521.13 | 73288.12 | -134.132 | 0 | 3231.272 | 1563.445 | -0.01522 | 0.52127 | -0.08463 | 0.60154 | 160.4035 | 121.833 | 3189.53 | 2721.913 |  | 5341.449 | 10000 | 2144.384 | 1095.441 | 10000 | 10000 | 5156.13 | 2645.285 | 5209.074 | 10000 | Non-Competitive | Non-Competitive | 0 | TRUE | FALSE | 1 | Non-Competitive | 0.695 | Non-Competitive
SGAIWLV8 6215__A TO_FROM | SGAIWLV8 | 6215__A | 143 | 0 | 0 | BLUFCKTA_8 | CHINAGRV_8 | TO_FROM | 73521.13 | 73517.08 | -69.4314 | 0 | 1681.995 | 3231.263 | -0.03272 | 0.015221 | -0.60154 | 0.084634 | 145.4379 | 104.005 | 0 |  | 10000 | 5806.551 | 10000 | 945.784 | 3710.038 | 6114.921 | 10000 | 2102.109 | 5898.167 | 6485.048 | 10000 | Non-Competitive | Non-Competitive | 0 | TRUE | FALSE | 1 | Non-Competitive | 0.695 | Non-Competitive
SGASMGS5 TWINBU_T1H FROM_TO | SGASMGS5 | TWINBU_T1H | 308 | 1 | 1 | L_TWINBU5_1Y | L_TWINBU1_1 | FROM_TO | 73521.13 | 73467.55 | -103.486 | 0 | 1337.792 | 980.466 | -0.08556 | 0.092329 | -0.52755 | 0.1301 | 335.8961 | 116.2175 | 0 | 6903.668 | 5177.197 | 6903.668 | 10000 | 1395.826 | 1258.516 | 6903.668 | 10000 | 5120.905 | 2968.052 | 6903.668 | 6102.751 | Competitive | Non-Competitive | 0 | TRUE | FALSE | 1 | Non-Competitive | 0.7345 | Non-Competitive
SGASMGS5 TWINBU_T1H TO_FROM | SGASMGS5 | TWINBU_T1H | 308 | 1 | 1 | L_TWINBU5_1Y | L_TWINBU1_1 | TO_FROM | 73521.13 | 74987.86 | -289.427 | 0 | 904.1 | 1472.738 | -0.00745 | 0.20274 | -0.1301 | 0.52755 | 114.2521 | 39.9439 | 0 | 1872.367 |  | 2221.455 | 1964.439 | 1054.336 | 1542.635 | 6825.121 | 1982.286 | 2277.077 | 1837.109 | 2474.057 | 1997.595 | Competitive | Competitive | 1 | TRUE | TRUE | 1 | Competitive | 0.7345 | Non-Competitive
SGASMGS5 TWINBU_T1L FROM_TO | SGASMGS5 | TWINBU_T1L | 308 | 1 | 1 | L_TWINBU8_1Y | L_TWINBU1_1 | FROM_TO | 73521.13 | 73873.18 | -289.427 | 0 | 935.088 | 1472.738 | -0.00745 | 0.20274 | -0.52804 | 0.52755 | 114.2521 | 39.9439 | 0 | 1872.367 |  | 2221.455 | 1964.439 | 1054.336 | 1542.635 | 6825.121 | 1982.286 | 2277.077 | 1837.109 | 2474.057 | 1997.595 | Competitive | Competitive | 1 | TRUE | TRUE | 1 | Competitive | 0.8595 | Non-Competitive
SGASMGS5 TWINBU_T1L TO_FROM | SGASMGS5 | TWINBU_T1L | 308 | 1 | 1 | L_TWINBU8_1Y | L_TWINBU1_1 | TO_FROM | 73521.13 | 73467.55 | -103.486 | 0 | 1337.792 | 1018.4 | -0.08556 | 0.092329 | -0.52755 | 0.52804 | 335.8961 | 116.2175 | 0 | 6903.668 | 5177.197 | 6903.668 | 10000 | 1395.826 | 1258.516 | 6903.668 | 10000 | 5120.905 | 2968.052 | 6903.668 | 6102.751 | Competitive | Non-Competitive | 0 | TRUE | FALSE | 1 | Non-Competitive | 0.8595 | Non-Competitive
SGEOGEO8 CSA_ORN_1 FROM_TO | SGEOGEO8 | CSA_ORN_1 | 45 | 2 | 2 | ORANGEGRVSB9 | CSABLK2A | FROM_TO | 73521.13 | 73567.13 | -39.1397 | 0 | 1756.582 | 928.875 | -0.01821 | 0.018591 | -0.53151 | 0.29686 | 20.1087 | -31.3877 | 0 |  |  | 1279.643 | 10000 | 1108.475 | 1101.932 | 1297.821 | 10000 | 1548.301 | 2694.334 | 1564.53 | 10000 | Competitive | Competitive | 1 | FALSE | FALSE | 1 | Non-Competitive | 0.883 | Non-Competitive
SGEOGEO8 CSA_ORN_1 TO_FROM | SGEOGEO8 | CSA_ORN_1 | 45 | 2 | 2 | ORANGEGRVSB9 | CSABLK2A | TO_FROM | 73521.13 | 73525.52 | -17.4636 | 0 | 951.5 | 1477.125 | -0.01859 | 0.018208 | -0.29686 | 0.53151 | 43.6968 | 11.7894 | 0 |  |  | 10000 | 2641.458 | 910.032 | 2130.351 | 10000 | 2701.766 | 2195.494 | 2988.723 | 10000 | 3023.382 | Competitive | Competitive | 1 | FALSE | FALSE | 1 | Non-Competitive | 0.883 | Non-Competitive
SGEOGEO8 ORA_ORNG_1 FROM_TO | SGEOGEO8 | ORA_ORNG_1 | 120 | 2 | 2 | ORANGEGRVSW9 | ORANGEGRVSB9 | FROM_TO | 73521.13 | 73644.34 | -26.23 | 0 | 1758.602 | 963.841 | -0.01803 | 0.018766 | -0.70296 | 0.29255 | 33.0016 | -18.49 | 0 |  |  | 1276.691 | 10000 | 1036.821 | 1150.466 | 1295 | 10000 | 1531.66 | 3797.714 | 1556.178 | 10000 | Competitive | Competitive | 1 | FALSE | FALSE | 1 | Non-Competitive | 0.781 | Non-Competitive
SGEOGEO8 ORA_ORNG_1 TO_FROM | SGEOGEO8 | ORA_ORNG_1 | 120 | 2 | 2 | ORANGEGRVSW9 | ORANGEGRVSB9 | TO_FROM | 73521.13 | 73826.55 | -30.3538 | 0 | 966.072 | 1478.637 | -0.01877 | 0.018033 | -0.29255 | 0.70296 | 30.7758 | -1.1129 | 0 |  |  | 10000 | 2636.9 | 937.365 | 1867.185 | 10000 | 2697.74 | 3184.789 | 2955.238 | 10000 | 3013.009 | Competitive | Competitive | 1 | FALSE | FALSE | 1 | Non-Competitive | 0.781 | Non-Competitive
SGILNU78 GILA_HIWAY_1_1 FROM_TO | SGILNU78 | GILA_HIWAY_1_1 | 255 | 0 | 0 | HIWAY_94A | GILA4A | FROM_TO | 73521.13 | 74146.93 | -55.8894 | 0 | 1637.182 | 1102.117 | -0.00194 | 0.069603 | -0.37677 | 0.08854 | 19.1847 | 21.3045 | 4715.43 | 6012.525 |  | 6012.525 | 1180.474 | 4436.983 | 923.725 | 6012.525 | 3459.368 | 6454.95 | 902.483 | 6710.046 | 1126.298 | Competitive | Competitive | 1 | TRUE | FALSE | 1 | Non-Competitive | 0.6955 | Non-Competitive
SGILNU78 GILA_HIWAY_1_1 TO_FROM | SGILNU78 | GILA_HIWAY_1_1 | 255 | 0 | 0 | HIWAY_94A | GILA4A | TO_FROM | 73521.13 | 75744.79 | -18.6386 | 0 | 1445.791 | 1637.182 | -0.0696 | 0.002051 | -0.08854 | 0.37677 | 56.6546 | 28.2976 | 0 |  | 6012.525 | 988.071 | 6012.525 | 803.964 | 4883.045 | 2686.208 | 6012.525 | 790.472 | 6492.425 | 954.01 | 6710.046 | Competitive | Competitive | 1 | TRUE | FALSE | 1 | Non-Competitive | 0.6955 | Non-Competitive
SGLDSUN8 6215__A FROM_TO | SGLDSUN8 | 6215__A | 143 | 1 | 1 | BLUFCKTA_8 | CHINAGRV_8 | FROM_TO | 73521.13 | 69666.76 | -163.219 | 0 | 5291.082 | 1812.491 | -0.01542 | 0.83561 | -0.05125 | 0.83561 | 327.5125 | 306.2047 | 2790.43 | 3992.229 |  | 5301.052 | 10000 | 3067.126 | 1097.96 | 5301.052 | 10000 | 5299.762 | 2266.651 | 5339.565 | 10000 | Non-Competitive | Non-Competitive | 0 | TRUE | FALSE | 0 | Non-Competitive | 0.711 | Non-Competitive
SGLDSUN8 6215__A TO_FROM | SGLDSUN8 | 6215__A | 143 | 1 | 1 | BLUFCKTA_8 | CHINAGRV_8 | TO_FROM | 73521.13 | 73476.02 | -117.627 | 0 | 1812.491 | 5291.081 | -0.04973 | 0.040458 | -0.83561 | 0.051254 | 180.6991 | 108.2372 | 0 | 2720.547 | 10000 | 3963.314 | 3727.811 | 990.605 | 3484.709 | 2720.547 | 10000 | 2003.476 | 5106.473 | 3373.446 | 5184.411 | Non-Competitive | Non-Competitive | 0 | TRUE | FALSE | 1 | Non-Competitive | 0.711 | Non-Competitive
SGLDSUN8 ECRSW_FMR1 FROM_TO | SGLDSUN8 | ECRSW_FMR1 | 28 | 1 | 1 | ENSCRKSS_9 | ENSCRKSS_8 | FROM_TO | 73521.13 | 92690.8 | -19.3738 | 0 | 0 | 783.721 | -0.00026 | 0 | -0.00026 | 0.99974 | -19.3895 | -17.8081 | 5931.83 |  |  |  | 913.719 |  | 913.719 |  | 913.719 |  | 913.719 | 0 | 913.719 | Competitive | Competitive | 1 | FALSE | TRUE | 1 | Non-Competitive | 0.711 | Non-Competitive
SGLDSUN8 ECRSW_FMR1 TO_FROM | SGLDSUN8 | ECRSW_FMR1 | 28 | 1 | 1 | ENSCRKSS_9 | ENSCRKSS_8 | TO_FROM | 73521.13 | 73529.61 | 19.3893 | 0 | 783.721 | 0 | 0 | 0.000263 | -0.99974 | 0.000263 | 19.5266 | 19.5318 | 0 |  |  | 783.721 |  | 783.721 |  | 783.721 |  | 783.721 |  | 783.721 | 0 | Competitive | Competitive | 1 | FALSE | TRUE | 1 | Non-Competitive | 0.711 | Non-Competitive
SGONLUL8 144T132_1 FROM_TO | SGONLUL8 | 144T132_1 | 132 | 1 | 1 | L_HALLET8_1Y | L_FLATON8_1Y | FROM_TO | 73521.13 | 75271.46 | -186.557 | 0 | 1476.342 | 1417.394 | -0.02922 | 0.027443 | -0.10642 | 0.53662 | -51.9974 | -153.753 | 0 | 3572.969 | 10000 | 977.128 | 10000 | 959.878 | 1161.487 | 3092.004 | 10000 | 1053.187 | 2412.725 | 1200.472 | 10000 | Competitive | Competitive | 1 | TRUE | FALSE | 1 | Non-Competitive | 0.7035 | Non-Competitive
SGONLUL8 144T132_1 TO_FROM | SGONLUL8 | 144T132_1 | 132 | 1 | 1 | L_HALLET8_1Y | L_FLATON8_1Y | TO_FROM | 73521.13 | 73365 | 61.9894 | 0 | 1464.269 | 1476.344 | -0.02744 | 0.029221 | -0.53662 | 0.10642 | 215.9214 | 87.8351 | 0 | 10000 | 3572.969 | 10000 | 1470.411 | 998.007 | 1153.856 | 10000 | 3092.004 | 2134.54 | 1361.262 | 10000 | 1611.179 | Competitive | Non-Competitive | 0 | TRUE | FALSE | 1 | Non-Competitive | 0.7035 | Non-Competitive
SGRAFER8 40T189_1 FROM_TO | SGRAFER8 | 40T189_1 | 221 | 1 | 1 | L_WIRTZ_8_1Y | L_FERGUS8_1Y | FROM_TO | 73521.13 | 74076.74 | -174.122 | 0 | 1431.211 | 1186.326 | -0.25974 | 0.20974 | -0.25974 | 0.20974 | 76.5864 | -11.8306 | 0 | 10000 | 10000 | 10000 | 10000 | 1753.81 | 5324.17 | 10000 | 10000 | 8756.752 | 9881.646 | 10000 | 10000 | Competitive | Competitive | 1 | TRUE | FALSE | 1 | Non-Competitive | 0.703 | Non-Competitive
SGRAFER8 40T189_1 TO_FROM | SGRAFER8 | 40T189_1 | 221 | 1 | 1 | L_WIRTZ_8_1Y | L_FERGUS8_1Y | TO_FROM | 73521.13 | 73642.12 | -66.1727 | 0 | 1084.318 | 1505.156 | -0.20974 | 0.25974 | -0.20974 | 0.25974 | 194.8828 | -38.7025 | 0 | 10000 | 10000 | 10000 | 10000 | 3452.641 | 1774.518 | 10000 | 10000 | 9636.863 | 8757.901 | 10000 | 10000 | Competitive | Competitive | 1 | TRUE | FALSE | 1 | Non-Competitive | 0.703 | Non-Competitive
SGRMGRS8 6825__A FROM_TO | SGRMGRS8 | 6825__A | 72 | 2 | 2 | GRAHAMSW_9 | GRAHAM_9 | FROM_TO | 73521.13 | 73505.68 | -64.119 | 0 | 1805.348 | 675.564 | -0.0197 | 0.15253 | -0.49392 | 0.44853 | 79.5843 | 49.6855 | 4105.63 | 5167.435 |  | 10000 | 3296.585 | 2926.584 | 1837.325 | 10000 | 10000 | 5804.701 | 3472.483 | 6149.238 | 5132.839 | Competitive | Non-Competitive | 0 | TRUE | FALSE | 1 | Non-Competitive | 0.703 | Non-Competitive
SGRMGRS8 6825__A TO_FROM | SGRMGRS8 | 6825__A | 72 | 2 | 2 | GRAHAMSW_9 | GRAHAM_9 | TO_FROM | 73521.13 | 73517.96 | -67.3572 | 0 | 752.627 | 1805.347 | -0.03707 | 0.019701 | -0.44853 | 0.49392 | 72.9341 | -19.3816 | 0 |  | 10000 | 2613.019 | 10000 | 821.737 | 4132.797 | 10000 | 10000 | 1431.24 | 9642.358 | 3930.307 | 10000 | Competitive | Non-Competitive | 0 | TRUE | FALSE | 1 | Non-Competitive | 0.703 | Non-Competitive
SGSMPBS8 ODNTH_FMR1 FROM_TO | SGSMPBS8 | ODNTH_FMR1 | 87 | 4 | 4 | ODESSANO_8 | ODESSANO_9 | FROM_TO | 73521.13 | 73533.29 | 19.7779 | 0 | 1401.752 | 967.704 | -0.02757 | 0.005429 | -0.70488 | 0.044985 | 78.427 | 68.4192 | 0 |  | 10000 | 4258.485 | 10000 | 733.71 | 9891.432 | 5805.175 | 10000 | 1306.362 | 9982.317 | 5097.843 | 10000 | Competitive | Competitive | 1 | TRUE | FALSE | 1 | Non-Competitive | 0.711 | Non-Competitive
SGSMPBS8 ODNTH_FMR1 TO_FROM | SGSMPBS8 | ODNTH_FMR1 | 87 | 4 | 4 | ODESSANO_8 | ODESSANO_9 | TO_FROM | 73521.13 | 75940.6 | -78.058 | 0 | 979.916 | 1549.047 | -0.00543 | 0.057989 | -0.04499 | 0.70488 | -19.9155 | -70.9679 | 0 | 3594.165 |  | 3594.165 | 5293.331 | 2919.466 | 832.114 | 7447.622 | 5805.175 | 4577.881 | 1516.581 | 4693.227 | 5619.276 | Competitive | Competitive | 1 | TRUE | FALSE | 1 | Non-Competitive | 0.711 | Non-Competitive
SHASTNN8 138_ALV_NAL_1 FROM_TO | SHASTNN8 | 138_ALV_NAL_1 | 210 | 1 | 1 | TNNALVIN__1 | TNALVIN___1 | FROM_TO | 73521.13 | 73237.98 | 151.4487 | 0 | 1639.971 | 2249.272 | -0.11377 | 0.015537 | -0.73811 | 0.19346 | 418.9964 | 207.4541 | 0 |  | 7233.419 | 1065.678 | 7233.419 | 738.626 | 3349.677 | 1386.356 | 7233.419 | 854.668 | 5963.366 | 1188.828 | 7234.85 | Non-Competitive | Non-Competitive | 0 | TRUE | FALSE | 1 | Non-Competitive | 0.734 | Non-Competitive
SHASTNN8 138_ALV_NAL_1 TO_FROM | SHASTNN8 | 138_ALV_NAL_1 | 210 | 1 | 1 | TNNALVIN__1 | TNALVIN___1 | TO_FROM | 73521.13 | 74930.55 | -421.389 | 0 | 2533.948 | 1484.042 | -0.01554 | 0.11377 | -0.19347 | 0.73811 | -82.8785 | -217.025 | 0 | 7233.419 |  | 7233.419 | 1238.824 | 3349.677 | 859.757 | 7233.419 | 1802.398 | 5963.366 | 1011.466 | 7234.85 | 1399.863 | Competitive | Competitive | 1 | TRUE | FALSE | 1 | Non-Competitive | 0.734 | Non-Competitive
SHEICA28 HEIGHTTN_HAT2 FROM_TO | SHEICA28 | HEIGHTTN_HAT2 | 127 | 1 | 1 | TNHEIGHTS_0 | TNHEIGHTS_1 | FROM_TO | 73521.13 | 92690.8 | -49.1064 | 0 | 1233.563 | 0 | -0.00071 | 0.008932 | -0.00576 | 0.30774 | -42.8972 | -39.0724 | 5931.83 |  |  | 7072.261 | 912.948 | 7072.261 | 912.948 | 7072.261 | 912.948 | 6909.94 | 909.599 | 6909.94 | 909.599 | Competitive | Competitive | 1 | FALSE | FALSE | 1 | Non-Competitive | 0.711 | Non-Competitive
SHEICA28 HEIGHTTN_HAT2 TO_FROM | SHEICA28 | HEIGHTTN_HAT2 | 127 | 1 | 1 | TNHEIGHTS_0 | TNHEIGHTS_1 | TO_FROM | 73521.13 | 73773.72 | 43.1434 | 0 | 10000 | 2579.229 | -0.00893 | 0.000706 | -0.30774 | 0.005755 | 49.2669 | 47.273 | 0 |  |  | 782.413 | 7072.261 | 782.413 | 7072.261 | 782.413 | 7072.261 | 779.377 | 6909.94 | 779.377 | 6909.94 | Competitive | Competitive | 1 | FALSE | FALSE | 1 | Non-Competitive | 0.711 | Non-Competitive
SHIWCIT8 MORRIS_NUECES1_1 FROM_TO | SHIWCIT8 | MORRIS_NUECES1_1 | 206 | 1 | 1 | NUECES_B4A | MORRIS4A | FROM_TO | 73521.13 | 73261.22 | 63.2053 | 0 | 1989.437 | 1256.14 | -0.13541 | 0.22722 | -0.41204 | 0.2368 | 313.4151 | 118.6523 | 0 | 6429.282 | 8924.986 | 10000 | 10000 | 2276.224 | 8551.263 | 10000 | 10000 | 9070.071 | 9702.193 | 9228.313 | 9724.706 | Competitive | Non-Competitive | 0 | TRUE | FALSE | 1 | Non-Competitive | 0.75 | Non-Competitive
SHIWCIT8 MORRIS_NUECES1_1 TO_FROM | SHIWCIT8 | MORRIS_NUECES1_1 | 206 | 1 | 1 | NUECES_B4A | MORRIS4A | TO_FROM | 73521.13 | 74655.19 | -308.538 | 0 | 1387.194 | 1975.839 | -0.22722 | 0.13541 | -0.2368 | 0.41204 | -66.5123 | -149.279 | 0 | 8924.986 | 7394.589 | 10000 | 10000 | 6110.893 | 2701.511 | 10000 | 10000 | 9412.578 | 9298.966 | 9724.706 | 9446.303 | Competitive | Competitive | 1 | TRUE | FALSE | 1 | Non-Competitive | 0.75 | Non-Competitive
SHIWNUE8 GILA_HIWAY_1_1 FROM_TO | SHIWNUE8 | GILA_HIWAY_1_1 | 255 | 1 | 1 | HIWAY_94A | GILA4A | FROM_TO | 73521.13 | 73831.67 | -104.423 | 0 | 1637.182 | 1469.261 | -0.00363 | 0.13004 | -0.70394 | 0.16542 | 35.8423 | 39.8066 | 4715.43 | 6012.525 |  | 6012.525 | 1180.64 | 4436.926 | 923.759 | 6012.525 | 3459.855 | 6454.934 | 902.584 | 6710.047 | 1126.583 | Competitive | Competitive | 1 | TRUE | FALSE | 1 | Non-Competitive | 0.7035 | Non-Competitive
SHIWNUE8 GILA_HIWAY_1_1 TO_FROM | SHIWNUE8 | GILA_HIWAY_1_1 | 255 | 1 | 1 | HIWAY_94A | GILA4A | TO_FROM | 73521.13 | 74415.74 | -34.204 | 0 | 1416.506 | 1680.438 | -0.13004 | 0.003831 | -0.16542 | 0.70395 | 105.861 | 52.7515 | 0 |  | 6012.525 | 988.208 | 6012.525 | 804.005 | 4883.014 | 2686.556 | 6012.525 | 790.57 | 6492.415 | 954.235 | 6710.047 | Competitive | Competitive | 1 | TRUE | FALSE | 1 | Non-Competitive | 0.7035 | Non-Competitive
SILLFTL8 FRIR_SONR1_1 FROM_TO | SILLFTL8 | FRIR_SONR1_1 | 37 | 1 | 1 | SONR2A | FRIR2A | FROM_TO | 73521.13 | 73371.6 | -35.2412 | 0 | 1119.984 | 1517.753 | -0.00888 | 0.026934 | -0.72227 | 0.13213 | 144.319 | 17.7448 | 0 | 3762.18 |  | 1816.806 | 3429.279 | 949.04 | 1351.486 | 2545.889 | 5648.284 | 993.568 | 1982.303 | 1963.265 | 3214.361 | Competitive | Non-Competitive | 0 | TRUE | FALSE | 1 | Non-Competitive | 0.7265 | Non-Competitive
SILLFTL8 FRIR_SONR1_1 TO_FROM | SILLFTL8 | FRIR_SONR1_1 | 37 | 1 | 1 | SONR2A | FRIR2A | TO_FROM | 73521.13 | 73542.87 | -100.95 | 0 | 1642.867 | 1060.354 | -0.00952 | 0.008883 | -0.13213 | 0.72227 | 34.1793 | -37.6813 | 0 |  |  | 2458.475 | 2619.429 | 1162.452 | 1781.226 | 3530.146 | 3039.246 | 1614.347 | 2040.872 | 2358.021 | 2812.826 | Competitive | Competitive | 1 | FALSE | FALSE | 1 | Non-Competitive | 0.7265 | Non-Competitive
SIRVNO28 1140__C FROM_TO | SIRVNO28 | 1140__C | 215 | 7 | 7 | DFW_DE1T1_8 | DFW_CE1_8 | FROM_TO | 73521.13 | 72861.74 | 202.8674 | 0 | 1448.499 | 2246.9 | -0.02646 | 0.019283 | -0.36208 | 0.46132 | 455.2184 | 235.9564 | 0 |  | 2553.274 | 2854.894 | 2737.347 | 788.616 | 2860.853 | 4610.794 | 2737.347 | 1023.178 | 2729.047 | 3372.1 | 2666.311 | Non-Competitive | Non-Competitive | 0 | TRUE | FALSE | 0 | Non-Competitive | 0.6875 | Non-Competitive
SIRVNO28 1140__C TO_FROM | SIRVNO28 | 1140__C | 215 | 7 | 7 | DFW_DE1T1_8 | DFW_CE1_8 | TO_FROM | 73521.13 | 74118.74 | -466.869 | 0 | 2175.46 | 1448.499 | -0.01928 | 0.02646 | -0.46132 | 0.36208 | -73.4889 | -180.11 | 0 | 2138.614 |  | 2378.227 | 2854.894 | 2517.239 | 937.915 | 2369.812 | 4610.794 | 2359.202 | 1180.384 | 2294.889 | 3372.1 | Competitive | Competitive | 1 | TRUE | FALSE | 1 | Non-Competitive | 0.6875 | Non-Competitive
SIRVNO28 LIGSW_MR2H FROM_TO | SIRVNO28 | LIGSW_MR2H | 686 | 7 | 7 | LIGGETT_2T5 | 24031 | FROM_TO | 73521.13 | 73613.12 | 345.0662 | 0 | 3594.368 | 903.353 | -0.04089 | 0.023073 | -0.3382 | 0.075881 | 649.5978 | 493.5455 | 0 | 10000 | 10000 | 1023.319 | 6188.241 | 990.872 | 2117.803 | 1972.81 | 10000 | 1025.597 | 5413.568 | 1043.528 | 7840.627 | Competitive | Competitive | 1 | TRUE | FALSE | 1 | Non-Competitive | 0.7425 | Non-Competitive
SIRVNO28 LIGSW_MR2H TO_FROM | SIRVNO28 | LIGSW_MR2H | 686 | 7 | 7 | LIGGETT_2T5 | 24031 | TO_FROM | 73521.13 | 88091.99 | -643.104 | 0 | 903.353 | 3594.368 | -0.02307 | 0.04089 | -0.07588 | 0.3382 | -252.602 | -431.947 | 0 | 10000 | 10000 | 5847.924 | 1116.962 | 1485.906 | 1077.864 | 10000 | 1972.81 | 4807.01 | 1111.132 | 7628.464 | 1132.204 | Competitive | Competitive | 1 | TRUE | FALSE | 1 | Non-Competitive | 0.7425 | Non-Competitive
SI_DI_38 I_DUPP_I_DUPS1_1 FROM_TO | SI_DI_38 | I_DUPP_I_DUPS1_1 | 206 | 2 | 2 | I_DUPSW4A | I_DUPP14A | FROM_TO | 73521.13 | 73612.18 | 150.6483 | 0 | 787.067 | 10000 | -0.57392 | 0.002046 | -0.6016 | 0.002046 | 151.2236 | 151.2639 | 0 |  | 10000 | 787.067 | 10000 | 787.067 | 10000 | 787.067 | 10000 | 787.067 | 10000 | 787.067 | 10000 | Competitive | Competitive | 1 | TRUE | FALSE | 1 | Non-Competitive | 0.711 | Non-Competitive
SI_DI_38 I_DUPP_I_DUPS1_1 TO_FROM | SI_DI_38 | I_DUPP_I_DUPS1_1 | 206 | 2 | 2 | I_DUPSW4A | I_DUPP14A | TO_FROM | 73521.13 | 92690.8 | -150.468 | 0 | 10000 | 0 | -0.00205 | 0.57392 | -0.00205 | 0.6016 | -35.3761 | -23.0958 | 5931.83 | 10000 |  | 10000 | 918.218 | 10000 | 918.218 | 10000 | 918.218 | 10000 | 918.218 | 10000 | 918.218 | Competitive | Competitive | 1 | TRUE | FALSE | 1 | Non-Competitive | 0.711 | Non-Competitive
SJMCW_D8 FTW_W_DE_1 FROM_TO | SJMCW_D8 | FTW_W_DE_1 | 350 | 1 | 1 | FTWORTH | W_DENT_8 | FROM_TO | 73521.13 | 75435.99 | -477.821 | 0 | 2008.518 | 1134.961 | -0.02474 | 0.092417 | -0.21914 | 0.62543 | -74.402 | -204.79 | 5111.83 | 4510.964 | 2406.963 | 5376.877 | 2176.875 | 1896.384 | 924.535 | 5376.877 | 1654.46 | 2507.023 | 1351.771 | 5740.136 | 1893.741 | Competitive | Competitive | 1 | TRUE | FALSE | 1 | Non-Competitive | 0.7815 | Non-Competitive
SJMCW_D8 FTW_W_DE_1 TO_FROM | SJMCW_D8 | FTW_W_DE_1 | 350 | 1 | 1 | FTWORTH | W_DENT_8 | TO_FROM | 73521.13 | 73289.52 | 149.1582 | 0 | 1134.961 | 2311.206 | -0.09242 | 0.024744 | -0.62543 | 0.21914 | 496.5466 | 110.8297 | 0 | 2294.519 | 7615.32 | 1006.257 | 10000 | 656.125 | 2053.971 | 731.102 | 10000 | 778.328 | 2932.728 | 921.095 | 9262.644 | Non-Competitive | Non-Competitive | 0 | TRUE | FALSE | 1 | Non-Competitive | 0.7815 | Non-Competitive
SK2SKY8 E1_M1_1 FROM_TO | SK2SKY8 | E1_M1_1 | 214 | 1 | 1 | FIVE_PTS | WSTSIDE | FROM_TO | 73521.13 | 73814.89 | 56.0701 | 0 | 1252.191 | 759.224 | -0.05563 | 0.098248 | -0.30376 | 0.44684 | 123.7517 | 9.3063 | 0 | 10000 | 10000 | 10000 | 10000 | 7952.282 | 6462.125 | 10000 | 10000 | 9973.258 | 9367.406 | 10000 | 10000 | Competitive | Competitive | 1 | TRUE | FALSE | 1 | Non-Competitive | 0.7345 | Non-Competitive
SK2SKY8 E1_M1_1 TO_FROM | SK2SKY8 | E1_M1_1 | 214 | 1 | 1 | FIVE_PTS | WSTSIDE | TO_FROM | 73521.13 | 73752.53 | -102.094 | 0 | 759.224 | 1258.714 | -0.09825 | 0.055626 | -0.44684 | 0.30376 | 110.6562 | -28.8143 | 0 | 10000 | 10000 | 10000 | 10000 | 4905.187 | 7998.88 | 10000 | 10000 | 9019.309 | 9973.571 | 10000 | 10000 | Competitive | Competitive | 1 | TRUE | FALSE | 1 | Non-Competitive | 0.7345 | Non-Competitive
SKEYWLV8 6215__A FROM_TO | SKEYWLV8 | 6215__A | 143 | 3 | 3 | BLUFCKTA_8 | CHINAGRV_8 | FROM_TO | 73521.13 | 72704.5 | -117.098 | 0 | 3418.223 | 1147.365 | -0.01422 | 0.69103 | -0.05315 | 0.69103 | 184.5682 | 147.2473 | 5033.03 | 3368.788 |  | 5442.405 | 9157.119 | 3362.746 | 918.462 | 10000 | 10000 | 5726.731 | 1144.839 | 5726.758 | 7993.216 | Non-Competitive | Non-Competitive | 0 | TRUE | FALSE | 0 | Non-Competitive | 0.797 | Non-Competitive
SKEYWLV8 6215__A TO_FROM | SKEYWLV8 | 6215__A | 143 | 3 | 3 | BLUFCKTA_8 | CHINAGRV_8 | TO_FROM | 73521.13 | 73556.1 | -62.0109 | 0 | 1079.293 | 3418.22 | -0.00022 | 0.016961 | -0.69104 | 0.053151 | 118.8318 | 92.0059 | 0 |  |  | 2705.389 | 10000 | 730.822 | 10000 | 2705.389 | 10000 | 844.145 | 10000 | 2996.567 | 10000 | Competitive | Competitive | 1 | FALSE | FALSE | 1 | Non-Competitive | 0.797 | Non-Competitive
SKEYWLV8 6610__C FROM_TO | SKEYWLV8 | 6610__C | 40 | 3 | 3 | BIGCRMWD_T9 | KNOTT_9 | FROM_TO | 73521.13 | 73547.57 | -13.3129 | 0 | 1649.038 | 667.161 | -0.01297 | 0.11334 | -0.50735 | 0.19007 | 26.585 | 6.2679 | 0 | 5308.809 |  | 5308.809 | 10000 | 1199.114 | 3557.165 | 5308.809 | 10000 | 4350.92 | 5509.677 | 5143.723 | 10000 | Competitive | Competitive | 1 | TRUE | FALSE | 1 | Non-Competitive | 0.789 | Non-Competitive
SKEYWLV8 6610__C TO_FROM | SKEYWLV8 | 6610__C | 40 | 3 | 3 | BIGCRMWD_T9 | KNOTT_9 | TO_FROM | 73521.13 | 73649.04 | -26.6444 | 0 | 650.066 | 1333.532 | -0.11334 | 0.023063 | -0.19007 | 0.50735 | 15.4105 | -15.6648 | 0 | 10000 | 10000 | 4337.697 | 10000 | 1685.121 | 929.724 | 4337.697 | 10000 | 3646.479 | 9633.185 | 4889.385 | 10000 | Competitive | Competitive | 1 | TRUE | FALSE | 1 | Non-Competitive | 0.789 | Non-Competitive
SKEYWLV8 6611__A FROM_TO | SKEYWLV8 | 6611__A | 195 | 3 | 3 | ACKRLYVE_9 | ACKERLY_9 | FROM_TO | 73521.13 | 73679.46 | -38.6427 | 0 | 1752.129 | 1050.182 | -0.0363 | 0.057207 | -0.72226 | 0.22976 | 80.5467 | 19.5769 | 0 | 3160.051 | 10000 | 3160.051 | 5009.467 | 1088.855 | 3522.635 | 4720.792 | 10000 | 2391.774 | 5303.257 | 3175.338 | 6376.274 | Competitive | Competitive | 1 | TRUE | FALSE | 1 | Non-Competitive | 0.8205 | Non-Competitive
SKEYWLV8 6611__A TO_FROM | SKEYWLV8 | 6611__A | 195 | 3 | 3 | ACKRLYVE_9 | ACKERLY_9 | TO_FROM | 73521.13 | 74194.05 | -67.0536 | 0 | 1148.445 | 1678.091 | -0.05721 | 0.062753 | -0.22976 | 0.72226 | 38.7905 | -53.2752 | 0 | 4329.334 | 10000 | 4329.334 | 10000 | 1672.54 | 1221.211 | 4329.334 | 10000 | 3244.48 | 3346.207 | 4811.24 | 10000 | Competitive | Competitive | 1 | TRUE | FALSE | 1 | Non-Competitive | 0.8205 | Non-Competitive
SKEYWLV8 6611__B FROM_TO | SKEYWLV8 | 6611__B | 195 | 3 | 3 | ACKERLY_9 | ACKRLNTC_9 | FROM_TO | 73521.13 | 73709.71 | -39.82 | 0 | 1751.938 | 1053.611 | -0.03631 | 0.057191 | -0.6126 | 0.27773 | 79.3805 | 18.4104 | 0 | 3160.087 | 10000 | 3160.087 | 5009.284 | 1097.85 | 3520.713 | 4720.539 | 10000 | 2399.995 | 5299.16 | 3175.434 | 6373.055 | Competitive | Competitive | 1 | TRUE | FALSE | 1 | Non-Competitive | 0.719 | Non-Competitive
SKEYWLV8 6611__B TO_FROM | SKEYWLV8 | 6611__B | 195 | 3 | 3 | ACKERLY_9 | ACKRLNTC_9 | TO_FROM | 73521.13 | 74073.57 | -65.8856 | 0 | 1053.611 | 1566.257 | -0.05719 | 0.062769 | -0.27773 | 0.6126 | 39.9603 | -52.1043 | 0 | 4329.285 | 10000 | 4329.285 | 10000 | 1671.308 | 1229.75 | 4329.285 | 10000 | 3241.909 | 3399.945 | 4810.742 | 10000 | Competitive | Competitive | 1 | TRUE | FALSE | 1 | Non-Competitive | 0.719 | Non-Competitive
SKEYWLV8 6611__C FROM_TO | SKEYWLV8 | 6611__C | 195 | 3 | 3 | ACKRLNTC_9 | SPARNBRG_9 | FROM_TO | 73521.13 | 73722.68 | -39.82 | 0 | 1751.851 | 1058.344 | -0.03631 | 0.057191 | -0.57319 | 0.3874 | 79.3805 | 18.4104 | 0 | 3160.087 | 10000 | 3160.087 | 5009.284 | 1097.85 | 3520.713 | 4720.539 | 10000 | 2399.995 | 5299.16 | 3175.434 | 6373.055 | Competitive | Competitive | 1 | TRUE | FALSE | 1 | Non-Competitive | 0.7185 | Non-Competitive
SKEYWLV8 6611__C TO_FROM | SKEYWLV8 | 6611__C | 195 | 3 | 3 | ACKRLNTC_9 | SPARNBRG_9 | TO_FROM | 73521.13 | 73917.18 | -65.8856 | 0 | 1058.344 | 1566.197 | -0.05719 | 0.062769 | -0.3874 | 0.57319 | 39.9603 | -52.1043 | 0 | 4329.285 | 10000 | 4329.285 | 10000 | 1671.308 | 1229.75 | 4329.285 | 10000 | 3241.909 | 3399.945 | 4810.742 | 10000 | Competitive | Competitive | 1 | TRUE | FALSE | 1 | Non-Competitive | 0.7185 | Non-Competitive
SKEYWLV8 6611__D FROM_TO | SKEYWLV8 | 6611__D | 195 | 3 | 3 | LAMESA_9 | SPARNBRG_9 | FROM_TO | 73521.13 | 73880.33 | -65.7654 | 0 | 1059.465 | 1671.317 | -0.05719 | 0.062771 | -0.42681 | 0.40182 | 40.0806 | -51.9838 | 0 | 4329.28 | 10000 | 4329.28 | 10000 | 1671.182 | 1230.657 | 4329.28 | 10000 | 3241.645 | 3405.51 | 4810.691 | 10000 | Competitive | Competitive | 1 | TRUE | FALSE | 1 | Non-Competitive | 0.703 | Non-Competitive
SKEYWLV8 6611__D TO_FROM | SKEYWLV8 | 6611__D | 195 | 3 | 3 | LAMESA_9 | SPARNBRG_9 | TO_FROM | 73521.13 | 73808.68 | -39.9412 | 0 | 1677.398 | 1159.53 | -0.03631 | 0.057189 | -0.40182 | 0.42681 | 79.2605 | 18.2903 | 0 | 3160.09 | 10000 | 3160.09 | 5009.265 | 1098.802 | 3520.516 | 4720.513 | 10000 | 2400.833 | 5298.739 | 3175.444 | 6372.724 | Competitive | Competitive | 1 | TRUE | FALSE | 1 | Non-Competitive | 0.703 | Non-Competitive
SKMCKW25 KMCHI_KWASS1_1 FROM_TO | SKMCKW25 | KMCHI_KWASS1_1 | 1174 | 1 | 1 | KMCHI_1_5 | KMCHI_2_5 | FROM_TO | 73521.13 | 1060 | 0 | 0 | 10000 | 802.11 | 0 | 1 | 0 | 1 | 1380 | 0 | 0 | 10000 |  | 10000 |  | 10000 |  | 10000 |  | 10000 |  | 10000 | 0 | Non-Competitive | Non-Competitive | 0 | TRUE | FALSE | 1 | Non-Competitive | 0.742 | Non-Competitive
SKMCKW25 KMCHI_KWASS1_1 TO_FROM | SKMCKW25 | KMCHI_KWASS1_1 | 1174 | 1 | 1 | KMCHI_1_5 | KMCHI_2_5 | TO_FROM | 73521.13 | 74695.13 | 0 | 0 | 802.11 | 10000 | -1 | 0 | -1 | 0 | 0 | 0 | 0 |  | 10000 |  | 10000 |  | 10000 |  | 10000 |  | 10000 | 0 | 10000 | Competitive | Competitive | 1 | TRUE | FALSE | 1 | Non-Competitive | 0.742 | Non-Competitive
SKMCKWA5 KMCHI_KWASS2_1 FROM_TO | SKMCKWA5 | KMCHI_KWASS2_1 | 1174 | 1 | 1 | KMCHI_1_5 | KMCHI_2_5 | FROM_TO | 73521.13 | 1060 | 0 | 0 | 10000 | 802.11 | 0 | 1 | 0 | 1 | 1380 | 0 | 0 | 10000 |  | 10000 |  | 10000 |  | 10000 |  | 10000 |  | 10000 | 0 | Non-Competitive | Non-Competitive | 0 | TRUE | FALSE | 1 | Non-Competitive | 0.7265 | Non-Competitive
SKMCKWA5 KMCHI_KWASS2_1 TO_FROM | SKMCKWA5 | KMCHI_KWASS2_1 | 1174 | 1 | 1 | KMCHI_1_5 | KMCHI_2_5 | TO_FROM | 73521.13 | 74695.13 | 0 | 0 | 802.11 | 10000 | -1 | 0 | -1 | 0 | 0 | 0 | 0 |  | 10000 |  | 10000 |  | 10000 |  | 10000 |  | 10000 | 0 | 10000 | Competitive | Competitive | 1 | TRUE | FALSE | 1 | Non-Competitive | 0.7265 | Non-Competitive
SKOCKOC8 KOCH_UP_69A1 FROM_TO | SKOCKOC8 | KOCH_UP_69A1 | 91.3 | 1 | 1 | KOCH_UP2A | KOCH_UP4A | FROM_TO | 73521.13 | 74273.89 | -52.944 | 0 | 888.966 | 1902.276 | -0.02389 | 0.004124 | -0.15026 | 0.29313 | -23.0983 | -33.0238 | 0 |  | 10000 | 10000 | 5852.442 | 4229.711 | 1577.993 | 10000 | 5852.442 | 8076.989 | 5725.3 | 10000 | 6360.374 | Competitive | Competitive | 1 | TRUE | FALSE | 1 | Non-Competitive | 0.6875 | Non-Competitive
SKOCKOC8 KOCH_UP_69A1 TO_FROM | SKOCKOC8 | KOCH_UP_69A1 | 91.3 | 1 | 1 | KOCH_UP2A | KOCH_UP4A | TO_FROM | 73521.13 | 73649.09 | 22.357 | 0 | 1668.034 | 1014.71 | -0.00412 | 0.023885 | -0.29313 | 0.15026 | 53.7486 | 22.6623 | 0 | 10000 |  | 5852.442 | 10000 | 1251.042 | 6273.24 | 5852.442 | 10000 | 5384.923 | 9093.492 | 6360.374 | 10000 | Competitive | Competitive | 1 | TRUE | FALSE | 1 | Non-Competitive | 0.6875 | Non-Competitive
SKOCLON8 AIR_LI_HIWAY_1_1 FROM_TO | SKOCLON8 | AIR_LI_HIWAY_1_1 | 219 | 1 | 1 | HIWAY_92A | AIR_LIQC2A | FROM_TO | 73521.13 | 73726.66 | 60.0484 | 0 | 1566.994 | 1014.741 | -0.00447 | 0.030571 | -0.58713 | 0.17831 | 98.2095 | 60.2936 | 0 | 6109.903 |  | 6109.903 | 10000 | 925.111 | 10000 | 6109.903 | 10000 | 5138.878 | 10000 | 6915.971 | 10000 | Competitive | Competitive | 1 | TRUE | FALSE | 1 | Non-Competitive | 0.8045 | Non-Competitive
SKOCLON8 AIR_LI_HIWAY_1_1 TO_FROM | SKOCLON8 | AIR_LI_HIWAY_1_1 | 219 | 1 | 1 | HIWAY_92A | AIR_LIQC2A | TO_FROM | 73521.13 | 75088.99 | -97.1041 | 0 | 1077.088 | 1415.349 | -0.03057 | 0.00447 | -0.17831 | 0.58713 | -61.6613 | -72.291 | 0 |  | 6109.903 | 10000 | 6109.903 | 9047.69 | 1136.798 | 10000 | 6109.903 | 9964.899 | 5564.164 | 10000 | 6915.971 | Competitive | Competitive | 1 | TRUE | FALSE | 1 | Non-Competitive | 0.8045 | Non-Competitive
SKRWCR25 1065__L FROM_TO | SKRWCR25 | 1065__L | 249 | 0 | 0 | EULESS_8 | GV_360_2_8 | FROM_TO | 73521.13 | 73530.29 | 61.1797 | 0 | 1485.006 | 972.925 | -0.01638 | 0.011917 | -0.75549 | 0.13395 | 239.6795 | 121.4996 | 0 |  |  | 1761.715 | 1841.82 | 969.791 | 1541.287 | 5379.407 | 2295.617 | 1207.65 | 1707.785 | 1949.191 | 1905.193 | Competitive | Competitive | 1 | FALSE | TRUE | 1 | Non-Competitive | 0.742 | Non-Competitive
SKRWCR25 1065__L TO_FROM | SKRWCR25 | 1065__L | 249 | 0 | 0 | EULESS_8 | GV_360_2_8 | TO_FROM | 73521.13 | 75491.18 | -234.644 | 0 | 972.925 | 1485.006 | -0.01192 | 0.01638 | -0.13395 | 0.75549 | -7.764 | -164.286 | 0 |  |  | 1519.137 | 1761.715 | 1042.016 | 1046.342 | 2191.286 | 5379.407 | 1244.96 | 1284.787 | 1597.979 | 1949.191 | Competitive | Competitive | 1 | FALSE | TRUE | 1 | Non-Competitive | 0.742 | Non-Competitive
SKYLSAN8 258T380_1 FROM_TO | SKYLSAN8 | 258T380_1 | 287 | 1 | 1 | L_BUDA__8_1Y | L_TURNER8_1Y | FROM_TO | 73521.13 | 76229.52 | -349.398 | 0 | 963.08 | 1084.289 | -0.0136 | 0.095705 | -0.14763 | 0.77219 | -102.258 | -257.212 | 0 | 10000 |  | 10000 | 1202.216 | 4589.657 | 1028.93 | 10000 | 1263.61 | 9333.786 | 1081.983 | 10000 | 1151.455 | Competitive | Competitive | 1 | TRUE | FALSE | 1 | Non-Competitive | 0.711 | Non-Competitive
SKYLSAN8 258T380_1 TO_FROM | SKYLSAN8 | 258T380_1 | 287 | 1 | 1 | L_BUDA__8_1Y | L_TURNER8_1Y | TO_FROM | 73521.13 | 73440.08 | 153.4447 | 0 | 1018.462 | 967.922 | -0.0957 | 0.013597 | -0.77219 | 0.14763 | 349.5831 | 258.4751 | 0 |  | 10000 | 1091.308 | 10000 | 953.756 | 7972.182 | 1160.794 | 10000 | 998.242 | 9952.256 | 1052.765 | 10000 | Competitive | Non-Competitive | 0 | TRUE | FALSE | 1 | Non-Competitive | 0.711 | Non-Competitive
SLAGMAR8 269T362_1 FROM_TO | SLAGMAR8 | 269T362_1 | 191 | 1 | 1 | L_WHITES8_1Y | L_BUTTER8_1Y | FROM_TO | 73521.13 | 74737.1 | -276.985 | 0 | 1053.062 | 1454.484 | -0.04416 | 0.18127 | -0.12601 | 0.80832 | 43.3416 | -178.129 | 0 | 10000 | 7440.348 | 10000 | 5373.99 | 1210.07 | 1105.865 | 10000 | 7440.348 | 7870.269 | 1970.47 | 10000 | 5381.889 | Competitive | Competitive | 1 | TRUE | FALSE | 1 | Non-Competitive | 0.672 | Non-Competitive
SLAGMAR8 269T362_1 TO_FROM | SLAGMAR8 | 269T362_1 | 191 | 1 | 1 | L_WHITES8_1Y | L_BUTTER8_1Y | TO_FROM | 73521.13 | 73443.12 | 35.6123 | 0 | 1529.775 | 1100.297 | -0.18127 | 0.04416 | -0.80832 | 0.12601 | 249.9163 | 104.3075 | 0 | 7440.348 | 10000 | 5373.99 | 10000 | 1007.221 | 1830.147 | 7440.348 | 10000 | 1836.057 | 8679.342 | 5381.889 | 10000 | Competitive | Non-Competitive | 0 | TRUE | FALSE | 1 | Non-Competitive | 0.672 | Non-Competitive
SLANLAN8 BLESSI_LAN_CT1_1 FROM_TO | SLANLAN8 | BLESSI_LAN_CT1_1 | 161 | 2 | 2 | BLESSING4A | LAN_CTY4A | FROM_TO | 73521.13 | 73147.12 | -227.833 | 0 | 1374.108 | 2802.847 | -0.22753 | 0.06115 | -0.27757 | 0.12309 | 258.503 | -185.498 | 0 | 939.569 | 3653.873 | 939.569 | 7772.059 | 1009.593 | 2132.064 | 4051.984 | 7772.059 | 1000.529 | 5888.766 | 1452.108 | 6260.89 | Non-Competitive | Non-Competitive | 0 | TRUE | FALSE | 1 | Non-Competitive | 0.6715 | Non-Competitive
SLANLAN8 BLESSI_LAN_CT1_1 TO_FROM | SLANLAN8 | BLESSI_LAN_CT1_1 | 161 | 2 | 2 | BLESSING4A | LAN_CTY4A | TO_FROM | 73521.13 | 71622.7 | -229.331 | 0 | 2802.85 | 1421.333 | -0.06115 | 0.22753 | -0.12309 | 0.27757 | 312.4897 | -88.9126 | 0 | 3653.873 | 1418.094 | 7772.059 | 1418.094 | 2126.127 | 1250.331 | 7772.059 | 4051.984 | 5888.64 | 1238.611 | 6260.89 | 1949.922 | Non-Competitive | Non-Competitive | 0 | TRUE | FALSE | 1 | Non-Competitive | 0.6715 | Non-Competitive
SLAQLOB8 FALFUR_69A1 FROM_TO | SLAQLOB8 | FALFUR_69A1 | 41 | 1 | 1 | FALFUR2A | FALFUR4A | FROM_TO | 73521.13 | 73916.45 | -9.9037 | 0 | 874.846 | 636.457 | -0.00533 | 0.015442 | -0.10923 | 0.71003 | -2.2041 | -5.6874 | 0 |  |  | 10000 | 5000.014 | 1618.168 | 884.419 | 10000 | 5000.014 | 5662.646 | 3888.031 | 10000 | 5106.735 | Competitive | Competitive | 1 | FALSE | FALSE | 1 | Non-Competitive | 0.883 | Non-Competitive
SLAQLOB8 FALFUR_69A1 TO_FROM | SLAQLOB8 | FALFUR_69A1 | 41 | 1 | 1 | FALFUR2A | FALFUR4A | TO_FROM | 73521.13 | 73543.26 | 2.1936 | 0 | 746.677 | 839.783 | -0.01544 | 0.10072 | -0.71003 | 0.10923 | 25.2846 | 3.1371 | 0 | 10000 |  | 10000 | 10000 | 3826.599 | 1886.81 | 10000 | 10000 | 9761.079 | 6311.429 | 10000 | 10000 | Competitive | Competitive | 1 | TRUE | FALSE | 1 | Non-Competitive | 0.883 | Non-Competitive
SLAQLOB8 FALFUR_PREMON1_1 FROM_TO | SLAQLOB8 | FALFUR_PREMON1_1 | 38 | 1 | 1 | FALFUR2A | PREMONT2A | FROM_TO | 73521.13 | 73557.24 | -3.942 | 0 | 747.105 | 848.968 | -0.01552 | 0.10064 | -0.52118 | 0.28989 | 19.1612 | -2.9264 | 0 | 10000 |  | 10000 | 10000 | 6212.749 | 995.265 | 10000 | 10000 | 9775.183 | 6041.848 | 10000 | 10000 | Competitive | Competitive | 1 | TRUE | FALSE | 1 | Non-Competitive | 0.6875 | Non-Competitive
SLAQLOB8 FALFUR_PREMON1_1 TO_FROM | SLAQLOB8 | FALFUR_PREMON1_1 | 38 | 1 | 1 | FALFUR2A | PREMONT2A | TO_FROM | 73521.13 | 73638.54 | -3.788 | 0 | 841.073 | 742.585 | -0.00525 | 0.015525 | -0.28989 | 0.52118 | 3.9654 | 0.37983 | 0 |  |  | 10000 | 5000.094 | 887.393 | 4148.636 | 10000 | 5000.094 | 5404.996 | 5383.118 | 10000 | 5114.521 | Competitive | Competitive | 1 | FALSE | FALSE | 1 | Non-Competitive | 0.6875 | Non-Competitive
SLAQLOB8 FREER_SAN_DI1_1 FROM_TO | SLAQLOB8 | FREER_SAN_DI1_1 | 38 | 1 | 1 | FREER2A | SAN_DIEG2A | FROM_TO | 73521.13 | 73445.62 | -7.2627 | 0 | 1227.497 | 1629.441 | -0.01716 | 0.025761 | -0.18207 | 0.58609 | 51.7458 | 15.0228 | 0 | 3334.961 |  | 3334.961 | 2468.74 | 728.331 | 1439.198 | 3334.961 | 4319.833 | 2361.484 | 2193.385 | 3334.961 | 2464.15 | Competitive | Non-Competitive | 0 | TRUE | FALSE | 1 | Non-Competitive | 0.7735 | Non-Competitive
SLAQLOB8 FREER_SAN_DI1_1 TO_FROM | SLAQLOB8 | FREER_SAN_DI1_1 | 38 | 1 | 1 | FREER2A | SAN_DIEG2A | TO_FROM | 73521.13 | 73568.93 | -48.1224 | 0 | 1512.844 | 1281.783 | -0.02576 | 0.017159 | -0.58609 | 0.18207 | 9.0654 | -35.2953 | 0 |  | 5000 | 1184.101 | 5000 | 878.603 | 913.337 | 3187.071 | 5000 | 1238.929 | 3258.392 | 1322.29 | 5000 | Competitive | Competitive | 1 | TRUE | FALSE | 1 | Non-Competitive | 0.7735 | Non-Competitive
SLAULA_8 LA_PAL_VCAVAZ1_1 FROM_TO | SLAULA_8 | LA_PAL_VCAVAZ1_1 | 211 | 1 | 1 | LAPALM 4 | CAVAZOS4A | FROM_TO | 73521.13 | 73544.87 | 192.9656 | 0 | 10000 | 10000 | -0.4496 | 0.005998 | -0.69 | 0.021779 | 194.6177 | 192.4241 | 0 |  | 10000 | 791.804 | 10000 | 785.191 | 10000 | 3121.949 | 10000 | 781.15 | 10000 | 785.376 | 10000 | Competitive | Competitive | 1 | TRUE | FALSE | 1 | Non-Competitive | 1.0155 | Non-Competitive
SLAULA_8 LA_PAL_VCAVAZ1_1 TO_FROM | SLAULA_8 | LA_PAL_VCAVAZ1_1 | 211 | 1 | 1 | LAPALM 4 | CAVAZOS4A | TO_FROM | 73521.13 | 92690.8 | -195.039 | 0 | 10000 | 0 | -0.00485 | 0.4496 | -0.02178 | 0.69 | -170.547 | -154.932 | 5931.83 | 10000 |  | 10000 | 914.574 | 10000 | 914.574 | 10000 | 922.211 | 10000 | 913.536 | 10000 | 913.536 | Competitive | Competitive | 1 | TRUE | FALSE | 1 | Non-Competitive | 1.0155 | Non-Competitive
SLA_RIO5 RAYMND_RAYMON1_1 FROM_TO | SLA_RIO5 | RAYMND_RAYMON1_1 | 38 | 4 | 4 | RAYMND22A | RAYMOND12A | FROM_TO | 73521.13 | 73502.48 | 40.4 | 0 | 1934.754 | 1298.655 | -0.02082 | 0.011968 | -0.60464 | 0.26365 | 49.2793 | 44.3078 | 0 |  | 10000 | 10000 | 10000 | 754.813 | 5977.973 | 10000 | 10000 | 716.303 | 8702.934 | 10000 | 10000 | Non-Competitive | Non-Competitive | 0 | TRUE | FALSE | 0 | Non-Competitive | 0.7105 | Non-Competitive
SLA_RIO5 RAYMND_RAYMON1_1 TO_FROM | SLA_RIO5 | RAYMND_RAYMON1_1 | 38 | 4 | 4 | RAYMND22A | RAYMOND12A | TO_FROM | 73521.13 | 73817.23 | -49.0997 | 0 | 1298.655 | 1964.003 | -0.01197 | 0.020821 | -0.26365 | 0.60464 | -40.7117 | -48.4172 | 0 | 10000 |  | 5125.85 | 10000 | 2339.748 | 863.95 | 10000 | 10000 | 4417.688 | 820.915 | 5253.95 | 10000 | Competitive | Competitive | 1 | TRUE | FALSE | 1 | Non-Competitive | 0.7105 | Non-Competitive
SLCDYN8 357T544_1 FROM_TO | SLCDYN8 | 357T544_1 | 38 | 1 | 1 | L_COLUMB9_1Y | L_STAFHI9_1Y | FROM_TO | 73521.13 | 73368.7 | 8.6553 | 0 | 845.145 | 1574.345 | -0.0309 | 0.015917 | -0.6033 | 0.29896 | 129.4988 | 4.0686 | 0 |  | 10000 | 6464.61 | 2660.133 | 1068.837 | 1276.233 | 6555.974 | 3419.715 | 2065.53 | 1171.548 | 6808.55 | 2721.355 | Competitive | Non-Competitive | 0 | TRUE | FALSE | 1 | Non-Competitive | 0.7735 | Non-Competitive
SLCDYN8 357T544_1 TO_FROM | SLCDYN8 | 357T544_1 | 38 | 1 | 1 | L_COLUMB9_1Y | L_STAFHI9_1Y | TO_FROM | 73521.13 | 73585.01 | -103.673 | 0 | 1574.345 | 918.914 | -0.01592 | 0.030901 | -0.29896 | 0.6033 | 18.966 | -53.7677 | 0 | 10000 |  | 2660.133 | 6464.61 | 1060.873 | 1300.961 | 3419.715 | 6555.974 | 1011.915 | 2429.901 | 2721.355 | 6808.55 | Competitive | Competitive | 1 | TRUE | FALSE | 1 | Non-Competitive | 0.7735 | Non-Competitive
SLFKSCS5 11010__A FROM_TO | SLFKSCS5 | 11010__A | 191 | 4 | 4 | STRYKER_8 | GRESHRD_8 | FROM_TO | 73521.13 | 73615.98 | -23.607 | 0 | 1851.537 | 10000 | -0.7485 | 0.079248 | -0.7485 | 0.079248 | 120.0039 | -21.9749 | 0 | 10000 | 5229.373 | 10000 | 10000 | 2934.735 | 3742.138 | 10000 | 10000 | 9764.149 | 9302.658 | 10000 | 9387.916 | Competitive | Competitive | 1 | TRUE | FALSE | 1 | Non-Competitive | 0.7185 | Non-Competitive
SLFKSCS5 11010__A TO_FROM | SLFKSCS5 | 11010__A | 191 | 4 | 4 | STRYKER_8 | GRESHRD_8 | TO_FROM | 73521.13 | 74669.71 | -119.158 | 0 | 10000 | 1839.831 | -0.07925 | 0.7485 | -0.07925 | 0.7485 | 97.3114 | 68.0721 | 5231.83 | 5229.373 | 10000 | 10000 | 10000 | 3738.456 | 3271.043 | 10000 | 10000 | 9302.655 | 9785.447 | 9387.916 | 10000 | Competitive | Competitive | 1 | TRUE | FALSE | 1 | Non-Competitive | 0.7185 | Non-Competitive
SLHSCN28 3260__B FROM_TO | SLHSCN28 | 3260__B | 304 | 1 | 1 | LKHB_E8 | CNVL1_8 | FROM_TO | 73521.13 | 73970.01 | -19.7623 | 0 | 2379.214 | 1500.175 | -0.00182 | 0.20597 | -0.21211 | 0.2067 | 207.3007 | -2.4692 | 3829.23 | 10000 |  | 10000 | 1803.01 | 8837.28 | 1627.126 | 10000 | 1576.723 | 9990.573 | 1613.072 | 10000 | 1677.428 | Competitive | Competitive | 1 | TRUE | FALSE | 1 | Non-Competitive | 0.703 | Non-Competitive
SLHSCN28 3260__B TO_FROM | SLHSCN28 | 3260__B | 304 | 1 | 1 | LKHB_E8 | CNVL1_8 | TO_FROM | 73521.13 | 74879.52 | -7.9203 | 0 | 1414.441 | 2200.117 | -0.20597 | 0.001816 | -0.2067 | 0.21211 | 23.1954 | 4.8652 | 0 |  | 10000 | 1145.891 | 10000 | 1070.386 | 8844.876 | 1414.044 | 10000 | 1108.585 | 9990.576 | 1138.718 | 10000 | Competitive | Competitive | 1 | TRUE | FALSE | 1 | Non-Competitive | 0.703 | Non-Competitive
SLNCSWE5 6026__A FROM_TO | SLNCSWE5 | 6026__A | 956 | 0 | 0 | ABMULCW7 | SWEETEAST_5 | FROM_TO | 73521.13 | 75171.24 | -1391.37 | 0 | 1634.014 | 1102.034 | -0.1899 | 0.083185 | -0.24567 | 0.27312 | 549.8092 | -48.6419 | 0 | 1363.163 | 3093.766 | 1966.322 | 3143.062 | 1206.496 | 2483.378 | 2422.616 | 3143.062 | 1232.475 | 3100.183 | 1727.678 | 3119.492 | Competitive | Competitive | 1 | TRUE | FALSE | 1 | Non-Competitive | 0.6955 | Non-Competitive
SLNCSWE5 6026__A TO_FROM | SLNCSWE5 | 6026__A | 956 | 0 | 0 | ABMULCW7 | SWEETEAST_5 | TO_FROM | 73521.13 | 71251.38 | -491.706 | 0 | 1093.672 | 1537.061 | -0.08318 | 0.23529 | -0.27312 | 0.24567 | 1543.956 | -448.523 | 0 | 956.902 | 1893.652 | 981.139 | 2698.641 | 902.631 | 1453.087 | 981.139 | 3695.052 | 976.865 | 1348.555 | 978.512 | 2053.069 | Competitive | Non-Competitive | 0 | TRUE | FALSE | 1 | Non-Competitive | 0.6955 | Non-Competitive
SLOBSAN5 ALICE_69A1 FROM_TO | SLOBSAN5 | ALICE_69A1 | 102.3 | 1 | 1 | ALICE2A | ALICE4A | FROM_TO | 73521.13 | 73995.38 | -81.2181 | 0 | 861.104 | 1484.808 | -0.05579 | 0.055397 | -0.25715 | 0.51651 | -25.6175 | -72.832 | 0 | 2626.466 | 10000 | 2626.466 | 10000 | 1985.612 | 844.968 | 2626.466 | 10000 | 2585.884 | 3039.498 | 2712.968 | 10000 | Competitive | Competitive | 1 | TRUE | FALSE | 1 | Non-Competitive | 0.75 | Non-Competitive
SLOBSAN5 ALICE_69A1 TO_FROM | SLOBSAN5 | ALICE_69A1 | 102.3 | 1 | 1 | ALICE2A | ALICE4A | TO_FROM | 73521.13 | 73559.19 | 30.3111 | 0 | 1559.7 | 851.096 | -0.04884 | 0.055792 | -0.51651 | 0.25715 | 82.6425 | 43.7219 | 0 | 10000 | 5000 | 10000 | 5000 | 695.564 | 3410.221 | 10000 | 5000 | 2123.497 | 4498.355 | 10000 | 5000 | Competitive | Competitive | 1 | TRUE | FALSE | 1 | Non-Competitive | 0.75 | Non-Competitive
SLOBSAN5 BIG_FOOT_69A1 FROM_TO | SLOBSAN5 | BIG_FOOT_69A1 | 47 | 1 | 1 | BIG_FOOT2A | BIG_FOOT4A | FROM_TO | 73521.13 | 74939.96 | -44.8947 | 0 | 498.982 | 1681.063 | -0.00358 | 0.015824 | -0.0469 | 0.73733 | -20.5524 | -40.0137 | 0 |  |  | 2118.883 | 10000 | 1080.553 | 1090.086 | 2185.565 | 10000 | 2002.115 | 2593.08 | 2245.852 | 10000 | Competitive | Competitive | 1 | FALSE | FALSE | 1 | Non-Competitive | 0.7575 | Non-Competitive
SLOBSAN5 BIG_FOOT_69A1 TO_FROM | SLOBSAN5 | BIG_FOOT_69A1 | 47 | 1 | 1 | BIG_FOOT2A | BIG_FOOT4A | TO_FROM | 73521.13 | 73517.96 | 20.9268 | 0 | 1681.063 | 576.796 | -0.01582 | 0.00358 | -0.73733 | 0.046899 | 49.3375 | 29.7716 | 0 |  |  | 7705.674 | 3476.2 | 983.96 | 1596.233 | 10000 | 3652.379 | 2330.923 | 3364.544 | 8641.788 | 3914.584 | Competitive | Non-Competitive | 0 | FALSE | FALSE | 1 | Non-Competitive | 0.7575 | Non-Competitive
SLOBSAN5 FREER_SAN_DI1_1 FROM_TO | SLOBSAN5 | FREER_SAN_DI1_1 | 38 | 1 | 1 | FREER2A | SAN_DIEG2A | FROM_TO | 73521.13 | 73613.35 | -38.197 | 0 | 844.321 | 1612.039 | -0.01299 | 0.054316 | -0.17034 | 0.60372 | 21.4179 | -26.2985 | 0 | 2525.593 |  | 2525.593 | 2551.04 | 1528.267 | 1033.324 | 2525.593 | 10000 | 2365.124 | 1650.645 | 2505.365 | 2454.313 | Competitive | Competitive | 1 | TRUE | FALSE | 1 | Non-Competitive | 0.672 | Non-Competitive
SLOBSAN5 FREER_SAN_DI1_1 TO_FROM | SLOBSAN5 | FREER_SAN_DI1_1 | 38 | 1 | 1 | FREER2A | SAN_DIEG2A | TO_FROM | 73521.13 | 73518.29 | -12.5564 | 0 | 1670.364 | 844.321 | -0.05432 | 0.012992 | -0.60372 | 0.17034 | 39.7161 | 7.8831 | 0 |  | 5000 | 1887.857 | 5000 | 836.539 | 2658.306 | 10000 | 5000 | 1160.186 | 4492.348 | 1896.067 | 5000 | Competitive | Non-Competitive | 0 | TRUE | FALSE | 1 | Non-Competitive | 0.672 | Non-Competitive
SLOBSAN5 LAQUIN_LOBO1_1 FROM_TO | SLOBSAN5 | LAQUIN_LOBO1_1 | 239 | 1 | 1 | LOBO4A | LAQUNTA4A | FROM_TO | 73521.13 | 73800.53 | -233.358 | 0 | 836.552 | 1419.196 | -0.02151 | 0.2692 | -0.57314 | 0.30388 | 76.2012 | -97.509 | 0 | 2651.282 | 8760.106 | 3334.961 | 1901.61 | 1707.907 | 1058.42 | 3334.961 | 2568.228 | 3165.074 | 1705.885 | 3190.136 | 2348.867 | Competitive | Competitive | 1 | TRUE | FALSE | 1 | Non-Competitive | 0.695 | Non-Competitive
SLOBSAN5 LAQUIN_LOBO1_1 TO_FROM | SLOBSAN5 | LAQUIN_LOBO1_1 | 239 | 1 | 1 | LOBO4A | LAQUNTA4A | TO_FROM | 73521.13 | 73521.26 | -69.7838 | 0 | 1419.196 | 836.552 | -0.2692 | 0.57314 | -0.30388 | 0.57314 | 238.9605 | 22.5304 | 0 | 7617.572 | 3559.082 | 10000 | 5000 | 1922.26 | 2856.494 | 10000 | 5000 | 9552.41 | 4662.225 | 9886.031 | 4671.009 | Competitive | Competitive | 1 | TRUE | FALSE | 1 | Non-Competitive | 0.695 | Non-Competitive
SLOBSAN5 SANMIGL_ATAH FROM_TO | SLOBSAN5 | SANMIGL_ATAH | 300 | 1 | 1 | MIGUEL5 | NOTMODMIDPT2 | FROM_TO | 73521.13 | 73379.42 | 105.2147 | 0 | 1318.351 | 967.482 | -0.15467 | 0.057101 | -0.70268 | 0.057101 | 399.8993 | 195.8303 | 0 | 5000 | 2911.439 | 5000 | 5901.122 | 812.373 | 2233.717 | 5000 | 5641.851 | 1074.589 | 5627.354 | 5000 | 5825.943 | Competitive | Non-Competitive | 0 | TRUE | FALSE | 1 | Non-Competitive | 0.6955 | Non-Competitive
SLOBSAN5 SANMIGL_ATAH TO_FROM | SLOBSAN5 | SANMIGL_ATAH | 300 | 1 | 1 | MIGUEL5 | NOTMODMIDPT2 | TO_FROM | 73521.13 | 80099.26 | -403.365 | 0 | 967.485 | 1318.351 | -0.0571 | 0.15467 | -0.0571 | 0.70268 | -66.7094 | -374.835 | 0 | 1635.461 | 5000 | 3618.149 | 5000 | 1185.456 | 865.008 | 3383.449 | 5000 | 3669.645 | 1126.531 | 3865.007 | 5000 | Competitive | Competitive | 1 | TRUE | FALSE | 1 | Non-Competitive | 0.6955 | Non-Competitive
SLOLFOR8 VICTOR_V_DUPS1_1 FROM_TO | SLOLFOR8 | VICTOR_V_DUPS1_1 | 206 | 1 | 1 | V_DUPSW4A | VICTORIA4A | FROM_TO | 73521.13 | 84362.87 | -421.729 | 0 | 3930.266 | 2304.28 | -0.01788 | 0.42712 | -0.03727 | 0.42712 | -140.676 | -399.745 | 0 | 3073.627 |  | 3951.473 | 4081.442 | 2733.074 | 941.162 | 3951.473 | 10000 | 3960.904 | 957.707 | 3974.686 | 6017.403 | Competitive | Competitive | 1 | TRUE | FALSE | 1 | Non-Competitive | 0.6795 | Non-Competitive
SLOLFOR8 VICTOR_V_DUPS1_1 TO_FROM | SLOLFOR8 | VICTOR_V_DUPS1_1 | 206 | 1 | 1 | V_DUPSW4A | VICTORIA4A | TO_FROM | 73521.13 | 73031.7 | 255.1451 | 0 | 2304.28 | 3930.267 | -0.42712 | 0.017883 | -0.42712 | 0.037268 | 415.0437 | 268.8375 | 0 |  | 3310.397 | 4081.442 | 3951.473 | 821.675 | 3021.837 | 10000 | 3951.473 | 835.722 | 3984.316 | 6017.403 | 3996.433 | Non-Competitive | Non-Competitive | 0 | TRUE | FALSE | 0 | Non-Competitive | 0.6795 | Non-Competitive
SLONWIN9 M_69_D1_1 FROM_TO | SLONWIN9 | M_69_D1_1 | 35 | 6 | 6 | TNWINK____0 | TNCOCHISE_0 | FROM_TO | 73521.13 | 73531.56 | 24.7095 | 0 | 1602.909 | 1228.662 | -0.00082 | 0.006603 | -0.67555 | 0.026177 | 27.9526 | 25.0595 | 0 |  |  | 6663.982 | 10000 | 735.072 | 10000 | 6663.982 | 10000 | 1996.682 | 10000 | 6316.757 | 10000 | Competitive | Competitive | 1 | FALSE | FALSE | 1 | Non-Competitive | 0.664 | Non-Competitive
SLONWIN9 M_69_D1_1 TO_FROM | SLONWIN9 | M_69_D1_1 | 35 | 6 | 6 | TNWINK____0 | TNCOCHISE_0 | TO_FROM | 73521.13 | 75827.49 | -27.824 | 0 | 811.793 | 1764.064 | -0.00046 | 0.000821 | -0.02618 | 0.67555 | -24.8615 | -23.3391 | 5931.83 |  |  | 10000 | 910.556 | 10000 | 910.556 | 10000 | 910.556 | 10000 | 918.791 | 10000 | 918.791 | Competitive | Competitive | 1 | FALSE | FALSE | 1 | Non-Competitive | 0.664 | Non-Competitive
SLOSAUS5 AUSTRO_AT2L FROM_TO | SLOSAUS5 | AUSTRO_AT2L | 480 | 1 | 1 | AUSTROP | AUSTRO2_1KV | FROM_TO | 73521.13 | 74081.26 | -524.228 | 0 | 853.346 | 2032.214 | -0.01873 | 0.22586 | -0.99509 | 0.27053 | -131.061 | -146.991 | 2533.63 | 4854.125 |  | 5329.099 | 1559.901 | 4836.82 | 1075.637 | 9084.312 | 3723.338 | 4966.413 | 1191.883 | 4966.505 | 1478.447 | Competitive | Competitive | 1 | TRUE | FALSE | 1 | Non-Competitive | 0.7035 | Non-Competitive
SLOSAUS5 AUSTRO_AT2L TO_FROM | SLOSAUS5 | AUSTRO_AT2L | 480 | 1 | 1 | AUSTROP | AUSTRO2_1KV | TO_FROM | 73521.13 | 73375.81 | 104.6126 | 0 | 2090.956 | 853.346 | -0.22586 | 0.01873 | -0.27053 | 0.99508 | 520.7887 | 259.558 | 0 |  | 4854.125 | 1504.361 | 5329.099 | 983.914 | 4854.125 | 3723.338 | 9084.312 | 1131.633 | 4966.505 | 1434.936 | 4966.505 | Competitive | Non-Competitive | 0 | TRUE | FALSE | 1 | Non-Competitive | 0.7035 | Non-Competitive
SLVOSON8 ELDO_LVOK1_1 FROM_TO | SLVOSON8 | ELDO_LVOK1_1 | 30 | 1 | 1 | LVOK2A | ELDO2A | FROM_TO | 73521.13 | 73537.48 | 13.5558 | 0 | 783.721 | 0 | 0 | 0.000184 | -0.99982 | 0.000184 | 13.6518 | 13.6554 | 0 |  |  | 783.721 |  | 783.721 |  | 783.721 |  | 783.721 |  | 783.721 | 0 | Competitive | Competitive | 1 | FALSE | TRUE | 1 | Non-Competitive | 0.7345 | Non-Competitive
SLVOSON8 ELDO_LVOK1_1 TO_FROM | SLVOSON8 | ELDO_LVOK1_1 | 30 | 1 | 1 | LVOK2A | ELDO2A | TO_FROM | 73521.13 | 92690.8 | -13.545 | 0 | 0 | 783.721 | -0.00018 | 0 | -0.00018 | 0.99982 | -13.5559 | -12.4503 | 5931.83 |  |  |  | 913.719 |  | 913.719 |  | 913.719 |  | 913.719 | 0 | 913.719 | Competitive | Competitive | 1 | FALSE | TRUE | 1 | Non-Competitive | 0.7345 | Non-Competitive
SLWSCR25 588_B_1 FROM_TO | SLWSCR25 | 588_B_1 | 190 | 0 | 0 | TNHIGHLNDS1 | TNWEST____1 | FROM_TO | 73521.13 | 73444.97 | 23.3361 | 0 | 1104.55 | 2593.027 | -0.00651 | 0.067829 | -0.63244 | 0.23658 | 238.1696 | 100.5058 | 0 | 4602.275 |  | 4602.275 | 2907.219 | 897.236 | 2748.816 | 5236.404 | 2666.653 | 1563.027 | 2780.786 | 3749.055 | 2847.777 | Non-Competitive | Non-Competitive | 0 | TRUE | FALSE | 1 | Non-Competitive | 0.711 | Non-Competitive
SLWSCR25 588_B_1 TO_FROM | SLWSCR25 | 588_B_1 | 190 | 0 | 0 | TNHIGHLNDS1 | TNWEST____1 | TO_FROM | 73521.13 | 74297.17 | -223.703 | 0 | 2790.557 | 1104.55 | -0.06783 | 0.006511 | -0.23658 | 0.63244 | -2.2524 | -84.663 | 0 |  | 6044.238 | 2907.219 | 6044.238 | 2626.35 | 1591.447 | 2666.653 | 10000 | 2723.362 | 2737.806 | 2847.777 | 5050.703 | Competitive | Competitive | 1 | TRUE | FALSE | 1 | Non-Competitive | 0.711 | Non-Competitive
SLWSCR25 590__A FROM_TO | SLWSCR25 | 590__A | 213 | 0 | 0 | LEWISVLSW8_1 | LEW_JNS_P8 | FROM_TO | 73521.13 | 73454.76 | -11.3308 | 0 | 1166.949 | 2592.36 | -0.00942 | 0.070923 | -0.71848 | 0.25345 | 259.0689 | 101.53 | 0 | 4677.662 |  | 4677.662 | 2777.717 | 946.321 | 2147.724 | 5237.249 | 2662.156 | 1378.279 | 2654.924 | 3809.628 | 2785.735 | Non-Competitive | Non-Competitive | 0 | TRUE | FALSE | 1 | Non-Competitive | 0.711 | Non-Competitive
SLWSCR25 590__A TO_FROM | SLWSCR25 | 590__A | 213 | 0 | 0 | LEWISVLSW8_1 | LEW_JNS_P8 | TO_FROM | 73521.13 | 74164.72 | -241.328 | 0 | 2592.36 | 1166.949 | -0.07092 | 0.009421 | -0.25345 | 0.71848 | 42.918 | -71.6772 | 0 |  | 6111.936 | 2777.717 | 6111.936 | 2071.378 | 1777.986 | 2662.156 | 10000 | 2607.147 | 2498.018 | 2785.735 | 5094.321 | Competitive | Competitive | 1 | TRUE | FALSE | 1 | Non-Competitive | 0.711 | Non-Competitive
SLWSCRL5 588_B_1 FROM_TO | SLWSCRL5 | 588_B_1 | 190 | 1 | 1 | TNHIGHLNDS1 | TNWEST____1 | FROM_TO | 73521.13 | 73086.42 | -33.5234 | 0 | 1111.998 | 2437.309 | -0.01655 | 0.085052 | -0.61401 | 0.25844 | 456.4629 | 146.8556 | 0 | 1924.227 |  | 4878.193 | 3016.259 | 893.614 | 2542.714 | 4878.193 | 2986.048 | 1112.957 | 2892.693 | 2082.779 | 3005.927 | Non-Competitive | Non-Competitive | 0 | TRUE | FALSE | 1 | Non-Competitive | 0.7425 | Non-Competitive
SLWSCRL5 588_B_1 TO_FROM | SLWSCRL5 | 588_B_1 | 190 | 1 | 1 | TNHIGHLNDS1 | TNWEST____1 | TO_FROM | 73521.13 | 73693.71 | -427.221 | 0 | 2119.811 | 1111.998 | -0.08505 | 0.016547 | -0.25844 | 0.61401 | 108.5385 | -83.1174 | 0 |  | 3189.818 | 2710.322 | 6284.321 | 2321.909 | 1617.238 | 2681.155 | 6284.321 | 2575.823 | 2088.472 | 2664.401 | 3185.857 | Competitive | Competitive | 1 | TRUE | FALSE | 1 | Non-Competitive | 0.7425 | Non-Competitive
SLWSCRL5 590__A FROM_TO | SLWSCRL5 | 590__A | 213 | 1 | 1 | LEWISVLSW8_1 | LEW_JNS_P8 | FROM_TO | 73521.13 | 72905.56 | -107.618 | 0 | 1163.02 | 2542.761 | -0.02659 | 0.10001 | -0.677 | 0.29664 | 629.7393 | 168.0154 | 0 | 1008.026 | 2981.271 | 2099.555 | 2979.214 | 910.246 | 2347.5 | 5042.238 | 2974.218 | 1034.455 | 2829.101 | 1058.087 | 2961.838 | Non-Competitive | Non-Competitive | 0 | TRUE | FALSE | 1 | Non-Competitive | 0.7345 | Non-Competitive
SLWSCRL5 590__A TO_FROM | SLWSCRL5 | 590__A | 213 | 1 | 1 | LEWISVLSW8_1 | LEW_JNS_P8 | TO_FROM | 73521.13 | 73269.05 | -585.25 | 0 | 2542.762 | 1163.02 | -0.10001 | 0.026593 | -0.29664 | 0.677 | 225.1638 | -66.6669 | 0 | 2582.524 | 2122.761 | 2676.622 | 2652.438 | 2152.251 | 1685.623 | 2668.818 | 6424.552 | 2518.79 | 1976.774 | 2623.04 | 2085.61 | Non-Competitive | Non-Competitive | 0 | TRUE | FALSE | 1 | Non-Competitive | 0.7345 | Non-Competitive
SLWSCRL5 590__B FROM_TO | SLWSCRL5 | 590__B | 213 | 1 | 1 | LEW_JNS_P8 | TNLAKEPNTE1 | FROM_TO | 73521.13 | 71520.56 | -113.554 | 0 | 1097.258 | 2436.072 | -0.02667 | 0.099927 | -0.20856 | 0.32763 | 619.8989 | 192.9002 | 0 | 847.97 | 2981.293 | 2099.773 | 2979.411 | 912.801 | 2323.962 | 5041.15 | 2974.354 | 1035.528 | 2823.965 | 1014 | 2961.93 | Non-Competitive | Non-Competitive | 0 | TRUE | FALSE | 1 | Non-Competitive | 0.7185 | Non-Competitive
SLWSCRL5 590__B TO_FROM | SLWSCRL5 | 590__B | 213 | 1 | 1 | LEW_JNS_P8 | TNLAKEPNTE1 | TO_FROM | 73521.13 | 73274.8 | -579.32 | 0 | 2436.072 | 1147.302 | -0.09993 | 0.026674 | -0.32763 | 0.20856 | 236.4697 | -82.3114 | 0 | 2582.586 | 1960.148 | 2676.967 | 2652.726 | 2132.019 | 1694.523 | 2669.099 | 6423.338 | 2514.889 | 1979.168 | 2623.401 | 2125.831 | Competitive | Non-Competitive | 0 | TRUE | FALSE | 1 | Non-Competitive | 0.7185 | Non-Competitive
SLWSCRL5 591__A FROM_TO | SLWSCRL5 | 591__A | 280 | 1 | 1 | CRLTN_NW_E8 | TNLAKEPNTE1 | FROM_TO | 73521.13 | 73156.3 | -577.245 | 0 | 2324.213 | 1080.559 | -0.13181 | 0.034175 | -0.59357 | 0.12479 | 423.3943 | 28.0385 | 0 | 2606.487 | 2039.408 | 2455.601 | 2683.922 | 1834.22 | 1885.929 | 2678.2 | 6344.1 | 2417.897 | 2062.205 | 2531.68 | 2082.454 | Competitive | Non-Competitive | 0 | TRUE | FALSE | 1 | Non-Competitive | 0.914 | Non-Competitive
SLWSCRL5 591__A TO_FROM | SLWSCRL5 | 591__A | 280 | 1 | 1 | CRLTN_NW_E8 | TNLAKEPNTE1 | TO_FROM | 73521.13 | 70574.71 | -273.203 | 0 | 1073.117 | 2324.213 | -0.03417 | 0.13181 | -0.12479 | 0.59357 | 620.0033 | 115.6366 | 0 | 1005.28 | 2912.896 | 2223.866 | 2713.929 | 968.054 | 1978.325 | 4954.966 | 2980.495 | 1084.541 | 2698.002 | 1089.139 | 2843.143 | Non-Competitive | Non-Competitive | 0 | TRUE | FALSE | 1 | Non-Competitive | 0.914 | Non-Competitive
SLWSCRL5 820__D FROM_TO | SLWSCRL5 | 820__D | 324 | 1 | 1 | FRISCO | COLLINSS1_8 | FROM_TO | 73521.13 | 74011.51 | -276.418 | 0 | 1086.596 | 2544.099 | -0.03428 | 0.1603 | -0.12649 | 0.82793 | 249.5832 | -29.028 | 0 | 2035.803 | 2706.352 | 6036.476 | 3012.776 | 954.891 | 1900.217 | 10000 | 2778.066 | 1813.592 | 2598.058 | 3350.665 | 2815.818 | Competitive | Competitive | 1 | TRUE | FALSE | 1 | Non-Competitive | 0.859 | Non-Competitive
SLWSCRL5 820__D TO_FROM | SLWSCRL5 | 820__D | 324 | 1 | 1 | FRISCO | COLLINSS1_8 | TO_FROM | 73521.13 | 73401.06 | -238.897 | 0 | 2212.668 | 1135.621 | -0.1603 | 0.03428 | -0.82794 | 0.12649 | 420.9368 | -25.0896 | 0 | 2322.404 | 2488.4 | 2668.497 | 10000 | 1737.764 | 1835.347 | 2403.561 | 10000 | 2285.928 | 3019.773 | 2458.031 | 4095.895 | Competitive | Non-Competitive | 0 | TRUE | FALSE | 1 | Non-Competitive | 0.859 | Non-Competitive
SLWSLW28 590__A FROM_TO | SLWSLW28 | 590__A | 213 | 1 | 1 | LEWISVLSW8_1 | LEW_JNS_P8 | FROM_TO | 73521.13 | 73249.1 | 1.3203 | 0 | 1164.328 | 2789.152 | -0.01295 | 0.10769 | -0.64989 | 0.32876 | 389.7909 | 144.2174 | 0 | 2746.915 |  | 4652.06 | 2778.373 | 936.423 | 2326.555 | 5236.958 | 2663.265 | 1433.921 | 2706.936 | 2760.375 | 2786.433 | Non-Competitive | Non-Competitive | 0 | TRUE | FALSE | 1 | Non-Competitive | 0.7735 | Non-Competitive
SLWSLW28 590__A TO_FROM | SLWSLW28 | 590__A | 213 | 1 | 1 | LEWISVLSW8_1 | LEW_JNS_P8 | TO_FROM | 73521.13 | 74007.59 | -362.584 | 0 | 2592.469 | 1164.328 | -0.10769 | 0.012951 | -0.32875 | 0.64989 | 36.8434 | -114.073 | 0 |  | 3380.917 | 2778.373 | 6089.008 | 2238.12 | 1734.534 | 2663.265 | 10000 | 2656.14 | 2572.341 | 2786.433 | 3578.821 | Competitive | Competitive | 1 | TRUE | FALSE | 1 | Non-Competitive | 0.7735 | Non-Competitive
SLWSLW38 1065__A FROM_TO | SLWSLW38 | 1065__A | 276 | 3 | 3 | ROANOKE2_8 | WROANOKE1_8 | FROM_TO | 73521.13 | 73472.67 | 136.6481 | 0 | 900.492 | 2024.009 | -0.00306 | 0.019343 | -0.81188 | 0.076462 | 315.7924 | 144.3359 | 0 |  |  | 1066.788 | 10000 | 710.78 | 6790.956 | 1042 | 10000 | 1030.306 | 9322.489 | 1174.159 | 10000 | Non-Competitive | Non-Competitive | 0 | FALSE | FALSE | 1 | Non-Competitive | 0.789 | Non-Competitive
SLWSLW38 1065__A TO_FROM | SLWSLW38 | 1065__A | 276 | 3 | 3 | ROANOKE2_8 | WROANOKE1_8 | TO_FROM | 73521.13 | 79224.27 | -298.673 | 0 | 2093.56 | 900.492 | -0.01934 | 0.003058 | -0.07646 | 0.81188 | -136.194 | -191.237 | 0 |  |  | 10000 | 2278.909 | 6790.956 | 1022.182 | 10000 | 2097.743 | 9322.489 | 1935.067 | 10000 | 2443.441 | Competitive | Competitive | 1 | FALSE | FALSE | 1 | Non-Competitive | 0.789 | Non-Competitive
SMAGVIC9 N_VICT_VICTOR1_1 FROM_TO | SMAGVIC9 | N_VICT_VICTOR1_1 | 76 | 1 | 1 | VICTORIA2A | N_VICT2A | FROM_TO | 73521.13 | 73565.42 | 19.9593 | 0 | 1282.923 | 1304.34 | -0.00196 | 0.02258 | -0.62059 | 0.10093 | 48.5148 | 20.2478 | 0 | 10000 |  | 8560.772 | 10000 | 662.129 | 5146.305 | 10000 | 10000 | 2359.917 | 7448.42 | 9323.692 | 10000 | Competitive | Competitive | 1 | TRUE | FALSE | 1 | Non-Competitive | 0.7735 | Non-Competitive
SMAGVIC9 N_VICT_VICTOR1_1 TO_FROM | SMAGVIC9 | N_VICT_VICTOR1_1 | 76 | 1 | 1 | VICTORIA2A | N_VICT2A | TO_FROM | 73521.13 | 74437.46 | -45.9599 | 0 | 1270.656 | 1282.923 | -0.02258 | 0.001955 | -0.10093 | 0.62059 | -21.7702 | -39.102 | 0 |  | 10000 | 10000 | 8560.772 | 5146.305 | 811.615 | 10000 | 10000 | 7448.42 | 2975.249 | 10000 | 9323.692 | Competitive | Competitive | 1 | TRUE | FALSE | 1 | Non-Competitive | 0.7735 | Non-Competitive
SMANBUD8 260T316_1 FROM_TO | SMANBUD8 | 260T316_1 | 190 | 1 | 1 | L_BUDA__8_1Y | L_RUTHER8_1Y | FROM_TO | 73521.13 | 73467.06 | 33.1563 | 0 | 1468.471 | 966.834 | -0.08487 | 0.009623 | -0.54038 | 0.15196 | 218.0812 | 130.6537 | 0 |  | 10000 | 1118.896 | 10000 | 1052.525 | 3755.552 | 1219.064 | 10000 | 1010.996 | 9555.267 | 1034.351 | 10000 | Competitive | Non-Competitive | 0 | TRUE | FALSE | 1 | Non-Competitive | 0.789 | Non-Competitive
SMANBUD8 260T316_1 TO_FROM | SMANBUD8 | 260T316_1 | 190 | 1 | 1 | L_BUDA__8_1Y | L_RUTHER8_1Y | TO_FROM | 73521.13 | 74633.43 | -236.666 | 0 | 966.834 | 1204.859 | -0.00962 | 0.084869 | -0.15196 | 0.54038 | 29.6367 | -161.772 | 0 | 10000 |  | 10000 | 1226.477 | 2232.079 | 1148.748 | 10000 | 1376.568 | 8828.87 | 1102.298 | 10000 | 1129.379 | Competitive | Competitive | 1 | TRUE | FALSE | 1 | Non-Competitive | 0.789 | Non-Competitive
SMATBEE9 SINTON_SKIDMO1_1 FROM_TO | SMATBEE9 | SINTON_SKIDMO1_1 | 38 | 1 | 1 | SKIDMORE2A | SINTON2A | FROM_TO | 73521.13 | 73405.26 | -12.5596 | 0 | 1201.413 | 1669.386 | -0.02315 | 0.004784 | -0.19981 | 0.45215 | 61.1528 | 10.5915 | 0 |  | 5644.313 | 7041.564 | 2510.422 | 1018.674 | 1971.124 | 6213.96 | 2593.243 | 1696.411 | 2706.919 | 6252.615 | 2746.275 | Competitive | Non-Competitive | 0 | TRUE | FALSE | 1 | Non-Competitive | 0.7345 | Non-Competitive
SMATBEE9 SINTON_SKIDMO1_1 TO_FROM | SMATBEE9 | SINTON_SKIDMO1_1 | 38 | 1 | 1 | SKIDMORE2A | SINTON2A | TO_FROM | 73521.13 | 73563.81 | -54.9523 | 0 | 1677.32 | 1363.89 | -0.00478 | 0.023154 | -0.45215 | 0.19981 | 18.3221 | -37.2858 | 0 | 2900.625 |  | 1284.086 | 7176.791 | 1088.319 | 1234.224 | 1812.951 | 6380.109 | 1533.146 | 2083.13 | 1551.791 | 6357.523 | Competitive | Competitive | 1 | TRUE | FALSE | 1 | Non-Competitive | 0.7345 | Non-Competitive
SMCDBSP8 6470__E FROM_TO | SMCDBSP8 | 6470__E | 179 | 1 | 1 | FORSANTA_8 | CRMWDTAP_8 | FROM_TO | 73521.13 | 73280.21 | -112.825 | 0 | 3559.038 | 1168.16 | -0.03585 | 0.45318 | -0.15911 | 0.45318 | 217.3865 | 8.2187 | 0 | 3456.496 | 3946.636 | 3537.58 | 3554.114 | 2173.29 | 3397.234 | 3537.58 | 3946.636 | 3436.636 | 3666.84 | 3459.428 | 3672.974 | Non-Competitive | Non-Competitive | 0 | TRUE | FALSE | 1 | Non-Competitive | 0.75 | Non-Competitive
SMCDBSP8 6470__E TO_FROM | SMCDBSP8 | 6470__E | 179 | 1 | 1 | FORSANTA_8 | CRMWDTAP_8 | TO_FROM | 73521.13 | 73651.96 | -138.358 | 0 | 1162.076 | 3559.039 | -0.02986 | 0.050202 | -0.45318 | 0.15911 | 117.8154 | 98.0819 | 1934.43 | 1659.238 | 10000 | 1659.238 | 10000 | 1454.933 | 2285.471 | 1659.238 | 10000 | 1637.485 | 8582.825 | 1683.334 | 10000 | Competitive | Competitive | 1 | TRUE | FALSE | 1 | Non-Competitive | 0.75 | Non-Competitive
SMCDBSP8 6471__A FROM_TO | SMCDBSP8 | 6471__A | 179 | 1 | 1 | MRGNCRK_8 | MCDONALD_8 | FROM_TO | 73521.13 | 73621.42 | -182.785 | 0 | 1468.62 | 3684.476 | -0.03569 | 0.030024 | -0.60593 | 0.030024 | 118.2301 | 19.5525 | 0 | 5260.401 | 3946.082 | 3961.106 | 3556.145 | 1545.302 | 3472.869 | 4633.627 | 3946.082 | 4271.677 | 3669.582 | 4846.301 | 3674.488 | Competitive | Competitive | 1 | TRUE | FALSE | 1 | Non-Competitive | 0.7815 | Non-Competitive
SMCDBSP8 6471__A TO_FROM | SMCDBSP8 | 6471__A | 179 | 1 | 1 | MRGNCRK_8 | MCDONALD_8 | TO_FROM | 73521.13 | 70320.62 | -88.0379 | 0 | 3684.476 | 1468.62 | -0.03002 | 0.60593 | -0.03002 | 0.60593 | 267.5212 | 173.3072 | 2165.63 | 1646.496 | 10000 | 3687.923 | 10000 | 1555.214 | 2032.16 | 3687.923 | 10000 | 3402.069 | 8195.674 | 3407.185 | 10000 | Non-Competitive | Non-Competitive | 0 | TRUE | FALSE | 1 | Non-Competitive | 0.7815 | Non-Competitive
SMDFHLT8 6215__A FROM_TO | SMDFHLT8 | 6215__A | 143 | 5 | 5 | BLUFCKTA_8 | CHINAGRV_8 | FROM_TO | 73521.13 | 73246.68 | -136.717 | 0 | 3248.193 | 1626.76 | -0.01379 | 0.53676 | -0.08066 | 0.61029 | 163.1987 | 124.6666 | 3354.53 | 2606.149 |  | 5348.39 | 10000 | 2178.283 | 1072.447 | 10000 | 10000 | 5080.784 | 2261.885 | 5111.093 | 10000 | Non-Competitive | Non-Competitive | 0 | TRUE | FALSE | 1 | Non-Competitive | 0.7265 | Non-Competitive
SMDFHLT8 6215__A TO_FROM | SMDFHLT8 | 6215__A | 143 | 5 | 5 | BLUFCKTA_8 | CHINAGRV_8 | TO_FROM | 73521.13 | 73515.19 | -68.7527 | 0 | 1640.607 | 3248.2 | -0.03169 | 0.01379 | -0.61029 | 0.080657 | 146.6273 | 112.0611 | 0 |  | 10000 | 6013.598 | 10000 | 924.114 | 4010.474 | 6790.322 | 10000 | 1832.361 | 7036.556 | 6917.238 | 10000 | Non-Competitive | Non-Competitive | 0 | TRUE | FALSE | 1 | Non-Competitive | 0.7265 | Non-Competitive
SMDFHLT8 6611__A FROM_TO | SMDFHLT8 | 6611__A | 195 | 5 | 5 | ACKRLYVE_9 | ACKERLY_9 | FROM_TO | 73521.13 | 73741.94 | -29.7708 | 0 | 1761.558 | 962.851 | -0.01772 | 0.061357 | -0.67661 | 0.26573 | 45.5193 | 20.7552 | 0 | 3149.015 |  | 3149.015 | 10000 | 1010.716 | 3921.08 | 4558.432 | 10000 | 2747.023 | 6990.24 | 3136.152 | 10000 | Competitive | Competitive | 1 | TRUE | FALSE | 1 | Non-Competitive | 1.125 | Non-Competitive
SMDFHLT8 6611__A TO_FROM | SMDFHLT8 | 6611__A | 195 | 5 | 5 | ACKRLYVE_9 | ACKERLY_9 | TO_FROM | 73521.13 | 74142.14 | -39.1768 | 0 | 962.851 | 2242.759 | -0.06136 | 0.07413 | -0.26573 | 0.67661 | 30.063 | -31.7485 | 0 | 4439.615 | 10000 | 4439.615 | 10000 | 1660.551 | 1019.107 | 5001.863 | 10000 | 3777.485 | 6135.287 | 4960.171 | 10000 | Competitive | Competitive | 1 | TRUE | FALSE | 1 | Non-Competitive | 1.125 | Non-Competitive
SMDKSBY8 6815__A FROM_TO | SMDKSBY8 | 6815__A | 42 | 1 | 1 | GLASCOCK_9 | GARDCITY_9 | FROM_TO | 73521.13 | 73417.61 | -41.5693 | 0 | 1263.403 | 1116.595 | -0.03769 | 0.05749 | -0.3005 | 0.51791 | 73.0483 | -30.3845 | 0 | 3352.898 | 10000 | 3352.898 | 10000 | 2323.127 | 1945.679 | 3352.898 | 10000 | 3305.794 | 3045.495 | 3414.314 | 10000 | Competitive | Non-Competitive | 0 | TRUE | FALSE | 1 | Non-Competitive | 0.6875 | Non-Competitive
SMDKSBY8 6815__A TO_FROM | SMDKSBY8 | 6815__A | 42 | 1 | 1 | GLASCOCK_9 | GARDCITY_9 | TO_FROM | 73521.13 | 73489.55 | -65.344 | 0 | 1137.268 | 1280.608 | -0.0164 | 0.079226 | -0.51791 | 0.3005 | 58.2824 | 12.8675 | 0 | 4085.138 |  | 6856.833 | 5634.258 | 1471.399 | 1423.358 | 10000 | 10000 | 4087.371 | 4052.744 | 5700.781 | 5104.625 | Competitive | Non-Competitive | 0 | TRUE | FALSE | 1 | Non-Competitive | 0.6875 | Non-Competitive
SMDLODE5 6475__F FROM_TO | SMDLODE5 | 6475__F | 203 | 3 | 3 | ODESSANO_8 | ODESSA2_8 | FROM_TO | 73521.13 | 74964.41 | -353.211 | 0 | 1734.695 | 1206.377 | -0.047 | 0.24948 | -0.12798 | 0.64455 | 21.5757 | -288.3 | 0 | 3312.001 | 5811.292 | 4418.56 | 5811.292 | 2912.39 | 943.685 | 4418.56 | 5811.292 | 4104.318 | 3866.3 | 4150.161 | 5845.519 | Competitive | Competitive | 1 | TRUE | FALSE | 1 | Non-Competitive | 0.6875 | Non-Competitive
SMDLODE5 6475__F TO_FROM | SMDLODE5 | 6475__F | 203 | 3 | 3 | ODESSANO_8 | ODESSA2_8 | TO_FROM | 73521.13 | 73283.99 | 94.9182 | 0 | 1026.773 | 1734.688 | -0.22935 | 0.047003 | -0.64455 | 0.12798 | 356.0547 | 257.9673 | 0 | 5811.292 | 10000 | 5811.292 | 10000 | 817.566 | 9424.018 | 5811.292 | 10000 | 3504.182 | 9968.5 | 5845.519 | 10000 | Competitive | Non-Competitive | 0 | TRUE | FALSE | 0 | Non-Competitive | 0.6875 | Non-Competitive
SMDLODE5 6500__B FROM_TO | SMDLODE5 | 6500__B | 206 | 3 | 3 | ODESEHV_8 | BIG3ODTA_8 | FROM_TO | 73521.13 | 73702.83 | 24.1655 | 0 | 0 | 783.721 | 0 | 0.000329 | -0.99967 | 0.000329 | 24.356 | 24.3625 | 0 |  |  | 783.721 |  | 783.721 |  | 783.721 |  | 783.721 |  | 783.721 | 0 | Competitive | Competitive | 1 | FALSE | TRUE | 1 | Non-Competitive | 0.844 | Non-Competitive
SMDLODE5 6500__B TO_FROM | SMDLODE5 | 6500__B | 206 | 3 | 3 | ODESEHV_8 | BIG3ODTA_8 | TO_FROM | 73521.13 | 92690.8 | -24.1848 | 0 | 783.721 | 0 | -0.00033 | 0 | -0.00033 | 0.99967 | -24.1851 | -22.2126 | 5931.83 |  |  |  | 913.719 |  | 913.719 |  | 913.719 |  | 913.719 | 0 | 913.719 | Competitive | Competitive | 1 | FALSE | TRUE | 1 | Non-Competitive | 0.844 | Non-Competitive
SMDLODE5 6865__B FROM_TO | SMDLODE5 | 6865__B | 40 | 3 | 3 | ODESSANO_9 | NTCOWDEN_9 | FROM_TO | 73521.13 | 73535.88 | 3.6784 | 0 | 1737.998 | 1067.63 | -0.01308 | 0.003393 | -0.45413 | 0.14042 | 33.3041 | 26.942 | 0 |  |  | 4761.49 | 10000 | 752.568 | 9860.475 | 5809.41 | 10000 | 2463.365 | 9969.243 | 5425.51 | 10000 | Competitive | Competitive | 1 | FALSE | FALSE | 1 | Non-Competitive | 0.6715 | Non-Competitive
SMDLODE5 6865__B TO_FROM | SMDLODE5 | 6865__B | 40 | 3 | 3 | ODESSANO_9 | NTCOWDEN_9 | TO_FROM | 73521.13 | 73832.65 | -29.4255 | 0 | 1067.63 | 1100.62 | -0.00339 | 0.025863 | -0.14042 | 0.45413 | -3.6681 | -28.5276 | 0 | 10000 |  | 3543.005 | 5809.41 | 2776.164 | 859.749 | 4400.877 | 5809.41 | 4358.682 | 2801.352 | 4551.993 | 5841.707 | Competitive | Competitive | 1 | TRUE | FALSE | 1 | Non-Competitive | 0.6715 | Non-Competitive
SMDLODE5 ODNTH_FMR1 FROM_TO | SMDLODE5 | ODNTH_FMR1 | 87 | 3 | 3 | ODESSANO_8 | ODESSANO_9 | FROM_TO | 73521.13 | 73520.49 | 16.8126 | 0 | 1325.999 | 1145.486 | -0.03759 | 0.00651 | -0.70546 | 0.042809 | 87.4521 | 74.8954 | 0 |  | 10000 | 4643.733 | 10000 | 739.161 | 9917.146 | 5807.093 | 10000 | 1490.265 | 9991.2 | 5308.199 | 10000 | Competitive | Non-Competitive | 0 | TRUE | FALSE | 1 | Non-Competitive | 0.742 | Non-Competitive
SMDLODE5 ODNTH_FMR1 TO_FROM | SMDLODE5 | ODNTH_FMR1 | 87 | 3 | 3 | ODESSANO_8 | ODESSANO_9 | TO_FROM | 73521.13 | 75989.11 | -87.0251 | 0 | 1191.215 | 1511.543 | -0.00651 | 0.063231 | -0.04281 | 0.70546 | -16.9242 | -78.1061 | 0 | 4223.719 |  | 4223.719 | 5807.093 | 2830.079 | 840.93 | 4223.719 | 5807.093 | 4151.433 | 1731.677 | 4524.219 | 5837.021 | Competitive | Competitive | 1 | TRUE | FALSE | 1 | Non-Competitive | 0.742 | Non-Competitive
SMDOOAS5 GT_MID90_A FROM_TO | SMDOOAS5 | GT_MID90_A | 229 | 1 | 1 | GARROT__138B | 47708 | FROM_TO | 73521.13 | 73083.41 | -118.332 | 0 | 1541.391 | 2112.315 | -0.09876 | 0.10006 | -0.52384 | 0.18207 | 455.3235 | -90.8597 | 0 | 6051.27 | 2555.348 | 8890.468 | 2722.747 | 1399.573 | 2392.496 | 10000 | 4114.767 | 2587.162 | 2723.525 | 5957.912 | 2733.159 | Non-Competitive | Non-Competitive | 0 | TRUE | FALSE | 1 | Non-Competitive | 0.7035 | Non-Competitive
SMDOOAS5 GT_MID90_A TO_FROM | SMDOOAS5 | GT_MID90_A | 229 | 1 | 1 | GARROT__138B | 47708 | TO_FROM | 73521.13 | 72674.07 | -502.127 | 0 | 2237.31 | 1585.767 | -0.10006 | 0.098764 | -0.18207 | 0.52385 | 275.138 | 7.8402 | 2599.83 | 2555.348 | 6051.27 | 2722.747 | 8890.468 | 2389.564 | 1673.673 | 4114.767 | 10000 | 2723.492 | 2910.035 | 2733.159 | 5957.912 | Competitive | Non-Competitive | 0 | TRUE | FALSE | 1 | Non-Competitive | 0.7035 | Non-Competitive
SMDOPHR5 138_ALV_NAL_1 FROM_TO | SMDOPHR5 | 138_ALV_NAL_1 | 210 | 1 | 1 | TNNALVIN__1 | TNALVIN___1 | FROM_TO | 73521.13 | 73034.25 | 93.6929 | 0 | 1638.13 | 2514.668 | -0.12929 | 0.027475 | -0.76909 | 0.1601 | 587.1164 | 170.0551 | 0 | 10000 | 3146.154 | 1248.619 | 6952.793 | 747.371 | 3018.553 | 2354.326 | 7233.075 | 1038.498 | 4372.384 | 1402.509 | 4465.777 | Non-Competitive | Non-Competitive | 0 | TRUE | FALSE | 1 | Non-Competitive | 0.711 | Non-Competitive
SMDOPHR5 138_ALV_NAL_1 TO_FROM | SMDOPHR5 | 138_ALV_NAL_1 | 210 | 1 | 1 | TNNALVIN__1 | TNALVIN___1 | TO_FROM | 73521.13 | 74182.57 | -596.876 | 0 | 2259.667 | 1638.13 | -0.02747 | 0.12929 | -0.1601 | 0.76909 | 45.4539 | -292.637 | 0 | 3146.154 | 10000 | 6952.793 | 1490.233 | 3018.553 | 872.017 | 7233.075 | 2791.419 | 4372.384 | 1247.534 | 4465.777 | 1686.051 | Competitive | Competitive | 1 | TRUE | FALSE | 1 | Non-Competitive | 0.711 | Non-Competitive
SMDOPHR5 138_NAL_HAS_1 FROM_TO | SMDOPHR5 | 138_NAL_HAS_1 | 383 | 1 | 1 | TNHASTINGS1 | TNNALVIN__1 | FROM_TO | 73521.13 | 76240.13 | -565.692 | 0 | 2260.537 | 1483.317 | -0.02448 | 0.083887 | -0.13953 | 0.78814 | -24.283 | -301.765 | 0 | 3374.502 | 10000 | 6220.597 | 1317.478 | 2956.383 | 864.323 | 7232.253 | 2102.48 | 3903.055 | 1174.992 | 4177.283 | 1516.88 | Competitive | Competitive | 1 | TRUE | FALSE | 1 | Non-Competitive | 0.695 | Non-Competitive
SMDOPHR5 138_NAL_HAS_1 TO_FROM | SMDOPHR5 | 138_NAL_HAS_1 | 383 | 1 | 1 | TNHASTINGS1 | TNNALVIN__1 | TO_FROM | 73521.13 | 73299.74 | 144.9115 | 0 | 1375.12 | 2519.473 | -0.08389 | 0.024484 | -0.78814 | 0.13953 | 557.488 | 198.2923 | 0 | 10000 | 3374.502 | 1123.882 | 6220.597 | 741.84 | 2956.383 | 1755.338 | 7232.253 | 981.485 | 3903.055 | 1278.103 | 4177.283 | Non-Competitive | Non-Competitive | 0 | TRUE | FALSE | 1 | Non-Competitive | 0.695 | Non-Competitive
SMDOPHR5 G138_11A_1 FROM_TO | SMDOPHR5 | G138_11A_1 | 210 | 1 | 1 | TNFRDSWOOD1 | TNHASTINGS1 | FROM_TO | 73521.13 | 74272.08 | -538.879 | 0 | 2531.798 | 1478.58 | -0.02412 | 0.084252 | -0.2115 | 0.55406 | 2.5546 | -274.965 | 0 | 3369.897 | 10000 | 6218.905 | 1325.486 | 2946.374 | 868.01 | 7232.251 | 2511.214 | 3877.176 | 1213.893 | 4156.949 | 1538.61 | Competitive | Competitive | 1 | TRUE | FALSE | 1 | Non-Competitive | 0.75 | Non-Competitive
SMDOPHR5 G138_11A_1 TO_FROM | SMDOPHR5 | G138_11A_1 | 210 | 1 | 1 | TNFRDSWOOD1 | TNHASTINGS1 | TO_FROM | 73521.13 | 72947.25 | 118.1137 | 0 | 1478.58 | 2254.839 | -0.08425 | 0.024119 | -0.55406 | 0.2115 | 530.5299 | 171.3503 | 0 | 10000 | 3369.897 | 1129.701 | 6218.905 | 744.485 | 2946.374 | 2141.086 | 7232.251 | 1011.984 | 3877.176 | 1294.938 | 4156.949 | Non-Competitive | Non-Competitive | 0 | TRUE | FALSE | 1 | Non-Competitive | 0.75 | Non-Competitive
SMGIENW8 TRU_UAT1 FROM_TO | SMGIENW8 | TRU_UAT1 | 40 | 6 | 6 | TRUMBULL9 | TRUMBULL8 | FROM_TO | 73521.13 | 74477.67 | -35.4676 | 0 | 1459.199 | 2517.784 | -0.03399 | 0.031733 | -0.04279 | 0.62377 | -4.2721 | -22.1843 | 0 | 10000 | 10000 | 10000 | 10000 | 891.778 | 2465.818 | 10000 | 10000 | 7542.957 | 8691.245 | 10000 | 10000 | Competitive | Competitive | 1 | TRUE | FALSE | 1 | Non-Competitive | 0.703 | Non-Competitive
SMGIENW8 TRU_UAT1 TO_FROM | SMGIENW8 | TRU_UAT1 | 40 | 6 | 6 | TRUMBULL9 | TRUMBULL8 | TO_FROM | 73521.13 | 73511.4 | -0.4561 | 0 | 2160.199 | 1328.833 | -0.03173 | 0.033989 | -0.62377 | 0.042791 | 45.9302 | 6.0462 | 0 | 10000 | 10000 | 10000 | 10000 | 2110.235 | 979.767 | 10000 | 10000 | 8624.215 | 7598.065 | 10000 | 10000 | Competitive | Non-Competitive | 0 | TRUE | FALSE | 1 | Non-Competitive | 0.703 | Non-Competitive
SMGSBTR5 STCO_STER1_1 FROM_TO | SMGSBTR5 | STCO_STER1_1 | 38 | 1 | 1 | STER2A | STCO2A | FROM_TO | 73521.13 | 73536.52 | -55.8908 | 0 | 1379.891 | 894.076 | -0.08274 | 0.016218 | -0.63537 | 0.33827 | 28.2286 | -17.5015 | 0 |  | 10000 | 5441.083 | 10000 | 937.307 | 2825.735 | 5441.083 | 10000 | 4410.239 | 2601.647 | 6438.392 | 10000 | Competitive | Competitive | 1 | TRUE | FALSE | 1 | Non-Competitive | 0.695 | Non-Competitive
SMGSBTR5 STCO_STER1_1 TO_FROM | SMGSBTR5 | STCO_STER1_1 | 38 | 1 | 1 | STER2A | STCO2A | TO_FROM | 73521.13 | 73378.41 | -29.0476 | 0 | 894.076 | 1352.152 | -0.00134 | 0.17888 | -0.33827 | 0.63537 | 86.0753 | -16.327 | 0 | 3177.763 |  | 6910.44 | 1629.567 | 1205.658 | 1055.191 | 10000 | 10000 | 3596.501 | 1118.369 | 5724.414 | 1820.538 | Competitive | Non-Competitive | 0 | TRUE | FALSE | 1 | Non-Competitive | 0.695 | Non-Competitive
SMNHPBS8 6485__A FROM_TO | SMNHPBS8 | 6485__A | 143 | 3 | 3 | PERMIANB_8 | MOSS_8 | FROM_TO | 73521.13 | 73464.85 | -101.184 | 0 | 4707.939 | 1081.983 | -0.00684 | 0.20684 | -0.04096 | 0.20684 | 142.3707 | -88.93 | 0 | 3108.623 |  | 4765.2 | 4727.34 | 2945.304 | 922.622 | 4765.2 | 4727.34 | 4619.706 | 1526.933 | 4635.11 | 4781.781 | Non-Competitive | Competitive | 1 | TRUE | FALSE | 1 | Non-Competitive | 0.758 | Non-Competitive
SMNHPBS8 6485__A TO_FROM | SMNHPBS8 | 6485__A | 143 | 3 | 3 | PERMIANB_8 | MOSS_8 | TO_FROM | 73521.13 | 73699.4 | -48.4548 | 0 | 1023.637 | 4707.94 | -0.20684 | 0.006839 | -0.20684 | 0.040959 | 106.1267 | 80.6429 | 0 |  | 10000 | 2351.777 | 10000 | 784.924 | 9777.563 | 3582.144 | 10000 | 1183.832 | 9992.654 | 3231.081 | 10000 | Competitive | Competitive | 1 | TRUE | FALSE | 1 | Non-Competitive | 0.758 | Non-Competitive
SMUESPR8 SJO_SJO2 FROM_TO | SMUESPR8 | SJO_SJO2 | 40 | 3 | 3 | STJO | STJO | FROM_TO | 73521.13 | 92690.8 | -33.842 | 0 | 0 | 783.721 | -0.00046 | 0 | -0.00046 | 0.99954 | -33.8693 | -31.107 | 5931.83 |  |  |  | 913.719 |  | 913.719 |  | 913.719 |  | 913.719 | 0 | 913.719 | Competitive | Competitive | 1 | FALSE | TRUE | 1 | Non-Competitive | 0.6955 | Non-Competitive
SMUESPR8 SJO_SJO2 TO_FROM | SMUESPR8 | SJO_SJO2 | 40 | 3 | 3 | STJO | STJO | TO_FROM | 73521.13 | 73527.02 | 33.8689 | 0 | 783.721 | 0 | 0 | 0.00046 | -0.99954 | 0.00046 | 34.1088 | 34.1178 | 0 |  |  | 783.721 |  | 783.721 |  | 783.721 |  | 783.721 |  | 783.721 | 0 | Competitive | Competitive | 1 | FALSE | TRUE | 1 | Non-Competitive | 0.6955 | Non-Competitive
SNBTHW5 AN_WO_21_A FROM_TO | SNBTHW5 | AN_WO_21_A | 377 | 1 | 1 | AIRLIN__8010 | WHITOK__138A | FROM_TO | 73521.13 | 73196.05 | -728.037 | 0 | 1942.733 | 1713.694 | -0.09718 | 0.1185 | -0.2771 | 0.50619 | 352.0848 | 15.1227 | 3419.83 | 2364.601 | 6498.411 | 2374.744 | 8265.962 | 2331.142 | 1750.742 | 2472.728 | 10000 | 2371.515 | 5343.431 | 2377.568 | 8242.534 | Competitive | Competitive | 1 | TRUE | FALSE | 1 | Non-Competitive | 0.789 | Non-Competitive
SNBTHW5 AN_WO_21_A TO_FROM | SNBTHW5 | AN_WO_21_A | 377 | 1 | 1 | AIRLIN__8010 | WHITOK__138A | TO_FROM | 73521.13 | 72598.96 | -81.0611 | 0 | 1713.694 | 1942.733 | -0.1185 | 0.097175 | -0.50619 | 0.2771 | 846.6368 | -70.2779 | 0 | 5767.106 | 2364.601 | 8265.962 | 2374.744 | 1441.784 | 2331.142 | 10000 | 2472.728 | 4826.141 | 2371.515 | 7847.038 | 2377.568 | Competitive | Non-Competitive | 0 | TRUE | FALSE | 1 | Non-Competitive | 0.789 | Non-Competitive
SNCWHLT9 6915__A FROM_TO | SNCWHLT9 | 6915__A | 40 | 2 | 2 | ODESSANO_9 | ODBASSS_9 | FROM_TO | 73521.13 | 73476.21 | 13.5642 | 0 | 1308.462 | 1210.949 | -0.02802 | 0.003708 | -0.5079 | 0.21407 | 62.8149 | 55.4475 | 0 |  | 10000 | 4137.513 | 10000 | 738.831 | 9928.217 | 5803.434 | 10000 | 1043.386 | 9994.696 | 4951.395 | 10000 | Competitive | Non-Competitive | 0 | TRUE | FALSE | 0 | Non-Competitive | 0.789 | Non-Competitive
SNCWHLT9 6915__A TO_FROM | SNCWHLT9 | 6915__A | 40 | 2 | 2 | ODESSANO_9 | ODBASSS_9 | TO_FROM | 73521.13 | 73770.02 | -62.482 | 0 | 1340.018 | 1326.015 | -0.00371 | 0.046114 | -0.21407 | 0.5079 | -13.563 | -57.5399 | 0 | 4182.152 |  | 4182.152 | 5232.64 | 2887.248 | 839.168 | 4182.152 | 5803.434 | 4109.253 | 1215.055 | 4386.304 | 5559.061 | Competitive | Competitive | 1 | TRUE | FALSE | 1 | Non-Competitive | 0.789 | Non-Competitive
SNCWMOS8 6865__B FROM_TO | SNCWMOS8 | 6865__B | 40 | 3 | 3 | ODESSANO_9 | NTCOWDEN_9 | FROM_TO | 73521.13 | 73504.74 | 0.48272 | 0 | 1301.791 | 1000.17 | -0.02165 | 0.004285 | -0.47601 | 0.13247 | 47.8022 | 39.2252 | 0 |  | 10000 | 4233.861 | 10000 | 736.206 | 9863.162 | 5807.876 | 10000 | 1987.163 | 9970.399 | 5064.847 | 10000 | Competitive | Non-Competitive | 0 | TRUE | FALSE | 1 | Non-Competitive | 0.6955 | Non-Competitive
SNCWMOS8 6865__B TO_FROM | SNCWMOS8 | 6865__B | 40 | 3 | 3 | ODESSANO_9 | NTCOWDEN_9 | TO_FROM | 73521.13 | 73824.09 | -47.4903 | 0 | 1000.17 | 1353.29 | -0.00429 | 0.04315 | -0.13247 | 0.47601 | -0.46325 | -41.4599 | 0 | 4397.12 |  | 3544.38 | 5191.139 | 2678.408 | 841.066 | 4397.12 | 5807.876 | 4363.737 | 2302.424 | 4569.099 | 5518.813 | Competitive | Competitive | 1 | TRUE | FALSE | 1 | Non-Competitive | 0.6955 | Non-Competitive
SNCWMOS8 6915__A FROM_TO | SNCWMOS8 | 6915__A | 40 | 3 | 3 | ODESSANO_9 | ODBASSS_9 | FROM_TO | 73521.13 | 73475.92 | 10.7698 | 0 | 1151.626 | 1206.07 | -0.03023 | 0.003664 | -0.524 | 0.14881 | 63.6898 | 56.0193 | 0 |  | 10000 | 4029.239 | 10000 | 738.559 | 9904.632 | 5119.018 | 10000 | 1007.408 | 9994.453 | 4803.875 | 10000 | Competitive | Non-Competitive | 0 | TRUE | FALSE | 0 | Non-Competitive | 0.703 | Non-Competitive
SNCWMOS8 6915__A TO_FROM | SNCWMOS8 | 6915__A | 40 | 3 | 3 | ODESSANO_9 | ODBASSS_9 | TO_FROM | 73521.13 | 73859.2 | -63.2552 | 0 | 1200.002 | 1193.313 | -0.00366 | 0.048817 | -0.14881 | 0.524 | -10.7015 | -58.2803 | 0 | 4184.324 |  | 4184.324 | 5119.018 | 2802.397 | 840.163 | 4184.324 | 5119.018 | 4058.949 | 1177.152 | 4355.415 | 5429.197 | Competitive | Competitive | 1 | TRUE | FALSE | 1 | Non-Competitive | 0.703 | Non-Competitive
SNCWMOS8 ODNTH_FMR1 FROM_TO | SNCWMOS8 | ODNTH_FMR1 | 87 | 3 | 3 | ODESSANO_8 | ODESSANO_9 | FROM_TO | 73521.13 | 73487.31 | 10.7212 | 0 | 1242.379 | 1158.836 | -0.05189 | 0.007949 | -0.71873 | 0.048939 | 111.3082 | 95.351 | 0 |  | 10000 | 4136.981 | 10000 | 733.301 | 9890.048 | 5157.71 | 10000 | 1370.404 | 9986.954 | 4947.079 | 10000 | Competitive | Non-Competitive | 0 | TRUE | FALSE | 0 | Non-Competitive | 0.797 | Non-Competitive
SNCWMOS8 ODNTH_FMR1 TO_FROM | SNCWMOS8 | ODNTH_FMR1 | 87 | 3 | 3 | ODESSANO_8 | ODESSANO_9 | TO_FROM | 73521.13 | 75562 | -110.676 | 0 | 1109.961 | 1269.192 | -0.00795 | 0.091968 | -0.04894 | 0.71873 | -11.1056 | -99.6539 | 0 | 3606.21 |  | 3606.21 | 5157.71 | 2731.752 | 835.239 | 4264.761 | 5157.71 | 4215.709 | 1604.222 | 4351.732 | 5478.698 | Competitive | Competitive | 1 | TRUE | FALSE | 1 | Non-Competitive | 0.797 | Non-Competitive
SNEDLON5 KINGSV_LON_HI1_1 FROM_TO | SNEDLON5 | KINGSV_LON_HI1_1 | 216 | 1 | 1 | LON_HILL4A | KINGSVIL4A | FROM_TO | 73521.13 | 73726.94 | 59.539 | 0 | 949.505 | 5905.313 | -0.18311 | 0.032759 | -0.33037 | 0.038292 | 147.7734 | 93.2154 | 0 | 4270.979 | 5743.413 | 2616.655 | 10000 | 779.226 | 3823.558 | 2616.655 | 10000 | 2047.236 | 8569.743 | 2970.11 | 8818.566 | Competitive | Competitive | 1 | TRUE | FALSE | 1 | Non-Competitive | 0.711 | Non-Competitive
SNEDLON5 KINGSV_LON_HI1_1 TO_FROM | SNEDLON5 | KINGSV_LON_HI1_1 | 216 | 1 | 1 | LON_HILL4A | KINGSVIL4A | TO_FROM | 73521.13 | 80855.37 | -148.981 | 0 | 5905.344 | 949.505 | -0.03276 | 0.18311 | -0.03829 | 0.33037 | -57.3741 | -112.27 | 0 | 1711.065 | 8493.48 | 10000 | 4061.804 | 1448.703 | 932.18 | 10000 | 4061.804 | 3546.633 | 2942.738 | 3692.896 | 4610.734 | Competitive | Competitive | 1 | TRUE | FALSE | 1 | Non-Competitive | 0.711 | Non-Competitive
SNEDLON5 NEDIN_RACHAL1_1 FROM_TO | SNEDLON5 | NEDIN_RACHAL1_1 | 239 | 1 | 1 | NEDIN4A | RACHAL4A | FROM_TO | 73521.13 | 74202.07 | -238.339 | 0 | 1546.437 | 1074.792 | -0.03288 | 0.10327 | -0.53555 | 0.1306 | -125.387 | -221.498 | 0 | 2003.765 | 5000 | 2003.765 | 5000 | 1804.626 | 876.474 | 2003.765 | 5000 | 2167.217 | 806.657 | 2181.388 | 5000 | Competitive | Competitive | 1 | TRUE | FALSE | 1 | Non-Competitive | 0.7425 | Non-Competitive
SNEDLON5 NEDIN_RACHAL1_1 TO_FROM | SNEDLON5 | NEDIN_RACHAL1_1 | 239 | 1 | 1 | NEDIN4A | RACHAL4A | TO_FROM | 73521.13 | 73381.69 | 126.3358 | 0 | 1114.539 | 1627.443 | -0.07429 | 0.097663 | -0.13061 | 0.53555 | 257.7074 | 190.833 | 0 | 3969.784 | 5199.974 | 3969.784 | 5199.974 | 783.855 | 2418.613 | 10000 | 5199.974 | 3468.808 | 4967.29 | 6610.959 | 5327.138 | Competitive | Non-Competitive | 0 | TRUE | FALSE | 1 | Non-Competitive | 0.7425 | Non-Competitive
SNEDLON5 RIOHON_XCAP_1_1 FROM_TO | SNEDLON5 | RIOHON_XCAP_1_1 | 1195 | 1 | 1 | RIOHONDO7A | RIOHONDO7B | FROM_TO | 73521.13 | 81457.52 | -2202.47 | 0 | 2305.633 | 810.928 | -0.0486 | 0.76028 | -0.39197 | 0.77714 | -1728.09 | -1682.03 | 2973.83 | 3533.45 | 923.965 | 4847.369 | 923.965 | 3534.499 | 919.583 | 4847.369 | 966.291 | 4679.295 | 900.824 | 4679.123 | 903.163 | Competitive | Competitive | 1 | TRUE | FALSE | 1 | Non-Competitive | 0.6875 | Non-Competitive
SNEDLON5 RIOHON_XCAP_1_1 TO_FROM | SNEDLON5 | RIOHON_XCAP_1_1 | 1195 | 1 | 1 | RIOHONDO7A | RIOHONDO7B | TO_FROM | 73521.13 | 72286.34 | 1803.455 | 0 | 1135.582 | 2305.632 | -0.76028 | 0.20659 | -0.77714 | 0.39197 | 2185.048 | 1881.383 | 0 | 740.798 | 3369.075 | 3123.38 | 5516.556 | 737.968 | 3361.945 | 3123.38 | 5516.556 | 701.952 | 5601.603 | 702.961 | 5601.655 | Non-Competitive | Non-Competitive | 0 | TRUE | FALSE | 0 | Non-Competitive | 0.6875 | Non-Competitive
SNUEWHI8 LON_HI_PELICA1_1 FROM_TO | SNUEWHI8 | LON_HI_PELICA1_1 | 470 | 1 | 1 | LON_HILL4A | PELICAN4A | FROM_TO | 73521.13 | 74198.24 | -405.799 | 0 | 1186.885 | 2310.176 | -0.31108 | 0.13814 | -0.45308 | 0.14985 | 159.4293 | -218.398 | 0 | 2804.787 | 4668.293 | 5026.186 | 5644.313 | 1779.846 | 1957.853 | 5026.186 | 5644.313 | 4352.326 | 5379.814 | 4515.726 | 5488.621 | Competitive | Competitive | 1 | TRUE | FALSE | 1 | Non-Competitive | 0.6565 | Non-Competitive
SNUEWHI8 LON_HI_PELICA1_1 TO_FROM | SNUEWHI8 | LON_HI_PELICA1_1 | 470 | 1 | 1 | LON_HILL4A | PELICAN4A | TO_FROM | 73521.13 | 73091.39 | -144.464 | 0 | 2310.176 | 1186.885 | -0.13814 | 0.45308 | -0.14985 | 0.45308 | 529.7931 | 15.0475 | 0 | 2253.18 | 4461.694 | 2495.528 | 5026.186 | 1330.91 | 2534.276 | 2495.528 | 5026.186 | 2334.09 | 5103.627 | 2354.621 | 5300.106 | Competitive | Non-Competitive | 0 | TRUE | FALSE | 1 | Non-Competitive | 0.6565 | Non-Competitive
SNWEWES8 WES_MV_W_1 FROM_TO | SNWEWES8 | WES_MV_W_1 | 174 | 3 | 3 | WESLACO4A | WESLACOSUB8 | FROM_TO | 73521.13 | 73821.21 | -114.661 | 0 | 1057.344 | 1449.493 | -0.05186 | 0.086291 | -0.72113 | 0.2191 | -47.2823 | -84.1831 | 0 | 7402.925 | 10000 | 7402.925 | 10000 | 4562.383 | 826.722 | 7402.925 | 10000 | 7287.667 | 2527.18 | 7948.37 | 10000 | Competitive | Competitive | 1 | TRUE | FALSE | 1 | Non-Competitive | 0.6955 | Non-Competitive
SNWEWES8 WES_MV_W_1 TO_FROM | SNWEWES8 | WES_MV_W_1 | 174 | 3 | 3 | WESLACO4A | WESLACOSUB8 | TO_FROM | 73521.13 | 73785.24 | 46.1336 | 0 | 1529.453 | 1057.344 | -0.06253 | 0.051857 | -0.2191 | 0.72113 | 115.9954 | 63.7127 | 0 | 2682.606 | 10000 | 2682.606 | 10000 | 619.371 | 3988.892 | 2682.606 | 10000 | 2052.201 | 6956.159 | 2599.264 | 10000 | Competitive | Competitive | 1 | TRUE | FALSE | 1 | Non-Competitive | 0.6955 | Non-Competitive
SN_SAJO5 FALFUR_PREMON1_1 FROM_TO | SN_SAJO5 | FALFUR_PREMON1_1 | 38 | 1 | 1 | FALFUR2A | PREMONT2A | FROM_TO | 73521.13 | 73553.01 | -7.9826 | 0 | 1201.83 | 1791.256 | -0.01935 | 0.025162 | -0.53723 | 0.26862 | 20.9024 | -6.4997 | 0 | 10000 |  | 3964.377 | 10000 | 1065.17 | 1306.24 | 10000 | 10000 | 4415.007 | 2395.304 | 6599.281 | 10000 | Competitive | Competitive | 1 | TRUE | FALSE | 1 | Non-Competitive | 0.6795 | Non-Competitive
SN_SAJO5 FALFUR_PREMON1_1 TO_FROM | SN_SAJO5 | FALFUR_PREMON1_1 | 38 | 1 | 1 | FALFUR2A | PREMONT2A | TO_FROM | 73521.13 | 73629.15 | -15.4086 | 0 | 1791.256 | 1300.187 | -0.00849 | 0.019353 | -0.26862 | 0.53723 | 8.7774 | -6.5628 | 0 |  |  | 10000 | 3223.809 | 1098.188 | 898.528 | 10000 | 3223.809 | 2062.291 | 2793.23 | 10000 | 3500.072 | Competitive | Competitive | 1 | FALSE | FALSE | 1 | Non-Competitive | 0.6795 | Non-Competitive
SN_SAJO5 HARLNS_RAYMON1_1 FROM_TO | SN_SAJO5 | HARLNS_RAYMON1_1 | 38 | 1 | 1 | HARLINSW2A | RAYMOND12A | FROM_TO | 73521.13 | 73662.98 | -32.9917 | 0 | 1212.436 | 1271.413 | -0.01218 | 0.018374 | -0.39399 | 0.093243 | -18.3837 | -32.1121 | 0 |  |  | 1894.305 | 10000 | 1777.192 | 838.493 | 5490.396 | 10000 | 1826.157 | 1166.459 | 1838.643 | 10000 | Competitive | Competitive | 1 | FALSE | FALSE | 1 | Non-Competitive | 0.6875 | Non-Competitive
SN_SAJO5 HARLNS_RAYMON1_1 TO_FROM | SN_SAJO5 | HARLNS_RAYMON1_1 | 38 | 1 | 1 | HARLINSW2A | RAYMOND12A | TO_FROM | 73521.13 | 73572.5 | 18.914 | 0 | 1589.839 | 1243.385 | -0.01837 | 0.012185 | -0.09324 | 0.39399 | 33.2103 | 27.5695 | 0 |  |  | 10000 | 6220.694 | 733.083 | 4556.375 | 10000 | 10000 | 1010.745 | 7510.566 | 10000 | 7699.752 | Competitive | Competitive | 1 | FALSE | FALSE | 1 | Non-Competitive | 0.6875 | Non-Competitive
SN_SAJO5 LON_HI_NEDIN1_1 FROM_TO | SN_SAJO5 | LON_HI_NEDIN1_1 | 1195 | 1 | 1 | LNHILL 6 | LHEDL | FROM_TO | 73521.13 | 72439.67 | 1369.019 | 0 | 5644.313 | 2073.234 | -0.72111 | 0.044686 | -0.76488 | 0.066999 | 2054.646 | 1877.177 | 0 | 813.323 | 3174.719 | 809.921 | 5413.65 | 809.921 | 3164.783 | 821.383 | 5413.65 | 803.664 | 5285.604 | 803.664 | 5285.767 | Non-Competitive | Non-Competitive | 0 | TRUE | FALSE | 0 | Non-Competitive | 0.8515 | Non-Competitive
SN_SAJO5 LON_HI_NEDIN1_1 TO_FROM | SN_SAJO5 | LON_HI_NEDIN1_1 | 1195 | 1 | 1 | LNHILL 6 | LHEDL | TO_FROM | 73521.13 | 92690.8 | -2083.02 | 0 | 2073.234 | 0 | -0.04469 | 0.72882 | -0.067 | 0.76488 | -1197.98 | -1167.15 | 2287.43 | 1892.083 | 929.428 | 2077.104 | 925.212 | 1888.634 | 925.212 | 2077.104 | 929.428 | 2082.963 | 915.478 | 2082.989 | 915.478 | Competitive | Competitive | 1 | TRUE | TRUE | 1 | Competitive | 0.8515 | Non-Competitive
SN_SLON5 ALAZAN_B_DAVI1_1 FROM_TO | SN_SLON5 | ALAZAN_B_DAVI1_1 | 876 | 1 | 1 | B_DAVIS4A | ALAZAN4A | FROM_TO | 73521.13 | 74353.16 | 62.2632 | 0 | 1582.081 | 1305.832 | -0.26039 | 0.2541 | -0.5301 | 0.2541 | 432.7599 | 210.4524 | 0 | 3208.237 | 3916.412 | 5219.248 | 3916.412 | 921.622 | 2908.683 | 10000 | 5090.483 | 5696.333 | 4769.155 | 6101.939 | 4923.839 | Competitive | Competitive | 1 | TRUE | FALSE | 1 | Non-Competitive | 0.836 | Non-Competitive
SN_SLON5 ALAZAN_B_DAVI1_1 TO_FROM | SN_SLON5 | ALAZAN_B_DAVI1_1 | 876 | 1 | 1 | B_DAVIS4A | ALAZAN4A | TO_FROM | 73521.13 | 77183.32 | -427.051 | 0 | 1211.238 | 1597.396 | -0.2541 | 0.26039 | -0.2541 | 0.5301 | -51.9615 | -331.65 | 0 | 1947.502 | 3791.459 | 1984.311 | 5219.248 | 1837.704 | 1077.273 | 2445.613 | 10000 | 2045.139 | 5982.097 | 2058.412 | 6378.842 | Competitive | Competitive | 1 | TRUE | FALSE | 1 | Non-Competitive | 0.836 | Non-Competitive
SN_SLON5 CELANE_KLEBER1_1 FROM_TO | SN_SLON5 | CELANE_KLEBER1_1 | 211 | 1 | 1 | CELANEBI4A | KLEBERG4A | FROM_TO | 73521.13 | 73936.19 | -97.3784 | 0 | 1907.41 | 944.455 | -0.0077 | 0.40926 | -0.47023 | 0.40926 | 15.6113 | -94.4307 | 0 | 1598.679 |  | 10000 | 2513.044 | 1546.12 | 874.194 | 10000 | 5737.142 | 3367.139 | 777.957 | 3369.958 | 2708.229 | Competitive | Competitive | 1 | TRUE | FALSE | 1 | Non-Competitive | 0.7655 | Non-Competitive
SN_SLON5 CELANE_KLEBER1_1 TO_FROM | SN_SLON5 | CELANE_KLEBER1_1 | 211 | 1 | 1 | CELANEBI4A | KLEBERG4A | TO_FROM | 73521.13 | 73790.8 | -15.8972 | 0 | 961.681 | 1882.897 | -0.40926 | 0.007699 | -0.40926 | 0.47023 | 99.7113 | 62.3435 | 0 |  | 4133.287 | 2046.289 | 10000 | 751.631 | 3811.125 | 3542.644 | 10000 | 697.106 | 7104.612 | 2578.853 | 7113.717 | Competitive | Competitive | 1 | TRUE | FALSE | 1 | Non-Competitive | 0.7655 | Non-Competitive
SN_SLON5 CELANE_N_SHAR1_1 FROM_TO | SN_SLON5 | CELANE_N_SHAR1_1 | 211 | 1 | 1 | CELANEBI4A | N_SHARPE4A | FROM_TO | 73521.13 | 74105.41 | -29.8197 | 0 | 10000 | 1903.422 | -0.06135 | 0.59032 | -0.20031 | 0.59032 | 93.376 | 52.1634 | 0 | 10000 | 7041.133 | 10000 | 7041.133 | 984.519 | 6044.678 | 10000 | 7719.122 | 9879.826 | 7272.277 | 10000 | 7343.039 | Competitive | Competitive | 1 | TRUE | FALSE | 1 | Non-Competitive | 0.789 | Non-Competitive
SN_SLON5 CELANE_N_SHAR1_1 TO_FROM | SN_SLON5 | CELANE_N_SHAR1_1 | 211 | 1 | 1 | CELANEBI4A | N_SHARPE4A | TO_FROM | 73521.13 | 73827.82 | -68.769 | 0 | 1587.443 | 10000 | -0.59032 | 0.078697 | -0.59032 | 0.20031 | 29.5988 | -63.6078 | 0 | 1900.561 | 10000 | 1900.561 | 10000 | 1816.793 | 1178.596 | 1950.5 | 10000 | 2019.497 | 9914.139 | 2024.25 | 10000 | Competitive | Competitive | 1 | TRUE | FALSE | 1 | Non-Competitive | 0.789 | Non-Competitive
SN_SLON5 KINGSV_LON_HI1_1 FROM_TO | SN_SLON5 | KINGSV_LON_HI1_1 | 216 | 1 | 1 | LON_HILL4A | KINGSVIL4A | FROM_TO | 73521.13 | 73491.48 | 115.842 | 0 | 988.133 | 2283.428 | -0.22632 | 0.025994 | -0.36237 | 0.032056 | 226.7441 | 169.1003 | 0 | 10000 | 3356.645 | 2280.499 | 10000 | 769.785 | 2705.48 | 2280.499 | 10000 | 836.955 | 6704.152 | 2173.995 | 6876.934 | Non-Competitive | Non-Competitive | 0 | TRUE | FALSE | 1 | Non-Competitive | 0.7895 | Non-Competitive
SN_SLON5 KINGSV_LON_HI1_1 TO_FROM | SN_SLON5 | KINGSV_LON_HI1_1 | 216 | 1 | 1 | LON_HILL4A | KINGSVIL4A | TO_FROM | 73521.13 | 84192.24 | -226.997 | 0 | 2283.433 | 988.133 | -0.02599 | 0.22632 | -0.03206 | 0.36237 | -100.449 | -187.448 | 0 | 1587.164 | 10000 | 10000 | 3657.777 | 1433.181 | 896.954 | 10000 | 3657.777 | 2002.135 | 1063.925 | 2045.103 | 3622.891 | Competitive | Competitive | 1 | TRUE | FALSE | 1 | Non-Competitive | 0.7895 | Non-Competitive
SN_SLON5 N_SHARPE_PS1 FROM_TO | SN_SLON5 | N_SHARPE_PS1 | 222 | 1 | 1 | N_SHARPE4A | N_SHARPE4B | FROM_TO | 73521.13 | 92690.8 | 0 | 0 | 0 | 0 | 0 | 0 | 0 | 0 | 0 | 0 | 0 | [10 empty] | 0 | 0 | Competitive | Competitive | 1 | FALSE | TRUE | 1 | Non-Competitive | 0.8125 | Non-Competitive
SN_SLON5 N_SHARPE_PS1 TO_FROM | SN_SLON5 | N_SHARPE_PS1 | 222 | 1 | 1 | N_SHARPE4A | N_SHARPE4B | TO_FROM | 73521.13 | 92690.8 | 0 | 0 | 0 | 0 | 0 | 0 | 0 | 0 | 0 | 0 | 0 | [10 empty] | 0 | 0 | Competitive | Competitive | 1 | FALSE | TRUE | 1 | Non-Competitive | 0.8125 | Non-Competitive
SOAKNIC8 NICOLE_ORNT1_1 FROM_TO | SOAKNIC8 | NICOLE_ORNT1_1 | 135 | 1 | 1 | NICOLE4A | ORNT4A | FROM_TO | 73521.13 | 73412.18 | -34.9745 | 0 | 1131.893 | 1306.276 | -0.01632 | 0.26307 | -0.27794 | 0.26307 | 164.3361 | 24.1669 | 0 | 6280.817 |  | 10000 | 10000 | 1352.171 | 1324.485 | 10000 | 10000 | 8288.425 | 2012.026 | 8890.02 | 10000 | Competitive | Non-Competitive | 0 | TRUE | FALSE | 1 | Non-Competitive | 0.758 | Non-Competitive
SOAKNIC8 NICOLE_ORNT1_1 TO_FROM | SOAKNIC8 | NICOLE_ORNT1_1 | 135 | 1 | 1 | NICOLE4A | ORNT4A | TO_FROM | 73521.13 | 73910.8 | -134.564 | 0 | 1295.339 | 1402.599 | -0.00702 | 0.056293 | -0.26307 | 0.27794 | 33.4095 | 14.7436 | 250.13 | 10000 |  | 10000 | 2086.41 | 1177.226 | 1797.684 | 10000 | 2187.94 | 4072.056 | 1755.762 | 10000 | 1922.516 | Competitive | Competitive | 1 | TRUE | FALSE | 1 | Non-Competitive | 0.758 | Non-Competitive
SODBODN9 6860__A FROM_TO | SODBODN9 | 6860__A | 40 | 1 | 1 | HOLTSS_9 | ECTRSHLT_9 | FROM_TO | 73521.13 | 73503.16 | 31.8016 | 0 | 1316.214 | 1257.238 | -0.01546 | 0.003881 | -0.8117 | 0.10708 | 54.583 | 50.9131 | 0 |  |  | 2975.952 | 10000 | 794.196 | 9955.307 | 10000 | 10000 | 769.212 | 9999.402 | 3780.449 | 10000 | Competitive | Non-Competitive | 0 | FALSE | FALSE | 0 | Non-Competitive | 1.0315 | Non-Competitive
SODBODN9 6860__A TO_FROM | SODBODN9 | 6860__A | 40 | 1 | 1 | HOLTSS_9 | ECTRSHLT_9 | TO_FROM | 73521.13 | 74194.15 | -53.6102 | 0 | 1259.691 | 1274.067 | -0.0015 | 0.027384 | -0.10708 | 0.8117 | -31.6807 | -36.5118 | 4188.13 | 10000 |  | 4070.641 | 955.917 | 2966.601 | 933.193 | 4070.641 | 2278.762 | 3473.571 | 966.867 | 3643.558 | 983.086 | Competitive | Competitive | 1 | TRUE | FALSE | 1 | Non-Competitive | 1.0315 | Non-Competitive
SODBODN9 6865__B FROM_TO | SODBODN9 | 6865__B | 40 | 1 | 1 | ODESSANO_9 | NTCOWDEN_9 | FROM_TO | 73521.13 | 73498.48 | 9.6349 | 0 | 1353.419 | 1157.161 | -0.02039 | 0.003718 | -0.457 | 0.20325 | 50.352 | 43.3139 | 0 |  | 10000 | 4272.875 | 10000 | 733.965 | 9896.354 | 5805.202 | 10000 | 1452.527 | 9983.895 | 5114.286 | 10000 | Competitive | Non-Competitive | 0 | TRUE | FALSE | 0 | Non-Competitive | 0.8675 | Non-Competitive
SODBODN9 6865__B TO_FROM | SODBODN9 | 6865__B | 40 | 1 | 1 | ODESSANO_9 | NTCOWDEN_9 | TO_FROM | 73521.13 | 73764.12 | -50.0757 | 0 | 1051.535 | 1548.985 | -0.00372 | 0.038168 | -0.20325 | 0.457 | -9.7706 | -45.286 | 0 | 4294.132 |  | 3585.196 | 5294.339 | 2853.521 | 833.852 | 4294.132 | 5805.202 | 4334.844 | 1687.908 | 4456.38 | 5620.212 | Competitive | Competitive | 1 | TRUE | FALSE | 1 | Non-Competitive | 0.8675 | Non-Competitive
SOKLABM5 6558__B FROM_TO | SOKLABM5 | 6558__B | 260 | 1 | 1 | FISHERRD_8 | WCHTFLLS1_8 | FROM_TO | 73521.13 | 73680.31 | 89.2939 | 0 | 958.956 | 2242.335 | -0.02646 | 0.04549 | -0.51238 | 0.32097 | 178.4392 | 90.2911 | 0 | 4713.714 | 6299.398 | 4713.714 | 6814.597 | 674.204 | 6687.864 | 4713.714 | 6299.398 | 3330.745 | 6485.475 | 4713.714 | 6494.024 | Competitive | Competitive | 1 | TRUE | FALSE | 1 | Non-Competitive | 0.711 | Non-Competitive
SOKLABM5 6558__B TO_FROM | SOKLABM5 | 6558__B | 260 | 1 | 1 | FISHERRD_8 | WCHTFLLS1_8 | TO_FROM | 73521.13 | 74476.4 | -204.291 | 0 | 2010.689 | 954.07 | -0.04549 | 0.031688 | -0.32096 | 0.51238 | -47.089 | -133.204 | 0 | 5027.495 | 3695.052 | 4438.082 | 3695.052 | 4897.237 | 742.766 | 4438.082 | 3695.052 | 4650.369 | 2663.563 | 4450.701 | 3695.052 | Competitive | Competitive | 1 | TRUE | FALSE | 1 | Non-Competitive | 0.711 | Non-Competitive
SOKLABM5 ORLAND_VERN1_1 FROM_TO | SOKLABM5 | ORLAND_VERN1_1 | 170 | 1 | 1 | VERN4A | ORLANDO7A | FROM_TO | 73521.13 | 73530.31 | -123.615 | 0 | 1654.877 | 1162.488 | -0.0226 | 0.047003 | -0.65962 | 0.23622 | 163.5868 | 98.7772 | 3885.63 | 4713.714 | 9395.077 | 4713.714 | 3212.667 | 1149.302 | 2541.6 | 4713.714 | 3212.667 | 3326.877 | 3311.145 | 4713.714 | 3362.422 | Competitive | Competitive | 1 | TRUE | FALSE | 1 | Non-Competitive | 0.906 | Non-Competitive
SOKLABM5 ORLAND_VERN1_1 TO_FROM | SOKLABM5 | ORLAND_VERN1_1 | 170 | 1 | 1 | VERN4A | ORLANDO7A | TO_FROM | 73521.13 | 73573.71 | -172.978 | 0 | 1162.488 | 1654.877 | -0.047 | 0.20321 | -0.23622 | 0.65962 | 152.1508 | -134.958 | 0 | 2301.444 | 3695.052 | 5010.24 | 3695.052 | 889.095 | 1093.891 | 10000 | 3695.052 | 1955.637 | 2391.997 | 3108.772 | 3695.052 | Competitive | Competitive | 1 | TRUE | FALSE | 1 | Non-Competitive | 0.906 | Non-Competitive
SOKLABM5 PAUL_69-1 FROM_TO | SOKLABM5 | PAUL_69-1 | 69 | 1 | 1 | PAUL2A | LKPAULS4 | FROM_TO | 73521.13 | 73883.48 | -67.1883 | 0 | 1327.56 | 1661.382 | -0.01171 | 0.16587 | -0.11223 | 0.73948 | 25.8351 | -58.171 | 0 | 5424.997 |  | 10000 | 3695.052 | 1056.419 | 963.756 | 10000 | 3695.052 | 6249.994 | 1704.104 | 8158.452 | 3695.052 | Competitive | Competitive | 1 | TRUE | FALSE | 1 | Non-Competitive | 0.75 | Non-Competitive
SOKLABM5 PAUL_69-1 TO_FROM | SOKLABM5 | PAUL_69-1 | 69 | 1 | 1 | PAUL2A | LKPAULS4 | TO_FROM | 73521.13 | 73526.2 | -20.3063 | 0 | 1661.382 | 1327.559 | -0.00608 | 0.011711 | -0.73948 | 0.11223 | 65.2522 | 47.2814 | 1523.03 |  |  | 4713.714 | 3237.08 | 945.468 | 3178.01 | 4713.714 | 3237.08 | 2456.314 | 3440.832 | 4713.714 | 3461.167 | Competitive | Competitive | 1 | FALSE | FALSE | 1 | Non-Competitive | 0.75 | Non-Competitive
SORNLON8 CHAS_T_SKIDMO1_1 FROM_TO | SORNLON8 | CHAS_T_SKIDMO1_1 | 38 | 1 | 1 | SKIDMORE2A | CHAS_TAP2A | FROM_TO | 73521.13 | 73595.36 | -56.5222 | 0 | 1564.646 | 1330.107 | -0.00603 | 0.024144 | -0.24792 | 0.59307 | 18.8339 | -38.3863 | 0 | 2910.266 |  | 1297.406 | 6554.876 | 1079.242 | 1199.303 | 1859.216 | 5036.271 | 1583.743 | 1829.284 | 1605.2 | 5367.234 | Competitive | Competitive | 1 | TRUE | FALSE | 1 | Non-Competitive | 0.7265 | Non-Competitive
SORNLON8 CHAS_T_SKIDMO1_1 TO_FROM | SORNLON8 | CHAS_T_SKIDMO1_1 | 38 | 1 | 1 | SKIDMORE2A | CHAS_TAP2A | TO_FROM | 73521.13 | 73479.43 | -13.402 | 0 | 1283.512 | 1564.647 | -0.02414 | 0.00603 | -0.59307 | 0.24792 | 62.7272 | 10.7131 | 0 |  | 5644.313 | 6400.779 | 2525.823 | 988.002 | 1918.828 | 4799.727 | 2688.62 | 1480.857 | 2775.616 | 5234.707 | 2825.109 | Competitive | Non-Competitive | 0 | TRUE | FALSE | 1 | Non-Competitive | 0.7265 | Non-Competitive
SORNLON8 LON_HI_SMITH1_1 FROM_TO | SORNLON8 | LON_HI_SMITH1_1 | 61 | 1 | 1 | LON_HILL2A | SMITH2A | FROM_TO | 73521.13 | 73558.7 | -63.8631 | 0 | 1557.929 | 1274.253 | -0.01932 | 0.026552 | -0.84672 | 0.079295 | 28.1884 | -50.6684 | 0 | 3237.242 |  | 1352.552 | 10000 | 1132.738 | 1131.347 | 1369.818 | 10000 | 1726.849 | 2255.579 | 1751.651 | 10000 | Competitive | Competitive | 1 | TRUE | FALSE | 1 | Non-Competitive | 0.8435 | Non-Competitive
SORNLON8 LON_HI_SMITH1_1 TO_FROM | SORNLON8 | LON_HI_SMITH1_1 | 61 | 1 | 1 | LON_HILL2A | SMITH2A | TO_FROM | 73521.13 | 73392.74 | -23.9592 | 0 | 1228.272 | 1557.929 | -0.02655 | 0.019324 | -0.07929 | 0.84672 | 71.1801 | 19.9375 | 0 |  | 5112.575 | 10000 | 2702.077 | 929.059 | 2082.087 | 10000 | 2755.557 | 1801.099 | 3101.754 | 10000 | 3153.792 | Competitive | Non-Competitive | 0 | TRUE | FALSE | 1 | Non-Competitive | 0.8435 | Non-Competitive
SORNLON8 SINTON_SKIDMO1_1 FROM_TO | SORNLON8 | SINTON_SKIDMO1_1 | 38 | 1 | 1 | SKIDMORE2A | SINTON2A | FROM_TO | 73521.13 | 73417.23 | -15.8932 | 0 | 1285.063 | 1646.868 | -0.02418 | 0.005996 | -0.21417 | 0.4069 | 60.2356 | 8.2241 | 0 |  | 5644.313 | 6388.599 | 2525.433 | 992.825 | 1866.919 | 4798.281 | 2688.42 | 1526.192 | 2771.027 | 5219.33 | 2823.581 | Competitive | Non-Competitive | 0 | TRUE | FALSE | 1 | Non-Competitive | 0.711 | Non-Competitive
SORNLON8 SINTON_SKIDMO1_1 TO_FROM | SORNLON8 | SINTON_SKIDMO1_1 | 38 | 1 | 1 | SKIDMORE2A | SINTON2A | TO_FROM | 73521.13 | 73560.24 | -54.0339 | 0 | 1573.052 | 1364.074 | -0.006 | 0.024178 | -0.4069 | 0.21417 | 21.3205 | -35.8991 | 0 | 2910.044 |  | 1296.837 | 6542.668 | 1061.449 | 1206.719 | 1859.178 | 5034.532 | 1580.935 | 1885.827 | 1603.672 | 5351.599 | Competitive | Competitive | 1 | TRUE | FALSE | 1 | Non-Competitive | 0.711 | Non-Competitive
SOXYIN28 I_DUPP_I_DUPS1_1 FROM_TO | SOXYIN28 | I_DUPP_I_DUPS1_1 | 206 | 1 | 1 | I_DUPSW4A | I_DUPP14A | FROM_TO | 73521.13 | 73813.67 | 55.7414 | 0 | 787.067 | 10000 | -0.47894 | 0.000757 | -0.51291 | 0.000757 | 55.9543 | 55.9692 | 0 |  | 10000 | 787.067 | 10000 | 787.067 | 10000 | 787.067 | 10000 | 787.067 | 10000 | 787.067 | 10000 | Competitive | Competitive | 1 | TRUE | FALSE | 1 | Non-Competitive | 0.727 | Non-Competitive
SOXYIN28 I_DUPP_I_DUPS1_1 TO_FROM | SOXYIN28 | I_DUPP_I_DUPS1_1 | 206 | 1 | 1 | I_DUPSW4A | I_DUPP14A | TO_FROM | 73521.13 | 92690.8 | -55.6748 | 0 | 10000 | 0 | -0.00076 | 0.47895 | -0.00076 | 0.51291 | 40.2285 | 44.7724 | 5931.83 | 10000 |  | 10000 | 918.218 | 10000 | 918.218 | 10000 | 918.218 | 10000 | 918.218 | 10000 | 918.218 | Competitive | Competitive | 1 | TRUE | FALSE | 1 | Non-Competitive | 0.727 | Non-Competitive
SP2CAG8 E1_M1_1 FROM_TO | SP2CAG8 | E1_M1_1 | 214 | 0 | 0 | FIVE_PTS | WSTSIDE | FROM_TO | 73521.13 | 73858.86 | 43.7549 | 0 | 1255.317 | 780.178 | -0.05352 | 0.099154 | -0.30252 | 0.4478 | 110.8822 | -4.2534 | 0 | 10000 | 10000 | 10000 | 10000 | 9020.254 | 5451.216 | 10000 | 10000 | 9983.486 | 9220.005 | 10000 | 10000 | Competitive | Competitive | 1 | TRUE | FALSE | 1 | Non-Competitive | 0.7185 | Non-Competitive
SP2CAG8 E1_M1_1 TO_FROM | SP2CAG8 | E1_M1_1 | 214 | 0 | 0 | FIVE_PTS | WSTSIDE | TO_FROM | 73521.13 | 73741.37 | -198.328 | 0 | 757.047 | 1280.315 | -0.09915 | 0.053521 | -0.4478 | 0.30252 | 115.3919 | -14.7314 | 0 | 10000 | 10000 | 10000 | 10000 | 4050.992 | 9045.62 | 10000 | 10000 | 8776.645 | 9983.549 | 10000 | 10000 | Competitive | Competitive | 1 | TRUE | FALSE | 1 | Non-Competitive | 0.7185 | Non-Competitive
SP5CAG8 B3_M1_1 FROM_TO | SP5CAG8 | B3_M1_1 | 213 | 1 | 1 | BROADVEW | FIVE_PTS | FROM_TO | 73521.13 | 73837.61 | 5.6829 | 0 | 1210.304 | 1214.763 | -0.07445 | 0.003473 | -0.31615 | 0.1428 | 112.664 | 72.0115 | 0 |  | 10000 | 964.302 | 10000 | 886.88 | 8904.988 | 3572.919 | 10000 | 866.969 | 9835.149 | 911.884 | 10000 | Competitive | Competitive | 1 | TRUE | FALSE | 1 | Non-Competitive | 0.7575 | Non-Competitive
SP5CAG8 B3_M1_1 TO_FROM | SP5CAG8 | B3_M1_1 | 213 | 1 | 1 | BROADVEW | FIVE_PTS | TO_FROM | 73521.13 | 74317.62 | -39.7811 | 0 | 1214.764 | 1144.832 | -0.00347 | 0.074453 | -0.1428 | 0.31615 | 96.6089 | 93.8552 | 1998.03 | 10000 |  | 10000 | 1015.125 | 8634.387 | 980.907 | 10000 | 3572.919 | 9824.484 | 937.215 | 10000 | 953.714 | Competitive | Competitive | 1 | TRUE | FALSE | 1 | Non-Competitive | 0.7575 | Non-Competitive
SPAWCAL5 BLESSI_LOLITA1_1 FROM_TO | SPAWCAL5 | BLESSI_LOLITA1_1 | 211 | 1 | 1 | BLESSING4A | LOLITA4A | FROM_TO | 73521.13 | 72037.35 | -46.9002 | 0 | 2225.924 | 736.934 | -0.31118 | 0.046812 | -0.42456 | 0.12963 | 846.5883 | 216.7598 | 0 | 1934.307 | 1554.064 | 2181.647 | 5224.997 | 1237.006 | 1293.208 | 1695.386 | 6310.55 | 1525.338 | 4079.264 | 1923.352 | 4147.855 | Competitive | Non-Competitive | 0 | TRUE | FALSE | 0 | Non-Competitive | 0.7265 | Non-Competitive
SPAWCAL5 BLESSI_LOLITA1_1 TO_FROM | SPAWCAL5 | BLESSI_LOLITA1_1 | 211 | 1 | 1 | BLESSING4A | LOLITA4A | TO_FROM | 73521.13 | 75161.28 | -667.105 | 0 | 736.933 | 2225.924 | -0.04681 | 0.31118 | -0.12963 | 0.42456 | -98.8231 | -137.929 | 1021.23 | 1095.477 | 2251.276 | 5224.997 | 2347.256 | 1001.75 | 1381.983 | 6310.55 | 2033.746 | 3536.178 | 1660.218 | 3594.036 | 2078.891 | Competitive | Competitive | 1 | TRUE | FALSE | 1 | Non-Competitive | 0.7265 | Non-Competitive
SPAWLON5 AIRCO4_RINCON1_1 FROM_TO | SPAWLON5 | AIRCO4_RINCON1_1 | 157 | 1 | 1 | AIRCO44A | RINCON4A | FROM_TO | 73521.13 | 72820.53 | -59.2909 | 0 | 1744.239 | 1438.423 | -0.1205 | 0.1613 | -0.14724 | 0.20721 | 261.367 | 49.7334 | 0 | 3615.304 | 2506.177 | 3721.972 | 2554.082 | 721.757 | 2359.381 | 4449.187 | 2725.71 | 3266.888 | 3042.757 | 3786.76 | 3060.42 | Competitive | Non-Competitive | 0 | TRUE | FALSE | 1 | Non-Competitive | 0.7345 | Non-Competitive
SPAWLON5 AIRCO4_RINCON1_1 TO_FROM | SPAWLON5 | AIRCO4_RINCON1_1 | 157 | 1 | 1 | AIRCO44A | RINCON4A | TO_FROM | 73521.13 | 73844.75 | -258.704 | 0 | 1584.831 | 1867.752 | -0.1613 | 0.1205 | -0.2072 | 0.14724 | 81.2365 | -231.023 | 0 | 1275.802 | 3615.304 | 1291.515 | 3721.972 | 1204.301 | 794.55 | 1889.197 | 4449.187 | 1705.865 | 3292.487 | 1721.122 | 3786.76 | Competitive | Competitive | 1 | TRUE | FALSE | 1 | Non-Competitive | 0.7345 | Non-Competitive
SPAWLON5 BONIVI_RINCON1_1 FROM_TO | SPAWLON5 | BONIVI_RINCON1_1 | 38 | 1 | 1 | RINCON2A | BONIVIEW2A | FROM_TO | 73521.13 | 73541.06 | -42.0184 | 0 | 1326.446 | 1158.742 | -0.01168 | 0.024357 | -0.76342 | 0.068737 | 22.453 | -36.5624 | 0 | 5644.313 |  | 1278.947 | 2531.874 | 1185.326 | 781.153 | 1871.927 | 3251.896 | 1634.642 | 1564.23 | 1656.203 | 2409.612 | Competitive | Competitive | 1 | TRUE | FALSE | 1 | Non-Competitive | 0.6875 | Non-Competitive
SPAWLON5 BONIVI_RINCON1_1 TO_FROM | SPAWLON5 | BONIVI_RINCON1_1 | 38 | 1 | 1 | RINCON2A | BONIVIEW2A | TO_FROM | 73521.13 | 73470.63 | -19.5581 | 0 | 1130.201 | 1734.969 | -0.02436 | 0.011682 | -0.06874 | 0.76341 | 41.4713 | 6.8018 | 0 |  | 5644.313 | 2531.874 | 2532.602 | 700.964 | 2312.941 | 3251.896 | 2705.067 | 1502.508 | 2938.11 | 2409.612 | 2975.423 | Competitive | Non-Competitive | 0 | TRUE | FALSE | 1 | Non-Competitive | 0.6875 | Non-Competitive
SPAWLON5 CSA_ORN_1 FROM_TO | SPAWLON5 | CSA_ORN_1 | 45 | 1 | 1 | ORANGEGRVSB9 | CSABLK2A | FROM_TO | 73521.13 | 73570.88 | -15.3269 | 0 | 1650.672 | 1062.045 | -0.01878 | 0.010578 | -0.55566 | 0.26149 | 16.9473 | -13.179 | 0 |  |  | 1212.481 | 10000 | 1044.914 | 994.115 | 1212.481 | 10000 | 1370.773 | 3920.368 | 1398.225 | 10000 | Competitive | Competitive | 1 | FALSE | FALSE | 1 | Non-Competitive | 0.7185 | Non-Competitive
SPAWLON5 CSA_ORN_1 TO_FROM | SPAWLON5 | CSA_ORN_1 | 45 | 1 | 1 | ORANGEGRVSB9 | CSABLK2A | TO_FROM | 73521.13 | 73627.53 | -15.6121 | 0 | 1208.227 | 1650.672 | -0.01058 | 0.018777 | -0.26149 | 0.55566 | 17.1778 | 0.58107 | 0 |  |  | 10000 | 2605.702 | 862.018 | 2088.842 | 10000 | 2605.702 | 3717.684 | 2909.571 | 10000 | 2959.429 | Competitive | Competitive | 1 | FALSE | FALSE | 1 | Non-Competitive | 0.7185 | Non-Competitive
SPAWLON5 KENEDS_KENEDY1_1 FROM_TO | SPAWLON5 | KENEDS_KENEDY1_1 | 38 | 1 | 1 | KENEDYSW2A | KENEDY2A | FROM_TO | 73521.13 | 73430.25 | 20.6886 | 0 | 1512.493 | 1254.982 | -0.01611 | 0.007137 | -0.80613 | 0.15426 | 111.3089 | 51.9978 | 0 |  |  | 3883.809 | 1909.118 | 1043.15 | 1469.644 | 10000 | 2390.301 | 2023.454 | 2188.244 | 5686.051 | 2239.633 | Competitive | Non-Competitive | 0 | FALSE | FALSE | 0 | Non-Competitive | 0.758 | Non-Competitive
SPAWLON5 KENEDS_KENEDY1_1 TO_FROM | SPAWLON5 | KENEDS_KENEDY1_1 | 38 | 1 | 1 | KENEDYSW2A | KENEDY2A | TO_FROM | 73521.13 | 73838.28 | -100.836 | 0 | 1254.981 | 1431.345 | -0.00714 | 0.016114 | -0.15426 | 0.80613 | -13.0611 | -73.5652 | 0 |  |  | 1026.324 | 4474.511 | 851.379 | 1231.229 | 1181.58 | 10000 | 1179.724 | 2406.848 | 1208.455 | 6249.01 | Competitive | Competitive | 1 | FALSE | FALSE | 1 | Non-Competitive | 0.758 | Non-Competitive
SPAWLON5 SINTON_SKIDMO1_1 FROM_TO | SPAWLON5 | SINTON_SKIDMO1_1 | 38 | 1 | 1 | SKIDMORE2A | SINTON2A | FROM_TO | 73521.13 | 73346.7 | -9.3196 | 0 | 1429.57 | 1461.233 | -0.02549 | 0.005122 | -0.21681 | 0.4022 | 75.8168 | 16.7243 | 0 |  | 5644.313 | 4027.975 | 2497.616 | 1005.797 | 1866.496 | 6990.368 | 2589.693 | 1488.849 | 2716.576 | 4331.804 | 2777.573 | Competitive | Non-Competitive | 0 | TRUE | FALSE | 1 | Non-Competitive | 0.711 | Non-Competitive
SPAWLON5 SINTON_SKIDMO1_1 TO_FROM | SPAWLON5 | SINTON_SKIDMO1_1 | 38 | 1 | 1 | SKIDMORE2A | SINTON2A | TO_FROM | 73521.13 | 73572.47 | -68.9799 | 0 | 1461.233 | 1429.57 | -0.00512 | 0.025491 | -0.4022 | 0.2168 | 16.154 | -47.059 | 0 | 2909.842 |  | 1244.58 | 4710.718 | 1027.959 | 1213.651 | 1805.987 | 7124.24 | 1478.544 | 1831.708 | 1502.927 | 4892.561 | Competitive | Competitive | 1 | TRUE | FALSE | 1 | Non-Competitive | 0.711 | Non-Competitive
SPAWSAN5 PAWNEE_XF1 FROM_TO | SPAWSAN5 | PAWNEE_XF1 | 150 | 1 | 1 | PAWNEESW5 | PAWNEESW8 | FROM_TO | 73521.13 | 73670.27 | -103.065 | 0 | 1575.936 | 859.311 | -0.05194 | 0.031704 | -0.52094 | 0.0818 | 71.3178 | -83.4812 | 0 | 1068.742 | 4837.347 | 1236.707 | 4837.347 | 1362.399 | 1074.163 | 1236.707 | 4671.813 | 1092.559 | 4655.065 | 1089.578 | 5415.134 | Competitive | Competitive | 1 | TRUE | FALSE | 1 | Non-Competitive | 0.6955 | Non-Competitive
SPAWSAN5 PAWNEE_XF1 TO_FROM | SPAWSAN5 | PAWNEE_XF1 | 150 | 1 | 1 | PAWNEESW5 | PAWNEESW8 | TO_FROM | 73521.13 | 73435.96 | -78.4426 | 0 | 621.301 | 1575.936 | -0.031 | 0.05194 | -0.0818 | 0.52094 | 156.9669 | -16.3348 | 0 | 3601.75 | 2076.65 | 3601.75 | 1812.732 | 780.866 | 2040.19 | 3900.174 | 1829.676 | 3596.846 | 1736.088 | 4440.401 | 1730.359 | Competitive | Non-Competitive | 0 | TRUE | FALSE | 1 | Non-Competitive | 0.6955 | Non-Competitive
SPCAJNE9 SYC_CORY_1 FROM_TO | SPCAJNE9 | SYC_CORY_1 | 36 | 1 | 1 | TNSYCAMORE0 | TNCORYELCO0 | FROM_TO | 73521.13 | 73527.49 | -3.6753 | 0 | 2218.885 | 985.378 | -0.00162 | 0.013387 | -0.49519 | 0.47748 | 31.9845 | 20.1817 | 0 |  |  | 10000 | 2033.243 | 1393.276 | 1192.544 | 10000 | 4961.837 | 1387.385 | 1385.003 | 10000 | 2277.009 | Competitive | Competitive | 1 | FALSE | FALSE | 1 | Non-Competitive | 0.734 | Non-Competitive
SPCAJNE9 SYC_CORY_1 TO_FROM | SPCAJNE9 | SYC_CORY_1 | 36 | 1 | 1 | TNSYCAMORE0 | TNCORYELCO0 | TO_FROM | 73521.13 | 73585.95 | -25.797 | 0 | 985.378 | 2218.885 | -0.01339 | 0.002147 | -0.47748 | 0.49519 | 4.7861 | -28.8632 | 0 |  |  | 809.394 | 10000 | 743.821 | 1448.185 | 4731.007 | 10000 | 754.109 | 1436.772 | 844.16 | 10000 | Competitive | Competitive | 1 | FALSE | FALSE | 1 | Non-Competitive | 0.734 | Non-Competitive
SPCAPAN9 SEA_AAT1 FROM_TO | SPCAPAN9 | SEA_AAT1 | 60 | 1 | 1 | SEATON9 | SEATON8 | FROM_TO | 73521.13 | 75151.83 | -42.9466 | 0 | 2382.079 | 874.664 | -0.00258 | 0.010942 | -0.04736 | 0.59667 | -17.4457 | -31.384 | 0 |  |  | 7847.09 | 1730.242 | 1701.305 | 1174.441 | 7847.09 | 4891.948 | 6844.792 | 1402.646 | 8374.125 | 2333.282 | Competitive | Competitive | 1 | FALSE | FALSE | 1 | Non-Competitive | 0.703 | Non-Competitive
SPCAPAN9 SEA_AAT1 TO_FROM | SPCAPAN9 | SEA_AAT1 | 60 | 1 | 1 | SEATON9 | SEATON8 | TO_FROM | 73521.13 | 73544.1 | 24.1349 | 0 | 874.664 | 2382.08 | -0.01094 | 0.002581 | -0.59667 | 0.047363 | 46.2943 | 19.5496 | 0 |  |  | 986.568 | 7847.09 | 918.257 | 1722.471 | 4891.948 | 7847.09 | 1055.458 | 6874.575 | 1458.761 | 8374.125 | Competitive | Competitive | 1 | FALSE | FALSE | 1 | Non-Competitive | 0.703 | Non-Competitive
SPEASAN8 BIG_PEAR_1 FROM_TO | SPEASAN8 | BIG_PEAR_1 | 45 | 0 | 0 | BIGFOOTSUB9 | PEARSALLSW9 | FROM_TO | 73521.13 | 73964.54 | -38.3281 | 0 | 1374.909 | 853.06 | -0.07245 | 0.006137 | -0.07245 | 0.66418 | 12.903 | -8.5471 | 0 |  | 10000 | 1269.322 | 10000 | 828.191 | 2766.565 | 10000 | 10000 | 708.958 | 9610.06 | 1313.979 | 10000 | Competitive | Competitive | 1 | TRUE | FALSE | 1 | Non-Competitive | 0.695 | Non-Competitive
SPEASAN8 BIG_PEAR_1 TO_FROM | SPEASAN8 | BIG_PEAR_1 | 45 | 0 | 0 | BIGFOOTSUB9 | PEARSALLSW9 | TO_FROM | 73521.13 | 73523.46 | -10.9416 | 0 | 853.06 | 1572.336 | -0.00614 | 0.072445 | -0.66418 | 0.072445 | 43.4504 | -0.88538 | 0 | 10000 |  | 10000 | 1595.964 | 1673.366 | 1038.438 | 10000 | 10000 | 8944.989 | 951.698 | 10000 | 1626.118 | Competitive | Competitive | 1 | TRUE | FALSE | 1 | Non-Competitive | 0.695 | Non-Competitive
SPEASAN8 PEARSALL_69_4 FROM_TO | SPEASAN8 | PEARSALL_69_4 | 143 | 0 | 0 | PEARSALLSW8 | PEARSALLSW9 | FROM_TO | 73521.13 | 73576.01 | 9.3858 | 0 | 1047.792 | 10000 | -0.7246 | 0.13171 | -0.7246 | 0.13171 | 103.2349 | 23.1416 | 0 | 9491.68 | 10000 | 10000 | 10000 | 1499.95 | 8043.667 | 10000 | 10000 | 9265.597 | 9995.802 | 9893.794 | 10000 | Competitive | Competitive | 1 | TRUE | FALSE | 1 | Non-Competitive | 0.695 | Non-Competitive
SPEASAN8 PEARSALL_69_4 TO_FROM | SPEASAN8 | PEARSALL_69_4 | 143 | 0 | 0 | PEARSALLSW8 | PEARSALLSW9 | TO_FROM | 73521.13 | 74256.22 | -90.576 | 0 | 10000 | 1047.792 | -0.13171 | 0.7246 | -0.13171 | 0.7246 | 45.6421 | -42.8313 | 0 | 10000 | 10000 | 10000 | 10000 | 7618.143 | 2376.494 | 10000 | 10000 | 9994.683 | 9739.895 | 10000 | 10000 | Competitive | Competitive | 1 | TRUE | FALSE | 1 | Non-Competitive | 0.695 | Non-Competitive
SPELPAP8 LON_HI_PELICA1_1 FROM_TO | SPELPAP8 | LON_HI_PELICA1_1 | 470 | 0 | 0 | LON_HILL4A | PELICAN4A | FROM_TO | 73521.13 | 74344.02 | -315.243 | 0 | 1195.663 | 2506.071 | -0.25066 | 0.10917 | -0.41121 | 0.12431 | 131.898 | -147.1 | 0 | 2425.444 | 4678.232 | 4573.788 | 5644.313 | 1271.504 | 2233.34 | 4865.017 | 5644.313 | 2934.338 | 5405.479 | 3287.126 | 5492.133 | Competitive | Competitive | 1 | TRUE | FALSE | 1 | Non-Competitive | 0.7655 | Non-Competitive
SPELPAP8 LON_HI_PELICA1_1 TO_FROM | SPELPAP8 | LON_HI_PELICA1_1 | 470 | 0 | 0 | LON_HILL4A | PELICAN4A | TO_FROM | 73521.13 | 73936.57 | -116.503 | 0 | 2506.073 | 1315.148 | -0.10917 | 0.41121 | -0.12432 | 0.41121 | 412.3078 | -6.0698 | 0 | 2218.765 | 4288.204 | 2441.484 | 4573.788 | 1457.664 | 1841.406 | 2441.484 | 4865.017 | 2360.633 | 3859.988 | 2374.833 | 4325.817 | Competitive | Competitive | 1 | TRUE | FALSE | 1 | Non-Competitive | 0.7655 | Non-Competitive
SPELWHI8 LON_HI_PELICA1_1 FROM_TO | SPELWHI8 | LON_HI_PELICA1_1 | 470 | 1 | 1 | LON_HILL4A | PELICAN4A | FROM_TO | 73521.13 | 73991.13 | -179.9 | 0 | 787.746 | 4120.112 | 0 | 0 | -1 | 0 | 0 | 0 | 0 | [10 empty] | 0 | 0 | Competitive | Competitive | 1 | FALSE | TRUE | 1 | Non-Competitive | 0.695 | Non-Competitive
SPELWHI8 LON_HI_PELICA1_1 TO_FROM | SPELWHI8 | LON_HI_PELICA1_1 | 470 | 1 | 1 | LON_HILL4A | PELICAN4A | TO_FROM | 73521.13 | 92690.8 | 0 | 0 | 4120.112 | 787.746 | 0 | 1 | 0 | 1 | 380 | 0 | 0 | 4120.112 |  | 4120.112 |  | 4120.112 |  | 4120.112 |  | 4120.112 |  | 4120.112 | 0 | Competitive | Competitive | 1 | TRUE | FALSE | 1 | Non-Competitive | 0.695 | Non-Competitive
SPLDAND8 6146__A FROM_TO | SPLDAND8 | 6146__A | 83 | 6 | 6 | MIDLNDE_8 | SU-E_MIDLND | FROM_TO | 73521.13 | 92690.8 | 0 | 0 | 0 | 0 | 0 | 0 | 0 | 0 | 0 | 0 | 0 | [10 empty] | 0 | 0 | Competitive | Competitive | 1 | FALSE | TRUE | 1 | Non-Competitive | 0.6955 | Non-Competitive
SPLDAND8 6146__A TO_FROM | SPLDAND8 | 6146__A | 83 | 6 | 6 | MIDLNDE_8 | SU-E_MIDLND | TO_FROM | 73521.13 | 92690.8 | 0 | 0 | 0 | 0 | 0 | 0 | 0 | 0 | 0 | 0 | 0 | [10 empty] | 0 | 0 | Competitive | Competitive | 1 | FALSE | TRUE | 1 | Non-Competitive | 0.6955 | Non-Competitive
SPLDAND8 6611__A FROM_TO | SPLDAND8 | 6611__A | 195 | 6 | 6 | ACKRLYVE_9 | ACKERLY_9 | FROM_TO | 73521.13 | 73745.57 | -21.7861 | 0 | 1009.76 | 1659.515 | -0.00095 | 0.050943 | -0.71635 | 0.23209 | 34.22 | 13.0345 | 0 | 4442.469 |  | 4442.469 | 10000 | 752.691 | 7422.225 | 4442.469 | 10000 | 2425.04 | 9455.057 | 3709.747 | 10000 | Competitive | Competitive | 1 | TRUE | FALSE | 1 | Non-Competitive | 0.6955 | Non-Competitive
SPLDAND8 6611__A TO_FROM | SPLDAND8 | 6611__A | 195 | 6 | 6 | ACKRLYVE_9 | ACKERLY_9 | TO_FROM | 73521.13 | 74244.98 | -33.7837 | 0 | 1679.114 | 1109.462 | -0.05094 | 0.11547 | -0.23209 | 0.71635 | 26.8976 | -16.8328 | 0 | 4534.707 | 10000 | 10000 | 10000 | 3789.528 | 843.989 | 10000 | 10000 | 7727.467 | 6454.73 | 7981.438 | 10000 | Competitive | Competitive | 1 | TRUE | FALSE | 1 | Non-Competitive | 0.6955 | Non-Competitive
SPSGJF48 DR_GV_06_A FROM_TO | SPSGJF48 | DR_GV_06_A | 478 | 1 | 1 | DROUET__138A | GARDEN__138A | FROM_TO | 73521.13 | 73068.22 | -252.39 | 0 | 1988.872 | 1286.2 | -0.06475 | 0.22866 | -0.20565 | 0.70177 | 512.1961 | 265.0265 | 2479.83 | 2344.584 | 5639.736 | 3105.744 | 5037.995 | 2269.102 | 1504.709 | 4312.416 | 10000 | 3466.963 | 2136.658 | 3465.824 | 4635.064 | Competitive | Non-Competitive | 0 | TRUE | FALSE | 1 | Non-Competitive | 0.695 | Non-Competitive
SPSGJF48 DR_GV_06_A TO_FROM | SPSGJF48 | DR_GV_06_A | 478 | 1 | 1 | DROUET__138A | GARDEN__138A | TO_FROM | 73521.13 | 73825.77 | -342.387 | 0 | 1257.535 | 1988.872 | -0.22866 | 0.064752 | -0.70177 | 0.20565 | 264.0539 | -298.963 | 0 | 5639.736 | 2344.584 | 5037.995 | 3105.744 | 1288.885 | 2271.392 | 10000 | 4312.416 | 1943.561 | 3466.975 | 4635.064 | 3465.824 | Competitive | Competitive | 1 | TRUE | FALSE | 1 | Non-Competitive | 0.695 | Non-Competitive
SPYOWIC9 M_69_D1_1 FROM_TO | SPYOWIC9 | M_69_D1_1 | 35 | 5 | 5 | TNWINK____0 | TNCOCHISE_0 | FROM_TO | 73521.13 | 73540.61 | 21.9361 | 0 | 783.721 | 0 | 0 | 0.000298 | -0.66279 | 0.000298 | 22.0914 | 22.0973 | 0 |  |  | 783.721 |  | 783.721 |  | 783.721 |  | 783.721 |  | 783.721 | 0 | Competitive | Competitive | 1 | FALSE | TRUE | 1 | Non-Competitive | 0.703 | Non-Competitive
SPYOWIC9 M_69_D1_1 TO_FROM | SPYOWIC9 | M_69_D1_1 | 35 | 5 | 5 | TNWINK____0 | TNCOCHISE_0 | TO_FROM | 73521.13 | 92690.8 | -21.9361 | 0 | 783.721 | 0 | -0.0003 | 0 | -0.0003 | 0.66279 | -21.9364 | -20.1472 | 5931.83 |  |  |  | 913.719 |  | 913.719 |  | 913.719 |  | 913.719 | 0 | 913.719 | Competitive | Competitive | 1 | FALSE | TRUE | 1 | Non-Competitive | 0.703 | Non-Competitive
SQNMCBY8 PRTTLR84_A FROM_TO | SQNMCBY8 | PRTTLR84_A | 216 | 1 | 1 | PORT____138A | TAYLOR__8010 | FROM_TO | 73521.13 | 73300.9 | -154.863 | 0 | 1956.103 | 1807.48 | -0.2337 | 0.057936 | -0.6555 | 0.31914 | 360.6212 | -73.7081 | 0 | 2680.55 | 2739.93 | 2680.55 | 2918.173 | 982.811 | 2701.805 | 3543.112 | 3828.627 | 2447.238 | 3338.141 | 3134.041 | 3341.584 | Competitive | Non-Competitive | 0 | TRUE | FALSE | 1 | Non-Competitive | 0.703 | Non-Competitive
SQNMCBY8 PRTTLR84_A TO_FROM | SQNMCBY8 | PRTTLR84_A | 216 | 1 | 1 | PORT____138A | TAYLOR__8010 | TO_FROM | 73521.13 | 73438.51 | -335.223 | 0 | 1807.48 | 1956.103 | -0.05794 | 0.2337 | -0.31914 | 0.6555 | 223.4104 | -280.17 | 0 | 2739.93 | 2680.55 | 2918.173 | 2680.55 | 2701.805 | 1104.323 | 3828.627 | 3543.112 | 3338.141 | 2490.168 | 3341.584 | 3134.041 | Competitive | Non-Competitive | 0 | TRUE | FALSE | 1 | Non-Competitive | 0.703 | Non-Competitive
SRDODES8 940__C FROM_TO | SRDODES8 | 940__C | 215 | 3 | 3 | ENNS_W_8 | WAX_8 | FROM_TO | 73521.13 | 73143.58 | -100.707 | 0 | 7113.966 | 1292.589 | -0.01368 | 0.56558 | -0.2272 | 0.56558 | 286.6314 | 192.4111 | 3829.23 | 9158.65 |  | 10000 | 2328.759 | 5102.74 | 1901.631 | 10000 | 4055.211 | 9862.66 | 2153.209 | 9932.659 | 2377.762 | Non-Competitive | Non-Competitive | 0 | TRUE | FALSE | 1 | Non-Competitive | 0.781 | Non-Competitive
SRDODES8 940__C TO_FROM | SRDODES8 | 940__C | 215 | 3 | 3 | ENNS_W_8 | WAX_8 | TO_FROM | 73521.13 | 73701.45 | -83.681 | 0 | 1292.589 | 7113.98 | -0.56557 | 0.013682 | -0.56557 | 0.2272 | 111.5732 | -48.9289 | 0 |  | 9158.65 | 2065.009 | 10000 | 1178.409 | 5125.77 | 4055.211 | 10000 | 1451.145 | 9862.723 | 2168.529 | 9932.659 | Competitive | Competitive | 1 | TRUE | FALSE | 1 | Non-Competitive | 0.781 | Non-Competitive
SRENALN5 ALNSW_MR1H FROM_TO | SRENALN5 | ALNSW_MR1H | 515 | 1 | 1 | ALLENSW1_5 | ALNSW1_1 | FROM_TO | 73521.13 | 73090.56 | 173.9141 | 0 | 2556.99 | 1185.86 | -0.01922 | 0.04954 | -0.42298 | 0.28737 | 692.8894 | 386.2029 | 0 | 3796.942 |  | 3708.396 | 2849.909 | 1562.393 | 1930.239 | 3920.462 | 6262.446 | 2919.597 | 2003.172 | 3766.733 | 2902.174 | Non-Competitive | Non-Competitive | 0 | TRUE | FALSE | 1 | Non-Competitive | 0.703 | Non-Competitive
SRENALN5 ALNSW_MR1H TO_FROM | SRENALN5 | ALNSW_MR1H | 515 | 1 | 1 | ALLENSW1_5 | ALNSW1_1 | TO_FROM | 73521.13 | 75936.21 | -530.439 | 0 | 1131.998 | 2556.99 | -0.04954 | 0.019225 | -0.28737 | 0.42298 | -170.545 | -375.634 | 0 |  | 4239.174 | 2340.057 | 4113.58 | 1055.602 | 1672.135 | 4879.685 | 4385.915 | 1192.524 | 3148.639 | 2334.722 | 4106.326 | Competitive | Competitive | 1 | TRUE | FALSE | 1 | Non-Competitive | 0.703 | Non-Competitive
SRILBOM5 GRAYBC_VERN1_1 FROM_TO | SRILBOM5 | GRAYBC_VERN1_1 | 38 | 2 | 2 | VERN2A | GRAYBCKT2A | FROM_TO | 73521.13 | 73556.79 | 2.3213 | 0 | 0 | 783.721 | 0 | 3.2e-05 | -0.99997 | 3.2e-05 | 2.3396 | 2.3403 | 0 |  |  | 783.721 |  | 783.721 |  | 783.721 |  | 783.721 |  | 783.721 | 0 | Competitive | Competitive | 1 | FALSE | TRUE | 1 | Non-Competitive | 0.742 | Non-Competitive
SRILBOM5 GRAYBC_VERN1_1 TO_FROM | SRILBOM5 | GRAYBC_VERN1_1 | 38 | 2 | 2 | VERN2A | GRAYBCKT2A | TO_FROM | 73521.13 | 92690.8 | -2.3213 | 0 | 0 | 783.721 | -3e-05 | 0 | -3e-05 | 0.99997 | -2.3232 | -2.1337 | 5931.83 |  |  |  | 913.719 |  | 913.719 |  | 913.719 |  | 913.719 | 0 | 913.719 | Competitive | Competitive | 1 | FALSE | TRUE | 1 | Non-Competitive | 0.742 | Non-Competitive
SRIONED5 ADERHO_ELSA1_1 FROM_TO | SRIONED5 | ADERHO_ELSA1_1 | 235 | 1 | 1 | ELSA4A | ADERHOLDSUB8 | FROM_TO | 73521.13 | 74278.65 | -105.671 | 0 | 1455.114 | 1376.016 | -0.02482 | 0.069652 | -0.3706 | 0.36423 | -45.3675 | -98.619 | 0 | 2680.058 | 10000 | 2680.058 | 10000 | 2093.038 | 898.559 | 2680.058 | 10000 | 2524.201 | 842.037 | 2593.93 | 10000 | Competitive | Competitive | 1 | TRUE | FALSE | 1 | Non-Competitive | 0.734 | Non-Competitive
SRIONED5 ADERHO_ELSA1_1 TO_FROM | SRIONED5 | ADERHO_ELSA1_1 | 235 | 1 | 1 | ELSA4A | ADERHOLDSUB8 | TO_FROM | 73521.13 | 73868.75 | 45.3186 | 0 | 1310.575 | 1466.164 | -0.06965 | 0.024818 | -0.36423 | 0.3706 | 108.2173 | 87.0276 | 0 | 10000 | 10000 | 3860.341 | 10000 | 760.285 | 2632.965 | 6126.688 | 10000 | 945.292 | 7969.787 | 3894.099 | 10000 | Competitive | Competitive | 1 | TRUE | FALSE | 1 | Non-Competitive | 0.734 | Non-Competitive
SRNKPKR5 6060__A FROM_TO | SRNKPKR5 | 6060__A | 1621 | 1 | 1 | PARKER_5 | EAGLEMNT1_5 | FROM_TO | 73521.13 | 71578.35 | 704.4178 | 0 | 2407.444 | 2017.22 | -0.11838 | 0.15213 | -0.5454 | 0.19106 | 2678.37 | 1349.904 | 0 | 864.755 | 2345.389 | 1113.549 | 2239.457 | 739.529 | 2185.75 | 1082.313 | 2219.747 | 960.962 | 2042.523 | 996.952 | 2094.638 | Non-Competitive | Non-Competitive | 0 | TRUE | FALSE | 1 | Non-Competitive | 0.9765 | Non-Competitive
SRNKPKR5 6060__A TO_FROM | SRNKPKR5 | 6060__A | 1621 | 1 | 1 | PARKER_5 | EAGLEMNT1_5 | TO_FROM | 73521.13 | 90475.31 | -2688.97 | 0 | 1796.274 | 2407.444 | -0.15213 | 0.11838 | -0.19106 | 0.5454 | -266.447 | -1095.11 | 5111.83 | 2113.236 | 1483.3 | 2000.693 | 2372.38 | 1982.125 | 1101.815 | 1891.062 | 2312.513 | 1837.637 | 1774.183 | 1880.31 | 1906.132 | Competitive | Competitive | 1 | TRUE | TRUE | 1 | Competitive | 0.9765 | Non-Competitive
SROCRIN8 GREGOR_RINCON1_1 FROM_TO | SROCRIN8 | GREGOR_RINCON1_1 | 61 | 1 | 1 | RINCON2A | GREGORY2A | FROM_TO | 73521.13 | 73551.72 | 16.7896 | 0 | 1050.607 | 1375.403 | -0.01883 | 0.004246 | -0.55902 | 0.17527 | 43.8984 | 28.5354 | 0 |  |  | 3315.312 | 4061.34 | 763.386 | 2897.554 | 3315.312 | 5644.313 | 656.572 | 4182.937 | 3207.168 | 4725.118 | Competitive | Competitive | 1 | FALSE | FALSE | 1 | Non-Competitive | 0.7265 | Non-Competitive
SROCRIN8 GREGOR_RINCON1_1 TO_FROM | SROCRIN8 | GREGOR_RINCON1_1 | 61 | 1 | 1 | RINCON2A | GREGORY2A | TO_FROM | 73521.13 | 73957.13 | -43.7167 | 0 | 1246.402 | 1133.198 | -0.00425 | 0.018831 | -0.17527 | 0.55902 | -15.4468 | -42.245 | 0 |  |  | 4061.34 | 3315.312 | 2002.748 | 864.849 | 5644.313 | 3315.312 | 3792.378 | 728.618 | 4725.118 | 3207.168 | Competitive | Competitive | 1 | FALSE | FALSE | 1 | Non-Competitive | 0.7265 | Non-Competitive
SRODB_D8 AIRLIN_CABANI1_1 FROM_TO | SRODB_D8 | AIRLIN_CABANI1_1 | 320 | 1 | 1 | AIRLINE4A | CABANISS4A | FROM_TO | 73521.13 | 74304.05 | -187.701 | 0 | 9066.255 | 1786.837 | -0.11343 | 0.58284 | -0.21327 | 0.67422 | 152.8792 | -84.0959 | 0 | 6875.216 | 9100.039 | 10000 | 9100.039 | 6845.815 | 2090.662 | 10000 | 9100.039 | 9654.34 | 8602.534 | 9654.476 | 9334.596 | Competitive | Competitive | 1 | TRUE | FALSE | 1 | Non-Competitive | 0.727 | Non-Competitive
SRODB_D8 AIRLIN_CABANI1_1 TO_FROM | SRODB_D8 | AIRLIN_CABANI1_1 | 320 | 1 | 1 | AIRLINE4A | CABANISS4A | TO_FROM | 73521.13 | 73714.02 | 39.3224 | 0 | 1848.6 | 9066.262 | -0.58284 | 0.11343 | -0.67422 | 0.21327 | 189.9524 | 76.3584 | 0 | 6628.788 | 9275.732 | 9100.039 | 10000 | 1659.331 | 9245.077 | 9100.039 | 10000 | 7741.214 | 9887.783 | 8390.493 | 9887.876 | Competitive | Competitive | 1 | TRUE | FALSE | 1 | Non-Competitive | 0.727 | Non-Competitive
SRODHOL8 AIRLIN_CABANI1_1 FROM_TO | SRODHOL8 | AIRLIN_CABANI1_1 | 320 | 1 | 1 | AIRLINE4A | CABANISS4A | FROM_TO | 73521.13 | 74494.55 | -228.471 | 0 | 9066.258 | 1607.001 | -0.11398 | 0.58229 | -0.21382 | 0.67366 | 112.3419 | -124.672 | 0 | 6902.714 | 9098.506 | 10000 | 9098.506 | 6883.276 | 1649.044 | 10000 | 9098.506 | 9661.3 | 8349.165 | 9661.359 | 9332.263 | Competitive | Competitive | 1 | TRUE | FALSE | 1 | Non-Competitive | 0.914 | Non-Competitive
SRODHOL8 AIRLIN_CABANI1_1 TO_FROM | SRODHOL8 | AIRLIN_CABANI1_1 | 320 | 1 | 1 | AIRLINE4A | CABANISS4A | TO_FROM | 73521.13 | 73653.8 | 79.9352 | 0 | 1607.001 | 9066.261 | -0.58229 | 0.11398 | -0.67366 | 0.21382 | 230.6261 | 116.9441 | 0 | 6607.591 | 9281.543 | 9098.506 | 10000 | 1325.846 | 9261.39 | 9098.506 | 10000 | 7482.314 | 9889.056 | 8369.391 | 9889.096 | Competitive | Competitive | 1 | TRUE | FALSE | 1 | Non-Competitive | 0.914 | Non-Competitive
SRSPPWE8 1610__A FROM_TO | SRSPPWE8 | 1610__A | 210 | 2 | 2 | PL_WEST_8 | RICHCLLN_T8 | FROM_TO | 73521.13 | 73491.37 | 39.444 | 0 | 1236.13 | 2674.534 | -0.11214 | 0.011298 | -0.73369 | 0.13431 | 231.8344 | 44.3187 | 0 |  | 7447.932 | 1042.424 | 7447.932 | 659.011 | 2719.723 | 1807.487 | 7447.932 | 774.113 | 6599.104 | 1036.875 | 7992.204 | Non-Competitive | Non-Competitive | 0 | TRUE | FALSE | 1 | Non-Competitive | 0.8285 | Non-Competitive
SRSPPWE8 1610__A TO_FROM | SRSPPWE8 | 1610__A | 210 | 2 | 2 | PL_WEST_8 | RICHCLLN_T8 | TO_FROM | 73521.13 | 75010.94 | -226.633 | 0 | 2674.532 | 1236.269 | -0.0113 | 0.11214 | -0.13431 | 0.73369 | 7.049 | -63.4919 | 5231.83 | 7447.932 |  | 7447.932 | 1941.243 | 2616.116 | 877.31 | 7447.932 | 2409.427 | 6578.309 | 1169.066 | 7992.204 | 1889.749 | Competitive | Competitive | 1 | TRUE | FALSE | 1 | Non-Competitive | 0.8285 | Non-Competitive
SSACSUN8 6215__A FROM_TO | SSACSUN8 | 6215__A | 143 | 2 | 2 | BLUFCKTA_8 | CHINAGRV_8 | FROM_TO | 73521.13 | 72920.24 | -177.135 | 0 | 3124.586 | 2105.599 | -0.01861 | 0.5426 | -0.11728 | 0.62707 | 211.3169 | 151.5853 | 3417.53 | 2610.65 |  | 2995.336 | 9658.322 | 2254.644 | 1078.51 | 2995.336 | 9658.322 | 3393.45 | 2543.332 | 3407.734 | 9798.093 | Non-Competitive | Non-Competitive | 0 | TRUE | FALSE | 0 | Non-Competitive | 0.797 | Non-Competitive
SSACSUN8 6215__A TO_FROM | SSACSUN8 | 6215__A | 143 | 2 | 2 | BLUFCKTA_8 | CHINAGRV_8 | TO_FROM | 73521.13 | 73447.4 | -96.9664 | 0 | 2159.117 | 3124.587 | -0.03196 | 0.10582 | -0.62707 | 0.11729 | 189.491 | 137.5912 | 0 | 5772.374 | 10000 | 10000 | 10000 | 871.857 | 3944.944 | 10000 | 10000 | 2749.167 | 6594.821 | 8391.095 | 10000 | Non-Competitive | Non-Competitive | 0 | TRUE | FALSE | 1 | Non-Competitive | 0.797 | Non-Competitive
SSACSUN8 6474__A FROM_TO | SSACSUN8 | 6474__A | 185 | 2 | 2 | MRGNCRK_8 | SUN_8 | FROM_TO | 73521.13 | 73477.23 | -7.8084 | 0 | 1355.284 | 3417.794 | -0.00246 | 0.024135 | -0.45055 | 0.024135 | 205.1254 | 162.8253 | 0 | 10000 |  | 3885.177 | 9450.222 | 811.649 | 6500.912 | 10000 | 9450.222 | 1867.901 | 8491.462 | 6399.092 | 9351.413 | Non-Competitive | Non-Competitive | 0 | TRUE | FALSE | 1 | Non-Competitive | 0.8045 | Non-Competitive
SSACSUN8 6474__A TO_FROM | SSACSUN8 | 6474__A | 185 | 2 | 2 | MRGNCRK_8 | SUN_8 | TO_FROM | 73521.13 | 74872.6 | -203.293 | 0 | 3417.785 | 1262.478 | -0.02414 | 0.45055 | -0.02414 | 0.45055 | 153.5153 | 75.8811 | 4135.93 | 3420.808 | 10000 | 4323.423 | 7813.641 | 3323.995 | 995.034 | 4323.423 | 10000 | 3784.21 | 2850.628 | 3786.193 | 9090.253 | Competitive | Competitive | 1 | TRUE | FALSE | 1 | Non-Competitive | 0.8045 | Non-Competitive
SSACSUN8 ASPM_69T1 FROM_TO | SSACSUN8 | ASPM_69T1 | 69 | 2 | 2 | ASPM2A | ASPM4A | FROM_TO | 73521.13 | 73878.77 | -56.4851 | 0 | 1739.133 | 1001.478 | -0.00254 | 0.01092 | -0.21498 | 0.54952 | -7.8274 | -11.6305 | 5090.33 |  |  | 5207.624 | 3391.793 | 3806.979 | 1160.497 | 5207.624 | 3391.793 | 5139.783 | 3126.036 | 5207.624 | 3993.305 | Competitive | Competitive | 1 | FALSE | FALSE | 1 | Non-Competitive | 0.6955 | Non-Competitive
SSACSUN8 ASPM_69T1 TO_FROM | SSACSUN8 | ASPM_69T1 | 69 | 2 | 2 | ASPM2A | ASPM4A | TO_FROM | 73521.13 | 73542.59 | 9.3505 | 0 | 815.639 | 1951.439 | -0.00028 | 0.10179 | -0.54952 | 0.21499 | 57.2079 | 11.2216 | 0 | 5076.463 |  | 6706.431 | 3695.052 | 1933.715 | 3695.052 | 10000 | 3695.052 | 6732.595 | 3695.052 | 6972.964 | 3695.052 | Competitive | Competitive | 1 | TRUE | FALSE | 1 | Non-Competitive | 0.6955 | Non-Competitive
SSACSUN8 ECRSW_FMR1 FROM_TO | SSACSUN8 | ECRSW_FMR1 | 28 | 2 | 2 | ENSCRKSS_9 | ENSCRKSS_8 | FROM_TO | 73521.13 | 92690.8 | -19.3738 | 0 | 0 | 783.721 | -0.00026 | 0 | -0.00026 | 0.99974 | -19.3895 | -17.8081 | 5931.83 |  |  |  | 913.719 |  | 913.719 |  | 913.719 |  | 913.719 | 0 | 913.719 | Competitive | Competitive | 1 | FALSE | TRUE | 1 | Non-Competitive | 0.867 | Non-Competitive
SSACSUN8 ECRSW_FMR1 TO_FROM | SSACSUN8 | ECRSW_FMR1 | 28 | 2 | 2 | ENSCRKSS_9 | ENSCRKSS_8 | TO_FROM | 73521.13 | 73529.61 | 19.3893 | 0 | 783.721 | 0 | 0 | 0.000263 | -0.99974 | 0.000263 | 19.5266 | 19.5318 | 0 |  |  | 783.721 |  | 783.721 |  | 783.721 |  | 783.721 |  | 783.721 | 0 | Competitive | Competitive | 1 | FALSE | TRUE | 1 | Non-Competitive | 0.867 | Non-Competitive
SSALSND5 425__A FROM_TO | SSALSND5 | 425__A | 1065 | 0 | 0 | TEMP_SS__5 | BELL_E_5 | FROM_TO | 73521.13 | 74144.92 | -857.589 | 0 | 950.995 | 2044.285 | -0.20799 | 0.069125 | -0.68425 | 0.16566 | 613.8377 | -381.285 | 0 | 912.96 | 1964.829 | 924.589 | 2630.687 | 783.852 | 1822.315 | 1070.992 | 6576.85 | 855.514 | 2131.966 | 920.274 | 2159.757 | Competitive | Competitive | 1 | TRUE | FALSE | 1 | Non-Competitive | 0.7655 | Non-Competitive
SSALSND5 425__A TO_FROM | SSALSND5 | 425__A | 1065 | 0 | 0 | TEMP_SS__5 | BELL_E_5 | TO_FROM | 73521.13 | 72321 | -509.343 | 0 | 1985.731 | 950.995 | -0.06912 | 0.20799 | -0.16566 | 0.68424 | 1183.172 | 562.2692 | 0 | 1964.829 | 1349.159 | 2630.687 | 1374.837 | 1789.882 | 1105.597 | 6576.85 | 1465.226 | 2124.786 | 1219.248 | 2159.757 | 1327.935 | Competitive | Competitive | 0 | TRUE | TRUE | 1 | Competitive | 0.7655 | Competitive
SSALSND8 SNDSW_MR2L FROM_TO | SSALSND8 | SNDSW_MR2L | 750 | 4 | 4 | SAND_TXU_8 | SNDSW2_1 | FROM_TO | 73521.13 | 73843.97 | -127.95 | 0 | 1836.509 | 1497.09 | -0.01255 | 0.37899 | -0.65261 | 0.40265 | 542.8406 | -43.635 | 0 | 9714.314 |  | 10000 | 1723.632 | 7432.754 | 1152.683 | 10000 | 3143.135 | 9956.042 | 1468.343 | 9979.675 | 1791.145 | Competitive | Competitive | 1 | TRUE | FALSE | 1 | Non-Competitive | 0.766 | Non-Competitive
SSALSND8 SNDSW_MR2L TO_FROM | SSALSND8 | SNDSW_MR2L | 750 | 4 | 4 | SAND_TXU_8 | SNDSW2_1 | TO_FROM | 73521.13 | 75129.63 | 5.1108 | 0 | 1497.09 | 1844.392 | -0.37899 | 0.01255 | -0.40265 | 0.65261 | 105.7681 | 91.9679 | 2647.03 |  | 9714.314 | 1467.665 | 10000 | 1015.703 | 7923.451 | 3143.135 | 10000 | 1284.565 | 9960.861 | 1559.49 | 9979.675 | Competitive | Competitive | 1 | TRUE | FALSE | 1 | Non-Competitive | 0.766 | Non-Competitive
SSANALI9 FREER_LOBO1_1 FROM_TO | SSANALI9 | FREER_LOBO1_1 | 38 | 1 | 1 | FREER2A | LOBO2A | FROM_TO | 73521.13 | 92690.8 | -23.3119 | 0 | 783.721 | 0 | -0.00032 | 0 | -0.00032 | 0.99968 | -23.3123 | -21.4109 | 5931.83 |  |  |  | 913.719 |  | 913.719 |  | 913.719 |  | 913.719 | 0 | 913.719 | Competitive | Competitive | 1 | FALSE | TRUE | 1 | Non-Competitive | 0.711 | Non-Competitive
SSANALI9 FREER_LOBO1_1 TO_FROM | SSANALI9 | FREER_LOBO1_1 | 38 | 1 | 1 | FREER2A | LOBO2A | TO_FROM | 73521.13 | 73535.66 | 23.2934 | 0 | 0 | 783.721 | 0 | 0.000317 | -0.99968 | 0.000317 | 23.477 | 23.4833 | 0 |  |  | 783.721 |  | 783.721 |  | 783.721 |  | 783.721 |  | 783.721 | 0 | Competitive | Competitive | 1 | FALSE | TRUE | 1 | Non-Competitive | 0.711 | Non-Competitive
SSANELM5 SANMIGL_ATBL FROM_TO | SSANELM5 | SANMIGL_ATBL | 300 | 1 | 1 | MIGUEL8 | NOTMODMIDPT1 | FROM_TO | 73521.13 | 73937.67 | -249.151 | 0 | 571.742 | 1195.971 | -0.06369 | 0.13619 | -0.75616 | 0.30425 | -19.3524 | -224.27 | 0 | 9019.88 | 5000 | 9001.955 | 5000 | 1965.85 | 825.629 | 8909.139 | 5000 | 7767.469 | 2409.821 | 9382.711 | 5000 | Competitive | Competitive | 1 | TRUE | FALSE | 1 | Non-Competitive | 0.6875 | Non-Competitive
SSANELM5 SANMIGL_ATBL TO_FROM | SSANELM5 | SANMIGL_ATBL | 300 | 1 | 1 | MIGUEL8 | NOTMODMIDPT1 | TO_FROM | 73521.13 | 73691.34 | 32.6995 | 0 | 1312.635 | 571.742 | -0.13619 | 0.063689 | -0.30425 | 0.75616 | 248.0875 | 122.1384 | 0 | 5000 | 10000 | 5000 | 10000 | 788.678 | 3418.354 | 5000 | 10000 | 2340.312 | 8853.531 | 5000 | 10000 | Competitive | Competitive | 1 | TRUE | FALSE | 1 | Non-Competitive | 0.6875 | Non-Competitive
SSANFER8 CORONA_AT4 FROM_TO | SSANFER8 | CORONA_AT4 | 49 | 1 | 1 | L_CORONA9_1Y | L_CORONA8_1Y | FROM_TO | 73521.13 | 73807.45 | -45.8952 | 0 | 10000 | 1863.294 | -0.09148 | 0.4817 | -0.09148 | 0.48453 | 22.0133 | -28.0881 | 0 | 10000 | 10000 | 10000 | 10000 | 1050.716 | 1883.997 | 10000 | 10000 | 9690.373 | 9240.527 | 10000 | 10000 | Competitive | Competitive | 1 | TRUE | FALSE | 1 | Non-Competitive | 0.6795 | Non-Competitive
SSANFER8 CORONA_AT4 TO_FROM | SSANFER8 | CORONA_AT4 | 49 | 1 | 1 | L_CORONA9_1Y | L_CORONA8_1Y | TO_FROM | 73521.13 | 73524.64 | -15.3411 | 0 | 1883.407 | 10000 | -0.4817 | 0.091481 | -0.48453 | 0.091481 | 47.3013 | 12.7113 | 0 | 10000 | 10000 | 10000 | 10000 | 1818.501 | 2830.6 | 10000 | 10000 | 9229.234 | 9923.321 | 10000 | 10000 | Competitive | Competitive | 1 | TRUE | FALSE | 1 | Non-Competitive | 0.6795 | Non-Competitive
SSANPIT8 SANDCR_AT1 FROM_TO | SSANPIT8 | SANDCR_AT1 | 44 | 1 | 1 | L_SANDCR9_1Y | L_SANDCR8_1Y | FROM_TO | 73521.13 | 73872.95 | -41.0592 | 0 | 10000 | 1403.012 | -0.02439 | 0.18078 | -0.08007 | 0.59551 | 15.91 | -18.051 | 0 | 10000 | 10000 | 10000 | 10000 | 944.569 | 1808.7 | 10000 | 10000 | 9320.542 | 8756.475 | 10000 | 10000 | Competitive | Competitive | 1 | TRUE | FALSE | 1 | Non-Competitive | 0.6955 | Non-Competitive
SSANPIT8 SANDCR_AT1 TO_FROM | SSANPIT8 | SANDCR_AT1 | 44 | 1 | 1 | L_SANDCR9_1Y | L_SANDCR8_1Y | TO_FROM | 73521.13 | 73528.42 | -11.9179 | 0 | 1403.012 | 10000 | -0.18078 | 0.024391 | -0.59551 | 0.080065 | 39.6241 | 7.6173 | 0 | 10000 | 10000 | 10000 | 10000 | 1602.191 | 1626.868 | 10000 | 10000 | 8569.99 | 9708.784 | 10000 | 10000 | Competitive | Competitive | 1 | TRUE | FALSE | 1 | Non-Competitive | 0.6955 | Non-Competitive
SSANSAN8 PALDRO_PEARSAL_1 FROM_TO | SSANSAN8 | PALDRO_PEARSAL_1 | 215 | 1 | 1 | PALODUROSW8 | PEARSALLSW8 | FROM_TO | 73521.13 | 74061.81 | -261.272 | 0 | 561.155 | 2081.507 | -0.24953 | 0.18646 | -0.24953 | 0.5333 | 78.715 | -180.616 | 0 | 1290.74 | 10000 | 2692.826 | 10000 | 665.26 | 1626.597 | 5177.613 | 10000 | 1747.777 | 8954.308 | 1982.911 | 10000 | Competitive | Competitive | 1 | TRUE | FALSE | 1 | Non-Competitive | 0.695 | Non-Competitive
SSANSAN8 PALDRO_PEARSAL_1 TO_FROM | SSANSAN8 | PALDRO_PEARSAL_1 | 215 | 1 | 1 | PALODUROSW8 | PEARSALLSW8 | TO_FROM | 73521.13 | 73417.92 | -28.3803 | 0 | 1886.383 | 563.91 | -0.12288 | 0.24953 | -0.5333 | 0.24953 | 270.0087 | 70.699 | 0 | 10000 | 3396.911 | 10000 | 3351.207 | 1529.529 | 1314.468 | 10000 | 3351.207 | 8902.482 | 3144.253 | 10000 | 3658.408 | Competitive | Non-Competitive | 0 | TRUE | FALSE | 1 | Non-Competitive | 0.695 | Non-Competitive
SSARBLU5 NICOLE_OAKC1_1 FROM_TO | SSARBLU5 | NICOLE_OAKC1_1 | 275 | 1 | 1 | OAKC4A | NICOLE4A | FROM_TO | 73521.13 | 74592.84 | -188.56 | 0 | 975.93 | 987.606 | -0.00613 | 0.055224 | -0.30366 | 0.65499 | -50.5621 | -91.564 | 0 | 4108.217 |  | 4108.217 | 1750.67 | 1513.607 | 906.701 | 10000 | 2403.41 | 3027.443 | 1001.72 | 5128.058 | 2112.964 | Competitive | Competitive | 1 | TRUE | FALSE | 1 | Non-Competitive | 0.7345 | Non-Competitive
SSARBLU5 NICOLE_OAKC1_1 TO_FROM | SSARBLU5 | NICOLE_OAKC1_1 | 275 | 1 | 1 | OAKC4A | NICOLE4A | TO_FROM | 73521.13 | 73644.87 | 51.0922 | 0 | 761.715 | 1066.545 | -0.02357 | 0.30366 | -0.65499 | 0.30366 | 193.8394 | 73.4883 | 0 | 6227.662 | 10000 | 10000 | 10000 | 1033.338 | 3095.858 | 10000 | 10000 | 8380.006 | 3909.804 | 8833.338 | 10000 | Competitive | Competitive | 1 | TRUE | FALSE | 1 | Non-Competitive | 0.7345 | Non-Competitive
SSARBLU5 NICOLE_ORNT1_1 FROM_TO | SSARBLU5 | NICOLE_ORNT1_1 | 135 | 1 | 1 | NICOLE4A | ORNT4A | FROM_TO | 73521.13 | 73465.44 | -82.7725 | 0 | 1493.181 | 1305.133 | -0.01958 | 0.17757 | -0.31251 | 0.17757 | 150.9509 | -1.5329 | 0 | 4735.452 |  | 10000 | 10000 | 1194.567 | 1129.209 | 10000 | 10000 | 6651.433 | 1518.673 | 8072.585 | 10000 | Competitive | Non-Competitive | 0 | TRUE | FALSE | 1 | Non-Competitive | 0.6955 | Non-Competitive
SSARBLU5 NICOLE_ORNT1_1 TO_FROM | SSARBLU5 | NICOLE_ORNT1_1 | 135 | 1 | 1 | NICOLE4A | ORNT4A | TO_FROM | 73521.13 | 73835.24 | -110.188 | 0 | 1358.311 | 1226.634 | -0.00948 | 0.065071 | -0.17757 | 0.31251 | 80.8565 | 52.2616 | 0 | 5138.761 |  | 10000 | 2067.026 | 1127.238 | 1889.172 | 10000 | 2160.292 | 3077.57 | 1811.753 | 5670.078 | 1940.6 | Competitive | Competitive | 1 | TRUE | FALSE | 1 | Non-Competitive | 0.6955 | Non-Competitive
SSARTWI5 NICOLE_ORNT1_1 FROM_TO | SSARTWI5 | NICOLE_ORNT1_1 | 135 | 1 | 1 | NICOLE4A | ORNT4A | FROM_TO | 73521.13 | 73526.81 | -51.5975 | 0 | 1267.752 | 1363.23 | -0.01567 | 0.17413 | -0.30718 | 0.17413 | 132.416 | 0.66553 | 0 | 6303.774 |  | 10000 | 10000 | 1226.223 | 1138.128 | 10000 | 10000 | 7528.166 | 1518.702 | 8913.649 | 10000 | Competitive | Competitive | 1 | TRUE | FALSE | 1 | Non-Competitive | 0.719 | Non-Competitive
SSARTWI5 NICOLE_ORNT1_1 TO_FROM | SSARTWI5 | NICOLE_ORNT1_1 | 135 | 1 | 1 | NICOLE4A | ORNT4A | TO_FROM | 73521.13 | 74016.72 | -96.6108 | 0 | 1309.579 | 1267.752 | -0.00805 | 0.055688 | -0.17412 | 0.30718 | 49.7142 | 29.2216 | 250.13 | 10000 |  | 10000 | 2423.238 | 1055.493 | 1822.899 | 10000 | 3103.24 | 4741.691 | 1887 | 10000 | 2352.162 | Competitive | Competitive | 1 | TRUE | FALSE | 1 | Non-Competitive | 0.719 | Non-Competitive
SSARTWI5 SARC_T2H FROM_TO | SSARTWI5 | SARC_T2H | 352 | 1 | 1 | SARC7A | SRC2DUM | FROM_TO | 73521.13 | 74043.72 | -52.4501 | 0 | 1485.215 | 1065.242 | -0.0476 | 0.007367 | -0.27178 | 0.39167 | 211.6921 | 113.0554 | 0 |  | 10000 | 1595.557 | 10000 | 1283.821 | 1246.759 | 1559.38 | 10000 | 1459.28 | 2568.025 | 1589.94 | 10000 | Competitive | Competitive | 1 | TRUE | FALSE | 1 | Non-Competitive | 0.6875 | Non-Competitive
SSARTWI5 SARC_T2H TO_FROM | SSARTWI5 | SARC_T2H | 352 | 1 | 1 | SARC7A | SRC2DUM | TO_FROM | 73521.13 | 74268.97 | -178.286 | 0 | 1004.517 | 1423.907 | -0.00588 | 0.16562 | -0.39167 | 0.27178 | 55.8914 | -49.632 | 0 | 1870.99 |  | 5735.122 | 1949.292 | 1022.884 | 1470.475 | 10000 | 1946.261 | 3444.987 | 1741.081 | 3969.557 | 1953.557 | Competitive | Competitive | 1 | TRUE | FALSE | 1 | Non-Competitive | 0.6875 | Non-Competitive
SSARTWI5 SARC_T2L FROM_TO | SSARTWI5 | SARC_T2L | 352 | 1 | 1 | SARC4A | SRC2DUM | FROM_TO | 73521.13 | 73893.38 | -178.286 | 0 | 1011.162 | 1423.907 | -0.00588 | 0.16562 | -0.78686 | 0.27178 | 55.8914 | -49.632 | 0 | 1870.99 |  | 5735.122 | 1949.292 | 1022.884 | 1470.475 | 10000 | 1946.261 | 3444.987 | 1741.081 | 3969.557 | 1953.557 | Competitive | Competitive | 1 | TRUE | FALSE | 1 | Non-Competitive | 0.6875 | Non-Competitive
SSARTWI5 SARC_T2L TO_FROM | SSARTWI5 | SARC_T2L | 352 | 1 | 1 | SARC4A | SRC2DUM | TO_FROM | 73521.13 | 74043.72 | -52.4501 | 0 | 1485.215 | 1072.884 | -0.0476 | 0.007367 | -0.27178 | 0.78686 | 211.6921 | 113.0554 | 0 |  | 10000 | 1595.557 | 10000 | 1283.821 | 1246.759 | 1559.38 | 10000 | 1459.28 | 2568.025 | 1589.94 | 10000 | Competitive | Competitive | 1 | TRUE | FALSE | 1 | Non-Competitive | 0.6875 | Non-Competitive
SSARTWI5 TWINBU_T1H FROM_TO | SSARTWI5 | TWINBU_T1H | 308 | 1 | 1 | L_TWINBU5_1Y | L_TWINBU1_1 | FROM_TO | 73521.13 | 73103.87 | -74.0466 | 0 | 1283.069 | 1241.388 | -0.08261 | 0.11178 | -0.51588 | 0.14328 | 522.4453 | 118.5745 | 0 | 1424.62 | 10000 | 7119.778 | 10000 | 1133.762 | 1601.76 | 7119.778 | 10000 | 2896.286 | 3951.17 | 3499.431 | 10000 | Competitive | Non-Competitive | 0 | TRUE | FALSE | 1 | Non-Competitive | 0.7345 | Non-Competitive
SSARTWI5 TWINBU_T1H TO_FROM | SSARTWI5 | TWINBU_T1H | 308 | 1 | 1 | L_TWINBU5_1Y | L_TWINBU1_1 | TO_FROM | 73521.13 | 75163.05 | -414.336 | 0 | 1200.504 | 1256.048 | -0.03387 | 0.21926 | -0.14328 | 0.51588 | 81.7164 | 16.5745 | 651.53 | 1963.668 | 3067.183 | 4897.422 | 2605.861 | 1163.324 | 1725.977 | 10000 | 3067.183 | 3512.451 | 2036.644 | 3816.768 | 2749.375 | Competitive | Competitive | 1 | TRUE | FALSE | 1 | Non-Competitive | 0.7345 | Non-Competitive
SSARTWI5 TWINBU_T1L FROM_TO | SSARTWI5 | TWINBU_T1L | 308 | 1 | 1 | L_TWINBU8_1Y | L_TWINBU1_1 | FROM_TO | 73521.13 | 73948.49 | -414.336 | 0 | 1235.568 | 1256.554 | -0.03387 | 0.21926 | -0.53397 | 0.51588 | 81.7164 | 16.5745 | 651.53 | 1963.668 | 3067.183 | 4897.422 | 2605.861 | 1163.324 | 1725.977 | 10000 | 3067.183 | 3512.451 | 2036.644 | 3816.768 | 2749.375 | Competitive | Competitive | 1 | TRUE | FALSE | 1 | Non-Competitive | 0.7035 | Non-Competitive
SSARTWI5 TWINBU_T1L TO_FROM | SSARTWI5 | TWINBU_T1L | 308 | 1 | 1 | L_TWINBU8_1Y | L_TWINBU1_1 | TO_FROM | 73521.13 | 73103.87 | -74.0466 | 0 | 1256.048 | 1279.152 | -0.08261 | 0.11178 | -0.51588 | 0.53397 | 522.4453 | 118.5745 | 0 | 1424.62 | 10000 | 7119.778 | 10000 | 1133.762 | 1601.76 | 7119.778 | 10000 | 2896.286 | 3951.17 | 3499.431 | 10000 | Competitive | Non-Competitive | 0 | TRUE | FALSE | 1 | Non-Competitive | 0.7035 | Non-Competitive
SSCUSUN8 ASPM_69T1 FROM_TO | SSCUSUN8 | ASPM_69T1 | 69 | 1 | 1 | ASPM2A | ASPM4A | FROM_TO | 73521.13 | 73744.47 | -65.9323 | 0 | 1249.732 | 1734.204 | -0.00233 | 0.009144 | -0.2645 | 0.51063 | 9.5203 | -1.0893 | 0 |  |  | 2641.685 | 10000 | 1216.571 | 1258.624 | 5207.624 | 10000 | 2290.658 | 2708.614 | 3314.906 | 10000 | Competitive | Competitive | 1 | FALSE | FALSE | 1 | Non-Competitive | 0.6955 | Non-Competitive
SSCUSUN8 ASPM_69T1 TO_FROM | SSCUSUN8 | ASPM_69T1 | 69 | 1 | 1 | ASPM2A | ASPM4A | TO_FROM | 73521.13 | 73524.08 | -9.5593 | 0 | 1734.204 | 1219.343 | -0.00309 | 0.20562 | -0.51063 | 0.2645 | 67.4959 | 61.5093 | 1166.43 | 4532.814 |  | 4532.814 | 3339.41 | 2984.223 | 3278.871 | 5317.739 | 9559.849 | 4968.452 | 3912.315 | 4972.855 | 3927.534 | Competitive | Competitive | 1 | TRUE | FALSE | 1 | Non-Competitive | 0.6955 | Non-Competitive
SSCUSUN8 ASPM_CONA1_1 FROM_TO | SSCUSUN8 | ASPM_CONA1_1 | 30 | 1 | 1 | ASPM2A | CONA2A | FROM_TO | 73521.13 | 73515.09 | -33.7199 | 0 | 1730.675 | 1108.142 | -0.00543 | 0.10471 | -0.64173 | 0.26038 | 33.7627 | 24.8367 | 4415.23 | 4372.927 |  | 4372.927 | 3308.377 | 2692.184 | 1784.544 | 5317.739 | 3714.053 | 4764.254 | 3657.075 | 4785.912 | 3791.026 | Competitive | Non-Competitive | 0 | TRUE | FALSE | 1 | Non-Competitive | 1.5705 | Non-Competitive
SSCUSUN8 ASPM_CONA1_1 TO_FROM | SSCUSUN8 | ASPM_CONA1_1 | 30 | 1 | 1 | ASPM2A | CONA2A | TO_FROM | 73521.13 | 73501.2 | -32.1408 | 0 | 1216.325 | 1730.675 | -0.00252 | 0.016408 | -0.26038 | 0.64173 | 35.1898 | 7.1628 | 0 |  |  | 2724.647 | 2792.161 | 961.459 | 1704.103 | 5207.624 | 2792.161 | 2194.261 | 2157.029 | 3435.443 | 3098.017 | Competitive | Non-Competitive | 0 | FALSE | FALSE | 1 | Non-Competitive | 1.5705 | Non-Competitive
SSCUSUN8 ASPM_SPUR1_1 FROM_TO | SSCUSUN8 | ASPM_SPUR1_1 | 179 | 1 | 1 | SPUR4A | ASPM4A | FROM_TO | 73521.13 | 73862.49 | -57.0942 | 0 | 4368.673 | 3505.304 | -0.00186 | 0.73125 | -0.10653 | 0.73125 | 140.3626 | 142.4199 | 5471.03 | 4477.551 |  | 4477.551 | 952.172 | 4382.024 | 937.072 | 5317.739 | 5167.697 | 4912.586 | 969.22 | 4913.727 | 975.934 | Competitive | Competitive | 1 | TRUE | FALSE | 1 | Non-Competitive | 1.5155 | Non-Competitive
SSCUSUN8 ASPM_SPUR1_1 TO_FROM | SSCUSUN8 | ASPM_SPUR1_1 | 179 | 1 | 1 | SPUR4A | ASPM4A | TO_FROM | 73521.13 | 73686.46 | -33.2684 | 0 | 1765.404 | 4368.673 | -0.00025 | 0.001863 | -0.73125 | 0.10653 | 58.1014 | 53.2998 | 0 |  |  | 866.482 | 9068.222 | 825.159 | 9068.222 | 3126.998 | 9068.222 | 859.925 | 8522.57 | 883.017 | 8522.57 | Competitive | Competitive | 1 | FALSE | FALSE | 1 | Non-Competitive | 1.5155 | Non-Competitive
SSCUSUN8 GIRA_T_SPUR1_1 FROM_TO | SSCUSUN8 | GIRA_T_SPUR1_1 | 33 | 1 | 1 | SPUR2A | GIRA_TAP2A | FROM_TO | 73521.13 | 73513.71 | -21.2165 | 0 | 1432.737 | 1236.682 | -0.00281 | 0.12968 | -0.65129 | 0.20079 | 37.7525 | 33.3523 | 4415.23 | 3947.316 |  | 3947.316 | 3299.119 | 3312.495 | 1313.72 | 3947.316 | 3710.199 | 4054.532 | 3450.226 | 4057.419 | 3776.471 | Competitive | Non-Competitive | 0 | TRUE | FALSE | 0 | Non-Competitive | 0.711 | Non-Competitive
SSCUSUN8 GIRA_T_SPUR1_1 TO_FROM | SSCUSUN8 | GIRA_T_SPUR1_1 | 33 | 1 | 1 | SPUR2A | GIRA_TAP2A | TO_FROM | 73521.13 | 73575.4 | -36.9978 | 0 | 1254.874 | 1470.246 | -0.0012 | 0.014796 | -0.20079 | 0.65129 | 22.1032 | 0.59898 | 0 |  |  | 5207.624 | 2712.776 | 953.029 | 1594.219 | 5207.624 | 2712.776 | 3400.008 | 2083.809 | 5207.624 | 2752.956 | Competitive | Competitive | 1 | FALSE | FALSE | 1 | Non-Competitive | 0.711 | Non-Competitive
SSCUSUN8 MATA_PADR1_1 FROM_TO | SSCUSUN8 | MATA_PADR1_1 | 214 | 1 | 1 | PADR2A | MATA2A | FROM_TO | 73521.13 | 73851.19 | -37.5975 | 0 | 1679.377 | 3477.658 | -0.00147 | 0.002043 | -0.57919 | 0.16898 | 22.7644 | 18.8465 | 960.73 |  |  | 4713.714 | 3337.713 | 863.981 | 3304.049 | 4713.714 | 9557.7 | 1104.79 | 3923.173 | 4713.714 | 3930.578 | Competitive | Competitive | 1 | FALSE | FALSE | 1 | Non-Competitive | 0.703 | Non-Competitive
SSCUSUN8 MATA_PADR1_1 TO_FROM | SSCUSUN8 | MATA_PADR1_1 | 214 | 1 | 1 | PADR2A | MATA2A | TO_FROM | 73521.13 | 74437.85 | -22.8822 | 0 | 3477.657 | 1679.377 | -0.00204 | 0.57919 | -0.16898 | 0.57919 | 58.9257 | -21.6159 | 0 | 3827.686 |  | 10000 | 3695.052 | 3094.487 | 920.55 | 10000 | 3695.052 | 6707.012 | 902.75 | 6715.604 | 3695.052 | Competitive | Competitive | 1 | TRUE | FALSE | 1 | Non-Competitive | 0.703 | Non-Competitive
SSD5SND8 1725__A FROM_TO | SSD5SND8 | 1725__A | 717 | 1 | 1 | SAND_TXU_8 | SDSES_1_8 | FROM_TO | 73521.13 | 74955.13 | 0 | 0 | 758.859 | 10000 | -0.5 | 0 | -0.5 | 0 | 0 | 0 | 0 |  | 10000 |  | 10000 |  | 10000 |  | 10000 |  | 10000 | 0 | 10000 | Competitive | Competitive | 1 | TRUE | FALSE | 1 | Non-Competitive | 0.711 | Non-Competitive
SSD5SND8 1725__A TO_FROM | SSD5SND8 | 1725__A | 717 | 1 | 1 | SAND_TXU_8 | SDSES_1_8 | TO_FROM | 73521.13 | 92690.8 | 0 | 0 | 10000 | 758.859 | 0 | 0.5 | 0 | 0.5 | 632.5 | 0 | 0 | 10000 |  | 10000 |  | 10000 |  | 10000 |  | 10000 |  | 10000 | 0 | Competitive | Competitive | 1 | TRUE | FALSE | 1 | Non-Competitive | 0.711 | Non-Competitive
SSHRWLV8 6610__C FROM_TO | SSHRWLV8 | 6610__C | 40 | 2 | 2 | BIGCRMWD_T9 | KNOTT_9 | FROM_TO | 73521.13 | 73547.46 | -34.5007 | 0 | 1649.038 | 659.865 | -0.01297 | 0.11335 | -0.50734 | 0.19007 | 26.64 | 6.3228 | 0 | 5308.81 |  | 5308.81 | 10000 | 1197.601 | 3557.321 | 5308.81 | 10000 | 4350.58 | 5510.262 | 5143.725 | 10000 | Competitive | Competitive | 1 | TRUE | FALSE | 1 | Non-Competitive | 0.711 | Non-Competitive
SSHRWLV8 6610__C TO_FROM | SSHRWLV8 | 6610__C | 40 | 2 | 2 | BIGCRMWD_T9 | KNOTT_9 | TO_FROM | 73521.13 | 73537.56 | -26.6993 | 0 | 642.574 | 1183.253 | -0.11335 | 0.12071 | -0.19007 | 0.50735 | 36.598 | -15.7198 | 0 | 6303.731 | 10000 | 10000 | 10000 | 2470.442 | 929.355 | 10000 | 10000 | 8073.087 | 9631.15 | 8902.239 | 10000 | Competitive | Competitive | 1 | TRUE | FALSE | 1 | Non-Competitive | 0.711 | Non-Competitive
SSHRWLV8 6611__A FROM_TO | SSHRWLV8 | 6611__A | 195 | 2 | 2 | ACKRLYVE_9 | ACKERLY_9 | FROM_TO | 73521.13 | 73682.7 | -96.2798 | 0 | 1709.502 | 1102.796 | -0.03629 | 0.057212 | -0.72225 | 0.22976 | 78.2026 | 19.9986 | 0 | 3160.038 | 10000 | 3160.038 | 5009.533 | 1149.46 | 3523.332 | 4720.883 | 10000 | 2690.92 | 5304.739 | 3175.303 | 6377.44 | Competitive | Competitive | 1 | TRUE | FALSE | 1 | Non-Competitive | 0.8595 | Non-Competitive
SSHRWLV8 6611__A TO_FROM | SSHRWLV8 | 6611__A | 195 | 2 | 2 | ACKRLYVE_9 | ACKERLY_9 | TO_FROM | 73521.13 | 73943.81 | -64.722 | 0 | 1011.01 | 1700.839 | -0.05721 | 0.31914 | -0.22977 | 0.72225 | 95.813 | -53.6984 | 0 | 4233.376 | 10000 | 10000 | 10000 | 2291.574 | 1218.242 | 10000 | 10000 | 7832.697 | 3326.939 | 8204.299 | 10000 | Competitive | Competitive | 1 | TRUE | FALSE | 1 | Non-Competitive | 0.8595 | Non-Competitive
SSHRWLV8 6611__C FROM_TO | SSHRWLV8 | 6611__C | 195 | 2 | 2 | ACKRLNTC_9 | SPARNBRG_9 | FROM_TO | 73521.13 | 73726.76 | -97.4469 | 0 | 1709.417 | 1121.607 | -0.03631 | 0.057196 | -0.57318 | 0.3874 | 77.0361 | 18.832 | 0 | 3160.074 | 10000 | 3160.074 | 5009.35 | 1159.756 | 3521.407 | 4720.63 | 10000 | 2700.978 | 5300.64 | 3175.399 | 6374.218 | Competitive | Competitive | 1 | TRUE | FALSE | 1 | Non-Competitive | 0.734 | Non-Competitive
SSHRWLV8 6611__C TO_FROM | SSHRWLV8 | 6611__C | 195 | 2 | 2 | ACKRLNTC_9 | SPARNBRG_9 | TO_FROM | 73521.13 | 73768.3 | -63.5532 | 0 | 1121.607 | 1709.417 | -0.0572 | 0.31916 | -0.38741 | 0.57318 | 96.9856 | -52.5275 | 0 | 4232.781 | 10000 | 10000 | 10000 | 2289.584 | 1226.607 | 10000 | 10000 | 7830.988 | 3380.447 | 8203.49 | 10000 | Competitive | Competitive | 1 | TRUE | FALSE | 1 | Non-Competitive | 0.734 | Non-Competitive
SSHRWLV8 6611__D FROM_TO | SSHRWLV8 | 6611__D | 195 | 2 | 2 | LAMESA_9 | SPARNBRG_9 | FROM_TO | 73521.13 | 73745.19 | -63.4329 | 0 | 1124.242 | 1785.379 | -0.05719 | 0.31916 | -0.42682 | 0.40182 | 97.1063 | -52.407 | 0 | 4232.72 | 10000 | 10000 | 10000 | 2289.38 | 1227.495 | 10000 | 10000 | 7830.813 | 3385.99 | 8203.406 | 10000 | Competitive | Competitive | 1 | TRUE | FALSE | 1 | Non-Competitive | 1.0545 | Non-Competitive
SSHRWLV8 6611__D TO_FROM | SSHRWLV8 | 6611__D | 195 | 2 | 2 | LAMESA_9 | SPARNBRG_9 | TO_FROM | 73521.13 | 73814.5 | -97.567 | 0 | 1785.379 | 1029.214 | -0.03631 | 0.057195 | -0.40182 | 0.42682 | 76.9161 | 18.712 | 0 | 3160.077 | 10000 | 3160.077 | 5009.331 | 1160.845 | 3521.209 | 4720.604 | 10000 | 2702.004 | 5300.219 | 3175.409 | 6373.887 | Competitive | Competitive | 1 | TRUE | FALSE | 1 | Non-Competitive | 1.0545 | Non-Competitive
SSIGSAN8 CSA_ORN_1 FROM_TO | SSIGSAN8 | CSA_ORN_1 | 45 | 2 | 2 | ORANGEGRVSB9 | CSABLK2A | FROM_TO | 73521.13 | 73572.27 | -10.7904 | 0 | 1516.757 | 1137.043 | -0.01855 | 0.00984 | -0.55256 | 0.26475 | 16.6079 | -9.0767 | 0 |  |  | 1267.051 | 10000 | 1102.542 | 878.34 | 1613.154 | 10000 | 1521.14 | 4939.055 | 1548.934 | 10000 | Competitive | Competitive | 1 | FALSE | FALSE | 1 | Non-Competitive | 0.7265 | Non-Competitive
SSIGSAN8 CSA_ORN_1 TO_FROM | SSIGSAN8 | CSA_ORN_1 | 45 | 2 | 2 | ORANGEGRVSB9 | CSABLK2A | TO_FROM | 73521.13 | 73644.46 | -16.0909 | 0 | 898.79 | 1486.671 | -0.00984 | 0.01855 | -0.26475 | 0.55256 | 12.3473 | -1.7697 | 0 |  |  | 10000 | 2679.007 | 765.105 | 2164.534 | 10000 | 4275.584 | 4796.889 | 3078.512 | 10000 | 3121.05 | Competitive | Competitive | 1 | FALSE | FALSE | 1 | Non-Competitive | 0.7265 | Non-Competitive
SSIGSAN8 LON_HI_SMITH1_1 FROM_TO | SSIGSAN8 | LON_HI_SMITH1_1 | 61 | 2 | 2 | LON_HILL2A | SMITH2A | FROM_TO | 73521.13 | 73561.81 | -21.5945 | 0 | 1456.101 | 951.398 | -0.01891 | 0.01527 | -0.85099 | 0.072089 | 26.0853 | -16.5577 | 0 |  |  | 1380.248 | 10000 | 1144.537 | 1150.392 | 1399.77 | 10000 | 1825.581 | 4216.017 | 1857 | 10000 | Competitive | Competitive | 1 | FALSE | FALSE | 1 | Non-Competitive | 0.703 | Non-Competitive
SSIGSAN8 LON_HI_SMITH1_1 TO_FROM | SSIGSAN8 | LON_HI_SMITH1_1 | 61 | 2 | 2 | LON_HILL2A | SMITH2A | TO_FROM | 73521.13 | 74016.55 | -24.069 | 0 | 902.835 | 1489.763 | -0.01527 | 0.01891 | -0.07209 | 0.85099 | 25.326 | -0.15337 | 0 |  |  | 10000 | 2757.125 | 944.742 | 2100.638 | 10000 | 2817.478 | 3696.759 | 3270.117 | 10000 | 3310.946 | Competitive | Competitive | 1 | FALSE | FALSE | 1 | Non-Competitive | 0.703 | Non-Competitive
SSIGSAN8 NCA_SMTP_1 FROM_TO | SSIGSAN8 | NCA_SMTP_1 | 45 | 2 | 2 | SNMIGUELTAP9 | NCALLIHAMSB9 | FROM_TO | 73521.13 | 73404.55 | 27.4096 | 0 | 1262.702 | 1613.393 | -0.01552 | 0.016555 | -0.51804 | 0.1668 | 105.3948 | 56.3238 | 0 |  |  | 6660.123 | 2436.082 | 803.16 | 1786.459 | 10000 | 2627.871 | 1341.363 | 2496.421 | 7731.4 | 2756.34 | Competitive | Non-Competitive | 0 | FALSE | FALSE | 0 | Non-Competitive | 0.6795 | Non-Competitive
SSIGSAN8 NCA_SMTP_1 TO_FROM | SSIGSAN8 | NCA_SMTP_1 | 45 | 2 | 2 | SNMIGUELTAP9 | NCALLIHAMSB9 | TO_FROM | 73521.13 | 73928.81 | -99.5313 | 0 | 1613.393 | 1223.758 | -0.01655 | 0.015519 | -0.1668 | 0.51804 | -23.1842 | -82.9084 | 0 |  |  | 1255.171 | 7121.621 | 1025.711 | 953.049 | 1317.854 | 10000 | 1435.383 | 1717.303 | 1539.668 | 8097.809 | Competitive | Competitive | 1 | FALSE | FALSE | 1 | Non-Competitive | 0.6795 | Non-Competitive
SSILPRI8 SILASRAY_T1 FROM_TO | SSILPRI8 | SILASRAY_T1 | 67.2 | 1 | 1 | PWRPLT69 | PWRPLANT | FROM_TO | 73521.13 | 92690.8 | -10.4615 | 0 | 0 | 783.721 | -0.00014 | 0 | -0.00014 | 0.49986 | -10.47 | -9.6161 | 5931.83 |  |  |  | 913.719 |  | 913.719 |  | 913.719 |  | 913.719 | 0 | 913.719 | Competitive | Competitive | 1 | FALSE | TRUE | 1 | Non-Competitive | 0.703 | Non-Competitive
SSILPRI8 SILASRAY_T1 TO_FROM | SSILPRI8 | SILASRAY_T1 | 67.2 | 1 | 1 | PWRPLT69 | PWRPLANT | TO_FROM | 73521.13 | 73634.47 | 10.4699 | 0 | 783.721 | 0 | 0 | 0.000142 | -0.49986 | 0.000142 | 10.544 | 10.5468 | 0 |  |  | 783.721 |  | 783.721 |  | 783.721 |  | 783.721 |  | 783.721 | 0 | Competitive | Competitive | 1 | FALSE | TRUE | 1 | Non-Competitive | 0.703 | Non-Competitive
SSNYCGR8 6437__C FROM_TO | SSNYCGR8 | 6437__C | 393 | 1 | 1 | GOLDENSW_8 | BRAND_8 | FROM_TO | 73521.13 | 73802.78 | -129.822 | 0 | 1856.097 | 881.267 | -0.02359 | 0.37235 | -0.61106 | 0.37235 | 220.7019 | 141.2273 | 3993.03 | 3900.734 | 9225.949 | 4090.999 | 3583.906 | 3680.973 | 1751.661 | 4090.999 | 9225.949 | 4262.238 | 3561.967 | 4263.788 | 3794.16 | Competitive | Competitive | 1 | TRUE | FALSE | 1 | Non-Competitive | 0.7035 | Non-Competitive
SSNYCGR8 6437__C TO_FROM | SSNYCGR8 | 6437__C | 393 | 1 | 1 | GOLDENSW_8 | BRAND_8 | TO_FROM | 73521.13 | 74220.47 | -163.749 | 0 | 1035.863 | 1809.364 | -0.00241 | 0.22385 | -0.37235 | 0.61106 | 132.7385 | 26.3748 | 0 | 4271.993 |  | 10000 | 2833.587 | 1339.974 | 1744.889 | 10000 | 2833.587 | 7887.719 | 2326.807 | 8718.799 | 3282.564 | Competitive | Competitive | 1 | TRUE | FALSE | 1 | Non-Competitive | 0.7035 | Non-Competitive
SSOUPHR8 G138_09_1 FROM_TO | SSOUPHR8 | G138_09_1 | 210 | 1 | 1 | TNDICKNSON1 | TNLEAGCITY1 | FROM_TO | 73521.13 | 73543.82 | -6.0809 | 0 | 2248.231 | 1638.883 | -0.00536 | 0.067505 | -0.64212 | 0.25674 | 195.3949 | 20.5971 | 0 | 7233.468 |  | 7233.468 | 2850.323 | 2015.266 | 1629.715 | 7233.468 | 3278.512 | 5088.599 | 2776.531 | 7234.947 | 3568.474 | Competitive | Competitive | 1 | TRUE | FALSE | 1 | Non-Competitive | 0.695 | Non-Competitive
SSOUPHR8 G138_09_1 TO_FROM | SSOUPHR8 | G138_09_1 | 210 | 1 | 1 | TNDICKNSON1 | TNLEAGCITY1 | TO_FROM | 73521.13 | 74329.28 | -140.884 | 0 | 1638.883 | 2248.231 | -0.06751 | 0.005356 | -0.25674 | 0.64212 | -21.3696 | -92.8016 | 0 |  | 7233.468 | 2409.446 | 7233.468 | 1353.714 | 2132.269 | 2652.118 | 7233.468 | 2312.912 | 5100.118 | 3065.646 | 7234.947 | Competitive | Competitive | 1 | TRUE | FALSE | 1 | Non-Competitive | 0.695 | Non-Competitive
SSPUASP8 6437__C FROM_TO | SSPUASP8 | 6437__C | 393 | 1 | 1 | GOLDENSW_8 | BRAND_8 | FROM_TO | 73521.13 | 73800.07 | -76.2508 | 0 | 1788.993 | 1116.678 | -0.01718 | 0.29959 | -0.68078 | 0.29959 | 203.0882 | 142.4586 | 0 | 4263.842 |  | 4765.552 | 3601.109 | 3557.547 | 3302.108 | 4765.552 | 9418.867 | 4778.232 | 4457.506 | 4781.742 | 4546.224 | Competitive | Competitive | 1 | TRUE | FALSE | 1 | Non-Competitive | 0.7265 | Non-Competitive
SSPUASP8 6437__C TO_FROM | SSPUASP8 | 6437__C | 393 | 1 | 1 | GOLDENSW_8 | BRAND_8 | TO_FROM | 73521.13 | 74574.59 | -158.189 | 0 | 1022.776 | 1895.628 | -0.00419 | 0.22671 | -0.29959 | 0.68078 | 76.8844 | 65.7563 | 341.63 | 6748.46 |  | 10000 | 10000 | 2490.06 | 1566.32 | 10000 | 10000 | 8775.716 | 5726.524 | 9447.644 | 10000 | Competitive | Competitive | 1 | TRUE | FALSE | 1 | Non-Competitive | 0.7265 | Non-Competitive
SSPUASP8 GIRA_T_SPUR1_1 FROM_TO | SSPUASP8 | GIRA_T_SPUR1_1 | 33 | 1 | 1 | SPUR2A | GIRA_TAP2A | FROM_TO | 73521.13 | 73503.55 | -8.8653 | 0 | 865.757 | 1693.124 | -0.00068 | 0.10225 | -0.67421 | 0.17585 | 44.6027 | 6.1495 | 0 | 4420.544 |  | 4738.311 | 5225.418 | 2331.423 | 1092.97 | 6205.296 | 5225.418 | 5204.899 | 1637.714 | 5434.796 | 5027.71 | Competitive | Non-Competitive | 0 | TRUE | FALSE | 1 | Non-Competitive | 0.7655 | Non-Competitive
SSPUASP8 GIRA_T_SPUR1_1 TO_FROM | SSPUASP8 | GIRA_T_SPUR1_1 | 33 | 1 | 1 | SPUR2A | GIRA_TAP2A | TO_FROM | 73521.13 | 73640.99 | -44.4311 | 0 | 1693.124 | 756.075 | -0.00325 | 0.01565 | -0.17585 | 0.67421 | 11.8868 | 4.7961 | 959.23 |  |  | 5207.624 | 3424.531 | 1548.185 | 3356.599 | 5207.624 | 3797.913 | 5043.973 | 4148.917 | 5207.624 | 4158.664 | Competitive | Competitive | 1 | FALSE | FALSE | 1 | Non-Competitive | 0.7655 | Non-Competitive
SSPUASP8 MATA_PADR1_1 FROM_TO | SSPUASP8 | MATA_PADR1_1 | 214 | 1 | 1 | PADR2A | MATA2A | FROM_TO | 73521.13 | 73848.64 | -61.5637 | 0 | 1771.74 | 5003.248 | -0.00779 | 0.003097 | -0.55852 | 0.18695 | 31.0466 | 17.2244 | 1463.03 |  |  | 3045.271 | 3361.172 | 1015.978 | 3303.42 | 3491.853 | 3753.675 | 1334.766 | 3959.026 | 3406.951 | 3972.729 | Competitive | Competitive | 1 | FALSE | FALSE | 1 | Non-Competitive | 0.836 | Non-Competitive
SSPUASP8 MATA_PADR1_1 TO_FROM | SSPUASP8 | MATA_PADR1_1 | 214 | 1 | 1 | PADR2A | MATA2A | TO_FROM | 73521.13 | 74208.94 | -29.6134 | 0 | 5003.249 | 1771.74 | -0.0031 | 0.55852 | -0.18695 | 0.55852 | 84.7511 | -28.7253 | 0 | 3915.073 |  | 10000 | 2725.625 | 1850.088 | 1087.906 | 10000 | 2725.625 | 7734.467 | 1210.181 | 7896.396 | 2801.845 | Competitive | Competitive | 1 | TRUE | FALSE | 1 | Non-Competitive | 0.836 | Non-Competitive
SSPUASP8 SPUR_69_1 FROM_TO | SSPUASP8 | SPUR_69_1 | 62 | 1 | 1 | SPUR2A | SPUR4A | FROM_TO | 73521.13 | 73628.87 | -111.105 | 0 | 1750.741 | 1168.848 | -0.01134 | 0.34932 | -0.2137 | 0.63592 | 38.8085 | 19.721 | 4384.13 | 10000 |  | 10000 | 3363.507 | 2851.184 | 2775.428 | 10000 | 3753.13 | 9878.313 | 3930.186 | 10000 | 3960.066 | Competitive | Competitive | 1 | TRUE | FALSE | 1 | Non-Competitive | 0.8205 | Non-Competitive
SSPUASP8 SPUR_69_1 TO_FROM | SSPUASP8 | SPUR_69_1 | 62 | 1 | 1 | SPUR2A | SPUR4A | TO_FROM | 73521.13 | 73439.06 | -35.3329 | 0 | 1168.848 | 1474.909 | -0.00277 | 0.2137 | -0.63592 | 0.2137 | 114.0882 | -13.9586 | 0 | 4778.115 |  | 6897.071 | 2125.364 | 2020.485 | 1484.817 | 10000 | 2698.319 | 6939.761 | 1608.607 | 7415.686 | 2303.669 | Competitive | Non-Competitive | 0 | TRUE | FALSE | 1 | Non-Competitive | 0.8205 | Non-Competitive
SSPUMW18 ASPM_69T1 FROM_TO | SSPUMW18 | ASPM_69T1 | 69 | 4 | 4 | ASPM2A | ASPM4A | FROM_TO | 73521.13 | 73788.06 | -59.2352 | 0 | 1096.351 | 1736.179 | -0.00248 | 0.008984 | -0.26466 | 0.51047 | -2.0384 | -10.7542 | 0 |  |  | 2414.874 | 10000 | 1268.968 | 1045.233 | 5207.624 | 10000 | 2361.867 | 1601.519 | 3154.431 | 10000 | Competitive | Competitive | 1 | FALSE | FALSE | 1 | Non-Competitive | 0.773 | Non-Competitive
SSPUMW18 ASPM_69T1 TO_FROM | SSPUMW18 | ASPM_69T1 | 69 | 4 | 4 | ASPM2A | ASPM4A | TO_FROM | 73521.13 | 73537.2 | 1.7661 | 0 | 1433.751 | 1111.238 | -0.00293 | 0.20578 | -0.51047 | 0.26466 | 60.7949 | 54.6249 | 693.73 | 7770.124 |  | 7770.124 | 3374.273 | 2692.766 | 3338.244 | 10000 | 9361.594 | 8956.719 | 4074.127 | 8987.054 | 4082.631 | Competitive | Competitive | 1 | TRUE | FALSE | 1 | Non-Competitive | 0.773 | Non-Competitive
SSPUMW18 ASPM_CONA1_1 FROM_TO | SSPUMW18 | ASPM_CONA1_1 | 30 | 4 | 4 | ASPM2A | CONA2A | FROM_TO | 73521.13 | 73520.39 | -28.3611 | 0 | 1430.085 | 1216.701 | -0.00535 | 0.10479 | -0.64165 | 0.26046 | 30.377 | 21.0608 | 4504.83 | 7348.185 |  | 7348.185 | 3315.575 | 2854.011 | 2552.024 | 10000 | 9566.529 | 8384.186 | 3776.033 | 8460.326 | 3823.438 | Competitive | Non-Competitive | 0 | TRUE | FALSE | 1 | Non-Competitive | 0.789 | Non-Competitive
SSPUMW18 ASPM_CONA1_1 TO_FROM | SSPUMW18 | ASPM_CONA1_1 | 30 | 4 | 4 | ASPM2A | CONA2A | TO_FROM | 73521.13 | 73522.27 | -28.7382 | 0 | 1108.775 | 1732.336 | -0.0026 | 0.016326 | -0.26046 | 0.64165 | 29.703 | 1.1891 | 0 |  |  | 2432.094 | 2785.129 | 1090.462 | 1546.901 | 5207.624 | 2785.129 | 2175.406 | 1981.234 | 3211.525 | 3066.728 | Competitive | Competitive | 1 | FALSE | FALSE | 1 | Non-Competitive | 0.789 | Non-Competitive
SSPUMW18 GIRA_T_SPUR1_1 FROM_TO | SSPUMW18 | GIRA_T_SPUR1_1 | 33 | 4 | 4 | SPUR2A | GIRA_TAP2A | FROM_TO | 73521.13 | 73520.2 | -14.0679 | 0 | 1730.682 | 1011.338 | -0.00271 | 0.12978 | -0.65119 | 0.20089 | 33.5938 | 28.6865 | 3618.63 | 6272.404 |  | 6272.404 | 3316.465 | 3748.753 | 2749.605 | 6272.404 | 9561.101 | 6533.292 | 3823.63 | 6544.632 | 3857.739 | Competitive | Non-Competitive | 0 | TRUE | FALSE | 1 | Non-Competitive | 0.836 | Non-Competitive
SSPUMW18 GIRA_T_SPUR1_1 TO_FROM | SSPUMW18 | GIRA_T_SPUR1_1 | 33 | 4 | 4 | SPUR2A | GIRA_TAP2A | TO_FROM | 73521.13 | 73611.58 | -32.7825 | 0 | 1218.806 | 1473.524 | -0.0013 | 0.014696 | -0.20089 | 0.65119 | 14.8423 | -6.7827 | 0 |  |  | 5207.624 | 2710.662 | 1270.677 | 1400.125 | 5207.624 | 2710.662 | 3528.285 | 1690.892 | 5207.624 | 2744.398 | Competitive | Competitive | 1 | FALSE | FALSE | 1 | Non-Competitive | 0.836 | Non-Competitive
SSPUMW18 SPUR_69_1 FROM_TO | SSPUMW18 | SPUR_69_1 | 62 | 4 | 4 | SPUR2A | SPUR4A | FROM_TO | 73521.13 | 73716.55 | -55.0595 | 0 | 616.396 | 2125.275 | -0.00129 | 0.30791 | -0.26818 | 0.58616 | 9.4262 | 6.9335 | 13.83 | 10000 |  | 10000 | 10000 | 6321.044 | 984.964 | 10000 | 10000 | 9930.453 | 1272.521 | 10000 | 10000 | Competitive | Competitive | 1 | TRUE | FALSE | 1 | Non-Competitive | 0.7185 | Non-Competitive
SSPUMW18 SPUR_69_1 TO_FROM | SSPUMW18 | SPUR_69_1 | 62 | 4 | 4 | SPUR2A | SPUR4A | TO_FROM | 73521.13 | 73531.23 | -10.0015 | 0 | 1848.331 | 923.568 | -0.00082 | 0.26818 | -0.58616 | 0.26818 | 56.0785 | 53.9686 | 309.43 | 10000 |  | 10000 | 3642.313 | 4983.22 | 2348.977 | 10000 | 3642.313 | 9992.528 | 3373.227 | 10000 | 4385.22 | Competitive | Competitive | 1 | TRUE | FALSE | 1 | Non-Competitive | 0.7185 | Non-Competitive
SSTABSP8 6146__B FROM_TO | SSTABSP8 | 6146__B | 83 | 1 | 1 | STANTON_E_8 | TRIANGLE_8 | FROM_TO | 73521.13 | 73604.13 | 0 | 0 | 783.721 | 0 | 0 | 0 | -1 | 0 | 0 | 0 | 0 | [10 empty] | 0 | 0 | Competitive | Competitive | 1 | FALSE | TRUE | 1 | Non-Competitive | 0.797 | Non-Competitive
SSTABSP8 6146__B TO_FROM | SSTABSP8 | 6146__B | 83 | 1 | 1 | STANTON_E_8 | TRIANGLE_8 | TO_FROM | 73521.13 | 92690.8 | 0 | 0 | 0 | 783.721 | 0 | 0 | 0 | 1 | 0 | 0 | 0 | [10 empty] | 0 | 0 | Competitive | Competitive | 1 | FALSE | TRUE | 1 | Non-Competitive | 0.797 | Non-Competitive
SSTELO29 ORA_ORNG_1 FROM_TO | SSTELO29 | ORA_ORNG_1 | 120 | 4 | 4 | ORANGEGRVSW9 | ORANGEGRVSB9 | FROM_TO | 73521.13 | 73630.09 | -10.1655 | 0 | 1446.343 | 1122.094 | -0.02565 | 0.015368 | -0.77512 | 0.22079 | 35.3185 | -6.5795 | 0 |  | 10000 | 1305.221 | 10000 | 1063.365 | 1102.523 | 1325.85 | 10000 | 1619.405 | 5719.378 | 1653.607 | 10000 | Competitive | Competitive | 1 | TRUE | FALSE | 1 | Non-Competitive | 0.789 | Non-Competitive
SSTELO29 ORA_ORNG_1 TO_FROM | SSTELO29 | ORA_ORNG_1 | 120 | 4 | 4 | ORANGEGRVSW9 | ORANGEGRVSB9 | TO_FROM | 73521.13 | 74005.99 | -34.0103 | 0 | 1122.094 | 1438.477 | -0.01537 | 0.025647 | -0.22079 | 0.77512 | 13.0162 | -10.4897 | 0 | 10000 |  | 10000 | 2703.331 | 926.724 | 1931.789 | 10000 | 2772.06 | 5558.762 | 3131.851 | 10000 | 3186.577 | Competitive | Competitive | 1 | TRUE | FALSE | 1 | Non-Competitive | 0.789 | Non-Competitive
SSTELO29 SINTON_SKIDMO1_1 FROM_TO | SSTELO29 | SINTON_SKIDMO1_1 | 38 | 4 | 4 | SKIDMORE2A | SINTON2A | FROM_TO | 73521.13 | 73431.48 | -14.2501 | 0 | 1347.86 | 1673.28 | -0.02343 | 0.005391 | -0.21437 | 0.41004 | 57.2176 | 8.9218 | 0 |  | 5644.313 | 6497.984 | 2530.815 | 996.204 | 1947.97 | 5665.078 | 2695.252 | 1544.558 | 2816.667 | 5382.6 | 2859.89 | Competitive | Non-Competitive | 0 | TRUE | FALSE | 1 | Non-Competitive | 0.7345 | Non-Competitive
SSTELO29 SINTON_SKIDMO1_1 TO_FROM | SSTELO29 | SINTON_SKIDMO1_1 | 38 | 4 | 4 | SKIDMORE2A | SINTON2A | TO_FROM | 73521.13 | 73564.54 | -51.4636 | 0 | 1562.065 | 1330.781 | -0.00539 | 0.023432 | -0.41004 | 0.21437 | 19.2646 | -34.6533 | 0 | 2921.818 |  | 1301.641 | 6642.617 | 1090.465 | 1208.349 | 1863.229 | 5838.979 | 1609.695 | 1900.841 | 1629.263 | 5500.419 | Competitive | Competitive | 1 | TRUE | FALSE | 1 | Non-Competitive | 0.7345 | Non-Competitive
SSTPBLE8 BLESSI_LAN_CT1_1 FROM_TO | SSTPBLE8 | BLESSI_LAN_CT1_1 | 161 | 4 | 4 | BLESSING4A | LAN_CTY4A | FROM_TO | 73521.13 | 73083.43 | -142.939 | 0 | 1538.789 | 2266.186 | -0.22638 | 0.056957 | -0.27697 | 0.15498 | 280.9533 | -88.2234 | 0 | 4608.537 | 3765.855 | 4608.537 | 7774.053 | 1021.839 | 2544.277 | 5436.269 | 7774.053 | 1158.235 | 6266.892 | 5846.968 | 6427.855 | Non-Competitive | Non-Competitive | 0 | TRUE | FALSE | 1 | Non-Competitive | 0.742 | Non-Competitive
SSTPBLE8 BLESSI_LAN_CT1_1 TO_FROM | SSTPBLE8 | BLESSI_LAN_CT1_1 | 161 | 4 | 4 | BLESSING4A | LAN_CTY4A | TO_FROM | 73521.13 | 72679.57 | -247.667 | 0 | 2559.617 | 1522.278 | -0.05696 | 0.22638 | -0.15498 | 0.27697 | 228.1864 | -136.616 | 0 | 3765.855 | 4608.537 | 7774.053 | 4608.537 | 2544.277 | 1278.555 | 7774.053 | 5436.269 | 6266.892 | 1447.132 | 6427.855 | 5846.968 | Non-Competitive | Non-Competitive | 0 | TRUE | FALSE | 1 | Non-Competitive | 0.742 | Non-Competitive
SSUNGRS8 6360__C FROM_TO | SSUNGRS8 | 6360__C | 143 | 5 | 5 | GRHAMSES1_8 | BRECK_T8 | FROM_TO | 73521.13 | 73557.85 | -29.2969 | 0 | 1703.899 | 948.566 | -0.01147 | 0.069206 | -0.52743 | 0.069206 | 123.2032 | 43.8238 | 0 | 10000 |  | 10000 | 7178 | 1868.604 | 1790.109 | 10000 | 10000 | 5876.032 | 5910.268 | 10000 | 8688.39 | Competitive | Competitive | 1 | TRUE | FALSE | 1 | Non-Competitive | 0.7345 | Non-Competitive
SSUNGRS8 6360__C TO_FROM | SSUNGRS8 | 6360__C | 143 | 5 | 5 | GRHAMSES1_8 | BRECK_T8 | TO_FROM | 73521.13 | 75209.55 | -89.9099 | 0 | 848.955 | 1703.899 | -0.06921 | 0.13055 | -0.06921 | 0.52743 | 29.2366 | -51.8006 | 0 | 4309.387 | 10000 | 10000 | 10000 | 865.012 | 2160.85 | 10000 | 10000 | 5773.196 | 6576.375 | 8030.554 | 10000 | Competitive | Competitive | 1 | TRUE | FALSE | 1 | Non-Competitive | 0.7345 | Non-Competitive
SSUNMGS8 6215__A FROM_TO | SSUNMGS8 | 6215__A | 143 | 1 | 1 | BLUFCKTA_8 | CHINAGRV_8 | FROM_TO | 73521.13 | 72837.1 | -173.208 | 0 | 3166.608 | 2273.51 | -0.02107 | 0.55593 | -0.06527 | 0.6413 | 186.0315 | 134.2622 | 3354.53 | 2557.421 | 10000 | 3151.933 | 10000 | 2159.908 | 1095.874 | 5090.582 | 10000 | 3935.276 | 2868.326 | 3957.748 | 10000 | Non-Competitive | Non-Competitive | 0 | TRUE | FALSE | 1 | Non-Competitive | 0.7035 | Non-Competitive
SSUNMGS8 6215__A TO_FROM | SSUNMGS8 | 6215__A | 143 | 1 | 1 | BLUFCKTA_8 | CHINAGRV_8 | TO_FROM | 73521.13 | 73452.52 | -87.8837 | 0 | 2275.786 | 3166.609 | -0.03341 | 0.021068 | -0.6413 | 0.065268 | 187.4933 | 142.4857 | 0 | 10000 | 10000 | 7027.652 | 10000 | 933.527 | 3922.261 | 8243.157 | 10000 | 2271.705 | 6558.332 | 8279.566 | 10000 | Non-Competitive | Non-Competitive | 0 | TRUE | FALSE | 1 | Non-Competitive | 0.7035 | Non-Competitive
SSUNMGS8 6235__A FROM_TO | SSUNMGS8 | 6235__A | 185 | 1 | 1 | SNYDER_8 | CHINAGRV_8 | FROM_TO | 73521.13 | 74566.5 | -200.921 | 0 | 3401.97 | 1447.735 | -0.01691 | 0.41675 | -0.04968 | 0.5987 | 133.7512 | 64.7088 | 4667.83 | 3071.116 |  | 3576.984 | 3274.272 | 3036.679 | 950.299 | 3576.984 | 9683.446 | 3206.564 | 1712.181 | 3206.949 | 4951.828 | Competitive | Competitive | 1 | TRUE | FALSE | 1 | Non-Competitive | 0.719 | Non-Competitive
SSUNMGS8 6235__A TO_FROM | SSUNMGS8 | 6235__A | 185 | 1 | 1 | SNYDER_8 | CHINAGRV_8 | TO_FROM | 73521.13 | 73489.98 | -3.4267 | 0 | 1274.515 | 3401.97 | -0.0012 | 0.018355 | -0.5987 | 0.049685 | 203.6491 | 164.8549 | 0 |  |  | 2553.091 | 10000 | 774.068 | 10000 | 5533.981 | 10000 | 1152.576 | 10000 | 3642.564 | 10000 | Non-Competitive | Non-Competitive | 0 | FALSE | FALSE | 1 | Non-Competitive | 0.719 | Non-Competitive
SSUNMGS8 6240__B FROM_TO | SSUNMGS8 | 6240__B | 185 | 1 | 1 | SUN_8 | SACROC_8 | FROM_TO | 73521.13 | 73511.03 | -192.353 | 0 | 1384.729 | 1304.588 | -0.01854 | 0.4924 | -0.47278 | 0.4924 | 188.6894 | 103.7581 | 4423.73 | 3597.656 |  | 4304.539 | 7250.443 | 3540.687 | 961.457 | 4304.539 | 9471.846 | 3886.959 | 2287.089 | 3887.512 | 8450.213 | Competitive | Non-Competitive | 0 | TRUE | FALSE | 1 | Non-Competitive | 0.7035 | Non-Competitive
SSUNMGS8 6240__B TO_FROM | SSUNMGS8 | 6240__B | 185 | 1 | 1 | SUN_8 | SACROC_8 | TO_FROM | 73521.13 | 73500.6 | -107.1 | 0 | 1304.588 | 1384.729 | -0.00218 | 0.21196 | -0.4924 | 0.47278 | 195.1095 | 140.615 | 0 | 10000 |  | 10000 | 10000 | 718.604 | 3873.492 | 10000 | 10000 | 6054.587 | 6764.556 | 10000 | 10000 | Competitive | Non-Competitive | 0 | TRUE | FALSE | 1 | Non-Competitive | 0.7035 | Non-Competitive
SSUNMGS8 6437__C FROM_TO | SSUNMGS8 | 6437__C | 393 | 1 | 1 | GOLDENSW_8 | BRAND_8 | FROM_TO | 73521.13 | 73818.13 | -132.423 | 0 | 1829.428 | 1078.455 | -0.01872 | 0.38699 | -0.59548 | 0.38699 | 215.9716 | 135.0996 | 3823.53 | 4052.876 |  | 4558.353 | 3313.111 | 3875.84 | 1503.223 | 4558.353 | 3641.355 | 4441.189 | 3483.185 | 4442.682 | 3666.113 | Competitive | Competitive | 1 | TRUE | FALSE | 1 | Non-Competitive | 0.7185 | Non-Competitive
SSUNMGS8 6437__C TO_FROM | SSUNMGS8 | 6437__C | 393 | 1 | 1 | GOLDENSW_8 | BRAND_8 | TO_FROM | 73521.13 | 74186.33 | -156.855 | 0 | 1078.454 | 1784.273 | -0.00296 | 0.19194 | -0.38698 | 0.59548 | 135.5912 | 40.6067 | 0 | 6407.814 |  | 10000 | 2907.367 | 1109.707 | 2043.825 | 10000 | 2907.367 | 7669.556 | 2800.424 | 9256.178 | 3607.811 | Competitive | Competitive | 1 | TRUE | FALSE | 1 | Non-Competitive | 0.7185 | Non-Competitive
SSUNMGS8 6685__A FROM_TO | SSUNMGS8 | 6685__A | 42 | 1 | 1 | CHINAGRV_9 | COLOCITY_9 | FROM_TO | 73521.13 | 73519.06 | -30.1962 | 0 | 817.383 | 1362.286 | -0.02184 | 0.14001 | -0.3579 | 0.24799 | 41.9721 | -22.3577 | 0 | 2511.625 | 10000 | 2859.713 | 10000 | 1913.074 | 908.457 | 10000 | 10000 | 2626.565 | 3159.425 | 2675.822 | 10000 | Competitive | Competitive | 1 | TRUE | FALSE | 1 | Non-Competitive | 0.7265 | Non-Competitive
SSUNMGS8 6685__A TO_FROM | SSUNMGS8 | 6685__A | 42 | 1 | 1 | CHINAGRV_9 | COLOCITY_9 | TO_FROM | 73521.13 | 73568.71 | -30.3188 | 0 | 1350.454 | 890.837 | -0.00339 | 0.026113 | -0.24799 | 0.3579 | 30.2009 | 17.9186 | 0 | 4685.597 |  | 4685.597 | 3673.876 | 1074.376 | 3437.215 | 4685.597 | 10000 | 4461.493 | 4229.148 | 4761.1 | 4287.974 | Competitive | Competitive | 1 | TRUE | FALSE | 1 | Non-Competitive | 0.7265 | Non-Competitive
SSUNMGS8 SNYDR_FMR1 FROM_TO | SSUNMGS8 | SNYDR_FMR1 | 60 | 1 | 1 | SNYDER_9 | SNYDER_8 | FROM_TO | 73521.13 | 73540.53 | -30.7142 | 0 | 10000 | 1316.559 | -0.00109 | 0.62922 | -0.11693 | 0.62922 | 57.7086 | 11.5556 | 0 | 10000 |  | 10000 | 10000 | 4585.534 | 6418.215 | 10000 | 10000 | 9981.493 | 8805.021 | 10000 | 10000 | Competitive | Competitive | 1 | TRUE | FALSE | 1 | Non-Competitive | 0.727 | Non-Competitive
SSUNMGS8 SNYDR_FMR1 TO_FROM | SSUNMGS8 | SNYDR_FMR1 | 60 | 1 | 1 | SNYDER_9 | SNYDER_8 | TO_FROM | 73521.13 | 73544.92 | -18.3568 | 0 | 1316.559 | 10000 | -0.00844 | 0.083232 | -0.62922 | 0.11693 | 44.6895 | -13.2141 | 0 | 3461.331 |  | 4312.936 | 10000 | 3312.586 | 1038.316 | 4312.936 | 10000 | 3777.923 | 2842.217 | 3782.16 | 10000 | Competitive | Competitive | 1 | TRUE | FALSE | 1 | Non-Competitive | 0.727 | Non-Competitive
SSWCLNC5 6026__A FROM_TO | SSWCLNC5 | 6026__A | 956 | 1 | 1 | ABMULCW7 | SWEETEAST_5 | FROM_TO | 73521.13 | 73708.35 | -2037.45 | 0 | 1797.183 | 1032.09 | -0.26562 | 0.1736 | -0.33697 | 0.26674 | 883.0488 | -32.6262 | 0 | 1173.884 | 3090.895 | 1708.875 | 3143.794 | 1252.862 | 2301.878 | 2026.696 | 3143.794 | 1060.361 | 3083.151 | 1070.881 | 3117.663 | Competitive | Competitive | 1 | TRUE | FALSE | 1 | Non-Competitive | 0.7185 | Non-Competitive
SSWCLNC5 6026__A TO_FROM | SSWCLNC5 | 6026__A | 956 | 1 | 1 | ABMULCW7 | SWEETEAST_5 | TO_FROM | 73521.13 | 68379.21 | -746.789 | 0 | 953.486 | 1797.184 | -0.10029 | 0.32369 | -0.26674 | 0.33697 | 2226.291 | 472.9943 | 0 | 940.819 | 1554.31 | 959.808 | 2019.741 | 873.895 | 1595.343 | 981.29 | 2841.271 | 964.841 | 1436.561 | 967.555 | 1371.748 | Competitive | Competitive | 0 | TRUE | TRUE | 1 | Competitive | 0.7185 | Competitive
STCGT8 GT_MID90_A FROM_TO | STCGT8 | GT_MID90_A | 229 | 0 | 0 | GARROT__138B | 47708 | FROM_TO | 73521.13 | 73333.93 | -126.613 | 0 | 1457.389 | 2234.361 | -0.09393 | 0.1043 | -0.52108 | 0.18474 | 321.6001 | -97.9167 | 0 | 6796.511 | 2393.702 | 8848.247 | 2779.883 | 1692.361 | 2132.537 | 10000 | 4112.994 | 3483.088 | 2792.521 | 6351.446 | 2757.405 | Non-Competitive | Non-Competitive | 0 | TRUE | FALSE | 1 | Non-Competitive | 0.7575 | Non-Competitive
STCGT8 GT_MID90_A TO_FROM | STCGT8 | GT_MID90_A | 229 | 0 | 0 | GARROT__138B | 47708 | TO_FROM | 73521.13 | 72923.15 | -367.335 | 0 | 2109.625 | 1587.344 | -0.1043 | 0.093931 | -0.18473 | 0.52108 | 266.1423 | 37.9633 | 1580.53 | 2393.702 | 6796.511 | 2779.883 | 8848.247 | 2120.263 | 1969.902 | 4112.994 | 10000 | 2792.116 | 3784.949 | 2757.405 | 6351.446 | Competitive | Non-Competitive | 0 | TRUE | FALSE | 1 | Non-Competitive | 0.7575 | Non-Competitive
STEJGRN8 G69_H2_1 FROM_TO | STEJGRN8 | G69_H2_1 | 191 | 2 | 2 | TNTXCITYWT0 | TNINTRCITY0 | FROM_TO | 73521.13 | 73739.31 | 34.5362 | 0 | 1481.856 | 2694.462 | -0.00344 | 0.000501 | -0.7086 | 0.20781 | 36.4016 | 35.6971 | 0 |  |  | 784.643 | 6283.233 | 784.643 | 6283.233 | 784.643 | 6283.233 | 783.473 | 5448.422 | 783.473 | 5448.422 | Competitive | Competitive | 1 | FALSE | FALSE | 1 | Non-Competitive | 0.7655 | Non-Competitive
STEJGRN8 G69_H2_1 TO_FROM | STEJGRN8 | G69_H2_1 | 191 | 2 | 2 | TNTXCITYWT0 | TNINTRCITY0 | TO_FROM | 73521.13 | 74608.83 | -36.2612 | 0 | 2694.462 | 840.54 | -0.0005 | 0.003445 | -0.20781 | 0.7086 | -34.4993 | -31.5334 | 5931.83 |  |  | 6283.233 | 915.316 | 6283.233 | 915.316 | 6283.233 | 915.316 | 5448.422 | 913.973 | 5448.422 | 913.973 | Competitive | Competitive | 1 | FALSE | FALSE | 1 | Non-Competitive | 0.7655 | Non-Competitive
STENCR28 TEN_KEN_1 FROM_TO | STENCR28 | TEN_KEN_1 | 236 | 1 | 1 | JNSNCNTY8 | KEENE | FROM_TO | 73521.13 | 73493.7 | -60.7027 | 0 | 1422.364 | 1332.573 | -0.03469 | 0.21638 | -0.55783 | 0.21638 | 250.7301 | 22.5277 | 0 | 10000 | 10000 | 10000 | 7086.8 | 1779.631 | 938.099 | 10000 | 10000 | 8195.684 | 1128.625 | 10000 | 5412.307 | Competitive | Non-Competitive | 0 | TRUE | FALSE | 1 | Non-Competitive | 0.75 | Non-Competitive
STENCR28 TEN_KEN_1 TO_FROM | STENCR28 | TEN_KEN_1 | 236 | 1 | 1 | JNSNCNTY8 | KEENE | TO_FROM | 73521.13 | 74426.62 | -189.552 | 0 | 1312.525 | 1422.364 | -0.21638 | 0.03469 | -0.21638 | 0.55783 | 41.8091 | -66.013 | 0 | 10000 | 10000 | 7086.8 | 10000 | 855.655 | 2488.302 | 10000 | 10000 | 1047.112 | 8568.063 | 5412.307 | 10000 | Competitive | Competitive | 1 | TRUE | FALSE | 1 | Non-Competitive | 0.75 | Non-Competitive
STHRSIG8 SINTON_SKIDMO1_1 FROM_TO | STHRSIG8 | SINTON_SKIDMO1_1 | 38 | 2 | 2 | SKIDMORE2A | SINTON2A | FROM_TO | 73521.13 | 73458.15 | -16.3195 | 0 | 1123.48 | 1647.012 | -0.02228 | 0.004945 | -0.20973 | 0.41694 | 51.2099 | 5.1337 | 0 |  | 5644.313 | 6778.437 | 2541.664 | 1051.119 | 1864.335 | 5956.522 | 2704.414 | 1986.356 | 2891.629 | 5869.001 | 2940.496 | Competitive | Non-Competitive | 0 | TRUE | FALSE | 1 | Non-Competitive | 0.719 | Non-Competitive
STHRSIG8 SINTON_SKIDMO1_1 TO_FROM | STHRSIG8 | SINTON_SKIDMO1_1 | 38 | 2 | 2 | SKIDMORE2A | SINTON2A | TO_FROM | 73521.13 | 73559.03 | -45.0315 | 0 | 1568.883 | 1123.48 | -0.00495 | 0.022279 | -0.41694 | 0.20973 | 21.4713 | -28.7537 | 0 | 5644.313 |  | 1304.048 | 6918.245 | 1061.475 | 1284.471 | 1862.38 | 6125.742 | 1645.464 | 2439.778 | 1668.109 | 5982.074 | Competitive | Competitive | 1 | TRUE | FALSE | 1 | Non-Competitive | 0.719 | Non-Competitive
STMPSN25 425__A FROM_TO | STMPSN25 | 425__A | 1065 | 0 | 0 | TEMP_SS__5 | BELL_E_5 | FROM_TO | 73521.13 | 74144.92 | -857.589 | 0 | 950.995 | 2044.285 | -0.20799 | 0.069125 | -0.68425 | 0.16566 | 613.8377 | -381.285 | 0 | 912.96 | 1964.829 | 924.589 | 2630.687 | 783.852 | 1822.315 | 1070.992 | 6576.85 | 855.514 | 2131.966 | 920.274 | 2159.757 | Competitive | Competitive | 1 | TRUE | FALSE | 1 | Non-Competitive | 0.8125 | Non-Competitive
STMPSN25 425__A TO_FROM | STMPSN25 | 425__A | 1065 | 0 | 0 | TEMP_SS__5 | BELL_E_5 | TO_FROM | 73521.13 | 72321 | -509.343 | 0 | 1985.731 | 950.995 | -0.06912 | 0.20799 | -0.16566 | 0.68424 | 1183.172 | 562.2692 | 0 | 1964.829 | 1349.159 | 2630.687 | 1374.837 | 1789.882 | 1105.597 | 6576.85 | 1465.226 | 2124.786 | 1219.248 | 2159.757 | 1327.935 | Competitive | Competitive | 0 | TRUE | TRUE | 1 | Competitive | 0.8125 | Competitive
STMPSND5 435__A FROM_TO | STMPSND5 | 435__A | 1065 | 0 | 0 | TEMP_SS__5 | BELL_E_5 | FROM_TO | 73521.13 | 71678.4 | -1391.63 | 0 | 1169.175 | 1281.392 | -0.21518 | 0.12113 | -0.63994 | 0.18843 | 2119.901 | -124.386 | 0 | 1304.494 | 1057.13 | 1310.301 | 1890.375 | 1294.545 | 1056.596 | 1336.873 | 3885.785 | 1228.041 | 1493.955 | 1229.403 | 1494.045 | Competitive | Competitive | 0 | TRUE | TRUE | 1 | Competitive | 1.0465 | Competitive
STMPSND5 435__A TO_FROM | STMPSND5 | 435__A | 1065 | 0 | 0 | TEMP_SS__5 | BELL_E_5 | TO_FROM | 73521.13 | 72828.52 | -1048.95 | 0 | 1281.392 | 1169.175 | -0.12113 | 0.21518 | -0.18843 | 0.63994 | 1125.717 | 733.6448 | 2647.03 | 945.735 | 1770.816 | 1738.155 | 1805.378 | 945.298 | 1753.457 | 3885.785 | 1789.891 | 1338.338 | 1659.837 | 1338.412 | 1662.185 | Competitive | Competitive | 0 | TRUE | TRUE | 1 | Competitive | 1.0465 | Competitive
STNNMDO8 PHR_AT1L FROM_TO | STNNMDO8 | PHR_AT1L | 460 | 4 | 4 | P_H_R___138C | 49126_STAR | FROM_TO | 73521.13 | 74173.64 | -507.16 | 0 | 2053.966 | 1532.082 | -0.02652 | 0.17838 | -1.0614 | 0.21845 | -242.433 | -374.32 | 94.83 | 7068.008 | 10000 | 7231.988 | 2779.234 | 4684.347 | 903.25 | 7231.988 | 10000 | 7025.97 | 1279.361 | 7209.787 | 4075.665 | Competitive | Competitive | 1 | TRUE | FALSE | 1 | Non-Competitive | 0.758 | Non-Competitive
STNNMDO8 PHR_AT1L TO_FROM | STNNMDO8 | PHR_AT1L | 460 | 4 | 4 | P_H_R___138C | 49126_STAR | TO_FROM | 73521.13 | 73252.95 | 279.5254 | 0 | 1532.082 | 2169.749 | -0.17838 | 0.026517 | -0.21845 | 1.0614 | 518.5837 | 351.2978 | 0 | 10000 | 7068.008 | 2448.082 | 7231.988 | 772.318 | 4684.347 | 10000 | 7231.988 | 1073.5 | 7025.97 | 3744.64 | 7209.787 | Non-Competitive | Non-Competitive | 0 | TRUE | FALSE | 1 | Non-Competitive | 0.758 | Non-Competitive
STYLEL28 TYLNW_MR1H FROM_TO | STYLEL28 | TYLNW_MR1H | 56 | 0 | 0 | TYLERNW_8 | TYLNW1_1 | FROM_TO | 73521.13 | 73580.56 | 17.0994 | 0 | 2317.269 | 2223.965 | -0.00043 | 0.000656 | -0.58505 | 0.015049 | 21.2283 | 18.1046 | 0 |  |  | 931.319 | 8461.084 | 856.936 | 8461.084 | 3164.807 | 8461.084 | 1173.212 | 8975.366 | 1354.63 | 8975.366 | Competitive | Competitive | 1 | FALSE | FALSE | 1 | Non-Competitive | 0.6955 | Non-Competitive
STYLEL28 TYLNW_MR1H TO_FROM | STYLEL28 | TYLNW_MR1H | 56 | 0 | 0 | TYLERNW_8 | TYLNW1_1 | TO_FROM | 73521.13 | 78470.83 | -19.4798 | 0 | 2398.469 | 2857.785 | -0.00066 | 0.000429 | -0.01505 | 0.58505 | -17.9012 | -17.2362 | 5931.83 |  |  | 8461.084 | 1129.829 | 8461.084 | 1003.869 | 8461.084 | 3489.766 | 8975.366 | 1396.902 | 8975.366 | 1677.072 | Competitive | Competitive | 1 | FALSE | FALSE | 1 | Non-Competitive | 0.6955 | Non-Competitive
SVICCO28 COLETO_VICTOR2_1 FROM_TO | SVICCO28 | COLETO_VICTOR2_1 | 320 | 1 | 1 | COLETO4A | VICTORIA4A | FROM_TO | 73521.13 | 72374.68 | 37.1518 | 0 | 1196.888 | 1893.388 | -0.27855 | 0.24744 | -0.29767 | 0.25365 | 651.2812 | -108.869 | 0 | 2184.524 | 2187.583 | 10000 | 3369.621 | 1446.177 | 1271.556 | 10000 | 3369.621 | 5997.283 | 2572.979 | 6236.678 | 2854.323 | Competitive | Non-Competitive | 0 | TRUE | FALSE | 1 | Non-Competitive | 0.6955 | Non-Competitive
SVICCO28 COLETO_VICTOR2_1 TO_FROM | SVICCO28 | COLETO_VICTOR2_1 | 320 | 1 | 1 | COLETO4A | VICTORIA4A | TO_FROM | 73521.13 | 73738.97 | -736.847 | 0 | 2036.976 | 1196.888 | -0.24744 | 0.27855 | -0.25365 | 0.29767 | 215.8287 | -251.894 | 0 | 2187.583 | 2895.383 | 3369.621 | 10000 | 1228.867 | 1944.473 | 3369.621 | 10000 | 2564.045 | 6912.184 | 2854.323 | 7141.385 | Competitive | Competitive | 1 | TRUE | FALSE | 1 | Non-Competitive | 0.6955 | Non-Competitive
SWCOASH8 UVALDE_W_BATE1_1 FROM_TO | SWCOASH8 | UVALDE_W_BATE1_1 | 122 | 5 | 5 | UVALDE4A | W_BATESV4A | FROM_TO | 73521.13 | 73060.09 | -144.84 | 0 | 1040.662 | 1508.469 | -0.04549 | 0.19845 | -0.34086 | 0.36307 | 277.7394 | -65.4681 | 0 | 1844.484 | 4483.936 | 5719.382 | 4483.936 | 858.551 | 918.265 | 5719.382 | 4483.936 | 1624.22 | 1604.917 | 2643.691 | 4296.752 | Competitive | Non-Competitive | 0 | TRUE | FALSE | 1 | Non-Competitive | 0.703 | Non-Competitive
SWCOASH8 UVALDE_W_BATE1_1 TO_FROM | SWCOASH8 | UVALDE_W_BATE1_1 | 122 | 5 | 5 | UVALDE4A | W_BATESV4A | TO_FROM | 73521.13 | 73482.41 | -189.504 | 0 | 1508.469 | 1040.662 | -0.19845 | 0.045486 | -0.36307 | 0.34086 | 130.2175 | -67.4891 | 0 | 2670.974 | 10000 | 2551.618 | 10000 | 806.378 | 1593.449 | 2670.974 | 10000 | 1179.392 | 5145.8 | 2582.794 | 10000 | Competitive | Non-Competitive | 0 | TRUE | FALSE | 1 | Non-Competitive | 0.703 | Non-Competitive
SWEBVEN5 3180__A FROM_TO | SWEBVEN5 | 3180__A | 210 | 1 | 1 | CHILSW_N8 | FSHCRK1_8 | FROM_TO | 73521.13 | 73507.26 | -246.335 | 0 | 2201.483 | 1284.297 | -0.06074 | 0.052788 | -0.51869 | 0.10419 | 202.1509 | 19.3109 | 0 | 7294.947 | 10000 | 7294.947 | 10000 | 1628.702 | 2622.232 | 10000 | 10000 | 3813.629 | 6018.686 | 8706.971 | 10000 | Competitive | Competitive | 1 | TRUE | FALSE | 1 | Non-Competitive | 0.766 | Non-Competitive
SWEBVEN5 3180__A TO_FROM | SWEBVEN5 | 3180__A | 210 | 1 | 1 | CHILSW_N8 | FSHCRK1_8 | TO_FROM | 73521.13 | 73001.55 | -132.513 | 0 | 1271.524 | 2201.483 | -0.05279 | 0.060738 | -0.10419 | 0.51869 | 255.232 | -100.767 | 0 | 10000 | 7294.947 | 10000 | 7294.947 | 1580.926 | 1708.382 | 10000 | 10000 | 4803.631 | 3917.556 | 10000 | 8706.971 | Non-Competitive | Non-Competitive | 0 | TRUE | FALSE | 1 | Non-Competitive | 0.766 | Non-Competitive
SWEILON8 CLARK__LON_HI1_1 FROM_TO | SWEILON8 | CLARK__LON_HI1_1 | 207 | 1 | 1 | LON_HILL4A | CLARK_WD4A | FROM_TO | 73521.13 | 73466.12 | 146.731 | 0 | 2482.546 | 5690.669 | -0.18332 | 0.006491 | -0.57781 | 0.039896 | 239.0457 | 158.3315 | 0 |  | 4815.803 | 814.663 | 5762.731 | 812.865 | 4777.656 | 1052.15 | 5762.731 | 802.492 | 5995.048 | 802.98 | 5996.794 | Non-Competitive | Non-Competitive | 0 | TRUE | FALSE | 1 | Non-Competitive | 0.781 | Non-Competitive
SWEILON8 CLARK__LON_HI1_1 TO_FROM | SWEILON8 | CLARK__LON_HI1_1 | 207 | 1 | 1 | LON_HILL4A | CLARK_WD4A | TO_FROM | 73521.13 | 80034.25 | -237.38 | 0 | 5690.664 | 2448.533 | -0.00462 | 0.18332 | -0.0399 | 0.57781 | -32.5432 | -21.705 | 4715.43 | 4815.803 |  | 5762.731 | 935.456 | 4452.971 | 933.084 | 5762.731 | 937.062 | 5977.46 | 920.072 | 5996.794 | 920.72 | Competitive | Competitive | 1 | TRUE | FALSE | 1 | Non-Competitive | 0.781 | Non-Competitive
SWFAFSH8 6557__A FROM_TO | SWFAFSH8 | 6557__A | 143 | 1 | 1 | FISHRDSS1_8 | WNDCRK2_8 | FROM_TO | 73521.13 | 73482.31 | 99.9155 | 0 | 743.23 | 2054.521 | -0.01737 | 0.02356 | -0.57972 | 0.25295 | 165.5067 | 98.6952 | 0 | 4713.714 |  | 4713.714 | 5733.452 | 610.387 | 6184.657 | 4713.714 | 5733.452 | 1686.651 | 5425.455 | 4713.714 | 5288.919 | Non-Competitive | Non-Competitive | 0 | TRUE | FALSE | 1 | Non-Competitive | 0.75 | Non-Competitive
SWFAFSH8 6557__A TO_FROM | SWFAFSH8 | 6557__A | 143 | 1 | 1 | FISHRDSS1_8 | WNDCRK2_8 | TO_FROM | 73521.13 | 74389.11 | -178.952 | 0 | 2054.521 | 656.52 | -0.02356 | 0.017366 | -0.25295 | 0.57972 | -75.6773 | -126.759 | 0 |  | 3695.052 | 4069.483 | 3695.052 | 4544.859 | 748.211 | 4069.483 | 3695.052 | 3994.71 | 1586.475 | 3844.771 | 3695.052 | Competitive | Competitive | 1 | TRUE | FALSE | 1 | Non-Competitive | 0.75 | Non-Competitive
SWHILON5 LON_HI_PELICA1_1 FROM_TO | SWHILON5 | LON_HI_PELICA1_1 | 470 | 1 | 1 | LON_HILL4A | PELICAN4A | FROM_TO | 73521.13 | 74173.34 | -787.082 | 0 | 1094.729 | 2562.446 | -0.30746 | 0.14519 | -0.44742 | 0.15818 | 105.8191 | -556.854 | 0 | 1094.945 | 2440.368 | 1417.176 | 5644.313 | 1156.509 | 1302.739 | 1672.108 | 5644.313 | 1187.551 | 4405.795 | 1256.34 | 5129.445 | Competitive | Competitive | 1 | TRUE | FALSE | 1 | Non-Competitive | 0.8045 | Non-Competitive
SWHILON5 LON_HI_PELICA1_1 TO_FROM | SWHILON5 | LON_HI_PELICA1_1 | 470 | 1 | 1 | LON_HILL4A | PELICAN4A | TO_FROM | 73521.13 | 70639.02 | -134.726 | 0 | 2562.446 | 1093.073 | -0.14519 | 0.44742 | -0.15818 | 0.44742 | 923.5988 | 119.4236 | 0 | 1563.818 | 1685.854 | 2495.988 | 3203.116 | 1000.576 | 1619.537 | 2495.988 | 3768.201 | 2134.044 | 2103.963 | 2287.89 | 2410.54 | Non-Competitive | Non-Competitive | 0 | TRUE | FALSE | 1 | Non-Competitive | 0.8045 | Non-Competitive
SWHISTP5 BLESSI_PALACI1_1 FROM_TO | SWHISTP5 | BLESSI_PALACI1_1 | 39 | 1 | 1 | BLESSING2A | PALACIOS2A | FROM_TO | 73521.13 | 73377.1 | 0.23408 | 0 | 2349.113 | 1199.194 | -0.05279 | 0.008054 | -0.71603 | 0.10184 | 142.1318 | 27.4322 | 0 |  | 7244.739 | 2183.89 | 5406.243 | 1268.141 | 1043.029 | 4101.453 | 8226.632 | 1568.98 | 2448.685 | 1924.96 | 7420.052 | Competitive | Non-Competitive | 0 | TRUE | FALSE | 1 | Non-Competitive | 0.7105 | Non-Competitive
SWHISTP5 BLESSI_PALACI1_1 TO_FROM | SWHISTP5 | BLESSI_PALACI1_1 | 39 | 1 | 1 | BLESSING2A | PALACIOS2A | TO_FROM | 73521.13 | 73879.99 | -110.723 | 0 | 1317.421 | 2349.113 | -0.00805 | 0.052788 | -0.10184 | 0.71603 | -17.7149 | -24.1299 | 1021.23 | 7244.739 |  | 5406.243 | 2343.077 | 853.467 | 1407.234 | 8226.632 | 4101.453 | 1925.721 | 1695.157 | 7420.052 | 2068.919 | Competitive | Competitive | 1 | TRUE | FALSE | 1 | Non-Competitive | 0.7105 | Non-Competitive
SWHOSCS8 1340__D FROM_TO | SWHOSCS8 | 1340__D | 210 | 0 | 0 | STRYKER_8 | DOUGLAS_8 | FROM_TO | 73521.13 | 73751.6 | 7.2511 | 0 | 1791.192 | 2082.977 | -0.1211 | 0.065939 | -0.55466 | 0.065939 | 82.1134 | -2.0003 | 0 | 8570.476 | 10000 | 8570.476 | 10000 | 3718.879 | 3515.998 | 8570.476 | 10000 | 9053.362 | 6025.995 | 9125.388 | 10000 | Competitive | Competitive | 1 | TRUE | FALSE | 1 | Non-Competitive | 0.742 | Non-Competitive
SWHOSCS8 1340__D TO_FROM | SWHOSCS8 | 1340__D | 210 | 0 | 0 | STRYKER_8 | DOUGLAS_8 | TO_FROM | 73521.13 | 76599.38 | -36.2177 | 0 | 2082.977 | 3003.069 | -0.06594 | 0.1211 | -0.06594 | 0.55466 | 6.8239 | -10.3175 | 5931.83 | 10000 | 8570.476 | 10000 | 8570.476 | 3515.998 | 4071.476 | 10000 | 8570.476 | 6025.995 | 9061.456 | 10000 | 9125.388 | Competitive | Competitive | 1 | TRUE | FALSE | 1 | Non-Competitive | 0.742 | Non-Competitive
SWINPBS8 PBSES_FMR2 FROM_TO | SWINPBS8 | PBSES_FMR2 | 72 | 1 | 1 | PERMIANB_9 | PERMIANB_8 | FROM_TO | 73521.13 | 81778.15 | -36.14 | 0 | 6696.542 | 693.077 | -0.00996 | 0.056566 | -0.00996 | 0.51314 | -7.3909 | -7.34 | 4547.13 | 6634.949 |  | 6634.949 | 10000 | 5785.507 | 1199.6 | 6634.949 | 10000 | 6220.971 | 6800.166 | 6259.911 | 10000 | Competitive | Competitive | 1 | TRUE | FALSE | 1 | Non-Competitive | 0.719 | Non-Competitive
SWINPBS8 PBSES_FMR2 TO_FROM | SWINPBS8 | PBSES_FMR2 | 72 | 1 | 1 | PERMIANB_9 | PERMIANB_8 | TO_FROM | 73521.13 | 73590.09 | 21.0963 | 0 | 877.418 | 6696.537 | -0.0006 | 0.009959 | -0.51314 | 0.009959 | 36.6131 | 26.8681 | 0 |  |  | 10000 | 10000 | 965.928 | 6405.57 | 10000 | 10000 | 5162.848 | 6313.232 | 10000 | 10000 | Competitive | Competitive | 1 | FALSE | FALSE | 1 | Non-Competitive | 0.719 | Non-Competitive
SWIRFE28 SANDCR_AT1 FROM_TO | SWIRFE28 | SANDCR_AT1 | 44 | 1 | 1 | L_SANDCR9_1Y | L_SANDCR8_1Y | FROM_TO | 73521.13 | 74243.78 | -26.6649 | 0 | 10000 | 1775.918 | -0.01628 | 0.17397 | -0.05599 | 0.6032 | 3.4563 | -13.6127 | 0 | 10000 |  | 10000 | 10000 | 2437.721 | 1882.771 | 10000 | 10000 | 9968.175 | 8566.226 | 10000 | 10000 | Competitive | Competitive | 1 | TRUE | FALSE | 1 | Non-Competitive | 0.703 | Non-Competitive
SWIRFE28 SANDCR_AT1 TO_FROM | SWIRFE28 | SANDCR_AT1 | 44 | 1 | 1 | L_SANDCR9_1Y | L_SANDCR8_1Y | TO_FROM | 73521.13 | 73548.36 | 1.706 | 0 | 1775.918 | 10000 | -0.17397 | 0.016279 | -0.6032 | 0.055987 | 27.0551 | 6.5315 | 0 |  | 10000 | 10000 | 10000 | 1562.578 | 2765.525 | 10000 | 10000 | 8024.086 | 9971.073 | 10000 | 10000 | Competitive | Competitive | 1 | TRUE | FALSE | 1 | Non-Competitive | 0.703 | Non-Competitive
SWLALCS8 1290__A FROM_TO | SWLALCS8 | 1290__A | 370 | 2 | 2 | LAKE_CRK1_8 | ROBINSON1_8 | FROM_TO | 73521.13 | 73533.82 | 237.0414 | 0 | 2634.438 | 1443.611 | -0.02319 | 0.021023 | -0.65086 | 0.10506 | 361.6197 | 235.7934 | 0 | 10000 | 10000 | 2034.561 | 10000 | 1078.508 | 2584.311 | 10000 | 10000 | 1255.849 | 6361.152 | 3239.361 | 10000 | Competitive | Competitive | 1 | TRUE | FALSE | 1 | Non-Competitive | 0.7265 | Non-Competitive
SWLALCS8 1290__A TO_FROM | SWLALCS8 | 1290__A | 370 | 2 | 2 | LAKE_CRK1_8 | ROBINSON1_8 | TO_FROM | 73521.13 | 79484.68 | -346.324 | 0 | 1443.611 | 2978.568 | -0.02102 | 0.023193 | -0.10506 | 0.65086 | -272.302 | -331.089 | 0 | 10000 | 10000 | 10000 | 2034.561 | 2542.118 | 1198.087 | 10000 | 10000 | 6343.771 | 1329.333 | 10000 | 3239.361 | Competitive | Competitive | 1 | TRUE | FALSE | 1 | Non-Competitive | 0.7265 | Non-Competitive
SWLVWTR5 3040__A FROM_TO | SWLVWTR5 | 3040__A | 1064 | 3 | 3 | CHILSW1_5 | WATMLL_E5 | FROM_TO | 73521.13 | 77906.93 | -830.091 | 0 | 1265.061 | 3282.836 | -0.06636 | 0.07233 | -0.15424 | 0.16867 | 435.048 | -47.6547 | 0 | 1245.195 | 3037.435 | 1245.195 | 3076.483 | 1217.48 | 1643.785 | 1714.004 | 3689.958 | 1456.829 | 2563 | 1464.568 | 3439.261 | Competitive | Competitive | 1 | TRUE | FALSE | 1 | Non-Competitive | 0.734 | Non-Competitive
SWLVWTR5 3040__A TO_FROM | SWLVWTR5 | 3040__A | 1064 | 3 | 3 | CHILSW1_5 | WATMLL_E5 | TO_FROM | 73521.13 | 73005.79 | -394.763 | 0 | 2958.345 | 1323.907 | -0.07233 | 0.066363 | -0.16866 | 0.15424 | 1112.768 | 267.1477 | 1983.03 | 3037.435 | 2113.662 | 3076.483 | 2113.662 | 1576.145 | 2047.829 | 3689.958 | 2365.429 | 2522.386 | 2233.896 | 3439.261 | 2249.44 | Non-Competitive | Non-Competitive | 0 | TRUE | FALSE | 1 | Non-Competitive | 0.734 | Non-Competitive
SWMMLCS8 1010__A FROM_TO | SWMMLCS8 | 1010__A | 324 | 6 | 6 | ELM_MOTT__8 | WACONCST_T | FROM_TO | 73521.13 | 73580.93 | 37.4775 | 0 | 1684.936 | 1412.711 | -0.00451 | 0.057201 | -0.62726 | 0.21746 | 285.8816 | 149.625 | 0 | 10000 |  | 10000 | 1547.481 | 1424.764 | 1161.091 | 10000 | 2042.27 | 1511.937 | 1443.085 | 10000 | 1594.509 | Competitive | Competitive | 1 | TRUE | FALSE | 1 | Non-Competitive | 0.797 | Non-Competitive
SWMMLCS8 1010__A TO_FROM | SWMMLCS8 | 1010__A | 324 | 6 | 6 | ELM_MOTT__8 | WACONCST_T | TO_FROM | 73521.13 | 75383.06 | -208.244 | 0 | 1426.32 | 1596.786 | -0.0572 | 0.004506 | -0.21746 | 0.62726 | -80.3378 | -172.424 | 0 |  | 10000 | 1348.185 | 10000 | 1029.642 | 1864.891 | 1857.117 | 10000 | 1276.555 | 1892.212 | 1409.858 | 10000 | Competitive | Competitive | 1 | TRUE | FALSE | 1 | Non-Competitive | 0.797 | Non-Competitive
SWOVODE8 6430__C FROM_TO | SWOVODE8 | 6430__C | 179 | 5 | 5 | MOSS_8 | AMOCNCTA_8 | FROM_TO | 73521.13 | 73430.63 | 71.5816 | 0 | 1240.782 | 2655.042 | -0.1062 | 0.016701 | -0.64542 | 0.075794 | 238.1225 | 201.8108 | 0 |  | 10000 | 3929.829 | 10000 | 729.248 | 9833.204 | 4917.793 | 10000 | 1309.855 | 9977.932 | 4606.43 | 10000 | Non-Competitive | Non-Competitive | 0 | TRUE | FALSE | 0 | Non-Competitive | 0.805 | Non-Competitive
SWOVODE8 6430__C TO_FROM | SWOVODE8 | 6430__C | 179 | 5 | 5 | MOSS_8 | AMOCNCTA_8 | TO_FROM | 73521.13 | 76114.79 | -236.3 | 0 | 2655.053 | 1201.489 | -0.0167 | 0.1985 | -0.07579 | 0.64542 | -11.9385 | -211.983 | 0 | 3228.472 |  | 3566.253 | 4917.793 | 2525.109 | 832.774 | 4338.929 | 4917.793 | 4229.164 | 1545.356 | 4358.95 | 5133.647 | Competitive | Competitive | 1 | TRUE | FALSE | 1 | Non-Competitive | 0.805 | Non-Competitive
SWOVODE8 6860__A FROM_TO | SWOVODE8 | 6860__A | 40 | 5 | 5 | HOLTSS_9 | ECTRSHLT_9 | FROM_TO | 73521.13 | 73505.69 | 37.1502 | 0 | 1557.616 | 1204.767 | -0.00822 | 0.004366 | -0.74916 | 0.099872 | 51.5665 | 47.597 | 0 |  |  | 2830.892 | 10000 | 800.117 | 10000 | 10000 | 10000 | 770.659 | 10000 | 4441.72 | 10000 | Competitive | Non-Competitive | 0 | FALSE | FALSE | 0 | Non-Competitive | 0.8985 | Non-Competitive
SWOVODE8 6860__A TO_FROM | SWOVODE8 | 6860__A | 40 | 5 | 5 | HOLTSS_9 | ECTRSHLT_9 | TO_FROM | 73521.13 | 74295.85 | -50.6364 | 0 | 1198.654 | 1635.528 | -0.00158 | 0.015567 | -0.09987 | 0.74916 | -37.1136 | -38.6274 | 4188.13 |  |  | 4115.68 | 952.881 | 2951.634 | 943.699 | 6634.499 | 9183.573 | 3521.978 | 974.642 | 3712.16 | 977.068 | Competitive | Competitive | 1 | FALSE | FALSE | 1 | Non-Competitive | 0.8985 | Non-Competitive
SWOVODE8 6865__A FROM_TO | SWOVODE8 | 6865__A | 48 | 5 | 5 | HOLTSS_9 | NTCOWDEN_9 | FROM_TO | 73521.13 | 73532.95 | 30.1913 | 0 | 1241.866 | 1211.259 | -0.00485 | 0.002738 | -0.76965 | 0.060336 | 38.9039 | 36.4911 | 0 |  |  | 2980.868 | 10000 | 797.443 | 10000 | 10000 | 10000 | 768.759 | 10000 | 3833.502 | 10000 | Competitive | Competitive | 1 | FALSE | FALSE | 1 | Non-Competitive | 0.7425 | Non-Competitive
SWOVODE8 6865__A TO_FROM | SWOVODE8 | 6865__A | 48 | 5 | 5 | HOLTSS_9 | NTCOWDEN_9 | TO_FROM | 73521.13 | 74825.3 | -38.3236 | 0 | 1009.057 | 1575.235 | -0.00106 | 0.009283 | -0.06034 | 0.76965 | -30.6857 | -30.6319 | 4188.13 |  |  | 4109.262 | 948.989 | 3033.133 | 934.357 | 6614.749 | 4852.668 | 3551.78 | 960.521 | 3703.147 | 966.743 | Competitive | Competitive | 1 | FALSE | FALSE | 1 | Non-Competitive | 0.7425 | Non-Competitive
SWRDYN8 358T544_1 FROM_TO | SWRDYN8 | 358T544_1 | 38 | 4 | 4 | L_ALTAIR9_1Y | L_STAFHI9_1Y | FROM_TO | 73521.13 | 73508.6 | -100.417 | 0 | 1447.51 | 866.416 | -0.0159 | 0.037119 | -0.39668 | 0.42793 | 42.2145 | -49.5783 | 0 | 8075.444 |  | 4345.051 | 6465.207 | 1046.099 | 1311.314 | 7696.8 | 6556.456 | 3573.585 | 2459.902 | 6107.498 | 6810.136 | Competitive | Non-Competitive | 0 | TRUE | FALSE | 1 | Non-Competitive | 0.719 | Non-Competitive
SWRDYN8 358T544_1 TO_FROM | SWRDYN8 | 358T544_1 | 38 | 4 | 4 | L_ALTAIR9_1Y | L_STAFHI9_1Y | TO_FROM | 73521.13 | 73313.6 | -14.5953 | 0 | 866.416 | 1447.51 | -0.03712 | 0.015896 | -0.42793 | 0.39668 | 126.4111 | 0.3849 | 0 |  | 8075.444 | 6465.207 | 4345.051 | 1075.975 | 1220.914 | 6556.456 | 7696.8 | 2092.264 | 3818.982 | 6810.136 | 6107.498 | Competitive | Non-Competitive | 0 | TRUE | FALSE | 1 | Non-Competitive | 0.719 | Non-Competitive
SWRDYN8 BLESSI_LAN_CT1_1 FROM_TO | SWRDYN8 | BLESSI_LAN_CT1_1 | 161 | 4 | 4 | BLESSING4A | LAN_CTY4A | FROM_TO | 73521.13 | 73512.46 | -59.2496 | 0 | 1535.381 | 5122.804 | -0.31814 | 0.027545 | -0.31942 | 0.098134 | 163.7697 | -42.1268 | 0 | 10000 | 5938.369 | 1974.722 | 8098.344 | 918.901 | 3863.397 | 6870.022 | 8098.344 | 1403.146 | 7644.361 | 2173.995 | 7765.658 | Non-Competitive | Non-Competitive | 0 | TRUE | FALSE | 1 | Non-Competitive | 0.711 | Non-Competitive
SWRDYN8 BLESSI_LAN_CT1_1 TO_FROM | SWRDYN8 | BLESSI_LAN_CT1_1 | 161 | 4 | 4 | BLESSING4A | LAN_CTY4A | TO_FROM | 73521.13 | 72488.14 | -147.075 | 0 | 5122.825 | 1535.381 | -0.02755 | 0.31814 | -0.09813 | 0.31942 | 235.2761 | -93.6279 | 0 | 5938.369 | 10000 | 8098.344 | 2449.038 | 3863.397 | 1108.496 | 8098.344 | 6870.022 | 7644.361 | 1752.439 | 7765.658 | 2660.164 | Non-Competitive | Non-Competitive | 0 | TRUE | FALSE | 1 | Non-Competitive | 0.711 | Non-Competitive
SWRDYN8 LC_NEW60_A FROM_TO | SWRDYN8 | LC_NEW60_A | 336 | 4 | 4 | NEWGLF608000 | S_LANE__138A | FROM_TO | 73521.13 | 73150.64 | -472.321 | 0 | 2763.648 | 1292.713 | -0.33353 | 0.54874 | -0.33353 | 0.59499 | 384.6327 | -15.0203 | 0 | 3355.311 | 3838.133 | 10000 | 10000 | 1985.421 | 1890.965 | 10000 | 10000 | 4003.192 | 7983.537 | 4723.742 | 8470.032 | Non-Competitive | Non-Competitive | 0 | TRUE | FALSE | 1 | Non-Competitive | 0.7185 | Non-Competitive
SWRDYN8 LC_NEW60_A TO_FROM | SWRDYN8 | LC_NEW60_A | 336 | 4 | 4 | NEWGLF608000 | S_LANE__138A | TO_FROM | 73521.13 | 73235.81 | -254.599 | 0 | 1309.944 | 2444.636 | -0.54874 | 0.33353 | -0.59499 | 0.33353 | 497.7631 | -369.48 | 0 | 3051.076 | 3355.311 | 10000 | 10000 | 1528.253 | 1989.492 | 10000 | 10000 | 7708.68 | 4003.257 | 8214.676 | 4723.742 | Non-Competitive | Non-Competitive | 0 | TRUE | FALSE | 1 | Non-Competitive | 0.7185 | Non-Competitive
SWRDYN8 NEWTGF04_A FROM_TO | SWRDYN8 | NEWTGF04_A | 382 | 4 | 4 | NEWGLF048015 | TXGLF___138A | FROM_TO | 73521.13 | 73444.91 | -504.057 | 0 | 2502.879 | 1297.677 | -0.45119 | 0.14903 | -0.45119 | 0.50256 | 338.4168 | -47.7252 | 0 | 4684.625 | 3348.151 | 8797.554 | 7256.049 | 2273.83 | 1795.72 | 10000 | 7256.049 | 4433.003 | 5642.127 | 6384.211 | 5908.262 | Non-Competitive | Competitive | 1 | TRUE | FALSE | 1 | Non-Competitive | 0.742 | Non-Competitive
SWRDYN8 NEWTGF04_A TO_FROM | SWRDYN8 | NEWTGF04_A | 382 | 4 | 4 | NEWGLF048015 | TXGLF___138A | TO_FROM | 73521.13 | 73211.7 | -214.857 | 0 | 1280.388 | 2502.879 | -0.14903 | 0.45119 | -0.50256 | 0.45119 | 530.4779 | -311.405 | 0 | 2724.899 | 4684.625 | 7256.049 | 8797.554 | 1472.211 | 2279.471 | 7256.049 | 10000 | 5485.537 | 4433.203 | 5765.173 | 6384.211 | Non-Competitive | Non-Competitive | 0 | TRUE | FALSE | 1 | Non-Competitive | 0.742 | Non-Competitive
SWRDYN8 PG_WC_04_A FROM_TO | SWRDYN8 | PG_WC_04_A | 277 | 4 | 4 | PLEDGR__8000 | W_COL___8010 | FROM_TO | 73521.13 | 71669.19 | -222.033 | 0 | 3979.625 | 2829.656 | -0.14913 | 0.45109 | -0.14913 | 0.57707 | 523.3072 | -318.6 | 0 | 2729.733 | 4684.667 | 7255.908 | 8796.731 | 1483.695 | 2256.633 | 7255.908 | 10000 | 5493.345 | 4411.662 | 5768.452 | 6377.285 | Non-Competitive | Non-Competitive | 0 | TRUE | FALSE | 1 | Non-Competitive | 0.758 | Non-Competitive
SWRDYN8 PG_WC_04_A TO_FROM | SWRDYN8 | PG_WC_04_A | 277 | 4 | 4 | PLEDGR__8000 | W_COL___8010 | TO_FROM | 73521.13 | 73267.15 | -399.145 | 0 | 2623.086 | 3979.642 | -0.45109 | 0.14913 | -0.57707 | 0.14913 | 345.6305 | -40.5511 | 0 | 4684.667 | 3352.477 | 8796.731 | 7255.908 | 2250.358 | 1806.426 | 10000 | 7255.908 | 4411.409 | 5648.653 | 6377.285 | 5910.694 | Non-Competitive | Non-Competitive | 0 | TRUE | FALSE | 1 | Non-Competitive | 0.758 | Non-Competitive
SW_BBAT8 2585_1 FROM_TO | SW_BBAT8 | 2585_1 | 122 | 1 | 1 | MOORESUB8 | DOWNIESUB8 | FROM_TO | 73521.13 | 73433.37 | -106.217 | 0 | 1477.11 | 1014.67 | -0.16922 | 0.055191 | -0.41729 | 0.11542 | 156.3073 | -0.26811 | 0 | 10000 | 10000 | 10000 | 10000 | 1220.861 | 1532.847 | 10000 | 10000 | 3089.876 | 5740.51 | 10000 | 10000 | Competitive | Non-Competitive | 0 | TRUE | FALSE | 1 | Non-Competitive | 0.7265 | Non-Competitive
SW_BBAT8 2585_1 TO_FROM | SW_BBAT8 | 2585_1 | 122 | 1 | 1 | MOORESUB8 | DOWNIESUB8 | TO_FROM | 73521.13 | 72972.08 | -155.233 | 0 | 1014.67 | 1523.192 | -0.05519 | 0.16922 | -0.11542 | 0.41729 | 182.4311 | -113.752 | 0 | 1868.813 | 10000 | 6011.29 | 10000 | 799.58 | 1359.53 | 6011.29 | 10000 | 1776.521 | 3310.855 | 2781.133 | 10000 | Competitive | Non-Competitive | 0 | TRUE | FALSE | 1 | Non-Competitive | 0.7265 | Non-Competitive
SW_BUVA8 2585_1 FROM_TO | SW_BUVA8 | 2585_1 | 122 | 1 | 1 | MOORESUB8 | DOWNIESUB8 | FROM_TO | 73521.13 | 73430.39 | -129.859 | 0 | 1475.294 | 1056.583 | -0.19096 | 0.052913 | -0.4942 | 0.10225 | 162.0275 | -14.2957 | 0 | 10000 | 10000 | 10000 | 10000 | 1133.034 | 1587.765 | 10000 | 10000 | 2523.112 | 5606.95 | 10000 | 10000 | Competitive | Non-Competitive | 0 | TRUE | FALSE | 1 | Non-Competitive | 0.7185 | Non-Competitive
SW_BUVA8 2585_1 TO_FROM | SW_BUVA8 | 2585_1 | 122 | 1 | 1 | MOORESUB8 | DOWNIESUB8 | TO_FROM | 73521.13 | 72553.91 | -165.399 | 0 | 1002.984 | 1475.294 | -0.05291 | 0.19096 | -0.10225 | 0.49421 | 215.8131 | -113.045 | 0 | 1925.101 | 10000 | 6673.45 | 10000 | 836.224 | 1272.958 | 6673.45 | 10000 | 1831.302 | 2797.089 | 3006.692 | 10000 | Competitive | Non-Competitive | 0 | TRUE | FALSE | 1 | Non-Competitive | 0.7185 | Non-Competitive
SW_BUVA8 UVALDE_69A1 FROM_TO | SW_BUVA8 | UVALDE_69A1 | 40.7 | 1 | 1 | UVALDE2A | UVALDE4A | FROM_TO | 73521.13 | 73779.95 | -25.5248 | 0 | 1037.246 | 874.671 | -0.05136 | 0.002884 | -0.15255 | 0.60734 | 1.2639 | -10.2911 | 0 |  | 10000 | 3024.901 | 10000 | 1290.168 | 2137.926 | 3132.543 | 10000 | 1785.85 | 9473.65 | 2234.008 | 10000 | Competitive | Competitive | 1 | TRUE | FALSE | 1 | Non-Competitive | 0.7655 | Non-Competitive
SW_BUVA8 UVALDE_69A1 TO_FROM | SW_BUVA8 | UVALDE_69A1 | 40.7 | 1 | 1 | UVALDE2A | UVALDE4A | TO_FROM | 73521.13 | 73541.83 | -1.3784 | 0 | 855.481 | 1037.246 | -0.00288 | 0.051362 | -0.60734 | 0.15255 | 28.1282 | 2.3551 | 0 | 10000 |  | 7608.606 | 4338.734 | 1175.849 | 1533.195 | 10000 | 5000 | 7258.631 | 2734.363 | 8967.338 | 4668.773 | Competitive | Competitive | 1 | TRUE | FALSE | 1 | Non-Competitive | 0.7655 | Non-Competitive
SX3BRA8 E1_M1_1 FROM_TO | SX3BRA8 | E1_M1_1 | 214 | 1 | 1 | FIVE_PTS | WSTSIDE | FROM_TO | 73521.13 | 73736.62 | 86.0437 | 0 | 1149.86 | 844.829 | -0.07302 | 0.14905 | -0.30283 | 0.45764 | 146.8149 | 9.5045 | 0 | 10000 | 8673.75 | 10000 | 10000 | 8215.043 | 6157.92 | 10000 | 10000 | 9982.324 | 9144.164 | 10000 | 9358.003 | Competitive | Competitive | 1 | TRUE | FALSE | 1 | Non-Competitive | 0.711 | Non-Competitive
SX3BRA8 E1_M1_1 TO_FROM | SX3BRA8 | E1_M1_1 | 214 | 1 | 1 | FIVE_PTS | WSTSIDE | TO_FROM | 73521.13 | 73657.66 | -280.105 | 0 | 855.056 | 1160.27 | -0.14905 | 0.073021 | -0.45764 | 0.30283 | 151.5738 | -35.9874 | 0 | 8673.75 | 10000 | 10000 | 10000 | 4662.292 | 8252.612 | 10000 | 10000 | 8769.518 | 9982.46 | 9358.003 | 10000 | Competitive | Competitive | 1 | TRUE | FALSE | 1 | Non-Competitive | 0.711 | Non-Competitive
SX3CAL8 E1_M1_1 FROM_TO | SX3CAL8 | E1_M1_1 | 214 | 1 | 1 | FIVE_PTS | WSTSIDE | FROM_TO | 73521.13 | 73732.53 | 87.2839 | 0 | 1221.202 | 844.829 | -0.073 | 0.14907 | -0.30281 | 0.45765 | 148.0546 | 10.7458 | 0 | 10000 | 8674.157 | 10000 | 10000 | 8144.242 | 6209.531 | 10000 | 10000 | 9981.838 | 9146.815 | 10000 | 9358.48 | Competitive | Competitive | 1 | TRUE | FALSE | 1 | Non-Competitive | 0.7425 | Non-Competitive
SX3CAL8 E1_M1_1 TO_FROM | SX3CAL8 | E1_M1_1 | 214 | 1 | 1 | FIVE_PTS | WSTSIDE | TO_FROM | 73521.13 | 73660.38 | -148.165 | 0 | 844.83 | 1221.202 | -0.14907 | 0.073004 | -0.45765 | 0.30281 | 150.3331 | -37.2269 | 0 | 8674.157 | 10000 | 10000 | 10000 | 4703.745 | 8182.887 | 10000 | 10000 | 8773.995 | 9981.986 | 9358.48 | 10000 | Competitive | Competitive | 1 | TRUE | FALSE | 1 | Non-Competitive | 0.7425 | Non-Competitive
SYOACUE8 542T542_1 FROM_TO | SYOACUE8 | 542T542_1 | 28 | 1 | 1 | L_CUERHY9_1Y | L_CUERO_9_1Y | FROM_TO | 73521.13 | 73525.4 | -19.8892 | 0 | 1409.589 | 1638.363 | -0.01381 | 0.003774 | -0.34117 | 0.59452 | 26.4676 | -16.0339 | 0 |  |  | 7641.935 | 2591.932 | 1458.959 | 1032.81 | 8405.001 | 3363.267 | 4469.518 | 1614.587 | 8232.935 | 2501.388 | Competitive | Competitive | 1 | FALSE | FALSE | 1 | Non-Competitive | 0.7345 | Non-Competitive
SYOACUE8 542T542_1 TO_FROM | SYOACUE8 | 542T542_1 | 28 | 1 | 1 | L_CUERHY9_1Y | L_CUERO_9_1Y | TO_FROM | 73521.13 | 73526.57 | -17.4756 | 0 | 1610.355 | 1659.126 | -0.00377 | 0.013808 | -0.59452 | 0.34118 | 23.0138 | 1.1115 | 0 |  |  | 2591.932 | 7728.692 | 863.926 | 1821.199 | 3363.267 | 8405.001 | 1456.27 | 5129.052 | 2501.388 | 8283.268 | Competitive | Competitive | 1 | FALSE | FALSE | 1 | Non-Competitive | 0.7345 | Non-Competitive
SZEPCMN8 DOW_RISN_1 FROM_TO | SZEPCMN8 | DOW_RISN_1 | 31 | 2 | 2 | DOWNING | RISINGSTAR | FROM_TO | 73521.13 | 73502.85 | -17.352 | 0 | 1674.96 | 1444.809 | -0.00852 | 0.00967 | -0.5351 | 0.14765 | 36.9168 | 14.3547 | 0 |  |  | 5000.152 | 10000 | 1719.844 | 1411.493 | 8060.34 | 10000 | 2380.373 | 4164.035 | 5685.192 | 10000 | Competitive | Non-Competitive | 0 | FALSE | FALSE | 1 | Non-Competitive | 0.7185 | Non-Competitive
SZEPCMN8 DOW_RISN_1 TO_FROM | SZEPCMN8 | DOW_RISN_1 | 31 | 2 | 2 | DOWNING | RISINGSTAR | TO_FROM | 73521.13 | 73625.12 | -25.991 | 0 | 1444.809 | 1674.96 | -0.00665 | 0.008516 | -0.14765 | 0.5351 | 15.185 | -25.5062 | 0 |  |  | 10000 | 7610.276 | 1058.836 | 1896.923 | 10000 | 10000 | 3193.159 | 2830.852 | 10000 | 8279.71 | Competitive | Competitive | 1 | FALSE | FALSE | 1 | Non-Competitive | 0.7185 | Non-Competitive
SZORMAR5 419T419_1 FROM_TO | SZORMAR5 | 419T419_1 | 1135 | 1 | 1 | L_MARION5_1Y | L_CLEASP5_1Y | FROM_TO | 73521.13 | 74170.91 | -3540.48 | 0 | 1315.006 | 1265.474 | -0.38031 | 0.45304 | -0.38031 | 0.45304 | 861.0474 | 464.7567 | 2647.03 | 1971.772 | 1344.108 | 2476.242 | 2053.051 | 1881.689 | 1344.066 | 2650.333 | 5046.679 | 2625.373 | 1352.933 | 2631.053 | 1352.933 | Competitive | Competitive | 1 | TRUE | FALSE | 1 | Non-Competitive | 0.711 | Non-Competitive
SZORMAR5 419T419_1 TO_FROM | SZORMAR5 | 419T419_1 | 1135 | 1 | 1 | L_MARION5_1Y | L_CLEASP5_1Y | TO_FROM | 73521.13 | 63507.35 | -488.106 | 0 | 1265.474 | 1297.332 | -0.45304 | 0.38031 | -0.45304 | 0.38031 | 5483.302 | 1531.801 | 0 | 1113.645 | 2319.34 | 2053.051 | 2816.578 | 1113.615 | 2197.814 | 5046.679 | 3028.792 | 1173.742 | 2960.619 | 1173.742 | 2967.719 | Competitive | Non-Competitive | 0 | TRUE | FALSE | 0 | Non-Competitive | 0.711 | Non-Competitive
UCOLCOL1 BLESSI_LOLITA1_1 FROM_TO | UCOLCOL1 | BLESSI_LOLITA1_1 | 211 | 0 | 0 | BLESSING4A | LOLITA4A | FROM_TO | 73521.13 | 72100.48 | -42.5034 | 0 | 2224.971 | 916.443 | -0.30529 | 0.048276 | -0.41939 | 0.13192 | 809.3949 | 169.2623 | 0 | 1926.468 | 1671.008 | 2171.492 | 5281.435 | 1299.975 | 1329.269 | 1696.097 | 6356.609 | 1594.944 | 4426.671 | 1903.534 | 4614.828 | Competitive | Non-Competitive | 0 | TRUE | FALSE | 1 | Non-Competitive | 0.7265 | Non-Competitive
UCOLCOL1 BLESSI_LOLITA1_1 TO_FROM | UCOLCOL1 | BLESSI_LOLITA1_1 | 211 | 0 | 0 | BLESSING4A | LOLITA4A | TO_FROM | 73521.13 | 74778.66 | -618.101 | 0 | 916.444 | 2224.971 | -0.04828 | 0.30529 | -0.13192 | 0.41939 | -70.1893 | -113.795 | 1021.23 | 1203.278 | 2242.666 | 5281.435 | 2338.486 | 1078.991 | 1442.344 | 6356.609 | 2034.709 | 3966.429 | 1731.006 | 4134.048 | 2060.736 | Competitive | Competitive | 1 | TRUE | FALSE | 1 | Non-Competitive | 0.7265 | Non-Competitive
UDO8DOW1 DOW69_1 FROM_TO | UDO8DOW1 | DOW69_1 | 129 | 0 | 0 | DOWGEN_2_8 | DOWGEN_3_8 | FROM_TO | 73521.13 | -24521.6 | -165.081 | 0 | 10000 | 788.51 | -0.00224 | 0.99775 | -0.00224 | 0.99775 | 184.2163 | 197.6886 | 5931.83 | 10000 |  | 10000 | 920.177 | 10000 | 920.177 | 10000 | 920.177 | 10000 | 920.177 | 10000 | 920.177 | Non-Competitive | Non-Competitive | 0 | TRUE | FALSE | 0 | Non-Competitive | 0.8985 | Non-Competitive
UDO8DOW1 DOW69_1 TO_FROM | UDO8DOW1 | DOW69_1 | 129 | 0 | 0 | DOWGEN_2_8 | DOWGEN_3_8 | TO_FROM | 73521.13 | 73484.48 | 165.2304 | 0 | 788.51 | 10000 | -0.99776 | 0.002245 | -0.99776 | 0.002245 | 165.5671 | 165.4421 | 0 |  | 10000 | 788.51 | 10000 | 788.51 | 10000 | 788.51 | 10000 | 788.51 | 10000 | 788.51 | 10000 | Non-Competitive | Non-Competitive | 0 | TRUE | FALSE | 0 | Non-Competitive | 0.8985 | Non-Competitive
UFO1FOR1 VICTOR_V_DUPS1_1 FROM_TO | UFO1FOR1 | VICTOR_V_DUPS1_1 | 206 | 0 | 0 | V_DUPSW4A | VICTORIA4A | FROM_TO | 73521.13 | 78171.01 | -278.662 | 0 | 3314.943 | 2179.742 | -0.02713 | 0.39307 | -0.05176 | 0.39307 | -24.481 | -205.166 | 0 | 3252.55 | 10000 | 3252.55 | 9588.702 | 2446.302 | 1056.33 | 7110.263 | 10000 | 3493.563 | 2145.007 | 3548.463 | 9798.52 | Competitive | Competitive | 1 | TRUE | FALSE | 1 | Non-Competitive | 0.8045 | Non-Competitive
UFO1FOR1 VICTOR_V_DUPS1_1 TO_FROM | UFO1FOR1 | VICTOR_V_DUPS1_1 | 206 | 0 | 0 | V_DUPSW4A | VICTORIA4A | TO_FROM | 73521.13 | 73355.39 | 83.5651 | 0 | 2179.742 | 3314.94 | -0.39307 | 0.027132 | -0.39307 | 0.051757 | 271.2916 | 69.5982 | 0 | 10000 | 3252.55 | 9588.702 | 3252.55 | 885.111 | 2601.332 | 10000 | 7110.263 | 1775.843 | 3502.918 | 9798.52 | 3548.463 | Non-Competitive | Non-Competitive | 0 | TRUE | FALSE | 1 | Non-Competitive | 0.8045 | Non-Competitive
XAND89 6596__F FROM_TO | XAND89 | 6596__F | 60 | 2 | 2 | HOLTSS_9 | EMMATAP_9 | FROM_TO | 73521.13 | 73541.51 | 39.3218 | 0 | 0 | 783.721 | 0 | 0.000535 | -0.99947 | 0.000535 | 39.6318 | 39.6423 | 0 |  |  | 783.721 |  | 783.721 |  | 783.721 |  | 783.721 |  | 783.721 | 0 | Competitive | Competitive | 1 | FALSE | TRUE | 1 | Non-Competitive | 0.7185 | Non-Competitive
XAND89 6596__F TO_FROM | XAND89 | 6596__F | 60 | 2 | 2 | HOLTSS_9 | EMMATAP_9 | TO_FROM | 73521.13 | 92690.8 | -39.3218 | 0 | 0 | 783.721 | -0.00053 | 0 | -0.00053 | 0.99947 | -39.3536 | -36.1439 | 5931.83 |  |  |  | 913.719 |  | 913.719 |  | 913.719 |  | 913.719 | 0 | 913.719 | Competitive | Competitive | 1 | FALSE | TRUE | 1 | Non-Competitive | 0.7185 | Non-Competitive
XARA89 ROCKPORT_69A1 FROM_TO | XARA89 | ROCKPORT_69A1 | 102 | 1 | 1 | ROCKPORT2A | ROCKPORT4A | FROM_TO | 73521.13 | 74568.07 | -83.4927 | 0 | 1318.398 | 1980.813 | -0.01768 | 0.011483 | -0.15162 | 0.56662 | -58.4381 | -74.1049 | 0 |  |  | 10000 | 5644.313 | 4554.606 | 813.42 | 10000 | 5644.313 | 7375.221 | 3021.04 | 10000 | 5644.313 | Competitive | Competitive | 1 | FALSE | FALSE | 1 | Non-Competitive | 0.75 | Non-Competitive
XARA89 ROCKPORT_69A1 TO_FROM | XARA89 | ROCKPORT_69A1 | 102 | 1 | 1 | ROCKPORT2A | ROCKPORT4A | TO_FROM | 73521.13 | 73550.61 | 56.397 | 0 | 1980.813 | 1362.505 | -0.01148 | 0.017684 | -0.56662 | 0.15162 | 85.2963 | 61.2414 | 0 |  |  | 3574.604 | 10000 | 696.253 | 5032.185 | 5644.313 | 10000 | 2395.813 | 7412.274 | 4377.636 | 10000 | Competitive | Competitive | 1 | FALSE | FALSE | 1 | Non-Competitive | 0.75 | Non-Competitive
XASH89 CRYSTA_TURTLC1_1 FROM_TO | XASH89 | CRYSTA_TURTLC1_1 | 38 | 1 | 1 | CRYSTAL2A | TURTLECK2A | FROM_TO | 73521.13 | 92690.8 | -30.0783 | 0 | 783.721 | 0 | -0.00041 | 0 | -0.00041 | 0.99959 | -30.0787 | -27.6255 | 5931.83 |  |  |  | 913.719 |  | 913.719 |  | 913.719 |  | 913.719 | 0 | 913.719 | Competitive | Competitive | 1 | FALSE | TRUE | 1 | Non-Competitive | 0.711 | Non-Competitive
XASH89 CRYSTA_TURTLC1_1 TO_FROM | XASH89 | CRYSTA_TURTLC1_1 | 38 | 1 | 1 | CRYSTAL2A | TURTLECK2A | TO_FROM | 73521.13 | 73528.84 | 30.0544 | 0 | 0 | 783.721 | 0 | 0.000409 | -0.99959 | 0.000409 | 30.2913 | 30.2994 | 0 |  |  | 783.721 |  | 783.721 |  | 783.721 |  | 783.721 |  | 783.721 | 0 | Competitive | Competitive | 1 | FALSE | TRUE | 1 | Non-Competitive | 0.711 | Non-Competitive
XATK89 NAL_BRIR_1 FROM_TO | XATK89 | NAL_BRIR_1 | 45 | 1 | 1 | BRYN_NALL | BRYN_BRCREST | FROM_TO | 73521.13 | 73515.23 | 33.7441 | 0 | 3035.155 | 747.631 | -0.32703 | 0.000932 | -0.68035 | 0.18378 | 49.0162 | 44.6048 | 0 |  | 10000 | 801.139 | 10000 | 801.139 | 9862.692 | 789.579 | 10000 | 838.935 | 9998.585 | 838.935 | 10000 | Non-Competitive | Non-Competitive | 0 | TRUE | FALSE | 1 | Non-Competitive | 0.6955 | Non-Competitive
XATK89 NAL_BRIR_1 TO_FROM | XATK89 | NAL_BRIR_1 | 45 | 1 | 1 | BRYN_NALL | BRYN_BRCREST | TO_FROM | 73521.13 | 73944.56 | -47.9397 | 0 | 790.592 | 3035.155 | -0.00093 | 0.32703 | -0.18378 | 0.68035 | -34.3081 | -32.0053 | 3419.83 | 10000 |  | 10000 | 931.837 | 9862.692 | 931.837 | 10000 | 918.519 | 9998.585 | 973.005 | 10000 | 973.005 | Competitive | Competitive | 1 | TRUE | FALSE | 1 | Non-Competitive | 0.6955 | Non-Competitive
XAU2S58 AUSTRO_AT2H FROM_TO | XAU2S58 | AUSTRO_AT2H | 480 | 3 | 3 | L_AUSTRO5_1Y | AUSTRO2_1KV | FROM_TO | 73521.13 | 72717.56 | 346.761 | 0 | 1712.018 | 4828.756 | -0.31952 | 0.031103 | -0.32292 | 0.078919 | 742.0525 | 361.6522 | 0 | 3491.069 | 4857.169 | 1539.041 | 5337.294 | 978.474 | 4857.169 | 3147.432 | 9085.191 | 1100.557 | 4979.467 | 1380.153 | 4979.467 | Non-Competitive | Non-Competitive | 0 | TRUE | FALSE | 1 | Non-Competitive | 0.797 | Non-Competitive
XAU2S58 AUSTRO_AT2H TO_FROM | XAU2S58 | AUSTRO_AT2H | 480 | 3 | 3 | L_AUSTRO5_1Y | AUSTRO2_1KV | TO_FROM | 73521.13 | 82088.97 | -760.898 | 0 | 4828.756 | 1712.018 | -0.0311 | 0.31952 | -0.07892 | 0.32292 | -187.967 | -208.121 | 2533.63 | 4857.169 | 3491.069 | 5337.294 | 1605.682 | 4832.187 | 1064.261 | 9085.191 | 3147.432 | 4979.291 | 1155.669 | 4979.467 | 1427.403 | Competitive | Competitive | 1 | TRUE | FALSE | 1 | Non-Competitive | 0.797 | Non-Competitive
XB2I58 JN_AT3L FROM_TO | XB2I58 | JN_AT3L | 717 | 3 | 3 | JENETA__138A | 49182_STAR | FROM_TO | 73521.13 | 74500.01 | -721.192 | 0 | 1978.08 | 1693.386 | -0.03199 | 0.062497 | -0.90157 | 0.22885 | -189.476 | -450.72 | 3419.83 | 6531.501 | 6230.081 | 6531.501 | 1990.836 | 4049.751 | 968.86 | 9567.51 | 4371.002 | 6764.207 | 1505.241 | 7961.247 | 2662.222 | Competitive | Competitive | 1 | TRUE | FALSE | 1 | Non-Competitive | 0.703 | Non-Competitive
XB2I58 JN_AT3L TO_FROM | XB2I58 | JN_AT3L | 717 | 3 | 3 | JENETA__138A | 49182_STAR | TO_FROM | 73521.13 | 73435.05 | 407.4073 | 0 | 1693.386 | 1978.08 | -0.0625 | 0.031993 | -0.22885 | 0.90157 | 736.7003 | 439.4024 | 0 | 6230.081 | 6531.501 | 1629.747 | 6531.501 | 821.343 | 4049.751 | 3615.292 | 9567.51 | 1243.348 | 6764.207 | 2217.629 | 7961.247 | Competitive | Non-Competitive | 0 | TRUE | FALSE | 1 | Non-Competitive | 0.703 | Non-Competitive
XBA2N89 BANDER_5AT2 FROM_TO | XBA2N89 | BANDER_5AT2 | 44 | 1 | 1 | L_BANDER9_1Y | L_BANDER8_1Y | FROM_TO | 73521.13 | 73471.24 | -64.149 | 0 | 933.968 | 1909.506 | -0.00339 | 0.026421 | -0.02841 | 0.84214 | 43.7893 | -34.9423 | 0 | 6015.772 |  | 1930.733 | 2326.766 | 763.384 | 1320.099 | 2783.099 | 3039.875 | 1108.845 | 1980.88 | 1881.56 | 2895.047 | Competitive | Competitive | 1 | TRUE | FALSE | 1 | Non-Competitive | 0.719 | Non-Competitive
XBA2N89 BANDER_5AT2 TO_FROM | XBA2N89 | BANDER_5AT2 | 44 | 1 | 1 | L_BANDER9_1Y | L_BANDER8_1Y | TO_FROM | 73521.13 | 73499.17 | -21.9605 | 0 | 1909.506 | 933.971 | -0.02642 | 0.005966 | -0.84214 | 0.028412 | 62.7634 | 15.5694 | 0 |  | 10000 | 3183.715 | 10000 | 1160.772 | 1568.691 | 3966.004 | 10000 | 1700.913 | 3631.306 | 3050.538 | 10000 | Competitive | Non-Competitive | 0 | TRUE | FALSE | 1 | Non-Competitive | 0.719 | Non-Competitive
XBA3T89 2585_1 FROM_TO | XBA3T89 | 2585_1 | 122 | 1 | 1 | MOORESUB8 | DOWNIESUB8 | FROM_TO | 73521.13 | 73482.51 | -84.3192 | 0 | 1524.596 | 980.569 | -0.14153 | 0.040627 | -0.38357 | 0.11121 | 134.9127 | 3.758 | 0 | 10000 | 10000 | 10000 | 10000 | 1261.699 | 1533.778 | 10000 | 10000 | 2711.069 | 5768.761 | 10000 | 10000 | Competitive | Non-Competitive | 0 | TRUE | FALSE | 1 | Non-Competitive | 0.75 | Non-Competitive
XBA3T89 2585_1 TO_FROM | XBA3T89 | 2585_1 | 122 | 1 | 1 | MOORESUB8 | DOWNIESUB8 | TO_FROM | 73521.13 | 73268.53 | -132.585 | 0 | 1020.387 | 1605.493 | -0.04063 | 0.14153 | -0.11121 | 0.38357 | 148.2823 | -101.498 | 0 | 1876.59 | 10000 | 6099.151 | 10000 | 796.333 | 1403.327 | 6099.151 | 10000 | 1790.027 | 2915.068 | 2809.737 | 10000 | Competitive | Non-Competitive | 0 | TRUE | FALSE | 1 | Non-Competitive | 0.75 | Non-Competitive
XBA3T89 ASHERTON_69A1 FROM_TO | XBA3T89 | ASHERTON_69A1 | 40.7 | 1 | 1 | ASHERTON2A | ASHERTON4A | FROM_TO | 73521.13 | 74456.68 | -30.7434 | 0 | 838.946 | 1273.558 | -0.00942 | 0.000798 | -0.05867 | 0.75257 | -16.2189 | -25.6669 | 0 |  |  | 4275.983 | 4258.957 | 3635.06 | 781.037 | 3616.532 | 4258.957 | 3230.834 | 1872.023 | 3744.606 | 4571.651 | Competitive | Competitive | 1 | FALSE | FALSE | 1 | Non-Competitive | 0.719 | Non-Competitive
XBA3T89 ASHERTON_69A1 TO_FROM | XBA3T89 | ASHERTON_69A1 | 40.7 | 1 | 1 | ASHERTON2A | ASHERTON4A | TO_FROM | 73521.13 | 73533.26 | 15.4219 | 0 | 1312.197 | 857.757 | -0.00068 | 0.030785 | -0.75257 | 0.058673 | 31.574 | 18.0844 | 0 | 10000 |  | 10000 | 6690.163 | 649.694 | 7849.929 | 10000 | 5411.45 | 3281.803 | 6849.391 | 10000 | 5775.794 | Competitive | Competitive | 1 | TRUE | FALSE | 1 | Non-Competitive | 0.719 | Non-Competitive
XBA3T89 UVALDE_69A1 FROM_TO | XBA3T89 | UVALDE_69A1 | 40.7 | 1 | 1 | UVALDE2A | UVALDE4A | FROM_TO | 73521.13 | 73837.52 | -27.274 | 0 | 1054.994 | 1536.285 | -0.03035 | 0.005054 | -0.09123 | 0.65725 | 11.9037 | -14.4049 | 0 |  | 10000 | 10000 | 10000 | 973.127 | 1488.538 | 10000 | 10000 | 1418.582 | 8060.544 | 10000 | 10000 | Competitive | Competitive | 1 | TRUE | FALSE | 1 | Non-Competitive | 0.703 | Non-Competitive
XBA3T89 UVALDE_69A1 TO_FROM | XBA3T89 | UVALDE_69A1 | 40.7 | 1 | 1 | UVALDE2A | UVALDE4A | TO_FROM | 73521.13 | 73541.35 | -3.7489 | 0 | 1598.507 | 767.121 | -0.0009 | 0.030348 | -0.65725 | 0.091231 | 27.2155 | 25.2187 | 3533.23 | 10000 |  | 8574.383 | 1922.225 | 1257.624 | 1635.69 | 8337.957 | 2129.214 | 6806.65 | 1652.931 | 8721.15 | 1890.997 | Competitive | Competitive | 1 | TRUE | FALSE | 1 | Non-Competitive | 0.703 | Non-Competitive
XBAL89 ABCG_ABSO1_1 FROM_TO | XBAL89 | ABCG_ABSO1_1 | 94 | 1 | 1 | ABSO2A | ABCG2A | FROM_TO | 73521.13 | 73569.4 | 11.4758 | 0 | 806.029 | 1377.541 | -0.00243 | 0.011675 | -0.91069 | 0.043471 | 50.0596 | 23.6915 | 0 |  |  | 2639.91 | 6329.049 | 1116.883 | 1873.249 | 3020.826 | 10000 | 1708.791 | 3228.755 | 3331.559 | 5095.051 | Competitive | Competitive | 1 | FALSE | FALSE | 1 | Non-Competitive | 0.758 | Non-Competitive
XBAL89 ABCG_ABSO1_1 TO_FROM | XBAL89 | ABCG_ABSO1_1 | 94 | 1 | 1 | ABSO2A | ABCG2A | TO_FROM | 73521.13 | 76001.26 | -39.9457 | 0 | 1377.54 | 929.201 | -0.00291 | 0.008355 | -0.04347 | 0.91069 | -12.4483 | -17.4823 | 966.83 |  |  | 8442.72 | 1796.692 | 1138.736 | 1512.253 | 10000 | 4626.433 | 4746.93 | 1907.983 | 9232.661 | 2080.014 | Competitive | Competitive | 1 | FALSE | FALSE | 1 | Non-Competitive | 0.758 | Non-Competitive
XBAR89 ALMC_69T1 FROM_TO | XBAR89 | ALMC_69T1 | 33.3 | 1 | 1 | ALMC2A | ALMC4A | FROM_TO | 73521.13 | 73816.67 | -19.868 | 0 | 1632.466 | 1230.606 | -0.00412 | 0.006826 | -0.13179 | 0.34512 | -6.2714 | -6.4528 | 4250.63 |  |  | 3356.328 | 10000 | 3115.306 | 1252.588 | 3356.328 | 10000 | 3376.259 | 4806.334 | 3419.569 | 10000 | Competitive | Competitive | 1 | FALSE | FALSE | 1 | Non-Competitive | 0.7345 | Non-Competitive
XBAR89 ALMC_69T1 TO_FROM | XBAR89 | ALMC_69T1 | 33.3 | 1 | 1 | ALMC2A | ALMC4A | TO_FROM | 73521.13 | 73551.12 | 6.3817 | 0 | 1240.349 | 1563.861 | -0.00159 | 0.004125 | -0.34512 | 0.13179 | 22.9491 | 14.8657 | 0 |  |  | 4641.18 | 10000 | 963.17 | 9891.566 | 4641.18 | 10000 | 2724.953 | 9999.608 | 4826.044 | 10000 | Competitive | Competitive | 1 | FALSE | FALSE | 1 | Non-Competitive | 0.7345 | Non-Competitive
XBE2L89 GLIDDE_3AT1 FROM_TO | XBE2L89 | GLIDDE_3AT1 | 49 | 1 | 1 | L_GLIDDE9_1Y | L_GLIDDE8_1Y | FROM_TO | 73521.13 | 75524.32 | -81.2013 | 0 | 1390.131 | 1054.63 | -0.00708 | 0.013438 | -0.03606 | 0.75117 | -20.8384 | -51.46 | 0 |  |  | 2467.056 | 5127.286 | 783.332 | 1255.633 | 10000 | 6541.325 | 977.374 | 1792.433 | 2154.711 | 5604.053 | Competitive | Competitive | 1 | FALSE | FALSE | 1 | Non-Competitive | 0.7265 | Non-Competitive
XBE2L89 GLIDDE_3AT1 TO_FROM | XBE2L89 | GLIDDE_3AT1 | 49 | 1 | 1 | L_GLIDDE9_1Y | L_GLIDDE8_1Y | TO_FROM | 73521.13 | 73476.49 | 31.9795 | 0 | 1054.63 | 1356.563 | -0.01344 | 0.007079 | -0.75117 | 0.036057 | 82.5356 | 30.2661 | 0 |  |  | 5127.286 | 2467.056 | 1035.578 | 951.214 | 6541.325 | 10000 | 1489.873 | 1120.461 | 5604.053 | 2154.711 | Competitive | Non-Competitive | 0 | FALSE | FALSE | 1 | Non-Competitive | 0.7265 | Non-Competitive
XBL2U58 NICOLE_OAKC1_1 FROM_TO | XBL2U58 | NICOLE_OAKC1_1 | 275 | 3 | 3 | OAKC4A | NICOLE4A | FROM_TO | 73521.13 | 74545.39 | -185.885 | 0 | 1300.474 | 832.988 | -0.00561 | 0.053655 | -0.31596 | 0.64318 | -48.9478 | -81.8697 | 0 | 7062.515 |  | 4248.929 | 3217.994 | 1715.629 | 865.176 | 10000 | 3503.776 | 3253.215 | 977.352 | 6105.131 | 3300.534 | Competitive | Competitive | 1 | TRUE | FALSE | 1 | Non-Competitive | 0.7035 | Non-Competitive
XBL2U58 NICOLE_OAKC1_1 TO_FROM | XBL2U58 | NICOLE_OAKC1_1 | 275 | 3 | 3 | OAKC4A | NICOLE4A | TO_FROM | 73521.13 | 73654.52 | 56.6963 | 0 | 832.988 | 1488.024 | -0.02291 | 0.31596 | -0.64318 | 0.31596 | 188.9039 | 66.8831 | 0 | 5827.811 | 10000 | 10000 | 10000 | 1123.017 | 3325.237 | 10000 | 10000 | 7987.483 | 3956.755 | 8298.888 | 10000 | Competitive | Competitive | 1 | TRUE | FALSE | 1 | Non-Competitive | 0.7035 | Non-Competitive
XBL2U58 NICOLE_ORNT1_1 FROM_TO | XBL2U58 | NICOLE_ORNT1_1 | 135 | 3 | 3 | NICOLE4A | ORNT4A | FROM_TO | 73521.13 | 73560.32 | -67.5519 | 0 | 1227.007 | 1361.857 | -0.01604 | 0.18566 | -0.29958 | 0.18566 | 121.8864 | -6.8635 | 0 | 4635.147 |  | 10000 | 10000 | 1357.569 | 1105.499 | 10000 | 10000 | 7102.323 | 1523.413 | 7769.422 | 10000 | Competitive | Competitive | 1 | TRUE | FALSE | 1 | Non-Competitive | 0.719 | Non-Competitive
XBL2U58 NICOLE_ORNT1_1 TO_FROM | XBL2U58 | NICOLE_ORNT1_1 | 135 | 3 | 3 | NICOLE4A | ORNT4A | TO_FROM | 73521.13 | 73897.15 | -90.1272 | 0 | 1308.278 | 1227.007 | -0.00743 | 0.054117 | -0.18566 | 0.29958 | 66.1702 | 44.949 | 0 | 10000 |  | 10000 | 2550.467 | 1079.101 | 1936.837 | 10000 | 2229.73 | 3424.922 | 1912.393 | 10000 | 2308.696 | Competitive | Competitive | 1 | TRUE | FALSE | 1 | Non-Competitive | 0.719 | Non-Competitive
XCA2G58 CAGNON_MR3H FROM_TO | XCA2G58 | CAGNON_MR3H | 600 | 3 | 3 | CAGNON_5 | CAGSTAR3 | FROM_TO | 73521.13 | 73136.46 | 665.0741 | 0 | 1461.6 | 1297.804 | -0.20833 | 0.052402 | -0.8623 | 0.13923 | 933.9363 | 737.9845 | 0 | 5346.666 | 8946.851 | 5346.666 | 9044.029 | 818.218 | 8900.208 | 5346.666 | 10000 | 1229.25 | 9485.641 | 5487.335 | 9487.679 | Non-Competitive | Non-Competitive | 0 | TRUE | FALSE | 0 | Non-Competitive | 0.6955 | Non-Competitive
XCA2G58 CAGNON_MR3H TO_FROM | XCA2G58 | CAGNON_MR3H | 600 | 3 | 3 | CAGNON_5 | CAGSTAR3 | TO_FROM | 73521.13 | 80279.87 | -805.565 | 0 | 1253.731 | 1461.6 | -0.0524 | 0.20833 | -0.13923 | 0.8623 | -301.454 | -819.489 | 0 | 8893.857 | 10000 | 9044.029 | 10000 | 8824.127 | 931.054 | 10000 | 10000 | 9469.216 | 1415.973 | 9472.311 | 10000 | Competitive | Competitive | 1 | TRUE | FALSE | 1 | Non-Competitive | 0.6955 | Non-Competitive
XCA2G58 CAGNON_MR3L FROM_TO | XCA2G58 | CAGNON_MR3L | 600 | 3 | 3 | CAGNON1_8 | CAGSTAR3 | FROM_TO | 73521.13 | 80279.87 | -805.565 | 0 | 1237.1 | 1471.193 | -0.0524 | 0.20833 | -0.13923 | 0.29785 | -301.454 | -819.489 | 0 | 8893.857 | 10000 | 9044.029 | 10000 | 8824.127 | 931.054 | 10000 | 10000 | 9469.216 | 1415.973 | 9472.311 | 10000 | Competitive | Competitive | 1 | TRUE | FALSE | 1 | Non-Competitive | 0.7345 | Non-Competitive
XCA2G58 CAGNON_MR3L TO_FROM | XCA2G58 | CAGNON_MR3L | 600 | 3 | 3 | CAGNON1_8 | CAGSTAR3 | TO_FROM | 73521.13 | 72427.94 | 665.0741 | 0 | 1471.193 | 1243.07 | -0.20833 | 0.052402 | -0.29785 | 0.13923 | 933.9363 | 737.9845 | 0 | 5346.666 | 8946.851 | 5346.666 | 9044.029 | 818.218 | 8900.208 | 5346.666 | 10000 | 1229.25 | 9485.641 | 5487.335 | 9487.679 | Non-Competitive | Non-Competitive | 0 | TRUE | FALSE | 0 | Non-Competitive | 0.7345 | Non-Competitive
XCAG58 CAGNON_MR4H FROM_TO | XCAG58 | CAGNON_MR4H | 600 | 3 | 3 | CAGNON_5 | CAGSTAR4 | FROM_TO | 73521.13 | 73133.15 | 667.8161 | 0 | 1615.544 | 1256.375 | -0.20974 | 0.052491 | -0.86314 | 0.13946 | 937.1319 | 740.6572 | 0 | 5344.078 | 8951.537 | 5344.078 | 9048.248 | 818.235 | 8905.122 | 5344.078 | 10000 | 1227.027 | 9490.505 | 5481.388 | 9492.521 | Non-Competitive | Non-Competitive | 0 | TRUE | FALSE | 0 | Non-Competitive | 0.766 | Non-Competitive
XCAG58 CAGNON_MR4H TO_FROM | XCAG58 | CAGNON_MR4H | 600 | 3 | 3 | CAGNON_5 | CAGSTAR4 | TO_FROM | 73521.13 | 80269.94 | -859.006 | 0 | 1266.376 | 1615.544 | -0.05249 | 0.20974 | -0.13946 | 0.86314 | -301.384 | -822.307 | 0 | 8898.789 | 10000 | 9048.248 | 10000 | 8829.392 | 931.114 | 10000 | 10000 | 9474.248 | 1412.599 | 9477.31 | 10000 | Competitive | Competitive | 1 | TRUE | FALSE | 1 | Non-Competitive | 0.766 | Non-Competitive
XCAG58 CAGNON_MR4L FROM_TO | XCAG58 | CAGNON_MR4L | 600 | 3 | 3 | CAGNON3_8 | CAGSTAR4 | FROM_TO | 73521.13 | 80269.94 | -859.006 | 0 | 1245.622 | 1614.954 | -0.05249 | 0.20974 | -0.13946 | 0.29912 | -301.384 | -822.307 | 0 | 8898.789 | 10000 | 9048.248 | 10000 | 8829.392 | 931.114 | 10000 | 10000 | 9474.248 | 1412.599 | 9477.31 | 10000 | Competitive | Competitive | 1 | TRUE | FALSE | 1 | Non-Competitive | 0.75 | Non-Competitive
XCAG58 CAGNON_MR4L TO_FROM | XCAG58 | CAGNON_MR4L | 600 | 3 | 3 | CAGNON3_8 | CAGSTAR4 | TO_FROM | 73521.13 | 72421.98 | 667.8161 | 0 | 1614.954 | 1241.414 | -0.20974 | 0.052491 | -0.29912 | 0.13946 | 937.1319 | 740.6572 | 0 | 5344.078 | 8951.537 | 5344.078 | 9048.248 | 818.235 | 8905.122 | 5344.078 | 10000 | 1227.027 | 9490.505 | 5481.388 | 9492.521 | Non-Competitive | Non-Competitive | 0 | TRUE | FALSE | 0 | Non-Competitive | 0.75 | Non-Competitive
XCAG58 M3_G2_1 FROM_TO | XCAG58 | M3_G2_1 | 296 | 3 | 3 | HAMWOLF | MED_CTR | FROM_TO | 73521.13 | 74502.81 | -231.799 | 0 | 820.115 | 1612.947 | -0.00807 | 0.057759 | -0.38082 | 0.50677 | -91.811 | -94.2899 | 1994.53 | 10000 |  | 8979.453 | 999.382 | 7533.931 | 965.611 | 10000 | 1874.878 | 9041.064 | 963.09 | 9444.885 | 980.089 | Competitive | Competitive | 1 | TRUE | FALSE | 1 | Non-Competitive | 0.859 | Non-Competitive
XCAG58 M3_G2_1 TO_FROM | XCAG58 | M3_G2_1 | 296 | 3 | 3 | HAMWOLF | MED_CTR | TO_FROM | 73521.13 | 73570.93 | 165.1893 | 0 | 1657.198 | 831.517 | -0.05776 | 0.008074 | -0.50677 | 0.38082 | 270.7636 | 211.2194 | 0 |  | 10000 | 959.234 | 8979.453 | 867.83 | 8673.396 | 1690.157 | 10000 | 889.831 | 9401.921 | 941.466 | 9444.885 | Competitive | Competitive | 1 | TRUE | FALSE | 1 | Non-Competitive | 0.859 | Non-Competitive
XCDH58 6325__C FROM_TO | XCDH58 | 6325__C | 210 | 5 | 5 | SHRY_B8 | PARKROW2_8 | FROM_TO | 73521.13 | 73211.72 | 109.088 | 0 | 1429.029 | 2444.607 | -0.10345 | 0.035967 | -0.79917 | 0.13834 | 457.2753 | 144.198 | 0 | 10000 | 10000 | 3998.513 | 10000 | 766.612 | 2946.285 | 10000 | 10000 | 1848.958 | 8321.749 | 5482.766 | 10000 | Non-Competitive | Non-Competitive | 0 | TRUE | FALSE | 1 | Non-Competitive | 0.7895 | Non-Competitive
XCDH58 6325__C TO_FROM | XCDH58 | 6325__C | 210 | 5 | 5 | SHRY_B8 | PARKROW2_8 | TO_FROM | 73521.13 | 75312.1 | -449.123 | 0 | 2136.03 | 1283.517 | -0.03597 | 0.10345 | -0.13834 | 0.79917 | -44.1805 | -217.316 | 0 | 10000 | 10000 | 10000 | 3998.513 | 2808.628 | 1032.293 | 10000 | 10000 | 8265.118 | 2614.682 | 10000 | 5482.766 | Competitive | Competitive | 1 | TRUE | FALSE | 1 | Non-Competitive | 0.7895 | Non-Competitive
XCLE58 MARION_4AT2 FROM_TO | XCLE58 | MARION_4AT2 | 478 | 1 | 1 | L_MARION5_1Y | L_MARION8_1Y | FROM_TO | 73521.13 | 73404.04 | 325.4171 | 0 | 10000 | 1305.669 | -0.03983 | 0.037821 | -0.43118 | 0.037821 | 528.7517 | 362.5504 | 0 | 5762.113 | 10000 | 4165.923 | 10000 | 806.837 | 7582.344 | 5762.113 | 10000 | 1449.716 | 9562.731 | 5606.471 | 10000 | Non-Competitive | Non-Competitive | 0 | TRUE | FALSE | 1 | Non-Competitive | 0.789 | Non-Competitive
XCLE58 MARION_4AT2 TO_FROM | XCLE58 | MARION_4AT2 | 478 | 1 | 1 | L_MARION5_1Y | L_MARION8_1Y | TO_FROM | 73521.13 | 92690.8 | -484.184 | 0 | 1265.241 | 10000 | -0.03782 | 0.039833 | -0.03782 | 0.43118 | -295.893 | -459.785 | 0 | 10000 | 5762.113 | 10000 | 4395.219 | 7582.344 | 931.334 | 10000 | 5762.113 | 9562.731 | 1628.652 | 10000 | 5768.607 | Competitive | Competitive | 1 | TRUE | FALSE | 1 | Non-Competitive | 0.789 | Non-Competitive
XCN2R58 1380__B FROM_TO | XCN2R58 | 1380__B | 332 | 3 | 3 | MSQTW1_8 | MSQTWE1_8 | FROM_TO | 73521.13 | 73771.29 | -11.471 | 0 | 2524.116 | 1522.088 | -0.06356 | 0.031906 | -0.32303 | 0.54776 | 249.149 | 128.8949 | 1983.03 | 10000 | 10000 | 3966.061 | 10000 | 1970.038 | 4250.907 | 10000 | 10000 | 4025.253 | 8668.055 | 5117.48 | 10000 | Competitive | Competitive | 1 | TRUE | FALSE | 1 | Non-Competitive | 0.758 | Non-Competitive
XCN2R58 1380__B TO_FROM | XCN2R58 | 1380__B | 332 | 3 | 3 | MSQTW1_8 | MSQTWE1_8 | TO_FROM | 73521.13 | 73986.07 | -183.453 | 0 | 1558.067 | 2529.123 | -0.03191 | 0.063556 | -0.54776 | 0.32303 | 73.6057 | -150.596 | 0 | 10000 | 10000 | 10000 | 3966.061 | 3339.789 | 2084.723 | 10000 | 10000 | 8518.882 | 4191.484 | 10000 | 5117.48 | Competitive | Competitive | 1 | TRUE | FALSE | 1 | Non-Competitive | 0.758 | Non-Competitive
XCO2L58 LOOP_VICTORIA_1 FROM_TO | XCO2L58 | LOOP_VICTORIA_1 | 173 | 3 | 3 | LOOP463SUB8 | VICTORIA4A | FROM_TO | 73521.13 | 73618.04 | -77.0468 | 0 | 10000 | 987.272 | -0.11551 | 0.30563 | -0.12793 | 0.75045 | 160.4642 | 22.3358 | 0 | 10000 | 3451.245 | 10000 | 3451.245 | 872.318 | 2091.614 | 10000 | 4076.917 | 8008.194 | 2836.001 | 10000 | 3212.398 | Competitive | Competitive | 1 | TRUE | FALSE | 1 | Non-Competitive | 0.8125 | Non-Competitive
XCO2L58 LOOP_VICTORIA_1 TO_FROM | XCO2L58 | LOOP_VICTORIA_1 | 173 | 3 | 3 | LOOP463SUB8 | VICTORIA4A | TO_FROM | 73521.13 | 73707.38 | -101.32 | 0 | 996.748 | 10000 | -0.30563 | 0.11551 | -0.75045 | 0.12793 | 24.3633 | -119.141 | 0 | 3451.245 | 10000 | 3451.245 | 10000 | 1643.512 | 1010.224 | 4076.917 | 10000 | 2664.35 | 8209.342 | 3212.398 | 10000 | Competitive | Competitive | 1 | TRUE | FALSE | 1 | Non-Competitive | 0.8125 | Non-Competitive
XDAN89 TAB_DANS_1 FROM_TO | XDAN89 | TAB_DANS_1 | 112 | 1 | 1 | BRYN_TABOR69 | BRYN_DSBY69 | FROM_TO | 73521.13 | 73708.92 | 10.4659 | 0 | 1105.827 | 10000 | -0.5235 | 0.000257 | -0.5235 | 0.032998 | 13.6254 | 11.053 | 0 |  | 10000 | 826.873 | 10000 | 822.797 | 9929.39 | 986.387 | 10000 | 893.266 | 9998.83 | 894.566 | 10000 | Competitive | Competitive | 1 | TRUE | FALSE | 1 | Non-Competitive | 0.7035 | Non-Competitive
XDAN89 TAB_DANS_1 TO_FROM | XDAN89 | TAB_DANS_1 | 112 | 1 | 1 | BRYN_TABOR69 | BRYN_DSBY69 | TO_FROM | 73521.13 | 73964.93 | -13.7468 | 0 | 10000 | 2078.561 | -0.00026 | 0.5235 | -0.033 | 0.5235 | 97.2312 | 98.3468 | 5931.83 | 10000 |  | 10000 | 984.082 | 9929.39 | 978.312 | 10000 | 1235.185 | 9998.83 | 1088.82 | 10000 | 1090.759 | Competitive | Competitive | 1 | TRUE | FALSE | 1 | Non-Competitive | 0.7035 | Non-Competitive
XEV2R58 EVRSW_MR1L FROM_TO | XEV2R58 | EVRSW_MR1L | 349 | 3 | 3 | EVRMAN_B8 | EVRSW1_1 | FROM_TO | 73521.13 | 75527.55 | -380.513 | 0 | 840.116 | 1558.847 | -0.01272 | 0.089754 | -0.23374 | 0.74964 | -118.872 | -283.603 | 0 | 10000 |  | 10000 | 1076.207 | 5856.113 | 1050.3 | 10000 | 3176.184 | 9639.172 | 1076.932 | 10000 | 1091.236 | Competitive | Competitive | 1 | TRUE | FALSE | 1 | Non-Competitive | 0.7185 | Non-Competitive
XEV2R58 EVRSW_MR1L TO_FROM | XEV2R58 | EVRSW_MR1L | 349 | 3 | 3 | EVRMAN_B8 | EVRSW1_1 | TO_FROM | 73521.13 | 73471.36 | 231.3976 | 0 | 1695.631 | 852.336 | -0.08975 | 0.012716 | -0.74964 | 0.23374 | 386.0845 | 291.2055 | 0 |  | 10000 | 990.046 | 10000 | 974.759 | 6526.55 | 3176.184 | 10000 | 998.994 | 9679.765 | 1009.249 | 10000 | Competitive | Non-Competitive | 0 | TRUE | FALSE | 1 | Non-Competitive | 0.7185 | Non-Competitive
XFAY58 AUSTRO_AT1H FROM_TO | XFAY58 | AUSTRO_AT1H | 480 | 1 | 1 | L_AUSTRO5_1Y | AUSTRO1_1KV | FROM_TO | 73521.13 | 73274.71 | 281.1803 | 0 | 2008.374 | 4826.933 | -0.23093 | 0.028432 | -0.32491 | 0.059294 | 561.6818 | 270.288 | 0 | 5362.318 | 4831.63 | 3379.611 | 5270.486 | 941.656 | 4831.63 | 3506.848 | 9082.765 | 1109.428 | 4868.377 | 3384.606 | 4868.377 | Non-Competitive | Non-Competitive | 0 | TRUE | FALSE | 1 | Non-Competitive | 0.781 | Non-Competitive
XFAY58 AUSTRO_AT1H TO_FROM | XFAY58 | AUSTRO_AT1H | 480 | 1 | 1 | L_AUSTRO5_1Y | AUSTRO1_1KV | TO_FROM | 73521.13 | 84612.27 | -583.735 | 0 | 4826.932 | 1559.247 | -0.02843 | 0.23093 | -0.05929 | 0.32491 | -150.196 | -531.131 | 0 | 4831.63 | 5362.318 | 5270.486 | 3379.611 | 4831.63 | 1029.911 | 9082.765 | 3506.848 | 4868.377 | 1165.983 | 4868.377 | 3384.606 | Competitive | Competitive | 1 | TRUE | FALSE | 1 | Non-Competitive | 0.781 | Non-Competitive
XFHL89 6835__A FROM_TO | XFHL89 | 6835__A | 105 | 1 | 1 | HANDLEY_9 | DUVAL1_9 | FROM_TO | 73521.13 | 73525.7 | 72.504 | 0 | 1533.811 | 747.473 | -0.00153 | 0.008835 | -0.59087 | 0.15104 | 102.3016 | 76.1337 | 0 |  |  | 10000 | 10000 | 912.131 | 8536.942 | 10000 | 10000 | 2553.488 | 9739.455 | 10000 | 10000 | Competitive | Competitive | 1 | FALSE | FALSE | 1 | Non-Competitive | 0.7265 | Non-Competitive
XFHL89 6835__A TO_FROM | XFHL89 | 6835__A | 105 | 1 | 1 | HANDLEY_9 | DUVAL1_9 | TO_FROM | 73521.13 | 74694.32 | -103.32 | 0 | 899.334 | 1521.664 | -0.00884 | 0.001532 | -0.15104 | 0.59087 | -79.3264 | -84.9702 | 0 |  |  | 7680.628 | 10000 | 7006.503 | 1006.409 | 8631.244 | 10000 | 8555.398 | 2711.833 | 8712.725 | 10000 | Competitive | Competitive | 1 | FALSE | FALSE | 1 | Non-Competitive | 0.7265 | Non-Competitive
XFO3R89 FORMOSA_TR21 FROM_TO | XFO3R89 | FORMOSA_TR21 | 133 | 1 | 1 | FORMOSA_11_9 | FORMOSA4A | FROM_TO | 73521.13 | 92690.8 | -464.037 | 0 | 783.721 | 0 | -0.00631 | 0 | -0.00631 | 0.99369 | -464.043 | -426.196 | 5931.83 |  |  |  | 913.719 |  | 913.719 |  | 913.719 |  | 913.719 | 0 | 913.719 | Competitive | Competitive | 1 | FALSE | TRUE | 1 | Non-Competitive | 0.766 | Non-Competitive
XFO3R89 FORMOSA_TR21 TO_FROM | XFO3R89 | FORMOSA_TR21 | 133 | 1 | 1 | FORMOSA_11_9 | FORMOSA4A | TO_FROM | 73521.13 | 73188.68 | 463.6679 | 0 | 0 | 783.721 | 0 | 0.006306 | -0.99369 | 0.006306 | 467.3233 | 467.4475 | 0 |  |  | 783.721 |  | 783.721 |  | 783.721 |  | 783.721 |  | 783.721 | 0 | Non-Competitive | Non-Competitive | 0 | FALSE | TRUE | 0 | Non-Competitive | 0.766 | Non-Competitive
XFOR58 1400__B FROM_TO | XFOR58 | 1400__B | 370 | 3 | 3 | MSQT1_8 | BCHSPG1T_8 | FROM_TO | 73521.13 | 74334.46 | -395.069 | 0 | 1728.419 | 1954.8 | -0.01592 | 0.10077 | -0.56028 | 0.37982 | -126.665 | -258.749 | 4209.53 | 7521.771 |  | 10000 | 1531.236 | 4697.969 | 1082.732 | 10000 | 3325.353 | 8756.988 | 1243.425 | 9178.194 | 1605.583 | Competitive | Competitive | 1 | TRUE | FALSE | 1 | Non-Competitive | 1.0075 | Non-Competitive
XFOR58 1400__B TO_FROM | XFOR58 | 1400__B | 370 | 3 | 3 | MSQT1_8 | BCHSPG1T_8 | TO_FROM | 73521.13 | 73438.04 | 218.8257 | 0 | 1954.8 | 1587.9 | -0.10077 | 0.015925 | -0.37982 | 0.56028 | 401.5607 | 248.5524 | 0 |  | 7521.771 | 1500.748 | 10000 | 1012.008 | 5039.96 | 3325.353 | 10000 | 1185.618 | 8824.559 | 1581.323 | 9178.194 | Competitive | Non-Competitive | 0 | TRUE | FALSE | 1 | Non-Competitive | 1.0075 | Non-Competitive
XFRI89 SONR_69-1 FROM_TO | XFRI89 | SONR_69-1 | 46 | 1 | 1 | SONR4A | SONR2A | FROM_TO | 73521.13 | 73446.35 | -10.2033 | 0 | 1059.198 | 1829.782 | -0.00588 | 0.044735 | -0.68346 | 0.10168 | 97.1105 | 26.4148 | 0 | 10000 |  | 10000 | 3519.36 | 1020.419 | 1522.583 | 10000 | 5746.895 | 3083.233 | 2285.596 | 10000 | 3339.929 | Competitive | Non-Competitive | 0 | TRUE | FALSE | 1 | Non-Competitive | 0.711 | Non-Competitive
XFRI89 SONR_69-1 TO_FROM | XFRI89 | SONR_69-1 | 46 | 1 | 1 | SONR4A | SONR2A | TO_FROM | 73521.13 | 73883.91 | -68.8054 | 0 | 1744.724 | 1107.713 | -0.01231 | 0.00588 | -0.10168 | 0.68346 | 7.129 | -44.1506 | 0 |  |  | 2512.42 | 3929.451 | 1288.925 | 1748.408 | 3616.623 | 10000 | 1817.723 | 1626.248 | 2435.635 | 3733.966 | Competitive | Competitive | 1 | FALSE | FALSE | 1 | Non-Competitive | 0.711 | Non-Competitive
XGAR58 GARFIELD_AT2 FROM_TO | XGAR58 | GARFIELD_AT2 | 480 | 1 | 1 | GARFIELD | GARFIE34 | FROM_TO | 73521.13 | 83346.43 | -587.487 | 0 | 4990.983 | 1457.562 | -0.02494 | 0.1509 | -0.07259 | 0.41128 | -221.642 | -231.884 | 2364.13 | 5693.922 | 5364.955 | 8284.677 | 1704.961 | 5600.647 | 1044.223 | 8558.652 | 5364.955 | 7206.582 | 1165.795 | 7208.762 | 1552.195 | Competitive | Competitive | 1 | TRUE | FALSE | 1 | Non-Competitive | 0.836 | Non-Competitive
XGAR58 GARFIELD_AT2 TO_FROM | XGAR58 | GARFIELD_AT2 | 480 | 1 | 1 | GARFIELD | GARFIE34 | TO_FROM | 73521.13 | 73394.45 | 292.1072 | 0 | 1457.562 | 4990.989 | -0.1509 | 0.024943 | -0.41128 | 0.072587 | 532.1007 | 310.1345 | 0 | 5364.955 | 5693.922 | 1617.389 | 8284.677 | 966.361 | 5681.102 | 5364.955 | 8558.652 | 1099.813 | 7208.113 | 1482.984 | 7208.762 | Non-Competitive | Non-Competitive | 0 | TRUE | FALSE | 1 | Non-Competitive | 0.836 | Non-Competitive
XGBY58 GBY_AT2L FROM_TO | XGBY58 | GBY_AT2L | 504 | 3 | 3 | GRNBYU__138C | 49128_STAR | FROM_TO | 73521.13 | 73947.75 | -1068.82 | 0 | 2194.683 | 2274.728 | -0.12602 | 0.23167 | -0.65229 | 0.40535 | 169.5558 | -805.568 | 0 | 2142.953 | 1506.926 | 2203.413 | 6475.456 | 2026.623 | 1245.294 | 3468.932 | 6475.456 | 2279.103 | 1708.995 | 2295.876 | 1888.553 | Competitive | Competitive | 1 | TRUE | TRUE | 1 | Competitive | 0.711 | Non-Competitive
XGBY58 GBY_AT2L TO_FROM | XGBY58 | GBY_AT2L | 504 | 3 | 3 | GRNBYU__138C | 49128_STAR | TO_FROM | 73521.13 | 71505.71 | 77.9882 | 0 | 2274.728 | 2486.238 | -0.23168 | 0.12602 | -0.40535 | 0.65229 | 1307.979 | 190.5012 | 0 | 1398.635 | 2142.953 | 6475.456 | 2203.413 | 1029.236 | 2047.203 | 6475.456 | 3468.932 | 1462.022 | 2280.312 | 1801.784 | 2295.876 | Non-Competitive | Non-Competitive | 0 | TRUE | FALSE | 1 | Non-Competitive | 0.711 | Non-Competitive
XHH2G58 HHGT_T1L FROM_TO | XHH2G58 | HHGT_T1L | 582.75 | 3 | 3 | HHGT_X1_8 | HHGT_1_STAR | FROM_TO | 73521.13 | 532.8 | 0 | 0 | 10000 | 786.411 | 0 | 1 | 0 | 1 | 886.2 | 0 | 0 | 10000 |  | 10000 |  | 10000 |  | 10000 |  | 10000 |  | 10000 | 0 | Non-Competitive | Non-Competitive | 0 | TRUE | FALSE | 1 | Non-Competitive | 0.766 | Non-Competitive
XHH2G58 HHGT_T1L TO_FROM | XHH2G58 | HHGT_T1L | 582.75 | 3 | 3 | HHGT_X1_8 | HHGT_1_STAR | TO_FROM | 73521.13 | 74103.88 | 0 | 0 | 786.411 | 10000 | 0 | 0 | -1 | 0 | 0 | 0 | 0 | [10 empty] | 0 | 0 | Competitive | Competitive | 1 | FALSE | TRUE | 1 | Non-Competitive | 0.766 | Non-Competitive
XHI3L58 HILLCTRY_MR4H FROM_TO | XHI3L58 | HILLCTRY_MR4H | 600 | 3 | 3 | HILLCTY_5 | HC_STAR4 | FROM_TO | 73521.13 | 73104.44 | 548.003 | 0 | 0 | 2930.173 | -0.09796 | 0.018726 | -0.39259 | 0.060426 | 766.5471 | 661.3563 | 0 |  | 9495.991 | 868.157 | 10000 | 843.343 | 9451.05 | 1089.306 | 10000 | 862.979 | 9866.812 | 875.549 | 9871.483 | Non-Competitive | Non-Competitive | 0 | TRUE | FALSE | 0 | Non-Competitive | 0.7345 | Non-Competitive
XHI3L58 HILLCTRY_MR4H TO_FROM | XHI3L58 | HILLCTRY_MR4H | 600 | 3 | 3 | HILLCTY_5 | HC_STAR4 | TO_FROM | 73521.13 | 92690.8 | -675.007 | 0 | 2930.09 | 0 | -0.01873 | 0.097964 | -0.06043 | 0.39259 | -389.989 | -379.548 | 2497.63 | 9495.991 |  | 10000 | 985.622 | 8934.443 | 967.19 | 10000 | 1131.013 | 9809.734 | 967.693 | 9871.483 | 976.185 | Competitive | Competitive | 1 | TRUE | FALSE | 1 | Non-Competitive | 0.7345 | Non-Competitive
XHIW89 KOCH_UP_69A1 FROM_TO | XHIW89 | KOCH_UP_69A1 | 91.3 | 1 | 1 | KOCH_UP2A | KOCH_UP4A | FROM_TO | 73521.13 | 75668.11 | -76.0755 | 0 | 1054.711 | 1756.119 | -0.00962 | 0.004825 | -0.07061 | 0.3839 | -60.1323 | -65.3396 | 94.83 |  |  | 10000 | 4661.212 | 9321.643 | 892.895 | 10000 | 4832.467 | 9979.642 | 1835.551 | 10000 | 4650.67 | Competitive | Competitive | 1 | FALSE | FALSE | 1 | Non-Competitive | 0.781 | Non-Competitive
XHIW89 KOCH_UP_69A1 TO_FROM | XHIW89 | KOCH_UP_69A1 | 91.3 | 1 | 1 | KOCH_UP2A | KOCH_UP4A | TO_FROM | 73521.13 | 73558.92 | 59.745 | 0 | 1540.987 | 956.671 | -0.00483 | 0.009617 | -0.3839 | 0.070612 | 76.6156 | 59.3943 | 0 |  |  | 2380.026 | 10000 | 730.544 | 9321.643 | 4832.467 | 10000 | 1377.02 | 9979.642 | 3256.777 | 10000 | Competitive | Competitive | 1 | FALSE | FALSE | 1 | Non-Competitive | 0.781 | Non-Competitive
XHLT89 6865__B FROM_TO | XHLT89 | 6865__B | 40 | 1 | 1 | ODESSANO_9 | NTCOWDEN_9 | FROM_TO | 73521.13 | 73527.74 | 13.0405 | 0 | 1362.326 | 1356.811 | -0.00829 | 0.002587 | -0.55627 | 0.094206 | 36.326 | 31.1866 | 0 |  |  | 4235.997 | 10000 | 726.062 | 9809.625 | 5806.229 | 10000 | 1352.046 | 9940.105 | 5072.161 | 10000 | Competitive | Competitive | 1 | FALSE | FALSE | 1 | Non-Competitive | 0.7655 | Non-Competitive
XHLT89 6865__B TO_FROM | XHLT89 | 6865__B | 40 | 1 | 1 | ODESSANO_9 | NTCOWDEN_9 | TO_FROM | 73521.13 | 74086.15 | -36.2853 | 0 | 1337.084 | 1362.326 | -0.00259 | 0.022989 | -0.09421 | 0.55627 | -13.2642 | -32.7715 | 0 | 10000 |  | 3613.199 | 5236.557 | 2850.709 | 826.926 | 7922.359 | 5806.229 | 5027.611 | 1573.498 | 5304.004 | 5565.887 | Competitive | Competitive | 1 | TRUE | FALSE | 1 | Non-Competitive | 0.7655 | Non-Competitive
XHLT89 6915__A FROM_TO | XHLT89 | 6915__A | 40 | 1 | 1 | ODESSANO_9 | ODBASSS_9 | FROM_TO | 73521.13 | 73493.72 | 17.4216 | 0 | 1165.99 | 1210.324 | -0.02198 | 0.002565 | -0.54553 | 0.13239 | 54.9533 | 49.7465 | 0 |  | 10000 | 2663.417 | 10000 | 747.84 | 9941.027 | 5135.625 | 10000 | 826.295 | 9997.506 | 3949.468 | 10000 | Competitive | Non-Competitive | 0 | TRUE | FALSE | 0 | Non-Competitive | 1.7655 | Non-Competitive
XHLT89 6915__A TO_FROM | XHLT89 | 6915__A | 40 | 1 | 1 | ODESSANO_9 | ODBASSS_9 | TO_FROM | 73521.13 | 73954.39 | -54.6448 | 0 | 1204.214 | 1214.636 | -0.00256 | 0.035964 | -0.13239 | 0.54553 | -17.496 | -51.3389 | 0 | 4129.611 |  | 4129.611 | 5135.625 | 2930.304 | 848.41 | 4129.611 | 5135.625 | 4047.801 | 953.292 | 4241.5 | 5447.854 | Competitive | Competitive | 1 | TRUE | FALSE | 1 | Non-Competitive | 2.7655 | Non-Competitive
XHRN89 HLK_KAT1 FROM_TO | XHRN89 | HLK_KAT1 | 60 | 1 | 1 | HILTOPLKS9 | HILTOPLKS8 | FROM_TO | 73521.13 | 74514.26 | -40.2564 | 0 | 1113.244 | 2307.154 | -0.00203 | 0.006396 | -0.07038 | 0.73645 | -11.4343 | -26.0246 | 0 |  |  | 8437.42 | 2055.191 | 823.962 | 1704.304 | 8437.42 | 2269.957 | 2653.517 | 1933.473 | 8949.628 | 2061.095 | Competitive | Competitive | 1 | FALSE | FALSE | 1 | Non-Competitive | 3.7655 | Non-Competitive
XHRN89 HLK_KAT1 TO_FROM | XHRN89 | HLK_KAT1 | 60 | 1 | 1 | HILTOPLKS9 | HILTOPLKS8 | TO_FROM | 73521.13 | 73536.28 | 12.1113 | 0 | 2307.154 | 1113.244 | -0.0064 | 0.002029 | -0.73645 | 0.070384 | 48.5799 | 27.1489 | 0 |  |  | 1982.972 | 8437.42 | 1607.727 | 1317.054 | 2269.957 | 8437.42 | 1868.076 | 3438.686 | 2007.961 | 8949.628 | Competitive | Competitive | 1 | FALSE | FALSE | 1 | Non-Competitive | 4.7655 | Non-Competitive
XKEN58 122T122_1 FROM_TO | XKEN58 | 122T122_1 | 128 | 3 | 3 | L_COMFOR8_1Y | L_RAYMBA8_1Y | FROM_TO | 73521.13 | 73347.66 | -14.005 | 0 | 1757.914 | 1001.497 | -0.04935 | 0.039802 | -0.26721 | 0.087715 | 173.1602 | 54.1592 | 0 | 10000 | 10000 | 10000 | 10000 | 1290.197 | 1925.15 | 10000 | 10000 | 4123.528 | 8367.837 | 10000 | 10000 | Competitive | Non-Competitive | 0 | TRUE | FALSE | 1 | Non-Competitive | 5.7655 | Non-Competitive
XKEN58 122T122_1 TO_FROM | XKEN58 | 122T122_1 | 128 | 3 | 3 | L_COMFOR8_1Y | L_RAYMBA8_1Y | TO_FROM | 73521.13 | 74188.55 | -171.066 | 0 | 1001.496 | 1757.914 | -0.00969 | 0.04935 | -0.08771 | 0.26721 | 71.5447 | -70.1018 | 0 | 10000 |  | 10000 | 2793.739 | 1147.687 | 1496.347 | 10000 | 3003.526 | 6791.195 | 2308.736 | 10000 | 3204.324 | Competitive | Competitive | 1 | TRUE | FALSE | 1 | Non-Competitive | 6.7655 | Non-Competitive
XKEN58 KENDAL_AT4H FROM_TO | XKEN58 | KENDAL_AT4H | 880 | 3 | 3 | L_KENDAL5_1Y | L_KENDAL1_1 | FROM_TO | 73521.13 | 73872.72 | 154.5977 | 0 | 1198.733 | 915.862 | -0.08714 | 0.19025 | -0.83554 | 0.19025 | 586.2447 | 255.8063 | 0 | 5832.167 | 10000 | 10000 | 10000 | 1432.937 | 4677.436 | 10000 | 10000 | 7770.99 | 9484.817 | 9193.398 | 10000 | Competitive | Competitive | 1 | TRUE | FALSE | 1 | Non-Competitive | 7.7655 | Non-Competitive
XKEN58 KENDAL_AT4H TO_FROM | XKEN58 | KENDAL_AT4H | 880 | 3 | 3 | L_KENDAL5_1Y | L_KENDAL1_1 | TO_FROM | 73521.13 | 78688.19 | -610.111 | 0 | 915.861 | 1220.828 | -0.02611 | 0.087137 | -0.19025 | 0.83554 | -67.3643 | -332.807 | 0 | 10000 | 5000.803 | 10000 | 1901.732 | 2158.222 | 1076.929 | 10000 | 3275.341 | 8408.882 | 1431.012 | 10000 | 2436.28 | Competitive | Competitive | 1 | TRUE | FALSE | 1 | Non-Competitive | 8.7655 | Non-Competitive
XKEN58 KENDAL_AT4L FROM_TO | XKEN58 | KENDAL_AT4L | 880 | 3 | 3 | L_KENDAL8_2Y | L_KENDAL1_1 | FROM_TO | 73521.13 | 78688.19 | -610.111 | 0 | 915.861 | 1223.293 | -0.02611 | 0.087137 | -0.19025 | 0.58818 | -67.3643 | -332.807 | 0 | 10000 | 5000.803 | 10000 | 1901.732 | 2158.222 | 1076.929 | 10000 | 3275.341 | 8408.882 | 1431.012 | 10000 | 2436.28 | Competitive | Competitive | 1 | TRUE | FALSE | 1 | Non-Competitive | 9.7655 | Non-Competitive
XKEN58 KENDAL_AT4L TO_FROM | XKEN58 | KENDAL_AT4L | 880 | 3 | 3 | L_KENDAL8_2Y | L_KENDAL1_1 | TO_FROM | 73521.13 | 74020.58 | 154.5977 | 0 | 1198.796 | 915.862 | -0.08714 | 0.19025 | -0.58818 | 0.19025 | 586.2447 | 255.8063 | 0 | 5832.167 | 10000 | 10000 | 10000 | 1432.937 | 4677.436 | 10000 | 10000 | 7770.99 | 9484.817 | 9193.398 | 10000 | Competitive | Competitive | 1 | TRUE | FALSE | 1 | Non-Competitive | 10.7655 | Non-Competitive
XKOC89 LON_HILL_69A2 FROM_TO | XKOC89 | LON_HILL_69A2 | 102.3 | 1 | 1 | LON_HILL2A | LON_HILL4A | FROM_TO | 73521.13 | 80899.5 | -76.4382 | 0 | 854.039 | 1355.642 | -0.01807 | 0.012501 | -0.02145 | 0.28092 | -52.2694 | -59.9603 | 0 |  |  | 10000 | 4377.375 | 2574.468 | 893.966 | 10000 | 10000 | 6229.876 | 1207.465 | 10000 | 3609.592 | Competitive | Competitive | 1 | FALSE | FALSE | 1 | Non-Competitive | 11.7655 | Non-Competitive
XKOC89 LON_HILL_69A2 TO_FROM | XKOC89 | LON_HILL_69A2 | 102.3 | 1 | 1 | LON_HILL2A | LON_HILL4A | TO_FROM | 73521.13 | 73608.65 | 51.4193 | 0 | 1385.628 | 956.429 | -0.0125 | 0.018071 | -0.28092 | 0.021453 | 77.6286 | 51.7064 | 0 |  |  | 2406.497 | 10000 | 689.203 | 2986.224 | 3103.3 | 10000 | 739.8 | 6412.375 | 1999.199 | 10000 | Competitive | Competitive | 1 | FALSE | FALSE | 1 | Non-Competitive | 12.7655 | Non-Competitive
XLI2G58 1310__D FROM_TO | XLI2G58 | 1310__D | 247 | 4 | 4 | MAYFLDN_T8 | CHILSW_N8 | FROM_TO | 73521.13 | 76400.89 | -336.733 | 0 | 910.925 | 1887.179 | -0.06596 | 0.01392 | -0.12067 | 0.59944 | -88.8456 | -248.35 | 0 |  | 7388.124 | 1410.341 | 7388.124 | 993.702 | 1099.854 | 4570.081 | 10000 | 1219.699 | 4932.81 | 1612.994 | 8816.921 | Competitive | Competitive | 1 | TRUE | FALSE | 1 | Non-Competitive | 13.7655 | Non-Competitive
XLI2G58 1310__D TO_FROM | XLI2G58 | 1310__D | 247 | 4 | 4 | MAYFLDN_T8 | CHILSW_N8 | TO_FROM | 73521.13 | 73354.88 | 124.2483 | 0 | 1774.512 | 910.925 | -0.01392 | 0.065962 | -0.59944 | 0.12067 | 343.2442 | 195.53 | 0 | 7388.124 |  | 7388.124 | 1613.867 | 1031.684 | 1497.162 | 10000 | 6363.438 | 4821.437 | 1703.886 | 8816.921 | 1866.296 | Competitive | Non-Competitive | 0 | TRUE | FALSE | 1 | Non-Competitive | 14.7655 | Non-Competitive
XLO2N89 LON_HILL_69A1 FROM_TO | XLO2N89 | LON_HILL_69A1 | 91.3 | 1 | 1 | LON_HILL2A | LON_HILL4A | FROM_TO | 73521.13 | 79102.91 | -92.4513 | 0 | 854.038 | 1355.721 | -0.02324 | 0.016247 | -0.02773 | 0.36339 | -61.514 | -71.3201 | 0 |  | 10000 | 10000 | 4356.056 | 2503.711 | 895.716 | 10000 | 10000 | 6021.774 | 1232.542 | 10000 | 3575.43 | Competitive | Competitive | 1 | TRUE | FALSE | 1 | Non-Competitive | 15.7655 | Non-Competitive
XLO2N89 LON_HILL_69A1 TO_FROM | XLO2N89 | LON_HILL_69A1 | 91.3 | 1 | 1 | LON_HILL2A | LON_HILL4A | TO_FROM | 73521.13 | 73513.93 | 60.3833 | 0 | 1416.163 | 956.429 | -0.01625 | 0.023241 | -0.36339 | 0.027734 | 93.9618 | 60.7908 | 0 | 10000 |  | 2372.456 | 10000 | 685.207 | 2928.338 | 3102.502 | 10000 | 747.397 | 6226.8 | 1965.976 | 10000 | Competitive | Non-Competitive | 0 | TRUE | FALSE | 1 | Non-Competitive | 16.7655 | Non-Competitive
XLOB58 BIG_FOOT_69A1 FROM_TO | XLOB58 | BIG_FOOT_69A1 | 47 | 1 | 1 | BIG_FOOT2A | BIG_FOOT4A | FROM_TO | 73521.13 | 74939.96 | -44.8947 | 0 | 498.982 | 1681.063 | -0.00358 | 0.015824 | -0.0469 | 0.73733 | -20.5524 | -40.0137 | 0 |  |  | 2118.883 | 10000 | 1080.553 | 1090.086 | 2185.565 | 10000 | 2002.115 | 2593.08 | 2245.852 | 10000 | Competitive | Competitive | 1 | FALSE | FALSE | 1 | Non-Competitive | 17.7655 | Non-Competitive
XLOB58 BIG_FOOT_69A1 TO_FROM | XLOB58 | BIG_FOOT_69A1 | 47 | 1 | 1 | BIG_FOOT2A | BIG_FOOT4A | TO_FROM | 73521.13 | 73517.96 | 20.9268 | 0 | 1681.063 | 576.796 | -0.01582 | 0.00358 | -0.73733 | 0.046899 | 49.3375 | 29.7716 | 0 |  |  | 7705.674 | 3476.2 | 983.96 | 1596.233 | 10000 | 3652.379 | 2330.923 | 3364.544 | 8641.788 | 3914.584 | Competitive | Non-Competitive | 0 | FALSE | FALSE | 1 | Non-Competitive | 18.7655 | Non-Competitive
XLOB58 FREER_SAN_DI1_1 FROM_TO | XLOB58 | FREER_SAN_DI1_1 | 38 | 1 | 1 | FREER2A | SAN_DIEG2A | FROM_TO | 73521.13 | 73613.35 | -38.197 | 0 | 844.321 | 1612.039 | -0.01299 | 0.054316 | -0.17034 | 0.60372 | 21.4179 | -26.2985 | 0 | 2525.593 |  | 2525.593 | 2551.04 | 1528.267 | 1033.324 | 2525.593 | 10000 | 2365.124 | 1650.645 | 2505.365 | 2454.313 | Competitive | Competitive | 1 | TRUE | FALSE | 1 | Non-Competitive | 19.7655 | Non-Competitive
XLOB58 FREER_SAN_DI1_1 TO_FROM | XLOB58 | FREER_SAN_DI1_1 | 38 | 1 | 1 | FREER2A | SAN_DIEG2A | TO_FROM | 73521.13 | 73518.29 | -12.5564 | 0 | 1670.364 | 844.321 | -0.05432 | 0.012992 | -0.60372 | 0.17034 | 39.7161 | 7.8831 | 0 |  | 5000 | 1887.857 | 5000 | 836.539 | 2658.306 | 10000 | 5000 | 1160.186 | 4492.348 | 1896.067 | 5000 | Competitive | Non-Competitive | 0 | TRUE | FALSE | 1 | Non-Competitive | 20.7655 | Non-Competitive
XLOB58 LAQUIN_LOBO1_1 FROM_TO | XLOB58 | LAQUIN_LOBO1_1 | 239 | 1 | 1 | LOBO4A | LAQUNTA4A | FROM_TO | 73521.13 | 73800.53 | -233.358 | 0 | 836.552 | 1419.196 | -0.02151 | 0.2692 | -0.57314 | 0.30388 | 76.2012 | -97.509 | 0 | 2651.282 | 8760.106 | 3334.961 | 1901.61 | 1707.907 | 1058.42 | 3334.961 | 2568.228 | 3165.074 | 1705.885 | 3190.136 | 2348.867 | Competitive | Competitive | 1 | TRUE | FALSE | 1 | Non-Competitive | 21.7655 | Non-Competitive
XLOB58 LAQUIN_LOBO1_1 TO_FROM | XLOB58 | LAQUIN_LOBO1_1 | 239 | 1 | 1 | LOBO4A | LAQUNTA4A | TO_FROM | 73521.13 | 73521.26 | -69.7838 | 0 | 1419.196 | 836.552 | -0.2692 | 0.57314 | -0.30388 | 0.57314 | 238.9605 | 22.5304 | 0 | 7617.572 | 3559.082 | 10000 | 5000 | 1922.26 | 2856.494 | 10000 | 5000 | 9552.41 | 4662.225 | 9886.031 | 4671.009 | Competitive | Competitive | 1 | TRUE | FALSE | 1 | Non-Competitive | 22.7655 | Non-Competitive
XLOB58 NLARSW_PS1 FROM_TO | XLOB58 | NLARSW_PS1 | 347 | 1 | 1 | NLARSWW4 | NLARSSL 4 | FROM_TO | 73521.13 | 74035.17 | -279.065 | 0 | 1373.622 | 1003.216 | -0.07704 | 0.20855 | -0.69585 | 0.2362 | -10.9777 | -217.797 | 0 | 1825.022 | 10000 | 2343.004 | 10000 | 1155.434 | 1108.381 | 2506.034 | 10000 | 2213.058 | 2615.465 | 2337.153 | 10000 | Competitive | Competitive | 1 | TRUE | FALSE | 1 | Non-Competitive | 23.7655 | Non-Competitive
XLOB58 NLARSW_PS1 TO_FROM | XLOB58 | NLARSW_PS1 | 347 | 1 | 1 | NLARSWW4 | NLARSSL 4 | TO_FROM | 73521.13 | 73643.2 | 9.9292 | 0 | 1046.337 | 1443.814 | -0.20855 | 0.1328 | -0.2362 | 0.69585 | 317.9342 | 113.0042 | 0 | 4505.471 | 3999.832 | 5079.815 | 4359.918 | 814.845 | 1702.661 | 5079.815 | 5000 | 1311.662 | 4221.679 | 4447.668 | 4642.924 | Competitive | Competitive | 1 | TRUE | FALSE | 1 | Non-Competitive | 24.7655 | Non-Competitive
XLOB58 PALDRO_PEARSAL_1 FROM_TO | XLOB58 | PALDRO_PEARSAL_1 | 215 | 1 | 1 | PALODUROSW8 | PEARSALLSW8 | FROM_TO | 73521.13 | 74054.91 | -317.242 | 0 | 558.694 | 1758.386 | -0.27176 | 0.17445 | -0.27176 | 0.50421 | 69.1583 | -236.819 | 0 | 1545.609 | 10000 | 2100.979 | 10000 | 748.361 | 1433.025 | 2151.906 | 10000 | 1907.019 | 8820.22 | 2074.909 | 10000 | Competitive | Competitive | 1 | TRUE | FALSE | 1 | Non-Competitive | 25.7655 | Non-Competitive
XLOB58 PALDRO_PEARSAL_1 TO_FROM | XLOB58 | PALDRO_PEARSAL_1 | 215 | 1 | 1 | PALODUROSW8 | PEARSALLSW8 | TO_FROM | 73521.13 | 73286.2 | -23.308 | 0 | 1758.386 | 558.694 | -0.15154 | 0.27176 | -0.50421 | 0.27176 | 333.5247 | 102.996 | 0 | 10000 | 3408.505 | 10000 | 3408.505 | 1353.65 | 1380.399 | 10000 | 3524.97 | 8763.143 | 3381.3 | 10000 | 3627.018 | Competitive | Non-Competitive | 0 | TRUE | FALSE | 1 | Non-Competitive | 26.7655 | Non-Competitive
XLOB58 ST_NIN_WORMSE1_1 FROM_TO | XLOB58 | ST_NIN_WORMSE1_1 | 240 | 1 | 1 | WORMSER4A | ST_NINO4A | FROM_TO | 73521.13 | 73742.89 | 4.366 | 0 | 1529.954 | 805.603 | -0.24209 | 0.13157 | -0.57648 | 0.35502 | 111.8854 | 56.1807 | 0 | 5024.027 | 5000 | 10000 | 5000 | 675.316 | 4677.212 | 10000 | 5000 | 4456.076 | 4993.641 | 7322.587 | 5000 | Competitive | Competitive | 1 | TRUE | FALSE | 1 | Non-Competitive | 27.7655 | Non-Competitive
XLOB58 ST_NIN_WORMSE1_1 TO_FROM | XLOB58 | ST_NIN_WORMSE1_1 | 240 | 1 | 1 | WORMSER4A | ST_NINO4A | TO_FROM | 73521.13 | 74128.57 | -111.165 | 0 | 821.847 | 1605.683 | -0.13157 | 0.24209 | -0.35502 | 0.57647 | 19.3309 | -95.8868 | 0 | 2503.507 | 10000 | 2503.507 | 10000 | 2423.615 | 855.21 | 2503.507 | 10000 | 2515.316 | 6831.78 | 2516.942 | 10000 | Competitive | Competitive | 1 | TRUE | FALSE | 1 | Non-Competitive | 28.7655 | Non-Competitive
XLON58 CELANE_KLEBER1_1 FROM_TO | XLON58 | CELANE_KLEBER1_1 | 211 | 3 | 3 | CELANEBI4A | KLEBERG4A | FROM_TO | 73521.13 | 73672.81 | 59.9419 | 0 | 1581.049 | 772.581 | -0.02768 | 0.34573 | -0.52652 | 0.34573 | 131.136 | 76.499 | 0 | 5495.563 | 10000 | 10000 | 3558.823 | 683.386 | 2968.636 | 10000 | 8326.078 | 8417.9 | 4402.219 | 9363.164 | 4537.367 | Competitive | Competitive | 1 | TRUE | FALSE | 1 | Non-Competitive | 29.7655 | Non-Competitive
XLON58 CELANE_KLEBER1_1 TO_FROM | XLON58 | CELANE_KLEBER1_1 | 211 | 3 | 3 | CELANEBI4A | KLEBERG4A | TO_FROM | 73521.13 | 74285.9 | -131.086 | 0 | 718.783 | 1581.049 | -0.34573 | 0.027676 | -0.34573 | 0.52652 | -57.3031 | -106.742 | 0 | 10000 | 5495.563 | 2025.448 | 10000 | 1778.288 | 844.335 | 3699.264 | 10000 | 2488.982 | 8869.936 | 2544.836 | 9363.164 | Competitive | Competitive | 1 | TRUE | FALSE | 1 | Non-Competitive | 30.7655 | Non-Competitive
XLON58 CELANE_N_SHAR1_1 FROM_TO | XLON58 | CELANE_N_SHAR1_1 | 211 | 3 | 3 | CELANEBI4A | N_SHARPE4A | FROM_TO | 73521.13 | 75699.67 | -147.678 | 0 | 10000 | 1597.519 | -0.02301 | 0.65385 | -0.1242 | 0.65385 | -61.0957 | -130.557 | 0 | 9231.753 | 10000 | 10000 | 10000 | 2702.075 | 910.583 | 10000 | 10000 | 9514.836 | 2112.135 | 9965.374 | 10000 | Competitive | Competitive | 1 | TRUE | FALSE | 1 | Non-Competitive | 31.7655 | Non-Competitive
XLON58 CELANE_N_SHAR1_1 TO_FROM | XLON58 | CELANE_N_SHAR1_1 | 211 | 3 | 3 | CELANEBI4A | N_SHARPE4A | TO_FROM | 73521.13 | 73617.87 | 84.7936 | 0 | 1695.455 | 10000 | -0.65385 | 0.023011 | -0.65385 | 0.1242 | 147.7467 | 94.9632 | 0 | 10000 | 9231.753 | 2948.566 | 10000 | 734.475 | 3696.613 | 2948.566 | 10000 | 1297.786 | 9658.168 | 3832.838 | 9965.374 | Competitive | Competitive | 1 | TRUE | FALSE | 1 | Non-Competitive | 32.7655 | Non-Competitive
XLON58 KOCH_UP_69A1 FROM_TO | XLON58 | KOCH_UP_69A1 | 91.3 | 3 | 3 | KOCH_UP2A | KOCH_UP4A | FROM_TO | 73521.13 | 75372.4 | -55.4806 | 0 | 833.33 | 1573.566 | -0.00861 | 0.003982 | -0.07282 | 0.3274 | -43.6676 | -47.5165 | 94.83 |  |  | 10000 | 3028.74 | 8672.003 | 882.782 | 10000 | 4722.254 | 9887.208 | 1435.963 | 10000 | 3351.181 | Competitive | Competitive | 1 | FALSE | FALSE | 1 | Non-Competitive | 33.7655 | Non-Competitive
XLON58 KOCH_UP_69A1 TO_FROM | XLON58 | KOCH_UP_69A1 | 91.3 | 3 | 3 | KOCH_UP2A | KOCH_UP4A | TO_FROM | 73521.13 | 73628.88 | 43.3193 | 0 | 1573.566 | 914.518 | -0.00398 | 0.008611 | -0.3274 | 0.072819 | 55.9681 | 43.0839 | 0 |  |  | 2122.79 | 10000 | 717.089 | 8672.003 | 2955.628 | 10000 | 1006.677 | 9887.208 | 2375.648 | 10000 | Competitive | Competitive | 1 | FALSE | FALSE | 1 | Non-Competitive | 34.7655 | Non-Competitive
XLON89 KOCH_UP_69A1 FROM_TO | XLON89 | KOCH_UP_69A1 | 91.3 | 1 | 1 | KOCH_UP2A | KOCH_UP4A | FROM_TO | 73521.13 | 75528.6 | -65.9721 | 0 | 876.049 | 1791.526 | -0.00961 | 0.005919 | -0.07152 | 0.34329 | -52.4058 | -56.6889 | 0 |  |  | 10000 | 4286.681 | 4665.869 | 892.468 | 10000 | 4548.35 | 8597.19 | 1086.906 | 10000 | 3890.314 | Competitive | Competitive | 1 | FALSE | FALSE | 1 | Non-Competitive | 35.7655 | Non-Competitive
XLON89 KOCH_UP_69A1 TO_FROM | XLON89 | KOCH_UP_69A1 | 91.3 | 1 | 1 | KOCH_UP2A | KOCH_UP4A | TO_FROM | 73521.13 | 73593.1 | 52.0736 | 0 | 1584.42 | 941.046 | -0.00592 | 0.009607 | -0.34329 | 0.071525 | 66.5932 | 51.9772 | 0 |  |  | 1580.974 | 10000 | 720.233 | 4753.559 | 2737.036 | 10000 | 742.986 | 8600.119 | 1693.306 | 10000 | Competitive | Competitive | 1 | FALSE | FALSE | 1 | Non-Competitive | 36.7655 | Non-Competitive
XLWS158 590__B FROM_TO | XLWS158 | 590__B | 213 | 1 | 1 | LEW_JNS_P8 | TNLAKEPNTE1 | FROM_TO | 73521.13 | 74484.41 | -178.204 | 0 | 1085.704 | 2767.488 | -0.00957 | 0.11409 | -0.13024 | 0.46653 | 85.9193 | -47.3405 | 0 | 4422.373 |  | 4422.373 | 2949.775 | 1245.37 | 1231.792 | 5249.136 | 3058.16 | 2571.884 | 1773.732 | 3660.098 | 2936.264 | Competitive | Competitive | 1 | TRUE | FALSE | 1 | Non-Competitive | 37.7655 | Non-Competitive
XLWS158 590__B TO_FROM | XLWS158 | 590__B | 213 | 1 | 1 | LEW_JNS_P8 | TNLAKEPNTE1 | TO_FROM | 73521.13 | 73502.05 | -75.4986 | 0 | 2396.477 | 1085.705 | -0.11409 | 0.00957 | -0.46654 | 0.13024 | 221.9362 | 90.4307 | 0 |  | 5868.828 | 2756.636 | 5868.828 | 1160.282 | 2470.002 | 2806.689 | 10000 | 1677.517 | 3958.088 | 2759.877 | 5000.016 | Competitive | Non-Competitive | 0 | TRUE | FALSE | 1 | Non-Competitive | 38.7655 | Non-Competitive
XLWS158 591__A FROM_TO | XLWS158 | 591__A | 280 | 1 | 1 | CRLTN_NW_E8 | TNLAKEPNTE1 | FROM_TO | 73521.13 | 73341.22 | 14.1546 | 0 | 2526.68 | 1111.221 | -0.14733 | 0.014 | -0.68364 | 0.071446 | 402.3949 | 161.4197 | 0 |  | 5843.358 | 1511.418 | 5843.358 | 1055.109 | 2629.128 | 3096.817 | 10000 | 1394.518 | 4151.652 | 1741.293 | 5000.855 | Non-Competitive | Non-Competitive | 0 | TRUE | FALSE | 1 | Non-Competitive | 39.7655 | Non-Competitive
XLWS158 591__A TO_FROM | XLWS158 | 591__A | 280 | 1 | 1 | CRLTN_NW_E8 | TNLAKEPNTE1 | TO_FROM | 73521.13 | 77704.38 | -345.227 | 0 | 1111.222 | 2526.68 | -0.014 | 0.14733 | -0.07145 | 0.68364 | -6.4312 | -170.202 | 0 | 4147.376 |  | 4398.512 | 1571.89 | 1328.025 | 1121.77 | 5253.448 | 3365.215 | 2763.548 | 1477.099 | 3604.261 | 1822.851 | Competitive | Competitive | 1 | TRUE | FALSE | 1 | Non-Competitive | 40.7655 | Non-Competitive
XLWS58 589_C_1 FROM_TO | XLWS58 | 589_C_1 | 213 | 0 | 0 | CRLTN_NW_W8 | TNSOUTH___1 | FROM_TO | 73521.13 | 73718.91 | -32.0717 | 0 | 2525.797 | 1081.918 | -0.03777 | 0.005578 | -0.49973 | 0.043875 | 114.2674 | 44.8973 | 0 |  | 10000 | 2529.949 | 5990.497 | 1152.98 | 2170.2 | 2995.188 | 10000 | 1653.808 | 3085.904 | 2572.095 | 5025.21 | Competitive | Competitive | 1 | TRUE | FALSE | 1 | Non-Competitive | 41.7655 | Non-Competitive
XLWS58 589_C_1 TO_FROM | XLWS58 | 589_C_1 | 213 | 0 | 0 | CRLTN_NW_W8 | TNSOUTH___1 | TO_FROM | 73521.13 | 77608.2 | -91.2663 | 0 | 1130.323 | 3031.488 | -0.00558 | 0.037774 | -0.04388 | 0.49973 | 38.4255 | -20.5608 | 0 | 5250.624 |  | 4555.853 | 2684.026 | 1078.541 | 1216.994 | 5250.624 | 2995.188 | 1823.97 | 1720.67 | 3727.926 | 2677.551 | Competitive | Competitive | 1 | TRUE | FALSE | 1 | Non-Competitive | 42.7655 | Non-Competitive
XLWS58 590__A FROM_TO | XLWS58 | 590__A | 213 | 0 | 0 | LEWISVLSW8_1 | LEW_JNS_P8 | FROM_TO | 73521.13 | 73454.76 | -11.3308 | 0 | 1166.949 | 2592.36 | -0.00942 | 0.070923 | -0.71848 | 0.25345 | 259.0689 | 101.53 | 0 | 4677.662 |  | 4677.662 | 2777.717 | 946.321 | 2147.724 | 5237.249 | 2662.156 | 1378.279 | 2654.924 | 3809.628 | 2785.735 | Non-Competitive | Non-Competitive | 0 | TRUE | FALSE | 1 | Non-Competitive | 43.7655 | Non-Competitive
XLWS58 590__A TO_FROM | XLWS58 | 590__A | 213 | 0 | 0 | LEWISVLSW8_1 | LEW_JNS_P8 | TO_FROM | 73521.13 | 74164.72 | -241.328 | 0 | 2592.36 | 1166.949 | -0.07092 | 0.009421 | -0.25345 | 0.71848 | 42.918 | -71.6772 | 0 |  | 6111.936 | 2777.717 | 6111.936 | 2071.378 | 1777.986 | 2662.156 | 10000 | 2607.147 | 2498.018 | 2785.735 | 5094.321 | Competitive | Competitive | 1 | TRUE | FALSE | 1 | Non-Competitive | 44.7655 | Non-Competitive
XLWS58 591__A FROM_TO | XLWS58 | 591__A | 280 | 0 | 0 | CRLTN_NW_E8 | TNLAKEPNTE1 | FROM_TO | 73521.13 | 73622.82 | -170.402 | 0 | 2804.183 | 1091.639 | -0.09741 | 0.013922 | -0.58028 | 0.11854 | 221.0882 | 34.8395 | 0 |  | 6035.782 | 2940.059 | 6035.782 | 1313.514 | 2097.677 | 2900.749 | 10000 | 1973.213 | 2842.549 | 2797.093 | 5046.141 | Competitive | Competitive | 1 | TRUE | FALSE | 1 | Non-Competitive | 45.7655 | Non-Competitive
XLWS58 591__A TO_FROM | XLWS58 | 591__A | 280 | 0 | 0 | CRLTN_NW_E8 | TNLAKEPNTE1 | TO_FROM | 73521.13 | 74278.99 | -159.453 | 0 | 1140.926 | 2945.259 | -0.01392 | 0.09741 | -0.11854 | 0.58028 | 187.4601 | 31.1851 | 0 | 4240.871 |  | 4601.362 | 3124.441 | 1047.874 | 1379.521 | 5245.867 | 2900.749 | 1628.857 | 2038.567 | 3646.334 | 2898.85 | Competitive | Competitive | 1 | TRUE | FALSE | 1 | Non-Competitive | 46.7655 | Non-Competitive
XLY2T58 LYTTON_S_AT1H FROM_TO | XLY2T58 | LYTTON_S_AT1H | 480 | 3 | 3 | LYTTON34 | LYTTON1_1KV | FROM_TO | 73521.13 | 73429.92 | 228.2847 | 0 | 1795.39 | 772.341 | -0.06909 | 0.028694 | -0.24141 | 0.067819 | 502.0198 | 289.6175 | 0 | 5370.176 | 4942.846 | 1494.187 | 4942.846 | 997.856 | 4921.87 | 3633.645 | 5000.001 | 1173.785 | 4976.483 | 1554.73 | 4980.606 | Competitive | Non-Competitive | 0 | TRUE | FALSE | 1 | Non-Competitive | 47.7655 | Non-Competitive
XLY2T58 LYTTON_S_AT1H TO_FROM | XLY2T58 | LYTTON_S_AT1H | 480 | 3 | 3 | LYTTON34 | LYTTON1_1KV | TO_FROM | 73521.13 | 83940.67 | -574.733 | 0 | 772.339 | 1457.391 | -0.02869 | 0.069089 | -0.06782 | 0.24141 | -150.769 | -459.19 | 0 | 4942.846 | 5370.176 | 4942.846 | 1605.812 | 4838.636 | 1075.343 | 5000.001 | 3633.645 | 4975.558 | 1252.954 | 4980.606 | 1652.574 | Competitive | Competitive | 1 | TRUE | FALSE | 1 | Non-Competitive | 48.7655 | Non-Competitive
XLY3T58 LYTTON_S_AT1H FROM_TO | XLY3T58 | LYTTON_S_AT1H | 480 | 1 | 1 | LYTTON34 | LYTTON1_1KV | FROM_TO | 73521.13 | 73414.37 | 224.1147 | 0 | 1457.694 | 961.921 | -0.07006 | 0.029097 | -0.27227 | 0.068771 | 509.0676 | 293.6805 | 0 | 5370.18 | 4942.846 | 1494.21 | 4942.846 | 997.876 | 4921.849 | 3633.64 | 5000.001 | 1173.801 | 4976.483 | 1554.721 | 4980.606 | Competitive | Non-Competitive | 0 | TRUE | FALSE | 1 | Non-Competitive | 49.7655 | Non-Competitive
XLY3T58 LYTTON_S_AT1H TO_FROM | XLY3T58 | LYTTON_S_AT1H | 480 | 1 | 1 | LYTTON34 | LYTTON1_1KV | TO_FROM | 73521.13 | 83843 | -582.803 | 0 | 772.343 | 1457.694 | -0.0291 | 0.070058 | -0.06877 | 0.27227 | -152.884 | -465.637 | 0 | 4942.846 | 5370.18 | 4942.846 | 1605.835 | 4838.639 | 1075.365 | 5000.001 | 3633.64 | 4975.558 | 1252.969 | 4980.606 | 1652.564 | Competitive | Competitive | 1 | TRUE | FALSE | 1 | Non-Competitive | 50.7655 | Non-Competitive
XLY3T58 LYTTON_S_AT2H FROM_TO | XLY3T58 | LYTTON_S_AT2H | 480 | 1 | 1 | LYTTON34 | LYTTON2_1KV | FROM_TO | 73521.13 | 73603.52 | 209.2704 | 0 | 1457.703 | 772.343 | -0.06333 | 0.026304 | -0.24694 | 0.062169 | 459.6539 | 265.4953 | 0 | 5370.182 | 4942.847 | 1494.193 | 4942.847 | 997.867 | 4921.852 | 3633.652 | 5000.001 | 1173.792 | 4976.485 | 1554.732 | 4980.608 | Competitive | Competitive | 1 | TRUE | FALSE | 1 | Non-Competitive | 51.7655 | Non-Competitive
XLY3T58 LYTTON_S_AT2H TO_FROM | XLY3T58 | LYTTON_S_AT2H | 480 | 1 | 1 | LYTTON34 | LYTTON2_1KV | TO_FROM | 73521.13 | 84661.34 | -467.585 | 0 | 1001.95 | 1682.022 | -0.0263 | 0.063334 | -0.06217 | 0.24694 | -138.214 | -420.944 | 0 | 4942.847 | 5370.182 | 4942.847 | 1605.817 | 4838.649 | 1075.352 | 5000.001 | 3633.652 | 4975.56 | 1252.956 | 4980.608 | 1652.575 | Competitive | Competitive | 1 | TRUE | FALSE | 1 | Non-Competitive | 52.7655 | Non-Competitive
XLYT58 LYTTON_S_AT1H FROM_TO | XLYT58 | LYTTON_S_AT1H | 480 | 3 | 3 | LYTTON34 | LYTTON1_1KV | FROM_TO | 73521.13 | 92690.8 | 0 | 0 | 0 | 0 | 0 | 0 | 0 | 0 | 0 | 0 | 0 | [10 empty] | 0 | 0 | Competitive | Competitive | 1 | FALSE | TRUE | 1 | Non-Competitive | 53.7655 | Non-Competitive
XLYT58 LYTTON_S_AT1H TO_FROM | XLYT58 | LYTTON_S_AT1H | 480 | 3 | 3 | LYTTON34 | LYTTON1_1KV | TO_FROM | 73521.13 | 92690.8 | 0 | 0 | 0 | 0 | 0 | 0 | 0 | 0 | 0 | 0 | 0 | [10 empty] | 0 | 0 | Competitive | Competitive | 1 | FALSE | TRUE | 1 | Non-Competitive | 54.7655 | Non-Competitive
XMDK89 6427__A FROM_TO | XMDK89 | 6427__A | 151 | 1 | 1 | PERMIANB_8 | HACKBTAP4A | FROM_TO | 73521.13 | 73382.28 | -162.752 | 0 | 1232.111 | 1463.653 | -0.04379 | 0.096836 | -0.67964 | 0.096836 | 245.399 | 59.6284 | 0 | 4649.185 | 10000 | 4649.185 | 10000 | 1555.15 | 2124.3 | 4649.185 | 10000 | 3841.814 | 7944.857 | 4845.254 | 10000 | Competitive | Non-Competitive | 0 | TRUE | FALSE | 1 | Non-Competitive | 55.7655 | Non-Competitive
XMDK89 6427__A TO_FROM | XMDK89 | 6427__A | 151 | 1 | 1 | PERMIANB_8 | HACKBTAP4A | TO_FROM | 73521.13 | 73186.59 | -170.881 | 0 | 1479.246 | 1231.476 | -0.09684 | 0.17342 | -0.09684 | 0.67964 | 181.9001 | 146.1656 | 1111.83 | 3115.328 | 10000 | 3354.275 | 10000 | 2685.226 | 2590.485 | 3354.275 | 10000 | 3353.053 | 7658.714 | 3362.117 | 10000 | Competitive | Non-Competitive | 0 | TRUE | FALSE | 1 | Non-Competitive | 56.7655 | Non-Competitive
XMG2S58 MGSES_MR2H FROM_TO | XMG2S58 | MGSES_MR2H | 341 | 3 | 3 | MRGNCRK_5 | 700208_3STAR | FROM_TO | 73521.13 | 73519.88 | -101.294 | 0 | 1011.463 | 3257.177 | -0.3665 | 0.02695 | -1.5969 | 0.030613 | 342.9919 | 274.6946 | 0 | 3090.809 | 9598.434 | 1536.074 | 9579.841 | 753.114 | 9579.975 | 1536.074 | 9579.841 | 863.999 | 9693.618 | 1569.293 | 9693.778 | Non-Competitive | Non-Competitive | 0 | TRUE | FALSE | 1 | Non-Competitive | 57.7655 | Non-Competitive
XMG2S58 MGSES_MR2H TO_FROM | XMG2S58 | MGSES_MR2H | 341 | 3 | 3 | MRGNCRK_5 | 700208_3STAR | TO_FROM | 73521.13 | 69524.68 | -339.788 | 0 | 3257.181 | 1011.463 | -0.01793 | 0.3665 | -0.03061 | 1.5969 | 444.8387 | -278.223 | 0 | 3030.297 |  | 3298.593 | 10000 | 2990.434 | 927.598 | 3378.319 | 10000 | 3723.112 | 884.248 | 3726.312 | 10000 | Non-Competitive | Non-Competitive | 0 | TRUE | FALSE | 1 | Non-Competitive | 58.7655 | Non-Competitive
XMGS58 MGSES_MR1H FROM_TO | XMGS58 | MGSES_MR1H | 349 | 3 | 3 | MRGNCRK_5 | 700207_3STAR | FROM_TO | 73521.13 | 73501.21 | -105.89 | 0 | 1122.307 | 1019.275 | -0.38314 | 0.028174 | -0.4798 | 0.46409 | 358.5601 | 287.1606 | 0 | 2028.217 | 9598.433 | 1536.074 | 9579.841 | 753.122 | 9579.978 | 1536.074 | 9579.841 | 863.999 | 9693.617 | 1569.302 | 9693.778 | Competitive | Non-Competitive | 0 | TRUE | FALSE | 1 | Non-Competitive | 59.7655 | Non-Competitive
XMGS58 MGSES_MR1H TO_FROM | XMGS58 | MGSES_MR1H | 349 | 3 | 3 | MRGNCRK_5 | 700207_3STAR | TO_FROM | 73521.13 | 73261.51 | -359.348 | 0 | 1019.275 | 1004.964 | -0.01875 | 0.38314 | -0.46409 | 0.4798 | 465.0276 | -290.851 | 0 | 3030.297 |  | 3298.594 | 10000 | 2990.437 | 927.61 | 3378.319 | 10000 | 3723.112 | 884.265 | 3726.312 | 10000 | Competitive | Non-Competitive | 0 | TRUE | FALSE | 1 | Non-Competitive | 60.7655 | Non-Competitive
XMGS58 MGSES_MR1L FROM_TO | XMGS58 | MGSES_MR1L | 349 | 3 | 3 | MRGNCRK_8 | 700207_3STAR | FROM_TO | 73521.13 | 73289.51 | -359.348 | 0 | 1014.835 | 1003.407 | -0.01875 | 0.38314 | -0.5202 | 0.38314 | 465.0276 | -290.851 | 0 | 3030.297 |  | 3298.594 | 10000 | 2990.437 | 927.61 | 3378.319 | 10000 | 3723.112 | 884.265 | 3726.312 | 10000 | Competitive | Non-Competitive | 0 | TRUE | FALSE | 1 | Non-Competitive | 61.7655 | Non-Competitive
XMGS58 MGSES_MR1L TO_FROM | XMGS58 | MGSES_MR1L | 349 | 3 | 3 | MRGNCRK_8 | 700207_3STAR | TO_FROM | 73521.13 | 73496.18 | -105.89 | 0 | 1120.5 | 1014.835 | -0.38314 | 0.028174 | -0.38314 | 0.5202 | 358.5601 | 287.1606 | 0 | 2028.217 | 9598.433 | 1536.074 | 9579.841 | 753.122 | 9579.978 | 1536.074 | 9579.841 | 863.999 | 9693.617 | 1569.302 | 9693.778 | Competitive | Non-Competitive | 0 | TRUE | FALSE | 1 | Non-Competitive | 62.7655 | Non-Competitive
XMGS58 MGSES_MR2H FROM_TO | XMGS58 | MGSES_MR2H | 341 | 3 | 3 | MRGNCRK_5 | 700208_3STAR | FROM_TO | 73521.13 | 73520.7 | -100.912 | 0 | 1127.547 | 3257.178 | -0.36511 | 0.026849 | -1.5986 | 0.030497 | 341.6882 | 273.6478 | 0 | 3090.802 | 9598.434 | 1536.069 | 9579.842 | 753.115 | 9579.972 | 1536.069 | 9579.842 | 863.997 | 9693.618 | 1569.287 | 9693.779 | Non-Competitive | Non-Competitive | 0 | TRUE | FALSE | 1 | Non-Competitive | 63.7655 | Non-Competitive
XMGS58 MGSES_MR2H TO_FROM | XMGS58 | MGSES_MR2H | 341 | 3 | 3 | MRGNCRK_5 | 700208_3STAR | TO_FROM | 73521.13 | 69567.87 | -342.438 | 0 | 3257.175 | 1009.497 | -0.01786 | 0.36511 | -0.0305 | 1.5986 | 443.1527 | -277.165 | 0 | 3030.295 |  | 3298.594 | 10000 | 2990.432 | 927.603 | 3378.32 | 10000 | 3723.114 | 884.245 | 3726.314 | 10000 | Non-Competitive | Non-Competitive | 0 | TRUE | FALSE | 1 | Non-Competitive | 64.7655 | Non-Competitive
XMOS58 6475__F FROM_TO | XMOS58 | 6475__F | 203 | 3 | 3 | ODESSANO_8 | ODESSA2_8 | FROM_TO | 73521.13 | 75061.36 | -330.274 | 0 | 1756.437 | 1235.083 | -0.03182 | 0.25501 | -0.11768 | 0.65175 | 25.8502 | -286.165 | 0 | 3119.957 | 5807.19 | 4421.838 | 5807.19 | 2880.287 | 872.016 | 4421.838 | 5807.19 | 4077.117 | 2612.737 | 4106.185 | 5837.218 | Competitive | Competitive | 1 | TRUE | FALSE | 1 | Non-Competitive | 65.7655 | Non-Competitive
XMOS58 6475__F TO_FROM | XMOS58 | 6475__F | 203 | 3 | 3 | ODESSANO_8 | ODESSA2_8 | TO_FROM | 73521.13 | 73320.42 | 94.1269 | 0 | 1047.883 | 1756.442 | -0.23547 | 0.031818 | -0.65175 | 0.11768 | 333.8133 | 267.7545 | 0 | 5807.19 | 10000 | 4714.844 | 10000 | 759.505 | 9881.184 | 5807.19 | 10000 | 2268.592 | 9994.756 | 5379.528 | 10000 | Competitive | Non-Competitive | 0 | TRUE | FALSE | 0 | Non-Competitive | 66.7655 | Non-Competitive
XMOS58 6500__B FROM_TO | XMOS58 | 6500__B | 206 | 3 | 3 | ODESEHV_8 | BIG3ODTA_8 | FROM_TO | 73521.13 | 73702.83 | 24.1655 | 0 | 0 | 783.721 | 0 | 0.000329 | -0.99967 | 0.000329 | 24.356 | 24.3625 | 0 |  |  | 783.721 |  | 783.721 |  | 783.721 |  | 783.721 |  | 783.721 | 0 | Competitive | Competitive | 1 | FALSE | TRUE | 1 | Non-Competitive | 67.7655 | Non-Competitive
XMOS58 6500__B TO_FROM | XMOS58 | 6500__B | 206 | 3 | 3 | ODESEHV_8 | BIG3ODTA_8 | TO_FROM | 73521.13 | 92690.8 | -24.1848 | 0 | 783.721 | 0 | -0.00033 | 0 | -0.00033 | 0.99967 | -24.1851 | -22.2126 | 5931.83 |  |  |  | 913.719 |  | 913.719 |  | 913.719 |  | 913.719 | 0 | 913.719 | Competitive | Competitive | 1 | FALSE | TRUE | 1 | Non-Competitive | 68.7655 | Non-Competitive
XMOS58 6511__A FROM_TO | XMOS58 | 6511__A | 155 | 3 | 3 | MIDLNDE_8 | WINDWOOD_8 | FROM_TO | 73521.13 | 73656.77 | -47.4842 | 0 | 1134.842 | 1234.254 | -0.02972 | 0.028247 | -0.6808 | 0.24659 | 62.4545 | 21.6371 | 0 | 10000 | 5814.589 | 10000 | 5814.589 | 850.037 | 5446.405 | 10000 | 5814.589 | 5550.241 | 5812.197 | 10000 | 5852.199 | Competitive | Competitive | 1 | TRUE | FALSE | 1 | Non-Competitive | 69.7655 | Non-Competitive
XMOS58 6511__A TO_FROM | XMOS58 | 6511__A | 155 | 3 | 3 | MIDLNDE_8 | WINDWOOD_8 | TO_FROM | 73521.13 | 73946.07 | -56.9771 | 0 | 1234.254 | 1341.772 | -0.02825 | 0.029724 | -0.24659 | 0.6808 | 48.8586 | -46.2175 | 0 | 3402.681 | 10000 | 2945.787 | 10000 | 2602.29 | 1035.377 | 2945.787 | 10000 | 3404.066 | 7214.87 | 3472.474 | 10000 | Competitive | Competitive | 1 | TRUE | FALSE | 1 | Non-Competitive | 70.7655 | Non-Competitive
XMOS58 6915__A FROM_TO | XMOS58 | 6915__A | 40 | 3 | 3 | ODESSANO_9 | ODBASSS_9 | FROM_TO | 73521.13 | 73494.46 | 12.9165 | 0 | 1187.336 | 1218.937 | -0.02467 | 0.002744 | -0.51415 | 0.15396 | 53.7155 | 48.0132 | 0 |  | 10000 | 3752.286 | 10000 | 744.609 | 9921.34 | 5802.698 | 10000 | 891.255 | 9997.142 | 4674.412 | 10000 | Competitive | Non-Competitive | 0 | TRUE | FALSE | 0 | Non-Competitive | 71.7655 | Non-Competitive
XMOS58 6915__A TO_FROM | XMOS58 | 6915__A | 40 | 3 | 3 | ODESSANO_9 | ODBASSS_9 | TO_FROM | 73521.13 | 73862.5 | -53.344 | 0 | 1225.497 | 1226.664 | -0.00274 | 0.037737 | -0.15396 | 0.51414 | -12.8619 | -49.6968 | 0 | 4149.596 |  | 4149.596 | 5173.354 | 2883.597 | 845.884 | 4149.596 | 5802.698 | 3962.239 | 1035.047 | 4168.631 | 5493.968 | Competitive | Competitive | 1 | TRUE | FALSE | 1 | Non-Competitive | 72.7655 | Non-Competitive
XMOS58 ODNTH_FMR1 FROM_TO | XMOS58 | ODNTH_FMR1 | 87 | 3 | 3 | ODESSANO_8 | ODESSANO_9 | FROM_TO | 73521.13 | 73522.04 | 16.2732 | 0 | 1061.095 | 1189.9 | -0.03794 | 0.005639 | -0.70583 | 0.042396 | 86.3583 | 75.2039 | 0 |  | 10000 | 4178.145 | 10000 | 736.251 | 9910.75 | 5805.041 | 10000 | 1201.687 | 9991.355 | 5003.373 | 10000 | Competitive | Competitive | 1 | TRUE | FALSE | 1 | Non-Competitive | 73.7655 | Non-Competitive
XMOS58 ODNTH_FMR1 TO_FROM | XMOS58 | ODNTH_FMR1 | 87 | 3 | 3 | ODESSANO_8 | ODESSANO_9 | TO_FROM | 73521.13 | 76007.58 | -85.8971 | 0 | 1258.728 | 1269.495 | -0.00564 | 0.063548 | -0.0424 | 0.70583 | -16.1957 | -78.167 | 0 | 4223.528 |  | 4223.528 | 5241.359 | 2803.873 | 837.124 | 4223.528 | 5805.041 | 4138.677 | 1403.056 | 4515.25 | 5569.553 | Competitive | Competitive | 1 | TRUE | FALSE | 1 | Non-Competitive | 74.7655 | Non-Competitive
XNE2D58 NEDIN_138H FROM_TO | XNE2D58 | NEDIN_138H | 660 | 1 | 1 | NEDIN7A | 8381_3STAR | FROM_TO | 73521.13 | 73083.34 | 773.6319 | 0 | 1702.788 | 974.106 | -0.39688 | 0.028324 | -0.78721 | 0.28145 | 1011.142 | 891.5869 | 0 | 1413.906 | 3047.033 | 813.432 | 10000 | 797.091 | 3288.205 | 1752.035 | 10000 | 777.355 | 6416.431 | 787.246 | 6405.739 | Non-Competitive | Non-Competitive | 0 | TRUE | FALSE | 0 | Non-Competitive | 75.7655 | Non-Competitive
XNE2D58 NEDIN_138H TO_FROM | XNE2D58 | NEDIN_138H | 660 | 1 | 1 | NEDIN7A | 8381_3STAR | TO_FROM | 73521.13 | 78794.65 | -1000.46 | 0 | 969.171 | 1702.788 | -0.02832 | 0.50586 | -0.28145 | 0.78721 | -785.751 | -773.954 | 2973.83 | 4303.334 | 1811.183 | 7258.206 | 919.75 | 4175.061 | 917.407 | 7258.206 | 1933.167 | 6797.384 | 891.106 | 6802.971 | 891.794 | Competitive | Competitive | 1 | TRUE | FALSE | 1 | Non-Competitive | 76.7655 | Non-Competitive
XODN89 6860__A FROM_TO | XODN89 | 6860__A | 40 | 1 | 1 | HOLTSS_9 | ECTRSHLT_9 | FROM_TO | 73521.13 | 73519.63 | 26.6607 | 0 | 1512.141 | 1234.437 | -0.00853 | 0.004175 | -0.74954 | 0.099488 | 41.1233 | 37.2175 | 0 |  |  | 2887.468 | 10000 | 802.581 | 9974.465 | 10000 | 10000 | 788.685 | 9999.805 | 4655.99 | 10000 | Competitive | Non-Competitive | 0 | FALSE | FALSE | 1 | Non-Competitive | 77.7655 | Non-Competitive
XODN89 6860__A TO_FROM | XODN89 | 6860__A | 40 | 1 | 1 | HOLTSS_9 | ECTRSHLT_9 | TO_FROM | 73521.13 | 74191.6 | -40.249 | 0 | 1126.571 | 1343.197 | -0.00143 | 0.015888 | -0.09949 | 0.74954 | -27.1843 | -28.8278 | 4188.13 |  |  | 4125.31 | 969.065 | 2914.479 | 953.727 | 6667.784 | 9149.759 | 3513.153 | 990.361 | 3725.917 | 1000.4 | Competitive | Competitive | 1 | FALSE | FALSE | 1 | Non-Competitive | 78.7655 | Non-Competitive
XOLS89 OLK_WHTN_1 FROM_TO | XOLS89 | OLK_WHTN_1 | 63 | 1 | 1 | TNLKWHITNY0 | TNOLSEN___0 | FROM_TO | 73521.13 | 73520.86 | 26.2102 | 0 | 2412.846 | 742.213 | -0.00283 | 0.013901 | -0.59899 | 0.15224 | 63.1651 | 46.6207 | 0 |  |  | 10000 | 10000 | 1059.603 | 2361.386 | 10000 | 10000 | 1078.183 | 4942.441 | 10000 | 10000 | Competitive | Non-Competitive | 0 | FALSE | FALSE | 1 | Non-Competitive | 79.7655 | Non-Competitive
XOLS89 OLK_WHTN_1 TO_FROM | XOLS89 | OLK_WHTN_1 | 63 | 1 | 1 | TNLKWHITNY0 | TNOLSEN___0 | TO_FROM | 73521.13 | 74095.87 | -60.1401 | 0 | 742.213 | 2343.95 | -0.0139 | 0.006551 | -0.15224 | 0.59899 | -26.5545 | -59.7906 | 0 |  |  | 7273.896 | 10000 | 808.99 | 1114.39 | 10000 | 10000 | 1575.376 | 1115.075 | 5716.848 | 10000 | Competitive | Competitive | 1 | FALSE | FALSE | 1 | Non-Competitive | 80.7655 | Non-Competitive
XPAD89 PADC_PADU1_1 FROM_TO | XPAD89 | PADC_PADU1_1 | 38 | 1 | 1 | PADC2A | PADU2A | FROM_TO | 73521.13 | 73554.65 | -46.6152 | 0 | 1789.359 | 1082.13 | -0.00401 | 0.002416 | -0.59909 | 0.39582 | 17.9088 | 10.3901 | 1573.03 |  |  | 3938.065 | 3341.923 | 1005.752 | 3278.161 | 4713.714 | 3738.111 | 1725.749 | 3880.556 | 4370.289 | 3895.992 | Competitive | Competitive | 1 | FALSE | FALSE | 1 | Non-Competitive | 81.7655 | Non-Competitive
XPAD89 PADC_PADU1_1 TO_FROM | XPAD89 | PADC_PADU1_1 | 38 | 1 | 1 | PADC2A | PADU2A | TO_FROM | 73521.13 | 73494.83 | -17.5389 | 0 | 1209.185 | 1771.863 | -0.00242 | 0.39258 | -0.39582 | 0.59909 | 47.6799 | -16.2663 | 0 | 5606.855 |  | 10000 | 2989.19 | 2157.428 | 1059.286 | 10000 | 3695.052 | 8928.274 | 1281.631 | 9171.012 | 3356.708 | Competitive | Non-Competitive | 0 | TRUE | FALSE | 1 | Non-Competitive | 82.7655 | Non-Competitive
XPH2R58 PHR_AT1 FROM_TO | XPH2R58 | PHR_AT1 | 460 | 3 | 3 | P_H_R___345E | 49126_STAR | FROM_TO | 73521.13 | 73053.25 | 372.7786 | 0 | 2586.624 | 6795.26 | -0.21299 | 0.044312 | -0.28239 | 0.077542 | 595.8845 | 386.9209 | 0 | 6859.963 | 7060.101 | 6087.557 | 7231.736 | 820.805 | 4734.893 | 10000 | 7231.736 | 1961.672 | 7034.279 | 7418.4 | 7207.111 | Non-Competitive | Non-Competitive | 0 | TRUE | FALSE | 1 | Non-Competitive | 83.7655 | Non-Competitive
XPH2R58 PHR_AT1 TO_FROM | XPH2R58 | PHR_AT1 | 460 | 3 | 3 | P_H_R___345E | 49126_STAR | TO_FROM | 73521.13 | 83790.85 | -560.564 | 0 | 6795.265 | 2586.624 | -0.04431 | 0.21299 | -0.07754 | 0.28239 | -266.304 | -424.511 | 94.83 | 7060.101 | 6859.963 | 7231.736 | 6087.557 | 4734.893 | 961.74 | 7231.736 | 10000 | 7034.279 | 2270.396 | 7207.111 | 7418.4 | Competitive | Competitive | 1 | TRUE | FALSE | 1 | Non-Competitive | 84.7655 | Non-Competitive
XPHR58 138_NAL_HAS_1 FROM_TO | XPHR58 | 138_NAL_HAS_1 | 383 | 3 | 3 | TNHASTINGS1 | TNNALVIN__1 | FROM_TO | 73521.13 | 77298.06 | -340.74 | 0 | 2538.347 | 1375.605 | -0.0115 | 0.06162 | -0.13199 | 0.79288 | -116.912 | -200.226 | 0 | 7232.498 |  | 7232.498 | 1231.705 | 3225.999 | 866.258 | 7232.498 | 1583.252 | 5632.227 | 948.666 | 7233.009 | 1360.647 | Competitive | Competitive | 1 | TRUE | FALSE | 1 | Non-Competitive | 85.7655 | Non-Competitive
XPHR58 138_NAL_HAS_1 TO_FROM | XPHR58 | 138_NAL_HAS_1 | 383 | 3 | 3 | TNHASTINGS1 | TNNALVIN__1 | TO_FROM | 73521.13 | 73575.73 | 164.5884 | 0 | 1311.567 | 2250.961 | -0.06162 | 0.011502 | -0.79288 | 0.13199 | 339.7119 | 194.1907 | 0 |  | 7232.498 | 1037.628 | 7232.498 | 743.391 | 3225.999 | 1268.444 | 7232.498 | 806.954 | 5632.227 | 1142.126 | 7233.009 | Competitive | Competitive | 1 | TRUE | FALSE | 1 | Non-Competitive | 86.7655 | Non-Competitive
XRE2N58 ALNSW_MR1H FROM_TO | XRE2N58 | ALNSW_MR1H | 515 | 6 | 6 | ALLENSW1_5 | ALNSW1_1 | FROM_TO | 73521.13 | 73085.04 | 198.6415 | 0 | 2556.697 | 1193.565 | -0.0188 | 0.048572 | -0.42739 | 0.28472 | 697.9655 | 401.823 | 0 | 3923.447 |  | 3717.305 | 4635.812 | 1521.425 | 1928.777 | 3985.516 | 10000 | 2861.426 | 2059.12 | 3778.02 | 4105.423 | Non-Competitive | Non-Competitive | 0 | TRUE | FALSE | 1 | Non-Competitive | 87.7655 | Non-Competitive
XRE2N58 ALNSW_MR1H TO_FROM | XRE2N58 | ALNSW_MR1H | 515 | 6 | 6 | ALLENSW1_5 | ALNSW1_1 | TO_FROM | 73521.13 | 76049.2 | -541.385 | 0 | 1204.826 | 2666.477 | -0.04857 | 0.018799 | -0.28472 | 0.42739 | -195.556 | -391.882 | 0 |  | 4381.124 | 4049.372 | 4117.464 | 1062.227 | 1626.074 | 5274.153 | 4454.768 | 1250.809 | 3076.953 | 3423.449 | 4107.244 | Competitive | Competitive | 1 | TRUE | FALSE | 1 | Non-Competitive | 88.7655 | Non-Competitive
XROC89 GREGOR_RINCON1_1 FROM_TO | XROC89 | GREGOR_RINCON1_1 | 61 | 1 | 1 | RINCON2A | GREGORY2A | FROM_TO | 73521.13 | 73551.72 | 16.7896 | 0 | 1050.607 | 1375.403 | -0.01883 | 0.004246 | -0.55902 | 0.17527 | 43.8984 | 28.5354 | 0 |  |  | 3315.312 | 4061.34 | 763.386 | 2897.554 | 3315.312 | 5644.313 | 656.572 | 4182.937 | 3207.168 | 4725.118 | Competitive | Competitive | 1 | FALSE | FALSE | 1 | Non-Competitive | 89.7655 | Non-Competitive
XROC89 GREGOR_RINCON1_1 TO_FROM | XROC89 | GREGOR_RINCON1_1 | 61 | 1 | 1 | RINCON2A | GREGORY2A | TO_FROM | 73521.13 | 73957.13 | -43.7167 | 0 | 1246.402 | 1133.198 | -0.00425 | 0.018831 | -0.17527 | 0.55902 | -15.4468 | -42.245 | 0 |  |  | 4061.34 | 3315.312 | 2002.748 | 864.849 | 5644.313 | 3315.312 | 3792.378 | 728.618 | 4725.118 | 3207.168 | Competitive | Competitive | 1 | FALSE | FALSE | 1 | Non-Competitive | 90.7655 | Non-Competitive
XSA3R58 SARC_T1L FROM_TO | XSA3R58 | SARC_T1L | 323 | 3 | 3 | SARC4A | SRC1DUM | FROM_TO | 73521.13 | 77478.74 | -335.039 | 0 | 1750.612 | 1269.893 | -0.01349 | 0.26155 | -0.09015 | 0.45526 | -16.2516 | -36.2903 | 1436.53 | 2001.848 |  | 5573.819 | 1852.827 | 1235.432 | 1505.7 | 10000 | 1897.946 | 4586.46 | 1744.428 | 4810.125 | 1874.199 | Competitive | Competitive | 1 | TRUE | FALSE | 1 | Non-Competitive | 91.7655 | Non-Competitive
XSA3R58 SARC_T1L TO_FROM | XSA3R58 | SARC_T1L | 323 | 3 | 3 | SARC4A | SRC1DUM | TO_FROM | 73521.13 | 73344.06 | -6.48 | 0 | 1225.926 | 1750.612 | -0.06954 | 0.035901 | -0.45526 | 0.090148 | 403.5586 | 195.3754 | 0 | 7078.849 | 10000 | 1640.545 | 10000 | 1122.329 | 1848.108 | 7078.849 | 10000 | 1345.823 | 4278.81 | 2815.97 | 10000 | Competitive | Non-Competitive | 0 | TRUE | FALSE | 1 | Non-Competitive | 92.7655 | Non-Competitive
XSA4N89 BALG_HUMBLT1_1 FROM_TO | XSA4N89 | BALG_HUMBLT1_1 | 27 | 1 | 1 | BALG2A | BALEXTP2 | FROM_TO | 73521.13 | 73520.85 | 7.4783 | 0 | 1236.422 | 1298.174 | -0.0024 | 0.006372 | -0.85594 | 0.071964 | 27.1955 | 10.1937 | 0 |  |  | 4678.333 | 5408.228 | 709.277 | 2126.965 | 5053.26 | 5408.228 | 1282.488 | 3574.593 | 5020.803 | 5033.498 | Competitive | Non-Competitive | 0 | FALSE | FALSE | 1 | Non-Competitive | 93.7655 | Non-Competitive
XSA4N89 BALG_HUMBLT1_1 TO_FROM | XSA4N89 | BALG_HUMBLT1_1 | 27 | 1 | 1 | BALG2A | BALEXTP2 | TO_FROM | 73521.13 | 73929.7 | -27.346 | 0 | 1347.339 | 1230.095 | -0.00197 | 0.008018 | -0.07196 | 0.85594 | -2.3809 | -14.7189 | 0 |  |  | 2751.036 | 2082.807 | 1521.399 | 896.465 | 10000 | 4823.972 | 1853.179 | 876.344 | 3520.231 | 2019.201 | Competitive | Competitive | 1 | FALSE | FALSE | 1 | Non-Competitive | 94.7655 | Non-Competitive
XSAL58 FAYETT_6AT2 FROM_TO | XSAL58 | FAYETT_6AT2 | 685 | 1 | 1 | L_FAYETT5_1Y | L_FAYETT8_1Y | FROM_TO | 73521.13 | 72759.98 | 459.5435 | 0 | 1712.617 | 2216.142 | -0.32066 | 0.14195 | -0.59176 | 0.19998 | 1126.046 | 252.199 | 0 | 2140.708 | 3525.929 | 5361.361 | 10000 | 984.404 | 1958.795 | 5361.361 | 10000 | 2780.957 | 6385.473 | 3840.378 | 7543.903 | Non-Competitive | Non-Competitive | 0 | TRUE | FALSE | 1 | Non-Competitive | 95.7655 | Non-Competitive
XSAL58 FAYETT_6AT2 TO_FROM | XSAL58 | FAYETT_6AT2 | 685 | 1 | 1 | L_FAYETT5_1Y | L_FAYETT8_1Y | TO_FROM | 73521.13 | 77412.25 | -1336.36 | 0 | 2216.141 | 1712.617 | -0.14195 | 0.32066 | -0.19998 | 0.59176 | -96.0986 | -639.681 | 0 | 3525.929 | 2325.615 | 10000 | 5361.361 | 1958.537 | 1176.713 | 10000 | 5361.361 | 6385.472 | 3077.254 | 7543.903 | 3957.163 | Competitive | Competitive | 1 | TRUE | FALSE | 1 | Non-Competitive | 96.7655 | Non-Competitive
XSAN58 FREER_SAN_DI1_1 FROM_TO | XSAN58 | FREER_SAN_DI1_1 | 38 | 3 | 3 | FREER2A | SAN_DIEG2A | FROM_TO | 73521.13 | 73483.82 | -5.1724 | 0 | 1281.153 | 1611.159 | -0.01573 | 0.02107 | -0.18035 | 0.58573 | 44.7284 | 11.3282 | 0 | 3334.961 |  | 2507.712 | 2461.698 | 801.236 | 1407.122 | 2507.712 | 4275.536 | 1974.043 | 2165.788 | 2505.949 | 2436.31 | Competitive | Non-Competitive | 0 | TRUE | FALSE | 1 | Non-Competitive | 97.7655 | Non-Competitive
XSAN58 FREER_SAN_DI1_1 TO_FROM | XSAN58 | FREER_SAN_DI1_1 | 38 | 3 | 3 | FREER2A | SAN_DIEG2A | TO_FROM | 73521.13 | 73573.22 | -39.1229 | 0 | 1643.734 | 1318.842 | -0.02107 | 0.015729 | -0.58573 | 0.18035 | 6.8842 | -28.4014 | 0 |  | 5000 | 1289.998 | 5000 | 854.162 | 912.806 | 4275.536 | 5000 | 1217.011 | 3223.24 | 1371.057 | 5000 | Competitive | Competitive | 1 | TRUE | FALSE | 1 | Non-Competitive | 98.7655 | Non-Competitive
XSAN58 LAQUIN_LOBO1_1 FROM_TO | XSAN58 | LAQUIN_LOBO1_1 | 239 | 3 | 3 | LOBO4A | LAQUNTA4A | FROM_TO | 73521.13 | 73552.98 | -1.1782 | 0 | 1290.559 | 10000 | -0.03336 | 0.10335 | -0.72875 | 0.11857 | 215.765 | 89.1912 | 0 | 3334.961 | 2519.815 | 3334.961 | 2519.815 | 715.197 | 1636.256 | 3334.961 | 2519.815 | 2431.401 | 2342.113 | 3334.961 | 2622.668 | Competitive | Competitive | 1 | TRUE | FALSE | 1 | Non-Competitive | 99.7655 | Non-Competitive
XSAN58 LAQUIN_LOBO1_1 TO_FROM | XSAN58 | LAQUIN_LOBO1_1 | 239 | 3 | 3 | LOBO4A | LAQUNTA4A | TO_FROM | 73521.13 | 74696.16 | -203.635 | 0 | 10000 | 1290.559 | -0.10335 | 0.72875 | -0.11857 | 0.72875 | 101.8916 | -159.041 | 0 | 3649.871 | 5000 | 10000 | 5000 | 3214.428 | 874.528 | 10000 | 5000 | 9389.856 | 3356.823 | 9410.177 | 5000 | Competitive | Competitive | 1 | TRUE | FALSE | 1 | Non-Competitive | 100.7655 | Non-Competitive
XSAN58 SANMIGL_ATBH FROM_TO | XSAN58 | SANMIGL_ATBH | 300 | 3 | 3 | MIGUEL5 | NOTMODMIDPT1 | FROM_TO | 73521.13 | 73198.27 | 127.3752 | 0 | 1356.605 | 1712.865 | -0.22707 | 0.078372 | -0.50204 | 0.078372 | 462.4121 | 215.9113 | 0 | 5000 | 3579.67 | 5000 | 10000 | 802.539 | 2779.73 | 5000 | 10000 | 1323.3 | 8025.802 | 5000 | 8228.513 | Competitive | Non-Competitive | 0 | TRUE | FALSE | 1 | Non-Competitive | 101.7655 | Non-Competitive
XSAN58 SANMIGL_ATBH TO_FROM | XSAN58 | SANMIGL_ATBH | 300 | 3 | 3 | MIGUEL5 | NOTMODMIDPT1 | TO_FROM | 73521.13 | 78169.83 | -460.795 | 0 | 1712.875 | 1322.207 | -0.07837 | 0.22707 | -0.07837 | 0.50204 | -61.1717 | -426.158 | 0 | 2448.897 | 5000 | 8985.315 | 5000 | 1587.771 | 847.233 | 8890.13 | 5000 | 6814.78 | 1378.895 | 7248.248 | 5000 | Competitive | Competitive | 1 | TRUE | FALSE | 1 | Non-Competitive | 102.7655 | Non-Competitive
XSGV58 1080__B FROM_TO | XSGV58 | 1080__B | 257 | 3 | 3 | FOREGROV_8 | MABANKTAP | FROM_TO | 73521.13 | 73588.87 | 9.3001 | 0 | 2666.934 | 1298.886 | -0.08513 | 0.023342 | -0.62334 | 0.25568 | 214.6574 | 90.8064 | 1827.03 | 5417.157 | 5040.102 | 4788.548 | 5040.102 | 2093.779 | 3625.871 | 4411.995 | 5040.102 | 3519.873 | 4964.108 | 4269.68 | 5015.319 | Competitive | Competitive | 1 | TRUE | FALSE | 1 | Non-Competitive | 103.7655 | Non-Competitive
XSGV58 1080__B TO_FROM | XSGV58 | 1080__B | 257 | 3 | 3 | FOREGROV_8 | MABANKTAP | TO_FROM | 73521.13 | 74476.17 | -140.352 | 0 | 1279.861 | 2531.962 | -0.02334 | 0.085128 | -0.25568 | 0.62334 | 9.5006 | -107.028 | 0 | 5040.102 | 5417.157 | 5040.102 | 4788.548 | 3125.866 | 2218.867 | 5040.102 | 4411.995 | 4953.636 | 3613.447 | 5015.319 | 4269.68 | Competitive | Competitive | 1 | TRUE | FALSE | 1 | Non-Competitive | 104.7655 | Non-Competitive
XSNY89 ECRSW_FMR1 FROM_TO | XSNY89 | ECRSW_FMR1 | 28 | 1 | 1 | ENSCRKSS_9 | ENSCRKSS_8 | FROM_TO | 73521.13 | 92690.8 | -19.3738 | 0 | 0 | 783.721 | -0.00026 | 0 | -0.00026 | 0.99974 | -19.3895 | -17.8081 | 5931.83 |  |  |  | 913.719 |  | 913.719 |  | 913.719 |  | 913.719 | 0 | 913.719 | Competitive | Competitive | 1 | FALSE | TRUE | 1 | Non-Competitive | 105.7655 | Non-Competitive
XSNY89 ECRSW_FMR1 TO_FROM | XSNY89 | ECRSW_FMR1 | 28 | 1 | 1 | ENSCRKSS_9 | ENSCRKSS_8 | TO_FROM | 73521.13 | 73529.61 | 19.3893 | 0 | 783.721 | 0 | 0 | 0.000263 | -0.99974 | 0.000263 | 19.5266 | 19.5318 | 0 |  |  | 783.721 |  | 783.721 |  | 783.721 |  | 783.721 |  | 783.721 | 0 | Competitive | Competitive | 1 | FALSE | TRUE | 1 | Non-Competitive | 106.7655 | Non-Competitive
XTWI58 SARC_T2H FROM_TO | XTWI58 | SARC_T2H | 352 | 3 | 3 | SARC7A | SRC2DUM | FROM_TO | 73521.13 | 73445.81 | -8.5964 | 0 | 1148.231 | 1297.928 | -0.07172 | 0.038962 | -0.32435 | 0.3684 | 376.43 | 164.8581 | 0 | 7090.972 | 10000 | 2057.113 | 10000 | 1134.795 | 1797.444 | 7090.972 | 10000 | 1528.403 | 4508.206 | 3538.002 | 10000 | Competitive | Non-Competitive | 0 | TRUE | FALSE | 1 | Non-Competitive | 107.7655 | Non-Competitive
XTWI58 SARC_T2H TO_FROM | XTWI58 | SARC_T2H | 352 | 3 | 3 | SARC7A | SRC2DUM | TO_FROM | 73521.13 | 74442.33 | -308.918 | 0 | 1283.69 | 1148.231 | -0.01321 | 0.23516 | -0.3684 | 0.32436 | 6.2894 | -10.5352 | 1828.53 | 1900.658 |  | 5972.891 | 1765.544 | 1210.905 | 1554.476 | 10000 | 1879.726 | 4086.654 | 1818.146 | 4305.383 | 1858.901 | Competitive | Competitive | 1 | TRUE | FALSE | 1 | Non-Competitive | 108.7655 | Non-Competitive
XTWI58 SARC_T2L FROM_TO | XTWI58 | SARC_T2L | 352 | 3 | 3 | SARC4A | SRC2DUM | FROM_TO | 73521.13 | 73979.33 | -308.918 | 0 | 1296.624 | 1148.231 | -0.01321 | 0.23516 | -0.73275 | 0.32436 | 6.2894 | -10.5352 | 1828.53 | 1900.658 |  | 5972.891 | 1765.544 | 1210.905 | 1554.476 | 10000 | 1879.726 | 4086.654 | 1818.146 | 4305.383 | 1858.901 | Competitive | Competitive | 1 | TRUE | FALSE | 1 | Non-Competitive | 109.7655 | Non-Competitive
XTWI58 SARC_T2L TO_FROM | XTWI58 | SARC_T2L | 352 | 3 | 3 | SARC4A | SRC2DUM | TO_FROM | 73521.13 | 73445.81 | -8.5964 | 0 | 1121.21 | 1311.374 | -0.07172 | 0.038962 | -0.32435 | 0.73275 | 376.43 | 164.8581 | 0 | 7090.972 | 10000 | 2057.113 | 10000 | 1134.795 | 1797.444 | 7090.972 | 10000 | 1528.403 | 4508.206 | 3538.002 | 10000 | Competitive | Non-Competitive | 0 | TRUE | FALSE | 1 | Non-Competitive | 110.7655 | Non-Competitive
XUVA89 240T281_1 FROM_TO | XUVA89 | 240T281_1 | 44 | 1 | 1 | L_UTOPIA9_1Y | L_TARPLE9_1Y | FROM_TO | 73521.13 | 73460.98 | -63.2048 | 0 | 1020.231 | 1832.846 | -0.00333 | 0.021831 | -0.18905 | 0.66885 | 54.6816 | -30.1728 | 0 | 10000 |  | 1954 | 2206.111 | 785.728 | 1353.935 | 2091.128 | 3151.852 | 997.417 | 2172.55 | 1798.605 | 3006.622 | Competitive | Non-Competitive | 0 | TRUE | FALSE | 1 | Non-Competitive | 111.7655 | Non-Competitive
XUVA89 240T281_1 TO_FROM | XUVA89 | 240T281_1 | 44 | 1 | 1 | L_UTOPIA9_1Y | L_TARPLE9_1Y | TO_FROM | 73521.13 | 73495.24 | -29.5685 | 0 | 1546.535 | 979.203 | -0.02183 | 0.006024 | -0.66885 | 0.18905 | 61.721 | 9.504 | 0 |  | 10000 | 3322.743 | 10000 | 1184.472 | 1578.878 | 4345.733 | 10000 | 1792.128 | 2403.016 | 3203.606 | 10000 | Competitive | Non-Competitive | 0 | TRUE | FALSE | 1 | Non-Competitive | 112.7655 | Non-Competitive
XVIC89 BONIVI_RINCON1_1 FROM_TO | XVIC89 | BONIVI_RINCON1_1 | 38 | 1 | 1 | RINCON2A | BONIVIEW2A | FROM_TO | 73521.13 | 73528.59 | -24.9853 | 0 | 1709.892 | 1588.498 | -0.01187 | 0.021408 | -0.76793 | 0.065483 | 31.1117 | -20.417 | 0 | 5644.313 |  | 1455.859 | 3233.064 | 1184.477 | 833.288 | 2315.058 | 3233.064 | 1866.692 | 2107.67 | 1964.394 | 3109.751 | Competitive | Competitive | 1 | TRUE | FALSE | 1 | Non-Competitive | 113.7655 | Non-Competitive
XVIC89 BONIVI_RINCON1_1 TO_FROM | XVIC89 | BONIVI_RINCON1_1 | 38 | 1 | 1 | RINCON2A | BONIVIEW2A | TO_FROM | 73521.13 | 73724.98 | -25.0219 | 0 | 1762.803 | 1709.892 | -0.02141 | 0.01187 | -0.06548 | 0.76793 | 24.6386 | -7.8772 | 0 |  | 5644.313 | 3233.064 | 2681.032 | 785.63 | 2054.164 | 3233.064 | 3621.328 | 2101.819 | 3192.141 | 3109.751 | 3288.94 | Competitive | Competitive | 1 | TRUE | FALSE | 1 | Non-Competitive | 114.7655 | Non-Competitive
XVIC89 VICTOR_V_DUPS1_1 FROM_TO | XVIC89 | VICTOR_V_DUPS1_1 | 206 | 1 | 1 | V_DUPSW4A | VICTORIA4A | FROM_TO | 73521.13 | 78132.72 | -282.009 | 0 | 3311.667 | 2179.69 | -0.02758 | 0.39244 | -0.05269 | 0.39244 | -26.6321 | -208.11 | 0 | 3246.59 | 10000 | 3246.59 | 9592.51 | 2442.148 | 1053.587 | 7104.783 | 10000 | 3473.379 | 2161.016 | 3529.708 | 9802.317 | Competitive | Competitive | 1 | TRUE | FALSE | 1 | Non-Competitive | 115.7655 | Non-Competitive
XVIC89 VICTOR_V_DUPS1_1 TO_FROM | XVIC89 | VICTOR_V_DUPS1_1 | 206 | 1 | 1 | V_DUPSW4A | VICTORIA4A | TO_FROM | 73521.13 | 73347.19 | 86.021 | 0 | 2179.69 | 3311.665 | -0.39244 | 0.027578 | -0.39244 | 0.052688 | 274.4141 | 71.8862 | 0 | 10000 | 3246.59 | 9592.51 | 3246.59 | 883.436 | 2598.314 | 10000 | 7104.783 | 1790.147 | 3483.033 | 9802.317 | 3529.708 | Non-Competitive | Non-Competitive | 0 | TRUE | FALSE | 1 | Non-Competitive | 116.7655 | Non-Competitive
XWFA89 6945__A FROM_TO | XWFA89 | 6945__A | 42 | 1 | 1 | LKWICHIT1_9 | WCHTFLLS1_9 | FROM_TO | 73521.13 | 73498.73 | 27.1462 | 0 | 668.285 | 2051.396 | -0.00495 | 0.005192 | -0.4251 | 0.21654 | 51.5209 | 29.3511 | 0 |  |  | 2711.584 | 10000 | 673.021 | 9091.412 | 10000 | 10000 | 948.762 | 9912.699 | 4069.097 | 10000 | Non-Competitive | Non-Competitive | 0 | FALSE | FALSE | 1 | Non-Competitive | 117.7655 | Non-Competitive
XWFA89 6945__A TO_FROM | XWFA89 | 6945__A | 42 | 1 | 1 | LKWICHIT1_9 | WCHTFLLS1_9 | TO_FROM | 73521.13 | 73824.75 | -52.1801 | 0 | 2146.967 | 813.845 | -0.00519 | 0.007988 | -0.21654 | 0.4251 | -23.99 | -27.8539 | 5811.83 |  |  | 6861.572 | 4229.422 | 6365.324 | 919.639 | 6861.572 | 10000 | 5922.118 | 1677.757 | 5959.536 | 5958.664 | Competitive | Competitive | 1 | FALSE | FALSE | 1 | Non-Competitive | 118.7655 | Non-Competitive
XWHI58 LON_HI_PELICA1_1 FROM_TO | XWHI58 | LON_HI_PELICA1_1 | 470 | 1 | 1 | LON_HILL4A | PELICAN4A | FROM_TO | 73521.13 | 73780.52 | -140.028 | 0 | 1467.5 | 2594.323 | -0.46432 | 0.051415 | -0.59161 | 0.063644 | 314.3933 | 91.9732 | 0 | 1688.333 | 4456.787 | 1601.871 | 5644.313 | 696.956 | 4266.911 | 1786.098 | 5644.313 | 654.537 | 5430.663 | 1559.819 | 5433.539 | Competitive | Competitive | 1 | TRUE | FALSE | 1 | Non-Competitive | 119.7655 | Non-Competitive
XWHI58 LON_HI_PELICA1_1 TO_FROM | XWHI58 | LON_HI_PELICA1_1 | 470 | 1 | 1 | LON_HILL4A | PELICAN4A | TO_FROM | 73521.13 | 75790.38 | -301.083 | 0 | 2594.322 | 1467.5 | -0.05141 | 0.59161 | -0.06364 | 0.59161 | 330.5699 | -270.111 | 0 | 2250.224 | 2717.639 | 2576.127 | 2717.639 | 2192.669 | 877.562 | 2576.127 | 3485.839 | 2398.367 | 715.594 | 2399.012 | 3378.881 | Competitive | Competitive | 1 | TRUE | FALSE | 1 | Non-Competitive | 120.7655 | Non-Competitive
XWHI58 SINTON_SKIDMO1_1 FROM_TO | XWHI58 | SINTON_SKIDMO1_1 | 38 | 1 | 1 | SKIDMORE2A | SINTON2A | FROM_TO | 73521.13 | 73402.95 | -13.9779 | 0 | 1142.905 | 1389.267 | -0.03263 | 0.004473 | -0.22039 | 0.40023 | 64.0812 | 16.2439 | 0 |  | 5644.313 | 6757.813 | 2791.173 | 902.553 | 2270.813 | 5898.018 | 5644.313 | 1272.935 | 3317.51 | 5799.919 | 3432.727 | Competitive | Non-Competitive | 0 | TRUE | FALSE | 1 | Non-Competitive | 121.7655 | Non-Competitive
XWHI58 SINTON_SKIDMO1_1 TO_FROM | XWHI58 | SINTON_SKIDMO1_1 | 38 | 1 | 1 | SKIDMORE2A | SINTON2A | TO_FROM | 73521.13 | 73570.62 | -58.959 | 0 | 1563.785 | 1153.996 | -0.00447 | 0.032626 | -0.40023 | 0.22039 | 17.5631 | -45.7318 | 0 | 2939.325 |  | 1881.273 | 6899.635 | 1279.943 | 1066.973 | 2939.325 | 6070.901 | 1981.385 | 1552.159 | 2215.636 | 5916.049 | Competitive | Competitive | 1 | TRUE | FALSE | 1 | Non-Competitive | 122.7655 | Non-Competitive
XWHT58 WHTNY_MR2L FROM_TO | XWHT58 | WHTNY_MR2L | 450 | 3 | 3 | WHITNEY8 | WHITNYSTR | FROM_TO | 73521.13 | 74281.14 | -523.541 | 0 | 1292.904 | 1358.756 | -0.03878 | 0.31981 | -0.41573 | 0.38588 | 139.2581 | -310.478 | 0 | 5444.843 | 10000 | 10000 | 5591.318 | 1385.284 | 1045.133 | 10000 | 10000 | 3498.679 | 1113.78 | 7440.54 | 7524.551 | Competitive | Competitive | 1 | TRUE | FALSE | 1 | Non-Competitive | 123.7655 | Non-Competitive
XWHT58 WHTNY_MR2L TO_FROM | XWHT58 | WHTNY_MR2L | 450 | 3 | 3 | WHITNEY8 | WHITNYSTR | TO_FROM | 73521.13 | 73605.51 | 68.9584 | 0 | 1358.756 | 1224.495 | -0.31981 | 0.038782 | -0.38588 | 0.41573 | 409.6452 | 193.0231 | 0 | 10000 | 6205.066 | 5591.318 | 10000 | 950.345 | 2002.93 | 10000 | 10000 | 1020.377 | 4547.344 | 7524.551 | 8121.88 | Competitive | Competitive | 1 | TRUE | FALSE | 1 | Non-Competitive | 124.7655 | Non-Competitive
XWL2V58 3130__B FROM_TO | XWL2V58 | 3130__B | 172 | 4 | 4 | INDUST_E8 | CMPTON1_8 | FROM_TO | 73521.13 | 73399.3 | 10.3538 | 0 | 2853.249 | 1312.39 | -0.11873 | 0.014162 | -0.53093 | 0.26573 | 236.6838 | 158.7471 | 0 |  | 10000 | 3241.411 | 10000 | 1196.758 | 8304.065 | 3861.658 | 10000 | 2067.008 | 9943.412 | 3743.129 | 10000 | Non-Competitive | Non-Competitive | 0 | TRUE | FALSE | 1 | Non-Competitive | 125.7655 | Non-Competitive
XWL2V58 3130__B TO_FROM | XWL2V58 | 3130__B | 172 | 4 | 4 | INDUST_E8 | CMPTON1_8 | TO_FROM | 73521.13 | 74207.88 | -201.012 | 0 | 1449.206 | 2498.624 | -0.01416 | 0.11873 | -0.26573 | 0.53093 | -25.3866 | -49.5557 | 1436.13 | 10000 |  | 10000 | 3533.168 | 8232.987 | 1277.765 | 10000 | 3861.658 | 9943.213 | 2200.065 | 10000 | 4011.042 | Competitive | Competitive | 1 | TRUE | FALSE | 1 | Non-Competitive | 126.7655 | Non-Competitive
XWL2V58 WLVEE_MR2L FROM_TO | XWL2V58 | WLVEE_MR2L | 680 | 4 | 4 | WLEVEE_2T8 | 24003 | FROM_TO | 73521.13 | 75736.82 | -887.67 | 0 | 1806.381 | 1860.256 | -0.017 | 0.068839 | -0.46405 | 0.40534 | -369.678 | -336.786 | 2599.83 | 2283.331 |  | 2917.749 | 1025.584 | 2340.352 | 1008.68 | 4038.662 | 1090.792 | 2883.385 | 1064.933 | 2879.014 | 1072.063 | Competitive | Competitive | 1 | TRUE | FALSE | 1 | Non-Competitive | 127.7655 | Non-Competitive
XWL2V58 WLVEE_MR2L TO_FROM | XWL2V58 | WLVEE_MR2L | 680 | 4 | 4 | WLEVEE_2T8 | 24003 | TO_FROM | 73521.13 | 73000.27 | 538.6426 | 0 | 1877.373 | 1806.381 | -0.06884 | 0.017004 | -0.40534 | 0.46405 | 893.7184 | 574.1864 | 0 |  | 2507.88 | 865.816 | 3284.4 | 852.472 | 2562.669 | 1003.175 | 4038.662 | 926.116 | 3051.944 | 932.085 | 3047.267 | Competitive | Non-Competitive | 0 | TRUE | FALSE | 1 | Non-Competitive | 128.7655 | Non-Competitive
XZOR58 ZORN_2AT2 FROM_TO | XZOR58 | ZORN_2AT2 | 525 | 1 | 1 | L_ZORN__5_1Y | L_ZORN__8_1Y | FROM_TO | 73521.13 | 73433.73 | 366.4121 | 0 | 10000 | 1032.019 | -0.02857 | 0.048281 | -0.35439 | 0.04912 | 556.1987 | 392.1922 | 0 | 6156.909 | 10000 | 4275.356 | 5109.33 | 851.527 | 3415.874 | 10000 | 6322.834 | 2033.907 | 4373.121 | 6331.861 | 5369.696 | Non-Competitive | Non-Competitive | 0 | TRUE | FALSE | 1 | Non-Competitive | 129.7655 | Non-Competitive
XZOR58 ZORN_2AT2 TO_FROM | XZOR58 | ZORN_2AT2 | 525 | 1 | 1 | L_ZORN__5_1Y | L_ZORN__8_1Y | TO_FROM | 73521.13 | 92690.8 | -502.785 | 0 | 1009.355 | 10000 | -0.04828 | 0.028571 | -0.04912 | 0.35439 | -359.227 | -440.64 | 0 | 10000 | 6156.909 | 5109.33 | 4275.356 | 3415.874 | 990.544 | 6322.834 | 10000 | 4373.121 | 2308.53 | 5369.696 | 6331.861 | Competitive | Competitive | 1 | TRUE | FALSE | 1 | Non-Competitive | 130.7655 | Non-Competitive

## csc_crraug
[35 empty] | Option 1 |  |  |  |  | Option 2 |  | Option 3
[10 empty] | Current CCT | [8 empty] | New CCT | [14 empty] | SF+ ECI Threshold | 2500 | SF- ECI Threshold | 2000
str | contingency | constraint | linelimit | devicecnt | cktcnt | frombus | tobus | direction | sys_total_load | worst_load_curcct | pivotal_flow_curcct | under_gen_mw_curcct | eciexp_p | eciimp_n | mingensf | maxgensf | minbussf | maxbussf | worst_flow | pivotal_flow | under_gen_mw | eci002_p | eci002_n | eci1_3_p | eci1_3_n | eci000_p | eci000_n | eci1_2_p | eci1_2_n | ecisqr_p | ecisqr_n | ecim23_p | ecim23_n | cur_cct_flag | new_cct_flag | Not overloadable? | SF>= 2% | ECI<=Threshold | No pivotal player | w/o OL check | exectime | w/ OL check - set to non-comp if not overload-able
BASE CASE 1295__A FROM_TO | BASE CASE | 1295__A | 492 | 0 | 0 | TEMP_SS__8 | TEMP_PEC__8 | FROM_TO | 73521.13 | 75051.56 | -203.478 | 0 | 1484.648 | 1797.888 | -0.02051 | 0.024141 | -0.27413 | 0.32124 | 51.487 | 7.7394 | 2647.03 | 10000 | 10000 | 1751.615 | 1731.3 | 1043.398 | 1756.879 | 3412.396 | 3094.904 | 1501.358 | 1652.376 | 1945.19 | 1639.549 | Competitive | Competitive | 1 | TRUE | TRUE | 1 | Competitive | 0.7345 | Non-Competitive
BASE CASE 1295__A TO_FROM | BASE CASE | 1295__A | 492 | 0 | 0 | TEMP_SS__8 | TEMP_PEC__8 | TO_FROM | 73521.13 | 74065.23 | -103.83 | 0 | 2211.831 | 1467.744 | -0.02414 | 0.020513 | -0.32124 | 0.27413 | 316.0341 | 33.4763 | 0 | 10000 | 10000 | 1617.726 | 1915.058 | 1440.744 | 1177.934 | 3094.904 | 3412.396 | 1444.493 | 1683.572 | 1542.677 | 2097.735 | Competitive | Competitive | 1 | TRUE | FALSE | 1 | Non-Competitive | 0.7345 | Non-Competitive
BASE CASE 1830__A FROM_TO | BASE CASE | 1830__A | 83 | 0 | 0 | MCGREGPH1_8 | MCGREG_T_8 | FROM_TO | 73521.13 | 75580.78 | -19.7295 | 0 | 2398.244 | 1492.767 | -0.00067 | 0.000592 | -0.0447 | 0.92106 | -10.2063 | -12.4589 | 0 |  |  | 9287.272 | 1011.533 | 1636.526 | 973.371 | 9287.272 | 1550.707 | 4171.143 | 1068.464 | 9265.428 | 1083.879 | Competitive | Competitive | 1 | FALSE | FALSE | 1 | Non-Competitive | 0.711 | Non-Competitive
BASE CASE 1830__A TO_FROM | BASE CASE | 1830__A | 83 | 0 | 0 | MCGREGPH1_8 | MCGREG_T_8 | TO_FROM | 73521.13 | 73589.88 | 10.9987 | 0 | 1509.206 | 2398.244 | -0.00059 | 0.000668 | -0.92106 | 0.044702 | 19.6583 | 9.2145 | 0 |  |  | 824.435 | 9287.272 | 789.903 | 1711.578 | 1311.808 | 9287.272 | 887.863 | 4255.908 | 904.34 | 9265.428 | Competitive | Competitive | 1 | FALSE | FALSE | 1 | Non-Competitive | 0.711 | Non-Competitive
BASE CASE 1830__B FROM_TO | BASE CASE | 1830__B | 213 | 0 | 0 | SPGVALLYP_8 | MCGREG_T_8 | FROM_TO | 73521.13 | 73752.87 | -163.287 | 0 | 1901.752 | 1385.889 | -0.01021 | 0.015791 | -0.44866 | 0.48975 | 86.3662 | -30.1685 | 0 |  |  | 1630.793 | 1493.948 | 1602.913 | 1111.817 | 9269.895 | 1557.84 | 1552.463 | 1348.584 | 1631.7 | 1546.255 | Competitive | Competitive | 1 | FALSE | TRUE | 1 | Non-Competitive | 0.742 | Non-Competitive
BASE CASE 1830__B TO_FROM | BASE CASE | 1830__B | 213 | 0 | 0 | SPGVALLYP_8 | MCGREG_T_8 | TO_FROM | 73521.13 | 73635.59 | -37.4527 | 0 | 1472.632 | 1901.752 | -0.01579 | 0.010212 | -0.48976 | 0.44866 | 134.8383 | 79.86 | 0 |  |  | 1279.355 | 1728.699 | 978.7 | 1729.804 | 1347 | 9269.895 | 1184.527 | 1638.445 | 1341.078 | 1713.978 | Competitive | Competitive | 1 | FALSE | TRUE | 1 | Non-Competitive | 0.742 | Non-Competitive
BASE CASE 1830__C FROM_TO | BASE CASE | 1830__C | 213 | 0 | 0 | MCGREG_T_8 | TEMPELMC__8 | FROM_TO | 73521.13 | 75020.69 | -183.01 | 0 | 1983.62 | 1489.678 | -0.01076 | 0.016383 | -0.08081 | 0.50664 | 64.0508 | -35.4779 | 0 |  |  | 1627.554 | 1493.544 | 1607.415 | 1100.354 | 9270.538 | 1557.927 | 1559.894 | 1332.09 | 1646.471 | 1545.006 | Competitive | Competitive | 1 | FALSE | TRUE | 1 | Non-Competitive | 0.7265 | Non-Competitive
BASE CASE 1830__C TO_FROM | BASE CASE | 1830__C | 213 | 0 | 0 | MCGREG_T_8 | TEMPELMC__8 | TO_FROM | 73521.13 | 73590.93 | -26.3344 | 0 | 1489.678 | 1886.766 | -0.01638 | 0.01076 | -0.50664 | 0.080812 | 158.2325 | 82.7565 | 0 |  |  | 1278.439 | 1724.942 | 965.159 | 1723.797 | 1346.594 | 9270.538 | 1169.496 | 1643.664 | 1338.817 | 1728.543 | Competitive | Competitive | 1 | FALSE | TRUE | 1 | Non-Competitive | 0.7265 | Non-Competitive
BASE CASE 1830__E FROM_TO | BASE CASE | 1830__E | 213 | 0 | 0 | COTTONBELT | SPGVALLYP_8 | FROM_TO | 73521.13 | 73708.7 | -155.56 | 0 | 1902.156 | 1472.641 | -0.01011 | 0.015896 | -0.51014 | 0.42513 | 98.8435 | -24.6036 | 0 |  |  | 1616.878 | 1495.035 | 1598.058 | 1117.259 | 9270.165 | 1558.524 | 1549.373 | 1360.684 | 1613.16 | 1548.234 | Competitive | Competitive | 1 | FALSE | TRUE | 1 | Non-Competitive | 0.75 | Non-Competitive
BASE CASE 1830__E TO_FROM | BASE CASE | 1830__E | 213 | 0 | 0 | COTTONBELT | SPGVALLYP_8 | TO_FROM | 73521.13 | 73671.22 | -45.19 | 0 | 1472.641 | 2000.726 | -0.0159 | 0.010107 | -0.42513 | 0.51014 | 124.2385 | 73.3799 | 0 |  |  | 1280.542 | 1713.48 | 984.423 | 1729.751 | 1347.763 | 9270.165 | 1194.939 | 1636.511 | 1343.305 | 1694.55 | Competitive | Competitive | 1 | FALSE | TRUE | 1 | Non-Competitive | 0.75 | Non-Competitive
BASE CASE 1830__F FROM_TO | BASE CASE | 1830__F | 213 | 0 | 0 | COTTONBELT | WACOATCO1_8 | FROM_TO | 73521.13 | 73783.1 | -55.7846 | 0 | 1472.674 | 1902.489 | -0.01604 | 0.009963 | -0.28406 | 0.57472 | 111.5912 | 64.7584 | 80.63 |  |  | 1282.244 | 1616.403 | 992.766 | 1730.662 | 1351.782 | 9270.527 | 1209.562 | 1634.394 | 1346.473 | 1601.87 | Competitive | Competitive | 1 | FALSE | TRUE | 1 | Non-Competitive | 0.7185 | Non-Competitive
BASE CASE 1830__F TO_FROM | BASE CASE | 1830__F | 213 | 0 | 0 | COTTONBELT | WACOATCO1_8 | TO_FROM | 73521.13 | 73669.18 | -144.981 | 0 | 1902.489 | 1472.674 | -0.00996 | 0.01604 | -0.57472 | 0.28406 | 111.7529 | -15.1315 | 0 |  |  | 1530.629 | 1496.593 | 1592.242 | 1125.544 | 9270.527 | 1559.497 | 1545.48 | 1377.747 | 1528.135 | 1551.051 | Competitive | Competitive | 1 | FALSE | TRUE | 1 | Non-Competitive | 0.7185 | Non-Competitive
BASE CASE 1830__G FROM_TO | BASE CASE | 1830__G | 596 | 0 | 0 | WACO_W1_8 | WACOWOOD1_8 | FROM_TO | 73521.13 | 74042.34 | -80.0606 | 0 | 1634.402 | 1489.73 | -0.00908 | 0.016922 | -0.77658 | 0.14771 | 190.476 | 37.9275 | 0 |  |  | 1827.644 | 1561.349 | 1554.73 | 1217.941 | 9272.61 | 1566.581 | 1527.362 | 1489.367 | 1671.698 | 1602.888 | Competitive | Competitive | 1 | FALSE | TRUE | 1 | Non-Competitive | 0.7655 | Non-Competitive
BASE CASE 1830__G TO_FROM | BASE CASE | 1830__G | 596 | 0 | 0 | WACO_W1_8 | WACOWOOD1_8 | TO_FROM | 73521.13 | 77233.89 | -120.797 | 0 | 1489.73 | 1540.794 | -0.01692 | 0.009081 | -0.14771 | 0.77658 | 32.1837 | 0.90286 | 2482.03 |  |  | 1352.697 | 1943.443 | 1071.476 | 1736.841 | 1359.482 | 9272.61 | 1304.518 | 1631.233 | 1403.869 | 1764.389 | Competitive | Competitive | 1 | FALSE | TRUE | 1 | Non-Competitive | 0.7655 | Non-Competitive
BASE CASE 1830__H FROM_TO | BASE CASE | 1830__H | 596 | 0 | 0 | WACOWOOD1_8 | WACOATCO1_8 | FROM_TO | 73521.13 | 74130.67 | -110.494 | 0 | 1595.676 | 1472.702 | -0.00949 | 0.016509 | -0.71547 | 0.22301 | 146.2941 | 17.0652 | 0 |  |  | 1837.643 | 1542.231 | 1573.884 | 1163.547 | 9271.663 | 1562.998 | 1534.93 | 1436.452 | 1679.414 | 1580.328 | Competitive | Competitive | 1 | FALSE | TRUE | 1 | Non-Competitive | 0.7575 | Non-Competitive
BASE CASE 1830__H TO_FROM | BASE CASE | 1830__H | 596 | 0 | 0 | WACOWOOD1_8 | WACOATCO1_8 | TO_FROM | 73521.13 | 75786.85 | -90.3211 | 0 | 1472.702 | 2013.119 | -0.01651 | 0.009494 | -0.22301 | 0.71547 | 76.0226 | 30.4301 | 415.13 |  |  | 1318.6 | 1932.967 | 1028.192 | 1733.876 | 1355.591 | 9271.663 | 1259.497 | 1630.992 | 1372.81 | 1757.187 | Competitive | Competitive | 1 | FALSE | TRUE | 1 | Non-Competitive | 0.7575 | Non-Competitive
BASE CASE 240__A FROM_TO | BASE CASE | 240__A | 1116 | 0 | 0 | JEWETT_S5 | SNGLTN_345 | FROM_TO | 73521.13 | 56285.28 | -268.113 | 0 | 2331.434 | 1487.178 | -0.14385 | 0.10364 | -0.14641 | 0.18424 | 2565.212 | 1237.271 | 0 | 1410.068 | 2148.024 | 1365.343 | 2285.64 | 1422.885 | 1981.457 | 1365.343 | 2389.973 | 1465.624 | 2199.89 | 1461.47 | 2224.918 | Competitive | Non-Competitive | 0 | TRUE | FALSE | 0 | Non-Competitive | 0.742 | Non-Competitive
BASE CASE 240__A TO_FROM | BASE CASE | 240__A | 1116 | 0 | 0 | JEWETT_S5 | SNGLTN_345 | TO_FROM | 73521.13 | 74824.98 | -1486.42 | 0 | 1507.175 | 2524.409 | -0.10364 | 0.14385 | -0.18424 | 0.14641 | 810.8266 | 813.4619 | 2683.03 | 1999.587 | 1822.129 | 2186.205 | 1767.537 | 1842.775 | 1835.195 | 2389.973 | 1767.537 | 2112.214 | 1822.856 | 2136.857 | 1818.042 | Competitive | Competitive | 1 | TRUE | TRUE | 1 | Competitive | 0.742 | Non-Competitive
BASE CASE 260_A_1 FROM_TO | BASE CASE | 260_A_1 | 1116 | 0 | 0 | JEWETT_N5 | SNGLTN_345 | FROM_TO | 73521.13 | 56543.09 | -262.358 | 0 | 2521.548 | 1519.734 | -0.13509 | 0.10172 | -0.13748 | 0.17247 | 2440.798 | 1162.608 | 0 | 1485.328 | 2154.589 | 1485.328 | 2295.425 | 1500.455 | 1977.734 | 1498.01 | 2404.938 | 1574.784 | 2211.212 | 1569.734 | 2239.34 | Non-Competitive | Non-Competitive | 0 | TRUE | FALSE | 0 | Non-Competitive | 0.766 | Non-Competitive
BASE CASE 260_A_1 TO_FROM | BASE CASE | 260_A_1 | 1116 | 0 | 0 | JEWETT_N5 | SNGLTN_345 | TO_FROM | 73521.13 | 75227.98 | -1363.68 | 0 | 1519.735 | 2787.058 | -0.10172 | 0.13509 | -0.17247 | 0.13748 | 767.8075 | 781.8734 | 2683.03 | 2004.06 | 1906.022 | 2195.055 | 1906.022 | 1837.43 | 1921.909 | 2404.938 | 1925.575 | 2121.429 | 1934.267 | 2149.171 | 1928.47 | Competitive | Competitive | 1 | TRUE | TRUE | 1 | Competitive | 0.766 | Non-Competitive
BASE CASE 280__A FROM_TO | BASE CASE | 280__A | 1065 | 0 | 0 | LAKE_CRK1_5 | THOUSE_A_5 | FROM_TO | 73521.13 | 73389.15 | -146.13 | 0 | 1354.186 | 1717.19 | -0.08981 | 0.15974 | -0.65462 | 0.19331 | 909.4871 | 553.5468 | 2647.03 | 864.564 | 1873.28 | 10000 | 1935.762 | 881.653 | 1924.179 | 10000 | 2000.794 | 1197.476 | 1894.551 | 1197.661 | 1879.766 | Competitive | Competitive | 1 | TRUE | TRUE | 1 | Competitive | 0.7265 | Non-Competitive
BASE CASE 280__A TO_FROM | BASE CASE | 280__A | 1065 | 0 | 0 | LAKE_CRK1_5 | THOUSE_A_5 | TO_FROM | 73521.13 | 73665.45 | -1570.44 | 0 | 1728.464 | 1437.401 | -0.15974 | 0.089812 | -0.19331 | 0.65462 | 1035.781 | -677.755 | 0 | 1480.938 | 952.501 | 1581.88 | 10000 | 1518.975 | 971.59 | 1861.318 | 10000 | 1608.013 | 1316.662 | 1596.006 | 1317.073 | Competitive | Competitive | 1 | TRUE | TRUE | 1 | Competitive | 0.7265 | Non-Competitive
BASE CASE 290__A FROM_TO | BASE CASE | 290__A | 1065 | 0 | 0 | LAKE_CRK2_5 | THOUSE__5 | FROM_TO | 73521.13 | 73793.95 | 135.8032 | 0 | 1946.916 | 1366.774 | -0.18059 | 0.29869 | -0.43705 | 0.41958 | 934.8654 | 634.5345 | 2683.03 | 1846.075 | 1717.545 | 10000 | 10000 | 1359.869 | 1799.49 | 10000 | 10000 | 5949.755 | 1880.896 | 6241.537 | 1866.686 | Competitive | Competitive | 1 | TRUE | FALSE | 1 | Non-Competitive | 0.914 | Non-Competitive
BASE CASE 290__A TO_FROM | BASE CASE | 290__A | 1065 | 0 | 0 | LAKE_CRK2_5 | THOUSE__5 | TO_FROM | 73521.13 | 75011.8 | -1079.54 | 0 | 1366.774 | 1984.504 | -0.2987 | 0.18059 | -0.41958 | 0.43706 | 433.6923 | -622.614 | 0 | 1178.014 | 1905.739 | 10000 | 10000 | 1247.316 | 1447.282 | 10000 | 10000 | 1321.978 | 6026.297 | 1306.099 | 6286.337 | Competitive | Competitive | 1 | TRUE | FALSE | 1 | Non-Competitive | 0.914 | Non-Competitive
BASE CASE 300__A FROM_TO | BASE CASE | 300__A | 1065 | 0 | 0 | LAKE_CRK1_5 | TEMP_SS__5 | FROM_TO | 73521.13 | 67989.51 | -1151.56 | 0 | 2101.509 | 1239.391 | -0.09215 | 0.23043 | -0.17064 | 0.28954 | 1740.733 | 62.6344 | 0 | 1521.353 | 1253.348 | 5092.192 | 1504.153 | 1458.788 | 1115.726 | 10000 | 1566.426 | 1637.641 | 1359.526 | 1657.178 | 1434.247 | Competitive | Competitive | 0 | TRUE | TRUE | 1 | Competitive | 0.7345 | Competitive
BASE CASE 300__A TO_FROM | BASE CASE | 300__A | 1065 | 0 | 0 | LAKE_CRK1_5 | TEMP_SS__5 | TO_FROM | 73521.13 | 73297.2 | -1028.98 | 0 | 1239.391 | 1716.957 | -0.23043 | 0.092148 | -0.28954 | 0.17064 | 726.1733 | 320.1827 | 2482.03 | 1096.658 | 1676.003 | 1287.582 | 5092.192 | 990.33 | 1662.159 | 1357.17 | 10000 | 1195.324 | 1756.084 | 1254.028 | 1763.786 | Competitive | Competitive | 1 | TRUE | TRUE | 1 | Competitive | 0.7345 | Non-Competitive
BASE CASE 315__A FROM_TO | BASE CASE | 315__A | 1065 | 0 | 0 | TEMP_PEC__5 | TEMP_SS__5 | FROM_TO | 73521.13 | 72992.2 | -1301.37 | 0 | 1704.449 | 1347.831 | -0.06715 | 0.13144 | -0.17283 | 0.6854 | 1114.437 | -220.5 | 0 | 1598.43 | 1082.656 | 1705.955 | 1100.657 | 1466.193 | 1058.512 | 4099.169 | 1475.922 | 1475.834 | 1201.756 | 1516.229 | 1206.435 | Competitive | Competitive | 0 | TRUE | TRUE | 1 | Competitive | 0.7265 | Competitive
BASE CASE 315__A TO_FROM | BASE CASE | 315__A | 1065 | 0 | 0 | TEMP_PEC__5 | TEMP_SS__5 | TO_FROM | 73521.13 | 73354.35 | -442.411 | 0 | 1307.786 | 1590.584 | -0.13144 | 0.067147 | -0.6854 | 0.17283 | 889.2687 | 571.4287 | 2647.03 | 964.871 | 1843.932 | 977.024 | 1818.092 | 945.453 | 1732.429 | 1261.711 | 4099.169 | 1065.158 | 1630.33 | 1068.844 | 1662.709 | Competitive | Competitive | 1 | TRUE | TRUE | 1 | Competitive | 0.7265 | Non-Competitive
BASE CASE 424T424_1 FROM_TO | BASE CASE | 424T424_1 | 1515 | 0 | 0 | BROWN_5 | SARC7A | FROM_TO | 73521.13 | 77140.19 | -626.249 | 0 | 1325.989 | 733.718 | -0.09368 | 0.01323 | -0.29529 | 0.095546 | 456.6243 | 88.9286 | 0 |  | 2692.347 | 1021.258 | 2692.347 | 996.479 | 2129.93 | 962.349 | 3055.06 | 961.735 | 2802.835 | 966.141 | 2912.479 | Competitive | Competitive | 1 | TRUE | FALSE | 1 | Non-Competitive | 0.6795 | Non-Competitive
BASE CASE 424T424_1 TO_FROM | BASE CASE | 424T424_1 | 1515 | 0 | 0 | BROWN_5 | SARC7A | TO_FROM | 73521.13 | 81035.02 | -487.427 | 0 | 729.487 | 1495.296 | -0.01323 | 0.1592 | -0.09555 | 0.29529 | 861.1157 | 189.1489 | 0 | 874.452 |  | 910.363 | 1116.139 | 818.701 | 1087.44 | 1122.653 | 1053.537 | 999 | 1041.554 | 1010.546 | 1046.415 | Competitive | Competitive | 1 | TRUE | TRUE | 1 | Competitive | 0.6795 | Non-Competitive
BASE CASE 490__A FROM_TO | BASE CASE | 490__A | 1065 | 0 | 0 | THOUSE__5 | TEMP_PEC__5 | FROM_TO | 73521.13 | 71356.5 | -1113.13 | 0 | 1683.951 | 1287.879 | -0.07719 | 0.12764 | -0.21465 | 0.21732 | 1420.608 | 4.5116 | 0 | 1572.271 | 1227.467 | 1717.553 | 1354.764 | 1476.349 | 1088.517 | 2713.213 | 1559.052 | 1491.054 | 1280.75 | 1519.164 | 1386.913 | Competitive | Competitive | 0 | TRUE | TRUE | 1 | Competitive | 0.719 | Competitive
BASE CASE 490__A TO_FROM | BASE CASE | 490__A | 1065 | 0 | 0 | THOUSE__5 | TEMP_PEC__5 | TO_FROM | 73521.13 | 73949.12 | -729.774 | 0 | 1287.879 | 1664.321 | -0.12764 | 0.077185 | -0.21732 | 0.21465 | 660.4209 | 351.8942 | 2647.03 | 1075.495 | 1770.302 | 1172.303 | 1831.103 | 968.842 | 1725.046 | 1350.409 | 2713.213 | 1130.707 | 1633.939 | 1214.178 | 1647.344 | Competitive | Competitive | 1 | TRUE | TRUE | 1 | Competitive | 0.719 | Non-Competitive
BASE CASE 6011__A FROM_TO | BASE CASE | 6011__A | 1065 | 0 | 0 | BOWMAN_5 | FISHRDSS1_5 | FROM_TO | 73521.13 | 74712.72 | -256.636 | 0 | 2685.351 | 737.077 | -0.1348 | 0.015879 | -0.70293 | 0.20495 | 226.0378 | 44.1798 | 0 |  | 3302.421 | 2942.882 | 3695.052 | 1177.481 | 1706.038 | 3827.488 | 3695.052 | 1591.448 | 3219.04 | 3137.886 | 3618.239 | Competitive | Competitive | 1 | TRUE | FALSE | 1 | Non-Competitive | 0.703 | Non-Competitive
BASE CASE 6011__A TO_FROM | BASE CASE | 6011__A | 1065 | 0 | 0 | BOWMAN_5 | FISHRDSS1_5 | TO_FROM | 73521.13 | 77970.92 | -108.589 | 0 | 671.853 | 2685.351 | -0.01588 | 0.1348 | -0.20495 | 0.70293 | 161.7566 | -188.338 | 0 | 3812.977 |  | 4713.714 | 2942.882 | 1127.369 | 1234.233 | 4713.714 | 3827.488 | 3623.941 | 1641.079 | 4514.629 | 3137.886 | Competitive | Competitive | 1 | TRUE | FALSE | 1 | Non-Competitive | 0.703 | Non-Competitive
BASE CASE 6012__A FROM_TO | BASE CASE | 6012__A | 1065 | 0 | 0 | BOWMAN_5 | JACKSBRO_5 | FROM_TO | 73521.13 | 73752.91 | -301.501 | 0 | 781.476 | 1780.145 | -0.08532 | 0.33723 | -0.11647 | 0.42431 | 1026.343 | -500.963 | 0 | 805.964 | 4753.423 | 4493.108 | 5009.975 | 760.143 | 1430.411 | 4713.714 | 5009.975 | 1858.502 | 2296.962 | 1865.196 | 4958.97 | Competitive | Competitive | 1 | TRUE | FALSE | 1 | Non-Competitive | 0.695 | Non-Competitive
BASE CASE 6012__A TO_FROM | BASE CASE | 6012__A | 1065 | 0 | 0 | BOWMAN_5 | JACKSBRO_5 | TO_FROM | 73521.13 | 74517.21 | -1140.27 | 0 | 1780.145 | 781.476 | -0.33723 | 0.085321 | -0.42432 | 0.11647 | 644.2361 | -77.2648 | 0 | 4753.423 | 1644.705 | 5009.975 | 3695.052 | 1376.781 | 1417.818 | 5009.975 | 3695.052 | 2238.008 | 2361.014 | 4958.97 | 2375.127 | Competitive | Competitive | 1 | TRUE | FALSE | 1 | Non-Competitive | 0.695 | Non-Competitive
BASE CASE 6024__A FROM_TO | BASE CASE | 6024__A | 1065 | 0 | 0 | GRHAMSES1_5 | LONGCREK_5 | FROM_TO | 73521.13 | 75628.89 | -1282.4 | 0 | 1973.378 | 809.612 | -0.12649 | 0.083248 | -0.24176 | 0.083248 | 568.356 | 52.8519 | 0 | 1986.868 | 3077.613 | 2839.763 | 3077.613 | 1913.216 | 1665.087 | 3374.334 | 3148.842 | 2298.018 | 2928.945 | 2330.856 | 3110.002 | Competitive | Competitive | 1 | TRUE | FALSE | 1 | Non-Competitive | 1.055 | Non-Competitive
BASE CASE 6024__A TO_FROM | BASE CASE | 6024__A | 1065 | 0 | 0 | GRHAMSES1_5 | LONGCREK_5 | TO_FROM | 73521.13 | 68690.52 | -360.934 | 0 | 809.612 | 1973.378 | -0.08325 | 0.24176 | -0.08325 | 0.24176 | 1377.205 | 277.8158 | 0 | 801.92 | 2156.788 | 811.654 | 3165.458 | 705.213 | 2036.348 | 1077.722 | 3374.334 | 774.345 | 2438.421 | 783.378 | 2499.284 | Competitive | Non-Competitive | 0 | TRUE | FALSE | 1 | Non-Competitive | 1.055 | Non-Competitive
BASE CASE 6028__A FROM_TO | BASE CASE | 6028__A | 1065 | 0 | 0 | GRHAMSES1_5 | COKFIELD_5 | FROM_TO | 73521.13 | 74754.69 | -1328 | 0 | 1964.737 | 810.534 | -0.12715 | 0.083679 | -0.4046 | 0.083679 | 571.3009 | 53.1256 | 0 | 1986.857 | 3077.615 | 2839.757 | 3077.615 | 1913.215 | 1665.071 | 3374.333 | 3148.844 | 2298.004 | 2928.946 | 2330.825 | 3110.006 | Competitive | Competitive | 1 | TRUE | FALSE | 1 | Non-Competitive | 0.7185 | Non-Competitive
BASE CASE 6028__A TO_FROM | BASE CASE | 6028__A | 1065 | 0 | 0 | GRHAMSES1_5 | COKFIELD_5 | TO_FROM | 73521.13 | 67993.44 | -362.8 | 0 | 810.534 | 1964.737 | -0.08368 | 0.4046 | -0.08368 | 0.4046 | 1423.29 | 279.257 | 0 | 786.446 | 2156.776 | 2366.45 | 3165.452 | 698.438 | 2036.348 | 3406.51 | 3374.333 | 815.988 | 2438.407 | 823.846 | 2499.252 | Competitive | Non-Competitive | 0 | TRUE | FALSE | 1 | Non-Competitive | 0.7185 | Non-Competitive
BASE CASE 6029__A FROM_TO | BASE CASE | 6029__A | 1065 | 0 | 0 | LONGCREK_5 | COKFIELD_5 | FROM_TO | 73521.13 | 73015.15 | -659.785 | 0 | 945.764 | 2595.419 | -0.08368 | 0.24301 | -0.5954 | 0.24301 | 1351.816 | 279.257 | 0 | 822.334 | 2156.776 | 833.804 | 3165.452 | 716.915 | 2036.348 | 1118.959 | 3374.333 | 797.06 | 2438.407 | 807.026 | 2499.252 | Non-Competitive | Non-Competitive | 0 | TRUE | FALSE | 1 | Non-Competitive | 0.7345 | Non-Competitive
BASE CASE 6029__A TO_FROM | BASE CASE | 6029__A | 1065 | 0 | 0 | LONGCREK_5 | COKFIELD_5 | TO_FROM | 73521.13 | 75208.55 | -1323.21 | 0 | 2595.418 | 1129.392 | -0.12715 | 0.5954 | -0.24301 | 0.5954 | 667.935 | 53.1256 | 0 | 1657.614 | 3077.615 | 10000 | 3077.615 | 1629.594 | 1665.071 | 10000 | 3148.844 | 5927.924 | 2928.946 | 6426.859 | 3110.006 | Competitive | Competitive | 1 | TRUE | FALSE | 1 | Non-Competitive | 0.7345 | Non-Competitive
BASE CASE 6035__A FROM_TO | BASE CASE | 6035__A | 1065 | 0 | 0 | TONKAWA_5 | GRHAMSES1_5 | FROM_TO | 73521.13 | 73103.52 | -308.293 | 0 | 894.568 | 1799.55 | -0.05497 | 0.15899 | -0.05497 | 0.15899 | 1083.112 | 174.3616 | 0 | 929.572 | 3150.447 | 959.83 | 3285.722 | 824.046 | 1899.152 | 1030.884 | 3363.739 | 1021.725 | 2280.394 | 1030.499 | 3443.363 | Competitive | Non-Competitive | 0 | TRUE | FALSE | 1 | Non-Competitive | 0.7265 | Non-Competitive
BASE CASE 6035__A TO_FROM | BASE CASE | 6035__A | 1065 | 0 | 0 | TONKAWA_5 | GRHAMSES1_5 | TO_FROM | 73521.13 | 77556.84 | -962.452 | 0 | 1799.55 | 894.567 | -0.11651 | 0.054973 | -0.15899 | 0.054973 | 443.1413 | 36.6681 | 0 | 2811.143 | 3084.01 | 2980.697 | 3084.01 | 1780.213 | 1966.2 | 3363.739 | 3146.552 | 2133.105 | 3025.007 | 3233.878 | 3113.701 | Competitive | Competitive | 1 | TRUE | FALSE | 1 | Non-Competitive | 0.7265 | Non-Competitive
BASE CASE 6380__A FROM_TO | BASE CASE | 6380__A | 185 | 0 | 0 | MURRY_P8 | GRHAMSES1_8 | FROM_TO | 73521.13 | 73367.97 | -107.806 | 0 | 1082.865 | 1923.364 | -0.06255 | 0.12157 | -0.06255 | 0.6971 | 190.6672 | -6.28 | 0 | 2286.784 | 10000 | 2810.316 | 10000 | 903.375 | 1950.864 | 5641.584 | 10000 | 1478.806 | 5886.869 | 2521.886 | 10000 | Competitive | Non-Competitive | 0 | TRUE | FALSE | 1 | Non-Competitive | 0.6955 | Non-Competitive
BASE CASE 6380__A TO_FROM | BASE CASE | 6380__A | 185 | 0 | 0 | MURRY_P8 | GRHAMSES1_8 | TO_FROM | 73521.13 | 73568.98 | -192.388 | 0 | 1923.364 | 1172.953 | -0.02835 | 0.062549 | -0.6971 | 0.062549 | 151.0563 | 58.9358 | 4045.63 | 7047.563 | 9390.403 | 7047.563 | 3222.658 | 1788.948 | 2418.869 | 10000 | 3222.658 | 5092.172 | 3339.214 | 8287.433 | 3402.612 | Competitive | Competitive | 1 | TRUE | FALSE | 1 | Non-Competitive | 0.6955 | Non-Competitive
BASE CASE 6380__D FROM_TO | BASE CASE | 6380__D | 154 | 0 | 0 | MURRY_P8 | PAIP4B | FROM_TO | 73521.13 | 73545.89 | -194.966 | 0 | 1926.933 | 1210.777 | -0.02839 | 0.062514 | -0.19924 | 0.30286 | 148.4548 | 56.5025 | 4045.63 | 7048.73 | 9390.452 | 7048.73 | 3222.464 | 1805.065 | 2385.164 | 10000 | 3222.464 | 5122.31 | 3334.899 | 8289.147 | 3401.804 | Competitive | Competitive | 1 | TRUE | FALSE | 1 | Non-Competitive | 0.75 | Non-Competitive
BASE CASE 6380__D TO_FROM | BASE CASE | 6380__D | 154 | 0 | 0 | MURRY_P8 | PAIP4B | TO_FROM | 73521.13 | 73378.65 | -105.221 | 0 | 1210.777 | 1794.432 | -0.06251 | 0.12161 | -0.30286 | 0.19924 | 193.2482 | -3.7029 | 0 | 2286.747 | 10000 | 2810.194 | 10000 | 899.893 | 1969.561 | 5641.693 | 10000 | 1476.673 | 5923.878 | 2521.156 | 10000 | Competitive | Non-Competitive | 0 | TRUE | FALSE | 1 | Non-Competitive | 0.75 | Non-Competitive
BASE CASE 651__A FROM_TO | BASE CASE | 651__A | 185 | 0 | 0 | COMANCHE_T8 | COMANCHE_8 | FROM_TO | 73521.13 | 73695.99 | 10.0935 | 0 | 783.721 | 0 | 0 | 0.000137 | -0.99986 | 0.000137 | 10.165 | 10.1677 | 0 |  |  | 783.721 |  | 783.721 |  | 783.721 |  | 783.721 |  | 783.721 | 0 | Competitive | Competitive | 1 | FALSE | TRUE | 1 | Non-Competitive | 0.742 | Non-Competitive
BASE CASE 651__A TO_FROM | BASE CASE | 651__A | 185 | 0 | 0 | COMANCHE_T8 | COMANCHE_8 | TO_FROM | 73521.13 | 92690.8 | -10.0935 | 0 | 783.721 | 0 | -0.00014 | 0 | -0.00014 | 0.99986 | -10.0936 | -9.2704 | 5931.83 |  |  |  | 913.719 |  | 913.719 |  | 913.719 |  | 913.719 | 0 | 913.719 | Competitive | Competitive | 1 | FALSE | TRUE | 1 | Non-Competitive | 0.742 | Non-Competitive
BASE CASE 651__B FROM_TO | BASE CASE | 651__B | 185 | 0 | 0 | COMCHESS1_8 | COMANCHE_T8 | FROM_TO | 73521.13 | 73422 | -2.2577 | 0 | 1034.227 | 1968.601 | -0.07225 | 0.017587 | -0.72859 | 0.1831 | 257.2289 | 54.161 | 0 |  | 7393.152 | 806.704 | 7366.275 | 642.448 | 3781.77 | 849.681 | 10000 | 759.364 | 8549.288 | 858.734 | 8869.265 | Competitive | Non-Competitive | 0 | TRUE | FALSE | 1 | Non-Competitive | 0.711 | Non-Competitive
BASE CASE 651__B TO_FROM | BASE CASE | 651__B | 185 | 0 | 0 | COMCHESS1_8 | COMANCHE_T8 | TO_FROM | 73521.13 | 74292.88 | -261.187 | 0 | 1873.276 | 1046.777 | -0.0141 | 0.13099 | -0.1831 | 0.72859 | 44.6437 | -109.342 | 0 | 5355.023 |  | 7707.838 | 2397.533 | 3098.571 | 920.232 | 7707.838 | 2423.91 | 5700.089 | 1424.401 | 5727.588 | 2465.475 | Competitive | Competitive | 1 | TRUE | FALSE | 1 | Non-Competitive | 0.711 | Non-Competitive
BASE CASE 651__D FROM_TO | BASE CASE | 651__D | 185 | 0 | 0 | DUBLIN1_8 | HASSE_P8 | FROM_TO | 73521.13 | 73809.45 | -190.111 | 0 | 1703.842 | 1046.323 | -0.01474 | 0.13181 | -0.31555 | 0.40841 | 91.9668 | -64.1258 | 0 | 5916.204 |  | 7677.887 | 2315.97 | 2420.628 | 897.357 | 7677.887 | 2435.917 | 5281.673 | 1119.281 | 5781.45 | 2372.34 | Competitive | Competitive | 1 | TRUE | FALSE | 1 | Non-Competitive | 0.875 | Non-Competitive
BASE CASE 651__D TO_FROM | BASE CASE | 651__D | 185 | 0 | 0 | DUBLIN1_8 | HASSE_P8 | TO_FROM | 73521.13 | 73513.71 | -42.4551 | 0 | 1046.323 | 1703.841 | -0.07143 | 0.014737 | -0.40841 | 0.31555 | 187.1461 | 12.4592 | 0 |  | 7746.457 | 837.785 | 7238.587 | 651.759 | 2886.002 | 876.587 | 10000 | 721.956 | 7881.972 | 891.788 | 8818.992 | Competitive | Non-Competitive | 0 | TRUE | FALSE | 1 | Non-Competitive | 0.875 | Non-Competitive
BASE CASE 651__E FROM_TO | BASE CASE | 651__E | 249 | 0 | 0 | DUBLIN1_8 | STPHNVIL_8 | FROM_TO | 73521.13 | 73955.93 | -59.0219 | 0 | 1250.317 | 1789.746 | -0.07165 | 0.014512 | -0.18123 | 0.59137 | 170.5812 | -4.1261 | 0 |  | 7740.757 | 838.543 | 7228.871 | 654.91 | 2771.414 | 890.986 | 10000 | 734.619 | 7769.641 | 895.7 | 8809.494 | Competitive | Competitive | 1 | TRUE | FALSE | 1 | Non-Competitive | 0.711 | Non-Competitive
BASE CASE 651__E TO_FROM | BASE CASE | 651__E | 249 | 0 | 0 | DUBLIN1_8 | STPHNVIL_8 | TO_FROM | 73521.13 | 73755.13 | -173.479 | 0 | 1789.746 | 1250.317 | -0.01451 | 0.13203 | -0.59137 | 0.18123 | 108.4817 | -39.0199 | 0 | 5914.663 |  | 7680.328 | 2316.29 | 2334.564 | 908.987 | 7680.328 | 2436.459 | 5224.212 | 1165.351 | 5781.308 | 2377.838 | Competitive | Competitive | 1 | TRUE | FALSE | 1 | Non-Competitive | 0.711 | Non-Competitive
BASE CASE KDLKG_75_A FROM_TO | BASE CASE | KDLKG_75_A | 1677 | 0 | 0 | KING____345A | KUYDAL755010 | FROM_TO | 73521.13 | 75579.61 | -1623.84 | 0 | 2304.278 | 2753.823 | -0.14569 | 0.14446 | -0.57009 | 0.15013 | 497.4805 | 535.9718 | 3569.23 | 2422.201 | 1824.282 | 2693.066 | 1797.856 | 2302.832 | 1745.652 | 2539.908 | 5013.053 | 2418.975 | 1770.844 | 2437.563 | 1785.612 | Competitive | Competitive | 1 | TRUE | TRUE | 1 | Competitive | 0.7265 | Non-Competitive
BASE CASE KDLKG_75_A TO_FROM | BASE CASE | KDLKG_75_A | 1677 | 0 | 0 | KING____345A | KUYDAL755010 | TO_FROM | 73521.13 | 66544.66 | 126.074 | 0 | 2465.684 | 2304.278 | -0.14446 | 0.14569 | -0.15013 | 0.57009 | 2326.511 | 878.9196 | 0 | 1435.189 | 2508.975 | 1645.845 | 2693.066 | 1382.727 | 2425.24 | 5013.053 | 2539.908 | 1456.605 | 2466.398 | 1467.19 | 2478.711 | Non-Competitive | Non-Competitive | 0 | TRUE | FALSE | 1 | Non-Competitive | 0.7265 | Non-Competitive
BASE CASE KDLRNS75_A FROM_TO | BASE CASE | KDLRNS75_A | 1677 | 0 | 0 | ROANS___345C | KUYDAL755010 | FROM_TO | 73521.13 | 71423.71 | 183.9044 | 0 | 3063.209 | 2764.114 | -0.14367 | 0.14648 | -0.42913 | 0.14648 | 2384.303 | 936.7719 | 0 | 1435.18 | 2509.664 | 1583.936 | 2691.984 | 1375.495 | 2432.861 | 5002.267 | 2539.363 | 1453.366 | 2467.573 | 1465.203 | 2478.738 | Non-Competitive | Non-Competitive | 0 | TRUE | FALSE | 1 | Non-Competitive | 0.703 | Non-Competitive
BASE CASE KDLRNS75_A TO_FROM | BASE CASE | KDLRNS75_A | 1677 | 0 | 0 | ROANS___345C | KUYDAL755010 | TO_FROM | 73521.13 | 86128.18 | -1681.68 | 0 | 2656.794 | 2661.479 | -0.14648 | 0.14367 | -0.14648 | 0.42912 | 439.675 | 480.9873 | 3569.23 | 2423.582 | 1825.352 | 2691.984 | 1798.223 | 2312.536 | 1735.703 | 2539.363 | 5002.267 | 2421.511 | 1768.62 | 2438.375 | 1785.131 | Competitive | Competitive | 1 | TRUE | TRUE | 1 | Competitive | 0.703 | Non-Competitive
BASE CASE KDLRTW74_A FROM_TO | BASE CASE | KDLRTW74_A | 1677 | 0 | 0 | KUYDAL745005 | RTHWOD__345A | FROM_TO | 73521.13 | 73685.58 | -63.286 | 0 | 2854.94 | 3372.215 | -0.13582 | 0.055234 | -0.42405 | 0.52476 | 1550.254 | 444.986 | 0 | 1457.953 | 2502.247 | 1457.953 | 2771.046 | 1354.576 | 2433.323 | 1399.638 | 2436.118 | 1453.359 | 2434.237 | 1480.053 | 2442.241 | Competitive | Competitive | 1 | TRUE | FALSE | 1 | Non-Competitive | 0.7265 | Non-Competitive
BASE CASE KDLRTW74_A TO_FROM | BASE CASE | KDLRTW74_A | 1677 | 0 | 0 | KUYDAL745005 | RTHWOD__345A | TO_FROM | 73521.13 | 75580.19 | -1048.7 | 0 | 3372.215 | 2854.94 | -0.05523 | 0.13583 | -0.52476 | 0.42405 | 599.259 | 683.3803 | 3569.23 | 2423.981 | 1870.407 | 2771.046 | 1870.407 | 2328.208 | 1711.879 | 2436.118 | 1797.023 | 2399.979 | 1799.481 | 2411.281 | 1838.339 | Competitive | Competitive | 1 | TRUE | TRUE | 1 | Competitive | 0.7265 | Non-Competitive
BASE CASE KDLTB_74_A FROM_TO | BASE CASE | KDLTB_74_A | 1677 | 0 | 0 | KUYDAL745005 | TOMBAL__345B | FROM_TO | 73521.13 | 76647.51 | -1127.62 | 0 | 2938.198 | 2560.37 | -0.0563 | 0.13476 | -0.38152 | 0.47418 | 520.958 | 608.9006 | 3569.23 | 2425.758 | 1871.683 | 2767.023 | 1871.683 | 2340.979 | 1690.949 | 2435.749 | 1796.794 | 2403.066 | 1793.788 | 2412.231 | 1839.978 | Competitive | Competitive | 1 | TRUE | TRUE | 1 | Competitive | 0.7265 | Non-Competitive
BASE CASE KDLTB_74_A TO_FROM | BASE CASE | KDLTB_74_A | 1677 | 0 | 0 | KUYDAL745005 | TOMBAL__345B | TO_FROM | 73521.13 | 73484.61 | 15.0488 | 0 | 2560.37 | 2938.199 | -0.13476 | 0.056299 | -0.47418 | 0.38153 | 1628.536 | 523.3504 | 0 | 1457.543 | 2502.695 | 1457.543 | 2767.023 | 1339.974 | 2441.783 | 1398.094 | 2435.749 | 1447.117 | 2435.406 | 1478.791 | 2441.951 | Non-Competitive | Competitive | 1 | TRUE | FALSE | 1 | Non-Competitive | 0.7265 | Non-Competitive
BASE CASE KG_RTW74_A FROM_TO | BASE CASE | KG_RTW74_A | 1710 | 0 | 0 | KING____345A | RTHWOD__345A | FROM_TO | 73521.13 | 75334.76 | -812.332 | 0 | 2938.954 | 3038.995 | -0.04597 | 0.15532 | -0.46359 | 0.16534 | 842.7173 | 927.6751 | 3569.23 | 2435.161 | 1800.805 | 2530.845 | 1875.703 | 2311.574 | 1721.446 | 2446.195 | 1800.805 | 2389.318 | 1804.701 | 2405.476 | 1848.376 | Competitive | Competitive | 1 | TRUE | TRUE | 1 | Competitive | 0.789 | Non-Competitive
BASE CASE KG_RTW74_A TO_FROM | BASE CASE | KG_RTW74_A | 1710 | 0 | 0 | KING____345A | RTHWOD__345A | TO_FROM | 73521.13 | 76903.42 | -303.671 | 0 | 3038.995 | 3244.037 | -0.15532 | 0.045969 | -0.16534 | 0.46359 | 1229.606 | 138.2801 | 0 | 1402.25 | 2511.45 | 1461.738 | 2530.845 | 1361.109 | 2414.688 | 1402.25 | 2446.195 | 1457.503 | 2420.405 | 1487.375 | 2433.238 | Competitive | Competitive | 1 | TRUE | FALSE | 1 | Non-Competitive | 0.789 | Non-Competitive
BASE CASE RNSSNG75_A FROM_TO | BASE CASE | RNSSNG75_A | 1677 | 0 | 0 | ROANS___345C | SNGLTN_345 | FROM_TO | 73521.13 | 81959.09 | -1485.77 | 0 | 10000 | 3504.591 | -0.0849 | 0.85352 | -0.08896 | 0.85352 | 1269.579 | 1413.987 | 3569.23 | 2117.663 | 1913.287 | 10000 | 1913.287 | 2044.413 | 1813.799 | 10000 | 1842.319 | 6269.047 | 1864.511 | 6280.403 | 1884.573 | Competitive | Competitive | 1 | TRUE | FALSE | 1 | Non-Competitive | 0.7345 | Non-Competitive
BASE CASE RNSSNG75_A TO_FROM | BASE CASE | RNSSNG75_A | 1677 | 0 | 0 | ROANS___345C | SNGLTN_345 | TO_FROM | 73521.13 | 72793.02 | -1074.68 | 0 | 3693.544 | 10000 | -0.85352 | 0.084902 | -0.85352 | 0.088963 | 2181.37 | -280.276 | 0 | 1486.254 | 2172.04 | 1486.254 | 10000 | 1421.51 | 2121.624 | 1442.069 | 10000 | 1501.768 | 6295.286 | 1515.532 | 6303.254 | Non-Competitive | Non-Competitive | 0 | TRUE | FALSE | 1 | Non-Competitive | 0.7345 | Non-Competitive
BASE CASE SNGTB_74_A FROM_TO | BASE CASE | SNGTB_74_A | 1677 | 0 | 0 | SNGLTN_345 | TOMBAL__345B | FROM_TO | 73521.13 | 69646.75 | 456.7038 | 0 | 3233.479 | 2671.652 | -0.127 | 0.10575 | -0.37604 | 0.11096 | 2844.137 | 1372.581 | 0 | 1449.554 | 2522.46 | 1402.263 | 2559.445 | 1406.809 | 2428.235 | 1414.751 | 3023.965 | 1463.385 | 2521.016 | 1471.472 | 2534.866 | Non-Competitive | Non-Competitive | 0 | TRUE | FALSE | 1 | Non-Competitive | 0.797 | Non-Competitive
BASE CASE SNGTB_74_A TO_FROM | BASE CASE | SNGTB_74_A | 1677 | 0 | 0 | SNGLTN_345 | TOMBAL__345B | TO_FROM | 73521.13 | 92690.8 | -3336.16 | 0 | 2671.652 | 0 | -0.10575 | 0.127 | -0.11096 | 0.37604 | 178.5652 | 306.0954 | 3569.23 | 2429.319 | 1850.243 | 2464.236 | 1791.921 | 2296.256 | 1785.736 | 3023.965 | 1791.921 | 2462.482 | 1800.042 | 2484.545 | 1811.625 | Competitive | Competitive | 1 | TRUE | TRUE | 1 | Competitive | 0.797 | Non-Competitive
BASE CASE SNGXGC75_1 FROM_TO | BASE CASE | SNGXGC75_1 | 1310 | 0 | 0 | GIBN_CREK_5 | SNGLTN_345 | FROM_TO | 73521.13 | 60785.9 | 221.8317 | 0 | 2445.637 | 1731.893 | -0.13068 | 0.32336 | -0.13332 | 0.32336 | 2346.799 | 884.3325 | 0 | 1411.376 | 2394.944 | 3169.279 | 2429.246 | 1359.105 | 2326.038 | 2978.526 | 2589.079 | 1277.374 | 2389.976 | 1283.123 | 2402.7 | Competitive | Non-Competitive | 0 | TRUE | FALSE | 1 | Non-Competitive | 0.7035 | Non-Competitive
BASE CASE SNGXGC75_1 TO_FROM | BASE CASE | SNGXGC75_1 | 1310 | 0 | 0 | GIBN_CREK_5 | SNGLTN_345 | TO_FROM | 73521.13 | 75943.95 | -1650.43 | 0 | 1751.777 | 2379.409 | -0.32335 | 0.13068 | -0.32335 | 0.13332 | 585.708 | 542.1881 | 3569.23 | 2296.517 | 1775.79 | 2328.681 | 3169.279 | 2191.627 | 1700.174 | 2589.079 | 2978.526 | 2318.251 | 1482.48 | 2338.585 | 1489.395 | Competitive | Competitive | 1 | TRUE | TRUE | 1 | Competitive | 0.7035 | Non-Competitive
BASE CASE SNGXGC99_1 FROM_TO | BASE CASE | SNGXGC99_1 | 1310 | 0 | 0 | GIBN_CREK_5 | SNGLTN_345 | FROM_TO | 73521.13 | 60785.9 | 221.8317 | 0 | 2445.637 | 1731.893 | -0.13068 | 0.32336 | -0.13332 | 0.32336 | 2346.799 | 884.3325 | 0 | 1411.376 | 2394.944 | 3169.279 | 2429.246 | 1359.105 | 2326.038 | 2978.526 | 2589.079 | 1277.374 | 2389.976 | 1283.123 | 2402.7 | Competitive | Non-Competitive | 0 | TRUE | FALSE | 1 | Non-Competitive | 0.9455 | Non-Competitive
BASE CASE SNGXGC99_1 TO_FROM | BASE CASE | SNGXGC99_1 | 1310 | 0 | 0 | GIBN_CREK_5 | SNGLTN_345 | TO_FROM | 73521.13 | 75943.95 | -1650.43 | 0 | 1751.777 | 2379.409 | -0.32335 | 0.13068 | -0.32335 | 0.13332 | 585.708 | 542.1881 | 3569.23 | 2296.517 | 1775.79 | 2328.681 | 3169.279 | 2191.627 | 1700.174 | 2589.079 | 2978.526 | 2318.251 | 1482.48 | 2338.585 | 1489.395 | Competitive | Competitive | 1 | TRUE | TRUE | 1 | Competitive | 0.9455 | Non-Competitive
DGRSLNC5 6011__A FROM_TO | DGRSLNC5 | 6011__A | 1065 | 2 | 2 | BOWMAN_5 | FISHRDSS1_5 | FROM_TO | 73521.13 | 74644.64 | -401.615 | 0 | 2162.661 | 729.84 | -0.1339 | 0.020865 | -0.69975 | 0.2086 | 279.0458 | 28.7961 | 0 | 5602.719 | 1732.544 | 2579.538 | 3695.052 | 1441.1 | 1480.861 | 3608.696 | 3695.052 | 1807.866 | 2648.906 | 2616.428 | 2743.72 | Competitive | Competitive | 1 | TRUE | FALSE | 1 | Non-Competitive | 0.711 | Non-Competitive
DGRSLNC5 6011__A TO_FROM | DGRSLNC5 | 6011__A | 1065 | 2 | 2 | BOWMAN_5 | FISHRDSS1_5 | TO_FROM | 73521.13 | 77194.85 | -139.731 | 0 | 729.839 | 2092.581 | -0.02086 | 0.1339 | -0.2086 | 0.69975 | 309.8809 | -232.893 | 0 | 820.566 | 5602.719 | 4514.082 | 2579.538 | 769.542 | 1497.639 | 4713.714 | 3608.696 | 2178.37 | 1865.503 | 2233.857 | 2616.428 | Competitive | Competitive | 1 | TRUE | FALSE | 1 | Non-Competitive | 0.711 | Non-Competitive
DGRSLNC5 6012__A FROM_TO | DGRSLNC5 | 6012__A | 1065 | 2 | 2 | BOWMAN_5 | JACKSBRO_5 | FROM_TO | 73521.13 | 72112.09 | -336.966 | 0 | 764.205 | 2133.406 | -0.091 | 0.33621 | -0.12265 | 0.42015 | 1191.823 | -546.72 | 0 | 760.472 | 1702.834 | 4478.01 | 5008.855 | 711.571 | 1473.976 | 4713.714 | 5008.855 | 1459.367 | 2186.871 | 1464.801 | 2516.847 | Non-Competitive | Non-Competitive | 0 | TRUE | FALSE | 1 | Non-Competitive | 0.711 | Non-Competitive
DGRSLNC5 6012__A TO_FROM | DGRSLNC5 | 6012__A | 1065 | 2 | 2 | BOWMAN_5 | JACKSBRO_5 | TO_FROM | 73521.13 | 74397.83 | -1298.9 | 0 | 2025.205 | 764.205 | -0.33621 | 0.090999 | -0.42015 | 0.12265 | 699.7925 | -91.4524 | 0 | 1601.925 | 1653.612 | 5008.855 | 3695.052 | 1417.6 | 1368.731 | 5008.855 | 3695.052 | 2126.168 | 2149.143 | 2434.411 | 2163.839 | Competitive | Competitive | 1 | TRUE | FALSE | 1 | Non-Competitive | 0.711 | Non-Competitive
DGRSLNC5 6028__A FROM_TO | DGRSLNC5 | 6028__A | 1065 | 2 | 2 | GRHAMSES1_5 | COKFIELD_5 | FROM_TO | 73521.13 | 92690.8 | 0 | 0 | 0 | 0 | 0 | 0 | 0 | 0 | 0 | 0 | 0 | [10 empty] | 0 | 0 | Competitive | Competitive | 1 | FALSE | TRUE | 1 | Non-Competitive | 0.805 | Non-Competitive
DGRSLNC5 6028__A TO_FROM | DGRSLNC5 | 6028__A | 1065 | 2 | 2 | GRHAMSES1_5 | COKFIELD_5 | TO_FROM | 73521.13 | 92690.8 | 0 | 0 | 0 | 0 | 0 | 0 | 0 | 0 | 0 | 0 | 0 | [10 empty] | 0 | 0 | Competitive | Competitive | 1 | FALSE | TRUE | 1 | Non-Competitive | 0.805 | Non-Competitive
DGRSLNC5 6029__A FROM_TO | DGRSLNC5 | 6029__A | 1065 | 2 | 2 | LONGCREK_5 | COKFIELD_5 | FROM_TO | 73521.13 | 74586.13 | 0 | 0 | 785.381 | 10000 | 0 | 0 | -1 | 0 | 0 | 0 | 0 | [10 empty] | 0 | 0 | Competitive | Competitive | 1 | FALSE | TRUE | 1 | Non-Competitive | 0.781 | Non-Competitive
DGRSLNC5 6029__A TO_FROM | DGRSLNC5 | 6029__A | 1065 | 2 | 2 | LONGCREK_5 | COKFIELD_5 | TO_FROM | 73521.13 | 92690.8 | 0 | 0 | 10000 | 785.381 | 0 | 1 | 0 | 1 | 162.3 | 0 | 0 | 10000 |  | 10000 |  | 10000 |  | 10000 |  | 10000 |  | 10000 | 0 | Competitive | Competitive | 1 | TRUE | FALSE | 1 | Non-Competitive | 0.781 | Non-Competitive
DGRSLNC5 6035__A FROM_TO | DGRSLNC5 | 6035__A | 1065 | 2 | 2 | TONKAWA_5 | GRHAMSES1_5 | FROM_TO | 73521.13 | 64026.17 | -489.376 | 0 | 823.103 | 1974.388 | -0.09681 | 0.22117 | -0.09681 | 0.22117 | 1783.702 | 358.661 | 0 | 858.675 | 2179.564 | 864.713 | 3279.935 | 764.783 | 1956.133 | 873.507 | 3368.028 | 901.309 | 2353.822 | 909.527 | 2451.216 | Competitive | Non-Competitive | 0 | TRUE | FALSE | 1 | Non-Competitive | 0.711 | Non-Competitive
DGRSLNC5 6035__A TO_FROM | DGRSLNC5 | 6035__A | 1065 | 2 | 2 | TONKAWA_5 | GRHAMSES1_5 | TO_FROM | 73521.13 | 75108.33 | -1731.32 | 0 | 1792.948 | 884.048 | -0.18007 | 0.096807 | -0.22117 | 0.096807 | 728.7604 | 63.233 | 0 | 2038.996 | 3031.853 | 2980.323 | 3081.699 | 1834.985 | 1847.319 | 3368.028 | 3147.335 | 2209.607 | 2994.341 | 2304.608 | 3106.371 | Competitive | Competitive | 1 | TRUE | FALSE | 1 | Non-Competitive | 0.711 | Non-Competitive
DGRSLNC5 6380__A FROM_TO | DGRSLNC5 | 6380__A | 185 | 2 | 2 | MURRY_P8 | GRHAMSES1_8 | FROM_TO | 73521.13 | 71446.5 | -138.555 | 0 | 1119.397 | 1736.347 | -0.06659 | 0.12803 | -0.06659 | 0.69636 | 307.8508 | 14.159 | 0 | 886.239 | 10000 | 2327.726 | 10000 | 806.538 | 1995.138 | 4025.037 | 10000 | 1092.271 | 4758.028 | 1099.919 | 10000 | Competitive | Non-Competitive | 0 | TRUE | FALSE | 1 | Non-Competitive | 0.797 | Non-Competitive
DGRSLNC5 6380__A TO_FROM | DGRSLNC5 | 6380__A | 185 | 2 | 2 | MURRY_P8 | GRHAMSES1_8 | TO_FROM | 73521.13 | 73498.66 | -308.889 | 0 | 1736.347 | 1119.41 | -0.03865 | 0.066595 | -0.69636 | 0.066595 | 199.2058 | 62.8793 | 4711.83 | 7001.735 | 3186.246 | 7001.735 | 3119.1 | 1843.712 | 2137.92 | 10000 | 3186.246 | 4180.437 | 3160.317 | 8219.233 | 3231.367 | Competitive | Non-Competitive | 0 | TRUE | FALSE | 1 | Non-Competitive | 0.797 | Non-Competitive
DGRSLNC5 6380__D FROM_TO | DGRSLNC5 | 6380__D | 154 | 2 | 2 | MURRY_P8 | PAIP4B | FROM_TO | 73521.13 | 73305.12 | -311.466 | 0 | 1794.761 | 1190.407 | -0.03869 | 0.066559 | -0.20534 | 0.3036 | 196.6275 | 60.4693 | 4711.83 | 7002.786 | 3186.189 | 7002.786 | 3118.945 | 1855.29 | 2118.689 | 10000 | 3186.189 | 4199.516 | 3156.922 | 8220.814 | 3231.061 | Competitive | Non-Competitive | 0 | TRUE | FALSE | 1 | Non-Competitive | 0.75 | Non-Competitive
DGRSLNC5 6380__D TO_FROM | DGRSLNC5 | 6380__D | 154 | 2 | 2 | MURRY_P8 | PAIP4B | TO_FROM | 73521.13 | 72979.96 | -135.97 | 0 | 1301.414 | 1794.761 | -0.06656 | 0.12807 | -0.3036 | 0.20534 | 310.4551 | 16.7353 | 0 | 886.148 | 10000 | 2327.609 | 10000 | 804.883 | 2008.507 | 4024.918 | 10000 | 1091.425 | 4781.175 | 1099.294 | 10000 | Competitive | Non-Competitive | 0 | TRUE | FALSE | 1 | Non-Competitive | 0.75 | Non-Competitive
DGRSLNC5 651__A FROM_TO | DGRSLNC5 | 651__A | 185 | 2 | 2 | COMANCHE_T8 | COMANCHE_8 | FROM_TO | 73521.13 | 73695.99 | 10.0935 | 0 | 783.721 | 0 | 0 | 0.000137 | -0.99986 | 0.000137 | 10.165 | 10.1677 | 0 |  |  | 783.721 |  | 783.721 |  | 783.721 |  | 783.721 |  | 783.721 | 0 | Competitive | Competitive | 1 | FALSE | TRUE | 1 | Non-Competitive | 0.7735 | Non-Competitive
DGRSLNC5 651__A TO_FROM | DGRSLNC5 | 651__A | 185 | 2 | 2 | COMANCHE_T8 | COMANCHE_8 | TO_FROM | 73521.13 | 92690.8 | -10.0935 | 0 | 783.721 | 0 | -0.00014 | 0 | -0.00014 | 0.99986 | -10.0936 | -9.2704 | 5931.83 |  |  |  | 913.719 |  | 913.719 |  | 913.719 |  | 913.719 | 0 | 913.719 | Competitive | Competitive | 1 | FALSE | TRUE | 1 | Non-Competitive | 0.7735 | Non-Competitive
DGRSLNC5 651__B FROM_TO | DGRSLNC5 | 651__B | 185 | 2 | 2 | COMCHESS1_8 | COMANCHE_T8 | FROM_TO | 73521.13 | 73357.14 | -14.9406 | 0 | 1165.36 | 1713.858 | -0.0729 | 0.021652 | -0.72774 | 0.18408 | 303.6762 | 38.2771 | 0 | 3975.326 | 7831.355 | 791.501 | 7331.513 | 630.063 | 3242.873 | 798.401 | 10000 | 748.347 | 8262.778 | 819.152 | 8916.76 | Competitive | Non-Competitive | 0 | TRUE | FALSE | 1 | Non-Competitive | 0.6795 | Non-Competitive
DGRSLNC5 651__B TO_FROM | DGRSLNC5 | 651__B | 185 | 2 | 2 | COMCHESS1_8 | COMANCHE_T8 | TO_FROM | 73521.13 | 74190.33 | -300.005 | 0 | 1713.857 | 970.737 | -0.01717 | 0.13064 | -0.18408 | 0.72774 | 63.7983 | -103.572 | 0 | 6010.191 |  | 7727.489 | 2476.79 | 2702.83 | 938.725 | 7727.489 | 2507.736 | 5571.551 | 1684.266 | 5927.449 | 2635.762 | Competitive | Competitive | 1 | TRUE | FALSE | 1 | Non-Competitive | 0.6795 | Non-Competitive
DGRSLNC5 651__D FROM_TO | DGRSLNC5 | 651__D | 185 | 2 | 2 | DUBLIN1_8 | HASSE_P8 | FROM_TO | 73521.13 | 73755.6 | -233.113 | 0 | 1780.14 | 948.362 | -0.01522 | 0.1315 | -0.31613 | 0.40815 | 108.2503 | -59.6505 | 0 | 5917.627 |  | 7695.368 | 2365.702 | 2244.681 | 888.961 | 7695.368 | 2389.126 | 5115.398 | 1248.559 | 5796.784 | 2393.666 | Competitive | Competitive | 1 | TRUE | FALSE | 1 | Non-Competitive | 0.75 | Non-Competitive
DGRSLNC5 651__D TO_FROM | DGRSLNC5 | 651__D | 185 | 2 | 2 | DUBLIN1_8 | HASSE_P8 | TO_FROM | 73521.13 | 73416.35 | -53.2494 | 0 | 874.127 | 1780.14 | -0.072 | 0.016423 | -0.40815 | 0.31613 | 228.1345 | -1.0047 | 0 |  | 7733.853 | 777.54 | 7210.201 | 620.863 | 2646.575 | 786.261 | 10000 | 696.874 | 7536.264 | 803.21 | 8793.018 | Competitive | Non-Competitive | 0 | TRUE | FALSE | 1 | Non-Competitive | 0.75 | Non-Competitive
DGRSLNC5 651__E FROM_TO | DGRSLNC5 | 651__E | 249 | 2 | 2 | DUBLIN1_8 | STPHNVIL_8 | FROM_TO | 73521.13 | 73730.25 | -69.7894 | 0 | 972.652 | 1784.79 | -0.07222 | 0.016198 | -0.18125 | 0.59162 | 211.5167 | -17.5306 | 0 |  | 7728.327 | 781.077 | 7200.759 | 623.285 | 2555.126 | 786.516 | 10000 | 705.876 | 7416.812 | 805.944 | 8783.705 | Competitive | Competitive | 1 | TRUE | FALSE | 1 | Non-Competitive | 0.7345 | Non-Competitive
DGRSLNC5 651__E TO_FROM | DGRSLNC5 | 651__E | 249 | 2 | 2 | DUBLIN1_8 | STPHNVIL_8 | TO_FROM | 73521.13 | 73726.57 | -216.571 | 0 | 1485.245 | 972.652 | -0.015 | 0.13172 | -0.59162 | 0.18125 | 124.8265 | -43.1037 | 0 | 5916.118 |  | 7697.75 | 2366.458 | 2175.578 | 900.852 | 7697.75 | 2389.601 | 5052.534 | 1302.02 | 5796.594 | 2394.827 | Competitive | Competitive | 1 | TRUE | FALSE | 1 | Non-Competitive | 0.7345 | Non-Competitive
DJEWSNG5 424T424_1 FROM_TO | DJEWSNG5 | 424T424_1 | 1621 | 2 | 2 | BROWN_5 | SARC7A | FROM_TO | 73521.13 | 77501.73 | -625.441 | 0 | 1256.301 | 729.472 | -0.09407 | 0.013122 | -0.29566 | 0.095191 | 459.9915 | 88.6046 | 0 |  | 2690.614 | 1031.847 | 2690.614 | 1015.255 | 2095.155 | 978.813 | 3055.252 | 981.899 | 2792.853 | 985.698 | 2910.284 | Competitive | Competitive | 1 | TRUE | FALSE | 1 | Non-Competitive | 0.703 | Non-Competitive
DJEWSNG5 424T424_1 TO_FROM | DJEWSNG5 | 424T424_1 | 1621 | 2 | 2 | BROWN_5 | SARC7A | TO_FROM | 73521.13 | 82233.39 | -525.421 | 0 | 729.472 | 1256.301 | -0.01312 | 0.15951 | -0.09519 | 0.29566 | 867.3059 | 196.7156 | 0 | 874.078 |  | 910.024 | 1127.644 | 818.645 | 1109.135 | 1122.359 | 1071.347 | 996.829 | 1063.724 | 1009.007 | 1067.683 | Competitive | Competitive | 1 | TRUE | TRUE | 1 | Competitive | 0.703 | Non-Competitive
DJEWSNG5 KDLKG_75_A FROM_TO | DJEWSNG5 | KDLKG_75_A | 1677 | 2 | 2 | KING____345A | KUYDAL755010 | FROM_TO | 73521.13 | 75591.89 | -1497.3 | 0 | 2677.932 | 2428.429 | -0.15818 | 0.13476 | -0.58094 | 0.14036 | 469.7559 | 465.1402 | 3569.23 | 2432.591 | 1806.017 | 2675.274 | 2093.721 | 2313.791 | 1707.733 | 2493.711 | 4972.468 | 2411.511 | 1803.325 | 2429.537 | 1821.158 | Competitive | Competitive | 1 | TRUE | TRUE | 1 | Competitive | 0.6955 | Non-Competitive
DJEWSNG5 KDLKG_75_A TO_FROM | DJEWSNG5 | KDLKG_75_A | 1677 | 2 | 2 | KING____345A | KUYDAL755010 | TO_FROM | 73521.13 | 68554.24 | 112.5737 | 0 | 2714.317 | 2677.932 | -0.13476 | 0.15818 | -0.14036 | 0.58094 | 2091.05 | 749.8258 | 0 | 1425.493 | 2516.265 | 2093.721 | 2675.274 | 1359.596 | 2429.055 | 4972.468 | 2493.711 | 1496.592 | 2453.329 | 1509.724 | 2466.461 | Non-Competitive | Non-Competitive | 0 | TRUE | FALSE | 1 | Non-Competitive | 0.6955 | Non-Competitive
DJEWSNG5 KDLRNS75_A FROM_TO | DJEWSNG5 | KDLRNS75_A | 1677 | 2 | 2 | ROANS___345C | KUYDAL755010 | FROM_TO | 73521.13 | 72034.38 | 170.4042 | 0 | 2344.829 | 2781.281 | -0.13397 | 0.15897 | -0.41828 | 0.15897 | 2148.941 | 807.752 | 0 | 1425.518 | 2516.499 | 2093.264 | 2673.961 | 1350.687 | 2434.51 | 4962.888 | 2493.251 | 1489.328 | 2454.389 | 1504.235 | 2466.212 | Non-Competitive | Non-Competitive | 0 | TRUE | FALSE | 1 | Non-Competitive | 0.719 | Non-Competitive
DJEWSNG5 KDLRNS75_A TO_FROM | DJEWSNG5 | KDLRNS75_A | 1677 | 2 | 2 | ROANS___345C | KUYDAL755010 | TO_FROM | 73521.13 | 84217.55 | -1555.14 | 0 | 2781.282 | 2602.398 | -0.15897 | 0.13397 | -0.15897 | 0.41828 | 411.8765 | 410.1557 | 3569.23 | 2433.67 | 1807.331 | 2673.961 | 2093.264 | 2321.963 | 1695.399 | 2493.251 | 4962.888 | 2414.01 | 1796.694 | 2430.159 | 1816.952 | Competitive | Competitive | 1 | TRUE | TRUE | 1 | Competitive | 0.719 | Non-Competitive
DJEWSNG5 KDLRTW74_A FROM_TO | DJEWSNG5 | KDLRTW74_A | 2170 | 2 | 2 | KUYDAL745005 | RTHWOD__345A | FROM_TO | 73521.13 | 75422.15 | -71.533 | 0 | 2550.571 | 3078.586 | -0.1299 | 0.061223 | -0.41778 | 0.53107 | 1410.109 | 366.4731 | 0 | 1446.582 | 2526.315 | 1446.582 | 2524.742 | 1325.861 | 2435.697 | 1702.818 | 2434.564 | 1407.568 | 2426.249 | 1440.712 | 2439.655 | Competitive | Competitive | 1 | TRUE | FALSE | 1 | Non-Competitive | 0.7265 | Non-Competitive
DJEWSNG5 KDLRTW74_A TO_FROM | DJEWSNG5 | KDLRTW74_A | 2170 | 2 | 2 | KUYDAL745005 | RTHWOD__345A | TO_FROM | 73521.13 | 76563.04 | -973.885 | 0 | 3400.337 | 2845.553 | -0.06122 | 0.1299 | -0.53107 | 0.41778 | 581.9894 | 640.1146 | 3569.23 | 2450.157 | 1851.479 | 2524.742 | 1851.479 | 2337.471 | 1667.084 | 2434.564 | 1813.702 | 2396.106 | 1730.082 | 2411.864 | 1777.713 | Competitive | Competitive | 1 | TRUE | TRUE | 1 | Competitive | 0.7265 | Non-Competitive
DJEWSNG5 KDLTB_74_A FROM_TO | DJEWSNG5 | KDLTB_74_A | 1677 | 2 | 2 | KUYDAL745005 | TOMBAL__345B | FROM_TO | 73521.13 | 76632.51 | -1052.81 | 0 | 3350.186 | 2552.029 | -0.06229 | 0.12884 | -0.38794 | 0.46787 | 503.5883 | 565.6349 | 3569.23 | 2450.949 | 1853.424 | 2523.705 | 1853.424 | 2351.244 | 1646.087 | 2434.163 | 1814.39 | 2399.09 | 1725.124 | 2412.282 | 1781.763 | Competitive | Competitive | 1 | TRUE | TRUE | 1 | Competitive | 1.039 | Non-Competitive
DJEWSNG5 KDLTB_74_A TO_FROM | DJEWSNG5 | KDLTB_74_A | 1677 | 2 | 2 | KUYDAL745005 | TOMBAL__345B | TO_FROM | 73521.13 | 73825.79 | 6.8018 | 0 | 2847.165 | 3350.185 | -0.12883 | 0.062287 | -0.46787 | 0.38794 | 1488.392 | 444.9376 | 0 | 1446.45 | 2525.521 | 1446.45 | 2523.705 | 1311.042 | 2444.567 | 1672.296 | 2434.163 | 1401.574 | 2427.305 | 1440.874 | 2438.753 | Competitive | Competitive | 1 | TRUE | FALSE | 1 | Non-Competitive | 1.039 | Non-Competitive
DJEWSNG5 KG_RTW74_A FROM_TO | DJEWSNG5 | KG_RTW74_A | 1710 | 2 | 2 | KING____345A | RTHWOD__345A | FROM_TO | 73521.13 | 75382.12 | -748.83 | 0 | 2600.12 | 2834.476 | -0.05093 | 0.15041 | -0.46878 | 0.1604 | 839.5403 | 891.8682 | 3569.23 | 2428.909 | 1778.007 | 2527.657 | 1856.998 | 2319.298 | 1677.809 | 2445.623 | 1818.306 | 2388.928 | 1735.975 | 2401.559 | 1788.975 | Competitive | Competitive | 1 | TRUE | TRUE | 1 | Competitive | 0.766 | Non-Competitive
DJEWSNG5 KG_RTW74_A TO_FROM | DJEWSNG5 | KG_RTW74_A | 1710 | 2 | 2 | KING____345A | RTHWOD__345A | TO_FROM | 73521.13 | 77983.58 | -317.875 | 0 | 2834.476 | 2918.919 | -0.15041 | 0.050926 | -0.1604 | 0.46878 | 1114.816 | 72.9613 | 0 | 1387.622 | 2502.031 | 1450.535 | 2527.657 | 1333.189 | 2416.972 | 1706.804 | 2445.623 | 1411.982 | 2416.758 | 1448.682 | 2426.693 | Competitive | Competitive | 1 | TRUE | FALSE | 1 | Non-Competitive | 0.766 | Non-Competitive
DJEWSNG5 RNSSNG75_A FROM_TO | DJEWSNG5 | RNSSNG75_A | 2170 | 2 | 2 | ROANS___345C | SNGLTN_345 | FROM_TO | 73521.13 | 90024.23 | -2250.31 | 0 | 10000 | 3462.746 | -0.09471 | 0.84103 | -0.10167 | 0.84103 | 1246.93 | 1343.156 | 3569.23 | 2169.555 | 1905.335 | 10000 | 1828.954 | 2096.15 | 1778.941 | 10000 | 1967.053 | 6674.767 | 1817.881 | 6684.647 | 1843.007 | Competitive | Competitive | 1 | TRUE | FALSE | 1 | Non-Competitive | 0.703 | Non-Competitive
DJEWSNG5 RNSSNG75_A TO_FROM | DJEWSNG5 | RNSSNG75_A | 2170 | 2 | 2 | ROANS___345C | SNGLTN_345 | TO_FROM | 73521.13 | 73698.15 | -942.784 | 0 | 5068.938 | 10000 | -0.84103 | 0.094707 | -0.84103 | 0.10167 | 1949.228 | -273.033 | 0 | 1481.625 | 2221.53 | 1421.259 | 10000 | 1399.401 | 2167.992 | 1883.286 | 10000 | 1470.96 | 6696.225 | 1488.359 | 6703.681 | Competitive | Competitive | 1 | TRUE | FALSE | 1 | Non-Competitive | 0.703 | Non-Competitive
DJEWSNG5 SNGTB_74_A FROM_TO | DJEWSNG5 | SNGTB_74_A | 1924 | 2 | 2 | SNGLTN_345 | TOMBAL__345B | FROM_TO | 73521.13 | 71241.19 | 439.3877 | 0 | 0 | 3014.576 | -0.11456 | 0.11832 | -0.36257 | 0.12726 | 2556.126 | 1206.796 | 0 | 1436.407 | 2529.688 | 1386.423 | 2548.987 | 1382.615 | 2438.957 | 1787.424 | 2795.45 | 1416.218 | 2505.723 | 1425.958 | 2519.734 | Non-Competitive | Non-Competitive | 0 | TRUE | FALSE | 1 | Non-Competitive | 0.711 | Non-Competitive
DJEWSNG5 SNGTB_74_A TO_FROM | DJEWSNG5 | SNGTB_74_A | 1924 | 2 | 2 | SNGLTN_345 | TOMBAL__345B | TO_FROM | 73521.13 | 92690.8 | -2924.13 | 0 | 2685.327 | 3233.479 | -0.11832 | 0.11456 | -0.12726 | 0.36257 | 143.1759 | 215.2346 | 3569.23 | 2439.72 | 1827.466 | 2457.982 | 1766.051 | 2314.122 | 1746.586 | 2795.45 | 1878.532 | 2453.811 | 1725.943 | 2474.26 | 1739.605 | Competitive | Competitive | 1 | TRUE | TRUE | 1 | Competitive | 0.711 | Non-Competitive
DJEWSNG5 SNGXGC75_1 FROM_TO | DJEWSNG5 | SNGXGC75_1 | 1631 | 2 | 2 | GIBN_CREK_5 | SNGLTN_345 | FROM_TO | 73521.13 | 56901.77 | 206.4483 | 0 | 2804.558 | 1662.858 | -0.23685 | 0.24005 | -0.24137 | 0.24005 | 4321.324 | 1828.806 | 0 | 1452.572 | 2302.34 | 1427.209 | 2426.151 | 1442.266 | 2243.173 | 2172.531 | 2592.351 | 1481.907 | 2374.734 | 1482.86 | 2378.318 | Non-Competitive | Non-Competitive | 0 | TRUE | FALSE | 0 | Non-Competitive | 0.7185 | Non-Competitive
DJEWSNG5 SNGXGC75_1 TO_FROM | DJEWSNG5 | SNGXGC75_1 | 1631 | 2 | 2 | GIBN_CREK_5 | SNGLTN_345 | TO_FROM | 73521.13 | 76793.01 | -2757.65 | 0 | 1655.705 | 2804.558 | -0.24005 | 0.23685 | -0.24005 | 0.24137 | 933.8474 | 1144.748 | 3569.23 | 2154.882 | 1851.795 | 2321.751 | 1829.284 | 2099.95 | 1836.94 | 2592.351 | 2294.357 | 2292.059 | 1819.708 | 2295.71 | 1821.001 | Competitive | Competitive | 1 | TRUE | TRUE | 1 | Competitive | 0.7185 | Non-Competitive
DJEWSNG5 SNGXGC99_1 FROM_TO | DJEWSNG5 | SNGXGC99_1 | 1631 | 2 | 2 | GIBN_CREK_5 | SNGLTN_345 | FROM_TO | 73521.13 | 56901.77 | 206.4483 | 0 | 2804.558 | 1662.858 | -0.23685 | 0.24005 | -0.24137 | 0.24005 | 4321.324 | 1828.806 | 0 | 1452.572 | 2302.34 | 1427.209 | 2426.151 | 1442.266 | 2243.173 | 2172.531 | 2592.351 | 1481.907 | 2374.734 | 1482.86 | 2378.318 | Non-Competitive | Non-Competitive | 0 | TRUE | FALSE | 0 | Non-Competitive | 0.711 | Non-Competitive
DJEWSNG5 SNGXGC99_1 TO_FROM | DJEWSNG5 | SNGXGC99_1 | 1631 | 2 | 2 | GIBN_CREK_5 | SNGLTN_345 | TO_FROM | 73521.13 | 76793.01 | -2757.65 | 0 | 1655.705 | 2804.558 | -0.24005 | 0.23685 | -0.24005 | 0.24137 | 933.8474 | 1144.748 | 3569.23 | 2154.882 | 1851.795 | 2321.751 | 1829.284 | 2099.95 | 1836.94 | 2592.351 | 2294.357 | 2292.059 | 1819.708 | 2295.71 | 1821.001 | Competitive | Competitive | 1 | TRUE | TRUE | 1 | Competitive | 0.711 | Non-Competitive
DSNG_TB5 240__A FROM_TO | DSNG_TB5 | 240__A | 1435 | 2 | 2 | JEWETT_S5 | SNGLTN_345 | FROM_TO | 73521.13 | 62958.28 | -266.094 | 0 | 3080.814 | 1927.259 | -0.12794 | 0.094144 | -0.15978 | 0.17422 | 2291.14 | 1119.754 | 0 | 1401.732 | 2160.152 | 1367.823 | 2307.578 | 1412.356 | 1969.714 | 1367.823 | 2387.409 | 1462.064 | 2235.532 | 1459.301 | 2268.822 | Non-Competitive | Non-Competitive | 0 | TRUE | FALSE | 1 | Non-Competitive | 0.711 | Non-Competitive
DSNG_TB5 240__A TO_FROM | DSNG_TB5 | 240__A | 1435 | 2 | 2 | JEWETT_S5 | SNGLTN_345 | TO_FROM | 73521.13 | 79534.32 | -1287.75 | 0 | 1931.577 | 3080.814 | -0.09414 | 0.12794 | -0.17422 | 0.15978 | 712.9677 | 700.1612 | 2683.03 | 2004.312 | 1810.504 | 2203.496 | 1768.946 | 1825.656 | 1821.289 | 2387.409 | 1768.946 | 2137.792 | 1815.834 | 2170.445 | 1812.698 | Competitive | Competitive | 1 | TRUE | TRUE | 1 | Competitive | 0.711 | Non-Competitive
DSNG_TB5 260_A_1 FROM_TO | DSNG_TB5 | 260_A_1 | 1435 | 2 | 2 | JEWETT_N5 | SNGLTN_345 | FROM_TO | 73521.13 | 63399.37 | -259.462 | 0 | 3071.984 | 1969.794 | -0.11564 | 0.092845 | -0.14999 | 0.1629 | 2179.21 | 1052.72 | 0 | 1483.835 | 2167.448 | 1483.835 | 2318.546 | 1498.538 | 1965.729 | 1408.491 | 2318.546 | 1576.203 | 2252.773 | 1572.29 | 2290.322 | Non-Competitive | Non-Competitive | 0 | TRUE | FALSE | 1 | Non-Competitive | 0.75 | Non-Competitive
DSNG_TB5 260_A_1 TO_FROM | DSNG_TB5 | 260_A_1 | 1435 | 2 | 2 | JEWETT_N5 | SNGLTN_345 | TO_FROM | 73521.13 | 80263.09 | -1172.47 | 0 | 1969.794 | 3071.984 | -0.09285 | 0.11564 | -0.1629 | 0.14999 | 676.3086 | 675.9363 | 2683.03 | 2013.462 | 1901.391 | 2213.403 | 1901.391 | 1819.948 | 1917.657 | 2213.403 | 1804.307 | 2152.168 | 1931.052 | 2190.272 | 1926.54 | Competitive | Competitive | 1 | TRUE | TRUE | 1 | Competitive | 0.75 | Non-Competitive
DSNG_TB5 424T424_1 FROM_TO | DSNG_TB5 | 424T424_1 | 1621 | 2 | 2 | BROWN_5 | SARC7A | FROM_TO | 73521.13 | 77506.72 | -622.437 | 0 | 1495.406 | 733.724 | -0.09382 | 0.013144 | -0.29543 | 0.09541 | 458.2276 | 89.4896 | 0 |  | 2691.724 | 1025.686 | 2691.724 | 1003.54 | 2118.093 | 968.783 | 3055.11 | 968.774 | 2799.427 | 972.974 | 2911.691 | Competitive | Competitive | 1 | TRUE | FALSE | 1 | Non-Competitive | 0.711 | Non-Competitive
DSNG_TB5 424T424_1 TO_FROM | DSNG_TB5 | 424T424_1 | 1621 | 2 | 2 | BROWN_5 | SARC7A | TO_FROM | 73521.13 | 82302.26 | -515.997 | 0 | 729.485 | 1502.61 | -0.01314 | 0.15932 | -0.09541 | 0.29543 | 861.971 | 191.5794 | 0 | 874.315 |  | 910.24 | 1120.714 | 818.699 | 1095.321 | 1122.546 | 1060.26 | 998.225 | 1048.898 | 1009.991 | 1053.447 | Competitive | Competitive | 1 | TRUE | TRUE | 1 | Competitive | 0.711 | Non-Competitive
DSNG_TB5 KDLKG_75_A FROM_TO | DSNG_TB5 | KDLKG_75_A | 1677 | 2 | 2 | KING____345A | KUYDAL755010 | FROM_TO | 73521.13 | 75140.29 | 57.8294 | 0 | 789.462 | 10000 | -0.99921 | 0.000786 | -0.99921 | 0.000786 | 58.0199 | 58.2106 | 0 |  | 10000 | 789.462 | 10000 | 789.462 | 10000 | 789.462 | 10000 | 789.462 | 10000 | 789.462 | 10000 | Competitive | Competitive | 1 | TRUE | FALSE | 1 | Non-Competitive | 0.758 | Non-Competitive
DSNG_TB5 KDLKG_75_A TO_FROM | DSNG_TB5 | KDLKG_75_A | 1677 | 2 | 2 | KING____345A | KUYDAL755010 | TO_FROM | 73521.13 | 92690.8 | -57.811 | 0 | 10000 | 0 | -0.00079 | 0.99921 | -0.00079 | 0.99921 | 875.1548 | 879.8726 | 5931.83 | 10000 |  | 10000 | 921.6 | 10000 | 921.6 | 10000 | 921.6 | 10000 | 921.6 | 10000 | 921.6 | Competitive | Competitive | 1 | TRUE | FALSE | 1 | Non-Competitive | 0.758 | Non-Competitive
DSNG_TB5 KDLRNS75_A FROM_TO | DSNG_TB5 | KDLRNS75_A | 1677 | 2 | 2 | ROANS___345C | KUYDAL755010 | FROM_TO | 73521.13 | 92690.8 | 0 | 0 | 10000 | 789.462 | 0 | 1 | 0 | 1 | 933 | 0 | 0 | 10000 |  | 10000 |  | 10000 |  | 10000 |  | 10000 |  | 10000 | 0 | Competitive | Competitive | 1 | TRUE | FALSE | 1 | Non-Competitive | 0.7425 | Non-Competitive
DSNG_TB5 KDLRNS75_A TO_FROM | DSNG_TB5 | KDLRNS75_A | 1677 | 2 | 2 | ROANS___345C | KUYDAL755010 | TO_FROM | 73521.13 | 75198.13 | 0 | 0 | 789.462 | 10000 | -1 | 0 | -1 | 0 | 0 | 0 | 0 |  | 10000 |  | 10000 |  | 10000 |  | 10000 |  | 10000 | 0 | 10000 | Competitive | Competitive | 1 | TRUE | FALSE | 1 | Non-Competitive | 0.7425 | Non-Competitive
DSNG_TB5 KDLRTW74_A FROM_TO | DSNG_TB5 | KDLRTW74_A | 2170 | 2 | 2 | KUYDAL745005 | RTHWOD__345A | FROM_TO | 73521.13 | 83085.16 | -500.957 | 0 | 1599.471 | 2241.64 | -0.07429 | 0.012452 | -0.24423 | 0.71657 | -11.5871 | -462.81 | 0 |  | 2076.269 | 3794.278 | 2054.313 | 1654.392 | 1952.831 | 4367.805 | 2336.774 | 2786.937 | 1988.311 | 3805.497 | 2008.649 | Competitive | Competitive | 1 | TRUE | FALSE | 1 | Non-Competitive | 0.781 | Non-Competitive
DSNG_TB5 KDLRTW74_A TO_FROM | DSNG_TB5 | KDLRTW74_A | 2170 | 2 | 2 | KUYDAL745005 | RTHWOD__345A | TO_FROM | 73521.13 | 75626.64 | -3.7131 | 0 | 2207.667 | 1664.921 | -0.01245 | 0.074293 | -0.71657 | 0.24423 | 651.5689 | 276.52 | 0 | 2076.269 |  | 2054.313 | 3794.278 | 1920.191 | 1846.702 | 2336.774 | 4367.805 | 1983.58 | 2882.376 | 2008.649 | 3805.497 | Competitive | Competitive | 1 | TRUE | FALSE | 1 | Non-Competitive | 0.781 | Non-Competitive
DSNG_TB5 KDLTB_74_A FROM_TO | DSNG_TB5 | KDLTB_74_A | 1677 | 2 | 2 | KUYDAL745005 | TOMBAL__345B | FROM_TO | 73521.13 | 75325.95 | -82.103 | 0 | 2236.571 | 1545.834 | -0.01352 | 0.073228 | -0.60716 | 0.28236 | 566.5093 | 269.307 | 0 | 2073.266 |  | 2052.018 | 3755.577 | 2019.881 | 1259.462 | 2332.959 | 4393.054 | 1992.969 | 2308.94 | 2011.106 | 3765.72 | Competitive | Competitive | 1 | TRUE | FALSE | 1 | Non-Competitive | 0.7265 | Non-Competitive
DSNG_TB5 KDLTB_74_A TO_FROM | DSNG_TB5 | KDLTB_74_A | 1677 | 2 | 2 | KUYDAL745005 | TOMBAL__345B | TO_FROM | 73521.13 | 79350.97 | -422.655 | 0 | 1545.834 | 2284.254 | -0.07323 | 0.013517 | -0.28236 | 0.60716 | 79.0001 | -388.377 | 0 |  | 2073.266 | 3755.577 | 2052.018 | 1031.579 | 2047.513 | 4393.054 | 2332.959 | 2104.036 | 1996.295 | 3765.72 | 2011.106 | Competitive | Competitive | 1 | TRUE | FALSE | 1 | Non-Competitive | 0.7265 | Non-Competitive
DSNG_TB5 KG_RTW74_A FROM_TO | DSNG_TB5 | KG_RTW74_A | 1710 | 2 | 2 | KING____345A | RTHWOD__345A | FROM_TO | 73521.13 | 74677.22 | 113.2369 | 0 | 10000 | 1520.669 | -0.01365 | 0.10691 | -0.62831 | 0.10691 | 982.8487 | 174.913 | 0 | 2109.769 |  | 2058.501 | 4329.242 | 1697.489 | 2564.249 | 2537.212 | 4329.242 | 1995.798 | 3581.772 | 2048.372 | 4137.175 | Competitive | Competitive | 1 | TRUE | FALSE | 1 | Non-Competitive | 0.7655 | Non-Competitive
DSNG_TB5 KG_RTW74_A TO_FROM | DSNG_TB5 | KG_RTW74_A | 1710 | 2 | 2 | KING____345A | RTHWOD__345A | TO_FROM | 73521.13 | 92690.8 | -892.999 | 0 | 1470.375 | 10000 | -0.10691 | 0.013647 | -0.10691 | 0.62831 | -398.762 | -678.442 | 0 |  | 2109.769 | 4329.242 | 2058.501 | 2442.189 | 1773.792 | 4329.242 | 2537.212 | 3545.114 | 2003.404 | 4137.175 | 2048.372 | Competitive | Competitive | 1 | TRUE | FALSE | 1 | Non-Competitive | 0.7655 | Non-Competitive
DSNG_TB5 SNGXGC75_1 FROM_TO | DSNG_TB5 | SNGXGC75_1 | 1631 | 2 | 2 | GIBN_CREK_5 | SNGLTN_345 | FROM_TO | 73521.13 | 68150.58 | 235.9659 | 0 | 1811.892 | 2535.633 | -0.08385 | 0.31021 | -0.14711 | 0.31021 | 1989.465 | 750.5576 | 0 | 1415.478 | 2479.819 | 3097.535 | 2508.887 | 1349.505 | 2398.61 | 2976.456 | 2508.887 | 1281.268 | 2578.529 | 1289.875 | 2595.642 | Non-Competitive | Non-Competitive | 0 | TRUE | FALSE | 1 | Non-Competitive | 0.7185 | Non-Competitive
DSNG_TB5 SNGXGC75_1 TO_FROM | DSNG_TB5 | SNGXGC75_1 | 1631 | 2 | 2 | GIBN_CREK_5 | SNGLTN_345 | TO_FROM | 73521.13 | 77593.19 | -1403.3 | 0 | 2535.633 | 1811.891 | -0.31021 | 0.083854 | -0.31021 | 0.14711 | 471.154 | 424.7937 | 3569.23 | 2372.967 | 1778.858 | 2400.137 | 3097.535 | 2254.407 | 1682.935 | 2400.137 | 2976.456 | 2492.653 | 1471.821 | 2518.433 | 1482.19 | Competitive | Competitive | 1 | TRUE | FALSE | 1 | Non-Competitive | 0.7185 | Non-Competitive
DSNG_TB5 SNGXGC99_1 FROM_TO | DSNG_TB5 | SNGXGC99_1 | 1631 | 2 | 2 | GIBN_CREK_5 | SNGLTN_345 | FROM_TO | 73521.13 | 68150.58 | 235.9659 | 0 | 1811.892 | 2535.633 | -0.08385 | 0.31021 | -0.14711 | 0.31021 | 1989.465 | 750.5576 | 0 | 1415.478 | 2479.819 | 3097.535 | 2508.887 | 1349.505 | 2398.61 | 2976.456 | 2508.887 | 1281.268 | 2578.529 | 1289.875 | 2595.642 | Non-Competitive | Non-Competitive | 0 | TRUE | FALSE | 1 | Non-Competitive | 0.7655 | Non-Competitive
DSNG_TB5 SNGXGC99_1 TO_FROM | DSNG_TB5 | SNGXGC99_1 | 1631 | 2 | 2 | GIBN_CREK_5 | SNGLTN_345 | TO_FROM | 73521.13 | 77593.19 | -1403.3 | 0 | 2535.633 | 1811.891 | -0.31021 | 0.083854 | -0.31021 | 0.14711 | 471.154 | 424.7937 | 3569.23 | 2372.967 | 1778.858 | 2400.137 | 3097.535 | 2254.407 | 1682.935 | 2400.137 | 2976.456 | 2492.653 | 1471.821 | 2518.433 | 1482.19 | Competitive | Competitive | 1 | TRUE | FALSE | 1 | Non-Competitive | 0.7655 | Non-Competitive
DTHSLCS5 1295__A FROM_TO | DTHSLCS5 | 1295__A | 492 | 2 | 2 | TEMP_SS__8 | TEMP_PEC__8 | FROM_TO | 73521.13 | 75121.39 | -185.639 | 0 | 1467.695 | 1836.035 | -0.01839 | 0.021963 | -0.27725 | 0.31838 | 31.593 | -4.1224 | 2647.03 | 10000 |  | 1863.364 | 1714.889 | 1097.575 | 1750.436 | 3443.703 | 9557.955 | 1667.535 | 1643.71 | 2169.865 | 1621.106 | Competitive | Competitive | 1 | TRUE | TRUE | 1 | Competitive | 0.7265 | Non-Competitive
DTHSLCS5 1295__A TO_FROM | DTHSLCS5 | 1295__A | 492 | 2 | 2 | TEMP_SS__8 | TEMP_PEC__8 | TO_FROM | 73521.13 | 74198.13 | -68.6459 | 0 | 1836.035 | 1484.609 | -0.02196 | 0.018395 | -0.31838 | 0.27725 | 276.1282 | 39.233 | 0 |  | 10000 | 1614.822 | 2036.617 | 1429.237 | 1243.552 | 9557.955 | 3443.703 | 1429.71 | 1860.347 | 1535.239 | 2318.871 | Competitive | Competitive | 1 | TRUE | FALSE | 1 | Non-Competitive | 0.7265 | Non-Competitive
DTHSLCS5 1830__A FROM_TO | DTHSLCS5 | 1830__A | 83 | 2 | 2 | MCGREGPH1_8 | MCGREG_T_8 | FROM_TO | 73521.13 | 75515.67 | -21.946 | 0 | 2001.054 | 1805.964 | -0.00081 | 0.000943 | -0.04468 | 0.92108 | -8.1075 | -11.7397 | 0 |  |  | 9342.687 | 1095.703 | 1595.457 | 998.879 | 9342.687 | 1548.96 | 2322.437 | 1130.081 | 9375.289 | 1207.617 | Competitive | Competitive | 1 | FALSE | FALSE | 1 | Non-Competitive | 0.7575 | Non-Competitive
DTHSLCS5 1830__A TO_FROM | DTHSLCS5 | 1830__A | 83 | 2 | 2 | MCGREGPH1_8 | MCGREG_T_8 | TO_FROM | 73521.13 | 73587.63 | 9.307 | 0 | 1500.029 | 2012.493 | -0.00094 | 0.000806 | -0.92108 | 0.044684 | 21.6727 | 6.7482 | 0 |  |  | 970.213 | 9342.687 | 830.628 | 1680.732 | 1312.52 | 9342.687 | 966.905 | 2406.526 | 1061.876 | 9375.289 | Competitive | Competitive | 1 | FALSE | FALSE | 1 | Non-Competitive | 0.7575 | Non-Competitive
DTHSLCS5 1830__B FROM_TO | DTHSLCS5 | 1830__B | 213 | 2 | 2 | SPGVALLYP_8 | MCGREG_T_8 | FROM_TO | 73521.13 | 73633.32 | -199.977 | 0 | 1890.538 | 1386.014 | -0.01305 | 0.021198 | -0.4483 | 0.49067 | 140.5254 | -28.9191 | 0 | 9318.007 |  | 1793.656 | 1495.251 | 1565.849 | 1110.704 | 9318.007 | 1558.867 | 1551.318 | 1345.779 | 1696.757 | 1547.434 | Competitive | Competitive | 1 | TRUE | TRUE | 1 | Competitive | 0.7965 | Non-Competitive
DTHSLCS5 1830__B TO_FROM | DTHSLCS5 | 1830__B | 213 | 2 | 2 | SPGVALLYP_8 | MCGREG_T_8 | TO_FROM | 73521.13 | 73574.79 | -67.2541 | 0 | 1386.014 | 1880.206 | -0.0212 | 0.013046 | -0.49067 | 0.4483 | 156.5597 | 93.0742 | 250.13 |  | 9318.007 | 1280.343 | 1891.949 | 983.426 | 1713.339 | 1347.916 | 9318.007 | 1183.469 | 1642.553 | 1341.841 | 1776.553 | Competitive | Competitive | 1 | TRUE | TRUE | 1 | Competitive | 0.7965 | Non-Competitive
DTHSLCS5 1830__C FROM_TO | DTHSLCS5 | 1830__C | 213 | 2 | 2 | MCGREG_T_8 | TEMPELMC__8 | FROM_TO | 73521.13 | 74242.78 | -221.928 | 0 | 1860.571 | 1472.716 | -0.01376 | 0.022141 | -0.08479 | 0.50702 | 134.6165 | -42.6165 | 0 | 9319.026 |  | 1570.821 | 1494.942 | 1573.485 | 1105.87 | 9319.026 | 1558.942 | 1559.556 | 1333.121 | 1616.487 | 1546.579 | Competitive | Competitive | 1 | TRUE | TRUE | 1 | Competitive | 0.6955 | Non-Competitive
DTHSLCS5 1830__C TO_FROM | DTHSLCS5 | 1830__C | 213 | 2 | 2 | MCGREG_T_8 | TEMPELMC__8 | TO_FROM | 73521.13 | 73517.84 | -57.9073 | 0 | 1472.716 | 1860.571 | -0.02214 | 0.013757 | -0.50702 | 0.08479 | 177.59 | -64.3914 | 0 |  | 9319.026 | 1279.635 | 1661.044 | 977.723 | 1712.059 | 1347.607 | 9319.026 | 1172.4 | 1648.258 | 1340.181 | 1693.953 | Competitive | Competitive | 1 | TRUE | TRUE | 1 | Competitive | 0.6955 | Non-Competitive
DTHSLCS5 1830__E FROM_TO | DTHSLCS5 | 1830__E | 213 | 2 | 2 | COTTONBELT | SPGVALLYP_8 | FROM_TO | 73521.13 | 73604.69 | -192.25 | 0 | 1891.115 | 1472.711 | -0.01294 | 0.021303 | -0.50923 | 0.42663 | 148.2628 | -21.1802 | 0 | 9317.96 |  | 1795.776 | 1496.093 | 1562.81 | 1114.635 | 9317.96 | 1559.398 | 1547.65 | 1355.109 | 1694.588 | 1548.934 | Competitive | Competitive | 1 | TRUE | TRUE | 1 | Competitive | 0.711 | Non-Competitive
DTHSLCS5 1830__E TO_FROM | DTHSLCS5 | 1830__E | 213 | 2 | 2 | COTTONBELT | SPGVALLYP_8 | TO_FROM | 73521.13 | 73601.15 | -74.9915 | 0 | 1386.078 | 1891.115 | -0.0213 | 0.012941 | -0.42663 | 0.50923 | 148.8332 | 85.3824 | 250.13 |  | 9317.96 | 1281.263 | 1894.285 | 987.345 | 1714.031 | 1351.406 | 9317.96 | 1191.345 | 1640.088 | 1343.535 | 1774.551 | Competitive | Competitive | 1 | TRUE | TRUE | 1 | Competitive | 0.711 | Non-Competitive
DTHSLCS5 1830__F FROM_TO | DTHSLCS5 | 1830__F | 213 | 2 | 2 | COTTONBELT | WACOATCO1_8 | FROM_TO | 73521.13 | 73677.42 | -85.586 | 0 | 1472.777 | 1881.248 | -0.02145 | 0.012798 | -0.28683 | 0.57322 | 137.5409 | 74.8593 | 415.13 |  | 9317.897 | 1282.566 | 1897.415 | 993.197 | 1714.993 | 1352.222 | 9317.897 | 1202.36 | 1637.097 | 1345.921 | 1772.239 | Competitive | Competitive | 1 | TRUE | TRUE | 1 | Competitive | 2.75 | Non-Competitive
DTHSLCS5 1830__F TO_FROM | DTHSLCS5 | 1830__F | 213 | 2 | 2 | COTTONBELT | WACOATCO1_8 | TO_FROM | 73521.13 | 73576.88 | -181.671 | 0 | 1881.248 | 1386.316 | -0.0128 | 0.021446 | -0.57322 | 0.28683 | 158.8663 | -10.5746 | 0 | 9317.897 |  | 1798.618 | 1497.288 | 1558.774 | 1120.616 | 9317.897 | 1560.148 | 1542.926 | 1368.197 | 1692.037 | 1551.048 | Competitive | Competitive | 1 | TRUE | TRUE | 1 | Competitive | 2.75 | Non-Competitive
DTHSLCS5 1830__G FROM_TO | DTHSLCS5 | 1830__G | 596 | 2 | 2 | WACO_W1_8 | WACOWOOD1_8 | FROM_TO | 73521.13 | 73976.21 | -116.75 | 0 | 1516.48 | 1472.959 | -0.01192 | 0.022328 | -0.77326 | 0.15172 | 242.8314 | 36.9433 | 0 | 9317.526 |  | 1812.589 | 1545.143 | 1530.07 | 1178.539 | 9317.526 | 1565.378 | 1519.503 | 1454.313 | 1665.464 | 1584.237 | Competitive | Competitive | 1 | TRUE | TRUE | 1 | Competitive | 1.2185 | Non-Competitive
DTHSLCS5 1830__G TO_FROM | DTHSLCS5 | 1830__G | 596 | 2 | 2 | WACO_W1_8 | WACOWOOD1_8 | TO_FROM | 73521.13 | 76921.26 | -150.599 | 0 | 1472.959 | 1516.48 | -0.02233 | 0.011916 | -0.15172 | 0.77326 | 53.1589 | 11.7133 | 2482.03 |  | 9317.526 | 1321.547 | 1927.253 | 1040.302 | 1721.044 | 1357.903 | 9317.526 | 1274.776 | 1626.488 | 1376.963 | 1756.651 | Competitive | Competitive | 1 | TRUE | TRUE | 1 | Competitive | 1.2185 | Non-Competitive
DTHSLCS5 1830__H FROM_TO | DTHSLCS5 | 1830__H | 596 | 2 | 2 | WACOWOOD1_8 | WACOATCO1_8 | FROM_TO | 73521.13 | 74058.34 | -147.183 | 0 | 1497.665 | 1489.806 | -0.01233 | 0.021915 | -0.7127 | 0.22633 | 211.7636 | 6.484 | 0 | 9317.696 |  | 1688.463 | 1501.552 | 1543.713 | 1146.008 | 9317.696 | 1562.782 | 1529.509 | 1413.019 | 1599.35 | 1558.459 | Competitive | Competitive | 1 | TRUE | TRUE | 1 | Competitive | 0.8205 | Non-Competitive
DTHSLCS5 1830__H TO_FROM | DTHSLCS5 | 1830__H | 596 | 2 | 2 | WACOWOOD1_8 | WACOATCO1_8 | TO_FROM | 73521.13 | 75626.21 | -120.122 | 0 | 1472.831 | 1497.665 | -0.02191 | 0.012329 | -0.22633 | 0.7127 | 83.6998 | 41.1114 | 2238.93 |  | 9317.696 | 1287.205 | 1777.437 | 1014.601 | 1718.197 | 1355.084 | 9317.696 | 1239.939 | 1630.012 | 1354.286 | 1673.605 | Competitive | Competitive | 1 | TRUE | TRUE | 1 | Competitive | 0.8205 | Non-Competitive
DTHSLCS5 290__A FROM_TO | DTHSLCS5 | 290__A | 1065 | 2 | 2 | LAKE_CRK2_5 | THOUSE__5 | FROM_TO | 73521.13 | 70822.26 | -39.3602 | 0 | 1191.541 | 1612.86 | -0.2473 | 0.316 | -0.54238 | 0.43966 | 1915.025 | 1230.771 | 2647.03 | 896.419 | 1901.583 | 10000 | 1763.219 | 895.827 | 1901.583 | 10000 | 3040.85 | 1272.488 | 1862.877 | 1272.667 | 1862.877 | Competitive | Non-Competitive | 0 | TRUE | TRUE | 0 | Non-Competitive | 0.719 | Non-Competitive
DTHSLCS5 290__A TO_FROM | DTHSLCS5 | 290__A | 1065 | 2 | 2 | LAKE_CRK2_5 | THOUSE__5 | TO_FROM | 73521.13 | 71845.82 | -3063.15 | 0 | 1722.267 | 1213.355 | -0.316 | 0.2473 | -0.43966 | 0.54238 | 1670.697 | -1375.79 | 0 | 1480.152 | 987.088 | 1628.355 | 10000 | 1480.152 | 986.387 | 3040.85 | 10000 | 1552.536 | 1395.121 | 1552.536 | 1395.328 | Competitive | Competitive | 0 | TRUE | TRUE | 1 | Competitive | 0.719 | Competitive
DTMPLCS5 1295__A FROM_TO | DTMPLCS5 | 1295__A | 492 | 2 | 2 | TEMP_SS__8 | TEMP_PEC__8 | FROM_TO | 73521.13 | 73230.84 | -477.786 | 0 | 1302.242 | 1603.36 | -0.08732 | 0.056222 | -0.32826 | 0.27031 | 392.8944 | 208.8543 | 2647.03 | 1301.51 | 1815.966 | 1267.828 | 1810.039 | 969.156 | 1704.668 | 1365.704 | 9470.785 | 1150.122 | 1618.602 | 1322.276 | 1670.081 | Competitive | Competitive | 1 | TRUE | TRUE | 1 | Competitive | 0.711 | Non-Competitive
DTMPLCS5 1295__A TO_FROM | DTMPLCS5 | 1295__A | 492 | 2 | 2 | TEMP_SS__8 | TEMP_PEC__8 | TO_FROM | 73521.13 | 71899.55 | -629.397 | 0 | 1603.36 | 1282.66 | -0.05622 | 0.087322 | -0.27031 | 0.32826 | 877.569 | 18.8844 | 0 | 1694.168 | 1522.648 | 1700.359 | 1477.985 | 1443.803 | 1088.718 | 9470.785 | 1576.561 | 1467.773 | 1300.416 | 1574.483 | 1518.336 | Competitive | Competitive | 0 | TRUE | TRUE | 1 | Competitive | 0.711 | Competitive
DTMPLCS5 1830__A FROM_TO | DTMPLCS5 | 1830__A | 83 | 2 | 2 | MCGREGPH1_8 | MCGREG_T_8 | FROM_TO | 73521.13 | 75504.42 | -22.0078 | 0 | 1902.18 | 1805.964 | -0.00082 | 0.001057 | -0.04467 | 0.9211 | -7.7411 | -11.5261 | 0 |  |  | 9468.644 | 1133.007 | 1587.541 | 1000.995 | 9468.644 | 1549.605 | 2506.41 | 1141.621 | 9593.41 | 1260.047 | Competitive | Competitive | 1 | FALSE | FALSE | 1 | Non-Competitive | 0.7735 | Non-Competitive
DTMPLCS5 1830__A TO_FROM | DTMPLCS5 | 1830__A | 83 | 2 | 2 | MCGREGPH1_8 | MCGREG_T_8 | TO_FROM | 73521.13 | 73587.46 | 8.9015 | 0 | 1595.821 | 1902.18 | -0.00106 | 0.000822 | -0.9211 | 0.044669 | 21.8231 | 6.3773 | 0 |  |  | 997.623 | 9468.644 | 832.54 | 1671.264 | 1313.533 | 9468.644 | 976.628 | 2593.675 | 1102.546 | 9593.41 | Competitive | Competitive | 1 | FALSE | FALSE | 1 | Non-Competitive | 0.7735 | Non-Competitive
DTMPLCS5 1830__B FROM_TO | DTMPLCS5 | 1830__B | 213 | 2 | 2 | SPGVALLYP_8 | MCGREG_T_8 | FROM_TO | 73521.13 | 73546.91 | -227.116 | 0 | 2008.431 | 1472.774 | -0.015 | 0.026429 | -0.44557 | 0.49347 | 172.4012 | -26.326 | 0 | 9421.85 |  | 1615.763 | 1496.959 | 1547.984 | 1110.014 | 9421.85 | 1560.485 | 1564.656 | 1344.301 | 1695.07 | 1549.78 | Competitive | Competitive | 1 | TRUE | TRUE | 1 | Competitive | 0.742 | Non-Competitive
DTMPLCS5 1830__B TO_FROM | DTMPLCS5 | 1830__B | 213 | 2 | 2 | SPGVALLYP_8 | MCGREG_T_8 | TO_FROM | 73521.13 | 73509.72 | -88.1794 | 0 | 1386.133 | 1909.157 | -0.02643 | 0.015002 | -0.49347 | 0.44557 | 176.9425 | -91.2223 | 0 |  | 9421.85 | 1281.576 | 1712.335 | 984.758 | 1702.78 | 1349.182 | 9421.85 | 1182.381 | 1658.352 | 1343.392 | 1778.55 | Competitive | Competitive | 1 | TRUE | TRUE | 1 | Competitive | 0.742 | Non-Competitive
DTMPLCS5 1830__C FROM_TO | DTMPLCS5 | 1830__C | 213 | 2 | 2 | MCGREG_T_8 | TEMPELMC__8 | FROM_TO | 73521.13 | 73735.08 | -249.121 | 0 | 1883.742 | 1386.155 | -0.01573 | 0.027486 | -0.08258 | 0.50976 | 166.8429 | -39.8984 | 0 | 9423.641 |  | 1777.939 | 1410.476 | 1554.656 | 1106.125 | 9423.641 | 1560.548 | 1574.881 | 1333.995 | 1858.61 | 1505.716 | Competitive | Competitive | 1 | TRUE | TRUE | 1 | Competitive | 0.7185 | Non-Competitive
DTMPLCS5 1830__C TO_FROM | DTMPLCS5 | 1830__C | 213 | 2 | 2 | MCGREG_T_8 | TEMPELMC__8 | TO_FROM | 73521.13 | 73463.82 | -79.2472 | 0 | 1386.155 | 1873.706 | -0.02749 | 0.015732 | -0.50976 | 0.082576 | 196.5716 | -84.9224 | 0 |  | 9423.641 | 1215.704 | 1893.199 | 980.04 | 1701.58 | 1348.92 | 9423.641 | 1173.46 | 1665.999 | 1308.302 | 1955.347 | Competitive | Competitive | 1 | TRUE | TRUE | 1 | Competitive | 0.7185 | Non-Competitive
DTMPLCS5 1830__E FROM_TO | DTMPLCS5 | 1830__E | 213 | 2 | 2 | COTTONBELT | SPGVALLYP_8 | FROM_TO | 73521.13 | 73528.56 | -219.384 | 0 | 2009.264 | 1386.215 | -0.0149 | 0.026534 | -0.50643 | 0.42951 | 180.1656 | -18.5697 | 0 | 9421.396 |  | 1570.142 | 1497.688 | 1545.533 | 1113.289 | 9421.396 | 1560.949 | 1560.349 | 1352.293 | 1638.82 | 1551.054 | Competitive | Competitive | 1 | TRUE | TRUE | 1 | Competitive | 0.703 | Non-Competitive
DTMPLCS5 1830__E TO_FROM | DTMPLCS5 | 1830__E | 213 | 2 | 2 | COTTONBELT | SPGVALLYP_8 | TO_FROM | 73521.13 | 73526.03 | -95.9168 | 0 | 1386.215 | 2009.264 | -0.02653 | 0.014897 | -0.42951 | 0.50643 | 169.2239 | -98.9648 | 0 |  | 9421.396 | 1282.368 | 1660.439 | 987.983 | 1703.454 | 1349.696 | 9421.396 | 1189.07 | 1655.132 | 1344.83 | 1717.357 | Competitive | Competitive | 1 | TRUE | TRUE | 1 | Competitive | 0.703 | Non-Competitive
DTMPLCS5 1830__F FROM_TO | DTMPLCS5 | 1830__F | 213 | 2 | 2 | COTTONBELT | WACOATCO1_8 | FROM_TO | 73521.13 | 73564.92 | -106.511 | 0 | 1386.512 | 1910.519 | -0.02668 | 0.014753 | -0.28988 | 0.57034 | 150.0383 | -102.107 | 0 |  | 9420.78 | 1283.485 | 1662.092 | 992.587 | 1704.385 | 1353.278 | 9420.78 | 1198.405 | 1651.073 | 1346.847 | 1709.541 | Competitive | Competitive | 1 | TRUE | TRUE | 1 | Competitive | 0.8905 | Non-Competitive
DTMPLCS5 1830__F TO_FROM | DTMPLCS5 | 1830__F | 213 | 2 | 2 | COTTONBELT | WACOATCO1_8 | TO_FROM | 73521.13 | 73509.19 | -208.796 | 0 | 2009.952 | 1472.911 | -0.01475 | 0.026678 | -0.57035 | 0.28988 | 204.6074 | -15.6419 | 0 | 9420.78 |  | 1571.596 | 1498.716 | 1542.099 | 1118.202 | 9420.78 | 1561.6 | 1554.743 | 1363.472 | 1631.01 | 1552.841 | Competitive | Competitive | 1 | TRUE | TRUE | 1 | Competitive | 0.8905 | Non-Competitive
DTMPLCS5 1830__G FROM_TO | DTMPLCS5 | 1830__G | 596 | 2 | 2 | WACO_W1_8 | WACOWOOD1_8 | FROM_TO | 73521.13 | 73930.21 | -143.822 | 0 | 1522.053 | 1473.2 | -0.01387 | 0.02756 | -0.77013 | 0.15494 | 279.5064 | 36.6738 | 0 | 9417.143 |  | 1806.095 | 1505.906 | 1517.594 | 1162.723 | 9417.143 | 1566.046 | 1526.086 | 1436.921 | 1699.538 | 1564.995 | Competitive | Competitive | 1 | TRUE | TRUE | 1 | Competitive | 0.7655 | Non-Competitive
DTMPLCS5 1830__G TO_FROM | DTMPLCS5 | 1830__G | 596 | 2 | 2 | WACO_W1_8 | WACOWOOD1_8 | TO_FROM | 73521.13 | 76694.88 | -171.524 | 0 | 1387.294 | 1522.053 | -0.02756 | 0.013871 | -0.15494 | 0.77013 | 71.0558 | 20.505 | 2482.03 |  | 9417.143 | 1291.273 | 1905.706 | 1027.73 | 1710.169 | 1358.082 | 9417.143 | 1259.936 | 1633.569 | 1360.57 | 1781.003 | Competitive | Competitive | 1 | TRUE | TRUE | 1 | Competitive | 0.7655 | Non-Competitive
DTMPLCS5 1830__H FROM_TO | DTMPLCS5 | 1830__H | 596 | 2 | 2 | WACOWOOD1_8 | WACOATCO1_8 | FROM_TO | 73521.13 | 74008.2 | -174.28 | 0 | 2033.79 | 1472.999 | -0.01428 | 0.027146 | -0.70965 | 0.22946 | 249.0462 | 6.2136 | 0 | 9418.819 |  | 1799.909 | 1502.333 | 1528.683 | 1138.297 | 9418.819 | 1563.859 | 1538.426 | 1401.624 | 1705.298 | 1559.031 | Competitive | Competitive | 1 | TRUE | TRUE | 1 | Competitive | 0.7265 | Non-Competitive
DTMPLCS5 1830__H TO_FROM | DTMPLCS5 | 1830__H | 596 | 2 | 2 | WACOWOOD1_8 | WACOATCO1_8 | TO_FROM | 73521.13 | 75490.86 | -141.048 | 0 | 1472.999 | 1903.83 | -0.02715 | 0.014285 | -0.22946 | 0.70965 | 101.5788 | 49.8853 | 2321.53 |  | 9418.819 | 1287.407 | 1898.895 | 1008.315 | 1707.455 | 1355.719 | 9418.819 | 1230.283 | 1640.349 | 1353.833 | 1786.254 | Competitive | Competitive | 1 | TRUE | TRUE | 1 | Competitive | 0.7265 | Non-Competitive
DTMPLCS5 280__A FROM_TO | DTMPLCS5 | 280__A | 1065 | 2 | 2 | LAKE_CRK1_5 | THOUSE_A_5 | FROM_TO | 73521.13 | 73819.98 | 10.7264 | 0 | 1960.628 | 1923.441 | -0.07047 | 0.20891 | -0.60919 | 0.25236 | 760.0956 | 460.3326 | 2647.03 | 918.944 | 1907.214 | 10000 | 1892.9 | 965.086 | 1892.218 | 10000 | 1776.67 | 3202.464 | 1879.333 | 3237.893 | 1886.173 | Competitive | Competitive | 1 | TRUE | FALSE | 1 | Non-Competitive | 0.734 | Non-Competitive
DTMPLCS5 280__A TO_FROM | DTMPLCS5 | 280__A | 1065 | 2 | 2 | LAKE_CRK1_5 | THOUSE_A_5 | TO_FROM | 73521.13 | 75090.57 | -1310.65 | 0 | 1781.653 | 1763.589 | -0.2089 | 0.070473 | -0.25236 | 0.60919 | 705.0498 | -506.436 | 0 | 1467.394 | 1004.489 | 1494.723 | 10000 | 1456.785 | 1055.318 | 1633.261 | 10000 | 1548.919 | 3388.475 | 1555.572 | 3427.16 | Competitive | Competitive | 1 | TRUE | FALSE | 1 | Non-Competitive | 0.734 | Non-Competitive
DTMPLCS5 290__A FROM_TO | DTMPLCS5 | 290__A | 1065 | 2 | 2 | LAKE_CRK2_5 | THOUSE__5 | FROM_TO | 73521.13 | 73765.65 | 132.1332 | 0 | 1821.126 | 1225.445 | -0.1748 | 0.35539 | -0.42898 | 0.50274 | 930.219 | 360.4078 | 0 | 2083.88 | 2072.964 | 10000 | 10000 | 1776.229 | 1575.561 | 10000 | 10000 | 6816.601 | 2014.97 | 7002.223 | 2315.896 | Competitive | Competitive | 1 | TRUE | FALSE | 1 | Non-Competitive | 0.8125 | Non-Competitive
DTMPLCS5 290__A TO_FROM | DTMPLCS5 | 290__A | 1065 | 2 | 2 | LAKE_CRK2_5 | THOUSE__5 | TO_FROM | 73521.13 | 74881.62 | -1114.01 | 0 | 1225.445 | 1821.125 | -0.35539 | 0.1748 | -0.50274 | 0.42898 | 378.8825 | -681.817 | 0 | 1102.493 | 2083.88 | 10000 | 10000 | 1028.253 | 1829.555 | 10000 | 10000 | 1190.388 | 6839.492 | 1261.192 | 7002.223 | Competitive | Competitive | 1 | TRUE | FALSE | 1 | Non-Competitive | 0.8125 | Non-Competitive
DTMPLCS5 490__A FROM_TO | DTMPLCS5 | 490__A | 1065 | 2 | 2 | THOUSE__5 | TEMP_PEC__5 | FROM_TO | 73521.13 | 73304.48 | -645.47 | 0 | 1485.568 | 1377.681 | -0.05911 | 0.10875 | -0.59289 | 0.15527 | 1166.241 | 137.1533 | 0 | 1590.768 | 1499.136 | 1608.882 | 1499.136 | 1491.962 | 1120.518 | 6193.906 | 1556.677 | 1496.401 | 1367.812 | 1527.504 | 1548.188 | Competitive | Competitive | 0 | TRUE | TRUE | 1 | Competitive | 0.719 | Competitive
DTMPLCS5 490__A TO_FROM | DTMPLCS5 | 490__A | 1065 | 2 | 2 | THOUSE__5 | TEMP_PEC__5 | TO_FROM | 73521.13 | 77741.27 | -692.565 | 0 | 1377.681 | 1497.805 | -0.10875 | 0.059107 | -0.15527 | 0.59289 | 325.3878 | 113.0462 | 2647.03 | 1284.604 | 1718.672 | 1284.604 | 1702.478 | 994.226 | 1716.693 | 1350.141 | 6193.906 | 1203.522 | 1621.192 | 1345.211 | 1624.773 | Competitive | Competitive | 1 | TRUE | TRUE | 1 | Competitive | 0.719 | Non-Competitive
DTMPTHS5 1295__A FROM_TO | DTMPTHS5 | 1295__A | 492 | 2 | 2 | TEMP_SS__8 | TEMP_PEC__8 | FROM_TO | 73521.13 | 75020.31 | -210.197 | 0 | 1484.695 | 2210.97 | -0.02257 | 0.02456 | -0.27454 | 0.32087 | 53.8245 | 7.8897 | 2647.03 | 10000 | 10000 | 1667.527 | 1858.26 | 1045.421 | 1747.896 | 3407.125 | 4886.61 | 1485.606 | 1639.557 | 1857.867 | 1717.059 | Competitive | Competitive | 1 | TRUE | TRUE | 1 | Competitive | 0.7345 | Non-Competitive
DTMPTHS5 1295__A TO_FROM | DTMPTHS5 | 1295__A | 492 | 2 | 2 | TEMP_SS__8 | TEMP_PEC__8 | TO_FROM | 73521.13 | 74039.29 | -106.981 | 0 | 2210.97 | 1467.793 | -0.02456 | 0.022574 | -0.32086 | 0.27453 | 324.5086 | 32.8647 | 0 | 10000 | 10000 | 1743.869 | 1816.423 | 1439.087 | 1180.646 | 4886.61 | 3407.125 | 1441.003 | 1667.115 | 1622.013 | 2000.831 | Competitive | Competitive | 1 | TRUE | FALSE | 1 | Non-Competitive | 0.7345 | Non-Competitive
DTMPTHS5 1830__A FROM_TO | DTMPTHS5 | 1830__A | 83 | 2 | 2 | MCGREGPH1_8 | MCGREG_T_8 | FROM_TO | 73521.13 | 75282.64 | -29.7396 | 0 | 1856.357 | 1646.529 | -0.00129 | 0.002153 | -0.04458 | 0.92119 | -0.57713 | -9.4511 | 0 |  |  | 4326.84 | 1212.652 | 1585.122 | 1050.055 | 9475.571 | 1553.023 | 1679.282 | 1217.74 | 5708.117 | 1356.442 | Competitive | Competitive | 1 | FALSE | FALSE | 1 | Non-Competitive | 0.758 | Non-Competitive
DTMPTHS5 1830__A TO_FROM | DTMPTHS5 | 1830__A | 83 | 2 | 2 | MCGREGPH1_8 | MCGREG_T_8 | TO_FROM | 73521.13 | 73579.86 | 3.3318 | 0 | 1654.402 | 1817.996 | -0.00215 | 0.001293 | -0.92119 | 0.044585 | 28.4043 | -1.7212 | 0 |  |  | 1062.142 | 4326.84 | 917.135 | 1692.009 | 1318.693 | 9475.571 | 1071.997 | 1761.99 | 1185.059 | 5708.117 | Competitive | Competitive | 1 | FALSE | FALSE | 1 | Non-Competitive | 0.758 | Non-Competitive
DTMPTHS5 1830__B FROM_TO | DTMPTHS5 | 1830__B | 213 | 2 | 2 | SPGVALLYP_8 | MCGREG_T_8 | FROM_TO | 73521.13 | 73184.33 | -336.404 | 0 | 1687.786 | 1370.244 | -0.0232 | 0.042273 | -0.44659 | 0.49394 | 349.6115 | -39.6248 | 0 | 9447.456 | 3351.748 | 1793.253 | 1410.79 | 1517.194 | 1105.776 | 9447.456 | 1560.593 | 1534.118 | 1333.415 | 1692.979 | 1505.8 | Competitive | Competitive | 0 | TRUE | TRUE | 1 | Competitive | 0.7655 | Competitive
DTMPTHS5 1830__B TO_FROM | DTMPTHS5 | 1830__B | 213 | 2 | 2 | SPGVALLYP_8 | MCGREG_T_8 | TO_FROM | 73521.13 | 73308.55 | -172.199 | 0 | 1370.244 | 2084.545 | -0.04227 | 0.023202 | -0.49394 | 0.44659 | 224.7815 | 132.8861 | 2321.53 | 3351.748 | 9447.456 | 1216.156 | 1891.822 | 982.555 | 1701.881 | 1352.128 | 9447.456 | 1173.718 | 1638.951 | 1308.806 | 1773.368 | Non-Competitive | Competitive | 0 | TRUE | TRUE | 1 | Competitive | 0.7655 | Competitive
DTMPTHS5 1830__C FROM_TO | DTMPTHS5 | 1830__C | 213 | 2 | 2 | MCGREG_T_8 | TEMPELMC__8 | FROM_TO | 73521.13 | 71745.09 | -366.139 | 0 | 2049.018 | 1301.817 | -0.02449 | 0.044427 | -0.09522 | 0.50882 | 355.3098 | -53.9762 | 0 | 9448.826 | 2060.298 | 1791.182 | 1409.887 | 1521.47 | 1103.372 | 9448.826 | 1560.678 | 1538.953 | 1326.555 | 1695.338 | 1504.572 | Competitive | Competitive | 0 | TRUE | TRUE | 1 | Competitive | 0.7345 | Competitive
DTMPTHS5 1830__C TO_FROM | DTMPTHS5 | 1830__C | 213 | 2 | 2 | MCGREG_T_8 | TEMPELMC__8 | TO_FROM | 73521.13 | 73257.93 | -168.869 | 0 | 1301.817 | 1662.255 | -0.04443 | 0.024495 | -0.50882 | 0.095221 | 248.2735 | 151.021 | 2321.53 | 2060.298 | 9448.826 | 1215.241 | 1889.546 | 980.831 | 1700.952 | 1352.013 | 9448.826 | 1167.9 | 1641.742 | 1307.34 | 1775.585 | Competitive | Competitive | 0 | TRUE | TRUE | 1 | Competitive | 0.7345 | Competitive
DTMPTHS5 1830__E FROM_TO | DTMPTHS5 | 1830__E | 213 | 2 | 2 | COTTONBELT | SPGVALLYP_8 | FROM_TO | 73521.13 | 73214.38 | -328.667 | 0 | 1688.693 | 1373.649 | -0.0231 | 0.042378 | -0.50595 | 0.43155 | 357.34 | -31.8769 | 0 | 9447.106 | 4155.18 | 1794.318 | 1497.63 | 1515.378 | 1107.658 | 9447.106 | 1560.887 | 1531.932 | 1338.458 | 1691.984 | 1550.223 | Competitive | Competitive | 0 | TRUE | TRUE | 1 | Competitive | 0.773 | Competitive
DTMPTHS5 1830__E TO_FROM | DTMPTHS5 | 1830__E | 213 | 2 | 2 | COTTONBELT | SPGVALLYP_8 | TO_FROM | 73521.13 | 73295.75 | -179.936 | 0 | 1373.649 | 1688.693 | -0.04238 | 0.023097 | -0.43155 | 0.50595 | 212.0016 | 125.4222 | 2482.03 | 4155.18 | 9447.106 | 1282.073 | 1892.992 | 984.002 | 1702.332 | 1352.446 | 9447.106 | 1177.918 | 1637.671 | 1343.654 | 1772.455 | Competitive | Competitive | 1 | TRUE | TRUE | 1 | Competitive | 0.773 | Non-Competitive
DTMPTHS5 1830__F FROM_TO | DTMPTHS5 | 1830__F | 213 | 2 | 2 | COTTONBELT | WACOATCO1_8 | FROM_TO | 73521.13 | 73227.67 | -190.531 | 0 | 1374.138 | 1689.449 | -0.04252 | 0.022953 | -0.29534 | 0.56831 | 201.3903 | 115.211 | 2482.03 | 4195.467 | 9446.63 | 1282.771 | 1894.577 | 986.153 | 1702.95 | 1352.89 | 9446.63 | 1183.759 | 1636.018 | 1344.91 | 1771.311 | Competitive | Competitive | 1 | TRUE | TRUE | 1 | Competitive | 0.719 | Non-Competitive
DTMPTHS5 1830__F TO_FROM | DTMPTHS5 | 1830__F | 213 | 2 | 2 | COTTONBELT | WACOATCO1_8 | TO_FROM | 73521.13 | 73229.47 | -318.073 | 0 | 1689.449 | 1387.037 | -0.02295 | 0.042522 | -0.56831 | 0.29534 | 367.9312 | -21.2679 | 0 | 9446.63 | 4195.467 | 1795.759 | 1498.273 | 1512.911 | 1110.392 | 9446.63 | 1561.296 | 1529.018 | 1345.469 | 1690.725 | 1551.332 | Competitive | Competitive | 0 | TRUE | TRUE | 1 | Competitive | 0.719 | Competitive
DTMPTHS5 1830__G FROM_TO | DTMPTHS5 | 1830__G | 596 | 2 | 2 | WACO_W1_8 | WACOWOOD1_8 | FROM_TO | 73521.13 | 73726.88 | -253.061 | 0 | 1396.737 | 1388.134 | -0.02207 | 0.043404 | -0.76318 | 0.16372 | 432.9236 | 43.8334 | 0 | 9443.781 | 4579.264 | 1804.224 | 1502.546 | 1499.32 | 1131.956 | 9443.781 | 1563.983 | 1512.948 | 1390.976 | 1685.3 | 1558.595 | Competitive | Competitive | 1 | TRUE | TRUE | 1 | Competitive | 0.7265 | Non-Competitive
DTMPTHS5 1830__G TO_FROM | DTMPTHS5 | 1830__G | 596 | 2 | 2 | WACO_W1_8 | WACOWOOD1_8 | TO_FROM | 73521.13 | 75971.92 | -255.543 | 0 | 1388.134 | 1396.737 | -0.0434 | 0.022071 | -0.16372 | 0.76318 | 136.2749 | 52.5503 | 2482.03 | 4579.264 | 9443.781 | 1287.408 | 1903.883 | 1003.271 | 1706.737 | 1355.796 | 9443.781 | 1221.738 | 1628.128 | 1353.134 | 1766.637 | Competitive | Competitive | 1 | TRUE | TRUE | 1 | Competitive | 0.7265 | Non-Competitive
DTMPTHS5 1830__H FROM_TO | DTMPTHS5 | 1830__H | 596 | 2 | 2 | WACOWOOD1_8 | WACOATCO1_8 | FROM_TO | 73521.13 | 73789.14 | -283.537 | 0 | 1690.648 | 1473.305 | -0.02248 | 0.04299 | -0.70419 | 0.23641 | 402.4569 | 13.3156 | 0 | 9445.102 | 4449.175 | 1800.336 | 1500.468 | 1505.38 | 1120.725 | 9445.102 | 1562.685 | 1520.11 | 1369.139 | 1687.384 | 1555.09 | Competitive | Competitive | 1 | TRUE | TRUE | 1 | Competitive | 0.7185 | Non-Competitive
DTMPTHS5 1830__H TO_FROM | DTMPTHS5 | 1830__H | 596 | 2 | 2 | WACOWOOD1_8 | WACOATCO1_8 | TO_FROM | 73521.13 | 75029.86 | -225.067 | 0 | 1473.305 | 1690.648 | -0.04299 | 0.022485 | -0.23641 | 0.70419 | 166.7993 | 81.924 | 2482.03 | 4449.175 | 9445.102 | 1285.155 | 1899.609 | 994.328 | 1704.966 | 1354.392 | 9445.102 | 1203.499 | 1631.375 | 1349.164 | 1768.36 | Competitive | Competitive | 1 | TRUE | TRUE | 1 | Competitive | 0.7185 | Non-Competitive
DTMPTHS5 280__A FROM_TO | DTMPTHS5 | 280__A | 1065 | 2 | 2 | LAKE_CRK1_5 | THOUSE_A_5 | FROM_TO | 73521.13 | 73832.94 | 31.1458 | 0 | 1547.461 | 1781.861 | -0.06852 | 0.21246 | -0.60562 | 0.25919 | 762.6299 | 466.8975 | 2647.03 | 930.824 | 1903.031 | 10000 | 1889.284 | 981.61 | 1887.604 | 10000 | 1777.712 | 3413.957 | 1877.656 | 3457.844 | 1883.7 | Competitive | Competitive | 1 | TRUE | FALSE | 1 | Non-Competitive | 0.75 | Non-Competitive
DTMPTHS5 280__A TO_FROM | DTMPTHS5 | 280__A | 1065 | 2 | 2 | LAKE_CRK1_5 | THOUSE_A_5 | TO_FROM | 73521.13 | 75193.76 | -1462.01 | 0 | 1923.678 | 1974.585 | -0.21246 | 0.068519 | -0.25919 | 0.60562 | 650.4877 | -506.53 | 0 | 1462.18 | 1016.554 | 1487.762 | 10000 | 1447.657 | 1072.27 | 1634.134 | 10000 | 1540.147 | 3597.559 | 1547.998 | 3645.217 | Competitive | Competitive | 1 | TRUE | FALSE | 1 | Non-Competitive | 0.75 | Non-Competitive
DTMPTHS5 290__A FROM_TO | DTMPTHS5 | 290__A | 1065 | 2 | 2 | LAKE_CRK2_5 | THOUSE__5 | FROM_TO | 73521.13 | 73383.01 | 181.4862 | 0 | 1956.155 | 1526.269 | -0.21427 | 0.29573 | -0.50741 | 0.41831 | 1091.346 | 731.1831 | 2647.03 | 1141.771 | 1849.825 | 10000 | 10000 | 1115.39 | 1842.223 | 10000 | 10000 | 4546.465 | 1846.561 | 4574.518 | 1857.541 | Competitive | Non-Competitive | 0 | TRUE | FALSE | 1 | Non-Competitive | 0.711 | Non-Competitive
DTMPTHS5 290__A TO_FROM | DTMPTHS5 | 290__A | 1065 | 2 | 2 | LAKE_CRK2_5 | THOUSE__5 | TO_FROM | 73521.13 | 74770.7 | -1267.7 | 0 | 1589.565 | 1993.479 | -0.29573 | 0.21427 | -0.41832 | 0.50741 | 552.4618 | -718.14 | 0 | 1330.653 | 1237.45 | 10000 | 10000 | 1336.756 | 1207.337 | 10000 | 10000 | 1399.802 | 4688.954 | 1402.839 | 4718.232 | Competitive | Competitive | 1 | TRUE | FALSE | 1 | Non-Competitive | 0.711 | Non-Competitive
DTMPTHS5 315__A FROM_TO | DTMPTHS5 | 315__A | 1065 | 2 | 2 | TEMP_PEC__5 | TEMP_SS__5 | FROM_TO | 73521.13 | 84612.7 | -598.939 | 0 | 1562.088 | 3173.246 | -0.02474 | 0.052554 | -0.0947 | 0.837 | 242.1781 | -217.856 | 0 | 3153.713 | 1972.791 | 1975.685 | 1069.968 | 1431.487 | 1046.716 | 9285.513 | 1234.508 | 1486.941 | 1125.143 | 2367.012 | 1133.343 | Competitive | Competitive | 1 | TRUE | TRUE | 1 | Competitive | 0.789 | Non-Competitive
DTMPTHS5 315__A TO_FROM | DTMPTHS5 | 315__A | 1065 | 2 | 2 | TEMP_PEC__5 | TEMP_SS__5 | TO_FROM | 73521.13 | 74152.08 | -18.8509 | 0 | 2577.603 | 1658.028 | -0.05255 | 0.024741 | -0.837 | 0.094705 | 454.3077 | 44.0725 | 0 | 1671.963 | 3153.713 | 956.486 | 2030.514 | 937.444 | 1707.057 | 1076.597 | 9285.513 | 1002.354 | 1647.362 | 1008.98 | 2414.08 | Competitive | Competitive | 1 | TRUE | FALSE | 1 | Non-Competitive | 0.789 | Non-Competitive
D_KGRTW5 240__A FROM_TO | D_KGRTW5 | 240__A | 1435 | 5 | 5 | JEWETT_S5 | SNGLTN_345 | FROM_TO | 73521.13 | 60733.48 | -286.099 | 0 | 3079.913 | 1759.149 | -0.15261 | 0.099155 | -0.15261 | 0.17952 | 2419.186 | 1161.729 | 0 | 1407.281 | 2118.731 | 1366.633 | 2258.317 | 1418.572 | 1942.158 | 1366.633 | 2432.49 | 1464.082 | 2131.341 | 1460.781 | 2159.222 | Non-Competitive | Non-Competitive | 0 | TRUE | FALSE | 1 | Non-Competitive | 0.7655 | Non-Competitive
D_KGRTW5 240__A TO_FROM | D_KGRTW5 | 240__A | 1435 | 5 | 5 | JEWETT_S5 | SNGLTN_345 | TO_FROM | 73521.13 | 78725.88 | -1385.33 | 0 | 1759.149 | 2770.37 | -0.09916 | 0.15262 | -0.17952 | 0.15262 | 776.8253 | 771.8317 | 2683.03 | 1970.082 | 1818.147 | 2159.099 | 1768.219 | 1804.043 | 1829.419 | 2432.49 | 1768.219 | 2044.344 | 1819.487 | 2071.778 | 1815.732 | Competitive | Competitive | 1 | TRUE | TRUE | 1 | Competitive | 0.7655 | Non-Competitive
D_KGRTW5 260_A_1 FROM_TO | D_KGRTW5 | 260_A_1 | 1435 | 5 | 5 | JEWETT_N5 | SNGLTN_345 | FROM_TO | 73521.13 | 61277.92 | -279.838 | 0 | 3071.043 | 1770.546 | -0.14328 | 0.097531 | -0.14328 | 0.16797 | 2304.286 | 1091.991 | 0 | 1484.926 | 2125.716 | 1484.926 | 2268.667 | 1500.04 | 1938.663 | 1405.298 | 2450.126 | 1575.695 | 2144.912 | 1571.213 | 2176.236 | Non-Competitive | Non-Competitive | 0 | TRUE | FALSE | 1 | Non-Competitive | 0.7265 | Non-Competitive
D_KGRTW5 260_A_1 TO_FROM | D_KGRTW5 | 260_A_1 | 1435 | 5 | 5 | JEWETT_N5 | SNGLTN_345 | TO_FROM | 73521.13 | 79496.28 | -1269.18 | 0 | 1773.817 | 2766.896 | -0.09753 | 0.14328 | -0.16797 | 0.14328 | 736.023 | 742.9556 | 2683.03 | 1974.889 | 1904.09 | 2168.468 | 1904.09 | 1798.896 | 1920.492 | 2450.126 | 1801.661 | 2055.598 | 1932.847 | 2086.47 | 1927.683 | Competitive | Competitive | 1 | TRUE | TRUE | 1 | Competitive | 0.7265 | Non-Competitive
D_KGRTW5 424T424_1 FROM_TO | D_KGRTW5 | 424T424_1 | 1621 | 5 | 5 | BROWN_5 | SARC7A | FROM_TO | 73521.13 | 77510.35 | -622.66 | 0 | 1502.55 | 729.486 | -0.09375 | 0.013189 | -0.29535 | 0.095484 | 457.1294 | 88.9934 | 0 |  | 2692.061 | 1025.449 | 2692.061 | 1001.724 | 2124.555 | 967.318 | 3055.082 | 968.305 | 2801.295 | 972.653 | 2912.12 | Competitive | Competitive | 1 | TRUE | FALSE | 1 | Non-Competitive | 0.711 | Non-Competitive
D_KGRTW5 424T424_1 TO_FROM | D_KGRTW5 | 424T424_1 | 1621 | 5 | 5 | BROWN_5 | SARC7A | TO_FROM | 73521.13 | 82298.33 | -488.298 | 0 | 733.72 | 1495.342 | -0.01319 | 0.15926 | -0.09548 | 0.29535 | 861.9337 | 190.6062 | 0 | 874.388 |  | 910.306 | 1120.696 | 818.699 | 1093.331 | 1122.603 | 1058.921 | 998.644 | 1048.678 | 1010.29 | 1053.437 | Competitive | Competitive | 1 | TRUE | TRUE | 1 | Competitive | 0.711 | Non-Competitive
D_KGRTW5 RNSSNG75_A FROM_TO | D_KGRTW5 | RNSSNG75_A | 2170 | 5 | 5 | ROANS___345C | SNGLTN_345 | FROM_TO | 73521.13 | 92690.8 | 0 | 0 | 10000 | 789.462 | 0 | 1 | 0 | 1 | 933 | 0 | 0 | 10000 |  | 10000 |  | 10000 |  | 10000 |  | 10000 |  | 10000 | 0 | Competitive | Competitive | 1 | TRUE | FALSE | 1 | Non-Competitive | 0.7345 | Non-Competitive
D_KGRTW5 RNSSNG75_A TO_FROM | D_KGRTW5 | RNSSNG75_A | 2170 | 5 | 5 | ROANS___345C | SNGLTN_345 | TO_FROM | 73521.13 | 75691.13 | 0 | 0 | 789.462 | 10000 | -1 | 0 | -1 | 0 | 0 | 0 | 0 |  | 10000 |  | 10000 |  | 10000 |  | 10000 |  | 10000 | 0 | 10000 | Competitive | Competitive | 1 | TRUE | FALSE | 1 | Non-Competitive | 0.7345 | Non-Competitive
D_KGRTW5 SNGTB_74_A FROM_TO | D_KGRTW5 | SNGTB_74_A | 1924 | 5 | 5 | SNGLTN_345 | TOMBAL__345B | FROM_TO | 73521.13 | 72031.22 | 552.9945 | 0 | 10000 | 3029.772 | -0.0895 | 0.10228 | -0.55935 | 0.10228 | 2607.594 | 1383.958 | 0 | 1445.827 | 2554.259 | 1399.605 | 2598.3 | 1410.852 | 2411.167 | 1448.856 | 2699.515 | 1454.939 | 2591.276 | 1461.02 | 2615.584 | Non-Competitive | Non-Competitive | 0 | TRUE | FALSE | 1 | Non-Competitive | 0.766 | Non-Competitive
D_KGRTW5 SNGTB_74_A TO_FROM | D_KGRTW5 | SNGTB_74_A | 1924 | 5 | 5 | SNGLTN_345 | TOMBAL__345B | TO_FROM | 73521.13 | 92690.8 | -3047.71 | 0 | 3029.773 | 0 | -0.10228 | 0.089505 | -0.10228 | 0.55935 | -59.8266 | 36.2853 | 3569.23 | 2452.883 | 1841.657 | 2494.274 | 1784.44 | 2268.43 | 1789.017 | 2699.515 | 1784.44 | 2517.997 | 1781.76 | 2553.59 | 1790.393 | Competitive | Competitive | 1 | TRUE | FALSE | 1 | Non-Competitive | 0.766 | Non-Competitive
D_KGRTW5 SNGXGC75_1 FROM_TO | D_KGRTW5 | SNGXGC75_1 | 1631 | 5 | 5 | GIBN_CREK_5 | SNGLTN_345 | FROM_TO | 73521.13 | 65527.06 | 203.7204 | 0 | 2690.692 | 2173.306 | -0.13971 | 0.31725 | -0.13971 | 0.31725 | 2185.228 | 784.0622 | 0 | 1416.976 | 2385.805 | 3135.898 | 2414.729 | 1357.27 | 2310.32 | 2977.544 | 2991.983 | 1277.923 | 2348.945 | 1285.422 | 2363.237 | Non-Competitive | Non-Competitive | 0 | TRUE | FALSE | 1 | Non-Competitive | 0.758 | Non-Competitive
D_KGRTW5 SNGXGC75_1 TO_FROM | D_KGRTW5 | SNGXGC75_1 | 1631 | 5 | 5 | GIBN_CREK_5 | SNGLTN_345 | TO_FROM | 73521.13 | 77257.91 | -1539.11 | 0 | 2092.869 | 2447.627 | -0.31725 | 0.13971 | -0.31725 | 0.13971 | 540.0127 | 498.8794 | 3569.23 | 2286.457 | 1782.821 | 2313.555 | 3135.898 | 2175.197 | 1695.927 | 2991.983 | 2977.544 | 2277.175 | 1476.119 | 2299.032 | 1485.248 | Competitive | Competitive | 1 | TRUE | TRUE | 1 | Competitive | 0.758 | Non-Competitive
D_KGRTW5 SNGXGC99_1 FROM_TO | D_KGRTW5 | SNGXGC99_1 | 1631 | 5 | 5 | GIBN_CREK_5 | SNGLTN_345 | FROM_TO | 73521.13 | 65527.06 | 203.7204 | 0 | 2690.692 | 2173.306 | -0.13971 | 0.31725 | -0.13971 | 0.31725 | 2185.228 | 784.0622 | 0 | 1416.976 | 2385.805 | 3135.898 | 2414.729 | 1357.27 | 2310.32 | 2977.544 | 2991.983 | 1277.923 | 2348.945 | 1285.422 | 2363.237 | Non-Competitive | Non-Competitive | 0 | TRUE | FALSE | 1 | Non-Competitive | 0.719 | Non-Competitive
D_KGRTW5 SNGXGC99_1 TO_FROM | D_KGRTW5 | SNGXGC99_1 | 1631 | 5 | 5 | GIBN_CREK_5 | SNGLTN_345 | TO_FROM | 73521.13 | 77257.91 | -1539.11 | 0 | 2092.869 | 2447.627 | -0.31725 | 0.13971 | -0.31725 | 0.13971 | 540.0127 | 498.8794 | 3569.23 | 2286.457 | 1782.821 | 2313.555 | 3135.898 | 2175.197 | 1695.927 | 2991.983 | 2977.544 | 2277.175 | 1476.119 | 2299.032 | 1485.248 | Competitive | Competitive | 1 | TRUE | TRUE | 1 | Competitive | 0.719 | Non-Competitive
SBOMJCK5 6011__A FROM_TO | SBOMJCK5 | 6011__A | 1065 | 1 | 1 | BOWMAN_5 | FISHRDSS1_5 | FROM_TO | 73521.13 | 74845.53 | -150.571 | 0 | 2301.15 | 686.701 | -0.10624 | 0.015936 | -0.67209 | 0.24088 | 173.685 | 50.5864 | 0 |  | 3695.052 | 3337.428 | 3695.052 | 1139.947 | 1914.171 | 3337.428 | 3695.052 | 1861.949 | 3371.592 | 3594.655 | 3695.052 | Competitive | Competitive | 1 | TRUE | FALSE | 1 | Non-Competitive | 0.7185 | Non-Competitive
SBOMJCK5 6011__A TO_FROM | SBOMJCK5 | 6011__A | 1065 | 1 | 1 | BOWMAN_5 | FISHRDSS1_5 | TO_FROM | 73521.13 | 77639.07 | -83.0256 | 0 | 686.701 | 2158.191 | -0.01594 | 0.10624 | -0.24088 | 0.67209 | 81.1376 | -54.7245 | 0 | 4563.011 |  | 4713.714 | 3337.428 | 1463.432 | 1207.054 | 4713.714 | 3337.428 | 4052.12 | 1934.724 | 4672.311 | 3594.655 | Competitive | Competitive | 1 | TRUE | FALSE | 1 | Non-Competitive | 0.7185 | Non-Competitive
SBOMJCK5 6024__A FROM_TO | SBOMJCK5 | 6024__A | 1065 | 1 | 1 | GRHAMSES1_5 | LONGCREK_5 | FROM_TO | 73521.13 | 75575.81 | -1316.47 | 0 | 1948.143 | 809.734 | -0.12888 | 0.081454 | -0.24423 | 0.081454 | 574.7114 | 56.6169 | 0 | 1965.515 | 3077.754 | 2834.529 | 3077.754 | 1930.283 | 1669.424 | 3347.703 | 3148.904 | 2232.814 | 2932.753 | 2230.103 | 3110.185 | Competitive | Competitive | 1 | TRUE | FALSE | 1 | Non-Competitive | 0.727 | Non-Competitive
SBOMJCK5 6024__A TO_FROM | SBOMJCK5 | 6024__A | 1065 | 1 | 1 | GRHAMSES1_5 | LONGCREK_5 | TO_FROM | 73521.13 | 68054.53 | -359.551 | 0 | 809.733 | 1948.143 | -0.08145 | 0.24424 | -0.08145 | 0.24424 | 1410.036 | 258.0909 | 0 | 802.379 | 2130.791 | 812.218 | 3139.339 | 704.994 | 2046.301 | 1073.949 | 3347.703 | 774.606 | 2361.424 | 783.507 | 2385.087 | Competitive | Non-Competitive | 0 | TRUE | FALSE | 1 | Non-Competitive | 0.727 | Non-Competitive
SBOMJCK5 6028__A FROM_TO | SBOMJCK5 | 6028__A | 1065 | 1 | 1 | GRHAMSES1_5 | COKFIELD_5 | FROM_TO | 73521.13 | 74728.36 | -1362.25 | 0 | 2042.775 | 810.63 | -0.12955 | 0.081876 | -0.40692 | 0.081876 | 577.6848 | 56.9061 | 0 | 1965.521 | 3077.752 | 2834.535 | 3077.752 | 1930.286 | 1669.417 | 3347.704 | 3148.902 | 2232.827 | 2932.744 | 2230.122 | 3110.181 | Competitive | Competitive | 1 | TRUE | FALSE | 1 | Non-Competitive | 0.719 | Non-Competitive
SBOMJCK5 6028__A TO_FROM | SBOMJCK5 | 6028__A | 1065 | 1 | 1 | GRHAMSES1_5 | COKFIELD_5 | TO_FROM | 73521.13 | 67410.59 | -361.41 | 0 | 810.631 | 1947.949 | -0.08188 | 0.40692 | -0.08188 | 0.40692 | 1456.295 | 259.4317 | 0 | 787.029 | 2130.8 | 2363.635 | 3139.342 | 698.197 | 2046.307 | 3404.278 | 3347.704 | 812.256 | 2361.441 | 819.983 | 2385.11 | Competitive | Non-Competitive | 0 | TRUE | FALSE | 1 | Non-Competitive | 0.719 | Non-Competitive
SBOMJCK5 6029__A FROM_TO | SBOMJCK5 | 6029__A | 1065 | 1 | 1 | LONGCREK_5 | COKFIELD_5 | FROM_TO | 73521.13 | 72963.67 | -658.33 | 0 | 944.606 | 2601.218 | -0.08188 | 0.2455 | -0.59308 | 0.2455 | 1384.887 | 259.4317 | 0 | 822.693 | 2130.8 | 834.311 | 3139.342 | 716.676 | 2046.307 | 1114.791 | 3347.704 | 797.144 | 2361.441 | 806.953 | 2385.11 | Non-Competitive | Non-Competitive | 0 | TRUE | FALSE | 1 | Non-Competitive | 0.7425 | Non-Competitive
SBOMJCK5 6029__A TO_FROM | SBOMJCK5 | 6029__A | 1065 | 1 | 1 | LONGCREK_5 | COKFIELD_5 | TO_FROM | 73521.13 | 75161.23 | -1358.61 | 0 | 2601.218 | 944.606 | -0.12955 | 0.59308 | -0.2455 | 0.59308 | 673.9417 | 56.9061 | 0 | 1642.66 | 3077.752 | 10000 | 3077.752 | 1644.593 | 1669.417 | 10000 | 3148.902 | 5818.939 | 2932.744 | 6320.07 | 3110.181 | Competitive | Competitive | 1 | TRUE | FALSE | 1 | Non-Competitive | 0.7425 | Non-Competitive
SBOMJCK5 6035__A FROM_TO | SBOMJCK5 | 6035__A | 1065 | 1 | 1 | TONKAWA_5 | GRHAMSES1_5 | FROM_TO | 73521.13 | 72856.54 | -307.724 | 0 | 894.52 | 1774.098 | -0.05427 | 0.15993 | -0.05427 | 0.15993 | 1092.39 | 176.208 | 0 | 928.682 | 3136.535 | 954.95 | 3284.33 | 823.653 | 1908.243 | 1030.613 | 3349.511 | 1019.889 | 2275.777 | 1028.623 | 3379.475 | Competitive | Non-Competitive | 0 | TRUE | FALSE | 1 | Non-Competitive | 0.703 | Non-Competitive
SBOMJCK5 6035__A TO_FROM | SBOMJCK5 | 6035__A | 1065 | 1 | 1 | TONKAWA_5 | GRHAMSES1_5 | TO_FROM | 73521.13 | 77512.78 | -971.846 | 0 | 1829.504 | 894.519 | -0.11744 | 0.054273 | -0.15993 | 0.054273 | 446.1719 | 36.3453 | 0 | 2809.175 | 3084.007 | 2987.796 | 3084.007 | 1792.616 | 1969.914 | 3349.511 | 3146.586 | 2138.263 | 3025.63 | 3185.078 | 3113.716 | Competitive | Competitive | 1 | TRUE | FALSE | 1 | Non-Competitive | 0.703 | Non-Competitive
SBOMJCK5 6380__A FROM_TO | SBOMJCK5 | 6380__A | 185 | 1 | 1 | MURRY_P8 | GRHAMSES1_8 | FROM_TO | 73521.13 | 73349.43 | -107.63 | 0 | 1093.993 | 1923.336 | -0.06241 | 0.12174 | -0.06241 | 0.69724 | 191.7744 | -5.9455 | 0 | 2286.636 | 10000 | 2809.894 | 10000 | 899.849 | 1945.873 | 5641.419 | 10000 | 1474.145 | 5855.663 | 2519.892 | 10000 | Competitive | Non-Competitive | 0 | TRUE | FALSE | 1 | Non-Competitive | 0.7655 | Non-Competitive
SBOMJCK5 6380__A TO_FROM | SBOMJCK5 | 6380__A | 185 | 1 | 1 | MURRY_P8 | GRHAMSES1_8 | TO_FROM | 73521.13 | 73568.6 | -193.796 | 0 | 1923.336 | 1093.999 | -0.02845 | 0.062413 | -0.69724 | 0.062413 | 151.9676 | 58.9998 | 4045.63 | 7047.581 | 9390.56 | 7047.581 | 3222.181 | 1785.025 | 2399.778 | 10000 | 3222.181 | 5067.539 | 3335.668 | 8287.459 | 3400.641 | Competitive | Competitive | 1 | TRUE | FALSE | 1 | Non-Competitive | 0.7655 | Non-Competitive
SBOMJCK5 6380__D FROM_TO | SBOMJCK5 | 6380__D | 154 | 1 | 1 | MURRY_P8 | PAIP4B | FROM_TO | 73521.13 | 73544.67 | -196.374 | 0 | 1926.835 | 1087.058 | -0.02849 | 0.062378 | -0.19939 | 0.30272 | 149.3902 | 56.5665 | 4045.63 | 7048.751 | 9390.608 | 7048.751 | 3221.989 | 1800.978 | 2366.691 | 10000 | 3221.989 | 5097.629 | 3331.288 | 8289.177 | 3399.844 | Competitive | Competitive | 1 | TRUE | FALSE | 1 | Non-Competitive | 0.7575 | Non-Competitive
SBOMJCK5 6380__D TO_FROM | SBOMJCK5 | 6380__D | 154 | 1 | 1 | MURRY_P8 | PAIP4B | TO_FROM | 73521.13 | 73374.84 | -105.03 | 0 | 1225.575 | 1794.36 | -0.06238 | 0.12178 | -0.30272 | 0.19939 | 194.3553 | -3.3683 | 0 | 2286.599 | 10000 | 2809.772 | 10000 | 896.416 | 1964.368 | 5641.529 | 10000 | 1472.02 | 5892.596 | 2519.168 | 10000 | Competitive | Non-Competitive | 0 | TRUE | FALSE | 1 | Non-Competitive | 0.7575 | Non-Competitive
SBOMJCK5 651__A FROM_TO | SBOMJCK5 | 651__A | 185 | 1 | 1 | COMANCHE_T8 | COMANCHE_8 | FROM_TO | 73521.13 | 73695.99 | 10.0935 | 0 | 783.721 | 0 | 0 | 0.000137 | -0.99986 | 0.000137 | 10.165 | 10.1677 | 0 |  |  | 783.721 |  | 783.721 |  | 783.721 |  | 783.721 |  | 783.721 | 0 | Competitive | Competitive | 1 | FALSE | TRUE | 1 | Non-Competitive | 0.789 | Non-Competitive
SBOMJCK5 651__A TO_FROM | SBOMJCK5 | 651__A | 185 | 1 | 1 | COMANCHE_T8 | COMANCHE_8 | TO_FROM | 73521.13 | 92690.8 | -10.0935 | 0 | 783.721 | 0 | -0.00014 | 0 | -0.00014 | 0.99986 | -10.0936 | -9.2704 | 5931.83 |  |  |  | 913.719 |  | 913.719 |  | 913.719 |  | 913.719 | 0 | 913.719 | Competitive | Competitive | 1 | FALSE | TRUE | 1 | Non-Competitive | 0.789 | Non-Competitive
SBOMJCK5 651__B FROM_TO | SBOMJCK5 | 651__B | 185 | 1 | 1 | COMCHESS1_8 | COMANCHE_T8 | FROM_TO | 73521.13 | 73421.37 | -2.2401 | 0 | 1033.402 | 1989.723 | -0.07224 | 0.017629 | -0.72858 | 0.18311 | 257.6854 | 53.8192 | 0 |  | 7392.411 | 806.65 | 7365.523 | 641.937 | 3772.244 | 849.733 | 10000 | 759.103 | 8546.561 | 858.508 | 8868.441 | Competitive | Non-Competitive | 0 | TRUE | FALSE | 1 | Non-Competitive | 0.789 | Non-Competitive
SBOMJCK5 651__B TO_FROM | SBOMJCK5 | 651__B | 185 | 1 | 1 | COMCHESS1_8 | COMANCHE_T8 | TO_FROM | 73521.13 | 74290.99 | -261.72 | 0 | 1873.283 | 1033.402 | -0.01411 | 0.13096 | -0.18311 | 0.72858 | 44.8017 | -109.245 | 0 | 5355.029 |  | 7707.9 | 2398.455 | 3091.645 | 919.81 | 7707.9 | 2424.916 | 5699.012 | 1426.342 | 5727.726 | 2467.545 | Competitive | Competitive | 1 | TRUE | FALSE | 1 | Non-Competitive | 0.789 | Non-Competitive
SBOMJCK5 651__D FROM_TO | SBOMJCK5 | 651__D | 185 | 1 | 1 | DUBLIN1_8 | HASSE_P8 | FROM_TO | 73521.13 | 73809.43 | -190.148 | 0 | 1703.842 | 1046.321 | -0.01474 | 0.1318 | -0.31555 | 0.40841 | 91.9761 | -64.1212 | 0 | 5916.196 |  | 7677.901 | 2316.034 | 2420.737 | 897.354 | 7677.901 | 2435.99 | 5281.65 | 1119.363 | 5781.47 | 2372.259 | Competitive | Competitive | 1 | TRUE | FALSE | 1 | Non-Competitive | 0.8515 | Non-Competitive
SBOMJCK5 651__D TO_FROM | SBOMJCK5 | 651__D | 185 | 1 | 1 | DUBLIN1_8 | HASSE_P8 | TO_FROM | 73521.13 | 73513.65 | -42.4516 | 0 | 1046.321 | 1703.842 | -0.07143 | 0.014737 | -0.40841 | 0.31555 | 187.1687 | 12.4518 | 0 |  | 7746.435 | 837.781 | 7238.584 | 651.73 | 2886.035 | 876.574 | 10000 | 721.933 | 7881.843 | 891.728 | 8818.98 | Competitive | Non-Competitive | 0 | TRUE | FALSE | 1 | Non-Competitive | 0.8515 | Non-Competitive
SBOMJCK5 651__E FROM_TO | SBOMJCK5 | 651__E | 249 | 1 | 1 | DUBLIN1_8 | STPHNVIL_8 | FROM_TO | 73521.13 | 73955.79 | -59.0183 | 0 | 1250.31 | 1789.746 | -0.07165 | 0.014512 | -0.18123 | 0.59137 | 170.6038 | -4.1335 | 0 |  | 7740.736 | 838.538 | 7228.868 | 654.881 | 2771.448 | 890.972 | 10000 | 734.595 | 7769.51 | 895.634 | 8809.482 | Competitive | Competitive | 1 | TRUE | FALSE | 1 | Non-Competitive | 0.9845 | Non-Competitive
SBOMJCK5 651__E TO_FROM | SBOMJCK5 | 651__E | 249 | 1 | 1 | DUBLIN1_8 | STPHNVIL_8 | TO_FROM | 73521.13 | 73755.12 | -173.516 | 0 | 1789.746 | 1250.31 | -0.01451 | 0.13203 | -0.59137 | 0.18123 | 108.491 | -39.0172 | 0 | 5914.655 |  | 7680.342 | 2316.354 | 2334.667 | 908.986 | 7680.342 | 2436.531 | 5224.189 | 1165.44 | 5781.327 | 2377.742 | Competitive | Competitive | 1 | TRUE | FALSE | 1 | Non-Competitive | 0.9845 | Non-Competitive
SCFRLNC5 6011__A FROM_TO | SCFRLNC5 | 6011__A | 1065 | 1 | 1 | BOWMAN_5 | FISHRDSS1_5 | FROM_TO | 73521.13 | 74692.56 | -285.099 | 0 | 2280.107 | 704.65 | -0.13456 | 0.017171 | -0.7021 | 0.20589 | 241.9715 | 38.2766 | 0 |  | 3321.186 | 2467.185 | 3695.052 | 1233.34 | 1614.384 | 3327.597 | 3695.052 | 1600.315 | 3094.209 | 2599.72 | 3626.574 | Competitive | Competitive | 1 | TRUE | FALSE | 1 | Non-Competitive | 1.125 | Non-Competitive
SCFRLNC5 6011__A TO_FROM | SCFRLNC5 | 6011__A | 1065 | 1 | 1 | BOWMAN_5 | FISHRDSS1_5 | TO_FROM | 73521.13 | 77782.52 | -118.58 | 0 | 744.918 | 2280.107 | -0.01717 | 0.13456 | -0.20589 | 0.7021 | 195.4625 | -199.613 | 0 | 3472.972 |  | 4713.714 | 2635.749 | 985.166 | 1309.22 | 4713.714 | 3748.654 | 3259.332 | 1716.158 | 4432.992 | 2806.908 | Competitive | Competitive | 1 | TRUE | FALSE | 1 | Non-Competitive | 1.125 | Non-Competitive
SCFRLNC5 6012__A FROM_TO | SCFRLNC5 | 6012__A | 1065 | 1 | 1 | BOWMAN_5 | JACKSBRO_5 | FROM_TO | 73521.13 | 73420.23 | -310.695 | 0 | 773.297 | 2165.568 | -0.08679 | 0.33697 | -0.11807 | 0.42323 | 1064.673 | -512.829 | 0 | 795.794 | 4748.775 | 4489.189 | 5009.665 | 748.254 | 1442.157 | 4713.714 | 5009.665 | 1755.031 | 2265.295 | 1761.381 | 4954.507 | Non-Competitive | Competitive | 1 | TRUE | FALSE | 1 | Non-Competitive | 0.7735 | Non-Competitive
SCFRLNC5 6012__A TO_FROM | SCFRLNC5 | 6012__A | 1065 | 1 | 1 | BOWMAN_5 | JACKSBRO_5 | TO_FROM | 73521.13 | 74486.49 | -1176.82 | 0 | 2165.568 | 773.297 | -0.33697 | 0.086793 | -0.42323 | 0.11807 | 658.6444 | -80.9447 | 0 | 4748.775 | 1645.191 | 5009.665 | 3695.052 | 1387.783 | 1402.062 | 5009.665 | 3695.052 | 2205.844 | 2304.388 | 4954.507 | 2318.501 | Competitive | Competitive | 1 | TRUE | FALSE | 1 | Non-Competitive | 0.7735 | Non-Competitive
SCFRLNC5 6024__A FROM_TO | SCFRLNC5 | 6024__A | 1065 | 1 | 1 | GRHAMSES1_5 | LONGCREK_5 | FROM_TO | 73521.13 | 74068.02 | -1865.15 | 0 | 2057.955 | 828.62 | -0.18786 | 0.12364 | -0.35906 | 0.12364 | 864.1898 | 78.4971 | 0 | 1893.384 | 2864.46 | 2417.904 | 3077.616 | 1845.471 | 1665.084 | 2823.163 | 3148.845 | 2071.146 | 2928.949 | 2068.512 | 3080.29 | Competitive | Competitive | 1 | TRUE | FALSE | 1 | Non-Competitive | 0.7265 | Non-Competitive
SCFRLNC5 6024__A TO_FROM | SCFRLNC5 | 6024__A | 1065 | 1 | 1 | GRHAMSES1_5 | LONGCREK_5 | TO_FROM | 73521.13 | 64004.3 | -560.884 | 0 | 828.62 | 2057.955 | -0.12364 | 0.35906 | -0.12364 | 0.35906 | 1997.369 | 412.6142 | 0 | 805.107 | 2100.352 | 833.805 | 3165.454 | 716.918 | 2036.363 | 1118.959 | 3374.331 | 797.061 | 2438.42 | 804.872 | 2441.725 | Non-Competitive | Non-Competitive | 0 | TRUE | FALSE | 1 | Non-Competitive | 0.7265 | Non-Competitive
SCFRLNC5 6028__A FROM_TO | SCFRLNC5 | 6028__A | 1065 | 1 | 1 | GRHAMSES1_5 | COKFIELD_5 | FROM_TO | 73521.13 | 74586.13 | 0 | 0 | 785.381 | 10000 | 0 | 0 | -1 | 0 | 0 | 0 | 0 | [10 empty] | 0 | 0 | Competitive | Competitive | 1 | FALSE | TRUE | 1 | Non-Competitive | 0.9685 | Non-Competitive
SCFRLNC5 6028__A TO_FROM | SCFRLNC5 | 6028__A | 1065 | 1 | 1 | GRHAMSES1_5 | COKFIELD_5 | TO_FROM | 73521.13 | 92690.8 | 0 | 0 | 10000 | 785.381 | 0 | 1 | 0 | 1 | 162.3 | 0 | 0 | 10000 |  | 10000 |  | 10000 |  | 10000 |  | 10000 |  | 10000 | 0 | Competitive | Competitive | 1 | TRUE | FALSE | 1 | Non-Competitive | 0.9685 | Non-Competitive
SCFRLNC5 6035__A FROM_TO | SCFRLNC5 | 6035__A | 1065 | 1 | 1 | TONKAWA_5 | GRHAMSES1_5 | FROM_TO | 73521.13 | 69829.71 | -368.194 | 0 | 882.999 | 1600.77 | -0.06582 | 0.17511 | -0.06582 | 0.17511 | 1251.521 | 225.9184 | 0 | 910.526 | 2537.429 | 918.267 | 3283.482 | 806.658 | 1921.368 | 978.926 | 3365.325 | 986.423 | 2309.072 | 995.262 | 2919.09 | Competitive | Non-Competitive | 0 | TRUE | FALSE | 1 | Non-Competitive | 0.742 | Non-Competitive
SCFRLNC5 6035__A TO_FROM | SCFRLNC5 | 6035__A | 1065 | 1 | 1 | TONKAWA_5 | GRHAMSES1_5 | TO_FROM | 73521.13 | 76681.14 | -1121.51 | 0 | 1912.463 | 882.999 | -0.13299 | 0.065821 | -0.17511 | 0.065821 | 527.8863 | 43.5537 | 0 | 2085.714 | 3083.186 | 2590.493 | 3083.186 | 1743.337 | 1923.919 | 2827.137 | 3146.819 | 1970.942 | 3014.66 | 2300.669 | 3113.233 | Competitive | Competitive | 1 | TRUE | FALSE | 1 | Non-Competitive | 0.742 | Non-Competitive
SCFRLNC5 6380__A FROM_TO | SCFRLNC5 | 6380__A | 185 | 1 | 1 | MURRY_P8 | GRHAMSES1_8 | FROM_TO | 73521.13 | 72888 | -117.706 | 0 | 1173.008 | 1762.921 | -0.0636 | 0.12325 | -0.0636 | 0.69691 | 219.5673 | 6.4529 | 0 | 1386.244 | 10000 | 2802.599 | 10000 | 871.044 | 1965.863 | 5654.682 | 10000 | 1341.873 | 5543.657 | 1741.53 | 10000 | Competitive | Non-Competitive | 0 | TRUE | FALSE | 1 | Non-Competitive | 0.8515 | Non-Competitive
SCFRLNC5 6380__A TO_FROM | SCFRLNC5 | 6380__A | 185 | 1 | 1 | MURRY_P8 | GRHAMSES1_8 | TO_FROM | 73521.13 | 73548.15 | -220.587 | 0 | 1762.921 | 1173.003 | -0.03102 | 0.063598 | -0.69691 | 0.063598 | 165.8427 | 61.6115 | 3883.33 | 7035.027 | 3208.677 | 7035.027 | 3208.677 | 1773.985 | 2315.97 | 10000 | 3208.677 | 4726.665 | 3272.123 | 8268.942 | 3346.747 | Competitive | Competitive | 1 | TRUE | FALSE | 1 | Non-Competitive | 0.8515 | Non-Competitive
SCFRLNC5 6380__D FROM_TO | SCFRLNC5 | 6380__D | 154 | 1 | 1 | MURRY_P8 | PAIP4B | FROM_TO | 73521.13 | 73473.36 | -223.166 | 0 | 1766.401 | 1222.439 | -0.03106 | 0.063563 | -0.20082 | 0.30305 | 163.2635 | 59.1725 | 3883.33 | 7036.161 | 3208.543 | 7036.161 | 3208.543 | 1788.619 | 2288.992 | 10000 | 3208.543 | 4753.055 | 3268.085 | 8270.621 | 3346.203 | Competitive | Non-Competitive | 0 | TRUE | FALSE | 1 | Non-Competitive | 0.758 | Non-Competitive
SCFRLNC5 6380__D TO_FROM | SCFRLNC5 | 6380__D | 154 | 1 | 1 | MURRY_P8 | PAIP4B | TO_FROM | 73521.13 | 73297 | -115.127 | 0 | 1339.287 | 1894.927 | -0.06356 | 0.12329 | -0.30305 | 0.20083 | 222.1426 | 9.0307 | 0 | 1386.084 | 10000 | 2802.492 | 10000 | 868.281 | 1983.411 | 5654.786 | 10000 | 1340.203 | 5576.571 | 1740.368 | 10000 | Competitive | Non-Competitive | 0 | TRUE | FALSE | 1 | Non-Competitive | 0.758 | Non-Competitive
SCFRLNC5 651__A FROM_TO | SCFRLNC5 | 651__A | 185 | 1 | 1 | COMANCHE_T8 | COMANCHE_8 | FROM_TO | 73521.13 | 73695.99 | 10.0935 | 0 | 783.721 | 0 | 0 | 0.000137 | -0.99986 | 0.000137 | 10.165 | 10.1677 | 0 |  |  | 783.721 |  | 783.721 |  | 783.721 |  | 783.721 |  | 783.721 | 0 | Competitive | Competitive | 1 | FALSE | TRUE | 1 | Non-Competitive | 0.8355 | Non-Competitive
SCFRLNC5 651__A TO_FROM | SCFRLNC5 | 651__A | 185 | 1 | 1 | COMANCHE_T8 | COMANCHE_8 | TO_FROM | 73521.13 | 92690.8 | -10.0935 | 0 | 783.721 | 0 | -0.00014 | 0 | -0.00014 | 0.99986 | -10.0936 | -9.2704 | 5931.83 |  |  |  | 913.719 |  | 913.719 |  | 913.719 |  | 913.719 | 0 | 913.719 | Competitive | Competitive | 1 | FALSE | TRUE | 1 | Non-Competitive | 0.8355 | Non-Competitive
SCFRLNC5 651__B FROM_TO | SCFRLNC5 | 651__B | 185 | 1 | 1 | COMCHESS1_8 | COMANCHE_T8 | FROM_TO | 73521.13 | 73406.9 | -8.565 | 0 | 1035.69 | 1873.413 | -0.07242 | 0.018641 | -0.72837 | 0.18336 | 268.2057 | 49.9977 | 0 |  | 7843.426 | 813.249 | 7357.153 | 641.101 | 3625.967 | 821.363 | 10000 | 760.727 | 8481.378 | 853.817 | 8939.199 | Competitive | Non-Competitive | 0 | TRUE | FALSE | 1 | Non-Competitive | 1.0315 | Non-Competitive
SCFRLNC5 651__B TO_FROM | SCFRLNC5 | 651__B | 185 | 1 | 1 | COMCHESS1_8 | COMANCHE_T8 | TO_FROM | 73521.13 | 74266.65 | -271.168 | 0 | 1892.548 | 1035.69 | -0.01425 | 0.1309 | -0.18336 | 0.72837 | 46.1534 | -108.08 | 0 | 6010.047 |  | 7712.958 | 2326.88 | 2982.987 | 926.768 | 7712.958 | 2447.837 | 5670.597 | 1491.907 | 5914.967 | 2477.632 | Competitive | Competitive | 1 | TRUE | FALSE | 1 | Non-Competitive | 1.0315 | Non-Competitive
SCFRLNC5 651__D FROM_TO | SCFRLNC5 | 651__D | 185 | 1 | 1 | DUBLIN1_8 | HASSE_P8 | FROM_TO | 73521.13 | 73793.18 | -199.619 | 0 | 1781.533 | 1008.815 | -0.01486 | 0.13173 | -0.3157 | 0.40834 | 97.3566 | -62.7809 | 0 | 5916.602 |  | 7682.452 | 2322.706 | 2360.777 | 893.435 | 7682.452 | 2333.026 | 5239.24 | 1132.347 | 5785.495 | 2334.848 | Competitive | Competitive | 1 | TRUE | FALSE | 1 | Non-Competitive | 1.078 | Non-Competitive
SCFRLNC5 651__D TO_FROM | SCFRLNC5 | 651__D | 185 | 1 | 1 | DUBLIN1_8 | HASSE_P8 | TO_FROM | 73521.13 | 73490.43 | -46.1514 | 0 | 1008.815 | 1781.532 | -0.07158 | 0.014862 | -0.40834 | 0.3157 | 196.984 | 8.8561 | 0 |  | 7743.176 | 809.033 | 7231.184 | 641.967 | 2817.673 | 843.168 | 10000 | 711.82 | 7795.695 | 856.328 | 8812.239 | Competitive | Non-Competitive | 0 | TRUE | FALSE | 1 | Non-Competitive | 1.078 | Non-Competitive
SCFRLNC5 651__E FROM_TO | SCFRLNC5 | 651__E | 249 | 1 | 1 | DUBLIN1_8 | STPHNVIL_8 | FROM_TO | 73521.13 | 73903.81 | -62.7011 | 0 | 889.896 | 1711.334 | -0.0718 | 0.014638 | -0.18123 | 0.59144 | 180.4427 | -7.6966 | 0 |  | 7737.522 | 809.877 | 7221.54 | 644.806 | 2710.544 | 843.636 | 10000 | 723.176 | 7681.183 | 859.283 | 8802.789 | Competitive | Competitive | 1 | TRUE | FALSE | 1 | Non-Competitive | 1.047 | Non-Competitive
SCFRLNC5 651__E TO_FROM | SCFRLNC5 | 651__E | 249 | 1 | 1 | DUBLIN1_8 | STPHNVIL_8 | TO_FROM | 73521.13 | 73746.5 | -182.971 | 0 | 1711.334 | 889.896 | -0.01464 | 0.13195 | -0.59143 | 0.18123 | 113.8727 | -46.2372 | 0 | 5915.069 |  | 7684.878 | 2322.738 | 2280.23 | 904.972 | 7684.878 | 2332.626 | 5179.954 | 1178.315 | 5785.34 | 2336.285 | Competitive | Competitive | 1 | TRUE | FALSE | 1 | Non-Competitive | 1.047 | Non-Competitive
SCMNCPS5 6011__A FROM_TO | SCMNCPS5 | 6011__A | 1065 | 1 | 1 | BOWMAN_5 | FISHRDSS1_5 | FROM_TO | 73521.13 | 74692.36 | -277.574 | 0 | 2328.745 | 698.185 | -0.13509 | 0.016474 | -0.70305 | 0.20485 | 241.1424 | 41.917 | 0 |  | 3299.616 | 2595.332 | 3695.052 | 1320.742 | 1641.606 | 3859.815 | 3695.052 | 1693.417 | 3152.843 | 2636.748 | 3616.939 | Competitive | Competitive | 1 | TRUE | FALSE | 1 | Non-Competitive | 1.0155 | Non-Competitive
SCMNCPS5 6011__A TO_FROM | SCMNCPS5 | 6011__A | 1065 | 1 | 1 | BOWMAN_5 | FISHRDSS1_5 | TO_FROM | 73521.13 | 77861.17 | -116.53 | 0 | 671.695 | 2842.466 | -0.01647 | 0.13509 | -0.20485 | 0.70305 | 184.3234 | -157.625 | 0 | 3798.485 |  | 4713.714 | 2595.332 | 1041.35 | 1377.665 | 4713.714 | 3859.815 | 3432.141 | 1745.251 | 4505.972 | 2636.748 | Competitive | Competitive | 1 | TRUE | FALSE | 1 | Non-Competitive | 1.0155 | Non-Competitive
SCMNCPS5 6012__A FROM_TO | SCMNCPS5 | 6012__A | 1065 | 1 | 1 | BOWMAN_5 | JACKSBRO_5 | FROM_TO | 73521.13 | 72521.4 | -338.271 | 0 | 772.794 | 2138.936 | -0.0881 | 0.33862 | -0.11844 | 0.42477 | 1152.72 | -559.065 | 0 | 786.908 | 1753.556 | 4484.241 | 4730.186 | 720.818 | 1563.425 | 4713.714 | 5008.64 | 1632.533 | 2058.004 | 1642.406 | 2305.522 | Non-Competitive | Non-Competitive | 0 | TRUE | FALSE | 1 | Non-Competitive | 0.9685 | Non-Competitive
SCMNCPS5 6012__A TO_FROM | SCMNCPS5 | 6012__A | 1065 | 1 | 1 | BOWMAN_5 | JACKSBRO_5 | TO_FROM | 73521.13 | 74358.72 | -1257.45 | 0 | 2030.273 | 772.794 | -0.33862 | 0.088097 | -0.42477 | 0.11844 | 713.3025 | -75.2973 | 0 | 1655.202 | 1657.932 | 4730.186 | 3695.052 | 1504.15 | 1308.129 | 5008.64 | 3695.052 | 1999.355 | 2226.112 | 2228.92 | 2249.454 | Competitive | Competitive | 1 | TRUE | FALSE | 1 | Non-Competitive | 0.9685 | Non-Competitive
SCMNCPS5 6024__A FROM_TO | SCMNCPS5 | 6024__A | 1065 | 1 | 1 | GRHAMSES1_5 | LONGCREK_5 | FROM_TO | 73521.13 | 75116.76 | -1459.87 | 0 | 1932.297 | 812.107 | -0.13996 | 0.082682 | -0.24981 | 0.082682 | 683.9273 | 90.9893 | 0 | 2165.114 | 2850.411 | 2203.694 | 3074.923 | 1999.43 | 1506.806 | 3344.281 | 3149.269 | 2275.424 | 2843.235 | 2348.21 | 3068.999 | Competitive | Competitive | 1 | TRUE | FALSE | 1 | Non-Competitive | 0.984 | Non-Competitive
SCMNCPS5 6024__A TO_FROM | SCMNCPS5 | 6024__A | 1065 | 1 | 1 | GRHAMSES1_5 | LONGCREK_5 | TO_FROM | 73521.13 | 65394.67 | -427.905 | 0 | 812.107 | 1932.297 | -0.08268 | 0.2498 | -0.08268 | 0.2498 | 1557.599 | 298.6406 | 0 | 788.422 | 2309.25 | 813.286 | 2448.452 | 691.768 | 2120.937 | 841.616 | 3344.281 | 772.302 | 2405.189 | 783.185 | 2488.034 | Competitive | Non-Competitive | 0 | TRUE | FALSE | 1 | Non-Competitive | 0.984 | Non-Competitive
SCMNCPS5 6028__A FROM_TO | SCMNCPS5 | 6028__A | 1065 | 1 | 1 | GRHAMSES1_5 | COKFIELD_5 | FROM_TO | 73521.13 | 74458 | -1506.38 | 0 | 1888.18 | 810.928 | -0.14068 | 0.083109 | -0.41088 | 0.083109 | 687.4674 | 91.4583 | 0 | 2165.125 | 2829.999 | 2203.701 | 3074.925 | 1999.427 | 1506.798 | 3344.283 | 3149.271 | 2275.437 | 2843.231 | 2348.232 | 3065.459 | Competitive | Competitive | 1 | TRUE | FALSE | 1 | Non-Competitive | 2.7185 | Non-Competitive
SCMNCPS5 6028__A TO_FROM | SCMNCPS5 | 6028__A | 1065 | 1 | 1 | GRHAMSES1_5 | COKFIELD_5 | TO_FROM | 73521.13 | 64731.77 | -430.118 | 0 | 810.928 | 2091.08 | -0.08311 | 0.41088 | -0.08311 | 0.41088 | 1604.619 | 300.1915 | 0 | 772.074 | 2309.261 | 1146.619 | 2448.46 | 685.923 | 2120.934 | 3398.048 | 3344.283 | 789.62 | 2405.203 | 798.344 | 2488.058 | Non-Competitive | Non-Competitive | 0 | TRUE | FALSE | 1 | Non-Competitive | 2.7185 | Non-Competitive
SCMNCPS5 6029__A FROM_TO | SCMNCPS5 | 6029__A | 1065 | 1 | 1 | LONGCREK_5 | COKFIELD_5 | FROM_TO | 73521.13 | 72683.48 | -529.861 | 0 | 1120.254 | 2467.582 | -0.08311 | 0.2511 | -0.58912 | 0.2511 | 1530.112 | 300.1915 | 0 | 805.488 | 2309.261 | 833.164 | 2448.46 | 701.615 | 2120.934 | 864.381 | 3344.283 | 792.778 | 2405.203 | 804.557 | 2488.058 | Non-Competitive | Non-Competitive | 0 | TRUE | FALSE | 1 | Non-Competitive | 2.6095 | Non-Competitive
SCMNCPS5 6029__A TO_FROM | SCMNCPS5 | 6029__A | 1065 | 1 | 1 | LONGCREK_5 | COKFIELD_5 | TO_FROM | 73521.13 | 74673.37 | -1492.82 | 0 | 2467.583 | 1251.116 | -0.14068 | 0.58912 | -0.2511 | 0.58912 | 783.0816 | 91.4583 | 0 | 1839.132 | 2829.999 | 10000 | 3074.925 | 1725.21 | 1506.798 | 10000 | 3149.271 | 4865.957 | 2843.231 | 5011.088 | 3065.459 | Competitive | Competitive | 1 | TRUE | FALSE | 1 | Non-Competitive | 2.6095 | Non-Competitive
SCMNCPS5 6035__A FROM_TO | SCMNCPS5 | 6035__A | 1065 | 1 | 1 | TONKAWA_5 | GRHAMSES1_5 | FROM_TO | 73521.13 | 70022.01 | -352.708 | 0 | 892.785 | 2038.62 | -0.0546 | 0.16711 | -0.0546 | 0.16711 | 1201.107 | 186.976 | 0 | 922.974 | 2853.755 | 950.222 | 2080.448 | 796.413 | 2009.744 | 1015.457 | 3339.923 | 998.034 | 2303.44 | 1011.596 | 2306.276 | Non-Competitive | Non-Competitive | 0 | TRUE | FALSE | 1 | Non-Competitive | 0.742 | Non-Competitive
SCMNCPS5 6035__A TO_FROM | SCMNCPS5 | 6035__A | 1065 | 1 | 1 | TONKAWA_5 | GRHAMSES1_5 | TO_FROM | 73521.13 | 76918.02 | -1076.5 | 0 | 2142.747 | 892.785 | -0.12541 | 0.054599 | -0.16711 | 0.054599 | 519.3329 | 61.931 | 0 | 2714.335 | 3081.499 | 1930.483 | 3081.499 | 1889.254 | 1775.528 | 3339.923 | 3147.013 | 2168.173 | 2970.611 | 2158.963 | 3112.035 | Competitive | Competitive | 1 | TRUE | FALSE | 1 | Non-Competitive | 0.742 | Non-Competitive
SCMNCPS5 6380__A FROM_TO | SCMNCPS5 | 6380__A | 185 | 1 | 1 | MURRY_P8 | GRHAMSES1_8 | FROM_TO | 73521.13 | 72976.32 | -116.391 | 0 | 1163.224 | 1790.924 | -0.06232 | 0.12282 | -0.06232 | 0.69766 | 213.0453 | -2.8598 | 0 | 1646.015 | 10000 | 2804.865 | 10000 | 861.5 | 2032.151 | 5649.162 | 10000 | 1388.067 | 5400.839 | 1941.271 | 10000 | Competitive | Non-Competitive | 0 | TRUE | FALSE | 1 | Non-Competitive | 0.703 | Non-Competitive
SCMNCPS5 6380__A TO_FROM | SCMNCPS5 | 6380__A | 185 | 1 | 1 | MURRY_P8 | GRHAMSES1_8 | TO_FROM | 73521.13 | 73547.21 | -214.462 | 0 | 1790.924 | 1163.229 | -0.0301 | 0.062322 | -0.69766 | 0.062322 | 165.8072 | 62.6551 | 4045.63 | 7037.245 | 3640.673 | 7037.245 | 3213.723 | 1873.76 | 2117.457 | 10000 | 3213.723 | 4709.275 | 3255.005 | 8272.223 | 3365.764 | Competitive | Competitive | 1 | TRUE | FALSE | 1 | Non-Competitive | 0.703 | Non-Competitive
SCMNCPS5 6380__D FROM_TO | SCMNCPS5 | 6380__D | 154 | 1 | 1 | MURRY_P8 | PAIP4B | FROM_TO | 73521.13 | 73470.13 | -217.039 | 0 | 1795.746 | 1206.744 | -0.03014 | 0.062287 | -0.20047 | 0.30231 | 163.2056 | 60.2218 | 4045.63 | 7038.405 | 3640.572 | 7038.405 | 3213.569 | 1889.862 | 2094.687 | 10000 | 3213.569 | 4735.021 | 3249.602 | 8273.937 | 3365.136 | Competitive | Non-Competitive | 0 | TRUE | FALSE | 1 | Non-Competitive | 0.695 | Non-Competitive
SCMNCPS5 6380__D TO_FROM | SCMNCPS5 | 6380__D | 154 | 1 | 1 | MURRY_P8 | PAIP4B | TO_FROM | 73521.13 | 73301.89 | -113.807 | 0 | 1321.034 | 1928.498 | -0.06229 | 0.12286 | -0.30231 | 0.20047 | 215.622 | -0.28268 | 0 | 1645.946 | 10000 | 2804.753 | 10000 | 858.807 | 2050.504 | 5649.269 | 10000 | 1386.146 | 5432.346 | 1940.175 | 10000 | Competitive | Non-Competitive | 0 | TRUE | FALSE | 1 | Non-Competitive | 0.695 | Non-Competitive
SCMNCPS5 651__A FROM_TO | SCMNCPS5 | 651__A | 185 | 1 | 1 | COMANCHE_T8 | COMANCHE_8 | FROM_TO | 73521.13 | 73695.99 | 10.0935 | 0 | 783.721 | 0 | 0 | 0.000137 | -0.99986 | 0.000137 | 10.165 | 10.1677 | 0 |  |  | 783.721 |  | 783.721 |  | 783.721 |  | 783.721 |  | 783.721 | 0 | Competitive | Competitive | 1 | FALSE | TRUE | 1 | Non-Competitive | 0.758 | Non-Competitive
SCMNCPS5 651__A TO_FROM | SCMNCPS5 | 651__A | 185 | 1 | 1 | COMANCHE_T8 | COMANCHE_8 | TO_FROM | 73521.13 | 92690.8 | -10.0935 | 0 | 783.721 | 0 | -0.00014 | 0 | -0.00014 | 0.99986 | -10.0936 | -9.2704 | 5931.83 |  |  |  | 913.719 |  | 913.719 |  | 913.719 |  | 913.719 | 0 | 913.719 | Competitive | Competitive | 1 | FALSE | TRUE | 1 | Non-Competitive | 0.758 | Non-Competitive
SCMNCPS5 651__B FROM_TO | SCMNCPS5 | 651__B | 185 | 1 | 1 | COMCHESS1_8 | COMANCHE_T8 | FROM_TO | 73521.13 | 73117.4 | -85.5461 | 0 | 1085.967 | 2078.178 | -0.07216 | 0.037557 | -0.67652 | 0.24136 | 456.5474 | -58.5009 | 0 | 899.745 | 7615.818 | 815.311 | 7457.66 | 620.864 | 2075.647 | 899.745 | 10000 | 771.317 | 4697.166 | 869.785 | 8400.656 | Non-Competitive | Non-Competitive | 0 | TRUE | FALSE | 1 | Non-Competitive | 0.742 | Non-Competitive
SCMNCPS5 651__B TO_FROM | SCMNCPS5 | 651__B | 185 | 1 | 1 | COMCHESS1_8 | COMANCHE_T8 | TO_FROM | 73521.13 | 73508.05 | -454.163 | 0 | 2078.178 | 1085.967 | -0.02893 | 0.12067 | -0.24136 | 0.67652 | 182.4953 | -62.3836 | 0 | 6096.386 | 2932.097 | 7841.634 | 2485.512 | 1863.785 | 902.357 | 7841.634 | 2519.424 | 3607.499 | 1591.424 | 5957.047 | 2656.523 | Competitive | Competitive | 1 | TRUE | FALSE | 1 | Non-Competitive | 0.742 | Non-Competitive
SCMNCPS5 651__D FROM_TO | SCMNCPS5 | 651__D | 185 | 1 | 1 | DUBLIN1_8 | HASSE_P8 | FROM_TO | 73521.13 | 73446.18 | -359.966 | 0 | 2128.28 | 1058.6 | -0.02222 | 0.1232 | -0.35122 | 0.38747 | 206.0866 | -24.8991 | 0 | 6027.957 | 3004.517 | 7789.23 | 1710.658 | 1872.306 | 903.309 | 7789.23 | 2440.886 | 3421.889 | 1339.478 | 5829.513 | 2123.153 | Competitive | Non-Competitive | 0 | TRUE | FALSE | 1 | Non-Competitive | 0.703 | Non-Competitive
SCMNCPS5 651__D TO_FROM | SCMNCPS5 | 651__D | 185 | 1 | 1 | DUBLIN1_8 | HASSE_P8 | TO_FROM | 73521.13 | 73063.54 | -108.655 | 0 | 1058.6 | 2128.28 | -0.07135 | 0.029516 | -0.38747 | 0.35122 | 359.0019 | -82.541 | 0 | 959.32 | 7584.638 | 818.768 | 7427.513 | 629.815 | 2085.635 | 852.656 | 10000 | 744.931 | 4477.055 | 868.585 | 8361.218 | Non-Competitive | Non-Competitive | 0 | TRUE | FALSE | 1 | Non-Competitive | 0.703 | Non-Competitive
SCMNCPS5 651__E FROM_TO | SCMNCPS5 | 651__E | 249 | 1 | 1 | DUBLIN1_8 | STPHNVIL_8 | FROM_TO | 73521.13 | 72959.42 | -125.222 | 0 | 959.914 | 1754.832 | -0.07158 | 0.029291 | -0.17243 | 0.6123 | 342.4717 | -99.0552 | 0 | 959.576 | 7582.19 | 819.242 | 7424.062 | 633.959 | 2073.596 | 852.926 | 10000 | 751.312 | 4389.617 | 869.865 | 8354.11 | Competitive | Non-Competitive | 0 | TRUE | FALSE | 1 | Non-Competitive | 0.7345 | Non-Competitive
SCMNCPS5 651__E TO_FROM | SCMNCPS5 | 651__E | 249 | 1 | 1 | DUBLIN1_8 | STPHNVIL_8 | TO_FROM | 73521.13 | 73555.62 | -343.37 | 0 | 1754.832 | 959.914 | -0.02199 | 0.12342 | -0.61231 | 0.17243 | 222.6133 | -8.3867 | 0 | 6028.433 | 3004.492 | 7791.411 | 1920.476 | 1863.816 | 915.745 | 7791.411 | 2441.814 | 3366.349 | 1373.186 | 5830.253 | 2238.532 | Competitive | Competitive | 1 | TRUE | FALSE | 1 | Non-Competitive | 0.7345 | Non-Competitive
SCMNSAR5 6011__A FROM_TO | SCMNSAR5 | 6011__A | 1065 | 1 | 1 | BOWMAN_5 | FISHRDSS1_5 | FROM_TO | 73521.13 | 74699.8 | -276.895 | 0 | 2328.581 | 698.171 | -0.13522 | 0.016234 | -0.70319 | 0.20468 | 235.6292 | 40.0792 | 0 |  | 3300.564 | 2632.426 | 3695.052 | 1290.606 | 1653.722 | 3859.214 | 3695.052 | 1671.256 | 3155.727 | 2753.082 | 3617.38 | Competitive | Competitive | 1 | TRUE | FALSE | 1 | Non-Competitive | 0.719 | Non-Competitive
SCMNSAR5 6011__A TO_FROM | SCMNSAR5 | 6011__A | 1065 | 1 | 1 | BOWMAN_5 | FISHRDSS1_5 | TO_FROM | 73521.13 | 77863.47 | -112.518 | 0 | 698.171 | 2328.581 | -0.01623 | 0.13522 | -0.20468 | 0.70319 | 184.585 | -154.039 | 0 | 3799.693 |  | 4713.714 | 2632.426 | 1046.333 | 1347.506 | 4713.714 | 3859.214 | 3434.889 | 1722.391 | 4506.718 | 2753.082 | Competitive | Competitive | 1 | TRUE | FALSE | 1 | Non-Competitive | 0.719 | Non-Competitive
SCMNSAR5 6012__A FROM_TO | SCMNSAR5 | 6012__A | 1065 | 1 | 1 | BOWMAN_5 | JACKSBRO_5 | FROM_TO | 73521.13 | 72495.87 | -320.414 | 0 | 773.219 | 2138.211 | -0.08705 | 0.3393 | -0.11748 | 0.42561 | 1156.023 | -538.445 | 0 | 787.594 | 1749.196 | 4484.749 | 5008.96 | 728.467 | 1546.892 | 4713.714 | 5008.96 | 1627.296 | 2098.066 | 1634.28 | 2345.025 | Non-Competitive | Non-Competitive | 0 | TRUE | FALSE | 1 | Non-Competitive | 0.703 | Non-Competitive
SCMNSAR5 6012__A TO_FROM | SCMNSAR5 | 6012__A | 1065 | 1 | 1 | BOWMAN_5 | JACKSBRO_5 | TO_FROM | 73521.13 | 74410.7 | -1259.41 | 0 | 2029.577 | 773.219 | -0.3393 | 0.087053 | -0.42561 | 0.11748 | 690.2116 | -87.1084 | 0 | 1646.772 | 1660.612 | 5008.96 | 3695.052 | 1488.243 | 1340.995 | 5008.96 | 3695.052 | 2039.18 | 2226.59 | 2266.732 | 2243.18 | Competitive | Competitive | 1 | TRUE | FALSE | 1 | Non-Competitive | 0.703 | Non-Competitive
SCMNSAR5 6024__A FROM_TO | SCMNSAR5 | 6024__A | 1065 | 1 | 1 | GRHAMSES1_5 | LONGCREK_5 | FROM_TO | 73521.13 | 75173.82 | -1488.99 | 0 | 2089.217 | 812.634 | -0.14256 | 0.081304 | -0.25188 | 0.081304 | 660.0593 | 70.5066 | 0 | 2079.415 | 3012.554 | 2353.837 | 3075.256 | 1984.731 | 1521.166 | 3347.31 | 3149.207 | 2244.354 | 2865.939 | 2277.285 | 3098.341 | Competitive | Competitive | 1 | TRUE | FALSE | 1 | Non-Competitive | 0.6875 | Non-Competitive
SCMNSAR5 6024__A TO_FROM | SCMNSAR5 | 6024__A | 1065 | 1 | 1 | GRHAMSES1_5 | LONGCREK_5 | TO_FROM | 73521.13 | 64797.37 | -401.973 | 0 | 812.634 | 2089.217 | -0.0813 | 0.25188 | -0.0813 | 0.25188 | 1585.948 | 321.1943 | 0 | 802.176 | 2217.715 | 814.243 | 2461.3 | 694.478 | 2106.424 | 842.548 | 3347.31 | 774.884 | 2376.756 | 786.388 | 2416.831 | Non-Competitive | Non-Competitive | 0 | TRUE | FALSE | 1 | Non-Competitive | 0.6875 | Non-Competitive
SCMNSAR5 6028__A FROM_TO | SCMNSAR5 | 6028__A | 1065 | 1 | 1 | GRHAMSES1_5 | COKFIELD_5 | FROM_TO | 73521.13 | 74510.13 | -1535.66 | 0 | 1884.389 | 811.379 | -0.1433 | 0.081725 | -0.4128 | 0.081725 | 663.4739 | 70.8652 | 0 | 2079.407 | 2990.685 | 2353.84 | 3075.253 | 1984.727 | 1521.15 | 3347.312 | 3149.204 | 2244.346 | 2865.927 | 2277.274 | 3094.873 | Competitive | Competitive | 1 | TRUE | FALSE | 1 | Non-Competitive | 0.883 | Non-Competitive
SCMNSAR5 6028__A TO_FROM | SCMNSAR5 | 6028__A | 1065 | 1 | 1 | GRHAMSES1_5 | COKFIELD_5 | TO_FROM | 73521.13 | 64124.39 | -404.05 | 0 | 811.38 | 2086.694 | -0.08173 | 0.4128 | -0.08173 | 0.4128 | 1633.117 | 322.8616 | 0 | 785.315 | 2217.705 | 1057.257 | 2461.303 | 688.341 | 2106.419 | 3396.349 | 3347.312 | 789.106 | 2376.744 | 798.513 | 2416.818 | Non-Competitive | Non-Competitive | 0 | TRUE | FALSE | 1 | Non-Competitive | 0.883 | Non-Competitive
SCMNSAR5 6029__A FROM_TO | SCMNSAR5 | 6029__A | 1065 | 1 | 1 | LONGCREK_5 | COKFIELD_5 | FROM_TO | 73521.13 | 72640.41 | -509.664 | 0 | 1058.421 | 1744.305 | -0.08173 | 0.25319 | -0.5872 | 0.25319 | 1561.348 | 322.8616 | 0 | 819.726 | 2217.705 | 834.068 | 2461.303 | 704.55 | 2106.419 | 865.238 | 3347.312 | 795.363 | 2376.744 | 807.74 | 2416.818 | Competitive | Non-Competitive | 0 | TRUE | FALSE | 1 | Non-Competitive | 0.828 | Non-Competitive
SCMNSAR5 6029__A TO_FROM | SCMNSAR5 | 6029__A | 1065 | 1 | 1 | LONGCREK_5 | COKFIELD_5 | TO_FROM | 73521.13 | 74757.19 | -1526.73 | 0 | 1744.305 | 1058.422 | -0.1433 | 0.5872 | -0.25319 | 0.5872 | 758.7767 | 70.8652 | 0 | 1770.245 | 2990.685 | 10000 | 3075.253 | 1710.099 | 1521.15 | 10000 | 3149.204 | 4974.206 | 2865.927 | 5096.037 | 3094.873 | Competitive | Competitive | 1 | TRUE | FALSE | 1 | Non-Competitive | 0.828 | Non-Competitive
SCMNSAR5 6035__A FROM_TO | SCMNSAR5 | 6035__A | 1065 | 1 | 1 | TONKAWA_5 | GRHAMSES1_5 | FROM_TO | 73521.13 | 69391.02 | -339.938 | 0 | 893.038 | 2074.181 | -0.05368 | 0.16886 | -0.05368 | 0.16886 | 1218.003 | 211.2175 | 0 | 922.356 | 2979.396 | 949.973 | 2370.64 | 799.452 | 2003.047 | 1015.128 | 3342.038 | 997.411 | 2279.204 | 1009.777 | 2571.334 | Non-Competitive | Non-Competitive | 0 | TRUE | FALSE | 1 | Non-Competitive | 0.711 | Non-Competitive
SCMNSAR5 6035__A TO_FROM | SCMNSAR5 | 6035__A | 1065 | 1 | 1 | TONKAWA_5 | GRHAMSES1_5 | TO_FROM | 73521.13 | 76971.56 | -1095.88 | 0 | 1976.327 | 893.038 | -0.1272 | 0.053679 | -0.16886 | 0.053679 | 504.1973 | 44.9234 | 0 | 2828.352 | 3081.659 | 2164.915 | 3081.659 | 1881.207 | 1797.068 | 3342.038 | 3147.011 | 2141.967 | 2982.326 | 2377.593 | 3112.187 | Competitive | Competitive | 1 | TRUE | FALSE | 1 | Non-Competitive | 0.711 | Non-Competitive
SCMNSAR5 6380__A FROM_TO | SCMNSAR5 | 6380__A | 185 | 1 | 1 | MURRY_P8 | GRHAMSES1_8 | FROM_TO | 73521.13 | 72920.17 | -113.801 | 0 | 1163.146 | 1790.797 | -0.06234 | 0.12291 | -0.06234 | 0.69765 | 216.8407 | 0.43116 | 0 | 1645.033 | 10000 | 2805.298 | 10000 | 863.293 | 2028.735 | 5650.253 | 10000 | 1375.073 | 5403.073 | 1931.04 | 10000 | Competitive | Non-Competitive | 0 | TRUE | FALSE | 1 | Non-Competitive | 0.75 | Non-Competitive
SCMNSAR5 6380__A TO_FROM | SCMNSAR5 | 6380__A | 185 | 1 | 1 | MURRY_P8 | GRHAMSES1_8 | TO_FROM | 73521.13 | 73551.96 | -218.173 | 0 | 1790.797 | 1163.146 | -0.03032 | 0.06234 | -0.69765 | 0.06234 | 162.5935 | 60.2715 | 4045.63 | 7016.069 | 3639.747 | 7016.069 | 3212.17 | 1866.088 | 2154.949 | 10000 | 3212.17 | 4696.316 | 3260.176 | 8240.742 | 3359.745 | Competitive | Competitive | 1 | TRUE | FALSE | 1 | Non-Competitive | 0.75 | Non-Competitive
SCMNSAR5 6380__D FROM_TO | SCMNSAR5 | 6380__D | 154 | 1 | 1 | MURRY_P8 | PAIP4B | FROM_TO | 73521.13 | 73486.67 | -220.751 | 0 | 1795.318 | 1207.896 | -0.03036 | 0.062305 | -0.20049 | 0.30231 | 159.9919 | 57.8381 | 4045.63 | 7017.206 | 3639.65 | 7017.206 | 3212.023 | 1882.481 | 2131.421 | 10000 | 3212.023 | 4721.745 | 3255.069 | 8242.442 | 3359.143 | Competitive | Non-Competitive | 0 | TRUE | FALSE | 1 | Non-Competitive | 0.734 | Non-Competitive
SCMNSAR5 6380__D TO_FROM | SCMNSAR5 | 6380__D | 154 | 1 | 1 | MURRY_P8 | PAIP4B | TO_FROM | 73521.13 | 73290.14 | -111.216 | 0 | 1322.374 | 1928.017 | -0.06231 | 0.12294 | -0.30231 | 0.2005 | 219.4174 | 3.0083 | 0 | 1644.97 | 10000 | 2805.187 | 10000 | 860.59 | 2047.527 | 5650.359 | 10000 | 1373.217 | 5434.313 | 1929.971 | 10000 | Competitive | Non-Competitive | 0 | TRUE | FALSE | 1 | Non-Competitive | 0.734 | Non-Competitive
SCMNSAR5 651__A FROM_TO | SCMNSAR5 | 651__A | 185 | 1 | 1 | COMANCHE_T8 | COMANCHE_8 | FROM_TO | 73521.13 | 73695.99 | 10.0935 | 0 | 783.721 | 0 | 0 | 0.000137 | -0.99986 | 0.000137 | 10.165 | 10.1677 | 0 |  |  | 783.721 |  | 783.721 |  | 783.721 |  | 783.721 |  | 783.721 | 0 | Competitive | Competitive | 1 | FALSE | TRUE | 1 | Non-Competitive | 0.781 | Non-Competitive
SCMNSAR5 651__A TO_FROM | SCMNSAR5 | 651__A | 185 | 1 | 1 | COMANCHE_T8 | COMANCHE_8 | TO_FROM | 73521.13 | 92690.8 | -10.0935 | 0 | 783.721 | 0 | -0.00014 | 0 | -0.00014 | 0.99986 | -10.0936 | -9.2704 | 5931.83 |  |  |  | 913.719 |  | 913.719 |  | 913.719 |  | 913.719 | 0 | 913.719 | Competitive | Competitive | 1 | FALSE | TRUE | 1 | Non-Competitive | 0.781 | Non-Competitive
SCMNSAR5 651__B FROM_TO | SCMNSAR5 | 651__B | 185 | 1 | 1 | COMCHESS1_8 | COMANCHE_T8 | FROM_TO | 73521.13 | 73592.95 | 5.1196 | 0 | 1686.461 | 1143.389 | -0.06662 | 0.012972 | -0.70084 | 0.21375 | 134.6663 | 85.2811 | 0 |  | 10000 | 5036.294 | 10000 | 1438.083 | 7094.118 | 5214.418 | 10000 | 4115.402 | 9109.289 | 5597.371 | 10000 | Competitive | Competitive | 1 | TRUE | FALSE | 1 | Non-Competitive | 0.711 | Non-Competitive
SCMNSAR5 651__B TO_FROM | SCMNSAR5 | 651__B | 185 | 1 | 1 | COMCHESS1_8 | COMANCHE_T8 | TO_FROM | 73521.13 | 74235.9 | -128.214 | 0 | 1269.15 | 1697.098 | -0.01297 | 0.12625 | -0.21375 | 0.70084 | 29.8297 | -35.6062 | 1316.13 | 6779.419 |  | 7632.367 | 5214.418 | 4989.636 | 1600.929 | 7632.367 | 5214.418 | 5792.783 | 4311.928 | 6119.916 | 5678.37 | Competitive | Competitive | 1 | TRUE | FALSE | 1 | Non-Competitive | 0.711 | Non-Competitive
SCMNSAR5 651__D FROM_TO | SCMNSAR5 | 651__D | 185 | 1 | 1 | DUBLIN1_8 | HASSE_P8 | FROM_TO | 73521.13 | 73786.47 | -88.5283 | 0 | 753.155 | 1411.734 | -0.01371 | 0.12796 | -0.33452 | 0.39595 | 95.2798 | -55.0611 | 0 | 5326.028 |  | 7615.354 | 4656.516 | 2967.136 | 1221.581 | 7615.354 | 4656.516 | 5470.292 | 2805.105 | 5599.86 | 4564.171 | Competitive | Competitive | 1 | TRUE | FALSE | 1 | Non-Competitive | 0.7425 | Non-Competitive
SCMNSAR5 651__D TO_FROM | SCMNSAR5 | 651__D | 185 | 1 | 1 | DUBLIN1_8 | HASSE_P8 | TO_FROM | 73521.13 | 73765.48 | -50.4487 | 0 | 1411.734 | 753.155 | -0.06686 | 0.01371 | -0.39595 | 0.33452 | 88.3754 | 36.5565 | 0 |  | 7519.046 | 4656.516 | 10000 | 1092.399 | 4897.023 | 4656.516 | 10000 | 2603.907 | 8724.712 | 4564.171 | 9024.51 | Competitive | Competitive | 1 | TRUE | FALSE | 1 | Non-Competitive | 0.7425 | Non-Competitive
SCMNSAR5 651__E FROM_TO | SCMNSAR5 | 651__E | 249 | 1 | 1 | DUBLIN1_8 | STPHNVIL_8 | FROM_TO | 73521.13 | 74543.7 | -66.9612 | 0 | 1476.768 | 755.199 | -0.06709 | 0.013486 | -0.17415 | 0.60382 | 71.8544 | 20.0408 | 0 |  | 7506.51 | 4655.462 | 10000 | 1176.567 | 4459.07 | 4655.462 | 10000 | 2884.254 | 8664.36 | 4560.283 | 9011.996 | Competitive | Competitive | 1 | TRUE | FALSE | 1 | Non-Competitive | 0.719 | Non-Competitive
SCMNSAR5 651__E TO_FROM | SCMNSAR5 | 651__E | 249 | 1 | 1 | DUBLIN1_8 | STPHNVIL_8 | TO_FROM | 73521.13 | 73746.67 | -72.0132 | 0 | 755.199 | 1483.525 | -0.01349 | 0.12819 | -0.60382 | 0.17414 | 111.9174 | -38.5354 | 0 | 5318.541 |  | 7618.112 | 4655.462 | 2720.764 | 1321.612 | 7618.112 | 4655.462 | 5428.79 | 3083.766 | 5596.731 | 4560.283 | Competitive | Competitive | 1 | TRUE | FALSE | 1 | Non-Competitive | 0.719 | Non-Competitive
SFSHBOM5 6011__A FROM_TO | SFSHBOM5 | 6011__A | 1065 | 0 | 0 | BOWMAN_5 | FISHRDSS1_5 | FROM_TO | 73521.13 | 74712.72 | -256.636 | 0 | 2685.351 | 737.077 | -0.1348 | 0.015879 | -0.70293 | 0.20495 | 226.0378 | 44.1798 | 0 |  | 3302.421 | 2942.882 | 3695.052 | 1177.481 | 1706.038 | 3827.488 | 3695.052 | 1591.448 | 3219.04 | 3137.886 | 3618.239 | Competitive | Competitive | 1 | TRUE | FALSE | 1 | Non-Competitive | 0.711 | Non-Competitive
SFSHBOM5 6011__A TO_FROM | SFSHBOM5 | 6011__A | 1065 | 0 | 0 | BOWMAN_5 | FISHRDSS1_5 | TO_FROM | 73521.13 | 77970.92 | -108.589 | 0 | 671.853 | 2685.351 | -0.01588 | 0.1348 | -0.20495 | 0.70293 | 161.7566 | -188.338 | 0 | 3812.977 |  | 4713.714 | 2942.882 | 1127.369 | 1234.233 | 4713.714 | 3827.488 | 3623.941 | 1641.079 | 4514.629 | 3137.886 | Competitive | Competitive | 1 | TRUE | FALSE | 1 | Non-Competitive | 0.711 | Non-Competitive
SFSHBOM5 6012__A FROM_TO | SFSHBOM5 | 6012__A | 1065 | 0 | 0 | BOWMAN_5 | JACKSBRO_5 | FROM_TO | 73521.13 | 73752.91 | -301.501 | 0 | 781.476 | 1780.145 | -0.08532 | 0.33723 | -0.11647 | 0.42431 | 1026.343 | -500.963 | 0 | 805.964 | 4753.423 | 4493.108 | 5009.975 | 760.143 | 1430.411 | 4713.714 | 5009.975 | 1858.502 | 2296.962 | 1865.196 | 4958.97 | Competitive | Competitive | 1 | TRUE | FALSE | 1 | Non-Competitive | 0.75 | Non-Competitive
SFSHBOM5 6012__A TO_FROM | SFSHBOM5 | 6012__A | 1065 | 0 | 0 | BOWMAN_5 | JACKSBRO_5 | TO_FROM | 73521.13 | 74517.21 | -1140.27 | 0 | 1780.145 | 781.476 | -0.33723 | 0.085321 | -0.42432 | 0.11647 | 644.2361 | -77.2648 | 0 | 4753.423 | 1644.705 | 5009.975 | 3695.052 | 1376.781 | 1417.818 | 5009.975 | 3695.052 | 2238.008 | 2361.014 | 4958.97 | 2375.127 | Competitive | Competitive | 1 | TRUE | FALSE | 1 | Non-Competitive | 0.75 | Non-Competitive
SFSHBOM5 6024__A FROM_TO | SFSHBOM5 | 6024__A | 1065 | 0 | 0 | GRHAMSES1_5 | LONGCREK_5 | FROM_TO | 73521.13 | 75628.89 | -1282.4 | 0 | 1973.378 | 809.612 | -0.12649 | 0.083248 | -0.24176 | 0.083248 | 568.356 | 52.8519 | 0 | 1986.868 | 3077.613 | 2839.763 | 3077.613 | 1913.216 | 1665.087 | 3374.334 | 3148.842 | 2298.018 | 2928.945 | 2330.856 | 3110.002 | Competitive | Competitive | 1 | TRUE | FALSE | 1 | Non-Competitive | 0.8595 | Non-Competitive
SFSHBOM5 6024__A TO_FROM | SFSHBOM5 | 6024__A | 1065 | 0 | 0 | GRHAMSES1_5 | LONGCREK_5 | TO_FROM | 73521.13 | 68690.52 | -360.934 | 0 | 809.612 | 1973.378 | -0.08325 | 0.24176 | -0.08325 | 0.24176 | 1377.205 | 277.8158 | 0 | 801.92 | 2156.788 | 811.654 | 3165.458 | 705.213 | 2036.348 | 1077.722 | 3374.334 | 774.345 | 2438.421 | 783.378 | 2499.284 | Competitive | Non-Competitive | 0 | TRUE | FALSE | 1 | Non-Competitive | 0.8595 | Non-Competitive
SFSHBOM5 6028__A FROM_TO | SFSHBOM5 | 6028__A | 1065 | 0 | 0 | GRHAMSES1_5 | COKFIELD_5 | FROM_TO | 73521.13 | 74754.69 | -1328 | 0 | 1964.737 | 810.534 | -0.12715 | 0.083679 | -0.4046 | 0.083679 | 571.3009 | 53.1256 | 0 | 1986.857 | 3077.615 | 2839.757 | 3077.615 | 1913.215 | 1665.071 | 3374.333 | 3148.844 | 2298.004 | 2928.946 | 2330.825 | 3110.006 | Competitive | Competitive | 1 | TRUE | FALSE | 1 | Non-Competitive | 0.711 | Non-Competitive
SFSHBOM5 6028__A TO_FROM | SFSHBOM5 | 6028__A | 1065 | 0 | 0 | GRHAMSES1_5 | COKFIELD_5 | TO_FROM | 73521.13 | 67993.44 | -362.8 | 0 | 810.534 | 1964.737 | -0.08368 | 0.4046 | -0.08368 | 0.4046 | 1423.29 | 279.257 | 0 | 786.446 | 2156.776 | 2366.45 | 3165.452 | 698.438 | 2036.348 | 3406.51 | 3374.333 | 815.988 | 2438.407 | 823.846 | 2499.252 | Competitive | Non-Competitive | 0 | TRUE | FALSE | 1 | Non-Competitive | 0.711 | Non-Competitive
SFSHBOM5 6029__A FROM_TO | SFSHBOM5 | 6029__A | 1065 | 0 | 0 | LONGCREK_5 | COKFIELD_5 | FROM_TO | 73521.13 | 73015.15 | -659.785 | 0 | 945.764 | 2595.419 | -0.08368 | 0.24301 | -0.5954 | 0.24301 | 1351.816 | 279.257 | 0 | 822.334 | 2156.776 | 833.804 | 3165.452 | 716.915 | 2036.348 | 1118.959 | 3374.333 | 797.06 | 2438.407 | 807.026 | 2499.252 | Non-Competitive | Non-Competitive | 0 | TRUE | FALSE | 1 | Non-Competitive | 0.7655 | Non-Competitive
SFSHBOM5 6029__A TO_FROM | SFSHBOM5 | 6029__A | 1065 | 0 | 0 | LONGCREK_5 | COKFIELD_5 | TO_FROM | 73521.13 | 75208.55 | -1323.21 | 0 | 2595.418 | 1129.392 | -0.12715 | 0.5954 | -0.24301 | 0.5954 | 667.935 | 53.1256 | 0 | 1657.614 | 3077.615 | 10000 | 3077.615 | 1629.594 | 1665.071 | 10000 | 3148.844 | 5927.924 | 2928.946 | 6426.859 | 3110.006 | Competitive | Competitive | 1 | TRUE | FALSE | 1 | Non-Competitive | 0.7655 | Non-Competitive
SFSHBOM5 6035__A FROM_TO | SFSHBOM5 | 6035__A | 1065 | 0 | 0 | TONKAWA_5 | GRHAMSES1_5 | FROM_TO | 73521.13 | 73103.52 | -308.293 | 0 | 894.568 | 1799.55 | -0.05497 | 0.15899 | -0.05497 | 0.15899 | 1083.112 | 174.3616 | 0 | 929.572 | 3150.447 | 959.83 | 3285.722 | 824.046 | 1899.152 | 1030.884 | 3363.739 | 1021.725 | 2280.394 | 1030.499 | 3443.363 | Competitive | Non-Competitive | 0 | TRUE | FALSE | 1 | Non-Competitive | 0.7265 | Non-Competitive
SFSHBOM5 6035__A TO_FROM | SFSHBOM5 | 6035__A | 1065 | 0 | 0 | TONKAWA_5 | GRHAMSES1_5 | TO_FROM | 73521.13 | 77556.84 | -962.452 | 0 | 1799.55 | 894.567 | -0.11651 | 0.054973 | -0.15899 | 0.054973 | 443.1413 | 36.6681 | 0 | 2811.143 | 3084.01 | 2980.697 | 3084.01 | 1780.213 | 1966.2 | 3363.739 | 3146.552 | 2133.105 | 3025.007 | 3233.878 | 3113.701 | Competitive | Competitive | 1 | TRUE | FALSE | 1 | Non-Competitive | 0.7265 | Non-Competitive
SFSHBOM5 6380__A FROM_TO | SFSHBOM5 | 6380__A | 185 | 0 | 0 | MURRY_P8 | GRHAMSES1_8 | FROM_TO | 73521.13 | 73367.97 | -107.806 | 0 | 1082.865 | 1923.364 | -0.06255 | 0.12157 | -0.06255 | 0.6971 | 190.6672 | -6.28 | 0 | 2286.784 | 10000 | 2810.316 | 10000 | 903.375 | 1950.864 | 5641.584 | 10000 | 1478.806 | 5886.869 | 2521.886 | 10000 | Competitive | Non-Competitive | 0 | TRUE | FALSE | 1 | Non-Competitive | 0.742 | Non-Competitive
SFSHBOM5 6380__A TO_FROM | SFSHBOM5 | 6380__A | 185 | 0 | 0 | MURRY_P8 | GRHAMSES1_8 | TO_FROM | 73521.13 | 73568.98 | -192.388 | 0 | 1923.364 | 1172.953 | -0.02835 | 0.062549 | -0.6971 | 0.062549 | 151.0563 | 58.9358 | 4045.63 | 7047.563 | 9390.403 | 7047.563 | 3222.658 | 1788.948 | 2418.869 | 10000 | 3222.658 | 5092.172 | 3339.214 | 8287.433 | 3402.612 | Competitive | Competitive | 1 | TRUE | FALSE | 1 | Non-Competitive | 0.742 | Non-Competitive
SFSHBOM5 6380__D FROM_TO | SFSHBOM5 | 6380__D | 154 | 0 | 0 | MURRY_P8 | PAIP4B | FROM_TO | 73521.13 | 73545.89 | -194.966 | 0 | 1926.933 | 1210.777 | -0.02839 | 0.062514 | -0.19924 | 0.30286 | 148.4548 | 56.5025 | 4045.63 | 7048.73 | 9390.452 | 7048.73 | 3222.464 | 1805.065 | 2385.164 | 10000 | 3222.464 | 5122.31 | 3334.899 | 8289.147 | 3401.804 | Competitive | Competitive | 1 | TRUE | FALSE | 1 | Non-Competitive | 0.8595 | Non-Competitive
SFSHBOM5 6380__D TO_FROM | SFSHBOM5 | 6380__D | 154 | 0 | 0 | MURRY_P8 | PAIP4B | TO_FROM | 73521.13 | 73378.65 | -105.221 | 0 | 1210.777 | 1794.432 | -0.06251 | 0.12161 | -0.30286 | 0.19924 | 193.2482 | -3.7029 | 0 | 2286.747 | 10000 | 2810.194 | 10000 | 899.893 | 1969.561 | 5641.693 | 10000 | 1476.673 | 5923.878 | 2521.156 | 10000 | Competitive | Non-Competitive | 0 | TRUE | FALSE | 1 | Non-Competitive | 0.8595 | Non-Competitive
SFSHBOM5 651__A FROM_TO | SFSHBOM5 | 651__A | 185 | 0 | 0 | COMANCHE_T8 | COMANCHE_8 | FROM_TO | 73521.13 | 73695.99 | 10.0935 | 0 | 783.721 | 0 | 0 | 0.000137 | -0.99986 | 0.000137 | 10.165 | 10.1677 | 0 |  |  | 783.721 |  | 783.721 |  | 783.721 |  | 783.721 |  | 783.721 | 0 | Competitive | Competitive | 1 | FALSE | TRUE | 1 | Non-Competitive | 0.797 | Non-Competitive
SFSHBOM5 651__A TO_FROM | SFSHBOM5 | 651__A | 185 | 0 | 0 | COMANCHE_T8 | COMANCHE_8 | TO_FROM | 73521.13 | 92690.8 | -10.0935 | 0 | 783.721 | 0 | -0.00014 | 0 | -0.00014 | 0.99986 | -10.0936 | -9.2704 | 5931.83 |  |  |  | 913.719 |  | 913.719 |  | 913.719 |  | 913.719 | 0 | 913.719 | Competitive | Competitive | 1 | FALSE | TRUE | 1 | Non-Competitive | 0.797 | Non-Competitive
SFSHBOM5 651__B FROM_TO | SFSHBOM5 | 651__B | 185 | 0 | 0 | COMCHESS1_8 | COMANCHE_T8 | FROM_TO | 73521.13 | 73422 | -2.2577 | 0 | 1034.227 | 1968.601 | -0.07225 | 0.017587 | -0.72859 | 0.1831 | 257.2289 | 54.161 | 0 |  | 7393.152 | 806.704 | 7366.275 | 642.448 | 3781.77 | 849.681 | 10000 | 759.364 | 8549.288 | 858.734 | 8869.265 | Competitive | Non-Competitive | 0 | TRUE | FALSE | 1 | Non-Competitive | 0.719 | Non-Competitive
SFSHBOM5 651__B TO_FROM | SFSHBOM5 | 651__B | 185 | 0 | 0 | COMCHESS1_8 | COMANCHE_T8 | TO_FROM | 73521.13 | 74292.88 | -261.187 | 0 | 1873.276 | 1046.777 | -0.0141 | 0.13099 | -0.1831 | 0.72859 | 44.6437 | -109.342 | 0 | 5355.023 |  | 7707.838 | 2397.533 | 3098.571 | 920.232 | 7707.838 | 2423.91 | 5700.089 | 1424.401 | 5727.588 | 2465.475 | Competitive | Competitive | 1 | TRUE | FALSE | 1 | Non-Competitive | 0.719 | Non-Competitive
SFSHBOM5 651__D FROM_TO | SFSHBOM5 | 651__D | 185 | 0 | 0 | DUBLIN1_8 | HASSE_P8 | FROM_TO | 73521.13 | 73809.45 | -190.111 | 0 | 1703.842 | 1046.323 | -0.01474 | 0.13181 | -0.31555 | 0.40841 | 91.9668 | -64.1258 | 0 | 5916.204 |  | 7677.887 | 2315.97 | 2420.628 | 897.357 | 7677.887 | 2435.917 | 5281.673 | 1119.281 | 5781.45 | 2372.34 | Competitive | Competitive | 1 | TRUE | FALSE | 1 | Non-Competitive | 0.7185 | Non-Competitive
SFSHBOM5 651__D TO_FROM | SFSHBOM5 | 651__D | 185 | 0 | 0 | DUBLIN1_8 | HASSE_P8 | TO_FROM | 73521.13 | 73513.71 | -42.4551 | 0 | 1046.323 | 1703.841 | -0.07143 | 0.014737 | -0.40841 | 0.31555 | 187.1461 | 12.4592 | 0 |  | 7746.457 | 837.785 | 7238.587 | 651.759 | 2886.002 | 876.587 | 10000 | 721.956 | 7881.972 | 891.788 | 8818.992 | Competitive | Non-Competitive | 0 | TRUE | FALSE | 1 | Non-Competitive | 0.7185 | Non-Competitive
SFSHBOM5 651__E FROM_TO | SFSHBOM5 | 651__E | 249 | 0 | 0 | DUBLIN1_8 | STPHNVIL_8 | FROM_TO | 73521.13 | 73955.93 | -59.0219 | 0 | 1250.317 | 1789.746 | -0.07165 | 0.014512 | -0.18123 | 0.59137 | 170.5812 | -4.1261 | 0 |  | 7740.757 | 838.543 | 7228.871 | 654.91 | 2771.414 | 890.986 | 10000 | 734.619 | 7769.641 | 895.7 | 8809.494 | Competitive | Competitive | 1 | TRUE | FALSE | 1 | Non-Competitive | 0.719 | Non-Competitive
SFSHBOM5 651__E TO_FROM | SFSHBOM5 | 651__E | 249 | 0 | 0 | DUBLIN1_8 | STPHNVIL_8 | TO_FROM | 73521.13 | 73755.13 | -173.479 | 0 | 1789.746 | 1250.317 | -0.01451 | 0.13203 | -0.59137 | 0.18123 | 108.4817 | -39.0199 | 0 | 5914.663 |  | 7680.328 | 2316.29 | 2334.564 | 908.987 | 7680.328 | 2436.459 | 5224.212 | 1165.351 | 5781.308 | 2377.838 | Competitive | Competitive | 1 | TRUE | FALSE | 1 | Non-Competitive | 0.719 | Non-Competitive
SGIBSN25 240__A FROM_TO | SGIBSN25 | 240__A | 1435 | 1 | 1 | JEWETT_S5 | SNGLTN_345 | FROM_TO | 73521.13 | 58354.09 | -236.149 | 0 | 2975.674 | 1548.785 | -0.15136 | 0.10676 | -0.15407 | 0.18659 | 2706.279 | 1308.941 | 0 | 1442.782 | 2175.442 | 1417.907 | 2313.506 | 1430.41 | 2016.831 | 1362.884 | 2422.915 | 1468.515 | 2252.45 | 1469.864 | 2275.271 | Non-Competitive | Non-Competitive | 0 | TRUE | FALSE | 1 | Non-Competitive | 0.7735 | Non-Competitive
SGIBSN25 240__A TO_FROM | SGIBSN25 | 240__A | 1435 | 1 | 1 | JEWETT_S5 | SNGLTN_345 | TO_FROM | 73521.13 | 78105.58 | -1610.59 | 0 | 1624.438 | 2975.674 | -0.10676 | 0.15136 | -0.18659 | 0.15407 | 827.9463 | 844.1716 | 2683.03 | 2025.531 | 1864.765 | 2212.582 | 1833.503 | 1876.321 | 1845.242 | 2422.915 | 1765.688 | 2163.029 | 1828.352 | 2185.478 | 1830.328 | Competitive | Competitive | 1 | TRUE | TRUE | 1 | Competitive | 0.7735 | Non-Competitive
SGIBSN25 260_A_1 FROM_TO | SGIBSN25 | 260_A_1 | 1435 | 1 | 1 | JEWETT_N5 | SNGLTN_345 | FROM_TO | 73521.13 | 58717.55 | -227.171 | 0 | 3069.122 | 1620.689 | -0.14321 | 0.1051 | -0.14576 | 0.1759 | 2594.114 | 1240.09 | 0 | 1518.584 | 2185.813 | 1489.801 | 2345.853 | 1505.834 | 2018.277 | 1489.801 | 2430.755 | 1579.451 | 2266.587 | 1580.892 | 2291.818 | Non-Competitive | Non-Competitive | 0 | TRUE | FALSE | 1 | Non-Competitive | 0.75 | Non-Competitive
SGIBSN25 260_A_1 TO_FROM | SGIBSN25 | 260_A_1 | 1435 | 1 | 1 | JEWETT_N5 | SNGLTN_345 | TO_FROM | 73521.13 | 78731.85 | -1496.15 | 0 | 1626.664 | 3069.122 | -0.1051 | 0.14321 | -0.1759 | 0.14576 | 786.3195 | 815.0798 | 2683.03 | 2033.66 | 1949.525 | 2242.55 | 1913.377 | 1875.905 | 1929.753 | 2430.755 | 1913.377 | 2175.163 | 1942.955 | 2200.026 | 1945.013 | Competitive | Competitive | 1 | TRUE | TRUE | 1 | Competitive | 0.75 | Non-Competitive
SGIBSN25 424T424_1 FROM_TO | SGIBSN25 | 424T424_1 | 1621 | 1 | 1 | BROWN_5 | SARC7A | FROM_TO | 73521.13 | 77512.05 | -626.237 | 0 | 1502.509 | 729.487 | -0.09368 | 0.013235 | -0.29528 | 0.09555 | 456.603 | 88.9299 | 0 |  | 2692.365 | 1020.975 | 2692.365 | 996.151 | 2130.256 | 962.02 | 3055.058 | 961.307 | 2802.924 | 965.709 | 2912.502 | Competitive | Competitive | 1 | TRUE | FALSE | 1 | Non-Competitive | 0.7265 | Non-Competitive
SGIBSN25 424T424_1 TO_FROM | SGIBSN25 | 424T424_1 | 1621 | 1 | 1 | BROWN_5 | SARC7A | TO_FROM | 73521.13 | 82298.07 | -513.052 | 0 | 733.718 | 1502.509 | -0.01323 | 0.1592 | -0.09555 | 0.29528 | 861.0589 | 189.0543 | 0 | 874.455 |  | 910.366 | 1115.823 | 818.701 | 1087.067 | 1122.654 | 1053.174 | 999.017 | 1041.077 | 1010.558 | 1045.936 | Competitive | Competitive | 1 | TRUE | TRUE | 1 | Competitive | 0.7265 | Non-Competitive
SGIBSN25 KDLKG_75_A FROM_TO | SGIBSN25 | KDLKG_75_A | 1677 | 1 | 1 | KING____345A | KUYDAL755010 | FROM_TO | 73521.13 | 75581.5 | -1611.85 | 0 | 2333.123 | 2464.953 | -0.14667 | 0.14373 | -0.57092 | 0.1494 | 494.5368 | 531.9155 | 3569.23 | 2421.555 | 1824.255 | 2691.792 | 1798.189 | 2302.272 | 1746.175 | 2539.496 | 5101.384 | 2417.929 | 1776.227 | 2436.449 | 1790.884 | Competitive | Competitive | 1 | TRUE | TRUE | 1 | Competitive | 0.7265 | Non-Competitive
SGIBSN25 KDLKG_75_A TO_FROM | SGIBSN25 | KDLKG_75_A | 1677 | 1 | 1 | KING____345A | KUYDAL755010 | TO_FROM | 73521.13 | 66667.62 | 123.1007 | 0 | 2753.041 | 2308.861 | -0.14373 | 0.14667 | -0.1494 | 0.57092 | 2301.912 | 871.1399 | 0 | 1435.189 | 2508.128 | 1656.945 | 2691.792 | 1383.087 | 2424.444 | 5101.384 | 2539.496 | 1461.069 | 2465.106 | 1471.58 | 2477.37 | Non-Competitive | Non-Competitive | 0 | TRUE | FALSE | 1 | Non-Competitive | 0.7265 | Non-Competitive
SGIBSN25 KDLRNS75_A FROM_TO | SGIBSN25 | KDLRNS75_A | 1677 | 1 | 1 | ROANS___345C | KUYDAL755010 | FROM_TO | 73521.13 | 71464.32 | 180.9311 | 0 | 2661.554 | 2656.59 | -0.14294 | 0.14746 | -0.42829 | 0.14746 | 2359.803 | 928.9922 | 0 | 1435.174 | 2508.818 | 1657.063 | 2690.695 | 1375.785 | 2432.116 | 5089.781 | 2497.03 | 1457.615 | 2466.283 | 1469.381 | 2477.393 | Non-Competitive | Non-Competitive | 0 | TRUE | FALSE | 1 | Non-Competitive | 0.7345 | Non-Competitive
SGIBSN25 KDLRNS75_A TO_FROM | SGIBSN25 | KDLRNS75_A | 1677 | 1 | 1 | ROANS___345C | KUYDAL755010 | TO_FROM | 73521.13 | 86033.47 | -1669.69 | 0 | 2764.057 | 2661.554 | -0.14746 | 0.14294 | -0.14746 | 0.42829 | 436.7313 | 476.931 | 3569.23 | 2422.943 | 1825.326 | 2690.695 | 1798.547 | 2312.045 | 1736.129 | 2497.03 | 5089.781 | 2420.476 | 1773.758 | 2437.263 | 1790.163 | Competitive | Competitive | 1 | TRUE | TRUE | 1 | Competitive | 0.7345 | Non-Competitive
SGIBSN25 KDLRTW74_A FROM_TO | SGIBSN25 | KDLRTW74_A | 2170 | 1 | 1 | KUYDAL745005 | RTHWOD__345A | FROM_TO | 73521.13 | 75032.88 | -65.1056 | 0 | 2854.834 | 3078.227 | -0.13538 | 0.05376 | -0.42357 | 0.52524 | 1539.705 | 440.229 | 0 | 1457.772 | 2501.582 | 1457.772 | 2769.695 | 1354.399 | 2432.91 | 1399.688 | 2436.017 | 1453.622 | 2433.456 | 1480.325 | 2441.393 | Competitive | Competitive | 1 | TRUE | FALSE | 1 | Non-Competitive | 0.7265 | Non-Competitive
SGIBSN25 KDLRTW74_A TO_FROM | SGIBSN25 | KDLRTW74_A | 2170 | 1 | 1 | KUYDAL745005 | RTHWOD__345A | TO_FROM | 73521.13 | 76571.78 | -1041.55 | 0 | 3078.227 | 2559.736 | -0.05376 | 0.13538 | -0.52524 | 0.42357 | 597.4758 | 680.9159 | 3569.23 | 2423.511 | 1870.224 | 2769.695 | 1870.224 | 2328.058 | 1711.692 | 2436.017 | 1797.139 | 2399.409 | 1800.037 | 2410.622 | 1838.916 | Competitive | Competitive | 1 | TRUE | TRUE | 1 | Competitive | 0.7265 | Non-Competitive
SGIBSN25 KDLTB_74_A FROM_TO | SGIBSN25 | KDLTB_74_A | 1677 | 1 | 1 | KUYDAL745005 | TOMBAL__345B | FROM_TO | 73521.13 | 76647.4 | -1120.47 | 0 | 3349.356 | 2855.501 | -0.05483 | 0.13431 | -0.38201 | 0.4737 | 519.1748 | 606.4361 | 3569.23 | 2425.299 | 1871.513 | 2765.641 | 1871.513 | 2340.904 | 1690.628 | 2435.646 | 1796.907 | 2402.503 | 1794.26 | 2411.578 | 1840.53 | Competitive | Competitive | 1 | TRUE | TRUE | 1 | Competitive | 0.75 | Non-Competitive
SGIBSN25 KDLTB_74_A TO_FROM | SGIBSN25 | KDLTB_74_A | 1677 | 1 | 1 | KUYDAL745005 | TOMBAL__345B | TO_FROM | 73521.13 | 73507.94 | 13.2293 | 0 | 2855.501 | 2938.194 | -0.13431 | 0.054825 | -0.4737 | 0.38201 | 1617.988 | 518.5934 | 0 | 1457.364 | 2502.03 | 1457.364 | 2765.641 | 1339.707 | 2441.416 | 1398.133 | 2435.646 | 1447.31 | 2434.627 | 1479.031 | 2441.106 | Non-Competitive | Competitive | 1 | TRUE | FALSE | 1 | Non-Competitive | 0.75 | Non-Competitive
SGIBSN25 KG_RTW74_A FROM_TO | SGIBSN25 | KG_RTW74_A | 1710 | 1 | 1 | KING____345A | RTHWOD__345A | FROM_TO | 73521.13 | 75372.3 | -806.324 | 0 | 2938.989 | 2558.898 | -0.04475 | 0.15495 | -0.46398 | 0.16497 | 840.6595 | 925.6321 | 3569.23 | 2434.584 | 1800.905 | 2530.623 | 1875.517 | 2311.423 | 1721.262 | 2446.16 | 1800.905 | 2389.047 | 1805.287 | 2405.048 | 1849.047 | Competitive | Competitive | 1 | TRUE | TRUE | 1 | Competitive | 0.758 | Non-Competitive
SGIBSN25 KG_RTW74_A TO_FROM | SGIBSN25 | KG_RTW74_A | 1710 | 1 | 1 | KING____345A | RTHWOD__345A | TO_FROM | 73521.13 | 77012.48 | -312.551 | 0 | 2558.898 | 2921.138 | -0.15495 | 0.044752 | -0.16497 | 0.46398 | 1220.989 | 135.0018 | 0 | 1402.289 | 2510.693 | 1461.557 | 2530.623 | 1360.936 | 2414.321 | 1402.289 | 2446.16 | 1457.774 | 2419.965 | 1487.696 | 2432.656 | Competitive | Competitive | 1 | TRUE | FALSE | 1 | Non-Competitive | 0.758 | Non-Competitive
SGIBSN25 RNSSNG75_A FROM_TO | SGIBSN25 | RNSSNG75_A | 2170 | 1 | 1 | ROANS___345C | SNGLTN_345 | FROM_TO | 73521.13 | 92690.8 | -2625.11 | 0 | 10000 | 0 | -0.08249 | 0.85254 | -0.08996 | 0.85254 | 1265.492 | 1409.931 | 3569.23 | 2120.083 | 1913.991 | 10000 | 1913.991 | 2046.917 | 1814.887 | 10000 | 1843.316 | 6297.651 | 1867.39 | 6308.912 | 1887.374 | Competitive | Competitive | 1 | TRUE | FALSE | 1 | Non-Competitive | 0.7735 | Non-Competitive
SGIBSN25 RNSSNG75_A TO_FROM | SGIBSN25 | RNSSNG75_A | 2170 | 1 | 1 | ROANS___345C | SNGLTN_345 | TO_FROM | 73521.13 | 73434.21 | -1068.08 | 0 | 3233.479 | 10000 | -0.85254 | 0.082485 | -0.85254 | 0.08996 | 2163.836 | -278.921 | 0 | 1486.595 | 2174.314 | 1486.595 | 10000 | 1422.116 | 2123.946 | 1435.619 | 10000 | 1503.522 | 6323.635 | 1517.223 | 6331.537 | Non-Competitive | Competitive | 1 | TRUE | FALSE | 1 | Non-Competitive | 0.7735 | Non-Competitive
SGIBSN25 SNGTB_74_A FROM_TO | SGIBSN25 | SNGTB_74_A | 1924 | 1 | 1 | SNGLTN_345 | TOMBAL__345B | FROM_TO | 73521.13 | 70439.94 | 452.8843 | 0 | 0 | 2671.323 | -0.12606 | 0.10264 | -0.37501 | 0.11224 | 2822.097 | 1362.587 | 0 | 1449.364 | 2521.575 | 1452.535 | 2558.534 | 1406.999 | 2426.968 | 1413.64 | 3022.223 | 1463.91 | 2519.407 | 1471.903 | 2533.262 | Non-Competitive | Non-Competitive | 0 | TRUE | FALSE | 1 | Non-Competitive | 0.7735 | Non-Competitive
SGIBSN25 SNGTB_74_A TO_FROM | SGIBSN25 | SNGTB_74_A | 1924 | 1 | 1 | SNGLTN_345 | TOMBAL__345B | TO_FROM | 73521.13 | 92690.8 | -3241.47 | 0 | 2411.132 | 3233.479 | -0.10264 | 0.12606 | -0.11224 | 0.37501 | 174.7914 | 300.8931 | 3569.23 | 2428.623 | 1849.996 | 2463.519 | 1854.825 | 2295.218 | 1786.067 | 3022.223 | 1792.077 | 2461.12 | 1800.817 | 2483.175 | 1812.265 | Competitive | Competitive | 1 | TRUE | TRUE | 1 | Competitive | 0.7735 | Non-Competitive
SGIBSN25 SNGXGC75_1 FROM_TO | SGIBSN25 | SNGXGC75_1 | 1631 | 1 | 1 | GIBN_CREK_5 | SNGLTN_345 | FROM_TO | 73521.13 | 57657.22 | 408.2844 | 0 | 2078.945 | 1604.728 | -0.24052 | 0.59514 | -0.24537 | 0.59514 | 4319.312 | 1627.625 | 0 | 1393.284 | 2330.744 | 3169.287 | 2429.247 | 1359.106 | 2326.04 | 2978.527 | 2589.08 | 1277.378 | 2389.977 | 1279.861 | 2390.189 | Competitive | Non-Competitive | 0 | TRUE | FALSE | 1 | Non-Competitive | 0.75 | Non-Competitive
SGIBSN25 SNGXGC75_1 TO_FROM | SGIBSN25 | SNGXGC75_1 | 1631 | 1 | 1 | GIBN_CREK_5 | SNGLTN_345 | TO_FROM | 73521.13 | 74287.91 | -3037.64 | 0 | 1597.006 | 2260.692 | -0.59514 | 0.24052 | -0.59514 | 0.24537 | 1078.002 | 997.9075 | 3569.23 | 2198.386 | 1748.952 | 2328.682 | 3169.287 | 2191.629 | 1700.175 | 2589.08 | 2978.527 | 2318.252 | 1482.485 | 2318.634 | 1485.234 | Competitive | Competitive | 1 | TRUE | TRUE | 1 | Competitive | 0.75 | Non-Competitive
SGIBSNG5 240__A FROM_TO | SGIBSNG5 | 240__A | 1435 | 1 | 1 | JEWETT_S5 | SNGLTN_345 | FROM_TO | 73521.13 | 58354.09 | -236.149 | 0 | 2975.674 | 1548.785 | -0.15136 | 0.10676 | -0.15407 | 0.18659 | 2706.279 | 1308.941 | 0 | 1442.782 | 2175.442 | 1417.907 | 2313.506 | 1430.41 | 2016.831 | 1362.884 | 2422.915 | 1468.515 | 2252.45 | 1469.864 | 2275.271 | Non-Competitive | Non-Competitive | 0 | TRUE | FALSE | 1 | Non-Competitive | 0.805 | Non-Competitive
SGIBSNG5 240__A TO_FROM | SGIBSNG5 | 240__A | 1435 | 1 | 1 | JEWETT_S5 | SNGLTN_345 | TO_FROM | 73521.13 | 78105.58 | -1610.59 | 0 | 1624.438 | 2975.674 | -0.10676 | 0.15136 | -0.18659 | 0.15407 | 827.9463 | 844.1716 | 2683.03 | 2025.531 | 1864.765 | 2212.582 | 1833.503 | 1876.321 | 1845.242 | 2422.915 | 1765.688 | 2163.029 | 1828.352 | 2185.478 | 1830.328 | Competitive | Competitive | 1 | TRUE | TRUE | 1 | Competitive | 0.805 | Non-Competitive
SGIBSNG5 260_A_1 FROM_TO | SGIBSNG5 | 260_A_1 | 1435 | 1 | 1 | JEWETT_N5 | SNGLTN_345 | FROM_TO | 73521.13 | 58717.55 | -227.171 | 0 | 3069.122 | 1620.689 | -0.14321 | 0.1051 | -0.14576 | 0.1759 | 2594.114 | 1240.09 | 0 | 1518.584 | 2185.813 | 1489.801 | 2345.853 | 1505.834 | 2018.277 | 1489.801 | 2430.755 | 1579.451 | 2266.587 | 1580.892 | 2291.818 | Non-Competitive | Non-Competitive | 0 | TRUE | FALSE | 1 | Non-Competitive | 0.7345 | Non-Competitive
SGIBSNG5 260_A_1 TO_FROM | SGIBSNG5 | 260_A_1 | 1435 | 1 | 1 | JEWETT_N5 | SNGLTN_345 | TO_FROM | 73521.13 | 78731.85 | -1496.15 | 0 | 1626.664 | 3069.122 | -0.1051 | 0.14321 | -0.1759 | 0.14576 | 786.3195 | 815.0798 | 2683.03 | 2033.66 | 1949.525 | 2242.55 | 1913.377 | 1875.905 | 1929.753 | 2430.755 | 1913.377 | 2175.163 | 1942.955 | 2200.026 | 1945.013 | Competitive | Competitive | 1 | TRUE | TRUE | 1 | Competitive | 0.7345 | Non-Competitive
SGIBSNG5 424T424_1 FROM_TO | SGIBSNG5 | 424T424_1 | 1621 | 1 | 1 | BROWN_5 | SARC7A | FROM_TO | 73521.13 | 77512.05 | -626.237 | 0 | 1502.509 | 729.487 | -0.09368 | 0.013235 | -0.29528 | 0.09555 | 456.603 | 88.9299 | 0 |  | 2692.365 | 1020.975 | 2692.365 | 996.151 | 2130.256 | 962.02 | 3055.058 | 961.307 | 2802.924 | 965.709 | 2912.502 | Competitive | Competitive | 1 | TRUE | FALSE | 1 | Non-Competitive | 0.9605 | Non-Competitive
SGIBSNG5 424T424_1 TO_FROM | SGIBSNG5 | 424T424_1 | 1621 | 1 | 1 | BROWN_5 | SARC7A | TO_FROM | 73521.13 | 82298.07 | -513.052 | 0 | 733.718 | 1502.509 | -0.01323 | 0.1592 | -0.09555 | 0.29528 | 861.0589 | 189.0543 | 0 | 874.455 |  | 910.366 | 1115.823 | 818.701 | 1087.067 | 1122.654 | 1053.174 | 999.017 | 1041.077 | 1010.558 | 1045.936 | Competitive | Competitive | 1 | TRUE | TRUE | 1 | Competitive | 0.9605 | Non-Competitive
SGIBSNG5 KDLKG_75_A FROM_TO | SGIBSNG5 | KDLKG_75_A | 1677 | 1 | 1 | KING____345A | KUYDAL755010 | FROM_TO | 73521.13 | 75581.5 | -1611.85 | 0 | 2333.123 | 2464.953 | -0.14667 | 0.14373 | -0.57092 | 0.1494 | 494.5368 | 531.9155 | 3569.23 | 2421.555 | 1824.255 | 2691.792 | 1798.189 | 2302.272 | 1746.175 | 2539.496 | 5101.384 | 2417.929 | 1776.227 | 2436.449 | 1790.884 | Competitive | Competitive | 1 | TRUE | TRUE | 1 | Competitive | 0.781 | Non-Competitive
SGIBSNG5 KDLKG_75_A TO_FROM | SGIBSNG5 | KDLKG_75_A | 1677 | 1 | 1 | KING____345A | KUYDAL755010 | TO_FROM | 73521.13 | 66667.62 | 123.1007 | 0 | 2753.041 | 2308.861 | -0.14373 | 0.14667 | -0.1494 | 0.57092 | 2301.912 | 871.1399 | 0 | 1435.189 | 2508.128 | 1656.945 | 2691.792 | 1383.087 | 2424.444 | 5101.384 | 2539.496 | 1461.069 | 2465.106 | 1471.58 | 2477.37 | Non-Competitive | Non-Competitive | 0 | TRUE | FALSE | 1 | Non-Competitive | 0.781 | Non-Competitive
SGIBSNG5 KDLRNS75_A FROM_TO | SGIBSNG5 | KDLRNS75_A | 1677 | 1 | 1 | ROANS___345C | KUYDAL755010 | FROM_TO | 73521.13 | 71464.32 | 180.9311 | 0 | 2661.554 | 2656.59 | -0.14294 | 0.14746 | -0.42829 | 0.14746 | 2359.803 | 928.9922 | 0 | 1435.174 | 2508.818 | 1657.063 | 2690.695 | 1375.785 | 2432.116 | 5089.781 | 2497.03 | 1457.615 | 2466.283 | 1469.381 | 2477.393 | Non-Competitive | Non-Competitive | 0 | TRUE | FALSE | 1 | Non-Competitive | 0.8515 | Non-Competitive
SGIBSNG5 KDLRNS75_A TO_FROM | SGIBSNG5 | KDLRNS75_A | 1677 | 1 | 1 | ROANS___345C | KUYDAL755010 | TO_FROM | 73521.13 | 86033.47 | -1669.69 | 0 | 2764.057 | 2661.554 | -0.14746 | 0.14294 | -0.14746 | 0.42829 | 436.7313 | 476.931 | 3569.23 | 2422.943 | 1825.326 | 2690.695 | 1798.547 | 2312.045 | 1736.129 | 2497.03 | 5089.781 | 2420.476 | 1773.758 | 2437.263 | 1790.163 | Competitive | Competitive | 1 | TRUE | TRUE | 1 | Competitive | 0.8515 | Non-Competitive
SGIBSNG5 KDLRTW74_A FROM_TO | SGIBSNG5 | KDLRTW74_A | 2170 | 1 | 1 | KUYDAL745005 | RTHWOD__345A | FROM_TO | 73521.13 | 75032.88 | -65.1056 | 0 | 2854.834 | 3078.227 | -0.13538 | 0.05376 | -0.42357 | 0.52524 | 1539.705 | 440.229 | 0 | 1457.772 | 2501.582 | 1457.772 | 2769.695 | 1354.399 | 2432.91 | 1399.688 | 2436.017 | 1453.622 | 2433.456 | 1480.325 | 2441.393 | Competitive | Competitive | 1 | TRUE | FALSE | 1 | Non-Competitive | 0.7735 | Non-Competitive
SGIBSNG5 KDLRTW74_A TO_FROM | SGIBSNG5 | KDLRTW74_A | 2170 | 1 | 1 | KUYDAL745005 | RTHWOD__345A | TO_FROM | 73521.13 | 76571.78 | -1041.55 | 0 | 3078.227 | 2559.736 | -0.05376 | 0.13538 | -0.52524 | 0.42357 | 597.4758 | 680.9159 | 3569.23 | 2423.511 | 1870.224 | 2769.695 | 1870.224 | 2328.058 | 1711.692 | 2436.017 | 1797.139 | 2399.409 | 1800.037 | 2410.622 | 1838.916 | Competitive | Competitive | 1 | TRUE | TRUE | 1 | Competitive | 0.7735 | Non-Competitive
SGIBSNG5 KDLTB_74_A FROM_TO | SGIBSNG5 | KDLTB_74_A | 1677 | 1 | 1 | KUYDAL745005 | TOMBAL__345B | FROM_TO | 73521.13 | 76647.4 | -1120.47 | 0 | 3349.356 | 2855.501 | -0.05483 | 0.13431 | -0.38201 | 0.4737 | 519.1748 | 606.4361 | 3569.23 | 2425.299 | 1871.513 | 2765.641 | 1871.513 | 2340.904 | 1690.628 | 2435.646 | 1796.907 | 2402.503 | 1794.26 | 2411.578 | 1840.53 | Competitive | Competitive | 1 | TRUE | TRUE | 1 | Competitive | 0.7655 | Non-Competitive
SGIBSNG5 KDLTB_74_A TO_FROM | SGIBSNG5 | KDLTB_74_A | 1677 | 1 | 1 | KUYDAL745005 | TOMBAL__345B | TO_FROM | 73521.13 | 73507.94 | 13.2293 | 0 | 2855.501 | 2938.194 | -0.13431 | 0.054825 | -0.4737 | 0.38201 | 1617.988 | 518.5934 | 0 | 1457.364 | 2502.03 | 1457.364 | 2765.641 | 1339.707 | 2441.416 | 1398.133 | 2435.646 | 1447.31 | 2434.627 | 1479.031 | 2441.106 | Non-Competitive | Competitive | 1 | TRUE | FALSE | 1 | Non-Competitive | 0.7655 | Non-Competitive
SGIBSNG5 KG_RTW74_A FROM_TO | SGIBSNG5 | KG_RTW74_A | 1710 | 1 | 1 | KING____345A | RTHWOD__345A | FROM_TO | 73521.13 | 75372.3 | -806.324 | 0 | 2938.989 | 2558.898 | -0.04475 | 0.15495 | -0.46398 | 0.16497 | 840.6595 | 925.6321 | 3569.23 | 2434.584 | 1800.905 | 2530.623 | 1875.517 | 2311.423 | 1721.262 | 2446.16 | 1800.905 | 2389.047 | 1805.287 | 2405.048 | 1849.047 | Competitive | Competitive | 1 | TRUE | TRUE | 1 | Competitive | 0.7425 | Non-Competitive
SGIBSNG5 KG_RTW74_A TO_FROM | SGIBSNG5 | KG_RTW74_A | 1710 | 1 | 1 | KING____345A | RTHWOD__345A | TO_FROM | 73521.13 | 77012.48 | -312.551 | 0 | 2558.898 | 2921.138 | -0.15495 | 0.044752 | -0.16497 | 0.46398 | 1220.989 | 135.0018 | 0 | 1402.289 | 2510.693 | 1461.557 | 2530.623 | 1360.936 | 2414.321 | 1402.289 | 2446.16 | 1457.774 | 2419.965 | 1487.696 | 2432.656 | Competitive | Competitive | 1 | TRUE | FALSE | 1 | Non-Competitive | 0.7425 | Non-Competitive
SGIBSNG5 RNSSNG75_A FROM_TO | SGIBSNG5 | RNSSNG75_A | 2170 | 1 | 1 | ROANS___345C | SNGLTN_345 | FROM_TO | 73521.13 | 92690.8 | -2625.11 | 0 | 10000 | 0 | -0.08249 | 0.85254 | -0.08996 | 0.85254 | 1265.492 | 1409.931 | 3569.23 | 2120.083 | 1913.991 | 10000 | 1913.991 | 2046.917 | 1814.887 | 10000 | 1843.316 | 6297.651 | 1867.39 | 6308.912 | 1887.374 | Competitive | Competitive | 1 | TRUE | FALSE | 1 | Non-Competitive | 0.7575 | Non-Competitive
SGIBSNG5 RNSSNG75_A TO_FROM | SGIBSNG5 | RNSSNG75_A | 2170 | 1 | 1 | ROANS___345C | SNGLTN_345 | TO_FROM | 73521.13 | 73434.21 | -1068.08 | 0 | 3233.479 | 10000 | -0.85254 | 0.082485 | -0.85254 | 0.08996 | 2163.836 | -278.921 | 0 | 1486.595 | 2174.314 | 1486.595 | 10000 | 1422.116 | 2123.946 | 1435.619 | 10000 | 1503.522 | 6323.635 | 1517.223 | 6331.537 | Non-Competitive | Competitive | 1 | TRUE | FALSE | 1 | Non-Competitive | 0.7575 | Non-Competitive
SGIBSNG5 SNGTB_74_A FROM_TO | SGIBSNG5 | SNGTB_74_A | 1924 | 1 | 1 | SNGLTN_345 | TOMBAL__345B | FROM_TO | 73521.13 | 70439.94 | 452.8843 | 0 | 0 | 2671.323 | -0.12606 | 0.10264 | -0.37501 | 0.11224 | 2822.097 | 1362.587 | 0 | 1449.364 | 2521.575 | 1452.535 | 2558.534 | 1406.999 | 2426.968 | 1413.64 | 3022.223 | 1463.91 | 2519.407 | 1471.903 | 2533.262 | Non-Competitive | Non-Competitive | 0 | TRUE | FALSE | 1 | Non-Competitive | 0.742 | Non-Competitive
SGIBSNG5 SNGTB_74_A TO_FROM | SGIBSNG5 | SNGTB_74_A | 1924 | 1 | 1 | SNGLTN_345 | TOMBAL__345B | TO_FROM | 73521.13 | 92690.8 | -3241.47 | 0 | 2411.132 | 3233.479 | -0.10264 | 0.12606 | -0.11224 | 0.37501 | 174.7914 | 300.8931 | 3569.23 | 2428.623 | 1849.996 | 2463.519 | 1854.825 | 2295.218 | 1786.067 | 3022.223 | 1792.077 | 2461.12 | 1800.817 | 2483.175 | 1812.265 | Competitive | Competitive | 1 | TRUE | TRUE | 1 | Competitive | 0.742 | Non-Competitive
SGIBSNG5 SNGXGC99_1 FROM_TO | SGIBSNG5 | SNGXGC99_1 | 1631 | 1 | 1 | GIBN_CREK_5 | SNGLTN_345 | FROM_TO | 73521.13 | 57657.22 | 408.2844 | 0 | 2078.945 | 1604.728 | -0.24052 | 0.59514 | -0.24537 | 0.59514 | 4319.312 | 1627.625 | 0 | 1393.284 | 2330.744 | 3169.287 | 2429.247 | 1359.106 | 2326.04 | 2978.527 | 2589.08 | 1277.378 | 2389.977 | 1279.861 | 2390.189 | Competitive | Non-Competitive | 0 | TRUE | FALSE | 1 | Non-Competitive | 0.7265 | Non-Competitive
SGIBSNG5 SNGXGC99_1 TO_FROM | SGIBSNG5 | SNGXGC99_1 | 1631 | 1 | 1 | GIBN_CREK_5 | SNGLTN_345 | TO_FROM | 73521.13 | 74287.91 | -3037.64 | 0 | 1597.006 | 2260.692 | -0.59514 | 0.24052 | -0.59514 | 0.24537 | 1078.002 | 997.9075 | 3569.23 | 2198.386 | 1748.952 | 2328.682 | 3169.287 | 2191.629 | 1700.175 | 2589.08 | 2978.527 | 2318.252 | 1482.485 | 2318.634 | 1485.234 | Competitive | Competitive | 1 | TRUE | TRUE | 1 | Competitive | 0.7265 | Non-Competitive
SKDLRNS5 240__A FROM_TO | SKDLRNS5 | 240__A | 1435 | 2 | 2 | JEWETT_S5 | SNGLTN_345 | FROM_TO | 73521.13 | 60006.11 | -284.256 | 0 | 3079.665 | 1589.64 | -0.1504 | 0.10078 | -0.1504 | 0.18123 | 2472.682 | 1184.483 | 0 | 1408.734 | 2128.872 | 1366.098 | 2267.046 | 1420.069 | 1957.42 | 1366.098 | 2440.981 | 1464.504 | 2154.655 | 1460.999 | 2180.997 | Non-Competitive | Non-Competitive | 0 | TRUE | FALSE | 1 | Non-Competitive | 0.75 | Non-Competitive
SKDLRNS5 240__A TO_FROM | SKDLRNS5 | 240__A | 1435 | 2 | 2 | JEWETT_S5 | SNGLTN_345 | TO_FROM | 73521.13 | 78599.86 | -1422.48 | 0 | 1670.925 | 3079.665 | -0.10078 | 0.1504 | -0.18123 | 0.1504 | 796.5065 | 794.3819 | 2683.03 | 1980.743 | 1820.352 | 2168.031 | 1767.95 | 1819.388 | 1831.448 | 2440.981 | 1767.95 | 2067.94 | 1820.647 | 2093.876 | 1816.669 | Competitive | Competitive | 1 | TRUE | TRUE | 1 | Competitive | 0.75 | Non-Competitive
SKDLRNS5 260_A_1 FROM_TO | SKDLRNS5 | 260_A_1 | 1435 | 2 | 2 | JEWETT_N5 | SNGLTN_345 | FROM_TO | 73521.13 | 60436.72 | -277.873 | 0 | 2766.763 | 1739.044 | -0.14121 | 0.099051 | -0.14121 | 0.1696 | 2354.285 | 1113.256 | 0 | 1484.997 | 2135.68 | 1484.997 | 2277.152 | 1500.063 | 1953.829 | 1501.97 | 2457.924 | 1575.213 | 2167.328 | 1570.505 | 2196.944 | Non-Competitive | Non-Competitive | 0 | TRUE | FALSE | 1 | Non-Competitive | 0.7345 | Non-Competitive
SKDLRNS5 260_A_1 TO_FROM | SKDLRNS5 | 260_A_1 | 1435 | 2 | 2 | JEWETT_N5 | SNGLTN_345 | TO_FROM | 73521.13 | 79368.79 | -1303.9 | 0 | 1707.416 | 2766.763 | -0.09905 | 0.14121 | -0.1696 | 0.14121 | 754.4195 | 764.032 | 2683.03 | 1985.41 | 1904.771 | 2177.176 | 1904.771 | 1814.155 | 1920.876 | 2457.924 | 1923.856 | 2078.389 | 1933.303 | 2107.599 | 1927.889 | Competitive | Competitive | 1 | TRUE | TRUE | 1 | Competitive | 0.7345 | Non-Competitive
SKDLRNS5 424T424_1 FROM_TO | SKDLRNS5 | 424T424_1 | 1621 | 2 | 2 | BROWN_5 | SARC7A | FROM_TO | 73521.13 | 77511.33 | -626.394 | 0 | 1502.539 | 733.72 | -0.09373 | 0.013204 | -0.29533 | 0.095506 | 456.8184 | 88.8272 | 0 |  | 2692.171 | 1023.899 | 2692.171 | 999.802 | 2126.448 | 965.492 | 3055.08 | 965.882 | 2801.848 | 970.25 | 2912.26 | Competitive | Competitive | 1 | TRUE | FALSE | 1 | Non-Competitive | 0.7345 | Non-Competitive
SKDLRNS5 424T424_1 TO_FROM | SKDLRNS5 | 424T424_1 | 1621 | 2 | 2 | BROWN_5 | SARC7A | TO_FROM | 73521.13 | 82296.09 | -487.855 | 0 | 733.72 | 1495.327 | -0.0132 | 0.15924 | -0.09551 | 0.29533 | 861.7916 | 190.1877 | 0 | 874.413 |  | 910.327 | 1119.027 | 818.703 | 1091.191 | 1122.623 | 1056.959 | 998.772 | 1046.078 | 1010.383 | 1050.872 | Competitive | Competitive | 1 | TRUE | TRUE | 1 | Competitive | 0.7345 | Non-Competitive
SKDLRNS5 KDLRTW74_A FROM_TO | SKDLRNS5 | KDLRTW74_A | 2170 | 2 | 2 | KUYDAL745005 | RTHWOD__345A | FROM_TO | 73521.13 | 73310.17 | -22.944 | 0 | 2842.816 | 3191.44 | -0.17373 | 0.081005 | -0.44468 | 0.50594 | 2169.461 | 683.3794 | 0 | 1448.482 | 2507.451 | 1449.872 | 2872.213 | 1360.106 | 2432.129 | 1406.702 | 2505.327 | 1440.925 | 2440.701 | 1461.401 | 2450.283 | Non-Competitive | Competitive | 1 | TRUE | FALSE | 1 | Non-Competitive | 0.7265 | Non-Competitive
SKDLRNS5 KDLRTW74_A TO_FROM | SKDLRNS5 | KDLRTW74_A | 2170 | 2 | 2 | KUYDAL745005 | RTHWOD__345A | TO_FROM | 73521.13 | 76459.09 | -1474.67 | 0 | 3191.44 | 2842.816 | -0.08101 | 0.17373 | -0.50594 | 0.44468 | 722.9642 | 817.5569 | 3569.23 | 2427.029 | 1852.923 | 2872.213 | 1855.049 | 2323.029 | 1718.16 | 2505.327 | 1785.112 | 2403.669 | 1775.513 | 2417.1 | 1805.008 | Competitive | Competitive | 1 | TRUE | TRUE | 1 | Competitive | 0.7265 | Non-Competitive
SKDLRNS5 KDLTB_74_A FROM_TO | SKDLRNS5 | KDLTB_74_A | 1677 | 2 | 2 | KUYDAL745005 | TOMBAL__345B | FROM_TO | 73521.13 | 76443.96 | -1553.59 | 0 | 2797.474 | 2549.869 | -0.08207 | 0.17267 | -0.36779 | 0.493 | 644.6632 | 743.0772 | 3569.23 | 2428.323 | 1850.601 | 2972.144 | 1856.235 | 2332.499 | 1702.613 | 2504.782 | 1785.166 | 2406.182 | 1772.722 | 2417.81 | 1805.484 | Competitive | Competitive | 1 | TRUE | TRUE | 1 | Competitive | 0.7345 | Non-Competitive
SKDLRNS5 KDLTB_74_A TO_FROM | SKDLRNS5 | KDLTB_74_A | 1677 | 2 | 2 | KUYDAL745005 | TOMBAL__345B | TO_FROM | 73521.13 | 72017.07 | 55.3908 | 0 | 2549.869 | 3170.062 | -0.17267 | 0.08207 | -0.493 | 0.36779 | 2247.744 | 761.7438 | 0 | 1446.038 | 2507.764 | 1449.72 | 2972.144 | 1349.205 | 2438.427 | 1404.53 | 2504.782 | 1437.234 | 2441.696 | 1459.95 | 2450.038 | Non-Competitive | Non-Competitive | 0 | TRUE | FALSE | 1 | Non-Competitive | 0.7345 | Non-Competitive
SKDLRNS5 KG_RTW74_A FROM_TO | SKDLRNS5 | KG_RTW74_A | 1710 | 2 | 2 | KING____345A | RTHWOD__345A | FROM_TO | 73521.13 | 75069.33 | -1240.98 | 0 | 2480.944 | 2829.055 | -0.07281 | 0.19569 | -0.44161 | 0.20731 | 986.4627 | 1071.404 | 3569.23 | 2415.135 | 1855.462 | 2533.25 | 1855.462 | 2308.813 | 1725.193 | 2443.723 | 1785.186 | 2392.142 | 1775.035 | 2405.333 | 1806.235 | Competitive | Competitive | 1 | TRUE | TRUE | 1 | Competitive | 0.766 | Non-Competitive
SKDLRNS5 KG_RTW74_A TO_FROM | SKDLRNS5 | KG_RTW74_A | 1710 | 2 | 2 | KING____345A | RTHWOD__345A | TO_FROM | 73521.13 | 71740.57 | -269.003 | 0 | 2536.209 | 2480.944 | -0.19569 | 0.072809 | -0.20731 | 0.44161 | 1893.87 | 390.8555 | 0 | 1450.724 | 2493.143 | 1450.724 | 2533.25 | 1365.185 | 2416.428 | 1407.198 | 2443.723 | 1441.589 | 2426.71 | 1463.208 | 2435.936 | Non-Competitive | Non-Competitive | 0 | TRUE | FALSE | 1 | Non-Competitive | 0.766 | Non-Competitive
SKDLRNS5 RNSSNG75_A FROM_TO | SKDLRNS5 | RNSSNG75_A | 2170 | 2 | 2 | ROANS___345C | SNGLTN_345 | FROM_TO | 73521.13 | 92690.8 | 0 | 0 | 10000 | 789.462 | 0 | 1 | 0 | 1 | 933 | 0 | 0 | 10000 |  | 10000 |  | 10000 |  | 10000 |  | 10000 |  | 10000 | 0 | Competitive | Competitive | 1 | TRUE | FALSE | 1 | Non-Competitive | 0.961 | Non-Competitive
SKDLRNS5 RNSSNG75_A TO_FROM | SKDLRNS5 | RNSSNG75_A | 2170 | 2 | 2 | ROANS___345C | SNGLTN_345 | TO_FROM | 73521.13 | 75691.13 | 0 | 0 | 789.462 | 10000 | -1 | 0 | -1 | 0 | 0 | 0 | 0 |  | 10000 |  | 10000 |  | 10000 |  | 10000 |  | 10000 | 0 | 10000 | Competitive | Competitive | 1 | TRUE | FALSE | 1 | Non-Competitive | 0.961 | Non-Competitive
SKDLRNS5 SNGTB_74_A FROM_TO | SKDLRNS5 | SNGTB_74_A | 1924 | 2 | 2 | SNGLTN_345 | TOMBAL__345B | FROM_TO | 73521.13 | 68094.56 | 508.0556 | 0 | 0 | 2666.12 | -0.17243 | 0.13895 | -0.39247 | 0.13895 | 3587.631 | 1661.542 | 0 | 1421.245 | 2471.467 | 1397.84 | 2551.171 | 1400.527 | 2429.74 | 1447.438 | 2795.366 | 1452.003 | 2506.63 | 1454.531 | 2510.944 | Non-Competitive | Non-Competitive | 0 | TRUE | FALSE | 1 | Non-Competitive | 0.828 | Non-Competitive
SKDLRNS5 SNGTB_74_A TO_FROM | SKDLRNS5 | SNGTB_74_A | 1924 | 2 | 2 | SNGLTN_345 | TOMBAL__345B | TO_FROM | 73521.13 | 92690.8 | -4207.26 | 0 | 2408.979 | 0 | -0.13895 | 0.17243 | -0.13895 | 0.39247 | 324.0142 | 464.2585 | 3569.23 | 2346.528 | 1805.588 | 2457.862 | 1784.642 | 2300.178 | 1775.66 | 2795.366 | 1784.642 | 2451.049 | 1781.983 | 2456.31 | 1785.422 | Competitive | Competitive | 1 | TRUE | TRUE | 1 | Competitive | 0.828 | Non-Competitive
SKDLRNS5 SNGXGC75_1 FROM_TO | SKDLRNS5 | SNGXGC75_1 | 1631 | 2 | 2 | GIBN_CREK_5 | SNGLTN_345 | FROM_TO | 73521.13 | 64773.81 | 206.589 | 0 | 2132.934 | 2094.408 | -0.13743 | 0.31943 | -0.13743 | 0.31943 | 2244.463 | 833.5378 | 0 | 1410.289 | 2387.647 | 3148.242 | 2417.67 | 1357.247 | 2314.464 | 2977.91 | 2870.351 | 1277.173 | 2358.405 | 1283.001 | 2372.063 | Non-Competitive | Non-Competitive | 0 | TRUE | FALSE | 1 | Non-Competitive | 0.7265 | Non-Competitive
SKDLRNS5 SNGXGC75_1 TO_FROM | SKDLRNS5 | SNGXGC75_1 | 1631 | 2 | 2 | GIBN_CREK_5 | SNGLTN_345 | TO_FROM | 73521.13 | 77255.98 | -1580.01 | 0 | 2050.431 | 2446.95 | -0.31943 | 0.13743 | -0.31943 | 0.13743 | 559.2611 | 522.2817 | 3569.23 | 2288.966 | 1773.151 | 2317.108 | 3148.242 | 2180.162 | 1696.529 | 2870.351 | 2977.91 | 2287.278 | 1477.962 | 2308.419 | 1484.924 | Competitive | Competitive | 1 | TRUE | TRUE | 1 | Competitive | 0.7265 | Non-Competitive
SKDLRNS5 SNGXGC99_1 FROM_TO | SKDLRNS5 | SNGXGC99_1 | 1631 | 2 | 2 | GIBN_CREK_5 | SNGLTN_345 | FROM_TO | 73521.13 | 64773.81 | 206.589 | 0 | 2132.934 | 2094.408 | -0.13743 | 0.31943 | -0.13743 | 0.31943 | 2244.463 | 833.5378 | 0 | 1410.289 | 2387.647 | 3148.242 | 2417.67 | 1357.247 | 2314.464 | 2977.91 | 2870.351 | 1277.173 | 2358.405 | 1283.001 | 2372.063 | Non-Competitive | Non-Competitive | 0 | TRUE | FALSE | 1 | Non-Competitive | 0.8675 | Non-Competitive
SKDLRNS5 SNGXGC99_1 TO_FROM | SKDLRNS5 | SNGXGC99_1 | 1631 | 2 | 2 | GIBN_CREK_5 | SNGLTN_345 | TO_FROM | 73521.13 | 77255.98 | -1580.01 | 0 | 2050.431 | 2446.95 | -0.31943 | 0.13743 | -0.31943 | 0.13743 | 559.2611 | 522.2817 | 3569.23 | 2288.966 | 1773.151 | 2317.108 | 3148.242 | 2180.162 | 1696.529 | 2870.351 | 2977.91 | 2287.278 | 1477.962 | 2308.419 | 1484.924 | Competitive | Competitive | 1 | TRUE | TRUE | 1 | Competitive | 0.8675 | Non-Competitive
SLCSTH25 1295__A FROM_TO | SLCSTH25 | 1295__A | 492 | 1 | 1 | TEMP_SS__8 | TEMP_PEC__8 | FROM_TO | 73521.13 | 75051.8 | -203.298 | 0 | 1467.746 | 1751.651 | -0.02144 | 0.023844 | -0.27455 | 0.32084 | 51.8069 | 4.5369 | 2647.03 | 10000 | 10000 | 1800.003 | 1858.75 | 1056.954 | 1747.683 | 3416.034 | 6205.994 | 1527.799 | 1639.077 | 2003.175 | 1718.426 | Competitive | Competitive | 1 | TRUE | TRUE | 1 | Competitive | 0.719 | Non-Competitive
SLCSTH25 1295__A TO_FROM | SLCSTH25 | 1295__A | 492 | 1 | 1 | TEMP_SS__8 | TEMP_PEC__8 | TO_FROM | 73521.13 | 74085.32 | -94.2311 | 0 | 1795.178 | 1484.651 | -0.02384 | 0.021437 | -0.32084 | 0.27455 | 310.7361 | 34.644 | 0 | 10000 | 10000 | 1744.277 | 1966.923 | 1435.903 | 1194.557 | 6205.994 | 3416.034 | 1436.92 | 1712.27 | 1623.349 | 2148.012 | Competitive | Competitive | 1 | TRUE | FALSE | 1 | Non-Competitive | 0.719 | Non-Competitive
SLCSTH25 1830__A FROM_TO | SLCSTH25 | 1830__A | 83 | 1 | 1 | MCGREGPH1_8 | MCGREG_T_8 | FROM_TO | 73521.13 | 75589.56 | -19.2245 | 0 | 1903.261 | 1676.508 | -0.00065 | 0.000635 | -0.04467 | 0.92109 | -10.3316 | -12.4771 | 0 |  |  | 9344.033 | 1023.941 | 1797.493 | 962.923 | 9344.033 | 1557.431 | 6257.035 | 1064.168 | 9377.854 | 1092.883 | Competitive | Competitive | 1 | FALSE | FALSE | 1 | Non-Competitive | 0.719 | Non-Competitive
SLCSTH25 1830__A TO_FROM | SLCSTH25 | 1830__A | 83 | 1 | 1 | MCGREGPH1_8 | MCGREG_T_8 | TO_FROM | 73521.13 | 73590.24 | 11.036 | 0 | 1676.508 | 1903.261 | -0.00064 | 0.000654 | -0.92109 | 0.044667 | 19.3465 | 9.5232 | 0 |  |  | 821.247 | 9344.033 | 776.415 | 1870.304 | 1323.845 | 9344.033 | 874.689 | 6320.5 | 897.589 | 9377.854 | Competitive | Competitive | 1 | FALSE | FALSE | 1 | Non-Competitive | 0.719 | Non-Competitive
SLCSTH25 1830__B FROM_TO | SLCSTH25 | 1830__B | 213 | 1 | 1 | SPGVALLYP_8 | MCGREG_T_8 | FROM_TO | 73521.13 | 73767.83 | -154.159 | 0 | 2083.085 | 1472.632 | -0.00985 | 0.016024 | -0.44801 | 0.49042 | 69.3715 | -23.3823 | 0 |  |  | 2881.887 | 1495.718 | 1594.431 | 1116.083 | 9311.484 | 1559.122 | 1612.218 | 1369.563 | 4428.795 | 1549.68 | Competitive | Competitive | 1 | FALSE | FALSE | 1 | Non-Competitive | 0.7265 | Non-Competitive
SLCSTH25 1830__B TO_FROM | SLCSTH25 | 1830__B | 213 | 1 | 1 | SPGVALLYP_8 | MCGREG_T_8 | TO_FROM | 73521.13 | 73646.38 | -37.2204 | 0 | 1385.885 | 1918.591 | -0.01602 | 0.009848 | -0.49042 | 0.44801 | 134.0219 | -56.8415 | 0 |  |  | 1281.215 | 2881.887 | 977.105 | 1707.287 | 1348.235 | 9311.484 | 1200.567 | 1694.282 | 1344.699 | 4428.795 | Competitive | Competitive | 1 | FALSE | FALSE | 1 | Non-Competitive | 0.7265 | Non-Competitive
SLCSTH25 1830__C FROM_TO | SLCSTH25 | 1830__C | 213 | 1 | 1 | MCGREG_T_8 | TEMPELMC__8 | FROM_TO | 73521.13 | 75111.94 | -173.376 | 0 | 1902.054 | 1581.171 | -0.01047 | 0.016659 | -0.08027 | 0.50732 | 46.467 | -26.4368 | 0 |  |  | 4267.663 | 1495.205 | 1595.196 | 1101.878 | 9312.721 | 1559.145 | 1634.077 | 1351.653 | 5650.484 | 1548.21 | Competitive | Competitive | 1 | FALSE | FALSE | 1 | Non-Competitive | 0.7035 | Non-Competitive
SLCSTH25 1830__C TO_FROM | SLCSTH25 | 1830__C | 213 | 1 | 1 | MCGREG_T_8 | TEMPELMC__8 | TO_FROM | 73521.13 | 73604.09 | -26.1003 | 0 | 1581.171 | 2063.668 | -0.01666 | 0.010469 | -0.50732 | 0.080274 | 166.3762 | -60.7434 | 0 |  |  | 1280.182 | 4267.663 | 959.816 | 1702.076 | 1347.758 | 9312.721 | 1183.728 | 1714.82 | 1342.199 | 5650.484 | Competitive | Competitive | 1 | FALSE | FALSE | 1 | Non-Competitive | 0.7035 | Non-Competitive
SLCSTH25 1830__E FROM_TO | SLCSTH25 | 1830__E | 213 | 1 | 1 | COTTONBELT | SPGVALLYP_8 | FROM_TO | 73521.13 | 73721.85 | -146.432 | 0 | 2083.606 | 1385.931 | -0.00974 | 0.016129 | -0.50947 | 0.42582 | 82.8876 | -17.6377 | 0 |  |  | 1805.598 | 1496.897 | 1593.671 | 1125.357 | 9311.465 | 1559.858 | 1602.954 | 1382.55 | 2767.169 | 1551.809 | Competitive | Competitive | 1 | FALSE | FALSE | 1 | Non-Competitive | 0.773 | Non-Competitive
SLCSTH25 1830__E TO_FROM | SLCSTH25 | 1830__E | 213 | 1 | 1 | COTTONBELT | SPGVALLYP_8 | TO_FROM | 73521.13 | 73683.56 | -44.9578 | 0 | 1385.931 | 2083.606 | -0.01613 | 0.009743 | -0.42582 | 0.50947 | 126.2857 | -61.4623 | 0 |  |  | 1282.501 | 1805.598 | 986.749 | 1710.637 | 1349.052 | 9311.465 | 1211.904 | 1685.718 | 1347.088 | 2767.169 | Competitive | Competitive | 1 | FALSE | FALSE | 1 | Non-Competitive | 0.773 | Non-Competitive
SLCSTH25 1830__F FROM_TO | SLCSTH25 | 1830__F | 213 | 1 | 1 | COTTONBELT | WACOATCO1_8 | FROM_TO | 73521.13 | 73807.34 | -55.5523 | 0 | 1386.102 | 1919.4 | -0.01627 | 0.009599 | -0.28479 | 0.57403 | 107.9958 | -66.2753 | 0 |  |  | 1284.346 | 1827.811 | 999.297 | 1713.602 | 1350.216 | 9311.439 | 1227.592 | 1675.519 | 1350.49 | 1918.462 | Competitive | Competitive | 1 | FALSE | TRUE | 1 | Non-Competitive | 0.758 | Non-Competitive
SLCSTH25 1830__F TO_FROM | SLCSTH25 | 1830__F | 213 | 1 | 1 | COTTONBELT | WACOATCO1_8 | TO_FROM | 73521.13 | 73680.81 | -135.853 | 0 | 2084.035 | 1472.674 | -0.0096 | 0.016273 | -0.57403 | 0.28479 | 99.7602 | -11.2264 | 0 |  |  | 1721.845 | 1498.593 | 1589.777 | 1138.241 | 9311.439 | 1560.906 | 1591.558 | 1400.606 | 1828.69 | 1554.84 | Competitive | Competitive | 1 | FALSE | TRUE | 1 | Non-Competitive | 0.758 | Non-Competitive
SLCSTH25 1830__G FROM_TO | SLCSTH25 | 1830__G | 596 | 1 | 1 | WACO_W1_8 | WACOWOOD1_8 | FROM_TO | 73521.13 | 74051.2 | -70.9326 | 0 | 2489.216 | 1489.731 | -0.00872 | 0.017155 | -0.77583 | 0.14848 | 183.9978 | 37.8737 | 0 |  |  | 1831.992 | 1563.235 | 1553.428 | 1255.11 | 9311.289 | 1606.371 | 1542.233 | 1513.808 | 1706.264 | 1606.335 | Competitive | Competitive | 1 | FALSE | TRUE | 1 | Non-Competitive | 0.7345 | Non-Competitive
SLCSTH25 1830__G TO_FROM | SLCSTH25 | 1830__G | 596 | 1 | 1 | WACO_W1_8 | WACOWOOD1_8 | TO_FROM | 73521.13 | 77245.54 | -120.565 | 0 | 1472.769 | 2295.951 | -0.01715 | 0.008717 | -0.14848 | 0.77583 | 27.5021 | -2.9819 | 2321.53 |  |  | 1354.603 | 1926.027 | 1100.925 | 1720.976 | 1390.817 | 9311.289 | 1325.168 | 1638.653 | 1407.528 | 1782.587 | Competitive | Competitive | 1 | FALSE | TRUE | 1 | Non-Competitive | 0.7345 | Non-Competitive
SLCSTH25 1830__H FROM_TO | SLCSTH25 | 1830__H | 596 | 1 | 1 | WACOWOOD1_8 | WACOATCO1_8 | FROM_TO | 73521.13 | 74140.31 | -101.366 | 0 | 2084.704 | 1472.701 | -0.00913 | 0.016741 | -0.71474 | 0.22375 | 140.8256 | 20.1846 | 0 |  |  | 1634.854 | 1543.557 | 1570.908 | 1185.899 | 9311.357 | 1564.695 | 1561.713 | 1461.429 | 1700.967 | 1583.678 | Competitive | Competitive | 1 | FALSE | TRUE | 1 | Non-Competitive | 0.7265 | Non-Competitive
SLCSTH25 1830__H TO_FROM | SLCSTH25 | 1830__H | 596 | 1 | 1 | WACOWOOD1_8 | WACOATCO1_8 | TO_FROM | 73521.13 | 75800.76 | -90.0888 | 0 | 1489.693 | 2408.576 | -0.01674 | 0.009131 | -0.22375 | 0.71474 | 68.3338 | -93.7022 | 0 |  |  | 1320.385 | 1732.358 | 1043.332 | 1717.248 | 1357.299 | 9311.357 | 1280.073 | 1651.341 | 1376.76 | 1784.438 | Competitive | Competitive | 1 | FALSE | TRUE | 1 | Non-Competitive | 0.7265 | Non-Competitive
SLCSTH25 290__A FROM_TO | SLCSTH25 | 290__A | 1065 | 1 | 1 | LAKE_CRK2_5 | THOUSE__5 | FROM_TO | 73521.13 | 71839.82 | 220.2476 | 0 | 2265.681 | 1590.209 | -0.16628 | 0.40094 | -0.39613 | 0.54331 | 1511.064 | 988.8344 | 2647.03 | 1049.95 | 1866.173 | 10000 | 1774.419 | 1048.479 | 1853.078 | 10000 | 5345.316 | 3945.699 | 1837.289 | 3946.066 | 1838.37 | Competitive | Non-Competitive | 0 | TRUE | FALSE | 1 | Non-Competitive | 0.7575 | Non-Competitive
SLCSTH25 290__A TO_FROM | SLCSTH25 | 290__A | 1065 | 1 | 1 | LAKE_CRK2_5 | THOUSE__5 | TO_FROM | 73521.13 | 73762.57 | -1821.73 | 0 | 1590.209 | 2279.358 | -0.40094 | 0.16628 | -0.54331 | 0.39613 | 930.1342 | -990.847 | 0 | 1387.02 | 1141.992 | 1577.624 | 10000 | 1379.171 | 1140.711 | 5345.316 | 10000 | 1445.261 | 4110.733 | 1445.983 | 4110.897 | Competitive | Competitive | 1 | TRUE | FALSE | 1 | Non-Competitive | 0.7575 | Non-Competitive
SLCSTH25 300__A FROM_TO | SLCSTH25 | 300__A | 1065 | 1 | 1 | LAKE_CRK1_5 | TEMP_SS__5 | FROM_TO | 73521.13 | 68799.97 | -969.214 | 0 | 1797.273 | 1309.415 | -0.08478 | 0.25335 | -0.16021 | 0.31728 | 1609.528 | 110.1705 | 0 | 1529.473 | 1384.13 | 9686.713 | 1508.906 | 1456.269 | 1140.296 | 10000 | 1569.939 | 1981.943 | 1407.855 | 2012.365 | 1514.272 | Competitive | Competitive | 0 | TRUE | TRUE | 1 | Competitive | 0.711 | Competitive
SLCSTH25 300__A TO_FROM | SLCSTH25 | 300__A | 1065 | 1 | 1 | LAKE_CRK1_5 | TEMP_SS__5 | TO_FROM | 73521.13 | 73782.27 | -1024.42 | 0 | 1309.415 | 1691.044 | -0.25335 | 0.084783 | -0.31728 | 0.16021 | 640.1086 | -768.493 | 0 | 1197.443 | 1643.923 | 1292.418 | 9686.713 | 1009.863 | 1635.273 | 1360.577 | 10000 | 1235.073 | 2100.446 | 1318.467 | 2111.236 | Competitive | Competitive | 1 | TRUE | FALSE | 1 | Non-Competitive | 0.711 | Non-Competitive
SLCSTH25 315__A FROM_TO | SLCSTH25 | 315__A | 1065 | 1 | 1 | TEMP_PEC__5 | TEMP_SS__5 | FROM_TO | 73521.13 | 72924.54 | -1313.64 | 0 | 1591.543 | 1307.795 | -0.06761 | 0.13124 | -0.17348 | 0.68476 | 1122.76 | -221.849 | 0 | 1593.242 | 1082.536 | 1732.368 | 1100.275 | 1467.77 | 1058.001 | 4099.478 | 1475.621 | 1478.322 | 1199.732 | 1516.309 | 1204.547 | Competitive | Competitive | 0 | TRUE | TRUE | 1 | Competitive | 0.711 | Competitive
SLCSTH25 315__A TO_FROM | SLCSTH25 | 315__A | 1065 | 1 | 1 | TEMP_PEC__5 | TEMP_SS__5 | TO_FROM | 73521.13 | 73341.89 | -442.759 | 0 | 1347.837 | 1591.542 | -0.13124 | 0.067608 | -0.68476 | 0.17348 | 895.5988 | 576.3936 | 2647.03 | 964.801 | 1835.637 | 976.724 | 1845.885 | 945.064 | 1735.622 | 1261.434 | 4099.478 | 1063.502 | 1634.413 | 1067.298 | 1663.204 | Competitive | Competitive | 1 | TRUE | TRUE | 1 | Competitive | 0.711 | Non-Competitive
SLCSTH25 490__A FROM_TO | SLCSTH25 | 490__A | 1065 | 1 | 1 | THOUSE__5 | TEMP_PEC__5 | FROM_TO | 73521.13 | 71311.11 | -1128.74 | 0 | 1665.448 | 1287.9 | -0.07778 | 0.1258 | -0.21548 | 0.21658 | 1431.201 | 2.6822 | 0 | 1549.068 | 1205.501 | 1720.3 | 1353.878 | 1478.231 | 1087.099 | 2717.824 | 1558.803 | 1494.348 | 1277.272 | 1514.384 | 1375.198 | Competitive | Competitive | 0 | TRUE | TRUE | 1 | Competitive | 0.719 | Competitive
SLCSTH25 490__A TO_FROM | SLCSTH25 | 490__A | 1065 | 1 | 1 | THOUSE__5 | TEMP_PEC__5 | TO_FROM | 73521.13 | 73902.39 | -730.142 | 0 | 1309.787 | 1685.103 | -0.1258 | 0.077778 | -0.21658 | 0.21548 | 668.3314 | 358.2868 | 2647.03 | 1058.263 | 1765.666 | 1171.552 | 1834.253 | 967.728 | 1728.998 | 1350.166 | 2717.824 | 1127.847 | 1639.151 | 1204.836 | 1650.214 | Competitive | Competitive | 1 | TRUE | TRUE | 1 | Competitive | 0.719 | Non-Competitive
SLCSTHS5 1295__A FROM_TO | SLCSTHS5 | 1295__A | 492 | 4 | 4 | TEMP_SS__8 | TEMP_PEC__8 | FROM_TO | 73521.13 | 75005.07 | -185.529 | 0 | 1484.687 | 1798.013 | -0.01658 | 0.024085 | -0.27595 | 0.31957 | 63.0217 | 21.0745 | 2647.03 | 10000 |  | 1666.914 | 1761.709 | 1022.092 | 1782.889 | 3411.458 | 1763.647 | 1470.377 | 1706.705 | 1868.494 | 1696.382 | Competitive | Competitive | 1 | TRUE | TRUE | 1 | Competitive | 0.75 | Non-Competitive
SLCSTHS5 1295__A TO_FROM | SLCSTHS5 | 1295__A | 492 | 4 | 4 | TEMP_SS__8 | TEMP_PEC__8 | TO_FROM | 73521.13 | 74114.38 | -118.084 | 0 | 1798.013 | 1484.687 | -0.02408 | 0.01658 | -0.31957 | 0.27595 | 302.3316 | 23.0872 | 0 |  | 10000 | 1547.682 | 1815.379 | 1453.565 | 1151.68 | 1663.919 | 3411.458 | 1478.824 | 1649.178 | 1532.056 | 2011.4 | Competitive | Competitive | 1 | TRUE | FALSE | 1 | Non-Competitive | 0.75 | Non-Competitive
SLCSTHS5 1830__A FROM_TO | SLCSTHS5 | 1830__A | 83 | 4 | 4 | MCGREGPH1_8 | MCGREG_T_8 | FROM_TO | 73521.13 | 75640.66 | -20.2965 | 0 | 1903.81 | 1509.207 | -0.00066 | 0.000661 | -0.04409 | 0.92168 | -11.3596 | -13.4125 | 0 |  |  | 9005.395 | 1006.523 | 1700.763 | 964.496 | 9005.395 | 1552.48 | 5078.703 | 1054.053 | 8591.991 | 1071.607 | Competitive | Competitive | 1 | FALSE | FALSE | 1 | Non-Competitive | 0.984 | Non-Competitive
SLCSTHS5 1830__A TO_FROM | SLCSTHS5 | 1830__A | 83 | 4 | 4 | MCGREGPH1_8 | MCGREG_T_8 | TO_FROM | 73521.13 | 73589.22 | 12.2553 | 0 | 1509.207 | 1803.538 | -0.00066 | 0.000658 | -0.92168 | 0.044086 | 20.2423 | 10.4548 | 0 |  |  | 809.544 | 9005.395 | 777.462 | 1770.291 | 1303.732 | 9005.395 | 866.541 | 5137.542 | 881.79 | 8591.991 | Competitive | Competitive | 1 | FALSE | FALSE | 1 | Non-Competitive | 0.984 | Non-Competitive
SLCSTHS5 1830__B FROM_TO | SLCSTHS5 | 1830__B | 213 | 4 | 4 | SPGVALLYP_8 | MCGREG_T_8 | FROM_TO | 73521.13 | 73815.21 | -174.129 | 0 | 1919.623 | 1385.902 | -0.00995 | 0.01717 | -0.43774 | 0.50171 | 45.8561 | -35.283 | 0 |  |  | 5153.585 | 1494.433 | 1626.849 | 1099.15 | 9065.345 | 1558.808 | 1552.355 | 1339.329 | 6294.128 | 1546.852 | Competitive | Competitive | 1 | FALSE | FALSE | 1 | Non-Competitive | 0.7895 | Non-Competitive
SLCSTHS5 1830__B TO_FROM | SLCSTHS5 | 1830__B | 213 | 4 | 4 | SPGVALLYP_8 | MCGREG_T_8 | TO_FROM | 73521.13 | 73611.07 | -14.9586 | 0 | 1472.661 | 2084.285 | -0.01717 | 0.009953 | -0.50171 | 0.43774 | 158.9523 | -48.968 | 0 |  |  | 1279.288 | 5153.585 | 960.567 | 1740.64 | 1347.381 | 9065.345 | 1174.525 | 1637.126 | 1340.575 | 6294.128 | Competitive | Competitive | 1 | FALSE | FALSE | 1 | Non-Competitive | 0.7895 | Non-Competitive
SLCSTHS5 1830__C FROM_TO | SLCSTHS5 | 1830__C | 213 | 4 | 4 | MCGREG_T_8 | TEMPELMC__8 | FROM_TO | 73521.13 | 75454.12 | -194.427 | 0 | 2069.856 | 1654.006 | -0.01057 | 0.017831 | -0.07739 | 0.51817 | 23.2809 | -43.2633 | 0 |  |  | 5188.849 | 1407.252 | 1625.714 | 1087.446 | 9063.253 | 1558.942 | 1555.437 | 1322.135 | 6352.581 | 1501.567 | Competitive | Competitive | 1 | FALSE | FALSE | 1 | Non-Competitive | 0.844 | Non-Competitive
SLCSTHS5 1830__C TO_FROM | SLCSTHS5 | 1830__C | 213 | 4 | 4 | MCGREG_T_8 | TEMPELMC__8 | TO_FROM | 73521.13 | 73569.16 | -2.6042 | 0 | 1654.006 | 1907.382 | -0.01783 | 0.01057 | -0.51817 | 0.077387 | 184.4962 | -45.5244 | 0 |  |  | 1212.708 | 5188.849 | 944.802 | 1735.645 | 1347.013 | 9063.253 | 1158.127 | 1638.266 | 1304.107 | 6352.581 | Competitive | Competitive | 1 | FALSE | FALSE | 1 | Non-Competitive | 0.844 | Non-Competitive
SLCSTHS5 1830__E FROM_TO | SLCSTHS5 | 1830__E | 213 | 4 | 4 | COTTONBELT | SPGVALLYP_8 | FROM_TO | 73521.13 | 73763.97 | -166.402 | 0 | 1919.946 | 1472.673 | -0.00985 | 0.017275 | -0.49819 | 0.43818 | 58.5211 | -30.6737 | 0 |  |  | 5138.411 | 1495.52 | 1626.328 | 1106.709 | 9067.337 | 1559.502 | 1551.464 | 1351.74 | 6269.493 | 1548.819 | Competitive | Competitive | 1 | FALSE | FALSE | 1 | Non-Competitive | 0.7345 | Non-Competitive
SLCSTHS5 1830__E TO_FROM | SLCSTHS5 | 1830__E | 213 | 4 | 4 | COTTONBELT | SPGVALLYP_8 | TO_FROM | 73521.13 | 73641.77 | -22.696 | 0 | 1472.673 | 1919.946 | -0.01728 | 0.009848 | -0.43818 | 0.49819 | 144.4567 | -48.7894 | 0 |  |  | 1280.471 | 5138.411 | 968.852 | 1742.796 | 1348.148 | 9067.337 | 1185.424 | 1637.114 | 1342.781 | 6269.493 | Competitive | Competitive | 1 | FALSE | FALSE | 1 | Non-Competitive | 0.7345 | Non-Competitive
SLCSTHS5 1830__F FROM_TO | SLCSTHS5 | 1830__F | 213 | 4 | 4 | COTTONBELT | WACOATCO1_8 | FROM_TO | 73521.13 | 73738.68 | -33.2905 | 0 | 1386.117 | 2084.979 | -0.01742 | 0.009704 | -0.29949 | 0.56168 | 129.5628 | -55.3349 | 0 |  |  | 1282.166 | 4140.874 | 981.083 | 1746.55 | 1349.238 | 9070.012 | 1200.583 | 1637.559 | 1345.918 | 4531.482 | Competitive | Competitive | 1 | FALSE | FALSE | 1 | Non-Competitive | 0.7655 | Non-Competitive
SLCSTHS5 1830__F TO_FROM | SLCSTHS5 | 1830__F | 213 | 4 | 4 | COTTONBELT | WACOATCO1_8 | TO_FROM | 73521.13 | 73716.71 | -155.823 | 0 | 2084.979 | 1472.718 | -0.0097 | 0.017419 | -0.56168 | 0.29949 | 74.9754 | -23.4076 | 0 |  |  | 4140.874 | 1497.079 | 1624.614 | 1118.138 | 9070.012 | 1560.489 | 1550.557 | 1369.128 | 4531.482 | 1551.617 | Competitive | Competitive | 1 | FALSE | FALSE | 1 | Non-Competitive | 0.7655 | Non-Competitive
SLCSTHS5 1830__G FROM_TO | SLCSTHS5 | 1830__G | 596 | 4 | 4 | WACO_W1_8 | WACOWOOD1_8 | FROM_TO | 73521.13 | 74087.06 | -90.9025 | 0 | 1954.392 | 1489.807 | -0.00882 | 0.018301 | -0.76011 | 0.16545 | 165.425 | 19.1666 | 0 |  |  | 1671.168 | 1562.159 | 1587.765 | 1208.389 | 9085.209 | 1567.672 | 1546.407 | 1483.014 | 1584.317 | 1603.778 | Competitive | Competitive | 1 | FALSE | TRUE | 1 | Non-Competitive | 0.6875 | Non-Competitive
SLCSTHS5 1830__G TO_FROM | SLCSTHS5 | 1830__G | 596 | 4 | 4 | WACO_W1_8 | WACOWOOD1_8 | TO_FROM | 73521.13 | 76748.01 | -98.3033 | 0 | 1472.834 | 1954.392 | -0.0183 | 0.008822 | -0.16545 | 0.76011 | 44.7512 | 15.72 | 2238.93 |  |  | 1352.918 | 1773.364 | 1064.203 | 1752.734 | 1359.994 | 9085.209 | 1298.366 | 1646.631 | 1403.597 | 1669.728 | Competitive | Competitive | 1 | FALSE | TRUE | 1 | Non-Competitive | 0.6875 | Non-Competitive
SLCSTHS5 1830__H FROM_TO | SLCSTHS5 | 1830__H | 596 | 4 | 4 | WACOWOOD1_8 | WACOATCO1_8 | FROM_TO | 73521.13 | 74179.45 | -121.335 | 0 | 2085.467 | 1489.75 | -0.00924 | 0.017887 | -0.70004 | 0.23947 | 122.4723 | 4.6718 | 0 |  |  | 2901.434 | 1502.808 | 1605.61 | 1156.81 | 9078.333 | 1564.039 | 1548.495 | 1428.643 | 3340.331 | 1561.656 | Competitive | Competitive | 1 | FALSE | FALSE | 1 | Non-Competitive | 0.7425 | Non-Competitive
SLCSTHS5 1830__H TO_FROM | SLCSTHS5 | 1830__H | 596 | 4 | 4 | WACOWOOD1_8 | WACOATCO1_8 | TO_FROM | 73521.13 | 75575.94 | -67.827 | 0 | 1489.75 | 2085.467 | -0.01789 | 0.009236 | -0.23947 | 0.70004 | 88.12 | -76.8158 | 0 |  |  | 1288.375 | 2901.434 | 1018.438 | 1750.536 | 1356.077 | 9078.333 | 1251.895 | 1641.55 | 1357.173 | 3340.331 | Competitive | Competitive | 1 | FALSE | FALSE | 1 | Non-Competitive | 0.7425 | Non-Competitive
SLCSTHS5 280__A FROM_TO | SLCSTHS5 | 280__A | 1065 | 4 | 4 | LAKE_CRK1_5 | THOUSE_A_5 | FROM_TO | 73521.13 | 72599.73 | 88.0228 | 0 | 1241.166 | 1834.144 | -0.10208 | 0.28869 | -0.57119 | 0.43107 | 1316.093 | 852.6982 | 2647.03 | 932.834 | 1907.136 | 10000 | 1907.136 | 932.404 | 1892.47 | 10000 | 1769.401 | 2271.744 | 1868.551 | 2271.876 | 1876 | Competitive | Competitive | 0 | TRUE | TRUE | 1 | Competitive | 0.6955 | Competitive
SLCSTHS5 280__A TO_FROM | SLCSTHS5 | 280__A | 1065 | 4 | 4 | LAKE_CRK1_5 | THOUSE_A_5 | TO_FROM | 73521.13 | 73588.22 | -2163.7 | 0 | 1834.144 | 1279.702 | -0.28869 | 0.10208 | -0.43107 | 0.57119 | 1036.299 | -944.44 | 0 | 1465.333 | 1023.221 | 1508.512 | 10000 | 1460.821 | 1022.718 | 1581.28 | 10000 | 1543.115 | 2442.9 | 1547.803 | 2443.047 | Competitive | Competitive | 1 | TRUE | FALSE | 1 | Non-Competitive | 0.6955 | Non-Competitive
SLCSTHS5 300__A FROM_TO | SLCSTHS5 | 300__A | 1065 | 4 | 4 | LAKE_CRK1_5 | TEMP_SS__5 | FROM_TO | 73521.13 | 67363.68 | -817.026 | 0 | 1556.423 | 1227.486 | -0.09039 | 0.33423 | -0.17001 | 0.50262 | 1856.047 | 254.6331 | 0 | 1518.184 | 1407.247 | 10000 | 1518.484 | 1474.301 | 1204.618 | 10000 | 1574.867 | 2644.157 | 1484.489 | 2677.601 | 1540.988 | Competitive | Non-Competitive | 0 | TRUE | FALSE | 1 | Non-Competitive | 0.6875 | Non-Competitive
SLCSTHS5 300__A TO_FROM | SLCSTHS5 | 300__A | 1065 | 4 | 4 | LAKE_CRK1_5 | TEMP_SS__5 | TO_FROM | 73521.13 | 73795.99 | -1327.34 | 0 | 1125.497 | 1540.563 | -0.33423 | 0.090388 | -0.50262 | 0.17001 | 520.7085 | -975.028 | 0 | 1217.158 | 1623.003 | 1301.914 | 10000 | 1061.065 | 1623.844 | 1365.652 | 10000 | 1298.639 | 2761.494 | 1343.148 | 2781.962 | Competitive | Competitive | 1 | TRUE | FALSE | 1 | Non-Competitive | 0.6875 | Non-Competitive
SLCSTHS5 315__A FROM_TO | SLCSTHS5 | 315__A | 1065 | 4 | 4 | TEMP_PEC__5 | TEMP_SS__5 | FROM_TO | 73521.13 | 73685.15 | -1700.38 | 0 | 1806.423 | 1372.019 | -0.06926 | 0.19203 | -0.17314 | 0.70375 | 1028.279 | -400.544 | 0 | 1610.034 | 1068.965 | 2463.086 | 1091.111 | 1548.513 | 1042.039 | 10000 | 1207.624 | 1645.01 | 1101.968 | 1662.011 | 1112.078 | Competitive | Competitive | 1 | TRUE | TRUE | 1 | Competitive | 0.7345 | Non-Competitive
SLCSTHS5 315__A TO_FROM | SLCSTHS5 | 315__A | 1065 | 4 | 4 | TEMP_PEC__5 | TEMP_SS__5 | TO_FROM | 73521.13 | 72968.32 | -176.306 | 0 | 1372.019 | 1684.771 | -0.19203 | 0.069257 | -0.70375 | 0.17314 | 1138.502 | 802.9084 | 2647.03 | 956.07 | 1953.089 | 973.78 | 2547.382 | 933.975 | 1906.892 | 1057.483 | 10000 | 983.413 | 1891.144 | 991.621 | 1900.707 | Competitive | Competitive | 0 | TRUE | TRUE | 1 | Competitive | 0.7345 | Competitive
SLCSTHS5 490__A FROM_TO | SLCSTHS5 | 490__A | 1065 | 4 | 4 | THOUSE__5 | TEMP_PEC__5 | FROM_TO | 73521.13 | 71366.63 | -1511.68 | 0 | 1685.582 | 1309.351 | -0.07983 | 0.18279 | -0.19472 | 0.36563 | 1366.568 | -174.687 | 0 | 1603.166 | 1077.196 | 1645.974 | 1088.692 | 1547.358 | 1047.778 | 10000 | 1486.405 | 1662.576 | 1151.658 | 1676.89 | 1158.168 | Competitive | Competitive | 0 | TRUE | TRUE | 1 | Competitive | 0.711 | Competitive
SLCSTHS5 490__A TO_FROM | SLCSTHS5 | 490__A | 1065 | 4 | 4 | THOUSE__5 | TEMP_PEC__5 | TO_FROM | 73521.13 | 72910.74 | -477.082 | 0 | 1288.726 | 1685.582 | -0.18279 | 0.079834 | -0.36563 | 0.19471 | 910.4129 | 576.3455 | 2647.03 | 961.237 | 1924.726 | 969.07 | 1778.564 | 937.426 | 1883.569 | 1270.854 | 10000 | 1024.563 | 1893.042 | 1029.763 | 1900.733 | Competitive | Competitive | 1 | TRUE | TRUE | 1 | Competitive | 0.711 | Non-Competitive
SPAIMUR8 6011__A FROM_TO | SPAIMUR8 | 6011__A | 1065 | 3 | 3 | BOWMAN_5 | FISHRDSS1_5 | FROM_TO | 73521.13 | 74711.13 | -254.15 | 0 | 2328.126 | 696.584 | -0.1348 | 0.015942 | -0.70287 | 0.20494 | 227.244 | 44.0421 | 0 |  | 3312.556 | 2944.122 | 3695.052 | 1180.596 | 1701.266 | 3824.402 | 3695.052 | 1592.766 | 3215.946 | 3134.378 | 3622.818 | Competitive | Competitive | 1 | TRUE | FALSE | 1 | Non-Competitive | 0.7265 | Non-Competitive
SPAIMUR8 6011__A TO_FROM | SPAIMUR8 | 6011__A | 1065 | 3 | 3 | BOWMAN_5 | FISHRDSS1_5 | TO_FROM | 73521.13 | 77962.43 | -109.483 | 0 | 736.911 | 2328.126 | -0.01594 | 0.1348 | -0.20494 | 0.70287 | 163.5708 | -189.412 | 0 | 3809.834 |  | 4713.714 | 2944.122 | 1116.502 | 1237.358 | 4713.714 | 3824.402 | 3599.48 | 1642.472 | 4511.595 | 3134.378 | Competitive | Competitive | 1 | TRUE | FALSE | 1 | Non-Competitive | 0.7265 | Non-Competitive
SPAIMUR8 6012__A FROM_TO | SPAIMUR8 | 6012__A | 1065 | 3 | 3 | BOWMAN_5 | JACKSBRO_5 | FROM_TO | 73521.13 | 73737.35 | -301.995 | 0 | 781.343 | 1780.138 | -0.08537 | 0.33724 | -0.11652 | 0.42432 | 1028.122 | -501.583 | 0 | 805.353 | 4753.183 | 4491.379 | 5009.967 | 759.547 | 1430.739 | 4713.714 | 5009.967 | 1853.06 | 2295.133 | 1859.694 | 4958.768 | Competitive | Competitive | 1 | TRUE | FALSE | 1 | Non-Competitive | 0.75 | Non-Competitive
SPAIMUR8 6012__A TO_FROM | SPAIMUR8 | 6012__A | 1065 | 3 | 3 | BOWMAN_5 | JACKSBRO_5 | TO_FROM | 73521.13 | 74515.54 | -1141.96 | 0 | 2166.06 | 781.343 | -0.33724 | 0.08537 | -0.42432 | 0.11652 | 644.9523 | -77.1589 | 0 | 4753.183 | 1644.652 | 5009.967 | 3695.052 | 1377.082 | 1417.351 | 5009.967 | 3695.052 | 2236.154 | 2359.3 | 4958.768 | 2373.335 | Competitive | Competitive | 1 | TRUE | FALSE | 1 | Non-Competitive | 0.75 | Non-Competitive
SPAIMUR8 6024__A FROM_TO | SPAIMUR8 | 6024__A | 1065 | 3 | 3 | GRHAMSES1_5 | LONGCREK_5 | FROM_TO | 73521.13 | 75521.42 | -1309.17 | 0 | 2071.655 | 810.46 | -0.12937 | 0.084614 | -0.24278 | 0.084614 | 592.3558 | 61.0791 | 0 | 1996.152 | 3078.472 | 2969.703 | 3078.472 | 1912.178 | 1681.814 | 3393.752 | 3149.53 | 2324.639 | 2935.652 | 2366.777 | 3111.416 | Competitive | Competitive | 1 | TRUE | FALSE | 1 | Non-Competitive | 0.758 | Non-Competitive
SPAIMUR8 6024__A TO_FROM | SPAIMUR8 | 6024__A | 1065 | 3 | 3 | GRHAMSES1_5 | LONGCREK_5 | TO_FROM | 73521.13 | 68279 | -378.015 | 0 | 810.46 | 1973.827 | -0.08461 | 0.24278 | -0.08461 | 0.24278 | 1408.218 | 282.8711 | 0 | 803.101 | 2170.644 | 810.03 | 3276.975 | 707.57 | 2037.055 | 995.778 | 3393.752 | 775.018 | 2473.874 | 783.839 | 2547.27 | Competitive | Non-Competitive | 0 | TRUE | FALSE | 1 | Non-Competitive | 0.758 | Non-Competitive
SPAIMUR8 6028__A FROM_TO | SPAIMUR8 | 6028__A | 1065 | 3 | 3 | GRHAMSES1_5 | COKFIELD_5 | FROM_TO | 73521.13 | 74693.71 | -1354.91 | 0 | 1948.981 | 809.207 | -0.13004 | 0.085052 | -0.40505 | 0.085052 | 595.4242 | 61.3944 | 0 | 1960.119 | 3078.475 | 2969.702 | 3078.475 | 1912.181 | 1681.813 | 3393.749 | 3149.533 | 2324.637 | 2935.655 | 2339.589 | 3111.422 | Competitive | Competitive | 1 | TRUE | FALSE | 1 | Non-Competitive | 0.7265 | Non-Competitive
SPAIMUR8 6028__A TO_FROM | SPAIMUR8 | 6028__A | 1065 | 3 | 3 | GRHAMSES1_5 | COKFIELD_5 | TO_FROM | 73521.13 | 67603.8 | -379.974 | 0 | 809.207 | 1948.981 | -0.08505 | 0.40505 | -0.08505 | 0.40505 | 1454.463 | 284.3371 | 0 | 787.816 | 2126.622 | 1986.919 | 3276.97 | 700.702 | 2037.059 | 3404.955 | 3393.749 | 809.304 | 2473.873 | 816.929 | 2514.764 | Competitive | Non-Competitive | 0 | TRUE | FALSE | 1 | Non-Competitive | 0.7265 | Non-Competitive
SPAIMUR8 6029__A FROM_TO | SPAIMUR8 | 6029__A | 1065 | 3 | 3 | LONGCREK_5 | COKFIELD_5 | FROM_TO | 73521.13 | 72966.82 | -683.617 | 0 | 1126.624 | 2410.663 | -0.08505 | 0.24404 | -0.59495 | 0.24404 | 1385.918 | 284.3371 | 0 | 822.935 | 2126.622 | 830.173 | 3276.97 | 719.053 | 2037.059 | 1030.062 | 3393.749 | 796.707 | 2473.873 | 806.391 | 2514.764 | Non-Competitive | Non-Competitive | 0 | TRUE | FALSE | 1 | Non-Competitive | 0.7735 | Non-Competitive
SPAIMUR8 6029__A TO_FROM | SPAIMUR8 | 6029__A | 1065 | 3 | 3 | LONGCREK_5 | COKFIELD_5 | TO_FROM | 73521.13 | 75103.12 | -1354.46 | 0 | 2410.665 | 944.147 | -0.13004 | 0.59495 | -0.24404 | 0.59495 | 691.9852 | 61.3944 | 0 | 1639.058 | 3078.475 | 10000 | 3078.475 | 1632.165 | 1681.813 | 10000 | 3149.533 | 5754.814 | 2935.655 | 6215.842 | 3111.422 | Competitive | Competitive | 1 | TRUE | FALSE | 1 | Non-Competitive | 0.7735 | Non-Competitive
SPAIMUR8 6035__A FROM_TO | SPAIMUR8 | 6035__A | 1065 | 3 | 3 | TONKAWA_5 | GRHAMSES1_5 | FROM_TO | 73521.13 | 72635.26 | -319.259 | 0 | 893.629 | 1800.447 | -0.05585 | 0.16044 | -0.05585 | 0.16044 | 1102.396 | 176.9771 | 0 | 927.565 | 3287.023 | 953.376 | 3287.023 | 823.387 | 1901.293 | 1016.36 | 3379.982 | 1015.652 | 2317.26 | 1024.215 | 3494.461 | Competitive | Non-Competitive | 0 | TRUE | FALSE | 1 | Non-Competitive | 0.711 | Non-Competitive
SPAIMUR8 6035__A TO_FROM | SPAIMUR8 | 6035__A | 1065 | 3 | 3 | TONKAWA_5 | GRHAMSES1_5 | TO_FROM | 73521.13 | 77421.47 | -979.364 | 0 | 1686.789 | 893.63 | -0.11835 | 0.055848 | -0.16044 | 0.055848 | 458.531 | 41.9497 | 0 | 2968.757 | 3084.406 | 2968.757 | 3084.406 | 1780.962 | 1973.7 | 3379.982 | 3146.979 | 2162.511 | 3026.857 | 3260.087 | 3114.267 | Competitive | Competitive | 1 | TRUE | FALSE | 1 | Non-Competitive | 0.711 | Non-Competitive
SPAIMUR8 6380__D FROM_TO | SPAIMUR8 | 6380__D | 154 | 3 | 3 | MURRY_P8 | PAIP4B | FROM_TO | 73521.13 | 92690.8 | 0 | 0 | 0 | 0 | 0 | 0 | 0 | 0 | 0 | 0 | 0 | [10 empty] | 0 | 0 | Competitive | Competitive | 1 | FALSE | TRUE | 1 | Non-Competitive | 0.8205 | Non-Competitive
SPAIMUR8 6380__D TO_FROM | SPAIMUR8 | 6380__D | 154 | 3 | 3 | MURRY_P8 | PAIP4B | TO_FROM | 73521.13 | 92690.8 | 0 | 0 | 0 | 0 | 0 | 0 | 0 | 0 | 0 | 0 | 0 | [10 empty] | 0 | 0 | Competitive | Competitive | 1 | FALSE | TRUE | 1 | Non-Competitive | 0.8205 | Non-Competitive
SPAIMUR8 651__A FROM_TO | SPAIMUR8 | 651__A | 185 | 3 | 3 | COMANCHE_T8 | COMANCHE_8 | FROM_TO | 73521.13 | 73695.99 | 10.0935 | 0 | 783.721 | 0 | 0 | 0.000137 | -0.99986 | 0.000137 | 10.165 | 10.1677 | 0 |  |  | 783.721 |  | 783.721 |  | 783.721 |  | 783.721 |  | 783.721 | 0 | Competitive | Competitive | 1 | FALSE | TRUE | 1 | Non-Competitive | 0.7815 | Non-Competitive
SPAIMUR8 651__A TO_FROM | SPAIMUR8 | 651__A | 185 | 3 | 3 | COMANCHE_T8 | COMANCHE_8 | TO_FROM | 73521.13 | 92690.8 | -10.0935 | 0 | 783.721 | 0 | -0.00014 | 0 | -0.00014 | 0.99986 | -10.0936 | -9.2704 | 5931.83 |  |  |  | 913.719 |  | 913.719 |  | 913.719 |  | 913.719 | 0 | 913.719 | Competitive | Competitive | 1 | FALSE | TRUE | 1 | Non-Competitive | 0.7815 | Non-Competitive
SPAIMUR8 651__B FROM_TO | SPAIMUR8 | 651__B | 185 | 3 | 3 | COMCHESS1_8 | COMANCHE_T8 | FROM_TO | 73521.13 | 73417.49 | -3.8325 | 0 | 1033.316 | 1865.533 | -0.07241 | 0.017925 | -0.72856 | 0.18315 | 259.7466 | 52.1634 | 0 |  | 7392.494 | 808.288 | 7365.631 | 642.138 | 3734.803 | 850.412 | 10000 | 760.631 | 8519.701 | 857.558 | 8868.551 | Competitive | Non-Competitive | 0 | TRUE | FALSE | 1 | Non-Competitive | 0.781 | Non-Competitive
SPAIMUR8 651__B TO_FROM | SPAIMUR8 | 651__B | 185 | 3 | 3 | COMCHESS1_8 | COMANCHE_T8 | TO_FROM | 73521.13 | 74280.21 | -263.473 | 0 | 1873.391 | 1046.027 | -0.01413 | 0.13101 | -0.18315 | 0.72856 | 46.6964 | -108.534 | 0 | 5350.66 |  | 7711.07 | 2404.01 | 3063.205 | 923.317 | 7711.07 | 2430.931 | 5684.959 | 1447.81 | 5726.731 | 2479.489 | Competitive | Competitive | 1 | TRUE | FALSE | 1 | Non-Competitive | 0.781 | Non-Competitive
SPAIMUR8 651__D FROM_TO | SPAIMUR8 | 651__D | 185 | 3 | 3 | DUBLIN1_8 | HASSE_P8 | FROM_TO | 73521.13 | 73804.52 | -192.616 | 0 | 1781.572 | 1258.641 | -0.01476 | 0.13183 | -0.31556 | 0.40842 | 93.7719 | -62.7625 | 0 | 5915.05 |  | 7680.901 | 2317.282 | 2407.039 | 896.741 | 7680.901 | 2322.113 | 5264.172 | 1123.244 | 5782.51 | 2356.208 | Competitive | Competitive | 1 | TRUE | FALSE | 1 | Non-Competitive | 0.711 | Non-Competitive
SPAIMUR8 651__D TO_FROM | SPAIMUR8 | 651__D | 185 | 3 | 3 | DUBLIN1_8 | HASSE_P8 | TO_FROM | 73521.13 | 73507.62 | -43.5114 | 0 | 1258.641 | 1703.884 | -0.07157 | 0.014757 | -0.40842 | 0.31556 | 189.6125 | 11.3036 | 0 |  | 7747.726 | 837.361 | 7238.319 | 648.355 | 2867.627 | 867.354 | 10000 | 718.567 | 7848.304 | 885.721 | 8819.369 | Competitive | Non-Competitive | 0 | TRUE | FALSE | 1 | Non-Competitive | 0.711 | Non-Competitive
SPAIMUR8 651__E FROM_TO | SPAIMUR8 | 651__E | 249 | 3 | 3 | DUBLIN1_8 | STPHNVIL_8 | FROM_TO | 73521.13 | 73942.2 | -60.0782 | 0 | 1040.023 | 1789.769 | -0.07179 | 0.014533 | -0.18127 | 0.59135 | 173.0348 | -5.2945 | 0 |  | 7742.034 | 838.038 | 7228.623 | 651.423 | 2755.138 | 883.946 | 10000 | 730.892 | 7735.788 | 889.124 | 8809.896 | Competitive | Competitive | 1 | TRUE | FALSE | 1 | Non-Competitive | 0.7345 | Non-Competitive
SPAIMUR8 651__E TO_FROM | SPAIMUR8 | 651__E | 249 | 3 | 3 | DUBLIN1_8 | STPHNVIL_8 | TO_FROM | 73521.13 | 73752.51 | -175.984 | 0 | 1711.353 | 1040.023 | -0.01453 | 0.13205 | -0.59135 | 0.18127 | 110.2852 | -46.2158 | 0 | 5913.521 |  | 7683.331 | 2317.456 | 2322.826 | 908.451 | 7683.331 | 2321.737 | 5206.496 | 1169.263 | 5782.36 | 2360.12 | Competitive | Competitive | 1 | TRUE | FALSE | 1 | Non-Competitive | 0.7345 | Non-Competitive
SSNGJE25 240__A FROM_TO | SSNGJE25 | 240__A | 1435 | 1 | 1 | JEWETT_S5 | SNGLTN_345 | FROM_TO | 73521.13 | 56284 | -349.412 | 0 | 2792.005 | 1523.488 | -0.18366 | 0.13362 | -0.18693 | 0.20366 | 3284.577 | 1580.268 | 0 | 1449.934 | 2131.21 | 1427.128 | 2287.757 | 1439.434 | 1980.641 | 1372.28 | 2391.322 | 1487.373 | 2202.507 | 1488.391 | 2224.508 | Non-Competitive | Non-Competitive | 0 | TRUE | FALSE | 0 | Non-Competitive | 0.711 | Non-Competitive
SSNGJE25 240__A TO_FROM | SSNGJE25 | 240__A | 1435 | 1 | 1 | JEWETT_S5 | SNGLTN_345 | TO_FROM | 73521.13 | 75419.61 | -1888.33 | 0 | 1503.359 | 2792.005 | -0.13362 | 0.18366 | -0.20366 | 0.18693 | 1037.116 | 1043.898 | 2683.03 | 1981.298 | 1870.245 | 2188.12 | 1841.675 | 1841.605 | 1853.784 | 2391.322 | 1774.227 | 2114.369 | 1845.194 | 2135.579 | 1846.669 | Competitive | Competitive | 1 | TRUE | TRUE | 1 | Competitive | 0.711 | Non-Competitive
SSNGJE25 424T424_1 FROM_TO | SSNGJE25 | 424T424_1 | 1621 | 1 | 1 | BROWN_5 | SARC7A | FROM_TO | 73521.13 | 77508.53 | -622.732 | 0 | 1502.594 | 733.725 | -0.09382 | 0.013191 | -0.29542 | 0.095424 | 457.7447 | 88.7495 | 0 |  | 2691.736 | 1024.848 | 2691.736 | 1002.928 | 2117.837 | 968.089 | 3055.129 | 968.185 | 2799.421 | 972.337 | 2911.713 | Competitive | Competitive | 1 | TRUE | FALSE | 1 | Non-Competitive | 1.43 | Non-Competitive
SSNGJE25 424T424_1 TO_FROM | SSNGJE25 | 424T424_1 | 1621 | 1 | 1 | BROWN_5 | SARC7A | TO_FROM | 73521.13 | 82293.94 | -489.632 | 0 | 733.725 | 1495.389 | -0.01319 | 0.15931 | -0.09542 | 0.29542 | 862.8684 | 191.8375 | 0 | 874.32 |  | 910.245 | 1120.048 | 818.746 | 1094.925 | 1122.55 | 1059.756 | 998.244 | 1048.691 | 1010.01 | 1053.177 | Competitive | Competitive | 1 | TRUE | TRUE | 1 | Competitive | 1.43 | Non-Competitive
SSNGJE25 KDLKG_75_A FROM_TO | SSNGJE25 | KDLKG_75_A | 1677 | 1 | 1 | KING____345A | KUYDAL755010 | FROM_TO | 73521.13 | 75585.82 | -1583.49 | 0 | 2385.297 | 2741.168 | -0.14972 | 0.14133 | -0.57359 | 0.14698 | 483.8989 | 512.8501 | 3569.23 | 2420.672 | 1816.99 | 2687.659 | 1931.522 | 2306.535 | 1732.525 | 2496.478 | 5002.473 | 2416.69 | 1771.778 | 2433.984 | 1787.385 | Competitive | Competitive | 1 | TRUE | TRUE | 1 | Competitive | 1.25 | Non-Competitive
SSNGJE25 KDLKG_75_A TO_FROM | SSNGJE25 | KDLKG_75_A | 1677 | 1 | 1 | KING____345A | KUYDAL755010 | TO_FROM | 73521.13 | 67118.91 | 122.9822 | 0 | 2741.168 | 2385.297 | -0.14133 | 0.14972 | -0.14698 | 0.57359 | 2244.994 | 832.0045 | 0 | 1430.619 | 2506.264 | 1843.653 | 2687.659 | 1374.207 | 2426.814 | 5002.473 | 2496.478 | 1460.682 | 2462.369 | 1471.948 | 2473.803 | Non-Competitive | Non-Competitive | 0 | TRUE | FALSE | 1 | Non-Competitive | 1.25 | Non-Competitive
SSNGJE25 KDLRNS75_A FROM_TO | SSNGJE25 | KDLRNS75_A | 1677 | 1 | 1 | ROANS___345C | KUYDAL755010 | FROM_TO | 73521.13 | 71610.52 | 180.8127 | 0 | 2652.84 | 2656.056 | -0.14054 | 0.15051 | -0.42562 | 0.15051 | 2302.885 | 889.7955 | 0 | 1430.646 | 2506.97 | 1764.348 | 2686.509 | 1366.456 | 2433.717 | 4992.073 | 2496.062 | 1456.567 | 2463.497 | 1469.225 | 2473.815 | Non-Competitive | Non-Competitive | 0 | TRUE | FALSE | 1 | Non-Competitive | 0.875 | Non-Competitive
SSNGJE25 KDLRNS75_A TO_FROM | SSNGJE25 | KDLRNS75_A | 1677 | 1 | 1 | ROANS___345C | KUYDAL755010 | TO_FROM | 73521.13 | 85450.75 | -1641.33 | 0 | 2656.056 | 2652.841 | -0.15051 | 0.14054 | -0.15051 | 0.42562 | 426.0194 | 457.8657 | 3569.23 | 2422.104 | 1818.159 | 2686.509 | 1865.039 | 2315.718 | 1721.811 | 2496.062 | 4992.073 | 2419.207 | 1768.59 | 2434.805 | 1786.128 | Competitive | Competitive | 1 | TRUE | TRUE | 1 | Competitive | 0.875 | Non-Competitive
SSNGJE25 KDLRTW74_A FROM_TO | SSNGJE25 | KDLRTW74_A | 2170 | 1 | 1 | KUYDAL745005 | RTHWOD__345A | FROM_TO | 73521.13 | 75119.65 | -65.1748 | 0 | 2851.839 | 3078.319 | -0.13391 | 0.057122 | -0.42203 | 0.5268 | 1504.73 | 422.7293 | 0 | 1453.057 | 2499.917 | 1453.057 | 2764.924 | 1344.374 | 2434.061 | 1406.615 | 2435.633 | 1437.112 | 2431.701 | 1465.694 | 2439.057 | Competitive | Competitive | 1 | TRUE | FALSE | 1 | Non-Competitive | 0.8515 | Non-Competitive
SSNGJE25 KDLRTW74_A TO_FROM | SSNGJE25 | KDLRTW74_A | 2170 | 1 | 1 | KUYDAL745005 | RTHWOD__345A | TO_FROM | 73521.13 | 76570.29 | -1024.86 | 0 | 3078.319 | 2556.745 | -0.05712 | 0.13391 | -0.5268 | 0.42203 | 590.63 | 669.2618 | 3569.23 | 2422.747 | 1863.1 | 2764.924 | 1863.1 | 2331.071 | 1696.552 | 2435.633 | 1788.579 | 2398.75 | 1776.264 | 2409.135 | 1817.753 | Competitive | Competitive | 1 | TRUE | TRUE | 1 | Competitive | 0.8515 | Non-Competitive
SSNGJE25 KDLTB_74_A FROM_TO | SSNGJE25 | KDLTB_74_A | 1677 | 1 | 1 | KUYDAL745005 | TOMBAL__345B | FROM_TO | 73521.13 | 76644.6 | -1103.78 | 0 | 3349.568 | 2852.807 | -0.05819 | 0.13285 | -0.38359 | 0.47214 | 512.2289 | 594.7821 | 3569.23 | 2424.592 | 1864.616 | 2687.926 | 1864.616 | 2344.28 | 1675.72 | 2435.254 | 1788.574 | 2401.808 | 1770.811 | 2410.112 | 1820.148 | Competitive | Competitive | 1 | TRUE | TRUE | 1 | Competitive | 0.7815 | Non-Competitive
SSNGJE25 KDLTB_74_A TO_FROM | SSNGJE25 | KDLTB_74_A | 1677 | 1 | 1 | KUYDAL745005 | TOMBAL__345B | TO_FROM | 73521.13 | 73602.41 | 13.16 | 0 | 2852.807 | 2938.178 | -0.13285 | 0.058187 | -0.47214 | 0.38359 | 1583.013 | 501.1938 | 0 | 1452.77 | 2500.382 | 1452.77 | 2687.926 | 1329.802 | 2442.79 | 1405.289 | 2435.254 | 1430.994 | 2432.835 | 1464.91 | 2438.774 | Competitive | Competitive | 1 | TRUE | FALSE | 1 | Non-Competitive | 0.7815 | Non-Competitive
SSNGJE25 KG_RTW74_A FROM_TO | SSNGJE25 | KG_RTW74_A | 1710 | 1 | 1 | KING____345A | RTHWOD__345A | FROM_TO | 73521.13 | 75375.88 | -792.095 | 0 | 2939.079 | 2553.089 | -0.04753 | 0.15373 | -0.46526 | 0.16375 | 846.6911 | 915.9915 | 3569.23 | 2433.187 | 1792.375 | 2529.845 | 1868.465 | 2314.185 | 1706.704 | 2446.014 | 1792.375 | 2389.151 | 1781.864 | 2404.15 | 1828.341 | Competitive | Competitive | 1 | TRUE | TRUE | 1 | Competitive | 0.703 | Non-Competitive
SSNGJE25 KG_RTW74_A TO_FROM | SSNGJE25 | KG_RTW74_A | 1710 | 1 | 1 | KING____345A | RTHWOD__345A | TO_FROM | 73521.13 | 77271.92 | -312.614 | 0 | 2553.089 | 2921.231 | -0.15373 | 0.047533 | -0.16375 | 0.46526 | 1192.325 | 119.5222 | 0 | 1396.426 | 2508.489 | 1456.895 | 2529.845 | 1351.291 | 2415.617 | 1438.069 | 2446.014 | 1441.471 | 2419.197 | 1473.345 | 2431.077 | Competitive | Competitive | 1 | TRUE | FALSE | 1 | Non-Competitive | 0.703 | Non-Competitive
SSNGJE25 RNSSNG75_A FROM_TO | SSNGJE25 | RNSSNG75_A | 2170 | 1 | 1 | ROANS___345C | SNGLTN_345 | FROM_TO | 73521.13 | 92690.8 | -2502.93 | 0 | 10000 | 3233.479 | -0.08799 | 0.84949 | -0.09306 | 0.84949 | 1274.319 | 1390.866 | 3569.23 | 2129.715 | 1909.148 | 10000 | 1909.148 | 2059.507 | 1801.659 | 10000 | 1836.632 | 6397.73 | 1848.182 | 6408.047 | 1869.682 | Competitive | Competitive | 1 | TRUE | FALSE | 1 | Non-Competitive | 0.727 | Non-Competitive
SSNGJE25 RNSSNG75_A TO_FROM | SSNGJE25 | RNSSNG75_A | 2170 | 1 | 1 | ROANS___345C | SNGLTN_345 | TO_FROM | 73521.13 | 73504.55 | -1031.02 | 0 | 0 | 10000 | -0.84949 | 0.087994 | -0.84949 | 0.093062 | 2105.963 | -276.978 | 0 | 1483.24 | 2183.244 | 1483.24 | 10000 | 1413.336 | 2135.077 | 1478.485 | 10000 | 1489.937 | 6422.451 | 1504.714 | 6429.695 | Non-Competitive | Competitive | 1 | TRUE | FALSE | 1 | Non-Competitive | 0.727 | Non-Competitive
SSNGJE25 SNGTB_74_A FROM_TO | SSNGJE25 | SNGTB_74_A | 1924 | 1 | 1 | SNGLTN_345 | TOMBAL__345B | FROM_TO | 73521.13 | 70634.46 | 452.7376 | 0 | 3233.479 | 2409.197 | -0.12298 | 0.10971 | -0.37169 | 0.11622 | 2749.096 | 1312.564 | 0 | 1443.917 | 2520.108 | 1395.879 | 2556.346 | 1398.011 | 2432.1 | 1445.526 | 3033.093 | 1445.985 | 2516.518 | 1454.545 | 2529.29 | Non-Competitive | Non-Competitive | 0 | TRUE | FALSE | 1 | Non-Competitive | 0.7345 | Non-Competitive
SSNGJE25 SNGTB_74_A TO_FROM | SSNGJE25 | SNGTB_74_A | 1924 | 1 | 1 | SNGLTN_345 | TOMBAL__345B | TO_FROM | 73521.13 | 92690.8 | -3156.47 | 0 | 2670.463 | 3233.479 | -0.10971 | 0.12298 | -0.11622 | 0.37169 | 161.3237 | 276.4377 | 3569.23 | 2428.147 | 1841.572 | 2462.384 | 1782.377 | 2302.182 | 1772.341 | 3033.093 | 1782.377 | 2460.004 | 1774.65 | 2480.462 | 1786.849 | Competitive | Competitive | 1 | TRUE | TRUE | 1 | Competitive | 0.7345 | Non-Competitive
SSNGJE25 SNGXGC75_1 FROM_TO | SSNGJE25 | SNGXGC75_1 | 1631 | 1 | 1 | GIBN_CREK_5 | SNGLTN_345 | FROM_TO | 73521.13 | 60125.91 | 215.5657 | 0 | 2613.158 | 1756.939 | -0.16758 | 0.29503 | -0.17087 | 0.29503 | 3037.677 | 1203.792 | 0 | 1439.509 | 2317.275 | 3060.268 | 2427.651 | 1416.813 | 2302.049 | 2989.492 | 2590.714 | 1369.9 | 2383.724 | 1372.446 | 2384.731 | Non-Competitive | Non-Competitive | 0 | TRUE | FALSE | 1 | Non-Competitive | 0.7185 | Non-Competitive
SSNGJE25 SNGXGC75_1 TO_FROM | SSNGJE25 | SNGXGC75_1 | 1631 | 1 | 1 | GIBN_CREK_5 | SNGLTN_345 | TO_FROM | 73521.13 | 77001.84 | -2031.05 | 0 | 1685.7 | 2897.776 | -0.29503 | 0.16758 | -0.29503 | 0.17087 | 709.5073 | 753.9914 | 3569.23 | 2178.451 | 1821.207 | 2325.133 | 3060.268 | 2160.986 | 1789.191 | 2590.714 | 2989.492 | 2306.56 | 1633.936 | 2307.929 | 1637.17 | Competitive | Competitive | 1 | TRUE | TRUE | 1 | Competitive | 0.7185 | Non-Competitive
SSNGJE25 SNGXGC99_1 FROM_TO | SSNGJE25 | SNGXGC99_1 | 1631 | 1 | 1 | GIBN_CREK_5 | SNGLTN_345 | FROM_TO | 73521.13 | 60125.91 | 215.5657 | 0 | 2613.158 | 1756.939 | -0.16758 | 0.29503 | -0.17087 | 0.29503 | 3037.677 | 1203.792 | 0 | 1439.509 | 2317.275 | 3060.268 | 2427.651 | 1416.813 | 2302.049 | 2989.492 | 2590.714 | 1369.9 | 2383.724 | 1372.446 | 2384.731 | Non-Competitive | Non-Competitive | 0 | TRUE | FALSE | 1 | Non-Competitive | 0.906 | Non-Competitive
SSNGJE25 SNGXGC99_1 TO_FROM | SSNGJE25 | SNGXGC99_1 | 1631 | 1 | 1 | GIBN_CREK_5 | SNGLTN_345 | TO_FROM | 73521.13 | 77001.84 | -2031.05 | 0 | 1685.7 | 2897.776 | -0.29503 | 0.16758 | -0.29503 | 0.17087 | 709.5073 | 753.9914 | 3569.23 | 2178.451 | 1821.207 | 2325.133 | 3060.268 | 2160.986 | 1789.191 | 2590.714 | 2989.492 | 2306.56 | 1633.936 | 2307.929 | 1637.17 | Competitive | Competitive | 1 | TRUE | TRUE | 1 | Competitive | 0.906 | Non-Competitive
SSNGJEW5 260_A_1 FROM_TO | SSNGJEW5 | 260_A_1 | 1435 | 1 | 1 | JEWETT_N5 | SNGLTN_345 | FROM_TO | 73521.13 | 56373.9 | -339.015 | 0 | 2522.216 | 1540.272 | -0.17879 | 0.13321 | -0.18196 | 0.18978 | 3220.205 | 1538.946 | 0 | 1491.021 | 2134.3 | 1466.965 | 2293.029 | 1481.205 | 1978.632 | 1389.967 | 2403.783 | 1546.094 | 2208.625 | 1546.978 | 2232.107 | Non-Competitive | Non-Competitive | 0 | TRUE | FALSE | 0 | Non-Competitive | 0.719 | Non-Competitive
SSNGJEW5 260_A_1 TO_FROM | SSNGJEW5 | 260_A_1 | 1435 | 1 | 1 | JEWETT_N5 | SNGLTN_345 | TO_FROM | 73521.13 | 75701.19 | -1815.31 | 0 | 1540.271 | 2522.216 | -0.13321 | 0.17879 | -0.18978 | 0.18196 | 1014.168 | 1029.034 | 2683.03 | 1983.249 | 1915.733 | 2192.888 | 1885.785 | 1838.722 | 1900.49 | 2403.783 | 1791.373 | 2119.35 | 1905.183 | 2142.024 | 1906.446 | Competitive | Competitive | 1 | TRUE | TRUE | 1 | Competitive | 0.719 | Non-Competitive
SSNGJEW5 424T424_1 FROM_TO | SSNGJEW5 | 424T424_1 | 1621 | 1 | 1 | BROWN_5 | SARC7A | FROM_TO | 73521.13 | 77508.12 | -622.751 | 0 | 1495.396 | 733.725 | -0.09382 | 0.013194 | -0.29542 | 0.095419 | 457.8657 | 88.8837 | 0 |  | 2691.734 | 1024.991 | 2691.734 | 1003.054 | 2117.915 | 968.01 | 3055.13 | 968.435 | 2799.403 | 972.582 | 2911.708 | Competitive | Competitive | 1 | TRUE | FALSE | 1 | Non-Competitive | 0.961 | Non-Competitive
SSNGJEW5 424T424_1 TO_FROM | SSNGJEW5 | 424T424_1 | 1621 | 1 | 1 | BROWN_5 | SARC7A | TO_FROM | 73521.13 | 82295.07 | -489.749 | 0 | 729.482 | 1495.396 | -0.01319 | 0.15931 | -0.09542 | 0.29542 | 862.7446 | 191.7548 | 0 | 874.319 |  | 910.243 | 1120.184 | 818.722 | 1095.033 | 1122.549 | 1059.651 | 998.23 | 1048.934 | 1009.998 | 1053.416 | Competitive | Competitive | 1 | TRUE | TRUE | 1 | Competitive | 0.961 | Non-Competitive
SSNGJEW5 KDLKG_75_A FROM_TO | SSNGJEW5 | KDLKG_75_A | 1677 | 1 | 1 | KING____345A | KUYDAL755010 | FROM_TO | 73521.13 | 75582.05 | -1575.44 | 0 | 2678.497 | 2739.867 | -0.15042 | 0.14079 | -0.5742 | 0.14643 | 484.0262 | 509.4235 | 3569.23 | 2420.348 | 1819.018 | 2686.688 | 1870.135 | 2306.863 | 1733.82 | 2496.264 | 4993.361 | 2416.183 | 1777.101 | 2433.306 | 1792.787 | Competitive | Competitive | 1 | TRUE | TRUE | 1 | Competitive | 0.703 | Non-Competitive
SSNGJEW5 KDLKG_75_A TO_FROM | SSNGJEW5 | KDLKG_75_A | 1677 | 1 | 1 | KING____345A | KUYDAL755010 | TO_FROM | 73521.13 | 67245.79 | 119.6559 | 0 | 2739.865 | 2678.497 | -0.14079 | 0.15042 | -0.14643 | 0.5742 | 2233.282 | 833.0473 | 0 | 1432.998 | 2505.741 | 1784.33 | 2686.688 | 1376.025 | 2426.819 | 4993.361 | 2496.264 | 1466.878 | 2461.585 | 1478.233 | 2472.904 | Non-Competitive | Non-Competitive | 0 | TRUE | FALSE | 1 | Non-Competitive | 0.703 | Non-Competitive
SSNGJEW5 KDLRNS75_A FROM_TO | SSNGJEW5 | KDLRNS75_A | 1677 | 1 | 1 | ROANS___345C | KUYDAL755010 | FROM_TO | 73521.13 | 71647.12 | 177.4863 | 0 | 2439.245 | 2763.866 | -0.14 | 0.15121 | -0.42502 | 0.15121 | 2291.172 | 890.9735 | 0 | 1432.987 | 2506.45 | 1844.839 | 2685.526 | 1368.123 | 2433.609 | 4983.098 | 2495.845 | 1462.554 | 2462.71 | 1475.326 | 2472.913 | Non-Competitive | Non-Competitive | 0 | TRUE | FALSE | 1 | Non-Competitive | 0.7185 | Non-Competitive
SSNGJEW5 KDLRNS75_A TO_FROM | SSNGJEW5 | KDLRNS75_A | 1677 | 1 | 1 | ROANS___345C | KUYDAL755010 | TO_FROM | 73521.13 | 85293.47 | -1633.28 | 0 | 2763.867 | 2652.312 | -0.15121 | 0.14 | -0.15121 | 0.42502 | 426.1468 | 454.439 | 3569.23 | 2421.789 | 1820.161 | 2685.526 | 1932.629 | 2315.964 | 1722.917 | 2495.845 | 4983.098 | 2418.7 | 1773.714 | 2434.129 | 1791.359 | Competitive | Competitive | 1 | TRUE | TRUE | 1 | Competitive | 0.7185 | Non-Competitive
SSNGJEW5 KDLRTW74_A FROM_TO | SSNGJEW5 | KDLRTW74_A | 2170 | 1 | 1 | KUYDAL745005 | RTHWOD__345A | FROM_TO | 73521.13 | 75137.86 | -67.2154 | 0 | 2556.53 | 3078.341 | -0.13358 | 0.057548 | -0.42168 | 0.52715 | 1497.503 | 417.2976 | 0 | 1455.26 | 2499.479 | 1455.26 | 2763.849 | 1345.67 | 2434.057 | 1446.67 | 2435.55 | 1440.557 | 2431.216 | 1469.478 | 2438.48 | Competitive | Competitive | 1 | TRUE | FALSE | 1 | Non-Competitive | 0.75 | Non-Competitive
SSNGJEW5 KDLRTW74_A TO_FROM | SSNGJEW5 | KDLRTW74_A | 2170 | 1 | 1 | KUYDAL745005 | RTHWOD__345A | TO_FROM | 73521.13 | 76566.88 | -1020.06 | 0 | 3399.901 | 2556.53 | -0.05755 | 0.13358 | -0.52715 | 0.42168 | 590.7115 | 667.1681 | 3569.23 | 2422.494 | 1865.081 | 2763.849 | 1865.081 | 2331.392 | 1697.325 | 2435.55 | 1790.247 | 2398.476 | 1778.77 | 2408.731 | 1820.659 | Competitive | Competitive | 1 | TRUE | TRUE | 1 | Competitive | 0.75 | Non-Competitive
SSNGJEW5 KDLTB_74_A FROM_TO | SSNGJEW5 | KDLTB_74_A | 1677 | 1 | 1 | KUYDAL745005 | TOMBAL__345B | FROM_TO | 73521.13 | 76639.72 | -1098.98 | 0 | 2938.174 | 2852.539 | -0.05861 | 0.13252 | -0.38395 | 0.47179 | 512.3104 | 592.6884 | 3569.23 | 2455.622 | 1866.547 | 2687.134 | 1866.547 | 2344.676 | 1676.374 | 2435.169 | 1790.194 | 2401.531 | 1773.18 | 2417.576 | 1823.006 | Competitive | Competitive | 1 | TRUE | TRUE | 1 | Competitive | 0.7265 | Non-Competitive
SSNGJEW5 KDLTB_74_A TO_FROM | SSNGJEW5 | KDLTB_74_A | 1677 | 1 | 1 | KUYDAL745005 | TOMBAL__345B | TO_FROM | 73521.13 | 73618.43 | 11.1194 | 0 | 2557.381 | 2938.174 | -0.13252 | 0.058613 | -0.47179 | 0.38395 | 1575.785 | 495.7621 | 0 | 1454.905 | 2532.742 | 1454.905 | 2687.134 | 1330.975 | 2442.832 | 1407.133 | 2435.169 | 1434.269 | 2432.347 | 1468.594 | 2446.203 | Competitive | Competitive | 1 | TRUE | FALSE | 1 | Non-Competitive | 0.7265 | Non-Competitive
SSNGJEW5 KG_RTW74_A FROM_TO | SSNGJEW5 | KG_RTW74_A | 1710 | 1 | 1 | KING____345A | RTHWOD__345A | FROM_TO | 73521.13 | 75373.75 | -788.036 | 0 | 2939.1 | 2552.669 | -0.04788 | 0.15346 | -0.46555 | 0.16347 | 846.7546 | 914.2523 | 3569.23 | 2432.816 | 1794.053 | 2529.666 | 1870.462 | 2314.45 | 1707.53 | 2445.979 | 1794.053 | 2389.075 | 1784.478 | 2403.899 | 1831.408 | Competitive | Competitive | 1 | TRUE | TRUE | 1 | Competitive | 0.7735 | Non-Competitive
SSNGJEW5 KG_RTW74_A TO_FROM | SSNGJEW5 | KG_RTW74_A | 1710 | 1 | 1 | KING____345A | RTHWOD__345A | TO_FROM | 73521.13 | 77311.22 | -314.298 | 0 | 2552.669 | 2921.253 | -0.15346 | 0.047885 | -0.16347 | 0.46555 | 1186.406 | 115.0249 | 0 | 1398.346 | 2507.952 | 1459.108 | 2529.666 | 1352.629 | 2415.622 | 1449.224 | 2445.979 | 1444.983 | 2418.954 | 1477.237 | 2430.687 | Competitive | Competitive | 1 | TRUE | FALSE | 1 | Non-Competitive | 0.7735 | Non-Competitive
SSNGJEW5 RNSSNG75_A FROM_TO | SSNGJEW5 | RNSSNG75_A | 2170 | 1 | 1 | ROANS___345C | SNGLTN_345 | FROM_TO | 73521.13 | 92690.8 | -2541.3 | 0 | 10000 | 0 | -0.08869 | 0.84879 | -0.09378 | 0.84879 | 1273.477 | 1387.439 | 3569.23 | 2131.897 | 1912.293 | 10000 | 1839.386 | 2062.05 | 1803.679 | 10000 | 1839.386 | 6419.977 | 1853.25 | 6430.149 | 1874.944 | Competitive | Competitive | 1 | TRUE | FALSE | 1 | Non-Competitive | 0.7655 | Non-Competitive
SSNGJEW5 RNSSNG75_A TO_FROM | SSNGJEW5 | RNSSNG75_A | 2170 | 1 | 1 | ROANS___345C | SNGLTN_345 | TO_FROM | 73521.13 | 73519.25 | -1025.88 | 0 | 3233.479 | 10000 | -0.84879 | 0.088688 | -0.84879 | 0.093776 | 2094.013 | -278.527 | 0 | 1486.301 | 2185.285 | 1428.673 | 10000 | 1415.596 | 2137.373 | 1481.243 | 10000 | 1495.397 | 6444.453 | 1510.34 | 6451.595 | Non-Competitive | Competitive | 1 | TRUE | FALSE | 1 | Non-Competitive | 0.7655 | Non-Competitive
SSNGJEW5 SNGTB_74_A FROM_TO | SSNGJEW5 | SNGTB_74_A | 1924 | 1 | 1 | SNGLTN_345 | TOMBAL__345B | FROM_TO | 73521.13 | 70674.95 | 448.4625 | 0 | 0 | 2670.252 | -0.12229 | 0.1106 | -0.37094 | 0.11713 | 2734.078 | 1313.543 | 0 | 1446.432 | 2524.235 | 1398.125 | 2555.751 | 1400.116 | 2432.404 | 1449.038 | 3031.621 | 1450.068 | 2515.595 | 1458.69 | 2529.28 | Non-Competitive | Non-Competitive | 0 | TRUE | FALSE | 1 | Non-Competitive | 0.7425 | Non-Competitive
SSNGJEW5 SNGTB_74_A TO_FROM | SSNGJEW5 | SNGTB_74_A | 1924 | 1 | 1 | SNGLTN_345 | TOMBAL__345B | TO_FROM | 73521.13 | 92690.8 | -3138.71 | 0 | 2408.722 | 3233.479 | -0.1106 | 0.12229 | -0.11713 | 0.37094 | 161.4927 | 272.0515 | 3569.23 | 2432.22 | 1843.768 | 2461.998 | 1784.283 | 2302.793 | 1774.01 | 3031.621 | 1745.733 | 2459.395 | 1777.529 | 2480.67 | 1789.782 | Competitive | Competitive | 1 | TRUE | TRUE | 1 | Competitive | 0.7425 | Non-Competitive
SSNGJEW5 SNGXGC75_1 FROM_TO | SSNGJEW5 | SNGXGC75_1 | 1631 | 1 | 1 | GIBN_CREK_5 | SNGLTN_345 | FROM_TO | 73521.13 | 60151.67 | 228.0597 | 0 | 2606.396 | 1686.739 | -0.16814 | 0.29336 | -0.17144 | 0.29336 | 3038.932 | 1205.808 | 0 | 1420.845 | 2317.786 | 2998.892 | 2427.703 | 1397.918 | 2303.527 | 2986.299 | 2590.692 | 1329.87 | 2384.026 | 1332.414 | 2384.986 | Non-Competitive | Non-Competitive | 0 | TRUE | FALSE | 1 | Non-Competitive | 0.7185 | Non-Competitive
SSNGJEW5 SNGXGC75_1 TO_FROM | SSNGJEW5 | SNGXGC75_1 | 1631 | 1 | 1 | GIBN_CREK_5 | SNGLTN_345 | TO_FROM | 73521.13 | 77089.84 | -2045.14 | 0 | 1686.739 | 2606.398 | -0.29336 | 0.16814 | -0.29336 | 0.17144 | 698.6654 | 752.4666 | 3569.23 | 2179.182 | 1801.008 | 2325.234 | 2998.892 | 2162.635 | 1768.437 | 2590.692 | 2986.299 | 2307.04 | 1592.416 | 2308.352 | 1595.68 | Competitive | Competitive | 1 | TRUE | TRUE | 1 | Competitive | 0.7185 | Non-Competitive
SSNGJEW5 SNGXGC99_1 FROM_TO | SSNGJEW5 | SNGXGC99_1 | 1631 | 1 | 1 | GIBN_CREK_5 | SNGLTN_345 | FROM_TO | 73521.13 | 60151.67 | 228.0597 | 0 | 2606.396 | 1686.739 | -0.16814 | 0.29336 | -0.17144 | 0.29336 | 3038.932 | 1205.808 | 0 | 1420.845 | 2317.786 | 2998.892 | 2427.703 | 1397.918 | 2303.527 | 2986.299 | 2590.692 | 1329.87 | 2384.026 | 1332.414 | 2384.986 | Non-Competitive | Non-Competitive | 0 | TRUE | FALSE | 1 | Non-Competitive | 0.789 | Non-Competitive
SSNGJEW5 SNGXGC99_1 TO_FROM | SSNGJEW5 | SNGXGC99_1 | 1631 | 1 | 1 | GIBN_CREK_5 | SNGLTN_345 | TO_FROM | 73521.13 | 77089.84 | -2045.14 | 0 | 1686.739 | 2606.398 | -0.29336 | 0.16814 | -0.29336 | 0.17144 | 698.6654 | 752.4666 | 3569.23 | 2179.182 | 1801.008 | 2325.234 | 2998.892 | 2162.635 | 1768.437 | 2590.692 | 2986.299 | 2307.04 | 1592.416 | 2308.352 | 1595.68 | Competitive | Competitive | 1 | TRUE | TRUE | 1 | Competitive | 0.789 | Non-Competitive
SSNGRNS5 240__A FROM_TO | SSNGRNS5 | 240__A | 1435 | 1 | 1 | JEWETT_S5 | SNGLTN_345 | FROM_TO | 73521.13 | 59991.38 | -240.505 | 0 | 3079.665 | 1599.441 | -0.11896 | 0.10081 | -0.15037 | 0.18126 | 2474.904 | 1228.25 | 0 | 1408.734 | 2175.96 | 1366.067 | 2295.102 | 1420.053 | 1998.313 | 1366.067 | 2319.722 | 1464.469 | 2274.705 | 1460.96 | 2303.663 | Non-Competitive | Non-Competitive | 0 | TRUE | FALSE | 1 | Non-Competitive | 0.7655 | Non-Competitive
SSNGRNS5 240__A TO_FROM | SSNGRNS5 | 240__A | 1435 | 1 | 1 | JEWETT_S5 | SNGLTN_345 | TO_FROM | 73521.13 | 78841.23 | -1424.7 | 0 | 1681.641 | 3079.665 | -0.10081 | 0.11896 | -0.18126 | 0.15037 | 752.7585 | 750.7187 | 2683.03 | 2022.245 | 1820.381 | 2193.769 | 1767.939 | 1855.352 | 1831.442 | 2216.737 | 1767.939 | 2179.236 | 1820.653 | 2207.668 | 1816.67 | Competitive | Competitive | 1 | TRUE | TRUE | 1 | Competitive | 0.7655 | Non-Competitive
SSNGRNS5 260_A_1 FROM_TO | SSNGRNS5 | 260_A_1 | 1435 | 1 | 1 | JEWETT_N5 | SNGLTN_345 | FROM_TO | 73521.13 | 60396.1 | -236.963 | 0 | 2766.763 | 1718.516 | -0.10725 | 0.099079 | -0.14118 | 0.16962 | 2356.36 | 1154.176 | 0 | 1484.968 | 2182.727 | 1484.968 | 2294.076 | 1500.014 | 1994.312 | 1501.944 | 2329.899 | 1575.155 | 2287.814 | 1570.44 | 2320.372 | Non-Competitive | Non-Competitive | 0 | TRUE | FALSE | 1 | Non-Competitive | 0.727 | Non-Competitive
SSNGRNS5 260_A_1 TO_FROM | SSNGRNS5 | 260_A_1 | 1435 | 1 | 1 | JEWETT_N5 | SNGLTN_345 | TO_FROM | 73521.13 | 79610.23 | -1305.98 | 0 | 1651.621 | 3070.778 | -0.09908 | 0.10725 | -0.16962 | 0.14118 | 713.5175 | 723.2092 | 2683.03 | 2026.815 | 1904.769 | 2192.519 | 1904.769 | 1849.69 | 1920.834 | 2225.93 | 1923.859 | 2189.932 | 1933.292 | 2221.951 | 1927.87 | Competitive | Competitive | 1 | TRUE | TRUE | 1 | Competitive | 0.727 | Non-Competitive
SSNGRNS5 424T424_1 FROM_TO | SSNGRNS5 | 424T424_1 | 1621 | 1 | 1 | BROWN_5 | SARC7A | FROM_TO | 73521.13 | 77508.5 | -625.558 | 0 | 1495.327 | 729.487 | -0.09372 | 0.013204 | -0.29533 | 0.095506 | 457.6543 | 89.6631 | 0 |  | 2692.173 | 1021.369 | 2692.173 | 997.412 | 2126.484 | 963.132 | 3055.08 | 961.724 | 2801.858 | 966.042 | 2912.263 | Competitive | Competitive | 1 | TRUE | FALSE | 1 | Non-Competitive | 0.75 | Non-Competitive
SSNGRNS5 424T424_1 TO_FROM | SSNGRNS5 | 424T424_1 | 1621 | 1 | 1 | BROWN_5 | SARC7A | TO_FROM | 73521.13 | 82304.89 | -514.516 | 0 | 729.486 | 1502.539 | -0.0132 | 0.15924 | -0.09551 | 0.29533 | 860.9558 | 189.3519 | 0 | 874.413 |  | 910.328 | 1116.062 | 818.703 | 1088.397 | 1122.623 | 1054.182 | 998.774 | 1041.288 | 1010.385 | 1046.024 | Competitive | Competitive | 1 | TRUE | TRUE | 1 | Competitive | 0.75 | Non-Competitive
SSNGRNS5 KDLKG_75_A FROM_TO | SSNGRNS5 | KDLKG_75_A | 1677 | 1 | 1 | KING____345A | KUYDAL755010 | FROM_TO | 73521.13 | 75140.29 | 57.8294 | 0 | 789.462 | 10000 | -0.99921 | 0.000786 | -0.99921 | 0.000786 | 58.0199 | 58.2106 | 0 |  | 10000 | 789.462 | 10000 | 789.462 | 10000 | 789.462 | 10000 | 789.462 | 10000 | 789.462 | 10000 | Competitive | Competitive | 1 | TRUE | FALSE | 1 | Non-Competitive | 0.75 | Non-Competitive
SSNGRNS5 KDLKG_75_A TO_FROM | SSNGRNS5 | KDLKG_75_A | 1677 | 1 | 1 | KING____345A | KUYDAL755010 | TO_FROM | 73521.13 | 92690.8 | -57.811 | 0 | 10000 | 0 | -0.00079 | 0.99921 | -0.00079 | 0.99921 | 875.1548 | 879.8726 | 5931.83 | 10000 |  | 10000 | 921.6 | 10000 | 921.6 | 10000 | 921.6 | 10000 | 921.6 | 10000 | 921.6 | Competitive | Competitive | 1 | TRUE | FALSE | 1 | Non-Competitive | 0.75 | Non-Competitive
SSNGRNS5 KDLRNS75_A FROM_TO | SSNGRNS5 | KDLRNS75_A | 1677 | 1 | 1 | ROANS___345C | KUYDAL755010 | FROM_TO | 73521.13 | 92690.8 | 0 | 0 | 10000 | 789.462 | 0 | 1 | 0 | 1 | 933 | 0 | 0 | 10000 |  | 10000 |  | 10000 |  | 10000 |  | 10000 |  | 10000 | 0 | Competitive | Competitive | 1 | TRUE | FALSE | 1 | Non-Competitive | 0.75 | Non-Competitive
SSNGRNS5 KDLRNS75_A TO_FROM | SSNGRNS5 | KDLRNS75_A | 1677 | 1 | 1 | ROANS___345C | KUYDAL755010 | TO_FROM | 73521.13 | 75198.13 | 0 | 0 | 789.462 | 10000 | -1 | 0 | -1 | 0 | 0 | 0 | 0 |  | 10000 |  | 10000 |  | 10000 |  | 10000 |  | 10000 | 0 | 10000 | Competitive | Competitive | 1 | TRUE | FALSE | 1 | Non-Competitive | 0.75 | Non-Competitive
SSNGRNS5 KDLRTW74_A FROM_TO | SSNGRNS5 | KDLRTW74_A | 2170 | 1 | 1 | KUYDAL745005 | RTHWOD__345A | FROM_TO | 73521.13 | 73623.39 | -222.101 | 0 | 2845.387 | 3071.499 | -0.18196 | 0.07757 | -0.44457 | 0.50605 | 2034.405 | 472.4447 | 0 | 1485.184 | 2240.457 | 1486.659 | 2439.154 | 1390.81 | 2178.893 | 1426.935 | 2094.087 | 1491.058 | 2072.039 | 1513.561 | 2079.057 | Competitive | Competitive | 1 | TRUE | FALSE | 1 | Non-Competitive | 0.758 | Non-Competitive
SSNGRNS5 KDLRTW74_A TO_FROM | SSNGRNS5 | KDLRTW74_A | 2170 | 1 | 1 | KUYDAL745005 | RTHWOD__345A | TO_FROM | 73521.13 | 75976.79 | -1378.56 | 0 | 3048.41 | 3131.557 | -0.07757 | 0.18196 | -0.50605 | 0.44457 | 915.8898 | 1055.361 | 3569.23 | 2173.72 | 1914.964 | 2439.154 | 1917.25 | 2088.102 | 1769.011 | 2094.087 | 1841.517 | 2044.322 | 1855.234 | 2054.211 | 1888.242 | Competitive | Competitive | 1 | TRUE | TRUE | 1 | Competitive | 0.758 | Non-Competitive
SSNGRNS5 KDLTB_74_A FROM_TO | SSNGRNS5 | KDLTB_74_A | 1677 | 1 | 1 | KUYDAL745005 | TOMBAL__345B | FROM_TO | 73521.13 | 75778.88 | -1456.99 | 0 | 2880.036 | 2846.037 | -0.07863 | 0.18089 | -0.3679 | 0.49289 | 837.1863 | 980.8817 | 3569.23 | 2173.542 | 1912.083 | 2418.773 | 1918.139 | 2094.837 | 1752.234 | 2093.344 | 1841.227 | 2044.495 | 1851.264 | 2053.03 | 1887.869 | Competitive | Competitive | 1 | TRUE | TRUE | 1 | Competitive | 0.758 | Non-Competitive
SSNGRNS5 KDLTB_74_A TO_FROM | SSNGRNS5 | KDLTB_74_A | 1677 | 1 | 1 | KUYDAL745005 | TOMBAL__345B | TO_FROM | 73521.13 | 72295.69 | -143.508 | 0 | 3132.349 | 2880.036 | -0.18089 | 0.078634 | -0.49289 | 0.3679 | 2112.848 | 550.873 | 0 | 1482.383 | 2239.394 | 1486.286 | 2418.773 | 1379.236 | 2182.851 | 1425.68 | 2093.344 | 1486.546 | 2071.022 | 1511.47 | 2077.115 | Non-Competitive | Non-Competitive | 0 | TRUE | FALSE | 1 | Non-Competitive | 0.758 | Non-Competitive
SSNGRNS5 KG_RTW74_A FROM_TO | SSNGRNS5 | KG_RTW74_A | 1710 | 1 | 1 | KING____345A | RTHWOD__345A | FROM_TO | 73521.13 | 74487.49 | -1153.77 | 0 | 3015.499 | 3036.71 | -0.06975 | 0.20718 | -0.44174 | 0.20718 | 1198.344 | 1323.754 | 3569.23 | 2145.196 | 1917.768 | 2171.015 | 1917.768 | 2059.349 | 1776.354 | 2086.582 | 1841.629 | 2007.629 | 1854.747 | 2017.015 | 1889.751 | Competitive | Competitive | 1 | TRUE | TRUE | 1 | Competitive | 0.711 | Non-Competitive
SSNGRNS5 KG_RTW74_A TO_FROM | SSNGRNS5 | KG_RTW74_A | 1710 | 1 | 1 | KING____345A | RTHWOD__345A | TO_FROM | 73521.13 | 72467.95 | -486.482 | 0 | 2913.358 | 3015.499 | -0.20718 | 0.069752 | -0.20718 | 0.44174 | 1776.176 | 162.7844 | 0 | 1487.574 | 2208.948 | 1487.574 | 2171.015 | 1396.009 | 2147.598 | 1432.414 | 2086.582 | 1491.734 | 2032.651 | 1515.557 | 2039.179 | Non-Competitive | Non-Competitive | 0 | TRUE | FALSE | 1 | Non-Competitive | 0.711 | Non-Competitive
SSNGRNS5 SNGTB_74_A FROM_TO | SSNGRNS5 | SNGTB_74_A | 1924 | 1 | 1 | SNGLTN_345 | TOMBAL__345B | FROM_TO | 73521.13 | 68544.1 | 287.9112 | 0 | 0 | 2459.838 | -0.17657 | 0.13254 | -0.39238 | 0.13904 | 3377.74 | 1421.57 | 0 | 1457.351 | 2261.512 | 1485.936 | 2329.455 | 1435.08 | 2226.049 | 1445.062 | 2577.856 | 1505.823 | 2215.249 | 1508.613 | 2218.708 | Non-Competitive | Non-Competitive | 0 | TRUE | FALSE | 1 | Non-Competitive | 0.7345 | Non-Competitive
SSNGRNS5 SNGTB_74_A TO_FROM | SSNGRNS5 | SNGTB_74_A | 1924 | 1 | 1 | SNGLTN_345 | TOMBAL__345B | TO_FROM | 73521.13 | 92690.8 | -3997.37 | 0 | 2243.257 | 3233.479 | -0.13254 | 0.17657 | -0.13904 | 0.39238 | 533.9862 | 752.359 | 3569.23 | 2153.544 | 1865.858 | 2249.084 | 1910.999 | 2113.899 | 1833.176 | 2577.856 | 1842.765 | 2170.126 | 1866.904 | 2174.358 | 1870.774 | Competitive | Competitive | 1 | TRUE | TRUE | 1 | Competitive | 0.7345 | Non-Competitive
SSNGRNS5 SNGXGC75_1 FROM_TO | SSNGRNS5 | SNGXGC75_1 | 1631 | 1 | 1 | GIBN_CREK_5 | SNGLTN_345 | FROM_TO | 73521.13 | 64757.35 | 251.6578 | 0 | 2132.935 | 2105.858 | -0.09153 | 0.31946 | -0.1374 | 0.31946 | 2246.735 | 878.623 | 0 | 1410.247 | 2457.55 | 3148.494 | 2489.084 | 1356.957 | 2380.659 | 2977.919 | 2489.084 | 1277.084 | 2534.168 | 1282.95 | 2549.742 | Non-Competitive | Non-Competitive | 0 | TRUE | FALSE | 1 | Non-Competitive | 0.797 | Non-Competitive
SSNGRNS5 SNGXGC75_1 TO_FROM | SSNGRNS5 | SNGXGC75_1 | 1631 | 1 | 1 | GIBN_CREK_5 | SNGLTN_345 | TO_FROM | 73521.13 | 77397.11 | -1582.28 | 0 | 2061.465 | 2446.95 | -0.31946 | 0.091526 | -0.31946 | 0.1374 | 514.1854 | 477.3254 | 3569.23 | 2353.883 | 1773.135 | 2383.402 | 3148.494 | 2239.829 | 1696.138 | 2383.402 | 2977.919 | 2453.277 | 1477.946 | 2477.284 | 1484.954 | Competitive | Competitive | 1 | TRUE | TRUE | 1 | Competitive | 0.797 | Non-Competitive
SSNGRNS5 SNGXGC99_1 FROM_TO | SSNGRNS5 | SNGXGC99_1 | 1631 | 1 | 1 | GIBN_CREK_5 | SNGLTN_345 | FROM_TO | 73521.13 | 64757.35 | 251.6578 | 0 | 2132.935 | 2105.858 | -0.09153 | 0.31946 | -0.1374 | 0.31946 | 2246.735 | 878.623 | 0 | 1410.247 | 2457.55 | 3148.494 | 2489.084 | 1356.957 | 2380.659 | 2977.919 | 2489.084 | 1277.084 | 2534.168 | 1282.95 | 2549.742 | Non-Competitive | Non-Competitive | 0 | TRUE | FALSE | 1 | Non-Competitive | 0.742 | Non-Competitive
SSNGRNS5 SNGXGC99_1 TO_FROM | SSNGRNS5 | SNGXGC99_1 | 1631 | 1 | 1 | GIBN_CREK_5 | SNGLTN_345 | TO_FROM | 73521.13 | 77397.11 | -1582.28 | 0 | 2061.465 | 2446.95 | -0.31946 | 0.091526 | -0.31946 | 0.1374 | 514.1854 | 477.3254 | 3569.23 | 2353.883 | 1773.135 | 2383.402 | 3148.494 | 2239.829 | 1696.138 | 2383.402 | 2977.919 | 2453.277 | 1477.946 | 2477.284 | 1484.954 | Competitive | Competitive | 1 | TRUE | TRUE | 1 | Competitive | 0.742 | Non-Competitive
SSPVTME8 1295__A FROM_TO | SSPVTME8 | 1295__A | 492 | 8 | 8 | TEMP_SS__8 | TEMP_PEC__8 | FROM_TO | 73521.13 | 75073.94 | -205.628 | 0 | 1467.764 | 1798.048 | -0.01997 | 0.023698 | -0.27623 | 0.31906 | 40.446 | 1.1609 | 2647.03 | 10000 |  | 1799.782 | 1732.124 | 1051.059 | 1757.657 | 3418.633 | 3016.978 | 1527.844 | 1654.175 | 2009.088 | 1641.055 | Competitive | Competitive | 1 | TRUE | TRUE | 1 | Competitive | 0.742 | Non-Competitive
SSPVTME8 1295__A TO_FROM | SSPVTME8 | 1295__A | 492 | 8 | 8 | TEMP_SS__8 | TEMP_PEC__8 | TO_FROM | 73521.13 | 74070.66 | -93.8849 | 0 | 1798.048 | 1467.764 | -0.0237 | 0.019974 | -0.31906 | 0.27623 | 315.5018 | 39.9742 | 0 |  | 10000 | 1618.227 | 1966.406 | 1436.677 | 1187.164 | 3016.978 | 3418.633 | 1440.216 | 1711.902 | 1543.601 | 2153.731 | Competitive | Competitive | 1 | TRUE | FALSE | 1 | Non-Competitive | 0.742 | Non-Competitive
SSPVTME8 1830__B FROM_TO | SSPVTME8 | 1830__B | 213 | 8 | 8 | SPGVALLYP_8 | MCGREG_T_8 | FROM_TO | 73521.13 | 92690.8 | 0 | 0 | 0 | 0 | 0 | 0 | 0 | 0 | 0 | 0 | 0 | [10 empty] | 0 | 0 | Competitive | Competitive | 1 | FALSE | TRUE | 1 | Non-Competitive | 0.8205 | Non-Competitive
SSPVTME8 1830__B TO_FROM | SSPVTME8 | 1830__B | 213 | 8 | 8 | SPGVALLYP_8 | MCGREG_T_8 | TO_FROM | 73521.13 | 92690.8 | 0 | 0 | 0 | 0 | 0 | 0 | 0 | 0 | 0 | 0 | 0 | [10 empty] | 0 | 0 | Competitive | Competitive | 1 | FALSE | TRUE | 1 | Non-Competitive | 0.8205 | Non-Competitive
SSPVTME8 1830__C FROM_TO | SSPVTME8 | 1830__C | 213 | 8 | 8 | MCGREG_T_8 | TEMPELMC__8 | FROM_TO | 73521.13 | 92690.8 | 0 | 0 | 0 | 0 | 0 | 0 | 0 | 0 | 0 | 0 | 0 | [10 empty] | 0 | 0 | Competitive | Competitive | 1 | FALSE | TRUE | 1 | Non-Competitive | 0.7735 | Non-Competitive
SSPVTME8 1830__C TO_FROM | SSPVTME8 | 1830__C | 213 | 8 | 8 | MCGREG_T_8 | TEMPELMC__8 | TO_FROM | 73521.13 | 92690.8 | 0 | 0 | 0 | 0 | 0 | 0 | 0 | 0 | 0 | 0 | 0 | [10 empty] | 0 | 0 | Competitive | Competitive | 1 | FALSE | TRUE | 1 | Non-Competitive | 0.7735 | Non-Competitive
SSPVTME8 1830__F FROM_TO | SSPVTME8 | 1830__F | 213 | 8 | 8 | COTTONBELT | WACOATCO1_8 | FROM_TO | 73521.13 | 92690.8 | 0 | 0 | 0 | 0 | 0 | 0 | 0 | 0 | 0 | 0 | 0 | [10 empty] | 0 | 0 | Competitive | Competitive | 1 | FALSE | TRUE | 1 | Non-Competitive | 0.789 | Non-Competitive
SSPVTME8 1830__F TO_FROM | SSPVTME8 | 1830__F | 213 | 8 | 8 | COTTONBELT | WACOATCO1_8 | TO_FROM | 73521.13 | 92690.8 | 0 | 0 | 0 | 0 | 0 | 0 | 0 | 0 | 0 | 0 | 0 | [10 empty] | 0 | 0 | Competitive | Competitive | 1 | FALSE | TRUE | 1 | Non-Competitive | 0.789 | Non-Competitive
SSPVTME8 1830__H FROM_TO | SSPVTME8 | 1830__H | 596 | 8 | 8 | WACOWOOD1_8 | WACOATCO1_8 | FROM_TO | 73521.13 | 92690.8 | 0 | 0 | 0 | 0 | 0 | 0 | 0 | 0 | 0 | 0 | 0 | [10 empty] | 0 | 0 | Competitive | Competitive | 1 | FALSE | TRUE | 1 | Non-Competitive | 0.844 | Non-Competitive
SSPVTME8 1830__H TO_FROM | SSPVTME8 | 1830__H | 596 | 8 | 8 | WACOWOOD1_8 | WACOATCO1_8 | TO_FROM | 73521.13 | 92690.8 | 0 | 0 | 0 | 0 | 0 | 0 | 0 | 0 | 0 | 0 | 0 | [10 empty] | 0 | 0 | Competitive | Competitive | 1 | FALSE | TRUE | 1 | Non-Competitive | 0.844 | Non-Competitive
SSPVTME8 280__A FROM_TO | SSPVTME8 | 280__A | 1065 | 8 | 8 | LAKE_CRK1_5 | THOUSE_A_5 | FROM_TO | 73521.13 | 73407.09 | -138.913 | 0 | 1354.039 | 1728.483 | -0.0894 | 0.16057 | -0.65384 | 0.19272 | 910.7975 | 555.5954 | 2647.03 | 864.88 | 1873.114 | 10000 | 1935.122 | 882.569 | 1923.459 | 10000 | 2000.361 | 1212.142 | 1894.111 | 1212.375 | 1879.655 | Competitive | Competitive | 1 | TRUE | TRUE | 1 | Competitive | 0.742 | Non-Competitive
SSPVTME8 280__A TO_FROM | SSPVTME8 | 280__A | 1065 | 8 | 8 | LAKE_CRK1_5 | THOUSE_A_5 | TO_FROM | 73521.13 | 73762.3 | -1569.32 | 0 | 1856.435 | 1437.246 | -0.16057 | 0.089401 | -0.19272 | 0.65384 | 1025.068 | -678.446 | 0 | 1480.115 | 952.735 | 1580.865 | 10000 | 1517.652 | 972.489 | 1860.929 | 10000 | 1606.752 | 1332.375 | 1595.06 | 1332.855 | Competitive | Competitive | 1 | TRUE | TRUE | 1 | Competitive | 0.742 | Non-Competitive
SSPVTME8 290__A FROM_TO | SSPVTME8 | 290__A | 1065 | 8 | 8 | LAKE_CRK2_5 | THOUSE__5 | FROM_TO | 73521.13 | 73811.58 | 130.0085 | 0 | 1946.321 | 1366.335 | -0.17871 | 0.30048 | -0.43551 | 0.41808 | 928.2898 | 629.9968 | 2683.03 | 1970.263 | 1843.124 | 10000 | 10000 | 1387.698 | 1795.27 | 10000 | 10000 | 6028.712 | 1884.544 | 6480.183 | 1968.73 | Competitive | Competitive | 1 | TRUE | FALSE | 1 | Non-Competitive | 0.703 | Non-Competitive
SSPVTME8 290__A TO_FROM | SSPVTME8 | 290__A | 1065 | 8 | 8 | LAKE_CRK2_5 | THOUSE__5 | TO_FROM | 73521.13 | 75017.62 | -1068.82 | 0 | 1366.335 | 1983.94 | -0.30048 | 0.17871 | -0.41809 | 0.43551 | 431.6808 | -618.366 | 0 | 1196.725 | 1970.263 | 10000 | 10000 | 1237.79 | 1474.205 | 10000 | 10000 | 1312.564 | 6100.025 | 1331.021 | 6480.183 | Competitive | Competitive | 1 | TRUE | FALSE | 1 | Non-Competitive | 0.703 | Non-Competitive
SSPVTME8 300__A FROM_TO | SSPVTME8 | 300__A | 1065 | 8 | 8 | LAKE_CRK1_5 | TEMP_SS__5 | FROM_TO | 73521.13 | 67723.11 | -1181.18 | 0 | 1716.81 | 1131.083 | -0.09473 | 0.23474 | -0.17307 | 0.28602 | 1784.771 | 64.1315 | 0 | 1520.891 | 1254.169 | 5085.177 | 1504.101 | 1461.414 | 1116.655 | 10000 | 1566.335 | 1632.535 | 1361.599 | 1650.968 | 1435.399 | Competitive | Competitive | 0 | TRUE | TRUE | 1 | Competitive | 0.719 | Competitive
SSPVTME8 300__A TO_FROM | SSPVTME8 | 300__A | 1065 | 8 | 8 | LAKE_CRK1_5 | TEMP_SS__5 | TO_FROM | 73521.13 | 73195.44 | -1053.96 | 0 | 1131.083 | 1716.808 | -0.23474 | 0.094734 | -0.28601 | 0.17307 | 742.6575 | 328.144 | 2482.03 | 1097.325 | 1676.819 | 1287.598 | 5085.177 | 991.07 | 1663.699 | 1357.123 | 10000 | 1197.032 | 1749.998 | 1255.018 | 1757.423 | Competitive | Competitive | 1 | TRUE | TRUE | 1 | Competitive | 0.719 | Non-Competitive
SSPVTME8 315__A FROM_TO | SSPVTME8 | 315__A | 1065 | 8 | 8 | TEMP_PEC__5 | TEMP_SS__5 | FROM_TO | 73521.13 | 72928.37 | -1273.21 | 0 | 1704.715 | 1347.806 | -0.06616 | 0.13044 | -0.17187 | 0.68645 | 1119.683 | -200.992 | 0 | 1590.836 | 1101.187 | 1706.498 | 1100.874 | 1464.13 | 1058.747 | 4099.151 | 1476.097 | 1474.55 | 1202.701 | 1513.358 | 1217.273 | Competitive | Competitive | 0 | TRUE | TRUE | 1 | Competitive | 0.8205 | Competitive
SSPVTME8 315__A TO_FROM | SSPVTME8 | 315__A | 1065 | 8 | 8 | TEMP_PEC__5 | TEMP_SS__5 | TO_FROM | 73521.13 | 73395.11 | -455.304 | 0 | 1307.755 | 1590.806 | -0.13044 | 0.066156 | -0.68645 | 0.17187 | 864.9353 | 550.0446 | 2647.03 | 979.817 | 1833.546 | 977.209 | 1818.729 | 945.644 | 1732.545 | 1261.88 | 4099.151 | 1065.955 | 1630.827 | 1077.553 | 1660.229 | Competitive | Competitive | 1 | TRUE | TRUE | 1 | Competitive | 0.8205 | Non-Competitive
SSPVTME8 490__A FROM_TO | SSPVTME8 | 490__A | 1065 | 8 | 8 | THOUSE__5 | TEMP_PEC__5 | FROM_TO | 73521.13 | 71199.89 | -1143.05 | 0 | 1663.644 | 1287.92 | -0.07955 | 0.13148 | -0.2172 | 0.22064 | 1457.135 | 2.7407 | 0 | 1552.187 | 1208.026 | 1717.712 | 1372.359 | 1478.103 | 1090.236 | 2711.972 | 1559.126 | 1492.244 | 1284.5 | 1512.799 | 1379.837 | Competitive | Competitive | 0 | TRUE | TRUE | 1 | Competitive | 0.781 | Competitive
SSPVTME8 490__A TO_FROM | SSPVTME8 | 490__A | 1065 | 8 | 8 | THOUSE__5 | TEMP_PEC__5 | TO_FROM | 73521.13 | 73744.39 | -749.192 | 0 | 1287.92 | 1593.145 | -0.13148 | 0.079554 | -0.22064 | 0.2172 | 678.0583 | 361.965 | 2647.03 | 1060.322 | 1769.002 | 1185.872 | 1831.166 | 970.189 | 1724.26 | 1350.509 | 2711.972 | 1133.785 | 1633.342 | 1208.741 | 1646.287 | Competitive | Competitive | 1 | TRUE | TRUE | 1 | Competitive | 0.781 | Non-Competitive
STBSNG5 240__A FROM_TO | STBSNG5 | 240__A | 1435 | 1 | 1 | JEWETT_S5 | SNGLTN_345 | FROM_TO | 73521.13 | 60452.21 | -294.691 | 0 | 3079.868 | 1736.803 | -0.14845 | 0.09975 | -0.15192 | 0.18013 | 2440.641 | 1160.913 | 0 | 1407.594 | 2126.602 | 1366.255 | 2264.222 | 1418.743 | 1955.73 | 1366.255 | 2437.982 | 1463.891 | 2149.415 | 1460.48 | 2175.559 | Non-Competitive | Non-Competitive | 0 | TRUE | FALSE | 1 | Non-Competitive | 0.9215 | Non-Competitive
STBSNG5 240__A TO_FROM | STBSNG5 | 240__A | 1435 | 1 | 1 | JEWETT_S5 | SNGLTN_345 | TO_FROM | 73521.13 | 78581.91 | -1447.36 | 0 | 1736.804 | 2770.347 | -0.09975 | 0.14846 | -0.18013 | 0.15192 | 802.0916 | 798.4835 | 2683.03 | 1978.816 | 1818.856 | 2165.456 | 1768.065 | 1817.937 | 1829.737 | 2437.982 | 1768.065 | 2063.124 | 1819.783 | 2088.881 | 1815.917 | Competitive | Competitive | 1 | TRUE | TRUE | 1 | Competitive | 0.9215 | Non-Competitive
STBSNG5 260_A_1 FROM_TO | STBSNG5 | 260_A_1 | 1435 | 1 | 1 | JEWETT_N5 | SNGLTN_345 | FROM_TO | 73521.13 | 60868.77 | -287.794 | 0 | 2766.871 | 1764.531 | -0.13939 | 0.098086 | -0.14263 | 0.16855 | 2324.301 | 1091.199 | 0 | 1484.687 | 2133.443 | 1484.687 | 2274.379 | 1499.608 | 1952.113 | 1404.675 | 2455.197 | 1575.111 | 2162.501 | 1570.496 | 2191.941 | Non-Competitive | Non-Competitive | 0 | TRUE | FALSE | 1 | Non-Competitive | 0.914 | Non-Competitive
STBSNG5 260_A_1 TO_FROM | STBSNG5 | 260_A_1 | 1435 | 1 | 1 | JEWETT_N5 | SNGLTN_345 | TO_FROM | 73521.13 | 79352.03 | -1327.45 | 0 | 1738.485 | 3070.993 | -0.09809 | 0.13939 | -0.16855 | 0.14263 | 759.6464 | 767.8715 | 2683.03 | 1983.504 | 1904.201 | 2174.647 | 1904.201 | 1812.669 | 1920.148 | 2455.197 | 1801.268 | 2073.957 | 1932.843 | 2103.01 | 1927.538 | Competitive | Competitive | 1 | TRUE | TRUE | 1 | Competitive | 0.914 | Non-Competitive
STBSNG5 424T424_1 FROM_TO | STBSNG5 | 424T424_1 | 1621 | 1 | 1 | BROWN_5 | SARC7A | FROM_TO | 73521.13 | 77511.83 | -626.705 | 0 | 1495.343 | 729.487 | -0.09374 | 0.013195 | -0.29535 | 0.095489 | 456.6668 | 88.5305 | 0 |  | 2692.096 | 1024.355 | 2692.096 | 1000.568 | 2125.006 | 966.176 | 3055.086 | 966.69 | 2801.44 | 971.037 | 2912.166 | Competitive | Competitive | 1 | TRUE | FALSE | 1 | Non-Competitive | 0.758 | Non-Competitive
STBSNG5 424T424_1 TO_FROM | STBSNG5 | 424T424_1 | 1621 | 1 | 1 | BROWN_5 | SARC7A | TO_FROM | 73521.13 | 82293.13 | -513.67 | 0 | 729.487 | 1502.555 | -0.0132 | 0.15925 | -0.09549 | 0.29535 | 862.3199 | 190.722 | 0 | 874.397 |  | 910.313 | 1119.547 | 818.708 | 1092.099 | 1122.609 | 1057.725 | 998.68 | 1047.003 | 1010.317 | 1051.765 | Competitive | Competitive | 1 | TRUE | TRUE | 1 | Competitive | 0.758 | Non-Competitive
STBSNG5 KDLKG_75_A FROM_TO | STBSNG5 | KDLKG_75_A | 1677 | 1 | 1 | KING____345A | KUYDAL755010 | FROM_TO | 73521.13 | 75528.6 | -2172.68 | 0 | 1895.98 | 2766.218 | -0.17116 | 0.1793 | -0.5588 | 0.18564 | 546.4699 | 619.95 | 3569.23 | 2376.353 | 1811.869 | 2624.852 | 1768.852 | 2303.673 | 1755.972 | 2633.438 | 2483.997 | 2426.922 | 1759.443 | 2437.065 | 1768.756 | Competitive | Competitive | 1 | TRUE | TRUE | 1 | Competitive | 0.789 | Non-Competitive
STBSNG5 KDLKG_75_A TO_FROM | STBSNG5 | KDLKG_75_A | 1677 | 1 | 1 | KING____345A | KUYDAL755010 | TO_FROM | 73521.13 | 62609.03 | 251.3769 | 0 | 2766.217 | 1895.98 | -0.1793 | 0.17116 | -0.18564 | 0.5588 | 3099.404 | 1255.508 | 0 | 1426.222 | 2475.886 | 1401.127 | 2624.852 | 1388.888 | 2428.408 | 2483.997 | 2633.438 | 1443.205 | 2476.662 | 1449.822 | 2482.436 | Non-Competitive | Non-Competitive | 0 | TRUE | FALSE | 1 | Non-Competitive | 0.789 | Non-Competitive
STBSNG5 KDLRNS75_A FROM_TO | STBSNG5 | KDLRNS75_A | 1677 | 1 | 1 | ROANS___345C | KUYDAL755010 | FROM_TO | 73521.13 | 69311.18 | 309.2074 | 0 | 2799.383 | 2397.279 | -0.17851 | 0.17194 | -0.44041 | 0.17194 | 3157.295 | 1313.36 | 0 | 1425.909 | 2477.492 | 1400.662 | 2624.569 | 1383.362 | 2434.335 | 2484.148 | 2632.763 | 1441.572 | 2477.646 | 1448.887 | 2482.897 | Non-Competitive | Non-Competitive | 0 | TRUE | FALSE | 1 | Non-Competitive | 0.7265 | Non-Competitive
STBSNG5 KDLRNS75_A TO_FROM | STBSNG5 | KDLRNS75_A | 1677 | 1 | 1 | ROANS___345C | KUYDAL755010 | TO_FROM | 73521.13 | 84477.56 | -2230.51 | 0 | 2659.092 | 2799.383 | -0.17194 | 0.17852 | -0.17194 | 0.44041 | 488.6644 | 564.9656 | 3569.23 | 2391.667 | 1812.183 | 2624.569 | 1768.989 | 2311.19 | 1748.328 | 2632.763 | 2484.148 | 2428.984 | 1758.71 | 2440.611 | 1768.996 | Competitive | Competitive | 1 | TRUE | TRUE | 1 | Competitive | 0.7265 | Non-Competitive
STBSNG5 KDLRTW74_A FROM_TO | STBSNG5 | KDLRTW74_A | 2170 | 1 | 1 | KUYDAL745005 | RTHWOD__345A | FROM_TO | 73521.13 | 84285.83 | -551.05 | 0 | 1619.612 | 2432.246 | -0.05592 | 0.015442 | -0.23283 | 0.72785 | -269.905 | -449.072 | 0 |  | 2511.425 | 2963.194 | 2456.729 | 1381.578 | 1338.403 | 3485.027 | 3701.692 | 2310.24 | 1984.356 | 3051.97 | 2473.79 | Competitive | Competitive | 1 | TRUE | FALSE | 1 | Non-Competitive | 0.789 | Non-Competitive
STBSNG5 KDLRTW74_A TO_FROM | STBSNG5 | KDLRTW74_A | 2170 | 1 | 1 | KUYDAL745005 | RTHWOD__345A | TO_FROM | 73521.13 | 75584.46 | 181.6826 | 0 | 2432.246 | 1725.728 | -0.01544 | 0.055925 | -0.72785 | 0.23283 | 671.4196 | 244.3309 | 0 | 2511.425 |  | 2456.729 | 2963.194 | 1206.944 | 1518.618 | 3701.692 | 3485.027 | 1931.735 | 2381.491 | 2473.79 | 3051.97 | Competitive | Competitive | 1 | TRUE | FALSE | 1 | Non-Competitive | 0.789 | Non-Competitive
STBSNG5 KDLTB_74_A FROM_TO | STBSNG5 | KDLTB_74_A | 1677 | 1 | 1 | KUYDAL745005 | TOMBAL__345B | FROM_TO | 73521.13 | 75282.03 | 102.5358 | 0 | 2474.508 | 1466.417 | -0.01651 | 0.05486 | -0.6181 | 0.27108 | 593.0756 | 165.9493 | 0 | 2497.089 |  | 2457.205 | 2976.74 | 1276.893 | 1345.958 | 3687.454 | 2640.909 | 2048.383 | 1988.11 | 2480.865 | 2997.812 | Competitive | Competitive | 1 | TRUE | FALSE | 1 | Non-Competitive | 0.7265 | Non-Competitive
STBSNG5 KDLTB_74_A TO_FROM | STBSNG5 | KDLTB_74_A | 1677 | 1 | 1 | KUYDAL745005 | TOMBAL__345B | TO_FROM | 73521.13 | 80305.77 | -478.7 | 0 | 1517.801 | 2203.049 | -0.05486 | 0.016507 | -0.27108 | 0.6181 | -191.55 | -370.763 | 0 |  | 2497.089 | 2976.74 | 2457.205 | 1211.115 | 1396.548 | 2640.909 | 3687.454 | 1881.434 | 2084.891 | 2997.812 | 2480.865 | Competitive | Competitive | 1 | TRUE | FALSE | 1 | Non-Competitive | 0.7265 | Non-Competitive
STBSNG5 KG_RTW74_A FROM_TO | STBSNG5 | KG_RTW74_A | 1710 | 1 | 1 | KING____345A | RTHWOD__345A | FROM_TO | 73521.13 | 74629.26 | 369.3593 | 0 | 6475.456 | 1399.917 | -0.01815 | 0.079682 | -0.64459 | 0.08826 | 996.0662 | 439.1119 | 0 | 2298.564 |  | 2526.99 | 2818.645 | 1125.747 | 1925.94 | 3343.135 | 3698.254 | 1785.028 | 2834.33 | 2437.557 | 2990.919 | Competitive | Competitive | 1 | TRUE | FALSE | 1 | Non-Competitive | 0.758 | Non-Competitive
STBSNG5 KG_RTW74_A TO_FROM | STBSNG5 | KG_RTW74_A | 1710 | 1 | 1 | KING____345A | RTHWOD__345A | TO_FROM | 73521.13 | 92690.8 | -943.534 | 0 | 1399.917 | 6475.456 | -0.07968 | 0.018152 | -0.08826 | 0.64459 | -477.577 | -706.997 | 0 |  | 2298.564 | 2818.645 | 2526.99 | 1849.466 | 1268.968 | 3698.254 | 3343.135 | 2826.689 | 1864.107 | 2990.919 | 2437.557 | Competitive | Competitive | 1 | TRUE | FALSE | 1 | Non-Competitive | 0.758 | Non-Competitive
STBSNG5 RNSSNG75_A FROM_TO | STBSNG5 | RNSSNG75_A | 2170 | 1 | 1 | ROANS___345C | SNGLTN_345 | FROM_TO | 73521.13 | 90880.54 | -3357.32 | 0 | 10000 | 3473.784 | -0.11391 | 0.82806 | -0.11941 | 0.82806 | 1306.149 | 1497.966 | 3569.23 | 2016.162 | 1891.565 | 10000 | 1912.557 | 1961.981 | 1821.458 | 10000 | 1842.456 | 4855.327 | 1865.449 | 4864.992 | 1877.634 | Competitive | Competitive | 1 | TRUE | FALSE | 1 | Non-Competitive | 0.7265 | Non-Competitive
STBSNG5 RNSSNG75_A TO_FROM | STBSNG5 | RNSSNG75_A | 2170 | 1 | 1 | ROANS___345C | SNGLTN_345 | TO_FROM | 73521.13 | 72365.71 | -1336.52 | 0 | 3473.784 | 10000 | -0.82806 | 0.11391 | -0.82806 | 0.11941 | 2919.21 | -278.016 | 0 | 1472.549 | 2072.241 | 1486.15 | 10000 | 1426.781 | 2043.158 | 1443.89 | 10000 | 1503.173 | 4887.346 | 1511.529 | 4892.739 | Non-Competitive | Non-Competitive | 0 | TRUE | FALSE | 1 | Non-Competitive | 0.7265 | Non-Competitive
STBSNG5 SNGXGC75_1 FROM_TO | STBSNG5 | SNGXGC75_1 | 1631 | 1 | 1 | GIBN_CREK_5 | SNGLTN_345 | FROM_TO | 73521.13 | 65238.77 | 194.6234 | 0 | 2447.513 | 2094.388 | -0.13543 | 0.31794 | -0.139 | 0.31794 | 2209.125 | 782.297 | 0 | 1409.586 | 2389.223 | 3140.696 | 2417.636 | 1354.899 | 2315.393 | 2977.702 | 2869.235 | 1276.92 | 2358.658 | 1283.021 | 2372.392 | Non-Competitive | Non-Competitive | 0 | TRUE | FALSE | 1 | Non-Competitive | 0.7185 | Non-Competitive
STBSNG5 SNGXGC75_1 TO_FROM | STBSNG5 | SNGXGC75_1 | 1631 | 1 | 1 | GIBN_CREK_5 | SNGLTN_345 | TO_FROM | 73521.13 | 77249.4 | -1555.91 | 0 | 2174.588 | 2133.306 | -0.31794 | 0.13543 | -0.31794 | 0.139 | 565.6988 | 526.5178 | 3569.23 | 2290.595 | 1771.878 | 2317.231 | 3140.696 | 2181.477 | 1692.848 | 2869.235 | 2977.702 | 2287.84 | 1476.249 | 2308.933 | 1483.531 | Competitive | Competitive | 1 | TRUE | TRUE | 1 | Competitive | 0.7185 | Non-Competitive
STBSNG5 SNGXGC99_1 FROM_TO | STBSNG5 | SNGXGC99_1 | 1631 | 1 | 1 | GIBN_CREK_5 | SNGLTN_345 | FROM_TO | 73521.13 | 65238.77 | 194.6234 | 0 | 2447.513 | 2094.388 | -0.13543 | 0.31794 | -0.139 | 0.31794 | 2209.125 | 782.297 | 0 | 1409.586 | 2389.223 | 3140.696 | 2417.636 | 1354.899 | 2315.393 | 2977.702 | 2869.235 | 1276.92 | 2358.658 | 1283.021 | 2372.392 | Non-Competitive | Non-Competitive | 0 | TRUE | FALSE | 1 | Non-Competitive | 0.75 | Non-Competitive
STBSNG5 SNGXGC99_1 TO_FROM | STBSNG5 | SNGXGC99_1 | 1631 | 1 | 1 | GIBN_CREK_5 | SNGLTN_345 | TO_FROM | 73521.13 | 77249.4 | -1555.91 | 0 | 2174.588 | 2133.306 | -0.31794 | 0.13543 | -0.31794 | 0.139 | 565.6988 | 526.5178 | 3569.23 | 2290.595 | 1771.878 | 2317.231 | 3140.696 | 2181.477 | 1692.848 | 2869.235 | 2977.702 | 2287.84 | 1476.249 | 2308.933 | 1483.531 | Competitive | Competitive | 1 | TRUE | TRUE | 1 | Competitive | 0.75 | Non-Competitive
STKWGRS5 6011__A FROM_TO | STKWGRS5 | 6011__A | 1065 | 1 | 1 | BOWMAN_5 | FISHRDSS1_5 | FROM_TO | 73521.13 | 74699.4 | -280.83 | 0 | 2328.098 | 696.202 | -0.13434 | 0.016791 | -0.70218 | 0.20577 | 236.8759 | 38.7234 | 0 |  | 3315.126 | 2630.32 | 3695.052 | 1227.345 | 1619.723 | 3773.934 | 3695.052 | 1638.288 | 3099.092 | 2819.046 | 3623.95 | Competitive | Competitive | 1 | TRUE | FALSE | 1 | Non-Competitive | 0.781 | Non-Competitive
STKWGRS5 6011__A TO_FROM | STKWGRS5 | 6011__A | 1065 | 1 | 1 | BOWMAN_5 | FISHRDSS1_5 | TO_FROM | 73521.13 | 77812.92 | -115.693 | 0 | 669.969 | 2328.098 | -0.01679 | 0.13434 | -0.20577 | 0.70218 | 190.671 | -197.483 | 0 | 3710.694 |  | 4713.714 | 2630.32 | 1005.43 | 1283.89 | 4713.714 | 3773.934 | 3306.641 | 1688.801 | 4488.208 | 2819.046 | Competitive | Competitive | 1 | TRUE | FALSE | 1 | Non-Competitive | 0.781 | Non-Competitive
STKWGRS5 6012__A FROM_TO | STKWGRS5 | 6012__A | 1065 | 1 | 1 | BOWMAN_5 | JACKSBRO_5 | FROM_TO | 73521.13 | 73524.15 | -307.774 | 0 | 780.833 | 2165.794 | -0.08613 | 0.33683 | -0.11735 | 0.42359 | 1052.672 | -508.544 | 0 | 799.105 | 4750.787 | 4490.799 | 5009.804 | 752.84 | 1435.873 | 4713.714 | 5009.804 | 1784.387 | 2277.46 | 1790.753 | 4956.465 | Competitive | Competitive | 1 | TRUE | FALSE | 1 | Non-Competitive | 0.758 | Non-Competitive
STKWGRS5 6012__A TO_FROM | STKWGRS5 | 6012__A | 1065 | 1 | 1 | BOWMAN_5 | JACKSBRO_5 | TO_FROM | 73521.13 | 74498.24 | -1164.11 | 0 | 2165.794 | 780.833 | -0.33683 | 0.086126 | -0.42359 | 0.11735 | 653.1592 | -80.3322 | 0 | 4750.787 | 1645.247 | 5009.804 | 3695.052 | 1381.882 | 1410.961 | 5009.804 | 3695.052 | 2218.254 | 2318.285 | 4956.465 | 2332.201 | Competitive | Competitive | 1 | TRUE | FALSE | 1 | Non-Competitive | 0.758 | Non-Competitive
STKWGRS5 6024__A FROM_TO | STKWGRS5 | 6024__A | 1065 | 1 | 1 | GRHAMSES1_5 | LONGCREK_5 | FROM_TO | 73521.13 | 75101.72 | -1534.11 | 0 | 1925.773 | 799.264 | -0.15717 | 0.097725 | -0.25027 | 0.097725 | 685.0583 | 62.5136 | 0 | 2043.276 | 3078.826 | 2835.269 | 3078.826 | 1891.943 | 1715.322 | 3372.613 | 3148.378 | 2276.821 | 2949.838 | 2334.52 | 3110.727 | Competitive | Competitive | 1 | TRUE | FALSE | 1 | Non-Competitive | 0.797 | Non-Competitive
STKWGRS5 6024__A TO_FROM | STKWGRS5 | 6024__A | 1065 | 1 | 1 | GRHAMSES1_5 | LONGCREK_5 | TO_FROM | 73521.13 | 65717.95 | -441.529 | 0 | 799.265 | 1925.773 | -0.09772 | 0.25027 | -0.09772 | 0.25027 | 1662.097 | 367.1853 | 0 | 817.715 | 2183.836 | 824.768 | 3163.06 | 720.164 | 2014.663 | 849.781 | 3372.613 | 795.793 | 2418.078 | 804.686 | 2481.018 | Competitive | Non-Competitive | 0 | TRUE | FALSE | 1 | Non-Competitive | 0.797 | Non-Competitive
STKWGRS5 6028__A FROM_TO | STKWGRS5 | 6028__A | 1065 | 1 | 1 | GRHAMSES1_5 | COKFIELD_5 | FROM_TO | 73521.13 | 74461.36 | -1581.01 | 0 | 2086.806 | 819.233 | -0.15799 | 0.09823 | -0.40761 | 0.09823 | 688.6052 | 62.8359 | 0 | 2043.265 | 3078.828 | 2835.269 | 3078.828 | 1891.938 | 1715.317 | 3372.611 | 3148.38 | 2276.801 | 2949.841 | 2334.496 | 3110.73 | Competitive | Competitive | 1 | TRUE | FALSE | 1 | Non-Competitive | 0.789 | Non-Competitive
STKWGRS5 6028__A TO_FROM | STKWGRS5 | 6028__A | 1065 | 1 | 1 | GRHAMSES1_5 | COKFIELD_5 | TO_FROM | 73521.13 | 65232.68 | -443.812 | 0 | 819.233 | 1924.547 | -0.09823 | 0.40761 | -0.09823 | 0.40761 | 1709.657 | 369.0894 | 0 | 801.617 | 2183.826 | 839.942 | 3163.059 | 711.875 | 2014.659 | 3393.478 | 3372.611 | 789.036 | 2418.059 | 796.48 | 2480.995 | Competitive | Non-Competitive | 0 | TRUE | FALSE | 1 | Non-Competitive | 0.789 | Non-Competitive
STKWGRS5 6029__A FROM_TO | STKWGRS5 | 6029__A | 1065 | 1 | 1 | LONGCREK_5 | COKFIELD_5 | FROM_TO | 73521.13 | 72507.77 | -776.998 | 0 | 1117.994 | 2530.624 | -0.09823 | 0.25157 | -0.59239 | 0.25157 | 1636.6 | 369.0894 | 0 | 835.901 | 2183.826 | 843.231 | 3163.059 | 731.016 | 2014.659 | 870.427 | 3372.611 | 813.964 | 2418.059 | 823.516 | 2480.995 | Non-Competitive | Non-Competitive | 0 | TRUE | FALSE | 1 | Non-Competitive | 0.805 | Non-Competitive
STKWGRS5 6029__A TO_FROM | STKWGRS5 | 6029__A | 1065 | 1 | 1 | LONGCREK_5 | COKFIELD_5 | TO_FROM | 73521.13 | 74662.37 | -1598.48 | 0 | 2530.627 | 1246.422 | -0.15799 | 0.59239 | -0.25157 | 0.59239 | 784.7508 | 62.8359 | 0 | 1736.567 | 3078.828 | 10000 | 3078.828 | 1632.631 | 1715.317 | 10000 | 3148.38 | 5001.589 | 2949.841 | 5134.983 | 3110.73 | Competitive | Competitive | 1 | TRUE | FALSE | 1 | Non-Competitive | 0.805 | Non-Competitive
STKWGRS5 6380__A FROM_TO | STKWGRS5 | 6380__A | 185 | 1 | 1 | MURRY_P8 | GRHAMSES1_8 | FROM_TO | 73521.13 | 72863.4 | -116.641 | 0 | 1070.242 | 1790.556 | -0.0635 | 0.12308 | -0.0635 | 0.69686 | 216.3867 | 6.8041 | 0 | 1180.181 | 10000 | 2805.681 | 10000 | 882.246 | 1952.608 | 5657.459 | 10000 | 1332.314 | 5561.266 | 1567.689 | 10000 | Competitive | Non-Competitive | 0 | TRUE | FALSE | 1 | Non-Competitive | 0.9065 | Non-Competitive
STKWGRS5 6380__A TO_FROM | STKWGRS5 | 6380__A | 185 | 1 | 1 | MURRY_P8 | GRHAMSES1_8 | TO_FROM | 73521.13 | 73550.6 | -222.303 | 0 | 1923.353 | 1157.826 | -0.03139 | 0.063505 | -0.69686 | 0.063505 | 164.2549 | 59.4765 | 3825.63 | 7035.2 | 3205.656 | 7035.2 | 3205.656 | 1794.762 | 2362.396 | 10000 | 3205.656 | 4828.691 | 3267.476 | 8269.197 | 3335.443 | Competitive | Competitive | 1 | TRUE | FALSE | 1 | Non-Competitive | 0.9065 | Non-Competitive
STKWGRS5 6380__D FROM_TO | STKWGRS5 | 6380__D | 154 | 1 | 1 | MURRY_P8 | PAIP4B | FROM_TO | 73521.13 | 73481.8 | -224.88 | 0 | 1926.861 | 1205.77 | -0.03142 | 0.06347 | -0.20047 | 0.30311 | 161.6737 | 57.0355 | 3825.63 | 7036.336 | 3205.533 | 7036.336 | 3205.533 | 1810.383 | 2336.048 | 10000 | 3205.533 | 4855.981 | 3263.797 | 8270.878 | 3334.942 | Competitive | Non-Competitive | 0 | TRUE | FALSE | 1 | Non-Competitive | 0.8595 | Non-Competitive
STKWGRS5 6380__D TO_FROM | STKWGRS5 | 6380__D | 154 | 1 | 1 | MURRY_P8 | PAIP4B | TO_FROM | 73521.13 | 73276.23 | -114.057 | 0 | 1205.77 | 1926.861 | -0.06347 | 0.12312 | -0.30311 | 0.20047 | 219.0037 | 9.3802 | 0 | 1179.975 | 10000 | 2805.572 | 10000 | 879.595 | 1970.472 | 5657.563 | 10000 | 1330.735 | 5594.696 | 1566.464 | 10000 | Competitive | Non-Competitive | 0 | TRUE | FALSE | 1 | Non-Competitive | 0.8595 | Non-Competitive
STKWGRS5 651__A FROM_TO | STKWGRS5 | 651__A | 185 | 1 | 1 | COMANCHE_T8 | COMANCHE_8 | FROM_TO | 73521.13 | 73695.99 | 10.0935 | 0 | 783.721 | 0 | 0 | 0.000137 | -0.99986 | 0.000137 | 10.165 | 10.1677 | 0 |  |  | 783.721 |  | 783.721 |  | 783.721 |  | 783.721 |  | 783.721 | 0 | Competitive | Competitive | 1 | FALSE | TRUE | 1 | Non-Competitive | 0.8595 | Non-Competitive
STKWGRS5 651__A TO_FROM | STKWGRS5 | 651__A | 185 | 1 | 1 | COMANCHE_T8 | COMANCHE_8 | TO_FROM | 73521.13 | 92690.8 | -10.0935 | 0 | 783.721 | 0 | -0.00014 | 0 | -0.00014 | 0.99986 | -10.0936 | -9.2704 | 5931.83 |  |  |  | 913.719 |  | 913.719 |  | 913.719 |  | 913.719 | 0 | 913.719 | Competitive | Competitive | 1 | FALSE | TRUE | 1 | Non-Competitive | 0.8595 | Non-Competitive
STKWGRS5 651__B FROM_TO | STKWGRS5 | 651__B | 185 | 1 | 1 | COMCHESS1_8 | COMANCHE_T8 | FROM_TO | 73521.13 | 73403.67 | -6.1808 | 0 | 1032.955 | 1873.394 | -0.07243 | 0.018468 | -0.72841 | 0.18332 | 270.5596 | 49.4074 | 0 |  | 7843.573 | 812.879 | 7357.3 | 643.361 | 3626.529 | 855.865 | 10000 | 769.06 | 8482.019 | 861.004 | 8939.357 | Competitive | Non-Competitive | 0 | TRUE | FALSE | 1 | Non-Competitive | 0.9145 | Non-Competitive
STKWGRS5 651__B TO_FROM | STKWGRS5 | 651__B | 185 | 1 | 1 | COMCHESS1_8 | COMANCHE_T8 | TO_FROM | 73521.13 | 74263.58 | -272.776 | 0 | 1892.529 | 1032.955 | -0.01423 | 0.13095 | -0.18332 | 0.72841 | 46.586 | -108.194 | 0 | 6009.952 |  | 7712.462 | 2335.646 | 2983.379 | 931.191 | 7712.462 | 2455.867 | 5670.193 | 1522.421 | 5914.236 | 2495.309 | Competitive | Competitive | 1 | TRUE | FALSE | 1 | Non-Competitive | 0.9145 | Non-Competitive
STKWGRS5 651__D FROM_TO | STKWGRS5 | 651__D | 185 | 1 | 1 | DUBLIN1_8 | HASSE_P8 | FROM_TO | 73521.13 | 73794.51 | -202.53 | 0 | 1781.528 | 1008.696 | -0.01485 | 0.13177 | -0.31567 | 0.40837 | 96.7633 | -62.5457 | 0 | 5916.478 |  | 7682.047 | 2326.607 | 2367.906 | 892.297 | 7682.047 | 2338.971 | 5240.168 | 1142.126 | 5784.87 | 2333.453 | Competitive | Competitive | 1 | TRUE | FALSE | 1 | Non-Competitive | 0.8515 | Non-Competitive
STKWGRS5 651__D TO_FROM | STKWGRS5 | 651__D | 185 | 1 | 1 | DUBLIN1_8 | HASSE_P8 | TO_FROM | 73521.13 | 73485.24 | -45.8943 | 0 | 1008.696 | 1781.528 | -0.07159 | 0.014847 | -0.40837 | 0.31567 | 198.7471 | 9.0403 | 0 |  | 7743.226 | 837.632 | 7231.212 | 642.227 | 2814.847 | 846.499 | 10000 | 715.948 | 7795.699 | 873.153 | 8812.281 | Competitive | Non-Competitive | 0 | TRUE | FALSE | 1 | Non-Competitive | 0.8515 | Non-Competitive
STKWGRS5 651__E FROM_TO | STKWGRS5 | 651__E | 249 | 1 | 1 | DUBLIN1_8 | STPHNVIL_8 | FROM_TO | 73521.13 | 73892.05 | -62.444 | 0 | 889.778 | 1711.332 | -0.07181 | 0.014623 | -0.18126 | 0.59141 | 182.1693 | -7.5578 | 0 |  | 7737.572 | 838.128 | 7221.569 | 645.297 | 2707.687 | 846.975 | 10000 | 727.516 | 7681.095 | 875.351 | 8802.833 | Competitive | Competitive | 1 | TRUE | FALSE | 1 | Non-Competitive | 0.8205 | Non-Competitive
STKWGRS5 651__E TO_FROM | STKWGRS5 | 651__E | 249 | 1 | 1 | DUBLIN1_8 | STPHNVIL_8 | TO_FROM | 73521.13 | 73747.21 | -185.988 | 0 | 1711.332 | 889.778 | -0.01462 | 0.132 | -0.59141 | 0.18126 | 113.2765 | -45.999 | 0 | 5914.946 |  | 7684.473 | 2326.66 | 2287.536 | 903.978 | 7684.473 | 2338.625 | 5181.103 | 1189.156 | 5784.718 | 2334.353 | Competitive | Competitive | 1 | TRUE | FALSE | 1 | Non-Competitive | 0.8205 | Non-Competitive
STMPTHS5 1295__A FROM_TO | STMPTHS5 | 1295__A | 492 | 1 | 1 | TEMP_SS__8 | TEMP_PEC__8 | FROM_TO | 73521.13 | 75100.21 | -185.891 | 0 | 1484.606 | 1796.424 | -0.01744 | 0.022281 | -0.27679 | 0.31881 | 39.7145 | -0.73582 | 2647.03 | 10000 |  | 1864.538 | 1729.513 | 1075.669 | 1761.349 | 3438.438 | 4309.427 | 1628.156 | 1659.473 | 2144.452 | 1638.58 | Competitive | Competitive | 1 | TRUE | TRUE | 1 | Competitive | 0.844 | Non-Competitive
STMPTHS5 1295__A TO_FROM | STMPTHS5 | 1295__A | 492 | 1 | 1 | TEMP_SS__8 | TEMP_PEC__8 | TO_FROM | 73521.13 | 74179.6 | -73.0912 | 0 | 1717.855 | 1484.606 | -0.02228 | 0.017438 | -0.31881 | 0.27679 | 281.8018 | 37.9936 | 0 |  | 10000 | 1589.604 | 2038.62 | 1435.189 | 1216.727 | 4309.427 | 3438.438 | 1438.606 | 1818.445 | 1524.634 | 2293.699 | Competitive | Competitive | 1 | TRUE | FALSE | 1 | Non-Competitive | 0.844 | Non-Competitive
STMPTHS5 1830__A FROM_TO | STMPTHS5 | 1830__A | 83 | 1 | 1 | MCGREGPH1_8 | MCGREG_T_8 | FROM_TO | 73521.13 | 75505.18 | -22.4142 | 0 | 1902.582 | 1664.185 | -0.00082 | 0.000886 | -0.04472 | 0.92105 | -7.9766 | -11.7109 | 0 |  |  | 4325.67 | 1096.862 | 1609.08 | 1001.82 | 9308.519 | 1548.714 | 1933.75 | 1128.883 | 5907.762 | 1174.248 | Competitive | Competitive | 1 | FALSE | FALSE | 1 | Non-Competitive | 0.883 | Non-Competitive
STMPTHS5 1830__A TO_FROM | STMPTHS5 | 1830__A | 83 | 1 | 1 | MCGREGPH1_8 | MCGREG_T_8 | TO_FROM | 73521.13 | 73587.31 | 9.2926 | 0 | 1595.821 | 1616.167 | -0.00089 | 0.00082 | -0.92105 | 0.044718 | 21.9691 | 6.43 | 0 |  |  | 978.88 | 4325.67 | 837.656 | 1698.444 | 1312.35 | 9308.519 | 971.274 | 2012.692 | 1039.275 | 5907.762 | Competitive | Competitive | 1 | FALSE | FALSE | 1 | Non-Competitive | 0.883 | Non-Competitive
STMPTHS5 1830__B FROM_TO | STMPTHS5 | 1830__B | 213 | 1 | 1 | SPGVALLYP_8 | MCGREG_T_8 | FROM_TO | 73521.13 | 73619.22 | -205.622 | 0 | 1802.594 | 1386.019 | -0.01339 | 0.020747 | -0.4489 | 0.49005 | 145.7179 | -30.4621 | 0 | 9289.575 |  | 1807.321 | 1494.068 | 1568.762 | 1105.227 | 9289.575 | 1557.999 | 1533.098 | 1331.516 | 1666.269 | 1545.183 | Competitive | Competitive | 1 | TRUE | TRUE | 1 | Competitive | 0.875 | Non-Competitive
STMPTHS5 1830__B TO_FROM | STMPTHS5 | 1830__B | 213 | 1 | 1 | SPGVALLYP_8 | MCGREG_T_8 | TO_FROM | 73521.13 | 73550.49 | -67.528 | 0 | 1472.694 | 1890.77 | -0.02075 | 0.013393 | -0.49005 | 0.4489 | 160.9359 | 96.3804 | 250.13 |  | 9289.575 | 1279.101 | 1907.315 | 980.632 | 1726.249 | 1347.079 | 9289.575 | 1171.942 | 1628.789 | 1339.455 | 1747.327 | Competitive | Competitive | 1 | TRUE | TRUE | 1 | Competitive | 0.875 | Non-Competitive
STMPTHS5 1830__C FROM_TO | STMPTHS5 | 1830__C | 213 | 1 | 1 | MCGREG_T_8 | TEMPELMC__8 | FROM_TO | 73521.13 | 74141.55 | -227.956 | 0 | 1871.971 | 1489.732 | -0.01412 | 0.021634 | -0.0853 | 0.50638 | 140.0745 | -43.0927 | 0 | 9290.372 |  | 1803.391 | 1406.547 | 1576.052 | 1101.083 | 9290.372 | 1558.091 | 1537.218 | 1319.38 | 1666.355 | 1499.699 | Competitive | Competitive | 1 | TRUE | TRUE | 1 | Competitive | 0.797 | Non-Competitive
STMPTHS5 1830__C TO_FROM | STMPTHS5 | 1830__C | 213 | 1 | 1 | MCGREG_T_8 | TEMPELMC__8 | TO_FROM | 73521.13 | 73505.97 | -58.1993 | 0 | 1472.717 | 1785.714 | -0.02163 | 0.014123 | -0.50638 | 0.085302 | 180.7857 | 112.9254 | 250.13 |  | 9290.372 | 1212.387 | 1903.002 | 975.613 | 1725.104 | 1346.792 | 9290.372 | 1161.44 | 1629.988 | 1303.116 | 1746.969 | Competitive | Competitive | 1 | TRUE | TRUE | 1 | Competitive | 0.797 | Non-Competitive
STMPTHS5 1830__E FROM_TO | STMPTHS5 | 1830__E | 213 | 1 | 1 | COTTONBELT | SPGVALLYP_8 | FROM_TO | 73521.13 | 73592.31 | -197.847 | 0 | 1803.087 | 1472.711 | -0.01329 | 0.020852 | -0.50985 | 0.42599 | 153.471 | -24.2817 | 0 | 9289.673 |  | 1680.948 | 1494.864 | 1565.722 | 1108.6 | 9289.673 | 1558.504 | 1531.335 | 1340.418 | 1575.68 | 1546.61 | Competitive | Competitive | 1 | TRUE | TRUE | 1 | Competitive | 0.8205 | Non-Competitive
STMPTHS5 1830__E TO_FROM | STMPTHS5 | 1830__E | 213 | 1 | 1 | COTTONBELT | SPGVALLYP_8 | TO_FROM | 73521.13 | 73575 | -75.2654 | 0 | 1472.711 | 1803.087 | -0.02085 | 0.013288 | -0.42599 | 0.50985 | 153.2157 | 88.7044 | 415.13 |  | 9289.673 | 1279.971 | 1783.15 | 984.004 | 1726.821 | 1350.518 | 9289.673 | 1179.406 | 1628.378 | 1341.068 | 1659.254 | Competitive | Competitive | 1 | TRUE | TRUE | 1 | Competitive | 0.8205 | Non-Competitive
STMPTHS5 1830__F FROM_TO | STMPTHS5 | 1830__F | 213 | 1 | 1 | COTTONBELT | WACOATCO1_8 | FROM_TO | 73521.13 | 73638.33 | -85.8599 | 0 | 1472.778 | 1803.494 | -0.021 | 0.013144 | -0.28615 | 0.57386 | 136.7448 | 78.2269 | 1111.83 |  | 9289.806 | 1281.204 | 1785.429 | 988.968 | 1727.617 | 1351.294 | 9289.806 | 1189.868 | 1627.997 | 1343.34 | 1659.322 | Competitive | Competitive | 1 | TRUE | TRUE | 1 | Competitive | 0.828 | Non-Competitive
STMPTHS5 1830__F TO_FROM | STMPTHS5 | 1830__F | 213 | 1 | 1 | COTTONBELT | WACOATCO1_8 | TO_FROM | 73521.13 | 73563.56 | -187.202 | 0 | 1803.494 | 1386.325 | -0.01314 | 0.020996 | -0.57386 | 0.28615 | 173.3515 | -18.8635 | 0 | 9289.806 |  | 1682.965 | 1495.992 | 1561.619 | 1113.728 | 9289.806 | 1559.217 | 1529.032 | 1352.928 | 1575.419 | 1548.621 | Competitive | Competitive | 1 | TRUE | TRUE | 1 | Competitive | 0.828 | Non-Competitive
STMPTHS5 1830__G FROM_TO | STMPTHS5 | 1830__G | 596 | 1 | 1 | WACO_W1_8 | WACOWOOD1_8 | FROM_TO | 73521.13 | 73967.82 | -121.878 | 0 | 1789.725 | 1386.973 | -0.01226 | 0.021878 | -0.77395 | 0.15101 | 249.0107 | 37.828 | 0 | 9290.58 |  | 1737.505 | 1506.231 | 1532.339 | 1163.09 | 7020.525 | 1564.165 | 1516.509 | 1436.362 | 1604.138 | 1563.608 | Competitive | Competitive | 1 | TRUE | TRUE | 1 | Competitive | 0.891 | Non-Competitive
STMPTHS5 1830__G TO_FROM | STMPTHS5 | 1830__G | 596 | 1 | 1 | WACO_W1_8 | WACOWOOD1_8 | TO_FROM | 73521.13 | 76915.61 | -150.873 | 0 | 1472.962 | 1429.031 | -0.02188 | 0.012262 | -0.15101 | 0.77395 | 58.5952 | 15.3922 | 2482.03 |  | 9290.58 | 1291.545 | 1843.034 | 1028.059 | 1732.651 | 1356.679 | 7020.525 | 1259.837 | 1629.262 | 1359.867 | 1691.32 | Competitive | Competitive | 1 | TRUE | TRUE | 1 | Competitive | 0.891 | Non-Competitive
STMPTHS5 1830__H FROM_TO | STMPTHS5 | 1830__H | 596 | 1 | 1 | WACOWOOD1_8 | WACOATCO1_8 | FROM_TO | 73521.13 | 74049.18 | -152.5 | 0 | 1428.894 | 1489.806 | -0.01268 | 0.021465 | -0.71338 | 0.22564 | 218.545 | 7.2871 | 0 | 9290.225 |  | 1732.1 | 1500.005 | 1545.537 | 1135.442 | 9290.225 | 1561.712 | 1522.116 | 1396.058 | 1599.994 | 1555.654 | Competitive | Competitive | 1 | TRUE | TRUE | 1 | Competitive | 0.922 | Non-Competitive
STMPTHS5 1830__H TO_FROM | STMPTHS5 | 1830__H | 596 | 1 | 1 | WACOWOOD1_8 | WACOATCO1_8 | TO_FROM | 73521.13 | 75610.21 | -120.396 | 0 | 1472.833 | 1428.894 | -0.02146 | 0.012675 | -0.22564 | 0.71338 | 90.7463 | 44.7669 | 2405.53 |  | 9290.225 | 1285.578 | 1836.992 | 1006.021 | 1730.276 | 1354.012 | 9290.225 | 1225.933 | 1628.005 | 1351.289 | 1686.126 | Competitive | Competitive | 1 | TRUE | TRUE | 1 | Competitive | 0.922 | Non-Competitive
STMPTHS5 280__A FROM_TO | STMPTHS5 | 280__A | 1065 | 1 | 1 | LAKE_CRK1_5 | THOUSE_A_5 | FROM_TO | 73521.13 | 73370.13 | -153.941 | 0 | 1354.526 | 1717.192 | -0.09083 | 0.158 | -0.65641 | 0.19119 | 917.4687 | 558.3333 | 2647.03 | 864.263 | 1925.241 | 10000 | 1936.695 | 880.42 | 1925.241 | 10000 | 2001.407 | 1159.851 | 1895.166 | 1159.896 | 1895.166 | Competitive | Competitive | 1 | TRUE | TRUE | 1 | Competitive | 0.9295 | Non-Competitive
STMPTHS5 280__A TO_FROM | STMPTHS5 | 280__A | 1065 | 1 | 1 | LAKE_CRK1_5 | THOUSE_A_5 | TO_FROM | 73521.13 | 73557.59 | -1584.45 | 0 | 1728.436 | 1354.526 | -0.158 | 0.090835 | -0.19119 | 0.65641 | 1053.072 | -685.816 | 0 | 1525.119 | 952.404 | 1583.421 | 10000 | 1521.039 | 970.462 | 1861.869 | 10000 | 1609.968 | 1276.013 | 1611.26 | 1276.242 | Competitive | Competitive | 1 | TRUE | TRUE | 1 | Competitive | 0.9295 | Non-Competitive
STMPTHS5 290__A FROM_TO | STMPTHS5 | 290__A | 1065 | 1 | 1 | LAKE_CRK2_5 | THOUSE__5 | FROM_TO | 73521.13 | 72640.21 | 62.4048 | 0 | 1311.723 | 1857.791 | -0.26073 | 0.21363 | -0.58188 | 0.3158 | 1326.628 | 869.0415 | 2647.03 | 873.995 | 1856.906 | 10000 | 3896.229 | 904.767 | 1890.4 | 10000 | 10000 | 1338.87 | 1851.718 | 1339.512 | 1845.45 | Competitive | Competitive | 0 | TRUE | TRUE | 1 | Competitive | 1.2185 | Competitive
STMPTHS5 290__A TO_FROM | STMPTHS5 | 290__A | 1065 | 1 | 1 | LAKE_CRK2_5 | THOUSE__5 | TO_FROM | 73521.13 | 73794.82 | -2058.13 | 0 | 1857.791 | 1315.766 | -0.21363 | 0.26073 | -0.3158 | 0.58188 | 986.1462 | -984.593 | 0 | 1431.313 | 961.397 | 3731.979 | 10000 | 1458.519 | 995.612 | 10000 | 10000 | 1526.121 | 1464.668 | 1520.543 | 1465.965 | Competitive | Competitive | 1 | TRUE | TRUE | 1 | Competitive | 1.2185 | Non-Competitive
STMPTHS5 300__A FROM_TO | STMPTHS5 | 300__A | 1065 | 1 | 1 | LAKE_CRK1_5 | TEMP_SS__5 | FROM_TO | 73521.13 | 65606.21 | -1700.61 | 0 | 1562.137 | 1067.54 | -0.12979 | 0.29268 | -0.23458 | 0.36548 | 2433.282 | 78.4488 | 0 | 1476.302 | 1106.651 | 1409.325 | 1414.476 | 1461.597 | 1106.651 | 9596.261 | 1564.289 | 1546.084 | 1336.409 | 1548.948 | 1336.409 | Competitive | Competitive | 0 | TRUE | TRUE | 1 | Competitive | 0.7735 | Competitive
STMPTHS5 300__A TO_FROM | STMPTHS5 | 300__A | 1065 | 1 | 1 | LAKE_CRK1_5 | TEMP_SS__5 | TO_FROM | 73521.13 | 71597.91 | -1384.85 | 0 | 1067.54 | 1902.579 | -0.29268 | 0.12979 | -0.36548 | 0.23458 | 1018.586 | 491.5912 | 2482.03 | 983.091 | 1676.397 | 1219.155 | 1513.739 | 983.109 | 1677.499 | 1355.21 | 9596.261 | 1176.367 | 1667.823 | 1176.367 | 1668.083 | Competitive | Competitive | 1 | TRUE | TRUE | 1 | Competitive | 0.7735 | Non-Competitive
STMPTHS5 315__A FROM_TO | STMPTHS5 | 315__A | 1065 | 1 | 1 | TEMP_PEC__5 | TEMP_SS__5 | FROM_TO | 73521.13 | 92690.8 | -420.001 | 0 | 1355.27 | 0 | -0.01793 | 0.028292 | -0.06034 | 0.86954 | -84.875 | -175.203 | 0 | 10000 |  | 10000 | 1174.913 | 1184.961 | 1192.114 | 10000 | 6452.082 | 1277.301 | 1115.272 | 10000 | 1094.732 | Competitive | Competitive | 1 | TRUE | FALSE | 1 | Non-Competitive | 0.8515 | Non-Competitive
STMPTHS5 315__A TO_FROM | STMPTHS5 | 315__A | 1065 | 1 | 1 | TEMP_PEC__5 | TEMP_SS__5 | TO_FROM | 73521.13 | 74377.83 | 174.541 | 0 | 10000 | 1393.332 | -0.02829 | 0.017925 | -0.86954 | 0.060336 | 318.7605 | 218.6431 | 0 |  | 10000 | 1055.968 | 10000 | 1074.984 | 1609.889 | 6452.082 | 10000 | 1010.925 | 1669.96 | 991.1 | 10000 | Competitive | Competitive | 1 | TRUE | FALSE | 1 | Non-Competitive | 0.8515 | Non-Competitive
STMPTMP5 1295__A FROM_TO | STMPTMP5 | 1295__A | 492 | 1 | 1 | TEMP_SS__8 | TEMP_PEC__8 | FROM_TO | 73521.13 | 74044.73 | -293.292 | 0 | 1384.024 | 1707.052 | -0.04483 | 0.038054 | -0.32543 | 0.27324 | 238.4347 | 126.1404 | 2647.03 | 1855.481 | 1612.295 | 1324.736 | 1840.094 | 964.485 | 1730.83 | 1816.484 | 2743.75 | 1160.948 | 1631.416 | 1379.99 | 1685.74 | Competitive | Competitive | 1 | TRUE | TRUE | 1 | Competitive | 0.789 | Non-Competitive
STMPTMP5 1295__A TO_FROM | STMPTMP5 | 1295__A | 492 | 1 | 1 | TEMP_SS__8 | TEMP_PEC__8 | TO_FROM | 73521.13 | 73280.41 | -373.699 | 0 | 1707.052 | 1384.024 | -0.03805 | 0.044828 | -0.27324 | 0.32543 | 544.1511 | 19.1259 | 0 | 1518.158 | 2041.227 | 1725.411 | 1522.497 | 1440.669 | 1082.49 | 2743.75 | 1995.757 | 1453.693 | 1309.781 | 1590.091 | 1565.961 | Competitive | Competitive | 0 | TRUE | TRUE | 1 | Competitive | 0.789 | Competitive
STMPTMP5 1830__A FROM_TO | STMPTMP5 | 1830__A | 83 | 1 | 1 | MCGREGPH1_8 | MCGREG_T_8 | FROM_TO | 73521.13 | 75595.62 | -18.3781 | 0 | 1727.144 | 1669.977 | -0.00062 | 0.000452 | -0.04489 | 0.92087 | -10.6813 | -12.4848 | 0 |  |  | 9302.796 | 1018.52 | 2365.707 | 948.412 | 9302.796 | 1555.895 | 7771.433 | 1033.407 | 9297.029 | 1067.47 | Competitive | Competitive | 1 | FALSE | FALSE | 1 | Non-Competitive | 0.8435 | Non-Competitive
STMPTMP5 1830__A TO_FROM | STMPTMP5 | 1830__A | 83 | 1 | 1 | MCGREGPH1_8 | MCGREG_T_8 | TO_FROM | 73521.13 | 73591.2 | 11.4785 | 0 | 1669.977 | 1727.144 | -0.00045 | 0.000619 | -0.92087 | 0.044891 | 18.4761 | 10.1158 | 0 |  |  | 808.634 | 9302.796 | 758.786 | 2437.523 | 1284.416 | 9302.796 | 837.026 | 7795.57 | 863.801 | 9297.029 | Competitive | Competitive | 1 | FALSE | FALSE | 1 | Non-Competitive | 0.8435 | Non-Competitive
STMPTMP5 1830__B FROM_TO | STMPTMP5 | 1830__B | 213 | 1 | 1 | SPGVALLYP_8 | MCGREG_T_8 | FROM_TO | 73521.13 | 73772.8 | -152.553 | 0 | 2000.592 | 1385.852 | -0.0097 | 0.014694 | -0.45014 | 0.4883 | 72.9337 | -23.1093 | 0 |  |  | 1633.565 | 1493.744 | 1611.195 | 1113.105 | 9272.537 | 1557.445 | 1558.975 | 1359.561 | 1648.989 | 1546.723 | Competitive | Competitive | 1 | FALSE | TRUE | 1 | Non-Competitive | 0.8515 | Non-Competitive
STMPTMP5 1830__B TO_FROM | STMPTMP5 | 1830__B | 213 | 1 | 1 | SPGVALLYP_8 | MCGREG_T_8 | TO_FROM | 73521.13 | 73655.22 | -33.83 | 0 | 1385.852 | 1902.028 | -0.01469 | 0.009695 | -0.4883 | 0.45014 | 130.6843 | 68.5698 | 0 |  |  | 1279.502 | 1731.437 | 976.327 | 1729.479 | 1346.827 | 9272.537 | 1192.823 | 1642.811 | 1342.134 | 1731.508 | Competitive | Competitive | 1 | FALSE | TRUE | 1 | Non-Competitive | 0.8515 | Non-Competitive
STMPTMP5 1830__C FROM_TO | STMPTMP5 | 1830__C | 213 | 1 | 1 | MCGREG_T_8 | TEMPELMC__8 | FROM_TO | 73521.13 | 75104.29 | -170.922 | 0 | 1985.68 | 1581.146 | -0.01031 | 0.015145 | -0.08277 | 0.50497 | 51.4597 | -29.6017 | 0 |  |  | 1710.24 | 1493.228 | 1613.637 | 1099.121 | 9273.522 | 1557.45 | 1568.51 | 1342.022 | 1730.233 | 1545.184 | Competitive | Competitive | 1 | FALSE | TRUE | 1 | Non-Competitive | 0.828 | Non-Competitive
STMPTMP5 1830__C TO_FROM | STMPTMP5 | 1830__C | 213 | 1 | 1 | MCGREG_T_8 | TEMPELMC__8 | TO_FROM | 73521.13 | 73612.34 | -22.2542 | 0 | 1489.648 | 1888.579 | -0.01514 | 0.010314 | -0.50497 | 0.08277 | 157.2489 | 68.3838 | 0 |  |  | 1278.47 | 1815.845 | 958.925 | 1724.142 | 1346.328 | 9273.522 | 1176.284 | 1650.31 | 1339.583 | 1817.838 | Competitive | Competitive | 1 | FALSE | TRUE | 1 | Non-Competitive | 0.828 | Non-Competitive
STMPTMP5 1830__E FROM_TO | STMPTMP5 | 1830__E | 213 | 1 | 1 | COTTONBELT | SPGVALLYP_8 | FROM_TO | 73521.13 | 73726.45 | -144.827 | 0 | 2001.003 | 1472.609 | -0.00959 | 0.014799 | -0.51159 | 0.42372 | 86.8217 | -21.6827 | 0 |  |  | 1635.574 | 1494.926 | 1609.558 | 1121.996 | 9272.805 | 1558.182 | 1555.423 | 1372.733 | 1641.719 | 1548.9 | Competitive | Competitive | 1 | FALSE | TRUE | 1 | Non-Competitive | 0.8595 | Non-Competitive
STMPTMP5 1830__E TO_FROM | STMPTMP5 | 1830__E | 213 | 1 | 1 | COTTONBELT | SPGVALLYP_8 | TO_FROM | 73521.13 | 73693.95 | -41.5674 | 0 | 1385.894 | 2001.003 | -0.0148 | 0.00959 | -0.42372 | 0.51159 | 118.4715 | 68.0316 | 0 |  |  | 1280.794 | 1733.741 | 985.311 | 1732.789 | 1347.65 | 9272.805 | 1204.276 | 1640.255 | 1344.579 | 1724.382 | Competitive | Competitive | 1 | FALSE | TRUE | 1 | Non-Competitive | 0.8595 | Non-Competitive
STMPTMP5 1830__F FROM_TO | STMPTMP5 | 1830__F | 213 | 1 | 1 | COTTONBELT | WACOATCO1_8 | FROM_TO | 73521.13 | 73825.45 | -52.1619 | 0 | 1472.626 | 1902.705 | -0.01494 | 0.009447 | -0.28272 | 0.57614 | 104.8922 | 58.4324 | 0 |  |  | 1282.653 | 1719.404 | 996.248 | 1733.668 | 1351.779 | 9273.166 | 1220.227 | 1637.536 | 1348.067 | 1702.175 | Competitive | Competitive | 1 | FALSE | TRUE | 1 | Non-Competitive | 0.875 | Non-Competitive
STMPTMP5 1830__F TO_FROM | STMPTMP5 | 1830__F | 213 | 1 | 1 | COTTONBELT | WACOATCO1_8 | TO_FROM | 73521.13 | 73685.05 | -134.247 | 0 | 1902.705 | 1386.048 | -0.00945 | 0.014942 | -0.57614 | 0.28271 | 101.7318 | -11.0925 | 0 |  |  | 1622.422 | 1496.626 | 1603.419 | 1132.978 | 9273.166 | 1559.234 | 1551.101 | 1391.155 | 1620.333 | 1552.008 | Competitive | Competitive | 1 | FALSE | TRUE | 1 | Non-Competitive | 0.875 | Non-Competitive
STMPTMP5 1830__G FROM_TO | STMPTMP5 | 1830__G | 596 | 1 | 1 | WACO_W1_8 | WACOWOOD1_8 | FROM_TO | 73521.13 | 74053.3 | -69.327 | 0 | 1613.379 | 1472.679 | -0.00856 | 0.015824 | -0.77789 | 0.14644 | 181.2834 | 38.7159 | 0 |  |  | 1849.515 | 1561.726 | 1563.543 | 1247.095 | 9275.231 | 1604.75 | 1531.847 | 1508.667 | 1690.349 | 1604.789 | Competitive | Competitive | 1 | FALSE | TRUE | 1 | Non-Competitive | 0.844 | Non-Competitive
STMPTMP5 1830__G TO_FROM | STMPTMP5 | 1830__G | 596 | 1 | 1 | WACO_W1_8 | WACOWOOD1_8 | TO_FROM | 73521.13 | 77313.68 | -117.175 | 0 | 1489.643 | 1613.379 | -0.01582 | 0.008565 | -0.14644 | 0.77789 | 24.8353 | -3.8649 | 2405.53 |  |  | 1353.405 | 1945.678 | 1094.482 | 1739.42 | 1389.514 | 9275.231 | 1321.177 | 1633 | 1406.465 | 1769.356 | Competitive | Competitive | 1 | FALSE | TRUE | 1 | Non-Competitive | 0.844 | Non-Competitive
STMPTMP5 1830__H FROM_TO | STMPTMP5 | 1830__H | 596 | 1 | 1 | WACOWOOD1_8 | WACOATCO1_8 | FROM_TO | 73521.13 | 74142.3 | -99.76 | 0 | 1613.249 | 1489.634 | -0.00898 | 0.015411 | -0.71682 | 0.22169 | 138.3524 | 19.4877 | 0 |  |  | 1839.271 | 1541.879 | 1583.499 | 1179.177 | 9274.294 | 1563.051 | 1539.692 | 1453.904 | 1684.74 | 1581.421 | Competitive | Competitive | 1 | FALSE | TRUE | 1 | Non-Competitive | 0.8905 | Non-Competitive
STMPTMP5 1830__H TO_FROM | STMPTMP5 | 1830__H | 596 | 1 | 1 | WACOWOOD1_8 | WACOATCO1_8 | TO_FROM | 73521.13 | 75841.22 | -86.6984 | 0 | 1472.641 | 1613.249 | -0.01541 | 0.008978 | -0.22169 | 0.71682 | 68.7613 | 25.8708 | 250.13 |  |  | 1318.947 | 1934.562 | 1039.115 | 1736.822 | 1355.939 | 9274.294 | 1274.157 | 1633.018 | 1374.9 | 1762.464 | Competitive | Competitive | 1 | FALSE | TRUE | 1 | Non-Competitive | 0.8905 | Non-Competitive
STMPTMP5 280__A FROM_TO | STMPTMP5 | 280__A | 1065 | 1 | 1 | LAKE_CRK1_5 | THOUSE_A_5 | FROM_TO | 73521.13 | 73377.02 | -148.225 | 0 | 1354.365 | 1728.455 | -0.09031 | 0.15889 | -0.6555 | 0.19256 | 915.3835 | 557.6936 | 2647.03 | 864.502 | 1924.618 | 10000 | 1936.147 | 881.218 | 1924.618 | 10000 | 2001.041 | 1177.351 | 1894.784 | 1177.45 | 1894.784 | Competitive | Competitive | 1 | TRUE | TRUE | 1 | Competitive | 0.82 | Non-Competitive
STMPTMP5 280__A TO_FROM | STMPTMP5 | 280__A | 1065 | 1 | 1 | LAKE_CRK1_5 | THOUSE_A_5 | TO_FROM | 73521.13 | 73629.43 | -1579.38 | 0 | 1728.455 | 1437.593 | -0.15889 | 0.090306 | -0.19256 | 0.6555 | 1042.766 | -683.443 | 0 | 1523.922 | 952.547 | 1582.505 | 10000 | 1519.82 | 971.225 | 1861.538 | 10000 | 1608.786 | 1294.899 | 1610.093 | 1295.202 | Competitive | Competitive | 1 | TRUE | TRUE | 1 | Competitive | 0.82 | Non-Competitive
STMPTMP5 290__A FROM_TO | STMPTMP5 | 290__A | 1065 | 1 | 1 | LAKE_CRK2_5 | THOUSE__5 | FROM_TO | 73521.13 | 72874.29 | 292.0997 | 0 | 1674.898 | 1728.407 | -0.23448 | 0.25059 | -0.51828 | 0.37746 | 1268.053 | 868.7993 | 2647.03 | 987.845 | 1870.485 | 10000 | 10000 | 987.08 | 1853.32 | 10000 | 10000 | 2527.141 | 1844.491 | 2527.509 | 1846.608 | Competitive | Non-Competitive | 0 | TRUE | FALSE | 1 | Non-Competitive | 0.8675 | Non-Competitive
STMPTMP5 290__A TO_FROM | STMPTMP5 | 290__A | 1065 | 1 | 1 | LAKE_CRK2_5 | THOUSE__5 | TO_FROM | 73521.13 | 74975.89 | -1480.83 | 0 | 1731.621 | 1665.818 | -0.25059 | 0.23448 | -0.37746 | 0.51828 | 559.2338 | -894.572 | 0 | 1392.937 | 1079.722 | 10000 | 10000 | 1382.833 | 1079.398 | 10000 | 10000 | 1455.55 | 2688.216 | 1456.972 | 2688.273 | Competitive | Competitive | 1 | TRUE | FALSE | 1 | Non-Competitive | 0.8675 | Non-Competitive
STMPTMP5 300__A FROM_TO | STMPTMP5 | 300__A | 1065 | 1 | 1 | LAKE_CRK1_5 | TEMP_SS__5 | FROM_TO | 73521.13 | 67220.09 | -1647.11 | 0 | 1905.002 | 1211.231 | -0.11734 | 0.27445 | -0.23547 | 0.32808 | 2153.488 | -7.3904 | 0 | 1472.759 | 1101.353 | 2775.73 | 1361.884 | 1452.651 | 1101.353 | 9593.811 | 1566.614 | 1562.932 | 1320.796 | 1565.951 | 1320.796 | Competitive | Competitive | 0 | TRUE | TRUE | 1 | Competitive | 0.9455 | Competitive
STMPTMP5 300__A TO_FROM | STMPTMP5 | 300__A | 1065 | 1 | 1 | LAKE_CRK1_5 | TEMP_SS__5 | TO_FROM | 73521.13 | 71564.92 | -1191.58 | 0 | 1211.231 | 1563.672 | -0.27445 | 0.11734 | -0.32808 | 0.23547 | 1027.311 | 534.3045 | 2482.03 | 978.885 | 1673.488 | 1178.419 | 2775.73 | 978.9 | 1669.048 | 1356.672 | 9593.811 | 1163.226 | 1686.224 | 1163.226 | 1686.491 | Competitive | Competitive | 1 | TRUE | TRUE | 1 | Competitive | 0.9455 | Non-Competitive
STMPTMP5 490__A FROM_TO | STMPTMP5 | 490__A | 1065 | 1 | 1 | THOUSE__5 | TEMP_PEC__5 | FROM_TO | 73521.13 | 73989.03 | -343.92 | 0 | 1524.985 | 1471.166 | -0.03763 | 0.058506 | -0.61846 | 0.1006 | 771.9873 | 138.5171 | 0 | 1797.95 | 1618.167 | 1797.95 | 1535.976 | 1517.909 | 1140.686 | 3029.603 | 1590.667 | 1510.934 | 1402.812 | 1639.326 | 1566.882 | Competitive | Competitive | 1 | TRUE | TRUE | 1 | Competitive | 1.164 | Non-Competitive
STMPTMP5 490__A TO_FROM | STMPTMP5 | 490__A | 1065 | 1 | 1 | THOUSE__5 | TEMP_PEC__5 | TO_FROM | 73521.13 | 83961.01 | -742.717 | 0 | 1471.166 | 1524.985 | -0.05851 | 0.037626 | -0.1006 | 0.61846 | 137.3243 | 15.2431 | 2647.03 | 1398.594 | 1906.516 | 1313.84 | 1906.516 | 1010.468 | 1748.234 | 1377.343 | 3029.603 | 1234.059 | 1641.197 | 1363.485 | 1729.938 | Competitive | Competitive | 1 | TRUE | TRUE | 1 | Competitive | 1.164 | Non-Competitive
STMPTMP8 1830__A FROM_TO | STMPTMP8 | 1830__A | 83 | 1 | 1 | MCGREGPH1_8 | MCGREG_T_8 | FROM_TO | 73521.13 | 75592.23 | -19.4768 | 0 | 2013.355 | 1838.485 | -0.00063 | 0.000557 | -0.04481 | 0.92096 | -10.7034 | -12.6934 | 0 |  |  | 9266.962 | 1010.288 | 1683.07 | 967.694 | 9266.962 | 1560.193 | 5406.608 | 1052.183 | 9223.133 | 1071.866 | Competitive | Competitive | 1 | FALSE | FALSE | 1 | Non-Competitive | 1.219 | Non-Competitive
STMPTMP8 1830__A TO_FROM | STMPTMP8 | 1830__A | 83 | 1 | 1 | MCGREGPH1_8 | MCGREG_T_8 | TO_FROM | 73521.13 | 73590.13 | 11.5131 | 0 | 1509.211 | 1903.503 | -0.00056 | 0.000634 | -0.92096 | 0.04481 | 19.4493 | 9.9122 | 0 |  |  | 811.899 | 9266.962 | 779.803 | 1754.286 | 1308.926 | 9266.962 | 864.696 | 5477.772 | 881.148 | 9223.133 | Competitive | Competitive | 1 | FALSE | FALSE | 1 | Non-Competitive | 1.219 | Non-Competitive
STMPTMP8 1830__B FROM_TO | STMPTMP8 | 1830__B | 213 | 1 | 1 | SPGVALLYP_8 | MCGREG_T_8 | FROM_TO | 73521.13 | 73756.53 | -162.73 | 0 | 1901.776 | 1385.901 | -0.01008 | 0.015716 | -0.44889 | 0.48953 | 84.9165 | -30.5908 | 0 |  |  | 1630.541 | 1494.635 | 1603.924 | 1111.491 | 9268.103 | 1558.599 | 1553.066 | 1348.455 | 1632.764 | 1547.357 | Competitive | Competitive | 1 | FALSE | TRUE | 1 | Non-Competitive | 1.2185 | Non-Competitive
STMPTMP8 1830__B TO_FROM | STMPTMP8 | 1830__B | 213 | 1 | 1 | SPGVALLYP_8 | MCGREG_T_8 | TO_FROM | 73521.13 | 73636.63 | -36.3702 | 0 | 1472.648 | 1901.776 | -0.01572 | 0.010084 | -0.48953 | 0.44889 | 134.4396 | 79.9178 | 0 |  |  | 1279.816 | 1728.397 | 977.964 | 1729.506 | 1347.527 | 9268.103 | 1184.186 | 1638.769 | 1341.759 | 1715.004 | Competitive | Competitive | 1 | FALSE | TRUE | 1 | Non-Competitive | 1.2185 | Non-Competitive
STMPTMP8 1830__C FROM_TO | STMPTMP8 | 1830__C | 213 | 1 | 1 | MCGREG_T_8 | TEMPELMC__8 | FROM_TO | 73521.13 | 75041.63 | -182.212 | 0 | 1887.005 | 1489.7 | -0.01065 | 0.016272 | -0.08128 | 0.5063 | 62.1073 | -36.1612 | 0 |  |  | 1707.772 | 1494.451 | 1607.742 | 1099.207 | 9268.15 | 1558.941 | 1560.892 | 1331.581 | 1710.926 | 1546.502 | Competitive | Competitive | 1 | FALSE | TRUE | 1 | Non-Competitive | 1.125 | Non-Competitive
STMPTMP8 1830__C TO_FROM | STMPTMP8 | 1830__C | 213 | 1 | 1 | MCGREG_T_8 | TEMPELMC__8 | TO_FROM | 73521.13 | 73592.37 | -24.749 | 0 | 1581.193 | 1983.887 | -0.01627 | 0.010651 | -0.5063 | 0.081278 | 160.6438 | 81.2257 | 0 |  |  | 1279.028 | 1813.503 | 963.213 | 1722.751 | 1347.277 | 9268.15 | 1168.663 | 1644.352 | 1339.708 | 1798.336 | Competitive | Competitive | 1 | FALSE | TRUE | 1 | Non-Competitive | 1.125 | Non-Competitive
STMPTMP8 1830__E FROM_TO | STMPTMP8 | 1830__E | 213 | 1 | 1 | COTTONBELT | SPGVALLYP_8 | FROM_TO | 73521.13 | 73711.95 | -155.003 | 0 | 1902.177 | 1472.659 | -0.00998 | 0.015821 | -0.51036 | 0.42492 | 97.3477 | -25.017 | 0 |  |  | 1616.657 | 1495.736 | 1599.189 | 1117.232 | 9268.387 | 1559.295 | 1549.937 | 1360.648 | 1614.108 | 1549.351 | Competitive | Competitive | 1 | FALSE | TRUE | 1 | Non-Competitive | 1.117 | Non-Competitive
STMPTMP8 1830__E TO_FROM | STMPTMP8 | 1830__E | 213 | 1 | 1 | COTTONBELT | SPGVALLYP_8 | TO_FROM | 73521.13 | 73672.43 | -44.1075 | 0 | 1472.659 | 2000.749 | -0.01582 | 0.009979 | -0.42492 | 0.51036 | 123.8556 | 73.4175 | 0 |  |  | 1281.015 | 1713.215 | 984 | 1729.553 | 1348.299 | 9268.387 | 1194.685 | 1636.768 | 1343.997 | 1695.462 | Competitive | Competitive | 1 | FALSE | TRUE | 1 | Non-Competitive | 1.117 | Non-Competitive
STMPTMP8 1830__F FROM_TO | STMPTMP8 | 1830__F | 213 | 1 | 1 | COTTONBELT | WACOATCO1_8 | FROM_TO | 73521.13 | 73784.99 | -54.7021 | 0 | 1472.7 | 2001.117 | -0.01597 | 0.009835 | -0.28386 | 0.57494 | 111.2191 | 64.7715 | 80.63 |  |  | 1282.734 | 1616.244 | 992.416 | 1730.465 | 1349.397 | 9268.769 | 1209.434 | 1634.568 | 1347.181 | 1602.675 | Competitive | Competitive | 1 | FALSE | TRUE | 1 | Non-Competitive | 2.9295 | Non-Competitive
STMPTMP8 1830__F TO_FROM | STMPTMP8 | 1830__F | 213 | 1 | 1 | COTTONBELT | WACOATCO1_8 | TO_FROM | 73521.13 | 73672.08 | -144.424 | 0 | 1902.508 | 1472.7 | -0.00983 | 0.015965 | -0.57494 | 0.28386 | 110.2315 | -15.5428 | 0 |  |  | 1530.498 | 1497.314 | 1593.379 | 1125.53 | 9268.769 | 1560.284 | 1545.993 | 1377.848 | 1528.962 | 1552.185 | Competitive | Competitive | 1 | FALSE | TRUE | 1 | Non-Competitive | 2.9295 | Non-Competitive
STMPTMP8 1830__G FROM_TO | STMPTMP8 | 1830__G | 596 | 1 | 1 | WACO_W1_8 | WACOWOOD1_8 | FROM_TO | 73521.13 | 74044.39 | -79.5037 | 0 | 1634.413 | 1489.78 | -0.00895 | 0.016847 | -0.77677 | 0.14753 | 188.7982 | 37.5659 | 0 |  |  | 1833.942 | 1562.237 | 1555.757 | 1218.527 | 9270.963 | 1567.491 | 1527.741 | 1490.505 | 1676.043 | 1604.117 | Competitive | Competitive | 1 | FALSE | TRUE | 1 | Non-Competitive | 2.867 | Non-Competitive
STMPTMP8 1830__G TO_FROM | STMPTMP8 | 1830__G | 596 | 1 | 1 | WACO_W1_8 | WACOWOOD1_8 | TO_FROM | 73521.13 | 77240.36 | -119.715 | 0 | 1489.78 | 1540.804 | -0.01685 | 0.008953 | -0.14753 | 0.77677 | 31.8782 | 0.86281 | 2482.03 |  |  | 1353.335 | 1943.21 | 1071.909 | 1736.679 | 1360.146 | 9270.963 | 1305.263 | 1631.155 | 1404.659 | 1764.177 | Competitive | Competitive | 1 | FALSE | TRUE | 1 | Non-Competitive | 2.867 | Non-Competitive
STMPTMP8 1830__H FROM_TO | STMPTMP8 | 1830__H | 596 | 1 | 1 | WACOWOOD1_8 | WACOATCO1_8 | FROM_TO | 73521.13 | 74132.85 | -109.937 | 0 | 1595.687 | 1472.735 | -0.00937 | 0.016434 | -0.71567 | 0.22282 | 144.7639 | 16.6652 | 0 |  |  | 1697.027 | 1505.309 | 1574.822 | 1163.694 | 9269.965 | 1563.845 | 1535.338 | 1437.079 | 1591.245 | 1563.437 | Competitive | Competitive | 1 | FALSE | TRUE | 1 | Non-Competitive | 0.828 | Non-Competitive
STMPTMP8 1830__H TO_FROM | STMPTMP8 | 1830__H | 596 | 1 | 1 | WACOWOOD1_8 | WACOATCO1_8 | TO_FROM | 73521.13 | 75790.47 | -89.2385 | 0 | 1472.735 | 2013.136 | -0.01643 | 0.009366 | -0.22282 | 0.71567 | 75.6511 | 30.4345 | 415.13 |  |  | 1290.616 | 1786.856 | 1028.03 | 1733.693 | 1356.201 | 9269.965 | 1259.836 | 1630.988 | 1359.408 | 1666.255 | Competitive | Competitive | 1 | FALSE | TRUE | 1 | Non-Competitive | 0.828 | Non-Competitive
STMPTMP8 280__A FROM_TO | STMPTMP8 | 280__A | 1065 | 1 | 1 | LAKE_CRK1_5 | THOUSE_A_5 | FROM_TO | 73521.13 | 73390.03 | -144.849 | 0 | 1354.17 | 1728.466 | -0.08973 | 0.15988 | -0.65447 | 0.19336 | 909.1807 | 553.4888 | 2647.03 | 864.668 | 1873.279 | 10000 | 1935.676 | 881.881 | 1924.075 | 10000 | 2000.716 | 1200.81 | 1894.504 | 1201.007 | 1879.781 | Competitive | Competitive | 1 | TRUE | TRUE | 1 | Competitive | 0.875 | Non-Competitive
STMPTMP8 280__A TO_FROM | STMPTMP8 | 280__A | 1065 | 1 | 1 | LAKE_CRK1_5 | THOUSE_A_5 | TO_FROM | 73521.13 | 73676.36 | -1569.79 | 0 | 1728.466 | 1354.17 | -0.15989 | 0.089732 | -0.19336 | 0.65447 | 1033.68 | -677.541 | 0 | 1480.931 | 952.598 | 1581.812 | 10000 | 1518.882 | 971.825 | 1861.25 | 10000 | 1607.975 | 1320.268 | 1596.025 | 1320.695 | Competitive | Competitive | 1 | TRUE | TRUE | 1 | Competitive | 0.875 | Non-Competitive
STMPTMP8 290__A FROM_TO | STMPTMP8 | 290__A | 1065 | 1 | 1 | LAKE_CRK2_5 | THOUSE__5 | FROM_TO | 73521.13 | 73792.87 | 135.7346 | 0 | 1984.564 | 1366.805 | -0.18072 | 0.29851 | -0.43725 | 0.41951 | 935.2339 | 634.5997 | 2683.03 | 1845.607 | 1717.339 | 10000 | 10000 | 1356.73 | 1799.907 | 10000 | 10000 | 5942.042 | 1880.134 | 6237.549 | 1865.688 | Competitive | Competitive | 1 | TRUE | FALSE | 1 | Non-Competitive | 1.258 | Non-Competitive
STMPTMP8 290__A TO_FROM | STMPTMP8 | 290__A | 1065 | 1 | 1 | LAKE_CRK2_5 | THOUSE__5 | TO_FROM | 73521.13 | 75010.35 | -1080 | 0 | 1240.218 | 1984.564 | -0.29851 | 0.18072 | -0.41951 | 0.43725 | 434.6023 | -622.639 | 0 | 1178.248 | 1905.367 | 10000 | 10000 | 1248.072 | 1444.21 | 10000 | 10000 | 1322.186 | 6019.154 | 1306.068 | 6282.54 | Competitive | Competitive | 1 | TRUE | FALSE | 1 | Non-Competitive | 1.258 | Non-Competitive
STMPTMP8 300__A FROM_TO | STMPTMP8 | 300__A | 1065 | 1 | 1 | LAKE_CRK1_5 | TEMP_SS__5 | FROM_TO | 73521.13 | 67905.91 | -1154.48 | 0 | 1716.842 | 1236.437 | -0.09284 | 0.23102 | -0.17046 | 0.28975 | 1749.776 | 72.6882 | 0 | 1519.671 | 1253.266 | 5090.882 | 1503.694 | 1458.676 | 1115.724 | 10000 | 1565.928 | 1635.806 | 1359.442 | 1655.036 | 1433.863 | Competitive | Competitive | 0 | TRUE | TRUE | 1 | Competitive | 0.867 | Competitive
STMPTMP8 300__A TO_FROM | STMPTMP8 | 300__A | 1065 | 1 | 1 | LAKE_CRK1_5 | TEMP_SS__5 | TO_FROM | 73521.13 | 73288.21 | -1034.82 | 0 | 1230.738 | 2101.333 | -0.23102 | 0.092839 | -0.28975 | 0.17045 | 727.7443 | 320.3922 | 2482.03 | 1096.609 | 1676.161 | 1287.266 | 5090.882 | 990.331 | 1662.52 | 1356.81 | 10000 | 1195.315 | 1754.446 | 1253.793 | 1762.176 | Non-Competitive | Competitive | 1 | TRUE | TRUE | 1 | Competitive | 0.867 | Non-Competitive
STMPTMP8 315__A FROM_TO | STMPTMP8 | 315__A | 1065 | 1 | 1 | TEMP_PEC__5 | TEMP_SS__5 | FROM_TO | 73521.13 | 72177.56 | -1333.97 | 0 | 1702.79 | 1257.737 | -0.07486 | 0.13598 | -0.17081 | 0.6968 | 1215.817 | -199.427 | 0 | 1533.025 | 1079.972 | 1768.006 | 1206.308 | 1461.082 | 1059.992 | 4103.493 | 1474.13 | 1473.548 | 1207.645 | 1495.13 | 1210.638 | Competitive | Competitive | 0 | TRUE | TRUE | 1 | Competitive | 1.0315 | Competitive
STMPTMP8 315__A TO_FROM | STMPTMP8 | 315__A | 1065 | 1 | 1 | TEMP_PEC__5 | TEMP_SS__5 | TO_FROM | 73521.13 | 73314.52 | -507.632 | 0 | 1257.737 | 1702.789 | -0.13598 | 0.074855 | -0.6968 | 0.17081 | 882.9838 | 573.8953 | 2647.03 | 962.602 | 1773.399 | 1057.982 | 1882.858 | 946.545 | 1730.048 | 1262.944 | 4103.493 | 1070.376 | 1630.635 | 1072.726 | 1643.509 | Competitive | Competitive | 1 | TRUE | TRUE | 1 | Competitive | 1.0315 | Non-Competitive
STMPTMP8 490__A FROM_TO | STMPTMP8 | 490__A | 1065 | 1 | 1 | THOUSE__5 | TEMP_PEC__5 | FROM_TO | 73521.13 | 71405.06 | -1110.49 | 0 | 1684.149 | 1309.829 | -0.07657 | 0.12712 | -0.21557 | 0.21676 | 1412.546 | 2.8632 | 0 | 1572.442 | 1227.48 | 1717.42 | 1354.882 | 1476.832 | 1088.356 | 2713.156 | 1559.548 | 1491.296 | 1280.443 | 1519.238 | 1387.057 | Competitive | Competitive | 0 | TRUE | TRUE | 1 | Competitive | 0.789 | Competitive
STMPTMP8 490__A TO_FROM | STMPTMP8 | 490__A | 1065 | 1 | 1 | THOUSE__5 | TEMP_PEC__5 | TO_FROM | 73521.13 | 73960.55 | -724.581 | 0 | 1287.969 | 1684.148 | -0.12712 | 0.076569 | -0.21676 | 0.21557 | 659.037 | 351.6995 | 2647.03 | 1075.487 | 1770.334 | 1172.364 | 1830.961 | 968.714 | 1725.248 | 1350.761 | 2713.156 | 1130.404 | 1633.961 | 1214.213 | 1647.292 | Competitive | Competitive | 1 | TRUE | TRUE | 1 | Competitive | 0.789 | Non-Competitive

## scedhist_crrapr
[35 empty] | Option 1 |  |  |  |  | Option 2 |  | Option 3
[10 empty] | Current CCT | [8 empty] | New CCT | [14 empty] | SF+ ECI Threshold | 2500 | SF- ECI Threshold | 2000
str | contingency | constraint | linelimit | devicecnt | cktcnt | frombus | tobus | direction | sys_total_load | worst_load_curcct | pivotal_flow_curcct | under_gen_mw_curcct | eciexp_p | eciimp_n | mingensf | maxgensf | minbussf | maxbussf | worst_flow | pivotal_flow | under_gen_mw | eci002_p | eci002_n | eci1_3_p | eci1_3_n | eci000_p | eci000_n | eci1_2_p | eci1_2_n | ecisqr_p | ecisqr_n | ecim23_p | ecim23_n | cur_cct_flag | new_cct_flag | Not overloadable? | SF>= 2% | ECI<=Threshold | No pivotal player | w/o OL check | exectime | w/ OL check - set to non-comp if not overload-able
BASE CASE 297T464_1 FROM_TO | BASE CASE | 297T464_1 | 334 | 0 | 0 | BRACKVL44A | HAMILTN4 | FROM_TO | 36066.05 | 36378.34 | -323.024 | 0 | 998.472 | 1170.799 | -0.3259 | 0.052747 | -0.3259 | 0.46607 | 231.7469 | -218.299 | 0 | 10000 | 2545.186 | 5739.648 | 10000 | 1113.982 | 1581.546 | 10000 | 10000 | 1950.372 | 5595.063 | 7964.374 | 7075.029 | Competitive | Competitive | 1 | TRUE | FALSE | 1 | Non-Competitive | 0.8125 | Non-Competitive
BASE CASE 297T464_1 TO_FROM | BASE CASE | 297T464_1 | 334 | 0 | 0 | BRACKVL44A | HAMILTN4 | TO_FROM | 36066.05 | 35751.41 | -205.178 | 0 | 1170.799 | 1006.47 | -0.05275 | 0.3259 | -0.46607 | 0.3259 | 482.3799 | -159.204 | 0 | 975.995 | 10000 | 7143.7 | 6812.412 | 871.857 | 1270.262 | 10000 | 10000 | 2060.941 | 2310.083 | 2640.234 | 8586.17 | Competitive | Non-Competitive | 0 | TRUE | FALSE | 1 | Non-Competitive | 0.8125 | Non-Competitive
BASE CASE 365__A FROM_TO | BASE CASE | 365__A | 1820 | 0 | 0 | MTENTRPR_5 | MTENTRPR_5G | FROM_TO | 36066.05 | 37886.05 | 0 | 0 | 796.025 | 10000 | -1 | 0 | -1 | 0 | 0 | 0 | 0 |  | 10000 |  | 10000 |  | 10000 |  | 10000 |  | 10000 | 0 | 10000 | Competitive | Competitive | 1 | TRUE | FALSE | 1 | Non-Competitive | 0.797 | Non-Competitive
BASE CASE 365__A TO_FROM | BASE CASE | 365__A | 1820 | 0 | 0 | MTENTRPR_5 | MTENTRPR_5G | TO_FROM | 36066.05 | 92690.8 | 0 | 0 | 10000 | 796.025 | 0 | 1 | 0 | 1 | 965 | 0 | 0 | 10000 |  | 10000 |  | 10000 |  | 10000 |  | 10000 |  | 10000 | 0 | Competitive | Competitive | 1 | TRUE | FALSE | 1 | Non-Competitive | 0.797 | Non-Competitive
BASE CASE 6437__C FROM_TO | BASE CASE | 6437__C | 404 | 0 | 0 | GOLDENSW_8 | BRAND_8 | FROM_TO | 36066.05 | 36438.96 | -135.357 | 0 | 1271.524 | 858.551 | -0.02063 | 0.28177 | -0.69829 | 0.28177 | 143.6538 | -47.9058 | 0 | 4212.803 | 10000 | 4659.087 | 3590.977 | 4132.281 | 1079.402 | 4218.823 | 9346.843 | 4726.737 | 3253.94 | 4727.828 | 3943.611 | Competitive | Competitive | 1 | TRUE | FALSE | 1 | Non-Competitive | 0.7655 | Non-Competitive
BASE CASE 6437__C TO_FROM | BASE CASE | 6437__C | 404 | 0 | 0 | GOLDENSW_8 | BRAND_8 | TO_FROM | 36066.05 | 37004.58 | -102.403 | 0 | 858.551 | 1248.495 | -0.00124 | 0.23656 | -0.28177 | 0.69829 | 138.7905 | 19.6551 | 0 | 4935.112 |  | 10000 | 3095.555 | 1038.17 | 3095.555 | 10000 | 10000 | 8187.569 | 4390.355 | 8999.144 | 4390.355 | Competitive | Competitive | 1 | TRUE | FALSE | 1 | Non-Competitive | 0.7655 | Non-Competitive
BASE CASE BOW_JOHN_1 FROM_TO | BASE CASE | BOW_JOHN_1 | 27 | 0 | 0 | BOWIE9 | JOHNSONSW | FROM_TO | 36066.05 | 36036.07 | -47.192 | 0 | 1201.868 | 703.39 | -0.00753 | 0.047245 | -0.56185 | 0.35879 | 43.8431 | -17.6935 | 0 | 6481.006 |  | 6481.006 | 2348.941 | 2993.424 | 1362.992 | 6481.006 | 2746.76 | 5151.762 | 2079.528 | 5351.847 | 2418.497 | Competitive | Non-Competitive | 0 | TRUE | FALSE | 1 | Non-Competitive | 0.805 | Non-Competitive
BASE CASE BOW_JOHN_1 TO_FROM | BASE CASE | BOW_JOHN_1 | 27 | 0 | 0 | BOWIE9 | JOHNSONSW | TO_FROM | 36066.05 | 36010.22 | -36.565 | 0 | 702.859 | 1137.81 | -0.02401 | 0.007526 | -0.3588 | 0.56185 | 47.0311 | -14.0748 | 0 |  | 10000 | 1060.164 | 10000 | 727.787 | 3627.652 | 3052.173 | 10000 | 1007.647 | 9327.184 | 1273.27 | 10000 | Competitive | Non-Competitive | 0 | TRUE | FALSE | 1 | Non-Competitive | 0.805 | Non-Competitive
BASE CASE BRUNI_69_1 FROM_TO | BASE CASE | BRUNI_69_1 | 37 | 0 | 0 | BRUNISUB9 | BRUNISUB8 | FROM_TO | 36066.05 | 36259.51 | -19.9757 | 0 | 1183.134 | 1009.982 | -0.00924 | 0.014577 | -0.04788 | 0.81611 | 27.6734 | -9.694 | 0 |  |  | 8668.5 | 2199.52 | 915.099 | 915.055 | 8668.5 | 4189.138 | 5280.796 | 1607.519 | 8831.878 | 2267.705 | Competitive | Competitive | 1 | FALSE | FALSE | 1 | Non-Competitive | 0.789 | Non-Competitive
BASE CASE BRUNI_69_1 TO_FROM | BASE CASE | BRUNI_69_1 | 37 | 0 | 0 | BRUNISUB9 | BRUNISUB8 | TO_FROM | 36066.05 | 36083.8 | -21.5008 | 0 | 1009.982 | 1183.133 | -0.01458 | 0.032391 | -0.81611 | 0.047878 | 22.5171 | -13.9025 | 0 | 10000 |  | 10000 | 10000 | 1020.66 | 1318.808 | 10000 | 10000 | 5281.294 | 7574.114 | 10000 | 10000 | Competitive | Competitive | 1 | TRUE | FALSE | 1 | Non-Competitive | 0.789 | Non-Competitive
BASE CASE B_DAVI_WOOLRI1_1 FROM_TO | BASE CASE | B_DAVI_WOOLRI1_1 | 354 | 0 | 0 | B_DAVIS4A | WOOLRIDG4A | FROM_TO | 36066.05 | 37568.81 | -2.8523 | 0 | 947.427 | 1110.079 | -0.02145 | 0.14489 | -0.17677 | 0.14489 | 87.3661 | 13.9934 | 0 | 9502.996 | 10000 | 10000 | 4690.284 | 1808.201 | 4293.765 | 10000 | 4690.284 | 9445.414 | 6108.881 | 9891.949 | 6159.808 | Competitive | Competitive | 1 | TRUE | FALSE | 1 | Non-Competitive | 0.758 | Non-Competitive
BASE CASE B_DAVI_WOOLRI1_1 TO_FROM | BASE CASE | B_DAVI_WOOLRI1_1 | 354 | 0 | 0 | B_DAVIS4A | WOOLRIDG4A | TO_FROM | 36066.05 | 38490.26 | -87.0252 | 0 | 1491.487 | 797.079 | -0.14489 | 0.021445 | -0.14489 | 0.17677 | 4.3187 | -29.2675 | 0 | 10000 | 9502.996 | 3411.839 | 10000 | 3167.753 | 2404.549 | 4690.284 | 10000 | 4993.909 | 9763.718 | 5031.368 | 9891.949 | Competitive | Competitive | 1 | TRUE | FALSE | 1 | Non-Competitive | 0.758 | Non-Competitive
BASE CASE CTHR_SONR1_1 FROM_TO | BASE CASE | CTHR_SONR1_1 | 154 | 0 | 0 | SONR4A | CTHR4A | FROM_TO | 36066.05 | 35819.01 | -128.417 | 0 | 1173.9 | 995.91 | -0.21915 | 0.08224 | -0.71117 | 0.17422 | 330.5889 | -69.5289 | 0 | 2524.604 | 7594.599 | 10000 | 10000 | 1035.36 | 1595.635 | 10000 | 10000 | 1134.08 | 7886.933 | 4550.34 | 9571.945 | Competitive | Non-Competitive | 0 | TRUE | FALSE | 1 | Non-Competitive | 0.805 | Non-Competitive
BASE CASE CTHR_SONR1_1 TO_FROM | BASE CASE | CTHR_SONR1_1 | 154 | 0 | 0 | SONR4A | CTHR4A | TO_FROM | 36066.05 | 36098.64 | -219.358 | 0 | 988.286 | 1173.9 | -0.01577 | 0.21915 | -0.17422 | 0.71117 | 148.322 | -148.382 | 0 | 5400.673 |  | 6494.407 | 1687.276 | 1289.421 | 1796.865 | 6494.407 | 2647.72 | 5734.927 | 1864.573 | 7096.517 | 1831.293 | Competitive | Competitive | 1 | TRUE | FALSE | 1 | Non-Competitive | 0.805 | Non-Competitive
BASE CASE ECRSW_FMR1 FROM_TO | BASE CASE | ECRSW_FMR1 | 24 | 0 | 0 | ENSCRKSS_9 | ENSCRKSS_8 | FROM_TO | 36066.05 | 92690.8 | -2.6688 | 0 | 0 | 783.721 | -7e-05 | 0 | -7e-05 | 0.99993 | -2.6716 | -2.6727 | 0 |  |  |  | 913.719 |  | 913.719 |  | 913.719 |  | 913.719 | 0 | 913.719 | Competitive | Competitive | 1 | FALSE | TRUE | 1 | Non-Competitive | 0.8985 | Non-Competitive
BASE CASE ECRSW_FMR1 TO_FROM | BASE CASE | ECRSW_FMR1 | 24 | 0 | 0 | ENSCRKSS_9 | ENSCRKSS_8 | TO_FROM | 36066.05 | 36087.37 | 2.6688 | 0 | 0 | 783.721 | 0 | 7.4e-05 | -0.99993 | 7.4e-05 | 2.6661 | 2.6785 | 0 |  |  | 783.721 |  | 783.721 |  | 783.721 |  | 783.721 |  | 783.721 | 0 | Competitive | Competitive | 1 | FALSE | TRUE | 1 | Non-Competitive | 0.8985 | Non-Competitive
BASE CASE ESKSW_FMR1 FROM_TO | BASE CASE | ESKSW_FMR1 | 88 | 0 | 0 | ESKOTA_9 | ESKOTA_8 | FROM_TO | 36066.05 | 36523.45 | -71.0589 | 0 | 1197.336 | 821.189 | -0.00226 | 0.043238 | -0.18022 | 0.51375 | 5.1659 | -22.5872 | 0 | 4539.05 |  | 3524.838 | 3263.366 | 2776.023 | 921.01 | 4539.05 | 10000 | 3876.218 | 1041.078 | 4270.26 | 4879.311 | Competitive | Competitive | 1 | TRUE | FALSE | 1 | Non-Competitive | 1.0935 | Non-Competitive
BASE CASE ESKSW_FMR1 TO_FROM | BASE CASE | ESKSW_FMR1 | 88 | 0 | 0 | ESKOTA_9 | ESKOTA_8 | TO_FROM | 36066.05 | 36095.7 | -1.7505 | 0 | 838.037 | 1236.399 | -0.00951 | 0.18022 | -0.51375 | 0.18022 | 72.7661 | 15.8792 | 0 | 5207.624 |  | 5207.624 | 10000 | 1796.802 | 2190.22 | 5207.624 | 10000 | 5169.933 | 6295.292 | 5207.624 | 10000 | Competitive | Competitive | 1 | TRUE | FALSE | 1 | Non-Competitive | 1.0935 | Non-Competitive
BASE CASE LC_NEW60_A FROM_TO | BASE CASE | LC_NEW60_A | 336 | 0 | 0 | NEWGLF608000 | S_LANE__138A | FROM_TO | 36066.05 | 35585.75 | -360.93 | 0 | 5363.391 | 754.351 | -0.18458 | 0.63123 | -0.23168 | 0.68509 | 447.1288 | -223.847 | 0 | 3309.987 | 4275.59 | 10000 | 10000 | 1961.653 | 1471.923 | 10000 | 10000 | 4637.492 | 6977.413 | 5143.029 | 8130.392 | Non-Competitive | Non-Competitive | 0 | TRUE | FALSE | 1 | Non-Competitive | 1.125 | Non-Competitive
BASE CASE LC_NEW60_A TO_FROM | BASE CASE | LC_NEW60_A | 336 | 0 | 0 | NEWGLF608000 | S_LANE__138A | TO_FROM | 36066.05 | 35995.07 | -311.414 | 0 | 754.351 | 5363.388 | -0.63123 | 0.18458 | -0.68509 | 0.23168 | 384.6274 | -373.116 | 0 | 3912.507 | 3309.987 | 10000 | 10000 | 1180.184 | 1961.653 | 10000 | 10000 | 6624.66 | 4637.492 | 8014.265 | 5143.029 | Non-Competitive | Non-Competitive | 0 | TRUE | FALSE | 1 | Non-Competitive | 1.125 | Non-Competitive
BASE CASE MARION_4AT2 FROM_TO | BASE CASE | MARION_4AT2 | 473 | 0 | 0 | L_MARION5_1Y | L_MARION8_1Y | FROM_TO | 36066.05 | 36524.95 | 5.0546 | 0 | 1346.18 | 1101.99 | -0.0358 | 0.033769 | -0.40618 | 0.033769 | 283.1929 | 93.2428 | 0 | 10000 | 10000 | 4618.328 | 10000 | 829.717 | 7548.599 | 10000 | 10000 | 1890.892 | 9556.137 | 6894.091 | 10000 | Competitive | Competitive | 1 | TRUE | FALSE | 1 | Non-Competitive | 0.9295 | Non-Competitive
BASE CASE MARION_4AT2 TO_FROM | BASE CASE | MARION_4AT2 | 473 | 0 | 0 | L_MARION5_1Y | L_MARION8_1Y | TO_FROM | 36066.05 | 50988.96 | -242.537 | 0 | 1101.99 | 1346.18 | -0.03377 | 0.0358 | -0.03377 | 0.40618 | 9.6136 | -226.551 | 0 | 10000 | 10000 | 10000 | 4969.035 | 7520.767 | 957.863 | 10000 | 10000 | 9555.876 | 2129.707 | 10000 | 7157.729 | Competitive | Competitive | 1 | TRUE | FALSE | 1 | Non-Competitive | 0.9295 | Non-Competitive
BASE CASE MATA_PADR1_1 FROM_TO | BASE CASE | MATA_PADR1_1 | 214 | 0 | 0 | PADR2A | MATA2A | FROM_TO | 36066.05 | 36422.7 | -37.2766 | 0 | 1293.99 | 5009.168 | -0.00515 | 0.00274 | -0.54365 | 0.18851 | 19.9989 | 2.3402 | 0 |  |  | 3419.082 | 3359.802 | 943.977 | 3316.505 | 3697.354 | 3752.99 | 1236.268 | 3959.611 | 3914.437 | 3971.986 | Competitive | Competitive | 1 | FALSE | FALSE | 1 | Non-Competitive | 1.1485 | Non-Competitive
BASE CASE MATA_PADR1_1 TO_FROM | BASE CASE | MATA_PADR1_1 | 214 | 0 | 0 | PADR2A | MATA2A | TO_FROM | 36066.05 | 36821.55 | -18.9222 | 0 | 5009.171 | 1297.793 | -0.00274 | 0.54365 | -0.18851 | 0.54365 | 71.3551 | -17.959 | 0 | 5639.338 |  | 10000 | 2825.568 | 2288.623 | 1008.479 | 10000 | 2825.568 | 8973.537 | 1062.588 | 9191.685 | 3072.365 | Competitive | Competitive | 1 | TRUE | FALSE | 1 | Non-Competitive | 1.1485 | Non-Competitive
BASE CASE MLSES_FMR1 FROM_TO | BASE CASE | MLSES_FMR1 | 880 | 0 | 0 | MARTINLK_5 | MLSES_UNIT1 | FROM_TO | 36066.05 | 36946.05 | 0 | 0 | 767.265 | 10000 | -1 | 0 | -1 | 0 | 0 | 0 | 0 |  | 10000 |  | 10000 |  | 10000 |  | 10000 |  | 10000 | 0 | 10000 | Competitive | Competitive | 1 | TRUE | FALSE | 1 | Non-Competitive | 1.1015 | Non-Competitive
BASE CASE MLSES_FMR1 TO_FROM | BASE CASE | MLSES_FMR1 | 880 | 0 | 0 | MARTINLK_5 | MLSES_UNIT1 | TO_FROM | 36066.05 | 92690.8 | 0 | 0 | 10000 | 767.265 | 0 | 1 | 0 | 1 | 825 | 0 | 0 | 10000 |  | 10000 |  | 10000 |  | 10000 |  | 10000 |  | 10000 | 0 | Competitive | Competitive | 1 | TRUE | FALSE | 1 | Non-Competitive | 1.1015 | Non-Competitive
BASE CASE MLSES_FMR2 FROM_TO | BASE CASE | MLSES_FMR2 | 880 | 0 | 0 | MARTINLK_5 | MLSES_UNIT2 | FROM_TO | 36066.05 | 36946.05 | 0 | 0 | 767.265 | 10000 | -1 | 0 | -1 | 0 | 0 | 0 | 0 |  | 10000 |  | 10000 |  | 10000 |  | 10000 |  | 10000 | 0 | 10000 | Competitive | Competitive | 1 | TRUE | FALSE | 1 | Non-Competitive | 1.0235 | Non-Competitive
BASE CASE MLSES_FMR2 TO_FROM | BASE CASE | MLSES_FMR2 | 880 | 0 | 0 | MARTINLK_5 | MLSES_UNIT2 | TO_FROM | 36066.05 | 92690.8 | 0 | 0 | 10000 | 767.265 | 0 | 1 | 0 | 1 | 825 | 0 | 0 | 10000 |  | 10000 |  | 10000 |  | 10000 |  | 10000 |  | 10000 | 0 | Competitive | Competitive | 1 | TRUE | FALSE | 1 | Non-Competitive | 1.0235 | Non-Competitive
BASE CASE MLSES_FMR3 FROM_TO | BASE CASE | MLSES_FMR3 | 880 | 0 | 0 | MARTINLK_5 | MLSES_UNIT3 | FROM_TO | 36066.05 | 36946.05 | 0 | 0 | 767.071 | 10000 | -1 | 0 | -1 | 0 | 0 | 0 | 0 |  | 10000 |  | 10000 |  | 10000 |  | 10000 |  | 10000 | 0 | 10000 | Competitive | Competitive | 1 | TRUE | FALSE | 1 | Non-Competitive | 1.211 | Non-Competitive
BASE CASE MLSES_FMR3 TO_FROM | BASE CASE | MLSES_FMR3 | 880 | 0 | 0 | MARTINLK_5 | MLSES_UNIT3 | TO_FROM | 36066.05 | 92690.8 | 0 | 0 | 10000 | 767.071 | 0 | 1 | 0 | 1 | 835 | 0 | 0 | 10000 |  | 10000 |  | 10000 |  | 10000 |  | 10000 |  | 10000 | 0 | Competitive | Competitive | 1 | TRUE | FALSE | 1 | Non-Competitive | 1.211 | Non-Competitive
BASE CASE NEWPG_04_A FROM_TO | BASE CASE | NEWPG_04_A | 532 | 0 | 0 | NEWGLF048015 | PLEDGR__8000 | FROM_TO | 36066.05 | 36318.67 | -354.44 | 0 | 753.804 | 1279.604 | -0.16585 | 0.36862 | -0.48468 | 0.42248 | 409.5627 | -288.999 | 0 | 3338.314 | 4739.281 | 6514.206 | 8791.466 | 1190.841 | 2322.806 | 6514.206 | 10000 | 4215.816 | 5595.244 | 4756.022 | 7365.656 | Competitive | Competitive | 1 | TRUE | FALSE | 1 | Non-Competitive | 1.4065 | Non-Competitive
BASE CASE NEWPG_04_A TO_FROM | BASE CASE | NEWPG_04_A | 532 | 0 | 0 | NEWGLF048015 | PLEDGR__8000 | TO_FROM | 36066.05 | 36377.19 | -385.05 | 0 | 1233.28 | 725.46 | -0.36862 | 0.16585 | -0.42248 | 0.48468 | 400.604 | -248.791 | 0 | 4739.281 | 3597.871 | 8791.466 | 6514.206 | 2322.806 | 1464.051 | 10000 | 6514.206 | 5595.244 | 4363.149 | 7365.656 | 4800.678 | Competitive | Competitive | 1 | TRUE | FALSE | 1 | Non-Competitive | 1.4065 | Non-Competitive
BASE CASE NEWTGF04_A FROM_TO | BASE CASE | NEWTGF04_A | 382 | 0 | 0 | NEWGLF048015 | TXGLF___138A | FROM_TO | 36066.05 | 36022.68 | -387.661 | 0 | 1232.844 | 754.29 | -0.36869 | 0.16578 | -0.36869 | 0.57745 | 397.9918 | -251.403 | 0 | 4740.38 | 3595.076 | 8792.011 | 6514.582 | 2329.944 | 1451.529 | 10000 | 6514.582 | 5613.925 | 4356.517 | 7371.486 | 4799.45 | Competitive | Non-Competitive | 0 | TRUE | FALSE | 1 | Non-Competitive | 1.0315 | Non-Competitive
BASE CASE NEWTGF04_A TO_FROM | BASE CASE | NEWTGF04_A | 382 | 0 | 0 | NEWGLF048015 | TXGLF___138A | TO_FROM | 36066.05 | 36013.74 | -228.448 | 0 | 754.29 | 1232.844 | -0.16578 | 0.36869 | -0.57745 | 0.36869 | 412.2084 | -286.359 | 0 | 3335.089 | 4740.38 | 6514.582 | 8792.011 | 1179.664 | 2329.944 | 6514.582 | 10000 | 4207.822 | 5613.925 | 4754.524 | 7371.486 | Competitive | Non-Competitive | 0 | TRUE | FALSE | 1 | Non-Competitive | 1.0315 | Non-Competitive
BASE CASE NWF_NOTSW_1 FROM_TO | BASE CASE | NWF_NOTSW_1 | 170 | 0 | 0 | NWF_1_8 | NOTSW_1_8 | FROM_TO | 36066.05 | 152.6 | 0 | 0 | 10000 | 788.798 | 0 | 1 | 0 | 1 | 305.2 | 0 | 0 | 10000 |  | 10000 |  | 10000 |  | 10000 |  | 10000 |  | 10000 | 0 | Non-Competitive | Non-Competitive | 0 | TRUE | FALSE | 1 | Non-Competitive | 1.1095 | Non-Competitive
BASE CASE NWF_NOTSW_1 TO_FROM | BASE CASE | NWF_NOTSW_1 | 170 | 0 | 0 | NWF_1_8 | NOTSW_1_8 | TO_FROM | 36066.05 | 36236.05 | 0 | 0 | 788.798 | 10000 | 0 | 0 | -1 | 0 | 0 | 0 | 0 | [10 empty] | 0 | 0 | Competitive | Competitive | 1 | FALSE | TRUE | 1 | Non-Competitive | 1.1095 | Non-Competitive
BASE CASE N_SHARPE_PS1 FROM_TO | BASE CASE | N_SHARPE_PS1 | 180.8 | 0 | 0 | N_SHARPE4A | N_SHARPE4B | FROM_TO | 36066.05 | 92690.8 | 0 | 0 | 0 | 0 | 0 | 0 | 0 | 0 | 0 | 0 | 0 | [10 empty] | 0 | 0 | Competitive | Competitive | 1 | FALSE | TRUE | 1 | Non-Competitive | 1.172 | Non-Competitive
BASE CASE N_SHARPE_PS1 TO_FROM | BASE CASE | N_SHARPE_PS1 | 180.8 | 0 | 0 | N_SHARPE4A | N_SHARPE4B | TO_FROM | 36066.05 | 92690.8 | 0 | 0 | 0 | 0 | 0 | 0 | 0 | 0 | 0 | 0 | 0 | [10 empty] | 0 | 0 | Competitive | Competitive | 1 | FALSE | TRUE | 1 | Non-Competitive | 1.172 | Non-Competitive
BASE CASE N_TO_H FROM_TO | BASE CASE | N_TO_H | 3200 | 0 | 0 |  |  | FROM_TO | 36066.05 | 24393.74 | -3998.8 | 0 | 1053.095 | 1367.639 | -0.38609 | 0.4854 | -0.4391 | 0.4854 | 11583.85 | -3652.52 | 0 | 1395.078 | 2538.506 | 1395.693 | 2662.625 | 1384.622 | 2534.096 | 1445.594 | 2662.625 | 1447.152 | 2725.635 | 1447.499 | 2725.897 | Competitive | Non-Competitive | 0 | TRUE | FALSE | 1 | Non-Competitive | 1.211 | Non-Competitive
BASE CASE N_TO_H TO_FROM | BASE CASE | N_TO_H | 3200 | 0 | 0 |  |  | TO_FROM | 36066.05 | 25678.74 | -6749.11 | 0 | 1367.64 | 1053.094 | -0.4854 | 0.38609 | -0.4854 | 0.4391 | 8526.08 | -7668.83 | 0 | 2379.34 | 1769.639 | 2544.608 | 1783.909 | 2375.344 | 1753.248 | 2544.608 | 1783.909 | 2633.219 | 1778.801 | 2633.468 | 1779.305 | Competitive | Non-Competitive | 0 | TRUE | FALSE | 1 | Non-Competitive | 1.211 | Non-Competitive
BASE CASE SNTX1_SNTXTA1_1 FROM_TO | BASE CASE | SNTX1_SNTXTA1_1 | 71.7 | 0 | 0 | SNTXTAP2A | 6660 | FROM_TO | 36066.05 | 92690.8 | -3.1912 | 0 | 10000 | 0 | -9e-05 | 0.99991 | -9e-05 | 0.99991 | 59.7986 | -3.1924 | 0 | 10000 |  | 10000 | 913.719 | 10000 | 913.719 | 10000 | 913.719 | 10000 | 913.719 | 10000 | 913.719 | Competitive | Competitive | 1 | TRUE | FALSE | 1 | Non-Competitive | 0.8595 | Non-Competitive
BASE CASE SNTX1_SNTXTA1_1 TO_FROM | BASE CASE | SNTX1_SNTXTA1_1 | 71.7 | 0 | 0 | SNTXTAP2A | 6660 | TO_FROM | 36066.05 | 36134.56 | 3.1912 | 0 | 784.782 | 10000 | 0 | 8.8e-05 | -0.99991 | 8.8e-05 | 3.2015 | 3.2015 | 0 |  |  | 784.782 |  | 784.782 |  | 784.782 |  | 784.782 |  | 784.782 | 0 | Competitive | Competitive | 1 | FALSE | TRUE | 1 | Non-Competitive | 0.8595 | Non-Competitive
BASE CASE SNYDER_WKN_BK1_1 FROM_TO | BASE CASE | SNYDER_WKN_BK1_1 | 63 | 0 | 0 | WKNBR | ENAS_1_9 | FROM_TO | 36066.05 | 36128.79 | 0.25926 | 0 | 784.782 | 10000 | 0 | 7.181e-06 | -0.99999 | 7.181e-06 | 0.26009 | 0.2601 | 0 |  |  | 784.782 |  | 784.782 |  | 784.782 |  | 784.782 |  | 784.782 | 0 | Competitive | Competitive | 1 | FALSE | TRUE | 1 | Non-Competitive | 0.781 | Non-Competitive
BASE CASE SNYDER_WKN_BK1_1 TO_FROM | BASE CASE | SNYDER_WKN_BK1_1 | 63 | 0 | 0 | WKNBR | ENAS_1_9 | TO_FROM | 36066.05 | 92690.8 | -0.2596 | 0 | 10000 | 784.782 | -7.18e-06 | 0.99999 | -7.18e-06 | 0.99999 | 62.7399 | -0.25935 | 0 | 10000 |  | 10000 | 913.719 | 10000 | 913.719 | 10000 | 913.719 | 10000 | 913.719 | 10000 | 913.719 | Competitive | Competitive | 1 | TRUE | FALSE | 1 | Non-Competitive | 0.781 | Non-Competitive
BASE CASE SUTN_TABOR_1 FROM_TO | BASE CASE | SUTN_TABOR_1 | 129 | 0 | 0 | SUTTON | BRYN_TABOR69 | FROM_TO | 36066.05 | 36928.54 | -49.8368 | 0 | 963.891 | 1127.561 | -0.04564 | 0.004436 | -0.08202 | 0.52515 | 57.5584 | -57.4657 | 0 |  | 8290.096 | 1047.77 | 8290.096 | 1054.94 | 1738.822 | 5751.285 | 8290.096 | 1513.888 | 5453.986 | 1946.101 | 9018.8 | Competitive | Competitive | 1 | TRUE | FALSE | 1 | Non-Competitive | 1.086 | Non-Competitive
BASE CASE SUTN_TABOR_1 TO_FROM | BASE CASE | SUTN_TABOR_1 | 129 | 0 | 0 | SUTTON | BRYN_TABOR69 | TO_FROM | 36066.05 | 36170.79 | -28.4093 | 0 | 1130.952 | 967.543 | -0.00444 | 0.045645 | -0.52515 | 0.082016 | 73.7525 | -37.0803 | 0 | 8290.096 |  | 8290.096 | 1917.243 | 1695.808 | 1364.4 | 8290.096 | 5751.285 | 5435.886 | 2024.73 | 9018.8 | 3193.957 | Competitive | Competitive | 1 | TRUE | FALSE | 1 | Non-Competitive | 1.086 | Non-Competitive
BASE CASE THW_XT4A FROM_TO | BASE CASE | THW_XT4A | 149.715 | 0 | 0 | T_H_W___138E | 49171_STAR | FROM_TO | 36066.05 | 36215.77 | 0 | 0 | 781.689 | 10000 | -1 | 0 | -1 | 0 | 0 | 0 | 0 |  | 10000 |  | 10000 |  | 10000 |  | 10000 |  | 10000 | 0 | 10000 | Competitive | Competitive | 1 | TRUE | FALSE | 1 | Non-Competitive | 0.7735 | Non-Competitive
BASE CASE THW_XT4A TO_FROM | BASE CASE | THW_XT4A | 149.715 | 0 | 0 | T_H_W___138E | 49171_STAR | TO_FROM | 36066.05 | 75 | 0 | 0 | 10000 | 781.689 | 0 | 1 | 0 | 1 | 150 | 0 | 0 | 10000 |  | 10000 |  | 10000 |  | 10000 |  | 10000 |  | 10000 | 0 | Non-Competitive | Non-Competitive | 0 | TRUE | FALSE | 1 | Non-Competitive | 0.7735 | Non-Competitive
BASE CASE THW_XT4D FROM_TO | BASE CASE | THW_XT4D | 149.721 | 0 | 0 | T_H_W___138E | 49172_STAR | FROM_TO | 36066.05 | 36215.77 | 0 | 0 | 781.689 | 10000 | -1 | 0 | -1 | 0 | 0 | 0 | 0 |  | 10000 |  | 10000 |  | 10000 |  | 10000 |  | 10000 | 0 | 10000 | Competitive | Competitive | 1 | TRUE | FALSE | 1 | Non-Competitive | 0.742 | Non-Competitive
BASE CASE THW_XT4D TO_FROM | BASE CASE | THW_XT4D | 149.721 | 0 | 0 | T_H_W___138E | 49172_STAR | TO_FROM | 36066.05 | 75 | 0 | 0 | 10000 | 781.689 | 0 | 1 | 0 | 1 | 150 | 0 | 0 | 10000 |  | 10000 |  | 10000 |  | 10000 |  | 10000 |  | 10000 | 0 | Non-Competitive | Non-Competitive | 0 | TRUE | FALSE | 1 | Non-Competitive | 0.742 | Non-Competitive
BASE CASE TRIMR_KLNSW_1 FROM_TO | BASE CASE | TRIMR_KLNSW_1 | 199 | 0 | 0 | TRIMMIER | KILL_SS__8 | FROM_TO | 36066.05 | 37343 | -136.905 | 0 | 1980.021 | 1203.022 | -0.00958 | 0.12257 | -0.05559 | 0.89735 | 131.026 | -153.478 | 0 | 10000 |  | 10000 | 1764.988 | 2488.365 | 1540.886 | 10000 | 1820.627 | 8200.322 | 1661.775 | 10000 | 1717.251 | Competitive | Competitive | 1 | TRUE | FALSE | 1 | Non-Competitive | 0.7815 | Non-Competitive
BASE CASE TRIMR_KLNSW_1 TO_FROM | BASE CASE | TRIMR_KLNSW_1 | 199 | 0 | 0 | TRIMMIER | KILL_SS__8 | TO_FROM | 36066.05 | 36049.94 | -90.3092 | 0 | 1203.022 | 1980.02 | -0.12257 | 0.009584 | -0.89735 | 0.055589 | 213.4552 | -28.0038 | 0 |  | 10000 | 1396.925 | 10000 | 1250.381 | 3001.801 | 1479.115 | 10000 | 1360.515 | 8622.045 | 1398.642 | 10000 | Competitive | Non-Competitive | 0 | TRUE | FALSE | 1 | Non-Competitive | 0.7815 | Non-Competitive
BASE CASE VALIMP FROM_TO | BASE CASE | VALIMP | 1100 | 0 | 0 |  |  | FROM_TO | 36066.05 | 35960.88 | 1158.524 | 0 | 0 | 6250 | -0.96674 | 0.033259 | -0.96674 | 0.033259 | 1201.673 | 1200.792 | 0 | 786.561 | 10000 | 786.561 | 10000 | 786.561 | 10000 | 786.561 | 10000 | 786.561 | 10000 | 786.561 | 10000 | Non-Competitive | Non-Competitive | 0 | TRUE | FALSE | 0 | Non-Competitive | 0.828 | Non-Competitive
BASE CASE VALIMP TO_FROM | BASE CASE | VALIMP | 1100 | 0 | 0 |  |  | TO_FROM | 36066.05 | 92690.8 | -1200.38 | 0 | 6250 | 0 | -0.03326 | 0.96674 | -0.03326 | 0.96674 | -1009.11 | -1200.42 | 0 | 6250 | 914.83 | 6250 | 914.83 | 6250 | 914.83 | 6250 | 914.83 | 6250 | 914.83 | 6250 | 914.83 | Competitive | Competitive | 1 | TRUE | FALSE | 1 | Non-Competitive | 0.828 | Non-Competitive
BASE CASE VENSW_MR2H FROM_TO | BASE CASE | VENSW_MR2H | 120 | 0 | 0 | VENUS_S5 | 24042 | FROM_TO | 36066.05 | 36114.32 | 71.503 | 0 | 0 | 783.721 | 0 | 0.00198 | -0.99802 | 0.00198 | 71.4302 | 71.763 | 0 |  |  | 783.721 |  | 783.721 |  | 783.721 |  | 783.721 |  | 783.721 | 0 | Competitive | Competitive | 1 | FALSE | TRUE | 1 | Non-Competitive | 0.711 | Non-Competitive
BASE CASE VENSW_MR2H TO_FROM | BASE CASE | VENSW_MR2H | 120 | 0 | 0 | VENUS_S5 | 24042 | TO_FROM | 36066.05 | 92690.8 | -71.5757 | 0 | 783.721 | 0 | -0.00198 | 0 | -0.00198 | 0.99802 | -71.5757 | -71.6072 | 0 |  |  |  | 913.719 |  | 913.719 |  | 913.719 |  | 913.719 | 0 | 913.719 | Competitive | Competitive | 1 | FALSE | TRUE | 1 | Non-Competitive | 0.711 | Non-Competitive
BASE CASE WEC_XFMR FROM_TO | BASE CASE | WEC_XFMR | 65 | 0 | 0 | WEC_1_8 | WEC_WECG1 | FROM_TO | 36066.05 | 36131.05 | 0 | 0 | 784.296 | 10000 | 0 | 0 | -1 | 0 | 0 | 0 | 0 | [10 empty] | 0 | 0 | Competitive | Competitive | 1 | FALSE | TRUE | 1 | Non-Competitive | 0.6955 | Non-Competitive
BASE CASE WEC_XFMR TO_FROM | BASE CASE | WEC_XFMR | 65 | 0 | 0 | WEC_1_8 | WEC_WECG1 | TO_FROM | 36066.05 | 92690.8 | 0 | 0 | 10000 | 784.296 | 0 | 1 | 0 | 1 | 57 | 0 | 0 | 10000 |  | 10000 |  | 10000 |  | 10000 |  | 10000 |  | 10000 | 0 | Competitive | Competitive | 1 | TRUE | FALSE | 1 | Non-Competitive | 0.6955 | Non-Competitive
BASE CASE W_TO_N FROM_TO | BASE CASE | W_TO_N | 2400 | 0 | 0 |  |  | FROM_TO | 36066.05 | 21464.19 | -2143.9 | 0 | 633.899 | 1016.364 | -0.25692 | 0.65752 | -0.30541 | 0.74003 | 7237.934 | -2528.29 | 0 | 657.775 | 2111.711 | 728.347 | 2292.157 | 656.225 | 1963.257 | 732.903 | 3127.246 | 711.185 | 2259.822 | 711.23 | 2273.088 | Competitive | Non-Competitive | 0 | TRUE | FALSE | 1 | Non-Competitive | 0.719 | Non-Competitive
BASE CASE W_TO_N TO_FROM | BASE CASE | W_TO_N | 2400 | 0 | 0 |  |  | TO_FROM | 36066.05 | 34279.27 | -6466.9 | 0 | 1015.987 | 633.899 | -0.62385 | 0.25693 | -0.74003 | 0.30541 | 3751.688 | -1662.84 | 0 | 2012.945 | 1366.064 | 2181.459 | 2116.144 | 1875.411 | 1343.485 | 3127.246 | 2156.045 | 2167.049 | 1968.223 | 2179.47 | 1969.015 | Competitive | Competitive | 0 | TRUE | TRUE | 1 | Competitive | 0.719 | Competitive
DABMBTR5 STCO_STER1_1 FROM_TO | DABMBTR5 | STCO_STER1_1 | 38 | 0 | 0 | STER2A | STCO2A | FROM_TO | 36066.05 | 36100.28 | -69.9837 | 0 | 989.19 | 1082.93 | -0.08224 | 0.016053 | -0.63523 | 0.33841 | 16.2594 | -36.4917 | 0 |  | 10000 | 5419.109 | 10000 | 1006.75 | 2516.777 | 5419.109 | 10000 | 5227.542 | 2611.71 | 6375.894 | 10000 | Competitive | Competitive | 1 | TRUE | FALSE | 1 | Non-Competitive | 0.695 | Non-Competitive
DABMBTR5 STCO_STER1_1 TO_FROM | DABMBTR5 | STCO_STER1_1 | 38 | 0 | 0 | STER2A | STCO2A | TO_FROM | 36066.05 | 35879.81 | -12.8187 | 0 | 1137.97 | 1020.239 | -0.00118 | 0.17844 | -0.33841 | 0.63523 | 101.038 | -8.5522 | 0 | 3188.874 |  | 6917.321 | 3418.989 | 1196.342 | 1085.209 | 10000 | 10000 | 3716.519 | 1416.437 | 5773.35 | 3313.248 | Competitive | Non-Competitive | 0 | TRUE | FALSE | 1 | Non-Competitive | 0.695 | Non-Competitive
DALNREN5 ALNSW_MR1H FROM_TO | DALNREN5 | ALNSW_MR1H | 471 | 2 | 2 | ALLENSW1_5 | ALNSW1_1 | FROM_TO | 36066.05 | 36182.24 | -14.3672 | 0 | 1213.761 | 661.076 | -0.01802 | 0.043044 | -0.43956 | 0.27541 | 419.9262 | 55.2197 | 0 | 3962.999 |  | 3898.739 | 5106.091 | 1469.478 | 1779.18 | 3815.054 | 5857.195 | 2968.215 | 1957.881 | 4104.537 | 4246.941 | Competitive | Competitive | 1 | TRUE | FALSE | 1 | Non-Competitive | 0.68 | Non-Competitive
DALNREN5 ALNSW_MR1H TO_FROM | DALNREN5 | ALNSW_MR1H | 471 | 2 | 2 | ALLENSW1_5 | ALNSW1_1 | TO_FROM | 36066.05 | 37668.64 | -381.377 | 0 | 661.076 | 1174.307 | -0.04304 | 0.018017 | -0.27541 | 0.43956 | 34.9626 | -313.468 | 0 |  | 3962.999 | 4014.33 | 3898.739 | 1012.075 | 1533.662 | 3738.649 | 3815.054 | 1228.992 | 3033.181 | 3272.355 | 4104.537 | Competitive | Competitive | 1 | TRUE | FALSE | 1 | Non-Competitive | 0.68 | Non-Competitive
DALNRYS5 1627__A FROM_TO | DALNRYS5 | 1627__A | 186 | 3 | 3 | APOLLO | RICH_E_8 | FROM_TO | 36066.05 | 35349.94 | -63.9267 | 0 | 1111.649 | 662.698 | -0.01005 | 0.21265 | -0.13331 | 0.72609 | 282.202 | -24.0369 | 0 | 7946.442 |  | 7946.442 | 3022.139 | 2002.133 | 1896.117 | 7946.442 | 6529.674 | 7522.444 | 1867.103 | 8767.161 | 2969.368 | Competitive | Non-Competitive | 0 | TRUE | FALSE | 1 | Non-Competitive | 0.6955 | Non-Competitive
DALNRYS5 1627__A TO_FROM | DALNRYS5 | 1627__A | 186 | 3 | 3 | APOLLO | RICH_E_8 | TO_FROM | 36066.05 | 36222.84 | -262.928 | 0 | 650.467 | 1111.649 | -0.21265 | 0.010047 | -0.72609 | 0.13331 | 72.203 | -164.51 | 0 |  | 7946.442 | 1831.324 | 7946.442 | 1023.246 | 2111.868 | 5121.849 | 7946.442 | 1048.245 | 7568.75 | 1921.572 | 8767.161 | Competitive | Competitive | 1 | TRUE | FALSE | 1 | Non-Competitive | 0.6955 | Non-Competitive
DALNRYS5 1646__A FROM_TO | DALNRYS5 | 1646__A | 215 | 3 | 3 | BENDAVIS_8 | PRKMXCRK1_8 | FROM_TO | 36066.05 | 35810.74 | -78.4939 | 0 | 1168.225 | 633.187 | -0.01412 | 0.082419 | -0.29453 | 0.14568 | 291.6021 | -21.3903 | 0 | 3235.772 |  | 7520.382 | 2979.237 | 1734.877 | 1886.051 | 7520.382 | 5625.6 | 2919.912 | 1854.24 | 4054.645 | 2891.269 | Competitive | Non-Competitive | 0 | TRUE | FALSE | 1 | Non-Competitive | 0.7035 | Non-Competitive
DALNRYS5 1646__A TO_FROM | DALNRYS5 | 1646__A | 215 | 3 | 3 | BENDAVIS_8 | PRKMXCRK1_8 | TO_FROM | 36066.05 | 36930.21 | -263.528 | 0 | 644.894 | 1168.225 | -0.08242 | 0.014123 | -0.14568 | 0.29453 | 90.0138 | -225.856 | 0 |  | 3235.772 | 2137.741 | 7520.382 | 1017.515 | 1852.28 | 4468.212 | 7520.382 | 1046.269 | 3034.471 | 2120.83 | 4054.645 | Competitive | Competitive | 1 | TRUE | FALSE | 1 | Non-Competitive | 0.7035 | Non-Competitive
DALNRYS5 1750__B FROM_TO | DALNRYS5 | 1750__B | 233 | 3 | 3 | SGVL1_8 | KLEBRG1T_8 | FROM_TO | 36066.05 | 35965.91 | -93.3131 | 0 | 1084.007 | 671.478 | -0.01297 | 0.035355 | -0.6996 | 0.18059 | 302.9354 | -76.8338 | 0 | 2812.524 |  | 2927.899 | 4678.146 | 2887.373 | 1013.598 | 2812.524 | 5758.89 | 3018.117 | 2397.358 | 3025.585 | 5223.721 | Competitive | Non-Competitive | 0 | TRUE | FALSE | 1 | Non-Competitive | 0.672 | Non-Competitive
DALNRYS5 1750__B TO_FROM | DALNRYS5 | 1750__B | 233 | 3 | 3 | SGVL1_8 | KLEBRG1T_8 | TO_FROM | 36066.05 | 36800.21 | -291.207 | 0 | 670.312 | 1117.604 | -0.03535 | 0.012968 | -0.18059 | 0.6996 | 99.0923 | -129.944 | 0 |  | 3217.081 | 4678.146 | 3255.73 | 804.77 | 3202.961 | 5758.89 | 3217.081 | 1992.926 | 3361.062 | 5223.721 | 3370.727 | Competitive | Competitive | 1 | TRUE | FALSE | 1 | Non-Competitive | 0.672 | Non-Competitive
DALNRYS5 CNRSW_MR1L FROM_TO | DALNRYS5 | CNRSW_MR1L | 750 | 3 | 3 | CNVLSW_E8 | CNRSW1_1 | FROM_TO | 36066.05 | 37147.59 | -656.933 | 0 | 692.629 | 1061.141 | -0.07066 | 0.13532 | -0.51732 | 0.34867 | 192.0365 | -445.627 | 0 | 7927.783 | 3037.193 | 10000 | 3037.193 | 5107.6 | 2204.423 | 10000 | 3149.96 | 9454.099 | 3119.617 | 9595.554 | 3191.968 | Competitive | Competitive | 1 | TRUE | FALSE | 1 | Non-Competitive | 0.6875 | Non-Competitive
DALNRYS5 CNRSW_MR1L TO_FROM | DALNRYS5 | CNRSW_MR1L | 750 | 3 | 3 | CNVLSW_E8 | CNRSW1_1 | TO_FROM | 36066.05 | 36251.77 | -40.6769 | 0 | 1061.141 | 692.629 | -0.13532 | 0.07066 | -0.34867 | 0.51731 | 685.2461 | -17.7342 | 0 | 2691.792 | 7927.783 | 2691.792 | 10000 | 1994.033 | 5871.453 | 2699.052 | 10000 | 2741.54 | 9483.943 | 2799.528 | 9595.554 | Competitive | Competitive | 1 | TRUE | FALSE | 1 | Non-Competitive | 0.6875 | Non-Competitive
DAUSDES8 CKT_902_1 FROM_TO | DAUSDES8 | CKT_902_1 | 530 | 2 | 2 | DECK_MB1 | SPRINKLE | FROM_TO | 36066.05 | 36374.07 | -12.7874 | 0 | 1073.409 | 1205.554 | -0.04572 | 0.15263 | -0.41746 | 0.15263 | 400.5342 | -27.0697 | 0 | 8481.969 | 10000 | 9793.358 | 10000 | 2309.435 | 1708.718 | 10000 | 10000 | 8738.748 | 7252.033 | 9690.323 | 10000 | Competitive | Competitive | 1 | TRUE | FALSE | 1 | Non-Competitive | 0.7425 | Non-Competitive
DAUSDES8 CKT_902_1 TO_FROM | DAUSDES8 | CKT_902_1 | 530 | 2 | 2 | DECK_MB1 | SPRINKLE | TO_FROM | 36066.05 | 38762.09 | -378.49 | 0 | 1160.666 | 1073.408 | -0.15263 | 0.045716 | -0.15263 | 0.41746 | 116.1964 | -193.58 | 0 | 10000 | 8481.969 | 10000 | 9793.358 | 1082.923 | 2458.074 | 10000 | 10000 | 5661.252 | 8785.847 | 10000 | 9690.323 | Competitive | Competitive | 1 | TRUE | FALSE | 1 | Non-Competitive | 0.7425 | Non-Competitive
DAUSGAR5 AUSTRO_AT1H FROM_TO | DAUSGAR5 | AUSTRO_AT1H | 480 | 2 | 2 | L_AUSTRO5_1Y | AUSTRO1_1KV | FROM_TO | 36066.05 | 35349.77 | -241.646 | 0 | 1171.103 | 1200.683 | -0.21071 | 0.047329 | -0.31541 | 0.11591 | 718.0494 | -145.223 | 0 | 3025.097 | 2648.548 | 2012.839 | 5298.147 | 1221.954 | 2158.936 | 3410.069 | 9155.068 | 1702.403 | 3953.908 | 2375.428 | 4121.511 | Competitive | Non-Competitive | 0 | TRUE | FALSE | 1 | Non-Competitive | 0.742 | Non-Competitive
DAUSGAR5 AUSTRO_AT1H TO_FROM | DAUSGAR5 | AUSTRO_AT1H | 480 | 2 | 2 | L_AUSTRO5_1Y | AUSTRO1_1KV | TO_FROM | 36066.05 | 36524.9 | -532.755 | 0 | 1200.682 | 1171.103 | -0.04733 | 0.21071 | -0.11591 | 0.31541 | 415.7528 | -545.428 | 0 | 2422.02 | 3025.097 | 5298.147 | 2089.526 | 1893.9 | 1389.267 | 9155.068 | 3410.069 | 3769.803 | 1856.001 | 3981.098 | 2448.115 | Competitive | Competitive | 1 | TRUE | FALSE | 1 | Non-Competitive | 0.742 | Non-Competitive
DAUSGAR5 AUSTRO_AT2H FROM_TO | DAUSGAR5 | AUSTRO_AT2H | 480 | 2 | 2 | L_AUSTRO5_1Y | AUSTRO2_1KV | FROM_TO | 36066.05 | 35255.74 | -236.816 | 0 | 1172.886 | 1200.682 | -0.2065 | 0.046383 | -0.25606 | 0.11359 | 703.7014 | -142.32 | 0 | 3051.31 | 2648.539 | 2012.841 | 5298.141 | 1221.959 | 2158.933 | 3410.063 | 9155.066 | 1702.407 | 3953.891 | 2375.431 | 4121.49 | Competitive | Non-Competitive | 0 | TRUE | FALSE | 1 | Non-Competitive | 0.703 | Non-Competitive
DAUSGAR5 AUSTRO_AT2H TO_FROM | DAUSGAR5 | AUSTRO_AT2H | 480 | 2 | 2 | L_AUSTRO5_1Y | AUSTRO2_1KV | TO_FROM | 36066.05 | 36617.95 | -522.111 | 0 | 1200.682 | 1203.939 | -0.04638 | 0.2065 | -0.11359 | 0.25606 | 407.4435 | -534.531 | 0 | 2422.013 | 3051.31 | 5298.141 | 2089.528 | 1893.897 | 1389.272 | 9155.066 | 3410.063 | 3769.787 | 1856.004 | 3981.079 | 2448.118 | Competitive | Competitive | 1 | TRUE | FALSE | 1 | Non-Competitive | 0.703 | Non-Competitive
DAUSGAR5 AUSTRO_AT2L FROM_TO | DAUSGAR5 | AUSTRO_AT2L | 480 | 2 | 2 | AUSTROP | AUSTRO2_1KV | FROM_TO | 36066.05 | 36123.3 | -522.111 | 0 | 803.853 | 1194.494 | -0.04638 | 0.2065 | -1.0036 | 0.25606 | 407.4435 | -534.531 | 0 | 2422.013 | 3051.31 | 5298.141 | 2089.528 | 1893.897 | 1389.272 | 9155.066 | 3410.063 | 3769.787 | 1856.004 | 3981.079 | 2448.118 | Competitive | Competitive | 1 | TRUE | FALSE | 1 | Non-Competitive | 0.758 | Non-Competitive
DAUSGAR5 AUSTRO_AT2L TO_FROM | DAUSGAR5 | AUSTRO_AT2L | 480 | 2 | 2 | AUSTROP | AUSTRO2_1KV | TO_FROM | 36066.05 | 35255.74 | -403.043 | 0 | 1194.495 | 792.908 | -0.2065 | 0.046383 | -0.25606 | 1.0036 | 703.7014 | -142.32 | 0 | 3051.31 | 2648.539 | 2012.841 | 5298.141 | 1221.959 | 2158.933 | 3410.063 | 9155.066 | 1702.407 | 3953.891 | 2375.431 | 4121.49 | Competitive | Non-Competitive | 0 | TRUE | FALSE | 1 | Non-Competitive | 0.758 | Non-Competitive
DAUSGAR5 CKT_963_1 FROM_TO | DAUSGAR5 | CKT_963_1 | 480 | 2 | 2 | GARFIELD | HICRSMB2 | FROM_TO | 36066.05 | 37709.9 | 15.9585 | 0 | 1049.281 | 1190.527 | -0.05087 | 0.015582 | -0.13497 | 0.23968 | 248.8567 | 3.6833 | 0 |  | 10000 | 1176.464 | 10000 | 1096.301 | 2879.427 | 2722.548 | 10000 | 1045.768 | 7185.076 | 1080.227 | 10000 | Competitive | Competitive | 1 | TRUE | FALSE | 1 | Non-Competitive | 0.68 | Non-Competitive
DAUSGAR5 CKT_963_1 TO_FROM | DAUSGAR5 | CKT_963_1 | 480 | 2 | 2 | GARFIELD | HICRSMB2 | TO_FROM | 36066.05 | 37726.13 | -230.846 | 0 | 1177.251 | 1049.281 | -0.01558 | 0.05087 | -0.23968 | 0.13497 | 81.558 | -210.832 | 0 | 10000 |  | 10000 | 1292.027 | 2060.351 | 1211.068 | 10000 | 2722.548 | 6925.594 | 1143.365 | 10000 | 1179.471 | Competitive | Competitive | 1 | TRUE | FALSE | 1 | Non-Competitive | 0.68 | Non-Competitive
DAUSLOS5 336T405_1 FROM_TO | DAUSLOS5 | 336T405_1 | 1195 | 2 | 2 | L_FPPYD25_1Y | L_FPPYD15_1Y | FROM_TO | 36066.05 | 36705.33 | -1414.56 | 0 | 926.657 | 5263.548 | -0.74967 | 0.24836 | -0.74967 | 0.24836 | 704.5915 | -657.791 | 0 | 2664.454 | 4729.915 | 10000 | 5025.56 | 984.006 | 3492.695 | 10000 | 5000 | 4925.557 | 4942.1 | 6498.095 | 4973.943 | Competitive | Competitive | 1 | TRUE | FALSE | 1 | Non-Competitive | 0.68 | Non-Competitive
DAUSLOS5 336T405_1 TO_FROM | DAUSLOS5 | 336T405_1 | 1195 | 2 | 2 | L_FPPYD25_1Y | L_FPPYD15_1Y | TO_FROM | 36066.05 | 35661.8 | 203.9359 | 0 | 5263.548 | 926.657 | -0.24836 | 0.74967 | -0.24836 | 0.74967 | 1291.805 | -356.443 | 0 | 4729.915 | 3011.275 | 5025.56 | 10000 | 3492.695 | 1194.106 | 5000 | 10000 | 4942.1 | 5468.992 | 4973.943 | 6772.626 | Non-Competitive | Non-Competitive | 0 | TRUE | FALSE | 1 | Non-Competitive | 0.68 | Non-Competitive
DAUSLOS5 AUSTRO_AT1H FROM_TO | DAUSLOS5 | AUSTRO_AT1H | 480 | 2 | 2 | L_AUSTRO5_1Y | AUSTRO1_1KV | FROM_TO | 36066.05 | 36546.12 | 0.14698 | 0 | 1245.53 | 4829.742 | -0.2253 | 0.023624 | -0.32033 | 0.068449 | 323.033 | -0.11855 | 0 | 10000 | 4834.833 | 2272.643 | 5273.773 | 1138.132 | 4830.772 | 7751.702 | 9078.108 | 1852.614 | 4878.82 | 3068.536 | 4879.587 | Competitive | Competitive | 1 | TRUE | FALSE | 1 | Non-Competitive | 0.75 | Non-Competitive
DAUSLOS5 AUSTRO_AT1H TO_FROM | DAUSLOS5 | AUSTRO_AT1H | 480 | 2 | 2 | L_AUSTRO5_1Y | AUSTRO1_1KV | TO_FROM | 36066.05 | 40784.58 | -247.709 | 0 | 4829.742 | 1245.53 | -0.02362 | 0.2253 | -0.06845 | 0.32033 | 165.8302 | -258.246 | 0 | 4834.833 | 10000 | 5273.773 | 2367.759 | 4830.772 | 1294.999 | 9078.108 | 7751.702 | 4878.82 | 2022.931 | 4879.587 | 3167.053 | Competitive | Competitive | 1 | TRUE | FALSE | 1 | Non-Competitive | 0.75 | Non-Competitive
DAUSLOS5 AUSTRO_AT2H FROM_TO | DAUSLOS5 | AUSTRO_AT2H | 480 | 2 | 2 | L_AUSTRO5_1Y | AUSTRO2_1KV | FROM_TO | 36066.05 | 36665.51 | 0.14421 | 0 | 1226.757 | 4829.742 | -0.2208 | 0.023151 | -0.26612 | 0.06708 | 316.5809 | -0.1166 | 0 | 10000 | 4834.832 | 2272.655 | 5273.773 | 1138.144 | 4830.772 | 7751.709 | 9078.108 | 1852.645 | 4878.817 | 3068.549 | 4879.584 | Competitive | Competitive | 1 | TRUE | FALSE | 1 | Non-Competitive | 0.703 | Non-Competitive
DAUSLOS5 AUSTRO_AT2H TO_FROM | DAUSLOS5 | AUSTRO_AT2H | 480 | 2 | 2 | L_AUSTRO5_1Y | AUSTRO2_1KV | TO_FROM | 36066.05 | 40927.73 | -242.758 | 0 | 4829.742 | 1227.096 | -0.02315 | 0.2208 | -0.06708 | 0.26612 | 162.5162 | -253.086 | 0 | 4834.832 | 10000 | 5273.773 | 2367.775 | 4830.772 | 1295.013 | 9078.108 | 7751.709 | 4878.817 | 2022.964 | 4879.584 | 3167.074 | Competitive | Competitive | 1 | TRUE | FALSE | 1 | Non-Competitive | 0.703 | Non-Competitive
DAUSLOS5 CKT_3122_1 FROM_TO | DAUSLOS5 | CKT_3122_1 | 1150 | 2 | 2 | L_FPPYD25_1Y | HOLMAN | FROM_TO | 36066.05 | 35611 | 268.4046 | 0 | 961.471 | 1157.006 | -0.05572 | 0.47817 | -0.38656 | 0.47817 | 1329.701 | -216.515 | 0 | 5224.621 | 2382.713 | 5488.143 | 2493.538 | 2804.711 | 2401.273 | 5366.519 | 2622.171 | 5351.998 | 2411.748 | 5438.457 | 2426.924 | Competitive | Non-Competitive | 0 | TRUE | FALSE | 1 | Non-Competitive | 0.6485 | Non-Competitive
DAUSLOS5 CKT_3122_1 TO_FROM | DAUSLOS5 | CKT_3122_1 | 1150 | 2 | 2 | L_FPPYD25_1Y | HOLMAN | TO_FROM | 36066.05 | 36887.87 | -1810.88 | 0 | 1157.006 | 961.471 | -0.47817 | 0.055722 | -0.47817 | 0.38656 | 760.2734 | -562.058 | 0 | 2109.969 | 5224.621 | 2222.781 | 5488.143 | 2124.668 | 3154.093 | 2170.264 | 5366.519 | 2049.886 | 5372.883 | 2063.414 | 5438.457 | Competitive | Competitive | 1 | TRUE | FALSE | 1 | Non-Competitive | 0.6485 | Non-Competitive
DAUSLOS5 FAYETT_6AT2 FROM_TO | DAUSLOS5 | FAYETT_6AT2 | 685 | 2 | 2 | L_FAYETT5_1Y | L_FAYETT8_1Y | FROM_TO | 36066.05 | 36313.63 | 167.1032 | 0 | 926.124 | 1161.151 | -0.23808 | 0.1517 | -0.49954 | 0.22771 | 554.7065 | 64.7029 | 0 | 5360.875 | 7185.706 | 5360.875 | 10000 | 1267.946 | 3798.047 | 5360.875 | 10000 | 4566.785 | 8810.17 | 5356.644 | 9196.701 | Competitive | Competitive | 1 | TRUE | FALSE | 1 | Non-Competitive | 0.672 | Non-Competitive
DAUSLOS5 FAYETT_6AT2 TO_FROM | DAUSLOS5 | FAYETT_6AT2 | 685 | 2 | 2 | L_FAYETT5_1Y | L_FAYETT8_1Y | TO_FROM | 36066.05 | 38489.6 | -793.203 | 0 | 1093.104 | 926.124 | -0.1517 | 0.23808 | -0.22771 | 0.49954 | 138.2714 | -403.784 | 0 | 7185.706 | 5360.875 | 10000 | 5360.875 | 3798.047 | 1495.239 | 10000 | 5360.875 | 8810.17 | 4687.578 | 9196.701 | 5356.644 | Competitive | Competitive | 1 | TRUE | FALSE | 1 | Non-Competitive | 0.672 | Non-Competitive
DAUSLOS5 SALEM_AT3 FROM_TO | DAUSLOS5 | SALEM_AT3 | 660 | 2 | 2 | L_SALEM_5_1Y | L_SALEM_8_1Y | FROM_TO | 36066.05 | 36518.65 | 18.3993 | 0 | 786.846 | 1229.413 | -0.09778 | 0.098628 | -0.41581 | 0.30417 | 470.2693 | -91.8844 | 0 | 5361.076 | 5547.417 | 5361.076 | 10000 | 1115.568 | 2056.374 | 5361.076 | 10000 | 3827.645 | 3880.081 | 5357.041 | 7032.462 | Competitive | Competitive | 1 | TRUE | FALSE | 1 | Non-Competitive | 0.656 | Non-Competitive
DAUSLOS5 SALEM_AT3 TO_FROM | DAUSLOS5 | SALEM_AT3 | 660 | 2 | 2 | L_SALEM_5_1Y | L_SALEM_8_1Y | TO_FROM | 36066.05 | 37609.77 | -597.924 | 0 | 1208.905 | 774.889 | -0.09863 | 0.097785 | -0.30417 | 0.41581 | 196.3206 | -348.386 | 0 | 5547.417 | 5361.076 | 10000 | 5361.076 | 2056.374 | 1357.254 | 10000 | 5361.076 | 3880.081 | 4048.583 | 7032.462 | 5357.041 | Competitive | Competitive | 1 | TRUE | FALSE | 1 | Non-Competitive | 0.656 | Non-Competitive
DAUSSND5 1660__A FROM_TO | DAUSSND5 | 1660__A | 354 | 5 | 5 | RNDRCKWH_T | RNDRCKNE2_8 | FROM_TO | 36066.05 | 37501.18 | -95.6056 | 0 | 896.793 | 1170.076 | -0.01396 | 0.027255 | -0.22764 | 0.66107 | 27.166 | -102.181 | 0 | 10000 |  | 4969.374 | 10000 | 4668.665 | 1723.157 | 5000.228 | 10000 | 4970.152 | 3313.508 | 4958.464 | 10000 | Competitive | Competitive | 1 | TRUE | FALSE | 1 | Non-Competitive | 0.656 | Non-Competitive
DAUSSND5 1660__A TO_FROM | DAUSSND5 | 1660__A | 354 | 5 | 5 | RNDRCKWH_T | RNDRCKNE2_8 | TO_FROM | 36066.05 | 36371.4 | -23.8488 | 0 | 1170.076 | 896.793 | -0.02725 | 0.013963 | -0.66107 | 0.22764 | 151.1895 | 10.1064 | 0 |  | 10000 | 10000 | 4969.374 | 1338.364 | 4954.265 | 10000 | 5000.228 | 2481.061 | 5007.97 | 10000 | 4958.464 | Competitive | Competitive | 1 | TRUE | FALSE | 1 | Non-Competitive | 0.656 | Non-Competitive
DAUSSND5 1665__A FROM_TO | DAUSSND5 | 1665__A | 354 | 5 | 5 | HUTTOSS1_8 | TAYLOR_W1_8 | FROM_TO | 36066.05 | 35967.57 | -307.964 | 0 | 761.295 | 1285.381 | -0.14252 | 0.034016 | -0.71029 | 0.10045 | 423.9483 | -375.535 | 0 | 2323.669 | 8796.322 | 1561.193 | 10000 | 1454.12 | 2734.224 | 2085.935 | 10000 | 1651.185 | 6926.795 | 1683.397 | 9730.085 | Competitive | Non-Competitive | 0 | TRUE | FALSE | 1 | Non-Competitive | 0.6485 | Non-Competitive
DAUSSND5 1665__A TO_FROM | DAUSSND5 | 1665__A | 354 | 5 | 5 | HUTTOSS1_8 | TAYLOR_W1_8 | TO_FROM | 36066.05 | 32581.56 | -400.228 | 0 | 1291.535 | 761.295 | -0.03402 | 0.14252 | -0.10045 | 0.71029 | 752.6684 | -196.359 | 0 | 8796.322 | 2611.319 | 10000 | 1824.347 | 2336.836 | 1707.267 | 10000 | 2325.714 | 6630.16 | 1913.214 | 9730.085 | 1944.095 | Competitive | Non-Competitive | 0 | TRUE | FALSE | 1 | Non-Competitive | 0.6485 | Non-Competitive
DAUSSND5 1665__B FROM_TO | DAUSSND5 | 1665__B | 354 | 5 | 5 | TAYLOR1_8 | TAYLOR_W1_8 | FROM_TO | 36066.05 | 34725.23 | -394.675 | 0 | 1215.557 | 802.641 | -0.03386 | 0.14267 | -0.28955 | 0.65504 | 758.2469 | -190.703 | 0 | 8792.006 | 2610.475 | 10000 | 1825.406 | 2317.229 | 1714.077 | 10000 | 2325.406 | 6587.365 | 1916.842 | 9727.503 | 1946.254 | Competitive | Non-Competitive | 0 | TRUE | FALSE | 1 | Non-Competitive | 0.711 | Non-Competitive
DAUSSND5 1665__B TO_FROM | DAUSSND5 | 1665__B | 354 | 5 | 5 | TAYLOR1_8 | TAYLOR_W1_8 | TO_FROM | 36066.05 | 35967.75 | -313.53 | 0 | 802.641 | 1215.556 | -0.14267 | 0.033862 | -0.65504 | 0.28955 | 418.3942 | -381.085 | 0 | 2322.976 | 8792.006 | 1562.226 | 10000 | 1459.653 | 2712.905 | 2085.662 | 10000 | 1654.696 | 6888.748 | 1685.571 | 9727.503 | Competitive | Non-Competitive | 0 | TRUE | FALSE | 1 | Non-Competitive | 0.711 | Non-Competitive
DAUSSND5 211T147_1 FROM_TO | DAUSSND5 | 211T147_1 | 478 | 5 | 5 | L_MCNEIL8_1Y | L_GILLCR8_1Y | FROM_TO | 36066.05 | 34825.97 | -671.25 | 0 | 961.881 | 1185.332 | -0.06248 | 0.15011 | -0.26248 | 0.18593 | 802.7101 | -801.636 | 0 | 2858.104 | 2074.32 | 4947.205 | 2105.032 | 1763.491 | 2000.781 | 5826.328 | 2118.729 | 4084.698 | 2250.606 | 4594.961 | 2269.646 | Competitive | Non-Competitive | 0 | TRUE | FALSE | 1 | Non-Competitive | 0.719 | Non-Competitive
DAUSSND5 211T147_1 TO_FROM | DAUSSND5 | 211T147_1 | 478 | 5 | 5 | L_MCNEIL8_1Y | L_GILLCR8_1Y | TO_FROM | 36066.05 | 32356.34 | -697.396 | 0 | 1185.331 | 939.56 | -0.15011 | 0.06248 | -0.18593 | 0.26248 | 1299.102 | -386.66 | 0 | 1555.197 | 3117.477 | 1573.817 | 4947.205 | 1512.037 | 2030.596 | 1614.973 | 5826.328 | 1698.987 | 4325.611 | 1710.173 | 4758.286 | Competitive | Non-Competitive | 0 | TRUE | FALSE | 1 | Non-Competitive | 0.719 | Non-Competitive
DAUSSND5 270__A FROM_TO | DAUSSND5 | 270__A | 2027 | 5 | 5 | TEMP_SS__5 | SALADOSS_5 | FROM_TO | 36066.05 | 32168.51 | -2293.39 | 0 | 1276.326 | 753.948 | -0.15142 | 0.20452 | -0.42686 | 0.3136 | 3888.155 | -1173.16 | 0 | 1707.576 | 1663.776 | 1973.024 | 1863.312 | 1664.168 | 1627.753 | 2154.098 | 1863.312 | 1813.594 | 1944.802 | 1820.834 | 1949.417 | Competitive | Competitive | 0 | TRUE | TRUE | 1 | Competitive | 0.805 | Competitive
DAUSSND5 270__A TO_FROM | DAUSSND5 | 270__A | 2027 | 5 | 5 | TEMP_SS__5 | SALADOSS_5 | TO_FROM | 36066.05 | 33279.03 | -2243.71 | 0 | 740.738 | 1264.768 | -0.20452 | 0.15142 | -0.3136 | 0.42686 | 2941.039 | -2437.31 | 0 | 1262.279 | 1784.35 | 1541.399 | 2055.467 | 1237.924 | 1738.615 | 1583.887 | 2257.143 | 1592.272 | 1885.772 | 1595.982 | 1893.391 | Competitive | Competitive | 0 | TRUE | TRUE | 1 | Competitive | 0.805 | Competitive
DAUSSND5 SEA_AAT1 FROM_TO | DAUSSND5 | SEA_AAT1 | 60 | 5 | 5 | SEATON9 | SEATON8 | FROM_TO | 36066.05 | 37055.3 | -31.0764 | 0 | 997.701 | 1187.665 | -0.00311 | 0.010521 | -0.04909 | 0.58968 | 11.5847 | -26.3471 | 0 |  |  | 7862.273 | 2321.147 | 1588.312 | 1755.99 | 7862.273 | 4582.809 | 6456.997 | 2454.649 | 8399.118 | 3186.147 | Competitive | Competitive | 1 | FALSE | FALSE | 1 | Non-Competitive | 0.9765 | Non-Competitive
DAUSSND5 SEA_AAT1 TO_FROM | DAUSSND5 | SEA_AAT1 | 60 | 5 | 5 | SEATON9 | SEATON8 | TO_FROM | 36066.05 | 36094.43 | -2.0555 | 0 | 1213.348 | 1000.86 | -0.01052 | 0.003105 | -0.58968 | 0.049085 | 43.266 | -5.2862 | 0 |  |  | 1073.734 | 7862.273 | 1238.216 | 1624.409 | 3351.925 | 7862.273 | 1577.171 | 6469.761 | 1613.852 | 8399.118 | Competitive | Competitive | 1 | FALSE | FALSE | 1 | Non-Competitive | 0.9765 | Non-Competitive
DAUSSND5 SNDSW_MR1L FROM_TO | DAUSSND5 | SNDSW_MR1L | 750 | 5 | 5 | SAND_TXU_8 | SNDSW1_1 | FROM_TO | 36066.05 | 34749.05 | -625.328 | 0 | 822.646 | 1078.608 | -0.06207 | 0.52384 | -0.49089 | 0.52384 | 1393.309 | -721.317 | 0 | 2899.146 | 1907.57 | 10000 | 1873.283 | 2628.948 | 1773.515 | 10000 | 2105.735 | 8683.544 | 1925.022 | 8718.49 | 1958.386 | Competitive | Non-Competitive | 0 | TRUE | FALSE | 1 | Non-Competitive | 1.3905 | Non-Competitive
DAUSSND5 SNDSW_MR1L TO_FROM | DAUSSND5 | SNDSW_MR1L | 750 | 5 | 5 | SAND_TXU_8 | SNDSW1_1 | TO_FROM | 36066.05 | 35360.35 | -1265.28 | 0 | 1078.608 | 822.646 | -0.52383 | 0.06207 | -0.52383 | 0.49089 | 1138.075 | -525.89 | 0 | 1568.377 | 3198.413 | 1585.594 | 10000 | 1438.567 | 2924.993 | 2105.735 | 10000 | 1634.642 | 8786.302 | 1682.634 | 8815.737 | Competitive | Non-Competitive | 0 | TRUE | FALSE | 1 | Non-Competitive | 1.3905 | Non-Competitive
DBALDEE8 N4_X3_1 FROM_TO | DBALDEE8 | N4_X3_1 | 478 | 0 | 0 | JT_DEELY | STREICH | FROM_TO | 36066.05 | 36410.84 | 188.1387 | 0 | 1125.62 | 7004.045 | -0.5464 | 0.23028 | -0.60271 | 0.23028 | 269.9202 | 45.5175 | 0 | 10000 | 9140.243 | 10000 | 10000 | 5288.035 | 8229.85 | 10000 | 10000 | 9948.59 | 9925.124 | 10000 | 9935.522 | Competitive | Competitive | 1 | TRUE | FALSE | 1 | Non-Competitive | 1.0625 | Non-Competitive
DBALDEE8 N4_X3_1 TO_FROM | DBALDEE8 | N4_X3_1 | 478 | 0 | 0 | JT_DEELY | STREICH | TO_FROM | 36066.05 | 36940.73 | -475.604 | 0 | 7004.024 | 1108.811 | -0.23028 | 0.5464 | -0.23028 | 0.60271 | 275.5178 | -98.8244 | 0 | 9087.499 | 10000 | 10000 | 10000 | 7374.583 | 5375.927 | 10000 | 10000 | 9910.483 | 9949.674 | 9933.074 | 10000 | Competitive | Competitive | 1 | TRUE | FALSE | 1 | Non-Competitive | 1.0625 | Non-Competitive
DBBSRCH5 TRSES_MR6H FROM_TO | DBBSRCH5 | TRSES_MR6H | 348 | 2 | 2 | TRINDAD1_5 | TRSES6_1 | FROM_TO | 36066.05 | 36202.5 | -23.3965 | 0 | 1115.123 | 10000 | -0.6651 | 0.15209 | -0.6651 | 0.15209 | 257.2481 | -24.3622 | 0 | 4717.778 | 6792.992 | 10000 | 10000 | 2392.536 | 6708.256 | 10000 | 10000 | 7235.777 | 9647.118 | 7659.34 | 9647.738 | Competitive | Competitive | 1 | TRUE | FALSE | 1 | Non-Competitive | 1.203 | Non-Competitive
DBBSRCH5 TRSES_MR6H TO_FROM | DBBSRCH5 | TRSES_MR6H | 348 | 2 | 2 | TRINDAD1_5 | TRSES6_1 | TO_FROM | 36066.05 | 37055.45 | -166.163 | 0 | 10000 | 1119.394 | -0.15209 | 0.6651 | -0.15209 | 0.6651 | 197.2208 | -159.441 | 0 | 6792.992 | 4717.778 | 10000 | 10000 | 6708.256 | 2664.541 | 10000 | 10000 | 9647.118 | 7263.014 | 9647.738 | 7659.34 | Competitive | Competitive | 1 | TRUE | FALSE | 1 | Non-Competitive | 1.203 | Non-Competitive
DBBSVEN5 21__A FROM_TO | DBBSVEN5 | 21__A | 1194 | 4 | 4 | TRINDAD1_5 | RICHLND2_5 | FROM_TO | 36066.05 | 31894.33 | -1649.93 | 0 | 1015.824 | 943.13 | -0.29694 | 0.37124 | -0.29694 | 0.46359 | 2598.532 | -1496.29 | 0 | 1965.592 | 1489.695 | 9080.845 | 5002.728 | 1965.262 | 1474.027 | 10000 | 5002.728 | 3241.72 | 2566.54 | 3241.737 | 2571.325 | Competitive | Non-Competitive | 0 | TRUE | FALSE | 1 | Non-Competitive | 0.8515 | Non-Competitive
DBBSVEN5 21__A TO_FROM | DBBSVEN5 | 21__A | 1194 | 4 | 4 | TRINDAD1_5 | RICHLND2_5 | TO_FROM | 36066.05 | 34272.22 | -957.051 | 0 | 943.129 | 1015.822 | -0.37124 | 0.29695 | -0.46359 | 0.29695 | 2086.148 | -930.509 | 0 | 1385.072 | 2501.819 | 5002.728 | 9080.845 | 1370.851 | 2501.326 | 5002.728 | 10000 | 2485.723 | 3715.097 | 2490.333 | 3715.118 | Competitive | Non-Competitive | 0 | TRUE | FALSE | 1 | Non-Competitive | 0.8515 | Non-Competitive
DBBSVEN5 230__A FROM_TO | DBBSVEN5 | 230__A | 1163 | 4 | 4 | JEWETT_S5 | RAT_SNAKE_5 | FROM_TO | 36066.05 | 33575.57 | -964.799 | 0 | 1142.822 | 820.855 | -0.22506 | 0.10726 | -0.24005 | 0.17967 | 1810.972 | -926.747 | 0 | 2030.137 | 1291.088 | 2467.337 | 9643.334 | 2028.576 | 1149.058 | 2301.311 | 10000 | 2325.614 | 3286.758 | 2325.682 | 3455.572 | Competitive | Non-Competitive | 0 | TRUE | FALSE | 1 | Non-Competitive | 1 | Non-Competitive
DBBSVEN5 230__A TO_FROM | DBBSVEN5 | 230__A | 1163 | 4 | 4 | JEWETT_S5 | RAT_SNAKE_5 | TO_FROM | 36066.05 | 34203.25 | -1038.66 | 0 | 756.602 | 1155.483 | -0.10726 | 0.22506 | -0.17967 | 0.24005 | 1530.439 | -1050.01 | 0 | 868.125 | 2073.482 | 9643.334 | 2467.337 | 814.46 | 2071.869 | 10000 | 2301.311 | 2301.357 | 2345.068 | 2399.305 | 2345.137 | Competitive | Non-Competitive | 0 | TRUE | FALSE | 1 | Non-Competitive | 1 | Non-Competitive
DBBSVEN5 31__A FROM_TO | DBBSVEN5 | 31__A | 1194 | 4 | 4 | TRINDAD2_5 | RICHLND1_5 | FROM_TO | 36066.05 | 31007.89 | -1790.73 | 0 | 998.485 | 938.376 | -0.30118 | 0.20139 | -0.30118 | 0.45994 | 2925.796 | -1637.38 | 0 | 1817.641 | 1464.3 | 2455.502 | 5002.338 | 1818.561 | 1446.207 | 3172.085 | 5002.338 | 2369.38 | 2410.107 | 2369.348 | 2416.027 | Competitive | Non-Competitive | 0 | TRUE | FALSE | 1 | Non-Competitive | 0.891 | Non-Competitive
DBBSVEN5 31__A TO_FROM | DBBSVEN5 | 31__A | 1194 | 4 | 4 | TRINDAD2_5 | RICHLND1_5 | TO_FROM | 36066.05 | 33953.74 | -1183.93 | 0 | 931.077 | 998.484 | -0.20139 | 0.30118 | -0.45994 | 0.30118 | 2244.718 | -1133.12 | 0 | 1358.992 | 2270.814 | 5002.338 | 2647.514 | 1342.611 | 2271.879 | 5002.338 | 3453.65 | 2325.412 | 2701.036 | 2331.092 | 2701.002 | Competitive | Non-Competitive | 0 | TRUE | FALSE | 1 | Non-Competitive | 0.891 | Non-Competitive
DBBSVEN5 510__A FROM_TO | DBBSVEN5 | 510__A | 1163 | 4 | 4 | WATMLL_W5 | TRINDAD1_5 | FROM_TO | 36066.05 | 35545.58 | -1197.36 | 0 | 780.477 | 2185.584 | -0.25038 | 0.061383 | -0.31894 | 0.087001 | 1324.12 | -948.294 | 0 | 1227.792 | 2077.249 | 1227.792 | 5022.341 | 1221.719 | 1679.645 | 1277.429 | 5620.564 | 1327.542 | 3249.394 | 1329.051 | 3409.259 | Non-Competitive | Non-Competitive | 0 | TRUE | FALSE | 1 | Non-Competitive | 1.1095 | Non-Competitive
DBBSVEN5 510__A TO_FROM | DBBSVEN5 | 510__A | 1163 | 4 | 4 | WATMLL_W5 | TRINDAD1_5 | TO_FROM | 36066.05 | 32806.67 | -657.394 | 0 | 2185.584 | 750.336 | -0.06138 | 0.25038 | -0.087 | 0.31894 | 1528.001 | -586.897 | 0 | 2026.37 | 1717.4 | 5022.341 | 1717.4 | 1589.746 | 1704.892 | 5620.564 | 1717.4 | 3197.064 | 1769.515 | 3381.6 | 1772.747 | Competitive | Non-Competitive | 0 | TRUE | FALSE | 1 | Non-Competitive | 1.1095 | Non-Competitive
DBBSVEN5 520__A FROM_TO | DBBSVEN5 | 520__A | 1163 | 4 | 4 | TRICRN1_5 | TRINDAD2_5 | FROM_TO | 36066.05 | 34556.73 | -1223.95 | 0 | 787.903 | 1077.715 | -0.19769 | 0.088266 | -0.34168 | 0.15066 | 1658.315 | -1170.53 | 0 | 1313.877 | 1747.21 | 1352.618 | 3665.349 | 1312.973 | 1417.777 | 1675.719 | 5002.591 | 1534.914 | 2292.064 | 1535.123 | 2461.681 | Competitive | Non-Competitive | 0 | TRUE | FALSE | 1 | Non-Competitive | 0.93 | Non-Competitive
DBBSVEN5 520__A TO_FROM | DBBSVEN5 | 520__A | 1163 | 4 | 4 | TRICRN1_5 | TRINDAD2_5 | TO_FROM | 36066.05 | 33756.28 | -820.51 | 0 | 1077.714 | 787.863 | -0.08827 | 0.19769 | -0.15066 | 0.34168 | 1587.222 | -726.203 | 0 | 1650.21 | 1715.351 | 3665.349 | 1726.67 | 1329.611 | 1713.846 | 5002.591 | 1814.718 | 2228.623 | 1856.629 | 2404.501 | 1856.93 | Competitive | Competitive | 0 | TRUE | TRUE | 1 | Competitive | 0.93 | Competitive
DBCESND5 AUSTRO_AT1H FROM_TO | DBCESND5 | AUSTRO_AT1H | 480 | 2 | 2 | L_AUSTRO5_1Y | AUSTRO1_1KV | FROM_TO | 36066.05 | 36251.05 | -19.0773 | 0 | 1151.234 | 4829.501 | -0.22652 | 0.027684 | -0.32054 | 0.063977 | 419.1245 | -51.1614 | 0 | 3544.958 | 4861.151 | 1373.179 | 5347.859 | 1086.53 | 4359.279 | 3204.224 | 9079.44 | 1187.935 | 4982.573 | 1346.318 | 4997.474 | Competitive | Competitive | 1 | TRUE | FALSE | 1 | Non-Competitive | 1.023 | Non-Competitive
DBCESND5 AUSTRO_AT1H TO_FROM | DBCESND5 | AUSTRO_AT1H | 480 | 2 | 2 | L_AUSTRO5_1Y | AUSTRO1_1KV | TO_FROM | 36066.05 | 38828.11 | -396.451 | 0 | 4829.502 | 1151.234 | -0.02768 | 0.22652 | -0.06398 | 0.32054 | 309.5369 | -359.272 | 0 | 4861.151 | 3544.958 | 5347.859 | 1436.668 | 3713.437 | 1165.253 | 9079.44 | 3204.224 | 4954.063 | 1251.313 | 4997.474 | 1395.503 | Competitive | Competitive | 1 | TRUE | FALSE | 1 | Non-Competitive | 1.023 | Non-Competitive
DBNBSYC5 6120__C FROM_TO | DBNBSYC5 | 6120__C | 214 | 2 | 2 | EDGECLF2_8 | ROGERS2_8 | FROM_TO | 36066.05 | 35344.97 | -95.561 | 0 | 688.673 | 1156.186 | -0.03343 | 0.039252 | -0.30546 | 0.51916 | 432.4149 | -74.2528 | 0 | 1441.942 | 10000 | 1141.043 | 7778.562 | 1159.44 | 1289.019 | 1441.942 | 10000 | 1241.922 | 4331.304 | 1230.388 | 9095.963 | Competitive | Non-Competitive | 0 | TRUE | FALSE | 1 | Non-Competitive | 0.969 | Non-Competitive
DBNBSYC5 6120__C TO_FROM | DBNBSYC5 | 6120__C | 214 | 2 | 2 | EDGECLF2_8 | ROGERS2_8 | TO_FROM | 36066.05 | 36092.48 | -364.707 | 0 | 1156.186 | 695.941 | -0.03925 | 0.033431 | -0.51916 | 0.30546 | 200.2769 | -197.737 | 0 | 10000 | 2437.163 | 7778.562 | 2256.615 | 1243.656 | 2256.294 | 10000 | 2437.163 | 4297.519 | 2222.315 | 9095.963 | 2215.928 | Competitive | Competitive | 1 | TRUE | FALSE | 1 | Non-Competitive | 0.969 | Non-Competitive
DBRAVAL8 E1_M1_1 FROM_TO | DBRAVAL8 | E1_M1_1 | 214 | 0 | 0 | FIVE_PTS | WSTSIDE | FROM_TO | 36066.05 | 36359.56 | -16.1014 | 0 | 1098.612 | 1020.454 | -0.05338 | 0.09929 | -0.30238 | 0.44793 | 125.1473 | 0.071779 | 0 | 10000 | 10000 | 10000 | 10000 | 8331.921 | 6061.572 | 10000 | 10000 | 9978.996 | 9254.295 | 10000 | 10000 | Competitive | Competitive | 1 | TRUE | FALSE | 1 | Non-Competitive | 0.703 | Non-Competitive
DBRAVAL8 E1_M1_1 TO_FROM | DBRAVAL8 | E1_M1_1 | 214 | 0 | 0 | FIVE_PTS | WSTSIDE | TO_FROM | 36066.05 | 36301.96 | -210.334 | 0 | 966.055 | 1128.944 | -0.09929 | 0.053385 | -0.44793 | 0.30238 | 108.3291 | -28.614 | 0 | 10000 | 10000 | 10000 | 10000 | 4512.775 | 8370.461 | 10000 | 10000 | 8831.865 | 9979.182 | 10000 | 10000 | Competitive | Competitive | 1 | TRUE | FALSE | 1 | Non-Competitive | 0.703 | Non-Competitive
DB_DAIR8 ALAZAN_B_DAVI1_1 FROM_TO | DB_DAIR8 | ALAZAN_B_DAVI1_1 | 876 | 3 | 3 | B_DAVIS4A | ALAZAN4A | FROM_TO | 36066.05 | 38032.59 | -139.204 | 0 | 1161.171 | 986.013 | -0.12094 | 0.41463 | -0.36089 | 0.41463 | 170.6165 | -96.1168 | 0 | 4071.753 | 4618.724 | 10000 | 5753.329 | 3953.497 | 866.63 | 10000 | 10000 | 7994.497 | 2896.277 | 7999.761 | 7089.01 | Competitive | Competitive | 1 | TRUE | FALSE | 1 | Non-Competitive | 0.6955 | Non-Competitive
DB_DAIR8 ALAZAN_B_DAVI1_1 TO_FROM | DB_DAIR8 | ALAZAN_B_DAVI1_1 | 876 | 3 | 3 | B_DAVIS4A | ALAZAN4A | TO_FROM | 36066.05 | 37831.78 | -166.62 | 0 | 940.799 | 1141.305 | -0.41463 | 0.12094 | -0.41463 | 0.36089 | 140.1066 | -13.538 | 0 | 1848.368 | 4622.526 | 2282.752 | 10000 | 637.045 | 4479.351 | 10000 | 10000 | 1374.44 | 8143.826 | 1924.687 | 8149.238 | Competitive | Competitive | 1 | TRUE | FALSE | 1 | Non-Competitive | 0.6955 | Non-Competitive
DB_DAIR8 N_SHARPE_PS1 FROM_TO | DB_DAIR8 | N_SHARPE_PS1 | 222 | 3 | 3 | N_SHARPE4A | N_SHARPE4B | FROM_TO | 36066.05 | 92690.8 | 0 | 0 | 0 | 0 | 0 | 0 | 0 | 0 | 0 | 0 | 0 | [10 empty] | 0 | 0 | Competitive | Competitive | 1 | FALSE | TRUE | 1 | Non-Competitive | 0.711 | Non-Competitive
DB_DAIR8 N_SHARPE_PS1 TO_FROM | DB_DAIR8 | N_SHARPE_PS1 | 222 | 3 | 3 | N_SHARPE4A | N_SHARPE4B | TO_FROM | 36066.05 | 92690.8 | 0 | 0 | 0 | 0 | 0 | 0 | 0 | 0 | 0 | 0 | 0 | [10 empty] | 0 | 0 | Competitive | Competitive | 1 | FALSE | TRUE | 1 | Non-Competitive | 0.711 | Non-Competitive
DCAGBRA5 M3_G2_1 FROM_TO | DCAGBRA5 | M3_G2_1 | 312 | 2 | 2 | HAMWOLF | MED_CTR | FROM_TO | 36066.05 | 36699.63 | -120.157 | 0 | 1129.643 | 1068.957 | -0.0107 | 0.051167 | -0.38304 | 0.5041 | 63.5232 | -127.68 | 0 | 10000 |  | 7704.063 | 1868.725 | 6589.467 | 940.197 | 10000 | 5622.421 | 8162.945 | 1168.716 | 8654.215 | 2112.901 | Competitive | Competitive | 1 | TRUE | FALSE | 1 | Non-Competitive | 0.719 | Non-Competitive
DCAGBRA5 M3_G2_1 TO_FROM | DCAGBRA5 | M3_G2_1 | 312 | 2 | 2 | HAMWOLF | MED_CTR | TO_FROM | 36066.05 | 36387.1 | -74.2842 | 0 | 1068.957 | 1129.643 | -0.05117 | 0.010697 | -0.5041 | 0.38304 | 149.2207 | 66.1376 | 0 |  | 10000 | 1677.721 | 10000 | 845.451 | 8509.117 | 5622.421 | 10000 | 1079.647 | 9409.13 | 1943.178 | 10000 | Competitive | Competitive | 1 | TRUE | FALSE | 1 | Non-Competitive | 0.719 | Non-Competitive
DCAGBRA5 N5_P4_1 FROM_TO | DCAGBRA5 | N5_P4_1 | 1195 | 2 | 2 | SKYLINE_5 | SPRUCE | FROM_TO | 36066.05 | 37197.28 | -890.711 | 0 | 1022.892 | 3082.063 | -0.38767 | 0.046166 | -0.38767 | 0.062859 | 738.9727 | -357.941 | 0 | 2995.043 | 3854.828 | 1963.259 | 10000 | 958.148 | 3723.94 | 3568.843 | 10000 | 1370.294 | 7489.144 | 2787.772 | 7497.451 | Competitive | Competitive | 1 | TRUE | FALSE | 1 | Non-Competitive | 0.6875 | Non-Competitive
DCAGBRA5 N5_P4_1 TO_FROM | DCAGBRA5 | N5_P4_1 | 1195 | 2 | 2 | SKYLINE_5 | SPRUCE | TO_FROM | 36066.05 | 40949.32 | -37.1299 | 0 | 3082.054 | 1042.098 | -0.04617 | 0.38767 | -0.06286 | 0.38767 | 940.8962 | -379.968 | 0 | 3184.712 | 3581.53 | 10000 | 2434.735 | 3079.194 | 1121.869 | 10000 | 4369.292 | 6829.909 | 1647.161 | 6837.468 | 3418.558 | Competitive | Competitive | 1 | TRUE | FALSE | 1 | Non-Competitive | 0.6875 | Non-Competitive
DCAGBRA5 N5_P4_2_1 FROM_TO | DCAGBRA5 | N5_P4_2_1 | 1195 | 2 | 2 | SKYLINE_5 | SPRUCE | FROM_TO | 36066.05 | 37197.28 | -890.711 | 0 | 1022.892 | 3082.063 | -0.38767 | 0.046166 | -0.38767 | 0.062859 | 738.9727 | -357.941 | 0 | 2995.043 | 3854.828 | 1963.259 | 10000 | 958.148 | 3723.94 | 3568.843 | 10000 | 1370.294 | 7489.144 | 2787.772 | 7497.451 | Competitive | Competitive | 1 | TRUE | FALSE | 1 | Non-Competitive | 0.7735 | Non-Competitive
DCAGBRA5 N5_P4_2_1 TO_FROM | DCAGBRA5 | N5_P4_2_1 | 1195 | 2 | 2 | SKYLINE_5 | SPRUCE | TO_FROM | 36066.05 | 40949.32 | -37.1299 | 0 | 3082.054 | 1042.098 | -0.04617 | 0.38767 | -0.06286 | 0.38767 | 940.8962 | -379.968 | 0 | 3184.712 | 3581.53 | 10000 | 2434.735 | 3079.194 | 1121.869 | 10000 | 4369.292 | 6829.909 | 1647.161 | 6837.468 | 3418.558 | Competitive | Competitive | 1 | TRUE | FALSE | 1 | Non-Competitive | 0.7735 | Non-Competitive
DCAGWS28 E1_M1_1 FROM_TO | DCAGWS28 | E1_M1_1 | 214 | 6 | 6 | FIVE_PTS | WSTSIDE | FROM_TO | 36066.05 | 36145.84 | -90.2054 | 0 | 1028.244 | 786.644 | -0.12371 | 0.047702 | -0.5856 | 0.26516 | 167.2771 | 80.1461 | 0 | 10000 | 10000 | 10000 | 10000 | 1081.567 | 8815.538 | 10000 | 10000 | 6040.347 | 9869.694 | 10000 | 10000 | Competitive | Competitive | 1 | TRUE | FALSE | 1 | Non-Competitive | 0.664 | Non-Competitive
DCAGWS28 E1_M1_1 TO_FROM | DCAGWS28 | E1_M1_1 | 214 | 6 | 6 | FIVE_PTS | WSTSIDE | TO_FROM | 36066.05 | 36371.04 | -207.915 | 0 | 763.67 | 1053.122 | -0.0477 | 0.12371 | -0.26516 | 0.5856 | 128.6817 | -119.208 | 0 | 10000 | 10000 | 10000 | 10000 | 8686.565 | 1217.701 | 10000 | 10000 | 9864.466 | 6362.981 | 10000 | 10000 | Competitive | Competitive | 1 | TRUE | FALSE | 1 | Non-Competitive | 0.664 | Non-Competitive
DCALCAG5 N5_P4_2_1 FROM_TO | DCALCAG5 | N5_P4_2_1 | 1195 | 2 | 2 | SKYLINE_5 | SPRUCE | FROM_TO | 36066.05 | 37197.28 | -890.711 | 0 | 1022.892 | 3082.063 | -0.38767 | 0.046166 | -0.38767 | 0.062859 | 738.9727 | -357.941 | 0 | 2995.043 | 3854.828 | 1963.259 | 10000 | 958.148 | 3723.94 | 3568.843 | 10000 | 1370.294 | 7489.144 | 2787.772 | 7497.451 | Competitive | Competitive | 1 | TRUE | FALSE | 1 | Non-Competitive | 0.6715 | Non-Competitive
DCALCAG5 N5_P4_2_1 TO_FROM | DCALCAG5 | N5_P4_2_1 | 1195 | 2 | 2 | SKYLINE_5 | SPRUCE | TO_FROM | 36066.05 | 40949.32 | -37.1299 | 0 | 3082.054 | 1042.098 | -0.04617 | 0.38767 | -0.06286 | 0.38767 | 940.8962 | -379.968 | 0 | 3184.712 | 3581.53 | 10000 | 2434.735 | 3079.194 | 1121.869 | 10000 | 4369.292 | 6829.909 | 1647.161 | 6837.468 | 3418.558 | Competitive | Competitive | 1 | TRUE | FALSE | 1 | Non-Competitive | 0.6715 | Non-Competitive
DCHB_KG5 CBYRNG87_A FROM_TO | DCHB_KG5 | CBYRNG87_A | 526 | 2 | 2 | CEDARP__138B | STRANG__138X | FROM_TO | 36066.05 | 35593.72 | -268.091 | 0 | 662.347 | 1095.401 | -0.19564 | 0.20501 | -0.40783 | 0.21877 | 718.9991 | -100.885 | 0 | 3854.934 | 4053.009 | 3985.462 | 6028.338 | 3148.216 | 4044.17 | 4466.185 | 6171.734 | 4511.59 | 5530.092 | 4548.492 | 5529.735 | Competitive | Non-Competitive | 0 | TRUE | FALSE | 1 | Non-Competitive | 0.7105 | Non-Competitive
DCHB_KG5 CBYRNG87_A TO_FROM | DCHB_KG5 | CBYRNG87_A | 526 | 2 | 2 | CEDARP__138B | STRANG__138X | TO_FROM | 36066.05 | 37194.83 | -712.363 | 0 | 1092.379 | 657.519 | -0.20501 | 0.19564 | -0.21877 | 0.40783 | 279.5242 | -381.357 | 0 | 4053.009 | 3854.934 | 6028.338 | 3985.462 | 4044.17 | 3240.713 | 6171.734 | 4466.185 | 5530.092 | 4513.061 | 5529.735 | 4548.492 | Competitive | Competitive | 1 | TRUE | FALSE | 1 | Non-Competitive | 0.7105 | Non-Competitive
DCHB_KG5 CTRPHR97_A FROM_TO | DCHB_KG5 | CTRPHR97_A | 1507 | 2 | 2 | CENTER__345A | P_H_R___345E | FROM_TO | 36066.05 | 28185.32 | -995.912 | 0 | 3820.364 | 673.726 | -0.10356 | 0.62506 | -0.14357 | 0.62506 | 2552.815 | -868.637 | 0 | 3636.513 | 1163.339 | 4276.548 | 2096.753 | 3629.825 | 842.685 | 5563.991 | 4655.089 | 4760.148 | 1052.013 | 4760.427 | 1314.57 | Non-Competitive | Non-Competitive | 0 | TRUE | FALSE | 1 | Non-Competitive | 0.711 | Non-Competitive
DCHB_KG5 CTRPHR97_A TO_FROM | DCHB_KG5 | CTRPHR97_A | 1507 | 2 | 2 | CENTER__345A | P_H_R___345E | TO_FROM | 36066.05 | 36855.06 | -982.414 | 0 | 673.726 | 3820.364 | -0.62506 | 0.10356 | -0.62506 | 0.14357 | 1005.148 | -1058.5 | 0 | 1009.335 | 3636.513 | 1776.605 | 4276.548 | 726 | 3629.825 | 4655.089 | 5563.991 | 897.261 | 4760.148 | 1141.602 | 4760.427 | Competitive | Competitive | 1 | TRUE | FALSE | 1 | Non-Competitive | 0.711 | Non-Competitive
DCHB_KG5 EXNLH_03_A FROM_TO | DCHB_KG5 | EXNLH_03_A | 411 | 2 | 2 | EXXON___138A | LYNCH___138A | FROM_TO | 36066.05 | 35407.82 | -378.319 | 0 | 732.166 | 1114.932 | -0.0908 | 0.29898 | -0.46124 | 0.29898 | 703.8535 | -356.371 | 0 | 3341.139 | 2245.959 | 3769.014 | 2732.143 | 3296.497 | 900.85 | 10000 | 3170.423 | 4016.712 | 1546.205 | 4021.687 | 2459.374 | Competitive | Non-Competitive | 0 | TRUE | FALSE | 1 | Non-Competitive | 0.6875 | Non-Competitive
DCHB_KG5 EXNLH_03_A TO_FROM | DCHB_KG5 | EXNLH_03_A | 411 | 2 | 2 | EXXON___138A | LYNCH___138A | TO_FROM | 36066.05 | 36014.12 | -353.267 | 0 | 1114.932 | 732.166 | -0.29898 | 0.090802 | -0.29898 | 0.46124 | 426.527 | -441.94 | 0 | 2245.959 | 3341.139 | 2732.143 | 3769.014 | 781.216 | 3296.497 | 3170.423 | 10000 | 1435.071 | 4016.712 | 2459.374 | 4021.687 | Competitive | Non-Competitive | 0 | TRUE | FALSE | 1 | Non-Competitive | 0.6875 | Non-Competitive
DCICME58 E3_S1_1 FROM_TO | DCICME58 | E3_S1_1 | 287 | 0 | 0 | HOWARD | SOMERSET | FROM_TO | 36066.05 | 36194.8 | -30.9899 | 0 | 1118.765 | 871.834 | -0.10819 | 0.070749 | -0.62733 | 0.13316 | 206.2312 | 16.326 | 0 | 10000 | 7889.805 | 10000 | 10000 | 3190.466 | 3757.213 | 10000 | 10000 | 9135.609 | 8983.675 | 10000 | 9400.13 | Competitive | Competitive | 1 | TRUE | FALSE | 1 | Non-Competitive | 0.758 | Non-Competitive
DCICME58 E3_S1_1 TO_FROM | DCICME58 | E3_S1_1 | 287 | 0 | 0 | HOWARD | SOMERSET | TO_FROM | 36066.05 | 37623.84 | -241.342 | 0 | 830.038 | 1118.765 | -0.07075 | 0.10819 | -0.13316 | 0.62733 | 81.0633 | -81.9472 | 0 | 6509.831 | 10000 | 9011.13 | 10000 | 1741.491 | 3318.134 | 8906.031 | 10000 | 7385.479 | 9174.964 | 8581.592 | 10000 | Competitive | Competitive | 1 | TRUE | FALSE | 1 | Non-Competitive | 0.758 | Non-Competitive
DCLEZOR5 428T428_1 FROM_TO | DCLEZOR5 | 428T428_1 | 240 | 2 | 2 | L_SEGUIN8_1Y | L_SEGUWE8_1Y | FROM_TO | 36066.05 | 35773.84 | -297.591 | 0 | 1128.336 | 1003.81 | -0.05235 | 0.024584 | -0.60098 | 0.25979 | 419.7451 | -11.0668 | 0 | 10000 | 6211.496 | 1248.552 | 5203.612 | 1042.075 | 4223.063 | 2705.287 | 10000 | 1148.187 | 6204.404 | 1239.453 | 6821.541 | Competitive | Non-Competitive | 0 | TRUE | FALSE | 1 | Non-Competitive | 1.4845 | Non-Competitive
DCLEZOR5 428T428_1 TO_FROM | DCLEZOR5 | 428T428_1 | 240 | 2 | 2 | L_SEGUIN8_1Y | L_SEGUWE8_1Y | TO_FROM | 36066.05 | 35955.72 | -248.534 | 0 | 1003.81 | 1128.336 | -0.02458 | 0.052348 | -0.25979 | 0.60098 | 268.6639 | -335.031 | 0 | 6127.695 | 10000 | 4673.22 | 1493.253 | 3694.751 | 1238.097 | 10000 | 2705.287 | 5782.128 | 1342.496 | 6428.083 | 1441.412 | Competitive | Non-Competitive | 0 | TRUE | FALSE | 1 | Non-Competitive | 1.4845 | Non-Competitive
DCLEZOR5 MARION_4AT2 FROM_TO | DCLEZOR5 | MARION_4AT2 | 478 | 2 | 2 | L_MARION5_1Y | L_MARION8_1Y | FROM_TO | 36066.05 | 36009.42 | -106.132 | 0 | 1097.325 | 1137.768 | -0.0273 | 0.067938 | -0.38684 | 0.067938 | 499.9085 | -153.454 | 0 | 1994.755 | 10000 | 2260.84 | 2277.545 | 1263.151 | 1307.511 | 4195.339 | 3375.961 | 2426.707 | 1847.041 | 2953.011 | 2563.362 | Competitive | Non-Competitive | 0 | TRUE | FALSE | 1 | Non-Competitive | 0.8125 | Non-Competitive
DCLEZOR5 MARION_4AT2 TO_FROM | DCLEZOR5 | MARION_4AT2 | 478 | 2 | 2 | L_MARION5_1Y | L_MARION8_1Y | TO_FROM | 36066.05 | 38986 | -458.874 | 0 | 1108.377 | 1097.523 | -0.06794 | 0.027303 | -0.06794 | 0.38684 | 266.9494 | -339.126 | 0 | 10000 | 2341.462 | 2277.545 | 2708.714 | 1120.86 | 1432.577 | 3375.961 | 4195.339 | 1705.003 | 2759.251 | 2563.362 | 3353.199 | Competitive | Competitive | 1 | TRUE | FALSE | 1 | Non-Competitive | 0.8125 | Non-Competitive
DCMTBNB8 6495__C FROM_TO | DCMTBNB8 | 6495__C | 233 | 2 | 2 | SAGINAW1_8 | AM_MFG_T8 | FROM_TO | 36066.05 | 36194.9 | 6.9756 | 0 | 1192.445 | 730.215 | -0.01195 | 0.015649 | -0.8984 | 0.050869 | 115.6911 | 50.0073 | 0 |  |  | 10000 | 10000 | 944.033 | 3776.05 | 10000 | 10000 | 2276.5 | 7147.924 | 10000 | 10000 | Competitive | Competitive | 1 | FALSE | FALSE | 1 | Non-Competitive | 0.664 | Non-Competitive
DCMTBNB8 6495__C TO_FROM | DCMTBNB8 | 6495__C | 233 | 2 | 2 | SAGINAW1_8 | AM_MFG_T8 | TO_FROM | 36066.05 | 40744.79 | -105.74 | 0 | 700.061 | 1228.195 | -0.01565 | 0.011951 | -0.05087 | 0.8984 | 4.922 | -91.7691 | 0 |  |  | 7979.788 | 10000 | 1858.757 | 1004.734 | 7979.788 | 10000 | 5209.416 | 2386.479 | 8476.486 | 10000 | Competitive | Competitive | 1 | FALSE | FALSE | 1 | Non-Competitive | 0.664 | Non-Competitive
DCNSLHS8 3655__B FROM_TO | DCNSLHS8 | 3655__B | 304 | 3 | 3 | PRCKSW1_8 | PRCK1_8 | FROM_TO | 36066.05 | 36054.07 | -68.9617 | 0 | 1117.205 | 669.02 | -0.01501 | 0.10655 | -0.76482 | 0.22029 | 313.1612 | -47.7164 | 0 | 4363.281 |  | 7023.266 | 10000 | 3647.994 | 1254.53 | 10000 | 10000 | 6347.586 | 5016.835 | 7067.515 | 10000 | Competitive | Non-Competitive | 0 | TRUE | FALSE | 1 | Non-Competitive | 0.734 | Non-Competitive
DCNSLHS8 3655__B TO_FROM | DCNSLHS8 | 3655__B | 304 | 3 | 3 | PRCKSW1_8 | PRCK1_8 | TO_FROM | 36066.05 | 37109.29 | -303.51 | 0 | 673.648 | 1117.205 | -0.10655 | 0.015014 | -0.22029 | 0.76482 | 73.7537 | -111.221 | 0 |  | 4363.281 | 10000 | 7023.266 | 947.939 | 3920.409 | 10000 | 10000 | 4246.634 | 6518.924 | 10000 | 7067.515 | Competitive | Competitive | 1 | TRUE | FALSE | 1 | Non-Competitive | 0.734 | Non-Competitive
DCNSLHS8 3660__A FROM_TO | DCNSLHS8 | 3660__A | 332 | 3 | 3 | LKHB_E8 | PRCKSW1_8 | FROM_TO | 36066.05 | 37041.53 | 3.8202 | 0 | 1220.384 | 687.434 | -0.00233 | 0.17549 | -0.10156 | 0.17633 | 232.6172 | 6.4658 | 0 | 10000 |  | 10000 | 6129.526 | 6207.044 | 4608.438 | 10000 | 6129.526 | 9855.822 | 6627.114 | 10000 | 7045.507 | Competitive | Competitive | 1 | TRUE | FALSE | 1 | Non-Competitive | 0.711 | Non-Competitive
DCNSLHS8 3660__A TO_FROM | DCNSLHS8 | 3660__A | 332 | 3 | 3 | LKHB_E8 | PRCKSW1_8 | TO_FROM | 36066.05 | 37972.69 | -43.9581 | 0 | 679.746 | 1322.324 | -0.17549 | 0.002333 | -0.17633 | 0.10156 | -3.7755 | -40.9792 | 0 |  | 10000 | 6129.526 | 10000 | 4608.438 | 6528.415 | 6129.526 | 10000 | 6627.114 | 9866.508 | 7045.507 | 10000 | Competitive | Competitive | 1 | TRUE | FALSE | 1 | Non-Competitive | 0.711 | Non-Competitive
DCPSES12 440__A FROM_TO | DCPSES12 | 440__A | 1072 | 0 | 0 | L_AUSTRO5_1Y | SAND_TXU_5 | FROM_TO | 36066.05 | 32689.92 | -1071.87 | 0 | 767.915 | 1222.067 | -0.16755 | 0.11972 | -0.21087 | 0.16277 | 1796.85 | -1387.3 | 0 | 1355.439 | 2178.834 | 1520.479 | 2333.579 | 1248.486 | 2173.174 | 1572.621 | 7951.852 | 1525.853 | 2770.746 | 1547.447 | 2771.098 | Competitive | Non-Competitive | 0 | TRUE | FALSE | 1 | Non-Competitive | 0.8595 | Non-Competitive
DCPSES12 440__A TO_FROM | DCPSES12 | 440__A | 1072 | 0 | 0 | L_AUSTRO5_1Y | SAND_TXU_5 | TO_FROM | 36066.05 | 29643.02 | -1620.38 | 0 | 1222.067 | 787.675 | -0.11972 | 0.16754 | -0.16277 | 0.21086 | 2456.236 | -1002.33 | 0 | 1715.331 | 1587.618 | 2188.923 | 1774.778 | 1711.566 | 1445.529 | 7951.852 | 1847.759 | 2289.111 | 1762.412 | 2289.367 | 1790.161 | Competitive | Competitive | 0 | TRUE | TRUE | 1 | Competitive | 0.8595 | Competitive
DCPSES12 591__A FROM_TO | DCPSES12 | 591__A | 280 | 0 | 0 | CRLTN_NW_E8 | TNLAKEPNTE1 | FROM_TO | 36066.05 | 36265.1 | -281.564 | 0 | 1160.453 | 636.716 | -0.09775 | 0.013578 | -0.58062 | 0.11819 | 164.0086 | -97.8722 | 0 |  | 6043.413 | 2929.027 | 6043.413 | 1394.298 | 2080.625 | 2894.861 | 10000 | 2088.497 | 2803.9 | 2789.996 | 5050.249 | Competitive | Competitive | 1 | TRUE | FALSE | 1 | Non-Competitive | 0.9845 | Non-Competitive
DCPSES12 591__A TO_FROM | DCPSES12 | 591__A | 280 | 0 | 0 | CRLTN_NW_E8 | TNLAKEPNTE1 | TO_FROM | 36066.05 | 35951 | -115.67 | 0 | 636.716 | 1160.453 | -0.01358 | 0.097754 | -0.11819 | 0.58062 | 292.8335 | -93.1543 | 0 | 4244.18 |  | 4608.496 | 3108.197 | 1041.999 | 1460.882 | 5244.44 | 2894.861 | 1598.736 | 2152.99 | 3648.127 | 2885.576 | Competitive | Non-Competitive | 0 | TRUE | FALSE | 1 | Non-Competitive | 0.9845 | Non-Competitive
DCPSES12 SINTON_SKIDMO1_1 FROM_TO | DCPSES12 | SINTON_SKIDMO1_1 | 38 | 0 | 0 | SKIDMORE2A | SINTON2A | FROM_TO | 36066.05 | 36041.58 | -31.1432 | 0 | 982.701 | 1112.283 | -0.02199 | 0.004821 | -0.21385 | 0.40422 | 43.2332 | -10.2552 | 0 |  | 5644.313 | 6690.833 | 2559.807 | 932.622 | 2154.137 | 5827.691 | 2718.19 | 1341.446 | 2990.638 | 5693.239 | 3023.654 | Competitive | Non-Competitive | 0 | TRUE | FALSE | 1 | Non-Competitive | 1.0235 | Non-Competitive
DCPSES12 SINTON_SKIDMO1_1 TO_FROM | DCPSES12 | SINTON_SKIDMO1_1 | 38 | 0 | 0 | SKIDMORE2A | SINTON2A | TO_FROM | 36066.05 | 36068.61 | -36.5787 | 0 | 1143.571 | 982.701 | -0.00482 | 0.021993 | -0.40422 | 0.21385 | 36.9673 | -30.7645 | 0 | 5644.313 |  | 1320.457 | 6835.49 | 1170.454 | 1112.019 | 1866.936 | 6003.665 | 1713.839 | 1644.522 | 1728.817 | 5813.896 | Competitive | Competitive | 1 | TRUE | FALSE | 1 | Non-Competitive | 1.0235 | Non-Competitive
DCPSJON5 152__A FROM_TO | DCPSJON5 | 152__A | 1163 | 4 | 4 | WLFHOLW_5 | ROCKYCRK_5 | FROM_TO | 36066.05 | 32816.22 | 162.6976 | 0 | 716.179 | 1074.706 | -0.03226 | 0.29735 | -0.18539 | 0.29735 | 1770.053 | 139.2162 | 0 | 1885.553 | 5006.067 | 5582.971 | 1916.25 | 1772.909 | 1351.659 | 5582.971 | 2968.731 | 3198.81 | 1746.131 | 3207.057 | 2185.664 | Competitive | Non-Competitive | 0 | TRUE | FALSE | 1 | Non-Competitive | 1.414 | Non-Competitive
DCPSJON5 152__A TO_FROM | DCPSJON5 | 152__A | 1163 | 4 | 4 | WLFHOLW_5 | ROCKYCRK_5 | TO_FROM | 36066.05 | 38458.99 | -1549.76 | 0 | 1074.706 | 716.18 | -0.29734 | 0.032262 | -0.29734 | 0.18538 | 437.2209 | -1061.94 | 0 | 5006.067 | 3340.576 | 1916.25 | 5582.971 | 1315.917 | 3071.538 | 2968.731 | 5582.971 | 1720.44 | 4218.678 | 2185.664 | 4230.536 | Competitive | Competitive | 1 | TRUE | FALSE | 1 | Non-Competitive | 1.414 | Non-Competitive
DCRLPTE5 820__D FROM_TO | DCRLPTE5 | 820__D | 354 | 2 | 2 | FRISCO | COLLINSS1_8 | FROM_TO | 36066.05 | 36459.06 | -360.905 | 0 | 645.23 | 1194.133 | -0.04665 | 0.14877 | -0.14169 | 0.81203 | 298.1981 | -212.799 | 0 | 3961.808 | 2682.863 | 6152.84 | 2739.757 | 909.469 | 2429.698 | 10000 | 2615.036 | 2250.367 | 2724.844 | 5545.564 | 2709.135 | Competitive | Competitive | 1 | TRUE | FALSE | 1 | Non-Competitive | 0.992 | Non-Competitive
DCRLPTE5 820__D TO_FROM | DCRLPTE5 | 820__D | 354 | 2 | 2 | FRISCO | COLLINSS1_8 | TO_FROM | 36066.05 | 36000.53 | -284.623 | 0 | 1194.133 | 652.724 | -0.14877 | 0.04665 | -0.81203 | 0.14169 | 407.2014 | -170.042 | 0 | 2296.989 | 5056.529 | 2360 | 10000 | 2169.813 | 1649.6 | 2199.797 | 10000 | 2362.33 | 3576.36 | 2327.426 | 6720.684 | Competitive | Non-Competitive | 0 | TRUE | FALSE | 1 | Non-Competitive | 0.992 | Non-Competitive
DDECSPR8 CKT_1013_1 FROM_TO | DDECSPR8 | CKT_1013_1 | 480 | 2 | 2 | MCNEILW | DECK_MB3 | FROM_TO | 36066.05 | 38137.16 | -429.172 | 0 | 1215.089 | 1018.879 | -0.15936 | 0.05936 | -0.15936 | 0.1194 | 147.5576 | -238.792 | 0 | 10000 | 6691.568 | 10000 | 9721.017 | 1096.962 | 2186.435 | 10000 | 9685.534 | 5849.366 | 8252.747 | 10000 | 9052.259 | Competitive | Competitive | 1 | TRUE | FALSE | 1 | Non-Competitive | 1.211 | Non-Competitive
DDECSPR8 CKT_1013_1 TO_FROM | DDECSPR8 | CKT_1013_1 | 480 | 2 | 2 | MCNEILW | DECK_MB3 | TO_FROM | 36066.05 | 36257.62 | -21.3977 | 0 | 1018.88 | 1215.089 | -0.05936 | 0.15936 | -0.1194 | 0.15936 | 456.1759 | -35.1855 | 0 | 6691.568 | 10000 | 9721.017 | 10000 | 2057.603 | 1742.568 | 9685.534 | 10000 | 8198.468 | 7422.255 | 9052.259 | 10000 | Competitive | Competitive | 1 | TRUE | FALSE | 1 | Non-Competitive | 1.211 | Non-Competitive
DDILSAN8 BIG_FO_PLEASA1_1 FROM_TO | DDILSAN8 | BIG_FO_PLEASA1_1 | 122 | 4 | 4 | PLEASANT4A | BIG_FOOT4A | FROM_TO | 36066.05 | 36088.79 | -127.598 | 0 | 1045.702 | 1034.311 | -0.16499 | 0.027639 | -0.31275 | 0.26023 | 114.888 | -40.4238 | 0 | 10000 | 8541.427 | 10000 | 10000 | 2142.992 | 3190.674 | 10000 | 10000 | 6455.698 | 9390.142 | 10000 | 9741.959 | Competitive | Competitive | 1 | TRUE | FALSE | 1 | Non-Competitive | 1.016 | Non-Competitive
DDILSAN8 BIG_FO_PLEASA1_1 TO_FROM | DDILSAN8 | BIG_FO_PLEASA1_1 | 122 | 4 | 4 | PLEASANT4A | BIG_FOOT4A | TO_FROM | 36066.05 | 35839.46 | -116.781 | 0 | 1035.951 | 1045.702 | -0.02764 | 0.16499 | -0.26023 | 0.31275 | 180.9667 | -62.3872 | 0 | 6569.944 | 10000 | 8927.323 | 10000 | 1466.816 | 2300.48 | 8927.323 | 10000 | 7534.231 | 6626.822 | 8793.223 | 10000 | Competitive | Non-Competitive | 0 | TRUE | FALSE | 1 | Non-Competitive | 1.016 | Non-Competitive
DDILSAN8 JOURDN_PLEASA1_1 FROM_TO | DDILSAN8 | JOURDN_PLEASA1_1 | 38 | 4 | 4 | PLEASANT2A | JOURDNTN2A | FROM_TO | 36066.05 | 36075.12 | -19.6173 | 0 | 1048.964 | 1164.73 | -0.0319 | 0.003699 | -0.78239 | 0.14888 | 30.8744 | -2.065 | 0 |  | 10000 | 3571.737 | 10000 | 1202.098 | 4163.388 | 6612.07 | 10000 | 2387.934 | 9094.789 | 4515.521 | 10000 | Competitive | Competitive | 1 | TRUE | FALSE | 1 | Non-Competitive | 1.1015 | Non-Competitive
DDILSAN8 JOURDN_PLEASA1_1 TO_FROM | DDILSAN8 | JOURDN_PLEASA1_1 | 38 | 4 | 4 | PLEASANT2A | JOURDNTN2A | TO_FROM | 36066.05 | 36114.77 | -30.0404 | 0 | 1120.863 | 1048.964 | -0.0037 | 0.031896 | -0.14888 | 0.78239 | 30.7005 | -22.4899 | 0 | 8362.788 |  | 8547.558 | 3732.573 | 1577.761 | 1317.567 | 8547.558 | 6612.07 | 6497.316 | 2585.155 | 8612.221 | 4691.469 | Competitive | Competitive | 1 | TRUE | FALSE | 1 | Non-Competitive | 1.1015 | Non-Competitive
DDILSAN8 PALDRO_PEARSAL_1 FROM_TO | DDILSAN8 | PALDRO_PEARSAL_1 | 215 | 4 | 4 | PALODUROSW8 | PEARSALLSW8 | FROM_TO | 36066.05 | 36112.64 | -229.882 | 0 | 1124.984 | 1016.548 | -0.20258 | 0.22991 | -0.20258 | 0.60642 | 205.5615 | -157.374 | 0 | 1366.711 | 10000 | 5199.424 | 10000 | 702.434 | 1372.887 | 5199.424 | 10000 | 1880.955 | 8418.404 | 2362.959 | 10000 | Competitive | Competitive | 1 | TRUE | FALSE | 1 | Non-Competitive | 0.766 | Non-Competitive
DDILSAN8 PALDRO_PEARSAL_1 TO_FROM | DDILSAN8 | PALDRO_PEARSAL_1 | 215 | 4 | 4 | PALODUROSW8 | PEARSALLSW8 | TO_FROM | 36066.05 | 36025.63 | -119.901 | 0 | 1025.467 | 1122.784 | -0.15509 | 0.20258 | -0.60642 | 0.20258 | 239.5132 | -50.0376 | 0 | 10000 | 4021.907 | 10000 | 10000 | 1274.357 | 1367.041 | 10000 | 10000 | 8336.534 | 4779.201 | 10000 | 6511.41 | Competitive | Non-Competitive | 0 | TRUE | FALSE | 1 | Non-Competitive | 0.766 | Non-Competitive
DDOWOAS5 DAN_DANE_1 FROM_TO | DDOWOAS5 | DAN_DANE_1 | 45 | 2 | 2 | DANEVANGSW9 | DANEVANGSUB9 | FROM_TO | 36066.05 | 36076.51 | -5.7646 | 0 | 854.256 | 1294.703 | -0.00621 | 0.011593 | -0.66094 | 0.2796 | 38.0898 | -9.6906 | 0 |  |  | 10000 | 5383.472 | 794.781 | 1994.845 | 10000 | 5383.472 | 825.797 | 2795.864 | 10000 | 4857.459 | Competitive | Competitive | 1 | FALSE | FALSE | 1 | Non-Competitive | 0.9375 | Non-Competitive
DDOWOAS5 DAN_DANE_1 TO_FROM | DDOWOAS5 | DAN_DANE_1 | 45 | 2 | 2 | DANEVANGSW9 | DANEVANGSUB9 | TO_FROM | 36066.05 | 36161.74 | -31.971 | 0 | 1294.703 | 872.35 | -0.01159 | 0.006208 | -0.2796 | 0.66094 | 18.2442 | -29.6655 | 0 |  |  | 5383.472 | 10000 | 1888.782 | 966.066 | 5383.472 | 10000 | 2725.639 | 996.931 | 4857.459 | 10000 | Competitive | Competitive | 1 | FALSE | FALSE | 1 | Non-Competitive | 0.9375 | Non-Competitive
DELMSAN5 BLESSI_LOLITA1_1 FROM_TO | DELMSAN5 | BLESSI_LOLITA1_1 | 211 | 2 | 2 | BLESSING4A | LOLITA4A | FROM_TO | 36066.05 | 34710.18 | -132.414 | 0 | 1277.339 | 735.931 | -0.30605 | 0.051735 | -0.41943 | 0.13466 | 801.33 | 6.92 | 0 | 2214.072 | 1539.342 | 2137.151 | 5262.806 | 1120.01 | 1325.083 | 1967.06 | 6341.86 | 1370.245 | 4232.273 | 1964.329 | 4295.077 | Competitive | Non-Competitive | 0 | TRUE | FALSE | 1 | Non-Competitive | 1.094 | Non-Competitive
DELMSAN5 BLESSI_LOLITA1_1 TO_FROM | DELMSAN5 | BLESSI_LOLITA1_1 | 211 | 2 | 2 | BLESSING4A | LOLITA4A | TO_FROM | 36066.05 | 35657.04 | -597.06 | 0 | 735.929 | 1277.339 | -0.05174 | 0.30605 | -0.13466 | 0.41944 | 241.1447 | -630.813 | 0 | 1096.637 | 2379.999 | 5262.806 | 2293.022 | 1032.272 | 1267.413 | 6341.86 | 2294.417 | 3712.873 | 1510.1 | 3765.562 | 2119.108 | Competitive | Non-Competitive | 0 | TRUE | FALSE | 1 | Non-Competitive | 1.094 | Non-Competitive
DELMSAN5 COLETO_KENEDS1_1 FROM_TO | DELMSAN5 | COLETO_KENEDS1_1 | 207 | 2 | 2 | COLETO4A | KENEDYSW4A | FROM_TO | 36066.05 | 36043.42 | -171.073 | 0 | 1072.832 | 989.682 | -0.03668 | 0.08686 | -0.29645 | 0.088846 | 213.7092 | -132.724 | 0 | 1485.571 | 10000 | 1500.859 | 8893.598 | 991.458 | 1565.295 | 8278.885 | 10000 | 3129.553 | 4790.595 | 3398.962 | 9369.334 | Competitive | Non-Competitive | 0 | TRUE | FALSE | 1 | Non-Competitive | 0.719 | Non-Competitive
DELMSAN5 COLETO_KENEDS1_1 TO_FROM | DELMSAN5 | COLETO_KENEDS1_1 | 207 | 2 | 2 | COLETO4A | KENEDYSW4A | TO_FROM | 36066.05 | 35460.13 | -222.895 | 0 | 1039.915 | 1072.832 | -0.08686 | 0.036676 | -0.08885 | 0.29645 | 264.8246 | -115.573 | 0 | 10000 | 2283.057 | 8893.598 | 2313.37 | 1283.29 | 1416.579 | 10000 | 8278.885 | 4125.478 | 4118.951 | 9369.334 | 4449.072 | Competitive | Non-Competitive | 0 | TRUE | FALSE | 1 | Non-Competitive | 0.719 | Non-Competitive
DELMSAN5 MHONDOCR_1 FROM_TO | DELMSAN5 | MHONDOCR_1 | 127 | 2 | 2 | HONDOCREEK8 | MOORESUB8 | FROM_TO | 36066.05 | 35770.12 | -151.616 | 0 | 1037.627 | 785.046 | -0.18123 | 0.024059 | -0.26668 | 0.50409 | 207.9911 | -10.2007 | 0 | 10000 | 6306.27 | 5139.092 | 10000 | 1225.778 | 2622.118 | 7223.586 | 10000 | 3470.14 | 7402.779 | 6230.615 | 8525.667 | Competitive | Non-Competitive | 0 | TRUE | FALSE | 1 | Non-Competitive | 0.75 | Non-Competitive
DELMSAN5 MHONDOCR_1 TO_FROM | DELMSAN5 | MHONDOCR_1 | 127 | 2 | 2 | HONDOCREEK8 | MOORESUB8 | TO_FROM | 36066.05 | 35965.99 | -214.655 | 0 | 785.046 | 1037.627 | -0.02406 | 0.18123 | -0.50409 | 0.26669 | 174.654 | -132.513 | 0 | 4438.351 | 10000 | 9062.141 | 6259.743 | 1397.249 | 1319.471 | 8973.47 | 10000 | 5799.21 | 3949.474 | 7228.344 | 7438.912 | Competitive | Non-Competitive | 0 | TRUE | FALSE | 1 | Non-Competitive | 0.75 | Non-Competitive
DELMSKY5 MAR_SKY_1 FROM_TO | DELMSKY5 | MAR_SKY_1 | 1076 | 2 | 2 | SKYLINE_5 | L_MARION5_1Y | FROM_TO | 36066.05 | 36448.9 | -739.449 | 0 | 3969.135 | 1046.276 | -0.1213 | 0.35057 | -0.1213 | 0.43453 | 1012.736 | -1418.45 | 0 | 5362.148 | 988.679 | 8641.237 | 1330.012 | 5361.992 | 985.159 | 10000 | 3690.192 | 8074.623 | 955.832 | 8074.623 | 957.201 | Competitive | Competitive | 1 | TRUE | FALSE | 1 | Non-Competitive | 0.711 | Non-Competitive
DELMSKY5 MAR_SKY_1 TO_FROM | DELMSKY5 | MAR_SKY_1 | 1076 | 2 | 2 | SKYLINE_5 | L_MARION5_1Y | TO_FROM | 36066.05 | 34722.47 | -352.554 | 0 | 1046.276 | 3969.122 | -0.35057 | 0.1213 | -0.43453 | 0.1213 | 1733.882 | 584.8942 | 0 | 871.266 | 6639.504 | 1283.014 | 10000 | 868.556 | 6639.284 | 3690.192 | 10000 | 862.428 | 8844.657 | 863.607 | 8844.657 | Non-Competitive | Non-Competitive | 0 | TRUE | FALSE | 1 | Non-Competitive | 0.711 | Non-Competitive
DELMSTP5 CKT_3124_1 FROM_TO | DELMSTP5 | CKT_3124_1 | 1200 | 2 | 2 | SO_TEX__345A | HILLJE__345A | FROM_TO | 36066.05 | 35268.03 | -176.369 | 0 | 675.43 | 1274.032 | -0.04983 | 0.21415 | -0.21458 | 0.21415 | 1333.513 | -96.4291 | 0 | 1374.136 | 1529.747 | 1456.221 | 1383.609 | 1340.382 | 1295.02 | 2758.717 | 2521.881 | 1927.853 | 1531.241 | 1935.862 | 1601.068 | Competitive | Competitive | 0 | TRUE | TRUE | 1 | Competitive | 0.7035 | Competitive
DELMSTP5 CKT_3124_1 TO_FROM | DELMSTP5 | CKT_3124_1 | 1200 | 2 | 2 | SO_TEX__345A | HILLJE__345A | TO_FROM | 36066.05 | 36981.94 | -1133.26 | 0 | 1290.748 | 692.814 | -0.21415 | 0.049832 | -0.21415 | 0.21458 | 989.6506 | -960.312 | 0 | 1491.778 | 1749.985 | 1322.171 | 1942.525 | 1135.678 | 1694.931 | 2521.881 | 3739.491 | 1394.935 | 2538.068 | 1548.921 | 2551.415 | Competitive | Competitive | 1 | TRUE | FALSE | 1 | Non-Competitive | 0.7035 | Non-Competitive
DEMSRNK5 6270__A FROM_TO | DEMSRNK5 | 6270__A | 210 | 3 | 3 | EAGLEMNT2_8 | EGLMTLAK_P8 | FROM_TO | 36066.05 | 35994.52 | -30.0936 | 0 | 672.995 | 1146.996 | -0.02103 | 0.027654 | -0.86134 | 0.096172 | 271.8631 | -10.4237 | 0 | 8100.85 | 10000 | 974.459 | 10000 | 856.635 | 2705.767 | 3398.704 | 10000 | 1434.097 | 7183.299 | 1505.981 | 10000 | Competitive | Non-Competitive | 0 | TRUE | FALSE | 1 | Non-Competitive | 0.711 | Non-Competitive
DEMSRNK5 6270__A TO_FROM | DEMSRNK5 | 6270__A | 210 | 3 | 3 | EAGLEMNT2_8 | EGLMTLAK_P8 | TO_FROM | 36066.05 | 37556.15 | -263.484 | 0 | 1171.229 | 665.277 | -0.02765 | 0.021029 | -0.09617 | 0.86133 | 67.5261 | -133.934 | 0 | 10000 | 10000 | 10000 | 2388.897 | 2555.913 | 1474.457 | 10000 | 3976.474 | 7041.561 | 2850.324 | 10000 | 3316.43 | Competitive | Competitive | 1 | TRUE | FALSE | 1 | Non-Competitive | 0.711 | Non-Competitive
DEMSRNK5 6271__A FROM_TO | DEMSRNK5 | 6271__A | 210 | 3 | 3 | EAGLEMNT1_8 | WAGROBT1_8 | FROM_TO | 36066.05 | 36050.56 | -1.401 | 0 | 663.334 | 1146.995 | -0.01488 | 0.020882 | -0.66284 | 0.071205 | 220.2655 | 12.8197 | 0 | 10000 |  | 960.137 | 10000 | 767.6 | 3312.617 | 3217.047 | 10000 | 1323.88 | 8256.814 | 1441.097 | 10000 | Competitive | Non-Competitive | 0 | TRUE | FALSE | 1 | Non-Competitive | 0.695 | Non-Competitive
DEMSRNK5 6271__A TO_FROM | DEMSRNK5 | 6271__A | 210 | 3 | 3 | EAGLEMNT1_8 | WAGROBT1_8 | TO_FROM | 36066.05 | 38642.15 | -214.269 | 0 | 1178.568 | 675.957 | -0.02088 | 0.014877 | -0.0712 | 0.66284 | 29.0885 | -119.303 | 0 |  | 10000 | 10000 | 2360.493 | 3133.279 | 1210.623 | 10000 | 3948.269 | 8147.795 | 2582.93 | 10000 | 3222.625 | Competitive | Competitive | 1 | TRUE | FALSE | 1 | Non-Competitive | 0.695 | Non-Competitive
DENTSCS5 1170__A FROM_TO | DENTSCS5 | 1170__A | 239 | 2 | 2 | NACOGDSE_8 | HERTYNOR_8 | FROM_TO | 36066.05 | 36001.57 | -54.5033 | 0 | 941.31 | 1029.288 | -0.19301 | 0.062302 | -0.42205 | 0.15007 | 266.2604 | -48.155 | 0 | 5353.302 | 5657.303 | 5353.302 | 10000 | 3177.756 | 2450.095 | 5353.302 | 10000 | 4713.505 | 5969.074 | 5025.668 | 6220.04 | Competitive | Non-Competitive | 0 | TRUE | FALSE | 1 | Non-Competitive | 0.6875 | Non-Competitive
DENTSCS5 1170__A TO_FROM | DENTSCS5 | 1170__A | 239 | 2 | 2 | NACOGDSE_8 | HERTYNOR_8 | TO_FROM | 36066.05 | 37220.25 | -123.141 | 0 | 1008.403 | 910.489 | -0.0623 | 0.19301 | -0.15008 | 0.42205 | 65.4236 | -118.531 | 0 | 5657.303 | 5353.302 | 10000 | 5353.302 | 2377.368 | 3590.13 | 10000 | 5353.302 | 5967.262 | 4768.487 | 6220.04 | 5025.668 | Competitive | Competitive | 1 | TRUE | FALSE | 1 | Non-Competitive | 0.6875 | Non-Competitive
DENTSCS5 1820__C FROM_TO | DENTSCS5 | 1820__C | 239 | 2 | 2 | TYLERGND_8 | WHITEHSE_8 | FROM_TO | 36066.05 | 36061.67 | -204.117 | 0 | 900.973 | 1028.729 | -0.17421 | 0.030043 | -0.79731 | 0.11622 | 242.4945 | -78.8609 | 0 | 10000 | 7606.583 | 5113.355 | 7606.583 | 2714.363 | 3615.273 | 7199.096 | 8065.819 | 5455.629 | 7991.215 | 7054.643 | 8106.516 | Competitive | Non-Competitive | 0 | TRUE | FALSE | 1 | Non-Competitive | 0.711 | Non-Competitive
DENTSCS5 1820__C TO_FROM | DENTSCS5 | 1820__C | 239 | 2 | 2 | TYLERGND_8 | WHITEHSE_8 | TO_FROM | 36066.05 | 36192.62 | -97.6233 | 0 | 1028.292 | 882.221 | -0.03004 | 0.17421 | -0.11622 | 0.79731 | 224.0366 | -89.7512 | 0 | 7606.583 | 10000 | 7606.583 | 5113.355 | 3495.927 | 3262.996 | 8065.819 | 7199.096 | 7987.639 | 5800.016 | 8106.516 | 7054.643 | Competitive | Competitive | 1 | TRUE | FALSE | 1 | Non-Competitive | 0.711 | Non-Competitive
DFERCOR8 46T193_1 FROM_TO | DFERCOR8 | 46T193_1 | 139 | 4 | 4 | L_FERGUS8_1Y | L_SANDCR8_1Y | FROM_TO | 36066.05 | 36043.4 | -99.3523 | 0 | 1012.302 | 2682.237 | -0.2362 | 0.10464 | -0.75869 | 0.10464 | 156.488 | -75.6314 | 0 | 10000 | 10000 | 10000 | 10000 | 1922.762 | 1598.195 | 10000 | 10000 | 9011.968 | 5974.23 | 10000 | 10000 | Non-Competitive | Non-Competitive | 0 | TRUE | FALSE | 1 | Non-Competitive | 0.7655 | Non-Competitive
DFERCOR8 46T193_1 TO_FROM | DFERCOR8 | 46T193_1 | 139 | 4 | 4 | L_FERGUS8_1Y | L_SANDCR8_1Y | TO_FROM | 36066.05 | 35839.51 | -139.628 | 0 | 2682.232 | 1003.021 | -0.10463 | 0.2362 | -0.10463 | 0.75869 | 162.9787 | -77.1383 | 0 | 5772.416 | 10000 | 10000 | 10000 | 886.619 | 2086.836 | 10000 | 10000 | 3226.02 | 9068.12 | 8980.123 | 10000 | Non-Competitive | Non-Competitive | 0 | TRUE | FALSE | 1 | Non-Competitive | 0.7655 | Non-Competitive
DFMRMNS5 1650__A FROM_TO | DFMRMNS5 | 1650__A | 143.5 | 2 | 2 | MOSESMIN_8 | MOSES1_8 | FROM_TO | 36066.05 | 36700.27 | -52.3693 | 0 | 1009.003 | 752.246 | -0.04359 | 0.07175 | -0.18762 | 0.69432 | 24.5241 | -19.3621 | 0 | 10000 | 10000 | 10000 | 10000 | 4205.028 | 6371.687 | 10000 | 10000 | 9661.471 | 9936.498 | 10000 | 10000 | Competitive | Competitive | 1 | TRUE | FALSE | 1 | Non-Competitive | 0.75 | Non-Competitive
DFMRMNS5 1650__A TO_FROM | DFMRMNS5 | 1650__A | 143.5 | 2 | 2 | MOSESMIN_8 | MOSES1_8 | TO_FROM | 36066.05 | 36066.85 | -22.1986 | 0 | 719.973 | 1062.574 | -0.07175 | 0.043585 | -0.69432 | 0.18762 | 142.9446 | -3.663 | 0 | 6200.411 | 10000 | 6200.411 | 10000 | 4089.365 | 4205.028 | 6200.411 | 10000 | 6161.511 | 9661.471 | 6200.411 | 10000 | Competitive | Competitive | 1 | TRUE | FALSE | 1 | Non-Competitive | 0.75 | Non-Competitive
DFMRMNS5 205__A FROM_TO | DFMRMNS5 | 205__A | 1076 | 2 | 2 | MOSES_5 | SULSP_SS1_5 | FROM_TO | 36066.05 | 35122.67 | -178.004 | 0 | 805.453 | 1074.084 | -0.02142 | 0.37456 | -0.31986 | 0.37456 | 1376.689 | -122.471 | 0 | 4170.407 | 10000 | 4870.145 | 3679.576 | 3784.494 | 1781.589 | 6200.411 | 3907.532 | 5427.931 | 3212.085 | 5437.852 | 3708.674 | Competitive | Non-Competitive | 0 | TRUE | FALSE | 1 | Non-Competitive | 0.7575 | Non-Competitive
DFMRMNS5 205__A TO_FROM | DFMRMNS5 | 205__A | 1076 | 2 | 2 | MOSES_5 | SULSP_SS1_5 | TO_FROM | 36066.05 | 38381.02 | -578.551 | 0 | 1075.173 | 826.629 | -0.37456 | 0.021419 | -0.37456 | 0.31986 | 204.5877 | -285.228 | 0 | 10000 | 5930.643 | 3679.576 | 7233.039 | 1756.78 | 5487.332 | 3907.532 | 10000 | 3207.286 | 8379.158 | 3708.674 | 8392.788 | Competitive | Competitive | 1 | TRUE | FALSE | 1 | Non-Competitive | 0.7575 | Non-Competitive
DFMRMNS5 85__A FROM_TO | DFMRMNS5 | 85__A | 1076 | 2 | 2 | MOSES1_T5 | ALLENSW2_5 | FROM_TO | 36066.05 | 35381.45 | -104.077 | 0 | 3169.823 | 659.575 | -0.00825 | 0.26837 | -0.08633 | 0.26961 | 1135.611 | -63.2761 | 0 | 3560.463 |  | 4362.754 | 1979.524 | 3483.525 | 1802.565 | 6200.411 | 2077.725 | 4934.291 | 1886.19 | 4935.626 | 1913.854 | Non-Competitive | Non-Competitive | 0 | TRUE | FALSE | 1 | Non-Competitive | 0.672 | Non-Competitive
DFMRMNS5 85__A TO_FROM | DFMRMNS5 | 85__A | 1076 | 2 | 2 | MOSES1_T5 | ALLENSW2_5 | TO_FROM | 36066.05 | 39625.48 | -503.529 | 0 | 651.762 | 3169.808 | -0.26837 | 0.008248 | -0.26961 | 0.086334 | 116.0146 | -322.343 | 0 |  | 4834.843 | 1060.69 | 6267.129 | 1007.708 | 4604.697 | 1104.698 | 10000 | 1052.713 | 7370.383 | 1060.798 | 7386.734 | Competitive | Competitive | 1 | TRUE | FALSE | 1 | Non-Competitive | 0.672 | Non-Competitive
DFPPHOL5 144T132_1 FROM_TO | DFPPHOL5 | 144T132_1 | 139 | 2 | 2 | L_HALLET8_1Y | L_FLATON8_1Y | FROM_TO | 36066.05 | 36906.16 | -130.194 | 0 | 793.61 | 1135.341 | -0.03422 | 0.021104 | -0.12167 | 0.51435 | 38.494 | -108.097 | 0 | 10000 | 10000 | 963.423 | 6550.733 | 1041.494 | 1169.434 | 3121.619 | 10000 | 1020.77 | 2966.923 | 1178.95 | 7004.605 | Competitive | Competitive | 1 | TRUE | FALSE | 1 | Non-Competitive | 0.68 | Non-Competitive
DFPPHOL5 144T132_1 TO_FROM | DFPPHOL5 | 144T132_1 | 139 | 2 | 2 | L_HALLET8_1Y | L_FLATON8_1Y | TO_FROM | 36066.05 | 36043.81 | -29.6594 | 0 | 1163.372 | 793.61 | -0.0211 | 0.034222 | -0.51435 | 0.12167 | 150.4387 | -0.96968 | 0 | 10000 | 10000 | 6550.733 | 1452.283 | 1011.179 | 1253.18 | 10000 | 3121.619 | 2697.948 | 1305.28 | 7004.605 | 1596.398 | Competitive | Non-Competitive | 0 | TRUE | FALSE | 1 | Non-Competitive | 0.68 | Non-Competitive
DFPPHOL5 155T217_1 FROM_TO | DFPPHOL5 | 155T217_1 | 382 | 2 | 2 | L_BELLSO8_1Y | PETERS__138B | FROM_TO | 36066.05 | 34742.88 | -267.536 | 0 | 857.333 | 1191.914 | -0.09331 | 0.10137 | -0.3675 | 0.36531 | 873.6439 | -288.523 | 0 | 2245.252 | 2644.634 | 5174.365 | 4453.161 | 1012.067 | 2481.336 | 6122.545 | 8419.021 | 2580.105 | 2462.216 | 3513.805 | 2512.877 | Competitive | Non-Competitive | 0 | TRUE | FALSE | 1 | Non-Competitive | 0.711 | Non-Competitive
DFPPHOL5 155T217_1 TO_FROM | DFPPHOL5 | 155T217_1 | 382 | 2 | 2 | L_BELLSO8_1Y | PETERS__138B | TO_FROM | 36066.05 | 35024.29 | -767.85 | 0 | 1143.599 | 857.333 | -0.10137 | 0.093308 | -0.36531 | 0.3675 | 754.6382 | -556.819 | 0 | 2644.634 | 2425.555 | 4453.161 | 5174.365 | 2396.452 | 1241.275 | 8419.021 | 6122.545 | 2422.166 | 2930.918 | 2512.877 | 3658.256 | Competitive | Non-Competitive | 0 | TRUE | FALSE | 1 | Non-Competitive | 0.711 | Non-Competitive
DFPPHOL5 192T175_1 FROM_TO | DFPPHOL5 | 192T175_1 | 139 | 2 | 2 | L_WINCHE8_1Y | L_SMITHV8_1Y | FROM_TO | 36066.05 | 36026.88 | -60.0658 | 0 | 1056.297 | 1014.79 | -0.0624 | 0.11533 | -0.44148 | 0.12058 | 156.3607 | -59.8962 | 0 | 6472.43 | 10000 | 10000 | 10000 | 1824.416 | 1719.998 | 10000 | 10000 | 7156.72 | 7777.317 | 8275.752 | 10000 | Competitive | Non-Competitive | 0 | TRUE | FALSE | 1 | Non-Competitive | 0.6875 | Non-Competitive
DFPPHOL5 192T175_1 TO_FROM | DFPPHOL5 | 192T175_1 | 139 | 2 | 2 | L_WINCHE8_1Y | L_SMITHV8_1Y | TO_FROM | 36066.05 | 36040.55 | -165.128 | 0 | 1107.138 | 1083.007 | -0.11533 | 0.062402 | -0.12058 | 0.44148 | 142.521 | -101.24 | 0 | 10000 | 6472.43 | 10000 | 10000 | 1376.117 | 1906.395 | 10000 | 10000 | 7503.674 | 7177.736 | 10000 | 8275.752 | Competitive | Non-Competitive | 0 | TRUE | FALSE | 1 | Non-Competitive | 0.6875 | Non-Competitive
DFPPHOL5 357T544_1 FROM_TO | DFPPHOL5 | 357T544_1 | 38 | 2 | 2 | L_COLUMB9_1Y | L_STAFHI9_1Y | FROM_TO | 36066.05 | 35888.64 | -42.9061 | 0 | 1127.851 | 1105.4 | -0.02154 | 0.018913 | -0.59862 | 0.3034 | 144.6747 | -56.427 | 0 |  | 7689.781 | 5310.367 | 2699.892 | 1058.634 | 1325.081 | 6264.474 | 3487.183 | 2142.315 | 1917.003 | 5690.671 | 3658.402 | Competitive | Non-Competitive | 0 | TRUE | FALSE | 1 | Non-Competitive | 0.6565 | Non-Competitive
DFPPHOL5 357T544_1 TO_FROM | DFPPHOL5 | 357T544_1 | 38 | 2 | 2 | L_COLUMB9_1Y | L_STAFHI9_1Y | TO_FROM | 36066.05 | 35886.75 | -115.917 | 0 | 1105.4 | 1127.851 | -0.01891 | 0.021535 | -0.3034 | 0.59862 | 91.6195 | -95.6921 | 0 | 7689.781 |  | 2699.892 | 5310.367 | 1146.082 | 1282.712 | 3487.183 | 6264.474 | 1757.139 | 2498.999 | 3658.402 | 5690.671 | Competitive | Non-Competitive | 0 | TRUE | FALSE | 1 | Non-Competitive | 0.6565 | Non-Competitive
DFPPHOL5 FAYETT_6AT2 FROM_TO | DFPPHOL5 | FAYETT_6AT2 | 685 | 2 | 2 | L_FAYETT5_1Y | L_FAYETT8_1Y | FROM_TO | 36066.05 | 35772.88 | 62.0623 | 0 | 1165.218 | 1101.99 | -0.22149 | 0.17623 | -0.47998 | 0.25115 | 828.0501 | -179.175 | 0 | 3840.338 | 5189.01 | 5365.147 | 10000 | 1108.61 | 1741.35 | 5365.147 | 10000 | 3773.657 | 5660.34 | 5054.076 | 8196.532 | Competitive | Non-Competitive | 0 | TRUE | FALSE | 1 | Non-Competitive | 0.6485 | Non-Competitive
DFPPHOL5 FAYETT_6AT2 TO_FROM | DFPPHOL5 | FAYETT_6AT2 | 685 | 2 | 2 | L_FAYETT5_1Y | L_FAYETT8_1Y | TO_FROM | 36066.05 | 37261.39 | -930.852 | 0 | 1101.99 | 1165.218 | -0.17623 | 0.22149 | -0.25115 | 0.47998 | 395.608 | -589.729 | 0 | 5189.01 | 3840.338 | 10000 | 5365.147 | 1659.212 | 1326.532 | 10000 | 5365.147 | 5623.558 | 4005.242 | 8196.532 | 5054.076 | Competitive | Competitive | 1 | TRUE | FALSE | 1 | Non-Competitive | 0.6485 | Non-Competitive
DFRAKI28 P5_X1_1 FROM_TO | DFRAKI28 | P5_X1_1 | 326 | 2 | 2 | HUNT_LN | MEDINABS | FROM_TO | 36066.05 | 36394.57 | 32.4329 | 0 | 1031.68 | 2117.41 | -0.27608 | 0.01689 | -0.43757 | 0.14092 | 180.5168 | 69.253 | 0 |  | 9245.876 | 2516.124 | 10000 | 856.605 | 8361.558 | 5001.027 | 10000 | 1013.75 | 9735.592 | 3199.843 | 9782.509 | Competitive | Competitive | 1 | TRUE | FALSE | 1 | Non-Competitive | 0.664 | Non-Competitive
DFRAKI28 P5_X1_1 TO_FROM | DFRAKI28 | P5_X1_1 | 326 | 2 | 2 | HUNT_LN | MEDINABS | TO_FROM | 36066.05 | 36481.12 | -139.093 | 0 | 2117.385 | 1045.258 | -0.01128 | 0.27608 | -0.14092 | 0.43757 | 263.6496 | -151.981 | 0 | 9202.303 |  | 10000 | 1239.91 | 8133.371 | 960.294 | 10000 | 3354.464 | 9720.574 | 989.385 | 9775.337 | 1264.033 | Competitive | Competitive | 1 | TRUE | FALSE | 1 | Non-Competitive | 0.664 | Non-Competitive
DGABBEL8 1661__B FROM_TO | DGABBEL8 | 1661__B | 354 | 10 | 10 | HUTTOSS1_8 | RNDRCKNE1_8 | FROM_TO | 36066.05 | 35330.33 | -281.523 | 0 | 1178.669 | 1009.568 | -0.09451 | 0.022033 | -0.48522 | 0.23588 | 725.7739 | -112.185 | 0 | 1155.935 | 4954.351 | 1424.174 | 5062.539 | 1334.727 | 2964.435 | 1452.375 | 5611.43 | 1384.495 | 5124.258 | 1397.259 | 5406.679 | Competitive | Non-Competitive | 0 | TRUE | FALSE | 1 | Non-Competitive | 0.7345 | Non-Competitive
DGABBEL8 1661__B TO_FROM | DGABBEL8 | 1661__B | 354 | 10 | 10 | HUTTOSS1_8 | RNDRCKNE1_8 | TO_FROM | 36066.05 | 36125.39 | -437.23 | 0 | 1009.569 | 1178.669 | -0.02203 | 0.094511 | -0.23588 | 0.48522 | 340.258 | -473.391 | 0 | 4954.351 | 2667.102 | 5062.539 | 1943.999 | 2629.249 | 1786.799 | 5611.43 | 1994.873 | 5005.442 | 1931.874 | 5406.679 | 1955.46 | Competitive | Competitive | 1 | TRUE | FALSE | 1 | Non-Competitive | 0.7345 | Non-Competitive
DGALRIV8 GABRIE_9AT1 FROM_TO | DGALRIV8 | GABRIE_9AT1 | 49 | 2 | 2 | L_GABRIE9_1Y | L_GABRIE8_1Y | FROM_TO | 36066.05 | 36154.94 | -29.0912 | 0 | 1087.157 | 939.947 | -0.00253 | 0.002455 | -0.05556 | 0.64438 | 44.0611 | -18.8948 | 0 |  |  | 1367.296 | 1808.813 | 1391.238 | 1410.874 | 1647.708 | 2616.872 | 1417.808 | 1792.166 | 1393.629 | 1927.962 | Competitive | Competitive | 1 | FALSE | TRUE | 1 | Non-Competitive | 0.6795 | Non-Competitive
DGALRIV8 GABRIE_9AT1 TO_FROM | DGALRIV8 | GABRIE_9AT1 | 49 | 2 | 2 | L_GABRIE9_1Y | L_GABRIE8_1Y | TO_FROM | 36066.05 | 36089.24 | -22.7515 | 0 | 939.947 | 1087.261 | -0.00245 | 0.002525 | -0.64438 | 0.055558 | 34.0557 | -26.9186 | 0 |  |  | 1547.828 | 1707.971 | 1225.069 | 1774.297 | 2316.764 | 1817.374 | 1553.227 | 1743.934 | 1670.8 | 1691.907 | Competitive | Competitive | 1 | FALSE | TRUE | 1 | Non-Competitive | 0.6795 | Non-Competitive
DGARHIC8 AUSTRO_AT1H FROM_TO | DGARHIC8 | AUSTRO_AT1H | 480 | 2 | 2 | L_AUSTRO5_1Y | AUSTRO1_1KV | FROM_TO | 36066.05 | 36290.35 | 53.2514 | 0 | 1267.208 | 4852.518 | -0.23896 | 0.026935 | -0.33644 | 0.063558 | 399.5856 | 9.0689 | 0 | 5363.011 | 4927.79 | 1536.748 | 5364.004 | 980.283 | 4927.79 | 3493.728 | 9160.244 | 1096.623 | 5276.031 | 1377.462 | 5276.031 | Competitive | Competitive | 1 | TRUE | FALSE | 1 | Non-Competitive | 0.672 | Non-Competitive
DGARHIC8 AUSTRO_AT1H TO_FROM | DGARHIC8 | AUSTRO_AT1H | 480 | 2 | 2 | L_AUSTRO5_1Y | AUSTRO1_1KV | TO_FROM | 36066.05 | 40419.81 | -396.118 | 0 | 4852.518 | 1317.975 | -0.02694 | 0.23896 | -0.06356 | 0.33644 | 191.0625 | -358.518 | 0 | 4927.79 | 5363.011 | 5364.004 | 1604.762 | 4891.396 | 1059.741 | 9160.244 | 3493.728 | 5275.654 | 1150.152 | 5276.031 | 1426.63 | Competitive | Competitive | 1 | TRUE | FALSE | 1 | Non-Competitive | 0.672 | Non-Competitive
DGARHIC8 AUSTRO_AT2H FROM_TO | DGARHIC8 | AUSTRO_AT2H | 480 | 2 | 2 | L_AUSTRO5_1Y | AUSTRO2_1KV | FROM_TO | 36066.05 | 36363.86 | 52.1885 | 0 | 1266.986 | 4852.519 | -0.23418 | 0.026397 | -0.28053 | 0.062288 | 391.6022 | 8.8906 | 0 | 5362.987 | 4927.792 | 1536.748 | 5364.01 | 980.282 | 4927.792 | 3493.716 | 9160.245 | 1096.628 | 5276.04 | 1377.46 | 5276.04 | Competitive | Competitive | 1 | TRUE | FALSE | 1 | Non-Competitive | 0.672 | Non-Competitive
DGARHIC8 AUSTRO_AT2H TO_FROM | DGARHIC8 | AUSTRO_AT2H | 480 | 2 | 2 | L_AUSTRO5_1Y | AUSTRO2_1KV | TO_FROM | 36066.05 | 40585.5 | -388.204 | 0 | 4852.518 | 1317.674 | -0.0264 | 0.23419 | -0.06229 | 0.28053 | 187.2446 | -351.351 | 0 | 4927.792 | 5362.987 | 5364.01 | 1604.762 | 4891.385 | 1059.744 | 9160.245 | 3493.716 | 5275.662 | 1150.16 | 5276.04 | 1426.628 | Competitive | Competitive | 1 | TRUE | FALSE | 1 | Non-Competitive | 0.672 | Non-Competitive
DGARHIC8 CKT_943_1 FROM_TO | DGARHIC8 | CKT_943_1 | 480 | 2 | 2 | LYTTON13 | PILOT_KB | FROM_TO | 36066.05 | 36240.64 | -115.735 | 0 | 1103.418 | 1127.083 | -0.16341 | 0.024401 | -0.26077 | 0.13893 | 432.5326 | -49.3729 | 0 | 5368.755 | 6478.939 | 1159.717 | 8402.966 | 1078.51 | 3487.716 | 1127.58 | 9678.599 | 999.699 | 7663.273 | 1036.348 | 7818.945 | Competitive | Competitive | 1 | TRUE | FALSE | 1 | Non-Competitive | 0.6875 | Non-Competitive
DGARHIC8 CKT_943_1 TO_FROM | DGARHIC8 | CKT_943_1 | 480 | 2 | 2 | LYTTON13 | PILOT_KB | TO_FROM | 36066.05 | 37380.11 | -400.856 | 0 | 1127.082 | 1063.612 | -0.0244 | 0.16341 | -0.13893 | 0.26077 | 295.1828 | -358.309 | 0 | 6478.939 | 5368.755 | 8402.966 | 1277.722 | 2788.782 | 1207.085 | 9678.599 | 1327.621 | 7552.089 | 1109.39 | 7818.945 | 1139.023 | Competitive | Competitive | 1 | TRUE | FALSE | 1 | Non-Competitive | 0.6875 | Non-Competitive
DGARLYT5 AUSTRO_AT1H FROM_TO | DGARLYT5 | AUSTRO_AT1H | 480 | 2 | 2 | L_AUSTRO5_1Y | AUSTRO1_1KV | FROM_TO | 36066.05 | 35918.69 | -193.085 | 0 | 1235.858 | 2149.147 | -0.21347 | 0.034885 | -0.31139 | 0.090036 | 530.2064 | -98.6931 | 0 | 3307.559 | 4832.224 | 1811.596 | 5296.501 | 1190.669 | 2435.379 | 3307.559 | 9076.218 | 1591.427 | 4284.888 | 2177.704 | 4893.613 | Non-Competitive | Non-Competitive | 0 | TRUE | FALSE | 1 | Non-Competitive | 0.711 | Non-Competitive
DGARLYT5 AUSTRO_AT1H TO_FROM | DGARLYT5 | AUSTRO_AT1H | 480 | 2 | 2 | L_AUSTRO5_1Y | AUSTRO1_1KV | TO_FROM | 36066.05 | 37888.88 | -414.864 | 0 | 2149.152 | 1215.17 | -0.03489 | 0.21347 | -0.09004 | 0.31139 | 314.5687 | -415.586 | 0 | 4832.224 | 3307.559 | 5296.501 | 1879.198 | 2169.959 | 1340.17 | 9076.218 | 3307.559 | 4170.768 | 1713.099 | 4893.613 | 2238.098 | Competitive | Competitive | 1 | TRUE | FALSE | 1 | Non-Competitive | 0.711 | Non-Competitive
DGBY_GS8 BG_GV_46_A FROM_TO | DGBY_GS8 | BG_GV_46_A | 110 | 5 | 5 | GARDEN__69A | BLOGET469000 | FROM_TO | 36066.05 | 36163.42 | -37.4006 | 0 | 1021.443 | 726.118 | -0.0066 | 0.015676 | -0.40092 | 0.11246 | 71.0399 | -31.4003 | 0 |  |  | 2361.277 | 7145.334 | 2462.513 | 1367.341 | 2592.483 | 10000 | 2568.55 | 3885.025 | 2556.451 | 7946.022 | Competitive | Competitive | 1 | FALSE | FALSE | 1 | Non-Competitive | 1.0075 | Non-Competitive
DGBY_GS8 BG_GV_46_A TO_FROM | DGBY_GS8 | BG_GV_46_A | 110 | 5 | 5 | GARDEN__69A | BLOGET469000 | TO_FROM | 36066.05 | 36645.81 | -62.0356 | 0 | 726.118 | 1029.101 | -0.01568 | 0.006599 | -0.11246 | 0.40092 | 44.4546 | -36.7342 | 0 |  |  | 7145.334 | 2361.277 | 1138.952 | 2462.513 | 10000 | 2592.483 | 3454.591 | 2568.55 | 7946.022 | 2556.451 | Competitive | Competitive | 1 | FALSE | FALSE | 1 | Non-Competitive | 1.0075 | Non-Competitive
DGBY_GS8 GT_MID90_A FROM_TO | DGBY_GS8 | GT_MID90_A | 229 | 5 | 5 | GARROT__138B | 47708 | FROM_TO | 36066.05 | 35920.68 | -168.822 | 0 | 646.784 | 1111.755 | -0.11001 | 0.06937 | -0.57727 | 0.13145 | 312.9181 | -79.1953 | 0 | 8840.588 | 2943.398 | 8840.588 | 3753.332 | 939.911 | 2657.528 | 10000 | 3839.77 | 2159.193 | 3280.157 | 7438.067 | 3484.007 | Competitive | Non-Competitive | 0 | TRUE | FALSE | 1 | Non-Competitive | 1.102 | Non-Competitive
DGBY_GS8 GT_MID90_A TO_FROM | DGBY_GS8 | GT_MID90_A | 229 | 5 | 5 | GARROT__138B | 47708 | TO_FROM | 36066.05 | 36065.62 | -312.326 | 0 | 1118.896 | 646.784 | -0.06937 | 0.11001 | -0.13145 | 0.57727 | 229.0839 | -226.01 | 0 | 2943.398 | 8840.588 | 3753.332 | 8840.588 | 2657.528 | 1120.915 | 3839.77 | 10000 | 3280.157 | 2493.534 | 3484.007 | 7438.067 | Competitive | Non-Competitive | 0 | TRUE | FALSE | 1 | Non-Competitive | 1.102 | Non-Competitive
DGBY_KG5 GBY_AT2 FROM_TO | DGBY_KG5 | GBY_AT2 | 504 | 2 | 2 | GRNBYU__345A | 49128_STAR | FROM_TO | 36066.05 | 35922.05 | -143.449 | 0 | 1101.315 | 728.667 | -0.11827 | 0.38022 | -0.23471 | 0.38022 | 538.1925 | -57.8107 | 0 | 4852.895 | 3937.552 | 4852.895 | 6090.828 | 2380.439 | 3040.044 | 6475.456 | 6418.103 | 5661.931 | 5218.277 | 5708.447 | 5585.936 | Competitive | Non-Competitive | 0 | TRUE | FALSE | 1 | Non-Competitive | 0.7735 | Non-Competitive
DGBY_KG5 GBY_AT2 TO_FROM | DGBY_KG5 | GBY_AT2 | 504 | 2 | 2 | GRNBYU__345A | 49128_STAR | TO_FROM | 36066.05 | 36918.02 | -502.529 | 0 | 744.371 | 1081.918 | -0.38022 | 0.11827 | -0.38022 | 0.23471 | 180.3412 | -243.781 | 0 | 3937.552 | 4852.895 | 6090.828 | 4852.895 | 3040.044 | 2629.218 | 6418.103 | 6475.456 | 5218.277 | 5669.154 | 5585.936 | 5708.447 | Competitive | Competitive | 1 | TRUE | FALSE | 1 | Non-Competitive | 0.7735 | Non-Competitive
DGBY_KG5 GBY_AT2L FROM_TO | DGBY_KG5 | GBY_AT2L | 504 | 2 | 2 | GRNBYU__138C | 49128_STAR | FROM_TO | 36066.05 | 36466.49 | -502.529 | 0 | 742.492 | 1081.918 | -0.38022 | 0.11827 | -0.80457 | 0.23471 | 180.3412 | -243.781 | 0 | 3937.552 | 4852.895 | 6090.828 | 4852.895 | 3040.044 | 2629.218 | 6418.103 | 6475.456 | 5218.277 | 5669.154 | 5585.936 | 5708.447 | Competitive | Competitive | 1 | TRUE | FALSE | 1 | Non-Competitive | 1.0625 | Non-Competitive
DGBY_KG5 GBY_AT2L TO_FROM | DGBY_KG5 | GBY_AT2L | 504 | 2 | 2 | GRNBYU__138C | 49128_STAR | TO_FROM | 36066.05 | 35922.05 | -143.449 | 0 | 1101.315 | 726.737 | -0.11827 | 0.38022 | -0.23471 | 0.80457 | 538.1925 | -57.8107 | 0 | 4852.895 | 3937.552 | 4852.895 | 6090.828 | 2380.439 | 3040.044 | 6475.456 | 6418.103 | 5661.931 | 5218.277 | 5708.447 | 5585.936 | Competitive | Non-Competitive | 0 | TRUE | FALSE | 1 | Non-Competitive | 1.0625 | Non-Competitive
DGIBJK_5 226__A FROM_TO | DGIBJK_5 | 226__A | 1772 | 2 | 2 | JEWETT_S5 | LIMEST__345A | FROM_TO | 36066.05 | 37951.58 | -1652.37 | 0 | 884.09 | 1136.11 | -0.29544 | 0.070043 | -0.29544 | 0.42726 | 1223.497 | -1496.75 | 0 | 1980.769 | 2446.634 | 1980.769 | 4595.395 | 1926.633 | 2147.302 | 2353.464 | 4595.395 | 1865.346 | 4131.133 | 1871.669 | 4179.134 | Competitive | Competitive | 1 | TRUE | FALSE | 1 | Non-Competitive | 0.969 | Non-Competitive
DGIBJK_5 226__A TO_FROM | DGIBJK_5 | 226__A | 1772 | 2 | 2 | JEWETT_S5 | LIMEST__345A | TO_FROM | 36066.05 | 35307.04 | -273.644 | 0 | 1133.549 | 891.464 | -0.07004 | 0.29544 | -0.42726 | 0.29544 | 2114.182 | -427.572 | 0 | 2022.014 | 2052.624 | 4595.395 | 2052.624 | 1795.915 | 2011.078 | 4595.395 | 2353.464 | 3932.251 | 1904.471 | 3979.052 | 1909.632 | Competitive | Non-Competitive | 0 | TRUE | FALSE | 1 | Non-Competitive | 0.969 | Non-Competitive
DGIBJK_5 240__A FROM_TO | DGIBJK_5 | 240__A | 1450 | 2 | 2 | JEWETT_S5 | SNGLTN_345 | FROM_TO | 36066.05 | 25558.13 | -2106.78 | 0 | 1057.739 | 1220.468 | -0.20855 | 0.15388 | -0.21266 | 0.22602 | 4913.864 | -1866.08 | 0 | 1476.186 | 2146.274 | 1510.432 | 2240.958 | 1454.524 | 2138.934 | 1466.963 | 2370.939 | 1525.826 | 2140.886 | 1527.945 | 2141.287 | Competitive | Non-Competitive | 0 | TRUE | FALSE | 1 | Non-Competitive | 1.039 | Non-Competitive
DGIBJK_5 240__A TO_FROM | DGIBJK_5 | 240__A | 1450 | 2 | 2 | JEWETT_S5 | SNGLTN_345 | TO_FROM | 36066.05 | 26486.83 | -2693.97 | 0 | 1220.47 | 1057.739 | -0.15388 | 0.20855 | -0.22602 | 0.21266 | 3832.974 | -3050.54 | 0 | 2024.573 | 1908.598 | 2150.474 | 1963.188 | 2015.145 | 1875.916 | 2370.939 | 1907.889 | 2076.611 | 1917.775 | 2077.237 | 1920.794 | Competitive | Competitive | 0 | TRUE | TRUE | 1 | Competitive | 1.039 | Competitive
DGIBJK_5 260_A_1 FROM_TO | DGIBJK_5 | 260_A_1 | 1450 | 2 | 2 | JEWETT_N5 | SNGLTN_345 | FROM_TO | 36066.05 | 25550.45 | -2082.6 | 0 | 1092.903 | 1219.913 | -0.20566 | 0.16161 | -0.20971 | 0.22423 | 4891.178 | -1847.82 | 0 | 1528.758 | 2147.978 | 1563.759 | 2243.341 | 1506.446 | 2139.904 | 1517.705 | 2373.728 | 1635.159 | 2145.808 | 1637.426 | 2146.245 | Competitive | Non-Competitive | 0 | TRUE | FALSE | 1 | Non-Competitive | 0.984 | Non-Competitive
DGIBJK_5 260_A_1 TO_FROM | DGIBJK_5 | 260_A_1 | 1450 | 2 | 2 | JEWETT_N5 | SNGLTN_345 | TO_FROM | 36066.05 | 26400.53 | -2631.36 | 0 | 1219.916 | 1092.903 | -0.16161 | 0.20566 | -0.22423 | 0.20971 | 3778.567 | -2974.82 | 0 | 2025.852 | 1968.332 | 2152.688 | 2023.532 | 2015.678 | 1935.235 | 2373.728 | 1965.451 | 2081.147 | 2037.581 | 2081.823 | 2040.723 | Competitive | Non-Competitive | 0 | TRUE | FALSE | 1 | Non-Competitive | 0.984 | Non-Competitive
DGIBJK_5 265__A FROM_TO | DGIBJK_5 | 265__A | 1820 | 2 | 2 | JEWETT_N5 | TWIN_OAK__5 | FROM_TO | 36066.05 | 42035.46 | -701.095 | 0 | 1205.877 | 855.076 | -0.18758 | 0.039493 | -0.18758 | 0.13563 | 660.3995 | -529.019 | 0 | 1725.966 | 2621.455 | 1719.223 | 7739.934 | 1405.71 | 2232.987 | 2202.061 | 7739.934 | 1478.634 | 5791.44 | 1603.735 | 5944.875 | Competitive | Competitive | 1 | TRUE | FALSE | 1 | Non-Competitive | 1.1955 | Non-Competitive
DGIBJK_5 265__A TO_FROM | DGIBJK_5 | 265__A | 1820 | 2 | 2 | JEWETT_N5 | TWIN_OAK__5 | TO_FROM | 36066.05 | 41467.68 | -250.113 | 0 | 855.076 | 1205.877 | -0.03949 | 0.18758 | -0.13563 | 0.18758 | 1085.106 | -443.097 | 0 | 2455.025 | 1725.966 | 7739.934 | 1719.223 | 1837.762 | 1435.967 | 7739.934 | 2202.061 | 5547.527 | 1494.62 | 5821.497 | 1603.735 | Competitive | Competitive | 1 | TRUE | FALSE | 1 | Non-Competitive | 1.1955 | Non-Competitive
DGIBSNG5 260_A_1 FROM_TO | DGIBSNG5 | 260_A_1 | 1450 | 2 | 2 | JEWETT_N5 | SNGLTN_345 | FROM_TO | 36066.05 | 25835.81 | -2005.5 | 0 | 1059.355 | 1290.694 | -0.22566 | 0.1633 | -0.23011 | 0.2267 | 5060.797 | -1869.33 | 0 | 1469.531 | 2319.78 | 1511.371 | 2428.016 | 1453.417 | 2310.444 | 1457.467 | 2590.588 | 1564.236 | 2385.801 | 1565.508 | 2386.328 | Competitive | Non-Competitive | 0 | TRUE | FALSE | 1 | Non-Competitive | 0.7655 | Non-Competitive
DGIBSNG5 260_A_1 TO_FROM | DGIBSNG5 | 260_A_1 | 1450 | 2 | 2 | JEWETT_N5 | SNGLTN_345 | TO_FROM | 36066.05 | 25647.36 | -2883.71 | 0 | 1290.691 | 1037.544 | -0.1633 | 0.22566 | -0.2267 | 0.23011 | 3988.059 | -3174.11 | 0 | 2182.595 | 1878.39 | 2325.818 | 1943.652 | 2170.904 | 1855.023 | 2590.588 | 1875.658 | 2309.867 | 1939.906 | 2310.681 | 1941.59 | Competitive | Competitive | 0 | TRUE | TRUE | 1 | Competitive | 0.7655 | Competitive
DGREPA28 K2_P3_1 FROM_TO | DGREPA28 | K2_P3_1 | 478 | 2 | 2 | NACDCHES | SKYLIN3_8 | FROM_TO | 36066.05 | 37553.63 | -273.463 | 0 | 879.7 | 1167.726 | -0.01469 | 0.25705 | -0.15145 | 0.61925 | 236.9622 | -318.387 | 0 | 9703.455 |  | 10000 | 976.903 | 9618.963 | 960.877 | 10000 | 1018.839 | 9966.071 | 945.094 | 9968.2 | 950.311 | Competitive | Competitive | 1 | TRUE | FALSE | 1 | Non-Competitive | 1.0075 | Non-Competitive
DGREPA28 K2_P3_1 TO_FROM | DGREPA28 | K2_P3_1 | 478 | 2 | 2 | NACDCHES | SKYLIN3_8 | TO_FROM | 36066.05 | 36293.75 | -313.428 | 0 | 1184.003 | 904.959 | -0.25705 | 0.014693 | -0.61925 | 0.15145 | 336.9971 | 231.0876 | 0 |  | 9703.455 | 862.565 | 10000 | 840.535 | 9633.544 | 915.584 | 10000 | 846.79 | 9966.813 | 854.168 | 9968.2 | Competitive | Competitive | 1 | TRUE | FALSE | 1 | Non-Competitive | 1.0075 | Non-Competitive
DGREPAR8 K2_P3_1 FROM_TO | DGREPAR8 | K2_P3_1 | 478 | 2 | 2 | NACDCHES | SKYLIN3_8 | FROM_TO | 36066.05 | 37612.93 | -268.101 | 0 | 1002.774 | 1072.288 | -0.02266 | 0.21363 | -0.1783 | 0.57405 | 202.6181 | -266.14 | 0 | 10000 | 10000 | 10000 | 3082.776 | 9746.364 | 931.753 | 10000 | 4605.92 | 9982.312 | 1098.653 | 10000 | 4368.123 | Competitive | Competitive | 1 | TRUE | FALSE | 1 | Non-Competitive | 1.1095 | Non-Competitive
DGREPAR8 K2_P3_1 TO_FROM | DGREPAR8 | K2_P3_1 | 478 | 2 | 2 | NACDCHES | SKYLIN3_8 | TO_FROM | 36066.05 | 36377.14 | -208.882 | 0 | 1125.841 | 1002.774 | -0.21363 | 0.022661 | -0.57405 | 0.1783 | 294.0315 | 190.3116 | 0 | 10000 | 10000 | 2711.758 | 10000 | 808.965 | 9755.632 | 4605.92 | 10000 | 977.789 | 9982.579 | 4009.651 | 10000 | Competitive | Competitive | 1 | TRUE | FALSE | 1 | Non-Competitive | 1.1095 | Non-Competitive
DGRSLNC5 6380__D FROM_TO | DGRSLNC5 | 6380__D | 168 | 2 | 2 | MURRY_P8 | PAIP4B | FROM_TO | 36066.05 | 35813.49 | -325.011 | 0 | 1229.648 | 796.316 | -0.0381 | 0.067147 | -0.20476 | 0.30419 | 220.0235 | -44.2774 | 0 | 6985.389 | 3187.155 | 6985.389 | 3187.155 | 1675.8 | 2440.856 | 10000 | 3187.155 | 3878.326 | 3204.936 | 8194.502 | 3264.54 | Competitive | Non-Competitive | 0 | TRUE | FALSE | 1 | Non-Competitive | 0.7035 | Non-Competitive
DGRSLNC5 6380__D TO_FROM | DGRSLNC5 | 6380__D | 168 | 2 | 2 | MURRY_P8 | PAIP4B | TO_FROM | 36066.05 | 35428.1 | -151.935 | 0 | 812.542 | 1229.648 | -0.06715 | 0.12748 | -0.30419 | 0.20476 | 361.3751 | -148.646 | 0 | 887.706 | 10000 | 2329.591 | 10000 | 832.633 | 1805.843 | 4026.925 | 10000 | 1105.265 | 4393.112 | 1110.041 | 10000 | Competitive | Non-Competitive | 0 | TRUE | FALSE | 1 | Non-Competitive | 0.7035 | Non-Competitive
DGRSLNC5 651__B FROM_TO | DGRSLNC5 | 651__B | 202 | 2 | 2 | COMCHESS1_8 | COMANCHE_T8 | FROM_TO | 36066.05 | 35974.39 | -124.181 | 0 | 733.115 | 1138.049 | -0.07331 | 0.02125 | -0.72814 | 0.18368 | 269.8947 | -63.4212 | 0 | 5059.257 | 7820.696 | 792.154 | 7313.39 | 642.347 | 2977.42 | 829.83 | 10000 | 762.302 | 8080.133 | 820.795 | 8899.905 | Competitive | Non-Competitive | 0 | TRUE | FALSE | 1 | Non-Competitive | 0.6875 | Non-Competitive
DGRSLNC5 651__B TO_FROM | DGRSLNC5 | 651__B | 202 | 2 | 2 | COMCHESS1_8 | COMANCHE_T8 | TO_FROM | 36066.05 | 36238.94 | -240.638 | 0 | 1107.899 | 733.115 | -0.01677 | 0.13104 | -0.18368 | 0.72814 | 170.3715 | -121.979 | 0 | 6007.017 |  | 7731.559 | 2482.122 | 2505.457 | 985.651 | 7731.559 | 2512.278 | 5477.538 | 1814.289 | 5926.693 | 2645.15 | Competitive | Competitive | 1 | TRUE | FALSE | 1 | Non-Competitive | 0.6875 | Non-Competitive
DGRSLNC5 6558__B FROM_TO | DGRSLNC5 | 6558__B | 260 | 2 | 2 | FISHERRD_8 | WCHTFLLS1_8 | FROM_TO | 36066.05 | 36257.81 | 9.603 | 0 | 724.555 | 1285.143 | -0.02853 | 0.036046 | -0.51806 | 0.31504 | 160.6581 | 12.2469 | 0 | 4713.714 | 6273.296 | 4713.714 | 6807.902 | 548.788 | 5364.481 | 4713.714 | 6273.296 | 1822.523 | 6392.509 | 4713.714 | 6457.551 | Competitive | Competitive | 1 | TRUE | FALSE | 1 | Non-Competitive | 0.7265 | Non-Competitive
DGRSLNC5 6558__B TO_FROM | DGRSLNC5 | 6558__B | 260 | 2 | 2 | FISHERRD_8 | WCHTFLLS1_8 | TO_FROM | 36066.05 | 36784.24 | -175.692 | 0 | 1235.862 | 702.67 | -0.03605 | 0.033553 | -0.31504 | 0.51806 | 35.0824 | -92.3596 | 0 | 5014.934 | 3695.052 | 4418.649 | 3695.052 | 4066.315 | 702.388 | 4418.649 | 3695.052 | 4604.797 | 2089.434 | 4417.679 | 3695.052 | Competitive | Competitive | 1 | TRUE | FALSE | 1 | Non-Competitive | 0.7265 | Non-Competitive
DGRSLNC5 6635__A FROM_TO | DGRSLNC5 | 6635__A | 30 | 2 | 2 | BRECK_9 | MORTNVAL_9 | FROM_TO | 36066.05 | 36057.13 | -27.0483 | 0 | 1229.697 | 769.025 | -0.00257 | 0.013361 | -0.30375 | 0.21181 | 32.7094 | -7.7676 | 0 |  |  | 6746.847 | 2550.456 | 1892.23 | 1326.533 | 6746.847 | 3166.393 | 4297.662 | 2443.774 | 7809.489 | 2774.786 | Competitive | Non-Competitive | 0 | FALSE | FALSE | 1 | Non-Competitive | 0.719 | Non-Competitive
DGRSLNC5 6635__A TO_FROM | DGRSLNC5 | 6635__A | 30 | 2 | 2 | BRECK_9 | MORTNVAL_9 | TO_FROM | 36066.05 | 36047.74 | -28.6911 | 0 | 769.025 | 1185.506 | -0.01336 | 0.027158 | -0.21181 | 0.30375 | 33.8786 | -19.2165 | 0 | 10000 |  | 10000 | 10000 | 655.727 | 2127.481 | 10000 | 10000 | 1883.562 | 5230.914 | 10000 | 10000 | Competitive | Non-Competitive | 0 | TRUE | FALSE | 1 | Non-Competitive | 0.719 | Non-Competitive
DGRSLNC5 6856__B FROM_TO | DGRSLNC5 | 6856__B | 31 | 2 | 2 | SEYMOUR_9 | BOMARTON_9 | FROM_TO | 36066.05 | 92690.8 | 0 | 0 | 0 | 0 | 0 | 0 | 0 | 0 | 0 | 0 | 0 | [10 empty] | 0 | 0 | Competitive | Competitive | 1 | FALSE | TRUE | 1 | Non-Competitive | 0.7185 | Non-Competitive
DGRSLNC5 6856__B TO_FROM | DGRSLNC5 | 6856__B | 31 | 2 | 2 | SEYMOUR_9 | BOMARTON_9 | TO_FROM | 36066.05 | 92690.8 | 0 | 0 | 0 | 0 | 0 | 0 | 0 | 0 | 0 | 0 | 0 | [10 empty] | 0 | 0 | Competitive | Competitive | 1 | FALSE | TRUE | 1 | Non-Competitive | 0.7185 | Non-Competitive
DGRSLNC5 6880__A FROM_TO | DGRSLNC5 | 6880__A | 24 | 2 | 2 | LEON5_9 | RANGER_9 | FROM_TO | 36066.05 | 36083.49 | 6.5451 | 0 | 783.721 | 0 | 0 | 0.000181 | -0.99982 | 0.000181 | 6.5318 | 6.5622 | 0 |  |  | 783.721 |  | 783.721 |  | 783.721 |  | 783.721 |  | 783.721 | 0 | Competitive | Competitive | 1 | FALSE | TRUE | 1 | Non-Competitive | 0.719 | Non-Competitive
DGRSLNC5 6880__A TO_FROM | DGRSLNC5 | 6880__A | 24 | 2 | 2 | LEON5_9 | RANGER_9 | TO_FROM | 36066.05 | 92690.8 | -6.5384 | 0 | 0 | 783.721 | -0.00018 | 0 | -0.00018 | 0.99982 | -6.5451 | -6.5479 | 0 |  |  |  | 913.719 |  | 913.719 |  | 913.719 |  | 913.719 | 0 | 913.719 | Competitive | Competitive | 1 | FALSE | TRUE | 1 | Non-Competitive | 0.719 | Non-Competitive
DGRSLNC5 ABNW_69T1 FROM_TO | DGRSLNC5 | ABNW_69T1 | 68.75 | 2 | 2 | ABNW2A | ABNW4A | FROM_TO | 36066.05 | 37742.7 | -42.9141 | 0 | 1243.984 | 861.145 | -0.00182 | 0.020103 | -0.04219 | 0.48865 | -1.2264 | -31.8019 | 0 | 10000 |  | 4067.138 | 973.77 | 2157.126 | 857.286 | 5810.205 | 1441.247 | 3331.323 | 820.539 | 4416.596 | 882.643 | Competitive | Competitive | 1 | TRUE | FALSE | 1 | Non-Competitive | 0.672 | Non-Competitive
DGRSLNC5 ABNW_69T1 TO_FROM | DGRSLNC5 | ABNW_69T1 | 68.75 | 2 | 2 | ABNW2A | ABNW4A | TO_FROM | 36066.05 | 36113.22 | 9.0231 | 0 | 879.686 | 1303.987 | -0.00222 | 0.008309 | -0.48865 | 0.042191 | 45.6995 | 18.6019 | 0 |  |  | 1500.002 | 5567.945 | 647.842 | 5359.778 | 2886.497 | 9548.287 | 655.679 | 6828.905 | 1707.01 | 6867.871 | Competitive | Competitive | 1 | FALSE | FALSE | 1 | Non-Competitive | 0.672 | Non-Competitive
DGRSLNC5 ALBANY_HUB1_T1_1 FROM_TO | DGRSLNC5 | ALBANY_HUB1_T1_1 | 38 | 2 | 2 | ALBANY2A | WCTMWDT | FROM_TO | 36066.05 | 36082.74 | -10.2226 | 0 | 790.322 | 1208.973 | -0.00209 | 0.018041 | -0.54492 | 0.4097 | 28.8089 | -9.2137 | 0 |  |  | 3902.926 | 6039.958 | 830.819 | 1099.658 | 5309.319 | 10000 | 1279.711 | 2881.677 | 4196.455 | 7613.034 | Competitive | Competitive | 1 | FALSE | FALSE | 1 | Non-Competitive | 0.6875 | Non-Competitive
DGRSLNC5 ALBANY_HUB1_T1_1 TO_FROM | DGRSLNC5 | ALBANY_HUB1_T1_1 | 38 | 2 | 2 | ALBANY2A | WCTMWDT | TO_FROM | 36066.05 | 36128.61 | -28.6552 | 0 | 1208.973 | 708.66 | -0.00332 | 0.010947 | -0.4097 | 0.54492 | 12.3689 | -1.3467 | 0 |  |  | 10000 | 2543.764 | 969.602 | 2501.924 | 10000 | 3194.901 | 3054.106 | 2848.933 | 10000 | 2858.764 | Competitive | Competitive | 1 | FALSE | FALSE | 1 | Non-Competitive | 0.6875 | Non-Competitive
DGRSLNC5 CISC_PUTN1 FROM_TO | DGRSLNC5 | CISC_PUTN1 | 429 | 2 | 2 | 6317 | PUTN4A | FROM_TO | 36066.05 | 36622.87 | -298.965 | 0 | 1253.218 | 802.998 | -0.03124 | 0.13074 | -0.42375 | 0.40533 | 192.1057 | -45.3166 | 0 | 3618.974 | 3161.898 | 10000 | 3089.829 | 1441.879 | 2260.192 | 10000 | 3161.898 | 2546.433 | 3088.485 | 4270.163 | 3143.218 | Competitive | Competitive | 1 | TRUE | FALSE | 1 | Non-Competitive | 0.711 | Non-Competitive
DGRSLNC5 CISC_PUTN1 TO_FROM | DGRSLNC5 | CISC_PUTN1 | 429 | 2 | 2 | 6317 | PUTN4A | TO_FROM | 36066.05 | 36307.04 | -140.699 | 0 | 802.998 | 1253.218 | -0.02687 | 0.057302 | -0.40533 | 0.42375 | 331.3264 | -140.833 | 0 | 853.791 | 6158.934 | 853.791 | 5922.791 | 783.354 | 1641.375 | 1970.061 | 6158.934 | 894.606 | 3032.998 | 901.809 | 6058.368 | Competitive | Competitive | 1 | TRUE | FALSE | 1 | Non-Competitive | 0.711 | Non-Competitive
DGRSLNC5 DRSY_SANA_T1_1 FROM_TO | DGRSLNC5 | DRSY_SANA_T1_1 | 30 | 2 | 2 | SANA_TAP2A | DRSY2A | FROM_TO | 36066.05 | 36083.29 | -18.9349 | 0 | 991.245 | 1072.973 | -0.00477 | 0.004846 | -0.41366 | 0.19967 | 22.8676 | -9.15 | 0 |  |  | 3694.13 | 3395.961 | 926.642 | 1801.142 | 4023.057 | 10000 | 1196.942 | 2538.538 | 3461.747 | 4024.328 | Competitive | Competitive | 1 | FALSE | FALSE | 1 | Non-Competitive | 0.6875 | Non-Competitive
DGRSLNC5 DRSY_SANA_T1_1 TO_FROM | DGRSLNC5 | DRSY_SANA_T1_1 | 30 | 2 | 2 | SANA_TAP2A | DRSY2A | TO_FROM | 36066.05 | 36047.52 | -18.9324 | 0 | 1072.973 | 987.47 | -0.00278 | 0.012274 | -0.19967 | 0.41366 | 33.7315 | -16.4847 | 0 |  |  | 2876.374 | 8838.258 | 1103.085 | 1065.635 | 2201.575 | 10000 | 1396.988 | 1444.856 | 2552.713 | 9263.57 | Competitive | Non-Competitive | 0 | FALSE | FALSE | 1 | Non-Competitive | 0.6875 | Non-Competitive
DGRSLNC5 FRIR_SONR1_1 FROM_TO | DGRSLNC5 | FRIR_SONR1_1 | 37 | 2 | 2 | SONR2A | FRIR2A | FROM_TO | 36066.05 | 35887.06 | -55.2011 | 0 | 1159.703 | 998.866 | -0.00834 | 0.027743 | -0.72141 | 0.13303 | 166.4574 | -32.8699 | 0 | 3778.677 |  | 1789.364 | 3456.599 | 927.623 | 1443.999 | 2545.962 | 5700.748 | 941.103 | 2148.257 | 1917.595 | 3236.974 | Competitive | Non-Competitive | 0 | TRUE | FALSE | 1 | Non-Competitive | 0.828 | Non-Competitive
DGRSLNC5 FRIR_SONR1_1 TO_FROM | DGRSLNC5 | FRIR_SONR1_1 | 37 | 2 | 2 | SONR2A | FRIR2A | TO_FROM | 36066.05 | 35863.27 | -113.094 | 0 | 998.867 | 1159.703 | -0.01095 | 0.008343 | -0.13304 | 0.72141 | 64.0635 | -74.0801 | 0 |  |  | 2474.271 | 2556.59 | 1231.135 | 1772.454 | 3579.032 | 3017.154 | 1725.692 | 2084.032 | 2372.833 | 2782.82 | Competitive | Non-Competitive | 0 | FALSE | FALSE | 1 | Non-Competitive | 0.828 | Non-Competitive
DGRSLNC5 HAMILT_MAVERI1_1 FROM_TO | DGRSLNC5 | HAMILT_MAVERI1_1 | 122 | 2 | 2 | HAMILTN4 | MAVERICK4A | FROM_TO | 36066.05 | 35622.1 | -113.284 | 0 | 1154.412 | 2527.263 | -0.02926 | 0.20998 | -0.5331 | 0.20998 | 360.1037 | -74.4624 | 0 | 1644.666 | 4118.45 | 10000 | 4257.807 | 892.887 | 1159.764 | 10000 | 4257.807 | 1759.448 | 1422.886 | 3195.823 | 3893.056 | Non-Competitive | Non-Competitive | 0 | TRUE | FALSE | 1 | Non-Competitive | 0.672 | Non-Competitive
DGRSLNC5 HAMILT_MAVERI1_1 TO_FROM | DGRSLNC5 | HAMILT_MAVERI1_1 | 122 | 2 | 2 | HAMILTN4 | MAVERICK4A | TO_FROM | 36066.05 | 35972.05 | -256.763 | 0 | 2527.262 | 1154.412 | -0.20998 | 0.45502 | -0.20998 | 0.5331 | 141.7379 | -176.818 | 0 | 3487.609 | 5282.894 | 10000 | 10000 | 1004.185 | 1597.769 | 10000 | 10000 | 7879.94 | 4660.12 | 8933.232 | 8871.785 | Non-Competitive | Non-Competitive | 0 | TRUE | FALSE | 1 | Non-Competitive | 0.672 | Non-Competitive
DGRSLNC5 LENSW_PUTN2_1 FROM_TO | DGRSLNC5 | LENSW_PUTN2_1 | 72 | 2 | 2 | LEONSW_8 | PUTN4A | FROM_TO | 36066.05 | 36013.53 | -183.911 | 0 | 1254.288 | 808.865 | -0.01843 | 0.070823 | -0.51787 | 0.12552 | 99.1983 | -33.5545 | 0 | 10000 |  | 10000 | 3091.546 | 1521.732 | 2132.585 | 10000 | 3161.623 | 2664.238 | 3075.599 | 10000 | 3144.982 | Competitive | Non-Competitive | 0 | TRUE | FALSE | 1 | Non-Competitive | 0.7425 | Non-Competitive
DGRSLNC5 LENSW_PUTN2_1 TO_FROM | DGRSLNC5 | LENSW_PUTN2_1 | 72 | 2 | 2 | LEONSW_8 | PUTN4A | TO_FROM | 36066.05 | 35030.66 | -70.8175 | 0 | 791.792 | 1254.288 | -0.01461 | 0.040414 | -0.12552 | 0.51787 | 201.8447 | -70.8347 | 0 | 2581.226 |  | 877.007 | 5918.307 | 778.505 | 1746.169 | 2581.226 | 6151.776 | 930.732 | 3232.439 | 953.313 | 6048.604 | Competitive | Non-Competitive | 0 | TRUE | FALSE | 1 | Non-Competitive | 0.7425 | Non-Competitive
DGRSLNC5 MRAN_PUTN1_1 FROM_TO | DGRSLNC5 | MRAN_PUTN1_1 | 38 | 2 | 2 | MRAN2A | PUTN2A | FROM_TO | 36066.05 | 36240.35 | -20.7437 | 0 | 802.525 | 1209.041 | -0.00238 | 0.017749 | -0.11312 | 0.66754 | 18.2538 | -19.7742 | 0 |  |  | 3912.537 | 6640.413 | 849.489 | 974.952 | 5298.177 | 6626.391 | 1417.487 | 1210.492 | 4223.656 | 7453.318 | Competitive | Competitive | 1 | FALSE | FALSE | 1 | Non-Competitive | 0.6875 | Non-Competitive
DGRSLNC5 MRAN_PUTN1_1 TO_FROM | DGRSLNC5 | MRAN_PUTN1_1 | 38 | 2 | 2 | MRAN2A | PUTN2A | TO_FROM | 36066.05 | 36088.64 | -18.1255 | 0 | 1255.271 | 768.234 | -0.00303 | 0.011239 | -0.66754 | 0.11312 | 22.9231 | 9.3056 | 0 |  |  | 10000 | 2593.007 | 883.989 | 2570.462 | 10000 | 3203.517 | 1201.45 | 2948.659 | 10000 | 2953.869 | Competitive | Competitive | 1 | FALSE | FALSE | 1 | Non-Competitive | 0.6875 | Non-Competitive
DGRSLNC5 NICOLE_ORNT1_1 FROM_TO | DGRSLNC5 | NICOLE_ORNT1_1 | 135 | 2 | 2 | NICOLE4A | ORNT4A | FROM_TO | 36066.05 | 36022.18 | -54.312 | 0 | 1103.934 | 975.115 | -0.01538 | 0.17757 | -0.30191 | 0.17757 | 148.2453 | -29.6187 | 0 | 6179.702 |  | 10000 | 10000 | 1229.451 | 1189.249 | 10000 | 10000 | 7478.882 | 1776.132 | 8779.718 | 10000 | Competitive | Non-Competitive | 0 | TRUE | FALSE | 1 | Non-Competitive | 0.664 | Non-Competitive
DGRSLNC5 NICOLE_ORNT1_1 TO_FROM | DGRSLNC5 | NICOLE_ORNT1_1 | 135 | 2 | 2 | NICOLE4A | ORNT4A | TO_FROM | 36066.05 | 36398.57 | -107.921 | 0 | 976.94 | 1106.122 | -0.00766 | 0.05369 | -0.17757 | 0.30191 | 75.8213 | -46.6414 | 0 | 10000 |  | 10000 | 2524.233 | 1142.294 | 1822.829 | 10000 | 2941.106 | 4035.605 | 1850.71 | 10000 | 2295.648 | Competitive | Competitive | 1 | TRUE | FALSE | 1 | Non-Competitive | 0.664 | Non-Competitive
DGRSLNC5 PUTN_PS1 FROM_TO | DGRSLNC5 | PUTN_PS1 | 222 | 2 | 2 | PUTN4A | PUTN2B | FROM_TO | 36066.05 | 36345.29 | -183.911 | 0 | 1254.133 | 827.316 | -0.01843 | 0.070823 | -0.43925 | 0.48213 | 99.1983 | -33.5545 | 0 | 10000 |  | 10000 | 3091.546 | 1521.732 | 2132.585 | 10000 | 3161.623 | 2664.238 | 3075.599 | 10000 | 3144.982 | Competitive | Competitive | 1 | TRUE | FALSE | 1 | Non-Competitive | 0.7345 | Non-Competitive
DGRSLNC5 PUTN_PS1 TO_FROM | DGRSLNC5 | PUTN_PS1 | 222 | 2 | 2 | PUTN4A | PUTN2B | TO_FROM | 36066.05 | 36107.74 | -70.8175 | 0 | 809.535 | 1254.133 | -0.01461 | 0.040414 | -0.48213 | 0.43925 | 201.8447 | -70.8347 | 0 | 2581.226 |  | 877.007 | 5918.307 | 778.505 | 1746.169 | 2581.226 | 6151.776 | 930.732 | 3232.439 | 953.313 | 6048.604 | Competitive | Competitive | 1 | TRUE | FALSE | 1 | Non-Competitive | 0.7345 | Non-Competitive
DGRSPKR5 6375__A FROM_TO | DGRSPKR5 | 6375__A | 210 | 2 | 2 | GRHAMSES1_8 | GRAHAME_8 | FROM_TO | 36066.05 | 35854.73 | -74.0276 | 0 | 753.979 | 5936.799 | -0.0967 | 0.10514 | -0.78691 | 0.10514 | 376.7734 | -52.2784 | 0 | 1077.826 | 10000 | 10000 | 10000 | 835.775 | 4359.369 | 10000 | 10000 | 2003.9 | 9556.171 | 2113.994 | 10000 | Non-Competitive | Non-Competitive | 0 | TRUE | FALSE | 1 | Non-Competitive | 0.6955 | Non-Competitive
DGRSPKR5 6375__A TO_FROM | DGRSPKR5 | 6375__A | 210 | 2 | 2 | GRHAMSES1_8 | GRAHAME_8 | TO_FROM | 36066.05 | 36010.62 | -370.635 | 0 | 5936.794 | 724.824 | -0.10514 | 0.37089 | -0.10514 | 0.78691 | 215.8278 | -115.141 | 0 | 5794.065 | 3134.65 | 10000 | 10000 | 3051.375 | 1727.854 | 10000 | 10000 | 5467.984 | 4788.713 | 5572.494 | 5179.672 | Non-Competitive | Non-Competitive | 0 | TRUE | FALSE | 1 | Non-Competitive | 0.6955 | Non-Competitive
DGRSPKR5 6377__A FROM_TO | DGRSPKR5 | 6377__A | 202 | 2 | 2 | ORAN1_8 | BARTON_8 | FROM_TO | 36066.05 | 36077.61 | -351.086 | 0 | 1230.647 | 5049.485 | -0.09209 | 0.10139 | -0.60168 | 0.21762 | 195.0461 | -94.6331 | 0 | 10000 | 3004.38 | 10000 | 10000 | 3454.675 | 1952.11 | 10000 | 10000 | 9352.868 | 4355.178 | 10000 | 4665.469 | Competitive | Competitive | 1 | TRUE | FALSE | 1 | Non-Competitive | 0.6795 | Non-Competitive
DGRSPKR5 6377__A TO_FROM | DGRSPKR5 | 6377__A | 202 | 2 | 2 | ORAN1_8 | BARTON_8 | TO_FROM | 36066.05 | 35047.38 | -155.141 | 0 | 5049.486 | 1230.647 | -0.10139 | 0.60168 | -0.21762 | 0.60168 | 423.9896 | -74.0083 | 0 | 1094.172 | 10000 | 10000 | 10000 | 885.42 | 3578.759 | 10000 | 10000 | 6821.173 | 9403.209 | 6976.152 | 10000 | Non-Competitive | Non-Competitive | 0 | TRUE | FALSE | 1 | Non-Competitive | 0.6795 | Non-Competitive
DGRSPKR5 HAS_XFM2 FROM_TO | DGRSPKR5 | HAS_XFM2 | 40 | 2 | 2 | HASSE | HASSE_P8 | FROM_TO | 36066.05 | 37050.99 | -27.195 | 0 | 992.748 | 1138.665 | -0.00185 | 0.00257 | -0.03619 | 0.29212 | 4.3022 | -16.5719 | 0 |  |  | 10000 | 2447.843 | 807.719 | 2060.765 | 10000 | 2607.633 | 1708.34 | 2295.729 | 10000 | 2557.344 | Competitive | Competitive | 1 | FALSE | FALSE | 1 | Non-Competitive | 0.7035 | Non-Competitive
DGRSPKR5 HAS_XFM2 TO_FROM | DGRSPKR5 | HAS_XFM2 | 40 | 2 | 2 | HASSE | HASSE_P8 | TO_FROM | 36066.05 | 36074.53 | -0.25984 | 0 | 1098.645 | 994.741 | -0.00257 | 0.002016 | -0.29212 | 0.036192 | 37.5239 | -0.23383 | 0 |  |  | 1026.422 | 10000 | 1134.455 | 877.964 | 1050.46 | 10000 | 1002.559 | 1790.074 | 977.071 | 10000 | Competitive | Competitive | 1 | FALSE | FALSE | 1 | Non-Competitive | 0.7035 | Non-Competitive
DHAMSUM8 CKT_941_1 FROM_TO | DHAMSUM8 | CKT_941_1 | 260 | 2 | 2 | SUMMITN | WILIAMSN | FROM_TO | 36066.05 | 36173.72 | 30.5527 | 0 | 1168.076 | 815.86 | -0.05155 | 0.039939 | -0.51315 | 0.15043 | 204.0093 | 75.9713 | 0 | 9154.158 | 10000 | 5960.638 | 10000 | 944.611 | 8338.125 | 9154.158 | 10000 | 2259.393 | 9964.031 | 7110.317 | 10000 | Competitive | Competitive | 1 | TRUE | FALSE | 1 | Non-Competitive | 0.703 | Non-Competitive
DHAMSUM8 CKT_941_1 TO_FROM | DHAMSUM8 | CKT_941_1 | 260 | 2 | 2 | SUMMITN | WILIAMSN | TO_FROM | 36066.05 | 38053.78 | -175.636 | 0 | 815.86 | 1202.27 | -0.03994 | 0.051554 | -0.15043 | 0.51315 | -38.8864 | -163.656 | 0 | 10000 | 9154.158 | 10000 | 5960.638 | 6785.501 | 1077.181 | 10000 | 9154.158 | 9690.179 | 2456.877 | 10000 | 7110.317 | Competitive | Competitive | 1 | TRUE | FALSE | 1 | Non-Competitive | 0.703 | Non-Competitive
DHILLAS8 CAGNON_MR4H FROM_TO | DHILLAS8 | CAGNON_MR4H | 600 | 3 | 3 | CAGNON_5 | CAGSTAR4 | FROM_TO | 36066.05 | 36284.68 | 184.0439 | 0 | 1177.881 | 1641.214 | -0.16326 | 0.037192 | -0.91124 | 0.092751 | 399.1285 | 238.9839 | 0 | 5702.279 | 8918.752 | 5702.279 | 9020.257 | 820.752 | 8872.403 | 5702.279 | 10000 | 1115.172 | 9459.068 | 6333.968 | 9461.084 | Competitive | Competitive | 1 | TRUE | FALSE | 1 | Non-Competitive | 1.219 | Non-Competitive
DHILLAS8 CAGNON_MR4H TO_FROM | DHILLAS8 | CAGNON_MR4H | 600 | 3 | 3 | CAGNON_5 | CAGSTAR4 | TO_FROM | 36066.05 | 41624.51 | -328.1 | 0 | 1641.223 | 1131.415 | -0.03719 | 0.16326 | -0.09275 | 0.91124 | 108.6258 | -328.014 | 0 | 8863.841 | 10000 | 9020.257 | 10000 | 8794.784 | 932.478 | 10000 | 10000 | 9441.487 | 1278.008 | 9444.547 | 10000 | Competitive | Competitive | 1 | TRUE | FALSE | 1 | Non-Competitive | 1.219 | Non-Competitive
DHKBCRL5 1140__C FROM_TO | DHKBCRL5 | 1140__C | 215 | 3 | 3 | DFW_DE1T1_8 | DFW_CE1_8 | FROM_TO | 36066.05 | 36028.43 | -23.1702 | 0 | 915.253 | 1120.901 | -0.02412 | 0.012402 | -0.42426 | 0.40979 | 232.0583 | -5.9571 | 0 |  | 2473.355 | 912.362 | 2712.974 | 852.167 | 2710.349 | 3663.639 | 2712.974 | 911.423 | 2635.445 | 938.317 | 2629.228 | Competitive | Non-Competitive | 0 | TRUE | FALSE | 1 | Non-Competitive | 1.2655 | Non-Competitive
DHKBCRL5 1140__C TO_FROM | DHKBCRL5 | 1140__C | 215 | 3 | 3 | DFW_DE1T1_8 | DFW_CE1_8 | TO_FROM | 36066.05 | 36213.73 | -229.596 | 0 | 1117.048 | 912.528 | -0.0124 | 0.024119 | -0.40979 | 0.42426 | 132.6136 | -229.826 | 0 | 2081.355 |  | 2358.703 | 990.893 | 2385.404 | 972.517 | 2358.703 | 3663.639 | 2278.641 | 1003.414 | 2265.063 | 1012.97 | Competitive | Competitive | 1 | TRUE | TRUE | 1 | Competitive | 1.2655 | Non-Competitive
DI_DWHI8 RINCON_WHITE_2_1 FROM_TO | DI_DWHI8 | RINCON_WHITE_2_1 | 216 | 2 | 2 | RINCON4A | WHITEPT4A | FROM_TO | 36066.05 | 37589.72 | -250.858 | 0 | 3195.676 | 942.326 | -0.03678 | 0.28348 | -0.0836 | 0.48708 | 95.6547 | -182.783 | 0 | 3841.179 | 4450.98 | 5644.313 | 3897.933 | 3655.142 | 889.589 | 5644.313 | 4450.98 | 5039.907 | 1515.8 | 5044.397 | 4781.798 | Competitive | Competitive | 1 | TRUE | FALSE | 1 | Non-Competitive | 0.9455 | Non-Competitive
DI_DWHI8 RINCON_WHITE_2_1 TO_FROM | DI_DWHI8 | RINCON_WHITE_2_1 | 216 | 2 | 2 | RINCON4A | WHITEPT4A | TO_FROM | 36066.05 | 35977.68 | 26.4061 | 0 | 846.814 | 3195.681 | -0.28348 | 0.071872 | -0.48708 | 0.083599 | 259.045 | 30.4457 | 0 | 1412.947 | 3841.179 | 1440.107 | 5644.313 | 690.059 | 3655.142 | 3275.888 | 5644.313 | 1062.788 | 5039.907 | 1715.1 | 5044.397 | Non-Competitive | Non-Competitive | 0 | TRUE | FALSE | 1 | Non-Competitive | 0.9455 | Non-Competitive
DJEWSNG5 256_A_1 FROM_TO | DJEWSNG5 | 256_A_1 | 1376 | 2 | 2 | GIBN_CREK_5 | TWIN_OAK__5 | FROM_TO | 36066.05 | 24709.39 | -2443.83 | 0 | 1309.675 | 1053.35 | -0.16675 | 0.21884 | -0.16675 | 0.21884 | 3566.646 | -2806.82 | 0 | 2037.625 | 1960.548 | 2149.618 | 2040.209 | 2031.97 | 1903.431 | 2726.845 | 1972.442 | 2064.32 | 2066.297 | 2064.633 | 2071.396 | Competitive | Non-Competitive | 0 | TRUE | FALSE | 1 | Non-Competitive | 0.9765 | Non-Competitive
DJEWSNG5 256_A_1 TO_FROM | DJEWSNG5 | 256_A_1 | 1376 | 2 | 2 | GIBN_CREK_5 | TWIN_OAK__5 | TO_FROM | 36066.05 | 26037.19 | -1965.46 | 0 | 1053.35 | 1309.675 | -0.21884 | 0.16675 | -0.21884 | 0.16675 | 4542.085 | -1699.61 | 0 | 1519.661 | 2154.3 | 1569.956 | 2238.405 | 1482.124 | 2150.116 | 1516.413 | 2726.845 | 1647.163 | 2123.863 | 1650.871 | 2124.079 | Competitive | Non-Competitive | 0 | TRUE | FALSE | 1 | Non-Competitive | 0.9765 | Non-Competitive
DJEWSNG5 JK_TOKSW_1 FROM_TO | DJEWSNG5 | JK_TOKSW_1 | 1376 | 2 | 2 | JKCREEK1 | TWIN_OAK__5 | FROM_TO | 36066.05 | 24783.47 | -2561.43 | 0 | 1311.571 | 1020.428 | -0.17668 | 0.24995 | -0.17668 | 0.47051 | 3670.405 | -2929.15 | 0 | 2002.678 | 1960.812 | 2110.888 | 1975.687 | 1997.377 | 1903.548 | 2369.342 | 1975.687 | 1971.118 | 2072.165 | 1971.392 | 2077.241 | Competitive | Non-Competitive | 0 | TRUE | FALSE | 1 | Non-Competitive | 1.0155 | Non-Competitive
DJEWSNG5 JK_TOKSW_1 TO_FROM | DJEWSNG5 | JK_TOKSW_1 | 1376 | 2 | 2 | JKCREEK1 | TWIN_OAK__5 | TO_FROM | 36066.05 | 30329.56 | -2018.8 | 0 | 1020.427 | 1311.568 | -0.24995 | 0.17668 | -0.47051 | 0.17668 | 4735.3 | -1754.92 | 0 | 1520.396 | 2115.921 | 1519.723 | 2197.103 | 1482.753 | 2112.01 | 1519.723 | 2369.342 | 1653.455 | 2026.279 | 1657.156 | 2026.468 | Competitive | Non-Competitive | 0 | TRUE | FALSE | 1 | Non-Competitive | 1.0155 | Non-Competitive
DJEWSNG5 SNGXGC75_1 FROM_TO | DJEWSNG5 | SNGXGC75_1 | 1631 | 2 | 2 | GIBN_CREK_5 | SNGLTN_345 | FROM_TO | 36066.05 | 26566.3 | -1921.13 | 0 | 1057.979 | 1277.236 | -0.22573 | 0.25117 | -0.23025 | 0.25117 | 4956.921 | -1799.13 | 0 | 1434.681 | 2328.717 | 1421.732 | 2428.994 | 1404.499 | 2323.764 | 1933.855 | 2589.637 | 1472.145 | 2389.582 | 1474.785 | 2389.815 | Competitive | Non-Competitive | 0 | TRUE | FALSE | 1 | Non-Competitive | 0.844 | Non-Competitive
DJEWSNG5 SNGXGC75_1 TO_FROM | DJEWSNG5 | SNGXGC75_1 | 1631 | 2 | 2 | GIBN_CREK_5 | SNGLTN_345 | TO_FROM | 36066.05 | 27290.34 | -2887.54 | 0 | 1277.238 | 1057.978 | -0.25117 | 0.22573 | -0.25117 | 0.23025 | 3922.627 | -3154.47 | 0 | 2195.416 | 1831.466 | 2327.966 | 1828.962 | 2188.445 | 1786.322 | 2589.637 | 2021.729 | 2316.923 | 1818.495 | 2317.325 | 1822.056 | Competitive | Competitive | 0 | TRUE | TRUE | 1 | Competitive | 0.844 | Competitive
DJEWSNG5 SNGXGC99_1 FROM_TO | DJEWSNG5 | SNGXGC99_1 | 1631 | 2 | 2 | GIBN_CREK_5 | SNGLTN_345 | FROM_TO | 36066.05 | 26566.3 | -1921.13 | 0 | 1057.979 | 1277.236 | -0.22573 | 0.25117 | -0.23025 | 0.25117 | 4956.921 | -1799.13 | 0 | 1434.681 | 2328.717 | 1421.732 | 2428.994 | 1404.499 | 2323.764 | 1933.855 | 2589.637 | 1472.145 | 2389.582 | 1474.785 | 2389.815 | Competitive | Non-Competitive | 0 | TRUE | FALSE | 1 | Non-Competitive | 1.008 | Non-Competitive
DJEWSNG5 SNGXGC99_1 TO_FROM | DJEWSNG5 | SNGXGC99_1 | 1631 | 2 | 2 | GIBN_CREK_5 | SNGLTN_345 | TO_FROM | 36066.05 | 27290.34 | -2887.54 | 0 | 1277.238 | 1057.978 | -0.25117 | 0.22573 | -0.25117 | 0.23025 | 3922.627 | -3154.47 | 0 | 2195.416 | 1831.466 | 2327.966 | 1828.962 | 2188.445 | 1786.322 | 2589.637 | 2021.729 | 2316.923 | 1818.495 | 2317.325 | 1822.056 | Competitive | Competitive | 0 | TRUE | TRUE | 1 | Competitive | 1.008 | Competitive
DKENCA58 69T342_1 FROM_TO | DKENCA58 | 69T342_1 | 139 | 4 | 4 | L_KENDCT8_1Y | L_MOUNTO8_1Y | FROM_TO | 36066.05 | 35993.39 | -42.5504 | 0 | 845.692 | 1122.832 | -0.02799 | 0.074057 | -0.28529 | 0.12049 | 159.7287 | -45.2665 | 0 | 10000 | 10000 | 10000 | 5000.009 | 2530.371 | 1683.802 | 10000 | 10000 | 8175.715 | 4387.409 | 10000 | 5416.191 | Competitive | Non-Competitive | 0 | TRUE | FALSE | 1 | Non-Competitive | 1.0155 | Non-Competitive
DKENCA58 69T342_1 TO_FROM | DKENCA58 | 69T342_1 | 139 | 4 | 4 | L_KENDCT8_1Y | L_MOUNTO8_1Y | TO_FROM | 36066.05 | 36556.74 | -163.357 | 0 | 1092.735 | 926.344 | -0.00823 | 0.027995 | -0.12049 | 0.28529 | 78.796 | -45.9122 | 0 | 10000 |  | 5000.009 | 3077.552 | 1541.117 | 2512.23 | 10000 | 3244.367 | 4327.707 | 3459.701 | 5416.191 | 3546.356 | Competitive | Competitive | 1 | TRUE | FALSE | 1 | Non-Competitive | 1.0155 | Non-Competitive
DKENCA58 E3_S1_1 FROM_TO | DKENCA58 | E3_S1_1 | 287 | 4 | 4 | HOWARD | SOMERSET | FROM_TO | 36066.05 | 36186.29 | -35.4196 | 0 | 1145.495 | 1030.202 | -0.10714 | 0.073112 | -0.62557 | 0.13546 | 211.7846 | 8.193 | 0 | 10000 | 7954.576 | 10000 | 10000 | 3929.574 | 3783.048 | 10000 | 10000 | 9371.316 | 9094.394 | 10000 | 9442.097 | Competitive | Competitive | 1 | TRUE | FALSE | 1 | Non-Competitive | 1.1405 | Non-Competitive
DKENCA58 E3_S1_1 TO_FROM | DKENCA58 | E3_S1_1 | 287 | 4 | 4 | HOWARD | SOMERSET | TO_FROM | 36066.05 | 37471.04 | -249.928 | 0 | 1030.201 | 1145.495 | -0.07311 | 0.10714 | -0.13546 | 0.62557 | 97.534 | -78.5749 | 0 | 6579.432 | 10000 | 9008.412 | 10000 | 1581.146 | 3998.207 | 8901.918 | 10000 | 7332.086 | 9381.103 | 8633.035 | 10000 | Competitive | Competitive | 1 | TRUE | FALSE | 1 | Non-Competitive | 1.1405 | Non-Competitive
DKOCNUE8 AIR_LI_HIWAY_1_1 FROM_TO | DKOCNUE8 | AIR_LI_HIWAY_1_1 | 219 | 1 | 1 | HIWAY_92A | AIR_LIQC2A | FROM_TO | 36066.05 | 36269.08 | 49.5459 | 0 | 1112.229 | 975.033 | -0.00377 | 0.044187 | -0.57355 | 0.19207 | 102.2787 | 49.609 | 0 | 6157.47 |  | 6157.47 | 10000 | 882.851 | 10000 | 6157.47 | 10000 | 5035.068 | 10000 | 7014.282 | 10000 | Competitive | Competitive | 1 | TRUE | FALSE | 1 | Non-Competitive | 0.961 | Non-Competitive
DKOCNUE8 AIR_LI_HIWAY_1_1 TO_FROM | DKOCNUE8 | AIR_LI_HIWAY_1_1 | 219 | 1 | 1 | HIWAY_92A | AIR_LIQC2A | TO_FROM | 36066.05 | 37466.02 | -102.048 | 0 | 940.066 | 1180.333 | -0.04419 | 0.003773 | -0.19207 | 0.57355 | -48.7705 | -70.3289 | 0 |  | 6157.47 | 10000 | 6157.47 | 10000 | 1067.07 | 10000 | 6157.47 | 10000 | 5400.606 | 10000 | 7014.282 | Competitive | Competitive | 1 | TRUE | FALSE | 1 | Non-Competitive | 0.961 | Non-Competitive
DKOCNUE8 CITGOW_WEIL_T1_1 FROM_TO | DKOCNUE8 | CITGOW_WEIL_T1_1 | 209 | 1 | 1 | CITGO_W4A | WEIL_TRC4A | FROM_TO | 36066.05 | 36546.82 | -73.8877 | 0 | 955.902 | 1145.387 | -0.15493 | 0.005321 | -0.22802 | 0.67649 | 98.1076 | 28.4923 | 0 |  | 4941.798 | 814.83 | 5900.001 | 812.329 | 4857.778 | 2432.173 | 5900.001 | 801.464 | 6278.267 | 802.486 | 6287.258 | Competitive | Competitive | 1 | TRUE | FALSE | 1 | Non-Competitive | 1.031 | Non-Competitive
DKOCNUE8 CITGOW_WEIL_T1_1 TO_FROM | DKOCNUE8 | CITGOW_WEIL_T1_1 | 209 | 1 | 1 | CITGO_W4A | WEIL_TRC4A | TO_FROM | 36066.05 | 36260.75 | -95.9769 | 0 | 1175.916 | 991.749 | -0.00378 | 0.15493 | -0.67649 | 0.22802 | 77.3039 | -94.7245 | 0 | 4941.798 |  | 5900.001 | 934.383 | 4528.859 | 932.574 | 5900.001 | 935.874 | 6257.889 | 918.661 | 6287.258 | 919.052 | Competitive | Competitive | 1 | TRUE | FALSE | 1 | Non-Competitive | 1.031 | Non-Competitive
DKOCNUE8 CLARK__LON_HI1_1 FROM_TO | DKOCNUE8 | CLARK__LON_HI1_1 | 207 | 1 | 1 | LON_HILL4A | CLARK_WD4A | FROM_TO | 36066.05 | 36175.98 | 72.9739 | 0 | 871.093 | 5797.089 | -0.15352 | 0.006729 | -0.52627 | 0.033826 | 149.146 | 79.629 | 0 |  | 5905.734 | 818.397 | 5905.734 | 814.602 | 4932.211 | 820.105 | 5905.734 | 807.285 | 6312.058 | 808.857 | 6478.038 | Competitive | Competitive | 1 | TRUE | FALSE | 1 | Non-Competitive | 0.945 | Non-Competitive
DKOCNUE8 CLARK__LON_HI1_1 TO_FROM | DKOCNUE8 | CLARK__LON_HI1_1 | 207 | 1 | 1 | LON_HILL4A | CLARK_WD4A | TO_FROM | 36066.05 | 42090.01 | -146.754 | 0 | 5797.079 | 849.823 | -0.00519 | 0.15352 | -0.03383 | 0.52627 | 26.4871 | -145.748 | 0 | 5905.734 |  | 5905.734 | 935.879 | 4687.959 | 935.427 | 5905.734 | 940.1 | 6299.548 | 926.453 | 6478.038 | 926.502 | Competitive | Competitive | 1 | TRUE | FALSE | 1 | Non-Competitive | 0.945 | Non-Competitive
DKOCNUE8 MCKENZ_WESTSI1_1 FROM_TO | DKOCNUE8 | MCKENZ_WESTSI1_1 | 157 | 1 | 1 | WESTSIDE4A | MCKENZIE4A | FROM_TO | 36066.05 | 36558.85 | -114.634 | 0 | 1171.89 | 1014.035 | -0.19479 | 0.12933 | -0.25668 | 0.16757 | 31.7732 | -107.008 | 0 | 5099.594 | 10000 | 5181.634 | 10000 | 4108.852 | 881.956 | 5181.634 | 10000 | 4922.07 | 5203.517 | 5022.442 | 10000 | Competitive | Competitive | 1 | TRUE | FALSE | 1 | Non-Competitive | 0.695 | Non-Competitive
DKOCNUE8 MCKENZ_WESTSI1_1 TO_FROM | DKOCNUE8 | MCKENZ_WESTSI1_1 | 157 | 1 | 1 | WESTSIDE4A | MCKENZIE4A | TO_FROM | 36066.05 | 36303.51 | -29.1988 | 0 | 988.619 | 1171.89 | -0.12933 | 0.19479 | -0.16757 | 0.25668 | 116.4907 | 42.5113 | 0 | 10000 | 5099.594 | 10000 | 5181.634 | 774.365 | 4421.707 | 10000 | 5181.634 | 4793.61 | 4936.412 | 10000 | 5022.442 | Competitive | Competitive | 1 | TRUE | FALSE | 1 | Non-Competitive | 0.695 | Non-Competitive
DKRKNHN8 3640__B FROM_TO | DKRKNHN8 | 3640__B | 545 | 8 | 8 | KRKPK_E8 | JUDD1T_8 | FROM_TO | 36066.05 | 36558.74 | -19.5892 | 0 | 1122.199 | 707.581 | -0.01349 | 0.049076 | -0.61414 | 0.13602 | 240.2656 | 8.5193 | 0 | 10000 |  | 10000 | 1809.327 | 1300.918 | 1585.67 | 10000 | 4001.191 | 4693.63 | 1527.039 | 10000 | 1730.27 | Competitive | Competitive | 1 | TRUE | FALSE | 1 | Non-Competitive | 0.703 | Non-Competitive
DKRKNHN8 3640__B TO_FROM | DKRKNHN8 | 3640__B | 545 | 8 | 8 | KRKPK_E8 | JUDD1T_8 | TO_FROM | 36066.05 | 39697.53 | -215.203 | 0 | 695.38 | 1122.199 | -0.04908 | 0.013488 | -0.13602 | 0.61414 | 62.3428 | -164.433 | 0 |  | 10000 | 1609.352 | 10000 | 1097.915 | 1354.888 | 3548.395 | 10000 | 1209.969 | 4778.248 | 1580.19 | 10000 | Competitive | Competitive | 1 | TRUE | FALSE | 1 | Non-Competitive | 0.703 | Non-Competitive
DLHSCNR8 3650__A FROM_TO | DLHSCNR8 | 3650__A | 332 | 3 | 3 | LKHB_W8 | STAUG1T_8 | FROM_TO | 36066.05 | 36953.92 | 3.8046 | 0 | 1179.87 | 685.628 | -0.00231 | 0.17561 | -0.11194 | 0.17668 | 232.3499 | 6.4264 | 0 | 10000 |  | 10000 | 6124.221 | 6220.652 | 4604.268 | 10000 | 6124.221 | 9857.732 | 6614.139 | 10000 | 7034.598 | Competitive | Competitive | 1 | TRUE | FALSE | 1 | Non-Competitive | 0.7265 | Non-Competitive
DLHSCNR8 3650__A TO_FROM | DLHSCNR8 | 3650__A | 332 | 3 | 3 | LKHB_W8 | STAUG1T_8 | TO_FROM | 36066.05 | 37968.74 | -43.7026 | 0 | 748.037 | 1162.204 | -0.17561 | 0.002315 | -0.17668 | 0.11194 | -3.774 | -40.6867 | 0 |  | 10000 | 6124.221 | 10000 | 4604.268 | 6542.462 | 6124.221 | 10000 | 6614.139 | 9868.31 | 7034.598 | 10000 | Competitive | Competitive | 1 | TRUE | FALSE | 1 | Non-Competitive | 0.7265 | Non-Competitive
DLNCSWC5 6380__D FROM_TO | DLNCSWC5 | 6380__D | 168 | 2 | 2 | MURRY_P8 | PAIP4B | FROM_TO | 36066.05 | 36034.85 | -226.936 | 0 | 1201.647 | 821.314 | -0.03001 | 0.06404 | -0.20078 | 0.30339 | 174.2643 | -22.7167 | 0 | 7020.933 | 9613.906 | 7020.933 | 3215.128 | 1642.417 | 2720.431 | 10000 | 3215.128 | 4448.106 | 3328.996 | 8248.005 | 3372.115 | Competitive | Non-Competitive | 0 | TRUE | FALSE | 1 | Non-Competitive | 0.6955 | Non-Competitive
DLNCSWC5 6380__D TO_FROM | DLNCSWC5 | 6380__D | 168 | 2 | 2 | MURRY_P8 | PAIP4B | TO_FROM | 36066.05 | 35786.49 | -121.179 | 0 | 804.74 | 1248.62 | -0.06404 | 0.123 | -0.30339 | 0.20078 | 252.4044 | -117.974 | 0 | 2250.494 | 10000 | 2800.447 | 10000 | 938.275 | 1786.751 | 5649.179 | 10000 | 1411.047 | 5101.411 | 2363.109 | 10000 | Competitive | Non-Competitive | 0 | TRUE | FALSE | 1 | Non-Competitive | 0.6955 | Non-Competitive
DLNCSWC5 6635__A FROM_TO | DLNCSWC5 | 6635__A | 30 | 2 | 2 | BRECK_9 | MORTNVAL_9 | FROM_TO | 36066.05 | 36075.26 | -14.2754 | 0 | 1216.356 | 797.375 | -0.00145 | 0.01292 | -0.30371 | 0.21163 | 27.2027 | -4.6204 | 0 |  |  | 6761.519 | 2419.564 | 1804.528 | 1175.382 | 6761.519 | 2509.34 | 4579.716 | 2072.59 | 7834.464 | 2552.441 | Competitive | Competitive | 1 | FALSE | FALSE | 1 | Non-Competitive | 0.7345 | Non-Competitive
DLNCSWC5 6635__A TO_FROM | DLNCSWC5 | 6635__A | 30 | 2 | 2 | BRECK_9 | MORTNVAL_9 | TO_FROM | 36066.05 | 36116.26 | -19.0948 | 0 | 814.846 | 1216.356 | -0.01292 | 0.027106 | -0.21163 | 0.30371 | 19.3697 | -14.9497 | 0 | 10000 |  | 10000 | 10000 | 681.508 | 2195.875 | 10000 | 10000 | 4437.591 | 5910.221 | 10000 | 10000 | Competitive | Competitive | 1 | TRUE | FALSE | 1 | Non-Competitive | 0.7345 | Non-Competitive
DLYTFPP5 CKT_3132_1 FROM_TO | DLYTFPP5 | CKT_3132_1 | 1195 | 2 | 2 | L_FPPYD15_1Y | LOSTPN34 | FROM_TO | 36066.05 | 33334.87 | -74.1608 | 0 | 1471.746 | 1087.696 | -0.0577 | 0.26606 | -0.1336 | 0.26606 | 1519.237 | -571.269 | 0 | 1650.439 | 1182.521 | 5458.018 | 1286.277 | 1610.051 | 1314.401 | 5363.883 | 1988.16 | 3170.979 | 1350.807 | 3177.703 | 1348.668 | Competitive | Non-Competitive | 0 | TRUE | FALSE | 1 | Non-Competitive | 0.797 | Non-Competitive
DLYTFPP5 CKT_3132_1 TO_FROM | DLYTFPP5 | CKT_3132_1 | 1195 | 2 | 2 | L_FPPYD15_1Y | LOSTPN34 | TO_FROM | 36066.05 | 36494.23 | -1574.17 | 0 | 1087.696 | 1471.746 | -0.26606 | 0.057704 | -0.26606 | 0.1336 | 1075.256 | -1152.83 | 0 | 949.482 | 1737.853 | 1025.814 | 5458.018 | 1059.559 | 1697.435 | 1752.967 | 5363.883 | 1092.131 | 3247.895 | 1081.654 | 3254.65 | Competitive | Competitive | 1 | TRUE | FALSE | 1 | Non-Competitive | 0.797 | Non-Competitive
DLYTZOR5 101T158_1 FROM_TO | DLYTZOR5 | 101T158_1 | 139 | 2 | 2 | L_ZORN__8_1Y | L_POOLRO8_1Y | FROM_TO | 36066.05 | 35855.12 | -114.3 | 0 | 729.323 | 1247.393 | -0.02942 | 0.030288 | -0.46331 | 0.068659 | 229.4451 | -105.073 | 0 | 4027.787 | 10000 | 3499.732 | 5255.543 | 2937.743 | 1225.064 | 3778.469 | 6776.596 | 3268.809 | 3756.419 | 3414.943 | 6097.559 | Competitive | Non-Competitive | 0 | TRUE | FALSE | 1 | Non-Competitive | 0.672 | Non-Competitive
DLYTZOR5 101T158_1 TO_FROM | DLYTZOR5 | 101T158_1 | 139 | 2 | 2 | L_ZORN__8_1Y | L_POOLRO8_1Y | TO_FROM | 36066.05 | 35696.35 | -253.051 | 0 | 1217.413 | 719.149 | -0.03029 | 0.029415 | -0.06866 | 0.46331 | 165.2877 | -66.1125 | 0 | 10000 | 4859.211 | 5255.543 | 4190.724 | 1175.434 | 3688.207 | 6776.596 | 4525.806 | 3729.756 | 3948.977 | 6097.559 | 4067.838 | Competitive | Non-Competitive | 0 | TRUE | FALSE | 1 | Non-Competitive | 0.672 | Non-Competitive
DLYTZOR5 103T262_1 FROM_TO | DLYTZOR5 | 103T262_1 | 478 | 2 | 2 | L_MCCALA8_1Y | L_REDWOO8_1Y | FROM_TO | 36066.05 | 35554.8 | -391.05 | 0 | 809.909 | 1098.256 | -0.07378 | 0.076152 | -0.61649 | 0.2192 | 791.2652 | -454.866 | 0 | 2485.147 | 3884.178 | 2495.775 | 3884.178 | 2373.985 | 1353.557 | 2779.698 | 4957.568 | 2894.661 | 2339.577 | 2910.919 | 4213.992 | Competitive | Non-Competitive | 0 | TRUE | FALSE | 1 | Non-Competitive | 0.68 | Non-Competitive
DLYTZOR5 103T262_1 TO_FROM | DLYTZOR5 | 103T262_1 | 478 | 2 | 2 | L_MCCALA8_1Y | L_REDWOO8_1Y | TO_FROM | 36066.05 | 35217.82 | -832.819 | 0 | 1098.256 | 826.96 | -0.07615 | 0.073775 | -0.2192 | 0.61649 | 666.4171 | -282.203 | 0 | 3884.178 | 3064.338 | 3884.178 | 3079.754 | 1182.331 | 2933.994 | 4957.568 | 3480.795 | 2178.353 | 3448.109 | 4213.992 | 3464.145 | Competitive | Non-Competitive | 0 | TRUE | FALSE | 1 | Non-Competitive | 0.68 | Non-Competitive
DLYTZOR5 125T184_1 FROM_TO | DLYTZOR5 | 125T184_1 | 146 | 2 | 2 | L_LOCKHA8_1Y | L_LULING8_1Y | FROM_TO | 36066.05 | 35496.84 | -257.515 | 0 | 1126.231 | 814.507 | -0.02968 | 0.038775 | -0.40945 | 0.19674 | 383.9402 | -51.4547 | 0 | 4930.755 | 2658.208 | 3737.402 | 2500.078 | 1074.305 | 2433.316 | 4930.755 | 2500.078 | 1615.369 | 2452.65 | 4174.677 | 2462.874 | Competitive | Non-Competitive | 0 | TRUE | FALSE | 1 | Non-Competitive | 0.727 | Non-Competitive
DLYTZOR5 125T184_1 TO_FROM | DLYTZOR5 | 125T184_1 | 146 | 2 | 2 | L_LOCKHA8_1Y | L_LULING8_1Y | TO_FROM | 36066.05 | 35519.51 | -262.251 | 0 | 814.507 | 1103.708 | -0.03877 | 0.029682 | -0.19674 | 0.40945 | 251.4405 | -290.037 | 0 | 2658.208 | 4930.755 | 2018.939 | 3737.402 | 1966.165 | 1244.688 | 2024.738 | 4930.755 | 2027.934 | 1797.426 | 2035.772 | 4174.677 | Competitive | Non-Competitive | 0 | TRUE | FALSE | 1 | Non-Competitive | 0.727 | Non-Competitive
DLYTZOR5 258T380_1 FROM_TO | DLYTZOR5 | 258T380_1 | 287 | 2 | 2 | L_BUDA__8_1Y | L_TURNER8_1Y | FROM_TO | 36066.05 | 35620.52 | -444.648 | 0 | 825.556 | 1177.914 | -0.05866 | 0.056371 | -0.26018 | 0.59128 | 367.3888 | -451.3 | 0 | 2410.7 | 3727.776 | 2299.32 | 3727.776 | 2221.234 | 1125.205 | 2986.528 | 4931.233 | 2428.74 | 1766.377 | 2457.255 | 4062.833 | Competitive | Non-Competitive | 0 | TRUE | FALSE | 1 | Non-Competitive | 0.766 | Non-Competitive
DLYTZOR5 258T380_1 TO_FROM | DLYTZOR5 | 258T380_1 | 287 | 2 | 2 | L_BUDA__8_1Y | L_TURNER8_1Y | TO_FROM | 36066.05 | 35572.4 | -417.075 | 0 | 1185.478 | 808.586 | -0.05637 | 0.058664 | -0.59128 | 0.26018 | 578.885 | -36.0967 | 0 | 3727.776 | 3090.245 | 3727.776 | 2920.607 | 1028.08 | 2804.951 | 4931.233 | 3618.46 | 1692.617 | 3114.479 | 4062.833 | 3158.247 | Competitive | Non-Competitive | 0 | TRUE | FALSE | 1 | Non-Competitive | 0.766 | Non-Competitive
DLYTZOR5 524T524_1 FROM_TO | DLYTZOR5 | 524T524_1 | 252 | 2 | 2 | L_LEHIGH8_1Y | L_BUDA__8_1Y | FROM_TO | 36066.05 | 34701.93 | -363.528 | 0 | 831.55 | 1087.76 | -0.06652 | 0.054974 | -0.22055 | 0.65176 | 547.6931 | -421.53 | 0 | 2548.094 | 3878.801 | 2493.031 | 3878.801 | 2407.153 | 1285.106 | 2617.282 | 4915.458 | 2903.377 | 2052.615 | 2917.933 | 4197.652 | Competitive | Non-Competitive | 0 | TRUE | FALSE | 1 | Non-Competitive | 0.703 | Non-Competitive
DLYTZOR5 524T524_1 TO_FROM | DLYTZOR5 | 524T524_1 | 252 | 2 | 2 | L_LEHIGH8_1Y | L_BUDA__8_1Y | TO_FROM | 36066.05 | 35567.79 | -576.451 | 0 | 1087.76 | 829.944 | -0.05497 | 0.066519 | -0.65176 | 0.22055 | 579.0253 | -161.171 | 0 | 3878.801 | 3158.75 | 3878.801 | 3079.24 | 1111.71 | 2979.804 | 4915.458 | 3247.815 | 1870.434 | 3465.389 | 4197.652 | 3481.199 | Competitive | Non-Competitive | 0 | TRUE | FALSE | 1 | Non-Competitive | 0.703 | Non-Competitive
DMARELM5 MAR_SKY_1 FROM_TO | DMARELM5 | MAR_SKY_1 | 1076 | 0 | 0 | SKYLINE_5 | L_MARION5_1Y | FROM_TO | 36066.05 | 36814.11 | -730.44 | 0 | 3321.607 | 1138.706 | -0.11833 | 0.25519 | -0.11833 | 0.31941 | 991.8404 | -1263.86 | 0 | 4642.742 | 1133.914 | 8331.786 | 1612.069 | 4642.742 | 1011.408 | 10000 | 3620.21 | 7231.807 | 1080.833 | 7231.807 | 1152.986 | Competitive | Competitive | 1 | TRUE | FALSE | 1 | Non-Competitive | 0.7345 | Non-Competitive
DMARELM5 MAR_SKY_1 TO_FROM | DMARELM5 | MAR_SKY_1 | 1076 | 0 | 0 | SKYLINE_5 | L_MARION5_1Y | TO_FROM | 36066.05 | 34642.62 | -452.776 | 0 | 1115.809 | 3321.617 | -0.25519 | 0.11833 | -0.31941 | 0.11833 | 1569.837 | 175.9811 | 0 | 973.115 | 5730.517 | 1612.069 | 8331.786 | 881.191 | 5730.517 | 3620.21 | 10000 | 959.769 | 7981.266 | 1018.107 | 7981.266 | Non-Competitive | Non-Competitive | 0 | TRUE | FALSE | 1 | Non-Competitive | 0.7345 | Non-Competitive
DMARZOR5 287T301_1 FROM_TO | DMARZOR5 | 287T301_1 | 240 | 2 | 2 | L_STMEIN8_1Y | L_MCQUEE8_1Y | FROM_TO | 36066.05 | 34623.09 | -721.525 | 0 | 1099.189 | 1025.706 | -0.08183 | 0.052374 | -0.36968 | 0.55827 | 803.2481 | -230.628 | 0 | 1870.979 | 3390.647 | 1136.641 | 3408.048 | 1094.315 | 3054.68 | 2045.242 | 3970.458 | 1086.338 | 4256.872 | 1101.721 | 4320.512 | Competitive | Non-Competitive | 0 | TRUE | FALSE | 1 | Non-Competitive | 0.867 | Non-Competitive
DMARZOR5 287T301_1 TO_FROM | DMARZOR5 | 287T301_1 | 240 | 2 | 2 | L_STMEIN8_1Y | L_MCQUEE8_1Y | TO_FROM | 36066.05 | 35242.62 | -413.226 | 0 | 1025.706 | 1099.189 | -0.05237 | 0.08183 | -0.55827 | 0.36967 | 697.2937 | -609.618 | 0 | 2999.403 | 1870.979 | 3013.167 | 1347.693 | 2599.458 | 1316.669 | 3546.61 | 2045.242 | 3845.211 | 1261.073 | 3940.191 | 1263.825 | Competitive | Non-Competitive | 0 | TRUE | FALSE | 1 | Non-Competitive | 0.867 | Non-Competitive
DMARZOR5 357T544_1 FROM_TO | DMARZOR5 | 357T544_1 | 38 | 2 | 2 | L_COLUMB9_1Y | L_STAFHI9_1Y | FROM_TO | 36066.05 | 35864.2 | -57.1137 | 0 | 1151.84 | 1130.874 | -0.02175 | 0.017362 | -0.60037 | 0.30147 | 159.1853 | -64.2948 | 0 |  | 7700.797 | 3127.22 | 2301.997 | 1101.141 | 1074.692 | 6532.633 | 3372.043 | 1429.282 | 1804.295 | 3911.775 | 3161.631 | Competitive | Non-Competitive | 0 | TRUE | FALSE | 1 | Non-Competitive | 0.7185 | Non-Competitive
DMARZOR5 357T544_1 TO_FROM | DMARZOR5 | 357T544_1 | 38 | 2 | 2 | L_COLUMB9_1Y | L_STAFHI9_1Y | TO_FROM | 36066.05 | 35848.19 | -113.336 | 0 | 1130.92 | 1130.682 | -0.01736 | 0.021751 | -0.30147 | 0.60037 | 103.6778 | -112.606 | 0 | 7700.797 |  | 2301.997 | 3127.22 | 912.127 | 1357.949 | 3372.043 | 6532.633 | 1584.316 | 1712.547 | 3161.631 | 3911.775 | Competitive | Non-Competitive | 0 | TRUE | FALSE | 1 | Non-Competitive | 0.7185 | Non-Competitive
DMARZOR5 428T428_1 FROM_TO | DMARZOR5 | 428T428_1 | 240 | 2 | 2 | L_SEGUIN8_1Y | L_SEGUWE8_1Y | FROM_TO | 36066.05 | 35046.29 | -654.397 | 0 | 1071.824 | 1039.691 | -0.07997 | 0.054231 | -0.59499 | 0.27089 | 870.5389 | -163.513 | 0 | 1175.839 | 3425.541 | 1189.986 | 3546.799 | 1062.619 | 3191.721 | 2059.821 | 4409.554 | 1076.38 | 4338.929 | 1119.93 | 4381.226 | Competitive | Non-Competitive | 0 | TRUE | FALSE | 1 | Non-Competitive | 0.789 | Non-Competitive
DMARZOR5 428T428_1 TO_FROM | DMARZOR5 | 428T428_1 | 240 | 2 | 2 | L_SEGUIN8_1Y | L_SEGUWE8_1Y | TO_FROM | 36066.05 | 34602.02 | -480.338 | 0 | 1012.661 | 1071.824 | -0.05423 | 0.079973 | -0.27089 | 0.59499 | 629.6558 | -676.639 | 0 | 3033.257 | 1418.175 | 3129.364 | 1416.424 | 2724.018 | 1273.832 | 3909.851 | 2059.821 | 3936.724 | 1254.917 | 4004.089 | 1292.175 | Competitive | Non-Competitive | 0 | TRUE | FALSE | 1 | Non-Competitive | 0.789 | Non-Competitive
DMARZOR5 BLESSI_LOLITA1_1 FROM_TO | DMARZOR5 | BLESSI_LOLITA1_1 | 211 | 2 | 2 | BLESSING4A | LOLITA4A | FROM_TO | 36066.05 | 34767.81 | -132.381 | 0 | 1277.394 | 1705.327 | -0.3041 | 0.051309 | -0.41797 | 0.13424 | 775.9842 | 0.14472 | 0 | 2216.035 | 1656.962 | 2137.779 | 5286.489 | 1084.061 | 1339.693 | 1488.46 | 6361.087 | 1304.448 | 4369.907 | 1961.886 | 4594.343 | Competitive | Non-Competitive | 0 | TRUE | FALSE | 1 | Non-Competitive | 0.7735 | Non-Competitive
DMARZOR5 BLESSI_LOLITA1_1 TO_FROM | DMARZOR5 | BLESSI_LOLITA1_1 | 211 | 2 | 2 | BLESSING4A | LOLITA4A | TO_FROM | 36066.05 | 35702.44 | -567.962 | 0 | 1705.322 | 1277.394 | -0.05131 | 0.3041 | -0.13424 | 0.41797 | 236.8108 | -617.327 | 0 | 1191.929 | 2377.889 | 5286.489 | 2289.629 | 1096.756 | 1230.505 | 6361.087 | 1734.883 | 3917.275 | 1442.073 | 4107.975 | 2108.346 | Competitive | Non-Competitive | 0 | TRUE | FALSE | 1 | Non-Competitive | 0.7735 | Non-Competitive
DMARZOR5 MARION_4AT2 FROM_TO | DMARZOR5 | MARION_4AT2 | 478 | 2 | 2 | L_MARION5_1Y | L_MARION8_1Y | FROM_TO | 36066.05 | 34788.69 | -405.276 | 0 | 1042.528 | 1073.954 | -0.05966 | 0.12677 | -0.36854 | 0.12677 | 955.2976 | -615.564 | 0 | 1757.075 | 1561.081 | 1867.659 | 1507.299 | 1338.218 | 1342.267 | 3543.241 | 2027.982 | 2143.456 | 1261.115 | 2257.062 | 1575.891 | Competitive | Competitive | 0 | TRUE | TRUE | 1 | Competitive | 0.9145 | Competitive
DMARZOR5 MARION_4AT2 TO_FROM | DMARZOR5 | MARION_4AT2 | 478 | 2 | 2 | L_MARION5_1Y | L_MARION8_1Y | TO_FROM | 36066.05 | 33384.79 | -901.725 | 0 | 1073.954 | 1040.045 | -0.12677 | 0.059664 | -0.12677 | 0.36854 | 876.6832 | -594.273 | 0 | 1251.498 | 2086.249 | 1163.357 | 2192.401 | 1109.895 | 1549.393 | 2027.982 | 3720.271 | 1090.324 | 2496.227 | 1323.282 | 2636.715 | Competitive | Non-Competitive | 0 | TRUE | FALSE | 1 | Non-Competitive | 0.9145 | Non-Competitive
DMCSCDC8 3210__A FROM_TO | DMCSCDC8 | 3210__A | 239 | 15 | 15 | MTCK_W8 | CHILSW_S8 | FROM_TO | 36066.05 | 35146.37 | -113.413 | 0 | 10000 | 668.065 | -0.01204 | 0.3245 | -0.0763 | 0.32517 | 307.276 | -102.683 | 0 | 10000 |  | 10000 | 3114.145 | 5855.081 | 915.448 | 10000 | 5808.928 | 9851.621 | 1272.794 | 10000 | 3410.19 | Non-Competitive | Non-Competitive | 0 | TRUE | FALSE | 1 | Non-Competitive | 1.5 | Non-Competitive
DMCSCDC8 3210__A TO_FROM | DMCSCDC8 | 3210__A | 239 | 15 | 15 | MTCK_W8 | CHILSW_S8 | TO_FROM | 36066.05 | 36439.83 | -34.6717 | 0 | 665.994 | 10000 | -0.3245 | 0.012043 | -0.32517 | 0.076296 | 117.4574 | -28.7041 | 0 |  | 10000 | 3114.145 | 10000 | 747.56 | 6043.953 | 5808.928 | 10000 | 1045.936 | 9861.042 | 3410.19 | 10000 | Competitive | Competitive | 1 | TRUE | FALSE | 1 | Non-Competitive | 1.5 | Non-Competitive
DMCSCDC8 3405__C FROM_TO | DMCSCDC8 | 3405__C | 330 | 15 | 15 | MTCK_E8 | TRA1T_8 | FROM_TO | 36066.05 | 35844.06 | -167.591 | 0 | 680.422 | 1083.688 | -0.02818 | 0.32679 | -0.43894 | 0.32701 | 427.4401 | -46.7764 | 0 | 9388.712 | 5396.054 | 10000 | 2935.087 | 3640.916 | 3109.899 | 10000 | 2972.588 | 9797.911 | 3217.033 | 9957.277 | 3095.108 | Competitive | Non-Competitive | 0 | TRUE | FALSE | 1 | Non-Competitive | 0.6955 | Non-Competitive
DMCSCDC8 3405__C TO_FROM | DMCSCDC8 | 3405__C | 330 | 15 | 15 | MTCK_E8 | TRA1T_8 | TO_FROM | 36066.05 | 36500.83 | -419.022 | 0 | 1053.947 | 689.661 | -0.32679 | 0.028183 | -0.32701 | 0.43894 | 188.6754 | -128.82 | 0 | 5396.054 | 9388.712 | 2575.412 | 10000 | 2785.075 | 4209.415 | 2605.402 | 10000 | 2866.528 | 9824.64 | 2733.806 | 9957.277 | Competitive | Competitive | 1 | TRUE | FALSE | 1 | Non-Competitive | 0.6955 | Non-Competitive
DMGSBTR5 6036__A FROM_TO | DMGSBTR5 | 6036__A | 1163 | 2 | 2 | MRGNCRK_5 | TONKAWAW_5 | FROM_TO | 36066.05 | 26925.83 | -1142.97 | 0 | 866.388 | 1130.081 | -0.07095 | 0.53191 | -0.26525 | 0.58751 | 3514.648 | -827.849 | 0 | 1127.698 | 1990.976 | 1163.248 | 1873.419 | 1116.992 | 1359.781 | 1162.717 | 2260.041 | 1187.381 | 1612.583 | 1187.505 | 1897.436 | Competitive | Competitive | 0 | TRUE | TRUE | 1 | Competitive | 1.0155 | Competitive
DMGSBTR5 6036__A TO_FROM | DMGSBTR5 | 6036__A | 1163 | 2 | 2 | MRGNCRK_5 | TONKAWAW_5 | TO_FROM | 36066.05 | 35604.87 | -3295.96 | 0 | 1092.966 | 866.388 | -0.528 | 0.26497 | -0.58751 | 0.26525 | 1433.951 | -727.11 | 0 | 1330.738 | 3070.767 | 2161.534 | 3143.266 | 1033.509 | 3013.926 | 2729.752 | 3143.266 | 1875.162 | 3118.736 | 1993.73 | 3119.21 | Competitive | Non-Competitive | 0 | TRUE | FALSE | 1 | Non-Competitive | 1.0155 | Non-Competitive
DMGSLNG5 6215__A FROM_TO | DMGSLNG5 | 6215__A | 152 | 3 | 3 | BLUFCKTA_8 | CHINAGRV_8 | FROM_TO | 36066.05 | 33902.79 | -87.7086 | 0 | 3236.319 | 1271.929 | -0.01518 | 0.52533 | -0.08355 | 0.60383 | 327.1284 | -82.9299 | 0 | 1450.428 |  | 5343.89 | 10000 | 1421.043 | 1092.558 | 10000 | 10000 | 4518.566 | 2134.247 | 4523.33 | 10000 | Non-Competitive | Non-Competitive | 0 | TRUE | FALSE | 1 | Non-Competitive | 0.8985 | Non-Competitive
DMGSLNG5 6215__A TO_FROM | DMGSLNG5 | 6215__A | 152 | 3 | 3 | BLUFCKTA_8 | CHINAGRV_8 | TO_FROM | 36066.05 | 36149.25 | -231.678 | 0 | 1238.794 | 3236.317 | -0.05324 | 0.015184 | -0.60383 | 0.083551 | 101.7614 | 20.6175 | 0 |  | 3762.472 | 7231.154 | 3762.472 | 943.553 | 3578.858 | 7948.006 | 3762.472 | 1738.684 | 3633.159 | 8188.882 | 3666.519 | Competitive | Competitive | 1 | TRUE | FALSE | 1 | Non-Competitive | 0.8985 | Non-Competitive
DMGSLNG5 6465__B FROM_TO | DMGSLNG5 | 6465__B | 149 | 3 | 3 | MIDLDWNT_8 | SPRABERY_8 | FROM_TO | 36066.05 | 36021.5 | -118.02 | 0 | 1147.265 | 955.563 | -0.05291 | 0.038228 | -0.29104 | 0.2724 | 161.9674 | -8.3461 | 0 | 2075.837 | 10000 | 2075.837 | 10000 | 1504.455 | 2591.066 | 2075.837 | 10000 | 2100.267 | 3912.8 | 2130.066 | 10000 | Competitive | Non-Competitive | 0 | TRUE | FALSE | 1 | Non-Competitive | 0.7575 | Non-Competitive
DMGSLNG5 6465__B TO_FROM | DMGSLNG5 | 6465__B | 149 | 3 | 3 | MIDLDWNT_8 | SPRABERY_8 | TO_FROM | 36066.05 | 36164.86 | -135.462 | 0 | 956.64 | 1146.125 | -0.0382 | 0.11906 | -0.2724 | 0.29104 | 122.117 | -68.4162 | 0 | 1616.329 | 3526.741 | 1800.75 | 3526.741 | 1347.515 | 2497.136 | 2704.555 | 3526.741 | 1478.081 | 3584.98 | 1491.829 | 3613.419 | Competitive | Competitive | 1 | TRUE | FALSE | 1 | Non-Competitive | 0.7575 | Non-Competitive
DMGSLNG5 6500__B FROM_TO | DMGSLNG5 | 6500__B | 226 | 3 | 3 | ODESEHV_8 | BIG3ODTA_8 | FROM_TO | 36066.05 | 36288.41 | 3.6302 | 0 | 0 | 783.721 | 0 | 0.000101 | -0.9999 | 0.000101 | 3.6265 | 3.6434 | 0 |  |  | 783.721 |  | 783.721 |  | 783.721 |  | 783.721 |  | 783.721 | 0 | Competitive | Competitive | 1 | FALSE | TRUE | 1 | Non-Competitive | 0.953 | Non-Competitive
DMGSLNG5 6500__B TO_FROM | DMGSLNG5 | 6500__B | 226 | 3 | 3 | ODESEHV_8 | BIG3ODTA_8 | TO_FROM | 36066.05 | 92690.8 | -3.6302 | 0 | 0 | 783.721 | -0.0001 | 0 | -0.0001 | 0.9999 | -3.6339 | -3.6355 | 0 |  |  |  | 913.719 |  | 913.719 |  | 913.719 |  | 913.719 | 0 | 913.719 | Competitive | Competitive | 1 | FALSE | TRUE | 1 | Non-Competitive | 0.953 | Non-Competitive
DMLSENT5 1820__C FROM_TO | DMLSENT5 | 1820__C | 239 | 2 | 2 | TYLERGND_8 | WHITEHSE_8 | FROM_TO | 36066.05 | 35909.77 | -292.504 | 0 | 887.078 | 994.56 | -0.18251 | 0.060336 | -0.78624 | 0.12967 | 361.8843 | -161.949 | 0 | 10000 | 4806.352 | 10000 | 7406.439 | 3580.71 | 2361.434 | 10000 | 7406.439 | 7635.397 | 6408.846 | 10000 | 6567.86 | Competitive | Non-Competitive | 0 | TRUE | FALSE | 1 | Non-Competitive | 0.9765 | Non-Competitive
DMLSENT5 1820__C TO_FROM | DMLSENT5 | 1820__C | 239 | 2 | 2 | TYLERGND_8 | WHITEHSE_8 | TO_FROM | 36066.05 | 35443.22 | -114.859 | 0 | 994.56 | 862.539 | -0.06034 | 0.18251 | -0.12967 | 0.78624 | 320.9734 | -99.0229 | 0 | 4806.352 | 10000 | 7406.439 | 10000 | 2280.199 | 4265.981 | 7406.439 | 10000 | 6403.471 | 7929.597 | 6567.86 | 10000 | Competitive | Non-Competitive | 0 | TRUE | FALSE | 1 | Non-Competitive | 0.9765 | Non-Competitive
DMNSSSP5 380__A FROM_TO | DMNSSSP5 | 380__A | 1076 | 3 | 3 | FARMVLSW_5 | MOSES_5 | FROM_TO | 36066.05 | 39492.98 | -405.064 | 0 | 985.23 | 4407.736 | -0.29723 | 0.008073 | -0.29723 | 0.020784 | 54.083 | -195.592 | 0 |  | 5758.803 | 4605.502 | 6562.726 | 1036.236 | 5741.817 | 4605.502 | 10000 | 3395.636 | 8117.883 | 5254.559 | 8118.042 | Competitive | Competitive | 1 | TRUE | FALSE | 1 | Non-Competitive | 1.164 | Non-Competitive
DMNSSSP5 380__A TO_FROM | DMNSSSP5 | 380__A | 1076 | 3 | 3 | FARMVLSW_5 | MOSES_5 | TO_FROM | 36066.05 | 39009.11 | -53.2562 | 0 | 4407.755 | 969.133 | -0.00807 | 0.29723 | -0.02078 | 0.29723 | 1014.042 | -39.5966 | 0 | 4075.788 |  | 4517.162 | 4605.502 | 4063.643 | 1060.83 | 6200.411 | 4605.502 | 5302.423 | 3430.419 | 5302.603 | 5254.559 | Competitive | Competitive | 1 | TRUE | FALSE | 1 | Non-Competitive | 1.164 | Non-Competitive
DNORCDH5 3405__C FROM_TO | DNORCDH5 | 3405__C | 330 | 5 | 5 | MTCK_E8 | TRA1T_8 | FROM_TO | 36066.05 | 36022.36 | -28.6916 | 0 | 886.215 | 1150.689 | -0.02681 | 0.20312 | -0.53386 | 0.20338 | 353.8594 | -13.2932 | 0 | 10000 | 3376.183 | 10000 | 2876.277 | 1888.144 | 3002.598 | 10000 | 2923.109 | 9216.769 | 3043.292 | 10000 | 2961.77 | Competitive | Non-Competitive | 0 | TRUE | FALSE | 1 | Non-Competitive | 0.9375 | Non-Competitive
DNORCDH5 3405__C TO_FROM | DNORCDH5 | 3405__C | 330 | 5 | 5 | MTCK_E8 | TRA1T_8 | TO_FROM | 36066.05 | 36906.71 | -351.397 | 0 | 1150.689 | 889.767 | -0.20312 | 0.026814 | -0.20338 | 0.53386 | 153.3802 | -176.214 | 0 | 2849.883 | 10000 | 2520.674 | 10000 | 2669.944 | 2191.954 | 2552.142 | 10000 | 2682.239 | 9288.243 | 2595.476 | 10000 | Competitive | Competitive | 1 | TRUE | FALSE | 1 | Non-Competitive | 0.9375 | Non-Competitive
DNORCDH5 3415__D FROM_TO | DNORCDH5 | 3415__D | 202 | 5 | 5 | AMELIA1_8 | UTSWMC1_8 | FROM_TO | 36066.05 | 36165.77 | -0.0766 | 0 | 1142.042 | 695.967 | -0.039 | 0.005837 | -0.55897 | 0.38454 | 145.8741 | 41.5401 | 0 |  | 10000 | 1100.404 | 10000 | 1083.394 | 5873.402 | 1367.094 | 10000 | 1257.508 | 9754.166 | 1265.178 | 10000 | Competitive | Competitive | 1 | TRUE | FALSE | 1 | Non-Competitive | 0.9295 | Non-Competitive
DNORCDH5 3415__D TO_FROM | DNORCDH5 | 3415__D | 202 | 5 | 5 | AMELIA1_8 | UTSWMC1_8 | TO_FROM | 36066.05 | 36513.41 | -128.651 | 0 | 727.583 | 1142.042 | -0.00584 | 0.038999 | -0.38453 | 0.55897 | 27.1935 | -123.862 | 0 | 10000 |  | 10000 | 1173.209 | 5279.048 | 1154.647 | 10000 | 1450.061 | 9714.271 | 1331.866 | 10000 | 1340.335 | Competitive | Competitive | 1 | TRUE | FALSE | 1 | Non-Competitive | 0.9295 | Non-Competitive
DODEQAL5 6215__A FROM_TO | DODEQAL5 | 6215__A | 152 | 2 | 2 | BLUFCKTA_8 | CHINAGRV_8 | FROM_TO | 36066.05 | 34417.33 | -89.5285 | 0 | 3236.319 | 1246.616 | -0.01518 | 0.52533 | -0.08355 | 0.60383 | 285.8604 | -82.9477 | 0 | 1753.717 |  | 5343.89 | 10000 | 1713.752 | 1080.386 | 10000 | 10000 | 4677.811 | 2063.407 | 4682.831 | 10000 | Non-Competitive | Non-Competitive | 0 | TRUE | FALSE | 1 | Non-Competitive | 0.961 | Non-Competitive
DODEQAL5 6215__A TO_FROM | DODEQAL5 | 6215__A | 152 | 2 | 2 | BLUFCKTA_8 | CHINAGRV_8 | TO_FROM | 36066.05 | 36144.09 | -190.274 | 0 | 1199.06 | 3236.317 | -0.05324 | 0.015184 | -0.60383 | 0.083551 | 104.8768 | 40.8024 | 0 |  | 5363.115 | 7231.154 | 5363.115 | 919.965 | 5031.893 | 7948.006 | 5363.115 | 1636.231 | 4960.14 | 8188.882 | 5016.193 | Competitive | Competitive | 1 | TRUE | FALSE | 1 | Non-Competitive | 0.961 | Non-Competitive
DODEQAL5 6251__A FROM_TO | DODEQAL5 | 6251__A | 149 | 2 | 2 | MRGNCRK_8 | COSDEN_8 | FROM_TO | 36066.05 | 36239.87 | -185.526 | 0 | 1256.752 | 2814.777 | -0.20805 | 0.02127 | -0.33388 | 0.02127 | 90.9644 | 7.3173 | 0 | 10000 | 5423.906 | 9023.285 | 10000 | 1125.848 | 4951.729 | 10000 | 10000 | 3732.389 | 4065.634 | 9628.077 | 4136.905 | Competitive | Competitive | 1 | TRUE | FALSE | 1 | Non-Competitive | 1.039 | Non-Competitive
DODEQAL5 6251__A TO_FROM | DODEQAL5 | 6251__A | 149 | 2 | 2 | MRGNCRK_8 | COSDEN_8 | TO_FROM | 36066.05 | 31934.55 | -68.3587 | 0 | 2814.777 | 1235.738 | -0.02127 | 0.30355 | -0.02127 | 0.33388 | 230.8569 | -59.3393 | 0 | 1367.488 | 10000 | 2855.115 | 10000 | 1316.411 | 1375.014 | 2855.115 | 10000 | 2386.806 | 4967.575 | 2393.277 | 10000 | Non-Competitive | Non-Competitive | 0 | TRUE | FALSE | 1 | Non-Competitive | 1.039 | Non-Competitive
DODEQAL5 6465__B FROM_TO | DODEQAL5 | 6465__B | 149 | 2 | 2 | MIDLDWNT_8 | SPRABERY_8 | FROM_TO | 36066.05 | 36153.07 | -118.02 | 0 | 1149.859 | 955.563 | -0.05291 | 0.038198 | -0.29104 | 0.2724 | 123.673 | -8.3461 | 0 | 3776.278 | 10000 | 3776.278 | 10000 | 2042.272 | 2591.066 | 3776.278 | 10000 | 3798.122 | 3912.8 | 3945.171 | 10000 | Competitive | Competitive | 1 | TRUE | FALSE | 1 | Non-Competitive | 0.7265 | Non-Competitive
DODEQAL5 6465__B TO_FROM | DODEQAL5 | 6465__B | 149 | 2 | 2 | MIDLDWNT_8 | SPRABERY_8 | TO_FROM | 36066.05 | 36164.86 | -97.1673 | 0 | 956.64 | 1148.73 | -0.0382 | 0.11906 | -0.2724 | 0.29104 | 122.117 | -49.6289 | 0 | 1616.329 | 5016.662 | 1800.75 | 5016.662 | 1347.515 | 2980.932 | 2704.555 | 5016.662 | 1478.081 | 5087.029 | 1491.829 | 5184.146 | Competitive | Competitive | 1 | TRUE | FALSE | 1 | Non-Competitive | 0.7265 | Non-Competitive
DODEQAL5 6470__D FROM_TO | DODEQAL5 | 6470__D | 196 | 2 | 2 | MCDONALD_8 | FORSANTA_8 | FROM_TO | 36066.05 | 36047.54 | -255.289 | 0 | 1189.534 | 2029.452 | -0.10672 | 0.22997 | -0.69958 | 0.22997 | 208.9488 | -34.2845 | 0 | 3591.604 | 5552.853 | 3694.76 | 6153.234 | 1600.028 | 5348.65 | 5127.463 | 6153.234 | 3951.418 | 6051.779 | 4129.051 | 6056.946 | Non-Competitive | Non-Competitive | 0 | TRUE | FALSE | 1 | Non-Competitive | 0.867 | Non-Competitive
DODEQAL5 6470__D TO_FROM | DODEQAL5 | 6470__D | 196 | 2 | 2 | MCDONALD_8 | FORSANTA_8 | TO_FROM | 36066.05 | 35175.75 | -133.957 | 0 | 2029.451 | 1189.534 | -0.06802 | 0.69958 | -0.22997 | 0.69958 | 398.373 | -74.4174 | 0 | 1842.251 | 8869.404 | 10000 | 8869.404 | 1775.867 | 1748.63 | 10000 | 10000 | 2650.109 | 5352.1 | 2655.086 | 7906.421 | Competitive | Non-Competitive | 0 | TRUE | FALSE | 1 | Non-Competitive | 0.867 | Non-Competitive
DODEQAL5 6470__E FROM_TO | DODEQAL5 | 6470__E | 196 | 2 | 2 | FORSANTA_8 | CRMWDTAP_8 | FROM_TO | 36066.05 | 35944.63 | -350.536 | 0 | 1186.274 | 931.328 | -0.10676 | 0.30037 | -0.23883 | 0.30037 | 224.9982 | -36.0586 | 0 | 2831.549 | 5552.292 | 3474.59 | 6153.19 | 1454.363 | 5329.069 | 3474.59 | 6153.19 | 2837.35 | 6051.112 | 2925.876 | 6056.487 | Competitive | Non-Competitive | 0 | TRUE | FALSE | 1 | Non-Competitive | 0.742 | Non-Competitive
DODEQAL5 6470__E TO_FROM | DODEQAL5 | 6470__E | 196 | 2 | 2 | FORSANTA_8 | CRMWDTAP_8 | TO_FROM | 36066.05 | 35517.44 | -150.004 | 0 | 931.328 | 1186.274 | -0.06798 | 0.10676 | -0.30037 | 0.23883 | 358.8439 | -72.7817 | 0 | 2152.384 | 8868.685 | 2269.857 | 8868.685 | 2061.998 | 1772.965 | 2269.857 | 10000 | 2321.874 | 5418.504 | 2329.703 | 7904.112 | Competitive | Non-Competitive | 0 | TRUE | FALSE | 1 | Non-Competitive | 0.742 | Non-Competitive
DODEQAL5 6511__A FROM_TO | DODEQAL5 | 6511__A | 170 | 2 | 2 | MIDLNDE_8 | WINDWOOD_8 | FROM_TO | 36066.05 | 36187.4 | -226.964 | 0 | 1195.949 | 903.931 | -0.08615 | 0.015164 | -0.72722 | 0.20092 | 80.3906 | -4.3582 | 0 |  | 6638.962 | 10000 | 6638.962 | 893.019 | 6413.122 | 10000 | 6638.962 | 978.772 | 7196.153 | 10000 | 7230.338 | Competitive | Competitive | 1 | TRUE | FALSE | 1 | Non-Competitive | 0.7265 | Non-Competitive
DODEQAL5 6511__A TO_FROM | DODEQAL5 | 6511__A | 170 | 2 | 2 | MIDLNDE_8 | WINDWOOD_8 | TO_FROM | 36066.05 | 35752.13 | -68.2316 | 0 | 929.717 | 1188.238 | -0.01516 | 0.086149 | -0.20092 | 0.72722 | 230.8363 | -64.6503 | 0 | 2690.94 |  | 2690.94 | 10000 | 2499.971 | 1091.604 | 2690.94 | 10000 | 3379.24 | 1386.554 | 3410.471 | 10000 | Competitive | Non-Competitive | 0 | TRUE | FALSE | 1 | Non-Competitive | 0.7265 | Non-Competitive
DODEQAL5 6611__A FROM_TO | DODEQAL5 | 6611__A | 200 | 2 | 2 | ACKRLYVE_9 | ACKERLY_9 | FROM_TO | 36066.05 | 36316.86 | -74.7582 | 0 | 1203.964 | 925.806 | -0.02753 | 0.061765 | -0.67049 | 0.27069 | 31.8333 | -12.9314 | 0 | 4544.028 | 10000 | 4544.028 | 5278.696 | 1128.631 | 4879.947 | 4544.028 | 5278.696 | 2836 | 4922.877 | 3825.369 | 5001.035 | Competitive | Competitive | 1 | TRUE | FALSE | 1 | Non-Competitive | 0.703 | Non-Competitive
DODEQAL5 6611__A TO_FROM | DODEQAL5 | 6611__A | 200 | 2 | 2 | ACKRLYVE_9 | ACKERLY_9 | TO_FROM | 36066.05 | 36526.38 | -23.5055 | 0 | 925.806 | 1201.854 | -0.06177 | 0.067116 | -0.27069 | 0.67049 | 75.1695 | -17.4819 | 0 | 3012.939 | 10000 | 3012.939 | 10000 | 1573.128 | 1166.495 | 5002.7 | 10000 | 2229.297 | 6210.012 | 3425.827 | 10000 | Competitive | Competitive | 1 | TRUE | FALSE | 1 | Non-Competitive | 0.703 | Non-Competitive
DODEQAL5 6620__A FROM_TO | DODEQAL5 | 6620__A | 44 | 2 | 2 | STANTON_E_9 | MARTINCAP_9 | FROM_TO | 36066.05 | 36078.63 | -54.987 | 0 | 1204.805 | 951.785 | -0.01626 | 0.070012 | -0.76466 | 0.19564 | 34.3781 | -6.1234 | 0 | 10000 |  | 10000 | 6163.584 | 1581.36 | 5238.301 | 10000 | 6163.584 | 8130.496 | 6063.784 | 10000 | 6277.34 | Competitive | Competitive | 1 | TRUE | FALSE | 1 | Non-Competitive | 0.6875 | Non-Competitive
DODEQAL5 6620__A TO_FROM | DODEQAL5 | 6620__A | 44 | 2 | 2 | STANTON_E_9 | MARTINCAP_9 | TO_FROM | 36066.05 | 36001.96 | -25.5275 | 0 | 942.103 | 1185.73 | -0.01686 | 0.016748 | -0.19564 | 0.76466 | 56.4358 | -14.9942 | 0 |  |  | 2245.584 | 10000 | 2019.68 | 1828.749 | 2245.584 | 10000 | 2269.195 | 4520.449 | 2317.273 | 10000 | Competitive | Non-Competitive | 0 | FALSE | FALSE | 1 | Non-Competitive | 0.6875 | Non-Competitive
DODEQAL5 MGSES_MR4L FROM_TO | DODEQAL5 | MGSES_MR4L | 350 | 2 | 2 | MRGNCRK_8 | 700209_3STAR | FROM_TO | 36066.05 | 35764.51 | -195.393 | 0 | 797.732 | 1108.37 | -0.02519 | 0.26878 | -0.60495 | 0.26878 | 529.2089 | -138.975 | 0 | 2300.018 | 10000 | 3269.234 | 10000 | 2289.709 | 947.207 | 3347.092 | 10000 | 3365.306 | 1421.806 | 3366.022 | 10000 | Competitive | Non-Competitive | 0 | TRUE | FALSE | 1 | Non-Competitive | 0.6955 | Non-Competitive
DODEQAL5 MGSES_MR4L TO_FROM | DODEQAL5 | MGSES_MR4L | 350 | 2 | 2 | MRGNCRK_8 | 700209_3STAR | TO_FROM | 36066.05 | 36608.44 | -530.43 | 0 | 1135.401 | 797.732 | -0.26878 | 0.025189 | -0.26878 | 0.60495 | 202.1596 | 61.1287 | 0 | 2741.193 | 6268.394 | 1492.077 | 9567.193 | 767.187 | 6234.676 | 1492.077 | 9567.193 | 907.833 | 8781.351 | 1609.156 | 8784.149 | Competitive | Competitive | 1 | TRUE | FALSE | 1 | Non-Competitive | 0.6955 | Non-Competitive
DODEQAL5 SACO_SAMF1_1 FROM_TO | DODEQAL5 | SACO_SAMF1_1 | 38 | 2 | 2 | SACO2A | SAMF2A | FROM_TO | 36066.05 | 36072.99 | -51.0408 | 0 | 1110.528 | 808.291 | -0.01642 | 0.004171 | -0.84398 | 0.038503 | 32.1456 | 0.88326 | 0 |  |  | 5061.951 | 5034.13 | 1043.9 | 3722.946 | 10000 | 5034.13 | 1080.634 | 4230.386 | 6043.986 | 4419.104 | Competitive | Competitive | 1 | FALSE | FALSE | 1 | Non-Competitive | 0.6485 | Non-Competitive
DODEQAL5 SACO_SAMF1_1 TO_FROM | DODEQAL5 | SACO_SAMF1_1 | 38 | 2 | 2 | SACO2A | SAMF2A | TO_FROM | 36066.05 | 35653.6 | -25.7865 | 0 | 808.289 | 1110.528 | -0.00101 | 0.03021 | -0.0385 | 0.84398 | 53.1439 | -24.5675 | 0 | 3195.511 |  | 2904.678 | 1337.92 | 1513.699 | 1239.798 | 2969.602 | 1883.475 | 2123.248 | 1467.776 | 2915.606 | 1515.694 | Competitive | Non-Competitive | 0 | TRUE | FALSE | 1 | Non-Competitive | 0.6485 | Non-Competitive
DOLIELM8 OLI_BEN1_1 FROM_TO | DOLIELM8 | OLI_BEN1_1 | 218 | 2 | 2 | OLINGER | BENDAVIS_8 | FROM_TO | 36066.05 | 32059.41 | -18.7365 | 0 | 7969.287 | 695.355 | -0.00241 | 0.71295 | -0.03835 | 0.71295 | 369.944 | -16.3672 | 0 | 8044.878 |  | 8044.878 | 6519.237 | 7768.261 | 986.091 | 8044.878 | 10000 | 8896.403 | 2001.681 | 8896.82 | 8350.449 | Non-Competitive | Non-Competitive | 0 | TRUE | FALSE | 1 | Non-Competitive | 0.703 | Non-Competitive
DOLIELM8 OLI_BEN1_1 TO_FROM | DOLIELM8 | OLI_BEN1_1 | 218 | 2 | 2 | OLINGER | BENDAVIS_8 | TO_FROM | 36066.05 | 36344.65 | -37.7413 | 0 | 666.655 | 7969.294 | -0.71295 | 0.002408 | -0.71295 | 0.038346 | 19.2067 | -36.9331 | 0 |  | 8044.878 | 6519.237 | 8044.878 | 812.658 | 7799.666 | 10000 | 8044.878 | 1639.831 | 8896.463 | 8350.449 | 8896.82 | Competitive | Competitive | 1 | TRUE | FALSE | 1 | Non-Competitive | 0.703 | Non-Competitive
DOLIELM8 OLI_FIRW_1 FROM_TO | DOLIELM8 | OLI_FIRW_1 | 218 | 2 | 2 | OLINGER | FIREWHEEL | FROM_TO | 36066.05 | 92690.8 | 0 | 0 | 0 | 0 | 0 | 0 | 0 | 0 | 0 | 0 | 0 | [10 empty] | 0 | 0 | Competitive | Competitive | 1 | FALSE | TRUE | 1 | Non-Competitive | 0.656 | Non-Competitive
DOLIELM8 OLI_FIRW_1 TO_FROM | DOLIELM8 | OLI_FIRW_1 | 218 | 2 | 2 | OLINGER | FIREWHEEL | TO_FROM | 36066.05 | 92690.8 | 0 | 0 | 0 | 0 | 0 | 0 | 0 | 0 | 0 | 0 | 0 | [10 empty] | 0 | 0 | Competitive | Competitive | 1 | FALSE | TRUE | 1 | Non-Competitive | 0.656 | Non-Competitive
DONIPIL8 CKT_1017_1 FROM_TO | DONIPIL8 | CKT_1017_1 | 480 | 2 | 2 | PE_MB2 | AMD | FROM_TO | 36066.05 | 37379.89 | -280.239 | 0 | 829.445 | 1160.557 | -0.14785 | 0.22346 | -0.37757 | 0.35267 | -16.4353 | -170.823 | 0 | 10000 | 9803.754 | 10000 | 10000 | 2773.093 | 1659.473 | 10000 | 10000 | 8861.558 | 8304.534 | 10000 | 9916.838 | Competitive | Competitive | 1 | TRUE | FALSE | 1 | Non-Competitive | 0.6485 | Non-Competitive
DONIPIL8 CKT_1017_1 TO_FROM | DONIPIL8 | CKT_1017_1 | 480 | 2 | 2 | PE_MB2 | AMD | TO_FROM | 36066.05 | 36536.45 | 11.0828 | 0 | 1135.875 | 829.445 | -0.22346 | 0.14785 | -0.35267 | 0.37757 | 312.4312 | 55.4807 | 0 | 9803.754 | 10000 | 10000 | 10000 | 1490.591 | 3424.7 | 10000 | 10000 | 8202.424 | 9202.425 | 9916.838 | 10000 | Competitive | Competitive | 1 | TRUE | FALSE | 1 | Non-Competitive | 0.6485 | Non-Competitive
DONIPIL8 CKT_962_1 FROM_TO | DONIPIL8 | CKT_962_1 | 480 | 2 | 2 | GARFIELD | STONEY_R | FROM_TO | 36066.05 | 36340.55 | -154.276 | 0 | 1117.127 | 1116.151 | -0.26548 | 0.023219 | -0.49262 | 0.29644 | 344.7756 | 12.3318 | 0 | 5366.113 | 6617.375 | 1261.92 | 9818.432 | 1015.392 | 6255.934 | 3651.489 | 10000 | 1068.647 | 8874.543 | 1208.065 | 8882.769 | Competitive | Competitive | 1 | TRUE | FALSE | 1 | Non-Competitive | 0.7345 | Non-Competitive
DONIPIL8 CKT_962_1 TO_FROM | DONIPIL8 | CKT_962_1 | 480 | 2 | 2 | GARFIELD | STONEY_R | TO_FROM | 36066.05 | 36758.73 | -323.769 | 0 | 1116.151 | 1075.53 | -0.02322 | 0.26548 | -0.29644 | 0.49262 | 275.0096 | -301.656 | 0 | 6617.375 | 5366.113 | 9818.432 | 1405.846 | 5677.71 | 1108.658 | 10000 | 3651.489 | 8862.867 | 1160.98 | 8882.769 | 1325.548 | Competitive | Competitive | 1 | TRUE | FALSE | 1 | Non-Competitive | 0.7345 | Non-Competitive
DPDSCNR8 3655__B FROM_TO | DPDSCNR8 | 3655__B | 304 | 6 | 6 | PRCKSW1_8 | PRCK1_8 | FROM_TO | 36066.05 | 35974.71 | -80.5218 | 0 | 1084.031 | 671.372 | -0.01945 | 0.093009 | -0.78457 | 0.20096 | 375.5734 | -56.9397 | 0 | 3049.04 |  | 3863.698 | 10000 | 3228.645 | 1252.235 | 6862.32 | 10000 | 4526.507 | 5388.863 | 4484.677 | 10000 | Competitive | Non-Competitive | 0 | TRUE | FALSE | 1 | Non-Competitive | 0.6875 | Non-Competitive
DPDSCNR8 3655__B TO_FROM | DPDSCNR8 | 3655__B | 304 | 6 | 6 | PRCKSW1_8 | PRCK1_8 | TO_FROM | 36066.05 | 37150.74 | -365.222 | 0 | 670.204 | 1117.619 | -0.09301 | 0.019445 | -0.20096 | 0.78457 | 85.0052 | -151.883 | 0 |  | 3373.365 | 10000 | 3863.698 | 975.388 | 3510.065 | 10000 | 6862.32 | 4783.137 | 4758.164 | 10000 | 4730.384 | Competitive | Competitive | 1 | TRUE | FALSE | 1 | Non-Competitive | 0.6875 | Non-Competitive
DPHRCTR5 138_ALV_NAL_1 FROM_TO | DPHRCTR5 | 138_ALV_NAL_1 | 210 | 2 | 2 | TNNALVIN__1 | TNALVIN___1 | FROM_TO | 36066.05 | 36044.39 | -18.146 | 0 | 632.131 | 1140.419 | -0.09946 | 0.011449 | -0.77419 | 0.15126 | 227.27 | 50.6112 | 0 |  | 7233.532 | 729.432 | 7233.532 | 734.639 | 3337.062 | 1398.356 | 7233.532 | 765.178 | 6402.188 | 868.523 | 7235.075 | Competitive | Non-Competitive | 0 | TRUE | FALSE | 1 | Non-Competitive | 0.672 | Non-Competitive
DPHRCTR5 138_ALV_NAL_1 TO_FROM | DPHRCTR5 | 138_ALV_NAL_1 | 210 | 2 | 2 | TNNALVIN__1 | TNALVIN___1 | TO_FROM | 36066.05 | 37165.56 | -221.616 | 0 | 1140.419 | 632.131 | -0.01145 | 0.099465 | -0.15126 | 0.77419 | 48.1448 | -204.374 | 0 | 7233.532 |  | 7233.532 | 934.804 | 3337.062 | 854.806 | 7233.532 | 1689.745 | 6402.188 | 892.924 | 7235.075 | 1093.812 | Competitive | Competitive | 1 | TRUE | FALSE | 1 | Non-Competitive | 0.672 | Non-Competitive
DPRSVLY5 1530__C FROM_TO | DPRSVLY5 | 1530__C | 236 | 2 | 2 | BONHAM_P8 | BRKSTN_T8 | FROM_TO | 36066.05 | 36714.94 | -258.887 | 0 | 645.111 | 1123.318 | -0.16403 | 0.051822 | -0.28461 | 0.27934 | 51.3105 | -125.226 | 0 | 10000 | 3782.929 | 7388.675 | 5902.413 | 2630.191 | 3491.163 | 10000 | 5902.413 | 4981.671 | 4230.046 | 5490.746 | 4236.601 | Competitive | Competitive | 1 | TRUE | FALSE | 1 | Non-Competitive | 0.6955 | Non-Competitive
DPRSVLY5 1530__C TO_FROM | DPRSVLY5 | 1530__C | 236 | 2 | 2 | BONHAM_P8 | BRKSTN_T8 | TO_FROM | 36066.05 | 35969.8 | -49.1105 | 0 | 1167.208 | 645.111 | -0.05182 | 0.16403 | -0.27934 | 0.28461 | 262.9993 | -17.6176 | 0 | 3191.979 | 10000 | 5902.413 | 7388.675 | 2988.143 | 3609.158 | 5902.413 | 10000 | 3944.728 | 5180.53 | 3950.446 | 5490.746 | Competitive | Non-Competitive | 0 | TRUE | FALSE | 1 | Non-Competitive | 0.6955 | Non-Competitive
DPRSVLY5 1530__D FROM_TO | DPRSVLY5 | 1530__D | 236 | 2 | 2 | BONHAM_P8 | VALLYSES1_8 | FROM_TO | 36066.05 | 35685.6 | -49.5973 | 0 | 3118.709 | 633.371 | -0.05184 | 0.16402 | -0.0694 | 0.72064 | 262.5071 | -18.056 | 0 | 3192.133 | 10000 | 5902.317 | 7389.544 | 3002.319 | 3576.409 | 5902.317 | 10000 | 3945.307 | 5176.687 | 3950.883 | 5492.106 | Non-Competitive | Non-Competitive | 0 | TRUE | FALSE | 1 | Non-Competitive | 0.6565 | Non-Competitive
DPRSVLY5 1530__D TO_FROM | DPRSVLY5 | 1530__D | 236 | 2 | 2 | BONHAM_P8 | VALLYSES1_8 | TO_FROM | 36066.05 | 36321.63 | -184.528 | 0 | 646.203 | 3118.709 | -0.16402 | 0.051836 | -0.72064 | 0.0694 | 51.8237 | -124.742 | 0 | 10000 | 3783.013 | 7389.544 | 5902.317 | 2600.375 | 3509.173 | 10000 | 5902.317 | 4975.39 | 4230.53 | 5492.106 | 4236.924 | Competitive | Competitive | 1 | TRUE | FALSE | 1 | Non-Competitive | 0.6565 | Non-Competitive
DREDGID8 101T158_1 FROM_TO | DREDGID8 | 101T158_1 | 139 | 5 | 5 | L_ZORN__8_1Y | L_POOLRO8_1Y | FROM_TO | 36066.05 | 36084.72 | -28.3932 | 0 | 1100.479 | 1164.448 | -0.01454 | 0.012034 | -0.47525 | 0.055782 | 130.1278 | -26.1914 | 0 |  |  | 3684.068 | 2496.266 | 1678.651 | 1250.94 | 3995.303 | 2530.057 | 3042.54 | 1859.675 | 3547.235 | 2335.452 | Competitive | Competitive | 1 | FALSE | FALSE | 1 | Non-Competitive | 0.6875 | Non-Competitive
DREDGID8 101T158_1 TO_FROM | DREDGID8 | 101T158_1 | 139 | 5 | 5 | L_ZORN__8_1Y | L_POOLRO8_1Y | TO_FROM | 36066.05 | 37720.56 | -122.366 | 0 | 1103.353 | 1108.465 | -0.01203 | 0.014544 | -0.05578 | 0.47525 | 47.3149 | -67.4061 | 0 |  |  | 2496.266 | 4450.627 | 1175.483 | 2148.529 | 2530.057 | 4874.25 | 1824.817 | 3806.981 | 2335.452 | 4316.695 | Competitive | Competitive | 1 | FALSE | FALSE | 1 | Non-Competitive | 0.6875 | Non-Competitive
DRNKPKR5 590__A FROM_TO | DRNKPKR5 | 590__A | 214 | 0 | 0 | LEWISVLSW8_1 | LEW_JNS_P8 | FROM_TO | 36066.05 | 35972.48 | -32.923 | 0 | 630.453 | 1159.221 | -0.00912 | 0.071223 | -0.71818 | 0.25375 | 281.2018 | -15.8933 | 0 | 4685.688 |  | 4685.688 | 2906.565 | 914.161 | 2444.936 | 5235.618 | 2655.149 | 1350.873 | 2724.092 | 3815.627 | 2861.183 | Competitive | Non-Competitive | 0 | TRUE | FALSE | 1 | Non-Competitive | 0.672 | Non-Competitive
DRNKPKR5 590__A TO_FROM | DRNKPKR5 | 590__A | 214 | 0 | 0 | LEWISVLSW8_1 | LEW_JNS_P8 | TO_FROM | 36066.05 | 36630.07 | -272.096 | 0 | 1159.221 | 630.453 | -0.07122 | 0.009121 | -0.25375 | 0.71818 | 70.8194 | -129.869 | 0 |  | 6120.519 | 2906.565 | 6120.519 | 2355.951 | 1671.845 | 2655.149 | 10000 | 2682.074 | 2452.944 | 2861.183 | 5100.725 | Competitive | Competitive | 1 | TRUE | FALSE | 1 | Non-Competitive | 0.672 | Non-Competitive
DRNKPKR5 591__A FROM_TO | DRNKPKR5 | 591__A | 280 | 0 | 0 | CRLTN_NW_E8 | TNLAKEPNTE1 | FROM_TO | 36066.05 | 36265.1 | -281.564 | 0 | 1160.453 | 636.716 | -0.09775 | 0.013578 | -0.58062 | 0.11819 | 164.0086 | -97.8722 | 0 |  | 6043.413 | 2929.027 | 6043.413 | 1394.298 | 2080.625 | 2894.861 | 10000 | 2088.497 | 2803.9 | 2789.996 | 5050.249 | Competitive | Competitive | 1 | TRUE | FALSE | 1 | Non-Competitive | 0.664 | Non-Competitive
DRNKPKR5 591__A TO_FROM | DRNKPKR5 | 591__A | 280 | 0 | 0 | CRLTN_NW_E8 | TNLAKEPNTE1 | TO_FROM | 36066.05 | 35951 | -115.67 | 0 | 636.716 | 1160.453 | -0.01358 | 0.097754 | -0.11819 | 0.58062 | 292.8335 | -93.1543 | 0 | 4244.18 |  | 4608.496 | 3108.197 | 1041.999 | 1460.882 | 5244.44 | 2894.861 | 1598.736 | 2152.99 | 3648.127 | 2885.576 | Competitive | Non-Competitive | 0 | TRUE | FALSE | 1 | Non-Competitive | 0.664 | Non-Competitive
DRNKW_D5 AIR_NDE_1 FROM_TO | DRNKW_D5 | AIR_NDE_1 | 218 | 4 | 4 | JMCRSTL138 | N_DENT_8 | FROM_TO | 36066.05 | 35493.87 | -128.466 | 0 | 658.456 | 1142.031 | -0.07934 | 0.032025 | -0.28562 | 0.38522 | 382.6663 | -114.289 | 0 | 1698.083 | 7017.468 | 730.962 | 7017.468 | 679.05 | 2120.021 | 741.342 | 10000 | 804.608 | 2063.586 | 789.472 | 8673.642 | Competitive | Non-Competitive | 0 | TRUE | FALSE | 1 | Non-Competitive | 0.6715 | Non-Competitive
DRNKW_D5 AIR_NDE_1 TO_FROM | DRNKW_D5 | AIR_NDE_1 | 218 | 4 | 4 | JMCRSTL138 | N_DENT_8 | TO_FROM | 36066.05 | 36166.41 | -372.766 | 0 | 1118.322 | 660.096 | -0.03203 | 0.07934 | -0.38522 | 0.28562 | 179.3388 | -216.859 | 0 | 4123.937 | 2275.334 | 4123.937 | 1629.96 | 1952.425 | 1080.75 | 5023.372 | 1629.96 | 2104.871 | 1583.05 | 4652.303 | 1680.621 | Competitive | Competitive | 1 | TRUE | FALSE | 1 | Non-Competitive | 0.6715 | Non-Competitive
DRNKW_D5 FTW_W_DE_1 FROM_TO | DRNKW_D5 | FTW_W_DE_1 | 350 | 4 | 4 | FTWORTH | W_DENT_8 | FROM_TO | 36066.05 | 36785.95 | -429.676 | 0 | 1135.336 | 657.152 | -0.03577 | 0.016602 | -0.25485 | 0.5746 | 167.1457 | -231.779 | 0 |  | 1626.821 | 2559.915 | 1582.253 | 2427.131 | 1162.832 | 2440.042 | 1626.821 | 2413.866 | 1588.833 | 2441.998 | 1618.754 | Competitive | Competitive | 1 | TRUE | TRUE | 1 | Competitive | 0.7735 | Non-Competitive
DRNKW_D5 FTW_W_DE_1 TO_FROM | DRNKW_D5 | FTW_W_DE_1 | 350 | 4 | 4 | FTWORTH | W_DENT_8 | TO_FROM | 36066.05 | 35907.34 | -106.116 | 0 | 658.525 | 1135.336 | -0.0166 | 0.035775 | -0.5746 | 0.25485 | 441.6598 | -42.9359 | 0 | 801.791 |  | 710.481 | 2875.115 | 701.605 | 2702.885 | 741.272 | 2818.211 | 801.25 | 2750.431 | 764.717 | 2788.726 | Competitive | Non-Competitive | 0 | TRUE | FALSE | 1 | Non-Competitive | 0.7735 | Non-Competitive
DRYSFMR5 75__A FROM_TO | DRYSFMR5 | 75__A | 1793 | 2 | 2 | COLLINSS1_5 | ANNASW_5 | FROM_TO | 36066.05 | 38710.95 | -2067.1 | 0 | 667.071 | 1109.115 | -0.45557 | 0.01676 | -0.53324 | 0.26569 | 367.0486 | -1213.16 | 0 |  | 2887.547 | 916.278 | 2975.83 | 668.698 | 2915.064 | 1062.116 | 2975.83 | 787.012 | 3098.536 | 988.723 | 3100.145 | Competitive | Competitive | 1 | TRUE | FALSE | 1 | Non-Competitive | 0.711 | Non-Competitive
DRYSFMR5 75__A TO_FROM | DRYSFMR5 | 75__A | 1793 | 2 | 2 | COLLINSS1_5 | ANNASW_5 | TO_FROM | 36066.05 | 34859.13 | -351.667 | 0 | 1166.605 | 658.943 | -0.01676 | 0.45557 | -0.26569 | 0.53324 | 2109.583 | -282.024 | 0 | 2441.862 |  | 2501.28 | 1561.997 | 2478.547 | 890.408 | 2501.28 | 2015.486 | 2682.458 | 1190.823 | 2683.065 | 1753.448 | Competitive | Non-Competitive | 0 | TRUE | FALSE | 1 | Non-Competitive | 0.711 | Non-Competitive
DRYSFOR5 FORSW_MR3L FROM_TO | DRYSFOR5 | FORSW_MR3L | 750 | 6 | 6 | FRNY1_8 | FORSW3_1 | FROM_TO | 36066.05 | 36924.71 | -524.013 | 0 | 763.394 | 1073.656 | -0.11204 | 0.098833 | -0.69035 | 0.36578 | 148.8682 | -331.676 | 0 | 7379.268 | 4884.786 | 9005.554 | 10000 | 4048.654 | 1682.364 | 10000 | 10000 | 8313.995 | 6656.378 | 8995.837 | 7763.035 | Competitive | Competitive | 1 | TRUE | FALSE | 1 | Non-Competitive | 0.781 | Non-Competitive
DRYSFOR5 FORSW_MR3L TO_FROM | DRYSFOR5 | FORSW_MR3L | 750 | 6 | 6 | FRNY1_8 | FORSW3_1 | TO_FROM | 36066.05 | 36587.27 | 13.8889 | 0 | 1107.826 | 763.394 | -0.09883 | 0.11204 | -0.36578 | 0.69035 | 555.3006 | 28.8317 | 0 | 4884.786 | 7379.268 | 10000 | 9005.554 | 1690.411 | 4432.644 | 10000 | 10000 | 6641.607 | 8416.953 | 7763.035 | 8995.837 | Competitive | Competitive | 1 | TRUE | FALSE | 1 | Non-Competitive | 0.781 | Non-Competitive
DSALHUT5 431__A FROM_TO | DSALHUT5 | 431__A | 1163 | 2 | 2 | SAND_TXU_5 | BELL_E_5 | FROM_TO | 36066.05 | 30649.82 | -2333.93 | 0 | 935.123 | 1073.063 | -0.18111 | 0.22215 | -0.41039 | 0.27419 | 3538.074 | -2583.02 | 0 | 1019.611 | 1767.323 | 1336.178 | 1809.635 | 1012.488 | 1767.323 | 1771.828 | 1828.559 | 1234.698 | 1706.624 | 1236.611 | 1706.624 | Competitive | Competitive | 0 | TRUE | TRUE | 1 | Competitive | 0.6955 | Competitive
DSALHUT5 431__A TO_FROM | DSALHUT5 | 431__A | 1163 | 2 | 2 | SAND_TXU_5 | BELL_E_5 | TO_FROM | 36066.05 | 26855.6 | -2871.62 | 0 | 1072.386 | 935.123 | -0.22215 | 0.1811 | -0.27419 | 0.41039 | 4703.934 | -2166.78 | 0 | 1290.234 | 1150.583 | 1313.828 | 1534.111 | 1290.234 | 1141.557 | 1304.377 | 1941.323 | 1224.543 | 1396.415 | 1224.543 | 1398.797 | Competitive | Competitive | 0 | TRUE | TRUE | 1 | Competitive | 0.6955 | Competitive
DSALKLN5 641__B FROM_TO | DSALKLN5 | 641__B | 233 | 2 | 2 | KILLTAFD | KILELMR2_T_8 | FROM_TO | 36066.05 | 35731.22 | -561.201 | 0 | 1023.36 | 1069.642 | -0.05208 | 0.017237 | -0.32165 | 0.59962 | 342.6688 | -340.623 | 0 |  | 1985.488 | 929.957 | 1878.982 | 964.724 | 1810.671 | 1174.467 | 2640.281 | 904.189 | 2172.488 | 891.522 | 2297.017 | Competitive | Non-Competitive | 0 | TRUE | FALSE | 1 | Non-Competitive | 0.672 | Non-Competitive
DSALKLN5 641__B TO_FROM | DSALKLN5 | 641__B | 233 | 2 | 2 | KILLTAFD | KILELMR2_T_8 | TO_FROM | 36066.05 | 35017.2 | -257.84 | 0 | 1060.316 | 1023.36 | -0.01724 | 0.058987 | -0.59962 | 0.32165 | 865.7777 | -269.252 | 0 | 753.294 |  | 753.294 | 1019.834 | 903.705 | 1057.651 | 844.224 | 1301.69 | 834.427 | 981.618 | 810.342 | 968.098 | Competitive | Competitive | 0 | TRUE | TRUE | 1 | Competitive | 0.672 | Competitive
DSHREVR5 EVRSW_MR3L FROM_TO | DSHREVR5 | EVRSW_MR3L | 750 | 7 | 7 | EVRMAN_A8 | EVRSW3_1 | FROM_TO | 36066.05 | 36733.22 | -323.19 | 0 | 794.374 | 1022.406 | -0.01889 | 0.13907 | -0.82169 | 0.25138 | 185.6681 | -326.12 | 0 | 10000 |  | 10000 | 1056.923 | 5559.28 | 1052.809 | 10000 | 3149.481 | 9648.228 | 1073.317 | 10000 | 1075.787 | Competitive | Competitive | 1 | TRUE | FALSE | 1 | Non-Competitive | 0.664 | Non-Competitive
DSHREVR5 EVRSW_MR3L TO_FROM | DSHREVR5 | EVRSW_MR3L | 750 | 7 | 7 | EVRMAN_A8 | EVRSW3_1 | TO_FROM | 36066.05 | 37665.34 | -95.0509 | 0 | 1019.291 | 794.374 | -0.13907 | 0.018887 | -0.25138 | 0.82169 | 335.0812 | 70.786 | 0 |  | 10000 | 972.888 | 10000 | 967.362 | 6030.059 | 3149.481 | 10000 | 994.556 | 9683.586 | 996.744 | 10000 | Competitive | Competitive | 1 | TRUE | FALSE | 1 | Non-Competitive | 0.664 | Non-Competitive
DSKYMAR5 361T361_1 FROM_TO | DSKYMAR5 | 361T361_1 | 358 | 2 | 2 | L_SCHERT8_1Y | L_PARKWA8_1Y | FROM_TO | 36066.05 | 35891.83 | -496.624 | 0 | 1121.783 | 904.112 | -0.11052 | 0.01754 | -0.38027 | 0.49125 | 424.2526 | 99.8568 | 0 |  | 9454.132 | 961.212 | 10000 | 911.718 | 7173.845 | 1151.735 | 10000 | 951.899 | 9280.331 | 977.325 | 9793.306 | Competitive | Non-Competitive | 0 | TRUE | FALSE | 1 | Non-Competitive | 0.6875 | Non-Competitive
DSKYMAR5 361T361_1 TO_FROM | DSKYMAR5 | 361T361_1 | 358 | 2 | 2 | L_SCHERT8_1Y | L_PARKWA8_1Y | TO_FROM | 36066.05 | 36094.69 | -184.38 | 0 | 904.112 | 1121.783 | -0.01754 | 0.11052 | -0.49125 | 0.38027 | 339.3221 | -336.942 | 0 | 8653.583 |  | 10000 | 1094.534 | 6139.435 | 1047.166 | 10000 | 1341.26 | 8913.167 | 1077.288 | 9589.518 | 1099.742 | Competitive | Competitive | 1 | TRUE | FALSE | 1 | Non-Competitive | 0.6875 | Non-Competitive
DSKYSPR5 CAGNON_MR3L FROM_TO | DSKYSPR5 | CAGNON_MR3L | 600 | 2 | 2 | CAGNON1_8 | CAGSTAR3 | FROM_TO | 36066.05 | 39781.36 | -462.199 | 0 | 1109.71 | 1082.155 | -0.08962 | 0.14245 | -0.11431 | 0.20333 | 183.0505 | -290.325 | 0 | 9033.428 | 7254.01 | 10000 | 10000 | 9029.403 | 1076.814 | 10000 | 10000 | 9602.571 | 5807.62 | 9602.601 | 9216.095 | Competitive | Competitive | 1 | TRUE | FALSE | 1 | Non-Competitive | 0.672 | Non-Competitive
DSKYSPR5 CAGNON_MR3L TO_FROM | DSKYSPR5 | CAGNON_MR3L | 600 | 2 | 2 | CAGNON1_8 | CAGSTAR3 | TO_FROM | 36066.05 | 36802.31 | -145.552 | 0 | 1082.154 | 1109.71 | -0.14245 | 0.089625 | -0.20333 | 0.11431 | 445.8553 | 165.9647 | 0 | 4207.396 | 9078.185 | 6636.033 | 10000 | 921.667 | 9078.185 | 10000 | 10000 | 4658.877 | 9613.321 | 7086.218 | 9613.321 | Competitive | Competitive | 1 | TRUE | FALSE | 1 | Non-Competitive | 0.672 | Non-Competitive
DSKYSPR5 CAGNON_MR4L FROM_TO | DSKYSPR5 | CAGNON_MR4L | 600 | 2 | 2 | CAGNON3_8 | CAGSTAR4 | FROM_TO | 36066.05 | 39765.19 | -463.405 | 0 | 1090.156 | 1082.255 | -0.0899 | 0.14481 | -0.11407 | 0.20486 | 181.3564 | -291.796 | 0 | 9044.332 | 7256.55 | 10000 | 10000 | 9041.39 | 1074.595 | 10000 | 10000 | 9612.039 | 5790.807 | 9612.064 | 9217.914 | Competitive | Competitive | 1 | TRUE | FALSE | 1 | Non-Competitive | 0.6875 | Non-Competitive
DSKYSPR5 CAGNON_MR4L TO_FROM | DSKYSPR5 | CAGNON_MR4L | 600 | 2 | 2 | CAGNON3_8 | CAGSTAR4 | TO_FROM | 36066.05 | 36795.01 | -149.562 | 0 | 1072.245 | 1109.95 | -0.14481 | 0.089895 | -0.20486 | 0.11407 | 447.9981 | 164.5708 | 0 | 4205.24 | 9088.553 | 6626.928 | 10000 | 919.856 | 9088.553 | 10000 | 10000 | 4640.801 | 9622.504 | 7077.376 | 9622.504 | Competitive | Competitive | 1 | TRUE | FALSE | 1 | Non-Competitive | 0.6875 | Non-Competitive
DSNDBCE5 630__A FROM_TO | DSNDBCE5 | 630__A | 354 | 2 | 2 | BELTON1_8 | BELTONSW1_8 | FROM_TO | 36066.05 | 36259.77 | -154.287 | 0 | 1357.46 | 722.395 | -0.02149 | 0.021613 | -0.76764 | 0.16705 | 203.6957 | -95.3161 | 0 | 10000 | 10000 | 2901.166 | 1622.504 | 1450.974 | 1270.047 | 9056.693 | 10000 | 1523.258 | 1378.927 | 3323.03 | 1899.061 | Competitive | Competitive | 1 | TRUE | FALSE | 1 | Non-Competitive | 0.789 | Non-Competitive
DSNDBCE5 630__A TO_FROM | DSNDBCE5 | 630__A | 354 | 2 | 2 | BELTON1_8 | BELTONSW1_8 | TO_FROM | 36066.05 | 36791.43 | -132.476 | 0 | 743.975 | 1357.46 | -0.02161 | 0.021489 | -0.16705 | 0.76764 | 232.8113 | -173.091 | 0 | 10000 | 10000 | 834.608 | 2901.166 | 787.951 | 1504.315 | 3632.994 | 9056.693 | 798.018 | 1572.976 | 875.315 | 3323.03 | Competitive | Competitive | 1 | TRUE | FALSE | 1 | Non-Competitive | 0.789 | Non-Competitive
DSNDBCE5 SEA_AAT1 FROM_TO | DSNDBCE5 | SEA_AAT1 | 60 | 2 | 2 | SEATON9 | SEATON8 | FROM_TO | 36066.05 | 37027.77 | -32.0512 | 0 | 1015.052 | 1212.963 | -0.0028 | 0.010849 | -0.04922 | 0.58961 | 12.6018 | -29.2042 | 0 |  |  | 7848.243 | 1656.03 | 1633.234 | 1364.662 | 7848.243 | 2525.338 | 5986.865 | 1410.36 | 8376.047 | 1785.921 | Competitive | Competitive | 1 | FALSE | FALSE | 1 | Non-Competitive | 0.6875 | Non-Competitive
DSNDBCE5 SEA_AAT1 TO_FROM | DSNDBCE5 | SEA_AAT1 | 60 | 2 | 2 | SEATON9 | SEATON8 | TO_FROM | 36066.05 | 36097.11 | -2.8865 | 0 | 1212.963 | 1015.052 | -0.01085 | 0.002804 | -0.58961 | 0.049223 | 41.6851 | -6.6003 | 0 |  |  | 845.246 | 7848.243 | 974.772 | 1666.742 | 833.779 | 7848.243 | 889.062 | 5997 | 853.993 | 8376.047 | Competitive | Competitive | 1 | FALSE | FALSE | 1 | Non-Competitive | 0.6875 | Non-Competitive
DSNDTMP5 HRN_NAT1 FROM_TO | DSNDTMP5 | HRN_NAT1 | 100 | 0 | 0 | HEARNE9 | HEARNE8 | FROM_TO | 36066.05 | 36399.42 | -38.5669 | 0 | 1085.365 | 1040.029 | -0.00912 | 0.004837 | -0.157 | 0.48171 | 47.6617 | -36.1207 | 0 |  |  | 3823.492 | 7923.206 | 1144.185 | 1141.228 | 8959.837 | 9113.896 | 1074.114 | 2477.737 | 4563.552 | 8229.042 | Competitive | Competitive | 1 | FALSE | FALSE | 1 | Non-Competitive | 0.7265 | Non-Competitive
DSNDTMP5 HRN_NAT1 TO_FROM | DSNDTMP5 | HRN_NAT1 | 100 | 0 | 0 | HEARNE9 | HEARNE8 | TO_FROM | 36066.05 | 36165.73 | -19.8314 | 0 | 1040.029 | 1085.365 | -0.00484 | 0.009123 | -0.48171 | 0.157 | 51.9836 | -29.7069 | 0 |  |  | 7923.206 | 3972.184 | 1043.495 | 1597.046 | 9113.896 | 8959.837 | 2336.746 | 1481.686 | 8229.042 | 4691.608 | Competitive | Competitive | 1 | FALSE | FALSE | 1 | Non-Competitive | 0.7265 | Non-Competitive
DSNGZEN5 BETHK_66_A FROM_TO | DSNGZEN5 | BETHK_66_A | 191 | 2 | 2 | BETKA___138A | HOCKLY__138D | FROM_TO | 36066.05 | 35580.06 | -208.608 | 0 | 857.881 | 1127.002 | -0.01697 | 0.026249 | -0.26508 | 0.71101 | 317.592 | -279.074 | 0 | 7186.332 |  | 3111.173 | 1539.551 | 2863.361 | 1379.218 | 4427.364 | 1590.463 | 3754.555 | 1455.231 | 3911.442 | 1529.048 | Competitive | Non-Competitive | 0 | TRUE | FALSE | 1 | Non-Competitive | 0.75 | Non-Competitive
DSNGZEN5 BETHK_66_A TO_FROM | DSNGZEN5 | BETHK_66_A | 191 | 2 | 2 | BETKA___138A | HOCKLY__138D | TO_FROM | 36066.05 | 35805.54 | -141.517 | 0 | 1127.002 | 840.004 | -0.02625 | 0.016968 | -0.71101 | 0.26508 | 385.247 | -71.9467 | 0 |  | 7186.332 | 1228.377 | 3318.467 | 1121.253 | 3048.599 | 1260.961 | 4427.364 | 1184.161 | 3918.036 | 1235.576 | 4091.142 | Competitive | Non-Competitive | 0 | TRUE | FALSE | 1 | Non-Competitive | 0.75 | Non-Competitive
DSNGZEN5 HK_TB_66_A FROM_TO | DSNGZEN5 | HK_TB_66_A | 229 | 2 | 2 | HOCKLY__138D | TOMBAL668070 | FROM_TO | 36066.05 | 34382.08 | -239.705 | 0 | 696.448 | 1080.091 | -0.02742 | 0.047968 | -0.10931 | 0.41032 | 394.1438 | -366.705 | 0 | 3877.259 | 2463.145 | 3176.626 | 1347.701 | 1019.82 | 1255.947 | 3443.276 | 1763.017 | 1236.41 | 1206.897 | 3288.428 | 1255.271 | Competitive | Non-Competitive | 0 | TRUE | FALSE | 1 | Non-Competitive | 0.7035 | Non-Competitive
DSNGZEN5 HK_TB_66_A TO_FROM | DSNGZEN5 | HK_TB_66_A | 229 | 2 | 2 | HOCKLY__138D | TOMBAL668070 | TO_FROM | 36066.05 | 35429.18 | -354.215 | 0 | 1090.847 | 692.139 | -0.04797 | 0.027422 | -0.41032 | 0.10931 | 499.7589 | -257.145 | 0 | 2463.145 | 3877.259 | 1309.895 | 3176.626 | 1112.863 | 1159.144 | 1763.017 | 3443.276 | 1128.299 | 1380.95 | 1227.939 | 3288.428 | Competitive | Non-Competitive | 0 | TRUE | FALSE | 1 | Non-Competitive | 0.7035 | Non-Competitive
DSNGZEN5 KDLKG_75_A FROM_TO | DSNGZEN5 | KDLKG_75_A | 1793 | 2 | 2 | KING____345A | KUYDAL755010 | FROM_TO | 36066.05 | 33387.58 | -2563.78 | 0 | 825.826 | 1157.379 | -0.22364 | 0.17711 | -0.58228 | 0.18129 | 3338.844 | -2907.24 | 0 | 2394.164 | 1771.613 | 2511.876 | 1774.382 | 2367.974 | 1724.682 | 2822.753 | 1893.147 | 2558.993 | 1758.261 | 2562.539 | 1762.013 | Competitive | Non-Competitive | 0 | TRUE | FALSE | 1 | Non-Competitive | 0.6875 | Non-Competitive
DSNGZEN5 KDLKG_75_A TO_FROM | DSNGZEN5 | KDLKG_75_A | 1793 | 2 | 2 | KING____345A | KUYDAL755010 | TO_FROM | 36066.05 | 27218.77 | -1593.94 | 0 | 1154.261 | 829.636 | -0.17711 | 0.22364 | -0.18129 | 0.58228 | 4341.533 | -1453.33 | 0 | 1397.509 | 2537.419 | 1389.302 | 2619.558 | 1365.861 | 2511.439 | 1805.757 | 2822.753 | 1434.556 | 2633.042 | 1437.369 | 2636.58 | Competitive | Non-Competitive | 0 | TRUE | FALSE | 1 | Non-Competitive | 0.6875 | Non-Competitive
DSNGZEN5 SNGTB_74_A FROM_TO | DSNGZEN5 | SNGTB_74_A | 1924 | 2 | 2 | SNGLTN_345 | TOMBAL__345B | FROM_TO | 36066.05 | 29325.45 | -1701.98 | 0 | 1044.232 | 1365.107 | -0.16776 | 0.20353 | -0.37277 | 0.21328 | 5162.631 | -1569.23 | 0 | 1410.943 | 2535.651 | 1452.151 | 2654.949 | 1388.833 | 2529.338 | 1410.892 | 2654.949 | 1457.083 | 2711.492 | 1458.873 | 2711.844 | Competitive | Non-Competitive | 0 | TRUE | FALSE | 1 | Non-Competitive | 0.68 | Non-Competitive
DSNGZEN5 SNGTB_74_A TO_FROM | DSNGZEN5 | SNGTB_74_A | 1924 | 2 | 2 | SNGLTN_345 | TOMBAL__345B | TO_FROM | 36066.05 | 27882.32 | -3027.83 | 0 | 1365.111 | 1033.272 | -0.20353 | 0.16776 | -0.21328 | 0.37277 | 3708.407 | -3424.1 | 0 | 2382.922 | 1792.948 | 2539.474 | 1856.643 | 2374.186 | 1760.456 | 2539.474 | 1790.704 | 2623.384 | 1795.494 | 2623.97 | 1797.87 | Competitive | Non-Competitive | 0 | TRUE | FALSE | 1 | Non-Competitive | 0.68 | Non-Competitive
DSNG_TB5 230__A FROM_TO | DSNG_TB5 | 230__A | 1163 | 2 | 2 | JEWETT_S5 | RAT_SNAKE_5 | FROM_TO | 36066.05 | 35228.33 | -702.04 | 0 | 1194.381 | 755.035 | -0.2157 | 0.10107 | -0.22969 | 0.174 | 1363.336 | -663.301 | 0 | 2216.649 | 1468.655 | 3113.094 | 9673.017 | 2017.509 | 1177.038 | 3106.93 | 10000 | 2649.132 | 5002.123 | 2707.015 | 5542.982 | Competitive | Non-Competitive | 0 | TRUE | FALSE | 1 | Non-Competitive | 0.6875 | Non-Competitive
DSNG_TB5 230__A TO_FROM | DSNG_TB5 | 230__A | 1163 | 2 | 2 | JEWETT_S5 | RAT_SNAKE_5 | TO_FROM | 36066.05 | 36394.47 | -779.617 | 0 | 755.036 | 1194.381 | -0.10107 | 0.2157 | -0.174 | 0.22969 | 1101.383 | -855.609 | 0 | 972.47 | 2216.649 | 9673.017 | 3113.094 | 837.927 | 2057.042 | 10000 | 3106.93 | 3966.55 | 2661.874 | 4366.615 | 2707.015 | Competitive | Competitive | 1 | TRUE | FALSE | 1 | Non-Competitive | 0.6875 | Non-Competitive
DSNG_TB5 GT_MID90_A FROM_TO | DSNG_TB5 | GT_MID90_A | 229 | 2 | 2 | GARROT__138B | 47708 | FROM_TO | 36066.05 | 35800.22 | -314.465 | 0 | 647.161 | 1108.889 | -0.09871 | 0.1006 | -0.52486 | 0.18099 | 369.3584 | -161.394 | 0 | 6812.322 | 2241.397 | 8802.419 | 2388.208 | 987.497 | 2342.979 | 10000 | 4131.886 | 2630.289 | 2550.273 | 6282.765 | 2522.194 | Competitive | Non-Competitive | 0 | TRUE | FALSE | 1 | Non-Competitive | 0.7185 | Non-Competitive
DSNG_TB5 GT_MID90_A TO_FROM | DSNG_TB5 | GT_MID90_A | 229 | 2 | 2 | GARROT__138B | 47708 | TO_FROM | 36066.05 | 35178.3 | -376.923 | 0 | 1115.531 | 672.969 | -0.1006 | 0.098715 | -0.181 | 0.52486 | 386.9102 | -262.921 | 0 | 2241.397 | 6812.322 | 2388.208 | 8802.419 | 2342.979 | 1179.446 | 4131.886 | 10000 | 2550.273 | 2973.58 | 2522.194 | 6282.765 | Competitive | Non-Competitive | 0 | TRUE | FALSE | 1 | Non-Competitive | 0.7185 | Non-Competitive
DSNG_TB5 SNGZEN98_A FROM_TO | DSNG_TB5 | SNGZEN98_A | 1507 | 2 | 2 | SNGLTN_345 | Zenith__345A | FROM_TO | 36066.05 | 24631.73 | -1906.58 | 0 | 1077.305 | 1317.636 | -0.1681 | 0.19959 | -0.1802 | 0.20919 | 5012.173 | -1770.22 | 0 | 1443.064 | 2388.587 | 1486.221 | 2504.572 | 1424.665 | 2379.825 | 1443.683 | 2504.572 | 1502.635 | 2565.578 | 1504.093 | 2566.142 | Competitive | Non-Competitive | 0 | TRUE | FALSE | 1 | Non-Competitive | 0.6955 | Non-Competitive
DSNG_TB5 SNGZEN98_A TO_FROM | DSNG_TB5 | SNGZEN98_A | 1507 | 2 | 2 | SNGLTN_345 | Zenith__345A | TO_FROM | 36066.05 | 25521.87 | -2858.2 | 0 | 1317.631 | 1077.307 | -0.19959 | 0.16811 | -0.20919 | 0.1802 | 3887.862 | -3154.6 | 0 | 2241.659 | 1845.363 | 2394.338 | 1912.876 | 2230.389 | 1818.364 | 2394.338 | 1842.404 | 2475.299 | 1865.083 | 2476.181 | 1867.037 | Competitive | Competitive | 0 | TRUE | TRUE | 1 | Competitive | 0.6955 | Competitive
DSNG_TB5 SNGZEN99_A FROM_TO | DSNG_TB5 | SNGZEN99_A | 1507 | 2 | 2 | SNGLTN_345 | Zenith__345A | FROM_TO | 36066.05 | 24628.41 | -1907.32 | 0 | 1077.305 | 1317.636 | -0.16817 | 0.19967 | -0.18027 | 0.20927 | 5014.133 | -1770.92 | 0 | 1443.064 | 2388.586 | 1486.221 | 2504.571 | 1424.665 | 2379.823 | 1443.683 | 2504.571 | 1502.635 | 2565.575 | 1504.093 | 2566.139 | Competitive | Non-Competitive | 0 | TRUE | FALSE | 1 | Non-Competitive | 0.7265 | Non-Competitive
DSNG_TB5 SNGZEN99_A TO_FROM | DSNG_TB5 | SNGZEN99_A | 1507 | 2 | 2 | SNGLTN_345 | Zenith__345A | TO_FROM | 36066.05 | 25518.99 | -2859.32 | 0 | 1317.632 | 1077.308 | -0.19967 | 0.16817 | -0.20927 | 0.18027 | 3889.379 | -3155.84 | 0 | 2241.657 | 1845.364 | 2394.337 | 1912.876 | 2230.386 | 1818.365 | 2394.337 | 1842.405 | 2475.296 | 1865.083 | 2476.178 | 1867.038 | Competitive | Competitive | 0 | TRUE | TRUE | 1 | Competitive | 0.7265 | Competitive
DSTEXP12 BLESSI_LOLITA1_1 FROM_TO | DSTEXP12 | BLESSI_LOLITA1_1 | 211 | 0 | 0 | BLESSING4A | LOLITA4A | FROM_TO | 36066.05 | 34776.09 | -125.752 | 0 | 1277.268 | 916.443 | -0.30149 | 0.052079 | -0.41558 | 0.13572 | 765.6307 | -0.14002 | 0 | 2201.712 | 1897.967 | 2201.712 | 5311.342 | 1156.843 | 1439.364 | 1491.301 | 6381.64 | 1429.022 | 4735.718 | 1969.694 | 4885.712 | Competitive | Non-Competitive | 0 | TRUE | FALSE | 1 | Non-Competitive | 0.758 | Non-Competitive
DSTEXP12 BLESSI_LOLITA1_1 TO_FROM | DSTEXP12 | BLESSI_LOLITA1_1 | 211 | 0 | 0 | BLESSING4A | LOLITA4A | TO_FROM | 36066.05 | 35720.74 | -565.553 | 0 | 916.442 | 1277.268 | -0.05208 | 0.30149 | -0.13572 | 0.41558 | 236.3278 | -592.445 | 0 | 1359.39 | 2367.904 | 5311.342 | 2367.904 | 1144.481 | 1307.997 | 6381.64 | 1739.802 | 4301.252 | 1571.023 | 4433.943 | 2128.99 | Competitive | Non-Competitive | 0 | TRUE | FALSE | 1 | Non-Competitive | 0.758 | Non-Competitive
DSTPDOW5 CKT_3124_1 FROM_TO | DSTPDOW5 | CKT_3124_1 | 1200 | 2 | 2 | SO_TEX__345A | HILLJE__345A | FROM_TO | 36066.05 | 32766.75 | -264.803 | 0 | 785.983 | 1134.998 | -0.05572 | 0.228 | -0.20548 | 0.228 | 1820.976 | -95.3533 | 0 | 1586.219 | 2498.338 | 1448.718 | 2498.338 | 1554.127 | 1629.257 | 2758.717 | 2860.821 | 1917.649 | 2360.774 | 1920.51 | 2751.026 | Competitive | Non-Competitive | 0 | TRUE | FALSE | 1 | Non-Competitive | 0.75 | Non-Competitive
DSTPDOW5 CKT_3124_1 TO_FROM | DSTPDOW5 | CKT_3124_1 | 1200 | 2 | 2 | SO_TEX__345A | HILLJE__345A | TO_FROM | 36066.05 | 35938.32 | -1494.55 | 0 | 1134.998 | 773.304 | -0.22799 | 0.055723 | -0.22799 | 0.20547 | 1229.122 | -1068.64 | 0 | 2498.338 | 2068.094 | 2498.338 | 1967.01 | 1550.372 | 2017.501 | 2860.821 | 3739.491 | 2336.378 | 2574.786 | 2751.026 | 2579.733 | Competitive | Non-Competitive | 0 | TRUE | FALSE | 1 | Non-Competitive | 0.75 | Non-Competitive
DSTPELM5 BLESSI_LOLITA1_1 FROM_TO | DSTPELM5 | BLESSI_LOLITA1_1 | 211 | 2 | 2 | BLESSING4A | LOLITA4A | FROM_TO | 36066.05 | 34376.34 | -185.184 | 0 | 1249.894 | 1696.165 | -0.30167 | 0.056959 | -0.41463 | 0.1414 | 930.9034 | -94.6633 | 0 | 2201.946 | 1635.043 | 2201.946 | 5287.955 | 1295.857 | 1347.685 | 2031.156 | 6365.019 | 1636.653 | 4187.044 | 1993.921 | 4559.248 | Competitive | Non-Competitive | 0 | TRUE | FALSE | 1 | Non-Competitive | 0.6955 | Non-Competitive
DSTPELM5 BLESSI_LOLITA1_1 TO_FROM | DSTPELM5 | BLESSI_LOLITA1_1 | 211 | 2 | 2 | BLESSING4A | LOLITA4A | TO_FROM | 36066.05 | 34652.59 | -664.557 | 0 | 1696.162 | 1229.417 | -0.05696 | 0.30167 | -0.1414 | 0.41463 | 373.0824 | -683.74 | 0 | 1178.178 | 2381.058 | 5287.955 | 2381.058 | 1120.028 | 1445.09 | 6365.019 | 2307.937 | 3745.798 | 1793.863 | 4076.25 | 2181.9 | Competitive | Non-Competitive | 0 | TRUE | FALSE | 1 | Non-Competitive | 0.6955 | Non-Competitive
DSTPHLJ5 BLESSI_LOLITA1_1 FROM_TO | DSTPHLJ5 | BLESSI_LOLITA1_1 | 211 | 2 | 2 | BLESSING4A | LOLITA4A | FROM_TO | 36066.05 | 34620.86 | -144.868 | 0 | 1276.972 | 1702.832 | -0.30114 | 0.054201 | -0.41476 | 0.13853 | 830.0551 | -34.2959 | 0 | 2188.015 | 1707.75 | 2188.015 | 5304.839 | 1213.639 | 1388.658 | 1956.194 | 6377.486 | 1512.055 | 4564.603 | 1956.354 | 4748.068 | Competitive | Non-Competitive | 0 | TRUE | FALSE | 1 | Non-Competitive | 0.6875 | Non-Competitive
DSTPHLJ5 BLESSI_LOLITA1_1 TO_FROM | DSTPHLJ5 | BLESSI_LOLITA1_1 | 211 | 2 | 2 | BLESSING4A | LOLITA4A | TO_FROM | 36066.05 | 35301.55 | -605.345 | 0 | 1702.84 | 1249.711 | -0.0542 | 0.30114 | -0.13853 | 0.41476 | 288.3053 | -628.072 | 0 | 1238.528 | 2363.16 | 5304.839 | 2363.16 | 1126.74 | 1365.74 | 6377.486 | 2291.544 | 4126.856 | 1662.541 | 4291.729 | 2133.938 | Competitive | Non-Competitive | 0 | TRUE | FALSE | 1 | Non-Competitive | 0.6875 | Non-Competitive
DSTPHLJ5 CKT_3124_1 FROM_TO | DSTPHLJ5 | CKT_3124_1 | 1200 | 2 | 2 | SO_TEX__345A | HILLJE__345A | FROM_TO | 36066.05 | 34494.72 | -177.769 | 0 | 706.564 | 1087.67 | -0.07659 | 0.29533 | -0.37969 | 0.29533 | 1748.302 | -183.796 | 0 | 1345.15 | 1203.951 | 1526.776 | 1272.191 | 1323.552 | 1189.181 | 2758.717 | 2933.276 | 1953.662 | 1184.772 | 1956.431 | 1188.926 | Competitive | Competitive | 0 | TRUE | TRUE | 1 | Competitive | 1.094 | Competitive
DSTPHLJ5 CKT_3124_1 TO_FROM | DSTPHLJ5 | CKT_3124_1 | 1200 | 2 | 2 | SO_TEX__345A | HILLJE__345A | TO_FROM | 36066.05 | 35829.73 | -1481.77 | 0 | 1090.98 | 706.564 | -0.29533 | 0.076587 | -0.29533 | 0.37969 | 1269.793 | -1185.43 | 0 | 1035.859 | 1708.101 | 1107.93 | 2003.458 | 1026.149 | 1673.564 | 2933.276 | 3739.491 | 1051.68 | 2562.689 | 1054.599 | 2567.269 | Competitive | Non-Competitive | 0 | TRUE | FALSE | 1 | Non-Competitive | 1.094 | Non-Competitive
DSTPWHI5 BLESSI_LOLITA1_1 FROM_TO | DSTPWHI5 | BLESSI_LOLITA1_1 | 211 | 2 | 2 | BLESSING4A | LOLITA4A | FROM_TO | 36066.05 | 34387.35 | -165.512 | 0 | 1249.705 | 1851.685 | -0.30813 | 0.055458 | -0.41998 | 0.13906 | 939.98 | -25.6246 | 0 | 2203.37 | 1482.433 | 2128.501 | 5223.14 | 1174.819 | 1249.074 | 1975.329 | 6304.376 | 1469.582 | 3720.357 | 1962.275 | 3838.659 | Competitive | Non-Competitive | 0 | TRUE | FALSE | 1 | Non-Competitive | 1.195 | Non-Competitive
DSTPWHI5 BLESSI_LOLITA1_1 TO_FROM | DSTPWHI5 | BLESSI_LOLITA1_1 | 211 | 2 | 2 | BLESSING4A | LOLITA4A | TO_FROM | 36066.05 | 35044.15 | -694.136 | 0 | 1851.694 | 1276.945 | -0.05546 | 0.30813 | -0.13906 | 0.41998 | 320.2705 | -722.809 | 0 | 1018.786 | 2381.665 | 5223.14 | 2296.309 | 978.116 | 1327.341 | 6304.376 | 2222.944 | 3097.397 | 1624.301 | 3187.28 | 2142.758 | Competitive | Non-Competitive | 0 | TRUE | FALSE | 1 | Non-Competitive | 1.195 | Non-Competitive
DSTPWHI5 SAR_FRAN_1 FROM_TO | DSTPWHI5 | SAR_FRAN_1 | 45 | 2 | 2 | SARGENTSUB9 | FRANKLNCAMP9 | FROM_TO | 36066.05 | 35980.25 | -68.4329 | 0 | 868.522 | 1291.06 | -0.01642 | 0.022033 | -0.25717 | 0.60489 | 64.7148 | -90.1802 | 0 | 10000 |  | 1324.596 | 5062.392 | 861.262 | 1685.749 | 3320.606 | 6443.877 | 781.704 | 1871.131 | 1339.563 | 4211.44 | Competitive | Non-Competitive | 0 | TRUE | FALSE | 1 | Non-Competitive | 0.8905 | Non-Competitive
DSTPWHI5 SAR_FRAN_1 TO_FROM | DSTPWHI5 | SAR_FRAN_1 | 45 | 2 | 2 | SARGENTSUB9 | FRANKLNCAMP9 | TO_FROM | 36066.05 | 35964.43 | -61.3754 | 0 | 1262.802 | 868.522 | -0.02203 | 0.016423 | -0.60489 | 0.25717 | 107.1041 | -41.7318 | 0 |  | 10000 | 5062.392 | 1599.037 | 1601.392 | 1013.998 | 6443.877 | 3320.606 | 1843.713 | 981.317 | 4211.44 | 1546.055 | Competitive | Non-Competitive | 0 | TRUE | FALSE | 1 | Non-Competitive | 0.8905 | Non-Competitive
DSTPWHI5 SINTON_SKIDMO1_1 FROM_TO | DSTPWHI5 | SINTON_SKIDMO1_1 | 38 | 2 | 2 | SKIDMORE2A | SINTON2A | FROM_TO | 36066.05 | 36032.31 | -27.7032 | 0 | 1147.161 | 1069.312 | -0.02567 | 0.003834 | -0.21697 | 0.40179 | 45.3199 | 5.3412 | 0 |  | 5644.313 | 3787.223 | 2512.421 | 825.281 | 2077.508 | 5917.404 | 2600.601 | 828.457 | 2757.769 | 4039.126 | 2836.633 | Competitive | Non-Competitive | 0 | TRUE | FALSE | 1 | Non-Competitive | 0.656 | Non-Competitive
DSTPWHI5 SINTON_SKIDMO1_1 TO_FROM | DSTPWHI5 | SINTON_SKIDMO1_1 | 38 | 2 | 2 | SKIDMORE2A | SINTON2A | TO_FROM | 36066.05 | 36095.84 | -41.4187 | 0 | 1066.131 | 1147.161 | -0.00383 | 0.025672 | -0.40179 | 0.21697 | 25.836 | -40.0107 | 0 | 2915.309 |  | 1262.636 | 5306.607 | 1104.305 | 949.928 | 1808.491 | 6078.882 | 1523.629 | 952.799 | 1557.398 | 5033.048 | Competitive | Competitive | 1 | TRUE | FALSE | 1 | Non-Competitive | 0.656 | Non-Competitive
DTB_SNG5 230__A FROM_TO | DTB_SNG5 | 230__A | 1163 | 3 | 3 | JEWETT_S5 | RAT_SNAKE_5 | FROM_TO | 36066.05 | 35081.7 | -701.574 | 0 | 1191.105 | 755.036 | -0.21568 | 0.10109 | -0.22968 | 0.17401 | 1406.01 | -662.835 | 0 | 2108.227 | 1468.917 | 2583.975 | 9673.04 | 1929.647 | 1177.311 | 2539.77 | 10000 | 2379.709 | 5004.694 | 2424.928 | 5545.161 | Competitive | Non-Competitive | 0 | TRUE | FALSE | 1 | Non-Competitive | 0.6485 | Non-Competitive
DTB_SNG5 230__A TO_FROM | DTB_SNG5 | 230__A | 1163 | 3 | 3 | JEWETT_S5 | RAT_SNAKE_5 | TO_FROM | 36066.05 | 36397.17 | -822.292 | 0 | 755.036 | 1191.105 | -0.10109 | 0.21568 | -0.17401 | 0.22968 | 1100.914 | -898.28 | 0 | 972.623 | 2108.227 | 9673.04 | 2583.975 | 838.088 | 1966.351 | 10000 | 2539.77 | 3969.02 | 2390.412 | 4368.858 | 2424.928 | Competitive | Competitive | 1 | TRUE | FALSE | 1 | Non-Competitive | 0.6485 | Non-Competitive
DTB_SNG5 GT_MID90_A FROM_TO | DTB_SNG5 | GT_MID90_A | 229 | 3 | 3 | GARROT__138B | 47708 | FROM_TO | 36066.05 | 35801.92 | -287.008 | 0 | 672.969 | 1068.477 | -0.09874 | 0.10057 | -0.52488 | 0.18097 | 368.4668 | -133.938 | 0 | 6812.641 | 2506.354 | 8801.957 | 2388.077 | 986.534 | 2594.404 | 10000 | 4131.977 | 2638.717 | 2739.601 | 6282.241 | 2716.11 | Competitive | Non-Competitive | 0 | TRUE | FALSE | 1 | Non-Competitive | 0.6715 | Non-Competitive
DTB_SNG5 GT_MID90_A TO_FROM | DTB_SNG5 | GT_MID90_A | 229 | 3 | 3 | GARROT__138B | 47708 | TO_FROM | 36066.05 | 35329.99 | -376.031 | 0 | 1068.476 | 647.161 | -0.10057 | 0.098739 | -0.18097 | 0.52488 | 359.4524 | -262.027 | 0 | 2506.354 | 6812.641 | 2388.077 | 8801.957 | 2594.404 | 1177.809 | 4131.977 | 10000 | 2739.601 | 2981.766 | 2716.11 | 6282.241 | Competitive | Non-Competitive | 0 | TRUE | FALSE | 1 | Non-Competitive | 0.6715 | Non-Competitive
DTB_SNG5 SNGZEN98_A FROM_TO | DTB_SNG5 | SNGZEN98_A | 1507 | 3 | 3 | SNGLTN_345 | Zenith__345A | FROM_TO | 36066.05 | 24490.95 | -1761.86 | 0 | 1066.656 | 1371.048 | -0.16814 | 0.20915 | -0.18023 | 0.20915 | 5080.152 | -1605.24 | 0 | 1407.949 | 2552.471 | 1448.734 | 2682.554 | 1390.606 | 2542.61 | 1446.524 | 2682.554 | 1449.654 | 2768.823 | 1450.993 | 2769.464 | Competitive | Non-Competitive | 0 | TRUE | FALSE | 1 | Non-Competitive | 0.6485 | Non-Competitive
DTB_SNG5 SNGZEN98_A TO_FROM | DTB_SNG5 | SNGZEN98_A | 1507 | 3 | 3 | SNGLTN_345 | Zenith__345A | TO_FROM | 36066.05 | 26023.12 | -2929.71 | 0 | 1371.045 | 1061.839 | -0.20915 | 0.16814 | -0.20915 | 0.18023 | 3737.803 | -3343.71 | 0 | 2389.091 | 1786.915 | 2559.484 | 1849.83 | 2376.483 | 1761.854 | 2559.484 | 1784.785 | 2666.861 | 1781.453 | 2667.862 | 1783.211 | Competitive | Non-Competitive | 0 | TRUE | FALSE | 1 | Non-Competitive | 0.6485 | Non-Competitive
DTB_SNG5 SNGZEN99_A FROM_TO | DTB_SNG5 | SNGZEN99_A | 1507 | 3 | 3 | SNGLTN_345 | Zenith__345A | FROM_TO | 36066.05 | 24487.64 | -1762.55 | 0 | 1066.657 | 1371.047 | -0.16821 | 0.20923 | -0.1803 | 0.20923 | 5082.138 | -1605.87 | 0 | 1407.949 | 2552.469 | 1448.734 | 2682.551 | 1390.607 | 2542.607 | 1446.524 | 2682.551 | 1449.655 | 2768.818 | 1450.993 | 2769.46 | Competitive | Non-Competitive | 0 | TRUE | FALSE | 1 | Non-Competitive | 0.656 | Non-Competitive
DTB_SNG5 SNGZEN99_A TO_FROM | DTB_SNG5 | SNGZEN99_A | 1507 | 3 | 3 | SNGLTN_345 | Zenith__345A | TO_FROM | 36066.05 | 26020.24 | -2930.85 | 0 | 1371.047 | 1066.655 | -0.20923 | 0.16821 | -0.20923 | 0.1803 | 3739.262 | -3345.01 | 0 | 2389.088 | 1786.916 | 2559.482 | 1849.83 | 2376.479 | 1761.855 | 2559.482 | 1784.785 | 2666.856 | 1781.454 | 2667.857 | 1783.211 | Competitive | Non-Competitive | 0 | TRUE | FALSE | 1 | Non-Competitive | 0.656 | Non-Competitive
DTB_SNG5 THWZEN71_A FROM_TO | DTB_SNG5 | THWZEN71_A | 1315 | 3 | 3 | Zenith__345A | T_H_W___345B | FROM_TO | 36066.05 | 32027.14 | -747.256 | 0 | 1057.601 | 2068.094 | -0.22203 | 0.092582 | -0.22203 | 0.13318 | 2436.031 | -715.415 | 0 | 1348.405 | 2848.537 | 1442.198 | 2846.254 | 1243.256 | 2799.643 | 1383.585 | 2898.393 | 1382.706 | 3036.37 | 1412.813 | 3044.978 | Non-Competitive | Non-Competitive | 0 | TRUE | FALSE | 1 | Non-Competitive | 0.664 | Non-Competitive
DTB_SNG5 THWZEN71_A TO_FROM | DTB_SNG5 | THWZEN71_A | 1315 | 3 | 3 | Zenith__345A | T_H_W___345B | TO_FROM | 36066.05 | 30140.12 | -1649.88 | 0 | 2068.096 | 1058.471 | -0.09258 | 0.22203 | -0.13318 | 0.22203 | 1993.892 | -1799.06 | 0 | 2848.537 | 1717.163 | 2846.254 | 1858.281 | 2757.197 | 1558.23 | 2898.393 | 1785.566 | 3028.812 | 1717.569 | 3044.978 | 1762.344 | Competitive | Non-Competitive | 0 | TRUE | FALSE | 1 | Non-Competitive | 0.664 | Non-Competitive
DTEXMED8 69T342_1 FROM_TO | DTEXMED8 | 69T342_1 | 139 | 2 | 2 | L_KENDCT8_1Y | L_MOUNTO8_1Y | FROM_TO | 36066.05 | 35982.34 | -46.2366 | 0 | 965.416 | 1122.632 | -0.02864 | 0.070298 | -0.28696 | 0.11682 | 163.0228 | -50.7637 | 0 | 10000 | 10000 | 10000 | 5001.226 | 2414.551 | 1620.525 | 10000 | 10000 | 7753.024 | 4255.167 | 10000 | 5492.874 | Competitive | Non-Competitive | 0 | TRUE | FALSE | 1 | Non-Competitive | 0.7425 | Non-Competitive
DTEXMED8 69T342_1 TO_FROM | DTEXMED8 | 69T342_1 | 139 | 2 | 2 | L_KENDCT8_1Y | L_MOUNTO8_1Y | TO_FROM | 36066.05 | 36501.8 | -167.758 | 0 | 1122.632 | 942.293 | -0.00888 | 0.028638 | -0.11682 | 0.28697 | 88.0964 | -47.7517 | 0 | 10000 |  | 5001.226 | 3203.41 | 1454.089 | 2626.596 | 10000 | 3379.268 | 4160.802 | 3784.848 | 5492.874 | 3879.251 | Competitive | Competitive | 1 | TRUE | FALSE | 1 | Non-Competitive | 0.7425 | Non-Competitive
DTHSVEN5 1030__A FROM_TO | DTHSVEN5 | 1030__A | 191 | 4 | 4 | ROGERSHL | ELM_MOTT__8 | FROM_TO | 36066.05 | 34982.92 | -182.739 | 0 | 1122.395 | 993.494 | -0.02055 | 0.1127 | -0.16816 | 0.63248 | 381.9461 | -164.526 | 0 | 8987.31 | 10000 | 10000 | 2968.501 | 1403.712 | 981.766 | 10000 | 10000 | 1630.985 | 1093.237 | 9230.76 | 4849.418 | Competitive | Non-Competitive | 0 | TRUE | FALSE | 1 | Non-Competitive | 0.875 | Non-Competitive
DTHSVEN5 1030__A TO_FROM | DTHSVEN5 | 1030__A | 191 | 4 | 4 | ROGERSHL | ELM_MOTT__8 | TO_FROM | 36066.05 | 36014.34 | -171.355 | 0 | 993.494 | 1122.395 | -0.1127 | 0.020547 | -0.63248 | 0.16816 | 225.309 | -235.861 | 0 | 10000 | 10000 | 2968.501 | 10000 | 891.143 | 1892.345 | 10000 | 10000 | 996.288 | 2096.514 | 4849.418 | 10000 | Competitive | Non-Competitive | 0 | TRUE | FALSE | 1 | Non-Competitive | 0.875 | Non-Competitive
DTHSVEN5 230__A FROM_TO | DTHSVEN5 | 230__A | 1163 | 4 | 4 | JEWETT_S5 | RAT_SNAKE_5 | FROM_TO | 36066.05 | 34614.93 | -1289.61 | 0 | 1213.643 | 813.509 | -0.30882 | 0.09328 | -0.33461 | 0.15826 | 1698.807 | -904.873 | 0 | 1604.047 | 1466.035 | 1954.28 | 9679.424 | 1562.941 | 1394.512 | 2744.362 | 10000 | 1884.734 | 4011.14 | 1894.98 | 4034.115 | Competitive | Non-Competitive | 0 | TRUE | FALSE | 1 | Non-Competitive | 0.672 | Non-Competitive
DTHSVEN5 230__A TO_FROM | DTHSVEN5 | 230__A | 1163 | 4 | 4 | JEWETT_S5 | RAT_SNAKE_5 | TO_FROM | 36066.05 | 34153.8 | -748.863 | 0 | 813.508 | 1213.644 | -0.09328 | 0.30883 | -0.15827 | 0.33461 | 1471.704 | -1055.47 | 0 | 1297.07 | 1660.582 | 9679.424 | 2041.417 | 1145.788 | 1621.488 | 10000 | 2744.362 | 3707.28 | 1945.805 | 3776.45 | 1955.6 | Competitive | Non-Competitive | 0 | TRUE | FALSE | 1 | Non-Competitive | 0.672 | Non-Competitive
DTHSVEN5 50__A FROM_TO | DTHSVEN5 | 50__A | 1194 | 4 | 4 | BIGBRN__5 | JEWETT_N5 | FROM_TO | 36066.05 | 25020.61 | -1675.64 | 0 | 1158.596 | 892.424 | -0.07993 | 0.2225 | -0.18217 | 0.2225 | 4052.163 | -1630.54 | 0 | 1749.697 | 1367.159 | 2078.478 | 1368.482 | 1749.378 | 1352.183 | 2749.952 | 1607.176 | 2136.774 | 1511.418 | 2136.79 | 1516.272 | Competitive | Competitive | 0 | TRUE | TRUE | 1 | Competitive | 0.672 | Competitive
DTHSVEN5 50__A TO_FROM | DTHSVEN5 | 50__A | 1194 | 4 | 4 | BIGBRN__5 | JEWETT_N5 | TO_FROM | 36066.05 | 31966.12 | -1720.35 | 0 | 885.597 | 1157.984 | -0.2225 | 0.079928 | -0.2225 | 0.18217 | 2294.424 | -1734.36 | 0 | 1249.012 | 2199.255 | 1250.14 | 2268.273 | 1235.707 | 2198.785 | 1479.172 | 2939.058 | 1401.438 | 2473.161 | 1405.827 | 2473.181 | Competitive | Non-Competitive | 0 | TRUE | FALSE | 1 | Non-Competitive | 0.672 | Non-Competitive
DTMEBLT8 610__B FROM_TO | DTMEBLT8 | 610__B | 364 | 6 | 6 | TEMP_SS__8 | TEMP_SE1_8 | FROM_TO | 36066.05 | 36247.54 | -103.15 | 0 | 1109.496 | 870.65 | -0.0177 | 0.017892 | -0.69815 | 0.1783 | 237.2936 | -20.2006 | 0 |  |  | 2025.99 | 2172.459 | 1317.213 | 1864.699 | 4044.87 | 2515.031 | 1727.522 | 2143.144 | 2596.368 | 2350.609 | Competitive | Competitive | 1 | FALSE | FALSE | 1 | Non-Competitive | 0.742 | Non-Competitive
DTMEBLT8 610__B TO_FROM | DTMEBLT8 | 610__B | 364 | 6 | 6 | TEMP_SS__8 | TEMP_SE1_8 | TO_FROM | 36066.05 | 37028.72 | -202.09 | 0 | 894.83 | 1109.496 | -0.01789 | 0.017695 | -0.1783 | 0.69815 | 193.5953 | -188.768 | 0 |  |  | 781.232 | 2025.99 | 775.783 | 1376.526 | 799.589 | 4044.87 | 789.499 | 1766.31 | 808.966 | 2596.368 | Competitive | Competitive | 1 | FALSE | FALSE | 1 | Non-Competitive | 0.742 | Non-Competitive
DTMPTHS5 2500__C FROM_TO | DTMPTHS5 | 2500__C | 39 | 2 | 2 | EDDY1_9 | TROY1_9 | FROM_TO | 36066.05 | 35898.24 | -64.6014 | 0 | 1085.318 | 843.14 | -0.00447 | 0.007514 | -0.38226 | 0.466 | 103.3728 | -50.8833 | 0 |  |  | 1724.569 | 1493.015 | 1461.495 | 1127.785 | 9419.237 | 1551.781 | 1474.395 | 1385.255 | 1598.248 | 1545.783 | Competitive | Non-Competitive | 0 | FALSE | TRUE | 1 | Non-Competitive | 0.6875 | Non-Competitive
DTMPTHS5 2500__C TO_FROM | DTMPTHS5 | 2500__C | 39 | 2 | 2 | EDDY1_9 | TROY1_9 | TO_FROM | 36066.05 | 35971.84 | -58.2365 | 0 | 840.17 | 1072.834 | -0.00751 | 0.004473 | -0.466 | 0.38226 | 82.9651 | -59.8818 | 0 |  |  | 1281.483 | 1829.452 | 1000.532 | 1715.227 | 1347.96 | 9419.237 | 1220.877 | 1620.013 | 1347.869 | 1684.704 | Competitive | Non-Competitive | 0 | FALSE | TRUE | 1 | Non-Competitive | 0.6875 | Non-Competitive
DTMPTHS5 LCSES_MR1H FROM_TO | DTMPTHS5 | LCSES_MR1H | 550 | 2 | 2 | LAKE_CRK1_5 | LCSES1_1 | FROM_TO | 36066.05 | 36039.91 | -145.901 | 0 | 1198.935 | 837.722 | -0.01571 | 0.067124 | -1.5178 | 0.068394 | 589.6762 | -113.093 | 0 | 5311.743 |  | 10000 | 1565.669 | 1384.608 | 1254.605 | 10000 | 1603.366 | 1791.288 | 1510.911 | 7290.553 | 1603.079 | Competitive | Non-Competitive | 0 | TRUE | FALSE | 1 | Non-Competitive | 0.68 | Non-Competitive
DTMPTHS5 LCSES_MR1H TO_FROM | DTMPTHS5 | LCSES_MR1H | 550 | 2 | 2 | LAKE_CRK1_5 | LCSES1_1 | TO_FROM | 36066.05 | 40210.68 | -420.23 | 0 | 840.56 | 1198.935 | -0.06712 | 0.015705 | -0.06839 | 1.5178 | 263.2346 | -478.931 | 0 |  | 5311.743 | 1358.4 | 10000 | 1101.929 | 1634.148 | 1389.878 | 10000 | 1325.928 | 1962.085 | 1408.295 | 7290.553 | Competitive | Competitive | 1 | TRUE | FALSE | 1 | Non-Competitive | 0.68 | Non-Competitive
DTRCELK5 1820__B FROM_TO | DTRCELK5 | 1820__B | 249.5 | 2 | 2 | TROUPSS_8 | WALNUT_POI | FROM_TO | 36066.05 | 35806.65 | -61.3149 | 0 | 1075.368 | 778.789 | -0.00844 | 0.1595 | -0.2824 | 0.54399 | 323.7442 | -55.6893 | 0 | 6467.946 |  | 7527.375 | 2371.889 | 3960.544 | 1878.999 | 7996.178 | 3065.582 | 7333.971 | 2451.123 | 7425.098 | 2844.755 | Competitive | Non-Competitive | 0 | TRUE | FALSE | 1 | Non-Competitive | 0.797 | Non-Competitive
DTRCELK5 1820__B TO_FROM | DTRCELK5 | 1820__B | 249.5 | 2 | 2 | TROUPSS_8 | WALNUT_POI | TO_FROM | 36066.05 | 36312.67 | -304.82 | 0 | 771.815 | 1101.277 | -0.1595 | 0.008441 | -0.54399 | 0.2824 | 115.4709 | -109.234 | 0 |  | 6467.946 | 2130.788 | 7527.375 | 1489.133 | 4053.32 | 2680.336 | 7996.178 | 2081.504 | 7337.031 | 2532.48 | 7425.098 | Competitive | Competitive | 1 | TRUE | FALSE | 1 | Non-Competitive | 0.797 | Non-Competitive
DTRCTYG5 1760__A FROM_TO | DTRCTYG5 | 1760__A | 239 | 2 | 2 | SHAMBRGR_8 | TYLERNW_8 | FROM_TO | 36066.05 | 36235.98 | 4.3231 | 0 | 862.936 | 1000.1 | -0.00883 | 0.03457 | -0.44354 | 0.19967 | 163.4291 | 9.9543 | 0 | 6416.22 |  | 6337.409 | 10000 | 3517.719 | 6925.124 | 6416.22 | 10000 | 6619.933 | 9426.043 | 6843.787 | 10000 | Competitive | Competitive | 1 | TRUE | FALSE | 1 | Non-Competitive | 0.672 | Non-Competitive
DTRCTYG5 1760__A TO_FROM | DTRCTYG5 | 1760__A | 239 | 2 | 2 | SHAMBRGR_8 | TYLERNW_8 | TO_FROM | 36066.05 | 37266.64 | -65.4898 | 0 | 992.02 | 888.046 | -0.03457 | 0.008831 | -0.19967 | 0.44354 | -0.3668 | -62.3628 | 0 |  | 6416.22 | 10000 | 6337.409 | 6925.124 | 3996.949 | 10000 | 6416.22 | 9426.043 | 6674.369 | 10000 | 6843.787 | Competitive | Competitive | 1 | TRUE | FALSE | 1 | Non-Competitive | 0.672 | Non-Competitive
DTRCTYG5 990__A FROM_TO | DTRCTYG5 | 990__A | 488 | 2 | 2 | ELKTON_8 | TYLRBUL_8 | FROM_TO | 36066.05 | 36620.96 | -460.698 | 0 | 773.152 | 1050.126 | -0.11647 | 0.013052 | -0.61761 | 0.25434 | 145.1155 | -119.775 | 0 |  | 6258.219 | 2716.327 | 6258.219 | 1547.558 | 5766.539 | 2849.644 | 6258.219 | 2604.8 | 6565.624 | 3251.846 | 6581.057 | Competitive | Competitive | 1 | TRUE | FALSE | 1 | Non-Competitive | 0.6795 | Non-Competitive
DTRCTYG5 990__A TO_FROM | DTRCTYG5 | 990__A | 488 | 2 | 2 | ELKTON_8 | TYLRBUL_8 | TO_FROM | 36066.05 | 36122.95 | -97.1618 | 0 | 1049.646 | 773.152 | -0.01305 | 0.11647 | -0.25434 | 0.61761 | 473.5293 | -85.8861 | 0 | 6258.219 |  | 6258.219 | 3098.617 | 5761.75 | 1926.222 | 6258.219 | 3263.581 | 6565.612 | 3057.273 | 6581.057 | 3690.075 | Competitive | Competitive | 1 | TRUE | FALSE | 1 | Non-Competitive | 0.6795 | Non-Competitive
DTRCTYG5 TYGND_MR1H FROM_TO | DTRCTYG5 | TYGND_MR1H | 750 | 2 | 2 | TYLERGND_5 | TYGND1_1 | FROM_TO | 36066.05 | 36577.21 | 1.7262 | 0 | 1057.73 | 789.068 | -0.0244 | 0.13961 | -0.32163 | 0.41067 | 583.6821 | -5.2386 | 0 | 6293.26 | 10000 | 6293.26 | 5000.198 | 3598.338 | 3390.151 | 6378.63 | 10000 | 6637.679 | 5021.603 | 6762.041 | 6109.615 | Competitive | Competitive | 1 | TRUE | FALSE | 1 | Non-Competitive | 0.742 | Non-Competitive
DTRCTYG5 TYGND_MR1H TO_FROM | DTRCTYG5 | TYGND_MR1H | 750 | 2 | 2 | TYLERGND_5 | TYGND1_1 | TO_FROM | 36066.05 | 37735.14 | -569.968 | 0 | 800.139 | 1057.729 | -0.13961 | 0.024403 | -0.41067 | 0.32162 | 52.4416 | -226.301 | 0 | 10000 | 6293.26 | 5000.198 | 6293.26 | 3032.647 | 3740.634 | 10000 | 6378.63 | 4652.08 | 6643.765 | 6109.615 | 6762.041 | Competitive | Competitive | 1 | TRUE | FALSE | 1 | Non-Competitive | 0.742 | Non-Competitive
DTRSENT5 1230__I FROM_TO | DTRSENT5 | 1230__I | 93 | 2 | 2 | TMPLINLA_8 | BEREA_8 | FROM_TO | 36066.05 | 36159.05 | 0 | 0 | 783.721 | 0 | 0 | 0 | -1 | 0 | 0 | 0 | 0 | [10 empty] | 0 | 0 | Competitive | Competitive | 1 | FALSE | TRUE | 1 | Non-Competitive | 0.711 | Non-Competitive
DTRSENT5 1230__I TO_FROM | DTRSENT5 | 1230__I | 93 | 2 | 2 | TMPLINLA_8 | BEREA_8 | TO_FROM | 36066.05 | 92690.8 | 0 | 0 | 0 | 783.721 | 0 | 0 | 0 | 1 | 0 | 0 | 0 | [10 empty] | 0 | 0 | Competitive | Competitive | 1 | FALSE | TRUE | 1 | Non-Competitive | 0.711 | Non-Competitive
DTRSRCH5 60__A FROM_TO | DTRSRCH5 | 60__A | 1163 | 2 | 2 | BIGBRN__5 | NAVARRO | FROM_TO | 36066.05 | 30526.36 | -865.444 | 0 | 1135.442 | 964.943 | -0.06627 | 0.24005 | -0.10407 | 0.24005 | 1884.563 | -835.176 | 0 | 1670.49 | 2032.256 | 5010.246 | 2032.256 | 1447.103 | 2031.26 | 5010.246 | 2033.375 | 3085.58 | 2064.122 | 3195.227 | 2064.209 | Competitive | Non-Competitive | 0 | TRUE | FALSE | 1 | Non-Competitive | 0.9065 | Non-Competitive
DTRSRCH5 60__A TO_FROM | DTRSRCH5 | 60__A | 1163 | 2 | 2 | BIGBRN__5 | NAVARRO | TO_FROM | 36066.05 | 33000.55 | -1491.39 | 0 | 930.721 | 1135.441 | -0.24005 | 0.066271 | -0.24005 | 0.10407 | 2008.544 | -1343.99 | 0 | 1546.28 | 1776.639 | 1546.28 | 5010.246 | 1545.658 | 1547.598 | 1561.759 | 5010.246 | 1675.41 | 3151.508 | 1675.472 | 3255.055 | Competitive | Non-Competitive | 0 | TRUE | FALSE | 1 | Non-Competitive | 0.9065 | Non-Competitive
DTRSTRC5 1080__B FROM_TO | DTRSTRC5 | 1080__B | 280 | 2 | 2 | FOREGROV_8 | MABANKTAP | FROM_TO | 36066.05 | 36164.12 | -53.6355 | 0 | 1126.243 | 787 | -0.08545 | 0.031248 | -0.61327 | 0.26787 | 219.8587 | -43.2756 | 0 | 5163.27 | 5045.418 | 4507.416 | 5045.418 | 1809.612 | 2694.436 | 3930.292 | 5045.418 | 3058.032 | 4746.728 | 3717.383 | 5009.582 | Competitive | Competitive | 1 | TRUE | FALSE | 1 | Non-Competitive | 0.969 | Non-Competitive
DTRSTRC5 1080__B TO_FROM | DTRSTRC5 | 1080__B | 280 | 2 | 2 | FOREGROV_8 | MABANKTAP | TO_FROM | 36066.05 | 36687.03 | -188.043 | 0 | 796.857 | 1126.243 | -0.03125 | 0.085453 | -0.26787 | 0.61326 | 114.0922 | -133.378 | 0 | 5045.418 | 5163.27 | 5045.418 | 4507.416 | 2032.588 | 1904.437 | 5045.418 | 3930.292 | 4648.204 | 3083.553 | 5009.582 | 3717.383 | Competitive | Competitive | 1 | TRUE | FALSE | 1 | Non-Competitive | 0.969 | Non-Competitive
DTRSTRC5 TRSES_MR6L FROM_TO | DTRSTRC5 | TRSES_MR6L | 348 | 2 | 2 | TDADTMOD_8 | TRSES6_1 | FROM_TO | 36066.05 | 36362.35 | -369.928 | 0 | 773.819 | 1068.714 | -0.30303 | 0.079859 | -0.30303 | 0.28051 | 260.6163 | -272.773 | 0 | 10000 | 6480.044 | 10000 | 10000 | 1306.202 | 1813.107 | 10000 | 10000 | 3763.682 | 7430.536 | 10000 | 8798.489 | Competitive | Competitive | 1 | TRUE | FALSE | 1 | Non-Competitive | 0.9375 | Non-Competitive
DTRSTRC5 TRSES_MR6L TO_FROM | DTRSTRC5 | TRSES_MR6L | 348 | 2 | 2 | TDADTMOD_8 | TRSES6_1 | TO_FROM | 36066.05 | 35758.06 | -106.148 | 0 | 1094.535 | 773.819 | -0.07986 | 0.30303 | -0.28051 | 0.30303 | 438.4697 | -105.48 | 0 | 6480.044 | 10000 | 10000 | 10000 | 1710.261 | 1673.553 | 10000 | 10000 | 7386.082 | 4217.41 | 8798.489 | 10000 | Competitive | Non-Competitive | 0 | TRUE | FALSE | 1 | Non-Competitive | 0.9375 | Non-Competitive
DTUTAUS8 E1_M1_1 FROM_TO | DTUTAUS8 | E1_M1_1 | 214 | 2 | 2 | FIVE_PTS | WSTSIDE | FROM_TO | 36066.05 | 36354.84 | -17.8234 | 0 | 1098.644 | 1020.379 | -0.05412 | 0.098962 | -0.30282 | 0.44759 | 126.4091 | 1.3831 | 0 | 10000 | 10000 | 10000 | 10000 | 8071.908 | 6304.325 | 10000 | 10000 | 9976 | 9301.096 | 10000 | 10000 | Competitive | Competitive | 1 | TRUE | FALSE | 1 | Non-Competitive | 0.789 | Non-Competitive
DTUTAUS8 E1_M1_1 TO_FROM | DTUTAUS8 | E1_M1_1 | 214 | 2 | 2 | FIVE_PTS | WSTSIDE | TO_FROM | 36066.05 | 36298.56 | -211.329 | 0 | 990.276 | 1128.978 | -0.09896 | 0.05412 | -0.44759 | 0.30282 | 109.9327 | -30.2921 | 0 | 10000 | 10000 | 10000 | 10000 | 4730.439 | 8115.044 | 10000 | 10000 | 8909.561 | 9976.257 | 10000 | 10000 | Competitive | Competitive | 1 | TRUE | FALSE | 1 | Non-Competitive | 0.789 | Non-Competitive
DTWISAP8 MERT_TANK1_1 FROM_TO | DTWISAP8 | MERT_TANK1_1 | 38 | 3 | 3 | TANK2A | MERT2A | FROM_TO | 36066.05 | 36067.59 | -61.4087 | 0 | 1121.33 | 831.047 | -0.02287 | 0.005357 | -0.60305 | 0.26417 | 37.0718 | -6.805 | 0 |  | 10000 | 3558.597 | 5584.469 | 1085.486 | 1949.464 | 10000 | 10000 | 1111.652 | 2773.17 | 4010.976 | 5155.415 | Competitive | Competitive | 1 | TRUE | FALSE | 1 | Non-Competitive | 1.039 | Non-Competitive
DTWISAP8 MERT_TANK1_1 TO_FROM | DTWISAP8 | MERT_TANK1_1 | 38 | 3 | 3 | TANK2A | MERT2A | TO_FROM | 36066.05 | 35964.17 | -28.6078 | 0 | 841.866 | 1121.33 | -0.00128 | 0.041482 | -0.26417 | 0.60305 | 64.2461 | -27.4392 | 0 | 2936.644 |  | 2868.385 | 1576.878 | 1466.522 | 1285.554 | 2936.644 | 1861.509 | 2504.673 | 1529.858 | 2855.731 | 1705.106 | Competitive | Non-Competitive | 0 | TRUE | FALSE | 1 | Non-Competitive | 1.039 | Non-Competitive
DTYGFOR5 980__A FROM_TO | DTYGFOR5 | 980__A | 207 | 2 | 2 | ELKTON_8 | TYLERSWE_8 | FROM_TO | 36066.05 | 36041.92 | -65.6815 | 0 | 1135.675 | 777.809 | -0.01836 | 0.046942 | -0.84211 | 0.090747 | 227.3244 | -52.8504 | 0 | 6305.493 |  | 6305.493 | 3314.403 | 4146.106 | 2252.02 | 6305.493 | 4546.155 | 6539.223 | 3252.034 | 6624.286 | 3632.672 | Competitive | Non-Competitive | 0 | TRUE | FALSE | 1 | Non-Competitive | 0.883 | Non-Competitive
DTYGFOR5 980__A TO_FROM | DTYGFOR5 | 980__A | 207 | 2 | 2 | ELKTON_8 | TYLERSWE_8 | TO_FROM | 36066.05 | 37019.9 | -215.041 | 0 | 777.809 | 1107.598 | -0.04694 | 0.018362 | -0.09075 | 0.84211 | 120.9604 | -76.0718 | 0 |  | 6305.493 | 2639.154 | 6305.493 | 1733.309 | 4229.384 | 3411.996 | 6305.493 | 2544.148 | 6542.2 | 2831.108 | 6624.286 | Competitive | Competitive | 1 | TRUE | FALSE | 1 | Non-Competitive | 0.883 | Non-Competitive
DVENLIG5 1310__D FROM_TO | DVENLIG5 | 1310__D | 280 | 6 | 6 | MAYFLDN_T8 | CHILSW_N8 | FROM_TO | 36066.05 | 37395.12 | -183.54 | 0 | 915.122 | 1048.506 | -0.06461 | 0.014927 | -0.12314 | 0.58639 | 120.4184 | -140.321 | 0 |  | 7484.262 | 1486.595 | 7484.262 | 1079.874 | 1174.966 | 1888.945 | 10000 | 1271.061 | 6111.216 | 1516.599 | 8923.649 | Competitive | Competitive | 1 | TRUE | FALSE | 1 | Non-Competitive | 0.8205 | Non-Competitive
DVENLIG5 1310__D TO_FROM | DVENLIG5 | 1310__D | 280 | 6 | 6 | MAYFLDN_T8 | CHILSW_N8 | TO_FROM | 36066.05 | 36197.72 | -50.7514 | 0 | 1048.506 | 944.743 | -0.01493 | 0.064607 | -0.58639 | 0.12314 | 202.7928 | -6.341 | 0 | 7484.262 |  | 7484.262 | 1680.358 | 1096.069 | 1489.795 | 10000 | 2209.153 | 6006.83 | 1598.036 | 8923.649 | 1717.756 | Competitive | Competitive | 1 | TRUE | FALSE | 1 | Non-Competitive | 0.8205 | Non-Competitive
DVENLIG5 1320__K FROM_TO | DVENLIG5 | 1320__K | 287 | 6 | 6 | DAVIS_T8 | EULTRIN1_8 | FROM_TO | 36066.05 | 36076.01 | -139.096 | 0 | 664.358 | 1062.993 | -0.01571 | 0.08354 | -0.34444 | 0.54025 | 283.569 | -50.4416 | 0 | 10000 |  | 10000 | 2870.929 | 1703.718 | 2777.795 | 10000 | 2870.929 | 7903.77 | 2814.441 | 10000 | 2835.842 | Competitive | Competitive | 1 | TRUE | FALSE | 1 | Non-Competitive | 0.898 | Non-Competitive
DVENLIG5 1320__K TO_FROM | DVENLIG5 | 1320__K | 287 | 6 | 6 | DAVIS_T8 | EULTRIN1_8 | TO_FROM | 36066.05 | 36268.33 | -269.988 | 0 | 1062.993 | 668.826 | -0.08354 | 0.015709 | -0.54025 | 0.34444 | 177.9022 | -134.561 | 0 |  | 10000 | 2572.331 | 10000 | 2501.202 | 2328.858 | 2572.331 | 10000 | 2487.935 | 8370.486 | 2503.179 | 10000 | Competitive | Competitive | 1 | TRUE | FALSE | 1 | Non-Competitive | 0.898 | Non-Competitive
DWAP_JN5 BI_SMR98_A FROM_TO | DWAP_JN5 | BI_SMR98_A | 1215 | 2 | 2 | SMTHRS__345A | BELAIR__345A | FROM_TO | 36066.05 | 36104.93 | -183.095 | 0 | 683.044 | 1213.089 | -0.08748 | 0.1053 | -0.2176 | 0.1053 | 1206.541 | 48.3159 | 0 | 1306.248 | 4015.815 | 2080.142 | 4109.766 | 972.423 | 3765.909 | 3481.358 | 7408.963 | 1827.743 | 5199.466 | 1931.616 | 5265.892 | Competitive | Competitive | 1 | TRUE | FALSE | 1 | Non-Competitive | 0.914 | Non-Competitive
DWAP_JN5 BI_SMR98_A TO_FROM | DWAP_JN5 | BI_SMR98_A | 1215 | 2 | 2 | SMTHRS__345A | BELAIR__345A | TO_FROM | 36066.05 | 42272.75 | -1233.6 | 0 | 1213.088 | 683.044 | -0.1053 | 0.087475 | -0.1053 | 0.2176 | 588.9196 | -923.235 | 0 | 4015.815 | 1548.299 | 4109.766 | 2705.012 | 3765.909 | 1175.638 | 7408.963 | 4214.49 | 5199.466 | 2185.557 | 5265.892 | 2283.659 | Competitive | Competitive | 1 | TRUE | FALSE | 1 | Non-Competitive | 0.914 | Non-Competitive
DWAP_OB5 GT_MID90_A FROM_TO | DWAP_OB5 | GT_MID90_A | 229 | 2 | 2 | GARROT__138B | 47708 | FROM_TO | 36066.05 | 35631.43 | -240.995 | 0 | 640.015 | 1073.789 | -0.09373 | 0.10599 | -0.51971 | 0.18618 | 454.6197 | -200.347 | 0 | 6043.059 | 2329.524 | 8861.026 | 2782.137 | 1604.636 | 1882.027 | 10000 | 4121.364 | 2895.623 | 2734.431 | 5899.983 | 2725.759 | Competitive | Non-Competitive | 0 | TRUE | FALSE | 1 | Non-Competitive | 0.992 | Non-Competitive
DWAP_OB5 GT_MID90_A TO_FROM | DWAP_OB5 | GT_MID90_A | 229 | 2 | 2 | GARROT__138B | 47708 | TO_FROM | 36066.05 | 35000.94 | -469.072 | 0 | 1116.536 | 640.015 | -0.10599 | 0.093731 | -0.18618 | 0.51971 | 429.8008 | -278.878 | 0 | 2329.524 | 6043.059 | 2782.137 | 8861.026 | 1842.624 | 1870.015 | 4121.364 | 10000 | 2732.342 | 3233.404 | 2725.759 | 5899.983 | Competitive | Non-Competitive | 0 | TRUE | FALSE | 1 | Non-Competitive | 0.992 | Non-Competitive
DWCSPKR5 FTW_W_DE_1 FROM_TO | DWCSPKR5 | FTW_W_DE_1 | 350 | 2 | 2 | FTWORTH | W_DENT_8 | FROM_TO | 36066.05 | 37619.55 | -291.415 | 0 | 1147.416 | 660.687 | -0.02743 | 0.043878 | -0.16407 | 0.65244 | 97.179 | -180.686 | 0 | 5521.796 | 5000.277 | 4381.671 | 1668.808 | 2049.026 | 998.406 | 5521.796 | 2405.652 | 1927.715 | 1695.713 | 5831.907 | 1955.386 | Competitive | Competitive | 1 | TRUE | FALSE | 1 | Non-Competitive | 0.836 | Non-Competitive
DWCSPKR5 FTW_W_DE_1 TO_FROM | DWCSPKR5 | FTW_W_DE_1 | 350 | 2 | 2 | FTWORTH | W_DENT_8 | TO_FROM | 36066.05 | 36143.73 | -60.9652 | 0 | 668.53 | 1140.324 | -0.04388 | 0.027434 | -0.65244 | 0.16407 | 299.0535 | -55.7988 | 0 | 5000.277 | 10000 | 746.26 | 7073.55 | 659.585 | 2255.784 | 1199.694 | 10000 | 893.51 | 2095.426 | 924.094 | 8739.726 | Competitive | Competitive | 1 | TRUE | FALSE | 1 | Non-Competitive | 0.836 | Non-Competitive
DWTRDES5 3415__D FROM_TO | DWTRDES5 | 3415__D | 202 | 2 | 2 | AMELIA1_8 | UTSWMC1_8 | FROM_TO | 36066.05 | 36161.22 | -38.4943 | 0 | 1107.858 | 741.649 | -0.02648 | 0.010856 | -0.53422 | 0.40634 | 150.8594 | 9.8084 | 0 |  | 10000 | 3745.953 | 10000 | 1248.74 | 2953.712 | 4161.15 | 10000 | 1952.246 | 7458.974 | 4207.666 | 10000 | Competitive | Competitive | 1 | TRUE | FALSE | 1 | Non-Competitive | 0.922 | Non-Competitive
DWTRDES5 3415__D TO_FROM | DWTRDES5 | 3415__D | 202 | 2 | 2 | AMELIA1_8 | UTSWMC1_8 | TO_FROM | 36066.05 | 36399 | -124.979 | 0 | 741.649 | 1120.27 | -0.01086 | 0.026477 | -0.40634 | 0.53422 | 66.4882 | -108.373 | 0 | 10000 |  | 10000 | 3745.953 | 1918.452 | 1314.271 | 10000 | 4161.15 | 6700.097 | 2009.736 | 10000 | 4207.666 | Competitive | Competitive | 1 | TRUE | FALSE | 1 | Non-Competitive | 0.922 | Non-Competitive
DWTRDES5 WLVEE_MR1H FROM_TO | DWTRDES5 | WLVEE_MR1H | 682 | 2 | 2 | WLEVEE1_5 | 24002 | FROM_TO | 36066.05 | 36619.72 | -25.1981 | 0 | 1176.816 | 1014.395 | -0.08368 | 0.012552 | -0.54406 | 0.068592 | 375.9582 | -95.2488 | 0 |  | 4084.392 | 1064.722 | 5131.509 | 976.96 | 2364.917 | 1065.301 | 5131.509 | 1100.498 | 3721.545 | 1128.313 | 5230.076 | Competitive | Competitive | 1 | TRUE | FALSE | 1 | Non-Competitive | 0.8905 | Non-Competitive
DWTRDES5 WLVEE_MR1H TO_FROM | DWTRDES5 | WLVEE_MR1H | 682 | 2 | 2 | WLEVEE1_5 | 24002 | TO_FROM | 36066.05 | 43634.34 | -347.43 | 0 | 1014.397 | 1214.611 | -0.01255 | 0.083677 | -0.06859 | 0.54406 | 179.3233 | -345.486 | 0 | 4084.392 |  | 5131.509 | 1165.925 | 2173.468 | 1116.354 | 5131.509 | 1166.597 | 3571.597 | 1216.793 | 5230.076 | 1231.215 | Competitive | Competitive | 1 | TRUE | FALSE | 1 | Non-Competitive | 0.8905 | Non-Competitive
DWTRLEG5 226__A FROM_TO | DWTRLEG5 | 226__A | 1772 | 6 | 6 | JEWETT_S5 | LIMEST__345A | FROM_TO | 36066.05 | 34478.93 | -1898.13 | 0 | 966.179 | 1012.285 | -0.34307 | 0.10184 | -0.34307 | 0.4048 | 2383.962 | -1517.69 | 0 | 1462.461 | 2102.031 | 1462.461 | 4838.332 | 1461.93 | 2088.611 | 1766.122 | 5328.984 | 1521.485 | 4652.905 | 1521.535 | 4656.566 | Competitive | Non-Competitive | 0 | TRUE | FALSE | 1 | Non-Competitive | 0.6795 | Non-Competitive
DWTRLEG5 226__A TO_FROM | DWTRLEG5 | 226__A | 1772 | 6 | 6 | JEWETT_S5 | LIMEST__345A | TO_FROM | 36066.05 | 34786.25 | -551.758 | 0 | 1004.614 | 966.179 | -0.10184 | 0.34307 | -0.4048 | 0.34307 | 2329.979 | -909.766 | 0 | 1966.879 | 1886.532 | 4838.332 | 1886.532 | 1954.536 | 1885.709 | 5328.984 | 1942.594 | 4581.868 | 1850.036 | 4585.471 | 1850.105 | Competitive | Non-Competitive | 0 | TRUE | FALSE | 1 | Non-Competitive | 0.6795 | Non-Competitive
DWTRLEG5 230__A FROM_TO | DWTRLEG5 | 230__A | 1163 | 6 | 6 | JEWETT_S5 | RAT_SNAKE_5 | FROM_TO | 36066.05 | 33109.91 | -916.809 | 0 | 1124.854 | 874.643 | -0.22174 | 0.12204 | -0.23652 | 0.18362 | 1883.473 | -957.047 | 0 | 2213.023 | 1333.041 | 2526.096 | 9635.877 | 2184.862 | 1160.443 | 3042.379 | 9635.877 | 2605.651 | 2922.607 | 2608.765 | 3044.415 | Competitive | Non-Competitive | 0 | TRUE | FALSE | 1 | Non-Competitive | 0.711 | Non-Competitive
DWTRLEG5 230__A TO_FROM | DWTRLEG5 | 230__A | 1163 | 6 | 6 | JEWETT_S5 | RAT_SNAKE_5 | TO_FROM | 36066.05 | 33947.98 | -1148.05 | 0 | 874.643 | 1124.853 | -0.12204 | 0.22174 | -0.18362 | 0.23652 | 1605.783 | -1003.27 | 0 | 937.8 | 2271.593 | 9635.877 | 2526.096 | 856.131 | 2242.908 | 9635.877 | 3042.379 | 2031.067 | 2636.496 | 2107.977 | 2639.663 | Competitive | Non-Competitive | 0 | TRUE | FALSE | 1 | Non-Competitive | 0.711 | Non-Competitive
DWTRLEG5 31__A FROM_TO | DWTRLEG5 | 31__A | 1194 | 6 | 6 | TRINDAD2_5 | RICHLND1_5 | FROM_TO | 36066.05 | 29210.83 | -1792.85 | 0 | 1057.008 | 907.092 | -0.24556 | 0.23518 | -0.24556 | 0.50413 | 3133.618 | -1701.81 | 0 | 1971.444 | 1404.69 | 2825.528 | 5019.517 | 1971.444 | 1391.526 | 3205.382 | 5054.153 | 2649.001 | 1907.724 | 2649.001 | 1911.455 | Competitive | Non-Competitive | 0 | TRUE | FALSE | 1 | Non-Competitive | 0.7425 | Non-Competitive
DWTRLEG5 31__A TO_FROM | DWTRLEG5 | 31__A | 1194 | 6 | 6 | TRINDAD2_5 | RICHLND1_5 | TO_FROM | 36066.05 | 34182.5 | -1199.98 | 0 | 908.439 | 1060.897 | -0.23518 | 0.24555 | -0.50413 | 0.24555 | 2223.568 | -1135.76 | 0 | 1296.962 | 2410.596 | 5019.517 | 3062.654 | 1284.899 | 2410.596 | 5054.153 | 3484.599 | 1813.297 | 2950.174 | 1816.889 | 2950.174 | Competitive | Non-Competitive | 0 | TRUE | FALSE | 1 | Non-Competitive | 0.7425 | Non-Competitive
DWTRLEG5 50__A FROM_TO | DWTRLEG5 | 50__A | 1194 | 6 | 6 | BIGBRN__5 | JEWETT_N5 | FROM_TO | 36066.05 | 23831.74 | -2373.1 | 0 | 1132.522 | 927.277 | -0.13171 | 0.25753 | -0.22546 | 0.25753 | 5158.606 | -2219.1 | 0 | 1688.206 | 1508.712 | 1788.281 | 1626.041 | 1687.644 | 1508.712 | 2025.178 | 2240.608 | 2008.386 | 1814.089 | 2008.437 | 1814.089 | Competitive | Competitive | 0 | TRUE | TRUE | 1 | Competitive | 0.68 | Competitive
DWTRLEG5 50__A TO_FROM | DWTRLEG5 | 50__A | 1194 | 6 | 6 | BIGBRN__5 | JEWETT_N5 | TO_FROM | 36066.05 | 29573.62 | -2116.04 | 0 | 927.277 | 1132.525 | -0.25753 | 0.13171 | -0.25753 | 0.22546 | 3265.855 | -2261.15 | 0 | 1385.915 | 2146.089 | 1511.595 | 2164.067 | 1385.673 | 2145.246 | 2145.306 | 2148.04 | 1703.857 | 2368.46 | 1703.892 | 2368.528 | Competitive | Non-Competitive | 0 | TRUE | FALSE | 1 | Non-Competitive | 0.68 | Non-Competitive
DWTRTRC5 1750__B FROM_TO | DWTRTRC5 | 1750__B | 233 | 2 | 2 | SGVL1_8 | KLEBRG1T_8 | FROM_TO | 36066.05 | 35748.77 | -158.11 | 0 | 1118.15 | 662.646 | -0.01758 | 0.049822 | -0.68952 | 0.19306 | 451.514 | -125.83 | 0 | 3027.886 |  | 3027.886 | 3205.951 | 2946.997 | 1091.58 | 3055.029 | 5191.916 | 3090.294 | 2265.455 | 3125.856 | 3621.158 | Competitive | Non-Competitive | 0 | TRUE | FALSE | 1 | Non-Competitive | 0.703 | Non-Competitive
DWTRTRC5 1750__B TO_FROM | DWTRTRC5 | 1750__B | 233 | 2 | 2 | SGVL1_8 | KLEBRG1T_8 | TO_FROM | 36066.05 | 36374.19 | -424.815 | 0 | 674.005 | 1118.15 | -0.04982 | 0.017581 | -0.19305 | 0.68952 | 171.5902 | -190.79 | 0 |  | 3302.662 | 3205.951 | 3302.662 | 833.622 | 3201.302 | 5191.916 | 3333.71 | 1774.528 | 3322.678 | 3621.158 | 3364.499 | Competitive | Competitive | 1 | TRUE | FALSE | 1 | Non-Competitive | 0.703 | Non-Competitive
DWTRTRC5 220__B FROM_TO | DWTRTRC5 | 220__B | 1163 | 2 | 2 | TRICRN1_5 | SGVLSW1_5 | FROM_TO | 36066.05 | 33927.93 | -993.59 | 0 | 1063.022 | 788.007 | -0.18255 | 0.1486 | -0.26979 | 0.60623 | 1810.722 | -831.599 | 0 | 1660.438 | 2044.753 | 4754.097 | 3132.738 | 1439.256 | 2034.623 | 4754.097 | 3174.036 | 2678.658 | 3008.008 | 2812.46 | 3010.247 | Competitive | Non-Competitive | 0 | TRUE | FALSE | 1 | Non-Competitive | 0.7265 | Non-Competitive
DWTRTRC5 220__B TO_FROM | DWTRTRC5 | 220__B | 1163 | 2 | 2 | TRICRN1_5 | SGVLSW1_5 | TO_FROM | 36066.05 | 34818.38 | -1518.54 | 0 | 788.007 | 1063.393 | -0.1486 | 0.18255 | -0.60623 | 0.26979 | 1895.106 | -1190.84 | 0 | 1667.806 | 1749.682 | 2787.81 | 4754.097 | 1652.726 | 1529.687 | 2805.916 | 4754.097 | 2640.721 | 2742.357 | 2645.02 | 2867.196 | Competitive | Non-Competitive | 0 | TRUE | FALSE | 1 | Non-Competitive | 0.7265 | Non-Competitive
DWTRTRC5 3655__A FROM_TO | DWTRTRC5 | 3655__A | 287 | 2 | 2 | PARKDB1_8 | PRCK1_8 | FROM_TO | 36066.05 | 36777.15 | -360.143 | 0 | 663.504 | 1111.274 | -0.0742 | 0.017677 | -0.22655 | 0.093252 | 124.3913 | -150.117 | 0 |  | 3929.77 | 5613.39 | 3780.06 | 889.066 | 3448.446 | 10000 | 5986.552 | 2580.95 | 4205.275 | 7006.91 | 4541.824 | Competitive | Competitive | 1 | TRUE | FALSE | 1 | Non-Competitive | 0.7265 | Non-Competitive
DWTRTRC5 3655__A TO_FROM | DWTRTRC5 | 3655__A | 287 | 2 | 2 | PARKDB1_8 | PRCK1_8 | TO_FROM | 36066.05 | 35066.43 | -114.598 | 0 | 1089.717 | 663.504 | -0.01768 | 0.074197 | -0.09325 | 0.22655 | 379.4232 | -83.5585 | 0 | 3591.515 |  | 3780.06 | 5613.39 | 3194.807 | 1203.102 | 5986.552 | 10000 | 3998.555 | 3338.2 | 4301.382 | 7006.91 | Competitive | Non-Competitive | 0 | TRUE | FALSE | 1 | Non-Competitive | 0.7265 | Non-Competitive
DWTRTRC5 3655__B FROM_TO | DWTRTRC5 | 3655__B | 304 | 2 | 2 | PRCKSW1_8 | PRCK1_8 | FROM_TO | 36066.05 | 35959.3 | -107.485 | 0 | 1113.272 | 673.519 | -0.01748 | 0.074394 | -0.77325 | 0.21165 | 386.5468 | -76.4307 | 0 | 3205.702 |  | 3779.471 | 5633.47 | 3191.996 | 1297.929 | 5982.263 | 10000 | 3988.104 | 3609.821 | 3982.678 | 7071.192 | Competitive | Non-Competitive | 0 | TRUE | FALSE | 1 | Non-Competitive | 0.828 | Non-Competitive
DWTRTRC5 3655__B TO_FROM | DWTRTRC5 | 3655__B | 304 | 2 | 2 | PRCKSW1_8 | PRCK1_8 | TO_FROM | 36066.05 | 36942.17 | -367.303 | 0 | 661.888 | 1101.041 | -0.07439 | 0.01748 | -0.21165 | 0.77325 | 117.2598 | -157.327 | 0 |  | 3482.82 | 5633.47 | 3779.471 | 943.94 | 3445.674 | 10000 | 5982.263 | 2821.422 | 4195.577 | 7071.192 | 4196.786 | Competitive | Competitive | 1 | TRUE | FALSE | 1 | Non-Competitive | 0.828 | Non-Competitive
DWTRTRC5 TRSES_MR6H FROM_TO | DWTRTRC5 | TRSES_MR6H | 348 | 2 | 2 | TRINDAD1_5 | TRSES6_1 | FROM_TO | 36066.05 | 36060.76 | -103.336 | 0 | 1059.666 | 10000 | -0.69769 | 0.051843 | -0.69769 | 0.11123 | 351.6895 | -94.0521 | 0 | 4818.524 | 7388.437 | 4818.524 | 10000 | 1368.976 | 3870.76 | 5014.513 | 10000 | 2409.912 | 9441.418 | 5244.944 | 9599.942 | Non-Competitive | Non-Competitive | 0 | TRUE | FALSE | 1 | Non-Competitive | 0.9765 | Non-Competitive
DWTRTRC5 TRSES_MR6H TO_FROM | DWTRTRC5 | TRSES_MR6H | 348 | 2 | 2 | TRINDAD1_5 | TRSES6_1 | TO_FROM | 36066.05 | 35315.99 | -287.044 | 0 | 10000 | 1056.719 | -0.05184 | 0.69768 | -0.11123 | 0.69768 | 428.6171 | -273.327 | 0 | 7388.437 | 4818.524 | 10000 | 4818.524 | 3248.851 | 1463.316 | 10000 | 5014.513 | 9407.33 | 2483.358 | 9599.942 | 5244.944 | Non-Competitive | Non-Competitive | 0 | TRUE | FALSE | 1 | Non-Competitive | 0.9765 | Non-Competitive
DWTRTRC5 TRSES_MR6L FROM_TO | DWTRTRC5 | TRSES_MR6L | 348 | 2 | 2 | TDADTMOD_8 | TRSES6_1 | FROM_TO | 36066.05 | 36387.12 | -360.985 | 0 | 781.991 | 1068.565 | -0.30231 | 0.079635 | -0.30231 | 0.2812 | 253.3025 | -266.37 | 0 | 10000 | 6490.316 | 10000 | 10000 | 1315.089 | 1813.626 | 10000 | 10000 | 3854.487 | 7501.539 | 10000 | 8820.759 | Competitive | Competitive | 1 | TRUE | FALSE | 1 | Non-Competitive | 0.6875 | Non-Competitive
DWTRTRC5 TRSES_MR6L TO_FROM | DWTRTRC5 | TRSES_MR6L | 348 | 2 | 2 | TDADTMOD_8 | TRSES6_1 | TO_FROM | 36066.05 | 35798.36 | -102.823 | 0 | 1094.392 | 773.82 | -0.07964 | 0.30232 | -0.2812 | 0.30232 | 427.2681 | -102.351 | 0 | 6490.316 | 10000 | 10000 | 10000 | 1710.169 | 1676.186 | 10000 | 10000 | 7457.659 | 4294.652 | 8820.759 | 10000 | Competitive | Non-Competitive | 0 | TRUE | FALSE | 1 | Non-Competitive | 0.6875 | Non-Competitive
DWTRWLV5 3040__A FROM_TO | DWTRWLV5 | 3040__A | 1162 | 4 | 4 | CHILSW1_5 | WATMLL_E5 | FROM_TO | 36066.05 | 35919.63 | -926.639 | 0 | 769.089 | 1080.994 | -0.08251 | 0.078232 | -0.19138 | 0.16811 | 1183.343 | -788.396 | 0 | 1234.668 | 1882.049 | 1234.668 | 3028.785 | 1206.741 | 1520.964 | 1336.88 | 3133.92 | 1427.402 | 2329.071 | 1432.157 | 2509.799 | Competitive | Non-Competitive | 0 | TRUE | FALSE | 1 | Non-Competitive | 0.68 | Non-Competitive
DWTRWLV5 3040__A TO_FROM | DWTRWLV5 | 3040__A | 1162 | 4 | 4 | CHILSW1_5 | WATMLL_E5 | TO_FROM | 36066.05 | 35342.32 | -862.464 | 0 | 1080.994 | 769.089 | -0.07823 | 0.082511 | -0.16811 | 0.19138 | 1295.783 | -567.81 | 0 | 1882.049 | 2092.365 | 3028.785 | 2092.365 | 1461.248 | 2024.998 | 3133.92 | 2092.365 | 2295.043 | 2194.702 | 2509.799 | 2204.335 | Competitive | Non-Competitive | 0 | TRUE | FALSE | 1 | Non-Competitive | 0.68 | Non-Competitive
DWTRWLV5 3170__B FROM_TO | DWTRWLV5 | 3170__B | 233 | 4 | 4 | BUNTIN2_8 | SMPST2T_8 | FROM_TO | 36066.05 | 36212.92 | -140.894 | 0 | 771.171 | 1098.389 | -0.01247 | 0.045996 | -0.55196 | 0.256 | 152.2612 | -137.973 | 0 | 10000 |  | 10000 | 1916.967 | 1658.898 | 1237.307 | 10000 | 3579.098 | 5949.513 | 1404.421 | 10000 | 1937.786 | Competitive | Competitive | 1 | TRUE | FALSE | 1 | Non-Competitive | 0.9455 | Non-Competitive
DWTRWLV5 3170__B TO_FROM | DWTRWLV5 | 3170__B | 233 | 4 | 4 | BUNTIN2_8 | SMPST2T_8 | TO_FROM | 36066.05 | 36289.38 | -72.9712 | 0 | 1089.261 | 777.69 | -0.046 | 0.012466 | -0.256 | 0.55196 | 173.5102 | -35.4639 | 0 |  | 10000 | 1916.967 | 10000 | 1149.444 | 2252.62 | 3579.098 | 10000 | 1328.837 | 6454.896 | 1937.786 | 10000 | Competitive | Competitive | 1 | TRUE | FALSE | 1 | Non-Competitive | 0.9455 | Non-Competitive
DWTRWLV5 3200__A FROM_TO | DWTRWLV5 | 3200__A | 239 | 4 | 4 | MTCK_E8 | CHILSW_N8 | FROM_TO | 36066.05 | 35697.67 | -174.174 | 0 | 2416.729 | 888.42 | -0.01852 | 0.23922 | -0.1129 | 0.2397 | 278.0457 | -159.988 | 0 | 8037.656 |  | 10000 | 3909.496 | 3635.161 | 932.722 | 10000 | 5766.857 | 9111.126 | 1160.145 | 9748.716 | 4384.891 | Competitive | Non-Competitive | 0 | TRUE | FALSE | 1 | Non-Competitive | 0.7345 | Non-Competitive
DWTRWLV5 3200__A TO_FROM | DWTRWLV5 | 3200__A | 239 | 4 | 4 | MTCK_E8 | CHILSW_N8 | TO_FROM | 36066.05 | 36328.67 | -180.46 | 0 | 878.466 | 2416.726 | -0.23922 | 0.018524 | -0.2397 | 0.1129 | 174.9964 | -64.0532 | 0 |  | 8037.656 | 3909.496 | 10000 | 776.921 | 3845.169 | 5766.857 | 10000 | 990.878 | 9162.111 | 4384.891 | 9748.716 | Competitive | Competitive | 1 | TRUE | FALSE | 1 | Non-Competitive | 0.7345 | Non-Competitive
DWTRWLV5 3210__A FROM_TO | DWTRWLV5 | 3210__A | 239 | 4 | 4 | MTCK_W8 | CHILSW_S8 | FROM_TO | 36066.05 | 35700.12 | -173.446 | 0 | 2281.726 | 878.478 | -0.01801 | 0.23887 | -0.11388 | 0.2395 | 277.4757 | -159.424 | 0 | 8041.804 |  | 10000 | 3912.211 | 3640.429 | 933.143 | 10000 | 5809.912 | 9115.168 | 1156.647 | 9750.042 | 4397.269 | Competitive | Non-Competitive | 0 | TRUE | FALSE | 1 | Non-Competitive | 0.742 | Non-Competitive
DWTRWLV5 3210__A TO_FROM | DWTRWLV5 | 3210__A | 239 | 4 | 4 | MTCK_W8 | CHILSW_S8 | TO_FROM | 36066.05 | 36332.83 | -180.269 | 0 | 896.412 | 2281.731 | -0.23887 | 0.018007 | -0.2395 | 0.11388 | 174.0578 | -63.8915 | 0 |  | 8041.804 | 3912.211 | 10000 | 777.345 | 3850.585 | 5809.912 | 10000 | 987.894 | 9165.977 | 4397.269 | 9750.042 | Competitive | Competitive | 1 | TRUE | FALSE | 1 | Non-Competitive | 0.742 | Non-Competitive
DWTRWLV5 931__C FROM_TO | DWTRWLV5 | 931__C | 304 | 4 | 4 | DVILS1_8 | CHCLRKRD_T8 | FROM_TO | 36066.05 | 36084.76 | -193.606 | 0 | 781.379 | 1053.991 | -0.13487 | 0.096863 | -0.35029 | 0.53171 | 296.4524 | -154.339 | 0 | 10000 | 10000 | 10000 | 10000 | 2005.564 | 1207.42 | 10000 | 10000 | 7375.273 | 7318.631 | 10000 | 10000 | Competitive | Competitive | 1 | TRUE | FALSE | 1 | Non-Competitive | 0.695 | Non-Competitive
DWTRWLV5 931__C TO_FROM | DWTRWLV5 | 931__C | 304 | 4 | 4 | DVILS1_8 | CHCLRKRD_T8 | TO_FROM | 36066.05 | 36187.64 | -197.895 | 0 | 1053.271 | 781.379 | -0.09686 | 0.13487 | -0.53171 | 0.35029 | 239.3515 | -78.1443 | 0 | 10000 | 10000 | 10000 | 10000 | 1131.243 | 2793.084 | 10000 | 10000 | 7247.631 | 7906.407 | 10000 | 10000 | Competitive | Competitive | 1 | TRUE | FALSE | 1 | Non-Competitive | 0.695 | Non-Competitive
DW_DDEN8 AIR_W_DE_1 FROM_TO | DW_DDEN8 | AIR_W_DE_1 | 350 | 6 | 6 | JMCRSTL138 | W_DENT_8 | FROM_TO | 36066.05 | 37086.72 | -300.128 | 0 | 1130.118 | 674.122 | -0.02101 | 0.234 | -0.18552 | 0.69491 | 163.0124 | -205.929 | 0 | 3437.445 | 5000.269 | 5831.131 | 2115.922 | 1794.8 | 933.747 | 10000 | 1660.777 | 4798.861 | 1373.913 | 6373.37 | 1894.473 | Competitive | Competitive | 1 | TRUE | FALSE | 1 | Non-Competitive | 0.7185 | Non-Competitive
DW_DDEN8 AIR_W_DE_1 TO_FROM | DW_DDEN8 | AIR_W_DE_1 | 350 | 6 | 6 | JMCRSTL138 | W_DENT_8 | TO_FROM | 36066.05 | 36124.51 | -125.203 | 0 | 680.604 | 1130.118 | -0.234 | 0.021006 | -0.69491 | 0.18552 | 308.68 | -76.2369 | 0 | 5000.269 | 4728.652 | 988.357 | 10000 | 663.545 | 1912.685 | 731.983 | 10000 | 794.843 | 6166.057 | 929.248 | 8616.852 | Competitive | Competitive | 1 | TRUE | FALSE | 1 | Non-Competitive | 0.7185 | Non-Competitive
DW_DDEN8 HIC_LOCU_1 FROM_TO | DW_DDEN8 | HIC_LOCU_1 | 77 | 6 | 6 | HICKORY69 | LOCUST69 | FROM_TO | 36066.05 | 36114.55 | -53.5918 | 0 | 672.056 | 1165.594 | -0.40066 | 0.002863 | -0.54865 | 0.23686 | 50.2407 | 1.9694 | 0 |  | 10000 | 1002.698 | 10000 | 656.098 | 6693.972 | 1006.253 | 10000 | 711.309 | 9982.883 | 933.197 | 10000 | Competitive | Competitive | 1 | TRUE | FALSE | 1 | Non-Competitive | 0.7655 | Non-Competitive
DW_DDEN8 HIC_LOCU_1 TO_FROM | DW_DDEN8 | HIC_LOCU_1 | 77 | 6 | 6 | HICKORY69 | LOCUST69 | TO_FROM | 36066.05 | 36143.37 | -49.0967 | 0 | 1094.526 | 661.774 | -0.00286 | 0.40066 | -0.23687 | 0.54865 | 58.7276 | -36.5692 | 0 | 10000 |  | 10000 | 2076.457 | 6374.041 | 886.196 | 10000 | 2191.927 | 9977.689 | 1114.229 | 10000 | 1897.123 | Competitive | Competitive | 1 | TRUE | FALSE | 1 | Non-Competitive | 0.7655 | Non-Competitive
DZORHAY5 KENDAL_AT4L FROM_TO | DZORHAY5 | KENDAL_AT4L | 880 | 2 | 2 | L_KENDAL8_2Y | L_KENDAL1_1 | FROM_TO | 36066.05 | 40185.2 | -579.436 | 0 | 1146.467 | 1113.378 | -0.21473 | 0.006975 | -0.21473 | 0.53826 | -1.6527 | -124.055 | 0 |  | 10000 | 1986.783 | 10000 | 880.795 | 4128.272 | 4007.316 | 10000 | 1427.544 | 9705.365 | 1764.017 | 10000 | Competitive | Competitive | 1 | TRUE | FALSE | 1 | Non-Competitive | 0.672 | Non-Competitive
DZORHAY5 KENDAL_AT4L TO_FROM | DZORHAY5 | KENDAL_AT4L | 880 | 2 | 2 | L_KENDAL8_2Y | L_KENDAL1_1 | TO_FROM | 36066.05 | 36637.59 | 47.0493 | 0 | 1113.378 | 1131.73 | -0.00698 | 0.21473 | -0.53826 | 0.21473 | 571.3952 | 33.6874 | 0 | 5078.449 |  | 5078.449 | 10000 | 2864.16 | 1924.044 | 5078.449 | 10000 | 4986.565 | 5283.795 | 5078.449 | 10000 | Competitive | Competitive | 1 | TRUE | FALSE | 1 | Non-Competitive | 0.672 | Non-Competitive
N_3083 BLESSI_LOLITA1_1 FROM_TO | N_3083 | BLESSI_LOLITA1_1 | 211 | 0 | 0 | BLESSING4A | LOLITA4A | FROM_TO | 36066.05 | 34776.09 | -125.752 | 0 | 1277.268 | 916.443 | -0.30149 | 0.052079 | -0.41558 | 0.13572 | 765.6307 | -0.14002 | 0 | 2201.712 | 1897.967 | 2201.712 | 5311.342 | 1156.843 | 1439.364 | 1491.301 | 6381.64 | 1429.022 | 4735.718 | 1969.694 | 4885.712 | Competitive | Non-Competitive | 0 | TRUE | FALSE | 1 | Non-Competitive | 0.75 | Non-Competitive
N_3083 BLESSI_LOLITA1_1 TO_FROM | N_3083 | BLESSI_LOLITA1_1 | 211 | 0 | 0 | BLESSING4A | LOLITA4A | TO_FROM | 36066.05 | 35720.74 | -565.553 | 0 | 916.442 | 1277.268 | -0.05208 | 0.30149 | -0.13572 | 0.41558 | 236.3278 | -592.445 | 0 | 1359.39 | 2367.904 | 5311.342 | 2367.904 | 1144.481 | 1307.997 | 6381.64 | 1739.802 | 4301.252 | 1571.023 | 4433.943 | 2128.99 | Competitive | Non-Competitive | 0 | TRUE | FALSE | 1 | Non-Competitive | 0.75 | Non-Competitive
SABMBLU5 ABNW_CALLAH1_1 FROM_TO | SABMBLU5 | ABNW_CALLAH1_1 | 135 | 1 | 1 | ABNW4A | CALLAHAN4A | FROM_TO | 36066.05 | 36125.5 | -91.4823 | 0 | 1126.456 | 827.261 | -0.00804 | 0.036066 | -0.59305 | 0.10389 | 99.7253 | -48.7383 | 0 | 2763.962 |  | 2203.041 | 5340.462 | 1371.46 | 1030.366 | 2763.962 | 7993.051 | 1733.662 | 1168.96 | 2519.176 | 5084 | Competitive | Competitive | 1 | TRUE | FALSE | 1 | Non-Competitive | 0.68 | Non-Competitive
SABMBLU5 ABNW_CALLAH1_1 TO_FROM | SABMBLU5 | ABNW_CALLAH1_1 | 135 | 1 | 1 | ABNW4A | CALLAHAN4A | TO_FROM | 36066.05 | 36290.09 | -57.746 | 0 | 819.443 | 1127.821 | -0.01163 | 0.13725 | -0.10389 | 0.59305 | 111.4914 | -30.1759 | 0 | 5209.106 |  | 10000 | 2488.371 | 899.718 | 1925.568 | 10000 | 3233.026 | 7483.233 | 2029.019 | 8605.554 | 2300.513 | Competitive | Competitive | 1 | TRUE | FALSE | 1 | Non-Competitive | 0.68 | Non-Competitive
SABMBLU5 ABSO_BLUF_C1_1 FROM_TO | SABMBLU5 | ABSO_BLUF_C1_1 | 382 | 1 | 1 | ABSO4A | BLF_CRK4C | FROM_TO | 36066.05 | 37897.78 | -220.252 | 0 | 1221.826 | 872.615 | -0.01079 | 0.15977 | -0.11809 | 0.29515 | 169.0755 | -153.104 | 0 | 2797.934 |  | 2861.243 | 1011.042 | 1587.577 | 962.942 | 4278.011 | 1765.487 | 3165.035 | 953.976 | 3593.066 | 997.893 | Competitive | Competitive | 1 | TRUE | FALSE | 1 | Non-Competitive | 0.789 | Non-Competitive
SABMBLU5 ABSO_BLUF_C1_1 TO_FROM | SABMBLU5 | ABSO_BLUF_C1_1 | 382 | 1 | 1 | ABSO4A | BLF_CRK4C | TO_FROM | 36066.05 | 36463.67 | -72.7791 | 0 | 878.963 | 1256.933 | -0.02744 | 0.11777 | -0.29515 | 0.11809 | 262.0609 | 0.16271 | 0 | 3977.517 | 10000 | 6974.361 | 2812.282 | 720.504 | 2138.6 | 10000 | 2543.591 | 4192.487 | 2879.732 | 7160.922 | 3198.383 | Competitive | Competitive | 1 | TRUE | FALSE | 1 | Non-Competitive | 0.789 | Non-Competitive
SABMBLU5 NICOLE_OAKC1_1 FROM_TO | SABMBLU5 | NICOLE_OAKC1_1 | 275 | 1 | 1 | OAKC4A | NICOLE4A | FROM_TO | 36066.05 | 36942.03 | -161.894 | 0 | 1230.692 | 817.79 | -0.00618 | 0.053978 | -0.3088 | 0.65004 | 5.0527 | -66.741 | 0 | 4040.746 |  | 4040.746 | 2130.352 | 1676.354 | 883.036 | 10000 | 3494.034 | 3012.415 | 868.913 | 4887.282 | 2541.685 | Competitive | Competitive | 1 | TRUE | FALSE | 1 | Non-Competitive | 0.6485 | Non-Competitive
SABMBLU5 NICOLE_OAKC1_1 TO_FROM | SABMBLU5 | NICOLE_OAKC1_1 | 275 | 1 | 1 | OAKC4A | NICOLE4A | TO_FROM | 36066.05 | 36227.8 | 13.441 | 0 | 817.79 | 1230.692 | -0.02313 | 0.3088 | -0.65004 | 0.3088 | 169.856 | 19.1154 | 0 | 6112.783 | 10000 | 10000 | 10000 | 955.382 | 3253.706 | 10000 | 10000 | 8218.053 | 2910.737 | 8700.703 | 10000 | Competitive | Competitive | 1 | TRUE | FALSE | 1 | Non-Competitive | 0.6485 | Non-Competitive
SABMBLU5 NICOLE_ORNT1_1 FROM_TO | SABMBLU5 | NICOLE_ORNT1_1 | 135 | 1 | 1 | NICOLE4A | ORNT4A | FROM_TO | 36066.05 | 36044.26 | -56.4411 | 0 | 1083.763 | 935.778 | -0.01586 | 0.17701 | -0.30249 | 0.17701 | 141.5915 | -29.2101 | 0 | 6189.147 |  | 10000 | 10000 | 1322.929 | 1194.212 | 10000 | 10000 | 7698.343 | 1821.259 | 8790.471 | 10000 | Competitive | Non-Competitive | 0 | TRUE | FALSE | 1 | Non-Competitive | 0.6875 | Non-Competitive
SABMBLU5 NICOLE_ORNT1_1 TO_FROM | SABMBLU5 | NICOLE_ORNT1_1 | 135 | 1 | 1 | NICOLE4A | ORNT4A | TO_FROM | 36066.05 | 36383.89 | -103.348 | 0 | 928.468 | 1085.393 | -0.00689 | 0.054336 | -0.17701 | 0.30249 | 78.6424 | -46.9849 | 0 | 10000 |  | 10000 | 2396.88 | 1152.178 | 1913.64 | 10000 | 2629.462 | 3743.991 | 1909.681 | 10000 | 2245.695 | Competitive | Competitive | 1 | TRUE | FALSE | 1 | Non-Competitive | 0.6875 | Non-Competitive
SABOAB29 ABSO_WTGULF1_1 FROM_TO | SABOAB29 | ABSO_WTGULF1_1 | 38 | 1 | 1 | ABSO2A | ABWTGUT2 | FROM_TO | 36066.05 | 36070.35 | 5.704 | 0 | 846.144 | 1219.59 | -0.00189 | 0.008765 | -0.68479 | 0.16302 | 35.0587 | 6.1079 | 0 |  |  | 2260.118 | 5551.789 | 647.354 | 5481.452 | 5207.624 | 5551.789 | 1023.862 | 5205.188 | 2846.972 | 5166.943 | Competitive | Competitive | 1 | FALSE | FALSE | 1 | Non-Competitive | 0.6565 | Non-Competitive
SABOAB29 ABSO_WTGULF1_1 TO_FROM | SABOAB29 | ABSO_WTGULF1_1 | 38 | 1 | 1 | ABSO2A | ABWTGUT2 | TO_FROM | 36066.05 | 36311.14 | -32.1401 | 0 | 1219.59 | 846.144 | -0.00192 | 0.00771 | -0.16302 | 0.68479 | -2.0833 | -19.1168 | 0 |  |  | 5597.516 | 2568.229 | 2551.147 | 870.831 | 5597.516 | 3032.647 | 2838.576 | 1165.581 | 6808.802 | 2857.153 | Competitive | Competitive | 1 | FALSE | FALSE | 1 | Non-Competitive | 0.6565 | Non-Competitive
SABSBLU8 NICOLE_OAKC1_1 FROM_TO | SABSBLU8 | NICOLE_OAKC1_1 | 275 | 2 | 2 | OAKC4A | NICOLE4A | FROM_TO | 36066.05 | 36986.09 | -183.888 | 0 | 1132.342 | 866.23 | -0.00717 | 0.055509 | -0.30868 | 0.65099 | -6.8489 | -78.2445 | 0 | 2714.44 |  | 2714.44 | 3098.478 | 1987.357 | 861.616 | 4361.096 | 3504.413 | 3002.394 | 844.482 | 3361.573 | 3127.563 | Competitive | Competitive | 1 | TRUE | FALSE | 1 | Non-Competitive | 0.6645 | Non-Competitive
SABSBLU8 NICOLE_OAKC1_1 TO_FROM | SABSBLU8 | NICOLE_OAKC1_1 | 275 | 2 | 2 | OAKC4A | NICOLE4A | TO_FROM | 36066.05 | 36199.54 | 28.4027 | 0 | 849.372 | 1160.292 | -0.02499 | 0.30868 | -0.65099 | 0.30868 | 188.1018 | 41.7355 | 0 | 5935.509 | 10000 | 10000 | 10000 | 809.793 | 4417.397 | 10000 | 10000 | 7796.216 | 3408.996 | 8464.592 | 10000 | Competitive | Competitive | 1 | TRUE | FALSE | 1 | Non-Competitive | 0.6645 | Non-Competitive
SACRLME9 6215__A FROM_TO | SACRLME9 | 6215__A | 152 | 4 | 4 | BLUFCKTA_8 | CHINAGRV_8 | FROM_TO | 36066.05 | 34937.96 | -79.2363 | 0 | 3262.345 | 1257.828 | -0.02687 | 0.54788 | -0.08548 | 0.6125 | 244.34 | -70.4644 | 0 | 2661.31 | 10000 | 5382.049 | 9121.359 | 2044.908 | 1093.267 | 10000 | 9121.359 | 5195.447 | 2582.234 | 5264.659 | 8676.626 | Non-Competitive | Non-Competitive | 0 | TRUE | FALSE | 1 | Non-Competitive | 0.656 | Non-Competitive
SACRLME9 6215__A TO_FROM | SACRLME9 | 6215__A | 152 | 4 | 4 | BLUFCKTA_8 | CHINAGRV_8 | TO_FROM | 36066.05 | 36159.93 | -146.999 | 0 | 1297.27 | 3262.35 | -0.04021 | 0.029067 | -0.6125 | 0.085478 | 94.4983 | 36.8646 | 0 | 5961.852 | 10000 | 4747.031 | 10000 | 947.841 | 3693.128 | 4747.031 | 10000 | 1976.39 | 5880.551 | 4139.749 | 10000 | Competitive | Competitive | 1 | TRUE | FALSE | 1 | Non-Competitive | 0.656 | Non-Competitive
SAIRHIW9 KOCH_UP_69A1 FROM_TO | SAIRHIW9 | KOCH_UP_69A1 | 91.3 | 2 | 2 | KOCH_UP2A | KOCH_UP4A | FROM_TO | 36066.05 | 38585.59 | -104.134 | 0 | 977.225 | 1151.344 | -0.0243 | 0.00562 | -0.0647 | 0.51161 | -67.7384 | -85.0488 | 0 |  | 10000 | 10000 | 5582.19 | 10000 | 908.792 | 10000 | 5582.19 | 10000 | 2527.982 | 10000 | 6205.76 | Competitive | Competitive | 1 | TRUE | FALSE | 1 | Non-Competitive | 0.703 | Non-Competitive
SAIRHIW9 KOCH_UP_69A1 TO_FROM | SAIRHIW9 | KOCH_UP_69A1 | 91.3 | 2 | 2 | KOCH_UP2A | KOCH_UP4A | TO_FROM | 36066.05 | 36037.9 | 68.7606 | 0 | 1183.603 | 931.178 | -0.00562 | 0.024299 | -0.51161 | 0.064697 | 105.7021 | 69.019 | 0 | 10000 |  | 4326.954 | 10000 | 757.17 | 10000 | 5582.19 | 10000 | 2077.65 | 10000 | 5607.542 | 10000 | Competitive | Non-Competitive | 0 | TRUE | FALSE | 1 | Non-Competitive | 0.703 | Non-Competitive
SAIRNCA8 BONIVI_RINCON1_1 FROM_TO | SAIRNCA8 | BONIVI_RINCON1_1 | 38 | 1 | 1 | RINCON2A | BONIVIEW2A | FROM_TO | 36066.05 | 36056.86 | -29.3986 | 0 | 974.143 | 1122.5 | -0.01786 | 0.026608 | -0.76219 | 0.070946 | 43.9156 | -24.2519 | 0 | 3013.732 |  | 1859.707 | 3343.245 | 1212.962 | 814.32 | 3013.732 | 3343.245 | 1899.86 | 2264.022 | 2245.948 | 3250.013 | Competitive | Non-Competitive | 0 | TRUE | FALSE | 1 | Non-Competitive | 0.703 | Non-Competitive
SAIRNCA8 BONIVI_RINCON1_1 TO_FROM | SAIRNCA8 | BONIVI_RINCON1_1 | 38 | 1 | 1 | RINCON2A | BONIVIEW2A | TO_FROM | 36066.05 | 36183.7 | -42.0178 | 0 | 1103.957 | 974.143 | -0.02661 | 0.01786 | -0.07095 | 0.76219 | 29.6531 | -15.2699 | 0 |  | 5644.313 | 3343.245 | 2690.554 | 756.117 | 2140.708 | 3343.245 | 5644.313 | 2252.622 | 3236.242 | 3250.013 | 3327.511 | Competitive | Competitive | 1 | TRUE | FALSE | 1 | Non-Competitive | 0.703 | Non-Competitive
SAJORIO5 CELANE_KLEBER1_1 FROM_TO | SAJORIO5 | CELANE_KLEBER1_1 | 211 | 1 | 1 | CELANEBI4A | KLEBERG4A | FROM_TO | 36066.05 | 36147.05 | 60.1893 | 0 | 1108.2 | 911.225 | -0.04635 | 0.35447 | -0.52014 | 0.35447 | 168.8705 | 73.0454 | 0 | 1938.913 | 5845.284 | 10000 | 5845.284 | 636.279 | 1678.927 | 10000 | 5845.284 | 4129.104 | 3353.782 | 4799.133 | 6941.754 | Competitive | Competitive | 1 | TRUE | FALSE | 1 | Non-Competitive | 0.6565 | Non-Competitive
SAJORIO5 CELANE_KLEBER1_1 TO_FROM | SAJORIO5 | CELANE_KLEBER1_1 | 211 | 1 | 1 | CELANEBI4A | KLEBERG4A | TO_FROM | 36066.05 | 36817.61 | -169.197 | 0 | 898.127 | 1109.515 | -0.35447 | 0.046346 | -0.35447 | 0.52014 | -56.8948 | -116.841 | 0 | 3092.98 | 5051.511 | 3092.98 | 10000 | 1471.518 | 833.96 | 4454.481 | 10000 | 2366.816 | 7124.75 | 3210.279 | 8578.625 | Competitive | Competitive | 1 | TRUE | FALSE | 1 | Non-Competitive | 0.6565 | Non-Competitive
SAJORIO5 CELANE_N_SHAR1_1 FROM_TO | SAJORIO5 | CELANE_N_SHAR1_1 | 211 | 1 | 1 | CELANEBI4A | N_SHARPE4A | FROM_TO | 36066.05 | 38046.51 | -183.233 | 0 | 10000 | 1142.481 | -0.03704 | 0.64474 | -0.13741 | 0.64474 | -57.0705 | -135.551 | 0 | 6250.605 | 10000 | 10000 | 10000 | 3468.385 | 908.745 | 10000 | 10000 | 9546.139 | 1533.996 | 9701.733 | 10000 | Competitive | Competitive | 1 | TRUE | FALSE | 1 | Non-Competitive | 0.6875 | Non-Competitive
SAJORIO5 CELANE_N_SHAR1_1 TO_FROM | SAJORIO5 | CELANE_N_SHAR1_1 | 211 | 1 | 1 | CELANEBI4A | N_SHARPE4A | TO_FROM | 36066.05 | 36110.42 | 88.2501 | 0 | 1142.481 | 10000 | -0.64474 | 0.056292 | -0.64474 | 0.1374 | 182.3944 | 98.7532 | 0 | 2380.347 | 8055.952 | 2380.347 | 10000 | 691.84 | 5432.323 | 2380.347 | 10000 | 1349.488 | 9793.961 | 2433.071 | 9856.202 | Competitive | Competitive | 1 | TRUE | FALSE | 1 | Non-Competitive | 0.6875 | Non-Competitive
SAJORIO5 NEDIN_XC2_1 FROM_TO | SAJORIO5 | NEDIN_XC2_1 | 994 | 1 | 1 | NEDIN7A | LHEDM | FROM_TO | 36066.05 | 40401.47 | -1067.49 | 0 | 1013.089 | 1155.313 | -0.04382 | 0.72198 | -0.40039 | 0.76575 | -641.965 | -1014.98 | 0 | 3522.401 | 929.241 | 4927.678 | 929.241 | 3508.177 | 925.136 | 4927.678 | 929.944 | 4815.653 | 915.042 | 4815.572 | 917.226 | Competitive | Competitive | 1 | TRUE | FALSE | 1 | Non-Competitive | 0.781 | Non-Competitive
SAJORIO5 NEDIN_XC2_1 TO_FROM | SAJORIO5 | NEDIN_XC2_1 | 994 | 1 | 1 | NEDIN7A | LHEDM | TO_FROM | 36066.05 | 35973.29 | 659.0043 | 0 | 1209.291 | 1013.089 | -0.72198 | 0.053318 | -0.76575 | 0.4004 | 1065.032 | 827.9362 | 0 | 798.172 | 3164.405 | 791.922 | 5413.086 | 788.886 | 3150 | 1631.878 | 5413.086 | 763.596 | 5275.721 | 765.16 | 5276.077 | Competitive | Non-Competitive | 0 | TRUE | FALSE | 1 | Non-Competitive | 0.781 | Non-Competitive
SAJORIO5 RAYMND_RAYMON1_1 FROM_TO | SAJORIO5 | RAYMND_RAYMON1_1 | 38 | 1 | 1 | RAYMND22A | RAYMOND12A | FROM_TO | 36066.05 | 36084.2 | 16.3219 | 0 | 1231.424 | 971.743 | -0.01819 | 0.012367 | -0.60582 | 0.26175 | 27.004 | 19.2756 | 0 |  |  | 10000 | 6243.589 | 717.558 | 4768.912 | 10000 | 10000 | 679.248 | 7605.528 | 10000 | 7740.915 | Competitive | Competitive | 1 | FALSE | FALSE | 1 | Non-Competitive | 0.672 | Non-Competitive
SAJORIO5 RAYMND_RAYMON1_1 TO_FROM | SAJORIO5 | RAYMND_RAYMON1_1 | 38 | 1 | 1 | RAYMND22A | RAYMOND12A | TO_FROM | 36066.05 | 36272.71 | -26.2919 | 0 | 1075.103 | 1570.84 | -0.01237 | 0.018192 | -0.26175 | 0.60582 | -16.4353 | -24.4342 | 0 |  |  | 4514.321 | 10000 | 3811.711 | 857.058 | 5482.352 | 10000 | 4405.013 | 864.54 | 4464.333 | 10000 | Competitive | Competitive | 1 | FALSE | FALSE | 1 | Non-Competitive | 0.672 | Non-Competitive
SALAN_28 AIRLIN_CABANI1_1 FROM_TO | SALAN_28 | AIRLIN_CABANI1_1 | 320 | 0 | 0 | AIRLINE4A | CABANISS4A | FROM_TO | 36066.05 | 37025.74 | -111.58 | 0 | 1064.426 | 915.916 | -0.07519 | 0.38074 | -0.22096 | 0.56689 | 109.0791 | -59.7323 | 0 | 7235.695 | 9061.894 | 10000 | 9061.894 | 6935.399 | 1530.552 | 10000 | 9061.894 | 9671.636 | 8341.41 | 9692.966 | 9275.364 | Competitive | Competitive | 1 | TRUE | FALSE | 1 | Non-Competitive | 0.6795 | Non-Competitive
SALAN_28 AIRLIN_CABANI1_1 TO_FROM | SALAN_28 | AIRLIN_CABANI1_1 | 320 | 0 | 0 | AIRLINE4A | CABANISS4A | TO_FROM | 36066.05 | 36429.2 | -109.711 | 0 | 1191.749 | 1103.245 | -0.38074 | 0.075193 | -0.56689 | 0.22096 | 112.9465 | 41.3983 | 0 | 6690.409 | 9357.866 | 9061.894 | 10000 | 1239.23 | 9282.449 | 9061.894 | 10000 | 7536.554 | 9891.277 | 8417.362 | 9893.73 | Competitive | Competitive | 1 | TRUE | FALSE | 1 | Non-Competitive | 0.6795 | Non-Competitive
SALIKIN8 FALFUR_69A1 FROM_TO | SALIKIN8 | FALFUR_69A1 | 41 | 1 | 1 | FALFUR2A | FALFUR4A | FROM_TO | 36066.05 | 36929.99 | -28.3862 | 0 | 1043.499 | 1074.134 | -0.00533 | 0.001729 | -0.06633 | 0.78345 | -15.8272 | -22.4881 | 0 |  |  | 2689.043 | 2540.221 | 2479.897 | 914.164 | 5677.772 | 5000.4 | 4134.846 | 791.445 | 4187.699 | 2617.71 | Competitive | Competitive | 1 | FALSE | FALSE | 1 | Non-Competitive | 0.695 | Non-Competitive
SALIKIN8 FALFUR_69A1 TO_FROM | SALIKIN8 | FALFUR_69A1 | 41 | 1 | 1 | FALFUR2A | FALFUR4A | TO_FROM | 36066.05 | 36081.29 | 16.1703 | 0 | 1008.975 | 1224.43 | -0.00173 | 0.016408 | -0.78345 | 0.066333 | 28.958 | 18.0882 | 0 |  |  | 5964.558 | 3525.117 | 748.257 | 3208.564 | 10000 | 5677.772 | 2600.766 | 4968.029 | 7711.264 | 5038.015 | Competitive | Competitive | 1 | FALSE | FALSE | 1 | Non-Competitive | 0.695 | Non-Competitive
SAMGJEW8 2310__C FROM_TO | SAMGJEW8 | 2310__C | 39 | 6 | 6 | NAVARRO1_9 | RICHLAND1_9 | FROM_TO | 36066.05 | 36091.17 | 13.8299 | 0 | 0 | 783.721 | 0 | 0.000383 | -0.99962 | 0.000383 | 13.8158 | 13.8802 | 0 |  |  | 783.721 |  | 783.721 |  | 783.721 |  | 783.721 |  | 783.721 | 0 | Competitive | Competitive | 1 | FALSE | TRUE | 1 | Non-Competitive | 0.7105 | Non-Competitive
SAMGJEW8 2310__C TO_FROM | SAMGJEW8 | 2310__C | 39 | 6 | 6 | NAVARRO1_9 | RICHLAND1_9 | TO_FROM | 36066.05 | 92690.8 | -13.8299 | 0 | 0 | 783.721 | -0.00038 | 0 | -0.00038 | 0.99962 | -13.844 | -13.8501 | 0 |  |  |  | 913.719 |  | 913.719 |  | 913.719 |  | 913.719 | 0 | 913.719 | Competitive | Competitive | 1 | FALSE | TRUE | 1 | Non-Competitive | 0.7105 | Non-Competitive
SAMGJEW8 2310__D FROM_TO | SAMGJEW8 | 2310__D | 39 | 6 | 6 | RICHLAND1_9 | WRTHMPOD_9 | FROM_TO | 36066.05 | 36092.13 | 12.8876 | 0 | 783.721 | 0 | 0 | 0.000356 | -0.99964 | 0.000356 | 12.8614 | 12.9214 | 0 |  |  | 783.721 |  | 783.721 |  | 783.721 |  | 783.721 |  | 783.721 | 0 | Competitive | Competitive | 1 | FALSE | TRUE | 1 | Non-Competitive | 0.7265 | Non-Competitive
SAMGJEW8 2310__D TO_FROM | SAMGJEW8 | 2310__D | 39 | 6 | 6 | RICHLAND1_9 | WRTHMPOD_9 | TO_FROM | 36066.05 | 92690.8 | -12.8876 | 0 | 783.721 | 0 | -0.00036 | 0 | -0.00036 | 0.99964 | -12.8876 | -12.8933 | 0 |  |  |  | 913.719 |  | 913.719 |  | 913.719 |  | 913.719 | 0 | 913.719 | Competitive | Competitive | 1 | FALSE | TRUE | 1 | Non-Competitive | 0.7265 | Non-Competitive
SASPPAI8 ASPM_69T1 FROM_TO | SASPPAI8 | ASPM_69T1 | 69 | 1 | 1 | ASPM2A | ASPM4A | FROM_TO | 36066.05 | 36165.7 | -110.779 | 0 | 1213.419 | 843.928 | -0.01108 | 0.004834 | -0.4532 | 0.38613 | 23.7855 | -4.8329 | 0 |  |  | 2380.894 | 3386.677 | 1087.217 | 3327.016 | 5460.288 | 3773.296 | 1726.991 | 4049.661 | 3023.787 | 4062.042 | Competitive | Competitive | 1 | FALSE | FALSE | 1 | Non-Competitive | 0.6875 | Non-Competitive
SASPPAI8 ASPM_69T1 TO_FROM | SASPPAI8 | ASPM_69T1 | 69 | 1 | 1 | ASPM2A | ASPM4A | TO_FROM | 36066.05 | 35947.34 | -20.198 | 0 | 819.352 | 1278.572 | -0.00329 | 0.21854 | -0.38613 | 0.4532 | 114.4352 | -17.85 | 0 | 4339.547 |  | 6914.474 | 2335.752 | 2081.204 | 1158.248 | 10000 | 2909.633 | 6674.568 | 1648.877 | 7056.13 | 2729.229 | Competitive | Non-Competitive | 0 | TRUE | FALSE | 1 | Non-Competitive | 0.6875 | Non-Competitive
SASPPAI8 ASPM_CONA1_1 FROM_TO | SASPPAI8 | ASPM_CONA1_1 | 30 | 1 | 1 | ASPM2A | CONA2A | FROM_TO | 36066.05 | 36060.67 | -13.2606 | 0 | 960.417 | 955.556 | -0.0004 | 0.10548 | -0.5922 | 0.31826 | 33.1515 | -9.4403 | 0 | 5100.194 |  | 5656.127 | 937.187 | 3359.237 | 937.056 | 10000 | 943.864 | 7106.894 | 927.823 | 7268.958 | 927.832 | Competitive | Non-Competitive | 0 | TRUE | FALSE | 1 | Non-Competitive | 0.68 | Non-Competitive
SASPPAI8 ASPM_CONA1_1 TO_FROM | SASPPAI8 | ASPM_CONA1_1 | 30 | 1 | 1 | ASPM2A | CONA2A | TO_FROM | 36066.05 | 36117.02 | -27.5058 | 0 | 994.085 | 1237.457 | -0.00181 | 0.014448 | -0.31826 | 0.5922 | 13.7797 | 6.0795 | 0 |  |  | 5207.624 | 3654.31 | 954.794 | 3093.115 | 5207.624 | 9649.002 | 4359.903 | 4655.244 | 5207.624 | 4962.133 | Competitive | Competitive | 1 | FALSE | FALSE | 1 | Non-Competitive | 0.68 | Non-Competitive
SASPSPU8 PADR_PADU1_1 FROM_TO | SASPSPU8 | PADR_PADU1_1 | 214 | 0 | 0 | PADR2A | PADU2A | FROM_TO | 36066.05 | 36911.27 | -20.0902 | 0 | 10000 | 1294.062 | -0.00277 | 0.54362 | -0.1699 | 0.81145 | 70.1825 | -19.1168 | 0 | 5640.62 |  | 10000 | 2822.108 | 2304.145 | 994.32 | 10000 | 2822.108 | 8976.278 | 1027.29 | 9192.407 | 3064.576 | Competitive | Competitive | 1 | TRUE | FALSE | 1 | Non-Competitive | 0.711 | Non-Competitive
SASPSPU8 PADR_PADU1_1 TO_FROM | SASPSPU8 | PADR_PADU1_1 | 214 | 0 | 0 | PADR2A | PADU2A | TO_FROM | 36066.05 | 36303.56 | -36.1188 | 0 | 1294.062 | 10000 | -0.00512 | 0.002772 | -0.81145 | 0.1699 | 21.1563 | 3.4963 | 0 |  |  | 3409.26 | 3363.611 | 929.318 | 3321.563 | 3691.499 | 9586.589 | 1166.152 | 3976.517 | 3900.407 | 3988.179 | Competitive | Competitive | 1 | FALSE | FALSE | 1 | Non-Competitive | 0.711 | Non-Competitive
SAVEJOL8 372T359_1 FROM_TO | SAVEJOL8 | 372T359_1 | 240 | 1 | 1 | L_GABRIE8_1Y | L_GLASSC8_1Y | FROM_TO | 36066.05 | 36121.11 | -69.4059 | 0 | 1206.259 | 827.298 | -0.09196 | 0.007579 | -0.71945 | 0.15073 | 199.4911 | 7.0723 | 0 |  | 10000 | 1563.412 | 10000 | 1275.467 | 3850.986 | 1604.958 | 10000 | 1504.208 | 9315.93 | 1643.29 | 10000 | Competitive | Competitive | 1 | TRUE | FALSE | 1 | Non-Competitive | 0.68 | Non-Competitive
SAVEJOL8 372T359_1 TO_FROM | SAVEJOL8 | 372T359_1 | 240 | 1 | 1 | L_GABRIE8_1Y | L_GLASSC8_1Y | TO_FROM | 36066.05 | 37155.02 | -135.693 | 0 | 827.298 | 1203.589 | -0.00758 | 0.091957 | -0.15073 | 0.71945 | 76.3143 | -148.949 | 0 | 10000 |  | 10000 | 1944.926 | 3133.819 | 1530.951 | 10000 | 1910.488 | 8883.044 | 1772.139 | 10000 | 1957.985 | Competitive | Competitive | 1 | TRUE | FALSE | 1 | Non-Competitive | 0.68 | Non-Competitive
SAVMBSP8 6250__A FROM_TO | SAVMBSP8 | 6250__A | 143 | 5 | 5 | BIGSPRIG_8 | COSDEN_8 | FROM_TO | 36066.05 | 35964.14 | -49.09 | 0 | 827.943 | 1220.337 | -0.02319 | 0.39792 | -0.57071 | 0.41197 | 200.2284 | -38.4743 | 0 | 1770.792 | 10000 | 2877.208 | 10000 | 1370.197 | 1783.99 | 2877.208 | 10000 | 3337.928 | 7620.203 | 3419.596 | 10000 | Competitive | Non-Competitive | 0 | TRUE | FALSE | 1 | Non-Competitive | 0.695 | Non-Competitive
SAVMBSP8 6250__A TO_FROM | SAVMBSP8 | 6250__A | 143 | 5 | 5 | BIGSPRIG_8 | COSDEN_8 | TO_FROM | 36066.05 | 36235.36 | -196.583 | 0 | 1220.337 | 907.325 | -0.2628 | 0.023188 | -0.41197 | 0.57071 | 73.2488 | -23.1841 | 0 | 10000 | 5763.164 | 5242.428 | 10000 | 1437.314 | 2873.75 | 6427.612 | 10000 | 5118.24 | 4563.497 | 6679.045 | 7298.212 | Competitive | Competitive | 1 | TRUE | FALSE | 1 | Non-Competitive | 0.695 | Non-Competitive
SAVMBSP8 BSPSW_FMR1 FROM_TO | SAVMBSP8 | BSPSW_FMR1 | 116 | 5 | 5 | BIGSPRIG_8 | BIGSPRIG_9 | FROM_TO | 36066.05 | 36117.72 | -18.6209 | 0 | 1119.068 | 5358.458 | -0.5229 | 0.16602 | -0.56595 | 0.17405 | 86.7576 | 5.4879 | 0 | 3109.043 | 10000 | 3109.043 | 10000 | 1405.384 | 6724.49 | 3109.043 | 10000 | 3921.719 | 9967.495 | 4047.003 | 10000 | Competitive | Competitive | 1 | TRUE | FALSE | 1 | Non-Competitive | 0.7815 | Non-Competitive
SAVMBSP8 BSPSW_FMR1 TO_FROM | SAVMBSP8 | BSPSW_FMR1 | 116 | 5 | 5 | BIGSPRIG_8 | BIGSPRIG_9 | TO_FROM | 36066.05 | 36516.91 | -63.2608 | 0 | 5358.457 | 1100.982 | -0.01178 | 0.5229 | -0.17405 | 0.56595 | 37.1421 | -21.9167 | 0 | 3943.496 |  | 5304.454 | 10000 | 2291.736 | 1588.285 | 5304.454 | 10000 | 4960.405 | 6216.07 | 5018.06 | 10000 | Competitive | Competitive | 1 | TRUE | FALSE | 1 | Non-Competitive | 0.7815 | Non-Competitive
SAZSL8 PRTTLR84_A FROM_TO | SAZSL8 | PRTTLR84_A | 235 | 1 | 1 | PORT____138A | TAYLOR__8010 | FROM_TO | 36066.05 | 35931.83 | -173.569 | 0 | 1082.104 | 703.799 | -0.23256 | 0.059078 | -0.65436 | 0.32029 | 323.6338 | -101.905 | 0 | 2670.062 | 3254.366 | 2670.062 | 3776.712 | 864.016 | 3212.329 | 3538.518 | 4828.155 | 2144.907 | 4114.206 | 3107.509 | 4117.916 | Competitive | Non-Competitive | 0 | TRUE | FALSE | 1 | Non-Competitive | 0.7185 | Non-Competitive
SAZSL8 PRTTLR84_A TO_FROM | SAZSL8 | PRTTLR84_A | 235 | 1 | 1 | PORT____138A | TAYLOR__8010 | TO_FROM | 36066.05 | 35952.75 | -293.944 | 0 | 703.799 | 1151.639 | -0.05908 | 0.23256 | -0.32029 | 0.65436 | 266.4372 | -262.645 | 0 | 3254.366 | 2670.062 | 3776.712 | 2670.062 | 3212.329 | 982.087 | 4828.155 | 3538.518 | 4114.206 | 2215.716 | 4117.916 | 3107.509 | Competitive | Non-Competitive | 0 | TRUE | FALSE | 1 | Non-Competitive | 0.7185 | Non-Competitive
SBATPAL8 2585_1 FROM_TO | SBATPAL8 | 2585_1 | 122 | 1 | 1 | MOORESUB8 | DOWNIESUB8 | FROM_TO | 36066.05 | 35900.41 | -158.115 | 0 | 1021.128 | 1134.098 | -0.17817 | 0.063303 | -0.43507 | 0.11682 | 194.0649 | -93.7625 | 0 | 10000 | 10000 | 10000 | 10000 | 1190.612 | 1538.443 | 10000 | 10000 | 3346.494 | 5739.4 | 10000 | 10000 | Competitive | Non-Competitive | 0 | TRUE | FALSE | 1 | Non-Competitive | 1.1015 | Non-Competitive
SBATPAL8 2585_1 TO_FROM | SBATPAL8 | 2585_1 | 122 | 1 | 1 | MOORESUB8 | DOWNIESUB8 | TO_FROM | 36066.05 | 34901.63 | -181.767 | 0 | 1134.098 | 1021.128 | -0.0633 | 0.17818 | -0.11682 | 0.43507 | 259.4949 | -146.25 | 0 | 1868.007 | 10000 | 6000.206 | 10000 | 801.017 | 1326.198 | 6000.206 | 10000 | 1768.605 | 3578.266 | 2765.191 | 10000 | Competitive | Non-Competitive | 0 | TRUE | FALSE | 1 | Non-Competitive | 1.1015 | Non-Competitive
SBATPEA8 2585_1 FROM_TO | SBATPEA8 | 2585_1 | 122 | 1 | 1 | MOORESUB8 | DOWNIESUB8 | FROM_TO | 36066.05 | 35881.13 | -140.112 | 0 | 1020.565 | 1148.431 | -0.16279 | 0.099804 | -0.39746 | 0.14298 | 195.7197 | -78.1834 | 0 | 10000 | 5409.535 | 10000 | 10000 | 1308.217 | 1472.364 | 10000 | 10000 | 5565.156 | 5544.312 | 10000 | 8811.843 | Competitive | Non-Competitive | 0 | TRUE | FALSE | 1 | Non-Competitive | 0.7105 | Non-Competitive
SBATPEA8 2585_1 TO_FROM | SBATPEA8 | 2585_1 | 122 | 1 | 1 | MOORESUB8 | DOWNIESUB8 | TO_FROM | 36066.05 | 35303.35 | -188.729 | 0 | 1148.431 | 1020.565 | -0.0998 | 0.16279 | -0.14298 | 0.39747 | 232.1326 | -143.164 | 0 | 1569.479 | 10000 | 5891.978 | 10000 | 763.173 | 1429.909 | 5891.978 | 10000 | 1734.332 | 5731.619 | 2566.616 | 10000 | Competitive | Non-Competitive | 0 | TRUE | FALSE | 1 | Non-Competitive | 0.7105 | Non-Competitive
SBATPEA8 PEARSALL_69_4 FROM_TO | SBATPEA8 | PEARSALL_69_4 | 143 | 1 | 1 | PEARSALLSW8 | PEARSALLSW9 | FROM_TO | 36066.05 | 36142.96 | 4.2889 | 0 | 1047.11 | 10000 | -0.67048 | 0.2014 | -0.67048 | 0.2014 | 91.4328 | 10.0973 | 0 | 10000 | 10000 | 10000 | 10000 | 1844.753 | 7756.945 | 10000 | 10000 | 9821.337 | 9973.346 | 10000 | 10000 | Competitive | Competitive | 1 | TRUE | FALSE | 1 | Non-Competitive | 0.6875 | Non-Competitive
SBATPEA8 PEARSALL_69_4 TO_FROM | SBATPEA8 | PEARSALL_69_4 | 143 | 1 | 1 | PEARSALLSW8 | PEARSALLSW9 | TO_FROM | 36066.05 | 36477.87 | -88.6093 | 0 | 10000 | 995.272 | -0.2014 | 0.67048 | -0.2014 | 0.67048 | 59.8127 | -39.4184 | 0 | 10000 | 10000 | 10000 | 10000 | 6411.567 | 2142.466 | 10000 | 10000 | 9943.348 | 9843.757 | 10000 | 10000 | Competitive | Competitive | 1 | TRUE | FALSE | 1 | Non-Competitive | 0.6875 | Non-Competitive
SBBSJE15 50__A FROM_TO | SBBSJE15 | 50__A | 1194 | 0 | 0 | BIGBRN__5 | JEWETT_N5 | FROM_TO | 36066.05 | 26727.64 | -1477.11 | 0 | 1141.142 | 899.567 | -0.07633 | 0.21462 | -0.18219 | 0.21462 | 3472.957 | -1399.21 | 0 | 1796.496 | 1477.465 | 2253.726 | 1526.22 | 1781.707 | 1467.294 | 4848.755 | 2136.555 | 2300.544 | 1677.978 | 2303.452 | 1681.844 | Competitive | Competitive | 0 | TRUE | TRUE | 1 | Competitive | 0.742 | Competitive
SBBSJE15 50__A TO_FROM | SBBSJE15 | 50__A | 1194 | 0 | 0 | BIGBRN__5 | JEWETT_N5 | TO_FROM | 36066.05 | 32663.26 | -1457.34 | 0 | 900.437 | 1141.146 | -0.21462 | 0.076327 | -0.21462 | 0.18219 | 2047.926 | -1524.93 | 0 | 1356.007 | 2256.545 | 1398.269 | 2382.189 | 1346.96 | 2234.846 | 2044.597 | 4848.755 | 1573.367 | 2645.754 | 1576.89 | 2649.406 | Competitive | Non-Competitive | 0 | TRUE | FALSE | 1 | Non-Competitive | 0.742 | Non-Competitive
SBBSJE25 50__A FROM_TO | SBBSJE25 | 50__A | 1194 | 1 | 1 | BIGBRN__5 | JEWETT_N5 | FROM_TO | 36066.05 | 23073.59 | -1948.12 | 0 | 1501.125 | 875.695 | -0.09614 | 0.29071 | -0.18501 | 0.29071 | 4613.08 | -1849.85 | 0 | 1817.965 | 1461.705 | 2288.547 | 1474.552 | 1813.408 | 1460.587 | 4850.294 | 2082.219 | 2354.524 | 1685.017 | 2354.784 | 1685.427 | Competitive | Competitive | 0 | TRUE | TRUE | 1 | Competitive | 0.703 | Competitive
SBBSJE25 50__A TO_FROM | SBBSJE25 | 50__A | 1194 | 1 | 1 | BIGBRN__5 | JEWETT_N5 | TO_FROM | 36066.05 | 31699.62 | -1915.84 | 0 | 883.434 | 1501.123 | -0.29071 | 0.096143 | -0.29071 | 0.18501 | 2681.102 | -1990.03 | 0 | 1340.005 | 2273.148 | 1351.094 | 2422.042 | 1338.758 | 2266.516 | 1965.839 | 4850.294 | 1575.145 | 2691.084 | 1575.56 | 2691.407 | Competitive | Non-Competitive | 0 | TRUE | FALSE | 1 | Non-Competitive | 0.703 | Non-Competitive
SBBSJEW5 40__A FROM_TO | SBBSJEW5 | 40__A | 1194 | 1 | 1 | BIGBRN__5 | JEWETT_S5 | FROM_TO | 36066.05 | 23349.45 | -1838.78 | 0 | 1515.938 | 873.787 | -0.0884 | 0.28835 | -0.18606 | 0.28835 | 4413.796 | -1754.19 | 0 | 1859.551 | 1430.056 | 2272.542 | 1462.239 | 1859.276 | 1430.056 | 4853.048 | 2023.446 | 2452.23 | 1688.419 | 2452.241 | 1688.419 | Competitive | Competitive | 0 | TRUE | TRUE | 1 | Competitive | 0.7185 | Competitive
SBBSJEW5 40__A TO_FROM | SBBSJEW5 | 40__A | 1194 | 1 | 1 | BIGBRN__5 | JEWETT_S5 | TO_FROM | 36066.05 | 32208.57 | -1796.99 | 0 | 883.9 | 1515.94 | -0.28835 | 0.088401 | -0.28835 | 0.18606 | 2494.395 | -1841.17 | 0 | 1308.259 | 2305.021 | 1336.049 | 2407.686 | 1307.903 | 2304.627 | 1851.654 | 4853.048 | 1569.374 | 2770.785 | 1569.455 | 2770.798 | Competitive | Non-Competitive | 0 | TRUE | FALSE | 1 | Non-Competitive | 0.7185 | Non-Competitive
SBBSRC25 TRSES_MR6H FROM_TO | SBBSRC25 | TRSES_MR6H | 348 | 1 | 1 | TRINDAD1_5 | TRSES6_1 | FROM_TO | 36066.05 | 36094.85 | -39.5394 | 0 | 981.897 | 10000 | -0.66141 | 0.15546 | -0.66141 | 0.15546 | 328.6448 | -42.4104 | 0 | 3865.671 | 7674.009 | 10000 | 10000 | 2273.669 | 5607.374 | 10000 | 10000 | 6350.247 | 9702.128 | 6683.03 | 9707.775 | Competitive | Competitive | 1 | TRUE | FALSE | 1 | Non-Competitive | 0.6795 | Non-Competitive
SBBSRC25 TRSES_MR6H TO_FROM | SBBSRC25 | TRSES_MR6H | 348 | 1 | 1 | TRINDAD1_5 | TRSES6_1 | TO_FROM | 36066.05 | 36883.85 | -193.148 | 0 | 10000 | 980.979 | -0.15546 | 0.66141 | -0.15546 | 0.66141 | 220.2513 | -211.64 | 0 | 7674.009 | 3865.671 | 10000 | 10000 | 5508.204 | 2593.171 | 10000 | 10000 | 9701.898 | 6402.104 | 9707.775 | 6683.03 | Competitive | Competitive | 1 | TRUE | FALSE | 1 | Non-Competitive | 0.6795 | Non-Competitive
SBCETM25 425__A FROM_TO | SBCETM25 | 425__A | 1163 | 1 | 1 | TEMP_SS__5 | BELL_E_5 | FROM_TO | 36066.05 | 35868.49 | -1132.12 | 0 | 873.592 | 1197.186 | -0.20217 | 0.10088 | -0.64627 | 0.21376 | 1292.706 | -1171.98 | 0 | 748.694 | 1939.681 | 699.129 | 3187.969 | 716.447 | 1914.257 | 867.999 | 6510.032 | 774.098 | 1936.819 | 809.81 | 1935.176 | Competitive | Competitive | 0 | TRUE | TRUE | 1 | Competitive | 0.664 | Competitive
SBCETM25 425__A TO_FROM | SBCETM25 | 425__A | 1163 | 1 | 1 | TEMP_SS__5 | BELL_E_5 | TO_FROM | 36066.05 | 34149.79 | -688.274 | 0 | 1216.342 | 886.991 | -0.10088 | 0.20217 | -0.21376 | 0.64627 | 1584.396 | -677.624 | 0 | 1891.932 | 1302.359 | 3187.969 | 1633.686 | 1867.987 | 1040.864 | 6510.032 | 2501.71 | 1919.078 | 1419.879 | 1917.422 | 1625.928 | Competitive | Competitive | 0 | TRUE | TRUE | 1 | Competitive | 0.664 | Competitive
SBCKCGR8 6430__C FROM_TO | SBCKCGR8 | 6430__C | 196 | 1 | 1 | MOSS_8 | AMOCNCTA_8 | FROM_TO | 36066.05 | 36245.9 | -85.9833 | 0 | 1136.575 | 2549.271 | -0.10037 | 0.013466 | -0.63616 | 0.060633 | 80.4068 | 42.94 | 0 |  | 10000 | 4018.663 | 10000 | 750.885 | 9790.789 | 4952.809 | 10000 | 2461.947 | 9974.315 | 4731.892 | 10000 | Competitive | Competitive | 1 | TRUE | FALSE | 1 | Non-Competitive | 0.695 | Non-Competitive
SBCKCGR8 6430__C TO_FROM | SBCKCGR8 | 6430__C | 196 | 1 | 1 | MOSS_8 | AMOCNCTA_8 | TO_FROM | 36066.05 | 36912.05 | -78.0676 | 0 | 2549.276 | 1215.158 | -0.01347 | 0.18383 | -0.06063 | 0.63616 | 145.3161 | -58.2694 | 0 | 2793.122 |  | 3337.286 | 4952.809 | 2253.509 | 873.521 | 3337.286 | 4952.809 | 3581.146 | 2903.667 | 3689.928 | 5192.298 | Competitive | Competitive | 1 | TRUE | FALSE | 1 | Non-Competitive | 0.695 | Non-Competitive
SBCKCGR8 6437__C FROM_TO | SBCKCGR8 | 6437__C | 410 | 1 | 1 | GOLDENSW_8 | BRAND_8 | FROM_TO | 36066.05 | 36405.02 | -100.608 | 0 | 1303.549 | 10000 | -0.04468 | 0.12492 | -0.86788 | 0.12492 | 115.8151 | -18.3988 | 0 | 3999.255 | 10000 | 4220.439 | 3651.451 | 1843.709 | 3369.002 | 4619.407 | 10000 | 4361.91 | 4716.494 | 4453.553 | 4801.542 | Competitive | Competitive | 1 | TRUE | FALSE | 1 | Non-Competitive | 0.7185 | Non-Competitive
SBCKCGR8 6437__C TO_FROM | SBCKCGR8 | 6437__C | 410 | 1 | 1 | GOLDENSW_8 | BRAND_8 | TO_FROM | 36066.05 | 37632.78 | -86.9847 | 0 | 10000 | 1215.086 | -0.01045 | 0.6205 | -0.12493 | 0.86788 | 214.534 | -29.5976 | 0 | 5305.273 |  | 10000 | 10000 | 2823.65 | 1428.703 | 10000 | 10000 | 8968.49 | 5187.873 | 9239.152 | 10000 | Competitive | Competitive | 1 | TRUE | FALSE | 1 | Non-Competitive | 0.7185 | Non-Competitive
SBCKCGR8 6611__D FROM_TO | SBCKCGR8 | 6611__D | 200 | 1 | 1 | LAMESA_9 | SPARNBRG_9 | FROM_TO | 36066.05 | 36324.55 | -23.3509 | 0 | 816.531 | 1792.338 | -0.06347 | 0.11329 | -0.49964 | 0.29753 | 70.7178 | -16.9409 | 0 | 2497.304 | 10000 | 5371.826 | 10000 | 1501.26 | 1162.623 | 10000 | 10000 | 4610.706 | 5616.884 | 5024.008 | 10000 | Competitive | Competitive | 1 | TRUE | FALSE | 1 | Non-Competitive | 0.7265 | Non-Competitive
SBCKCGR8 6611__D TO_FROM | SBCKCGR8 | 6611__D | 200 | 1 | 1 | LAMESA_9 | SPARNBRG_9 | TO_FROM | 36066.05 | 36630.63 | -70.461 | 0 | 1175.723 | 840.124 | -0.02151 | 0.063469 | -0.29753 | 0.49963 | 31.9602 | -1.4724 | 0 | 2711.876 | 10000 | 3155.344 | 10000 | 1158.801 | 3610.16 | 4636.77 | 10000 | 2814.995 | 5727.722 | 2879.872 | 10000 | Competitive | Competitive | 1 | TRUE | FALSE | 1 | Non-Competitive | 0.7265 | Non-Competitive
SBCKCGR8 ODNTH_FMR1 FROM_TO | SBCKCGR8 | ODNTH_FMR1 | 87 | 1 | 1 | ODESSANO_8 | ODESSANO_9 | FROM_TO | 36066.05 | 36138.73 | -33.6651 | 0 | 1118.062 | 827.089 | -0.03551 | 0.004819 | -0.70338 | 0.044902 | 35.882 | 24.6791 | 0 |  | 10000 | 4252.965 | 10000 | 736.095 | 9895.045 | 5804.821 | 10000 | 1577.991 | 9990.053 | 5091.205 | 10000 | Competitive | Competitive | 1 | TRUE | FALSE | 1 | Non-Competitive | 0.7035 | Non-Competitive
SBCKCGR8 ODNTH_FMR1 TO_FROM | SBCKCGR8 | ODNTH_FMR1 | 87 | 1 | 1 | ODESSANO_8 | ODESSANO_9 | TO_FROM | 36066.05 | 37264.82 | -35.3127 | 0 | 838.619 | 1096.64 | -0.00482 | 0.061557 | -0.0449 | 0.70338 | 33.793 | -28.9134 | 0 | 3427.509 |  | 3427.509 | 5291.27 | 2562.22 | 840.375 | 4226.801 | 5804.821 | 3816.389 | 1849.045 | 3998.743 | 5617.02 | Competitive | Competitive | 1 | TRUE | FALSE | 1 | Non-Competitive | 0.7035 | Non-Competitive
SBELHIG8 163T232_1 FROM_TO | SBELHIG8 | 163T232_1 | 205 | 2 | 2 | L_WALLER8_1Y | L_CHAPHI8_1Y | FROM_TO | 36066.05 | 35722.8 | -352.869 | 0 | 1281.4 | 872.866 | -0.04499 | 0.02825 | -0.36085 | 0.33709 | 326.6341 | -271.464 | 0 | 10000 | 5078.485 | 2973.014 | 3585.108 | 2496.988 | 1204.909 | 3001.405 | 6362.607 | 2619.825 | 2329.346 | 2837.994 | 4350.383 | Competitive | Non-Competitive | 0 | TRUE | FALSE | 1 | Non-Competitive | 0.789 | Non-Competitive
SBELHIG8 163T232_1 TO_FROM | SBELHIG8 | 163T232_1 | 205 | 2 | 2 | L_WALLER8_1Y | L_CHAPHI8_1Y | TO_FROM | 36066.05 | 35485.21 | -120.181 | 0 | 854.866 | 1281.4 | -0.02825 | 0.044991 | -0.33709 | 0.36085 | 407.8444 | -129.313 | 0 | 5078.485 | 10000 | 3585.108 | 2973.014 | 975.168 | 2545.759 | 6362.607 | 3001.405 | 1991.361 | 2633.257 | 4350.383 | 2837.994 | Competitive | Non-Competitive | 0 | TRUE | FALSE | 1 | Non-Competitive | 0.789 | Non-Competitive
SBELTMP8 2394__A FROM_TO | SBELTMP8 | 2394__A | 116 | 1 | 1 | POAGE | SEATON9 | FROM_TO | 36066.05 | 36324.16 | -69.0694 | 0 | 828.191 | 1178.59 | -0.00735 | 0.00925 | -0.24713 | 0.42466 | 52.5651 | -76.4141 | 0 |  |  | 3914.451 | 1937.666 | 1609.615 | 1477.135 | 4927.953 | 5571.309 | 2298.53 | 1559.151 | 4410.704 | 1783.056 | Competitive | Competitive | 1 | FALSE | FALSE | 1 | Non-Competitive | 0.6955 | Non-Competitive
SBELTMP8 2394__A TO_FROM | SBELTMP8 | 2394__A | 116 | 1 | 1 | POAGE | SEATON9 | TO_FROM | 36066.05 | 36087.8 | -49.8075 | 0 | 1178.59 | 844.908 | -0.00925 | 0.007348 | -0.42466 | 0.24713 | 106.7631 | -22.2554 | 0 |  |  | 1853.959 | 4917.398 | 1256.091 | 1879.189 | 5571.309 | 4927.953 | 1379.007 | 2577.919 | 1712.535 | 4989.863 | Competitive | Competitive | 1 | FALSE | FALSE | 1 | Non-Competitive | 0.6955 | Non-Competitive
SBELTMP8 SEA_AAT1 FROM_TO | SBELTMP8 | SEA_AAT1 | 60 | 1 | 1 | SEATON9 | SEATON8 | FROM_TO | 36066.05 | 36557.36 | -63.7188 | 0 | 995.217 | 1178.377 | -0.00521 | 0.010048 | -0.05888 | 0.61022 | 30.9469 | -58.3601 | 0 |  |  | 3695.587 | 1932.912 | 1178.805 | 1896.238 | 5354.686 | 1614.006 | 2422.822 | 1732.56 | 3342.868 | 1750.275 | Competitive | Competitive | 1 | FALSE | FALSE | 1 | Non-Competitive | 0.664 | Non-Competitive
SBELTMP8 SEA_AAT1 TO_FROM | SBELTMP8 | SEA_AAT1 | 60 | 1 | 1 | SEATON9 | SEATON8 | TO_FROM | 36066.05 | 36007.67 | -14.3476 | 0 | 1211.493 | 999.835 | -0.01005 | 0.005206 | -0.61022 | 0.058876 | 95.6276 | -12.5534 | 0 |  |  | 1405.647 | 3695.587 | 1384.176 | 1322.979 | 768.948 | 5354.686 | 1252.67 | 2543.878 | 1262.544 | 3342.868 | Competitive | Non-Competitive | 0 | FALSE | FALSE | 1 | Non-Competitive | 0.664 | Non-Competitive
SBGLTWI8 LVOK_SANTIA1_1 FROM_TO | SBGLTWI8 | LVOK_SANTIA1_1 | 170 | 1 | 1 | SANTIAGO4A | LVOK4A | FROM_TO | 36066.05 | 35839.37 | -213.294 | 0 | 1173.033 | 922.056 | -0.16888 | 0.25716 | -0.59698 | 0.25716 | 305.3218 | -29.2832 | 0 | 8467.845 | 10000 | 10000 | 10000 | 1217.774 | 1550.953 | 10000 | 10000 | 6991.708 | 7180.028 | 9840.583 | 10000 | Competitive | Non-Competitive | 0 | TRUE | FALSE | 1 | Non-Competitive | 0.711 | Non-Competitive
SBGLTWI8 LVOK_SANTIA1_1 TO_FROM | SBGLTWI8 | LVOK_SANTIA1_1 | 170 | 1 | 1 | SANTIAGO4A | LVOK4A | TO_FROM | 36066.05 | 35813.75 | -223.989 | 0 | 922.057 | 1174.212 | -0.00916 | 0.16888 | -0.25716 | 0.59698 | 234.5911 | -161.704 | 0 | 2375.715 |  | 2535.098 | 1919.848 | 1355.83 | 1612.578 | 2535.098 | 2043.502 | 2091.492 | 1866.893 | 2239.788 | 1942.572 | Competitive | Competitive | 0 | TRUE | TRUE | 1 | Competitive | 0.711 | Competitive
SBGLTWI8 SACO_SAMF1_1 FROM_TO | SBGLTWI8 | SACO_SAMF1_1 | 38 | 1 | 1 | SACO2A | SAMF2A | FROM_TO | 36066.05 | 36060.7 | -58.5499 | 0 | 1104.41 | 819.707 | -0.02339 | 0.005083 | -0.84726 | 0.039754 | 42.5365 | -3.7481 | 0 |  | 10000 | 3273.6 | 10000 | 1073.464 | 1971.574 | 10000 | 10000 | 1119.981 | 2897.392 | 3293.387 | 10000 | Competitive | Non-Competitive | 0 | TRUE | FALSE | 1 | Non-Competitive | 0.7265 | Non-Competitive
SBGLTWI8 SACO_SAMF1_1 TO_FROM | SBGLTWI8 | SACO_SAMF1_1 | 38 | 1 | 1 | SACO2A | SAMF2A | TO_FROM | 36066.05 | 35438.4 | -33.1053 | 0 | 819.705 | 1110.537 | -0.00132 | 0.041792 | -0.03975 | 0.84726 | 61.9294 | -31.4471 | 0 | 2932.157 |  | 2862.99 | 1396.438 | 1497.42 | 1275.939 | 2932.157 | 1895.215 | 2518.177 | 1523.722 | 2847.775 | 1580.674 | Competitive | Non-Competitive | 0 | TRUE | FALSE | 1 | Non-Competitive | 0.7265 | Non-Competitive
SBIGASH8 CRYSTA_TURTLC1_1 FROM_TO | SBIGASH8 | CRYSTA_TURTLC1_1 | 38 | 1 | 1 | CRYSTAL2A | TURTLECK2A | FROM_TO | 36066.05 | 36185.7 | -26.9311 | 0 | 1126.37 | 1101.7 | -0.0077 | 0.053202 | -0.27327 | 0.67135 | 4.808 | -22.8981 | 0 | 10000 |  | 10000 | 10000 | 1282.676 | 944.781 | 10000 | 10000 | 5155.289 | 2451.616 | 10000 | 10000 | Competitive | Competitive | 1 | TRUE | FALSE | 1 | Non-Competitive | 0.7425 | Non-Competitive
SBIGASH8 CRYSTA_TURTLC1_1 TO_FROM | SBIGASH8 | CRYSTA_TURTLC1_1 | 38 | 1 | 1 | CRYSTAL2A | TURTLECK2A | TO_FROM | 36066.05 | 36083.26 | -0.45098 | 0 | 1089.411 | 1004.001 | -0.01458 | 0.007699 | -0.67135 | 0.27327 | 26.4485 | 7.7408 | 0 |  |  | 10000 | 3337.087 | 893.965 | 2204.717 | 10000 | 3337.087 | 2300.32 | 3450.483 | 10000 | 3474.497 | Competitive | Competitive | 1 | FALSE | FALSE | 1 | Non-Competitive | 0.7425 | Non-Competitive
SBIGDIL8 ASHERT_W_BATE1_1 FROM_TO | SBIGDIL8 | ASHERT_W_BATE1_1 | 122 | 1 | 1 | W_BATESV4A | ASHERTON4A | FROM_TO | 36066.05 | 36154.42 | -35.3602 | 0 | 1048.08 | 1008.412 | -0.04859 | 0.048986 | -0.4018 | 0.21355 | 86.3676 | 0.68891 | 0 | 10000 | 3342.974 | 10000 | 3342.974 | 1089.042 | 1563.675 | 10000 | 3400.283 | 6206.785 | 3219.027 | 10000 | 3380.2 | Competitive | Competitive | 1 | TRUE | FALSE | 1 | Non-Competitive | 0.7185 | Non-Competitive
SBIGDIL8 ASHERT_W_BATE1_1 TO_FROM | SBIGDIL8 | ASHERT_W_BATE1_1 | 122 | 1 | 1 | W_BATESV4A | ASHERTON4A | TO_FROM | 36066.05 | 36374.34 | -88.9178 | 0 | 977.08 | 1048.08 | -0.04899 | 0.22412 | -0.21355 | 0.4018 | 56.2592 | -66.1542 | 0 | 2564.711 | 10000 | 10000 | 10000 | 966.415 | 1156.48 | 10000 | 10000 | 4954.964 | 6361.175 | 5353.841 | 10000 | Competitive | Competitive | 1 | TRUE | FALSE | 1 | Non-Competitive | 0.7185 | Non-Competitive
SBIGPEA9 POT_PEAR_1 FROM_TO | SBIGPEA9 | POT_PEAR_1 | 45 | 4 | 4 | POTEETSUB9 | PEARSALLSW9 | FROM_TO | 36066.05 | 36243.44 | -40.5102 | 0 | 1075.372 | 1029.068 | -0.09583 | 0.010176 | -0.09583 | 0.30247 | 27.9445 | -8.6926 | 0 |  | 10000 | 9069.954 | 10000 | 2203.272 | 4622.403 | 10000 | 10000 | 5799.812 | 9614.797 | 7927.311 | 10000 | Competitive | Competitive | 1 | TRUE | FALSE | 1 | Non-Competitive | 0.703 | Non-Competitive
SBIGPEA9 POT_PEAR_1 TO_FROM | SBIGPEA9 | POT_PEAR_1 | 45 | 4 | 4 | POTEETSUB9 | PEARSALLSW9 | TO_FROM | 36066.05 | 36042.44 | -29.4865 | 0 | 976.878 | 1075.371 | -0.01018 | 0.095827 | -0.30248 | 0.095827 | 52.1558 | -15.0867 | 0 | 9258.98 |  | 10000 | 9069.954 | 2259.079 | 2423.397 | 10000 | 10000 | 8797.536 | 6248.694 | 9733.885 | 7927.311 | Competitive | Non-Competitive | 0 | TRUE | FALSE | 1 | Non-Competitive | 0.703 | Non-Competitive
SBLESTP5 357T544_1 FROM_TO | SBLESTP5 | 357T544_1 | 38 | 1 | 1 | L_COLUMB9_1Y | L_STAFHI9_1Y | FROM_TO | 36066.05 | 35901.01 | -33.5327 | 0 | 1127.385 | 1129.668 | -0.02946 | 0.016051 | -0.60566 | 0.2971 | 137.9589 | -30.2841 | 0 |  | 3725.207 | 5149.921 | 3258.756 | 1037.494 | 1202.183 | 6517.718 | 3258.756 | 1439.998 | 2643.066 | 5593.201 | 3708.753 | Competitive | Non-Competitive | 0 | TRUE | FALSE | 1 | Non-Competitive | 0.75 | Non-Competitive
SBLESTP5 357T544_1 TO_FROM | SBLESTP5 | 357T544_1 | 38 | 1 | 1 | L_COLUMB9_1Y | L_STAFHI9_1Y | TO_FROM | 36066.05 | 35974.75 | -113.674 | 0 | 1129.668 | 1109.419 | -0.01605 | 0.029462 | -0.2971 | 0.60566 | 63.5762 | -107.115 | 0 | 3725.207 |  | 3258.756 | 5149.921 | 1007.163 | 1257.932 | 3258.756 | 6517.718 | 2479.492 | 1732.383 | 3708.753 | 5593.201 | Competitive | Non-Competitive | 0 | TRUE | FALSE | 1 | Non-Competitive | 0.75 | Non-Competitive
SBOSELM5 1030__A FROM_TO | SBOSELM5 | 1030__A | 191 | 1 | 1 | ROGERSHL | ELM_MOTT__8 | FROM_TO | 36066.05 | 34324.33 | -252.536 | 0 | 1086.913 | 995.17 | -0.02954 | 0.26268 | -0.15948 | 0.69054 | 482.7982 | -228.91 | 0 | 5389.637 | 10000 | 10000 | 5560.239 | 1362.683 | 1022.7 | 10000 | 10000 | 2641.945 | 1146.514 | 7203.723 | 7451.184 | Competitive | Non-Competitive | 0 | TRUE | FALSE | 1 | Non-Competitive | 0.7035 | Non-Competitive
SBOSELM5 1030__A TO_FROM | SBOSELM5 | 1030__A | 191 | 1 | 1 | ROGERSHL | ELM_MOTT__8 | TO_FROM | 36066.05 | 35901.09 | -209.742 | 0 | 989.431 | 1086.913 | -0.26268 | 0.029541 | -0.69054 | 0.15948 | 304.9129 | -249.732 | 0 | 10000 | 6138.783 | 5560.239 | 10000 | 930.109 | 1934.761 | 10000 | 10000 | 1050.232 | 3529.877 | 7451.184 | 7898.267 | Competitive | Non-Competitive | 0 | TRUE | FALSE | 1 | Non-Competitive | 0.7035 | Non-Competitive
SBOSELM5 1030__B FROM_TO | SBOSELM5 | 1030__B | 202 | 1 | 1 | ROGERSHL | BOSQUESW8 | FROM_TO | 36066.05 | 35769.91 | -214.597 | 0 | 993.691 | 1084.141 | -0.26281 | 0.029407 | -0.32502 | 0.30933 | 300.072 | -254.573 | 0 | 10000 | 6135.707 | 5572.71 | 10000 | 928.558 | 1933.521 | 10000 | 10000 | 1061.73 | 3493.9 | 7480.927 | 7888.88 | Competitive | Non-Competitive | 0 | TRUE | FALSE | 1 | Non-Competitive | 0.719 | Non-Competitive
SBOSELM5 1030__B TO_FROM | SBOSELM5 | 1030__B | 202 | 1 | 1 | ROGERSHL | BOSQUESW8 | TO_FROM | 36066.05 | 35166.73 | -247.7 | 0 | 1085.362 | 993.691 | -0.02941 | 0.26281 | -0.30933 | 0.32502 | 487.6811 | -224.076 | 0 | 5386.998 | 10000 | 10000 | 5572.71 | 1362.149 | 1020.904 | 10000 | 10000 | 2611.114 | 1158.943 | 7193.812 | 7480.927 | Competitive | Non-Competitive | 0 | TRUE | FALSE | 1 | Non-Competitive | 0.719 | Non-Competitive
SBOSWHT8 LKW_WHT_1 FROM_TO | SBOSWHT8 | LKW_WHT_1 | 172 | 1 | 1 | WHITNEY__8 | TNLKWHITNY1 | FROM_TO | 36066.05 | 35959.44 | -72.841 | 0 | 1112.556 | 1000.136 | -0.00796 | 0.13074 | -0.83251 | 0.15778 | 261.3904 | -65.8419 | 0 | 10000 |  | 10000 | 1397.816 | 1470.679 | 948.263 | 10000 | 5122.698 | 2178.921 | 1030.485 | 10000 | 1507.454 | Competitive | Non-Competitive | 0 | TRUE | FALSE | 1 | Non-Competitive | 0.703 | Non-Competitive
SBOSWHT8 LKW_WHT_1 TO_FROM | SBOSWHT8 | LKW_WHT_1 | 172 | 1 | 1 | WHITNEY__8 | TNLKWHITNY1 | TO_FROM | 36066.05 | 36515.91 | -143.777 | 0 | 1012.712 | 1110.626 | -0.13074 | 0.007958 | -0.15778 | 0.83251 | 100.2657 | -179.678 | 0 |  | 10000 | 1225.556 | 10000 | 858.386 | 1910.254 | 5122.698 | 10000 | 934.441 | 2600.595 | 1341.649 | 10000 | Competitive | Competitive | 1 | TRUE | FALSE | 1 | Non-Competitive | 0.703 | Non-Competitive
SBOSWHT8 OLKW_BOS_1 FROM_TO | SBOSWHT8 | OLKW_BOS_1 | 190 | 1 | 1 | BOSQUESW8 | TNLKWHITNY1 | FROM_TO | 36066.05 | 36552.56 | -128.832 | 0 | 1000.653 | 1112.345 | -0.1236 | 0.00937 | -0.15824 | 0.80217 | 112.046 | -161.666 | 0 |  | 10000 | 1621.725 | 10000 | 869.524 | 1916.832 | 10000 | 10000 | 933.808 | 2735.502 | 1820.159 | 10000 | Competitive | Competitive | 1 | TRUE | FALSE | 1 | Non-Competitive | 0.703 | Non-Competitive
SBOSWHT8 OLKW_BOS_1 TO_FROM | SBOSWHT8 | OLKW_BOS_1 | 190 | 1 | 1 | BOSQUESW8 | TNLKWHITNY1 | TO_FROM | 36066.05 | 35991.07 | -85.1221 | 0 | 1123.779 | 1013.206 | -0.00937 | 0.1236 | -0.80217 | 0.15824 | 250.1453 | -77.6024 | 0 | 10000 |  | 10000 | 1767.297 | 1439.203 | 958.736 | 10000 | 10000 | 2215.713 | 1026.268 | 10000 | 1948.34 | Competitive | Non-Competitive | 0 | TRUE | FALSE | 1 | Non-Competitive | 0.703 | Non-Competitive
SBRAHAM8 HAMILT_MAVERI1_1 FROM_TO | SBRAHAM8 | HAMILT_MAVERI1_1 | 122 | 0 | 0 | HAMILTN4 | MAVERICK4A | FROM_TO | 36066.05 | 35640.29 | -113.822 | 0 | 1167.09 | 2527.305 | -0.0294 | 0.20929 | -0.53363 | 0.20929 | 350.7221 | -75.0366 | 0 | 1832.807 | 4123.519 | 10000 | 4263.021 | 920.107 | 1164.955 | 10000 | 4263.021 | 1894.636 | 1419.732 | 3458.926 | 3901.479 | Non-Competitive | Non-Competitive | 0 | TRUE | FALSE | 1 | Non-Competitive | 0.6875 | Non-Competitive
SBRAHAM8 HAMILT_MAVERI1_1 TO_FROM | SBRAHAM8 | HAMILT_MAVERI1_1 | 122 | 0 | 0 | HAMILTN4 | MAVERICK4A | TO_FROM | 36066.05 | 35963.26 | -245.251 | 0 | 2527.305 | 1155.095 | -0.20929 | 0.45551 | -0.20929 | 0.53363 | 143.5126 | -179.971 | 0 | 3479.593 | 5363.881 | 10000 | 10000 | 1005.76 | 1597.757 | 10000 | 10000 | 7846.498 | 4758.393 | 8923.414 | 9000.432 | Non-Competitive | Non-Competitive | 0 | TRUE | FALSE | 1 | Non-Competitive | 0.6875 | Non-Competitive
SBRAUVA8 HAMILT_MAVERI1_1 FROM_TO | SBRAUVA8 | HAMILT_MAVERI1_1 | 122 | 0 | 0 | HAMILTN4 | MAVERICK4A | FROM_TO | 36066.05 | 35640.29 | -113.822 | 0 | 1167.09 | 2527.305 | -0.0294 | 0.20929 | -0.53363 | 0.20929 | 350.7221 | -75.0366 | 0 | 1832.807 | 4123.519 | 10000 | 4263.021 | 920.107 | 1164.955 | 10000 | 4263.021 | 1894.636 | 1419.732 | 3458.926 | 3901.479 | Non-Competitive | Non-Competitive | 0 | TRUE | FALSE | 1 | Non-Competitive | 0.711 | Non-Competitive
SBRAUVA8 HAMILT_MAVERI1_1 TO_FROM | SBRAUVA8 | HAMILT_MAVERI1_1 | 122 | 0 | 0 | HAMILTN4 | MAVERICK4A | TO_FROM | 36066.05 | 35963.26 | -245.251 | 0 | 2527.305 | 1155.095 | -0.20929 | 0.45551 | -0.20929 | 0.53363 | 143.5126 | -179.971 | 0 | 3479.593 | 5363.881 | 10000 | 10000 | 1005.76 | 1597.757 | 10000 | 10000 | 7846.498 | 4758.393 | 8923.414 | 9000.432 | Non-Competitive | Non-Competitive | 0 | TRUE | FALSE | 1 | Non-Competitive | 0.711 | Non-Competitive
SBRAWCO8 G69_R_1 FROM_TO | SBRAWCO8 | G69_R_1 | 63 | 1 | 1 | TNSWEENY__0 | TNOLDOCEAN0 | FROM_TO | 36066.05 | 36477.12 | -7.2251 | 0 | 792.589 | 10000 | -0.15915 | 0 | -0.17083 | 0.69739 | -7.1589 | -7.1497 | 0 |  | 10000 |  | 10000 |  | 4607.867 |  | 10000 |  | 9983.133 | 0 | 10000 | Competitive | Competitive | 1 | TRUE | FALSE | 1 | Non-Competitive | 0.7345 | Non-Competitive
SBRAWCO8 G69_R_1 TO_FROM | SBRAWCO8 | G69_R_1 | 63 | 1 | 1 | TNSWEENY__0 | TNOLDOCEAN0 | TO_FROM | 36066.05 | 36099.91 | 7.1615 | 0 | 783.001 | 0 | 0 | 0.15915 | -0.69739 | 0.17083 | 39.3893 | 7.1628 | 0 | 10000 |  | 10000 |  | 4188.786 |  | 10000 |  | 9980.549 |  | 10000 | 0 | Competitive | Competitive | 1 | TRUE | FALSE | 1 | Non-Competitive | 0.7345 | Non-Competitive
SBRNCMN8 670__B FROM_TO | SBRNCMN8 | 670__B | 135 | 1 | 1 | BRNWDSW_8 | CAMPBOW_P8 | FROM_TO | 36066.05 | 36089.45 | -136.561 | 0 | 999.937 | 1056.169 | -0.0199 | 0.020635 | -0.75538 | 0.207 | 117.3272 | -10.0992 | 0 | 10000 |  | 10000 | 2656.375 | 874.023 | 2312.918 | 10000 | 3066.276 | 1286.364 | 2788.203 | 10000 | 2862.764 | Competitive | Competitive | 1 | TRUE | FALSE | 1 | Non-Competitive | 0.6795 | Non-Competitive
SBRNCMN8 670__B TO_FROM | SBRNCMN8 | 670__B | 135 | 1 | 1 | BRNWDSW_8 | CAMPBOW_P8 | TO_FROM | 36066.05 | 35772.42 | -107.499 | 0 | 1055.878 | 993.642 | -0.02064 | 0.049144 | -0.207 | 0.75538 | 195.0326 | -100.396 | 0 | 2313.669 | 10000 | 1021.156 | 10000 | 789.014 | 950.97 | 5377.009 | 10000 | 889.294 | 1416.634 | 1081.137 | 10000 | Competitive | Non-Competitive | 0 | TRUE | FALSE | 1 | Non-Competitive | 0.6795 | Non-Competitive
SBRTORA8 6630__A FROM_TO | SBRTORA8 | 6630__A | 36 | 1 | 1 | IVAN_9 | BRECK_9 | FROM_TO | 36066.05 | 36183.31 | -6.9006 | 0 | 1215.454 | 798.402 | -0.0015 | 0.028684 | -0.16923 | 0.49904 | 16.1567 | -2.7315 | 0 | 10000 |  | 10000 | 5537.567 | 1560.618 | 1238.2 | 10000 | 10000 | 7558.503 | 4551.206 | 10000 | 7379.236 | Competitive | Competitive | 1 | TRUE | FALSE | 1 | Non-Competitive | 0.6795 | Non-Competitive
SBRTORA8 6630__A TO_FROM | SBRTORA8 | 6630__A | 36 | 1 | 1 | IVAN_9 | BRECK_9 | TO_FROM | 36066.05 | 36118.76 | -15.1971 | 0 | 751.865 | 1173.22 | -0.00544 | 0.014493 | -0.49904 | 0.16923 | 9.6602 | -7.3768 | 0 |  |  | 10000 | 10000 | 698.076 | 1995.194 | 10000 | 10000 | 4665.693 | 4315.772 | 10000 | 10000 | Competitive | Competitive | 1 | FALSE | FALSE | 1 | Non-Competitive | 0.6795 | Non-Competitive
SBRTORA8 6825__A FROM_TO | SBRTORA8 | 6825__A | 76 | 1 | 1 | GRAHAMSW_9 | GRAHAM_9 | FROM_TO | 36066.05 | 36118.07 | 3.917 | 0 | 736.658 | 1228.13 | -0.00389 | 0.07552 | -0.6608 | 0.25967 | 41.6234 | 11.4036 | 0 | 10000 |  | 10000 | 10000 | 963.492 | 9480.517 | 10000 | 10000 | 7175.155 | 9942.506 | 10000 | 10000 | Competitive | Competitive | 1 | TRUE | FALSE | 1 | Non-Competitive | 0.6875 | Non-Competitive
SBRTORA8 6825__A TO_FROM | SBRTORA8 | 6825__A | 76 | 1 | 1 | GRAHAMSW_9 | GRAHAM_9 | TO_FROM | 36066.05 | 36372.03 | -41.0332 | 0 | 1228.13 | 736.658 | -0.01907 | 0.008699 | -0.25967 | 0.6608 | -3.4463 | -17.5831 | 0 |  |  | 7433.667 | 10000 | 7114.111 | 1432.36 | 10000 | 10000 | 6353.406 | 7758.18 | 6381.547 | 10000 | Competitive | Competitive | 1 | FALSE | FALSE | 1 | Non-Competitive | 0.6875 | Non-Competitive
SBTECH25 BTE_AT-2 FROM_TO | SBTECH25 | BTE_AT-2 | 600 | 2 | 2 | BTE_2_5 | BTE_1_8 | FROM_TO | 36066.05 | 36456.67 | 209.1441 | 0 | 785.317 | 10000 | -0.99422 | 0.005781 | -0.99422 | 0.005781 | 208.8672 | 209.0175 | 0 |  | 10000 | 785.317 | 10000 | 785.317 | 10000 | 785.317 | 10000 | 785.317 | 10000 | 785.317 | 10000 | Competitive | Competitive | 1 | TRUE | FALSE | 1 | Non-Competitive | 0.6875 | Non-Competitive
SBTECH25 BTE_AT-2 TO_FROM | SBTECH25 | BTE_AT-2 | 600 | 2 | 2 | BTE_2_5 | BTE_1_8 | TO_FROM | 36066.05 | -25257.6 | -210.392 | 0 | 10000 | 785.317 | -0.00578 | 0.99422 | -0.00578 | 0.99422 | 750.997 | -209.031 | 0 | 10000 |  | 10000 | 916.086 | 10000 | 916.086 | 10000 | 916.086 | 10000 | 916.086 | 10000 | 916.086 | Non-Competitive | Non-Competitive | 0 | TRUE | FALSE | 1 | Non-Competitive | 0.6875 | Non-Competitive
SBUBCOR8 39T188_1 FROM_TO | SBUBCOR8 | 39T188_1 | 240 | 3 | 3 | L_WIRTZ_8_1Y | L_FERGUS8_1Y | FROM_TO | 36066.05 | 36630.37 | -202.173 | 0 | 1160.302 | 820.026 | -0.25137 | 0.21271 | -0.25137 | 0.21271 | 97.4295 | -43.5472 | 0 | 10000 | 10000 | 10000 | 10000 | 1331.389 | 4997.902 | 10000 | 10000 | 8788.215 | 9827.258 | 10000 | 10000 | Competitive | Competitive | 1 | TRUE | FALSE | 1 | Non-Competitive | 0.7035 | Non-Competitive
SBUBCOR8 39T188_1 TO_FROM | SBUBCOR8 | 39T188_1 | 240 | 3 | 3 | L_WIRTZ_8_1Y | L_FERGUS8_1Y | TO_FROM | 36066.05 | 36225.91 | -61.9537 | 0 | 814.455 | 1160.302 | -0.21271 | 0.25137 | -0.21271 | 0.25137 | 206.0054 | -63.3385 | 0 | 10000 | 10000 | 10000 | 10000 | 3767.033 | 1380.605 | 10000 | 10000 | 9606.797 | 8808.185 | 10000 | 10000 | Competitive | Competitive | 1 | TRUE | FALSE | 1 | Non-Competitive | 0.7035 | Non-Competitive
SBUEHAM8 HAMILT_MAVERI1_1 FROM_TO | SBUEHAM8 | HAMILT_MAVERI1_1 | 122 | 2 | 2 | HAMILTN4 | MAVERICK4A | FROM_TO | 36066.05 | 35624.55 | -105.462 | 0 | 1155.095 | 2527.305 | -0.02917 | 0.20952 | -0.5334 | 0.20952 | 359.1069 | -66.6701 | 0 | 1832.181 | 4120.552 | 10000 | 4259.335 | 928.783 | 1211.268 | 10000 | 4259.335 | 1848.382 | 1475.622 | 3437.582 | 3895.791 | Non-Competitive | Non-Competitive | 0 | TRUE | FALSE | 1 | Non-Competitive | 0.6875 | Non-Competitive
SBUEHAM8 HAMILT_MAVERI1_1 TO_FROM | SBUEHAM8 | HAMILT_MAVERI1_1 | 122 | 2 | 2 | HAMILTN4 | MAVERICK4A | TO_FROM | 36066.05 | 36003.34 | -253.625 | 0 | 2527.304 | 1155.095 | -0.20952 | 0.45528 | -0.20952 | 0.5334 | 135.1397 | -188.357 | 0 | 3493.697 | 5351.144 | 10000 | 10000 | 1048.752 | 1603.654 | 10000 | 10000 | 7946.74 | 4611.125 | 8939.897 | 8981.936 | Non-Competitive | Non-Competitive | 0 | TRUE | FALSE | 1 | Non-Competitive | 0.6875 | Non-Competitive
SC2M38 T0_Y4_1 FROM_TO | SC2M38 | T0_Y4_1 | 170 | 2 | 2 | BUCKEYE | LA_HTS_A | FROM_TO | 36066.05 | 36219.05 | -18.3136 | 0 | 973.034 | 1098.573 | -0.00286 | 0.02984 | -0.60918 | 0.23569 | 74.0643 | -36.1372 | 0 | 10000 |  | 10000 | 1670.422 | 8265.019 | 970.773 | 10000 | 5275.875 | 9660.307 | 1127.091 | 10000 | 1772.849 | Competitive | Competitive | 1 | TRUE | FALSE | 1 | Non-Competitive | 1.1485 | Non-Competitive
SC2M38 T0_Y4_1 TO_FROM | SC2M38 | T0_Y4_1 | 170 | 2 | 2 | BUCKEYE | LA_HTS_A | TO_FROM | 36066.05 | 36590.34 | -96.7449 | 0 | 1164.813 | 962.581 | -0.02984 | 0.002865 | -0.23569 | 0.60918 | 45.8699 | 13.6183 | 0 |  | 10000 | 1584.618 | 10000 | 886.807 | 9147.749 | 5275.875 | 10000 | 1060.877 | 9815.683 | 1690.235 | 10000 | Competitive | Competitive | 1 | TRUE | FALSE | 1 | Non-Competitive | 1.1485 | Non-Competitive
SCABWES8 ALAZAN_B_DAVI1_1 FROM_TO | SCABWES8 | ALAZAN_B_DAVI1_1 | 876 | 2 | 2 | B_DAVIS4A | ALAZAN4A | FROM_TO | 36066.05 | 38147.61 | -168.494 | 0 | 1159.985 | 986.156 | -0.11952 | 0.42739 | -0.35353 | 0.42739 | 145.9844 | -125.427 | 0 | 4146.393 | 4574.748 | 10000 | 5727.205 | 4037.56 | 884.419 | 10000 | 10000 | 8185.88 | 1847.41 | 8190.247 | 7007.095 | Competitive | Competitive | 1 | TRUE | FALSE | 1 | Non-Competitive | 0.6875 | Non-Competitive
SCABWES8 ALAZAN_B_DAVI1_1 TO_FROM | SCABWES8 | ALAZAN_B_DAVI1_1 | 876 | 2 | 2 | B_DAVIS4A | ALAZAN4A | TO_FROM | 36066.05 | 37706.45 | -141.885 | 0 | 974.221 | 1140.152 | -0.42739 | 0.11952 | -0.42739 | 0.35353 | 169.8477 | 16.1704 | 0 | 1847.276 | 4697.794 | 2285.942 | 10000 | 663.139 | 4566.423 | 10000 | 10000 | 1115.697 | 8329.888 | 1912.315 | 8334.371 | Competitive | Competitive | 1 | TRUE | FALSE | 1 | Non-Competitive | 0.6875 | Non-Competitive
SCABWES8 B_DAVI_RODD_F1_1 FROM_TO | SCABWES8 | B_DAVI_RODD_F1_1 | 366 | 2 | 2 | B_DAVIS4A | RODD_FLD4A | FROM_TO | 36066.05 | 36560.95 | -96.8245 | 0 | 1033.776 | 1102.262 | -0.09987 | 0.52026 | -0.31223 | 0.52026 | 211.4431 | -25.6512 | 0 | 6859.471 | 9122.541 | 10000 | 9122.541 | 6650.142 | 4710.509 | 10000 | 9122.541 | 9637.584 | 8751.926 | 9641.098 | 9368.376 | Competitive | Competitive | 1 | TRUE | FALSE | 1 | Non-Competitive | 0.7185 | Non-Competitive
SCABWES8 B_DAVI_RODD_F1_1 TO_FROM | SCABWES8 | B_DAVI_RODD_F1_1 | 366 | 2 | 2 | B_DAVIS4A | RODD_FLD4A | TO_FROM | 36066.05 | 36578.53 | -212.094 | 0 | 1103.959 | 1033.776 | -0.52026 | 0.099868 | -0.52026 | 0.31223 | 99.2767 | -5.2036 | 0 | 6617.343 | 9337.055 | 9122.541 | 10000 | 3669.719 | 9043.023 | 9122.541 | 10000 | 7871.179 | 9884.388 | 8395.323 | 9887.888 | Competitive | Competitive | 1 | TRUE | FALSE | 1 | Non-Competitive | 0.7185 | Non-Competitive
SCABWES8 NAVAL__N_PADR1_1 FROM_TO | SCABWES8 | NAVAL__N_PADR1_1 | 78 | 2 | 2 | NAVAL_BS2A | N_PADRE2A | FROM_TO | 36066.05 | 36127.87 | -20.3778 | 0 | 933.876 | 1182.369 | -0.02507 | 0.049164 | -0.65035 | 0.17568 | 37.7975 | -6.9956 | 0 | 10000 | 5644.313 | 10000 | 5644.313 | 1819.949 | 3733.281 | 10000 | 5644.313 | 8421.828 | 5426.914 | 10000 | 5644.313 | Competitive | Competitive | 1 | TRUE | FALSE | 1 | Non-Competitive | 0.7735 | Non-Competitive
SCABWES8 NAVAL__N_PADR1_1 TO_FROM | SCABWES8 | NAVAL__N_PADR1_1 | 78 | 2 | 2 | NAVAL_BS2A | N_PADRE2A | TO_FROM | 36066.05 | 36380.35 | -36.5142 | 0 | 1218.287 | 820.262 | -0.04916 | 0.025075 | -0.17568 | 0.65035 | 22.8666 | -14.3843 | 0 | 5644.313 | 10000 | 3608.732 | 10000 | 2589.313 | 2600.102 | 5644.313 | 10000 | 4281.113 | 8997.463 | 4431.999 | 10000 | Competitive | Competitive | 1 | TRUE | FALSE | 1 | Non-Competitive | 0.7735 | Non-Competitive
SCABWES8 N_SHARPE_PS1 FROM_TO | SCABWES8 | N_SHARPE_PS1 | 222 | 2 | 2 | N_SHARPE4A | N_SHARPE4B | FROM_TO | 36066.05 | 92690.8 | 0 | 0 | 0 | 0 | 0 | 0 | 0 | 0 | 0 | 0 | 0 | [10 empty] | 0 | 0 | Competitive | Competitive | 1 | FALSE | TRUE | 1 | Non-Competitive | 0.656 | Non-Competitive
SCABWES8 N_SHARPE_PS1 TO_FROM | SCABWES8 | N_SHARPE_PS1 | 222 | 2 | 2 | N_SHARPE4A | N_SHARPE4B | TO_FROM | 36066.05 | 92690.8 | 0 | 0 | 0 | 0 | 0 | 0 | 0 | 0 | 0 | 0 | 0 | [10 empty] | 0 | 0 | Competitive | Competitive | 1 | FALSE | TRUE | 1 | Non-Competitive | 0.656 | Non-Competitive
SCALLON9 LON_HI_ROB_CP1_1 FROM_TO | SCALLON9 | LON_HI_ROB_CP1_1 | 69 | 1 | 1 | LON_HILL2A | RBSTN T2 | FROM_TO | 36066.05 | 36102.84 | 9.3081 | 0 | 1210.968 | 970.465 | -0.0192 | 0.013421 | -0.81451 | 0.080085 | 39.034 | 12.1448 | 0 |  |  | 2256.994 | 5898.062 | 824.689 | 1748.114 | 2256.994 | 5898.062 | 2478.073 | 4610.741 | 2811.794 | 6965.469 | Competitive | Competitive | 1 | FALSE | FALSE | 1 | Non-Competitive | 0.805 | Non-Competitive
SCALLON9 LON_HI_ROB_CP1_1 TO_FROM | SCALLON9 | LON_HI_ROB_CP1_1 | 69 | 1 | 1 | LON_HILL2A | RBSTN T2 | TO_FROM | 36066.05 | 37034.76 | -38.4353 | 0 | 954.556 | 1134.885 | -0.01342 | 0.019204 | -0.08008 | 0.81451 | -8.7004 | -26.8501 | 0 |  |  | 5898.062 | 3161.502 | 1245.472 | 993.478 | 5898.062 | 3161.502 | 3010.919 | 3363.293 | 6965.469 | 3870.276 | Competitive | Competitive | 1 | FALSE | FALSE | 1 | Non-Competitive | 0.805 | Non-Competitive
SCGRMG28 6220__A FROM_TO | SCGRMG28 | 6220__A | 186 | 1 | 1 | MRGNCRK_8 | CHINAGRVX1_8 | FROM_TO | 36066.05 | 36054.09 | -109.928 | 0 | 831.847 | 2697.918 | -0.09462 | 0.052538 | -0.46941 | 0.052538 | 191.6129 | 90.0165 | 0 | 10000 | 10000 | 10000 | 10000 | 920.794 | 6809.611 | 10000 | 10000 | 3334.069 | 5060.411 | 10000 | 10000 | Non-Competitive | Non-Competitive | 0 | TRUE | FALSE | 1 | Non-Competitive | 0.766 | Non-Competitive
SCGRMG28 6220__A TO_FROM | SCGRMG28 | 6220__A | 186 | 1 | 1 | MRGNCRK_8 | CHINAGRVX1_8 | TO_FROM | 36066.05 | 35218.93 | -183.985 | 0 | 2697.919 | 831.847 | -0.05254 | 0.34933 | -0.05254 | 0.46941 | 226.0571 | -123.543 | 0 | 2318.085 | 10000 | 2551.595 | 10000 | 2189.288 | 1144.786 | 2683.962 | 10000 | 2474.537 | 5115.414 | 2479.735 | 10000 | Non-Competitive | Non-Competitive | 0 | TRUE | FALSE | 1 | Non-Competitive | 0.766 | Non-Competitive
SCGRMGS8 6225__A FROM_TO | SCGRMGS8 | 6225__A | 186 | 1 | 1 | MRGNCRK_8 | CHINAGRVX2_8 | FROM_TO | 36066.05 | 36051.25 | -110.72 | 0 | 908.717 | 2697.918 | -0.09531 | 0.052917 | -0.4728 | 0.052917 | 192.9972 | 90.6699 | 0 | 10000 | 10000 | 10000 | 10000 | 920.81 | 6809.958 | 10000 | 10000 | 3334.034 | 5060.44 | 10000 | 10000 | Non-Competitive | Non-Competitive | 0 | TRUE | FALSE | 1 | Non-Competitive | 0.6875 | Non-Competitive
SCGRMGS8 6225__A TO_FROM | SCGRMGS8 | 6225__A | 186 | 1 | 1 | MRGNCRK_8 | CHINAGRVX2_8 | TO_FROM | 36066.05 | 35193.63 | -185.314 | 0 | 2697.919 | 908.717 | -0.05292 | 0.35185 | -0.05292 | 0.4728 | 227.6859 | -124.233 | 0 | 2318.084 | 10000 | 2551.595 | 10000 | 2189.296 | 1144.812 | 2683.962 | 10000 | 2474.537 | 5115.363 | 2479.735 | 10000 | Non-Competitive | Non-Competitive | 0 | TRUE | FALSE | 1 | Non-Competitive | 0.6875 | Non-Competitive
SCHYWIN8 6100__F FROM_TO | SCHYWIN8 | 6100__F | 171 | 3 | 3 | DOLRHIDE_8 | NOTSW_1_8 | FROM_TO | 36066.05 | 36237.05 | 0 | 0 | 788.798 | 10000 | 0 | 0 | -1 | 0 | 0 | 0 | 0 | [10 empty] | 0 | 0 | Competitive | Competitive | 1 | FALSE | TRUE | 1 | Non-Competitive | 0.7185 | Non-Competitive
SCHYWIN8 6100__F TO_FROM | SCHYWIN8 | 6100__F | 171 | 3 | 3 | DOLRHIDE_8 | NOTSW_1_8 | TO_FROM | 36066.05 | 152.6 | 0 | 0 | 10000 | 788.798 | 0 | 1 | 0 | 1 | 305.2 | 0 | 0 | 10000 |  | 10000 |  | 10000 |  | 10000 |  | 10000 |  | 10000 | 0 | Non-Competitive | Non-Competitive | 0 | TRUE | FALSE | 1 | Non-Competitive | 0.7185 | Non-Competitive
SCHYWIN8 6430__C FROM_TO | SCHYWIN8 | 6430__C | 196 | 3 | 3 | MOSS_8 | AMOCNCTA_8 | FROM_TO | 36066.05 | 36244.29 | -61.262 | 0 | 1148.522 | 10000 | -0.07409 | 0.016687 | -0.64867 | 0.064111 | 80.3826 | 39.2765 | 0 |  | 9783.197 | 4180.946 | 10000 | 800.36 | 9770.299 | 5042.593 | 10000 | 3376.037 | 9934.041 | 4956.39 | 9933.776 | Competitive | Competitive | 1 | TRUE | FALSE | 1 | Non-Competitive | 0.734 | Non-Competitive
SCHYWIN8 6430__C TO_FROM | SCHYWIN8 | 6430__C | 196 | 3 | 3 | MOSS_8 | AMOCNCTA_8 | TO_FROM | 36066.05 | 36165.45 | -78.3432 | 0 | 10000 | 1175.889 | -0.01669 | 0.42009 | -0.06411 | 0.64867 | 189.3676 | -53.2465 | 0 | 4525.039 |  | 10000 | 5042.593 | 3808.713 | 936.914 | 10000 | 5042.593 | 8333.545 | 3821.273 | 8392.167 | 5331.036 | Competitive | Competitive | 1 | TRUE | FALSE | 1 | Non-Competitive | 0.734 | Non-Competitive
SCISPUT8 LENSW_PUTN2_1 FROM_TO | SCISPUT8 | LENSW_PUTN2_1 | 72 | 2 | 2 | LEONSW_8 | PUTN4A | FROM_TO | 36066.05 | 35997.64 | -178.784 | 0 | 1194.03 | 796.185 | -0.01923 | 0.10319 | -0.4911 | 0.18347 | 105.5955 | -28.2652 | 0 | 5787.755 |  | 10000 | 3099.425 | 1426.465 | 2344.368 | 10000 | 3170.215 | 3412.207 | 3098.768 | 5718.483 | 3172.301 | Competitive | Non-Competitive | 0 | TRUE | FALSE | 1 | Non-Competitive | 0.6795 | Non-Competitive
SCISPUT8 LENSW_PUTN2_1 TO_FROM | SCISPUT8 | LENSW_PUTN2_1 | 72 | 2 | 2 | LEONSW_8 | PUTN4A | TO_FROM | 36066.05 | 35394.93 | -88.8635 | 0 | 779.07 | 1194.03 | -0.02006 | 0.04801 | -0.18347 | 0.4911 | 194.9522 | -71.4752 | 0 | 2263.381 | 10000 | 2069.523 | 5997.942 | 824.447 | 1670.773 | 3054.775 | 6325.94 | 1049.454 | 4069.609 | 2248.587 | 6303.793 | Competitive | Non-Competitive | 0 | TRUE | FALSE | 1 | Non-Competitive | 0.6795 | Non-Competitive
SCITWEI8 CLARK__LON_HI1_1 FROM_TO | SCITWEI8 | CLARK__LON_HI1_1 | 207 | 1 | 1 | LON_HILL4A | CLARK_WD4A | FROM_TO | 36066.05 | 36222.2 | 50.8403 | 0 | 0 | 783.721 | 0 | 0.001408 | -0.99859 | 0.001408 | 50.7885 | 51.0251 | 0 |  |  | 783.721 |  | 783.721 |  | 783.721 |  | 783.721 |  | 783.721 | 0 | Competitive | Competitive | 1 | FALSE | TRUE | 1 | Non-Competitive | 0.703 | Non-Competitive
SCITWEI8 CLARK__LON_HI1_1 TO_FROM | SCITWEI8 | CLARK__LON_HI1_1 | 207 | 1 | 1 | LON_HILL4A | CLARK_WD4A | TO_FROM | 36066.05 | 92690.8 | -50.8919 | 0 | 783.721 | 0 | -0.00141 | 0 | -0.00141 | 0.99859 | -50.8919 | -50.9143 | 0 |  |  |  | 913.719 |  | 913.719 |  | 913.719 |  | 913.719 | 0 | 913.719 | Competitive | Competitive | 1 | FALSE | TRUE | 1 | Non-Competitive | 0.703 | Non-Competitive
SCMNCPS5 651__B FROM_TO | SCMNCPS5 | 651__B | 202 | 1 | 1 | COMCHESS1_8 | COMANCHE_T8 | FROM_TO | 36066.05 | 35687.55 | -234.476 | 0 | 806.445 | 1248.168 | -0.07291 | 0.036808 | -0.67727 | 0.24061 | 459.3766 | -236.199 | 0 | 915.966 | 7607.784 | 816.935 | 7446.447 | 637.153 | 2034.731 | 900.194 | 10000 | 789.802 | 4392.681 | 873.243 | 8377.123 | Competitive | Non-Competitive | 0 | TRUE | FALSE | 1 | Non-Competitive | 0.789 | Non-Competitive
SCMNCPS5 651__B TO_FROM | SCMNCPS5 | 651__B | 202 | 1 | 1 | COMCHESS1_8 | COMANCHE_T8 | TO_FROM | 36066.05 | 35414.71 | -364.387 | 0 | 1248.168 | 806.445 | -0.02818 | 0.12142 | -0.24062 | 0.67727 | 358.032 | -169.83 | 0 | 6097.535 | 3035.436 | 7848.355 | 2491.843 | 1834.314 | 956.639 | 7848.355 | 2524.942 | 3409.806 | 1722.396 | 5958.26 | 2667.675 | Competitive | Non-Competitive | 0 | TRUE | FALSE | 1 | Non-Competitive | 0.789 | Non-Competitive
SCMNSAR5 1800__A FROM_TO | SCMNSAR5 | 1800__A | 404 | 1 | 1 | LEONSW_8 | FLATCRK_T8 | FROM_TO | 36066.05 | 36096.02 | -182.376 | 0 | 708.957 | 1235.221 | -0.05505 | 0.059748 | -0.37459 | 0.33198 | 391.4276 | -134.506 | 0 | 857.634 | 6831.019 | 857.634 | 6862.159 | 851.498 | 1505.035 | 1262.764 | 10000 | 999.986 | 5609.759 | 981.77 | 8172.945 | Competitive | Competitive | 1 | TRUE | FALSE | 1 | Non-Competitive | 0.6955 | Non-Competitive
SCMNSAR5 1800__A TO_FROM | SCMNSAR5 | 1800__A | 404 | 1 | 1 | LEONSW_8 | FLATCRK_T8 | TO_FROM | 36066.05 | 36629.66 | -369.193 | 0 | 1235.221 | 720.24 | -0.05005 | 0.37459 | -0.33198 | 0.37459 | 216.8935 | -49.6428 | 0 | 4199.787 | 2629.783 | 10000 | 2770.617 | 1293.088 | 2351.23 | 10000 | 3318.294 | 5665.807 | 2968.014 | 6445.798 | 3084.531 | Competitive | Competitive | 1 | TRUE | FALSE | 1 | Non-Competitive | 0.6955 | Non-Competitive
SCMNSAR5 670__B FROM_TO | SCMNSAR5 | 670__B | 135 | 1 | 1 | BRNWDSW_8 | CAMPBOW_P8 | FROM_TO | 36066.05 | 36059.41 | -167.319 | 0 | 1002.137 | 1062.511 | -0.0179 | 0.03552 | -0.55991 | 0.3607 | 138.7173 | -64.372 | 0 | 10000 |  | 10000 | 2613.089 | 1019.234 | 1828.403 | 10000 | 2567.273 | 2691.459 | 2301.592 | 10000 | 2778.662 | Competitive | Non-Competitive | 0 | TRUE | FALSE | 1 | Non-Competitive | 0.672 | Non-Competitive
SCMNSAR5 670__B TO_FROM | SCMNSAR5 | 670__B | 135 | 1 | 1 | BRNWDSW_8 | CAMPBOW_P8 | TO_FROM | 36066.05 | 35724.31 | -119.341 | 0 | 1074.724 | 1002.137 | -0.03552 | 0.035182 | -0.3607 | 0.5599 | 258.8983 | -95.7602 | 0 | 5296.416 | 10000 | 849.312 | 10000 | 877.045 | 1146.208 | 2191.621 | 10000 | 825.455 | 3032.311 | 868.136 | 10000 | Competitive | Non-Competitive | 0 | TRUE | FALSE | 1 | Non-Competitive | 0.672 | Non-Competitive
SCNSCN38 850__C FROM_TO | SCNSCN38 | 850__C | 334 | 5 | 5 | ALLENSW_W8 | PL_CUSTR1_8 | FROM_TO | 36066.05 | 36227.81 | -4.6361 | 0 | 1325.64 | 651.777 | -0.04661 | 0.022147 | -0.84051 | 0.065457 | 197.5468 | 35.534 | 0 | 10000 | 6502.372 | 3775.771 | 6502.372 | 1089.155 | 2244.504 | 7201.296 | 10000 | 1579.063 | 4769.224 | 3049.618 | 7944.04 | Competitive | Competitive | 1 | TRUE | FALSE | 1 | Non-Competitive | 0.742 | Non-Competitive
SCNSCN38 850__C TO_FROM | SCNSCN38 | 850__C | 334 | 5 | 5 | ALLENSW_W8 | PL_CUSTR1_8 | TO_FROM | 36066.05 | 41236.01 | -181.973 | 0 | 656.072 | 1344.378 | -0.02215 | 0.046611 | -0.06546 | 0.84051 | 9.036 | -144.763 | 0 | 4229.179 | 10000 | 4229.179 | 4372.345 | 1223.345 | 1165.48 | 5691.163 | 7201.296 | 3505.54 | 1715.927 | 5726.938 | 3466.027 | Competitive | Competitive | 1 | TRUE | FALSE | 1 | Non-Competitive | 0.742 | Non-Competitive
SCOLBAL8 BALG_HUMBLT1_1 FROM_TO | SCOLBAL8 | BALG_HUMBLT1_1 | 27 | 6 | 6 | BALG2A | BALEXTP2 | FROM_TO | 36066.05 | 36010.04 | -10.0856 | 0 | 847.219 | 1221.969 | -0.00312 | 0.018309 | -0.75728 | 0.12782 | 69.306 | -10.1884 | 0 |  |  | 2026.093 | 3967.673 | 785.507 | 1177.28 | 4634.984 | 5104.976 | 901.633 | 2195.604 | 1991.199 | 4393.555 | Competitive | Non-Competitive | 0 | FALSE | FALSE | 1 | Non-Competitive | 0.6875 | Non-Competitive
SCOLBAL8 BALG_HUMBLT1_1 TO_FROM | SCOLBAL8 | BALG_HUMBLT1_1 | 27 | 6 | 6 | BALG2A | BALEXTP2 | TO_FROM | 36066.05 | 36177.6 | -65.9873 | 0 | 1262.984 | 847.219 | -0.00718 | 0.004838 | -0.12782 | 0.75728 | 12.7091 | -10.1323 | 0 |  |  | 5255.221 | 3029.416 | 1102.394 | 2373.438 | 5231.678 | 3029.416 | 1807.496 | 2852.563 | 4103.295 | 3048.06 | Competitive | Competitive | 1 | FALSE | FALSE | 1 | Non-Competitive | 0.6875 | Non-Competitive
SCOLBAL8 DRSY_SANA_T1_1 FROM_TO | SCOLBAL8 | DRSY_SANA_T1_1 | 30 | 6 | 6 | SANA_TAP2A | DRSY2A | FROM_TO | 36066.05 | 36078.54 | -31.5492 | 0 | 1022.915 | 1078.219 | -0.00519 | 0.003857 | -0.39912 | 0.22917 | 25.0157 | -9.7573 | 0 |  |  | 10000 | 2710.588 | 958.672 | 1728.286 | 10000 | 2507.046 | 1379.75 | 2402.63 | 10000 | 3060.008 | Competitive | Competitive | 1 | FALSE | FALSE | 1 | Non-Competitive | 0.742 | Non-Competitive
SCOLBAL8 DRSY_SANA_T1_1 TO_FROM | SCOLBAL8 | DRSY_SANA_T1_1 | 30 | 6 | 6 | SANA_TAP2A | DRSY2A | TO_FROM | 36066.05 | 35978.73 | -21.5182 | 0 | 1120.795 | 1023.823 | -0.00386 | 0.011272 | -0.22917 | 0.39912 | 50.0103 | -19.8541 | 0 |  |  | 2942.77 | 10000 | 863.718 | 1067.939 | 2264.386 | 10000 | 1095.036 | 1570.697 | 2554.28 | 10000 | Competitive | Non-Competitive | 0 | FALSE | FALSE | 1 | Non-Competitive | 0.742 | Non-Competitive
SCOLPAW5 COLETO_KENEDS1_1 FROM_TO | SCOLPAW5 | COLETO_KENEDS1_1 | 207 | 1 | 1 | COLETO4A | KENEDYSW4A | FROM_TO | 36066.05 | 35901.35 | -210.844 | 0 | 1063.442 | 1039.099 | -0.03962 | 0.11903 | -0.28852 | 0.12046 | 251.9062 | -160.305 | 0 | 1701.718 | 8426.34 | 5158.05 | 8237.235 | 1205.903 | 1556.836 | 8651.614 | 8426.34 | 4068.908 | 4314.017 | 4186.044 | 8548.504 | Competitive | Non-Competitive | 0 | TRUE | FALSE | 1 | Non-Competitive | 0.6875 | Non-Competitive
SCOLPAW5 COLETO_KENEDS1_1 TO_FROM | SCOLPAW5 | COLETO_KENEDS1_1 | 207 | 1 | 1 | COLETO4A | KENEDYSW4A | TO_FROM | 36066.05 | 35100.07 | -266.022 | 0 | 1039.099 | 1063.442 | -0.11903 | 0.039622 | -0.12046 | 0.28852 | 328.1614 | -134.783 | 0 | 8426.34 | 2518.032 | 8141.997 | 5158.05 | 1266.496 | 1663.966 | 8426.34 | 8651.614 | 3618.893 | 4953.878 | 8495.276 | 5102.024 | Competitive | Non-Competitive | 0 | TRUE | FALSE | 1 | Non-Competitive | 0.6875 | Non-Competitive
SCOLPAW5 COLETO_VICTOR1_1 FROM_TO | SCOLPAW5 | COLETO_VICTOR1_1 | 320 | 1 | 1 | COLETO4A | VICTORIA4A | FROM_TO | 36066.05 | 35426.9 | 23.1253 | 0 | 937.115 | 1194.291 | -0.13907 | 0.22324 | -0.14937 | 0.22615 | 415.4698 | -81.0701 | 0 | 3078.486 | 2457.233 | 10000 | 3371.139 | 1812.848 | 1245.496 | 10000 | 3371.139 | 7035.203 | 2657.282 | 7466.149 | 2910.519 | Competitive | Non-Competitive | 0 | TRUE | FALSE | 1 | Non-Competitive | 0.695 | Non-Competitive
SCOLPAW5 COLETO_VICTOR1_1 TO_FROM | SCOLPAW5 | COLETO_VICTOR1_1 | 320 | 1 | 1 | COLETO4A | VICTORIA4A | TO_FROM | 36066.05 | 36677.12 | -552.071 | 0 | 1194.291 | 937.115 | -0.22324 | 0.13907 | -0.22615 | 0.14937 | 181.9324 | -223.163 | 0 | 2457.233 | 4953.406 | 3371.139 | 10000 | 1215.575 | 2617.779 | 3371.139 | 10000 | 2653.425 | 8180.176 | 2910.519 | 8683.079 | Competitive | Competitive | 1 | TRUE | FALSE | 1 | Non-Competitive | 0.695 | Non-Competitive
SCOLPAW5 COLETO_VICTOR2_1 FROM_TO | SCOLPAW5 | COLETO_VICTOR2_1 | 320 | 1 | 1 | COLETO4A | VICTORIA4A | FROM_TO | 36066.05 | 35366.88 | 23.7914 | 0 | 937.113 | 1194.292 | -0.14307 | 0.22967 | -0.15367 | 0.23267 | 427.4417 | -83.4072 | 0 | 3078.48 | 2457.239 | 10000 | 3371.148 | 1812.853 | 1245.473 | 10000 | 3371.148 | 7035.199 | 2657.295 | 7466.138 | 2910.53 | Competitive | Non-Competitive | 0 | TRUE | FALSE | 1 | Non-Competitive | 0.953 | Non-Competitive
SCOLPAW5 COLETO_VICTOR2_1 TO_FROM | SCOLPAW5 | COLETO_VICTOR2_1 | 320 | 1 | 1 | COLETO4A | VICTORIA4A | TO_FROM | 36066.05 | 36637.48 | -567.981 | 0 | 1132.021 | 909.906 | -0.22967 | 0.14307 | -0.23267 | 0.15367 | 187.1756 | -229.596 | 0 | 2457.239 | 4953.401 | 3371.148 | 10000 | 1215.552 | 2617.783 | 3371.148 | 10000 | 2653.439 | 8180.18 | 2910.53 | 8683.075 | Competitive | Competitive | 1 | TRUE | FALSE | 1 | Non-Competitive | 0.953 | Non-Competitive
SCREFAL8 FREER_SAN_DI1_1 FROM_TO | SCREFAL8 | FREER_SAN_DI1_1 | 38 | 1 | 1 | FREER2A | SAN_DIEG2A | FROM_TO | 36066.05 | 36010.08 | -22.3582 | 0 | 1036.284 | 1074.148 | -0.01729 | 0.028195 | -0.1824 | 0.58578 | 48.2092 | -5.0225 | 0 | 2609.664 |  | 2609.664 | 2469.549 | 812.664 | 1550.468 | 2609.664 | 4322.501 | 2096.412 | 2215.889 | 2668.836 | 2467.018 | Competitive | Non-Competitive | 0 | TRUE | FALSE | 1 | Non-Competitive | 0.7265 | Non-Competitive
SCREFAL8 FREER_SAN_DI1_1 TO_FROM | SCREFAL8 | FREER_SAN_DI1_1 | 38 | 1 | 1 | FREER2A | SAN_DIEG2A | TO_FROM | 36066.05 | 36087.31 | -40.5183 | 0 | 1101.796 | 1025.219 | -0.02561 | 0.017294 | -0.58578 | 0.1824 | 25.5477 | -30.8435 | 0 |  | 5000 | 1197.686 | 5000 | 892.053 | 904.054 | 4322.501 | 5000 | 1194.989 | 2895.56 | 1283.449 | 5000 | Competitive | Competitive | 1 | TRUE | FALSE | 1 | Non-Competitive | 0.7265 | Non-Competitive
SCRNLCR8 CR101T_HACKBT1_1 FROM_TO | SCRNLCR8 | CR101T_HACKBT1_1 | 151 | 3 | 3 | HACKBTAP4A | CR101TAP4A | FROM_TO | 36066.05 | 35859.49 | -238.148 | 0 | 1179.351 | 992.716 | -0.05245 | 0.096931 | -0.67552 | 0.31131 | 291.3799 | 32.1177 | 0 | 4229.163 | 10000 | 4640.077 | 10000 | 1273.058 | 3248.847 | 4640.077 | 10000 | 3354.15 | 9300.532 | 4712.234 | 10000 | Competitive | Non-Competitive | 0 | TRUE | FALSE | 1 | Non-Competitive | 0.7425 | Non-Competitive
SCRNLCR8 CR101T_HACKBT1_1 TO_FROM | SCRNLCR8 | CR101T_HACKBT1_1 | 151 | 3 | 3 | HACKBTAP4A | CR101TAP4A | TO_FROM | 36066.05 | 35738.42 | -199.516 | 0 | 992.716 | 1180.107 | -0.09693 | 0.20319 | -0.31131 | 0.67552 | 251.8957 | -141.144 | 0 | 3115.697 | 10000 | 3353.55 | 10000 | 2881.578 | 1908.576 | 3353.55 | 10000 | 3354.481 | 6624.858 | 3359.492 | 10000 | Competitive | Non-Competitive | 0 | TRUE | FALSE | 1 | Non-Competitive | 0.7425 | Non-Competitive
SCRNLCR8 RIOP_WDWRDT1_1 FROM_TO | SCRNLCR8 | RIOP_WDWRDT1_1 | 170 | 3 | 3 | RIOP4A | WDWRDTP4A | FROM_TO | 36066.05 | 36055.59 | -61.1037 | 0 | 1007.22 | 10000 | -0.04685 | 0.098547 | -0.86675 | 0.098547 | 179.1505 | -7.5967 | 0 | 3103.496 | 10000 | 3217.942 | 10000 | 1523.886 | 3784.079 | 3217.942 | 10000 | 3149.977 | 7954.908 | 3234.7 | 10000 | Non-Competitive | Non-Competitive | 0 | TRUE | FALSE | 1 | Non-Competitive | 0.711 | Non-Competitive
SCRNLCR8 RIOP_WDWRDT1_1 TO_FROM | SCRNLCR8 | RIOP_WDWRDT1_1 | 170 | 3 | 3 | RIOP4A | WDWRDTP4A | TO_FROM | 36066.05 | 36224.04 | -172.078 | 0 | 10000 | 1007.22 | -0.02804 | 0.86675 | -0.09855 | 0.86675 | 154.4426 | -46.4919 | 0 | 5216.196 | 10000 | 10000 | 10000 | 2952.1 | 1032.284 | 10000 | 10000 | 9460.59 | 2536.177 | 9527.216 | 10000 | Competitive | Competitive | 1 | TRUE | FALSE | 1 | Non-Competitive | 0.711 | Non-Competitive
SCRNODE8 16TH_WRD2_1 FROM_TO | SCRNODE8 | 16TH_WRD2_1 | 143 | 7 | 7 | TN16TH_ST_1 | TNWDWRDTAP1 | FROM_TO | 36066.05 | 36081.84 | -193.013 | 0 | 1203.418 | 998.281 | -0.03536 | 0.04997 | -0.15171 | 0.37966 | 140.6051 | -19.883 | 0 | 4631.269 | 10000 | 4631.269 | 10000 | 1448.079 | 1326.162 | 4631.269 | 10000 | 3040.419 | 6234.645 | 4802.454 | 10000 | Competitive | Competitive | 1 | TRUE | FALSE | 1 | Non-Competitive | 0.6955 | Non-Competitive
SCRNODE8 16TH_WRD2_1 TO_FROM | SCRNODE8 | 16TH_WRD2_1 | 143 | 7 | 7 | TN16TH_ST_1 | TNWDWRDTAP1 | TO_FROM | 36066.05 | 35909.9 | -89.0464 | 0 | 1001.841 | 1176.581 | -0.04997 | 0.15171 | -0.37966 | 0.15171 | 202.2854 | -55.9425 | 0 | 3202.501 | 10000 | 3345.088 | 10000 | 2325.917 | 2486.483 | 3345.088 | 10000 | 3329.484 | 5695.457 | 3364.841 | 10000 | Competitive | Non-Competitive | 0 | TRUE | FALSE | 1 | Non-Competitive | 0.6955 | Non-Competitive
SCRNODE8 6427__A FROM_TO | SCRNODE8 | 6427__A | 151 | 7 | 7 | PERMIANB_8 | HACKBTAP4A | FROM_TO | 36066.05 | 35758.68 | -164.424 | 0 | 1175.065 | 2837.815 | -0.06855 | 0.10256 | -0.70062 | 0.10256 | 367.4732 | 44.7131 | 0 | 2442.882 | 10000 | 4627.471 | 10000 | 1167.888 | 3387.868 | 4627.471 | 10000 | 2713.503 | 9349.985 | 3320.185 | 10000 | Non-Competitive | Non-Competitive | 0 | TRUE | FALSE | 1 | Non-Competitive | 0.7265 | Non-Competitive
SCRNODE8 6427__A TO_FROM | SCRNODE8 | 6427__A | 151 | 7 | 7 | PERMIANB_8 | HACKBTAP4A | TO_FROM | 36066.05 | 34368.83 | -264.955 | 0 | 2837.821 | 1157.104 | -0.10256 | 0.2549 | -0.10256 | 0.70062 | 320.7361 | -197.872 | 0 | 3109.847 | 3797.881 | 3352.638 | 10000 | 2882.908 | 1700.511 | 3352.638 | 10000 | 3349.448 | 4955.917 | 3354.483 | 5780.432 | Non-Competitive | Non-Competitive | 0 | TRUE | FALSE | 1 | Non-Competitive | 0.7265 | Non-Competitive
SCRNODE8 BARL_FTSW1_1 FROM_TO | SCRNODE8 | BARL_FTSW1_1 | 38 | 7 | 7 | FTSW2A | BARL2A | FROM_TO | 36066.05 | 36001.47 | -33.5723 | 0 | 1007.691 | 1191.552 | -0.01527 | 0.038554 | -0.25788 | 0.26174 | 54.5518 | -23.5166 | 0 | 3352.328 |  | 3352.328 | 10000 | 2703.599 | 2058.904 | 3352.328 | 10000 | 3343.122 | 5360.129 | 3409.47 | 10000 | Competitive | Non-Competitive | 0 | TRUE | FALSE | 1 | Non-Competitive | 0.8045 | Non-Competitive
SCRNODE8 BARL_FTSW1_1 TO_FROM | SCRNODE8 | BARL_FTSW1_1 | 38 | 7 | 7 | FTSW2A | BARL2A | TO_FROM | 36066.05 | 36023.75 | -51.8384 | 0 | 1191.552 | 1004.087 | -0.01049 | 0.015271 | -0.26174 | 0.25788 | 49.0724 | 0.48073 | 0 |  |  | 4629.319 | 10000 | 1310.983 | 2244.891 | 4629.319 | 10000 | 2886.331 | 8192.006 | 4797.814 | 10000 | Competitive | Non-Competitive | 0 | FALSE | FALSE | 1 | Non-Competitive | 0.8045 | Non-Competitive
SCRSBAT9 UVALDE_69A1 FROM_TO | SCRSBAT9 | UVALDE_69A1 | 40.7 | 4 | 4 | UVALDE2A | UVALDE4A | FROM_TO | 36066.05 | 36204.56 | -33.4996 | 0 | 1081.153 | 1046.106 | -0.02512 | 0.006607 | -0.08733 | 0.69246 | 28.6037 | -21.3743 | 0 |  | 10000 | 4979.541 | 10000 | 963.88 | 1443.966 | 10000 | 10000 | 1031.665 | 7430.103 | 7258.468 | 10000 | Competitive | Competitive | 1 | TRUE | FALSE | 1 | Non-Competitive | 0.6875 | Non-Competitive
SCRSBAT9 UVALDE_69A1 TO_FROM | SCRSBAT9 | UVALDE_69A1 | 40.7 | 4 | 4 | UVALDE2A | UVALDE4A | TO_FROM | 36066.05 | 36073.78 | -14.6962 | 0 | 1046.106 | 1140.406 | -0.00147 | 0.025123 | -0.69246 | 0.087328 | 35.3463 | -8.4045 | 0 | 10000 |  | 9253.471 | 2021.111 | 1265.839 | 1697.627 | 10000 | 2321.708 | 6797.154 | 1840.587 | 9648.937 | 2153.44 | Competitive | Competitive | 1 | TRUE | FALSE | 1 | Non-Competitive | 0.6875 | Non-Competitive
SCRYTUR9 ASHERTON_69A1 FROM_TO | SCRYTUR9 | ASHERTON_69A1 | 40.7 | 2 | 2 | ASHERTON2A | ASHERTON4A | FROM_TO | 36066.05 | 92690.8 | -21.7754 | 0 | 0 | 783.721 | -0.0006 | 0 | -0.0006 | 0.9994 | -21.7975 | -21.8071 | 0 |  |  |  | 913.719 |  | 913.719 |  | 913.719 |  | 913.719 | 0 | 913.719 | Competitive | Competitive | 1 | FALSE | TRUE | 1 | Non-Competitive | 0.6875 | Non-Competitive
SCRYTUR9 ASHERTON_69A1 TO_FROM | SCRYTUR9 | ASHERTON_69A1 | 40.7 | 2 | 2 | ASHERTON2A | ASHERTON4A | TO_FROM | 36066.05 | 36084.89 | 21.7754 | 0 | 0 | 783.721 | 0 | 0.000603 | -0.9994 | 0.000603 | 21.7532 | 21.8545 | 0 |  |  | 783.721 |  | 783.721 |  | 783.721 |  | 783.721 |  | 783.721 | 0 | Competitive | Competitive | 1 | FALSE | TRUE | 1 | Non-Competitive | 0.6875 | Non-Competitive
SCRYTUR9 ASHERT_CARRIZ1_1 FROM_TO | SCRYTUR9 | ASHERT_CARRIZ1_1 | 38 | 2 | 2 | CARRIZO2A | ASHERTON2A | FROM_TO | 36066.05 | 92690.8 | -19.3916 | 0 | 783.721 | 0 | -0.00054 | 0 | -0.00054 | 0.99946 | -19.3916 | -19.4001 | 0 |  |  |  | 913.719 |  | 913.719 |  | 913.719 |  | 913.719 | 0 | 913.719 | Competitive | Competitive | 1 | FALSE | TRUE | 1 | Non-Competitive | 0.7345 | Non-Competitive
SCRYTUR9 ASHERT_CARRIZ1_1 TO_FROM | SCRYTUR9 | ASHERT_CARRIZ1_1 | 38 | 2 | 2 | CARRIZO2A | ASHERTON2A | TO_FROM | 36066.05 | 36084.6 | 19.3916 | 0 | 783.721 | 0 | 0 | 0.000536 | -0.99946 | 0.000536 | 19.3522 | 19.4423 | 0 |  |  | 783.721 |  | 783.721 |  | 783.721 |  | 783.721 |  | 783.721 | 0 | Competitive | Competitive | 1 | FALSE | TRUE | 1 | Non-Competitive | 0.7345 | Non-Competitive
SCSEGLD8 6215__A FROM_TO | SCSEGLD8 | 6215__A | 152 | 1 | 1 | BLUFCKTA_8 | CHINAGRV_8 | FROM_TO | 36066.05 | 35839.04 | -72.3342 | 0 | 4767.765 | 1250.852 | -0.01529 | 0.52121 | -0.0847 | 0.60148 | 169.2776 | -66.975 | 0 | 3245.153 |  | 10000 | 10000 | 2411.153 | 1088.919 | 10000 | 10000 | 6914.919 | 2533.253 | 6999.138 | 10000 | Non-Competitive | Non-Competitive | 0 | TRUE | FALSE | 1 | Non-Competitive | 0.695 | Non-Competitive
SCSEGLD8 6215__A TO_FROM | SCSEGLD8 | 6215__A | 152 | 1 | 1 | BLUFCKTA_8 | CHINAGRV_8 | TO_FROM | 36066.05 | 36178.21 | -76.1428 | 0 | 1269.536 | 4767.755 | -0.03266 | 0.015289 | -0.60148 | 0.084702 | 84.5405 | 39.8515 | 0 |  | 10000 | 5802.21 | 10000 | 936.434 | 3717.755 | 6111.494 | 10000 | 2019.338 | 5921.364 | 6477.725 | 10000 | Competitive | Competitive | 1 | TRUE | FALSE | 1 | Non-Competitive | 0.695 | Non-Competitive
SCYPCOM8 122T122_1 FROM_TO | SCYPCOM8 | 122T122_1 | 139 | 2 | 2 | L_COMFOR8_1Y | L_RAYMBA8_1Y | FROM_TO | 36066.05 | 36069.95 | -40.5447 | 0 | 1055.022 | 1116.041 | -0.037 | 0.030518 | -0.44925 | 0.1511 | 137.247 | -18.3091 | 0 | 10000 | 10000 | 10000 | 10000 | 1137.08 | 2226.985 | 10000 | 10000 | 4591.906 | 8351.848 | 10000 | 10000 | Competitive | Competitive | 1 | TRUE | FALSE | 1 | Non-Competitive | 0.797 | Non-Competitive
SCYPCOM8 122T122_1 TO_FROM | SCYPCOM8 | 122T122_1 | 139 | 2 | 2 | L_COMFOR8_1Y | L_RAYMBA8_1Y | TO_FROM | 36066.05 | 36393.03 | -128.009 | 0 | 1108.466 | 1063.646 | -0.00712 | 0.036997 | -0.1511 | 0.44925 | 89.2955 | -87.1906 | 0 | 10000 |  | 10000 | 1701.072 | 1120.063 | 1228.274 | 10000 | 2274.666 | 6094.05 | 1511.466 | 10000 | 2076.641 | Competitive | Competitive | 1 | TRUE | FALSE | 1 | Non-Competitive | 0.797 | Non-Competitive
SDOWMOO8 UVALDE_W_BATE1_1 FROM_TO | SDOWMOO8 | UVALDE_W_BATE1_1 | 122 | 1 | 1 | UVALDE4A | W_BATESV4A | FROM_TO | 36066.05 | 35277.27 | -171.863 | 0 | 1143.341 | 1000.225 | -0.05252 | 0.19355 | -0.24623 | 0.5046 | 317.3232 | -130.359 | 0 | 2009.962 | 5828.524 | 10000 | 5921.373 | 873.82 | 1048.451 | 10000 | 5828.524 | 1785.124 | 2586.644 | 3242.196 | 7202.611 | Competitive | Non-Competitive | 0 | TRUE | FALSE | 1 | Non-Competitive | 0.6955 | Non-Competitive
SDOWMOO8 UVALDE_W_BATE1_1 TO_FROM | SDOWMOO8 | UVALDE_W_BATE1_1 | 122 | 1 | 1 | UVALDE4A | W_BATESV4A | TO_FROM | 36066.05 | 35926.74 | -205.28 | 0 | 1000.225 | 1143.341 | -0.19355 | 0.052516 | -0.5046 | 0.24623 | 192.5854 | -139.108 | 0 | 3790.028 | 10000 | 3882.118 | 10000 | 925.094 | 1597.34 | 4662.462 | 10000 | 2006.556 | 5006.031 | 5498.11 | 10000 | Competitive | Non-Competitive | 0 | TRUE | FALSE | 1 | Non-Competitive | 0.6955 | Non-Competitive
SDUKNED8 ADERHO_ELSA1_1 FROM_TO | SDUKNED8 | ADERHO_ELSA1_1 | 235 | 1 | 1 | ELSA4A | ADERHOLDSUB8 | FROM_TO | 36066.05 | 36728.78 | -42.0169 | 0 | 1059.842 | 1049.772 | -0.01129 | 0.037355 | -0.38051 | 0.35489 | -16.8409 | -39.2641 | 0 | 10000 |  | 2536.029 | 3342.125 | 2148.443 | 911.376 | 10000 | 10000 | 2333.523 | 814.061 | 2380.596 | 3904.975 | Competitive | Competitive | 1 | TRUE | FALSE | 1 | Non-Competitive | 0.953 | Non-Competitive
SDUKNED8 ADERHO_ELSA1_1 TO_FROM | SDUKNED8 | ADERHO_ELSA1_1 | 235 | 1 | 1 | ELSA4A | ADERHOLDSUB8 | TO_FROM | 36066.05 | 36606.16 | 16.8266 | 0 | 1034.403 | 1246.742 | -0.03735 | 0.011288 | -0.35489 | 0.38051 | 42.7574 | 32.2558 | 0 |  | 10000 | 2291.847 | 10000 | 785.422 | 4062.242 | 5842.25 | 10000 | 730.682 | 9186.85 | 2550.291 | 10000 | Competitive | Competitive | 1 | TRUE | FALSE | 1 | Non-Competitive | 0.953 | Non-Competitive
SECRBRA8 6438__A FROM_TO | SECRBRA8 | 6438__A | 328 | 8 | 8 | SUN_8 | GOLDENSW_8 | FROM_TO | 36066.05 | 36394.05 | 0 | 0 | 787.756 | 10000 | 0 | 0 | -1 | 0 | 0 | 0 | 0 | [10 empty] | 0 | 0 | Competitive | Competitive | 1 | FALSE | TRUE | 1 | Non-Competitive | 0.7265 | Non-Competitive
SECRBRA8 6438__A TO_FROM | SECRBRA8 | 6438__A | 328 | 8 | 8 | SUN_8 | GOLDENSW_8 | TO_FROM | 36066.05 | 92690.8 | 0 | 0 | 10000 | 787.756 | 0 | 1 | 0 | 1 | 258 | 0 | 0 | 10000 |  | 10000 |  | 10000 |  | 10000 |  | 10000 |  | 10000 | 0 | Competitive | Competitive | 1 | TRUE | FALSE | 1 | Non-Competitive | 0.7265 | Non-Competitive
SECRBRA8 6695__B FROM_TO | SECRBRA8 | 6695__B | 45 | 8 | 8 | SNYDER_9 | AMOCOTAP_9 | FROM_TO | 36066.05 | 36135.75 | -17.1123 | 0 | 1610.601 | 777.687 | -0.00751 | 0.23859 | -0.17152 | 0.23859 | 32.9659 | -13.8245 | 0 | 3073.265 |  | 10000 | 10000 | 2975.698 | 893.574 | 10000 | 10000 | 5719.598 | 824.359 | 5741.336 | 10000 | Competitive | Competitive | 1 | TRUE | FALSE | 1 | Non-Competitive | 0.695 | Non-Competitive
SECRBRA8 6695__B TO_FROM | SECRBRA8 | 6695__B | 45 | 8 | 8 | SNYDER_9 | AMOCOTAP_9 | TO_FROM | 36066.05 | 36180.96 | -24.9933 | 0 | 830.034 | 1267.198 | 0 | 0.007507 | -0.23859 | 0.17152 | 17.5606 | 11.3453 | 0 |  |  | 4627.815 |  | 763.076 |  | 4627.815 |  | 1289.486 |  | 4344.016 | 0 | Competitive | Competitive | 1 | FALSE | FALSE | 1 | Non-Competitive | 0.695 | Non-Competitive
SELMTHS5 1030__A FROM_TO | SELMTHS5 | 1030__A | 191 | 1 | 1 | ROGERSHL | ELM_MOTT__8 | FROM_TO | 36066.05 | 35567.82 | -126.18 | 0 | 1087.303 | 989.725 | -0.01447 | 0.13204 | -0.14462 | 0.65619 | 266.4704 | -115.423 | 0 | 8945.543 |  | 10000 | 5453.8 | 1362.478 | 1014.771 | 10000 | 10000 | 2380.469 | 1101.562 | 9271.632 | 7179.243 | Competitive | Non-Competitive | 0 | TRUE | FALSE | 1 | Non-Competitive | 0.6955 | Non-Competitive
SELMTHS5 1030__A TO_FROM | SELMTHS5 | 1030__A | 191 | 1 | 1 | ROGERSHL | ELM_MOTT__8 | TO_FROM | 36066.05 | 36119.51 | -119.567 | 0 | 995.776 | 1088.33 | -0.13204 | 0.014473 | -0.65619 | 0.14462 | 155.9176 | -144.903 | 0 |  | 10000 | 5453.8 | 10000 | 922.631 | 1919.278 | 10000 | 10000 | 1008.287 | 3188.995 | 7179.243 | 10000 | Competitive | Competitive | 1 | TRUE | FALSE | 1 | Non-Competitive | 0.6955 | Non-Competitive
SELMTHS5 1030__B FROM_TO | SELMTHS5 | 1030__B | 202 | 1 | 1 | ROGERSHL | BOSQUESW8 | FROM_TO | 36066.05 | 36359.33 | -124.409 | 0 | 1018.748 | 1085.476 | -0.13217 | 0.014339 | -0.17071 | 0.34368 | 151.068 | -149.744 | 0 |  | 10000 | 5474.931 | 10000 | 919.305 | 1917.966 | 10000 | 10000 | 1027.748 | 3132.709 | 7235.974 | 10000 | Competitive | Competitive | 1 | TRUE | FALSE | 1 | Non-Competitive | 0.7345 | Non-Competitive
SELMTHS5 1030__B TO_FROM | SELMTHS5 | 1030__B | 202 | 1 | 1 | ROGERSHL | BOSQUESW8 | TO_FROM | 36066.05 | 35869.64 | -121.345 | 0 | 1085.98 | 1018.748 | -0.01434 | 0.13217 | -0.34368 | 0.17071 | 271.3533 | -110.581 | 0 | 8945.793 |  | 10000 | 5474.931 | 1361.887 | 1010.938 | 10000 | 10000 | 2333.047 | 1122.654 | 9269.367 | 7235.974 | Competitive | Non-Competitive | 0 | TRUE | FALSE | 1 | Non-Competitive | 0.7345 | Non-Competitive
SEMPNOR8 3330__C FROM_TO | SEMPNOR8 | 3330__C | 545 | 4 | 4 | LOMBRY1_8 | LKMT1T_8 | FROM_TO | 36066.05 | 36598.22 | -264.478 | 0 | 946.131 | 1004.671 | -0.07398 | 0.028914 | -0.54828 | 0.3715 | 248.2311 | -215.636 | 0 | 2501.386 | 10000 | 2276.384 | 10000 | 2167.314 | 1128.795 | 2428.941 | 10000 | 2343.302 | 4998.527 | 2342.934 | 10000 | Competitive | Competitive | 1 | TRUE | FALSE | 1 | Non-Competitive | 0.711 | Non-Competitive
SEMPNOR8 3330__C TO_FROM | SEMPNOR8 | 3330__C | 545 | 4 | 4 | LOMBRY1_8 | LKMT1T_8 | TO_FROM | 36066.05 | 36762.87 | -90.1523 | 0 | 1007.704 | 915.734 | -0.02891 | 0.073982 | -0.3715 | 0.54828 | 284.6743 | -39.6701 | 0 | 10000 | 2936.023 | 10000 | 2587.954 | 1046.743 | 2512.208 | 10000 | 2778.977 | 4843.96 | 2686.373 | 10000 | 2686.288 | Competitive | Competitive | 1 | TRUE | FALSE | 1 | Non-Competitive | 0.711 | Non-Competitive
SENAWKN9 ECRSW_FMR1 FROM_TO | SENAWKN9 | ECRSW_FMR1 | 28 | 1 | 1 | ENSCRKSS_9 | ENSCRKSS_8 | FROM_TO | 36066.05 | 92690.8 | -2.6688 | 0 | 0 | 783.721 | -7e-05 | 0 | -7e-05 | 0.99993 | -2.6716 | -2.6727 | 0 |  |  |  | 913.719 |  | 913.719 |  | 913.719 |  | 913.719 | 0 | 913.719 | Competitive | Competitive | 1 | FALSE | TRUE | 1 | Non-Competitive | 0.672 | Non-Competitive
SENAWKN9 ECRSW_FMR1 TO_FROM | SENAWKN9 | ECRSW_FMR1 | 28 | 1 | 1 | ENSCRKSS_9 | ENSCRKSS_8 | TO_FROM | 36066.05 | 36091.37 | 2.6688 | 0 | 0 | 783.721 | 0 | 7.4e-05 | -0.99993 | 7.4e-05 | 2.6661 | 2.6785 | 0 |  |  | 783.721 |  | 783.721 |  | 783.721 |  | 783.721 |  | 783.721 | 0 | Competitive | Competitive | 1 | FALSE | TRUE | 1 | Non-Competitive | 0.672 | Non-Competitive
SFASSAN9 OAKS9_69_1 FROM_TO | SFASSAN9 | OAKS9_69_1 | 50 | 1 | 1 | OAKSSUB9 | OAKSSUB8 | FROM_TO | 36066.05 | 36219.88 | -76.4335 | 0 | 775.47 | 1091.357 | -0.01109 | 0.067327 | -0.12079 | 0.67428 | 30.6111 | -42.9888 | 0 | 10000 |  | 10000 | 10000 | 2009.009 | 1671.062 | 10000 | 10000 | 7746.754 | 5827.671 | 10000 | 10000 | Competitive | Competitive | 1 | TRUE | FALSE | 1 | Non-Competitive | 0.6795 | Non-Competitive
SFASSAN9 OAKS9_69_1 TO_FROM | SFASSAN9 | OAKS9_69_1 | 50 | 1 | 1 | OAKSSUB9 | OAKSSUB8 | TO_FROM | 36066.05 | 36030.62 | -17.8087 | 0 | 1055.766 | 773.264 | -0.06733 | 0.011085 | -0.67428 | 0.12079 | 73.892 | 1.8429 | 0 |  | 10000 | 7821.201 | 10000 | 1490.572 | 3160.151 | 10000 | 10000 | 5259.465 | 8518.865 | 8796.899 | 10000 | Competitive | Non-Competitive | 0 | TRUE | FALSE | 1 | Non-Competitive | 0.6795 | Non-Competitive
SFERZ48 E1_M1_1 FROM_TO | SFERZ48 | E1_M1_1 | 214 | 1 | 1 | FIVE_PTS | WSTSIDE | FROM_TO | 36066.05 | 36272.86 | -31.4075 | 0 | 1134.059 | 881.111 | -0.06552 | 0.11362 | -0.30162 | 0.45266 | 151.4771 | 10.1679 | 0 | 10000 | 10000 | 10000 | 10000 | 7051.026 | 7320.155 | 10000 | 10000 | 9967.277 | 9626.417 | 10000 | 10000 | Competitive | Competitive | 1 | TRUE | FALSE | 1 | Non-Competitive | 0.68 | Non-Competitive
SFERZ48 E1_M1_1 TO_FROM | SFERZ48 | E1_M1_1 | 214 | 1 | 1 | FIVE_PTS | WSTSIDE | TO_FROM | 36066.05 | 36235.69 | -250.147 | 0 | 881.111 | 1066.228 | -0.11362 | 0.065524 | -0.45266 | 0.30162 | 137.2291 | -41.0141 | 0 | 10000 | 10000 | 10000 | 10000 | 6007.902 | 7112.147 | 10000 | 10000 | 9458.878 | 9967.798 | 10000 | 10000 | Competitive | Competitive | 1 | TRUE | FALSE | 1 | Non-Competitive | 0.68 | Non-Competitive
SFLCMDL5 6215__A FROM_TO | SFLCMDL5 | 6215__A | 152 | 1 | 1 | BLUFCKTA_8 | CHINAGRV_8 | FROM_TO | 36066.05 | 34994.88 | -75.9345 | 0 | 3232.478 | 1284.107 | -0.01522 | 0.52222 | -0.08437 | 0.60208 | 240.7108 | -71.1804 | 0 | 2680.471 |  | 5342.026 | 10000 | 1986.763 | 1077.503 | 10000 | 10000 | 5072.931 | 2377.863 | 5166.449 | 10000 | Non-Competitive | Non-Competitive | 0 | TRUE | FALSE | 1 | Non-Competitive | 0.703 | Non-Competitive
SFLCMDL5 6215__A TO_FROM | SFLCMDL5 | 6215__A | 152 | 1 | 1 | BLUFCKTA_8 | CHINAGRV_8 | TO_FROM | 36066.05 | 36170.34 | -146.15 | 0 | 1254.054 | 3232.468 | -0.0373 | 0.015218 | -0.60208 | 0.084374 | 89.2069 | 35.3568 | 0 |  | 10000 | 6034.504 | 3709.09 | 933.713 | 3668.534 | 6769.786 | 10000 | 1925.008 | 4943.161 | 6912.086 | 4950.137 | Competitive | Competitive | 1 | TRUE | FALSE | 1 | Non-Competitive | 0.703 | Non-Competitive
SFLCMDL5 6470__D FROM_TO | SFLCMDL5 | 6470__D | 196 | 1 | 1 | MCDONALD_8 | FORSANTA_8 | FROM_TO | 36066.05 | 36097.97 | -233.246 | 0 | 1195.909 | 3134.248 | -0.05829 | 0.23997 | -0.68696 | 0.23997 | 174.0723 | -48.8475 | 0 | 3283.222 | 3879.347 | 3671.591 | 3879.347 | 2035.761 | 3606.839 | 5127.463 | 3984.781 | 3960.545 | 3859.842 | 4010.208 | 3866.517 | Competitive | Competitive | 1 | TRUE | FALSE | 1 | Non-Competitive | 0.781 | Non-Competitive
SFLCMDL5 6470__D TO_FROM | SFLCMDL5 | 6470__D | 196 | 1 | 1 | MCDONALD_8 | FORSANTA_8 | TO_FROM | 36066.05 | 35697.65 | -103.028 | 0 | 3134.25 | 1203.821 | -0.07503 | 0.68696 | -0.23997 | 0.68696 | 284.0114 | -42.3542 | 0 | 1438.118 | 8769.981 | 10000 | 8769.981 | 1318.924 | 2294.074 | 10000 | 10000 | 4605.03 | 6605.459 | 4622.675 | 7584.712 | Non-Competitive | Non-Competitive | 0 | TRUE | FALSE | 1 | Non-Competitive | 0.781 | Non-Competitive
SFLCMGS5 6215__A FROM_TO | SFLCMGS5 | 6215__A | 152 | 1 | 1 | BLUFCKTA_8 | CHINAGRV_8 | FROM_TO | 36066.05 | 34932.94 | -75.8982 | 0 | 3232.478 | 1294.072 | -0.01522 | 0.52222 | -0.08437 | 0.60208 | 245.1373 | -70.4022 | 0 | 2680.471 |  | 5342.026 | 10000 | 1935.466 | 1088.895 | 10000 | 10000 | 5063.253 | 2412.055 | 5166.449 | 10000 | Non-Competitive | Non-Competitive | 0 | TRUE | FALSE | 1 | Non-Competitive | 0.789 | Non-Competitive
SFLCMGS5 6215__A TO_FROM | SFLCMGS5 | 6215__A | 152 | 1 | 1 | BLUFCKTA_8 | CHINAGRV_8 | TO_FROM | 36066.05 | 36171.73 | -150.484 | 0 | 1264.228 | 3232.468 | -0.0373 | 0.015218 | -0.60208 | 0.084374 | 88.3722 | 31.3476 | 0 |  | 10000 | 6034.504 | 3178.416 | 942.267 | 3146.605 | 6769.786 | 10000 | 1947.578 | 4377.353 | 6912.086 | 4383.139 | Competitive | Competitive | 1 | TRUE | FALSE | 1 | Non-Competitive | 0.789 | Non-Competitive
SFLCMGS5 6465__B FROM_TO | SFLCMGS5 | 6465__B | 149 | 1 | 1 | MIDLDWNT_8 | SPRABERY_8 | FROM_TO | 36066.05 | 36024.83 | -113.861 | 0 | 1145.485 | 951.18 | -0.05115 | 0.10487 | -0.28271 | 0.28754 | 160.6544 | -10.6548 | 0 | 2378.231 | 10000 | 2378.231 | 10000 | 1646.025 | 2254.891 | 10000 | 10000 | 2582.029 | 3935.749 | 2662.426 | 10000 | Competitive | Non-Competitive | 0 | TRUE | FALSE | 1 | Non-Competitive | 0.75 | Non-Competitive
SFLCMGS5 6465__B TO_FROM | SFLCMGS5 | 6465__B | 149 | 1 | 1 | MIDLDWNT_8 | SPRABERY_8 | TO_FROM | 36066.05 | 36175.05 | -132.502 | 0 | 951.18 | 1161.394 | -0.10487 | 0.11559 | -0.28754 | 0.28271 | 117.6707 | -105.556 | 0 | 1595.475 | 2928.74 | 1621.369 | 2928.74 | 1317.56 | 2330.893 | 2704.455 | 10000 | 1492.13 | 3144.617 | 1502.104 | 3155.393 | Competitive | Competitive | 1 | TRUE | FALSE | 1 | Non-Competitive | 0.75 | Non-Competitive
SFLCMGS5 6470__B FROM_TO | SFLCMGS5 | 6470__B | 196 | 1 | 1 | SPRABERY_8 | CRMWDTAP_8 | FROM_TO | 36066.05 | 35982.36 | -119.571 | 0 | 946.459 | 1210.468 | -0.07498 | 0.071916 | -0.79096 | 0.18222 | 261.9791 | -40.5698 | 0 | 1510.331 | 8769.06 | 1529.986 | 8769.06 | 1369.417 | 2397.998 | 1529.986 | 10000 | 1456.114 | 6681.948 | 1471.648 | 7581.715 | Competitive | Non-Competitive | 0 | TRUE | FALSE | 1 | Non-Competitive | 0.7815 | Non-Competitive
SFLCMGS5 6470__B TO_FROM | SFLCMGS5 | 6470__B | 196 | 1 | 1 | SPRABERY_8 | CRMWDTAP_8 | TO_FROM | 36066.05 | 36097.76 | -253.991 | 0 | 1202.362 | 946.459 | -0.07051 | 0.31299 | -0.18222 | 0.79095 | 190.222 | -67.1852 | 0 | 2623.377 | 3155.398 | 2715.07 | 3230.814 | 1809.844 | 2938.633 | 3475.204 | 3230.814 | 2841.062 | 3001.463 | 2864.967 | 3006.223 | Competitive | Competitive | 1 | TRUE | FALSE | 1 | Non-Competitive | 0.7815 | Non-Competitive
SFLCMGS5 6470__D FROM_TO | SFLCMGS5 | 6470__D | 196 | 1 | 1 | MCDONALD_8 | FORSANTA_8 | FROM_TO | 36066.05 | 36098.66 | -249.807 | 0 | 1222.275 | 2483.727 | -0.07046 | 0.23997 | -0.68696 | 0.23997 | 173.5967 | -65.453 | 0 | 3283.222 | 3155.335 | 3671.591 | 3230.642 | 2045.767 | 2958.995 | 5127.463 | 3230.642 | 3961.039 | 3001.609 | 4010.208 | 3005.998 | Competitive | Competitive | 1 | TRUE | FALSE | 1 | Non-Competitive | 0.7265 | Non-Competitive
SFLCMGS5 6470__D TO_FROM | SFLCMGS5 | 6470__D | 196 | 1 | 1 | MCDONALD_8 | FORSANTA_8 | TO_FROM | 36066.05 | 35628.26 | -102.941 | 0 | 2483.728 | 1222.275 | -0.07503 | 0.68696 | -0.23997 | 0.68696 | 300.6182 | -42.3707 | 0 | 1312.603 | 8769.981 | 10000 | 8769.981 | 1209.833 | 2319.7 | 10000 | 10000 | 4366.307 | 6621.691 | 4382.582 | 7584.712 | Competitive | Non-Competitive | 0 | TRUE | FALSE | 1 | Non-Competitive | 0.7265 | Non-Competitive
SFLCMGS5 6470__E FROM_TO | SFLCMGS5 | 6470__E | 196 | 1 | 1 | FORSANTA_8 | CRMWDTAP_8 | FROM_TO | 36066.05 | 36092.89 | -253.824 | 0 | 1210.368 | 909.979 | -0.07051 | 0.31299 | -0.20904 | 0.31299 | 190.3893 | -67.0185 | 0 | 2623.381 | 3155.392 | 2715.062 | 3230.798 | 1807.047 | 2940.6 | 3475.206 | 3230.798 | 2840.917 | 3001.478 | 2864.931 | 3006.202 | Competitive | Competitive | 1 | TRUE | FALSE | 1 | Non-Competitive | 0.828 | Non-Competitive
SFLCMGS5 6470__E TO_FROM | SFLCMGS5 | 6470__E | 196 | 1 | 1 | FORSANTA_8 | CRMWDTAP_8 | TO_FROM | 36066.05 | 35854.88 | -119.738 | 0 | 935.886 | 1202.278 | -0.07498 | 0.071911 | -0.31299 | 0.20904 | 261.8131 | -40.739 | 0 | 1510.327 | 8769.146 | 1529.98 | 8769.146 | 1369.92 | 2390.345 | 1529.98 | 10000 | 1456.133 | 6676.391 | 1471.647 | 7581.997 | Competitive | Non-Competitive | 0 | TRUE | FALSE | 1 | Non-Competitive | 0.828 | Non-Competitive
SFORGIL8 46T193_1 FROM_TO | SFORGIL8 | 46T193_1 | 139 | 1 | 1 | L_FERGUS8_1Y | L_SANDCR8_1Y | FROM_TO | 36066.05 | 35970.49 | -184.659 | 0 | 1012.126 | 6320.022 | -0.23709 | 0.073509 | -0.80987 | 0.073509 | 216.396 | -141.333 | 0 | 10000 | 10000 | 10000 | 10000 | 1187.383 | 1707.094 | 10000 | 10000 | 5803.559 | 2680.687 | 10000 | 10000 | Non-Competitive | Non-Competitive | 0 | TRUE | FALSE | 1 | Non-Competitive | 0.7575 | Non-Competitive
SFORGIL8 46T193_1 TO_FROM | SFORGIL8 | 46T193_1 | 139 | 1 | 1 | L_FERGUS8_1Y | L_SANDCR8_1Y | TO_FROM | 36066.05 | 34122.96 | -189.255 | 0 | 6320.033 | 1003.386 | -0.07351 | 0.23709 | -0.07351 | 0.80987 | 287.3585 | -132.297 | 0 | 5131.167 | 10000 | 10000 | 10000 | 929.98 | 1346.54 | 10000 | 10000 | 1065.201 | 6217.028 | 7031.993 | 10000 | Non-Competitive | Non-Competitive | 0 | TRUE | FALSE | 1 | Non-Competitive | 0.7575 | Non-Competitive
SFORYEL8 FORTMA_MASN1_1 FROM_TO | SFORYEL8 | FORTMA_MASN1_1 | 48 | 1 | 1 | MASN2A | L_FORTMA9_1N | FROM_TO | 36066.05 | 35588.03 | -123.582 | 0 | 1066.414 | 1001.926 | -0.0357 | 0.031585 | -0.39491 | 0.60132 | 237.73 | -92.5454 | 0 | 10000 | 10000 | 902.011 | 10000 | 968.203 | 1240.118 | 10000 | 10000 | 823.051 | 3512.554 | 905.561 | 10000 | Competitive | Non-Competitive | 0 | TRUE | FALSE | 1 | Non-Competitive | 0.789 | Non-Competitive
SFORYEL8 FORTMA_MASN1_1 TO_FROM | SFORYEL8 | FORTMA_MASN1_1 | 48 | 1 | 1 | MASN2A | L_FORTMA9_1N | TO_FROM | 36066.05 | 35905.78 | -144.038 | 0 | 1001.926 | 1065.108 | -0.01305 | 0.035701 | -0.60132 | 0.39491 | 144.9705 | -79.047 | 0 | 10000 |  | 10000 | 2215.305 | 1085.321 | 1798.827 | 10000 | 2583.985 | 3015.999 | 1992.497 | 10000 | 2324.14 | Competitive | Non-Competitive | 0 | TRUE | FALSE | 1 | Non-Competitive | 0.789 | Non-Competitive
SFORYEL8 HEXT_YELWJC1_1 FROM_TO | SFORYEL8 | HEXT_YELWJC1_1 | 30 | 1 | 1 | YELWJCKT2A | HEXT 2 | FROM_TO | 36066.05 | 35758.53 | -72.0822 | 0 | 1078.696 | 1000.44 | -0.01511 | 0.020406 | -0.43834 | 0.19226 | 165.5467 | -52.9239 | 0 | 10000 |  | 895.474 | 10000 | 998.333 | 1289.358 | 4313.776 | 10000 | 831.249 | 2788.494 | 896.678 | 10000 | Competitive | Non-Competitive | 0 | TRUE | FALSE | 1 | Non-Competitive | 0.758 | Non-Competitive
SFORYEL8 HEXT_YELWJC1_1 TO_FROM | SFORYEL8 | HEXT_YELWJC1_1 | 30 | 1 | 1 | YELWJCKT2A | HEXT 2 | TO_FROM | 36066.05 | 35778.5 | -102.892 | 0 | 1008.991 | 1066.152 | -0.0087 | 0.015108 | -0.19227 | 0.43834 | 85.6474 | -62.1628 | 0 |  |  | 5389.713 | 2159.391 | 1112.613 | 1794.759 | 10000 | 2578.074 | 2245.548 | 1934.215 | 6748.56 | 2260.594 | Competitive | Non-Competitive | 0 | FALSE | FALSE | 1 | Non-Competitive | 0.758 | Non-Competitive
SFRWHEI8 HEI_PHR_1 FROM_TO | SFRWHEI8 | HEI_PHR_1 | 478 | 1 | 1 | TNHEIGHTS_1 | P_H_R___138C | FROM_TO | 36066.05 | 92690.8 | -275.268 | 0 | 7235.536 | 785.852 | -0.00762 | 0.47796 | -0.00762 | 0.50941 | -0.1223 | -275.679 | 0 | 7235.593 |  | 7235.593 | 916.7 | 7235.593 | 916.7 | 7235.593 | 916.7 | 7239.196 | 916.7 | 7239.196 | 916.7 | Competitive | Competitive | 1 | TRUE | FALSE | 1 | Non-Competitive | 0.703 | Non-Competitive
SFRWHEI8 HEI_PHR_1 TO_FROM | SFRWHEI8 | HEI_PHR_1 | 478 | 1 | 1 | TNHEIGHTS_1 | P_H_R___138C | TO_FROM | 36066.05 | 36458.59 | 229.3821 | 0 | 785.852 | 7235.536 | -0.47796 | 0.007621 | -0.50941 | 0.007621 | 274.988 | 229.1748 | 0 |  | 7235.593 | 785.852 | 7235.593 | 785.852 | 7235.593 | 785.852 | 7235.593 | 785.852 | 7239.196 | 785.852 | 7239.196 | Competitive | Competitive | 1 | TRUE | FALSE | 1 | Non-Competitive | 0.703 | Non-Competitive
SFSHBOM5 GRAYBC_VERN1_1 FROM_TO | SFSHBOM5 | GRAYBC_VERN1_1 | 38 | 0 | 0 | VERN2A | GRAYBCKT2A | FROM_TO | 36066.05 | 36102.4 | 1.644 | 0 | 783.721 | 0 | 0 | 4.5e-05 | -0.99995 | 4.5e-05 | 1.6407 | 1.6483 | 0 |  |  | 783.721 |  | 783.721 |  | 783.721 |  | 783.721 |  | 783.721 | 0 | Competitive | Competitive | 1 | FALSE | TRUE | 1 | Non-Competitive | 0.8595 | Non-Competitive
SFSHBOM5 GRAYBC_VERN1_1 TO_FROM | SFSHBOM5 | GRAYBC_VERN1_1 | 38 | 0 | 0 | VERN2A | GRAYBCKT2A | TO_FROM | 36066.05 | 92690.8 | -1.644 | 0 | 783.721 | 0 | -5e-05 | 0 | -5e-05 | 0.99996 | -1.644 | -1.6448 | 0 |  |  |  | 913.719 |  | 913.719 |  | 913.719 |  | 913.719 | 0 | 913.719 | Competitive | Competitive | 1 | FALSE | TRUE | 1 | Non-Competitive | 0.8595 | Non-Competitive
SFSHBOM5 LIBR_PAUL1_1 FROM_TO | SFSHBOM5 | LIBR_PAUL1_1 | 39 | 0 | 0 | COPPERBRKS | PAUL2A | FROM_TO | 36066.05 | 36162.43 | -22.4603 | 0 | 828.757 | 1217.464 | -0.00496 | 0.084206 | -0.14934 | 0.69756 | 24.2926 | -18.849 | 0 | 10000 |  | 10000 | 3695.052 | 1151.818 | 943.322 | 10000 | 3695.052 | 6262.046 | 1582.657 | 10000 | 3695.052 | Competitive | Competitive | 1 | TRUE | FALSE | 1 | Non-Competitive | 0.7105 | Non-Competitive
SFSHBOM5 LIBR_PAUL1_1 TO_FROM | SFSHBOM5 | LIBR_PAUL1_1 | 39 | 0 | 0 | COPPERBRKS | PAUL2A | TO_FROM | 36066.05 | 36090.47 | -19.2052 | 0 | 1217.464 | 811.032 | -0.00296 | 0.004963 | -0.69756 | 0.14934 | 21.9642 | 3.8724 | 0 |  |  | 4713.714 | 3285.756 | 919.511 | 3242.06 | 4713.714 | 3285.756 | 2288.633 | 3647.755 | 4713.714 | 3665.379 | Competitive | Competitive | 1 | FALSE | FALSE | 1 | Non-Competitive | 0.7105 | Non-Competitive
SFTLMES8 BGLK_MCAN_S1_1 FROM_TO | SFTLMES8 | BGLK_MCAN_S1_1 | 187 | 1 | 1 | BIGLAK24 | L_NORTMC8_1Y | FROM_TO | 36066.05 | 36235.21 | -463.325 | 0 | 998.898 | 1158.873 | -0.06015 | 0.087797 | -0.26603 | 0.35924 | 141.7478 | -144.223 | 0 | 4235.948 | 3322.22 | 4235.948 | 3322.22 | 1037.498 | 2129.951 | 4235.948 | 3843.302 | 2612.219 | 3245.07 | 4223.516 | 3446.155 | Competitive | Competitive | 1 | TRUE | FALSE | 1 | Non-Competitive | 0.8125 | Non-Competitive
SFTLMES8 BGLK_MCAN_S1_1 TO_FROM | SFTLMES8 | BGLK_MCAN_S1_1 | 187 | 1 | 1 | BIGLAK24 | L_NORTMC8_1Y | TO_FROM | 36066.05 | 34979.52 | -115.003 | 0 | 1165.044 | 1006.758 | -0.0878 | 0.24752 | -0.35924 | 0.26603 | 579.4684 | -88.6156 | 0 | 1428.444 | 10000 | 3188.384 | 10000 | 1121.819 | 1115.858 | 3188.384 | 10000 | 2281.798 | 4325.562 | 2341.557 | 10000 | Competitive | Non-Competitive | 0 | TRUE | FALSE | 1 | Non-Competitive | 0.8125 | Non-Competitive
SFTLMES8 BGLK_TWINBU1_1 FROM_TO | SFTLMES8 | BGLK_TWINBU1_1 | 151 | 1 | 1 | BGLK4A | L_TWINBU8_1Y | FROM_TO | 36066.05 | 35741.89 | -113.053 | 0 | 814.79 | 1162.947 | -0.00496 | 0.11161 | -0.08047 | 0.34124 | 175.6212 | -102.077 | 0 | 2554.475 |  | 2741.841 | 1937.133 | 1402.195 | 1445.379 | 2741.841 | 1951.769 | 2342.629 | 1731.882 | 2575.87 | 1929.548 | Competitive | Non-Competitive | 0 | TRUE | FALSE | 1 | Non-Competitive | 0.883 | Non-Competitive
SFTLMES8 BGLK_TWINBU1_1 TO_FROM | SFTLMES8 | BGLK_TWINBU1_1 | 151 | 1 | 1 | BGLK4A | L_TWINBU8_1Y | TO_FROM | 36066.05 | 36060.17 | -160.061 | 0 | 1162.947 | 814.789 | -0.08985 | 0.013402 | -0.34124 | 0.080469 | 153.0072 | -14.1697 | 0 |  | 10000 | 1471.17 | 10000 | 1154.144 | 1503.28 | 4251.085 | 10000 | 1303.389 | 4755.503 | 1843.134 | 10000 | Competitive | Non-Competitive | 0 | TRUE | FALSE | 1 | Non-Competitive | 0.883 | Non-Competitive
SFTSBAR8 BARL_FTSW1_1 FROM_TO | SFTSBAR8 | BARL_FTSW1_1 | 38 | 1 | 1 | FTSW2A | BARL2A | FROM_TO | 36066.05 | 35878.68 | -61.9358 | 0 | 1005.821 | 1178.158 | -0.04206 | 0.074573 | -0.34483 | 0.28001 | 102.5967 | -38.8219 | 0 | 3354.311 | 10000 | 3354.311 | 10000 | 2687.696 | 2585.247 | 3354.311 | 10000 | 3353.245 | 7637.964 | 3415.704 | 10000 | Competitive | Non-Competitive | 0 | TRUE | FALSE | 1 | Non-Competitive | 1.5705 | Non-Competitive
SFTSBAR8 BARL_FTSW1_1 TO_FROM | SFTSBAR8 | BARL_FTSW1_1 | 38 | 1 | 1 | FTSW2A | BARL2A | TO_FROM | 36066.05 | 35856.22 | -97.5902 | 0 | 1180.336 | 1002.233 | -0.01881 | 0.042062 | -0.28001 | 0.34483 | 96.9666 | -0.7056 | 0 | 4649.362 |  | 4649.362 | 10000 | 1552.804 | 2133.675 | 4649.362 | 10000 | 3840.826 | 7958.816 | 4845.686 | 10000 | Competitive | Non-Competitive | 0 | TRUE | FALSE | 1 | Non-Competitive | 1.5705 | Non-Competitive
SFTWW_D8 AIR_NDE_1 FROM_TO | SFTWW_D8 | AIR_NDE_1 | 218 | 1 | 1 | JMCRSTL138 | N_DENT_8 | FROM_TO | 36066.05 | 35751.71 | -113.746 | 0 | 669.084 | 1135.3 | -0.15414 | 0.023205 | -0.3494 | 0.34426 | 328.6951 | -77.297 | 0 | 5000.355 | 4445.925 | 978.143 | 10000 | 667.003 | 1902.321 | 732.478 | 10000 | 811.477 | 4064.193 | 919.639 | 7034.073 | Competitive | Non-Competitive | 0 | TRUE | FALSE | 1 | Non-Competitive | 0.867 | Non-Competitive
SFTWW_D8 AIR_NDE_1 TO_FROM | SFTWW_D8 | AIR_NDE_1 | 218 | 1 | 1 | JMCRSTL138 | N_DENT_8 | TO_FROM | 36066.05 | 36247.67 | -319.18 | 0 | 1135.3 | 669.084 | -0.02321 | 0.15414 | -0.34426 | 0.3494 | 155.4765 | -212.011 | 0 | 3192.084 | 5000.355 | 5293.466 | 2093.266 | 1792.253 | 955.217 | 5293.466 | 1659.013 | 3134.299 | 1445.134 | 4538.736 | 1874.917 | Competitive | Competitive | 1 | TRUE | FALSE | 1 | Non-Competitive | 0.867 | Non-Competitive
SFTWW_D8 AIR_W_DE_1 FROM_TO | SFTWW_D8 | AIR_W_DE_1 | 350 | 1 | 1 | JMCRSTL138 | W_DENT_8 | FROM_TO | 36066.05 | 37004.02 | -323.785 | 0 | 1131.599 | 671.063 | -0.02333 | 0.15402 | -0.21502 | 0.65561 | 150.8523 | -216.646 | 0 | 3191.489 | 5000.348 | 5293.888 | 2096.179 | 1792.047 | 947.235 | 5293.888 | 1659.024 | 3155.509 | 1424.933 | 4546.354 | 1876.508 | Competitive | Competitive | 1 | TRUE | FALSE | 1 | Non-Competitive | 0.75 | Non-Competitive
SFTWW_D8 AIR_W_DE_1 TO_FROM | SFTWW_D8 | AIR_W_DE_1 | 350 | 1 | 1 | JMCRSTL138 | W_DENT_8 | TO_FROM | 36066.05 | 36091.23 | -109.139 | 0 | 679.224 | 1131.599 | -0.15402 | 0.023333 | -0.65561 | 0.21502 | 333.2955 | -72.6212 | 0 | 5000.348 | 4446.147 | 979.144 | 10000 | 664.621 | 1900.848 | 732.309 | 10000 | 805.694 | 4103.785 | 919.972 | 7048.969 | Competitive | Competitive | 1 | TRUE | FALSE | 1 | Non-Competitive | 0.75 | Non-Competitive
SGAFGRN8 G138_1BB_1 FROM_TO | SGAFGRN8 | G138_1BB_1 | 379 | 1 | 1 | TNTEJAS___1 | TNGRENBELT1 | FROM_TO | 36066.05 | 40679.26 | -88.201 | 0 | 10000 | 785.308 | -0.00913 | 0.022408 | -0.10245 | 0.82227 | -82.9424 | -85.0388 | 0 | 10000 |  | 10000 | 10000 | 10000 | 916.967 | 10000 | 10000 | 10000 | 963.212 | 10000 | 10000 | Competitive | Competitive | 1 | TRUE | FALSE | 1 | Non-Competitive | 0.6955 | Non-Competitive
SGAFGRN8 G138_1BB_1 TO_FROM | SGAFGRN8 | G138_1BB_1 | 379 | 1 | 1 | TNTEJAS___1 | TNGRENBELT1 | TO_FROM | 36066.05 | 36418.46 | 82.5773 | 0 | 10000 | 783.861 | -0.02241 | 0.009132 | -0.82227 | 0.10245 | 88.2836 | 84.8998 | 0 |  | 10000 | 10000 | 10000 | 786.445 | 10000 | 10000 | 10000 | 823.454 | 10000 | 10000 | 10000 | Competitive | Competitive | 1 | TRUE | FALSE | 1 | Non-Competitive | 0.6955 | Non-Competitive
SGAFGRN8 HEI_PHR_1 FROM_TO | SGAFGRN8 | HEI_PHR_1 | 478 | 1 | 1 | TNHEIGHTS_1 | P_H_R___138C | FROM_TO | 36066.05 | 50906 | -288.65 | 0 | 7231.988 | 1371.394 | -0.01537 | 0.4278 | -0.03712 | 0.4278 | 23.7917 | -296.891 | 0 | 7231.988 |  | 7231.988 | 980.972 | 7231.988 | 969.643 | 7231.988 | 2658.361 | 7231.988 | 1078.938 | 7231.988 | 1084.699 | Competitive | Competitive | 1 | TRUE | FALSE | 1 | Non-Competitive | 0.7185 | Non-Competitive
SGAFGRN8 HEI_PHR_1 TO_FROM | SGAFGRN8 | HEI_PHR_1 | 478 | 1 | 1 | TNHEIGHTS_1 | P_H_R___138C | TO_FROM | 36066.05 | 36404.73 | 174.2548 | 0 | 1363.744 | 7231.988 | -0.4278 | 0.015366 | -0.4278 | 0.037121 | 329.7836 | 176.5814 | 0 |  | 7231.988 | 841.083 | 7231.988 | 833.17 | 7231.988 | 2658.361 | 7231.988 | 935.433 | 7231.988 | 940.828 | 7231.988 | Competitive | Competitive | 1 | TRUE | FALSE | 1 | Non-Competitive | 0.7185 | Non-Competitive
SGAFPHR8 HEI_PHR_1 FROM_TO | SGAFPHR8 | HEI_PHR_1 | 478 | 1 | 1 | TNHEIGHTS_1 | P_H_R___138C | FROM_TO | 36066.05 | 50952.41 | -290.391 | 0 | 7231.988 | 1455.288 | -0.01541 | 0.42776 | -0.03717 | 0.42776 | 22.0186 | -298.65 | 0 | 7231.988 |  | 7231.988 | 980.589 | 7231.988 | 969.164 | 7231.988 | 2658.594 | 7231.988 | 1077.193 | 7231.988 | 1083.031 | Competitive | Competitive | 1 | TRUE | FALSE | 1 | Non-Competitive | 0.7185 | Non-Competitive
SGAFPHR8 HEI_PHR_1 TO_FROM | SGAFPHR8 | HEI_PHR_1 | 478 | 1 | 1 | TNHEIGHTS_1 | P_H_R___138C | TO_FROM | 36066.05 | 36400.64 | 176.005 | 0 | 1363.744 | 7231.988 | -0.42776 | 0.015414 | -0.42776 | 0.037169 | 331.5249 | 178.3296 | 0 |  | 7231.988 | 840.715 | 7231.988 | 832.742 | 7231.988 | 2658.594 | 7231.988 | 933.786 | 7231.988 | 939.228 | 7231.988 | Competitive | Competitive | 1 | TRUE | FALSE | 1 | Non-Competitive | 0.7185 | Non-Competitive
SGAIWLV8 6215__A FROM_TO | SGAIWLV8 | 6215__A | 152 | 0 | 0 | BLUFCKTA_8 | CHINAGRV_8 | FROM_TO | 36066.05 | 35184.78 | -72.3342 | 0 | 3231.267 | 1250.852 | -0.01529 | 0.52121 | -0.0847 | 0.60148 | 224.8264 | -66.975 | 0 | 2722.71 |  | 5341.678 | 10000 | 2148.117 | 1088.919 | 10000 | 10000 | 5158.481 | 2533.253 | 5210.791 | 10000 | Non-Competitive | Non-Competitive | 0 | TRUE | FALSE | 1 | Non-Competitive | 0.695 | Non-Competitive
SGAIWLV8 6215__A TO_FROM | SGAIWLV8 | 6215__A | 152 | 0 | 0 | BLUFCKTA_8 | CHINAGRV_8 | TO_FROM | 36066.05 | 36178.21 | -131.431 | 0 | 1269.536 | 3231.262 | -0.03266 | 0.015289 | -0.60148 | 0.084702 | 84.5405 | 40.4675 | 0 |  | 10000 | 5802.21 | 10000 | 940.675 | 3717.755 | 6111.494 | 10000 | 2024.332 | 5921.364 | 6477.725 | 10000 | Competitive | Competitive | 1 | TRUE | FALSE | 1 | Non-Competitive | 0.695 | Non-Competitive
SGASMGS5 TWINBU_T1H FROM_TO | SGASMGS5 | TWINBU_T1H | 308 | 1 | 1 | L_TWINBU5_1Y | L_TWINBU1_1 | FROM_TO | 36066.05 | 36051.56 | -167.657 | 0 | 1229.948 | 816.288 | -0.08482 | 0.093068 | -0.52681 | 0.13084 | 315.7687 | -9.3514 | 0 | 6903.668 | 5153.48 | 6903.668 | 10000 | 1287.845 | 1325.714 | 6903.668 | 10000 | 4748.172 | 3272.889 | 6903.668 | 6202.455 | Competitive | Non-Competitive | 0 | TRUE | FALSE | 1 | Non-Competitive | 0.7345 | Non-Competitive
SGASMGS5 TWINBU_T1H TO_FROM | SGASMGS5 | TWINBU_T1H | 308 | 1 | 1 | L_TWINBU5_1Y | L_TWINBU1_1 | TO_FROM | 36066.05 | 36651.18 | -258.36 | 0 | 816.288 | 1229.948 | -0.00819 | 0.202 | -0.13084 | 0.52681 | 231.5435 | -184.808 | 0 | 1862.261 |  | 2220.784 | 1923.911 | 1108.255 | 1438.516 | 6831.299 | 1925.113 | 2317.976 | 1738.469 | 2490.852 | 1971.758 | Competitive | Competitive | 1 | TRUE | TRUE | 1 | Competitive | 0.7345 | Non-Competitive
SGASMGS5 TWINBU_T1L FROM_TO | SGASMGS5 | TWINBU_T1L | 308 | 1 | 1 | L_TWINBU8_1Y | L_TWINBU1_1 | FROM_TO | 36066.05 | 36208.65 | -258.36 | 0 | 829.052 | 1229.948 | -0.00819 | 0.202 | -0.52878 | 0.52681 | 231.5435 | -184.808 | 0 | 1862.261 |  | 2220.784 | 1923.911 | 1108.255 | 1438.516 | 6831.299 | 1925.113 | 2317.976 | 1738.469 | 2490.852 | 1971.758 | Competitive | Competitive | 1 | TRUE | TRUE | 1 | Competitive | 0.8595 | Non-Competitive
SGASMGS5 TWINBU_T1L TO_FROM | SGASMGS5 | TWINBU_T1L | 308 | 1 | 1 | L_TWINBU8_1Y | L_TWINBU1_1 | TO_FROM | 36066.05 | 36051.56 | -167.657 | 0 | 1229.948 | 829.052 | -0.08482 | 0.093068 | -0.52681 | 0.52878 | 315.7687 | -9.3514 | 0 | 6903.668 | 5153.48 | 6903.668 | 10000 | 1287.845 | 1325.714 | 6903.668 | 10000 | 4748.172 | 3272.889 | 6903.668 | 6202.455 | Competitive | Non-Competitive | 0 | TRUE | FALSE | 1 | Non-Competitive | 0.8595 | Non-Competitive
SGEOGEO8 CSA_ORN_1 FROM_TO | SGEOGEO8 | CSA_ORN_1 | 45 | 2 | 2 | ORANGEGRVSB9 | CSABLK2A | FROM_TO | 36066.05 | 36082.29 | -28.3696 | 0 | 1124.681 | 1024.654 | -0.01832 | 0.018476 | -0.53163 | 0.29675 | 36.3673 | -26.0414 | 0 |  |  | 1281.621 | 10000 | 1143.48 | 1027.586 | 1299.712 | 10000 | 1557.498 | 2189.333 | 1570.132 | 10000 | Competitive | Competitive | 1 | FALSE | FALSE | 1 | Non-Competitive | 0.883 | Non-Competitive
SGEOGEO8 CSA_ORN_1 TO_FROM | SGEOGEO8 | CSA_ORN_1 | 45 | 2 | 2 | ORANGEGRVSB9 | CSABLK2A | TO_FROM | 36066.05 | 36100 | -33.1792 | 0 | 961.124 | 1090.575 | -0.01848 | 0.018323 | -0.29675 | 0.53163 | 34.9248 | -6.1571 | 0 |  |  | 10000 | 2644.508 | 862.481 | 2244.061 | 10000 | 2704.462 | 1771.361 | 3004.753 | 10000 | 3030.309 | Competitive | Competitive | 1 | FALSE | FALSE | 1 | Non-Competitive | 0.883 | Non-Competitive
SGEOGEO8 ORA_ORNG_1 FROM_TO | SGEOGEO8 | ORA_ORNG_1 | 120 | 2 | 2 | ORANGEGRVSW9 | ORANGEGRVSB9 | FROM_TO | 36066.05 | 36174.89 | -21.3629 | 0 | 1091.026 | 961.117 | -0.01813 | 0.01867 | -0.70306 | 0.29246 | 43.4763 | -19.0202 | 0 |  |  | 1278.296 | 10000 | 1070.835 | 1119.017 | 1296.534 | 10000 | 1541.274 | 3137.021 | 1560.718 | 10000 | Competitive | Competitive | 1 | FALSE | FALSE | 1 | Non-Competitive | 0.781 | Non-Competitive
SGEOGEO8 ORA_ORNG_1 TO_FROM | SGEOGEO8 | ORA_ORNG_1 | 120 | 2 | 2 | ORANGEGRVSW9 | ORANGEGRVSB9 | TO_FROM | 36066.05 | 36380.68 | -40.1845 | 0 | 961.117 | 1092.679 | -0.01867 | 0.018129 | -0.29246 | 0.70306 | 27.8938 | -13.2379 | 0 |  |  | 10000 | 2639.379 | 919.475 | 1994.061 | 10000 | 2699.93 | 2582.809 | 2975.331 | 10000 | 3018.654 | Competitive | Competitive | 1 | FALSE | FALSE | 1 | Non-Competitive | 0.781 | Non-Competitive
SGILNU78 GILA_HIWAY_1_1 FROM_TO | SGILNU78 | GILA_HIWAY_1_1 | 255 | 0 | 0 | HIWAY_94A | GILA4A | FROM_TO | 36066.05 | 36651.28 | -42.6127 | 0 | 1165.916 | 1016.998 | -0.00231 | 0.069233 | -0.37714 | 0.08817 | 34.6885 | -41.9458 | 0 | 6016.831 |  | 6016.831 | 930.916 | 4535.977 | 928.358 | 6016.831 | 1883.018 | 6485.18 | 911.231 | 6719.275 | 911.987 | Competitive | Competitive | 1 | TRUE | FALSE | 1 | Non-Competitive | 0.6955 | Non-Competitive
SGILNU78 GILA_HIWAY_1_1 TO_FROM | SGILNU78 | GILA_HIWAY_1_1 | 255 | 0 | 0 | HIWAY_94A | GILA4A | TO_FROM | 36066.05 | 38433.54 | -33.116 | 0 | 955.81 | 1194.085 | -0.06923 | 0.002421 | -0.08817 | 0.37714 | 43.7926 | 13.739 | 0 |  | 6016.831 | 810.432 | 6016.831 | 808.496 | 4932.056 | 3076.731 | 6016.831 | 794.89 | 6515.569 | 795.458 | 6719.275 | Competitive | Competitive | 1 | TRUE | FALSE | 1 | Non-Competitive | 0.6955 | Non-Competitive
SGLDSUN8 6215__A FROM_TO | SGLDSUN8 | 6215__A | 152 | 1 | 1 | BLUFCKTA_8 | CHINAGRV_8 | FROM_TO | 36066.05 | 30225.83 | -60.4059 | 0 | 5291.081 | 1193.791 | -0.01459 | 0.83644 | -0.05042 | 0.83644 | 438.6187 | -50.161 | 0 | 3626.951 |  | 5300.879 | 10000 | 3016.033 | 1233.007 | 5300.879 | 10000 | 5292.296 | 3974.267 | 5320.099 | 10000 | Non-Competitive | Non-Competitive | 0 | TRUE | FALSE | 1 | Non-Competitive | 0.711 | Non-Competitive
SGLDSUN8 6215__A TO_FROM | SGLDSUN8 | 6215__A | 152 | 1 | 1 | BLUFCKTA_8 | CHINAGRV_8 | TO_FROM | 36066.05 | 36153.5 | -221.227 | 0 | 1244.895 | 5291.081 | -0.05056 | 0.039627 | -0.83645 | 0.050423 | 78.8521 | -2.4667 | 0 | 2720.278 | 10000 | 3933.45 | 3715.218 | 1126.983 | 3447.325 | 2720.278 | 10000 | 2614.44 | 4967.821 | 3341.018 | 5058.671 | Competitive | Competitive | 1 | TRUE | FALSE | 1 | Non-Competitive | 0.711 | Non-Competitive
SGLDSUN8 ECRSW_FMR1 FROM_TO | SGLDSUN8 | ECRSW_FMR1 | 28 | 1 | 1 | ENSCRKSS_9 | ENSCRKSS_8 | FROM_TO | 36066.05 | 92690.8 | -2.6688 | 0 | 0 | 783.721 | -7e-05 | 0 | -7e-05 | 0.99993 | -2.6716 | -2.6727 | 0 |  |  |  | 913.719 |  | 913.719 |  | 913.719 |  | 913.719 | 0 | 913.719 | Competitive | Competitive | 1 | FALSE | TRUE | 1 | Non-Competitive | 0.711 | Non-Competitive
SGLDSUN8 ECRSW_FMR1 TO_FROM | SGLDSUN8 | ECRSW_FMR1 | 28 | 1 | 1 | ENSCRKSS_9 | ENSCRKSS_8 | TO_FROM | 36066.05 | 36091.37 | 2.6688 | 0 | 0 | 783.721 | 0 | 7.4e-05 | -0.99993 | 7.4e-05 | 2.6661 | 2.6785 | 0 |  |  | 783.721 |  | 783.721 |  | 783.721 |  | 783.721 |  | 783.721 | 0 | Competitive | Competitive | 1 | FALSE | TRUE | 1 | Non-Competitive | 0.711 | Non-Competitive
SGONLUL8 144T132_1 FROM_TO | SGONLUL8 | 144T132_1 | 139 | 1 | 1 | L_HALLET8_1Y | L_FLATON8_1Y | FROM_TO | 36066.05 | 37059.63 | -124.109 | 0 | 822.133 | 1138.858 | -0.02978 | 0.026888 | -0.10698 | 0.53606 | 31.5784 | -121.424 | 0 | 3567.177 | 10000 | 984.868 | 10000 | 946.672 | 1120.154 | 3082.296 | 10000 | 1092.583 | 1967.771 | 1223.662 | 10000 | Competitive | Competitive | 1 | TRUE | FALSE | 1 | Non-Competitive | 0.7035 | Non-Competitive
SGONLUL8 144T132_1 TO_FROM | SGONLUL8 | 144T132_1 | 139 | 1 | 1 | L_HALLET8_1Y | L_FLATON8_1Y | TO_FROM | 36066.05 | 36030.23 | -37.8778 | 0 | 1138.858 | 822.133 | -0.02689 | 0.029776 | -0.53606 | 0.10698 | 158.203 | -0.9086 | 0 | 10000 | 3567.177 | 10000 | 1475.643 | 963.064 | 1144.919 | 10000 | 3082.296 | 1720.548 | 1417.605 | 10000 | 1627.18 | Competitive | Non-Competitive | 0 | TRUE | FALSE | 1 | Non-Competitive | 0.7035 | Non-Competitive
SGRAFER8 40T189_1 FROM_TO | SGRAFER8 | 40T189_1 | 240 | 1 | 1 | L_WIRTZ_8_1Y | L_FERGUS8_1Y | FROM_TO | 36066.05 | 36665.94 | -201.171 | 0 | 1121.887 | 761.623 | -0.25966 | 0.20983 | -0.25966 | 0.20983 | 83.5949 | -38.1704 | 0 | 10000 | 10000 | 10000 | 10000 | 1657.617 | 5410.45 | 10000 | 10000 | 8702.081 | 9886.772 | 10000 | 10000 | Competitive | Competitive | 1 | TRUE | FALSE | 1 | Non-Competitive | 0.703 | Non-Competitive
SGRAFER8 40T189_1 TO_FROM | SGRAFER8 | 40T189_1 | 240 | 1 | 1 | L_WIRTZ_8_1Y | L_FERGUS8_1Y | TO_FROM | 36066.05 | 36176.14 | -69.3607 | 0 | 761.623 | 1121.887 | -0.20983 | 0.25966 | -0.20983 | 0.25966 | 216.8979 | -49.5903 | 0 | 10000 | 10000 | 10000 | 10000 | 3520.09 | 1680.574 | 10000 | 10000 | 9646.363 | 8703.777 | 10000 | 10000 | Competitive | Competitive | 1 | TRUE | FALSE | 1 | Non-Competitive | 0.703 | Non-Competitive
SGRMGRS8 6825__A FROM_TO | SGRMGRS8 | 6825__A | 76 | 2 | 2 | GRAHAMSW_9 | GRAHAM_9 | FROM_TO | 36066.05 | 36052.77 | -79.4542 | 0 | 1229.733 | 737.335 | -0.01961 | 0.15261 | -0.49383 | 0.44861 | 82.5577 | -19.0201 | 0 | 5169.006 |  | 10000 | 3305.762 | 2655.385 | 1974.081 | 10000 | 10000 | 5783.069 | 3522.611 | 6142.697 | 5164.386 | Competitive | Non-Competitive | 0 | TRUE | FALSE | 1 | Non-Competitive | 0.703 | Non-Competitive
SGRMGRS8 6825__A TO_FROM | SGRMGRS8 | 6825__A | 76 | 2 | 2 | GRAHAMSW_9 | GRAHAM_9 | TO_FROM | 36066.05 | 36058.82 | -69.0963 | 0 | 737.335 | 1277.613 | -0.03715 | 0.019614 | -0.44861 | 0.49383 | 79.2395 | -22.7304 | 0 |  | 10000 | 2618.519 | 10000 | 845.677 | 3650.729 | 10000 | 10000 | 1452.99 | 9570.678 | 3957.345 | 10000 | Competitive | Non-Competitive | 0 | TRUE | FALSE | 1 | Non-Competitive | 0.703 | Non-Competitive
SGSMPBS8 ODNTH_FMR1 FROM_TO | SGSMPBS8 | ODNTH_FMR1 | 87 | 4 | 4 | ODESSANO_8 | ODESSANO_9 | FROM_TO | 36066.05 | 36141.14 | -24.9752 | 0 | 1172.802 | 820.759 | -0.02784 | 0.005159 | -0.70515 | 0.044715 | 34.0502 | 23.1542 | 0 |  | 10000 | 4351.358 | 10000 | 738.177 | 9886.982 | 5806.644 | 10000 | 1951.77 | 9980.421 | 5200.226 | 10000 | Competitive | Competitive | 1 | TRUE | FALSE | 1 | Non-Competitive | 0.711 | Non-Competitive
SGSMPBS8 ODNTH_FMR1 TO_FROM | SGSMPBS8 | ODNTH_FMR1 | 87 | 4 | 4 | ODESSANO_8 | ODESSANO_9 | TO_FROM | 36066.05 | 37472.64 | -33.6811 | 0 | 820.761 | 1019.191 | -0.00516 | 0.058259 | -0.04472 | 0.70515 | 24.9071 | -26.6367 | 0 | 3588.879 |  | 3588.879 | 5332.766 | 2855.495 | 841.579 | 7445.418 | 5806.644 | 4542.94 | 2253.37 | 4673.649 | 5654.913 | Competitive | Competitive | 1 | TRUE | FALSE | 1 | Non-Competitive | 0.711 | Non-Competitive
SHASTNN8 138_ALV_NAL_1 FROM_TO | SHASTNN8 | 138_ALV_NAL_1 | 210 | 1 | 1 | TNNALVIN__1 | TNALVIN___1 | FROM_TO | 36066.05 | 35948.2 | -55.1664 | 0 | 634.022 | 1161.008 | -0.11313 | 0.016175 | -0.73747 | 0.1941 | 297.3537 | 48.8846 | 0 |  | 7233.427 | 1063.664 | 7233.427 | 741.863 | 3404.662 | 1271.422 | 7233.427 | 818.547 | 6062.441 | 1166.26 | 7234.866 | Competitive | Non-Competitive | 0 | TRUE | FALSE | 1 | Non-Competitive | 0.734 | Non-Competitive
SHASTNN8 138_ALV_NAL_1 TO_FROM | SHASTNN8 | 138_ALV_NAL_1 | 210 | 1 | 1 | TNNALVIN__1 | TNALVIN___1 | TO_FROM | 36066.05 | 36627.61 | -292.514 | 0 | 1171.583 | 634.022 | -0.01617 | 0.11313 | -0.1941 | 0.73747 | 103.2696 | -262.2 | 0 | 7233.427 |  | 7233.427 | 1232.537 | 3404.662 | 864.146 | 7233.427 | 1652.184 | 6062.441 | 963.902 | 7234.866 | 1368.385 | Competitive | Competitive | 1 | TRUE | FALSE | 1 | Non-Competitive | 0.734 | Non-Competitive
SHEICA28 HEIGHTTN_HAT2 FROM_TO | SHEICA28 | HEIGHTTN_HAT2 | 127 | 1 | 1 | TNHEIGHTS_0 | TNHEIGHTS_1 | FROM_TO | 36066.05 | 67459.87 | -39.1987 | 0 | 2504.919 | 1161.993 | -0.00112 | 0.008519 | -0.00617 | 0.30733 | -32.7712 | -39.2537 | 0 |  |  | 7064.091 | 914.3 | 7064.091 | 914.3 | 7064.091 | 914.3 | 6893.382 | 912.066 | 6893.382 | 912.066 | Competitive | Competitive | 1 | FALSE | FALSE | 1 | Non-Competitive | 0.711 | Non-Competitive
SHEICA28 HEIGHTTN_HAT2 TO_FROM | SHEICA28 | HEIGHTTN_HAT2 | 127 | 1 | 1 | TNHEIGHTS_0 | TNHEIGHTS_1 | TO_FROM | 36066.05 | 36350.24 | 33.0265 | 0 | 1168.314 | 1233.556 | -0.00852 | 0.001119 | -0.30733 | 0.006168 | 39.4038 | 37.6436 | 0 |  |  | 783.66 | 7064.091 | 783.66 | 7064.091 | 783.66 | 7064.091 | 781.633 | 6893.382 | 781.633 | 6893.382 | Competitive | Competitive | 1 | FALSE | FALSE | 1 | Non-Competitive | 0.711 | Non-Competitive
SHIWCIT8 MORRIS_NUECES1_1 FROM_TO | SHIWCIT8 | MORRIS_NUECES1_1 | 206 | 1 | 1 | NUECES_B4A | MORRIS4A | FROM_TO | 36066.05 | 35944.74 | 0.19548 | 0 | 1218.099 | 954.196 | -0.13523 | 0.2274 | -0.41187 | 0.23698 | 256.4447 | 57.6803 | 0 | 6419.364 | 8929.039 | 10000 | 10000 | 2138.735 | 8572.754 | 10000 | 10000 | 9035.169 | 9705.478 | 9222.409 | 9726.943 | Competitive | Non-Competitive | 0 | TRUE | FALSE | 1 | Non-Competitive | 0.75 | Non-Competitive
SHIWCIT8 MORRIS_NUECES1_1 TO_FROM | SHIWCIT8 | MORRIS_NUECES1_1 | 206 | 1 | 1 | NUECES_B4A | MORRIS4A | TO_FROM | 36066.05 | 36932.71 | -252.132 | 0 | 944.016 | 1190.608 | -0.2274 | 0.13523 | -0.23698 | 0.41187 | 0.77241 | -104.622 | 0 | 8929.039 | 7387.249 | 10000 | 10000 | 6159.819 | 2542.363 | 10000 | 10000 | 9424.559 | 9268.387 | 9726.943 | 9442.298 | Competitive | Competitive | 1 | TRUE | FALSE | 1 | Non-Competitive | 0.75 | Non-Competitive
SHIWNUE8 GILA_HIWAY_1_1 FROM_TO | SHIWNUE8 | GILA_HIWAY_1_1 | 255 | 1 | 1 | HIWAY_94A | GILA4A | FROM_TO | 36066.05 | 36335.9 | -79.7605 | 0 | 1176.685 | 1017 | -0.00432 | 0.12935 | -0.70464 | 0.16473 | 64.8123 | -78.3336 | 0 | 6016.832 |  | 6016.832 | 930.935 | 4535.912 | 928.377 | 6016.832 | 1907.23 | 6485.164 | 911.285 | 6719.276 | 912.041 | Competitive | Competitive | 1 | TRUE | FALSE | 1 | Non-Competitive | 0.7035 | Non-Competitive
SHIWNUE8 GILA_HIWAY_1_1 TO_FROM | SHIWNUE8 | GILA_HIWAY_1_1 | 255 | 1 | 1 | HIWAY_94A | GILA4A | TO_FROM | 36066.05 | 37104.7 | -61.8739 | 0 | 991.648 | 1134.72 | -0.12935 | 0.004523 | -0.16473 | 0.70464 | 81.8203 | 24.3608 | 0 |  | 6016.832 | 810.457 | 6016.832 | 808.52 | 4932.019 | 3076.831 | 6016.832 | 794.949 | 6515.559 | 795.517 | 6719.276 | Competitive | Competitive | 1 | TRUE | FALSE | 1 | Non-Competitive | 0.7035 | Non-Competitive
SILLFTL8 FRIR_SONR1_1 FROM_TO | SILLFTL8 | FRIR_SONR1_1 | 37 | 1 | 1 | SONR2A | FRIR2A | FROM_TO | 36066.05 | 35889.89 | -56.378 | 0 | 1148.886 | 1006.919 | -0.00867 | 0.027143 | -0.72206 | 0.13234 | 164.5595 | -33.2606 | 0 | 3760.204 |  | 1814.094 | 3440.652 | 962.263 | 1443.471 | 2547.623 | 5687.829 | 976.571 | 2135.855 | 1957.825 | 3210.511 | Competitive | Non-Competitive | 0 | TRUE | FALSE | 1 | Non-Competitive | 0.7265 | Non-Competitive
SILLFTL8 FRIR_SONR1_1 TO_FROM | SILLFTL8 | FRIR_SONR1_1 | 37 | 1 | 1 | SONR2A | FRIR2A | TO_FROM | 36066.05 | 35846.92 | -109.58 | 0 | 998.666 | 1165.509 | -0.00973 | 0.008674 | -0.13234 | 0.72206 | 66.0842 | -78.1435 | 0 |  |  | 2465.447 | 2024.661 | 1230.69 | 1774.747 | 3568.94 | 3038.367 | 1718.144 | 1995.4 | 2358.253 | 2461.153 | Competitive | Non-Competitive | 0 | FALSE | FALSE | 1 | Non-Competitive | 0.7265 | Non-Competitive
SIRVNO28 1140__C FROM_TO | SIRVNO28 | 1140__C | 215 | 7 | 7 | DFW_DE1T1_8 | DFW_CE1_8 | FROM_TO | 36066.05 | 36040.66 | -46.8625 | 0 | 886.304 | 1128.52 | -0.02762 | 0.018121 | -0.36324 | 0.46016 | 224.2213 | -27.1511 | 0 |  | 2827.332 | 2893.831 | 2977.116 | 804.697 | 2864.239 | 5003.866 | 2742.319 | 1193.618 | 2741.423 | 3511.007 | 2761.647 | Competitive | Non-Competitive | 0 | TRUE | FALSE | 1 | Non-Competitive | 0.6875 | Non-Competitive
SIRVNO28 1140__C TO_FROM | SIRVNO28 | 1140__C | 215 | 7 | 7 | DFW_DE1T1_8 | DFW_CE1_8 | TO_FROM | 36066.05 | 36102.62 | -221.271 | 0 | 1148.997 | 886.304 | -0.01812 | 0.027622 | -0.46016 | 0.36324 | 187.6352 | -197.712 | 0 | 2394.623 |  | 2604.333 | 2893.831 | 2525.715 | 950.509 | 2384.127 | 5003.866 | 2374.292 | 1354.865 | 2385.6 | 3511.007 | Competitive | Competitive | 1 | TRUE | FALSE | 1 | Non-Competitive | 0.6875 | Non-Competitive
SIRVNO28 LIGSW_MR2H FROM_TO | SIRVNO28 | LIGSW_MR2H | 686 | 7 | 7 | LIGGETT_2T5 | 24031 | FROM_TO | 36066.05 | 36946.58 | -58.1192 | 0 | 1108.36 | 885.917 | -0.0424 | 0.021566 | -0.33971 | 0.074374 | 375.0147 | 17.5689 | 0 | 10000 | 10000 | 1026.892 | 6090.989 | 997.79 | 1921.499 | 3850.527 | 10000 | 1041.219 | 4723.034 | 1055.278 | 7682.657 | Competitive | Competitive | 1 | TRUE | FALSE | 1 | Non-Competitive | 0.7425 | Non-Competitive
SIRVNO28 LIGSW_MR2H TO_FROM | SIRVNO28 | LIGSW_MR2H | 686 | 7 | 7 | LIGGETT_2T5 | 24031 | TO_FROM | 36066.05 | 43373.59 | -330.175 | 0 | 938.306 | 1136.703 | -0.02157 | 0.042397 | -0.07437 | 0.33971 | 207.0521 | -334.561 | 0 | 10000 | 10000 | 5743.759 | 1120.054 | 1324.566 | 1085.442 | 10000 | 3850.527 | 3993.486 | 1126.468 | 7456.074 | 1142.879 | Competitive | Competitive | 1 | TRUE | FALSE | 1 | Non-Competitive | 0.7425 | Non-Competitive
SI_DI_38 I_DUPP_I_DUPS1_1 FROM_TO | SI_DI_38 | I_DUPP_I_DUPS1_1 | 206 | 2 | 2 | I_DUPSW4A | I_DUPP14A | FROM_TO | 36066.05 | 36162.23 | 147.8163 | 0 | 787.067 | 10000 | -0.57187 | 0.004088 | -0.59956 | 0.004088 | 147.5158 | 147.5379 | 0 |  | 10000 | 787.067 | 10000 | 787.067 | 10000 | 787.067 | 10000 | 787.067 | 10000 | 787.067 | 10000 | Competitive | Competitive | 1 | TRUE | FALSE | 1 | Non-Competitive | 0.711 | Non-Competitive
SI_DI_38 I_DUPP_I_DUPS1_1 TO_FROM | SI_DI_38 | I_DUPP_I_DUPS1_1 | 206 | 2 | 2 | I_DUPSW4A | I_DUPP14A | TO_FROM | 36066.05 | 92690.8 | -150.401 | 0 | 10000 | 0 | -0.00409 | 0.57187 | -0.00409 | 0.59956 | -33.4416 | -147.881 | 0 | 10000 |  | 10000 | 918.218 | 10000 | 918.218 | 10000 | 918.218 | 10000 | 918.218 | 10000 | 918.218 | Competitive | Competitive | 1 | TRUE | FALSE | 1 | Non-Competitive | 0.711 | Non-Competitive
SJMCW_D8 FTW_W_DE_1 FROM_TO | SJMCW_D8 | FTW_W_DE_1 | 350 | 1 | 1 | FTWORTH | W_DENT_8 | FROM_TO | 36066.05 | 37079.55 | -331.071 | 0 | 1158.847 | 661.794 | -0.02385 | 0.093308 | -0.21825 | 0.62632 | 130.7576 | -215.547 | 0 | 4487.745 | 3708.332 | 5370.257 | 2153.061 | 1903.689 | 971.308 | 5370.257 | 1653.651 | 2363.596 | 1479.256 | 5705.113 | 1876.222 | Competitive | Competitive | 1 | TRUE | FALSE | 1 | Non-Competitive | 0.7815 | Non-Competitive
SJMCW_D8 FTW_W_DE_1 TO_FROM | SJMCW_D8 | FTW_W_DE_1 | 350 | 1 | 1 | FTWORTH | W_DENT_8 | TO_FROM | 36066.05 | 36079.56 | -86.3082 | 0 | 669.722 | 1145.865 | -0.09331 | 0.023853 | -0.62632 | 0.21825 | 341.5381 | -66.8917 | 0 | 3708.332 | 7565.921 | 1004.225 | 10000 | 668.433 | 2066.154 | 731.999 | 10000 | 813.685 | 2706.765 | 918.616 | 9222.915 | Competitive | Competitive | 1 | TRUE | FALSE | 1 | Non-Competitive | 0.7815 | Non-Competitive
SK2SKY8 E1_M1_1 FROM_TO | SK2SKY8 | E1_M1_1 | 214 | 1 | 1 | FIVE_PTS | WSTSIDE | FROM_TO | 36066.05 | 36341.19 | -19.8371 | 0 | 1129.046 | 897.445 | -0.05552 | 0.098357 | -0.30365 | 0.44695 | 130.4532 | 5.2293 | 0 | 10000 | 10000 | 10000 | 10000 | 7232.495 | 6703.193 | 10000 | 10000 | 9965.894 | 9385.267 | 10000 | 10000 | Competitive | Competitive | 1 | TRUE | FALSE | 1 | Non-Competitive | 0.7345 | Non-Competitive
SK2SKY8 E1_M1_1 TO_FROM | SK2SKY8 | E1_M1_1 | 214 | 1 | 1 | FIVE_PTS | WSTSIDE | TO_FROM | 36066.05 | 36294.91 | -214.681 | 0 | 990.14 | 1138.716 | -0.09836 | 0.055517 | -0.44695 | 0.30365 | 111.7144 | -34.9879 | 0 | 10000 | 10000 | 10000 | 10000 | 5142.457 | 7290.757 | 10000 | 10000 | 9050.669 | 9966.404 | 10000 | 10000 | Competitive | Competitive | 1 | TRUE | FALSE | 1 | Non-Competitive | 0.7345 | Non-Competitive
SKEYWLV8 6215__A FROM_TO | SKEYWLV8 | 6215__A | 152 | 3 | 3 | BLUFCKTA_8 | CHINAGRV_8 | FROM_TO | 36066.05 | 34866.9 | -90.6102 | 0 | 3418.236 | 819.781 | -0.01473 | 0.69053 | -0.05365 | 0.69053 | 214.1031 | -70.7323 | 0 | 3371.837 |  | 5444.037 | 9201.255 | 3369.13 | 912.671 | 10000 | 10000 | 5734.587 | 1013.273 | 5734.594 | 8169.95 | Non-Competitive | Non-Competitive | 0 | TRUE | FALSE | 1 | Non-Competitive | 0.797 | Non-Competitive
SKEYWLV8 6215__A TO_FROM | SKEYWLV8 | 6215__A | 152 | 3 | 3 | BLUFCKTA_8 | CHINAGRV_8 | TO_FROM | 36066.05 | 36152.71 | -88.6879 | 0 | 819.781 | 3418.221 | 0 | 0.017465 | -0.69053 | 0.053655 | 91.9192 | 56.6984 | 0 |  |  | 2127.997 |  | 740.85 |  | 2698.799 |  | 764.816 |  | 2473.291 | 0 | Competitive | Competitive | 1 | FALSE | TRUE | 1 | Non-Competitive | 0.797 | Non-Competitive
SKEYWLV8 6610__C FROM_TO | SKEYWLV8 | 6610__C | 44 | 3 | 3 | BIGCRMWD_T9 | KNOTT_9 | FROM_TO | 36066.05 | 36124.74 | -21.5483 | 0 | 1011.704 | 1128.874 | -0.01311 | 0.11321 | -0.50748 | 0.18993 | 14.2188 | -6.6593 | 0 | 5308.551 |  | 5308.551 | 10000 | 1833.742 | 3520.366 | 5308.551 | 10000 | 4396.735 | 5403.067 | 5143.36 | 10000 | Competitive | Competitive | 1 | TRUE | FALSE | 1 | Non-Competitive | 0.789 | Non-Competitive
SKEYWLV8 6610__C TO_FROM | SKEYWLV8 | 6610__C | 44 | 3 | 3 | BIGCRMWD_T9 | KNOTT_9 | TO_FROM | 36066.05 | 36147.67 | -13.9787 | 0 | 914.361 | 1002.505 | -0.11321 | 0.023202 | -0.18993 | 0.50748 | 28.4579 | -3.3459 | 0 | 10000 | 10000 | 4336.188 | 10000 | 1617.757 | 1365.737 | 4336.188 | 10000 | 3569.387 | 9891.278 | 4876.107 | 10000 | Competitive | Competitive | 1 | TRUE | FALSE | 1 | Non-Competitive | 0.789 | Non-Competitive
SKEYWLV8 6611__A FROM_TO | SKEYWLV8 | 6611__A | 200 | 3 | 3 | ACKRLYVE_9 | ACKERLY_9 | FROM_TO | 36066.05 | 36280.45 | -78.0927 | 0 | 1291.905 | 858.833 | -0.03668 | 0.056823 | -0.72264 | 0.22938 | 44.8127 | -19.3319 | 0 | 3160.937 | 10000 | 3160.937 | 3736.194 | 1539.461 | 3471.296 | 4714.637 | 10000 | 2543.089 | 5205.821 | 3177.702 | 5276.156 | Competitive | Competitive | 1 | TRUE | FALSE | 1 | Non-Competitive | 0.8205 | Non-Competitive
SKEYWLV8 6611__A TO_FROM | SKEYWLV8 | 6611__A | 200 | 3 | 3 | ACKRLYVE_9 | ACKERLY_9 | TO_FROM | 36066.05 | 36590.69 | -30.8779 | 0 | 838.352 | 1283.326 | -0.05682 | 0.063137 | -0.22938 | 0.72264 | 79.313 | -17.7808 | 0 | 4328.161 | 10000 | 4328.161 | 10000 | 1636.475 | 1779.818 | 4328.161 | 10000 | 3182.798 | 4654.384 | 4799.337 | 10000 | Competitive | Competitive | 1 | TRUE | FALSE | 1 | Non-Competitive | 0.8205 | Non-Competitive
SKEYWLV8 6611__B FROM_TO | SKEYWLV8 | 6611__B | 200 | 3 | 3 | ACKERLY_9 | ACKRLNTC_9 | FROM_TO | 36066.05 | 36319.18 | -78.3118 | 0 | 1291.854 | 860.132 | -0.03669 | 0.056817 | -0.61297 | 0.27735 | 44.5925 | -19.5515 | 0 | 3160.952 | 10000 | 3160.952 | 3736.04 | 1553.764 | 3470.377 | 4714.539 | 10000 | 2544.54 | 5204.302 | 3177.741 | 5274.793 | Competitive | Competitive | 1 | TRUE | FALSE | 1 | Non-Competitive | 0.719 | Non-Competitive
SKEYWLV8 6611__B TO_FROM | SKEYWLV8 | 6611__B | 200 | 3 | 3 | ACKERLY_9 | ACKRLNTC_9 | TO_FROM | 36066.05 | 36498.91 | -30.6579 | 0 | 860.131 | 1291.854 | -0.05682 | 0.063143 | -0.27735 | 0.61297 | 79.5334 | -17.5582 | 0 | 4328.142 | 10000 | 4328.142 | 10000 | 1635.678 | 1803.699 | 4328.142 | 10000 | 3181.825 | 4671.414 | 4799.151 | 10000 | Competitive | Competitive | 1 | TRUE | FALSE | 1 | Non-Competitive | 0.719 | Non-Competitive
SKEYWLV8 6611__C FROM_TO | SKEYWLV8 | 6611__C | 200 | 3 | 3 | ACKRLNTC_9 | SPARNBRG_9 | FROM_TO | 36066.05 | 36336.57 | -78.3118 | 0 | 1291.831 | 861.903 | -0.03669 | 0.056817 | -0.57356 | 0.38703 | 44.5925 | -19.5515 | 0 | 3160.952 | 10000 | 3160.952 | 3736.04 | 1553.764 | 3470.377 | 4714.539 | 10000 | 2544.54 | 5204.302 | 3177.741 | 5274.793 | Competitive | Competitive | 1 | TRUE | FALSE | 1 | Non-Competitive | 0.7185 | Non-Competitive
SKEYWLV8 6611__C TO_FROM | SKEYWLV8 | 6611__C | 200 | 3 | 3 | ACKRLNTC_9 | SPARNBRG_9 | TO_FROM | 36066.05 | 36376.24 | -30.6579 | 0 | 861.903 | 1291.831 | -0.05682 | 0.063143 | -0.38703 | 0.57356 | 79.5334 | -17.5582 | 0 | 4328.142 | 10000 | 4328.142 | 10000 | 1635.678 | 1803.699 | 4328.142 | 10000 | 3181.825 | 4671.414 | 4799.151 | 10000 | Competitive | Competitive | 1 | TRUE | FALSE | 1 | Non-Competitive | 0.7185 | Non-Competitive
SKEYWLV8 6611__D FROM_TO | SKEYWLV8 | 6611__D | 200 | 3 | 3 | LAMESA_9 | SPARNBRG_9 | FROM_TO | 36066.05 | 36347.45 | -30.6458 | 0 | 841.285 | 1291.677 | -0.05682 | 0.063143 | -0.42644 | 0.4022 | 79.5454 | -17.546 | 0 | 4328.141 | 10000 | 4328.141 | 10000 | 1635.635 | 1805.042 | 4328.141 | 10000 | 3181.772 | 4672.339 | 4799.14 | 10000 | Competitive | Competitive | 1 | TRUE | FALSE | 1 | Non-Competitive | 0.703 | Non-Competitive
SKEYWLV8 6611__D TO_FROM | SKEYWLV8 | 6611__D | 200 | 3 | 3 | LAMESA_9 | SPARNBRG_9 | TO_FROM | 36066.05 | 36451.86 | -78.3238 | 0 | 1274.092 | 841.285 | -0.03669 | 0.056817 | -0.4022 | 0.42644 | 44.5804 | -19.5635 | 0 | 3160.953 | 10000 | 3160.953 | 3736.031 | 1554.56 | 3470.327 | 4714.533 | 10000 | 2544.618 | 5204.219 | 3177.743 | 5274.718 | Competitive | Competitive | 1 | TRUE | FALSE | 1 | Non-Competitive | 0.703 | Non-Competitive
SKMCKW25 KMCHI_KWASS1_1 FROM_TO | SKMCKW25 | KMCHI_KWASS1_1 | 1287 | 1 | 1 | KMCHI_1_5 | KMCHI_2_5 | FROM_TO | 36066.05 | 1060 | 0 | 0 | 10000 | 802.11 | 0 | 1 | 0 | 1 | 1380 | 0 | 0 | 10000 |  | 10000 |  | 10000 |  | 10000 |  | 10000 |  | 10000 | 0 | Non-Competitive | Non-Competitive | 0 | TRUE | FALSE | 1 | Non-Competitive | 0.742 | Non-Competitive
SKMCKW25 KMCHI_KWASS1_1 TO_FROM | SKMCKW25 | KMCHI_KWASS1_1 | 1287 | 1 | 1 | KMCHI_1_5 | KMCHI_2_5 | TO_FROM | 36066.05 | 37353.05 | 0 | 0 | 802.11 | 10000 | -1 | 0 | -1 | 0 | 0 | 0 | 0 |  | 10000 |  | 10000 |  | 10000 |  | 10000 |  | 10000 | 0 | 10000 | Competitive | Competitive | 1 | TRUE | FALSE | 1 | Non-Competitive | 0.742 | Non-Competitive
SKMCKWA5 KMCHI_KWASS2_1 FROM_TO | SKMCKWA5 | KMCHI_KWASS2_1 | 1287 | 1 | 1 | KMCHI_1_5 | KMCHI_2_5 | FROM_TO | 36066.05 | 1060 | 0 | 0 | 10000 | 802.11 | 0 | 1 | 0 | 1 | 1380 | 0 | 0 | 10000 |  | 10000 |  | 10000 |  | 10000 |  | 10000 |  | 10000 | 0 | Non-Competitive | Non-Competitive | 0 | TRUE | FALSE | 1 | Non-Competitive | 0.7265 | Non-Competitive
SKMCKWA5 KMCHI_KWASS2_1 TO_FROM | SKMCKWA5 | KMCHI_KWASS2_1 | 1287 | 1 | 1 | KMCHI_1_5 | KMCHI_2_5 | TO_FROM | 36066.05 | 37353.05 | 0 | 0 | 802.11 | 10000 | -1 | 0 | -1 | 0 | 0 | 0 | 0 |  | 10000 |  | 10000 |  | 10000 |  | 10000 |  | 10000 | 0 | 10000 | Competitive | Competitive | 1 | TRUE | FALSE | 1 | Non-Competitive | 0.7265 | Non-Competitive
SKOCKOC8 KOCH_UP_69A1 FROM_TO | SKOCKOC8 | KOCH_UP_69A1 | 91.3 | 1 | 1 | KOCH_UP2A | KOCH_UP4A | FROM_TO | 36066.05 | 36811.59 | -53.8423 | 0 | 979.446 | 1283.08 | -0.02422 | 0.003789 | -0.1506 | 0.29279 | -21.0032 | -35.4439 | 0 |  | 10000 | 10000 | 5844.867 | 8790.534 | 1134.185 | 10000 | 5844.867 | 9954.468 | 5187.318 | 10000 | 6343.571 | Competitive | Competitive | 1 | TRUE | FALSE | 1 | Non-Competitive | 0.6875 | Non-Competitive
SKOCKOC8 KOCH_UP_69A1 TO_FROM | SKOCKOC8 | KOCH_UP_69A1 | 91.3 | 1 | 1 | KOCH_UP2A | KOCH_UP4A | TO_FROM | 36066.05 | 36191.94 | 21.8191 | 0 | 1149.134 | 934.183 | -0.00379 | 0.02422 | -0.29279 | 0.1506 | 54.3155 | 22.1683 | 0 | 10000 |  | 5844.867 | 10000 | 920.885 | 9858.969 | 5844.867 | 10000 | 4795.662 | 9999.504 | 6343.571 | 10000 | Competitive | Competitive | 1 | TRUE | FALSE | 1 | Non-Competitive | 0.6875 | Non-Competitive
SKOCLON8 AIR_LI_HIWAY_1_1 FROM_TO | SKOCLON8 | AIR_LI_HIWAY_1_1 | 219 | 1 | 1 | HIWAY_92A | AIR_LIQC2A | FROM_TO | 36066.05 | 36268.18 | 60.5871 | 0 | 1133.319 | 979.443 | -0.00357 | 0.031475 | -0.58623 | 0.17922 | 100.1763 | 61.2825 | 0 | 6082.417 |  | 6082.417 | 10000 | 788.913 | 10000 | 6082.417 | 10000 | 3465.641 | 10000 | 6858.458 | 10000 | Competitive | Competitive | 1 | TRUE | FALSE | 1 | Non-Competitive | 0.8045 | Non-Competitive
SKOCLON8 AIR_LI_HIWAY_1_1 TO_FROM | SKOCLON8 | AIR_LI_HIWAY_1_1 | 219 | 1 | 1 | HIWAY_92A | AIR_LIQC2A | TO_FROM | 36066.05 | 37633.04 | -100.108 | 0 | 994.739 | 1188.415 | -0.03148 | 0.003566 | -0.17922 | 0.58623 | -60.1402 | -76.5998 | 0 |  | 6082.417 | 10000 | 6082.417 | 10000 | 944.814 | 10000 | 6082.417 | 10000 | 3921.553 | 10000 | 6858.458 | Competitive | Competitive | 1 | TRUE | FALSE | 1 | Non-Competitive | 0.8045 | Non-Competitive
SKRWCR25 1065__L FROM_TO | SKRWCR25 | 1065__L | 284.5 | 0 | 0 | EULESS_8 | GV_360_2_8 | FROM_TO | 36066.05 | 36272.39 | -109.49 | 0 | 1029.742 | 983.209 | -0.01757 | 0.010722 | -0.75668 | 0.13275 | 128.3675 | -69.7295 | 0 |  |  | 4421.04 | 1841.143 | 1013.145 | 1605.389 | 5450.314 | 1653.442 | 1555.061 | 1654.751 | 5458.751 | 1884.545 | Competitive | Competitive | 1 | FALSE | FALSE | 1 | Non-Competitive | 0.742 | Non-Competitive
SKRWCR25 1065__L TO_FROM | SKRWCR25 | 1065__L | 284.5 | 0 | 0 | EULESS_8 | GV_360_2_8 | TO_FROM | 36066.05 | 36877.44 | -107.951 | 0 | 949.738 | 1028.214 | -0.01072 | 0.017575 | -0.13275 | 0.75669 | 178.3001 | -100.558 | 0 |  |  | 1417.299 | 4421.04 | 1079.565 | 1089.472 | 1468.502 | 5450.314 | 1178.916 | 1635.275 | 1506.53 | 5458.751 | Competitive | Competitive | 1 | FALSE | FALSE | 1 | Non-Competitive | 0.742 | Non-Competitive
SKYLSAN8 258T380_1 FROM_TO | SKYLSAN8 | 258T380_1 | 287 | 1 | 1 | L_BUDA__8_1Y | L_TURNER8_1Y | FROM_TO | 36066.05 | 37400.44 | -229.719 | 0 | 1159.447 | 1069.531 | -0.0133 | 0.096006 | -0.14733 | 0.77249 | 91.1178 | -218.751 | 0 | 10000 |  | 10000 | 1228.543 | 4229.847 | 1049.144 | 10000 | 1269.631 | 9270.883 | 1093.768 | 10000 | 1169.509 | Competitive | Competitive | 1 | TRUE | FALSE | 1 | Non-Competitive | 0.711 | Non-Competitive
SKYLSAN8 258T380_1 TO_FROM | SKYLSAN8 | 258T380_1 | 287 | 1 | 1 | L_BUDA__8_1Y | L_TURNER8_1Y | TO_FROM | 36066.05 | 36110.34 | -14.0156 | 0 | 1069.531 | 1126.306 | -0.09601 | 0.013296 | -0.77249 | 0.14733 | 252.7904 | 47.0874 | 0 |  | 10000 | 1113.519 | 10000 | 970.978 | 7581.533 | 1166.589 | 10000 | 1008.598 | 9934.078 | 1068.895 | 10000 | Competitive | Competitive | 1 | TRUE | FALSE | 1 | Non-Competitive | 0.711 | Non-Competitive
SLAGMAR8 269T362_1 FROM_TO | SLAGMAR8 | 269T362_1 | 191 | 1 | 1 | L_WHITES8_1Y | L_BUTTER8_1Y | FROM_TO | 36066.05 | 36110.71 | -213 | 0 | 1150.837 | 1042.206 | -0.04349 | 0.18194 | -0.12533 | 0.80899 | 185.4023 | -174.922 | 0 | 10000 | 7420.836 | 10000 | 5382.232 | 1141.655 | 1133.606 | 10000 | 7420.836 | 7223.222 | 2199.441 | 10000 | 5382.118 | Competitive | Competitive | 1 | TRUE | FALSE | 1 | Non-Competitive | 0.672 | Non-Competitive
SLAGMAR8 269T362_1 TO_FROM | SLAGMAR8 | 269T362_1 | 191 | 1 | 1 | L_WHITES8_1Y | L_BUTTER8_1Y | TO_FROM | 36066.05 | 36006.5 | -77.2213 | 0 | 1042.206 | 1150.838 | -0.18194 | 0.043487 | -0.80899 | 0.12533 | 239.1759 | -77.3858 | 0 | 7420.836 | 10000 | 5382.232 | 10000 | 1033.129 | 1673.504 | 7420.836 | 10000 | 2060.238 | 8149.381 | 5382.118 | 10000 | Competitive | Non-Competitive | 0 | TRUE | FALSE | 1 | Non-Competitive | 0.672 | Non-Competitive
SLANLAN8 BLESSI_LAN_CT1_1 FROM_TO | SLANLAN8 | BLESSI_LAN_CT1_1 | 179 | 2 | 2 | BLESSING4A | LAN_CTY4A | FROM_TO | 36066.05 | 35747.14 | -359.078 | 0 | 764.843 | 1208.958 | -0.2286 | 0.060081 | -0.27864 | 0.12202 | 261.4499 | -252.039 | 0 | 1243.138 | 3623.851 | 1243.138 | 7772.127 | 1055.555 | 1888.117 | 4064.592 | 7772.127 | 1043.996 | 5730.534 | 1817.349 | 6209.925 | Competitive | Non-Competitive | 0 | TRUE | FALSE | 1 | Non-Competitive | 0.6715 | Non-Competitive
SLANLAN8 BLESSI_LAN_CT1_1 TO_FROM | SLANLAN8 | BLESSI_LAN_CT1_1 | 179 | 2 | 2 | BLESSING4A | LAN_CTY4A | TO_FROM | 36066.05 | 33922.89 | -260.73 | 0 | 1208.958 | 764.843 | -0.06008 | 0.2286 | -0.12202 | 0.27864 | 444.1531 | -185.301 | 0 | 3623.851 | 1455.401 | 7772.127 | 1455.401 | 1862.068 | 1282.742 | 7772.127 | 4064.592 | 5729.497 | 1298.614 | 6209.925 | 2028.771 | Competitive | Non-Competitive | 0 | TRUE | FALSE | 1 | Non-Competitive | 0.6715 | Non-Competitive
SLAQLOB8 FALFUR_69A1 FROM_TO | SLAQLOB8 | FALFUR_69A1 | 41 | 1 | 1 | FALFUR2A | FALFUR4A | FROM_TO | 36066.05 | 36476.49 | -26.8777 | 0 | 884.512 | 799.635 | -0.00545 | 0.015318 | -0.10935 | 0.7099 | -3.826 | -7.6974 | 0 |  |  | 10000 | 5000.023 | 1818.602 | 900.65 | 10000 | 5000.023 | 5992.325 | 1434.624 | 10000 | 5096.071 | Competitive | Competitive | 1 | FALSE | FALSE | 1 | Non-Competitive | 0.883 | Non-Competitive
SLAQLOB8 FALFUR_69A1 TO_FROM | SLAQLOB8 | FALFUR_69A1 | 41 | 1 | 1 | FALFUR2A | FALFUR4A | TO_FROM | 36066.05 | 36085.75 | 3.8421 | 0 | 738.43 | 909.999 | -0.01532 | 0.10084 | -0.7099 | 0.10935 | 27.0154 | 4.793 | 0 | 10000 |  | 10000 | 10000 | 2246.209 | 2154.58 | 10000 | 10000 | 9714.131 | 6645.68 | 10000 | 10000 | Competitive | Competitive | 1 | TRUE | FALSE | 1 | Non-Competitive | 0.883 | Non-Competitive
SLAQLOB8 FALFUR_PREMON1_1 FROM_TO | SLAQLOB8 | FALFUR_PREMON1_1 | 38 | 1 | 1 | FALFUR2A | PREMONT2A | FROM_TO | 36066.05 | 36095.57 | -0.54562 | 0 | 788.985 | 963.535 | -0.01544 | 0.10072 | -0.52109 | 0.28997 | 22.6171 | 0.39872 | 0 | 10000 |  | 10000 | 10000 | 3780.465 | 1892.526 | 10000 | 10000 | 9760.525 | 6317.603 | 10000 | 10000 | Competitive | Competitive | 1 | TRUE | FALSE | 1 | Non-Competitive | 0.6875 | Non-Competitive
SLAQLOB8 FALFUR_PREMON1_1 TO_FROM | SLAQLOB8 | FALFUR_PREMON1_1 | 38 | 1 | 1 | FALFUR2A | PREMONT2A | TO_FROM | 36066.05 | 36195.08 | -22.4838 | 0 | 930.292 | 807.848 | -0.00533 | 0.01544 | -0.28998 | 0.52109 | 0.58319 | -3.2655 | 0 |  |  | 10000 | 5000.013 | 1622.505 | 883.898 | 10000 | 5000.013 | 5668.643 | 3823.855 | 10000 | 5106.537 | Competitive | Competitive | 1 | FALSE | FALSE | 1 | Non-Competitive | 0.6875 | Non-Competitive
SLAQLOB8 FREER_SAN_DI1_1 FROM_TO | SLAQLOB8 | FREER_SAN_DI1_1 | 38 | 1 | 1 | FREER2A | SAN_DIEG2A | FROM_TO | 36066.05 | 36038.27 | -23.7185 | 0 | 1036.202 | 1069.858 | -0.01705 | 0.025868 | -0.18197 | 0.5862 | 43.2485 | -4.4044 | 0 | 3334.961 |  | 3334.961 | 2469.414 | 722.037 | 1576.669 | 3334.961 | 4316.873 | 2207.808 | 2218.946 | 3334.961 | 2464.986 | Competitive | Non-Competitive | 0 | TRUE | FALSE | 1 | Non-Competitive | 0.7735 | Non-Competitive
SLAQLOB8 FREER_SAN_DI1_1 TO_FROM | SLAQLOB8 | FREER_SAN_DI1_1 | 38 | 1 | 1 | FREER2A | SAN_DIEG2A | TO_FROM | 36066.05 | 36085.25 | -35.9044 | 0 | 1130.461 | 1036.202 | -0.02587 | 0.017052 | -0.5862 | 0.18197 | 26.745 | -30.3795 | 0 |  | 5000 | 1185.392 | 5000 | 923.696 | 895.684 | 3183.089 | 5000 | 1250.476 | 3002.851 | 1326.71 | 5000 | Competitive | Competitive | 1 | TRUE | FALSE | 1 | Non-Competitive | 0.7735 | Non-Competitive
SLAULA_8 LA_PAL_VCAVAZ1_1 FROM_TO | SLAULA_8 | LA_PAL_VCAVAZ1_1 | 211 | 1 | 1 | LAPALM 4 | CAVAZOS4A | FROM_TO | 36066.05 | 36242.19 | 86.5328 | 0 | 907.499 | 10000 | -0.4498 | 0.005799 | -0.6902 | 0.02158 | 88.9811 | 86.4895 | 0 |  | 10000 | 792.129 | 10000 | 785.252 | 10000 | 7217.105 | 10000 | 780.51 | 10000 | 784.792 | 10000 | Competitive | Competitive | 1 | TRUE | FALSE | 1 | Non-Competitive | 1.0155 | Non-Competitive
SLAULA_8 LA_PAL_VCAVAZ1_1 TO_FROM | SLAULA_8 | LA_PAL_VCAVAZ1_1 | 211 | 1 | 1 | LAPALM 4 | CAVAZOS4A | TO_FROM | 36066.05 | 50442.07 | -88.7776 | 0 | 10000 | 1061.795 | -0.00465 | 0.4498 | -0.02158 | 0.6902 | -65.8894 | -88.0012 | 0 | 10000 |  | 10000 | 914.554 | 10000 | 914.554 | 10000 | 937.965 | 10000 | 913.364 | 10000 | 913.364 | Competitive | Competitive | 1 | TRUE | FALSE | 1 | Non-Competitive | 1.0155 | Non-Competitive
SLA_RIO5 RAYMND_RAYMON1_1 FROM_TO | SLA_RIO5 | RAYMND_RAYMON1_1 | 38 | 4 | 4 | RAYMND22A | RAYMOND12A | FROM_TO | 36066.05 | 36088.43 | 14.9719 | 0 | 1087.736 | 1040.83 | -0.02088 | 0.011913 | -0.60469 | 0.2636 | 24.4703 | 19.1854 | 0 |  | 10000 | 10000 | 10000 | 751.134 | 5879.303 | 10000 | 10000 | 744.027 | 8681.566 | 10000 | 10000 | Competitive | Competitive | 1 | TRUE | FALSE | 1 | Non-Competitive | 0.7105 | Non-Competitive
SLA_RIO5 RAYMND_RAYMON1_1 TO_FROM | SLA_RIO5 | RAYMND_RAYMON1_1 | 38 | 4 | 4 | RAYMND22A | RAYMOND12A | TO_FROM | 36066.05 | 36266.63 | -24.3937 | 0 | 1073.698 | 1584.527 | -0.01191 | 0.020876 | -0.2636 | 0.60469 | -15.2446 | -23.4582 | 0 | 10000 |  | 5128.272 | 10000 | 2300.358 | 859.682 | 10000 | 10000 | 4381.528 | 854.965 | 5247.319 | 10000 | Competitive | Competitive | 1 | TRUE | FALSE | 1 | Non-Competitive | 0.7105 | Non-Competitive
SLCDYN8 357T544_1 FROM_TO | SLCDYN8 | 357T544_1 | 38 | 1 | 1 | L_COLUMB9_1Y | L_STAFHI9_1Y | FROM_TO | 36066.05 | 35915.64 | -35.6481 | 0 | 1129.471 | 1143.431 | -0.03026 | 0.016554 | -0.60267 | 0.2996 | 129.112 | -43.0487 | 0 |  | 10000 | 5138.176 | 2656.653 | 1035.225 | 1153.815 | 6542.528 | 6993.536 | 1610.033 | 1333.936 | 5636.667 | 2744.379 | Competitive | Non-Competitive | 0 | TRUE | FALSE | 1 | Non-Competitive | 0.7735 | Non-Competitive
SLCDYN8 357T544_1 TO_FROM | SLCDYN8 | 357T544_1 | 38 | 1 | 1 | L_COLUMB9_1Y | L_STAFHI9_1Y | TO_FROM | 36066.05 | 35962.55 | -96.4601 | 0 | 1175.537 | 1129.471 | -0.01655 | 0.030264 | -0.2996 | 0.60267 | 69.0228 | -88.1227 | 0 | 10000 |  | 2656.653 | 5138.176 | 952.808 | 1255.073 | 6993.536 | 6542.528 | 1162.674 | 1929.361 | 2744.379 | 5636.667 | Competitive | Non-Competitive | 0 | TRUE | FALSE | 1 | Non-Competitive | 0.7735 | Non-Competitive
SLFKSCS5 11010__A FROM_TO | SLFKSCS5 | 11010__A | 207 | 4 | 4 | STRYKER_8 | GRESHRD_8 | FROM_TO | 36066.05 | 36217.44 | -51.8755 | 0 | 1004.159 | 10000 | -0.74851 | 0.079237 | -0.74851 | 0.079237 | 93.3702 | -55.5653 | 0 | 10000 | 5228.916 | 10000 | 10000 | 2963.101 | 3737.366 | 10000 | 10000 | 9769.745 | 9302.208 | 10000 | 9387.656 | Competitive | Competitive | 1 | TRUE | FALSE | 1 | Non-Competitive | 0.7185 | Non-Competitive
SLFKSCS5 11010__A TO_FROM | SLFKSCS5 | 11010__A | 207 | 4 | 4 | STRYKER_8 | GRESHRD_8 | TO_FROM | 36066.05 | 36949.14 | -91.5513 | 0 | 10000 | 1007.542 | -0.07924 | 0.74851 | -0.07924 | 0.74851 | 134.8906 | -34.9685 | 0 | 5228.916 | 10000 | 10000 | 10000 | 3733.288 | 3299.257 | 10000 | 10000 | 9302.205 | 9790.39 | 9387.656 | 10000 | Competitive | Competitive | 1 | TRUE | FALSE | 1 | Non-Competitive | 0.7185 | Non-Competitive
SLHSCN28 3260__B FROM_TO | SLHSCN28 | 3260__B | 332 | 1 | 1 | LKHB_E8 | CNVL1_8 | FROM_TO | 36066.05 | 36608.2 | -18.5879 | 0 | 1124.663 | 707.616 | -0.0018 | 0.20598 | -0.21209 | 0.20671 | 216.9488 | -14.3267 | 0 | 10000 |  | 10000 | 1800.194 | 8777.627 | 1656.841 | 10000 | 1576.272 | 9990.34 | 1612.98 | 10000 | 1674.026 | Competitive | Competitive | 1 | TRUE | FALSE | 1 | Non-Competitive | 0.703 | Non-Competitive
SLHSCN28 3260__B TO_FROM | SLHSCN28 | 3260__B | 332 | 1 | 1 | LKHB_E8 | CNVL1_8 | TO_FROM | 36066.05 | 37547.86 | -212.803 | 0 | 707.616 | 1124.663 | -0.20598 | 0.001798 | -0.20671 | 0.21209 | 25.6964 | -11.171 | 0 |  | 10000 | 1145.678 | 10000 | 1084.27 | 8788.16 | 1413.696 | 10000 | 1110.518 | 9990.345 | 1139.156 | 10000 | Competitive | Competitive | 1 | TRUE | FALSE | 1 | Non-Competitive | 0.703 | Non-Competitive
SLNCSWE5 6026__A FROM_TO | SLNCSWE5 | 6026__A | 1013 | 0 | 0 | ABMULCW7 | SWEETEAST_5 | FROM_TO | 36066.05 | 37876.29 | -1565.31 | 0 | 1139.148 | 787.846 | -0.18991 | 0.083169 | -0.24569 | 0.27311 | 563.6545 | -347.625 | 0 | 1363.16 | 3093.758 | 1966.376 | 3143.062 | 1207.208 | 2481.177 | 2422.645 | 3143.062 | 1233.147 | 3100.049 | 1728.063 | 3119.487 | Competitive | Competitive | 1 | TRUE | FALSE | 1 | Non-Competitive | 0.6955 | Non-Competitive
SLNCSWE5 6026__A TO_FROM | SLNCSWE5 | 6026__A | 1013 | 0 | 0 | ABMULCW7 | SWEETEAST_5 | TO_FROM | 36066.05 | 33437.53 | -472.895 | 0 | 787.847 | 1179.594 | -0.08317 | 0.2353 | -0.27311 | 0.24569 | 1731.239 | -445.757 | 0 | 956.898 | 1893.489 | 981.139 | 2698.631 | 902.432 | 1454.223 | 981.139 | 3695.052 | 976.848 | 1349.121 | 978.505 | 2053.513 | Competitive | Non-Competitive | 0 | TRUE | FALSE | 1 | Non-Competitive | 0.6955 | Non-Competitive
SLOBSAN5 ALICE_69A1 FROM_TO | SLOBSAN5 | ALICE_69A1 | 102.3 | 1 | 1 | ALICE2A | ALICE4A | FROM_TO | 36066.05 | 36442.81 | -62.2226 | 0 | 1011.189 | 1055.043 | -0.05599 | 0.055195 | -0.25735 | 0.51631 | 2.8529 | -54.3627 | 0 | 2626.754 | 10000 | 2626.754 | 10000 | 2026.601 | 845.153 | 2626.754 | 10000 | 2592.938 | 2468.943 | 2713.742 | 10000 | Competitive | Competitive | 1 | TRUE | FALSE | 1 | Non-Competitive | 0.75 | Non-Competitive
SLOBSAN5 ALICE_69A1 TO_FROM | SLOBSAN5 | ALICE_69A1 | 102.3 | 1 | 1 | ALICE2A | ALICE4A | TO_FROM | 36066.05 | 36139.62 | 0.74393 | 0 | 1042.444 | 1109.191 | -0.04864 | 0.055994 | -0.51631 | 0.25735 | 64.3158 | 19.6223 | 0 | 10000 | 5000 | 10000 | 5000 | 700.979 | 3429.325 | 10000 | 5000 | 1758.302 | 4516.18 | 10000 | 5000 | Competitive | Competitive | 1 | TRUE | FALSE | 1 | Non-Competitive | 0.75 | Non-Competitive
SLOBSAN5 BIG_FOOT_69A1 FROM_TO | SLOBSAN5 | BIG_FOOT_69A1 | 47 | 1 | 1 | BIG_FOOT2A | BIG_FOOT4A | FROM_TO | 36066.05 | 37139.84 | -36.4207 | 0 | 783.736 | 1028.759 | -0.00372 | 0.015686 | -0.04704 | 0.7372 | -3.5497 | -27.7635 | 0 |  |  | 2120.525 | 10000 | 1159.78 | 1042.902 | 2187.05 | 10000 | 2037.438 | 2029.43 | 2248.983 | 10000 | Competitive | Competitive | 1 | FALSE | FALSE | 1 | Non-Competitive | 0.7575 | Non-Competitive
SLOBSAN5 BIG_FOOT_69A1 TO_FROM | SLOBSAN5 | BIG_FOOT_69A1 | 47 | 1 | 1 | BIG_FOOT2A | BIG_FOOT4A | TO_FROM | 36066.05 | 36081.69 | 5.8543 | 0 | 1159.255 | 783.735 | -0.01569 | 0.003718 | -0.7372 | 0.047037 | 35.4678 | 13.9769 | 0 |  |  | 7626.181 | 3480.747 | 939.374 | 1707.339 | 10000 | 3657.443 | 1817.67 | 3445.661 | 8527.606 | 3926.296 | Competitive | Competitive | 1 | FALSE | FALSE | 1 | Non-Competitive | 0.7575 | Non-Competitive
SLOBSAN5 FREER_SAN_DI1_1 FROM_TO | SLOBSAN5 | FREER_SAN_DI1_1 | 38 | 1 | 1 | FREER2A | SAN_DIEG2A | FROM_TO | 36066.05 | 36091.52 | -32.875 | 0 | 1121.436 | 1045.837 | -0.01301 | 0.054303 | -0.17035 | 0.60371 | 33.5954 | -24.8597 | 0 | 2525.586 |  | 2525.586 | 2551.024 | 1537.87 | 1020.963 | 2525.586 | 10000 | 2365.887 | 1633.886 | 2505.359 | 2454.399 | Competitive | Competitive | 1 | TRUE | FALSE | 1 | Non-Competitive | 0.672 | Non-Competitive
SLOBSAN5 FREER_SAN_DI1_1 TO_FROM | SLOBSAN5 | FREER_SAN_DI1_1 | 38 | 1 | 1 | FREER2A | SAN_DIEG2A | TO_FROM | 36066.05 | 36070.75 | -26.9896 | 0 | 1046.868 | 1027.52 | -0.0543 | 0.013005 | -0.60371 | 0.17035 | 35.1612 | -5.656 | 0 |  | 5000 | 1887.7 | 5000 | 829.647 | 2686.197 | 10000 | 5000 | 1150.809 | 4494.167 | 1895.763 | 5000 | Competitive | Competitive | 1 | TRUE | FALSE | 1 | Non-Competitive | 0.672 | Non-Competitive
SLOBSAN5 LAQUIN_LOBO1_1 FROM_TO | SLOBSAN5 | LAQUIN_LOBO1_1 | 239 | 1 | 1 | LOBO4A | LAQUNTA4A | FROM_TO | 36066.05 | 36253.08 | -204.072 | 0 | 1135.008 | 1023.614 | -0.02134 | 0.26937 | -0.57297 | 0.30405 | 131.7001 | -84.6963 | 0 | 2649.746 | 8759.814 | 3334.961 | 1970.887 | 1636.981 | 1108.333 | 3334.961 | 2569.529 | 3161.344 | 1772.823 | 3189.007 | 2393.488 | Competitive | Competitive | 1 | TRUE | FALSE | 1 | Non-Competitive | 0.695 | Non-Competitive
SLOBSAN5 LAQUIN_LOBO1_1 TO_FROM | SLOBSAN5 | LAQUIN_LOBO1_1 | 239 | 1 | 1 | LOBO4A | LAQUNTA4A | TO_FROM | 36066.05 | 36149.03 | -104.948 | 0 | 1010.587 | 1135.008 | -0.26937 | 0.57297 | -0.30405 | 0.57297 | 213.7699 | -37.1534 | 0 | 7631.817 | 3556.31 | 10000 | 5000 | 2072.797 | 2736.629 | 10000 | 5000 | 9570.318 | 4657.753 | 9887.85 | 4668.495 | Competitive | Competitive | 1 | TRUE | FALSE | 1 | Non-Competitive | 0.695 | Non-Competitive
SLOBSAN5 SANMIGL_ATAH FROM_TO | SLOBSAN5 | SANMIGL_ATAH | 300 | 1 | 1 | MIGUEL5 | NOTMODMIDPT2 | FROM_TO | 36066.05 | 36091.59 | -13.4319 | 0 | 1089.261 | 967.485 | -0.15354 | 0.058233 | -0.70155 | 0.058233 | 282.0841 | 63.7718 | 0 | 5000 | 2969.347 | 5000 | 5911.049 | 818.987 | 2375.773 | 5000 | 5653.721 | 909.937 | 5748.009 | 5000 | 5916.928 | Competitive | Competitive | 1 | TRUE | FALSE | 1 | Non-Competitive | 0.6955 | Non-Competitive
SLOBSAN5 SANMIGL_ATAH TO_FROM | SLOBSAN5 | SANMIGL_ATAH | 300 | 1 | 1 | MIGUEL5 | NOTMODMIDPT2 | TO_FROM | 36066.05 | 40106.3 | -282.543 | 0 | 967.493 | 1089.261 | -0.05823 | 0.15354 | -0.05823 | 0.70155 | 64.5174 | -263.155 | 0 | 1930.952 | 5000 | 3628.34 | 5000 | 1260.587 | 880.909 | 3394.659 | 5000 | 3781.566 | 959.525 | 4096.756 | 5000 | Competitive | Competitive | 1 | TRUE | FALSE | 1 | Non-Competitive | 0.6955 | Non-Competitive
SLOLFOR8 VICTOR_V_DUPS1_1 FROM_TO | SLOLFOR8 | VICTOR_V_DUPS1_1 | 206 | 1 | 1 | V_DUPSW4A | VICTORIA4A | FROM_TO | 36066.05 | 45541.09 | -380.833 | 0 | 3930.266 | 895.765 | -0.02241 | 0.42259 | -0.0418 | 0.42259 | -104.882 | -374.174 | 0 | 3383.422 | 10000 | 3954.543 | 950.081 | 3033.856 | 945.651 | 3954.543 | 4807.567 | 4002.149 | 938.313 | 4019.861 | 941.326 | Competitive | Competitive | 1 | TRUE | FALSE | 1 | Non-Competitive | 0.6795 | Non-Competitive
SLOLFOR8 VICTOR_V_DUPS1_1 TO_FROM | SLOLFOR8 | VICTOR_V_DUPS1_1 | 206 | 1 | 1 | V_DUPSW4A | VICTORIA4A | TO_FROM | 36066.05 | 35666.19 | 215.41 | 0 | 895.765 | 3930.267 | -0.42259 | 0.022413 | -0.42259 | 0.041798 | 376.184 | 217.9894 | 0 | 10000 | 3383.422 | 829.516 | 3954.543 | 824.382 | 3218.992 | 4807.567 | 3954.543 | 819.563 | 4016.235 | 822.806 | 4019.861 | Non-Competitive | Non-Competitive | 0 | TRUE | FALSE | 0 | Non-Competitive | 0.6795 | Non-Competitive
SLONWIN9 M_69_D1_1 FROM_TO | SLONWIN9 | M_69_D1_1 | 35 | 6 | 6 | TNWINK____0 | TNCOCHISE_0 | FROM_TO | 36066.05 | 36098.98 | 9.3539 | 0 | 1233.631 | 891.349 | -0.00088 | 0.006543 | -0.67561 | 0.026117 | 12.7515 | 9.8565 | 0 |  |  | 6660.476 | 10000 | 733.049 | 10000 | 6660.476 | 10000 | 2553.521 | 10000 | 6309.873 | 10000 | Competitive | Competitive | 1 | FALSE | FALSE | 1 | Non-Competitive | 0.664 | Non-Competitive
SLONWIN9 M_69_D1_1 TO_FROM | SLONWIN9 | M_69_D1_1 | 35 | 6 | 6 | TNWINK____0 | TNCOCHISE_0 | TO_FROM | 36066.05 | 37780.42 | -12.6763 | 0 | 811.793 | 1764.064 | -0.0004 | 0.000881 | -0.02612 | 0.67561 | -9.6554 | -10.4137 | 0 |  |  | 10000 | 912.343 | 10000 | 912.343 | 10000 | 912.343 | 10000 | 922.28 | 10000 | 922.28 | Competitive | Competitive | 1 | FALSE | FALSE | 1 | Non-Competitive | 0.664 | Non-Competitive
SLOSAUS5 AUSTRO_AT2L FROM_TO | SLOSAUS5 | AUSTRO_AT2L | 480 | 1 | 1 | AUSTROP | AUSTRO2_1KV | FROM_TO | 36066.05 | 36358.01 | -309.058 | 0 | 839.808 | 1181.813 | -0.0185 | 0.2261 | -0.99485 | 0.27076 | 158.5827 | -289.449 | 0 | 4853.683 |  | 5329.041 | 1557.45 | 4828.305 | 1080.852 | 9084.95 | 3717.385 | 4965.227 | 1202.015 | 4965.412 | 1478.569 | Competitive | Competitive | 1 | TRUE | FALSE | 1 | Non-Competitive | 0.7035 | Non-Competitive
SLOSAUS5 AUSTRO_AT2L TO_FROM | SLOSAUS5 | AUSTRO_AT2L | 480 | 1 | 1 | AUSTROP | AUSTRO2_1KV | TO_FROM | 36066.05 | 36663.49 | -131.139 | 0 | 1181.813 | 851.751 | -0.2261 | 0.018497 | -0.27076 | 0.99485 | 314.2438 | 1.1448 | 0 |  | 4853.683 | 1502.156 | 5329.041 | 991.893 | 4853.683 | 3717.385 | 9084.95 | 1143.933 | 4965.412 | 1435.512 | 4965.412 | Competitive | Competitive | 1 | TRUE | FALSE | 1 | Non-Competitive | 0.7035 | Non-Competitive
SLVOSON8 ELDO_LVOK1_1 FROM_TO | SLVOSON8 | ELDO_LVOK1_1 | 30 | 1 | 1 | LVOK2A | ELDO2A | FROM_TO | 36066.05 | 36086.21 | 9.8061 | 0 | 0 | 783.721 | 0 | 0.000272 | -0.99973 | 0.000272 | 9.7961 | 9.8418 | 0 |  |  | 783.721 |  | 783.721 |  | 783.721 |  | 783.721 |  | 783.721 | 0 | Competitive | Competitive | 1 | FALSE | TRUE | 1 | Non-Competitive | 0.7345 | Non-Competitive
SLVOSON8 ELDO_LVOK1_1 TO_FROM | SLVOSON8 | ELDO_LVOK1_1 | 30 | 1 | 1 | LVOK2A | ELDO2A | TO_FROM | 36066.05 | 92690.8 | -9.8061 | 0 | 0 | 783.721 | -0.00027 | 0 | -0.00027 | 0.99973 | -9.8161 | -9.8204 | 0 |  |  |  | 913.719 |  | 913.719 |  | 913.719 |  | 913.719 | 0 | 913.719 | Competitive | Competitive | 1 | FALSE | TRUE | 1 | Non-Competitive | 0.7345 | Non-Competitive
SLWSCR25 588_B_1 FROM_TO | SLWSCR25 | 588_B_1 | 190 | 0 | 0 | TNHIGHLNDS1 | TNWEST____1 | FROM_TO | 36066.05 | 36007.89 | -20.9094 | 0 | 630.467 | 1159.053 | -0.00658 | 0.067761 | -0.63251 | 0.23651 | 226.7852 | -7.2744 | 0 | 4600.229 |  | 4600.229 | 2911.099 | 913.838 | 2708.166 | 5236.795 | 2669.089 | 1573.896 | 2776.156 | 3747.838 | 2847.852 | Competitive | Non-Competitive | 0 | TRUE | FALSE | 1 | Non-Competitive | 0.711 | Non-Competitive
SLWSCR25 588_B_1 TO_FROM | SLWSCR25 | 588_B_1 | 190 | 0 | 0 | TNHIGHLNDS1 | TNWEST____1 | TO_FROM | 36066.05 | 36659.8 | -220.013 | 0 | 1159.053 | 644.886 | -0.06776 | 0.006579 | -0.23651 | 0.63251 | 49.6322 | -105.591 | 0 |  | 6042.056 | 2911.099 | 6042.056 | 2587.03 | 1641.176 | 2669.089 | 10000 | 2716.251 | 2755.061 | 2847.852 | 5049.507 | Competitive | Competitive | 1 | TRUE | FALSE | 1 | Non-Competitive | 0.711 | Non-Competitive
SLWSCR25 590__A FROM_TO | SLWSCR25 | 590__A | 214 | 0 | 0 | LEWISVLSW8_1 | LEW_JNS_P8 | FROM_TO | 36066.05 | 35972.48 | -32.923 | 0 | 630.453 | 1159.221 | -0.00912 | 0.071223 | -0.71818 | 0.25375 | 281.2018 | -15.8933 | 0 | 4685.688 |  | 4685.688 | 2906.565 | 914.161 | 2444.936 | 5235.618 | 2655.149 | 1350.873 | 2724.092 | 3815.627 | 2861.183 | Competitive | Non-Competitive | 0 | TRUE | FALSE | 1 | Non-Competitive | 0.711 | Non-Competitive
SLWSCR25 590__A TO_FROM | SLWSCR25 | 590__A | 214 | 0 | 0 | LEWISVLSW8_1 | LEW_JNS_P8 | TO_FROM | 36066.05 | 36630.07 | -272.096 | 0 | 1159.221 | 630.453 | -0.07122 | 0.009121 | -0.25375 | 0.71818 | 70.8194 | -129.869 | 0 |  | 6120.519 | 2906.565 | 6120.519 | 2355.951 | 1671.845 | 2655.149 | 10000 | 2682.074 | 2452.944 | 2861.183 | 5100.725 | Competitive | Competitive | 1 | TRUE | FALSE | 1 | Non-Competitive | 0.711 | Non-Competitive
SLWSCRL5 588_B_1 FROM_TO | SLWSCRL5 | 588_B_1 | 190 | 1 | 1 | TNHIGHLNDS1 | TNWEST____1 | FROM_TO | 36066.05 | 35644.97 | -147.254 | 0 | 658.415 | 1138.485 | -0.01677 | 0.084832 | -0.61423 | 0.25821 | 448.6422 | -79.7398 | 0 | 2190.422 |  | 4874.035 | 3017.17 | 906.179 | 2439.927 | 4874.035 | 2986.45 | 1120.128 | 2875.34 | 2270.426 | 3006.089 | Competitive | Non-Competitive | 0 | TRUE | FALSE | 1 | Non-Competitive | 0.7425 | Non-Competitive
SLWSCRL5 588_B_1 TO_FROM | SLWSCRL5 | 588_B_1 | 190 | 1 | 1 | TNHIGHLNDS1 | TNWEST____1 | TO_FROM | 36066.05 | 35965.44 | -432.054 | 0 | 1140.423 | 652.262 | -0.08483 | 0.016767 | -0.25821 | 0.61423 | 216.0336 | -212.36 | 0 |  | 3190.597 | 2711.86 | 6279.791 | 2234.37 | 1659.287 | 2682.198 | 6279.791 | 2562.975 | 2102.984 | 2665.749 | 3187.858 | Competitive | Non-Competitive | 0 | TRUE | FALSE | 1 | Non-Competitive | 0.7425 | Non-Competitive
SLWSCRL5 590__A FROM_TO | SLWSCRL5 | 590__A | 214 | 1 | 1 | LEWISVLSW8_1 | LEW_JNS_P8 | FROM_TO | 36066.05 | 35414.24 | -247.618 | 0 | 657.697 | 1133.452 | -0.02655 | 0.10005 | -0.67695 | 0.29668 | 656.4005 | -138.434 | 0 | 1008.089 | 2981.259 | 2099.437 | 2979.107 | 908.616 | 2359.109 | 5042.829 | 2974.144 | 1033.867 | 2831.807 | 1057.768 | 2961.788 | Competitive | Non-Competitive | 0 | TRUE | FALSE | 1 | Non-Competitive | 0.7345 | Non-Competitive
SLWSCRL5 590__A TO_FROM | SLWSCRL5 | 590__A | 214 | 1 | 1 | LEWISVLSW8_1 | LEW_JNS_P8 | TO_FROM | 36066.05 | 35602.84 | -630.392 | 0 | 1138.513 | 651.631 | -0.10005 | 0.026549 | -0.29668 | 0.67695 | 351.9948 | -310.386 | 0 | 2582.49 | 2123.001 | 2676.433 | 2652.282 | 2162.157 | 1679.934 | 2668.664 | 6425.211 | 2520.836 | 1975.454 | 2622.842 | 2085.292 | Competitive | Non-Competitive | 0 | TRUE | FALSE | 1 | Non-Competitive | 0.7345 | Non-Competitive
SLWSCRL5 590__B FROM_TO | SLWSCRL5 | 590__B | 233 | 1 | 1 | LEW_JNS_P8 | TNLAKEPNTE1 | FROM_TO | 36066.05 | 34116.23 | -261.162 | 0 | 651.324 | 1113.638 | -0.02692 | 0.09968 | -0.2088 | 0.32739 | 642.9876 | -152.181 | 0 | 848.846 | 2981.359 | 2100.446 | 2875.356 | 920.748 | 2255.935 | 5037.804 | 2949.75 | 1038.769 | 2806.908 | 1017.062 | 2916.561 | Competitive | Non-Competitive | 0 | TRUE | FALSE | 1 | Non-Competitive | 0.7185 | Non-Competitive
SLWSCRL5 590__B TO_FROM | SLWSCRL5 | 590__B | 233 | 1 | 1 | LEW_JNS_P8 | TNLAKEPNTE1 | TO_FROM | 36066.05 | 35663.55 | -616.928 | 0 | 1113.638 | 651.324 | -0.09968 | 0.026921 | -0.32739 | 0.2088 | 365.4246 | -297.408 | 0 | 2582.776 | 1961.284 | 2589.416 | 2653.615 | 2073.468 | 1722.3 | 2648.815 | 6419.603 | 2501.808 | 1986.271 | 2586.748 | 2129.017 | Competitive | Non-Competitive | 0 | TRUE | FALSE | 1 | Non-Competitive | 0.7185 | Non-Competitive
SLWSCRL5 591__A FROM_TO | SLWSCRL5 | 591__A | 280 | 1 | 1 | CRLTN_NW_E8 | TNLAKEPNTE1 | FROM_TO | 36066.05 | 35703.44 | -632.289 | 0 | 1069.486 | 639.565 | -0.13185 | 0.034133 | -0.59361 | 0.12475 | 496.7051 | -310.244 | 0 | 2606.436 | 2039.538 | 2455.866 | 2683.765 | 1839.661 | 1881.748 | 2678.101 | 6344.612 | 2420.676 | 2061.403 | 2531.944 | 2081.937 | Competitive | Non-Competitive | 0 | TRUE | FALSE | 1 | Non-Competitive | 0.914 | Non-Competitive
SLWSCRL5 591__A TO_FROM | SLWSCRL5 | 591__A | 280 | 1 | 1 | CRLTN_NW_E8 | TNLAKEPNTE1 | TO_FROM | 36066.05 | 32414.14 | -368.098 | 0 | 643.996 | 1031.655 | -0.03413 | 0.13185 | -0.12475 | 0.59361 | 737.2704 | -238.503 | 0 | 1005.328 | 2912.896 | 2223.774 | 2714.307 | 966.864 | 1984.493 | 4955.428 | 2980.449 | 1084.074 | 2701.468 | 1088.754 | 2843.578 | Competitive | Non-Competitive | 0 | TRUE | FALSE | 1 | Non-Competitive | 0.914 | Non-Competitive
SLWSCRL5 820__D FROM_TO | SLWSCRL5 | 820__D | 354 | 1 | 1 | FRISCO | COLLINSS1_8 | FROM_TO | 36066.05 | 35968.56 | -319.218 | 0 | 648.679 | 1138.905 | -0.0338 | 0.16078 | -0.12601 | 0.82842 | 366.2747 | -203.248 | 0 | 2033.678 | 2704.415 | 6029.171 | 3007.012 | 948.411 | 2049.705 | 10000 | 2775.803 | 1751.44 | 2639.276 | 3297.093 | 2809.818 | Competitive | Non-Competitive | 0 | TRUE | FALSE | 1 | Non-Competitive | 0.859 | Non-Competitive
SLWSCRL5 820__D TO_FROM | SLWSCRL5 | 820__D | 354 | 1 | 1 | FRISCO | COLLINSS1_8 | TO_FROM | 36066.05 | 36034.08 | -349.493 | 0 | 1138.905 | 648.679 | -0.16078 | 0.033799 | -0.82842 | 0.12601 | 380.701 | -197.149 | 0 | 2320.607 | 2484.433 | 2662.172 | 10000 | 1869.063 | 1813.5 | 2401.28 | 10000 | 2317.679 | 2936.408 | 2451.511 | 4030.863 | Competitive | Non-Competitive | 0 | TRUE | FALSE | 1 | Non-Competitive | 0.859 | Non-Competitive
SLWSLW28 590__A FROM_TO | SLWSLW28 | 590__A | 214 | 1 | 1 | LEWISVLSW8_1 | LEW_JNS_P8 | FROM_TO | 36066.05 | 35774.15 | -44.2324 | 0 | 644.027 | 1115.629 | -0.01269 | 0.10795 | -0.64963 | 0.32902 | 404.1268 | -19.8356 | 0 | 2745.392 |  | 4656.798 | 2907.802 | 914.586 | 2524.937 | 5236.016 | 2658.722 | 1415.206 | 2739.839 | 2755.786 | 2856.975 | Competitive | Non-Competitive | 0 | TRUE | FALSE | 1 | Non-Competitive | 0.7735 | Non-Competitive
SLWSLW28 590__A TO_FROM | SLWSLW28 | 590__A | 214 | 1 | 1 | LEWISVLSW8_1 | LEW_JNS_P8 | TO_FROM | 36066.05 | 36419.41 | -391.349 | 0 | 1157.641 | 629.884 | -0.10795 | 0.012688 | -0.32902 | 0.64963 | 97.7222 | -187.095 | 0 |  | 3377.648 | 2907.802 | 6094.069 | 2426.988 | 1664.47 | 2658.722 | 10000 | 2693.049 | 2541.957 | 2856.975 | 3570.823 | Competitive | Competitive | 1 | TRUE | FALSE | 1 | Non-Competitive | 0.7735 | Non-Competitive
SLWSLW38 1065__A FROM_TO | SLWSLW38 | 1065__A | 296 | 3 | 3 | ROANOKE2_8 | WROANOKE1_8 | FROM_TO | 36066.05 | 36145.34 | 37.3889 | 0 | 744.709 | 1161.74 | -0.00362 | 0.018782 | -0.81244 | 0.075901 | 231.4723 | 32.9397 | 0 |  |  | 1064.608 | 10000 | 748.668 | 3063.668 | 1085.886 | 10000 | 1098.426 | 6945.186 | 1193.577 | 10000 | Competitive | Competitive | 1 | FALSE | FALSE | 1 | Non-Competitive | 0.789 | Non-Competitive
SLWSLW38 1065__A TO_FROM | SLWSLW38 | 1065__A | 296 | 3 | 3 | ROANOKE2_8 | WROANOKE1_8 | TO_FROM | 36066.05 | 40157.73 | -206.723 | 0 | 1188.834 | 744.709 | -0.01878 | 0.003619 | -0.0759 | 0.81244 | -10.8773 | -127.954 | 0 |  |  | 10000 | 2272.79 | 3063.668 | 1150.067 | 10000 | 2112.192 | 6945.186 | 2136.846 | 10000 | 2476.623 | Competitive | Competitive | 1 | FALSE | FALSE | 1 | Non-Competitive | 0.789 | Non-Competitive
SMAGVIC9 N_VICT_VICTOR1_1 FROM_TO | SMAGVIC9 | N_VICT_VICTOR1_1 | 76 | 1 | 1 | VICTORIA2A | N_VICT2A | FROM_TO | 36066.05 | 36122.1 | 6.5016 | 0 | 1139.63 | 1130.117 | -0.00196 | 0.022573 | -0.62059 | 0.10092 | 41.2187 | 6.9158 | 0 | 10000 |  | 8561.263 | 10000 | 663.758 | 5112.371 | 10000 | 10000 | 2374.271 | 7397.345 | 9324.2 | 10000 | Competitive | Competitive | 1 | TRUE | FALSE | 1 | Non-Competitive | 0.7735 | Non-Competitive
SMAGVIC9 N_VICT_VICTOR1_1 TO_FROM | SMAGVIC9 | N_VICT_VICTOR1_1 | 76 | 1 | 1 | VICTORIA2A | N_VICT2A | TO_FROM | 36066.05 | 36837.55 | -37.2549 | 0 | 1130.117 | 1130.765 | -0.02257 | 0.001962 | -0.10092 | 0.62059 | -1.8539 | -31.661 | 0 |  | 10000 | 10000 | 8561.263 | 5112.371 | 814.041 | 10000 | 10000 | 7397.345 | 2992.793 | 10000 | 9324.2 | Competitive | Competitive | 1 | TRUE | FALSE | 1 | Non-Competitive | 0.7735 | Non-Competitive
SMANBUD8 260T316_1 FROM_TO | SMANBUD8 | 260T316_1 | 190 | 1 | 1 | L_BUDA__8_1Y | L_RUTHER8_1Y | FROM_TO | 36066.05 | 36076.11 | -74.7037 | 0 | 1076.272 | 1112.854 | -0.08538 | 0.009114 | -0.54089 | 0.15145 | 184.561 | -30.0841 | 0 |  | 10000 | 1106.409 | 10000 | 1050.077 | 2966.16 | 1241.599 | 10000 | 1015.128 | 9366.01 | 1030.644 | 10000 | Competitive | Competitive | 1 | TRUE | FALSE | 1 | Non-Competitive | 0.789 | Non-Competitive
SMANBUD8 260T316_1 TO_FROM | SMANBUD8 | 260T316_1 | 190 | 1 | 1 | L_BUDA__8_1Y | L_RUTHER8_1Y | TO_FROM | 36066.05 | 36297.52 | -165.285 | 0 | 1143.315 | 1076.272 | -0.00911 | 0.085378 | -0.15145 | 0.54089 | 154.9439 | -151.888 | 0 | 10000 |  | 10000 | 1212.862 | 1836.025 | 1147.251 | 10000 | 1412.334 | 8537.91 | 1106.95 | 10000 | 1124.895 | Competitive | Competitive | 1 | TRUE | FALSE | 1 | Non-Competitive | 0.789 | Non-Competitive
SMATBEE9 SINTON_SKIDMO1_1 FROM_TO | SMATBEE9 | SINTON_SKIDMO1_1 | 38 | 1 | 1 | SKIDMORE2A | SINTON2A | FROM_TO | 36066.05 | 36009.18 | -35.152 | 0 | 1041.363 | 1109.741 | -0.02297 | 0.004964 | -0.19963 | 0.45233 | 49.7245 | -12.2886 | 0 |  | 5644.313 | 7079.568 | 2512.125 | 946.145 | 2142.673 | 6554.167 | 2594.367 | 1444.098 | 2724.082 | 6327.176 | 2753.009 | Competitive | Non-Competitive | 0 | TRUE | FALSE | 1 | Non-Competitive | 0.7345 | Non-Competitive
SMATBEE9 SINTON_SKIDMO1_1 TO_FROM | SMATBEE9 | SINTON_SKIDMO1_1 | 38 | 1 | 1 | SKIDMORE2A | SINTON2A | TO_FROM | 36066.05 | 36057.85 | -42.0103 | 0 | 1109.741 | 1041.363 | -0.00496 | 0.022974 | -0.45233 | 0.19963 | 41.7087 | -35.031 | 0 | 2901.771 |  | 1286.865 | 7216.081 | 1148.3 | 1127.639 | 1813.237 | 6710.91 | 1545.036 | 1768.471 | 1559.076 | 6434.945 | Competitive | Non-Competitive | 0 | TRUE | FALSE | 1 | Non-Competitive | 0.7345 | Non-Competitive
SMCDBSP8 6470__E FROM_TO | SMCDBSP8 | 6470__E | 196 | 1 | 1 | FORSANTA_8 | CRMWDTAP_8 | FROM_TO | 36066.05 | 36095.73 | -152.888 | 0 | 3559.039 | 919.38 | -0.03601 | 0.45302 | -0.15928 | 0.45302 | 191.2721 | -31.4153 | 0 | 3456.943 | 3947.2 | 3537.55 | 3552.054 | 2321.511 | 3274.438 | 3537.55 | 3947.2 | 3439.034 | 3662.795 | 3459.568 | 3671.421 | Competitive | Competitive | 1 | TRUE | FALSE | 1 | Non-Competitive | 0.75 | Non-Competitive
SMCDBSP8 6470__E TO_FROM | SMCDBSP8 | 6470__E | 196 | 1 | 1 | FORSANTA_8 | CRMWDTAP_8 | TO_FROM | 36066.05 | 36148.43 | -110.294 | 0 | 919.38 | 3559.038 | -0.0297 | 0.050366 | -0.45301 | 0.15928 | 158.5643 | -29.9535 | 0 | 1659.545 | 10000 | 1659.545 | 10000 | 1428.377 | 2636.517 | 1659.545 | 10000 | 1634.97 | 8935.929 | 1682.451 | 10000 | Competitive | Competitive | 1 | TRUE | FALSE | 1 | Non-Competitive | 0.75 | Non-Competitive
SMCDBSP8 6471__A FROM_TO | SMCDBSP8 | 6471__A | 196 | 1 | 1 | MRGNCRK_8 | MCDONALD_8 | FROM_TO | 36066.05 | 36253.08 | -222.502 | 0 | 1246.43 | 3684.476 | -0.03597 | 0.029744 | -0.60621 | 0.029744 | 82.6198 | -29.842 | 0 | 5266.693 | 3947.049 | 3972.409 | 3552.607 | 1806.238 | 3309.57 | 4641.094 | 3947.049 | 4482.482 | 3664.034 | 4869.256 | 3671.839 | Competitive | Competitive | 1 | TRUE | FALSE | 1 | Non-Competitive | 0.7815 | Non-Competitive
SMCDBSP8 6471__A TO_FROM | SMCDBSP8 | 6471__A | 196 | 1 | 1 | MRGNCRK_8 | MCDONALD_8 | TO_FROM | 36066.05 | 31876.59 | -49.8222 | 0 | 3684.476 | 1246.43 | -0.02974 | 0.60621 | -0.02974 | 0.60621 | 319.0799 | -31.5852 | 0 | 1642.734 | 10000 | 3687.889 | 10000 | 1528.786 | 2528.473 | 3687.889 | 10000 | 3397.333 | 8845.931 | 3402.823 | 10000 | Non-Competitive | Non-Competitive | 0 | TRUE | FALSE | 1 | Non-Competitive | 0.7815 | Non-Competitive
SMDFHLT8 6215__A FROM_TO | SMDFHLT8 | 6215__A | 152 | 5 | 5 | BLUFCKTA_8 | CHINAGRV_8 | FROM_TO | 36066.05 | 35083.64 | -73.7451 | 0 | 3248.193 | 1225.935 | -0.01387 | 0.53668 | -0.08074 | 0.61021 | 228.1039 | -68.6122 | 0 | 2607.037 |  | 5348.657 | 10000 | 2182.6 | 1066.199 | 10000 | 10000 | 5083.339 | 2158.622 | 5113.107 | 10000 | Non-Competitive | Non-Competitive | 0 | TRUE | FALSE | 1 | Non-Competitive | 0.7265 | Non-Competitive
SMDFHLT8 6215__A TO_FROM | SMDFHLT8 | 6215__A | 152 | 5 | 5 | BLUFCKTA_8 | CHINAGRV_8 | TO_FROM | 36066.05 | 36177.97 | -132.324 | 0 | 1225.935 | 3248.2 | -0.03161 | 0.01387 | -0.61021 | 0.080737 | 83.7084 | 46.907 | 0 |  | 10000 | 6006.055 | 10000 | 919.504 | 4028.024 | 6785.925 | 10000 | 1757.21 | 7072.307 | 6904.235 | 10000 | Competitive | Competitive | 1 | TRUE | FALSE | 1 | Non-Competitive | 0.7265 | Non-Competitive
SMDFHLT8 6611__A FROM_TO | SMDFHLT8 | 6611__A | 200 | 5 | 5 | ACKRLYVE_9 | ACKERLY_9 | FROM_TO | 36066.05 | 36325.67 | -51.6946 | 0 | 1141.831 | 816.46 | -0.01789 | 0.061186 | -0.67678 | 0.26556 | 24.1984 | -0.85041 | 0 | 3149.313 |  | 3149.313 | 10000 | 1209.239 | 3863.695 | 4555.321 | 10000 | 2834.633 | 6852.204 | 3136.886 | 10000 | Competitive | Competitive | 1 | TRUE | FALSE | 1 | Non-Competitive | 1.125 | Non-Competitive
SMDFHLT8 6611__A TO_FROM | SMDFHLT8 | 6611__A | 200 | 5 | 5 | ACKRLYVE_9 | ACKERLY_9 | TO_FROM | 36066.05 | 36624.2 | -17.6433 | 0 | 846.551 | 1175.442 | -0.06119 | 0.074301 | -0.26556 | 0.67678 | 51.7001 | -10.5176 | 0 | 4438.112 | 10000 | 4438.112 | 10000 | 1631.046 | 1098.585 | 5002.006 | 10000 | 3744.979 | 7609.643 | 4955.363 | 10000 | Competitive | Competitive | 1 | TRUE | FALSE | 1 | Non-Competitive | 1.125 | Non-Competitive
SMDKSBY8 6815__A FROM_TO | SMDKSBY8 | 6815__A | 42 | 1 | 1 | GLASCOCK_9 | GARDCITY_9 | FROM_TO | 36066.05 | 35921.83 | -39.3791 | 0 | 948.337 | 1204.264 | -0.03784 | 0.057339 | -0.30065 | 0.51775 | 85.1457 | -33.733 | 0 | 3353.073 | 10000 | 3353.073 | 10000 | 2435.654 | 1677.805 | 3353.073 | 10000 | 3312.786 | 2686.972 | 3414.668 | 10000 | Competitive | Non-Competitive | 0 | TRUE | FALSE | 1 | Non-Competitive | 0.6875 | Non-Competitive
SMDKSBY8 6815__A TO_FROM | SMDKSBY8 | 6815__A | 42 | 1 | 1 | GLASCOCK_9 | GARDCITY_9 | TO_FROM | 36066.05 | 36033.9 | -80.7562 | 0 | 1203.415 | 938.468 | -0.01625 | 0.079377 | -0.51776 | 0.30065 | 59.258 | -1.3408 | 0 | 4085.166 |  | 6852.838 | 5608.072 | 1335.177 | 1637.14 | 10000 | 10000 | 3941.728 | 4399.838 | 5682.61 | 5129.967 | Competitive | Non-Competitive | 0 | TRUE | FALSE | 1 | Non-Competitive | 0.6875 | Non-Competitive
SMDLODE5 6475__F FROM_TO | SMDLODE5 | 6475__F | 223 | 3 | 3 | ODESSANO_8 | ODESSA2_8 | FROM_TO | 36066.05 | 36152.91 | -168.685 | 0 | 1734.695 | 1125.984 | -0.04555 | 0.25093 | -0.12653 | 0.646 | 211.2884 | -105.826 | 0 | 3232.48 | 5812.387 | 4418.967 | 5812.387 | 2853.316 | 1166.959 | 4418.967 | 5812.387 | 4082.573 | 4938.03 | 4131.114 | 5847.735 | Competitive | Competitive | 1 | TRUE | FALSE | 1 | Non-Competitive | 0.6875 | Non-Competitive
SMDLODE5 6475__F TO_FROM | SMDLODE5 | 6475__F | 223 | 3 | 3 | ODESSANO_8 | ODESSA2_8 | TO_FROM | 36066.05 | 36141.76 | -90.6505 | 0 | 1125.984 | 1734.688 | -0.2308 | 0.045553 | -0.646 | 0.12653 | 174.0892 | 65.7621 | 0 | 5812.387 | 10000 | 5812.387 | 10000 | 990.944 | 9354.849 | 5812.387 | 10000 | 4583.515 | 9960.699 | 5847.735 | 10000 | Competitive | Competitive | 1 | TRUE | FALSE | 1 | Non-Competitive | 0.6875 | Non-Competitive
SMDLODE5 6500__B FROM_TO | SMDLODE5 | 6500__B | 226 | 3 | 3 | ODESEHV_8 | BIG3ODTA_8 | FROM_TO | 36066.05 | 36288.41 | 3.6302 | 0 | 0 | 783.721 | 0 | 0.000101 | -0.9999 | 0.000101 | 3.6265 | 3.6434 | 0 |  |  | 783.721 |  | 783.721 |  | 783.721 |  | 783.721 |  | 783.721 | 0 | Competitive | Competitive | 1 | FALSE | TRUE | 1 | Non-Competitive | 0.844 | Non-Competitive
SMDLODE5 6500__B TO_FROM | SMDLODE5 | 6500__B | 226 | 3 | 3 | ODESEHV_8 | BIG3ODTA_8 | TO_FROM | 36066.05 | 92690.8 | -3.6302 | 0 | 0 | 783.721 | -0.0001 | 0 | -0.0001 | 0.9999 | -3.6339 | -3.6355 | 0 |  |  |  | 913.719 |  | 913.719 |  | 913.719 |  | 913.719 | 0 | 913.719 | Competitive | Competitive | 1 | FALSE | TRUE | 1 | Non-Competitive | 0.844 | Non-Competitive
SMDLODE5 6865__B FROM_TO | SMDLODE5 | 6865__B | 44 | 3 | 3 | ODESSANO_9 | NTCOWDEN_9 | FROM_TO | 36066.05 | 36128.74 | -14.227 | 0 | 1037.723 | 834.558 | -0.01319 | 0.003277 | -0.45424 | 0.14031 | 15.5244 | 8.7451 | 0 |  |  | 5810.556 | 10000 | 802.161 | 9857.12 | 5810.556 | 10000 | 3462.571 | 9967.159 | 5844.027 | 10000 | Competitive | Competitive | 1 | FALSE | FALSE | 1 | Non-Competitive | 0.6715 | Non-Competitive
SMDLODE5 6865__B TO_FROM | SMDLODE5 | 6865__B | 44 | 3 | 3 | ODESSANO_9 | NTCOWDEN_9 | TO_FROM | 36066.05 | 36278.6 | -15.4138 | 0 | 834.558 | 1737.998 | -0.00328 | 0.025979 | -0.14031 | 0.45424 | 14.1216 | -10.7739 | 0 | 10000 |  | 3539.165 | 5810.556 | 2726.477 | 927.397 | 4398.391 | 5810.556 | 4324.893 | 3856.949 | 4534.688 | 5844.027 | Competitive | Competitive | 1 | TRUE | FALSE | 1 | Non-Competitive | 0.6715 | Non-Competitive
SMDLODE5 ODNTH_FMR1 FROM_TO | SMDLODE5 | ODNTH_FMR1 | 87 | 3 | 3 | ODESSANO_8 | ODESSANO_9 | FROM_TO | 36066.05 | 36134.99 | -33.2232 | 0 | 1119.949 | 927.449 | -0.0379 | 0.006198 | -0.70577 | 0.042497 | 38.3437 | 24.3421 | 0 |  | 10000 | 4716.889 | 10000 | 751.221 | 9886.454 | 5808.604 | 10000 | 2276.408 | 9989.681 | 5383.034 | 10000 | Competitive | Competitive | 1 | TRUE | FALSE | 1 | Non-Competitive | 0.742 | Non-Competitive
SMDLODE5 ODNTH_FMR1 TO_FROM | SMDLODE5 | ODNTH_FMR1 | 87 | 3 | 3 | ODESSANO_8 | ODESSANO_9 | TO_FROM | 36066.05 | 37345.02 | -37.7574 | 0 | 901.57 | 1477.356 | -0.0062 | 0.063543 | -0.0425 | 0.70577 | 33.3303 | -29.7686 | 0 | 4223.667 |  | 4223.667 | 5808.604 | 2775.435 | 860.812 | 4223.667 | 5808.604 | 4124.184 | 2618.828 | 4517.493 | 5840.077 | Competitive | Competitive | 1 | TRUE | FALSE | 1 | Non-Competitive | 0.742 | Non-Competitive
SMDOOAS5 GT_MID90_A FROM_TO | SMDOOAS5 | GT_MID90_A | 229 | 1 | 1 | GARROT__138B | 47708 | FROM_TO | 36066.05 | 35570.98 | -305.332 | 0 | 647.731 | 1069.768 | -0.09797 | 0.10085 | -0.52305 | 0.18286 | 488.7939 | -209.314 | 0 | 4027.172 | 2555.299 | 8902.367 | 2725.78 | 1275.804 | 2493.929 | 10000 | 4111.701 | 2456.415 | 2734.859 | 4534.056 | 2740.378 | Competitive | Non-Competitive | 0 | TRUE | FALSE | 1 | Non-Competitive | 0.7035 | Non-Competitive
SMDOOAS5 GT_MID90_A TO_FROM | SMDOOAS5 | GT_MID90_A | 229 | 1 | 1 | GARROT__138B | 47708 | TO_FROM | 36066.05 | 34772.43 | -494.575 | 0 | 1069.768 | 648.306 | -0.10085 | 0.097972 | -0.18286 | 0.52305 | 465.0117 | -328.637 | 0 | 2555.299 | 4027.172 | 2725.78 | 8902.367 | 2493.929 | 1537.771 | 4111.701 | 10000 | 2734.859 | 2782.121 | 2740.378 | 4534.056 | Competitive | Non-Competitive | 0 | TRUE | FALSE | 1 | Non-Competitive | 0.7035 | Non-Competitive
SMDOPHR5 138_ALV_NAL_1 FROM_TO | SMDOPHR5 | 138_ALV_NAL_1 | 210 | 1 | 1 | TNNALVIN__1 | TNALVIN___1 | FROM_TO | 36066.05 | 35735.12 | -199.766 | 0 | 638.371 | 1153.323 | -0.1283 | 0.028474 | -0.76809 | 0.1611 | 465.7842 | -29.9062 | 0 | 10000 | 3230.001 | 1121.694 | 5282.751 | 740.75 | 3048.462 | 1576.018 | 7233.084 | 965.011 | 4448.954 | 1269.183 | 4570.13 | Competitive | Non-Competitive | 0 | TRUE | FALSE | 1 | Non-Competitive | 0.711 | Non-Competitive
SMDOPHR5 138_ALV_NAL_1 TO_FROM | SMDOPHR5 | 138_ALV_NAL_1 | 210 | 1 | 1 | TNNALVIN__1 | TNALVIN___1 | TO_FROM | 36066.05 | 35474.65 | -460.2 | 0 | 1153.323 | 633.631 | -0.02847 | 0.12829 | -0.1611 | 0.76809 | 301.5525 | -396.018 | 0 | 3230.001 | 10000 | 5282.751 | 1314.37 | 3048.462 | 862.794 | 7233.084 | 2084.129 | 4448.954 | 1153.885 | 4570.13 | 1505.338 | Competitive | Non-Competitive | 0 | TRUE | FALSE | 1 | Non-Competitive | 0.711 | Non-Competitive
SMDOPHR5 138_NAL_HAS_1 FROM_TO | SMDOPHR5 | 138_NAL_HAS_1 | 383 | 1 | 1 | TNHASTINGS1 | TNNALVIN__1 | FROM_TO | 36066.05 | 37163.5 | -410.153 | 0 | 1176.869 | 633.981 | -0.025 | 0.083371 | -0.14005 | 0.78762 | 234.9262 | -354.465 | 0 | 3381.294 | 10000 | 6223.046 | 1312.447 | 2967.889 | 861.43 | 7232.254 | 2024.743 | 3940.9 | 1126.494 | 4207.103 | 1492.569 | Competitive | Competitive | 1 | TRUE | FALSE | 1 | Non-Competitive | 0.695 | Non-Competitive
SMDOPHR5 138_NAL_HAS_1 TO_FROM | SMDOPHR5 | 138_NAL_HAS_1 | 383 | 1 | 1 | TNHASTINGS1 | TNNALVIN__1 | TO_FROM | 36066.05 | 36025.53 | -146.652 | 0 | 633.981 | 1176.869 | -0.08337 | 0.025 | -0.78762 | 0.14005 | 414.9178 | -12.3889 | 0 | 10000 | 3381.294 | 1120.363 | 6223.046 | 739.783 | 2967.889 | 1536.907 | 7232.254 | 943.698 | 3940.9 | 1259.206 | 4207.103 | Competitive | Non-Competitive | 0 | TRUE | FALSE | 1 | Non-Competitive | 0.695 | Non-Competitive
SMDOPHR5 G138_11A_1 FROM_TO | SMDOPHR5 | G138_11A_1 | 210 | 1 | 1 | TNFRDSWOOD1 | TNHASTINGS1 | FROM_TO | 36066.05 | 35891.57 | -399.123 | 0 | 1156.788 | 633.96 | -0.0247 | 0.083674 | -0.21207 | 0.55348 | 245.9236 | -343.45 | 0 | 3377.268 | 10000 | 6221.601 | 1314.386 | 2961.105 | 862.798 | 7232.253 | 2084.134 | 3918.508 | 1154.055 | 4189.453 | 1505.406 | Competitive | Non-Competitive | 0 | TRUE | FALSE | 1 | Non-Competitive | 0.75 | Non-Competitive
SMDOPHR5 G138_11A_1 TO_FROM | SMDOPHR5 | G138_11A_1 | 210 | 1 | 1 | TNFRDSWOOD1 | TNHASTINGS1 | TO_FROM | 36066.05 | 35718.11 | -157.63 | 0 | 633.96 | 1156.788 | -0.08367 | 0.024697 | -0.55348 | 0.21208 | 403.9714 | -23.4067 | 0 | 10000 | 3377.268 | 1121.704 | 6221.601 | 740.75 | 2961.105 | 1576.023 | 7232.253 | 965.14 | 3918.508 | 1269.232 | 4189.453 | Competitive | Non-Competitive | 0 | TRUE | FALSE | 1 | Non-Competitive | 0.75 | Non-Competitive
SMGIENW8 TRU_UAT1 FROM_TO | SMGIENW8 | TRU_UAT1 | 40 | 6 | 6 | TRUMBULL9 | TRUMBULL8 | FROM_TO | 36066.05 | 36694.43 | -29.0852 | 0 | 848.006 | 1102.336 | -0.03389 | 0.031833 | -0.04269 | 0.62387 | 13.1266 | -21.5588 | 0 | 10000 | 10000 | 10000 | 10000 | 749.592 | 2675.838 | 10000 | 10000 | 6831.457 | 8854.787 | 10000 | 10000 | Competitive | Competitive | 1 | TRUE | FALSE | 1 | Non-Competitive | 0.703 | Non-Competitive
SMGIENW8 TRU_UAT1 TO_FROM | SMGIENW8 | TRU_UAT1 | 40 | 6 | 6 | TRUMBULL9 | TRUMBULL8 | TO_FROM | 36066.05 | 36064 | -10.0981 | 0 | 1096.889 | 850.376 | -0.03183 | 0.033889 | -0.62387 | 0.042691 | 41.2802 | -8.3086 | 0 | 10000 | 10000 | 10000 | 10000 | 2331.424 | 820.137 | 10000 | 10000 | 8811.219 | 6932.675 | 10000 | 10000 | Competitive | Non-Competitive | 0 | TRUE | FALSE | 1 | Non-Competitive | 0.703 | Non-Competitive
SMGSBTR5 STCO_STER1_1 FROM_TO | SMGSBTR5 | STCO_STER1_1 | 38 | 1 | 1 | STER2A | STCO2A | FROM_TO | 36066.05 | 36099.8 | -72.8079 | 0 | 1022.808 | 1094.078 | -0.08291 | 0.016051 | -0.63554 | 0.33811 | 16.5504 | -37.6768 | 0 |  | 10000 | 5452.37 | 10000 | 998.45 | 2592.849 | 5452.37 | 10000 | 5237.345 | 2589.22 | 6470.108 | 10000 | Competitive | Competitive | 1 | TRUE | FALSE | 1 | Non-Competitive | 0.695 | Non-Competitive
SMGSBTR5 STCO_STER1_1 TO_FROM | SMGSBTR5 | STCO_STER1_1 | 38 | 1 | 1 | STER2A | STCO2A | TO_FROM | 36066.05 | 35868.64 | -13.2693 | 0 | 1081.479 | 991.634 | -0.00117 | 0.17905 | -0.33811 | 0.63554 | 104.7474 | -8.9132 | 0 | 3174.569 |  | 6908.378 | 3057.5 | 1195.183 | 1078.928 | 10000 | 10000 | 3547.59 | 1357.848 | 5710.146 | 2895.179 | Competitive | Non-Competitive | 0 | TRUE | FALSE | 1 | Non-Competitive | 0.695 | Non-Competitive
SMNHPBS8 6485__A FROM_TO | SMNHPBS8 | 6485__A | 149 | 3 | 3 | PERMIANB_8 | MOSS_8 | FROM_TO | 36066.05 | 34867.75 | -55.4097 | 0 | 4707.938 | 1148.985 | -0.00667 | 0.20701 | -0.04079 | 0.20701 | 195.7986 | -47.2198 | 0 | 3104.696 |  | 4764.9 | 4728.762 | 2933.621 | 941.532 | 4764.9 | 4728.762 | 4615.051 | 1778.392 | 4631.001 | 4784.624 | Non-Competitive | Non-Competitive | 0 | TRUE | FALSE | 1 | Non-Competitive | 0.758 | Non-Competitive
SMNHPBS8 6485__A TO_FROM | SMNHPBS8 | 6485__A | 149 | 3 | 3 | PERMIANB_8 | MOSS_8 | TO_FROM | 36066.05 | 36483.11 | -95.3522 | 0 | 1142.005 | 4707.941 | -0.20701 | 0.006668 | -0.20701 | 0.040788 | 62.665 | 23.3091 | 0 |  | 10000 | 2387.057 | 10000 | 794.348 | 9756.519 | 3598.596 | 10000 | 1354.94 | 9992.273 | 3296.516 | 10000 | Competitive | Competitive | 1 | TRUE | FALSE | 1 | Non-Competitive | 0.758 | Non-Competitive
SMUESPR8 SJO_SJO2 FROM_TO | SMUESPR8 | SJO_SJO2 | 40 | 3 | 3 | STJO | STJO | FROM_TO | 36066.05 | 92690.8 | -16.0031 | 0 | 0 | 783.721 | -0.00044 | 0 | -0.00044 | 0.99956 | -16.0193 | -16.0264 | 0 |  |  |  | 913.719 |  | 913.719 |  | 913.719 |  | 913.719 | 0 | 913.719 | Competitive | Competitive | 1 | FALSE | TRUE | 1 | Non-Competitive | 0.6955 | Non-Competitive
SMUESPR8 SJO_SJO2 TO_FROM | SMUESPR8 | SJO_SJO2 | 40 | 3 | 3 | STJO | STJO | TO_FROM | 36066.05 | 36089.99 | 16.0193 | 0 | 783.721 | 0 | 0 | 0.000443 | -0.99956 | 0.000443 | 15.9868 | 16.0612 | 0 |  |  | 783.721 |  | 783.721 |  | 783.721 |  | 783.721 |  | 783.721 | 0 | Competitive | Competitive | 1 | FALSE | TRUE | 1 | Non-Competitive | 0.6955 | Non-Competitive
SNBTHW5 AN_WO_21_A FROM_TO | SNBTHW5 | AN_WO_21_A | 411 | 1 | 1 | AIRLIN__8010 | WHITOK__138A | FROM_TO | 36066.05 | 35112.15 | -603.345 | 0 | 1036.599 | 708.139 | -0.09943 | 0.11624 | -0.27936 | 0.50393 | 670.7573 | -515.384 | 0 | 2363.151 | 6367.254 | 2372.952 | 8228.83 | 2341.065 | 1510.629 | 2472.481 | 10000 | 2377.277 | 4608.391 | 2381.313 | 7973.661 | Competitive | Non-Competitive | 0 | TRUE | FALSE | 1 | Non-Competitive | 0.789 | Non-Competitive
SNBTHW5 AN_WO_21_A TO_FROM | SNBTHW5 | AN_WO_21_A | 411 | 1 | 1 | AIRLIN__8010 | WHITOK__138A | TO_FROM | 36066.05 | 35361.38 | -502.233 | 0 | 710.859 | 1036.599 | -0.11624 | 0.099432 | -0.50393 | 0.27936 | 772.4741 | -281.393 | 0 | 5723.047 | 2363.151 | 8228.83 | 2372.952 | 1246.272 | 2341.065 | 10000 | 2472.481 | 4078.666 | 2377.277 | 7571.922 | 2381.313 | Competitive | Non-Competitive | 0 | TRUE | FALSE | 1 | Non-Competitive | 0.789 | Non-Competitive
SNCWHLT9 6915__A FROM_TO | SNCWHLT9 | 6915__A | 44 | 2 | 2 | ODESSANO_9 | ODBASSS_9 | FROM_TO | 36066.05 | 36100.09 | -23.2321 | 0 | 1107.311 | 948.532 | -0.02825 | 0.003485 | -0.50812 | 0.21384 | 26.7039 | 18.3235 | 0 |  | 10000 | 4236.806 | 10000 | 737.157 | 9898.259 | 5805.112 | 10000 | 1508.886 | 9993.384 | 5073.198 | 10000 | Competitive | Competitive | 1 | TRUE | FALSE | 1 | Non-Competitive | 0.789 | Non-Competitive
SNCWHLT9 6915__A TO_FROM | SNCWHLT9 | 6915__A | 44 | 2 | 2 | ODESSANO_9 | ODBASSS_9 | TO_FROM | 36066.05 | 36162.23 | -26.1512 | 0 | 926.904 | 1065.675 | -0.00349 | 0.046337 | -0.21384 | 0.50812 | 23.3052 | -21.9735 | 0 | 4182.489 |  | 4182.489 | 5275.452 | 2831.17 | 841.394 | 4182.489 | 5805.112 | 4085.631 | 1767.113 | 4381.2 | 5602.79 | Competitive | Competitive | 1 | TRUE | FALSE | 1 | Non-Competitive | 0.789 | Non-Competitive
SNCWMOS8 6865__B FROM_TO | SNCWMOS8 | 6865__B | 44 | 3 | 3 | ODESSANO_9 | NTCOWDEN_9 | FROM_TO | 36066.05 | 36113.13 | -26.486 | 0 | 1176.903 | 835.163 | -0.02183 | 0.004103 | -0.47619 | 0.13228 | 21.5804 | 12.0116 | 0 |  | 10000 | 4310.428 | 10000 | 770.529 | 9842.032 | 5809.246 | 10000 | 3004.292 | 9968.331 | 5151.235 | 10000 | Competitive | Competitive | 1 | TRUE | FALSE | 1 | Non-Competitive | 0.6955 | Non-Competitive
SNCWMOS8 6865__B TO_FROM | SNCWMOS8 | 6865__B | 44 | 3 | 3 | ODESSANO_9 | NTCOWDEN_9 | TO_FROM | 36066.05 | 36198.44 | -21.1438 | 0 | 904.298 | 999.999 | -0.0041 | 0.043332 | -0.13228 | 0.47619 | 26.3919 | -15.1946 | 0 | 4394.729 |  | 3540.679 | 5218.313 | 2634.409 | 891.467 | 4394.729 | 5809.246 | 4329.43 | 3416.784 | 4552.506 | 5549.831 | Competitive | Competitive | 1 | TRUE | FALSE | 1 | Non-Competitive | 0.6955 | Non-Competitive
SNCWMOS8 6915__A FROM_TO | SNCWMOS8 | 6915__A | 44 | 3 | 3 | ODESSANO_9 | ODBASSS_9 | FROM_TO | 36066.05 | 36098.27 | -27.2167 | 0 | 1113.368 | 920.08 | -0.03047 | 0.003424 | -0.52424 | 0.14857 | 27.111 | 17.8276 | 0 |  | 10000 | 4124.801 | 10000 | 736.275 | 9875.222 | 5155.344 | 10000 | 1481.962 | 9992.768 | 4931.633 | 10000 | Competitive | Competitive | 1 | TRUE | FALSE | 1 | Non-Competitive | 0.703 | Non-Competitive
SNCWMOS8 6915__A TO_FROM | SNCWMOS8 | 6915__A | 44 | 3 | 3 | ODESSANO_9 | ODBASSS_9 | TO_FROM | 36066.05 | 36177.13 | -26.1137 | 0 | 920.08 | 1169.09 | -0.00342 | 0.049057 | -0.14857 | 0.52424 | 27.4382 | -21.8083 | 0 | 4184.771 |  | 4184.771 | 5155.344 | 2749.508 | 842.553 | 4184.771 | 5155.344 | 4034.114 | 1747.837 | 4350.807 | 5475.393 | Competitive | Competitive | 1 | TRUE | FALSE | 1 | Non-Competitive | 0.703 | Non-Competitive
SNCWMOS8 ODNTH_FMR1 FROM_TO | SNCWMOS8 | ODNTH_FMR1 | 87 | 3 | 3 | ODESSANO_8 | ODESSANO_9 | FROM_TO | 36066.05 | 36120.1 | -53.5945 | 0 | 1117.855 | 821.934 | -0.05231 | 0.007527 | -0.71915 | 0.048517 | 48.1339 | 29.7352 | 0 |  | 10000 | 4223.977 | 10000 | 742.097 | 9860.865 | 5807.819 | 10000 | 2145.417 | 9985.071 | 5053.736 | 10000 | Competitive | Competitive | 1 | TRUE | FALSE | 1 | Non-Competitive | 0.797 | Non-Competitive
SNCWMOS8 ODNTH_FMR1 TO_FROM | SNCWMOS8 | ODNTH_FMR1 | 87 | 3 | 3 | ODESSANO_8 | ODESSANO_9 | TO_FROM | 36066.05 | 36756.25 | -47.1512 | 0 | 821.935 | 1180.774 | -0.00753 | 0.09239 | -0.04852 | 0.71915 | 53.8163 | -36.8205 | 0 | 3602.287 |  | 3602.287 | 5189.581 | 2683.681 | 852.323 | 4264.1 | 5807.819 | 4185.574 | 2496.045 | 4338.825 | 5517.012 | Competitive | Competitive | 1 | TRUE | FALSE | 1 | Non-Competitive | 0.797 | Non-Competitive
SNEDLON5 KINGSV_LON_HI1_1 FROM_TO | SNEDLON5 | KINGSV_LON_HI1_1 | 216 | 1 | 1 | LON_HILL4A | KINGSVIL4A | FROM_TO | 36066.05 | 36441.84 | 1.8461 | 0 | 1256.092 | 5905.322 | -0.18326 | 0.032608 | -0.33052 | 0.038141 | 91.3058 | 33.2348 | 0 | 4272.334 | 5734.452 | 2618.927 | 10000 | 787.137 | 3723.481 | 2618.927 | 10000 | 2163.994 | 8553.402 | 2975.899 | 8810.713 | Competitive | Competitive | 1 | TRUE | FALSE | 1 | Non-Competitive | 0.711 | Non-Competitive
SNEDLON5 KINGSV_LON_HI1_1 TO_FROM | SNEDLON5 | KINGSV_LON_HI1_1 | 216 | 1 | 1 | LON_HILL4A | KINGSVIL4A | TO_FROM | 36066.05 | 41670.33 | -88.4927 | 0 | 5905.337 | 1163.454 | -0.03261 | 0.18326 | -0.03814 | 0.33053 | 7.4032 | -67.5676 | 0 | 1710.607 | 8491.745 | 10000 | 4065.799 | 1437.094 | 945.726 | 10000 | 4065.799 | 3526.185 | 3138.849 | 3675.425 | 4619.715 | Competitive | Competitive | 1 | TRUE | FALSE | 1 | Non-Competitive | 0.711 | Non-Competitive
SNEDLON5 NEDIN_RACHAL1_1 FROM_TO | SNEDLON5 | NEDIN_RACHAL1_1 | 239 | 1 | 1 | NEDIN4A | RACHAL4A | FROM_TO | 36066.05 | 36520.81 | -137.894 | 0 | 1134.902 | 1034.327 | -0.03276 | 0.10339 | -0.53543 | 0.13072 | -2.9605 | -116.645 | 0 | 2003.694 | 5000 | 2003.694 | 5000 | 1793.209 | 874.746 | 2003.694 | 5000 | 2165.536 | 821.835 | 2180.452 | 5000 | Competitive | Competitive | 1 | TRUE | FALSE | 1 | Non-Competitive | 0.7425 | Non-Competitive
SNEDLON5 NEDIN_RACHAL1_1 TO_FROM | SNEDLON5 | NEDIN_RACHAL1_1 | 239 | 1 | 1 | NEDIN4A | RACHAL4A | TO_FROM | 36066.05 | 36732.62 | 5.7872 | 0 | 971.108 | 1098.119 | -0.07441 | 0.097544 | -0.13072 | 0.53543 | 148.0438 | 71.8387 | 0 | 3974.972 | 5199.782 | 3974.972 | 5199.782 | 784.482 | 2357.787 | 10000 | 5199.782 | 3601.28 | 4949.067 | 6622.13 | 5326.661 | Competitive | Competitive | 1 | TRUE | FALSE | 1 | Non-Competitive | 0.7425 | Non-Competitive
SNEDLON5 RIOHON_XCAP_1_1 FROM_TO | SNEDLON5 | RIOHON_XCAP_1_1 | 1195 | 1 | 1 | RIOHONDO7A | RIOHONDO7B | FROM_TO | 36066.05 | 41059.3 | -1177.16 | 0 | 2305.631 | 1160.979 | -0.04759 | 0.76129 | -0.39097 | 0.77815 | -641.849 | -1019.71 | 0 | 3526.48 | 923.553 | 4847.092 | 923.553 | 3518.339 | 919.336 | 4847.092 | 997.576 | 4674.417 | 899.703 | 4674.286 | 901.895 | Competitive | Competitive | 1 | TRUE | FALSE | 1 | Non-Competitive | 0.6875 | Non-Competitive
SNEDLON5 RIOHON_XCAP_1_1 TO_FROM | SNEDLON5 | RIOHON_XCAP_1_1 | 1195 | 1 | 1 | RIOHONDO7A | RIOHONDO7B | TO_FROM | 36066.05 | 36092.14 | 782.0267 | 0 | 1203.351 | 2305.632 | -0.76129 | 0.20559 | -0.77815 | 0.39097 | 1174.695 | 827.8709 | 0 | 737.121 | 3358.972 | 3123.38 | 5515.679 | 736.117 | 3343.8 | 3123.38 | 5515.679 | 713.4 | 5590.302 | 714.018 | 5590.516 | Competitive | Competitive | 1 | TRUE | FALSE | 1 | Non-Competitive | 0.6875 | Non-Competitive
SNUEWHI8 LON_HI_PELICA1_1 FROM_TO | SNUEWHI8 | LON_HI_PELICA1_1 | 470 | 1 | 1 | LON_HILL4A | PELICAN4A | FROM_TO | 36066.05 | 36518.73 | -318.881 | 0 | 919.668 | 2310.176 | -0.30993 | 0.1393 | -0.45192 | 0.15101 | 265.4267 | -164.234 | 0 | 2769.05 | 4688.617 | 5021.582 | 5644.313 | 1325.688 | 2501.598 | 5021.582 | 5644.313 | 4220.424 | 5432.135 | 4468.075 | 5495.745 | Competitive | Competitive | 1 | TRUE | FALSE | 1 | Non-Competitive | 0.6565 | Non-Competitive
SNUEWHI8 LON_HI_PELICA1_1 TO_FROM | SNUEWHI8 | LON_HI_PELICA1_1 | 470 | 1 | 1 | LON_HILL4A | PELICAN4A | TO_FROM | 36066.05 | 36005.39 | -242.667 | 0 | 2310.175 | 919.668 | -0.1393 | 0.45193 | -0.15101 | 0.45193 | 479.1601 | -114.883 | 0 | 2258.091 | 4439.94 | 2494.914 | 5021.582 | 1562.594 | 1880.524 | 2494.914 | 5021.582 | 2343.934 | 4991.438 | 2355.844 | 5281.779 | Competitive | Non-Competitive | 0 | TRUE | FALSE | 1 | Non-Competitive | 0.6565 | Non-Competitive
SNWEWES8 WES_MV_W_1 FROM_TO | SNWEWES8 | WES_MV_W_1 | 174 | 3 | 3 | WESLACO4A | WESLACOSUB8 | FROM_TO | 36066.05 | 36314.48 | -81.391 | 0 | 1076.497 | 1221.588 | -0.05187 | 0.086278 | -0.72114 | 0.21909 | -6.922 | -51.5622 | 0 | 7403.029 | 10000 | 7403.029 | 10000 | 4566.83 | 827.354 | 7403.029 | 10000 | 7289.069 | 2493.441 | 7948.552 | 10000 | Competitive | Competitive | 1 | TRUE | FALSE | 1 | Non-Competitive | 0.6955 | Non-Competitive
SNWEWES8 WES_MV_W_1 TO_FROM | SNWEWES8 | WES_MV_W_1 | 174 | 3 | 3 | WESLACO4A | WESLACOSUB8 | TO_FROM | 36066.05 | 36479.77 | 8.9516 | 0 | 1085.966 | 1076.497 | -0.06252 | 0.05187 | -0.21909 | 0.72114 | 83.0518 | 27.6521 | 0 | 2682.629 | 10000 | 2682.629 | 10000 | 619.21 | 3989.736 | 2682.629 | 10000 | 2045.448 | 6959.636 | 2599.313 | 10000 | Competitive | Competitive | 1 | TRUE | FALSE | 1 | Non-Competitive | 0.6955 | Non-Competitive
SN_SAJO5 FALFUR_PREMON1_1 FROM_TO | SN_SAJO5 | FALFUR_PREMON1_1 | 38 | 1 | 1 | FALFUR2A | PREMONT2A | FROM_TO | 36066.05 | 36089.54 | -6.2647 | 0 | 1011.212 | 1115.298 | -0.01919 | 0.02532 | -0.53708 | 0.26877 | 25.3849 | -4.9598 | 0 | 10000 |  | 3938.221 | 10000 | 826.693 | 1696.608 | 10000 | 10000 | 4126.161 | 2532.335 | 6542.282 | 10000 | Competitive | Competitive | 1 | TRUE | FALSE | 1 | Non-Competitive | 0.6795 | Non-Competitive
SN_SAJO5 FALFUR_PREMON1_1 TO_FROM | SN_SAJO5 | FALFUR_PREMON1_1 | 38 | 1 | 1 | FALFUR2A | PREMONT2A | TO_FROM | 36066.05 | 36179.85 | -22.6194 | 0 | 1118.783 | 1011.212 | -0.00865 | 0.019195 | -0.26877 | 0.53708 | 7.5249 | -12.6013 | 0 |  |  | 10000 | 3216.869 | 1370.981 | 862.513 | 10000 | 3216.869 | 2190.084 | 2120.706 | 10000 | 3488.307 | Competitive | Competitive | 1 | FALSE | FALSE | 1 | Non-Competitive | 0.6795 | Non-Competitive
SN_SAJO5 HARLNS_RAYMON1_1 FROM_TO | SN_SAJO5 | HARLNS_RAYMON1_1 | 38 | 1 | 1 | HARLINSW2A | RAYMOND12A | FROM_TO | 36066.05 | 36166.3 | -17.1272 | 0 | 1038.785 | 1401.975 | -0.01214 | 0.018419 | -0.39395 | 0.093288 | -1.698 | -16.2167 | 0 |  |  | 1894.719 | 10000 | 1773.729 | 832.484 | 5492.369 | 10000 | 1824.843 | 1316.568 | 1838.281 | 10000 | Competitive | Competitive | 1 | FALSE | FALSE | 1 | Non-Competitive | 0.6875 | Non-Competitive
SN_SAJO5 HARLNS_RAYMON1_1 TO_FROM | SN_SAJO5 | HARLNS_RAYMON1_1 | 38 | 1 | 1 | HARLINSW2A | RAYMOND12A | TO_FROM | 36066.05 | 36287.52 | 1.7889 | 0 | 1263.962 | 952.343 | -0.01842 | 0.01214 | -0.09329 | 0.39395 | 17.2848 | 11.1016 | 0 |  |  | 10000 | 6215.136 | 727.711 | 4507.679 | 10000 | 10000 | 1142.949 | 7486.106 | 10000 | 7689.672 | Competitive | Competitive | 1 | FALSE | FALSE | 1 | Non-Competitive | 0.6875 | Non-Competitive
SN_SAJO5 LON_HI_NEDIN1_1 FROM_TO | SN_SAJO5 | LON_HI_NEDIN1_1 | 1195 | 1 | 1 | LNHILL 6 | LHEDL | FROM_TO | 36066.05 | 36251.37 | 359.2996 | 0 | 1959.573 | 2073.234 | -0.72198 | 0.043818 | -0.76575 | 0.066131 | 1044.905 | 829.0158 | 0 | 819.79 | 3164.405 | 813.145 | 5413.086 | 809.971 | 3150 | 821.537 | 5413.086 | 803.418 | 5275.721 | 805.123 | 5276.077 | Competitive | Competitive | 1 | TRUE | FALSE | 1 | Non-Competitive | 0.8515 | Non-Competitive
SN_SAJO5 LON_HI_NEDIN1_1 TO_FROM | SN_SAJO5 | LON_HI_NEDIN1_1 | 1195 | 1 | 1 | LNHILL 6 | LHEDL | TO_FROM | 36066.05 | 68549.83 | -1030.89 | 0 | 2073.234 | 1961.984 | -0.04382 | 0.72969 | -0.06613 | 0.76575 | -128.008 | -1014.98 | 0 | 1890.76 | 929.241 | 2077.049 | 929.241 | 1885.712 | 925.136 | 2077.049 | 929.944 | 2082.419 | 915.042 | 2082.459 | 917.226 | Competitive | Competitive | 1 | TRUE | TRUE | 1 | Competitive | 0.8515 | Non-Competitive
SN_SLON5 ALAZAN_B_DAVI1_1 FROM_TO | SN_SLON5 | ALAZAN_B_DAVI1_1 | 876 | 1 | 1 | B_DAVIS4A | ALAZAN4A | FROM_TO | 36066.05 | 37191.68 | -119.148 | 0 | 1168.317 | 962.547 | -0.26154 | 0.25295 | -0.53125 | 0.25295 | 276.0387 | 44.031 | 0 | 3238.534 | 3909.94 | 5227.471 | 3909.94 | 1133.786 | 2782.773 | 10000 | 5088.866 | 5964.484 | 4734.927 | 6161.465 | 4908.803 | Competitive | Competitive | 1 | TRUE | FALSE | 1 | Non-Competitive | 0.836 | Non-Competitive
SN_SLON5 ALAZAN_B_DAVI1_1 TO_FROM | SN_SLON5 | ALAZAN_B_DAVI1_1 | 876 | 1 | 1 | B_DAVIS4A | ALAZAN4A | TO_FROM | 36066.05 | 39055.88 | -270.425 | 0 | 962.547 | 1186.495 | -0.25295 | 0.26154 | -0.25295 | 0.53125 | 121.0622 | -176.333 | 0 | 1944.93 | 3817.468 | 1983.365 | 5227.471 | 1816.558 | 1328.215 | 2445.905 | 10000 | 2041.699 | 6233.873 | 2056.64 | 6429.169 | Competitive | Competitive | 1 | TRUE | FALSE | 1 | Non-Competitive | 0.836 | Non-Competitive
SN_SLON5 CELANE_KLEBER1_1 FROM_TO | SN_SLON5 | CELANE_KLEBER1_1 | 211 | 1 | 1 | CELANEBI4A | KLEBERG4A | FROM_TO | 36066.05 | 36374.99 | -49.4895 | 0 | 1142.735 | 967.147 | -0.00765 | 0.40931 | -0.47018 | 0.40931 | 65.9202 | -47.078 | 0 | 1598.585 |  | 10000 | 2512.022 | 1545.282 | 872.334 | 10000 | 5743.415 | 3364.45 | 771.574 | 3367.356 | 2719.635 | Competitive | Competitive | 1 | TRUE | FALSE | 1 | Non-Competitive | 0.7655 | Non-Competitive
SN_SLON5 CELANE_KLEBER1_1 TO_FROM | SN_SLON5 | CELANE_KLEBER1_1 | 211 | 1 | 1 | CELANEBI4A | KLEBERG4A | TO_FROM | 36066.05 | 36454.6 | -65.5933 | 0 | 914.186 | 1130.125 | -0.40931 | 0.00765 | -0.40931 | 0.47018 | 51.4535 | 13.1328 | 0 |  | 4133.119 | 2051.146 | 10000 | 749.834 | 3806.521 | 3544.014 | 10000 | 696.59 | 7101.517 | 2590.436 | 7110.911 | Competitive | Competitive | 1 | TRUE | FALSE | 1 | Non-Competitive | 0.7655 | Non-Competitive
SN_SLON5 CELANE_N_SHAR1_1 FROM_TO | SN_SLON5 | CELANE_N_SHAR1_1 | 211 | 1 | 1 | CELANEBI4A | N_SHARPE4A | FROM_TO | 36066.05 | 36876.95 | -76.7925 | 0 | 10000 | 1134.656 | -0.06176 | 0.58991 | -0.20072 | 0.58991 | 47.895 | 4.8404 | 0 | 10000 | 7037.15 | 10000 | 7037.15 | 1613.484 | 5888.665 | 10000 | 7719.261 | 9947.905 | 7251.083 | 10000 | 7338.751 | Competitive | Competitive | 1 | TRUE | FALSE | 1 | Non-Competitive | 0.789 | Non-Competitive
SN_SLON5 CELANE_N_SHAR1_1 TO_FROM | SN_SLON5 | CELANE_N_SHAR1_1 | 211 | 1 | 1 | CELANEBI4A | N_SHARPE4A | TO_FROM | 36066.05 | 36292.99 | -21.1676 | 0 | 1257.36 | 10000 | -0.58991 | 0.079108 | -0.58991 | 0.20072 | 77.058 | -18.9349 | 0 | 1899.659 | 10000 | 1899.659 | 10000 | 1801.687 | 1994.759 | 1949.939 | 10000 | 2016.474 | 9970.985 | 2022.381 | 10000 | Competitive | Competitive | 1 | TRUE | FALSE | 1 | Non-Competitive | 0.789 | Non-Competitive
SN_SLON5 KINGSV_LON_HI1_1 FROM_TO | SN_SLON5 | KINGSV_LON_HI1_1 | 216 | 1 | 1 | LON_HILL4A | KINGSVIL4A | FROM_TO | 36066.05 | 36301.44 | 19.0872 | 0 | 1208.815 | 2283.426 | -0.22634 | 0.025975 | -0.36239 | 0.032037 | 130.2067 | 69.1392 | 0 | 10000 | 3356.466 | 2280.408 | 10000 | 769.637 | 2703.619 | 2280.408 | 10000 | 839.493 | 6701.932 | 2173.809 | 6875.129 | Competitive | Competitive | 1 | TRUE | FALSE | 1 | Non-Competitive | 0.7895 | Non-Competitive
SN_SLON5 KINGSV_LON_HI1_1 TO_FROM | SN_SLON5 | KINGSV_LON_HI1_1 | 216 | 1 | 1 | LON_HILL4A | KINGSVIL4A | TO_FROM | 36066.05 | 43152.47 | -127.388 | 0 | 2283.431 | 1351.003 | -0.02598 | 0.22634 | -0.03204 | 0.36239 | 5.2835 | -114.857 | 0 | 1587.085 | 10000 | 10000 | 3657.817 | 1432.765 | 896.872 | 10000 | 3657.817 | 2001.635 | 1068.058 | 2044.689 | 3622.876 | Competitive | Competitive | 1 | TRUE | FALSE | 1 | Non-Competitive | 0.7895 | Non-Competitive
SN_SLON5 N_SHARPE_PS1 FROM_TO | SN_SLON5 | N_SHARPE_PS1 | 222 | 1 | 1 | N_SHARPE4A | N_SHARPE4B | FROM_TO | 36066.05 | 92690.8 | 0 | 0 | 0 | 0 | 0 | 0 | 0 | 0 | 0 | 0 | 0 | [10 empty] | 0 | 0 | Competitive | Competitive | 1 | FALSE | TRUE | 1 | Non-Competitive | 0.8125 | Non-Competitive
SN_SLON5 N_SHARPE_PS1 TO_FROM | SN_SLON5 | N_SHARPE_PS1 | 222 | 1 | 1 | N_SHARPE4A | N_SHARPE4B | TO_FROM | 36066.05 | 92690.8 | 0 | 0 | 0 | 0 | 0 | 0 | 0 | 0 | 0 | 0 | 0 | [10 empty] | 0 | 0 | Competitive | Competitive | 1 | FALSE | TRUE | 1 | Non-Competitive | 0.8125 | Non-Competitive
SOAKNIC8 NICOLE_ORNT1_1 FROM_TO | SOAKNIC8 | NICOLE_ORNT1_1 | 135 | 1 | 1 | NICOLE4A | ORNT4A | FROM_TO | 36066.05 | 35909.66 | -42.337 | 0 | 1100.351 | 947.225 | -0.01606 | 0.26332 | -0.27769 | 0.26332 | 178.428 | -15.6825 | 0 | 6273.045 |  | 10000 | 10000 | 1280.398 | 1570.726 | 10000 | 10000 | 8204.353 | 2356.83 | 8881.905 | 10000 | Competitive | Non-Competitive | 0 | TRUE | FALSE | 1 | Non-Competitive | 0.758 | Non-Competitive
SOAKNIC8 NICOLE_ORNT1_1 TO_FROM | SOAKNIC8 | NICOLE_ORNT1_1 | 135 | 1 | 1 | NICOLE4A | ORNT4A | TO_FROM | 36066.05 | 36331.23 | -140.281 | 0 | 985.644 | 1116.017 | -0.00728 | 0.056035 | -0.26332 | 0.27769 | 65.2114 | -64.9959 | 0 | 10000 |  | 10000 | 1747.998 | 1265.939 | 1732.69 | 10000 | 2290.361 | 4304.119 | 1752.16 | 10000 | 1687.441 | Competitive | Competitive | 1 | TRUE | FALSE | 1 | Non-Competitive | 0.758 | Non-Competitive
SODBODN9 6860__A FROM_TO | SODBODN9 | 6860__A | 44 | 1 | 1 | HOLTSS_9 | ECTRSHLT_9 | FROM_TO | 36066.05 | 36081.5 | 7.1368 | 0 | 1347.764 | 941.086 | -0.0154 | 0.003944 | -0.81164 | 0.10715 | 31.4623 | 26.3345 | 0 |  |  | 2910.479 | 10000 | 793.8 | 9968.801 | 10000 | 10000 | 769.614 | 9999.709 | 3649.911 | 10000 | Competitive | Competitive | 1 | FALSE | FALSE | 1 | Non-Competitive | 1.0315 | Non-Competitive
SODBODN9 6860__A TO_FROM | SODBODN9 | 6860__A | 44 | 1 | 1 | HOLTSS_9 | ECTRSHLT_9 | TO_FROM | 36066.05 | 36543.98 | -29.6821 | 0 | 950.528 | 1476.543 | -0.00157 | 0.027321 | -0.10714 | 0.81164 | -7.0731 | -28.2195 | 0 | 10000 |  | 4069.242 | 930.633 | 2983.524 | 930.633 | 4069.242 | 2176.312 | 3478.443 | 961.069 | 3641.139 | 961.069 | Competitive | Competitive | 1 | TRUE | FALSE | 1 | Non-Competitive | 1.0315 | Non-Competitive
SODBODN9 6865__B FROM_TO | SODBODN9 | 6865__B | 44 | 1 | 1 | ODESSANO_9 | NTCOWDEN_9 | FROM_TO | 36066.05 | 36114 | -19.2171 | 0 | 1153.291 | 837.658 | -0.02057 | 0.003537 | -0.45718 | 0.20307 | 22.0781 | 14.2337 | 0 |  | 10000 | 4364.814 | 10000 | 743.9 | 9892.229 | 5806.636 | 10000 | 2221.613 | 9982.244 | 5214.311 | 10000 | Competitive | Competitive | 1 | TRUE | FALSE | 1 | Non-Competitive | 0.8675 | Non-Competitive
SODBODN9 6865__B TO_FROM | SODBODN9 | 6865__B | 44 | 1 | 1 | ODESSANO_9 | NTCOWDEN_9 | TO_FROM | 36066.05 | 36187.79 | -21.7229 | 0 | 837.658 | 1001.661 | -0.00354 | 0.038349 | -0.20307 | 0.45718 | 19.1989 | -16.7861 | 0 | 4292.804 |  | 3580.992 | 5332.864 | 2798.019 | 850.952 | 4292.804 | 5806.636 | 4303.476 | 2557.197 | 4440.716 | 5654.985 | Competitive | Competitive | 1 | TRUE | FALSE | 1 | Non-Competitive | 0.8675 | Non-Competitive
SOKLABM5 6558__B FROM_TO | SOKLABM5 | 6558__B | 260 | 1 | 1 | FISHERRD_8 | WCHTFLLS1_8 | FROM_TO | 36066.05 | 36336.01 | 18.5902 | 0 | 709.545 | 1148.856 | -0.02667 | 0.045281 | -0.51259 | 0.32076 | 120.8629 | 30.3413 | 0 | 4713.714 | 6299.384 | 4713.714 | 6821.285 | 692.529 | 6664.626 | 4713.714 | 6299.384 | 3493.632 | 6488.721 | 4713.714 | 6499.507 | Competitive | Competitive | 1 | TRUE | FALSE | 1 | Non-Competitive | 0.711 | Non-Competitive
SOKLABM5 6558__B TO_FROM | SOKLABM5 | 6558__B | 260 | 1 | 1 | FISHERRD_8 | WCHTFLLS1_8 | TO_FROM | 36066.05 | 36831.04 | -149.724 | 0 | 1213.39 | 726.945 | -0.04528 | 0.031897 | -0.32076 | 0.51259 | 14.7858 | -81.8941 | 0 | 5028.668 | 3695.052 | 4437.353 | 3695.052 | 4884.651 | 751.631 | 4437.353 | 3695.052 | 4654.197 | 2797.785 | 4450.365 | 3695.052 | Competitive | Competitive | 1 | TRUE | FALSE | 1 | Non-Competitive | 0.711 | Non-Competitive
SOKLABM5 ORLAND_VERN1_1 FROM_TO | SOKLABM5 | ORLAND_VERN1_1 | 170 | 1 | 1 | VERN4A | ORLANDO7A | FROM_TO | 36066.05 | 36072.59 | -140.991 | 0 | 1219.216 | 818.578 | -0.02219 | 0.047414 | -0.65921 | 0.23663 | 165.6926 | -1.22 | 0 | 4713.714 | 9394.44 | 4713.714 | 3215.092 | 1075.954 | 3030.993 | 4713.714 | 3215.092 | 3089.333 | 3343.288 | 4713.714 | 3372.387 | Competitive | Competitive | 1 | TRUE | FALSE | 1 | Non-Competitive | 0.906 | Non-Competitive
SOKLABM5 ORLAND_VERN1_1 TO_FROM | SOKLABM5 | ORLAND_VERN1_1 | 170 | 1 | 1 | VERN4A | ORLANDO7A | TO_FROM | 36066.05 | 35967.8 | -170.919 | 0 | 835.644 | 1219.216 | -0.04741 | 0.2028 | -0.23663 | 0.65921 | 192.1105 | -135.041 | 0 | 2299.098 | 3695.052 | 5009.608 | 3695.052 | 928.365 | 1050.102 | 10000 | 3695.052 | 2006.045 | 2192.791 | 3137.03 | 3695.052 | Competitive | Non-Competitive | 0 | TRUE | FALSE | 1 | Non-Competitive | 0.906 | Non-Competitive
SOKLABM5 PAUL_69-1 FROM_TO | SOKLABM5 | PAUL_69-1 | 69 | 1 | 1 | PAUL2A | LKPAULS4 | FROM_TO | 36066.05 | 36248.38 | -55.8621 | 0 | 844.38 | 1286.437 | -0.01186 | 0.16573 | -0.11237 | 0.73933 | 47.7549 | -47.8202 | 0 | 5429.451 |  | 10000 | 3695.052 | 1072.309 | 935.546 | 10000 | 3695.052 | 6331.69 | 1480.093 | 8168.189 | 3695.052 | Competitive | Competitive | 1 | TRUE | FALSE | 1 | Non-Competitive | 0.75 | Non-Competitive
SOKLABM5 PAUL_69-1 TO_FROM | SOKLABM5 | PAUL_69-1 | 69 | 1 | 1 | PAUL2A | LKPAULS4 | TO_FROM | 36066.05 | 36085.13 | -35.6788 | 0 | 1223.391 | 844.38 | -0.00594 | 0.011856 | -0.73933 | 0.11237 | 54.8963 | 12.0207 | 0 |  |  | 4713.714 | 3242.025 | 905.506 | 3190.012 | 4713.714 | 3242.025 | 2138.382 | 3464.313 | 4713.714 | 3482.068 | Competitive | Competitive | 1 | FALSE | FALSE | 1 | Non-Competitive | 0.75 | Non-Competitive
SORNLON8 CHAS_T_SKIDMO1_1 FROM_TO | SORNLON8 | CHAS_T_SKIDMO1_1 | 38 | 1 | 1 | SKIDMORE2A | CHAS_TAP2A | FROM_TO | 36066.05 | 36052.49 | -44.6704 | 0 | 1109.747 | 982.977 | -0.00626 | 0.023916 | -0.24815 | 0.59284 | 41.3744 | -37.8389 | 0 | 2911.776 |  | 1301.325 | 6631.502 | 1153.785 | 1085.062 | 1859.492 | 5048.23 | 1600.502 | 1529.808 | 1615.682 | 5471.971 | Competitive | Non-Competitive | 0 | TRUE | FALSE | 1 | Non-Competitive | 0.7265 | Non-Competitive
SORNLON8 CHAS_T_SKIDMO1_1 TO_FROM | SORNLON8 | CHAS_T_SKIDMO1_1 | 38 | 1 | 1 | SKIDMORE2A | CHAS_TAP2A | TO_FROM | 36066.05 | 36041.31 | -34.7563 | 0 | 1033.664 | 1109.747 | -0.02392 | 0.006258 | -0.59284 | 0.24815 | 52.6664 | -11.0717 | 0 |  | 5644.313 | 6477.229 | 2528.514 | 911.791 | 2123.687 | 4809.785 | 2690.008 | 1247.518 | 2800.782 | 5337.743 | 2835.615 | Competitive | Non-Competitive | 0 | TRUE | FALSE | 1 | Non-Competitive | 0.7265 | Non-Competitive
SORNLON8 LON_HI_SMITH1_1 FROM_TO | SORNLON8 | LON_HI_SMITH1_1 | 61 | 1 | 1 | LON_HILL2A | SMITH2A | FROM_TO | 36066.05 | 36074.65 | -49.0244 | 0 | 1083.135 | 1030.706 | -0.01957 | 0.026307 | -0.84697 | 0.07905 | 53.7259 | -45.2278 | 0 | 5113.846 |  | 1356.535 | 10000 | 1195.603 | 1039.625 | 1373.649 | 10000 | 1744.512 | 1768.104 | 1762.827 | 10000 | Competitive | Competitive | 1 | TRUE | FALSE | 1 | Non-Competitive | 0.8435 | Non-Competitive
SORNLON8 LON_HI_SMITH1_1 TO_FROM | SORNLON8 | LON_HI_SMITH1_1 | 61 | 1 | 1 | LON_HILL2A | SMITH2A | TO_FROM | 36066.05 | 36081.59 | -47.835 | 0 | 980.423 | 1127.527 | -0.02631 | 0.019569 | -0.07905 | 0.84697 | 59.7714 | -7.7102 | 0 |  | 5113.846 | 10000 | 2706.973 | 871.025 | 2264.421 | 10000 | 2759.852 | 1413.922 | 3127.838 | 10000 | 3165.049 | Competitive | Competitive | 1 | TRUE | FALSE | 1 | Non-Competitive | 0.8435 | Non-Competitive
SORNLON8 SINTON_SKIDMO1_1 FROM_TO | SORNLON8 | SINTON_SKIDMO1_1 | 38 | 1 | 1 | SKIDMORE2A | SINTON2A | FROM_TO | 36066.05 | 36005.94 | -36.362 | 0 | 982.558 | 1111.89 | -0.02396 | 0.006213 | -0.21395 | 0.40712 | 51.055 | -12.6969 | 0 |  | 5644.313 | 6463.015 | 2527.98 | 925.205 | 2092.318 | 4807.785 | 2689.731 | 1285.394 | 2796.366 | 5317.756 | 2833.533 | Competitive | Non-Competitive | 0 | TRUE | FALSE | 1 | Non-Competitive | 0.711 | Non-Competitive
SORNLON8 SINTON_SKIDMO1_1 TO_FROM | SORNLON8 | SINTON_SKIDMO1_1 | 38 | 1 | 1 | SKIDMORE2A | SINTON2A | TO_FROM | 36066.05 | 36053.82 | -43.0557 | 0 | 1101.316 | 1033.165 | -0.00621 | 0.023961 | -0.40712 | 0.21395 | 42.9835 | -36.2345 | 0 | 2911.478 |  | 1300.547 | 6617.255 | 1141.92 | 1104.912 | 1859.436 | 5045.868 | 1597.418 | 1579.474 | 1613.607 | 5451.658 | Competitive | Non-Competitive | 0 | TRUE | FALSE | 1 | Non-Competitive | 0.711 | Non-Competitive
SOXYIN28 I_DUPP_I_DUPS1_1 FROM_TO | SOXYIN28 | I_DUPP_I_DUPS1_1 | 206 | 1 | 1 | I_DUPSW4A | I_DUPP14A | FROM_TO | 36066.05 | 36358.36 | 55.7956 | 0 | 787.067 | 10000 | -0.47816 | 0.001543 | -0.51213 | 0.001543 | 55.6822 | 55.6906 | 0 |  | 10000 | 787.067 | 10000 | 787.067 | 10000 | 787.067 | 10000 | 787.067 | 10000 | 787.067 | 10000 | Competitive | Competitive | 1 | TRUE | FALSE | 1 | Non-Competitive | 0.727 | Non-Competitive
SOXYIN28 I_DUPP_I_DUPS1_1 TO_FROM | SOXYIN28 | I_DUPP_I_DUPS1_1 | 206 | 1 | 1 | I_DUPSW4A | I_DUPP14A | TO_FROM | 36066.05 | 92690.8 | -55.818 | 0 | 10000 | 787.067 | -0.00154 | 0.47816 | -0.00154 | 0.51213 | 39.8361 | -55.8202 | 0 | 10000 |  | 10000 | 918.218 | 10000 | 918.218 | 10000 | 918.218 | 10000 | 918.218 | 10000 | 918.218 | Competitive | Competitive | 1 | TRUE | FALSE | 1 | Non-Competitive | 0.727 | Non-Competitive
SP2CAG8 E1_M1_1 FROM_TO | SP2CAG8 | E1_M1_1 | 214 | 0 | 0 | FIVE_PTS | WSTSIDE | FROM_TO | 36066.05 | 36359.56 | -16.1014 | 0 | 1098.612 | 1020.454 | -0.05338 | 0.09929 | -0.30238 | 0.44793 | 125.1473 | 0.071779 | 0 | 10000 | 10000 | 10000 | 10000 | 8331.921 | 6061.572 | 10000 | 10000 | 9978.996 | 9254.295 | 10000 | 10000 | Competitive | Competitive | 1 | TRUE | FALSE | 1 | Non-Competitive | 0.7185 | Non-Competitive
SP2CAG8 E1_M1_1 TO_FROM | SP2CAG8 | E1_M1_1 | 214 | 0 | 0 | FIVE_PTS | WSTSIDE | TO_FROM | 36066.05 | 36301.96 | -210.334 | 0 | 966.055 | 1128.944 | -0.09929 | 0.053385 | -0.44793 | 0.30238 | 108.3291 | -28.614 | 0 | 10000 | 10000 | 10000 | 10000 | 4512.775 | 8370.461 | 10000 | 10000 | 8831.865 | 9979.182 | 10000 | 10000 | Competitive | Competitive | 1 | TRUE | FALSE | 1 | Non-Competitive | 0.7185 | Non-Competitive
SP5CAG8 B3_M1_1 FROM_TO | SP5CAG8 | B3_M1_1 | 213 | 1 | 1 | BROADVEW | FIVE_PTS | FROM_TO | 36066.05 | 36534.39 | -221.887 | 0 | 1151.404 | 943.558 | -0.07435 | 0.003578 | -0.31604 | 0.14291 | 64.3142 | 20.3191 | 0 |  | 10000 | 959.959 | 10000 | 886.264 | 8940.523 | 1781.897 | 10000 | 866.718 | 9838.64 | 910.579 | 10000 | Competitive | Competitive | 1 | TRUE | FALSE | 1 | Non-Competitive | 0.7575 | Non-Competitive
SP5CAG8 B3_M1_1 TO_FROM | SP5CAG8 | B3_M1_1 | 213 | 1 | 1 | BROADVEW | FIVE_PTS | TO_FROM | 36066.05 | 36495.42 | 9.1798 | 0 | 885.747 | 1111.122 | -0.00358 | 0.074348 | -0.14291 | 0.31605 | 149.7162 | -47.1276 | 0 | 10000 |  | 10000 | 1017.293 | 8700.858 | 981.931 | 10000 | 1781.897 | 9829.014 | 939.548 | 10000 | 957.31 | Competitive | Competitive | 1 | TRUE | FALSE | 1 | Non-Competitive | 0.7575 | Non-Competitive
SPAWCAL5 BLESSI_LOLITA1_1 FROM_TO | SPAWCAL5 | BLESSI_LOLITA1_1 | 211 | 1 | 1 | BLESSING4A | LOLITA4A | FROM_TO | 36066.05 | 34766.25 | -134.718 | 0 | 1277.349 | 736.934 | -0.30706 | 0.050926 | -0.42044 | 0.13374 | 778.7617 | 31.3577 | 0 | 2212.853 | 1615.521 | 2136.054 | 5255.177 | 1110.98 | 1439.846 | 1964.425 | 6335.982 | 1353.536 | 4340.045 | 1960.393 | 4359.688 | Competitive | Non-Competitive | 0 | TRUE | FALSE | 1 | Non-Competitive | 0.7265 | Non-Competitive
SPAWCAL5 BLESSI_LOLITA1_1 TO_FROM | SPAWCAL5 | BLESSI_LOLITA1_1 | 211 | 1 | 1 | BLESSING4A | LOLITA4A | TO_FROM | 36066.05 | 35906.6 | -590.021 | 0 | 736.935 | 1301.012 | -0.05093 | 0.30706 | -0.13374 | 0.42044 | 213.3534 | -616.982 | 0 | 1147.103 | 2377.79 | 5255.177 | 2290.991 | 1077.503 | 1260.804 | 6335.982 | 2289.77 | 3815.712 | 1495.242 | 3832.553 | 2113.012 | Competitive | Non-Competitive | 0 | TRUE | FALSE | 1 | Non-Competitive | 0.7265 | Non-Competitive
SPAWLON5 AIRCO4_RINCON1_1 FROM_TO | SPAWLON5 | AIRCO4_RINCON1_1 | 157 | 1 | 1 | AIRCO44A | RINCON4A | FROM_TO | 36066.05 | 35943.05 | -174.592 | 0 | 1197.521 | 821.988 | -0.12061 | 0.16119 | -0.14735 | 0.20709 | 175.5281 | -41.9819 | 0 | 3615.587 | 2505.657 | 3722.03 | 2553.63 | 728.873 | 2355.738 | 4448.834 | 2725.372 | 3297.378 | 3040.49 | 3787.407 | 3058.558 | Competitive | Non-Competitive | 0 | TRUE | FALSE | 1 | Non-Competitive | 0.7345 | Non-Competitive
SPAWLON5 AIRCO4_RINCON1_1 TO_FROM | SPAWLON5 | AIRCO4_RINCON1_1 | 157 | 1 | 1 | AIRCO44A | RINCON4A | TO_FROM | 36066.05 | 35945.26 | -174.436 | 0 | 845.877 | 1197.521 | -0.16119 | 0.12061 | -0.20709 | 0.14735 | 176.7926 | -146.313 | 0 | 1275.349 | 3615.587 | 1291.08 | 3722.03 | 1202.729 | 801.487 | 1889.039 | 4448.834 | 1704.076 | 3320.437 | 1719.573 | 3787.407 | Competitive | Non-Competitive | 0 | TRUE | FALSE | 1 | Non-Competitive | 0.7345 | Non-Competitive
SPAWLON5 BONIVI_RINCON1_1 FROM_TO | SPAWLON5 | BONIVI_RINCON1_1 | 38 | 1 | 1 | RINCON2A | BONIVIEW2A | FROM_TO | 36066.05 | 36070.15 | -31.4451 | 0 | 980.322 | 1075.758 | -0.01181 | 0.024234 | -0.76354 | 0.068614 | 34.727 | -26.6633 | 0 | 5644.313 |  | 1281.075 | 2540.713 | 1211.379 | 790.092 | 1872.483 | 3254.553 | 1643.144 | 1341.275 | 1663.389 | 2403.712 | Competitive | Competitive | 1 | TRUE | FALSE | 1 | Non-Competitive | 0.6875 | Non-Competitive
SPAWLON5 BONIVI_RINCON1_1 TO_FROM | SPAWLON5 | BONIVI_RINCON1_1 | 38 | 1 | 1 | RINCON2A | BONIVIEW2A | TO_FROM | 36066.05 | 36164.97 | -31.1275 | 0 | 1119.551 | 964.404 | -0.02423 | 0.011805 | -0.06861 | 0.76354 | 31.2135 | -5.0947 | 0 |  | 5644.313 | 2540.713 | 2534.625 | 706.918 | 2386.054 | 3254.553 | 2706.466 | 1267.031 | 2948.856 | 2403.712 | 2983.782 | Competitive | Competitive | 1 | TRUE | FALSE | 1 | Non-Competitive | 0.6875 | Non-Competitive
SPAWLON5 CSA_ORN_1 FROM_TO | SPAWLON5 | CSA_ORN_1 | 45 | 1 | 1 | ORANGEGRVSB9 | CSABLK2A | FROM_TO | 36066.05 | 36103.91 | -10.9304 | 0 | 1147.295 | 953.235 | -0.01879 | 0.010564 | -0.55568 | 0.26148 | 23.9645 | -10.1729 | 0 |  |  | 1212.76 | 10000 | 1051.536 | 980.95 | 1212.76 | 10000 | 1372.261 | 3768.316 | 1398.996 | 10000 | Competitive | Competitive | 1 | FALSE | FALSE | 1 | Non-Competitive | 0.7185 | Non-Competitive
SPAWLON5 CSA_ORN_1 TO_FROM | SPAWLON5 | CSA_ORN_1 | 45 | 1 | 1 | ORANGEGRVSB9 | CSABLK2A | TO_FROM | 36066.05 | 36188.9 | -22.0069 | 0 | 953.235 | 1163.324 | -0.01056 | 0.018791 | -0.26148 | 0.55568 | 12.8522 | -6.4698 | 0 |  |  | 10000 | 2606.344 | 851.665 | 2117.151 | 10000 | 2606.344 | 3555.551 | 2913.132 | 10000 | 2960.856 | Competitive | Competitive | 1 | FALSE | FALSE | 1 | Non-Competitive | 0.7185 | Non-Competitive
SPAWLON5 KENEDS_KENEDY1_1 FROM_TO | SPAWLON5 | KENEDS_KENEDY1_1 | 38 | 1 | 1 | KENEDYSW2A | KENEDY2A | FROM_TO | 36066.05 | 35991.67 | -7.6272 | 0 | 1008.23 | 1105.206 | -0.01546 | 0.007794 | -0.80547 | 0.15492 | 97.9129 | 17.9135 | 0 |  |  | 2730.416 | 2197.862 | 920.009 | 1810.964 | 10000 | 2395.516 | 1409.104 | 2252.196 | 3972.611 | 2382.467 | Competitive | Non-Competitive | 0 | FALSE | FALSE | 1 | Non-Competitive | 0.758 | Non-Competitive
SPAWLON5 KENEDS_KENEDY1_1 TO_FROM | SPAWLON5 | KENEDS_KENEDY1_1 | 38 | 1 | 1 | KENEDYSW2A | KENEDY2A | TO_FROM | 36066.05 | 36191.99 | -88.5268 | 0 | 1109.868 | 1099.258 | -0.00779 | 0.015457 | -0.15492 | 0.80548 | 17.3592 | -75.9236 | 0 |  |  | 1124.995 | 3026.524 | 976.477 | 1066.986 | 1187.173 | 10000 | 1212.379 | 1670.1 | 1267.594 | 4330.899 | Competitive | Competitive | 1 | FALSE | FALSE | 1 | Non-Competitive | 0.758 | Non-Competitive
SPAWLON5 SINTON_SKIDMO1_1 FROM_TO | SPAWLON5 | SINTON_SKIDMO1_1 | 38 | 1 | 1 | SKIDMORE2A | SINTON2A | FROM_TO | 36066.05 | 35953.09 | -35.498 | 0 | 982.559 | 1111.462 | -0.02523 | 0.005385 | -0.21654 | 0.40247 | 62.4616 | -9.885 | 0 |  | 5644.313 | 3621.23 | 2500.071 | 925.037 | 2072.567 | 7037.112 | 2591.514 | 1269.071 | 2744.005 | 4002.035 | 2788.436 | Competitive | Non-Competitive | 0 | TRUE | FALSE | 1 | Non-Competitive | 0.711 | Non-Competitive
SPAWLON5 SINTON_SKIDMO1_1 TO_FROM | SPAWLON5 | SINTON_SKIDMO1_1 | 38 | 1 | 1 | SKIDMORE2A | SINTON2A | TO_FROM | 36066.05 | 36050.8 | -54.1281 | 0 | 1111.462 | 1033.157 | -0.00539 | 0.025228 | -0.40247 | 0.21654 | 44.1376 | -45.3474 | 0 | 2911.494 |  | 1247.581 | 4207.95 | 1099.831 | 1095.802 | 1806.499 | 7172.551 | 1494.808 | 1548.199 | 1512.624 | 4528.642 | Competitive | Non-Competitive | 0 | TRUE | FALSE | 1 | Non-Competitive | 0.711 | Non-Competitive
SPAWSAN5 PAWNEE_XF1 FROM_TO | SPAWSAN5 | PAWNEE_XF1 | 150 | 1 | 1 | PAWNEESW5 | PAWNEESW8 | FROM_TO | 36066.05 | 36125.56 | -63.4174 | 0 | 1107.113 | 1085.976 | -0.05186 | 0.031784 | -0.52086 | 0.08188 | 118.3813 | -51.4621 | 0 | 1068.791 | 4838.489 | 1237.534 | 4838.489 | 1366.114 | 1111.794 | 1237.534 | 4673.183 | 1093.545 | 4710.006 | 1090.217 | 5417.355 | Competitive | Competitive | 1 | TRUE | FALSE | 1 | Non-Competitive | 0.6955 | Non-Competitive
SPAWSAN5 PAWNEE_XF1 TO_FROM | SPAWSAN5 | PAWNEE_XF1 | 150 | 1 | 1 | PAWNEESW5 | PAWNEESW8 | TO_FROM | 36066.05 | 36429.9 | -161.723 | 0 | 1006.081 | 1107.113 | -0.03108 | 0.05186 | -0.08188 | 0.52086 | 120.0447 | -64.7449 | 0 | 3603.537 | 2076.575 | 3603.537 | 1813.423 | 798.437 | 2045.115 | 3901.702 | 1830.44 | 3645.783 | 1736.548 | 4443.939 | 1730.369 | Competitive | Competitive | 1 | TRUE | FALSE | 1 | Non-Competitive | 0.6955 | Non-Competitive
SPCAJNE9 SYC_CORY_1 FROM_TO | SPCAJNE9 | SYC_CORY_1 | 36 | 1 | 1 | TNSYCAMORE0 | TNCORYELCO0 | FROM_TO | 36066.05 | 36069.12 | -9.4998 | 0 | 1275.222 | 760.375 | -0.00161 | 0.013397 | -0.49518 | 0.47749 | 34.4807 | -5.6795 | 0 |  |  | 10000 | 2034.816 | 1388.047 | 1196.57 | 10000 | 4960.638 | 1383.024 | 1395.068 | 10000 | 2284.128 | Competitive | Competitive | 1 | FALSE | FALSE | 1 | Non-Competitive | 0.734 | Non-Competitive
SPCAJNE9 SYC_CORY_1 TO_FROM | SPCAJNE9 | SYC_CORY_1 | 36 | 1 | 1 | TNSYCAMORE0 | TNCORYELCO0 | TO_FROM | 36066.05 | 36101.95 | -25.2865 | 0 | 782.088 | 1275.222 | -0.0134 | 0.002137 | -0.47749 | 0.49518 | 18.8567 | -30.7461 | 0 |  |  | 813.012 | 10000 | 744.004 | 1442.474 | 4730.653 | 10000 | 755.735 | 1432.329 | 848.536 | 10000 | Competitive | Competitive | 1 | FALSE | FALSE | 1 | Non-Competitive | 0.734 | Non-Competitive
SPCAPAN9 SEA_AAT1 FROM_TO | SPCAPAN9 | SEA_AAT1 | 60 | 1 | 1 | SEATON9 | SEATON8 | FROM_TO | 36066.05 | 37151.54 | -25.6405 | 0 | 1110.876 | 898.802 | -0.00255 | 0.010977 | -0.04733 | 0.5967 | 8.72 | -25.785 | 0 |  |  | 7844.888 | 2011.055 | 1686.091 | 1179.14 | 7844.888 | 4891.861 | 6633.602 | 1433.693 | 8370.482 | 2760.551 | Competitive | Competitive | 1 | FALSE | FALSE | 1 | Non-Competitive | 0.703 | Non-Competitive
SPCAPAN9 SEA_AAT1 TO_FROM | SPCAPAN9 | SEA_AAT1 | 60 | 1 | 1 | SEATON9 | SEATON8 | TO_FROM | 36066.05 | 36113.09 | 0.13367 | 0 | 870.848 | 1155.17 | -0.01098 | 0.002546 | -0.5967 | 0.047328 | 31.9322 | -4.0216 | 0 |  |  | 1104.862 | 7844.888 | 919.097 | 1706.153 | 4891.861 | 7844.888 | 1074.869 | 6663.654 | 1698.35 | 8370.482 | Competitive | Competitive | 1 | FALSE | FALSE | 1 | Non-Competitive | 0.703 | Non-Competitive
SPEASAN8 BIG_PEAR_1 FROM_TO | SPEASAN8 | BIG_PEAR_1 | 45 | 0 | 0 | BIGFOOTSUB9 | PEARSALLSW9 | FROM_TO | 36066.05 | 36419.78 | -38.3118 | 0 | 1002.655 | 1155.627 | -0.07249 | 0.006096 | -0.07249 | 0.66414 | 19.3245 | -15.8457 | 0 |  | 10000 | 1293.446 | 10000 | 809.49 | 2579.148 | 10000 | 10000 | 721.381 | 9577.4 | 1336.926 | 10000 | Competitive | Competitive | 1 | TRUE | FALSE | 1 | Non-Competitive | 0.695 | Non-Competitive
SPEASAN8 BIG_PEAR_1 TO_FROM | SPEASAN8 | BIG_PEAR_1 | 45 | 0 | 0 | BIGFOOTSUB9 | PEARSALLSW9 | TO_FROM | 36066.05 | 36063.13 | -15.3613 | 0 | 1128.511 | 1013.134 | -0.0061 | 0.072486 | -0.66414 | 0.072486 | 46.941 | -12.1816 | 0 | 10000 |  | 10000 | 1630.832 | 1584.968 | 1025.999 | 10000 | 10000 | 8896.55 | 974.755 | 10000 | 1657.275 | Competitive | Non-Competitive | 0 | TRUE | FALSE | 1 | Non-Competitive | 0.695 | Non-Competitive
SPEASAN8 PEARSALL_69_4 FROM_TO | SPEASAN8 | PEARSALL_69_4 | 143 | 0 | 0 | PEARSALLSW8 | PEARSALLSW9 | FROM_TO | 36066.05 | 36140.66 | -7.9362 | 0 | 1123.729 | 10000 | -0.72469 | 0.13162 | -0.72469 | 0.13162 | 88.9329 | -5.9677 | 0 | 9493.002 | 10000 | 10000 | 10000 | 1621.93 | 7662.069 | 10000 | 10000 | 9315.341 | 9995.159 | 9894.398 | 10000 | Competitive | Competitive | 1 | TRUE | FALSE | 1 | Non-Competitive | 0.695 | Non-Competitive
SPEASAN8 PEARSALL_69_4 TO_FROM | SPEASAN8 | PEARSALL_69_4 | 143 | 0 | 0 | PEARSALLSW8 | PEARSALLSW9 | TO_FROM | 36066.05 | 36565.06 | -73.0781 | 0 | 10000 | 1180.535 | -0.13162 | 0.72469 | -0.13162 | 0.72469 | 77.3434 | -32.5516 | 0 | 10000 | 10000 | 10000 | 10000 | 7229.302 | 2635.43 | 10000 | 10000 | 9993.876 | 9773.778 | 10000 | 10000 | Competitive | Competitive | 1 | TRUE | FALSE | 1 | Non-Competitive | 0.695 | Non-Competitive
SPELPAP8 LON_HI_PELICA1_1 FROM_TO | SPELPAP8 | LON_HI_PELICA1_1 | 470 | 0 | 0 | LON_HILL4A | PELICAN4A | FROM_TO | 36066.05 | 36704.88 | -252.772 | 0 | 894.638 | 2506.071 | -0.24953 | 0.11031 | -0.41007 | 0.12545 | 206.5558 | -110.269 | 0 | 2399.302 | 4703.254 | 4574.134 | 5644.313 | 882.145 | 2784.912 | 4866.833 | 5644.313 | 2731.396 | 5458.558 | 3247.372 | 5500.729 | Competitive | Competitive | 1 | TRUE | FALSE | 1 | Non-Competitive | 0.7655 | Non-Competitive
SPELPAP8 LON_HI_PELICA1_1 TO_FROM | SPELPAP8 | LON_HI_PELICA1_1 | 470 | 0 | 0 | LON_HILL4A | PELICAN4A | TO_FROM | 36066.05 | 36770.86 | -187.884 | 0 | 2506.069 | 894.638 | -0.11031 | 0.41007 | -0.12545 | 0.41007 | 382.0612 | -107.916 | 0 | 2224.468 | 4281.756 | 2440.805 | 4574.134 | 1667.084 | 1193.273 | 2440.805 | 4866.833 | 2370.17 | 3635.18 | 2377.009 | 4323.77 | Competitive | Competitive | 1 | TRUE | FALSE | 1 | Non-Competitive | 0.7655 | Non-Competitive
SPELWHI8 LON_HI_PELICA1_1 FROM_TO | SPELWHI8 | LON_HI_PELICA1_1 | 470 | 1 | 1 | LON_HILL4A | PELICAN4A | FROM_TO | 36066.05 | 36536.05 | -179.9 | 0 | 787.746 | 4120.112 | 0 | 0 | -1 | 0 | 0 | 0 | 0 | [10 empty] | 0 | 0 | Competitive | Competitive | 1 | FALSE | TRUE | 1 | Non-Competitive | 0.695 | Non-Competitive
SPELWHI8 LON_HI_PELICA1_1 TO_FROM | SPELWHI8 | LON_HI_PELICA1_1 | 470 | 1 | 1 | LON_HILL4A | PELICAN4A | TO_FROM | 36066.05 | 92690.8 | 0 | 0 | 4120.112 | 787.746 | 0 | 1 | 0 | 1 | 380 | 0 | 0 | 4120.112 |  | 4120.112 |  | 4120.112 |  | 4120.112 |  | 4120.112 |  | 4120.112 | 0 | Competitive | Competitive | 1 | TRUE | FALSE | 1 | Non-Competitive | 0.695 | Non-Competitive
SPLDAND8 6146__A FROM_TO | SPLDAND8 | 6146__A | 83 | 6 | 6 | MIDLNDE_8 | SU-E_MIDLND | FROM_TO | 36066.05 | 92690.8 | 0 | 0 | 0 | 0 | 0 | 0 | 0 | 0 | 0 | 0 | 0 | [10 empty] | 0 | 0 | Competitive | Competitive | 1 | FALSE | TRUE | 1 | Non-Competitive | 0.6955 | Non-Competitive
SPLDAND8 6146__A TO_FROM | SPLDAND8 | 6146__A | 83 | 6 | 6 | MIDLNDE_8 | SU-E_MIDLND | TO_FROM | 36066.05 | 92690.8 | 0 | 0 | 0 | 0 | 0 | 0 | 0 | 0 | 0 | 0 | 0 | [10 empty] | 0 | 0 | Competitive | Competitive | 1 | FALSE | TRUE | 1 | Non-Competitive | 0.6955 | Non-Competitive
SPLDAND8 6611__A FROM_TO | SPLDAND8 | 6611__A | 200 | 6 | 6 | ACKRLYVE_9 | ACKERLY_9 | FROM_TO | 36066.05 | 36306.21 | -29.5084 | 0 | 848.844 | 1248.717 | -0.00097 | 0.050926 | -0.71636 | 0.23207 | 27.9585 | 3.7319 | 0 | 4442.05 |  | 4442.05 | 10000 | 764.628 | 7051.509 | 4442.05 | 10000 | 2435.14 | 9347.967 | 3709.247 | 10000 | Competitive | Competitive | 1 | TRUE | FALSE | 1 | Non-Competitive | 0.6955 | Non-Competitive
SPLDAND8 6611__A TO_FROM | SPLDAND8 | 6611__A | 200 | 6 | 6 | ACKRLYVE_9 | ACKERLY_9 | TO_FROM | 36066.05 | 36776.97 | -26.9477 | 0 | 1229.853 | 840.973 | -0.05093 | 0.11548 | -0.23207 | 0.71637 | 35.0267 | -11.1735 | 0 | 4533.425 | 10000 | 10000 | 10000 | 3778.39 | 857.387 | 10000 | 10000 | 7724.963 | 6577.515 | 7979.593 | 10000 | Competitive | Competitive | 1 | TRUE | FALSE | 1 | Non-Competitive | 0.6955 | Non-Competitive
SPSGJF48 DR_GV_06_A FROM_TO | SPSGJF48 | DR_GV_06_A | 478 | 1 | 1 | DROUET__138A | GARDEN__138A | FROM_TO | 36066.05 | 35736.03 | -359.198 | 0 | 1057.764 | 677.17 | -0.06728 | 0.22614 | -0.20818 | 0.69924 | 546.3116 | -276.479 | 0 | 2434.445 | 4380.203 | 3121.906 | 5696.851 | 2371.413 | 1066.027 | 4324.659 | 10000 | 3542.385 | 1730.717 | 3560.675 | 3877.988 | Competitive | Non-Competitive | 0 | TRUE | FALSE | 1 | Non-Competitive | 0.695 | Non-Competitive
SPSGJF48 DR_GV_06_A TO_FROM | SPSGJF48 | DR_GV_06_A | 478 | 1 | 1 | DROUET__138A | GARDEN__138A | TO_FROM | 36066.05 | 36233.77 | -458.123 | 0 | 673.029 | 1035.412 | -0.22613 | 0.067277 | -0.69924 | 0.20818 | 360.1342 | -279.348 | 0 | 4380.203 | 2434.445 | 5696.851 | 3121.906 | 902.539 | 2371.413 | 10000 | 4324.659 | 1518.876 | 3542.385 | 3877.988 | 3560.675 | Competitive | Competitive | 1 | TRUE | FALSE | 1 | Non-Competitive | 0.695 | Non-Competitive
SPYOWIC9 M_69_D1_1 FROM_TO | SPYOWIC9 | M_69_D1_1 | 35 | 5 | 5 | TNWINK____0 | TNCOCHISE_0 | FROM_TO | 36066.05 | 36106.15 | 8.3901 | 0 | 783.721 | 0 | 0 | 0.000232 | -0.66285 | 0.000232 | 8.3731 | 8.4121 | 0 |  |  | 783.721 |  | 783.721 |  | 783.721 |  | 783.721 |  | 783.721 | 0 | Competitive | Competitive | 1 | FALSE | TRUE | 1 | Non-Competitive | 0.703 | Non-Competitive
SPYOWIC9 M_69_D1_1 TO_FROM | SPYOWIC9 | M_69_D1_1 | 35 | 5 | 5 | TNWINK____0 | TNCOCHISE_0 | TO_FROM | 36066.05 | 92690.8 | -8.3816 | 0 | 0 | 783.721 | -0.00023 | 0 | -0.00023 | 0.66285 | -8.3901 | -8.3938 | 0 |  |  |  | 913.719 |  | 913.719 |  | 913.719 |  | 913.719 | 0 | 913.719 | Competitive | Competitive | 1 | FALSE | TRUE | 1 | Non-Competitive | 0.703 | Non-Competitive
SQNMCBY8 PRTTLR84_A FROM_TO | SQNMCBY8 | PRTTLR84_A | 235 | 1 | 1 | PORT____138A | TAYLOR__8010 | FROM_TO | 36066.05 | 35899.79 | -184.643 | 0 | 1154.132 | 701.532 | -0.23191 | 0.05973 | -0.65371 | 0.32094 | 344.6175 | -114.489 | 0 | 2664.42 | 2746.099 | 2664.42 | 3099.345 | 834.067 | 2735.812 | 3535.979 | 3832.041 | 2018.724 | 3358.86 | 3092.972 | 3360.175 | Competitive | Non-Competitive | 0 | TRUE | FALSE | 1 | Non-Competitive | 0.703 | Non-Competitive
SQNMCBY8 PRTTLR84_A TO_FROM | SQNMCBY8 | PRTTLR84_A | 235 | 1 | 1 | PORT____138A | TAYLOR__8010 | TO_FROM | 36066.05 | 35920.93 | -315.204 | 0 | 710.788 | 1084.075 | -0.05973 | 0.23191 | -0.32094 | 0.65371 | 277.7069 | -283.352 | 0 | 2746.099 | 2664.42 | 3099.345 | 2664.42 | 2735.812 | 952.304 | 3832.041 | 3535.979 | 3358.86 | 2106.208 | 3360.175 | 3092.972 | Competitive | Non-Competitive | 0 | TRUE | FALSE | 1 | Non-Competitive | 0.703 | Non-Competitive
SRDODES8 940__C FROM_TO | SRDODES8 | 940__C | 215 | 3 | 3 | ENNS_W_8 | WAX_8 | FROM_TO | 36066.05 | 35596.38 | -109.256 | 0 | 7113.972 | 771.201 | -0.01366 | 0.56559 | -0.22718 | 0.56559 | 322.0584 | -80.8174 | 0 | 9158.328 |  | 10000 | 2328.911 | 5078.139 | 1910.346 | 10000 | 4054.457 | 9862.097 | 2155.032 | 9932.603 | 2378.133 | Non-Competitive | Non-Competitive | 0 | TRUE | FALSE | 1 | Non-Competitive | 0.781 | Non-Competitive
SRDODES8 940__C TO_FROM | SRDODES8 | 940__C | 215 | 3 | 3 | ENNS_W_8 | WAX_8 | TO_FROM | 36066.05 | 36212.42 | -67.5455 | 0 | 771.201 | 7113.981 | -0.56559 | 0.013663 | -0.56559 | 0.22718 | 132.2127 | -74.6665 | 0 |  | 9158.328 | 2065.331 | 10000 | 1182.019 | 5102.231 | 4054.457 | 10000 | 1453.311 | 9862.164 | 2169.224 | 9932.603 | Competitive | Competitive | 1 | TRUE | FALSE | 1 | Non-Competitive | 0.781 | Non-Competitive
SRENALN5 ALNSW_MR1H FROM_TO | SRENALN5 | ALNSW_MR1H | 471 | 1 | 1 | ALLENSW1_5 | ALNSW1_1 | FROM_TO | 36066.05 | 35964.57 | -57.5116 | 0 | 1174.552 | 649.413 | -0.02009 | 0.048674 | -0.42385 | 0.2865 | 515.6117 | 27.0683 | 0 | 3914.02 | 10000 | 3708.422 | 2654.051 | 1675.768 | 1919.595 | 3980.161 | 6337.986 | 3073.276 | 1936.754 | 3776.899 | 2711.855 | Competitive | Non-Competitive | 0 | TRUE | FALSE | 1 | Non-Competitive | 0.703 | Non-Competitive
SRENALN5 ALNSW_MR1H TO_FROM | SRENALN5 | ALNSW_MR1H | 471 | 1 | 1 | ALLENSW1_5 | ALNSW1_1 | TO_FROM | 36066.05 | 37447.02 | -470.21 | 0 | 649.413 | 1213.898 | -0.04867 | 0.020091 | -0.2865 | 0.42385 | 79.2136 | -313.597 | 0 | 10000 | 4376.368 | 2206.396 | 4112.19 | 1045.25 | 1796.867 | 4948.036 | 4455.016 | 1128.319 | 3316.899 | 2207.858 | 4113.681 | Competitive | Competitive | 1 | TRUE | FALSE | 1 | Non-Competitive | 0.703 | Non-Competitive
SRILBOM5 GRAYBC_VERN1_1 FROM_TO | SRILBOM5 | GRAYBC_VERN1_1 | 38 | 2 | 2 | VERN2A | GRAYBCKT2A | FROM_TO | 36066.05 | 36102.4 | 1.644 | 0 | 783.721 | 0 | 0 | 4.5e-05 | -0.99995 | 4.5e-05 | 1.6407 | 1.6483 | 0 |  |  | 783.721 |  | 783.721 |  | 783.721 |  | 783.721 |  | 783.721 | 0 | Competitive | Competitive | 1 | FALSE | TRUE | 1 | Non-Competitive | 0.742 | Non-Competitive
SRILBOM5 GRAYBC_VERN1_1 TO_FROM | SRILBOM5 | GRAYBC_VERN1_1 | 38 | 2 | 2 | VERN2A | GRAYBCKT2A | TO_FROM | 36066.05 | 92690.8 | -1.644 | 0 | 783.721 | 0 | -5e-05 | 0 | -5e-05 | 0.99996 | -1.644 | -1.6448 | 0 |  |  |  | 913.719 |  | 913.719 |  | 913.719 |  | 913.719 | 0 | 913.719 | Competitive | Competitive | 1 | FALSE | TRUE | 1 | Non-Competitive | 0.742 | Non-Competitive
SRIONED5 ADERHO_ELSA1_1 FROM_TO | SRIONED5 | ADERHO_ELSA1_1 | 235 | 1 | 1 | ELSA4A | ADERHOLDSUB8 | FROM_TO | 36066.05 | 36684 | -57.2682 | 0 | 1303.666 | 1034.066 | -0.0248 | 0.069665 | -0.37059 | 0.36424 | 6.3533 | -50.6571 | 0 | 2680.076 | 10000 | 2680.076 | 10000 | 2090.987 | 898.206 | 2680.076 | 10000 | 2523.925 | 844.964 | 2593.969 | 10000 | Competitive | Competitive | 1 | TRUE | FALSE | 1 | Non-Competitive | 0.734 | Non-Competitive
SRIONED5 ADERHO_ELSA1_1 TO_FROM | SRIONED5 | ADERHO_ELSA1_1 | 235 | 1 | 1 | ELSA4A | ADERHOLDSUB8 | TO_FROM | 36066.05 | 36547.8 | -6.1201 | 0 | 1076.86 | 1087.263 | -0.06967 | 0.024805 | -0.36424 | 0.37059 | 58.8501 | 35.4226 | 0 | 10000 | 10000 | 3860.364 | 10000 | 759.872 | 2626.85 | 6126.26 | 10000 | 953.488 | 7962.349 | 3894.475 | 10000 | Competitive | Competitive | 1 | TRUE | FALSE | 1 | Non-Competitive | 0.734 | Non-Competitive
SRNKPKR5 6060__A FROM_TO | SRNKPKR5 | 6060__A | 1772 | 1 | 1 | PARKER_5 | EAGLEMNT1_5 | FROM_TO | 36066.05 | 35521.7 | -359.366 | 0 | 683.963 | 1107.722 | -0.122 | 0.14852 | -0.54901 | 0.18744 | 2083.843 | -64.0274 | 0 | 1066.312 | 2224.451 | 1111.023 | 2251.351 | 770.602 | 2178.101 | 1080.701 | 2227.197 | 989.651 | 2053.377 | 1054.78 | 2062.775 | Competitive | Non-Competitive | 0 | TRUE | FALSE | 1 | Non-Competitive | 0.9765 | Non-Competitive
SRNKPKR5 6060__A TO_FROM | SRNKPKR5 | 6060__A | 1772 | 1 | 1 | PARKER_5 | EAGLEMNT1_5 | TO_FROM | 36066.05 | 41997.73 | -2005.08 | 0 | 1107.722 | 683.963 | -0.14852 | 0.122 | -0.18744 | 0.54901 | 719.9822 | -1235.19 | 0 | 2015.481 | 2203.143 | 2011.432 | 2362.903 | 1979.752 | 1191.408 | 1896.254 | 2304.858 | 1849.378 | 1869.48 | 1856.733 | 2105.051 | Competitive | Competitive | 1 | TRUE | FALSE | 1 | Non-Competitive | 0.9765 | Non-Competitive
SROCRIN8 GREGOR_RINCON1_1 FROM_TO | SROCRIN8 | GREGOR_RINCON1_1 | 61 | 1 | 1 | RINCON2A | GREGORY2A | FROM_TO | 36066.05 | 36121.46 | 1.6669 | 0 | 1133.198 | 1183.109 | -0.01865 | 0.00443 | -0.55883 | 0.17545 | 30.0374 | 14.3738 | 0 |  |  | 2527.14 | 4071.805 | 777.067 | 2935.782 | 3322.302 | 5644.313 | 663.203 | 4225.804 | 2559.49 | 4743.035 | Competitive | Competitive | 1 | FALSE | FALSE | 1 | Non-Competitive | 0.7265 | Non-Competitive
SROCRIN8 GREGOR_RINCON1_1 TO_FROM | SROCRIN8 | GREGOR_RINCON1_1 | 61 | 1 | 1 | RINCON2A | GREGORY2A | TO_FROM | 36066.05 | 36421.11 | -29.9502 | 0 | 832.329 | 1353.975 | -0.00443 | 0.018647 | -0.17546 | 0.55883 | -1.2467 | -28.728 | 0 |  |  | 4071.805 | 2527.14 | 2059.891 | 882.288 | 5644.313 | 3322.302 | 3861.702 | 738.399 | 4743.035 | 2559.49 | Competitive | Competitive | 1 | FALSE | FALSE | 1 | Non-Competitive | 0.7265 | Non-Competitive
SRODB_D8 AIRLIN_CABANI1_1 FROM_TO | SRODB_D8 | AIRLIN_CABANI1_1 | 320 | 1 | 1 | AIRLINE4A | CABANISS4A | FROM_TO | 36066.05 | 36565.74 | -128.94 | 0 | 9066.265 | 1056.257 | -0.11304 | 0.58323 | -0.21287 | 0.67461 | 213.6547 | -49.4593 | 0 | 6855.735 | 9101.143 | 10000 | 9101.143 | 6819.325 | 2680.401 | 10000 | 9101.143 | 9649.314 | 8737.952 | 9649.526 | 9336.273 | Competitive | Competitive | 1 | TRUE | FALSE | 1 | Non-Competitive | 0.727 | Non-Competitive
SRODB_D8 AIRLIN_CABANI1_1 TO_FROM | SRODB_D8 | AIRLIN_CABANI1_1 | 320 | 1 | 1 | AIRLINE4A | CABANISS4A | TO_FROM | 36066.05 | 36344.7 | -19.1819 | 0 | 1131.805 | 9066.261 | -0.58323 | 0.11304 | -0.67461 | 0.21287 | 131.5172 | 16.8369 | 0 | 6644.125 | 9271.595 | 9101.143 | 10000 | 2107.515 | 9233.48 | 9101.143 | 10000 | 7882.818 | 9886.856 | 8405.605 | 9887 | Competitive | Competitive | 1 | TRUE | FALSE | 1 | Non-Competitive | 0.727 | Non-Competitive
SRODHOL8 AIRLIN_CABANI1_1 FROM_TO | SRODHOL8 | AIRLIN_CABANI1_1 | 320 | 1 | 1 | AIRLINE4A | CABANISS4A | FROM_TO | 36066.05 | 36688.39 | -155.175 | 0 | 9066.255 | 1151.315 | -0.11376 | 0.58251 | -0.2136 | 0.67389 | 187.455 | -75.9185 | 0 | 6891.639 | 9099.12 | 10000 | 9099.12 | 6868.178 | 1792.078 | 10000 | 9099.12 | 9658.515 | 8459.184 | 9658.602 | 9333.198 | Competitive | Competitive | 1 | TRUE | FALSE | 1 | Non-Competitive | 0.914 | Non-Competitive
SRODHOL8 AIRLIN_CABANI1_1 TO_FROM | SRODHOL8 | AIRLIN_CABANI1_1 | 320 | 1 | 1 | AIRLINE4A | CABANISS4A | TO_FROM | 36066.05 | 36306.75 | 6.9717 | 0 | 1069.937 | 9066.261 | -0.58251 | 0.11376 | -0.67389 | 0.2136 | 157.795 | 42.9677 | 0 | 6616.065 | 9279.207 | 9099.12 | 10000 | 1433.565 | 9254.827 | 9099.12 | 10000 | 7594.064 | 9888.548 | 8377.858 | 9888.607 | Competitive | Competitive | 1 | TRUE | FALSE | 1 | Non-Competitive | 0.914 | Non-Competitive
SRSPPWE8 1610__A FROM_TO | SRSPPWE8 | 1610__A | 210 | 2 | 2 | PL_WEST_8 | RICHCLLN_T8 | FROM_TO | 36066.05 | 36157.52 | -112.638 | 0 | 660.005 | 1120.585 | -0.11268 | 0.010755 | -0.73424 | 0.13377 | 142.8431 | -60.9671 | 0 |  | 7444.627 | 1047.336 | 7444.627 | 670.85 | 2645.617 | 2513.407 | 7444.627 | 836.528 | 6458.523 | 1042.207 | 7986.451 | Competitive | Competitive | 1 | TRUE | FALSE | 1 | Non-Competitive | 0.8285 | Non-Competitive
SRSPPWE8 1610__A TO_FROM | SRSPPWE8 | 1610__A | 210 | 2 | 2 | PL_WEST_8 | RICHCLLN_T8 | TO_FROM | 36066.05 | 36673.66 | -133.929 | 0 | 1120.585 | 672.633 | -0.01075 | 0.11268 | -0.13377 | 0.73424 | 129.6288 | -105.744 | 0 | 7444.627 |  | 7444.627 | 1966.413 | 2538.449 | 915.77 | 7444.627 | 3117.719 | 6432.923 | 1324.748 | 7986.451 | 1903.16 | Competitive | Competitive | 1 | TRUE | FALSE | 1 | Non-Competitive | 0.8285 | Non-Competitive
SSACSUN8 6215__A FROM_TO | SSACSUN8 | 6215__A | 152 | 2 | 2 | BLUFCKTA_8 | CHINAGRV_8 | FROM_TO | 36066.05 | 35043.19 | -117.911 | 0 | 3124.586 | 1242.224 | -0.01924 | 0.54197 | -0.11791 | 0.62644 | 270.021 | -102.475 | 0 | 2614.566 |  | 2995.924 | 9650.597 | 2279.599 | 1043.419 | 2995.924 | 9650.597 | 3399.602 | 1935.125 | 3411.984 | 9788.719 | Non-Competitive | Non-Competitive | 0 | TRUE | FALSE | 1 | Non-Competitive | 0.797 | Non-Competitive
SSACSUN8 6215__A TO_FROM | SSACSUN8 | 6215__A | 152 | 2 | 2 | BLUFCKTA_8 | CHINAGRV_8 | TO_FROM | 36066.05 | 36097.75 | -154.55 | 0 | 1226.88 | 3124.587 | -0.03133 | 0.10645 | -0.62644 | 0.11791 | 132.1418 | 78.4487 | 0 | 5738.567 | 10000 | 10000 | 10000 | 856.854 | 4025.349 | 10000 | 10000 | 2119.464 | 6855.744 | 8336.092 | 10000 | Competitive | Competitive | 1 | TRUE | FALSE | 1 | Non-Competitive | 0.797 | Non-Competitive
SSACSUN8 6474__A FROM_TO | SSACSUN8 | 6474__A | 191 | 2 | 2 | MRGNCRK_8 | SUN_8 | FROM_TO | 36066.05 | 36091.68 | -34.9999 | 0 | 820.483 | 3417.793 | -0.001 | 0.025596 | -0.44909 | 0.025596 | 179.4895 | 120.1208 | 0 | 10000 |  | 2018.865 | 8801.596 | 797.297 | 9208.479 | 10000 | 8801.596 | 1235.732 | 8956.896 | 3709.234 | 8784.717 | Competitive | Competitive | 1 | TRUE | FALSE | 1 | Non-Competitive | 0.8045 | Non-Competitive
SSACSUN8 6474__A TO_FROM | SSACSUN8 | 6474__A | 191 | 2 | 2 | MRGNCRK_8 | SUN_8 | TO_FROM | 36066.05 | 36201.64 | -173.857 | 0 | 3417.786 | 803.804 | -0.0256 | 0.44909 | -0.0256 | 0.44909 | 186.397 | -142.524 | 0 | 3426.011 | 10000 | 4322.407 | 7645.745 | 3363.954 | 953.453 | 4322.407 | 10000 | 3788.209 | 1676.994 | 3789.541 | 8911.724 | Competitive | Competitive | 1 | TRUE | FALSE | 1 | Non-Competitive | 0.8045 | Non-Competitive
SSACSUN8 ASPM_69T1 FROM_TO | SSACSUN8 | ASPM_69T1 | 69 | 2 | 2 | ASPM2A | ASPM4A | FROM_TO | 36066.05 | 36401.34 | -52.128 | 0 | 1298.595 | 798.55 | -0.00257 | 0.010882 | -0.21502 | 0.54948 | -3.0698 | -9.9725 | 0 |  |  | 5207.624 | 3383.377 | 3922.529 | 1104.004 | 5207.624 | 3383.377 | 5151.233 | 2818.727 | 5207.624 | 3961.198 | Competitive | Competitive | 1 | FALSE | FALSE | 1 | Non-Competitive | 0.6955 | Non-Competitive
SSACSUN8 ASPM_69T1 TO_FROM | SSACSUN8 | ASPM_69T1 | 69 | 2 | 2 | ASPM2A | ASPM4A | TO_FROM | 36066.05 | 36095.67 | 4.6496 | 0 | 854.945 | 1298.595 | -0.00024 | 0.10183 | -0.54948 | 0.21502 | 52.7164 | 6.4704 | 0 | 5075.398 |  | 6705.518 | 3695.052 | 1785.054 | 3695.052 | 10000 | 3695.052 | 6717.687 | 3695.052 | 6970.403 | 3695.052 | Competitive | Competitive | 1 | TRUE | FALSE | 1 | Non-Competitive | 0.6955 | Non-Competitive
SSACSUN8 ECRSW_FMR1 FROM_TO | SSACSUN8 | ECRSW_FMR1 | 28 | 2 | 2 | ENSCRKSS_9 | ENSCRKSS_8 | FROM_TO | 36066.05 | 92690.8 | -2.6688 | 0 | 0 | 783.721 | -7e-05 | 0 | -7e-05 | 0.99993 | -2.6716 | -2.6727 | 0 |  |  |  | 913.719 |  | 913.719 |  | 913.719 |  | 913.719 | 0 | 913.719 | Competitive | Competitive | 1 | FALSE | TRUE | 1 | Non-Competitive | 0.867 | Non-Competitive
SSACSUN8 ECRSW_FMR1 TO_FROM | SSACSUN8 | ECRSW_FMR1 | 28 | 2 | 2 | ENSCRKSS_9 | ENSCRKSS_8 | TO_FROM | 36066.05 | 36091.37 | 2.6688 | 0 | 0 | 783.721 | 0 | 7.4e-05 | -0.99993 | 7.4e-05 | 2.6661 | 2.6785 | 0 |  |  | 783.721 |  | 783.721 |  | 783.721 |  | 783.721 |  | 783.721 | 0 | Competitive | Competitive | 1 | FALSE | TRUE | 1 | Non-Competitive | 0.867 | Non-Competitive
SSALSND5 425__A FROM_TO | SSALSND5 | 425__A | 1163 | 0 | 0 | TEMP_SS__5 | BELL_E_5 | FROM_TO | 36066.05 | 36024.04 | -1077.41 | 0 | 766.93 | 1346.805 | -0.20715 | 0.069959 | -0.68341 | 0.16649 | 1191.714 | -1118.57 | 0 | 912.974 | 1948.154 | 924.812 | 2634.16 | 780.366 | 1832.605 | 880.755 | 6572.48 | 850.46 | 2148.49 | 918.826 | 2148.417 | Competitive | Non-Competitive | 0 | TRUE | FALSE | 1 | Non-Competitive | 0.7655 | Non-Competitive
SSALSND5 425__A TO_FROM | SSALSND5 | 425__A | 1163 | 0 | 0 | TEMP_SS__5 | BELL_E_5 | TO_FROM | 36066.05 | 33950.24 | -617.892 | 0 | 1324.947 | 764.252 | -0.06996 | 0.20715 | -0.16649 | 0.68341 | 1544.647 | -580.178 | 0 | 1948.154 | 1349.813 | 2634.16 | 1375.98 | 1801.741 | 1098.605 | 6572.48 | 1244.288 | 2142.154 | 1210.98 | 2148.417 | 1326.81 | Competitive | Competitive | 0 | TRUE | TRUE | 1 | Competitive | 0.7655 | Competitive
SSALSND8 SNDSW_MR2L FROM_TO | SSALSND8 | SNDSW_MR2L | 750 | 4 | 4 | SAND_TXU_8 | SNDSW2_1 | FROM_TO | 36066.05 | 36316.32 | -146.652 | 0 | 1095.347 | 1037.807 | -0.01221 | 0.37933 | -0.65227 | 0.403 | 585.7143 | -106.442 | 0 | 9710.884 |  | 10000 | 1721.785 | 7183.387 | 1183.06 | 10000 | 3578.412 | 9949.551 | 1545.777 | 9979.178 | 1819.3 | Competitive | Competitive | 1 | TRUE | FALSE | 1 | Non-Competitive | 0.766 | Non-Competitive
SSALSND8 SNDSW_MR2L TO_FROM | SSALSND8 | SNDSW_MR2L | 750 | 4 | 4 | SAND_TXU_8 | SNDSW2_1 | TO_FROM | 36066.05 | 37574.76 | -22.2375 | 0 | 1008.27 | 1093.38 | -0.37933 | 0.012206 | -0.403 | 0.65227 | 139.8839 | -52.8191 | 0 |  | 9710.884 | 1467.639 | 10000 | 1039.35 | 7716.386 | 3578.412 | 10000 | 1350.577 | 9955.883 | 1587.888 | 9979.178 | Competitive | Competitive | 1 | TRUE | FALSE | 1 | Non-Competitive | 0.766 | Non-Competitive
SSANALI9 FREER_LOBO1_1 FROM_TO | SSANALI9 | FREER_LOBO1_1 | 38 | 1 | 1 | FREER2A | LOBO2A | FROM_TO | 36066.05 | 92690.8 | -19.4558 | 0 | 783.721 | 0 | -0.00054 | 0 | -0.00054 | 0.99946 | -19.4558 | -19.4643 | 0 |  |  |  | 913.719 |  | 913.719 |  | 913.719 |  | 913.719 | 0 | 913.719 | Competitive | Competitive | 1 | FALSE | TRUE | 1 | Non-Competitive | 0.711 | Non-Competitive
SSANALI9 FREER_LOBO1_1 TO_FROM | SSANALI9 | FREER_LOBO1_1 | 38 | 1 | 1 | FREER2A | LOBO2A | TO_FROM | 36066.05 | 36084.54 | 19.4558 | 0 | 783.721 | 0 | 0 | 0.000538 | -0.99946 | 0.000538 | 19.4162 | 19.5067 | 0 |  |  | 783.721 |  | 783.721 |  | 783.721 |  | 783.721 |  | 783.721 | 0 | Competitive | Competitive | 1 | FALSE | TRUE | 1 | Non-Competitive | 0.711 | Non-Competitive
SSANELM5 SANMIGL_ATBL FROM_TO | SSANELM5 | SANMIGL_ATBL | 300 | 1 | 1 | MIGUEL8 | NOTMODMIDPT1 | FROM_TO | 36066.05 | 36384.37 | -188.624 | 0 | 898.122 | 1100.429 | -0.0644 | 0.13548 | -0.75687 | 0.30354 | 46.5191 | -168.811 | 0 | 9022.624 | 5000 | 9005.015 | 5000 | 2249.285 | 844.013 | 8913.073 | 5000 | 7948.159 | 1974.783 | 9386.978 | 5000 | Competitive | Competitive | 1 | TRUE | FALSE | 1 | Non-Competitive | 0.6875 | Non-Competitive
SSANELM5 SANMIGL_ATBL TO_FROM | SSANELM5 | SANMIGL_ATBL | 300 | 1 | 1 | MIGUEL8 | NOTMODMIDPT1 | TO_FROM | 36066.05 | 36432.84 | -40.4262 | 0 | 1100.43 | 871.81 | -0.13548 | 0.064399 | -0.30354 | 0.75687 | 187.4117 | 36.9027 | 0 | 5000 | 10000 | 5000 | 10000 | 798.899 | 3821.117 | 5000 | 10000 | 1904.641 | 8976.542 | 5000 | 10000 | Competitive | Competitive | 1 | TRUE | FALSE | 1 | Non-Competitive | 0.6875 | Non-Competitive
SSANFER8 CORONA_AT4 FROM_TO | SSANFER8 | CORONA_AT4 | 49 | 1 | 1 | L_CORONA9_1Y | L_CORONA8_1Y | FROM_TO | 36066.05 | 36183.14 | -38.6675 | 0 | 10000 | 1077.003 | -0.0915 | 0.48169 | -0.0915 | 0.48451 | 38.2726 | -24.2248 | 0 | 10000 | 10000 | 10000 | 10000 | 1060.79 | 1841.738 | 10000 | 10000 | 9694.323 | 9215.179 | 10000 | 10000 | Competitive | Competitive | 1 | TRUE | FALSE | 1 | Non-Competitive | 0.6795 | Non-Competitive
SSANFER8 CORONA_AT4 TO_FROM | SSANFER8 | CORONA_AT4 | 49 | 1 | 1 | L_CORONA9_1Y | L_CORONA8_1Y | TO_FROM | 36066.05 | 36079.43 | -22.2485 | 0 | 1026.734 | 10000 | -0.48169 | 0.091497 | -0.48451 | 0.091497 | 42.5193 | -4.9927 | 0 | 10000 | 10000 | 10000 | 10000 | 1776.077 | 2890.86 | 10000 | 10000 | 9203.163 | 9924.669 | 10000 | 10000 | Competitive | Competitive | 1 | TRUE | FALSE | 1 | Non-Competitive | 0.6795 | Non-Competitive
SSANPIT8 SANDCR_AT1 FROM_TO | SSANPIT8 | SANDCR_AT1 | 44 | 1 | 1 | L_SANDCR9_1Y | L_SANDCR8_1Y | FROM_TO | 36066.05 | 36221.82 | -36.1118 | 0 | 10000 | 1036.227 | -0.02432 | 0.18085 | -0.08 | 0.59558 | 31.4794 | -20.194 | 0 | 10000 | 10000 | 10000 | 10000 | 943.438 | 1954.53 | 10000 | 10000 | 9222.229 | 8936.509 | 10000 | 10000 | Competitive | Competitive | 1 | TRUE | FALSE | 1 | Non-Competitive | 0.6955 | Non-Competitive
SSANPIT8 SANDCR_AT1 TO_FROM | SSANPIT8 | SANDCR_AT1 | 44 | 1 | 1 | L_SANDCR9_1Y | L_SANDCR8_1Y | TO_FROM | 36066.05 | 36073.95 | -14.4222 | 0 | 1004.238 | 10000 | -0.18085 | 0.024324 | -0.59558 | 0.079998 | 39.2959 | -13.3264 | 0 | 10000 | 10000 | 10000 | 10000 | 1727.549 | 1569.079 | 10000 | 10000 | 8765.153 | 9646.14 | 10000 | 10000 | Competitive | Competitive | 1 | TRUE | FALSE | 1 | Non-Competitive | 0.6955 | Non-Competitive
SSANSAN8 PALDRO_PEARSAL_1 FROM_TO | SSANSAN8 | PALDRO_PEARSAL_1 | 215 | 1 | 1 | PALODUROSW8 | PEARSALLSW8 | FROM_TO | 36066.05 | 36314.93 | -251.943 | 0 | 1025.903 | 1082.362 | -0.24982 | 0.18618 | -0.24982 | 0.53301 | 152.8394 | -160.165 | 0 | 1291.445 | 10000 | 2693.252 | 10000 | 682.15 | 1508.528 | 5176.891 | 10000 | 1775.21 | 8852.971 | 1993.501 | 10000 | Competitive | Competitive | 1 | TRUE | FALSE | 1 | Non-Competitive | 0.695 | Non-Competitive
SSANSAN8 PALDRO_PEARSAL_1 TO_FROM | SSANSAN8 | PALDRO_PEARSAL_1 | 215 | 1 | 1 | PALODUROSW8 | PEARSALLSW8 | TO_FROM | 36066.05 | 35998.8 | -85.7034 | 0 | 1070.543 | 1025.903 | -0.1226 | 0.24982 | -0.53301 | 0.24982 | 251.0017 | -18.448 | 0 | 10000 | 3397.17 | 10000 | 3351.505 | 1420.584 | 1373.997 | 10000 | 3351.505 | 8797.059 | 3184.586 | 10000 | 3660.649 | Competitive | Non-Competitive | 0 | TRUE | FALSE | 1 | Non-Competitive | 0.695 | Non-Competitive
SSARBLU5 NICOLE_OAKC1_1 FROM_TO | SSARBLU5 | NICOLE_OAKC1_1 | 275 | 1 | 1 | OAKC4A | NICOLE4A | FROM_TO | 36066.05 | 37032.9 | -159.631 | 0 | 873.234 | 1130.95 | -0.00648 | 0.054878 | -0.30401 | 0.65465 | -19.2915 | -65.1776 | 0 | 4241.497 |  | 4114.955 | 1721.02 | 1599.037 | 904.933 | 10000 | 2386.053 | 3123.902 | 925.756 | 5157.942 | 2040.208 | Competitive | Competitive | 1 | TRUE | FALSE | 1 | Non-Competitive | 0.7345 | Non-Competitive
SSARBLU5 NICOLE_OAKC1_1 TO_FROM | SSARBLU5 | NICOLE_OAKC1_1 | 275 | 1 | 1 | OAKC4A | NICOLE4A | TO_FROM | 36066.05 | 36231.94 | 20.7053 | 0 | 1130.95 | 873.234 | -0.02322 | 0.30401 | -0.65465 | 0.30401 | 166.1223 | 39.5365 | 0 | 6218.99 | 10000 | 10000 | 10000 | 908.325 | 3107.046 | 10000 | 10000 | 8271.743 | 4577.164 | 8823.821 | 10000 | Competitive | Competitive | 1 | TRUE | FALSE | 1 | Non-Competitive | 0.7345 | Non-Competitive
SSARBLU5 NICOLE_ORNT1_1 FROM_TO | SSARBLU5 | NICOLE_ORNT1_1 | 135 | 1 | 1 | NICOLE4A | ORNT4A | FROM_TO | 36066.05 | 35900.8 | -77.5726 | 0 | 1084.871 | 927.47 | -0.01934 | 0.17781 | -0.31228 | 0.17781 | 186.6044 | -40.0432 | 0 | 4721.638 |  | 10000 | 10000 | 1181.25 | 1181.465 | 10000 | 10000 | 6523.29 | 1679.285 | 8056.303 | 10000 | Competitive | Non-Competitive | 0 | TRUE | FALSE | 1 | Non-Competitive | 0.6955 | Non-Competitive
SSARBLU5 NICOLE_ORNT1_1 TO_FROM | SSARBLU5 | NICOLE_ORNT1_1 | 135 | 1 | 1 | NICOLE4A | ORNT4A | TO_FROM | 36066.05 | 36222.48 | -134.365 | 0 | 934.731 | 1084.871 | -0.00972 | 0.064836 | -0.17781 | 0.31228 | 107.125 | -67.04 | 0 | 5132.897 |  | 10000 | 2311.136 | 1179.575 | 1870.784 | 10000 | 2577.655 | 3198.672 | 1812.021 | 5693.404 | 2085.854 | Competitive | Competitive | 1 | TRUE | FALSE | 1 | Non-Competitive | 0.6955 | Non-Competitive
SSARTWI5 NICOLE_ORNT1_1 FROM_TO | SSARTWI5 | NICOLE_ORNT1_1 | 135 | 1 | 1 | NICOLE4A | ORNT4A | FROM_TO | 36066.05 | 35991.25 | -50.3985 | 0 | 1120.271 | 991.896 | -0.01548 | 0.17431 | -0.30699 | 0.17431 | 158.2506 | -32.7722 | 0 | 6295.307 |  | 10000 | 10000 | 1207.754 | 1184.004 | 10000 | 10000 | 7421.165 | 1673.375 | 8904.992 | 10000 | Competitive | Non-Competitive | 0 | TRUE | FALSE | 1 | Non-Competitive | 0.719 | Non-Competitive
SSARTWI5 NICOLE_ORNT1_1 TO_FROM | SSARTWI5 | NICOLE_ORNT1_1 | 135 | 1 | 1 | NICOLE4A | ORNT4A | TO_FROM | 36066.05 | 36416.45 | -111.693 | 0 | 995.492 | 1106.593 | -0.00823 | 0.055506 | -0.17431 | 0.307 | 73.7719 | -54.1349 | 0 | 10000 |  | 10000 | 2428.262 | 1075.602 | 1816.28 | 10000 | 2402.519 | 5005.961 | 1874.341 | 10000 | 2350.951 | Competitive | Competitive | 1 | TRUE | FALSE | 1 | Non-Competitive | 0.719 | Non-Competitive
SSARTWI5 SARC_T2H FROM_TO | SSARTWI5 | SARC_T2H | 352 | 1 | 1 | SARC7A | SRC2DUM | FROM_TO | 36066.05 | 36653.88 | -94.9345 | 0 | 1291.677 | 837.944 | -0.04702 | 0.007946 | -0.2712 | 0.39225 | 191.0736 | 9.721 | 0 |  | 10000 | 1659.49 | 10000 | 1220.878 | 1348.196 | 1701.769 | 10000 | 1398.148 | 2906.986 | 1623.47 | 10000 | Competitive | Competitive | 1 | TRUE | FALSE | 1 | Non-Competitive | 0.6875 | Non-Competitive
SSARTWI5 SARC_T2H TO_FROM | SSARTWI5 | SARC_T2H | 352 | 1 | 1 | SARC7A | SRC2DUM | TO_FROM | 36066.05 | 36583.29 | -146.8 | 0 | 837.944 | 1291.677 | -0.00646 | 0.16504 | -0.39225 | 0.2712 | 149.1102 | -148.325 | 0 | 1876.23 |  | 5742.642 | 1558.161 | 1090.191 | 1388.976 | 10000 | 1878.977 | 3550.987 | 1650.323 | 4019.855 | 1736.911 | Competitive | Competitive | 1 | TRUE | FALSE | 1 | Non-Competitive | 0.6875 | Non-Competitive
SSARTWI5 SARC_T2L FROM_TO | SSARTWI5 | SARC_T2L | 352 | 1 | 1 | SARC4A | SRC2DUM | FROM_TO | 36066.05 | 36323.22 | -146.8 | 0 | 839.86 | 1291.677 | -0.00646 | 0.16504 | -0.78744 | 0.2712 | 149.1102 | -148.325 | 0 | 1876.23 |  | 5742.642 | 1558.161 | 1090.191 | 1388.976 | 10000 | 1878.977 | 3550.987 | 1650.323 | 4019.855 | 1736.911 | Competitive | Competitive | 1 | TRUE | FALSE | 1 | Non-Competitive | 0.6875 | Non-Competitive
SSARTWI5 SARC_T2L TO_FROM | SSARTWI5 | SARC_T2L | 352 | 1 | 1 | SARC4A | SRC2DUM | TO_FROM | 36066.05 | 36653.88 | -94.9345 | 0 | 1291.677 | 839.86 | -0.04702 | 0.007946 | -0.2712 | 0.78744 | 191.0736 | 9.721 | 0 |  | 10000 | 1659.49 | 10000 | 1220.878 | 1348.196 | 1701.769 | 10000 | 1398.148 | 2906.986 | 1623.47 | 10000 | Competitive | Competitive | 1 | TRUE | FALSE | 1 | Non-Competitive | 0.6875 | Non-Competitive
SSARTWI5 TWINBU_T1H FROM_TO | SSARTWI5 | TWINBU_T1H | 308 | 1 | 1 | L_TWINBU5_1Y | L_TWINBU1_1 | FROM_TO | 36066.05 | 35634.94 | -130.665 | 0 | 1202.495 | 982.256 | -0.08157 | 0.11282 | -0.51484 | 0.14432 | 532.3919 | -13.6573 | 0 | 1403.244 | 10000 | 7117.689 | 10000 | 1084.716 | 1755.415 | 7117.689 | 10000 | 2700.931 | 4872.373 | 3393.714 | 10000 | Competitive | Non-Competitive | 0 | TRUE | FALSE | 1 | Non-Competitive | 0.7345 | Non-Competitive
SSARTWI5 TWINBU_T1H TO_FROM | SSARTWI5 | TWINBU_T1H | 308 | 1 | 1 | L_TWINBU5_1Y | L_TWINBU1_1 | TO_FROM | 36066.05 | 36852.86 | -400.492 | 0 | 982.256 | 1188.379 | -0.03491 | 0.21822 | -0.14432 | 0.51484 | 195.6073 | -242.327 | 0 | 1969.314 | 3074.901 | 4914.317 | 2647.169 | 1239.989 | 1590.253 | 10000 | 3074.901 | 3648.148 | 1947.609 | 3879.127 | 2759.619 | Competitive | Competitive | 1 | TRUE | FALSE | 1 | Non-Competitive | 0.7345 | Non-Competitive
SSARTWI5 TWINBU_T1L FROM_TO | SSARTWI5 | TWINBU_T1L | 308 | 1 | 1 | L_TWINBU8_1Y | L_TWINBU1_1 | FROM_TO | 36066.05 | 36276.66 | -400.492 | 0 | 991.086 | 1188.379 | -0.03491 | 0.21822 | -0.53501 | 0.51484 | 195.6073 | -242.327 | 0 | 1969.314 | 3074.901 | 4914.317 | 2647.169 | 1239.989 | 1590.253 | 10000 | 3074.901 | 3648.148 | 1947.609 | 3879.127 | 2759.619 | Competitive | Competitive | 1 | TRUE | FALSE | 1 | Non-Competitive | 0.7035 | Non-Competitive
SSARTWI5 TWINBU_T1L TO_FROM | SSARTWI5 | TWINBU_T1L | 308 | 1 | 1 | L_TWINBU8_1Y | L_TWINBU1_1 | TO_FROM | 36066.05 | 35634.94 | -130.665 | 0 | 1187.465 | 991.086 | -0.08157 | 0.11282 | -0.51484 | 0.53501 | 532.3919 | -13.6573 | 0 | 1403.244 | 10000 | 7117.689 | 10000 | 1084.716 | 1755.415 | 7117.689 | 10000 | 2700.931 | 4872.373 | 3393.714 | 10000 | Competitive | Non-Competitive | 0 | TRUE | FALSE | 1 | Non-Competitive | 0.7035 | Non-Competitive
SSCUSUN8 ASPM_69T1 FROM_TO | SSCUSUN8 | ASPM_69T1 | 69 | 1 | 1 | ASPM2A | ASPM4A | FROM_TO | 36066.05 | 36261.93 | -61.0336 | 0 | 820.615 | 1282.109 | -0.00229 | 0.009176 | -0.26447 | 0.51067 | 17.0713 | -6.7037 | 0 |  |  | 2639.083 | 10000 | 1199.868 | 1390.793 | 5207.624 | 10000 | 2257.595 | 3125.904 | 3305.73 | 10000 | Competitive | Competitive | 1 | FALSE | FALSE | 1 | Non-Competitive | 0.6955 | Non-Competitive
SSCUSUN8 ASPM_69T1 TO_FROM | SSCUSUN8 | ASPM_69T1 | 69 | 1 | 1 | ASPM2A | ASPM4A | TO_FROM | 36066.05 | 36078.17 | -15.5992 | 0 | 1278.378 | 837.518 | -0.00312 | 0.20559 | -0.51067 | 0.26447 | 62.8111 | -1.3095 | 0 | 4532.97 |  | 4532.97 | 3333.39 | 3198.5 | 3233.733 | 5317.739 | 9561.522 | 4969.351 | 3882.857 | 4973.015 | 3900.604 | Competitive | Competitive | 1 | TRUE | FALSE | 1 | Non-Competitive | 0.6955 | Non-Competitive
SSCUSUN8 ASPM_CONA1_1 FROM_TO | SSCUSUN8 | ASPM_CONA1_1 | 30 | 1 | 1 | ASPM2A | CONA2A | FROM_TO | 36066.05 | 36058.02 | -34.7404 | 0 | 1284.362 | 844.372 | -0.00548 | 0.10466 | -0.64178 | 0.26033 | 35.1524 | -10.4692 | 0 | 4373.282 |  | 4373.282 | 3304.074 | 2891.913 | 1457.95 | 5317.739 | 3710.512 | 4767.422 | 3536.398 | 4786.383 | 3771.648 | Competitive | Non-Competitive | 0 | TRUE | FALSE | 1 | Non-Competitive | 1.5705 | Non-Competitive
SSCUSUN8 ASPM_CONA1_1 TO_FROM | SSCUSUN8 | ASPM_CONA1_1 | 30 | 1 | 1 | ASPM2A | CONA2A | TO_FROM | 36066.05 | 36035.04 | -32.9182 | 0 | 836.601 | 1280.621 | -0.00246 | 0.016459 | -0.26033 | 0.64178 | 38.0719 | -3.2549 | 0 |  |  | 2722.189 | 2797.094 | 885.061 | 1694.04 | 5207.624 | 2797.094 | 2151.575 | 2290.388 | 3426.848 | 3119.986 | Competitive | Non-Competitive | 0 | FALSE | FALSE | 1 | Non-Competitive | 1.5705 | Non-Competitive
SSCUSUN8 ASPM_SPUR1_1 FROM_TO | SSCUSUN8 | ASPM_SPUR1_1 | 179 | 1 | 1 | SPUR4A | ASPM4A | FROM_TO | 36066.05 | 36376.18 | -53.2736 | 0 | 4368.669 | 1877.019 | -0.00256 | 0.73055 | -0.10723 | 0.73055 | 144.2817 | -53.3124 | 0 | 4478.404 |  | 4478.404 | 927.436 | 4395.99 | 924.151 | 5317.739 | 947.207 | 4913.736 | 938.841 | 4914.683 | 941.421 | Competitive | Competitive | 1 | TRUE | FALSE | 1 | Non-Competitive | 1.5155 | Non-Competitive
SSCUSUN8 ASPM_SPUR1_1 TO_FROM | SSCUSUN8 | ASPM_SPUR1_1 | 179 | 1 | 1 | SPUR4A | ASPM4A | TO_FROM | 36066.05 | 36236.76 | -37.2532 | 0 | 1296.628 | 4368.672 | 0 | 0.00256 | -0.73055 | 0.10723 | 54.0421 | 48.4004 | 0 |  |  | 809.365 |  | 804.388 |  | 863.478 |  | 823.647 |  | 826.998 | 0 | Competitive | Competitive | 1 | FALSE | TRUE | 1 | Non-Competitive | 1.5155 | Non-Competitive
SSCUSUN8 GIRA_T_SPUR1_1 FROM_TO | SSCUSUN8 | GIRA_T_SPUR1_1 | 33 | 1 | 1 | SPUR2A | GIRA_TAP2A | FROM_TO | 36066.05 | 36059.05 | -22.7154 | 0 | 1308.201 | 837.252 | -0.0029 | 0.12958 | -0.65139 | 0.2007 | 37.447 | -9.3421 | 0 | 3947.403 |  | 3947.403 | 3285.203 | 3618.557 | 1025.528 | 3947.403 | 3285.203 | 4055.493 | 2799.053 | 4057.594 | 3711.283 | Competitive | Non-Competitive | 0 | TRUE | FALSE | 1 | Non-Competitive | 0.711 | Non-Competitive
SSCUSUN8 GIRA_T_SPUR1_1 TO_FROM | SSCUSUN8 | GIRA_T_SPUR1_1 | 33 | 1 | 1 | SPUR2A | GIRA_TAP2A | TO_FROM | 36066.05 | 36107.85 | -36.4005 | 0 | 837.252 | 1280.116 | -0.00111 | 0.014892 | -0.2007 | 0.65139 | 24.5924 | 0.96472 | 0 |  |  | 5207.624 | 2715.393 | 818.468 | 1914.494 | 5207.624 | 2715.393 | 3173.13 | 2489.49 | 5207.624 | 2763.665 | Competitive | Competitive | 1 | FALSE | FALSE | 1 | Non-Competitive | 0.711 | Non-Competitive
SSCUSUN8 MATA_PADR1_1 FROM_TO | SSCUSUN8 | MATA_PADR1_1 | 214 | 1 | 1 | PADR2A | MATA2A | FROM_TO | 36066.05 | 36401.6 | -41.0825 | 0 | 1233.463 | 3477.658 | -0.00133 | 0.002188 | -0.57904 | 0.16912 | 19.6317 | 11.3849 | 0 |  |  | 4713.714 | 3414.353 | 848.906 | 3409.245 | 4713.714 | 9358.13 | 869.194 | 4272.891 | 4713.714 | 4273.058 | Competitive | Competitive | 1 | FALSE | FALSE | 1 | Non-Competitive | 0.703 | Non-Competitive
SSCUSUN8 MATA_PADR1_1 TO_FROM | SSCUSUN8 | MATA_PADR1_1 | 214 | 1 | 1 | PADR2A | MATA2A | TO_FROM | 36066.05 | 36950.99 | -19.5601 | 0 | 3477.659 | 1325.542 | -0.00219 | 0.57904 | -0.16912 | 0.57904 | 64.3846 | -18.3082 | 0 | 3828.621 |  | 10000 | 3695.052 | 3197.991 | 913.197 | 10000 | 3695.052 | 6711.784 | 828.871 | 6719.113 | 3695.052 | Competitive | Competitive | 1 | TRUE | FALSE | 1 | Non-Competitive | 0.703 | Non-Competitive
SSD5SND8 1725__A FROM_TO | SSD5SND8 | 1725__A | 717 | 1 | 1 | SAND_TXU_8 | SDSES_1_8 | FROM_TO | 36066.05 | 37500.05 | 0 | 0 | 758.859 | 10000 | -0.5 | 0 | -0.5 | 0 | 0 | 0 | 0 |  | 10000 |  | 10000 |  | 10000 |  | 10000 |  | 10000 | 0 | 10000 | Competitive | Competitive | 1 | TRUE | FALSE | 1 | Non-Competitive | 0.711 | Non-Competitive
SSD5SND8 1725__A TO_FROM | SSD5SND8 | 1725__A | 717 | 1 | 1 | SAND_TXU_8 | SDSES_1_8 | TO_FROM | 36066.05 | 92690.8 | 0 | 0 | 10000 | 758.859 | 0 | 0.5 | 0 | 0.5 | 632.5 | 0 | 0 | 10000 |  | 10000 |  | 10000 |  | 10000 |  | 10000 |  | 10000 | 0 | Competitive | Competitive | 1 | TRUE | FALSE | 1 | Non-Competitive | 0.711 | Non-Competitive
SSHRWLV8 6610__C FROM_TO | SSHRWLV8 | 6610__C | 44 | 2 | 2 | BIGCRMWD_T9 | KNOTT_9 | FROM_TO | 36066.05 | 36124.72 | -42.7839 | 0 | 1013.86 | 911.244 | -0.01311 | 0.11321 | -0.50748 | 0.18993 | 14.2259 | -6.6522 | 0 | 5308.552 |  | 5308.552 | 10000 | 1831.861 | 3520.455 | 5308.552 | 10000 | 4396.695 | 5403.214 | 5143.36 | 10000 | Competitive | Competitive | 1 | TRUE | FALSE | 1 | Non-Competitive | 0.711 | Non-Competitive
SSHRWLV8 6610__C TO_FROM | SSHRWLV8 | 6610__C | 44 | 2 | 2 | BIGCRMWD_T9 | KNOTT_9 | TO_FROM | 36066.05 | 36035.79 | -13.9857 | 0 | 911.244 | 1002.505 | -0.11321 | 0.12085 | -0.18993 | 0.50748 | 49.6934 | -3.3511 | 0 | 6294.53 | 10000 | 10000 | 10000 | 2379.515 | 1363.348 | 10000 | 10000 | 8034.484 | 9891.09 | 8892.744 | 10000 | Competitive | Non-Competitive | 0 | TRUE | FALSE | 1 | Non-Competitive | 0.711 | Non-Competitive
SSHRWLV8 6611__A FROM_TO | SSHRWLV8 | 6611__A | 200 | 2 | 2 | ACKRLYVE_9 | ACKERLY_9 | FROM_TO | 36066.05 | 36284.26 | -135.564 | 0 | 1300.23 | 846.328 | -0.03668 | 0.056824 | -0.72264 | 0.22938 | 42.0596 | -19.2478 | 0 | 3160.935 | 10000 | 3160.935 | 3736.224 | 1681.216 | 3471.474 | 4714.656 | 10000 | 2878.066 | 5206.114 | 3177.695 | 5276.419 | Competitive | Competitive | 1 | TRUE | FALSE | 1 | Non-Competitive | 0.8595 | Non-Competitive
SSHRWLV8 6611__A TO_FROM | SSHRWLV8 | 6611__A | 200 | 2 | 2 | ACKRLYVE_9 | ACKERLY_9 | TO_FROM | 36066.05 | 36339.66 | -28.1911 | 0 | 826.511 | 1282.755 | -0.05682 | 0.31953 | -0.22938 | 0.72264 | 136.8565 | -17.8237 | 0 | 4218.927 | 10000 | 10000 | 10000 | 2237.13 | 1775.341 | 10000 | 10000 | 7790.562 | 4651.066 | 8184.483 | 10000 | Competitive | Competitive | 1 | TRUE | FALSE | 1 | Non-Competitive | 0.8595 | Non-Competitive
SSHRWLV8 6611__C FROM_TO | SSHRWLV8 | 6611__C | 200 | 2 | 2 | ACKRLNTC_9 | SPARNBRG_9 | FROM_TO | 36066.05 | 36341.37 | -135.785 | 0 | 1328.577 | 852.174 | -0.03669 | 0.056818 | -0.57356 | 0.38703 | 41.8405 | -19.4687 | 0 | 3160.949 | 10000 | 3160.949 | 3736.069 | 1698.246 | 3470.554 | 4714.558 | 10000 | 2879.822 | 5204.596 | 3177.733 | 5275.056 | Competitive | Competitive | 1 | TRUE | FALSE | 1 | Non-Competitive | 0.734 | Non-Competitive
SSHRWLV8 6611__C TO_FROM | SSHRWLV8 | 6611__C | 200 | 2 | 2 | ACKRLNTC_9 | SPARNBRG_9 | TO_FROM | 36066.05 | 36227.53 | -27.971 | 0 | 852.174 | 1328.577 | -0.05682 | 0.31954 | -0.38703 | 0.57356 | 137.0759 | -17.6012 | 0 | 4218.702 | 10000 | 10000 | 10000 | 2236.019 | 1798.996 | 10000 | 10000 | 7789.896 | 4668.147 | 8184.173 | 10000 | Competitive | Competitive | 1 | TRUE | FALSE | 1 | Non-Competitive | 0.734 | Non-Competitive
SSHRWLV8 6611__D FROM_TO | SSHRWLV8 | 6611__D | 200 | 2 | 2 | LAMESA_9 | SPARNBRG_9 | FROM_TO | 36066.05 | 36212.57 | -27.9589 | 0 | 852.972 | 1300.131 | -0.05682 | 0.31954 | -0.42644 | 0.40219 | 137.088 | -17.589 | 0 | 4218.69 | 10000 | 10000 | 10000 | 2235.958 | 1800.326 | 10000 | 10000 | 7789.859 | 4669.075 | 8184.156 | 10000 | Competitive | Competitive | 1 | TRUE | FALSE | 1 | Non-Competitive | 1.0545 | Non-Competitive
SSHRWLV8 6611__D TO_FROM | SSHRWLV8 | 6611__D | 200 | 2 | 2 | LAMESA_9 | SPARNBRG_9 | TO_FROM | 36066.05 | 36458.71 | -135.797 | 0 | 1300.131 | 832.441 | -0.03669 | 0.056818 | -0.40219 | 0.42644 | 41.8285 | -19.4807 | 0 | 3160.95 | 10000 | 3160.95 | 3736.061 | 1699.195 | 3470.504 | 4714.552 | 10000 | 2879.917 | 5204.512 | 3177.735 | 5274.981 | Competitive | Competitive | 1 | TRUE | FALSE | 1 | Non-Competitive | 1.0545 | Non-Competitive
SSIGSAN8 CSA_ORN_1 FROM_TO | SSIGSAN8 | CSA_ORN_1 | 45 | 2 | 2 | ORANGEGRVSB9 | CSABLK2A | FROM_TO | 36066.05 | 36109.32 | -7.7723 | 0 | 1138.748 | 1082.085 | -0.01856 | 0.009832 | -0.55257 | 0.26475 | 21.0894 | -7.059 | 0 |  |  | 1267.293 | 10000 | 1105.809 | 867.29 | 1613.397 | 10000 | 1522.286 | 4856.626 | 1549.622 | 10000 | Competitive | Competitive | 1 | FALSE | FALSE | 1 | Non-Competitive | 0.7265 | Non-Competitive
SSIGSAN8 CSA_ORN_1 TO_FROM | SSIGSAN8 | CSA_ORN_1 | 45 | 2 | 2 | ORANGEGRVSB9 | CSABLK2A | TO_FROM | 36066.05 | 36200.2 | -20.3942 | 0 | 1040.436 | 1108.968 | -0.00983 | 0.018558 | -0.26475 | 0.55257 | 9.4838 | -6.5363 | 0 |  |  | 10000 | 2679.484 | 756.701 | 2179.2 | 10000 | 4275.642 | 4705.521 | 3080.799 | 10000 | 3122.06 | Competitive | Competitive | 1 | FALSE | FALSE | 1 | Non-Competitive | 0.7265 | Non-Competitive
SSIGSAN8 LON_HI_SMITH1_1 FROM_TO | SSIGSAN8 | LON_HI_SMITH1_1 | 61 | 2 | 2 | LON_HILL2A | SMITH2A | FROM_TO | 36066.05 | 36095.74 | -16.7453 | 0 | 1180.647 | 967.622 | -0.01895 | 0.015226 | -0.85104 | 0.072045 | 35.7335 | -14.6303 | 0 |  |  | 1381.681 | 10000 | 1170.733 | 1126.702 | 1401.165 | 10000 | 1832.585 | 3831.046 | 1861.257 | 10000 | Competitive | Competitive | 1 | FALSE | FALSE | 1 | Non-Competitive | 0.703 | Non-Competitive
SSIGSAN8 LON_HI_SMITH1_1 TO_FROM | SSIGSAN8 | LON_HI_SMITH1_1 | 61 | 2 | 2 | LON_HILL2A | SMITH2A | TO_FROM | 36066.05 | 36616.46 | -32.9855 | 0 | 967.621 | 1148.788 | -0.01523 | 0.018954 | -0.07204 | 0.85104 | 21.2075 | -11.0333 | 0 |  |  | 10000 | 2758.988 | 929.772 | 2192.238 | 10000 | 2819.177 | 3317.122 | 3280.725 | 10000 | 3315.315 | Competitive | Competitive | 1 | FALSE | FALSE | 1 | Non-Competitive | 0.703 | Non-Competitive
SSIGSAN8 NCA_SMTP_1 FROM_TO | SSIGSAN8 | NCA_SMTP_1 | 45 | 2 | 2 | SNMIGUELTAP9 | NCALLIHAMSB9 | FROM_TO | 36066.05 | 35988.66 | -5.2827 | 0 | 1028.113 | 1099.278 | -0.01506 | 0.017014 | -0.51758 | 0.16726 | 85.0548 | 19.876 | 0 |  |  | 6612.682 | 2635.035 | 783.786 | 1878.129 | 10000 | 2635.035 | 991.099 | 2560.99 | 7633.137 | 2857.38 | Competitive | Non-Competitive | 0 | FALSE | FALSE | 1 | Non-Competitive | 0.6795 | Non-Competitive
SSIGSAN8 NCA_SMTP_1 TO_FROM | SSIGSAN8 | NCA_SMTP_1 | 45 | 2 | 2 | SNMIGUELTAP9 | NCALLIHAMSB9 | TO_FROM | 36066.05 | 36273.76 | -74.5237 | 0 | 1099.278 | 975.315 | -0.01701 | 0.01506 | -0.16726 | 0.51758 | 9.5938 | -68.5599 | 0 |  |  | 1327.057 | 7076.691 | 1064.939 | 916.363 | 1327.057 | 10000 | 1475.319 | 1230.168 | 1594.846 | 8008.931 | Competitive | Competitive | 1 | FALSE | FALSE | 1 | Non-Competitive | 0.6795 | Non-Competitive
SSILPRI8 SILASRAY_T1 FROM_TO | SSILPRI8 | SILASRAY_T1 | 67.2 | 1 | 1 | PWRPLT69 | PWRPLANT | FROM_TO | 36066.05 | 92690.8 | -4.7068 | 0 | 0 | 783.721 | -0.00013 | 0 | -0.00013 | 0.49987 | -4.7116 | -4.7136 | 0 |  |  |  | 913.719 |  | 913.719 |  | 913.719 |  | 913.719 | 0 | 913.719 | Competitive | Competitive | 1 | FALSE | TRUE | 1 | Non-Competitive | 0.703 | Non-Competitive
SSILPRI8 SILASRAY_T1 TO_FROM | SSILPRI8 | SILASRAY_T1 | 67.2 | 1 | 1 | PWRPLT69 | PWRPLANT | TO_FROM | 36066.05 | 36191.03 | 4.7116 | 0 | 783.721 | 0 | 0 | 0.00013 | -0.49987 | 0.00013 | 4.702 | 4.7239 | 0 |  |  | 783.721 |  | 783.721 |  | 783.721 |  | 783.721 |  | 783.721 | 0 | Competitive | Competitive | 1 | FALSE | TRUE | 1 | Non-Competitive | 0.703 | Non-Competitive
SSNYCGR8 6437__C FROM_TO | SSNYCGR8 | 6437__C | 410 | 1 | 1 | GOLDENSW_8 | BRAND_8 | FROM_TO | 36066.05 | 36435.97 | -172.081 | 0 | 1252.67 | 860.356 | -0.0249 | 0.37104 | -0.61237 | 0.37104 | 183.4606 | -78.6885 | 0 | 3903.153 | 9231.173 | 4091.769 | 3600.339 | 3858.157 | 962.931 | 4091.769 | 9231.173 | 4266.247 | 2354.696 | 4266.962 | 3700.088 | Competitive | Competitive | 1 | TRUE | FALSE | 1 | Non-Competitive | 0.7035 | Non-Competitive
SSNYCGR8 6437__C TO_FROM | SSNYCGR8 | 6437__C | 410 | 1 | 1 | GOLDENSW_8 | BRAND_8 | TO_FROM | 36066.05 | 36692.62 | -125.814 | 0 | 860.356 | 1252.67 | -0.0011 | 0.22516 | -0.37104 | 0.61237 | 175.7745 | 45.6793 | 0 | 4168.721 |  | 10000 | 10000 | 760.482 | 4501.759 | 10000 | 10000 | 7350.696 | 7920.761 | 8614.89 | 10000 | Competitive | Competitive | 1 | TRUE | FALSE | 1 | Non-Competitive | 0.7035 | Non-Competitive
SSOUPHR8 G138_09_1 FROM_TO | SSOUPHR8 | G138_09_1 | 210 | 1 | 1 | TNDICKNSON1 | TNLEAGCITY1 | FROM_TO | 36066.05 | 36166.48 | -69.5327 | 0 | 1175.29 | 638.42 | -0.00627 | 0.066595 | -0.64303 | 0.25583 | 145.4183 | -51.8201 | 0 | 7233.488 |  | 7233.488 | 1944.253 | 2944.151 | 1305.428 | 7233.488 | 3227.002 | 5459.219 | 1945.664 | 7234.988 | 2568.135 | Competitive | Competitive | 1 | TRUE | FALSE | 1 | Non-Competitive | 0.695 | Non-Competitive
SSOUPHR8 G138_09_1 TO_FROM | SSOUPHR8 | G138_09_1 | 210 | 1 | 1 | TNDICKNSON1 | TNLEAGCITY1 | TO_FROM | 36066.05 | 36604.37 | -119.414 | 0 | 666.675 | 1159.251 | -0.06659 | 0.006266 | -0.25583 | 0.64303 | 72.1425 | -62.204 | 0 |  | 7233.488 | 1513.986 | 7233.488 | 1074.621 | 2945.837 | 2682.404 | 7233.488 | 1614.844 | 5459.227 | 2070.381 | 7234.988 | Competitive | Competitive | 1 | TRUE | FALSE | 1 | Non-Competitive | 0.695 | Non-Competitive
SSPUASP8 6437__C FROM_TO | SSPUASP8 | 6437__C | 410 | 1 | 1 | GOLDENSW_8 | BRAND_8 | FROM_TO | 36066.05 | 36436.84 | -124.317 | 0 | 1218.606 | 819.296 | -0.01828 | 0.29849 | -0.68188 | 0.29849 | 156.9411 | -48.8005 | 0 | 4268.326 |  | 4766.155 | 3592.399 | 4191.47 | 991.807 | 4766.155 | 9412.53 | 4784.929 | 3085.421 | 4786.454 | 4255.204 | Competitive | Competitive | 1 | TRUE | FALSE | 1 | Non-Competitive | 0.7265 | Non-Competitive
SSPUASP8 6437__C TO_FROM | SSPUASP8 | 6437__C | 410 | 1 | 1 | GOLDENSW_8 | BRAND_8 | TO_FROM | 36066.05 | 37012.41 | -112.243 | 0 | 819.296 | 1244.745 | -0.00309 | 0.22781 | -0.29849 | 0.68188 | 126.2804 | 28.9314 | 0 | 6673.968 |  | 10000 | 10000 | 996.233 | 10000 | 10000 | 10000 | 8478.558 | 10000 | 9409.855 | 10000 | Competitive | Competitive | 1 | TRUE | FALSE | 1 | Non-Competitive | 0.7265 | Non-Competitive
SSPUASP8 GIRA_T_SPUR1_1 FROM_TO | SSPUASP8 | GIRA_T_SPUR1_1 | 33 | 1 | 1 | SPUR2A | GIRA_TAP2A | FROM_TO | 36066.05 | 36046.64 | -8.2157 | 0 | 831.967 | 1296.512 | -0.00074 | 0.10219 | -0.67427 | 0.17578 | 45.9563 | -6.49 | 0 | 4421.446 |  | 4739.346 | 5430.856 | 2374.812 | 1015.001 | 6205.427 | 5295.618 | 5214.626 | 1234.164 | 5436.881 | 5036.025 | Competitive | Non-Competitive | 0 | TRUE | FALSE | 1 | Non-Competitive | 0.7655 | Non-Competitive
SSPUASP8 GIRA_T_SPUR1_1 TO_FROM | SSPUASP8 | GIRA_T_SPUR1_1 | 33 | 1 | 1 | SPUR2A | GIRA_TAP2A | TO_FROM | 36066.05 | 36189.16 | -45.6294 | 0 | 1314.494 | 831.967 | -0.00319 | 0.015714 | -0.17578 | 0.67427 | 11.3311 | 1.0448 | 0 |  |  | 5207.624 | 3439.583 | 1225.44 | 3406.279 | 5207.624 | 3810.346 | 4885.932 | 4209.806 | 5207.624 | 4217.09 | Competitive | Competitive | 1 | FALSE | FALSE | 1 | Non-Competitive | 0.7655 | Non-Competitive
SSPUASP8 MATA_PADR1_1 FROM_TO | SSPUASP8 | MATA_PADR1_1 | 214 | 1 | 1 | PADR2A | MATA2A | FROM_TO | 36066.05 | 36400.61 | -66.1967 | 0 | 1230.786 | 5003.248 | -0.00768 | 0.00321 | -0.5584 | 0.18706 | 27.0314 | 2.7502 | 0 |  |  | 2355.468 | 3370.18 | 954.026 | 3327.98 | 3485.522 | 9588.71 | 1154.343 | 3999.051 | 2947.79 | 4010.802 | Competitive | Competitive | 1 | FALSE | FALSE | 1 | Non-Competitive | 0.836 | Non-Competitive
SSPUASP8 MATA_PADR1_1 TO_FROM | SSPUASP8 | MATA_PADR1_1 | 214 | 1 | 1 | PADR2A | MATA2A | TO_FROM | 36066.05 | 36702.9 | -25.1574 | 0 | 5003.248 | 1297.76 | -0.00321 | 0.5584 | -0.18706 | 0.5584 | 94.4961 | -24.4882 | 0 | 3918.019 |  | 10000 | 2143.963 | 1879.715 | 1024.57 | 10000 | 2723.433 | 7745.154 | 1101.904 | 7900.906 | 2377.681 | Competitive | Competitive | 1 | TRUE | FALSE | 1 | Non-Competitive | 0.836 | Non-Competitive
SSPUASP8 SPUR_69_1 FROM_TO | SSPUASP8 | SPUR_69_1 | 62 | 1 | 1 | SPUR2A | SPUR4A | FROM_TO | 36066.05 | 36132.84 | -106.07 | 0 | 1280.318 | 822.392 | -0.01111 | 0.34955 | -0.21346 | 0.63615 | 47.7425 | -4.8307 | 0 | 10000 |  | 10000 | 3376.078 | 1760.32 | 3312.407 | 10000 | 3763.496 | 9841.926 | 3998.609 | 10000 | 4011.919 | Competitive | Competitive | 1 | TRUE | FALSE | 1 | Non-Competitive | 0.8205 | Non-Competitive
SSPUASP8 SPUR_69_1 TO_FROM | SSPUASP8 | SPUR_69_1 | 62 | 1 | 1 | SPUR2A | SPUR4A | TO_FROM | 36066.05 | 35988.62 | -43.6232 | 0 | 822.392 | 1218.492 | -0.003 | 0.21346 | -0.63615 | 0.21346 | 110.7563 | -22.4179 | 0 | 4786.074 |  | 6900.239 | 2504.107 | 2155.739 | 1133.187 | 10000 | 2698.317 | 6981.588 | 1320.087 | 7426.862 | 2127.498 | Competitive | Non-Competitive | 0 | TRUE | FALSE | 1 | Non-Competitive | 0.8205 | Non-Competitive
SSPUMW18 ASPM_69T1 FROM_TO | SSPUMW18 | ASPM_69T1 | 69 | 4 | 4 | ASPM2A | ASPM4A | FROM_TO | 36066.05 | 36310.12 | -55.8725 | 0 | 836.63 | 1219.289 | -0.00265 | 0.008814 | -0.26483 | 0.5103 | 3.9706 | -19.9847 | 0 |  |  | 2431.095 | 3434.04 | 1343.837 | 991.863 | 5207.624 | 10000 | 2548.879 | 1246.656 | 3211.25 | 5584.77 | Competitive | Competitive | 1 | FALSE | FALSE | 1 | Non-Competitive | 0.773 | Non-Competitive
SSPUMW18 ASPM_69T1 TO_FROM | SSPUMW18 | ASPM_69T1 | 69 | 4 | 4 | ASPM2A | ASPM4A | TO_FROM | 36066.05 | 36088.67 | -2.8308 | 0 | 1281.532 | 836.63 | -0.00276 | 0.20595 | -0.5103 | 0.26483 | 57.457 | 11.5856 | 0 | 7767.941 |  | 7767.941 | 3424.823 | 1948.128 | 3404.583 | 10000 | 9357.015 | 8923.739 | 4300.948 | 8984.673 | 4303.594 | Competitive | Competitive | 1 | TRUE | FALSE | 1 | Non-Competitive | 0.773 | Non-Competitive
SSPUMW18 ASPM_CONA1_1 FROM_TO | SSPUMW18 | ASPM_CONA1_1 | 30 | 4 | 4 | ASPM2A | CONA2A | FROM_TO | 36066.05 | 36062.25 | -28.6425 | 0 | 1220.883 | 843.461 | -0.0053 | 0.10484 | -0.6416 | 0.26051 | 32.4377 | -3.8474 | 0 | 7347.257 |  | 7347.257 | 3320.45 | 2430.654 | 2963.076 | 10000 | 9565.062 | 8369.424 | 3820.83 | 8459.017 | 3845.382 | Competitive | Non-Competitive | 0 | TRUE | FALSE | 1 | Non-Competitive | 0.789 | Non-Competitive
SSPUMW18 ASPM_CONA1_1 TO_FROM | SSPUMW18 | ASPM_CONA1_1 | 30 | 4 | 4 | ASPM2A | CONA2A | TO_FROM | 36066.05 | 36058.42 | -30.3037 | 0 | 835.71 | 1220.883 | -0.00265 | 0.016275 | -0.26051 | 0.6416 | 31.9649 | -9.9199 | 0 |  |  | 2434.919 | 2781.066 | 1149.045 | 1391.165 | 5207.624 | 2781.066 | 2207.054 | 1852.505 | 3221.255 | 3048.668 | Competitive | Non-Competitive | 0 | FALSE | FALSE | 1 | Non-Competitive | 0.789 | Non-Competitive
SSPUMW18 GIRA_T_SPUR1_1 FROM_TO | SSPUMW18 | GIRA_T_SPUR1_1 | 33 | 4 | 4 | SPUR2A | GIRA_TAP2A | FROM_TO | 36066.05 | 36064.21 | -14.6734 | 0 | 1220.481 | 844.131 | -0.00267 | 0.12981 | -0.65116 | 0.20092 | 34.1971 | -1.1653 | 0 | 6272.333 |  | 6272.333 | 3322.693 | 3349.108 | 3201.292 | 6272.333 | 9559.192 | 6530.852 | 3867.403 | 6544.486 | 3886.88 | Competitive | Non-Competitive | 0 | TRUE | FALSE | 1 | Non-Competitive | 0.836 | Non-Competitive
SSPUMW18 GIRA_T_SPUR1_1 TO_FROM | SSPUMW18 | GIRA_T_SPUR1_1 | 33 | 4 | 4 | SPUR2A | GIRA_TAP2A | TO_FROM | 36066.05 | 36147.8 | -33.1697 | 0 | 836.368 | 1220.481 | -0.00133 | 0.014664 | -0.20093 | 0.65116 | 16.492 | -7.2908 | 0 |  |  | 5207.624 | 2710.093 | 1344.351 | 1275.965 | 5207.624 | 2710.093 | 3576.214 | 1567.952 | 5207.624 | 2742.109 | Competitive | Competitive | 1 | FALSE | FALSE | 1 | Non-Competitive | 0.836 | Non-Competitive
SSPUMW18 SPUR_69_1 FROM_TO | SSPUMW18 | SPUR_69_1 | 62 | 4 | 4 | SPUR2A | SPUR4A | FROM_TO | 36066.05 | 36228.47 | -46.4093 | 0 | 800.192 | 1854.057 | -0.00126 | 0.30795 | -0.26815 | 0.58619 | 18.5023 | -6.4068 | 0 | 10000 |  | 10000 | 10000 | 6136.661 | 994.709 | 10000 | 10000 | 9929.265 | 1411.94 | 10000 | 10000 | Competitive | Competitive | 1 | TRUE | FALSE | 1 | Non-Competitive | 0.7185 | Non-Competitive
SSPUMW18 SPUR_69_1 TO_FROM | SSPUMW18 | SPUR_69_1 | 62 | 4 | 4 | SPUR2A | SPUR4A | TO_FROM | 36066.05 | 36091.08 | -18.7456 | 0 | 1264.832 | 719.47 | -0.00086 | 0.26815 | -0.58619 | 0.26815 | 47.3262 | 4.5112 | 0 | 10000 |  | 10000 | 3606.471 | 5471.876 | 2308.616 | 10000 | 3606.471 | 9994.509 | 3184.581 | 10000 | 4298.48 | Competitive | Competitive | 1 | TRUE | FALSE | 1 | Non-Competitive | 0.7185 | Non-Competitive
SSTABSP8 6146__B FROM_TO | SSTABSP8 | 6146__B | 83 | 1 | 1 | STANTON_E_8 | TRIANGLE_8 | FROM_TO | 36066.05 | 36129.87 | 19.1276 | 0 | 0 | 783.721 | 0 | 0.00053 | -0.99947 | 0.00053 | 19.1081 | 19.1971 | 0 |  |  | 783.721 |  | 783.721 |  | 783.721 |  | 783.721 |  | 783.721 | 0 | Competitive | Competitive | 1 | FALSE | TRUE | 1 | Non-Competitive | 0.797 | Non-Competitive
SSTABSP8 6146__B TO_FROM | SSTABSP8 | 6146__B | 83 | 1 | 1 | STANTON_E_8 | TRIANGLE_8 | TO_FROM | 36066.05 | 92690.8 | -19.147 | 0 | 783.721 | 0 | -0.00053 | 0 | -0.00053 | 0.99947 | -19.147 | -19.1554 | 0 |  |  |  | 913.719 |  | 913.719 |  | 913.719 |  | 913.719 | 0 | 913.719 | Competitive | Competitive | 1 | FALSE | TRUE | 1 | Non-Competitive | 0.797 | Non-Competitive
SSTELO29 ORA_ORNG_1 FROM_TO | SSTELO29 | ORA_ORNG_1 | 120 | 4 | 4 | ORANGEGRVSW9 | ORANGEGRVSB9 | FROM_TO | 36066.05 | 36170.92 | -10.1049 | 0 | 1118.105 | 1060.716 | -0.02568 | 0.015332 | -0.77515 | 0.22076 | 38.7131 | -8.6789 | 0 |  | 10000 | 1306.095 | 10000 | 1080.432 | 1037.869 | 1326.701 | 10000 | 1624.439 | 5434.932 | 1656.177 | 10000 | Competitive | Competitive | 1 | TRUE | FALSE | 1 | Non-Competitive | 0.789 | Non-Competitive
SSTELO29 ORA_ORNG_1 TO_FROM | SSTELO29 | ORA_ORNG_1 | 120 | 4 | 4 | ORANGEGRVSW9 | ORANGEGRVSB9 | TO_FROM | 36066.05 | 36548.06 | -36.9358 | 0 | 1018.987 | 1118.105 | -0.01533 | 0.025683 | -0.22076 | 0.77516 | 13.5263 | -14.5323 | 0 | 10000 |  | 10000 | 2704.777 | 877.158 | 1999.071 | 10000 | 2773.401 | 5236.443 | 3142.106 | 10000 | 3189.837 | Competitive | Competitive | 1 | TRUE | FALSE | 1 | Non-Competitive | 0.789 | Non-Competitive
SSTELO29 SINTON_SKIDMO1_1 FROM_TO | SSTELO29 | SINTON_SKIDMO1_1 | 38 | 4 | 4 | SKIDMORE2A | SINTON2A | FROM_TO | 36066.05 | 36020.35 | -33.9624 | 0 | 1033.255 | 1101.479 | -0.02323 | 0.005595 | -0.21416 | 0.41025 | 47.7882 | -11.1037 | 0 |  | 5644.313 | 6566.782 | 2533.533 | 919.931 | 2149.229 | 5708.518 | 2696.785 | 1296.394 | 2840.45 | 5484.899 | 2870.552 | Competitive | Non-Competitive | 0 | TRUE | FALSE | 1 | Non-Competitive | 0.7345 | Non-Competitive
SSTELO29 SINTON_SKIDMO1_1 TO_FROM | SSTELO29 | SINTON_SKIDMO1_1 | 38 | 4 | 4 | SKIDMORE2A | SINTON2A | TO_FROM | 36066.05 | 36060.79 | -40.4348 | 0 | 1101.479 | 982.636 | -0.00559 | 0.023228 | -0.41024 | 0.21416 | 40.1591 | -34.2736 | 0 | 5644.313 |  | 1305.435 | 6712.131 | 1162.964 | 1094.647 | 1863.633 | 5884.483 | 1625.844 | 1586.923 | 1639.65 | 5605.154 | Competitive | Non-Competitive | 0 | TRUE | FALSE | 1 | Non-Competitive | 0.7345 | Non-Competitive
SSTPBLE8 BLESSI_LAN_CT1_1 FROM_TO | SSTPBLE8 | BLESSI_LAN_CT1_1 | 179 | 4 | 4 | BLESSING4A | LAN_CTY4A | FROM_TO | 36066.05 | 35786.01 | -275.491 | 0 | 723.361 | 1225.57 | -0.22719 | 0.056151 | -0.27777 | 0.15417 | 256.824 | -157.422 | 0 | 4632.51 | 3737.775 | 4632.51 | 7774.098 | 1107.172 | 2258.602 | 5453.956 | 7774.098 | 1205.47 | 6176.219 | 5893.495 | 6390.081 | Competitive | Non-Competitive | 0 | TRUE | FALSE | 1 | Non-Competitive | 0.742 | Non-Competitive
SSTPBLE8 BLESSI_LAN_CT1_1 TO_FROM | SSTPBLE8 | BLESSI_LAN_CT1_1 | 179 | 4 | 4 | BLESSING4A | LAN_CTY4A | TO_FROM | 36066.05 | 34924.34 | -247.524 | 0 | 1210.129 | 735.748 | -0.05615 | 0.22719 | -0.15417 | 0.27777 | 355.6018 | -180.413 | 0 | 3737.775 | 4632.51 | 7774.098 | 4632.51 | 2250.373 | 1372.874 | 7774.098 | 5453.956 | 6176.064 | 1509.427 | 6390.081 | 5893.495 | Competitive | Non-Competitive | 0 | TRUE | FALSE | 1 | Non-Competitive | 0.742 | Non-Competitive
SSUNGRS8 6360__C FROM_TO | SSUNGRS8 | 6360__C | 152 | 5 | 5 | GRHAMSES1_8 | BRECK_T8 | FROM_TO | 36066.05 | 36107.44 | -32.5109 | 0 | 1263.088 | 784.249 | -0.01128 | 0.069392 | -0.52725 | 0.069392 | 130.1789 | -0.64967 | 0 | 10000 |  | 10000 | 7230.856 | 1753.774 | 2168.308 | 10000 | 10000 | 5727.45 | 6363.992 | 10000 | 8751.091 | Competitive | Competitive | 1 | TRUE | FALSE | 1 | Non-Competitive | 0.7345 | Non-Competitive
SSUNGRS8 6360__C TO_FROM | SSUNGRS8 | 6360__C | 152 | 5 | 5 | GRHAMSES1_8 | BRECK_T8 | TO_FROM | 36066.05 | 37480.89 | -94.1579 | 0 | 767.269 | 1253.163 | -0.06939 | 0.13036 | -0.06939 | 0.52725 | 54.1362 | -77.1403 | 0 | 4322.026 | 10000 | 10000 | 10000 | 948.206 | 2013.969 | 10000 | 10000 | 5918.612 | 6418.02 | 8053.106 | 10000 | Competitive | Competitive | 1 | TRUE | FALSE | 1 | Non-Competitive | 0.7345 | Non-Competitive
SSUNMGS8 6215__A FROM_TO | SSUNMGS8 | 6215__A | 152 | 1 | 1 | BLUFCKTA_8 | CHINAGRV_8 | FROM_TO | 36066.05 | 34373.81 | -100.66 | 0 | 3166.608 | 1195.504 | -0.02138 | 0.55562 | -0.06558 | 0.64099 | 259.2493 | -93.5644 | 0 | 2559.876 | 10000 | 3152.54 | 10000 | 2172.63 | 1074.351 | 5090.908 | 10000 | 3940.598 | 2470.296 | 3961.698 | 10000 | Non-Competitive | Non-Competitive | 0 | TRUE | FALSE | 1 | Non-Competitive | 0.7035 | Non-Competitive
SSUNMGS8 6215__A TO_FROM | SSUNMGS8 | 6215__A | 152 | 1 | 1 | BLUFCKTA_8 | CHINAGRV_8 | TO_FROM | 36066.05 | 36123.05 | -160.86 | 0 | 1159.472 | 3166.609 | -0.0331 | 0.021379 | -0.64099 | 0.065579 | 115.4644 | 68.8361 | 0 | 10000 | 10000 | 6995.891 | 10000 | 918.845 | 3958.421 | 8222.853 | 10000 | 1981.16 | 6679.239 | 8235.097 | 10000 | Competitive | Competitive | 1 | TRUE | FALSE | 1 | Non-Competitive | 0.7035 | Non-Competitive
SSUNMGS8 6235__A FROM_TO | SSUNMGS8 | 6235__A | 191 | 1 | 1 | SNYDER_8 | CHINAGRV_8 | FROM_TO | 36066.05 | 36313.4 | -161.036 | 0 | 3401.969 | 816.298 | -0.01805 | 0.41561 | -0.05083 | 0.59756 | 177.1057 | -131.386 | 0 | 3073.967 |  | 3575.975 | 3204.307 | 3052.327 | 932.946 | 3575.975 | 9666.846 | 3207.894 | 1261.401 | 3208.101 | 4492.558 | Competitive | Competitive | 1 | TRUE | FALSE | 1 | Non-Competitive | 0.719 | Non-Competitive
SSUNMGS8 6235__A TO_FROM | SSUNMGS8 | 6235__A | 191 | 1 | 1 | SNYDER_8 | CHINAGRV_8 | TO_FROM | 36066.05 | 36108.76 | -42.4026 | 0 | 816.298 | 3401.97 | -5e-05 | 0.019496 | -0.59756 | 0.050826 | 165.4812 | 111.1941 | 0 |  |  | 1301.727 | 10000 | 775.513 | 10000 | 5428.418 | 10000 | 942.398 | 10000 | 1940.03 | 10000 | Competitive | Competitive | 1 | FALSE | FALSE | 1 | Non-Competitive | 0.719 | Non-Competitive
SSUNMGS8 6240__B FROM_TO | SSUNMGS8 | 6240__B | 202 | 1 | 1 | SUN_8 | SACROC_8 | FROM_TO | 36066.05 | 36080.81 | -190.605 | 0 | 1217.441 | 813.445 | -0.02038 | 0.49056 | -0.47462 | 0.49056 | 193.6047 | -145.433 | 0 | 3602.812 | 10000 | 4303.292 | 3210.95 | 3578.425 | 932.754 | 4303.292 | 9467.833 | 3890.369 | 1280.508 | 3890.583 | 4682.279 | Competitive | Competitive | 1 | TRUE | FALSE | 1 | Non-Competitive | 0.7035 | Non-Competitive
SSUNMGS8 6240__B TO_FROM | SSUNMGS8 | 6240__B | 202 | 1 | 1 | SUN_8 | SACROC_8 | TO_FROM | 36066.05 | 36078.52 | -112.03 | 0 | 813.445 | 1243.339 | -0.00033 | 0.21381 | -0.49056 | 0.47462 | 195.8821 | 122.4701 | 0 | 4235.465 |  | 10000 | 10000 | 736.543 | 10000 | 10000 | 10000 | 3799.969 | 10000 | 8311.351 | 10000 | Competitive | Competitive | 1 | TRUE | FALSE | 1 | Non-Competitive | 0.7035 | Non-Competitive
SSUNMGS8 6437__C FROM_TO | SSUNMGS8 | 6437__C | 410 | 1 | 1 | GOLDENSW_8 | BRAND_8 | FROM_TO | 36066.05 | 36446.07 | -170.846 | 0 | 1264.586 | 861.277 | -0.02006 | 0.38565 | -0.59682 | 0.38565 | 183.4927 | -84.5757 | 0 | 4056.137 | 10000 | 4558.083 | 3292.327 | 4004.756 | 973.477 | 4558.083 | 3660.18 | 4445.403 | 2183.653 | 4446.032 | 3574.726 | Competitive | Competitive | 1 | TRUE | FALSE | 1 | Non-Competitive | 0.7185 | Non-Competitive
SSUNMGS8 6437__C TO_FROM | SSUNMGS8 | 6437__C | 410 | 1 | 1 | GOLDENSW_8 | BRAND_8 | TO_FROM | 36066.05 | 36673.02 | -123.319 | 0 | 843.549 | 1288.037 | -0.00162 | 0.19328 | -0.38564 | 0.59682 | 174.699 | 51.0589 | 0 | 4612.137 |  | 10000 | 10000 | 722.939 | 4345.709 | 10000 | 10000 | 6917.201 | 7679.461 | 8721.862 | 10000 | Competitive | Competitive | 1 | TRUE | FALSE | 1 | Non-Competitive | 0.7185 | Non-Competitive
SSUNMGS8 6685__A FROM_TO | SSUNMGS8 | 6685__A | 45 | 1 | 1 | CHINAGRV_9 | COLOCITY_9 | FROM_TO | 36066.05 | 36053.34 | -23.4106 | 0 | 862.047 | 1136.853 | -0.02197 | 0.13988 | -0.35803 | 0.24787 | 48.7769 | -15.8069 | 0 | 2511.11 | 10000 | 2859.459 | 10000 | 1946.53 | 912.776 | 10000 | 10000 | 2632.303 | 1767.755 | 2678.366 | 10000 | Competitive | Non-Competitive | 0 | TRUE | FALSE | 1 | Non-Competitive | 0.7265 | Non-Competitive
SSUNMGS8 6685__A TO_FROM | SSUNMGS8 | 6685__A | 45 | 1 | 1 | CHINAGRV_9 | COLOCITY_9 | TO_FROM | 36066.05 | 36151.7 | -37.1034 | 0 | 1002.293 | 930.65 | -0.00326 | 0.02624 | -0.24786 | 0.35803 | 23.7703 | 10.7399 | 0 | 4685.169 |  | 4685.169 | 3676.659 | 981.522 | 3477.988 | 4685.169 | 10000 | 4197.856 | 4395.358 | 4760.349 | 4447.276 | Competitive | Competitive | 1 | TRUE | FALSE | 1 | Non-Competitive | 0.7265 | Non-Competitive
SSUNMGS8 SNYDR_FMR1 FROM_TO | SSUNMGS8 | SNYDR_FMR1 | 60 | 1 | 1 | SNYDER_9 | SNYDER_8 | FROM_TO | 36066.05 | 36039.22 | -26.0967 | 0 | 10000 | 1193.068 | -0.00078 | 0.62953 | -0.11663 | 0.62953 | 63.1293 | 15.3545 | 0 | 10000 |  | 10000 | 10000 | 2340.523 | 10000 | 10000 | 10000 | 9965.31 | 10000 | 10000 | 10000 | Non-Competitive | Non-Competitive | 0 | TRUE | FALSE | 1 | Non-Competitive | 0.727 | Non-Competitive
SSUNMGS8 SNYDR_FMR1 TO_FROM | SSUNMGS8 | SNYDR_FMR1 | 60 | 1 | 1 | SNYDER_9 | SNYDER_8 | TO_FROM | 36066.05 | 36097.05 | -22.7734 | 0 | 1134.916 | 10000 | -0.00874 | 0.082926 | -0.62953 | 0.11663 | 40.2666 | -18.8467 | 0 | 3465.093 |  | 4311.746 | 10000 | 3364.037 | 948.58 | 4311.746 | 10000 | 3782.459 | 1212.754 | 3785.537 | 10000 | Competitive | Competitive | 1 | TRUE | FALSE | 1 | Non-Competitive | 0.727 | Non-Competitive
SSWCLNC5 6026__A FROM_TO | SSWCLNC5 | 6026__A | 1013 | 1 | 1 | ABMULCW7 | SWEETEAST_5 | FROM_TO | 36066.05 | 36238.42 | -2253.74 | 0 | 1177.232 | 739.136 | -0.26522 | 0.174 | -0.33657 | 0.26714 | 954.1215 | -511.375 | 0 | 1344.497 | 3091.039 | 1708.865 | 3143.78 | 1241.91 | 2337.945 | 2027.122 | 3143.78 | 1055.715 | 3086.309 | 1085.654 | 3117.754 | Competitive | Competitive | 1 | TRUE | FALSE | 1 | Non-Competitive | 0.7185 | Non-Competitive
SSWCLNC5 6026__A TO_FROM | SSWCLNC5 | 6026__A | 1013 | 1 | 1 | ABMULCW7 | SWEETEAST_5 | TO_FROM | 36066.05 | 30496.56 | -761.745 | 0 | 739.137 | 1177.232 | -0.10069 | 0.32329 | -0.26714 | 0.33657 | 2506.387 | -595.772 | 0 | 940.959 | 1784.81 | 959.834 | 2022.966 | 877.324 | 1574.759 | 981.279 | 2842.865 | 965.206 | 1435.815 | 967.689 | 1470.941 | Competitive | Competitive | 0 | TRUE | TRUE | 1 | Competitive | 0.7185 | Competitive
STCGT8 GT_MID90_A FROM_TO | STCGT8 | GT_MID90_A | 229 | 0 | 0 | GARROT__138B | 47708 | FROM_TO | 36066.05 | 35776.28 | -244.818 | 0 | 673.407 | 1115.281 | -0.09333 | 0.1049 | -0.52048 | 0.18533 | 379.9871 | -174.457 | 0 | 6789.925 | 2338.043 | 8857.818 | 2783.252 | 1589.168 | 2300.981 | 10000 | 4110.547 | 3331.266 | 2813.626 | 6361.172 | 2752 | Competitive | Non-Competitive | 0 | TRUE | FALSE | 1 | Non-Competitive | 0.7575 | Non-Competitive
STCGT8 GT_MID90_A TO_FROM | STCGT8 | GT_MID90_A | 229 | 0 | 0 | GARROT__138B | 47708 | TO_FROM | 36066.05 | 35271.1 | -391.262 | 0 | 1072.545 | 647.686 | -0.1049 | 0.093334 | -0.18533 | 0.52048 | 376.7645 | -233.205 | 0 | 2338.043 | 6789.925 | 2783.252 | 8857.818 | 2295.879 | 1881.527 | 4110.547 | 10000 | 2813.541 | 3641.252 | 2752 | 6361.172 | Competitive | Non-Competitive | 0 | TRUE | FALSE | 1 | Non-Competitive | 0.7575 | Non-Competitive
STEJGRN8 G69_H2_1 FROM_TO | STEJGRN8 | G69_H2_1 | 191 | 2 | 2 | TNTXCITYWT0 | TNINTRCITY0 | FROM_TO | 36066.05 | 36308.58 | 17.1923 | 0 | 685.215 | 2097.386 | -0.00342 | 0.000529 | -0.70857 | 0.20783 | 18.8442 | 18.3026 | 0 |  |  | 784.706 | 6273.297 | 784.706 | 6273.297 | 784.706 | 6273.297 | 783.596 | 5434.121 | 783.596 | 5434.121 | Competitive | Competitive | 1 | FALSE | FALSE | 1 | Non-Competitive | 0.7655 | Non-Competitive
STEJGRN8 G69_H2_1 TO_FROM | STEJGRN8 | G69_H2_1 | 191 | 2 | 2 | TNTXCITYWT0 | TNINTRCITY0 | TO_FROM | 36066.05 | 37069.22 | -18.8537 | 0 | 1046.652 | 1040.953 | -0.00053 | 0.003417 | -0.20783 | 0.70857 | -16.9715 | -18.9009 | 0 |  |  | 6273.297 | 915.389 | 6273.297 | 915.389 | 6273.297 | 915.389 | 5434.121 | 914.114 | 5434.121 | 914.114 | Competitive | Competitive | 1 | FALSE | FALSE | 1 | Non-Competitive | 0.7655 | Non-Competitive
STENCR28 TEN_KEN_1 FROM_TO | STENCR28 | TEN_KEN_1 | 253 | 1 | 1 | JNSNCNTY8 | KEENE | FROM_TO | 36066.05 | 35963.39 | -46.448 | 0 | 1119.951 | 1019.851 | -0.03456 | 0.21651 | -0.5577 | 0.21651 | 310.2555 | -40.4768 | 0 | 10000 | 10000 | 10000 | 7075.773 | 1762.322 | 930.702 | 10000 | 10000 | 8146.8 | 1183.251 | 10000 | 5396.996 | Competitive | Non-Competitive | 0 | TRUE | FALSE | 1 | Non-Competitive | 0.75 | Non-Competitive
STENCR28 TEN_KEN_1 TO_FROM | STENCR28 | TEN_KEN_1 | 253 | 1 | 1 | JNSNCNTY8 | KEENE | TO_FROM | 36066.05 | 36826.71 | -220.489 | 0 | 1019.851 | 1119.951 | -0.21651 | 0.034562 | -0.21651 | 0.5577 | 87.3532 | -143.904 | 0 | 10000 | 10000 | 7075.773 | 10000 | 849.165 | 2464.32 | 10000 | 10000 | 1099.443 | 8530.074 | 5396.996 | 10000 | Competitive | Competitive | 1 | TRUE | FALSE | 1 | Non-Competitive | 0.75 | Non-Competitive
STHRSIG8 SINTON_SKIDMO1_1 FROM_TO | STHRSIG8 | SINTON_SKIDMO1_1 | 38 | 2 | 2 | SKIDMORE2A | SINTON2A | FROM_TO | 36066.05 | 36038.61 | -33.4679 | 0 | 1043.801 | 1110.884 | -0.0221 | 0.00512 | -0.20956 | 0.41712 | 43.7498 | -12.6429 | 0 |  | 5644.313 | 6823.61 | 2544.637 | 980.708 | 2105.605 | 5982.836 | 2706.291 | 1638.686 | 2918.382 | 5950.101 | 2952.176 | Competitive | Non-Competitive | 0 | TRUE | FALSE | 1 | Non-Competitive | 0.719 | Non-Competitive
STHRSIG8 SINTON_SKIDMO1_1 TO_FROM | STHRSIG8 | SINTON_SKIDMO1_1 | 38 | 2 | 2 | SKIDMORE2A | SINTON2A | TO_FROM | 36066.05 | 36062.21 | -37.5141 | 0 | 1115.568 | 1043.801 | -0.00512 | 0.022104 | -0.41712 | 0.20956 | 39.6034 | -29.7903 | 0 | 5644.313 |  | 1307.725 | 6964.272 | 1144.432 | 1180.129 | 1862.972 | 6154.108 | 1662.621 | 2018.083 | 1678.704 | 6065.559 | Competitive | Non-Competitive | 0 | TRUE | FALSE | 1 | Non-Competitive | 0.719 | Non-Competitive
STMPSN25 425__A FROM_TO | STMPSN25 | 425__A | 1163 | 0 | 0 | TEMP_SS__5 | BELL_E_5 | FROM_TO | 36066.05 | 36024.04 | -1077.41 | 0 | 766.93 | 1346.805 | -0.20715 | 0.069959 | -0.68341 | 0.16649 | 1191.714 | -1118.57 | 0 | 912.974 | 1948.154 | 924.812 | 2634.16 | 780.366 | 1832.605 | 880.755 | 6572.48 | 850.46 | 2148.49 | 918.826 | 2148.417 | Competitive | Non-Competitive | 0 | TRUE | FALSE | 1 | Non-Competitive | 0.8125 | Non-Competitive
STMPSN25 425__A TO_FROM | STMPSN25 | 425__A | 1163 | 0 | 0 | TEMP_SS__5 | BELL_E_5 | TO_FROM | 36066.05 | 33950.24 | -617.892 | 0 | 1324.947 | 764.252 | -0.06996 | 0.20715 | -0.16649 | 0.68341 | 1544.647 | -580.178 | 0 | 1948.154 | 1349.813 | 2634.16 | 1375.98 | 1801.741 | 1098.605 | 6572.48 | 1244.288 | 2142.154 | 1210.98 | 2148.417 | 1326.81 | Competitive | Competitive | 0 | TRUE | TRUE | 1 | Competitive | 0.8125 | Competitive
STMPSND5 435__A FROM_TO | STMPSND5 | 435__A | 1163 | 0 | 0 | TEMP_SS__5 | BELL_E_5 | FROM_TO | 36066.05 | 33580.84 | -1848.74 | 0 | 1044.615 | 1004.072 | -0.20908 | 0.12724 | -0.63383 | 0.19454 | 2864.3 | -1539.98 | 0 | 1308.745 | 1125.328 | 1257.806 | 1954.532 | 1298.024 | 1074.607 | 1302.124 | 3898.277 | 1236.963 | 1621.949 | 1238.687 | 1659.849 | Competitive | Competitive | 0 | TRUE | TRUE | 1 | Competitive | 1.0465 | Competitive
STMPSND5 435__A TO_FROM | STMPSND5 | 435__A | 1163 | 0 | 0 | TEMP_SS__5 | BELL_E_5 | TO_FROM | 36066.05 | 30900.14 | -1385.56 | 0 | 1004.073 | 1059.222 | -0.12724 | 0.20908 | -0.19454 | 0.63383 | 2289.726 | -1545.14 | 0 | 999.443 | 1774.35 | 1794.282 | 1707.373 | 960.106 | 1755.399 | 3898.277 | 1796.818 | 1454.415 | 1671.926 | 1485.89 | 1674.965 | Competitive | Competitive | 0 | TRUE | TRUE | 1 | Competitive | 1.0465 | Competitive
STNNMDO8 PHR_AT1L FROM_TO | STNNMDO8 | PHR_AT1L | 460 | 4 | 4 | P_H_R___138C | 49126_STAR | FROM_TO | 36066.05 | 36523.91 | -320.502 | 0 | 1126.98 | 665.224 | -0.02735 | 0.17755 | -1.0622 | 0.21761 | -24.1306 | -288.584 | 0 | 7072.921 | 10000 | 7231.988 | 2742.314 | 4895.792 | 899.629 | 7231.988 | 10000 | 7062.8 | 1170.461 | 7211.126 | 3899.515 | Competitive | Competitive | 1 | TRUE | FALSE | 1 | Non-Competitive | 0.758 | Non-Competitive
STNNMDO8 PHR_AT1L TO_FROM | STNNMDO8 | PHR_AT1L | 460 | 4 | 4 | P_H_R___138C | 49126_STAR | TO_FROM | 36066.05 | 36633.96 | 36.745 | 0 | 665.225 | 1071.559 | -0.17755 | 0.02735 | -0.21761 | 1.0622 | 333.1623 | 149.288 | 0 | 10000 | 7072.921 | 2410.648 | 7231.988 | 769.601 | 4895.792 | 10000 | 7231.988 | 984.34 | 7062.8 | 3564.819 | 7211.126 | Competitive | Competitive | 1 | TRUE | FALSE | 1 | Non-Competitive | 0.758 | Non-Competitive
STYLEL28 TYLNW_MR1H FROM_TO | STYLEL28 | TYLNW_MR1H | 56 | 0 | 0 | TYLERNW_8 | TYLNW1_1 | FROM_TO | 36066.05 | 36140.36 | 7.3691 | 0 | 943.462 | 1028.771 | -0.00044 | 0.00065 | -0.58506 | 0.015043 | 12.4711 | 7.7799 | 0 |  |  | 1076.924 | 8449.172 | 860.134 | 8449.172 | 3170.147 | 8449.172 | 1191.72 | 8958.293 | 1546.409 | 8958.293 | Competitive | Competitive | 1 | FALSE | FALSE | 1 | Non-Competitive | 0.6955 | Non-Competitive
STYLEL28 TYLNW_MR1H TO_FROM | STYLEL28 | TYLNW_MR1H | 56 | 0 | 0 | TYLERNW_8 | TYLNW1_1 | TO_FROM | 36066.05 | 40320.75 | -10.3367 | 0 | 1022.323 | 869.737 | -0.00065 | 0.000435 | -0.01504 | 0.58506 | -7.1751 | -10.2694 | 0 |  |  | 8449.172 | 1363.085 | 8449.172 | 1007.92 | 8449.172 | 3495.156 | 8958.293 | 1419.919 | 8958.293 | 1955.748 | Competitive | Competitive | 1 | FALSE | FALSE | 1 | Non-Competitive | 0.6955 | Non-Competitive
SVICCO28 COLETO_VICTOR2_1 FROM_TO | SVICCO28 | COLETO_VICTOR2_1 | 320 | 1 | 1 | COLETO4A | VICTORIA4A | FROM_TO | 36066.05 | 34576.74 | 30.8551 | 0 | 910.665 | 1098.968 | -0.27543 | 0.25056 | -0.29456 | 0.25676 | 763.7665 | -118.276 | 0 | 2210.2 | 2468.8 | 10000 | 3368.14 | 1168.62 | 1270.838 | 10000 | 3368.14 | 5353.875 | 2755.55 | 5789.398 | 2924.086 | Competitive | Non-Competitive | 0 | TRUE | FALSE | 1 | Non-Competitive | 0.6955 | Non-Competitive
SVICCO28 COLETO_VICTOR2_1 TO_FROM | SVICCO28 | COLETO_VICTOR2_1 | 320 | 1 | 1 | COLETO4A | VICTORIA4A | TO_FROM | 36066.05 | 36229.86 | -889.824 | 0 | 1157.537 | 910.665 | -0.25056 | 0.27543 | -0.25676 | 0.29456 | 280.2583 | -500.579 | 0 | 2468.8 | 2892.796 | 3368.14 | 10000 | 1236.246 | 1533.638 | 3368.14 | 10000 | 2751.545 | 6292.651 | 2924.086 | 6698.302 | Competitive | Competitive | 1 | TRUE | FALSE | 1 | Non-Competitive | 0.6955 | Non-Competitive
SWCOASH8 UVALDE_W_BATE1_1 FROM_TO | SWCOASH8 | UVALDE_W_BATE1_1 | 122 | 5 | 5 | UVALDE4A | W_BATESV4A | FROM_TO | 36066.05 | 35443.05 | -160.018 | 0 | 1125.028 | 998.287 | -0.04512 | 0.19881 | -0.3405 | 0.36343 | 335.3744 | -117.273 | 0 | 1845.969 | 4482.076 | 5719.382 | 4482.076 | 871.131 | 915.699 | 5719.382 | 4482.076 | 1574.742 | 1723.83 | 2626.986 | 4293.716 | Competitive | Non-Competitive | 0 | TRUE | FALSE | 1 | Non-Competitive | 0.703 | Non-Competitive
SWCOASH8 UVALDE_W_BATE1_1 TO_FROM | SWCOASH8 | UVALDE_W_BATE1_1 | 122 | 5 | 5 | UVALDE4A | W_BATESV4A | TO_FROM | 36066.05 | 35898.02 | -224.837 | 0 | 998.287 | 1125.028 | -0.19881 | 0.045125 | -0.36343 | 0.3405 | 183.3176 | -152.367 | 0 | 2670.556 | 10000 | 2552.371 | 10000 | 805.427 | 1596.549 | 2670.556 | 10000 | 1238.243 | 4908.348 | 2583.634 | 10000 | Competitive | Non-Competitive | 0 | TRUE | FALSE | 1 | Non-Competitive | 0.703 | Non-Competitive
SWEBVEN5 3180__A FROM_TO | SWEBVEN5 | 3180__A | 210 | 1 | 1 | CHILSW_N8 | FSHCRK1_8 | FROM_TO | 36066.05 | 36012.69 | -283.601 | 0 | 1108.337 | 659.214 | -0.06061 | 0.052919 | -0.51856 | 0.10432 | 237.6698 | -123.702 | 0 | 7287.792 | 10000 | 7287.792 | 10000 | 1597.238 | 2670.548 | 10000 | 10000 | 3745.796 | 6064.821 | 8698.259 | 10000 | Competitive | Non-Competitive | 0 | TRUE | FALSE | 1 | Non-Competitive | 0.766 | Non-Competitive
SWEBVEN5 3180__A TO_FROM | SWEBVEN5 | 3180__A | 210 | 1 | 1 | CHILSW_N8 | FSHCRK1_8 | TO_FROM | 36066.05 | 35155.04 | -174.808 | 0 | 652.082 | 1108.337 | -0.05292 | 0.060607 | -0.10432 | 0.51856 | 305.1344 | -143.656 | 0 | 10000 | 7287.792 | 10000 | 7287.792 | 1606.145 | 1676.63 | 10000 | 10000 | 4858.022 | 3849.592 | 10000 | 8698.259 | Competitive | Non-Competitive | 0 | TRUE | FALSE | 1 | Non-Competitive | 0.766 | Non-Competitive
SWEILON8 CLARK__LON_HI1_1 FROM_TO | SWEILON8 | CLARK__LON_HI1_1 | 207 | 1 | 1 | LON_HILL4A | CLARK_WD4A | FROM_TO | 36066.05 | 36107.75 | 88.9047 | 0 | 873.967 | 5690.67 | -0.18168 | 0.008132 | -0.57617 | 0.041537 | 182.9762 | 97.0869 | 0 |  | 4866.409 | 819.228 | 5766.522 | 814.89 | 4844.205 | 820.621 | 5766.522 | 807.924 | 6022.632 | 809.845 | 6023.681 | Competitive | Competitive | 1 | TRUE | FALSE | 1 | Non-Competitive | 0.781 | Non-Competitive
SWEILON8 CLARK__LON_HI1_1 TO_FROM | SWEILON8 | CLARK__LON_HI1_1 | 207 | 1 | 1 | LON_HILL4A | CLARK_WD4A | TO_FROM | 36066.05 | 40902.09 | -180.116 | 0 | 5690.665 | 983.431 | -0.00626 | 0.18168 | -0.04154 | 0.57617 | 28.8483 | -179.35 | 0 | 4866.409 |  | 5766.522 | 936.154 | 4602.956 | 935.439 | 5766.522 | 940.617 | 6012.391 | 927.064 | 6023.681 | 927.184 | Competitive | Competitive | 1 | TRUE | FALSE | 1 | Non-Competitive | 0.781 | Non-Competitive
SWFAFSH8 6557__A FROM_TO | SWFAFSH8 | 6557__A | 155 | 1 | 1 | FISHRDSS1_8 | WNDCRK2_8 | FROM_TO | 36066.05 | 36154.99 | 25.806 | 0 | 726.023 | 1169.427 | -0.01761 | 0.023318 | -0.57996 | 0.25271 | 103.4184 | 31.0687 | 0 | 4713.714 |  | 4713.714 | 5741.824 | 598.193 | 6177.6 | 4713.714 | 5741.824 | 1922.253 | 5446.782 | 4713.714 | 5300.604 | Competitive | Competitive | 1 | TRUE | FALSE | 1 | Non-Competitive | 0.75 | Non-Competitive
SWFAFSH8 6557__A TO_FROM | SWFAFSH8 | 6557__A | 155 | 1 | 1 | FISHRDSS1_8 | WNDCRK2_8 | TO_FROM | 36066.05 | 36711.7 | -114.354 | 0 | 1169.427 | 706.318 | -0.02332 | 0.017608 | -0.25271 | 0.57996 | -7.9215 | -70.3429 | 0 |  | 3695.052 | 4073.583 | 3695.052 | 4543.924 | 732.914 | 4073.583 | 3695.052 | 4010.021 | 1826.662 | 3850.112 | 3695.052 | Competitive | Competitive | 1 | TRUE | FALSE | 1 | Non-Competitive | 0.75 | Non-Competitive
SWHILON5 LON_HI_PELICA1_1 FROM_TO | SWHILON5 | LON_HI_PELICA1_1 | 470 | 1 | 1 | LON_HILL4A | PELICAN4A | FROM_TO | 36066.05 | 36098.94 | -559.731 | 0 | 886.669 | 2562.446 | -0.30607 | 0.14659 | -0.44602 | 0.15958 | 455.3943 | -460.077 | 0 | 1090.699 | 3100.955 | 1415.355 | 5644.313 | 1088.926 | 1424.236 | 1672.913 | 5644.313 | 1166.378 | 4576.912 | 1243.964 | 5296.841 | Competitive | Competitive | 1 | TRUE | FALSE | 1 | Non-Competitive | 0.8045 | Non-Competitive
SWHILON5 LON_HI_PELICA1_1 TO_FROM | SWHILON5 | LON_HI_PELICA1_1 | 470 | 1 | 1 | LON_HILL4A | PELICAN4A | TO_FROM | 36066.05 | 33995.95 | -392.527 | 0 | 2562.447 | 886.669 | -0.14659 | 0.44602 | -0.15958 | 0.44602 | 804.8089 | -178.232 | 0 | 1805.722 | 1662.329 | 2495.239 | 3198.261 | 1073.387 | 1538.472 | 2495.239 | 3770.507 | 2172.17 | 2029.401 | 2320.441 | 2361.837 | Non-Competitive | Non-Competitive | 0 | TRUE | FALSE | 1 | Non-Competitive | 0.8045 | Non-Competitive
SWHISTP5 BLESSI_PALACI1_1 FROM_TO | SWHISTP5 | BLESSI_PALACI1_1 | 39 | 1 | 1 | BLESSING2A | PALACIOS2A | FROM_TO | 36066.05 | 35947.45 | -42.1801 | 0 | 1302.227 | 844.775 | -0.05235 | 0.008494 | -0.71559 | 0.10228 | 123.8726 | -11.374 | 0 |  | 8236.346 | 2204.224 | 5436.854 | 1168.033 | 1027.5 | 1486.957 | 8236.346 | 1450.717 | 2617.058 | 1970.888 | 7466.934 | Competitive | Non-Competitive | 0 | TRUE | FALSE | 1 | Non-Competitive | 0.7105 | Non-Competitive
SWHISTP5 BLESSI_PALACI1_1 TO_FROM | SWHISTP5 | BLESSI_PALACI1_1 | 39 | 1 | 1 | BLESSING2A | PALACIOS2A | TO_FROM | 36066.05 | 35978.42 | -90.9971 | 0 | 862.429 | 1302.227 | -0.00849 | 0.052348 | -0.10228 | 0.71559 | 44.5647 | -95.2802 | 0 | 8236.346 |  | 5436.854 | 2363.604 | 829.861 | 1313.829 | 8236.346 | 1730.939 | 2071.507 | 1583.107 | 7466.934 | 2117.431 | Competitive | Non-Competitive | 0 | TRUE | FALSE | 1 | Non-Competitive | 0.7105 | Non-Competitive
SWHOSCS8 1340__D FROM_TO | SWHOSCS8 | 1340__D | 212 | 0 | 0 | STRYKER_8 | DOUGLAS_8 | FROM_TO | 36066.05 | 36322.63 | -7.5596 | 0 | 1018.622 | 1035.543 | -0.12106 | 0.065977 | -0.55462 | 0.065977 | 69.6139 | -16.7706 | 0 | 8569.953 | 10000 | 8569.953 | 10000 | 3525.449 | 3520.699 | 8569.953 | 10000 | 9039.515 | 6043.873 | 9124.699 | 10000 | Competitive | Competitive | 1 | TRUE | FALSE | 1 | Non-Competitive | 0.742 | Non-Competitive
SWHOSCS8 1340__D TO_FROM | SWHOSCS8 | 1340__D | 212 | 0 | 0 | STRYKER_8 | DOUGLAS_8 | TO_FROM | 36066.05 | 38935.9 | -68.6279 | 0 | 1035.543 | 1021.295 | -0.06598 | 0.12106 | -0.06598 | 0.55462 | 23.1288 | -22.13 | 0 | 10000 | 8569.953 | 10000 | 8569.953 | 3520.699 | 3881.774 | 10000 | 8569.953 | 6043.873 | 9049.364 | 10000 | 9124.699 | Competitive | Competitive | 1 | TRUE | FALSE | 1 | Non-Competitive | 0.742 | Non-Competitive
SWINPBS8 PBSES_FMR2 FROM_TO | SWINPBS8 | PBSES_FMR2 | 72 | 1 | 1 | PERMIANB_9 | PERMIANB_8 | FROM_TO | 36066.05 | 42236.03 | -17.1208 | 0 | 6696.53 | 977.863 | -0.00981 | 0.056713 | -0.00981 | 0.51328 | 12.7242 | -9.6603 | 0 | 6636.038 |  | 6636.038 | 10000 | 5615.508 | 1422.458 | 6636.038 | 10000 | 6217.317 | 8359.451 | 6262.036 | 10000 | Competitive | Competitive | 1 | TRUE | FALSE | 1 | Non-Competitive | 0.719 | Non-Competitive
SWINPBS8 PBSES_FMR2 TO_FROM | SWINPBS8 | PBSES_FMR2 | 72 | 1 | 1 | PERMIANB_9 | PERMIANB_8 | TO_FROM | 36066.05 | 36172.68 | 1.7914 | 0 | 977.863 | 6696.541 | -0.00075 | 0.009812 | -0.51328 | 0.009812 | 17.2423 | 7.3477 | 0 |  |  | 10000 | 10000 | 1095.505 | 8216.926 | 10000 | 10000 | 6404.739 | 5932.109 | 10000 | 10000 | Competitive | Competitive | 1 | FALSE | FALSE | 1 | Non-Competitive | 0.719 | Non-Competitive
SWIRFE28 SANDCR_AT1 FROM_TO | SWIRFE28 | SANDCR_AT1 | 44 | 1 | 1 | L_SANDCR9_1Y | L_SANDCR8_1Y | FROM_TO | 36066.05 | 36617.25 | -24.5782 | 0 | 10000 | 947.018 | -0.0162 | 0.17404 | -0.05591 | 0.60328 | 13.1823 | -12.5371 | 0 | 10000 |  | 10000 | 10000 | 1805.755 | 2152.651 | 10000 | 10000 | 9930.568 | 8845.254 | 10000 | 10000 | Competitive | Competitive | 1 | TRUE | FALSE | 1 | Non-Competitive | 0.703 | Non-Competitive
SWIRFE28 SANDCR_AT1 TO_FROM | SWIRFE28 | SANDCR_AT1 | 44 | 1 | 1 | L_SANDCR9_1Y | L_SANDCR8_1Y | TO_FROM | 36066.05 | 36097.19 | -1.5859 | 0 | 954.638 | 10000 | -0.17404 | 0.016203 | -0.60328 | 0.055911 | 25.2144 | -5.4407 | 0 |  | 10000 | 10000 | 10000 | 1767.054 | 2117.872 | 10000 | 10000 | 8329.418 | 9938.37 | 10000 | 10000 | Competitive | Competitive | 1 | TRUE | FALSE | 1 | Non-Competitive | 0.703 | Non-Competitive
SWLALCS8 1290__A FROM_TO | SWLALCS8 | 1290__A | 382 | 2 | 2 | LAKE_CRK1_8 | ROBINSON1_8 | FROM_TO | 36066.05 | 36302.97 | 74.8002 | 0 | 1285.778 | 698.927 | -0.02352 | 0.020694 | -0.65119 | 0.10473 | 227.7215 | 50.8463 | 0 | 10000 | 10000 | 2432.121 | 10000 | 1108.841 | 2204.453 | 10000 | 10000 | 1296.163 | 5038.53 | 3780.289 | 10000 | Competitive | Competitive | 1 | TRUE | FALSE | 1 | Non-Competitive | 0.7265 | Non-Competitive
SWLALCS8 1290__A TO_FROM | SWLALCS8 | 1290__A | 382 | 2 | 2 | LAKE_CRK1_8 | ROBINSON1_8 | TO_FROM | 36066.05 | 40113.14 | -198.89 | 0 | 675.735 | 1285.778 | -0.02069 | 0.023522 | -0.10473 | 0.65119 | -48.0781 | -203.74 | 0 | 10000 | 10000 | 10000 | 2432.121 | 2035.186 | 1224.418 | 10000 | 10000 | 4986.123 | 1364.367 | 10000 | 3780.289 | Competitive | Competitive | 1 | TRUE | FALSE | 1 | Non-Competitive | 0.7265 | Non-Competitive
SWLVWTR5 3040__A FROM_TO | SWLVWTR5 | 3040__A | 1162 | 3 | 3 | CHILSW1_5 | WATMLL_E5 | FROM_TO | 36066.05 | 37030.24 | -695.955 | 0 | 674.286 | 1155.538 | -0.06524 | 0.073454 | -0.15312 | 0.16979 | 1016.153 | -553.02 | 0 | 1240.171 | 3048.657 | 1240.171 | 3187.71 | 1209.155 | 1699.046 | 1607.944 | 3693.385 | 1443.662 | 2644.192 | 1452.709 | 3459.408 | Competitive | Competitive | 1 | TRUE | FALSE | 1 | Non-Competitive | 0.734 | Non-Competitive
SWLVWTR5 3040__A TO_FROM | SWLVWTR5 | 3040__A | 1162 | 3 | 3 | CHILSW1_5 | WATMLL_E5 | TO_FROM | 36066.05 | 36893.92 | -796.489 | 0 | 1155.538 | 659.184 | -0.07345 | 0.065239 | -0.16979 | 0.15312 | 1012.098 | -529.461 | 0 | 3048.657 | 2110.437 | 3187.71 | 2110.437 | 1633.198 | 2036.529 | 3693.385 | 2361.568 | 2607.251 | 2224.285 | 3459.408 | 2242.579 | Competitive | Competitive | 1 | TRUE | FALSE | 1 | Non-Competitive | 0.734 | Non-Competitive
SWMMLCS8 1010__A FROM_TO | SWMMLCS8 | 1010__A | 354 | 6 | 6 | ELM_MOTT__8 | WACONCST_T | FROM_TO | 36066.05 | 36171.53 | -28.7245 | 0 | 1089.676 | 1000.721 | -0.00423 | 0.057478 | -0.62699 | 0.21774 | 287.8683 | -16.6896 | 0 | 10000 |  | 10000 | 1553.96 | 1420.553 | 1276.52 | 10000 | 2028.545 | 1501.253 | 1534.077 | 10000 | 1614.673 | Competitive | Competitive | 1 | TRUE | FALSE | 1 | Non-Competitive | 0.797 | Non-Competitive
SWMMLCS8 1010__A TO_FROM | SWMMLCS8 | 1010__A | 354 | 6 | 6 | ELM_MOTT__8 | WACONCST_T | TO_FROM | 36066.05 | 37414.93 | -182.276 | 0 | 997.158 | 1104.569 | -0.05748 | 0.004229 | -0.21774 | 0.62699 | 60.0741 | -221.093 | 0 |  | 10000 | 1355.862 | 10000 | 1123.026 | 1860.629 | 1846.201 | 10000 | 1357.552 | 1884.471 | 1432.413 | 10000 | Competitive | Competitive | 1 | TRUE | FALSE | 1 | Non-Competitive | 0.797 | Non-Competitive
SWOVODE8 6430__C FROM_TO | SWOVODE8 | 6430__C | 196 | 5 | 5 | MOSS_8 | AMOCNCTA_8 | FROM_TO | 36066.05 | 36222.19 | -73.8762 | 0 | 1134.88 | 2655.042 | -0.10739 | 0.015507 | -0.64661 | 0.0746 | 93.5534 | 51.2541 | 0 |  | 10000 | 4022.232 | 10000 | 747.997 | 9795.399 | 4938.379 | 10000 | 2399.947 | 9974.061 | 4727.082 | 10000 | Competitive | Competitive | 1 | TRUE | FALSE | 1 | Non-Competitive | 0.805 | Non-Competitive
SWOVODE8 6430__C TO_FROM | SWOVODE8 | 6430__C | 196 | 5 | 5 | MOSS_8 | AMOCNCTA_8 | TO_FROM | 36066.05 | 36875.81 | -91.0541 | 0 | 2655.042 | 1214.982 | -0.01551 | 0.1997 | -0.0746 | 0.64661 | 136.1192 | -69.522 | 0 | 3213.255 |  | 3561.291 | 4938.379 | 2470.456 | 866.968 | 4336.87 | 4938.379 | 4180.066 | 2810.615 | 4331.431 | 5168.926 | Competitive | Competitive | 1 | TRUE | FALSE | 1 | Non-Competitive | 0.805 | Non-Competitive
SWOVODE8 6860__A FROM_TO | SWOVODE8 | 6860__A | 44 | 5 | 5 | HOLTSS_9 | ECTRSHLT_9 | FROM_TO | 36066.05 | 36087.29 | 13.1344 | 0 | 1333.225 | 915.569 | -0.00818 | 0.0044 | -0.74913 | 0.099906 | 28.0875 | 23.8848 | 0 |  |  | 2870.129 | 10000 | 799.466 | 10000 | 10000 | 10000 | 769.313 | 10000 | 4132.458 | 10000 | Competitive | Competitive | 1 | FALSE | FALSE | 1 | Non-Competitive | 0.8985 | Non-Competitive
SWOVODE8 6860__A TO_FROM | SWOVODE8 | 6860__A | 44 | 5 | 5 | HOLTSS_9 | ECTRSHLT_9 | TO_FROM | 36066.05 | 36639.86 | -27.2341 | 0 | 935.37 | 1219.155 | -0.00162 | 0.015533 | -0.09991 | 0.74913 | -13.2276 | -25.7434 | 0 |  |  | 4114.453 | 951.985 | 2966.659 | 941.505 | 6630.72 | 9190.839 | 3527.971 | 971.458 | 3710.409 | 974.62 | Competitive | Competitive | 1 | FALSE | FALSE | 1 | Non-Competitive | 0.8985 | Non-Competitive
SWOVODE8 6865__A FROM_TO | SWOVODE8 | 6865__A | 48 | 5 | 5 | HOLTSS_9 | NTCOWDEN_9 | FROM_TO | 36066.05 | 36114.11 | 1.9928 | 0 | 1333.244 | 921.389 | -0.0051 | 0.002489 | -0.7699 | 0.060087 | 11.0029 | 8.3624 | 0 |  |  | 3020.884 | 10000 | 804.257 | 9360.998 | 10000 | 10000 | 839.433 | 9993.822 | 4911.449 | 10000 | Competitive | Competitive | 1 | FALSE | FALSE | 1 | Non-Competitive | 0.7425 | Non-Competitive
SWOVODE8 6865__A TO_FROM | SWOVODE8 | 6865__A | 48 | 5 | 5 | HOLTSS_9 | NTCOWDEN_9 | TO_FROM | 36066.05 | 36900 | -10.4706 | 0 | 879.124 | 1169.488 | -0.00081 | 0.009532 | -0.06009 | 0.7699 | -1.9843 | -9.5605 | 0 |  |  | 4124.04 | 2739.07 | 2777.906 | 963.281 | 6660.268 | 9117.385 | 3476.866 | 1008.209 | 3724.447 | 2921.002 | Competitive | Competitive | 1 | FALSE | FALSE | 1 | Non-Competitive | 0.7425 | Non-Competitive
SWRDYN8 358T544_1 FROM_TO | SWRDYN8 | 358T544_1 | 38 | 4 | 4 | L_ALTAIR9_1Y | L_STAFHI9_1Y | FROM_TO | 36066.05 | 35931.91 | -95.6076 | 0 | 1142.564 | 1136.91 | -0.01653 | 0.036485 | -0.39731 | 0.4273 | 91.309 | -87.7602 | 0 | 8080.704 |  | 4395.087 | 5139.213 | 1048.838 | 1264.08 | 7707.42 | 6542.993 | 4092.135 | 1952.941 | 6194.153 | 5639.961 | Competitive | Non-Competitive | 0 | TRUE | FALSE | 1 | Non-Competitive | 0.719 | Non-Competitive
SWRDYN8 358T544_1 TO_FROM | SWRDYN8 | 358T544_1 | 38 | 4 | 4 | L_ALTAIR9_1Y | L_STAFHI9_1Y | TO_FROM | 36066.05 | 35855.89 | -57.6279 | 0 | 1110.109 | 1163.762 | -0.03648 | 0.01653 | -0.4273 | 0.39731 | 128.2615 | -49.2565 | 0 |  | 8080.704 | 5139.213 | 4395.087 | 1041.364 | 1228.166 | 6542.993 | 7707.42 | 1629.417 | 4321.316 | 5639.961 | 6194.153 | Competitive | Non-Competitive | 0 | TRUE | FALSE | 1 | Non-Competitive | 0.719 | Non-Competitive
SWRDYN8 BLESSI_LAN_CT1_1 FROM_TO | SWRDYN8 | BLESSI_LAN_CT1_1 | 179 | 4 | 4 | BLESSING4A | LAN_CTY4A | FROM_TO | 36066.05 | 36192.57 | -88.2894 | 0 | 757.415 | 5122.801 | -0.31825 | 0.027442 | -0.31952 | 0.098031 | 138.2428 | -88.0617 | 0 | 10000 | 5936.296 | 1973.676 | 8098.237 | 940.278 | 3821.261 | 6876.874 | 8098.237 | 1431.324 | 7639.611 | 2182.992 | 7764.047 | Competitive | Competitive | 1 | TRUE | FALSE | 1 | Non-Competitive | 0.711 | Non-Competitive
SWRDYN8 BLESSI_LAN_CT1_1 TO_FROM | SWRDYN8 | BLESSI_LAN_CT1_1 | 179 | 4 | 4 | BLESSING4A | LAN_CTY4A | TO_FROM | 36066.05 | 34773.3 | -128.793 | 0 | 5122.806 | 757.415 | -0.02744 | 0.31825 | -0.09803 | 0.31952 | 304.918 | -105.097 | 0 | 5936.296 | 10000 | 8098.237 | 2447.339 | 3821.261 | 1139.776 | 8098.237 | 6876.874 | 7639.611 | 1789.104 | 7764.047 | 2670.644 | Non-Competitive | Non-Competitive | 0 | TRUE | FALSE | 1 | Non-Competitive | 0.711 | Non-Competitive
SWRDYN8 LC_NEW60_A FROM_TO | SWRDYN8 | LC_NEW60_A | 336 | 4 | 4 | NEWGLF608000 | S_LANE__138A | FROM_TO | 36066.05 | 35475.11 | -511.631 | 0 | 1215.568 | 763.651 | -0.33268 | 0.54959 | -0.33268 | 0.59584 | 533.4752 | -262.318 | 0 | 3362.016 | 3995.687 | 10000 | 10000 | 1845.257 | 1998.914 | 10000 | 10000 | 3896.173 | 8090.327 | 4688.286 | 8535.007 | Competitive | Non-Competitive | 0 | TRUE | FALSE | 1 | Non-Competitive | 0.7185 | Non-Competitive
SWRDYN8 LC_NEW60_A TO_FROM | SWRDYN8 | LC_NEW60_A | 336 | 4 | 4 | NEWGLF608000 | S_LANE__138A | TO_FROM | 36066.05 | 35731.86 | -444.871 | 0 | 752.712 | 1215.568 | -0.54959 | 0.33268 | -0.59584 | 0.33268 | 535.0144 | -441.595 | 0 | 3219.559 | 3362.016 | 10000 | 10000 | 1643.555 | 1854.412 | 10000 | 10000 | 7832.93 | 3896.508 | 8301.317 | 4688.286 | Competitive | Non-Competitive | 0 | TRUE | FALSE | 1 | Non-Competitive | 0.7185 | Non-Competitive
SWRDYN8 NEWTGF04_A FROM_TO | SWRDYN8 | NEWTGF04_A | 382 | 4 | 4 | NEWGLF048015 | TXGLF___138A | FROM_TO | 36066.05 | 35823.93 | -545.93 | 0 | 1221.529 | 752.473 | -0.45033 | 0.14989 | -0.45033 | 0.50342 | 491.0326 | -297.246 | 0 | 4630.512 | 3466.927 | 8790.362 | 7254.81 | 2079.817 | 1886.261 | 10000 | 7254.81 | 4240.59 | 5698.12 | 6308.088 | 5940.604 | Competitive | Non-Competitive | 0 | TRUE | FALSE | 1 | Non-Competitive | 0.742 | Non-Competitive
SWRDYN8 NEWTGF04_A TO_FROM | SWRDYN8 | NEWTGF04_A | 382 | 4 | 4 | NEWGLF048015 | TXGLF___138A | TO_FROM | 36066.05 | 35693.66 | -403.416 | 0 | 763.099 | 1205.459 | -0.14989 | 0.45033 | -0.50342 | 0.45033 | 569.2861 | -364.26 | 0 | 2857.523 | 4630.512 | 7254.81 | 8790.362 | 1573.244 | 2091.761 | 7254.81 | 10000 | 5552.207 | 4241.487 | 5810.148 | 6308.088 | Competitive | Non-Competitive | 0 | TRUE | FALSE | 1 | Non-Competitive | 0.742 | Non-Competitive
SWRDYN8 PG_WC_04_A FROM_TO | SWRDYN8 | PG_WC_04_A | 291 | 4 | 4 | PLEDGR__8000 | W_COL___8010 | FROM_TO | 36066.05 | 34230.74 | -406.374 | 0 | 3979.632 | 1182.796 | -0.14997 | 0.45025 | -0.14997 | 0.57623 | 565.8125 | -367.928 | 0 | 2861.572 | 4630.449 | 7254.691 | 8789.682 | 1583.119 | 2075.826 | 7254.691 | 10000 | 5558.329 | 4223.001 | 5812.744 | 6302.36 | Non-Competitive | Non-Competitive | 0 | TRUE | FALSE | 1 | Non-Competitive | 0.758 | Non-Competitive
SWRDYN8 PG_WC_04_A TO_FROM | SWRDYN8 | PG_WC_04_A | 291 | 4 | 4 | PLEDGR__8000 | W_COL___8010 | TO_FROM | 36066.05 | 35713.8 | -360.059 | 0 | 1184.263 | 3979.641 | -0.45025 | 0.14997 | -0.57623 | 0.14997 | 493.98 | -294.699 | 0 | 4630.449 | 3470.473 | 8789.682 | 7254.691 | 2063.142 | 1894.848 | 10000 | 7254.691 | 4222.006 | 5703.297 | 6302.36 | 5942.534 | Non-Competitive | Non-Competitive | 0 | TRUE | FALSE | 1 | Non-Competitive | 0.758 | Non-Competitive
SW_BBAT8 2585_1 FROM_TO | SW_BBAT8 | 2585_1 | 122 | 1 | 1 | MOORESUB8 | DOWNIESUB8 | FROM_TO | 36066.05 | 35928.26 | -151.361 | 0 | 1021.335 | 1149.1 | -0.16925 | 0.055164 | -0.41732 | 0.11539 | 179.5025 | -90.303 | 0 | 10000 | 10000 | 10000 | 10000 | 1224.752 | 1531.888 | 10000 | 10000 | 3109.938 | 5720.286 | 10000 | 10000 | Competitive | Non-Competitive | 0 | TRUE | FALSE | 1 | Non-Competitive | 0.7265 | Non-Competitive
SW_BBAT8 2585_1 TO_FROM | SW_BBAT8 | 2585_1 | 122 | 1 | 1 | MOORESUB8 | DOWNIESUB8 | TO_FROM | 36066.05 | 34994.87 | -168.859 | 0 | 1137.655 | 1021.335 | -0.05516 | 0.16925 | -0.11539 | 0.41732 | 247.022 | -136.83 | 0 | 1868.937 | 10000 | 6011.237 | 10000 | 800.369 | 1364.039 | 6011.237 | 10000 | 1771.733 | 3331.307 | 2779.45 | 10000 | Competitive | Non-Competitive | 0 | TRUE | FALSE | 1 | Non-Competitive | 0.7265 | Non-Competitive
SW_BUVA8 2585_1 FROM_TO | SW_BUVA8 | 2585_1 | 122 | 1 | 1 | MOORESUB8 | DOWNIESUB8 | FROM_TO | 36066.05 | 35922.28 | -179.667 | 0 | 1001.35 | 1131.806 | -0.19109 | 0.05278 | -0.49434 | 0.10211 | 193.0704 | -113.632 | 0 | 10000 | 10000 | 10000 | 10000 | 1144.835 | 1589.151 | 10000 | 10000 | 2601.049 | 5517.244 | 10000 | 10000 | Competitive | Non-Competitive | 0 | TRUE | FALSE | 1 | Non-Competitive | 0.7185 | Non-Competitive
SW_BUVA8 2585_1 TO_FROM | SW_BUVA8 | 2585_1 | 122 | 1 | 1 | MOORESUB8 | DOWNIESUB8 | TO_FROM | 36066.05 | 34458.37 | -177.569 | 0 | 1131.805 | 1001.35 | -0.05278 | 0.19109 | -0.10211 | 0.49434 | 288.9377 | -143.706 | 0 | 1925.575 | 10000 | 6672.528 | 10000 | 841.531 | 1287.16 | 6672.528 | 10000 | 1808.294 | 2880.808 | 2998.022 | 10000 | Competitive | Non-Competitive | 0 | TRUE | FALSE | 1 | Non-Competitive | 0.7185 | Non-Competitive
SW_BUVA8 UVALDE_69A1 FROM_TO | SW_BUVA8 | UVALDE_69A1 | 40.7 | 1 | 1 | UVALDE2A | UVALDE4A | FROM_TO | 36066.05 | 36296.29 | -23.8286 | 0 | 1056.449 | 1082.321 | -0.05136 | 0.002887 | -0.15254 | 0.60734 | 5.577 | -9.893 | 0 |  | 10000 | 3026.744 | 10000 | 1253.322 | 2160.025 | 3134.55 | 10000 | 1780.927 | 9479.307 | 2235.629 | 10000 | Competitive | Competitive | 1 | TRUE | FALSE | 1 | Non-Competitive | 0.7655 | Non-Competitive
SW_BUVA8 UVALDE_69A1 TO_FROM | SW_BUVA8 | UVALDE_69A1 | 40.7 | 1 | 1 | UVALDE2A | UVALDE4A | TO_FROM | 36066.05 | 36088.96 | -4.1749 | 0 | 997.715 | 1018.701 | -0.00289 | 0.051359 | -0.60734 | 0.15254 | 26.7851 | -2.1152 | 0 | 10000 |  | 7608.814 | 4337.952 | 1182.603 | 1460.684 | 10000 | 5000 | 7265.57 | 2712.744 | 8967.56 | 4667.889 | Competitive | Competitive | 1 | TRUE | FALSE | 1 | Non-Competitive | 0.7655 | Non-Competitive
SX3BRA8 E1_M1_1 FROM_TO | SX3BRA8 | E1_M1_1 | 214 | 1 | 1 | FIVE_PTS | WSTSIDE | FROM_TO | 36066.05 | 36239.13 | -7.9752 | 0 | 1117.301 | 1006.784 | -0.07281 | 0.14927 | -0.30261 | 0.45785 | 161.6244 | 9.7334 | 0 | 10000 | 8678.978 | 10000 | 10000 | 7137.474 | 6591.521 | 10000 | 10000 | 9974.052 | 9174.831 | 10000 | 9364.128 | Competitive | Competitive | 1 | TRUE | FALSE | 1 | Non-Competitive | 0.711 | Non-Competitive
SX3BRA8 E1_M1_1 TO_FROM | SX3BRA8 | E1_M1_1 | 214 | 1 | 1 | FIVE_PTS | WSTSIDE | TO_FROM | 36066.05 | 36211.42 | -291.169 | 0 | 1004.535 | 1134.62 | -0.14927 | 0.072805 | -0.45785 | 0.30261 | 147.4464 | -49.2743 | 0 | 8678.978 | 10000 | 10000 | 10000 | 5057.243 | 7192.36 | 10000 | 10000 | 8822.785 | 9974.387 | 9364.128 | 10000 | Competitive | Competitive | 1 | TRUE | FALSE | 1 | Non-Competitive | 0.711 | Non-Competitive
SX3CAL8 E1_M1_1 FROM_TO | SX3CAL8 | E1_M1_1 | 214 | 1 | 1 | FIVE_PTS | WSTSIDE | FROM_TO | 36066.05 | 36236.94 | -7.3241 | 0 | 1117.301 | 1006.784 | -0.07279 | 0.14929 | -0.30259 | 0.45787 | 162.2899 | 10.3891 | 0 | 10000 | 8679.418 | 10000 | 10000 | 7042.445 | 6611.509 | 10000 | 10000 | 9973.123 | 9177.191 | 10000 | 9364.642 | Competitive | Competitive | 1 | TRUE | FALSE | 1 | Non-Competitive | 0.7425 | Non-Competitive
SX3CAL8 E1_M1_1 TO_FROM | SX3CAL8 | E1_M1_1 | 214 | 1 | 1 | FIVE_PTS | WSTSIDE | TO_FROM | 36066.05 | 36212.86 | -291.821 | 0 | 1023.122 | 1117.301 | -0.14928 | 0.072787 | -0.45787 | 0.30259 | 146.785 | -49.928 | 0 | 8679.418 | 10000 | 10000 | 10000 | 5080.509 | 7098.789 | 10000 | 10000 | 8826.956 | 9973.481 | 9364.642 | 10000 | Competitive | Competitive | 1 | TRUE | FALSE | 1 | Non-Competitive | 0.7425 | Non-Competitive
SYOACUE8 542T542_1 FROM_TO | SYOACUE8 | 542T542_1 | 30 | 1 | 1 | L_CUERHY9_1Y | L_CUERO_9_1Y | FROM_TO | 36066.05 | 36056.78 | -24.1766 | 0 | 1045.132 | 1111.92 | -0.01364 | 0.003945 | -0.341 | 0.59469 | 33.3405 | -20.8979 | 0 |  |  | 7594.902 | 2583.253 | 1233.386 | 977.346 | 8395.759 | 3361.518 | 3402.877 | 1759.632 | 8162.207 | 2508.956 | Competitive | Non-Competitive | 0 | FALSE | FALSE | 1 | Non-Competitive | 0.7345 | Non-Competitive
SYOACUE8 542T542_1 TO_FROM | SYOACUE8 | 542T542_1 | 30 | 1 | 1 | L_CUERHY9_1Y | L_CUERO_9_1Y | TO_FROM | 36066.05 | 36066.48 | -24.12 | 0 | 1111.92 | 1045.132 | -0.00394 | 0.013637 | -0.59469 | 0.341 | 29.5373 | -17.0711 | 0 |  |  | 2583.253 | 7684.904 | 811.748 | 1515.735 | 3361.518 | 8395.759 | 1600.761 | 4028.44 | 2508.956 | 8217.114 | Competitive | Competitive | 1 | FALSE | FALSE | 1 | Non-Competitive | 0.7345 | Non-Competitive
SZEPCMN8 DOW_RISN_1 FROM_TO | SZEPCMN8 | DOW_RISN_1 | 35 | 2 | 2 | DOWNING | RISINGSTAR | FROM_TO | 36066.05 | 36033.44 | -18.2231 | 0 | 1240.263 | 853.193 | -0.00842 | 0.009764 | -0.53501 | 0.14775 | 52.4476 | -10.3786 | 0 |  |  | 4980.858 | 10000 | 1688.814 | 1637.349 | 8066.98 | 10000 | 2267.059 | 4681.196 | 5660.3 | 10000 | Competitive | Non-Competitive | 0 | FALSE | FALSE | 1 | Non-Competitive | 0.7185 | Non-Competitive
SZEPCMN8 DOW_RISN_1 TO_FROM | SZEPCMN8 | DOW_RISN_1 | 35 | 2 | 2 | DOWNING | RISINGSTAR | TO_FROM | 36066.05 | 36127.46 | -34.9301 | 0 | 853.193 | 1229.652 | -0.00674 | 0.008422 | -0.14775 | 0.53501 | 25.9273 | -38.4248 | 0 |  |  | 10000 | 7600.319 | 1205.134 | 1861.196 | 10000 | 6659.517 | 3643.092 | 2678.639 | 10000 | 8252.75 | Competitive | Competitive | 1 | FALSE | FALSE | 1 | Non-Competitive | 0.7185 | Non-Competitive
SZORMAR5 419T419_1 FROM_TO | SZORMAR5 | 419T419_1 | 1195 | 1 | 1 | L_MARION5_1Y | L_CLEASP5_1Y | FROM_TO | 36066.05 | 29581.3 | -2445.52 | 0 | 948.179 | 1010.097 | -0.39205 | 0.4413 | -0.39205 | 0.4413 | 3708.498 | -3485.58 | 0 | 2135.672 | 1353.921 | 2492.28 | 2044.492 | 2069.13 | 1335.258 | 2899.838 | 5038.867 | 2697.318 | 1315.963 | 2701.527 | 1316.881 | Competitive | Non-Competitive | 0 | TRUE | FALSE | 1 | Non-Competitive | 0.711 | Non-Competitive
SZORMAR5 419T419_1 TO_FROM | SZORMAR5 | 419T419_1 | 1195 | 1 | 1 | L_MARION5_1Y | L_CLEASP5_1Y | TO_FROM | 36066.05 | 29836.63 | -3673.52 | 0 | 1010.097 | 971.691 | -0.4413 | 0.39205 | -0.4413 | 0.39205 | 4602.263 | -1477.52 | 0 | 1117.661 | 2521.49 | 2044.492 | 2832.596 | 1104.769 | 2431.166 | 5038.867 | 3348.684 | 1135.229 | 3030.061 | 1135.924 | 3035.285 | Competitive | Non-Competitive | 0 | TRUE | FALSE | 1 | Non-Competitive | 0.711 | Non-Competitive
UCOLCOL1 BLESSI_LOLITA1_1 FROM_TO | UCOLCOL1 | BLESSI_LOLITA1_1 | 211 | 0 | 0 | BLESSING4A | LOLITA4A | FROM_TO | 36066.05 | 34776.09 | -125.752 | 0 | 1277.268 | 916.443 | -0.30149 | 0.052079 | -0.41558 | 0.13572 | 765.6307 | -0.14002 | 0 | 2201.712 | 1897.967 | 2201.712 | 5311.342 | 1156.843 | 1439.364 | 1491.301 | 6381.64 | 1429.022 | 4735.718 | 1969.694 | 4885.712 | Competitive | Non-Competitive | 0 | TRUE | FALSE | 1 | Non-Competitive | 0.7265 | Non-Competitive
UCOLCOL1 BLESSI_LOLITA1_1 TO_FROM | UCOLCOL1 | BLESSI_LOLITA1_1 | 211 | 0 | 0 | BLESSING4A | LOLITA4A | TO_FROM | 36066.05 | 35720.74 | -565.553 | 0 | 916.442 | 1277.268 | -0.05208 | 0.30149 | -0.13572 | 0.41558 | 236.3278 | -592.445 | 0 | 1359.39 | 2367.904 | 5311.342 | 2367.904 | 1144.481 | 1307.997 | 6381.64 | 1739.802 | 4301.252 | 1571.023 | 4433.943 | 2128.99 | Competitive | Non-Competitive | 0 | TRUE | FALSE | 1 | Non-Competitive | 0.7265 | Non-Competitive
UDO8DOW1 DOW69_1 FROM_TO | UDO8DOW1 | DOW69_1 | 129 | 0 | 0 | DOWGEN_2_8 | DOWGEN_3_8 | FROM_TO | 36066.05 | -11707.2 | -165.242 | 0 | 10000 | 788.51 | -0.00458 | 0.99542 | -0.00458 | 0.99542 | 183.9679 | -165.198 | 0 | 10000 |  | 10000 | 920.177 | 10000 | 920.177 | 10000 | 920.177 | 10000 | 920.177 | 10000 | 920.177 | Non-Competitive | Non-Competitive | 0 | TRUE | FALSE | 1 | Non-Competitive | 0.8985 | Non-Competitive
UDO8DOW1 DOW69_1 TO_FROM | UDO8DOW1 | DOW69_1 | 129 | 0 | 0 | DOWGEN_2_8 | DOWGEN_3_8 | TO_FROM | 36066.05 | 36029.56 | 166.0141 | 0 | 788.51 | 10000 | -0.99542 | 0.004576 | -0.99542 | 0.004576 | 165.3273 | 165.1978 | 0 |  | 10000 | 788.51 | 10000 | 788.51 | 10000 | 788.51 | 10000 | 788.51 | 10000 | 788.51 | 10000 | Non-Competitive | Non-Competitive | 0 | TRUE | FALSE | 0 | Non-Competitive | 0.8985 | Non-Competitive
UFO1FOR1 VICTOR_V_DUPS1_1 FROM_TO | UFO1FOR1 | VICTOR_V_DUPS1_1 | 206 | 0 | 0 | V_DUPSW4A | VICTORIA4A | FROM_TO | 36066.05 | 40126.23 | -273.306 | 0 | 3314.94 | 977.602 | -0.02982 | 0.39038 | -0.05445 | 0.39038 | 8.4854 | -240.522 | 0 | 3249.365 | 10000 | 3249.365 | 5655.74 | 2721.823 | 935.074 | 7116.782 | 9550.205 | 3530.441 | 1225.409 | 3568.416 | 7834.886 | Competitive | Competitive | 1 | TRUE | FALSE | 1 | Non-Competitive | 0.8045 | Non-Competitive
UFO1FOR1 VICTOR_V_DUPS1_1 TO_FROM | UFO1FOR1 | VICTOR_V_DUPS1_1 | 206 | 0 | 0 | V_DUPSW4A | VICTORIA4A | TO_FROM | 36066.05 | 35895.4 | 78.2039 | 0 | 869.491 | 3314.939 | -0.39038 | 0.029824 | -0.39038 | 0.054449 | 275.0196 | 41.0465 | 0 | 10000 | 3249.365 | 5655.74 | 3249.365 | 799.543 | 2839.526 | 9550.205 | 7116.782 | 1023.26 | 3535.65 | 7834.886 | 3568.416 | Non-Competitive | Non-Competitive | 0 | TRUE | FALSE | 1 | Non-Competitive | 0.8045 | Non-Competitive
XAND89 6596__F FROM_TO | XAND89 | 6596__F | 65 | 2 | 2 | HOLTSS_9 | EMMATAP_9 | FROM_TO | 36066.05 | 36124.62 | 6.4172 | 0 | 0 | 783.721 | 0 | 0.000178 | -0.99982 | 0.000178 | 6.4107 | 6.4406 | 0 |  |  | 783.721 |  | 783.721 |  | 783.721 |  | 783.721 |  | 783.721 | 0 | Competitive | Competitive | 1 | FALSE | TRUE | 1 | Non-Competitive | 0.7185 | Non-Competitive
XAND89 6596__F TO_FROM | XAND89 | 6596__F | 65 | 2 | 2 | HOLTSS_9 | EMMATAP_9 | TO_FROM | 36066.05 | 92690.8 | -6.4238 | 0 | 783.721 | 0 | -0.00018 | 0 | -0.00018 | 0.99982 | -6.4238 | -6.4266 | 0 |  |  |  | 913.719 |  | 913.719 |  | 913.719 |  | 913.719 | 0 | 913.719 | Competitive | Competitive | 1 | FALSE | TRUE | 1 | Non-Competitive | 0.7185 | Non-Competitive
XARA89 ROCKPORT_69A1 FROM_TO | XARA89 | ROCKPORT_69A1 | 102 | 1 | 1 | ROCKPORT2A | ROCKPORT4A | FROM_TO | 36066.05 | 36911.24 | -55.6641 | 0 | 928.97 | 1134.141 | -0.01782 | 0.011348 | -0.15176 | 0.56649 | -26.396 | -46.8763 | 0 |  |  | 10000 | 5644.313 | 4762.179 | 815.39 | 10000 | 5644.313 | 7501.727 | 2657.671 | 10000 | 5644.313 | Competitive | Competitive | 1 | FALSE | FALSE | 1 | Non-Competitive | 0.75 | Non-Competitive
XARA89 ROCKPORT_69A1 TO_FROM | XARA89 | ROCKPORT_69A1 | 102 | 1 | 1 | ROCKPORT2A | ROCKPORT4A | TO_FROM | 36066.05 | 36144.99 | 26.4709 | 0 | 1232.684 | 900.402 | -0.01135 | 0.017819 | -0.56649 | 0.15176 | 57.2837 | 31.4826 | 0 |  |  | 3565.035 | 10000 | 700.093 | 5092.892 | 5644.313 | 10000 | 2109.736 | 7519.379 | 4362.122 | 10000 | Competitive | Competitive | 1 | FALSE | FALSE | 1 | Non-Competitive | 0.75 | Non-Competitive
XASH89 CRYSTA_TURTLC1_1 FROM_TO | XASH89 | CRYSTA_TURTLC1_1 | 38 | 1 | 1 | CRYSTAL2A | TURTLECK2A | FROM_TO | 36066.05 | 92690.8 | -21.7754 | 0 | 0 | 783.721 | -0.0006 | 0 | -0.0006 | 0.9994 | -21.7975 | -21.8071 | 0 |  |  |  | 913.719 |  | 913.719 |  | 913.719 |  | 913.719 | 0 | 913.719 | Competitive | Competitive | 1 | FALSE | TRUE | 1 | Non-Competitive | 0.711 | Non-Competitive
XASH89 CRYSTA_TURTLC1_1 TO_FROM | XASH89 | CRYSTA_TURTLC1_1 | 38 | 1 | 1 | CRYSTAL2A | TURTLECK2A | TO_FROM | 36066.05 | 36082.19 | 21.7754 | 0 | 0 | 783.721 | 0 | 0.000603 | -0.9994 | 0.000603 | 21.7532 | 21.8545 | 0 |  |  | 783.721 |  | 783.721 |  | 783.721 |  | 783.721 |  | 783.721 | 0 | Competitive | Competitive | 1 | FALSE | TRUE | 1 | Non-Competitive | 0.711 | Non-Competitive
XATK89 NAL_BRIR_1 FROM_TO | XATK89 | NAL_BRIR_1 | 49 | 1 | 1 | BRYN_NALL | BRYN_BRCREST | FROM_TO | 36066.05 | 36106.58 | 4.5595 | 0 | 1140.329 | 950.27 | -0.32717 | 0.000787 | -0.6805 | 0.18363 | 21.4212 | 15.9914 | 0 |  | 10000 | 800.355 | 10000 | 808.726 | 9852.734 | 800.355 | 10000 | 870.194 | 9998.363 | 867.932 | 10000 | Competitive | Competitive | 1 | TRUE | FALSE | 1 | Non-Competitive | 0.6955 | Non-Competitive
XATK89 NAL_BRIR_1 TO_FROM | XATK89 | NAL_BRIR_1 | 49 | 1 | 1 | BRYN_NALL | BRYN_BRCREST | TO_FROM | 36066.05 | 36350.45 | -20.5553 | 0 | 1012.826 | 1100.087 | -0.00079 | 0.32717 | -0.18363 | 0.6805 | -3.1887 | -19.54 | 0 | 10000 |  | 10000 | 930.529 | 9852.734 | 940.018 | 10000 | 930.529 | 9998.363 | 1007.236 | 10000 | 1004.966 | Competitive | Competitive | 1 | TRUE | FALSE | 1 | Non-Competitive | 0.6955 | Non-Competitive
XAU2S58 AUSTRO_AT2H FROM_TO | XAU2S58 | AUSTRO_AT2H | 480 | 3 | 3 | L_AUSTRO5_1Y | AUSTRO2_1KV | FROM_TO | 36066.05 | 36120.83 | 46.3554 | 0 | 1249.198 | 4828.756 | -0.3199 | 0.030726 | -0.3233 | 0.078542 | 462.2906 | -2.3314 | 0 | 3490.931 | 4856.637 | 1533.722 | 5337.206 | 987.988 | 4856.637 | 3490.931 | 9085.919 | 1114.436 | 4978.15 | 1380.352 | 4978.15 | Competitive | Competitive | 1 | TRUE | FALSE | 1 | Non-Competitive | 0.797 | Non-Competitive
XAU2S58 AUSTRO_AT2H TO_FROM | XAU2S58 | AUSTRO_AT2H | 480 | 3 | 3 | L_AUSTRO5_1Y | AUSTRO2_1KV | TO_FROM | 36066.05 | 38831.9 | -458.321 | 0 | 4828.756 | 1245.213 | -0.03073 | 0.3199 | -0.07854 | 0.3233 | 231.9565 | -418.495 | 0 | 4856.637 | 3490.931 | 5337.206 | 1599.878 | 4822.456 | 1070.312 | 9085.919 | 3490.931 | 4977.825 | 1167.471 | 4978.15 | 1426.979 | Competitive | Competitive | 1 | TRUE | FALSE | 1 | Non-Competitive | 0.797 | Non-Competitive
XB2I58 JN_AT3L FROM_TO | XB2I58 | JN_AT3L | 717 | 3 | 3 | JENETA__138A | 49182_STAR | FROM_TO | 36066.05 | 36673.1 | -420.026 | 0 | 1188.889 | 646.562 | -0.03134 | 0.063153 | -0.90091 | 0.2295 | 174.086 | -364.21 | 0 | 6451.878 | 6229.761 | 6504.957 | 2197.911 | 3969.593 | 974.994 | 9567.168 | 4381.714 | 6651.093 | 1600.343 | 7899.138 | 2963.143 | Competitive | Competitive | 1 | TRUE | FALSE | 1 | Non-Competitive | 0.703 | Non-Competitive
XB2I58 JN_AT3L TO_FROM | XB2I58 | JN_AT3L | 717 | 3 | 3 | JENETA__138A | 49182_STAR | TO_FROM | 36066.05 | 37239.3 | -124.224 | 0 | 649.411 | 1165.582 | -0.06315 | 0.031337 | -0.2295 | 0.90091 | 439.6787 | 91.9694 | 0 | 6229.761 | 6451.878 | 1824.852 | 6504.957 | 826.029 | 3969.593 | 3628.481 | 9567.168 | 1320.548 | 6651.093 | 2508.657 | 7899.138 | Competitive | Competitive | 1 | TRUE | FALSE | 1 | Non-Competitive | 0.703 | Non-Competitive
XBA2N89 BANDER_5AT2 FROM_TO | XBA2N89 | BANDER_5AT2 | 44 | 1 | 1 | L_BANDER9_1Y | L_BANDER8_1Y | FROM_TO | 36066.05 | 35139.41 | -59.6092 | 0 | 1022.427 | 1034.802 | -0.00344 | 0.026373 | -0.02846 | 0.84209 | 70.5073 | -43.8039 | 0 | 6016.391 |  | 1930.241 | 2294.549 | 760.221 | 1304.674 | 2782.716 | 3033.294 | 1119.363 | 1930.54 | 1881.721 | 2856.57 | Competitive | Non-Competitive | 0 | TRUE | FALSE | 1 | Non-Competitive | 0.719 | Non-Competitive
XBA2N89 BANDER_5AT2 TO_FROM | XBA2N89 | BANDER_5AT2 | 44 | 1 | 1 | L_BANDER9_1Y | L_BANDER8_1Y | TO_FROM | 36066.05 | 36044.23 | -41.1703 | 0 | 1025.767 | 980.817 | -0.02637 | 0.006014 | -0.84209 | 0.02846 | 62.3752 | -17.9684 | 0 |  | 10000 | 2849.087 | 10000 | 1148.465 | 1582.625 | 3801.972 | 10000 | 1660.454 | 3709.715 | 2829.999 | 10000 | Competitive | Non-Competitive | 0 | TRUE | FALSE | 1 | Non-Competitive | 0.719 | Non-Competitive
XBA3T89 2585_1 FROM_TO | XBA3T89 | 2585_1 | 122 | 1 | 1 | MOORESUB8 | DOWNIESUB8 | FROM_TO | 36066.05 | 35988.72 | -124.482 | 0 | 1021.811 | 1140.501 | -0.14155 | 0.040602 | -0.3836 | 0.11119 | 151.6624 | -73.4936 | 0 | 10000 | 10000 | 10000 | 10000 | 1266.354 | 1532.553 | 10000 | 10000 | 2729.399 | 5746.335 | 10000 | 10000 | Competitive | Non-Competitive | 0 | TRUE | FALSE | 1 | Non-Competitive | 0.75 | Non-Competitive
XBA3T89 2585_1 TO_FROM | XBA3T89 | 2585_1 | 122 | 1 | 1 | MOORESUB8 | DOWNIESUB8 | TO_FROM | 36066.05 | 35328.56 | -144.065 | 0 | 1152.038 | 1013.02 | -0.0406 | 0.14155 | -0.11119 | 0.3836 | 205.1333 | -118.189 | 0 | 1876.728 | 10000 | 6099.07 | 10000 | 797.197 | 1408.693 | 6099.07 | 10000 | 1784.602 | 2933.856 | 2807.801 | 10000 | Competitive | Non-Competitive | 0 | TRUE | FALSE | 1 | Non-Competitive | 0.75 | Non-Competitive
XBA3T89 ASHERTON_69A1 FROM_TO | XBA3T89 | ASHERTON_69A1 | 40.7 | 1 | 1 | ASHERTON2A | ASHERTON4A | FROM_TO | 36066.05 | 36797.43 | -21.4863 | 0 | 1133.518 | 1072.965 | -0.0094 | 0.000817 | -0.05865 | 0.75259 | -2.8611 | -16.9623 | 0 |  |  | 4316.341 | 4260.024 | 3427.657 | 778.806 | 3614.279 | 4260.024 | 3223.523 | 1960.334 | 3753.817 | 4573.044 | Competitive | Competitive | 1 | FALSE | FALSE | 1 | Non-Competitive | 0.719 | Non-Competitive
XBA3T89 ASHERTON_69A1 TO_FROM | XBA3T89 | ASHERTON_69A1 | 40.7 | 1 | 1 | ASHERTON2A | ASHERTON4A | TO_FROM | 36066.05 | 36089.91 | 4.5432 | 0 | 1012.718 | 1182.412 | -0.0007 | 0.030766 | -0.75259 | 0.058654 | 22.7442 | 5.9908 | 0 | 10000 |  | 10000 | 6732.12 | 649.778 | 7269.489 | 10000 | 5419.616 | 3359.33 | 6926.731 | 10000 | 5833.562 | Competitive | Competitive | 1 | TRUE | FALSE | 1 | Non-Competitive | 0.719 | Non-Competitive
XBA3T89 UVALDE_69A1 FROM_TO | XBA3T89 | UVALDE_69A1 | 40.7 | 1 | 1 | UVALDE2A | UVALDE4A | FROM_TO | 36066.05 | 36297.43 | -27.9892 | 0 | 1070.001 | 1041.047 | -0.03029 | 0.005113 | -0.09117 | 0.65731 | 19.6052 | -16.1894 | 0 |  | 10000 | 10000 | 10000 | 1006.715 | 1608.385 | 10000 | 10000 | 1272.715 | 8253.445 | 10000 | 10000 | Competitive | Competitive | 1 | TRUE | FALSE | 1 | Non-Competitive | 0.703 | Non-Competitive
XBA3T89 UVALDE_69A1 TO_FROM | XBA3T89 | UVALDE_69A1 | 40.7 | 1 | 1 | UVALDE2A | UVALDE4A | TO_FROM | 36066.05 | 36083.01 | -9.702 | 0 | 1041.047 | 1120.271 | -0.00096 | 0.030289 | -0.65731 | 0.091172 | 29.555 | -6.405 | 0 | 10000 |  | 8574.563 | 1842.721 | 1344.366 | 1651.81 | 8338.415 | 2124.944 | 6976.955 | 1623.483 | 8721.995 | 1819.344 | Competitive | Competitive | 1 | TRUE | FALSE | 1 | Non-Competitive | 0.703 | Non-Competitive
XBAL89 ABCG_ABSO1_1 FROM_TO | XBAL89 | ABCG_ABSO1_1 | 94 | 1 | 1 | ABSO2A | ABCG2A | FROM_TO | 36066.05 | 36118.32 | 1.9394 | 0 | 1143.846 | 983.603 | -0.00234 | 0.011768 | -0.9106 | 0.043564 | 46.4015 | 5.7244 | 0 |  |  | 2632.28 | 6223.682 | 1079.787 | 2319.518 | 3016.384 | 10000 | 1628.892 | 4332.312 | 3315.125 | 5034.328 | Competitive | Competitive | 1 | FALSE | FALSE | 1 | Non-Competitive | 0.758 | Non-Competitive
XBAL89 ABCG_ABSO1_1 TO_FROM | XBAL89 | ABCG_ABSO1_1 | 94 | 1 | 1 | ABSO2A | ABCG2A | TO_FROM | 36066.05 | 38171.36 | -34.0957 | 0 | 983.603 | 1178.988 | -0.003 | 0.008262 | -0.04356 | 0.9106 | 2.6999 | -25.8644 | 0 |  |  | 8460.6 | 1791.988 | 1342.68 | 1424.47 | 10000 | 4625.108 | 5254.81 | 1813.041 | 9252.06 | 2032.325 | Competitive | Competitive | 1 | FALSE | FALSE | 1 | Non-Competitive | 0.758 | Non-Competitive
XBAR89 ALMC_69T1 FROM_TO | XBAR89 | ALMC_69T1 | 33.3 | 1 | 1 | ALMC2A | ALMC4A | FROM_TO | 36066.05 | 36306.11 | -13.7331 | 0 | 1010.869 | 1457.883 | -0.00417 | 0.006782 | -0.13183 | 0.34508 | 1.4863 | -11.5718 | 0 |  |  | 3356.849 | 10000 | 3133.725 | 1184.383 | 3356.849 | 10000 | 3380.225 | 4157.249 | 3420.565 | 10000 | Competitive | Competitive | 1 | FALSE | FALSE | 1 | Non-Competitive | 0.7345 | Non-Competitive
XBAR89 ALMC_69T1 TO_FROM | XBAR89 | ALMC_69T1 | 33.3 | 1 | 1 | ALMC2A | ALMC4A | TO_FROM | 36066.05 | 36113.1 | -1.2041 | 0 | 1224.605 | 1003.338 | -0.00155 | 0.004169 | -0.34508 | 0.13183 | 17.0639 | 7.6408 | 0 |  |  | 4639.292 | 10000 | 926.769 | 10000 | 4639.292 | 10000 | 2448.158 | 10000 | 4821.526 | 10000 | Competitive | Competitive | 1 | FALSE | FALSE | 1 | Non-Competitive | 0.7345 | Non-Competitive
XBE2L89 GLIDDE_3AT1 FROM_TO | XBE2L89 | GLIDDE_3AT1 | 49 | 1 | 1 | L_GLIDDE9_1Y | L_GLIDDE8_1Y | FROM_TO | 36066.05 | 36958.83 | -52.0341 | 0 | 1121.655 | 1137.797 | -0.00726 | 0.013255 | -0.03624 | 0.75099 | 17.555 | -48.3369 | 0 |  |  | 2783.792 | 5142.069 | 709.416 | 1241.007 | 10000 | 6533.322 | 1089.988 | 1625.259 | 2622.808 | 5577.823 | Competitive | Competitive | 1 | FALSE | FALSE | 1 | Non-Competitive | 0.7265 | Non-Competitive
XBE2L89 GLIDDE_3AT1 TO_FROM | XBE2L89 | GLIDDE_3AT1 | 49 | 1 | 1 | L_GLIDDE9_1Y | L_GLIDDE8_1Y | TO_FROM | 36066.05 | 36044.54 | -3.8835 | 0 | 1137.797 | 1121.655 | -0.01325 | 0.007262 | -0.75099 | 0.03624 | 65.1543 | -7.244 | 0 |  |  | 5142.069 | 2783.792 | 1025.069 | 868.128 | 6533.322 | 10000 | 1346.262 | 1234.344 | 5577.823 | 2622.808 | Competitive | Non-Competitive | 0 | FALSE | FALSE | 1 | Non-Competitive | 0.7265 | Non-Competitive
XBL2U58 NICOLE_OAKC1_1 FROM_TO | XBL2U58 | NICOLE_OAKC1_1 | 275 | 3 | 3 | OAKC4A | NICOLE4A | FROM_TO | 36066.05 | 36996.29 | -159.92 | 0 | 901.418 | 880.019 | -0.0059 | 0.053359 | -0.31626 | 0.64288 | -18.4769 | -55.4009 | 0 | 7076.62 |  | 4260.318 | 2622.594 | 1752.749 | 872.285 | 10000 | 3497.441 | 3343.458 | 892.832 | 6145.352 | 2963.975 | Competitive | Competitive | 1 | TRUE | FALSE | 1 | Non-Competitive | 0.7035 | Non-Competitive
XBL2U58 NICOLE_OAKC1_1 TO_FROM | XBL2U58 | NICOLE_OAKC1_1 | 275 | 3 | 3 | OAKC4A | NICOLE4A | TO_FROM | 36066.05 | 36242.47 | 27.6272 | 0 | 878.758 | 923.235 | -0.02261 | 0.31626 | -0.64288 | 0.31626 | 161.3106 | 37.2901 | 0 | 5822.94 | 10000 | 10000 | 10000 | 981.477 | 3425.813 | 10000 | 10000 | 7913.375 | 4465.034 | 8290.938 | 10000 | Competitive | Competitive | 1 | TRUE | FALSE | 1 | Non-Competitive | 0.7035 | Non-Competitive
XBL2U58 NICOLE_ORNT1_1 FROM_TO | XBL2U58 | NICOLE_ORNT1_1 | 135 | 3 | 3 | NICOLE4A | ORNT4A | FROM_TO | 36066.05 | 36011.58 | -60.9617 | 0 | 1084.776 | 928.421 | -0.01588 | 0.18581 | -0.29943 | 0.18581 | 151.3101 | -33.7717 | 0 | 4627.462 |  | 10000 | 10000 | 1332.016 | 1149.872 | 10000 | 10000 | 7039.154 | 1661.593 | 7759.799 | 10000 | Competitive | Non-Competitive | 0 | TRUE | FALSE | 1 | Non-Competitive | 0.719 | Non-Competitive
XBL2U58 NICOLE_ORNT1_1 TO_FROM | XBL2U58 | NICOLE_ORNT1_1 | 135 | 3 | 3 | NICOLE4A | ORNT4A | TO_FROM | 36066.05 | 36339.54 | -110.242 | 0 | 928.421 | 1083.15 | -0.00758 | 0.053966 | -0.18581 | 0.29943 | 84.0524 | -60.5887 | 0 | 10000 |  | 10000 | 2558.649 | 1116.571 | 1928.039 | 10000 | 2238.379 | 3551.12 | 1908.372 | 10000 | 2319.971 | Competitive | Competitive | 1 | TRUE | FALSE | 1 | Non-Competitive | 0.719 | Non-Competitive
XCA2G58 CAGNON_MR3H FROM_TO | XCA2G58 | CAGNON_MR3H | 600 | 3 | 3 | CAGNON_5 | CAGSTAR3 | FROM_TO | 36066.05 | 36170.89 | -247.956 | 0 | 1154.285 | 1018.431 | -0.20876 | 0.051975 | -0.86273 | 0.13881 | 509.5549 | 299.3639 | 0 | 5347.801 | 8943.39 | 5347.801 | 9041.438 | 819.921 | 8893.547 | 5347.801 | 10000 | 1272.796 | 9482.021 | 5489.947 | 9484.352 | Competitive | Competitive | 1 | TRUE | FALSE | 1 | Non-Competitive | 0.6955 | Non-Competitive
XCA2G58 CAGNON_MR3H TO_FROM | XCA2G58 | CAGNON_MR3H | 600 | 3 | 3 | CAGNON_5 | CAGSTAR3 | TO_FROM | 36066.05 | 39346 | -420.503 | 0 | 1018.43 | 1140.405 | -0.05198 | 0.20876 | -0.13881 | 0.86273 | 156.3324 | -400.708 | 0 | 8890.008 | 10000 | 9041.438 | 10000 | 8815.706 | 931.912 | 10000 | 10000 | 9465.207 | 1473.208 | 9468.744 | 10000 | Competitive | Competitive | 1 | TRUE | FALSE | 1 | Non-Competitive | 0.6955 | Non-Competitive
XCA2G58 CAGNON_MR3L FROM_TO | XCA2G58 | CAGNON_MR3L | 600 | 3 | 3 | CAGNON1_8 | CAGSTAR3 | FROM_TO | 36066.05 | 39346 | -420.503 | 0 | 1018.43 | 1136.757 | -0.05198 | 0.20876 | -0.13881 | 0.29828 | 156.3324 | -400.708 | 0 | 8890.008 | 10000 | 9041.438 | 10000 | 8815.706 | 931.912 | 10000 | 10000 | 9465.207 | 1473.208 | 9468.744 | 10000 | Competitive | Competitive | 1 | TRUE | FALSE | 1 | Non-Competitive | 0.7345 | Non-Competitive
XCA2G58 CAGNON_MR3L TO_FROM | XCA2G58 | CAGNON_MR3L | 600 | 3 | 3 | CAGNON1_8 | CAGSTAR3 | TO_FROM | 36066.05 | 36369.27 | -247.956 | 0 | 1150.478 | 1018.431 | -0.20876 | 0.051975 | -0.29828 | 0.13881 | 509.5549 | 299.3639 | 0 | 5347.801 | 8943.39 | 5347.801 | 9041.438 | 819.921 | 8893.547 | 5347.801 | 10000 | 1272.796 | 9482.021 | 5489.947 | 9484.352 | Competitive | Competitive | 1 | TRUE | FALSE | 1 | Non-Competitive | 0.7345 | Non-Competitive
XCAG58 CAGNON_MR4H FROM_TO | XCAG58 | CAGNON_MR4H | 600 | 3 | 3 | CAGNON_5 | CAGSTAR4 | FROM_TO | 36066.05 | 36169.13 | -250.506 | 0 | 1140.401 | 986.014 | -0.21018 | 0.052058 | -0.86358 | 0.13903 | 510.9863 | 300.3297 | 0 | 5345.199 | 8948.034 | 5345.199 | 9045.624 | 819.949 | 8898.393 | 5345.199 | 10000 | 1270.821 | 9486.86 | 5483.962 | 9489.17 | Competitive | Competitive | 1 | TRUE | FALSE | 1 | Non-Competitive | 0.766 | Non-Competitive
XCAG58 CAGNON_MR4H TO_FROM | XCAG58 | CAGNON_MR4H | 600 | 3 | 3 | CAGNON_5 | CAGSTAR4 | TO_FROM | 36066.05 | 39328.93 | -421.879 | 0 | 938.588 | 1140.401 | -0.05206 | 0.21018 | -0.13903 | 0.86357 | 158.078 | -401.166 | 0 | 8894.894 | 10000 | 9045.624 | 10000 | 8820.874 | 931.976 | 10000 | 10000 | 9470.212 | 1470.101 | 9473.718 | 10000 | Competitive | Competitive | 1 | TRUE | FALSE | 1 | Non-Competitive | 0.766 | Non-Competitive
XCAG58 CAGNON_MR4L FROM_TO | XCAG58 | CAGNON_MR4L | 600 | 3 | 3 | CAGNON3_8 | CAGSTAR4 | FROM_TO | 36066.05 | 39328.93 | -421.879 | 0 | 938.588 | 1136.763 | -0.05206 | 0.21018 | -0.13903 | 0.29955 | 158.078 | -401.166 | 0 | 8894.894 | 10000 | 9045.624 | 10000 | 8820.874 | 931.976 | 10000 | 10000 | 9470.212 | 1470.101 | 9473.718 | 10000 | Competitive | Competitive | 1 | TRUE | FALSE | 1 | Non-Competitive | 0.75 | Non-Competitive
XCAG58 CAGNON_MR4L TO_FROM | XCAG58 | CAGNON_MR4L | 600 | 3 | 3 | CAGNON3_8 | CAGSTAR4 | TO_FROM | 36066.05 | 36363.21 | -250.506 | 0 | 1136.763 | 986.014 | -0.21018 | 0.052058 | -0.29955 | 0.13903 | 510.9863 | 300.3297 | 0 | 5345.199 | 8948.034 | 5345.199 | 9045.624 | 819.949 | 8898.393 | 5345.199 | 10000 | 1270.821 | 9486.86 | 5483.962 | 9489.17 | Competitive | Competitive | 1 | TRUE | FALSE | 1 | Non-Competitive | 0.75 | Non-Competitive
XCAG58 M3_G2_1 FROM_TO | XCAG58 | M3_G2_1 | 312 | 3 | 3 | HAMWOLF | MED_CTR | FROM_TO | 36066.05 | 36727.58 | -111.127 | 0 | 996.944 | 1099.339 | -0.00805 | 0.057785 | -0.38079 | 0.5068 | 49.7844 | -136.237 | 0 | 8978.91 |  | 8978.91 | 999.267 | 7528.439 | 965.783 | 10000 | 1875.047 | 9038.728 | 963.491 | 9444.239 | 980.25 | Competitive | Competitive | 1 | TRUE | FALSE | 1 | Non-Competitive | 0.859 | Non-Competitive
XCAG58 M3_G2_1 TO_FROM | XCAG58 | M3_G2_1 | 312 | 3 | 3 | HAMWOLF | MED_CTR | TO_FROM | 36066.05 | 36379.18 | -85.1637 | 0 | 1147.498 | 996.944 | -0.05778 | 0.008048 | -0.5068 | 0.38079 | 153.3046 | 76.7857 | 0 |  | 8978.91 | 959.131 | 8978.91 | 868.366 | 8669.826 | 1690.361 | 10000 | 890.534 | 9400.886 | 941.623 | 9444.239 | Competitive | Competitive | 1 | TRUE | FALSE | 1 | Non-Competitive | 0.859 | Non-Competitive
XCDH58 6325__C FROM_TO | XCDH58 | 6325__C | 210 | 5 | 5 | SHRY_B8 | PARKROW2_8 | FROM_TO | 36066.05 | 35926.83 | -118.697 | 0 | 661.113 | 1144.901 | -0.10396 | 0.03546 | -0.79968 | 0.13784 | 323.7379 | -37.9474 | 0 | 10000 | 10000 | 4019.461 | 10000 | 791.393 | 2856.338 | 10000 | 10000 | 2020.345 | 8153.985 | 5579.941 | 10000 | Competitive | Non-Competitive | 0 | TRUE | FALSE | 1 | Non-Competitive | 0.7895 | Non-Competitive
XCDH58 6325__C TO_FROM | XCDH58 | 6325__C | 210 | 5 | 5 | SHRY_B8 | PARKROW2_8 | TO_FROM | 36066.05 | 36404.54 | -303.56 | 0 | 1144.901 | 661.113 | -0.03546 | 0.10396 | -0.13784 | 0.79968 | 164.1252 | -216.816 | 0 | 10000 | 10000 | 10000 | 4019.461 | 2719.598 | 1080.183 | 10000 | 10000 | 8091.295 | 2850.993 | 10000 | 5579.941 | Competitive | Competitive | 1 | TRUE | FALSE | 1 | Non-Competitive | 0.7895 | Non-Competitive
XCLE58 MARION_4AT2 FROM_TO | XCLE58 | MARION_4AT2 | 478 | 1 | 1 | L_MARION5_1Y | L_MARION8_1Y | FROM_TO | 36066.05 | 36401.52 | 17.8751 | 0 | 1401.773 | 1085.739 | -0.04042 | 0.037237 | -0.43177 | 0.037237 | 333.1527 | 124.188 | 0 | 5778.956 | 10000 | 4741.96 | 10000 | 815.816 | 7377.522 | 5778.956 | 10000 | 1614.154 | 9469.381 | 5993.706 | 10000 | Competitive | Competitive | 1 | TRUE | FALSE | 1 | Non-Competitive | 0.789 | Non-Competitive
XCLE58 MARION_4AT2 TO_FROM | XCLE58 | MARION_4AT2 | 478 | 1 | 1 | L_MARION5_1Y | L_MARION8_1Y | TO_FROM | 36066.05 | 50618.69 | -286.468 | 0 | 1078.743 | 1420.522 | -0.03724 | 0.040417 | -0.03724 | 0.43177 | -6.9483 | -271.109 | 0 | 10000 | 5778.956 | 10000 | 4741.96 | 7334.051 | 939.579 | 10000 | 5778.956 | 9468.708 | 1803.271 | 10000 | 5993.706 | Competitive | Competitive | 1 | TRUE | FALSE | 1 | Non-Competitive | 0.789 | Non-Competitive
XCN2R58 1380__B FROM_TO | XCN2R58 | 1380__B | 364 | 3 | 3 | MSQTW1_8 | MSQTWE1_8 | FROM_TO | 36066.05 | 36468.2 | -53.8299 | 0 | 1097.852 | 676.177 | -0.06358 | 0.031884 | -0.32305 | 0.54774 | 233.0013 | -33.8992 | 0 | 10000 | 10000 | 3966.758 | 10000 | 1981.498 | 4240.62 | 10000 | 10000 | 4034.579 | 8661.071 | 5120.617 | 10000 | Competitive | Competitive | 1 | TRUE | FALSE | 1 | Non-Competitive | 0.758 | Non-Competitive
XCN2R58 1380__B TO_FROM | XCN2R58 | 1380__B | 364 | 3 | 3 | MSQTW1_8 | MSQTWE1_8 | TO_FROM | 36066.05 | 36491.2 | -212.181 | 0 | 685.795 | 1097.852 | -0.03188 | 0.063578 | -0.54774 | 0.32305 | 131.0206 | -145.372 | 0 | 10000 | 10000 | 10000 | 3966.758 | 3326.872 | 2097.119 | 10000 | 10000 | 8509.306 | 4200.964 | 10000 | 5120.617 | Competitive | Competitive | 1 | TRUE | FALSE | 1 | Non-Competitive | 0.758 | Non-Competitive
XCO2L58 LOOP_VICTORIA_1 FROM_TO | XCO2L58 | LOOP_VICTORIA_1 | 173 | 3 | 3 | LOOP463SUB8 | VICTORIA4A | FROM_TO | 36066.05 | 36222.77 | -93.4537 | 0 | 10000 | 1078.377 | -0.11423 | 0.30691 | -0.12664 | 0.75173 | 150.4983 | 1.152 | 0 | 10000 | 3448.47 | 10000 | 3448.47 | 834.569 | 2201.29 | 10000 | 4070.031 | 5937.052 | 2873.762 | 10000 | 3206.331 | Competitive | Competitive | 1 | TRUE | FALSE | 1 | Non-Competitive | 0.8125 | Non-Competitive
XCO2L58 LOOP_VICTORIA_1 TO_FROM | XCO2L58 | LOOP_VICTORIA_1 | 173 | 3 | 3 | LOOP463SUB8 | VICTORIA4A | TO_FROM | 36066.05 | 36223.07 | -86.6617 | 0 | 1147.578 | 10000 | -0.30691 | 0.11423 | -0.75173 | 0.12664 | 55.3013 | -116.222 | 0 | 3448.47 | 10000 | 3448.47 | 10000 | 1745.919 | 961.764 | 4070.031 | 10000 | 2722.786 | 6286.348 | 3206.331 | 10000 | Competitive | Competitive | 1 | TRUE | FALSE | 1 | Non-Competitive | 0.8125 | Non-Competitive
XDAN89 TAB_DANS_1 FROM_TO | XDAN89 | TAB_DANS_1 | 120 | 1 | 1 | BRYN_TABOR69 | BRYN_DSBY69 | FROM_TO | 36066.05 | 36281.14 | 3.9036 | 0 | 1157.491 | 10000 | -0.5235 | 0.00025 | -0.5235 | 0.032991 | 7.4031 | 3.714 | 0 |  | 10000 | 829.669 | 10000 | 825.996 | 9929.336 | 987.591 | 10000 | 900.332 | 9998.828 | 901.414 | 10000 | Competitive | Competitive | 1 | TRUE | FALSE | 1 | Non-Competitive | 0.7035 | Non-Competitive
XDAN89 TAB_DANS_1 TO_FROM | XDAN89 | TAB_DANS_1 | 120 | 1 | 1 | BRYN_TABOR69 | BRYN_DSBY69 | TO_FROM | 36066.05 | 36525.31 | -6.4535 | 0 | 10000 | 1083.987 | -0.00025 | 0.5235 | -0.03299 | 0.5235 | 104.8492 | -6.6311 | 0 | 10000 |  | 10000 | 988.447 | 9929.336 | 983.234 | 10000 | 1237.116 | 9998.828 | 1099.951 | 10000 | 1101.575 | Competitive | Competitive | 1 | TRUE | FALSE | 1 | Non-Competitive | 0.7035 | Non-Competitive
XEV2R58 EVRSW_MR1L FROM_TO | XEV2R58 | EVRSW_MR1L | 349 | 3 | 3 | EVRMAN_B8 | EVRSW1_1 | FROM_TO | 36066.05 | 36994.48 | -192.843 | 0 | 812.242 | 1053.072 | -0.01194 | 0.090528 | -0.23297 | 0.75041 | 137.0987 | -195.35 | 0 | 10000 |  | 10000 | 1084.441 | 4868.204 | 1058.025 | 10000 | 6363.143 | 9519.921 | 1091.878 | 10000 | 1107.607 | Competitive | Competitive | 1 | TRUE | FALSE | 1 | Non-Competitive | 0.7185 | Non-Competitive
XEV2R58 EVRSW_MR1L TO_FROM | XEV2R58 | EVRSW_MR1L | 349 | 3 | 3 | EVRMAN_B8 | EVRSW1_1 | TO_FROM | 36066.05 | 36261.02 | -77.821 | 0 | 1054.194 | 801.011 | -0.09053 | 0.011942 | -0.75041 | 0.23297 | 202.6899 | 53.4916 | 0 |  | 10000 | 997.679 | 10000 | 979.651 | 5821.362 | 6363.143 | 10000 | 1013.051 | 9590.963 | 1025.597 | 10000 | Competitive | Competitive | 1 | TRUE | FALSE | 1 | Non-Competitive | 0.7185 | Non-Competitive
XFAY58 AUSTRO_AT1H FROM_TO | XFAY58 | AUSTRO_AT1H | 480 | 1 | 1 | L_AUSTRO5_1Y | AUSTRO1_1KV | FROM_TO | 36066.05 | 36478.29 | 51.367 | 0 | 1348.522 | 4826.933 | -0.23117 | 0.028191 | -0.32515 | 0.059053 | 345.9611 | 8.5738 | 0 | 5362.294 | 4831.376 | 3374.775 | 5270.559 | 947.913 | 4831.376 | 3507.886 | 9083.413 | 1128.53 | 4867.728 | 3392.424 | 4867.728 | Competitive | Competitive | 1 | TRUE | FALSE | 1 | Non-Competitive | 0.781 | Non-Competitive
XFAY58 AUSTRO_AT1H TO_FROM | XFAY58 | AUSTRO_AT1H | 480 | 1 | 1 | L_AUSTRO5_1Y | AUSTRO1_1KV | TO_FROM | 36066.05 | 41465.01 | -356.603 | 0 | 4826.932 | 1369.73 | -0.02819 | 0.23117 | -0.05905 | 0.32515 | 158.8159 | -313.84 | 0 | 4831.376 | 5362.294 | 5270.559 | 3374.775 | 4830.037 | 1033.545 | 9083.413 | 3507.886 | 4867.728 | 1183.41 | 4867.728 | 3392.424 | Competitive | Competitive | 1 | TRUE | FALSE | 1 | Non-Competitive | 0.781 | Non-Competitive
XFHL89 6835__A FROM_TO | XFHL89 | 6835__A | 105 | 1 | 1 | HANDLEY_9 | DUVAL1_9 | FROM_TO | 36066.05 | 36155 | 20.5392 | 0 | 1028.183 | 939.393 | -0.00171 | 0.008657 | -0.59105 | 0.15086 | 52.4273 | 21.9963 | 0 |  |  | 10000 | 8984.914 | 944.607 | 6299.281 | 10000 | 10000 | 3151.629 | 8991.723 | 10000 | 9636.061 | Competitive | Competitive | 1 | FALSE | FALSE | 1 | Non-Competitive | 0.7265 | Non-Competitive
XFHL89 6835__A TO_FROM | XFHL89 | 6835__A | 105 | 1 | 1 | HANDLEY_9 | DUVAL1_9 | TO_FROM | 36066.05 | 36874.63 | -50.0345 | 0 | 970.61 | 1055.687 | -0.00866 | 0.00171 | -0.15086 | 0.59105 | -23.3518 | -41.0709 | 0 |  |  | 6831.929 | 10000 | 5192.622 | 1029.968 | 7490.119 | 10000 | 7754.884 | 3306.603 | 8180.863 | 10000 | Competitive | Competitive | 1 | FALSE | FALSE | 1 | Non-Competitive | 0.7265 | Non-Competitive
XFO3R89 FORMOSA_TR21 FROM_TO | XFO3R89 | FORMOSA_TR21 | 133 | 1 | 1 | FORMOSA_11_9 | FORMOSA4A | FROM_TO | 36066.05 | 92690.8 | -464.269 | 0 | 0 | 783.721 | -0.01285 | 0 | -0.01285 | 0.98715 | -464.741 | -464.945 | 0 |  |  |  | 913.719 |  | 913.719 |  | 913.719 |  | 913.719 | 0 | 913.719 | Competitive | Competitive | 1 | FALSE | TRUE | 1 | Non-Competitive | 0.766 | Non-Competitive
XFO3R89 FORMOSA_TR21 TO_FROM | XFO3R89 | FORMOSA_TR21 | 133 | 1 | 1 | FORMOSA_11_9 | FORMOSA4A | TO_FROM | 36066.05 | 35730.95 | 464.7408 | 0 | 783.721 | 0 | 0 | 0.012854 | -0.98715 | 0.012854 | 463.796 | 465.9568 | 0 |  |  | 783.721 |  | 783.721 |  | 783.721 |  | 783.721 |  | 783.721 | 0 | Non-Competitive | Non-Competitive | 0 | FALSE | TRUE | 0 | Non-Competitive | 0.766 | Non-Competitive
XFOR58 1400__B FROM_TO | XFOR58 | 1400__B | 382 | 3 | 3 | MSQT1_8 | BCHSPG1T_8 | FROM_TO | 36066.05 | 36461.94 | -202.104 | 0 | 764.074 | 1085.075 | -0.01506 | 0.10164 | -0.55942 | 0.38069 | 155.6374 | -188.419 | 0 | 7480.02 |  | 10000 | 1807.33 | 4237.119 | 1104.7 | 10000 | 4418.967 | 8613.968 | 1309.995 | 9143.416 | 1893.832 | Competitive | Competitive | 1 | TRUE | FALSE | 1 | Non-Competitive | 1.0075 | Non-Competitive
XFOR58 1400__B TO_FROM | XFOR58 | 1400__B | 382 | 3 | 3 | MSQT1_8 | BCHSPG1T_8 | TO_FROM | 36066.05 | 36468.38 | -0.55239 | 0 | 1117.09 | 761.984 | -0.10164 | 0.015059 | -0.38069 | 0.55942 | 227.0344 | 21.5508 | 0 |  | 7480.02 | 1807.33 | 10000 | 1045.714 | 4664.107 | 4418.967 | 10000 | 1254.397 | 8698.359 | 1893.832 | 9143.416 | Competitive | Competitive | 1 | TRUE | FALSE | 1 | Non-Competitive | 1.0075 | Non-Competitive
XFRI89 SONR_69-1 FROM_TO | XFRI89 | SONR_69-1 | 46 | 1 | 1 | SONR4A | SONR2A | FROM_TO | 36066.05 | 35981.04 | -31.8306 | 0 | 1183.879 | 1008.541 | -0.00571 | 0.044907 | -0.68329 | 0.10185 | 104.3767 | -15.1571 | 0 | 10000 |  | 10000 | 5708.804 | 1038.397 | 1765.015 | 10000 | 5801.665 | 2835.377 | 2478.673 | 10000 | 4685.715 | Competitive | Non-Competitive | 0 | TRUE | FALSE | 1 | Non-Competitive | 0.711 | Non-Competitive
XFRI89 SONR_69-1 TO_FROM | XFRI89 | SONR_69-1 | 46 | 1 | 1 | SONR4A | SONR2A | TO_FROM | 36066.05 | 36140.12 | -67.9388 | 0 | 1008.541 | 1177.457 | -0.01248 | 0.005708 | -0.10185 | 0.68329 | 38.4406 | -59.7326 | 0 |  |  | 3712.723 | 2816.308 | 1461.374 | 1750.496 | 3671.179 | 10000 | 1944.018 | 1630.56 | 3228.319 | 2456.34 | Competitive | Competitive | 1 | FALSE | FALSE | 1 | Non-Competitive | 0.711 | Non-Competitive
XGAR58 GARFIELD_AT2 FROM_TO | XGAR58 | GARFIELD_AT2 | 480 | 1 | 1 | GARFIELD | GARFIE34 | FROM_TO | 36066.05 | 41217.24 | -341.633 | 0 | 4990.991 | 1182.67 | -0.02453 | 0.15131 | -0.07217 | 0.4117 | 100.1136 | -300.915 | 0 | 5683.379 | 5364.951 | 7965.482 | 1697.985 | 5547.293 | 1057.439 | 8557.356 | 5364.951 | 7187.294 | 1191.83 | 7190.909 | 1554.598 | Competitive | Competitive | 1 | TRUE | FALSE | 1 | Non-Competitive | 0.836 | Non-Competitive
XGAR58 GARFIELD_AT2 TO_FROM | XGAR58 | GARFIELD_AT2 | 480 | 1 | 1 | GARFIELD | GARFIE34 | TO_FROM | 36066.05 | 36375.26 | 94.9194 | 0 | 1182.67 | 4990.989 | -0.15131 | 0.024527 | -0.4117 | 0.072171 | 351.2035 | 56.0055 | 0 | 5364.951 | 5683.379 | 1610.942 | 7965.482 | 984.948 | 5668.304 | 5364.951 | 8557.356 | 1126.23 | 7189.996 | 1485.999 | 7190.909 | Competitive | Competitive | 1 | TRUE | FALSE | 1 | Non-Competitive | 0.836 | Non-Competitive
XGBY58 GBY_AT2L FROM_TO | XGBY58 | GBY_AT2L | 504 | 3 | 3 | GRNBYU__138C | 49128_STAR | FROM_TO | 36066.05 | 35657.5 | -800.848 | 0 | 820.752 | 1114.212 | -0.13064 | 0.22706 | -0.65691 | 0.40073 | 758.4832 | -874.032 | 0 | 2013.887 | 1491.944 | 2208.61 | 6475.456 | 2047.314 | 1188.688 | 3474.194 | 6475.456 | 2326.366 | 1447.217 | 2342.484 | 1588.829 | Competitive | Competitive | 0 | TRUE | TRUE | 1 | Competitive | 0.711 | Competitive
XGBY58 GBY_AT2L TO_FROM | XGBY58 | GBY_AT2L | 504 | 3 | 3 | GRNBYU__138C | 49128_STAR | TO_FROM | 36066.05 | 34681.05 | -379.875 | 0 | 1107.3 | 820.752 | -0.22706 | 0.13064 | -0.40073 | 0.65691 | 1107.232 | -374.893 | 0 | 1187.191 | 2013.887 | 6475.456 | 2208.61 | 982.526 | 2052.092 | 6475.456 | 3474.194 | 1223.792 | 2326.423 | 1330.516 | 2342.484 | Competitive | Non-Competitive | 0 | TRUE | FALSE | 1 | Non-Competitive | 0.711 | Non-Competitive
XHH2G58 HHGT_T1L FROM_TO | XHH2G58 | HHGT_T1L | 582.75 | 3 | 3 | HHGT_X1_8 | HHGT_1_STAR | FROM_TO | 36066.05 | 532.8 | 0 | 0 | 10000 | 786.411 | 0 | 1 | 0 | 1 | 886.2 | 0 | 0 | 10000 |  | 10000 |  | 10000 |  | 10000 |  | 10000 |  | 10000 | 0 | Non-Competitive | Non-Competitive | 0 | TRUE | FALSE | 1 | Non-Competitive | 0.766 | Non-Competitive
XHH2G58 HHGT_T1L TO_FROM | XHH2G58 | HHGT_T1L | 582.75 | 3 | 3 | HHGT_X1_8 | HHGT_1_STAR | TO_FROM | 36066.05 | 36648.8 | 0 | 0 | 786.411 | 10000 | 0 | 0 | -1 | 0 | 0 | 0 | 0 | [10 empty] | 0 | 0 | Competitive | Competitive | 1 | FALSE | TRUE | 1 | Non-Competitive | 0.766 | Non-Competitive
XHI3L58 HILLCTRY_MR4H FROM_TO | XHI3L58 | HILLCTRY_MR4H | 600 | 3 | 3 | HILLCTY_5 | HC_STAR4 | FROM_TO | 36066.05 | 36584.25 | 163.4316 | 0 | 1365.501 | 2930.19 | -0.09853 | 0.018157 | -0.39316 | 0.059857 | 396.2638 | 256.8447 | 0 |  | 9486.47 | 895.131 | 10000 | 846.277 | 9438.881 | 1233.95 | 10000 | 866.325 | 9861.099 | 892.749 | 9866.356 | Competitive | Competitive | 1 | TRUE | FALSE | 1 | Non-Competitive | 0.7345 | Non-Competitive
XHI3L58 HILLCTRY_MR4H TO_FROM | XHI3L58 | HILLCTRY_MR4H | 600 | 3 | 3 | HILLCTY_5 | HC_STAR4 | TO_FROM | 36066.05 | 47043.99 | -273.764 | 0 | 2930.128 | 1367.416 | -0.01816 | 0.098533 | -0.05986 | 0.39316 | 25.9341 | -355.185 | 0 | 9486.47 |  | 10000 | 1002.548 | 8894.386 | 968.943 | 10000 | 1265.952 | 9797.12 | 968.943 | 9866.356 | 986.02 | Competitive | Competitive | 1 | TRUE | FALSE | 1 | Non-Competitive | 0.7345 | Non-Competitive
XHIW89 KOCH_UP_69A1 FROM_TO | XHIW89 | KOCH_UP_69A1 | 91.3 | 1 | 1 | KOCH_UP2A | KOCH_UP4A | FROM_TO | 36066.05 | 38100.71 | -69.7758 | 0 | 964.895 | 1117.876 | -0.01029 | 0.004153 | -0.07128 | 0.38322 | -52.0834 | -61.4864 | 0 |  |  | 10000 | 3217.804 | 10000 | 888.348 | 10000 | 4842.327 | 10000 | 1102.473 | 10000 | 3900.773 | Competitive | Competitive | 1 | FALSE | FALSE | 1 | Non-Competitive | 0.781 | Non-Competitive
XHIW89 KOCH_UP_69A1 TO_FROM | XHIW89 | KOCH_UP_69A1 | 91.3 | 1 | 1 | KOCH_UP2A | KOCH_UP4A | TO_FROM | 36066.05 | 36118.77 | 52.1577 | 0 | 1117.876 | 941.796 | -0.00415 | 0.010289 | -0.38322 | 0.071284 | 71.0962 | 52.5527 | 0 |  |  | 1690.086 | 10000 | 741.928 | 10000 | 3417.217 | 10000 | 864.767 | 10000 | 2585.388 | 10000 | Competitive | Competitive | 1 | FALSE | FALSE | 1 | Non-Competitive | 0.781 | Non-Competitive
XHLT89 6865__B FROM_TO | XHLT89 | 6865__B | 44 | 1 | 1 | ODESSANO_9 | NTCOWDEN_9 | FROM_TO | 36066.05 | 36114.94 | -1.0178 | 0 | 846.831 | 992.633 | -0.00839 | 0.00249 | -0.55637 | 0.094109 | 16.7991 | 11.5167 | 0 |  |  | 4303.22 | 10000 | 729.943 | 9806.519 | 5807.367 | 10000 | 1831.889 | 9936.758 | 5148.755 | 10000 | Competitive | Competitive | 1 | FALSE | FALSE | 1 | Non-Competitive | 0.7655 | Non-Competitive
XHLT89 6865__B TO_FROM | XHLT89 | 6865__B | 44 | 1 | 1 | ODESSANO_9 | NTCOWDEN_9 | TO_FROM | 36066.05 | 36463.42 | -16.6863 | 0 | 1615.623 | 846.831 | -0.00249 | 0.023086 | -0.09411 | 0.55637 | 6.2852 | -13.5319 | 0 | 10000 |  | 3605.995 | 5262.813 | 2823.657 | 832.335 | 7917.839 | 5807.367 | 4983.446 | 2119.582 | 5276.945 | 5593.184 | Competitive | Competitive | 1 | TRUE | FALSE | 1 | Non-Competitive | 0.7655 | Non-Competitive
XHLT89 6915__A FROM_TO | XHLT89 | 6915__A | 44 | 1 | 1 | ODESSANO_9 | ODBASSS_9 | FROM_TO | 36066.05 | 36103.77 | -15.1606 | 0 | 1144.795 | 941.685 | -0.02216 | 0.00238 | -0.54572 | 0.13221 | 22.958 | 16.8929 | 0 |  | 10000 | 4069.538 | 10000 | 740.408 | 9908.231 | 5803.016 | 10000 | 1017.41 | 9996.277 | 4862.254 | 10000 | Competitive | Competitive | 1 | TRUE | FALSE | 1 | Non-Competitive | 1.7655 | Non-Competitive
XHLT89 6915__A TO_FROM | XHLT89 | 6915__A | 44 | 1 | 1 | ODESSANO_9 | ODBASSS_9 | TO_FROM | 36066.05 | 36283.16 | -22.5147 | 0 | 902.702 | 1383.478 | -0.00238 | 0.036149 | -0.13221 | 0.54572 | 15.1251 | -19.8409 | 0 | 4130.369 |  | 4130.369 | 5177.785 | 2868.936 | 842.787 | 4130.369 | 5803.016 | 4025.58 | 1190.28 | 4237.402 | 5499.321 | Competitive | Competitive | 1 | TRUE | FALSE | 1 | Non-Competitive | 2.7655 | Non-Competitive
XHRN89 HLK_KAT1 FROM_TO | XHRN89 | HLK_KAT1 | 60 | 1 | 1 | HILTOPLKS9 | HILTOPLKS8 | FROM_TO | 36066.05 | 36628.33 | -28.3511 | 0 | 798.798 | 1063.639 | -0.0019 | 0.006525 | -0.07026 | 0.73658 | 20.4525 | -27.8943 | 0 |  |  | 4735.353 | 2061.195 | 811.257 | 1816.649 | 8422.351 | 2357.614 | 2016.013 | 1983.224 | 5274.638 | 2063.143 | Competitive | Competitive | 1 | FALSE | FALSE | 1 | Non-Competitive | 3.7655 | Non-Competitive
XHRN89 HLK_KAT1 TO_FROM | XHRN89 | HLK_KAT1 | 60 | 1 | 1 | HILTOPLKS9 | HILTOPLKS8 | TO_FROM | 36066.05 | 36092.37 | -8.2528 | 0 | 1104.637 | 814.969 | -0.00652 | 0.0019 | -0.73658 | 0.070255 | 40.6129 | -8.9179 | 0 |  |  | 1991.401 | 4735.353 | 1726.584 | 1229.786 | 2357.614 | 8422.351 | 1926.429 | 2768.459 | 2014.201 | 5274.638 | Competitive | Competitive | 1 | FALSE | FALSE | 1 | Non-Competitive | 4.7655 | Non-Competitive
XKEN58 122T122_1 FROM_TO | XKEN58 | 122T122_1 | 139 | 3 | 3 | L_COMFOR8_1Y | L_RAYMBA8_1Y | FROM_TO | 36066.05 | 35927.22 | -64.103 | 0 | 1058.596 | 1114.77 | -0.0497 | 0.039455 | -0.26756 | 0.087368 | 176.4226 | -47.4505 | 0 | 10000 | 10000 | 10000 | 10000 | 1350.525 | 1741.109 | 10000 | 10000 | 4432.233 | 7945.914 | 10000 | 10000 | Competitive | Non-Competitive | 0 | TRUE | FALSE | 1 | Non-Competitive | 5.7655 | Non-Competitive
XKEN58 122T122_1 TO_FROM | XKEN58 | 122T122_1 | 139 | 3 | 3 | L_COMFOR8_1Y | L_RAYMBA8_1Y | TO_FROM | 36066.05 | 36125.41 | -171.765 | 0 | 1122.649 | 1058.596 | -0.00934 | 0.049697 | -0.08737 | 0.26756 | 133.8134 | -95.4424 | 0 | 10000 |  | 10000 | 2823.903 | 1087.012 | 1564.895 | 10000 | 3021.528 | 6316.064 | 2465.834 | 10000 | 3252.792 | Competitive | Competitive | 1 | TRUE | FALSE | 1 | Non-Competitive | 6.7655 | Non-Competitive
XKEN58 KENDAL_AT4H FROM_TO | XKEN58 | KENDAL_AT4H | 880 | 3 | 3 | L_KENDAL5_1Y | L_KENDAL1_1 | FROM_TO | 36066.05 | 36515.5 | -20.7051 | 0 | 1094.61 | 1083.595 | -0.08754 | 0.18985 | -0.83595 | 0.18985 | 501.3855 | 24.1737 | 0 | 5867.804 | 10000 | 10000 | 10000 | 1498.923 | 4206.417 | 10000 | 10000 | 7897.739 | 9391.02 | 9215.55 | 10000 | Competitive | Competitive | 1 | TRUE | FALSE | 1 | Non-Competitive | 7.7655 | Non-Competitive
XKEN58 KENDAL_AT4H TO_FROM | XKEN58 | KENDAL_AT4H | 880 | 3 | 3 | L_KENDAL5_1Y | L_KENDAL1_1 | TO_FROM | 36066.05 | 40031.06 | -484.718 | 0 | 1108.791 | 1092.445 | -0.02571 | 0.087539 | -0.18985 | 0.83595 | 130.3197 | -280.037 | 0 | 10000 | 5001.047 | 10000 | 1914.116 | 1953.773 | 1101.641 | 10000 | 3279.044 | 8218.281 | 1482.077 | 10000 | 2467.166 | Competitive | Competitive | 1 | TRUE | FALSE | 1 | Non-Competitive | 8.7655 | Non-Competitive
XKEN58 KENDAL_AT4L FROM_TO | XKEN58 | KENDAL_AT4L | 880 | 3 | 3 | L_KENDAL8_2Y | L_KENDAL1_1 | FROM_TO | 36066.05 | 40031.06 | -484.718 | 0 | 1118.744 | 1089.524 | -0.02571 | 0.087539 | -0.18985 | 0.58858 | 130.3197 | -280.037 | 0 | 10000 | 5001.047 | 10000 | 1914.116 | 1953.773 | 1101.641 | 10000 | 3279.044 | 8218.281 | 1482.077 | 10000 | 2467.166 | Competitive | Competitive | 1 | TRUE | FALSE | 1 | Non-Competitive | 9.7655 | Non-Competitive
XKEN58 KENDAL_AT4L TO_FROM | XKEN58 | KENDAL_AT4L | 880 | 3 | 3 | L_KENDAL8_2Y | L_KENDAL1_1 | TO_FROM | 36066.05 | 36703.6 | -20.7051 | 0 | 1091.673 | 1108.791 | -0.08754 | 0.18985 | -0.58858 | 0.18985 | 501.3855 | 24.1737 | 0 | 5867.804 | 10000 | 10000 | 10000 | 1498.923 | 4206.417 | 10000 | 10000 | 7897.739 | 9391.02 | 9215.55 | 10000 | Competitive | Competitive | 1 | TRUE | FALSE | 1 | Non-Competitive | 10.7655 | Non-Competitive
XKOC89 LON_HILL_69A2 FROM_TO | XKOC89 | LON_HILL_69A2 | 102.3 | 1 | 1 | LON_HILL2A | LON_HILL4A | FROM_TO | 36066.05 | 42374.04 | -59.2126 | 0 | 990.045 | 1182.875 | -0.01834 | 0.012235 | -0.02172 | 0.28065 | -29.4546 | -47.8611 | 0 |  |  | 10000 | 4396.771 | 2971.377 | 892.91 | 10000 | 10000 | 7000.948 | 1010.709 | 10000 | 3641.075 | Competitive | Competitive | 1 | FALSE | FALSE | 1 | Non-Competitive | 11.7655 | Non-Competitive
XKOC89 LON_HILL_69A2 TO_FROM | XKOC89 | LON_HILL_69A2 | 102.3 | 1 | 1 | LON_HILL2A | LON_HILL4A | TO_FROM | 36066.05 | 36213.22 | 31.8851 | 0 | 1369.029 | 990.045 | -0.01224 | 0.018337 | -0.28065 | 0.021719 | 60.998 | 32.3584 | 0 |  |  | 1550.65 | 10000 | 704.444 | 3276.106 | 3109.77 | 10000 | 662.613 | 7086.827 | 1426.373 | 10000 | Competitive | Competitive | 1 | FALSE | FALSE | 1 | Non-Competitive | 12.7655 | Non-Competitive
XLI2G58 1310__D FROM_TO | XLI2G58 | 1310__D | 280 | 4 | 4 | MAYFLDN_T8 | CHILSW_N8 | FROM_TO | 36066.05 | 37455.87 | -185.759 | 0 | 888.522 | 1083.063 | -0.06505 | 0.014833 | -0.11975 | 0.60035 | 117.4237 | -145.174 | 0 |  | 7431.827 | 1332.685 | 7431.827 | 999.795 | 1170.894 | 3987.634 | 10000 | 1127.841 | 5829.95 | 1492.704 | 8866.272 | Competitive | Competitive | 1 | TRUE | FALSE | 1 | Non-Competitive | 13.7655 | Non-Competitive
XLI2G58 1310__D TO_FROM | XLI2G58 | 1310__D | 280 | 4 | 4 | MAYFLDN_T8 | CHILSW_N8 | TO_FROM | 36066.05 | 36174.42 | -61.5098 | 0 | 1072.361 | 865.404 | -0.01483 | 0.065049 | -0.60036 | 0.11976 | 214.9398 | -16.8849 | 0 | 7431.827 |  | 7431.827 | 1602.644 | 1099.344 | 1527.797 | 10000 | 4785.119 | 5737.196 | 1613.86 | 8866.272 | 1786.574 | Competitive | Competitive | 1 | TRUE | FALSE | 1 | Non-Competitive | 14.7655 | Non-Competitive
XLO2N89 LON_HILL_69A1 FROM_TO | XLO2N89 | LON_HILL_69A1 | 91.3 | 1 | 1 | LON_HILL2A | LON_HILL4A | FROM_TO | 36066.05 | 40591.43 | -69.7723 | 0 | 990.056 | 1396.006 | -0.02349 | 0.015999 | -0.02798 | 0.36314 | -31.947 | -55.2561 | 0 |  | 10000 | 10000 | 4371.16 | 2730.634 | 892.805 | 10000 | 10000 | 6567.012 | 1063.438 | 10000 | 3597.06 | Competitive | Competitive | 1 | TRUE | FALSE | 1 | Non-Competitive | 15.7655 | Non-Competitive
XLO2N89 LON_HILL_69A1 TO_FROM | XLO2N89 | LON_HILL_69A1 | 91.3 | 1 | 1 | LON_HILL2A | LON_HILL4A | TO_FROM | 36066.05 | 36119.2 | 34.7373 | 0 | 1366.215 | 990.056 | -0.016 | 0.023489 | -0.36314 | 0.027982 | 71.9997 | 35.3681 | 0 | 10000 |  | 1528.169 | 10000 | 696.886 | 3098.537 | 3107.223 | 10000 | 681.532 | 6698.799 | 1400.121 | 10000 | Competitive | Competitive | 1 | TRUE | FALSE | 1 | Non-Competitive | 16.7655 | Non-Competitive
XLOB58 BIG_FOOT_69A1 FROM_TO | XLOB58 | BIG_FOOT_69A1 | 47 | 1 | 1 | BIG_FOOT2A | BIG_FOOT4A | FROM_TO | 36066.05 | 37139.84 | -36.4207 | 0 | 783.736 | 1028.759 | -0.00372 | 0.015686 | -0.04704 | 0.7372 | -3.5497 | -27.7635 | 0 |  |  | 2120.525 | 10000 | 1159.78 | 1042.902 | 2187.05 | 10000 | 2037.438 | 2029.43 | 2248.983 | 10000 | Competitive | Competitive | 1 | FALSE | FALSE | 1 | Non-Competitive | 17.7655 | Non-Competitive
XLOB58 BIG_FOOT_69A1 TO_FROM | XLOB58 | BIG_FOOT_69A1 | 47 | 1 | 1 | BIG_FOOT2A | BIG_FOOT4A | TO_FROM | 36066.05 | 36081.69 | 5.8543 | 0 | 1159.255 | 783.735 | -0.01569 | 0.003718 | -0.7372 | 0.047037 | 35.4678 | 13.9769 | 0 |  |  | 7626.181 | 3480.747 | 939.374 | 1707.339 | 10000 | 3657.443 | 1817.67 | 3445.661 | 8527.606 | 3926.296 | Competitive | Competitive | 1 | FALSE | FALSE | 1 | Non-Competitive | 18.7655 | Non-Competitive
XLOB58 FREER_SAN_DI1_1 FROM_TO | XLOB58 | FREER_SAN_DI1_1 | 38 | 1 | 1 | FREER2A | SAN_DIEG2A | FROM_TO | 36066.05 | 36091.52 | -32.875 | 0 | 1121.436 | 1045.837 | -0.01301 | 0.054303 | -0.17035 | 0.60371 | 33.5954 | -24.8597 | 0 | 2525.586 |  | 2525.586 | 2551.024 | 1537.87 | 1020.963 | 2525.586 | 10000 | 2365.887 | 1633.886 | 2505.359 | 2454.399 | Competitive | Competitive | 1 | TRUE | FALSE | 1 | Non-Competitive | 19.7655 | Non-Competitive
XLOB58 FREER_SAN_DI1_1 TO_FROM | XLOB58 | FREER_SAN_DI1_1 | 38 | 1 | 1 | FREER2A | SAN_DIEG2A | TO_FROM | 36066.05 | 36070.75 | -26.9896 | 0 | 1046.868 | 1027.52 | -0.0543 | 0.013005 | -0.60371 | 0.17035 | 35.1612 | -5.656 | 0 |  | 5000 | 1887.7 | 5000 | 829.647 | 2686.197 | 10000 | 5000 | 1150.809 | 4494.167 | 1895.763 | 5000 | Competitive | Competitive | 1 | TRUE | FALSE | 1 | Non-Competitive | 20.7655 | Non-Competitive
XLOB58 LAQUIN_LOBO1_1 FROM_TO | XLOB58 | LAQUIN_LOBO1_1 | 239 | 1 | 1 | LOBO4A | LAQUNTA4A | FROM_TO | 36066.05 | 36253.08 | -204.072 | 0 | 1135.008 | 1023.614 | -0.02134 | 0.26937 | -0.57297 | 0.30405 | 131.7001 | -84.6963 | 0 | 2649.746 | 8759.814 | 3334.961 | 1970.887 | 1636.981 | 1108.333 | 3334.961 | 2569.529 | 3161.344 | 1772.823 | 3189.007 | 2393.488 | Competitive | Competitive | 1 | TRUE | FALSE | 1 | Non-Competitive | 21.7655 | Non-Competitive
XLOB58 LAQUIN_LOBO1_1 TO_FROM | XLOB58 | LAQUIN_LOBO1_1 | 239 | 1 | 1 | LOBO4A | LAQUNTA4A | TO_FROM | 36066.05 | 36149.03 | -104.948 | 0 | 1010.587 | 1135.008 | -0.26937 | 0.57297 | -0.30405 | 0.57297 | 213.7699 | -37.1534 | 0 | 7631.817 | 3556.31 | 10000 | 5000 | 2072.797 | 2736.629 | 10000 | 5000 | 9570.318 | 4657.753 | 9887.85 | 4668.495 | Competitive | Competitive | 1 | TRUE | FALSE | 1 | Non-Competitive | 22.7655 | Non-Competitive
XLOB58 NLARSW_PS1 FROM_TO | XLOB58 | NLARSW_PS1 | 347 | 1 | 1 | NLARSWW4 | NLARSSL 4 | FROM_TO | 36066.05 | 36409.03 | -204.02 | 0 | 1018.268 | 1153.459 | -0.07757 | 0.20803 | -0.69637 | 0.23568 | 107.0039 | -165.778 | 0 | 1832.198 | 10000 | 2343.381 | 10000 | 1183.287 | 1059.162 | 2505.965 | 10000 | 2224.736 | 2203.845 | 2341.228 | 10000 | Competitive | Competitive | 1 | TRUE | FALSE | 1 | Non-Competitive | 23.7655 | Non-Competitive
XLOB58 NLARSW_PS1 TO_FROM | XLOB58 | NLARSW_PS1 | 347 | 1 | 1 | NLARSWW4 | NLARSSL 4 | TO_FROM | 36066.05 | 36466.05 | -94.2971 | 0 | 1153.459 | 1018.268 | -0.20803 | 0.13332 | -0.23568 | 0.69637 | 251.9228 | -0.32335 | 0 | 4497.854 | 4007.912 | 5081.585 | 4361.64 | 801.056 | 1775.963 | 5081.585 | 5000 | 1183.398 | 4251.606 | 4436.084 | 4646.671 | Competitive | Competitive | 1 | TRUE | FALSE | 1 | Non-Competitive | 24.7655 | Non-Competitive
XLOB58 PALDRO_PEARSAL_1 FROM_TO | XLOB58 | PALDRO_PEARSAL_1 | 215 | 1 | 1 | PALODUROSW8 | PEARSALLSW8 | FROM_TO | 36066.05 | 36293.73 | -298.125 | 0 | 965.665 | 1080.484 | -0.27228 | 0.17393 | -0.27228 | 0.50368 | 152.0225 | -196.873 | 0 | 2084 | 10000 | 2101.395 | 10000 | 779.275 | 1284.56 | 2152.194 | 10000 | 1932.188 | 8625.698 | 2205.86 | 10000 | Competitive | Competitive | 1 | TRUE | FALSE | 1 | Non-Competitive | 25.7655 | Non-Competitive
XLOB58 PALDRO_PEARSAL_1 TO_FROM | XLOB58 | PALDRO_PEARSAL_1 | 215 | 1 | 1 | PALODUROSW8 | PEARSALLSW8 | TO_FROM | 36066.05 | 35915.84 | -94.3538 | 0 | 1080.484 | 969.32 | -0.15102 | 0.27228 | -0.50368 | 0.27228 | 291.1345 | 3.8848 | 0 | 10000 | 3409.325 | 10000 | 3409.325 | 1216.233 | 1453.72 | 10000 | 3525.677 | 8561.532 | 3417.389 | 10000 | 3629.231 | Competitive | Non-Competitive | 0 | TRUE | FALSE | 1 | Non-Competitive | 26.7655 | Non-Competitive
XLOB58 ST_NIN_WORMSE1_1 FROM_TO | XLOB58 | ST_NIN_WORMSE1_1 | 240 | 1 | 1 | WORMSER4A | ST_NINO4A | FROM_TO | 36066.05 | 36347.99 | -60.4993 | 0 | 1037.674 | 1112.784 | -0.24187 | 0.1318 | -0.57625 | 0.35524 | 77.5307 | 18.0927 | 0 | 5022 | 5000 | 10000 | 5000 | 686.202 | 4691.94 | 10000 | 5000 | 4006.194 | 4994.254 | 7300.631 | 5000 | Competitive | Competitive | 1 | TRUE | FALSE | 1 | Non-Competitive | 27.7655 | Non-Competitive
XLOB58 ST_NIN_WORMSE1_1 TO_FROM | XLOB58 | ST_NIN_WORMSE1_1 | 240 | 1 | 1 | WORMSER4A | ST_NINO4A | TO_FROM | 36066.05 | 36562.54 | -75.3004 | 0 | 1014.614 | 1099.719 | -0.1318 | 0.24187 | -0.35524 | 0.57625 | 61.1293 | -60.3988 | 0 | 2503.487 | 10000 | 2503.487 | 10000 | 2427.302 | 861.354 | 2503.487 | 10000 | 2515.561 | 6093.41 | 2517.03 | 10000 | Competitive | Competitive | 1 | TRUE | FALSE | 1 | Non-Competitive | 28.7655 | Non-Competitive
XLON58 CELANE_KLEBER1_1 FROM_TO | XLON58 | CELANE_KLEBER1_1 | 211 | 3 | 3 | CELANEBI4A | KLEBERG4A | FROM_TO | 36066.05 | 36278.73 | 21.459 | 0 | 1119.526 | 897.079 | -0.02732 | 0.34609 | -0.52616 | 0.34609 | 98.7881 | 41.2561 | 0 | 5474.758 | 10000 | 10000 | 3586.864 | 684.427 | 3073.901 | 10000 | 8317.474 | 8104.222 | 4487.618 | 9345.335 | 4592.579 | Competitive | Competitive | 1 | TRUE | FALSE | 1 | Non-Competitive | 29.7655 | Non-Competitive
XLON58 CELANE_KLEBER1_1 TO_FROM | XLON58 | CELANE_KLEBER1_1 | 211 | 3 | 3 | CELANEBI4A | KLEBERG4A | TO_FROM | 36066.05 | 36726.27 | -99.0237 | 0 | 925.401 | 1119.526 | -0.34609 | 0.027315 | -0.34609 | 0.52616 | -18.2677 | -75.1842 | 0 | 10000 | 5474.758 | 2038.629 | 10000 | 1824.547 | 835.58 | 3702.97 | 10000 | 2530.916 | 8583.417 | 2574.389 | 9345.335 | Competitive | Competitive | 1 | TRUE | FALSE | 1 | Non-Competitive | 30.7655 | Non-Competitive
XLON58 CELANE_N_SHAR1_1 FROM_TO | XLON58 | CELANE_N_SHAR1_1 | 211 | 3 | 3 | CELANEBI4A | N_SHARPE4A | FROM_TO | 36066.05 | 37925.45 | -113.061 | 0 | 10000 | 1154.659 | -0.02373 | 0.65312 | -0.12492 | 0.65312 | -19.4031 | -95.8377 | 0 | 9249.779 | 10000 | 10000 | 10000 | 2873.991 | 918.108 | 10000 | 10000 | 9558.923 | 1305.694 | 9967.108 | 10000 | Competitive | Competitive | 1 | TRUE | FALSE | 1 | Non-Competitive | 31.7655 | Non-Competitive
XLON58 CELANE_N_SHAR1_1 TO_FROM | XLON58 | CELANE_N_SHAR1_1 | 211 | 3 | 3 | CELANEBI4A | N_SHARPE4A | TO_FROM | 36066.05 | 36215.98 | 50.171 | 0 | 1154.659 | 10000 | -0.65312 | 0.023734 | -0.65312 | 0.12492 | 112.6193 | 57.6055 | 0 | 10000 | 9249.779 | 2922.414 | 10000 | 752.57 | 3922.815 | 2922.414 | 10000 | 898.788 | 9689.575 | 3749.869 | 9967.108 | Competitive | Competitive | 1 | TRUE | FALSE | 1 | Non-Competitive | 32.7655 | Non-Competitive
XLON58 KOCH_UP_69A1 FROM_TO | XLON58 | KOCH_UP_69A1 | 91.3 | 3 | 3 | KOCH_UP2A | KOCH_UP4A | FROM_TO | 36066.05 | 37847.06 | -51.3774 | 0 | 996.154 | 1127.768 | -0.00911 | 0.003482 | -0.07332 | 0.3269 | -37.7824 | -45.5275 | 0 |  |  | 10000 | 2981.025 | 10000 | 885.511 | 10000 | 4743.308 | 10000 | 962.096 | 10000 | 3274.387 | Competitive | Competitive | 1 | FALSE | FALSE | 1 | Non-Competitive | 33.7655 | Non-Competitive
XLON58 KOCH_UP_69A1 TO_FROM | XLON58 | KOCH_UP_69A1 | 91.3 | 3 | 3 | KOCH_UP2A | KOCH_UP4A | TO_FROM | 36066.05 | 36184.92 | 38.3156 | 0 | 1151.583 | 931.756 | -0.00348 | 0.009111 | -0.3269 | 0.073319 | 52.4415 | 38.3584 | 0 |  |  | 2092.771 | 10000 | 736.323 | 10000 | 2951.662 | 10000 | 738.637 | 10000 | 2316.921 | 10000 | Competitive | Competitive | 1 | FALSE | FALSE | 1 | Non-Competitive | 34.7655 | Non-Competitive
XLON89 KOCH_UP_69A1 FROM_TO | XLON89 | KOCH_UP_69A1 | 91.3 | 1 | 1 | KOCH_UP2A | KOCH_UP4A | FROM_TO | 36066.05 | 37951.2 | -58.9327 | 0 | 995.782 | 1101.083 | -0.01015 | 0.005373 | -0.07207 | 0.34274 | -42.7738 | -52.2969 | 0 |  |  | 10000 | 2734.48 | 7560.65 | 898.191 | 10000 | 4586.327 | 9605.328 | 880.957 | 10000 | 2892.691 | Competitive | Competitive | 1 | FALSE | FALSE | 1 | Non-Competitive | 35.7655 | Non-Competitive
XLON89 KOCH_UP_69A1 TO_FROM | XLON89 | KOCH_UP_69A1 | 91.3 | 1 | 1 | KOCH_UP2A | KOCH_UP4A | TO_FROM | 36066.05 | 36156.84 | 43.6865 | 0 | 1183.811 | 995.782 | -0.00537 | 0.010153 | -0.34274 | 0.072071 | 60.182 | 44.0051 | 0 |  |  | 1250.316 | 10000 | 742.285 | 7560.65 | 2752.787 | 10000 | 666.383 | 9605.328 | 1391.569 | 10000 | Competitive | Competitive | 1 | FALSE | FALSE | 1 | Non-Competitive | 36.7655 | Non-Competitive
XLWS158 590__B FROM_TO | XLWS158 | 590__B | 233 | 1 | 1 | LEW_JNS_P8 | TNLAKEPNTE1 | FROM_TO | 36066.05 | 36322.66 | -110.199 | 0 | 653.504 | 1173.439 | -0.00916 | 0.1145 | -0.12983 | 0.46695 | 199.3546 | -92.2481 | 0 | 4430.655 |  | 4430.655 | 2740.79 | 1219.843 | 1299.785 | 5247.646 | 3627.682 | 2505.925 | 1930.654 | 3661.807 | 2837.691 | Competitive | Competitive | 1 | TRUE | FALSE | 1 | Non-Competitive | 37.7655 | Non-Competitive
XLWS158 590__B TO_FROM | XLWS158 | 590__B | 233 | 1 | 1 | LEW_JNS_P8 | TNLAKEPNTE1 | TO_FROM | 36066.05 | 36259.58 | -192.1 | 0 | 1173.802 | 642.009 | -0.1145 | 0.009156 | -0.46695 | 0.12983 | 142.0601 | -45.4055 | 0 |  | 5877.662 | 2553.89 | 5877.662 | 1225.396 | 2415.184 | 3303.305 | 10000 | 1827.358 | 3888.989 | 2665.986 | 5000.238 | Competitive | Competitive | 1 | TRUE | FALSE | 1 | Non-Competitive | 38.7655 | Non-Competitive
XLWS158 591__A FROM_TO | XLWS158 | 591__A | 280 | 1 | 1 | CRLTN_NW_E8 | TNLAKEPNTE1 | FROM_TO | 36066.05 | 36137.29 | -177.989 | 0 | 1173.376 | 1065.559 | -0.14814 | 0.013189 | -0.68445 | 0.070635 | 230.8844 | -75.3769 | 0 |  | 5856.958 | 2335.359 | 5856.958 | 1100.309 | 2540.693 | 3086.318 | 10000 | 1522.707 | 4049.88 | 2518.331 | 5000.132 | Competitive | Competitive | 1 | TRUE | FALSE | 1 | Non-Competitive | 39.7655 | Non-Competitive
XLWS158 591__A TO_FROM | XLWS158 | 591__A | 280 | 1 | 1 | CRLTN_NW_E8 | TNLAKEPNTE1 | TO_FROM | 36066.05 | 37025.19 | -189.643 | 0 | 1065.561 | 1180.906 | -0.01319 | 0.14814 | -0.07064 | 0.68446 | 214.3943 | -166.069 | 0 | 4152.873 |  | 4411.251 | 2482.043 | 1281.167 | 1169.058 | 5251.143 | 3351.134 | 2661.569 | 1611.743 | 3603.08 | 2672.876 | Competitive | Competitive | 1 | TRUE | FALSE | 1 | Non-Competitive | 40.7655 | Non-Competitive
XLWS58 589_C_1 FROM_TO | XLWS58 | 589_C_1 | 214 | 0 | 0 | CRLTN_NW_W8 | TNSOUTH___1 | FROM_TO | 36066.05 | 36345.89 | -92.4076 | 0 | 1222.329 | 624.728 | -0.03798 | 0.005371 | -0.49993 | 0.043668 | 73.6454 | -23.4789 | 0 |  | 10000 | 2850.633 | 6002.723 | 1213.704 | 2143.134 | 2914.799 | 10000 | 1792.039 | 3015.408 | 2758.306 | 5030.272 | Competitive | Competitive | 1 | TRUE | FALSE | 1 | Non-Competitive | 41.7655 | Non-Competitive
XLWS58 589_C_1 TO_FROM | XLWS58 | 589_C_1 | 214 | 0 | 0 | CRLTN_NW_W8 | TNSOUTH___1 | TO_FROM | 36066.05 | 38791.99 | -55.7884 | 0 | 636.393 | 1295.879 | -0.00537 | 0.037981 | -0.04367 | 0.49993 | 96.5931 | -47.465 | 0 | 5248.361 |  | 4567.279 | 3033.095 | 1068.137 | 1278.76 | 5248.361 | 2914.799 | 1765.2 | 1859.05 | 3733.513 | 2868.527 | Competitive | Competitive | 1 | TRUE | FALSE | 1 | Non-Competitive | 42.7655 | Non-Competitive
XLWS58 590__A FROM_TO | XLWS58 | 590__A | 214 | 0 | 0 | LEWISVLSW8_1 | LEW_JNS_P8 | FROM_TO | 36066.05 | 35972.48 | -32.923 | 0 | 630.453 | 1159.221 | -0.00912 | 0.071223 | -0.71818 | 0.25375 | 281.2018 | -15.8933 | 0 | 4685.688 |  | 4685.688 | 2906.565 | 914.161 | 2444.936 | 5235.618 | 2655.149 | 1350.873 | 2724.092 | 3815.627 | 2861.183 | Competitive | Non-Competitive | 0 | TRUE | FALSE | 1 | Non-Competitive | 43.7655 | Non-Competitive
XLWS58 590__A TO_FROM | XLWS58 | 590__A | 214 | 0 | 0 | LEWISVLSW8_1 | LEW_JNS_P8 | TO_FROM | 36066.05 | 36630.07 | -272.096 | 0 | 1159.221 | 630.453 | -0.07122 | 0.009121 | -0.25375 | 0.71818 | 70.8194 | -129.869 | 0 |  | 6120.519 | 2906.565 | 6120.519 | 2355.951 | 1671.845 | 2655.149 | 10000 | 2682.074 | 2452.944 | 2861.183 | 5100.725 | Competitive | Competitive | 1 | TRUE | FALSE | 1 | Non-Competitive | 44.7655 | Non-Competitive
XLWS58 591__A FROM_TO | XLWS58 | 591__A | 280 | 0 | 0 | CRLTN_NW_E8 | TNLAKEPNTE1 | FROM_TO | 36066.05 | 36265.1 | -281.564 | 0 | 1160.453 | 636.716 | -0.09775 | 0.013578 | -0.58062 | 0.11819 | 164.0086 | -97.8722 | 0 |  | 6043.413 | 2929.027 | 6043.413 | 1394.298 | 2080.625 | 2894.861 | 10000 | 2088.497 | 2803.9 | 2789.996 | 5050.249 | Competitive | Competitive | 1 | TRUE | FALSE | 1 | Non-Competitive | 45.7655 | Non-Competitive
XLWS58 591__A TO_FROM | XLWS58 | 591__A | 280 | 0 | 0 | CRLTN_NW_E8 | TNLAKEPNTE1 | TO_FROM | 36066.05 | 35951 | -115.67 | 0 | 636.716 | 1160.453 | -0.01358 | 0.097754 | -0.11819 | 0.58062 | 292.8335 | -93.1543 | 0 | 4244.18 |  | 4608.496 | 3108.197 | 1041.999 | 1460.882 | 5244.44 | 2894.861 | 1598.736 | 2152.99 | 3648.127 | 2885.576 | Competitive | Non-Competitive | 0 | TRUE | FALSE | 1 | Non-Competitive | 46.7655 | Non-Competitive
XLY2T58 LYTTON_S_AT1H FROM_TO | XLY2T58 | LYTTON_S_AT1H | 480 | 3 | 3 | LYTTON34 | LYTTON1_1KV | FROM_TO | 36066.05 | 36519.58 | -2.0425 | 0 | 1185.469 | 1065.011 | -0.06954 | 0.028242 | -0.24187 | 0.067367 | 367.9216 | 22.6633 | 0 | 5370.257 | 4942.427 | 1554.304 | 4942.427 | 1024.11 | 4829.692 | 3641.987 | 5000 | 1209.111 | 4974.299 | 1803.86 | 4979.751 | Competitive | Competitive | 1 | TRUE | FALSE | 1 | Non-Competitive | 47.7655 | Non-Competitive
XLY2T58 LYTTON_S_AT1H TO_FROM | XLY2T58 | LYTTON_S_AT1H | 480 | 3 | 3 | LYTTON34 | LYTTON1_1KV | TO_FROM | 36066.05 | 41551.61 | -359.461 | 0 | 1065.013 | 1185.469 | -0.02824 | 0.069541 | -0.06737 | 0.24186 | 119.5219 | -327.983 | 0 | 4942.427 | 5370.257 | 4942.427 | 1698.545 | 4557.05 | 1102.77 | 5000 | 3641.987 | 4970.012 | 1289.497 | 4979.751 | 1935.137 | Competitive | Competitive | 1 | TRUE | FALSE | 1 | Non-Competitive | 48.7655 | Non-Competitive
XLY3T58 LYTTON_S_AT1H FROM_TO | XLY3T58 | LYTTON_S_AT1H | 480 | 1 | 1 | LYTTON34 | LYTTON1_1KV | FROM_TO | 36066.05 | 36449.19 | -2.0681 | 0 | 1185.774 | 1065.008 | -0.07052 | 0.028638 | -0.27273 | 0.068312 | 373.0896 | 22.9785 | 0 | 5370.262 | 4942.428 | 1554.33 | 4942.428 | 1024.133 | 4829.671 | 3641.982 | 5000 | 1209.124 | 4974.298 | 1803.834 | 4979.75 | Competitive | Competitive | 1 | TRUE | FALSE | 1 | Non-Competitive | 49.7655 | Non-Competitive
XLY3T58 LYTTON_S_AT1H TO_FROM | XLY3T58 | LYTTON_S_AT1H | 480 | 1 | 1 | LYTTON34 | LYTTON1_1KV | TO_FROM | 36066.05 | 41453.39 | -364.511 | 0 | 1065.007 | 1185.774 | -0.02864 | 0.070517 | -0.06831 | 0.27273 | 121.2018 | -332.592 | 0 | 4942.428 | 5370.262 | 4942.428 | 1698.572 | 4557.042 | 1102.796 | 5000 | 3641.982 | 4970.012 | 1289.511 | 4979.75 | 1935.109 | Competitive | Competitive | 1 | TRUE | FALSE | 1 | Non-Competitive | 50.7655 | Non-Competitive
XLY3T58 LYTTON_S_AT2H FROM_TO | XLY3T58 | LYTTON_S_AT2H | 480 | 1 | 1 | LYTTON34 | LYTTON2_1KV | FROM_TO | 36066.05 | 36630.59 | -1.8693 | 0 | 1192.015 | 1085.955 | -0.06375 | 0.025889 | -0.24736 | 0.061754 | 337.2771 | 20.7745 | 0 | 5370.264 | 4942.428 | 1554.305 | 4942.428 | 1024.122 | 4829.673 | 3641.995 | 5000 | 1209.117 | 4974.3 | 1803.868 | 4979.752 | Competitive | Competitive | 1 | TRUE | FALSE | 1 | Non-Competitive | 51.7655 | Non-Competitive
XLY3T58 LYTTON_S_AT2H TO_FROM | XLY3T58 | LYTTON_S_AT2H | 480 | 1 | 1 | LYTTON34 | LYTTON2_1KV | TO_FROM | 36066.05 | 42230.79 | -329.523 | 0 | 1085.952 | 1192.015 | -0.02589 | 0.063749 | -0.06175 | 0.24736 | 109.5664 | -300.667 | 0 | 4942.428 | 5370.264 | 4942.428 | 1698.545 | 4557.055 | 1102.781 | 5000 | 3641.995 | 4970.014 | 1289.499 | 4979.752 | 1935.145 | Competitive | Competitive | 1 | TRUE | FALSE | 1 | Non-Competitive | 52.7655 | Non-Competitive
XLYT58 LYTTON_S_AT1H FROM_TO | XLYT58 | LYTTON_S_AT1H | 480 | 3 | 3 | LYTTON34 | LYTTON1_1KV | FROM_TO | 36066.05 | 92690.8 | 0 | 0 | 0 | 0 | 0 | 0 | 0 | 0 | 0 | 0 | 0 | [10 empty] | 0 | 0 | Competitive | Competitive | 1 | FALSE | TRUE | 1 | Non-Competitive | 53.7655 | Non-Competitive
XLYT58 LYTTON_S_AT1H TO_FROM | XLYT58 | LYTTON_S_AT1H | 480 | 3 | 3 | LYTTON34 | LYTTON1_1KV | TO_FROM | 36066.05 | 92690.8 | 0 | 0 | 0 | 0 | 0 | 0 | 0 | 0 | 0 | 0 | 0 | [10 empty] | 0 | 0 | Competitive | Competitive | 1 | FALSE | TRUE | 1 | Non-Competitive | 54.7655 | Non-Competitive
XMDK89 6427__A FROM_TO | XMDK89 | 6427__A | 151 | 1 | 1 | PERMIANB_8 | HACKBTAP4A | FROM_TO | 36066.05 | 35901.67 | -188.511 | 0 | 1179.58 | 963.705 | -0.04272 | 0.097908 | -0.67856 | 0.097908 | 263.3056 | 35.2615 | 0 | 4647.103 | 10000 | 4647.103 | 10000 | 1286.655 | 4308.224 | 4647.103 | 10000 | 3614.118 | 9568.784 | 4840.251 | 10000 | Competitive | Non-Competitive | 0 | TRUE | FALSE | 1 | Non-Competitive | 55.7655 | Non-Competitive
XMDK89 6427__A TO_FROM | XMDK89 | 6427__A | 151 | 1 | 1 | PERMIANB_8 | HACKBTAP4A | TO_FROM | 36066.05 | 35554.51 | -180.726 | 0 | 963.706 | 1179.58 | -0.09791 | 0.17234 | -0.09791 | 0.67856 | 198.5336 | -128.45 | 0 | 3122.42 | 10000 | 3354.756 | 10000 | 2948.349 | 1910.704 | 3354.756 | 10000 | 3361.801 | 7079.04 | 3365.781 | 10000 | Competitive | Non-Competitive | 0 | TRUE | FALSE | 1 | Non-Competitive | 56.7655 | Non-Competitive
XMG2S58 MGSES_MR2H FROM_TO | XMG2S58 | MGSES_MR2H | 341 | 3 | 3 | MRGNCRK_5 | 700208_3STAR | FROM_TO | 36066.05 | 36140.49 | -226.369 | 0 | 974.643 | 3257.177 | -0.36597 | 0.027484 | -1.5963 | 0.031147 | 221.7304 | 133.0891 | 0 | 2027.469 | 9598.234 | 1535.461 | 9580.067 | 753.523 | 9583.082 | 1535.461 | 9580.067 | 819.111 | 9693.965 | 1566.963 | 9694.072 | Competitive | Competitive | 1 | TRUE | FALSE | 1 | Non-Competitive | 57.7655 | Non-Competitive
XMG2S58 MGSES_MR2H TO_FROM | XMG2S58 | MGSES_MR2H | 341 | 3 | 3 | MRGNCRK_5 | 700208_3STAR | TO_FROM | 36066.05 | 27450.8 | -217.208 | 0 | 3257.173 | 935.242 | -0.01847 | 0.36597 | -0.03115 | 1.5964 | 571.2117 | -159.499 | 0 | 3171.084 |  | 3299.4 | 10000 | 2997.359 | 921.284 | 3378.979 | 10000 | 3726.166 | 888.033 | 3741.023 | 10000 | Non-Competitive | Non-Competitive | 0 | TRUE | FALSE | 1 | Non-Competitive | 58.7655 | Non-Competitive
XMGS58 MGSES_MR1H FROM_TO | XMGS58 | MGSES_MR1H | 349 | 3 | 3 | MRGNCRK_5 | 700207_3STAR | FROM_TO | 36066.05 | 36307.68 | -236.645 | 0 | 975.381 | 883.08 | -0.38258 | 0.028732 | -0.47924 | 0.46465 | 231.881 | 139.1277 | 0 | 1693.149 | 9598.233 | 1535.461 | 9580.067 | 753.529 | 9583.085 | 1535.461 | 9580.067 | 819.113 | 9693.965 | 1566.972 | 9694.072 | Competitive | Competitive | 1 | TRUE | FALSE | 1 | Non-Competitive | 59.7655 | Non-Competitive
XMGS58 MGSES_MR1H TO_FROM | XMGS58 | MGSES_MR1H | 349 | 3 | 3 | MRGNCRK_5 | 700207_3STAR | TO_FROM | 36066.05 | 35520.59 | -227.067 | 0 | 980.825 | 977.077 | -0.0193 | 0.38258 | -0.46465 | 0.47924 | 597.1388 | -166.577 | 0 | 3035.584 |  | 3299.4 | 10000 | 2997.361 | 921.295 | 3378.979 | 10000 | 3726.166 | 888.048 | 3729.176 | 10000 | Competitive | Non-Competitive | 0 | TRUE | FALSE | 1 | Non-Competitive | 60.7655 | Non-Competitive
XMGS58 MGSES_MR1L FROM_TO | XMGS58 | MGSES_MR1L | 349 | 3 | 3 | MRGNCRK_8 | 700207_3STAR | FROM_TO | 36066.05 | 35580.98 | -227.067 | 0 | 979.051 | 976.459 | -0.0193 | 0.38258 | -0.52076 | 0.38258 | 597.1388 | -166.577 | 0 | 3035.584 |  | 3299.4 | 10000 | 2997.361 | 921.295 | 3378.979 | 10000 | 3726.166 | 888.048 | 3729.176 | 10000 | Competitive | Non-Competitive | 0 | TRUE | FALSE | 1 | Non-Competitive | 61.7655 | Non-Competitive
XMGS58 MGSES_MR1L TO_FROM | XMGS58 | MGSES_MR1L | 349 | 3 | 3 | MRGNCRK_8 | 700207_3STAR | TO_FROM | 36066.05 | 36368.73 | -236.645 | 0 | 974.765 | 881.953 | -0.38258 | 0.028732 | -0.38258 | 0.52076 | 231.881 | 139.1277 | 0 | 1693.149 | 9598.233 | 1535.461 | 9580.067 | 753.529 | 9583.085 | 1535.461 | 9580.067 | 819.113 | 9693.965 | 1566.972 | 9694.072 | Competitive | Competitive | 1 | TRUE | FALSE | 1 | Non-Competitive | 62.7655 | Non-Competitive
XMGS58 MGSES_MR2H FROM_TO | XMGS58 | MGSES_MR2H | 341 | 3 | 3 | MRGNCRK_5 | 700208_3STAR | FROM_TO | 36066.05 | 36140.94 | -225.514 | 0 | 974.646 | 3257.179 | -0.36458 | 0.02738 | -1.598 | 0.031028 | 220.8875 | 132.5806 | 0 | 2027.466 | 9598.234 | 1535.456 | 9580.068 | 753.523 | 9583.08 | 1535.456 | 9580.068 | 819.11 | 9693.966 | 1566.957 | 9694.073 | Competitive | Competitive | 1 | TRUE | FALSE | 1 | Non-Competitive | 63.7655 | Non-Competitive
XMGS58 MGSES_MR2H TO_FROM | XMGS58 | MGSES_MR2H | 341 | 3 | 3 | MRGNCRK_5 | 700208_3STAR | TO_FROM | 36066.05 | 27492 | -216.097 | 0 | 3257.177 | 935.245 | -0.0184 | 0.36458 | -0.03103 | 1.598 | 569.0463 | -158.89 | 0 | 3171.083 |  | 3299.401 | 10000 | 2997.356 | 921.288 | 3378.98 | 10000 | 3726.168 | 888.032 | 3741.026 | 10000 | Non-Competitive | Non-Competitive | 0 | TRUE | FALSE | 1 | Non-Competitive | 64.7655 | Non-Competitive
XMOS58 6475__F FROM_TO | XMOS58 | 6475__F | 223 | 3 | 3 | ODESSANO_8 | ODESSA2_8 | FROM_TO | 36066.05 | 36093.08 | -143.661 | 0 | 1756.436 | 1127.153 | -0.03037 | 0.25646 | -0.11623 | 0.6532 | 218.603 | -101.701 | 0 | 3086.251 | 5808.631 | 4422.219 | 5808.631 | 2831.332 | 971.329 | 4422.219 | 5808.631 | 4055.644 | 3991.834 | 4090.037 | 5840.131 | Competitive | Competitive | 1 | TRUE | FALSE | 1 | Non-Competitive | 65.7655 | Non-Competitive
XMOS58 6475__F TO_FROM | XMOS58 | 6475__F | 223 | 3 | 3 | ODESSANO_8 | ODESSA2_8 | TO_FROM | 36066.05 | 36178.43 | -94.9382 | 0 | 1127.153 | 1756.443 | -0.23692 | 0.030367 | -0.6532 | 0.11623 | 149.5945 | 70.2416 | 0 | 5808.631 | 10000 | 4790.212 | 10000 | 831.267 | 9858.65 | 5808.631 | 10000 | 3553.006 | 9993.191 | 5450.145 | 10000 | Competitive | Competitive | 1 | TRUE | FALSE | 1 | Non-Competitive | 66.7655 | Non-Competitive
XMOS58 6500__B FROM_TO | XMOS58 | 6500__B | 226 | 3 | 3 | ODESEHV_8 | BIG3ODTA_8 | FROM_TO | 36066.05 | 36288.41 | 3.6302 | 0 | 0 | 783.721 | 0 | 0.000101 | -0.9999 | 0.000101 | 3.6265 | 3.6434 | 0 |  |  | 783.721 |  | 783.721 |  | 783.721 |  | 783.721 |  | 783.721 | 0 | Competitive | Competitive | 1 | FALSE | TRUE | 1 | Non-Competitive | 67.7655 | Non-Competitive
XMOS58 6500__B TO_FROM | XMOS58 | 6500__B | 226 | 3 | 3 | ODESEHV_8 | BIG3ODTA_8 | TO_FROM | 36066.05 | 92690.8 | -3.6302 | 0 | 0 | 783.721 | -0.0001 | 0 | -0.0001 | 0.9999 | -3.6339 | -3.6355 | 0 |  |  |  | 913.719 |  | 913.719 |  | 913.719 |  | 913.719 | 0 | 913.719 | Competitive | Competitive | 1 | FALSE | TRUE | 1 | Non-Competitive | 68.7655 | Non-Competitive
XMOS58 6511__A FROM_TO | XMOS58 | 6511__A | 170 | 3 | 3 | MIDLNDE_8 | WINDWOOD_8 | FROM_TO | 36066.05 | 36265.12 | -81.3201 | 0 | 1208.456 | 937.015 | -0.02997 | 0.028003 | -0.68105 | 0.24635 | 34.4268 | -11.5433 | 0 | 10000 | 5814.281 | 10000 | 5814.281 | 971.75 | 5387.628 | 10000 | 5814.281 | 6686.975 | 5805.394 | 10000 | 5851.575 | Competitive | Competitive | 1 | TRUE | FALSE | 1 | Non-Competitive | 69.7655 | Non-Competitive
XMOS58 6511__A TO_FROM | XMOS58 | 6511__A | 170 | 3 | 3 | MIDLNDE_8 | WINDWOOD_8 | TO_FROM | 36066.05 | 36415.94 | -27.7443 | 0 | 946.975 | 1207.599 | -0.028 | 0.029968 | -0.24635 | 0.68105 | 83.6677 | -19.2251 | 0 | 3219.597 | 10000 | 2940.775 | 10000 | 2566.037 | 1253.516 | 2940.775 | 10000 | 3386.31 | 8532.311 | 3461.677 | 10000 | Competitive | Competitive | 1 | TRUE | FALSE | 1 | Non-Competitive | 70.7655 | Non-Competitive
XMOS58 6915__A FROM_TO | XMOS58 | 6915__A | 44 | 3 | 3 | ODESSANO_9 | ODBASSS_9 | FROM_TO | 36066.05 | 36107.39 | -19.3277 | 0 | 1211.192 | 945.924 | -0.02486 | 0.002548 | -0.51434 | 0.15376 | 22.3131 | 15.5916 | 0 |  | 10000 | 4130.861 | 10000 | 739.202 | 9891.144 | 5804.66 | 10000 | 1203.642 | 9995.696 | 4944.027 | 10000 | Competitive | Competitive | 1 | TRUE | FALSE | 1 | Non-Competitive | 71.7655 | Non-Competitive
XMOS58 6915__A TO_FROM | XMOS58 | 6915__A | 44 | 3 | 3 | ODESSANO_9 | ODBASSS_9 | TO_FROM | 36066.05 | 36225.23 | -21.9226 | 0 | 892.908 | 1211.192 | -0.00255 | 0.037933 | -0.15376 | 0.51434 | 19.3543 | -18.7958 | 0 | 4150.612 |  | 4150.612 | 5218.791 | 2827.143 | 844.036 | 4150.612 | 5804.66 | 3941.186 | 1417.7 | 4166.309 | 5545.877 | Competitive | Competitive | 1 | TRUE | FALSE | 1 | Non-Competitive | 72.7655 | Non-Competitive
XMOS58 ODNTH_FMR1 FROM_TO | XMOS58 | ODNTH_FMR1 | 87 | 3 | 3 | ODESSANO_8 | ODESSANO_9 | FROM_TO | 36066.05 | 36136.69 | -33.8176 | 0 | 1175.168 | 900.752 | -0.03825 | 0.005328 | -0.70614 | 0.042085 | 37.1172 | 24.3844 | 0 |  | 10000 | 4273.347 | 10000 | 739.016 | 9880.461 | 5806.675 | 10000 | 1817.049 | 9989.743 | 5116.419 | 10000 | Competitive | Competitive | 1 | TRUE | FALSE | 1 | Non-Competitive | 73.7655 | Non-Competitive
XMOS58 ODNTH_FMR1 TO_FROM | XMOS58 | ODNTH_FMR1 | 87 | 3 | 3 | ODESSANO_8 | ODESSANO_9 | TO_FROM | 36066.05 | 37342.9 | -36.3707 | 0 | 876.041 | 1175.168 | -0.00533 | 0.063859 | -0.04208 | 0.70614 | 33.9095 | -29.7174 | 0 | 4223.507 |  | 4223.507 | 5281.248 | 2750.898 | 845.436 | 4223.507 | 5806.675 | 4111.272 | 2120.14 | 4508.712 | 5609.91 | Competitive | Competitive | 1 | TRUE | FALSE | 1 | Non-Competitive | 74.7655 | Non-Competitive
XNE2D58 NEDIN_138H FROM_TO | XNE2D58 | NEDIN_138H | 660 | 1 | 1 | NEDIN7A | 8381_3STAR | FROM_TO | 36066.05 | 36216.43 | 278.5165 | 0 | 1194.755 | 1006.452 | -0.39714 | 0.028063 | -0.78748 | 0.28119 | 541.5801 | 391.7327 | 0 | 1413.688 | 3044.134 | 813.295 | 10000 | 797.167 | 3292.285 | 1767.66 | 10000 | 776.905 | 6404.429 | 786.556 | 6393.037 | Competitive | Competitive | 1 | TRUE | FALSE | 1 | Non-Competitive | 75.7655 | Non-Competitive
XNE2D58 NEDIN_138H TO_FROM | XNE2D58 | NEDIN_138H | 660 | 1 | 1 | NEDIN7A | 8381_3STAR | TO_FROM | 36066.05 | 39433.04 | -531.191 | 0 | 1036.633 | 1236.353 | -0.02806 | 0.50612 | -0.28119 | 0.78748 | -262.731 | -511.713 | 0 | 4299.223 | 1811.275 | 7257.944 | 919.551 | 4167.131 | 917.313 | 7257.944 | 1959.179 | 6792.682 | 890.467 | 6798.644 | 891.093 | Competitive | Competitive | 1 | TRUE | FALSE | 1 | Non-Competitive | 76.7655 | Non-Competitive
XODN89 6860__A FROM_TO | XODN89 | 6860__A | 44 | 1 | 1 | HOLTSS_9 | ECTRSHLT_9 | FROM_TO | 36066.05 | 36090.22 | 11.0451 | 0 | 1385.254 | 915.559 | -0.00842 | 0.004291 | -0.74943 | 0.099604 | 25.8891 | 21.751 | 0 |  |  | 2837.316 | 10000 | 799.615 | 10000 | 10000 | 10000 | 771.329 | 10000 | 4466.278 | 10000 | Competitive | Competitive | 1 | FALSE | FALSE | 1 | Non-Competitive | 77.7655 | Non-Competitive
XODN89 6860__A TO_FROM | XODN89 | 6860__A | 44 | 1 | 1 | HOLTSS_9 | ECTRSHLT_9 | TO_FROM | 36066.05 | 36618.9 | -25.0386 | 0 | 935.352 | 1219.155 | -0.00155 | 0.015772 | -0.0996 | 0.74943 | -10.9077 | -23.5361 | 0 |  |  | 4121.328 | 953.494 | 2965.879 | 943.782 | 6655.589 | 9179.516 | 3533.442 | 975.93 | 3719.895 | 978.673 | Competitive | Competitive | 1 | FALSE | FALSE | 1 | Non-Competitive | 78.7655 | Non-Competitive
XOLS89 OLK_WHTN_1 FROM_TO | XOLS89 | OLK_WHTN_1 | 63 | 1 | 1 | TNLKWHITNY0 | TNOLSEN___0 | FROM_TO | 36066.05 | 36104.17 | -2.8349 | 0 | 1138.021 | 690.722 | -0.00292 | 0.013807 | -0.59909 | 0.15215 | 40.164 | 6.2078 | 0 |  |  | 10000 | 6570.64 | 1086.021 | 2186.122 | 10000 | 10000 | 1107.052 | 4491.194 | 10000 | 8440.835 | Competitive | Competitive | 1 | FALSE | FALSE | 1 | Non-Competitive | 79.7655 | Non-Competitive
XOLS89 OLK_WHTN_1 TO_FROM | XOLS89 | OLK_WHTN_1 | 63 | 1 | 1 | TNLKWHITNY0 | TNOLSEN___0 | TO_FROM | 36066.05 | 36411.58 | -35.883 | 0 | 680.164 | 1109.993 | -0.01381 | 0.006645 | -0.15215 | 0.59909 | 10.311 | -36.4902 | 0 |  |  | 7307.842 | 10000 | 787.312 | 1139.055 | 10000 | 10000 | 1414.065 | 1141.737 | 5777.708 | 10000 | Competitive | Competitive | 1 | FALSE | FALSE | 1 | Non-Competitive | 80.7655 | Non-Competitive
XPAD89 PADC_PADU1_1 FROM_TO | XPAD89 | PADC_PADU1_1 | 38 | 1 | 1 | PADC2A | PADU2A | FROM_TO | 36066.05 | 36103.56 | -50.7138 | 0 | 1230.843 | 838.686 | -0.00396 | 0.002467 | -0.59904 | 0.39588 | 15.5291 | 1.3451 | 0 |  |  | 3918.295 | 3349.04 | 949.821 | 3302.119 | 4713.714 | 3743.99 | 1452.297 | 3912.853 | 4348.645 | 3926.352 | Competitive | Competitive | 1 | FALSE | FALSE | 1 | Non-Competitive | 81.7655 | Non-Competitive
XPAD89 PADC_PADU1_1 TO_FROM | XPAD89 | PADC_PADU1_1 | 38 | 1 | 1 | PADC2A | PADU2A | TO_FROM | 36066.05 | 36025.79 | -14.8753 | 0 | 838.686 | 1230.843 | -0.00247 | 0.39253 | -0.39588 | 0.59904 | 53.7245 | -13.7521 | 0 | 5609.66 |  | 10000 | 2974.395 | 2188.81 | 1007.35 | 10000 | 3695.052 | 8934.754 | 1125.44 | 9172.634 | 3336.597 | Competitive | Non-Competitive | 0 | TRUE | FALSE | 1 | Non-Competitive | 82.7655 | Non-Competitive
XPH2R58 PHR_AT1 FROM_TO | XPH2R58 | PHR_AT1 | 460 | 3 | 3 | P_H_R___345E | 49126_STAR | FROM_TO | 36066.05 | 36322.48 | 160.761 | 0 | 678.256 | 6795.261 | -0.212 | 0.045295 | -0.2814 | 0.078525 | 386.7066 | 172.9949 | 0 | 7369.936 | 7064.912 | 6046.463 | 7231.735 | 807.617 | 4905.907 | 10000 | 7231.735 | 1674.164 | 7069.147 | 7326.095 | 7208.487 | Competitive | Competitive | 1 | TRUE | FALSE | 1 | Non-Competitive | 83.7655 | Non-Competitive
XPH2R58 PHR_AT1 TO_FROM | XPH2R58 | PHR_AT1 | 460 | 3 | 3 | P_H_R___345E | 49126_STAR | TO_FROM | 36066.05 | 43105.88 | -371.433 | 0 | 6795.273 | 702.941 | -0.04529 | 0.212 | -0.07852 | 0.2814 | -40.797 | -318.702 | 0 | 7064.912 | 7369.936 | 7231.735 | 6046.463 | 4905.907 | 945.312 | 7231.735 | 10000 | 7069.147 | 1956.241 | 7208.487 | 7326.095 | Competitive | Competitive | 1 | TRUE | FALSE | 1 | Non-Competitive | 84.7655 | Non-Competitive
XPHR58 138_NAL_HAS_1 FROM_TO | XPHR58 | 138_NAL_HAS_1 | 383 | 3 | 3 | TNHASTINGS1 | TNNALVIN__1 | FROM_TO | 36066.05 | 38681.5 | -217.309 | 0 | 1161.552 | 672.307 | -0.01169 | 0.061432 | -0.13218 | 0.79269 | 46.3613 | -196.568 | 0 | 7232.5 |  | 7232.5 | 1211.627 | 3248.262 | 868.492 | 7232.5 | 1685.304 | 5684.072 | 935.516 | 7233.012 | 1337.006 | Competitive | Competitive | 1 | TRUE | FALSE | 1 | Non-Competitive | 85.7655 | Non-Competitive
XPHR58 138_NAL_HAS_1 TO_FROM | XPHR58 | 138_NAL_HAS_1 | 383 | 3 | 3 | TNHASTINGS1 | TNNALVIN__1 | TO_FROM | 36066.05 | 36269.55 | -13.1191 | 0 | 645.478 | 1179.334 | -0.06143 | 0.01169 | -0.79269 | 0.13218 | 220.9667 | 49.7575 | 0 |  | 7232.5 | 998.527 | 7232.5 | 745.031 | 3248.262 | 1422.163 | 7232.5 | 797.028 | 5684.072 | 1106.743 | 7233.012 | Competitive | Competitive | 1 | TRUE | FALSE | 1 | Non-Competitive | 86.7655 | Non-Competitive
XRE2N58 ALNSW_MR1H FROM_TO | XRE2N58 | ALNSW_MR1H | 471 | 6 | 6 | ALLENSW1_5 | ALNSW1_1 | FROM_TO | 36066.05 | 35982.52 | -42.8073 | 0 | 1174.557 | 649.308 | -0.01971 | 0.047658 | -0.4283 | 0.2838 | 508.4415 | 37.4222 | 0 | 3916.631 |  | 3717.576 | 2669.47 | 1633.636 | 1916.224 | 3977.824 | 6281.382 | 3029.879 | 1956.976 | 3789.313 | 2744.704 | Competitive | Non-Competitive | 0 | TRUE | FALSE | 1 | Non-Competitive | 87.7655 | Non-Competitive
XRE2N58 ALNSW_MR1H TO_FROM | XRE2N58 | ALNSW_MR1H | 471 | 6 | 6 | ALLENSW1_5 | ALNSW1_1 | TO_FROM | 36066.05 | 37509.74 | -465.706 | 0 | 661.201 | 1213.923 | -0.04766 | 0.019713 | -0.2838 | 0.4283 | 65.4479 | -314.45 | 0 |  | 4370.744 | 2210.899 | 4116.037 | 1047.764 | 1749.255 | 4881.357 | 4443.275 | 1154.744 | 3260.45 | 2217.85 | 4115.18 | Competitive | Competitive | 1 | TRUE | FALSE | 1 | Non-Competitive | 88.7655 | Non-Competitive
XROC89 GREGOR_RINCON1_1 FROM_TO | XROC89 | GREGOR_RINCON1_1 | 61 | 1 | 1 | RINCON2A | GREGORY2A | FROM_TO | 36066.05 | 36121.46 | 1.6669 | 0 | 1133.198 | 1183.109 | -0.01865 | 0.00443 | -0.55883 | 0.17545 | 30.0374 | 14.3738 | 0 |  |  | 2527.14 | 4071.805 | 777.067 | 2935.782 | 3322.302 | 5644.313 | 663.203 | 4225.804 | 2559.49 | 4743.035 | Competitive | Competitive | 1 | FALSE | FALSE | 1 | Non-Competitive | 89.7655 | Non-Competitive
XROC89 GREGOR_RINCON1_1 TO_FROM | XROC89 | GREGOR_RINCON1_1 | 61 | 1 | 1 | RINCON2A | GREGORY2A | TO_FROM | 36066.05 | 36421.11 | -29.9502 | 0 | 832.329 | 1353.975 | -0.00443 | 0.018647 | -0.17546 | 0.55883 | -1.2467 | -28.728 | 0 |  |  | 4071.805 | 2527.14 | 2059.891 | 882.288 | 5644.313 | 3322.302 | 3861.702 | 738.399 | 4743.035 | 2559.49 | Competitive | Competitive | 1 | FALSE | FALSE | 1 | Non-Competitive | 90.7655 | Non-Competitive
XSA3R58 SARC_T1L FROM_TO | XSA3R58 | SARC_T1L | 323 | 3 | 3 | SARC4A | SRC1DUM | FROM_TO | 36066.05 | 38139.28 | -271.257 | 0 | 1750.61 | 1172.769 | -0.01451 | 0.26054 | -0.09116 | 0.45425 | 138.6202 | -236.415 | 0 | 2016.855 |  | 5580.165 | 1806.719 | 1356.537 | 1406.232 | 10000 | 1925.772 | 4706.889 | 1656.206 | 4876.704 | 1841.048 | Competitive | Competitive | 1 | TRUE | FALSE | 1 | Non-Competitive | 91.7655 | Non-Competitive
XSA3R58 SARC_T1L TO_FROM | XSA3R58 | SARC_T1L | 323 | 3 | 3 | SARC4A | SRC1DUM | TO_FROM | 36066.05 | 35977.57 | -86.2077 | 0 | 1172.769 | 1750.612 | -0.06853 | 0.036917 | -0.45425 | 0.091164 | 363.1935 | 39.2765 | 0 | 7073.839 | 10000 | 1499.508 | 10000 | 1078.13 | 2040.293 | 7073.839 | 10000 | 1251.054 | 5057.847 | 2497.774 | 10000 | Competitive | Non-Competitive | 0 | TRUE | FALSE | 1 | Non-Competitive | 92.7655 | Non-Competitive
XSA4N89 BALG_HUMBLT1_1 FROM_TO | XSA4N89 | BALG_HUMBLT1_1 | 27 | 1 | 1 | BALG2A | BALEXTP2 | FROM_TO | 36066.05 | 36068.83 | -1.8936 | 0 | 849.246 | 1252.769 | -0.00235 | 0.00642 | -0.85589 | 0.072012 | 24.6249 | -1.0442 | 0 |  |  | 4673.497 | 5394.046 | 713.2 | 2269.618 | 5052.505 | 5394.046 | 1189.96 | 3830.204 | 5014.3 | 5025.225 | Competitive | Competitive | 1 | FALSE | FALSE | 1 | Non-Competitive | 93.7655 | Non-Competitive
XSA4N89 BALG_HUMBLT1_1 TO_FROM | XSA4N89 | BALG_HUMBLT1_1 | 27 | 1 | 1 | BALG2A | BALEXTP2 | TO_FROM | 36066.05 | 36329.61 | -20.4696 | 0 | 1291.037 | 855.339 | -0.00202 | 0.00797 | -0.07201 | 0.85589 | 8.0733 | -15.5145 | 0 |  |  | 2752.584 | 2085.523 | 1540.882 | 904.663 | 10000 | 4788.443 | 1922.592 | 864.529 | 3547.46 | 2021.249 | Competitive | Competitive | 1 | FALSE | FALSE | 1 | Non-Competitive | 94.7655 | Non-Competitive
XSAL58 FAYETT_6AT2 FROM_TO | XSAL58 | FAYETT_6AT2 | 685 | 1 | 1 | L_FAYETT5_1Y | L_FAYETT8_1Y | FROM_TO | 36066.05 | 35706.28 | 14.6694 | 0 | 971.268 | 1097.557 | -0.32001 | 0.1426 | -0.59111 | 0.20063 | 901.3551 | -202.119 | 0 | 2131.669 | 3560.01 | 5361.378 | 10000 | 975.735 | 1984.454 | 5361.378 | 10000 | 2688.319 | 6519.732 | 3798.718 | 7597.204 | Competitive | Non-Competitive | 0 | TRUE | FALSE | 1 | Non-Competitive | 95.7655 | Non-Competitive
XSAL58 FAYETT_6AT2 TO_FROM | XSAL58 | FAYETT_6AT2 | 685 | 1 | 1 | L_FAYETT5_1Y | L_FAYETT8_1Y | TO_FROM | 36066.05 | 37396.15 | -976.461 | 0 | 1097.557 | 971.268 | -0.1426 | 0.32 | -0.20063 | 0.59111 | 416.4687 | -698.823 | 0 | 3560.01 | 2317.166 | 10000 | 5361.378 | 1984.454 | 1166.419 | 10000 | 5361.378 | 6519.732 | 2988.478 | 7597.204 | 3917.913 | Competitive | Competitive | 1 | TRUE | FALSE | 1 | Non-Competitive | 96.7655 | Non-Competitive
XSAN58 FREER_SAN_DI1_1 FROM_TO | XSAN58 | FREER_SAN_DI1_1 | 38 | 3 | 3 | FREER2A | SAN_DIEG2A | FROM_TO | 36066.05 | 36067.61 | -18.9302 | 0 | 1036.691 | 1074.365 | -0.01565 | 0.021149 | -0.18027 | 0.58581 | 37.7197 | -4.9465 | 0 | 3334.961 |  | 2507.824 | 2462.245 | 788.626 | 1524.214 | 2507.824 | 4602.382 | 1894.468 | 2189.014 | 2505.779 | 2436.818 | Competitive | Competitive | 1 | TRUE | FALSE | 1 | Non-Competitive | 97.7655 | Non-Competitive
XSAN58 FREER_SAN_DI1_1 TO_FROM | XSAN58 | FREER_SAN_DI1_1 | 38 | 3 | 3 | FREER2A | SAN_DIEG2A | TO_FROM | 36066.05 | 36094.16 | -31.5208 | 0 | 1135.439 | 1025.614 | -0.02115 | 0.01565 | -0.58581 | 0.18027 | 21.5359 | -24.6041 | 0 |  | 5000 | 1291.023 | 5000 | 894.265 | 907.269 | 4602.382 | 5000 | 1228.484 | 2998.448 | 1373.496 | 5000 | Competitive | Competitive | 1 | TRUE | FALSE | 1 | Non-Competitive | 98.7655 | Non-Competitive
XSAN58 LAQUIN_LOBO1_1 FROM_TO | XSAN58 | LAQUIN_LOBO1_1 | 239 | 3 | 3 | LOBO4A | LAQUNTA4A | FROM_TO | 36066.05 | 36150.94 | -46.5076 | 0 | 1026.555 | 10000 | -0.03273 | 0.10399 | -0.72811 | 0.11921 | 176.2259 | 15.8283 | 0 | 3334.961 | 2521.9 | 3334.961 | 2521.9 | 702.002 | 1819.355 | 3334.961 | 2521.9 | 2172.127 | 2380.827 | 3334.961 | 2628.054 | Competitive | Competitive | 1 | TRUE | FALSE | 1 | Non-Competitive | 99.7655 | Non-Competitive
XSAN58 LAQUIN_LOBO1_1 TO_FROM | XSAN58 | LAQUIN_LOBO1_1 | 239 | 3 | 3 | LOBO4A | LAQUNTA4A | TO_FROM | 36066.05 | 36657.75 | -152.748 | 0 | 10000 | 962.733 | -0.10399 | 0.72811 | -0.11921 | 0.72811 | 170.2002 | -132.222 | 0 | 3700.544 | 5000 | 10000 | 5000 | 3350.021 | 846.615 | 10000 | 5000 | 9415.614 | 2917.544 | 9432.599 | 5000 | Competitive | Competitive | 1 | TRUE | FALSE | 1 | Non-Competitive | 100.7655 | Non-Competitive
XSAN58 SANMIGL_ATBH FROM_TO | XSAN58 | SANMIGL_ATBH | 300 | 3 | 3 | MIGUEL5 | NOTMODMIDPT1 | FROM_TO | 36066.05 | 35984.4 | -0.50557 | 0 | 1058.655 | 1712.865 | -0.22564 | 0.079804 | -0.50061 | 0.079804 | 340.8764 | 69.686 | 0 | 5000 | 4055.306 | 5000 | 10000 | 813.912 | 3042.911 | 5000 | 10000 | 1061.539 | 8191.937 | 5000 | 8474.758 | Competitive | Non-Competitive | 0 | TRUE | FALSE | 1 | Non-Competitive | 101.7655 | Non-Competitive
XSAN58 SANMIGL_ATBH TO_FROM | XSAN58 | SANMIGL_ATBH | 300 | 3 | 3 | MIGUEL5 | NOTMODMIDPT1 | TO_FROM | 36066.05 | 38750.55 | -337.339 | 0 | 1712.885 | 1058.655 | -0.0798 | 0.22564 | -0.0798 | 0.50061 | 76.8604 | -314.838 | 0 | 3212.59 | 5000 | 8988.884 | 5000 | 1755.794 | 869.993 | 8894.752 | 5000 | 7039.593 | 1113.805 | 7704.566 | 5000 | Competitive | Competitive | 1 | TRUE | FALSE | 1 | Non-Competitive | 102.7655 | Non-Competitive
XSGV58 1080__B FROM_TO | XSGV58 | 1080__B | 280 | 3 | 3 | FOREGROV_8 | MABANKTAP | FROM_TO | 36066.05 | 36214.16 | -33.4564 | 0 | 1109.4 | 693.64 | -0.08528 | 0.023193 | -0.62349 | 0.25553 | 187.6544 | -30.3448 | 0 | 5417.916 | 5040.364 | 4782.452 | 5040.364 | 2191.993 | 3509.117 | 4409.356 | 5040.364 | 3568.58 | 4955.083 | 4262.596 | 5014.996 | Competitive | Competitive | 1 | TRUE | FALSE | 1 | Non-Competitive | 103.7655 | Non-Competitive
XSGV58 1080__B TO_FROM | XSGV58 | 1080__B | 280 | 3 | 3 | FOREGROV_8 | MABANKTAP | TO_FROM | 36066.05 | 36886.87 | -169.601 | 0 | 693.64 | 1109.4 | -0.02319 | 0.085277 | -0.25553 | 0.62349 | 70.4837 | -101.359 | 0 | 5040.364 | 5417.916 | 5040.364 | 4782.452 | 2955.753 | 2318.965 | 5040.364 | 4409.356 | 4939.963 | 3659.864 | 5014.996 | 4262.596 | Competitive | Competitive | 1 | TRUE | FALSE | 1 | Non-Competitive | 104.7655 | Non-Competitive
XSNY89 ECRSW_FMR1 FROM_TO | XSNY89 | ECRSW_FMR1 | 28 | 1 | 1 | ENSCRKSS_9 | ENSCRKSS_8 | FROM_TO | 36066.05 | 92690.8 | -2.6688 | 0 | 0 | 783.721 | -7e-05 | 0 | -7e-05 | 0.99993 | -2.6716 | -2.6727 | 0 |  |  |  | 913.719 |  | 913.719 |  | 913.719 |  | 913.719 | 0 | 913.719 | Competitive | Competitive | 1 | FALSE | TRUE | 1 | Non-Competitive | 105.7655 | Non-Competitive
XSNY89 ECRSW_FMR1 TO_FROM | XSNY89 | ECRSW_FMR1 | 28 | 1 | 1 | ENSCRKSS_9 | ENSCRKSS_8 | TO_FROM | 36066.05 | 36091.37 | 2.6688 | 0 | 0 | 783.721 | 0 | 7.4e-05 | -0.99993 | 7.4e-05 | 2.6661 | 2.6785 | 0 |  |  | 783.721 |  | 783.721 |  | 783.721 |  | 783.721 |  | 783.721 | 0 | Competitive | Competitive | 1 | FALSE | TRUE | 1 | Non-Competitive | 106.7655 | Non-Competitive
XTWI58 SARC_T2H FROM_TO | XTWI58 | SARC_T2H | 352 | 3 | 3 | SARC7A | SRC2DUM | FROM_TO | 36066.05 | 36081.11 | -87.5626 | 0 | 1159.522 | 966.304 | -0.07078 | 0.039904 | -0.32341 | 0.36934 | 347.1286 | 25.7138 | 0 | 7086.369 | 10000 | 1638.686 | 10000 | 1086.883 | 1952.753 | 7086.369 | 10000 | 1392.602 | 5347.316 | 2927.455 | 10000 | Competitive | Competitive | 1 | TRUE | FALSE | 1 | Non-Competitive | 107.7655 | Non-Competitive
XTWI58 SARC_T2H TO_FROM | XTWI58 | SARC_T2H | 352 | 3 | 3 | SARC7A | SRC2DUM | TO_FROM | 36066.05 | 36615.02 | -256.044 | 0 | 958.005 | 1160.546 | -0.01415 | 0.23421 | -0.36934 | 0.32341 | 148.9808 | -216.618 | 0 | 1908.275 |  | 5984.727 | 1865.487 | 1306.501 | 1443.847 | 10000 | 1978.739 | 4204.3 | 1724.625 | 4371.096 | 1908.458 | Competitive | Competitive | 1 | TRUE | FALSE | 1 | Non-Competitive | 108.7655 | Non-Competitive
XTWI58 SARC_T2L FROM_TO | XTWI58 | SARC_T2L | 352 | 3 | 3 | SARC4A | SRC2DUM | FROM_TO | 36066.05 | 36341.23 | -256.044 | 0 | 959.951 | 1160.546 | -0.01415 | 0.23421 | -0.73369 | 0.32341 | 148.9808 | -216.618 | 0 | 1908.275 |  | 5984.727 | 1865.487 | 1306.501 | 1443.847 | 10000 | 1978.739 | 4204.3 | 1724.625 | 4371.096 | 1908.458 | Competitive | Competitive | 1 | TRUE | FALSE | 1 | Non-Competitive | 109.7655 | Non-Competitive
XTWI58 SARC_T2L TO_FROM | XTWI58 | SARC_T2L | 352 | 3 | 3 | SARC4A | SRC2DUM | TO_FROM | 36066.05 | 36081.11 | -87.5626 | 0 | 1159.522 | 968.177 | -0.07078 | 0.039904 | -0.32341 | 0.73369 | 347.1286 | 25.7138 | 0 | 7086.369 | 10000 | 1638.686 | 10000 | 1086.883 | 1952.753 | 7086.369 | 10000 | 1392.602 | 5347.316 | 2927.455 | 10000 | Competitive | Competitive | 1 | TRUE | FALSE | 1 | Non-Competitive | 110.7655 | Non-Competitive
XUVA89 240T281_1 FROM_TO | XUVA89 | 240T281_1 | 48 | 1 | 1 | L_UTOPIA9_1Y | L_TARPLE9_1Y | FROM_TO | 36066.05 | 35891.73 | -62.0357 | 0 | 1018.361 | 1025.678 | -0.00338 | 0.021775 | -0.1891 | 0.6688 | 80.9645 | -44.8045 | 0 | 10000 |  | 1953.47 | 1979.31 | 780.156 | 1336.448 | 2090.035 | 3141.767 | 1006.329 | 2107.153 | 1797.569 | 2797.556 | Competitive | Non-Competitive | 0 | TRUE | FALSE | 1 | Non-Competitive | 111.7655 | Non-Competitive
XUVA89 240T281_1 TO_FROM | XUVA89 | 240T281_1 | 48 | 1 | 1 | L_UTOPIA9_1Y | L_TARPLE9_1Y | TO_FROM | 36066.05 | 36040.21 | -47.4811 | 0 | 1034.666 | 986.715 | -0.02178 | 0.00608 | -0.6688 | 0.1891 | 65.2828 | -24.6415 | 0 |  | 10000 | 2980.781 | 10000 | 1170.754 | 1580.963 | 4446.437 | 10000 | 1745.381 | 2454.676 | 2986.858 | 10000 | Competitive | Non-Competitive | 0 | TRUE | FALSE | 1 | Non-Competitive | 112.7655 | Non-Competitive
XVIC89 BONIVI_RINCON1_1 FROM_TO | XVIC89 | BONIVI_RINCON1_1 | 38 | 1 | 1 | RINCON2A | BONIVIEW2A | FROM_TO | 36066.05 | 36066.87 | -21.3698 | 0 | 881.37 | 1212.672 | -0.01191 | 0.021363 | -0.76797 | 0.065438 | 36.8234 | -16.9292 | 0 | 5644.313 |  | 1853.892 | 3233.92 | 1203.774 | 815.547 | 2315.216 | 3233.92 | 1872.752 | 2038.341 | 2220.359 | 3110.151 | Competitive | Competitive | 1 | TRUE | FALSE | 1 | Non-Competitive | 113.7655 | Non-Competitive
XVIC89 BONIVI_RINCON1_1 TO_FROM | XVIC89 | BONIVI_RINCON1_1 | 38 | 1 | 1 | RINCON2A | BONIVIEW2A | TO_FROM | 36066.05 | 36327.86 | -35.0408 | 0 | 1242.753 | 871.516 | -0.02136 | 0.011915 | -0.06544 | 0.76797 | 20.8672 | -13.252 | 0 |  | 5644.313 | 3233.92 | 2682.252 | 759.531 | 2120.996 | 3233.92 | 3621.748 | 2027.977 | 3201.177 | 3110.151 | 3293.727 | Competitive | Competitive | 1 | TRUE | FALSE | 1 | Non-Competitive | 114.7655 | Non-Competitive
XVIC89 VICTOR_V_DUPS1_1 FROM_TO | XVIC89 | VICTOR_V_DUPS1_1 | 206 | 1 | 1 | V_DUPSW4A | VICTORIA4A | FROM_TO | 36066.05 | 40083.56 | -275.833 | 0 | 3311.66 | 872.862 | -0.03028 | 0.38974 | -0.05539 | 0.38974 | 7.2439 | -242.554 | 0 | 3243.274 | 10000 | 3243.274 | 6843.32 | 2708.548 | 934.823 | 7111.292 | 9554.033 | 3510.075 | 1230.358 | 3549.311 | 8606.569 | Competitive | Competitive | 1 | TRUE | FALSE | 1 | Non-Competitive | 115.7655 | Non-Competitive
XVIC89 VICTOR_V_DUPS1_1 TO_FROM | XVIC89 | VICTOR_V_DUPS1_1 | 206 | 1 | 1 | V_DUPSW4A | VICTORIA4A | TO_FROM | 36066.05 | 35889.45 | 79.8665 | 0 | 869.495 | 3311.665 | -0.38974 | 0.030284 | -0.38974 | 0.055394 | 277.2512 | 42.4454 | 0 | 10000 | 3243.274 | 6843.32 | 3243.274 | 799.503 | 2828.328 | 9554.033 | 7111.292 | 1027.484 | 3515.517 | 8606.569 | 3549.311 | Non-Competitive | Non-Competitive | 0 | TRUE | FALSE | 1 | Non-Competitive | 116.7655 | Non-Competitive
XWFA89 6945__A FROM_TO | XWFA89 | 6945__A | 46 | 1 | 1 | LKWICHIT1_9 | WCHTFLLS1_9 | FROM_TO | 36066.05 | 36100.48 | 3.6244 | 0 | 692.488 | 1189.516 | -0.00504 | 0.005098 | -0.42519 | 0.21645 | 31.3629 | 7.6683 | 0 |  |  | 2412.549 | 10000 | 657.413 | 7616.448 | 10000 | 10000 | 1044.998 | 9848.517 | 4014.656 | 10000 | Competitive | Competitive | 1 | FALSE | FALSE | 1 | Non-Competitive | 117.7655 | Non-Competitive
XWFA89 6945__A TO_FROM | XWFA89 | 6945__A | 46 | 1 | 1 | LKWICHIT1_9 | WCHTFLLS1_9 | TO_FROM | 36066.05 | 36284.96 | -31.1539 | 0 | 1189.516 | 737.036 | -0.0051 | 0.008082 | -0.21645 | 0.42519 | -1.3258 | -19.2061 | 0 |  |  | 6875.146 | 3470.977 | 5500.909 | 920.814 | 6875.146 | 10000 | 5920.606 | 1988.002 | 5984.722 | 5698.902 | Competitive | Competitive | 1 | FALSE | FALSE | 1 | Non-Competitive | 118.7655 | Non-Competitive
XWHI58 LON_HI_PELICA1_1 FROM_TO | XWHI58 | LON_HI_PELICA1_1 | 470 | 1 | 1 | LON_HILL4A | PELICAN4A | FROM_TO | 36066.05 | 36328.62 | -142.602 | 0 | 978.86 | 2594.323 | -0.4609 | 0.054832 | -0.5882 | 0.067061 | 315.5568 | 81.2133 | 0 | 1605.35 | 4501.057 | 1605.35 | 5644.313 | 740.014 | 4465.3 | 1692.98 | 5644.313 | 607.652 | 5450.019 | 1563.111 | 5450.72 | Competitive | Competitive | 1 | TRUE | FALSE | 1 | Non-Competitive | 119.7655 | Non-Competitive
XWHI58 LON_HI_PELICA1_1 TO_FROM | XWHI58 | LON_HI_PELICA1_1 | 470 | 1 | 1 | LON_HILL4A | PELICAN4A | TO_FROM | 36066.05 | 38120.79 | -307.266 | 0 | 2594.323 | 978.86 | -0.05483 | 0.5882 | -0.06706 | 0.5882 | 344.6014 | -277.14 | 0 | 2262.446 | 2684.782 | 2575.048 | 2684.782 | 2251.792 | 905.217 | 2575.048 | 2684.782 | 2401.53 | 797.391 | 2401.686 | 3233.73 | Competitive | Competitive | 1 | TRUE | FALSE | 1 | Non-Competitive | 120.7655 | Non-Competitive
XWHI58 SINTON_SKIDMO1_1 FROM_TO | XWHI58 | SINTON_SKIDMO1_1 | 38 | 1 | 1 | SKIDMORE2A | SINTON2A | FROM_TO | 36066.05 | 36003.12 | -34.2352 | 0 | 1033.434 | 1100.517 | -0.03233 | 0.004767 | -0.22009 | 0.40052 | 52.0732 | -4.6036 | 0 |  | 5644.313 | 5404.616 | 2796.869 | 848.05 | 2386.429 | 5951.121 | 5644.313 | 1044.709 | 3350.746 | 5196.739 | 3454.673 | Competitive | Non-Competitive | 0 | TRUE | FALSE | 1 | Non-Competitive | 121.7655 | Non-Competitive
XWHI58 SINTON_SKIDMO1_1 TO_FROM | XWHI58 | SINTON_SKIDMO1_1 | 38 | 1 | 1 | SKIDMORE2A | SINTON2A | TO_FROM | 36066.05 | 36064.39 | -45.917 | 0 | 1111.072 | 1033.434 | -0.00477 | 0.032332 | -0.40052 | 0.22009 | 37.913 | -40.9081 | 0 | 2941.105 |  | 1883.556 | 6985.228 | 1332.382 | 987.549 | 2941.105 | 6127.478 | 2005.248 | 1249.305 | 2227.167 | 6076.23 | Competitive | Competitive | 1 | TRUE | FALSE | 1 | Non-Competitive | 122.7655 | Non-Competitive
XWHT58 WHTNY_MR2L FROM_TO | XWHT58 | WHTNY_MR2L | 450 | 3 | 3 | WHITNEY8 | WHITNYSTR | FROM_TO | 36066.05 | 35911.64 | -312.72 | 0 | 1088.315 | 988.728 | -0.03735 | 0.32125 | -0.41429 | 0.38731 | 513.9712 | -281.532 | 0 | 5418.129 | 10000 | 10000 | 10000 | 1366.755 | 1034.059 | 10000 | 10000 | 3089.03 | 1209.313 | 7345.145 | 10000 | Competitive | Non-Competitive | 0 | TRUE | FALSE | 1 | Non-Competitive | 123.7655 | Non-Competitive
XWHT58 WHTNY_MR2L TO_FROM | XWHT58 | WHTNY_MR2L | 450 | 3 | 3 | WHITNEY8 | WHITNYSTR | TO_FROM | 36066.05 | 36271.62 | -208.915 | 0 | 993.043 | 1088.315 | -0.32124 | 0.037347 | -0.38731 | 0.41429 | 366.6133 | -243.879 | 0 | 10000 | 6173.86 | 10000 | 10000 | 940.792 | 1967.133 | 10000 | 10000 | 1109.118 | 4095.01 | 10000 | 8032.467 | Competitive | Competitive | 1 | TRUE | FALSE | 1 | Non-Competitive | 124.7655 | Non-Competitive
XWL2V58 3130__B FROM_TO | XWL2V58 | 3130__B | 187 | 4 | 4 | INDUST_E8 | CMPTON1_8 | FROM_TO | 36066.05 | 36125.01 | -86.671 | 0 | 1132.294 | 677.536 | -0.11891 | 0.013978 | -0.53111 | 0.26554 | 155.6847 | 32.5985 | 0 |  | 10000 | 3248.099 | 10000 | 1223.288 | 8018.199 | 3863.781 | 10000 | 2166.127 | 9936.287 | 3771.194 | 10000 | Competitive | Competitive | 1 | TRUE | FALSE | 1 | Non-Competitive | 125.7655 | Non-Competitive
XWL2V58 3130__B TO_FROM | XWL2V58 | 3130__B | 187 | 4 | 4 | INDUST_E8 | CMPTON1_8 | TO_FROM | 36066.05 | 36407.58 | -139.112 | 0 | 677.536 | 1132.294 | -0.01398 | 0.11891 | -0.26554 | 0.53111 | 94.1472 | -109.307 | 0 | 10000 |  | 10000 | 3539.256 | 7797.361 | 1304.395 | 10000 | 3863.781 | 9935.412 | 2304.284 | 10000 | 4037.553 | Competitive | Competitive | 1 | TRUE | FALSE | 1 | Non-Competitive | 126.7655 | Non-Competitive
XWL2V58 WLVEE_MR2L FROM_TO | XWL2V58 | WLVEE_MR2L | 680 | 4 | 4 | WLEVEE_2T8 | 24003 | FROM_TO | 36066.05 | 37052.35 | -411.476 | 0 | 928.623 | 1011.466 | -0.01524 | 0.070606 | -0.46228 | 0.4071 | 195.4563 | -412.145 | 0 | 2272.042 |  | 2298.401 | 1060.999 | 2344.607 | 1024.008 | 3805.099 | 1093.73 | 2817.844 | 1083.785 | 2809.015 | 1098.844 | Competitive | Competitive | 1 | TRUE | FALSE | 1 | Non-Competitive | 127.7655 | Non-Competitive
XWL2V58 WLVEE_MR2L TO_FROM | XWL2V58 | WLVEE_MR2L | 680 | 4 | 4 | WLEVEE_2T8 | 24003 | TO_FROM | 36066.05 | 36658.41 | 11.366 | 0 | 1012.576 | 955.227 | -0.07061 | 0.015237 | -0.40711 | 0.46228 | 428.8691 | 14.4273 | 0 |  | 2499.509 | 901.532 | 2530.14 | 871.233 | 2567.013 | 1001.148 | 3805.099 | 951.661 | 2992.145 | 964.918 | 2983.045 | Competitive | Competitive | 1 | TRUE | FALSE | 1 | Non-Competitive | 128.7655 | Non-Competitive
XZOR58 ZORN_2AT2 FROM_TO | XZOR58 | ZORN_2AT2 | 525 | 1 | 1 | L_ZORN__5_1Y | L_ZORN__8_1Y | FROM_TO | 36066.05 | 36640.67 | 93.6298 | 0 | 1329.463 | 710.754 | -0.02864 | 0.048207 | -0.35446 | 0.049046 | 317.7738 | 141.7543 | 0 | 6160.327 | 10000 | 4279.798 | 5108.646 | 852.306 | 3399.83 | 10000 | 6321.418 | 2063.202 | 4360.825 | 6342.723 | 5366.765 | Competitive | Competitive | 1 | TRUE | FALSE | 1 | Non-Competitive | 129.7655 | Non-Competitive
XZOR58 ZORN_2AT2 TO_FROM | XZOR58 | ZORN_2AT2 | 525 | 1 | 1 | L_ZORN__5_1Y | L_ZORN__8_1Y | TO_FROM | 36066.05 | 50639.35 | -303.062 | 0 | 710.755 | 1358.401 | -0.04821 | 0.028645 | -0.04905 | 0.35446 | -102.603 | -263.639 | 0 | 10000 | 6160.327 | 5108.646 | 4279.798 | 3399.83 | 991.267 | 6321.418 | 10000 | 4360.825 | 2339.442 | 5366.765 | 6342.723 | Competitive | Competitive | 1 | TRUE | FALSE | 1 | Non-Competitive | 130.7655 | Non-Competitive

## csc_crrapr
[35 empty] | Option 1 |  |  |  |  | Option 2 |  | Option 3
[10 empty] | Current CCT | [8 empty] | New CCT | [14 empty] | SF+ ECI Threshold | 2500 | SF- ECI Threshold | 2000
str | contingency | constraint | linelimit | devicecnt | cktcnt | frombus | tobus | direction | sys_total_load | worst_load_curcct | pivotal_flow_curcct | under_gen_mw_curcct | eciexp_p | eciimp_n | mingensf | maxgensf | minbussf | maxbussf | worst_flow | pivotal_flow | under_gen_mw | eci002_p | eci002_n | eci1_3_p | eci1_3_n | eci000_p | eci000_n | eci1_2_p | eci1_2_n | ecisqr_p | ecisqr_n | ecim23_p | ecim23_n | cur_cct_flag | new_cct_flag | Not overloadable? | SF>= 2% | ECI<=Threshold | No pivotal player | w/o OL check | exectime | w/ OL check - set to non-comp if not overload-able
BASE CASE 1295__A FROM_TO | BASE CASE | 1295__A | 510 | 0 | 0 | TEMP_SS__8 | TEMP_PEC__8 | FROM_TO | 36066.05 | 37040.23 | -213.156 | 0 | 842.059 | 1088.974 | -0.02113 | 0.023521 | -0.27475 | 0.32062 | 241.6886 | -226.898 | 0 | 10000 | 10000 | 1797.731 | 1734.365 | 1105.766 | 1758.863 | 3423.87 | 1590.743 | 1592.03 | 1659.489 | 2033.841 | 1645.218 | Competitive | Competitive | 1 | TRUE | TRUE | 1 | Competitive | 0.7345 | Non-Competitive
BASE CASE 1295__A TO_FROM | BASE CASE | 1295__A | 510 | 0 | 0 | TEMP_SS__8 | TEMP_PEC__8 | TO_FROM | 36066.05 | 36524.1 | -188.019 | 0 | 1098.738 | 850.232 | -0.02352 | 0.021133 | -0.32062 | 0.27475 | 360.345 | -149.914 | 0 | 10000 | 10000 | 1593.641 | 1963.41 | 1433.599 | 1254.483 | 1456.187 | 3423.87 | 1439.216 | 1781.208 | 1529.899 | 2178.163 | Competitive | Competitive | 1 | TRUE | FALSE | 1 | Non-Competitive | 0.7345 | Non-Competitive
BASE CASE 1830__A FROM_TO | BASE CASE | 1830__A | 91 | 0 | 0 | MCGREGPH1_8 | MCGREG_T_8 | FROM_TO | 36066.05 | 38048.87 | -11.8367 | 0 | 1183.957 | 894.4 | -0.00064 | 0.00062 | -0.04467 | 0.92109 | 2.7409 | -10.3301 | 0 |  |  | 9288.269 | 1059.069 | 1612.296 | 976.862 | 9288.269 | 1559.407 | 3039.233 | 1097.086 | 9267.477 | 1202.1 | Competitive | Competitive | 1 | FALSE | FALSE | 1 | Non-Competitive | 0.711 | Non-Competitive
BASE CASE 1830__A TO_FROM | BASE CASE | 1830__A | 91 | 0 | 0 | MCGREGPH1_8 | MCGREG_T_8 | TO_FROM | 36066.05 | 36150.25 | 0.87546 | 0 | 874.609 | 1099.062 | -0.00062 | 0.00064 | -0.92109 | 0.044674 | 13.428 | -1.1274 | 0 |  |  | 869.901 | 9288.269 | 794.803 | 1692.745 | 1341.154 | 9288.269 | 913.962 | 3125.486 | 1002.357 | 9267.477 | Competitive | Competitive | 1 | FALSE | FALSE | 1 | Non-Competitive | 0.711 | Non-Competitive
BASE CASE 1830__B FROM_TO | BASE CASE | 1830__B | 233 | 0 | 0 | SPGVALLYP_8 | MCGREG_T_8 | FROM_TO | 36066.05 | 36132.37 | -145.563 | 0 | 1087.002 | 855.169 | -0.00961 | 0.016388 | -0.44806 | 0.49035 | 203.2869 | -111.501 | 0 |  |  | 1695.007 | 1502.977 | 1578.438 | 1151.857 | 9271.377 | 1562.046 | 1537.375 | 1421.026 | 1591.794 | 1559.532 | Competitive | Competitive | 1 | FALSE | TRUE | 1 | Non-Competitive | 0.742 | Non-Competitive
BASE CASE 1830__B TO_FROM | BASE CASE | 1830__B | 233 | 0 | 0 | SPGVALLYP_8 | MCGREG_T_8 | TO_FROM | 36066.05 | 36171.61 | -113.937 | 0 | 837.682 | 1074.359 | -0.01639 | 0.009615 | -0.49035 | 0.44806 | 180.8918 | -117.802 | 0 |  |  | 1288.376 | 1784.645 | 1017.564 | 1733.026 | 1354.556 | 9271.377 | 1246.426 | 1631.429 | 1355.585 | 1666.585 | Competitive | Competitive | 1 | FALSE | TRUE | 1 | Non-Competitive | 0.742 | Non-Competitive
BASE CASE 1830__C FROM_TO | BASE CASE | 1830__C | 233 | 0 | 0 | MCGREG_T_8 | TEMPELMC__8 | FROM_TO | 36066.05 | 36398.94 | -157.359 | 0 | 1088.059 | 833.067 | -0.01014 | 0.017008 | -0.08019 | 0.50726 | 206.2079 | -121.762 | 0 |  |  | 1811.66 | 1500.04 | 1588.569 | 1139.66 | 9272.007 | 1562.004 | 1542.713 | 1402.884 | 1683.499 | 1556.613 | Competitive | Competitive | 1 | FALSE | TRUE | 1 | Non-Competitive | 0.7265 | Non-Competitive
BASE CASE 1830__C TO_FROM | BASE CASE | 1830__C | 233 | 0 | 0 | MCGREG_T_8 | TEMPELMC__8 | TO_FROM | 36066.05 | 36141.74 | -113.059 | 0 | 850.367 | 1100.251 | -0.01701 | 0.010135 | -0.50726 | 0.080187 | 194.2008 | -116.637 | 0 |  |  | 1285.502 | 1911.807 | 1004.994 | 1731.665 | 1354.029 | 9272.007 | 1230.447 | 1632.97 | 1351.84 | 1764.887 | Competitive | Competitive | 1 | FALSE | TRUE | 1 | Non-Competitive | 0.7265 | Non-Competitive
BASE CASE 1830__E FROM_TO | BASE CASE | 1830__E | 233 | 0 | 0 | COTTONBELT | SPGVALLYP_8 | FROM_TO | 36066.05 | 36119.62 | -143.155 | 0 | 1074.017 | 837.576 | -0.00955 | 0.016455 | -0.50958 | 0.42569 | 205.7038 | -109.09 | 0 |  |  | 1696.277 | 1503.818 | 1575.879 | 1158.141 | 9271.536 | 1562.568 | 1536.001 | 1429.553 | 1591.451 | 1561.016 | Competitive | Competitive | 1 | FALSE | TRUE | 1 | Non-Competitive | 0.75 | Non-Competitive
BASE CASE 1830__E TO_FROM | BASE CASE | 1830__E | 233 | 0 | 0 | COTTONBELT | SPGVALLYP_8 | TO_FROM | 36066.05 | 36193.35 | -116.368 | 0 | 855.044 | 1086.673 | -0.01645 | 0.009548 | -0.42569 | 0.50958 | 178.48 | -120.212 | 0 |  |  | 1289.298 | 1786.037 | 1023.282 | 1733.495 | 1355.124 | 9271.536 | 1253.655 | 1631.154 | 1357.263 | 1666.384 | Competitive | Competitive | 1 | FALSE | TRUE | 1 | Non-Competitive | 0.75 | Non-Competitive
BASE CASE 1830__F FROM_TO | BASE CASE | 1830__F | 233 | 0 | 0 | COTTONBELT | WACOATCO1_8 | FROM_TO | 36066.05 | 36266.26 | -119.148 | 0 | 837.188 | 1073.737 | -0.01653 | 0.009472 | -0.28455 | 0.57423 | 175.7216 | -122.753 | 0 |  |  | 1318.833 | 1933.567 | 1030.333 | 1734.036 | 1355.79 | 9271.716 | 1261.954 | 1630.939 | 1373.295 | 1757.521 | Competitive | Competitive | 1 | FALSE | TRUE | 1 | Non-Competitive | 0.7185 | Non-Competitive
BASE CASE 1830__F TO_FROM | BASE CASE | 1830__F | 233 | 0 | 0 | COTTONBELT | WACOATCO1_8 | TO_FROM | 36066.05 | 36108.77 | -140.401 | 0 | 1073.737 | 854.583 | -0.00947 | 0.016531 | -0.57423 | 0.28455 | 208.468 | -106.316 | 0 |  |  | 1838.196 | 1542.401 | 1573.053 | 1165.916 | 9271.716 | 1563.181 | 1534.49 | 1439.357 | 1679.682 | 1580.713 | Competitive | Competitive | 1 | FALSE | TRUE | 1 | Non-Competitive | 0.7185 | Non-Competitive
BASE CASE 1830__G FROM_TO | BASE CASE | 1830__G | 612 | 0 | 0 | WACO_W1_8 | WACOWOOD1_8 | FROM_TO | 36066.05 | 36547.19 | -111.234 | 0 | 1130.701 | 836.161 | -0.00866 | 0.01734 | -0.77616 | 0.14813 | 237.7442 | -77.1278 | 0 |  |  | 1748.966 | 1570.783 | 1535.771 | 1304.052 | 9273.519 | 1607.988 | 1520.459 | 1537.993 | 1621.012 | 1612.681 | Competitive | Competitive | 1 | FALSE | TRUE | 1 | Non-Competitive | 0.7655 | Non-Competitive
BASE CASE 1830__G TO_FROM | BASE CASE | 1830__G | 612 | 0 | 0 | WACO_W1_8 | WACOWOOD1_8 | TO_FROM | 36066.05 | 39202.05 | -148.597 | 0 | 836.161 | 1130.826 | -0.01734 | 0.008663 | -0.14813 | 0.77616 | 146.5072 | -150.196 | 0 |  |  | 1361.378 | 1854.977 | 1140.043 | 1737.807 | 1392.922 | 9273.519 | 1346.86 | 1633.459 | 1414.405 | 1708.864 | Competitive | Competitive | 1 | FALSE | TRUE | 1 | Non-Competitive | 0.7655 | Non-Competitive
BASE CASE 1830__H FROM_TO | BASE CASE | 1830__H | 612 | 0 | 0 | WACOWOOD1_8 | WACOATCO1_8 | FROM_TO | 36066.05 | 36607.07 | -124.64 | 0 | 1117.238 | 854.209 | -0.00903 | 0.016968 | -0.71501 | 0.22346 | 224.2884 | -90.5439 | 0 |  |  | 1828.62 | 1561.82 | 1552.657 | 1225.713 | 9272.712 | 1567.012 | 1526.571 | 1495.091 | 1672.424 | 1603.675 | Competitive | Competitive | 1 | FALSE | TRUE | 1 | Non-Competitive | 0.7575 | Non-Competitive
BASE CASE 1830__H TO_FROM | BASE CASE | 1830__H | 612 | 0 | 0 | WACOWOOD1_8 | WACOATCO1_8 | TO_FROM | 36066.05 | 38082.73 | -135.062 | 0 | 836.874 | 1117.238 | -0.01697 | 0.009035 | -0.22347 | 0.71501 | 159.9346 | -136.783 | 0 |  |  | 1353.204 | 1944.545 | 1077.666 | 1737.172 | 1359.95 | 9272.712 | 1309.439 | 1631.398 | 1404.778 | 1765.307 | Competitive | Competitive | 1 | FALSE | TRUE | 1 | Non-Competitive | 0.7575 | Non-Competitive
BASE CASE 240__A FROM_TO | BASE CASE | 240__A | 1195 | 0 | 0 | JEWETT_S5 | SNGLTN_345 | FROM_TO | 36066.05 | 25769.73 | -1421.21 | 0 | 1115.392 | 982.904 | -0.13626 | 0.11123 | -0.13882 | 0.19183 | 3417.568 | -1309 | 0 | 1438.676 | 2172.42 | 1411.082 | 2288.027 | 1414.587 | 2096.168 | 1358.367 | 2457.912 | 1457.95 | 2232.053 | 1461.402 | 2237.994 | Competitive | Non-Competitive | 0 | TRUE | FALSE | 1 | Non-Competitive | 0.742 | Non-Competitive
BASE CASE 240__A TO_FROM | BASE CASE | 240__A | 1195 | 0 | 0 | JEWETT_S5 | SNGLTN_345 | TO_FROM | 36066.05 | 29242.4 | -1858.89 | 0 | 982.903 | 1115.394 | -0.11123 | 0.13626 | -0.19183 | 0.13882 | 2587.047 | -2060.84 | 0 | 2037.417 | 1864.705 | 2191.614 | 1830.316 | 1964.517 | 1826.532 | 2457.912 | 1765.191 | 2154.474 | 1824.036 | 2160.809 | 1829.165 | Competitive | Competitive | 0 | TRUE | TRUE | 1 | Competitive | 0.742 | Competitive
BASE CASE 260_A_1 FROM_TO | BASE CASE | 260_A_1 | 1215 | 0 | 0 | JEWETT_N5 | SNGLTN_345 | FROM_TO | 36066.05 | 26368.43 | -1348.14 | 0 | 1126.255 | 966.924 | -0.12821 | 0.1086 | -0.1306 | 0.17935 | 3214.567 | -1241.73 | 0 | 1509.738 | 2178.742 | 1478.893 | 2298.514 | 1486.85 | 2089.9 | 1478.893 | 2474.105 | 1561.75 | 2245.399 | 1564.999 | 2253.29 | Competitive | Non-Competitive | 0 | TRUE | FALSE | 1 | Non-Competitive | 0.766 | Non-Competitive
BASE CASE 260_A_1 TO_FROM | BASE CASE | 260_A_1 | 1215 | 0 | 0 | JEWETT_N5 | SNGLTN_345 | TO_FROM | 36066.05 | 29611.42 | -1740.44 | 0 | 966.923 | 1126.253 | -0.1086 | 0.12821 | -0.17935 | 0.1306 | 2444.154 | -1918.3 | 0 | 2041.226 | 1943.896 | 2200.987 | 1905.457 | 1956.439 | 1908.104 | 2474.105 | 1905.457 | 2165.459 | 1930.942 | 2173.754 | 1935.641 | Competitive | Competitive | 0 | TRUE | TRUE | 1 | Competitive | 0.766 | Competitive
BASE CASE 280__A FROM_TO | BASE CASE | 280__A | 1163 | 0 | 0 | LAKE_CRK1_5 | THOUSE_A_5 | FROM_TO | 36066.05 | 35814.43 | -906.619 | 0 | 906.449 | 1159.055 | -0.09416 | 0.15539 | -0.65896 | 0.18896 | 1337.573 | -949.565 | 0 | 901.662 | 1928.675 | 10000 | 1938.68 | 870.523 | 1928.675 | 10000 | 1932.258 | 1371.289 | 1894.943 | 1404.136 | 1894.943 | Competitive | Competitive | 0 | TRUE | TRUE | 1 | Competitive | 0.7265 | Competitive
BASE CASE 280__A TO_FROM | BASE CASE | 280__A | 1163 | 0 | 0 | LAKE_CRK1_5 | THOUSE_A_5 | TO_FROM | 36066.05 | 31959.43 | -1137.42 | 0 | 1159.055 | 906.449 | -0.15539 | 0.09416 | -0.18896 | 0.65896 | 2077.828 | -969.991 | 0 | 1510.135 | 996.547 | 1559.532 | 10000 | 1510.135 | 959.06 | 1784.404 | 10000 | 1591.21 | 1507.269 | 1591.21 | 1545.436 | Competitive | Competitive | 0 | TRUE | TRUE | 1 | Competitive | 0.7265 | Competitive
BASE CASE 290__A FROM_TO | BASE CASE | 290__A | 1163 | 0 | 0 | LAKE_CRK2_5 | THOUSE__5 | FROM_TO | 36066.05 | 36296.48 | -246.034 | 0 | 998.805 | 994.839 | -0.18302 | 0.29626 | -0.43949 | 0.41715 | 1058.944 | -386.708 | 0 | 2045.696 | 1710.872 | 10000 | 10000 | 1447.708 | 1808.002 | 10000 | 10000 | 6459.622 | 1857.985 | 6864.954 | 1836.746 | Competitive | Competitive | 1 | TRUE | FALSE | 1 | Non-Competitive | 0.914 | Non-Competitive
BASE CASE 290__A TO_FROM | BASE CASE | 290__A | 1163 | 0 | 0 | LAKE_CRK2_5 | THOUSE__5 | TO_FROM | 36066.05 | 36245.31 | -1078.48 | 0 | 994.839 | 998.805 | -0.29626 | 0.18302 | -0.41715 | 0.43949 | 1086.243 | -767.499 | 0 | 1173.305 | 2045.696 | 10000 | 10000 | 1254.795 | 1533.644 | 10000 | 10000 | 1303.457 | 6521.946 | 1280.775 | 6864.954 | Competitive | Competitive | 1 | TRUE | FALSE | 1 | Non-Competitive | 0.914 | Non-Competitive
BASE CASE 300__A FROM_TO | BASE CASE | 300__A | 1163 | 0 | 0 | LAKE_CRK1_5 | TEMP_SS__5 | FROM_TO | 36066.05 | 29329.79 | -1251.93 | 0 | 1119.973 | 827.674 | -0.08694 | 0.23564 | -0.16543 | 0.29475 | 2513.186 | -977.249 | 0 | 1460.843 | 1389.607 | 4397.186 | 1514.845 | 1444.999 | 1152.85 | 10000 | 1570.661 | 1576.507 | 1426.657 | 1582.532 | 1520.425 | Competitive | Competitive | 0 | TRUE | TRUE | 1 | Competitive | 0.7345 | Competitive
BASE CASE 300__A TO_FROM | BASE CASE | 300__A | 1163 | 0 | 0 | LAKE_CRK1_5 | TEMP_SS__5 | TO_FROM | 36066.05 | 34236.13 | -1550.64 | 0 | 827.674 | 1118.727 | -0.23564 | 0.08694 | -0.29475 | 0.16543 | 1724.467 | -1522.33 | 0 | 1202.387 | 1661.565 | 1297.769 | 4397.186 | 1020.058 | 1668.905 | 1361.683 | 10000 | 1251.283 | 1705.659 | 1324.82 | 1706.676 | Competitive | Competitive | 0 | TRUE | TRUE | 1 | Competitive | 0.7345 | Competitive
BASE CASE 315__A FROM_TO | BASE CASE | 315__A | 1163 | 0 | 0 | TEMP_PEC__5 | TEMP_SS__5 | FROM_TO | 36066.05 | 31832.35 | -1134.37 | 0 | 1129.951 | 891.061 | -0.06236 | 0.13623 | -0.16804 | 0.69018 | 1983.319 | -947.294 | 0 | 1477.961 | 1224.722 | 1777.687 | 1226.645 | 1444.292 | 1077.024 | 4099.89 | 1485.405 | 1464.788 | 1259.348 | 1474.672 | 1382.731 | Competitive | Competitive | 0 | TRUE | TRUE | 1 | Competitive | 0.7265 | Competitive
BASE CASE 315__A TO_FROM | BASE CASE | 315__A | 1163 | 0 | 0 | TEMP_PEC__5 | TEMP_SS__5 | TO_FROM | 36066.05 | 35592.88 | -1083.56 | 0 | 876.5 | 1129.897 | -0.13623 | 0.062363 | -0.69018 | 0.16804 | 1498.2 | -1088.79 | 0 | 1073.025 | 1729.864 | 1074.534 | 1893.738 | 959.993 | 1729.582 | 1272.588 | 4099.89 | 1112.728 | 1637.117 | 1209.382 | 1637.12 | Competitive | Competitive | 0 | TRUE | TRUE | 1 | Competitive | 0.7265 | Competitive
BASE CASE 424T424_1 FROM_TO | BASE CASE | 424T424_1 | 1515 | 0 | 0 | BROWN_5 | SARC7A | FROM_TO | 36066.05 | 39986.22 | -866.215 | 0 | 1062.82 | 994.687 | -0.09402 | 0.012896 | -0.29562 | 0.095212 | 329.409 | -223.889 | 0 |  | 2690.869 | 1019.397 | 2690.869 | 1000.178 | 2105.087 | 961.219 | 3054.876 | 959.62 | 2795.503 | 963.138 | 2910.535 | Competitive | Competitive | 1 | TRUE | FALSE | 1 | Non-Competitive | 0.6795 | Non-Competitive
BASE CASE 424T424_1 TO_FROM | BASE CASE | 424T424_1 | 1515 | 0 | 0 | BROWN_5 | SARC7A | TO_FROM | 36066.05 | 40013.49 | -277.506 | 0 | 994.686 | 1062.82 | -0.0129 | 0.15953 | -0.09521 | 0.29562 | 1147.071 | -294.544 | 0 | 874.119 |  | 910.063 | 1113.813 | 818.367 | 1091.782 | 1122.402 | 1051.925 | 997.271 | 1038.653 | 1009.269 | 1042.505 | Competitive | Competitive | 1 | TRUE | TRUE | 1 | Competitive | 0.6795 | Non-Competitive
BASE CASE 490__A FROM_TO | BASE CASE | 490__A | 1163 | 0 | 0 | THOUSE__5 | TEMP_PEC__5 | FROM_TO | 36066.05 | 31872.05 | -1108.4 | 0 | 1108.402 | 865.784 | -0.07253 | 0.13229 | -0.21 | 0.22197 | 2156.474 | -886.082 | 0 | 1486.127 | 1368.136 | 1726.284 | 1504.785 | 1461.599 | 1110.697 | 2476.457 | 1562.998 | 1481.191 | 1346.373 | 1488.634 | 1490.894 | Competitive | Competitive | 0 | TRUE | TRUE | 1 | Competitive | 0.719 | Competitive
BASE CASE 490__A TO_FROM | BASE CASE | 490__A | 1163 | 0 | 0 | THOUSE__5 | TEMP_PEC__5 | TO_FROM | 36066.05 | 34716.21 | -1247.59 | 0 | 862.781 | 1108.401 | -0.13229 | 0.072534 | -0.22197 | 0.21 | 1481.006 | -1259.54 | 0 | 1184.252 | 1724.207 | 1288.199 | 1840.993 | 986.521 | 1728.712 | 1354.689 | 2476.457 | 1185.295 | 1639.391 | 1298.631 | 1639.216 | Competitive | Competitive | 0 | TRUE | TRUE | 1 | Competitive | 0.719 | Competitive
BASE CASE 6011__A FROM_TO | BASE CASE | 6011__A | 1194 | 0 | 0 | BOWMAN_5 | FISHRDSS1_5 | FROM_TO | 36066.05 | 37525.03 | -336.685 | 0 | 1424.75 | 709.627 | -0.1348 | 0.015875 | -0.70293 | 0.20494 | 165.3107 | -68.1706 | 0 |  | 3302.373 | 2942.779 | 3695.052 | 1178.115 | 1705.871 | 3827.561 | 3695.052 | 1592.669 | 3218.827 | 3138.339 | 3618.216 | Competitive | Competitive | 1 | TRUE | FALSE | 1 | Non-Competitive | 0.703 | Non-Competitive
BASE CASE 6011__A TO_FROM | BASE CASE | 6011__A | 1194 | 0 | 0 | BOWMAN_5 | FISHRDSS1_5 | TO_FROM | 36066.05 | 40624.92 | -44.649 | 0 | 697.708 | 1396.592 | -0.01587 | 0.1348 | -0.20494 | 0.70293 | 265.8214 | -128.696 | 0 | 3812.877 |  | 4713.714 | 2942.779 | 1127.153 | 1234.858 | 4713.714 | 3827.561 | 3623.485 | 1642.285 | 4514.579 | 3138.339 | Competitive | Competitive | 1 | TRUE | FALSE | 1 | Non-Competitive | 0.703 | Non-Competitive
BASE CASE 6012__A FROM_TO | BASE CASE | 6012__A | 1163 | 0 | 0 | BOWMAN_5 | JACKSBRO_5 | FROM_TO | 36066.05 | 35352.6 | -302.472 | 0 | 781.476 | 1234.644 | -0.08598 | 0.33657 | -0.11713 | 0.42366 | 1244.95 | -481.284 | 0 | 807.755 | 4749.23 | 4493.722 | 5009.788 | 772.001 | 1401.085 | 4713.714 | 5009.788 | 1876.08 | 2212.908 | 1881.637 | 4955.276 | Competitive | Non-Competitive | 0 | TRUE | FALSE | 1 | Non-Competitive | 0.695 | Non-Competitive
BASE CASE 6012__A TO_FROM | BASE CASE | 6012__A | 1163 | 0 | 0 | BOWMAN_5 | JACKSBRO_5 | TO_FROM | 36066.05 | 37322.21 | -1193.32 | 0 | 1234.644 | 781.476 | -0.33657 | 0.085981 | -0.42365 | 0.11713 | 625.1586 | -397.549 | 0 | 4749.23 | 1646.028 | 5009.788 | 3695.052 | 1348.863 | 1467.743 | 5009.788 | 3695.052 | 2154.649 | 2374.211 | 4955.276 | 2385.898 | Competitive | Competitive | 1 | TRUE | FALSE | 1 | Non-Competitive | 0.695 | Non-Competitive
BASE CASE 6024__A FROM_TO | BASE CASE | 6024__A | 1163 | 0 | 0 | GRHAMSES1_5 | LONGCREK_5 | FROM_TO | 36066.05 | 37827.96 | -1186.29 | 0 | 1222.395 | 809.612 | -0.12524 | 0.084498 | -0.24051 | 0.084498 | 736.1282 | -307.203 | 0 | 1870.546 | 3078.377 | 2979.196 | 3078.377 | 1817.124 | 1810.051 | 3370.91 | 3148.786 | 2253.581 | 2971.411 | 2213.28 | 3110.672 | Competitive | Competitive | 1 | TRUE | FALSE | 1 | Non-Competitive | 1.055 | Non-Competitive
BASE CASE 6024__A TO_FROM | BASE CASE | 6024__A | 1163 | 0 | 0 | GRHAMSES1_5 | LONGCREK_5 | TO_FROM | 36066.05 | 31817.66 | -487.081 | 0 | 809.612 | 1222.395 | -0.0845 | 0.24051 | -0.0845 | 0.24051 | 1530.071 | -487.957 | 0 | 801.761 | 2020.129 | 811.373 | 3275.176 | 718.588 | 1929.816 | 1077.166 | 3370.91 | 776.507 | 2391.846 | 783.458 | 2368.585 | Competitive | Non-Competitive | 0 | TRUE | FALSE | 1 | Non-Competitive | 1.055 | Non-Competitive
BASE CASE 6028__A FROM_TO | BASE CASE | 6028__A | 1163 | 0 | 0 | GRHAMSES1_5 | COKFIELD_5 | FROM_TO | 36066.05 | 37110.63 | -1231.38 | 0 | 1176.813 | 810.534 | -0.12589 | 0.084935 | -0.40334 | 0.084935 | 739.9443 | -308.798 | 0 | 1870.538 | 3078.379 | 2979.19 | 3078.379 | 1817.127 | 1810.041 | 3370.909 | 3148.788 | 2253.568 | 2971.413 | 2213.257 | 3110.676 | Competitive | Competitive | 1 | TRUE | FALSE | 1 | Non-Competitive | 0.7185 | Non-Competitive
BASE CASE 6028__A TO_FROM | BASE CASE | 6028__A | 1163 | 0 | 0 | GRHAMSES1_5 | COKFIELD_5 | TO_FROM | 36066.05 | 31301.16 | -489.602 | 0 | 810.535 | 1217.625 | -0.08494 | 0.40334 | -0.08494 | 0.40334 | 1576.946 | -490.485 | 0 | 786.242 | 2020.121 | 2367.817 | 3275.17 | 710.733 | 1929.819 | 3407.559 | 3370.909 | 820.118 | 2391.833 | 826.208 | 2368.563 | Competitive | Non-Competitive | 0 | TRUE | FALSE | 1 | Non-Competitive | 0.7185 | Non-Competitive
BASE CASE 6029__A FROM_TO | BASE CASE | 6029__A | 1163 | 0 | 0 | LONGCREK_5 | COKFIELD_5 | FROM_TO | 36066.05 | 35482.85 | -626.4 | 0 | 803.771 | 2595.419 | -0.08494 | 0.24175 | -0.59666 | 0.24175 | 1511.64 | -490.485 | 0 | 822.211 | 2020.121 | 833.549 | 3275.17 | 731.443 | 1929.819 | 1118.423 | 3370.909 | 799.527 | 2391.833 | 807.183 | 2368.563 | Non-Competitive | Non-Competitive | 0 | TRUE | FALSE | 1 | Non-Competitive | 0.7345 | Non-Competitive
BASE CASE 6029__A TO_FROM | BASE CASE | 6029__A | 1163 | 0 | 0 | LONGCREK_5 | COKFIELD_5 | TO_FROM | 36066.05 | 37404.46 | -1339.98 | 0 | 2595.415 | 803.771 | -0.12589 | 0.59666 | -0.24175 | 0.59666 | 836.3929 | -308.803 | 0 | 1575.991 | 3078.379 | 10000 | 3078.379 | 1562.717 | 1810.041 | 10000 | 3148.788 | 5686.571 | 2971.413 | 6127.37 | 3110.676 | Competitive | Competitive | 1 | TRUE | FALSE | 1 | Non-Competitive | 0.7345 | Non-Competitive
BASE CASE 6035__A FROM_TO | BASE CASE | 6035__A | 1163 | 0 | 0 | TONKAWA_5 | GRHAMSES1_5 | FROM_TO | 36066.05 | 34995.83 | -366.205 | 0 | 894.568 | 1220.238 | -0.05568 | 0.15828 | -0.05568 | 0.15828 | 1223.052 | -358.623 | 0 | 930.322 | 3288.095 | 960.231 | 3288.095 | 836.737 | 1816.153 | 1031.11 | 3361.469 | 1025.104 | 2243.37 | 1032.095 | 3427.351 | Competitive | Non-Competitive | 0 | TRUE | FALSE | 1 | Non-Competitive | 0.7265 | Non-Competitive
BASE CASE 6035__A TO_FROM | BASE CASE | 6035__A | 1163 | 0 | 0 | TONKAWA_5 | GRHAMSES1_5 | TO_FROM | 36066.05 | 40025.63 | -927.361 | 0 | 1220.238 | 894.567 | -0.1158 | 0.055682 | -0.15828 | 0.055682 | 529.596 | -246.583 | 0 | 2980.206 | 3084.531 | 2980.206 | 3084.531 | 1706.237 | 2075.558 | 3361.469 | 3146.506 | 2098.949 | 3044.104 | 3214.229 | 3114.087 | Competitive | Competitive | 1 | TRUE | FALSE | 1 | Non-Competitive | 0.7265 | Non-Competitive
BASE CASE 6380__A FROM_TO | BASE CASE | 6380__A | 202 | 0 | 0 | MURRY_P8 | GRHAMSES1_8 | FROM_TO | 36066.05 | 35647.65 | -112.247 | 0 | 774.261 | 1255.271 | -0.06305 | 0.12108 | -0.06305 | 0.69661 | 226.9551 | -109.334 | 0 | 2546.27 | 10000 | 2812.08 | 10000 | 955.72 | 1741.859 | 5640.021 | 10000 | 1508.279 | 5355.014 | 2651.325 | 10000 | Competitive | Non-Competitive | 0 | TRUE | FALSE | 1 | Non-Competitive | 0.6955 | Non-Competitive
BASE CASE 6380__A TO_FROM | BASE CASE | 6380__A | 202 | 0 | 0 | MURRY_P8 | GRHAMSES1_8 | TO_FROM | 36066.05 | 36126.59 | -205.609 | 0 | 1207.422 | 758.554 | -0.02786 | 0.063046 | -0.69661 | 0.063046 | 159.7299 | -15.652 | 0 | 7031.185 | 9389.693 | 7031.185 | 3225.524 | 1607.766 | 2960.247 | 10000 | 3225.524 | 4657.713 | 3381.086 | 8263.25 | 3414.551 | Competitive | Competitive | 1 | TRUE | FALSE | 1 | Non-Competitive | 0.6955 | Non-Competitive
BASE CASE 6380__D FROM_TO | BASE CASE | 6380__D | 168 | 0 | 0 | MURRY_P8 | PAIP4B | FROM_TO | 36066.05 | 36116.68 | -207.499 | 0 | 1207.511 | 802.845 | -0.02791 | 0.062994 | -0.19876 | 0.30334 | 157.8445 | -16.8257 | 0 | 7032.887 | 9389.769 | 7032.887 | 3225.213 | 1626.694 | 2910.397 | 10000 | 3225.213 | 4703.594 | 3378.262 | 8265.774 | 3413.255 | Competitive | Competitive | 1 | TRUE | FALSE | 1 | Non-Competitive | 0.75 | Non-Competitive
BASE CASE 6380__D TO_FROM | BASE CASE | 6380__D | 168 | 0 | 0 | MURRY_P8 | PAIP4B | TO_FROM | 36066.05 | 35861.41 | -110.344 | 0 | 820.374 | 1255.595 | -0.06299 | 0.12113 | -0.30334 | 0.19876 | 229.4478 | -107.442 | 0 | 2287.287 | 10000 | 2811.893 | 10000 | 951.652 | 1762.771 | 5640.186 | 10000 | 1505.244 | 5411.004 | 2531.335 | 10000 | Competitive | Non-Competitive | 0 | TRUE | FALSE | 1 | Non-Competitive | 0.75 | Non-Competitive
BASE CASE 651__A FROM_TO | BASE CASE | 651__A | 202 | 0 | 0 | COMANCHE_T8 | COMANCHE_8 | FROM_TO | 36066.05 | 36263.77 | 4.2832 | 0 | 0 | 783.721 | 0 | 0.000119 | -0.99988 | 0.000119 | 4.2788 | 4.2987 | 0 |  |  | 783.721 |  | 783.721 |  | 783.721 |  | 783.721 |  | 783.721 | 0 | Competitive | Competitive | 1 | FALSE | TRUE | 1 | Non-Competitive | 0.742 | Non-Competitive
BASE CASE 651__A TO_FROM | BASE CASE | 651__A | 202 | 0 | 0 | COMANCHE_T8 | COMANCHE_8 | TO_FROM | 36066.05 | 92690.8 | -4.2875 | 0 | 783.721 | 0 | -0.00012 | 0 | -0.00012 | 0.99988 | -4.2875 | -4.2894 | 0 |  |  |  | 913.719 |  | 913.719 |  | 913.719 |  | 913.719 | 0 | 913.719 | Competitive | Competitive | 1 | FALSE | TRUE | 1 | Non-Competitive | 0.742 | Non-Competitive
BASE CASE 651__B FROM_TO | BASE CASE | 651__B | 202 | 0 | 0 | COMCHESS1_8 | COMANCHE_T8 | FROM_TO | 36066.05 | 36044.73 | -108.037 | 0 | 761.946 | 1138.43 | -0.07261 | 0.017229 | -0.72895 | 0.18275 | 217.5446 | -42.5134 | 0 |  | 7837.887 | 808.161 | 7349.609 | 655.062 | 3440.515 | 852.494 | 10000 | 777.848 | 8413.912 | 862.36 | 8931.842 | Competitive | Non-Competitive | 0 | TRUE | FALSE | 1 | Non-Competitive | 0.711 | Non-Competitive
BASE CASE 651__B TO_FROM | BASE CASE | 651__B | 202 | 0 | 0 | COMCHESS1_8 | COMANCHE_T8 | TO_FROM | 36066.05 | 36367.95 | -191.528 | 0 | 1138.43 | 752.993 | -0.01375 | 0.13135 | -0.18275 | 0.72895 | 147.0802 | -111.855 | 0 | 6007.073 |  | 7711.564 | 2400.055 | 2847.032 | 960.413 | 7711.564 | 2425.857 | 5633.122 | 1534.145 | 5909.957 | 2470.093 | Competitive | Competitive | 1 | TRUE | FALSE | 1 | Non-Competitive | 0.711 | Non-Competitive
BASE CASE 651__D FROM_TO | BASE CASE | 651__D | 202 | 0 | 0 | DUBLIN1_8 | HASSE_P8 | FROM_TO | 36066.05 | 36110.37 | -136.878 | 0 | 1284.363 | 830.14 | -0.01432 | 0.13222 | -0.31513 | 0.40882 | 188.0325 | -91.9522 | 0 | 5913.391 |  | 7682.359 | 2316.603 | 2266.396 | 922.159 | 7682.359 | 2536.485 | 5174.088 | 1208.166 | 5781.187 | 2382.892 | Competitive | Competitive | 1 | TRUE | FALSE | 1 | Non-Competitive | 0.875 | Non-Competitive
BASE CASE 651__D TO_FROM | BASE CASE | 651__D | 202 | 0 | 0 | DUBLIN1_8 | HASSE_P8 | TO_FROM | 36066.05 | 36159.21 | -125.99 | 0 | 830.14 | 1284.363 | -0.07184 | 0.014324 | -0.40882 | 0.31513 | 163.7686 | -85.425 | 0 |  | 7736.043 | 839.226 | 7220.823 | 658.6 | 2680.967 | 921.169 | 10000 | 745.92 | 7672.499 | 899.226 | 8801.6 | Competitive | Competitive | 1 | TRUE | FALSE | 1 | Non-Competitive | 0.875 | Non-Competitive
BASE CASE 651__E FROM_TO | BASE CASE | 651__E | 272 | 0 | 0 | DUBLIN1_8 | STPHNVIL_8 | FROM_TO | 36066.05 | 36696.98 | -133.273 | 0 | 833.964 | 1288.233 | -0.07204 | 0.014125 | -0.18162 | 0.59098 | 156.5772 | -92.6246 | 0 |  | 7731.09 | 832.536 | 7212.356 | 664.606 | 2591.892 | 1031.839 | 10000 | 758.503 | 7566.397 | 897.638 | 8793.267 | Competitive | Competitive | 1 | TRUE | FALSE | 1 | Non-Competitive | 0.711 | Non-Competitive
BASE CASE 651__E TO_FROM | BASE CASE | 651__E | 272 | 0 | 0 | DUBLIN1_8 | STPHNVIL_8 | TO_FROM | 36066.05 | 36196.06 | -129.563 | 0 | 1288.233 | 851.62 | -0.01413 | 0.13242 | -0.59098 | 0.18162 | 195.2406 | -84.7591 | 0 | 5912.055 |  | 7684.504 | 2316.987 | 2199.079 | 942.663 | 7684.504 | 2536.706 | 5118.911 | 1257.525 | 5781.059 | 2388.769 | Competitive | Competitive | 1 | TRUE | FALSE | 1 | Non-Competitive | 0.711 | Non-Competitive
BASE CASE KDLKG_75_A FROM_TO | BASE CASE | KDLKG_75_A | 1793 | 0 | 0 | KING____345A | KUYDAL755010 | FROM_TO | 36066.05 | 35815.35 | -1504.56 | 0 | 828.725 | 1166.962 | -0.15209 | 0.13807 | -0.57648 | 0.14374 | 1935.295 | -1680.05 | 0 | 2447.475 | 1776.633 | 2683.855 | 1764.878 | 2367.082 | 1663.46 | 2494.306 | 4929.942 | 2437.272 | 1748.909 | 2446.616 | 1766.557 | Competitive | Competitive | 0 | TRUE | TRUE | 1 | Competitive | 0.7265 | Competitive
BASE CASE KDLKG_75_A TO_FROM | BASE CASE | KDLKG_75_A | 1793 | 0 | 0 | KING____345A | KUYDAL755010 | TO_FROM | 36066.05 | 32933.93 | -917.285 | 0 | 1166.962 | 844.265 | -0.13807 | 0.15208 | -0.14374 | 0.57648 | 2421.768 | -845.856 | 0 | 1399.467 | 2528.84 | 1430.968 | 2683.855 | 1324.118 | 2468.965 | 4929.942 | 2494.306 | 1429.042 | 2474.078 | 1441.903 | 2481.222 | Competitive | Non-Competitive | 0 | TRUE | FALSE | 1 | Non-Competitive | 0.7265 | Non-Competitive
BASE CASE KDLRNS75_A FROM_TO | BASE CASE | KDLRNS75_A | 1793 | 0 | 0 | ROANS___345C | KUYDAL755010 | FROM_TO | 36066.05 | 34719.46 | -895.007 | 0 | 1113.774 | 1100.284 | -0.13745 | 0.1527 | -0.4229 | 0.1527 | 2444.08 | -826.123 | 0 | 1393.464 | 2529.123 | 1430.678 | 2682.913 | 1319.047 | 2472.594 | 4922.438 | 2493.959 | 1426.268 | 2474.615 | 1438.729 | 2481.053 | Competitive | Non-Competitive | 0 | TRUE | FALSE | 1 | Non-Competitive | 0.703 | Non-Competitive
BASE CASE KDLRNS75_A TO_FROM | BASE CASE | KDLRNS75_A | 1793 | 0 | 0 | ROANS___345C | KUYDAL755010 | TO_FROM | 36066.05 | 35240.69 | -1526.91 | 0 | 1100.288 | 1135.106 | -0.1527 | 0.13745 | -0.1527 | 0.4229 | 1912.98 | -1702.37 | 0 | 2448.429 | 1767.751 | 2682.913 | 1765.028 | 2372.79 | 1656.407 | 2493.959 | 4922.438 | 2438.764 | 1746.399 | 2447.111 | 1763.377 | Competitive | Competitive | 0 | TRUE | TRUE | 1 | Competitive | 0.703 | Competitive
BASE CASE KDLRTW74_A FROM_TO | BASE CASE | KDLRTW74_A | 1830 | 0 | 0 | KUYDAL745005 | RTHWOD__345A | FROM_TO | 36066.05 | 36509.4 | -773.037 | 0 | 1140.42 | 904.238 | -0.13027 | 0.060792 | -0.41849 | 0.53032 | 1630.262 | -690.205 | 0 | 1453.761 | 2534.142 | 1453.761 | 2524.284 | 1287.314 | 2474.526 | 1392.435 | 2434.119 | 1417.865 | 2438.687 | 1473.179 | 2446.831 | Competitive | Competitive | 1 | TRUE | FALSE | 1 | Non-Competitive | 0.7265 | Non-Competitive
BASE CASE KDLRTW74_A TO_FROM | BASE CASE | KDLRTW74_A | 1830 | 0 | 0 | KUYDAL745005 | RTHWOD__345A | TO_FROM | 36066.05 | 36575.23 | -1000.16 | 0 | 893.424 | 1183.199 | -0.06079 | 0.13027 | -0.53032 | 0.41849 | 1562.47 | -1139.31 | 0 | 2462.085 | 1872.867 | 2524.284 | 1872.867 | 2392.701 | 1616.27 | 2434.119 | 1795.962 | 2413.731 | 1763.283 | 2422.348 | 1844.67 | Competitive | Competitive | 1 | TRUE | TRUE | 1 | Competitive | 0.7265 | Non-Competitive
BASE CASE KDLTB_74_A FROM_TO | BASE CASE | KDLTB_74_A | 1793 | 0 | 0 | KUYDAL745005 | TOMBAL__345B | FROM_TO | 36066.05 | 36747.77 | -1028.6 | 0 | 924.005 | 1138.978 | -0.06158 | 0.12948 | -0.3868 | 0.4689 | 1534.11 | -1167.8 | 0 | 2462.87 | 1870.065 | 2523.518 | 1873.527 | 2402.332 | 1605.458 | 2433.822 | 1795.836 | 2415.175 | 1757.289 | 2422.633 | 1844.079 | Competitive | Competitive | 1 | TRUE | TRUE | 1 | Competitive | 0.7265 | Non-Competitive
BASE CASE KDLTB_74_A TO_FROM | BASE CASE | KDLTB_74_A | 1793 | 0 | 0 | KUYDAL745005 | TOMBAL__345B | TO_FROM | 36066.05 | 36326.56 | -744.494 | 0 | 1181.978 | 913.381 | -0.12948 | 0.061578 | -0.4689 | 0.3868 | 1658.66 | -661.724 | 0 | 1451.254 | 2533.694 | 1453.49 | 2523.518 | 1279.631 | 2480.628 | 1391.568 | 2433.822 | 1412.509 | 2438.97 | 1471.419 | 2446.161 | Competitive | Competitive | 1 | TRUE | FALSE | 1 | Non-Competitive | 0.7265 | Non-Competitive
BASE CASE KG_RTW74_A FROM_TO | BASE CASE | KG_RTW74_A | 1710 | 0 | 0 | KING____345A | RTHWOD__345A | FROM_TO | 36066.05 | 36296.06 | -850.579 | 0 | 936.722 | 1154.754 | -0.05219 | 0.14909 | -0.46981 | 0.15912 | 1602.58 | -985.876 | 0 | 2444.674 | 1882.595 | 2525.975 | 1875.993 | 2384.311 | 1599.078 | 2444.951 | 1798.806 | 2407.025 | 1755.136 | 2412.651 | 1854.11 | Competitive | Competitive | 1 | TRUE | TRUE | 1 | Competitive | 0.789 | Non-Competitive
BASE CASE KG_RTW74_A TO_FROM | BASE CASE | KG_RTW74_A | 1710 | 0 | 0 | KING____345A | RTHWOD__345A | TO_FROM | 36066.05 | 37601.01 | -841.785 | 0 | 1154.754 | 936.723 | -0.14909 | 0.052191 | -0.15912 | 0.46981 | 1413.095 | -748.955 | 0 | 1458.659 | 2512.316 | 1454.405 | 2525.975 | 1275.183 | 2461.506 | 1392.524 | 2444.951 | 1409.84 | 2428.342 | 1476.715 | 2433.529 | Competitive | Competitive | 1 | TRUE | FALSE | 1 | Non-Competitive | 0.789 | Non-Competitive
BASE CASE RNSSNG75_A FROM_TO | BASE CASE | RNSSNG75_A | 1710 | 0 | 0 | ROANS___345C | SNGLTN_345 | FROM_TO | 36066.05 | 25672.38 | -1440.73 | 0 | 10000 | 923.119 | -0.09112 | 0.8473 | -0.09518 | 0.8473 | 2709.828 | -1567.05 | 0 | 2164.725 | 1845.913 | 10000 | 1918.124 | 2115.421 | 1723.492 | 10000 | 1840.781 | 6578.291 | 1844.757 | 6583.361 | 1865.024 | Non-Competitive | Non-Competitive | 0 | TRUE | FALSE | 1 | Non-Competitive | 0.7345 | Non-Competitive
BASE CASE RNSSNG75_A TO_FROM | BASE CASE | RNSSNG75_A | 1710 | 0 | 0 | ROANS___345C | SNGLTN_345 | TO_FROM | 36066.05 | 35347.64 | -1449.96 | 0 | 950.448 | 10000 | -0.8473 | 0.091123 | -0.8473 | 0.095184 | 2362.009 | -1599.36 | 0 | 1439.225 | 2215.228 | 1484.427 | 10000 | 1359.13 | 2178.593 | 1423.568 | 10000 | 1478.78 | 6597.514 | 1493.003 | 6601.498 | Non-Competitive | Non-Competitive | 0 | TRUE | FALSE | 1 | Non-Competitive | 0.7345 | Non-Competitive
BASE CASE SNGTB_74_A FROM_TO | BASE CASE | SNGTB_74_A | 1793 | 0 | 0 | SNGLTN_345 | TOMBAL__345B | FROM_TO | 36066.05 | 33629.89 | -893.272 | 0 | 1131.674 | 1403.068 | -0.12102 | 0.11173 | -0.37005 | 0.11694 | 2864.091 | -841.856 | 0 | 1414.236 | 2545.369 | 1451.926 | 2562.598 | 1362.284 | 2483.894 | 1397.573 | 2803.563 | 1450.701 | 2532.44 | 1457.375 | 2541.068 | Competitive | Non-Competitive | 0 | TRUE | FALSE | 1 | Non-Competitive | 0.797 | Non-Competitive
BASE CASE SNGTB_74_A TO_FROM | BASE CASE | SNGTB_74_A | 1793 | 0 | 0 | SNGLTN_345 | TOMBAL__345B | TO_FROM | 36066.05 | 33935.71 | -1757.49 | 0 | 1403.072 | 1131.673 | -0.11173 | 0.12102 | -0.11694 | 0.37005 | 2029.841 | -1954.78 | 0 | 2456.289 | 1800.624 | 2472.607 | 1859.895 | 2368.182 | 1722.668 | 2803.563 | 1791.636 | 2484.319 | 1792.726 | 2496.727 | 1801.871 | Competitive | Competitive | 0 | TRUE | TRUE | 1 | Competitive | 0.797 | Competitive
BASE CASE SNGXGC75_1 FROM_TO | BASE CASE | SNGXGC75_1 | 1310 | 0 | 0 | GIBN_CREK_5 | SNGLTN_345 | FROM_TO | 36066.05 | 29422.37 | -910.164 | 0 | 1367.644 | 833.869 | -0.12507 | 0.32897 | -0.12771 | 0.32897 | 2558.115 | -894.089 | 0 | 1392.523 | 2415.826 | 2820.619 | 2432.244 | 1314.122 | 2358.279 | 2980.111 | 2858.87 | 1264.875 | 2398.565 | 1276.144 | 2407.261 | Competitive | Non-Competitive | 0 | TRUE | FALSE | 1 | Non-Competitive | 0.7035 | Non-Competitive
BASE CASE SNGXGC75_1 TO_FROM | BASE CASE | SNGXGC75_1 | 1310 | 0 | 0 | GIBN_CREK_5 | SNGLTN_345 | TO_FROM | 36066.05 | 33737.58 | -1617.44 | 0 | 833.868 | 1367.644 | -0.32897 | 0.12507 | -0.32897 | 0.12771 | 2052.409 | -1685.19 | 0 | 2319.723 | 1754.761 | 2335.153 | 2820.619 | 2237.975 | 1639.175 | 2858.87 | 2980.111 | 2335.53 | 1481.459 | 2347.919 | 1495.34 | Competitive | Competitive | 0 | TRUE | TRUE | 1 | Competitive | 0.7035 | Competitive
BASE CASE SNGXGC99_1 FROM_TO | BASE CASE | SNGXGC99_1 | 1310 | 0 | 0 | GIBN_CREK_5 | SNGLTN_345 | FROM_TO | 36066.05 | 29422.37 | -910.164 | 0 | 1367.644 | 833.869 | -0.12507 | 0.32897 | -0.12771 | 0.32897 | 2558.115 | -894.089 | 0 | 1392.523 | 2415.826 | 2820.619 | 2432.244 | 1314.122 | 2358.279 | 2980.111 | 2858.87 | 1264.875 | 2398.565 | 1276.144 | 2407.261 | Competitive | Non-Competitive | 0 | TRUE | FALSE | 1 | Non-Competitive | 0.9455 | Non-Competitive
BASE CASE SNGXGC99_1 TO_FROM | BASE CASE | SNGXGC99_1 | 1310 | 0 | 0 | GIBN_CREK_5 | SNGLTN_345 | TO_FROM | 36066.05 | 33737.58 | -1617.44 | 0 | 833.868 | 1367.644 | -0.32897 | 0.12507 | -0.32897 | 0.12771 | 2052.409 | -1685.19 | 0 | 2319.723 | 1754.761 | 2335.153 | 2820.619 | 2237.975 | 1639.175 | 2858.87 | 2980.111 | 2335.53 | 1481.459 | 2347.919 | 1495.34 | Competitive | Competitive | 0 | TRUE | TRUE | 1 | Competitive | 0.9455 | Competitive
DGRSLNC5 6011__A FROM_TO | DGRSLNC5 | 6011__A | 1194 | 2 | 2 | BOWMAN_5 | FISHRDSS1_5 | FROM_TO | 36066.05 | 37426.55 | -477.353 | 0 | 1391.975 | 702.535 | -0.13377 | 0.020997 | -0.69962 | 0.20874 | 239.1798 | -112.971 | 0 | 5602.412 | 1733.486 | 2502.581 | 3695.052 | 1419.033 | 1497.915 | 3608.656 | 3695.052 | 1786.73 | 2655.824 | 2449.338 | 2749.218 | Competitive | Competitive | 1 | TRUE | FALSE | 1 | Non-Competitive | 0.711 | Non-Competitive
DGRSLNC5 6011__A TO_FROM | DGRSLNC5 | 6011__A | 1194 | 2 | 2 | BOWMAN_5 | FISHRDSS1_5 | TO_FROM | 36066.05 | 39757.74 | -93.3575 | 0 | 702.535 | 1320.42 | -0.021 | 0.13377 | -0.20874 | 0.69962 | 427.9169 | -167.623 | 0 | 821.884 | 5602.412 | 4514.417 | 2724.273 | 773.326 | 1475.973 | 4713.714 | 3608.656 | 2189.001 | 1844.237 | 2243.89 | 2573.139 | Competitive | Competitive | 1 | TRUE | FALSE | 1 | Non-Competitive | 0.711 | Non-Competitive
DGRSLNC5 6012__A FROM_TO | DGRSLNC5 | 6012__A | 1163 | 2 | 2 | BOWMAN_5 | JACKSBRO_5 | FROM_TO | 36066.05 | 33920.93 | -318.084 | 0 | 764.204 | 1274.76 | -0.09181 | 0.33539 | -0.12346 | 0.41933 | 1424.577 | -551.115 | 0 | 761.654 | 1705.092 | 4478.727 | 4731.785 | 721.396 | 1434.786 | 4713.714 | 5008.662 | 1474.246 | 2105.947 | 1478.379 | 2453.284 | Competitive | Non-Competitive | 0 | TRUE | FALSE | 1 | Non-Competitive | 0.711 | Non-Competitive
DGRSLNC5 6012__A TO_FROM | DGRSLNC5 | 6012__A | 1163 | 2 | 2 | BOWMAN_5 | JACKSBRO_5 | TO_FROM | 36066.05 | 37145.95 | -1334.05 | 0 | 1234.111 | 764.205 | -0.3354 | 0.091815 | -0.41933 | 0.12347 | 705.0878 | -445.413 | 0 | 1603.297 | 1654.629 | 4731.785 | 3695.052 | 1380.283 | 1419.455 | 5008.662 | 3695.052 | 2046.154 | 2163.337 | 2370.181 | 2174.442 | Competitive | Competitive | 1 | TRUE | FALSE | 1 | Non-Competitive | 0.711 | Non-Competitive
DGRSLNC5 6028__A FROM_TO | DGRSLNC5 | 6028__A | 1163 | 2 | 2 | GRHAMSES1_5 | COKFIELD_5 | FROM_TO | 36066.05 | 92690.8 | 0 | 0 | 0 | 0 | 0 | 0 | 0 | 0 | 0 | 0 | 0 | [10 empty] | 0 | 0 | Competitive | Competitive | 1 | FALSE | TRUE | 1 | Non-Competitive | 0.805 | Non-Competitive
DGRSLNC5 6028__A TO_FROM | DGRSLNC5 | 6028__A | 1163 | 2 | 2 | GRHAMSES1_5 | COKFIELD_5 | TO_FROM | 36066.05 | 92690.8 | 0 | 0 | 0 | 0 | 0 | 0 | 0 | 0 | 0 | 0 | 0 | [10 empty] | 0 | 0 | Competitive | Competitive | 1 | FALSE | TRUE | 1 | Non-Competitive | 0.805 | Non-Competitive
DGRSLNC5 6029__A FROM_TO | DGRSLNC5 | 6029__A | 1163 | 2 | 2 | LONGCREK_5 | COKFIELD_5 | FROM_TO | 36066.05 | 37229.05 | 0 | 0 | 785.381 | 10000 | 0 | 0 | -1 | 0 | 0 | 0 | 0 | [10 empty] | 0 | 0 | Competitive | Competitive | 1 | FALSE | TRUE | 1 | Non-Competitive | 0.781 | Non-Competitive
DGRSLNC5 6029__A TO_FROM | DGRSLNC5 | 6029__A | 1163 | 2 | 2 | LONGCREK_5 | COKFIELD_5 | TO_FROM | 36066.05 | 92690.8 | 0 | 0 | 10000 | 785.381 | 0 | 1 | 0 | 1 | 162.3 | 0 | 0 | 10000 |  | 10000 |  | 10000 |  | 10000 |  | 10000 |  | 10000 | 0 | Competitive | Competitive | 1 | TRUE | FALSE | 1 | Non-Competitive | 0.781 | Non-Competitive
DGRSLNC5 6035__A FROM_TO | DGRSLNC5 | 6035__A | 1163 | 2 | 2 | TONKAWA_5 | GRHAMSES1_5 | FROM_TO | 36066.05 | 27797.33 | -610.939 | 0 | 734.146 | 1151.53 | -0.09814 | 0.21984 | -0.09814 | 0.21984 | 2001.714 | -603.839 | 0 | 863.312 | 2120.857 | 870.544 | 3282.334 | 777.292 | 1862.121 | 873.767 | 3365.305 | 904.098 | 2312.044 | 910.973 | 2386.07 | Competitive | Non-Competitive | 0 | TRUE | FALSE | 1 | Non-Competitive | 0.711 | Non-Competitive
DGRSLNC5 6035__A TO_FROM | DGRSLNC5 | 6035__A | 1163 | 2 | 2 | TONKAWA_5 | GRHAMSES1_5 | TO_FROM | 36066.05 | 37246.99 | -1722.89 | 0 | 1151.53 | 734.148 | -0.17874 | 0.098144 | -0.21984 | 0.098144 | 899.5271 | -400.96 | 0 | 1973.76 | 3082.311 | 2979.497 | 3082.311 | 1750.818 | 1971.331 | 3365.305 | 3147.283 | 2170.361 | 3020.866 | 2232.97 | 3112.879 | Competitive | Competitive | 1 | TRUE | FALSE | 1 | Non-Competitive | 0.711 | Non-Competitive
DGRSLNC5 6380__A FROM_TO | DGRSLNC5 | 6380__A | 202 | 2 | 2 | MURRY_P8 | GRHAMSES1_8 | FROM_TO | 36066.05 | 33700.83 | -153.838 | 0 | 739.24 | 1219.708 | -0.0672 | 0.12743 | -0.0672 | 0.69576 | 359.4885 | -150.538 | 0 | 887.849 | 10000 | 2329.77 | 10000 | 835.658 | 1792.664 | 4027.106 | 10000 | 1106.461 | 4358.984 | 1111.027 | 10000 | Competitive | Non-Competitive | 0 | TRUE | FALSE | 1 | Non-Competitive | 0.797 | Non-Competitive
DGRSLNC5 6380__A TO_FROM | DGRSLNC5 | 6380__A | 202 | 2 | 2 | MURRY_P8 | GRHAMSES1_8 | TO_FROM | 36066.05 | 36037.44 | -323.121 | 0 | 1219.708 | 754.08 | -0.03805 | 0.067199 | -0.69576 | 0.067199 | 221.9096 | -42.3911 | 0 | 6983.862 | 3187.244 | 6983.862 | 3187.244 | 1664.151 | 2475.873 | 10000 | 3187.244 | 3849.942 | 3208.245 | 8192.18 | 3264.884 | Competitive | Non-Competitive | 0 | TRUE | FALSE | 1 | Non-Competitive | 0.797 | Non-Competitive
DGRSLNC5 6380__D FROM_TO | DGRSLNC5 | 6380__D | 168 | 2 | 2 | MURRY_P8 | PAIP4B | FROM_TO | 36066.05 | 35813.49 | -325.011 | 0 | 1229.648 | 796.316 | -0.0381 | 0.067147 | -0.20476 | 0.30419 | 220.0235 | -44.2774 | 0 | 6985.389 | 3187.155 | 6985.389 | 3187.155 | 1675.8 | 2440.856 | 10000 | 3187.155 | 3878.326 | 3204.936 | 8194.502 | 3264.54 | Competitive | Non-Competitive | 0 | TRUE | FALSE | 1 | Non-Competitive | 0.75 | Non-Competitive
DGRSLNC5 6380__D TO_FROM | DGRSLNC5 | 6380__D | 168 | 2 | 2 | MURRY_P8 | PAIP4B | TO_FROM | 36066.05 | 35428.1 | -151.935 | 0 | 812.542 | 1229.648 | -0.06715 | 0.12748 | -0.30419 | 0.20476 | 361.3751 | -148.646 | 0 | 887.706 | 10000 | 2329.591 | 10000 | 832.633 | 1805.843 | 4026.925 | 10000 | 1105.265 | 4393.112 | 1110.041 | 10000 | Competitive | Non-Competitive | 0 | TRUE | FALSE | 1 | Non-Competitive | 0.75 | Non-Competitive
DGRSLNC5 651__A FROM_TO | DGRSLNC5 | 651__A | 202 | 2 | 2 | COMANCHE_T8 | COMANCHE_8 | FROM_TO | 36066.05 | 36263.77 | 4.2832 | 0 | 0 | 783.721 | 0 | 0.000119 | -0.99988 | 0.000119 | 4.2788 | 4.2987 | 0 |  |  | 783.721 |  | 783.721 |  | 783.721 |  | 783.721 |  | 783.721 | 0 | Competitive | Competitive | 1 | FALSE | TRUE | 1 | Non-Competitive | 0.7735 | Non-Competitive
DGRSLNC5 651__A TO_FROM | DGRSLNC5 | 651__A | 202 | 2 | 2 | COMANCHE_T8 | COMANCHE_8 | TO_FROM | 36066.05 | 92690.8 | -4.2875 | 0 | 783.721 | 0 | -0.00012 | 0 | -0.00012 | 0.99988 | -4.2875 | -4.2894 | 0 |  |  |  | 913.719 |  | 913.719 |  | 913.719 |  | 913.719 | 0 | 913.719 | Competitive | Competitive | 1 | FALSE | TRUE | 1 | Non-Competitive | 0.7735 | Non-Competitive
DGRSLNC5 651__B FROM_TO | DGRSLNC5 | 651__B | 202 | 2 | 2 | COMCHESS1_8 | COMANCHE_T8 | FROM_TO | 36066.05 | 35974.39 | -124.181 | 0 | 733.115 | 1138.049 | -0.07331 | 0.02125 | -0.72814 | 0.18368 | 269.8947 | -63.4212 | 0 | 5059.257 | 7820.696 | 792.154 | 7313.39 | 642.347 | 2977.42 | 829.83 | 10000 | 762.302 | 8080.133 | 820.795 | 8899.905 | Competitive | Non-Competitive | 0 | TRUE | FALSE | 1 | Non-Competitive | 0.6795 | Non-Competitive
DGRSLNC5 651__B TO_FROM | DGRSLNC5 | 651__B | 202 | 2 | 2 | COMCHESS1_8 | COMANCHE_T8 | TO_FROM | 36066.05 | 36238.94 | -240.638 | 0 | 1107.899 | 733.115 | -0.01677 | 0.13104 | -0.18368 | 0.72814 | 170.3715 | -121.979 | 0 | 6007.017 |  | 7731.559 | 2482.122 | 2505.457 | 985.651 | 7731.559 | 2512.278 | 5477.538 | 1814.289 | 5926.693 | 2645.15 | Competitive | Competitive | 1 | TRUE | FALSE | 1 | Non-Competitive | 0.6795 | Non-Competitive
DGRSLNC5 651__D FROM_TO | DGRSLNC5 | 651__D | 202 | 2 | 2 | DUBLIN1_8 | HASSE_P8 | FROM_TO | 36066.05 | 36037.66 | -177.164 | 0 | 1285.572 | 835.777 | -0.01477 | 0.13195 | -0.31568 | 0.4086 | 210.9614 | -103.762 | 0 | 5914.614 |  | 7700.142 | 2367.255 | 2113.564 | 920.385 | 7700.142 | 2390.101 | 4986.81 | 1360.178 | 5796.401 | 2396.041 | Competitive | Non-Competitive | 0 | TRUE | FALSE | 1 | Non-Competitive | 0.75 | Non-Competitive
DGRSLNC5 651__D TO_FROM | DGRSLNC5 | 651__D | 202 | 2 | 2 | DUBLIN1_8 | HASSE_P8 | TO_FROM | 36066.05 | 36041.84 | -140.765 | 0 | 827.914 | 1223.65 | -0.07245 | 0.015972 | -0.4086 | 0.31568 | 212.0248 | -104.26 | 0 |  | 7722.811 | 781.411 | 7191.321 | 628.656 | 2472.324 | 786.788 | 10000 | 715.15 | 7292.976 | 807.164 | 8774.361 | Competitive | Non-Competitive | 0 | TRUE | FALSE | 1 | Non-Competitive | 0.75 | Non-Competitive
DGRSLNC5 651__E FROM_TO | DGRSLNC5 | 651__E | 272 | 2 | 2 | DUBLIN1_8 | STPHNVIL_8 | FROM_TO | 36066.05 | 36433.55 | -148.048 | 0 | 829.332 | 1289.515 | -0.07265 | 0.015772 | -0.18167 | 0.5912 | 204.8188 | -111.453 | 0 |  | 7718.018 | 781.719 | 7183.105 | 635.944 | 2408.252 | 787.038 | 10000 | 723.257 | 7181.621 | 808.294 | 8766.201 | Competitive | Competitive | 1 | TRUE | FALSE | 1 | Non-Competitive | 0.7345 | Non-Competitive
DGRSLNC5 651__E TO_FROM | DGRSLNC5 | 651__E | 272 | 2 | 2 | DUBLIN1_8 | STPHNVIL_8 | TO_FROM | 36066.05 | 36157.23 | -169.926 | 0 | 1227 | 829.332 | -0.01457 | 0.13215 | -0.5912 | 0.18167 | 218.1582 | -96.5659 | 0 | 5913.309 |  | 7702.233 | 2367.985 | 2065.663 | 946.165 | 7702.233 | 2390.558 | 4927.253 | 1413.854 | 5796.231 | 2397.143 | Competitive | Competitive | 1 | TRUE | FALSE | 1 | Non-Competitive | 0.7345 | Non-Competitive
DJEWSNG5 424T424_1 FROM_TO | DJEWSNG5 | 424T424_1 | 1631 | 2 | 2 | BROWN_5 | SARC7A | FROM_TO | 36066.05 | 40326.44 | -875.019 | 0 | 1080.888 | 1022.937 | -0.09444 | 0.012746 | -0.29604 | 0.094815 | 337.3769 | -238.069 | 0 |  | 2688.975 | 1030.074 | 2688.975 | 1017.22 | 2069.973 | 978.869 | 3055.046 | 979.465 | 2784.125 | 982.72 | 2908.109 | Competitive | Competitive | 1 | TRUE | FALSE | 1 | Non-Competitive | 0.703 | Non-Competitive
DJEWSNG5 424T424_1 TO_FROM | DJEWSNG5 | 424T424_1 | 1631 | 2 | 2 | BROWN_5 | SARC7A | TO_FROM | 36066.05 | 41074.33 | -278.876 | 0 | 1022.933 | 1068.101 | -0.01275 | 0.15989 | -0.09481 | 0.29604 | 1164.827 | -300.409 | 0 | 873.708 |  | 909.689 | 1125.362 | 819.311 | 1111.249 | 1122.079 | 1071.06 | 994.898 | 1060.334 | 1007.587 | 1063.713 | Competitive | Competitive | 1 | TRUE | TRUE | 1 | Competitive | 0.703 | Non-Competitive
DJEWSNG5 KDLKG_75_A FROM_TO | DJEWSNG5 | KDLKG_75_A | 1793 | 2 | 2 | KING____345A | KUYDAL755010 | FROM_TO | 36066.05 | 36180.12 | -1374.39 | 0 | 845.794 | 1180.716 | -0.16392 | 0.12901 | -0.58668 | 0.13462 | 1726.479 | -1518.15 | 0 | 2441.365 | 1790.998 | 2887.645 | 2019.472 | 2374.125 | 1628.215 | 2488.839 | 4905.469 | 2427.597 | 1756.355 | 2434.187 | 1789.299 | Competitive | Competitive | 1 | TRUE | TRUE | 1 | Competitive | 0.6955 | Non-Competitive
DJEWSNG5 KDLKG_75_A TO_FROM | DJEWSNG5 | KDLKG_75_A | 1793 | 2 | 2 | KING____345A | KUYDAL755010 | TO_FROM | 36066.05 | 34082.72 | -807.439 | 0 | 1180.716 | 842.979 | -0.12902 | 0.16392 | -0.13462 | 0.58668 | 2158.177 | -751.522 | 0 | 1409.941 | 2518.394 | 1922.079 | 2887.645 | 1302.017 | 2468.106 | 4905.469 | 2488.839 | 1446.908 | 2459.458 | 1470.932 | 2464.588 | Competitive | Non-Competitive | 0 | TRUE | FALSE | 1 | Non-Competitive | 0.6955 | Non-Competitive
DJEWSNG5 KDLRNS75_A FROM_TO | DJEWSNG5 | KDLRNS75_A | 1793 | 2 | 2 | ROANS___345C | KUYDAL755010 | FROM_TO | 36066.05 | 35159.11 | -785.013 | 0 | 1188.162 | 1022.749 | -0.1284 | 0.16454 | -0.4127 | 0.16454 | 2180.488 | -729.22 | 0 | 1402.532 | 2518.689 | 1785.455 | 2885.029 | 1296.678 | 2472.206 | 4898.662 | 2488.442 | 1441.996 | 2459.897 | 1465.518 | 2464.377 | Competitive | Non-Competitive | 0 | TRUE | FALSE | 1 | Non-Competitive | 0.719 | Non-Competitive
DJEWSNG5 KDLRNS75_A TO_FROM | DJEWSNG5 | KDLRNS75_A | 1793 | 2 | 2 | ROANS___345C | KUYDAL755010 | TO_FROM | 36066.05 | 36625.86 | -1396.74 | 0 | 1024.071 | 1153.95 | -0.16454 | 0.1284 | -0.16454 | 0.4127 | 1704.199 | -1540.47 | 0 | 2442.445 | 1780.225 | 2885.029 | 1868.511 | 2380.565 | 1620.931 | 2488.442 | 4898.662 | 2429.02 | 1751.511 | 2434.697 | 1783.687 | Competitive | Competitive | 1 | TRUE | TRUE | 1 | Competitive | 0.719 | Non-Competitive
DJEWSNG5 KDLRTW74_A FROM_TO | DJEWSNG5 | KDLRTW74_A | 2279 | 2 | 2 | KUYDAL745005 | RTHWOD__345A | FROM_TO | 36066.05 | 37875.18 | -706.75 | 0 | 1180.976 | 927.618 | -0.12474 | 0.066385 | -0.41262 | 0.53623 | 1469.244 | -631.1 | 0 | 1446.038 | 2528.279 | 1446.038 | 2519.494 | 1262.298 | 2476.284 | 1431.635 | 2432.551 | 1375.484 | 2429.823 | 1441.423 | 2436.842 | Competitive | Competitive | 1 | TRUE | FALSE | 1 | Non-Competitive | 0.7265 | Non-Competitive
DJEWSNG5 KDLRTW74_A TO_FROM | DJEWSNG5 | KDLRTW74_A | 2279 | 2 | 2 | KUYDAL745005 | RTHWOD__345A | TO_FROM | 36066.05 | 37666 | -920.642 | 0 | 927.336 | 1189.209 | -0.06639 | 0.12474 | -0.53623 | 0.41262 | 1435.045 | -1040.85 | 0 | 2460.132 | 1859.975 | 2519.494 | 1859.975 | 2401.89 | 1578.09 | 2432.551 | 1775.951 | 2408.287 | 1699.47 | 2415.485 | 1795.48 | Competitive | Competitive | 1 | TRUE | TRUE | 1 | Competitive | 0.7265 | Non-Competitive
DJEWSNG5 KDLTB_74_A FROM_TO | DJEWSNG5 | KDLTB_74_A | 1793 | 2 | 2 | KUYDAL745005 | TOMBAL__345B | FROM_TO | 36066.05 | 37072.56 | -949.089 | 0 | 916.827 | 1179.965 | -0.06717 | 0.12395 | -0.39282 | 0.46298 | 1406.685 | -1069.34 | 0 | 2460.884 | 1857.336 | 2518.645 | 1861.084 | 2411.428 | 1567.076 | 2432.229 | 1776.185 | 2409.577 | 1693.836 | 2415.768 | 1796.032 | Competitive | Competitive | 1 | TRUE | TRUE | 1 | Competitive | 1.039 | Non-Competitive
DJEWSNG5 KDLTB_74_A TO_FROM | DJEWSNG5 | KDLTB_74_A | 1793 | 2 | 2 | KUYDAL745005 | TOMBAL__345B | TO_FROM | 36066.05 | 36664.47 | -678.207 | 0 | 1188.214 | 916.827 | -0.12395 | 0.067171 | -0.46298 | 0.39282 | 1497.641 | -602.619 | 0 | 1443.545 | 2527.635 | 1445.973 | 2518.645 | 1254.411 | 2481.776 | 1431.133 | 2432.229 | 1370.222 | 2429.99 | 1440.295 | 2436.135 | Competitive | Competitive | 1 | TRUE | FALSE | 1 | Non-Competitive | 1.039 | Non-Competitive
DJEWSNG5 KG_RTW74_A FROM_TO | DJEWSNG5 | KG_RTW74_A | 1710 | 2 | 2 | KING____345A | RTHWOD__345A | FROM_TO | 36066.05 | 36519.69 | -783.815 | 0 | 932.132 | 1150.369 | -0.05682 | 0.14452 | -0.47467 | 0.15451 | 1497.126 | -904.536 | 0 | 2438.372 | 1867.274 | 2492.301 | 1867.274 | 2392.37 | 1561.856 | 2506.733 | 1779.729 | 2405.836 | 1693.166 | 2409.463 | 1810.687 | Competitive | Competitive | 1 | TRUE | TRUE | 1 | Competitive | 0.766 | Non-Competitive
DJEWSNG5 KG_RTW74_A TO_FROM | DJEWSNG5 | KG_RTW74_A | 1710 | 2 | 2 | KING____345A | RTHWOD__345A | TO_FROM | 36066.05 | 38403.62 | -788.37 | 0 | 1191.103 | 932.132 | -0.14452 | 0.056821 | -0.15451 | 0.47467 | 1279.839 | -705.642 | 0 | 1449.195 | 2502.481 | 1449.195 | 2492.301 | 1250.673 | 2463.392 | 1432.588 | 2506.733 | 1368.302 | 2424.491 | 1448.424 | 2427.894 | Competitive | Competitive | 1 | TRUE | FALSE | 1 | Non-Competitive | 0.766 | Non-Competitive
DJEWSNG5 RNSSNG75_A FROM_TO | DJEWSNG5 | RNSSNG75_A | 2194 | 2 | 2 | ROANS___345C | SNGLTN_345 | FROM_TO | 36066.05 | 33086.25 | -1303.02 | 0 | 10000 | 1078.098 | -0.10028 | 0.83546 | -0.10724 | 0.83546 | 2490.456 | -1394.42 | 0 | 2214.884 | 1870.826 | 10000 | 1910.993 | 2174.443 | 1692.814 | 10000 | 1880.219 | 6961.456 | 1800.121 | 6964.633 | 1839.573 | Non-Competitive | Non-Competitive | 0 | TRUE | FALSE | 1 | Non-Competitive | 0.703 | Non-Competitive
DJEWSNG5 RNSSNG75_A TO_FROM | DJEWSNG5 | RNSSNG75_A | 2194 | 2 | 2 | ROANS___345C | SNGLTN_345 | TO_FROM | 36066.05 | 36202.48 | -1294.75 | 0 | 1088.622 | 10000 | -0.83546 | 0.10028 | -0.83546 | 0.10724 | 2080.016 | -1432.4 | 0 | 1454.581 | 2262.509 | 1480.209 | 10000 | 1339.264 | 2232.246 | 1760.922 | 10000 | 1449.245 | 6976.792 | 1476.392 | 6979.339 | Competitive | Competitive | 1 | TRUE | FALSE | 1 | Non-Competitive | 0.703 | Non-Competitive
DJEWSNG5 SNGTB_74_A FROM_TO | DJEWSNG5 | SNGTB_74_A | 1924 | 2 | 2 | SNGLTN_345 | TOMBAL__345B | FROM_TO | 36066.05 | 34627.66 | -754.236 | 0 | 1168.447 | 1295.248 | -0.10941 | 0.12347 | -0.35741 | 0.13241 | 2525.967 | -717.95 | 0 | 1405.705 | 2551.643 | 1382.964 | 2638.078 | 1338.651 | 2482.853 | 1798.292 | 2901.851 | 1406.54 | 2514.404 | 1416.836 | 2524.251 | Competitive | Non-Competitive | 0 | TRUE | FALSE | 1 | Non-Competitive | 0.711 | Non-Competitive
DJEWSNG5 SNGTB_74_A TO_FROM | DJEWSNG5 | SNGTB_74_A | 1924 | 2 | 2 | SNGLTN_345 | TOMBAL__345B | TO_FROM | 36066.05 | 37361.47 | -1592.64 | 0 | 1295.248 | 1168.447 | -0.12347 | 0.10941 | -0.13241 | 0.35741 | 1761.752 | -1747.1 | 0 | 2466.084 | 1785.476 | 2638.078 | 1767.573 | 2375.623 | 1684.804 | 2901.851 | 1886.61 | 2472.237 | 1722.962 | 2484.699 | 1737.114 | Competitive | Competitive | 1 | TRUE | TRUE | 1 | Competitive | 0.711 | Non-Competitive
DJEWSNG5 SNGXGC75_1 FROM_TO | DJEWSNG5 | SNGXGC75_1 | 1631 | 2 | 2 | GIBN_CREK_5 | SNGLTN_345 | FROM_TO | 36066.05 | 26566.3 | -1921.13 | 0 | 1057.979 | 1277.236 | -0.22573 | 0.25117 | -0.23025 | 0.25117 | 4956.921 | -1799.13 | 0 | 1434.681 | 2328.717 | 1421.732 | 2428.994 | 1404.499 | 2323.764 | 1933.855 | 2589.637 | 1472.145 | 2389.582 | 1474.785 | 2389.815 | Competitive | Non-Competitive | 0 | TRUE | FALSE | 1 | Non-Competitive | 0.7185 | Non-Competitive
DJEWSNG5 SNGXGC75_1 TO_FROM | DJEWSNG5 | SNGXGC75_1 | 1631 | 2 | 2 | GIBN_CREK_5 | SNGLTN_345 | TO_FROM | 36066.05 | 27290.34 | -2887.54 | 0 | 1277.238 | 1057.978 | -0.25117 | 0.22573 | -0.25117 | 0.23025 | 3922.627 | -3154.47 | 0 | 2195.416 | 1831.466 | 2327.966 | 1828.962 | 2188.445 | 1786.322 | 2589.637 | 2021.729 | 2316.923 | 1818.495 | 2317.325 | 1822.056 | Competitive | Competitive | 0 | TRUE | TRUE | 1 | Competitive | 0.7185 | Competitive
DJEWSNG5 SNGXGC99_1 FROM_TO | DJEWSNG5 | SNGXGC99_1 | 1631 | 2 | 2 | GIBN_CREK_5 | SNGLTN_345 | FROM_TO | 36066.05 | 26566.3 | -1921.13 | 0 | 1057.979 | 1277.236 | -0.22573 | 0.25117 | -0.23025 | 0.25117 | 4956.921 | -1799.13 | 0 | 1434.681 | 2328.717 | 1421.732 | 2428.994 | 1404.499 | 2323.764 | 1933.855 | 2589.637 | 1472.145 | 2389.582 | 1474.785 | 2389.815 | Competitive | Non-Competitive | 0 | TRUE | FALSE | 1 | Non-Competitive | 0.711 | Non-Competitive
DJEWSNG5 SNGXGC99_1 TO_FROM | DJEWSNG5 | SNGXGC99_1 | 1631 | 2 | 2 | GIBN_CREK_5 | SNGLTN_345 | TO_FROM | 36066.05 | 27290.34 | -2887.54 | 0 | 1277.238 | 1057.978 | -0.25117 | 0.22573 | -0.25117 | 0.23025 | 3922.627 | -3154.47 | 0 | 2195.416 | 1831.466 | 2327.966 | 1828.962 | 2188.445 | 1786.322 | 2589.637 | 2021.729 | 2316.923 | 1818.495 | 2317.325 | 1822.056 | Competitive | Competitive | 0 | TRUE | TRUE | 1 | Competitive | 0.711 | Competitive
DSNG_TB5 240__A FROM_TO | DSNG_TB5 | 240__A | 1450 | 2 | 2 | JEWETT_S5 | SNGLTN_345 | FROM_TO | 36066.05 | 28861.39 | -1265.45 | 0 | 1132.076 | 946.39 | -0.12116 | 0.10092 | -0.15301 | 0.181 | 3079.991 | -1148.99 | 0 | 1427.813 | 2186.031 | 1360.691 | 2311.676 | 1407.112 | 2087.67 | 1360.691 | 2466.171 | 1453.556 | 2277.539 | 1456.455 | 2287.32 | Competitive | Non-Competitive | 0 | TRUE | FALSE | 1 | Non-Competitive | 0.711 | Non-Competitive
DSNG_TB5 240__A TO_FROM | DSNG_TB5 | 240__A | 1450 | 2 | 2 | JEWETT_S5 | SNGLTN_345 | TO_FROM | 36066.05 | 31627.65 | -1650.12 | 0 | 946.39 | 1132.077 | -0.10092 | 0.12116 | -0.181 | 0.15301 | 2286.67 | -1843.53 | 0 | 2043.305 | 1849.902 | 2210.286 | 1766.507 | 1949.699 | 1817.035 | 2466.171 | 1766.507 | 2189.815 | 1816.229 | 2199.962 | 1820.514 | Competitive | Competitive | 0 | TRUE | TRUE | 1 | Competitive | 0.711 | Competitive
DSNG_TB5 260_A_1 FROM_TO | DSNG_TB5 | 260_A_1 | 1450 | 2 | 2 | JEWETT_N5 | SNGLTN_345 | FROM_TO | 36066.05 | 29169.35 | -1202.5 | 0 | 1153.481 | 933.036 | -0.10953 | 0.098961 | -0.14387 | 0.16902 | 2899.31 | -1101.3 | 0 | 1505.311 | 2192.991 | 1477.57 | 2323.367 | 1486.721 | 2079.34 | 1394.322 | 2403.339 | 1562.915 | 2297.797 | 1565.312 | 2310.581 | Competitive | Non-Competitive | 0 | TRUE | FALSE | 1 | Non-Competitive | 0.75 | Non-Competitive
DSNG_TB5 260_A_1 TO_FROM | DSNG_TB5 | 260_A_1 | 1450 | 2 | 2 | JEWETT_N5 | SNGLTN_345 | TO_FROM | 36066.05 | 32032.45 | -1545.91 | 0 | 923.07 | 1153.481 | -0.09896 | 0.10953 | -0.16902 | 0.14387 | 2162.885 | -1711.27 | 0 | 2047.466 | 1935.675 | 2220.725 | 1901.16 | 1938.587 | 1906.72 | 2403.339 | 1799.026 | 2206.844 | 1927.753 | 2220.021 | 1931.196 | Competitive | Competitive | 0 | TRUE | TRUE | 1 | Competitive | 0.75 | Competitive
DSNG_TB5 424T424_1 FROM_TO | DSNG_TB5 | 424T424_1 | 1631 | 2 | 2 | BROWN_5 | SARC7A | FROM_TO | 36066.05 | 40354.51 | -869.657 | 0 | 1080.701 | 1007.599 | -0.09418 | 0.012794 | -0.29578 | 0.09506 | 327.943 | -228.201 | 0 |  | 2690.184 | 1023.845 | 2690.184 | 1007.53 | 2091.981 | 967.799 | 3054.918 | 966.426 | 2791.596 | 969.837 | 2909.659 | Competitive | Competitive | 1 | TRUE | FALSE | 1 | Non-Competitive | 0.711 | Non-Competitive
DSNG_TB5 424T424_1 TO_FROM | DSNG_TB5 | 424T424_1 | 1631 | 2 | 2 | BROWN_5 | SARC7A | TO_FROM | 36066.05 | 41201.4 | -276.976 | 0 | 1007.599 | 1080.701 | -0.01279 | 0.15967 | -0.09506 | 0.29578 | 1153.34 | -297.551 | 0 | 873.968 |  | 909.926 | 1118.38 | 818.257 | 1099.967 | 1122.284 | 1058.776 | 996.418 | 1045.677 | 1008.659 | 1049.345 | Competitive | Competitive | 1 | TRUE | TRUE | 1 | Competitive | 0.711 | Non-Competitive
DSNG_TB5 KDLKG_75_A FROM_TO | DSNG_TB5 | KDLKG_75_A | 1793 | 2 | 2 | KING____345A | KUYDAL755010 | FROM_TO | 36066.05 | 37836.79 | 22.4919 | 0 | 789.462 | 10000 | -0.99938 | 0.000617 | -0.99938 | 0.000617 | 22.3119 | 22.6637 | 0 |  | 10000 | 789.462 | 10000 | 789.462 | 10000 | 789.462 | 10000 | 789.462 | 10000 | 789.462 | 10000 | Competitive | Competitive | 1 | TRUE | FALSE | 1 | Non-Competitive | 0.758 | Non-Competitive
DSNG_TB5 KDLKG_75_A TO_FROM | DSNG_TB5 | KDLKG_75_A | 1793 | 2 | 2 | KING____345A | KUYDAL755010 | TO_FROM | 36066.05 | 92690.8 | -22.3098 | 0 | 10000 | 0 | -0.00062 | 0.99938 | -0.00062 | 0.99938 | 910.6902 | -22.2807 | 0 | 10000 |  | 10000 | 921.6 | 10000 | 921.6 | 10000 | 921.6 | 10000 | 921.6 | 10000 | 921.6 | Competitive | Competitive | 1 | TRUE | FALSE | 1 | Non-Competitive | 0.758 | Non-Competitive
DSNG_TB5 KDLRNS75_A FROM_TO | DSNG_TB5 | KDLRNS75_A | 1793 | 2 | 2 | ROANS___345C | KUYDAL755010 | FROM_TO | 36066.05 | 92690.8 | 0 | 0 | 10000 | 789.462 | 0 | 1 | 0 | 1 | 933 | 0 | 0 | 10000 |  | 10000 |  | 10000 |  | 10000 |  | 10000 |  | 10000 | 0 | Competitive | Competitive | 1 | TRUE | FALSE | 1 | Non-Competitive | 0.7425 | Non-Competitive
DSNG_TB5 KDLRNS75_A TO_FROM | DSNG_TB5 | KDLRNS75_A | 1793 | 2 | 2 | ROANS___345C | KUYDAL755010 | TO_FROM | 36066.05 | 37859.05 | 0 | 0 | 789.462 | 10000 | -1 | 0 | -1 | 0 | 0 | 0 | 0 |  | 10000 |  | 10000 |  | 10000 |  | 10000 |  | 10000 | 0 | 10000 | Competitive | Competitive | 1 | TRUE | FALSE | 1 | Non-Competitive | 0.7425 | Non-Competitive
DSNG_TB5 KDLRTW74_A FROM_TO | DSNG_TB5 | KDLRTW74_A | 2279 | 2 | 2 | KUYDAL745005 | RTHWOD__345A | FROM_TO | 36066.05 | 44793.01 | -381.438 | 0 | 747.44 | 1362.221 | -0.07194 | 0.014802 | -0.24188 | 0.71892 | 150.8865 | -384.788 | 0 |  | 2049.196 | 2740.252 | 2049.196 | 846.978 | 2055.317 | 4417.856 | 2743.376 | 1404.547 | 2004.28 | 3103.503 | 2011.333 | Competitive | Competitive | 1 | TRUE | FALSE | 1 | Non-Competitive | 0.781 | Non-Competitive
DSNG_TB5 KDLRTW74_A TO_FROM | DSNG_TB5 | KDLRTW74_A | 2279 | 2 | 2 | KUYDAL745005 | RTHWOD__345A | TO_FROM | 36066.05 | 38451.44 | -113.558 | 0 | 1362.221 | 742.283 | -0.0148 | 0.071943 | -0.71892 | 0.24188 | 568.2556 | -98.8162 | 0 | 2049.196 |  | 2049.196 | 2740.252 | 2033.717 | 1019.267 | 2743.376 | 4417.856 | 2002.37 | 1639.648 | 2011.333 | 3103.503 | Competitive | Competitive | 1 | TRUE | FALSE | 1 | Non-Competitive | 0.781 | Non-Competitive
DSNG_TB5 KDLTB_74_A FROM_TO | DSNG_TB5 | KDLTB_74_A | 1793 | 2 | 2 | KUYDAL745005 | TOMBAL__345B | FROM_TO | 36066.05 | 38131.19 | -141.936 | 0 | 1215.597 | 747.561 | -0.01559 | 0.071157 | -0.60923 | 0.28029 | 539.6091 | -127.215 | 0 | 2047.446 |  | 2047.446 | 2097.405 | 2041.069 | 998.01 | 2737.718 | 4376.823 | 2008.195 | 1384.181 | 2014.688 | 2582.098 | Competitive | Competitive | 1 | TRUE | FALSE | 1 | Non-Competitive | 0.7265 | Non-Competitive
DSNG_TB5 KDLTB_74_A TO_FROM | DSNG_TB5 | KDLTB_74_A | 1793 | 2 | 2 | KUYDAL745005 | TOMBAL__345B | TO_FROM | 36066.05 | 41767.83 | -352.753 | 0 | 742.382 | 1215.597 | -0.07116 | 0.015588 | -0.28029 | 0.60923 | 179.3251 | -356.118 | 0 |  | 2047.446 | 1894.31 | 2047.446 | 831.015 | 2058.508 | 4376.823 | 2737.718 | 1166.756 | 2009.395 | 2410.468 | 2014.688 | Competitive | Competitive | 1 | TRUE | FALSE | 1 | Non-Competitive | 0.7265 | Non-Competitive
DSNG_TB5 KG_RTW74_A FROM_TO | DSNG_TB5 | KG_RTW74_A | 1710 | 2 | 2 | KING____345A | RTHWOD__345A | FROM_TO | 36066.05 | 37528.52 | -100.7 | 0 | 1575.596 | 740.734 | -0.0171 | 0.10346 | -0.63176 | 0.10346 | 787.255 | -83.3631 | 0 | 2084.658 |  | 2094.118 | 3783.887 | 2016.767 | 1106.299 | 2539.433 | 4402.834 | 2040.046 | 2038.867 | 2061.022 | 3775.857 | Competitive | Competitive | 1 | TRUE | FALSE | 1 | Non-Competitive | 0.7655 | Non-Competitive
DSNG_TB5 KG_RTW74_A TO_FROM | DSNG_TB5 | KG_RTW74_A | 1710 | 2 | 2 | KING____345A | RTHWOD__345A | TO_FROM | 36066.05 | 50977.98 | -548.743 | 0 | 745.615 | 1587.23 | -0.10346 | 0.017099 | -0.10346 | 0.63176 | 147.5186 | -545.75 | 0 |  | 2084.658 | 3783.887 | 2094.118 | 913.529 | 2041.44 | 4402.834 | 2539.433 | 1810.1 | 2042.597 | 3775.857 | 2061.022 | Competitive | Competitive | 1 | TRUE | FALSE | 1 | Non-Competitive | 0.7655 | Non-Competitive
DSNG_TB5 SNGXGC75_1 FROM_TO | DSNG_TB5 | SNGXGC75_1 | 1631 | 2 | 2 | GIBN_CREK_5 | SNGLTN_345 | FROM_TO | 36066.05 | 33106.59 | -739.331 | 0 | 1265.343 | 915.103 | -0.07908 | 0.31498 | -0.14233 | 0.31498 | 2204.073 | -728.687 | 0 | 1400.69 | 2517.515 | 3137.944 | 2517.515 | 1306.008 | 2437.134 | 2977.883 | 2517.515 | 1260.38 | 2603.543 | 1275.469 | 2619.342 | Competitive | Non-Competitive | 0 | TRUE | FALSE | 1 | Non-Competitive | 0.7185 | Non-Competitive
DSNG_TB5 SNGXGC75_1 TO_FROM | DSNG_TB5 | SNGXGC75_1 | 1631 | 2 | 2 | GIBN_CREK_5 | SNGLTN_345 | TO_FROM | 36066.05 | 35730.02 | -1407.26 | 0 | 915.102 | 1265.342 | -0.31498 | 0.079081 | -0.31498 | 0.14233 | 1733.274 | -1450.06 | 0 | 2411.768 | 1763.838 | 2411.768 | 3137.944 | 2306.681 | 1624.634 | 2411.768 | 2977.883 | 2526.449 | 1461.676 | 2546.423 | 1480.083 | Competitive | Non-Competitive | 0 | TRUE | FALSE | 1 | Non-Competitive | 0.7185 | Non-Competitive
DSNG_TB5 SNGXGC99_1 FROM_TO | DSNG_TB5 | SNGXGC99_1 | 1631 | 2 | 2 | GIBN_CREK_5 | SNGLTN_345 | FROM_TO | 36066.05 | 33106.59 | -739.331 | 0 | 1265.343 | 915.103 | -0.07908 | 0.31498 | -0.14233 | 0.31498 | 2204.073 | -728.687 | 0 | 1400.69 | 2517.515 | 3137.944 | 2517.515 | 1306.008 | 2437.134 | 2977.883 | 2517.515 | 1260.38 | 2603.543 | 1275.469 | 2619.342 | Competitive | Non-Competitive | 0 | TRUE | FALSE | 1 | Non-Competitive | 0.7655 | Non-Competitive
DSNG_TB5 SNGXGC99_1 TO_FROM | DSNG_TB5 | SNGXGC99_1 | 1631 | 2 | 2 | GIBN_CREK_5 | SNGLTN_345 | TO_FROM | 36066.05 | 35730.02 | -1407.26 | 0 | 915.102 | 1265.342 | -0.31498 | 0.079081 | -0.31498 | 0.14233 | 1733.274 | -1450.06 | 0 | 2411.768 | 1763.838 | 2411.768 | 3137.944 | 2306.681 | 1624.634 | 2411.768 | 2977.883 | 2526.449 | 1461.676 | 2546.423 | 1480.083 | Competitive | Non-Competitive | 0 | TRUE | FALSE | 1 | Non-Competitive | 0.7655 | Non-Competitive
DTHSLCS5 1295__A FROM_TO | DTHSLCS5 | 1295__A | 510 | 2 | 2 | TEMP_SS__8 | TEMP_PEC__8 | FROM_TO | 36066.05 | 37186.84 | -178.809 | 0 | 839.713 | 1102.728 | -0.01888 | 0.021482 | -0.27773 | 0.3179 | 198.5495 | -191.205 | 0 | 10000 |  | 1860.739 | 1718.579 | 1171.875 | 1745.358 | 3455.91 | 9551.42 | 1763.998 | 1648.32 | 2228.216 | 1624.411 | Competitive | Competitive | 1 | TRUE | TRUE | 1 | Competitive | 0.7265 | Non-Competitive
DTHSLCS5 1295__A TO_FROM | DTHSLCS5 | 1295__A | 510 | 2 | 2 | TEMP_SS__8 | TEMP_PEC__8 | TO_FROM | 36066.05 | 36724.12 | -155.007 | 0 | 1102.728 | 830.836 | -0.02148 | 0.018876 | -0.3179 | 0.27773 | 299.2495 | -119.667 | 0 |  | 10000 | 1606.341 | 2032.052 | 1418.345 | 1334.599 | 9551.42 | 3455.91 | 1423.324 | 1961.308 | 1529.692 | 2376.496 | Competitive | Competitive | 1 | TRUE | FALSE | 1 | Non-Competitive | 0.7265 | Non-Competitive
DTHSLCS5 1830__A FROM_TO | DTHSLCS5 | 1830__A | 91 | 2 | 2 | MCGREGPH1_8 | MCGREG_T_8 | FROM_TO | 36066.05 | 37946.27 | -14.2102 | 0 | 1087.855 | 874.979 | -0.00077 | 0.000981 | -0.04465 | 0.92112 | 7.2456 | -12.289 | 0 |  |  | 7674.277 | 1209.849 | 1590.29 | 1009.955 | 9341.356 | 1559.646 | 1992.665 | 1169.082 | 8719.512 | 1345.021 | Competitive | Competitive | 1 | FALSE | FALSE | 1 | Non-Competitive | 0.7575 | Non-Competitive
DTHSLCS5 1830__A TO_FROM | DTHSLCS5 | 1830__A | 91 | 2 | 2 | MCGREGPH1_8 | MCGREG_T_8 | TO_FROM | 36066.05 | 36146.91 | -1.9142 | 0 | 884.89 | 1087.855 | -0.00098 | 0.000768 | -0.92112 | 0.044646 | 16.5192 | -4.8015 | 0 |  |  | 1058.855 | 7674.277 | 844.499 | 1678.477 | 1343.124 | 9341.356 | 1004.028 | 2073.087 | 1171.318 | 8719.512 | Competitive | Competitive | 1 | FALSE | FALSE | 1 | Non-Competitive | 0.7575 | Non-Competitive
DTHSLCS5 1830__B FROM_TO | DTHSLCS5 | 1830__B | 233 | 2 | 2 | SPGVALLYP_8 | MCGREG_T_8 | FROM_TO | 36066.05 | 35964.35 | -184.361 | 0 | 1075.084 | 833.71 | -0.01229 | 0.021957 | -0.44754 | 0.49143 | 278.5166 | -141.957 | 0 | 9317.679 |  | 1689.064 | 1501.964 | 1542.274 | 1148.815 | 9317.679 | 1563.033 | 1528.423 | 1417.168 | 1598.859 | 1559.165 | Competitive | Competitive | 0 | TRUE | TRUE | 1 | Competitive | 0.7965 | Competitive
DTHSLCS5 1830__B TO_FROM | DTHSLCS5 | 1830__B | 233 | 2 | 2 | SPGVALLYP_8 | MCGREG_T_8 | TO_FROM | 36066.05 | 36064.7 | -158.93 | 0 | 835.812 | 1087.687 | -0.02196 | 0.012287 | -0.49143 | 0.44754 | 233.6648 | -162.104 | 0 |  | 9317.679 | 1287.653 | 1778.096 | 1016.771 | 1718.487 | 1355.357 | 9317.679 | 1243.426 | 1629.55 | 1355.083 | 1673.169 | Competitive | Competitive | 0 | TRUE | TRUE | 1 | Competitive | 0.7965 | Competitive
DTHSLCS5 1830__C FROM_TO | DTHSLCS5 | 1830__C | 233 | 2 | 2 | MCGREG_T_8 | TEMPELMC__8 | FROM_TO | 36066.05 | 35443.8 | -198.497 | 0 | 1103.369 | 820.827 | -0.01296 | 0.022938 | -0.08399 | 0.50781 | 285.8683 | -154.168 | 0 | 9318.661 |  | 1686.019 | 1501.429 | 1551.181 | 1139.485 | 9318.661 | 1563.014 | 1534.611 | 1403.05 | 1601.687 | 1557.915 | Competitive | Competitive | 0 | TRUE | TRUE | 1 | Competitive | 0.6955 | Competitive
DTHSLCS5 1830__C TO_FROM | DTHSLCS5 | 1830__C | 233 | 2 | 2 | MCGREG_T_8 | TEMPELMC__8 | TO_FROM | 36066.05 | 36032.63 | -162.414 | 0 | 833.684 | 1103.369 | -0.02294 | 0.01296 | -0.50781 | 0.083993 | 250.1493 | -163.95 | 0 |  | 9318.661 | 1286.682 | 1774.765 | 1009.607 | 1717.087 | 1354.96 | 9318.661 | 1231.294 | 1632.205 | 1352.949 | 1675.751 | Competitive | Competitive | 0 | TRUE | TRUE | 1 | Competitive | 0.6955 | Competitive
DTHSLCS5 1830__E FROM_TO | DTHSLCS5 | 1830__E | 233 | 2 | 2 | COTTONBELT | SPGVALLYP_8 | FROM_TO | 36066.05 | 35971.81 | -181.953 | 0 | 1074.658 | 833.615 | -0.01222 | 0.022024 | -0.50851 | 0.42735 | 280.924 | -139.545 | 0 | 9317.651 |  | 1690.009 | 1502.631 | 1540.031 | 1153.484 | 9317.651 | 1563.438 | 1526.732 | 1423.788 | 1598.136 | 1560.301 | Competitive | Competitive | 0 | TRUE | TRUE | 1 | Competitive | 0.711 | Competitive
DTHSLCS5 1830__E TO_FROM | DTHSLCS5 | 1830__E | 233 | 2 | 2 | COTTONBELT | SPGVALLYP_8 | TO_FROM | 36066.05 | 36070.14 | -161.341 | 0 | 833.615 | 1087.278 | -0.02202 | 0.01222 | -0.42735 | 0.5085 | 231.253 | -164.512 | 0 |  | 9317.651 | 1288.376 | 1779.133 | 1020.379 | 1718.947 | 1355.797 | 9317.651 | 1248.996 | 1628.867 | 1356.365 | 1672.533 | Competitive | Competitive | 1 | TRUE | TRUE | 1 | Competitive | 0.711 | Non-Competitive
DTHSLCS5 1830__F FROM_TO | DTHSLCS5 | 1830__F | 233 | 2 | 2 | COTTONBELT | WACOATCO1_8 | FROM_TO | 36066.05 | 36081.72 | -164.098 | 0 | 835.35 | 1086.941 | -0.0221 | 0.012144 | -0.28748 | 0.57257 | 228.4946 | -167.024 | 0 |  | 9317.619 | 1290.814 | 1922.739 | 1024.838 | 1719.473 | 1356.309 | 9317.619 | 1255.41 | 1628.161 | 1358.664 | 1755.375 | Competitive | Competitive | 1 | TRUE | TRUE | 1 | Competitive | 2.75 | Non-Competitive
DTHSLCS5 1830__F TO_FROM | DTHSLCS5 | 1830__F | 233 | 2 | 2 | COTTONBELT | WACOATCO1_8 | TO_FROM | 36066.05 | 35977.54 | -179.199 | 0 | 1086.941 | 833.272 | -0.01214 | 0.0221 | -0.57257 | 0.28748 | 283.6775 | -136.753 | 0 | 9317.619 |  | 1815.078 | 1505.615 | 1537.473 | 1159.16 | 9317.619 | 1563.91 | 1524.848 | 1431.399 | 1669.354 | 1562.707 | Competitive | Competitive | 0 | TRUE | TRUE | 1 | Competitive | 2.75 | Competitive
DTHSLCS5 1830__G FROM_TO | DTHSLCS5 | 1830__G | 612 | 2 | 2 | WACO_W1_8 | WACOWOOD1_8 | FROM_TO | 36066.05 | 36451.84 | -150.032 | 0 | 1128.975 | 838.494 | -0.01134 | 0.022908 | -0.77268 | 0.1523 | 312.8393 | -107.564 | 0 | 9317.298 |  | 1735.607 | 1569.539 | 1513.797 | 1249.326 | 9317.298 | 1569.539 | 1507.663 | 1511.087 | 1611.118 | 1608.882 | Competitive | Competitive | 1 | TRUE | TRUE | 1 | Competitive | 1.2185 | Non-Competitive
DTHSLCS5 1830__G TO_FROM | DTHSLCS5 | 1830__G | 612 | 2 | 2 | WACO_W1_8 | WACOWOOD1_8 | TO_FROM | 36066.05 | 38762.25 | -193.298 | 0 | 841.161 | 1128.975 | -0.02291 | 0.011336 | -0.1523 | 0.77268 | 199.2802 | -196.206 | 0 |  | 9317.298 | 1359.78 | 1840.627 | 1096.902 | 1724.972 | 1362.414 | 9317.298 | 1323.298 | 1624.686 | 1409.755 | 1697.45 | Competitive | Competitive | 1 | TRUE | TRUE | 1 | Competitive | 1.2185 | Non-Competitive
DTHSLCS5 1830__H FROM_TO | DTHSLCS5 | 1830__H | 612 | 2 | 2 | WACOWOOD1_8 | WACOATCO1_8 | FROM_TO | 36066.05 | 36503.37 | -163.438 | 0 | 1117.657 | 841.864 | -0.01171 | 0.022537 | -0.71208 | 0.22695 | 299.4361 | -120.98 | 0 | 9317.443 |  | 1730.925 | 1551.153 | 1523.835 | 1199.908 | 9317.443 | 1566.798 | 1514.979 | 1475.173 | 1609.75 | 1589.338 | Competitive | Competitive | 1 | TRUE | TRUE | 1 | Competitive | 0.8205 | Non-Competitive
DTHSLCS5 1830__H TO_FROM | DTHSLCS5 | 1830__H | 612 | 2 | 2 | WACOWOOD1_8 | WACOATCO1_8 | TO_FROM | 36066.05 | 37817.05 | -179.877 | 0 | 839.352 | 1117.657 | -0.02254 | 0.011707 | -0.22695 | 0.71208 | 212.7075 | -182.793 | 0 |  | 9317.443 | 1326.885 | 1835.379 | 1057.379 | 1722.469 | 1359.443 | 9317.443 | 1292.497 | 1625.474 | 1382.347 | 1695.237 | Competitive | Competitive | 1 | TRUE | TRUE | 1 | Competitive | 0.8205 | Non-Competitive
DTHSLCS5 290__A FROM_TO | DTHSLCS5 | 290__A | 1163 | 2 | 2 | LAKE_CRK2_5 | THOUSE__5 | FROM_TO | 36066.05 | 33824.78 | -1551.84 | 0 | 900.073 | 1110.199 | -0.25569 | 0.30761 | -0.55077 | 0.43127 | 2513.845 | -1619.17 | 0 | 866.364 | 1907.842 | 10000 | 1988.493 | 885.003 | 1907.842 | 10000 | 2725.145 | 1477.349 | 1865.319 | 1478.88 | 1865.319 | Competitive | Competitive | 0 | TRUE | TRUE | 1 | Competitive | 0.719 | Competitive
DTHSLCS5 290__A TO_FROM | DTHSLCS5 | 290__A | 1163 | 2 | 2 | LAKE_CRK2_5 | THOUSE__5 | TO_FROM | 36066.05 | 30893.97 | -2162.94 | 0 | 1110.2 | 900.073 | -0.30761 | 0.25568 | -0.43127 | 0.55077 | 3740.358 | -1839.99 | 0 | 1473.838 | 953.336 | 1781.584 | 10000 | 1473.838 | 974.102 | 2725.145 | 10000 | 1537.691 | 1617.775 | 1537.691 | 1619.751 | Competitive | Competitive | 0 | TRUE | TRUE | 1 | Competitive | 0.719 | Competitive
DTMPLCS5 1295__A FROM_TO | DTMPLCS5 | 1295__A | 510 | 2 | 2 | TEMP_SS__8 | TEMP_PEC__8 | FROM_TO | 36066.05 | 34897.92 | -738.635 | 0 | 809.44 | 1084.745 | -0.09002 | 0.053526 | -0.33096 | 0.26761 | 904.6745 | -750.593 | 0 | 1338.178 | 1826.275 | 1335.862 | 1827.767 | 991.167 | 1711.102 | 1387.16 | 9465.84 | 1205.419 | 1616.668 | 1379.931 | 1675.876 | Competitive | Competitive | 0 | TRUE | TRUE | 1 | Competitive | 0.711 | Competitive
DTMPLCS5 1295__A TO_FROM | DTMPLCS5 | 1295__A | 510 | 2 | 2 | TEMP_SS__8 | TEMP_PEC__8 | TO_FROM | 36066.05 | 33381.82 | -681.226 | 0 | 1100.471 | 822.339 | -0.05353 | 0.090018 | -0.26761 | 0.33096 | 1273.477 | -541.032 | 0 | 1674.755 | 1539.363 | 1722.599 | 1539.363 | 1433.752 | 1116.05 | 9465.84 | 1602.458 | 1451.109 | 1365.652 | 1563.771 | 1570.141 | Competitive | Competitive | 0 | TRUE | TRUE | 1 | Competitive | 0.711 | Competitive
DTMPLCS5 1830__A FROM_TO | DTMPLCS5 | 1830__A | 91 | 2 | 2 | MCGREGPH1_8 | MCGREG_T_8 | FROM_TO | 36066.05 | 37935.31 | -14.386 | 0 | 1089.488 | 874.976 | -0.00078 | 0.001096 | -0.04463 | 0.92114 | 7.7759 | -12.269 | 0 |  |  | 9462.887 | 1213.11 | 1582.334 | 1013.217 | 9462.887 | 1560.697 | 2130.274 | 1182.538 | 9584.428 | 1353.361 | Competitive | Competitive | 1 | FALSE | FALSE | 1 | Non-Competitive | 0.7735 | Non-Competitive
DTMPLCS5 1830__A TO_FROM | DTMPLCS5 | 1830__A | 91 | 2 | 2 | MCGREGPH1_8 | MCGREG_T_8 | TO_FROM | 36066.05 | 36146.57 | -2.3371 | 0 | 874.976 | 1099.098 | -0.0011 | 0.000783 | -0.92114 | 0.04463 | 16.7976 | -5.2012 | 0 |  |  | 1061.552 | 9462.887 | 847.339 | 1668.96 | 1344.393 | 9462.887 | 1015.366 | 2213.254 | 1178.519 | 9584.428 | Competitive | Competitive | 1 | FALSE | FALSE | 1 | Non-Competitive | 0.7735 | Non-Competitive
DTMPLCS5 1830__B FROM_TO | DTMPLCS5 | 1830__B | 233 | 2 | 2 | SPGVALLYP_8 | MCGREG_T_8 | FROM_TO | 36066.05 | 35840.77 | -212.545 | 0 | 1086.381 | 842.318 | -0.01413 | 0.027305 | -0.4447 | 0.49434 | 333.5933 | -164.239 | 0 | 9418.168 |  | 1802.328 | 1503.66 | 1524.275 | 1146.824 | 9418.168 | 1564.676 | 1533.475 | 1415.059 | 1702.806 | 1561.265 | Competitive | Competitive | 0 | TRUE | TRUE | 1 | Competitive | 0.742 | Competitive
DTMPLCS5 1830__B TO_FROM | DTMPLCS5 | 1830__B | 233 | 2 | 2 | SPGVALLYP_8 | MCGREG_T_8 | TO_FROM | 36066.05 | 35986.22 | -194.324 | 0 | 839.359 | 1086.983 | -0.02731 | 0.014126 | -0.49435 | 0.4447 | 272.4625 | -194.878 | 0 |  | 9418.168 | 1288.845 | 1901.559 | 1015.045 | 1708.501 | 1356.603 | 9418.168 | 1241.552 | 1637.476 | 1356.356 | 1783.952 | Competitive | Competitive | 0 | TRUE | TRUE | 1 | Competitive | 0.742 | Competitive
DTMPLCS5 1830__C FROM_TO | DTMPLCS5 | 1830__C | 233 | 2 | 2 | MCGREG_T_8 | TEMPELMC__8 | FROM_TO | 36066.05 | 34773.56 | -226.857 | 0 | 1104.271 | 827.826 | -0.01482 | 0.028401 | -0.08166 | 0.51067 | 341.2112 | -176.566 | 0 | 9419.886 |  | 1799.188 | 1503.206 | 1532.045 | 1139.301 | 9419.886 | 1564.662 | 1541.217 | 1403.497 | 1707.039 | 1560.342 | Competitive | Competitive | 0 | TRUE | TRUE | 1 | Competitive | 0.7185 | Competitive
DTMPLCS5 1830__C TO_FROM | DTMPLCS5 | 1830__C | 233 | 2 | 2 | MCGREG_T_8 | TEMPELMC__8 | TO_FROM | 36066.05 | 35955.89 | -194.974 | 0 | 827.826 | 1104.221 | -0.0284 | 0.014817 | -0.51067 | 0.081661 | 289.2545 | -197.302 | 0 |  | 9419.886 | 1288.03 | 1898.1 | 1009.19 | 1707.215 | 1356.271 | 9419.886 | 1231.609 | 1641.744 | 1354.68 | 1787.963 | Competitive | Competitive | 0 | TRUE | TRUE | 1 | Competitive | 0.7185 | Competitive
DTMPLCS5 1830__E FROM_TO | DTMPLCS5 | 1830__E | 233 | 2 | 2 | COTTONBELT | SPGVALLYP_8 | FROM_TO | 36066.05 | 35863.16 | -210.137 | 0 | 1085.425 | 839.219 | -0.01406 | 0.027372 | -0.50559 | 0.43035 | 336.0038 | -161.832 | 0 | 9417.898 |  | 1803.328 | 1504.235 | 1522.469 | 1150.71 | 9417.898 | 1565.028 | 1531.476 | 1420.756 | 1701.867 | 1562.224 | Competitive | Competitive | 0 | TRUE | TRUE | 1 | Competitive | 0.703 | Competitive
DTMPLCS5 1830__E TO_FROM | DTMPLCS5 | 1830__E | 233 | 2 | 2 | COTTONBELT | SPGVALLYP_8 | TO_FROM | 36066.05 | 35979.95 | -196.751 | 0 | 839.219 | 1085.924 | -0.02737 | 0.014059 | -0.43035 | 0.50559 | 270.0527 | -197.288 | 0 |  | 9417.898 | 1289.466 | 1902.66 | 1018.143 | 1708.939 | 1356.983 | 9417.898 | 1246.337 | 1636.372 | 1357.44 | 1783.095 | Competitive | Competitive | 0 | TRUE | TRUE | 1 | Competitive | 0.703 | Competitive
DTMPLCS5 1830__F FROM_TO | DTMPLCS5 | 1830__F | 233 | 2 | 2 | COTTONBELT | WACOATCO1_8 | FROM_TO | 36066.05 | 35948.05 | -199.528 | 0 | 841.663 | 1086.18 | -0.02745 | 0.013983 | -0.29065 | 0.56958 | 267.2965 | -200.044 | 0 |  | 9417.59 | 1290.19 | 1903.908 | 1021.879 | 1709.44 | 1357.424 | 9417.59 | 1251.843 | 1635.18 | 1358.698 | 1782.189 | Competitive | Competitive | 0 | TRUE | TRUE | 1 | Competitive | 0.8905 | Competitive
DTMPLCS5 1830__F TO_FROM | DTMPLCS5 | 1830__F | 233 | 2 | 2 | COTTONBELT | WACOATCO1_8 | TO_FROM | 36066.05 | 35881.13 | -207.383 | 0 | 1086.18 | 841.663 | -0.01398 | 0.027448 | -0.56957 | 0.29065 | 338.7607 | -159.079 | 0 | 9417.59 |  | 1804.461 | 1504.904 | 1520.451 | 1155.394 | 9417.59 | 1565.437 | 1529.243 | 1427.306 | 1700.866 | 1563.338 | Competitive | Competitive | 0 | TRUE | TRUE | 1 | Competitive | 0.8905 | Competitive
DTMPLCS5 1830__G FROM_TO | DTMPLCS5 | 1830__G | 612 | 2 | 2 | WACO_W1_8 | WACOWOOD1_8 | FROM_TO | 36066.05 | 36381.9 | -178.217 | 0 | 1140.587 | 840.406 | -0.01317 | 0.028257 | -0.76943 | 0.15563 | 367.9596 | -129.92 | 0 | 9414.432 |  | 1779.423 | 1570.219 | 1501.806 | 1225.39 | 9414.432 | 1570.219 | 1508.801 | 1496.83 | 1651.776 | 1609.003 | Competitive | Competitive | 1 | TRUE | TRUE | 1 | Competitive | 0.7655 | Non-Competitive
DTMPLCS5 1830__G TO_FROM | DTMPLCS5 | 1830__G | 612 | 2 | 2 | WACO_W1_8 | WACOWOOD1_8 | TO_FROM | 36066.05 | 38452.46 | -228.938 | 0 | 843.771 | 1140.587 | -0.02826 | 0.013174 | -0.15563 | 0.76943 | 238.1055 | -229.235 | 0 |  | 9414.432 | 1359.952 | 1882.647 | 1077.903 | 1714.663 | 1362.587 | 9414.432 | 1310.745 | 1626.503 | 1408.851 | 1735.922 | Competitive | Competitive | 1 | TRUE | TRUE | 1 | Competitive | 0.7655 | Non-Competitive
DTMPLCS5 1830__H FROM_TO | DTMPLCS5 | 1830__H | 612 | 2 | 2 | WACOWOOD1_8 | WACOATCO1_8 | FROM_TO | 36066.05 | 36427.98 | -191.622 | 0 | 1107.103 | 844.679 | -0.01355 | 0.027885 | -0.70891 | 0.2302 | 354.5393 | -143.322 | 0 | 9415.86 |  | 1690.935 | 1552.61 | 1509.804 | 1187.929 | 9415.86 | 1567.912 | 1517.517 | 1465.13 | 1607.744 | 1590.424 | Competitive | Competitive | 1 | TRUE | TRUE | 1 | Competitive | 0.7265 | Non-Competitive
DTMPLCS5 1830__H TO_FROM | DTMPLCS5 | 1830__H | 612 | 2 | 2 | WACOWOOD1_8 | WACOATCO1_8 | TO_FROM | 36066.05 | 37622.18 | -215.421 | 0 | 844.679 | 1107.103 | -0.02789 | 0.013546 | -0.2302 | 0.70891 | 251.5221 | -215.818 | 0 |  | 9415.86 | 1327.538 | 1780.201 | 1047.893 | 1712.285 | 1360.097 | 9415.86 | 1283.765 | 1629.673 | 1382.205 | 1682.709 | Competitive | Competitive | 1 | TRUE | TRUE | 1 | Competitive | 0.7265 | Non-Competitive
DTMPLCS5 280__A FROM_TO | DTMPLCS5 | 280__A | 1163 | 2 | 2 | LAKE_CRK1_5 | THOUSE_A_5 | FROM_TO | 36066.05 | 36349.54 | -606.323 | 0 | 972.117 | 1110.981 | -0.07358 | 0.2058 | -0.6123 | 0.24925 | 985.3716 | -631.247 | 0 | 985.145 | 1911.555 | 10000 | 1911.555 | 973.49 | 1897.811 | 10000 | 1774.231 | 3805.892 | 1876.659 | 3961.236 | 1884.872 | Competitive | Competitive | 1 | TRUE | FALSE | 1 | Non-Competitive | 0.734 | Non-Competitive
DTMPLCS5 280__A TO_FROM | DTMPLCS5 | 280__A | 1163 | 2 | 2 | LAKE_CRK1_5 | THOUSE_A_5 | TO_FROM | 36066.05 | 34598.74 | -898.425 | 0 | 1129.815 | 972.117 | -0.2058 | 0.07358 | -0.24925 | 0.6123 | 1570.556 | -677.645 | 0 | 1455.49 | 1080.796 | 1468.471 | 10000 | 1452.637 | 1063.57 | 1590.781 | 10000 | 1532.128 | 3999.822 | 1536.936 | 4167.587 | Competitive | Non-Competitive | 0 | TRUE | FALSE | 1 | Non-Competitive | 0.734 | Non-Competitive
DTMPLCS5 290__A FROM_TO | DTMPLCS5 | 290__A | 1163 | 2 | 2 | LAKE_CRK2_5 | THOUSE__5 | FROM_TO | 36066.05 | 36114.44 | -77.0539 | 0 | 1045.931 | 899.662 | -0.17652 | 0.35367 | -0.4307 | 0.50102 | 1142.159 | -294.74 | 0 | 2162.022 | 2026.341 | 10000 | 10000 | 1842.227 | 1493.013 | 10000 | 10000 | 7085.084 | 1924.519 | 7263.13 | 2233.886 | Competitive | Competitive | 1 | TRUE | FALSE | 1 | Non-Competitive | 0.8125 | Non-Competitive
DTMPLCS5 290__A TO_FROM | DTMPLCS5 | 290__A | 1163 | 2 | 2 | LAKE_CRK2_5 | THOUSE__5 | TO_FROM | 36066.05 | 36775.39 | -1197.62 | 0 | 899.662 | 1045.931 | -0.35367 | 0.17652 | -0.50102 | 0.4307 | 804.4572 | -844.98 | 0 | 1089.615 | 2162.022 | 10000 | 10000 | 1000.948 | 1889.307 | 10000 | 10000 | 1154.948 | 7103.528 | 1223.662 | 7263.13 | Competitive | Competitive | 1 | TRUE | FALSE | 1 | Non-Competitive | 0.8125 | Non-Competitive
DTMPLCS5 490__A FROM_TO | DTMPLCS5 | 490__A | 1163 | 2 | 2 | THOUSE__5 | TEMP_PEC__5 | FROM_TO | 36066.05 | 35365.01 | -750.256 | 0 | 1106.883 | 831.761 | -0.05599 | 0.11187 | -0.58977 | 0.15838 | 1588.463 | -571.962 | 0 | 1589.09 | 1560.526 | 1727.055 | 1545.345 | 1477.662 | 1163.328 | 4879.452 | 1560.526 | 1483.652 | 1434.703 | 1523.612 | 1578.321 | Competitive | Competitive | 0 | TRUE | TRUE | 1 | Competitive | 0.719 | Competitive
DTMPLCS5 490__A TO_FROM | DTMPLCS5 | 490__A | 1163 | 2 | 2 | THOUSE__5 | TEMP_PEC__5 | TO_FROM | 36066.05 | 36946.73 | -965.397 | 0 | 831.761 | 1106.883 | -0.11187 | 0.055993 | -0.15838 | 0.58977 | 1016.958 | -970.309 | 0 | 1351.933 | 1721.943 | 1321.758 | 1831.78 | 1028.615 | 1721.137 | 1354.427 | 4879.452 | 1259.81 | 1621.061 | 1372.878 | 1624.906 | Competitive | Competitive | 1 | TRUE | TRUE | 1 | Competitive | 0.719 | Non-Competitive
DTMPTHS5 1295__A FROM_TO | DTMPTHS5 | 1295__A | 510 | 2 | 2 | TEMP_SS__8 | TEMP_PEC__8 | FROM_TO | 36066.05 | 37012.46 | -221.072 | 0 | 841.952 | 1098.808 | -0.02321 | 0.02392 | -0.27517 | 0.32022 | 248.9218 | -234.033 | 0 | 10000 | 10000 | 1798.573 | 1725.396 | 1108.193 | 1750.055 | 3418.264 | 4883.773 | 1572.599 | 1645.212 | 2011.476 | 1632.061 | Competitive | Competitive | 1 | TRUE | TRUE | 1 | Competitive | 0.7345 | Non-Competitive
DTMPTHS5 1295__A TO_FROM | DTMPTHS5 | 1295__A | 510 | 2 | 2 | TEMP_SS__8 | TEMP_PEC__8 | TO_FROM | 36066.05 | 36491.49 | -192.773 | 0 | 1098.808 | 841.952 | -0.02392 | 0.023214 | -0.32023 | 0.27518 | 370.9534 | -154.332 | 0 | 10000 | 10000 | 1623.767 | 1965.04 | 1431.721 | 1257.775 | 4883.773 | 3418.264 | 1434.353 | 1760.929 | 1543.705 | 2156.077 | Competitive | Competitive | 1 | TRUE | FALSE | 1 | Non-Competitive | 0.7345 | Non-Competitive
DTMPTHS5 1830__A FROM_TO | DTMPTHS5 | 1830__A | 91 | 2 | 2 | MCGREGPH1_8 | MCGREG_T_8 | FROM_TO | 36066.05 | 37588.93 | -22.2804 | 0 | 1107.972 | 915.582 | -0.00122 | 0.002225 | -0.04451 | 0.92127 | 23.2249 | -18.5811 | 0 |  |  | 2407.91 | 1352.917 | 1577.915 | 1078.948 | 9470.064 | 1566.719 | 1615.127 | 1268.656 | 3501.378 | 1474.881 | Competitive | Competitive | 1 | FALSE | FALSE | 1 | Non-Competitive | 0.758 | Non-Competitive
DTMPTHS5 1830__A TO_FROM | DTMPTHS5 | 1830__A | 91 | 2 | 2 | MCGREGPH1_8 | MCGREG_T_8 | TO_FROM | 36066.05 | 36134.9 | -11.5926 | 0 | 878.726 | 1086.412 | -0.00223 | 0.001221 | -0.92127 | 0.044513 | 27.5697 | -17.6592 | 0 |  |  | 1169.425 | 2407.91 | 951.021 | 1697.094 | 1351.448 | 9470.064 | 1116.477 | 1700.248 | 1278.795 | 3501.378 | Competitive | Competitive | 1 | FALSE | FALSE | 1 | Non-Competitive | 0.758 | Non-Competitive
DTMPTHS5 1830__B FROM_TO | DTMPTHS5 | 1830__B | 233 | 2 | 2 | SPGVALLYP_8 | MCGREG_T_8 | FROM_TO | 36066.05 | 35339.21 | -326.725 | 0 | 1088.988 | 832.235 | -0.02185 | 0.043626 | -0.44524 | 0.49529 | 559.986 | -254.451 | 0 | 6318.551 | 9718.549 | 1753.67 | 1508.042 | 1496.26 | 1138.982 | 9443.079 | 1564.713 | 1509.337 | 1403.06 | 1649.255 | 1562.612 | Competitive | Competitive | 0 | TRUE | TRUE | 1 | Competitive | 0.7655 | Competitive
DTMPTHS5 1830__B TO_FROM | DTMPTHS5 | 1830__B | 233 | 2 | 2 | SPGVALLYP_8 | MCGREG_T_8 | TO_FROM | 36066.05 | 35676.85 | -327.936 | 0 | 832.235 | 1089.698 | -0.04363 | 0.021849 | -0.49529 | 0.44524 | 426.6598 | -329.552 | 0 | 9718.549 | 6318.551 | 1291.934 | 1862.22 | 1008.887 | 1707.686 | 1356.586 | 9443.079 | 1231.847 | 1626.672 | 1356.954 | 1737.522 | Competitive | Competitive | 0 | TRUE | TRUE | 1 | Competitive | 0.7655 | Competitive
DTMPTHS5 1830__C FROM_TO | DTMPTHS5 | 1830__C | 233 | 2 | 2 | MCGREG_T_8 | TEMPELMC__8 | FROM_TO | 36066.05 | 32517.7 | -349 | 0 | 1111.832 | 790.07 | -0.02307 | 0.045853 | -0.0938 | 0.51025 | 583.2106 | -273.028 | 0 | 4228.954 | 4156.097 | 1804.388 | 1503.482 | 1499.755 | 1134.307 | 9444.397 | 1564.753 | 1513.145 | 1395.302 | 1685.415 | 1560.087 | Competitive | Competitive | 0 | TRUE | TRUE | 1 | Competitive | 0.7345 | Competitive
DTMPTHS5 1830__C TO_FROM | DTMPTHS5 | 1830__C | 233 | 2 | 2 | MCGREG_T_8 | TEMPELMC__8 | TO_FROM | 36066.05 | 35635.91 | -339.452 | 0 | 790.07 | 1111.83 | -0.04585 | 0.023069 | -0.51025 | 0.093795 | 454.1993 | -340.893 | 0 | 4156.097 | 4228.954 | 1288.194 | 1904.066 | 1005.132 | 1706.754 | 1356.409 | 9444.397 | 1225.217 | 1628.088 | 1354.367 | 1766.776 | Competitive | Competitive | 0 | TRUE | TRUE | 1 | Competitive | 0.7345 | Competitive
DTMPTHS5 1830__E FROM_TO | DTMPTHS5 | 1830__E | 233 | 2 | 2 | COTTONBELT | SPGVALLYP_8 | FROM_TO | 36066.05 | 35419.62 | -324.318 | 0 | 1089.119 | 832.11 | -0.02178 | 0.043693 | -0.50464 | 0.43286 | 562.3965 | -252.043 | 0 | 6315.245 | 10000 | 1754.185 | 1508.384 | 1495.369 | 1141.236 | 9442.871 | 1564.936 | 1508.288 | 1406.717 | 1648.981 | 1563.192 | Competitive | Competitive | 0 | TRUE | TRUE | 1 | Competitive | 0.773 | Competitive
DTMPTHS5 1830__E TO_FROM | DTMPTHS5 | 1830__E | 233 | 2 | 2 | COTTONBELT | SPGVALLYP_8 | TO_FROM | 36066.05 | 35627.78 | -330.354 | 0 | 832.11 | 1089.119 | -0.04369 | 0.021782 | -0.43287 | 0.50464 | 424.25 | -331.962 | 0 | 10000 | 6315.245 | 1292.312 | 1862.801 | 1010.691 | 1707.969 | 1356.827 | 9442.871 | 1234.909 | 1626.273 | 1357.619 | 1737.321 | Competitive | Competitive | 0 | TRUE | TRUE | 1 | Competitive | 0.773 | Competitive
DTMPTHS5 1830__F FROM_TO | DTMPTHS5 | 1830__F | 233 | 2 | 2 | COTTONBELT | WACOATCO1_8 | FROM_TO | 36066.05 | 35437.74 | -333.119 | 0 | 831.686 | 1088.592 | -0.04377 | 0.021705 | -0.29659 | 0.56706 | 421.4938 | -334.718 | 0 | 10000 | 6311.485 | 1292.749 | 1863.462 | 1012.826 | 1708.292 | 1357.105 | 9442.633 | 1238.428 | 1625.837 | 1358.387 | 1737.111 | Competitive | Competitive | 0 | TRUE | TRUE | 1 | Competitive | 0.719 | Competitive
DTMPTHS5 1830__F TO_FROM | DTMPTHS5 | 1830__F | 233 | 2 | 2 | COTTONBELT | WACOATCO1_8 | TO_FROM | 36066.05 | 35485.59 | -321.564 | 0 | 1087.296 | 831.686 | -0.02171 | 0.04377 | -0.56706 | 0.29659 | 565.1534 | -249.288 | 0 | 6311.485 | 10000 | 1754.771 | 1508.78 | 1494.364 | 1143.902 | 9442.633 | 1565.194 | 1507.106 | 1410.92 | 1648.688 | 1563.862 | Competitive | Competitive | 0 | TRUE | TRUE | 1 | Competitive | 0.719 | Competitive
DTMPTHS5 1830__G FROM_TO | DTMPTHS5 | 1830__G | 612 | 2 | 2 | WACO_W1_8 | WACOWOOD1_8 | FROM_TO | 36066.05 | 36089.21 | -292.397 | 0 | 1098.251 | 837.447 | -0.0209 | 0.044578 | -0.76201 | 0.16489 | 594.3523 | -220.118 | 0 | 4210.804 | 10000 | 1723.962 | 1515.464 | 1484.247 | 1178.999 | 9440.164 | 1568.097 | 1495.645 | 1456.263 | 1603.143 | 1572.402 | Competitive | Competitive | 1 | TRUE | TRUE | 1 | Competitive | 0.7265 | Non-Competitive
DTMPTHS5 1830__G TO_FROM | DTMPTHS5 | 1830__G | 612 | 2 | 2 | WACO_W1_8 | WACOWOOD1_8 | TO_FROM | 36066.05 | 37379.06 | -362.406 | 0 | 840.357 | 1108.211 | -0.04458 | 0.020897 | -0.16489 | 0.76201 | 392.3028 | -363.366 | 0 | 10000 | 4210.804 | 1299.289 | 1828.124 | 1040.969 | 1711.668 | 1360.243 | 9440.164 | 1276.539 | 1622.414 | 1367.772 | 1688.558 | Competitive | Competitive | 1 | TRUE | TRUE | 1 | Competitive | 0.7265 | Non-Competitive
DTMPTHS5 1830__H FROM_TO | DTMPTHS5 | 1830__H | 612 | 2 | 2 | WACOWOOD1_8 | WACOATCO1_8 | FROM_TO | 36066.05 | 36110.25 | -305.802 | 0 | 1098.554 | 841.094 | -0.02127 | 0.044206 | -0.70298 | 0.23762 | 580.932 | -233.525 | 0 | 4216.091 | 10000 | 1607.113 | 1511.15 | 1488.783 | 1161.173 | 9441.288 | 1566.721 | 1500.683 | 1435.291 | 1535.596 | 1567.827 | Competitive | Competitive | 1 | TRUE | TRUE | 1 | Competitive | 0.7185 | Non-Competitive
DTMPTHS5 1830__H TO_FROM | DTMPTHS5 | 1830__H | 612 | 2 | 2 | WACOWOOD1_8 | WACOATCO1_8 | TO_FROM | 36066.05 | 36922.8 | -348.945 | 0 | 841.094 | 1098.554 | -0.04421 | 0.021269 | -0.23762 | 0.70298 | 405.7194 | -349.928 | 0 | 10000 | 4216.091 | 1295.358 | 1700.261 | 1026.68 | 1710.128 | 1358.756 | 9441.288 | 1258.874 | 1623.731 | 1362.934 | 1614.295 | Competitive | Competitive | 1 | TRUE | TRUE | 1 | Competitive | 0.7185 | Non-Competitive
DTMPTHS5 280__A FROM_TO | DTMPTHS5 | 280__A | 1163 | 2 | 2 | LAKE_CRK1_5 | THOUSE_A_5 | FROM_TO | 36066.05 | 36377.78 | -573.987 | 0 | 983.854 | 1090.946 | -0.07154 | 0.20944 | -0.60864 | 0.25617 | 967.8421 | -606.313 | 0 | 1006.315 | 1907.616 | 10000 | 1892.738 | 993.049 | 1893.291 | 10000 | 1775.163 | 4033.95 | 1874.508 | 4211.356 | 1882.052 | Competitive | Competitive | 1 | TRUE | FALSE | 1 | Non-Competitive | 0.75 | Non-Competitive
DTMPTHS5 280__A TO_FROM | DTMPTHS5 | 280__A | 1163 | 2 | 2 | LAKE_CRK1_5 | THOUSE_A_5 | TO_FROM | 36066.05 | 34779.91 | -887.985 | 0 | 1055.443 | 980.336 | -0.20944 | 0.071539 | -0.25617 | 0.60864 | 1522.601 | -662.421 | 0 | 1447.83 | 1099.118 | 1449.068 | 10000 | 1444.039 | 1083.646 | 1591.093 | 10000 | 1523.235 | 4222.301 | 1527.734 | 4406.535 | Competitive | Non-Competitive | 0 | TRUE | FALSE | 1 | Non-Competitive | 0.75 | Non-Competitive
DTMPTHS5 290__A FROM_TO | DTMPTHS5 | 290__A | 1163 | 2 | 2 | LAKE_CRK2_5 | THOUSE__5 | FROM_TO | 36066.05 | 35974.46 | -444.315 | 0 | 1002.236 | 1052.598 | -0.21771 | 0.29229 | -0.51084 | 0.41488 | 1209.788 | -545.376 | 0 | 1699.554 | 1838.842 | 10000 | 10000 | 1155.764 | 1845.291 | 10000 | 10000 | 5202.58 | 1837.92 | 5842.469 | 1834.118 | Competitive | Non-Competitive | 0 | TRUE | FALSE | 1 | Non-Competitive | 0.711 | Non-Competitive
DTMPTHS5 290__A TO_FROM | DTMPTHS5 | 290__A | 1163 | 2 | 2 | LAKE_CRK2_5 | THOUSE__5 | TO_FROM | 36066.05 | 35246.2 | -1175.08 | 0 | 1082.307 | 996.255 | -0.29229 | 0.21771 | -0.41488 | 0.51084 | 1511.484 | -862.441 | 0 | 1329.69 | 1783.697 | 10000 | 10000 | 1335.802 | 1248.208 | 10000 | 10000 | 1383.761 | 5334.284 | 1380.452 | 5921.757 | Competitive | Non-Competitive | 0 | TRUE | FALSE | 1 | Non-Competitive | 0.711 | Non-Competitive
DTMPTHS5 315__A FROM_TO | DTMPTHS5 | 315__A | 1163 | 2 | 2 | TEMP_PEC__5 | TEMP_SS__5 | FROM_TO | 36066.05 | 41088.7 | -446.314 | 0 | 1113.366 | 1092.445 | -0.02285 | 0.054444 | -0.09282 | 0.83889 | 656.9789 | -393.961 | 0 | 2015.083 | 2925.764 | 1429.308 | 1071.114 | 1407.537 | 1052.369 | 9286.337 | 1338.266 | 1445.424 | 1165.012 | 1493.299 | 1170.666 | Competitive | Competitive | 1 | TRUE | TRUE | 1 | Competitive | 0.789 | Non-Competitive
DTMPTHS5 315__A TO_FROM | DTMPTHS5 | 315__A | 1163 | 2 | 2 | TEMP_PEC__5 | TEMP_SS__5 | TO_FROM | 36066.05 | 36744.32 | -330.062 | 0 | 1092.445 | 1122.814 | -0.05444 | 0.022851 | -0.83889 | 0.092815 | 586.5347 | -488.716 | 0 | 2572.818 | 2035.425 | 956.739 | 1532.87 | 941.434 | 1703.701 | 1156.281 | 9286.337 | 1035.335 | 1625.003 | 1039.882 | 1585.811 | Competitive | Competitive | 1 | TRUE | TRUE | 1 | Competitive | 0.789 | Non-Competitive
D_KGRTW5 240__A FROM_TO | D_KGRTW5 | 240__A | 1450 | 5 | 5 | JEWETT_S5 | SNGLTN_345 | FROM_TO | 36066.05 | 27946.08 | -1366.68 | 0 | 1133.378 | 979.648 | -0.14549 | 0.10628 | -0.14549 | 0.18664 | 3254.1 | -1249.63 | 0 | 1433.549 | 2140.29 | 1359.644 | 2258.494 | 1412.333 | 2052.617 | 1359.644 | 2688.513 | 1456.208 | 2159.551 | 1459.179 | 2167.233 | Competitive | Non-Competitive | 0 | TRUE | FALSE | 1 | Non-Competitive | 0.7655 | Non-Competitive
D_KGRTW5 240__A TO_FROM | D_KGRTW5 | 240__A | 1450 | 5 | 5 | JEWETT_S5 | SNGLTN_345 | TO_FROM | 36066.05 | 30859.65 | -1757.09 | 0 | 979.651 | 1130.859 | -0.10628 | 0.14549 | -0.18664 | 0.14549 | 2457.707 | -1955.78 | 0 | 2004.796 | 1857.435 | 2162.234 | 1765.851 | 1921.497 | 1823.707 | 2688.513 | 1765.851 | 2082.442 | 1820.463 | 2090.482 | 1824.864 | Competitive | Competitive | 0 | TRUE | TRUE | 1 | Competitive | 0.7655 | Competitive
D_KGRTW5 260_A_1 FROM_TO | D_KGRTW5 | 260_A_1 | 1450 | 5 | 5 | JEWETT_N5 | SNGLTN_345 | FROM_TO | 36066.05 | 28321.06 | -1297.16 | 0 | 1151.005 | 965.512 | -0.13684 | 0.10397 | -0.13684 | 0.17441 | 3061.935 | -1195.42 | 0 | 1507.815 | 2147.117 | 1478.614 | 2269.655 | 1487.676 | 2045.539 | 1491.445 | 2710.4 | 1562.746 | 2175.595 | 1565.443 | 2185.605 | Competitive | Non-Competitive | 0 | TRUE | FALSE | 1 | Non-Competitive | 0.7265 | Non-Competitive
D_KGRTW5 260_A_1 TO_FROM | D_KGRTW5 | 260_A_1 | 1450 | 5 | 5 | JEWETT_N5 | SNGLTN_345 | TO_FROM | 36066.05 | 31276.8 | -1645.62 | 0 | 965.512 | 1153.561 | -0.10397 | 0.13684 | -0.17441 | 0.13684 | 2322.731 | -1816.26 | 0 | 2009.017 | 1940.027 | 2172.228 | 1903.668 | 1911.728 | 1908.606 | 2710.4 | 1923.572 | 2095.884 | 1929.684 | 2106.274 | 1933.57 | Competitive | Competitive | 0 | TRUE | TRUE | 1 | Competitive | 0.7265 | Competitive
D_KGRTW5 424T424_1 FROM_TO | D_KGRTW5 | 424T424_1 | 1631 | 5 | 5 | BROWN_5 | SARC7A | FROM_TO | 36066.05 | 40362.63 | -867.939 | 0 | 1062.945 | 1026.981 | -0.09409 | 0.012845 | -0.29569 | 0.09514 | 326.1622 | -226.3 | 0 |  | 2690.548 | 1023.667 | 2690.548 | 1005.657 | 2098.955 | 966.323 | 3054.894 | 966.164 | 2793.705 | 969.656 | 2910.127 | Competitive | Competitive | 1 | TRUE | FALSE | 1 | Non-Competitive | 0.711 | Non-Competitive
D_KGRTW5 424T424_1 TO_FROM | D_KGRTW5 | 424T424_1 | 1631 | 5 | 5 | BROWN_5 | SARC7A | TO_FROM | 36066.05 | 41237.71 | -276.749 | 0 | 1019.039 | 1080.687 | -0.01285 | 0.1596 | -0.09514 | 0.29569 | 1149.973 | -296.612 | 0 | 874.047 |  | 909.998 | 1118.442 | 818.302 | 1097.929 | 1122.346 | 1057.442 | 996.871 | 1045.716 | 1008.982 | 1049.508 | Competitive | Competitive | 1 | TRUE | TRUE | 1 | Competitive | 0.711 | Non-Competitive
D_KGRTW5 RNSSNG75_A FROM_TO | D_KGRTW5 | RNSSNG75_A | 2194 | 5 | 5 | ROANS___345C | SNGLTN_345 | FROM_TO | 36066.05 | 92690.8 | 0 | 0 | 10000 | 789.462 | 0 | 1 | 0 | 1 | 933 | 0 | 0 | 10000 |  | 10000 |  | 10000 |  | 10000 |  | 10000 |  | 10000 | 0 | Competitive | Competitive | 1 | TRUE | FALSE | 1 | Non-Competitive | 0.7345 | Non-Competitive
D_KGRTW5 RNSSNG75_A TO_FROM | D_KGRTW5 | RNSSNG75_A | 2194 | 5 | 5 | ROANS___345C | SNGLTN_345 | TO_FROM | 36066.05 | 38260.05 | 0 | 0 | 789.462 | 10000 | -1 | 0 | -1 | 0 | 0 | 0 | 0 |  | 10000 |  | 10000 |  | 10000 |  | 10000 |  | 10000 | 0 | 10000 | Competitive | Competitive | 1 | TRUE | FALSE | 1 | Non-Competitive | 0.7345 | Non-Competitive
D_KGRTW5 SNGTB_74_A FROM_TO | D_KGRTW5 | SNGTB_74_A | 1924 | 5 | 5 | SNGLTN_345 | TOMBAL__345B | FROM_TO | 36066.05 | 34995.49 | -687.411 | 0 | 1243.832 | 1337.112 | -0.08507 | 0.10671 | -0.55491 | 0.10671 | 2589.714 | -661.211 | 0 | 1442.459 | 2581.539 | 1395.883 | 2603.053 | 1379.571 | 2484.312 | 1446.04 | 2700.454 | 1446.872 | 2612.553 | 1457.762 | 2628.809 | Competitive | Non-Competitive | 0 | TRUE | FALSE | 1 | Non-Competitive | 0.766 | Non-Competitive
D_KGRTW5 SNGTB_74_A TO_FROM | D_KGRTW5 | SNGTB_74_A | 1924 | 5 | 5 | SNGLTN_345 | TOMBAL__345B | TO_FROM | 36066.05 | 38757.16 | -1593.34 | 0 | 1337.116 | 1198.308 | -0.10671 | 0.085069 | -0.10671 | 0.55491 | 1647.656 | -1759.95 | 0 | 2483.032 | 1841.65 | 2503.304 | 1784.634 | 2352.928 | 1746.085 | 2700.454 | 1784.634 | 2549.518 | 1779.576 | 2572.18 | 1795.036 | Competitive | Competitive | 1 | TRUE | FALSE | 1 | Non-Competitive | 0.766 | Non-Competitive
D_KGRTW5 SNGXGC75_1 FROM_TO | D_KGRTW5 | SNGXGC75_1 | 1631 | 5 | 5 | GIBN_CREK_5 | SNGLTN_345 | FROM_TO | 36066.05 | 32017.83 | -849.304 | 0 | 1339.727 | 867.902 | -0.13458 | 0.32238 | -0.13458 | 0.32238 | 2384.824 | -837.748 | 0 | 1391.11 | 2400.075 | 2793.532 | 2416.776 | 1313.264 | 2340.985 | 2979.031 | 2980.317 | 1262.372 | 2355.728 | 1273.302 | 2364.781 | Competitive | Non-Competitive | 0 | TRUE | FALSE | 1 | Non-Competitive | 0.758 | Non-Competitive
D_KGRTW5 SNGXGC75_1 TO_FROM | D_KGRTW5 | SNGXGC75_1 | 1631 | 5 | 5 | GIBN_CREK_5 | SNGLTN_345 | TO_FROM | 36066.05 | 35153.24 | -1518.86 | 0 | 878.003 | 1339.727 | -0.32238 | 0.13458 | -0.32238 | 0.13458 | 1914.279 | -1568.88 | 0 | 2303.245 | 1750.969 | 2318.926 | 2793.532 | 2219.47 | 1636.535 | 2980.317 | 2979.031 | 2292.38 | 1471.649 | 2305.236 | 1484.932 | Competitive | Competitive | 0 | TRUE | TRUE | 1 | Competitive | 0.758 | Competitive
D_KGRTW5 SNGXGC99_1 FROM_TO | D_KGRTW5 | SNGXGC99_1 | 1631 | 5 | 5 | GIBN_CREK_5 | SNGLTN_345 | FROM_TO | 36066.05 | 32017.83 | -849.304 | 0 | 1339.727 | 867.902 | -0.13458 | 0.32238 | -0.13458 | 0.32238 | 2384.824 | -837.748 | 0 | 1391.11 | 2400.075 | 2793.532 | 2416.776 | 1313.264 | 2340.985 | 2979.031 | 2980.317 | 1262.372 | 2355.728 | 1273.302 | 2364.781 | Competitive | Non-Competitive | 0 | TRUE | FALSE | 1 | Non-Competitive | 0.719 | Non-Competitive
D_KGRTW5 SNGXGC99_1 TO_FROM | D_KGRTW5 | SNGXGC99_1 | 1631 | 5 | 5 | GIBN_CREK_5 | SNGLTN_345 | TO_FROM | 36066.05 | 35153.24 | -1518.86 | 0 | 878.003 | 1339.727 | -0.32238 | 0.13458 | -0.32238 | 0.13458 | 1914.279 | -1568.88 | 0 | 2303.245 | 1750.969 | 2318.926 | 2793.532 | 2219.47 | 1636.535 | 2980.317 | 2979.031 | 2292.38 | 1471.649 | 2305.236 | 1484.932 | Competitive | Competitive | 0 | TRUE | TRUE | 1 | Competitive | 0.719 | Competitive
SBOMJCK5 6011__A FROM_TO | SBOMJCK5 | 6011__A | 1194 | 1 | 1 | BOWMAN_5 | FISHRDSS1_5 | FROM_TO | 36066.05 | 37667.81 | -223.431 | 0 | 1386.101 | 704.867 | -0.1063 | 0.015876 | -0.67215 | 0.24082 | 114.6684 | -35.4563 | 0 |  | 3695.052 | 3337.094 | 3695.052 | 1149.765 | 1909.041 | 3337.094 | 3695.052 | 1897.597 | 3368.234 | 3601.2 | 3695.052 | Competitive | Competitive | 1 | TRUE | FALSE | 1 | Non-Competitive | 0.7185 | Non-Competitive
SBOMJCK5 6011__A TO_FROM | SBOMJCK5 | 6011__A | 1194 | 1 | 1 | BOWMAN_5 | FISHRDSS1_5 | TO_FROM | 36066.05 | 40368.26 | -22.1595 | 0 | 704.867 | 1386.101 | -0.01588 | 0.1063 | -0.24082 | 0.67215 | 163.5412 | -80.854 | 0 | 4562.787 |  | 4713.714 | 3337.094 | 1455.541 | 1216.949 | 4713.714 | 3337.094 | 4044.841 | 1969.99 | 4672.184 | 3601.2 | Competitive | Competitive | 1 | TRUE | FALSE | 1 | Non-Competitive | 0.7185 | Non-Competitive
SBOMJCK5 6024__A FROM_TO | SBOMJCK5 | 6024__A | 1163 | 1 | 1 | GRHAMSES1_5 | LONGCREK_5 | FROM_TO | 36066.05 | 37771.04 | -1213.06 | 0 | 1178.018 | 809.733 | -0.12761 | 0.082724 | -0.24296 | 0.082724 | 745.3701 | -312.313 | 0 | 1827.371 | 3078.517 | 2825.147 | 3078.517 | 1834.648 | 1816.762 | 3346.147 | 3148.849 | 2196.484 | 2974.853 | 2112.696 | 3110.854 | Competitive | Competitive | 1 | TRUE | FALSE | 1 | Non-Competitive | 0.727 | Non-Competitive
SBOMJCK5 6024__A TO_FROM | SBOMJCK5 | 6024__A | 1163 | 1 | 1 | GRHAMSES1_5 | LONGCREK_5 | TO_FROM | 36066.05 | 31411.45 | -493.642 | 0 | 809.733 | 1178.018 | -0.08272 | 0.24296 | -0.08272 | 0.24296 | 1556.566 | -495.677 | 0 | 802.223 | 1967.536 | 811.941 | 3134.68 | 718.926 | 1940.512 | 1073.405 | 3346.147 | 776.741 | 2323.305 | 783.562 | 2253.168 | Competitive | Non-Competitive | 0 | TRUE | FALSE | 1 | Non-Competitive | 0.727 | Non-Competitive
SBOMJCK5 6028__A FROM_TO | SBOMJCK5 | 6028__A | 1163 | 1 | 1 | GRHAMSES1_5 | COKFIELD_5 | FROM_TO | 36066.05 | 37080.65 | -1258.29 | 0 | 1177.424 | 810.63 | -0.12827 | 0.083153 | -0.40564 | 0.083153 | 749.2294 | -313.934 | 0 | 1827.376 | 3078.515 | 2825.152 | 3078.515 | 1834.651 | 1816.752 | 3346.148 | 3148.847 | 2196.497 | 2974.844 | 2112.711 | 3110.85 | Competitive | Competitive | 1 | TRUE | FALSE | 1 | Non-Competitive | 0.719 | Non-Competitive
SBOMJCK5 6028__A TO_FROM | SBOMJCK5 | 6028__A | 1163 | 1 | 1 | GRHAMSES1_5 | COKFIELD_5 | TO_FROM | 36066.05 | 30877.8 | -496.197 | 0 | 810.63 | 1218.234 | -0.08315 | 0.40564 | -0.08315 | 0.40564 | 1603.583 | -498.243 | 0 | 786.825 | 1967.543 | 2364.959 | 3134.683 | 711.036 | 1940.516 | 3405.31 | 3346.148 | 816.225 | 2323.322 | 822.187 | 2253.187 | Competitive | Non-Competitive | 0 | TRUE | FALSE | 1 | Non-Competitive | 0.719 | Non-Competitive
SBOMJCK5 6029__A FROM_TO | SBOMJCK5 | 6029__A | 1163 | 1 | 1 | LONGCREK_5 | COKFIELD_5 | FROM_TO | 36066.05 | 35436.49 | -627.564 | 0 | 759.525 | 2601.218 | -0.08315 | 0.24422 | -0.59436 | 0.24422 | 1538.186 | -498.243 | 0 | 822.571 | 1967.543 | 834.059 | 3134.683 | 731.776 | 1940.516 | 1114.267 | 3346.148 | 799.578 | 2323.322 | 807.081 | 2253.187 | Non-Competitive | Non-Competitive | 0 | TRUE | FALSE | 1 | Non-Competitive | 0.7425 | Non-Competitive
SBOMJCK5 6029__A TO_FROM | SBOMJCK5 | 6029__A | 1163 | 1 | 1 | LONGCREK_5 | COKFIELD_5 | TO_FROM | 36066.05 | 37356.26 | -1370.23 | 0 | 2601.216 | 759.525 | -0.12827 | 0.59436 | -0.24422 | 0.59436 | 845.4111 | -313.934 | 0 | 1545.731 | 3078.515 | 10000 | 3078.515 | 1578.258 | 1816.752 | 10000 | 3148.847 | 5576.746 | 2974.844 | 5970.12 | 3110.85 | Competitive | Competitive | 1 | TRUE | FALSE | 1 | Non-Competitive | 0.7425 | Non-Competitive
SBOMJCK5 6035__A FROM_TO | SBOMJCK5 | 6035__A | 1163 | 1 | 1 | TONKAWA_5 | GRHAMSES1_5 | FROM_TO | 36066.05 | 34798.4 | -364.881 | 0 | 894.519 | 1175.662 | -0.05499 | 0.15922 | -0.05499 | 0.15922 | 1233.364 | -361.394 | 0 | 929.425 | 3287.204 | 955.373 | 3287.204 | 836.322 | 1824.171 | 1030.837 | 3348.089 | 1023.25 | 2239.43 | 1030.208 | 3367.515 | Competitive | Non-Competitive | 0 | TRUE | FALSE | 1 | Non-Competitive | 0.703 | Non-Competitive
SBOMJCK5 6035__A TO_FROM | SBOMJCK5 | 6035__A | 1163 | 1 | 1 | TONKAWA_5 | GRHAMSES1_5 | TO_FROM | 36066.05 | 39984.61 | -937.783 | 0 | 1220.892 | 894.519 | -0.11673 | 0.054989 | -0.15922 | 0.054989 | 532.1729 | -248.054 | 0 | 2987.55 | 3084.529 | 2987.55 | 3084.529 | 1717.199 | 2079.781 | 3348.089 | 3146.54 | 2104.182 | 3044.688 | 3169.127 | 3114.103 | Competitive | Competitive | 1 | TRUE | FALSE | 1 | Non-Competitive | 0.703 | Non-Competitive
SBOMJCK5 6380__A FROM_TO | SBOMJCK5 | 6380__A | 202 | 1 | 1 | MURRY_P8 | GRHAMSES1_8 | FROM_TO | 36066.05 | 35624.11 | -112.501 | 0 | 758.095 | 1207.417 | -0.06291 | 0.12124 | -0.06291 | 0.69675 | 228.4093 | -109.836 | 0 | 2287.19 | 10000 | 2811.651 | 10000 | 952.827 | 1740.931 | 5639.855 | 10000 | 1503.555 | 5324.799 | 2530.414 | 10000 | Competitive | Non-Competitive | 0 | TRUE | FALSE | 1 | Non-Competitive | 0.7655 | Non-Competitive
SBOMJCK5 6380__A TO_FROM | SBOMJCK5 | 6380__A | 202 | 1 | 1 | MURRY_P8 | GRHAMSES1_8 | TO_FROM | 36066.05 | 36125.67 | -206.991 | 0 | 1207.417 | 758.096 | -0.02795 | 0.062911 | -0.69675 | 0.062911 | 160.3673 | -15.9031 | 0 | 7031.14 | 9389.854 | 7031.14 | 3225.016 | 1607.762 | 2942.383 | 10000 | 3225.016 | 4633.7 | 3378.699 | 8263.184 | 3412.443 | Competitive | Competitive | 1 | TRUE | FALSE | 1 | Non-Competitive | 0.7655 | Non-Competitive
SBOMJCK5 6380__D FROM_TO | SBOMJCK5 | 6380__D | 168 | 1 | 1 | MURRY_P8 | PAIP4B | FROM_TO | 36066.05 | 36113.44 | -208.892 | 0 | 1255.576 | 820.279 | -0.02801 | 0.062859 | -0.19891 | 0.3032 | 158.482 | -16.9977 | 0 | 7032.846 | 9389.929 | 7032.846 | 3224.71 | 1625.814 | 2890.052 | 10000 | 3224.71 | 4679.345 | 3375.784 | 8265.713 | 3411.164 | Competitive | Competitive | 1 | TRUE | FALSE | 1 | Non-Competitive | 0.7575 | Non-Competitive
SBOMJCK5 6380__D TO_FROM | SBOMJCK5 | 6380__D | 168 | 1 | 1 | MURRY_P8 | PAIP4B | TO_FROM | 36066.05 | 35856.62 | -110.598 | 0 | 802.753 | 1255.576 | -0.06286 | 0.1213 | -0.3032 | 0.19891 | 231.0276 | -107.944 | 0 | 2287.129 | 10000 | 2811.465 | 10000 | 948.421 | 1761.005 | 5640.02 | 10000 | 1500.536 | 5380.489 | 2529.292 | 10000 | Competitive | Non-Competitive | 0 | TRUE | FALSE | 1 | Non-Competitive | 0.7575 | Non-Competitive
SBOMJCK5 651__A FROM_TO | SBOMJCK5 | 651__A | 202 | 1 | 1 | COMANCHE_T8 | COMANCHE_8 | FROM_TO | 36066.05 | 36263.77 | 4.2832 | 0 | 0 | 783.721 | 0 | 0.000119 | -0.99988 | 0.000119 | 4.2788 | 4.2987 | 0 |  |  | 783.721 |  | 783.721 |  | 783.721 |  | 783.721 |  | 783.721 | 0 | Competitive | Competitive | 1 | FALSE | TRUE | 1 | Non-Competitive | 0.789 | Non-Competitive
SBOMJCK5 651__A TO_FROM | SBOMJCK5 | 651__A | 202 | 1 | 1 | COMANCHE_T8 | COMANCHE_8 | TO_FROM | 36066.05 | 92690.8 | -4.2875 | 0 | 783.721 | 0 | -0.00012 | 0 | -0.00012 | 0.99988 | -4.2875 | -4.2894 | 0 |  |  |  | 913.719 |  | 913.719 |  | 913.719 |  | 913.719 | 0 | 913.719 | Competitive | Competitive | 1 | FALSE | TRUE | 1 | Non-Competitive | 0.789 | Non-Competitive
SBOMJCK5 651__B FROM_TO | SBOMJCK5 | 651__B | 202 | 1 | 1 | COMCHESS1_8 | COMANCHE_T8 | FROM_TO | 36066.05 | 36044.12 | -108.08 | 0 | 753.419 | 1108.334 | -0.0726 | 0.017271 | -0.72894 | 0.18276 | 217.9893 | -42.7673 | 0 |  | 7836.962 | 808.101 | 7348.846 | 654.524 | 3431.957 | 852.547 | 10000 | 777.547 | 8410.577 | 862.111 | 8930.952 | Competitive | Non-Competitive | 0 | TRUE | FALSE | 1 | Non-Competitive | 0.789 | Non-Competitive
SBOMJCK5 651__B TO_FROM | SBOMJCK5 | 651__B | 202 | 1 | 1 | COMCHESS1_8 | COMANCHE_T8 | TO_FROM | 36066.05 | 36366.38 | -192.075 | 0 | 1138.454 | 761.933 | -0.01375 | 0.13132 | -0.18276 | 0.72894 | 147.3648 | -112.032 | 0 | 6006.674 |  | 7711.63 | 2401.012 | 2840.738 | 960.023 | 7711.63 | 2426.896 | 5631.705 | 1536.27 | 5909.854 | 2472.234 | Competitive | Competitive | 1 | TRUE | FALSE | 1 | Non-Competitive | 0.789 | Non-Competitive
SBOMJCK5 651__D FROM_TO | SBOMJCK5 | 651__D | 202 | 1 | 1 | DUBLIN1_8 | HASSE_P8 | FROM_TO | 36066.05 | 36110.35 | -136.905 | 0 | 1284.364 | 830.139 | -0.01432 | 0.13222 | -0.31514 | 0.40882 | 188.0398 | -91.9551 | 0 | 5913.382 |  | 7682.372 | 2316.667 | 2266.489 | 922.166 | 7682.372 | 2536.548 | 5174.06 | 1208.266 | 5781.207 | 2382.783 | Competitive | Competitive | 1 | TRUE | FALSE | 1 | Non-Competitive | 0.8515 | Non-Competitive
SBOMJCK5 651__D TO_FROM | SBOMJCK5 | 651__D | 202 | 1 | 1 | DUBLIN1_8 | HASSE_P8 | TO_FROM | 36066.05 | 36159.15 | -125.987 | 0 | 830.139 | 1284.364 | -0.07184 | 0.014324 | -0.40882 | 0.31513 | 163.7935 | -85.4331 | 0 |  | 7736.021 | 839.221 | 7220.819 | 658.572 | 2680.993 | 921.152 | 10000 | 745.894 | 7672.355 | 899.156 | 8801.587 | Competitive | Competitive | 1 | TRUE | FALSE | 1 | Non-Competitive | 0.8515 | Non-Competitive
SBOMJCK5 651__E FROM_TO | SBOMJCK5 | 651__E | 272 | 1 | 1 | DUBLIN1_8 | STPHNVIL_8 | FROM_TO | 36066.05 | 36696.85 | -133.271 | 0 | 833.962 | 1288.233 | -0.07204 | 0.014125 | -0.18162 | 0.59098 | 156.6021 | -92.6328 | 0 |  | 7731.069 | 832.528 | 7212.352 | 664.58 | 2591.924 | 1031.833 | 10000 | 758.473 | 7566.252 | 897.56 | 8793.255 | Competitive | Competitive | 1 | TRUE | FALSE | 1 | Non-Competitive | 0.9845 | Non-Competitive
SBOMJCK5 651__E TO_FROM | SBOMJCK5 | 651__E | 272 | 1 | 1 | DUBLIN1_8 | STPHNVIL_8 | TO_FROM | 36066.05 | 36196.05 | -129.589 | 0 | 1288.233 | 851.618 | -0.01413 | 0.13242 | -0.59098 | 0.18162 | 195.2479 | -84.762 | 0 | 5912.047 |  | 7684.518 | 2317.051 | 2199.17 | 942.679 | 7684.518 | 2536.768 | 5118.883 | 1257.628 | 5781.078 | 2388.643 | Competitive | Competitive | 1 | TRUE | FALSE | 1 | Non-Competitive | 0.9845 | Non-Competitive
SCFRLNC5 6011__A FROM_TO | SCFRLNC5 | 6011__A | 1194 | 1 | 1 | BOWMAN_5 | FISHRDSS1_5 | FROM_TO | 36066.05 | 37497.03 | -371.043 | 0 | 1383.711 | 709.381 | -0.13453 | 0.017202 | -0.70207 | 0.20592 | 186.2416 | -80.5311 | 0 |  | 3321.57 | 2467.98 | 3695.052 | 1228.096 | 1615.891 | 3327.195 | 3695.052 | 1593.111 | 3095.937 | 2597.014 | 3626.738 | Competitive | Competitive | 1 | TRUE | FALSE | 1 | Non-Competitive | 1.125 | Non-Competitive
SCFRLNC5 6011__A TO_FROM | SCFRLNC5 | 6011__A | 1194 | 1 | 1 | BOWMAN_5 | FISHRDSS1_5 | TO_FROM | 36066.05 | 40406.38 | -59.0801 | 0 | 709.381 | 1387.985 | -0.0172 | 0.13453 | -0.20593 | 0.70207 | 305.2347 | -145.573 | 0 | 3474.001 |  | 4713.714 | 2636.432 | 986.382 | 1303.818 | 4713.714 | 3748.339 | 3262.839 | 1708.259 | 4433.555 | 2803.811 | Competitive | Competitive | 1 | TRUE | FALSE | 1 | Non-Competitive | 1.125 | Non-Competitive
SCFRLNC5 6012__A FROM_TO | SCFRLNC5 | 6012__A | 1163 | 1 | 1 | BOWMAN_5 | JACKSBRO_5 | FROM_TO | 36066.05 | 35002.77 | -277.816 | 0 | 773.297 | 1284.071 | -0.08749 | 0.33627 | -0.11877 | 0.42253 | 1286.948 | -499.249 | 0 | 797.45 | 3609.367 | 4489.831 | 5009.475 | 759.862 | 1410.729 | 4713.714 | 5009.475 | 1772.204 | 2181.848 | 1777.34 | 4532.722 | Competitive | Non-Competitive | 0 | TRUE | FALSE | 1 | Non-Competitive | 0.7735 | Non-Competitive
SCFRLNC5 6012__A TO_FROM | SCFRLNC5 | 6012__A | 1163 | 1 | 1 | BOWMAN_5 | JACKSBRO_5 | TO_FROM | 36066.05 | 37277.27 | -1225.23 | 0 | 1234.505 | 773.297 | -0.33627 | 0.087494 | -0.42253 | 0.11877 | 645.8931 | -409.963 | 0 | 3609.367 | 1646.417 | 5009.475 | 3695.052 | 1357.858 | 1452.794 | 5009.475 | 3695.052 | 2123.155 | 2317.994 | 4532.722 | 2329.374 | Competitive | Competitive | 1 | TRUE | FALSE | 1 | Non-Competitive | 0.7735 | Non-Competitive
SCFRLNC5 6024__A FROM_TO | SCFRLNC5 | 6024__A | 1163 | 1 | 1 | GRHAMSES1_5 | LONGCREK_5 | FROM_TO | 36066.05 | 36205.77 | -1726.22 | 0 | 1145.161 | 828.62 | -0.18601 | 0.12549 | -0.3572 | 0.12549 | 1113.094 | -456.267 | 0 | 1987.034 | 2886.588 | 2581.437 | 3078.38 | 1757.178 | 1810.049 | 2823.645 | 3148.789 | 2042.958 | 2971.416 | 2097.472 | 3085.888 | Competitive | Competitive | 1 | TRUE | FALSE | 1 | Non-Competitive | 0.7265 | Non-Competitive
SCFRLNC5 6024__A TO_FROM | SCFRLNC5 | 6024__A | 1163 | 1 | 1 | GRHAMSES1_5 | LONGCREK_5 | TO_FROM | 36066.05 | 27829.12 | -743.782 | 0 | 828.62 | 1140.235 | -0.1255 | 0.3572 | -0.1255 | 0.3572 | 2233.516 | -724.712 | 0 | 806.777 | 2196.713 | 833.549 | 3275.175 | 731.445 | 1929.828 | 1118.423 | 3370.907 | 799.527 | 2391.846 | 805.389 | 2460.751 | Competitive | Non-Competitive | 0 | TRUE | FALSE | 1 | Non-Competitive | 0.7265 | Non-Competitive
SCFRLNC5 6028__A FROM_TO | SCFRLNC5 | 6028__A | 1163 | 1 | 1 | GRHAMSES1_5 | COKFIELD_5 | FROM_TO | 36066.05 | 37229.05 | 0 | 0 | 785.381 | 10000 | 0 | 0 | -1 | 0 | 0 | 0 | 0 | [10 empty] | 0 | 0 | Competitive | Competitive | 1 | FALSE | TRUE | 1 | Non-Competitive | 0.9685 | Non-Competitive
SCFRLNC5 6028__A TO_FROM | SCFRLNC5 | 6028__A | 1163 | 1 | 1 | GRHAMSES1_5 | COKFIELD_5 | TO_FROM | 36066.05 | 92690.8 | 0 | 0 | 10000 | 785.381 | 0 | 1 | 0 | 1 | 162.3 | 0 | 0 | 10000 |  | 10000 |  | 10000 |  | 10000 |  | 10000 |  | 10000 | 0 | Competitive | Competitive | 1 | TRUE | FALSE | 1 | Non-Competitive | 0.9685 | Non-Competitive
SCFRLNC5 6035__A FROM_TO | SCFRLNC5 | 6035__A | 1163 | 1 | 1 | TONKAWA_5 | GRHAMSES1_5 | FROM_TO | 36066.05 | 32306.11 | -440.494 | 0 | 883 | 1212.004 | -0.06669 | 0.17424 | -0.06669 | 0.17424 | 1417.302 | -422.211 | 0 | 911.137 | 2474.985 | 918.799 | 3285.871 | 819.408 | 1833.122 | 979.214 | 3362.89 | 989.719 | 2270.162 | 996.697 | 2852.262 | Competitive | Non-Competitive | 0 | TRUE | FALSE | 1 | Non-Competitive | 0.742 | Non-Competitive
SCFRLNC5 6035__A TO_FROM | SCFRLNC5 | 6035__A | 1163 | 1 | 1 | TONKAWA_5 | GRHAMSES1_5 | TO_FROM | 36066.05 | 39057.53 | -1078.6 | 0 | 1212.004 | 882.999 | -0.13212 | 0.066693 | -0.17424 | 0.066693 | 635.9385 | -286.622 | 0 | 2041.044 | 3083.74 | 2593.014 | 3083.74 | 1670.356 | 2037.425 | 2827.773 | 3146.77 | 1946.725 | 3036.252 | 2256.073 | 3113.652 | Competitive | Competitive | 1 | TRUE | FALSE | 1 | Non-Competitive | 0.742 | Non-Competitive
SCFRLNC5 6380__A FROM_TO | SCFRLNC5 | 6380__A | 202 | 1 | 1 | MURRY_P8 | GRHAMSES1_8 | FROM_TO | 36066.05 | 35145.06 | -124.796 | 0 | 770.684 | 1201.506 | -0.06412 | 0.12272 | -0.06412 | 0.69639 | 260.4494 | -120.02 | 0 | 1563.216 | 10000 | 2804.222 | 10000 | 916.427 | 1762.14 | 5653.112 | 10000 | 1366.276 | 5047.419 | 1873.34 | 10000 | Competitive | Non-Competitive | 0 | TRUE | FALSE | 1 | Non-Competitive | 0.8515 | Non-Competitive
SCFRLNC5 6380__A TO_FROM | SCFRLNC5 | 6380__A | 202 | 1 | 1 | MURRY_P8 | GRHAMSES1_8 | TO_FROM | 36066.05 | 36101.21 | -234.747 | 0 | 1248.21 | 756.119 | -0.0305 | 0.064124 | -0.69639 | 0.064124 | 177.4149 | -21.743 | 0 | 7018.225 | 3210.752 | 7018.225 | 3210.752 | 1603.56 | 2793.662 | 10000 | 3210.752 | 4327.812 | 3316.488 | 8243.965 | 3355.22 | Competitive | Competitive | 1 | TRUE | FALSE | 1 | Non-Competitive | 0.8515 | Non-Competitive
SCFRLNC5 6380__D FROM_TO | SCFRLNC5 | 6380__D | 168 | 1 | 1 | MURRY_P8 | PAIP4B | FROM_TO | 36066.05 | 36028.47 | -236.638 | 0 | 1201.41 | 820.678 | -0.03055 | 0.064071 | -0.20032 | 0.30356 | 175.5289 | -23.629 | 0 | 7019.879 | 3210.539 | 7019.879 | 3210.539 | 1618.222 | 2743.307 | 10000 | 3210.539 | 4367.406 | 3313.422 | 8246.433 | 3354.351 | Competitive | Non-Competitive | 0 | TRUE | FALSE | 1 | Non-Competitive | 0.758 | Non-Competitive
SCFRLNC5 6380__D TO_FROM | SCFRLNC5 | 6380__D | 168 | 1 | 1 | MURRY_P8 | PAIP4B | TO_FROM | 36066.05 | 35753.91 | -122.885 | 0 | 820.678 | 1201.41 | -0.06407 | 0.12278 | -0.30356 | 0.20032 | 262.3384 | -118.128 | 0 | 1563.068 | 10000 | 2804.058 | 10000 | 911.978 | 1779.612 | 5653.269 | 10000 | 1363.9 | 5096.565 | 1871.699 | 10000 | Competitive | Non-Competitive | 0 | TRUE | FALSE | 1 | Non-Competitive | 0.758 | Non-Competitive
SCFRLNC5 651__A FROM_TO | SCFRLNC5 | 651__A | 202 | 1 | 1 | COMANCHE_T8 | COMANCHE_8 | FROM_TO | 36066.05 | 36263.77 | 4.2832 | 0 | 0 | 783.721 | 0 | 0.000119 | -0.99988 | 0.000119 | 4.2788 | 4.2987 | 0 |  |  | 783.721 |  | 783.721 |  | 783.721 |  | 783.721 |  | 783.721 | 0 | Competitive | Competitive | 1 | FALSE | TRUE | 1 | Non-Competitive | 0.8355 | Non-Competitive
SCFRLNC5 651__A TO_FROM | SCFRLNC5 | 651__A | 202 | 1 | 1 | COMANCHE_T8 | COMANCHE_8 | TO_FROM | 36066.05 | 92690.8 | -4.2875 | 0 | 783.721 | 0 | -0.00012 | 0 | -0.00012 | 0.99988 | -4.2875 | -4.2894 | 0 |  |  |  | 913.719 |  | 913.719 |  | 913.719 |  | 913.719 | 0 | 913.719 | Competitive | Competitive | 1 | FALSE | TRUE | 1 | Non-Competitive | 0.8355 | Non-Competitive
SCFRLNC5 651__B FROM_TO | SCFRLNC5 | 651__B | 202 | 1 | 1 | COMCHESS1_8 | COMANCHE_T8 | FROM_TO | 36066.05 | 36027.97 | -112.48 | 0 | 735.061 | 1102.772 | -0.07279 | 0.018272 | -0.72874 | 0.18299 | 229.7475 | -47.8715 | 0 |  | 7833.364 | 814.182 | 7340.098 | 652.063 | 3301.868 | 822.251 | 10000 | 778.151 | 8334.175 | 856.579 | 8923.488 | Competitive | Non-Competitive | 0 | TRUE | FALSE | 1 | Non-Competitive | 1.0315 | Non-Competitive
SCFRLNC5 651__B TO_FROM | SCFRLNC5 | 651__B | 202 | 1 | 1 | COMCHESS1_8 | COMANCHE_T8 | TO_FROM | 36066.05 | 36334.61 | -202.886 | 0 | 1131.852 | 760.016 | -0.01388 | 0.13126 | -0.18299 | 0.72874 | 152.9842 | -114.408 | 0 | 6007.07 |  | 7716.776 | 2422.994 | 2744.734 | 964.264 | 7716.776 | 2450.561 | 5596.925 | 1608.206 | 5914.352 | 2521.458 | Competitive | Competitive | 1 | TRUE | FALSE | 1 | Non-Competitive | 1.0315 | Non-Competitive
SCFRLNC5 651__D FROM_TO | SCFRLNC5 | 651__D | 202 | 1 | 1 | DUBLIN1_8 | HASSE_P8 | FROM_TO | 36066.05 | 36089.75 | -145.138 | 0 | 1214.597 | 839.857 | -0.01444 | 0.13215 | -0.31528 | 0.40876 | 194.4107 | -96.6542 | 0 | 5913.736 |  | 7687.004 | 2322.778 | 2211.61 | 918.431 | 7687.004 | 2332.273 | 5125.566 | 1222.96 | 5785.202 | 2337.683 | Competitive | Competitive | 1 | TRUE | FALSE | 1 | Non-Competitive | 1.078 | Non-Competitive
SCFRLNC5 651__D TO_FROM | SCFRLNC5 | 651__D | 202 | 1 | 1 | DUBLIN1_8 | HASSE_P8 | TO_FROM | 36066.05 | 36130.08 | -130.274 | 0 | 839.857 | 1214.597 | -0.072 | 0.01444 | -0.40876 | 0.31528 | 175.8272 | -90.2472 | 0 |  | 7732.595 | 810.667 | 7213.124 | 648.144 | 2619.545 | 866.062 | 10000 | 733.733 | 7577.016 | 862.06 | 8794.513 | Competitive | Competitive | 1 | TRUE | FALSE | 1 | Non-Competitive | 1.078 | Non-Competitive
SCFRLNC5 651__E FROM_TO | SCFRLNC5 | 651__E | 272 | 1 | 1 | DUBLIN1_8 | STPHNVIL_8 | FROM_TO | 36066.05 | 36631.8 | -137.59 | 0 | 834.962 | 1217.913 | -0.0722 | 0.014241 | -0.18163 | 0.59104 | 168.6174 | -97.4469 | 0 |  | 7727.684 | 811.511 | 7204.722 | 653.965 | 2537.613 | 866.424 | 10000 | 744.749 | 7469.297 | 865.038 | 8786.225 | Competitive | Competitive | 1 | TRUE | FALSE | 1 | Non-Competitive | 1.047 | Non-Competitive
SCFRLNC5 651__E TO_FROM | SCFRLNC5 | 651__E | 272 | 1 | 1 | DUBLIN1_8 | STPHNVIL_8 | TO_FROM | 36066.05 | 36185.09 | -137.939 | 0 | 1217.913 | 834.962 | -0.01424 | 0.13235 | -0.59104 | 0.18163 | 201.7262 | -89.4585 | 0 | 5912.408 |  | 7689.135 | 2322.83 | 2149.571 | 939.589 | 7689.135 | 2331.92 | 5068.889 | 1271.36 | 5785.063 | 2339.23 | Competitive | Competitive | 1 | TRUE | FALSE | 1 | Non-Competitive | 1.047 | Non-Competitive
SCMNCPS5 6011__A FROM_TO | SCMNCPS5 | 6011__A | 1194 | 1 | 1 | BOWMAN_5 | FISHRDSS1_5 | FROM_TO | 36066.05 | 37488.92 | -355.515 | 0 | 1392.309 | 697.596 | -0.13505 | 0.016516 | -0.70301 | 0.20489 | 190.7673 | -77.7477 | 0 |  | 3300.104 | 2606.379 | 3695.052 | 1312.041 | 1643.791 | 3858.988 | 3695.052 | 1684.322 | 3155.109 | 2655.297 | 3617.166 | Competitive | Competitive | 1 | TRUE | FALSE | 1 | Non-Competitive | 1.0155 | Non-Competitive
SCMNCPS5 6011__A TO_FROM | SCMNCPS5 | 6011__A | 1194 | 1 | 1 | BOWMAN_5 | FISHRDSS1_5 | TO_FROM | 36066.05 | 40483.24 | -61.2663 | 0 | 697.125 | 1396.622 | -0.01652 | 0.13505 | -0.20489 | 0.70301 | 293.6184 | -146.455 | 0 | 3799.494 |  | 4713.714 | 2606.379 | 1043.321 | 1369.157 | 4713.714 | 3858.988 | 3436.848 | 1736.23 | 4506.485 | 2655.297 | Competitive | Competitive | 1 | TRUE | FALSE | 1 | Non-Competitive | 1.0155 | Non-Competitive
SCMNCPS5 6012__A FROM_TO | SCMNCPS5 | 6012__A | 1163 | 1 | 1 | BOWMAN_5 | JACKSBRO_5 | FROM_TO | 36066.05 | 34250.33 | -391.992 | 0 | 772.794 | 1235.295 | -0.08897 | 0.33774 | -0.11931 | 0.4239 | 1377.132 | -588.195 | 0 | 788.65 | 1761.217 | 4485.022 | 4725.164 | 731.637 | 1514.548 | 4713.714 | 5008.432 | 1652.342 | 1994.279 | 1660.04 | 2271.583 | Competitive | Non-Competitive | 0 | TRUE | FALSE | 1 | Non-Competitive | 0.9685 | Non-Competitive
SCMNCPS5 6012__A TO_FROM | SCMNCPS5 | 6012__A | 1163 | 1 | 1 | BOWMAN_5 | JACKSBRO_5 | TO_FROM | 36066.05 | 37044.99 | -1271.89 | 0 | 1235.295 | 772.794 | -0.33774 | 0.088971 | -0.4239 | 0.11931 | 743.5596 | -438.804 | 0 | 1663.536 | 1659.284 | 4725.164 | 3695.052 | 1457.402 | 1356.25 | 5008.432 | 3695.052 | 1936.3 | 2243.852 | 2194.517 | 2261.942 | Competitive | Competitive | 1 | TRUE | FALSE | 1 | Non-Competitive | 0.9685 | Non-Competitive
SCMNCPS5 6024__A FROM_TO | SCMNCPS5 | 6024__A | 1163 | 1 | 1 | GRHAMSES1_5 | LONGCREK_5 | FROM_TO | 36066.05 | 37046.96 | -1316.97 | 0 | 1155.189 | 812.107 | -0.13839 | 0.084255 | -0.24823 | 0.084255 | 917.84 | -355.746 | 0 | 2163.795 | 2934.702 | 2094.046 | 3075.759 | 1909.215 | 1654.921 | 3342.76 | 3149.21 | 2241.834 | 2899.781 | 2330.16 | 3085.784 | Competitive | Competitive | 1 | TRUE | FALSE | 1 | Non-Competitive | 0.984 | Non-Competitive
SCMNCPS5 6024__A TO_FROM | SCMNCPS5 | 6024__A | 1163 | 1 | 1 | GRHAMSES1_5 | LONGCREK_5 | TO_FROM | 36066.05 | 29561.85 | -610.861 | 0 | 812.106 | 1193.569 | -0.08425 | 0.24823 | -0.08425 | 0.24823 | 1736.352 | -613.87 | 0 | 794.947 | 2308.098 | 813.016 | 2306.345 | 707.853 | 2022.076 | 893.778 | 3342.76 | 775.098 | 2370.402 | 784.209 | 2470.423 | Competitive | Non-Competitive | 0 | TRUE | FALSE | 1 | Non-Competitive | 0.984 | Non-Competitive
SCMNCPS5 6028__A FROM_TO | SCMNCPS5 | 6028__A | 1163 | 1 | 1 | GRHAMSES1_5 | COKFIELD_5 | FROM_TO | 36066.05 | 36650.61 | -1362.75 | 0 | 1151.772 | 810.928 | -0.1391 | 0.084691 | -0.4093 | 0.084691 | 922.5928 | -357.59 | 0 | 2163.805 | 2934.706 | 2094.054 | 3075.76 | 1909.217 | 1654.915 | 3342.762 | 3149.212 | 2241.845 | 2899.778 | 2330.181 | 3085.788 | Competitive | Competitive | 1 | TRUE | FALSE | 1 | Non-Competitive | 2.7185 | Non-Competitive
SCMNCPS5 6028__A TO_FROM | SCMNCPS5 | 6028__A | 1163 | 1 | 1 | GRHAMSES1_5 | COKFIELD_5 | TO_FROM | 36066.05 | 29074.98 | -614.023 | 0 | 810.928 | 1207.732 | -0.08469 | 0.4093 | -0.08469 | 0.4093 | 1784.297 | -617.05 | 0 | 779.835 | 2308.109 | 1273.835 | 2306.354 | 700.931 | 2022.078 | 3399.217 | 3342.762 | 793.648 | 2370.414 | 801.236 | 2470.446 | Competitive | Non-Competitive | 0 | TRUE | FALSE | 1 | Non-Competitive | 2.7185 | Non-Competitive
SCMNCPS5 6029__A FROM_TO | SCMNCPS5 | 6029__A | 1163 | 1 | 1 | LONGCREK_5 | COKFIELD_5 | FROM_TO | 36066.05 | 35129.92 | -709.894 | 0 | 800.393 | 2467.582 | -0.08469 | 0.24952 | -0.5907 | 0.24952 | 1718.178 | -617.05 | 0 | 814.069 | 2308.109 | 832.921 | 2306.354 | 718.852 | 2022.078 | 920.403 | 3342.762 | 795.922 | 2370.414 | 805.958 | 2470.446 | Non-Competitive | Non-Competitive | 0 | TRUE | FALSE | 1 | Non-Competitive | 2.6095 | Non-Competitive
SCMNCPS5 6029__A TO_FROM | SCMNCPS5 | 6029__A | 1163 | 1 | 1 | LONGCREK_5 | COKFIELD_5 | TO_FROM | 36066.05 | 36642 | -1484.41 | 0 | 2467.583 | 800.394 | -0.1391 | 0.5907 | -0.24952 | 0.5907 | 1018.051 | -357.59 | 0 | 1845.848 | 2934.706 | 10000 | 3075.76 | 1662.533 | 1654.915 | 10000 | 3149.212 | 4607.729 | 2899.778 | 4777.672 | 3085.788 | Competitive | Competitive | 1 | TRUE | FALSE | 1 | Non-Competitive | 2.6095 | Non-Competitive
SCMNCPS5 6035__A FROM_TO | SCMNCPS5 | 6035__A | 1163 | 1 | 1 | TONKAWA_5 | GRHAMSES1_5 | FROM_TO | 36066.05 | 32620.47 | -445.431 | 0 | 892.786 | 1178.151 | -0.05552 | 0.16618 | -0.05552 | 0.16618 | 1359.35 | -441.82 | 0 | 923.79 | 2428.52 | 950.669 | 2076.22 | 811.162 | 1918.293 | 1015.718 | 3338.995 | 1002.328 | 2272.14 | 1013.27 | 2287.584 | Competitive | Non-Competitive | 0 | TRUE | FALSE | 1 | Non-Competitive | 0.742 | Non-Competitive
SCMNCPS5 6035__A TO_FROM | SCMNCPS5 | 6035__A | 1163 | 1 | 1 | TONKAWA_5 | GRHAMSES1_5 | TO_FROM | 36066.05 | 39123.97 | -1013.21 | 0 | 1223.835 | 892.786 | -0.12449 | 0.055521 | -0.16618 | 0.055521 | 649.6613 | -278.656 | 0 | 2181.427 | 3082.106 | 1926.156 | 3082.106 | 1806.819 | 1891.975 | 3338.995 | 3146.96 | 2138.59 | 2999.308 | 2139.995 | 3112.513 | Competitive | Competitive | 1 | TRUE | FALSE | 1 | Non-Competitive | 0.742 | Non-Competitive
SCMNCPS5 6380__A FROM_TO | SCMNCPS5 | 6380__A | 202 | 1 | 1 | MURRY_P8 | GRHAMSES1_8 | FROM_TO | 36066.05 | 35221.57 | -128.272 | 0 | 684.173 | 1255.379 | -0.06286 | 0.12228 | -0.06286 | 0.69712 | 254.8176 | -125.755 | 0 | 2255.486 | 10000 | 2806.612 | 10000 | 910.535 | 1820.778 | 5647.519 | 10000 | 1416.937 | 4914.504 | 2378.245 | 10000 | Competitive | Non-Competitive | 0 | TRUE | FALSE | 1 | Non-Competitive | 0.703 | Non-Competitive
SCMNCPS5 6380__A TO_FROM | SCMNCPS5 | 6380__A | 202 | 1 | 1 | MURRY_P8 | GRHAMSES1_8 | TO_FROM | 36066.05 | 36092.54 | -218.509 | 0 | 1255.379 | 684.174 | -0.02956 | 0.062862 | -0.69712 | 0.062862 | 183.4352 | -20.8638 | 0 | 7019.608 | 9613.378 | 7019.608 | 3216.177 | 1688.467 | 2574.897 | 10000 | 3216.177 | 4310.011 | 3320.796 | 8246.029 | 3375.821 | Competitive | Competitive | 1 | TRUE | FALSE | 1 | Non-Competitive | 0.703 | Non-Competitive
SCMNCPS5 6380__D FROM_TO | SCMNCPS5 | 6380__D | 168 | 1 | 1 | MURRY_P8 | PAIP4B | FROM_TO | 36066.05 | 35998.75 | -226.068 | 0 | 1207.827 | 800.177 | -0.02962 | 0.062809 | -0.19995 | 0.30283 | 181.5491 | -22.7507 | 0 | 7021.297 | 9613.514 | 7021.297 | 3215.931 | 1702.066 | 2520.241 | 10000 | 3215.931 | 4348.41 | 3316.008 | 8248.548 | 3374.814 | Competitive | Non-Competitive | 0 | TRUE | FALSE | 1 | Non-Competitive | 0.695 | Non-Competitive
SCMNCPS5 6380__D TO_FROM | SCMNCPS5 | 6380__D | 168 | 1 | 1 | MURRY_P8 | PAIP4B | TO_FROM | 36066.05 | 35772.3 | -126.37 | 0 | 817.632 | 1207.827 | -0.06281 | 0.12234 | -0.30283 | 0.19995 | 256.7037 | -123.863 | 0 | 2255.593 | 10000 | 2806.44 | 10000 | 905.022 | 1836.342 | 5647.679 | 10000 | 1414.209 | 4961.102 | 2377.21 | 10000 | Competitive | Non-Competitive | 0 | TRUE | FALSE | 1 | Non-Competitive | 0.695 | Non-Competitive
SCMNCPS5 651__A FROM_TO | SCMNCPS5 | 651__A | 202 | 1 | 1 | COMANCHE_T8 | COMANCHE_8 | FROM_TO | 36066.05 | 36263.77 | 4.2832 | 0 | 0 | 783.721 | 0 | 0.000119 | -0.99988 | 0.000119 | 4.2788 | 4.2987 | 0 |  |  | 783.721 |  | 783.721 |  | 783.721 |  | 783.721 |  | 783.721 | 0 | Competitive | Competitive | 1 | FALSE | TRUE | 1 | Non-Competitive | 0.758 | Non-Competitive
SCMNCPS5 651__A TO_FROM | SCMNCPS5 | 651__A | 202 | 1 | 1 | COMANCHE_T8 | COMANCHE_8 | TO_FROM | 36066.05 | 92690.8 | -4.2875 | 0 | 783.721 | 0 | -0.00012 | 0 | -0.00012 | 0.99988 | -4.2875 | -4.2894 | 0 |  |  |  | 913.719 |  | 913.719 |  | 913.719 |  | 913.719 | 0 | 913.719 | Competitive | Competitive | 1 | FALSE | TRUE | 1 | Non-Competitive | 0.758 | Non-Competitive
SCMNCPS5 651__B FROM_TO | SCMNCPS5 | 651__B | 202 | 1 | 1 | COMCHESS1_8 | COMANCHE_T8 | FROM_TO | 36066.05 | 35687.55 | -234.476 | 0 | 806.445 | 1248.168 | -0.07291 | 0.036808 | -0.67727 | 0.24061 | 459.3766 | -236.199 | 0 | 915.966 | 7607.784 | 816.935 | 7446.447 | 637.153 | 2034.731 | 900.194 | 10000 | 789.802 | 4392.681 | 873.243 | 8377.123 | Competitive | Non-Competitive | 0 | TRUE | FALSE | 1 | Non-Competitive | 0.742 | Non-Competitive
SCMNCPS5 651__B TO_FROM | SCMNCPS5 | 651__B | 202 | 1 | 1 | COMCHESS1_8 | COMANCHE_T8 | TO_FROM | 36066.05 | 35414.71 | -364.387 | 0 | 1248.168 | 806.445 | -0.02818 | 0.12142 | -0.24062 | 0.67727 | 358.032 | -169.83 | 0 | 6097.535 | 3035.436 | 7848.355 | 2491.843 | 1834.314 | 956.639 | 7848.355 | 2524.942 | 3409.806 | 1722.396 | 5958.26 | 2667.675 | Competitive | Non-Competitive | 0 | TRUE | FALSE | 1 | Non-Competitive | 0.742 | Non-Competitive
SCMNCPS5 651__D FROM_TO | SCMNCPS5 | 651__D | 202 | 1 | 1 | DUBLIN1_8 | HASSE_P8 | FROM_TO | 36066.05 | 35585.02 | -277.878 | 0 | 1215.386 | 807.639 | -0.02148 | 0.12394 | -0.35048 | 0.38821 | 370.4981 | -143.061 | 0 | 6029.508 | 3244.226 | 7796.357 | 1933.507 | 1846.486 | 956.602 | 7796.357 | 2444.025 | 3243.95 | 1453.838 | 5831.962 | 2260.778 | Competitive | Non-Competitive | 0 | TRUE | FALSE | 1 | Non-Competitive | 0.703 | Non-Competitive
SCMNCPS5 651__D TO_FROM | SCMNCPS5 | 651__D | 202 | 1 | 1 | DUBLIN1_8 | HASSE_P8 | TO_FROM | 36066.05 | 35633.24 | -248.003 | 0 | 830.968 | 1224.462 | -0.07209 | 0.028777 | -0.38821 | 0.35048 | 370.9972 | -247.48 | 0 | 1053.332 | 7576.693 | 820.377 | 7416.302 | 646.992 | 2048.945 | 855.849 | 10000 | 765.874 | 4198.312 | 872.928 | 8338.093 | Competitive | Non-Competitive | 0 | TRUE | FALSE | 1 | Non-Competitive | 0.703 | Non-Competitive
SCMNCPS5 651__E FROM_TO | SCMNCPS5 | 651__E | 272 | 1 | 1 | DUBLIN1_8 | STPHNVIL_8 | FROM_TO | 36066.05 | 35542.57 | -255.27 | 0 | 819.142 | 1217.039 | -0.07229 | 0.028578 | -0.17314 | 0.61159 | 363.7912 | -254.715 | 0 | 1074.955 | 7574.599 | 820.837 | 7413.344 | 653.21 | 2039.015 | 856.109 | 10000 | 771.437 | 4127.406 | 874.169 | 8331.973 | Competitive | Non-Competitive | 0 | TRUE | FALSE | 1 | Non-Competitive | 0.7345 | Non-Competitive
SCMNCPS5 651__E TO_FROM | SCMNCPS5 | 651__E | 272 | 1 | 1 | DUBLIN1_8 | STPHNVIL_8 | TO_FROM | 36066.05 | 35893.14 | -270.686 | 0 | 1217.039 | 819.142 | -0.02128 | 0.12414 | -0.61159 | 0.17314 | 377.6949 | -135.865 | 0 | 6029.921 | 3244.218 | 7798.258 | 1987.737 | 1839.066 | 977.636 | 7798.258 | 2444.917 | 3198.264 | 1485.963 | 5832.629 | 2305.06 | Competitive | Non-Competitive | 0 | TRUE | FALSE | 1 | Non-Competitive | 0.7345 | Non-Competitive
SCMNSAR5 6011__A FROM_TO | SCMNSAR5 | 6011__A | 1194 | 1 | 1 | BOWMAN_5 | FISHRDSS1_5 | FROM_TO | 36066.05 | 37498.41 | -355.871 | 0 | 1396.614 | 709.025 | -0.13519 | 0.016268 | -0.70316 | 0.20471 | 183.9116 | -76.8815 | 0 |  | 3300.958 | 2632.744 | 3695.052 | 1283.95 | 1655.537 | 3858.539 | 3695.052 | 1663.356 | 3157.526 | 2750.604 | 3617.562 | Competitive | Competitive | 1 | TRUE | FALSE | 1 | Non-Competitive | 0.719 | Non-Competitive
SCMNSAR5 6011__A TO_FROM | SCMNSAR5 | 6011__A | 1194 | 1 | 1 | BOWMAN_5 | FISHRDSS1_5 | TO_FROM | 36066.05 | 40497.17 | -56.1542 | 0 | 704.484 | 1392.3 | -0.01627 | 0.13519 | -0.20471 | 0.70316 | 291.7568 | -140.555 | 0 | 3800.506 |  | 4713.714 | 2632.744 | 1047.941 | 1340.994 | 4713.714 | 3858.539 | 3438.66 | 1714.566 | 4507.131 | 2750.604 | Competitive | Competitive | 1 | TRUE | FALSE | 1 | Non-Competitive | 0.719 | Non-Competitive
SCMNSAR5 6012__A FROM_TO | SCMNSAR5 | 6012__A | 1163 | 1 | 1 | BOWMAN_5 | JACKSBRO_5 | FROM_TO | 36066.05 | 34264.91 | -368.74 | 0 | 773.219 | 1235.188 | -0.0879 | 0.33846 | -0.11832 | 0.42477 | 1373.566 | -562.44 | 0 | 789.264 | 1742.36 | 4485.504 | 4729.415 | 739.343 | 1499.168 | 4713.714 | 5008.749 | 1645.978 | 2029.126 | 1651.101 | 2318.402 | Competitive | Non-Competitive | 0 | TRUE | FALSE | 1 | Non-Competitive | 0.703 | Non-Competitive
SCMNSAR5 6012__A TO_FROM | SCMNSAR5 | 6012__A | 1163 | 1 | 1 | BOWMAN_5 | JACKSBRO_5 | TO_FROM | 36066.05 | 37108.59 | -1276.4 | 0 | 1275.893 | 773.219 | -0.33846 | 0.087897 | -0.42477 | 0.11832 | 715.8129 | -437.698 | 0 | 1643.844 | 1661.918 | 4729.415 | 3695.052 | 1442.617 | 1390.517 | 5008.749 | 3695.052 | 1970.957 | 2243.011 | 2240.204 | 2255.108 | Competitive | Competitive | 1 | TRUE | FALSE | 1 | Non-Competitive | 0.703 | Non-Competitive
SCMNSAR5 6024__A FROM_TO | SCMNSAR5 | 6024__A | 1163 | 1 | 1 | GRHAMSES1_5 | LONGCREK_5 | FROM_TO | 36066.05 | 37129.21 | -1341.45 | 0 | 1206.461 | 812.634 | -0.141 | 0.082861 | -0.25032 | 0.082861 | 895.2662 | -363.009 | 0 | 2100.797 | 3076.072 | 2105.194 | 3076.072 | 1903.721 | 1682.066 | 3345.482 | 3149.15 | 2212.753 | 2920.074 | 2272.967 | 3108.849 | Competitive | Competitive | 1 | TRUE | FALSE | 1 | Non-Competitive | 0.6875 | Non-Competitive
SCMNSAR5 6024__A TO_FROM | SCMNSAR5 | 6024__A | 1163 | 1 | 1 | GRHAMSES1_5 | LONGCREK_5 | TO_FROM | 36066.05 | 29221.43 | -595.009 | 0 | 812.634 | 1152.14 | -0.08286 | 0.25033 | -0.08286 | 0.25033 | 1756.123 | -596.747 | 0 | 806.787 | 2239.965 | 813.988 | 2328.5 | 712.173 | 2017.541 | 835.918 | 3345.482 | 777.517 | 2343.708 | 786.956 | 2412.919 | Competitive | Non-Competitive | 0 | TRUE | FALSE | 1 | Non-Competitive | 0.6875 | Non-Competitive
SCMNSAR5 6028__A FROM_TO | SCMNSAR5 | 6028__A | 1163 | 1 | 1 | GRHAMSES1_5 | COKFIELD_5 | FROM_TO | 36066.05 | 36703.33 | -1387.36 | 0 | 1204.968 | 811.379 | -0.14173 | 0.08329 | -0.41123 | 0.08329 | 899.9032 | -364.893 | 0 | 2100.789 | 3076.069 | 2105.19 | 3076.069 | 1903.722 | 1682.05 | 3345.483 | 3149.147 | 2212.745 | 2920.062 | 2272.956 | 3108.842 | Competitive | Competitive | 1 | TRUE | FALSE | 1 | Non-Competitive | 0.883 | Non-Competitive
SCMNSAR5 6028__A TO_FROM | SCMNSAR5 | 6028__A | 1163 | 1 | 1 | GRHAMSES1_5 | COKFIELD_5 | TO_FROM | 36066.05 | 28725.51 | -598.089 | 0 | 811.379 | 1149.116 | -0.08329 | 0.41123 | -0.08329 | 0.41123 | 1804.171 | -599.837 | 0 | 791.253 | 2239.956 | 1087.686 | 2328.494 | 704.912 | 2017.54 | 3397.473 | 3345.483 | 792.845 | 2343.698 | 800.821 | 2412.906 | Competitive | Non-Competitive | 0 | TRUE | FALSE | 1 | Non-Competitive | 0.883 | Non-Competitive
SCMNSAR5 6029__A FROM_TO | SCMNSAR5 | 6029__A | 1163 | 1 | 1 | LONGCREK_5 | COKFIELD_5 | FROM_TO | 36066.05 | 35093.58 | -693.646 | 0 | 799.876 | 1744.305 | -0.08329 | 0.25162 | -0.58877 | 0.25162 | 1737.763 | -599.837 | 0 | 826.327 | 2239.956 | 833.839 | 2328.494 | 723.444 | 2017.54 | 858.659 | 3345.483 | 798.322 | 2343.698 | 808.652 | 2412.906 | Competitive | Non-Competitive | 0 | TRUE | FALSE | 1 | Non-Competitive | 0.828 | Non-Competitive
SCMNSAR5 6029__A TO_FROM | SCMNSAR5 | 6029__A | 1163 | 1 | 1 | LONGCREK_5 | COKFIELD_5 | TO_FROM | 36066.05 | 36728.96 | -1511.94 | 0 | 1744.304 | 816.12 | -0.14173 | 0.58877 | -0.25162 | 0.58877 | 995.0901 | -364.893 | 0 | 1795.377 | 3076.069 | 10000 | 3076.069 | 1654.787 | 1682.05 | 10000 | 3149.147 | 4712.052 | 2920.062 | 4846.66 | 3108.842 | Competitive | Competitive | 1 | TRUE | FALSE | 1 | Non-Competitive | 0.828 | Non-Competitive
SCMNSAR5 6035__A FROM_TO | SCMNSAR5 | 6035__A | 1163 | 1 | 1 | TONKAWA_5 | GRHAMSES1_5 | FROM_TO | 36066.05 | 32305.55 | -434.907 | 0 | 893.039 | 1220.452 | -0.05459 | 0.16795 | -0.05459 | 0.16795 | 1373.574 | -430.977 | 0 | 923.144 | 2442.605 | 950.405 | 2024.594 | 814.547 | 1912.952 | 1015.378 | 3340.905 | 1001.489 | 2249.224 | 1011.386 | 2240.241 | Competitive | Non-Competitive | 0 | TRUE | FALSE | 1 | Non-Competitive | 0.711 | Non-Competitive
SCMNSAR5 6035__A TO_FROM | SCMNSAR5 | 6035__A | 1163 | 1 | 1 | TONKAWA_5 | GRHAMSES1_5 | TO_FROM | 36066.05 | 39178.25 | -1029.98 | 0 | 1220.452 | 893.038 | -0.12628 | 0.054593 | -0.16795 | 0.054593 | 635.212 | -283.698 | 0 | 2332.699 | 3082.253 | 1879.972 | 3082.253 | 1799.886 | 1918.195 | 3340.905 | 3146.959 | 2113.778 | 3009.675 | 2093.421 | 3112.654 | Competitive | Competitive | 1 | TRUE | FALSE | 1 | Non-Competitive | 0.711 | Non-Competitive
SCMNSAR5 6380__A FROM_TO | SCMNSAR5 | 6380__A | 202 | 1 | 1 | MURRY_P8 | GRHAMSES1_8 | FROM_TO | 36066.05 | 35182.98 | -125.989 | 0 | 685.414 | 1207.455 | -0.06288 | 0.12237 | -0.06288 | 0.69712 | 256.8866 | -123.267 | 0 | 2255.752 | 10000 | 2807.03 | 10000 | 911.844 | 1813.662 | 5648.626 | 10000 | 1402.771 | 4921.684 | 2371.921 | 10000 | Competitive | Non-Competitive | 0 | TRUE | FALSE | 1 | Non-Competitive | 0.75 | Non-Competitive
SCMNSAR5 6380__A TO_FROM | SCMNSAR5 | 6380__A | 202 | 1 | 1 | MURRY_P8 | GRHAMSES1_8 | TO_FROM | 36066.05 | 36097.19 | -221.553 | 0 | 1255.32 | 685.413 | -0.02979 | 0.062877 | -0.69712 | 0.062877 | 180.1958 | -21.6996 | 0 | 6998.878 | 9614.575 | 6998.878 | 3214.511 | 1678.6 | 2620.625 | 10000 | 3214.511 | 4302.743 | 3321.167 | 8214.925 | 3369.323 | Competitive | Competitive | 1 | TRUE | FALSE | 1 | Non-Competitive | 0.75 | Non-Competitive
SCMNSAR5 6380__D FROM_TO | SCMNSAR5 | 6380__D | 168 | 1 | 1 | MURRY_P8 | PAIP4B | FROM_TO | 36066.05 | 36014.49 | -229.236 | 0 | 1207.646 | 801.737 | -0.02984 | 0.062824 | -0.19998 | 0.30283 | 178.3105 | -23.5897 | 0 | 7000.535 | 9614.708 | 7000.535 | 3214.276 | 1693.019 | 2567.311 | 10000 | 3214.276 | 4340.932 | 3316.786 | 8217.423 | 3368.359 | Competitive | Non-Competitive | 0 | TRUE | FALSE | 1 | Non-Competitive | 0.734 | Non-Competitive
SCMNSAR5 6380__D TO_FROM | SCMNSAR5 | 6380__D | 168 | 1 | 1 | MURRY_P8 | PAIP4B | TO_FROM | 36066.05 | 35765.48 | -124.083 | 0 | 801.737 | 1255.787 | -0.06282 | 0.12242 | -0.30283 | 0.19998 | 258.7726 | -121.375 | 0 | 2255.864 | 10000 | 2806.86 | 10000 | 906.58 | 1830.246 | 5648.785 | 10000 | 1400.14 | 4968.226 | 2370.912 | 10000 | Competitive | Non-Competitive | 0 | TRUE | FALSE | 1 | Non-Competitive | 0.734 | Non-Competitive
SCMNSAR5 651__A FROM_TO | SCMNSAR5 | 651__A | 202 | 1 | 1 | COMANCHE_T8 | COMANCHE_8 | FROM_TO | 36066.05 | 36263.77 | 4.2832 | 0 | 0 | 783.721 | 0 | 0.000119 | -0.99988 | 0.000119 | 4.2788 | 4.2987 | 0 |  |  | 783.721 |  | 783.721 |  | 783.721 |  | 783.721 |  | 783.721 | 0 | Competitive | Competitive | 1 | FALSE | TRUE | 1 | Non-Competitive | 0.781 | Non-Competitive
SCMNSAR5 651__A TO_FROM | SCMNSAR5 | 651__A | 202 | 1 | 1 | COMANCHE_T8 | COMANCHE_8 | TO_FROM | 36066.05 | 92690.8 | -4.2875 | 0 | 783.721 | 0 | -0.00012 | 0 | -0.00012 | 0.99988 | -4.2875 | -4.2894 | 0 |  |  |  | 913.719 |  | 913.719 |  | 913.719 |  | 913.719 | 0 | 913.719 | Competitive | Competitive | 1 | FALSE | TRUE | 1 | Non-Competitive | 0.781 | Non-Competitive
SCMNSAR5 651__B FROM_TO | SCMNSAR5 | 651__B | 202 | 1 | 1 | COMCHESS1_8 | COMANCHE_T8 | FROM_TO | 36066.05 | 36215.11 | -51.2664 | 0 | 865.639 | 963.26 | -0.06674 | 0.012857 | -0.70096 | 0.21364 | 97.4451 | 35.8111 | 0 |  | 10000 | 5043.697 | 10000 | 1506.885 | 7005.594 | 5219.684 | 10000 | 4277.106 | 9098.089 | 5608.664 | 10000 | Competitive | Competitive | 1 | TRUE | FALSE | 1 | Non-Competitive | 0.711 | Non-Competitive
SCMNSAR5 651__B TO_FROM | SCMNSAR5 | 651__B | 202 | 1 | 1 | COMCHESS1_8 | COMANCHE_T8 | TO_FROM | 36066.05 | 36635.04 | -87.0063 | 0 | 964.685 | 865.639 | -0.01286 | 0.12637 | -0.21364 | 0.70096 | 80.8118 | -90.5391 | 0 | 6779.139 |  | 7633.76 | 5219.684 | 4878.661 | 1677.722 | 7633.76 | 5219.684 | 5787.729 | 4465.241 | 6121.558 | 5687.616 | Competitive | Competitive | 1 | TRUE | FALSE | 1 | Non-Competitive | 0.711 | Non-Competitive
SCMNSAR5 651__D FROM_TO | SCMNSAR5 | 651__D | 202 | 1 | 1 | DUBLIN1_8 | HASSE_P8 | FROM_TO | 36066.05 | 36260.48 | -69.9389 | 0 | 953.853 | 1011.016 | -0.01349 | 0.12818 | -0.33431 | 0.39617 | 136.9991 | -68.8168 | 0 | 5318.849 |  | 7617.998 | 4655.507 | 2730.256 | 1316.22 | 7617.998 | 4655.507 | 5430.633 | 3071.959 | 5596.861 | 4560.448 | Competitive | Competitive | 1 | TRUE | FALSE | 1 | Non-Competitive | 0.7425 | Non-Competitive
SCMNSAR5 651__D TO_FROM | SCMNSAR5 | 651__D | 202 | 1 | 1 | DUBLIN1_8 | HASSE_P8 | TO_FROM | 36066.05 | 36386.33 | -82.2879 | 0 | 1011.016 | 941.988 | -0.06708 | 0.013495 | -0.39617 | 0.33431 | 74.9743 | -13.0002 | 0 |  | 7507.026 | 4655.507 | 10000 | 1172.009 | 4476.193 | 4655.507 | 10000 | 2872.244 | 8667.067 | 4560.448 | 9012.513 | Competitive | Competitive | 1 | TRUE | FALSE | 1 | Non-Competitive | 0.7425 | Non-Competitive
SCMNSAR5 651__E FROM_TO | SCMNSAR5 | 651__E | 272 | 1 | 1 | DUBLIN1_8 | STPHNVIL_8 | FROM_TO | 36066.05 | 37234.67 | -89.5526 | 0 | 1009.402 | 953.343 | -0.06728 | 0.013296 | -0.17434 | 0.60364 | 67.7658 | -20.2267 | 0 |  | 7496.014 | 4654.545 | 10000 | 1287.427 | 4121.59 | 6383.421 | 10000 | 3133.742 | 8604.984 | 4556.852 | 9001.434 | Competitive | Competitive | 1 | TRUE | FALSE | 1 | Non-Competitive | 0.719 | Non-Competitive
SCMNSAR5 651__E TO_FROM | SCMNSAR5 | 651__E | 272 | 1 | 1 | DUBLIN1_8 | STPHNVIL_8 | TO_FROM | 36066.05 | 36277.56 | -62.7355 | 0 | 953.343 | 1009.402 | -0.0133 | 0.12838 | -0.60363 | 0.17433 | 144.3288 | -61.6182 | 0 | 5312.273 |  | 7620.434 | 4654.545 | 2535.145 | 1452.367 | 7620.434 | 6383.421 | 5388.738 | 3326.156 | 5594.07 | 4556.852 | Competitive | Competitive | 1 | TRUE | FALSE | 1 | Non-Competitive | 0.719 | Non-Competitive
SFSHBOM5 6011__A FROM_TO | SFSHBOM5 | 6011__A | 1194 | 0 | 0 | BOWMAN_5 | FISHRDSS1_5 | FROM_TO | 36066.05 | 37525.03 | -336.685 | 0 | 1424.75 | 709.627 | -0.1348 | 0.015875 | -0.70293 | 0.20494 | 165.3107 | -68.1706 | 0 |  | 3302.373 | 2942.779 | 3695.052 | 1178.115 | 1705.871 | 3827.561 | 3695.052 | 1592.669 | 3218.827 | 3138.339 | 3618.216 | Competitive | Competitive | 1 | TRUE | FALSE | 1 | Non-Competitive | 0.711 | Non-Competitive
SFSHBOM5 6011__A TO_FROM | SFSHBOM5 | 6011__A | 1194 | 0 | 0 | BOWMAN_5 | FISHRDSS1_5 | TO_FROM | 36066.05 | 40624.92 | -44.649 | 0 | 697.708 | 1396.592 | -0.01587 | 0.1348 | -0.20494 | 0.70293 | 265.8214 | -128.696 | 0 | 3812.877 |  | 4713.714 | 2942.779 | 1127.153 | 1234.858 | 4713.714 | 3827.561 | 3623.485 | 1642.285 | 4514.579 | 3138.339 | Competitive | Competitive | 1 | TRUE | FALSE | 1 | Non-Competitive | 0.711 | Non-Competitive
SFSHBOM5 6012__A FROM_TO | SFSHBOM5 | 6012__A | 1163 | 0 | 0 | BOWMAN_5 | JACKSBRO_5 | FROM_TO | 36066.05 | 35352.6 | -302.472 | 0 | 781.476 | 1234.644 | -0.08598 | 0.33657 | -0.11713 | 0.42366 | 1244.95 | -481.284 | 0 | 807.755 | 4749.23 | 4493.722 | 5009.788 | 772.001 | 1401.085 | 4713.714 | 5009.788 | 1876.08 | 2212.908 | 1881.637 | 4955.276 | Competitive | Non-Competitive | 0 | TRUE | FALSE | 1 | Non-Competitive | 0.75 | Non-Competitive
SFSHBOM5 6012__A TO_FROM | SFSHBOM5 | 6012__A | 1163 | 0 | 0 | BOWMAN_5 | JACKSBRO_5 | TO_FROM | 36066.05 | 37322.21 | -1193.32 | 0 | 1234.644 | 781.476 | -0.33657 | 0.085981 | -0.42365 | 0.11713 | 625.1586 | -397.549 | 0 | 4749.23 | 1646.028 | 5009.788 | 3695.052 | 1348.863 | 1467.743 | 5009.788 | 3695.052 | 2154.649 | 2374.211 | 4955.276 | 2385.898 | Competitive | Competitive | 1 | TRUE | FALSE | 1 | Non-Competitive | 0.75 | Non-Competitive
SFSHBOM5 6024__A FROM_TO | SFSHBOM5 | 6024__A | 1163 | 0 | 0 | GRHAMSES1_5 | LONGCREK_5 | FROM_TO | 36066.05 | 37827.96 | -1186.29 | 0 | 1222.395 | 809.612 | -0.12524 | 0.084498 | -0.24051 | 0.084498 | 736.1282 | -307.203 | 0 | 1870.546 | 3078.377 | 2979.196 | 3078.377 | 1817.124 | 1810.051 | 3370.91 | 3148.786 | 2253.581 | 2971.411 | 2213.28 | 3110.672 | Competitive | Competitive | 1 | TRUE | FALSE | 1 | Non-Competitive | 0.8595 | Non-Competitive
SFSHBOM5 6024__A TO_FROM | SFSHBOM5 | 6024__A | 1163 | 0 | 0 | GRHAMSES1_5 | LONGCREK_5 | TO_FROM | 36066.05 | 31817.66 | -487.081 | 0 | 809.612 | 1222.395 | -0.0845 | 0.24051 | -0.0845 | 0.24051 | 1530.071 | -487.957 | 0 | 801.761 | 2020.129 | 811.373 | 3275.176 | 718.588 | 1929.816 | 1077.166 | 3370.91 | 776.507 | 2391.846 | 783.458 | 2368.585 | Competitive | Non-Competitive | 0 | TRUE | FALSE | 1 | Non-Competitive | 0.8595 | Non-Competitive
SFSHBOM5 6028__A FROM_TO | SFSHBOM5 | 6028__A | 1163 | 0 | 0 | GRHAMSES1_5 | COKFIELD_5 | FROM_TO | 36066.05 | 37110.63 | -1231.38 | 0 | 1176.813 | 810.534 | -0.12589 | 0.084935 | -0.40334 | 0.084935 | 739.9443 | -308.798 | 0 | 1870.538 | 3078.379 | 2979.19 | 3078.379 | 1817.127 | 1810.041 | 3370.909 | 3148.788 | 2253.568 | 2971.413 | 2213.257 | 3110.676 | Competitive | Competitive | 1 | TRUE | FALSE | 1 | Non-Competitive | 0.711 | Non-Competitive
SFSHBOM5 6028__A TO_FROM | SFSHBOM5 | 6028__A | 1163 | 0 | 0 | GRHAMSES1_5 | COKFIELD_5 | TO_FROM | 36066.05 | 31301.16 | -489.602 | 0 | 810.535 | 1217.625 | -0.08494 | 0.40334 | -0.08494 | 0.40334 | 1576.946 | -490.485 | 0 | 786.242 | 2020.121 | 2367.817 | 3275.17 | 710.733 | 1929.819 | 3407.559 | 3370.909 | 820.118 | 2391.833 | 826.208 | 2368.563 | Competitive | Non-Competitive | 0 | TRUE | FALSE | 1 | Non-Competitive | 0.711 | Non-Competitive
SFSHBOM5 6029__A FROM_TO | SFSHBOM5 | 6029__A | 1163 | 0 | 0 | LONGCREK_5 | COKFIELD_5 | FROM_TO | 36066.05 | 35482.85 | -626.4 | 0 | 803.771 | 2595.419 | -0.08494 | 0.24175 | -0.59666 | 0.24175 | 1511.64 | -490.485 | 0 | 822.211 | 2020.121 | 833.549 | 3275.17 | 731.443 | 1929.819 | 1118.423 | 3370.909 | 799.527 | 2391.833 | 807.183 | 2368.563 | Non-Competitive | Non-Competitive | 0 | TRUE | FALSE | 1 | Non-Competitive | 0.7655 | Non-Competitive
SFSHBOM5 6029__A TO_FROM | SFSHBOM5 | 6029__A | 1163 | 0 | 0 | LONGCREK_5 | COKFIELD_5 | TO_FROM | 36066.05 | 37404.46 | -1339.98 | 0 | 2595.415 | 803.771 | -0.12589 | 0.59666 | -0.24175 | 0.59666 | 836.3929 | -308.803 | 0 | 1575.991 | 3078.379 | 10000 | 3078.379 | 1562.717 | 1810.041 | 10000 | 3148.788 | 5686.571 | 2971.413 | 6127.37 | 3110.676 | Competitive | Competitive | 1 | TRUE | FALSE | 1 | Non-Competitive | 0.7655 | Non-Competitive
SFSHBOM5 6035__A FROM_TO | SFSHBOM5 | 6035__A | 1163 | 0 | 0 | TONKAWA_5 | GRHAMSES1_5 | FROM_TO | 36066.05 | 34995.83 | -366.205 | 0 | 894.568 | 1220.238 | -0.05568 | 0.15828 | -0.05568 | 0.15828 | 1223.052 | -358.623 | 0 | 930.322 | 3288.095 | 960.231 | 3288.095 | 836.737 | 1816.153 | 1031.11 | 3361.469 | 1025.104 | 2243.37 | 1032.095 | 3427.351 | Competitive | Non-Competitive | 0 | TRUE | FALSE | 1 | Non-Competitive | 0.7265 | Non-Competitive
SFSHBOM5 6035__A TO_FROM | SFSHBOM5 | 6035__A | 1163 | 0 | 0 | TONKAWA_5 | GRHAMSES1_5 | TO_FROM | 36066.05 | 40025.63 | -927.361 | 0 | 1220.238 | 894.567 | -0.1158 | 0.055682 | -0.15828 | 0.055682 | 529.596 | -246.583 | 0 | 2980.206 | 3084.531 | 2980.206 | 3084.531 | 1706.237 | 2075.558 | 3361.469 | 3146.506 | 2098.949 | 3044.104 | 3214.229 | 3114.087 | Competitive | Competitive | 1 | TRUE | FALSE | 1 | Non-Competitive | 0.7265 | Non-Competitive
SFSHBOM5 6380__A FROM_TO | SFSHBOM5 | 6380__A | 202 | 0 | 0 | MURRY_P8 | GRHAMSES1_8 | FROM_TO | 36066.05 | 35647.65 | -112.247 | 0 | 774.261 | 1255.271 | -0.06305 | 0.12108 | -0.06305 | 0.69661 | 226.9551 | -109.334 | 0 | 2546.27 | 10000 | 2812.08 | 10000 | 955.72 | 1741.859 | 5640.021 | 10000 | 1508.279 | 5355.014 | 2651.325 | 10000 | Competitive | Non-Competitive | 0 | TRUE | FALSE | 1 | Non-Competitive | 0.742 | Non-Competitive
SFSHBOM5 6380__A TO_FROM | SFSHBOM5 | 6380__A | 202 | 0 | 0 | MURRY_P8 | GRHAMSES1_8 | TO_FROM | 36066.05 | 36126.59 | -205.609 | 0 | 1207.422 | 758.554 | -0.02786 | 0.063046 | -0.69661 | 0.063046 | 159.7299 | -15.652 | 0 | 7031.185 | 9389.693 | 7031.185 | 3225.524 | 1607.766 | 2960.247 | 10000 | 3225.524 | 4657.713 | 3381.086 | 8263.25 | 3414.551 | Competitive | Competitive | 1 | TRUE | FALSE | 1 | Non-Competitive | 0.742 | Non-Competitive
SFSHBOM5 6380__D FROM_TO | SFSHBOM5 | 6380__D | 168 | 0 | 0 | MURRY_P8 | PAIP4B | FROM_TO | 36066.05 | 36116.68 | -207.499 | 0 | 1207.511 | 802.845 | -0.02791 | 0.062994 | -0.19876 | 0.30334 | 157.8445 | -16.8257 | 0 | 7032.887 | 9389.769 | 7032.887 | 3225.213 | 1626.694 | 2910.397 | 10000 | 3225.213 | 4703.594 | 3378.262 | 8265.774 | 3413.255 | Competitive | Competitive | 1 | TRUE | FALSE | 1 | Non-Competitive | 0.8595 | Non-Competitive
SFSHBOM5 6380__D TO_FROM | SFSHBOM5 | 6380__D | 168 | 0 | 0 | MURRY_P8 | PAIP4B | TO_FROM | 36066.05 | 35861.41 | -110.344 | 0 | 820.374 | 1255.595 | -0.06299 | 0.12113 | -0.30334 | 0.19876 | 229.4478 | -107.442 | 0 | 2287.287 | 10000 | 2811.893 | 10000 | 951.652 | 1762.771 | 5640.186 | 10000 | 1505.244 | 5411.004 | 2531.335 | 10000 | Competitive | Non-Competitive | 0 | TRUE | FALSE | 1 | Non-Competitive | 0.8595 | Non-Competitive
SFSHBOM5 651__A FROM_TO | SFSHBOM5 | 651__A | 202 | 0 | 0 | COMANCHE_T8 | COMANCHE_8 | FROM_TO | 36066.05 | 36263.77 | 4.2832 | 0 | 0 | 783.721 | 0 | 0.000119 | -0.99988 | 0.000119 | 4.2788 | 4.2987 | 0 |  |  | 783.721 |  | 783.721 |  | 783.721 |  | 783.721 |  | 783.721 | 0 | Competitive | Competitive | 1 | FALSE | TRUE | 1 | Non-Competitive | 0.797 | Non-Competitive
SFSHBOM5 651__A TO_FROM | SFSHBOM5 | 651__A | 202 | 0 | 0 | COMANCHE_T8 | COMANCHE_8 | TO_FROM | 36066.05 | 92690.8 | -4.2875 | 0 | 783.721 | 0 | -0.00012 | 0 | -0.00012 | 0.99988 | -4.2875 | -4.2894 | 0 |  |  |  | 913.719 |  | 913.719 |  | 913.719 |  | 913.719 | 0 | 913.719 | Competitive | Competitive | 1 | FALSE | TRUE | 1 | Non-Competitive | 0.797 | Non-Competitive
SFSHBOM5 651__B FROM_TO | SFSHBOM5 | 651__B | 202 | 0 | 0 | COMCHESS1_8 | COMANCHE_T8 | FROM_TO | 36066.05 | 36044.73 | -108.037 | 0 | 761.946 | 1138.43 | -0.07261 | 0.017229 | -0.72895 | 0.18275 | 217.5446 | -42.5134 | 0 |  | 7837.887 | 808.161 | 7349.609 | 655.062 | 3440.515 | 852.494 | 10000 | 777.848 | 8413.912 | 862.36 | 8931.842 | Competitive | Non-Competitive | 0 | TRUE | FALSE | 1 | Non-Competitive | 0.719 | Non-Competitive
SFSHBOM5 651__B TO_FROM | SFSHBOM5 | 651__B | 202 | 0 | 0 | COMCHESS1_8 | COMANCHE_T8 | TO_FROM | 36066.05 | 36367.95 | -191.528 | 0 | 1138.43 | 752.993 | -0.01375 | 0.13135 | -0.18275 | 0.72895 | 147.0802 | -111.855 | 0 | 6007.073 |  | 7711.564 | 2400.055 | 2847.032 | 960.413 | 7711.564 | 2425.857 | 5633.122 | 1534.145 | 5909.957 | 2470.093 | Competitive | Competitive | 1 | TRUE | FALSE | 1 | Non-Competitive | 0.719 | Non-Competitive
SFSHBOM5 651__D FROM_TO | SFSHBOM5 | 651__D | 202 | 0 | 0 | DUBLIN1_8 | HASSE_P8 | FROM_TO | 36066.05 | 36110.37 | -136.878 | 0 | 1284.363 | 830.14 | -0.01432 | 0.13222 | -0.31513 | 0.40882 | 188.0325 | -91.9522 | 0 | 5913.391 |  | 7682.359 | 2316.603 | 2266.396 | 922.159 | 7682.359 | 2536.485 | 5174.088 | 1208.166 | 5781.187 | 2382.892 | Competitive | Competitive | 1 | TRUE | FALSE | 1 | Non-Competitive | 0.7185 | Non-Competitive
SFSHBOM5 651__D TO_FROM | SFSHBOM5 | 651__D | 202 | 0 | 0 | DUBLIN1_8 | HASSE_P8 | TO_FROM | 36066.05 | 36159.21 | -125.99 | 0 | 830.14 | 1284.363 | -0.07184 | 0.014324 | -0.40882 | 0.31513 | 163.7686 | -85.425 | 0 |  | 7736.043 | 839.226 | 7220.823 | 658.6 | 2680.967 | 921.169 | 10000 | 745.92 | 7672.499 | 899.226 | 8801.6 | Competitive | Competitive | 1 | TRUE | FALSE | 1 | Non-Competitive | 0.7185 | Non-Competitive
SFSHBOM5 651__E FROM_TO | SFSHBOM5 | 651__E | 272 | 0 | 0 | DUBLIN1_8 | STPHNVIL_8 | FROM_TO | 36066.05 | 36696.98 | -133.273 | 0 | 833.964 | 1288.233 | -0.07204 | 0.014125 | -0.18162 | 0.59098 | 156.5772 | -92.6246 | 0 |  | 7731.09 | 832.536 | 7212.356 | 664.606 | 2591.892 | 1031.839 | 10000 | 758.503 | 7566.397 | 897.638 | 8793.267 | Competitive | Competitive | 1 | TRUE | FALSE | 1 | Non-Competitive | 0.719 | Non-Competitive
SFSHBOM5 651__E TO_FROM | SFSHBOM5 | 651__E | 272 | 0 | 0 | DUBLIN1_8 | STPHNVIL_8 | TO_FROM | 36066.05 | 36196.06 | -129.563 | 0 | 1288.233 | 851.62 | -0.01413 | 0.13242 | -0.59098 | 0.18162 | 195.2406 | -84.7591 | 0 | 5912.055 |  | 7684.504 | 2316.987 | 2199.079 | 942.663 | 7684.504 | 2536.706 | 5118.911 | 1257.525 | 5781.059 | 2388.769 | Competitive | Competitive | 1 | TRUE | FALSE | 1 | Non-Competitive | 0.719 | Non-Competitive
SGIBSN25 240__A FROM_TO | SGIBSN25 | 240__A | 1450 | 1 | 1 | JEWETT_S5 | SNGLTN_345 | FROM_TO | 36066.05 | 26564.14 | -1460.18 | 0 | 1123.072 | 1014.285 | -0.14344 | 0.11468 | -0.14616 | 0.19451 | 3544.647 | -1348.2 | 0 | 1447.025 | 2202.523 | 1417.098 | 2335.433 | 1420.056 | 2134.372 | 1356.094 | 2493.797 | 1461.385 | 2287.355 | 1465.421 | 2292.207 | Competitive | Non-Competitive | 0 | TRUE | FALSE | 1 | Non-Competitive | 0.7735 | Non-Competitive
SGIBSN25 240__A TO_FROM | SGIBSN25 | 240__A | 1450 | 1 | 1 | JEWETT_S5 | SNGLTN_345 | TO_FROM | 36066.05 | 30025.12 | -1940.63 | 0 | 1014.283 | 1123.074 | -0.11468 | 0.14344 | -0.19451 | 0.14616 | 2692.437 | -2145.24 | 0 | 2066.045 | 1876.3 | 2236.343 | 1838.967 | 2000.475 | 1833.677 | 2493.797 | 1763.484 | 2208.059 | 1830.014 | 2213.322 | 1836.026 | Competitive | Competitive | 0 | TRUE | TRUE | 1 | Competitive | 0.7735 | Competitive
SGIBSN25 260_A_1 FROM_TO | SGIBSN25 | 260_A_1 | 1450 | 1 | 1 | JEWETT_N5 | SNGLTN_345 | FROM_TO | 36066.05 | 27335.41 | -1390.27 | 0 | 1143.247 | 988.228 | -0.13598 | 0.11233 | -0.13854 | 0.18313 | 3351.814 | -1293.41 | 0 | 1515.24 | 2212.966 | 1482.974 | 2349.335 | 1490.131 | 2133.829 | 1482.974 | 2502.912 | 1566.308 | 2302.84 | 1569.933 | 2309.175 | Competitive | Non-Competitive | 0 | TRUE | FALSE | 1 | Non-Competitive | 0.75 | Non-Competitive
SGIBSN25 260_A_1 TO_FROM | SGIBSN25 | 260_A_1 | 1450 | 1 | 1 | JEWETT_N5 | SNGLTN_345 | TO_FROM | 36066.05 | 30348.15 | -1832.25 | 0 | 988.234 | 1156.551 | -0.11233 | 0.13598 | -0.18312 | 0.13854 | 2557.661 | -2004.78 | 0 | 2073.84 | 1952.113 | 2248.972 | 1912.246 | 1998.231 | 1912.888 | 2502.912 | 1912.246 | 2221.303 | 1939.292 | 2228.073 | 1944.559 | Competitive | Competitive | 0 | TRUE | TRUE | 1 | Competitive | 0.75 | Competitive
SGIBSN25 424T424_1 FROM_TO | SGIBSN25 | 424T424_1 | 1631 | 1 | 1 | BROWN_5 | SARC7A | FROM_TO | 36066.05 | 40368.3 | -866.112 | 0 | 1080.541 | 1011.628 | -0.09401 | 0.012901 | -0.29562 | 0.095216 | 329.3075 | -223.758 | 0 |  | 2690.889 | 1019.108 | 2690.889 | 999.837 | 2105.454 | 960.881 | 3054.875 | 959.191 | 2795.605 | 962.704 | 2910.561 | Competitive | Competitive | 1 | TRUE | FALSE | 1 | Non-Competitive | 0.7265 | Non-Competitive
SGIBSN25 424T424_1 TO_FROM | SGIBSN25 | 424T424_1 | 1631 | 1 | 1 | BROWN_5 | SARC7A | TO_FROM | 36066.05 | 41270.3 | -277.53 | 0 | 1011.632 | 1080.541 | -0.0129 | 0.15953 | -0.09522 | 0.29562 | 1146.905 | -294.498 | 0 | 874.122 |  | 910.065 | 1113.491 | 818.371 | 1091.394 | 1122.404 | 1051.552 | 997.29 | 1038.177 | 1009.283 | 1042.026 | Competitive | Competitive | 1 | TRUE | TRUE | 1 | Competitive | 0.7265 | Non-Competitive
SGIBSN25 KDLKG_75_A FROM_TO | SGIBSN25 | KDLKG_75_A | 1793 | 1 | 1 | KING____345A | KUYDAL755010 | FROM_TO | 36066.05 | 35840.69 | -1493.7 | 0 | 843.659 | 1177.052 | -0.15302 | 0.13738 | -0.57727 | 0.14305 | 1920.89 | -1668.4 | 0 | 2446.783 | 1776.693 | 2682.508 | 1765.178 | 2366.62 | 1663.798 | 2494.032 | 5012.564 | 2436.174 | 1752.734 | 2445.455 | 1770.298 | Competitive | Competitive | 0 | TRUE | TRUE | 1 | Competitive | 0.7265 | Competitive
SGIBSN25 KDLKG_75_A TO_FROM | SGIBSN25 | KDLKG_75_A | 1793 | 1 | 1 | KING____345A | KUYDAL755010 | TO_FROM | 36066.05 | 33033.69 | -911.393 | 0 | 1177.051 | 828.114 | -0.13738 | 0.15302 | -0.14305 | 0.57727 | 2403.985 | -840.246 | 0 | 1399.51 | 2527.923 | 1431.205 | 2682.508 | 1324.342 | 2468.231 | 5012.564 | 2494.032 | 1432.191 | 2472.74 | 1445 | 2479.835 | Competitive | Non-Competitive | 0 | TRUE | FALSE | 1 | Non-Competitive | 0.7265 | Non-Competitive
SGIBSN25 KDLRNS75_A FROM_TO | SGIBSN25 | KDLRNS75_A | 1793 | 1 | 1 | ROANS___345C | KUYDAL755010 | FROM_TO | 36066.05 | 34747.88 | -889.115 | 0 | 1134.982 | 1087.285 | -0.13676 | 0.15364 | -0.42211 | 0.15364 | 2426.297 | -820.486 | 0 | 1398.325 | 2528.205 | 1430.907 | 2681.552 | 1319.225 | 2471.884 | 5004.493 | 2493.681 | 1429.297 | 2473.276 | 1443.296 | 2479.662 | Competitive | Non-Competitive | 0 | TRUE | FALSE | 1 | Non-Competitive | 0.7345 | Non-Competitive
SGIBSN25 KDLRNS75_A TO_FROM | SGIBSN25 | KDLRNS75_A | 1793 | 1 | 1 | ROANS___345C | KUYDAL755010 | TO_FROM | 36066.05 | 35339.9 | -1516.05 | 0 | 1087.279 | 1113.646 | -0.15364 | 0.13676 | -0.15364 | 0.42211 | 1898.575 | -1690.72 | 0 | 2447.743 | 1775.53 | 2681.552 | 1765.322 | 2372.367 | 1656.681 | 2493.681 | 5004.493 | 2437.671 | 1750.086 | 2445.952 | 1769.327 | Competitive | Competitive | 0 | TRUE | TRUE | 1 | Competitive | 0.7345 | Competitive
SGIBSN25 KDLRTW74_A FROM_TO | SGIBSN25 | KDLRTW74_A | 2279 | 1 | 1 | KUYDAL745005 | RTHWOD__345A | FROM_TO | 36066.05 | 37514.75 | -769.451 | 0 | 1183.122 | 926.404 | -0.12985 | 0.059293 | -0.41804 | 0.53077 | 1619.407 | -686.786 | 0 | 1453.6 | 2533.216 | 1453.6 | 2523.951 | 1287.033 | 2474.137 | 1392.467 | 2434.016 | 1417.928 | 2437.89 | 1473.338 | 2445.885 | Competitive | Competitive | 1 | TRUE | FALSE | 1 | Non-Competitive | 0.7265 | Non-Competitive
SGIBSN25 KDLRTW74_A TO_FROM | SGIBSN25 | KDLRTW74_A | 2279 | 1 | 1 | KUYDAL745005 | RTHWOD__345A | TO_FROM | 36066.05 | 37456 | -993.527 | 0 | 926.404 | 1191.323 | -0.05929 | 0.12985 | -0.53077 | 0.41804 | 1553.686 | -1132.21 | 0 | 2461.393 | 1872.721 | 2523.951 | 1872.721 | 2392.621 | 1615.925 | 2434.016 | 1796.067 | 2413.126 | 1763.555 | 2421.587 | 1845.102 | Competitive | Competitive | 1 | TRUE | TRUE | 1 | Competitive | 0.7265 | Non-Competitive
SGIBSN25 KDLTB_74_A FROM_TO | SGIBSN25 | KDLTB_74_A | 1793 | 1 | 1 | KUYDAL745005 | TOMBAL__345B | FROM_TO | 36066.05 | 36769.57 | -1021.97 | 0 | 923.443 | 1181.908 | -0.06008 | 0.12906 | -0.38727 | 0.46844 | 1525.327 | -1160.7 | 0 | 2462.182 | 1869.925 | 2523.18 | 1869.925 | 2402.313 | 1605.053 | 2433.717 | 1795.939 | 2414.571 | 1757.496 | 2421.878 | 1844.496 | Competitive | Competitive | 1 | TRUE | TRUE | 1 | Competitive | 0.75 | Non-Competitive
SGIBSN25 KDLTB_74_A TO_FROM | SGIBSN25 | KDLTB_74_A | 1793 | 1 | 1 | KUYDAL745005 | TOMBAL__345B | TO_FROM | 36066.05 | 36350.16 | -740.908 | 0 | 1138.897 | 923.444 | -0.12906 | 0.060078 | -0.46844 | 0.38727 | 1647.804 | -658.304 | 0 | 1451.094 | 2532.763 | 1451.094 | 2523.18 | 1279.308 | 2480.274 | 1391.594 | 2433.717 | 1412.522 | 2438.172 | 1471.562 | 2445.218 | Competitive | Competitive | 1 | TRUE | FALSE | 1 | Non-Competitive | 0.75 | Non-Competitive
SGIBSN25 KG_RTW74_A FROM_TO | SGIBSN25 | KG_RTW74_A | 1710 | 1 | 1 | KING____345A | RTHWOD__345A | FROM_TO | 36066.05 | 36311.32 | -845.1 | 0 | 936.364 | 1154.615 | -0.05095 | 0.14875 | -0.47018 | 0.15877 | 1595.318 | -980.024 | 0 | 2444.079 | 1882.465 | 2525.744 | 1770.529 | 2384.295 | 1598.622 | 2444.918 | 1798.895 | 2406.767 | 1755.292 | 2412.279 | 1805.62 | Competitive | Competitive | 1 | TRUE | TRUE | 1 | Competitive | 0.758 | Non-Competitive
SGIBSN25 KG_RTW74_A TO_FROM | SGIBSN25 | KG_RTW74_A | 1710 | 1 | 1 | KING____345A | RTHWOD__345A | TO_FROM | 36066.05 | 37662.98 | -838.828 | 0 | 1195.029 | 930.945 | -0.14875 | 0.050953 | -0.15877 | 0.47018 | 1404.124 | -746.14 | 0 | 1458.502 | 2511.517 | 1387.44 | 2525.744 | 1274.827 | 2461.222 | 1392.536 | 2444.918 | 1409.804 | 2427.931 | 1444.306 | 2433.01 | Competitive | Competitive | 1 | TRUE | FALSE | 1 | Non-Competitive | 0.758 | Non-Competitive
SGIBSN25 RNSSNG75_A FROM_TO | SGIBSN25 | RNSSNG75_A | 2194 | 1 | 1 | ROANS___345C | SNGLTN_345 | FROM_TO | 36066.05 | 30512.3 | -1440.7 | 0 | 10000 | 1040.883 | -0.08866 | 0.84636 | -0.09614 | 0.84636 | 2694.489 | -1554.46 | 0 | 2167.702 | 1855.146 | 10000 | 1918.769 | 2118.558 | 1724.306 | 10000 | 1841.682 | 6605.843 | 1847.242 | 6610.85 | 1870.284 | Non-Competitive | Non-Competitive | 0 | TRUE | FALSE | 1 | Non-Competitive | 0.7735 | Non-Competitive
SGIBSN25 RNSSNG75_A TO_FROM | SGIBSN25 | RNSSNG75_A | 2194 | 1 | 1 | ROANS___345C | SNGLTN_345 | TO_FROM | 36066.05 | 35906.31 | -1440.01 | 0 | 1040.883 | 10000 | -0.84636 | 0.088665 | -0.84636 | 0.09614 | 2342.896 | -1587.52 | 0 | 1444.794 | 2218.053 | 1484.733 | 10000 | 1359.576 | 2181.538 | 1424.081 | 10000 | 1480.266 | 6624.844 | 1496.281 | 6628.778 | Non-Competitive | Non-Competitive | 0 | TRUE | FALSE | 1 | Non-Competitive | 0.7735 | Non-Competitive
SGIBSN25 SNGTB_74_A FROM_TO | SGIBSN25 | SNGTB_74_A | 1924 | 1 | 1 | SNGLTN_345 | TOMBAL__345B | FROM_TO | 36066.05 | 33986.99 | -885.731 | 0 | 1152.146 | 1398.424 | -0.12013 | 0.10857 | -0.36908 | 0.11817 | 2841.257 | -834.655 | 0 | 1418.899 | 2544.425 | 1451.743 | 2561.636 | 1362.608 | 2483.004 | 1397.692 | 2802.42 | 1451.192 | 2530.77 | 1459.129 | 2539.377 | Competitive | Non-Competitive | 0 | TRUE | FALSE | 1 | Non-Competitive | 0.7735 | Non-Competitive
SGIBSN25 SNGTB_74_A TO_FROM | SGIBSN25 | SNGTB_74_A | 1924 | 1 | 1 | SNGLTN_345 | TOMBAL__345B | TO_FROM | 36066.05 | 35281.89 | -1743.56 | 0 | 1398.418 | 1155.557 | -0.10857 | 0.12014 | -0.11817 | 0.36908 | 2011.352 | -1939.82 | 0 | 2455.55 | 1808.133 | 2471.853 | 1859.648 | 2367.506 | 1723.198 | 2802.42 | 1791.78 | 2482.892 | 1793.45 | 2495.273 | 1804.499 | Competitive | Competitive | 0 | TRUE | TRUE | 1 | Competitive | 0.7735 | Competitive
SGIBSN25 SNGXGC75_1 FROM_TO | SGIBSN25 | SNGXGC75_1 | 1631 | 1 | 1 | GIBN_CREK_5 | SNGLTN_345 | FROM_TO | 36066.05 | 27031.91 | -1675.17 | 0 | 1367.645 | 831.387 | -0.23019 | 0.60547 | -0.23504 | 0.60547 | 4708.238 | -1645.58 | 0 | 1366.063 | 2373.524 | 2820.626 | 2432.245 | 1314.123 | 2358.281 | 2980.111 | 2858.869 | 1264.878 | 2398.566 | 1270.885 | 2400.197 | Competitive | Non-Competitive | 0 | TRUE | FALSE | 1 | Non-Competitive | 0.75 | Non-Competitive
SGIBSN25 SNGXGC75_1 TO_FROM | SGIBSN25 | SNGXGC75_1 | 1631 | 1 | 1 | GIBN_CREK_5 | SNGLTN_345 | TO_FROM | 36066.05 | 32419.91 | -2976.91 | 0 | 842.494 | 1367.645 | -0.60547 | 0.23019 | -0.60547 | 0.23504 | 3777.483 | -3101.61 | 0 | 2270.308 | 1720.153 | 2335.154 | 2820.626 | 2237.977 | 1639.176 | 2858.869 | 2980.111 | 2335.531 | 1481.463 | 2339.508 | 1489.574 | Competitive | Competitive | 0 | TRUE | TRUE | 1 | Competitive | 0.75 | Competitive
SGIBSNG5 240__A FROM_TO | SGIBSNG5 | 240__A | 1450 | 1 | 1 | JEWETT_S5 | SNGLTN_345 | FROM_TO | 36066.05 | 26564.14 | -1460.18 | 0 | 1123.072 | 1014.285 | -0.14344 | 0.11468 | -0.14616 | 0.19451 | 3544.647 | -1348.2 | 0 | 1447.025 | 2202.523 | 1417.098 | 2335.433 | 1420.056 | 2134.372 | 1356.094 | 2493.797 | 1461.385 | 2287.355 | 1465.421 | 2292.207 | Competitive | Non-Competitive | 0 | TRUE | FALSE | 1 | Non-Competitive | 0.805 | Non-Competitive
SGIBSNG5 240__A TO_FROM | SGIBSNG5 | 240__A | 1450 | 1 | 1 | JEWETT_S5 | SNGLTN_345 | TO_FROM | 36066.05 | 30025.12 | -1940.63 | 0 | 1014.283 | 1123.074 | -0.11468 | 0.14344 | -0.19451 | 0.14616 | 2692.437 | -2145.24 | 0 | 2066.045 | 1876.3 | 2236.343 | 1838.967 | 2000.475 | 1833.677 | 2493.797 | 1763.484 | 2208.059 | 1830.014 | 2213.322 | 1836.026 | Competitive | Competitive | 0 | TRUE | TRUE | 1 | Competitive | 0.805 | Competitive
SGIBSNG5 260_A_1 FROM_TO | SGIBSNG5 | 260_A_1 | 1450 | 1 | 1 | JEWETT_N5 | SNGLTN_345 | FROM_TO | 36066.05 | 27335.41 | -1390.27 | 0 | 1143.247 | 988.228 | -0.13598 | 0.11233 | -0.13854 | 0.18313 | 3351.814 | -1293.41 | 0 | 1515.24 | 2212.966 | 1482.974 | 2349.335 | 1490.131 | 2133.829 | 1482.974 | 2502.912 | 1566.308 | 2302.84 | 1569.933 | 2309.175 | Competitive | Non-Competitive | 0 | TRUE | FALSE | 1 | Non-Competitive | 0.7345 | Non-Competitive
SGIBSNG5 260_A_1 TO_FROM | SGIBSNG5 | 260_A_1 | 1450 | 1 | 1 | JEWETT_N5 | SNGLTN_345 | TO_FROM | 36066.05 | 30348.15 | -1832.25 | 0 | 988.234 | 1156.551 | -0.11233 | 0.13598 | -0.18312 | 0.13854 | 2557.661 | -2004.78 | 0 | 2073.84 | 1952.113 | 2248.972 | 1912.246 | 1998.231 | 1912.888 | 2502.912 | 1912.246 | 2221.303 | 1939.292 | 2228.073 | 1944.559 | Competitive | Competitive | 0 | TRUE | TRUE | 1 | Competitive | 0.7345 | Competitive
SGIBSNG5 424T424_1 FROM_TO | SGIBSNG5 | 424T424_1 | 1631 | 1 | 1 | BROWN_5 | SARC7A | FROM_TO | 36066.05 | 40368.3 | -866.112 | 0 | 1080.541 | 1011.628 | -0.09401 | 0.012901 | -0.29562 | 0.095216 | 329.3075 | -223.758 | 0 |  | 2690.889 | 1019.108 | 2690.889 | 999.837 | 2105.454 | 960.881 | 3054.875 | 959.191 | 2795.605 | 962.704 | 2910.561 | Competitive | Competitive | 1 | TRUE | FALSE | 1 | Non-Competitive | 0.9605 | Non-Competitive
SGIBSNG5 424T424_1 TO_FROM | SGIBSNG5 | 424T424_1 | 1631 | 1 | 1 | BROWN_5 | SARC7A | TO_FROM | 36066.05 | 41270.3 | -277.53 | 0 | 1011.632 | 1080.541 | -0.0129 | 0.15953 | -0.09522 | 0.29562 | 1146.905 | -294.498 | 0 | 874.122 |  | 910.065 | 1113.491 | 818.371 | 1091.394 | 1122.404 | 1051.552 | 997.29 | 1038.177 | 1009.283 | 1042.026 | Competitive | Competitive | 1 | TRUE | TRUE | 1 | Competitive | 0.9605 | Non-Competitive
SGIBSNG5 KDLKG_75_A FROM_TO | SGIBSNG5 | KDLKG_75_A | 1793 | 1 | 1 | KING____345A | KUYDAL755010 | FROM_TO | 36066.05 | 35840.69 | -1493.7 | 0 | 843.659 | 1177.052 | -0.15302 | 0.13738 | -0.57727 | 0.14305 | 1920.89 | -1668.4 | 0 | 2446.783 | 1776.693 | 2682.508 | 1765.178 | 2366.62 | 1663.798 | 2494.032 | 5012.564 | 2436.174 | 1752.734 | 2445.455 | 1770.298 | Competitive | Competitive | 0 | TRUE | TRUE | 1 | Competitive | 0.781 | Competitive
SGIBSNG5 KDLKG_75_A TO_FROM | SGIBSNG5 | KDLKG_75_A | 1793 | 1 | 1 | KING____345A | KUYDAL755010 | TO_FROM | 36066.05 | 33033.69 | -911.393 | 0 | 1177.051 | 828.114 | -0.13738 | 0.15302 | -0.14305 | 0.57727 | 2403.985 | -840.246 | 0 | 1399.51 | 2527.923 | 1431.205 | 2682.508 | 1324.342 | 2468.231 | 5012.564 | 2494.032 | 1432.191 | 2472.74 | 1445 | 2479.835 | Competitive | Non-Competitive | 0 | TRUE | FALSE | 1 | Non-Competitive | 0.781 | Non-Competitive
SGIBSNG5 KDLRNS75_A FROM_TO | SGIBSNG5 | KDLRNS75_A | 1793 | 1 | 1 | ROANS___345C | KUYDAL755010 | FROM_TO | 36066.05 | 34747.88 | -889.115 | 0 | 1134.982 | 1087.285 | -0.13676 | 0.15364 | -0.42211 | 0.15364 | 2426.297 | -820.486 | 0 | 1398.325 | 2528.205 | 1430.907 | 2681.552 | 1319.225 | 2471.884 | 5004.493 | 2493.681 | 1429.297 | 2473.276 | 1443.296 | 2479.662 | Competitive | Non-Competitive | 0 | TRUE | FALSE | 1 | Non-Competitive | 0.8515 | Non-Competitive
SGIBSNG5 KDLRNS75_A TO_FROM | SGIBSNG5 | KDLRNS75_A | 1793 | 1 | 1 | ROANS___345C | KUYDAL755010 | TO_FROM | 36066.05 | 35339.9 | -1516.05 | 0 | 1087.279 | 1113.646 | -0.15364 | 0.13676 | -0.15364 | 0.42211 | 1898.575 | -1690.72 | 0 | 2447.743 | 1775.53 | 2681.552 | 1765.322 | 2372.367 | 1656.681 | 2493.681 | 5004.493 | 2437.671 | 1750.086 | 2445.952 | 1769.327 | Competitive | Competitive | 0 | TRUE | TRUE | 1 | Competitive | 0.8515 | Competitive
SGIBSNG5 KDLRTW74_A FROM_TO | SGIBSNG5 | KDLRTW74_A | 2279 | 1 | 1 | KUYDAL745005 | RTHWOD__345A | FROM_TO | 36066.05 | 37514.75 | -769.451 | 0 | 1183.122 | 926.404 | -0.12985 | 0.059293 | -0.41804 | 0.53077 | 1619.407 | -686.786 | 0 | 1453.6 | 2533.216 | 1453.6 | 2523.951 | 1287.033 | 2474.137 | 1392.467 | 2434.016 | 1417.928 | 2437.89 | 1473.338 | 2445.885 | Competitive | Competitive | 1 | TRUE | FALSE | 1 | Non-Competitive | 0.7735 | Non-Competitive
SGIBSNG5 KDLRTW74_A TO_FROM | SGIBSNG5 | KDLRTW74_A | 2279 | 1 | 1 | KUYDAL745005 | RTHWOD__345A | TO_FROM | 36066.05 | 37456 | -993.527 | 0 | 926.404 | 1191.323 | -0.05929 | 0.12985 | -0.53077 | 0.41804 | 1553.686 | -1132.21 | 0 | 2461.393 | 1872.721 | 2523.951 | 1872.721 | 2392.621 | 1615.925 | 2434.016 | 1796.067 | 2413.126 | 1763.555 | 2421.587 | 1845.102 | Competitive | Competitive | 1 | TRUE | TRUE | 1 | Competitive | 0.7735 | Non-Competitive
SGIBSNG5 KDLTB_74_A FROM_TO | SGIBSNG5 | KDLTB_74_A | 1793 | 1 | 1 | KUYDAL745005 | TOMBAL__345B | FROM_TO | 36066.05 | 36769.57 | -1021.97 | 0 | 923.443 | 1181.908 | -0.06008 | 0.12906 | -0.38727 | 0.46844 | 1525.327 | -1160.7 | 0 | 2462.182 | 1869.925 | 2523.18 | 1869.925 | 2402.313 | 1605.053 | 2433.717 | 1795.939 | 2414.571 | 1757.496 | 2421.878 | 1844.496 | Competitive | Competitive | 1 | TRUE | TRUE | 1 | Competitive | 0.7655 | Non-Competitive
SGIBSNG5 KDLTB_74_A TO_FROM | SGIBSNG5 | KDLTB_74_A | 1793 | 1 | 1 | KUYDAL745005 | TOMBAL__345B | TO_FROM | 36066.05 | 36350.16 | -740.908 | 0 | 1138.897 | 923.444 | -0.12906 | 0.060078 | -0.46844 | 0.38727 | 1647.804 | -658.304 | 0 | 1451.094 | 2532.763 | 1451.094 | 2523.18 | 1279.308 | 2480.274 | 1391.594 | 2433.717 | 1412.522 | 2438.172 | 1471.562 | 2445.218 | Competitive | Competitive | 1 | TRUE | FALSE | 1 | Non-Competitive | 0.7655 | Non-Competitive
SGIBSNG5 KG_RTW74_A FROM_TO | SGIBSNG5 | KG_RTW74_A | 1710 | 1 | 1 | KING____345A | RTHWOD__345A | FROM_TO | 36066.05 | 36311.32 | -845.1 | 0 | 936.364 | 1154.615 | -0.05095 | 0.14875 | -0.47018 | 0.15877 | 1595.318 | -980.024 | 0 | 2444.079 | 1882.465 | 2525.744 | 1770.529 | 2384.295 | 1598.622 | 2444.918 | 1798.895 | 2406.767 | 1755.292 | 2412.279 | 1805.62 | Competitive | Competitive | 1 | TRUE | TRUE | 1 | Competitive | 0.7425 | Non-Competitive
SGIBSNG5 KG_RTW74_A TO_FROM | SGIBSNG5 | KG_RTW74_A | 1710 | 1 | 1 | KING____345A | RTHWOD__345A | TO_FROM | 36066.05 | 37662.98 | -838.828 | 0 | 1195.029 | 930.945 | -0.14875 | 0.050953 | -0.15877 | 0.47018 | 1404.124 | -746.14 | 0 | 1458.502 | 2511.517 | 1387.44 | 2525.744 | 1274.827 | 2461.222 | 1392.536 | 2444.918 | 1409.804 | 2427.931 | 1444.306 | 2433.01 | Competitive | Competitive | 1 | TRUE | FALSE | 1 | Non-Competitive | 0.7425 | Non-Competitive
SGIBSNG5 RNSSNG75_A FROM_TO | SGIBSNG5 | RNSSNG75_A | 2194 | 1 | 1 | ROANS___345C | SNGLTN_345 | FROM_TO | 36066.05 | 30512.3 | -1440.7 | 0 | 10000 | 1040.883 | -0.08866 | 0.84636 | -0.09614 | 0.84636 | 2694.489 | -1554.46 | 0 | 2167.702 | 1855.146 | 10000 | 1918.769 | 2118.558 | 1724.306 | 10000 | 1841.682 | 6605.843 | 1847.242 | 6610.85 | 1870.284 | Non-Competitive | Non-Competitive | 0 | TRUE | FALSE | 1 | Non-Competitive | 0.7575 | Non-Competitive
SGIBSNG5 RNSSNG75_A TO_FROM | SGIBSNG5 | RNSSNG75_A | 2194 | 1 | 1 | ROANS___345C | SNGLTN_345 | TO_FROM | 36066.05 | 35906.31 | -1440.01 | 0 | 1040.883 | 10000 | -0.84636 | 0.088665 | -0.84636 | 0.09614 | 2342.896 | -1587.52 | 0 | 1444.794 | 2218.053 | 1484.733 | 10000 | 1359.576 | 2181.538 | 1424.081 | 10000 | 1480.266 | 6624.844 | 1496.281 | 6628.778 | Non-Competitive | Non-Competitive | 0 | TRUE | FALSE | 1 | Non-Competitive | 0.7575 | Non-Competitive
SGIBSNG5 SNGTB_74_A FROM_TO | SGIBSNG5 | SNGTB_74_A | 1924 | 1 | 1 | SNGLTN_345 | TOMBAL__345B | FROM_TO | 36066.05 | 33986.99 | -885.731 | 0 | 1152.146 | 1398.424 | -0.12013 | 0.10857 | -0.36908 | 0.11817 | 2841.257 | -834.655 | 0 | 1418.899 | 2544.425 | 1451.743 | 2561.636 | 1362.608 | 2483.004 | 1397.692 | 2802.42 | 1451.192 | 2530.77 | 1459.129 | 2539.377 | Competitive | Non-Competitive | 0 | TRUE | FALSE | 1 | Non-Competitive | 0.742 | Non-Competitive
SGIBSNG5 SNGTB_74_A TO_FROM | SGIBSNG5 | SNGTB_74_A | 1924 | 1 | 1 | SNGLTN_345 | TOMBAL__345B | TO_FROM | 36066.05 | 35281.89 | -1743.56 | 0 | 1398.418 | 1155.557 | -0.10857 | 0.12014 | -0.11817 | 0.36908 | 2011.352 | -1939.82 | 0 | 2455.55 | 1808.133 | 2471.853 | 1859.648 | 2367.506 | 1723.198 | 2802.42 | 1791.78 | 2482.892 | 1793.45 | 2495.273 | 1804.499 | Competitive | Competitive | 0 | TRUE | TRUE | 1 | Competitive | 0.742 | Competitive
SGIBSNG5 SNGXGC99_1 FROM_TO | SGIBSNG5 | SNGXGC99_1 | 1631 | 1 | 1 | GIBN_CREK_5 | SNGLTN_345 | FROM_TO | 36066.05 | 27031.91 | -1675.17 | 0 | 1367.645 | 831.387 | -0.23019 | 0.60547 | -0.23504 | 0.60547 | 4708.238 | -1645.58 | 0 | 1366.063 | 2373.524 | 2820.626 | 2432.245 | 1314.123 | 2358.281 | 2980.111 | 2858.869 | 1264.878 | 2398.566 | 1270.885 | 2400.197 | Competitive | Non-Competitive | 0 | TRUE | FALSE | 1 | Non-Competitive | 0.7265 | Non-Competitive
SGIBSNG5 SNGXGC99_1 TO_FROM | SGIBSNG5 | SNGXGC99_1 | 1631 | 1 | 1 | GIBN_CREK_5 | SNGLTN_345 | TO_FROM | 36066.05 | 32419.91 | -2976.91 | 0 | 842.494 | 1367.645 | -0.60547 | 0.23019 | -0.60547 | 0.23504 | 3777.483 | -3101.61 | 0 | 2270.308 | 1720.153 | 2335.154 | 2820.626 | 2237.977 | 1639.176 | 2858.869 | 2980.111 | 2335.531 | 1481.463 | 2339.508 | 1489.574 | Competitive | Competitive | 0 | TRUE | TRUE | 1 | Competitive | 0.7265 | Competitive
SKDLRNS5 240__A FROM_TO | SKDLRNS5 | 240__A | 1450 | 2 | 2 | JEWETT_S5 | SNGLTN_345 | FROM_TO | 36066.05 | 27630.21 | -1391.32 | 0 | 1132.188 | 983.797 | -0.14308 | 0.1081 | -0.14308 | 0.18855 | 3314.693 | -1281.1 | 0 | 1435.305 | 2151.409 | 1350.999 | 2267.92 | 1412.914 | 2069.409 | 1359.094 | 2436.176 | 1456.677 | 2183.702 | 1459.828 | 2190.469 | Competitive | Non-Competitive | 0 | TRUE | FALSE | 1 | Non-Competitive | 0.75 | Non-Competitive
SKDLRNS5 240__A TO_FROM | SKDLRNS5 | 240__A | 1450 | 2 | 2 | JEWETT_S5 | SNGLTN_345 | TO_FROM | 36066.05 | 30711.16 | -1794.95 | 0 | 983.795 | 1118.847 | -0.1081 | 0.14308 | -0.18855 | 0.14308 | 2511.871 | -1992.85 | 0 | 2016.576 | 1859.97 | 2171.911 | 1752.789 | 1938.514 | 1824.403 | 2436.176 | 1765.583 | 2106.973 | 1821.69 | 2114.116 | 1826.364 | Competitive | Competitive | 0 | TRUE | TRUE | 1 | Competitive | 0.75 | Competitive
SKDLRNS5 260_A_1 FROM_TO | SKDLRNS5 | 260_A_1 | 1450 | 2 | 2 | JEWETT_N5 | SNGLTN_345 | FROM_TO | 36066.05 | 27973.31 | -1320.19 | 0 | 1156.044 | 963.284 | -0.13459 | 0.10568 | -0.13459 | 0.17622 | 3118.501 | -1216.02 | 0 | 1508.519 | 2158.032 | 1478.623 | 2278.799 | 1487.099 | 2062.703 | 1491.62 | 2453.494 | 1562.18 | 2198.695 | 1565.123 | 2207.6 | Competitive | Non-Competitive | 0 | TRUE | FALSE | 1 | Non-Competitive | 0.7345 | Non-Competitive
SKDLRNS5 260_A_1 TO_FROM | SKDLRNS5 | 260_A_1 | 1450 | 2 | 2 | JEWETT_N5 | SNGLTN_345 | TO_FROM | 36066.05 | 31030.61 | -1691.93 | 0 | 963.286 | 1156.048 | -0.10568 | 0.13459 | -0.17622 | 0.13459 | 2373.527 | -1854.53 | 0 | 2020.631 | 1941.536 | 2181.646 | 1904.298 | 1929.423 | 1908.081 | 2453.494 | 1924.47 | 2119.477 | 1930.051 | 2128.773 | 1934.298 | Competitive | Competitive | 0 | TRUE | TRUE | 1 | Competitive | 0.7345 | Competitive
SKDLRNS5 424T424_1 FROM_TO | SKDLRNS5 | 424T424_1 | 1631 | 2 | 2 | BROWN_5 | SARC7A | FROM_TO | 36066.05 | 40366 | -867.324 | 0 | 1062.899 | 1026.928 | -0.09406 | 0.012864 | -0.29567 | 0.095166 | 325.183 | -225.448 | 0 |  | 2690.672 | 1022.088 | 2690.672 | 1003.64 | 2101.144 | 964.448 | 3054.893 | 963.753 | 2794.359 | 967.254 | 2910.287 | Competitive | Competitive | 1 | TRUE | FALSE | 1 | Non-Competitive | 0.7345 | Non-Competitive
SKDLRNS5 424T424_1 TO_FROM | SKDLRNS5 | 424T424_1 | 1631 | 2 | 2 | BROWN_5 | SARC7A | TO_FROM | 36066.05 | 41248.48 | -277.267 | 0 | 1026.932 | 1062.899 | -0.01286 | 0.15958 | -0.09517 | 0.29567 | 1148.944 | -296.355 | 0 | 874.075 |  | 910.022 | 1116.749 | 818.328 | 1095.686 | 1122.368 | 1055.433 | 997.017 | 1043.143 | 1009.088 | 1046.957 | Competitive | Competitive | 1 | TRUE | TRUE | 1 | Competitive | 0.7345 | Non-Competitive
SKDLRNS5 KDLRTW74_A FROM_TO | SKDLRNS5 | KDLRTW74_A | 2279 | 2 | 2 | KUYDAL745005 | RTHWOD__345A | FROM_TO | 36066.05 | 36086.32 | -1011.21 | 0 | 1186.725 | 911.479 | -0.16651 | 0.088224 | -0.43746 | 0.51316 | 2270.132 | -912.89 | 0 | 1386.351 | 2510.137 | 1448.971 | 2768.277 | 1295.33 | 2472.869 | 1387.945 | 2434.169 | 1412.284 | 2445.723 | 1432.913 | 2448.594 | Competitive | Competitive | 1 | TRUE | FALSE | 1 | Non-Competitive | 0.7265 | Non-Competitive
SKDLRNS5 KDLRTW74_A TO_FROM | SKDLRNS5 | KDLRTW74_A | 2279 | 2 | 2 | KUYDAL745005 | RTHWOD__345A | TO_FROM | 36066.05 | 36481.66 | -1398.74 | 0 | 913.713 | 1144.671 | -0.08822 | 0.16651 | -0.51316 | 0.43746 | 2068.717 | -1583.45 | 0 | 2436.891 | 1763.914 | 2768.277 | 1862.32 | 2386.412 | 1626.379 | 2434.169 | 1785.459 | 2418.305 | 1749.263 | 2422.013 | 1778.543 | Competitive | Competitive | 1 | TRUE | TRUE | 1 | Competitive | 0.7265 | Non-Competitive
SKDLRNS5 KDLTB_74_A FROM_TO | SKDLRNS5 | KDLTB_74_A | 1793 | 2 | 2 | KUYDAL745005 | TOMBAL__345B | FROM_TO | 36066.05 | 35384.4 | -1427.19 | 0 | 917.882 | 1131.409 | -0.08901 | 0.16573 | -0.37473 | 0.48606 | 2040.357 | -1611.94 | 0 | 2438.136 | 1762.724 | 2765.841 | 1863.013 | 2393.519 | 1618.184 | 2433.936 | 1785.495 | 2419.546 | 1745.64 | 2422.556 | 1778.064 | Competitive | Competitive | 0 | TRUE | TRUE | 1 | Competitive | 0.7345 | Competitive
SKDLRNS5 KDLTB_74_A TO_FROM | SKDLRNS5 | KDLTB_74_A | 1793 | 2 | 2 | KUYDAL745005 | TOMBAL__345B | TO_FROM | 36066.05 | 35056.14 | -982.669 | 0 | 1109.885 | 917.881 | -0.16573 | 0.089009 | -0.48606 | 0.37473 | 2298.529 | -884.506 | 0 | 1385.116 | 2510.52 | 1448.889 | 2765.841 | 1289.48 | 2477.385 | 1387.37 | 2433.936 | 1408.816 | 2446.023 | 1431.609 | 2448.403 | Competitive | Non-Competitive | 0 | TRUE | FALSE | 1 | Non-Competitive | 0.7345 | Non-Competitive
SKDLRNS5 KG_RTW74_A FROM_TO | SKDLRNS5 | KG_RTW74_A | 1710 | 2 | 2 | KING____345A | RTHWOD__345A | FROM_TO | 36066.05 | 35080.65 | -1273.07 | 0 | 874.755 | 1148.632 | -0.0808 | 0.1877 | -0.4496 | 0.19931 | 2141.972 | -1457.4 | 0 | 2425.955 | 1760.625 | 2527.315 | 1864.136 | 2378.525 | 1615.75 | 2442.227 | 1785.597 | 2409.404 | 1743.187 | 2412.556 | 1777.042 | Competitive | Competitive | 0 | TRUE | TRUE | 1 | Competitive | 0.766 | Competitive
SKDLRNS5 KG_RTW74_A TO_FROM | SKDLRNS5 | KG_RTW74_A | 1710 | 2 | 2 | KING____345A | RTHWOD__345A | TO_FROM | 36066.05 | 34545.18 | -1097.19 | 0 | 1148.632 | 874.755 | -0.1877 | 0.080801 | -0.19931 | 0.4496 | 2094.069 | -985.455 | 0 | 1383.708 | 2496.116 | 1449.526 | 2527.315 | 1287.945 | 2461.63 | 1387.206 | 2442.227 | 1406.916 | 2433.938 | 1430.651 | 2436.32 | Competitive | Non-Competitive | 0 | TRUE | FALSE | 1 | Non-Competitive | 0.766 | Non-Competitive
SKDLRNS5 RNSSNG75_A FROM_TO | SKDLRNS5 | RNSSNG75_A | 2194 | 2 | 2 | ROANS___345C | SNGLTN_345 | FROM_TO | 36066.05 | 92690.8 | 0 | 0 | 10000 | 789.462 | 0 | 1 | 0 | 1 | 933 | 0 | 0 | 10000 |  | 10000 |  | 10000 |  | 10000 |  | 10000 |  | 10000 | 0 | Competitive | Competitive | 1 | TRUE | FALSE | 1 | Non-Competitive | 0.961 | Non-Competitive
SKDLRNS5 RNSSNG75_A TO_FROM | SKDLRNS5 | RNSSNG75_A | 2194 | 2 | 2 | ROANS___345C | SNGLTN_345 | TO_FROM | 36066.05 | 38260.05 | 0 | 0 | 789.462 | 10000 | -1 | 0 | -1 | 0 | 0 | 0 | 0 |  | 10000 |  | 10000 |  | 10000 |  | 10000 |  | 10000 | 0 | 10000 | Competitive | Competitive | 1 | TRUE | FALSE | 1 | Non-Competitive | 0.961 | Non-Competitive
SKDLRNS5 SNGTB_74_A FROM_TO | SKDLRNS5 | SNGTB_74_A | 1924 | 2 | 2 | SNGLTN_345 | TOMBAL__345B | FROM_TO | 36066.05 | 32471.43 | -1177.78 | 0 | 1079.201 | 1411.383 | -0.16447 | 0.14691 | -0.38451 | 0.14691 | 3632.882 | -1104.36 | 0 | 1408.736 | 2530.101 | 1447.661 | 2643.248 | 1352.7 | 2480.32 | 1406.006 | 2901.214 | 1438.996 | 2516.648 | 1446.458 | 2522.668 | Competitive | Non-Competitive | 0 | TRUE | FALSE | 1 | Non-Competitive | 0.828 | Non-Competitive
SKDLRNS5 SNGTB_74_A TO_FROM | SKDLRNS5 | SNGTB_74_A | 1924 | 2 | 2 | SNGLTN_345 | TOMBAL__345B | TO_FROM | 36066.05 | 30977.25 | -2236.25 | 0 | 1411.384 | 1083.408 | -0.14691 | 0.16447 | -0.14691 | 0.38451 | 2636.194 | -2489.48 | 0 | 2443.493 | 1792.665 | 2643.248 | 1853.109 | 2368.161 | 1707.935 | 2901.214 | 1784.89 | 2471.512 | 1774.859 | 2480.896 | 1785.253 | Competitive | Competitive | 0 | TRUE | TRUE | 1 | Competitive | 0.828 | Competitive
SKDLRNS5 SNGXGC75_1 FROM_TO | SKDLRNS5 | SNGXGC75_1 | 1631 | 2 | 2 | GIBN_CREK_5 | SNGLTN_345 | FROM_TO | 36066.05 | 31776.06 | -876.315 | 0 | 1340.55 | 870.549 | -0.1321 | 0.32476 | -0.1321 | 0.32476 | 2448.887 | -862.05 | 0 | 1391.414 | 2403.431 | 2803.703 | 2419.893 | 1312.754 | 2345.531 | 2979.442 | 2980.449 | 1262.694 | 2365.131 | 1273.922 | 2373.858 | Competitive | Non-Competitive | 0 | TRUE | FALSE | 1 | Non-Competitive | 0.7265 | Non-Competitive
SKDLRNS5 SNGXGC75_1 TO_FROM | SKDLRNS5 | SNGXGC75_1 | 1631 | 2 | 2 | GIBN_CREK_5 | SNGLTN_345 | TO_FROM | 36066.05 | 34981.61 | -1558.12 | 0 | 867.908 | 1340.55 | -0.32476 | 0.1321 | -0.32476 | 0.1321 | 1971.785 | -1612.44 | 0 | 2307.276 | 1752.157 | 2322.741 | 2803.703 | 2225.088 | 1636.379 | 2980.449 | 2979.442 | 2302.53 | 1474.745 | 2314.948 | 1488.472 | Competitive | Competitive | 0 | TRUE | TRUE | 1 | Competitive | 0.7265 | Competitive
SKDLRNS5 SNGXGC99_1 FROM_TO | SKDLRNS5 | SNGXGC99_1 | 1631 | 2 | 2 | GIBN_CREK_5 | SNGLTN_345 | FROM_TO | 36066.05 | 31776.06 | -876.315 | 0 | 1340.55 | 870.549 | -0.1321 | 0.32476 | -0.1321 | 0.32476 | 2448.887 | -862.05 | 0 | 1391.414 | 2403.431 | 2803.703 | 2419.893 | 1312.754 | 2345.531 | 2979.442 | 2980.449 | 1262.694 | 2365.131 | 1273.922 | 2373.858 | Competitive | Non-Competitive | 0 | TRUE | FALSE | 1 | Non-Competitive | 0.8675 | Non-Competitive
SKDLRNS5 SNGXGC99_1 TO_FROM | SKDLRNS5 | SNGXGC99_1 | 1631 | 2 | 2 | GIBN_CREK_5 | SNGLTN_345 | TO_FROM | 36066.05 | 34981.61 | -1558.12 | 0 | 867.908 | 1340.55 | -0.32476 | 0.1321 | -0.32476 | 0.1321 | 1971.785 | -1612.44 | 0 | 2307.276 | 1752.157 | 2322.741 | 2803.703 | 2225.088 | 1636.379 | 2980.449 | 2979.442 | 2302.53 | 1474.745 | 2314.948 | 1488.472 | Competitive | Competitive | 0 | TRUE | TRUE | 1 | Competitive | 0.8675 | Competitive
SLCSTH25 1295__A FROM_TO | SLCSTH25 | 1295__A | 510 | 1 | 1 | TEMP_SS__8 | TEMP_PEC__8 | FROM_TO | 36066.05 | 37064.92 | -209.048 | 0 | 841.946 | 1088.718 | -0.02203 | 0.023249 | -0.27515 | 0.32025 | 234.6497 | -221.833 | 0 | 10000 | 10000 | 1796.956 | 1722.866 | 1123.241 | 1748.815 | 3427.491 | 4877.624 | 1617.436 | 1644.503 | 2050.303 | 1628.807 | Competitive | Competitive | 1 | TRUE | TRUE | 1 | Competitive | 0.719 | Non-Competitive
SLCSTH25 1295__A TO_FROM | SLCSTH25 | 1295__A | 510 | 1 | 1 | TEMP_SS__8 | TEMP_PEC__8 | TO_FROM | 36066.05 | 36557.65 | -182.089 | 0 | 1088.718 | 850.127 | -0.02325 | 0.022032 | -0.32024 | 0.27515 | 349.8771 | -144.49 | 0 | 10000 | 10000 | 1621.466 | 1962.121 | 1428.19 | 1275.975 | 4877.624 | 3427.491 | 1430.342 | 1808.206 | 1540.818 | 2194.533 | Competitive | Competitive | 1 | TRUE | FALSE | 1 | Non-Competitive | 0.719 | Non-Competitive
SLCSTH25 1830__A FROM_TO | SLCSTH25 | 1830__A | 91 | 1 | 1 | MCGREGPH1_8 | MCGREG_T_8 | FROM_TO | 36066.05 | 38065.19 | -11.4524 | 0 | 1246.003 | 865.499 | -0.00063 | 0.000662 | -0.04464 | 0.92112 | 2.1296 | -10.0808 | 0 |  |  | 9342.602 | 1069.219 | 1663.503 | 969.313 | 9342.602 | 1560.589 | 4704.191 | 1092.866 | 9375.126 | 1228.467 | Competitive | Competitive | 1 | FALSE | FALSE | 1 | Non-Competitive | 0.719 | Non-Competitive
SLCSTH25 1830__A TO_FROM | SLCSTH25 | 1830__A | 91 | 1 | 1 | MCGREGPH1_8 | MCGREG_T_8 | TO_FROM | 36066.05 | 36150.64 | 1.1367 | 0 | 846.877 | 1213.543 | -0.00066 | 0.000627 | -0.92112 | 0.04464 | 13.084 | -0.53608 | 0 |  |  | 847.735 | 9342.602 | 782.717 | 1738.751 | 1342.052 | 9342.602 | 899.75 | 4787.615 | 994.216 | 9375.126 | Competitive | Competitive | 1 | FALSE | FALSE | 1 | Non-Competitive | 0.719 | Non-Competitive
SLCSTH25 1830__B FROM_TO | SLCSTH25 | 1830__B | 233 | 1 | 1 | SPGVALLYP_8 | MCGREG_T_8 | FROM_TO | 36066.05 | 36158.3 | -138.294 | 0 | 1086.639 | 829.23 | -0.00928 | 0.01659 | -0.44744 | 0.49099 | 191.7242 | -105.165 | 0 |  |  | 1632.478 | 1542.35 | 1576.824 | 1167.746 | 9311.383 | 1563.405 | 1570.296 | 1441.616 | 1715.205 | 1580.947 | Competitive | Competitive | 1 | FALSE | TRUE | 1 | Non-Competitive | 0.7265 | Non-Competitive
SLCSTH25 1830__B TO_FROM | SLCSTH25 | 1830__B | 233 | 1 | 1 | SPGVALLYP_8 | MCGREG_T_8 | TO_FROM | 36066.05 | 36189.52 | -109.164 | 0 | 846.384 | 1086.639 | -0.01659 | 0.009282 | -0.49099 | 0.44744 | 172.2836 | -152.381 | 0 |  |  | 1318.736 | 1729.602 | 1027.026 | 1715.911 | 1355.9 | 9311.383 | 1263.019 | 1657.826 | 1373.339 | 1798.637 | Competitive | Competitive | 1 | FALSE | TRUE | 1 | Non-Competitive | 0.7265 | Non-Competitive
SLCSTH25 1830__C FROM_TO | SLCSTH25 | 1830__C | 233 | 1 | 1 | MCGREG_T_8 | TEMPELMC__8 | FROM_TO | 36066.05 | 36552.96 | -149.684 | 0 | 1086.888 | 850.243 | -0.00988 | 0.017252 | -0.07968 | 0.50792 | 193.8956 | -115.015 | 0 |  |  | 1710.847 | 1504.09 | 1587.061 | 1153.075 | 9312.576 | 1563.285 | 1584.589 | 1423.096 | 1805.796 | 1561.096 | Competitive | Competitive | 1 | FALSE | TRUE | 1 | Non-Competitive | 0.7035 | Non-Competitive
SLCSTH25 1830__C TO_FROM | SLCSTH25 | 1830__C | 233 | 1 | 1 | MCGREG_T_8 | TEMPELMC__8 | TO_FROM | 36066.05 | 36160.07 | -108.032 | 0 | 850.243 | 1099.155 | -0.01725 | 0.009876 | -0.50792 | 0.079681 | 185.1301 | -152.904 | 0 |  |  | 1289.008 | 1815.851 | 1011.782 | 1714.192 | 1355.292 | 9312.576 | 1246.263 | 1669.133 | 1356.213 | 1894.756 | Competitive | Competitive | 1 | FALSE | TRUE | 1 | Non-Competitive | 0.7035 | Non-Competitive
SLCSTH25 1830__E FROM_TO | SLCSTH25 | 1830__E | 233 | 1 | 1 | COTTONBELT | SPGVALLYP_8 | FROM_TO | 36066.05 | 36142.41 | -135.887 | 0 | 1073.633 | 829.12 | -0.00922 | 0.016657 | -0.50894 | 0.42635 | 194.1401 | -102.75 | 0 |  |  | 1633.531 | 1542.872 | 1574.149 | 1175.372 | 9311.372 | 1563.965 | 1566.4 | 1450.357 | 1708.724 | 1582.132 | Competitive | Competitive | 1 | FALSE | TRUE | 1 | Non-Competitive | 0.773 | Non-Competitive
SLCSTH25 1830__E TO_FROM | SLCSTH25 | 1830__E | 233 | 1 | 1 | COTTONBELT | SPGVALLYP_8 | TO_FROM | 36066.05 | 36213.68 | -111.595 | 0 | 846.254 | 1086.329 | -0.01666 | 0.009215 | -0.42635 | 0.50894 | 169.8725 | -154.811 | 0 |  |  | 1319.45 | 1730.824 | 1033.885 | 1716.498 | 1356.508 | 9311.372 | 1270.546 | 1654.826 | 1374.825 | 1792.169 | Competitive | Competitive | 1 | FALSE | TRUE | 1 | Non-Competitive | 0.773 | Non-Competitive
SLCSTH25 1830__F FROM_TO | SLCSTH25 | 1830__F | 233 | 1 | 1 | COTTONBELT | WACOATCO1_8 | FROM_TO | 36066.05 | 36296.42 | -114.376 | 0 | 828.712 | 1086.074 | -0.01673 | 0.009139 | -0.28525 | 0.57357 | 167.1149 | -157.591 | 0 |  |  | 1320.292 | 1732.209 | 1042.372 | 1717.175 | 1357.221 | 9311.358 | 1279.146 | 1651.666 | 1376.568 | 1785.169 | Competitive | Competitive | 1 | FALSE | TRUE | 1 | Non-Competitive | 0.758 | Non-Competitive
SLCSTH25 1830__F TO_FROM | SLCSTH25 | 1830__F | 233 | 1 | 1 | COTTONBELT | WACOATCO1_8 | TO_FROM | 36066.05 | 36128.98 | -133.133 | 0 | 1086.074 | 828.712 | -0.00914 | 0.016733 | -0.57357 | 0.28525 | 196.9033 | -99.9883 | 0 |  |  | 1634.726 | 1543.489 | 1571.217 | 1184.828 | 9311.358 | 1564.623 | 1562.158 | 1460.351 | 1701.701 | 1583.525 | Competitive | Competitive | 1 | FALSE | TRUE | 1 | Non-Competitive | 0.758 | Non-Competitive
SLCSTH25 1830__G FROM_TO | SLCSTH25 | 1830__G | 612 | 1 | 1 | WACO_W1_8 | WACOWOOD1_8 | FROM_TO | 36066.05 | 36562.61 | -103.966 | 0 | 1130.698 | 852.968 | -0.00833 | 0.017541 | -0.77545 | 0.14887 | 226.168 | -70.7359 | 0 |  |  | 1840.918 | 1572.846 | 1530.975 | 1351.132 | 9311.228 | 1628.577 | 1527.513 | 1555.23 | 1703.555 | 1616.33 | Competitive | Competitive | 1 | FALSE | TRUE | 1 | Non-Competitive | 0.7345 | Non-Competitive
SLCSTH25 1830__G TO_FROM | SLCSTH25 | 1830__G | 612 | 1 | 1 | WACO_W1_8 | WACOWOOD1_8 | TO_FROM | 36066.05 | 39247.85 | -143.824 | 0 | 848.308 | 1128.607 | -0.01754 | 0.008331 | -0.14887 | 0.77545 | 137.9085 | -143.972 | 0 |  |  | 1363.42 | 1935.75 | 1176.859 | 1718.071 | 1409.382 | 9311.228 | 1361.925 | 1631.682 | 1418.225 | 1780.778 | Competitive | Competitive | 1 | FALSE | TRUE | 1 | Non-Competitive | 0.7345 | Non-Competitive
SLCSTH25 1830__H FROM_TO | SLCSTH25 | 1830__H | 612 | 1 | 1 | WACOWOOD1_8 | WACOATCO1_8 | FROM_TO | 36066.05 | 36623.91 | -117.371 | 0 | 1128.731 | 849.235 | -0.0087 | 0.01717 | -0.71431 | 0.22418 | 212.7175 | -84.1314 | 0 |  |  | 1832.356 | 1563.402 | 1552.717 | 1258.341 | 9311.286 | 1606.487 | 1541.607 | 1515.612 | 1706.082 | 1606.616 | Competitive | Competitive | 1 | FALSE | TRUE | 1 | Non-Competitive | 0.7265 | Non-Competitive
SLCSTH25 1830__H TO_FROM | SLCSTH25 | 1830__H | 612 | 1 | 1 | WACOWOOD1_8 | WACOATCO1_8 | TO_FROM | 36066.05 | 38115.86 | -130.289 | 0 | 849.235 | 1128.731 | -0.01717 | 0.008702 | -0.22418 | 0.71431 | 151.3322 | -130.616 | 0 |  |  | 1354.784 | 1926.424 | 1103.446 | 1721.113 | 1390.956 | 9311.286 | 1326.738 | 1638.307 | 1407.852 | 1782.439 | Competitive | Competitive | 1 | FALSE | TRUE | 1 | Non-Competitive | 0.7265 | Non-Competitive
SLCSTH25 290__A FROM_TO | SLCSTH25 | 290__A | 1163 | 1 | 1 | LAKE_CRK2_5 | THOUSE__5 | FROM_TO | 36066.05 | 34750.67 | -791.373 | 0 | 976.404 | 935.357 | -0.17149 | 0.39572 | -0.40135 | 0.5381 | 1731.781 | -893.881 | 0 | 1072.893 | 1873.54 | 10000 | 1771.705 | 1072.623 | 1856.468 | 10000 | 4305.311 | 4599.036 | 1835.441 | 4599.139 | 1838.685 | Competitive | Non-Competitive | 0 | TRUE | FALSE | 1 | Non-Competitive | 0.7575 | Non-Competitive
SLCSTH25 290__A TO_FROM | SLCSTH25 | 290__A | 1163 | 1 | 1 | LAKE_CRK2_5 | THOUSE__5 | TO_FROM | 36066.05 | 33912.7 | -1647.1 | 0 | 967.771 | 973.8 | -0.39572 | 0.17149 | -0.5381 | 0.40135 | 2408.088 | -1214.98 | 0 | 1385.695 | 1165.042 | 1567.945 | 10000 | 1376.823 | 1165.042 | 4305.311 | 10000 | 1431.62 | 4760.103 | 1433.699 | 4760.103 | Competitive | Non-Competitive | 0 | TRUE | FALSE | 1 | Non-Competitive | 0.7575 | Non-Competitive
SLCSTH25 300__A FROM_TO | SLCSTH25 | 300__A | 1163 | 1 | 1 | LAKE_CRK1_5 | TEMP_SS__5 | FROM_TO | 36066.05 | 30136.38 | -1104.81 | 0 | 1112.527 | 824.759 | -0.0802 | 0.25794 | -0.15562 | 0.32186 | 2253.262 | -847.964 | 0 | 1505.176 | 1439.272 | 9679.714 | 1522.271 | 1441.086 | 1190.894 | 10000 | 1574.28 | 1849.584 | 1472.114 | 1881.26 | 1549.777 | Competitive | Competitive | 0 | TRUE | TRUE | 1 | Competitive | 0.711 | Competitive
SLCSTH25 300__A TO_FROM | SLCSTH25 | 300__A | 1163 | 1 | 1 | LAKE_CRK1_5 | TEMP_SS__5 | TO_FROM | 36066.05 | 34893.83 | -1463.06 | 0 | 824.759 | 1112.527 | -0.25794 | 0.080199 | -0.32186 | 0.15562 | 1549.82 | -1788.41 | 0 | 1241.611 | 1648.396 | 1304.614 | 9679.714 | 1050.376 | 1641.508 | 1365.181 | 10000 | 1288.944 | 1976.818 | 1349.897 | 1992.404 | Competitive | Competitive | 0 | TRUE | TRUE | 1 | Competitive | 0.711 | Competitive
SLCSTH25 315__A FROM_TO | SLCSTH25 | 315__A | 1163 | 1 | 1 | TEMP_PEC__5 | TEMP_SS__5 | FROM_TO | 36066.05 | 31755.58 | -1143.6 | 0 | 1130.436 | 891.128 | -0.06278 | 0.13606 | -0.16865 | 0.68958 | 2000.272 | -955.379 | 0 | 1475.071 | 1224.063 | 1706.302 | 1225.994 | 1445.826 | 1076.258 | 4101.434 | 1485.086 | 1467.733 | 1257.027 | 1476.193 | 1381.232 | Competitive | Competitive | 0 | TRUE | TRUE | 1 | Competitive | 0.711 | Competitive
SLCSTH25 315__A TO_FROM | SLCSTH25 | 315__A | 1163 | 1 | 1 | TEMP_PEC__5 | TEMP_SS__5 | TO_FROM | 36066.05 | 35576.79 | -1090.04 | 0 | 876.575 | 1130.435 | -0.13606 | 0.062785 | -0.68958 | 0.16865 | 1509.118 | -1096.64 | 0 | 1072.485 | 1732.829 | 1074 | 1826.761 | 959.395 | 1732.63 | 1272.291 | 4101.434 | 1110.83 | 1641.765 | 1208.132 | 1641.767 | Competitive | Competitive | 0 | TRUE | TRUE | 1 | Competitive | 0.711 | Competitive
SLCSTH25 490__A FROM_TO | SLCSTH25 | 490__A | 1163 | 1 | 1 | THOUSE__5 | TEMP_PEC__5 | FROM_TO | 36066.05 | 31794.77 | -1120.24 | 0 | 1125.333 | 863.1 | -0.07308 | 0.1305 | -0.21078 | 0.22128 | 2177.396 | -896.494 | 0 | 1488.076 | 1367.192 | 1728.913 | 1417.999 | 1462.953 | 1109.242 | 1586.59 | 1562.738 | 1484.832 | 1342.647 | 1492.487 | 1489.598 | Competitive | Competitive | 0 | TRUE | TRUE | 1 | Competitive | 0.719 | Competitive
SLCSTH25 490__A TO_FROM | SLCSTH25 | 490__A | 1163 | 1 | 1 | THOUSE__5 | TEMP_PEC__5 | TO_FROM | 36066.05 | 34650.18 | -1255.86 | 0 | 863.1 | 1125.332 | -0.1305 | 0.073076 | -0.22128 | 0.21078 | 1495.061 | -1269.67 | 0 | 1183.45 | 1727.691 | 1222.371 | 1844.005 | 985.368 | 1732.002 | 1354.435 | 1688.388 | 1182.225 | 1645.091 | 1297.462 | 1644.927 | Competitive | Competitive | 0 | TRUE | TRUE | 1 | Competitive | 0.719 | Competitive
SLCSTHS5 1295__A FROM_TO | SLCSTHS5 | 1295__A | 510 | 4 | 4 | TEMP_SS__8 | TEMP_PEC__8 | FROM_TO | 36066.05 | 37018.88 | -202.809 | 0 | 850.458 | 1089.243 | -0.01722 | 0.023444 | -0.27659 | 0.31893 | 245.553 | -219.484 | 0 | 10000 |  | 1798.409 | 1697.45 | 1076.186 | 1783.695 | 3423.281 | 1973.228 | 1565.237 | 1713.997 | 2026.717 | 1665.728 | Competitive | Competitive | 1 | TRUE | TRUE | 1 | Competitive | 0.75 | Non-Competitive
SLCSTHS5 1295__A TO_FROM | SLCSTHS5 | 1295__A | 510 | 4 | 4 | TEMP_SS__8 | TEMP_PEC__8 | TO_FROM | 36066.05 | 36544.19 | -194.46 | 0 | 1099.013 | 850.458 | -0.02344 | 0.017221 | -0.31893 | 0.27659 | 354.6766 | -155.531 | 0 |  | 10000 | 1423.75 | 1964.282 | 1445.475 | 1217.918 | 1858.681 | 3423.281 | 1473.102 | 1752.151 | 1457.717 | 2171.008 | Competitive | Competitive | 1 | TRUE | FALSE | 1 | Non-Competitive | 0.75 | Non-Competitive
SLCSTHS5 1830__A FROM_TO | SLCSTHS5 | 1830__A | 91 | 4 | 4 | MCGREGPH1_8 | MCGREG_T_8 | FROM_TO | 36066.05 | 38103.56 | -12.0103 | 0 | 1210.992 | 793.046 | -0.00063 | 0.000688 | -0.04406 | 0.92171 | 1.603 | -10.5098 | 0 |  |  | 9022.762 | 1008.307 | 1644.715 | 968.945 | 9022.762 | 1560.94 | 3449.497 | 1081.343 | 8638.291 | 1131.637 | Competitive | Competitive | 1 | FALSE | FALSE | 1 | Non-Competitive | 0.984 | Non-Competitive
SLCSTHS5 1830__A TO_FROM | SLCSTHS5 | 1830__A | 91 | 4 | 4 | MCGREGPH1_8 | MCGREG_T_8 | TO_FROM | 36066.05 | 36150.18 | 1.8614 | 0 | 827.733 | 1188.987 | -0.00069 | 0.000631 | -0.92171 | 0.044059 | 13.4235 | -0.11306 | 0 |  |  | 810.641 | 9022.762 | 782.396 | 1721.039 | 1326.938 | 9022.762 | 890.518 | 3525.027 | 927.738 | 8638.291 | Competitive | Competitive | 1 | FALSE | FALSE | 1 | Non-Competitive | 0.984 | Non-Competitive
SLCSTHS5 1830__B FROM_TO | SLCSTHS5 | 1830__B | 233 | 4 | 4 | SPGVALLYP_8 | MCGREG_T_8 | FROM_TO | 36066.05 | 36180.39 | -148.701 | 0 | 1086.921 | 846.448 | -0.00936 | 0.017763 | -0.43715 | 0.5023 | 183.015 | -113.853 | 0 |  |  | 3760.394 | 1501.186 | 1611.214 | 1145.475 | 9076.187 | 1563.045 | 1549.051 | 1412.478 | 4190.394 | 1558.851 | Competitive | Competitive | 1 | FALSE | FALSE | 1 | Non-Competitive | 0.7895 | Non-Competitive
SLCSTHS5 1830__B TO_FROM | SLCSTHS5 | 1830__B | 233 | 4 | 4 | SPGVALLYP_8 | MCGREG_T_8 | TO_FROM | 36066.05 | 36172.05 | -96.3391 | 0 | 829.288 | 1074.236 | -0.01776 | 0.00936 | -0.5023 | 0.43715 | 179.6419 | -145.739 | 0 |  |  | 1286.619 | 3760.394 | 1007.92 | 1749.924 | 1352.059 | 9076.187 | 1238.019 | 1640.263 | 1354.029 | 4190.394 | Competitive | Competitive | 1 | FALSE | FALSE | 1 | Non-Competitive | 0.7895 | Non-Competitive
SLCSTHS5 1830__C FROM_TO | SLCSTHS5 | 1830__C | 233 | 4 | 4 | MCGREG_T_8 | TEMPELMC__8 | FROM_TO | 36066.05 | 36691.68 | -160.655 | 0 | 1088.78 | 850.306 | -0.00995 | 0.018452 | -0.07677 | 0.51879 | 184.66 | -124.336 | 0 |  |  | 4143.519 | 1500.547 | 1622.927 | 1133.628 | 9074.299 | 1563.056 | 1550.33 | 1394.213 | 4511.904 | 1557.256 | Competitive | Competitive | 1 | FALSE | FALSE | 1 | Non-Competitive | 0.844 | Non-Competitive
SLCSTHS5 1830__C TO_FROM | SLCSTHS5 | 1830__C | 233 | 4 | 4 | MCGREG_T_8 | TEMPELMC__8 | TO_FROM | 36066.05 | 36143.13 | -94.4773 | 0 | 855.081 | 1101.041 | -0.01845 | 0.009949 | -0.51879 | 0.076766 | 192.8767 | -145.769 | 0 |  |  | 1285.414 | 4143.519 | 994.611 | 1749.503 | 1351.523 | 9074.299 | 1221.461 | 1638.3 | 1351.294 | 4511.904 | Competitive | Competitive | 1 | FALSE | FALSE | 1 | Non-Competitive | 0.844 | Non-Competitive
SLCSTHS5 1830__E FROM_TO | SLCSTHS5 | 1830__E | 233 | 4 | 4 | COTTONBELT | SPGVALLYP_8 | FROM_TO | 36066.05 | 36161.64 | -146.293 | 0 | 1086.574 | 846.333 | -0.00929 | 0.01783 | -0.49763 | 0.43873 | 185.4309 | -111.438 | 0 |  |  | 3000.336 | 1502.048 | 1608.187 | 1151.377 | 9077.346 | 1563.575 | 1548.755 | 1421.146 | 3429.568 | 1560.346 | Competitive | Competitive | 1 | FALSE | FALSE | 1 | Non-Competitive | 0.7345 | Non-Competitive
SLCSTHS5 1830__E TO_FROM | SLCSTHS5 | 1830__E | 233 | 4 | 4 | COTTONBELT | SPGVALLYP_8 | TO_FROM | 36066.05 | 36192.91 | -98.7702 | 0 | 846.333 | 1073.878 | -0.01783 | 0.009293 | -0.43874 | 0.49763 | 177.2308 | -148.188 | 0 |  |  | 1287.553 | 3000.336 | 1013.428 | 1750.249 | 1355.576 | 9077.346 | 1245.464 | 1640.939 | 1355.705 | 3429.568 | Competitive | Competitive | 1 | FALSE | FALSE | 1 | Non-Competitive | 0.7345 | Non-Competitive
SLCSTHS5 1830__F FROM_TO | SLCSTHS5 | 1830__F | 233 | 4 | 4 | COTTONBELT | WACOATCO1_8 | FROM_TO | 36066.05 | 36260.44 | -101.551 | 0 | 828.841 | 1073.586 | -0.01791 | 0.009217 | -0.29998 | 0.56119 | 174.4731 | -150.988 | 0 |  |  | 1290.248 | 2901.279 | 1020.146 | 1750.632 | 1356.245 | 9078.658 | 1254.031 | 1641.759 | 1358.479 | 3336.73 | Competitive | Competitive | 1 | FALSE | FALSE | 1 | Non-Competitive | 0.7655 | Non-Competitive
SLCSTHS5 1830__F TO_FROM | SLCSTHS5 | 1830__F | 233 | 4 | 4 | COTTONBELT | WACOATCO1_8 | TO_FROM | 36066.05 | 36145.89 | -143.539 | 0 | 1073.586 | 845.918 | -0.00922 | 0.017906 | -0.56119 | 0.29997 | 188.1941 | -108.594 | 0 |  |  | 2901.279 | 1505.276 | 1604.745 | 1158.688 | 9078.658 | 1564.195 | 1548.407 | 1431.135 | 3336.73 | 1563.188 | Competitive | Competitive | 1 | FALSE | FALSE | 1 | Non-Competitive | 0.7655 | Non-Competitive
SLCSTHS5 1830__G FROM_TO | SLCSTHS5 | 1830__G | 612 | 4 | 4 | WACO_W1_8 | WACOWOOD1_8 | FROM_TO | 36066.05 | 36584.43 | -114.372 | 0 | 1130.865 | 848.718 | -0.00841 | 0.018715 | -0.7597 | 0.16587 | 217.4588 | -79.3915 | 0 |  |  | 1677.045 | 1571.893 | 1566.049 | 1291.483 | 9091.693 | 1609.387 | 1543.538 | 1533.549 | 1585.466 | 1613.66 | Competitive | Competitive | 1 | FALSE | TRUE | 1 | Non-Competitive | 0.6875 | Non-Competitive
SLCSTHS5 1830__G TO_FROM | SLCSTHS5 | 1830__G | 612 | 4 | 4 | WACO_W1_8 | WACOWOOD1_8 | TO_FROM | 36066.05 | 38873.08 | -131 | 0 | 853.395 | 1130.865 | -0.01871 | 0.008408 | -0.16587 | 0.7597 | 145.2668 | -134.573 | 0 |  |  | 1361.796 | 1780.071 | 1129.623 | 1754.456 | 1393.625 | 9091.693 | 1342.103 | 1652.469 | 1414.117 | 1672.157 | Competitive | Competitive | 1 | FALSE | TRUE | 1 | Non-Competitive | 0.6875 | Non-Competitive
SLCSTHS5 1830__H FROM_TO | SLCSTHS5 | 1830__H | 612 | 4 | 4 | WACOWOOD1_8 | WACOATCO1_8 | FROM_TO | 36066.05 | 36648.19 | -127.778 | 0 | 1100.674 | 854.172 | -0.00878 | 0.018343 | -0.69959 | 0.23993 | 204.0083 | -92.7961 | 0 |  |  | 1671.794 | 1562.597 | 1585.439 | 1215.193 | 9085.89 | 1568.075 | 1546.162 | 1488.49 | 1584.34 | 1604.492 | Competitive | Competitive | 1 | FALSE | TRUE | 1 | Non-Competitive | 0.7425 | Non-Competitive
SLCSTHS5 1830__H TO_FROM | SLCSTHS5 | 1830__H | 612 | 4 | 4 | WACOWOOD1_8 | WACOATCO1_8 | TO_FROM | 36066.05 | 37949.43 | -117.464 | 0 | 849.45 | 1100.674 | -0.01834 | 0.00878 | -0.23993 | 0.69959 | 158.6905 | -121.276 | 0 |  |  | 1353.387 | 1774.079 | 1069.527 | 1752.967 | 1360.428 | 9085.89 | 1303.046 | 1647.203 | 1404.421 | 1669.885 | Competitive | Competitive | 1 | FALSE | TRUE | 1 | Non-Competitive | 0.7425 | Non-Competitive
SLCSTHS5 280__A FROM_TO | SLCSTHS5 | 280__A | 1163 | 4 | 4 | LAKE_CRK1_5 | THOUSE_A_5 | FROM_TO | 36066.05 | 35288.64 | -942.626 | 0 | 960.924 | 1102.949 | -0.10742 | 0.28335 | -0.57652 | 0.42574 | 1642.931 | -995.578 | 0 | 897.218 | 1862.25 | 10000 | 1911.963 | 931.111 | 1898.85 | 10000 | 1984.894 | 2743.808 | 1868.369 | 2761.975 | 1860.6 | Competitive | Non-Competitive | 0 | TRUE | FALSE | 1 | Non-Competitive | 0.6955 | Non-Competitive
SLCSTHS5 280__A TO_FROM | SLCSTHS5 | 280__A | 1163 | 4 | 4 | LAKE_CRK1_5 | THOUSE_A_5 | TO_FROM | 36066.05 | 33311.49 | -1472.63 | 0 | 1102.949 | 929.02 | -0.28335 | 0.10742 | -0.42574 | 0.57652 | 2457.738 | -1163.74 | 0 | 1426.692 | 982.95 | 1469.663 | 10000 | 1456.105 | 1020.681 | 1773.295 | 10000 | 1527.01 | 2933.381 | 1520.208 | 2953.482 | Competitive | Non-Competitive | 0 | TRUE | FALSE | 1 | Non-Competitive | 0.6955 | Non-Competitive
SLCSTHS5 300__A FROM_TO | SLCSTHS5 | 300__A | 1163 | 4 | 4 | LAKE_CRK1_5 | TEMP_SS__5 | FROM_TO | 36066.05 | 29704.94 | -1073.68 | 0 | 1369.064 | 738.814 | -0.08595 | 0.33867 | -0.16557 | 0.50707 | 2415.687 | -794.002 | 0 | 1488.307 | 1523.765 | 10000 | 1574.173 | 1455.346 | 1284.516 | 10000 | 1579.257 | 2429.318 | 1535.764 | 2464.432 | 1592.469 | Competitive | Competitive | 0 | TRUE | TRUE | 1 | Competitive | 0.6875 | Competitive
SLCSTHS5 300__A TO_FROM | SLCSTHS5 | 300__A | 1163 | 4 | 4 | LAKE_CRK1_5 | TEMP_SS__5 | TO_FROM | 36066.05 | 35264.82 | -1668.59 | 0 | 738.814 | 1369.064 | -0.33867 | 0.085947 | -0.50707 | 0.16556 | 1572.584 | -1913.04 | 0 | 1308.247 | 1596.933 | 1363.635 | 10000 | 1124.364 | 1626.173 | 1370.299 | 10000 | 1342.583 | 2554.384 | 1387.244 | 2568.694 | Competitive | Non-Competitive | 0 | TRUE | FALSE | 1 | Non-Competitive | 0.6875 | Non-Competitive
SLCSTHS5 315__A FROM_TO | SLCSTHS5 | 315__A | 1163 | 4 | 4 | TEMP_PEC__5 | TEMP_SS__5 | FROM_TO | 36066.05 | 31071.54 | -1304.62 | 0 | 1144.99 | 859.461 | -0.0637 | 0.19759 | -0.16759 | 0.70931 | 2172.707 | -1129.16 | 0 | 1540.945 | 1085.948 | 1825.607 | 1085.948 | 1515.992 | 1046.66 | 10000 | 1318.794 | 1622.257 | 1137.567 | 1626.718 | 1149.418 | Competitive | Competitive | 0 | TRUE | TRUE | 1 | Competitive | 0.7345 | Competitive
SLCSTHS5 315__A TO_FROM | SLCSTHS5 | 315__A | 1163 | 4 | 4 | TEMP_PEC__5 | TEMP_SS__5 | TO_FROM | 36066.05 | 35395.68 | -1024.65 | 0 | 873.32 | 1145.069 | -0.19759 | 0.063699 | -0.70931 | 0.16759 | 1653.006 | -1079.99 | 0 | 968.871 | 1918.274 | 968.871 | 2015.719 | 937.083 | 1886.279 | 1143.081 | 10000 | 1012.954 | 1888.964 | 1022.411 | 1893.571 | Competitive | Competitive | 0 | TRUE | TRUE | 1 | Competitive | 0.7345 | Competitive
SLCSTHS5 490__A FROM_TO | SLCSTHS5 | 490__A | 1163 | 4 | 4 | THOUSE__5 | TEMP_PEC__5 | FROM_TO | 36066.05 | 30683.45 | -1290.87 | 0 | 1142.769 | 860.24 | -0.07435 | 0.18827 | -0.18923 | 0.37112 | 2376.306 | -1076.52 | 0 | 1558.844 | 1097.757 | 1823.022 | 1209.105 | 1518.777 | 1060.611 | 10000 | 1552.755 | 1639.56 | 1201.814 | 1651.066 | 1214.076 | Competitive | Competitive | 0 | TRUE | TRUE | 1 | Competitive | 0.711 | Competitive
SLCSTHS5 490__A TO_FROM | SLCSTHS5 | 490__A | 1163 | 4 | 4 | THOUSE__5 | TEMP_PEC__5 | TO_FROM | 36066.05 | 34829.57 | -1204.66 | 0 | 873.184 | 1142.769 | -0.18827 | 0.074351 | -0.37112 | 0.18923 | 1647.656 | -1271.39 | 0 | 977.297 | 1921.962 | 1060.476 | 1957.294 | 947.299 | 1868.02 | 1344.654 | 10000 | 1066.277 | 1888.099 | 1076.107 | 1901.838 | Competitive | Competitive | 0 | TRUE | TRUE | 1 | Competitive | 0.711 | Competitive
SPAIMUR8 6011__A FROM_TO | SPAIMUR8 | 6011__A | 1194 | 3 | 3 | BOWMAN_5 | FISHRDSS1_5 | FROM_TO | 36066.05 | 37523.19 | -338.666 | 0 | 1396.587 | 698.039 | -0.1348 | 0.015943 | -0.70287 | 0.20494 | 166.6726 | -68.386 | 0 |  | 3312.568 | 2944.146 | 3695.052 | 1180.446 | 1701.305 | 3824.385 | 3695.052 | 1592.484 | 3215.996 | 3134.274 | 3622.823 | Competitive | Competitive | 1 | TRUE | FALSE | 1 | Non-Competitive | 0.7265 | Non-Competitive
SPAIMUR8 6011__A TO_FROM | SPAIMUR8 | 6011__A | 1194 | 3 | 3 | BOWMAN_5 | FISHRDSS1_5 | TO_FROM | 36066.05 | 40614.04 | -45.6622 | 0 | 727.245 | 1396.587 | -0.01594 | 0.1348 | -0.20494 | 0.70287 | 268.0615 | -129.94 | 0 | 3809.857 |  | 4713.714 | 2944.146 | 1116.552 | 1237.211 | 4713.714 | 3824.385 | 3599.587 | 1642.193 | 4511.606 | 3134.274 | Competitive | Competitive | 1 | TRUE | FALSE | 1 | Non-Competitive | 0.7265 | Non-Competitive
SPAIMUR8 6012__A FROM_TO | SPAIMUR8 | 6012__A | 1163 | 3 | 3 | BOWMAN_5 | JACKSBRO_5 | FROM_TO | 36066.05 | 35335.99 | -263.893 | 0 | 781.343 | 1284.209 | -0.08603 | 0.33658 | -0.11718 | 0.42366 | 1246.931 | -482.1 | 0 | 807.139 | 4748.979 | 4491.991 | 5009.779 | 771.417 | 1401.353 | 4713.714 | 5009.779 | 1870.63 | 2211.004 | 1876.124 | 4955.061 | Competitive | Non-Competitive | 0 | TRUE | FALSE | 1 | Non-Competitive | 0.75 | Non-Competitive
SPAIMUR8 6012__A TO_FROM | SPAIMUR8 | 6012__A | 1163 | 3 | 3 | BOWMAN_5 | JACKSBRO_5 | TO_FROM | 36066.05 | 37320.01 | -1194.88 | 0 | 1234.641 | 781.343 | -0.33658 | 0.086033 | -0.42366 | 0.11718 | 626.0721 | -397.841 | 0 | 4748.979 | 1645.975 | 5009.779 | 3695.052 | 1349.108 | 1467.443 | 5009.779 | 3695.052 | 2152.724 | 2372.536 | 4955.061 | 2384.134 | Competitive | Competitive | 1 | TRUE | FALSE | 1 | Non-Competitive | 0.75 | Non-Competitive
SPAIMUR8 6024__A FROM_TO | SPAIMUR8 | 6024__A | 1163 | 3 | 3 | GRHAMSES1_5 | LONGCREK_5 | FROM_TO | 36066.05 | 37714.48 | -1212.98 | 0 | 1222.589 | 810.46 | -0.12804 | 0.085942 | -0.24145 | 0.085942 | 761.5226 | -309.808 | 0 | 1820.881 | 3079.272 | 2967.938 | 3079.272 | 1810.921 | 1830.961 | 3388.998 | 3149.479 | 2275.7 | 2978.78 | 2193.259 | 3112.12 | Competitive | Competitive | 1 | TRUE | FALSE | 1 | Non-Competitive | 0.758 | Non-Competitive
SPAIMUR8 6024__A TO_FROM | SPAIMUR8 | 6024__A | 1163 | 3 | 3 | GRHAMSES1_5 | LONGCREK_5 | TO_FROM | 36066.05 | 31462.31 | -504.95 | 0 | 810.46 | 1222.589 | -0.08594 | 0.24145 | -0.08594 | 0.24145 | 1566.887 | -505.385 | 0 | 802.941 | 1962.031 | 809.767 | 3278.523 | 721.108 | 1924.55 | 995.311 | 3388.998 | 777.152 | 2421.91 | 783.852 | 2349.721 | Competitive | Non-Competitive | 0 | TRUE | FALSE | 1 | Non-Competitive | 0.758 | Non-Competitive
SPAIMUR8 6028__A FROM_TO | SPAIMUR8 | 6028__A | 1163 | 3 | 3 | GRHAMSES1_5 | COKFIELD_5 | FROM_TO | 36066.05 | 37046.35 | -1258.21 | 0 | 1176.885 | 809.207 | -0.1287 | 0.086387 | -0.40371 | 0.086387 | 765.4677 | -311.414 | 0 | 1820.881 | 3079.275 | 2967.937 | 3079.275 | 1810.927 | 1830.959 | 3388.996 | 3149.482 | 2275.699 | 2978.783 | 2193.258 | 3112.126 | Competitive | Competitive | 1 | TRUE | FALSE | 1 | Non-Competitive | 0.7265 | Non-Competitive
SPAIMUR8 6028__A TO_FROM | SPAIMUR8 | 6028__A | 1163 | 3 | 3 | GRHAMSES1_5 | COKFIELD_5 | TO_FROM | 36066.05 | 30948.73 | -507.566 | 0 | 809.208 | 1176.885 | -0.08639 | 0.40371 | -0.08639 | 0.40371 | 1613.955 | -508.003 | 0 | 787.606 | 1962.03 | 2365.198 | 3278.519 | 713.136 | 1924.556 | 3406.048 | 3388.996 | 813.228 | 2421.911 | 819.064 | 2349.72 | Competitive | Non-Competitive | 0 | TRUE | FALSE | 1 | Non-Competitive | 0.7265 | Non-Competitive
SPAIMUR8 6029__A FROM_TO | SPAIMUR8 | 6029__A | 1163 | 3 | 3 | LONGCREK_5 | COKFIELD_5 | FROM_TO | 36066.05 | 35420.42 | -647.44 | 0 | 802.738 | 2410.663 | -0.08639 | 0.2427 | -0.59629 | 0.2427 | 1548.557 | -508.003 | 0 | 822.805 | 1962.03 | 829.936 | 3278.519 | 733.748 | 1924.556 | 1029.615 | 3388.996 | 799.129 | 2421.911 | 806.471 | 2349.72 | Non-Competitive | Non-Competitive | 0 | TRUE | FALSE | 1 | Non-Competitive | 0.7735 | Non-Competitive
SPAIMUR8 6029__A TO_FROM | SPAIMUR8 | 6029__A | 1163 | 3 | 3 | LONGCREK_5 | COKFIELD_5 | TO_FROM | 36066.05 | 37297.34 | -1373.38 | 0 | 2410.662 | 819.748 | -0.1287 | 0.59629 | -0.2427 | 0.59629 | 861.8164 | -311.42 | 0 | 1541.964 | 3079.275 | 10000 | 3079.275 | 1561.405 | 1830.959 | 10000 | 3149.482 | 5503.833 | 2978.783 | 5861.092 | 3112.126 | Competitive | Competitive | 1 | TRUE | FALSE | 1 | Non-Competitive | 0.7735 | Non-Competitive
SPAIMUR8 6035__A FROM_TO | SPAIMUR8 | 6035__A | 1163 | 3 | 3 | TONKAWA_5 | GRHAMSES1_5 | FROM_TO | 36066.05 | 34599.11 | -377.459 | 0 | 893.629 | 1175.222 | -0.05661 | 0.15968 | -0.05661 | 0.15968 | 1246.642 | -369.797 | 0 | 928.329 | 3288.898 | 953.801 | 3288.898 | 836.538 | 1814.484 | 1016.607 | 3376.721 | 1019.083 | 2275.508 | 1025.815 | 3475.012 | Competitive | Non-Competitive | 0 | TRUE | FALSE | 1 | Non-Competitive | 0.711 | Non-Competitive
SPAIMUR8 6035__A TO_FROM | SPAIMUR8 | 6035__A | 1163 | 3 | 3 | TONKAWA_5 | GRHAMSES1_5 | TO_FROM | 36066.05 | 39885.72 | -944.473 | 0 | 1220.439 | 893.63 | -0.11759 | 0.056607 | -0.15968 | 0.056607 | 545.8758 | -248.246 | 0 | 2968.054 | 3084.955 | 2968.054 | 3084.955 | 1703.718 | 2088.751 | 3376.721 | 3146.932 | 2124.326 | 3046.68 | 3237.458 | 3114.673 | Competitive | Competitive | 1 | TRUE | FALSE | 1 | Non-Competitive | 0.711 | Non-Competitive
SPAIMUR8 6380__D FROM_TO | SPAIMUR8 | 6380__D | 168 | 3 | 3 | MURRY_P8 | PAIP4B | FROM_TO | 36066.05 | 92690.8 | 0 | 0 | 0 | 0 | 0 | 0 | 0 | 0 | 0 | 0 | 0 | [10 empty] | 0 | 0 | Competitive | Competitive | 1 | FALSE | TRUE | 1 | Non-Competitive | 0.8205 | Non-Competitive
SPAIMUR8 6380__D TO_FROM | SPAIMUR8 | 6380__D | 168 | 3 | 3 | MURRY_P8 | PAIP4B | TO_FROM | 36066.05 | 92690.8 | 0 | 0 | 0 | 0 | 0 | 0 | 0 | 0 | 0 | 0 | 0 | [10 empty] | 0 | 0 | Competitive | Competitive | 1 | FALSE | TRUE | 1 | Non-Competitive | 0.8205 | Non-Competitive
SPAIMUR8 651__A FROM_TO | SPAIMUR8 | 651__A | 202 | 3 | 3 | COMANCHE_T8 | COMANCHE_8 | FROM_TO | 36066.05 | 36263.77 | 4.2832 | 0 | 0 | 783.721 | 0 | 0.000119 | -0.99988 | 0.000119 | 4.2788 | 4.2987 | 0 |  |  | 783.721 |  | 783.721 |  | 783.721 |  | 783.721 |  | 783.721 | 0 | Competitive | Competitive | 1 | FALSE | TRUE | 1 | Non-Competitive | 0.7815 | Non-Competitive
SPAIMUR8 651__A TO_FROM | SPAIMUR8 | 651__A | 202 | 3 | 3 | COMANCHE_T8 | COMANCHE_8 | TO_FROM | 36066.05 | 92690.8 | -4.2875 | 0 | 783.721 | 0 | -0.00012 | 0 | -0.00012 | 0.99988 | -4.2875 | -4.2894 | 0 |  |  |  | 913.719 |  | 913.719 |  | 913.719 |  | 913.719 | 0 | 913.719 | Competitive | Competitive | 1 | FALSE | TRUE | 1 | Non-Competitive | 0.7815 | Non-Competitive
SPAIMUR8 651__B FROM_TO | SPAIMUR8 | 651__B | 202 | 3 | 3 | COMCHESS1_8 | COMANCHE_T8 | FROM_TO | 36066.05 | 36040.36 | -109.879 | 0 | 737.67 | 1138.422 | -0.07277 | 0.01756 | -0.72892 | 0.18279 | 220.7298 | -44.3622 | 0 |  | 7838.808 | 809.654 | 7348.672 | 654.983 | 3395.962 | 853.256 | 10000 | 779.074 | 8379.843 | 861.054 | 8931.559 | Competitive | Non-Competitive | 0 | TRUE | FALSE | 1 | Non-Competitive | 0.781 | Non-Competitive
SPAIMUR8 651__B TO_FROM | SPAIMUR8 | 651__B | 202 | 3 | 3 | COMCHESS1_8 | COMANCHE_T8 | TO_FROM | 36066.05 | 36356.02 | -194.543 | 0 | 1138.422 | 752.938 | -0.01376 | 0.13138 | -0.18279 | 0.72892 | 149.2442 | -112.007 | 0 | 6005.478 |  | 7714.851 | 2406.807 | 2813.414 | 964.896 | 7714.851 | 2433.13 | 5615.511 | 1561.187 | 5910.91 | 2484.631 | Competitive | Competitive | 1 | TRUE | FALSE | 1 | Non-Competitive | 0.781 | Non-Competitive
SPAIMUR8 651__D FROM_TO | SPAIMUR8 | 651__D | 202 | 3 | 3 | DUBLIN1_8 | HASSE_P8 | FROM_TO | 36066.05 | 36103.74 | -139.149 | 0 | 1221.299 | 829.354 | -0.01434 | 0.13225 | -0.31514 | 0.40884 | 190.124 | -94.3682 | 0 | 5912.213 |  | 7685.423 | 2317.639 | 2253.496 | 922.256 | 7685.423 | 2321.429 | 5154.42 | 1213.443 | 5782.23 | 2363.853 | Competitive | Competitive | 1 | TRUE | FALSE | 1 | Non-Competitive | 0.711 | Non-Competitive
SPAIMUR8 651__D TO_FROM | SPAIMUR8 | 651__D | 202 | 3 | 3 | DUBLIN1_8 | HASSE_P8 | TO_FROM | 36066.05 | 36152.17 | -127.444 | 0 | 829.354 | 1283.102 | -0.07199 | 0.014338 | -0.40884 | 0.31514 | 166.627 | -87.1457 | 0 |  | 7737.16 | 838.668 | 7220.308 | 655.157 | 2662.88 | 884.784 | 10000 | 742.247 | 7635.06 | 892.297 | 8801.744 | Competitive | Competitive | 1 | TRUE | FALSE | 1 | Non-Competitive | 0.711 | Non-Competitive
SPAIMUR8 651__E FROM_TO | SPAIMUR8 | 651__E | 272 | 3 | 3 | DUBLIN1_8 | STPHNVIL_8 | FROM_TO | 36066.05 | 36680.74 | -134.728 | 0 | 850.614 | 1224.631 | -0.07219 | 0.014139 | -0.18167 | 0.59096 | 159.4324 | -94.3454 | 0 |  | 7732.215 | 839.363 | 7211.861 | 661.272 | 2576.218 | 891.239 | 10000 | 754.417 | 7528.846 | 895.792 | 8793.435 | Competitive | Competitive | 1 | TRUE | FALSE | 1 | Non-Competitive | 0.7345 | Non-Competitive
SPAIMUR8 651__E TO_FROM | SPAIMUR8 | 651__E | 272 | 3 | 3 | DUBLIN1_8 | STPHNVIL_8 | TO_FROM | 36066.05 | 36192.54 | -131.834 | 0 | 1224.631 | 850.613 | -0.01414 | 0.13245 | -0.59096 | 0.18166 | 197.3208 | -87.1725 | 0 | 5910.889 |  | 7687.558 | 2317.862 | 2188.184 | 943.532 | 7687.558 | 2535.668 | 5099.079 | 1262.473 | 5782.096 | 2368.052 | Competitive | Competitive | 1 | TRUE | FALSE | 1 | Non-Competitive | 0.7345 | Non-Competitive
SSNGJE25 240__A FROM_TO | SSNGJE25 | 240__A | 1450 | 1 | 1 | JEWETT_S5 | SNGLTN_345 | FROM_TO | 36066.05 | 25316.58 | -1818.53 | 0 | 1092.952 | 1155.993 | -0.17404 | 0.14324 | -0.17731 | 0.21328 | 4363.512 | -1677.7 | 0 | 1446.605 | 2172.513 | 1425.531 | 2290.301 | 1430.008 | 2094.838 | 1364.741 | 2462.467 | 1478.781 | 2235.154 | 1480.738 | 2241.208 | Competitive | Non-Competitive | 0 | TRUE | FALSE | 1 | Non-Competitive | 0.711 | Non-Competitive
SSNGJE25 240__A TO_FROM | SSNGJE25 | 240__A | 1450 | 1 | 1 | JEWETT_S5 | SNGLTN_345 | TO_FROM | 36066.05 | 28051.14 | -2393.2 | 0 | 1155.991 | 1091.211 | -0.14324 | 0.17404 | -0.21328 | 0.17731 | 3307.226 | -2625.1 | 0 | 2037.083 | 1870.379 | 2193.646 | 1846.394 | 1962.878 | 1844.018 | 2462.467 | 1771.336 | 2157.057 | 1845.639 | 2163.523 | 1848.546 | Competitive | Competitive | 0 | TRUE | TRUE | 1 | Competitive | 0.711 | Competitive
SSNGJE25 424T424_1 FROM_TO | SSNGJE25 | 424T424_1 | 1631 | 1 | 1 | BROWN_5 | SARC7A | FROM_TO | 36066.05 | 40354.91 | -869.03 | 0 | 1067.878 | 1027.354 | -0.09416 | 0.012842 | -0.29576 | 0.095075 | 330.767 | -228.179 | 0 |  | 2690.202 | 1023.002 | 2690.202 | 1006.862 | 2091.828 | 967.097 | 3054.938 | 965.892 | 2791.622 | 969.276 | 2909.689 | Competitive | Competitive | 1 | TRUE | FALSE | 1 | Non-Competitive | 1.43 | Non-Competitive
SSNGJE25 424T424_1 TO_FROM | SSNGJE25 | 424T424_1 | 1631 | 1 | 1 | BROWN_5 | SARC7A | TO_FROM | 36066.05 | 41200.35 | -278.008 | 0 | 1027.359 | 1067.878 | -0.01284 | 0.15966 | -0.09508 | 0.29577 | 1153.269 | -296.575 | 0 | 873.975 |  | 909.933 | 1117.719 | 818.299 | 1099.525 | 1122.289 | 1058.275 | 996.445 | 1045.548 | 1008.683 | 1049.176 | Competitive | Competitive | 1 | TRUE | TRUE | 1 | Competitive | 1.43 | Non-Competitive
SSNGJE25 KDLKG_75_A FROM_TO | SSNGJE25 | KDLKG_75_A | 1793 | 1 | 1 | KING____345A | KUYDAL755010 | FROM_TO | 36066.05 | 35933.59 | -1462.2 | 0 | 826.106 | 1174.726 | -0.15591 | 0.13514 | -0.57977 | 0.14079 | 1867.573 | -1628.05 | 0 | 2445.602 | 1769.644 | 2678.186 | 1841.369 | 2369.322 | 1651.091 | 2493.047 | 4924.648 | 2434.287 | 1744.124 | 2442.721 | 1763.274 | Competitive | Competitive | 0 | TRUE | TRUE | 1 | Competitive | 1.25 | Competitive
SSNGJE25 KDLKG_75_A TO_FROM | SSNGJE25 | KDLKG_75_A | 1793 | 1 | 1 | KING____345A | KUYDAL755010 | TO_FROM | 36066.05 | 33330.49 | -882.001 | 0 | 1174.726 | 826.105 | -0.13514 | 0.15591 | -0.14079 | 0.57978 | 2335.782 | -816.72 | 0 | 1395.024 | 2525.65 | 1536.375 | 2678.186 | 1315.972 | 2468.743 | 4924.648 | 2493.047 | 1428.158 | 2469.538 | 1442.185 | 2476.018 | Competitive | Non-Competitive | 0 | TRUE | FALSE | 1 | Non-Competitive | 1.25 | Non-Competitive
SSNGJE25 KDLRNS75_A FROM_TO | SSNGJE25 | KDLRNS75_A | 1793 | 1 | 1 | ROANS___345C | KUYDAL755010 | FROM_TO | 36066.05 | 34886.55 | -859.723 | 0 | 1145.218 | 1035.558 | -0.13452 | 0.15652 | -0.41961 | 0.15652 | 2358.093 | -794.418 | 0 | 1394.046 | 2525.937 | 1514.908 | 2677.185 | 1310.821 | 2472.512 | 4917.361 | 2492.684 | 1424.921 | 2470.046 | 1440.28 | 2475.834 | Competitive | Non-Competitive | 0 | TRUE | FALSE | 1 | Non-Competitive | 0.875 | Non-Competitive
SSNGJE25 KDLRNS75_A TO_FROM | SSNGJE25 | KDLRNS75_A | 1793 | 1 | 1 | ROANS___345C | KUYDAL755010 | TO_FROM | 36066.05 | 35717.49 | -1484.55 | 0 | 1035.565 | 1133.813 | -0.15652 | 0.13452 | -0.15652 | 0.41961 | 1845.293 | -1650.38 | 0 | 2446.593 | 1768.814 | 2677.185 | 1821.148 | 2375.193 | 1643.986 | 2492.684 | 4917.361 | 2435.761 | 1741.108 | 2443.22 | 1762.127 | Competitive | Competitive | 0 | TRUE | TRUE | 1 | Competitive | 0.875 | Competitive
SSNGJE25 KDLRTW74_A FROM_TO | SSNGJE25 | KDLRTW74_A | 2279 | 1 | 1 | KUYDAL745005 | RTHWOD__345A | FROM_TO | 36066.05 | 37609.55 | -751.462 | 0 | 1190.613 | 925.211 | -0.12848 | 0.062556 | -0.41659 | 0.53223 | 1577.745 | -670.867 | 0 | 1449.444 | 2530.574 | 1451.759 | 2522.792 | 1278.469 | 2475.087 | 1387.289 | 2433.629 | 1402.916 | 2435.865 | 1461.069 | 2443.148 | Competitive | Competitive | 1 | TRUE | FALSE | 1 | Non-Competitive | 0.8515 | Non-Competitive
SSNGJE25 KDLRTW74_A TO_FROM | SSNGJE25 | KDLRTW74_A | 2279 | 1 | 1 | KUYDAL745005 | RTHWOD__345A | TO_FROM | 36066.05 | 37513.62 | -974.286 | 0 | 925.211 | 1190.613 | -0.06256 | 0.12848 | -0.53223 | 0.41659 | 1521.163 | -1107.66 | 0 | 2459.797 | 1866.483 | 2522.792 | 1870.065 | 2395.563 | 1603.204 | 2433.629 | 1788.573 | 2412.008 | 1741.909 | 2419.665 | 1827.288 | Competitive | Competitive | 1 | TRUE | TRUE | 1 | Competitive | 0.8515 | Non-Competitive
SSNGJE25 KDLTB_74_A FROM_TO | SSNGJE25 | KDLTB_74_A | 1793 | 1 | 1 | KUYDAL745005 | TOMBAL__345B | FROM_TO | 36066.05 | 36854.44 | -1002.73 | 0 | 911.018 | 1138.202 | -0.06334 | 0.12769 | -0.38875 | 0.46699 | 1492.803 | -1136.15 | 0 | 2460.614 | 1867.277 | 2522 | 1868.142 | 2405.499 | 1592.446 | 2433.323 | 1788.575 | 2413.404 | 1736.032 | 2419.973 | 1828.643 | Competitive | Competitive | 1 | TRUE | TRUE | 1 | Competitive | 0.7815 | Non-Competitive
SSNGJE25 KDLTB_74_A TO_FROM | SSNGJE25 | KDLTB_74_A | 1793 | 1 | 1 | KUYDAL745005 | TOMBAL__345B | TO_FROM | 36066.05 | 36440.96 | -722.919 | 0 | 1138.202 | 921.672 | -0.12769 | 0.063341 | -0.46699 | 0.38875 | 1606.143 | -642.386 | 0 | 1449.242 | 2530.112 | 1449.8 | 2522 | 1270.807 | 2481.352 | 1386.488 | 2433.323 | 1397.615 | 2436.11 | 1460.607 | 2442.49 | Competitive | Competitive | 1 | TRUE | FALSE | 1 | Non-Competitive | 0.7815 | Non-Competitive
SSNGJE25 KG_RTW74_A FROM_TO | SSNGJE25 | KG_RTW74_A | 1710 | 1 | 1 | KING____345A | RTHWOD__345A | FROM_TO | 36066.05 | 36367.91 | -828.139 | 0 | 935.238 | 1193.705 | -0.05365 | 0.14761 | -0.47138 | 0.15763 | 1568.401 | -959.756 | 0 | 2442.676 | 1876.64 | 2524.943 | 1872.858 | 2386.828 | 1586.349 | 2444.78 | 1791.745 | 2406.605 | 1734.431 | 2411.546 | 1839.429 | Competitive | Competitive | 1 | TRUE | TRUE | 1 | Competitive | 0.703 | Non-Competitive
SSNGJE25 KG_RTW74_A TO_FROM | SSNGJE25 | KG_RTW74_A | 1710 | 1 | 1 | KING____345A | RTHWOD__345A | TO_FROM | 36066.05 | 37866.37 | -825.374 | 0 | 1153.206 | 935.901 | -0.14761 | 0.053651 | -0.15763 | 0.47138 | 1369.64 | -737.801 | 0 | 1454.587 | 2509.214 | 1452.149 | 2524.943 | 1266.54 | 2462.091 | 1387.555 | 2444.78 | 1395.275 | 2427.063 | 1466.349 | 2431.641 | Competitive | Competitive | 1 | TRUE | FALSE | 1 | Non-Competitive | 0.703 | Non-Competitive
SSNGJE25 RNSSNG75_A FROM_TO | SSNGJE25 | RNSSNG75_A | 2194 | 1 | 1 | ROANS___345C | SNGLTN_345 | FROM_TO | 36066.05 | 31233.09 | -1404.24 | 0 | 10000 | 1048.962 | -0.09401 | 0.84348 | -0.09908 | 0.84348 | 2638.727 | -1511.61 | 0 | 2179.087 | 1850.479 | 10000 | 1914.411 | 2132.524 | 1712.567 | 10000 | 1835.631 | 6700.603 | 1829.136 | 6705.027 | 1854.477 | Non-Competitive | Non-Competitive | 0 | TRUE | FALSE | 1 | Non-Competitive | 0.727 | Non-Competitive
SSNGJE25 RNSSNG75_A TO_FROM | SSNGJE25 | RNSSNG75_A | 2194 | 1 | 1 | ROANS___345C | SNGLTN_345 | TO_FROM | 36066.05 | 35991.54 | -1399.62 | 0 | 1058.535 | 10000 | -0.84348 | 0.09401 | -0.84348 | 0.099078 | 2270.124 | -1545.12 | 0 | 1441.579 | 2228.701 | 1481.704 | 10000 | 1351.682 | 2194.039 | 1433.28 | 10000 | 1467.534 | 6718.575 | 1485.155 | 6722.069 | Non-Competitive | Non-Competitive | 0 | TRUE | FALSE | 1 | Non-Competitive | 0.727 | Non-Competitive
SSNGJE25 SNGTB_74_A FROM_TO | SSNGJE25 | SNGTB_74_A | 1924 | 1 | 1 | SNGLTN_345 | TOMBAL__345B | FROM_TO | 36066.05 | 34154.65 | -848.02 | 0 | 1171.499 | 1349.848 | -0.11726 | 0.11543 | -0.36597 | 0.12194 | 2753.778 | -801.314 | 0 | 1413.341 | 2559.35 | 1446.742 | 2559.35 | 1353.579 | 2483.674 | 1442.411 | 2798.44 | 1434.57 | 2527.062 | 1443.234 | 2538.88 | Competitive | Non-Competitive | 0 | TRUE | FALSE | 1 | Non-Competitive | 0.7345 | Non-Competitive
SSNGJE25 SNGTB_74_A TO_FROM | SSNGJE25 | SNGTB_74_A | 1924 | 1 | 1 | SNGLTN_345 | TOMBAL__345B | TO_FROM | 36066.05 | 35911.38 | -1703.24 | 0 | 1349.842 | 1154.033 | -0.11543 | 0.11726 | -0.12194 | 0.36597 | 1942.935 | -1888.07 | 0 | 2470.68 | 1799.534 | 2470.68 | 1851.857 | 2370.508 | 1709.438 | 2798.44 | 1782.8 | 2480.777 | 1769.004 | 2495.924 | 1781.041 | Competitive | Competitive | 0 | TRUE | TRUE | 1 | Competitive | 0.7345 | Competitive
SSNGJE25 SNGXGC75_1 FROM_TO | SSNGJE25 | SNGXGC75_1 | 1631 | 1 | 1 | GIBN_CREK_5 | SNGLTN_345 | FROM_TO | 36066.05 | 28541.52 | -1264.21 | 0 | 1132.903 | 875.279 | -0.16008 | 0.30252 | -0.16338 | 0.30252 | 3399.957 | -1203.47 | 0 | 1420.416 | 2376.161 | 2380.407 | 2430.555 | 1366.418 | 2341.675 | 2991.609 | 2588.031 | 1367.134 | 2394.456 | 1373.463 | 2399.495 | Competitive | Non-Competitive | 0 | TRUE | FALSE | 1 | Non-Competitive | 0.7185 | Non-Competitive
SSNGJE25 SNGXGC75_1 TO_FROM | SSNGJE25 | SNGXGC75_1 | 1631 | 1 | 1 | GIBN_CREK_5 | SNGLTN_345 | TO_FROM | 36066.05 | 32427.57 | -2067.23 | 0 | 890.977 | 1126.666 | -0.30252 | 0.16008 | -0.30252 | 0.16337 | 2707.688 | -2193.22 | 0 | 2280.38 | 1800.147 | 2331.442 | 2380.407 | 2213.537 | 1719.546 | 2588.031 | 2991.609 | 2326.702 | 1643.786 | 2337.603 | 1652.034 | Competitive | Competitive | 0 | TRUE | TRUE | 1 | Competitive | 0.7185 | Competitive
SSNGJE25 SNGXGC99_1 FROM_TO | SSNGJE25 | SNGXGC99_1 | 1631 | 1 | 1 | GIBN_CREK_5 | SNGLTN_345 | FROM_TO | 36066.05 | 28541.52 | -1264.21 | 0 | 1132.903 | 875.279 | -0.16008 | 0.30252 | -0.16338 | 0.30252 | 3399.957 | -1203.47 | 0 | 1420.416 | 2376.161 | 2380.407 | 2430.555 | 1366.418 | 2341.675 | 2991.609 | 2588.031 | 1367.134 | 2394.456 | 1373.463 | 2399.495 | Competitive | Non-Competitive | 0 | TRUE | FALSE | 1 | Non-Competitive | 0.906 | Non-Competitive
SSNGJE25 SNGXGC99_1 TO_FROM | SSNGJE25 | SNGXGC99_1 | 1631 | 1 | 1 | GIBN_CREK_5 | SNGLTN_345 | TO_FROM | 36066.05 | 32427.57 | -2067.23 | 0 | 890.977 | 1126.666 | -0.30252 | 0.16008 | -0.30252 | 0.16337 | 2707.688 | -2193.22 | 0 | 2280.38 | 1800.147 | 2331.442 | 2380.407 | 2213.537 | 1719.546 | 2588.031 | 2991.609 | 2326.702 | 1643.786 | 2337.603 | 1652.034 | Competitive | Competitive | 0 | TRUE | TRUE | 1 | Competitive | 0.906 | Competitive
SSNGJEW5 260_A_1 FROM_TO | SSNGJEW5 | 260_A_1 | 1450 | 1 | 1 | JEWETT_N5 | SNGLTN_345 | FROM_TO | 36066.05 | 25588.04 | -1779.95 | 0 | 1101.453 | 1162.135 | -0.16961 | 0.1424 | -0.17278 | 0.19896 | 4310.432 | -1636.46 | 0 | 1484.954 | 2175.886 | 1462.044 | 2295.952 | 1469 | 2091.572 | 1380.998 | 2472.709 | 1534.614 | 2242.366 | 1536.507 | 2249.452 | Competitive | Non-Competitive | 0 | TRUE | FALSE | 1 | Non-Competitive | 0.719 | Non-Competitive
SSNGJEW5 260_A_1 TO_FROM | SSNGJEW5 | 260_A_1 | 1450 | 1 | 1 | JEWETT_N5 | SNGLTN_345 | TO_FROM | 36066.05 | 27902.4 | -2315.77 | 0 | 1162.138 | 1101.977 | -0.1424 | 0.16961 | -0.19896 | 0.17278 | 3230.316 | -2545.7 | 0 | 2039.106 | 1913.249 | 2198.697 | 1886.863 | 1958.77 | 1888.046 | 2472.709 | 1787.084 | 2162.997 | 1903.192 | 2170.501 | 1905.961 | Competitive | Competitive | 0 | TRUE | TRUE | 1 | Competitive | 0.719 | Competitive
SSNGJEW5 424T424_1 FROM_TO | SSNGJEW5 | 424T424_1 | 1631 | 1 | 1 | BROWN_5 | SARC7A | FROM_TO | 36066.05 | 40355.12 | -869.095 | 0 | 1067.882 | 1027.286 | -0.09417 | 0.012845 | -0.29577 | 0.09507 | 330.6688 | -228.136 | 0 |  | 2690.198 | 1023.147 | 2690.198 | 1006.957 | 2091.9 | 967.015 | 3054.939 | 966.15 | 2791.595 | 969.527 | 2909.682 | Competitive | Competitive | 1 | TRUE | FALSE | 1 | Non-Competitive | 0.961 | Non-Competitive
SSNGJEW5 424T424_1 TO_FROM | SSNGJEW5 | 424T424_1 | 1631 | 1 | 1 | BROWN_5 | SARC7A | TO_FROM | 36066.05 | 41201.02 | -277.925 | 0 | 1027.286 | 1067.882 | -0.01285 | 0.15966 | -0.09507 | 0.29577 | 1153.304 | -296.496 | 0 | 873.973 |  | 909.93 | 1117.858 | 818.284 | 1099.596 | 1122.287 | 1058.165 | 996.428 | 1045.797 | 1008.67 | 1049.42 | Competitive | Competitive | 1 | TRUE | TRUE | 1 | Competitive | 0.961 | Non-Competitive
SSNGJEW5 KDLKG_75_A FROM_TO | SSNGJEW5 | KDLKG_75_A | 1793 | 1 | 1 | KING____345A | KUYDAL755010 | FROM_TO | 36066.05 | 35952.72 | -1455.65 | 0 | 844.133 | 1175.014 | -0.15656 | 0.13464 | -0.58034 | 0.14029 | 1856.546 | -1618.51 | 0 | 2445.21 | 1771.37 | 2677.184 | 1793.721 | 2369.402 | 1652.218 | 2492.832 | 4917.057 | 2433.659 | 1748.281 | 2441.986 | 1767.577 | Competitive | Competitive | 0 | TRUE | TRUE | 1 | Competitive | 0.703 | Competitive
SSNGJEW5 KDLKG_75_A TO_FROM | SSNGJEW5 | KDLKG_75_A | 1793 | 1 | 1 | KING____345A | KUYDAL755010 | TO_FROM | 36066.05 | 33238.41 | -876.562 | 0 | 1175.015 | 841.182 | -0.13465 | 0.15656 | -0.14029 | 0.58034 | 2322.95 | -812.186 | 0 | 1397.057 | 2525.048 | 1618.618 | 2677.184 | 1317.501 | 2468.494 | 4917.057 | 2492.832 | 1433.147 | 2468.676 | 1447.321 | 2475.076 | Competitive | Non-Competitive | 0 | TRUE | FALSE | 1 | Non-Competitive | 0.703 | Non-Competitive
SSNGJEW5 KDLRNS75_A FROM_TO | SSNGJEW5 | KDLRNS75_A | 1793 | 1 | 1 | ROANS___345C | KUYDAL755010 | FROM_TO | 36066.05 | 34910.43 | -854.284 | 0 | 1133.874 | 1050.324 | -0.13403 | 0.15718 | -0.41905 | 0.15718 | 2345.262 | -789.884 | 0 | 1396.051 | 2525.335 | 1554.352 | 2676.172 | 1312.296 | 2472.286 | 4909.856 | 2492.466 | 1429.786 | 2469.181 | 1445.31 | 2474.89 | Competitive | Non-Competitive | 0 | TRUE | FALSE | 1 | Non-Competitive | 0.7185 | Non-Competitive
SSNGJEW5 KDLRNS75_A TO_FROM | SSNGJEW5 | KDLRNS75_A | 1793 | 1 | 1 | ROANS___345C | KUYDAL755010 | TO_FROM | 36066.05 | 35789.12 | -1478 | 0 | 1032.493 | 1145.286 | -0.15718 | 0.13403 | -0.15718 | 0.41905 | 1834.266 | -1640.83 | 0 | 2446.206 | 1770.517 | 2676.172 | 1794.026 | 2375.312 | 1645.057 | 2492.466 | 4909.856 | 2435.132 | 1745.148 | 2442.486 | 1766.333 | Competitive | Competitive | 0 | TRUE | TRUE | 1 | Competitive | 0.7185 | Competitive
SSNGJEW5 KDLRTW74_A FROM_TO | SSNGJEW5 | KDLRTW74_A | 2279 | 1 | 1 | KUYDAL745005 | RTHWOD__345A | FROM_TO | 36066.05 | 37630.67 | -748.134 | 0 | 1190.671 | 924.922 | -0.12818 | 0.062954 | -0.41627 | 0.53256 | 1569.881 | -668.103 | 0 | 1451.894 | 2529.925 | 1453.665 | 2522.536 | 1279.499 | 2475.022 | 1388.938 | 2433.546 | 1405.731 | 2435.341 | 1464.671 | 2442.495 | Competitive | Competitive | 1 | TRUE | FALSE | 1 | Non-Competitive | 0.75 | Non-Competitive
SSNGJEW5 KDLRTW74_A TO_FROM | SSNGJEW5 | KDLRTW74_A | 2279 | 1 | 1 | KUYDAL745005 | RTHWOD__345A | TO_FROM | 36066.05 | 37525.37 | -970.271 | 0 | 924.922 | 1182.456 | -0.06295 | 0.12818 | -0.53255 | 0.41627 | 1514.425 | -1101.84 | 0 | 2459.354 | 1869.051 | 2522.536 | 1871.788 | 2395.829 | 1603.853 | 2433.546 | 1790.021 | 2411.654 | 1743.936 | 2419.172 | 1830.299 | Competitive | Competitive | 1 | TRUE | TRUE | 1 | Competitive | 0.75 | Non-Competitive
SSNGJEW5 KDLTB_74_A FROM_TO | SSNGJEW5 | KDLTB_74_A | 1793 | 1 | 1 | KUYDAL745005 | TOMBAL__345B | FROM_TO | 36066.05 | 36871.08 | -998.718 | 0 | 921.242 | 1138.232 | -0.06374 | 0.12739 | -0.38908 | 0.46666 | 1486.065 | -1130.33 | 0 | 2460.176 | 1868.969 | 2521.741 | 1872.628 | 2405.816 | 1593.029 | 2433.24 | 1789.996 | 2413.045 | 1737.973 | 2419.484 | 1831.238 | Competitive | Competitive | 1 | TRUE | TRUE | 1 | Competitive | 0.7265 | Non-Competitive
SSNGJEW5 KDLTB_74_A TO_FROM | SSNGJEW5 | KDLTB_74_A | 1793 | 1 | 1 | KUYDAL745005 | TOMBAL__345B | TO_FROM | 36066.05 | 36458.26 | -719.591 | 0 | 1138.232 | 921.242 | -0.12739 | 0.063739 | -0.46666 | 0.38908 | 1598.278 | -639.622 | 0 | 1451.106 | 2529.46 | 1453.47 | 2521.741 | 1271.771 | 2481.315 | 1388.101 | 2433.24 | 1400.325 | 2435.582 | 1463.887 | 2441.84 | Competitive | Competitive | 1 | TRUE | FALSE | 1 | Non-Competitive | 0.7265 | Non-Competitive
SSNGJEW5 KG_RTW74_A FROM_TO | SSNGJEW5 | KG_RTW74_A | 1710 | 1 | 1 | KING____345A | RTHWOD__345A | FROM_TO | 36066.05 | 36383.06 | -824.82 | 0 | 934.963 | 1193.829 | -0.05398 | 0.14736 | -0.47165 | 0.15738 | 1562.818 | -954.956 | 0 | 2442.295 | 1878.311 | 2524.762 | 1874.524 | 2387.08 | 1586.882 | 2396.73 | 1793.136 | 2406.489 | 1736.344 | 2411.331 | 1842.104 | Competitive | Competitive | 1 | TRUE | TRUE | 1 | Competitive | 0.7735 | Non-Competitive
SSNGJEW5 KG_RTW74_A TO_FROM | SSNGJEW5 | KG_RTW74_A | 1710 | 1 | 1 | KING____345A | RTHWOD__345A | TO_FROM | 36066.05 | 37892.35 | -822.613 | 0 | 1153.303 | 935.619 | -0.14736 | 0.05398 | -0.15738 | 0.47165 | 1363.124 | -735.539 | 0 | 1456.413 | 2508.655 | 1453.969 | 2524.762 | 1267.448 | 2462.064 | 1389.122 | 2396.73 | 1397.905 | 2426.813 | 1469.627 | 2431.3 | Competitive | Competitive | 1 | TRUE | FALSE | 1 | Non-Competitive | 0.7735 | Non-Competitive
SSNGJEW5 RNSSNG75_A FROM_TO | SSNGJEW5 | RNSSNG75_A | 2194 | 1 | 1 | ROANS___345C | SNGLTN_345 | FROM_TO | 36066.05 | 31387.8 | -1396.52 | 0 | 10000 | 1048.99 | -0.09466 | 0.84282 | -0.09975 | 0.84282 | 2627.101 | -1501.44 | 0 | 2181.617 | 1853.154 | 10000 | 1917.236 | 2135.375 | 1714.402 | 10000 | 1838.105 | 6721.242 | 1833.593 | 6725.586 | 1859.202 | Non-Competitive | Non-Competitive | 0 | TRUE | FALSE | 1 | Non-Competitive | 0.7655 | Non-Competitive
SSNGJEW5 RNSSNG75_A TO_FROM | SSNGJEW5 | RNSSNG75_A | 2194 | 1 | 1 | ROANS___345C | SNGLTN_345 | TO_FROM | 36066.05 | 36007.88 | -1391.45 | 0 | 1048.99 | 10000 | -0.84282 | 0.09466 | -0.84282 | 0.099748 | 2256.184 | -1536.52 | 0 | 1444.196 | 2231.09 | 1484.449 | 10000 | 1353.65 | 2196.662 | 1435.716 | 10000 | 1472.322 | 6739.019 | 1490.168 | 6742.453 | Non-Competitive | Non-Competitive | 0 | TRUE | FALSE | 1 | Non-Competitive | 0.7655 | Non-Competitive
SSNGJEW5 SNGTB_74_A FROM_TO | SSNGJEW5 | SNGTB_74_A | 1924 | 1 | 1 | SNGLTN_345 | TOMBAL__345B | FROM_TO | 36066.05 | 34190.52 | -841.038 | 0 | 1171.631 | 1346.744 | -0.11663 | 0.11626 | -0.36527 | 0.1228 | 2737.333 | -795.53 | 0 | 1415.591 | 2558.718 | 1449.052 | 2558.718 | 1355.444 | 2483.365 | 1444.477 | 2797.541 | 1438.334 | 2525.991 | 1447.078 | 2537.707 | Competitive | Non-Competitive | 0 | TRUE | FALSE | 1 | Non-Competitive | 0.7425 | Non-Competitive
SSNGJEW5 SNGTB_74_A TO_FROM | SSNGJEW5 | SNGTB_74_A | 1924 | 1 | 1 | SNGLTN_345 | TOMBAL__345B | TO_FROM | 36066.05 | 36027.91 | -1694.86 | 0 | 1346.753 | 1154.156 | -0.11626 | 0.11663 | -0.12279 | 0.36527 | 1928.761 | -1875.84 | 0 | 2470.257 | 1801.495 | 2470.257 | 1853.855 | 2370.529 | 1710.941 | 2797.541 | 1784.55 | 2479.974 | 1771.672 | 2494.984 | 1783.784 | Competitive | Competitive | 0 | TRUE | TRUE | 1 | Competitive | 0.7425 | Competitive
SSNGJEW5 SNGXGC75_1 FROM_TO | SSNGJEW5 | SNGXGC75_1 | 1631 | 1 | 1 | GIBN_CREK_5 | SNGLTN_345 | FROM_TO | 36066.05 | 28459.3 | -1264.24 | 0 | 1128.6 | 879.253 | -0.16055 | 0.30095 | -0.16385 | 0.30095 | 3396.531 | -1200.69 | 0 | 1403.455 | 2399.093 | 2350.358 | 2430.644 | 1349.115 | 2342.796 | 2988.512 | 2587.98 | 1330.545 | 2394.767 | 1336.94 | 2404 | Competitive | Non-Competitive | 0 | TRUE | FALSE | 1 | Non-Competitive | 0.7185 | Non-Competitive
SSNGJEW5 SNGXGC75_1 TO_FROM | SSNGJEW5 | SNGXGC75_1 | 1631 | 1 | 1 | GIBN_CREK_5 | SNGLTN_345 | TO_FROM | 36066.05 | 32391.99 | -2063.59 | 0 | 879.253 | 1128.599 | -0.30095 | 0.16055 | -0.30095 | 0.16385 | 2711.744 | -2205.07 | 0 | 2302.006 | 1781.715 | 2331.622 | 2350.358 | 2215.105 | 1700.073 | 2587.98 | 2988.512 | 2327.265 | 1605.615 | 2342.062 | 1614.066 | Competitive | Competitive | 0 | TRUE | TRUE | 1 | Competitive | 0.7185 | Competitive
SSNGJEW5 SNGXGC99_1 FROM_TO | SSNGJEW5 | SNGXGC99_1 | 1631 | 1 | 1 | GIBN_CREK_5 | SNGLTN_345 | FROM_TO | 36066.05 | 28459.3 | -1264.24 | 0 | 1128.6 | 879.253 | -0.16055 | 0.30095 | -0.16385 | 0.30095 | 3396.531 | -1200.69 | 0 | 1403.455 | 2399.093 | 2350.358 | 2430.644 | 1349.115 | 2342.796 | 2988.512 | 2587.98 | 1330.545 | 2394.767 | 1336.94 | 2404 | Competitive | Non-Competitive | 0 | TRUE | FALSE | 1 | Non-Competitive | 0.789 | Non-Competitive
SSNGJEW5 SNGXGC99_1 TO_FROM | SSNGJEW5 | SNGXGC99_1 | 1631 | 1 | 1 | GIBN_CREK_5 | SNGLTN_345 | TO_FROM | 36066.05 | 32391.99 | -2063.59 | 0 | 879.253 | 1128.599 | -0.30095 | 0.16055 | -0.30095 | 0.16385 | 2711.744 | -2205.07 | 0 | 2302.006 | 1781.715 | 2331.622 | 2350.358 | 2215.105 | 1700.073 | 2587.98 | 2988.512 | 2327.265 | 1605.615 | 2342.062 | 1614.066 | Competitive | Competitive | 0 | TRUE | TRUE | 1 | Competitive | 0.789 | Competitive
SSNGRNS5 240__A FROM_TO | SSNGRNS5 | 240__A | 1450 | 1 | 1 | JEWETT_S5 | SNGLTN_345 | FROM_TO | 36066.05 | 27623.82 | -1348.93 | 0 | 1133.234 | 930.06 | -0.11165 | 0.10813 | -0.14305 | 0.18857 | 3315.545 | -1238.71 | 0 | 1435.324 | 2203.276 | 1350.976 | 2324.906 | 1412.866 | 2118.104 | 1359.073 | 2324.906 | 1456.653 | 2317.889 | 1459.814 | 2325.383 | Competitive | Non-Competitive | 0 | TRUE | FALSE | 1 | Non-Competitive | 0.7655 | Non-Competitive
SSNGRNS5 240__A TO_FROM | SSNGRNS5 | 240__A | 1450 | 1 | 1 | JEWETT_S5 | SNGLTN_345 | TO_FROM | 36066.05 | 30841.79 | -1795.81 | 0 | 930.063 | 1135.718 | -0.10813 | 0.11165 | -0.18857 | 0.14305 | 2469.484 | -1993.7 | 0 | 2062.876 | 1860.012 | 2224.724 | 1752.778 | 1981.92 | 1824.344 | 2224.724 | 1765.576 | 2232.526 | 1821.69 | 2240.419 | 1826.381 | Competitive | Competitive | 0 | TRUE | TRUE | 1 | Competitive | 0.7655 | Competitive
SSNGRNS5 260_A_1 FROM_TO | SSNGRNS5 | 260_A_1 | 1450 | 1 | 1 | JEWETT_N5 | SNGLTN_345 | FROM_TO | 36066.05 | 27966.9 | -1280.56 | 0 | 1153.524 | 917.068 | -0.10063 | 0.1057 | -0.13456 | 0.17624 | 3119.297 | -1176.39 | 0 | 1508.519 | 2209.679 | 1478.604 | 2335.719 | 1487.046 | 2110.669 | 1491.603 | 2356.785 | 1562.138 | 2333.167 | 1565.091 | 2343.031 | Competitive | Non-Competitive | 0 | TRUE | FALSE | 1 | Non-Competitive | 0.727 | Non-Competitive
SSNGRNS5 260_A_1 TO_FROM | SSNGRNS5 | 260_A_1 | 1450 | 1 | 1 | JEWETT_N5 | SNGLTN_345 | TO_FROM | 36066.05 | 31255.48 | -1692.73 | 0 | 924.614 | 1156.048 | -0.1057 | 0.10063 | -0.17624 | 0.13456 | 2333.895 | -1855.33 | 0 | 2066.651 | 1941.559 | 2234.371 | 1904.296 | 1972.095 | 1908.019 | 2254.04 | 1924.472 | 2245.097 | 1930.037 | 2255.369 | 1934.3 | Competitive | Competitive | 0 | TRUE | TRUE | 1 | Competitive | 0.727 | Competitive
SSNGRNS5 424T424_1 FROM_TO | SSNGRNS5 | 424T424_1 | 1631 | 1 | 1 | BROWN_5 | SARC7A | FROM_TO | 36066.05 | 40365.95 | -867.31 | 0 | 1080.559 | 1019.049 | -0.09406 | 0.012865 | -0.29567 | 0.095167 | 325.1966 | -225.434 | 0 |  | 2690.674 | 1019.46 | 2690.674 | 1001.115 | 2101.172 | 961.995 | 3054.894 | 959.455 | 2794.368 | 962.913 | 2910.289 | Competitive | Competitive | 1 | TRUE | FALSE | 1 | Non-Competitive | 0.75 | Non-Competitive
SSNGRNS5 424T424_1 TO_FROM | SSNGRNS5 | 424T424_1 | 1631 | 1 | 1 | BROWN_5 | SARC7A | TO_FROM | 36066.05 | 41248.64 | -276.91 | 0 | 1027 | 1062.824 | -0.01286 | 0.15957 | -0.09517 | 0.29567 | 1148.931 | -296.038 | 0 | 874.075 |  | 910.023 | 1113.67 | 818.329 | 1092.733 | 1122.368 | 1052.548 | 997.019 | 1038.197 | 1009.089 | 1041.961 | Competitive | Competitive | 1 | TRUE | TRUE | 1 | Competitive | 0.75 | Non-Competitive
SSNGRNS5 KDLKG_75_A FROM_TO | SSNGRNS5 | KDLKG_75_A | 1793 | 1 | 1 | KING____345A | KUYDAL755010 | FROM_TO | 36066.05 | 37836.79 | 22.4919 | 0 | 789.462 | 10000 | -0.99938 | 0.000617 | -0.99938 | 0.000617 | 22.3119 | 22.6637 | 0 |  | 10000 | 789.462 | 10000 | 789.462 | 10000 | 789.462 | 10000 | 789.462 | 10000 | 789.462 | 10000 | Competitive | Competitive | 1 | TRUE | FALSE | 1 | Non-Competitive | 0.75 | Non-Competitive
SSNGRNS5 KDLKG_75_A TO_FROM | SSNGRNS5 | KDLKG_75_A | 1793 | 1 | 1 | KING____345A | KUYDAL755010 | TO_FROM | 36066.05 | 92690.8 | -22.3098 | 0 | 10000 | 0 | -0.00062 | 0.99938 | -0.00062 | 0.99938 | 910.6902 | -22.2807 | 0 | 10000 |  | 10000 | 921.6 | 10000 | 921.6 | 10000 | 921.6 | 10000 | 921.6 | 10000 | 921.6 | Competitive | Competitive | 1 | TRUE | FALSE | 1 | Non-Competitive | 0.75 | Non-Competitive
SSNGRNS5 KDLRNS75_A FROM_TO | SSNGRNS5 | KDLRNS75_A | 1793 | 1 | 1 | ROANS___345C | KUYDAL755010 | FROM_TO | 36066.05 | 92690.8 | 0 | 0 | 10000 | 789.462 | 0 | 1 | 0 | 1 | 933 | 0 | 0 | 10000 |  | 10000 |  | 10000 |  | 10000 |  | 10000 |  | 10000 | 0 | Competitive | Competitive | 1 | TRUE | FALSE | 1 | Non-Competitive | 0.75 | Non-Competitive
SSNGRNS5 KDLRNS75_A TO_FROM | SSNGRNS5 | KDLRNS75_A | 1793 | 1 | 1 | ROANS___345C | KUYDAL755010 | TO_FROM | 36066.05 | 37859.05 | 0 | 0 | 789.462 | 10000 | -1 | 0 | -1 | 0 | 0 | 0 | 0 |  | 10000 |  | 10000 |  | 10000 |  | 10000 |  | 10000 | 0 | 10000 | Competitive | Competitive | 1 | TRUE | FALSE | 1 | Non-Competitive | 0.75 | Non-Competitive
SSNGRNS5 KDLRTW74_A FROM_TO | SSNGRNS5 | KDLRTW74_A | 2279 | 1 | 1 | KUYDAL745005 | RTHWOD__345A | FROM_TO | 36066.05 | 36134.6 | -1179.41 | 0 | 1148.823 | 904.109 | -0.17476 | 0.084765 | -0.43737 | 0.51324 | 2249.02 | -1096.4 | 0 | 1418.326 | 2233.149 | 1484.416 | 2236.582 | 1322.273 | 2203.065 | 1419.346 | 2088.869 | 1457.22 | 2063.645 | 1479.63 | 2065.714 | Competitive | Competitive | 1 | TRUE | FALSE | 1 | Non-Competitive | 0.758 | Non-Competitive
SSNGRNS5 KDLRTW74_A TO_FROM | SSNGRNS5 | KDLRTW74_A | 2279 | 1 | 1 | KUYDAL745005 | RTHWOD__345A | TO_FROM | 36066.05 | 36149.1 | -1373.32 | 0 | 920.976 | 1148.823 | -0.08476 | 0.17476 | -0.51324 | 0.43737 | 2237.175 | -1514.93 | 0 | 2172.817 | 1817.413 | 2236.582 | 1922.673 | 2131.828 | 1670.374 | 2088.869 | 1839.768 | 2043.39 | 1821.25 | 2046.067 | 1853.632 | Competitive | Competitive | 1 | TRUE | TRUE | 1 | Competitive | 0.758 | Non-Competitive
SSNGRNS5 KDLTB_74_A FROM_TO | SSNGRNS5 | KDLTB_74_A | 1793 | 1 | 1 | KUYDAL745005 | TOMBAL__345B | FROM_TO | 36066.05 | 34922.93 | -1401.76 | 0 | 915.034 | 1124.78 | -0.08555 | 0.17398 | -0.37482 | 0.48597 | 2208.711 | -1543.29 | 0 | 2172.769 | 1815.954 | 2176.831 | 1923.191 | 2136.649 | 1661.563 | 2088.269 | 1839.604 | 2042.988 | 1816.811 | 2045.154 | 1852.617 | Competitive | Competitive | 0 | TRUE | TRUE | 1 | Competitive | 0.758 | Competitive
SSNGRNS5 KDLTB_74_A TO_FROM | SSNGRNS5 | KDLTB_74_A | 1793 | 1 | 1 | KUYDAL745005 | TOMBAL__345B | TO_FROM | 36066.05 | 35190.47 | -1150.99 | 0 | 1124.78 | 912.878 | -0.17398 | 0.08555 | -0.48597 | 0.37482 | 2277.532 | -1068.06 | 0 | 1416.92 | 2232.336 | 1484.205 | 2176.831 | 1316.078 | 2205.659 | 1418.63 | 2088.269 | 1453.217 | 2062.517 | 1477.944 | 2064.228 | Competitive | Non-Competitive | 0 | TRUE | FALSE | 1 | Non-Competitive | 0.758 | Non-Competitive
SSNGRNS5 KG_RTW74_A FROM_TO | SSNGRNS5 | KG_RTW74_A | 1710 | 1 | 1 | KING____345A | RTHWOD__345A | FROM_TO | 36066.05 | 34648.62 | -1252.59 | 0 | 874.099 | 1117.497 | -0.07772 | 0.19921 | -0.4497 | 0.19921 | 2332.282 | -1398.76 | 0 | 2143.148 | 1813.5 | 2161.926 | 1921.384 | 2105.398 | 1658.574 | 2038.764 | 1839.52 | 2008.825 | 1813.565 | 2011.014 | 1851.014 | Competitive | Competitive | 0 | TRUE | TRUE | 1 | Competitive | 0.711 | Competitive
SSNGRNS5 KG_RTW74_A TO_FROM | SSNGRNS5 | KG_RTW74_A | 1710 | 1 | 1 | KING____345A | RTHWOD__345A | TO_FROM | 36066.05 | 34565.88 | -1287.15 | 0 | 1127.448 | 872.614 | -0.19921 | 0.077717 | -0.19921 | 0.4497 | 2076.104 | -1193.37 | 0 | 1415.299 | 2199.962 | 1482.953 | 2161.926 | 1314.198 | 2172.695 | 1418.331 | 2038.764 | 1450.804 | 2026.315 | 1476.601 | 2027.967 | Competitive | Non-Competitive | 0 | TRUE | FALSE | 1 | Non-Competitive | 0.711 | Non-Competitive
SSNGRNS5 SNGTB_74_A FROM_TO | SSNGRNS5 | SNGTB_74_A | 1924 | 1 | 1 | SNGLTN_345 | TOMBAL__345B | FROM_TO | 36066.05 | 32528.41 | -1336.34 | 0 | 1063.138 | 1345.296 | -0.16862 | 0.14049 | -0.38443 | 0.14698 | 3589.446 | -1286.15 | 0 | 1443.244 | 2306.127 | 1484.417 | 2395.065 | 1383.847 | 2263.972 | 1426.238 | 2562.057 | 1489.403 | 2213.625 | 1497.557 | 2218.366 | Competitive | Non-Competitive | 0 | TRUE | FALSE | 1 | Non-Competitive | 0.7345 | Non-Competitive
SSNGRNS5 SNGTB_74_A TO_FROM | SSNGRNS5 | SNGTB_74_A | 1924 | 1 | 1 | SNGLTN_345 | TOMBAL__345B | TO_FROM | 36066.05 | 29976.43 | -2208.15 | 0 | 1345.3 | 1063.137 | -0.14049 | 0.16862 | -0.14698 | 0.38443 | 2798.78 | -2365.18 | 0 | 2231.758 | 1850.411 | 2395.065 | 1915.244 | 2167.499 | 1759.327 | 2562.057 | 1841.425 | 2177.287 | 1855.021 | 2184.732 | 1866.602 | Competitive | Competitive | 0 | TRUE | TRUE | 1 | Competitive | 0.7345 | Competitive
SSNGRNS5 SNGXGC75_1 FROM_TO | SSNGRNS5 | SNGXGC75_1 | 1631 | 1 | 1 | GIBN_CREK_5 | SNGLTN_345 | FROM_TO | 36066.05 | 31769.26 | -832.64 | 0 | 1340.551 | 869.813 | -0.0862 | 0.32479 | -0.13207 | 0.32479 | 2449.765 | -818.376 | 0 | 1391.38 | 2478.989 | 2803.842 | 2496.342 | 1312.571 | 2417.922 | 2979.448 | 2496.342 | 1262.632 | 2555.259 | 1273.902 | 2565.308 | Competitive | Non-Competitive | 0 | TRUE | FALSE | 1 | Non-Competitive | 0.797 | Non-Competitive
SSNGRNS5 SNGXGC75_1 TO_FROM | SSNGRNS5 | SNGXGC75_1 | 1631 | 1 | 1 | GIBN_CREK_5 | SNGLTN_345 | TO_FROM | 36066.05 | 35116.1 | -1559 | 0 | 872.467 | 1340.55 | -0.32479 | 0.086198 | -0.32479 | 0.13207 | 1928.104 | -1613.31 | 0 | 2377.606 | 1752.135 | 2393.886 | 2803.842 | 2291.13 | 1636.131 | 2393.886 | 2979.448 | 2483.273 | 1474.728 | 2497.519 | 1488.509 | Competitive | Competitive | 0 | TRUE | TRUE | 1 | Competitive | 0.797 | Competitive
SSNGRNS5 SNGXGC99_1 FROM_TO | SSNGRNS5 | SNGXGC99_1 | 1631 | 1 | 1 | GIBN_CREK_5 | SNGLTN_345 | FROM_TO | 36066.05 | 31769.26 | -832.64 | 0 | 1340.551 | 869.813 | -0.0862 | 0.32479 | -0.13207 | 0.32479 | 2449.765 | -818.376 | 0 | 1391.38 | 2478.989 | 2803.842 | 2496.342 | 1312.571 | 2417.922 | 2979.448 | 2496.342 | 1262.632 | 2555.259 | 1273.902 | 2565.308 | Competitive | Non-Competitive | 0 | TRUE | FALSE | 1 | Non-Competitive | 0.742 | Non-Competitive
SSNGRNS5 SNGXGC99_1 TO_FROM | SSNGRNS5 | SNGXGC99_1 | 1631 | 1 | 1 | GIBN_CREK_5 | SNGLTN_345 | TO_FROM | 36066.05 | 35116.1 | -1559 | 0 | 872.467 | 1340.55 | -0.32479 | 0.086198 | -0.32479 | 0.13207 | 1928.104 | -1613.31 | 0 | 2377.606 | 1752.135 | 2393.886 | 2803.842 | 2291.13 | 1636.131 | 2393.886 | 2979.448 | 2483.273 | 1474.728 | 2497.519 | 1488.509 | Competitive | Competitive | 0 | TRUE | TRUE | 1 | Competitive | 0.742 | Competitive
SSPVTME8 1295__A FROM_TO | SSPVTME8 | 1295__A | 510 | 8 | 8 | TEMP_SS__8 | TEMP_PEC__8 | FROM_TO | 36066.05 | 37064.23 | -210.161 | 0 | 850.301 | 1098.614 | -0.02056 | 0.023107 | -0.27682 | 0.31847 | 233.1202 | -223.923 | 0 | 10000 | 10000 | 1796.809 | 1735.079 | 1115.458 | 1758.88 | 3430.327 | 1504.368 | 1619.602 | 1661.207 | 2057.291 | 1646.698 | Competitive | Competitive | 1 | TRUE | TRUE | 1 | Competitive | 0.742 | Non-Competitive
SSPVTME8 1295__A TO_FROM | SSPVTME8 | 1295__A | 510 | 8 | 8 | TEMP_SS__8 | TEMP_PEC__8 | TO_FROM | 36066.05 | 36546.98 | -180.829 | 0 | 1098.614 | 842.122 | -0.02311 | 0.020565 | -0.31847 | 0.27682 | 354.0363 | -143.375 | 0 | 10000 | 10000 | 1590.124 | 1961.669 | 1429.609 | 1266.189 | 1392.935 | 3430.327 | 1435.36 | 1810.241 | 1528.094 | 2201.333 | Competitive | Competitive | 1 | TRUE | FALSE | 1 | Non-Competitive | 0.742 | Non-Competitive
SSPVTME8 1830__B FROM_TO | SSPVTME8 | 1830__B | 233 | 8 | 8 | SPGVALLYP_8 | MCGREG_T_8 | FROM_TO | 36066.05 | 92690.8 | 0 | 0 | 0 | 0 | 0 | 0 | 0 | 0 | 0 | 0 | 0 | [10 empty] | 0 | 0 | Competitive | Competitive | 1 | FALSE | TRUE | 1 | Non-Competitive | 0.8205 | Non-Competitive
SSPVTME8 1830__B TO_FROM | SSPVTME8 | 1830__B | 233 | 8 | 8 | SPGVALLYP_8 | MCGREG_T_8 | TO_FROM | 36066.05 | 92690.8 | 0 | 0 | 0 | 0 | 0 | 0 | 0 | 0 | 0 | 0 | 0 | [10 empty] | 0 | 0 | Competitive | Competitive | 1 | FALSE | TRUE | 1 | Non-Competitive | 0.8205 | Non-Competitive
SSPVTME8 1830__C FROM_TO | SSPVTME8 | 1830__C | 233 | 8 | 8 | MCGREG_T_8 | TEMPELMC__8 | FROM_TO | 36066.05 | 92690.8 | 0 | 0 | 0 | 0 | 0 | 0 | 0 | 0 | 0 | 0 | 0 | [10 empty] | 0 | 0 | Competitive | Competitive | 1 | FALSE | TRUE | 1 | Non-Competitive | 0.7735 | Non-Competitive
SSPVTME8 1830__C TO_FROM | SSPVTME8 | 1830__C | 233 | 8 | 8 | MCGREG_T_8 | TEMPELMC__8 | TO_FROM | 36066.05 | 92690.8 | 0 | 0 | 0 | 0 | 0 | 0 | 0 | 0 | 0 | 0 | 0 | [10 empty] | 0 | 0 | Competitive | Competitive | 1 | FALSE | TRUE | 1 | Non-Competitive | 0.7735 | Non-Competitive
SSPVTME8 1830__F FROM_TO | SSPVTME8 | 1830__F | 233 | 8 | 8 | COTTONBELT | WACOATCO1_8 | FROM_TO | 36066.05 | 92690.8 | 0 | 0 | 0 | 0 | 0 | 0 | 0 | 0 | 0 | 0 | 0 | [10 empty] | 0 | 0 | Competitive | Competitive | 1 | FALSE | TRUE | 1 | Non-Competitive | 0.789 | Non-Competitive
SSPVTME8 1830__F TO_FROM | SSPVTME8 | 1830__F | 233 | 8 | 8 | COTTONBELT | WACOATCO1_8 | TO_FROM | 36066.05 | 92690.8 | 0 | 0 | 0 | 0 | 0 | 0 | 0 | 0 | 0 | 0 | 0 | [10 empty] | 0 | 0 | Competitive | Competitive | 1 | FALSE | TRUE | 1 | Non-Competitive | 0.789 | Non-Competitive
SSPVTME8 1830__H FROM_TO | SSPVTME8 | 1830__H | 612 | 8 | 8 | WACOWOOD1_8 | WACOATCO1_8 | FROM_TO | 36066.05 | 92690.8 | 0 | 0 | 0 | 0 | 0 | 0 | 0 | 0 | 0 | 0 | 0 | [10 empty] | 0 | 0 | Competitive | Competitive | 1 | FALSE | TRUE | 1 | Non-Competitive | 0.844 | Non-Competitive
SSPVTME8 1830__H TO_FROM | SSPVTME8 | 1830__H | 612 | 8 | 8 | WACOWOOD1_8 | WACOATCO1_8 | TO_FROM | 36066.05 | 92690.8 | 0 | 0 | 0 | 0 | 0 | 0 | 0 | 0 | 0 | 0 | 0 | [10 empty] | 0 | 0 | Competitive | Competitive | 1 | FALSE | TRUE | 1 | Non-Competitive | 0.844 | Non-Competitive
SSPVTME8 280__A FROM_TO | SSPVTME8 | 280__A | 1163 | 8 | 8 | LAKE_CRK1_5 | THOUSE_A_5 | FROM_TO | 36066.05 | 35822.72 | -899.295 | 0 | 912.765 | 1141.098 | -0.09373 | 0.15624 | -0.65817 | 0.18838 | 1331.916 | -940.919 | 0 | 902.562 | 1928.001 | 10000 | 1938.083 | 871.513 | 1928.001 | 10000 | 1932.007 | 1391.565 | 1894.444 | 1425.783 | 1894.444 | Competitive | Competitive | 0 | TRUE | TRUE | 1 | Competitive | 0.742 | Competitive
SSPVTME8 280__A TO_FROM | SSPVTME8 | 280__A | 1163 | 8 | 8 | LAKE_CRK1_5 | THOUSE_A_5 | TO_FROM | 36066.05 | 32003.21 | -1133.71 | 0 | 1141.099 | 912.765 | -0.15624 | 0.093733 | -0.18838 | 0.65817 | 2066.836 | -965.644 | 0 | 1508.895 | 997.456 | 1558.543 | 10000 | 1508.895 | 960.033 | 1784.149 | 10000 | 1589.896 | 1528.88 | 1589.896 | 1568.617 | Competitive | Competitive | 0 | TRUE | TRUE | 1 | Competitive | 0.742 | Competitive
SSPVTME8 290__A FROM_TO | SSPVTME8 | 290__A | 1163 | 8 | 8 | LAKE_CRK2_5 | THOUSE__5 | FROM_TO | 36066.05 | 36301.15 | -235.224 | 0 | 999.087 | 994.345 | -0.18108 | 0.2981 | -0.43789 | 0.41571 | 1057.427 | -381.743 | 0 | 2049.723 | 1711.904 | 10000 | 10000 | 1479.562 | 1802.282 | 10000 | 10000 | 6520.964 | 1860.393 | 6894.378 | 1841.497 | Competitive | Competitive | 1 | TRUE | FALSE | 1 | Non-Competitive | 0.703 | Non-Competitive
SSPVTME8 290__A TO_FROM | SSPVTME8 | 290__A | 1163 | 8 | 8 | LAKE_CRK2_5 | THOUSE__5 | TO_FROM | 36066.05 | 36294.51 | -1075.45 | 0 | 974.868 | 999.087 | -0.2981 | 0.18108 | -0.41571 | 0.43789 | 1066.192 | -765.863 | 0 | 1168.873 | 2049.723 | 10000 | 10000 | 1245.064 | 1564.113 | 10000 | 10000 | 1294.15 | 6578.565 | 1273.809 | 6894.378 | Competitive | Competitive | 1 | TRUE | FALSE | 1 | Non-Competitive | 0.703 | Non-Competitive
SSPVTME8 300__A FROM_TO | SSPVTME8 | 300__A | 1163 | 8 | 8 | LAKE_CRK1_5 | TEMP_SS__5 | FROM_TO | 36066.05 | 29088.26 | -1285.87 | 0 | 1119.687 | 826.873 | -0.0894 | 0.24008 | -0.16773 | 0.29135 | 2574.36 | -1001.8 | 0 | 1462.446 | 1390.277 | 3238.51 | 1514.813 | 1447.46 | 1154.347 | 10000 | 1570.562 | 1573.106 | 1428.646 | 1578.884 | 1520.998 | Competitive | Competitive | 0 | TRUE | TRUE | 1 | Competitive | 0.719 | Competitive
SSPVTME8 300__A TO_FROM | SSPVTME8 | 300__A | 1163 | 8 | 8 | LAKE_CRK1_5 | TEMP_SS__5 | TO_FROM | 36066.05 | 34076.61 | -1585.27 | 0 | 826.873 | 1120.954 | -0.24008 | 0.089399 | -0.29135 | 0.16773 | 1768.027 | -1559.99 | 0 | 1202.948 | 1662.557 | 1297.803 | 3238.51 | 1021.249 | 1670.389 | 1361.629 | 10000 | 1252.938 | 1701.265 | 1325.371 | 1702.227 | Competitive | Competitive | 0 | TRUE | TRUE | 1 | Competitive | 0.719 | Competitive
SSPVTME8 315__A FROM_TO | SSPVTME8 | 315__A | 1163 | 8 | 8 | TEMP_PEC__5 | TEMP_SS__5 | FROM_TO | 36066.05 | 31863.49 | -1116.62 | 0 | 1129.574 | 891.157 | -0.06145 | 0.13515 | -0.16717 | 0.69116 | 1974.974 | -932.221 | 0 | 1472.272 | 1226.899 | 1704.129 | 1226.899 | 1442.728 | 1077.309 | 4100.058 | 1485.571 | 1463.669 | 1260.298 | 1472.276 | 1384.3 | Competitive | Competitive | 0 | TRUE | TRUE | 1 | Competitive | 0.8205 | Competitive
SSPVTME8 315__A TO_FROM | SSPVTME8 | 315__A | 1163 | 8 | 8 | TEMP_PEC__5 | TEMP_SS__5 | TO_FROM | 36066.05 | 35622.86 | -1081.55 | 0 | 876.588 | 1129.575 | -0.13515 | 0.06145 | -0.69116 | 0.16717 | 1477.815 | -1087.98 | 0 | 1074.756 | 1730.025 | 1074.756 | 1824.341 | 960.228 | 1729.712 | 1272.742 | 4100.058 | 1113.53 | 1637.628 | 1210.672 | 1637.631 | Competitive | Competitive | 0 | TRUE | TRUE | 1 | Competitive | 0.8205 | Competitive
SSPVTME8 490__A FROM_TO | SSPVTME8 | 490__A | 1163 | 8 | 8 | THOUSE__5 | TEMP_PEC__5 | FROM_TO | 36066.05 | 31697.66 | -1140.21 | 0 | 1109.187 | 861.719 | -0.07478 | 0.13625 | -0.21242 | 0.22541 | 2210.283 | -909.451 | 0 | 1487.245 | 1369.254 | 1726.431 | 1504.965 | 1463.881 | 1112.335 | 2715.054 | 1563.074 | 1482.411 | 1350.381 | 1489.47 | 1492.23 | Competitive | Competitive | 0 | TRUE | TRUE | 1 | Competitive | 0.781 | Competitive
SSPVTME8 490__A TO_FROM | SSPVTME8 | 490__A | 1163 | 8 | 8 | THOUSE__5 | TEMP_PEC__5 | TO_FROM | 36066.05 | 34573.14 | -1274.9 | 0 | 862.257 | 1125.574 | -0.13625 | 0.074782 | -0.22541 | 0.21242 | 1521.487 | -1292.18 | 0 | 1185.188 | 1723.716 | 1288.431 | 1841.052 | 987.814 | 1728.782 | 1354.791 | 2715.054 | 1188.592 | 1638.735 | 1299.842 | 1638.502 | Competitive | Competitive | 0 | TRUE | TRUE | 1 | Competitive | 0.781 | Competitive
STBSNG5 240__A FROM_TO | STBSNG5 | 240__A | 1450 | 1 | 1 | JEWETT_S5 | SNGLTN_345 | FROM_TO | 36066.05 | 27907.61 | -1385.45 | 0 | 1130.319 | 982.407 | -0.14116 | 0.10705 | -0.14462 | 0.18743 | 3280.799 | -1274.26 | 0 | 1434.075 | 2148.97 | 1359.19 | 2264.859 | 1411.634 | 2067.778 | 1359.19 | 2432.92 | 1455.902 | 2177.816 | 1459.062 | 2184.446 | Competitive | Non-Competitive | 0 | TRUE | FALSE | 1 | Non-Competitive | 0.9215 | Non-Competitive
STBSNG5 240__A TO_FROM | STBSNG5 | 240__A | 1450 | 1 | 1 | JEWETT_S5 | SNGLTN_345 | TO_FROM | 36066.05 | 30748.11 | -1774.29 | 0 | 982.402 | 1131.37 | -0.10704 | 0.14116 | -0.18743 | 0.14462 | 2494.897 | -1971.75 | 0 | 2014.527 | 1858.406 | 2169.125 | 1765.673 | 1937.193 | 1822.756 | 2432.92 | 1765.673 | 2101.552 | 1820.705 | 2108.562 | 1825.394 | Competitive | Competitive | 0 | TRUE | TRUE | 1 | Competitive | 0.9215 | Competitive
STBSNG5 260_A_1 FROM_TO | STBSNG5 | 260_A_1 | 1450 | 1 | 1 | JEWETT_N5 | SNGLTN_345 | FROM_TO | 36066.05 | 28129.76 | -1314.7 | 0 | 1151.542 | 962.45 | -0.13279 | 0.10469 | -0.13603 | 0.17515 | 3086.834 | -1209.68 | 0 | 1508.023 | 2155.633 | 1478.294 | 2275.803 | 1486.565 | 2061.01 | 1491.193 | 2450.542 | 1561.932 | 2193.335 | 1564.877 | 2202.106 | Competitive | Non-Competitive | 0 | TRUE | FALSE | 1 | Non-Competitive | 0.914 | Non-Competitive
STBSNG5 260_A_1 TO_FROM | STBSNG5 | 260_A_1 | 1450 | 1 | 1 | JEWETT_N5 | SNGLTN_345 | TO_FROM | 36066.05 | 31087.69 | -1661.59 | 0 | 962.445 | 1151.542 | -0.10469 | 0.13279 | -0.17515 | 0.13603 | 2357.59 | -1834.76 | 0 | 2018.606 | 1940.795 | 2178.918 | 1903.766 | 1928.011 | 1907.281 | 2450.542 | 1923.785 | 2114.55 | 1929.521 | 2123.717 | 1933.772 | Competitive | Competitive | 0 | TRUE | TRUE | 1 | Competitive | 0.914 | Competitive
STBSNG5 424T424_1 FROM_TO | STBSNG5 | 424T424_1 | 1631 | 1 | 1 | BROWN_5 | SARC7A | FROM_TO | 36066.05 | 40364.6 | -867.732 | 0 | 1062.912 | 1026.979 | -0.09408 | 0.012855 | -0.29569 | 0.095149 | 325.457 | -226.043 | 0 |  | 2690.595 | 1022.554 | 2690.595 | 1004.419 | 2099.625 | 965.153 | 3054.899 | 964.555 | 2793.919 | 968.049 | 2910.189 | Competitive | Competitive | 1 | TRUE | FALSE | 1 | Non-Competitive | 0.758 | Non-Competitive
STBSNG5 424T424_1 TO_FROM | STBSNG5 | 424T424_1 | 1631 | 1 | 1 | BROWN_5 | SARC7A | TO_FROM | 36066.05 | 41241.04 | -276.871 | 0 | 1002.493 | 1080.651 | -0.01286 | 0.15959 | -0.09515 | 0.29569 | 1149.651 | -296.312 | 0 | 874.058 |  | 910.007 | 1117.28 | 818.319 | 1096.607 | 1122.354 | 1056.221 | 996.922 | 1044.058 | 1009.02 | 1047.856 | Competitive | Competitive | 1 | TRUE | TRUE | 1 | Competitive | 0.758 | Non-Competitive
STBSNG5 KDLKG_75_A FROM_TO | STBSNG5 | KDLKG_75_A | 1793 | 1 | 1 | KING____345A | KUYDAL755010 | FROM_TO | 36066.05 | 34813.56 | -1987.33 | 0 | 815.589 | 1171.307 | -0.17919 | 0.17127 | -0.56683 | 0.17761 | 2490.315 | -2216.37 | 0 | 2438.739 | 1775.013 | 2697.736 | 1770.189 | 2366.747 | 1676.632 | 2626.166 | 2273.387 | 2445.69 | 1746.614 | 2453.683 | 1760.045 | Competitive | Competitive | 0 | TRUE | TRUE | 1 | Competitive | 0.789 | Competitive
STBSNG5 KDLKG_75_A TO_FROM | STBSNG5 | KDLKG_75_A | 1793 | 1 | 1 | KING____345A | KUYDAL755010 | TO_FROM | 36066.05 | 30567.28 | -1161.97 | 0 | 1171.308 | 815.589 | -0.17127 | 0.17919 | -0.17761 | 0.56683 | 3207.57 | -1076.83 | 0 | 1397.849 | 2521.268 | 1384.207 | 2697.736 | 1332.577 | 2471.675 | 2273.387 | 2626.166 | 1423.886 | 2484.821 | 1433.616 | 2490.263 | Competitive | Non-Competitive | 0 | TRUE | FALSE | 1 | Non-Competitive | 0.789 | Non-Competitive
STBSNG5 KDLRNS75_A FROM_TO | STBSNG5 | KDLRNS75_A | 1793 | 1 | 1 | ROANS___345C | KUYDAL755010 | FROM_TO | 36066.05 | 33252.69 | -1139.69 | 0 | 1085.047 | 1324.265 | -0.17065 | 0.17981 | -0.43255 | 0.17981 | 3229.882 | -1054.54 | 0 | 1388.223 | 2521.815 | 1383.887 | 2697.053 | 1328.668 | 2474.486 | 2274.168 | 2625.571 | 1422.203 | 2485.293 | 1430.576 | 2490.266 | Competitive | Non-Competitive | 0 | TRUE | FALSE | 1 | Non-Competitive | 0.7265 | Non-Competitive
STBSNG5 KDLRNS75_A TO_FROM | STBSNG5 | KDLRNS75_A | 1793 | 1 | 1 | ROANS___345C | KUYDAL755010 | TO_FROM | 36066.05 | 32109.34 | -2009.68 | 0 | 1324.261 | 1072.852 | -0.17981 | 0.17065 | -0.17981 | 0.43255 | 2467.894 | -2238.69 | 0 | 2439.777 | 1760.899 | 2697.053 | 1770.286 | 2371.242 | 1671.131 | 2625.571 | 2274.168 | 2446.928 | 1745.207 | 2454.205 | 1756.708 | Competitive | Competitive | 0 | TRUE | TRUE | 1 | Competitive | 0.7265 | Competitive
STBSNG5 KDLRTW74_A FROM_TO | STBSNG5 | KDLRTW74_A | 2279 | 1 | 1 | KUYDAL745005 | RTHWOD__345A | FROM_TO | 36066.05 | 45639.78 | -390.839 | 0 | 703.133 | 1324.799 | -0.05413 | 0.017237 | -0.23104 | 0.72965 | 89.5352 | -335.171 | 0 |  | 2497.17 | 2985.817 | 2419.234 | 1154.738 | 1449.936 | 2636.885 | 3512.76 | 1669.112 | 2155.201 | 2974.782 | 2466.835 | Competitive | Competitive | 1 | TRUE | FALSE | 1 | Non-Competitive | 0.789 | Non-Competitive
STBSNG5 KDLRTW74_A TO_FROM | STBSNG5 | KDLRTW74_A | 2279 | 1 | 1 | KUYDAL745005 | RTHWOD__345A | TO_FROM | 36066.05 | 38541.5 | -82.3362 | 0 | 1324.799 | 692.732 | -0.01724 | 0.05413 | -0.72965 | 0.23104 | 462.3212 | -45.7308 | 0 | 2497.17 |  | 2419.234 | 2985.817 | 1342.238 | 1287.665 | 3512.76 | 2636.885 | 2129.405 | 1787.73 | 2466.835 | 2974.782 | Competitive | Competitive | 1 | TRUE | FALSE | 1 | Non-Competitive | 0.789 | Non-Competitive
STBSNG5 KDLTB_74_A FROM_TO | STBSNG5 | KDLTB_74_A | 1793 | 1 | 1 | KUYDAL745005 | TOMBAL__345B | FROM_TO | 36066.05 | 38245.71 | -110.798 | 0 | 1206.852 | 692.577 | -0.01802 | 0.053345 | -0.61962 | 0.26957 | 433.9804 | -72.0305 | 0 | 2497.317 |  | 2516.519 | 2972.338 | 1430.97 | 1257.882 | 3505.038 | 3001.914 | 2214.445 | 1627.196 | 2531.128 | 2947.065 | Competitive | Competitive | 1 | TRUE | FALSE | 1 | Non-Competitive | 0.7265 | Non-Competitive
STBSNG5 KDLTB_74_A TO_FROM | STBSNG5 | KDLTB_74_A | 1793 | 1 | 1 | KUYDAL745005 | TOMBAL__345B | TO_FROM | 36066.05 | 42305.82 | -362.492 | 0 | 692.577 | 1206.852 | -0.05334 | 0.018022 | -0.26957 | 0.61962 | 119.5955 | -305.981 | 0 |  | 2497.317 | 2972.338 | 2516.519 | 1120.847 | 1521.948 | 3001.914 | 3505.038 | 1501.752 | 2229.877 | 2947.065 | 2531.128 | Competitive | Competitive | 1 | TRUE | FALSE | 1 | Non-Competitive | 0.7265 | Non-Competitive
STBSNG5 KG_RTW74_A FROM_TO | STBSNG5 | KG_RTW74_A | 1710 | 1 | 1 | KING____345A | RTHWOD__345A | FROM_TO | 36066.05 | 37686.91 | -61.0542 | 0 | 1440.486 | 693.919 | -0.02081 | 0.077023 | -0.64725 | 0.085601 | 648.399 | -16.5549 | 0 | 2309.844 | 10000 | 2530.17 | 2868.062 | 1214.924 | 1342.97 | 3340.996 | 2587.402 | 2016.813 | 1986.636 | 2473.024 | 2850.546 | Competitive | Competitive | 1 | TRUE | FALSE | 1 | Non-Competitive | 0.758 | Non-Competitive
STBSNG5 KG_RTW74_A TO_FROM | STBSNG5 | KG_RTW74_A | 1710 | 1 | 1 | KING____345A | RTHWOD__345A | TO_FROM | 36066.05 | 56591.52 | -545.667 | 0 | 693.919 | 1404.246 | -0.07702 | 0.020811 | -0.0856 | 0.64725 | 73.7634 | -482.317 | 0 | 10000 | 2309.844 | 2868.062 | 2530.17 | 1212.197 | 1343.277 | 2587.402 | 3340.996 | 1893.085 | 2066.474 | 2850.546 | 2473.024 | Competitive | Competitive | 1 | TRUE | FALSE | 1 | Non-Competitive | 0.758 | Non-Competitive
STBSNG5 RNSSNG75_A FROM_TO | STBSNG5 | RNSSNG75_A | 2194 | 1 | 1 | ROANS___345C | SNGLTN_345 | FROM_TO | 36066.05 | 27758.83 | -1932.96 | 0 | 10000 | 989.605 | -0.12178 | 0.82019 | -0.12727 | 0.82019 | 3241.091 | -2081.49 | 0 | 2058.306 | 1832.327 | 10000 | 1917.217 | 2013.071 | 1734.499 | 10000 | 1840.979 | 5175.262 | 1848.356 | 5180.689 | 1861.777 | Non-Competitive | Non-Competitive | 0 | TRUE | FALSE | 1 | Non-Competitive | 0.7265 | Non-Competitive
STBSNG5 RNSSNG75_A TO_FROM | STBSNG5 | RNSSNG75_A | 2194 | 1 | 1 | ROANS___345C | SNGLTN_345 | TO_FROM | 36066.05 | 35016.84 | -1848.9 | 0 | 989.605 | 10000 | -0.82019 | 0.12178 | -0.82019 | 0.12727 | 3142.293 | -2049.13 | 0 | 1430.421 | 2111.03 | 1484.42 | 10000 | 1366.754 | 2079.982 | 1424.401 | 10000 | 1482.358 | 5199.811 | 1491.77 | 5203.71 | Non-Competitive | Non-Competitive | 0 | TRUE | FALSE | 1 | Non-Competitive | 0.7265 | Non-Competitive
STBSNG5 SNGXGC75_1 FROM_TO | STBSNG5 | SNGXGC75_1 | 1631 | 1 | 1 | GIBN_CREK_5 | SNGLTN_345 | FROM_TO | 36066.05 | 31804.82 | -869.056 | 0 | 1339.867 | 880.13 | -0.13012 | 0.32325 | -0.13369 | 0.32325 | 2412.52 | -853.931 | 0 | 1390.482 | 2403.565 | 2797.987 | 2419.863 | 1310.287 | 2346.487 | 2979.235 | 2978.663 | 1261.352 | 2365.213 | 1272.986 | 2373.698 | Competitive | Non-Competitive | 0 | TRUE | FALSE | 1 | Non-Competitive | 0.7185 | Non-Competitive
STBSNG5 SNGXGC75_1 TO_FROM | STBSNG5 | SNGXGC75_1 | 1631 | 1 | 1 | GIBN_CREK_5 | SNGLTN_345 | TO_FROM | 36066.05 | 35033.45 | -1536.47 | 0 | 869.934 | 1339.867 | -0.32325 | 0.13012 | -0.32325 | 0.13369 | 1953.348 | -1591.26 | 0 | 2307.58 | 1750.635 | 2322.893 | 2797.987 | 2226.523 | 1632.619 | 2978.663 | 2979.235 | 2302.93 | 1471.935 | 2315.015 | 1486.143 | Competitive | Competitive | 0 | TRUE | TRUE | 1 | Competitive | 0.7185 | Competitive
STBSNG5 SNGXGC99_1 FROM_TO | STBSNG5 | SNGXGC99_1 | 1631 | 1 | 1 | GIBN_CREK_5 | SNGLTN_345 | FROM_TO | 36066.05 | 31804.82 | -869.056 | 0 | 1339.867 | 880.13 | -0.13012 | 0.32325 | -0.13369 | 0.32325 | 2412.52 | -853.931 | 0 | 1390.482 | 2403.565 | 2797.987 | 2419.863 | 1310.287 | 2346.487 | 2979.235 | 2978.663 | 1261.352 | 2365.213 | 1272.986 | 2373.698 | Competitive | Non-Competitive | 0 | TRUE | FALSE | 1 | Non-Competitive | 0.75 | Non-Competitive
STBSNG5 SNGXGC99_1 TO_FROM | STBSNG5 | SNGXGC99_1 | 1631 | 1 | 1 | GIBN_CREK_5 | SNGLTN_345 | TO_FROM | 36066.05 | 35033.45 | -1536.47 | 0 | 869.934 | 1339.867 | -0.32325 | 0.13012 | -0.32325 | 0.13369 | 1953.348 | -1591.26 | 0 | 2307.58 | 1750.635 | 2322.893 | 2797.987 | 2226.523 | 1632.619 | 2978.663 | 2979.235 | 2302.93 | 1471.935 | 2315.015 | 1486.143 | Competitive | Competitive | 0 | TRUE | TRUE | 1 | Competitive | 0.75 | Competitive
STKWGRS5 6011__A FROM_TO | STKWGRS5 | 6011__A | 1194 | 1 | 1 | BOWMAN_5 | FISHRDSS1_5 | FROM_TO | 36066.05 | 37507.06 | -366.154 | 0 | 1392.22 | 682.626 | -0.13432 | 0.016808 | -0.70216 | 0.20579 | 179.1715 | -78.8321 | 0 |  | 3315.325 | 2630.678 | 3695.052 | 1224.635 | 1620.505 | 3773.733 | 3695.052 | 1633.947 | 3099.994 | 2817.28 | 3624.037 | Competitive | Competitive | 1 | TRUE | FALSE | 1 | Non-Competitive | 0.781 | Non-Competitive
STKWGRS5 6011__A TO_FROM | STKWGRS5 | 6011__A | 1194 | 1 | 1 | BOWMAN_5 | FISHRDSS1_5 | TO_FROM | 36066.05 | 40440.1 | -53.6787 | 0 | 708.452 | 1320.543 | -0.01681 | 0.13432 | -0.20579 | 0.70216 | 299.0747 | -140.949 | 0 | 3711.138 |  | 4713.714 | 2630.678 | 1006.111 | 1281.236 | 4713.714 | 3773.733 | 3308.481 | 1684.503 | 4488.434 | 2817.28 | Competitive | Competitive | 1 | TRUE | FALSE | 1 | Non-Competitive | 0.781 | Non-Competitive
STKWGRS5 6012__A FROM_TO | STKWGRS5 | 6012__A | 1163 | 1 | 1 | BOWMAN_5 | JACKSBRO_5 | FROM_TO | 36066.05 | 35107.45 | -311.904 | 0 | 780.833 | 1234.568 | -0.0868 | 0.33615 | -0.11802 | 0.42291 | 1274.016 | -491.564 | 0 | 800.773 | 3616.924 | 4491.424 | 5009.617 | 764.472 | 1406.028 | 4713.714 | 5009.617 | 1801.411 | 2194.254 | 1806.627 | 4541.649 | Competitive | Non-Competitive | 0 | TRUE | FALSE | 1 | Non-Competitive | 0.758 | Non-Competitive
STKWGRS5 6012__A TO_FROM | STKWGRS5 | 6012__A | 1163 | 1 | 1 | BOWMAN_5 | JACKSBRO_5 | TO_FROM | 36066.05 | 37297.74 | -1215.38 | 0 | 1284.134 | 780.833 | -0.33615 | 0.086805 | -0.42291 | 0.11803 | 636.7885 | -406.076 | 0 | 3616.924 | 1646.468 | 5009.617 | 3695.052 | 1353.469 | 1461.277 | 5009.617 | 3695.052 | 2135.774 | 2331.502 | 4541.649 | 2342.871 | Competitive | Competitive | 1 | TRUE | FALSE | 1 | Non-Competitive | 0.758 | Non-Competitive
STKWGRS5 6024__A FROM_TO | STKWGRS5 | 6024__A | 1163 | 1 | 1 | GRHAMSES1_5 | LONGCREK_5 | FROM_TO | 36066.05 | 37211.75 | -1430 | 0 | 1206.306 | 799.264 | -0.15574 | 0.099161 | -0.24883 | 0.099161 | 875.5976 | -372.137 | 0 | 2065.89 | 3079.547 | 2979.193 | 3079.547 | 1798.827 | 1854.942 | 3369.384 | 3148.323 | 2233.48 | 2987.219 | 2322.124 | 3111.339 | Competitive | Competitive | 1 | TRUE | FALSE | 1 | Non-Competitive | 0.797 | Non-Competitive
STKWGRS5 6024__A TO_FROM | STKWGRS5 | 6024__A | 1163 | 1 | 1 | GRHAMSES1_5 | LONGCREK_5 | TO_FROM | 36066.05 | 29307.42 | -583.437 | 0 | 799.264 | 1206.306 | -0.09916 | 0.24883 | -0.09916 | 0.24883 | 1852.147 | -582.397 | 0 | 817.684 | 2207.223 | 824.641 | 3276.987 | 733.319 | 1911.208 | 849.571 | 3369.384 | 797.735 | 2372.52 | 804.611 | 2468.601 | Competitive | Non-Competitive | 0 | TRUE | FALSE | 1 | Non-Competitive | 0.797 | Non-Competitive
STKWGRS5 6028__A FROM_TO | STKWGRS5 | 6028__A | 1163 | 1 | 1 | GRHAMSES1_5 | COKFIELD_5 | FROM_TO | 36066.05 | 36759.17 | -1476.36 | 0 | 1149.705 | 819.233 | -0.15654 | 0.099674 | -0.40616 | 0.099674 | 880.1326 | -374.066 | 0 | 2065.879 | 3079.549 | 2979.199 | 3079.549 | 1798.825 | 1854.942 | 3369.382 | 3148.324 | 2233.462 | 2987.222 | 2322.101 | 3111.342 | Competitive | Competitive | 1 | TRUE | FALSE | 1 | Non-Competitive | 0.789 | Non-Competitive
STKWGRS5 6028__A TO_FROM | STKWGRS5 | 6028__A | 1163 | 1 | 1 | GRHAMSES1_5 | COKFIELD_5 | TO_FROM | 36066.05 | 28886.18 | -586.457 | 0 | 819.232 | 1149.705 | -0.09967 | 0.40616 | -0.09967 | 0.40616 | 1900.689 | -585.412 | 0 | 801.489 | 2207.212 | 839.626 | 3276.992 | 724.001 | 1911.207 | 3394.486 | 3369.382 | 791.337 | 2372.503 | 797.121 | 2468.579 | Competitive | Non-Competitive | 0 | TRUE | FALSE | 1 | Non-Competitive | 0.789 | Non-Competitive
STKWGRS5 6029__A FROM_TO | STKWGRS5 | 6029__A | 1163 | 1 | 1 | LONGCREK_5 | COKFIELD_5 | FROM_TO | 36066.05 | 34937.2 | -721.675 | 0 | 797.015 | 2530.624 | -0.09967 | 0.25012 | -0.59384 | 0.25012 | 1834.927 | -585.412 | 0 | 835.884 | 2207.212 | 843.115 | 3276.992 | 745.129 | 1911.207 | 870.217 | 3369.382 | 816.084 | 2372.503 | 823.458 | 2468.579 | Non-Competitive | Non-Competitive | 0 | TRUE | FALSE | 1 | Non-Competitive | 0.805 | Non-Competitive
STKWGRS5 6029__A TO_FROM | STKWGRS5 | 6029__A | 1163 | 1 | 1 | LONGCREK_5 | COKFIELD_5 | TO_FROM | 36066.05 | 36806.25 | -1628.73 | 0 | 2530.622 | 813.147 | -0.15654 | 0.59384 | -0.25012 | 0.59384 | 976.028 | -374.073 | 0 | 1761.553 | 3079.549 | 10000 | 3079.549 | 1566.735 | 1854.942 | 10000 | 3148.324 | 4761.583 | 2987.222 | 4911.791 | 3111.342 | Competitive | Competitive | 1 | TRUE | FALSE | 1 | Non-Competitive | 0.805 | Non-Competitive
STKWGRS5 6380__A FROM_TO | STKWGRS5 | 6380__A | 202 | 1 | 1 | MURRY_P8 | GRHAMSES1_8 | FROM_TO | 36066.05 | 35106.42 | -122.502 | 0 | 768.779 | 1207.404 | -0.06402 | 0.12256 | -0.06402 | 0.69634 | 262.6347 | -119.355 | 0 | 1387.318 | 10000 | 2807.307 | 10000 | 927.095 | 1751.902 | 5655.922 | 10000 | 1355.054 | 5064.248 | 1740.975 | 10000 | Competitive | Non-Competitive | 0 | TRUE | FALSE | 1 | Non-Competitive | 0.9065 | Non-Competitive
STKWGRS5 6380__A TO_FROM | STKWGRS5 | 6380__A | 202 | 1 | 1 | MURRY_P8 | GRHAMSES1_8 | TO_FROM | 36066.05 | 36105.39 | -236.952 | 0 | 1255.258 | 768.782 | -0.03087 | 0.064023 | -0.69634 | 0.064023 | 174.5073 | -21.9988 | 0 | 7018.603 | 3207.54 | 7018.603 | 3207.54 | 1619.718 | 2829.135 | 10000 | 3207.54 | 4421.268 | 3306.99 | 8244.528 | 3343.119 | Competitive | Competitive | 1 | TRUE | FALSE | 1 | Non-Competitive | 0.9065 | Non-Competitive
STKWGRS5 6380__D FROM_TO | STKWGRS5 | 6380__D | 168 | 1 | 1 | MURRY_P8 | PAIP4B | FROM_TO | 36066.05 | 36042.94 | -238.842 | 0 | 1207.462 | 801.254 | -0.03092 | 0.06397 | -0.19997 | 0.30361 | 172.622 | -23.8851 | 0 | 7020.26 | 3207.345 | 7020.26 | 3207.345 | 1634.859 | 2779.013 | 10000 | 3207.345 | 4462.314 | 3304.264 | 8247.001 | 3342.321 | Competitive | Non-Competitive | 0 | TRUE | FALSE | 1 | Non-Competitive | 0.8595 | Non-Competitive
STKWGRS5 6380__D TO_FROM | STKWGRS5 | 6380__D | 168 | 1 | 1 | MURRY_P8 | PAIP4B | TO_FROM | 36066.05 | 35747.04 | -120.6 | 0 | 801.254 | 1207.462 | -0.06397 | 0.12262 | -0.30361 | 0.19997 | 264.5204 | -117.463 | 0 | 1387.08 | 10000 | 2807.141 | 10000 | 922.586 | 1769.255 | 5656.078 | 10000 | 1352.811 | 5114.155 | 1739.235 | 10000 | Competitive | Non-Competitive | 0 | TRUE | FALSE | 1 | Non-Competitive | 0.8595 | Non-Competitive
STKWGRS5 651__A FROM_TO | STKWGRS5 | 651__A | 202 | 1 | 1 | COMANCHE_T8 | COMANCHE_8 | FROM_TO | 36066.05 | 36263.77 | 4.2832 | 0 | 0 | 783.721 | 0 | 0.000119 | -0.99988 | 0.000119 | 4.2788 | 4.2987 | 0 |  |  | 783.721 |  | 783.721 |  | 783.721 |  | 783.721 |  | 783.721 | 0 | Competitive | Competitive | 1 | FALSE | TRUE | 1 | Non-Competitive | 0.8595 | Non-Competitive
STKWGRS5 651__A TO_FROM | STKWGRS5 | 651__A | 202 | 1 | 1 | COMANCHE_T8 | COMANCHE_8 | TO_FROM | 36066.05 | 92690.8 | -4.2875 | 0 | 783.721 | 0 | -0.00012 | 0 | -0.00012 | 0.99988 | -4.2875 | -4.2894 | 0 |  |  |  | 913.719 |  | 913.719 |  | 913.719 |  | 913.719 | 0 | 913.719 | Competitive | Competitive | 1 | FALSE | TRUE | 1 | Non-Competitive | 0.8595 | Non-Competitive
STKWGRS5 651__B FROM_TO | STKWGRS5 | 651__B | 202 | 1 | 1 | COMCHESS1_8 | COMANCHE_T8 | FROM_TO | 36066.05 | 36024.13 | -112.152 | 0 | 733.644 | 1138.308 | -0.0728 | 0.018101 | -0.72878 | 0.18295 | 232.553 | -47.7566 | 0 |  | 7833.577 | 822.646 | 7340.358 | 654.714 | 3303.575 | 856.537 | 10000 | 786.644 | 8335.867 | 868.165 | 8923.753 | Competitive | Non-Competitive | 0 | TRUE | FALSE | 1 | Non-Competitive | 0.9145 | Non-Competitive
STKWGRS5 651__B TO_FROM | STKWGRS5 | 651__B | 202 | 1 | 1 | COMCHESS1_8 | COMANCHE_T8 | TO_FROM | 36066.05 | 36335.48 | -205.584 | 0 | 1108.185 | 748.907 | -0.01386 | 0.13132 | -0.18295 | 0.72878 | 152.9084 | -114.683 | 0 | 6006.996 |  | 7716.255 | 2430.821 | 2745.936 | 969.943 | 7716.255 | 2458.814 | 5597.075 | 1639.94 | 5913.63 | 2538.473 | Competitive | Competitive | 1 | TRUE | FALSE | 1 | Non-Competitive | 0.9145 | Non-Competitive
STKWGRS5 651__D FROM_TO | STKWGRS5 | 651__D | 202 | 1 | 1 | DUBLIN1_8 | HASSE_P8 | FROM_TO | 36066.05 | 36091.47 | -146.7 | 0 | 1283.053 | 829.699 | -0.01443 | 0.13219 | -0.31525 | 0.40879 | 193.9935 | -96.9603 | 0 | 5913.627 |  | 7686.577 | 2326.714 | 2219.847 | 917.555 | 7686.577 | 2338.322 | 5127.497 | 1234.213 | 5784.584 | 2335.219 | Competitive | Competitive | 1 | TRUE | FALSE | 1 | Non-Competitive | 0.8515 | Non-Competitive
STKWGRS5 651__D TO_FROM | STKWGRS5 | 651__D | 202 | 1 | 1 | DUBLIN1_8 | HASSE_P8 | TO_FROM | 36066.05 | 36125.6 | -130.032 | 0 | 837.741 | 1221.267 | -0.07201 | 0.014427 | -0.40879 | 0.31525 | 177.4931 | -90.2927 | 0 |  | 7732.697 | 838.588 | 7213.242 | 648.863 | 2617.775 | 847.417 | 10000 | 738.12 | 7577.958 | 877.397 | 8794.645 | Competitive | Competitive | 1 | TRUE | FALSE | 1 | Non-Competitive | 0.8515 | Non-Competitive
STKWGRS5 651__E FROM_TO | STKWGRS5 | 651__E | 272 | 1 | 1 | DUBLIN1_8 | STPHNVIL_8 | FROM_TO | 36066.05 | 36622.29 | -137.315 | 0 | 850.41 | 1224.611 | -0.07221 | 0.014228 | -0.18165 | 0.59101 | 170.2985 | -97.4923 | 0 |  | 7727.786 | 839.086 | 7204.84 | 654.959 | 2535.915 | 847.895 | 10000 | 749.269 | 7470.192 | 879.618 | 8786.357 | Competitive | Competitive | 1 | TRUE | FALSE | 1 | Non-Competitive | 0.8205 | Non-Competitive
STKWGRS5 651__E TO_FROM | STKWGRS5 | 651__E | 272 | 1 | 1 | DUBLIN1_8 | STPHNVIL_8 | TO_FROM | 36066.05 | 36185.97 | -139.501 | 0 | 1286.963 | 850.41 | -0.01423 | 0.13239 | -0.59101 | 0.18165 | 201.1961 | -89.7621 | 0 | 5912.3 |  | 7688.709 | 2326.778 | 2157.937 | 938.987 | 7688.709 | 2338.013 | 5071.054 | 1283.445 | 5784.448 | 2336.186 | Competitive | Competitive | 1 | TRUE | FALSE | 1 | Non-Competitive | 0.8205 | Non-Competitive
STMPTHS5 1295__A FROM_TO | STMPTHS5 | 1295__A | 510 | 1 | 1 | TEMP_SS__8 | TEMP_PEC__8 | FROM_TO | 36066.05 | 37160.94 | -183.104 | 0 | 842.08 | 1098.009 | -0.01795 | 0.021773 | -0.2773 | 0.3183 | 206.0485 | -196.611 | 0 | 10000 |  | 1861.473 | 1732.632 | 1147.075 | 1760.398 | 3450.722 | 1530.556 | 1726.446 | 1666.231 | 2201.15 | 1644.119 | Competitive | Competitive | 1 | TRUE | TRUE | 1 | Competitive | 0.844 | Non-Competitive
STMPTHS5 1295__A TO_FROM | STMPTHS5 | 1295__A | 510 | 1 | 1 | TEMP_SS__8 | TEMP_PEC__8 | TO_FROM | 36066.05 | 36688.2 | -161.312 | 0 | 1098.009 | 850.284 | -0.02177 | 0.017946 | -0.3183 | 0.2773 | 308.3821 | -125.437 | 0 |  | 10000 | 1587.662 | 2033.552 | 1427.053 | 1304.249 | 1403.669 | 3450.722 | 1433.858 | 1922.176 | 1525.426 | 2349.628 | Competitive | Competitive | 1 | TRUE | FALSE | 1 | Non-Competitive | 0.844 | Non-Competitive
STMPTHS5 1830__A FROM_TO | STMPTHS5 | 1830__A | 91 | 1 | 1 | MCGREGPH1_8 | MCGREG_T_8 | FROM_TO | 36066.05 | 37931.11 | -14.5849 | 0 | 1085.322 | 874.982 | -0.00078 | 0.000926 | -0.04468 | 0.92109 | 7.838 | -12.6235 | 0 |  |  | 4280.32 | 1206.309 | 1606.417 | 1013.122 | 9308.519 | 1559.329 | 1748.053 | 1167.552 | 5608.954 | 1340.288 | Competitive | Competitive | 1 | FALSE | FALSE | 1 | Non-Competitive | 0.883 | Non-Competitive
STMPTHS5 1830__A TO_FROM | STMPTHS5 | 1830__A | 91 | 1 | 1 | MCGREGPH1_8 | MCGREG_T_8 | TO_FROM | 36066.05 | 36146.43 | -2.1641 | 0 | 874.982 | 1096.6 | -0.00093 | 0.00078 | -0.92109 | 0.044678 | 16.9597 | -5.3616 | 0 |  |  | 1056.205 | 4280.32 | 852.527 | 1698.222 | 1343.036 | 9308.519 | 1008.358 | 1825.479 | 1167.949 | 5608.954 | Competitive | Competitive | 1 | FALSE | FALSE | 1 | Non-Competitive | 0.883 | Non-Competitive
STMPTHS5 1830__B FROM_TO | STMPTHS5 | 1830__B | 233 | 1 | 1 | SPGVALLYP_8 | MCGREG_T_8 | FROM_TO | 36066.05 | 35938.02 | -191.246 | 0 | 1087.891 | 839.497 | -0.0126 | 0.021536 | -0.44812 | 0.49084 | 290.5516 | -148.025 | 0 | 9290.287 |  | 1733.06 | 1500.665 | 1543.129 | 1139.549 | 9290.287 | 1562.117 | 1521.121 | 1402.884 | 1600.648 | 1556.792 | Competitive | Competitive | 0 | TRUE | TRUE | 1 | Competitive | 0.875 | Competitive
STMPTHS5 1830__B TO_FROM | STMPTHS5 | 1830__B | 233 | 1 | 1 | SPGVALLYP_8 | MCGREG_T_8 | TO_FROM | 36066.05 | 36048.01 | -164.789 | 0 | 832.45 | 1087.891 | -0.02154 | 0.012604 | -0.49083 | 0.44812 | 241.8571 | -167.825 | 0 |  | 9290.287 | 1286.296 | 1838.064 | 1009.277 | 1730.685 | 1354.452 | 9290.287 | 1231.662 | 1628.149 | 1352.575 | 1686.963 | Competitive | Competitive | 0 | TRUE | TRUE | 1 | Competitive | 0.875 | Competitive
STMPTHS5 1830__C FROM_TO | STMPTHS5 | 1830__C | 233 | 1 | 1 | MCGREG_T_8 | TEMPELMC__8 | FROM_TO | 36066.05 | 35307.34 | -205.759 | 0 | 1104.419 | 827.381 | -0.0133 | 0.022462 | -0.08447 | 0.50721 | 298.3267 | -160.46 | 0 | 9291.058 |  | 1730.453 | 1500.18 | 1551.583 | 1131.365 | 9291.058 | 1562.119 | 1524.658 | 1389.076 | 1599.188 | 1555.634 | Competitive | Competitive | 0 | TRUE | TRUE | 1 | Competitive | 0.797 | Competitive
STMPTHS5 1830__C TO_FROM | STMPTHS5 | 1830__C | 233 | 1 | 1 | MCGREG_T_8 | TEMPELMC__8 | TO_FROM | 36066.05 | 36015.59 | -166.475 | 0 | 827.381 | 1104.419 | -0.02246 | 0.013295 | -0.50721 | 0.084474 | 258.7896 | -170.332 | 0 |  | 9291.058 | 1285.383 | 1835.101 | 1002.972 | 1729.44 | 1354.08 | 9291.058 | 1219.814 | 1627.831 | 1350.546 | 1684.936 | Competitive | Competitive | 0 | TRUE | TRUE | 1 | Competitive | 0.797 | Competitive
STMPTHS5 1830__E FROM_TO | STMPTHS5 | 1830__E | 233 | 1 | 1 | COTTONBELT | SPGVALLYP_8 | FROM_TO | 36066.05 | 35948.63 | -188.839 | 0 | 1074.845 | 839.375 | -0.01254 | 0.021603 | -0.5091 | 0.42674 | 292.962 | -145.613 | 0 | 9290.345 |  | 1733.948 | 1501.296 | 1540.919 | 1143.625 | 9290.345 | 1562.503 | 1520.2 | 1409.332 | 1601.285 | 1557.876 | Competitive | Competitive | 0 | TRUE | TRUE | 1 | Competitive | 0.8205 | Competitive
STMPTHS5 1830__E TO_FROM | STMPTHS5 | 1830__E | 233 | 1 | 1 | COTTONBELT | SPGVALLYP_8 | TO_FROM | 36066.05 | 36050.95 | -167.212 | 0 | 842.333 | 1087.458 | -0.0216 | 0.012537 | -0.42674 | 0.5091 | 239.4454 | -170.234 | 0 |  | 9290.345 | 1286.982 | 1839.057 | 1012.522 | 1731.068 | 1354.872 | 9290.345 | 1237.077 | 1628.313 | 1353.8 | 1687.771 | Competitive | Competitive | 0 | TRUE | TRUE | 1 | Competitive | 0.8205 | Competitive
STMPTHS5 1830__F FROM_TO | STMPTHS5 | 1830__F | 233 | 1 | 1 | COTTONBELT | WACOATCO1_8 | FROM_TO | 36066.05 | 36053.2 | -169.983 | 0 | 838.93 | 1074.474 | -0.02168 | 0.012461 | -0.28684 | 0.57318 | 236.6869 | -172.989 | 0 |  | 9290.411 | 1287.783 | 1840.178 | 1016.468 | 1731.507 | 1355.36 | 9290.411 | 1243.324 | 1628.534 | 1355.226 | 1688.721 | Competitive | Competitive | 0 | TRUE | TRUE | 1 | Competitive | 0.828 | Competitive
STMPTHS5 1830__F TO_FROM | STMPTHS5 | 1830__F | 233 | 1 | 1 | COTTONBELT | WACOATCO1_8 | TO_FROM | 36066.05 | 35956.96 | -186.085 | 0 | 1087.101 | 841.881 | -0.01246 | 0.021679 | -0.57318 | 0.28684 | 295.719 | -142.855 | 0 | 9290.411 |  | 1734.951 | 1502.033 | 1538.456 | 1148.575 | 9290.411 | 1562.952 | 1519.159 | 1416.761 | 1602.042 | 1559.137 | Competitive | Competitive | 0 | TRUE | TRUE | 1 | Competitive | 0.828 | Competitive
STMPTHS5 1830__G FROM_TO | STMPTHS5 | 1830__G | 612 | 1 | 1 | WACO_W1_8 | WACOWOOD1_8 | FROM_TO | 36066.05 | 36436.08 | -156.918 | 0 | 1129.094 | 844.123 | -0.01165 | 0.022487 | -0.77334 | 0.15161 | 324.9178 | -113.589 | 0 | 9291.078 |  | 1744.799 | 1568.291 | 1515.98 | 1226.455 | 4125.205 | 1568.291 | 1508.96 | 1496.224 | 1611.386 | 1606.789 | Competitive | Competitive | 1 | TRUE | TRUE | 1 | Competitive | 0.891 | Non-Competitive
STMPTHS5 1830__G TO_FROM | STMPTHS5 | 1830__G | 612 | 1 | 1 | WACO_W1_8 | WACOWOOD1_8 | TO_FROM | 36066.05 | 38717.2 | -199.336 | 0 | 844.123 | 1129.094 | -0.02249 | 0.011653 | -0.15161 | 0.77334 | 207.4725 | -202.045 | 0 |  | 9291.078 | 1358.551 | 1851.183 | 1078.81 | 1736.107 | 1361.161 | 4125.205 | 1310.706 | 1632.593 | 1407.565 | 1700.062 | Competitive | Competitive | 1 | TRUE | TRUE | 1 | Competitive | 0.891 | Non-Competitive
STMPTHS5 1830__H FROM_TO | STMPTHS5 | 1830__H | 612 | 1 | 1 | WACOWOOD1_8 | WACOATCO1_8 | FROM_TO | 36066.05 | 36486.1 | -170.323 | 0 | 1117.787 | 844.951 | -0.01202 | 0.022116 | -0.71273 | 0.22629 | 311.4976 | -127.067 | 0 | 9290.778 |  | 1740.441 | 1550.18 | 1525.573 | 1183.941 | 7004.538 | 1565.696 | 1513.467 | 1459.934 | 1606.837 | 1587.16 | Competitive | Competitive | 1 | TRUE | TRUE | 1 | Competitive | 0.922 | Non-Competitive
STMPTHS5 1830__H TO_FROM | STMPTHS5 | 1830__H | 612 | 1 | 1 | WACOWOOD1_8 | WACOATCO1_8 | TO_FROM | 36066.05 | 37784.68 | -185.845 | 0 | 856.671 | 1117.787 | -0.02212 | 0.012024 | -0.22629 | 0.71273 | 220.8999 | -188.759 | 0 |  | 9290.778 | 1325.649 | 1846.314 | 1044.746 | 1734.009 | 1358.343 | 7004.538 | 1279.775 | 1630.386 | 1379.817 | 1694.61 | Competitive | Competitive | 1 | TRUE | TRUE | 1 | Competitive | 0.922 | Non-Competitive
STMPTHS5 280__A FROM_TO | STMPTHS5 | 280__A | 1163 | 1 | 1 | LAKE_CRK1_5 | THOUSE_A_5 | FROM_TO | 36066.05 | 35787.45 | -921.985 | 0 | 906.391 | 1160.602 | -0.09525 | 0.15359 | -0.66082 | 0.18678 | 1355.94 | -964.86 | 0 | 900.387 | 1929.69 | 10000 | 1939.562 | 869.048 | 1929.69 | 10000 | 1926.686 | 1319.345 | 1895.655 | 1349.734 | 1895.655 | Competitive | Competitive | 0 | TRUE | TRUE | 1 | Competitive | 0.9295 | Competitive
STMPTHS5 280__A TO_FROM | STMPTHS5 | 280__A | 1163 | 1 | 1 | LAKE_CRK1_5 | THOUSE_A_5 | TO_FROM | 36066.05 | 31812.2 | -1150.34 | 0 | 1142.862 | 906.391 | -0.15359 | 0.095246 | -0.18678 | 0.66082 | 2104.712 | -984.851 | 0 | 1512.031 | 995.337 | 1561.008 | 10000 | 1512.031 | 957.674 | 1779.554 | 10000 | 1593.178 | 1451.443 | 1593.178 | 1486.808 | Competitive | Competitive | 0 | TRUE | TRUE | 1 | Competitive | 0.9295 | Competitive
STMPTHS5 290__A FROM_TO | STMPTHS5 | 290__A | 1163 | 1 | 1 | LAKE_CRK2_5 | THOUSE__5 | FROM_TO | 36066.05 | 35307.36 | -956.253 | 0 | 930.086 | 1120.355 | -0.26626 | 0.2081 | -0.58742 | 0.31027 | 1635.371 | -993.571 | 0 | 871.017 | 1897.447 | 10000 | 4141.386 | 894.63 | 1897.447 | 10000 | 10000 | 1569.136 | 1853.035 | 1572.184 | 1853.035 | Competitive | Competitive | 0 | TRUE | TRUE | 1 | Competitive | 1.2185 | Competitive
STMPTHS5 290__A TO_FROM | STMPTHS5 | 290__A | 1163 | 1 | 1 | LAKE_CRK2_5 | THOUSE__5 | TO_FROM | 36066.05 | 32628 | -1422.53 | 0 | 1120.355 | 930.086 | -0.2081 | 0.26626 | -0.31026 | 0.58742 | 2377.128 | -1201.93 | 0 | 1453.656 | 957.194 | 3993.302 | 10000 | 1453.656 | 984.025 | 10000 | 10000 | 1510.671 | 1713.354 | 1510.671 | 1716.796 | Competitive | Competitive | 0 | TRUE | TRUE | 1 | Competitive | 1.2185 | Competitive
STMPTHS5 300__A FROM_TO | STMPTHS5 | 300__A | 1163 | 1 | 1 | LAKE_CRK1_5 | TEMP_SS__5 | FROM_TO | 36066.05 | 27471.93 | -1792.44 | 0 | 1107.289 | 829.025 | -0.12231 | 0.30015 | -0.2271 | 0.37296 | 3564.773 | -1409.34 | 0 | 1443.252 | 1249.505 | 1771.199 | 1511.906 | 1448.012 | 1138.456 | 9588.868 | 1568.448 | 1508.826 | 1403.881 | 1509.333 | 1451.179 | Competitive | Competitive | 0 | TRUE | TRUE | 1 | Competitive | 0.7735 | Competitive
STMPTHS5 300__A TO_FROM | STMPTHS5 | 300__A | 1163 | 1 | 1 | LAKE_CRK1_5 | TEMP_SS__5 | TO_FROM | 36066.05 | 32800.4 | -2164.48 | 0 | 830.138 | 1107.288 | -0.30015 | 0.12231 | -0.37296 | 0.2271 | 2446.667 | -2136.53 | 0 | 1094.718 | 1677.458 | 1294.971 | 1874.741 | 1008.59 | 1684.019 | 1359.662 | 9588.868 | 1232.544 | 1642.665 | 1269.756 | 1642.925 | Competitive | Competitive | 0 | TRUE | TRUE | 1 | Competitive | 0.7735 | Competitive
STMPTHS5 315__A FROM_TO | STMPTHS5 | 315__A | 1163 | 1 | 1 | TEMP_PEC__5 | TEMP_SS__5 | FROM_TO | 36066.05 | 53892.6 | -209.754 | 0 | 1047.711 | 1214.512 | -0.01713 | 0.029086 | -0.05954 | 0.87034 | 152.6972 | -217.294 | 0 | 10000 |  | 10000 | 1168.867 | 1194.07 | 1192.336 | 10000 | 6391.993 | 1214.401 | 1100.214 | 10000 | 1081.373 | Competitive | Competitive | 1 | TRUE | FALSE | 1 | Non-Competitive | 0.8515 | Non-Competitive
STMPTHS5 315__A TO_FROM | STMPTHS5 | 315__A | 1163 | 1 | 1 | TEMP_PEC__5 | TEMP_SS__5 | TO_FROM | 36066.05 | 37102.09 | -19.9341 | 0 | 1214.512 | 1047.71 | -0.02909 | 0.017131 | -0.87034 | 0.059542 | 254.9018 | -69.5388 | 0 |  | 10000 | 1051.119 | 10000 | 1074.789 | 1628.86 | 6391.993 | 10000 | 998.499 | 1607.997 | 980.458 | 10000 | Competitive | Competitive | 1 | TRUE | FALSE | 1 | Non-Competitive | 0.8515 | Non-Competitive
STMPTMP5 1295__A FROM_TO | STMPTMP5 | 1295__A | 510 | 1 | 1 | TEMP_SS__8 | TEMP_PEC__8 | FROM_TO | 36066.05 | 35942.7 | -441.954 | 0 | 820.551 | 1096.211 | -0.04644 | 0.036442 | -0.32704 | 0.27163 | 551.1288 | -452.174 | 0 | 1928.496 | 1844.824 | 1328.244 | 1849.368 | 987.474 | 1737.065 | 1847.989 | 2708.161 | 1221.075 | 1638.307 | 1395.429 | 1699.752 | Competitive | Competitive | 0 | TRUE | TRUE | 1 | Competitive | 0.789 | Competitive
STMPTMP5 1295__A TO_FROM | STMPTMP5 | 1295__A | 510 | 1 | 1 | TEMP_SS__8 | TEMP_PEC__8 | TO_FROM | 36066.05 | 35148.25 | -421.846 | 0 | 1096.211 | 820.551 | -0.03644 | 0.04644 | -0.27163 | 0.32704 | 769.6244 | -334.883 | 0 | 1730.855 | 2125.681 | 1733.606 | 1525.188 | 1432.704 | 1110.911 | 2708.161 | 2031.842 | 1444.973 | 1379.726 | 1602.113 | 1580.481 | Competitive | Competitive | 0 | TRUE | TRUE | 1 | Competitive | 0.789 | Competitive
STMPTMP5 1830__A FROM_TO | STMPTMP5 | 1830__A | 91 | 1 | 1 | MCGREGPH1_8 | MCGREG_T_8 | FROM_TO | 36066.05 | 38084.61 | -10.667 | 0 | 1268.817 | 789.131 | -0.0006 | 0.000476 | -0.04487 | 0.9209 | 0.78357 | -9.473 | 0 |  |  | 9303.077 | 1052.221 | 1769.681 | 954.831 | 9303.077 | 1566.751 | 5887.728 | 1057.415 | 9297.596 | 1196.188 | Competitive | Competitive | 1 | FALSE | FALSE | 1 | Non-Competitive | 0.8435 | Non-Competitive
STMPTMP5 1830__A TO_FROM | STMPTMP5 | 1830__A | 91 | 1 | 1 | MCGREGPH1_8 | MCGREG_T_8 | TO_FROM | 36066.05 | 36151.67 | 1.9901 | 0 | 846.127 | 1268.817 | -0.00048 | 0.000595 | -0.92089 | 0.044867 | 12.1377 | 0.50449 | 0 |  |  | 819.77 | 9303.077 | 763.533 | 1841.46 | 1326.938 | 9303.077 | 856.822 | 5950.551 | 946.029 | 9297.596 | Competitive | Competitive | 1 | FALSE | FALSE | 1 | Non-Competitive | 0.8435 | Non-Competitive
STMPTMP5 1830__B FROM_TO | STMPTMP5 | 1830__B | 233 | 1 | 1 | SPGVALLYP_8 | MCGREG_T_8 | FROM_TO | 36066.05 | 36167.05 | -136.131 | 0 | 1074.008 | 846.455 | -0.00914 | 0.01525 | -0.44958 | 0.48886 | 187.5945 | -103.547 | 0 |  |  | 1693.116 | 1540.598 | 1590.083 | 1160.477 | 9273.916 | 1561.672 | 1543.211 | 1432.131 | 1595.475 | 1578.427 | Competitive | Competitive | 1 | FALSE | TRUE | 1 | Non-Competitive | 0.8515 | Non-Competitive
STMPTMP5 1830__B TO_FROM | STMPTMP5 | 1830__B | 233 | 1 | 1 | SPGVALLYP_8 | MCGREG_T_8 | TO_FROM | 36066.05 | 36197.95 | -104.999 | 0 | 829.294 | 1074.008 | -0.01525 | 0.009139 | -0.48886 | 0.44959 | 168.4217 | -108.098 | 0 |  |  | 1317.183 | 1782.535 | 1022.143 | 1735.701 | 1354.437 | 9273.916 | 1255.496 | 1633.918 | 1371.155 | 1670.082 | Competitive | Competitive | 1 | FALSE | TRUE | 1 | Non-Competitive | 0.8515 | Non-Competitive
STMPTMP5 1830__C FROM_TO | STMPTMP5 | 1830__C | 233 | 1 | 1 | MCGREG_T_8 | TEMPELMC__8 | FROM_TO | 36066.05 | 36603.79 | -146.732 | 0 | 1099.014 | 850.312 | -0.00973 | 0.015725 | -0.08219 | 0.50555 | 188.4108 | -112.951 | 0 |  |  | 1535.591 | 1502.039 | 1602.128 | 1146.832 | 9274.876 | 1561.53 | 1549.473 | 1413.591 | 1538.951 | 1558.179 | Competitive | Competitive | 1 | FALSE | TRUE | 1 | Non-Competitive | 0.828 | Non-Competitive
STMPTMP5 1830__C TO_FROM | STMPTMP5 | 1830__C | 233 | 1 | 1 | MCGREG_T_8 | TEMPELMC__8 | TO_FROM | 36066.05 | 36170.34 | -102.99 | 0 | 850.312 | 1099.014 | -0.01572 | 0.009734 | -0.50555 | 0.08219 | 180.1629 | -106.236 | 0 |  |  | 1287.235 | 1621.666 | 1007.631 | 1734.602 | 1353.805 | 9274.876 | 1238.749 | 1636.408 | 1353.713 | 1613.159 | Competitive | Competitive | 1 | FALSE | TRUE | 1 | Non-Competitive | 0.828 | Non-Competitive
STMPTMP5 1830__E FROM_TO | STMPTMP5 | 1830__E | 233 | 1 | 1 | COTTONBELT | SPGVALLYP_8 | FROM_TO | 36066.05 | 36150.17 | -133.723 | 0 | 1086.379 | 846.335 | -0.00907 | 0.015317 | -0.51107 | 0.42423 | 190.0104 | -101.14 | 0 |  |  | 1836.792 | 1541.118 | 1587.27 | 1167.833 | 9274.074 | 1562.236 | 1541.704 | 1441.175 | 1683.886 | 1579.648 | Competitive | Competitive | 1 | FALSE | TRUE | 1 | Non-Competitive | 0.8595 | Non-Competitive
STMPTMP5 1830__E TO_FROM | STMPTMP5 | 1830__E | 233 | 1 | 1 | COTTONBELT | SPGVALLYP_8 | TO_FROM | 36066.05 | 36223.51 | -107.431 | 0 | 846.335 | 1073.681 | -0.01532 | 0.009072 | -0.42424 | 0.51107 | 166.0106 | -110.519 | 0 |  |  | 1317.901 | 1931.872 | 1028.83 | 1736.163 | 1355.051 | 9274.074 | 1263.254 | 1633.471 | 1372.685 | 1761.32 | Competitive | Competitive | 1 | FALSE | TRUE | 1 | Non-Competitive | 0.8595 | Non-Competitive
STMPTMP5 1830__F FROM_TO | STMPTMP5 | 1830__F | 233 | 1 | 1 | COTTONBELT | WACOATCO1_8 | FROM_TO | 36066.05 | 36310.79 | -110.211 | 0 | 828.817 | 1086.12 | -0.01539 | 0.008995 | -0.28317 | 0.57569 | 163.2529 | -113.287 | 0 |  |  | 1318.75 | 1934.068 | 1037.122 | 1736.699 | 1355.772 | 9274.253 | 1272.135 | 1633.087 | 1374.483 | 1762.238 | Competitive | Competitive | 1 | FALSE | TRUE | 1 | Non-Competitive | 0.875 | Non-Competitive
STMPTMP5 1830__F TO_FROM | STMPTMP5 | 1830__F | 233 | 1 | 1 | COTTONBELT | WACOATCO1_8 | TO_FROM | 36066.05 | 36135.93 | -130.97 | 0 | 1086.12 | 828.817 | -0.009 | 0.015394 | -0.57569 | 0.28317 | 192.7735 | -98.3867 | 0 |  |  | 1838.816 | 1541.735 | 1584.184 | 1176.977 | 9274.253 | 1562.898 | 1540.056 | 1451.541 | 1684.568 | 1581.087 | Competitive | Competitive | 1 | FALSE | TRUE | 1 | Non-Competitive | 0.875 | Non-Competitive
STMPTMP5 1830__G FROM_TO | STMPTMP5 | 1830__G | 612 | 1 | 1 | WACO_W1_8 | WACOWOOD1_8 | FROM_TO | 36066.05 | 36566.58 | -101.803 | 0 | 1133.725 | 848.51 | -0.00819 | 0.016202 | -0.77752 | 0.14682 | 222.0383 | -69.2266 | 0 |  |  | 1751.112 | 1571.232 | 1541.559 | 1341.38 | 9276.043 | 1630.795 | 1525.227 | 1551.704 | 1625.545 | 1614.919 | Competitive | Competitive | 1 | FALSE | TRUE | 1 | Non-Competitive | 0.844 | Non-Competitive
STMPTMP5 1830__G TO_FROM | STMPTMP5 | 1830__G | 612 | 1 | 1 | WACO_W1_8 | WACOWOOD1_8 | TO_FROM | 36066.05 | 39318.19 | -139.66 | 0 | 853.172 | 1176.394 | -0.0162 | 0.008187 | -0.14681 | 0.77751 | 134.0466 | -141.11 | 0 |  |  | 1362.153 | 1857.008 | 1169.356 | 1736.736 | 1411.066 | 9276.043 | 1359.262 | 1634.829 | 1417.326 | 1713.182 | Competitive | Competitive | 1 | FALSE | TRUE | 1 | Non-Competitive | 0.844 | Non-Competitive
STMPTMP5 1830__H FROM_TO | STMPTMP5 | 1830__H | 612 | 1 | 1 | WACOWOOD1_8 | WACOATCO1_8 | FROM_TO | 36066.05 | 36628.02 | -115.208 | 0 | 1117.265 | 854.096 | -0.00856 | 0.01583 | -0.7164 | 0.22211 | 208.5878 | -82.6432 | 0 |  |  | 1836.605 | 1561.793 | 1563.218 | 1248.322 | 9275.244 | 1604.797 | 1531.741 | 1509.42 | 1681.409 | 1604.906 | Competitive | Competitive | 1 | FALSE | TRUE | 1 | Non-Competitive | 0.8905 | Non-Competitive
STMPTMP5 1830__H TO_FROM | STMPTMP5 | 1830__H | 612 | 1 | 1 | WACOWOOD1_8 | WACOATCO1_8 | TO_FROM | 36066.05 | 38152.11 | -126.125 | 0 | 854.096 | 1117.265 | -0.01583 | 0.008559 | -0.22211 | 0.7164 | 147.4703 | -127.732 | 0 |  |  | 1353.478 | 1945.83 | 1095.449 | 1739.432 | 1389.57 | 9275.244 | 1321.832 | 1633.019 | 1406.599 | 1769.473 | Competitive | Competitive | 1 | FALSE | TRUE | 1 | Non-Competitive | 0.8905 | Non-Competitive
STMPTMP5 280__A FROM_TO | STMPTMP5 | 280__A | 1163 | 1 | 1 | LAKE_CRK1_5 | THOUSE_A_5 | FROM_TO | 36066.05 | 35799.75 | -913.736 | 0 | 912.693 | 1141.982 | -0.09469 | 0.1545 | -0.65988 | 0.18818 | 1347.54 | -956.936 | 0 | 901.2 | 1929.1 | 10000 | 1939.048 | 869.951 | 1929.1 | 10000 | 1932.402 | 1343.538 | 1895.223 | 1375.266 | 1895.223 | Competitive | Competitive | 0 | TRUE | TRUE | 1 | Competitive | 0.82 | Competitive
STMPTMP5 280__A TO_FROM | STMPTMP5 | 280__A | 1163 | 1 | 1 | LAKE_CRK1_5 | THOUSE_A_5 | TO_FROM | 36066.05 | 31899.04 | -1144.54 | 0 | 1141.982 | 912.693 | -0.1545 | 0.094688 | -0.18818 | 0.65988 | 2091.181 | -978.182 | 0 | 1510.904 | 996.142 | 1560.125 | 10000 | 1510.904 | 958.547 | 1784.549 | 10000 | 1591.98 | 1477.422 | 1591.98 | 1514.322 | Competitive | Competitive | 0 | TRUE | TRUE | 1 | Competitive | 0.82 | Competitive
STMPTMP5 290__A FROM_TO | STMPTMP5 | 290__A | 1163 | 1 | 1 | LAKE_CRK2_5 | THOUSE__5 | FROM_TO | 36066.05 | 35757.64 | -611.366 | 0 | 972.888 | 1071.228 | -0.23887 | 0.24619 | -0.52267 | 0.37306 | 1351.556 | -642.473 | 0 | 1000.378 | 1878.084 | 10000 | 10000 | 992.613 | 1862.206 | 10000 | 10000 | 3042.851 | 1839.482 | 3055.092 | 1843.949 | Competitive | Non-Competitive | 0 | TRUE | FALSE | 1 | Non-Competitive | 0.8675 | Non-Competitive
STMPTMP5 290__A TO_FROM | STMPTMP5 | 290__A | 1163 | 1 | 1 | LAKE_CRK2_5 | THOUSE__5 | TO_FROM | 36066.05 | 34449.29 | -1218.08 | 0 | 1071.858 | 972.888 | -0.24619 | 0.23887 | -0.37306 | 0.52267 | 1818.092 | -967.283 | 0 | 1390.743 | 1092.971 | 7922.365 | 10000 | 1383.762 | 1084.253 | 10000 | 10000 | 1437.967 | 3215.612 | 1440.724 | 3228.715 | Competitive | Non-Competitive | 0 | TRUE | FALSE | 1 | Non-Competitive | 0.8675 | Non-Competitive
STMPTMP5 300__A FROM_TO | STMPTMP5 | 300__A | 1163 | 1 | 1 | LAKE_CRK1_5 | TEMP_SS__5 | FROM_TO | 36066.05 | 28466.66 | -1675.27 | 0 | 1106.465 | 831.078 | -0.11033 | 0.28146 | -0.22847 | 0.33509 | 3254.212 | -1332.6 | 0 | 1451.086 | 1242.083 | 1622.944 | 1494.282 | 1439.246 | 1128.8 | 9586.492 | 1570.918 | 1518.635 | 1388.049 | 1522.194 | 1442.707 | Competitive | Competitive | 0 | TRUE | TRUE | 1 | Competitive | 0.9455 | Competitive
STMPTMP5 300__A TO_FROM | STMPTMP5 | 300__A | 1163 | 1 | 1 | LAKE_CRK1_5 | TEMP_SS__5 | TO_FROM | 36066.05 | 32902.22 | -1965.89 | 0 | 831.078 | 1106.466 | -0.28146 | 0.11033 | -0.33509 | 0.22847 | 2286.482 | -1931.32 | 0 | 1088.606 | 1674.553 | 1280.998 | 1727.681 | 1000.853 | 1676.079 | 1361.213 | 9586.492 | 1219.063 | 1654.17 | 1262.01 | 1654.928 | Competitive | Competitive | 0 | TRUE | TRUE | 1 | Competitive | 0.9455 | Competitive
STMPTMP5 490__A FROM_TO | STMPTMP5 | 490__A | 1163 | 1 | 1 | THOUSE__5 | TEMP_PEC__5 | FROM_TO | 36066.05 | 36336.78 | -443.927 | 0 | 1181.048 | 842.05 | -0.03579 | 0.060339 | -0.61662 | 0.10243 | 992.671 | -328.401 | 0 | 1740.38 | 1964.782 | 1740.38 | 1555.564 | 1502.892 | 1196.865 | 1420.509 | 1616.838 | 1505.284 | 1467.643 | 1611.503 | 1592.856 | Competitive | Competitive | 1 | TRUE | TRUE | 1 | Competitive | 1.164 | Non-Competitive
STMPTMP5 490__A TO_FROM | STMPTMP5 | 490__A | 1163 | 1 | 1 | THOUSE__5 | TEMP_PEC__5 | TO_FROM | 36066.05 | 41420.09 | -607.479 | 0 | 842.05 | 1181.048 | -0.06034 | 0.035793 | -0.10243 | 0.61662 | 599.3218 | -617.513 | 0 | 1787.115 | 1854.554 | 1349.068 | 1854.554 | 1055.587 | 1750.856 | 1399.069 | 1531.002 | 1289.364 | 1648.011 | 1398.705 | 1706.947 | Competitive | Competitive | 1 | TRUE | TRUE | 1 | Competitive | 1.164 | Non-Competitive
STMPTMP8 1830__A FROM_TO | STMPTMP8 | 1830__A | 91 | 1 | 1 | MCGREGPH1_8 | MCGREG_T_8 | FROM_TO | 36066.05 | 38063.97 | -11.4024 | 0 | 1183.27 | 869.584 | -0.00061 | 0.000583 | -0.04478 | 0.92098 | 1.8873 | -10.0704 | 0 |  |  | 9268.976 | 1028.887 | 1627.41 | 971.106 | 9268.976 | 1568.805 | 3833.388 | 1078.286 | 9227.376 | 1106.755 | Competitive | Competitive | 1 | FALSE | FALSE | 1 | Non-Competitive | 1.219 | Non-Competitive
STMPTMP8 1830__A TO_FROM | STMPTMP8 | 1830__A | 91 | 1 | 1 | MCGREGPH1_8 | MCGREG_T_8 | TO_FROM | 36066.05 | 36150.84 | 1.404 | 0 | 850.888 | 1182.396 | -0.00058 | 0.000608 | -0.92098 | 0.044784 | 12.9113 | -0.40555 | 0 |  |  | 828.744 | 9268.976 | 783.994 | 1703.772 | 1332.318 | 9268.976 | 887.701 | 3918.098 | 911.65 | 9227.376 | Competitive | Competitive | 1 | FALSE | FALSE | 1 | Non-Competitive | 1.219 | Non-Competitive
STMPTMP8 1830__B FROM_TO | STMPTMP8 | 1830__B | 233 | 1 | 1 | SPGVALLYP_8 | MCGREG_T_8 | FROM_TO | 36066.05 | 36136.54 | -144.561 | 0 | 1074.339 | 837.683 | -0.00949 | 0.01631 | -0.4483 | 0.49012 | 201.3981 | -110.758 | 0 |  |  | 1694.662 | 1501.475 | 1579.516 | 1151.636 | 9269.656 | 1562.851 | 1537.875 | 1421.082 | 1591.854 | 1559.524 | Competitive | Competitive | 1 | FALSE | TRUE | 1 | Non-Competitive | 1.2185 | Non-Competitive
STMPTMP8 1830__B TO_FROM | STMPTMP8 | 1830__B | 233 | 1 | 1 | SPGVALLYP_8 | MCGREG_T_8 | TO_FROM | 36066.05 | 36174.29 | -112.791 | 0 | 837.683 | 1086.983 | -0.01631 | 0.00949 | -0.49012 | 0.4483 | 179.6034 | -116.531 | 0 |  |  | 1287.254 | 1784.264 | 1017.033 | 1732.815 | 1355.123 | 9269.656 | 1246.277 | 1631.476 | 1355.422 | 1666.598 | Competitive | Competitive | 1 | FALSE | TRUE | 1 | Non-Competitive | 1.2185 | Non-Competitive
STMPTMP8 1830__C FROM_TO | STMPTMP8 | 1830__C | 233 | 1 | 1 | MCGREG_T_8 | TEMPELMC__8 | FROM_TO | 36066.05 | 36431.25 | -155.897 | 0 | 1100.145 | 850.369 | -0.01003 | 0.016892 | -0.08066 | 0.50692 | 203.4498 | -120.649 | 0 |  |  | 1810.924 | 1501.002 | 1590.148 | 1139.297 | 9269.715 | 1563.077 | 1543.378 | 1402.656 | 1683.522 | 1558.121 | Competitive | Competitive | 1 | FALSE | TRUE | 1 | Non-Competitive | 1.125 | Non-Competitive
STMPTMP8 1830__C TO_FROM | STMPTMP8 | 1830__C | 233 | 1 | 1 | MCGREG_T_8 | TEMPELMC__8 | TO_FROM | 36066.05 | 36146.06 | -111.386 | 0 | 850.369 | 1087.91 | -0.01689 | 0.010031 | -0.50692 | 0.080658 | 192.3108 | -115.149 | 0 |  |  | 1286.126 | 1910.987 | 1004.167 | 1731.246 | 1354.765 | 9269.715 | 1229.927 | 1633.057 | 1352.716 | 1764.803 | Competitive | Competitive | 1 | FALSE | TRUE | 1 | Non-Competitive | 1.125 | Non-Competitive
STMPTMP8 1830__E FROM_TO | STMPTMP8 | 1830__E | 233 | 1 | 1 | COTTONBELT | SPGVALLYP_8 | FROM_TO | 36066.05 | 36123.3 | -142.154 | 0 | 1086.656 | 837.578 | -0.00942 | 0.016377 | -0.50981 | 0.42547 | 203.8149 | -108.346 | 0 |  |  | 1695.945 | 1504.563 | 1576.979 | 1157.931 | 9269.824 | 1563.382 | 1536.486 | 1429.686 | 1591.484 | 1562.135 | Competitive | Competitive | 1 | FALSE | TRUE | 1 | Non-Competitive | 1.117 | Non-Competitive
STMPTMP8 1830__E TO_FROM | STMPTMP8 | 1830__E | 233 | 1 | 1 | COTTONBELT | SPGVALLYP_8 | TO_FROM | 36066.05 | 36196.45 | -115.222 | 0 | 837.578 | 1086.656 | -0.01638 | 0.009423 | -0.42547 | 0.50981 | 177.1917 | -118.945 | 0 |  |  | 1289.8 | 1785.671 | 1022.803 | 1733.287 | 1355.699 | 9269.824 | 1253.575 | 1631.177 | 1357.939 | 1666.371 | Competitive | Competitive | 1 | FALSE | TRUE | 1 | Non-Competitive | 1.117 | Non-Competitive
STMPTMP8 1830__F FROM_TO | STMPTMP8 | 1830__F | 233 | 1 | 1 | COTTONBELT | WACOATCO1_8 | FROM_TO | 36066.05 | 36270.94 | -118.002 | 0 | 854.586 | 1086.388 | -0.01645 | 0.009347 | -0.28435 | 0.57445 | 174.4333 | -121.701 | 0 |  |  | 1290.896 | 1787.253 | 1029.869 | 1733.831 | 1356.373 | 9270.013 | 1261.954 | 1630.937 | 1359.911 | 1666.231 | Competitive | Competitive | 1 | FALSE | TRUE | 1 | Non-Competitive | 2.9295 | Non-Competitive
STMPTMP8 1830__F TO_FROM | STMPTMP8 | 1830__F | 233 | 1 | 1 | COTTONBELT | WACOATCO1_8 | TO_FROM | 36066.05 | 36112.04 | -139.4 | 0 | 1073.722 | 837.19 | -0.00935 | 0.016453 | -0.57445 | 0.28435 | 206.5792 | -105.589 | 0 |  |  | 1697.389 | 1505.565 | 1574.108 | 1165.723 | 9270.013 | 1564.004 | 1534.959 | 1439.581 | 1591.179 | 1563.882 | Competitive | Competitive | 1 | FALSE | TRUE | 1 | Non-Competitive | 2.9295 | Non-Competitive
STMPTMP8 1830__G FROM_TO | STMPTMP8 | 1830__G | 612 | 1 | 1 | WACO_W1_8 | WACOWOOD1_8 | FROM_TO | 36066.05 | 36549.51 | -110.233 | 0 | 1130.691 | 853.358 | -0.00854 | 0.017261 | -0.77635 | 0.14795 | 235.8554 | -76.3834 | 0 |  |  | 1748.852 | 1571.732 | 1536.752 | 1304.919 | 9271.912 | 1608.992 | 1520.871 | 1539.178 | 1620.918 | 1613.895 | Competitive | Competitive | 1 | FALSE | TRUE | 1 | Non-Competitive | 2.867 | Non-Competitive
STMPTMP8 1830__G TO_FROM | STMPTMP8 | 1830__G | 612 | 1 | 1 | WACO_W1_8 | WACOWOOD1_8 | TO_FROM | 36066.05 | 39214.62 | -147.451 | 0 | 853.358 | 1130.691 | -0.01726 | 0.008539 | -0.14795 | 0.77636 | 145.2188 | -148.985 | 0 |  |  | 1362.06 | 1854.847 | 1140.672 | 1737.728 | 1393.649 | 9271.912 | 1347.617 | 1633.334 | 1415.163 | 1708.736 | Competitive | Competitive | 1 | FALSE | TRUE | 1 | Non-Competitive | 2.867 | Non-Competitive
STMPTMP8 1830__H FROM_TO | STMPTMP8 | 1830__H | 612 | 1 | 1 | WACOWOOD1_8 | WACOATCO1_8 | FROM_TO | 36066.05 | 36609.58 | -123.639 | 0 | 1117.226 | 836.876 | -0.00891 | 0.01689 | -0.71521 | 0.22327 | 222.3996 | -89.7995 | 0 |  |  | 1828.353 | 1562.68 | 1553.804 | 1225.798 | 9271.063 | 1567.898 | 1527.005 | 1495.867 | 1672.208 | 1604.849 | Competitive | Competitive | 1 | FALSE | TRUE | 1 | Non-Competitive | 0.828 | Non-Competitive
STMPTMP8 1830__H TO_FROM | STMPTMP8 | 1830__H | 612 | 1 | 1 | WACOWOOD1_8 | WACOATCO1_8 | TO_FROM | 36066.05 | 38090.34 | -133.916 | 0 | 836.876 | 1128.722 | -0.01689 | 0.00891 | -0.22327 | 0.71521 | 158.6462 | -135.572 | 0 |  |  | 1353.813 | 1944.242 | 1077.697 | 1736.988 | 1360.586 | 9271.063 | 1309.87 | 1631.303 | 1405.505 | 1765.03 | Competitive | Competitive | 1 | FALSE | TRUE | 1 | Non-Competitive | 0.828 | Non-Competitive
STMPTMP8 280__A FROM_TO | STMPTMP8 | 280__A | 1163 | 1 | 1 | LAKE_CRK1_5 | THOUSE_A_5 | FROM_TO | 36066.05 | 35816.78 | -905.201 | 0 | 912.719 | 1158.966 | -0.09407 | 0.15554 | -0.65882 | 0.18902 | 1335.986 | -948.022 | 0 | 901.924 | 1928.576 | 10000 | 1938.598 | 870.772 | 1928.576 | 10000 | 1932.21 | 1375.893 | 1894.883 | 1409.065 | 1894.883 | Competitive | Competitive | 0 | TRUE | TRUE | 1 | Competitive | 0.875 | Competitive
STMPTMP8 280__A TO_FROM | STMPTMP8 | 280__A | 1163 | 1 | 1 | LAKE_CRK1_5 | THOUSE_A_5 | TO_FROM | 36066.05 | 31972.6 | -1136.25 | 0 | 1141.235 | 906.459 | -0.15554 | 0.094075 | -0.18902 | 0.65882 | 2075.421 | -968.708 | 0 | 1510.045 | 996.828 | 1559.469 | 10000 | 1510.045 | 959.317 | 1784.362 | 10000 | 1591.159 | 1512.222 | 1591.159 | 1550.763 | Competitive | Competitive | 0 | TRUE | TRUE | 1 | Competitive | 0.875 | Competitive
STMPTMP8 290__A FROM_TO | STMPTMP8 | 290__A | 1163 | 1 | 1 | LAKE_CRK2_5 | THOUSE__5 | FROM_TO | 36066.05 | 36296.39 | -247.506 | 0 | 998.767 | 975.421 | -0.18316 | 0.29607 | -0.43969 | 0.41707 | 1058.923 | -387.521 | 0 | 2045.455 | 1710.699 | 10000 | 10000 | 1444.035 | 1808.458 | 10000 | 10000 | 6453.823 | 1857.443 | 6863.073 | 1835.911 | Competitive | Competitive | 1 | TRUE | FALSE | 1 | Non-Competitive | 1.258 | Non-Competitive
STMPTMP8 290__A TO_FROM | STMPTMP8 | 290__A | 1163 | 1 | 1 | LAKE_CRK2_5 | THOUSE__5 | TO_FROM | 36066.05 | 36238.32 | -1078.17 | 0 | 975.421 | 1028.51 | -0.29607 | 0.18316 | -0.41707 | 0.43969 | 1089.159 | -767.259 | 0 | 1173.529 | 2045.455 | 10000 | 10000 | 1255.528 | 1530.078 | 10000 | 10000 | 1303.772 | 6516.669 | 1280.811 | 6863.073 | Competitive | Competitive | 1 | TRUE | FALSE | 1 | Non-Competitive | 1.258 | Non-Competitive
STMPTMP8 300__A FROM_TO | STMPTMP8 | 300__A | 1163 | 1 | 1 | LAKE_CRK1_5 | TEMP_SS__5 | FROM_TO | 36066.05 | 29267.3 | -1257.32 | 0 | 1120.259 | 827.207 | -0.08761 | 0.23625 | -0.16523 | 0.29498 | 2523.514 | -981.213 | 0 | 1460.668 | 1389.408 | 4396.316 | 1514.348 | 1444.924 | 1152.952 | 10000 | 1570.131 | 1575.099 | 1426.461 | 1581.138 | 1519.783 | Competitive | Competitive | 0 | TRUE | TRUE | 1 | Competitive | 0.867 | Competitive
STMPTMP8 300__A TO_FROM | STMPTMP8 | 300__A | 1163 | 1 | 1 | LAKE_CRK1_5 | TEMP_SS__5 | TO_FROM | 36066.05 | 34214.35 | -1562.24 | 0 | 827.207 | 1120.259 | -0.23625 | 0.087613 | -0.29498 | 0.16523 | 1731.349 | -1528.81 | 0 | 1202.259 | 1661.665 | 1297.426 | 4396.316 | 1020.148 | 1669.257 | 1361.3 | 10000 | 1251.2 | 1704.469 | 1324.404 | 1705.448 | Competitive | Competitive | 0 | TRUE | TRUE | 1 | Competitive | 0.867 | Competitive
STMPTMP8 315__A FROM_TO | STMPTMP8 | 315__A | 1163 | 1 | 1 | TEMP_PEC__5 | TEMP_SS__5 | FROM_TO | 36066.05 | 31238.45 | -1194.5 | 0 | 1133.241 | 876.157 | -0.06987 | 0.14096 | -0.16582 | 0.70178 | 2097.465 | -991.75 | 0 | 1463.368 | 1222.253 | 1615.633 | 1349.726 | 1440.233 | 1080.437 | 4103.795 | 1564.92 | 1462.382 | 1265.418 | 1468.928 | 1379.305 | Competitive | Competitive | 0 | TRUE | TRUE | 1 | Competitive | 1.0315 | Competitive
STMPTMP8 315__A TO_FROM | STMPTMP8 | 315__A | 1163 | 1 | 1 | TEMP_PEC__5 | TEMP_SS__5 | TO_FROM | 36066.05 | 35491.55 | -1151.87 | 0 | 872.958 | 1133.182 | -0.14096 | 0.069873 | -0.70178 | 0.16582 | 1574.903 | -1161.02 | 0 | 1071.371 | 1727.865 | 1168.234 | 1725.408 | 962.676 | 1727.598 | 1354.919 | 4103.795 | 1118.248 | 1637.078 | 1207.693 | 1637.081 | Competitive | Competitive | 0 | TRUE | TRUE | 1 | Competitive | 1.0315 | Competitive
STMPTMP8 490__A FROM_TO | STMPTMP8 | 490__A | 1163 | 1 | 1 | THOUSE__5 | TEMP_PEC__5 | FROM_TO | 36066.05 | 31930.84 | -1103.61 | 0 | 1108.057 | 865.826 | -0.07193 | 0.13175 | -0.21093 | 0.2214 | 2147.285 | -882.552 | 0 | 1486.413 | 1368.257 | 1726.164 | 1419.052 | 1461.713 | 1110.589 | 2476.439 | 1563.527 | 1481.416 | 1346.092 | 1488.839 | 1491.392 | Competitive | Competitive | 0 | TRUE | TRUE | 1 | Competitive | 0.789 | Competitive
STMPTMP8 490__A TO_FROM | STMPTMP8 | 490__A | 1163 | 1 | 1 | THOUSE__5 | TEMP_PEC__5 | TO_FROM | 36066.05 | 34740.3 | -1237.01 | 0 | 862.821 | 1108.057 | -0.13175 | 0.071934 | -0.2214 | 0.21093 | 1474.879 | -1253.77 | 0 | 1184.312 | 1724.329 | 1223.221 | 1840.866 | 986.43 | 1728.556 | 1355.064 | 2476.439 | 1184.996 | 1639.397 | 1298.916 | 1639.25 | Competitive | Competitive | 0 | TRUE | TRUE | 1 | Competitive | 0.789 | Competitive

## legend
Approach | Column | Description
General Information | dataset (only in result comparison between SSWG and CRR auction models) | inconsistent results (switch between competitive/non-existing and non-competitive): "scedhist" for SCED historical constraint set existing in both SSWG 2013 model and CRR auction Aug 2013 model, "sced_crraug" for SCED historical constraint set existing only in CRR auction Aug 2013 model, "sced_sswg" for SCED historical constraint set existing only in SSWG 2013 model, "csc" for CSC/CRE constraint set existing in both SSWG 2013 model and CRR auction Aug 2013 model
| exectime | computtation time of constraint
Basic Information | contingency | CONTINGENCY NAME
| constraint | CONSTRAINT NAME
| linelimit | Constraint MW Limit
| devicecnt | Count of Devices to be removed in original contingency definition
| cktcnt | Count of Circuits removed in actual contingency implementation
| frombus | FROM BUS
| tobus | TO BUS
| direction | FROM_TO or TO_FROM
| sys_total_load | System wide total load MW
Current CCT Approach | worst_load_curcct | The MW flow of worst case scenario for current CCT approach
| pivotal_flow_curcct | constraint MW flow of PPI evaluation after biggest entity's capacities being moved. Note that all capacities would be counted (except of those of biggest entity) would be considered if all these capacity cannot meet the system-wide load (under generation) for current CCT approach
| under_gen_mw_curcct | Under generation MW of PPI evaluation after biggest entity's capacities being moved for current CCT approach
| ecicur_p | ECI of export side with SF reference at import terminal (All units used to meet load in best case scenario are not considered). This calculation is not used in current CCT design, just as comparison to "eciexp_p"
| ecicur_n | ECI of import side with SF reference at export terminal (All units used to meet load in worst case scenario are not considered). This calculation is not used in current CCT design, just as comparison to "eciimp_n"
| eciexp_p | ECI of export side with SF reference at import terminal (All units used to meet impact of (system load impact regarding to export terminal minus line limit) in best case scenario are not considered)
| eciimp_n | ECI of export side with SF reference at export terminal (All units used to meet impact of (system load impact regarding to import terminal plus line limit) in worst case scenario are not considered)
| cur_cct_flag | Competitiveness Flag of current CCT design
New CCT Approach | mingensf | The minimum of generator shift factors reference of distributed load (note that wind resource would be ignored if its SF is negative and wind available capacity ration is 0%)
| maxgensf | The maximum of generator shift factors reference of distributed load (note that wind resource would be ignored if its SF is negative and wind available capacity ration is 0%)
| minbussf | The maximum of bus shift factors, equivalent to import terminal SF with reference of distributed load
| maxbussf | The maximum of bus shift factors, equivalent to export terminal SF with reference of distributed load
| worst_flow | The MW flow of worst case scenario
| pivotal_flow | constraint MW flow of PPI evaluation after biggest entity's capacities being moved and wind capacity with negative SF being derated by wind available capacity ratio (current 0%). Note that all capacities would be counted (except of those of biggest entity) would be considered if all these capacity cannot meet the system-wide load (under generation)
| under_gen_mw | Under generation MW of PPI evaluation after biggest entity's capacities being moved and wind capacity with negative SF being derated by wind available capacity ratio (current 0%)
| eci002_p | ECI of positive shift factors with flat 2% cutoff
| eci002_n | ECI of negative shift factors with flat 2% cutoff
| eci1_3_p | ECI of positive shift factors with 1/3 of maximum cutoff
| eci1_3_n | ECI of negative shift factors with 1/3 of maximum cutoff
| eci000_p | ECI of positive shift factors with no cutoff
| eci000_n | ECI of negative shift factors with no cutoff
| eci1_2_p | ECI of positive shift factors with 1/2 of maximum cutoff
| eci1_2_n | ECI of negative shift factors with 1/2 of maximum cutoff
| ecisqr_p | ECI of positive shift factors with GSF squared approach
| ecisqr_n | ECI of negative shift factors with GSF squared approach
| ecim23_p | ECI of positive shift factors with GSF squared approach and min(0.02,1/3) cutoff
| ecim23_n | ECI of negative shift factors with GSF squared approach and min(0.02,1/3) cutoff
| new_cct_flag | Competitiveness Flag of new CCT approach
Comparison | cmp_flag | new_cct_flag to be compared with another model
| cmp_worst | worst_flow to be compared with another model
| cmp_ppi | pivotal_flow to be compared with another model
| cmp_ecip | ecim23_p to be compared with another model
| cmp_ecin | ecim23_n to be compared with another model
| cmp_limit | linelimit to be compared with another model
| diff_flag | Is new_cct_flag same as cmp_flag?

## Option 1 Results
Competitive Constraints - August Case | Competitive Constraints - April Case | Competitive Constraints - Competitive in Both Cases
BASE CASE 1295__A FROM_TO | BASE CASE 1295__A FROM_TO | BASE CASE 1295__A FROM_TO
BASE CASE 1295__A TO_FROM | BASE CASE 1295__A TO_FROM | BASE CASE 1295__A TO_FROM
BASE CASE 1830__A FROM_TO | BASE CASE 1830__A FROM_TO | BASE CASE 1830__A FROM_TO
BASE CASE 1830__A TO_FROM | BASE CASE 1830__A TO_FROM | BASE CASE 1830__A TO_FROM
BASE CASE 1830__B FROM_TO | BASE CASE 1830__B FROM_TO | BASE CASE 1830__B FROM_TO
BASE CASE 1830__B TO_FROM | BASE CASE 1830__B TO_FROM | BASE CASE 1830__B TO_FROM
BASE CASE 1830__C FROM_TO | BASE CASE 1830__C FROM_TO | BASE CASE 1830__C FROM_TO
BASE CASE 1830__C TO_FROM | BASE CASE 1830__C TO_FROM | BASE CASE 1830__C TO_FROM
BASE CASE 1830__E FROM_TO | BASE CASE 1830__E FROM_TO | BASE CASE 1830__E FROM_TO
BASE CASE 1830__E TO_FROM | BASE CASE 1830__E TO_FROM | BASE CASE 1830__E TO_FROM
BASE CASE 1830__F FROM_TO | BASE CASE 1830__F FROM_TO | BASE CASE 1830__F FROM_TO
BASE CASE 1830__F TO_FROM | BASE CASE 1830__F TO_FROM | BASE CASE 1830__F TO_FROM
BASE CASE 1830__G FROM_TO | BASE CASE 1830__G FROM_TO | BASE CASE 1830__G FROM_TO
BASE CASE 1830__G TO_FROM | BASE CASE 1830__G TO_FROM | BASE CASE 1830__G TO_FROM
BASE CASE 1830__H FROM_TO | BASE CASE 1830__H FROM_TO | BASE CASE 1830__H FROM_TO
BASE CASE 1830__H TO_FROM | BASE CASE 1830__H TO_FROM | BASE CASE 1830__H TO_FROM
BASE CASE 240__A TO_FROM | BASE CASE 240__A TO_FROM | BASE CASE 240__A TO_FROM
BASE CASE 260_A_1 TO_FROM | BASE CASE 260_A_1 TO_FROM | BASE CASE 260_A_1 TO_FROM
BASE CASE 280__A FROM_TO | BASE CASE 280__A FROM_TO | BASE CASE 280__A FROM_TO
BASE CASE 280__A TO_FROM | BASE CASE 280__A TO_FROM | BASE CASE 280__A TO_FROM
BASE CASE 290__A FROM_TO | BASE CASE 290__A FROM_TO | BASE CASE 290__A FROM_TO
BASE CASE 290__A TO_FROM | BASE CASE 290__A TO_FROM | BASE CASE 290__A TO_FROM
BASE CASE 297T464_1 FROM_TO | BASE CASE 297T464_1 FROM_TO | BASE CASE 297T464_1 FROM_TO
BASE CASE 300__A FROM_TO | BASE CASE 300__A FROM_TO | BASE CASE 300__A FROM_TO
BASE CASE 300__A TO_FROM | BASE CASE 300__A TO_FROM | BASE CASE 300__A TO_FROM
BASE CASE 315__A FROM_TO | BASE CASE 315__A FROM_TO | BASE CASE 315__A FROM_TO
BASE CASE 315__A TO_FROM | BASE CASE 315__A TO_FROM | BASE CASE 315__A TO_FROM
BASE CASE 365__A FROM_TO | BASE CASE 365__A FROM_TO | BASE CASE 365__A FROM_TO
BASE CASE 365__A TO_FROM | BASE CASE 365__A TO_FROM | BASE CASE 365__A TO_FROM
BASE CASE 424T424_1 FROM_TO | BASE CASE 424T424_1 FROM_TO | BASE CASE 424T424_1 FROM_TO
BASE CASE 424T424_1 TO_FROM | BASE CASE 424T424_1 TO_FROM | BASE CASE 424T424_1 TO_FROM
BASE CASE 490__A FROM_TO | BASE CASE 490__A FROM_TO | BASE CASE 490__A FROM_TO
BASE CASE 490__A TO_FROM | BASE CASE 490__A TO_FROM | BASE CASE 490__A TO_FROM
BASE CASE 6011__A FROM_TO | BASE CASE 6011__A FROM_TO | BASE CASE 6011__A FROM_TO
BASE CASE 6011__A TO_FROM | BASE CASE 6011__A TO_FROM | BASE CASE 6011__A TO_FROM
BASE CASE 6012__A FROM_TO | BASE CASE 6012__A TO_FROM | BASE CASE 6012__A TO_FROM
BASE CASE 6012__A TO_FROM | BASE CASE 6024__A FROM_TO | BASE CASE 6024__A FROM_TO
BASE CASE 6024__A FROM_TO | BASE CASE 6028__A FROM_TO | BASE CASE 6028__A FROM_TO
BASE CASE 6028__A FROM_TO | BASE CASE 6029__A TO_FROM | BASE CASE 6029__A TO_FROM
BASE CASE 6029__A TO_FROM | BASE CASE 6035__A TO_FROM | BASE CASE 6035__A TO_FROM
BASE CASE 6035__A TO_FROM | BASE CASE 6380__A TO_FROM | BASE CASE 6380__A TO_FROM
BASE CASE 6380__A TO_FROM | BASE CASE 6380__D FROM_TO | BASE CASE 6380__D FROM_TO
BASE CASE 6380__D FROM_TO | BASE CASE 6437__C FROM_TO | BASE CASE 6437__C FROM_TO
BASE CASE 6437__C FROM_TO | BASE CASE 6437__C TO_FROM | BASE CASE 6437__C TO_FROM
BASE CASE 6437__C TO_FROM | BASE CASE 651__A FROM_TO | BASE CASE 651__A FROM_TO
BASE CASE 651__A FROM_TO | BASE CASE 651__A TO_FROM | BASE CASE 651__A TO_FROM
BASE CASE 651__A TO_FROM | BASE CASE 651__B TO_FROM | BASE CASE 651__B TO_FROM
BASE CASE 651__B TO_FROM | BASE CASE 651__D FROM_TO | BASE CASE 651__D FROM_TO
BASE CASE 651__D FROM_TO | BASE CASE 651__D TO_FROM | BASE CASE 651__E FROM_TO
BASE CASE 651__E FROM_TO | BASE CASE 651__E FROM_TO | BASE CASE 651__E TO_FROM
BASE CASE 651__E TO_FROM | BASE CASE 651__E TO_FROM | BASE CASE B_DAVI_WOOLRI1_1 FROM_TO
BASE CASE B_DAVI_WOOLRI1_1 FROM_TO | BASE CASE B_DAVI_WOOLRI1_1 FROM_TO | BASE CASE B_DAVI_WOOLRI1_1 TO_FROM
BASE CASE B_DAVI_WOOLRI1_1 TO_FROM | BASE CASE B_DAVI_WOOLRI1_1 TO_FROM | BASE CASE BRUNI_69_1 FROM_TO
BASE CASE BRUNI_69_1 FROM_TO | BASE CASE BRUNI_69_1 FROM_TO | BASE CASE BRUNI_69_1 TO_FROM
BASE CASE BRUNI_69_1 TO_FROM | BASE CASE BRUNI_69_1 TO_FROM | BASE CASE CTHR_SONR1_1 TO_FROM
BASE CASE CTHR_SONR1_1 TO_FROM | BASE CASE CTHR_SONR1_1 TO_FROM | BASE CASE ECRSW_FMR1 FROM_TO
BASE CASE ECRSW_FMR1 FROM_TO | BASE CASE ECRSW_FMR1 FROM_TO | BASE CASE ECRSW_FMR1 TO_FROM
BASE CASE ECRSW_FMR1 TO_FROM | BASE CASE ECRSW_FMR1 TO_FROM | BASE CASE ESKSW_FMR1 FROM_TO
BASE CASE ESKSW_FMR1 FROM_TO | BASE CASE ESKSW_FMR1 FROM_TO | BASE CASE KDLKG_75_A FROM_TO
BASE CASE KDLKG_75_A FROM_TO | BASE CASE ESKSW_FMR1 TO_FROM | BASE CASE KDLRNS75_A TO_FROM
BASE CASE KDLRNS75_A TO_FROM | BASE CASE KDLKG_75_A FROM_TO | BASE CASE KDLRTW74_A FROM_TO
BASE CASE KDLRTW74_A FROM_TO | BASE CASE KDLRNS75_A TO_FROM | BASE CASE KDLRTW74_A TO_FROM
BASE CASE KDLRTW74_A TO_FROM | BASE CASE KDLRTW74_A FROM_TO | BASE CASE KDLTB_74_A FROM_TO
BASE CASE KDLTB_74_A FROM_TO | BASE CASE KDLRTW74_A TO_FROM | BASE CASE KDLTB_74_A TO_FROM
BASE CASE KDLTB_74_A TO_FROM | BASE CASE KDLTB_74_A FROM_TO | BASE CASE KG_RTW74_A FROM_TO
BASE CASE KG_RTW74_A FROM_TO | BASE CASE KDLTB_74_A TO_FROM | BASE CASE KG_RTW74_A TO_FROM
BASE CASE KG_RTW74_A TO_FROM | BASE CASE KG_RTW74_A FROM_TO | BASE CASE MARION_4AT2 FROM_TO
BASE CASE LC_NEW60_A FROM_TO | BASE CASE KG_RTW74_A TO_FROM | BASE CASE MARION_4AT2 TO_FROM
BASE CASE MARION_4AT2 FROM_TO | BASE CASE MARION_4AT2 FROM_TO | BASE CASE MATA_PADR1_1 FROM_TO
BASE CASE MARION_4AT2 TO_FROM | BASE CASE MARION_4AT2 TO_FROM | BASE CASE MATA_PADR1_1 TO_FROM
BASE CASE MATA_PADR1_1 FROM_TO | BASE CASE MATA_PADR1_1 FROM_TO | BASE CASE MLSES_FMR1 FROM_TO
BASE CASE MATA_PADR1_1 TO_FROM | BASE CASE MATA_PADR1_1 TO_FROM | BASE CASE MLSES_FMR1 TO_FROM
BASE CASE MLSES_FMR1 FROM_TO | BASE CASE MLSES_FMR1 FROM_TO | BASE CASE MLSES_FMR2 FROM_TO
BASE CASE MLSES_FMR1 TO_FROM | BASE CASE MLSES_FMR1 TO_FROM | BASE CASE MLSES_FMR2 TO_FROM
BASE CASE MLSES_FMR2 FROM_TO | BASE CASE MLSES_FMR2 FROM_TO | BASE CASE MLSES_FMR3 FROM_TO
BASE CASE MLSES_FMR2 TO_FROM | BASE CASE MLSES_FMR2 TO_FROM | BASE CASE MLSES_FMR3 TO_FROM
BASE CASE MLSES_FMR3 FROM_TO | BASE CASE MLSES_FMR3 FROM_TO | BASE CASE N_SHARPE_PS1 FROM_TO
BASE CASE MLSES_FMR3 TO_FROM | BASE CASE MLSES_FMR3 TO_FROM | BASE CASE N_SHARPE_PS1 TO_FROM
BASE CASE N_SHARPE_PS1 FROM_TO | BASE CASE N_SHARPE_PS1 FROM_TO | BASE CASE NEWPG_04_A FROM_TO
BASE CASE N_SHARPE_PS1 TO_FROM | BASE CASE N_SHARPE_PS1 TO_FROM | BASE CASE NEWPG_04_A TO_FROM
BASE CASE N_TO_H TO_FROM | BASE CASE NEWPG_04_A FROM_TO | BASE CASE NWF_NOTSW_1 TO_FROM
BASE CASE NEWPG_04_A FROM_TO | BASE CASE NEWPG_04_A TO_FROM | BASE CASE SNGTB_74_A TO_FROM
BASE CASE NEWPG_04_A TO_FROM | BASE CASE NWF_NOTSW_1 TO_FROM | BASE CASE SNGXGC75_1 TO_FROM
BASE CASE NEWTGF04_A FROM_TO | BASE CASE SNGTB_74_A TO_FROM | BASE CASE SNGXGC99_1 TO_FROM
BASE CASE NWF_NOTSW_1 TO_FROM | BASE CASE SNGXGC75_1 TO_FROM | BASE CASE SNTX1_SNTXTA1_1 FROM_TO
BASE CASE RNSSNG75_A FROM_TO | BASE CASE SNGXGC99_1 TO_FROM | BASE CASE SNTX1_SNTXTA1_1 TO_FROM
BASE CASE SNGTB_74_A TO_FROM | BASE CASE SNTX1_SNTXTA1_1 FROM_TO | BASE CASE SNYDER_WKN_BK1_1 FROM_TO
BASE CASE SNGXGC75_1 TO_FROM | BASE CASE SNTX1_SNTXTA1_1 TO_FROM | BASE CASE SUTN_TABOR_1 FROM_TO
BASE CASE SNGXGC99_1 TO_FROM | BASE CASE SNYDER_WKN_BK1_1 FROM_TO | BASE CASE SUTN_TABOR_1 TO_FROM
BASE CASE SNTX1_SNTXTA1_1 FROM_TO | BASE CASE SNYDER_WKN_BK1_1 TO_FROM | BASE CASE THW_XT4A FROM_TO
BASE CASE SNTX1_SNTXTA1_1 TO_FROM | BASE CASE SUTN_TABOR_1 FROM_TO | BASE CASE THW_XT4D FROM_TO
BASE CASE SNYDER_WKN_BK1_1 FROM_TO | BASE CASE SUTN_TABOR_1 TO_FROM | BASE CASE TRIMR_KLNSW_1 FROM_TO
BASE CASE SUTN_TABOR_1 FROM_TO | BASE CASE THW_XT4A FROM_TO | BASE CASE VALIMP TO_FROM
BASE CASE SUTN_TABOR_1 TO_FROM | BASE CASE THW_XT4D FROM_TO | BASE CASE VENSW_MR2H FROM_TO
BASE CASE THW_XT4A FROM_TO | BASE CASE TRIMR_KLNSW_1 FROM_TO | BASE CASE VENSW_MR2H TO_FROM
BASE CASE THW_XT4D FROM_TO | BASE CASE VALIMP TO_FROM | BASE CASE W_TO_N TO_FROM
BASE CASE TRIMR_KLNSW_1 FROM_TO | BASE CASE VENSW_MR2H FROM_TO | BASE CASE WEC_XFMR FROM_TO
BASE CASE VALIMP TO_FROM | BASE CASE VENSW_MR2H TO_FROM | BASE CASE WEC_XFMR TO_FROM
BASE CASE VENSW_MR2H FROM_TO | BASE CASE W_TO_N TO_FROM | D_KGRTW5 240__A TO_FROM
BASE CASE VENSW_MR2H TO_FROM | BASE CASE WEC_XFMR FROM_TO | D_KGRTW5 260_A_1 TO_FROM
BASE CASE W_TO_N TO_FROM | BASE CASE WEC_XFMR TO_FROM | D_KGRTW5 424T424_1 FROM_TO
BASE CASE WEC_XFMR FROM_TO | D_KGRTW5 240__A TO_FROM | D_KGRTW5 424T424_1 TO_FROM
BASE CASE WEC_XFMR TO_FROM | D_KGRTW5 260_A_1 TO_FROM | D_KGRTW5 RNSSNG75_A FROM_TO
D_KGRTW5 240__A TO_FROM | D_KGRTW5 424T424_1 FROM_TO | D_KGRTW5 RNSSNG75_A TO_FROM
D_KGRTW5 260_A_1 TO_FROM | D_KGRTW5 424T424_1 TO_FROM | D_KGRTW5 SNGTB_74_A TO_FROM
D_KGRTW5 424T424_1 FROM_TO | D_KGRTW5 RNSSNG75_A FROM_TO | D_KGRTW5 SNGXGC75_1 TO_FROM
D_KGRTW5 424T424_1 TO_FROM | D_KGRTW5 RNSSNG75_A TO_FROM | D_KGRTW5 SNGXGC99_1 TO_FROM
D_KGRTW5 RNSSNG75_A FROM_TO | D_KGRTW5 SNGTB_74_A TO_FROM | DABMBTR5 STCO_STER1_1 FROM_TO
D_KGRTW5 RNSSNG75_A TO_FROM | D_KGRTW5 SNGXGC75_1 TO_FROM | DALNREN5 ALNSW_MR1H TO_FROM
D_KGRTW5 SNGTB_74_A TO_FROM | D_KGRTW5 SNGXGC99_1 TO_FROM | DALNRYS5 1627__A TO_FROM
D_KGRTW5 SNGXGC75_1 TO_FROM | DABMBTR5 STCO_STER1_1 FROM_TO | DALNRYS5 1646__A TO_FROM
D_KGRTW5 SNGXGC99_1 TO_FROM | DALNREN5 ALNSW_MR1H FROM_TO | DALNRYS5 1750__B TO_FROM
DABMBTR5 STCO_STER1_1 FROM_TO | DALNREN5 ALNSW_MR1H TO_FROM | DALNRYS5 CNRSW_MR1L FROM_TO
DALNREN5 ALNSW_MR1H TO_FROM | DALNRYS5 1627__A TO_FROM | DALNRYS5 CNRSW_MR1L TO_FROM
DALNRYS5 1627__A TO_FROM | DALNRYS5 1646__A TO_FROM | DAUSDES8 CKT_902_1 FROM_TO
DALNRYS5 1646__A TO_FROM | DALNRYS5 1750__B TO_FROM | DAUSDES8 CKT_902_1 TO_FROM
DALNRYS5 1750__B FROM_TO | DALNRYS5 CNRSW_MR1L FROM_TO | DAUSGAR5 AUSTRO_AT1H TO_FROM
DALNRYS5 1750__B TO_FROM | DALNRYS5 CNRSW_MR1L TO_FROM | DAUSGAR5 AUSTRO_AT2H TO_FROM
DALNRYS5 CNRSW_MR1L FROM_TO | DAUSDES8 CKT_902_1 FROM_TO | DAUSGAR5 AUSTRO_AT2L FROM_TO
DALNRYS5 CNRSW_MR1L TO_FROM | DAUSDES8 CKT_902_1 TO_FROM | DAUSGAR5 CKT_963_1 FROM_TO
DAUSDES8 CKT_902_1 FROM_TO | DAUSGAR5 AUSTRO_AT1H TO_FROM | DAUSGAR5 CKT_963_1 TO_FROM
DAUSDES8 CKT_902_1 TO_FROM | DAUSGAR5 AUSTRO_AT2H TO_FROM | DAUSLOS5 336T405_1 FROM_TO
DAUSGAR5 AUSTRO_AT1H TO_FROM | DAUSGAR5 AUSTRO_AT2L FROM_TO | DAUSLOS5 AUSTRO_AT1H TO_FROM
DAUSGAR5 AUSTRO_AT2H TO_FROM | DAUSGAR5 CKT_963_1 FROM_TO | DAUSLOS5 AUSTRO_AT2H TO_FROM
DAUSGAR5 AUSTRO_AT2L FROM_TO | DAUSGAR5 CKT_963_1 TO_FROM | DAUSLOS5 CKT_3122_1 TO_FROM
DAUSGAR5 CKT_963_1 FROM_TO | DAUSLOS5 336T405_1 FROM_TO | DAUSLOS5 FAYETT_6AT2 TO_FROM
DAUSGAR5 CKT_963_1 TO_FROM | DAUSLOS5 AUSTRO_AT1H FROM_TO | DAUSLOS5 SALEM_AT3 FROM_TO
DAUSLOS5 336T405_1 FROM_TO | DAUSLOS5 AUSTRO_AT1H TO_FROM | DAUSLOS5 SALEM_AT3 TO_FROM
DAUSLOS5 336T405_1 TO_FROM | DAUSLOS5 AUSTRO_AT2H FROM_TO | DAUSSND5 1660__A FROM_TO
DAUSLOS5 AUSTRO_AT1H TO_FROM | DAUSLOS5 AUSTRO_AT2H TO_FROM | DAUSSND5 1660__A TO_FROM
DAUSLOS5 AUSTRO_AT2H TO_FROM | DAUSLOS5 CKT_3122_1 TO_FROM | DAUSSND5 270__A FROM_TO
DAUSLOS5 CKT_3122_1 TO_FROM | DAUSLOS5 FAYETT_6AT2 FROM_TO | DAUSSND5 270__A TO_FROM
DAUSLOS5 FAYETT_6AT2 TO_FROM | DAUSLOS5 FAYETT_6AT2 TO_FROM | DAUSSND5 SEA_AAT1 FROM_TO
DAUSLOS5 SALEM_AT3 FROM_TO | DAUSLOS5 SALEM_AT3 FROM_TO | DAUSSND5 SEA_AAT1 TO_FROM
DAUSLOS5 SALEM_AT3 TO_FROM | DAUSLOS5 SALEM_AT3 TO_FROM | DB_DAIR8 ALAZAN_B_DAVI1_1 FROM_TO
DAUSSND5 1660__A FROM_TO | DAUSSND5 1660__A FROM_TO | DB_DAIR8 ALAZAN_B_DAVI1_1 TO_FROM
DAUSSND5 1660__A TO_FROM | DAUSSND5 1660__A TO_FROM | DB_DAIR8 N_SHARPE_PS1 FROM_TO
DAUSSND5 1665__A FROM_TO | DAUSSND5 270__A FROM_TO | DB_DAIR8 N_SHARPE_PS1 TO_FROM
DAUSSND5 1665__B TO_FROM | DAUSSND5 270__A TO_FROM | DBALDEE8 N4_X3_1 FROM_TO
DAUSSND5 211T147_1 FROM_TO | DAUSSND5 SEA_AAT1 FROM_TO | DBALDEE8 N4_X3_1 TO_FROM
DAUSSND5 270__A FROM_TO | DAUSSND5 SEA_AAT1 TO_FROM | DBBSRCH5 TRSES_MR6H FROM_TO
DAUSSND5 270__A TO_FROM | DB_DAIR8 ALAZAN_B_DAVI1_1 FROM_TO | DBBSRCH5 TRSES_MR6H TO_FROM
DAUSSND5 SEA_AAT1 FROM_TO | DB_DAIR8 ALAZAN_B_DAVI1_1 TO_FROM | DBBSVEN5 520__A TO_FROM
DAUSSND5 SEA_AAT1 TO_FROM | DB_DAIR8 N_SHARPE_PS1 FROM_TO | DBCESND5 AUSTRO_AT1H TO_FROM
DAUSSND5 SNDSW_MR1L FROM_TO | DB_DAIR8 N_SHARPE_PS1 TO_FROM | DBRAVAL8 E1_M1_1 FROM_TO
DB_DAIR8 ALAZAN_B_DAVI1_1 FROM_TO | DBALDEE8 N4_X3_1 FROM_TO | DBRAVAL8 E1_M1_1 TO_FROM
DB_DAIR8 ALAZAN_B_DAVI1_1 TO_FROM | DBALDEE8 N4_X3_1 TO_FROM | DCAGBRA5 M3_G2_1 FROM_TO
DB_DAIR8 N_SHARPE_PS1 FROM_TO | DBBSRCH5 TRSES_MR6H FROM_TO | DCAGBRA5 M3_G2_1 TO_FROM
DB_DAIR8 N_SHARPE_PS1 TO_FROM | DBBSRCH5 TRSES_MR6H TO_FROM | DCAGBRA5 N5_P4_1 FROM_TO
DBALDEE8 N4_X3_1 FROM_TO | DBBSVEN5 520__A TO_FROM | DCAGBRA5 N5_P4_1 TO_FROM
DBALDEE8 N4_X3_1 TO_FROM | DBCESND5 AUSTRO_AT1H FROM_TO | DCAGBRA5 N5_P4_2_1 FROM_TO
DBBSRCH5 TRSES_MR6H FROM_TO | DBCESND5 AUSTRO_AT1H TO_FROM | DCAGBRA5 N5_P4_2_1 TO_FROM
DBBSRCH5 TRSES_MR6H TO_FROM | DBNBSYC5 6120__C TO_FROM | DCAGWS28 E1_M1_1 TO_FROM
DBBSVEN5 21__A FROM_TO | DBRAVAL8 E1_M1_1 FROM_TO | DCALCAG5 N5_P4_2_1 FROM_TO
DBBSVEN5 230__A TO_FROM | DBRAVAL8 E1_M1_1 TO_FROM | DCALCAG5 N5_P4_2_1 TO_FROM
DBBSVEN5 510__A FROM_TO | DCAGBRA5 M3_G2_1 FROM_TO | DCHB_KG5 CBYRNG87_A TO_FROM
DBBSVEN5 520__A FROM_TO | DCAGBRA5 M3_G2_1 TO_FROM | DCHB_KG5 CTRPHR97_A TO_FROM
DBBSVEN5 520__A TO_FROM | DCAGBRA5 N5_P4_1 FROM_TO | DCICME58 E3_S1_1 FROM_TO
DBCESND5 AUSTRO_AT1H TO_FROM | DCAGBRA5 N5_P4_1 TO_FROM | DCICME58 E3_S1_1 TO_FROM
DBRAVAL8 E1_M1_1 FROM_TO | DCAGBRA5 N5_P4_2_1 FROM_TO | DCLEZOR5 MARION_4AT2 TO_FROM
DBRAVAL8 E1_M1_1 TO_FROM | DCAGBRA5 N5_P4_2_1 TO_FROM | DCMTBNB8 6495__C TO_FROM
DCAGBRA5 M3_G2_1 FROM_TO | DCAGWS28 E1_M1_1 FROM_TO | DCNSLHS8 3655__B TO_FROM
DCAGBRA5 M3_G2_1 TO_FROM | DCAGWS28 E1_M1_1 TO_FROM | DCNSLHS8 3660__A FROM_TO
DCAGBRA5 N5_P4_1 FROM_TO | DCALCAG5 N5_P4_2_1 FROM_TO | DCNSLHS8 3660__A TO_FROM
DCAGBRA5 N5_P4_1 TO_FROM | DCALCAG5 N5_P4_2_1 TO_FROM | DCPSES12 440__A TO_FROM
DCAGBRA5 N5_P4_2_1 FROM_TO | DCHB_KG5 CBYRNG87_A TO_FROM | DCPSES12 591__A FROM_TO
DCAGBRA5 N5_P4_2_1 TO_FROM | DCHB_KG5 CTRPHR97_A TO_FROM | DCPSES12 SINTON_SKIDMO1_1 TO_FROM
DCAGWS28 E1_M1_1 TO_FROM | DCICME58 E3_S1_1 FROM_TO | DCPSJON5 152__A TO_FROM
DCALCAG5 N5_P4_2_1 FROM_TO | DCICME58 E3_S1_1 TO_FROM | DCRLPTE5 820__D FROM_TO
DCALCAG5 N5_P4_2_1 TO_FROM | DCLEZOR5 MARION_4AT2 TO_FROM | DDECSPR8 CKT_1013_1 FROM_TO
DCHB_KG5 CBYRNG87_A TO_FROM | DCMTBNB8 6495__C FROM_TO | DDILSAN8 BIG_FO_PLEASA1_1 FROM_TO
DCHB_KG5 CTRPHR97_A TO_FROM | DCMTBNB8 6495__C TO_FROM | DDILSAN8 JOURDN_PLEASA1_1 TO_FROM
DCICME58 E3_S1_1 FROM_TO | DCNSLHS8 3655__B TO_FROM | DDILSAN8 PALDRO_PEARSAL_1 FROM_TO
DCICME58 E3_S1_1 TO_FROM | DCNSLHS8 3660__A FROM_TO | DDOWOAS5 DAN_DANE_1 FROM_TO
DCLEZOR5 428T428_1 TO_FROM | DCNSLHS8 3660__A TO_FROM | DDOWOAS5 DAN_DANE_1 TO_FROM
DCLEZOR5 MARION_4AT2 FROM_TO | DCPSES12 440__A TO_FROM | DELMSKY5 MAR_SKY_1 FROM_TO
DCLEZOR5 MARION_4AT2 TO_FROM | DCPSES12 591__A FROM_TO | DELMSTP5 CKT_3124_1 FROM_TO
DCMTBNB8 6495__C TO_FROM | DCPSES12 SINTON_SKIDMO1_1 TO_FROM | DELMSTP5 CKT_3124_1 TO_FROM
DCNSLHS8 3655__B FROM_TO | DCPSJON5 152__A TO_FROM | DEMSRNK5 6270__A TO_FROM
DCNSLHS8 3655__B TO_FROM | DCRLPTE5 820__D FROM_TO | DEMSRNK5 6271__A TO_FROM
DCNSLHS8 3660__A FROM_TO | DDECSPR8 CKT_1013_1 FROM_TO | DENTSCS5 1170__A TO_FROM
DCNSLHS8 3660__A TO_FROM | DDECSPR8 CKT_1013_1 TO_FROM | DENTSCS5 1820__C TO_FROM
DCPSES12 440__A FROM_TO | DDILSAN8 BIG_FO_PLEASA1_1 FROM_TO | DFMRMNS5 1650__A FROM_TO
DCPSES12 440__A TO_FROM | DDILSAN8 JOURDN_PLEASA1_1 FROM_TO | DFMRMNS5 205__A TO_FROM
DCPSES12 591__A FROM_TO | DDILSAN8 JOURDN_PLEASA1_1 TO_FROM | DFMRMNS5 85__A TO_FROM
DCPSES12 591__A TO_FROM | DDILSAN8 PALDRO_PEARSAL_1 FROM_TO | DFPPHOL5 144T132_1 FROM_TO
DCPSES12 SINTON_SKIDMO1_1 TO_FROM | DDOWOAS5 DAN_DANE_1 FROM_TO | DFPPHOL5 FAYETT_6AT2 TO_FROM
DCPSJON5 152__A TO_FROM | DDOWOAS5 DAN_DANE_1 TO_FROM | DFRAKI28 P5_X1_1 FROM_TO
DCRLPTE5 820__D FROM_TO | DELMSKY5 MAR_SKY_1 FROM_TO | DFRAKI28 P5_X1_1 TO_FROM
DDECSPR8 CKT_1013_1 FROM_TO | DELMSTP5 CKT_3124_1 FROM_TO | DGABBEL8 1661__B TO_FROM
DDILSAN8 BIG_FO_PLEASA1_1 FROM_TO | DELMSTP5 CKT_3124_1 TO_FROM | DGALRIV8 GABRIE_9AT1 FROM_TO
DDILSAN8 JOURDN_PLEASA1_1 TO_FROM | DEMSRNK5 6270__A TO_FROM | DGALRIV8 GABRIE_9AT1 TO_FROM
DDILSAN8 PALDRO_PEARSAL_1 FROM_TO | DEMSRNK5 6271__A TO_FROM | DGARHIC8 AUSTRO_AT1H TO_FROM
DDOWOAS5 DAN_DANE_1 FROM_TO | DENTSCS5 1170__A TO_FROM | DGARHIC8 AUSTRO_AT2H TO_FROM
DDOWOAS5 DAN_DANE_1 TO_FROM | DENTSCS5 1820__C TO_FROM | DGARHIC8 CKT_943_1 TO_FROM
DELMSAN5 BLESSI_LOLITA1_1 TO_FROM | DFMRMNS5 1650__A FROM_TO | DGARLYT5 AUSTRO_AT1H TO_FROM
DELMSAN5 COLETO_KENEDS1_1 FROM_TO | DFMRMNS5 1650__A TO_FROM | DGBY_GS8 BG_GV_46_A FROM_TO
DELMSKY5 MAR_SKY_1 FROM_TO | DFMRMNS5 205__A TO_FROM | DGBY_GS8 BG_GV_46_A TO_FROM
DELMSTP5 CKT_3124_1 FROM_TO | DFMRMNS5 85__A TO_FROM | DGBY_KG5 GBY_AT2 TO_FROM
DELMSTP5 CKT_3124_1 TO_FROM | DFPPHOL5 144T132_1 FROM_TO | DGBY_KG5 GBY_AT2L FROM_TO
DEMSRNK5 6270__A TO_FROM | DFPPHOL5 FAYETT_6AT2 TO_FROM | DGIBJK_5 226__A FROM_TO
DEMSRNK5 6271__A TO_FROM | DFRAKI28 P5_X1_1 FROM_TO | DGIBJK_5 240__A TO_FROM
DENTSCS5 1170__A TO_FROM | DFRAKI28 P5_X1_1 TO_FROM | DGIBJK_5 265__A FROM_TO
DENTSCS5 1820__C FROM_TO | DGABBEL8 1661__B TO_FROM | DGIBJK_5 265__A TO_FROM
DENTSCS5 1820__C TO_FROM | DGALRIV8 GABRIE_9AT1 FROM_TO | DGIBSNG5 260_A_1 TO_FROM
DFMRMNS5 1650__A FROM_TO | DGALRIV8 GABRIE_9AT1 TO_FROM | DGREPA28 K2_P3_1 FROM_TO
DFMRMNS5 205__A TO_FROM | DGARHIC8 AUSTRO_AT1H FROM_TO | DGREPAR8 K2_P3_1 FROM_TO
DFMRMNS5 85__A TO_FROM | DGARHIC8 AUSTRO_AT1H TO_FROM | DGRSLNC5 6011__A FROM_TO
DFPPHOL5 144T132_1 FROM_TO | DGARHIC8 AUSTRO_AT2H FROM_TO | DGRSLNC5 6011__A TO_FROM
DFPPHOL5 155T217_1 TO_FROM | DGARHIC8 AUSTRO_AT2H TO_FROM | DGRSLNC5 6012__A TO_FROM
DFPPHOL5 192T175_1 FROM_TO | DGARHIC8 CKT_943_1 FROM_TO | DGRSLNC5 6028__A FROM_TO
DFPPHOL5 192T175_1 TO_FROM | DGARHIC8 CKT_943_1 TO_FROM | DGRSLNC5 6028__A TO_FROM
DFPPHOL5 357T544_1 TO_FROM | DGARLYT5 AUSTRO_AT1H TO_FROM | DGRSLNC5 6029__A FROM_TO
DFPPHOL5 FAYETT_6AT2 TO_FROM | DGBY_GS8 BG_GV_46_A FROM_TO | DGRSLNC5 6029__A TO_FROM
DFRAKI28 P5_X1_1 FROM_TO | DGBY_GS8 BG_GV_46_A TO_FROM | DGRSLNC5 6035__A TO_FROM
DFRAKI28 P5_X1_1 TO_FROM | DGBY_KG5 GBY_AT2 TO_FROM | DGRSLNC5 651__A FROM_TO
DGABBEL8 1661__B TO_FROM | DGBY_KG5 GBY_AT2L FROM_TO | DGRSLNC5 651__A TO_FROM
DGALRIV8 GABRIE_9AT1 FROM_TO | DGIBJK_5 226__A FROM_TO | DGRSLNC5 651__B TO_FROM
DGALRIV8 GABRIE_9AT1 TO_FROM | DGIBJK_5 240__A TO_FROM | DGRSLNC5 651__E FROM_TO
DGARHIC8 AUSTRO_AT1H TO_FROM | DGIBJK_5 265__A FROM_TO | DGRSLNC5 651__E TO_FROM
DGARHIC8 AUSTRO_AT2H TO_FROM | DGIBJK_5 265__A TO_FROM | DGRSLNC5 6558__B FROM_TO
DGARHIC8 CKT_943_1 TO_FROM | DGIBSNG5 260_A_1 TO_FROM | DGRSLNC5 6558__B TO_FROM
DGARLYT5 AUSTRO_AT1H TO_FROM | DGREPA28 K2_P3_1 FROM_TO | DGRSLNC5 6856__B FROM_TO
DGBY_GS8 BG_GV_46_A FROM_TO | DGREPA28 K2_P3_1 TO_FROM | DGRSLNC5 6856__B TO_FROM
DGBY_GS8 BG_GV_46_A TO_FROM | DGREPAR8 K2_P3_1 FROM_TO | DGRSLNC5 6880__A FROM_TO
DGBY_GS8 GT_MID90_A TO_FROM | DGREPAR8 K2_P3_1 TO_FROM | DGRSLNC5 6880__A TO_FROM
DGBY_KG5 GBY_AT2 TO_FROM | DGRSLNC5 6011__A FROM_TO | DGRSLNC5 ABNW_69T1 FROM_TO
DGBY_KG5 GBY_AT2L FROM_TO | DGRSLNC5 6011__A TO_FROM | DGRSLNC5 ABNW_69T1 TO_FROM
DGIBJK_5 226__A FROM_TO | DGRSLNC5 6012__A TO_FROM | DGRSLNC5 ALBANY_HUB1_T1_1 FROM_TO
DGIBJK_5 240__A TO_FROM | DGRSLNC5 6028__A FROM_TO | DGRSLNC5 ALBANY_HUB1_T1_1 TO_FROM
DGIBJK_5 260_A_1 TO_FROM | DGRSLNC5 6028__A TO_FROM | DGRSLNC5 CISC_PUTN1 FROM_TO
DGIBJK_5 265__A FROM_TO | DGRSLNC5 6029__A FROM_TO | DGRSLNC5 CISC_PUTN1 TO_FROM
DGIBJK_5 265__A TO_FROM | DGRSLNC5 6029__A TO_FROM | DGRSLNC5 DRSY_SANA_T1_1 FROM_TO
DGIBSNG5 260_A_1 TO_FROM | DGRSLNC5 6035__A TO_FROM | DGRSLNC5 MRAN_PUTN1_1 FROM_TO
DGREPA28 K2_P3_1 FROM_TO | DGRSLNC5 651__A FROM_TO | DGRSLNC5 MRAN_PUTN1_1 TO_FROM
DGREPAR8 K2_P3_1 FROM_TO | DGRSLNC5 651__A TO_FROM | DGRSLNC5 NICOLE_ORNT1_1 TO_FROM
DGRSLNC5 6011__A FROM_TO | DGRSLNC5 651__B TO_FROM | DGRSLNC5 PUTN_PS1 FROM_TO
DGRSLNC5 6011__A TO_FROM | DGRSLNC5 651__E FROM_TO | DGRSLNC5 PUTN_PS1 TO_FROM
DGRSLNC5 6012__A TO_FROM | DGRSLNC5 651__E TO_FROM | DGRSPKR5 6377__A FROM_TO
DGRSLNC5 6028__A FROM_TO | DGRSLNC5 6558__B FROM_TO | DGRSPKR5 HAS_XFM2 FROM_TO
DGRSLNC5 6028__A TO_FROM | DGRSLNC5 6558__B TO_FROM | DGRSPKR5 HAS_XFM2 TO_FROM
DGRSLNC5 6029__A FROM_TO | DGRSLNC5 6856__B FROM_TO | DHAMSUM8 CKT_941_1 TO_FROM
DGRSLNC5 6029__A TO_FROM | DGRSLNC5 6856__B TO_FROM | DHILLAS8 CAGNON_MR4H TO_FROM
DGRSLNC5 6035__A TO_FROM | DGRSLNC5 6880__A FROM_TO | DHKBCRL5 1140__C TO_FROM
DGRSLNC5 651__A FROM_TO | DGRSLNC5 6880__A TO_FROM | DI_DWHI8 RINCON_WHITE_2_1 FROM_TO
DGRSLNC5 651__A TO_FROM | DGRSLNC5 ABNW_69T1 FROM_TO | DJEWSNG5 424T424_1 FROM_TO
DGRSLNC5 651__B TO_FROM | DGRSLNC5 ABNW_69T1 TO_FROM | DJEWSNG5 424T424_1 TO_FROM
DGRSLNC5 651__D FROM_TO | DGRSLNC5 ALBANY_HUB1_T1_1 FROM_TO | DJEWSNG5 KDLKG_75_A FROM_TO
DGRSLNC5 651__E FROM_TO | DGRSLNC5 ALBANY_HUB1_T1_1 TO_FROM | DJEWSNG5 KDLRNS75_A TO_FROM
DGRSLNC5 651__E TO_FROM | DGRSLNC5 CISC_PUTN1 FROM_TO | DJEWSNG5 KDLRTW74_A FROM_TO
DGRSLNC5 6558__B FROM_TO | DGRSLNC5 CISC_PUTN1 TO_FROM | DJEWSNG5 KDLRTW74_A TO_FROM
DGRSLNC5 6558__B TO_FROM | DGRSLNC5 DRSY_SANA_T1_1 FROM_TO | DJEWSNG5 KDLTB_74_A FROM_TO
DGRSLNC5 6635__A FROM_TO | DGRSLNC5 MRAN_PUTN1_1 FROM_TO | DJEWSNG5 KDLTB_74_A TO_FROM
DGRSLNC5 6856__B FROM_TO | DGRSLNC5 MRAN_PUTN1_1 TO_FROM | DJEWSNG5 KG_RTW74_A FROM_TO
DGRSLNC5 6856__B TO_FROM | DGRSLNC5 NICOLE_ORNT1_1 TO_FROM | DJEWSNG5 KG_RTW74_A TO_FROM
DGRSLNC5 6880__A FROM_TO | DGRSLNC5 PUTN_PS1 FROM_TO | DJEWSNG5 RNSSNG75_A TO_FROM
DGRSLNC5 6880__A TO_FROM | DGRSLNC5 PUTN_PS1 TO_FROM | DJEWSNG5 SNGTB_74_A TO_FROM
DGRSLNC5 ABNW_69T1 FROM_TO | DGRSPKR5 6377__A FROM_TO | DJEWSNG5 SNGXGC75_1 TO_FROM
DGRSLNC5 ABNW_69T1 TO_FROM | DGRSPKR5 HAS_XFM2 FROM_TO | DJEWSNG5 SNGXGC99_1 TO_FROM
DGRSLNC5 ALBANY_HUB1_T1_1 FROM_TO | DGRSPKR5 HAS_XFM2 TO_FROM | DKENCA58 69T342_1 TO_FROM
DGRSLNC5 ALBANY_HUB1_T1_1 TO_FROM | DHAMSUM8 CKT_941_1 FROM_TO | DKENCA58 E3_S1_1 FROM_TO
DGRSLNC5 CISC_PUTN1 FROM_TO | DHAMSUM8 CKT_941_1 TO_FROM | DKENCA58 E3_S1_1 TO_FROM
DGRSLNC5 CISC_PUTN1 TO_FROM | DHILLAS8 CAGNON_MR4H FROM_TO | DKOCNUE8 AIR_LI_HIWAY_1_1 FROM_TO
DGRSLNC5 DRSY_SANA_T1_1 FROM_TO | DHILLAS8 CAGNON_MR4H TO_FROM | DKOCNUE8 AIR_LI_HIWAY_1_1 TO_FROM
DGRSLNC5 DRSY_SANA_T1_1 TO_FROM | DHKBCRL5 1140__C TO_FROM | DKOCNUE8 CITGOW_WEIL_T1_1 FROM_TO
DGRSLNC5 FRIR_SONR1_1 TO_FROM | DI_DWHI8 RINCON_WHITE_2_1 FROM_TO | DKOCNUE8 CITGOW_WEIL_T1_1 TO_FROM
DGRSLNC5 HAMILT_MAVERI1_1 TO_FROM | DJEWSNG5 424T424_1 FROM_TO | DKOCNUE8 CLARK__LON_HI1_1 FROM_TO
DGRSLNC5 MRAN_PUTN1_1 FROM_TO | DJEWSNG5 424T424_1 TO_FROM | DKOCNUE8 CLARK__LON_HI1_1 TO_FROM
DGRSLNC5 MRAN_PUTN1_1 TO_FROM | DJEWSNG5 KDLKG_75_A FROM_TO | DKOCNUE8 MCKENZ_WESTSI1_1 FROM_TO
DGRSLNC5 NICOLE_ORNT1_1 FROM_TO | DJEWSNG5 KDLRNS75_A TO_FROM | DKOCNUE8 MCKENZ_WESTSI1_1 TO_FROM
DGRSLNC5 NICOLE_ORNT1_1 TO_FROM | DJEWSNG5 KDLRTW74_A FROM_TO | DKRKNHN8 3640__B FROM_TO
DGRSLNC5 PUTN_PS1 FROM_TO | DJEWSNG5 KDLRTW74_A TO_FROM | DKRKNHN8 3640__B TO_FROM
DGRSLNC5 PUTN_PS1 TO_FROM | DJEWSNG5 KDLTB_74_A FROM_TO | DLHSCNR8 3650__A FROM_TO
DGRSPKR5 6375__A TO_FROM | DJEWSNG5 KDLTB_74_A TO_FROM | DLHSCNR8 3650__A TO_FROM
DGRSPKR5 6377__A FROM_TO | DJEWSNG5 KG_RTW74_A FROM_TO | DLNCSWC5 6635__A FROM_TO
DGRSPKR5 HAS_XFM2 FROM_TO | DJEWSNG5 KG_RTW74_A TO_FROM | DLNCSWC5 6635__A TO_FROM
DGRSPKR5 HAS_XFM2 TO_FROM | DJEWSNG5 RNSSNG75_A TO_FROM | DLYTFPP5 CKT_3132_1 TO_FROM
DHAMSUM8 CKT_941_1 TO_FROM | DJEWSNG5 SNGTB_74_A TO_FROM | DMARELM5 MAR_SKY_1 FROM_TO
DHILLAS8 CAGNON_MR4H TO_FROM | DJEWSNG5 SNGXGC75_1 TO_FROM | DMCSCDC8 3405__C TO_FROM
DHKBCRL5 1140__C TO_FROM | DJEWSNG5 SNGXGC99_1 TO_FROM | DMGSLNG5 6500__B FROM_TO
DI_DWHI8 RINCON_WHITE_2_1 FROM_TO | DKENCA58 69T342_1 TO_FROM | DMGSLNG5 6500__B TO_FROM
DJEWSNG5 256_A_1 FROM_TO | DKENCA58 E3_S1_1 FROM_TO | DMNSSSP5 380__A FROM_TO
DJEWSNG5 424T424_1 FROM_TO | DKENCA58 E3_S1_1 TO_FROM | DMNSSSP5 380__A TO_FROM
DJEWSNG5 424T424_1 TO_FROM | DKOCNUE8 AIR_LI_HIWAY_1_1 FROM_TO | DNORCDH5 3405__C TO_FROM
DJEWSNG5 JK_TOKSW_1 FROM_TO | DKOCNUE8 AIR_LI_HIWAY_1_1 TO_FROM | DNORCDH5 3415__D TO_FROM
DJEWSNG5 KDLKG_75_A FROM_TO | DKOCNUE8 CITGOW_WEIL_T1_1 FROM_TO | DODEQAL5 6465__B FROM_TO
DJEWSNG5 KDLRNS75_A TO_FROM | DKOCNUE8 CITGOW_WEIL_T1_1 TO_FROM | DODEQAL5 6611__A FROM_TO
DJEWSNG5 KDLRTW74_A FROM_TO | DKOCNUE8 CLARK__LON_HI1_1 FROM_TO | DODEQAL5 6611__A TO_FROM
DJEWSNG5 KDLRTW74_A TO_FROM | DKOCNUE8 CLARK__LON_HI1_1 TO_FROM | DODEQAL5 MGSES_MR4L TO_FROM
DJEWSNG5 KDLTB_74_A FROM_TO | DKOCNUE8 MCKENZ_WESTSI1_1 FROM_TO | DOLIELM8 OLI_BEN1_1 TO_FROM
DJEWSNG5 KDLTB_74_A TO_FROM | DKOCNUE8 MCKENZ_WESTSI1_1 TO_FROM | DOLIELM8 OLI_FIRW_1 FROM_TO
DJEWSNG5 KG_RTW74_A FROM_TO | DKRKNHN8 3640__B FROM_TO | DOLIELM8 OLI_FIRW_1 TO_FROM
DJEWSNG5 KG_RTW74_A TO_FROM | DKRKNHN8 3640__B TO_FROM | DONIPIL8 CKT_1017_1 FROM_TO
DJEWSNG5 RNSSNG75_A FROM_TO | DLHSCNR8 3650__A FROM_TO | DONIPIL8 CKT_1017_1 TO_FROM
DJEWSNG5 RNSSNG75_A TO_FROM | DLHSCNR8 3650__A TO_FROM | DONIPIL8 CKT_962_1 TO_FROM
DJEWSNG5 SNGTB_74_A TO_FROM | DLNCSWC5 6635__A FROM_TO | DPDSCNR8 3655__B TO_FROM
DJEWSNG5 SNGXGC75_1 TO_FROM | DLNCSWC5 6635__A TO_FROM | DPHRCTR5 138_ALV_NAL_1 TO_FROM
DJEWSNG5 SNGXGC99_1 TO_FROM | DLYTFPP5 CKT_3132_1 TO_FROM | DPRSVLY5 1530__C FROM_TO
DKENCA58 69T342_1 TO_FROM | DMARELM5 MAR_SKY_1 FROM_TO | DPRSVLY5 1530__D TO_FROM
DKENCA58 E3_S1_1 FROM_TO | DMARZOR5 MARION_4AT2 FROM_TO | DREDGID8 101T158_1 FROM_TO
DKENCA58 E3_S1_1 TO_FROM | DMCSCDC8 3210__A TO_FROM | DREDGID8 101T158_1 TO_FROM
DKOCNUE8 AIR_LI_HIWAY_1_1 FROM_TO | DMCSCDC8 3405__C TO_FROM | DRNKPKR5 590__A TO_FROM
DKOCNUE8 AIR_LI_HIWAY_1_1 TO_FROM | DMGSBTR5 6036__A FROM_TO | DRNKPKR5 591__A FROM_TO
DKOCNUE8 CITGOW_WEIL_T1_1 FROM_TO | DMGSLNG5 6215__A TO_FROM | DRNKW_D5 AIR_NDE_1 TO_FROM
DKOCNUE8 CITGOW_WEIL_T1_1 TO_FROM | DMGSLNG5 6465__B TO_FROM | DRNKW_D5 FTW_W_DE_1 FROM_TO
DKOCNUE8 CLARK__LON_HI1_1 FROM_TO | DMGSLNG5 6500__B FROM_TO | DRYSFMR5 75__A FROM_TO
DKOCNUE8 CLARK__LON_HI1_1 TO_FROM | DMGSLNG5 6500__B TO_FROM | DRYSFOR5 FORSW_MR3L FROM_TO
DKOCNUE8 MCKENZ_WESTSI1_1 FROM_TO | DMNSSSP5 380__A FROM_TO | DSALHUT5 431__A FROM_TO
DKOCNUE8 MCKENZ_WESTSI1_1 TO_FROM | DMNSSSP5 380__A TO_FROM | DSALHUT5 431__A TO_FROM
DKRKNHN8 3640__B FROM_TO | DNORCDH5 3405__C TO_FROM | DSALKLN5 641__B TO_FROM
DKRKNHN8 3640__B TO_FROM | DNORCDH5 3415__D FROM_TO | DSHREVR5 EVRSW_MR3L FROM_TO
DLHSCNR8 3650__A FROM_TO | DNORCDH5 3415__D TO_FROM | DSHREVR5 EVRSW_MR3L TO_FROM
DLHSCNR8 3650__A TO_FROM | DODEQAL5 6215__A TO_FROM | DSKYMAR5 361T361_1 TO_FROM
DLNCSWC5 6635__A FROM_TO | DODEQAL5 6251__A FROM_TO | DSKYSPR5 CAGNON_MR3L FROM_TO
DLNCSWC5 6635__A TO_FROM | DODEQAL5 6465__B FROM_TO | DSKYSPR5 CAGNON_MR4L FROM_TO
DLYTFPP5 CKT_3132_1 FROM_TO | DODEQAL5 6465__B TO_FROM | DSNDBCE5 630__A FROM_TO
DLYTFPP5 CKT_3132_1 TO_FROM | DODEQAL5 6511__A FROM_TO | DSNDBCE5 630__A TO_FROM
DLYTZOR5 125T184_1 TO_FROM | DODEQAL5 6611__A FROM_TO | DSNDBCE5 SEA_AAT1 FROM_TO
DLYTZOR5 258T380_1 FROM_TO | DODEQAL5 6611__A TO_FROM | DSNDBCE5 SEA_AAT1 TO_FROM
DLYTZOR5 524T524_1 FROM_TO | DODEQAL5 6620__A FROM_TO | DSNDTMP5 HRN_NAT1 FROM_TO
DMARELM5 MAR_SKY_1 FROM_TO | DODEQAL5 MGSES_MR4L TO_FROM | DSNDTMP5 HRN_NAT1 TO_FROM
DMARZOR5 287T301_1 TO_FROM | DODEQAL5 SACO_SAMF1_1 FROM_TO | DSNG_TB5 230__A TO_FROM
DMARZOR5 357T544_1 TO_FROM | DOLIELM8 OLI_BEN1_1 TO_FROM | DSNG_TB5 240__A TO_FROM
DMARZOR5 428T428_1 TO_FROM | DOLIELM8 OLI_FIRW_1 FROM_TO | DSNG_TB5 260_A_1 TO_FROM
DMARZOR5 BLESSI_LOLITA1_1 TO_FROM | DOLIELM8 OLI_FIRW_1 TO_FROM | DSNG_TB5 424T424_1 FROM_TO
DMCSCDC8 3210__A FROM_TO | DONIPIL8 CKT_1017_1 FROM_TO | DSNG_TB5 424T424_1 TO_FROM
DMCSCDC8 3405__C TO_FROM | DONIPIL8 CKT_1017_1 TO_FROM | DSNG_TB5 KDLKG_75_A FROM_TO
DMGSLNG5 6465__B FROM_TO | DONIPIL8 CKT_962_1 FROM_TO | DSNG_TB5 KDLKG_75_A TO_FROM
DMGSLNG5 6500__B FROM_TO | DONIPIL8 CKT_962_1 TO_FROM | DSNG_TB5 KDLRNS75_A FROM_TO
DMGSLNG5 6500__B TO_FROM | DPDSCNR8 3655__B TO_FROM | DSNG_TB5 KDLRNS75_A TO_FROM
DMNSSSP5 380__A FROM_TO | DPHRCTR5 138_ALV_NAL_1 TO_FROM | DSNG_TB5 KDLRTW74_A FROM_TO
DMNSSSP5 380__A TO_FROM | DPRSVLY5 1530__C FROM_TO | DSNG_TB5 KDLRTW74_A TO_FROM
DNORCDH5 3405__C TO_FROM | DPRSVLY5 1530__D TO_FROM | DSNG_TB5 KDLTB_74_A FROM_TO
DNORCDH5 3415__D TO_FROM | DREDGID8 101T158_1 FROM_TO | DSNG_TB5 KDLTB_74_A TO_FROM
DODEQAL5 6465__B FROM_TO | DREDGID8 101T158_1 TO_FROM | DSNG_TB5 KG_RTW74_A FROM_TO
DODEQAL5 6511__A TO_FROM | DRNKPKR5 590__A TO_FROM | DSNG_TB5 KG_RTW74_A TO_FROM
DODEQAL5 6611__A FROM_TO | DRNKPKR5 591__A FROM_TO | DSNG_TB5 SNGZEN98_A TO_FROM
DODEQAL5 6611__A TO_FROM | DRNKW_D5 AIR_NDE_1 TO_FROM | DSNG_TB5 SNGZEN99_A TO_FROM
DODEQAL5 6620__A TO_FROM | DRNKW_D5 FTW_W_DE_1 FROM_TO | DSTPHLJ5 CKT_3124_1 FROM_TO
DODEQAL5 MGSES_MR4L TO_FROM | DRYSFMR5 75__A FROM_TO | DSTPWHI5 SINTON_SKIDMO1_1 TO_FROM
DODEQAL5 SACO_SAMF1_1 TO_FROM | DRYSFOR5 FORSW_MR3L FROM_TO | DTB_SNG5 230__A TO_FROM
DOLIELM8 OLI_BEN1_1 TO_FROM | DRYSFOR5 FORSW_MR3L TO_FROM | DTEXMED8 69T342_1 TO_FROM
DOLIELM8 OLI_FIRW_1 FROM_TO | DSALHUT5 431__A FROM_TO | DTHSLCS5 1295__A FROM_TO
DOLIELM8 OLI_FIRW_1 TO_FROM | DSALHUT5 431__A TO_FROM | DTHSLCS5 1295__A TO_FROM
DONIPIL8 CKT_1017_1 FROM_TO | DSALKLN5 641__B TO_FROM | DTHSLCS5 1830__A FROM_TO
DONIPIL8 CKT_1017_1 TO_FROM | DSHREVR5 EVRSW_MR3L FROM_TO | DTHSLCS5 1830__A TO_FROM
DONIPIL8 CKT_962_1 TO_FROM | DSHREVR5 EVRSW_MR3L TO_FROM | DTHSLCS5 1830__B FROM_TO
DPDSCNR8 3655__B FROM_TO | DSKYMAR5 361T361_1 TO_FROM | DTHSLCS5 1830__B TO_FROM
DPDSCNR8 3655__B TO_FROM | DSKYSPR5 CAGNON_MR3L FROM_TO | DTHSLCS5 1830__C FROM_TO
DPHRCTR5 138_ALV_NAL_1 TO_FROM | DSKYSPR5 CAGNON_MR3L TO_FROM | DTHSLCS5 1830__C TO_FROM
DPRSVLY5 1530__C FROM_TO | DSKYSPR5 CAGNON_MR4L FROM_TO | DTHSLCS5 1830__E FROM_TO
DPRSVLY5 1530__D TO_FROM | DSKYSPR5 CAGNON_MR4L TO_FROM | DTHSLCS5 1830__E TO_FROM
DREDGID8 101T158_1 FROM_TO | DSNDBCE5 630__A FROM_TO | DTHSLCS5 1830__F FROM_TO
DREDGID8 101T158_1 TO_FROM | DSNDBCE5 630__A TO_FROM | DTHSLCS5 1830__F TO_FROM
DRNKPKR5 590__A TO_FROM | DSNDBCE5 SEA_AAT1 FROM_TO | DTHSLCS5 1830__G FROM_TO
DRNKPKR5 591__A FROM_TO | DSNDBCE5 SEA_AAT1 TO_FROM | DTHSLCS5 1830__G TO_FROM
DRNKPKR5 591__A TO_FROM | DSNDTMP5 HRN_NAT1 FROM_TO | DTHSLCS5 1830__H FROM_TO
DRNKW_D5 AIR_NDE_1 TO_FROM | DSNDTMP5 HRN_NAT1 TO_FROM | DTHSLCS5 1830__H TO_FROM
DRNKW_D5 FTW_W_DE_1 FROM_TO | DSNG_TB5 230__A TO_FROM | DTHSLCS5 290__A TO_FROM
DRYSFMR5 75__A FROM_TO | DSNG_TB5 240__A TO_FROM | DTHSVEN5 50__A FROM_TO
DRYSFMR5 75__A TO_FROM | DSNG_TB5 260_A_1 TO_FROM | DTMEBLT8 610__B FROM_TO
DRYSFOR5 FORSW_MR3L FROM_TO | DSNG_TB5 424T424_1 FROM_TO | DTMEBLT8 610__B TO_FROM
DSALHUT5 431__A FROM_TO | DSNG_TB5 424T424_1 TO_FROM | DTMPLCS5 1295__A FROM_TO
DSALHUT5 431__A TO_FROM | DSNG_TB5 KDLKG_75_A FROM_TO | DTMPLCS5 1295__A TO_FROM
DSALKLN5 641__B TO_FROM | DSNG_TB5 KDLKG_75_A TO_FROM | DTMPLCS5 1830__A FROM_TO
DSHREVR5 EVRSW_MR3L FROM_TO | DSNG_TB5 KDLRNS75_A FROM_TO | DTMPLCS5 1830__A TO_FROM
DSHREVR5 EVRSW_MR3L TO_FROM | DSNG_TB5 KDLRNS75_A TO_FROM | DTMPLCS5 1830__B FROM_TO
DSKYMAR5 361T361_1 TO_FROM | DSNG_TB5 KDLRTW74_A FROM_TO | DTMPLCS5 1830__B TO_FROM
DSKYSPR5 CAGNON_MR3L FROM_TO | DSNG_TB5 KDLRTW74_A TO_FROM | DTMPLCS5 1830__C FROM_TO
DSKYSPR5 CAGNON_MR4L FROM_TO | DSNG_TB5 KDLTB_74_A FROM_TO | DTMPLCS5 1830__C TO_FROM
DSNDBCE5 630__A FROM_TO | DSNG_TB5 KDLTB_74_A TO_FROM | DTMPLCS5 1830__E FROM_TO
DSNDBCE5 630__A TO_FROM | DSNG_TB5 KG_RTW74_A FROM_TO | DTMPLCS5 1830__E TO_FROM
DSNDBCE5 SEA_AAT1 FROM_TO | DSNG_TB5 KG_RTW74_A TO_FROM | DTMPLCS5 1830__F FROM_TO
DSNDBCE5 SEA_AAT1 TO_FROM | DSNG_TB5 SNGZEN98_A TO_FROM | DTMPLCS5 1830__F TO_FROM
DSNDTMP5 HRN_NAT1 FROM_TO | DSNG_TB5 SNGZEN99_A TO_FROM | DTMPLCS5 1830__G FROM_TO
DSNDTMP5 HRN_NAT1 TO_FROM | DSTPHLJ5 CKT_3124_1 FROM_TO | DTMPLCS5 1830__G TO_FROM
DSNG_TB5 230__A FROM_TO | DSTPWHI5 SINTON_SKIDMO1_1 TO_FROM | DTMPLCS5 1830__H FROM_TO
DSNG_TB5 230__A TO_FROM | DTB_SNG5 230__A TO_FROM | DTMPLCS5 1830__H TO_FROM
DSNG_TB5 240__A TO_FROM | DTEXMED8 69T342_1 TO_FROM | DTMPLCS5 280__A FROM_TO
DSNG_TB5 260_A_1 TO_FROM | DTHSLCS5 1295__A FROM_TO | DTMPLCS5 290__A FROM_TO
DSNG_TB5 424T424_1 FROM_TO | DTHSLCS5 1295__A TO_FROM | DTMPLCS5 290__A TO_FROM
DSNG_TB5 424T424_1 TO_FROM | DTHSLCS5 1830__A FROM_TO | DTMPLCS5 490__A FROM_TO
DSNG_TB5 GT_MID90_A TO_FROM | DTHSLCS5 1830__A TO_FROM | DTMPLCS5 490__A TO_FROM
DSNG_TB5 KDLKG_75_A FROM_TO | DTHSLCS5 1830__B FROM_TO | DTMPTHS5 1295__A FROM_TO
DSNG_TB5 KDLKG_75_A TO_FROM | DTHSLCS5 1830__B TO_FROM | DTMPTHS5 1295__A TO_FROM
DSNG_TB5 KDLRNS75_A FROM_TO | DTHSLCS5 1830__C FROM_TO | DTMPTHS5 1830__A FROM_TO
DSNG_TB5 KDLRNS75_A TO_FROM | DTHSLCS5 1830__C TO_FROM | DTMPTHS5 1830__A TO_FROM
DSNG_TB5 KDLRTW74_A FROM_TO | DTHSLCS5 1830__E FROM_TO | DTMPTHS5 1830__B FROM_TO
DSNG_TB5 KDLRTW74_A TO_FROM | DTHSLCS5 1830__E TO_FROM | DTMPTHS5 1830__B TO_FROM
DSNG_TB5 KDLTB_74_A FROM_TO | DTHSLCS5 1830__F FROM_TO | DTMPTHS5 1830__C FROM_TO
DSNG_TB5 KDLTB_74_A TO_FROM | DTHSLCS5 1830__F TO_FROM | DTMPTHS5 1830__C TO_FROM
DSNG_TB5 KG_RTW74_A FROM_TO | DTHSLCS5 1830__G FROM_TO | DTMPTHS5 1830__E FROM_TO
DSNG_TB5 KG_RTW74_A TO_FROM | DTHSLCS5 1830__G TO_FROM | DTMPTHS5 1830__E TO_FROM
DSNG_TB5 SNGXGC75_1 TO_FROM | DTHSLCS5 1830__H FROM_TO | DTMPTHS5 1830__F FROM_TO
DSNG_TB5 SNGXGC99_1 TO_FROM | DTHSLCS5 1830__H TO_FROM | DTMPTHS5 1830__F TO_FROM
DSNG_TB5 SNGZEN98_A TO_FROM | DTHSLCS5 290__A FROM_TO | DTMPTHS5 1830__G FROM_TO
DSNG_TB5 SNGZEN99_A TO_FROM | DTHSLCS5 290__A TO_FROM | DTMPTHS5 1830__G TO_FROM
DSNGZEN5 BETHK_66_A FROM_TO | DTHSVEN5 50__A FROM_TO | DTMPTHS5 1830__H FROM_TO
DSNGZEN5 HK_TB_66_A FROM_TO | DTMEBLT8 610__B FROM_TO | DTMPTHS5 1830__H TO_FROM
DSNGZEN5 KDLKG_75_A FROM_TO | DTMEBLT8 610__B TO_FROM | DTMPTHS5 280__A FROM_TO
DSNGZEN5 SNGTB_74_A TO_FROM | DTMPLCS5 1295__A FROM_TO | DTMPTHS5 315__A FROM_TO
DSTEXP12 BLESSI_LOLITA1_1 TO_FROM | DTMPLCS5 1295__A TO_FROM | DTMPTHS5 315__A TO_FROM
DSTPDOW5 CKT_3124_1 FROM_TO | DTMPLCS5 1830__A FROM_TO | DTMPTHS5 LCSES_MR1H TO_FROM
DSTPELM5 BLESSI_LOLITA1_1 TO_FROM | DTMPLCS5 1830__A TO_FROM | DTRCELK5 1820__B TO_FROM
DSTPHLJ5 BLESSI_LOLITA1_1 TO_FROM | DTMPLCS5 1830__B FROM_TO | DTRCTYG5 1760__A FROM_TO
DSTPHLJ5 CKT_3124_1 FROM_TO | DTMPLCS5 1830__B TO_FROM | DTRCTYG5 1760__A TO_FROM
DSTPWHI5 BLESSI_LOLITA1_1 TO_FROM | DTMPLCS5 1830__C FROM_TO | DTRCTYG5 990__A FROM_TO
DSTPWHI5 SAR_FRAN_1 FROM_TO | DTMPLCS5 1830__C TO_FROM | DTRCTYG5 990__A TO_FROM
DSTPWHI5 SINTON_SKIDMO1_1 TO_FROM | DTMPLCS5 1830__E FROM_TO | DTRCTYG5 TYGND_MR1H FROM_TO
DTB_SNG5 230__A TO_FROM | DTMPLCS5 1830__E TO_FROM | DTRCTYG5 TYGND_MR1H TO_FROM
DTB_SNG5 GT_MID90_A TO_FROM | DTMPLCS5 1830__F FROM_TO | DTRSENT5 1230__I FROM_TO
DTB_SNG5 SNGZEN98_A TO_FROM | DTMPLCS5 1830__F TO_FROM | DTRSENT5 1230__I TO_FROM
DTB_SNG5 SNGZEN99_A TO_FROM | DTMPLCS5 1830__G FROM_TO | DTRSTRC5 1080__B TO_FROM
DTB_SNG5 THWZEN71_A TO_FROM | DTMPLCS5 1830__G TO_FROM | DTRSTRC5 TRSES_MR6L FROM_TO
DTEXMED8 69T342_1 TO_FROM | DTMPLCS5 1830__H FROM_TO | DTUTAUS8 E1_M1_1 FROM_TO
DTHSLCS5 1295__A FROM_TO | DTMPLCS5 1830__H TO_FROM | DTUTAUS8 E1_M1_1 TO_FROM
DTHSLCS5 1295__A TO_FROM | DTMPLCS5 280__A FROM_TO | DTYGFOR5 980__A TO_FROM
DTHSLCS5 1830__A FROM_TO | DTMPLCS5 290__A FROM_TO | DVENLIG5 1310__D FROM_TO
DTHSLCS5 1830__A TO_FROM | DTMPLCS5 290__A TO_FROM | DVENLIG5 1320__K TO_FROM
DTHSLCS5 1830__B FROM_TO | DTMPLCS5 490__A FROM_TO | DW_DDEN8 AIR_W_DE_1 FROM_TO
DTHSLCS5 1830__B TO_FROM | DTMPLCS5 490__A TO_FROM | DW_DDEN8 HIC_LOCU_1 TO_FROM
DTHSLCS5 1830__C FROM_TO | DTMPTHS5 1295__A FROM_TO | DWAP_JN5 BI_SMR98_A TO_FROM
DTHSLCS5 1830__C TO_FROM | DTMPTHS5 1295__A TO_FROM | DWCSPKR5 FTW_W_DE_1 FROM_TO
DTHSLCS5 1830__E FROM_TO | DTMPTHS5 1830__A FROM_TO | DWTRDES5 3415__D TO_FROM
DTHSLCS5 1830__E TO_FROM | DTMPTHS5 1830__A TO_FROM | DWTRDES5 WLVEE_MR1H TO_FROM
DTHSLCS5 1830__F FROM_TO | DTMPTHS5 1830__B FROM_TO | DWTRLEG5 50__A FROM_TO
DTHSLCS5 1830__F TO_FROM | DTMPTHS5 1830__B TO_FROM | DWTRTRC5 3655__A FROM_TO
DTHSLCS5 1830__G FROM_TO | DTMPTHS5 1830__C FROM_TO | DWTRTRC5 3655__B TO_FROM
DTHSLCS5 1830__G TO_FROM | DTMPTHS5 1830__C TO_FROM | DWTRTRC5 TRSES_MR6L FROM_TO
DTHSLCS5 1830__H FROM_TO | DTMPTHS5 1830__E FROM_TO | DWTRWLV5 3170__B FROM_TO
DTHSLCS5 1830__H TO_FROM | DTMPTHS5 1830__E TO_FROM | DWTRWLV5 931__C FROM_TO
DTHSLCS5 290__A TO_FROM | DTMPTHS5 1830__F FROM_TO | DZORHAY5 KENDAL_AT4L FROM_TO
DTHSVEN5 1030__A FROM_TO | DTMPTHS5 1830__F TO_FROM | DZORHAY5 KENDAL_AT4L TO_FROM
DTHSVEN5 1030__A TO_FROM | DTMPTHS5 1830__G FROM_TO | SABMBLU5 ABNW_CALLAH1_1 FROM_TO
DTHSVEN5 230__A TO_FROM | DTMPTHS5 1830__G TO_FROM | SABMBLU5 ABNW_CALLAH1_1 TO_FROM
DTHSVEN5 50__A FROM_TO | DTMPTHS5 1830__H FROM_TO | SABMBLU5 ABSO_BLUF_C1_1 FROM_TO
DTMEBLT8 610__B FROM_TO | DTMPTHS5 1830__H TO_FROM | SABMBLU5 ABSO_BLUF_C1_1 TO_FROM
DTMEBLT8 610__B TO_FROM | DTMPTHS5 280__A FROM_TO | SABMBLU5 NICOLE_OAKC1_1 FROM_TO
DTMPLCS5 1295__A FROM_TO | DTMPTHS5 315__A FROM_TO | SABMBLU5 NICOLE_OAKC1_1 TO_FROM
DTMPLCS5 1295__A TO_FROM | DTMPTHS5 315__A TO_FROM | SABMBLU5 NICOLE_ORNT1_1 TO_FROM
DTMPLCS5 1830__A FROM_TO | DTMPTHS5 LCSES_MR1H TO_FROM | SABOAB29 ABSO_WTGULF1_1 TO_FROM
DTMPLCS5 1830__A TO_FROM | DTRCELK5 1820__B TO_FROM | SABSBLU8 NICOLE_OAKC1_1 FROM_TO
DTMPLCS5 1830__B FROM_TO | DTRCTYG5 1760__A FROM_TO | SABSBLU8 NICOLE_OAKC1_1 TO_FROM
DTMPLCS5 1830__B TO_FROM | DTRCTYG5 1760__A TO_FROM | SAIRHIW9 KOCH_UP_69A1 FROM_TO
DTMPLCS5 1830__C FROM_TO | DTRCTYG5 990__A FROM_TO | SAIRNCA8 BONIVI_RINCON1_1 TO_FROM
DTMPLCS5 1830__C TO_FROM | DTRCTYG5 990__A TO_FROM | SAJORIO5 CELANE_KLEBER1_1 TO_FROM
DTMPLCS5 1830__E FROM_TO | DTRCTYG5 TYGND_MR1H FROM_TO | SAJORIO5 CELANE_N_SHAR1_1 FROM_TO
DTMPLCS5 1830__E TO_FROM | DTRCTYG5 TYGND_MR1H TO_FROM | SAJORIO5 NEDIN_XC2_1 FROM_TO
DTMPLCS5 1830__F FROM_TO | DTRSENT5 1230__I FROM_TO | SAJORIO5 RAYMND_RAYMON1_1 TO_FROM
DTMPLCS5 1830__F TO_FROM | DTRSENT5 1230__I TO_FROM | SALAN_28 AIRLIN_CABANI1_1 FROM_TO
DTMPLCS5 1830__G FROM_TO | DTRSTRC5 1080__B FROM_TO | SALAN_28 AIRLIN_CABANI1_1 TO_FROM
DTMPLCS5 1830__G TO_FROM | DTRSTRC5 1080__B TO_FROM | SALIKIN8 FALFUR_69A1 FROM_TO
DTMPLCS5 1830__H FROM_TO | DTRSTRC5 TRSES_MR6L FROM_TO | SALIKIN8 FALFUR_69A1 TO_FROM
DTMPLCS5 1830__H TO_FROM | DTUTAUS8 E1_M1_1 FROM_TO | SAMGJEW8 2310__C FROM_TO
DTMPLCS5 280__A FROM_TO | DTUTAUS8 E1_M1_1 TO_FROM | SAMGJEW8 2310__C TO_FROM
DTMPLCS5 280__A TO_FROM | DTWISAP8 MERT_TANK1_1 FROM_TO | SAMGJEW8 2310__D FROM_TO
DTMPLCS5 290__A FROM_TO | DTYGFOR5 980__A TO_FROM | SAMGJEW8 2310__D TO_FROM
DTMPLCS5 290__A TO_FROM | DVENLIG5 1310__D FROM_TO | SASPPAI8 ASPM_69T1 FROM_TO
DTMPLCS5 490__A FROM_TO | DVENLIG5 1310__D TO_FROM | SASPPAI8 ASPM_CONA1_1 TO_FROM
DTMPLCS5 490__A TO_FROM | DVENLIG5 1320__K FROM_TO | SASPSPU8 PADR_PADU1_1 FROM_TO
DTMPTHS5 1295__A FROM_TO | DVENLIG5 1320__K TO_FROM | SASPSPU8 PADR_PADU1_1 TO_FROM
DTMPTHS5 1295__A TO_FROM | DW_DDEN8 AIR_W_DE_1 FROM_TO | SAVEJOL8 372T359_1 TO_FROM
DTMPTHS5 1830__A FROM_TO | DW_DDEN8 AIR_W_DE_1 TO_FROM | SAVMBSP8 6250__A TO_FROM
DTMPTHS5 1830__A TO_FROM | DW_DDEN8 HIC_LOCU_1 FROM_TO | SAVMBSP8 BSPSW_FMR1 FROM_TO
DTMPTHS5 1830__B FROM_TO | DW_DDEN8 HIC_LOCU_1 TO_FROM | SAVMBSP8 BSPSW_FMR1 TO_FROM
DTMPTHS5 1830__B TO_FROM | DWAP_JN5 BI_SMR98_A FROM_TO | SBATPEA8 PEARSALL_69_4 FROM_TO
DTMPTHS5 1830__C FROM_TO | DWAP_JN5 BI_SMR98_A TO_FROM | SBATPEA8 PEARSALL_69_4 TO_FROM
DTMPTHS5 1830__C TO_FROM | DWCSPKR5 FTW_W_DE_1 FROM_TO | SBBSJE15 50__A FROM_TO
DTMPTHS5 1830__E FROM_TO | DWCSPKR5 FTW_W_DE_1 TO_FROM | SBBSJE25 50__A FROM_TO
DTMPTHS5 1830__E TO_FROM | DWTRDES5 3415__D FROM_TO | SBBSRC25 TRSES_MR6H FROM_TO
DTMPTHS5 1830__F FROM_TO | DWTRDES5 3415__D TO_FROM | SBBSRC25 TRSES_MR6H TO_FROM
DTMPTHS5 1830__F TO_FROM | DWTRDES5 WLVEE_MR1H FROM_TO | SBCETM25 425__A FROM_TO
DTMPTHS5 1830__G FROM_TO | DWTRDES5 WLVEE_MR1H TO_FROM | SBCETM25 425__A TO_FROM
DTMPTHS5 1830__G TO_FROM | DWTRLEG5 50__A FROM_TO | SBCKCGR8 6430__C TO_FROM
DTMPTHS5 1830__H FROM_TO | DWTRTRC5 1750__B TO_FROM | SBCKCGR8 6437__C FROM_TO
DTMPTHS5 1830__H TO_FROM | DWTRTRC5 3655__A FROM_TO | SBCKCGR8 6437__C TO_FROM
DTMPTHS5 280__A FROM_TO | DWTRTRC5 3655__B TO_FROM | SBCKCGR8 6611__D FROM_TO
DTMPTHS5 280__A TO_FROM | DWTRTRC5 TRSES_MR6L FROM_TO | SBCKCGR8 6611__D TO_FROM
DTMPTHS5 290__A TO_FROM | DWTRWLV5 3170__B FROM_TO | SBCKCGR8 ODNTH_FMR1 FROM_TO
DTMPTHS5 315__A FROM_TO | DWTRWLV5 3170__B TO_FROM | SBCKCGR8 ODNTH_FMR1 TO_FROM
DTMPTHS5 315__A TO_FROM | DWTRWLV5 3200__A TO_FROM | SBELTMP8 2394__A FROM_TO
DTMPTHS5 LCSES_MR1H FROM_TO | DWTRWLV5 3210__A TO_FROM | SBELTMP8 SEA_AAT1 FROM_TO
DTMPTHS5 LCSES_MR1H TO_FROM | DWTRWLV5 931__C FROM_TO | SBGLTWI8 LVOK_SANTIA1_1 TO_FROM
DTRCELK5 1820__B TO_FROM | DWTRWLV5 931__C TO_FROM | SBIGASH8 CRYSTA_TURTLC1_1 FROM_TO
DTRCTYG5 1760__A FROM_TO | DZORHAY5 KENDAL_AT4L FROM_TO | SBIGASH8 CRYSTA_TURTLC1_1 TO_FROM
DTRCTYG5 1760__A TO_FROM | DZORHAY5 KENDAL_AT4L TO_FROM | SBIGDIL8 ASHERT_W_BATE1_1 FROM_TO
DTRCTYG5 990__A FROM_TO | SABMBLU5 ABNW_CALLAH1_1 FROM_TO | SBIGDIL8 ASHERT_W_BATE1_1 TO_FROM
DTRCTYG5 990__A TO_FROM | SABMBLU5 ABNW_CALLAH1_1 TO_FROM | SBIGPEA9 POT_PEAR_1 FROM_TO
DTRCTYG5 TYGND_MR1H FROM_TO | SABMBLU5 ABSO_BLUF_C1_1 FROM_TO | SBOMJCK5 6011__A FROM_TO
DTRCTYG5 TYGND_MR1H TO_FROM | SABMBLU5 ABSO_BLUF_C1_1 TO_FROM | SBOMJCK5 6011__A TO_FROM
DTRSENT5 1230__I FROM_TO | SABMBLU5 NICOLE_OAKC1_1 FROM_TO | SBOMJCK5 6024__A FROM_TO
DTRSENT5 1230__I TO_FROM | SABMBLU5 NICOLE_OAKC1_1 TO_FROM | SBOMJCK5 6028__A FROM_TO
DTRSRCH5 60__A TO_FROM | SABMBLU5 NICOLE_ORNT1_1 TO_FROM | SBOMJCK5 6029__A TO_FROM
DTRSTRC5 1080__B TO_FROM | SABOAB29 ABSO_WTGULF1_1 FROM_TO | SBOMJCK5 6035__A TO_FROM
DTRSTRC5 TRSES_MR6L FROM_TO | SABOAB29 ABSO_WTGULF1_1 TO_FROM | SBOMJCK5 6380__A TO_FROM
DTUTAUS8 E1_M1_1 FROM_TO | SABSBLU8 NICOLE_OAKC1_1 FROM_TO | SBOMJCK5 6380__D FROM_TO
DTUTAUS8 E1_M1_1 TO_FROM | SABSBLU8 NICOLE_OAKC1_1 TO_FROM | SBOMJCK5 651__A FROM_TO
DTYGFOR5 980__A TO_FROM | SACRLME9 6215__A TO_FROM | SBOMJCK5 651__A TO_FROM
DVENLIG5 1310__D FROM_TO | SAIRHIW9 KOCH_UP_69A1 FROM_TO | SBOMJCK5 651__B TO_FROM
DVENLIG5 1320__K TO_FROM | SAIRNCA8 BONIVI_RINCON1_1 TO_FROM | SBOMJCK5 651__D FROM_TO
DW_DDEN8 AIR_W_DE_1 FROM_TO | SAJORIO5 CELANE_KLEBER1_1 FROM_TO | SBOMJCK5 651__E FROM_TO
DW_DDEN8 HIC_LOCU_1 TO_FROM | SAJORIO5 CELANE_KLEBER1_1 TO_FROM | SBOMJCK5 651__E TO_FROM
DWAP_JN5 BI_SMR98_A TO_FROM | SAJORIO5 CELANE_N_SHAR1_1 FROM_TO | SBOSWHT8 LKW_WHT_1 TO_FROM
DWCSPKR5 FTW_W_DE_1 FROM_TO | SAJORIO5 CELANE_N_SHAR1_1 TO_FROM | SBOSWHT8 OLKW_BOS_1 FROM_TO
DWTRDES5 3415__D TO_FROM | SAJORIO5 NEDIN_XC2_1 FROM_TO | SBRAWCO8 G69_R_1 FROM_TO
DWTRDES5 WLVEE_MR1H TO_FROM | SAJORIO5 RAYMND_RAYMON1_1 FROM_TO | SBRAWCO8 G69_R_1 TO_FROM
DWTRLEG5 226__A FROM_TO | SAJORIO5 RAYMND_RAYMON1_1 TO_FROM | SBRTORA8 6630__A FROM_TO
DWTRLEG5 230__A TO_FROM | SALAN_28 AIRLIN_CABANI1_1 FROM_TO | SBRTORA8 6630__A TO_FROM
DWTRLEG5 50__A FROM_TO | SALAN_28 AIRLIN_CABANI1_1 TO_FROM | SBRTORA8 6825__A FROM_TO
DWTRTRC5 220__B TO_FROM | SALIKIN8 FALFUR_69A1 FROM_TO | SBRTORA8 6825__A TO_FROM
DWTRTRC5 3655__A FROM_TO | SALIKIN8 FALFUR_69A1 TO_FROM | SBTECH25 BTE_AT-2 FROM_TO
DWTRTRC5 3655__A TO_FROM | SAMGJEW8 2310__C FROM_TO | SBUBCOR8 39T188_1 FROM_TO
DWTRTRC5 3655__B TO_FROM | SAMGJEW8 2310__C TO_FROM | SBUBCOR8 39T188_1 TO_FROM
DWTRTRC5 TRSES_MR6H TO_FROM | SAMGJEW8 2310__D FROM_TO | SC2M38 T0_Y4_1 FROM_TO
DWTRTRC5 TRSES_MR6L FROM_TO | SAMGJEW8 2310__D TO_FROM | SC2M38 T0_Y4_1 TO_FROM
DWTRWLV5 3040__A FROM_TO | SASPPAI8 ASPM_69T1 FROM_TO | SCABWES8 ALAZAN_B_DAVI1_1 FROM_TO
DWTRWLV5 3170__B FROM_TO | SASPPAI8 ASPM_CONA1_1 TO_FROM | SCABWES8 ALAZAN_B_DAVI1_1 TO_FROM
DWTRWLV5 3200__A FROM_TO | SASPSPU8 PADR_PADU1_1 FROM_TO | SCABWES8 B_DAVI_RODD_F1_1 FROM_TO
DWTRWLV5 3210__A FROM_TO | SASPSPU8 PADR_PADU1_1 TO_FROM | SCABWES8 B_DAVI_RODD_F1_1 TO_FROM
DWTRWLV5 931__C FROM_TO | SAVEJOL8 372T359_1 FROM_TO | SCABWES8 N_SHARPE_PS1 FROM_TO
DZORHAY5 KENDAL_AT4L FROM_TO | SAVEJOL8 372T359_1 TO_FROM | SCABWES8 N_SHARPE_PS1 TO_FROM
DZORHAY5 KENDAL_AT4L TO_FROM | SAVMBSP8 6250__A TO_FROM | SCABWES8 NAVAL__N_PADR1_1 FROM_TO
N_3083 BLESSI_LOLITA1_1 TO_FROM | SAVMBSP8 BSPSW_FMR1 FROM_TO | SCABWES8 NAVAL__N_PADR1_1 TO_FROM
SABMBLU5 ABNW_CALLAH1_1 FROM_TO | SAVMBSP8 BSPSW_FMR1 TO_FROM | SCALLON9 LON_HI_ROB_CP1_1 TO_FROM
SABMBLU5 ABNW_CALLAH1_1 TO_FROM | SBATPEA8 PEARSALL_69_4 FROM_TO | SCFRLNC5 6011__A FROM_TO
SABMBLU5 ABSO_BLUF_C1_1 FROM_TO | SBATPEA8 PEARSALL_69_4 TO_FROM | SCFRLNC5 6011__A TO_FROM
SABMBLU5 ABSO_BLUF_C1_1 TO_FROM | SBBSJE15 50__A FROM_TO | SCFRLNC5 6012__A TO_FROM
SABMBLU5 NICOLE_OAKC1_1 FROM_TO | SBBSJE25 50__A FROM_TO | SCFRLNC5 6024__A FROM_TO
SABMBLU5 NICOLE_OAKC1_1 TO_FROM | SBBSJEW5 40__A FROM_TO | SCFRLNC5 6028__A FROM_TO
SABMBLU5 NICOLE_ORNT1_1 FROM_TO | SBBSRC25 TRSES_MR6H FROM_TO | SCFRLNC5 6028__A TO_FROM
SABMBLU5 NICOLE_ORNT1_1 TO_FROM | SBBSRC25 TRSES_MR6H TO_FROM | SCFRLNC5 6035__A TO_FROM
SABOAB29 ABSO_WTGULF1_1 TO_FROM | SBCETM25 425__A FROM_TO | SCFRLNC5 6380__A TO_FROM
SABSBLU8 NICOLE_OAKC1_1 FROM_TO | SBCETM25 425__A TO_FROM | SCFRLNC5 651__A FROM_TO
SABSBLU8 NICOLE_OAKC1_1 TO_FROM | SBCKCGR8 6430__C FROM_TO | SCFRLNC5 651__A TO_FROM
SAIRHIW9 KOCH_UP_69A1 FROM_TO | SBCKCGR8 6430__C TO_FROM | SCFRLNC5 651__B TO_FROM
SAIRNCA8 BONIVI_RINCON1_1 FROM_TO | SBCKCGR8 6437__C FROM_TO | SCFRLNC5 651__D FROM_TO
SAIRNCA8 BONIVI_RINCON1_1 TO_FROM | SBCKCGR8 6437__C TO_FROM | SCFRLNC5 651__E FROM_TO
SAJORIO5 CELANE_KLEBER1_1 TO_FROM | SBCKCGR8 6611__D FROM_TO | SCFRLNC5 651__E TO_FROM
SAJORIO5 CELANE_N_SHAR1_1 FROM_TO | SBCKCGR8 6611__D TO_FROM | SCHYWIN8 6100__F FROM_TO
SAJORIO5 NEDIN_XC2_1 FROM_TO | SBCKCGR8 ODNTH_FMR1 FROM_TO | SCHYWIN8 6430__C TO_FROM
SAJORIO5 RAYMND_RAYMON1_1 TO_FROM | SBCKCGR8 ODNTH_FMR1 TO_FROM | SCITWEI8 CLARK__LON_HI1_1 FROM_TO
SALAN_28 AIRLIN_CABANI1_1 FROM_TO | SBELTMP8 2394__A FROM_TO | SCITWEI8 CLARK__LON_HI1_1 TO_FROM
SALAN_28 AIRLIN_CABANI1_1 TO_FROM | SBELTMP8 2394__A TO_FROM | SCMNCPS5 6011__A FROM_TO
SALIKIN8 FALFUR_69A1 FROM_TO | SBELTMP8 SEA_AAT1 FROM_TO | SCMNCPS5 6011__A TO_FROM
SALIKIN8 FALFUR_69A1 TO_FROM | SBGLTWI8 LVOK_SANTIA1_1 TO_FROM | SCMNCPS5 6012__A TO_FROM
SAMGJEW8 2310__C FROM_TO | SBIGASH8 CRYSTA_TURTLC1_1 FROM_TO | SCMNCPS5 6024__A FROM_TO
SAMGJEW8 2310__C TO_FROM | SBIGASH8 CRYSTA_TURTLC1_1 TO_FROM | SCMNCPS5 6028__A FROM_TO
SAMGJEW8 2310__D FROM_TO | SBIGDIL8 ASHERT_W_BATE1_1 FROM_TO | SCMNCPS5 6029__A TO_FROM
SAMGJEW8 2310__D TO_FROM | SBIGDIL8 ASHERT_W_BATE1_1 TO_FROM | SCMNCPS5 6035__A TO_FROM
SASPPAI8 ASPM_69T1 FROM_TO | SBIGPEA9 POT_PEAR_1 FROM_TO | SCMNCPS5 6380__A TO_FROM
SASPPAI8 ASPM_CONA1_1 FROM_TO | SBOMJCK5 6011__A FROM_TO | SCMNCPS5 651__A FROM_TO
SASPPAI8 ASPM_CONA1_1 TO_FROM | SBOMJCK5 6011__A TO_FROM | SCMNCPS5 651__A TO_FROM
SASPSPU8 PADR_PADU1_1 FROM_TO | SBOMJCK5 6024__A FROM_TO | SCMNSAR5 1800__A FROM_TO
SASPSPU8 PADR_PADU1_1 TO_FROM | SBOMJCK5 6028__A FROM_TO | SCMNSAR5 1800__A TO_FROM
SAVEJOL8 372T359_1 TO_FROM | SBOMJCK5 6029__A TO_FROM | SCMNSAR5 6011__A FROM_TO
SAVMBSP8 6250__A TO_FROM | SBOMJCK5 6035__A TO_FROM | SCMNSAR5 6011__A TO_FROM
SAVMBSP8 BSPSW_FMR1 FROM_TO | SBOMJCK5 6380__A TO_FROM | SCMNSAR5 6012__A TO_FROM
SAVMBSP8 BSPSW_FMR1 TO_FROM | SBOMJCK5 6380__D FROM_TO | SCMNSAR5 6024__A FROM_TO
SBATPEA8 PEARSALL_69_4 FROM_TO | SBOMJCK5 651__A FROM_TO | SCMNSAR5 6028__A FROM_TO
SBATPEA8 PEARSALL_69_4 TO_FROM | SBOMJCK5 651__A TO_FROM | SCMNSAR5 6029__A TO_FROM
SBBSJE15 50__A FROM_TO | SBOMJCK5 651__B TO_FROM | SCMNSAR5 6035__A TO_FROM
SBBSJE25 50__A FROM_TO | SBOMJCK5 651__D FROM_TO | SCMNSAR5 6380__A TO_FROM
SBBSRC25 TRSES_MR6H FROM_TO | SBOMJCK5 651__D TO_FROM | SCMNSAR5 651__A FROM_TO
SBBSRC25 TRSES_MR6H TO_FROM | SBOMJCK5 651__E FROM_TO | SCMNSAR5 651__A TO_FROM
SBCETM25 425__A FROM_TO | SBOMJCK5 651__E TO_FROM | SCMNSAR5 651__B FROM_TO
SBCETM25 425__A TO_FROM | SBOSWHT8 LKW_WHT_1 TO_FROM | SCMNSAR5 651__B TO_FROM
SBCKCGR8 6430__C TO_FROM | SBOSWHT8 OLKW_BOS_1 FROM_TO | SCMNSAR5 651__D FROM_TO
SBCKCGR8 6437__C FROM_TO | SBRAWCO8 G69_R_1 FROM_TO | SCMNSAR5 651__D TO_FROM
SBCKCGR8 6437__C TO_FROM | SBRAWCO8 G69_R_1 TO_FROM | SCMNSAR5 651__E FROM_TO
SBCKCGR8 6611__D FROM_TO | SBRNCMN8 670__B FROM_TO | SCMNSAR5 651__E TO_FROM
SBCKCGR8 6611__D TO_FROM | SBRTORA8 6630__A FROM_TO | SCNSCN38 850__C TO_FROM
SBCKCGR8 ODNTH_FMR1 FROM_TO | SBRTORA8 6630__A TO_FROM | SCOLBAL8 BALG_HUMBLT1_1 TO_FROM
SBCKCGR8 ODNTH_FMR1 TO_FROM | SBRTORA8 6825__A FROM_TO | SCOLBAL8 DRSY_SANA_T1_1 FROM_TO
SBELHIG8 163T232_1 FROM_TO | SBRTORA8 6825__A TO_FROM | SCOLPAW5 COLETO_VICTOR1_1 TO_FROM
SBELTMP8 2394__A FROM_TO | SBTECH25 BTE_AT-2 FROM_TO | SCOLPAW5 COLETO_VICTOR2_1 TO_FROM
SBELTMP8 SEA_AAT1 FROM_TO | SBUBCOR8 39T188_1 FROM_TO | SCREFAL8 FREER_SAN_DI1_1 TO_FROM
SBGLTWI8 LVOK_SANTIA1_1 TO_FROM | SBUBCOR8 39T188_1 TO_FROM | SCRNLCR8 RIOP_WDWRDT1_1 TO_FROM
SBIGASH8 CRYSTA_TURTLC1_1 FROM_TO | SC2M38 T0_Y4_1 FROM_TO | SCRNODE8 16TH_WRD2_1 FROM_TO
SBIGASH8 CRYSTA_TURTLC1_1 TO_FROM | SC2M38 T0_Y4_1 TO_FROM | SCRSBAT9 UVALDE_69A1 FROM_TO
SBIGDIL8 ASHERT_W_BATE1_1 FROM_TO | SCABWES8 ALAZAN_B_DAVI1_1 FROM_TO | SCRSBAT9 UVALDE_69A1 TO_FROM
SBIGDIL8 ASHERT_W_BATE1_1 TO_FROM | SCABWES8 ALAZAN_B_DAVI1_1 TO_FROM | SCRYTUR9 ASHERT_CARRIZ1_1 FROM_TO
SBIGPEA9 POT_PEAR_1 FROM_TO | SCABWES8 B_DAVI_RODD_F1_1 FROM_TO | SCRYTUR9 ASHERT_CARRIZ1_1 TO_FROM
SBLESTP5 357T544_1 TO_FROM | SCABWES8 B_DAVI_RODD_F1_1 TO_FROM | SCRYTUR9 ASHERTON_69A1 FROM_TO
SBOMJCK5 6011__A FROM_TO | SCABWES8 N_SHARPE_PS1 FROM_TO | SCRYTUR9 ASHERTON_69A1 TO_FROM
SBOMJCK5 6011__A TO_FROM | SCABWES8 N_SHARPE_PS1 TO_FROM | SCYPCOM8 122T122_1 TO_FROM
SBOMJCK5 6024__A FROM_TO | SCABWES8 NAVAL__N_PADR1_1 FROM_TO | SDUKNED8 ADERHO_ELSA1_1 FROM_TO
SBOMJCK5 6028__A FROM_TO | SCABWES8 NAVAL__N_PADR1_1 TO_FROM | SDUKNED8 ADERHO_ELSA1_1 TO_FROM
SBOMJCK5 6029__A TO_FROM | SCALLON9 LON_HI_ROB_CP1_1 FROM_TO | SECRBRA8 6438__A FROM_TO
SBOMJCK5 6035__A TO_FROM | SCALLON9 LON_HI_ROB_CP1_1 TO_FROM | SECRBRA8 6438__A TO_FROM
SBOMJCK5 6380__A TO_FROM | SCFRLNC5 6011__A FROM_TO | SECRBRA8 6695__B FROM_TO
SBOMJCK5 6380__D FROM_TO | SCFRLNC5 6011__A TO_FROM | SECRBRA8 6695__B TO_FROM
SBOMJCK5 651__A FROM_TO | SCFRLNC5 6012__A TO_FROM | SELMTHS5 1030__A TO_FROM
SBOMJCK5 651__A TO_FROM | SCFRLNC5 6024__A FROM_TO | SELMTHS5 1030__B FROM_TO
SBOMJCK5 651__B TO_FROM | SCFRLNC5 6028__A FROM_TO | SEMPNOR8 3330__C FROM_TO
SBOMJCK5 651__D FROM_TO | SCFRLNC5 6028__A TO_FROM | SENAWKN9 ECRSW_FMR1 FROM_TO
SBOMJCK5 651__E FROM_TO | SCFRLNC5 6035__A TO_FROM | SENAWKN9 ECRSW_FMR1 TO_FROM
SBOMJCK5 651__E TO_FROM | SCFRLNC5 6380__A TO_FROM | SFASSAN9 OAKS9_69_1 FROM_TO
SBOSELM5 1030__A FROM_TO | SCFRLNC5 651__A FROM_TO | SFERZ48 E1_M1_1 FROM_TO
SBOSWHT8 LKW_WHT_1 TO_FROM | SCFRLNC5 651__A TO_FROM | SFERZ48 E1_M1_1 TO_FROM
SBOSWHT8 OLKW_BOS_1 FROM_TO | SCFRLNC5 651__B TO_FROM | SFRWHEI8 HEI_PHR_1 FROM_TO
SBOSWHT8 OLKW_BOS_1 TO_FROM | SCFRLNC5 651__D FROM_TO | SFRWHEI8 HEI_PHR_1 TO_FROM
SBRAHAM8 HAMILT_MAVERI1_1 TO_FROM | SCFRLNC5 651__D TO_FROM | SFSHBOM5 6011__A FROM_TO
SBRAUVA8 HAMILT_MAVERI1_1 TO_FROM | SCFRLNC5 651__E FROM_TO | SFSHBOM5 6011__A TO_FROM
SBRAWCO8 G69_R_1 FROM_TO | SCFRLNC5 651__E TO_FROM | SFSHBOM5 6012__A TO_FROM
SBRAWCO8 G69_R_1 TO_FROM | SCHYWIN8 6100__F FROM_TO | SFSHBOM5 6024__A FROM_TO
SBRNCMN8 670__B TO_FROM | SCHYWIN8 6430__C FROM_TO | SFSHBOM5 6028__A FROM_TO
SBRTORA8 6630__A FROM_TO | SCHYWIN8 6430__C TO_FROM | SFSHBOM5 6029__A TO_FROM
SBRTORA8 6630__A TO_FROM | SCITWEI8 CLARK__LON_HI1_1 FROM_TO | SFSHBOM5 6035__A TO_FROM
SBRTORA8 6825__A FROM_TO | SCITWEI8 CLARK__LON_HI1_1 TO_FROM | SFSHBOM5 6380__A TO_FROM
SBRTORA8 6825__A TO_FROM | SCMNCPS5 6011__A FROM_TO | SFSHBOM5 6380__D FROM_TO
SBTECH25 BTE_AT-2 FROM_TO | SCMNCPS5 6011__A TO_FROM | SFSHBOM5 651__A FROM_TO
SBUBCOR8 39T188_1 FROM_TO | SCMNCPS5 6012__A TO_FROM | SFSHBOM5 651__A TO_FROM
SBUBCOR8 39T188_1 TO_FROM | SCMNCPS5 6024__A FROM_TO | SFSHBOM5 651__B TO_FROM
SBUEHAM8 HAMILT_MAVERI1_1 TO_FROM | SCMNCPS5 6028__A FROM_TO | SFSHBOM5 651__D FROM_TO
SC2M38 T0_Y4_1 FROM_TO | SCMNCPS5 6029__A TO_FROM | SFSHBOM5 651__E FROM_TO
SC2M38 T0_Y4_1 TO_FROM | SCMNCPS5 6035__A TO_FROM | SFSHBOM5 651__E TO_FROM
SCABWES8 ALAZAN_B_DAVI1_1 FROM_TO | SCMNCPS5 6380__A TO_FROM | SFSHBOM5 GRAYBC_VERN1_1 FROM_TO
SCABWES8 ALAZAN_B_DAVI1_1 TO_FROM | SCMNCPS5 651__A FROM_TO | SFSHBOM5 GRAYBC_VERN1_1 TO_FROM
SCABWES8 B_DAVI_RODD_F1_1 FROM_TO | SCMNCPS5 651__A TO_FROM | SFSHBOM5 LIBR_PAUL1_1 FROM_TO
SCABWES8 B_DAVI_RODD_F1_1 TO_FROM | SCMNSAR5 1800__A FROM_TO | SFSHBOM5 LIBR_PAUL1_1 TO_FROM
SCABWES8 N_SHARPE_PS1 FROM_TO | SCMNSAR5 1800__A TO_FROM | SFTLMES8 BGLK_MCAN_S1_1 FROM_TO
SCABWES8 N_SHARPE_PS1 TO_FROM | SCMNSAR5 6011__A FROM_TO | SFTWW_D8 AIR_NDE_1 TO_FROM
SCABWES8 NAVAL__N_PADR1_1 FROM_TO | SCMNSAR5 6011__A TO_FROM | SFTWW_D8 AIR_W_DE_1 FROM_TO
SCABWES8 NAVAL__N_PADR1_1 TO_FROM | SCMNSAR5 6012__A TO_FROM | SGAFGRN8 G138_1BB_1 FROM_TO
SCALLON9 LON_HI_ROB_CP1_1 TO_FROM | SCMNSAR5 6024__A FROM_TO | SGAFGRN8 G138_1BB_1 TO_FROM
SCFRLNC5 6011__A FROM_TO | SCMNSAR5 6028__A FROM_TO | SGAFGRN8 HEI_PHR_1 FROM_TO
SCFRLNC5 6011__A TO_FROM | SCMNSAR5 6029__A TO_FROM | SGAFGRN8 HEI_PHR_1 TO_FROM
SCFRLNC5 6012__A FROM_TO | SCMNSAR5 6035__A TO_FROM | SGAFPHR8 HEI_PHR_1 FROM_TO
SCFRLNC5 6012__A TO_FROM | SCMNSAR5 6380__A TO_FROM | SGAFPHR8 HEI_PHR_1 TO_FROM
SCFRLNC5 6024__A FROM_TO | SCMNSAR5 651__A FROM_TO | SGASMGS5 TWINBU_T1H TO_FROM
SCFRLNC5 6028__A FROM_TO | SCMNSAR5 651__A TO_FROM | SGASMGS5 TWINBU_T1L FROM_TO
SCFRLNC5 6028__A TO_FROM | SCMNSAR5 651__B FROM_TO | SGEOGEO8 CSA_ORN_1 FROM_TO
SCFRLNC5 6035__A TO_FROM | SCMNSAR5 651__B TO_FROM | SGEOGEO8 CSA_ORN_1 TO_FROM
SCFRLNC5 6380__A TO_FROM | SCMNSAR5 651__D FROM_TO | SGEOGEO8 ORA_ORNG_1 FROM_TO
SCFRLNC5 651__A FROM_TO | SCMNSAR5 651__D TO_FROM | SGEOGEO8 ORA_ORNG_1 TO_FROM
SCFRLNC5 651__A TO_FROM | SCMNSAR5 651__E FROM_TO | SGIBSN25 240__A TO_FROM
SCFRLNC5 651__B TO_FROM | SCMNSAR5 651__E TO_FROM | SGIBSN25 260_A_1 TO_FROM
SCFRLNC5 651__D FROM_TO | SCNSCN38 850__C FROM_TO | SGIBSN25 424T424_1 FROM_TO
SCFRLNC5 651__E FROM_TO | SCNSCN38 850__C TO_FROM | SGIBSN25 424T424_1 TO_FROM
SCFRLNC5 651__E TO_FROM | SCOLBAL8 BALG_HUMBLT1_1 TO_FROM | SGIBSN25 KDLKG_75_A FROM_TO
SCGRMG28 6220__A TO_FROM | SCOLBAL8 DRSY_SANA_T1_1 FROM_TO | SGIBSN25 KDLRNS75_A TO_FROM
SCGRMGS8 6225__A TO_FROM | SCOLPAW5 COLETO_VICTOR1_1 TO_FROM | SGIBSN25 KDLRTW74_A FROM_TO
SCHYWIN8 6100__F FROM_TO | SCOLPAW5 COLETO_VICTOR2_1 TO_FROM | SGIBSN25 KDLRTW74_A TO_FROM
SCHYWIN8 6430__C TO_FROM | SCREFAL8 FREER_SAN_DI1_1 TO_FROM | SGIBSN25 KDLTB_74_A FROM_TO
SCITWEI8 CLARK__LON_HI1_1 FROM_TO | SCRNLCR8 RIOP_WDWRDT1_1 TO_FROM | SGIBSN25 KDLTB_74_A TO_FROM
SCITWEI8 CLARK__LON_HI1_1 TO_FROM | SCRNODE8 16TH_WRD2_1 FROM_TO | SGIBSN25 KG_RTW74_A FROM_TO
SCMNCPS5 6011__A FROM_TO | SCRSBAT9 UVALDE_69A1 FROM_TO | SGIBSN25 KG_RTW74_A TO_FROM
SCMNCPS5 6011__A TO_FROM | SCRSBAT9 UVALDE_69A1 TO_FROM | SGIBSN25 SNGTB_74_A TO_FROM
SCMNCPS5 6012__A TO_FROM | SCRYTUR9 ASHERT_CARRIZ1_1 FROM_TO | SGIBSN25 SNGXGC75_1 TO_FROM
SCMNCPS5 6024__A FROM_TO | SCRYTUR9 ASHERT_CARRIZ1_1 TO_FROM | SGIBSNG5 240__A TO_FROM
SCMNCPS5 6028__A FROM_TO | SCRYTUR9 ASHERTON_69A1 FROM_TO | SGIBSNG5 260_A_1 TO_FROM
SCMNCPS5 6029__A TO_FROM | SCRYTUR9 ASHERTON_69A1 TO_FROM | SGIBSNG5 424T424_1 FROM_TO
SCMNCPS5 6035__A TO_FROM | SCSEGLD8 6215__A TO_FROM | SGIBSNG5 424T424_1 TO_FROM
SCMNCPS5 6380__A TO_FROM | SCYPCOM8 122T122_1 FROM_TO | SGIBSNG5 KDLKG_75_A FROM_TO
SCMNCPS5 651__A FROM_TO | SCYPCOM8 122T122_1 TO_FROM | SGIBSNG5 KDLRNS75_A TO_FROM
SCMNCPS5 651__A TO_FROM | SDUKNED8 ADERHO_ELSA1_1 FROM_TO | SGIBSNG5 KDLRTW74_A FROM_TO
SCMNCPS5 651__B TO_FROM | SDUKNED8 ADERHO_ELSA1_1 TO_FROM | SGIBSNG5 KDLRTW74_A TO_FROM
SCMNCPS5 651__E TO_FROM | SECRBRA8 6438__A FROM_TO | SGIBSNG5 KDLTB_74_A FROM_TO
SCMNSAR5 1800__A FROM_TO | SECRBRA8 6438__A TO_FROM | SGIBSNG5 KDLTB_74_A TO_FROM
SCMNSAR5 1800__A TO_FROM | SECRBRA8 6695__B FROM_TO | SGIBSNG5 KG_RTW74_A FROM_TO
SCMNSAR5 6011__A FROM_TO | SECRBRA8 6695__B TO_FROM | SGIBSNG5 KG_RTW74_A TO_FROM
SCMNSAR5 6011__A TO_FROM | SELMTHS5 1030__A TO_FROM | SGIBSNG5 SNGTB_74_A TO_FROM
SCMNSAR5 6012__A TO_FROM | SELMTHS5 1030__B FROM_TO | SGIBSNG5 SNGXGC99_1 TO_FROM
SCMNSAR5 6024__A FROM_TO | SEMPNOR8 3330__C FROM_TO | SGILNU78 GILA_HIWAY_1_1 FROM_TO
SCMNSAR5 6028__A FROM_TO | SEMPNOR8 3330__C TO_FROM | SGILNU78 GILA_HIWAY_1_1 TO_FROM
SCMNSAR5 6029__A TO_FROM | SENAWKN9 ECRSW_FMR1 FROM_TO | SGLDSUN8 ECRSW_FMR1 FROM_TO
SCMNSAR5 6035__A TO_FROM | SENAWKN9 ECRSW_FMR1 TO_FROM | SGLDSUN8 ECRSW_FMR1 TO_FROM
SCMNSAR5 6380__A TO_FROM | SFASSAN9 OAKS9_69_1 FROM_TO | SGONLUL8 144T132_1 FROM_TO
SCMNSAR5 651__A FROM_TO | SFERZ48 E1_M1_1 FROM_TO | SGRAFER8 40T189_1 FROM_TO
SCMNSAR5 651__A TO_FROM | SFERZ48 E1_M1_1 TO_FROM | SGRAFER8 40T189_1 TO_FROM
SCMNSAR5 651__B FROM_TO | SFLCMDL5 6215__A TO_FROM | SGSMPBS8 ODNTH_FMR1 FROM_TO
SCMNSAR5 651__B TO_FROM | SFLCMDL5 6470__D FROM_TO | SGSMPBS8 ODNTH_FMR1 TO_FROM
SCMNSAR5 651__D FROM_TO | SFLCMGS5 6215__A TO_FROM | SHASTNN8 138_ALV_NAL_1 TO_FROM
SCMNSAR5 651__D TO_FROM | SFLCMGS5 6465__B TO_FROM | SHEICA28 HEIGHTTN_HAT2 FROM_TO
SCMNSAR5 651__E FROM_TO | SFLCMGS5 6470__B TO_FROM | SHEICA28 HEIGHTTN_HAT2 TO_FROM
SCMNSAR5 651__E TO_FROM | SFLCMGS5 6470__D FROM_TO | SHIWCIT8 MORRIS_NUECES1_1 TO_FROM
SCNSCN38 850__C TO_FROM | SFLCMGS5 6470__E FROM_TO | SHIWNUE8 GILA_HIWAY_1_1 FROM_TO
SCOLBAL8 BALG_HUMBLT1_1 TO_FROM | SFRWHEI8 HEI_PHR_1 FROM_TO | SHIWNUE8 GILA_HIWAY_1_1 TO_FROM
SCOLBAL8 DRSY_SANA_T1_1 FROM_TO | SFRWHEI8 HEI_PHR_1 TO_FROM | SI_DI_38 I_DUPP_I_DUPS1_1 FROM_TO
SCOLPAW5 COLETO_KENEDS1_1 FROM_TO | SFSHBOM5 6011__A FROM_TO | SI_DI_38 I_DUPP_I_DUPS1_1 TO_FROM
SCOLPAW5 COLETO_VICTOR1_1 FROM_TO | SFSHBOM5 6011__A TO_FROM | SIRVNO28 1140__C TO_FROM
SCOLPAW5 COLETO_VICTOR1_1 TO_FROM | SFSHBOM5 6012__A TO_FROM | SIRVNO28 LIGSW_MR2H FROM_TO
SCOLPAW5 COLETO_VICTOR2_1 TO_FROM | SFSHBOM5 6024__A FROM_TO | SIRVNO28 LIGSW_MR2H TO_FROM
SCREFAL8 FREER_SAN_DI1_1 TO_FROM | SFSHBOM5 6028__A FROM_TO | SJMCW_D8 FTW_W_DE_1 FROM_TO
SCRNLCR8 RIOP_WDWRDT1_1 TO_FROM | SFSHBOM5 6029__A TO_FROM | SK2SKY8 E1_M1_1 FROM_TO
SCRNODE8 16TH_WRD2_1 FROM_TO | SFSHBOM5 6035__A TO_FROM | SK2SKY8 E1_M1_1 TO_FROM
SCRSBAT9 UVALDE_69A1 FROM_TO | SFSHBOM5 6380__A TO_FROM | SKDLRNS5 240__A TO_FROM
SCRSBAT9 UVALDE_69A1 TO_FROM | SFSHBOM5 6380__D FROM_TO | SKDLRNS5 260_A_1 TO_FROM
SCRYTUR9 ASHERT_CARRIZ1_1 FROM_TO | SFSHBOM5 651__A FROM_TO | SKDLRNS5 424T424_1 FROM_TO
SCRYTUR9 ASHERT_CARRIZ1_1 TO_FROM | SFSHBOM5 651__A TO_FROM | SKDLRNS5 424T424_1 TO_FROM
SCRYTUR9 ASHERTON_69A1 FROM_TO | SFSHBOM5 651__B TO_FROM | SKDLRNS5 KDLRTW74_A FROM_TO
SCRYTUR9 ASHERTON_69A1 TO_FROM | SFSHBOM5 651__D FROM_TO | SKDLRNS5 KDLRTW74_A TO_FROM
SCSEGLD8 6215__A FROM_TO | SFSHBOM5 651__D TO_FROM | SKDLRNS5 KDLTB_74_A FROM_TO
SCYPCOM8 122T122_1 TO_FROM | SFSHBOM5 651__E FROM_TO | SKDLRNS5 KG_RTW74_A FROM_TO
SDUKNED8 ADERHO_ELSA1_1 FROM_TO | SFSHBOM5 651__E TO_FROM | SKDLRNS5 RNSSNG75_A FROM_TO
SDUKNED8 ADERHO_ELSA1_1 TO_FROM | SFSHBOM5 GRAYBC_VERN1_1 FROM_TO | SKDLRNS5 RNSSNG75_A TO_FROM
SECRBRA8 6438__A FROM_TO | SFSHBOM5 GRAYBC_VERN1_1 TO_FROM | SKDLRNS5 SNGTB_74_A TO_FROM
SECRBRA8 6438__A TO_FROM | SFSHBOM5 LIBR_PAUL1_1 FROM_TO | SKDLRNS5 SNGXGC75_1 TO_FROM
SECRBRA8 6695__B FROM_TO | SFSHBOM5 LIBR_PAUL1_1 TO_FROM | SKDLRNS5 SNGXGC99_1 TO_FROM
SECRBRA8 6695__B TO_FROM | SFTLMES8 BGLK_MCAN_S1_1 FROM_TO | SKEYWLV8 6215__A TO_FROM
SELMTHS5 1030__A FROM_TO | SFTWW_D8 AIR_NDE_1 TO_FROM | SKEYWLV8 6610__C FROM_TO
SELMTHS5 1030__A TO_FROM | SFTWW_D8 AIR_W_DE_1 FROM_TO | SKEYWLV8 6610__C TO_FROM
SELMTHS5 1030__B FROM_TO | SFTWW_D8 AIR_W_DE_1 TO_FROM | SKEYWLV8 6611__A FROM_TO
SELMTHS5 1030__B TO_FROM | SGAFGRN8 G138_1BB_1 FROM_TO | SKEYWLV8 6611__A TO_FROM
SEMPNOR8 3330__C FROM_TO | SGAFGRN8 G138_1BB_1 TO_FROM | SKEYWLV8 6611__B FROM_TO
SENAWKN9 ECRSW_FMR1 FROM_TO | SGAFGRN8 HEI_PHR_1 FROM_TO | SKEYWLV8 6611__B TO_FROM
SENAWKN9 ECRSW_FMR1 TO_FROM | SGAFGRN8 HEI_PHR_1 TO_FROM | SKEYWLV8 6611__C FROM_TO
SFASSAN9 OAKS9_69_1 FROM_TO | SGAFPHR8 HEI_PHR_1 FROM_TO | SKEYWLV8 6611__C TO_FROM
SFERZ48 E1_M1_1 FROM_TO | SGAFPHR8 HEI_PHR_1 TO_FROM | SKEYWLV8 6611__D FROM_TO
SFERZ48 E1_M1_1 TO_FROM | SGAIWLV8 6215__A TO_FROM | SKEYWLV8 6611__D TO_FROM
SFLCMGS5 6465__B FROM_TO | SGASMGS5 TWINBU_T1H TO_FROM | SKMCKW25 KMCHI_KWASS1_1 TO_FROM
SFRWHEI8 HEI_PHR_1 FROM_TO | SGASMGS5 TWINBU_T1L FROM_TO | SKMCKWA5 KMCHI_KWASS2_1 TO_FROM
SFRWHEI8 HEI_PHR_1 TO_FROM | SGEOGEO8 CSA_ORN_1 FROM_TO | SKOCKOC8 KOCH_UP_69A1 FROM_TO
SFSHBOM5 6011__A FROM_TO | SGEOGEO8 CSA_ORN_1 TO_FROM | SKOCKOC8 KOCH_UP_69A1 TO_FROM
SFSHBOM5 6011__A TO_FROM | SGEOGEO8 ORA_ORNG_1 FROM_TO | SKOCLON8 AIR_LI_HIWAY_1_1 FROM_TO
SFSHBOM5 6012__A FROM_TO | SGEOGEO8 ORA_ORNG_1 TO_FROM | SKOCLON8 AIR_LI_HIWAY_1_1 TO_FROM
SFSHBOM5 6012__A TO_FROM | SGIBSN25 240__A TO_FROM | SKRWCR25 1065__L FROM_TO
SFSHBOM5 6024__A FROM_TO | SGIBSN25 260_A_1 TO_FROM | SKRWCR25 1065__L TO_FROM
SFSHBOM5 6028__A FROM_TO | SGIBSN25 424T424_1 FROM_TO | SKYLSAN8 258T380_1 FROM_TO
SFSHBOM5 6029__A TO_FROM | SGIBSN25 424T424_1 TO_FROM | SLA_RIO5 RAYMND_RAYMON1_1 TO_FROM
SFSHBOM5 6035__A TO_FROM | SGIBSN25 KDLKG_75_A FROM_TO | SLAGMAR8 269T362_1 FROM_TO
SFSHBOM5 6380__A TO_FROM | SGIBSN25 KDLRNS75_A TO_FROM | SLAQLOB8 FALFUR_69A1 FROM_TO
SFSHBOM5 6380__D FROM_TO | SGIBSN25 KDLRTW74_A FROM_TO | SLAQLOB8 FALFUR_69A1 TO_FROM
SFSHBOM5 651__A FROM_TO | SGIBSN25 KDLRTW74_A TO_FROM | SLAQLOB8 FALFUR_PREMON1_1 FROM_TO
SFSHBOM5 651__A TO_FROM | SGIBSN25 KDLTB_74_A FROM_TO | SLAQLOB8 FALFUR_PREMON1_1 TO_FROM
SFSHBOM5 651__B TO_FROM | SGIBSN25 KDLTB_74_A TO_FROM | SLAQLOB8 FREER_SAN_DI1_1 TO_FROM
SFSHBOM5 651__D FROM_TO | SGIBSN25 KG_RTW74_A FROM_TO | SLAULA_8 LA_PAL_VCAVAZ1_1 FROM_TO
SFSHBOM5 651__E FROM_TO | SGIBSN25 KG_RTW74_A TO_FROM | SLAULA_8 LA_PAL_VCAVAZ1_1 TO_FROM
SFSHBOM5 651__E TO_FROM | SGIBSN25 SNGTB_74_A TO_FROM | SLCSTH25 1295__A FROM_TO
SFSHBOM5 GRAYBC_VERN1_1 FROM_TO | SGIBSN25 SNGXGC75_1 TO_FROM | SLCSTH25 1295__A TO_FROM
SFSHBOM5 GRAYBC_VERN1_1 TO_FROM | SGIBSNG5 240__A TO_FROM | SLCSTH25 1830__A FROM_TO
SFSHBOM5 LIBR_PAUL1_1 FROM_TO | SGIBSNG5 260_A_1 TO_FROM | SLCSTH25 1830__A TO_FROM
SFSHBOM5 LIBR_PAUL1_1 TO_FROM | SGIBSNG5 424T424_1 FROM_TO | SLCSTH25 1830__B FROM_TO
SFTLMES8 BGLK_MCAN_S1_1 FROM_TO | SGIBSNG5 424T424_1 TO_FROM | SLCSTH25 1830__B TO_FROM
SFTLMES8 BGLK_TWINBU1_1 FROM_TO | SGIBSNG5 KDLKG_75_A FROM_TO | SLCSTH25 1830__C FROM_TO
SFTWW_D8 AIR_NDE_1 TO_FROM | SGIBSNG5 KDLRNS75_A TO_FROM | SLCSTH25 1830__C TO_FROM
SFTWW_D8 AIR_W_DE_1 FROM_TO | SGIBSNG5 KDLRTW74_A FROM_TO | SLCSTH25 1830__E FROM_TO
SGAFGRN8 G138_1BB_1 FROM_TO | SGIBSNG5 KDLRTW74_A TO_FROM | SLCSTH25 1830__E TO_FROM
SGAFGRN8 G138_1BB_1 TO_FROM | SGIBSNG5 KDLTB_74_A FROM_TO | SLCSTH25 1830__F FROM_TO
SGAFGRN8 HEI_PHR_1 FROM_TO | SGIBSNG5 KDLTB_74_A TO_FROM | SLCSTH25 1830__F TO_FROM
SGAFGRN8 HEI_PHR_1 TO_FROM | SGIBSNG5 KG_RTW74_A FROM_TO | SLCSTH25 1830__G FROM_TO
SGAFPHR8 HEI_PHR_1 FROM_TO | SGIBSNG5 KG_RTW74_A TO_FROM | SLCSTH25 1830__G TO_FROM
SGAFPHR8 HEI_PHR_1 TO_FROM | SGIBSNG5 SNGTB_74_A TO_FROM | SLCSTH25 1830__H FROM_TO
SGASMGS5 TWINBU_T1H TO_FROM | SGIBSNG5 SNGXGC99_1 TO_FROM | SLCSTH25 1830__H TO_FROM
SGASMGS5 TWINBU_T1L FROM_TO | SGILNU78 GILA_HIWAY_1_1 FROM_TO | SLCSTH25 300__A FROM_TO
SGEOGEO8 CSA_ORN_1 FROM_TO | SGILNU78 GILA_HIWAY_1_1 TO_FROM | SLCSTH25 300__A TO_FROM
SGEOGEO8 CSA_ORN_1 TO_FROM | SGLDSUN8 6215__A TO_FROM | SLCSTH25 315__A FROM_TO
SGEOGEO8 ORA_ORNG_1 FROM_TO | SGLDSUN8 ECRSW_FMR1 FROM_TO | SLCSTH25 315__A TO_FROM
SGEOGEO8 ORA_ORNG_1 TO_FROM | SGLDSUN8 ECRSW_FMR1 TO_FROM | SLCSTH25 490__A FROM_TO
SGIBSN25 240__A TO_FROM | SGONLUL8 144T132_1 FROM_TO | SLCSTH25 490__A TO_FROM
SGIBSN25 260_A_1 TO_FROM | SGRAFER8 40T189_1 FROM_TO | SLCSTHS5 1295__A FROM_TO
SGIBSN25 424T424_1 FROM_TO | SGRAFER8 40T189_1 TO_FROM | SLCSTHS5 1295__A TO_FROM
SGIBSN25 424T424_1 TO_FROM | SGSMPBS8 ODNTH_FMR1 FROM_TO | SLCSTHS5 1830__A FROM_TO
SGIBSN25 KDLKG_75_A FROM_TO | SGSMPBS8 ODNTH_FMR1 TO_FROM | SLCSTHS5 1830__A TO_FROM
SGIBSN25 KDLRNS75_A TO_FROM | SHASTNN8 138_ALV_NAL_1 TO_FROM | SLCSTHS5 1830__B FROM_TO
SGIBSN25 KDLRTW74_A FROM_TO | SHEICA28 HEIGHTTN_HAT2 FROM_TO | SLCSTHS5 1830__B TO_FROM
SGIBSN25 KDLRTW74_A TO_FROM | SHEICA28 HEIGHTTN_HAT2 TO_FROM | SLCSTHS5 1830__C FROM_TO
SGIBSN25 KDLTB_74_A FROM_TO | SHIWCIT8 MORRIS_NUECES1_1 TO_FROM | SLCSTHS5 1830__C TO_FROM
SGIBSN25 KDLTB_74_A TO_FROM | SHIWNUE8 GILA_HIWAY_1_1 FROM_TO | SLCSTHS5 1830__E FROM_TO
SGIBSN25 KG_RTW74_A FROM_TO | SHIWNUE8 GILA_HIWAY_1_1 TO_FROM | SLCSTHS5 1830__E TO_FROM
SGIBSN25 KG_RTW74_A TO_FROM | SI_DI_38 I_DUPP_I_DUPS1_1 FROM_TO | SLCSTHS5 1830__F FROM_TO
SGIBSN25 RNSSNG75_A FROM_TO | SI_DI_38 I_DUPP_I_DUPS1_1 TO_FROM | SLCSTHS5 1830__F TO_FROM
SGIBSN25 RNSSNG75_A TO_FROM | SIRVNO28 1140__C TO_FROM | SLCSTHS5 1830__G FROM_TO
SGIBSN25 SNGTB_74_A TO_FROM | SIRVNO28 LIGSW_MR2H FROM_TO | SLCSTHS5 1830__G TO_FROM
SGIBSN25 SNGXGC75_1 TO_FROM | SIRVNO28 LIGSW_MR2H TO_FROM | SLCSTHS5 1830__H FROM_TO
SGIBSNG5 240__A TO_FROM | SJMCW_D8 FTW_W_DE_1 FROM_TO | SLCSTHS5 1830__H TO_FROM
SGIBSNG5 260_A_1 TO_FROM | SJMCW_D8 FTW_W_DE_1 TO_FROM | SLCSTHS5 315__A FROM_TO
SGIBSNG5 424T424_1 FROM_TO | SK2SKY8 E1_M1_1 FROM_TO | SLCSTHS5 315__A TO_FROM
SGIBSNG5 424T424_1 TO_FROM | SK2SKY8 E1_M1_1 TO_FROM | SLCSTHS5 490__A FROM_TO
SGIBSNG5 KDLKG_75_A FROM_TO | SKDLRNS5 240__A TO_FROM | SLCSTHS5 490__A TO_FROM
SGIBSNG5 KDLRNS75_A TO_FROM | SKDLRNS5 260_A_1 TO_FROM | SLFKSCS5 11010__A FROM_TO
SGIBSNG5 KDLRTW74_A FROM_TO | SKDLRNS5 424T424_1 FROM_TO | SLFKSCS5 11010__A TO_FROM
SGIBSNG5 KDLRTW74_A TO_FROM | SKDLRNS5 424T424_1 TO_FROM | SLHSCN28 3260__B FROM_TO
SGIBSNG5 KDLTB_74_A FROM_TO | SKDLRNS5 KDLRTW74_A FROM_TO | SLHSCN28 3260__B TO_FROM
SGIBSNG5 KDLTB_74_A TO_FROM | SKDLRNS5 KDLRTW74_A TO_FROM | SLNCSWE5 6026__A FROM_TO
SGIBSNG5 KG_RTW74_A FROM_TO | SKDLRNS5 KDLTB_74_A FROM_TO | SLOBSAN5 ALICE_69A1 FROM_TO
SGIBSNG5 KG_RTW74_A TO_FROM | SKDLRNS5 KG_RTW74_A FROM_TO | SLOBSAN5 ALICE_69A1 TO_FROM
SGIBSNG5 RNSSNG75_A FROM_TO | SKDLRNS5 RNSSNG75_A FROM_TO | SLOBSAN5 BIG_FOOT_69A1 FROM_TO
SGIBSNG5 RNSSNG75_A TO_FROM | SKDLRNS5 RNSSNG75_A TO_FROM | SLOBSAN5 FREER_SAN_DI1_1 FROM_TO
SGIBSNG5 SNGTB_74_A TO_FROM | SKDLRNS5 SNGTB_74_A TO_FROM | SLOBSAN5 LAQUIN_LOBO1_1 FROM_TO
SGIBSNG5 SNGXGC99_1 TO_FROM | SKDLRNS5 SNGXGC75_1 TO_FROM | SLOBSAN5 LAQUIN_LOBO1_1 TO_FROM
SGILNU78 GILA_HIWAY_1_1 FROM_TO | SKDLRNS5 SNGXGC99_1 TO_FROM | SLOBSAN5 SANMIGL_ATAH TO_FROM
SGILNU78 GILA_HIWAY_1_1 TO_FROM | SKEYWLV8 6215__A TO_FROM | SLOLFOR8 VICTOR_V_DUPS1_1 FROM_TO
SGLDSUN8 ECRSW_FMR1 FROM_TO | SKEYWLV8 6610__C FROM_TO | SLONWIN9 M_69_D1_1 FROM_TO
SGLDSUN8 ECRSW_FMR1 TO_FROM | SKEYWLV8 6610__C TO_FROM | SLONWIN9 M_69_D1_1 TO_FROM
SGONLUL8 144T132_1 FROM_TO | SKEYWLV8 6611__A FROM_TO | SLOSAUS5 AUSTRO_AT2L FROM_TO
SGRAFER8 40T189_1 FROM_TO | SKEYWLV8 6611__A TO_FROM | SLVOSON8 ELDO_LVOK1_1 FROM_TO
SGRAFER8 40T189_1 TO_FROM | SKEYWLV8 6611__B FROM_TO | SLVOSON8 ELDO_LVOK1_1 TO_FROM
SGSMPBS8 ODNTH_FMR1 FROM_TO | SKEYWLV8 6611__B TO_FROM | SLWSCR25 588_B_1 TO_FROM
SGSMPBS8 ODNTH_FMR1 TO_FROM | SKEYWLV8 6611__C FROM_TO | SLWSCR25 590__A TO_FROM
SHASTNN8 138_ALV_NAL_1 TO_FROM | SKEYWLV8 6611__C TO_FROM | SLWSLW28 590__A TO_FROM
SHEICA28 HEIGHTTN_HAT2 FROM_TO | SKEYWLV8 6611__D FROM_TO | SLWSLW38 1065__A TO_FROM
SHEICA28 HEIGHTTN_HAT2 TO_FROM | SKEYWLV8 6611__D TO_FROM | SMAGVIC9 N_VICT_VICTOR1_1 FROM_TO
SHIWCIT8 MORRIS_NUECES1_1 TO_FROM | SKMCKW25 KMCHI_KWASS1_1 TO_FROM | SMAGVIC9 N_VICT_VICTOR1_1 TO_FROM
SHIWNUE8 GILA_HIWAY_1_1 FROM_TO | SKMCKWA5 KMCHI_KWASS2_1 TO_FROM | SMANBUD8 260T316_1 TO_FROM
SHIWNUE8 GILA_HIWAY_1_1 TO_FROM | SKOCKOC8 KOCH_UP_69A1 FROM_TO | SMCDBSP8 6470__E TO_FROM
SI_DI_38 I_DUPP_I_DUPS1_1 FROM_TO | SKOCKOC8 KOCH_UP_69A1 TO_FROM | SMCDBSP8 6471__A FROM_TO
SI_DI_38 I_DUPP_I_DUPS1_1 TO_FROM | SKOCLON8 AIR_LI_HIWAY_1_1 FROM_TO | SMDFHLT8 6611__A FROM_TO
SILLFTL8 FRIR_SONR1_1 TO_FROM | SKOCLON8 AIR_LI_HIWAY_1_1 TO_FROM | SMDFHLT8 6611__A TO_FROM
SIRVNO28 1140__C TO_FROM | SKRWCR25 1065__L FROM_TO | SMDLODE5 6475__F FROM_TO
SIRVNO28 LIGSW_MR2H FROM_TO | SKRWCR25 1065__L TO_FROM | SMDLODE5 6500__B FROM_TO
SIRVNO28 LIGSW_MR2H TO_FROM | SKYLSAN8 258T380_1 FROM_TO | SMDLODE5 6500__B TO_FROM
SJMCW_D8 FTW_W_DE_1 FROM_TO | SKYLSAN8 258T380_1 TO_FROM | SMDLODE5 6865__B FROM_TO
SK2SKY8 E1_M1_1 FROM_TO | SLA_RIO5 RAYMND_RAYMON1_1 FROM_TO | SMDLODE5 6865__B TO_FROM
SK2SKY8 E1_M1_1 TO_FROM | SLA_RIO5 RAYMND_RAYMON1_1 TO_FROM | SMDLODE5 ODNTH_FMR1 TO_FROM
SKDLRNS5 240__A TO_FROM | SLAGMAR8 269T362_1 FROM_TO | SMDOPHR5 138_NAL_HAS_1 FROM_TO
SKDLRNS5 260_A_1 TO_FROM | SLAQLOB8 FALFUR_69A1 FROM_TO | SMGIENW8 TRU_UAT1 FROM_TO
SKDLRNS5 424T424_1 FROM_TO | SLAQLOB8 FALFUR_69A1 TO_FROM | SMGSBTR5 STCO_STER1_1 FROM_TO
SKDLRNS5 424T424_1 TO_FROM | SLAQLOB8 FALFUR_PREMON1_1 FROM_TO | SMNHPBS8 6485__A TO_FROM
SKDLRNS5 KDLRTW74_A FROM_TO | SLAQLOB8 FALFUR_PREMON1_1 TO_FROM | SMUESPR8 SJO_SJO2 FROM_TO
SKDLRNS5 KDLRTW74_A TO_FROM | SLAQLOB8 FREER_SAN_DI1_1 TO_FROM | SMUESPR8 SJO_SJO2 TO_FROM
SKDLRNS5 KDLTB_74_A FROM_TO | SLAULA_8 LA_PAL_VCAVAZ1_1 FROM_TO | SN_SAJO5 FALFUR_PREMON1_1 FROM_TO
SKDLRNS5 KG_RTW74_A FROM_TO | SLAULA_8 LA_PAL_VCAVAZ1_1 TO_FROM | SN_SAJO5 FALFUR_PREMON1_1 TO_FROM
SKDLRNS5 RNSSNG75_A FROM_TO | SLCSTH25 1295__A FROM_TO | SN_SAJO5 HARLNS_RAYMON1_1 FROM_TO
SKDLRNS5 RNSSNG75_A TO_FROM | SLCSTH25 1295__A TO_FROM | SN_SAJO5 HARLNS_RAYMON1_1 TO_FROM
SKDLRNS5 SNGTB_74_A TO_FROM | SLCSTH25 1830__A FROM_TO | SN_SAJO5 LON_HI_NEDIN1_1 TO_FROM
SKDLRNS5 SNGXGC75_1 TO_FROM | SLCSTH25 1830__A TO_FROM | SN_SLON5 ALAZAN_B_DAVI1_1 FROM_TO
SKDLRNS5 SNGXGC99_1 TO_FROM | SLCSTH25 1830__B FROM_TO | SN_SLON5 ALAZAN_B_DAVI1_1 TO_FROM
SKEYWLV8 6215__A TO_FROM | SLCSTH25 1830__B TO_FROM | SN_SLON5 CELANE_KLEBER1_1 FROM_TO
SKEYWLV8 6610__C FROM_TO | SLCSTH25 1830__C FROM_TO | SN_SLON5 CELANE_KLEBER1_1 TO_FROM
SKEYWLV8 6610__C TO_FROM | SLCSTH25 1830__C TO_FROM | SN_SLON5 CELANE_N_SHAR1_1 FROM_TO
SKEYWLV8 6611__A FROM_TO | SLCSTH25 1830__E FROM_TO | SN_SLON5 CELANE_N_SHAR1_1 TO_FROM
SKEYWLV8 6611__A TO_FROM | SLCSTH25 1830__E TO_FROM | SN_SLON5 KINGSV_LON_HI1_1 TO_FROM
SKEYWLV8 6611__B FROM_TO | SLCSTH25 1830__F FROM_TO | SN_SLON5 N_SHARPE_PS1 FROM_TO
SKEYWLV8 6611__B TO_FROM | SLCSTH25 1830__F TO_FROM | SN_SLON5 N_SHARPE_PS1 TO_FROM
SKEYWLV8 6611__C FROM_TO | SLCSTH25 1830__G FROM_TO | SNCWHLT9 6915__A TO_FROM
SKEYWLV8 6611__C TO_FROM | SLCSTH25 1830__G TO_FROM | SNCWMOS8 6865__B TO_FROM
SKEYWLV8 6611__D FROM_TO | SLCSTH25 1830__H FROM_TO | SNCWMOS8 6915__A TO_FROM
SKEYWLV8 6611__D TO_FROM | SLCSTH25 1830__H TO_FROM | SNCWMOS8 ODNTH_FMR1 TO_FROM
SKMCKW25 KMCHI_KWASS1_1 TO_FROM | SLCSTH25 300__A FROM_TO | SNEDLON5 KINGSV_LON_HI1_1 FROM_TO
SKMCKWA5 KMCHI_KWASS2_1 TO_FROM | SLCSTH25 300__A TO_FROM | SNEDLON5 KINGSV_LON_HI1_1 TO_FROM
SKOCKOC8 KOCH_UP_69A1 FROM_TO | SLCSTH25 315__A FROM_TO | SNEDLON5 NEDIN_RACHAL1_1 FROM_TO
SKOCKOC8 KOCH_UP_69A1 TO_FROM | SLCSTH25 315__A TO_FROM | SNEDLON5 RIOHON_XCAP_1_1 FROM_TO
SKOCLON8 AIR_LI_HIWAY_1_1 FROM_TO | SLCSTH25 490__A FROM_TO | SNUEWHI8 LON_HI_PELICA1_1 FROM_TO
SKOCLON8 AIR_LI_HIWAY_1_1 TO_FROM | SLCSTH25 490__A TO_FROM | SNWEWES8 WES_MV_W_1 FROM_TO
SKRWCR25 1065__L FROM_TO | SLCSTHS5 1295__A FROM_TO | SNWEWES8 WES_MV_W_1 TO_FROM
SKRWCR25 1065__L TO_FROM | SLCSTHS5 1295__A TO_FROM | SOAKNIC8 NICOLE_ORNT1_1 TO_FROM
SKYLSAN8 258T380_1 FROM_TO | SLCSTHS5 1830__A FROM_TO | SODBODN9 6860__A TO_FROM
SLA_RIO5 RAYMND_RAYMON1_1 TO_FROM | SLCSTHS5 1830__A TO_FROM | SODBODN9 6865__B TO_FROM
SLAGMAR8 269T362_1 FROM_TO | SLCSTHS5 1830__B FROM_TO | SOKLABM5 6558__B FROM_TO
SLAQLOB8 FALFUR_69A1 FROM_TO | SLCSTHS5 1830__B TO_FROM | SOKLABM5 6558__B TO_FROM
SLAQLOB8 FALFUR_69A1 TO_FROM | SLCSTHS5 1830__C FROM_TO | SOKLABM5 ORLAND_VERN1_1 FROM_TO
SLAQLOB8 FALFUR_PREMON1_1 FROM_TO | SLCSTHS5 1830__C TO_FROM | SOKLABM5 PAUL_69-1 FROM_TO
SLAQLOB8 FALFUR_PREMON1_1 TO_FROM | SLCSTHS5 1830__E FROM_TO | SOKLABM5 PAUL_69-1 TO_FROM
SLAQLOB8 FREER_SAN_DI1_1 TO_FROM | SLCSTHS5 1830__E TO_FROM | SORNLON8 LON_HI_SMITH1_1 FROM_TO
SLAULA_8 LA_PAL_VCAVAZ1_1 FROM_TO | SLCSTHS5 1830__F FROM_TO | SOXYIN28 I_DUPP_I_DUPS1_1 FROM_TO
SLAULA_8 LA_PAL_VCAVAZ1_1 TO_FROM | SLCSTHS5 1830__F TO_FROM | SOXYIN28 I_DUPP_I_DUPS1_1 TO_FROM
SLCDYN8 357T544_1 TO_FROM | SLCSTHS5 1830__G FROM_TO | SP2CAG8 E1_M1_1 FROM_TO
SLCSTH25 1295__A FROM_TO | SLCSTHS5 1830__G TO_FROM | SP2CAG8 E1_M1_1 TO_FROM
SLCSTH25 1295__A TO_FROM | SLCSTHS5 1830__H FROM_TO | SP5CAG8 B3_M1_1 FROM_TO
SLCSTH25 1830__A FROM_TO | SLCSTHS5 1830__H TO_FROM | SP5CAG8 B3_M1_1 TO_FROM
SLCSTH25 1830__A TO_FROM | SLCSTHS5 300__A FROM_TO | SPAIMUR8 6011__A FROM_TO
SLCSTH25 1830__B FROM_TO | SLCSTHS5 315__A FROM_TO | SPAIMUR8 6011__A TO_FROM
SLCSTH25 1830__B TO_FROM | SLCSTHS5 315__A TO_FROM | SPAIMUR8 6012__A TO_FROM
SLCSTH25 1830__C FROM_TO | SLCSTHS5 490__A FROM_TO | SPAIMUR8 6024__A FROM_TO
SLCSTH25 1830__C TO_FROM | SLCSTHS5 490__A TO_FROM | SPAIMUR8 6028__A FROM_TO
SLCSTH25 1830__E FROM_TO | SLFKSCS5 11010__A FROM_TO | SPAIMUR8 6029__A TO_FROM
SLCSTH25 1830__E TO_FROM | SLFKSCS5 11010__A TO_FROM | SPAIMUR8 6035__A TO_FROM
SLCSTH25 1830__F FROM_TO | SLHSCN28 3260__B FROM_TO | SPAIMUR8 6380__D FROM_TO
SLCSTH25 1830__F TO_FROM | SLHSCN28 3260__B TO_FROM | SPAIMUR8 6380__D TO_FROM
SLCSTH25 1830__G FROM_TO | SLNCSWE5 6026__A FROM_TO | SPAIMUR8 651__A FROM_TO
SLCSTH25 1830__G TO_FROM | SLOBSAN5 ALICE_69A1 FROM_TO | SPAIMUR8 651__A TO_FROM
SLCSTH25 1830__H FROM_TO | SLOBSAN5 ALICE_69A1 TO_FROM | SPAIMUR8 651__B TO_FROM
SLCSTH25 1830__H TO_FROM | SLOBSAN5 BIG_FOOT_69A1 FROM_TO | SPAIMUR8 651__D FROM_TO
SLCSTH25 290__A TO_FROM | SLOBSAN5 BIG_FOOT_69A1 TO_FROM | SPAIMUR8 651__E FROM_TO
SLCSTH25 300__A FROM_TO | SLOBSAN5 FREER_SAN_DI1_1 FROM_TO | SPAIMUR8 651__E TO_FROM
SLCSTH25 300__A TO_FROM | SLOBSAN5 FREER_SAN_DI1_1 TO_FROM | SPAWLON5 BONIVI_RINCON1_1 FROM_TO
SLCSTH25 315__A FROM_TO | SLOBSAN5 LAQUIN_LOBO1_1 FROM_TO | SPAWLON5 CSA_ORN_1 FROM_TO
SLCSTH25 315__A TO_FROM | SLOBSAN5 LAQUIN_LOBO1_1 TO_FROM | SPAWLON5 CSA_ORN_1 TO_FROM
SLCSTH25 490__A FROM_TO | SLOBSAN5 SANMIGL_ATAH FROM_TO | SPAWLON5 KENEDS_KENEDY1_1 TO_FROM
SLCSTH25 490__A TO_FROM | SLOBSAN5 SANMIGL_ATAH TO_FROM | SPAWSAN5 PAWNEE_XF1 FROM_TO
SLCSTHS5 1295__A FROM_TO | SLOLFOR8 VICTOR_V_DUPS1_1 FROM_TO | SPCAJNE9 SYC_CORY_1 FROM_TO
SLCSTHS5 1295__A TO_FROM | SLONWIN9 M_69_D1_1 FROM_TO | SPCAJNE9 SYC_CORY_1 TO_FROM
SLCSTHS5 1830__A FROM_TO | SLONWIN9 M_69_D1_1 TO_FROM | SPCAPAN9 SEA_AAT1 FROM_TO
SLCSTHS5 1830__A TO_FROM | SLOSAUS5 AUSTRO_AT2L FROM_TO | SPCAPAN9 SEA_AAT1 TO_FROM
SLCSTHS5 1830__B FROM_TO | SLOSAUS5 AUSTRO_AT2L TO_FROM | SPEASAN8 BIG_PEAR_1 FROM_TO
SLCSTHS5 1830__B TO_FROM | SLVOSON8 ELDO_LVOK1_1 FROM_TO | SPEASAN8 PEARSALL_69_4 FROM_TO
SLCSTHS5 1830__C FROM_TO | SLVOSON8 ELDO_LVOK1_1 TO_FROM | SPEASAN8 PEARSALL_69_4 TO_FROM
SLCSTHS5 1830__C TO_FROM | SLWSCR25 588_B_1 TO_FROM | SPELPAP8 LON_HI_PELICA1_1 FROM_TO
SLCSTHS5 1830__E FROM_TO | SLWSCR25 590__A TO_FROM | SPELPAP8 LON_HI_PELICA1_1 TO_FROM
SLCSTHS5 1830__E TO_FROM | SLWSLW28 590__A TO_FROM | SPELWHI8 LON_HI_PELICA1_1 FROM_TO
SLCSTHS5 1830__F FROM_TO | SLWSLW38 1065__A FROM_TO | SPELWHI8 LON_HI_PELICA1_1 TO_FROM
SLCSTHS5 1830__F TO_FROM | SLWSLW38 1065__A TO_FROM | SPLDAND8 6146__A FROM_TO
SLCSTHS5 1830__G FROM_TO | SMAGVIC9 N_VICT_VICTOR1_1 FROM_TO | SPLDAND8 6146__A TO_FROM
SLCSTHS5 1830__G TO_FROM | SMAGVIC9 N_VICT_VICTOR1_1 TO_FROM | SPLDAND8 6611__A FROM_TO
SLCSTHS5 1830__H FROM_TO | SMANBUD8 260T316_1 FROM_TO | SPLDAND8 6611__A TO_FROM
SLCSTHS5 1830__H TO_FROM | SMANBUD8 260T316_1 TO_FROM | SPSGJF48 DR_GV_06_A TO_FROM
SLCSTHS5 280__A FROM_TO | SMCDBSP8 6470__E FROM_TO | SPYOWIC9 M_69_D1_1 FROM_TO
SLCSTHS5 280__A TO_FROM | SMCDBSP8 6470__E TO_FROM | SPYOWIC9 M_69_D1_1 TO_FROM
SLCSTHS5 300__A TO_FROM | SMCDBSP8 6471__A FROM_TO | SRDODES8 940__C TO_FROM
SLCSTHS5 315__A FROM_TO | SMDFHLT8 6215__A TO_FROM | SRENALN5 ALNSW_MR1H TO_FROM
SLCSTHS5 315__A TO_FROM | SMDFHLT8 6611__A FROM_TO | SRILBOM5 GRAYBC_VERN1_1 FROM_TO
SLCSTHS5 490__A FROM_TO | SMDFHLT8 6611__A TO_FROM | SRILBOM5 GRAYBC_VERN1_1 TO_FROM
SLCSTHS5 490__A TO_FROM | SMDLODE5 6475__F FROM_TO | SRIONED5 ADERHO_ELSA1_1 FROM_TO
SLFKSCS5 11010__A FROM_TO | SMDLODE5 6475__F TO_FROM | SRIONED5 ADERHO_ELSA1_1 TO_FROM
SLFKSCS5 11010__A TO_FROM | SMDLODE5 6500__B FROM_TO | SRNKPKR5 6060__A TO_FROM
SLHSCN28 3260__B FROM_TO | SMDLODE5 6500__B TO_FROM | SROCRIN8 GREGOR_RINCON1_1 FROM_TO
SLHSCN28 3260__B TO_FROM | SMDLODE5 6865__B FROM_TO | SROCRIN8 GREGOR_RINCON1_1 TO_FROM
SLNCSWE5 6026__A FROM_TO | SMDLODE5 6865__B TO_FROM | SRODB_D8 AIRLIN_CABANI1_1 FROM_TO
SLOBSAN5 ALICE_69A1 FROM_TO | SMDLODE5 ODNTH_FMR1 FROM_TO | SRODB_D8 AIRLIN_CABANI1_1 TO_FROM
SLOBSAN5 ALICE_69A1 TO_FROM | SMDLODE5 ODNTH_FMR1 TO_FROM | SRODHOL8 AIRLIN_CABANI1_1 FROM_TO
SLOBSAN5 BIG_FOOT_69A1 FROM_TO | SMDOPHR5 138_NAL_HAS_1 FROM_TO | SRODHOL8 AIRLIN_CABANI1_1 TO_FROM
SLOBSAN5 FREER_SAN_DI1_1 FROM_TO | SMGIENW8 TRU_UAT1 FROM_TO | SRSPPWE8 1610__A TO_FROM
SLOBSAN5 LAQUIN_LOBO1_1 FROM_TO | SMGSBTR5 STCO_STER1_1 FROM_TO | SSACSUN8 6474__A TO_FROM
SLOBSAN5 LAQUIN_LOBO1_1 TO_FROM | SMNHPBS8 6485__A TO_FROM | SSACSUN8 ASPM_69T1 FROM_TO
SLOBSAN5 SANMIGL_ATAH TO_FROM | SMUESPR8 SJO_SJO2 FROM_TO | SSACSUN8 ASPM_69T1 TO_FROM
SLOLFOR8 VICTOR_V_DUPS1_1 FROM_TO | SMUESPR8 SJO_SJO2 TO_FROM | SSACSUN8 ECRSW_FMR1 FROM_TO
SLONWIN9 M_69_D1_1 FROM_TO | SN_SAJO5 FALFUR_PREMON1_1 FROM_TO | SSACSUN8 ECRSW_FMR1 TO_FROM
SLONWIN9 M_69_D1_1 TO_FROM | SN_SAJO5 FALFUR_PREMON1_1 TO_FROM | SSALSND5 425__A TO_FROM
SLOSAUS5 AUSTRO_AT2L FROM_TO | SN_SAJO5 HARLNS_RAYMON1_1 FROM_TO | SSALSND8 SNDSW_MR2L FROM_TO
SLVOSON8 ELDO_LVOK1_1 FROM_TO | SN_SAJO5 HARLNS_RAYMON1_1 TO_FROM | SSALSND8 SNDSW_MR2L TO_FROM
SLVOSON8 ELDO_LVOK1_1 TO_FROM | SN_SAJO5 LON_HI_NEDIN1_1 FROM_TO | SSANALI9 FREER_LOBO1_1 FROM_TO
SLWSCR25 588_B_1 TO_FROM | SN_SAJO5 LON_HI_NEDIN1_1 TO_FROM | SSANALI9 FREER_LOBO1_1 TO_FROM
SLWSCR25 590__A TO_FROM | SN_SLON5 ALAZAN_B_DAVI1_1 FROM_TO | SSANELM5 SANMIGL_ATBL FROM_TO
SLWSCRL5 588_B_1 TO_FROM | SN_SLON5 ALAZAN_B_DAVI1_1 TO_FROM | SSANELM5 SANMIGL_ATBL TO_FROM
SLWSCRL5 820__D FROM_TO | SN_SLON5 CELANE_KLEBER1_1 FROM_TO | SSANFER8 CORONA_AT4 FROM_TO
SLWSLW28 590__A TO_FROM | SN_SLON5 CELANE_KLEBER1_1 TO_FROM | SSANFER8 CORONA_AT4 TO_FROM
SLWSLW38 1065__A TO_FROM | SN_SLON5 CELANE_N_SHAR1_1 FROM_TO | SSANPIT8 SANDCR_AT1 FROM_TO
SMAGVIC9 N_VICT_VICTOR1_1 FROM_TO | SN_SLON5 CELANE_N_SHAR1_1 TO_FROM | SSANPIT8 SANDCR_AT1 TO_FROM
SMAGVIC9 N_VICT_VICTOR1_1 TO_FROM | SN_SLON5 KINGSV_LON_HI1_1 FROM_TO | SSANSAN8 PALDRO_PEARSAL_1 FROM_TO
SMANBUD8 260T316_1 TO_FROM | SN_SLON5 KINGSV_LON_HI1_1 TO_FROM | SSARBLU5 NICOLE_OAKC1_1 FROM_TO
SMATBEE9 SINTON_SKIDMO1_1 TO_FROM | SN_SLON5 N_SHARPE_PS1 FROM_TO | SSARBLU5 NICOLE_OAKC1_1 TO_FROM
SMCDBSP8 6470__E TO_FROM | SN_SLON5 N_SHARPE_PS1 TO_FROM | SSARBLU5 NICOLE_ORNT1_1 TO_FROM
SMCDBSP8 6471__A FROM_TO | SNCWHLT9 6915__A FROM_TO | SSARTWI5 NICOLE_ORNT1_1 TO_FROM
SMDFHLT8 6611__A FROM_TO | SNCWHLT9 6915__A TO_FROM | SSARTWI5 SARC_T2H FROM_TO
SMDFHLT8 6611__A TO_FROM | SNCWMOS8 6865__B FROM_TO | SSARTWI5 SARC_T2H TO_FROM
SMDLODE5 6475__F FROM_TO | SNCWMOS8 6865__B TO_FROM | SSARTWI5 SARC_T2L FROM_TO
SMDLODE5 6500__B FROM_TO | SNCWMOS8 6915__A FROM_TO | SSARTWI5 SARC_T2L TO_FROM
SMDLODE5 6500__B TO_FROM | SNCWMOS8 6915__A TO_FROM | SSARTWI5 TWINBU_T1H TO_FROM
SMDLODE5 6865__B FROM_TO | SNCWMOS8 ODNTH_FMR1 FROM_TO | SSARTWI5 TWINBU_T1L FROM_TO
SMDLODE5 6865__B TO_FROM | SNCWMOS8 ODNTH_FMR1 TO_FROM | SSCUSUN8 ASPM_69T1 FROM_TO
SMDLODE5 ODNTH_FMR1 TO_FROM | SNEDLON5 KINGSV_LON_HI1_1 FROM_TO | SSCUSUN8 ASPM_69T1 TO_FROM
SMDOPHR5 138_ALV_NAL_1 TO_FROM | SNEDLON5 KINGSV_LON_HI1_1 TO_FROM | SSCUSUN8 ASPM_SPUR1_1 FROM_TO
SMDOPHR5 138_NAL_HAS_1 FROM_TO | SNEDLON5 NEDIN_RACHAL1_1 FROM_TO | SSCUSUN8 ASPM_SPUR1_1 TO_FROM
SMDOPHR5 G138_11A_1 FROM_TO | SNEDLON5 NEDIN_RACHAL1_1 TO_FROM | SSCUSUN8 GIRA_T_SPUR1_1 TO_FROM
SMGIENW8 TRU_UAT1 FROM_TO | SNEDLON5 RIOHON_XCAP_1_1 FROM_TO | SSCUSUN8 MATA_PADR1_1 FROM_TO
SMGSBTR5 STCO_STER1_1 FROM_TO | SNEDLON5 RIOHON_XCAP_1_1 TO_FROM | SSCUSUN8 MATA_PADR1_1 TO_FROM
SMNHPBS8 6485__A FROM_TO | SNUEWHI8 LON_HI_PELICA1_1 FROM_TO | SSD5SND8 1725__A FROM_TO
SMNHPBS8 6485__A TO_FROM | SNWEWES8 WES_MV_W_1 FROM_TO | SSD5SND8 1725__A TO_FROM
SMUESPR8 SJO_SJO2 FROM_TO | SNWEWES8 WES_MV_W_1 TO_FROM | SSHRWLV8 6610__C FROM_TO
SMUESPR8 SJO_SJO2 TO_FROM | SOAKNIC8 NICOLE_ORNT1_1 TO_FROM | SSHRWLV8 6611__A FROM_TO
SN_SAJO5 FALFUR_PREMON1_1 FROM_TO | SODBODN9 6860__A FROM_TO | SSHRWLV8 6611__A TO_FROM
SN_SAJO5 FALFUR_PREMON1_1 TO_FROM | SODBODN9 6860__A TO_FROM | SSHRWLV8 6611__C FROM_TO
SN_SAJO5 HARLNS_RAYMON1_1 FROM_TO | SODBODN9 6865__B FROM_TO | SSHRWLV8 6611__C TO_FROM
SN_SAJO5 HARLNS_RAYMON1_1 TO_FROM | SODBODN9 6865__B TO_FROM | SSHRWLV8 6611__D FROM_TO
SN_SAJO5 LON_HI_NEDIN1_1 TO_FROM | SOKLABM5 6558__B FROM_TO | SSHRWLV8 6611__D TO_FROM
SN_SLON5 ALAZAN_B_DAVI1_1 FROM_TO | SOKLABM5 6558__B TO_FROM | SSIGSAN8 CSA_ORN_1 FROM_TO
SN_SLON5 ALAZAN_B_DAVI1_1 TO_FROM | SOKLABM5 ORLAND_VERN1_1 FROM_TO | SSIGSAN8 CSA_ORN_1 TO_FROM
SN_SLON5 CELANE_KLEBER1_1 FROM_TO | SOKLABM5 PAUL_69-1 FROM_TO | SSIGSAN8 LON_HI_SMITH1_1 FROM_TO
SN_SLON5 CELANE_KLEBER1_1 TO_FROM | SOKLABM5 PAUL_69-1 TO_FROM | SSIGSAN8 LON_HI_SMITH1_1 TO_FROM
SN_SLON5 CELANE_N_SHAR1_1 FROM_TO | SORNLON8 LON_HI_SMITH1_1 FROM_TO | SSIGSAN8 NCA_SMTP_1 TO_FROM
SN_SLON5 CELANE_N_SHAR1_1 TO_FROM | SORNLON8 LON_HI_SMITH1_1 TO_FROM | SSILPRI8 SILASRAY_T1 FROM_TO
SN_SLON5 KINGSV_LON_HI1_1 TO_FROM | SOXYIN28 I_DUPP_I_DUPS1_1 FROM_TO | SSILPRI8 SILASRAY_T1 TO_FROM
SN_SLON5 N_SHARPE_PS1 FROM_TO | SOXYIN28 I_DUPP_I_DUPS1_1 TO_FROM | SSNGJE25 240__A TO_FROM
SN_SLON5 N_SHARPE_PS1 TO_FROM | SP2CAG8 E1_M1_1 FROM_TO | SSNGJE25 424T424_1 FROM_TO
SNBTHW5 AN_WO_21_A FROM_TO | SP2CAG8 E1_M1_1 TO_FROM | SSNGJE25 424T424_1 TO_FROM
SNCWHLT9 6915__A TO_FROM | SP5CAG8 B3_M1_1 FROM_TO | SSNGJE25 KDLKG_75_A FROM_TO
SNCWMOS8 6865__B TO_FROM | SP5CAG8 B3_M1_1 TO_FROM | SSNGJE25 KDLRNS75_A TO_FROM
SNCWMOS8 6915__A TO_FROM | SPAIMUR8 6011__A FROM_TO | SSNGJE25 KDLRTW74_A FROM_TO
SNCWMOS8 ODNTH_FMR1 TO_FROM | SPAIMUR8 6011__A TO_FROM | SSNGJE25 KDLRTW74_A TO_FROM
SNEDLON5 KINGSV_LON_HI1_1 FROM_TO | SPAIMUR8 6012__A TO_FROM | SSNGJE25 KDLTB_74_A FROM_TO
SNEDLON5 KINGSV_LON_HI1_1 TO_FROM | SPAIMUR8 6024__A FROM_TO | SSNGJE25 KDLTB_74_A TO_FROM
SNEDLON5 NEDIN_RACHAL1_1 FROM_TO | SPAIMUR8 6028__A FROM_TO | SSNGJE25 KG_RTW74_A FROM_TO
SNEDLON5 RIOHON_XCAP_1_1 FROM_TO | SPAIMUR8 6029__A TO_FROM | SSNGJE25 KG_RTW74_A TO_FROM
SNUEWHI8 LON_HI_PELICA1_1 FROM_TO | SPAIMUR8 6035__A TO_FROM | SSNGJE25 SNGTB_74_A TO_FROM
SNWEWES8 WES_MV_W_1 FROM_TO | SPAIMUR8 6380__D FROM_TO | SSNGJE25 SNGXGC75_1 TO_FROM
SNWEWES8 WES_MV_W_1 TO_FROM | SPAIMUR8 6380__D TO_FROM | SSNGJE25 SNGXGC99_1 TO_FROM
SOAKNIC8 NICOLE_ORNT1_1 TO_FROM | SPAIMUR8 651__A FROM_TO | SSNGJEW5 260_A_1 TO_FROM
SODBODN9 6860__A TO_FROM | SPAIMUR8 651__A TO_FROM | SSNGJEW5 424T424_1 FROM_TO
SODBODN9 6865__B TO_FROM | SPAIMUR8 651__B TO_FROM | SSNGJEW5 424T424_1 TO_FROM
SOKLABM5 6558__B FROM_TO | SPAIMUR8 651__D FROM_TO | SSNGJEW5 KDLKG_75_A FROM_TO
SOKLABM5 6558__B TO_FROM | SPAIMUR8 651__D TO_FROM | SSNGJEW5 KDLRNS75_A TO_FROM
SOKLABM5 ORLAND_VERN1_1 FROM_TO | SPAIMUR8 651__E FROM_TO | SSNGJEW5 KDLRTW74_A FROM_TO
SOKLABM5 ORLAND_VERN1_1 TO_FROM | SPAIMUR8 651__E TO_FROM | SSNGJEW5 KDLRTW74_A TO_FROM
SOKLABM5 PAUL_69-1 FROM_TO | SPAWLON5 BONIVI_RINCON1_1 FROM_TO | SSNGJEW5 KDLTB_74_A FROM_TO
SOKLABM5 PAUL_69-1 TO_FROM | SPAWLON5 BONIVI_RINCON1_1 TO_FROM | SSNGJEW5 KDLTB_74_A TO_FROM
SORNLON8 CHAS_T_SKIDMO1_1 FROM_TO | SPAWLON5 CSA_ORN_1 FROM_TO | SSNGJEW5 KG_RTW74_A FROM_TO
SORNLON8 LON_HI_SMITH1_1 FROM_TO | SPAWLON5 CSA_ORN_1 TO_FROM | SSNGJEW5 KG_RTW74_A TO_FROM
SORNLON8 SINTON_SKIDMO1_1 TO_FROM | SPAWLON5 KENEDS_KENEDY1_1 TO_FROM | SSNGJEW5 SNGTB_74_A TO_FROM
SOXYIN28 I_DUPP_I_DUPS1_1 FROM_TO | SPAWSAN5 PAWNEE_XF1 FROM_TO | SSNGJEW5 SNGXGC75_1 TO_FROM
SOXYIN28 I_DUPP_I_DUPS1_1 TO_FROM | SPAWSAN5 PAWNEE_XF1 TO_FROM | SSNGJEW5 SNGXGC99_1 TO_FROM
SP2CAG8 E1_M1_1 FROM_TO | SPCAJNE9 SYC_CORY_1 FROM_TO | SSNGRNS5 240__A TO_FROM
SP2CAG8 E1_M1_1 TO_FROM | SPCAJNE9 SYC_CORY_1 TO_FROM | SSNGRNS5 260_A_1 TO_FROM
SP5CAG8 B3_M1_1 FROM_TO | SPCAPAN9 SEA_AAT1 FROM_TO | SSNGRNS5 424T424_1 FROM_TO
SP5CAG8 B3_M1_1 TO_FROM | SPCAPAN9 SEA_AAT1 TO_FROM | SSNGRNS5 424T424_1 TO_FROM
SPAIMUR8 6011__A FROM_TO | SPEASAN8 BIG_PEAR_1 FROM_TO | SSNGRNS5 KDLKG_75_A FROM_TO
SPAIMUR8 6011__A TO_FROM | SPEASAN8 PEARSALL_69_4 FROM_TO | SSNGRNS5 KDLKG_75_A TO_FROM
SPAIMUR8 6012__A FROM_TO | SPEASAN8 PEARSALL_69_4 TO_FROM | SSNGRNS5 KDLRNS75_A FROM_TO
SPAIMUR8 6012__A TO_FROM | SPELPAP8 LON_HI_PELICA1_1 FROM_TO | SSNGRNS5 KDLRNS75_A TO_FROM
SPAIMUR8 6024__A FROM_TO | SPELPAP8 LON_HI_PELICA1_1 TO_FROM | SSNGRNS5 KDLRTW74_A FROM_TO
SPAIMUR8 6028__A FROM_TO | SPELWHI8 LON_HI_PELICA1_1 FROM_TO | SSNGRNS5 KDLRTW74_A TO_FROM
SPAIMUR8 6029__A TO_FROM | SPELWHI8 LON_HI_PELICA1_1 TO_FROM | SSNGRNS5 KDLTB_74_A FROM_TO
SPAIMUR8 6035__A TO_FROM | SPLDAND8 6146__A FROM_TO | SSNGRNS5 KG_RTW74_A FROM_TO
SPAIMUR8 6380__D FROM_TO | SPLDAND8 6146__A TO_FROM | SSNGRNS5 SNGTB_74_A TO_FROM
SPAIMUR8 6380__D TO_FROM | SPLDAND8 6611__A FROM_TO | SSNGRNS5 SNGXGC75_1 TO_FROM
SPAIMUR8 651__A FROM_TO | SPLDAND8 6611__A TO_FROM | SSNGRNS5 SNGXGC99_1 TO_FROM
SPAIMUR8 651__A TO_FROM | SPSGJF48 DR_GV_06_A TO_FROM | SSNYCGR8 6437__C FROM_TO
SPAIMUR8 651__B TO_FROM | SPYOWIC9 M_69_D1_1 FROM_TO | SSNYCGR8 6437__C TO_FROM
SPAIMUR8 651__D FROM_TO | SPYOWIC9 M_69_D1_1 TO_FROM | SSOUPHR8 G138_09_1 FROM_TO
SPAIMUR8 651__E FROM_TO | SRDODES8 940__C TO_FROM | SSOUPHR8 G138_09_1 TO_FROM
SPAIMUR8 651__E TO_FROM | SRENALN5 ALNSW_MR1H TO_FROM | SSPUASP8 6437__C FROM_TO
SPAWCAL5 BLESSI_LOLITA1_1 TO_FROM | SRILBOM5 GRAYBC_VERN1_1 FROM_TO | SSPUASP8 6437__C TO_FROM
SPAWLON5 AIRCO4_RINCON1_1 TO_FROM | SRILBOM5 GRAYBC_VERN1_1 TO_FROM | SSPUASP8 GIRA_T_SPUR1_1 TO_FROM
SPAWLON5 BONIVI_RINCON1_1 FROM_TO | SRIONED5 ADERHO_ELSA1_1 FROM_TO | SSPUASP8 MATA_PADR1_1 FROM_TO
SPAWLON5 CSA_ORN_1 FROM_TO | SRIONED5 ADERHO_ELSA1_1 TO_FROM | SSPUASP8 MATA_PADR1_1 TO_FROM
SPAWLON5 CSA_ORN_1 TO_FROM | SRNKPKR5 6060__A TO_FROM | SSPUASP8 SPUR_69_1 FROM_TO
SPAWLON5 KENEDS_KENEDY1_1 TO_FROM | SROCRIN8 GREGOR_RINCON1_1 FROM_TO | SSPUMW18 ASPM_69T1 FROM_TO
SPAWLON5 SINTON_SKIDMO1_1 TO_FROM | SROCRIN8 GREGOR_RINCON1_1 TO_FROM | SSPUMW18 ASPM_69T1 TO_FROM
SPAWSAN5 PAWNEE_XF1 FROM_TO | SRODB_D8 AIRLIN_CABANI1_1 FROM_TO | SSPUMW18 GIRA_T_SPUR1_1 TO_FROM
SPCAJNE9 SYC_CORY_1 FROM_TO | SRODB_D8 AIRLIN_CABANI1_1 TO_FROM | SSPUMW18 SPUR_69_1 FROM_TO
SPCAJNE9 SYC_CORY_1 TO_FROM | SRODHOL8 AIRLIN_CABANI1_1 FROM_TO | SSPUMW18 SPUR_69_1 TO_FROM
SPCAPAN9 SEA_AAT1 FROM_TO | SRODHOL8 AIRLIN_CABANI1_1 TO_FROM | SSPVTME8 1295__A FROM_TO
SPCAPAN9 SEA_AAT1 TO_FROM | SRSPPWE8 1610__A FROM_TO | SSPVTME8 1295__A TO_FROM
SPEASAN8 BIG_PEAR_1 FROM_TO | SRSPPWE8 1610__A TO_FROM | SSPVTME8 1830__B FROM_TO
SPEASAN8 BIG_PEAR_1 TO_FROM | SSACSUN8 6215__A TO_FROM | SSPVTME8 1830__B TO_FROM
SPEASAN8 PEARSALL_69_4 FROM_TO | SSACSUN8 6474__A FROM_TO | SSPVTME8 1830__C FROM_TO
SPEASAN8 PEARSALL_69_4 TO_FROM | SSACSUN8 6474__A TO_FROM | SSPVTME8 1830__C TO_FROM
SPELPAP8 LON_HI_PELICA1_1 FROM_TO | SSACSUN8 ASPM_69T1 FROM_TO | SSPVTME8 1830__F FROM_TO
SPELPAP8 LON_HI_PELICA1_1 TO_FROM | SSACSUN8 ASPM_69T1 TO_FROM | SSPVTME8 1830__F TO_FROM
SPELWHI8 LON_HI_PELICA1_1 FROM_TO | SSACSUN8 ECRSW_FMR1 FROM_TO | SSPVTME8 1830__H FROM_TO
SPELWHI8 LON_HI_PELICA1_1 TO_FROM | SSACSUN8 ECRSW_FMR1 TO_FROM | SSPVTME8 1830__H TO_FROM
SPLDAND8 6146__A FROM_TO | SSALSND5 425__A TO_FROM | SSPVTME8 280__A FROM_TO
SPLDAND8 6146__A TO_FROM | SSALSND8 SNDSW_MR2L FROM_TO | SSPVTME8 280__A TO_FROM
SPLDAND8 6611__A FROM_TO | SSALSND8 SNDSW_MR2L TO_FROM | SSPVTME8 290__A FROM_TO
SPLDAND8 6611__A TO_FROM | SSANALI9 FREER_LOBO1_1 FROM_TO | SSPVTME8 290__A TO_FROM
SPSGJF48 DR_GV_06_A TO_FROM | SSANALI9 FREER_LOBO1_1 TO_FROM | SSPVTME8 300__A FROM_TO
SPYOWIC9 M_69_D1_1 FROM_TO | SSANELM5 SANMIGL_ATBL FROM_TO | SSPVTME8 300__A TO_FROM
SPYOWIC9 M_69_D1_1 TO_FROM | SSANELM5 SANMIGL_ATBL TO_FROM | SSPVTME8 315__A FROM_TO
SRDODES8 940__C TO_FROM | SSANFER8 CORONA_AT4 FROM_TO | SSPVTME8 315__A TO_FROM
SRENALN5 ALNSW_MR1H TO_FROM | SSANFER8 CORONA_AT4 TO_FROM | SSPVTME8 490__A FROM_TO
SRILBOM5 GRAYBC_VERN1_1 FROM_TO | SSANPIT8 SANDCR_AT1 FROM_TO | SSPVTME8 490__A TO_FROM
SRILBOM5 GRAYBC_VERN1_1 TO_FROM | SSANPIT8 SANDCR_AT1 TO_FROM | SSTABSP8 6146__B FROM_TO
SRIONED5 ADERHO_ELSA1_1 FROM_TO | SSANSAN8 PALDRO_PEARSAL_1 FROM_TO | SSTABSP8 6146__B TO_FROM
SRIONED5 ADERHO_ELSA1_1 TO_FROM | SSARBLU5 NICOLE_OAKC1_1 FROM_TO | SSTELO29 ORA_ORNG_1 FROM_TO
SRNKPKR5 6060__A TO_FROM | SSARBLU5 NICOLE_OAKC1_1 TO_FROM | SSTELO29 ORA_ORNG_1 TO_FROM
SROCRIN8 GREGOR_RINCON1_1 FROM_TO | SSARBLU5 NICOLE_ORNT1_1 TO_FROM | SSUNGRS8 6360__C FROM_TO
SROCRIN8 GREGOR_RINCON1_1 TO_FROM | SSARTWI5 NICOLE_ORNT1_1 TO_FROM | SSUNGRS8 6360__C TO_FROM
SRODB_D8 AIRLIN_CABANI1_1 FROM_TO | SSARTWI5 SARC_T2H FROM_TO | SSUNMGS8 6235__A FROM_TO
SRODB_D8 AIRLIN_CABANI1_1 TO_FROM | SSARTWI5 SARC_T2H TO_FROM | SSUNMGS8 6437__C FROM_TO
SRODHOL8 AIRLIN_CABANI1_1 FROM_TO | SSARTWI5 SARC_T2L FROM_TO | SSUNMGS8 6437__C TO_FROM
SRODHOL8 AIRLIN_CABANI1_1 TO_FROM | SSARTWI5 SARC_T2L TO_FROM | SSUNMGS8 6685__A TO_FROM
SRSPPWE8 1610__A TO_FROM | SSARTWI5 TWINBU_T1H TO_FROM | SSUNMGS8 SNYDR_FMR1 TO_FROM
SSACSUN8 6474__A TO_FROM | SSARTWI5 TWINBU_T1L FROM_TO | SSWCLNC5 6026__A FROM_TO
SSACSUN8 ASPM_69T1 FROM_TO | SSCUSUN8 ASPM_69T1 FROM_TO | SSWCLNC5 6026__A TO_FROM
SSACSUN8 ASPM_69T1 TO_FROM | SSCUSUN8 ASPM_69T1 TO_FROM | STBSNG5 240__A TO_FROM
SSACSUN8 ECRSW_FMR1 FROM_TO | SSCUSUN8 ASPM_SPUR1_1 FROM_TO | STBSNG5 260_A_1 TO_FROM
SSACSUN8 ECRSW_FMR1 TO_FROM | SSCUSUN8 ASPM_SPUR1_1 TO_FROM | STBSNG5 424T424_1 FROM_TO
SSALSND5 425__A FROM_TO | SSCUSUN8 GIRA_T_SPUR1_1 TO_FROM | STBSNG5 424T424_1 TO_FROM
SSALSND5 425__A TO_FROM | SSCUSUN8 MATA_PADR1_1 FROM_TO | STBSNG5 KDLKG_75_A FROM_TO
SSALSND8 SNDSW_MR2L FROM_TO | SSCUSUN8 MATA_PADR1_1 TO_FROM | STBSNG5 KDLRNS75_A TO_FROM
SSALSND8 SNDSW_MR2L TO_FROM | SSD5SND8 1725__A FROM_TO | STBSNG5 KDLRTW74_A FROM_TO
SSANALI9 FREER_LOBO1_1 FROM_TO | SSD5SND8 1725__A TO_FROM | STBSNG5 KDLRTW74_A TO_FROM
SSANALI9 FREER_LOBO1_1 TO_FROM | SSHRWLV8 6610__C FROM_TO | STBSNG5 KDLTB_74_A FROM_TO
SSANELM5 SANMIGL_ATBL FROM_TO | SSHRWLV8 6611__A FROM_TO | STBSNG5 KDLTB_74_A TO_FROM
SSANELM5 SANMIGL_ATBL TO_FROM | SSHRWLV8 6611__A TO_FROM | STBSNG5 KG_RTW74_A FROM_TO
SSANFER8 CORONA_AT4 FROM_TO | SSHRWLV8 6611__C FROM_TO | STBSNG5 KG_RTW74_A TO_FROM
SSANFER8 CORONA_AT4 TO_FROM | SSHRWLV8 6611__C TO_FROM | STBSNG5 SNGXGC75_1 TO_FROM
SSANPIT8 SANDCR_AT1 FROM_TO | SSHRWLV8 6611__D FROM_TO | STBSNG5 SNGXGC99_1 TO_FROM
SSANPIT8 SANDCR_AT1 TO_FROM | SSHRWLV8 6611__D TO_FROM | STEJGRN8 G69_H2_1 FROM_TO
SSANSAN8 PALDRO_PEARSAL_1 FROM_TO | SSIGSAN8 CSA_ORN_1 FROM_TO | STEJGRN8 G69_H2_1 TO_FROM
SSARBLU5 NICOLE_OAKC1_1 FROM_TO | SSIGSAN8 CSA_ORN_1 TO_FROM | STENCR28 TEN_KEN_1 TO_FROM
SSARBLU5 NICOLE_OAKC1_1 TO_FROM | SSIGSAN8 LON_HI_SMITH1_1 FROM_TO | STKWGRS5 6011__A FROM_TO
SSARBLU5 NICOLE_ORNT1_1 TO_FROM | SSIGSAN8 LON_HI_SMITH1_1 TO_FROM | STKWGRS5 6011__A TO_FROM
SSARTWI5 NICOLE_ORNT1_1 FROM_TO | SSIGSAN8 NCA_SMTP_1 TO_FROM | STKWGRS5 6012__A TO_FROM
SSARTWI5 NICOLE_ORNT1_1 TO_FROM | SSILPRI8 SILASRAY_T1 FROM_TO | STKWGRS5 6024__A FROM_TO
SSARTWI5 SARC_T2H FROM_TO | SSILPRI8 SILASRAY_T1 TO_FROM | STKWGRS5 6028__A FROM_TO
SSARTWI5 SARC_T2H TO_FROM | SSNGJE25 240__A TO_FROM | STKWGRS5 6029__A TO_FROM
SSARTWI5 SARC_T2L FROM_TO | SSNGJE25 424T424_1 FROM_TO | STKWGRS5 6380__A TO_FROM
SSARTWI5 SARC_T2L TO_FROM | SSNGJE25 424T424_1 TO_FROM | STKWGRS5 651__A FROM_TO
SSARTWI5 TWINBU_T1H TO_FROM | SSNGJE25 KDLKG_75_A FROM_TO | STKWGRS5 651__A TO_FROM
SSARTWI5 TWINBU_T1L FROM_TO | SSNGJE25 KDLRNS75_A TO_FROM | STKWGRS5 651__B TO_FROM
SSCUSUN8 ASPM_69T1 FROM_TO | SSNGJE25 KDLRTW74_A FROM_TO | STKWGRS5 651__D FROM_TO
SSCUSUN8 ASPM_69T1 TO_FROM | SSNGJE25 KDLRTW74_A TO_FROM | STKWGRS5 651__E FROM_TO
SSCUSUN8 ASPM_SPUR1_1 FROM_TO | SSNGJE25 KDLTB_74_A FROM_TO | STKWGRS5 651__E TO_FROM
SSCUSUN8 ASPM_SPUR1_1 TO_FROM | SSNGJE25 KDLTB_74_A TO_FROM | STMPSN25 425__A TO_FROM
SSCUSUN8 GIRA_T_SPUR1_1 TO_FROM | SSNGJE25 KG_RTW74_A FROM_TO | STMPSND5 435__A FROM_TO
SSCUSUN8 MATA_PADR1_1 FROM_TO | SSNGJE25 KG_RTW74_A TO_FROM | STMPSND5 435__A TO_FROM
SSCUSUN8 MATA_PADR1_1 TO_FROM | SSNGJE25 SNGTB_74_A TO_FROM | STMPTHS5 1295__A FROM_TO
SSD5SND8 1725__A FROM_TO | SSNGJE25 SNGXGC75_1 TO_FROM | STMPTHS5 1295__A TO_FROM
SSD5SND8 1725__A TO_FROM | SSNGJE25 SNGXGC99_1 TO_FROM | STMPTHS5 1830__A FROM_TO
SSHRWLV8 6610__C FROM_TO | SSNGJEW5 260_A_1 TO_FROM | STMPTHS5 1830__A TO_FROM
SSHRWLV8 6610__C TO_FROM | SSNGJEW5 424T424_1 FROM_TO | STMPTHS5 1830__B FROM_TO
SSHRWLV8 6611__A FROM_TO | SSNGJEW5 424T424_1 TO_FROM | STMPTHS5 1830__B TO_FROM
SSHRWLV8 6611__A TO_FROM | SSNGJEW5 KDLKG_75_A FROM_TO | STMPTHS5 1830__C FROM_TO
SSHRWLV8 6611__C FROM_TO | SSNGJEW5 KDLRNS75_A TO_FROM | STMPTHS5 1830__C TO_FROM
SSHRWLV8 6611__C TO_FROM | SSNGJEW5 KDLRTW74_A FROM_TO | STMPTHS5 1830__E FROM_TO
SSHRWLV8 6611__D FROM_TO | SSNGJEW5 KDLRTW74_A TO_FROM | STMPTHS5 1830__E TO_FROM
SSHRWLV8 6611__D TO_FROM | SSNGJEW5 KDLTB_74_A FROM_TO | STMPTHS5 1830__F FROM_TO
SSIGSAN8 CSA_ORN_1 FROM_TO | SSNGJEW5 KDLTB_74_A TO_FROM | STMPTHS5 1830__F TO_FROM
SSIGSAN8 CSA_ORN_1 TO_FROM | SSNGJEW5 KG_RTW74_A FROM_TO | STMPTHS5 1830__G FROM_TO
SSIGSAN8 LON_HI_SMITH1_1 FROM_TO | SSNGJEW5 KG_RTW74_A TO_FROM | STMPTHS5 1830__G TO_FROM
SSIGSAN8 LON_HI_SMITH1_1 TO_FROM | SSNGJEW5 SNGTB_74_A TO_FROM | STMPTHS5 1830__H FROM_TO
SSIGSAN8 NCA_SMTP_1 TO_FROM | SSNGJEW5 SNGXGC75_1 TO_FROM | STMPTHS5 1830__H TO_FROM
SSILPRI8 SILASRAY_T1 FROM_TO | SSNGJEW5 SNGXGC99_1 TO_FROM | STMPTHS5 280__A FROM_TO
SSILPRI8 SILASRAY_T1 TO_FROM | SSNGRNS5 240__A TO_FROM | STMPTHS5 280__A TO_FROM
SSNGJE25 240__A TO_FROM | SSNGRNS5 260_A_1 TO_FROM | STMPTHS5 290__A FROM_TO
SSNGJE25 424T424_1 FROM_TO | SSNGRNS5 424T424_1 FROM_TO | STMPTHS5 290__A TO_FROM
SSNGJE25 424T424_1 TO_FROM | SSNGRNS5 424T424_1 TO_FROM | STMPTHS5 300__A FROM_TO
SSNGJE25 KDLKG_75_A FROM_TO | SSNGRNS5 KDLKG_75_A FROM_TO | STMPTHS5 300__A TO_FROM
SSNGJE25 KDLRNS75_A TO_FROM | SSNGRNS5 KDLKG_75_A TO_FROM | STMPTHS5 315__A FROM_TO
SSNGJE25 KDLRTW74_A FROM_TO | SSNGRNS5 KDLRNS75_A FROM_TO | STMPTHS5 315__A TO_FROM
SSNGJE25 KDLRTW74_A TO_FROM | SSNGRNS5 KDLRNS75_A TO_FROM | STMPTMP5 1295__A FROM_TO
SSNGJE25 KDLTB_74_A FROM_TO | SSNGRNS5 KDLRTW74_A FROM_TO | STMPTMP5 1295__A TO_FROM
SSNGJE25 KDLTB_74_A TO_FROM | SSNGRNS5 KDLRTW74_A TO_FROM | STMPTMP5 1830__A FROM_TO
SSNGJE25 KG_RTW74_A FROM_TO | SSNGRNS5 KDLTB_74_A FROM_TO | STMPTMP5 1830__A TO_FROM
SSNGJE25 KG_RTW74_A TO_FROM | SSNGRNS5 KG_RTW74_A FROM_TO | STMPTMP5 1830__B FROM_TO
SSNGJE25 RNSSNG75_A FROM_TO | SSNGRNS5 SNGTB_74_A TO_FROM | STMPTMP5 1830__B TO_FROM
SSNGJE25 RNSSNG75_A TO_FROM | SSNGRNS5 SNGXGC75_1 TO_FROM | STMPTMP5 1830__C FROM_TO
SSNGJE25 SNGTB_74_A TO_FROM | SSNGRNS5 SNGXGC99_1 TO_FROM | STMPTMP5 1830__C TO_FROM
SSNGJE25 SNGXGC75_1 TO_FROM | SSNYCGR8 6437__C FROM_TO | STMPTMP5 1830__E FROM_TO
SSNGJE25 SNGXGC99_1 TO_FROM | SSNYCGR8 6437__C TO_FROM | STMPTMP5 1830__E TO_FROM
SSNGJEW5 260_A_1 TO_FROM | SSOUPHR8 G138_09_1 FROM_TO | STMPTMP5 1830__F FROM_TO
SSNGJEW5 424T424_1 FROM_TO | SSOUPHR8 G138_09_1 TO_FROM | STMPTMP5 1830__F TO_FROM
SSNGJEW5 424T424_1 TO_FROM | SSPUASP8 6437__C FROM_TO | STMPTMP5 1830__G FROM_TO
SSNGJEW5 KDLKG_75_A FROM_TO | SSPUASP8 6437__C TO_FROM | STMPTMP5 1830__G TO_FROM
SSNGJEW5 KDLRNS75_A TO_FROM | SSPUASP8 GIRA_T_SPUR1_1 TO_FROM | STMPTMP5 1830__H FROM_TO
SSNGJEW5 KDLRTW74_A FROM_TO | SSPUASP8 MATA_PADR1_1 FROM_TO | STMPTMP5 1830__H TO_FROM
SSNGJEW5 KDLRTW74_A TO_FROM | SSPUASP8 MATA_PADR1_1 TO_FROM | STMPTMP5 280__A FROM_TO
SSNGJEW5 KDLTB_74_A FROM_TO | SSPUASP8 SPUR_69_1 FROM_TO | STMPTMP5 280__A TO_FROM
SSNGJEW5 KDLTB_74_A TO_FROM | SSPUMW18 ASPM_69T1 FROM_TO | STMPTMP5 300__A FROM_TO
SSNGJEW5 KG_RTW74_A FROM_TO | SSPUMW18 ASPM_69T1 TO_FROM | STMPTMP5 300__A TO_FROM
SSNGJEW5 KG_RTW74_A TO_FROM | SSPUMW18 GIRA_T_SPUR1_1 TO_FROM | STMPTMP5 490__A FROM_TO
SSNGJEW5 RNSSNG75_A FROM_TO | SSPUMW18 SPUR_69_1 FROM_TO | STMPTMP5 490__A TO_FROM
SSNGJEW5 RNSSNG75_A TO_FROM | SSPUMW18 SPUR_69_1 TO_FROM | STMPTMP8 1830__A FROM_TO
SSNGJEW5 SNGTB_74_A TO_FROM | SSPVTME8 1295__A FROM_TO | STMPTMP8 1830__A TO_FROM
SSNGJEW5 SNGXGC75_1 TO_FROM | SSPVTME8 1295__A TO_FROM | STMPTMP8 1830__B FROM_TO
SSNGJEW5 SNGXGC99_1 TO_FROM | SSPVTME8 1830__B FROM_TO | STMPTMP8 1830__B TO_FROM
SSNGRNS5 240__A TO_FROM | SSPVTME8 1830__B TO_FROM | STMPTMP8 1830__C FROM_TO
SSNGRNS5 260_A_1 TO_FROM | SSPVTME8 1830__C FROM_TO | STMPTMP8 1830__C TO_FROM
SSNGRNS5 424T424_1 FROM_TO | SSPVTME8 1830__C TO_FROM | STMPTMP8 1830__E FROM_TO
SSNGRNS5 424T424_1 TO_FROM | SSPVTME8 1830__F FROM_TO | STMPTMP8 1830__E TO_FROM
SSNGRNS5 KDLKG_75_A FROM_TO | SSPVTME8 1830__F TO_FROM | STMPTMP8 1830__F FROM_TO
SSNGRNS5 KDLKG_75_A TO_FROM | SSPVTME8 1830__H FROM_TO | STMPTMP8 1830__F TO_FROM
SSNGRNS5 KDLRNS75_A FROM_TO | SSPVTME8 1830__H TO_FROM | STMPTMP8 1830__G FROM_TO
SSNGRNS5 KDLRNS75_A TO_FROM | SSPVTME8 280__A FROM_TO | STMPTMP8 1830__G TO_FROM
SSNGRNS5 KDLRTW74_A FROM_TO | SSPVTME8 280__A TO_FROM | STMPTMP8 1830__H FROM_TO
SSNGRNS5 KDLRTW74_A TO_FROM | SSPVTME8 290__A FROM_TO | STMPTMP8 1830__H TO_FROM
SSNGRNS5 KDLTB_74_A FROM_TO | SSPVTME8 290__A TO_FROM | STMPTMP8 280__A FROM_TO
SSNGRNS5 KG_RTW74_A FROM_TO | SSPVTME8 300__A FROM_TO | STMPTMP8 280__A TO_FROM
SSNGRNS5 SNGTB_74_A TO_FROM | SSPVTME8 300__A TO_FROM | STMPTMP8 290__A FROM_TO
SSNGRNS5 SNGXGC75_1 TO_FROM | SSPVTME8 315__A FROM_TO | STMPTMP8 290__A TO_FROM
SSNGRNS5 SNGXGC99_1 TO_FROM | SSPVTME8 315__A TO_FROM | STMPTMP8 300__A FROM_TO
SSNYCGR8 6437__C FROM_TO | SSPVTME8 490__A FROM_TO | STMPTMP8 300__A TO_FROM
SSNYCGR8 6437__C TO_FROM | SSPVTME8 490__A TO_FROM | STMPTMP8 315__A FROM_TO
SSOUPHR8 G138_09_1 FROM_TO | SSTABSP8 6146__B FROM_TO | STMPTMP8 315__A TO_FROM
SSOUPHR8 G138_09_1 TO_FROM | SSTABSP8 6146__B TO_FROM | STMPTMP8 490__A FROM_TO
SSPUASP8 6437__C FROM_TO | SSTELO29 ORA_ORNG_1 FROM_TO | STMPTMP8 490__A TO_FROM
SSPUASP8 6437__C TO_FROM | SSTELO29 ORA_ORNG_1 TO_FROM | STNNMDO8 PHR_AT1L FROM_TO
SSPUASP8 GIRA_T_SPUR1_1 TO_FROM | SSUNGRS8 6360__C FROM_TO | STYLEL28 TYLNW_MR1H FROM_TO
SSPUASP8 MATA_PADR1_1 FROM_TO | SSUNGRS8 6360__C TO_FROM | STYLEL28 TYLNW_MR1H TO_FROM
SSPUASP8 MATA_PADR1_1 TO_FROM | SSUNMGS8 6215__A TO_FROM | SVICCO28 COLETO_VICTOR2_1 TO_FROM
SSPUASP8 SPUR_69_1 FROM_TO | SSUNMGS8 6235__A FROM_TO | SW_BUVA8 UVALDE_69A1 FROM_TO
SSPUMW18 ASPM_69T1 FROM_TO | SSUNMGS8 6235__A TO_FROM | SW_BUVA8 UVALDE_69A1 TO_FROM
SSPUMW18 ASPM_69T1 TO_FROM | SSUNMGS8 6240__B FROM_TO | SWEILON8 CLARK__LON_HI1_1 TO_FROM
SSPUMW18 ASPM_CONA1_1 TO_FROM | SSUNMGS8 6240__B TO_FROM | SWFAFSH8 6557__A TO_FROM
SSPUMW18 GIRA_T_SPUR1_1 TO_FROM | SSUNMGS8 6437__C FROM_TO | SWHILON5 LON_HI_PELICA1_1 FROM_TO
SSPUMW18 SPUR_69_1 FROM_TO | SSUNMGS8 6437__C TO_FROM | SWHOSCS8 1340__D FROM_TO
SSPUMW18 SPUR_69_1 TO_FROM | SSUNMGS8 6685__A TO_FROM | SWHOSCS8 1340__D TO_FROM
SSPVTME8 1295__A FROM_TO | SSUNMGS8 SNYDR_FMR1 TO_FROM | SWINPBS8 PBSES_FMR2 FROM_TO
SSPVTME8 1295__A TO_FROM | SSWCLNC5 6026__A FROM_TO | SWINPBS8 PBSES_FMR2 TO_FROM
SSPVTME8 1830__B FROM_TO | SSWCLNC5 6026__A TO_FROM | SWIRFE28 SANDCR_AT1 FROM_TO
SSPVTME8 1830__B TO_FROM | STBSNG5 240__A TO_FROM | SWIRFE28 SANDCR_AT1 TO_FROM
SSPVTME8 1830__C FROM_TO | STBSNG5 260_A_1 TO_FROM | SWLALCS8 1290__A FROM_TO
SSPVTME8 1830__C TO_FROM | STBSNG5 424T424_1 FROM_TO | SWLALCS8 1290__A TO_FROM
SSPVTME8 1830__F FROM_TO | STBSNG5 424T424_1 TO_FROM | SWLVWTR5 3040__A FROM_TO
SSPVTME8 1830__F TO_FROM | STBSNG5 KDLKG_75_A FROM_TO | SWMMLCS8 1010__A FROM_TO
SSPVTME8 1830__H FROM_TO | STBSNG5 KDLRNS75_A TO_FROM | SWMMLCS8 1010__A TO_FROM
SSPVTME8 1830__H TO_FROM | STBSNG5 KDLRTW74_A FROM_TO | SWOVODE8 6430__C TO_FROM
SSPVTME8 280__A FROM_TO | STBSNG5 KDLRTW74_A TO_FROM | SWOVODE8 6860__A TO_FROM
SSPVTME8 280__A TO_FROM | STBSNG5 KDLTB_74_A FROM_TO | SWOVODE8 6865__A FROM_TO
SSPVTME8 290__A FROM_TO | STBSNG5 KDLTB_74_A TO_FROM | SWOVODE8 6865__A TO_FROM
SSPVTME8 290__A TO_FROM | STBSNG5 KG_RTW74_A FROM_TO | SX3BRA8 E1_M1_1 FROM_TO
SSPVTME8 300__A FROM_TO | STBSNG5 KG_RTW74_A TO_FROM | SX3BRA8 E1_M1_1 TO_FROM
SSPVTME8 300__A TO_FROM | STBSNG5 SNGXGC75_1 TO_FROM | SX3CAL8 E1_M1_1 FROM_TO
SSPVTME8 315__A FROM_TO | STBSNG5 SNGXGC99_1 TO_FROM | SX3CAL8 E1_M1_1 TO_FROM
SSPVTME8 315__A TO_FROM | STEJGRN8 G69_H2_1 FROM_TO | SYOACUE8 542T542_1 TO_FROM
SSPVTME8 490__A FROM_TO | STEJGRN8 G69_H2_1 TO_FROM | SZEPCMN8 DOW_RISN_1 TO_FROM
SSPVTME8 490__A TO_FROM | STENCR28 TEN_KEN_1 TO_FROM | UFO1FOR1 VICTOR_V_DUPS1_1 FROM_TO
SSTABSP8 6146__B FROM_TO | STKWGRS5 6011__A FROM_TO | XAND89 6596__F FROM_TO
SSTABSP8 6146__B TO_FROM | STKWGRS5 6011__A TO_FROM | XAND89 6596__F TO_FROM
SSTELO29 ORA_ORNG_1 FROM_TO | STKWGRS5 6012__A TO_FROM | XARA89 ROCKPORT_69A1 FROM_TO
SSTELO29 ORA_ORNG_1 TO_FROM | STKWGRS5 6024__A FROM_TO | XARA89 ROCKPORT_69A1 TO_FROM
SSTELO29 SINTON_SKIDMO1_1 TO_FROM | STKWGRS5 6028__A FROM_TO | XASH89 CRYSTA_TURTLC1_1 FROM_TO
SSUNGRS8 6360__C FROM_TO | STKWGRS5 6029__A TO_FROM | XASH89 CRYSTA_TURTLC1_1 TO_FROM
SSUNGRS8 6360__C TO_FROM | STKWGRS5 6380__A TO_FROM | XATK89 NAL_BRIR_1 TO_FROM
SSUNMGS8 6235__A FROM_TO | STKWGRS5 651__A FROM_TO | XAU2S58 AUSTRO_AT2H TO_FROM
SSUNMGS8 6437__C FROM_TO | STKWGRS5 651__A TO_FROM | XB2I58 JN_AT3L FROM_TO
SSUNMGS8 6437__C TO_FROM | STKWGRS5 651__B TO_FROM | XBA3T89 ASHERTON_69A1 FROM_TO
SSUNMGS8 6685__A FROM_TO | STKWGRS5 651__D FROM_TO | XBA3T89 ASHERTON_69A1 TO_FROM
SSUNMGS8 6685__A TO_FROM | STKWGRS5 651__D TO_FROM | XBA3T89 UVALDE_69A1 FROM_TO
SSUNMGS8 SNYDR_FMR1 FROM_TO | STKWGRS5 651__E FROM_TO | XBA3T89 UVALDE_69A1 TO_FROM
SSUNMGS8 SNYDR_FMR1 TO_FROM | STKWGRS5 651__E TO_FROM | XBAL89 ABCG_ABSO1_1 FROM_TO
SSWCLNC5 6026__A FROM_TO | STMPSN25 425__A TO_FROM | XBAL89 ABCG_ABSO1_1 TO_FROM
SSWCLNC5 6026__A TO_FROM | STMPSND5 435__A FROM_TO | XBAR89 ALMC_69T1 FROM_TO
STBSNG5 240__A TO_FROM | STMPSND5 435__A TO_FROM | XBAR89 ALMC_69T1 TO_FROM
STBSNG5 260_A_1 TO_FROM | STMPTHS5 1295__A FROM_TO | XBE2L89 GLIDDE_3AT1 FROM_TO
STBSNG5 424T424_1 FROM_TO | STMPTHS5 1295__A TO_FROM | XBL2U58 NICOLE_OAKC1_1 FROM_TO
STBSNG5 424T424_1 TO_FROM | STMPTHS5 1830__A FROM_TO | XBL2U58 NICOLE_OAKC1_1 TO_FROM
STBSNG5 KDLKG_75_A FROM_TO | STMPTHS5 1830__A TO_FROM | XBL2U58 NICOLE_ORNT1_1 TO_FROM
STBSNG5 KDLRNS75_A TO_FROM | STMPTHS5 1830__B FROM_TO | XCA2G58 CAGNON_MR3H TO_FROM
STBSNG5 KDLRTW74_A FROM_TO | STMPTHS5 1830__B TO_FROM | XCA2G58 CAGNON_MR3L FROM_TO
STBSNG5 KDLRTW74_A TO_FROM | STMPTHS5 1830__C FROM_TO | XCAG58 CAGNON_MR4H TO_FROM
STBSNG5 KDLTB_74_A FROM_TO | STMPTHS5 1830__C TO_FROM | XCAG58 CAGNON_MR4L FROM_TO
STBSNG5 KDLTB_74_A TO_FROM | STMPTHS5 1830__E FROM_TO | XCAG58 M3_G2_1 FROM_TO
STBSNG5 KG_RTW74_A FROM_TO | STMPTHS5 1830__E TO_FROM | XCAG58 M3_G2_1 TO_FROM
STBSNG5 KG_RTW74_A TO_FROM | STMPTHS5 1830__F FROM_TO | XCDH58 6325__C TO_FROM
STBSNG5 RNSSNG75_A FROM_TO | STMPTHS5 1830__F TO_FROM | XCLE58 MARION_4AT2 TO_FROM
STBSNG5 SNGXGC75_1 TO_FROM | STMPTHS5 1830__G FROM_TO | XCN2R58 1380__B FROM_TO
STBSNG5 SNGXGC99_1 TO_FROM | STMPTHS5 1830__G TO_FROM | XCN2R58 1380__B TO_FROM
STEJGRN8 G69_H2_1 FROM_TO | STMPTHS5 1830__H FROM_TO | XCO2L58 LOOP_VICTORIA_1 FROM_TO
STEJGRN8 G69_H2_1 TO_FROM | STMPTHS5 1830__H TO_FROM | XCO2L58 LOOP_VICTORIA_1 TO_FROM
STENCR28 TEN_KEN_1 TO_FROM | STMPTHS5 280__A FROM_TO | XDAN89 TAB_DANS_1 FROM_TO
STHRSIG8 SINTON_SKIDMO1_1 TO_FROM | STMPTHS5 280__A TO_FROM | XDAN89 TAB_DANS_1 TO_FROM
STKWGRS5 6011__A FROM_TO | STMPTHS5 290__A FROM_TO | XEV2R58 EVRSW_MR1L FROM_TO
STKWGRS5 6011__A TO_FROM | STMPTHS5 290__A TO_FROM | XFAY58 AUSTRO_AT1H TO_FROM
STKWGRS5 6012__A FROM_TO | STMPTHS5 300__A FROM_TO | XFHL89 6835__A FROM_TO
STKWGRS5 6012__A TO_FROM | STMPTHS5 300__A TO_FROM | XFHL89 6835__A TO_FROM
STKWGRS5 6024__A FROM_TO | STMPTHS5 315__A FROM_TO | XFO3R89 FORMOSA_TR21 FROM_TO
STKWGRS5 6028__A FROM_TO | STMPTHS5 315__A TO_FROM | XFOR58 1400__B FROM_TO
STKWGRS5 6029__A TO_FROM | STMPTMP5 1295__A FROM_TO | XFRI89 SONR_69-1 TO_FROM
STKWGRS5 6380__A TO_FROM | STMPTMP5 1295__A TO_FROM | XGAR58 GARFIELD_AT2 FROM_TO
STKWGRS5 651__A FROM_TO | STMPTMP5 1830__A FROM_TO | XGBY58 GBY_AT2L FROM_TO
STKWGRS5 651__A TO_FROM | STMPTMP5 1830__A TO_FROM | XHH2G58 HHGT_T1L TO_FROM
STKWGRS5 651__B TO_FROM | STMPTMP5 1830__B FROM_TO | XHI3L58 HILLCTRY_MR4H TO_FROM
STKWGRS5 651__D FROM_TO | STMPTMP5 1830__B TO_FROM | XHIW89 KOCH_UP_69A1 FROM_TO
STKWGRS5 651__E FROM_TO | STMPTMP5 1830__C FROM_TO | XHIW89 KOCH_UP_69A1 TO_FROM
STKWGRS5 651__E TO_FROM | STMPTMP5 1830__C TO_FROM | XHLT89 6865__B FROM_TO
STMPSN25 425__A FROM_TO | STMPTMP5 1830__E FROM_TO | XHLT89 6865__B TO_FROM
STMPSN25 425__A TO_FROM | STMPTMP5 1830__E TO_FROM | XHLT89 6915__A TO_FROM
STMPSND5 435__A FROM_TO | STMPTMP5 1830__F FROM_TO | XHRN89 HLK_KAT1 FROM_TO
STMPSND5 435__A TO_FROM | STMPTMP5 1830__F TO_FROM | XHRN89 HLK_KAT1 TO_FROM
STMPTHS5 1295__A FROM_TO | STMPTMP5 1830__G FROM_TO | XKEN58 122T122_1 TO_FROM
STMPTHS5 1295__A TO_FROM | STMPTMP5 1830__G TO_FROM | XKEN58 KENDAL_AT4H FROM_TO
STMPTHS5 1830__A FROM_TO | STMPTMP5 1830__H FROM_TO | XKEN58 KENDAL_AT4H TO_FROM
STMPTHS5 1830__A TO_FROM | STMPTMP5 1830__H TO_FROM | XKEN58 KENDAL_AT4L FROM_TO
STMPTHS5 1830__B FROM_TO | STMPTMP5 280__A FROM_TO | XKEN58 KENDAL_AT4L TO_FROM
STMPTHS5 1830__B TO_FROM | STMPTMP5 280__A TO_FROM | XKOC89 LON_HILL_69A2 FROM_TO
STMPTHS5 1830__C FROM_TO | STMPTMP5 300__A FROM_TO | XKOC89 LON_HILL_69A2 TO_FROM
STMPTHS5 1830__C TO_FROM | STMPTMP5 300__A TO_FROM | XLI2G58 1310__D FROM_TO
STMPTHS5 1830__E FROM_TO | STMPTMP5 490__A FROM_TO | XLO2N89 LON_HILL_69A1 FROM_TO
STMPTHS5 1830__E TO_FROM | STMPTMP5 490__A TO_FROM | XLOB58 BIG_FOOT_69A1 FROM_TO
STMPTHS5 1830__F FROM_TO | STMPTMP8 1830__A FROM_TO | XLOB58 FREER_SAN_DI1_1 FROM_TO
STMPTHS5 1830__F TO_FROM | STMPTMP8 1830__A TO_FROM | XLOB58 LAQUIN_LOBO1_1 FROM_TO
STMPTHS5 1830__G FROM_TO | STMPTMP8 1830__B FROM_TO | XLOB58 LAQUIN_LOBO1_1 TO_FROM
STMPTHS5 1830__G TO_FROM | STMPTMP8 1830__B TO_FROM | XLOB58 NLARSW_PS1 FROM_TO
STMPTHS5 1830__H FROM_TO | STMPTMP8 1830__C FROM_TO | XLOB58 NLARSW_PS1 TO_FROM
STMPTHS5 1830__H TO_FROM | STMPTMP8 1830__C TO_FROM | XLOB58 PALDRO_PEARSAL_1 FROM_TO
STMPTHS5 280__A FROM_TO | STMPTMP8 1830__E FROM_TO | XLOB58 ST_NIN_WORMSE1_1 FROM_TO
STMPTHS5 280__A TO_FROM | STMPTMP8 1830__E TO_FROM | XLOB58 ST_NIN_WORMSE1_1 TO_FROM
STMPTHS5 290__A FROM_TO | STMPTMP8 1830__F FROM_TO | XLON58 CELANE_KLEBER1_1 FROM_TO
STMPTHS5 290__A TO_FROM | STMPTMP8 1830__F TO_FROM | XLON58 CELANE_KLEBER1_1 TO_FROM
STMPTHS5 300__A FROM_TO | STMPTMP8 1830__G FROM_TO | XLON58 CELANE_N_SHAR1_1 FROM_TO
STMPTHS5 300__A TO_FROM | STMPTMP8 1830__G TO_FROM | XLON58 CELANE_N_SHAR1_1 TO_FROM
STMPTHS5 315__A FROM_TO | STMPTMP8 1830__H FROM_TO | XLON58 KOCH_UP_69A1 FROM_TO
STMPTHS5 315__A TO_FROM | STMPTMP8 1830__H TO_FROM | XLON58 KOCH_UP_69A1 TO_FROM
STMPTMP5 1295__A FROM_TO | STMPTMP8 280__A FROM_TO | XLON89 KOCH_UP_69A1 FROM_TO
STMPTMP5 1295__A TO_FROM | STMPTMP8 280__A TO_FROM | XLON89 KOCH_UP_69A1 TO_FROM
STMPTMP5 1830__A FROM_TO | STMPTMP8 290__A FROM_TO | XLWS158 590__B FROM_TO
STMPTMP5 1830__A TO_FROM | STMPTMP8 290__A TO_FROM | XLWS158 591__A TO_FROM
STMPTMP5 1830__B FROM_TO | STMPTMP8 300__A FROM_TO | XLWS58 589_C_1 FROM_TO
STMPTMP5 1830__B TO_FROM | STMPTMP8 300__A TO_FROM | XLWS58 589_C_1 TO_FROM
STMPTMP5 1830__C FROM_TO | STMPTMP8 315__A FROM_TO | XLWS58 590__A TO_FROM
STMPTMP5 1830__C TO_FROM | STMPTMP8 315__A TO_FROM | XLWS58 591__A FROM_TO
STMPTMP5 1830__E FROM_TO | STMPTMP8 490__A FROM_TO | XLY2T58 LYTTON_S_AT1H TO_FROM
STMPTMP5 1830__E TO_FROM | STMPTMP8 490__A TO_FROM | XLY3T58 LYTTON_S_AT1H TO_FROM
STMPTMP5 1830__F FROM_TO | STNNMDO8 PHR_AT1L FROM_TO | XLY3T58 LYTTON_S_AT2H FROM_TO
STMPTMP5 1830__F TO_FROM | STNNMDO8 PHR_AT1L TO_FROM | XLY3T58 LYTTON_S_AT2H TO_FROM
STMPTMP5 1830__G FROM_TO | STYLEL28 TYLNW_MR1H FROM_TO | XLYT58 LYTTON_S_AT1H FROM_TO
STMPTMP5 1830__G TO_FROM | STYLEL28 TYLNW_MR1H TO_FROM | XLYT58 LYTTON_S_AT1H TO_FROM
STMPTMP5 1830__H FROM_TO | SVICCO28 COLETO_VICTOR2_1 TO_FROM | XMOS58 6475__F FROM_TO
STMPTMP5 1830__H TO_FROM | SW_BUVA8 UVALDE_69A1 FROM_TO | XMOS58 6500__B FROM_TO
STMPTMP5 280__A FROM_TO | SW_BUVA8 UVALDE_69A1 TO_FROM | XMOS58 6500__B TO_FROM
STMPTMP5 280__A TO_FROM | SWEILON8 CLARK__LON_HI1_1 FROM_TO | XMOS58 6511__A FROM_TO
STMPTMP5 290__A TO_FROM | SWEILON8 CLARK__LON_HI1_1 TO_FROM | XMOS58 6511__A TO_FROM
STMPTMP5 300__A FROM_TO | SWFAFSH8 6557__A FROM_TO | XMOS58 6915__A TO_FROM
STMPTMP5 300__A TO_FROM | SWFAFSH8 6557__A TO_FROM | XMOS58 ODNTH_FMR1 FROM_TO
STMPTMP5 490__A FROM_TO | SWHILON5 LON_HI_PELICA1_1 FROM_TO | XMOS58 ODNTH_FMR1 TO_FROM
STMPTMP5 490__A TO_FROM | SWHOSCS8 1340__D FROM_TO | XNE2D58 NEDIN_138H TO_FROM
STMPTMP8 1830__A FROM_TO | SWHOSCS8 1340__D TO_FROM | XODN89 6860__A TO_FROM
STMPTMP8 1830__A TO_FROM | SWINPBS8 PBSES_FMR2 FROM_TO | XOLS89 OLK_WHTN_1 TO_FROM
STMPTMP8 1830__B FROM_TO | SWINPBS8 PBSES_FMR2 TO_FROM | XPAD89 PADC_PADU1_1 FROM_TO
STMPTMP8 1830__B TO_FROM | SWIRFE28 SANDCR_AT1 FROM_TO | XPH2R58 PHR_AT1 TO_FROM
STMPTMP8 1830__C FROM_TO | SWIRFE28 SANDCR_AT1 TO_FROM | XPHR58 138_NAL_HAS_1 FROM_TO
STMPTMP8 1830__C TO_FROM | SWLALCS8 1290__A FROM_TO | XPHR58 138_NAL_HAS_1 TO_FROM
STMPTMP8 1830__E FROM_TO | SWLALCS8 1290__A TO_FROM | XRE2N58 ALNSW_MR1H TO_FROM
STMPTMP8 1830__E TO_FROM | SWLVWTR5 3040__A FROM_TO | XROC89 GREGOR_RINCON1_1 FROM_TO
STMPTMP8 1830__F FROM_TO | SWLVWTR5 3040__A TO_FROM | XROC89 GREGOR_RINCON1_1 TO_FROM
STMPTMP8 1830__F TO_FROM | SWMMLCS8 1010__A FROM_TO | XSA3R58 SARC_T1L FROM_TO
STMPTMP8 1830__G FROM_TO | SWMMLCS8 1010__A TO_FROM | XSA4N89 BALG_HUMBLT1_1 TO_FROM
STMPTMP8 1830__G TO_FROM | SWOVODE8 6430__C FROM_TO | XSAL58 FAYETT_6AT2 TO_FROM
STMPTMP8 1830__H FROM_TO | SWOVODE8 6430__C TO_FROM | XSAN58 FREER_SAN_DI1_1 TO_FROM
STMPTMP8 1830__H TO_FROM | SWOVODE8 6860__A FROM_TO | XSAN58 LAQUIN_LOBO1_1 FROM_TO
STMPTMP8 280__A FROM_TO | SWOVODE8 6860__A TO_FROM | XSAN58 LAQUIN_LOBO1_1 TO_FROM
STMPTMP8 280__A TO_FROM | SWOVODE8 6865__A FROM_TO | XSAN58 SANMIGL_ATBH TO_FROM
STMPTMP8 290__A FROM_TO | SWOVODE8 6865__A TO_FROM | XSGV58 1080__B FROM_TO
STMPTMP8 290__A TO_FROM | SWRDYN8 BLESSI_LAN_CT1_1 FROM_TO | XSGV58 1080__B TO_FROM
STMPTMP8 300__A FROM_TO | SX3BRA8 E1_M1_1 FROM_TO | XSNY89 ECRSW_FMR1 FROM_TO
STMPTMP8 300__A TO_FROM | SX3BRA8 E1_M1_1 TO_FROM | XSNY89 ECRSW_FMR1 TO_FROM
STMPTMP8 315__A FROM_TO | SX3CAL8 E1_M1_1 FROM_TO | XTWI58 SARC_T2H TO_FROM
STMPTMP8 315__A TO_FROM | SX3CAL8 E1_M1_1 TO_FROM | XTWI58 SARC_T2L FROM_TO
STMPTMP8 490__A FROM_TO | SYOACUE8 542T542_1 TO_FROM | XVIC89 BONIVI_RINCON1_1 FROM_TO
STMPTMP8 490__A TO_FROM | SZEPCMN8 DOW_RISN_1 TO_FROM | XVIC89 BONIVI_RINCON1_1 TO_FROM
STNNMDO8 PHR_AT1L FROM_TO | UFO1FOR1 VICTOR_V_DUPS1_1 FROM_TO | XVIC89 VICTOR_V_DUPS1_1 FROM_TO
STYLEL28 TYLNW_MR1H FROM_TO | XAND89 6596__F FROM_TO | XWFA89 6945__A TO_FROM
STYLEL28 TYLNW_MR1H TO_FROM | XAND89 6596__F TO_FROM | XWHI58 LON_HI_PELICA1_1 FROM_TO
SVICCO28 COLETO_VICTOR2_1 TO_FROM | XARA89 ROCKPORT_69A1 FROM_TO | XWHI58 LON_HI_PELICA1_1 TO_FROM
SW_BUVA8 UVALDE_69A1 FROM_TO | XARA89 ROCKPORT_69A1 TO_FROM | XWHI58 SINTON_SKIDMO1_1 TO_FROM
SW_BUVA8 UVALDE_69A1 TO_FROM | XASH89 CRYSTA_TURTLC1_1 FROM_TO | XWHT58 WHTNY_MR2L TO_FROM
SWEBVEN5 3180__A FROM_TO | XASH89 CRYSTA_TURTLC1_1 TO_FROM | XWL2V58 3130__B TO_FROM
SWEILON8 CLARK__LON_HI1_1 TO_FROM | XATK89 NAL_BRIR_1 FROM_TO | XWL2V58 WLVEE_MR2L FROM_TO
SWFAFSH8 6557__A TO_FROM | XATK89 NAL_BRIR_1 TO_FROM | XZOR58 ZORN_2AT2 TO_FROM
SWHILON5 LON_HI_PELICA1_1 FROM_TO | XAU2S58 AUSTRO_AT2H FROM_TO
SWHISTP5 BLESSI_PALACI1_1 TO_FROM | XAU2S58 AUSTRO_AT2H TO_FROM
SWHOSCS8 1340__D FROM_TO | XB2I58 JN_AT3L FROM_TO
SWHOSCS8 1340__D TO_FROM | XB2I58 JN_AT3L TO_FROM
SWINPBS8 PBSES_FMR2 FROM_TO | XBA3T89 ASHERTON_69A1 FROM_TO
SWINPBS8 PBSES_FMR2 TO_FROM | XBA3T89 ASHERTON_69A1 TO_FROM
SWIRFE28 SANDCR_AT1 FROM_TO | XBA3T89 UVALDE_69A1 FROM_TO
SWIRFE28 SANDCR_AT1 TO_FROM | XBA3T89 UVALDE_69A1 TO_FROM
SWLALCS8 1290__A FROM_TO | XBAL89 ABCG_ABSO1_1 FROM_TO
SWLALCS8 1290__A TO_FROM | XBAL89 ABCG_ABSO1_1 TO_FROM
SWLVWTR5 3040__A FROM_TO | XBAR89 ALMC_69T1 FROM_TO
SWMMLCS8 1010__A FROM_TO | XBAR89 ALMC_69T1 TO_FROM
SWMMLCS8 1010__A TO_FROM | XBE2L89 GLIDDE_3AT1 FROM_TO
SWOVODE8 6430__C TO_FROM | XBL2U58 NICOLE_OAKC1_1 FROM_TO
SWOVODE8 6860__A TO_FROM | XBL2U58 NICOLE_OAKC1_1 TO_FROM
SWOVODE8 6865__A FROM_TO | XBL2U58 NICOLE_ORNT1_1 TO_FROM
SWOVODE8 6865__A TO_FROM | XCA2G58 CAGNON_MR3H FROM_TO
SWRDYN8 NEWTGF04_A FROM_TO | XCA2G58 CAGNON_MR3H TO_FROM
SX3BRA8 E1_M1_1 FROM_TO | XCA2G58 CAGNON_MR3L FROM_TO
SX3BRA8 E1_M1_1 TO_FROM | XCA2G58 CAGNON_MR3L TO_FROM
SX3CAL8 E1_M1_1 FROM_TO | XCAG58 CAGNON_MR4H FROM_TO
SX3CAL8 E1_M1_1 TO_FROM | XCAG58 CAGNON_MR4H TO_FROM
SYOACUE8 542T542_1 FROM_TO | XCAG58 CAGNON_MR4L FROM_TO
SYOACUE8 542T542_1 TO_FROM | XCAG58 CAGNON_MR4L TO_FROM
SZEPCMN8 DOW_RISN_1 TO_FROM | XCAG58 M3_G2_1 FROM_TO
SZORMAR5 419T419_1 FROM_TO | XCAG58 M3_G2_1 TO_FROM
UCOLCOL1 BLESSI_LOLITA1_1 TO_FROM | XCDH58 6325__C TO_FROM
UFO1FOR1 VICTOR_V_DUPS1_1 FROM_TO | XCLE58 MARION_4AT2 FROM_TO
XAND89 6596__F FROM_TO | XCLE58 MARION_4AT2 TO_FROM
XAND89 6596__F TO_FROM | XCN2R58 1380__B FROM_TO
XARA89 ROCKPORT_69A1 FROM_TO | XCN2R58 1380__B TO_FROM
XARA89 ROCKPORT_69A1 TO_FROM | XCO2L58 LOOP_VICTORIA_1 FROM_TO
XASH89 CRYSTA_TURTLC1_1 FROM_TO | XCO2L58 LOOP_VICTORIA_1 TO_FROM
XASH89 CRYSTA_TURTLC1_1 TO_FROM | XDAN89 TAB_DANS_1 FROM_TO
XATK89 NAL_BRIR_1 TO_FROM | XDAN89 TAB_DANS_1 TO_FROM
XAU2S58 AUSTRO_AT2H TO_FROM | XEV2R58 EVRSW_MR1L FROM_TO
XB2I58 JN_AT3L FROM_TO | XEV2R58 EVRSW_MR1L TO_FROM
XBA2N89 BANDER_5AT2 FROM_TO | XFAY58 AUSTRO_AT1H FROM_TO
XBA3T89 ASHERTON_69A1 FROM_TO | XFAY58 AUSTRO_AT1H TO_FROM
XBA3T89 ASHERTON_69A1 TO_FROM | XFHL89 6835__A FROM_TO
XBA3T89 UVALDE_69A1 FROM_TO | XFHL89 6835__A TO_FROM
XBA3T89 UVALDE_69A1 TO_FROM | XFO3R89 FORMOSA_TR21 FROM_TO
XBAL89 ABCG_ABSO1_1 FROM_TO | XFOR58 1400__B FROM_TO
XBAL89 ABCG_ABSO1_1 TO_FROM | XFOR58 1400__B TO_FROM
XBAR89 ALMC_69T1 FROM_TO | XFRI89 SONR_69-1 TO_FROM
XBAR89 ALMC_69T1 TO_FROM | XGAR58 GARFIELD_AT2 FROM_TO
XBE2L89 GLIDDE_3AT1 FROM_TO | XGAR58 GARFIELD_AT2 TO_FROM
XBL2U58 NICOLE_OAKC1_1 FROM_TO | XGBY58 GBY_AT2L FROM_TO
XBL2U58 NICOLE_OAKC1_1 TO_FROM | XHH2G58 HHGT_T1L TO_FROM
XBL2U58 NICOLE_ORNT1_1 FROM_TO | XHI3L58 HILLCTRY_MR4H FROM_TO
XBL2U58 NICOLE_ORNT1_1 TO_FROM | XHI3L58 HILLCTRY_MR4H TO_FROM
XCA2G58 CAGNON_MR3H TO_FROM | XHIW89 KOCH_UP_69A1 FROM_TO
XCA2G58 CAGNON_MR3L FROM_TO | XHIW89 KOCH_UP_69A1 TO_FROM
XCAG58 CAGNON_MR4H TO_FROM | XHLT89 6865__B FROM_TO
XCAG58 CAGNON_MR4L FROM_TO | XHLT89 6865__B TO_FROM
XCAG58 M3_G2_1 FROM_TO | XHLT89 6915__A FROM_TO
XCAG58 M3_G2_1 TO_FROM | XHLT89 6915__A TO_FROM
XCDH58 6325__C TO_FROM | XHRN89 HLK_KAT1 FROM_TO
XCLE58 MARION_4AT2 TO_FROM | XHRN89 HLK_KAT1 TO_FROM
XCN2R58 1380__B FROM_TO | XKEN58 122T122_1 TO_FROM
XCN2R58 1380__B TO_FROM | XKEN58 KENDAL_AT4H FROM_TO
XCO2L58 LOOP_VICTORIA_1 FROM_TO | XKEN58 KENDAL_AT4H TO_FROM
XCO2L58 LOOP_VICTORIA_1 TO_FROM | XKEN58 KENDAL_AT4L FROM_TO
XDAN89 TAB_DANS_1 FROM_TO | XKEN58 KENDAL_AT4L TO_FROM
XDAN89 TAB_DANS_1 TO_FROM | XKOC89 LON_HILL_69A2 FROM_TO
XEV2R58 EVRSW_MR1L FROM_TO | XKOC89 LON_HILL_69A2 TO_FROM
XFAY58 AUSTRO_AT1H TO_FROM | XLI2G58 1310__D FROM_TO
XFHL89 6835__A FROM_TO | XLI2G58 1310__D TO_FROM
XFHL89 6835__A TO_FROM | XLO2N89 LON_HILL_69A1 FROM_TO
XFO3R89 FORMOSA_TR21 FROM_TO | XLO2N89 LON_HILL_69A1 TO_FROM
XFOR58 1400__B FROM_TO | XLOB58 BIG_FOOT_69A1 FROM_TO
XFRI89 SONR_69-1 TO_FROM | XLOB58 BIG_FOOT_69A1 TO_FROM
XGAR58 GARFIELD_AT2 FROM_TO | XLOB58 FREER_SAN_DI1_1 FROM_TO
XGBY58 GBY_AT2L FROM_TO | XLOB58 FREER_SAN_DI1_1 TO_FROM
XHH2G58 HHGT_T1L TO_FROM | XLOB58 LAQUIN_LOBO1_1 FROM_TO
XHI3L58 HILLCTRY_MR4H TO_FROM | XLOB58 LAQUIN_LOBO1_1 TO_FROM
XHIW89 KOCH_UP_69A1 FROM_TO | XLOB58 NLARSW_PS1 FROM_TO
XHIW89 KOCH_UP_69A1 TO_FROM | XLOB58 NLARSW_PS1 TO_FROM
XHLT89 6865__B FROM_TO | XLOB58 PALDRO_PEARSAL_1 FROM_TO
XHLT89 6865__B TO_FROM | XLOB58 ST_NIN_WORMSE1_1 FROM_TO
XHLT89 6915__A TO_FROM | XLOB58 ST_NIN_WORMSE1_1 TO_FROM
XHRN89 HLK_KAT1 FROM_TO | XLON58 CELANE_KLEBER1_1 FROM_TO
XHRN89 HLK_KAT1 TO_FROM | XLON58 CELANE_KLEBER1_1 TO_FROM
XKEN58 122T122_1 TO_FROM | XLON58 CELANE_N_SHAR1_1 FROM_TO
XKEN58 KENDAL_AT4H FROM_TO | XLON58 CELANE_N_SHAR1_1 TO_FROM
XKEN58 KENDAL_AT4H TO_FROM | XLON58 KOCH_UP_69A1 FROM_TO
XKEN58 KENDAL_AT4L FROM_TO | XLON58 KOCH_UP_69A1 TO_FROM
XKEN58 KENDAL_AT4L TO_FROM | XLON89 KOCH_UP_69A1 FROM_TO
XKOC89 LON_HILL_69A2 FROM_TO | XLON89 KOCH_UP_69A1 TO_FROM
XKOC89 LON_HILL_69A2 TO_FROM | XLWS158 590__B FROM_TO
XLI2G58 1310__D FROM_TO | XLWS158 590__B TO_FROM
XLO2N89 LON_HILL_69A1 FROM_TO | XLWS158 591__A FROM_TO
XLOB58 BIG_FOOT_69A1 FROM_TO | XLWS158 591__A TO_FROM
XLOB58 FREER_SAN_DI1_1 FROM_TO | XLWS58 589_C_1 FROM_TO
XLOB58 LAQUIN_LOBO1_1 FROM_TO | XLWS58 589_C_1 TO_FROM
XLOB58 LAQUIN_LOBO1_1 TO_FROM | XLWS58 590__A TO_FROM
XLOB58 NLARSW_PS1 FROM_TO | XLWS58 591__A FROM_TO
XLOB58 NLARSW_PS1 TO_FROM | XLY2T58 LYTTON_S_AT1H FROM_TO
XLOB58 PALDRO_PEARSAL_1 FROM_TO | XLY2T58 LYTTON_S_AT1H TO_FROM
XLOB58 ST_NIN_WORMSE1_1 FROM_TO | XLY3T58 LYTTON_S_AT1H FROM_TO
XLOB58 ST_NIN_WORMSE1_1 TO_FROM | XLY3T58 LYTTON_S_AT1H TO_FROM
XLON58 CELANE_KLEBER1_1 FROM_TO | XLY3T58 LYTTON_S_AT2H FROM_TO
XLON58 CELANE_KLEBER1_1 TO_FROM | XLY3T58 LYTTON_S_AT2H TO_FROM
XLON58 CELANE_N_SHAR1_1 FROM_TO | XLYT58 LYTTON_S_AT1H FROM_TO
XLON58 CELANE_N_SHAR1_1 TO_FROM | XLYT58 LYTTON_S_AT1H TO_FROM
XLON58 KOCH_UP_69A1 FROM_TO | XMG2S58 MGSES_MR2H FROM_TO
XLON58 KOCH_UP_69A1 TO_FROM | XMGS58 MGSES_MR1H FROM_TO
XLON89 KOCH_UP_69A1 FROM_TO | XMGS58 MGSES_MR1L TO_FROM
XLON89 KOCH_UP_69A1 TO_FROM | XMGS58 MGSES_MR2H FROM_TO
XLWS158 590__B FROM_TO | XMOS58 6475__F FROM_TO
XLWS158 591__A TO_FROM | XMOS58 6475__F TO_FROM
XLWS58 589_C_1 FROM_TO | XMOS58 6500__B FROM_TO
XLWS58 589_C_1 TO_FROM | XMOS58 6500__B TO_FROM
XLWS58 590__A TO_FROM | XMOS58 6511__A FROM_TO
XLWS58 591__A FROM_TO | XMOS58 6511__A TO_FROM
XLWS58 591__A TO_FROM | XMOS58 6915__A FROM_TO
XLY2T58 LYTTON_S_AT1H TO_FROM | XMOS58 6915__A TO_FROM
XLY3T58 LYTTON_S_AT1H TO_FROM | XMOS58 ODNTH_FMR1 FROM_TO
XLY3T58 LYTTON_S_AT2H FROM_TO | XMOS58 ODNTH_FMR1 TO_FROM
XLY3T58 LYTTON_S_AT2H TO_FROM | XNE2D58 NEDIN_138H FROM_TO
XLYT58 LYTTON_S_AT1H FROM_TO | XNE2D58 NEDIN_138H TO_FROM
XLYT58 LYTTON_S_AT1H TO_FROM | XODN89 6860__A FROM_TO
XMOS58 6475__F FROM_TO | XODN89 6860__A TO_FROM
XMOS58 6500__B FROM_TO | XOLS89 OLK_WHTN_1 FROM_TO
XMOS58 6500__B TO_FROM | XOLS89 OLK_WHTN_1 TO_FROM
XMOS58 6511__A FROM_TO | XPAD89 PADC_PADU1_1 FROM_TO
XMOS58 6511__A TO_FROM | XPH2R58 PHR_AT1 FROM_TO
XMOS58 6915__A TO_FROM | XPH2R58 PHR_AT1 TO_FROM
XMOS58 ODNTH_FMR1 FROM_TO | XPHR58 138_NAL_HAS_1 FROM_TO
XMOS58 ODNTH_FMR1 TO_FROM | XPHR58 138_NAL_HAS_1 TO_FROM
XNE2D58 NEDIN_138H TO_FROM | XRE2N58 ALNSW_MR1H TO_FROM
XODN89 6860__A TO_FROM | XROC89 GREGOR_RINCON1_1 FROM_TO
XOLS89 OLK_WHTN_1 TO_FROM | XROC89 GREGOR_RINCON1_1 TO_FROM
XPAD89 PADC_PADU1_1 FROM_TO | XSA3R58 SARC_T1L FROM_TO
XPH2R58 PHR_AT1 TO_FROM | XSA4N89 BALG_HUMBLT1_1 FROM_TO
XPHR58 138_NAL_HAS_1 FROM_TO | XSA4N89 BALG_HUMBLT1_1 TO_FROM
XPHR58 138_NAL_HAS_1 TO_FROM | XSAL58 FAYETT_6AT2 TO_FROM
XRE2N58 ALNSW_MR1H TO_FROM | XSAN58 FREER_SAN_DI1_1 FROM_TO
XROC89 GREGOR_RINCON1_1 FROM_TO | XSAN58 FREER_SAN_DI1_1 TO_FROM
XROC89 GREGOR_RINCON1_1 TO_FROM | XSAN58 LAQUIN_LOBO1_1 FROM_TO
XSA3R58 SARC_T1L FROM_TO | XSAN58 LAQUIN_LOBO1_1 TO_FROM
XSA4N89 BALG_HUMBLT1_1 TO_FROM | XSAN58 SANMIGL_ATBH TO_FROM
XSAL58 FAYETT_6AT2 TO_FROM | XSGV58 1080__B FROM_TO
XSAN58 FREER_SAN_DI1_1 TO_FROM | XSGV58 1080__B TO_FROM
XSAN58 LAQUIN_LOBO1_1 FROM_TO | XSNY89 ECRSW_FMR1 FROM_TO
XSAN58 LAQUIN_LOBO1_1 TO_FROM | XSNY89 ECRSW_FMR1 TO_FROM
XSAN58 SANMIGL_ATBH TO_FROM | XTWI58 SARC_T2H FROM_TO
XSGV58 1080__B FROM_TO | XTWI58 SARC_T2H TO_FROM
XSGV58 1080__B TO_FROM | XTWI58 SARC_T2L FROM_TO
XSNY89 ECRSW_FMR1 FROM_TO | XTWI58 SARC_T2L TO_FROM
XSNY89 ECRSW_FMR1 TO_FROM | XVIC89 BONIVI_RINCON1_1 FROM_TO
XTWI58 SARC_T2H TO_FROM | XVIC89 BONIVI_RINCON1_1 TO_FROM
XTWI58 SARC_T2L FROM_TO | XVIC89 VICTOR_V_DUPS1_1 FROM_TO
XVIC89 BONIVI_RINCON1_1 FROM_TO | XWFA89 6945__A FROM_TO
XVIC89 BONIVI_RINCON1_1 TO_FROM | XWFA89 6945__A TO_FROM
XVIC89 VICTOR_V_DUPS1_1 FROM_TO | XWHI58 LON_HI_PELICA1_1 FROM_TO
XWFA89 6945__A TO_FROM | XWHI58 LON_HI_PELICA1_1 TO_FROM
XWHI58 LON_HI_PELICA1_1 FROM_TO | XWHI58 SINTON_SKIDMO1_1 TO_FROM
XWHI58 LON_HI_PELICA1_1 TO_FROM | XWHT58 WHTNY_MR2L TO_FROM
XWHI58 SINTON_SKIDMO1_1 TO_FROM | XWL2V58 3130__B FROM_TO
XWHT58 WHTNY_MR2L FROM_TO | XWL2V58 3130__B TO_FROM
XWHT58 WHTNY_MR2L TO_FROM | XWL2V58 WLVEE_MR2L FROM_TO
XWL2V58 3130__B TO_FROM | XWL2V58 WLVEE_MR2L TO_FROM
XWL2V58 WLVEE_MR2L FROM_TO | XZOR58 ZORN_2AT2 FROM_TO
XZOR58 ZORN_2AT2 TO_FROM | XZOR58 ZORN_2AT2 TO_FROM

## Option 2 Results
Competitive Constraints - August Case | Competitive Constraints - April Case | Competitive Constraints - Competitive in Both Cases
BASE CASE 1295__A FROM_TO | BASE CASE 1295__A FROM_TO | BASE CASE 1295__A FROM_TO
BASE CASE 240__A TO_FROM | BASE CASE 240__A TO_FROM | BASE CASE 240__A TO_FROM
BASE CASE 260_A_1 TO_FROM | BASE CASE 260_A_1 TO_FROM | BASE CASE 260_A_1 TO_FROM
BASE CASE 280__A FROM_TO | BASE CASE 280__A FROM_TO | BASE CASE 280__A FROM_TO
BASE CASE 280__A TO_FROM | BASE CASE 280__A TO_FROM | BASE CASE 280__A TO_FROM
BASE CASE 300__A FROM_TO | BASE CASE 300__A FROM_TO | BASE CASE 300__A FROM_TO
BASE CASE 300__A TO_FROM | BASE CASE 300__A TO_FROM | BASE CASE 300__A TO_FROM
BASE CASE 315__A FROM_TO | BASE CASE 315__A FROM_TO | BASE CASE 315__A FROM_TO
BASE CASE 315__A TO_FROM | BASE CASE 315__A TO_FROM | BASE CASE 315__A TO_FROM
BASE CASE 424T424_1 TO_FROM | BASE CASE 424T424_1 TO_FROM | BASE CASE 424T424_1 TO_FROM
BASE CASE 490__A FROM_TO | BASE CASE 490__A FROM_TO | BASE CASE 490__A FROM_TO
BASE CASE 490__A TO_FROM | BASE CASE 490__A TO_FROM | BASE CASE 490__A TO_FROM
BASE CASE KDLKG_75_A FROM_TO | BASE CASE KDLKG_75_A FROM_TO | BASE CASE KDLKG_75_A FROM_TO
BASE CASE KDLRNS75_A TO_FROM | BASE CASE KDLRNS75_A TO_FROM | BASE CASE KDLRNS75_A TO_FROM
BASE CASE KDLRTW74_A TO_FROM | BASE CASE KDLRTW74_A TO_FROM | BASE CASE KDLRTW74_A TO_FROM
BASE CASE KDLTB_74_A FROM_TO | BASE CASE KDLTB_74_A FROM_TO | BASE CASE KDLTB_74_A FROM_TO
BASE CASE KG_RTW74_A FROM_TO | BASE CASE KG_RTW74_A FROM_TO | BASE CASE KG_RTW74_A FROM_TO
BASE CASE SNGTB_74_A TO_FROM | BASE CASE SNGTB_74_A TO_FROM | BASE CASE SNGTB_74_A TO_FROM
BASE CASE SNGXGC75_1 TO_FROM | BASE CASE SNGXGC75_1 TO_FROM | BASE CASE SNGXGC75_1 TO_FROM
BASE CASE SNGXGC99_1 TO_FROM | BASE CASE SNGXGC99_1 TO_FROM | BASE CASE SNGXGC99_1 TO_FROM
BASE CASE W_TO_N TO_FROM | BASE CASE W_TO_N TO_FROM | BASE CASE W_TO_N TO_FROM
D_KGRTW5 240__A TO_FROM | D_KGRTW5 240__A TO_FROM | D_KGRTW5 240__A TO_FROM
D_KGRTW5 260_A_1 TO_FROM | D_KGRTW5 260_A_1 TO_FROM | D_KGRTW5 260_A_1 TO_FROM
D_KGRTW5 424T424_1 TO_FROM | D_KGRTW5 424T424_1 TO_FROM | D_KGRTW5 424T424_1 TO_FROM
D_KGRTW5 SNGXGC75_1 TO_FROM | D_KGRTW5 SNGXGC75_1 TO_FROM | D_KGRTW5 SNGXGC75_1 TO_FROM
D_KGRTW5 SNGXGC99_1 TO_FROM | D_KGRTW5 SNGXGC99_1 TO_FROM | D_KGRTW5 SNGXGC99_1 TO_FROM
DAUSSND5 270__A FROM_TO | DAUSSND5 270__A FROM_TO | DAUSSND5 270__A FROM_TO
DAUSSND5 270__A TO_FROM | DAUSSND5 270__A TO_FROM | DAUSSND5 270__A TO_FROM
DBBSVEN5 520__A TO_FROM | DBBSVEN5 520__A TO_FROM | DBBSVEN5 520__A TO_FROM
DCPSES12 440__A TO_FROM | DCPSES12 440__A TO_FROM | DCPSES12 440__A TO_FROM
DGIBJK_5 240__A TO_FROM | DELMSTP5 CKT_3124_1 FROM_TO | DGIBJK_5 240__A TO_FROM
DGIBSNG5 260_A_1 TO_FROM | DGIBJK_5 240__A TO_FROM | DGIBSNG5 260_A_1 TO_FROM
DHKBCRL5 1140__C TO_FROM | DGIBSNG5 260_A_1 TO_FROM | DHKBCRL5 1140__C TO_FROM
DJEWSNG5 424T424_1 TO_FROM | DHKBCRL5 1140__C TO_FROM | DJEWSNG5 424T424_1 TO_FROM
DJEWSNG5 KDLKG_75_A FROM_TO | DJEWSNG5 424T424_1 TO_FROM | DJEWSNG5 KDLKG_75_A FROM_TO
DJEWSNG5 KDLRNS75_A TO_FROM | DJEWSNG5 KDLKG_75_A FROM_TO | DJEWSNG5 KDLRNS75_A TO_FROM
DJEWSNG5 KDLRTW74_A TO_FROM | DJEWSNG5 KDLRNS75_A TO_FROM | DJEWSNG5 KDLRTW74_A TO_FROM
DJEWSNG5 KDLTB_74_A FROM_TO | DJEWSNG5 KDLRTW74_A TO_FROM | DJEWSNG5 KDLTB_74_A FROM_TO
DJEWSNG5 KG_RTW74_A FROM_TO | DJEWSNG5 KDLTB_74_A FROM_TO | DJEWSNG5 KG_RTW74_A FROM_TO
DJEWSNG5 SNGTB_74_A TO_FROM | DJEWSNG5 KG_RTW74_A FROM_TO | DJEWSNG5 SNGTB_74_A TO_FROM
DJEWSNG5 SNGXGC75_1 TO_FROM | DJEWSNG5 SNGTB_74_A TO_FROM | DJEWSNG5 SNGXGC75_1 TO_FROM
DJEWSNG5 SNGXGC99_1 TO_FROM | DJEWSNG5 SNGXGC75_1 TO_FROM | DJEWSNG5 SNGXGC99_1 TO_FROM
DRNKW_D5 FTW_W_DE_1 FROM_TO | DJEWSNG5 SNGXGC99_1 TO_FROM | DRNKW_D5 FTW_W_DE_1 FROM_TO
DSALHUT5 431__A FROM_TO | DMARZOR5 MARION_4AT2 FROM_TO | DSALHUT5 431__A FROM_TO
DSALHUT5 431__A TO_FROM | DMGSBTR5 6036__A FROM_TO | DSALHUT5 431__A TO_FROM
DSALKLN5 641__B TO_FROM | DRNKW_D5 FTW_W_DE_1 FROM_TO | DSALKLN5 641__B TO_FROM
DSNG_TB5 240__A TO_FROM | DSALHUT5 431__A FROM_TO | DSNG_TB5 240__A TO_FROM
DSNG_TB5 260_A_1 TO_FROM | DSALHUT5 431__A TO_FROM | DSNG_TB5 260_A_1 TO_FROM
DSNG_TB5 424T424_1 TO_FROM | DSALKLN5 641__B TO_FROM | DSNG_TB5 424T424_1 TO_FROM
DSNG_TB5 SNGZEN98_A TO_FROM | DSNG_TB5 240__A TO_FROM | DSNG_TB5 SNGZEN98_A TO_FROM
DSNG_TB5 SNGZEN99_A TO_FROM | DSNG_TB5 260_A_1 TO_FROM | DSNG_TB5 SNGZEN99_A TO_FROM
DSTPHLJ5 CKT_3124_1 FROM_TO | DSNG_TB5 424T424_1 TO_FROM | DSTPHLJ5 CKT_3124_1 FROM_TO
DTHSLCS5 1295__A FROM_TO | DSNG_TB5 SNGZEN98_A TO_FROM | DTHSLCS5 1295__A FROM_TO
DTHSLCS5 1830__B FROM_TO | DSNG_TB5 SNGZEN99_A TO_FROM | DTHSLCS5 1830__B FROM_TO
DTHSLCS5 1830__B TO_FROM | DSTPHLJ5 CKT_3124_1 FROM_TO | DTHSLCS5 1830__B TO_FROM
DTHSLCS5 1830__C FROM_TO | DTHSLCS5 1295__A FROM_TO | DTHSLCS5 1830__C FROM_TO
DTHSLCS5 1830__C TO_FROM | DTHSLCS5 1830__B FROM_TO | DTHSLCS5 1830__C TO_FROM
DTHSLCS5 1830__E FROM_TO | DTHSLCS5 1830__B TO_FROM | DTHSLCS5 1830__E FROM_TO
DTHSLCS5 1830__E TO_FROM | DTHSLCS5 1830__C FROM_TO | DTHSLCS5 1830__E TO_FROM
DTHSLCS5 1830__F FROM_TO | DTHSLCS5 1830__C TO_FROM | DTHSLCS5 1830__F FROM_TO
DTHSLCS5 1830__F TO_FROM | DTHSLCS5 1830__E FROM_TO | DTHSLCS5 1830__F TO_FROM
DTHSLCS5 1830__G FROM_TO | DTHSLCS5 1830__E TO_FROM | DTHSLCS5 1830__G FROM_TO
DTHSLCS5 1830__G TO_FROM | DTHSLCS5 1830__F FROM_TO | DTHSLCS5 1830__G TO_FROM
DTHSLCS5 1830__H FROM_TO | DTHSLCS5 1830__F TO_FROM | DTHSLCS5 1830__H FROM_TO
DTHSLCS5 1830__H TO_FROM | DTHSLCS5 1830__G FROM_TO | DTHSLCS5 1830__H TO_FROM
DTHSLCS5 290__A TO_FROM | DTHSLCS5 1830__G TO_FROM | DTHSLCS5 290__A TO_FROM
DTHSVEN5 50__A FROM_TO | DTHSLCS5 1830__H FROM_TO | DTHSVEN5 50__A FROM_TO
DTMPLCS5 1295__A FROM_TO | DTHSLCS5 1830__H TO_FROM | DTMPLCS5 1295__A FROM_TO
DTMPLCS5 1295__A TO_FROM | DTHSLCS5 290__A FROM_TO | DTMPLCS5 1295__A TO_FROM
DTMPLCS5 1830__B FROM_TO | DTHSLCS5 290__A TO_FROM | DTMPLCS5 1830__B FROM_TO
DTMPLCS5 1830__B TO_FROM | DTHSVEN5 50__A FROM_TO | DTMPLCS5 1830__B TO_FROM
DTMPLCS5 1830__C FROM_TO | DTMPLCS5 1295__A FROM_TO | DTMPLCS5 1830__C FROM_TO
DTMPLCS5 1830__C TO_FROM | DTMPLCS5 1295__A TO_FROM | DTMPLCS5 1830__C TO_FROM
DTMPLCS5 1830__E FROM_TO | DTMPLCS5 1830__B FROM_TO | DTMPLCS5 1830__E FROM_TO
DTMPLCS5 1830__E TO_FROM | DTMPLCS5 1830__B TO_FROM | DTMPLCS5 1830__E TO_FROM
DTMPLCS5 1830__F FROM_TO | DTMPLCS5 1830__C FROM_TO | DTMPLCS5 1830__F FROM_TO
DTMPLCS5 1830__F TO_FROM | DTMPLCS5 1830__C TO_FROM | DTMPLCS5 1830__F TO_FROM
DTMPLCS5 1830__G FROM_TO | DTMPLCS5 1830__E FROM_TO | DTMPLCS5 1830__G FROM_TO
DTMPLCS5 1830__G TO_FROM | DTMPLCS5 1830__E TO_FROM | DTMPLCS5 1830__G TO_FROM
DTMPLCS5 1830__H FROM_TO | DTMPLCS5 1830__F FROM_TO | DTMPLCS5 1830__H FROM_TO
DTMPLCS5 1830__H TO_FROM | DTMPLCS5 1830__F TO_FROM | DTMPLCS5 1830__H TO_FROM
DTMPLCS5 490__A FROM_TO | DTMPLCS5 1830__G FROM_TO | DTMPLCS5 490__A FROM_TO
DTMPLCS5 490__A TO_FROM | DTMPLCS5 1830__G TO_FROM | DTMPLCS5 490__A TO_FROM
DTMPTHS5 1295__A FROM_TO | DTMPLCS5 1830__H FROM_TO | DTMPTHS5 1295__A FROM_TO
DTMPTHS5 1830__B FROM_TO | DTMPLCS5 1830__H TO_FROM | DTMPTHS5 1830__B FROM_TO
DTMPTHS5 1830__B TO_FROM | DTMPLCS5 490__A FROM_TO | DTMPTHS5 1830__B TO_FROM
DTMPTHS5 1830__C FROM_TO | DTMPLCS5 490__A TO_FROM | DTMPTHS5 1830__C FROM_TO
DTMPTHS5 1830__C TO_FROM | DTMPTHS5 1295__A FROM_TO | DTMPTHS5 1830__C TO_FROM
DTMPTHS5 1830__E FROM_TO | DTMPTHS5 1830__B FROM_TO | DTMPTHS5 1830__E FROM_TO
DTMPTHS5 1830__E TO_FROM | DTMPTHS5 1830__B TO_FROM | DTMPTHS5 1830__E TO_FROM
DTMPTHS5 1830__F FROM_TO | DTMPTHS5 1830__C FROM_TO | DTMPTHS5 1830__F FROM_TO
DTMPTHS5 1830__F TO_FROM | DTMPTHS5 1830__C TO_FROM | DTMPTHS5 1830__F TO_FROM
DTMPTHS5 1830__G FROM_TO | DTMPTHS5 1830__E FROM_TO | DTMPTHS5 1830__G FROM_TO
DTMPTHS5 1830__G TO_FROM | DTMPTHS5 1830__E TO_FROM | DTMPTHS5 1830__G TO_FROM
DTMPTHS5 1830__H FROM_TO | DTMPTHS5 1830__F FROM_TO | DTMPTHS5 1830__H FROM_TO
DTMPTHS5 1830__H TO_FROM | DTMPTHS5 1830__F TO_FROM | DTMPTHS5 1830__H TO_FROM
DTMPTHS5 315__A FROM_TO | DTMPTHS5 1830__G FROM_TO | DTMPTHS5 315__A FROM_TO
DWTRLEG5 50__A FROM_TO | DTMPTHS5 1830__G TO_FROM | DWTRLEG5 50__A FROM_TO
SBBSJE15 50__A FROM_TO | DTMPTHS5 1830__H FROM_TO | SBBSJE15 50__A FROM_TO
SBBSJE25 50__A FROM_TO | DTMPTHS5 1830__H TO_FROM | SBBSJE25 50__A FROM_TO
SBCETM25 425__A FROM_TO | DTMPTHS5 315__A FROM_TO | SBCETM25 425__A FROM_TO
SBCETM25 425__A TO_FROM | DTMPTHS5 315__A TO_FROM | SBCETM25 425__A TO_FROM
SBGLTWI8 LVOK_SANTIA1_1 TO_FROM | DWTRLEG5 50__A FROM_TO | SBGLTWI8 LVOK_SANTIA1_1 TO_FROM
SGASMGS5 TWINBU_T1H TO_FROM | SBBSJE15 50__A FROM_TO | SGASMGS5 TWINBU_T1H TO_FROM
SGASMGS5 TWINBU_T1L FROM_TO | SBBSJE25 50__A FROM_TO | SGASMGS5 TWINBU_T1L FROM_TO
SGIBSN25 240__A TO_FROM | SBBSJEW5 40__A FROM_TO | SGIBSN25 240__A TO_FROM
SGIBSN25 260_A_1 TO_FROM | SBCETM25 425__A FROM_TO | SGIBSN25 260_A_1 TO_FROM
SGIBSN25 424T424_1 TO_FROM | SBCETM25 425__A TO_FROM | SGIBSN25 424T424_1 TO_FROM
SGIBSN25 KDLKG_75_A FROM_TO | SBGLTWI8 LVOK_SANTIA1_1 TO_FROM | SGIBSN25 KDLKG_75_A FROM_TO
SGIBSN25 KDLRNS75_A TO_FROM | SGASMGS5 TWINBU_T1H TO_FROM | SGIBSN25 KDLRNS75_A TO_FROM
SGIBSN25 KDLRTW74_A TO_FROM | SGASMGS5 TWINBU_T1L FROM_TO | SGIBSN25 KDLRTW74_A TO_FROM
SGIBSN25 KDLTB_74_A FROM_TO | SGIBSN25 240__A TO_FROM | SGIBSN25 KDLTB_74_A FROM_TO
SGIBSN25 KG_RTW74_A FROM_TO | SGIBSN25 260_A_1 TO_FROM | SGIBSN25 KG_RTW74_A FROM_TO
SGIBSN25 SNGTB_74_A TO_FROM | SGIBSN25 424T424_1 TO_FROM | SGIBSN25 SNGTB_74_A TO_FROM
SGIBSN25 SNGXGC75_1 TO_FROM | SGIBSN25 KDLKG_75_A FROM_TO | SGIBSN25 SNGXGC75_1 TO_FROM
SGIBSNG5 240__A TO_FROM | SGIBSN25 KDLRNS75_A TO_FROM | SGIBSNG5 240__A TO_FROM
SGIBSNG5 260_A_1 TO_FROM | SGIBSN25 KDLRTW74_A TO_FROM | SGIBSNG5 260_A_1 TO_FROM
SGIBSNG5 424T424_1 TO_FROM | SGIBSN25 KDLTB_74_A FROM_TO | SGIBSNG5 424T424_1 TO_FROM
SGIBSNG5 KDLKG_75_A FROM_TO | SGIBSN25 KG_RTW74_A FROM_TO | SGIBSNG5 KDLKG_75_A FROM_TO
SGIBSNG5 KDLRNS75_A TO_FROM | SGIBSN25 SNGTB_74_A TO_FROM | SGIBSNG5 KDLRNS75_A TO_FROM
SGIBSNG5 KDLRTW74_A TO_FROM | SGIBSN25 SNGXGC75_1 TO_FROM | SGIBSNG5 KDLRTW74_A TO_FROM
SGIBSNG5 KDLTB_74_A FROM_TO | SGIBSNG5 240__A TO_FROM | SGIBSNG5 KDLTB_74_A FROM_TO
SGIBSNG5 KG_RTW74_A FROM_TO | SGIBSNG5 260_A_1 TO_FROM | SGIBSNG5 KG_RTW74_A FROM_TO
SGIBSNG5 SNGTB_74_A TO_FROM | SGIBSNG5 424T424_1 TO_FROM | SGIBSNG5 SNGTB_74_A TO_FROM
SGIBSNG5 SNGXGC99_1 TO_FROM | SGIBSNG5 KDLKG_75_A FROM_TO | SGIBSNG5 SNGXGC99_1 TO_FROM
SKDLRNS5 240__A TO_FROM | SGIBSNG5 KDLRNS75_A TO_FROM | SKDLRNS5 240__A TO_FROM
SKDLRNS5 260_A_1 TO_FROM | SGIBSNG5 KDLRTW74_A TO_FROM | SKDLRNS5 260_A_1 TO_FROM
SKDLRNS5 424T424_1 TO_FROM | SGIBSNG5 KDLTB_74_A FROM_TO | SKDLRNS5 424T424_1 TO_FROM
SKDLRNS5 KDLRTW74_A TO_FROM | SGIBSNG5 KG_RTW74_A FROM_TO | SKDLRNS5 KDLRTW74_A TO_FROM
SKDLRNS5 KDLTB_74_A FROM_TO | SGIBSNG5 SNGTB_74_A TO_FROM | SKDLRNS5 KDLTB_74_A FROM_TO
SKDLRNS5 KG_RTW74_A FROM_TO | SGIBSNG5 SNGXGC99_1 TO_FROM | SKDLRNS5 KG_RTW74_A FROM_TO
SKDLRNS5 SNGTB_74_A TO_FROM | SKDLRNS5 240__A TO_FROM | SKDLRNS5 SNGTB_74_A TO_FROM
SKDLRNS5 SNGXGC75_1 TO_FROM | SKDLRNS5 260_A_1 TO_FROM | SKDLRNS5 SNGXGC75_1 TO_FROM
SKDLRNS5 SNGXGC99_1 TO_FROM | SKDLRNS5 424T424_1 TO_FROM | SKDLRNS5 SNGXGC99_1 TO_FROM
SLCSTH25 1295__A FROM_TO | SKDLRNS5 KDLRTW74_A TO_FROM | SLCSTH25 1295__A FROM_TO
SLCSTH25 300__A FROM_TO | SKDLRNS5 KDLTB_74_A FROM_TO | SLCSTH25 300__A FROM_TO
SLCSTH25 315__A FROM_TO | SKDLRNS5 KG_RTW74_A FROM_TO | SLCSTH25 315__A FROM_TO
SLCSTH25 315__A TO_FROM | SKDLRNS5 SNGTB_74_A TO_FROM | SLCSTH25 315__A TO_FROM
SLCSTH25 490__A FROM_TO | SKDLRNS5 SNGXGC75_1 TO_FROM | SLCSTH25 490__A FROM_TO
SLCSTH25 490__A TO_FROM | SKDLRNS5 SNGXGC99_1 TO_FROM | SLCSTH25 490__A TO_FROM
SLCSTHS5 1295__A FROM_TO | SLCSTH25 1295__A FROM_TO | SLCSTHS5 1295__A FROM_TO
SLCSTHS5 280__A FROM_TO | SLCSTH25 300__A FROM_TO | SLCSTHS5 315__A FROM_TO
SLCSTHS5 315__A FROM_TO | SLCSTH25 300__A TO_FROM | SLCSTHS5 315__A TO_FROM
SLCSTHS5 315__A TO_FROM | SLCSTH25 315__A FROM_TO | SLCSTHS5 490__A FROM_TO
SLCSTHS5 490__A FROM_TO | SLCSTH25 315__A TO_FROM | SLCSTHS5 490__A TO_FROM
SLCSTHS5 490__A TO_FROM | SLCSTH25 490__A FROM_TO | SN_SAJO5 LON_HI_NEDIN1_1 TO_FROM
SN_SAJO5 LON_HI_NEDIN1_1 TO_FROM | SLCSTH25 490__A TO_FROM | SSALSND5 425__A TO_FROM
SRNKPKR5 6060__A TO_FROM | SLCSTHS5 1295__A FROM_TO | SSNGJE25 240__A TO_FROM
SSALSND5 425__A TO_FROM | SLCSTHS5 300__A FROM_TO | SSNGJE25 424T424_1 TO_FROM
SSNGJE25 240__A TO_FROM | SLCSTHS5 315__A FROM_TO | SSNGJE25 KDLKG_75_A FROM_TO
SSNGJE25 424T424_1 TO_FROM | SLCSTHS5 315__A TO_FROM | SSNGJE25 KDLRNS75_A TO_FROM
SSNGJE25 KDLKG_75_A FROM_TO | SLCSTHS5 490__A FROM_TO | SSNGJE25 KDLRTW74_A TO_FROM
SSNGJE25 KDLRNS75_A TO_FROM | SLCSTHS5 490__A TO_FROM | SSNGJE25 KDLTB_74_A FROM_TO
SSNGJE25 KDLRTW74_A TO_FROM | SN_SAJO5 LON_HI_NEDIN1_1 TO_FROM | SSNGJE25 KG_RTW74_A FROM_TO
SSNGJE25 KDLTB_74_A FROM_TO | SSALSND5 425__A TO_FROM | SSNGJE25 SNGTB_74_A TO_FROM
SSNGJE25 KG_RTW74_A FROM_TO | SSNGJE25 240__A TO_FROM | SSNGJE25 SNGXGC75_1 TO_FROM
SSNGJE25 SNGTB_74_A TO_FROM | SSNGJE25 424T424_1 TO_FROM | SSNGJE25 SNGXGC99_1 TO_FROM
SSNGJE25 SNGXGC75_1 TO_FROM | SSNGJE25 KDLKG_75_A FROM_TO | SSNGJEW5 260_A_1 TO_FROM
SSNGJE25 SNGXGC99_1 TO_FROM | SSNGJE25 KDLRNS75_A TO_FROM | SSNGJEW5 424T424_1 TO_FROM
SSNGJEW5 260_A_1 TO_FROM | SSNGJE25 KDLRTW74_A TO_FROM | SSNGJEW5 KDLKG_75_A FROM_TO
SSNGJEW5 424T424_1 TO_FROM | SSNGJE25 KDLTB_74_A FROM_TO | SSNGJEW5 KDLRNS75_A TO_FROM
SSNGJEW5 KDLKG_75_A FROM_TO | SSNGJE25 KG_RTW74_A FROM_TO | SSNGJEW5 KDLRTW74_A TO_FROM
SSNGJEW5 KDLRNS75_A TO_FROM | SSNGJE25 SNGTB_74_A TO_FROM | SSNGJEW5 KDLTB_74_A FROM_TO
SSNGJEW5 KDLRTW74_A TO_FROM | SSNGJE25 SNGXGC75_1 TO_FROM | SSNGJEW5 KG_RTW74_A FROM_TO
SSNGJEW5 KDLTB_74_A FROM_TO | SSNGJE25 SNGXGC99_1 TO_FROM | SSNGJEW5 SNGTB_74_A TO_FROM
SSNGJEW5 KG_RTW74_A FROM_TO | SSNGJEW5 260_A_1 TO_FROM | SSNGJEW5 SNGXGC75_1 TO_FROM
SSNGJEW5 SNGTB_74_A TO_FROM | SSNGJEW5 424T424_1 TO_FROM | SSNGJEW5 SNGXGC99_1 TO_FROM
SSNGJEW5 SNGXGC75_1 TO_FROM | SSNGJEW5 KDLKG_75_A FROM_TO | SSNGRNS5 240__A TO_FROM
SSNGJEW5 SNGXGC99_1 TO_FROM | SSNGJEW5 KDLRNS75_A TO_FROM | SSNGRNS5 260_A_1 TO_FROM
SSNGRNS5 240__A TO_FROM | SSNGJEW5 KDLRTW74_A TO_FROM | SSNGRNS5 424T424_1 TO_FROM
SSNGRNS5 260_A_1 TO_FROM | SSNGJEW5 KDLTB_74_A FROM_TO | SSNGRNS5 KDLRTW74_A TO_FROM
SSNGRNS5 424T424_1 TO_FROM | SSNGJEW5 KG_RTW74_A FROM_TO | SSNGRNS5 KDLTB_74_A FROM_TO
SSNGRNS5 KDLRTW74_A TO_FROM | SSNGJEW5 SNGTB_74_A TO_FROM | SSNGRNS5 KG_RTW74_A FROM_TO
SSNGRNS5 KDLTB_74_A FROM_TO | SSNGJEW5 SNGXGC75_1 TO_FROM | SSNGRNS5 SNGTB_74_A TO_FROM
SSNGRNS5 KG_RTW74_A FROM_TO | SSNGJEW5 SNGXGC99_1 TO_FROM | SSNGRNS5 SNGXGC75_1 TO_FROM
SSNGRNS5 SNGTB_74_A TO_FROM | SSNGRNS5 240__A TO_FROM | SSNGRNS5 SNGXGC99_1 TO_FROM
SSNGRNS5 SNGXGC75_1 TO_FROM | SSNGRNS5 260_A_1 TO_FROM | SSPVTME8 1295__A FROM_TO
SSNGRNS5 SNGXGC99_1 TO_FROM | SSNGRNS5 424T424_1 TO_FROM | SSPVTME8 280__A FROM_TO
SSPVTME8 1295__A FROM_TO | SSNGRNS5 KDLRTW74_A TO_FROM | SSPVTME8 280__A TO_FROM
SSPVTME8 280__A FROM_TO | SSNGRNS5 KDLTB_74_A FROM_TO | SSPVTME8 300__A FROM_TO
SSPVTME8 280__A TO_FROM | SSNGRNS5 KG_RTW74_A FROM_TO | SSPVTME8 300__A TO_FROM
SSPVTME8 300__A FROM_TO | SSNGRNS5 SNGTB_74_A TO_FROM | SSPVTME8 315__A FROM_TO
SSPVTME8 300__A TO_FROM | SSNGRNS5 SNGXGC75_1 TO_FROM | SSPVTME8 315__A TO_FROM
SSPVTME8 315__A FROM_TO | SSNGRNS5 SNGXGC99_1 TO_FROM | SSPVTME8 490__A FROM_TO
SSPVTME8 315__A TO_FROM | SSPVTME8 1295__A FROM_TO | SSPVTME8 490__A TO_FROM
SSPVTME8 490__A FROM_TO | SSPVTME8 280__A FROM_TO | SSWCLNC5 6026__A TO_FROM
SSPVTME8 490__A TO_FROM | SSPVTME8 280__A TO_FROM | STBSNG5 240__A TO_FROM
SSWCLNC5 6026__A TO_FROM | SSPVTME8 300__A FROM_TO | STBSNG5 260_A_1 TO_FROM
STBSNG5 240__A TO_FROM | SSPVTME8 300__A TO_FROM | STBSNG5 424T424_1 TO_FROM
STBSNG5 260_A_1 TO_FROM | SSPVTME8 315__A FROM_TO | STBSNG5 KDLKG_75_A FROM_TO
STBSNG5 424T424_1 TO_FROM | SSPVTME8 315__A TO_FROM | STBSNG5 KDLRNS75_A TO_FROM
STBSNG5 KDLKG_75_A FROM_TO | SSPVTME8 490__A FROM_TO | STBSNG5 SNGXGC75_1 TO_FROM
STBSNG5 KDLRNS75_A TO_FROM | SSPVTME8 490__A TO_FROM | STBSNG5 SNGXGC99_1 TO_FROM
STBSNG5 SNGXGC75_1 TO_FROM | SSWCLNC5 6026__A TO_FROM | STMPSN25 425__A TO_FROM
STBSNG5 SNGXGC99_1 TO_FROM | STBSNG5 240__A TO_FROM | STMPSND5 435__A FROM_TO
STMPSN25 425__A TO_FROM | STBSNG5 260_A_1 TO_FROM | STMPSND5 435__A TO_FROM
STMPSND5 435__A FROM_TO | STBSNG5 424T424_1 TO_FROM | STMPTHS5 1295__A FROM_TO
STMPSND5 435__A TO_FROM | STBSNG5 KDLKG_75_A FROM_TO | STMPTHS5 1830__B FROM_TO
STMPTHS5 1295__A FROM_TO | STBSNG5 KDLRNS75_A TO_FROM | STMPTHS5 1830__B TO_FROM
STMPTHS5 1830__B FROM_TO | STBSNG5 SNGXGC75_1 TO_FROM | STMPTHS5 1830__C FROM_TO
STMPTHS5 1830__B TO_FROM | STBSNG5 SNGXGC99_1 TO_FROM | STMPTHS5 1830__C TO_FROM
STMPTHS5 1830__C FROM_TO | STMPSN25 425__A TO_FROM | STMPTHS5 1830__E FROM_TO
STMPTHS5 1830__C TO_FROM | STMPSND5 435__A FROM_TO | STMPTHS5 1830__E TO_FROM
STMPTHS5 1830__E FROM_TO | STMPSND5 435__A TO_FROM | STMPTHS5 1830__F FROM_TO
STMPTHS5 1830__E TO_FROM | STMPTHS5 1295__A FROM_TO | STMPTHS5 1830__F TO_FROM
STMPTHS5 1830__F FROM_TO | STMPTHS5 1830__B FROM_TO | STMPTHS5 1830__G FROM_TO
STMPTHS5 1830__F TO_FROM | STMPTHS5 1830__B TO_FROM | STMPTHS5 1830__G TO_FROM
STMPTHS5 1830__G FROM_TO | STMPTHS5 1830__C FROM_TO | STMPTHS5 1830__H FROM_TO
STMPTHS5 1830__G TO_FROM | STMPTHS5 1830__C TO_FROM | STMPTHS5 1830__H TO_FROM
STMPTHS5 1830__H FROM_TO | STMPTHS5 1830__E FROM_TO | STMPTHS5 280__A FROM_TO
STMPTHS5 1830__H TO_FROM | STMPTHS5 1830__E TO_FROM | STMPTHS5 280__A TO_FROM
STMPTHS5 280__A FROM_TO | STMPTHS5 1830__F FROM_TO | STMPTHS5 290__A FROM_TO
STMPTHS5 280__A TO_FROM | STMPTHS5 1830__F TO_FROM | STMPTHS5 290__A TO_FROM
STMPTHS5 290__A FROM_TO | STMPTHS5 1830__G FROM_TO | STMPTHS5 300__A FROM_TO
STMPTHS5 290__A TO_FROM | STMPTHS5 1830__G TO_FROM | STMPTHS5 300__A TO_FROM
STMPTHS5 300__A FROM_TO | STMPTHS5 1830__H FROM_TO | STMPTMP5 1295__A FROM_TO
STMPTHS5 300__A TO_FROM | STMPTHS5 1830__H TO_FROM | STMPTMP5 1295__A TO_FROM
STMPTMP5 1295__A FROM_TO | STMPTHS5 280__A FROM_TO | STMPTMP5 280__A FROM_TO
STMPTMP5 1295__A TO_FROM | STMPTHS5 280__A TO_FROM | STMPTMP5 280__A TO_FROM
STMPTMP5 280__A FROM_TO | STMPTHS5 290__A FROM_TO | STMPTMP5 300__A FROM_TO
STMPTMP5 280__A TO_FROM | STMPTHS5 290__A TO_FROM | STMPTMP5 300__A TO_FROM
STMPTMP5 300__A FROM_TO | STMPTHS5 300__A FROM_TO | STMPTMP5 490__A FROM_TO
STMPTMP5 300__A TO_FROM | STMPTHS5 300__A TO_FROM | STMPTMP5 490__A TO_FROM
STMPTMP5 490__A FROM_TO | STMPTMP5 1295__A FROM_TO | STMPTMP8 280__A FROM_TO
STMPTMP5 490__A TO_FROM | STMPTMP5 1295__A TO_FROM | STMPTMP8 280__A TO_FROM
STMPTMP8 280__A FROM_TO | STMPTMP5 280__A FROM_TO | STMPTMP8 300__A FROM_TO
STMPTMP8 280__A TO_FROM | STMPTMP5 280__A TO_FROM | STMPTMP8 300__A TO_FROM
STMPTMP8 300__A FROM_TO | STMPTMP5 300__A FROM_TO | STMPTMP8 315__A FROM_TO
STMPTMP8 300__A TO_FROM | STMPTMP5 300__A TO_FROM | STMPTMP8 315__A TO_FROM
STMPTMP8 315__A FROM_TO | STMPTMP5 490__A FROM_TO | STMPTMP8 490__A FROM_TO
STMPTMP8 315__A TO_FROM | STMPTMP5 490__A TO_FROM | STMPTMP8 490__A TO_FROM
STMPTMP8 490__A FROM_TO | STMPTMP8 280__A FROM_TO | XGBY58 GBY_AT2L FROM_TO
STMPTMP8 490__A TO_FROM | STMPTMP8 280__A TO_FROM
XGBY58 GBY_AT2L FROM_TO | STMPTMP8 300__A FROM_TO
STMPTMP8 300__A TO_FROM
STMPTMP8 315__A FROM_TO
STMPTMP8 315__A TO_FROM
STMPTMP8 490__A FROM_TO
STMPTMP8 490__A TO_FROM
XGBY58 GBY_AT2L FROM_TO

## Option 3 Results
Competitive Constraints - August Case | Competitive Constraints - April Case | Competitive Constraints - Competitive in Both Cases
BASE CASE 300__A FROM_TO | BASE CASE 240__A TO_FROM | BASE CASE 300__A FROM_TO
BASE CASE 315__A FROM_TO | BASE CASE 260_A_1 TO_FROM | BASE CASE 315__A FROM_TO
BASE CASE 490__A FROM_TO | BASE CASE 280__A FROM_TO | BASE CASE 490__A FROM_TO
BASE CASE W_TO_N TO_FROM | BASE CASE 280__A TO_FROM | BASE CASE W_TO_N TO_FROM
DAUSSND5 270__A FROM_TO | BASE CASE 300__A FROM_TO | DAUSSND5 270__A FROM_TO
DBBSVEN5 520__A TO_FROM | BASE CASE 300__A TO_FROM | DBBSVEN5 520__A TO_FROM
DCPSES12 440__A TO_FROM | BASE CASE 315__A FROM_TO | DCPSES12 440__A TO_FROM
DSALHUT5 431__A FROM_TO | BASE CASE 315__A TO_FROM | DSALHUT5 431__A FROM_TO
DSALHUT5 431__A TO_FROM | BASE CASE 490__A FROM_TO | DSALHUT5 431__A TO_FROM
DSALKLN5 641__B TO_FROM | BASE CASE 490__A TO_FROM | DSALKLN5 641__B TO_FROM
DTHSLCS5 290__A TO_FROM | BASE CASE KDLKG_75_A FROM_TO | DTHSLCS5 290__A TO_FROM
DTHSVEN5 50__A FROM_TO | BASE CASE KDLRNS75_A TO_FROM | DTHSVEN5 50__A FROM_TO
DTMPLCS5 1295__A TO_FROM | BASE CASE SNGTB_74_A TO_FROM | DTMPLCS5 1295__A TO_FROM
DTMPLCS5 490__A FROM_TO | BASE CASE SNGXGC75_1 TO_FROM | DTMPLCS5 490__A FROM_TO
DTMPTHS5 1830__B FROM_TO | BASE CASE SNGXGC99_1 TO_FROM | DTMPTHS5 1830__B FROM_TO
DTMPTHS5 1830__B TO_FROM | BASE CASE W_TO_N TO_FROM | DTMPTHS5 1830__B TO_FROM
DTMPTHS5 1830__C FROM_TO | D_KGRTW5 240__A TO_FROM | DTMPTHS5 1830__C FROM_TO
DTMPTHS5 1830__C TO_FROM | D_KGRTW5 260_A_1 TO_FROM | DTMPTHS5 1830__C TO_FROM
DTMPTHS5 1830__E FROM_TO | D_KGRTW5 SNGXGC75_1 TO_FROM | DTMPTHS5 1830__E FROM_TO
DTMPTHS5 1830__F TO_FROM | D_KGRTW5 SNGXGC99_1 TO_FROM | DTMPTHS5 1830__F TO_FROM
DWTRLEG5 50__A FROM_TO | DAUSSND5 270__A FROM_TO | DWTRLEG5 50__A FROM_TO
SBBSJE15 50__A FROM_TO | DAUSSND5 270__A TO_FROM | SBBSJE15 50__A FROM_TO
SBBSJE25 50__A FROM_TO | DBBSVEN5 520__A TO_FROM | SBBSJE25 50__A FROM_TO
SBCETM25 425__A TO_FROM | DCPSES12 440__A TO_FROM | SBCETM25 425__A TO_FROM
SLCSTH25 300__A FROM_TO | DELMSTP5 CKT_3124_1 FROM_TO | SLCSTH25 300__A FROM_TO
SLCSTH25 315__A FROM_TO | DGIBJK_5 240__A TO_FROM | SLCSTH25 315__A FROM_TO
SLCSTH25 490__A FROM_TO | DGIBSNG5 260_A_1 TO_FROM | SLCSTH25 490__A FROM_TO
SLCSTHS5 280__A FROM_TO | DJEWSNG5 SNGXGC75_1 TO_FROM | SLCSTHS5 315__A TO_FROM
SLCSTHS5 315__A TO_FROM | DJEWSNG5 SNGXGC99_1 TO_FROM | SLCSTHS5 490__A FROM_TO
SLCSTHS5 490__A FROM_TO | DMARZOR5 MARION_4AT2 FROM_TO | SSALSND5 425__A TO_FROM
SSALSND5 425__A TO_FROM | DMGSBTR5 6036__A FROM_TO | SSPVTME8 300__A FROM_TO
SSPVTME8 300__A FROM_TO | DSALHUT5 431__A FROM_TO | SSPVTME8 315__A FROM_TO
SSPVTME8 315__A FROM_TO | DSALHUT5 431__A TO_FROM | SSPVTME8 490__A FROM_TO
SSPVTME8 490__A FROM_TO | DSALKLN5 641__B TO_FROM | SSWCLNC5 6026__A TO_FROM
SSWCLNC5 6026__A TO_FROM | DSNG_TB5 240__A TO_FROM | STMPSN25 425__A TO_FROM
STMPSN25 425__A TO_FROM | DSNG_TB5 260_A_1 TO_FROM | STMPSND5 435__A FROM_TO
STMPSND5 435__A FROM_TO | DSNG_TB5 SNGZEN98_A TO_FROM | STMPSND5 435__A TO_FROM
STMPSND5 435__A TO_FROM | DSNG_TB5 SNGZEN99_A TO_FROM | STMPTHS5 290__A FROM_TO
STMPTHS5 290__A FROM_TO | DSTPHLJ5 CKT_3124_1 FROM_TO | STMPTHS5 300__A FROM_TO
STMPTHS5 300__A FROM_TO | DTHSLCS5 1830__B FROM_TO | STMPTMP5 1295__A TO_FROM
STMPTMP5 1295__A TO_FROM | DTHSLCS5 1830__B TO_FROM | STMPTMP5 300__A FROM_TO
STMPTMP5 300__A FROM_TO | DTHSLCS5 1830__C FROM_TO | STMPTMP8 300__A FROM_TO
STMPTMP8 300__A FROM_TO | DTHSLCS5 1830__C TO_FROM | STMPTMP8 315__A FROM_TO
STMPTMP8 315__A FROM_TO | DTHSLCS5 1830__E FROM_TO | STMPTMP8 490__A FROM_TO
STMPTMP8 490__A FROM_TO | DTHSLCS5 1830__F TO_FROM
DTHSLCS5 290__A FROM_TO
DTHSLCS5 290__A TO_FROM
DTHSVEN5 50__A FROM_TO
DTMPLCS5 1295__A FROM_TO
DTMPLCS5 1295__A TO_FROM
DTMPLCS5 1830__B FROM_TO
DTMPLCS5 1830__B TO_FROM
DTMPLCS5 1830__C FROM_TO
DTMPLCS5 1830__C TO_FROM
DTMPLCS5 1830__E FROM_TO
DTMPLCS5 1830__E TO_FROM
DTMPLCS5 1830__F FROM_TO
DTMPLCS5 1830__F TO_FROM
DTMPLCS5 490__A FROM_TO
DTMPTHS5 1830__B FROM_TO
DTMPTHS5 1830__B TO_FROM
DTMPTHS5 1830__C FROM_TO
DTMPTHS5 1830__C TO_FROM
DTMPTHS5 1830__E FROM_TO
DTMPTHS5 1830__E TO_FROM
DTMPTHS5 1830__F FROM_TO
DTMPTHS5 1830__F TO_FROM
DWTRLEG5 50__A FROM_TO
SBBSJE15 50__A FROM_TO
SBBSJE25 50__A FROM_TO
SBBSJEW5 40__A FROM_TO
SBCETM25 425__A FROM_TO
SBCETM25 425__A TO_FROM
SBGLTWI8 LVOK_SANTIA1_1 TO_FROM
SGIBSN25 240__A TO_FROM
SGIBSN25 260_A_1 TO_FROM
SGIBSN25 KDLKG_75_A FROM_TO
SGIBSN25 KDLRNS75_A TO_FROM
SGIBSN25 SNGTB_74_A TO_FROM
SGIBSN25 SNGXGC75_1 TO_FROM
SGIBSNG5 240__A TO_FROM
SGIBSNG5 260_A_1 TO_FROM
SGIBSNG5 KDLKG_75_A FROM_TO
SGIBSNG5 KDLRNS75_A TO_FROM
SGIBSNG5 SNGTB_74_A TO_FROM
SGIBSNG5 SNGXGC99_1 TO_FROM
SKDLRNS5 240__A TO_FROM
SKDLRNS5 260_A_1 TO_FROM
SKDLRNS5 KDLTB_74_A FROM_TO
SKDLRNS5 KG_RTW74_A FROM_TO
SKDLRNS5 SNGTB_74_A TO_FROM
SKDLRNS5 SNGXGC75_1 TO_FROM
SKDLRNS5 SNGXGC99_1 TO_FROM
SLCSTH25 300__A FROM_TO
SLCSTH25 300__A TO_FROM
SLCSTH25 315__A FROM_TO
SLCSTH25 315__A TO_FROM
SLCSTH25 490__A FROM_TO
SLCSTH25 490__A TO_FROM
SLCSTHS5 300__A FROM_TO
SLCSTHS5 315__A FROM_TO
SLCSTHS5 315__A TO_FROM
SLCSTHS5 490__A FROM_TO
SLCSTHS5 490__A TO_FROM
SSALSND5 425__A TO_FROM
SSNGJE25 240__A TO_FROM
SSNGJE25 KDLKG_75_A FROM_TO
SSNGJE25 KDLRNS75_A TO_FROM
SSNGJE25 SNGTB_74_A TO_FROM
SSNGJE25 SNGXGC75_1 TO_FROM
SSNGJE25 SNGXGC99_1 TO_FROM
SSNGJEW5 260_A_1 TO_FROM
SSNGJEW5 KDLKG_75_A FROM_TO
SSNGJEW5 KDLRNS75_A TO_FROM
SSNGJEW5 SNGTB_74_A TO_FROM
SSNGJEW5 SNGXGC75_1 TO_FROM
SSNGJEW5 SNGXGC99_1 TO_FROM
SSNGRNS5 240__A TO_FROM
SSNGRNS5 260_A_1 TO_FROM
SSNGRNS5 KDLTB_74_A FROM_TO
SSNGRNS5 KG_RTW74_A FROM_TO
SSNGRNS5 SNGTB_74_A TO_FROM
SSNGRNS5 SNGXGC75_1 TO_FROM
SSNGRNS5 SNGXGC99_1 TO_FROM
SSPVTME8 280__A FROM_TO
SSPVTME8 280__A TO_FROM
SSPVTME8 300__A FROM_TO
SSPVTME8 300__A TO_FROM
SSPVTME8 315__A FROM_TO
SSPVTME8 315__A TO_FROM
SSPVTME8 490__A FROM_TO
SSPVTME8 490__A TO_FROM
SSWCLNC5 6026__A TO_FROM
STBSNG5 240__A TO_FROM
STBSNG5 260_A_1 TO_FROM
STBSNG5 KDLKG_75_A FROM_TO
STBSNG5 KDLRNS75_A TO_FROM
STBSNG5 SNGXGC75_1 TO_FROM
STBSNG5 SNGXGC99_1 TO_FROM
STMPSN25 425__A TO_FROM
STMPSND5 435__A FROM_TO
STMPSND5 435__A TO_FROM
STMPTHS5 1830__B FROM_TO
STMPTHS5 1830__B TO_FROM
STMPTHS5 1830__C FROM_TO
STMPTHS5 1830__C TO_FROM
STMPTHS5 1830__E FROM_TO
STMPTHS5 1830__E TO_FROM
STMPTHS5 1830__F FROM_TO
STMPTHS5 1830__F TO_FROM
STMPTHS5 280__A FROM_TO
STMPTHS5 280__A TO_FROM
STMPTHS5 290__A FROM_TO
STMPTHS5 290__A TO_FROM
STMPTHS5 300__A FROM_TO
STMPTHS5 300__A TO_FROM
STMPTMP5 1295__A FROM_TO
STMPTMP5 1295__A TO_FROM
STMPTMP5 280__A FROM_TO
STMPTMP5 280__A TO_FROM
STMPTMP5 300__A FROM_TO
STMPTMP5 300__A TO_FROM
STMPTMP8 280__A FROM_TO
STMPTMP8 280__A TO_FROM
STMPTMP8 300__A FROM_TO
STMPTMP8 300__A TO_FROM
STMPTMP8 315__A FROM_TO
STMPTMP8 315__A TO_FROM
STMPTMP8 490__A FROM_TO
STMPTMP8 490__A TO_FROM
XGBY58 GBY_AT2L FROM_TO