## TitlePage
Report on the Capacity, Demand, and Reserves
in the ERCOT Region
December 2012
Winter Update

## Contents
Contents
Tab | Notes
Disclaimer | Please read.
Definitions | List of definitions
Changes from 2012 CDR | List of changes from the 2012 CDR (May)
Executive Summary | Synopsis of considerations for this report
SummerSummary | Provides load forecast, generation resources, and reserve margin for Summer 2013 through Summer 2022
SummerCapacities | Lists units and their capabilities used in determining the generation resources in the Summer Summary
SummerFuelTypes | Lists generation fuel types by MW and by percentage for Summer 2013 through Summer 2022

## Disclaimer
Disclaimer
CDR WORKING PAPER
FOR PLANNING PURPOSES ONLY
This ERCOT Working Paper has been prepared for specific ERCOT and market participant purposes and has been developed from data provided by ERCOT market participants. The data may contain errors or become obsolete and thereby affect the conclusions and opinions of the Working Paper. ERCOT MAKES NO WARRANTY, EXPRESS OR IMPLIED, INCLUDING ANY WARRANTY OF MERCHANTABILITY OR FITNESS FOR ANY PARTICULAR PURPOSE, AND DISCLAIMS ANY AND ALL LIABILITY WITH RESPECT TO THE ACCURACY OF SAME OR THE FITNESS OR APPROPRIATENESS OF SAME FOR ANY PARTICULAR USE. THIS ERCOT WORKING PAPER IS SUPPLIED WITH ALL FAULTS. The specific suitability for any use of the Working Paper and its accuracy should be confirmed by each ERCOT market participant that contributed data for this Working Paper.
This Working Paper is based on data submitted by ERCOT market participants as part of their Annual Load Data Request (ALDR) and their resource asset registration and on data in the EIA-411. As such, this data is updated on an ongoing basis, which means that this report can be rendered obsolete without notice.

## Definitions
Definitions
Available Mothballed Generation
The probability that a mothballed unit will return to service, as provided by its owner, multiplied by the capacity of the unit, and summed across all mothballed units. Return probabilities are considered protected information under the ERCOT Protocols and therefore are not included in this report.
Effective Load-Carrying Capability (ELCC) of Wind Generation
The percentage capacity of wind generation that the Generation Adequacy Task Force (GATF) has recommended to be included in the CDR. The value is 8.7% of the nameplate capacity listed in the Unit Capacities tables, both installed capacity and planned capacity.
Forecast Zone
Forecast Zones have the same boundaries as the 2003 ERCOT Congestion Management Zones. Each Resource will be mapped to a Forecast Zone during the registration process.
LRs (Load Resources)
Loads capable of reducing or increasing the need for electrical energy or providing Ancillary Services to the ERCOT System, as described in the ERCOT Protocols, Section 6, Ancillary Services. These Resources may provide the following Ancillary Services: Responsive Reserve Service, Non-Spinning Reserve Service, Replacement Reserve Service, and Regulation Service. The Resources must be registered and qualified by ERCOT and will be scheduled by a Qualified Scheduling Entity
Mothballed Capacity
The difference in the available mothballed generation (see definition above) and the total mothballed capacity.
Mothballed Unit
A generation resource for which a generation entity has submitted a Notification of Suspension of Operations, for which ERCOT has declined to execute an RMR agreement, and for which the generation entity has not announced retirement of the generation resource.
Net Dependable Capability
Maximum sustainable capability of a generation resource as demonstrated by performance testing.
Non-Synchronous Tie
Any non-synchronous transmission interconnection between ERCOT and non-ERCOT electric power systems
Other Potential Resources
Capacity resources that include one of the following:
• Remaining "mothballed" capacity not included as resources in the reserve margin calculation
• Remaining DC tie capacity not included as resources in the reserve margin calculation, and
• New generating units that have initiated full transmission interconnection studies through the ERCOT generation interconnection process (Note that new wind units would be included based on the appropriate discounted capacity value applied to existing wind generating units.)
Planned Units in Full Interconnection Study Phase
To connect new generation to the ERCOT grid, a generation developer must go through a set procedure. The first step is a high-level screening study to determine the effects of adding the new generation on the transmission system. The second step is the full interconnection study. These are detailed studies done by the transmission owners to determine the effects of the addition of new generation on the transmission system.
Private Networks
An electric network connected to the ERCOT transmission grid that contains load that is not directly metered by ERCOT (i.e., load that is typically netted with internal generation).
Reliability Must-Run (RMR) Unit
A generation resource unit operated under the terms of an agreement with ERCOT that would not otherwise be operated except that they are necessary to provide voltage support, stability or management of localized transmission constraints under first contingency criteria.
Signed IA (Interconnection Agreement)
An agreement that sets forth requirements for physical connection between an eligible transmission service customer and a transmission or distribution service provider
Switchable Unit
A generation resource that can be connected to either the ERCOT transmission grid or a grid outside the ERCOT Region.

## Changes
Changes from 2012 CDR (May Release)
1 | The following units entered into mothball status:
| Name | UnitCode | Fuel | Capacity
| Monticello 1 * | MNSES_UNIT1 | Coal | 565
| Monticello 2 * | MNSES_UNIT2 | Coal | 565
| Sam Bertron 1 | SRB_SRB_G1 | Gas | 118
| Sam Bertron 2 | SRB_SRB_G2 | Gas | 174
| Sam Bertron 3 | SRB_SRB_G3 | Gas | 230
| Sam Bertron 4 | SRB_SRB_G4 | Gas | 230
| Sam Bertron T2 | SRB_SRBGT_2 | Gas | 13
| AES Deepwater | APD_APD_G1 | Other | 138
|  | Total |  | 2033
* expected to return prior to Summer 2013
2 | Removed Projects:
| Name | Expected InService | Fuel | Capacity | Reason
| Coleto Creek 2 | 2016-12-01 | Coal | 660 | Cancelled
| Las Brisas | 2017-12-01 | Pet Coke | 1240 | Air Permit Revoked
| RRE Solar | 2013-10-01 | Solar | 60 | Suspended
| Baker Ranch | 2012-12-01 | Wind | 400 | Cancelled
|  | Total |  | 2360
3 | Added Projects
| Name | Expected InService | Fuel | Capacity
| NoTrees Battery | 2013-01-15 | Storage | 36
| Ferguson Replacement | 2014-07-31 | Gas | 570
| Texas Clean Energy | 2016-01-01 | Coal | 240
| Goldthwaite Wind Energy | 2013-12-31 | Wind | 150
| Midway Wind Farms | 2013-12-31 | Wind | 161
| Moore Wind 1 | 2014-08-08 | Wind | 149
| Conway Windfarm | 2014-12-15 | Wind | 600
| DC_R Tie | 2014-06-01 | Other | 150
| Mesquite Creek Wind | 2015-03-07 | Wind | 249
|  | Total |  | 2305
4 | Change in Registered Capacity
Reduction of 266 MW capacity over all units

## Executive_Summary
Executive Summary
1. http://interchange.puc.texas.gov/WebApp/Interchange/application/dbapps/filings/pgSearch_Results.asp?TXT_CNTR_NO=40000&TXT_ITEM_NO=308
2. http://interchange.puc.texas.gov/WebApp/Interchange/application/dbapps/filings/pgSearch_Results.asp?TXT_CNTR_NO=40000&TXT_ITEM_NO=319
ERCOT has developed this report using data provided by resource owners and by transmission service providers. Although ERCOT works to ensure that the data provided are as accurate and current as possible, we cannot independently verify all of the information provided to us. The methodology for developing this report is defined in Chapter 8 of the ERCOT Planning Guides (see: http://www.ercot.com/content/mktrules/guides/planning/ current/08-060112.doc). Information available to ERCOT as of December 7, 2012, is included in this report.
Current information indicates that reserve margins in the ERCOT region are expected to be below the target reserve margin of 13.75% for the 2013 peak season and to remain below that target level for the duration of the reporting period. The planning reserve margin for the peak season of 2014 is forecasted to be 10.9%. However, there are three combined-cycle projects that are currently under construction and are scheduled to enter commercial operation in the third quarter of 2014. Given their current schedule, these units may be available to provide energy in test mode, or may be commercially available by the time of system peak in 2014 (typically in August). As they will not be available by June 2014, they are not included in the Planned Units (Not Wind) category for 2014, but if all of these units are available at the time of system peak, the effective planning reserve margin will be 13.6%.
The load forecast included in this assessment is based on economic data contained in Moody's latest "Low Economic Growth" forecast for the ERCOT region. For more information regarding this forecast, please see: http://www.ercot.com/content /meetings /gatf/keydocs/2012/1203/2012_Long-Term_Load_Forecast_ Update_GATF_-_December_2012.ppt.
The expected amount of participation in the Emergency Response Service noted in the Summer Summary table does not include the resources participating in the 30-Minute Emergency Response Service Pilot Project (approximately 80 MW) as this service has not been codified in market protocols at this time.
The Lower Colorado River Authority (LCRA) has publicly announced that its Ferguson gas plant (354 MW) will be deactivated when the new Ferguson combined-cycle unit becomes operational in 2014. In addition, CPS Energy has publicly announced its plans to deactivate the two coal-fired J. T. Deely units (845 MW) by the end of 2018. Although ERCOT has not been formally notified of these changes in unit status (as required by market protocols at least 90 days prior to the proposed idling of a registered resource), based on the information made available by LCRA and by CPS Energy, these units are assumed to be taken off-line in this assessment in the years noted above.
Since the previous CDR, which was published in May 2012, at the request of the Public Utility Commission of Texas, ERCOT produced several analyses of potential changes to the Capacity, Demand and Reserves report given potential load forecast changes and the addition of publicly announced generation projects1, 2. This CDR incorporates a new load forecast, based on the latest economic data provided Moody's, and, as of the publication of this report, none of the announced generation projects included in the ad hoc reports have progressed to the point that they meet the criteria for inclusion in this report (as defined in Chapter 8 of the ERCOT Planning Guides). As a result, the reserve margins calculated for future years in this CDR report diverge from those provided in the interim updates.

## SummerSummary
2012 Report on the Capacity, Demand, and Reserves in the ERCOT Region (December Update)
Summer Summary
Load Forecast: |  | 2013 | 2014 | 2015 | 2016 | 2017 | 2018 | 2019 | 2020 | 2021 | 2022
| Total Summer Peak Demand, MW | 67998 | 69807 | 72071 | 74191 | 75409 | 76186 | 76882 | 77608 | 78380 | 79055
| less LRS Serving as Responsive Reserve, MW | 1222 | 1222 | 1222 | 1222 | 1222 | 1222 | 1222 | 1222 | 1222 | 1222
| less LRS Serving as Non-Spinning Reserve, MW | 0 | 0 | 0 | 0 | 0 | 0 | 0 | 0 | 0 | 0
| less Emergency Response Service | 432 | 475.2 | 522.72 | 574.992 | 632.4912 | 695.7403 | 765.3144 | 841.8458 | 926.0304 | 1018.6334
| less Energy Efficiency Programs (per SB1125) | 392.3964 | 518.049 | 647.7768 | 781.3206 | 917.0568 | 1054.1916 | 1192.5792 | 1209.8772 | 1225.3086 | 1237.8798
| Firm Load Forecast, MW | 65951.6036 | 67591.751 | 69678.5032 | 71612.6874 | 72637.452 | 73214.0681 | 73702.1064 | 74334.277 | 75006.661 | 75576.4868
Resources: |  | 2013 | 2014 | 2015 | 2016 | 2017 | 2018 | 2019 | 2020 | 2021 | 2022
| Installed Capacity, MW | 64216.886 | 64216.886 | 63862.886 | 63862.886 | 63862.886 | 63862.886 | 63017.886 | 63017.886 | 63017.886 | 63017.886
| Capacity from Private Networks, MW | 4390 | 4390 | 4390 | 4390 | 4390 | 4390 | 4390 | 4390 | 4390 | 4390
| Effective Load-Carrying Capability (ELCC) of Wind Generation, MW | 872.9145 | 872.9145 | 872.9145 | 872.9145 | 872.9145 | 872.9145 | 872.9145 | 872.9145 | 872.9145 | 872.9145
| RMR Units to be under Contract, MW | 0 | 0 | 0 | 0 | 0 | 0 | 0 | 0 | 0 | 0
| Operational Generation, MW | 69479.8005 | 69479.8005 | 69125.8005 | 69125.8005 | 69125.8005 | 69125.8005 | 68280.8005 | 68280.8005 | 68280.8005 | 68280.8005
| 50% of Non-Synchronous Ties, MW | 553 | 628 | 628 | 628 | 628 | 628 | 628 | 628 | 628 | 628
| Switchable Units, MW | 2962 | 2962 | 2962 | 2962 | 2962 | 2962 | 2962 | 2962 | 2962 | 2962
| Available Mothballed Generation, MW | 911 | 1068 | 1200 | 877 | 536 | 229 | 0 | 0 | 0 | 0
| Planned Units (not wind) with Signed IA and Air Permit, MW | 961 | 961 | 3149 | 4169 | 5549 | 5549 | 5549 | 5549 | 5549 | 5549
| ELCC of Planned Wind Units with Signed IA, MW | 83.4417 | 160.9587 | 226.1217 | 258.2247 | 258.2247 | 258.2247 | 258.2247 | 258.2247 | 258.2247 | 258.2247
| Total Resources, MW | 74950.2422 | 75259.7592 | 77290.9222 | 78020.0252 | 79059.0252 | 78752.0252 | 77678.0252 | 77678.0252 | 77678.0252 | 77678.0252
| less Switchable Units Unavailable to ERCOT, MW | 317 | 317 | 317 | 317 | 317 | 317 | 317 | 317 | 0 | 0
| less Retiring Units, MW | 0 | 0 | 0 | 0 | 0 | 0 | 0 | 0 | 0 | 0
| Resources, MW | 74633.2422 | 74942.7592 | 76973.9222 | 77703.0252 | 78742.0252 | 78435.0252 | 77361.0252 | 77361.0252 | 77678.0252 | 77678.0252
| Reserve Margin | 13.16% | 10.88% | 10.47% | 8.505% | 8.404% | 7.131% | 4.964% | 4.072% | 3.562% | 2.781%
(Resources - Firm Load Forecast)/Firm Load Forecast
2012 Report on the Capacity, Demand, and Reserves in the ERCOT Region (December Update)
Summer Summary
Data for Chart
|  | Year | 2013 | 2014 | 2015 | 2016 | 2017 | 2018 | 2019 | 2020 | 2021 | 2022
|  | Firm Load | 65951.6036 | 67591.751 | 69678.5032 | 71612.6874 | 72637.452 | 73214.0681 | 73702.1064 | 74334.277 | 75006.661 | 75576.4868
|  | Firm Load Plus | 75019.9491 | 76885.6168 | 79259.2974 | 81459.4319 | 82625.1016 | 83281.0024 | 83836.1461 | 84555.2401 | 85320.0769 | 85968.2537
TRM
|  | Resources | 74633.2422 | 74942.7592 | 76973.9222 | 77703.0252 | 78742.0252 | 78435.0252 | 77361.0252 | 77361.0252 | 77678.0252 | 77678.0252

## SummerCapacities
Individual Unit Capacities and Characteristics
Units used in determining the total generation resources in the Summer Summary
Operational capacities are based on unit testing as provided by the plant owners. This list includes MW available to the grid from private network (self-serve) units. It also includes distributed generation units that have registered with ERCOT.
Unit Name | Unit Code | County | Fuel | Forecast Zone | Year In Service | 2013 | 2014 | 2015 | 2016 | 2017 | 2018 | 2019 | 2020 | 2021 | 2022
Operational Units
Alvin | AV_DG1 | Galveston | Biomass | Houston | 2002 | 6.7 | 6.7 | 6.7 | 6.7 | 6.7 | 6.7 | 6.7 | 6.7 | 6.7 | 6.7
Austin Landfill Gas | DG_SPRIN_4UNITS | Travis | Biomass | South | 2007 | 6.4 | 6.4 | 6.4 | 6.4 | 6.4 | 6.4 | 6.4 | 6.4 | 6.4 | 6.4
Covel Gardens Power Station | DG_MEDIN_1UNIT | Bexar | Biomass | South | 2005 | 9.6 | 9.6 | 9.6 | 9.6 | 9.6 | 9.6 | 9.6 | 9.6 | 9.6 | 9.6
DFW Gas Recovery | DG_BIO2_4UNITS | Denton | Biomass | North | 2009 | 6.4 | 6.4 | 6.4 | 6.4 | 6.4 | 6.4 | 6.4 | 6.4 | 6.4 | 6.4
DG_Bioenergy Partners | DG_BIOE_2UNITS | Denton | Biomass | North | 1988 | 6.2 | 6.2 | 6.2 | 6.2 | 6.2 | 6.2 | 6.2 | 6.2 | 6.2 | 6.2
Farmer's Branch Landfill | DG_HBR | Denton | Biomass | North | 2011 | 3.2 | 3.2 | 3.2 | 3.2 | 3.2 | 3.2 | 3.2 | 3.2 | 3.2 | 3.2
FW Region Gen Facility | DG_RDLML_1UNIT | Tarrant | Biomass | North | 2006 | 1.6 | 1.6 | 1.6 | 1.6 | 1.6 | 1.6 | 1.6 | 1.6 | 1.6 | 1.6
Humble | HB_DG1 | Harris | Biomass | Houston | 2002 | 10 | 10 | 10 | 10 | 10 | 10 | 10 | 10 | 10 | 10
Liberty | LB_DG1 | Harris | Biomass | Houston | 2002 | 3.872 | 3.872 | 3.872 | 3.872 | 3.872 | 3.872 | 3.872 | 3.872 | 3.872 | 3.872
Lufkin Biomass | LFBIO_UNIT1 | Angelina | Biomass | North | 2011 | 53 | 53 | 53 | 53 | 53 | 53 | 53 | 53 | 53 | 53
McKinney Landfill | DG_MKNSW_2UNITS | Collin | Biomass | North | 2011 | 3.2 | 3.2 | 3.2 | 3.2 | 3.2 | 3.2 | 3.2 | 3.2 | 3.2 | 3.2
Mesquite Creek Energy | DG_FREIH_2UNITS | Comal | Biomass | South | 2010 | 3.2 | 3.2 | 3.2 | 3.2 | 3.2 | 3.2 | 3.2 | 3.2 | 3.2 | 3.2
Nacogdoches Power | NACPW_UNIT1 | Nacogdoches | Biomass | North | 2012 | 105 | 105 | 105 | 105 | 105 | 105 | 105 | 105 | 105 | 105
Skyline Landfill Energy | DG_FERIS_4UNITS | Dallas | Biomass | North | 2007 | 6.4 | 6.4 | 6.4 | 6.4 | 6.4 | 6.4 | 6.4 | 6.4 | 6.4 | 6.4
Trinity Bay | TRN_DG1 | Chambers | Biomass | Houston | 2002 | 3.872 | 3.872 | 3.872 | 3.872 | 3.872 | 3.872 | 3.872 | 3.872 | 3.872 | 3.872
Trinity Oaks LFG | DG_KLBRG_1UNIT | Dallas | Biomass | North | 2009 | 3.2 | 3.2 | 3.2 | 3.2 | 3.2 | 3.2 | 3.2 | 3.2 | 3.2 | 3.2
Walzem Road | DG_WALZE_4UNITS | Bexar | Biomass | South | 2002 | 9.78 | 9.78 | 9.78 | 9.78 | 9.78 | 9.78 | 9.78 | 9.78 | 9.78 | 9.78
Westside | DG_WSTHL_3UNITS | Parker | Biomass | North | 2010 | 4.8 | 4.8 | 4.8 | 4.8 | 4.8 | 4.8 | 4.8 | 4.8 | 4.8 | 4.8
Big Brown 1 | BBSES_UNIT1 | Freestone | Coal | North | 1971 | 600 | 600 | 600 | 600 | 600 | 600 | 600 | 600 | 600 | 600
Big Brown 2 | BBSES_UNIT2 | Freestone | Coal | North | 1972 | 595 | 595 | 595 | 595 | 595 | 595 | 595 | 595 | 595 | 595
Coleto Creek | COLETO_COLETOG1 | Goliad | Coal | South | 1980 | 650 | 650 | 650 | 650 | 650 | 650 | 650 | 650 | 650 | 650
Fayette Power Project 1 | FPPYD1_FPP_G1 | Fayette | Coal | South | 1979 | 604 | 604 | 604 | 604 | 604 | 604 | 604 | 604 | 604 | 604
Fayette Power Project 2 | FPPYD1_FPP_G2 | Fayette | Coal | South | 1980 | 599 | 599 | 599 | 599 | 599 | 599 | 599 | 599 | 599 | 599
Fayette Power Project 3 | FPPYD2_FPP_G3 | Fayette | Coal | South | 1988 | 441 | 441 | 441 | 441 | 441 | 441 | 441 | 441 | 441 | 441
Gibbons Creek 1 | GIBCRK_GIB_CRG1 | Grimes | Coal | North | 1982 | 470 | 470 | 470 | 470 | 470 | 470 | 470 | 470 | 470 | 470
J K Spruce 1 | CALAVERS_JKS1 | Bexar | Coal | South | 1992 | 555 | 555 | 555 | 555 | 555 | 555 | 555 | 555 | 555 | 555
J K Spruce 2 | CALAVERS_JKS2 | Bexar | Coal | South | 2010 | 775 | 775 | 775 | 775 | 775 | 775 | 775 | 775 | 775 | 775
J T Deely 1 | CALAVERS_JTD1 | Bexar | Coal | South | 1977 | 425 | 425 | 425 | 425 | 425 | 425 | 0 | 0 | 0 | 0
J T Deely 2 | CALAVERS_JTD2 | Bexar | Coal | South | 1978 | 420 | 420 | 420 | 420 | 420 | 420 | 0 | 0 | 0 | 0
Limestone 1 | LEG_LEG_G1 | Limestone | Coal | North | 1985 | 831 | 831 | 831 | 831 | 831 | 831 | 831 | 831 | 831 | 831
Limestone 2 | LEG_LEG_G2 | Limestone | Coal | North | 1986 | 858 | 858 | 858 | 858 | 858 | 858 | 858 | 858 | 858 | 858
Martin Lake 1 | MLSES_UNIT1 | Rusk | Coal | North | 1977 | 800 | 800 | 800 | 800 | 800 | 800 | 800 | 800 | 800 | 800
Martin Lake 2 | MLSES_UNIT2 | Rusk | Coal | North | 1978 | 805 | 805 | 805 | 805 | 805 | 805 | 805 | 805 | 805 | 805
Martin Lake 3 | MLSES_UNIT3 | Rusk | Coal | North | 1979 | 805 | 805 | 805 | 805 | 805 | 805 | 805 | 805 | 805 | 805
Monticello 1 | MNSES_UNIT1 | Titus | Coal | North | 1974 | 565 | 565 | 565 | 565 | 565 | 565 | 565 | 565 | 565 | 565
Monticello 2 | MNSES_UNIT2 | Titus | Coal | North | 1975 | 565 | 565 | 565 | 565 | 565 | 565 | 565 | 565 | 565 | 565
Monticello 3 | MNSES_UNIT3 | Titus | Coal | North | 1978 | 760 | 760 | 760 | 760 | 760 | 760 | 760 | 760 | 760 | 760
Oak Grove SES Unit 1 | OGSES_UNIT1A | Robertson | Coal | North | 2011 | 840 | 840 | 840 | 840 | 840 | 840 | 840 | 840 | 840 | 840
Oak Grove SES Unit 2 | OGSES_UNIT2 | Robertson | Coal | North | 2011 | 825 | 825 | 825 | 825 | 825 | 825 | 825 | 825 | 825 | 825
Oklaunion 1 | OKLA_OKLA_G1 | Wilbarger | Coal | West | 1986 | 650 | 650 | 650 | 650 | 650 | 650 | 650 | 650 | 650 | 650
San Miguel 1 | SANMIGL_SANMIGG1 | Atascosa | Coal | South | 1982 | 391 | 391 | 391 | 391 | 391 | 391 | 391 | 391 | 391 | 391
Sandow 5 | SD5SES_UNIT5 | Milam | Coal | South | 2010 | 570 | 570 | 570 | 570 | 570 | 570 | 570 | 570 | 570 | 570
Twin Oaks 1 | TNP_ONE_TNP_O_1 | Robertson | Coal | North | 1990 | 156 | 156 | 156 | 156 | 156 | 156 | 156 | 156 | 156 | 156
Twin Oaks 2 | TNP_ONE_TNP_O_2 | Robertson | Coal | North | 1991 | 156 | 156 | 156 | 156 | 156 | 156 | 156 | 156 | 156 | 156
W A Parish 5 | WAP_WAP_G5 | Ft. Bend | Coal | Houston | 1977 | 659 | 659 | 659 | 659 | 659 | 659 | 659 | 659 | 659 | 659
W A Parish 6 | WAP_WAP_G6 | Ft. Bend | Coal | Houston | 1978 | 658 | 658 | 658 | 658 | 658 | 658 | 658 | 658 | 658 | 658
W A Parish 7 | WAP_WAP_G7 | Ft. Bend | Coal | Houston | 1980 | 577 | 577 | 577 | 577 | 577 | 577 | 577 | 577 | 577 | 577
W A Parish 8 | WAP_WAP_G8 | Ft. Bend | Coal | Houston | 1982 | 610 | 610 | 610 | 610 | 610 | 610 | 610 | 610 | 610 | 610
A von Rosenberg 1-CT1 | BRAUNIG_AVR1_CT1 | Bexar | Gas | South | 2000 | 155 | 155 | 155 | 155 | 155 | 155 | 155 | 155 | 155 | 155
A von Rosenberg 1-CT2 | BRAUNIG_AVR1_CT2 | Bexar | Gas | South | 2000 | 155 | 155 | 155 | 155 | 155 | 155 | 155 | 155 | 155 | 155
A von Rosenberg 1-ST1 | BRAUNIG_AVR1_ST | Bexar | Gas | South | 2000 | 180 | 180 | 180 | 180 | 180 | 180 | 180 | 180 | 180 | 180
Atkins 7 | ATKINS_ATKINSG7 | Brazos | Gas | North | 1973 | 20 | 20 | 20 | 20 | 20 | 20 | 20 | 20 | 20 | 20
B M Davis 1 | B_DAVIS_B_DAVIG1 | Nueces | Gas | South | 1974 | 335 | 335 | 335 | 335 | 335 | 335 | 335 | 335 | 335 | 335
B M Davis 2 | B_DAVIS_B_DAVIG2 | Nueces | Gas | South | 1976 | 319 | 319 | 319 | 319 | 319 | 319 | 319 | 319 | 319 | 319
B M Davis 3 | B_DAVIS_B_DAVIG3 | Nueces | Gas | South | 2009 | 157 | 157 | 157 | 157 | 157 | 157 | 157 | 157 | 157 | 157
B M Davis 4 | B_DAVIS_B_DAVIG4 | Nueces | Gas | South | 2009 | 157 | 157 | 157 | 157 | 157 | 157 | 157 | 157 | 157 | 157
Bastrop Energy Center 1 | BASTEN_GTG1100 | Bastrop | Gas | South | 2002 | 150 | 150 | 150 | 150 | 150 | 150 | 150 | 150 | 150 | 150
Bastrop Energy Center 2 | BASTEN_GTG2100 | Bastrop | Gas | South | 2002 | 150 | 150 | 150 | 150 | 150 | 150 | 150 | 150 | 150 | 150
Bastrop Energy Center 3 | BASTEN_ST0100 | Bastrop | Gas | South | 2002 | 233 | 233 | 233 | 233 | 233 | 233 | 233 | 233 | 233 | 233
Big Spring | CARBN_BSP_1 | Howard | Gas | West | 2006 | 17.5 | 17.5 | 17.5 | 17.5 | 17.5 | 17.5 | 17.5 | 17.5 | 17.5 | 17.5
Bosque County Peaking 1 | BOSQUESW_BSQSU_1 | Bosque | Gas | North | 2000 | 149 | 149 | 149 | 149 | 149 | 149 | 149 | 149 | 149 | 149
Bosque County Peaking 2 | BOSQUESW_BSQSU_2 | Bosque | Gas | North | 2000 | 149 | 149 | 149 | 149 | 149 | 149 | 149 | 149 | 149 | 149
Bosque County Peaking 3 | BOSQUESW_BSQSU_3 | Bosque | Gas | North | 2001 | 145 | 145 | 145 | 145 | 145 | 145 | 145 | 145 | 145 | 145
Bosque County Peaking 4 | BOSQUESW_BSQSU_4 | Bosque | Gas | North | 2001 | 78 | 78 | 78 | 78 | 78 | 78 | 78 | 78 | 78 | 78
Bosque County Unit 5 | BOSQUESW_BSQSU_5 | Bosque | Gas | North | 2009 | 205 | 205 | 205 | 205 | 205 | 205 | 205 | 205 | 205 | 205
Brazos Valley 1 | BVE_UNIT1 | Ft Bend | Gas | Houston | 2003 | 166 | 166 | 166 | 166 | 166 | 166 | 166 | 166 | 166 | 166
Brazos Valley 2 | BVE_UNIT2 | Ft Bend | Gas | Houston | 2003 | 166 | 166 | 166 | 166 | 166 | 166 | 166 | 166 | 166 | 166
Brazos Valley 3 | BVE_UNIT3 | Ft Bend | Gas | Houston | 2003 | 270 | 270 | 270 | 270 | 270 | 270 | 270 | 270 | 270 | 270
Calenergy (Falcon Seaboard) 1 | FLCNS_UNIT1 | Howard | Gas | West | 1987 | 75 | 75 | 75 | 75 | 75 | 75 | 75 | 75 | 75 | 75
Calenergy (Falcon Seaboard) 2 | FLCNS_UNIT2 | Howard | Gas | West | 1987 | 75 | 75 | 75 | 75 | 75 | 75 | 75 | 75 | 75 | 75
Calenergy (Falcon Seaboard) 3 | FLCNS_UNIT3 | Howard | Gas | West | 1988 | 70 | 70 | 70 | 70 | 70 | 70 | 70 | 70 | 70 | 70
Cedar Bayou 1 | CBY_CBY_G1 | Chambers | Gas | Houston | 1970 | 745 | 745 | 745 | 745 | 745 | 745 | 745 | 745 | 745 | 745
Cedar Bayou 2 | CBY_CBY_G2 | Chambers | Gas | Houston | 1972 | 749 | 749 | 749 | 749 | 749 | 749 | 749 | 749 | 749 | 749
Cedar Bayou 4 | CBY4_CT41 | Chambers | Gas | Houston | 2009 | 163 | 163 | 163 | 163 | 163 | 163 | 163 | 163 | 163 | 163
Cedar Bayou 5 | CBY4_CT42 | Chambers | Gas | Houston | 2009 | 163 | 163 | 163 | 163 | 163 | 163 | 163 | 163 | 163 | 163
Cedar Bayou 6 | CBY4_ST04 | Chambers | Gas | Houston | 2009 | 178 | 178 | 178 | 178 | 178 | 178 | 178 | 178 | 178 | 178
Colorado Bend Energy Center | CBEC_GT1 | Wharton | Gas | Houston | 2007 | 76 | 76 | 76 | 76 | 76 | 76 | 76 | 76 | 76 | 76
Colorado Bend Energy Center | CBEC_GT2 | Wharton | Gas | Houston | 2007 | 69 | 69 | 69 | 69 | 69 | 69 | 69 | 69 | 69 | 69
Colorado Bend Energy Center | CBEC_GT3 | Wharton | Gas | Houston | 2008 | 72 | 72 | 72 | 72 | 72 | 72 | 72 | 72 | 72 | 72
Colorado Bend Energy Center | CBEC_GT4 | Wharton | Gas | Houston | 2008 | 72 | 72 | 72 | 72 | 72 | 72 | 72 | 72 | 72 | 72
Colorado Bend Energy Center | CBEC_STG1 | Wharton | Gas | Houston | 2007 | 103 | 103 | 103 | 103 | 103 | 103 | 103 | 103 | 103 | 103
Colorado Bend Energy Center | CBEC_STG2 | Wharton | Gas | Houston | 2008 | 106 | 106 | 106 | 106 | 106 | 106 | 106 | 106 | 106 | 106
CVC Channelview 1 | CVC_CVC_G1 | Harris | Gas | Houston | 2008 | 156 | 156 | 156 | 156 | 156 | 156 | 156 | 156 | 156 | 156
CVC Channelview 2 | CVC_CVC_G2 | Harris | Gas | Houston | 2008 | 158 | 158 | 158 | 158 | 158 | 158 | 158 | 158 | 158 | 158
CVC Channelview 3 | CVC_CVC_G3 | Harris | Gas | Houston | 2008 | 160 | 160 | 160 | 160 | 160 | 160 | 160 | 160 | 160 | 160
CVC Channelview 5 | CVC_CVC_G5 | Harris | Gas | Houston | 2008 | 122 | 122 | 122 | 122 | 122 | 122 | 122 | 122 | 122 | 122
Dansby 1 | DANSBY_DANSBYG1 | Brazos | Gas | North | 1978 | 110 | 110 | 110 | 110 | 110 | 110 | 110 | 110 | 110 | 110
Dansby 2 | DANSBY_DANSBYG2 | Brazos | Gas | North | 2004 | 48 | 48 | 48 | 48 | 48 | 48 | 48 | 48 | 48 | 48
Dansby 3 | DANSBY_DANSBYG3 | Brazos | Gas | North | 2010 | 48 | 48 | 48 | 48 | 48 | 48 | 48 | 48 | 48 | 48
Decker Creek 1 | DECKER_DPG1 | Travis | Gas | South | 2000 | 315 | 315 | 315 | 315 | 315 | 315 | 315 | 315 | 315 | 315
Decker Creek 2 | DECKER_DPG2 | Travis | Gas | South | 2000 | 420 | 420 | 420 | 420 | 420 | 420 | 420 | 420 | 420 | 420
Decker Creek G1 | DECKER_DPGT_1 | Travis | Gas | South | 2000 | 48 | 48 | 48 | 48 | 48 | 48 | 48 | 48 | 48 | 48
Decker Creek G2 | DECKER_DPGT_2 | Travis | Gas | South | 2000 | 48 | 48 | 48 | 48 | 48 | 48 | 48 | 48 | 48 | 48
Decker Creek G3 | DECKER_DPGT_3 | Travis | Gas | South | 2000 | 48 | 48 | 48 | 48 | 48 | 48 | 48 | 48 | 48 | 48
Decker Creek G4 | DECKER_DPGT_4 | Travis | Gas | South | 2000 | 48 | 48 | 48 | 48 | 48 | 48 | 48 | 48 | 48 | 48
DeCordova A | DCSES_CT10 | Hood | Gas | North | 2010 | 71 | 71 | 71 | 71 | 71 | 71 | 71 | 71 | 71 | 71
DeCordova B | DCSES_CT20 | Hood | Gas | North | 2010 | 70 | 70 | 70 | 70 | 70 | 70 | 70 | 70 | 70 | 70
DeCordova C | DCSES_CT30 | Hood | Gas | North | 2010 | 69 | 69 | 69 | 69 | 69 | 69 | 69 | 69 | 69 | 69
DeCordova D | DCSES_CT40 | Hood | Gas | North | 2010 | 68 | 68 | 68 | 68 | 68 | 68 | 68 | 68 | 68 | 68
Deer Park Energy Center 1 | DDPEC_GT1 | Harris | Gas | Houston | 2002 | 183 | 183 | 183 | 183 | 183 | 183 | 183 | 183 | 183 | 183
Deer Park Energy Center 2 | DDPEC_GT2 | Harris | Gas | Houston | 2002 | 199 | 199 | 199 | 199 | 199 | 199 | 199 | 199 | 199 | 199
Deer Park Energy Center 3 | DDPEC_GT3 | Harris | Gas | Houston | 2002 | 183 | 183 | 183 | 183 | 183 | 183 | 183 | 183 | 183 | 183
Deer Park Energy Center 4 | DDPEC_GT4 | Harris | Gas | Houston | 2002 | 199 | 199 | 199 | 199 | 199 | 199 | 199 | 199 | 199 | 199
Deer Park Energy Center S | DDPEC_ST1 | Harris | Gas | Houston | 2002 | 290 | 290 | 290 | 290 | 290 | 290 | 290 | 290 | 290 | 290
Ennis Power Station 1 | ETCCS_UNIT1 | Ellis | Gas | North | 2002 | 116 | 116 | 116 | 116 | 116 | 116 | 116 | 116 | 116 | 116
Ennis Power Station 2 | ETCCS_CT1 | Ellis | Gas | North | 2002 | 196 | 196 | 196 | 196 | 196 | 196 | 196 | 196 | 196 | 196
ExTex La Porte Pwr Stn (AirPro) 1 | AZ_AZ_G1 | Harris | Gas | Houston | 2009 | 38 | 38 | 38 | 38 | 38 | 38 | 38 | 38 | 38 | 38
ExTex La Porte Pwr Stn (AirPro) 2 | AZ_AZ_G2 | Harris | Gas | Houston | 2009 | 38 | 38 | 38 | 38 | 38 | 38 | 38 | 38 | 38 | 38
ExTex La Porte Pwr Stn (AirPro) 3 | AZ_AZ_G3 | Harris | Gas | Houston | 2009 | 38 | 38 | 38 | 38 | 38 | 38 | 38 | 38 | 38 | 38
ExTex La Porte Pwr Stn (AirPro) 4 | AZ_AZ_G4 | Harris | Gas | Houston | 2009 | 38 | 38 | 38 | 38 | 38 | 38 | 38 | 38 | 38 | 38
Forney Energy Center GT11 | FRNYPP_GT11 | Kaufman | Gas | North | 2003 | 159.7 | 159.7 | 159.7 | 159.7 | 159.7 | 159.7 | 159.7 | 159.7 | 159.7 | 159.7
Forney Energy Center GT12 | FRNYPP_GT12 | Kaufman | Gas | North | 2003 | 159.7 | 159.7 | 159.7 | 159.7 | 159.7 | 159.7 | 159.7 | 159.7 | 159.7 | 159.7
Forney Energy Center GT13 | FRNYPP_GT13 | Kaufman | Gas | North | 2003 | 159.7 | 159.7 | 159.7 | 159.7 | 159.7 | 159.7 | 159.7 | 159.7 | 159.7 | 159.7
Forney Energy Center GT21 | FRNYPP_GT21 | Kaufman | Gas | North | 2003 | 159.7 | 159.7 | 159.7 | 159.7 | 159.7 | 159.7 | 159.7 | 159.7 | 159.7 | 159.7
Forney Energy Center GT22 | FRNYPP_GT22 | Kaufman | Gas | North | 2003 | 159.7 | 159.7 | 159.7 | 159.7 | 159.7 | 159.7 | 159.7 | 159.7 | 159.7 | 159.7
Forney Energy Center GT23 | FRNYPP_GT23 | Kaufman | Gas | North | 2003 | 159.7 | 159.7 | 159.7 | 159.7 | 159.7 | 159.7 | 159.7 | 159.7 | 159.7 | 159.7
Forney Energy Center STG10 | FRNYPP_ST10 | Kaufman | Gas | North | 2003 | 400.9 | 400.9 | 400.9 | 400.9 | 400.9 | 400.9 | 400.9 | 400.9 | 400.9 | 400.9
Forney Energy Center STG20 | FRNYPP_ST20 | Kaufman | Gas | North | 2003 | 400.9 | 400.9 | 400.9 | 400.9 | 400.9 | 400.9 | 400.9 | 400.9 | 400.9 | 400.9
Freestone Energy Center 1 | FREC_GT1 | Freestone | Gas | North | 2002 | 151.56 | 151.56 | 151.56 | 151.56 | 151.56 | 151.56 | 151.56 | 151.56 | 151.56 | 151.56
Freestone Energy Center 2 | FREC_GT2 | Freestone | Gas | North | 2002 | 151.56 | 151.56 | 151.56 | 151.56 | 151.56 | 151.56 | 151.56 | 151.56 | 151.56 | 151.56
Freestone Energy Center 3 | FREC_ST3 | Freestone | Gas | North | 2002 | 176.23 | 176.23 | 176.23 | 176.23 | 176.23 | 176.23 | 176.23 | 176.23 | 176.23 | 176.23
Freestone Energy Center 4 | FREC_GT4 | Freestone | Gas | North | 2002 | 151.69 | 151.69 | 151.69 | 151.69 | 151.69 | 151.69 | 151.69 | 151.69 | 151.69 | 151.69
Freestone Energy Center 5 | FREC_GT5 | Freestone | Gas | North | 2002 | 151.69 | 151.69 | 151.69 | 151.69 | 151.69 | 151.69 | 151.69 | 151.69 | 151.69 | 151.69
Freestone Energy Center 6 | FREC_ST6 | Freestone | Gas | North | 2002 | 174.47 | 174.47 | 174.47 | 174.47 | 174.47 | 174.47 | 174.47 | 174.47 | 174.47 | 174.47
Frontera 1 | FRONTERA_FRONTEG1 | Hidalgo | Gas | South | 1999 | 145 | 145 | 145 | 145 | 145 | 145 | 145 | 145 | 145 | 145
Frontera 2 | FRONTERA_FRONTEG2 | Hidalgo | Gas | South | 1999 | 145 | 145 | 145 | 145 | 145 | 145 | 145 | 145 | 145 | 145
Frontera 3 | FRONTERA_FRONTEG3 | Hidalgo | Gas | South | 2000 | 185 | 185 | 185 | 185 | 185 | 185 | 185 | 185 | 185 | 185
Graham 1 | GRSES_UNIT1 | Young | Gas | West | 1960 | 225 | 225 | 225 | 225 | 225 | 225 | 225 | 225 | 225 | 225
Graham 2 | GRSES_UNIT2 | Young | Gas | West | 1969 | 390 | 390 | 390 | 390 | 390 | 390 | 390 | 390 | 390 | 390
Greens Bayou 5 | GBY_GBY_5 | Harris | Gas | Houston | 1973 | 406 | 406 | 406 | 406 | 406 | 406 | 406 | 406 | 406 | 406
Greens Bayou 73 | GBY_GBYGT73 | Harris | Gas | Houston | 1976 | 46 | 46 | 46 | 46 | 46 | 46 | 46 | 46 | 46 | 46
Greens Bayou 74 | GBY_GBYGT74 | Harris | Gas | Houston | 1976 | 46 | 46 | 46 | 46 | 46 | 46 | 46 | 46 | 46 | 46
Greens Bayou 81 | GBY_GBYGT81 | Harris | Gas | Houston | 1976 | 46 | 46 | 46 | 46 | 46 | 46 | 46 | 46 | 46 | 46
Greens Bayou 83 | GBY_GBYGT83 | Harris | Gas | Houston | 1976 | 56 | 56 | 56 | 56 | 56 | 56 | 56 | 56 | 56 | 56
Greens Bayou 84 | GBY_GBYGT84 | Harris | Gas | Houston | 1976 | 58 | 58 | 58 | 58 | 58 | 58 | 58 | 58 | 58 | 58
Greenville Engine Plant | STEAM_ENGINE_1 | Hunt | Gas | North | 2010 | 8.439 | 8.439 | 8.439 | 8.439 | 8.439 | 8.439 | 8.439 | 8.439 | 8.439 | 8.439
Greenville Engine Plant | STEAM_ENGINE_2 | Hunt | Gas | North | 2010 | 8.439 | 8.439 | 8.439 | 8.439 | 8.439 | 8.439 | 8.439 | 8.439 | 8.439 | 8.439
Greenville Engine Plant | STEAM_ENGINE_3 | Hunt | Gas | North | 2010 | 8.439 | 8.439 | 8.439 | 8.439 | 8.439 | 8.439 | 8.439 | 8.439 | 8.439 | 8.439
Guadalupe Gen Stn 1 | GUADG_GAS1 | Guadalupe | Gas | South | 2000 | 151 | 151 | 151 | 151 | 151 | 151 | 151 | 151 | 151 | 151
Guadalupe Gen Stn 2 | GUADG_GAS2 | Guadalupe | Gas | South | 2000 | 151 | 151 | 151 | 151 | 151 | 151 | 151 | 151 | 151 | 151
Guadalupe Gen Stn 3 | GUADG_GAS3 | Guadalupe | Gas | South | 2000 | 149 | 149 | 149 | 149 | 149 | 149 | 149 | 149 | 149 | 149
Guadalupe Gen Stn 4 | GUADG_GAS4 | Guadalupe | Gas | South | 2000 | 152 | 152 | 152 | 152 | 152 | 152 | 152 | 152 | 152 | 152
Guadalupe Gen Stn 5 | GUADG_STM5 | Guadalupe | Gas | South | 2000 | 170 | 170 | 170 | 170 | 170 | 170 | 170 | 170 | 170 | 170
Guadalupe Gen Stn 6 | GUADG_STM6 | Guadalupe | Gas | South | 2000 | 169 | 169 | 169 | 169 | 169 | 169 | 169 | 169 | 169 | 169
Handley 3 | HLSES_UNIT3 | Tarrant | Gas | North | 1963 | 395 | 395 | 395 | 395 | 395 | 395 | 395 | 395 | 395 | 395
Handley 4 | HLSES_UNIT4 | Tarrant | Gas | North | 1976 | 435 | 435 | 435 | 435 | 435 | 435 | 435 | 435 | 435 | 435
Handley 5 | HLSES_UNIT5 | Tarrant | Gas | North | 1977 | 435 | 435 | 435 | 435 | 435 | 435 | 435 | 435 | 435 | 435
Hays Energy Facility 1 | HAYSEN_HAYSENG1 | Hays | Gas | South | 2002 | 216 | 216 | 216 | 216 | 216 | 216 | 216 | 216 | 216 | 216
Hays Energy Facility 2 | HAYSEN_HAYSENG2 | Hays | Gas | South | 2002 | 216 | 216 | 216 | 216 | 216 | 216 | 216 | 216 | 216 | 216
Hays Energy Facility 3 | HAYSEN_HAYSENG3 | Hays | Gas | South | 2002 | 225 | 225 | 225 | 225 | 225 | 225 | 225 | 225 | 225 | 225
Hays Energy Facility 4 | HAYSEN_HAYSENG4 | Hays | Gas | South | 2002 | 225 | 225 | 225 | 225 | 225 | 225 | 225 | 225 | 225 | 225
Hidalgo 1 | DUKE_DUKE_GT1 | Hidalgo | Gas | South | 2000 | 143 | 143 | 143 | 143 | 143 | 143 | 143 | 143 | 143 | 143
Hidalgo 2 | DUKE_DUKE_GT2 | Hidalgo | Gas | South | 2000 | 143 | 143 | 143 | 143 | 143 | 143 | 143 | 143 | 143 | 143
Hidalgo 3 | DUKE_DUKE_ST1 | Hidalgo | Gas | South | 2000 | 172 | 172 | 172 | 172 | 172 | 172 | 172 | 172 | 172 | 172
Jack County GenFacility 1 | JACKCNTY_CT1 | Jack | Gas | North | 2005 | 166 | 166 | 166 | 166 | 166 | 166 | 166 | 166 | 166 | 166
Jack County GenFacility 1 | JACKCNTY_CT2 | Jack | Gas | North | 2005 | 165 | 165 | 165 | 165 | 165 | 165 | 165 | 165 | 165 | 165
Jack County GenFacility 1 | JACKCNTY_STG | Jack | Gas | North | 2005 | 295 | 295 | 295 | 295 | 295 | 295 | 295 | 295 | 295 | 295
Jack County GenFacility 2 | JCKCNTY2_CT3 | Jack | Gas | North | 2011 | 166 | 166 | 166 | 166 | 166 | 166 | 166 | 166 | 166 | 166
Jack County GenFacility 2 | JCKCNTY2_CT4 | Jack | Gas | North | 2011 | 165 | 165 | 165 | 165 | 165 | 165 | 165 | 165 | 165 | 165
Jack County GenFacility 2 | JCKCNTY2_ST2 | Jack | Gas | North | 2011 | 295 | 295 | 295 | 295 | 295 | 295 | 295 | 295 | 295 | 295
Johnson County GenFacility 1 | TEN_CT1 | Johnson | Gas | North | 1997 | 163 | 163 | 163 | 163 | 163 | 163 | 163 | 163 | 163 | 163
Johnson County GenFacility 2 | TEN_STG | Johnson | Gas | North | 1997 | 106 | 106 | 106 | 106 | 106 | 106 | 106 | 106 | 106 | 106
Lake Hubbard 1 | LHSES_UNIT1 | Dallas | Gas | North | 1970 | 392 | 392 | 392 | 392 | 392 | 392 | 392 | 392 | 392 | 392
Lake Hubbard 2 | LH2SES_UNIT2 | Dallas | Gas | North | 2010 | 515 | 515 | 515 | 515 | 515 | 515 | 515 | 515 | 515 | 515
Lamar Power Project CT11 | LPCCS_CT11 | Lamar | Gas | North | 2000 | 153.8 | 153.8 | 153.8 | 153.8 | 153.8 | 153.8 | 153.8 | 153.8 | 153.8 | 153.8
Lamar Power Project CT12 | LPCCS_CT12 | Lamar | Gas | North | 2000 | 153.8 | 153.8 | 153.8 | 153.8 | 153.8 | 153.8 | 153.8 | 153.8 | 153.8 | 153.8
Lamar Power Project CT21 | LPCCS_CT21 | Lamar | Gas | North | 2000 | 153.8 | 153.8 | 153.8 | 153.8 | 153.8 | 153.8 | 153.8 | 153.8 | 153.8 | 153.8
Lamar Power Project CT22 | LPCCS_CT22 | Lamar | Gas | North | 2000 | 153.8 | 153.8 | 153.8 | 153.8 | 153.8 | 153.8 | 153.8 | 153.8 | 153.8 | 153.8
Lamar Power Project STG1 | LPCCS_UNIT1 | Lamar | Gas | North | 2000 | 193.4 | 193.4 | 193.4 | 193.4 | 193.4 | 193.4 | 193.4 | 193.4 | 193.4 | 193.4
Lamar Power Project STG2 | LPCCS_UNIT2 | Lamar | Gas | North | 2000 | 193.4 | 193.4 | 193.4 | 193.4 | 193.4 | 193.4 | 193.4 | 193.4 | 193.4 | 193.4
Laredo Peaking 4 | LARDVFTN_G4 | Webb | Gas | South | 2008 | 94.2 | 94.2 | 94.2 | 94.2 | 94.2 | 94.2 | 94.2 | 94.2 | 94.2 | 94.2
Laredo Peaking 5 | LARDVFTN_G5 | Webb | Gas | South | 2008 | 94.2 | 94.2 | 94.2 | 94.2 | 94.2 | 94.2 | 94.2 | 94.2 | 94.2 | 94.2
Leon Creek Peaking 1 | LEON_CRK_LCPCT1 | Bexar | Gas | South | 2004 | 46 | 46 | 46 | 46 | 46 | 46 | 46 | 46 | 46 | 46
Leon Creek Peaking 2 | LEON_CRK_LCPCT2 | Bexar | Gas | South | 2004 | 46 | 46 | 46 | 46 | 46 | 46 | 46 | 46 | 46 | 46
Leon Creek Peaking 3 | LEON_CRK_LCPCT3 | Bexar | Gas | South | 2004 | 46 | 46 | 46 | 46 | 46 | 46 | 46 | 46 | 46 | 46
Leon Creek Peaking 4 | LEON_CRK_LCPCT4 | Bexar | Gas | South | 2004 | 46 | 46 | 46 | 46 | 46 | 46 | 46 | 46 | 46 | 46
Lost Pines 1 | LOSTPI_LOSTPGT1 | Bastrop | Gas | South | 2001 | 168 | 168 | 168 | 168 | 168 | 168 | 168 | 168 | 168 | 168
Lost Pines 2 | LOSTPI_LOSTPGT2 | Bastrop | Gas | South | 2001 | 156 | 156 | 156 | 156 | 156 | 156 | 156 | 156 | 156 | 156
Lost Pines 3 | LOSTPI_LOSTPST1 | Bastrop | Gas | South | 2001 | 178 | 178 | 178 | 178 | 178 | 178 | 178 | 178 | 178 | 178
Magic Valley 1 | NEDIN_NEDIN_G1 | Hidalgo | Gas | South | 2001 | 208.58 | 208.58 | 208.58 | 208.58 | 208.58 | 208.58 | 208.58 | 208.58 | 208.58 | 208.58
Magic Valley 2 | NEDIN_NEDIN_G2 | Hidalgo | Gas | South | 2001 | 208.58 | 208.58 | 208.58 | 208.58 | 208.58 | 208.58 | 208.58 | 208.58 | 208.58 | 208.58
Magic Valley 3 | NEDIN_NEDIN_G3 | Hidalgo | Gas | South | 2001 | 252.98 | 252.98 | 252.98 | 252.98 | 252.98 | 252.98 | 252.98 | 252.98 | 252.98 | 252.98
Midlothian 1 | MDANP_CT1 | Ellis | Gas | North | 2001 | 216 | 216 | 216 | 216 | 216 | 216 | 216 | 216 | 216 | 216
Midlothian 2 | MDANP_CT2 | Ellis | Gas | North | 2001 | 216 | 216 | 216 | 216 | 216 | 216 | 216 | 216 | 216 | 216
Midlothian 3 | MDANP_CT3 | Ellis | Gas | North | 2001 | 216 | 216 | 216 | 216 | 216 | 216 | 216 | 216 | 216 | 216
Midlothian 4 | MDANP_CT4 | Ellis | Gas | North | 2001 | 216 | 216 | 216 | 216 | 216 | 216 | 216 | 216 | 216 | 216
Midlothian 5 | MDANP_CT5 | Ellis | Gas | North | 2002 | 225 | 225 | 225 | 225 | 225 | 225 | 225 | 225 | 225 | 225
Midlothian 6 | MDANP_CT6 | Ellis | Gas | North | 2002 | 225 | 225 | 225 | 225 | 225 | 225 | 225 | 225 | 225 | 225
Morgan Creek A | MGSES_CT1 | Mitchell | Gas | West | 1988 | 68 | 68 | 68 | 68 | 68 | 68 | 68 | 68 | 68 | 68
Morgan Creek B | MGSES_CT2 | Mitchell | Gas | West | 1988 | 68 | 68 | 68 | 68 | 68 | 68 | 68 | 68 | 68 | 68
Morgan Creek C | MGSES_CT3 | Mitchell | Gas | West | 1988 | 68 | 68 | 68 | 68 | 68 | 68 | 68 | 68 | 68 | 68
Morgan Creek D | MGSES_CT4 | Mitchell | Gas | West | 1988 | 68 | 68 | 68 | 68 | 68 | 68 | 68 | 68 | 68 | 68
Morgan Creek E | MGSES_CT5 | Mitchell | Gas | West | 1988 | 68 | 68 | 68 | 68 | 68 | 68 | 68 | 68 | 68 | 68
Morgan Creek F | MGSES_CT6 | Mitchell | Gas | West | 1988 | 67 | 67 | 67 | 67 | 67 | 67 | 67 | 67 | 67 | 67
Mountain Creek 6 | MCSES_UNIT6 | Dallas | Gas | North | 1956 | 120 | 120 | 120 | 120 | 120 | 120 | 120 | 120 | 120 | 120
Mountain Creek 7 | MCSES_UNIT7 | Dallas | Gas | North | 1958 | 115 | 115 | 115 | 115 | 115 | 115 | 115 | 115 | 115 | 115
Mountain Creek 8 | MCSES_UNIT8 | Dallas | Gas | North | 1967 | 565 | 565 | 565 | 565 | 565 | 565 | 565 | 565 | 565 | 565
Nueces Bay 7 | NUECES_B_NUECESG7 | Nueces | Gas | South | 1972 | 319 | 319 | 319 | 319 | 319 | 319 | 319 | 319 | 319 | 319
Nueces Bay 8 | NUECES_B_NUECESG8 | Nueces | Gas | South | 2009 | 157 | 157 | 157 | 157 | 157 | 157 | 157 | 157 | 157 | 157
Nueces Bay 9 | NUECES_B_NUECESG9 | Nueces | Gas | South | 2009 | 157 | 157 | 157 | 157 | 157 | 157 | 157 | 157 | 157 | 157
O W Sommers 1 | CALAVERS_OWS1 | Bexar | Gas | South | 1972 | 420 | 420 | 420 | 420 | 420 | 420 | 420 | 420 | 420 | 420
O W Sommers 2 | CALAVERS_OWS2 | Bexar | Gas | South | 1974 | 420 | 420 | 420 | 420 | 420 | 420 | 420 | 420 | 420 | 420
Odessa-Ector Gen Stn C11 | OECCS_CT11 | Ector | Gas | West | 2001 | 151 | 151 | 151 | 151 | 151 | 151 | 151 | 151 | 151 | 151
Odessa-Ector Gen Stn C12 | OECCS_CT12 | Ector | Gas | West | 2001 | 140.4 | 140.4 | 140.4 | 140.4 | 140.4 | 140.4 | 140.4 | 140.4 | 140.4 | 140.4
Odessa-Ector Gen Stn C21 | OECCS_CT21 | Ector | Gas | West | 2001 | 144.7 | 144.7 | 144.7 | 144.7 | 144.7 | 144.7 | 144.7 | 144.7 | 144.7 | 144.7
Odessa-Ector Gen Stn C22 | OECCS_CT22 | Ector | Gas | West | 2001 | 142.4 | 142.4 | 142.4 | 142.4 | 142.4 | 142.4 | 142.4 | 142.4 | 142.4 | 142.4
Odessa-Ector Gen Stn ST1 | OECCS_UNIT1 | Ector | Gas | West | 2001 | 210 | 210 | 210 | 210 | 210 | 210 | 210 | 210 | 210 | 210
Odessa-Ector Gen Stn ST2 | OECCS_UNIT2 | Ector | Gas | West | 2001 | 210 | 210 | 210 | 210 | 210 | 210 | 210 | 210 | 210 | 210
Paris Energy Center 1 | TNSKA_GT1 | Lamar | Gas | North | 1989 | 76 | 76 | 76 | 76 | 76 | 76 | 76 | 76 | 76 | 76
Paris Energy Center 2 | TNSKA_GT2 | Lamar | Gas | North | 1989 | 76 | 76 | 76 | 76 | 76 | 76 | 76 | 76 | 76 | 76
Paris Energy Center 3 | TNSKA_STG | Lamar | Gas | North | 1990 | 87 | 87 | 87 | 87 | 87 | 87 | 87 | 87 | 87 | 87
PasGen | PSG_PSG_GT2 | Harris | Gas | Houston | 2000 | 164 | 164 | 164 | 164 | 164 | 164 | 164 | 164 | 164 | 164
PasGen | PSG_PSG_GT3 | Harris | Gas | Houston | 2000 | 164 | 164 | 164 | 164 | 164 | 164 | 164 | 164 | 164 | 164
PasGen | PSG_PSG_ST2 | Harris | Gas | Houston | 2000 | 167 | 167 | 167 | 167 | 167 | 167 | 167 | 167 | 167 | 167
Pearsall 1 | PEARSALL_PEARS_1 | Frio | Gas | South | 1961 | 25 | 25 | 25 | 25 | 25 | 25 | 25 | 25 | 25 | 25
Pearsall 2 | PEARSALL_PEARS_2 | Frio | Gas | South | 1961 | 25 | 25 | 25 | 25 | 25 | 25 | 25 | 25 | 25 | 25
Pearsall 3 | PEARSALL_PEARS_3 | Frio | Gas | South | 1961 | 25 | 25 | 25 | 25 | 25 | 25 | 25 | 25 | 25 | 25
Pearsall Engine Plant | PEARSAL2_AGR_A | Frio | Gas | South | 2010 | 50.64 | 50.64 | 50.64 | 50.64 | 50.64 | 50.64 | 50.64 | 50.64 | 50.64 | 50.64
Pearsall Engine Plant | PEARSAL2_AGR_B | Frio | Gas | South | 2010 | 50.64 | 50.64 | 50.64 | 50.64 | 50.64 | 50.64 | 50.64 | 50.64 | 50.64 | 50.64
Pearsall Engine Plant | PEARSAL2_AGR_C | Frio | Gas | South | 2010 | 50.64 | 50.64 | 50.64 | 50.64 | 50.64 | 50.64 | 50.64 | 50.64 | 50.64 | 50.64
Pearsall Engine Plant | PEARSAL2_AGR_D | Frio | Gas | South | 2010 | 50.64 | 50.64 | 50.64 | 50.64 | 50.64 | 50.64 | 50.64 | 50.64 | 50.64 | 50.64
Permian Basin A | PB2SES_CT1 | Ward | Gas | West | 1988 | 68 | 68 | 68 | 68 | 68 | 68 | 68 | 68 | 68 | 68
Permian Basin B | PB2SES_CT2 | Ward | Gas | West | 1988 | 65 | 65 | 65 | 65 | 65 | 65 | 65 | 65 | 65 | 65
Permian Basin C | PB2SES_CT3 | Ward | Gas | West | 1988 | 68 | 68 | 68 | 68 | 68 | 68 | 68 | 68 | 68 | 68
Permian Basin D | PB2SES_CT4 | Ward | Gas | West | 1990 | 69 | 69 | 69 | 69 | 69 | 69 | 69 | 69 | 69 | 69
Permian Basin E | PB2SES_CT5 | Ward | Gas | West | 1990 | 70 | 70 | 70 | 70 | 70 | 70 | 70 | 70 | 70 | 70
Powerlane Plant 1 | STEAM1A_STEAM_1 | Hunt | Gas | North | 2009 | 20 | 20 | 20 | 20 | 20 | 20 | 20 | 20 | 20 | 20
Powerlane Plant 2 | STEAM_STEAM_2 | Hunt | Gas | North | 1967 | 26 | 26 | 26 | 26 | 26 | 26 | 26 | 26 | 26 | 26
Powerlane Plant 3 | STEAM_STEAM_3 | Hunt | Gas | North | 1978 | 41 | 41 | 41 | 41 | 41 | 41 | 41 | 41 | 41 | 41
Quail Run Energy GT1 | QALSW_GT2 | Ector | Gas | West | 2007 | 74 | 74 | 74 | 74 | 74 | 74 | 74 | 74 | 74 | 74
Quail Run Energy GT2 | QALSW_GT3 | Ector | Gas | West | 2008 | 72 | 72 | 72 | 72 | 72 | 72 | 72 | 72 | 72 | 72
Quail Run Energy GT3 | QALSW_STG1 | Ector | Gas | West | 2007 | 98 | 98 | 98 | 98 | 98 | 98 | 98 | 98 | 98 | 98
Quail Run Energy GT4 | QALSW_STG2 | Ector | Gas | West | 2008 | 98 | 98 | 98 | 98 | 98 | 98 | 98 | 98 | 98 | 98
Quail Run Energy STG1 | QALSW_GT1 | Ector | Gas | West | 2007 | 74 | 74 | 74 | 74 | 74 | 74 | 74 | 74 | 74 | 74
Quail Run Energy STG2 | QALSW_GT4 | Ector | Gas | West | 2008 | 72 | 72 | 72 | 72 | 72 | 72 | 72 | 72 | 72 | 72
R W Miller 1 | MIL_MILLERG1 | Palo Pinto | Gas | North | 2000 | 75 | 75 | 75 | 75 | 75 | 75 | 75 | 75 | 75 | 75
R W Miller 2 | MIL_MILLERG2 | Palo Pinto | Gas | North | 2000 | 120 | 120 | 120 | 120 | 120 | 120 | 120 | 120 | 120 | 120
R W Miller 3 | MIL_MILLERG3 | Palo Pinto | Gas | North | 2000 | 208 | 208 | 208 | 208 | 208 | 208 | 208 | 208 | 208 | 208
R W Miller 4 | MIL_MILLERG4 | Palo Pinto | Gas | North | 2000 | 104 | 104 | 104 | 104 | 104 | 104 | 104 | 104 | 104 | 104
R W Miller 5 | MIL_MILLERG5 | Palo Pinto | Gas | North | 2000 | 104 | 104 | 104 | 104 | 104 | 104 | 104 | 104 | 104 | 104
Ray Olinger 1 | OLINGR_OLING_1 | Collin | Gas | North | 1967 | 78 | 78 | 78 | 78 | 78 | 78 | 78 | 78 | 78 | 78
Ray Olinger 2 | OLINGR_OLING_2 | Collin | Gas | North | 1971 | 107 | 107 | 107 | 107 | 107 | 107 | 107 | 107 | 107 | 107
Ray Olinger 3 | OLINGR_OLING_3 | Collin | Gas | North | 1975 | 146 | 146 | 146 | 146 | 146 | 146 | 146 | 146 | 146 | 146
Ray Olinger 4 | OLINGR_OLING_4 | Collin | Gas | North | 2001 | 75 | 75 | 75 | 75 | 75 | 75 | 75 | 75 | 75 | 75
Rayburn 1 | RAYBURN_RAYBURG1 | Victoria | Gas | South | 1963 | 11 | 11 | 11 | 11 | 11 | 11 | 11 | 11 | 11 | 11
Rayburn 10 | RAYBURN_RAYBURG10 | Victoria | Gas | South | 2003 | 40 | 40 | 40 | 40 | 40 | 40 | 40 | 40 | 40 | 40
Rayburn 2 | RAYBURN_RAYBURG2 | Victoria | Gas | South | 1963 | 11 | 11 | 11 | 11 | 11 | 11 | 11 | 11 | 11 | 11
Rayburn 7 | RAYBURN_RAYBURG7 | Victoria | Gas | South | 2003 | 50 | 50 | 50 | 50 | 50 | 50 | 50 | 50 | 50 | 50
Rayburn 8 | RAYBURN_RAYBURG8 | Victoria | Gas | South | 2003 | 50 | 50 | 50 | 50 | 50 | 50 | 50 | 50 | 50 | 50
Rayburn 9 | RAYBURN_RAYBURG9 | Victoria | Gas | South | 2003 | 50 | 50 | 50 | 50 | 50 | 50 | 50 | 50 | 50 | 50
Rio Nogales 1 | RIONOG_CT1 | Guadalupe | Gas | South | 2002 | 154 | 154 | 154 | 154 | 154 | 154 | 154 | 154 | 154 | 154
Rio Nogales 2 | RIONOG_CT2 | Guadalupe | Gas | South | 2002 | 154 | 154 | 154 | 154 | 154 | 154 | 154 | 154 | 154 | 154
Rio Nogales 3 | RIONOG_CT3 | Guadalupe | Gas | South | 2002 | 154 | 154 | 154 | 154 | 154 | 154 | 154 | 154 | 154 | 154
Rio Nogales 4 | RIONOG_ST1 | Guadalupe | Gas | South | 2002 | 323 | 323 | 323 | 323 | 323 | 323 | 323 | 323 | 323 | 323
San Jacinto SES 1 | SJS_SJS_G1 | Harris | Gas | Houston | 1995 | 81 | 81 | 81 | 81 | 81 | 81 | 81 | 81 | 81 | 81
San Jacinto SES 2 | SJS_SJS_G2 | Harris | Gas | Houston | 1995 | 81 | 81 | 81 | 81 | 81 | 81 | 81 | 81 | 81 | 81
Sandhill Energy Center 1 | SANDHSYD_SH1 | Travis | Gas | South | 2001 | 45 | 45 | 45 | 45 | 45 | 45 | 45 | 45 | 45 | 45
Sandhill Energy Center 2 | SANDHSYD_SH2 | Travis | Gas | South | 2001 | 45 | 45 | 45 | 45 | 45 | 45 | 45 | 45 | 45 | 45
Sandhill Energy Center 3 | SANDHSYD_SH3 | Travis | Gas | South | 2001 | 45 | 45 | 45 | 45 | 45 | 45 | 45 | 45 | 45 | 45
Sandhill Energy Center 4 | SANDHSYD_SH4 | Travis | Gas | South | 2001 | 45 | 45 | 45 | 45 | 45 | 45 | 45 | 45 | 45 | 45
Sandhill Energy Center 5A | SANDHSYD_SH_5A | Travis | Gas | South | 2004 | 155 | 155 | 155 | 155 | 155 | 155 | 155 | 155 | 155 | 155
Sandhill Energy Center 5C | SANDHSYD_SH_5C | Travis | Gas | South | 2004 | 145 | 145 | 145 | 145 | 145 | 145 | 145 | 145 | 145 | 145
Sandhill Energy Center 6 | SANDHSYD_SH6 | Travis | Gas | South | 2010 | 45 | 45 | 45 | 45 | 45 | 45 | 45 | 45 | 45 | 45
Sandhill Energy Center 7 | SANDHSYD_SH7 | Travis | Gas | South | 2010 | 45 | 45 | 45 | 45 | 45 | 45 | 45 | 45 | 45 | 45
Silas Ray 10 | SILASRAY_SILAS_10 | Cameron | Gas | South | 2004 | 48 | 48 | 48 | 48 | 48 | 48 | 48 | 48 | 48 | 48
Silas Ray 6 | SILASRAY_SILAS_6 | Cameron | Gas | South | 1961 | 20 | 20 | 20 | 20 | 20 | 20 | 20 | 20 | 20 | 20
Silas Ray 9 | SILASRAY_SILAS_9 | Cameron | Gas | South | 1996 | 38 | 38 | 38 | 38 | 38 | 38 | 38 | 38 | 38 | 38
Sim Gideon 1 | GIDEON_GIDEONG1 | Bastrop | Gas | South | 1965 | 130 | 130 | 130 | 130 | 130 | 130 | 130 | 130 | 130 | 130
Sim Gideon 2 | GIDEON_GIDEONG2 | Bastrop | Gas | South | 1968 | 135 | 135 | 135 | 135 | 135 | 135 | 135 | 135 | 135 | 135
Sim Gideon 3 | GIDEON_GIDEONG3 | Bastrop | Gas | South | 1972 | 333 | 333 | 333 | 333 | 333 | 333 | 333 | 333 | 333 | 333
Spencer 4 | SPNCER_SPNCE_4 | Denton | Gas | North | 1966 | 61 | 61 | 61 | 61 | 61 | 61 | 61 | 61 | 61 | 61
Spencer 5 | SPNCER_SPNCE_5 | Denton | Gas | North | 1973 | 61 | 61 | 61 | 61 | 61 | 61 | 61 | 61 | 61 | 61
Stryker Creek 1 | SCSES_UNIT1A | Cherokee | Gas | North | 1958 | 167 | 167 | 167 | 167 | 167 | 167 | 167 | 167 | 167 | 167
Stryker Creek 2 | SCSES_UNIT2 | Cherokee | Gas | North | 1965 | 502 | 502 | 502 | 502 | 502 | 502 | 502 | 502 | 502 | 502
T H Wharton 3 | THW_THWST_3 | Harris | Gas | Houston | 1974 | 104 | 104 | 104 | 104 | 104 | 104 | 104 | 104 | 104 | 104
T H Wharton 31 | THW_THWGT31 | Harris | Gas | Houston | 1972 | 57 | 57 | 57 | 57 | 57 | 57 | 57 | 57 | 57 | 57
T H Wharton 32 | THW_THWGT32 | Harris | Gas | Houston | 1972 | 57 | 57 | 57 | 57 | 57 | 57 | 57 | 57 | 57 | 57
T H Wharton 33 | THW_THWGT33 | Harris | Gas | Houston | 1972 | 57 | 57 | 57 | 57 | 57 | 57 | 57 | 57 | 57 | 57
T H Wharton 34 | THW_THWGT34 | Harris | Gas | Houston | 1972 | 57 | 57 | 57 | 57 | 57 | 57 | 57 | 57 | 57 | 57
T H Wharton 4 | THW_THWST_4 | Harris | Gas | Houston | 1974 | 104 | 104 | 104 | 104 | 104 | 104 | 104 | 104 | 104 | 104
T H Wharton 41 | THW_THWGT41 | Harris | Gas | Houston | 1972 | 57 | 57 | 57 | 57 | 57 | 57 | 57 | 57 | 57 | 57
T H Wharton 42 | THW_THWGT42 | Harris | Gas | Houston | 1972 | 57 | 57 | 57 | 57 | 57 | 57 | 57 | 57 | 57 | 57
T H Wharton 43 | THW_THWGT43 | Harris | Gas | Houston | 1974 | 57 | 57 | 57 | 57 | 57 | 57 | 57 | 57 | 57 | 57
T H Wharton 44 | THW_THWGT44 | Harris | Gas | Houston | 1974 | 57 | 57 | 57 | 57 | 57 | 57 | 57 | 57 | 57 | 57
T H Wharton 51 | THW_THWGT51 | Harris | Gas | Houston | 1975 | 57 | 57 | 57 | 57 | 57 | 57 | 57 | 57 | 57 | 57
T H Wharton 52 | THW_THWGT52 | Harris | Gas | Houston | 1975 | 57 | 57 | 57 | 57 | 57 | 57 | 57 | 57 | 57 | 57
T H Wharton 53 | THW_THWGT53 | Harris | Gas | Houston | 1975 | 57 | 57 | 57 | 57 | 57 | 57 | 57 | 57 | 57 | 57
T H Wharton 54 | THW_THWGT54 | Harris | Gas | Houston | 1975 | 57 | 57 | 57 | 57 | 57 | 57 | 57 | 57 | 57 | 57
T H Wharton 55 | THW_THWGT55 | Harris | Gas | Houston | 1975 | 57 | 57 | 57 | 57 | 57 | 57 | 57 | 57 | 57 | 57
T H Wharton 56 | THW_THWGT56 | Harris | Gas | Houston | 1975 | 57 | 57 | 57 | 57 | 57 | 57 | 57 | 57 | 57 | 57
T H Wharton G1 | THW_THWGT_1 | Harris | Gas | Houston | 1967 | 13 | 13 | 13 | 13 | 13 | 13 | 13 | 13 | 13 | 13
Texas City 1 | TXCTY_CTA | Galveston | Gas | Houston | 2000 | 96.58 | 96.58 | 96.58 | 96.58 | 96.58 | 96.58 | 96.58 | 96.58 | 96.58 | 96.58
Texas City 2 | TXCTY_CTB | Galveston | Gas | Houston | 2000 | 96.58 | 96.58 | 96.58 | 96.58 | 96.58 | 96.58 | 96.58 | 96.58 | 96.58 | 96.58
Texas City 3 | TXCTY_CTC | Galveston | Gas | Houston | 2000 | 96.58 | 96.58 | 96.58 | 96.58 | 96.58 | 96.58 | 96.58 | 96.58 | 96.58 | 96.58
Texas City 4 | TXCTY_ST | Galveston | Gas | Houston | 2000 | 131.58 | 131.58 | 131.58 | 131.58 | 131.58 | 131.58 | 131.58 | 131.58 | 131.58 | 131.58
Texas Gulf Sulphur | TGF_TGFGT_1 | Wharton | Gas | Houston | 1985 | 70 | 70 | 70 | 70 | 70 | 70 | 70 | 70 | 70 | 70
Thomas C Ferguson 1 | FERGUS_FERGUSG1 | Llano | Gas | South | 1974 | 354 | 354 | 0 | 0 | 0 | 0 | 0 | 0 | 0 | 0
Trinidad 6 | TRSES_UNIT6 | Henderson | Gas | North | 1965 | 226 | 226 | 226 | 226 | 226 | 226 | 226 | 226 | 226 | 226
V H Braunig 1 | BRAUNIG_VHB1 | Bexar | Gas | South | 1966 | 220 | 220 | 220 | 220 | 220 | 220 | 220 | 220 | 220 | 220
V H Braunig 2 | BRAUNIG_VHB2 | Bexar | Gas | South | 1968 | 230 | 230 | 230 | 230 | 230 | 230 | 230 | 230 | 230 | 230
V H Braunig 3 | BRAUNIG_VHB3 | Bexar | Gas | South | 1970 | 412 | 412 | 412 | 412 | 412 | 412 | 412 | 412 | 412 | 412
V H Braunig 5 | BRAUNIG_VHB6CT5 | Bexar | Gas | South | 2009 | 48 | 48 | 48 | 48 | 48 | 48 | 48 | 48 | 48 | 48
V H Braunig 6 | BRAUNIG_VHB6CT6 | Bexar | Gas | South | 2009 | 48 | 48 | 48 | 48 | 48 | 48 | 48 | 48 | 48 | 48
V H Braunig 7 | BRAUNIG_VHB6CT7 | Bexar | Gas | South | 2009 | 48 | 48 | 48 | 48 | 48 | 48 | 48 | 48 | 48 | 48
V H Braunig 8 | BRAUNIG_VHB6CT8 | Bexar | Gas | South | 2009 | 48 | 48 | 48 | 48 | 48 | 48 | 48 | 48 | 48 | 48
Victoria Power Station 5 | VICTORIA_VICTORG5 | Victoria | Gas | South | 2009 | 125 | 125 | 125 | 125 | 125 | 125 | 125 | 125 | 125 | 125
Victoria Power Station 6 | VICTORIA_VICTORG6 | Victoria | Gas | South | 2009 | 160 | 160 | 160 | 160 | 160 | 160 | 160 | 160 | 160 | 160
W A Parish 1 | WAP_WAP_G1 | Ft. Bend | Gas | Houston | 1958 | 169 | 169 | 169 | 169 | 169 | 169 | 169 | 169 | 169 | 169
W A Parish 2 | WAP_WAP_G2 | Ft. Bend | Gas | Houston | 1958 | 169 | 169 | 169 | 169 | 169 | 169 | 169 | 169 | 169 | 169
W A Parish 3 | WAP_WAP_G3 | Ft. Bend | Gas | Houston | 1961 | 258 | 258 | 258 | 258 | 258 | 258 | 258 | 258 | 258 | 258
W A Parish 4 | WAP_WAP_G4 | Ft. Bend | Gas | Houston | 1968 | 552 | 552 | 552 | 552 | 552 | 552 | 552 | 552 | 552 | 552
W A Parish T1 | WAP_WAPGT_1 | Ft. Bend | Gas | Houston | 1967 | 13 | 13 | 13 | 13 | 13 | 13 | 13 | 13 | 13 | 13
Wichita Falls 1 | WFCOGEN_UNIT1 | Wichita | Gas | West | 1987 | 20 | 20 | 20 | 20 | 20 | 20 | 20 | 20 | 20 | 20
Wichita Falls 2 | WFCOGEN_UNIT2 | Wichita | Gas | West | 1987 | 20 | 20 | 20 | 20 | 20 | 20 | 20 | 20 | 20 | 20
Wichita Falls 3 | WFCOGEN_UNIT3 | Wichita | Gas | West | 1987 | 20 | 20 | 20 | 20 | 20 | 20 | 20 | 20 | 20 | 20
Wichita Falls 4 | WFCOGEN_UNIT4 | Wichita | Gas | West | 1987 | 17 | 17 | 17 | 17 | 17 | 17 | 17 | 17 | 17 | 17
Winchester Power Park 1 | WIPOPA_WPP_G1 | Fayette | Gas | South | 2010 | 44 | 44 | 44 | 44 | 44 | 44 | 44 | 44 | 44 | 44
Winchester Power Park 2 | WIPOPA_WPP_G2 | Fayette | Gas | South | 2010 | 44 | 44 | 44 | 44 | 44 | 44 | 44 | 44 | 44 | 44
Winchester Power Park 3 | WIPOPA_WPP_G3 | Fayette | Gas | South | 2010 | 44 | 44 | 44 | 44 | 44 | 44 | 44 | 44 | 44 | 44
Winchester Power Park 4 | WIPOPA_WPP_G4 | Fayette | Gas | South | 2010 | 44 | 44 | 44 | 44 | 44 | 44 | 44 | 44 | 44 | 44
Wise-Tractebel Power Proj. 1 | WCPP_CT1 | Wise | Gas | North | 2004 | 212 | 212 | 212 | 212 | 212 | 212 | 212 | 212 | 212 | 212
Wise-Tractebel Power Proj. 2 | WCPP_CT2 | Wise | Gas | North | 2004 | 212 | 212 | 212 | 212 | 212 | 212 | 212 | 212 | 212 | 212
Wise-Tractebel Power Proj. 3 | WCPP_ST1 | Wise | Gas | North | 2004 | 241 | 241 | 241 | 241 | 241 | 241 | 241 | 241 | 241 | 241
Wolf Hollow Power Proj. 1 | WHCCS_CT1 | Hood | Gas | North | 2002 | 212.5 | 212.5 | 212.5 | 212.5 | 212.5 | 212.5 | 212.5 | 212.5 | 212.5 | 212.5
Wolf Hollow Power Proj. 2 | WHCCS_CT2 | Hood | Gas | North | 2002 | 212.5 | 212.5 | 212.5 | 212.5 | 212.5 | 212.5 | 212.5 | 212.5 | 212.5 | 212.5
Wolf Hollow Power Proj. 3 | WHCCS_STG | Hood | Gas | North | 2002 | 280 | 280 | 280 | 280 | 280 | 280 | 280 | 280 | 280 | 280
Canyon | CANYHY_CANYHYG1 | Comal | Hydro | South | 1989 | 6 | 6 | 6 | 6 | 6 | 6 | 6 | 6 | 6 | 6
Eagle Pass Hydro | EAGLE_HY_EAGLE_HY1 | Maverick | Hydro | South | 1932 | 9.6 | 9.6 | 9.6 | 9.6 | 9.6 | 9.6 | 9.6 | 9.6 | 9.6 | 9.6
Lakewood Tap | DG_LKWDT_2UNITS | Gonzales | Hydro | South | 1931 | 4.8 | 4.8 | 4.8 | 4.8 | 4.8 | 4.8 | 4.8 | 4.8 | 4.8 | 4.8
Lewisville | DG_LWSVL_1UNIT | Denton | Hydro | North | 1991 | 2.2 | 2.2 | 2.2 | 2.2 | 2.2 | 2.2 | 2.2 | 2.2 | 2.2 | 2.2
McQueeney | DG_MCQUE_5UNITS | Guadalupe | Hydro | South | 1928 | 7.68 | 7.68 | 7.68 | 7.68 | 7.68 | 7.68 | 7.68 | 7.68 | 7.68 | 7.68
Schumansville | DG_SCHUM_2UNITS | Guadalupe | Hydro | South | 1928 | 3.6 | 3.6 | 3.6 | 3.6 | 3.6 | 3.6 | 3.6 | 3.6 | 3.6 | 3.6
Amistad Hydro 1 | AMISTAD_AMISTAG1 | Val Verde | Hydro | South | 1983 | 37.9 | 37.9 | 37.9 | 37.9 | 37.9 | 37.9 | 37.9 | 37.9 | 37.9 | 37.9
Amistad Hydro 2 | AMISTAD_AMISTAG2 | Val Verde | Hydro | South | 1983 | 37.9 | 37.9 | 37.9 | 37.9 | 37.9 | 37.9 | 37.9 | 37.9 | 37.9 | 37.9
Austin 1 | AUSTPL_AUSTING1 | Travis | Hydro | South | 1940 | 8 | 8 | 8 | 8 | 8 | 8 | 8 | 8 | 8 | 8
Austin 2 | AUSTPL_AUSTING2 | Travis | Hydro | South | 1940 | 9 | 9 | 9 | 9 | 9 | 9 | 9 | 9 | 9 | 9
Buchanan 1 | BUCHAN_BUCHANG1 | Llano | Hydro | South | 1938 | 18 | 18 | 18 | 18 | 18 | 18 | 18 | 18 | 18 | 18
Buchanan 2 | BUCHAN_BUCHANG2 | Llano | Hydro | South | 1938 | 18 | 18 | 18 | 18 | 18 | 18 | 18 | 18 | 18 | 18
Buchanan 3 | BUCHAN_BUCHANG3 | Llano | Hydro | South | 1950 | 17 | 17 | 17 | 17 | 17 | 17 | 17 | 17 | 17 | 17
Denison Dam 1 | DNDAM_DENISOG1 | Grayson | Hydro | North | 1944 | 40 | 40 | 40 | 40 | 40 | 40 | 40 | 40 | 40 | 40
Denison Dam 2 | DNDAM_DENISOG2 | Grayson | Hydro | North | 1948 | 40 | 40 | 40 | 40 | 40 | 40 | 40 | 40 | 40 | 40
Falcon Hydro 1 | FALCON_FALCONG1 | Starr | Hydro | South | 1954 | 12 | 12 | 12 | 12 | 12 | 12 | 12 | 12 | 12 | 12
Falcon Hydro 2 | FALCON_FALCONG2 | Starr | Hydro | South | 1954 | 12 | 12 | 12 | 12 | 12 | 12 | 12 | 12 | 12 | 12
Falcon Hydro 3 | FALCON_FALCONG3 | Starr | Hydro | South | 1954 | 12 | 12 | 12 | 12 | 12 | 12 | 12 | 12 | 12 | 12
Granite Shoals 1 | WIRTZ_WIRTZ_G1 | Burnet | Hydro | South | 1951 | 30 | 30 | 30 | 30 | 30 | 30 | 30 | 30 | 30 | 30
Granite Shoals 2 | WIRTZ_WIRTZ_G2 | Burnet | Hydro | South | 1951 | 30 | 30 | 30 | 30 | 30 | 30 | 30 | 30 | 30 | 30
Inks 1 | INKSDA_INKS_G1 | Llano | Hydro | South | 1938 | 14 | 14 | 14 | 14 | 14 | 14 | 14 | 14 | 14 | 14
Marble Falls 1 | MARBFA_MARBFAG1 | Burnet | Hydro | South | 1951 | 21 | 21 | 21 | 21 | 21 | 21 | 21 | 21 | 21 | 21
Marble Falls 2 | MARBFA_MARBFAG2 | Burnet | Hydro | South | 1951 | 21 | 21 | 21 | 21 | 21 | 21 | 21 | 21 | 21 | 21
Marshall Ford 1 | MARSFO_MARSFOG1 | Travis | Hydro | South | 1941 | 36 | 36 | 36 | 36 | 36 | 36 | 36 | 36 | 36 | 36
Marshall Ford 2 | MARSFO_MARSFOG2 | Travis | Hydro | South | 1941 | 36 | 36 | 36 | 36 | 36 | 36 | 36 | 36 | 36 | 36
Marshall Ford 3 | MARSFO_MARSFOG3 | Travis | Hydro | South | 1941 | 29 | 29 | 29 | 29 | 29 | 29 | 29 | 29 | 29 | 29
Whitney 1 | WND_WHITNEY1 | Bosque | Hydro | North | 1953 | 20 | 20 | 20 | 20 | 20 | 20 | 20 | 20 | 20 | 20
Whitney 2 | WND_WHITNEY2 | Bosque | Hydro | North | 1953 | 15 | 15 | 15 | 15 | 15 | 15 | 15 | 15 | 15 | 15
Comanche Peak 1 | CPSES_UNIT1 | Somervell | Nuclear | North | 1990 | 1205 | 1205 | 1205 | 1205 | 1205 | 1205 | 1205 | 1205 | 1205 | 1205
Comanche Peak 2 | CPSES_UNIT2 | Somervell | Nuclear | North | 1993 | 1195 | 1195 | 1195 | 1195 | 1195 | 1195 | 1195 | 1195 | 1195 | 1195
South Texas 1 | STP_STP_G1 | Matagorda | Nuclear | South | 1988 | 1375 | 1375 | 1375 | 1375 | 1375 | 1375 | 1375 | 1375 | 1375 | 1375
South Texas 2 | STP_STP_G2 | Matagorda | Nuclear | South | 1989 | 1375 | 1375 | 1375 | 1375 | 1375 | 1375 | 1375 | 1375 | 1375 | 1375
AES Deepwater | APD_APD_PS1 | Harris | Storage | Houston | 2010 | bar: 2013 to 2022
Kmaybto | DG_KMASB_1UNIT | Wichita | Other | North | 2011 | 0.125 | 0.125 | 0.125 | 0.125 | 0.125 | 0.125 | 0.125 | 0.125 | 0.125 | 0.125
Blue Wing 1 | DG_BROOK_1UNIT | Bexar | Solar | South | 2010 | 7.56 | 7.56 | 7.56 | 7.56 | 7.56 | 7.56 | 7.56 | 7.56 | 7.56 | 7.56
Blue Wing 2 | DG_ELMEN_1UNIT | Bexar | Solar | South | 2010 | 7.3 | 7.3 | 7.3 | 7.3 | 7.3 | 7.3 | 7.3 | 7.3 | 7.3 | 7.3
Somerset 1 | DG_SOME1_1UNIT | Bexar | Solar | South | 2012 | 5.61 | 5.61 | 5.61 | 5.61 | 5.61 | 5.61 | 5.61 | 5.61 | 5.61 | 5.61
Somerset 2 | DG_SOME2_1UNIT | Bexar | Solar | South | 2012 | 4.95 | 4.95 | 4.95 | 4.95 | 4.95 | 4.95 | 4.95 | 4.95 | 4.95 | 4.95
Sunedison Rabel Road | DG_VALL1_1UNIT | Bexar | Solar | South | 2012 | 9.9 | 9.9 | 9.9 | 9.9 | 9.9 | 9.9 | 9.9 | 9.9 | 9.9 | 9.9
Sunedison Valley Road | DG_VALL2_1UNIT | Bexar | Solar | South | 2012 | 9.9 | 9.9 | 9.9 | 9.9 | 9.9 | 9.9 | 9.9 | 9.9 | 9.9 | 9.9
Webberville | WEBBER_S_WSP1 | Travis | Solar | South | 2011 | 28.5 | 28.5 | 28.5 | 28.5 | 28.5 | 28.5 | 28.5 | 28.5 | 28.5 | 28.5
Operational Units Total | [5 empty] | 64216.886 | 64216.886 | 63862.886 | 63862.886 | 63862.886 | 63862.886 | 63017.886 | 63017.886 | 63017.886 | 63017.886
Generation from Private Use Networks | [5 empty] | 4390 | 4390 | 4390 | 4390 | 4390 | 4390 | 4390 | 4390 | 4390 | 4390
RMR Units Total | [5 empty] | 0 | 0 | 0 | 0 | 0 | 0 | 0 | 0 | 0 | 0
DC-Ties
Eagle Pass | DC_S | Maverick | Other | South |  | 36 | 36 | 36 | 36 | 36 | 36 | 36 | 36 | 36 | 36
East | DC_E | Fannin | Other | North |  | 600 | 600 | 600 | 600 | 600 | 600 | 600 | 600 | 600 | 600
Laredo VFT | DC_L | Webb | Other | South |  | 100 | 100 | 100 | 100 | 100 | 100 | 100 | 100 | 100 | 100
North | DC_N | Wilbarger | Other | West |  | 220 | 220 | 220 | 220 | 220 | 220 | 220 | 220 | 220 | 220
Sharyland (Railroad) | DC_R | Hidalgo | Other | South |  | 150 | 300 | 300 | 300 | 300 | 300 | 300 | 300 | 300 | 300
DC-Ties Total | [5 empty] | 1106 | 1256 | 1256 | 1256 | 1256 | 1256 | 1256 | 1256 | 1256 | 1256
Switchable Resources
Kiamichi Energy Facility 1CT101 | KMCHI_1CT101 | Fannin | Gas | North | 2003 | 153 | 153 | 153 | 153 | 153 | 153 | 153 | 153 | 153 | 153
Kiamichi Energy Facility 1CT201 | KMCHI_1CT201 | Fannin | Gas | North | 2003 | 155 | 155 | 155 | 155 | 155 | 155 | 155 | 155 | 155 | 155
Kiamichi Energy Facility 1ST | KMCHI_1ST | Fannin | Gas | North | 2003 | 315 | 315 | 315 | 315 | 315 | 315 | 315 | 315 | 315 | 315
Kiamichi Energy Facility 2CT101 | KMCHI_2CT101 | Fannin | Gas | North | 2003 | 153 | 153 | 153 | 153 | 153 | 153 | 153 | 153 | 153 | 153
Kiamichi Energy Facility 2CT201 | KMCHI_2CT201 | Fannin | Gas | North | 2003 | 155 | 155 | 155 | 155 | 155 | 155 | 155 | 155 | 155 | 155
Kiamichi Energy Facility 2ST | KMCHI_2ST | Fannin | Gas | North | 2003 | 315 | 315 | 315 | 315 | 315 | 315 | 315 | 315 | 315 | 315
Tenaska-Frontier 1 | FTR_FTR_G1 | Grimes | Gas | North | 2000 | 160 | 160 | 160 | 160 | 160 | 160 | 160 | 160 | 160 | 160
Tenaska-Frontier 2 | FTR_FTR_G2 | Grimes | Gas | North | 2000 | 160 | 160 | 160 | 160 | 160 | 160 | 160 | 160 | 160 | 160
Tenaska-Frontier 3 | FTR_FTR_G3 | Grimes | Gas | North | 2000 | 160 | 160 | 160 | 160 | 160 | 160 | 160 | 160 | 160 | 160
Tenaska-Frontier 4 | FTR_FTR_G4 | Grimes | Gas | North | 2000 | 390 | 390 | 390 | 390 | 390 | 390 | 390 | 390 | 390 | 390
Tenaska-Gateway 1 | TGCCS_CT1 | Rusk | Gas | North | 2001 | 156 | 156 | 156 | 156 | 156 | 156 | 156 | 156 | 156 | 156
Tenaska-Gateway 2 | TGCCS_CT2 | Rusk | Gas | North | 2001 | 135 | 135 | 135 | 135 | 135 | 135 | 135 | 135 | 135 | 135
Tenaska-Gateway 3 | TGCCS_CT3 | Rusk | Gas | North | 2001 | 153 | 153 | 153 | 153 | 153 | 153 | 153 | 153 | 153 | 153
Tenaska-Gateway 4 | TGCCS_UNIT4 | Rusk | Gas | North | 2001 | 402 | 402 | 402 | 402 | 402 | 402 | 402 | 402 | 402 | 402
Switchable Resources Total | [5 empty] | 2962 | 2962 | 2962 | 2962 | 2962 | 2962 | 2962 | 2962 | 2962 | 2962
Wind Resources
Green Mountain Energy 1 | BRAZ_WND_WND1 | Scurry | Wind | West | 2003 | 99 | 99 | 99 | 99 | 99 | 99 | 99 | 99 | 99 | 99
Green Mountain Energy 2 | BRAZ_WND_WND2 | Scurry | Wind | West | 2003 | 61 | 61 | 61 | 61 | 61 | 61 | 61 | 61 | 61 | 61
Barton Chapel Wind | BRTSW_BCW1 | Jack | Wind | North | 2007 | 120 | 120 | 120 | 120 | 120 | 120 | 120 | 120 | 120 | 120
Buffalo Gap Wind Farm 1 | BUFF_GAP_UNIT1 | Taylor | Wind | West | 2006 | 121 | 121 | 121 | 121 | 121 | 121 | 121 | 121 | 121 | 121
Buffalo Gap Wind Farm 2 | BUFF_GAP_UNIT2_1 | Taylor | Wind | West | 2007 | 115.5 | 115.5 | 115.5 | 115.5 | 115.5 | 115.5 | 115.5 | 115.5 | 115.5 | 115.5
Buffalo Gap Wind Farm 2 | BUFF_GAP_UNIT2_2 | Taylor | Wind | West | 2007 | 117 | 117 | 117 | 117 | 117 | 117 | 117 | 117 | 117 | 117
Buffalo Gap Wind Farm 3 | BUFF_GAP_UNIT3 | Taylor | Wind | West | 2008 | 170 | 170 | 170 | 170 | 170 | 170 | 170 | 170 | 170 | 170
Bull Creek Wind Plant | BULLCRK_WND1 | Borden | Wind | West | 2009 | 88 | 88 | 88 | 88 | 88 | 88 | 88 | 88 | 88 | 88
Bull Creek Wind Plant | BULLCRK_WND2 | Borden | Wind | West | 2009 | 90 | 90 | 90 | 90 | 90 | 90 | 90 | 90 | 90 | 90
Capricorn Ridge Wind 4 | CAPRIDG4_CR4 | Sterling | Wind | West | 2008 | 113 | 113 | 113 | 113 | 113 | 113 | 113 | 113 | 113 | 113
Capricorn Ridge Wind 1 | CAPRIDGE_CR1 | Sterling | Wind | West | 2007 | 215 | 215 | 215 | 215 | 215 | 215 | 215 | 215 | 215 | 215
Capricorn Ridge Wind 3 | CAPRIDGE_CR2 | Sterling | Wind | West | 2007 | 150 | 150 | 150 | 150 | 150 | 150 | 150 | 150 | 150 | 150
Capricorn Ridge Wind 2 | CAPRIDGE_CR3 | Sterling | Wind | West | 2008 | 186 | 186 | 186 | 186 | 186 | 186 | 186 | 186 | 186 | 186
Cedro Hill Wind | CEDROHIL_CHW1 | Webb | Wind | South | 2010 | 150 | 150 | 150 | 150 | 150 | 150 | 150 | 150 | 150 | 150
Champion Wind Farm | CHAMPION_UNIT1 | Nolan | Wind | West | 2008 | 127 | 127 | 127 | 127 | 127 | 127 | 127 | 127 | 127 | 127
Papalote Creek Wind | COTTON_PAP2 | San Patricio | Wind | South | 2010 | 200 | 200 | 200 | 200 | 200 | 200 | 200 | 200 | 200 | 200
Camp Springs 1 | CSEC_CSECG1 | Scurry | Wind | West | 2007 | 134 | 134 | 134 | 134 | 134 | 134 | 134 | 134 | 134 | 134
Camp Springs 2 | CSEC_CSECG2 | Scurry | Wind | West | 2007 | 124 | 124 | 124 | 124 | 124 | 124 | 124 | 124 | 124 | 124
TSTC West Texas Wind | DG_ROSC2_1UNIT | Nolan | Wind | West | 2008 | 2 | 2 | 2 | 2 | 2 | 2 | 2 | 2 | 2 | 2
Elbow Creek Wind Project | ELB_ELBCREEK | Howard | Wind | West | 2008 | 119 | 119 | 119 | 119 | 119 | 119 | 119 | 119 | 119 | 119
Snyder Wind Farm | ENAS_ENA1 | Scurry | Wind | West | 2007 | 63 | 63 | 63 | 63 | 63 | 63 | 63 | 63 | 63 | 63
Silver Star | FLTCK_SSI | Eastland | Wind | North | 2008 | 60 | 60 | 60 | 60 | 60 | 60 | 60 | 60 | 60 | 60
Goat Wind 2 | GOAT_GOATWIN2 | Sterling | Wind | West | 2010 | 70 | 70 | 70 | 70 | 70 | 70 | 70 | 70 | 70 | 70
Goat Wind | GOAT_GOATWIND | Sterling | Wind | West | 2008 | 80 | 80 | 80 | 80 | 80 | 80 | 80 | 80 | 80 | 80
Horse Hollow Wind Callahan | HHGT_CALLAHAN | Kendall | Wind | South | 2009 | 114 | 114 | 114 | 114 | 114 | 114 | 114 | 114 | 114 | 114
Horse Hollow Wind 1 | HHGT_HHOLLOW1 | Kendall | Wind | South | 2009 | 213 | 213 | 213 | 213 | 213 | 213 | 213 | 213 | 213 | 213
Horse Hollow Wind 2 | HHGT_HHOLLOW2 | Kendall | Wind | South | 2009 | 184 | 184 | 184 | 184 | 184 | 184 | 184 | 184 | 184 | 184
Horse Hollow Wind 3 | HHGT_HHOLLOW3 | Kendall | Wind | South | 2009 | 224 | 224 | 224 | 224 | 224 | 224 | 224 | 224 | 224 | 224
Horse Hollow Wind 4 | HHGT_HHOLLOW4 | Kendall | Wind | South | 2009 | 115 | 115 | 115 | 115 | 115 | 115 | 115 | 115 | 115 | 115
Callahan Wind | CALLAHAN_WND1 | Callahan | Wind | West | 2004 | 0 | 0 | 0 | 0 | 0 | 0 | 0 | 0 | 0 | 0
Horse Hollow Wind 1 | H_HOLLOW_WND1 | Taylor | Wind | West | 2005 | 0 | 0 | 0 | 0 | 0 | 0 | 0 | 0 | 0 | 0
Horse Hollow Wind 2 | HHOLLOW2_WIND1 | Taylor | Wind | West | 2006 | 0 | 0 | 0 | 0 | 0 | 0 | 0 | 0 | 0 | 0
Horse Hollow Wind 3 | HHOLLOW3_WND_1 | Taylor | Wind | West | 2006 | 0 | 0 | 0 | 0 | 0 | 0 | 0 | 0 | 0 | 0
Horse Hollow Wind 4 | HHOLLOW4_WND1 | Taylor | Wind | West | 2006 | 0 | 0 | 0 | 0 | 0 | 0 | 0 | 0 | 0 | 0
Hackberry Wind Farm | HWF_HWFG1 | Shackelford | Wind | West | 2008 | 162 | 162 | 162 | 162 | 162 | 162 | 162 | 162 | 162 | 162
Inadale Wind | INDL_INADALE1 | Nolan | Wind | West | 2008 | 197 | 197 | 197 | 197 | 197 | 197 | 197 | 197 | 197 | 197
Desert Sky Wind Farm 1 | INDNENR_INDNENR | Pecos | Wind | West | 2002 | 84 | 84 | 84 | 84 | 84 | 84 | 84 | 84 | 84 | 84
Desert Sky Wind Farm 2 | INDNENR_INDNENR_2 | Pecos | Wind | West | 2002 | 77 | 77 | 77 | 77 | 77 | 77 | 77 | 77 | 77 | 77
Indian Mesa Wind Farm | INDNNWP_INDNNWP | Pecos | Wind | West | 2001 | 83 | 83 | 83 | 83 | 83 | 83 | 83 | 83 | 83 | 83
Sherbino I | KEO_KEO_SM1 | Pecos | Wind | West | 2008 | 150 | 150 | 150 | 150 | 150 | 150 | 150 | 150 | 150 | 150
King Mountain NE | KING_NE_KINGNE | Upton | Wind | West | 2001 | 79 | 79 | 79 | 79 | 79 | 79 | 79 | 79 | 79 | 79
King Mountain NW | KING_NW_KINGNW | Upton | Wind | West | 2001 | 79 | 79 | 79 | 79 | 79 | 79 | 79 | 79 | 79 | 79
King Mountain SE | KING_SE_KINGSE | Upton | Wind | West | 2001 | 40 | 40 | 40 | 40 | 40 | 40 | 40 | 40 | 40 | 40
King Mountain SW | KING_SW_KINGSW | Upton | Wind | West | 2001 | 79 | 79 | 79 | 79 | 79 | 79 | 79 | 79 | 79 | 79
Kunitz Wind | KUNITZ_WIND_LGE | Culberson | Wind | West | 1995 | 40 | 40 | 40 | 40 | 40 | 40 | 40 | 40 | 40 | 40
Delaware Mountain Wind Farm | KUNITZ_WIND_NWP | Culberson | Wind | West | 2010 | 30 | 30 | 30 | 30 | 30 | 30 | 30 | 30 | 30 | 30
Langford Wind Power | LGD_LANGFORD | Tom Green | Wind | West | 2009 | 155 | 155 | 155 | 155 | 155 | 155 | 155 | 155 | 155 | 155
Mesquite Wind | LNCRK_G83 | Shackelford | Wind | West | 2006 | 200 | 200 | 200 | 200 | 200 | 200 | 200 | 200 | 200 | 200
Post Oak Wind 1 | LNCRK2_G871 | Shackelford | Wind | West | 2007 | 100 | 100 | 100 | 100 | 100 | 100 | 100 | 100 | 100 | 100
Post Oak Wind 2 | LNCRK2_G872 | Shackelford | Wind | West | 2007 | 100 | 100 | 100 | 100 | 100 | 100 | 100 | 100 | 100 | 100
Loraine Windpark I | LONEWOLF_G1 | Mitchell | Wind | West | 2009 | 50 | 50 | 50 | 50 | 50 | 50 | 50 | 50 | 50 | 50
Loraine Windpark II | LONEWOLF_G2 | Mitchell | Wind | West | 2009 | 51 | 51 | 51 | 51 | 51 | 51 | 51 | 51 | 51 | 51
Loraine Windpark III | LONEWOLF_G3 | Mitchell | Wind | West | 2011 | 26 | 26 | 26 | 26 | 26 | 26 | 26 | 26 | 26 | 26
Loraine Windpark IV | LONEWOLF_G4 | Mitchell | Wind | West | 2011 | 24 | 24 | 24 | 24 | 24 | 24 | 24 | 24 | 24 | 24
Forest Creek Wind Farm | MCDLD_FCW1 | Glasscock | Wind | West | 2007 | 124 | 124 | 124 | 124 | 124 | 124 | 124 | 124 | 124 | 124
Sand Bluff Wind Farm | MCDLD_SBW1 | Glasscock | Wind | West | 2008 | 90 | 90 | 90 | 90 | 90 | 90 | 90 | 90 | 90 | 90
McAdoo Wind Farm | MWEC_G1 | Dickens | Wind | West | 2008 | 150 | 150 | 150 | 150 | 150 | 150 | 150 | 150 | 150 | 150
Notrees-1 | NWF_NWF1 | Winkler | Wind | West | 2009 | 153 | 153 | 153 | 153 | 153 | 153 | 153 | 153 | 153 | 153
Ocotillo Wind Farm | OWF_OWF | Howard | Wind | West | 2008 | 60 | 60 | 60 | 60 | 60 | 60 | 60 | 60 | 60 | 60
Papalote Creek Wind Farm | PAP1_PAP1 | San Patricio | Wind | South | 2009 | 180 | 180 | 180 | 180 | 180 | 180 | 180 | 180 | 180 | 180
Panther Creek 1 | PC_NORTH_PANTHER1 | Howard | Wind | West | 2008 | 143 | 143 | 143 | 143 | 143 | 143 | 143 | 143 | 143 | 143
Panther Creek 2 | PC_SOUTH_PANTHER2 | Howard | Wind | West | 2008 | 116 | 116 | 116 | 116 | 116 | 116 | 116 | 116 | 116 | 116
Panther Creek 3 | PC_SOUTH_PANTHER3 | Howard | Wind | West | 2009 | 200 | 200 | 200 | 200 | 200 | 200 | 200 | 200 | 200 | 200
Penascal Wind | PENA_UNIT1 | Kenedy | Wind | South | 2009 | 161 | 161 | 161 | 161 | 161 | 161 | 161 | 161 | 161 | 161
Penascal Wind | PENA_UNIT2 | Kenedy | Wind | South | 2009 | 142 | 142 | 142 | 142 | 142 | 142 | 142 | 142 | 142 | 142
Penascal Wind | PENA3_UNIT3 | Kenedy | Wind | South | 2010 | 101 | 101 | 101 | 101 | 101 | 101 | 101 | 101 | 101 | 101
Pyron Wind Farm | PYR_PYRON1 | Scurry | Wind | West | 2008 | 249 | 249 | 249 | 249 | 249 | 249 | 249 | 249 | 249 | 249
Red Canyon | RDCANYON_RDCNY1 | Borden | Wind | West | 2006 | 84 | 84 | 84 | 84 | 84 | 84 | 84 | 84 | 84 | 84
Texas Big Spring | SGMTN_SIGNALMT | Howard | Wind | West | 1999 | 34 | 34 | 34 | 34 | 34 | 34 | 34 | 34 | 34 | 34
South Trent Wind Farm | STWF_T1 | Nolan | Wind | West | 2008 | 101 | 101 | 101 | 101 | 101 | 101 | 101 | 101 | 101 | 101
West Texas Wind Energy | SW_MESA_SW_MESA | Upton | Wind | West | 1999 | 74 | 74 | 74 | 74 | 74 | 74 | 74 | 74 | 74 | 74
Stanton Wind Energy | SWEC_G1 | Martin | Wind | West | 2008 | 124 | 124 | 124 | 124 | 124 | 124 | 124 | 124 | 124 | 124
Sweetwater Wind 3 | SWEETWN2_WND2 | Nolan | Wind | West | 2004 | 98 | 98 | 98 | 98 | 98 | 98 | 98 | 98 | 98 | 98
Sweetwater Wind 2 | SWEETWN2_WND24 | Nolan | Wind | West | 2006 | 16 | 16 | 16 | 16 | 16 | 16 | 16 | 16 | 16 | 16
Sweetwater Wind 4 | SWEETWN3_WND3A | Nolan | Wind | West | 2005 | 29.5 | 29.5 | 29.5 | 29.5 | 29.5 | 29.5 | 29.5 | 29.5 | 29.5 | 29.5
Sweetwater Wind 4 | SWEETWN3_WND3B | Nolan | Wind | West | 2005 | 100.5 | 100.5 | 100.5 | 100.5 | 100.5 | 100.5 | 100.5 | 100.5 | 100.5 | 100.5
Sweetwater Wind 7 | SWEETWN4_WND4A | Nolan | Wind | West | 2007 | 118 | 118 | 118 | 118 | 118 | 118 | 118 | 118 | 118 | 118
Sweetwater Wind 6 | SWEETWN4_WND4B | Nolan | Wind | West | 2007 | 104 | 104 | 104 | 104 | 104 | 104 | 104 | 104 | 104 | 104
Sweetwater Wind 5 | SWEETWN4_WND5 | Nolan | Wind | West | 2007 | 79 | 79 | 79 | 79 | 79 | 79 | 79 | 79 | 79 | 79
Sweetwater Wind 1 | SWEETWND_WND1 | Nolan | Wind | West | 2003 | 37 | 37 | 37 | 37 | 37 | 37 | 37 | 37 | 37 | 37
Gulf Wind I | TGW_T1 | Kenedy | Wind | South | 2010 | 142 | 142 | 142 | 142 | 142 | 142 | 142 | 142 | 142 | 142
Gulf Wind II | TGW_T2 | Kenedy | Wind | South | 2010 | 142 | 142 | 142 | 142 | 142 | 142 | 142 | 142 | 142 | 142
Roscoe Wind Farm | TKWSW1_ROSCOE | Nolan | Wind | West | 2008 | 209 | 209 | 209 | 209 | 209 | 209 | 209 | 209 | 209 | 209
Trent Wind Farm | TRENT_TRENT | Nolan | Wind | West | 2001 | 151 | 151 | 151 | 151 | 151 | 151 | 151 | 151 | 151 | 151
Turkey Track Wind Energy Center | TTWEC_G1 | Nolan | Wind | West | 2008 | 170 | 170 | 170 | 170 | 170 | 170 | 170 | 170 | 170 | 170
Whirlwind Energy | WEC_WECG1 | Floyd | Wind | West | 2007 | 57 | 57 | 57 | 57 | 57 | 57 | 57 | 57 | 57 | 57
Wolfe Ridge | WHTTAIL_WR1 | Cooke | Wind | North | 2008 | 113 | 113 | 113 | 113 | 113 | 113 | 113 | 113 | 113 | 113
Pecos Wind (Woodward 1) | WOODWRD1_WOODWRD1 | Pecos | Wind | West | 2001 | 83 | 83 | 83 | 83 | 83 | 83 | 83 | 83 | 83 | 83
Pecos Wind (Woodward 2) | WOODWRD2_WOODWRD2 | Pecos | Wind | West | 2001 | 77 | 77 | 77 | 77 | 77 | 77 | 77 | 77 | 77 | 77
Harbor Wind | DG_NUECE_6UNITS | Nueces | Wind | South | 2012 | 9 | 9 | 9 | 9 | 9 | 9 | 9 | 9 | 9 | 9
Sherbino 2 | KEO_SHRBINO2 | Pecos | Wind | West | 2012 | 150 | 150 | 150 | 150 | 150 | 150 | 150 | 150 | 150 | 150
Trinity Hills | TRINITY_TH1_BUS1 | Young | Wind | North | 2012 | 118 | 118 | 118 | 118 | 118 | 118 | 118 | 118 | 118 | 118
Trinity Hills | TRINITY_TH1_BUS2 | Young | Wind | North | 2012 | 108 | 108 | 108 | 108 | 108 | 108 | 108 | 108 | 108 | 108
Magic Valley Wind | REDFISH_MV1A | Willacy | Wind | South | 2012 | 103 | 103 | 103 | 103 | 103 | 103 | 103 | 103 | 103 | 103
Magic Valley Wind | REDFISH_MV1B | Willacy | Wind | South | 2012 | 103 | 103 | 103 | 103 | 103 | 103 | 103 | 103 | 103 | 103
Wind Resources Total | [5 empty] | 10033.5 | 10033.5 | 10033.5 | 10033.5 | 10033.5 | 10033.5 | 10033.5 | 10033.5 | 10033.5 | 10033.5
Mothballed Resources
Sam Bertron 1 | SRB_SRB_G1 | Harris | Gas | Houston | 1958 | 118 | 118 | 118 | 118 | 118 | 118 | 118 | 118 | 118 | 118
Sam Bertron 2 | SRB_SRB_G2 | Harris | Gas | Houston | 1956 | 174 | 174 | 174 | 174 | 174 | 174 | 174 | 174 | 174 | 174
Sam Bertron 3 | SRB_SRB_G3 | Harris | Gas | Houston | 1959 | 230 | 230 | 230 | 230 | 230 | 230 | 230 | 230 | 230 | 230
Sam Bertron 4 | SRB_SRB_G4 | Harris | Gas | Houston | 1960 | 230 | 230 | 230 | 230 | 230 | 230 | 230 | 230 | 230 | 230
Sam Bertron T2 | SRB_SRBGT_2 | Harris | Gas | Houston | 1967 | 13 | 13 | 13 | 13 | 13 | 13 | 13 | 13 | 13 | 13
AES Deepwater | APD_APD_G1 | Harris | Other | Houston | 1986 | 138 | 138 | 138 | 138 | 138 | 138 | 138 | 138 | 138 | 138
Atkins 3 | ATKINS_ATKINSG3 | Brazos | Gas | North | 1954 | 12 | 12 | 12 | 12 | 12 | 12 | 12 | 12 | 12 | 12
Atkins 4 | ATKINS_ATKINSG4 | Brazos | Gas | North | 1958 | 22 | 22 | 22 | 22 | 22 | 22 | 22 | 22 | 22 | 22
Atkins 5 | ATKINS_ATKINSG5 | Brazos | Gas | North | 1965 | 25 | 25 | 25 | 25 | 25 | 25 | 25 | 25 | 25 | 25
Atkins 6 | ATKINS_ATKINSG6 | Brazos | Gas | North | 1969 | 50 | 50 | 50 | 50 | 50 | 50 | 50 | 50 | 50 | 50
Greens Bayou GT82 | GBY_GBYGT82 | Harris | Gas | Houston | 1976 | 58 | 58 | 58 | 58 | 58 | 58 | 58 | 58 | 58 | 58
Leon Creek 3 | LEON_CRK_LCP3G3 | Bexar | Gas | South | 1953 | 56 | 56 | 56 | 56 | 56 | 56 | 56 | 56 | 56 | 56
Leon Creek 4 | LEON_CRK_LCP4G4 | Bexar | Gas | South | 1959 | 88 | 88 | 88 | 88 | 88 | 88 | 88 | 88 | 88 | 88
North Texas 1 | NTX_NTX_1 | Parker | Gas | North | 1958 | 18 | 18 | 18 | 18 | 18 | 18 | 18 | 18 | 18 | 18
North Texas 2 | NTX_NTX_2 | Parker | Gas | North | 1958 | 18 | 18 | 18 | 18 | 18 | 18 | 18 | 18 | 18 | 18
North Texas 3 | NTX_NTX_3 | Parker | Gas | North | 1963 | 39 | 39 | 39 | 39 | 39 | 39 | 39 | 39 | 39 | 39
Permian Basin 6 | PBSES_UNIT6 | Ward | Gas | West | 2009 | 515 | 515 | 515 | 515 | 515 | 515 | 515 | 515 | 515 | 515
Silas Ray 5 | SILASRAY_SILAS_5 | Cameron | Gas | South | 1951 | 10 | 10 | 10 | 10 | 10 | 10 | 10 | 10 | 10 | 10
Valley 1 | VLSES_UNIT1 | Fannin | Gas | North | 1962 | 174 | 174 | 174 | 174 | 174 | 174 | 174 | 174 | 174 | 174
Valley 2 | VLSES_UNIT2 | Fannin | Gas | North | 1967 | 520 | 520 | 520 | 520 | 520 | 520 | 520 | 520 | 520 | 520
Valley 3 | VLSES_UNIT3 | Fannin | Gas | North | 1971 | 375 | 375 | 375 | 375 | 375 | 375 | 375 | 375 | 375 | 375
Mothballed Resources Total | [5 empty] | 2883 | 2883 | 2883 | 2883 | 2883 | 2883 | 2883 | 2883 | 2883 | 2883
New Units with Signed IA and Air Permit
Sandy Creek 1 | SCES_UNIT1 | McLennan | Coal | North | 2013 | 925 | 925 | 925 | 925 | 925 | 925 | 925 | 925 | 925 | 925
NoTrees Battery | NWF_NBS | Winkler | Storage | West | 2013 | 36 | 36 | 36 | 36 | 36 | 36 | 36 | 36 | 36 | 36
Panda Sherman Power | 10INR0021 | Grayson | Gas | North | 2014 | 0 | 0 | 809 | 809 | 809 | 809 | 809 | 809 | 809 | 809
Panda Temple Power | 10INR0020a | Bell | Gas | North | 2014 | 0 | 0 | 809 | 809 | 809 | 809 | 809 | 809 | 809 | 809
Panda Temple Power | 10INR0020b | Bell | Gas | North | 2016 | 0 | 0 | 0 | 780 | 780 | 780 | 780 | 780 | 780 | 780
Ferguson Replacement Project | 13INR0021 | Llano | Gas | North | 2014 | 0 | 0 | 570 | 570 | 570 | 570 | 570 | 570 | 570 | 570
Texas Clean Energy Project | 13INR0023 | Ector | Coal | West | 2016 | 0 | 0 | 0 | 240 | 240 | 240 | 240 | 240 | 240 | 240
Pondera King Power Project | 10INR0022 | Harris | Gas | Houston | 2016 | 0 | 0 | 0 | 0 | 1380 | 1380 | 1380 | 1380 | 1380 | 1380
New Units with Signed IA and Air Permit Total | [5 empty] | 961 | 961 | 3149 | 4169 | 5549 | 5549 | 5549 | 5549 | 5549 | 5549
New Wind Generation
Senate Wind Project | SENATEWD_UNIT1 | Jack | Wind | West | 2013 | 150 | 150 | 150 | 150 | 150 | 150 | 150 | 150 | 150 | 150
Blue Summit Windfarm | BLSUMMIT_BLSMT1_5 | Wilbarger | Wind | West | 2013 | 9 | 9 | 9 | 9 | 9 | 9 | 9 | 9 | 9 | 9
Blue Summit Windfarm | BLSUMMIT_BLSMT1_6 | Wilbarger | Wind | West | 2013 | 126.4 | 126.4 | 126.4 | 126.4 | 126.4 | 126.4 | 126.4 | 126.4 | 126.4 | 126.4
WKN Mozart | MOZART_WIND_1 | Kent | Wind | West | 2013 | 30 | 30 | 30 | 30 | 30 | 30 | 30 | 30 | 30 | 30
Whitetail Wind Energy Project | EXGNWTL_WIND_1 | Webb | Wind | South | 2013 | 92 | 92 | 92 | 92 | 92 | 92 | 92 | 92 | 92 | 92
Anacacho Windfarm | ANACACHO_ANA | Kinney | Wind | South | 2013 | 100 | 100 | 100 | 100 | 100 | 100 | 100 | 100 | 100 | 100
Los Vientos | LV1_LV1A | Cameron | Wind | South | 2013 | 200.1 | 200.1 | 200.1 | 200.1 | 200.1 | 200.1 | 200.1 | 200.1 | 200.1 | 200.1
Los Vientos | LV1_LV1B | Cameron | Wind | South | 2013 | 201.6 | 201.6 | 201.6 | 201.6 | 201.6 | 201.6 | 201.6 | 201.6 | 201.6 | 201.6
Bobcat Wind | BCATWIND_WIND_1 | Clay | Wind | North | 2013 | 50 | 50 | 50 | 50 | 50 | 50 | 50 | 50 | 50 | 50
Penascal Wind Farm 3 | 06INR0022c | Kenedy | Wind |  | 2013 | 0 | 202 | 202 | 202 | 202 | 202 | 202 | 202 | 202 | 202
Goldthwaite Wind Energy | 11INR0013 | Mills | Wind |  | 2013 | 0 | 150 | 150 | 150 | 150 | 150 | 150 | 150 | 150 | 150
Midway Farms Wind | 11INR0054 | San Patricio | Wind |  | 2013 | 0 | 161 | 161 | 161 | 161 | 161 | 161 | 161 | 161 | 161
Stephens Ranch Wind Project | 12INR0034 | Borden | Wind |  | 2014 | 0 | 378 | 378 | 378 | 378 | 378 | 378 | 378 | 378 | 378
Moore Wind 1 | 11INR0050 | Crosby | Wind |  | 2014 | 0 | 0 | 149 | 149 | 149 | 149 | 149 | 149 | 149 | 149
Conway Windfarm | 13INR0005 | Carson | Wind |  | 2014 | 0 | 0 | 600 | 600 | 600 | 600 | 600 | 600 | 600 | 600
Mesquite Creek Wind | 09INR0051 | Borden | Wind |  | 2015 | 0 | 0 | 0 | 249 | 249 | 249 | 249 | 249 | 249 | 249
Gunsight Mountain | 08INR0018 | Howard | Wind |  | 2016 | 0 | 0 | 0 | 120 | 120 | 120 | 120 | 120 | 120 | 120
New Wind Generation Total | [5 empty] | 959.1 | 1850.1 | 2599.1 | 2968.1 | 2968.1 | 2968.1 | 2968.1 | 2968.1 | 2968.1 | 2968.1
Excluded Resources, per notification from developer
Cobisa-Greenville | 06INR0006 | Hunt | Gas |  |  | 0 | 0 | 0 | 1792 | 1792 | 1792 | 1792 | 1792 | 1792 | 1792

## SummerFuelTypes
Summer Fuel Types - ERCOT
Fuel type is based on the primary fuel. Capacities of the wind units are included at 8.7% of nameplate capacity. Available capacity from private network (self-serve) units is included based on historical contribution during grid scarcity conditions; distributed generation units that have registered with ERCOT are included. DC Tie imports are listed as Other and mothballed capacity is excluded.
In MW
Fuel Type | 2013 | 2014 | 2015 | 2016 | 2017 | 2018 | 2019 | 2020 | 2021 | 2022
Biomass | 246.424 | 246.424 | 246.424 | 246.424 | 246.424 | 246.424 | 246.424 | 246.424 | 246.424 | 246.424
Coal | 19140 | 19140 | 19140 | 19380 | 19380 | 19380 | 18535 | 18535 | 18535 | 18535
Hydro | 547.68 | 547.68 | 547.68 | 547.68 | 547.68 | 547.68 | 547.68 | 547.68 | 547.68 | 547.68
Gas | 47017.937 | 47017.937 | 48851.937 | 49631.937 | 51011.937 | 51011.937 | 51011.937 | 51011.937 | 51328.937 | 51328.937
Nuclear | 5150 | 5150 | 5150 | 5150 | 5150 | 5150 | 5150 | 5150 | 5150 | 5150
Other | 553.0625 | 628.0625 | 628.0625 | 628.0625 | 628.0625 | 628.0625 | 628.0625 | 628.0625 | 628.0625 | 628.0625
Solar | 73.72 | 73.72 | 73.72 | 73.72 | 73.72 | 73.72 | 73.72 | 73.72 | 73.72 | 73.72
Storage | 37 | 37 | 37 | 37 | 37 | 37 | 37 | 37 | 37 | 37
Wind | 956.3562 | 1033.8732 | 1099.0362 | 1131.1392 | 1131.1392 | 1131.1392 | 1131.1392 | 1131.1392 | 1131.1392 | 1131.1392
Total | 73722.1797 | 73874.6967 | 75773.8597 | 76825.9627 | 78205.9627 | 78205.9627 | 77360.9627 | 77360.9627 | 77677.9627 | 77677.9627
In Percentages
Fuel Type | 2013 | 2014 | 2015 | 2016 | 2017 | 2018 | 2019 | 2020 | 2021 | 2022
Biomass | 0.3343% | 0.3336% | 0.3252% | 0.3208% | 0.3151% | 0.3151% | 0.3185% | 0.3185% | 0.3172% | 0.3172%
Coal | 25.96% | 25.91% | 25.26% | 25.23% | 24.78% | 24.78% | 23.96% | 23.96% | 23.86% | 23.86%
Hydro | 0.7429% | 0.7414% | 0.7228% | 0.7129% | 0.7003% | 0.7003% | 0.708% | 0.708% | 0.7051% | 0.7051%
Natural Gas | 63.78% | 63.65% | 64.47% | 64.6% | 65.23% | 65.23% | 65.94% | 65.94% | 66.08% | 66.08%
Nuclear | 6.986% | 6.971% | 6.797% | 6.703% | 6.585% | 6.585% | 6.657% | 6.657% | 6.63% | 6.63%
Other | 0.7502% | 0.8502% | 0.8289% | 0.8175% | 0.8031% | 0.8031% | 0.8119% | 0.8119% | 0.8085% | 0.8085%
Solar | 0.1% | 0.09979% | 0.09729% | 0.09596% | 0.09426% | 0.09426% | 0.09529% | 0.09529% | 0.0949% | 0.0949%
Storage | 0.05019% | 0.05008% | 0.04883% | 0.04816% | 0.04731% | 0.04731% | 0.04783% | 0.04783% | 0.04763% | 0.04763%
Wind | 1.297% | 1.399% | 1.45% | 1.472% | 1.446% | 1.446% | 1.462% | 1.462% | 1.456% | 1.456%