## Legend
Approach | Column | Description
General Information | dataset | CSC/CRE constraint set existing in CRR auction Aug 2013 model
Basic Information | str | Contingeny+constraint+direction
| contingency | CONTINGENCY NAME
| constraint | CONSTRAINT NAME
| linelimit | Constraint MW Limit
| devicecnt | Count of Devices to be removed in original contingency definition
| cktcnt | Count of Circuits removed in actual contingency implementation
| frombus | FROM BUS
| tobus | TO BUS
| direction | FROM_TO or TO_FROM
| sys_total_load | System wide total load MW
NPRR 469 CCT | mingensf | The minimum of generator shift factors reference of distributed load (note that wind resource would be ignored if its SF is negative and wind available capacity ration is 0%)
| maxgensf | The maximum of generator shift factors reference of distributed load (note that wind resource would be ignored if its SF is negative and wind available capacity ration is 0%)
| minbussf | The maximum of bus shift factors, equivalent to import terminal SF with reference of distributed load
| maxbussf | The maximum of bus shift factors, equivalent to export terminal SF with reference of distributed load
| worst_flow | The MW flow of worst case scenario calculated by considering the positive SF resource from highest to lowest to meet the system load.
| pivotal_flow | constraint MW flow of PPI evaluation after removing the biggest entity's capacities and derating wind capacity with negative SF by wind available capacity ratio ( 0% since the study is for Long Term CCT). if all these capacity cannot meet the system-wide load then there will be under generation
| under_gen_mw | Under generation MW of PPI evaluation
| ecim23_p | ECI of positive shift factors with GSF squared approach and min(0.02,1/3) cutoff
| ecim23_n | ECI of negative shift factors with GSF squared approach and min(0.02,1/3) cutoff
| cur_cct_flag | Competitiveness Flag of 469 CCT
Imp ECI<=Threshold | 1000 | True if ECI on the import side <= 1000
| 1500 | True if ECI on the import side <= 1500
| 2000 | True if ECI on the import side <= 2000
| 2500 | True if ECI on the import side <= 2500
| 3000 | True if ECI on the import side <= 3000
No pivotal player
SF<= -2%
NEW_CCT_FLAG | 1000 | Competitive if ECI <= 1000 + SF<=-2%+no pivotal player
| 1500 | Competitive if ECI <= 1500 + SF<=-2%+no pivotal player
| 2000 | Competitive if ECI <= 2000 + SF<=-2%+no pivotal player
| 2500 | Competitive if ECI <= 2500 + SF<=-2%+no pivotal player
| 3000 | Competitive if ECI <= 3000 + SF<=-2%+no pivotal player

## csc CRRAug for long term CCT
[10 empty] | NPRR 469 | [9 empty] | EC1T1 | [6 empty] | EC1T1 |  |  |  |  | summary
[20 empty] | 1000 | 1500 | 2000 | 2500 | 3000 |  |  | 1000 | 1500 | 2000 | 2500 | 3000 | ECIT1 | 1000 | 1500 | 2000 | 2500 | 3000
str | contingency | constraint | linelimit | devicecnt | cktcnt | frombus | tobus | direction | sys_total_load | mingensf | maxgensf | minbussf | maxbussf | worst_flow | pivotal_flow | under_gen_mw | ecim23_p | ecim23_n | cur_cct_flag | Imp ECI<=Threshold | Imp ECI<=Threshold | Imp ECI<=Threshold | Imp ECI<=Threshold | Imp ECI<=Threshold | No pivotal player | SF<= -2% | NEW_CCT_FLAG | NEW_CCT_FLAG | NEW_CCT_FLAG | NEW_CCT_FLAG | NEW_CCT_FLAG | Competitive | 0 | 37 | 188 | 289 | 339
BASE CASE 1295__A FROM_TO | BASE CASE | 1295__A | 492 | 0 | 0 | TEMP_SS__8 | TEMP_PEC__8 | FROM_TO | 73521.13 | -0.02051 | 0.024141 | -0.27413 | 0.32124 | 51.2962 | 7.5485 | 2819.63 | 1945.19 | 1639.549 | Competitive | FALSE | FALSE | TRUE | TRUE | TRUE | TRUE | TRUE | Non-Competitive | Non-Competitive | Competitive | Competitive | Competitive | Non-Competitive | 664 | 627 | 476 | 375 | 325
BASE CASE 1295__A TO_FROM | BASE CASE | 1295__A | 492 | 0 | 0 | TEMP_SS__8 | TEMP_PEC__8 | TO_FROM | 73521.13 | -0.02414 | 0.020513 | -0.32124 | 0.27413 | 306.3227 | 39.2663 | 0 | 1542.677 | 2097.735 | Competitive | FALSE | FALSE | FALSE | TRUE | TRUE | TRUE | TRUE | Non-Competitive | Non-Competitive | Non-Competitive | Competitive | Competitive | Total | 664 | 664 | 664 | 664 | 664
BASE CASE 1830__A FROM_TO | BASE CASE | 1830__A | 83 | 0 | 0 | MCGREGPH1_8 | MCGREG_T_8 | FROM_TO | 73521.13 | -0.00067 | 0.000592 | -0.0447 | 0.92106 | -10.1654 | -12.4011 | 0 | 9265.428 | 1087.051 | Competitive | FALSE | TRUE | TRUE | TRUE | TRUE | TRUE | FALSE | Non-Competitive | Non-Competitive | Non-Competitive | Non-Competitive | Non-Competitive
BASE CASE 1830__A TO_FROM | BASE CASE | 1830__A | 83 | 0 | 0 | MCGREGPH1_8 | MCGREG_T_8 | TO_FROM | 73521.13 | -0.00059 | 0.000668 | -0.92106 | 0.044702 | 19.3679 | 9.3539 | 0 | 914.442 | 9265.428 | Competitive | FALSE | FALSE | FALSE | FALSE | FALSE | TRUE | FALSE | Non-Competitive | Non-Competitive | Non-Competitive | Non-Competitive | Non-Competitive
BASE CASE 1830__B FROM_TO | BASE CASE | 1830__B | 213 | 0 | 0 | SPGVALLYP_8 | MCGREG_T_8 | FROM_TO | 73521.13 | -0.01021 | 0.015791 | -0.44866 | 0.48975 | 84.2385 | -28.3018 | 0 | 1631.7 | 1546.255 | Competitive | FALSE | FALSE | TRUE | TRUE | TRUE | TRUE | FALSE | Non-Competitive | Non-Competitive | Non-Competitive | Non-Competitive | Non-Competitive
BASE CASE 1830__B TO_FROM | BASE CASE | 1830__B | 213 | 0 | 0 | SPGVALLYP_8 | MCGREG_T_8 | TO_FROM | 73521.13 | -0.01579 | 0.010212 | -0.48976 | 0.44866 | 130.4356 | 82.5433 | 51.53 | 1341.078 | 1713.978 | Competitive | FALSE | FALSE | TRUE | TRUE | TRUE | TRUE | FALSE | Non-Competitive | Non-Competitive | Non-Competitive | Non-Competitive | Non-Competitive
BASE CASE 1830__C FROM_TO | BASE CASE | 1830__C | 213 | 0 | 0 | MCGREG_T_8 | TEMPELMC__8 | FROM_TO | 73521.13 | -0.01076 | 0.016383 | -0.08081 | 0.50664 | 64.3869 | -35.304 | 0 | 1646.471 | 1545.006 | Competitive | FALSE | FALSE | TRUE | TRUE | TRUE | TRUE | FALSE | Non-Competitive | Non-Competitive | Non-Competitive | Non-Competitive | Non-Competitive
BASE CASE 1830__C TO_FROM | BASE CASE | 1830__C | 213 | 0 | 0 | MCGREG_T_8 | TEMPELMC__8 | TO_FROM | 73521.13 | -0.01638 | 0.01076 | -0.50664 | 0.080812 | 153.5559 | 88.8709 | 0 | 1338.817 | 1728.543 | Competitive | FALSE | FALSE | TRUE | TRUE | TRUE | TRUE | FALSE | Non-Competitive | Non-Competitive | Non-Competitive | Non-Competitive | Non-Competitive
BASE CASE 1830__E FROM_TO | BASE CASE | 1830__E | 213 | 0 | 0 | COTTONBELT | SPGVALLYP_8 | FROM_TO | 73521.13 | -0.01011 | 0.015896 | -0.51014 | 0.42513 | 94.3297 | -22.0474 | 0 | 1613.16 | 1548.234 | Competitive | FALSE | FALSE | TRUE | TRUE | TRUE | TRUE | FALSE | Non-Competitive | Non-Competitive | Non-Competitive | Non-Competitive | Non-Competitive
BASE CASE 1830__E TO_FROM | BASE CASE | 1830__E | 213 | 0 | 0 | COTTONBELT | SPGVALLYP_8 | TO_FROM | 73521.13 | -0.0159 | 0.010107 | -0.42513 | 0.51014 | 120.6999 | 74.8434 | 272.43 | 1343.305 | 1694.55 | Competitive | FALSE | FALSE | TRUE | TRUE | TRUE | TRUE | FALSE | Non-Competitive | Non-Competitive | Non-Competitive | Non-Competitive | Non-Competitive
BASE CASE 1830__F FROM_TO | BASE CASE | 1830__F | 213 | 0 | 0 | COTTONBELT | WACOATCO1_8 | FROM_TO | 73521.13 | -0.01604 | 0.009963 | -0.28406 | 0.57472 | 109.0842 | 64.328 | 563.23 | 1346.473 | 1601.87 | Competitive | FALSE | FALSE | TRUE | TRUE | TRUE | TRUE | FALSE | Non-Competitive | Non-Competitive | Non-Competitive | Non-Competitive | Non-Competitive
BASE CASE 1830__F TO_FROM | BASE CASE | 1830__F | 213 | 0 | 0 | COTTONBELT | WACOATCO1_8 | TO_FROM | 73521.13 | -0.00996 | 0.01604 | -0.57472 | 0.28406 | 107.2225 | -13.1919 | 0 | 1528.135 | 1551.051 | Competitive | FALSE | FALSE | TRUE | TRUE | TRUE | TRUE | FALSE | Non-Competitive | Non-Competitive | Non-Competitive | Non-Competitive | Non-Competitive
BASE CASE 1830__G FROM_TO | BASE CASE | 1830__G | 596 | 0 | 0 | WACO_W1_8 | WACOWOOD1_8 | FROM_TO | 73521.13 | -0.00908 | 0.016922 | -0.77658 | 0.14771 | 185.4972 | 39.3113 | 0 | 1671.698 | 1602.888 | Competitive | FALSE | FALSE | TRUE | TRUE | TRUE | TRUE | FALSE | Non-Competitive | Non-Competitive | Non-Competitive | Non-Competitive | Non-Competitive
BASE CASE 1830__G TO_FROM | BASE CASE | 1830__G | 596 | 0 | 0 | WACO_W1_8 | WACOWOOD1_8 | TO_FROM | 73521.13 | -0.01692 | 0.009081 | -0.14771 | 0.77658 | 26.537 | 0.79018 | 2654.63 | 1403.869 | 1764.389 | Competitive | FALSE | FALSE | TRUE | TRUE | TRUE | TRUE | FALSE | Non-Competitive | Non-Competitive | Non-Competitive | Non-Competitive | Non-Competitive
BASE CASE 1830__H FROM_TO | BASE CASE | 1830__H | 596 | 0 | 0 | WACOWOOD1_8 | WACOATCO1_8 | FROM_TO | 73521.13 | -0.00949 | 0.016509 | -0.71547 | 0.22301 | 143.9759 | 19.2 | 0 | 1679.414 | 1580.328 | Competitive | FALSE | FALSE | TRUE | TRUE | TRUE | TRUE | FALSE | Non-Competitive | Non-Competitive | Non-Competitive | Non-Competitive | Non-Competitive
BASE CASE 1830__H TO_FROM | BASE CASE | 1830__H | 596 | 0 | 0 | WACOWOOD1_8 | WACOATCO1_8 | TO_FROM | 73521.13 | -0.01651 | 0.009494 | -0.22301 | 0.71547 | 72.0958 | 30.2258 | 897.73 | 1372.81 | 1757.187 | Competitive | FALSE | FALSE | TRUE | TRUE | TRUE | TRUE | FALSE | Non-Competitive | Non-Competitive | Non-Competitive | Non-Competitive | Non-Competitive
BASE CASE 240__A FROM_TO | BASE CASE | 240__A | 1116 | 0 | 0 | JEWETT_S5 | SNGLTN_345 | FROM_TO | 73521.13 | -0.14385 | 0.10364 | -0.14641 | 0.18424 | 2486.85 | 1217.739 | 0 | 1489.489 | 2253.239 | Competitive | FALSE | FALSE | FALSE | TRUE | TRUE | FALSE | TRUE | Non-Competitive | Non-Competitive | Non-Competitive | Non-Competitive | Non-Competitive
BASE CASE 240__A TO_FROM | BASE CASE | 240__A | 1116 | 0 | 0 | JEWETT_S5 | SNGLTN_345 | TO_FROM | 73521.13 | -0.10364 | 0.14385 | -0.18424 | 0.14641 | 775.4682 | 795.1145 | 2855.63 | 2163.397 | 1818.042 | Competitive | FALSE | FALSE | TRUE | TRUE | TRUE | TRUE | TRUE | Non-Competitive | Non-Competitive | Competitive | Competitive | Competitive
BASE CASE 260_A_1 FROM_TO | BASE CASE | 260_A_1 | 1116 | 0 | 0 | JEWETT_N5 | SNGLTN_345 | FROM_TO | 73521.13 | -0.13509 | 0.10172 | -0.13748 | 0.17247 | 2368.62 | 1145.721 | 0 | 1597.321 | 2267.935 | Competitive | FALSE | FALSE | FALSE | TRUE | TRUE | FALSE | TRUE | Non-Competitive | Non-Competitive | Non-Competitive | Non-Competitive | Non-Competitive
BASE CASE 260_A_1 TO_FROM | BASE CASE | 260_A_1 | 1116 | 0 | 0 | JEWETT_N5 | SNGLTN_345 | TO_FROM | 73521.13 | -0.10172 | 0.13509 | -0.17247 | 0.13748 | 734.3199 | 764.6169 | 2855.63 | 2175.938 | 1928.47 | Competitive | FALSE | FALSE | TRUE | TRUE | TRUE | TRUE | TRUE | Non-Competitive | Non-Competitive | Competitive | Competitive | Competitive
BASE CASE 280__A FROM_TO | BASE CASE | 280__A | 1065 | 0 | 0 | LAKE_CRK1_5 | THOUSE_A_5 | FROM_TO | 73521.13 | -0.08981 | 0.15974 | -0.65462 | 0.19331 | 893.1586 | 548.4855 | 2819.63 | 1201.5 | 1879.766 | Competitive | FALSE | FALSE | TRUE | TRUE | TRUE | TRUE | TRUE | Non-Competitive | Non-Competitive | Competitive | Competitive | Competitive
BASE CASE 280__A TO_FROM | BASE CASE | 280__A | 1065 | 0 | 0 | LAKE_CRK1_5 | THOUSE_A_5 | TO_FROM | 73521.13 | -0.15974 | 0.089812 | -0.19331 | 0.65462 | 971.1007 | -647.632 | 0 | 1612.35 | 1321.563 | Competitive | FALSE | TRUE | TRUE | TRUE | TRUE | TRUE | TRUE | Non-Competitive | Competitive | Competitive | Competitive | Competitive
BASE CASE 290__A FROM_TO | BASE CASE | 290__A | 1065 | 0 | 0 | LAKE_CRK2_5 | THOUSE__5 | FROM_TO | 73521.13 | -0.18059 | 0.29869 | -0.43705 | 0.41958 | 923.7111 | 629.8964 | 2855.63 | 6256.644 | 1866.686 | Competitive | FALSE | FALSE | TRUE | TRUE | TRUE | TRUE | TRUE | Non-Competitive | Non-Competitive | Competitive | Competitive | Competitive
BASE CASE 290__A TO_FROM | BASE CASE | 290__A | 1065 | 0 | 0 | LAKE_CRK2_5 | THOUSE__5 | TO_FROM | 73521.13 | -0.2987 | 0.18059 | -0.41958 | 0.43706 | 401.3782 | -613.458 | 0 | 1343.193 | 6301.608 | Competitive | FALSE | FALSE | FALSE | FALSE | FALSE | TRUE | TRUE | Non-Competitive | Non-Competitive | Non-Competitive | Non-Competitive | Non-Competitive
BASE CASE 300__A FROM_TO | BASE CASE | 300__A | 1065 | 0 | 0 | LAKE_CRK1_5 | TEMP_SS__5 | FROM_TO | 73521.13 | -0.09215 | 0.23043 | -0.17064 | 0.28954 | 1681.959 | 104.8939 | 0 | 1658.124 | 1434.247 | Competitive | FALSE | TRUE | TRUE | TRUE | TRUE | TRUE | TRUE | Non-Competitive | Competitive | Competitive | Competitive | Competitive
BASE CASE 300__A TO_FROM | BASE CASE | 300__A | 1065 | 0 | 0 | LAKE_CRK1_5 | TEMP_SS__5 | TO_FROM | 73521.13 | -0.23043 | 0.092148 | -0.28954 | 0.17064 | 723.3475 | 317.357 | 2654.63 | 1254.028 | 1763.786 | Competitive | FALSE | FALSE | TRUE | TRUE | TRUE | TRUE | TRUE | Non-Competitive | Non-Competitive | Competitive | Competitive | Competitive
BASE CASE 315__A FROM_TO | BASE CASE | 315__A | 1065 | 0 | 0 | TEMP_PEC__5 | TEMP_SS__5 | FROM_TO | 73521.13 | -0.06715 | 0.13144 | -0.17283 | 0.6854 | 1064.474 | -195.643 | 0 | 1519.317 | 1208.895 | Competitive | FALSE | TRUE | TRUE | TRUE | TRUE | TRUE | TRUE | Non-Competitive | Competitive | Competitive | Competitive | Competitive
BASE CASE 315__A TO_FROM | BASE CASE | 315__A | 1065 | 0 | 0 | TEMP_PEC__5 | TEMP_SS__5 | TO_FROM | 73521.13 | -0.13144 | 0.067147 | -0.6854 | 0.17283 | 863.105 | 567.5514 | 2819.63 | 1070.817 | 1662.709 | Competitive | FALSE | FALSE | TRUE | TRUE | TRUE | TRUE | TRUE | Non-Competitive | Non-Competitive | Competitive | Competitive | Competitive
BASE CASE 424T424_1 FROM_TO | BASE CASE | 424T424_1 | 1515 | 0 | 0 | BROWN_5 | SARC7A | FROM_TO | 73521.13 | -0.09368 | 0.01323 | -0.29529 | 0.095546 | 455.1973 | 88.4683 | 0 | 970.997 | 2912.479 | Competitive | FALSE | FALSE | FALSE | FALSE | TRUE | TRUE | TRUE | Non-Competitive | Non-Competitive | Non-Competitive | Non-Competitive | Competitive
BASE CASE 424T424_1 TO_FROM | BASE CASE | 424T424_1 | 1515 | 0 | 0 | BROWN_5 | SARC7A | TO_FROM | 73521.13 | -0.01323 | 0.1592 | -0.09555 | 0.29529 | 790.409 | 208.8693 | 0 | 1105.228 | 1051.973 | Competitive | FALSE | TRUE | TRUE | TRUE | TRUE | TRUE | FALSE | Non-Competitive | Non-Competitive | Non-Competitive | Non-Competitive | Non-Competitive
BASE CASE 490__A FROM_TO | BASE CASE | 490__A | 1065 | 0 | 0 | THOUSE__5 | TEMP_PEC__5 | FROM_TO | 73521.13 | -0.07719 | 0.12764 | -0.21465 | 0.21732 | 1368.591 | 33.8217 | 0 | 1521.726 | 1386.913 | Competitive | FALSE | TRUE | TRUE | TRUE | TRUE | TRUE | TRUE | Non-Competitive | Competitive | Competitive | Competitive | Competitive
BASE CASE 490__A TO_FROM | BASE CASE | 490__A | 1065 | 0 | 0 | THOUSE__5 | TEMP_PEC__5 | TO_FROM | 73521.13 | -0.12764 | 0.077185 | -0.21732 | 0.21465 | 646.5517 | 348.8207 | 2819.63 | 1214.178 | 1647.344 | Competitive | FALSE | FALSE | TRUE | TRUE | TRUE | TRUE | TRUE | Non-Competitive | Non-Competitive | Competitive | Competitive | Competitive
BASE CASE 6011__A FROM_TO | BASE CASE | 6011__A | 1065 | 0 | 0 | BOWMAN_5 | FISHRDSS1_5 | FROM_TO | 73521.13 | -0.1348 | 0.015879 | -0.70293 | 0.20495 | 226.0684 | 42.8929 | 0 | 3137.886 | 3618.239 | Competitive | FALSE | FALSE | FALSE | FALSE | FALSE | TRUE | TRUE | Non-Competitive | Non-Competitive | Non-Competitive | Non-Competitive | Non-Competitive
BASE CASE 6011__A TO_FROM | BASE CASE | 6011__A | 1065 | 0 | 0 | BOWMAN_5 | FISHRDSS1_5 | TO_FROM | 73521.13 | -0.01588 | 0.1348 | -0.20495 | 0.70293 | 149.4745 | -187.497 | 0 | 4514.629 | 3137.886 | Competitive | FALSE | FALSE | FALSE | FALSE | FALSE | TRUE | FALSE | Non-Competitive | Non-Competitive | Non-Competitive | Non-Competitive | Non-Competitive
BASE CASE 6012__A FROM_TO | BASE CASE | 6012__A | 1065 | 0 | 0 | BOWMAN_5 | JACKSBRO_5 | FROM_TO | 73521.13 | -0.08532 | 0.33723 | -0.11647 | 0.42431 | 968.2018 | -499.978 | 0 | 1942.831 | 4958.97 | Competitive | FALSE | FALSE | FALSE | FALSE | FALSE | TRUE | TRUE | Non-Competitive | Non-Competitive | Non-Competitive | Non-Competitive | Non-Competitive
BASE CASE 6012__A TO_FROM | BASE CASE | 6012__A | 1065 | 0 | 0 | BOWMAN_5 | JACKSBRO_5 | TO_FROM | 73521.13 | -0.33723 | 0.085321 | -0.42432 | 0.11647 | 642.437 | -77.6486 | 0 | 4958.97 | 2375.127 | Competitive | FALSE | FALSE | FALSE | TRUE | TRUE | TRUE | TRUE | Non-Competitive | Non-Competitive | Non-Competitive | Competitive | Competitive
BASE CASE 6024__A FROM_TO | BASE CASE | 6024__A | 1065 | 0 | 0 | GRHAMSES1_5 | LONGCREK_5 | FROM_TO | 73521.13 | -0.12649 | 0.083248 | -0.24176 | 0.083248 | 566.3743 | 54.809 | 0 | 2330.856 | 3110.002 | Competitive | FALSE | FALSE | FALSE | FALSE | FALSE | TRUE | TRUE | Non-Competitive | Non-Competitive | Non-Competitive | Non-Competitive | Non-Competitive
BASE CASE 6024__A TO_FROM | BASE CASE | 6024__A | 1065 | 0 | 0 | GRHAMSES1_5 | LONGCREK_5 | TO_FROM | 73521.13 | -0.08325 | 0.24176 | -0.08325 | 0.24176 | 1277.18 | 300.4633 | 0 | 846.827 | 2499.284 | Competitive | FALSE | FALSE | FALSE | TRUE | TRUE | TRUE | TRUE | Non-Competitive | Non-Competitive | Non-Competitive | Competitive | Competitive
BASE CASE 6028__A FROM_TO | BASE CASE | 6028__A | 1065 | 0 | 0 | GRHAMSES1_5 | COKFIELD_5 | FROM_TO | 73521.13 | -0.12715 | 0.083679 | -0.4046 | 0.083679 | 569.3088 | 55.0928 | 0 | 2330.825 | 3110.006 | Competitive | FALSE | FALSE | FALSE | FALSE | FALSE | TRUE | TRUE | Non-Competitive | Non-Competitive | Non-Competitive | Non-Competitive | Non-Competitive
BASE CASE 6028__A TO_FROM | BASE CASE | 6028__A | 1065 | 0 | 0 | GRHAMSES1_5 | COKFIELD_5 | TO_FROM | 73521.13 | -0.08368 | 0.4046 | -0.08368 | 0.4046 | 1322.747 | 302.0217 | 0 | 881.19 | 2499.252 | Competitive | FALSE | FALSE | FALSE | TRUE | TRUE | TRUE | TRUE | Non-Competitive | Non-Competitive | Non-Competitive | Competitive | Competitive
BASE CASE 6029__A FROM_TO | BASE CASE | 6029__A | 1065 | 0 | 0 | LONGCREK_5 | COKFIELD_5 | FROM_TO | 73521.13 | -0.08368 | 0.24301 | -0.5954 | 0.24301 | 1253.241 | 302.0217 | 0 | 876.138 | 2499.252 | Non-Competi | FALSE | FALSE | FALSE | TRUE | TRUE | TRUE | TRUE | Non-Competitive | Non-Competitive | Non-Competitive | Competitive | Competitive
BASE CASE 6029__A TO_FROM | BASE CASE | 6029__A | 1065 | 0 | 0 | LONGCREK_5 | COKFIELD_5 | TO_FROM | 73521.13 | -0.12715 | 0.5954 | -0.24301 | 0.5954 | 667.8875 | 55.0928 | 0 | 6426.859 | 3110.006 | Competitive | FALSE | FALSE | FALSE | FALSE | FALSE | TRUE | TRUE | Non-Competitive | Non-Competitive | Non-Competitive | Non-Competitive | Non-Competitive
BASE CASE 6035__A FROM_TO | BASE CASE | 6035__A | 1065 | 0 | 0 | TONKAWA_5 | GRHAMSES1_5 | FROM_TO | 73521.13 | -0.05497 | 0.15899 | -0.05497 | 0.15899 | 998.4061 | 189.0551 | 0 | 1133.649 | 3443.363 | Competitive | FALSE | FALSE | FALSE | FALSE | FALSE | TRUE | TRUE | Non-Competitive | Non-Competitive | Non-Competitive | Non-Competitive | Non-Competitive
BASE CASE 6035__A TO_FROM | BASE CASE | 6035__A | 1065 | 0 | 0 | TONKAWA_5 | GRHAMSES1_5 | TO_FROM | 73521.13 | -0.11651 | 0.054973 | -0.15899 | 0.054973 | 441.7498 | 37.9491 | 0 | 3233.878 | 3113.701 | Competitive | FALSE | FALSE | FALSE | FALSE | FALSE | TRUE | TRUE | Non-Competitive | Non-Competitive | Non-Competitive | Non-Competitive | Non-Competitive
BASE CASE 6380__A FROM_TO | BASE CASE | 6380__A | 185 | 0 | 0 | MURRY_P8 | GRHAMSES1_8 | FROM_TO | 73521.13 | -0.06255 | 0.12157 | -0.06255 | 0.6971 | 174.5342 | -3.0549 | 0 | 2580.15 | 10000 | Competitive | FALSE | FALSE | FALSE | FALSE | FALSE | TRUE | TRUE | Non-Competitive | Non-Competitive | Non-Competitive | Non-Competitive | Non-Competitive
BASE CASE 6380__A TO_FROM | BASE CASE | 6380__A | 185 | 0 | 0 | MURRY_P8 | GRHAMSES1_8 | TO_FROM | 73521.13 | -0.02835 | 0.062549 | -0.6971 | 0.062549 | 150.9264 | 58.8059 | 4218.23 | 8287.433 | 3402.612 | Competitive | FALSE | FALSE | FALSE | FALSE | FALSE | TRUE | TRUE | Non-Competitive | Non-Competitive | Non-Competitive | Non-Competitive | Non-Competitive
BASE CASE 6380__D FROM_TO | BASE CASE | 6380__D | 154 | 0 | 0 | MURRY_P8 | PAIP4B | FROM_TO | 73521.13 | -0.02839 | 0.062514 | -0.19924 | 0.30286 | 148.3309 | 56.3787 | 4218.23 | 8289.147 | 3401.804 | Competitive | FALSE | FALSE | FALSE | FALSE | FALSE | TRUE | TRUE | Non-Competitive | Non-Competitive | Non-Competitive | Non-Competitive | Non-Competitive
BASE CASE 6380__D TO_FROM | BASE CASE | 6380__D | 154 | 0 | 0 | MURRY_P8 | PAIP4B | TO_FROM | 73521.13 | -0.06251 | 0.12161 | -0.30286 | 0.19924 | 177.1287 | -0.4799 | 0 | 2579.513 | 10000 | Competitive | FALSE | FALSE | FALSE | FALSE | FALSE | TRUE | TRUE | Non-Competitive | Non-Competitive | Non-Competitive | Non-Competitive | Non-Competitive
BASE CASE 651__A FROM_TO | BASE CASE | 651__A | 185 | 0 | 0 | COMANCHE_T8 | COMANCHE_8 | FROM_TO | 73521.13 | 0 | 0.000137 | -0.99986 | 0.000137 | 10.1512 | 10.084 | 0 | 795.897 | 0 | Competitive | TRUE | TRUE | TRUE | TRUE | TRUE | TRUE | FALSE | Non-Competitive | Non-Competitive | Non-Competitive | Non-Competitive | Non-Competitive
BASE CASE 651__A TO_FROM | BASE CASE | 651__A | 185 | 0 | 0 | COMANCHE_T8 | COMANCHE_8 | TO_FROM | 73521.13 | -0.00014 | 0 | -0.00014 | 0.99986 | -10.1043 | -9.2467 | 6104.43 | 0 | 917.244 | Competitive | TRUE | TRUE | TRUE | TRUE | TRUE | TRUE | FALSE | Non-Competitive | Non-Competitive | Non-Competitive | Non-Competitive | Non-Competitive
BASE CASE 651__B FROM_TO | BASE CASE | 651__B | 185 | 0 | 0 | COMCHESS1_8 | COMANCHE_T8 | FROM_TO | 73521.13 | -0.07225 | 0.017587 | -0.72859 | 0.1831 | 246.7218 | 54.3728 | 0 | 937.448 | 8869.265 | Competitive | FALSE | FALSE | FALSE | FALSE | FALSE | TRUE | TRUE | Non-Competitive | Non-Competitive | Non-Competitive | Non-Competitive | Non-Competitive
BASE CASE 651__B TO_FROM | BASE CASE | 651__B | 185 | 0 | 0 | COMCHESS1_8 | COMANCHE_T8 | TO_FROM | 73521.13 | -0.0141 | 0.13099 | -0.1831 | 0.72859 | 44.0947 | -108.991 | 0 | 5727.588 | 2465.475 | Competitive | FALSE | FALSE | FALSE | TRUE | TRUE | TRUE | FALSE | Non-Competitive | Non-Competitive | Non-Competitive | Non-Competitive | Non-Competitive
BASE CASE 651__D FROM_TO | BASE CASE | 651__D | 185 | 0 | 0 | DUBLIN1_8 | HASSE_P8 | FROM_TO | 73521.13 | -0.01474 | 0.13181 | -0.31555 | 0.40841 | 90.1476 | -63.4203 | 0 | 5781.45 | 2372.34 | Competitive | FALSE | FALSE | FALSE | TRUE | TRUE | TRUE | FALSE | Non-Competitive | Non-Competitive | Non-Competitive | Non-Competitive | Non-Competitive
BASE CASE 651__D TO_FROM | BASE CASE | 651__D | 185 | 0 | 0 | DUBLIN1_8 | HASSE_P8 | TO_FROM | 73521.13 | -0.07143 | 0.014737 | -0.40841 | 0.31555 | 177.0533 | 11.639 | 0 | 971.93 | 8818.992 | Competitive | FALSE | FALSE | FALSE | FALSE | FALSE | TRUE | TRUE | Non-Competitive | Non-Competitive | Non-Competitive | Non-Competitive | Non-Competitive
BASE CASE 651__E FROM_TO | BASE CASE | 651__E | 249 | 0 | 0 | DUBLIN1_8 | STPHNVIL_8 | FROM_TO | 73521.13 | -0.07165 | 0.014512 | -0.18123 | 0.59137 | 160.3759 | -4.873 | 0 | 976.15 | 8809.494 | Competitive | FALSE | FALSE | FALSE | FALSE | FALSE | TRUE | TRUE | Non-Competitive | Non-Competitive | Non-Competitive | Non-Competitive | Non-Competitive
BASE CASE 651__E TO_FROM | BASE CASE | 651__E | 249 | 0 | 0 | DUBLIN1_8 | STPHNVIL_8 | TO_FROM | 73521.13 | -0.01451 | 0.13203 | -0.59137 | 0.18123 | 106.7359 | -38.5477 | 0 | 5781.308 | 2377.838 | Competitive | FALSE | FALSE | FALSE | TRUE | TRUE | TRUE | FALSE | Non-Competitive | Non-Competitive | Non-Competitive | Non-Competitive | Non-Competitive
BASE CASE KDLKG_75_A FROM_TO | BASE CASE | KDLKG_75_A | 1677 | 0 | 0 | KING____345A | KUYDAL755010 | FROM_TO | 73521.13 | -0.14569 | 0.14446 | -0.57009 | 0.15013 | 453.9285 | 516.897 | 3741.83 | 2480.833 | 1785.612 | Competitive | FALSE | FALSE | TRUE | TRUE | TRUE | TRUE | TRUE | Non-Competitive | Non-Competitive | Competitive | Competitive | Competitive
BASE CASE KDLKG_75_A TO_FROM | BASE CASE | KDLKG_75_A | 1677 | 0 | 0 | KING____345A | KUYDAL755010 | TO_FROM | 73521.13 | -0.14446 | 0.14569 | -0.15013 | 0.57009 | 2241.137 | 914.9175 | 0 | 1492.301 | 2523.184 | Competitive | FALSE | FALSE | FALSE | FALSE | TRUE | TRUE | TRUE | Non-Competitive | Non-Competitive | Non-Competitive | Non-Competitive | Competitive
BASE CASE KDLRNS75_A FROM_TO | BASE CASE | KDLRNS75_A | 1677 | 0 | 0 | ROANS___345C | KUYDAL755010 | FROM_TO | 73521.13 | -0.14367 | 0.14648 | -0.42913 | 0.14648 | 2299.079 | 972.7075 | 0 | 1490.487 | 2523.306 | Non-Competi | FALSE | FALSE | FALSE | FALSE | TRUE | TRUE | TRUE | Non-Competitive | Non-Competitive | Non-Competitive | Non-Competitive | Competitive
BASE CASE KDLRNS75_A TO_FROM | BASE CASE | KDLRNS75_A | 1677 | 0 | 0 | ROANS___345C | KUYDAL755010 | TO_FROM | 73521.13 | -0.14648 | 0.14367 | -0.14648 | 0.42912 | 395.9363 | 462.0482 | 3741.83 | 2481.76 | 1785.131 | Competitive | FALSE | FALSE | TRUE | TRUE | TRUE | TRUE | TRUE | Non-Competitive | Non-Competitive | Competitive | Competitive | Competitive
BASE CASE KDLRTW74_A FROM_TO | BASE CASE | KDLRTW74_A | 1677 | 0 | 0 | KUYDAL745005 | RTHWOD__345A | FROM_TO | 73521.13 | -0.13582 | 0.055234 | -0.42405 | 0.52476 | 1494.91 | 472.4912 | 0 | 1509.027 | 2487.616 | Competitive | FALSE | FALSE | FALSE | TRUE | TRUE | TRUE | TRUE | Non-Competitive | Non-Competitive | Non-Competitive | Competitive | Competitive
BASE CASE KDLRTW74_A TO_FROM | BASE CASE | KDLRTW74_A | 1677 | 0 | 0 | KUYDAL745005 | RTHWOD__345A | TO_FROM | 73521.13 | -0.05523 | 0.13583 | -0.52476 | 0.42405 | 566.089 | 666.7296 | 3741.83 | 2455.712 | 1838.339 | Competitive | FALSE | FALSE | TRUE | TRUE | TRUE | TRUE | TRUE | Non-Competitive | Non-Competitive | Competitive | Competitive | Competitive
BASE CASE KDLTB_74_A FROM_TO | BASE CASE | KDLTB_74_A | 1677 | 0 | 0 | KUYDAL745005 | TOMBAL__345B | FROM_TO | 73521.13 | -0.0563 | 0.13476 | -0.38152 | 0.47418 | 487.5352 | 592.4336 | 3741.83 | 2456.829 | 1839.978 | Competitive | FALSE | FALSE | TRUE | TRUE | TRUE | TRUE | TRUE | Non-Competitive | Non-Competitive | Competitive | Competitive | Competitive
BASE CASE KDLTB_74_A TO_FROM | BASE CASE | KDLTB_74_A | 1677 | 0 | 0 | KUYDAL745005 | TOMBAL__345B | TO_FROM | 73521.13 | -0.13476 | 0.056299 | -0.47418 | 0.38153 | 1573.243 | 550.7712 | 0 | 1508.067 | 2487.459 | Competitive | FALSE | FALSE | FALSE | TRUE | TRUE | TRUE | TRUE | Non-Competitive | Non-Competitive | Non-Competitive | Competitive | Competitive
BASE CASE KG_RTW74_A FROM_TO | BASE CASE | KG_RTW74_A | 1710 | 0 | 0 | KING____345A | RTHWOD__345A | FROM_TO | 73521.13 | -0.04597 | 0.15532 | -0.46359 | 0.16534 | 825.3562 | 910.3141 | 3741.83 | 2449.339 | 1848.376 | Competitive | FALSE | FALSE | TRUE | TRUE | TRUE | TRUE | TRUE | Non-Competitive | Non-Competitive | Competitive | Competitive | Competitive
BASE CASE KG_RTW74_A TO_FROM | BASE CASE | KG_RTW74_A | 1710 | 0 | 0 | KING____345A | RTHWOD__345A | TO_FROM | 73521.13 | -0.15532 | 0.045969 | -0.16534 | 0.46359 | 1182.159 | 162.033 | 0 | 1516.476 | 2477.937 | Competitive | FALSE | FALSE | FALSE | TRUE | TRUE | TRUE | TRUE | Non-Competitive | Non-Competitive | Non-Competitive | Competitive | Competitive
BASE CASE RNSSNG75_A FROM_TO | BASE CASE | RNSSNG75_A | 1677 | 0 | 0 | ROANS___345C | SNGLTN_345 | FROM_TO | 73521.13 | -0.0849 | 0.85352 | -0.08896 | 0.85352 | 1250.639 | 1395.048 | 3741.83 | 6310.016 | 1884.573 | Competitive | FALSE | FALSE | TRUE | TRUE | TRUE | TRUE | TRUE | Non-Competitive | Non-Competitive | Competitive | Competitive | Competitive
BASE CASE RNSSNG75_A TO_FROM | BASE CASE | RNSSNG75_A | 1677 | 0 | 0 | ROANS___345C | SNGLTN_345 | TO_FROM | 73521.13 | -0.85352 | 0.084902 | -0.85352 | 0.088963 | 2089.365 | -246.619 | 0 | 1545.16 | 6333.03 | Non-Competi | FALSE | FALSE | FALSE | FALSE | FALSE | TRUE | TRUE | Non-Competitive | Non-Competitive | Non-Competitive | Non-Competitive | Non-Competitive
BASE CASE SNGTB_74_A FROM_TO | BASE CASE | SNGTB_74_A | 1677 | 0 | 0 | SNGLTN_345 | TOMBAL__345B | FROM_TO | 73521.13 | -0.127 | 0.10575 | -0.37604 | 0.11096 | 2751.945 | 1412.753 | 0 | 1498.865 | 2579.097 | Non-Competi | FALSE | FALSE | FALSE | FALSE | TRUE | TRUE | TRUE | Non-Competitive | Non-Competitive | Non-Competitive | Non-Competitive | Competitive
BASE CASE SNGTB_74_A TO_FROM | BASE CASE | SNGTB_74_A | 1677 | 0 | 0 | SNGLTN_345 | TOMBAL__345B | TO_FROM | 73521.13 | -0.10575 | 0.127 | -0.11096 | 0.37604 | 129.2105 | 287.2683 | 3741.83 | 2527.353 | 1811.625 | Competitive | FALSE | FALSE | TRUE | TRUE | TRUE | TRUE | TRUE | Non-Competitive | Non-Competitive | Competitive | Competitive | Competitive
BASE CASE SNGXGC75_1 FROM_TO | BASE CASE | SNGXGC75_1 | 1310 | 0 | 0 | GIBN_CREK_5 | SNGLTN_345 | FROM_TO | 73521.13 | -0.13068 | 0.32336 | -0.13332 | 0.32336 | 2239.214 | 881.0147 | 0 | 1300.594 | 2435.363 | Competitive | FALSE | FALSE | FALSE | TRUE | TRUE | TRUE | TRUE | Non-Competitive | Non-Competitive | Non-Competitive | Competitive | Competitive
BASE CASE SNGXGC75_1 TO_FROM | BASE CASE | SNGXGC75_1 | 1310 | 0 | 0 | GIBN_CREK_5 | SNGLTN_345 | TO_FROM | 73521.13 | -0.32335 | 0.13068 | -0.32335 | 0.13332 | 559.4497 | 526.3096 | 3741.83 | 2369.862 | 1489.395 | Competitive | FALSE | TRUE | TRUE | TRUE | TRUE | TRUE | TRUE | Non-Competitive | Competitive | Competitive | Competitive | Competitive
BASE CASE SNGXGC99_1 FROM_TO | BASE CASE | SNGXGC99_1 | 1310 | 0 | 0 | GIBN_CREK_5 | SNGLTN_345 | FROM_TO | 73521.13 | -0.13068 | 0.32336 | -0.13332 | 0.32336 | 2239.214 | 881.0147 | 0 | 1300.594 | 2435.363 | Competitive | FALSE | FALSE | FALSE | TRUE | TRUE | TRUE | TRUE | Non-Competitive | Non-Competitive | Non-Competitive | Competitive | Competitive
BASE CASE SNGXGC99_1 TO_FROM | BASE CASE | SNGXGC99_1 | 1310 | 0 | 0 | GIBN_CREK_5 | SNGLTN_345 | TO_FROM | 73521.13 | -0.32335 | 0.13068 | -0.32335 | 0.13332 | 559.4497 | 526.3096 | 3741.83 | 2369.862 | 1489.395 | Competitive | FALSE | TRUE | TRUE | TRUE | TRUE | TRUE | TRUE | Non-Competitive | Competitive | Competitive | Competitive | Competitive
DGRSLNC5 6011__A FROM_TO | DGRSLNC5 | 6011__A | 1065 | 2 | 2 | BOWMAN_5 | FISHRDSS1_5 | FROM_TO | 73521.13 | -0.1339 | 0.020865 | -0.69975 | 0.2086 | 278.5776 | 28.9765 | 0 | 2616.428 | 2743.72 | Competitive | FALSE | FALSE | FALSE | FALSE | TRUE | TRUE | TRUE | Non-Competitive | Non-Competitive | Non-Competitive | Non-Competitive | Competitive
DGRSLNC5 6011__A TO_FROM | DGRSLNC5 | 6011__A | 1065 | 2 | 2 | BOWMAN_5 | FISHRDSS1_5 | TO_FROM | 73521.13 | -0.02086 | 0.1339 | -0.2086 | 0.69975 | 287.3307 | -232.457 | 0 | 2316.455 | 2616.428 | Competitive | FALSE | FALSE | FALSE | FALSE | TRUE | TRUE | TRUE | Non-Competitive | Non-Competitive | Non-Competitive | Non-Competitive | Competitive
DGRSLNC5 6012__A FROM_TO | DGRSLNC5 | 6012__A | 1065 | 2 | 2 | BOWMAN_5 | JACKSBRO_5 | FROM_TO | 73521.13 | -0.091 | 0.33621 | -0.12265 | 0.42015 | 1121.892 | -545.6 | 0 | 1539.687 | 2516.847 | Competitive | FALSE | FALSE | FALSE | FALSE | TRUE | TRUE | TRUE | Non-Competitive | Non-Competitive | Non-Competitive | Non-Competitive | Competitive
DGRSLNC5 6012__A TO_FROM | DGRSLNC5 | 6012__A | 1065 | 2 | 2 | BOWMAN_5 | JACKSBRO_5 | TO_FROM | 73521.13 | -0.33621 | 0.090999 | -0.42015 | 0.12265 | 697.46 | -91.7978 | 0 | 2434.411 | 2163.839 | Competitive | FALSE | FALSE | FALSE | TRUE | TRUE | TRUE | TRUE | Non-Competitive | Non-Competitive | Non-Competitive | Competitive | Competitive
DGRSLNC5 6028__A FROM_TO | DGRSLNC5 | 6028__A | 1065 | 2 | 2 | GRHAMSES1_5 | COKFIELD_5 | FROM_TO | 73521.13 | 0 | 0 | 0 | 0 | 0 | 0 | 0 | 0 | 0 | Competitive | TRUE | TRUE | TRUE | TRUE | TRUE | TRUE | FALSE | Non-Competitive | Non-Competitive | Non-Competitive | Non-Competitive | Non-Competitive
DGRSLNC5 6028__A TO_FROM | DGRSLNC5 | 6028__A | 1065 | 2 | 2 | GRHAMSES1_5 | COKFIELD_5 | TO_FROM | 73521.13 | 0 | 0 | 0 | 0 | 0 | 0 | 0 | 0 | 0 | Competitive | TRUE | TRUE | TRUE | TRUE | TRUE | TRUE | FALSE | Non-Competitive | Non-Competitive | Non-Competitive | Non-Competitive | Non-Competitive
DGRSLNC5 6029__A FROM_TO | DGRSLNC5 | 6029__A | 1065 | 2 | 2 | LONGCREK_5 | COKFIELD_5 | FROM_TO | 73521.13 | 0 | 0 | -1 | 0 | 0 | 0 | 0 | 0 | 0 | Competitive | TRUE | TRUE | TRUE | TRUE | TRUE | TRUE | FALSE | Non-Competitive | Non-Competitive | Non-Competitive | Non-Competitive | Non-Competitive
DGRSLNC5 6029__A TO_FROM | DGRSLNC5 | 6029__A | 1065 | 2 | 2 | LONGCREK_5 | COKFIELD_5 | TO_FROM | 73521.13 | 0 | 1 | 0 | 1 | 162.3 | 0 | 0 | 10000 | 0 | Competitive | TRUE | TRUE | TRUE | TRUE | TRUE | TRUE | FALSE | Non-Competitive | Non-Competitive | Non-Competitive | Non-Competitive | Non-Competitive
DGRSLNC5 6035__A FROM_TO | DGRSLNC5 | 6035__A | 1065 | 2 | 2 | TONKAWA_5 | GRHAMSES1_5 | FROM_TO | 73521.13 | -0.09681 | 0.22117 | -0.09681 | 0.22117 | 1650.167 | 380.7086 | 0 | 994.924 | 2451.216 | Competitive | FALSE | FALSE | FALSE | TRUE | TRUE | TRUE | TRUE | Non-Competitive | Non-Competitive | Non-Competitive | Competitive | Competitive
DGRSLNC5 6035__A TO_FROM | DGRSLNC5 | 6035__A | 1065 | 2 | 2 | TONKAWA_5 | GRHAMSES1_5 | TO_FROM | 73521.13 | -0.18007 | 0.096807 | -0.22117 | 0.096807 | 726.3732 | 65.4975 | 0 | 2304.608 | 3106.371 | Competitive | FALSE | FALSE | FALSE | FALSE | FALSE | TRUE | TRUE | Non-Competitive | Non-Competitive | Non-Competitive | Non-Competitive | Non-Competitive
DGRSLNC5 6380__A FROM_TO | DGRSLNC5 | 6380__A | 185 | 2 | 2 | MURRY_P8 | GRHAMSES1_8 | FROM_TO | 73521.13 | -0.06659 | 0.12803 | -0.06659 | 0.69636 | 282.198 | 19.0991 | 0 | 1175.394 | 10000 | Competitive | FALSE | FALSE | FALSE | FALSE | FALSE | TRUE | TRUE | Non-Competitive | Non-Competitive | Non-Competitive | Non-Competitive | Non-Competitive
DGRSLNC5 6380__A TO_FROM | DGRSLNC5 | 6380__A | 185 | 2 | 2 | MURRY_P8 | GRHAMSES1_8 | TO_FROM | 73521.13 | -0.03865 | 0.066595 | -0.69636 | 0.066595 | 198.7766 | 62.7454 | 4884.43 | 8219.233 | 3231.367 | Competitive | FALSE | FALSE | FALSE | FALSE | FALSE | TRUE | TRUE | Non-Competitive | Non-Competitive | Non-Competitive | Non-Competitive | Non-Competitive
DGRSLNC5 6380__D FROM_TO | DGRSLNC5 | 6380__D | 154 | 2 | 2 | MURRY_P8 | PAIP4B | FROM_TO | 73521.13 | -0.03869 | 0.066559 | -0.20534 | 0.3036 | 196.1974 | 60.3415 | 4884.43 | 8220.814 | 3231.061 | Competitive | FALSE | FALSE | FALSE | FALSE | FALSE | TRUE | TRUE | Non-Competitive | Non-Competitive | Non-Competitive | Non-Competitive | Non-Competitive
DGRSLNC5 6380__D TO_FROM | DGRSLNC5 | 6380__D | 154 | 2 | 2 | MURRY_P8 | PAIP4B | TO_FROM | 73521.13 | -0.06656 | 0.12807 | -0.3036 | 0.20534 | 284.8158 | 21.6741 | 0 | 1174.764 | 10000 | Competitive | FALSE | FALSE | FALSE | FALSE | FALSE | TRUE | TRUE | Non-Competitive | Non-Competitive | Non-Competitive | Non-Competitive | Non-Competitive
DGRSLNC5 651__A FROM_TO | DGRSLNC5 | 651__A | 185 | 2 | 2 | COMANCHE_T8 | COMANCHE_8 | FROM_TO | 73521.13 | 0 | 0.000137 | -0.99986 | 0.000137 | 10.1512 | 10.084 | 0 | 795.897 | 0 | Competitive | TRUE | TRUE | TRUE | TRUE | TRUE | TRUE | FALSE | Non-Competitive | Non-Competitive | Non-Competitive | Non-Competitive | Non-Competitive
DGRSLNC5 651__A TO_FROM | DGRSLNC5 | 651__A | 185 | 2 | 2 | COMANCHE_T8 | COMANCHE_8 | TO_FROM | 73521.13 | -0.00014 | 0 | -0.00014 | 0.99986 | -10.1043 | -9.2467 | 6104.43 | 0 | 917.244 | Competitive | TRUE | TRUE | TRUE | TRUE | TRUE | TRUE | FALSE | Non-Competitive | Non-Competitive | Non-Competitive | Non-Competitive | Non-Competitive
DGRSLNC5 651__B FROM_TO | DGRSLNC5 | 651__B | 185 | 2 | 2 | COMCHESS1_8 | COMANCHE_T8 | FROM_TO | 73521.13 | -0.0729 | 0.021652 | -0.72774 | 0.18408 | 289.4897 | 38.7731 | 0 | 891.926 | 8916.76 | Competitive | FALSE | FALSE | FALSE | FALSE | FALSE | TRUE | TRUE | Non-Competitive | Non-Competitive | Non-Competitive | Non-Competitive | Non-Competitive
DGRSLNC5 651__B TO_FROM | DGRSLNC5 | 651__B | 185 | 2 | 2 | COMCHESS1_8 | COMANCHE_T8 | TO_FROM | 73521.13 | -0.01717 | 0.13064 | -0.18408 | 0.72774 | 62.0385 | -104.143 | 0 | 5927.449 | 2635.762 | Competitive | FALSE | FALSE | FALSE | FALSE | TRUE | TRUE | FALSE | Non-Competitive | Non-Competitive | Non-Competitive | Non-Competitive | Non-Competitive
DGRSLNC5 651__D FROM_TO | DGRSLNC5 | 651__D | 185 | 2 | 2 | DUBLIN1_8 | HASSE_P8 | FROM_TO | 73521.13 | -0.01522 | 0.1315 | -0.31613 | 0.40815 | 108.4481 | -59.3742 | 0 | 5796.784 | 2393.666 | Competitive | FALSE | FALSE | FALSE | TRUE | TRUE | TRUE | FALSE | Non-Competitive | Non-Competitive | Non-Competitive | Non-Competitive | Non-Competitive
DGRSLNC5 651__D TO_FROM | DGRSLNC5 | 651__D | 185 | 2 | 2 | DUBLIN1_8 | HASSE_P8 | TO_FROM | 73521.13 | -0.072 | 0.016423 | -0.40815 | 0.31613 | 216.4973 | -0.7198 | 0 | 873.07 | 8793.018 | Competitive | FALSE | FALSE | FALSE | FALSE | FALSE | TRUE | TRUE | Non-Competitive | Non-Competitive | Non-Competitive | Non-Competitive | Non-Competitive
DGRSLNC5 651__E FROM_TO | DGRSLNC5 | 651__E | 249 | 2 | 2 | DUBLIN1_8 | STPHNVIL_8 | FROM_TO | 73521.13 | -0.07222 | 0.016198 | -0.18125 | 0.59162 | 199.8862 | -17.2318 | 0 | 876.264 | 8783.705 | Competitive | FALSE | FALSE | FALSE | FALSE | FALSE | TRUE | TRUE | Non-Competitive | Non-Competitive | Non-Competitive | Non-Competitive | Non-Competitive
DGRSLNC5 651__E TO_FROM | DGRSLNC5 | 651__E | 249 | 2 | 2 | DUBLIN1_8 | STPHNVIL_8 | TO_FROM | 73521.13 | -0.015 | 0.13172 | -0.59162 | 0.18125 | 124.9855 | -42.8622 | 0 | 5796.594 | 2394.827 | Competitive | FALSE | FALSE | FALSE | TRUE | TRUE | TRUE | FALSE | Non-Competitive | Non-Competitive | Non-Competitive | Non-Competitive | Non-Competitive
DJEWSNG5 424T424_1 FROM_TO | DJEWSNG5 | 424T424_1 | 1621 | 2 | 2 | BROWN_5 | SARC7A | FROM_TO | 73521.13 | -0.09407 | 0.013122 | -0.29566 | 0.095191 | 458.4614 | 87.9997 | 0 | 991.013 | 2910.284 | Competitive | FALSE | FALSE | FALSE | FALSE | TRUE | TRUE | TRUE | Non-Competitive | Non-Competitive | Non-Competitive | Non-Competitive | Competitive
DJEWSNG5 424T424_1 TO_FROM | DJEWSNG5 | 424T424_1 | 1621 | 2 | 2 | BROWN_5 | SARC7A | TO_FROM | 73521.13 | -0.01312 | 0.15951 | -0.09519 | 0.29566 | 797.0702 | 216.6016 | 0 | 1103.488 | 1073.768 | Competitive | FALSE | TRUE | TRUE | TRUE | TRUE | TRUE | FALSE | Non-Competitive | Non-Competitive | Non-Competitive | Non-Competitive | Non-Competitive
DJEWSNG5 KDLKG_75_A FROM_TO | DJEWSNG5 | KDLKG_75_A | 1677 | 2 | 2 | KING____345A | KUYDAL755010 | FROM_TO | 73521.13 | -0.15818 | 0.13476 | -0.58094 | 0.14036 | 444.125 | 447.659 | 3741.83 | 2473.393 | 1821.158 | Competitive | FALSE | FALSE | TRUE | TRUE | TRUE | TRUE | TRUE | Non-Competitive | Non-Competitive | Competitive | Competitive | Competitive
DJEWSNG5 KDLKG_75_A TO_FROM | DJEWSNG5 | KDLKG_75_A | 1677 | 2 | 2 | KING____345A | KUYDAL755010 | TO_FROM | 73521.13 | -0.13476 | 0.15818 | -0.14036 | 0.58094 | 2022.874 | 776.4956 | 0 | 1533.811 | 2511.416 | Non-Competi | FALSE | FALSE | FALSE | FALSE | TRUE | TRUE | TRUE | Non-Competitive | Non-Competitive | Non-Competitive | Non-Competitive | Competitive
DJEWSNG5 KDLRNS75_A FROM_TO | DJEWSNG5 | KDLRNS75_A | 1677 | 2 | 2 | ROANS___345C | KUYDAL755010 | FROM_TO | 73521.13 | -0.13397 | 0.15897 | -0.41828 | 0.15897 | 2080.816 | 834.2856 | 0 | 1528.498 | 2511.263 | Non-Competi | FALSE | FALSE | FALSE | FALSE | TRUE | TRUE | TRUE | Non-Competitive | Non-Competitive | Non-Competitive | Non-Competitive | Competitive
DJEWSNG5 KDLRNS75_A TO_FROM | DJEWSNG5 | KDLRNS75_A | 1677 | 2 | 2 | ROANS___345C | KUYDAL755010 | TO_FROM | 73521.13 | -0.15897 | 0.13397 | -0.15897 | 0.41828 | 386.2571 | 392.8102 | 3741.83 | 2474.134 | 1816.952 | Competitive | FALSE | FALSE | TRUE | TRUE | TRUE | TRUE | TRUE | Non-Competitive | Non-Competitive | Competitive | Competitive | Competitive
DJEWSNG5 KDLRTW74_A FROM_TO | DJEWSNG5 | KDLRTW74_A | 2170 | 2 | 2 | KUYDAL745005 | RTHWOD__345A | FROM_TO | 73521.13 | -0.1299 | 0.061223 | -0.41778 | 0.53107 | 1360.896 | 387.9212 | 0 | 1468.238 | 2485.533 | Competitive | FALSE | FALSE | FALSE | TRUE | TRUE | TRUE | TRUE | Non-Competitive | Non-Competitive | Non-Competitive | Competitive | Competitive
DJEWSNG5 KDLRTW74_A TO_FROM | DJEWSNG5 | KDLRTW74_A | 2170 | 2 | 2 | KUYDAL745005 | RTHWOD__345A | TO_FROM | 73521.13 | -0.06122 | 0.1299 | -0.53107 | 0.41778 | 560.7298 | 624.4373 | 3741.83 | 2456.883 | 1777.713 | Competitive | FALSE | FALSE | TRUE | TRUE | TRUE | TRUE | TRUE | Non-Competitive | Non-Competitive | Competitive | Competitive | Competitive
DJEWSNG5 KDLTB_74_A FROM_TO | DJEWSNG5 | KDLTB_74_A | 1677 | 2 | 2 | KUYDAL745005 | TOMBAL__345B | FROM_TO | 73521.13 | -0.06229 | 0.12884 | -0.38794 | 0.46787 | 482.3442 | 550.1414 | 3741.83 | 2457.459 | 1781.763 | Competitive | FALSE | FALSE | TRUE | TRUE | TRUE | TRUE | TRUE | Non-Competitive | Non-Competitive | Competitive | Competitive | Competitive
DJEWSNG5 KDLTB_74_A TO_FROM | DJEWSNG5 | KDLTB_74_A | 1677 | 2 | 2 | KUYDAL745005 | TOMBAL__345B | TO_FROM | 73521.13 | -0.12883 | 0.062287 | -0.46787 | 0.38794 | 1439.229 | 466.2012 | 0 | 1468.781 | 2484.751 | Competitive | FALSE | FALSE | FALSE | TRUE | TRUE | TRUE | TRUE | Non-Competitive | Non-Competitive | Non-Competitive | Competitive | Competitive
DJEWSNG5 KG_RTW74_A FROM_TO | DJEWSNG5 | KG_RTW74_A | 1710 | 2 | 2 | KING____345A | RTHWOD__345A | FROM_TO | 73521.13 | -0.05093 | 0.15041 | -0.46878 | 0.1604 | 818.3267 | 875.3128 | 3741.83 | 2445.647 | 1788.975 | Competitive | FALSE | FALSE | TRUE | TRUE | TRUE | TRUE | TRUE | Non-Competitive | Non-Competitive | Competitive | Competitive | Competitive
DJEWSNG5 KG_RTW74_A TO_FROM | DJEWSNG5 | KG_RTW74_A | 1710 | 2 | 2 | KING____345A | RTHWOD__345A | TO_FROM | 73521.13 | -0.15041 | 0.050926 | -0.1604 | 0.46878 | 1072.069 | 94.3872 | 0 | 1476.394 | 2471.544 | Competitive | FALSE | FALSE | FALSE | TRUE | TRUE | TRUE | TRUE | Non-Competitive | Non-Competitive | Non-Competitive | Competitive | Competitive
DJEWSNG5 RNSSNG75_A FROM_TO | DJEWSNG5 | RNSSNG75_A | 2170 | 2 | 2 | ROANS___345C | SNGLTN_345 | FROM_TO | 73521.13 | -0.09471 | 0.84103 | -0.10167 | 0.84103 | 1219.929 | 1325.81 | 3741.83 | 6712.904 | 1843.007 | Competitive | FALSE | FALSE | TRUE | TRUE | TRUE | TRUE | TRUE | Non-Competitive | Non-Competitive | Competitive | Competitive | Competitive
DJEWSNG5 RNSSNG75_A TO_FROM | DJEWSNG5 | RNSSNG75_A | 2170 | 2 | 2 | ROANS___345C | SNGLTN_345 | TO_FROM | 73521.13 | -0.84103 | 0.094707 | -0.84103 | 0.10167 | 1868.733 | -243.344 | 0 | 1517.134 | 6732.059 | Competitive | FALSE | FALSE | FALSE | FALSE | FALSE | TRUE | TRUE | Non-Competitive | Non-Competitive | Non-Competitive | Non-Competitive | Non-Competitive
DJEWSNG5 SNGTB_74_A FROM_TO | DJEWSNG5 | SNGTB_74_A | 1924 | 2 | 2 | SNGLTN_345 | TOMBAL__345B | FROM_TO | 73521.13 | -0.11456 | 0.11832 | -0.36257 | 0.12726 | 2471.966 | 1235.201 | 0 | 1451.449 | 2564.6 | Non-Competi | FALSE | FALSE | FALSE | FALSE | TRUE | TRUE | TRUE | Non-Competitive | Non-Competitive | Non-Competitive | Non-Competitive | Competitive
DJEWSNG5 SNGTB_74_A TO_FROM | DJEWSNG5 | SNGTB_74_A | 1924 | 2 | 2 | SNGLTN_345 | TOMBAL__345B | TO_FROM | 73521.13 | -0.11832 | 0.11456 | -0.12726 | 0.36257 | 116.2748 | 198.4517 | 3741.83 | 2517.811 | 1739.605 | Competitive | FALSE | FALSE | TRUE | TRUE | TRUE | TRUE | TRUE | Non-Competitive | Non-Competitive | Competitive | Competitive | Competitive
DJEWSNG5 SNGXGC75_1 FROM_TO | DJEWSNG5 | SNGXGC75_1 | 1631 | 2 | 2 | GIBN_CREK_5 | SNGLTN_345 | FROM_TO | 73521.13 | -0.23685 | 0.24005 | -0.24137 | 0.24005 | 4115.885 | 1897.288 | 0 | 1510.121 | 2410.153 | Competitive | FALSE | FALSE | FALSE | TRUE | TRUE | FALSE | TRUE | Non-Competitive | Non-Competitive | Non-Competitive | Non-Competitive | Non-Competitive
DJEWSNG5 SNGXGC75_1 TO_FROM | DJEWSNG5 | SNGXGC75_1 | 1631 | 2 | 2 | GIBN_CREK_5 | SNGLTN_345 | TO_FROM | 73521.13 | -0.24005 | 0.23685 | -0.24005 | 0.24137 | 880.9814 | 1115.318 | 3741.83 | 2325.789 | 1821.001 | Competitive | FALSE | FALSE | TRUE | TRUE | TRUE | TRUE | TRUE | Non-Competitive | Non-Competitive | Competitive | Competitive | Competitive
DJEWSNG5 SNGXGC99_1 FROM_TO | DJEWSNG5 | SNGXGC99_1 | 1631 | 2 | 2 | GIBN_CREK_5 | SNGLTN_345 | FROM_TO | 73521.13 | -0.23685 | 0.24005 | -0.24137 | 0.24005 | 4115.885 | 1897.288 | 0 | 1510.121 | 2410.153 | Competitive | FALSE | FALSE | FALSE | TRUE | TRUE | FALSE | TRUE | Non-Competitive | Non-Competitive | Non-Competitive | Non-Competitive | Non-Competitive
DJEWSNG5 SNGXGC99_1 TO_FROM | DJEWSNG5 | SNGXGC99_1 | 1631 | 2 | 2 | GIBN_CREK_5 | SNGLTN_345 | TO_FROM | 73521.13 | -0.24005 | 0.23685 | -0.24005 | 0.24137 | 880.9814 | 1115.318 | 3741.83 | 2325.789 | 1821.001 | Competitive | FALSE | FALSE | TRUE | TRUE | TRUE | TRUE | TRUE | Non-Competitive | Non-Competitive | Competitive | Competitive | Competitive
DSNG_TB5 240__A FROM_TO | DSNG_TB5 | 240__A | 1435 | 2 | 2 | JEWETT_S5 | SNGLTN_345 | FROM_TO | 73521.13 | -0.12794 | 0.094144 | -0.15978 | 0.17422 | 2185.35 | 1101.709 | 0 | 1487.001 | 2297.059 | Competitive | FALSE | FALSE | FALSE | TRUE | TRUE | TRUE | TRUE | Non-Competitive | Non-Competitive | Non-Competitive | Competitive | Competitive
DSNG_TB5 240__A TO_FROM | DSNG_TB5 | 240__A | 1435 | 2 | 2 | JEWETT_S5 | SNGLTN_345 | TO_FROM | 73521.13 | -0.09414 | 0.12794 | -0.17422 | 0.15978 | 681.7839 | 684.3367 | 2855.63 | 2196.744 | 1812.698 | Competitive | FALSE | FALSE | TRUE | TRUE | TRUE | TRUE | TRUE | Non-Competitive | Non-Competitive | Competitive | Competitive | Competitive
DSNG_TB5 260_A_1 FROM_TO | DSNG_TB5 | 260_A_1 | 1435 | 2 | 2 | JEWETT_N5 | SNGLTN_345 | FROM_TO | 73521.13 | -0.11564 | 0.092845 | -0.14999 | 0.1629 | 2092.613 | 1037.262 | 0 | 1599.416 | 2318.974 | Competitive | FALSE | FALSE | FALSE | TRUE | TRUE | TRUE | TRUE | Non-Competitive | Non-Competitive | Non-Competitive | Competitive | Competitive
DSNG_TB5 260_A_1 TO_FROM | DSNG_TB5 | 260_A_1 | 1435 | 2 | 2 | JEWETT_N5 | SNGLTN_345 | TO_FROM | 73521.13 | -0.09285 | 0.11564 | -0.1629 | 0.14999 | 646.7242 | 661.0387 | 2855.63 | 2216.945 | 1926.54 | Competitive | FALSE | FALSE | TRUE | TRUE | TRUE | TRUE | TRUE | Non-Competitive | Non-Competitive | Competitive | Competitive | Competitive
DSNG_TB5 424T424_1 FROM_TO | DSNG_TB5 | 424T424_1 | 1621 | 2 | 2 | BROWN_5 | SARC7A | FROM_TO | 73521.13 | -0.09382 | 0.013144 | -0.29543 | 0.09541 | 456.751 | 88.9647 | 0 | 978.065 | 2911.691 | Competitive | FALSE | FALSE | FALSE | FALSE | TRUE | TRUE | TRUE | Non-Competitive | Non-Competitive | Non-Competitive | Non-Competitive | Competitive
DSNG_TB5 424T424_1 TO_FROM | DSNG_TB5 | 424T424_1 | 1621 | 2 | 2 | BROWN_5 | SARC7A | TO_FROM | 73521.13 | -0.01314 | 0.15932 | -0.09541 | 0.29543 | 792.4784 | 211.3725 | 0 | 1104.601 | 1059.272 | Competitive | FALSE | TRUE | TRUE | TRUE | TRUE | TRUE | FALSE | Non-Competitive | Non-Competitive | Non-Competitive | Non-Competitive | Non-Competitive
DSNG_TB5 KDLKG_75_A FROM_TO | DSNG_TB5 | KDLKG_75_A | 1677 | 2 | 2 | KING____345A | KUYDAL755010 | FROM_TO | 73521.13 | -0.99921 | 0.000786 | -0.99921 | 0.000786 | 57.8257 | 57.79 | 0 | 801.846 | 10000 | Competitive | FALSE | FALSE | FALSE | FALSE | FALSE | TRUE | TRUE | Non-Competitive | Non-Competitive | Non-Competitive | Non-Competitive | Non-Competitive
DSNG_TB5 KDLKG_75_A TO_FROM | DSNG_TB5 | KDLKG_75_A | 1677 | 2 | 2 | KING____345A | KUYDAL755010 | TO_FROM | 73521.13 | -0.00079 | 0.99921 | -0.00079 | 0.99921 | 875.0939 | 880.0083 | 6104.43 | 10000 | 925.195 | Competitive | TRUE | TRUE | TRUE | TRUE | TRUE | TRUE | FALSE | Non-Competitive | Non-Competitive | Non-Competitive | Non-Competitive | Non-Competitive
DSNG_TB5 KDLRNS75_A FROM_TO | DSNG_TB5 | KDLRNS75_A | 1677 | 2 | 2 | ROANS___345C | KUYDAL755010 | FROM_TO | 73521.13 | 0 | 1 | 0 | 1 | 933 | 0 | 0 | 10000 | 0 | Competitive | TRUE | TRUE | TRUE | TRUE | TRUE | TRUE | FALSE | Non-Competitive | Non-Competitive | Non-Competitive | Non-Competitive | Non-Competitive
DSNG_TB5 KDLRNS75_A TO_FROM | DSNG_TB5 | KDLRNS75_A | 1677 | 2 | 2 | ROANS___345C | KUYDAL755010 | TO_FROM | 73521.13 | -1 | 0 | -1 | 0 | 0 | 0 | 0 | 0 | 10000 | Competitive | FALSE | FALSE | FALSE | FALSE | FALSE | TRUE | TRUE | Non-Competitive | Non-Competitive | Non-Competitive | Non-Competitive | Non-Competitive
DSNG_TB5 KDLRTW74_A FROM_TO | DSNG_TB5 | KDLRTW74_A | 2170 | 2 | 2 | KUYDAL745005 | RTHWOD__345A | FROM_TO | 73521.13 | -0.07429 | 0.012452 | -0.24423 | 0.71657 | -18.1546 | -454.571 | 0 | 3805.497 | 2040.168 | Competitive | FALSE | FALSE | FALSE | TRUE | TRUE | TRUE | TRUE | Non-Competitive | Non-Competitive | Non-Competitive | Competitive | Competitive
DSNG_TB5 KDLRTW74_A TO_FROM | DSNG_TB5 | KDLRTW74_A | 2170 | 2 | 2 | KUYDAL745005 | RTHWOD__345A | TO_FROM | 73521.13 | -0.01245 | 0.074293 | -0.71657 | 0.24423 | 644.6435 | 274.2305 | 0 | 2040.168 | 3805.497 | Competitive | FALSE | FALSE | FALSE | FALSE | FALSE | TRUE | FALSE | Non-Competitive | Non-Competitive | Non-Competitive | Non-Competitive | Non-Competitive
DSNG_TB5 KDLTB_74_A FROM_TO | DSNG_TB5 | KDLTB_74_A | 1677 | 2 | 2 | KUYDAL745005 | TOMBAL__345B | FROM_TO | 73521.13 | -0.01352 | 0.073228 | -0.60716 | 0.28236 | 560.1847 | 261.9235 | 0 | 2042.444 | 3765.72 | Competitive | FALSE | FALSE | FALSE | FALSE | FALSE | TRUE | FALSE | Non-Competitive | Non-Competitive | Non-Competitive | Non-Competitive | Non-Competitive
DSNG_TB5 KDLTB_74_A TO_FROM | DSNG_TB5 | KDLTB_74_A | 1677 | 2 | 2 | KUYDAL745005 | TOMBAL__345B | TO_FROM | 73521.13 | -0.07323 | 0.013517 | -0.28236 | 0.60716 | 72.8407 | -380.83 | 0 | 3765.72 | 2042.444 | Competitive | FALSE | FALSE | FALSE | TRUE | TRUE | TRUE | TRUE | Non-Competitive | Non-Competitive | Non-Competitive | Competitive | Competitive
DSNG_TB5 KG_RTW74_A FROM_TO | DSNG_TB5 | KG_RTW74_A | 1710 | 2 | 2 | KING____345A | RTHWOD__345A | FROM_TO | 73521.13 | -0.01365 | 0.10691 | -0.62831 | 0.10691 | 974.0078 | 182.1289 | 0 | 2078.426 | 4137.175 | Competitive | FALSE | FALSE | FALSE | FALSE | FALSE | TRUE | FALSE | Non-Competitive | Non-Competitive | Non-Competitive | Non-Competitive | Non-Competitive
DSNG_TB5 KG_RTW74_A TO_FROM | DSNG_TB5 | KG_RTW74_A | 1710 | 2 | 2 | KING____345A | RTHWOD__345A | TO_FROM | 73521.13 | -0.10691 | 0.013647 | -0.10691 | 0.62831 | -398.762 | -667.85 | 0 | 4137.175 | 2078.426 | Competitive | FALSE | FALSE | FALSE | TRUE | TRUE | TRUE | TRUE | Non-Competitive | Non-Competitive | Non-Competitive | Competitive | Competitive
DSNG_TB5 SNGXGC75_1 FROM_TO | DSNG_TB5 | SNGXGC75_1 | 1631 | 2 | 2 | GIBN_CREK_5 | SNGLTN_345 | FROM_TO | 73521.13 | -0.08385 | 0.31021 | -0.14711 | 0.31021 | 1914.063 | 771.6588 | 0 | 1306.058 | 2631.272 | Non-Competi | FALSE | FALSE | FALSE | FALSE | TRUE | TRUE | TRUE | Non-Competitive | Non-Competitive | Non-Competitive | Non-Competitive | Competitive
DSNG_TB5 SNGXGC75_1 TO_FROM | DSNG_TB5 | SNGXGC75_1 | 1631 | 2 | 2 | GIBN_CREK_5 | SNGLTN_345 | TO_FROM | 73521.13 | -0.31021 | 0.083854 | -0.31021 | 0.14711 | 457.8763 | 411.516 | 3741.83 | 2552.386 | 1482.19 | Competitive | FALSE | TRUE | TRUE | TRUE | TRUE | TRUE | TRUE | Non-Competitive | Competitive | Competitive | Competitive | Competitive
DSNG_TB5 SNGXGC99_1 FROM_TO | DSNG_TB5 | SNGXGC99_1 | 1631 | 2 | 2 | GIBN_CREK_5 | SNGLTN_345 | FROM_TO | 73521.13 | -0.08385 | 0.31021 | -0.14711 | 0.31021 | 1914.063 | 771.6588 | 0 | 1306.058 | 2631.272 | Non-Competi | FALSE | FALSE | FALSE | FALSE | TRUE | TRUE | TRUE | Non-Competitive | Non-Competitive | Non-Competitive | Non-Competitive | Competitive
DSNG_TB5 SNGXGC99_1 TO_FROM | DSNG_TB5 | SNGXGC99_1 | 1631 | 2 | 2 | GIBN_CREK_5 | SNGLTN_345 | TO_FROM | 73521.13 | -0.31021 | 0.083854 | -0.31021 | 0.14711 | 457.8763 | 411.516 | 3741.83 | 2552.386 | 1482.19 | Competitive | FALSE | TRUE | TRUE | TRUE | TRUE | TRUE | TRUE | Non-Competitive | Competitive | Competitive | Competitive | Competitive
DTHSLCS5 1295__A FROM_TO | DTHSLCS5 | 1295__A | 492 | 2 | 2 | TEMP_SS__8 | TEMP_PEC__8 | FROM_TO | 73521.13 | -0.01839 | 0.021963 | -0.27725 | 0.31838 | 31.5072 | -4.2082 | 2819.63 | 2169.865 | 1621.106 | Competitive | FALSE | FALSE | TRUE | TRUE | TRUE | TRUE | FALSE | Non-Competitive | Non-Competitive | Non-Competitive | Non-Competitive | Non-Competitive
DTHSLCS5 1295__A TO_FROM | DTHSLCS5 | 1295__A | 492 | 2 | 2 | TEMP_SS__8 | TEMP_PEC__8 | TO_FROM | 73521.13 | -0.02196 | 0.018395 | -0.31838 | 0.27725 | 267.9665 | 43.4605 | 0 | 1535.239 | 2318.871 | Competitive | FALSE | FALSE | FALSE | TRUE | TRUE | TRUE | TRUE | Non-Competitive | Non-Competitive | Non-Competitive | Competitive | Competitive
DTHSLCS5 1830__A FROM_TO | DTHSLCS5 | 1830__A | 83 | 2 | 2 | MCGREGPH1_8 | MCGREG_T_8 | FROM_TO | 73521.13 | -0.00081 | 0.000943 | -0.04468 | 0.92108 | -8.3305 | -11.6915 | 0 | 9375.289 | 1210.815 | Competitive | FALSE | TRUE | TRUE | TRUE | TRUE | TRUE | FALSE | Non-Competitive | Non-Competitive | Non-Competitive | Non-Competitive | Non-Competitive
DTHSLCS5 1830__A TO_FROM | DTHSLCS5 | 1830__A | 83 | 2 | 2 | MCGREGPH1_8 | MCGREG_T_8 | TO_FROM | 73521.13 | -0.00094 | 0.000806 | -0.92108 | 0.044684 | 21.2889 | 6.9464 | 0 | 1064.387 | 9375.289 | Competitive | FALSE | FALSE | FALSE | FALSE | FALSE | TRUE | FALSE | Non-Competitive | Non-Competitive | Non-Competitive | Non-Competitive | Non-Competitive
DTHSLCS5 1830__B FROM_TO | DTHSLCS5 | 1830__B | 213 | 2 | 2 | SPGVALLYP_8 | MCGREG_T_8 | FROM_TO | 73521.13 | -0.01305 | 0.021198 | -0.4483 | 0.49067 | 134.3852 | -26.7211 | 0 | 1696.757 | 1547.434 | Competitive | FALSE | FALSE | TRUE | TRUE | TRUE | TRUE | FALSE | Non-Competitive | Non-Competitive | Non-Competitive | Non-Competitive | Non-Competitive
DTHSLCS5 1830__B TO_FROM | DTHSLCS5 | 1830__B | 213 | 2 | 2 | SPGVALLYP_8 | MCGREG_T_8 | TO_FROM | 73521.13 | -0.0212 | 0.013046 | -0.49067 | 0.4483 | 152.5726 | 92.5219 | 732.73 | 1341.841 | 1776.553 | Competitive | FALSE | FALSE | TRUE | TRUE | TRUE | TRUE | TRUE | Non-Competitive | Non-Competitive | Competitive | Competitive | Competitive
DTHSLCS5 1830__C FROM_TO | DTHSLCS5 | 1830__C | 213 | 2 | 2 | MCGREG_T_8 | TEMPELMC__8 | FROM_TO | 73521.13 | -0.01376 | 0.022141 | -0.08479 | 0.50702 | 128.2145 | -38.9021 | 0 | 1616.487 | 1546.579 | Competitive | FALSE | FALSE | TRUE | TRUE | TRUE | TRUE | FALSE | Non-Competitive | Non-Competitive | Non-Competitive | Non-Competitive | Non-Competitive
DTHSLCS5 1830__C TO_FROM | DTHSLCS5 | 1830__C | 213 | 2 | 2 | MCGREG_T_8 | TEMPELMC__8 | TO_FROM | 73521.13 | -0.02214 | 0.013757 | -0.50702 | 0.08479 | 173.3677 | -64.3843 | 0 | 1340.181 | 1693.953 | Competitive | FALSE | FALSE | TRUE | TRUE | TRUE | TRUE | TRUE | Non-Competitive | Non-Competitive | Competitive | Competitive | Competitive
DTHSLCS5 1830__E FROM_TO | DTHSLCS5 | 1830__E | 213 | 2 | 2 | COTTONBELT | SPGVALLYP_8 | FROM_TO | 73521.13 | -0.01294 | 0.021303 | -0.50923 | 0.42663 | 142.132 | -19.0031 | 0 | 1694.588 | 1548.934 | Competitive | FALSE | FALSE | TRUE | TRUE | TRUE | TRUE | FALSE | Non-Competitive | Non-Competitive | Non-Competitive | Non-Competitive | Non-Competitive
DTHSLCS5 1830__E TO_FROM | DTHSLCS5 | 1830__E | 213 | 2 | 2 | COTTONBELT | SPGVALLYP_8 | TO_FROM | 73521.13 | -0.0213 | 0.012941 | -0.42663 | 0.50923 | 144.8504 | 84.8808 | 732.73 | 1343.535 | 1774.551 | Competitive | FALSE | FALSE | TRUE | TRUE | TRUE | TRUE | TRUE | Non-Competitive | Non-Competitive | Competitive | Competitive | Competitive
DTHSLCS5 1830__F FROM_TO | DTHSLCS5 | 1830__F | 213 | 2 | 2 | COTTONBELT | WACOATCO1_8 | FROM_TO | 73521.13 | -0.02145 | 0.012798 | -0.28683 | 0.57322 | 132.874 | 74.4271 | 897.73 | 1345.921 | 1772.239 | Competitive | FALSE | FALSE | TRUE | TRUE | TRUE | TRUE | TRUE | Non-Competitive | Non-Competitive | Competitive | Competitive | Competitive
DTHSLCS5 1830__F TO_FROM | DTHSLCS5 | 1830__F | 213 | 2 | 2 | COTTONBELT | WACOATCO1_8 | TO_FROM | 73521.13 | -0.0128 | 0.021446 | -0.57322 | 0.28683 | 155.7931 | -9.7536 | 0 | 1692.037 | 1551.048 | Competitive | FALSE | FALSE | TRUE | TRUE | TRUE | TRUE | FALSE | Non-Competitive | Non-Competitive | Non-Competitive | Non-Competitive | Non-Competitive
DTHSLCS5 1830__G FROM_TO | DTHSLCS5 | 1830__G | 596 | 2 | 2 | WACO_W1_8 | WACOWOOD1_8 | FROM_TO | 73521.13 | -0.01192 | 0.022328 | -0.77326 | 0.15172 | 236.0319 | 41.9523 | 0 | 1665.464 | 1584.237 | Competitive | FALSE | FALSE | TRUE | TRUE | TRUE | TRUE | FALSE | Non-Competitive | Non-Competitive | Non-Competitive | Non-Competitive | Non-Competitive
DTHSLCS5 1830__G TO_FROM | DTHSLCS5 | 1830__G | 596 | 2 | 2 | WACO_W1_8 | WACOWOOD1_8 | TO_FROM | 73521.13 | -0.02233 | 0.011916 | -0.15172 | 0.77326 | 52.9532 | 11.5076 | 2654.63 | 1376.963 | 1756.651 | Competitive | FALSE | FALSE | TRUE | TRUE | TRUE | TRUE | TRUE | Non-Competitive | Non-Competitive | Competitive | Competitive | Competitive
DTHSLCS5 1830__H FROM_TO | DTHSLCS5 | 1830__H | 596 | 2 | 2 | WACOWOOD1_8 | WACOATCO1_8 | FROM_TO | 73521.13 | -0.01233 | 0.021915 | -0.7127 | 0.22633 | 204.7215 | 12.2551 | 0 | 1599.35 | 1558.459 | Competitive | FALSE | FALSE | TRUE | TRUE | TRUE | TRUE | FALSE | Non-Competitive | Non-Competitive | Non-Competitive | Non-Competitive | Non-Competitive
DTHSLCS5 1830__H TO_FROM | DTHSLCS5 | 1830__H | 596 | 2 | 2 | WACOWOOD1_8 | WACOATCO1_8 | TO_FROM | 73521.13 | -0.02191 | 0.012329 | -0.22633 | 0.7127 | 83.4227 | 40.8344 | 2411.53 | 1354.286 | 1673.605 | Competitive | FALSE | FALSE | TRUE | TRUE | TRUE | TRUE | TRUE | Non-Competitive | Non-Competitive | Competitive | Competitive | Competitive
DTHSLCS5 290__A FROM_TO | DTHSLCS5 | 290__A | 1065 | 2 | 2 | LAKE_CRK2_5 | THOUSE__5 | FROM_TO | 73521.13 | -0.2473 | 0.316 | -0.54238 | 0.43966 | 1873.21 | 1220.778 | 2819.63 | 1276.994 | 1862.877 | Competitive | FALSE | FALSE | TRUE | TRUE | TRUE | FALSE | TRUE | Non-Competitive | Non-Competitive | Non-Competitive | Non-Competitive | Non-Competitive
DTHSLCS5 290__A TO_FROM | DTHSLCS5 | 290__A | 1065 | 2 | 2 | LAKE_CRK2_5 | THOUSE__5 | TO_FROM | 73521.13 | -0.316 | 0.2473 | -0.43966 | 0.54238 | 1544.483 | -1367.27 | 0 | 1570.742 | 1400.356 | Competitive | FALSE | TRUE | TRUE | TRUE | TRUE | TRUE | TRUE | Non-Competitive | Competitive | Competitive | Competitive | Competitive
DTMPLCS5 1295__A FROM_TO | DTMPLCS5 | 1295__A | 492 | 2 | 2 | TEMP_SS__8 | TEMP_PEC__8 | FROM_TO | 73521.13 | -0.08732 | 0.056222 | -0.32826 | 0.27031 | 391.2374 | 207.1974 | 2819.63 | 1322.276 | 1670.081 | Competitive | FALSE | FALSE | TRUE | TRUE | TRUE | TRUE | TRUE | Non-Competitive | Non-Competitive | Competitive | Competitive | Competitive
DTMPLCS5 1295__A TO_FROM | DTMPLCS5 | 1295__A | 492 | 2 | 2 | TEMP_SS__8 | TEMP_PEC__8 | TO_FROM | 73521.13 | -0.05622 | 0.087322 | -0.27031 | 0.32826 | 845.0782 | 31.3032 | 0 | 1574.483 | 1518.336 | Competitive | FALSE | FALSE | TRUE | TRUE | TRUE | TRUE | TRUE | Non-Competitive | Non-Competitive | Competitive | Competitive | Competitive
DTMPLCS5 1830__A FROM_TO | DTMPLCS5 | 1830__A | 83 | 2 | 2 | MCGREGPH1_8 | MCGREG_T_8 | FROM_TO | 73521.13 | -0.00082 | 0.001057 | -0.04467 | 0.9211 | -7.9709 | -11.4782 | 0 | 9593.41 | 1260.047 | Competitive | FALSE | TRUE | TRUE | TRUE | TRUE | TRUE | FALSE | Non-Competitive | Non-Competitive | Non-Competitive | Non-Competitive | Non-Competitive
DTMPLCS5 1830__A TO_FROM | DTMPLCS5 | 1830__A | 83 | 2 | 2 | MCGREGPH1_8 | MCGREG_T_8 | TO_FROM | 73521.13 | -0.00106 | 0.000822 | -0.9211 | 0.044669 | 21.4259 | 6.583 | 0 | 1102.546 | 9593.41 | Competitive | FALSE | FALSE | FALSE | FALSE | FALSE | TRUE | FALSE | Non-Competitive | Non-Competitive | Non-Competitive | Non-Competitive | Non-Competitive
DTMPLCS5 1830__B FROM_TO | DTMPLCS5 | 1830__B | 213 | 2 | 2 | SPGVALLYP_8 | MCGREG_T_8 | FROM_TO | 73521.13 | -0.015 | 0.026429 | -0.44557 | 0.49347 | 163.3554 | -25.3159 | 0 | 1695.07 | 1549.78 | Competitive | FALSE | FALSE | TRUE | TRUE | TRUE | TRUE | FALSE | Non-Competitive | Non-Competitive | Non-Competitive | Non-Competitive | Non-Competitive
DTMPLCS5 1830__B TO_FROM | DTMPLCS5 | 1830__B | 213 | 2 | 2 | SPGVALLYP_8 | MCGREG_T_8 | TO_FROM | 73521.13 | -0.02643 | 0.015002 | -0.49347 | 0.44557 | 171.4593 | -88.9587 | 0 | 1343.392 | 1778.55 | Competitive | FALSE | FALSE | TRUE | TRUE | TRUE | TRUE | TRUE | Non-Competitive | Non-Competitive | Competitive | Competitive | Competitive
DTMPLCS5 1830__C FROM_TO | DTMPLCS5 | 1830__C | 213 | 2 | 2 | MCGREG_T_8 | TEMPELMC__8 | FROM_TO | 73521.13 | -0.01573 | 0.027486 | -0.08258 | 0.50976 | 157.4122 | -37.1863 | 0 | 1858.61 | 1505.716 | Competitive | FALSE | FALSE | TRUE | TRUE | TRUE | TRUE | FALSE | Non-Competitive | Non-Competitive | Non-Competitive | Non-Competitive | Non-Competitive
DTMPLCS5 1830__C TO_FROM | DTMPLCS5 | 1830__C | 213 | 2 | 2 | MCGREG_T_8 | TEMPELMC__8 | TO_FROM | 73521.13 | -0.02749 | 0.015732 | -0.50976 | 0.082576 | 192.5206 | -82.2142 | 0 | 1308.302 | 1955.347 | Competitive | FALSE | FALSE | TRUE | TRUE | TRUE | TRUE | TRUE | Non-Competitive | Non-Competitive | Competitive | Competitive | Competitive
DTMPLCS5 1830__E FROM_TO | DTMPLCS5 | 1830__E | 213 | 2 | 2 | COTTONBELT | SPGVALLYP_8 | FROM_TO | 73521.13 | -0.0149 | 0.026534 | -0.50643 | 0.42951 | 171.1455 | -17.5979 | 0 | 1638.82 | 1551.054 | Competitive | FALSE | FALSE | TRUE | TRUE | TRUE | TRUE | FALSE | Non-Competitive | Non-Competitive | Non-Competitive | Non-Competitive | Non-Competitive
DTMPLCS5 1830__E TO_FROM | DTMPLCS5 | 1830__E | 213 | 2 | 2 | COTTONBELT | SPGVALLYP_8 | TO_FROM | 73521.13 | -0.02653 | 0.014897 | -0.42951 | 0.50643 | 163.7359 | -96.6767 | 0 | 1344.83 | 1717.357 | Competitive | FALSE | FALSE | TRUE | TRUE | TRUE | TRUE | TRUE | Non-Competitive | Non-Competitive | Competitive | Competitive | Competitive
DTMPLCS5 1830__F FROM_TO | DTMPLCS5 | 1830__F | 213 | 2 | 2 | COTTONBELT | WACOATCO1_8 | FROM_TO | 73521.13 | -0.02668 | 0.014753 | -0.28988 | 0.57034 | 141.7549 | -97.6361 | 0 | 1346.847 | 1709.541 | Competitive | FALSE | FALSE | TRUE | TRUE | TRUE | TRUE | TRUE | Non-Competitive | Non-Competitive | Competitive | Competitive | Competitive
DTMPLCS5 1830__F TO_FROM | DTMPLCS5 | 1830__F | 213 | 2 | 2 | COTTONBELT | WACOATCO1_8 | TO_FROM | 73521.13 | -0.01475 | 0.026678 | -0.57035 | 0.28988 | 197.0263 | -15.1562 | 0 | 1631.01 | 1552.841 | Competitive | FALSE | FALSE | TRUE | TRUE | TRUE | TRUE | FALSE | Non-Competitive | Non-Competitive | Non-Competitive | Non-Competitive | Non-Competitive
DTMPLCS5 1830__G FROM_TO | DTMPLCS5 | 1830__G | 596 | 2 | 2 | WACO_W1_8 | WACOWOOD1_8 | FROM_TO | 73521.13 | -0.01387 | 0.02756 | -0.77013 | 0.15494 | 271.3953 | 42.5404 | 0 | 1699.538 | 1564.995 | Competitive | FALSE | FALSE | TRUE | TRUE | TRUE | TRUE | FALSE | Non-Competitive | Non-Competitive | Non-Competitive | Non-Competitive | Non-Competitive
DTMPLCS5 1830__G TO_FROM | DTMPLCS5 | 1830__G | 596 | 2 | 2 | WACO_W1_8 | WACOWOOD1_8 | TO_FROM | 73521.13 | -0.02756 | 0.013871 | -0.15494 | 0.77013 | 70.7802 | 20.2295 | 2654.63 | 1360.57 | 1781.003 | Competitive | FALSE | FALSE | TRUE | TRUE | TRUE | TRUE | TRUE | Non-Competitive | Non-Competitive | Competitive | Competitive | Competitive
DTMPLCS5 1830__H FROM_TO | DTMPLCS5 | 1830__H | 596 | 2 | 2 | WACOWOOD1_8 | WACOATCO1_8 | FROM_TO | 73521.13 | -0.01428 | 0.027146 | -0.70965 | 0.22946 | 240.6625 | 12.1404 | 0 | 1705.298 | 1559.031 | Competitive | FALSE | FALSE | TRUE | TRUE | TRUE | TRUE | FALSE | Non-Competitive | Non-Competitive | Non-Competitive | Non-Competitive | Non-Competitive
DTMPLCS5 1830__H TO_FROM | DTMPLCS5 | 1830__H | 596 | 2 | 2 | WACOWOOD1_8 | WACOATCO1_8 | TO_FROM | 73521.13 | -0.02715 | 0.014285 | -0.22946 | 0.70965 | 101.2319 | 49.5384 | 2494.13 | 1353.833 | 1786.254 | Competitive | FALSE | FALSE | TRUE | TRUE | TRUE | TRUE | TRUE | Non-Competitive | Non-Competitive | Competitive | Competitive | Competitive
DTMPLCS5 280__A FROM_TO | DTMPLCS5 | 280__A | 1065 | 2 | 2 | LAKE_CRK1_5 | THOUSE_A_5 | FROM_TO | 73521.13 | -0.07047 | 0.20891 | -0.60919 | 0.25236 | 753.7917 | 456.0232 | 2819.63 | 3247.514 | 1886.173 | Competitive | FALSE | FALSE | TRUE | TRUE | TRUE | TRUE | TRUE | Non-Competitive | Non-Competitive | Competitive | Competitive | Competitive
DTMPLCS5 280__A TO_FROM | DTMPLCS5 | 280__A | 1065 | 2 | 2 | LAKE_CRK1_5 | THOUSE_A_5 | TO_FROM | 73521.13 | -0.2089 | 0.070473 | -0.25236 | 0.60919 | 674.6456 | -494.984 | 0 | 1576.843 | 3437.655 | Competitive | FALSE | FALSE | FALSE | FALSE | FALSE | TRUE | TRUE | Non-Competitive | Non-Competitive | Non-Competitive | Non-Competitive | Non-Competitive
DTMPLCS5 290__A FROM_TO | DTMPLCS5 | 290__A | 1065 | 2 | 2 | LAKE_CRK2_5 | THOUSE__5 | FROM_TO | 73521.13 | -0.1748 | 0.35539 | -0.42898 | 0.50274 | 920.5762 | 360.022 | 0 | 7014.734 | 2315.896 | Competitive | FALSE | FALSE | FALSE | TRUE | TRUE | TRUE | TRUE | Non-Competitive | Non-Competitive | Non-Competitive | Competitive | Competitive
DTMPLCS5 290__A TO_FROM | DTMPLCS5 | 290__A | 1065 | 2 | 2 | LAKE_CRK2_5 | THOUSE__5 | TO_FROM | 73521.13 | -0.35539 | 0.1748 | -0.50274 | 0.42898 | 345.8682 | -677.362 | 0 | 1320.602 | 7014.734 | Competitive | FALSE | FALSE | FALSE | FALSE | FALSE | TRUE | TRUE | Non-Competitive | Non-Competitive | Non-Competitive | Non-Competitive | Non-Competitive
DTMPLCS5 490__A FROM_TO | DTMPLCS5 | 490__A | 1065 | 2 | 2 | THOUSE__5 | TEMP_PEC__5 | FROM_TO | 73521.13 | -0.05911 | 0.10875 | -0.59289 | 0.15527 | 1130.301 | 150.8976 | 0 | 1527.504 | 1548.188 | Competitive | FALSE | FALSE | TRUE | TRUE | TRUE | TRUE | TRUE | Non-Competitive | Non-Competitive | Competitive | Competitive | Competitive
DTMPLCS5 490__A TO_FROM | DTMPLCS5 | 490__A | 1065 | 2 | 2 | THOUSE__5 | TEMP_PEC__5 | TO_FROM | 73521.13 | -0.10875 | 0.059107 | -0.15527 | 0.59289 | 323.8148 | 111.4732 | 2819.63 | 1345.211 | 1624.773 | Competitive | FALSE | FALSE | TRUE | TRUE | TRUE | TRUE | TRUE | Non-Competitive | Non-Competitive | Competitive | Competitive | Competitive
DTMPTHS5 1295__A FROM_TO | DTMPTHS5 | 1295__A | 492 | 2 | 2 | TEMP_SS__8 | TEMP_PEC__8 | FROM_TO | 73521.13 | -0.02257 | 0.02456 | -0.27454 | 0.32087 | 53.6318 | 7.697 | 2819.63 | 1857.867 | 1717.059 | Competitive | FALSE | FALSE | TRUE | TRUE | TRUE | TRUE | TRUE | Non-Competitive | Non-Competitive | Competitive | Competitive | Competitive
DTMPTHS5 1295__A TO_FROM | DTMPTHS5 | 1295__A | 492 | 2 | 2 | TEMP_SS__8 | TEMP_PEC__8 | TO_FROM | 73521.13 | -0.02456 | 0.022574 | -0.32086 | 0.27453 | 314.5741 | 38.8854 | 0 | 1622.013 | 2000.831 | Competitive | FALSE | FALSE | FALSE | TRUE | TRUE | TRUE | TRUE | Non-Competitive | Non-Competitive | Non-Competitive | Competitive | Competitive
DTMPTHS5 1830__A FROM_TO | DTMPTHS5 | 1830__A | 83 | 2 | 2 | MCGREGPH1_8 | MCGREG_T_8 | FROM_TO | 73521.13 | -0.00129 | 0.002153 | -0.04458 | 0.92119 | -0.96543 | -9.5202 | 0 | 5708.117 | 1356.442 | Competitive | FALSE | TRUE | TRUE | TRUE | TRUE | TRUE | FALSE | Non-Competitive | Non-Competitive | Non-Competitive | Non-Competitive | Non-Competitive
DTMPTHS5 1830__A TO_FROM | DTMPTHS5 | 1830__A | 83 | 2 | 2 | MCGREGPH1_8 | MCGREG_T_8 | TO_FROM | 73521.13 | -0.00215 | 0.001293 | -0.92119 | 0.044585 | 27.554 | -1.0769 | 0 | 1185.059 | 5708.117 | Competitive | FALSE | FALSE | FALSE | FALSE | FALSE | TRUE | FALSE | Non-Competitive | Non-Competitive | Non-Competitive | Non-Competitive | Non-Competitive
DTMPTHS5 1830__B FROM_TO | DTMPTHS5 | 1830__B | 213 | 2 | 2 | SPGVALLYP_8 | MCGREG_T_8 | FROM_TO | 73521.13 | -0.0232 | 0.042273 | -0.44659 | 0.49394 | 335.6839 | -32.3798 | 0 | 1692.979 | 1505.8 | Competitive | FALSE | FALSE | TRUE | TRUE | TRUE | TRUE | TRUE | Non-Competitive | Non-Competitive | Competitive | Competitive | Competitive
DTMPTHS5 1830__B TO_FROM | DTMPTHS5 | 1830__B | 213 | 2 | 2 | SPGVALLYP_8 | MCGREG_T_8 | TO_FROM | 73521.13 | -0.04227 | 0.023202 | -0.49394 | 0.44659 | 218.9962 | 132.1247 | 2494.13 | 1308.806 | 1773.368 | Competitive | FALSE | FALSE | TRUE | TRUE | TRUE | TRUE | TRUE | Non-Competitive | Non-Competitive | Competitive | Competitive | Competitive
DTMPTHS5 1830__C FROM_TO | DTMPTHS5 | 1830__C | 213 | 2 | 2 | MCGREG_T_8 | TEMPELMC__8 | FROM_TO | 73521.13 | -0.02449 | 0.044427 | -0.09522 | 0.50882 | 340.7113 | -46.2639 | 0 | 1695.338 | 1504.572 | Competitive | FALSE | FALSE | TRUE | TRUE | TRUE | TRUE | TRUE | Non-Competitive | Non-Competitive | Competitive | Competitive | Competitive
DTMPTHS5 1830__C TO_FROM | DTMPTHS5 | 1830__C | 213 | 2 | 2 | MCGREG_T_8 | TEMPELMC__8 | TO_FROM | 73521.13 | -0.04443 | 0.024495 | -0.50882 | 0.095221 | 242.2093 | 150.1924 | 2494.13 | 1307.34 | 1775.585 | Competitive | FALSE | FALSE | TRUE | TRUE | TRUE | TRUE | TRUE | Non-Competitive | Non-Competitive | Competitive | Competitive | Competitive
DTMPTHS5 1830__E FROM_TO | DTMPTHS5 | 1830__E | 213 | 2 | 2 | COTTONBELT | SPGVALLYP_8 | FROM_TO | 73521.13 | -0.0231 | 0.042378 | -0.50595 | 0.43155 | 343.881 | -24.6618 | 0 | 1691.984 | 1550.223 | Competitive | FALSE | FALSE | TRUE | TRUE | TRUE | TRUE | TRUE | Non-Competitive | Non-Competitive | Competitive | Competitive | Competitive
DTMPTHS5 1830__E TO_FROM | DTMPTHS5 | 1830__E | 213 | 2 | 2 | COTTONBELT | SPGVALLYP_8 | TO_FROM | 73521.13 | -0.04238 | 0.023097 | -0.43155 | 0.50595 | 211.2583 | 124.679 | 2654.63 | 1343.654 | 1772.455 | Competitive | FALSE | FALSE | TRUE | TRUE | TRUE | TRUE | TRUE | Non-Competitive | Non-Competitive | Competitive | Competitive | Competitive
DTMPTHS5 1830__F FROM_TO | DTMPTHS5 | 1830__F | 213 | 2 | 2 | COTTONBELT | WACOATCO1_8 | FROM_TO | 73521.13 | -0.04252 | 0.022953 | -0.29534 | 0.56831 | 200.6719 | 114.4925 | 2654.63 | 1344.91 | 1771.311 | Competitive | FALSE | FALSE | TRUE | TRUE | TRUE | TRUE | TRUE | Non-Competitive | Non-Competitive | Competitive | Competitive | Competitive
DTMPTHS5 1830__F TO_FROM | DTMPTHS5 | 1830__F | 213 | 2 | 2 | COTTONBELT | WACOATCO1_8 | TO_FROM | 73521.13 | -0.02295 | 0.042522 | -0.56831 | 0.29534 | 354.4689 | -14.0938 | 0 | 1690.725 | 1551.332 | Competitive | FALSE | FALSE | TRUE | TRUE | TRUE | TRUE | TRUE | Non-Competitive | Non-Competitive | Competitive | Competitive | Competitive
DTMPTHS5 1830__G FROM_TO | DTMPTHS5 | 1830__G | 596 | 2 | 2 | WACO_W1_8 | WACOWOOD1_8 | FROM_TO | 73521.13 | -0.02207 | 0.043404 | -0.76318 | 0.16372 | 419.4408 | 50.7562 | 0 | 1685.3 | 1558.595 | Competitive | FALSE | FALSE | TRUE | TRUE | TRUE | TRUE | TRUE | Non-Competitive | Non-Competitive | Competitive | Competitive | Competitive
DTMPTHS5 1830__G TO_FROM | DTMPTHS5 | 1830__G | 596 | 2 | 2 | WACO_W1_8 | WACOWOOD1_8 | TO_FROM | 73521.13 | -0.0434 | 0.022071 | -0.16372 | 0.76318 | 135.7087 | 51.9841 | 2654.63 | 1353.134 | 1766.637 | Competitive | FALSE | FALSE | TRUE | TRUE | TRUE | TRUE | TRUE | Non-Competitive | Non-Competitive | Competitive | Competitive | Competitive
DTMPTHS5 1830__H FROM_TO | DTMPTHS5 | 1830__H | 596 | 2 | 2 | WACOWOOD1_8 | WACOATCO1_8 | FROM_TO | 73521.13 | -0.02248 | 0.04299 | -0.70419 | 0.23641 | 388.9836 | 20.3562 | 0 | 1687.384 | 1555.09 | Competitive | FALSE | FALSE | TRUE | TRUE | TRUE | TRUE | TRUE | Non-Competitive | Non-Competitive | Competitive | Competitive | Competitive
DTMPTHS5 1830__H TO_FROM | DTMPTHS5 | 1830__H | 596 | 2 | 2 | WACOWOOD1_8 | WACOATCO1_8 | TO_FROM | 73521.13 | -0.04299 | 0.022485 | -0.23641 | 0.70419 | 166.1618 | 81.2864 | 2654.63 | 1349.164 | 1768.36 | Competitive | FALSE | FALSE | TRUE | TRUE | TRUE | TRUE | TRUE | Non-Competitive | Non-Competitive | Competitive | Competitive | Competitive
DTMPTHS5 280__A FROM_TO | DTMPTHS5 | 280__A | 1065 | 2 | 2 | LAKE_CRK1_5 | THOUSE_A_5 | FROM_TO | 73521.13 | -0.06852 | 0.21246 | -0.60562 | 0.25919 | 756.4073 | 462.5989 | 2819.63 | 3468.116 | 1883.7 | Competitive | FALSE | FALSE | TRUE | TRUE | TRUE | TRUE | TRUE | Non-Competitive | Non-Competitive | Competitive | Competitive | Competitive
DTMPTHS5 280__A TO_FROM | DTMPTHS5 | 280__A | 1065 | 2 | 2 | LAKE_CRK1_5 | THOUSE_A_5 | TO_FROM | 73521.13 | -0.21246 | 0.068519 | -0.25919 | 0.60562 | 633.2837 | -495.809 | 0 | 1570.012 | 3656.351 | Competitive | FALSE | FALSE | FALSE | FALSE | FALSE | TRUE | TRUE | Non-Competitive | Non-Competitive | Non-Competitive | Non-Competitive | Non-Competitive
DTMPTHS5 290__A FROM_TO | DTMPTHS5 | 290__A | 1065 | 2 | 2 | LAKE_CRK2_5 | THOUSE__5 | FROM_TO | 73521.13 | -0.21427 | 0.29573 | -0.50741 | 0.41831 | 1076.902 | 725.7097 | 2819.63 | 4587.793 | 1857.541 | Competitive | FALSE | FALSE | TRUE | TRUE | TRUE | TRUE | TRUE | Non-Competitive | Non-Competitive | Competitive | Competitive | Competitive
DTMPTHS5 290__A TO_FROM | DTMPTHS5 | 290__A | 1065 | 2 | 2 | LAKE_CRK2_5 | THOUSE__5 | TO_FROM | 73521.13 | -0.29573 | 0.21427 | -0.41832 | 0.50741 | 514.1849 | -721.074 | 0 | 1432.7 | 4732.144 | Competitive | FALSE | FALSE | FALSE | FALSE | FALSE | TRUE | TRUE | Non-Competitive | Non-Competitive | Non-Competitive | Non-Competitive | Non-Competitive
DTMPTHS5 315__A FROM_TO | DTMPTHS5 | 315__A | 1065 | 2 | 2 | TEMP_PEC__5 | TEMP_SS__5 | FROM_TO | 73521.13 | -0.02474 | 0.052554 | -0.0947 | 0.837 | 227.4511 | -208.581 | 0 | 2367.012 | 1136.748 | Competitive | FALSE | TRUE | TRUE | TRUE | TRUE | TRUE | TRUE | Non-Competitive | Competitive | Competitive | Competitive | Competitive
DTMPTHS5 315__A TO_FROM | DTMPTHS5 | 315__A | 1065 | 2 | 2 | TEMP_PEC__5 | TEMP_SS__5 | TO_FROM | 73521.13 | -0.05255 | 0.024741 | -0.837 | 0.094705 | 452.4335 | 45.4485 | 0 | 1011.73 | 2414.08 | Competitive | FALSE | FALSE | FALSE | TRUE | TRUE | TRUE | TRUE | Non-Competitive | Non-Competitive | Non-Competitive | Competitive | Competitive
D_KGRTW5 240__A FROM_TO | D_KGRTW5 | 240__A | 1435 | 5 | 5 | JEWETT_S5 | SNGLTN_345 | FROM_TO | 73521.13 | -0.15261 | 0.099155 | -0.15261 | 0.17952 | 2345.138 | 1142.677 | 0 | 1488.634 | 2185.24 | Non-Competi | FALSE | FALSE | FALSE | TRUE | TRUE | TRUE | TRUE | Non-Competitive | Non-Competitive | Non-Competitive | Competitive | Competitive
D_KGRTW5 240__A TO_FROM | D_KGRTW5 | 240__A | 1435 | 5 | 5 | JEWETT_S5 | SNGLTN_345 | TO_FROM | 73521.13 | -0.09916 | 0.15262 | -0.17952 | 0.15262 | 743.7062 | 754.9399 | 2855.63 | 2096.125 | 1815.732 | Competitive | FALSE | FALSE | TRUE | TRUE | TRUE | TRUE | TRUE | Non-Competitive | Non-Competitive | Competitive | Competitive | Competitive
D_KGRTW5 260_A_1 FROM_TO | D_KGRTW5 | 260_A_1 | 1435 | 5 | 5 | JEWETT_N5 | SNGLTN_345 | FROM_TO | 73521.13 | -0.14328 | 0.097531 | -0.14328 | 0.16797 | 2236.141 | 1075.57 | 0 | 1598.566 | 2202.572 | Competitive | FALSE | FALSE | FALSE | TRUE | TRUE | TRUE | TRUE | Non-Competitive | Non-Competitive | Non-Competitive | Competitive | Competitive
D_KGRTW5 260_A_1 TO_FROM | D_KGRTW5 | 260_A_1 | 1435 | 5 | 5 | JEWETT_N5 | SNGLTN_345 | TO_FROM | 73521.13 | -0.09753 | 0.14328 | -0.16797 | 0.14328 | 704.6288 | 727.0597 | 2855.63 | 2111.084 | 1927.683 | Competitive | FALSE | FALSE | TRUE | TRUE | TRUE | TRUE | TRUE | Non-Competitive | Non-Competitive | Competitive | Competitive | Competitive
D_KGRTW5 424T424_1 FROM_TO | D_KGRTW5 | 424T424_1 | 1621 | 5 | 5 | BROWN_5 | SARC7A | FROM_TO | 73521.13 | -0.09375 | 0.013189 | -0.29535 | 0.095484 | 455.6751 | 88.4991 | 0 | 977.667 | 2912.12 | Competitive | FALSE | FALSE | FALSE | FALSE | TRUE | TRUE | TRUE | Non-Competitive | Non-Competitive | Non-Competitive | Non-Competitive | Competitive
D_KGRTW5 424T424_1 TO_FROM | D_KGRTW5 | 424T424_1 | 1621 | 5 | 5 | BROWN_5 | SARC7A | TO_FROM | 73521.13 | -0.01319 | 0.15926 | -0.09548 | 0.29535 | 791.2136 | 210.3644 | 0 | 1104.939 | 1059.176 | Competitive | FALSE | TRUE | TRUE | TRUE | TRUE | TRUE | FALSE | Non-Competitive | Non-Competitive | Non-Competitive | Non-Competitive | Non-Competitive
D_KGRTW5 RNSSNG75_A FROM_TO | D_KGRTW5 | RNSSNG75_A | 2170 | 5 | 5 | ROANS___345C | SNGLTN_345 | FROM_TO | 73521.13 | 0 | 1 | 0 | 1 | 933 | 0 | 0 | 10000 | 0 | Competitive | TRUE | TRUE | TRUE | TRUE | TRUE | TRUE | FALSE | Non-Competitive | Non-Competitive | Non-Competitive | Non-Competitive | Non-Competitive
D_KGRTW5 RNSSNG75_A TO_FROM | D_KGRTW5 | RNSSNG75_A | 2170 | 5 | 5 | ROANS___345C | SNGLTN_345 | TO_FROM | 73521.13 | -1 | 0 | -1 | 0 | 0 | 0 | 0 | 0 | 10000 | Competitive | FALSE | FALSE | FALSE | FALSE | FALSE | TRUE | TRUE | Non-Competitive | Non-Competitive | Non-Competitive | Non-Competitive | Non-Competitive
D_KGRTW5 SNGTB_74_A FROM_TO | D_KGRTW5 | SNGTB_74_A | 1924 | 5 | 5 | SNGLTN_345 | TOMBAL__345B | FROM_TO | 73521.13 | -0.0895 | 0.10228 | -0.55935 | 0.10228 | 2528.86 | 1418.036 | 0 | 1487.484 | 2659.266 | Non-Competi | FALSE | FALSE | FALSE | FALSE | TRUE | TRUE | TRUE | Non-Competitive | Non-Competitive | Non-Competitive | Non-Competitive | Competitive
D_KGRTW5 SNGTB_74_A TO_FROM | D_KGRTW5 | SNGTB_74_A | 1924 | 5 | 5 | SNGLTN_345 | TOMBAL__345B | TO_FROM | 73521.13 | -0.10228 | 0.089505 | -0.10228 | 0.55935 | -101.948 | 22.0025 | 3741.83 | 2595.609 | 1790.393 | Competitive | FALSE | FALSE | TRUE | TRUE | TRUE | TRUE | TRUE | Non-Competitive | Non-Competitive | Competitive | Competitive | Competitive
D_KGRTW5 SNGXGC75_1 FROM_TO | D_KGRTW5 | SNGXGC75_1 | 1631 | 5 | 5 | GIBN_CREK_5 | SNGLTN_345 | FROM_TO | 73521.13 | -0.13971 | 0.31725 | -0.13971 | 0.31725 | 2084.375 | 808.4832 | 0 | 1302.295 | 2393.664 | Non-Competi | FALSE | FALSE | FALSE | TRUE | TRUE | TRUE | TRUE | Non-Competitive | Non-Competitive | Non-Competitive | Competitive | Competitive
D_KGRTW5 SNGXGC75_1 TO_FROM | D_KGRTW5 | SNGXGC75_1 | 1631 | 5 | 5 | GIBN_CREK_5 | SNGLTN_345 | TO_FROM | 73521.13 | -0.31725 | 0.13971 | -0.31725 | 0.13971 | 525.6328 | 484.4995 | 3741.83 | 2328.147 | 1485.248 | Competitive | FALSE | TRUE | TRUE | TRUE | TRUE | TRUE | TRUE | Non-Competitive | Competitive | Competitive | Competitive | Competitive
D_KGRTW5 SNGXGC99_1 FROM_TO | D_KGRTW5 | SNGXGC99_1 | 1631 | 5 | 5 | GIBN_CREK_5 | SNGLTN_345 | FROM_TO | 73521.13 | -0.13971 | 0.31725 | -0.13971 | 0.31725 | 2084.375 | 808.4832 | 0 | 1302.295 | 2393.664 | Non-Competi | FALSE | FALSE | FALSE | TRUE | TRUE | TRUE | TRUE | Non-Competitive | Non-Competitive | Non-Competitive | Competitive | Competitive
D_KGRTW5 SNGXGC99_1 TO_FROM | D_KGRTW5 | SNGXGC99_1 | 1631 | 5 | 5 | GIBN_CREK_5 | SNGLTN_345 | TO_FROM | 73521.13 | -0.31725 | 0.13971 | -0.31725 | 0.13971 | 525.6328 | 484.4995 | 3741.83 | 2328.147 | 1485.248 | Competitive | FALSE | TRUE | TRUE | TRUE | TRUE | TRUE | TRUE | Non-Competitive | Competitive | Competitive | Competitive | Competitive
SBOMJCK5 6011__A FROM_TO | SBOMJCK5 | 6011__A | 1065 | 1 | 1 | BOWMAN_5 | FISHRDSS1_5 | FROM_TO | 73521.13 | -0.10624 | 0.015936 | -0.67209 | 0.24088 | 173.3731 | 49.853 | 0 | 3594.655 | 3695.052 | Competitive | FALSE | FALSE | FALSE | FALSE | FALSE | TRUE | TRUE | Non-Competitive | Non-Competitive | Non-Competitive | Non-Competitive | Non-Competitive
SBOMJCK5 6011__A TO_FROM | SBOMJCK5 | 6011__A | 1065 | 1 | 1 | BOWMAN_5 | FISHRDSS1_5 | TO_FROM | 73521.13 | -0.01594 | 0.10624 | -0.24088 | 0.67209 | 73.7043 | -34.9935 | 0 | 4672.311 | 3594.655 | Competitive | FALSE | FALSE | FALSE | FALSE | FALSE | TRUE | FALSE | Non-Competitive | Non-Competitive | Non-Competitive | Non-Competitive | Non-Competitive
SBOMJCK5 6024__A FROM_TO | SBOMJCK5 | 6024__A | 1065 | 1 | 1 | GRHAMSES1_5 | LONGCREK_5 | FROM_TO | 73521.13 | -0.12888 | 0.081454 | -0.24423 | 0.081454 | 572.6927 | 59.6167 | 0 | 2230.103 | 3110.185 | Competitive | FALSE | FALSE | FALSE | FALSE | FALSE | TRUE | TRUE | Non-Competitive | Non-Competitive | Non-Competitive | Non-Competitive | Non-Competitive
SBOMJCK5 6024__A TO_FROM | SBOMJCK5 | 6024__A | 1065 | 1 | 1 | GRHAMSES1_5 | LONGCREK_5 | TO_FROM | 73521.13 | -0.08145 | 0.24424 | -0.08145 | 0.24424 | 1306.626 | 278.0749 | 0 | 847.032 | 2385.087 | Competitive | FALSE | FALSE | FALSE | TRUE | TRUE | TRUE | TRUE | Non-Competitive | Non-Competitive | Non-Competitive | Competitive | Competitive
SBOMJCK5 6028__A FROM_TO | SBOMJCK5 | 6028__A | 1065 | 1 | 1 | GRHAMSES1_5 | COKFIELD_5 | FROM_TO | 73521.13 | -0.12955 | 0.081876 | -0.40692 | 0.081876 | 575.6555 | 59.9213 | 0 | 2230.122 | 3110.181 | Competitive | FALSE | FALSE | FALSE | FALSE | FALSE | TRUE | TRUE | Non-Competitive | Non-Competitive | Non-Competitive | Non-Competitive | Non-Competitive
SBOMJCK5 6028__A TO_FROM | SBOMJCK5 | 6028__A | 1065 | 1 | 1 | GRHAMSES1_5 | COKFIELD_5 | TO_FROM | 73521.13 | -0.08188 | 0.40692 | -0.08188 | 0.40692 | 1352.349 | 279.5191 | 0 | 877.224 | 2385.11 | Competitive | FALSE | FALSE | FALSE | TRUE | TRUE | TRUE | TRUE | Non-Competitive | Non-Competitive | Non-Competitive | Competitive | Competitive
SBOMJCK5 6029__A FROM_TO | SBOMJCK5 | 6029__A | 1065 | 1 | 1 | LONGCREK_5 | COKFIELD_5 | FROM_TO | 73521.13 | -0.08188 | 0.2455 | -0.59308 | 0.2455 | 1282.399 | 279.5191 | 0 | 876.095 | 2385.11 | Non-Competi | FALSE | FALSE | FALSE | TRUE | TRUE | TRUE | TRUE | Non-Competitive | Non-Competitive | Non-Competitive | Competitive | Competitive
SBOMJCK5 6029__A TO_FROM | SBOMJCK5 | 6029__A | 1065 | 1 | 1 | LONGCREK_5 | COKFIELD_5 | TO_FROM | 73521.13 | -0.12955 | 0.59308 | -0.2455 | 0.59308 | 673.8728 | 59.9213 | 0 | 6320.07 | 3110.181 | Competitive | FALSE | FALSE | FALSE | FALSE | FALSE | TRUE | TRUE | Non-Competitive | Non-Competitive | Non-Competitive | Non-Competitive | Non-Competitive
SBOMJCK5 6035__A FROM_TO | SBOMJCK5 | 6035__A | 1065 | 1 | 1 | TONKAWA_5 | GRHAMSES1_5 | FROM_TO | 73521.13 | -0.05427 | 0.15993 | -0.05427 | 0.15993 | 1008.365 | 191.0532 | 0 | 1131.519 | 3379.475 | Competitive | FALSE | FALSE | FALSE | FALSE | FALSE | TRUE | TRUE | Non-Competitive | Non-Competitive | Non-Competitive | Non-Competitive | Non-Competitive
SBOMJCK5 6035__A TO_FROM | SBOMJCK5 | 6035__A | 1065 | 1 | 1 | TONKAWA_5 | GRHAMSES1_5 | TO_FROM | 73521.13 | -0.11744 | 0.054273 | -0.15993 | 0.054273 | 444.7661 | 37.6383 | 0 | 3185.078 | 3113.716 | Competitive | FALSE | FALSE | FALSE | FALSE | FALSE | TRUE | TRUE | Non-Competitive | Non-Competitive | Non-Competitive | Non-Competitive | Non-Competitive
SBOMJCK5 6380__A FROM_TO | SBOMJCK5 | 6380__A | 185 | 1 | 1 | MURRY_P8 | GRHAMSES1_8 | FROM_TO | 73521.13 | -0.06241 | 0.12174 | -0.06241 | 0.69724 | 175.5521 | -2.7069 | 0 | 2578.374 | 10000 | Competitive | FALSE | FALSE | FALSE | FALSE | FALSE | TRUE | TRUE | Non-Competitive | Non-Competitive | Non-Competitive | Non-Competitive | Non-Competitive
SBOMJCK5 6380__A TO_FROM | SBOMJCK5 | 6380__A | 185 | 1 | 1 | MURRY_P8 | GRHAMSES1_8 | TO_FROM | 73521.13 | -0.02845 | 0.062413 | -0.69724 | 0.062413 | 151.7062 | 58.869 | 4218.23 | 8287.459 | 3400.641 | Competitive | FALSE | FALSE | FALSE | FALSE | FALSE | TRUE | TRUE | Non-Competitive | Non-Competitive | Non-Competitive | Non-Competitive | Non-Competitive
SBOMJCK5 6380__D FROM_TO | SBOMJCK5 | 6380__D | 154 | 1 | 1 | MURRY_P8 | PAIP4B | FROM_TO | 73521.13 | -0.02849 | 0.062378 | -0.19939 | 0.30272 | 149.1278 | 56.4417 | 4218.23 | 8289.177 | 3399.844 | Competitive | FALSE | FALSE | FALSE | FALSE | FALSE | TRUE | TRUE | Non-Competitive | Non-Competitive | Non-Competitive | Non-Competitive | Non-Competitive
SBOMJCK5 6380__D TO_FROM | SBOMJCK5 | 6380__D | 154 | 1 | 1 | MURRY_P8 | PAIP4B | TO_FROM | 73521.13 | -0.06238 | 0.12178 | -0.30272 | 0.19939 | 178.1465 | -0.13191 | 0 | 2577.742 | 10000 | Competitive | FALSE | FALSE | FALSE | FALSE | FALSE | TRUE | TRUE | Non-Competitive | Non-Competitive | Non-Competitive | Non-Competitive | Non-Competitive
SBOMJCK5 651__A FROM_TO | SBOMJCK5 | 651__A | 185 | 1 | 1 | COMANCHE_T8 | COMANCHE_8 | FROM_TO | 73521.13 | 0 | 0.000137 | -0.99986 | 0.000137 | 10.1512 | 10.084 | 0 | 795.897 | 0 | Competitive | TRUE | TRUE | TRUE | TRUE | TRUE | TRUE | FALSE | Non-Competitive | Non-Competitive | Non-Competitive | Non-Competitive | Non-Competitive
SBOMJCK5 651__A TO_FROM | SBOMJCK5 | 651__A | 185 | 1 | 1 | COMANCHE_T8 | COMANCHE_8 | TO_FROM | 73521.13 | -0.00014 | 0 | -0.00014 | 0.99986 | -10.1043 | -9.2467 | 6104.43 | 0 | 917.244 | Competitive | TRUE | TRUE | TRUE | TRUE | TRUE | TRUE | FALSE | Non-Competitive | Non-Competitive | Non-Competitive | Non-Competitive | Non-Competitive
SBOMJCK5 651__B FROM_TO | SBOMJCK5 | 651__B | 185 | 1 | 1 | COMCHESS1_8 | COMANCHE_T8 | FROM_TO | 73521.13 | -0.07224 | 0.017629 | -0.72858 | 0.18311 | 247.1427 | 54.256 | 0 | 937.203 | 8868.441 | Competitive | FALSE | FALSE | FALSE | FALSE | FALSE | TRUE | TRUE | Non-Competitive | Non-Competitive | Non-Competitive | Non-Competitive | Non-Competitive
SBOMJCK5 651__B TO_FROM | SBOMJCK5 | 651__B | 185 | 1 | 1 | COMCHESS1_8 | COMANCHE_T8 | TO_FROM | 73521.13 | -0.01411 | 0.13096 | -0.18311 | 0.72858 | 44.2521 | -108.893 | 0 | 5727.726 | 2467.545 | Competitive | FALSE | FALSE | FALSE | TRUE | TRUE | TRUE | FALSE | Non-Competitive | Non-Competitive | Non-Competitive | Non-Competitive | Non-Competitive
SBOMJCK5 651__D FROM_TO | SBOMJCK5 | 651__D | 185 | 1 | 1 | DUBLIN1_8 | HASSE_P8 | FROM_TO | 73521.13 | -0.01474 | 0.1318 | -0.31555 | 0.40841 | 90.1569 | -63.4156 | 0 | 5781.47 | 2372.259 | Competitive | FALSE | FALSE | FALSE | TRUE | TRUE | TRUE | FALSE | Non-Competitive | Non-Competitive | Non-Competitive | Non-Competitive | Non-Competitive
SBOMJCK5 651__D TO_FROM | SBOMJCK5 | 651__D | 185 | 1 | 1 | DUBLIN1_8 | HASSE_P8 | TO_FROM | 73521.13 | -0.07143 | 0.014737 | -0.40841 | 0.31555 | 177.0733 | 11.6317 | 0 | 971.867 | 8818.98 | Competitive | FALSE | FALSE | FALSE | FALSE | FALSE | TRUE | TRUE | Non-Competitive | Non-Competitive | Non-Competitive | Non-Competitive | Non-Competitive
SBOMJCK5 651__E FROM_TO | SBOMJCK5 | 651__E | 249 | 1 | 1 | DUBLIN1_8 | STPHNVIL_8 | FROM_TO | 73521.13 | -0.07165 | 0.014512 | -0.18123 | 0.59137 | 160.396 | -4.8803 | 0 | 976.081 | 8809.482 | Competitive | FALSE | FALSE | FALSE | FALSE | FALSE | TRUE | TRUE | Non-Competitive | Non-Competitive | Non-Competitive | Non-Competitive | Non-Competitive
SBOMJCK5 651__E TO_FROM | SBOMJCK5 | 651__E | 249 | 1 | 1 | DUBLIN1_8 | STPHNVIL_8 | TO_FROM | 73521.13 | -0.01451 | 0.13203 | -0.59137 | 0.18123 | 106.7453 | -38.5451 | 0 | 5781.327 | 2377.742 | Competitive | FALSE | FALSE | FALSE | TRUE | TRUE | TRUE | FALSE | Non-Competitive | Non-Competitive | Non-Competitive | Non-Competitive | Non-Competitive
SCFRLNC5 6011__A FROM_TO | SCFRLNC5 | 6011__A | 1065 | 1 | 1 | BOWMAN_5 | FISHRDSS1_5 | FROM_TO | 73521.13 | -0.13456 | 0.017171 | -0.7021 | 0.20589 | 241.6007 | 37.3768 | 0 | 2599.72 | 3626.574 | Competitive | FALSE | FALSE | FALSE | FALSE | FALSE | TRUE | TRUE | Non-Competitive | Non-Competitive | Non-Competitive | Non-Competitive | Non-Competitive
SCFRLNC5 6011__A TO_FROM | SCFRLNC5 | 6011__A | 1065 | 1 | 1 | BOWMAN_5 | FISHRDSS1_5 | TO_FROM | 73521.13 | -0.01717 | 0.13456 | -0.20589 | 0.7021 | 180.1178 | -198.289 | 0 | 4432.992 | 2806.908 | Competitive | FALSE | FALSE | FALSE | FALSE | TRUE | TRUE | FALSE | Non-Competitive | Non-Competitive | Non-Competitive | Non-Competitive | Non-Competitive
SCFRLNC5 6012__A FROM_TO | SCFRLNC5 | 6012__A | 1065 | 1 | 1 | BOWMAN_5 | JACKSBRO_5 | FROM_TO | 73521.13 | -0.08679 | 0.33697 | -0.11807 | 0.42323 | 1003.474 | -511.81 | 0 | 1839.827 | 4954.507 | Competitive | FALSE | FALSE | FALSE | FALSE | FALSE | TRUE | TRUE | Non-Competitive | Non-Competitive | Non-Competitive | Non-Competitive | Non-Competitive
SCFRLNC5 6012__A TO_FROM | SCFRLNC5 | 6012__A | 1065 | 1 | 1 | BOWMAN_5 | JACKSBRO_5 | TO_FROM | 73521.13 | -0.33697 | 0.086793 | -0.42323 | 0.11807 | 656.7069 | -81.3185 | 0 | 4954.507 | 2318.501 | Competitive | FALSE | FALSE | FALSE | TRUE | TRUE | TRUE | TRUE | Non-Competitive | Non-Competitive | Non-Competitive | Competitive | Competitive
SCFRLNC5 6024__A FROM_TO | SCFRLNC5 | 6024__A | 1065 | 1 | 1 | GRHAMSES1_5 | LONGCREK_5 | FROM_TO | 73521.13 | -0.18786 | 0.12364 | -0.35906 | 0.12364 | 864.1198 | 81.4038 | 0 | 2068.512 | 3080.29 | Competitive | FALSE | FALSE | FALSE | FALSE | FALSE | TRUE | TRUE | Non-Competitive | Non-Competitive | Non-Competitive | Non-Competitive | Non-Competitive
SCFRLNC5 6024__A TO_FROM | SCFRLNC5 | 6024__A | 1065 | 1 | 1 | GRHAMSES1_5 | LONGCREK_5 | TO_FROM | 73521.13 | -0.12364 | 0.35906 | -0.12364 | 0.35906 | 1851.72 | 446.25 | 0 | 873.651 | 2441.725 | Competitive | FALSE | FALSE | FALSE | TRUE | TRUE | TRUE | TRUE | Non-Competitive | Non-Competitive | Non-Competitive | Competitive | Competitive
SCFRLNC5 6028__A FROM_TO | SCFRLNC5 | 6028__A | 1065 | 1 | 1 | GRHAMSES1_5 | COKFIELD_5 | FROM_TO | 73521.13 | 0 | 0 | -1 | 0 | 0 | 0 | 0 | 0 | 0 | Competitive | TRUE | TRUE | TRUE | TRUE | TRUE | TRUE | FALSE | Non-Competitive | Non-Competitive | Non-Competitive | Non-Competitive | Non-Competitive
SCFRLNC5 6028__A TO_FROM | SCFRLNC5 | 6028__A | 1065 | 1 | 1 | GRHAMSES1_5 | COKFIELD_5 | TO_FROM | 73521.13 | 0 | 1 | 0 | 1 | 162.3 | 0 | 0 | 10000 | 0 | Competitive | TRUE | TRUE | TRUE | TRUE | TRUE | TRUE | FALSE | Non-Competitive | Non-Competitive | Non-Competitive | Non-Competitive | Non-Competitive
SCFRLNC5 6035__A FROM_TO | SCFRLNC5 | 6035__A | 1065 | 1 | 1 | TONKAWA_5 | GRHAMSES1_5 | FROM_TO | 73521.13 | -0.06582 | 0.17511 | -0.06582 | 0.17511 | 1156.453 | 251.7597 | 0 | 1094.061 | 2919.09 | Competitive | FALSE | FALSE | FALSE | FALSE | TRUE | TRUE | TRUE | Non-Competitive | Non-Competitive | Non-Competitive | Non-Competitive | Competitive
SCFRLNC5 6035__A TO_FROM | SCFRLNC5 | 6035__A | 1065 | 1 | 1 | TONKAWA_5 | GRHAMSES1_5 | TO_FROM | 73521.13 | -0.13299 | 0.065821 | -0.17511 | 0.065821 | 527.7375 | 45.0898 | 0 | 2300.669 | 3113.233 | Competitive | FALSE | FALSE | FALSE | FALSE | FALSE | TRUE | TRUE | Non-Competitive | Non-Competitive | Non-Competitive | Non-Competitive | Non-Competitive
SCFRLNC5 6380__A FROM_TO | SCFRLNC5 | 6380__A | 185 | 1 | 1 | MURRY_P8 | GRHAMSES1_8 | FROM_TO | 73521.13 | -0.0636 | 0.12325 | -0.0636 | 0.69691 | 200.9648 | 9.6493 | 0 | 1777.337 | 10000 | Competitive | FALSE | FALSE | FALSE | FALSE | FALSE | TRUE | TRUE | Non-Competitive | Non-Competitive | Non-Competitive | Non-Competitive | Non-Competitive
SCFRLNC5 6380__A TO_FROM | SCFRLNC5 | 6380__A | 185 | 1 | 1 | MURRY_P8 | GRHAMSES1_8 | TO_FROM | 73521.13 | -0.03102 | 0.063598 | -0.69691 | 0.063598 | 165.0624 | 61.4806 | 4055.93 | 8268.942 | 3346.747 | Competitive | FALSE | FALSE | FALSE | FALSE | FALSE | TRUE | TRUE | Non-Competitive | Non-Competitive | Non-Competitive | Non-Competitive | Non-Competitive
SCFRLNC5 6380__D FROM_TO | SCFRLNC5 | 6380__D | 154 | 1 | 1 | MURRY_P8 | PAIP4B | FROM_TO | 73521.13 | -0.03106 | 0.063563 | -0.20082 | 0.30305 | 162.4612 | 59.0476 | 4055.93 | 8270.621 | 3346.203 | Competitive | FALSE | FALSE | FALSE | FALSE | FALSE | TRUE | TRUE | Non-Competitive | Non-Competitive | Non-Competitive | Non-Competitive | Non-Competitive
SCFRLNC5 6380__D TO_FROM | SCFRLNC5 | 6380__D | 154 | 1 | 1 | MURRY_P8 | PAIP4B | TO_FROM | 73521.13 | -0.06356 | 0.12329 | -0.30305 | 0.20083 | 203.5535 | 12.2243 | 0 | 1776.189 | 10000 | Competitive | FALSE | FALSE | FALSE | FALSE | FALSE | TRUE | TRUE | Non-Competitive | Non-Competitive | Non-Competitive | Non-Competitive | Non-Competitive
SCFRLNC5 651__A FROM_TO | SCFRLNC5 | 651__A | 185 | 1 | 1 | COMANCHE_T8 | COMANCHE_8 | FROM_TO | 73521.13 | 0 | 0.000137 | -0.99986 | 0.000137 | 10.1512 | 10.084 | 0 | 795.897 | 0 | Competitive | TRUE | TRUE | TRUE | TRUE | TRUE | TRUE | FALSE | Non-Competitive | Non-Competitive | Non-Competitive | Non-Competitive | Non-Competitive
SCFRLNC5 651__A TO_FROM | SCFRLNC5 | 651__A | 185 | 1 | 1 | COMANCHE_T8 | COMANCHE_8 | TO_FROM | 73521.13 | -0.00014 | 0 | -0.00014 | 0.99986 | -10.1043 | -9.2467 | 6104.43 | 0 | 917.244 | Competitive | TRUE | TRUE | TRUE | TRUE | TRUE | TRUE | FALSE | Non-Competitive | Non-Competitive | Non-Competitive | Non-Competitive | Non-Competitive
SCFRLNC5 651__B FROM_TO | SCFRLNC5 | 651__B | 185 | 1 | 1 | COMCHESS1_8 | COMANCHE_T8 | FROM_TO | 73521.13 | -0.07242 | 0.018641 | -0.72837 | 0.18336 | 256.4974 | 49.7948 | 0 | 932.337 | 8939.199 | Competitive | FALSE | FALSE | FALSE | FALSE | FALSE | TRUE | TRUE | Non-Competitive | Non-Competitive | Non-Competitive | Non-Competitive | Non-Competitive
SCFRLNC5 651__B TO_FROM | SCFRLNC5 | 651__B | 185 | 1 | 1 | COMCHESS1_8 | COMANCHE_T8 | TO_FROM | 73521.13 | -0.01425 | 0.1309 | -0.18336 | 0.72837 | 46.358 | -107.715 | 0 | 5914.967 | 2477.632 | Competitive | FALSE | FALSE | FALSE | TRUE | TRUE | TRUE | FALSE | Non-Competitive | Non-Competitive | Non-Competitive | Non-Competitive | Non-Competitive
SCFRLNC5 651__D FROM_TO | SCFRLNC5 | 651__D | 185 | 1 | 1 | DUBLIN1_8 | HASSE_P8 | FROM_TO | 73521.13 | -0.01486 | 0.13173 | -0.3157 | 0.40834 | 95.086 | -62.4596 | 0 | 5785.495 | 2334.848 | Competitive | FALSE | FALSE | FALSE | TRUE | TRUE | TRUE | FALSE | Non-Competitive | Non-Competitive | Non-Competitive | Non-Competitive | Non-Competitive
SCFRLNC5 651__D TO_FROM | SCFRLNC5 | 651__D | 185 | 1 | 1 | DUBLIN1_8 | HASSE_P8 | TO_FROM | 73521.13 | -0.07158 | 0.014862 | -0.40834 | 0.3157 | 186.0032 | 8.6224 | 0 | 932.848 | 8812.239 | Competitive | FALSE | FALSE | FALSE | FALSE | FALSE | TRUE | TRUE | Non-Competitive | Non-Competitive | Non-Competitive | Non-Competitive | Non-Competitive
SCFRLNC5 651__E FROM_TO | SCFRLNC5 | 651__E | 249 | 1 | 1 | DUBLIN1_8 | STPHNVIL_8 | FROM_TO | 73521.13 | -0.0718 | 0.014638 | -0.18123 | 0.59144 | 169.3495 | -7.8896 | 0 | 936.098 | 8802.789 | Competitive | FALSE | FALSE | FALSE | FALSE | FALSE | TRUE | TRUE | Non-Competitive | Non-Competitive | Non-Competitive | Non-Competitive | Non-Competitive
SCFRLNC5 651__E TO_FROM | SCFRLNC5 | 651__E | 249 | 1 | 1 | DUBLIN1_8 | STPHNVIL_8 | TO_FROM | 73521.13 | -0.01464 | 0.13195 | -0.59143 | 0.18123 | 111.6981 | -45.9476 | 0 | 5785.34 | 2336.285 | Competitive | FALSE | FALSE | FALSE | TRUE | TRUE | TRUE | FALSE | Non-Competitive | Non-Competitive | Non-Competitive | Non-Competitive | Non-Competitive
SCMNCPS5 6011__A FROM_TO | SCMNCPS5 | 6011__A | 1065 | 1 | 1 | BOWMAN_5 | FISHRDSS1_5 | FROM_TO | 73521.13 | -0.13509 | 0.016474 | -0.70305 | 0.20485 | 240.9649 | 41.0129 | 0 | 2636.748 | 3616.939 | Competitive | FALSE | FALSE | FALSE | FALSE | FALSE | TRUE | TRUE | Non-Competitive | Non-Competitive | Non-Competitive | Non-Competitive | Non-Competitive
SCMNCPS5 6011__A TO_FROM | SCMNCPS5 | 6011__A | 1065 | 1 | 1 | BOWMAN_5 | FISHRDSS1_5 | TO_FROM | 73521.13 | -0.01647 | 0.13509 | -0.20485 | 0.70305 | 169.9993 | -156.03 | 0 | 4505.972 | 2636.748 | Competitive | FALSE | FALSE | FALSE | FALSE | TRUE | TRUE | FALSE | Non-Competitive | Non-Competitive | Non-Competitive | Non-Competitive | Non-Competitive
SCMNCPS5 6012__A FROM_TO | SCMNCPS5 | 6012__A | 1065 | 1 | 1 | BOWMAN_5 | JACKSBRO_5 | FROM_TO | 73521.13 | -0.0881 | 0.33862 | -0.11844 | 0.42477 | 1078.812 | -557.884 | 0 | 1719.96 | 2305.522 | Competitive | FALSE | FALSE | FALSE | TRUE | TRUE | TRUE | TRUE | Non-Competitive | Non-Competitive | Non-Competitive | Competitive | Competitive
SCMNCPS5 6012__A TO_FROM | SCMNCPS5 | 6012__A | 1065 | 1 | 1 | BOWMAN_5 | JACKSBRO_5 | TO_FROM | 73521.13 | -0.33862 | 0.088097 | -0.42477 | 0.11844 | 710.5993 | -74.2443 | 0 | 2228.92 | 2249.454 | Competitive | FALSE | FALSE | FALSE | TRUE | TRUE | TRUE | TRUE | Non-Competitive | Non-Competitive | Non-Competitive | Competitive | Competitive
SCMNCPS5 6024__A FROM_TO | SCMNCPS5 | 6024__A | 1065 | 1 | 1 | GRHAMSES1_5 | LONGCREK_5 | FROM_TO | 73521.13 | -0.13996 | 0.082682 | -0.24981 | 0.082682 | 681.374 | 91.9671 | 0 | 2348.21 | 3068.999 | Competitive | FALSE | FALSE | FALSE | FALSE | FALSE | TRUE | TRUE | Non-Competitive | Non-Competitive | Non-Competitive | Non-Competitive | Non-Competitive
SCMNCPS5 6024__A TO_FROM | SCMNCPS5 | 6024__A | 1065 | 1 | 1 | GRHAMSES1_5 | LONGCREK_5 | TO_FROM | 73521.13 | -0.08268 | 0.2498 | -0.08268 | 0.2498 | 1442.673 | 323.191 | 0 | 847.492 | 2488.034 | Competitive | FALSE | FALSE | FALSE | TRUE | TRUE | TRUE | TRUE | Non-Competitive | Non-Competitive | Non-Competitive | Competitive | Competitive
SCMNCPS5 6028__A FROM_TO | SCMNCPS5 | 6028__A | 1065 | 1 | 1 | GRHAMSES1_5 | COKFIELD_5 | FROM_TO | 73521.13 | -0.14068 | 0.083109 | -0.41088 | 0.083109 | 684.9009 | 92.4411 | 0 | 2348.232 | 3065.459 | Competitive | FALSE | FALSE | FALSE | FALSE | FALSE | TRUE | TRUE | Non-Competitive | Non-Competitive | Non-Competitive | Non-Competitive | Non-Competitive
SCMNCPS5 6028__A TO_FROM | SCMNCPS5 | 6028__A | 1065 | 1 | 1 | GRHAMSES1_5 | COKFIELD_5 | TO_FROM | 73521.13 | -0.08311 | 0.41088 | -0.08311 | 0.41088 | 1489.098 | 324.8685 | 0 | 855.255 | 2488.058 | Competitive | FALSE | FALSE | FALSE | TRUE | TRUE | TRUE | TRUE | Non-Competitive | Non-Competitive | Non-Competitive | Competitive | Competitive
SCMNCPS5 6029__A FROM_TO | SCMNCPS5 | 6029__A | 1065 | 1 | 1 | LONGCREK_5 | COKFIELD_5 | FROM_TO | 73521.13 | -0.08311 | 0.2511 | -0.58912 | 0.2511 | 1417.491 | 324.8685 | 0 | 873.939 | 2488.058 | Competitive | FALSE | FALSE | FALSE | TRUE | TRUE | TRUE | TRUE | Non-Competitive | Non-Competitive | Non-Competitive | Competitive | Competitive
SCMNCPS5 6029__A TO_FROM | SCMNCPS5 | 6029__A | 1065 | 1 | 1 | LONGCREK_5 | COKFIELD_5 | TO_FROM | 73521.13 | -0.14068 | 0.58912 | -0.2511 | 0.58912 | 783.096 | 92.4411 | 0 | 5011.088 | 3065.459 | Competitive | FALSE | FALSE | FALSE | FALSE | FALSE | TRUE | TRUE | Non-Competitive | Non-Competitive | Non-Competitive | Non-Competitive | Non-Competitive
SCMNCPS5 6035__A FROM_TO | SCMNCPS5 | 6035__A | 1065 | 1 | 1 | TONKAWA_5 | GRHAMSES1_5 | FROM_TO | 73521.13 | -0.0546 | 0.16711 | -0.0546 | 0.16711 | 1106.966 | 202.5007 | 0 | 1112.487 | 2306.276 | Competitive | FALSE | FALSE | FALSE | TRUE | TRUE | TRUE | TRUE | Non-Competitive | Non-Competitive | Non-Competitive | Competitive | Competitive
SCMNCPS5 6035__A TO_FROM | SCMNCPS5 | 6035__A | 1065 | 1 | 1 | TONKAWA_5 | GRHAMSES1_5 | TO_FROM | 73521.13 | -0.12541 | 0.054599 | -0.16711 | 0.054599 | 517.5641 | 62.504 | 0 | 2158.963 | 3112.035 | Competitive | FALSE | FALSE | FALSE | FALSE | FALSE | TRUE | TRUE | Non-Competitive | Non-Competitive | Non-Competitive | Non-Competitive | Non-Competitive
SCMNCPS5 6380__A FROM_TO | SCMNCPS5 | 6380__A | 185 | 1 | 1 | MURRY_P8 | GRHAMSES1_8 | FROM_TO | 73521.13 | -0.06232 | 0.12282 | -0.06232 | 0.69766 | 194.1956 | 0.56523 | 0 | 1981.807 | 10000 | Competitive | FALSE | FALSE | FALSE | FALSE | FALSE | TRUE | TRUE | Non-Competitive | Non-Competitive | Non-Competitive | Non-Competitive | Non-Competitive
SCMNCPS5 6380__A TO_FROM | SCMNCPS5 | 6380__A | 185 | 1 | 1 | MURRY_P8 | GRHAMSES1_8 | TO_FROM | 73521.13 | -0.0301 | 0.062322 | -0.69766 | 0.062322 | 165.6853 | 62.5332 | 4218.23 | 8272.223 | 3365.764 | Competitive | FALSE | FALSE | FALSE | FALSE | FALSE | TRUE | TRUE | Non-Competitive | Non-Competitive | Non-Competitive | Non-Competitive | Non-Competitive
SCMNCPS5 6380__D FROM_TO | SCMNCPS5 | 6380__D | 154 | 1 | 1 | MURRY_P8 | PAIP4B | FROM_TO | 73521.13 | -0.03014 | 0.062287 | -0.20047 | 0.30231 | 163.0898 | 60.1059 | 4218.23 | 8273.937 | 3365.136 | Competitive | FALSE | FALSE | FALSE | FALSE | FALSE | TRUE | TRUE | Non-Competitive | Non-Competitive | Non-Competitive | Non-Competitive | Non-Competitive
SCMNCPS5 6380__D TO_FROM | SCMNCPS5 | 6380__D | 154 | 1 | 1 | MURRY_P8 | PAIP4B | TO_FROM | 73521.13 | -0.06229 | 0.12286 | -0.30231 | 0.20047 | 196.7896 | 3.1402 | 0 | 1980.74 | 10000 | Competitive | FALSE | FALSE | FALSE | FALSE | FALSE | TRUE | TRUE | Non-Competitive | Non-Competitive | Non-Competitive | Non-Competitive | Non-Competitive
SCMNCPS5 651__A FROM_TO | SCMNCPS5 | 651__A | 185 | 1 | 1 | COMANCHE_T8 | COMANCHE_8 | FROM_TO | 73521.13 | 0 | 0.000137 | -0.99986 | 0.000137 | 10.1512 | 10.084 | 0 | 795.897 | 0 | Competitive | TRUE | TRUE | TRUE | TRUE | TRUE | TRUE | FALSE | Non-Competitive | Non-Competitive | Non-Competitive | Non-Competitive | Non-Competitive
SCMNCPS5 651__A TO_FROM | SCMNCPS5 | 651__A | 185 | 1 | 1 | COMANCHE_T8 | COMANCHE_8 | TO_FROM | 73521.13 | -0.00014 | 0 | -0.00014 | 0.99986 | -10.1043 | -9.2467 | 6104.43 | 0 | 917.244 | Competitive | TRUE | TRUE | TRUE | TRUE | TRUE | TRUE | FALSE | Non-Competitive | Non-Competitive | Non-Competitive | Non-Competitive | Non-Competitive
SCMNCPS5 651__B FROM_TO | SCMNCPS5 | 651__B | 185 | 1 | 1 | COMCHESS1_8 | COMANCHE_T8 | FROM_TO | 73521.13 | -0.07216 | 0.037557 | -0.67652 | 0.24136 | 429.9667 | -57.4798 | 0 | 949.883 | 8400.656 | Competitive | FALSE | FALSE | FALSE | FALSE | FALSE | TRUE | TRUE | Non-Competitive | Non-Competitive | Non-Competitive | Non-Competitive | Non-Competitive
SCMNCPS5 651__B TO_FROM | SCMNCPS5 | 651__B | 185 | 1 | 1 | COMCHESS1_8 | COMANCHE_T8 | TO_FROM | 73521.13 | -0.02893 | 0.12067 | -0.24136 | 0.67652 | 179.1199 | -60.7451 | 0 | 5957.047 | 2656.523 | Competitive | FALSE | FALSE | FALSE | FALSE | TRUE | TRUE | TRUE | Non-Competitive | Non-Competitive | Non-Competitive | Non-Competitive | Competitive
SCMNCPS5 651__D FROM_TO | SCMNCPS5 | 651__D | 185 | 1 | 1 | DUBLIN1_8 | HASSE_P8 | FROM_TO | 73521.13 | -0.02222 | 0.1232 | -0.35122 | 0.38747 | 202.9442 | -22.9778 | 0 | 5829.513 | 2123.153 | Competitive | FALSE | FALSE | FALSE | TRUE | TRUE | TRUE | TRUE | Non-Competitive | Non-Competitive | Non-Competitive | Competitive | Competitive
SCMNCPS5 651__D TO_FROM | SCMNCPS5 | 651__D | 185 | 1 | 1 | DUBLIN1_8 | HASSE_P8 | TO_FROM | 73521.13 | -0.07135 | 0.029516 | -0.38747 | 0.35122 | 333.4771 | -81.5922 | 0 | 948.27 | 8361.218 | Competitive | FALSE | FALSE | FALSE | FALSE | FALSE | TRUE | TRUE | Non-Competitive | Non-Competitive | Non-Competitive | Non-Competitive | Non-Competitive
SCMNCPS5 651__E FROM_TO | SCMNCPS5 | 651__E | 249 | 1 | 1 | DUBLIN1_8 | STPHNVIL_8 | FROM_TO | 73521.13 | -0.07158 | 0.029291 | -0.17243 | 0.6123 | 316.881 | -98.1042 | 0 | 949.717 | 8354.11 | Competitive | FALSE | FALSE | FALSE | FALSE | FALSE | TRUE | TRUE | Non-Competitive | Non-Competitive | Non-Competitive | Non-Competitive | Non-Competitive
SCMNCPS5 651__E TO_FROM | SCMNCPS5 | 651__E | 249 | 1 | 1 | DUBLIN1_8 | STPHNVIL_8 | TO_FROM | 73521.13 | -0.02199 | 0.12342 | -0.61231 | 0.17243 | 219.5354 | -6.4658 | 0 | 5830.253 | 2238.532 | Competitive | FALSE | FALSE | FALSE | TRUE | TRUE | TRUE | TRUE | Non-Competitive | Non-Competitive | Non-Competitive | Competitive | Competitive
SCMNSAR5 6011__A FROM_TO | SCMNSAR5 | 6011__A | 1065 | 1 | 1 | BOWMAN_5 | FISHRDSS1_5 | FROM_TO | 73521.13 | -0.13522 | 0.016234 | -0.70319 | 0.20468 | 235.4948 | 39.1988 | 0 | 2753.082 | 3617.38 | Competitive | FALSE | FALSE | FALSE | FALSE | FALSE | TRUE | TRUE | Non-Competitive | Non-Competitive | Non-Competitive | Non-Competitive | Non-Competitive
SCMNSAR5 6011__A TO_FROM | SCMNSAR5 | 6011__A | 1065 | 1 | 1 | BOWMAN_5 | FISHRDSS1_5 | TO_FROM | 73521.13 | -0.01623 | 0.13522 | -0.20468 | 0.70319 | 170.4226 | -152.418 | 0 | 4506.718 | 2753.082 | Competitive | FALSE | FALSE | FALSE | FALSE | TRUE | TRUE | FALSE | Non-Competitive | Non-Competitive | Non-Competitive | Non-Competitive | Non-Competitive
SCMNSAR5 6012__A FROM_TO | SCMNSAR5 | 6012__A | 1065 | 1 | 1 | BOWMAN_5 | JACKSBRO_5 | FROM_TO | 73521.13 | -0.08705 | 0.3393 | -0.11748 | 0.42561 | 1082.444 | -537.022 | 0 | 1711.953 | 2345.025 | Competitive | FALSE | FALSE | FALSE | TRUE | TRUE | TRUE | TRUE | Non-Competitive | Non-Competitive | Non-Competitive | Competitive | Competitive
SCMNSAR5 6012__A TO_FROM | SCMNSAR5 | 6012__A | 1065 | 1 | 1 | BOWMAN_5 | JACKSBRO_5 | TO_FROM | 73521.13 | -0.3393 | 0.087053 | -0.42561 | 0.11748 | 687.6643 | -86.1027 | 0 | 2266.732 | 2243.18 | Competitive | FALSE | FALSE | FALSE | TRUE | TRUE | TRUE | TRUE | Non-Competitive | Non-Competitive | Non-Competitive | Competitive | Competitive
SCMNSAR5 6024__A FROM_TO | SCMNSAR5 | 6024__A | 1065 | 1 | 1 | GRHAMSES1_5 | LONGCREK_5 | FROM_TO | 73521.13 | -0.14256 | 0.081304 | -0.25188 | 0.081304 | 657.5629 | 71.7606 | 0 | 2277.285 | 3098.341 | Competitive | FALSE | FALSE | FALSE | FALSE | FALSE | TRUE | TRUE | Non-Competitive | Non-Competitive | Non-Competitive | Non-Competitive | Non-Competitive
SCMNSAR5 6024__A TO_FROM | SCMNSAR5 | 6024__A | 1065 | 1 | 1 | GRHAMSES1_5 | LONGCREK_5 | TO_FROM | 73521.13 | -0.0813 | 0.25188 | -0.0813 | 0.25188 | 1461.125 | 346.2149 | 0 | 851.261 | 2416.831 | Competitive | FALSE | FALSE | FALSE | TRUE | TRUE | TRUE | TRUE | Non-Competitive | Non-Competitive | Non-Competitive | Competitive | Competitive
SCMNSAR5 6028__A FROM_TO | SCMNSAR5 | 6028__A | 1065 | 1 | 1 | GRHAMSES1_5 | COKFIELD_5 | FROM_TO | 73521.13 | -0.1433 | 0.081725 | -0.4128 | 0.081725 | 660.9647 | 72.1257 | 0 | 2277.274 | 3094.873 | Competitive | FALSE | FALSE | FALSE | FALSE | FALSE | TRUE | TRUE | Non-Competitive | Non-Competitive | Non-Competitive | Non-Competitive | Non-Competitive
SCMNSAR5 6028__A TO_FROM | SCMNSAR5 | 6028__A | 1065 | 1 | 1 | GRHAMSES1_5 | COKFIELD_5 | TO_FROM | 73521.13 | -0.08173 | 0.4128 | -0.08173 | 0.4128 | 1507.648 | 348.0113 | 0 | 855.787 | 2416.818 | Competitive | FALSE | FALSE | FALSE | TRUE | TRUE | TRUE | TRUE | Non-Competitive | Non-Competitive | Non-Competitive | Competitive | Competitive
SCMNSAR5 6029__A FROM_TO | SCMNSAR5 | 6029__A | 1065 | 1 | 1 | LONGCREK_5 | COKFIELD_5 | FROM_TO | 73521.13 | -0.08173 | 0.25319 | -0.5872 | 0.25319 | 1440.65 | 348.0113 | 0 | 877.691 | 2416.818 | Competitive | FALSE | FALSE | FALSE | TRUE | TRUE | TRUE | TRUE | Non-Competitive | Non-Competitive | Non-Competitive | Competitive | Competitive
SCMNSAR5 6029__A TO_FROM | SCMNSAR5 | 6029__A | 1065 | 1 | 1 | LONGCREK_5 | COKFIELD_5 | TO_FROM | 73521.13 | -0.1433 | 0.5872 | -0.25319 | 0.5872 | 758.8236 | 72.1257 | 0 | 5096.037 | 3094.873 | Competitive | FALSE | FALSE | FALSE | FALSE | FALSE | TRUE | TRUE | Non-Competitive | Non-Competitive | Non-Competitive | Non-Competitive | Non-Competitive
SCMNSAR5 6035__A FROM_TO | SCMNSAR5 | 6035__A | 1065 | 1 | 1 | TONKAWA_5 | GRHAMSES1_5 | FROM_TO | 73521.13 | -0.05368 | 0.16886 | -0.05368 | 0.16886 | 1121.255 | 225.0861 | 0 | 1110.482 | 2571.334 | Competitive | FALSE | FALSE | FALSE | FALSE | TRUE | TRUE | TRUE | Non-Competitive | Non-Competitive | Non-Competitive | Non-Competitive | Competitive
SCMNSAR5 6035__A TO_FROM | SCMNSAR5 | 6035__A | 1065 | 1 | 1 | TONKAWA_5 | GRHAMSES1_5 | TO_FROM | 73521.13 | -0.1272 | 0.053679 | -0.16886 | 0.053679 | 502.4636 | 48.0776 | 0 | 2377.593 | 3112.187 | Competitive | FALSE | FALSE | FALSE | FALSE | FALSE | TRUE | TRUE | Non-Competitive | Non-Competitive | Non-Competitive | Non-Competitive | Non-Competitive
SCMNSAR5 6380__A FROM_TO | SCMNSAR5 | 6380__A | 185 | 1 | 1 | MURRY_P8 | GRHAMSES1_8 | FROM_TO | 73521.13 | -0.06234 | 0.12291 | -0.06234 | 0.69765 | 199.7404 | 3.8954 | 0 | 1971.843 | 10000 | Competitive | FALSE | FALSE | FALSE | FALSE | FALSE | TRUE | TRUE | Non-Competitive | Non-Competitive | Non-Competitive | Non-Competitive | Non-Competitive
SCMNSAR5 6380__A TO_FROM | SCMNSAR5 | 6380__A | 185 | 1 | 1 | MURRY_P8 | GRHAMSES1_8 | TO_FROM | 73521.13 | -0.03032 | 0.06234 | -0.69765 | 0.06234 | 162.4754 | 60.1534 | 4218.23 | 8240.742 | 3359.745 | Competitive | FALSE | FALSE | FALSE | FALSE | FALSE | TRUE | TRUE | Non-Competitive | Non-Competitive | Non-Competitive | Non-Competitive | Non-Competitive
SCMNSAR5 6380__D FROM_TO | SCMNSAR5 | 6380__D | 154 | 1 | 1 | MURRY_P8 | PAIP4B | FROM_TO | 73521.13 | -0.03036 | 0.062305 | -0.20049 | 0.30231 | 159.8799 | 57.7261 | 4218.23 | 8242.442 | 3359.143 | Competitive | FALSE | FALSE | FALSE | FALSE | FALSE | TRUE | TRUE | Non-Competitive | Non-Competitive | Non-Competitive | Non-Competitive | Non-Competitive
SCMNSAR5 6380__D TO_FROM | SCMNSAR5 | 6380__D | 154 | 1 | 1 | MURRY_P8 | PAIP4B | TO_FROM | 73521.13 | -0.06231 | 0.12294 | -0.30231 | 0.2005 | 202.3194 | 6.4704 | 0 | 1970.803 | 10000 | Competitive | FALSE | FALSE | FALSE | FALSE | FALSE | TRUE | TRUE | Non-Competitive | Non-Competitive | Non-Competitive | Non-Competitive | Non-Competitive
SCMNSAR5 651__A FROM_TO | SCMNSAR5 | 651__A | 185 | 1 | 1 | COMANCHE_T8 | COMANCHE_8 | FROM_TO | 73521.13 | 0 | 0.000137 | -0.99986 | 0.000137 | 10.1512 | 10.084 | 0 | 795.897 | 0 | Competitive | TRUE | TRUE | TRUE | TRUE | TRUE | TRUE | FALSE | Non-Competitive | Non-Competitive | Non-Competitive | Non-Competitive | Non-Competitive
SCMNSAR5 651__A TO_FROM | SCMNSAR5 | 651__A | 185 | 1 | 1 | COMANCHE_T8 | COMANCHE_8 | TO_FROM | 73521.13 | -0.00014 | 0 | -0.00014 | 0.99986 | -10.1043 | -9.2467 | 6104.43 | 0 | 917.244 | Competitive | TRUE | TRUE | TRUE | TRUE | TRUE | TRUE | FALSE | Non-Competitive | Non-Competitive | Non-Competitive | Non-Competitive | Non-Competitive
SCMNSAR5 651__B FROM_TO | SCMNSAR5 | 651__B | 185 | 1 | 1 | COMCHESS1_8 | COMANCHE_T8 | FROM_TO | 73521.13 | -0.06662 | 0.012972 | -0.70084 | 0.21375 | 134.3825 | 85.7589 | 0 | 5597.371 | 10000 | Competitive | FALSE | FALSE | FALSE | FALSE | FALSE | TRUE | TRUE | Non-Competitive | Non-Competitive | Non-Competitive | Non-Competitive | Non-Competitive
SCMNSAR5 651__B TO_FROM | SCMNSAR5 | 651__B | 185 | 1 | 1 | COMCHESS1_8 | COMANCHE_T8 | TO_FROM | 73521.13 | -0.01297 | 0.12625 | -0.21375 | 0.70084 | 29.3853 | -35.5009 | 1718.23 | 6119.916 | 5678.37 | Competitive | FALSE | FALSE | FALSE | FALSE | FALSE | TRUE | FALSE | Non-Competitive | Non-Competitive | Non-Competitive | Non-Competitive | Non-Competitive
SCMNSAR5 651__D FROM_TO | SCMNSAR5 | 651__D | 185 | 1 | 1 | DUBLIN1_8 | HASSE_P8 | FROM_TO | 73521.13 | -0.01371 | 0.12796 | -0.33452 | 0.39595 | 93.7178 | -43.4654 | 0 | 5599.86 | 4564.171 | Competitive | FALSE | FALSE | FALSE | FALSE | FALSE | TRUE | FALSE | Non-Competitive | Non-Competitive | Non-Competitive | Non-Competitive | Non-Competitive
SCMNSAR5 651__D TO_FROM | SCMNSAR5 | 651__D | 185 | 1 | 1 | DUBLIN1_8 | HASSE_P8 | TO_FROM | 73521.13 | -0.06686 | 0.01371 | -0.39595 | 0.33452 | 88.106 | 36.733 | 0 | 4564.171 | 9024.51 | Competitive | FALSE | FALSE | FALSE | FALSE | FALSE | TRUE | TRUE | Non-Competitive | Non-Competitive | Non-Competitive | Non-Competitive | Non-Competitive
SCMNSAR5 651__E FROM_TO | SCMNSAR5 | 651__E | 249 | 1 | 1 | DUBLIN1_8 | STPHNVIL_8 | FROM_TO | 73521.13 | -0.06709 | 0.013486 | -0.17415 | 0.60382 | 71.5843 | 20.221 | 0 | 4560.283 | 9011.996 | Competitive | FALSE | FALSE | FALSE | FALSE | FALSE | TRUE | TRUE | Non-Competitive | Non-Competitive | Non-Competitive | Non-Competitive | Non-Competitive
SCMNSAR5 651__E TO_FROM | SCMNSAR5 | 651__E | 249 | 1 | 1 | DUBLIN1_8 | STPHNVIL_8 | TO_FROM | 73521.13 | -0.01349 | 0.12819 | -0.60382 | 0.17414 | 110.2308 | -26.9534 | 0 | 5596.731 | 4560.283 | Competitive | FALSE | FALSE | FALSE | FALSE | FALSE | TRUE | FALSE | Non-Competitive | Non-Competitive | Non-Competitive | Non-Competitive | Non-Competitive
SFSHBOM5 6011__A FROM_TO | SFSHBOM5 | 6011__A | 1065 | 0 | 0 | BOWMAN_5 | FISHRDSS1_5 | FROM_TO | 73521.13 | -0.1348 | 0.015879 | -0.70293 | 0.20495 | 226.0684 | 42.8929 | 0 | 3137.886 | 3618.239 | Competitive | FALSE | FALSE | FALSE | FALSE | FALSE | TRUE | TRUE | Non-Competitive | Non-Competitive | Non-Competitive | Non-Competitive | Non-Competitive
SFSHBOM5 6011__A TO_FROM | SFSHBOM5 | 6011__A | 1065 | 0 | 0 | BOWMAN_5 | FISHRDSS1_5 | TO_FROM | 73521.13 | -0.01588 | 0.1348 | -0.20495 | 0.70293 | 149.4745 | -187.497 | 0 | 4514.629 | 3137.886 | Competitive | FALSE | FALSE | FALSE | FALSE | FALSE | TRUE | FALSE | Non-Competitive | Non-Competitive | Non-Competitive | Non-Competitive | Non-Competitive
SFSHBOM5 6012__A FROM_TO | SFSHBOM5 | 6012__A | 1065 | 0 | 0 | BOWMAN_5 | JACKSBRO_5 | FROM_TO | 73521.13 | -0.08532 | 0.33723 | -0.11647 | 0.42431 | 968.2018 | -499.978 | 0 | 1942.831 | 4958.97 | Competitive | FALSE | FALSE | FALSE | FALSE | FALSE | TRUE | TRUE | Non-Competitive | Non-Competitive | Non-Competitive | Non-Competitive | Non-Competitive
SFSHBOM5 6012__A TO_FROM | SFSHBOM5 | 6012__A | 1065 | 0 | 0 | BOWMAN_5 | JACKSBRO_5 | TO_FROM | 73521.13 | -0.33723 | 0.085321 | -0.42432 | 0.11647 | 642.437 | -77.6486 | 0 | 4958.97 | 2375.127 | Competitive | FALSE | FALSE | FALSE | TRUE | TRUE | TRUE | TRUE | Non-Competitive | Non-Competitive | Non-Competitive | Competitive | Competitive
SFSHBOM5 6024__A FROM_TO | SFSHBOM5 | 6024__A | 1065 | 0 | 0 | GRHAMSES1_5 | LONGCREK_5 | FROM_TO | 73521.13 | -0.12649 | 0.083248 | -0.24176 | 0.083248 | 566.3743 | 54.809 | 0 | 2330.856 | 3110.002 | Competitive | FALSE | FALSE | FALSE | FALSE | FALSE | TRUE | TRUE | Non-Competitive | Non-Competitive | Non-Competitive | Non-Competitive | Non-Competitive
SFSHBOM5 6024__A TO_FROM | SFSHBOM5 | 6024__A | 1065 | 0 | 0 | GRHAMSES1_5 | LONGCREK_5 | TO_FROM | 73521.13 | -0.08325 | 0.24176 | -0.08325 | 0.24176 | 1277.18 | 300.4633 | 0 | 846.827 | 2499.284 | Competitive | FALSE | FALSE | FALSE | TRUE | TRUE | TRUE | TRUE | Non-Competitive | Non-Competitive | Non-Competitive | Competitive | Competitive
SFSHBOM5 6028__A FROM_TO | SFSHBOM5 | 6028__A | 1065 | 0 | 0 | GRHAMSES1_5 | COKFIELD_5 | FROM_TO | 73521.13 | -0.12715 | 0.083679 | -0.4046 | 0.083679 | 569.3088 | 55.0928 | 0 | 2330.825 | 3110.006 | Competitive | FALSE | FALSE | FALSE | FALSE | FALSE | TRUE | TRUE | Non-Competitive | Non-Competitive | Non-Competitive | Non-Competitive | Non-Competitive
SFSHBOM5 6028__A TO_FROM | SFSHBOM5 | 6028__A | 1065 | 0 | 0 | GRHAMSES1_5 | COKFIELD_5 | TO_FROM | 73521.13 | -0.08368 | 0.4046 | -0.08368 | 0.4046 | 1322.747 | 302.0217 | 0 | 881.19 | 2499.252 | Competitive | FALSE | FALSE | FALSE | TRUE | TRUE | TRUE | TRUE | Non-Competitive | Non-Competitive | Non-Competitive | Competitive | Competitive
SFSHBOM5 6029__A FROM_TO | SFSHBOM5 | 6029__A | 1065 | 0 | 0 | LONGCREK_5 | COKFIELD_5 | FROM_TO | 73521.13 | -0.08368 | 0.24301 | -0.5954 | 0.24301 | 1253.241 | 302.0217 | 0 | 876.138 | 2499.252 | Non-Competi | FALSE | FALSE | FALSE | TRUE | TRUE | TRUE | TRUE | Non-Competitive | Non-Competitive | Non-Competitive | Competitive | Competitive
SFSHBOM5 6029__A TO_FROM | SFSHBOM5 | 6029__A | 1065 | 0 | 0 | LONGCREK_5 | COKFIELD_5 | TO_FROM | 73521.13 | -0.12715 | 0.5954 | -0.24301 | 0.5954 | 667.8875 | 55.0928 | 0 | 6426.859 | 3110.006 | Competitive | FALSE | FALSE | FALSE | FALSE | FALSE | TRUE | TRUE | Non-Competitive | Non-Competitive | Non-Competitive | Non-Competitive | Non-Competitive
SFSHBOM5 6035__A FROM_TO | SFSHBOM5 | 6035__A | 1065 | 0 | 0 | TONKAWA_5 | GRHAMSES1_5 | FROM_TO | 73521.13 | -0.05497 | 0.15899 | -0.05497 | 0.15899 | 998.4061 | 189.0551 | 0 | 1133.649 | 3443.363 | Competitive | FALSE | FALSE | FALSE | FALSE | FALSE | TRUE | TRUE | Non-Competitive | Non-Competitive | Non-Competitive | Non-Competitive | Non-Competitive
SFSHBOM5 6035__A TO_FROM | SFSHBOM5 | 6035__A | 1065 | 0 | 0 | TONKAWA_5 | GRHAMSES1_5 | TO_FROM | 73521.13 | -0.11651 | 0.054973 | -0.15899 | 0.054973 | 441.7498 | 37.9491 | 0 | 3233.878 | 3113.701 | Competitive | FALSE | FALSE | FALSE | FALSE | FALSE | TRUE | TRUE | Non-Competitive | Non-Competitive | Non-Competitive | Non-Competitive | Non-Competitive
SFSHBOM5 6380__A FROM_TO | SFSHBOM5 | 6380__A | 185 | 0 | 0 | MURRY_P8 | GRHAMSES1_8 | FROM_TO | 73521.13 | -0.06255 | 0.12157 | -0.06255 | 0.6971 | 174.5342 | -3.0549 | 0 | 2580.15 | 10000 | Competitive | FALSE | FALSE | FALSE | FALSE | FALSE | TRUE | TRUE | Non-Competitive | Non-Competitive | Non-Competitive | Non-Competitive | Non-Competitive
SFSHBOM5 6380__A TO_FROM | SFSHBOM5 | 6380__A | 185 | 0 | 0 | MURRY_P8 | GRHAMSES1_8 | TO_FROM | 73521.13 | -0.02835 | 0.062549 | -0.6971 | 0.062549 | 150.9264 | 58.8059 | 4218.23 | 8287.433 | 3402.612 | Competitive | FALSE | FALSE | FALSE | FALSE | FALSE | TRUE | TRUE | Non-Competitive | Non-Competitive | Non-Competitive | Non-Competitive | Non-Competitive
SFSHBOM5 6380__D FROM_TO | SFSHBOM5 | 6380__D | 154 | 0 | 0 | MURRY_P8 | PAIP4B | FROM_TO | 73521.13 | -0.02839 | 0.062514 | -0.19924 | 0.30286 | 148.3309 | 56.3787 | 4218.23 | 8289.147 | 3401.804 | Competitive | FALSE | FALSE | FALSE | FALSE | FALSE | TRUE | TRUE | Non-Competitive | Non-Competitive | Non-Competitive | Non-Competitive | Non-Competitive
SFSHBOM5 6380__D TO_FROM | SFSHBOM5 | 6380__D | 154 | 0 | 0 | MURRY_P8 | PAIP4B | TO_FROM | 73521.13 | -0.06251 | 0.12161 | -0.30286 | 0.19924 | 177.1287 | -0.4799 | 0 | 2579.513 | 10000 | Competitive | FALSE | FALSE | FALSE | FALSE | FALSE | TRUE | TRUE | Non-Competitive | Non-Competitive | Non-Competitive | Non-Competitive | Non-Competitive
SFSHBOM5 651__A FROM_TO | SFSHBOM5 | 651__A | 185 | 0 | 0 | COMANCHE_T8 | COMANCHE_8 | FROM_TO | 73521.13 | 0 | 0.000137 | -0.99986 | 0.000137 | 10.1512 | 10.084 | 0 | 795.897 | 0 | Competitive | TRUE | TRUE | TRUE | TRUE | TRUE | TRUE | FALSE | Non-Competitive | Non-Competitive | Non-Competitive | Non-Competitive | Non-Competitive
SFSHBOM5 651__A TO_FROM | SFSHBOM5 | 651__A | 185 | 0 | 0 | COMANCHE_T8 | COMANCHE_8 | TO_FROM | 73521.13 | -0.00014 | 0 | -0.00014 | 0.99986 | -10.1043 | -9.2467 | 6104.43 | 0 | 917.244 | Competitive | TRUE | TRUE | TRUE | TRUE | TRUE | TRUE | FALSE | Non-Competitive | Non-Competitive | Non-Competitive | Non-Competitive | Non-Competitive
SFSHBOM5 651__B FROM_TO | SFSHBOM5 | 651__B | 185 | 0 | 0 | COMCHESS1_8 | COMANCHE_T8 | FROM_TO | 73521.13 | -0.07225 | 0.017587 | -0.72859 | 0.1831 | 246.7218 | 54.3728 | 0 | 937.448 | 8869.265 | Competitive | FALSE | FALSE | FALSE | FALSE | FALSE | TRUE | TRUE | Non-Competitive | Non-Competitive | Non-Competitive | Non-Competitive | Non-Competitive
SFSHBOM5 651__B TO_FROM | SFSHBOM5 | 651__B | 185 | 0 | 0 | COMCHESS1_8 | COMANCHE_T8 | TO_FROM | 73521.13 | -0.0141 | 0.13099 | -0.1831 | 0.72859 | 44.0947 | -108.991 | 0 | 5727.588 | 2465.475 | Competitive | FALSE | FALSE | FALSE | TRUE | TRUE | TRUE | FALSE | Non-Competitive | Non-Competitive | Non-Competitive | Non-Competitive | Non-Competitive
SFSHBOM5 651__D FROM_TO | SFSHBOM5 | 651__D | 185 | 0 | 0 | DUBLIN1_8 | HASSE_P8 | FROM_TO | 73521.13 | -0.01474 | 0.13181 | -0.31555 | 0.40841 | 90.1476 | -63.4203 | 0 | 5781.45 | 2372.34 | Competitive | FALSE | FALSE | FALSE | TRUE | TRUE | TRUE | FALSE | Non-Competitive | Non-Competitive | Non-Competitive | Non-Competitive | Non-Competitive
SFSHBOM5 651__D TO_FROM | SFSHBOM5 | 651__D | 185 | 0 | 0 | DUBLIN1_8 | HASSE_P8 | TO_FROM | 73521.13 | -0.07143 | 0.014737 | -0.40841 | 0.31555 | 177.0533 | 11.639 | 0 | 971.93 | 8818.992 | Competitive | FALSE | FALSE | FALSE | FALSE | FALSE | TRUE | TRUE | Non-Competitive | Non-Competitive | Non-Competitive | Non-Competitive | Non-Competitive
SFSHBOM5 651__E FROM_TO | SFSHBOM5 | 651__E | 249 | 0 | 0 | DUBLIN1_8 | STPHNVIL_8 | FROM_TO | 73521.13 | -0.07165 | 0.014512 | -0.18123 | 0.59137 | 160.3759 | -4.873 | 0 | 976.15 | 8809.494 | Competitive | FALSE | FALSE | FALSE | FALSE | FALSE | TRUE | TRUE | Non-Competitive | Non-Competitive | Non-Competitive | Non-Competitive | Non-Competitive
SFSHBOM5 651__E TO_FROM | SFSHBOM5 | 651__E | 249 | 0 | 0 | DUBLIN1_8 | STPHNVIL_8 | TO_FROM | 73521.13 | -0.01451 | 0.13203 | -0.59137 | 0.18123 | 106.7359 | -38.5477 | 0 | 5781.308 | 2377.838 | Competitive | FALSE | FALSE | FALSE | TRUE | TRUE | TRUE | FALSE | Non-Competitive | Non-Competitive | Non-Competitive | Non-Competitive | Non-Competitive
SGIBSN25 240__A FROM_TO | SGIBSN25 | 240__A | 1435 | 1 | 1 | JEWETT_S5 | SNGLTN_345 | FROM_TO | 73521.13 | -0.15136 | 0.10676 | -0.15407 | 0.18659 | 2587.836 | 1288.674 | 0 | 1498.194 | 2304.655 | Non-Competi | FALSE | FALSE | FALSE | TRUE | TRUE | TRUE | TRUE | Non-Competitive | Non-Competitive | Non-Competitive | Competitive | Competitive
SGIBSN25 240__A TO_FROM | SGIBSN25 | 240__A | 1435 | 1 | 1 | JEWETT_S5 | SNGLTN_345 | TO_FROM | 73521.13 | -0.10676 | 0.15136 | -0.18659 | 0.15407 | 791.0686 | 824.9117 | 2855.63 | 2213.022 | 1830.328 | Competitive | FALSE | FALSE | TRUE | TRUE | TRUE | TRUE | TRUE | Non-Competitive | Non-Competitive | Competitive | Competitive | Competitive
SGIBSN25 260_A_1 FROM_TO | SGIBSN25 | 260_A_1 | 1435 | 1 | 1 | JEWETT_N5 | SNGLTN_345 | FROM_TO | 73521.13 | -0.14321 | 0.1051 | -0.14576 | 0.1759 | 2483.478 | 1222.389 | 0 | 1608.914 | 2321.529 | Non-Competi | FALSE | FALSE | FALSE | TRUE | TRUE | TRUE | TRUE | Non-Competitive | Non-Competitive | Non-Competitive | Competitive | Competitive
SGIBSN25 260_A_1 TO_FROM | SGIBSN25 | 260_A_1 | 1435 | 1 | 1 | JEWETT_N5 | SNGLTN_345 | TO_FROM | 73521.13 | -0.1051 | 0.14321 | -0.1759 | 0.14576 | 751.189 | 796.8365 | 2855.63 | 2227.849 | 1945.013 | Competitive | FALSE | FALSE | TRUE | TRUE | TRUE | TRUE | TRUE | Non-Competitive | Non-Competitive | Competitive | Competitive | Competitive
SGIBSN25 424T424_1 FROM_TO | SGIBSN25 | 424T424_1 | 1621 | 1 | 1 | BROWN_5 | SARC7A | FROM_TO | 73521.13 | -0.09368 | 0.013235 | -0.29528 | 0.09555 | 455.1772 | 88.4714 | 0 | 970.557 | 2912.502 | Competitive | FALSE | FALSE | FALSE | FALSE | TRUE | TRUE | TRUE | Non-Competitive | Non-Competitive | Non-Competitive | Non-Competitive | Competitive
SGIBSN25 424T424_1 TO_FROM | SGIBSN25 | 424T424_1 | 1621 | 1 | 1 | BROWN_5 | SARC7A | TO_FROM | 73521.13 | -0.01323 | 0.1592 | -0.09555 | 0.29528 | 789.4319 | 208.773 | 0 | 1105.241 | 1051.485 | Competitive | FALSE | TRUE | TRUE | TRUE | TRUE | TRUE | FALSE | Non-Competitive | Non-Competitive | Non-Competitive | Non-Competitive | Non-Competitive
SGIBSN25 KDLKG_75_A FROM_TO | SGIBSN25 | KDLKG_75_A | 1677 | 1 | 1 | KING____345A | KUYDAL755010 | FROM_TO | 73521.13 | -0.14667 | 0.14373 | -0.57092 | 0.1494 | 451.275 | 512.9594 | 3741.83 | 2479.74 | 1790.884 | Competitive | FALSE | FALSE | TRUE | TRUE | TRUE | TRUE | TRUE | Non-Competitive | Non-Competitive | Competitive | Competitive | Competitive
SGIBSN25 KDLKG_75_A TO_FROM | SGIBSN25 | KDLKG_75_A | 1677 | 1 | 1 | KING____345A | KUYDAL755010 | TO_FROM | 73521.13 | -0.14373 | 0.14667 | -0.1494 | 0.57092 | 2224.642 | 906.945 | 0 | 1496.708 | 2521.859 | Non-Competi | FALSE | FALSE | FALSE | FALSE | TRUE | TRUE | TRUE | Non-Competitive | Non-Competitive | Non-Competitive | Non-Competitive | Competitive
SGIBSN25 KDLRNS75_A FROM_TO | SGIBSN25 | KDLRNS75_A | 1677 | 1 | 1 | ROANS___345C | KUYDAL755010 | FROM_TO | 73521.13 | -0.14294 | 0.14746 | -0.42829 | 0.14746 | 2282.584 | 964.735 | 0 | 1494.682 | 2521.977 | Non-Competi | FALSE | FALSE | FALSE | FALSE | TRUE | TRUE | TRUE | Non-Competitive | Non-Competitive | Non-Competitive | Non-Competitive | Competitive
SGIBSN25 KDLRNS75_A TO_FROM | SGIBSN25 | KDLRNS75_A | 1677 | 1 | 1 | ROANS___345C | KUYDAL755010 | TO_FROM | 73521.13 | -0.14746 | 0.14294 | -0.14746 | 0.42829 | 393.2829 | 458.1106 | 3741.83 | 2480.669 | 1790.163 | Competitive | FALSE | FALSE | TRUE | TRUE | TRUE | TRUE | TRUE | Non-Competitive | Non-Competitive | Competitive | Competitive | Competitive
SGIBSN25 KDLRTW74_A FROM_TO | SGIBSN25 | KDLRTW74_A | 2170 | 1 | 1 | KUYDAL745005 | RTHWOD__345A | FROM_TO | 73521.13 | -0.13538 | 0.05376 | -0.42357 | 0.52524 | 1484.786 | 467.6164 | 0 | 1509.311 | 2486.782 | Competitive | FALSE | FALSE | FALSE | TRUE | TRUE | TRUE | TRUE | Non-Competitive | Non-Competitive | Non-Competitive | Competitive | Competitive
SGIBSN25 KDLRTW74_A TO_FROM | SGIBSN25 | KDLRTW74_A | 2170 | 1 | 1 | KUYDAL745005 | RTHWOD__345A | TO_FROM | 73521.13 | -0.05376 | 0.13538 | -0.52524 | 0.42357 | 564.483 | 664.3375 | 3741.83 | 2455.072 | 1838.916 | Competitive | FALSE | FALSE | TRUE | TRUE | TRUE | TRUE | TRUE | Non-Competitive | Non-Competitive | Competitive | Competitive | Competitive
SGIBSN25 KDLTB_74_A FROM_TO | SGIBSN25 | KDLTB_74_A | 1677 | 1 | 1 | KUYDAL745005 | TOMBAL__345B | FROM_TO | 73521.13 | -0.05483 | 0.13431 | -0.38201 | 0.4737 | 485.9292 | 590.0416 | 3741.83 | 2456.196 | 1840.53 | Competitive | FALSE | FALSE | TRUE | TRUE | TRUE | TRUE | TRUE | Non-Competitive | Non-Competitive | Competitive | Competitive | Competitive
SGIBSN25 KDLTB_74_A TO_FROM | SGIBSN25 | KDLTB_74_A | 1677 | 1 | 1 | KUYDAL745005 | TOMBAL__345B | TO_FROM | 73521.13 | -0.13431 | 0.054825 | -0.4737 | 0.38201 | 1563.12 | 545.8964 | 0 | 1508.321 | 2486.627 | Competitive | FALSE | FALSE | FALSE | TRUE | TRUE | TRUE | TRUE | Non-Competitive | Non-Competitive | Non-Competitive | Competitive | Competitive
SGIBSN25 KG_RTW74_A FROM_TO | SGIBSN25 | KG_RTW74_A | 1710 | 1 | 1 | KING____345A | RTHWOD__345A | FROM_TO | 73521.13 | -0.04475 | 0.15495 | -0.46398 | 0.16497 | 823.3582 | 908.3308 | 3741.83 | 2448.921 | 1849.047 | Competitive | FALSE | FALSE | TRUE | TRUE | TRUE | TRUE | TRUE | Non-Competitive | Non-Competitive | Competitive | Competitive | Competitive
SGIBSN25 KG_RTW74_A TO_FROM | SGIBSN25 | KG_RTW74_A | 1710 | 1 | 1 | KING____345A | RTHWOD__345A | TO_FROM | 73521.13 | -0.15495 | 0.044752 | -0.16497 | 0.46398 | 1173.865 | 158.665 | 0 | 1516.813 | 2477.361 | Competitive | FALSE | FALSE | FALSE | TRUE | TRUE | TRUE | TRUE | Non-Competitive | Non-Competitive | Non-Competitive | Competitive | Competitive
SGIBSN25 RNSSNG75_A FROM_TO | SGIBSN25 | RNSSNG75_A | 2170 | 1 | 1 | ROANS___345C | SNGLTN_345 | FROM_TO | 73521.13 | -0.08249 | 0.85254 | -0.08996 | 0.85254 | 1246.671 | 1391.111 | 3741.83 | 6338.436 | 1887.374 | Competitive | FALSE | FALSE | TRUE | TRUE | TRUE | TRUE | TRUE | Non-Competitive | Non-Competitive | Competitive | Competitive | Competitive
SGIBSN25 RNSSNG75_A TO_FROM | SGIBSN25 | RNSSNG75_A | 2170 | 1 | 1 | ROANS___345C | SNGLTN_345 | TO_FROM | 73521.13 | -0.85254 | 0.082485 | -0.85254 | 0.08996 | 2072.635 | -245.481 | 0 | 1546.923 | 6361.221 | Non-Competi | FALSE | FALSE | FALSE | FALSE | FALSE | TRUE | TRUE | Non-Competitive | Non-Competitive | Non-Competitive | Non-Competitive | Non-Competitive
SGIBSN25 SNGTB_74_A FROM_TO | SGIBSN25 | SNGTB_74_A | 1924 | 1 | 1 | SNGLTN_345 | TOMBAL__345B | FROM_TO | 73521.13 | -0.12606 | 0.10264 | -0.37501 | 0.11224 | 2730.764 | 1402.512 | 0 | 1499.295 | 2577.513 | Non-Competi | FALSE | FALSE | FALSE | FALSE | TRUE | TRUE | TRUE | Non-Competitive | Non-Competitive | Non-Competitive | Non-Competitive | Competitive
SGIBSN25 SNGTB_74_A TO_FROM | SGIBSN25 | SNGTB_74_A | 1924 | 1 | 1 | SNGLTN_345 | TOMBAL__345B | TO_FROM | 73521.13 | -0.10264 | 0.12606 | -0.11224 | 0.37501 | 125.8098 | 282.2183 | 3741.83 | 2526.009 | 1812.265 | Competitive | FALSE | FALSE | TRUE | TRUE | TRUE | TRUE | TRUE | Non-Competitive | Non-Competitive | Competitive | Competitive | Competitive
SGIBSN25 SNGXGC75_1 FROM_TO | SGIBSN25 | SNGXGC75_1 | 1631 | 1 | 1 | GIBN_CREK_5 | SNGLTN_345 | FROM_TO | 73521.13 | -0.24052 | 0.59514 | -0.24537 | 0.59514 | 4121.301 | 1621.518 | 0 | 1297.261 | 2422.559 | Competitive | FALSE | FALSE | FALSE | TRUE | TRUE | TRUE | TRUE | Non-Competitive | Non-Competitive | Non-Competitive | Competitive | Competitive
SGIBSN25 SNGXGC75_1 TO_FROM | SGIBSN25 | SNGXGC75_1 | 1631 | 1 | 1 | GIBN_CREK_5 | SNGLTN_345 | TO_FROM | 73521.13 | -0.59514 | 0.24052 | -0.59514 | 0.24537 | 1029.673 | 968.6828 | 3741.83 | 2349.464 | 1485.234 | Competitive | FALSE | TRUE | TRUE | TRUE | TRUE | TRUE | TRUE | Non-Competitive | Competitive | Competitive | Competitive | Competitive
SGIBSNG5 240__A FROM_TO | SGIBSNG5 | 240__A | 1435 | 1 | 1 | JEWETT_S5 | SNGLTN_345 | FROM_TO | 73521.13 | -0.15136 | 0.10676 | -0.15407 | 0.18659 | 2587.836 | 1288.674 | 0 | 1498.194 | 2304.655 | Non-Competi | FALSE | FALSE | FALSE | TRUE | TRUE | TRUE | TRUE | Non-Competitive | Non-Competitive | Non-Competitive | Competitive | Competitive
SGIBSNG5 240__A TO_FROM | SGIBSNG5 | 240__A | 1435 | 1 | 1 | JEWETT_S5 | SNGLTN_345 | TO_FROM | 73521.13 | -0.10676 | 0.15136 | -0.18659 | 0.15407 | 791.0686 | 824.9117 | 2855.63 | 2213.022 | 1830.328 | Competitive | FALSE | FALSE | TRUE | TRUE | TRUE | TRUE | TRUE | Non-Competitive | Non-Competitive | Competitive | Competitive | Competitive
SGIBSNG5 260_A_1 FROM_TO | SGIBSNG5 | 260_A_1 | 1435 | 1 | 1 | JEWETT_N5 | SNGLTN_345 | FROM_TO | 73521.13 | -0.14321 | 0.1051 | -0.14576 | 0.1759 | 2483.478 | 1222.389 | 0 | 1608.914 | 2321.529 | Non-Competi | FALSE | FALSE | FALSE | TRUE | TRUE | TRUE | TRUE | Non-Competitive | Non-Competitive | Non-Competitive | Competitive | Competitive
SGIBSNG5 260_A_1 TO_FROM | SGIBSNG5 | 260_A_1 | 1435 | 1 | 1 | JEWETT_N5 | SNGLTN_345 | TO_FROM | 73521.13 | -0.1051 | 0.14321 | -0.1759 | 0.14576 | 751.189 | 796.8365 | 2855.63 | 2227.849 | 1945.013 | Competitive | FALSE | FALSE | TRUE | TRUE | TRUE | TRUE | TRUE | Non-Competitive | Non-Competitive | Competitive | Competitive | Competitive
SGIBSNG5 424T424_1 FROM_TO | SGIBSNG5 | 424T424_1 | 1621 | 1 | 1 | BROWN_5 | SARC7A | FROM_TO | 73521.13 | -0.09368 | 0.013235 | -0.29528 | 0.09555 | 455.1772 | 88.4714 | 0 | 970.557 | 2912.502 | Competitive | FALSE | FALSE | FALSE | FALSE | TRUE | TRUE | TRUE | Non-Competitive | Non-Competitive | Non-Competitive | Non-Competitive | Competitive
SGIBSNG5 424T424_1 TO_FROM | SGIBSNG5 | 424T424_1 | 1621 | 1 | 1 | BROWN_5 | SARC7A | TO_FROM | 73521.13 | -0.01323 | 0.1592 | -0.09555 | 0.29528 | 789.4319 | 208.773 | 0 | 1105.241 | 1051.485 | Competitive | FALSE | TRUE | TRUE | TRUE | TRUE | TRUE | FALSE | Non-Competitive | Non-Competitive | Non-Competitive | Non-Competitive | Non-Competitive
SGIBSNG5 KDLKG_75_A FROM_TO | SGIBSNG5 | KDLKG_75_A | 1677 | 1 | 1 | KING____345A | KUYDAL755010 | FROM_TO | 73521.13 | -0.14667 | 0.14373 | -0.57092 | 0.1494 | 451.275 | 512.9594 | 3741.83 | 2479.74 | 1790.884 | Competitive | FALSE | FALSE | TRUE | TRUE | TRUE | TRUE | TRUE | Non-Competitive | Non-Competitive | Competitive | Competitive | Competitive
SGIBSNG5 KDLKG_75_A TO_FROM | SGIBSNG5 | KDLKG_75_A | 1677 | 1 | 1 | KING____345A | KUYDAL755010 | TO_FROM | 73521.13 | -0.14373 | 0.14667 | -0.1494 | 0.57092 | 2224.642 | 906.945 | 0 | 1496.708 | 2521.859 | Non-Competi | FALSE | FALSE | FALSE | FALSE | TRUE | TRUE | TRUE | Non-Competitive | Non-Competitive | Non-Competitive | Non-Competitive | Competitive
SGIBSNG5 KDLRNS75_A FROM_TO | SGIBSNG5 | KDLRNS75_A | 1677 | 1 | 1 | ROANS___345C | KUYDAL755010 | FROM_TO | 73521.13 | -0.14294 | 0.14746 | -0.42829 | 0.14746 | 2282.584 | 964.735 | 0 | 1494.682 | 2521.977 | Non-Competi | FALSE | FALSE | FALSE | FALSE | TRUE | TRUE | TRUE | Non-Competitive | Non-Competitive | Non-Competitive | Non-Competitive | Competitive
SGIBSNG5 KDLRNS75_A TO_FROM | SGIBSNG5 | KDLRNS75_A | 1677 | 1 | 1 | ROANS___345C | KUYDAL755010 | TO_FROM | 73521.13 | -0.14746 | 0.14294 | -0.14746 | 0.42829 | 393.2829 | 458.1106 | 3741.83 | 2480.669 | 1790.163 | Competitive | FALSE | FALSE | TRUE | TRUE | TRUE | TRUE | TRUE | Non-Competitive | Non-Competitive | Competitive | Competitive | Competitive
SGIBSNG5 KDLRTW74_A FROM_TO | SGIBSNG5 | KDLRTW74_A | 2170 | 1 | 1 | KUYDAL745005 | RTHWOD__345A | FROM_TO | 73521.13 | -0.13538 | 0.05376 | -0.42357 | 0.52524 | 1484.786 | 467.6164 | 0 | 1509.311 | 2486.782 | Competitive | FALSE | FALSE | FALSE | TRUE | TRUE | TRUE | TRUE | Non-Competitive | Non-Competitive | Non-Competitive | Competitive | Competitive
SGIBSNG5 KDLRTW74_A TO_FROM | SGIBSNG5 | KDLRTW74_A | 2170 | 1 | 1 | KUYDAL745005 | RTHWOD__345A | TO_FROM | 73521.13 | -0.05376 | 0.13538 | -0.52524 | 0.42357 | 564.483 | 664.3375 | 3741.83 | 2455.072 | 1838.916 | Competitive | FALSE | FALSE | TRUE | TRUE | TRUE | TRUE | TRUE | Non-Competitive | Non-Competitive | Competitive | Competitive | Competitive
SGIBSNG5 KDLTB_74_A FROM_TO | SGIBSNG5 | KDLTB_74_A | 1677 | 1 | 1 | KUYDAL745005 | TOMBAL__345B | FROM_TO | 73521.13 | -0.05483 | 0.13431 | -0.38201 | 0.4737 | 485.9292 | 590.0416 | 3741.83 | 2456.196 | 1840.53 | Competitive | FALSE | FALSE | TRUE | TRUE | TRUE | TRUE | TRUE | Non-Competitive | Non-Competitive | Competitive | Competitive | Competitive
SGIBSNG5 KDLTB_74_A TO_FROM | SGIBSNG5 | KDLTB_74_A | 1677 | 1 | 1 | KUYDAL745005 | TOMBAL__345B | TO_FROM | 73521.13 | -0.13431 | 0.054825 | -0.4737 | 0.38201 | 1563.12 | 545.8964 | 0 | 1508.321 | 2486.627 | Competitive | FALSE | FALSE | FALSE | TRUE | TRUE | TRUE | TRUE | Non-Competitive | Non-Competitive | Non-Competitive | Competitive | Competitive
SGIBSNG5 KG_RTW74_A FROM_TO | SGIBSNG5 | KG_RTW74_A | 1710 | 1 | 1 | KING____345A | RTHWOD__345A | FROM_TO | 73521.13 | -0.04475 | 0.15495 | -0.46398 | 0.16497 | 823.3582 | 908.3308 | 3741.83 | 2448.921 | 1849.047 | Competitive | FALSE | FALSE | TRUE | TRUE | TRUE | TRUE | TRUE | Non-Competitive | Non-Competitive | Competitive | Competitive | Competitive
SGIBSNG5 KG_RTW74_A TO_FROM | SGIBSNG5 | KG_RTW74_A | 1710 | 1 | 1 | KING____345A | RTHWOD__345A | TO_FROM | 73521.13 | -0.15495 | 0.044752 | -0.16497 | 0.46398 | 1173.865 | 158.665 | 0 | 1516.813 | 2477.361 | Competitive | FALSE | FALSE | FALSE | TRUE | TRUE | TRUE | TRUE | Non-Competitive | Non-Competitive | Non-Competitive | Competitive | Competitive
SGIBSNG5 RNSSNG75_A FROM_TO | SGIBSNG5 | RNSSNG75_A | 2170 | 1 | 1 | ROANS___345C | SNGLTN_345 | FROM_TO | 73521.13 | -0.08249 | 0.85254 | -0.08996 | 0.85254 | 1246.671 | 1391.111 | 3741.83 | 6338.436 | 1887.374 | Competitive | FALSE | FALSE | TRUE | TRUE | TRUE | TRUE | TRUE | Non-Competitive | Non-Competitive | Competitive | Competitive | Competitive
SGIBSNG5 RNSSNG75_A TO_FROM | SGIBSNG5 | RNSSNG75_A | 2170 | 1 | 1 | ROANS___345C | SNGLTN_345 | TO_FROM | 73521.13 | -0.85254 | 0.082485 | -0.85254 | 0.08996 | 2072.635 | -245.481 | 0 | 1546.923 | 6361.221 | Non-Competi | FALSE | FALSE | FALSE | FALSE | FALSE | TRUE | TRUE | Non-Competitive | Non-Competitive | Non-Competitive | Non-Competitive | Non-Competitive
SGIBSNG5 SNGTB_74_A FROM_TO | SGIBSNG5 | SNGTB_74_A | 1924 | 1 | 1 | SNGLTN_345 | TOMBAL__345B | FROM_TO | 73521.13 | -0.12606 | 0.10264 | -0.37501 | 0.11224 | 2730.764 | 1402.512 | 0 | 1499.295 | 2577.513 | Non-Competi | FALSE | FALSE | FALSE | FALSE | TRUE | TRUE | TRUE | Non-Competitive | Non-Competitive | Non-Competitive | Non-Competitive | Competitive
SGIBSNG5 SNGTB_74_A TO_FROM | SGIBSNG5 | SNGTB_74_A | 1924 | 1 | 1 | SNGLTN_345 | TOMBAL__345B | TO_FROM | 73521.13 | -0.10264 | 0.12606 | -0.11224 | 0.37501 | 125.8098 | 282.2183 | 3741.83 | 2526.009 | 1812.265 | Competitive | FALSE | FALSE | TRUE | TRUE | TRUE | TRUE | TRUE | Non-Competitive | Non-Competitive | Competitive | Competitive | Competitive
SGIBSNG5 SNGXGC99_1 FROM_TO | SGIBSNG5 | SNGXGC99_1 | 1631 | 1 | 1 | GIBN_CREK_5 | SNGLTN_345 | FROM_TO | 73521.13 | -0.24052 | 0.59514 | -0.24537 | 0.59514 | 4121.301 | 1621.518 | 0 | 1297.261 | 2422.559 | Competitive | FALSE | FALSE | FALSE | TRUE | TRUE | TRUE | TRUE | Non-Competitive | Non-Competitive | Non-Competitive | Competitive | Competitive
SGIBSNG5 SNGXGC99_1 TO_FROM | SGIBSNG5 | SNGXGC99_1 | 1631 | 1 | 1 | GIBN_CREK_5 | SNGLTN_345 | TO_FROM | 73521.13 | -0.59514 | 0.24052 | -0.59514 | 0.24537 | 1029.673 | 968.6828 | 3741.83 | 2349.464 | 1485.234 | Competitive | FALSE | TRUE | TRUE | TRUE | TRUE | TRUE | TRUE | Non-Competitive | Competitive | Competitive | Competitive | Competitive
SKDLRNS5 240__A FROM_TO | SKDLRNS5 | 240__A | 1435 | 2 | 2 | JEWETT_S5 | SNGLTN_345 | FROM_TO | 73521.13 | -0.1504 | 0.10078 | -0.1504 | 0.18123 | 2396.959 | 1165.335 | 0 | 1488.925 | 2207.902 | Non-Competi | FALSE | FALSE | FALSE | TRUE | TRUE | TRUE | TRUE | Non-Competitive | Non-Competitive | Non-Competitive | Competitive | Competitive
SKDLRNS5 240__A TO_FROM | SKDLRNS5 | 240__A | 1435 | 2 | 2 | JEWETT_S5 | SNGLTN_345 | TO_FROM | 73521.13 | -0.10078 | 0.1504 | -0.18123 | 0.1504 | 762.4846 | 776.8725 | 2855.63 | 2119.076 | 1816.669 | Competitive | FALSE | FALSE | TRUE | TRUE | TRUE | TRUE | TRUE | Non-Competitive | Non-Competitive | Competitive | Competitive | Competitive
SKDLRNS5 260_A_1 FROM_TO | SKDLRNS5 | 260_A_1 | 1435 | 2 | 2 | JEWETT_N5 | SNGLTN_345 | FROM_TO | 73521.13 | -0.14121 | 0.099051 | -0.14121 | 0.1696 | 2284.574 | 1096.739 | 0 | 1597.953 | 2224.15 | Competitive | FALSE | FALSE | FALSE | TRUE | TRUE | TRUE | TRUE | Non-Competitive | Non-Competitive | Non-Competitive | Competitive | Competitive
SKDLRNS5 260_A_1 TO_FROM | SKDLRNS5 | 260_A_1 | 1435 | 2 | 2 | JEWETT_N5 | SNGLTN_345 | TO_FROM | 73521.13 | -0.09905 | 0.14121 | -0.1696 | 0.14121 | 722.1812 | 747.5589 | 2855.63 | 2133.05 | 1927.889 | Competitive | FALSE | FALSE | TRUE | TRUE | TRUE | TRUE | TRUE | Non-Competitive | Non-Competitive | Competitive | Competitive | Competitive
SKDLRNS5 424T424_1 FROM_TO | SKDLRNS5 | 424T424_1 | 1621 | 2 | 2 | BROWN_5 | SARC7A | FROM_TO | 73521.13 | -0.09373 | 0.013204 | -0.29533 | 0.095506 | 455.3751 | 88.3463 | 0 | 975.201 | 2912.26 | Competitive | FALSE | FALSE | FALSE | FALSE | TRUE | TRUE | TRUE | Non-Competitive | Non-Competitive | Non-Competitive | Non-Competitive | Competitive
SKDLRNS5 424T424_1 TO_FROM | SKDLRNS5 | 424T424_1 | 1621 | 2 | 2 | BROWN_5 | SARC7A | TO_FROM | 73521.13 | -0.0132 | 0.15924 | -0.09551 | 0.29533 | 791.0747 | 209.9312 | 0 | 1105.044 | 1056.54 | Competitive | FALSE | TRUE | TRUE | TRUE | TRUE | TRUE | FALSE | Non-Competitive | Non-Competitive | Non-Competitive | Non-Competitive | Non-Competitive
SKDLRNS5 KDLRTW74_A FROM_TO | SKDLRNS5 | KDLRTW74_A | 2170 | 2 | 2 | KUYDAL745005 | RTHWOD__345A | FROM_TO | 73521.13 | -0.17373 | 0.081005 | -0.44468 | 0.50594 | 2084.844 | 720.3465 | 0 | 1489.169 | 2495.5 | Competitive | FALSE | FALSE | FALSE | TRUE | TRUE | TRUE | TRUE | Non-Competitive | Non-Competitive | Non-Competitive | Competitive | Competitive
SKDLRNS5 KDLRTW74_A TO_FROM | SKDLRNS5 | KDLRTW74_A | 2170 | 2 | 2 | KUYDAL745005 | RTHWOD__345A | TO_FROM | 73521.13 | -0.08101 | 0.17373 | -0.50594 | 0.44468 | 678.3136 | 795.905 | 3741.83 | 2461.313 | 1805.008 | Competitive | FALSE | FALSE | TRUE | TRUE | TRUE | TRUE | TRUE | Non-Competitive | Non-Competitive | Competitive | Competitive | Competitive
SKDLRNS5 KDLTB_74_A FROM_TO | SKDLRNS5 | KDLTB_74_A | 1677 | 2 | 2 | KUYDAL745005 | TOMBAL__345B | FROM_TO | 73521.13 | -0.08207 | 0.17267 | -0.36779 | 0.493 | 599.7598 | 721.609 | 3741.83 | 2462.151 | 1805.484 | Competitive | FALSE | FALSE | TRUE | TRUE | TRUE | TRUE | TRUE | Non-Competitive | Non-Competitive | Competitive | Competitive | Competitive
SKDLRNS5 KDLTB_74_A TO_FROM | SKDLRNS5 | KDLTB_74_A | 1677 | 2 | 2 | KUYDAL745005 | TOMBAL__345B | TO_FROM | 73521.13 | -0.17267 | 0.08207 | -0.493 | 0.36779 | 2163.329 | 798.6265 | 0 | 1487.928 | 2495.357 | Non-Competi | FALSE | FALSE | FALSE | TRUE | TRUE | TRUE | TRUE | Non-Competitive | Non-Competitive | Non-Competitive | Competitive | Competitive
SKDLRNS5 KG_RTW74_A FROM_TO | SKDLRNS5 | KG_RTW74_A | 1710 | 2 | 2 | KING____345A | RTHWOD__345A | FROM_TO | 73521.13 | -0.07281 | 0.19569 | -0.44161 | 0.20731 | 943.1098 | 1048.716 | 3741.83 | 2448.968 | 1806.235 | Competitive | FALSE | FALSE | TRUE | TRUE | TRUE | TRUE | TRUE | Non-Competitive | Non-Competitive | Competitive | Competitive | Competitive
SKDLRNS5 KG_RTW74_A TO_FROM | SKDLRNS5 | KG_RTW74_A | 1710 | 2 | 2 | KING____345A | RTHWOD__345A | TO_FROM | 73521.13 | -0.19569 | 0.072809 | -0.20731 | 0.44161 | 1821.636 | 427.3926 | 0 | 1490.868 | 2480.487 | Non-Competi | FALSE | FALSE | FALSE | TRUE | TRUE | TRUE | TRUE | Non-Competitive | Non-Competitive | Non-Competitive | Competitive | Competitive
SKDLRNS5 RNSSNG75_A FROM_TO | SKDLRNS5 | RNSSNG75_A | 2170 | 2 | 2 | ROANS___345C | SNGLTN_345 | FROM_TO | 73521.13 | 0 | 1 | 0 | 1 | 933 | 0 | 0 | 10000 | 0 | Competitive | TRUE | TRUE | TRUE | TRUE | TRUE | TRUE | FALSE | Non-Competitive | Non-Competitive | Non-Competitive | Non-Competitive | Non-Competitive
SKDLRNS5 RNSSNG75_A TO_FROM | SKDLRNS5 | RNSSNG75_A | 2170 | 2 | 2 | ROANS___345C | SNGLTN_345 | TO_FROM | 73521.13 | -1 | 0 | -1 | 0 | 0 | 0 | 0 | 0 | 10000 | Competitive | FALSE | FALSE | FALSE | FALSE | FALSE | TRUE | TRUE | Non-Competitive | Non-Competitive | Non-Competitive | Non-Competitive | Non-Competitive
SKDLRNS5 SNGTB_74_A FROM_TO | SKDLRNS5 | SNGTB_74_A | 1924 | 2 | 2 | SNGLTN_345 | TOMBAL__345B | FROM_TO | 73521.13 | -0.17243 | 0.13895 | -0.39247 | 0.13895 | 3470.85 | 1713.063 | 0 | 1481.211 | 2554.977 | Non-Competi | FALSE | FALSE | FALSE | FALSE | TRUE | TRUE | TRUE | Non-Competitive | Non-Competitive | Non-Competitive | Non-Competitive | Competitive
SKDLRNS5 SNGTB_74_A TO_FROM | SKDLRNS5 | SNGTB_74_A | 1924 | 2 | 2 | SNGLTN_345 | TOMBAL__345B | TO_FROM | 73521.13 | -0.13895 | 0.17243 | -0.13895 | 0.39247 | 260.8769 | 439.4384 | 3741.83 | 2498.791 | 1785.422 | Competitive | FALSE | FALSE | TRUE | TRUE | TRUE | TRUE | TRUE | Non-Competitive | Non-Competitive | Competitive | Competitive | Competitive
SKDLRNS5 SNGXGC75_1 FROM_TO | SKDLRNS5 | SNGXGC75_1 | 1631 | 2 | 2 | GIBN_CREK_5 | SNGLTN_345 | FROM_TO | 73521.13 | -0.13743 | 0.31943 | -0.13743 | 0.31943 | 2141.092 | 830.1434 | 0 | 1300.079 | 2403.328 | Competitive | FALSE | FALSE | FALSE | TRUE | TRUE | TRUE | TRUE | Non-Competitive | Non-Competitive | Non-Competitive | Competitive | Competitive
SKDLRNS5 SNGXGC75_1 TO_FROM | SKDLRNS5 | SNGXGC75_1 | 1631 | 2 | 2 | GIBN_CREK_5 | SNGLTN_345 | TO_FROM | 73521.13 | -0.31943 | 0.13743 | -0.31943 | 0.13743 | 544.2459 | 507.2665 | 3741.83 | 2338.351 | 1484.924 | Competitive | FALSE | TRUE | TRUE | TRUE | TRUE | TRUE | TRUE | Non-Competitive | Competitive | Competitive | Competitive | Competitive
SKDLRNS5 SNGXGC99_1 FROM_TO | SKDLRNS5 | SNGXGC99_1 | 1631 | 2 | 2 | GIBN_CREK_5 | SNGLTN_345 | FROM_TO | 73521.13 | -0.13743 | 0.31943 | -0.13743 | 0.31943 | 2141.092 | 830.1434 | 0 | 1300.079 | 2403.328 | Competitive | FALSE | FALSE | FALSE | TRUE | TRUE | TRUE | TRUE | Non-Competitive | Non-Competitive | Non-Competitive | Competitive | Competitive
SKDLRNS5 SNGXGC99_1 TO_FROM | SKDLRNS5 | SNGXGC99_1 | 1631 | 2 | 2 | GIBN_CREK_5 | SNGLTN_345 | TO_FROM | 73521.13 | -0.31943 | 0.13743 | -0.31943 | 0.13743 | 544.2459 | 507.2665 | 3741.83 | 2338.351 | 1484.924 | Competitive | FALSE | TRUE | TRUE | TRUE | TRUE | TRUE | TRUE | Non-Competitive | Competitive | Competitive | Competitive | Competitive
SLCSTH25 1295__A FROM_TO | SLCSTH25 | 1295__A | 492 | 1 | 1 | TEMP_SS__8 | TEMP_PEC__8 | FROM_TO | 73521.13 | -0.02144 | 0.023844 | -0.27455 | 0.32084 | 49.8695 | 4.3753 | 2819.63 | 2003.175 | 1718.426 | Competitive | FALSE | FALSE | TRUE | TRUE | TRUE | TRUE | TRUE | Non-Competitive | Non-Competitive | Competitive | Competitive | Competitive
SLCSTH25 1295__A TO_FROM | SLCSTH25 | 1295__A | 492 | 1 | 1 | TEMP_SS__8 | TEMP_PEC__8 | TO_FROM | 73521.13 | -0.02384 | 0.021437 | -0.32084 | 0.27455 | 301.3033 | 40.1181 | 0 | 1623.349 | 2148.012 | Competitive | FALSE | FALSE | FALSE | TRUE | TRUE | TRUE | TRUE | Non-Competitive | Non-Competitive | Non-Competitive | Competitive | Competitive
SLCSTH25 1830__A FROM_TO | SLCSTH25 | 1830__A | 83 | 1 | 1 | MCGREGPH1_8 | MCGREG_T_8 | FROM_TO | 73521.13 | -0.00065 | 0.000635 | -0.04467 | 0.92109 | -10.2926 | -12.424 | 0 | 9377.854 | 1096.02 | Competitive | FALSE | TRUE | TRUE | TRUE | TRUE | TRUE | FALSE | Non-Competitive | Non-Competitive | Non-Competitive | Non-Competitive | Non-Competitive
SLCSTH25 1830__A TO_FROM | SLCSTH25 | 1830__A | 83 | 1 | 1 | MCGREGPH1_8 | MCGREG_T_8 | TO_FROM | 73521.13 | -0.00064 | 0.000654 | -0.92109 | 0.044667 | 19.0736 | 9.638 | 0 | 908.598 | 9377.854 | Competitive | FALSE | FALSE | FALSE | FALSE | FALSE | TRUE | FALSE | Non-Competitive | Non-Competitive | Non-Competitive | Non-Competitive | Non-Competitive
SLCSTH25 1830__B FROM_TO | SLCSTH25 | 1830__B | 213 | 1 | 1 | SPGVALLYP_8 | MCGREG_T_8 | FROM_TO | 73521.13 | -0.00985 | 0.016024 | -0.44801 | 0.49042 | 69.6314 | -22.1025 | 0 | 4428.795 | 1549.68 | Competitive | FALSE | FALSE | TRUE | TRUE | TRUE | TRUE | FALSE | Non-Competitive | Non-Competitive | Non-Competitive | Non-Competitive | Non-Competitive
SLCSTH25 1830__B TO_FROM | SLCSTH25 | 1830__B | 213 | 1 | 1 | SPGVALLYP_8 | MCGREG_T_8 | TO_FROM | 73521.13 | -0.01602 | 0.009848 | -0.49042 | 0.44801 | 130.1947 | -52.4587 | 0 | 1344.699 | 4428.795 | Competitive | FALSE | FALSE | FALSE | FALSE | FALSE | TRUE | FALSE | Non-Competitive | Non-Competitive | Non-Competitive | Non-Competitive | Non-Competitive
SLCSTH25 1830__C FROM_TO | SLCSTH25 | 1830__C | 213 | 1 | 1 | MCGREG_T_8 | TEMPELMC__8 | FROM_TO | 73521.13 | -0.01047 | 0.016659 | -0.08027 | 0.50732 | 46.778 | -25.6564 | 0 | 5650.484 | 1548.21 | Competitive | FALSE | FALSE | TRUE | TRUE | TRUE | TRUE | FALSE | Non-Competitive | Non-Competitive | Non-Competitive | Non-Competitive | Non-Competitive
SLCSTH25 1830__C TO_FROM | SLCSTH25 | 1830__C | 213 | 1 | 1 | MCGREG_T_8 | TEMPELMC__8 | TO_FROM | 73521.13 | -0.01666 | 0.010469 | -0.50732 | 0.080274 | 160.5997 | -56.5272 | 0 | 1342.199 | 5650.484 | Competitive | FALSE | FALSE | FALSE | FALSE | FALSE | TRUE | FALSE | Non-Competitive | Non-Competitive | Non-Competitive | Non-Competitive | Non-Competitive
SLCSTH25 1830__E FROM_TO | SLCSTH25 | 1830__E | 213 | 1 | 1 | COTTONBELT | SPGVALLYP_8 | FROM_TO | 73521.13 | -0.00974 | 0.016129 | -0.50947 | 0.42582 | 77.4093 | -15.8498 | 0 | 2767.169 | 1551.809 | Competitive | FALSE | FALSE | TRUE | TRUE | TRUE | TRUE | FALSE | Non-Competitive | Non-Competitive | Non-Competitive | Non-Competitive | Non-Competitive
SLCSTH25 1830__E TO_FROM | SLCSTH25 | 1830__E | 213 | 1 | 1 | COTTONBELT | SPGVALLYP_8 | TO_FROM | 73521.13 | -0.01613 | 0.009743 | -0.42582 | 0.50947 | 118.1137 | -58.2371 | 0 | 1347.088 | 2767.169 | Competitive | FALSE | FALSE | FALSE | FALSE | TRUE | TRUE | FALSE | Non-Competitive | Non-Competitive | Non-Competitive | Non-Competitive | Non-Competitive
SLCSTH25 1830__F FROM_TO | SLCSTH25 | 1830__F | 213 | 1 | 1 | COTTONBELT | WACOATCO1_8 | FROM_TO | 73521.13 | -0.01627 | 0.009599 | -0.28479 | 0.57403 | 107.2554 | -62.8282 | 0 | 1350.49 | 1918.462 | Competitive | FALSE | FALSE | TRUE | TRUE | TRUE | TRUE | FALSE | Non-Competitive | Non-Competitive | Non-Competitive | Non-Competitive | Non-Competitive
SLCSTH25 1830__F TO_FROM | SLCSTH25 | 1830__F | 213 | 1 | 1 | COTTONBELT | WACOATCO1_8 | TO_FROM | 73521.13 | -0.0096 | 0.016273 | -0.57403 | 0.28479 | 97.7299 | -9.8647 | 0 | 1828.69 | 1554.84 | Competitive | FALSE | FALSE | TRUE | TRUE | TRUE | TRUE | FALSE | Non-Competitive | Non-Competitive | Non-Competitive | Non-Competitive | Non-Competitive
SLCSTH25 1830__G FROM_TO | SLCSTH25 | 1830__G | 596 | 1 | 1 | WACO_W1_8 | WACOWOOD1_8 | FROM_TO | 73521.13 | -0.00872 | 0.017155 | -0.77583 | 0.14848 | 178.7967 | 40.0055 | 0 | 1706.264 | 1606.335 | Competitive | FALSE | FALSE | TRUE | TRUE | TRUE | TRUE | FALSE | Non-Competitive | Non-Competitive | Non-Competitive | Non-Competitive | Non-Competitive
SLCSTH25 1830__G TO_FROM | SLCSTH25 | 1830__G | 596 | 1 | 1 | WACO_W1_8 | WACOWOOD1_8 | TO_FROM | 73521.13 | -0.01715 | 0.008717 | -0.14848 | 0.77583 | 27.4253 | -3.0588 | 2494.13 | 1407.528 | 1782.587 | Competitive | FALSE | FALSE | TRUE | TRUE | TRUE | TRUE | FALSE | Non-Competitive | Non-Competitive | Non-Competitive | Non-Competitive | Non-Competitive
SLCSTH25 1830__H FROM_TO | SLCSTH25 | 1830__H | 596 | 1 | 1 | WACOWOOD1_8 | WACOATCO1_8 | FROM_TO | 73521.13 | -0.00913 | 0.016741 | -0.71474 | 0.22375 | 136.5908 | 20.5294 | 0 | 1700.967 | 1583.678 | Competitive | FALSE | FALSE | TRUE | TRUE | TRUE | TRUE | FALSE | Non-Competitive | Non-Competitive | Non-Competitive | Non-Competitive | Non-Competitive
SLCSTH25 1830__H TO_FROM | SLCSTH25 | 1830__H | 596 | 1 | 1 | WACOWOOD1_8 | WACOATCO1_8 | TO_FROM | 73521.13 | -0.01674 | 0.009131 | -0.22375 | 0.71474 | 68.1125 | -92.3874 | 0 | 1376.76 | 1784.438 | Competitive | FALSE | FALSE | TRUE | TRUE | TRUE | TRUE | FALSE | Non-Competitive | Non-Competitive | Non-Competitive | Non-Competitive | Non-Competitive
SLCSTH25 290__A FROM_TO | SLCSTH25 | 290__A | 1065 | 1 | 1 | LAKE_CRK2_5 | THOUSE__5 | FROM_TO | 73521.13 | -0.16628 | 0.40094 | -0.39613 | 0.54331 | 1484.088 | 980.9566 | 2819.63 | 3957.948 | 1838.37 | Competitive | FALSE | FALSE | TRUE | TRUE | TRUE | TRUE | TRUE | Non-Competitive | Non-Competitive | Competitive | Competitive | Competitive
SLCSTH25 290__A TO_FROM | SLCSTH25 | 290__A | 1065 | 1 | 1 | LAKE_CRK2_5 | THOUSE__5 | TO_FROM | 73521.13 | -0.40094 | 0.16628 | -0.54331 | 0.39613 | 866.2355 | -992.197 | 0 | 1472.047 | 4123.54 | Competitive | FALSE | FALSE | FALSE | FALSE | FALSE | TRUE | TRUE | Non-Competitive | Non-Competitive | Non-Competitive | Non-Competitive | Non-Competitive
SLCSTH25 300__A FROM_TO | SLCSTH25 | 300__A | 1065 | 1 | 1 | LAKE_CRK1_5 | TEMP_SS__5 | FROM_TO | 73521.13 | -0.08478 | 0.25335 | -0.16021 | 0.31728 | 1557.673 | 121.6791 | 0 | 2012.365 | 1514.272 | Competitive | FALSE | FALSE | TRUE | TRUE | TRUE | TRUE | TRUE | Non-Competitive | Non-Competitive | Competitive | Competitive | Competitive
SLCSTH25 300__A TO_FROM | SLCSTH25 | 300__A | 1065 | 1 | 1 | LAKE_CRK1_5 | TEMP_SS__5 | TO_FROM | 73521.13 | -0.25335 | 0.084783 | -0.31728 | 0.16021 | 600.54 | -760.731 | 0 | 1318.467 | 2111.236 | Competitive | FALSE | FALSE | FALSE | TRUE | TRUE | TRUE | TRUE | Non-Competitive | Non-Competitive | Non-Competitive | Competitive | Competitive
SLCSTH25 315__A FROM_TO | SLCSTH25 | 315__A | 1065 | 1 | 1 | TEMP_PEC__5 | TEMP_SS__5 | FROM_TO | 73521.13 | -0.06761 | 0.13124 | -0.17348 | 0.68476 | 1072.371 | -196.799 | 0 | 1519.435 | 1207.024 | Competitive | FALSE | TRUE | TRUE | TRUE | TRUE | TRUE | TRUE | Non-Competitive | Competitive | Competitive | Competitive | Competitive
SLCSTH25 315__A TO_FROM | SLCSTH25 | 315__A | 1065 | 1 | 1 | TEMP_PEC__5 | TEMP_SS__5 | TO_FROM | 73521.13 | -0.13124 | 0.067608 | -0.68476 | 0.17348 | 869.1729 | 572.471 | 2819.63 | 1069.284 | 1663.204 | Competitive | FALSE | FALSE | TRUE | TRUE | TRUE | TRUE | TRUE | Non-Competitive | Non-Competitive | Competitive | Competitive | Competitive
SLCSTH25 490__A FROM_TO | SLCSTH25 | 490__A | 1065 | 1 | 1 | THOUSE__5 | TEMP_PEC__5 | FROM_TO | 73521.13 | -0.07778 | 0.1258 | -0.21548 | 0.21658 | 1378.627 | 32.2603 | 0 | 1516.979 | 1375.198 | Competitive | FALSE | TRUE | TRUE | TRUE | TRUE | TRUE | TRUE | Non-Competitive | Competitive | Competitive | Competitive | Competitive
SLCSTH25 490__A TO_FROM | SLCSTH25 | 490__A | 1065 | 1 | 1 | THOUSE__5 | TEMP_PEC__5 | TO_FROM | 73521.13 | -0.1258 | 0.077778 | -0.21658 | 0.21548 | 654.2805 | 355.1547 | 2819.63 | 1204.836 | 1650.214 | Competitive | FALSE | FALSE | TRUE | TRUE | TRUE | TRUE | TRUE | Non-Competitive | Non-Competitive | Competitive | Competitive | Competitive
SLCSTHS5 1295__A FROM_TO | SLCSTHS5 | 1295__A | 492 | 4 | 4 | TEMP_SS__8 | TEMP_PEC__8 | FROM_TO | 73521.13 | -0.01658 | 0.024085 | -0.27595 | 0.31957 | 62.784 | 20.8367 | 2819.63 | 1868.494 | 1696.382 | Competitive | FALSE | FALSE | TRUE | TRUE | TRUE | TRUE | FALSE | Non-Competitive | Non-Competitive | Non-Competitive | Non-Competitive | Non-Competitive
SLCSTHS5 1295__A TO_FROM | SLCSTHS5 | 1295__A | 492 | 4 | 4 | TEMP_SS__8 | TEMP_PEC__8 | TO_FROM | 73521.13 | -0.02408 | 0.01658 | -0.31957 | 0.27595 | 290.6126 | 28.8266 | 0 | 1535.939 | 2011.4 | Competitive | FALSE | FALSE | FALSE | TRUE | TRUE | TRUE | TRUE | Non-Competitive | Non-Competitive | Non-Competitive | Competitive | Competitive
SLCSTHS5 1830__A FROM_TO | SLCSTHS5 | 1830__A | 83 | 4 | 4 | MCGREGPH1_8 | MCGREG_T_8 | FROM_TO | 73521.13 | -0.00066 | 0.000661 | -0.04409 | 0.92168 | -11.5441 | -13.3632 | 0 | 8591.991 | 1074.793 | Competitive | FALSE | TRUE | TRUE | TRUE | TRUE | TRUE | FALSE | Non-Competitive | Non-Competitive | Non-Competitive | Non-Competitive | Non-Competitive
SLCSTHS5 1830__A TO_FROM | SLCSTHS5 | 1830__A | 83 | 4 | 4 | MCGREGPH1_8 | MCGREG_T_8 | TO_FROM | 73521.13 | -0.00066 | 0.000658 | -0.92168 | 0.044086 | 19.9714 | 10.5704 | 0 | 892.643 | 8591.991 | Competitive | FALSE | FALSE | FALSE | FALSE | FALSE | TRUE | FALSE | Non-Competitive | Non-Competitive | Non-Competitive | Non-Competitive | Non-Competitive
SLCSTHS5 1830__B FROM_TO | SLCSTHS5 | 1830__B | 213 | 4 | 4 | SPGVALLYP_8 | MCGREG_T_8 | FROM_TO | 73521.13 | -0.00995 | 0.01717 | -0.43774 | 0.50171 | 45.0444 | -34.286 | 0 | 6294.128 | 1546.852 | Competitive | FALSE | FALSE | TRUE | TRUE | TRUE | TRUE | FALSE | Non-Competitive | Non-Competitive | Non-Competitive | Non-Competitive | Non-Competitive
SLCSTHS5 1830__B TO_FROM | SLCSTHS5 | 1830__B | 213 | 4 | 4 | SPGVALLYP_8 | MCGREG_T_8 | TO_FROM | 73521.13 | -0.01717 | 0.009953 | -0.50171 | 0.43774 | 151.5125 | -44.3363 | 0 | 1340.575 | 6294.128 | Competitive | FALSE | FALSE | FALSE | FALSE | FALSE | TRUE | FALSE | Non-Competitive | Non-Competitive | Non-Competitive | Non-Competitive | Non-Competitive
SLCSTHS5 1830__C FROM_TO | SLCSTHS5 | 1830__C | 213 | 4 | 4 | MCGREG_T_8 | TEMPELMC__8 | FROM_TO | 73521.13 | -0.01057 | 0.017831 | -0.07739 | 0.51817 | 23.638 | -42.0921 | 0 | 6352.581 | 1501.567 | Competitive | FALSE | FALSE | TRUE | TRUE | TRUE | TRUE | FALSE | Non-Competitive | Non-Competitive | Non-Competitive | Non-Competitive | Non-Competitive
SLCSTHS5 1830__C TO_FROM | SLCSTHS5 | 1830__C | 213 | 4 | 4 | MCGREG_T_8 | TEMPELMC__8 | TO_FROM | 73521.13 | -0.01783 | 0.01057 | -0.51817 | 0.077387 | 178.7332 | -40.7458 | 0 | 1304.107 | 6352.581 | Competitive | FALSE | FALSE | FALSE | FALSE | FALSE | TRUE | FALSE | Non-Competitive | Non-Competitive | Non-Competitive | Non-Competitive | Non-Competitive
SLCSTHS5 1830__E FROM_TO | SLCSTHS5 | 1830__E | 213 | 4 | 4 | COTTONBELT | SPGVALLYP_8 | FROM_TO | 73521.13 | -0.00985 | 0.017275 | -0.49819 | 0.43818 | 58.8132 | -30.3329 | 0 | 6269.493 | 1548.819 | Competitive | FALSE | FALSE | TRUE | TRUE | TRUE | TRUE | FALSE | Non-Competitive | Non-Competitive | Non-Competitive | Non-Competitive | Non-Competitive
SLCSTHS5 1830__E TO_FROM | SLCSTHS5 | 1830__E | 213 | 4 | 4 | COTTONBELT | SPGVALLYP_8 | TO_FROM | 73521.13 | -0.01728 | 0.009848 | -0.43818 | 0.49819 | 139.575 | -44.7832 | 0 | 1342.781 | 6269.493 | Competitive | FALSE | FALSE | FALSE | FALSE | FALSE | TRUE | FALSE | Non-Competitive | Non-Competitive | Non-Competitive | Non-Competitive | Non-Competitive
SLCSTHS5 1830__F FROM_TO | SLCSTHS5 | 1830__F | 213 | 4 | 4 | COTTONBELT | WACOATCO1_8 | FROM_TO | 73521.13 | -0.01742 | 0.009704 | -0.29949 | 0.56168 | 126.8943 | -52.0852 | 0 | 1345.918 | 4531.482 | Competitive | FALSE | FALSE | FALSE | FALSE | FALSE | TRUE | FALSE | Non-Competitive | Non-Competitive | Non-Competitive | Non-Competitive | Non-Competitive
SLCSTHS5 1830__F TO_FROM | SLCSTHS5 | 1830__F | 213 | 4 | 4 | COTTONBELT | WACOATCO1_8 | TO_FROM | 73521.13 | -0.0097 | 0.017419 | -0.56168 | 0.29949 | 69.4492 | -22.1783 | 0 | 4531.482 | 1551.617 | Competitive | FALSE | FALSE | TRUE | TRUE | TRUE | TRUE | FALSE | Non-Competitive | Non-Competitive | Non-Competitive | Non-Competitive | Non-Competitive
SLCSTHS5 1830__G FROM_TO | SLCSTHS5 | 1830__G | 596 | 4 | 4 | WACO_W1_8 | WACOWOOD1_8 | FROM_TO | 73521.13 | -0.00882 | 0.018301 | -0.76011 | 0.16545 | 160.5598 | 23.6109 | 0 | 1584.317 | 1603.778 | Competitive | FALSE | FALSE | TRUE | TRUE | TRUE | TRUE | FALSE | Non-Competitive | Non-Competitive | Non-Competitive | Non-Competitive | Non-Competitive
SLCSTHS5 1830__G TO_FROM | SLCSTHS5 | 1830__G | 596 | 4 | 4 | WACO_W1_8 | WACOWOOD1_8 | TO_FROM | 73521.13 | -0.0183 | 0.008822 | -0.16545 | 0.76011 | 42.1016 | 15.5992 | 2411.53 | 1403.597 | 1669.728 | Competitive | FALSE | FALSE | TRUE | TRUE | TRUE | TRUE | FALSE | Non-Competitive | Non-Competitive | Non-Competitive | Non-Competitive | Non-Competitive
SLCSTHS5 1830__H FROM_TO | SLCSTHS5 | 1830__H | 596 | 4 | 4 | WACOWOOD1_8 | WACOATCO1_8 | FROM_TO | 73521.13 | -0.00924 | 0.017887 | -0.70004 | 0.23947 | 118.1872 | 3.6273 | 0 | 3340.331 | 1561.656 | Competitive | FALSE | FALSE | TRUE | TRUE | TRUE | TRUE | FALSE | Non-Competitive | Non-Competitive | Non-Competitive | Non-Competitive | Non-Competitive
SLCSTHS5 1830__H TO_FROM | SLCSTHS5 | 1830__H | 596 | 4 | 4 | WACOWOOD1_8 | WACOATCO1_8 | TO_FROM | 73521.13 | -0.01789 | 0.009236 | -0.23947 | 0.70004 | 84.5828 | -75.5403 | 0 | 1357.173 | 3340.331 | Competitive | FALSE | FALSE | FALSE | FALSE | FALSE | TRUE | FALSE | Non-Competitive | Non-Competitive | Non-Competitive | Non-Competitive | Non-Competitive
SLCSTHS5 280__A FROM_TO | SLCSTHS5 | 280__A | 1065 | 4 | 4 | LAKE_CRK1_5 | THOUSE_A_5 | FROM_TO | 73521.13 | -0.10208 | 0.28869 | -0.57119 | 0.43107 | 1294.545 | 845.7189 | 2819.63 | 2279.246 | 1876 | Competitive | FALSE | FALSE | TRUE | TRUE | TRUE | TRUE | TRUE | Non-Competitive | Non-Competitive | Competitive | Competitive | Competitive
SLCSTHS5 280__A TO_FROM | SLCSTHS5 | 280__A | 1065 | 4 | 4 | LAKE_CRK1_5 | THOUSE_A_5 | TO_FROM | 73521.13 | -0.28869 | 0.10208 | -0.43107 | 0.57119 | 953.8383 | -907.919 | 0 | 1568.047 | 2451.297 | Competitive | FALSE | FALSE | FALSE | TRUE | TRUE | TRUE | TRUE | Non-Competitive | Non-Competitive | Non-Competitive | Competitive | Competitive
SLCSTHS5 300__A FROM_TO | SLCSTHS5 | 300__A | 1065 | 4 | 4 | LAKE_CRK1_5 | TEMP_SS__5 | FROM_TO | 73521.13 | -0.09039 | 0.33423 | -0.17001 | 0.50262 | 1801.931 | 271.983 | 0 | 2677.601 | 1540.988 | Competitive | FALSE | FALSE | TRUE | TRUE | TRUE | TRUE | TRUE | Non-Competitive | Non-Competitive | Competitive | Competitive | Competitive
SLCSTHS5 300__A TO_FROM | SLCSTHS5 | 300__A | 1065 | 4 | 4 | LAKE_CRK1_5 | TEMP_SS__5 | TO_FROM | 73521.13 | -0.33423 | 0.090388 | -0.50262 | 0.17001 | 519.3941 | -983.143 | 0 | 1343.148 | 2781.962 | Competitive | FALSE | FALSE | FALSE | FALSE | TRUE | TRUE | TRUE | Non-Competitive | Non-Competitive | Non-Competitive | Non-Competitive | Competitive
SLCSTHS5 315__A FROM_TO | SLCSTHS5 | 315__A | 1065 | 4 | 4 | TEMP_PEC__5 | TEMP_SS__5 | FROM_TO | 73521.13 | -0.06926 | 0.19203 | -0.17314 | 0.70375 | 970.9875 | -381.2 | 0 | 1670.462 | 1115.513 | Competitive | FALSE | TRUE | TRUE | TRUE | TRUE | TRUE | TRUE | Non-Competitive | Competitive | Competitive | Competitive | Competitive
SLCSTHS5 315__A TO_FROM | SLCSTHS5 | 315__A | 1065 | 4 | 4 | TEMP_PEC__5 | TEMP_SS__5 | TO_FROM | 73521.13 | -0.19203 | 0.069257 | -0.70375 | 0.17314 | 1133.12 | 797.5265 | 2819.63 | 994.407 | 1900.707 | Competitive | FALSE | FALSE | TRUE | TRUE | TRUE | TRUE | TRUE | Non-Competitive | Non-Competitive | Competitive | Competitive | Competitive
SLCSTHS5 490__A FROM_TO | SLCSTHS5 | 490__A | 1065 | 4 | 4 | THOUSE__5 | TEMP_PEC__5 | FROM_TO | 73521.13 | -0.07983 | 0.18279 | -0.19472 | 0.36563 | 1288.161 | -135.444 | 0 | 1684.411 | 1160.933 | Competitive | FALSE | TRUE | TRUE | TRUE | TRUE | TRUE | TRUE | Non-Competitive | Competitive | Competitive | Competitive | Competitive
SLCSTHS5 490__A TO_FROM | SLCSTHS5 | 490__A | 1065 | 4 | 4 | THOUSE__5 | TEMP_PEC__5 | TO_FROM | 73521.13 | -0.18279 | 0.079834 | -0.36563 | 0.19471 | 905.7459 | 571.6786 | 2819.63 | 1031.997 | 1900.733 | Competitive | FALSE | FALSE | TRUE | TRUE | TRUE | TRUE | TRUE | Non-Competitive | Non-Competitive | Competitive | Competitive | Competitive
SPAIMUR8 6011__A FROM_TO | SPAIMUR8 | 6011__A | 1065 | 3 | 3 | BOWMAN_5 | FISHRDSS1_5 | FROM_TO | 73521.13 | -0.1348 | 0.015942 | -0.70287 | 0.20494 | 227.269 | 43.2028 | 0 | 3134.378 | 3622.818 | Competitive | FALSE | FALSE | FALSE | FALSE | FALSE | TRUE | TRUE | Non-Competitive | Non-Competitive | Non-Competitive | Non-Competitive | Non-Competitive
SPAIMUR8 6011__A TO_FROM | SPAIMUR8 | 6011__A | 1065 | 3 | 3 | BOWMAN_5 | FISHRDSS1_5 | TO_FROM | 73521.13 | -0.01594 | 0.1348 | -0.20494 | 0.70287 | 151.1133 | -188.564 | 0 | 4511.595 | 3134.378 | Competitive | FALSE | FALSE | FALSE | FALSE | FALSE | TRUE | FALSE | Non-Competitive | Non-Competitive | Non-Competitive | Non-Competitive | Non-Competitive
SPAIMUR8 6012__A FROM_TO | SPAIMUR8 | 6012__A | 1065 | 3 | 3 | BOWMAN_5 | JACKSBRO_5 | FROM_TO | 73521.13 | -0.08537 | 0.33724 | -0.11652 | 0.42432 | 969.8535 | -500.597 | 0 | 1937.29 | 4958.768 | Competitive | FALSE | FALSE | FALSE | FALSE | FALSE | TRUE | TRUE | Non-Competitive | Non-Competitive | Non-Competitive | Non-Competitive | Non-Competitive
SPAIMUR8 6012__A TO_FROM | SPAIMUR8 | 6012__A | 1065 | 3 | 3 | BOWMAN_5 | JACKSBRO_5 | TO_FROM | 73521.13 | -0.33724 | 0.08537 | -0.42432 | 0.11652 | 643.1484 | -77.5428 | 0 | 4958.768 | 2373.335 | Competitive | FALSE | FALSE | FALSE | TRUE | TRUE | TRUE | TRUE | Non-Competitive | Non-Competitive | Non-Competitive | Competitive | Competitive
SPAIMUR8 6024__A FROM_TO | SPAIMUR8 | 6024__A | 1065 | 3 | 3 | GRHAMSES1_5 | LONGCREK_5 | FROM_TO | 73521.13 | -0.12937 | 0.084614 | -0.24278 | 0.084614 | 590.3321 | 63.0703 | 0 | 2366.777 | 3111.416 | Competitive | FALSE | FALSE | FALSE | FALSE | FALSE | TRUE | TRUE | Non-Competitive | Non-Competitive | Non-Competitive | Non-Competitive | Non-Competitive
SPAIMUR8 6024__A TO_FROM | SPAIMUR8 | 6024__A | 1065 | 3 | 3 | GRHAMSES1_5 | LONGCREK_5 | TO_FROM | 73521.13 | -0.08461 | 0.24278 | -0.08461 | 0.24278 | 1305.339 | 305.9807 | 0 | 847.317 | 2547.27 | Competitive | FALSE | FALSE | FALSE | FALSE | TRUE | TRUE | TRUE | Non-Competitive | Non-Competitive | Non-Competitive | Non-Competitive | Competitive
SPAIMUR8 6028__A FROM_TO | SPAIMUR8 | 6028__A | 1065 | 3 | 3 | GRHAMSES1_5 | COKFIELD_5 | FROM_TO | 73521.13 | -0.13004 | 0.085052 | -0.40505 | 0.085052 | 593.3899 | 63.3959 | 0 | 2339.589 | 3111.422 | Competitive | FALSE | FALSE | FALSE | FALSE | FALSE | TRUE | TRUE | Non-Competitive | Non-Competitive | Non-Competitive | Non-Competitive | Non-Competitive
SPAIMUR8 6028__A TO_FROM | SPAIMUR8 | 6028__A | 1065 | 3 | 3 | GRHAMSES1_5 | COKFIELD_5 | TO_FROM | 73521.13 | -0.08505 | 0.40505 | -0.08505 | 0.40505 | 1351.052 | 307.5665 | 0 | 873.964 | 2514.764 | Competitive | FALSE | FALSE | FALSE | FALSE | TRUE | TRUE | TRUE | Non-Competitive | Non-Competitive | Non-Competitive | Non-Competitive | Competitive
SPAIMUR8 6029__A FROM_TO | SPAIMUR8 | 6029__A | 1065 | 3 | 3 | LONGCREK_5 | COKFIELD_5 | FROM_TO | 73521.13 | -0.08505 | 0.24404 | -0.59495 | 0.24404 | 1281.345 | 307.5665 | 0 | 875.237 | 2514.764 | Competitive | FALSE | FALSE | FALSE | FALSE | TRUE | TRUE | TRUE | Non-Competitive | Non-Competitive | Non-Competitive | Non-Competitive | Competitive
SPAIMUR8 6029__A TO_FROM | SPAIMUR8 | 6029__A | 1065 | 3 | 3 | LONGCREK_5 | COKFIELD_5 | TO_FROM | 73521.13 | -0.13004 | 0.59495 | -0.24404 | 0.59495 | 691.9174 | 63.3959 | 0 | 6215.842 | 3111.422 | Competitive | FALSE | FALSE | FALSE | FALSE | FALSE | TRUE | TRUE | Non-Competitive | Non-Competitive | Non-Competitive | Non-Competitive | Non-Competitive
SPAIMUR8 6035__A FROM_TO | SPAIMUR8 | 6035__A | 1065 | 3 | 3 | TONKAWA_5 | GRHAMSES1_5 | FROM_TO | 73521.13 | -0.05585 | 0.16044 | -0.05585 | 0.16044 | 1016.134 | 191.8515 | 0 | 1126.051 | 3494.461 | Competitive | FALSE | FALSE | FALSE | FALSE | FALSE | TRUE | TRUE | Non-Competitive | Non-Competitive | Non-Competitive | Non-Competitive | Non-Competitive
SPAIMUR8 6035__A TO_FROM | SPAIMUR8 | 6035__A | 1065 | 3 | 3 | TONKAWA_5 | GRHAMSES1_5 | TO_FROM | 73521.13 | -0.11835 | 0.055848 | -0.16044 | 0.055848 | 457.1127 | 43.2526 | 0 | 3260.087 | 3114.267 | Competitive | FALSE | FALSE | FALSE | FALSE | FALSE | TRUE | TRUE | Non-Competitive | Non-Competitive | Non-Competitive | Non-Competitive | Non-Competitive
SPAIMUR8 6380__D FROM_TO | SPAIMUR8 | 6380__D | 154 | 3 | 3 | MURRY_P8 | PAIP4B | FROM_TO | 73521.13 | 0 | 0 | 0 | 0 | 0 | 0 | 0 | 0 | 0 | Competitive | TRUE | TRUE | TRUE | TRUE | TRUE | TRUE | FALSE | Non-Competitive | Non-Competitive | Non-Competitive | Non-Competitive | Non-Competitive
SPAIMUR8 6380__D TO_FROM | SPAIMUR8 | 6380__D | 154 | 3 | 3 | MURRY_P8 | PAIP4B | TO_FROM | 73521.13 | 0 | 0 | 0 | 0 | 0 | 0 | 0 | 0 | 0 | Competitive | TRUE | TRUE | TRUE | TRUE | TRUE | TRUE | FALSE | Non-Competitive | Non-Competitive | Non-Competitive | Non-Competitive | Non-Competitive
SPAIMUR8 651__A FROM_TO | SPAIMUR8 | 651__A | 185 | 3 | 3 | COMANCHE_T8 | COMANCHE_8 | FROM_TO | 73521.13 | 0 | 0.000137 | -0.99986 | 0.000137 | 10.1512 | 10.084 | 0 | 795.897 | 0 | Competitive | TRUE | TRUE | TRUE | TRUE | TRUE | TRUE | FALSE | Non-Competitive | Non-Competitive | Non-Competitive | Non-Competitive | Non-Competitive
SPAIMUR8 651__A TO_FROM | SPAIMUR8 | 651__A | 185 | 3 | 3 | COMANCHE_T8 | COMANCHE_8 | TO_FROM | 73521.13 | -0.00014 | 0 | -0.00014 | 0.99986 | -10.1043 | -9.2467 | 6104.43 | 0 | 917.244 | Competitive | TRUE | TRUE | TRUE | TRUE | TRUE | TRUE | FALSE | Non-Competitive | Non-Competitive | Non-Competitive | Non-Competitive | Non-Competitive
SPAIMUR8 651__B FROM_TO | SPAIMUR8 | 651__B | 185 | 3 | 3 | COMCHESS1_8 | COMANCHE_T8 | FROM_TO | 73521.13 | -0.07241 | 0.017925 | -0.72856 | 0.18315 | 249.2231 | 52.6036 | 0 | 935.771 | 8868.551 | Competitive | FALSE | FALSE | FALSE | FALSE | FALSE | TRUE | TRUE | Non-Competitive | Non-Competitive | Non-Competitive | Non-Competitive | Non-Competitive
SPAIMUR8 651__B TO_FROM | SPAIMUR8 | 651__B | 185 | 3 | 3 | COMCHESS1_8 | COMANCHE_T8 | TO_FROM | 73521.13 | -0.01413 | 0.13101 | -0.18315 | 0.72856 | 46.1442 | -108.181 | 0 | 5726.731 | 2479.489 | Competitive | FALSE | FALSE | FALSE | TRUE | TRUE | TRUE | FALSE | Non-Competitive | Non-Competitive | Non-Competitive | Non-Competitive | Non-Competitive
SPAIMUR8 651__D FROM_TO | SPAIMUR8 | 651__D | 185 | 3 | 3 | DUBLIN1_8 | HASSE_P8 | FROM_TO | 73521.13 | -0.01476 | 0.13183 | -0.31556 | 0.40842 | 92.1486 | -62.4982 | 0 | 5782.51 | 2356.208 | Competitive | FALSE | FALSE | FALSE | TRUE | TRUE | TRUE | FALSE | Non-Competitive | Non-Competitive | Non-Competitive | Non-Competitive | Non-Competitive
SPAIMUR8 651__D TO_FROM | SPAIMUR8 | 651__D | 185 | 3 | 3 | DUBLIN1_8 | HASSE_P8 | TO_FROM | 73521.13 | -0.07157 | 0.014757 | -0.40842 | 0.31556 | 179.303 | 10.2532 | 0 | 965.246 | 8819.369 | Competitive | FALSE | FALSE | FALSE | FALSE | FALSE | TRUE | TRUE | Non-Competitive | Non-Competitive | Non-Competitive | Non-Competitive | Non-Competitive
SPAIMUR8 651__E FROM_TO | SPAIMUR8 | 651__E | 249 | 3 | 3 | DUBLIN1_8 | STPHNVIL_8 | FROM_TO | 73521.13 | -0.07179 | 0.014533 | -0.18127 | 0.59135 | 162.6129 | -6.2588 | 0 | 968.91 | 8809.896 | Competitive | FALSE | FALSE | FALSE | FALSE | FALSE | TRUE | TRUE | Non-Competitive | Non-Competitive | Non-Competitive | Non-Competitive | Non-Competitive
SPAIMUR8 651__E TO_FROM | SPAIMUR8 | 651__E | 249 | 3 | 3 | DUBLIN1_8 | STPHNVIL_8 | TO_FROM | 73521.13 | -0.01453 | 0.13205 | -0.59135 | 0.18127 | 108.7242 | -45.9862 | 0 | 5782.36 | 2360.12 | Competitive | FALSE | FALSE | FALSE | TRUE | TRUE | TRUE | FALSE | Non-Competitive | Non-Competitive | Non-Competitive | Non-Competitive | Non-Competitive
SSNGJE25 240__A FROM_TO | SSNGJE25 | 240__A | 1435 | 1 | 1 | JEWETT_S5 | SNGLTN_345 | FROM_TO | 73521.13 | -0.18366 | 0.13362 | -0.18693 | 0.20366 | 3184.942 | 1555.878 | 0 | 1516.396 | 2252.816 | Competitive | FALSE | FALSE | FALSE | TRUE | TRUE | FALSE | TRUE | Non-Competitive | Non-Competitive | Non-Competitive | Non-Competitive | Non-Competitive
SSNGJE25 240__A TO_FROM | SSNGJE25 | 240__A | 1435 | 1 | 1 | JEWETT_S5 | SNGLTN_345 | TO_FROM | 73521.13 | -0.13362 | 0.18366 | -0.20366 | 0.18693 | 991.8882 | 1020.465 | 2855.63 | 2162.09 | 1846.669 | Competitive | FALSE | FALSE | TRUE | TRUE | TRUE | TRUE | TRUE | Non-Competitive | Non-Competitive | Competitive | Competitive | Competitive
SSNGJE25 424T424_1 FROM_TO | SSNGJE25 | 424T424_1 | 1621 | 1 | 1 | BROWN_5 | SARC7A | FROM_TO | 73521.13 | -0.09382 | 0.013191 | -0.29542 | 0.095424 | 456.2815 | 88.241 | 0 | 977.351 | 2911.713 | Competitive | FALSE | FALSE | FALSE | FALSE | TRUE | TRUE | TRUE | Non-Competitive | Non-Competitive | Non-Competitive | Non-Competitive | Competitive
SSNGJE25 424T424_1 TO_FROM | SSNGJE25 | 424T424_1 | 1621 | 1 | 1 | BROWN_5 | SARC7A | TO_FROM | 73521.13 | -0.01319 | 0.15931 | -0.09542 | 0.29542 | 793.3602 | 211.6158 | 0 | 1104.622 | 1058.917 | Competitive | FALSE | TRUE | TRUE | TRUE | TRUE | TRUE | FALSE | Non-Competitive | Non-Competitive | Non-Competitive | Non-Competitive | Non-Competitive
SSNGJE25 KDLKG_75_A FROM_TO | SSNGJE25 | KDLKG_75_A | 1677 | 1 | 1 | KING____345A | KUYDAL755010 | FROM_TO | 73521.13 | -0.14972 | 0.14133 | -0.57359 | 0.14698 | 459.3439 | 494.2897 | 3741.83 | 2477.404 | 1787.385 | Competitive | FALSE | FALSE | TRUE | TRUE | TRUE | TRUE | TRUE | Non-Competitive | Non-Competitive | Competitive | Competitive | Competitive
SSNGJE25 KDLKG_75_A TO_FROM | SSNGJE25 | KDLKG_75_A | 1677 | 1 | 1 | KING____345A | KUYDAL755010 | TO_FROM | 73521.13 | -0.14133 | 0.14972 | -0.14698 | 0.57359 | 2170.183 | 870.91 | 0 | 1496.712 | 2518.394 | Non-Competi | FALSE | FALSE | FALSE | FALSE | TRUE | TRUE | TRUE | Non-Competitive | Non-Competitive | Non-Competitive | Non-Competitive | Competitive
SSNGJE25 KDLRNS75_A FROM_TO | SSNGJE25 | KDLRNS75_A | 1677 | 1 | 1 | ROANS___345C | KUYDAL755010 | FROM_TO | 73521.13 | -0.14054 | 0.15051 | -0.42562 | 0.15051 | 2228.125 | 928.7 | 0 | 1494.165 | 2518.502 | Non-Competi | FALSE | FALSE | FALSE | FALSE | TRUE | TRUE | TRUE | Non-Competitive | Non-Competitive | Non-Competitive | Non-Competitive | Competitive
SSNGJE25 KDLRNS75_A TO_FROM | SSNGJE25 | KDLRNS75_A | 1677 | 1 | 1 | ROANS___345C | KUYDAL755010 | TO_FROM | 73521.13 | -0.15051 | 0.14054 | -0.15051 | 0.42562 | 401.5176 | 439.4409 | 3741.83 | 2478.343 | 1786.128 | Competitive | FALSE | FALSE | TRUE | TRUE | TRUE | TRUE | TRUE | Non-Competitive | Non-Competitive | Competitive | Competitive | Competitive
SSNGJE25 KDLRTW74_A FROM_TO | SSNGJE25 | KDLRTW74_A | 2170 | 1 | 1 | KUYDAL745005 | RTHWOD__345A | FROM_TO | 73521.13 | -0.13391 | 0.057122 | -0.42203 | 0.5268 | 1451.35 | 445.6105 | 0 | 1494.264 | 2484.518 | Competitive | FALSE | FALSE | FALSE | TRUE | TRUE | TRUE | TRUE | Non-Competitive | Non-Competitive | Non-Competitive | Competitive | Competitive
SSNGJE25 KDLRTW74_A TO_FROM | SSNGJE25 | KDLRTW74_A | 2170 | 1 | 1 | KUYDAL745005 | RTHWOD__345A | TO_FROM | 73521.13 | -0.05712 | 0.13391 | -0.5268 | 0.42203 | 570.2303 | 652.9253 | 3741.83 | 2453.681 | 1817.753 | Competitive | FALSE | FALSE | TRUE | TRUE | TRUE | TRUE | TRUE | Non-Competitive | Non-Competitive | Competitive | Competitive | Competitive
SSNGJE25 KDLTB_74_A FROM_TO | SSNGJE25 | KDLTB_74_A | 1677 | 1 | 1 | KUYDAL745005 | TOMBAL__345B | FROM_TO | 73521.13 | -0.05819 | 0.13285 | -0.38359 | 0.47214 | 491.9011 | 578.6294 | 3741.83 | 2454.828 | 1820.148 | Competitive | FALSE | FALSE | TRUE | TRUE | TRUE | TRUE | TRUE | Non-Competitive | Non-Competitive | Competitive | Competitive | Competitive
SSNGJE25 KDLTB_74_A TO_FROM | SSNGJE25 | KDLTB_74_A | 1677 | 1 | 1 | KUYDAL745005 | TOMBAL__345B | TO_FROM | 73521.13 | -0.13285 | 0.058187 | -0.47214 | 0.38359 | 1529.684 | 523.8905 | 0 | 1493.804 | 2484.369 | Competitive | FALSE | FALSE | FALSE | TRUE | TRUE | TRUE | TRUE | Non-Competitive | Non-Competitive | Non-Competitive | Competitive | Competitive
SSNGJE25 KG_RTW74_A FROM_TO | SSNGJE25 | KG_RTW74_A | 1710 | 1 | 1 | KING____345A | RTHWOD__345A | FROM_TO | 73521.13 | -0.04753 | 0.15373 | -0.46526 | 0.16375 | 826.2018 | 898.8904 | 3741.83 | 2448.083 | 1828.341 | Competitive | FALSE | FALSE | TRUE | TRUE | TRUE | TRUE | TRUE | Non-Competitive | Non-Competitive | Competitive | Competitive | Competitive
SSNGJE25 KG_RTW74_A TO_FROM | SSNGJE25 | KG_RTW74_A | 1710 | 1 | 1 | KING____345A | RTHWOD__345A | TO_FROM | 73521.13 | -0.15373 | 0.047533 | -0.16375 | 0.46526 | 1146.383 | 142.1395 | 0 | 1502.062 | 2475.823 | Competitive | FALSE | FALSE | FALSE | TRUE | TRUE | TRUE | TRUE | Non-Competitive | Non-Competitive | Non-Competitive | Competitive | Competitive
SSNGJE25 RNSSNG75_A FROM_TO | SSNGJE25 | RNSSNG75_A | 2170 | 1 | 1 | ROANS___345C | SNGLTN_345 | FROM_TO | 73521.13 | -0.08799 | 0.84949 | -0.09306 | 0.84949 | 1245.212 | 1372.441 | 3741.83 | 6437.265 | 1869.682 | Competitive | FALSE | FALSE | TRUE | TRUE | TRUE | TRUE | TRUE | Non-Competitive | Non-Competitive | Competitive | Competitive | Competitive
SSNGJE25 RNSSNG75_A TO_FROM | SSNGJE25 | RNSSNG75_A | 2170 | 1 | 1 | ROANS___345C | SNGLTN_345 | TO_FROM | 73521.13 | -0.84949 | 0.087994 | -0.84949 | 0.093062 | 2017.65 | -244.628 | 0 | 1534.119 | 6459.062 | Competitive | FALSE | FALSE | FALSE | FALSE | FALSE | TRUE | TRUE | Non-Competitive | Non-Competitive | Non-Competitive | Non-Competitive | Non-Competitive
SSNGJE25 SNGTB_74_A FROM_TO | SSNGJE25 | SNGTB_74_A | 1924 | 1 | 1 | SNGLTN_345 | TOMBAL__345B | FROM_TO | 73521.13 | -0.12298 | 0.10971 | -0.37169 | 0.11622 | 2660.917 | 1356.295 | 0 | 1481.401 | 2573.684 | Non-Competi | FALSE | FALSE | FALSE | FALSE | TRUE | TRUE | TRUE | Non-Competitive | Non-Competitive | Non-Competitive | Non-Competitive | Competitive
SSNGJE25 SNGTB_74_A TO_FROM | SSNGJE25 | SNGTB_74_A | 1924 | 1 | 1 | SNGLTN_345 | TOMBAL__345B | TO_FROM | 73521.13 | -0.10971 | 0.12298 | -0.11622 | 0.37169 | 135.6904 | 258.2706 | 3741.83 | 2523.466 | 1786.849 | Competitive | FALSE | FALSE | TRUE | TRUE | TRUE | TRUE | TRUE | Non-Competitive | Non-Competitive | Competitive | Competitive | Competitive
SSNGJE25 SNGXGC75_1 FROM_TO | SSNGJE25 | SNGXGC75_1 | 1631 | 1 | 1 | GIBN_CREK_5 | SNGLTN_345 | FROM_TO | 73521.13 | -0.16758 | 0.29503 | -0.17087 | 0.29503 | 2896.266 | 1231.456 | 0 | 1394.546 | 2416.843 | Competitive | FALSE | FALSE | FALSE | TRUE | TRUE | TRUE | TRUE | Non-Competitive | Non-Competitive | Non-Competitive | Competitive | Competitive
SSNGJE25 SNGXGC75_1 TO_FROM | SSNGJE25 | SNGXGC75_1 | 1631 | 1 | 1 | GIBN_CREK_5 | SNGLTN_345 | TO_FROM | 73521.13 | -0.29503 | 0.16758 | -0.29503 | 0.17087 | 673.887 | 733.3997 | 3741.83 | 2338.399 | 1637.17 | Competitive | FALSE | FALSE | TRUE | TRUE | TRUE | TRUE | TRUE | Non-Competitive | Non-Competitive | Competitive | Competitive | Competitive
SSNGJE25 SNGXGC99_1 FROM_TO | SSNGJE25 | SNGXGC99_1 | 1631 | 1 | 1 | GIBN_CREK_5 | SNGLTN_345 | FROM_TO | 73521.13 | -0.16758 | 0.29503 | -0.17087 | 0.29503 | 2896.266 | 1231.456 | 0 | 1394.546 | 2416.843 | Competitive | FALSE | FALSE | FALSE | TRUE | TRUE | TRUE | TRUE | Non-Competitive | Non-Competitive | Non-Competitive | Competitive | Competitive
SSNGJE25 SNGXGC99_1 TO_FROM | SSNGJE25 | SNGXGC99_1 | 1631 | 1 | 1 | GIBN_CREK_5 | SNGLTN_345 | TO_FROM | 73521.13 | -0.29503 | 0.16758 | -0.29503 | 0.17087 | 673.887 | 733.3997 | 3741.83 | 2338.399 | 1637.17 | Competitive | FALSE | FALSE | TRUE | TRUE | TRUE | TRUE | TRUE | Non-Competitive | Non-Competitive | Competitive | Competitive | Competitive
SSNGJEW5 260_A_1 FROM_TO | SSNGJEW5 | 260_A_1 | 1435 | 1 | 1 | JEWETT_N5 | SNGLTN_345 | FROM_TO | 73521.13 | -0.17879 | 0.13321 | -0.18196 | 0.18978 | 3124.217 | 1516 | 0 | 1574.752 | 2260.56 | Competitive | FALSE | FALSE | FALSE | TRUE | TRUE | FALSE | TRUE | Non-Competitive | Non-Competitive | Non-Competitive | Non-Competitive | Non-Competitive
SSNGJEW5 260_A_1 TO_FROM | SSNGJEW5 | 260_A_1 | 1435 | 1 | 1 | JEWETT_N5 | SNGLTN_345 | TO_FROM | 73521.13 | -0.13321 | 0.17879 | -0.18978 | 0.18196 | 969.9368 | 1006.203 | 2855.63 | 2168.654 | 1906.446 | Competitive | FALSE | FALSE | TRUE | TRUE | TRUE | TRUE | TRUE | Non-Competitive | Non-Competitive | Competitive | Competitive | Competitive
SSNGJEW5 424T424_1 FROM_TO | SSNGJEW5 | 424T424_1 | 1621 | 1 | 1 | BROWN_5 | SARC7A | FROM_TO | 73521.13 | -0.09382 | 0.013194 | -0.29542 | 0.095419 | 456.4027 | 88.3706 | 0 | 977.596 | 2911.708 | Competitive | FALSE | FALSE | FALSE | FALSE | TRUE | TRUE | TRUE | Non-Competitive | Non-Competitive | Non-Competitive | Non-Competitive | Competitive
SSNGJEW5 424T424_1 TO_FROM | SSNGJEW5 | 424T424_1 | 1621 | 1 | 1 | BROWN_5 | SARC7A | TO_FROM | 73521.13 | -0.01319 | 0.15931 | -0.09542 | 0.29542 | 793.2347 | 211.5333 | 0 | 1104.609 | 1059.156 | Competitive | FALSE | TRUE | TRUE | TRUE | TRUE | TRUE | FALSE | Non-Competitive | Non-Competitive | Non-Competitive | Non-Competitive | Non-Competitive
SSNGJEW5 KDLKG_75_A FROM_TO | SSNGJEW5 | KDLKG_75_A | 1677 | 1 | 1 | KING____345A | KUYDAL755010 | FROM_TO | 73521.13 | -0.15042 | 0.14079 | -0.5742 | 0.14643 | 456.5751 | 490.9517 | 3741.83 | 2476.751 | 1792.787 | Competitive | FALSE | FALSE | TRUE | TRUE | TRUE | TRUE | TRUE | Non-Competitive | Non-Competitive | Competitive | Competitive | Competitive
SSNGJEW5 KDLKG_75_A TO_FROM | SSNGJEW5 | KDLKG_75_A | 1677 | 1 | 1 | KING____345A | KUYDAL755010 | TO_FROM | 73521.13 | -0.14079 | 0.15042 | -0.14643 | 0.5742 | 2159.061 | 862.0844 | 0 | 1502.897 | 2517.513 | Non-Competi | FALSE | FALSE | FALSE | FALSE | TRUE | TRUE | TRUE | Non-Competitive | Non-Competitive | Non-Competitive | Non-Competitive | Competitive
SSNGJEW5 KDLRNS75_A FROM_TO | SSNGJEW5 | KDLRNS75_A | 1677 | 1 | 1 | ROANS___345C | KUYDAL755010 | FROM_TO | 73521.13 | -0.14 | 0.15121 | -0.42502 | 0.15121 | 2217.003 | 919.8744 | 0 | 1500.168 | 2517.619 | Non-Competi | FALSE | FALSE | FALSE | FALSE | TRUE | TRUE | TRUE | Non-Competitive | Non-Competitive | Non-Competitive | Non-Competitive | Competitive
SSNGJEW5 KDLRNS75_A TO_FROM | SSNGJEW5 | KDLRNS75_A | 1677 | 1 | 1 | ROANS___345C | KUYDAL755010 | TO_FROM | 73521.13 | -0.15121 | 0.14 | -0.15121 | 0.42502 | 398.7071 | 436.1029 | 3741.83 | 2477.692 | 1791.359 | Competitive | FALSE | FALSE | TRUE | TRUE | TRUE | TRUE | TRUE | Non-Competitive | Non-Competitive | Competitive | Competitive | Competitive
SSNGJEW5 KDLRTW74_A FROM_TO | SSNGJEW5 | KDLRTW74_A | 2170 | 1 | 1 | KUYDAL745005 | RTHWOD__345A | FROM_TO | 73521.13 | -0.13358 | 0.057548 | -0.42168 | 0.52715 | 1444.494 | 440.2005 | 0 | 1497.968 | 2483.955 | Competitive | FALSE | FALSE | FALSE | TRUE | TRUE | TRUE | TRUE | Non-Competitive | Non-Competitive | Non-Competitive | Competitive | Competitive
SSNGJEW5 KDLRTW74_A TO_FROM | SSNGJEW5 | KDLRTW74_A | 2170 | 1 | 1 | KUYDAL745005 | RTHWOD__345A | TO_FROM | 73521.13 | -0.05755 | 0.13358 | -0.52715 | 0.42168 | 568.3402 | 650.8858 | 3741.83 | 2453.296 | 1820.659 | Competitive | FALSE | FALSE | TRUE | TRUE | TRUE | TRUE | TRUE | Non-Competitive | Non-Competitive | Competitive | Competitive | Competitive
SSNGJEW5 KDLTB_74_A FROM_TO | SSNGJEW5 | KDLTB_74_A | 1677 | 1 | 1 | KUYDAL745005 | TOMBAL__345B | FROM_TO | 73521.13 | -0.05861 | 0.13252 | -0.38395 | 0.47179 | 489.9546 | 576.5899 | 3741.83 | 2462.554 | 1823.006 | Competitive | FALSE | FALSE | TRUE | TRUE | TRUE | TRUE | TRUE | Non-Competitive | Non-Competitive | Competitive | Competitive | Competitive
SSNGJEW5 KDLTB_74_A TO_FROM | SSNGJEW5 | KDLTB_74_A | 1677 | 1 | 1 | KUYDAL745005 | TOMBAL__345B | TO_FROM | 73521.13 | -0.13252 | 0.058613 | -0.47179 | 0.38395 | 1522.828 | 518.4805 | 0 | 1497.413 | 2492.063 | Competitive | FALSE | FALSE | FALSE | TRUE | TRUE | TRUE | TRUE | Non-Competitive | Non-Competitive | Non-Competitive | Competitive | Competitive
SSNGJEW5 KG_RTW74_A FROM_TO | SSNGJEW5 | KG_RTW74_A | 1710 | 1 | 1 | KING____345A | RTHWOD__345A | FROM_TO | 73521.13 | -0.04788 | 0.15346 | -0.46555 | 0.16347 | 824.6209 | 897.1963 | 3741.83 | 2447.844 | 1831.408 | Competitive | FALSE | FALSE | TRUE | TRUE | TRUE | TRUE | TRUE | Non-Competitive | Non-Competitive | Competitive | Competitive | Competitive
SSNGJEW5 KG_RTW74_A TO_FROM | SSNGJEW5 | KG_RTW74_A | 1710 | 1 | 1 | KING____345A | RTHWOD__345A | TO_FROM | 73521.13 | -0.15346 | 0.047885 | -0.16347 | 0.46555 | 1140.751 | 137.6598 | 0 | 1505.877 | 2475.44 | Competitive | FALSE | FALSE | FALSE | TRUE | TRUE | TRUE | TRUE | Non-Competitive | Non-Competitive | Non-Competitive | Competitive | Competitive
SSNGJEW5 RNSSNG75_A FROM_TO | SSNGJEW5 | RNSSNG75_A | 2170 | 1 | 1 | ROANS___345C | SNGLTN_345 | FROM_TO | 73521.13 | -0.08869 | 0.84879 | -0.09378 | 0.84879 | 1244.519 | 1369.103 | 3741.83 | 6459.295 | 1874.944 | Competitive | FALSE | FALSE | TRUE | TRUE | TRUE | TRUE | TRUE | Non-Competitive | Non-Competitive | Competitive | Competitive | Competitive
SSNGJEW5 RNSSNG75_A TO_FROM | SSNGJEW5 | RNSSNG75_A | 2170 | 1 | 1 | ROANS___345C | SNGLTN_345 | TO_FROM | 73521.13 | -0.84879 | 0.088688 | -0.84879 | 0.093776 | 2006.388 | -246.314 | 0 | 1539.7 | 6480.887 | Competitive | FALSE | FALSE | FALSE | FALSE | FALSE | TRUE | TRUE | Non-Competitive | Non-Competitive | Non-Competitive | Non-Competitive | Non-Competitive
SSNGJEW5 SNGTB_74_A FROM_TO | SSNGJEW5 | SNGTB_74_A | 1924 | 1 | 1 | SNGLTN_345 | TOMBAL__345B | FROM_TO | 73521.13 | -0.12229 | 0.1106 | -0.37094 | 0.11713 | 2646.656 | 1344.976 | 0 | 1485.435 | 2573.73 | Non-Competi | FALSE | FALSE | FALSE | FALSE | TRUE | TRUE | TRUE | Non-Competitive | Non-Competitive | Non-Competitive | Non-Competitive | Competitive
SSNGJEW5 SNGTB_74_A TO_FROM | SSNGJEW5 | SNGTB_74_A | 1924 | 1 | 1 | SNGLTN_345 | TOMBAL__345B | TO_FROM | 73521.13 | -0.1106 | 0.12229 | -0.11713 | 0.37094 | 132.2569 | 253.998 | 3741.83 | 2523.735 | 1789.782 | Competitive | FALSE | FALSE | TRUE | TRUE | TRUE | TRUE | TRUE | Non-Competitive | Non-Competitive | Competitive | Competitive | Competitive
SSNGJEW5 SNGXGC75_1 FROM_TO | SSNGJEW5 | SNGXGC75_1 | 1631 | 1 | 1 | GIBN_CREK_5 | SNGLTN_345 | FROM_TO | 73521.13 | -0.16814 | 0.29336 | -0.17144 | 0.29336 | 2896.645 | 1248.119 | 0 | 1354.55 | 2417.107 | Competitive | FALSE | FALSE | FALSE | TRUE | TRUE | TRUE | TRUE | Non-Competitive | Non-Competitive | Non-Competitive | Competitive | Competitive
SSNGJEW5 SNGXGC75_1 TO_FROM | SSNGJEW5 | SNGXGC75_1 | 1631 | 1 | 1 | GIBN_CREK_5 | SNGLTN_345 | TO_FROM | 73521.13 | -0.29336 | 0.16814 | -0.29336 | 0.17144 | 663.1309 | 731.8101 | 3741.83 | 2338.834 | 1595.68 | Competitive | FALSE | FALSE | TRUE | TRUE | TRUE | TRUE | TRUE | Non-Competitive | Non-Competitive | Competitive | Competitive | Competitive
SSNGJEW5 SNGXGC99_1 FROM_TO | SSNGJEW5 | SNGXGC99_1 | 1631 | 1 | 1 | GIBN_CREK_5 | SNGLTN_345 | FROM_TO | 73521.13 | -0.16814 | 0.29336 | -0.17144 | 0.29336 | 2896.645 | 1248.119 | 0 | 1354.55 | 2417.107 | Competitive | FALSE | FALSE | FALSE | TRUE | TRUE | TRUE | TRUE | Non-Competitive | Non-Competitive | Non-Competitive | Competitive | Competitive
SSNGJEW5 SNGXGC99_1 TO_FROM | SSNGJEW5 | SNGXGC99_1 | 1631 | 1 | 1 | GIBN_CREK_5 | SNGLTN_345 | TO_FROM | 73521.13 | -0.29336 | 0.16814 | -0.29336 | 0.17144 | 663.1309 | 731.8101 | 3741.83 | 2338.834 | 1595.68 | Competitive | FALSE | FALSE | TRUE | TRUE | TRUE | TRUE | TRUE | Non-Competitive | Non-Competitive | Competitive | Competitive | Competitive
SSNGRNS5 240__A FROM_TO | SSNGRNS5 | 240__A | 1435 | 1 | 1 | JEWETT_S5 | SNGLTN_345 | FROM_TO | 73521.13 | -0.11896 | 0.10081 | -0.15037 | 0.18126 | 2399.17 | 1209.079 | 0 | 1488.89 | 2333.423 | Non-Competi | FALSE | FALSE | FALSE | TRUE | TRUE | TRUE | TRUE | Non-Competitive | Non-Competitive | Non-Competitive | Competitive | Competitive
SSNGRNS5 240__A TO_FROM | SSNGRNS5 | 240__A | 1435 | 1 | 1 | JEWETT_S5 | SNGLTN_345 | TO_FROM | 73521.13 | -0.10081 | 0.11896 | -0.18126 | 0.15037 | 718.7361 | 733.2145 | 2855.63 | 2235.462 | 1816.67 | Competitive | FALSE | FALSE | TRUE | TRUE | TRUE | TRUE | TRUE | Non-Competitive | Non-Competitive | Competitive | Competitive | Competitive
SSNGRNS5 260_A_1 FROM_TO | SSNGRNS5 | 260_A_1 | 1435 | 1 | 1 | JEWETT_N5 | SNGLTN_345 | FROM_TO | 73521.13 | -0.10725 | 0.099079 | -0.14118 | 0.16962 | 2286.639 | 1137.637 | 0 | 1597.893 | 2350.457 | Non-Competi | FALSE | FALSE | FALSE | TRUE | TRUE | TRUE | TRUE | Non-Competitive | Non-Competitive | Non-Competitive | Competitive | Competitive
SSNGRNS5 260_A_1 TO_FROM | SSNGRNS5 | 260_A_1 | 1435 | 1 | 1 | JEWETT_N5 | SNGLTN_345 | TO_FROM | 73521.13 | -0.09908 | 0.10725 | -0.16962 | 0.14118 | 681.2788 | 706.7409 | 2855.63 | 2250.015 | 1927.87 | Competitive | FALSE | FALSE | TRUE | TRUE | TRUE | TRUE | TRUE | Non-Competitive | Non-Competitive | Competitive | Competitive | Competitive
SSNGRNS5 424T424_1 FROM_TO | SSNGRNS5 | 424T424_1 | 1621 | 1 | 1 | BROWN_5 | SARC7A | FROM_TO | 73521.13 | -0.09372 | 0.013204 | -0.29533 | 0.095506 | 456.211 | 89.1821 | 0 | 970.955 | 2912.263 | Competitive | FALSE | FALSE | FALSE | FALSE | TRUE | TRUE | TRUE | Non-Competitive | Non-Competitive | Non-Competitive | Non-Competitive | Competitive
SSNGRNS5 424T424_1 TO_FROM | SSNGRNS5 | 424T424_1 | 1621 | 1 | 1 | BROWN_5 | SARC7A | TO_FROM | 73521.13 | -0.0132 | 0.15924 | -0.09551 | 0.29533 | 790.2388 | 209.0954 | 0 | 1105.046 | 1051.646 | Competitive | FALSE | TRUE | TRUE | TRUE | TRUE | TRUE | FALSE | Non-Competitive | Non-Competitive | Non-Competitive | Non-Competitive | Non-Competitive
SSNGRNS5 KDLKG_75_A FROM_TO | SSNGRNS5 | KDLKG_75_A | 1677 | 1 | 1 | KING____345A | KUYDAL755010 | FROM_TO | 73521.13 | -0.99921 | 0.000786 | -0.99921 | 0.000786 | 57.8257 | 57.79 | 0 | 801.846 | 10000 | Competitive | FALSE | FALSE | FALSE | FALSE | FALSE | TRUE | TRUE | Non-Competitive | Non-Competitive | Non-Competitive | Non-Competitive | Non-Competitive
SSNGRNS5 KDLKG_75_A TO_FROM | SSNGRNS5 | KDLKG_75_A | 1677 | 1 | 1 | KING____345A | KUYDAL755010 | TO_FROM | 73521.13 | -0.00079 | 0.99921 | -0.00079 | 0.99921 | 875.0939 | 880.0083 | 6104.43 | 10000 | 925.195 | Competitive | TRUE | TRUE | TRUE | TRUE | TRUE | TRUE | FALSE | Non-Competitive | Non-Competitive | Non-Competitive | Non-Competitive | Non-Competitive
SSNGRNS5 KDLRNS75_A FROM_TO | SSNGRNS5 | KDLRNS75_A | 1677 | 1 | 1 | ROANS___345C | KUYDAL755010 | FROM_TO | 73521.13 | 0 | 1 | 0 | 1 | 933 | 0 | 0 | 10000 | 0 | Competitive | TRUE | TRUE | TRUE | TRUE | TRUE | TRUE | FALSE | Non-Competitive | Non-Competitive | Non-Competitive | Non-Competitive | Non-Competitive
SSNGRNS5 KDLRNS75_A TO_FROM | SSNGRNS5 | KDLRNS75_A | 1677 | 1 | 1 | ROANS___345C | KUYDAL755010 | TO_FROM | 73521.13 | -1 | 0 | -1 | 0 | 0 | 0 | 0 | 0 | 10000 | Competitive | FALSE | FALSE | FALSE | FALSE | FALSE | TRUE | TRUE | Non-Competitive | Non-Competitive | Non-Competitive | Non-Competitive | Non-Competitive
SSNGRNS5 KDLRTW74_A FROM_TO | SSNGRNS5 | KDLRTW74_A | 2170 | 1 | 1 | KUYDAL745005 | RTHWOD__345A | FROM_TO | 73521.13 | -0.18196 | 0.07757 | -0.44457 | 0.50605 | 1944.766 | 504.8411 | 0 | 1543.718 | 2112.56 | Competitive | FALSE | FALSE | FALSE | TRUE | TRUE | TRUE | TRUE | Non-Competitive | Non-Competitive | Non-Competitive | Competitive | Competitive
SSNGRNS5 KDLRTW74_A TO_FROM | SSNGRNS5 | KDLRTW74_A | 2170 | 1 | 1 | KUYDAL745005 | RTHWOD__345A | TO_FROM | 73521.13 | -0.07757 | 0.18196 | -0.50605 | 0.44457 | 894.2567 | 1033.728 | 3741.83 | 2087.055 | 1888.242 | Competitive | FALSE | FALSE | TRUE | TRUE | TRUE | TRUE | TRUE | Non-Competitive | Non-Competitive | Competitive | Competitive | Competitive
SSNGRNS5 KDLTB_74_A FROM_TO | SSNGRNS5 | KDLTB_74_A | 1677 | 1 | 1 | KUYDAL745005 | TOMBAL__345B | FROM_TO | 73521.13 | -0.07863 | 0.18089 | -0.3679 | 0.49289 | 815.737 | 959.4324 | 3741.83 | 2085.908 | 1887.869 | Competitive | FALSE | FALSE | TRUE | TRUE | TRUE | TRUE | TRUE | Non-Competitive | Non-Competitive | Competitive | Competitive | Competitive
SSNGRNS5 KDLTB_74_A TO_FROM | SSNGRNS5 | KDLTB_74_A | 1677 | 1 | 1 | KUYDAL745005 | TOMBAL__345B | TO_FROM | 73521.13 | -0.18089 | 0.078634 | -0.49289 | 0.3679 | 2023.451 | 583.1211 | 0 | 1541.824 | 2110.632 | Non-Competi | FALSE | FALSE | FALSE | TRUE | TRUE | TRUE | TRUE | Non-Competitive | Non-Competitive | Non-Competitive | Competitive | Competitive
SSNGRNS5 KG_RTW74_A FROM_TO | SSNGRNS5 | KG_RTW74_A | 1710 | 1 | 1 | KING____345A | RTHWOD__345A | FROM_TO | 73521.13 | -0.06975 | 0.20718 | -0.44174 | 0.20718 | 1175.678 | 1301.088 | 3741.83 | 2048.432 | 1889.751 | Competitive | FALSE | FALSE | TRUE | TRUE | TRUE | TRUE | TRUE | Non-Competitive | Non-Competitive | Competitive | Competitive | Competitive
SSNGRNS5 KG_RTW74_A TO_FROM | SSNGRNS5 | KG_RTW74_A | 1710 | 1 | 1 | KING____345A | RTHWOD__345A | TO_FROM | 73521.13 | -0.20718 | 0.069752 | -0.20718 | 0.44174 | 1702.005 | 195.2068 | 0 | 1545.61 | 2071.168 | Non-Competi | FALSE | FALSE | FALSE | TRUE | TRUE | TRUE | TRUE | Non-Competitive | Non-Competitive | Non-Competitive | Competitive | Competitive
SSNGRNS5 SNGTB_74_A FROM_TO | SSNGRNS5 | SNGTB_74_A | 1924 | 1 | 1 | SNGLTN_345 | TOMBAL__345B | FROM_TO | 73521.13 | -0.17657 | 0.13254 | -0.39238 | 0.13904 | 3240.125 | 1465.308 | 0 | 1537.707 | 2254.129 | Competitive | FALSE | FALSE | FALSE | TRUE | TRUE | TRUE | TRUE | Non-Competitive | Non-Competitive | Non-Competitive | Competitive | Competitive
SSNGRNS5 SNGTB_74_A TO_FROM | SSNGRNS5 | SNGTB_74_A | 1924 | 1 | 1 | SNGLTN_345 | TOMBAL__345B | TO_FROM | 73521.13 | -0.13254 | 0.17657 | -0.13904 | 0.39238 | 509.1818 | 727.5546 | 3741.83 | 2208.628 | 1870.774 | Competitive | FALSE | FALSE | TRUE | TRUE | TRUE | TRUE | TRUE | Non-Competitive | Non-Competitive | Competitive | Competitive | Competitive
SSNGRNS5 SNGXGC75_1 FROM_TO | SSNGRNS5 | SNGXGC75_1 | 1631 | 1 | 1 | GIBN_CREK_5 | SNGLTN_345 | FROM_TO | 73521.13 | -0.09153 | 0.31946 | -0.1374 | 0.31946 | 2143.371 | 875.2097 | 0 | 1300.036 | 2585.487 | Competitive | FALSE | FALSE | FALSE | FALSE | TRUE | TRUE | TRUE | Non-Competitive | Non-Competitive | Non-Competitive | Non-Competitive | Competitive
SSNGRNS5 SNGXGC75_1 TO_FROM | SSNGRNS5 | SNGXGC75_1 | 1631 | 1 | 1 | GIBN_CREK_5 | SNGLTN_345 | TO_FROM | 73521.13 | -0.31946 | 0.091526 | -0.31946 | 0.1374 | 499.1755 | 462.3155 | 3741.83 | 2511.416 | 1484.954 | Competitive | FALSE | TRUE | TRUE | TRUE | TRUE | TRUE | TRUE | Non-Competitive | Competitive | Competitive | Competitive | Competitive
SSNGRNS5 SNGXGC99_1 FROM_TO | SSNGRNS5 | SNGXGC99_1 | 1631 | 1 | 1 | GIBN_CREK_5 | SNGLTN_345 | FROM_TO | 73521.13 | -0.09153 | 0.31946 | -0.1374 | 0.31946 | 2143.371 | 875.2097 | 0 | 1300.036 | 2585.487 | Competitive | FALSE | FALSE | FALSE | FALSE | TRUE | TRUE | TRUE | Non-Competitive | Non-Competitive | Non-Competitive | Non-Competitive | Competitive
SSNGRNS5 SNGXGC99_1 TO_FROM | SSNGRNS5 | SNGXGC99_1 | 1631 | 1 | 1 | GIBN_CREK_5 | SNGLTN_345 | TO_FROM | 73521.13 | -0.31946 | 0.091526 | -0.31946 | 0.1374 | 499.1755 | 462.3155 | 3741.83 | 2511.416 | 1484.954 | Competitive | FALSE | TRUE | TRUE | TRUE | TRUE | TRUE | TRUE | Non-Competitive | Competitive | Competitive | Competitive | Competitive
SSPVTME8 1295__A FROM_TO | SSPVTME8 | 1295__A | 492 | 8 | 8 | TEMP_SS__8 | TEMP_PEC__8 | FROM_TO | 73521.13 | -0.01997 | 0.023698 | -0.27623 | 0.31906 | 40.2753 | 0.99025 | 2819.63 | 2009.088 | 1641.055 | Competitive | FALSE | FALSE | TRUE | TRUE | TRUE | TRUE | FALSE | Non-Competitive | Non-Competitive | Non-Competitive | Non-Competitive | Non-Competitive
SSPVTME8 1295__A TO_FROM | SSPVTME8 | 1295__A | 492 | 8 | 8 | TEMP_SS__8 | TEMP_PEC__8 | TO_FROM | 73521.13 | -0.0237 | 0.019974 | -0.31906 | 0.27623 | 305.9783 | 45.5374 | 0 | 1543.601 | 2153.731 | Competitive | FALSE | FALSE | FALSE | TRUE | TRUE | TRUE | TRUE | Non-Competitive | Non-Competitive | Non-Competitive | Competitive | Competitive
SSPVTME8 1830__B FROM_TO | SSPVTME8 | 1830__B | 213 | 8 | 8 | SPGVALLYP_8 | MCGREG_T_8 | FROM_TO | 73521.13 | 0 | 0 | 0 | 0 | 0 | 0 | 0 | 0 | 0 | Competitive | TRUE | TRUE | TRUE | TRUE | TRUE | TRUE | FALSE | Non-Competitive | Non-Competitive | Non-Competitive | Non-Competitive | Non-Competitive
SSPVTME8 1830__B TO_FROM | SSPVTME8 | 1830__B | 213 | 8 | 8 | SPGVALLYP_8 | MCGREG_T_8 | TO_FROM | 73521.13 | 0 | 0 | 0 | 0 | 0 | 0 | 0 | 0 | 0 | Competitive | TRUE | TRUE | TRUE | TRUE | TRUE | TRUE | FALSE | Non-Competitive | Non-Competitive | Non-Competitive | Non-Competitive | Non-Competitive
SSPVTME8 1830__C FROM_TO | SSPVTME8 | 1830__C | 213 | 8 | 8 | MCGREG_T_8 | TEMPELMC__8 | FROM_TO | 73521.13 | 0 | 0 | 0 | 0 | 0 | 0 | 0 | 0 | 0 | Competitive | TRUE | TRUE | TRUE | TRUE | TRUE | TRUE | FALSE | Non-Competitive | Non-Competitive | Non-Competitive | Non-Competitive | Non-Competitive
SSPVTME8 1830__C TO_FROM | SSPVTME8 | 1830__C | 213 | 8 | 8 | MCGREG_T_8 | TEMPELMC__8 | TO_FROM | 73521.13 | 0 | 0 | 0 | 0 | 0 | 0 | 0 | 0 | 0 | Competitive | TRUE | TRUE | TRUE | TRUE | TRUE | TRUE | FALSE | Non-Competitive | Non-Competitive | Non-Competitive | Non-Competitive | Non-Competitive
SSPVTME8 1830__F FROM_TO | SSPVTME8 | 1830__F | 213 | 8 | 8 | COTTONBELT | WACOATCO1_8 | FROM_TO | 73521.13 | 0 | 0 | 0 | 0 | 0 | 0 | 0 | 0 | 0 | Competitive | TRUE | TRUE | TRUE | TRUE | TRUE | TRUE | FALSE | Non-Competitive | Non-Competitive | Non-Competitive | Non-Competitive | Non-Competitive
SSPVTME8 1830__F TO_FROM | SSPVTME8 | 1830__F | 213 | 8 | 8 | COTTONBELT | WACOATCO1_8 | TO_FROM | 73521.13 | 0 | 0 | 0 | 0 | 0 | 0 | 0 | 0 | 0 | Competitive | TRUE | TRUE | TRUE | TRUE | TRUE | TRUE | FALSE | Non-Competitive | Non-Competitive | Non-Competitive | Non-Competitive | Non-Competitive
SSPVTME8 1830__H FROM_TO | SSPVTME8 | 1830__H | 596 | 8 | 8 | WACOWOOD1_8 | WACOATCO1_8 | FROM_TO | 73521.13 | 0 | 0 | 0 | 0 | 0 | 0 | 0 | 0 | 0 | Competitive | TRUE | TRUE | TRUE | TRUE | TRUE | TRUE | FALSE | Non-Competitive | Non-Competitive | Non-Competitive | Non-Competitive | Non-Competitive
SSPVTME8 1830__H TO_FROM | SSPVTME8 | 1830__H | 596 | 8 | 8 | WACOWOOD1_8 | WACOATCO1_8 | TO_FROM | 73521.13 | 0 | 0 | 0 | 0 | 0 | 0 | 0 | 0 | 0 | Competitive | TRUE | TRUE | TRUE | TRUE | TRUE | TRUE | FALSE | Non-Competitive | Non-Competitive | Non-Competitive | Non-Competitive | Non-Competitive
SSPVTME8 280__A FROM_TO | SSPVTME8 | 280__A | 1065 | 8 | 8 | LAKE_CRK1_5 | THOUSE_A_5 | FROM_TO | 73521.13 | -0.0894 | 0.16057 | -0.65384 | 0.19272 | 894.5375 | 550.5345 | 2819.63 | 1216.278 | 1879.655 | Competitive | FALSE | FALSE | TRUE | TRUE | TRUE | TRUE | TRUE | Non-Competitive | Non-Competitive | Competitive | Competitive | Competitive
SSPVTME8 280__A TO_FROM | SSPVTME8 | 280__A | 1065 | 8 | 8 | LAKE_CRK1_5 | THOUSE_A_5 | TO_FROM | 73521.13 | -0.16057 | 0.089401 | -0.19272 | 0.65384 | 960.7996 | -648.556 | 0 | 1611.493 | 1337.415 | Competitive | FALSE | TRUE | TRUE | TRUE | TRUE | TRUE | TRUE | Non-Competitive | Competitive | Competitive | Competitive | Competitive
SSPVTME8 290__A FROM_TO | SSPVTME8 | 290__A | 1065 | 8 | 8 | LAKE_CRK2_5 | THOUSE__5 | FROM_TO | 73521.13 | -0.17871 | 0.30048 | -0.43551 | 0.41808 | 917.2724 | 625.3824 | 2855.63 | 6495.836 | 1968.73 | Competitive | FALSE | FALSE | TRUE | TRUE | TRUE | TRUE | TRUE | Non-Competitive | Non-Competitive | Competitive | Competitive | Competitive
SSPVTME8 290__A TO_FROM | SSPVTME8 | 290__A | 1065 | 8 | 8 | LAKE_CRK2_5 | THOUSE__5 | TO_FROM | 73521.13 | -0.30048 | 0.17871 | -0.41809 | 0.43551 | 399.4697 | -609.124 | 0 | 1370.911 | 6495.836 | Competitive | FALSE | FALSE | FALSE | FALSE | FALSE | TRUE | TRUE | Non-Competitive | Non-Competitive | Non-Competitive | Non-Competitive | Non-Competitive
SSPVTME8 300__A FROM_TO | SSPVTME8 | 300__A | 1065 | 8 | 8 | LAKE_CRK1_5 | TEMP_SS__5 | FROM_TO | 73521.13 | -0.09473 | 0.23474 | -0.17307 | 0.28602 | 1724.647 | 107.5745 | 0 | 1651.892 | 1435.399 | Competitive | FALSE | TRUE | TRUE | TRUE | TRUE | TRUE | TRUE | Non-Competitive | Competitive | Competitive | Competitive | Competitive
SSPVTME8 300__A TO_FROM | SSPVTME8 | 300__A | 1065 | 8 | 8 | LAKE_CRK1_5 | TEMP_SS__5 | TO_FROM | 73521.13 | -0.23474 | 0.094734 | -0.28601 | 0.17307 | 739.7821 | 325.2686 | 2654.63 | 1255.018 | 1757.423 | Competitive | FALSE | FALSE | TRUE | TRUE | TRUE | TRUE | TRUE | Non-Competitive | Non-Competitive | Competitive | Competitive | Competitive
SSPVTME8 315__A FROM_TO | SSPVTME8 | 315__A | 1065 | 8 | 8 | TEMP_PEC__5 | TEMP_SS__5 | FROM_TO | 73521.13 | -0.06616 | 0.13044 | -0.17187 | 0.68645 | 1071.289 | -176.462 | 0 | 1516.517 | 1219.759 | Competitive | FALSE | TRUE | TRUE | TRUE | TRUE | TRUE | TRUE | Non-Competitive | Competitive | Competitive | Competitive | Competitive
SSPVTME8 315__A TO_FROM | SSPVTME8 | 315__A | 1065 | 8 | 8 | TEMP_PEC__5 | TEMP_SS__5 | TO_FROM | 73521.13 | -0.13044 | 0.066156 | -0.68645 | 0.17187 | 838.9039 | 546.2278 | 2819.63 | 1079.544 | 1660.229 | Competitive | FALSE | FALSE | TRUE | TRUE | TRUE | TRUE | TRUE | Non-Competitive | Non-Competitive | Competitive | Competitive | Competitive
SSPVTME8 490__A FROM_TO | SSPVTME8 | 490__A | 1065 | 8 | 8 | THOUSE__5 | TEMP_PEC__5 | FROM_TO | 73521.13 | -0.07955 | 0.13148 | -0.2172 | 0.22064 | 1403.902 | 32.9649 | 0 | 1515.265 | 1379.837 | Competitive | FALSE | TRUE | TRUE | TRUE | TRUE | TRUE | TRUE | Non-Competitive | Competitive | Competitive | Competitive | Competitive
SSPVTME8 490__A TO_FROM | SSPVTME8 | 490__A | 1065 | 8 | 8 | THOUSE__5 | TEMP_PEC__5 | TO_FROM | 73521.13 | -0.13148 | 0.079554 | -0.22064 | 0.2172 | 663.8672 | 358.8397 | 2819.63 | 1208.741 | 1646.287 | Competitive | FALSE | FALSE | TRUE | TRUE | TRUE | TRUE | TRUE | Non-Competitive | Non-Competitive | Competitive | Competitive | Competitive
STBSNG5 240__A FROM_TO | STBSNG5 | 240__A | 1435 | 1 | 1 | JEWETT_S5 | SNGLTN_345 | FROM_TO | 73521.13 | -0.14845 | 0.09975 | -0.15192 | 0.18013 | 2365.611 | 1142.081 | 0 | 1488.385 | 2202.42 | Non-Competi | FALSE | FALSE | FALSE | TRUE | TRUE | TRUE | TRUE | Non-Competitive | Non-Competitive | Non-Competitive | Competitive | Competitive
STBSNG5 240__A TO_FROM | STBSNG5 | 240__A | 1435 | 1 | 1 | JEWETT_S5 | SNGLTN_345 | TO_FROM | 73521.13 | -0.09975 | 0.14846 | -0.18013 | 0.15192 | 768.3436 | 781.0707 | 2855.63 | 2114.043 | 1815.917 | Competitive | FALSE | FALSE | TRUE | TRUE | TRUE | TRUE | TRUE | Non-Competitive | Non-Competitive | Competitive | Competitive | Competitive
STBSNG5 260_A_1 FROM_TO | STBSNG5 | 260_A_1 | 1435 | 1 | 1 | JEWETT_N5 | SNGLTN_345 | FROM_TO | 73521.13 | -0.13939 | 0.098086 | -0.14263 | 0.16855 | 2255.239 | 1074.982 | 0 | 1597.91 | 2219.112 | Competitive | FALSE | FALSE | FALSE | TRUE | TRUE | TRUE | TRUE | Non-Competitive | Non-Competitive | Non-Competitive | Competitive | Competitive
STBSNG5 260_A_1 TO_FROM | STBSNG5 | 260_A_1 | 1435 | 1 | 1 | JEWETT_N5 | SNGLTN_345 | TO_FROM | 73521.13 | -0.09809 | 0.13939 | -0.16855 | 0.14263 | 727.6646 | 751.4889 | 2855.63 | 2128.432 | 1927.538 | Competitive | FALSE | FALSE | TRUE | TRUE | TRUE | TRUE | TRUE | Non-Competitive | Non-Competitive | Competitive | Competitive | Competitive
STBSNG5 424T424_1 FROM_TO | STBSNG5 | 424T424_1 | 1621 | 1 | 1 | BROWN_5 | SARC7A | FROM_TO | 73521.13 | -0.09374 | 0.013195 | -0.29535 | 0.095489 | 455.2211 | 88.0453 | 0 | 976.002 | 2912.166 | Competitive | FALSE | FALSE | FALSE | FALSE | TRUE | TRUE | TRUE | Non-Competitive | Non-Competitive | Non-Competitive | Non-Competitive | Competitive
STBSNG5 424T424_1 TO_FROM | STBSNG5 | 424T424_1 | 1621 | 1 | 1 | BROWN_5 | SARC7A | TO_FROM | 73521.13 | -0.0132 | 0.15925 | -0.09549 | 0.29535 | 791.593 | 210.4708 | 0 | 1104.969 | 1057.448 | Competitive | FALSE | TRUE | TRUE | TRUE | TRUE | TRUE | FALSE | Non-Competitive | Non-Competitive | Non-Competitive | Non-Competitive | Non-Competitive
STBSNG5 KDLKG_75_A FROM_TO | STBSNG5 | KDLKG_75_A | 1677 | 1 | 1 | KING____345A | KUYDAL755010 | FROM_TO | 73521.13 | -0.17116 | 0.1793 | -0.5588 | 0.18564 | 489.3767 | 595.7098 | 3741.83 | 2479.983 | 1768.756 | Competitive | FALSE | FALSE | TRUE | TRUE | TRUE | TRUE | TRUE | Non-Competitive | Non-Competitive | Competitive | Competitive | Competitive
STBSNG5 KDLKG_75_A TO_FROM | STBSNG5 | KDLKG_75_A | 1677 | 1 | 1 | KING____345A | KUYDAL755010 | TO_FROM | 73521.13 | -0.1793 | 0.17116 | -0.18564 | 0.5588 | 2996.17 | 1302.528 | 0 | 1475.255 | 2526.67 | Competitive | FALSE | FALSE | FALSE | FALSE | TRUE | TRUE | TRUE | Non-Competitive | Non-Competitive | Non-Competitive | Non-Competitive | Competitive
STBSNG5 KDLRNS75_A FROM_TO | STBSNG5 | KDLRNS75_A | 1677 | 1 | 1 | ROANS___345C | KUYDAL755010 | FROM_TO | 73521.13 | -0.17851 | 0.17194 | -0.44041 | 0.17194 | 3054.112 | 1360.318 | 0 | 1474.449 | 2527.217 | Competitive | FALSE | FALSE | FALSE | FALSE | TRUE | TRUE | TRUE | Non-Competitive | Non-Competitive | Non-Competitive | Non-Competitive | Competitive
STBSNG5 KDLRNS75_A TO_FROM | STBSNG5 | KDLRNS75_A | 1677 | 1 | 1 | ROANS___345C | KUYDAL755010 | TO_FROM | 73521.13 | -0.17194 | 0.17852 | -0.17194 | 0.44041 | 431.3845 | 540.861 | 3741.83 | 2483.702 | 1768.996 | Competitive | FALSE | FALSE | TRUE | TRUE | TRUE | TRUE | TRUE | Non-Competitive | Non-Competitive | Competitive | Competitive | Competitive
STBSNG5 KDLRTW74_A FROM_TO | STBSNG5 | KDLRTW74_A | 2170 | 1 | 1 | KUYDAL745005 | RTHWOD__345A | FROM_TO | 73521.13 | -0.05592 | 0.015442 | -0.23283 | 0.72785 | -269.905 | -443.151 | 0 | 3051.97 | 2521.072 | Competitive | FALSE | FALSE | FALSE | FALSE | TRUE | TRUE | TRUE | Non-Competitive | Non-Competitive | Non-Competitive | Non-Competitive | Competitive
STBSNG5 KDLRTW74_A TO_FROM | STBSNG5 | KDLRTW74_A | 2170 | 1 | 1 | KUYDAL745005 | RTHWOD__345A | TO_FROM | 73521.13 | -0.01544 | 0.055925 | -0.72785 | 0.23283 | 662.4915 | 247.7914 | 0 | 2521.072 | 3051.97 | Competitive | FALSE | FALSE | FALSE | FALSE | FALSE | TRUE | FALSE | Non-Competitive | Non-Competitive | Non-Competitive | Non-Competitive | Non-Competitive
STBSNG5 KDLTB_74_A FROM_TO | STBSNG5 | KDLTB_74_A | 1677 | 1 | 1 | KUYDAL745005 | TOMBAL__345B | FROM_TO | 73521.13 | -0.01651 | 0.05486 | -0.6181 | 0.27108 | 584.176 | 169.5114 | 0 | 2527.934 | 2997.812 | Competitive | FALSE | FALSE | FALSE | FALSE | TRUE | TRUE | FALSE | Non-Competitive | Non-Competitive | Non-Competitive | Non-Competitive | Non-Competitive
STBSNG5 KDLTB_74_A TO_FROM | STBSNG5 | KDLTB_74_A | 1677 | 1 | 1 | KUYDAL745005 | TOMBAL__345B | TO_FROM | 73521.13 | -0.05486 | 0.016507 | -0.27108 | 0.6181 | -191.55 | -364.871 | 0 | 2997.812 | 2527.934 | Competitive | FALSE | FALSE | FALSE | FALSE | TRUE | TRUE | TRUE | Non-Competitive | Non-Competitive | Non-Competitive | Non-Competitive | Competitive
STBSNG5 KG_RTW74_A FROM_TO | STBSNG5 | KG_RTW74_A | 1710 | 1 | 1 | KING____345A | RTHWOD__345A | FROM_TO | 73521.13 | -0.01815 | 0.079682 | -0.64459 | 0.08826 | 984.3618 | 448.8158 | 0 | 2479.925 | 2990.919 | Competitive | FALSE | FALSE | FALSE | FALSE | TRUE | TRUE | FALSE | Non-Competitive | Non-Competitive | Non-Competitive | Non-Competitive | Non-Competitive
STBSNG5 KG_RTW74_A TO_FROM | STBSNG5 | KG_RTW74_A | 1710 | 1 | 1 | KING____345A | RTHWOD__345A | TO_FROM | 73521.13 | -0.07968 | 0.018152 | -0.08826 | 0.64459 | -477.577 | -699.651 | 0 | 2990.919 | 2479.925 | Competitive | FALSE | FALSE | FALSE | TRUE | TRUE | TRUE | TRUE | Non-Competitive | Non-Competitive | Non-Competitive | Competitive | Competitive
STBSNG5 RNSSNG75_A FROM_TO | STBSNG5 | RNSSNG75_A | 2170 | 1 | 1 | ROANS___345C | SNGLTN_345 | FROM_TO | 73521.13 | -0.11391 | 0.82806 | -0.11941 | 0.82806 | 1282.045 | 1473.861 | 3741.83 | 4898.508 | 1877.634 | Competitive | FALSE | FALSE | TRUE | TRUE | TRUE | TRUE | TRUE | Non-Competitive | Non-Competitive | Competitive | Competitive | Competitive
STBSNG5 RNSSNG75_A TO_FROM | STBSNG5 | RNSSNG75_A | 2170 | 1 | 1 | ROANS___345C | SNGLTN_345 | TO_FROM | 73521.13 | -0.82806 | 0.11391 | -0.82806 | 0.11941 | 2797.415 | -234.144 | 0 | 1540.938 | 4926.547 | Non-Competi | FALSE | FALSE | FALSE | FALSE | FALSE | TRUE | TRUE | Non-Competitive | Non-Competitive | Non-Competitive | Non-Competitive | Non-Competitive
STBSNG5 SNGXGC75_1 FROM_TO | STBSNG5 | SNGXGC75_1 | 1631 | 1 | 1 | GIBN_CREK_5 | SNGLTN_345 | FROM_TO | 73521.13 | -0.13543 | 0.31794 | -0.139 | 0.31794 | 2107.099 | 807.365 | 0 | 1299.974 | 2403.76 | Competitive | FALSE | FALSE | FALSE | TRUE | TRUE | TRUE | TRUE | Non-Competitive | Non-Competitive | Non-Competitive | Competitive | Competitive
STBSNG5 SNGXGC75_1 TO_FROM | STBSNG5 | SNGXGC75_1 | 1631 | 1 | 1 | GIBN_CREK_5 | SNGLTN_345 | TO_FROM | 73521.13 | -0.31794 | 0.13543 | -0.31794 | 0.139 | 550.784 | 511.603 | 3741.83 | 2338.967 | 1483.531 | Competitive | FALSE | TRUE | TRUE | TRUE | TRUE | TRUE | TRUE | Non-Competitive | Competitive | Competitive | Competitive | Competitive
STBSNG5 SNGXGC99_1 FROM_TO | STBSNG5 | SNGXGC99_1 | 1631 | 1 | 1 | GIBN_CREK_5 | SNGLTN_345 | FROM_TO | 73521.13 | -0.13543 | 0.31794 | -0.139 | 0.31794 | 2107.099 | 807.365 | 0 | 1299.974 | 2403.76 | Competitive | FALSE | FALSE | FALSE | TRUE | TRUE | TRUE | TRUE | Non-Competitive | Non-Competitive | Non-Competitive | Competitive | Competitive
STBSNG5 SNGXGC99_1 TO_FROM | STBSNG5 | SNGXGC99_1 | 1631 | 1 | 1 | GIBN_CREK_5 | SNGLTN_345 | TO_FROM | 73521.13 | -0.31794 | 0.13543 | -0.31794 | 0.139 | 550.784 | 511.603 | 3741.83 | 2338.967 | 1483.531 | Competitive | FALSE | TRUE | TRUE | TRUE | TRUE | TRUE | TRUE | Non-Competitive | Competitive | Competitive | Competitive | Competitive
STKWGRS5 6011__A FROM_TO | STKWGRS5 | 6011__A | 1065 | 1 | 1 | BOWMAN_5 | FISHRDSS1_5 | FROM_TO | 73521.13 | -0.13434 | 0.016791 | -0.70218 | 0.20577 | 236.8194 | 37.8387 | 0 | 2819.046 | 3623.95 | Competitive | FALSE | FALSE | FALSE | FALSE | FALSE | TRUE | TRUE | Non-Competitive | Non-Competitive | Non-Competitive | Non-Competitive | Non-Competitive
STKWGRS5 6011__A TO_FROM | STKWGRS5 | 6011__A | 1065 | 1 | 1 | BOWMAN_5 | FISHRDSS1_5 | TO_FROM | 73521.13 | -0.01679 | 0.13434 | -0.20577 | 0.70218 | 175.8785 | -196.568 | 0 | 4488.208 | 2819.046 | Competitive | FALSE | FALSE | FALSE | FALSE | TRUE | TRUE | FALSE | Non-Competitive | Non-Competitive | Non-Competitive | Non-Competitive | Non-Competitive
STKWGRS5 6012__A FROM_TO | STKWGRS5 | 6012__A | 1065 | 1 | 1 | BOWMAN_5 | JACKSBRO_5 | FROM_TO | 73521.13 | -0.08613 | 0.33683 | -0.11735 | 0.42359 | 992.5073 | -507.539 | 0 | 1868.766 | 4956.465 | Competitive | FALSE | FALSE | FALSE | FALSE | FALSE | TRUE | TRUE | Non-Competitive | Non-Competitive | Non-Competitive | Non-Competitive | Non-Competitive
STKWGRS5 6012__A TO_FROM | STKWGRS5 | 6012__A | 1065 | 1 | 1 | BOWMAN_5 | JACKSBRO_5 | TO_FROM | 73521.13 | -0.33683 | 0.086126 | -0.42359 | 0.11735 | 651.2878 | -80.7132 | 0 | 4956.465 | 2332.201 | Competitive | FALSE | FALSE | FALSE | TRUE | TRUE | TRUE | TRUE | Non-Competitive | Non-Competitive | Non-Competitive | Competitive | Competitive
STKWGRS5 6024__A FROM_TO | STKWGRS5 | 6024__A | 1065 | 1 | 1 | GRHAMSES1_5 | LONGCREK_5 | FROM_TO | 73521.13 | -0.15717 | 0.097725 | -0.25027 | 0.097725 | 682.7101 | 64.8081 | 0 | 2334.52 | 3110.727 | Competitive | FALSE | FALSE | FALSE | FALSE | FALSE | TRUE | TRUE | Non-Competitive | Non-Competitive | Non-Competitive | Non-Competitive | Non-Competitive
STKWGRS5 6024__A TO_FROM | STKWGRS5 | 6024__A | 1065 | 1 | 1 | GRHAMSES1_5 | LONGCREK_5 | TO_FROM | 73521.13 | -0.09772 | 0.25027 | -0.09772 | 0.25027 | 1540.144 | 365.0083 | 0 | 873.083 | 2481.018 | Competitive | FALSE | FALSE | FALSE | TRUE | TRUE | TRUE | TRUE | Non-Competitive | Non-Competitive | Non-Competitive | Competitive | Competitive
STKWGRS5 6028__A FROM_TO | STKWGRS5 | 6028__A | 1065 | 1 | 1 | GRHAMSES1_5 | COKFIELD_5 | FROM_TO | 73521.13 | -0.15799 | 0.09823 | -0.40761 | 0.09823 | 686.245 | 65.1423 | 0 | 2334.496 | 3110.73 | Competitive | FALSE | FALSE | FALSE | FALSE | FALSE | TRUE | TRUE | Non-Competitive | Non-Competitive | Non-Competitive | Non-Competitive | Non-Competitive
STKWGRS5 6028__A TO_FROM | STKWGRS5 | 6028__A | 1065 | 1 | 1 | GRHAMSES1_5 | COKFIELD_5 | TO_FROM | 73521.13 | -0.09823 | 0.40761 | -0.09823 | 0.40761 | 1587.072 | 366.9014 | 0 | 855.833 | 2480.995 | Competitive | FALSE | FALSE | FALSE | TRUE | TRUE | TRUE | TRUE | Non-Competitive | Non-Competitive | Non-Competitive | Competitive | Competitive
STKWGRS5 6029__A FROM_TO | STKWGRS5 | 6029__A | 1065 | 1 | 1 | LONGCREK_5 | COKFIELD_5 | FROM_TO | 73521.13 | -0.09823 | 0.25157 | -0.59239 | 0.25157 | 1516.346 | 366.9014 | 0 | 896.319 | 2480.995 | Non-Competi | FALSE | FALSE | FALSE | TRUE | TRUE | TRUE | TRUE | Non-Competitive | Non-Competitive | Non-Competitive | Competitive | Competitive
STKWGRS5 6029__A TO_FROM | STKWGRS5 | 6029__A | 1065 | 1 | 1 | LONGCREK_5 | COKFIELD_5 | TO_FROM | 73521.13 | -0.15799 | 0.59239 | -0.25157 | 0.59239 | 784.6657 | 65.1423 | 0 | 5134.983 | 3110.73 | Competitive | FALSE | FALSE | FALSE | FALSE | FALSE | TRUE | TRUE | Non-Competitive | Non-Competitive | Non-Competitive | Non-Competitive | Non-Competitive
STKWGRS5 6380__A FROM_TO | STKWGRS5 | 6380__A | 185 | 1 | 1 | MURRY_P8 | GRHAMSES1_8 | FROM_TO | 73521.13 | -0.0635 | 0.12308 | -0.0635 | 0.69686 | 202.4253 | 11.1695 | 0 | 1645.597 | 10000 | Competitive | FALSE | FALSE | FALSE | FALSE | FALSE | TRUE | TRUE | Non-Competitive | Non-Competitive | Non-Competitive | Non-Competitive | Non-Competitive
STKWGRS5 6380__A TO_FROM | STKWGRS5 | 6380__A | 185 | 1 | 1 | MURRY_P8 | GRHAMSES1_8 | TO_FROM | 73521.13 | -0.03139 | 0.063505 | -0.69686 | 0.063505 | 164.121 | 59.3426 | 3998.23 | 8269.197 | 3335.443 | Competitive | FALSE | FALSE | FALSE | FALSE | FALSE | TRUE | TRUE | Non-Competitive | Non-Competitive | Non-Competitive | Non-Competitive | Non-Competitive
STKWGRS5 6380__D FROM_TO | STKWGRS5 | 6380__D | 154 | 1 | 1 | MURRY_P8 | PAIP4B | FROM_TO | 73521.13 | -0.03142 | 0.06347 | -0.20047 | 0.30311 | 161.5458 | 56.9076 | 3998.23 | 8270.878 | 3334.942 | Competitive | FALSE | FALSE | FALSE | FALSE | FALSE | TRUE | TRUE | Non-Competitive | Non-Competitive | Non-Competitive | Non-Competitive | Non-Competitive
STKWGRS5 6380__D TO_FROM | STKWGRS5 | 6380__D | 154 | 1 | 1 | MURRY_P8 | PAIP4B | TO_FROM | 73521.13 | -0.06347 | 0.12312 | -0.30311 | 0.20047 | 205.012 | 13.7445 | 0 | 1644.406 | 10000 | Competitive | FALSE | FALSE | FALSE | FALSE | FALSE | TRUE | TRUE | Non-Competitive | Non-Competitive | Non-Competitive | Non-Competitive | Non-Competitive
STKWGRS5 651__A FROM_TO | STKWGRS5 | 651__A | 185 | 1 | 1 | COMANCHE_T8 | COMANCHE_8 | FROM_TO | 73521.13 | 0 | 0.000137 | -0.99986 | 0.000137 | 10.1512 | 10.084 | 0 | 795.897 | 0 | Competitive | TRUE | TRUE | TRUE | TRUE | TRUE | TRUE | FALSE | Non-Competitive | Non-Competitive | Non-Competitive | Non-Competitive | Non-Competitive
STKWGRS5 651__A TO_FROM | STKWGRS5 | 651__A | 185 | 1 | 1 | COMANCHE_T8 | COMANCHE_8 | TO_FROM | 73521.13 | -0.00014 | 0 | -0.00014 | 0.99986 | -10.1043 | -9.2467 | 6104.43 | 0 | 917.244 | Competitive | TRUE | TRUE | TRUE | TRUE | TRUE | TRUE | FALSE | Non-Competitive | Non-Competitive | Non-Competitive | Non-Competitive | Non-Competitive
STKWGRS5 651__B FROM_TO | STKWGRS5 | 651__B | 185 | 1 | 1 | COMCHESS1_8 | COMANCHE_T8 | FROM_TO | 73521.13 | -0.07243 | 0.018468 | -0.72841 | 0.18332 | 258.7065 | 49.8593 | 0 | 940.485 | 8939.357 | Competitive | FALSE | FALSE | FALSE | FALSE | FALSE | TRUE | TRUE | Non-Competitive | Non-Competitive | Non-Competitive | Non-Competitive | Non-Competitive
STKWGRS5 651__B TO_FROM | STKWGRS5 | 651__B | 185 | 1 | 1 | COMCHESS1_8 | COMANCHE_T8 | TO_FROM | 73521.13 | -0.01423 | 0.13095 | -0.18332 | 0.72841 | 46.7892 | -107.831 | 0 | 5914.236 | 2495.309 | Competitive | FALSE | FALSE | FALSE | TRUE | TRUE | TRUE | FALSE | Non-Competitive | Non-Competitive | Non-Competitive | Non-Competitive | Non-Competitive
STKWGRS5 651__D FROM_TO | STKWGRS5 | 651__D | 185 | 1 | 1 | DUBLIN1_8 | HASSE_P8 | FROM_TO | 73521.13 | -0.01485 | 0.13177 | -0.31567 | 0.40837 | 95.1122 | -62.2789 | 0 | 5784.87 | 2333.453 | Competitive | FALSE | FALSE | FALSE | TRUE | TRUE | TRUE | FALSE | Non-Competitive | Non-Competitive | Non-Competitive | Non-Competitive | Non-Competitive
STKWGRS5 651__D TO_FROM | STKWGRS5 | 651__D | 185 | 1 | 1 | DUBLIN1_8 | HASSE_P8 | TO_FROM | 73521.13 | -0.07159 | 0.014847 | -0.40837 | 0.31567 | 187.6331 | 7.9767 | 0 | 952.609 | 8812.281 | Competitive | FALSE | FALSE | FALSE | FALSE | FALSE | TRUE | TRUE | Non-Competitive | Non-Competitive | Non-Competitive | Non-Competitive | Non-Competitive
STKWGRS5 651__E FROM_TO | STKWGRS5 | 651__E | 249 | 1 | 1 | DUBLIN1_8 | STPHNVIL_8 | FROM_TO | 73521.13 | -0.07181 | 0.014623 | -0.18126 | 0.59141 | 170.943 | -8.5353 | 0 | 954.989 | 8802.833 | Competitive | FALSE | FALSE | FALSE | FALSE | FALSE | TRUE | TRUE | Non-Competitive | Non-Competitive | Non-Competitive | Non-Competitive | Non-Competitive
STKWGRS5 651__E TO_FROM | STKWGRS5 | 651__E | 249 | 1 | 1 | DUBLIN1_8 | STPHNVIL_8 | TO_FROM | 73521.13 | -0.01462 | 0.132 | -0.59141 | 0.18126 | 111.6878 | -45.7669 | 0 | 5784.718 | 2334.353 | Competitive | FALSE | FALSE | FALSE | TRUE | TRUE | TRUE | FALSE | Non-Competitive | Non-Competitive | Non-Competitive | Non-Competitive | Non-Competitive
STMPTHS5 1295__A FROM_TO | STMPTHS5 | 1295__A | 492 | 1 | 1 | TEMP_SS__8 | TEMP_PEC__8 | FROM_TO | 73521.13 | -0.01744 | 0.022281 | -0.27679 | 0.31881 | 38.0305 | -0.85265 | 2819.63 | 2144.452 | 1638.58 | Competitive | FALSE | FALSE | TRUE | TRUE | TRUE | TRUE | FALSE | Non-Competitive | Non-Competitive | Non-Competitive | Non-Competitive | Non-Competitive
STMPTHS5 1295__A TO_FROM | STMPTHS5 | 1295__A | 492 | 1 | 1 | TEMP_SS__8 | TEMP_PEC__8 | TO_FROM | 73521.13 | -0.02228 | 0.017438 | -0.31881 | 0.27679 | 273.3438 | 42.5558 | 0 | 1524.634 | 2293.699 | Competitive | FALSE | FALSE | FALSE | TRUE | TRUE | TRUE | TRUE | Non-Competitive | Non-Competitive | Non-Competitive | Competitive | Competitive
STMPTHS5 1830__A FROM_TO | STMPTHS5 | 1830__A | 83 | 1 | 1 | MCGREGPH1_8 | MCGREG_T_8 | FROM_TO | 73521.13 | -0.00082 | 0.000886 | -0.04472 | 0.92105 | -8.2045 | -11.6607 | 0 | 5907.762 | 1177.335 | Competitive | FALSE | TRUE | TRUE | TRUE | TRUE | TRUE | FALSE | Non-Competitive | Non-Competitive | Non-Competitive | Non-Competitive | Non-Competitive
STMPTHS5 1830__A TO_FROM | STMPTHS5 | 1830__A | 83 | 1 | 1 | MCGREGPH1_8 | MCGREG_T_8 | TO_FROM | 73521.13 | -0.00089 | 0.00082 | -0.92105 | 0.044718 | 21.588 | 6.6448 | 0 | 1041.74 | 5907.762 | Competitive | FALSE | FALSE | FALSE | FALSE | FALSE | TRUE | FALSE | Non-Competitive | Non-Competitive | Non-Competitive | Non-Competitive | Non-Competitive
STMPTHS5 1830__B FROM_TO | STMPTHS5 | 1830__B | 213 | 1 | 1 | SPGVALLYP_8 | MCGREG_T_8 | FROM_TO | 73521.13 | -0.01339 | 0.020747 | -0.4489 | 0.49005 | 139.3369 | -27.0831 | 0 | 1666.269 | 1545.183 | Competitive | FALSE | FALSE | TRUE | TRUE | TRUE | TRUE | FALSE | Non-Competitive | Non-Competitive | Non-Competitive | Non-Competitive | Non-Competitive
STMPTHS5 1830__B TO_FROM | STMPTHS5 | 1830__B | 213 | 1 | 1 | SPGVALLYP_8 | MCGREG_T_8 | TO_FROM | 73521.13 | -0.02075 | 0.013393 | -0.49005 | 0.4489 | 157.5207 | 95.8441 | 732.73 | 1339.455 | 1747.327 | Competitive | FALSE | FALSE | TRUE | TRUE | TRUE | TRUE | TRUE | Non-Competitive | Non-Competitive | Competitive | Competitive | Competitive
STMPTHS5 1830__C FROM_TO | STMPTHS5 | 1830__C | 213 | 1 | 1 | MCGREG_T_8 | TEMPELMC__8 | FROM_TO | 73521.13 | -0.01412 | 0.021634 | -0.0853 | 0.50638 | 133.419 | -40.6583 | 0 | 1666.355 | 1499.699 | Competitive | FALSE | TRUE | TRUE | TRUE | TRUE | TRUE | FALSE | Non-Competitive | Non-Competitive | Non-Competitive | Non-Competitive | Non-Competitive
STMPTHS5 1830__C TO_FROM | STMPTHS5 | 1830__C | 213 | 1 | 1 | MCGREG_T_8 | TEMPELMC__8 | TO_FROM | 73521.13 | -0.02163 | 0.014123 | -0.50638 | 0.085302 | 177.163 | 112.2622 | 732.73 | 1303.116 | 1746.969 | Competitive | FALSE | FALSE | TRUE | TRUE | TRUE | TRUE | TRUE | Non-Competitive | Non-Competitive | Competitive | Competitive | Competitive
STMPTHS5 1830__E FROM_TO | STMPTHS5 | 1830__E | 213 | 1 | 1 | COTTONBELT | SPGVALLYP_8 | FROM_TO | 73521.13 | -0.01329 | 0.020852 | -0.50985 | 0.42599 | 150.2864 | -20.7171 | 0 | 1575.68 | 1546.61 | Competitive | FALSE | FALSE | TRUE | TRUE | TRUE | TRUE | FALSE | Non-Competitive | Non-Competitive | Non-Competitive | Non-Competitive | Non-Competitive
STMPTHS5 1830__E TO_FROM | STMPTHS5 | 1830__E | 213 | 1 | 1 | COTTONBELT | SPGVALLYP_8 | TO_FROM | 73521.13 | -0.02085 | 0.013288 | -0.42599 | 0.50985 | 148.3563 | 88.2187 | 897.73 | 1341.068 | 1659.254 | Competitive | FALSE | FALSE | TRUE | TRUE | TRUE | TRUE | TRUE | Non-Competitive | Non-Competitive | Competitive | Competitive | Competitive
STMPTHS5 1830__F FROM_TO | STMPTHS5 | 1830__F | 213 | 1 | 1 | COTTONBELT | WACOATCO1_8 | FROM_TO | 73521.13 | -0.021 | 0.013144 | -0.28615 | 0.57386 | 131.298 | 77.8106 | 1594.43 | 1343.34 | 1659.322 | Competitive | FALSE | FALSE | TRUE | TRUE | TRUE | TRUE | TRUE | Non-Competitive | Non-Competitive | Competitive | Competitive | Competitive
STMPTHS5 1830__F TO_FROM | STMPTHS5 | 1830__F | 213 | 1 | 1 | COTTONBELT | WACOATCO1_8 | TO_FROM | 73521.13 | -0.01314 | 0.020996 | -0.57386 | 0.28615 | 168.6637 | -15.9937 | 0 | 1575.419 | 1548.621 | Competitive | FALSE | FALSE | TRUE | TRUE | TRUE | TRUE | FALSE | Non-Competitive | Non-Competitive | Non-Competitive | Non-Competitive | Non-Competitive
STMPTHS5 1830__G FROM_TO | STMPTHS5 | 1830__G | 596 | 1 | 1 | WACO_W1_8 | WACOWOOD1_8 | FROM_TO | 73521.13 | -0.01226 | 0.021878 | -0.77395 | 0.15101 | 241.8878 | 41.1953 | 0 | 1604.138 | 1563.608 | Competitive | FALSE | FALSE | TRUE | TRUE | TRUE | TRUE | FALSE | Non-Competitive | Non-Competitive | Non-Competitive | Non-Competitive | Non-Competitive
STMPTHS5 1830__G TO_FROM | STMPTHS5 | 1830__G | 596 | 1 | 1 | WACO_W1_8 | WACOWOOD1_8 | TO_FROM | 73521.13 | -0.02188 | 0.012262 | -0.15101 | 0.77395 | 58.3559 | 15.1529 | 2654.63 | 1359.867 | 1691.32 | Competitive | FALSE | FALSE | TRUE | TRUE | TRUE | TRUE | TRUE | Non-Competitive | Non-Competitive | Competitive | Competitive | Competitive
STMPTHS5 1830__H FROM_TO | STMPTHS5 | 1830__H | 596 | 1 | 1 | WACOWOOD1_8 | WACOATCO1_8 | FROM_TO | 73521.13 | -0.01268 | 0.021465 | -0.71338 | 0.22564 | 211.4317 | 10.7953 | 0 | 1599.994 | 1555.654 | Competitive | FALSE | FALSE | TRUE | TRUE | TRUE | TRUE | FALSE | Non-Competitive | Non-Competitive | Non-Competitive | Non-Competitive | Non-Competitive
STMPTHS5 1830__H TO_FROM | STMPTHS5 | 1830__H | 596 | 1 | 1 | WACOWOOD1_8 | WACOATCO1_8 | TO_FROM | 73521.13 | -0.02146 | 0.012675 | -0.22564 | 0.71338 | 88.7603 | 44.4562 | 2578.13 | 1351.289 | 1686.126 | Competitive | FALSE | FALSE | TRUE | TRUE | TRUE | TRUE | TRUE | Non-Competitive | Non-Competitive | Competitive | Competitive | Competitive
STMPTHS5 280__A FROM_TO | STMPTHS5 | 280__A | 1065 | 1 | 1 | LAKE_CRK1_5 | THOUSE_A_5 | FROM_TO | 73521.13 | -0.09083 | 0.158 | -0.65641 | 0.19119 | 900.9437 | 553.2302 | 2819.63 | 1163.605 | 1895.166 | Competitive | FALSE | FALSE | TRUE | TRUE | TRUE | TRUE | TRUE | Non-Competitive | Non-Competitive | Competitive | Competitive | Competitive
STMPTHS5 280__A TO_FROM | STMPTHS5 | 280__A | 1065 | 1 | 1 | LAKE_CRK1_5 | THOUSE_A_5 | TO_FROM | 73521.13 | -0.158 | 0.090835 | -0.19119 | 0.65641 | 1005.635 | -655.173 | 0 | 1627.519 | 1280.587 | Competitive | FALSE | TRUE | TRUE | TRUE | TRUE | TRUE | TRUE | Non-Competitive | Competitive | Competitive | Competitive | Competitive
STMPTHS5 290__A FROM_TO | STMPTHS5 | 290__A | 1065 | 1 | 1 | LAKE_CRK2_5 | THOUSE__5 | FROM_TO | 73521.13 | -0.26073 | 0.21363 | -0.58188 | 0.3158 | 1299.847 | 862.3549 | 2819.63 | 1344.229 | 1845.45 | Competitive | FALSE | FALSE | TRUE | TRUE | TRUE | TRUE | TRUE | Non-Competitive | Non-Competitive | Competitive | Competitive | Competitive
STMPTHS5 290__A TO_FROM | STMPTHS5 | 290__A | 1065 | 1 | 1 | LAKE_CRK2_5 | THOUSE__5 | TO_FROM | 73521.13 | -0.21363 | 0.26073 | -0.3158 | 0.58188 | 904.4251 | -950.638 | 0 | 1539.709 | 1471.425 | Competitive | FALSE | TRUE | TRUE | TRUE | TRUE | TRUE | TRUE | Non-Competitive | Competitive | Competitive | Competitive | Competitive
STMPTHS5 300__A FROM_TO | STMPTHS5 | 300__A | 1065 | 1 | 1 | LAKE_CRK1_5 | TEMP_SS__5 | FROM_TO | 73521.13 | -0.12979 | 0.29268 | -0.23458 | 0.36548 | 2349.142 | 126.3354 | 0 | 1551.558 | 1337.671 | Competitive | FALSE | TRUE | TRUE | TRUE | TRUE | TRUE | TRUE | Non-Competitive | Competitive | Competitive | Competitive | Competitive
STMPTHS5 300__A TO_FROM | STMPTHS5 | 300__A | 1065 | 1 | 1 | LAKE_CRK1_5 | TEMP_SS__5 | TO_FROM | 73521.13 | -0.29268 | 0.12979 | -0.36548 | 0.23458 | 1014.261 | 487.2665 | 2654.63 | 1177.372 | 1668.083 | Competitive | FALSE | FALSE | TRUE | TRUE | TRUE | TRUE | TRUE | Non-Competitive | Non-Competitive | Competitive | Competitive | Competitive
STMPTHS5 315__A FROM_TO | STMPTHS5 | 315__A | 1065 | 1 | 1 | TEMP_PEC__5 | TEMP_SS__5 | FROM_TO | 73521.13 | -0.01793 | 0.028292 | -0.06034 | 0.86954 | -91.9582 | -173.169 | 0 | 10000 | 1101.313 | Competitive | FALSE | TRUE | TRUE | TRUE | TRUE | TRUE | FALSE | Non-Competitive | Non-Competitive | Non-Competitive | Non-Competitive | Non-Competitive
STMPTHS5 315__A TO_FROM | STMPTHS5 | 315__A | 1065 | 1 | 1 | TEMP_PEC__5 | TEMP_SS__5 | TO_FROM | 73521.13 | -0.02829 | 0.017925 | -0.86954 | 0.060336 | 316.5374 | 215.8336 | 0 | 996.637 | 10000 | Competitive | FALSE | FALSE | FALSE | FALSE | FALSE | TRUE | TRUE | Non-Competitive | Non-Competitive | Non-Competitive | Non-Competitive | Non-Competitive
STMPTMP5 1295__A FROM_TO | STMPTMP5 | 1295__A | 492 | 1 | 1 | TEMP_SS__8 | TEMP_PEC__8 | FROM_TO | 73521.13 | -0.04483 | 0.038054 | -0.32543 | 0.27324 | 233.6687 | 125.1461 | 2819.63 | 1379.99 | 1685.74 | Competitive | FALSE | FALSE | TRUE | TRUE | TRUE | TRUE | TRUE | Non-Competitive | Non-Competitive | Competitive | Competitive | Competitive
STMPTMP5 1295__A TO_FROM | STMPTMP5 | 1295__A | 492 | 1 | 1 | TEMP_SS__8 | TEMP_PEC__8 | TO_FROM | 73521.13 | -0.03805 | 0.044828 | -0.27324 | 0.32543 | 519.2261 | 27.8591 | 0 | 1590.091 | 1565.961 | Competitive | FALSE | FALSE | TRUE | TRUE | TRUE | TRUE | TRUE | Non-Competitive | Non-Competitive | Competitive | Competitive | Competitive
STMPTMP5 1830__A FROM_TO | STMPTMP5 | 1830__A | 83 | 1 | 1 | MCGREGPH1_8 | MCGREG_T_8 | FROM_TO | 73521.13 | -0.00062 | 0.000452 | -0.04489 | 0.92087 | -10.843 | -12.4485 | 0 | 9297.029 | 1070.716 | Competitive | FALSE | TRUE | TRUE | TRUE | TRUE | TRUE | FALSE | Non-Competitive | Non-Competitive | Non-Competitive | Non-Competitive | Non-Competitive
STMPTMP5 1830__A TO_FROM | STMPTMP5 | 1830__A | 83 | 1 | 1 | MCGREGPH1_8 | MCGREG_T_8 | TO_FROM | 73521.13 | -0.00045 | 0.000619 | -0.92087 | 0.044891 | 18.2315 | 10.1922 | 0 | 876.087 | 9297.029 | Competitive | FALSE | FALSE | FALSE | FALSE | FALSE | TRUE | FALSE | Non-Competitive | Non-Competitive | Non-Competitive | Non-Competitive | Non-Competitive
STMPTMP5 1830__B FROM_TO | STMPTMP5 | 1830__B | 213 | 1 | 1 | SPGVALLYP_8 | MCGREG_T_8 | FROM_TO | 73521.13 | -0.0097 | 0.014694 | -0.45014 | 0.4883 | 67.5601 | -22.4704 | 0 | 1648.989 | 1546.723 | Competitive | FALSE | FALSE | TRUE | TRUE | TRUE | TRUE | FALSE | Non-Competitive | Non-Competitive | Non-Competitive | Non-Competitive | Non-Competitive
STMPTMP5 1830__B TO_FROM | STMPTMP5 | 1830__B | 213 | 1 | 1 | SPGVALLYP_8 | MCGREG_T_8 | TO_FROM | 73521.13 | -0.01469 | 0.009695 | -0.4883 | 0.45014 | 127.4893 | 70.8892 | 0 | 1342.134 | 1731.508 | Competitive | FALSE | FALSE | TRUE | TRUE | TRUE | TRUE | FALSE | Non-Competitive | Non-Competitive | Non-Competitive | Non-Competitive | Non-Competitive
STMPTMP5 1830__C FROM_TO | STMPTMP5 | 1830__C | 213 | 1 | 1 | MCGREG_T_8 | TEMPELMC__8 | FROM_TO | 73521.13 | -0.01031 | 0.015145 | -0.08277 | 0.50497 | 47.8584 | -29.5657 | 0 | 1730.233 | 1545.184 | Competitive | FALSE | FALSE | TRUE | TRUE | TRUE | TRUE | FALSE | Non-Competitive | Non-Competitive | Non-Competitive | Non-Competitive | Non-Competitive
STMPTMP5 1830__C TO_FROM | STMPTMP5 | 1830__C | 213 | 1 | 1 | MCGREG_T_8 | TEMPELMC__8 | TO_FROM | 73521.13 | -0.01514 | 0.010314 | -0.50497 | 0.08277 | 152.1331 | 74.1618 | 0 | 1339.583 | 1817.838 | Competitive | FALSE | FALSE | TRUE | TRUE | TRUE | TRUE | FALSE | Non-Competitive | Non-Competitive | Non-Competitive | Non-Competitive | Non-Competitive
STMPTMP5 1830__E FROM_TO | STMPTMP5 | 1830__E | 213 | 1 | 1 | COTTONBELT | SPGVALLYP_8 | FROM_TO | 73521.13 | -0.00959 | 0.014799 | -0.51159 | 0.42372 | 84.8585 | -19.9172 | 0 | 1641.719 | 1548.9 | Competitive | FALSE | FALSE | TRUE | TRUE | TRUE | TRUE | FALSE | Non-Competitive | Non-Competitive | Non-Competitive | Non-Competitive | Non-Competitive
STMPTMP5 1830__E TO_FROM | STMPTMP5 | 1830__E | 213 | 1 | 1 | COTTONBELT | SPGVALLYP_8 | TO_FROM | 73521.13 | -0.0148 | 0.00959 | -0.42372 | 0.51159 | 113.9356 | 70.3964 | 51.53 | 1344.579 | 1724.382 | Competitive | FALSE | FALSE | TRUE | TRUE | TRUE | TRUE | FALSE | Non-Competitive | Non-Competitive | Non-Competitive | Non-Competitive | Non-Competitive
STMPTMP5 1830__F FROM_TO | STMPTMP5 | 1830__F | 213 | 1 | 1 | COTTONBELT | WACOATCO1_8 | FROM_TO | 73521.13 | -0.01494 | 0.009447 | -0.28272 | 0.57614 | 102.8701 | 59.8462 | 272.43 | 1348.067 | 1702.175 | Competitive | FALSE | FALSE | TRUE | TRUE | TRUE | TRUE | FALSE | Non-Competitive | Non-Competitive | Non-Competitive | Non-Competitive | Non-Competitive
STMPTMP5 1830__F TO_FROM | STMPTMP5 | 1830__F | 213 | 1 | 1 | COTTONBELT | WACOATCO1_8 | TO_FROM | 73521.13 | -0.00945 | 0.014942 | -0.57614 | 0.28271 | 97.5941 | -10.7377 | 0 | 1620.333 | 1552.008 | Competitive | FALSE | FALSE | TRUE | TRUE | TRUE | TRUE | FALSE | Non-Competitive | Non-Competitive | Non-Competitive | Non-Competitive | Non-Competitive
STMPTMP5 1830__G FROM_TO | STMPTMP5 | 1830__G | 596 | 1 | 1 | WACO_W1_8 | WACOWOOD1_8 | FROM_TO | 73521.13 | -0.00856 | 0.015824 | -0.77789 | 0.14644 | 176.7356 | 40.7961 | 0 | 1690.349 | 1604.789 | Competitive | FALSE | FALSE | TRUE | TRUE | TRUE | TRUE | FALSE | Non-Competitive | Non-Competitive | Non-Competitive | Non-Competitive | Non-Competitive
STMPTMP5 1830__G TO_FROM | STMPTMP5 | 1830__G | 596 | 1 | 1 | WACO_W1_8 | WACOWOOD1_8 | TO_FROM | 73521.13 | -0.01582 | 0.008565 | -0.14644 | 0.77789 | 24.0889 | -3.9453 | 2578.13 | 1406.465 | 1769.356 | Competitive | FALSE | FALSE | TRUE | TRUE | TRUE | TRUE | FALSE | Non-Competitive | Non-Competitive | Non-Competitive | Non-Competitive | Non-Competitive
STMPTMP5 1830__H FROM_TO | STMPTMP5 | 1830__H | 596 | 1 | 1 | WACOWOOD1_8 | WACOATCO1_8 | FROM_TO | 73521.13 | -0.00898 | 0.015411 | -0.71682 | 0.22169 | 134.2299 | 21.1188 | 0 | 1684.74 | 1581.421 | Competitive | FALSE | FALSE | TRUE | TRUE | TRUE | TRUE | FALSE | Non-Competitive | Non-Competitive | Non-Competitive | Non-Competitive | Non-Competitive
STMPTMP5 1830__H TO_FROM | STMPTMP5 | 1830__H | 596 | 1 | 1 | WACOWOOD1_8 | WACOATCO1_8 | TO_FROM | 73521.13 | -0.01541 | 0.008978 | -0.22169 | 0.71682 | 63.865 | 25.6692 | 732.73 | 1374.9 | 1762.464 | Competitive | FALSE | FALSE | TRUE | TRUE | TRUE | TRUE | FALSE | Non-Competitive | Non-Competitive | Non-Competitive | Non-Competitive | Non-Competitive
STMPTMP5 280__A FROM_TO | STMPTMP5 | 280__A | 1065 | 1 | 1 | LAKE_CRK1_5 | THOUSE_A_5 | FROM_TO | 73521.13 | -0.09031 | 0.15889 | -0.6555 | 0.19256 | 898.9523 | 552.6041 | 2819.63 | 1181.226 | 1894.784 | Competitive | FALSE | FALSE | TRUE | TRUE | TRUE | TRUE | TRUE | Non-Competitive | Non-Competitive | Competitive | Competitive | Competitive
STMPTMP5 280__A TO_FROM | STMPTMP5 | 280__A | 1065 | 1 | 1 | LAKE_CRK1_5 | THOUSE_A_5 | TO_FROM | 73521.13 | -0.15889 | 0.090306 | -0.19256 | 0.6555 | 977.5572 | -653.071 | 0 | 1626.439 | 1299.622 | Competitive | FALSE | TRUE | TRUE | TRUE | TRUE | TRUE | TRUE | Non-Competitive | Competitive | Competitive | Competitive | Competitive
STMPTMP5 290__A FROM_TO | STMPTMP5 | 290__A | 1065 | 1 | 1 | LAKE_CRK2_5 | THOUSE__5 | FROM_TO | 73521.13 | -0.23448 | 0.25059 | -0.51828 | 0.37746 | 1240.526 | 862.5716 | 2819.63 | 2536.716 | 1846.608 | Competitive | FALSE | FALSE | TRUE | TRUE | TRUE | TRUE | TRUE | Non-Competitive | Non-Competitive | Competitive | Competitive | Competitive
STMPTMP5 290__A TO_FROM | STMPTMP5 | 290__A | 1065 | 1 | 1 | LAKE_CRK2_5 | THOUSE__5 | TO_FROM | 73521.13 | -0.25059 | 0.23448 | -0.37746 | 0.51828 | 516.4907 | -894.964 | 0 | 1481.666 | 2698.399 | Competitive | FALSE | FALSE | FALSE | FALSE | TRUE | TRUE | TRUE | Non-Competitive | Non-Competitive | Non-Competitive | Non-Competitive | Competitive
STMPTMP5 300__A FROM_TO | STMPTMP5 | 300__A | 1065 | 1 | 1 | LAKE_CRK1_5 | TEMP_SS__5 | FROM_TO | 73521.13 | -0.11734 | 0.27445 | -0.23547 | 0.32808 | 2075.37 | 36.3059 | 0 | 1568.622 | 1322.204 | Competitive | FALSE | TRUE | TRUE | TRUE | TRUE | TRUE | TRUE | Non-Competitive | Competitive | Competitive | Competitive | Competitive
STMPTMP5 300__A TO_FROM | STMPTMP5 | 300__A | 1065 | 1 | 1 | LAKE_CRK1_5 | TEMP_SS__5 | TO_FROM | 73521.13 | -0.27445 | 0.11734 | -0.32808 | 0.23547 | 1023.03 | 530.0243 | 2654.63 | 1164.346 | 1686.491 | Competitive | FALSE | FALSE | TRUE | TRUE | TRUE | TRUE | TRUE | Non-Competitive | Non-Competitive | Competitive | Competitive | Competitive
STMPTMP5 490__A FROM_TO | STMPTMP5 | 490__A | 1065 | 1 | 1 | THOUSE__5 | TEMP_PEC__5 | FROM_TO | 73521.13 | -0.03763 | 0.058506 | -0.61846 | 0.1006 | 750.3491 | 146.9896 | 0 | 1639.326 | 1566.882 | Competitive | FALSE | FALSE | TRUE | TRUE | TRUE | TRUE | TRUE | Non-Competitive | Non-Competitive | Competitive | Competitive | Competitive
STMPTMP5 490__A TO_FROM | STMPTMP5 | 490__A | 1065 | 1 | 1 | THOUSE__5 | TEMP_PEC__5 | TO_FROM | 73521.13 | -0.05851 | 0.037626 | -0.1006 | 0.61846 | 136.5351 | 14.4539 | 2819.63 | 1363.485 | 1729.938 | Competitive | FALSE | FALSE | TRUE | TRUE | TRUE | TRUE | TRUE | Non-Competitive | Non-Competitive | Competitive | Competitive | Competitive
STMPTMP8 1830__A FROM_TO | STMPTMP8 | 1830__A | 83 | 1 | 1 | MCGREGPH1_8 | MCGREG_T_8 | FROM_TO | 73521.13 | -0.00063 | 0.000557 | -0.04481 | 0.92096 | -10.663 | -12.6376 | 0 | 9223.133 | 1075.183 | Competitive | FALSE | TRUE | TRUE | TRUE | TRUE | TRUE | FALSE | Non-Competitive | Non-Competitive | Non-Competitive | Non-Competitive | Non-Competitive
STMPTMP8 1830__A TO_FROM | STMPTMP8 | 1830__A | 83 | 1 | 1 | MCGREGPH1_8 | MCGREG_T_8 | TO_FROM | 73521.13 | -0.00056 | 0.000634 | -0.92096 | 0.04481 | 19.1734 | 9.9801 | 0 | 892.166 | 9223.133 | Competitive | FALSE | FALSE | FALSE | FALSE | FALSE | TRUE | FALSE | Non-Competitive | Non-Competitive | Non-Competitive | Non-Competitive | Non-Competitive
STMPTMP8 1830__B FROM_TO | STMPTMP8 | 1830__B | 213 | 1 | 1 | SPGVALLYP_8 | MCGREG_T_8 | FROM_TO | 73521.13 | -0.01008 | 0.015716 | -0.44889 | 0.48953 | 82.812 | -28.736 | 0 | 1632.764 | 1547.357 | Competitive | FALSE | FALSE | TRUE | TRUE | TRUE | TRUE | FALSE | Non-Competitive | Non-Competitive | Non-Competitive | Non-Competitive | Non-Competitive
STMPTMP8 1830__B TO_FROM | STMPTMP8 | 1830__B | 213 | 1 | 1 | SPGVALLYP_8 | MCGREG_T_8 | TO_FROM | 73521.13 | -0.01572 | 0.010084 | -0.48953 | 0.44889 | 130.0637 | 82.565 | 51.53 | 1341.759 | 1715.004 | Competitive | FALSE | FALSE | TRUE | TRUE | TRUE | TRUE | FALSE | Non-Competitive | Non-Competitive | Non-Competitive | Non-Competitive | Non-Competitive
STMPTMP8 1830__C FROM_TO | STMPTMP8 | 1830__C | 213 | 1 | 1 | MCGREG_T_8 | TEMPELMC__8 | FROM_TO | 73521.13 | -0.01065 | 0.016272 | -0.08128 | 0.5063 | 62.4473 | -34.9518 | 0 | 1710.926 | 1546.502 | Competitive | FALSE | FALSE | TRUE | TRUE | TRUE | TRUE | FALSE | Non-Competitive | Non-Competitive | Non-Competitive | Non-Competitive | Non-Competitive
STMPTMP8 1830__C TO_FROM | STMPTMP8 | 1830__C | 213 | 1 | 1 | MCGREG_T_8 | TEMPELMC__8 | TO_FROM | 73521.13 | -0.01627 | 0.010651 | -0.5063 | 0.081278 | 154.9576 | 87.2965 | 0 | 1339.708 | 1798.336 | Competitive | FALSE | FALSE | TRUE | TRUE | TRUE | TRUE | FALSE | Non-Competitive | Non-Competitive | Non-Competitive | Non-Competitive | Non-Competitive
STMPTMP8 1830__E FROM_TO | STMPTMP8 | 1830__E | 213 | 1 | 1 | COTTONBELT | SPGVALLYP_8 | FROM_TO | 73521.13 | -0.00998 | 0.015821 | -0.51036 | 0.42492 | 92.8789 | -22.4752 | 0 | 1614.108 | 1549.351 | Competitive | FALSE | FALSE | TRUE | TRUE | TRUE | TRUE | FALSE | Non-Competitive | Non-Competitive | Non-Competitive | Non-Competitive | Non-Competitive
STMPTMP8 1830__E TO_FROM | STMPTMP8 | 1830__E | 213 | 1 | 1 | COTTONBELT | SPGVALLYP_8 | TO_FROM | 73521.13 | -0.01582 | 0.009979 | -0.42492 | 0.51036 | 120.3398 | 74.8592 | 272.43 | 1343.997 | 1695.462 | Competitive | FALSE | FALSE | TRUE | TRUE | TRUE | TRUE | FALSE | Non-Competitive | Non-Competitive | Non-Competitive | Non-Competitive | Non-Competitive
STMPTMP8 1830__F FROM_TO | STMPTMP8 | 1830__F | 213 | 1 | 1 | COTTONBELT | WACOATCO1_8 | FROM_TO | 73521.13 | -0.01597 | 0.009835 | -0.28386 | 0.57494 | 108.7256 | 64.3359 | 563.23 | 1347.181 | 1602.675 | Competitive | FALSE | FALSE | TRUE | TRUE | TRUE | TRUE | FALSE | Non-Competitive | Non-Competitive | Non-Competitive | Non-Competitive | Non-Competitive
STMPTMP8 1830__F TO_FROM | STMPTMP8 | 1830__F | 213 | 1 | 1 | COTTONBELT | WACOATCO1_8 | TO_FROM | 73521.13 | -0.00983 | 0.015965 | -0.57494 | 0.28386 | 105.7464 | -13.6121 | 0 | 1528.962 | 1552.185 | Competitive | FALSE | FALSE | TRUE | TRUE | TRUE | TRUE | FALSE | Non-Competitive | Non-Competitive | Non-Competitive | Non-Competitive | Non-Competitive
STMPTMP8 1830__G FROM_TO | STMPTMP8 | 1830__G | 596 | 1 | 1 | WACO_W1_8 | WACOWOOD1_8 | FROM_TO | 73521.13 | -0.00895 | 0.016847 | -0.77677 | 0.14753 | 183.8707 | 38.9493 | 0 | 1676.043 | 1604.117 | Competitive | FALSE | FALSE | TRUE | TRUE | TRUE | TRUE | FALSE | Non-Competitive | Non-Competitive | Non-Competitive | Non-Competitive | Non-Competitive
STMPTMP8 1830__G TO_FROM | STMPTMP8 | 1830__G | 596 | 1 | 1 | WACO_W1_8 | WACOWOOD1_8 | TO_FROM | 73521.13 | -0.01685 | 0.008953 | -0.14753 | 0.77677 | 26.2757 | 0.75116 | 2654.63 | 1404.659 | 1764.177 | Competitive | FALSE | FALSE | TRUE | TRUE | TRUE | TRUE | FALSE | Non-Competitive | Non-Competitive | Non-Competitive | Non-Competitive | Non-Competitive
STMPTMP8 1830__H FROM_TO | STMPTMP8 | 1830__H | 596 | 1 | 1 | WACOWOOD1_8 | WACOATCO1_8 | FROM_TO | 73521.13 | -0.00937 | 0.016434 | -0.71567 | 0.22282 | 142.4734 | 18.7888 | 0 | 1591.245 | 1563.437 | Competitive | FALSE | FALSE | TRUE | TRUE | TRUE | TRUE | FALSE | Non-Competitive | Non-Competitive | Non-Competitive | Non-Competitive | Non-Competitive
STMPTMP8 1830__H TO_FROM | STMPTMP8 | 1830__H | 596 | 1 | 1 | WACOWOOD1_8 | WACOATCO1_8 | TO_FROM | 73521.13 | -0.01643 | 0.009366 | -0.22282 | 0.71567 | 71.7501 | 30.225 | 897.73 | 1359.408 | 1666.255 | Competitive | FALSE | FALSE | TRUE | TRUE | TRUE | TRUE | FALSE | Non-Competitive | Non-Competitive | Non-Competitive | Non-Competitive | Non-Competitive
STMPTMP8 280__A FROM_TO | STMPTMP8 | 280__A | 1065 | 1 | 1 | LAKE_CRK1_5 | THOUSE_A_5 | FROM_TO | 73521.13 | -0.08973 | 0.15988 | -0.65447 | 0.19336 | 892.8669 | 548.4288 | 2819.63 | 1204.86 | 1879.781 | Competitive | FALSE | FALSE | TRUE | TRUE | TRUE | TRUE | TRUE | Non-Competitive | Non-Competitive | Competitive | Competitive | Competitive
STMPTMP8 280__A TO_FROM | STMPTMP8 | 280__A | 1065 | 1 | 1 | LAKE_CRK1_5 | THOUSE_A_5 | TO_FROM | 73521.13 | -0.15989 | 0.089732 | -0.19336 | 0.65447 | 969.1122 | -647.451 | 0 | 1612.368 | 1325.201 | Competitive | FALSE | TRUE | TRUE | TRUE | TRUE | TRUE | TRUE | Non-Competitive | Competitive | Competitive | Competitive | Competitive
STMPTMP8 290__A FROM_TO | STMPTMP8 | 290__A | 1065 | 1 | 1 | LAKE_CRK2_5 | THOUSE__5 | FROM_TO | 73521.13 | -0.18072 | 0.29851 | -0.43725 | 0.41951 | 924.0617 | 629.9597 | 2855.63 | 6252.671 | 1865.688 | Competitive | FALSE | FALSE | TRUE | TRUE | TRUE | TRUE | TRUE | Non-Competitive | Non-Competitive | Competitive | Competitive | Competitive
STMPTMP8 290__A TO_FROM | STMPTMP8 | 290__A | 1065 | 1 | 1 | LAKE_CRK2_5 | THOUSE__5 | TO_FROM | 73521.13 | -0.29851 | 0.18072 | -0.41951 | 0.43725 | 402.2526 | -613.471 | 0 | 1343.109 | 6297.826 | Competitive | FALSE | FALSE | FALSE | FALSE | FALSE | TRUE | TRUE | Non-Competitive | Non-Competitive | Non-Competitive | Non-Competitive | Non-Competitive
STMPTMP8 300__A FROM_TO | STMPTMP8 | 300__A | 1065 | 1 | 1 | LAKE_CRK1_5 | TEMP_SS__5 | FROM_TO | 73521.13 | -0.09284 | 0.23102 | -0.17046 | 0.28975 | 1690.724 | 106.8679 | 0 | 1655.989 | 1433.863 | Competitive | FALSE | TRUE | TRUE | TRUE | TRUE | TRUE | TRUE | Non-Competitive | Competitive | Competitive | Competitive | Competitive
STMPTMP8 300__A TO_FROM | STMPTMP8 | 300__A | 1065 | 1 | 1 | LAKE_CRK1_5 | TEMP_SS__5 | TO_FROM | 73521.13 | -0.23102 | 0.092839 | -0.28975 | 0.17045 | 724.913 | 317.5609 | 2654.63 | 1253.793 | 1762.176 | Competitive | FALSE | FALSE | TRUE | TRUE | TRUE | TRUE | TRUE | Non-Competitive | Non-Competitive | Competitive | Competitive | Competitive
STMPTMP8 315__A FROM_TO | STMPTMP8 | 315__A | 1065 | 1 | 1 | TEMP_PEC__5 | TEMP_SS__5 | FROM_TO | 73521.13 | -0.07486 | 0.13598 | -0.17081 | 0.6968 | 1163.631 | -173.637 | 0 | 1499.899 | 1212.941 | Competitive | FALSE | TRUE | TRUE | TRUE | TRUE | TRUE | TRUE | Non-Competitive | Competitive | Competitive | Competitive | Competitive
STMPTMP8 315__A TO_FROM | STMPTMP8 | 315__A | 1065 | 1 | 1 | TEMP_PEC__5 | TEMP_SS__5 | TO_FROM | 73521.13 | -0.13598 | 0.074855 | -0.6968 | 0.17081 | 879.0455 | 569.9571 | 2819.63 | 1074.575 | 1643.509 | Competitive | FALSE | FALSE | TRUE | TRUE | TRUE | TRUE | TRUE | Non-Competitive | Non-Competitive | Competitive | Competitive | Competitive
STMPTMP8 490__A FROM_TO | STMPTMP8 | 490__A | 1065 | 1 | 1 | THOUSE__5 | TEMP_PEC__5 | FROM_TO | 73521.13 | -0.07657 | 0.12712 | -0.21557 | 0.21676 | 1360.776 | 32.0905 | 0 | 1521.788 | 1387.057 | Competitive | FALSE | TRUE | TRUE | TRUE | TRUE | TRUE | TRUE | Non-Competitive | Competitive | Competitive | Competitive | Competitive
STMPTMP8 490__A TO_FROM | STMPTMP8 | 490__A | 1065 | 1 | 1 | THOUSE__5 | TEMP_PEC__5 | TO_FROM | 73521.13 | -0.12712 | 0.076569 | -0.21676 | 0.21557 | 645.2174 | 348.6308 | 2819.63 | 1214.213 | 1647.292 | Competitive | FALSE | FALSE | TRUE | TRUE | TRUE | TRUE | TRUE | Non-Competitive | Non-Competitive | Competitive | Competitive | Competitive