## SCED Historical Long-Term CCT
[10 empty] | NPRR 469 | [9 empty] | EC1T1 | [6 empty] | EC1T1 |  |  |  |  | Total Number of Mitigated Resources
[20 empty] | 1000 | 1500 | 2000 | 2500 | 3000 |  |  | 1000 | 1500 | 2000 | 2500 | 3000 | ECIT1=1000 |  |  | ECIT1=1500 |  |  | ECIT1=2000 |  |  | ECIT1=2500 |  |  | ECIT1=3000
str | contingency | constraint | linelimit | devicecnt | cktcnt | frombus | tobus | direction | sys_total_load | mingensf | maxgensf | minbussf | maxbussf | worst_flow | pivotal_flow | under_gen_mw | ecim23_p | ecim23_n | cur_cct_flag | Imp ECI<Threshold | Imp ECI<Threshold | Imp ECI<Threshold | Imp ECI<Threshold | Imp ECI<Threshold | No pivotal player | SF<= -2% | NEW_CCT_FLAG | NEW_CCT_FLAG | NEW_CCT_FLAG | NEW_CCT_FLAG | NEW_CCT_FLAG | DMEECP=10% | DMEECP=5% | DMEECP=2% | DMEECP=10% | DMEECP=5% | DMEECP=2% | DMEECP=10% | DMEECP=5% | DMEECP=2% | DMEECP=10% | DMEECP=5% | DMEECP=2% | DMEECP=10% | DMEECP=5% | DMEECP=2%
BASE CASE 365__A FROM_TO | BASE CASE | 365__A | 1673 | 0 | 0 | MTENTRPR_5 | MTENTRPR_5G | FROM_TO | 73521.13 | -1 | 0 | -1 | 0 | 0 | 0 | 0 | 0 | 10000 | Competitive | 0 | 0 | 0 | 0 | 0 | 1 | 1 | Non-Competitive | Non-Competitive | Non-Competitive | Non-Competitive | Non-Competitive | 4 | 4 | 4 | 4 | 4 | 4 | 4 | 4 | 4 | 4 | 4 | 4 | 4 | 4 | 4
BASE CASE 365__A TO_FROM | BASE CASE | 365__A | 1673 | 0 | 0 | MTENTRPR_5 | MTENTRPR_5G | TO_FROM | 73521.13 | 0 | 1 | 0 | 1 | 945.7 | 0 | 0 | 10000 | 0 | Competitive | 1 | 1 | 1 | 1 | 1 | 1 | 0 | Non-Competitive | Non-Competitive | Non-Competitive | Non-Competitive | Non-Competitive | 0 | 0 | 0 | 0 | 0 | 0 | 0 | 0 | 0 | 0 | 0 | 0 | 0 | 0 | 0
BASE CASE 412T412_1 FROM_TO | BASE CASE | 412T412_1 | 598 | 0 | 0 | L_GARFIE5_1Y | L_MAHACR5_1Y | FROM_TO | 73521.13 | -1 | 0 | -1 | 0 | 0 | 0 | 0 | 0 | 10000 | Competitive | 0 | 0 | 0 | 0 | 0 | 1 | 1 | Non-Competitive | Non-Competitive | Non-Competitive | Non-Competitive | Non-Competitive | 3 | 3 | 3 | 3 | 3 | 3 | 3 | 3 | 3 | 3 | 3 | 3 | 3 | 3 | 3
BASE CASE 412T412_1 TO_FROM | BASE CASE | 412T412_1 | 598 | 0 | 0 | L_GARFIE5_1Y | L_MAHACR5_1Y | TO_FROM | 73521.13 | 0 | 1 | 0 | 1 | 561.54 | 0 | 0 | 10000 | 0 | Competitive | 1 | 1 | 1 | 1 | 1 | 1 | 0 | Non-Competitive | Non-Competitive | Non-Competitive | Non-Competitive | Non-Competitive | 0 | 0 | 0 | 0 | 0 | 0 | 0 | 0 | 0 | 0 | 0 | 0 | 0 | 0 | 0
BASE CASE 6437__C FROM_TO | BASE CASE | 6437__C | 393 | 0 | 0 | GOLDENSW_8 | BRAND_8 | FROM_TO | 73521.13 | -0.01959 | 0.2828 | -0.69725 | 0.2828 | 187.7281 | 3.8179 | 0 | 4723.011 | 4091.305 | Competitive | 0 | 0 | 0 | 0 | 0 | 1 | 0 | Non-Competitive | Non-Competitive | Non-Competitive | Non-Competitive | Non-Competitive | 0 | 0 | 0 | 0 | 0 | 0 | 0 | 0 | 0 | 0 | 0 | 0 | 0 | 0 | 0
BASE CASE 6437__C TO_FROM | BASE CASE | 6437__C | 393 | 0 | 0 | GOLDENSW_8 | BRAND_8 | TO_FROM | 73521.13 | -0.00228 | 0.23552 | -0.2828 | 0.69725 | 78.2742 | -27.575 | 0 | 9647.485 | 2418.834 | Competitive | 0 | 0 | 0 | 1 | 1 | 1 | 0 | Non-Competitive | Non-Competitive | Non-Competitive | Non-Competitive | Non-Competitive | 2 | 2 | 2 | 2 | 2 | 2 | 2 | 2 | 2 | 2 | 2 | 2 | 2 | 2 | 2
BASE CASE 6438__A FROM_TO | BASE CASE | 6438__A | 299 | 0 | 0 | SUN_8 | GOLDENSW_8 | FROM_TO | 73521.13 | -0.01959 | 0.23493 | -0.7172 | 0.23493 | 116.2612 | 3.8179 | 0 | 3858.729 | 4091.305 | Competitive | 0 | 0 | 0 | 0 | 0 | 1 | 0 | Non-Competitive | Non-Competitive | Non-Competitive | Non-Competitive | Non-Competitive | 0 | 0 | 0 | 0 | 0 | 0 | 0 | 0 | 0 | 0 | 0 | 0 | 0 | 0 | 0
BASE CASE 6438__A TO_FROM | BASE CASE | 6438__A | 299 | 0 | 0 | SUN_8 | GOLDENSW_8 | TO_FROM | 73521.13 | -0.00228 | 0.7172 | -0.23493 | 0.7172 | 259.773 | -27.575 | 0 | 8676.326 | 2418.834 | Competitive | 0 | 0 | 0 | 1 | 1 | 1 | 0 | Non-Competitive | Non-Competitive | Non-Competitive | Non-Competitive | Non-Competitive | 2 | 2 | 2 | 2 | 2 | 2 | 2 | 2 | 2 | 2 | 2 | 2 | 2 | 2 | 2
BASE CASE ASPM_69T1 FROM_TO | BASE CASE | ASPM_69T1 | 63 | 0 | 0 | ASPM2A | ASPM4A | FROM_TO | 73521.13 | -0.00275 | 0.010844 | -0.21262 | 0.55129 | -9.4792 | -16.2539 | 0 | 5207.624 | 3953.399 | Competitive | 0 | 0 | 0 | 0 | 0 | 1 | 0 | Non-Competitive | Non-Competitive | Non-Competitive | Non-Competitive | Non-Competitive | 2 | 2 | 2 | 2 | 2 | 2 | 2 | 2 | 2 | 2 | 2 | 2 | 2 | 2 | 2
BASE CASE ASPM_69T1 TO_FROM | BASE CASE | ASPM_69T1 | 63 | 0 | 0 | ASPM2A | ASPM4A | TO_FROM | 73521.13 | -0.00029 | 0.096483 | -0.55129 | 0.21262 | 53.3135 | 12.7544 | 0 | 7513.982 | 3695.052 | Competitive | 0 | 0 | 0 | 0 | 0 | 1 | 0 | Non-Competitive | Non-Competitive | Non-Competitive | Non-Competitive | Non-Competitive | 0 | 0 | 0 | 0 | 0 | 0 | 0 | 0 | 0 | 0 | 0 | 0 | 0 | 0 | 0
BASE CASE BOW_JOHN_1 FROM_TO | BASE CASE | BOW_JOHN_1 | 14 | 0 | 0 | BOWIE9 | JOHNSONSW | FROM_TO | 73521.13 | -0.01027 | 0.047182 | -0.56192 | 0.35873 | 33.8961 | -25.4462 | 0 | 5348.668 | 2263.889 | Competitive | 0 | 0 | 0 | 1 | 1 | 1 | 0 | Non-Competitive | Non-Competitive | Non-Competitive | Non-Competitive | Non-Competitive | 0 | 0 | 0 | 0 | 0 | 0 | 0 | 0 | 0 | 0 | 0 | 0 | 0 | 0 | 0
BASE CASE BOW_JOHN_1 TO_FROM | BASE CASE | BOW_JOHN_1 | 14 | 0 | 0 | BOWIE9 | JOHNSONSW | TO_FROM | 73521.13 | -0.02395 | 0.010266 | -0.35873 | 0.56192 | 53.4897 | -5.2798 | 0 | 1994.635 | 10000 | Competitive | 0 | 0 | 0 | 0 | 0 | 1 | 1 | Non-Competitive | Non-Competitive | Non-Competitive | Non-Competitive | Non-Competitive | 3 | 3 | 3 | 3 | 3 | 3 | 3 | 3 | 3 | 3 | 3 | 3 | 3 | 3 | 3
BASE CASE BRUNI_69_1 FROM_TO | BASE CASE | BRUNI_69_1 | 37 | 0 | 0 | BRUNISUB9 | BRUNISUB8 | FROM_TO | 73521.13 | -0.00937 | 0.014444 | -0.04801 | 0.81597 | 22.0064 | -15.7984 | 0 | 8835.418 | 2369.218 | Competitive | 0 | 0 | 0 | 1 | 1 | 1 | 0 | Non-Competitive | Non-Competitive | Non-Competitive | Non-Competitive | Non-Competitive | 0 | 0 | 0 | 0 | 0 | 0 | 0 | 0 | 0 | 0 | 0 | 0 | 0 | 0 | 0
BASE CASE BRUNI_69_1 TO_FROM | BASE CASE | BRUNI_69_1 | 37 | 0 | 0 | BRUNISUB9 | BRUNISUB8 | TO_FROM | 73521.13 | -0.01444 | 0.032524 | -0.81597 | 0.048011 | 38.8783 | -6.6343 | 0 | 10000 | 10000 | Competitive | 0 | 0 | 0 | 0 | 0 | 1 | 0 | Non-Competitive | Non-Competitive | Non-Competitive | Non-Competitive | Non-Competitive | 0 | 0 | 0 | 0 | 0 | 0 | 0 | 0 | 0 | 0 | 0 | 0 | 0 | 0 | 0
BASE CASE B_DAVI_WOOLRI1_1 FROM_TO | BASE CASE | B_DAVI_WOOLRI1_1 | 330 | 0 | 0 | B_DAVIS4A | WOOLRIDG4A | FROM_TO | 73521.13 | -0.02179 | 0.14455 | -0.17711 | 0.14455 | 199.5106 | -5.5183 | 0 | 9965.172 | 3484.906 | Competitive | 0 | 0 | 0 | 0 | 0 | 1 | 1 | Non-Competitive | Non-Competitive | Non-Competitive | Non-Competitive | Non-Competitive | 6 | 6 | 6 | 6 | 6 | 6 | 6 | 6 | 6 | 6 | 6 | 6 | 6 | 6 | 6
BASE CASE B_DAVI_WOOLRI1_1 TO_FROM | BASE CASE | B_DAVI_WOOLRI1_1 | 330 | 0 | 0 | B_DAVIS4A | WOOLRIDG4A | TO_FROM | 73521.13 | -0.14454 | 0.021793 | -0.14454 | 0.17711 | 24.5747 | -43.7442 | 0 | 3129.28 | 9965.172 | Competitive | 0 | 0 | 0 | 0 | 0 | 1 | 1 | Non-Competitive | Non-Competitive | Non-Competitive | Non-Competitive | Non-Competitive | 4 | 4 | 4 | 4 | 4 | 4 | 4 | 4 | 4 | 4 | 4 | 4 | 4 | 4 | 4
BASE CASE CTHR_SONR1_1 FROM_TO | BASE CASE | CTHR_SONR1_1 | 154 | 0 | 0 | SONR4A | CTHR4A | FROM_TO | 73521.13 | -0.21977 | 0.081612 | -0.7118 | 0.17359 | 296.2419 | -64.6263 | 0 | 5325.479 | 9550.887 | Competitive | 0 | 0 | 0 | 0 | 0 | 1 | 1 | Non-Competitive | Non-Competitive | Non-Competitive | Non-Competitive | Non-Competitive | 29 | 29 | 29 | 29 | 29 | 29 | 29 | 29 | 29 | 29 | 29 | 29 | 29 | 29 | 29
BASE CASE CTHR_SONR1_1 TO_FROM | BASE CASE | CTHR_SONR1_1 | 154 | 0 | 0 | SONR4A | CTHR4A | TO_FROM | 73521.13 | -0.01514 | 0.21977 | -0.17359 | 0.7118 | 147.9609 | -10.0757 | 0 | 7077.486 | 2183.35 | Competitive | 0 | 0 | 0 | 1 | 1 | 1 | 0 | Non-Competitive | Non-Competitive | Non-Competitive | Non-Competitive | Non-Competitive | 0 | 0 | 0 | 0 | 0 | 0 | 0 | 0 | 0 | 0 | 0 | 0 | 0 | 0 | 0
BASE CASE DKE_JAT_1 FROM_TO | BASE CASE | DKE_JAT_1 | 32 | 0 | 0 | DKEC2A | JATN2A | FROM_TO | 73521.13 | -0.0001 | 0.077932 | -0.57963 | 0.37994 | 23.2919 | -2.7207 | 0 | 4786.935 | 811.751 | Competitive | 1 | 1 | 1 | 1 | 1 | 1 | 0 | Non-Competitive | Non-Competitive | Non-Competitive | Non-Competitive | Non-Competitive | 0 | 0 | 0 | 0 | 0 | 0 | 0 | 0 | 0 | 0 | 0 | 0 | 0 | 0 | 0
BASE CASE DKE_JAT_1 TO_FROM | BASE CASE | DKE_JAT_1 | 32 | 0 | 0 | DKEC2A | JATN2A | TO_FROM | 73521.13 | -0.00091 | 0.015897 | -0.37994 | 0.57963 | 7.8925 | 1.2312 | 0 | 5207.624 | 3764.851 | Competitive | 0 | 0 | 0 | 0 | 0 | 1 | 0 | Non-Competitive | Non-Competitive | Non-Competitive | Non-Competitive | Non-Competitive | 0 | 0 | 0 | 0 | 0 | 0 | 0 | 0 | 0 | 0 | 0 | 0 | 0 | 0 | 0
BASE CASE ECRSW_FMR1 FROM_TO | BASE CASE | ECRSW_FMR1 | 24 | 0 | 0 | ENSCRKSS_9 | ENSCRKSS_8 | FROM_TO | 73521.13 | -0.00026 | 0 | -0.00026 | 0.99974 | -19.3835 | -19.371 | 0 | 0 | 795.756 | Competitive | 1 | 1 | 1 | 1 | 1 | 1 | 0 | Non-Competitive | Non-Competitive | Non-Competitive | Non-Competitive | Non-Competitive | 0 | 0 | 0 | 0 | 0 | 0 | 0 | 0 | 0 | 0 | 0 | 0 | 0 | 0 | 0
BASE CASE ECRSW_FMR1 TO_FROM | BASE CASE | ECRSW_FMR1 | 24 | 0 | 0 | ENSCRKSS_9 | ENSCRKSS_8 | TO_FROM | 73521.13 | 0 | 0.000263 | -0.99974 | 0.000263 | 19.3735 | 19.371 | 0 | 696.487 | 0 | Competitive | 1 | 1 | 1 | 1 | 1 | 1 | 0 | Non-Competitive | Non-Competitive | Non-Competitive | Non-Competitive | Non-Competitive | 0 | 0 | 0 | 0 | 0 | 0 | 0 | 0 | 0 | 0 | 0 | 0 | 0 | 0 | 0
BASE CASE ESKSW_FMR1 FROM_TO | BASE CASE | ESKSW_FMR1 | 88 | 0 | 0 | ESKOTA_9 | ESKOTA_8 | FROM_TO | 73521.13 | -0.00225 | 0.043255 | -0.18021 | 0.51376 | -16.555 | -41.3485 | 0 | 4269.456 | 4935.969 | Competitive | 0 | 0 | 0 | 0 | 0 | 1 | 0 | Non-Competitive | Non-Competitive | Non-Competitive | Non-Competitive | Non-Competitive | 1 | 1 | 1 | 1 | 1 | 1 | 1 | 1 | 1 | 1 | 1 | 1 | 1 | 1 | 1
BASE CASE ESKSW_FMR1 TO_FROM | BASE CASE | ESKSW_FMR1 | 88 | 0 | 0 | ESKOTA_9 | ESKOTA_8 | TO_FROM | 73521.13 | -0.00953 | 0.18021 | -0.51376 | 0.18021 | 92.5593 | 37.1773 | 0 | 5207.624 | 10000 | Competitive | 0 | 0 | 0 | 0 | 0 | 1 | 0 | Non-Competitive | Non-Competitive | Non-Competitive | Non-Competitive | Non-Competitive | 0 | 0 | 0 | 0 | 0 | 0 | 0 | 0 | 0 | 0 | 0 | 0 | 0 | 0 | 0
BASE CASE ESKSW_STRENT_1 FROM_TO | BASE CASE | ESKSW_STRENT_1 | 115 | 0 | 0 | ESKOTA_8 | STWF_1_8 | FROM_TO | 73521.13 | 0 | 0 | -1 | 0 | 0 | 0 | 0 | 0 | 0 | Competitive | 1 | 1 | 1 | 1 | 1 | 1 | 0 | Non-Competitive | Non-Competitive | Non-Competitive | Non-Competitive | Non-Competitive | 0 | 0 | 0 | 0 | 0 | 0 | 0 | 0 | 0 | 0 | 0 | 0 | 0 | 0 | 0
BASE CASE ESKSW_STRENT_1 TO_FROM | BASE CASE | ESKSW_STRENT_1 | 115 | 0 | 0 | ESKOTA_8 | STWF_1_8 | TO_FROM | 73521.13 | 0 | 1 | 0 | 1 | 99.176 | 0 | 0 | 10000 | 0 | Competitive | 1 | 1 | 1 | 1 | 1 | 1 | 0 | Non-Competitive | Non-Competitive | Non-Competitive | Non-Competitive | Non-Competitive | 0 | 0 | 0 | 0 | 0 | 0 | 0 | 0 | 0 | 0 | 0 | 0 | 0 | 0 | 0
BASE CASE FORMOSA_TR22 FROM_TO | BASE CASE | FORMOSA_TR22 | 100 | 0 | 0 | FORMOSA_13_9 | FORMOSA4A | FROM_TO | 73521.13 | -0.00317 | 0.49956 | -0.00317 | 0.65116 | 101.8027 | -233.064 | 0 | 10000 | 806.887 | Non-Competi | 1 | 1 | 1 | 1 | 1 | 1 | 0 | Non-Competitive | Non-Competitive | Non-Competitive | Non-Competitive | Non-Competitive | 0 | 0 | 0 | 0 | 0 | 0 | 0 | 0 | 0 | 0 | 0 | 0 | 0 | 0 | 0
BASE CASE FORMOSA_TR22 TO_FROM | BASE CASE | FORMOSA_TR22 | 100 | 0 | 0 | FORMOSA_13_9 | FORMOSA4A | TO_FROM | 73521.13 | -0.49956 | 0.00317 | -0.65116 | 0.00317 | 233.345 | 233.0638 | 0 | 705.034 | 10000 | Non-Competi | 0 | 0 | 0 | 0 | 0 | 0 | 1 | Non-Competitive | Non-Competitive | Non-Competitive | Non-Competitive | Non-Competitive | 9 | 9 | 9 | 9 | 9 | 9 | 9 | 9 | 9 | 9 | 9 | 9 | 9 | 9 | 9
BASE CASE FRIR_SONR1_1 FROM_TO | BASE CASE | FRIR_SONR1_1 | 37 | 0 | 0 | SONR2A | FRIR2A | FROM_TO | 73521.13 | -0.00865 | 0.026917 | -0.72209 | 0.13229 | 133.768 | -20.1094 | 0 | 2150.331 | 2238.444 | Competitive | 0 | 0 | 0 | 1 | 1 | 1 | 0 | Non-Competitive | Non-Competitive | Non-Competitive | Non-Competitive | Non-Competitive | 0 | 0 | 0 | 0 | 0 | 0 | 0 | 0 | 0 | 0 | 0 | 0 | 0 | 0 | 0
BASE CASE FRIR_SONR1_1 TO_FROM | BASE CASE | FRIR_SONR1_1 | 37 | 0 | 0 | SONR2A | FRIR2A | TO_FROM | 73521.13 | -0.01037 | 0.008647 | -0.13229 | 0.72209 | 66.2828 | 7.8812 | 0 | 1800.059 | 2730.067 | Competitive | 0 | 0 | 0 | 0 | 1 | 1 | 0 | Non-Competitive | Non-Competitive | Non-Competitive | Non-Competitive | Non-Competitive | 0 | 0 | 0 | 0 | 0 | 0 | 0 | 0 | 0 | 0 | 0 | 0 | 0 | 0 | 0
BASE CASE GBY_AT2 FROM_TO | BASE CASE | GBY_AT2 | 400 | 0 | 0 | GRNBYU__345A | 49128_STAR | FROM_TO | 73521.13 | -0.2208 | 0.092553 | -0.39807 | 0.092553 | 1021.6 | 22.1109 | 0 | 5177.452 | 2705.066 | Competitive | 0 | 0 | 0 | 0 | 1 | 1 | 1 | Non-Competitive | Non-Competitive | Non-Competitive | Non-Competitive | Competitive | 38 | 40 | 61 | 38 | 40 | 61 | 38 | 40 | 61 | 38 | 40 | 61 | 0 | 0 | 0
BASE CASE GBY_AT2 TO_FROM | BASE CASE | GBY_AT2 | 400 | 0 | 0 | GRNBYU__345A | 49128_STAR | TO_FROM | 73521.13 | -0.09255 | 0.2208 | -0.09255 | 0.39807 | 272.2225 | -747.928 | 0 | 2701.71 | 5200.183 | Competitive | 0 | 0 | 0 | 0 | 0 | 1 | 1 | Non-Competitive | Non-Competitive | Non-Competitive | Non-Competitive | Non-Competitive | 5 | 9 | 9 | 5 | 9 | 9 | 5 | 9 | 9 | 5 | 9 | 9 | 5 | 9 | 9
BASE CASE GBY_AT2L FROM_TO | BASE CASE | GBY_AT2L | 400 | 0 | 0 | GRNBYU__138C | 49128_STAR | FROM_TO | 73521.13 | -0.09255 | 0.2208 | -0.66104 | 0.39807 | 272.2225 | -747.928 | 0 | 2701.71 | 5200.183 | Competitive | 0 | 0 | 0 | 0 | 0 | 1 | 1 | Non-Competitive | Non-Competitive | Non-Competitive | Non-Competitive | Non-Competitive | 5 | 9 | 9 | 5 | 9 | 9 | 5 | 9 | 9 | 5 | 9 | 9 | 5 | 9 | 9
BASE CASE GBY_AT2L TO_FROM | BASE CASE | GBY_AT2L | 400 | 0 | 0 | GRNBYU__138C | 49128_STAR | TO_FROM | 73521.13 | -0.2208 | 0.092553 | -0.39807 | 0.66104 | 1021.6 | 22.1109 | 0 | 5177.452 | 2705.066 | Competitive | 0 | 0 | 0 | 0 | 1 | 1 | 1 | Non-Competitive | Non-Competitive | Non-Competitive | Non-Competitive | Competitive | 38 | 40 | 61 | 38 | 40 | 61 | 38 | 40 | 61 | 38 | 40 | 61 | 0 | 0 | 0
BASE CASE LAQUIN_LOBO1_1 FROM_TO | BASE CASE | LAQUIN_LOBO1_1 | 211 | 0 | 0 | LOBO4A | LAQUNTA4A | FROM_TO | 73521.13 | -0.04068 | 0.10344 | -0.72871 | 0.11857 | 217.1681 | -19.5107 | 0 | 3334.961 | 2866.534 | Non-Competi | 0 | 0 | 0 | 0 | 1 | 1 | 1 | Non-Competitive | Non-Competitive | Non-Competitive | Non-Competitive | Competitive | 16 | 22 | 28 | 16 | 22 | 28 | 16 | 22 | 28 | 16 | 22 | 28 | 0 | 0 | 0
BASE CASE LAQUIN_LOBO1_1 TO_FROM | BASE CASE | LAQUIN_LOBO1_1 | 211 | 0 | 0 | LOBO4A | LAQUNTA4A | TO_FROM | 73521.13 | -0.10344 | 0.72871 | -0.11857 | 0.72871 | 248.7308 | -162.323 | 0 | 8471.725 | 5000 | Non-Competi | 0 | 0 | 0 | 0 | 0 | 1 | 1 | Non-Competitive | Non-Competitive | Non-Competitive | Non-Competitive | Non-Competitive | 2 | 2 | 2 | 2 | 2 | 2 | 2 | 2 | 2 | 2 | 2 | 2 | 2 | 2 | 2
BASE CASE LC_NEW60_A FROM_TO | BASE CASE | LC_NEW60_A | 336 | 0 | 0 | NEWGLF608000 | S_LANE__138A | FROM_TO | 73521.13 | -0.18468 | 0.63114 | -0.23177 | 0.685 | 332.0588 | -239.111 | 0 | 5146.472 | 6475.828 | Non-Competi | 0 | 0 | 0 | 0 | 0 | 1 | 1 | Non-Competitive | Non-Competitive | Non-Competitive | Non-Competitive | Non-Competitive | 6 | 18 | 21 | 6 | 18 | 21 | 6 | 18 | 21 | 6 | 18 | 21 | 6 | 18 | 21
BASE CASE LC_NEW60_A TO_FROM | BASE CASE | LC_NEW60_A | 336 | 0 | 0 | NEWGLF608000 | S_LANE__138A | TO_FROM | 73521.13 | -0.63114 | 0.18468 | -0.685 | 0.23177 | 535.9177 | -295.781 | 0 | 6364.86 | 5146.472 | Non-Competi | 0 | 0 | 0 | 0 | 0 | 1 | 1 | Non-Competitive | Non-Competitive | Non-Competitive | Non-Competitive | Non-Competitive | 5 | 5 | 11 | 5 | 5 | 11 | 5 | 5 | 11 | 5 | 5 | 11 | 5 | 5 | 11
BASE CASE LGD_SANTIA1_1 FROM_TO | BASE CASE | LGD_SANTIA1_1 | 155 | 0 | 0 | SANTIAGO4A | LGD_1_8 | FROM_TO | 73521.13 | 0 | 8.093e-06 | -0.99999 | 8.093e-06 | 0.59532 | 0.595 | 0 | 694.557 | 0 | Competitive | 1 | 1 | 1 | 1 | 1 | 1 | 0 | Non-Competitive | Non-Competitive | Non-Competitive | Non-Competitive | Non-Competitive | 0 | 0 | 0 | 0 | 0 | 0 | 0 | 0 | 0 | 0 | 0 | 0 | 0 | 0 | 0
BASE CASE LGD_SANTIA1_1 TO_FROM | BASE CASE | LGD_SANTIA1_1 | 155 | 0 | 0 | SANTIAGO4A | LGD_1_8 | TO_FROM | 73521.13 | -8.09e-06 | 0.99999 | -8.09e-06 | 0.99999 | 161.1033 | -0.595 | 0 | 10000 | 795.756 | Non-Competi | 1 | 1 | 1 | 1 | 1 | 1 | 0 | Non-Competitive | Non-Competitive | Non-Competitive | Non-Competitive | Non-Competitive | 0 | 0 | 0 | 0 | 0 | 0 | 0 | 0 | 0 | 0 | 0 | 0 | 0 | 0 | 0
BASE CASE MARION_4AT2 FROM_TO | BASE CASE | MARION_4AT2 | 473 | 0 | 0 | L_MARION5_1Y | L_MARION8_1Y | FROM_TO | 73521.13 | -0.03524 | 0.034329 | -0.40562 | 0.034329 | 460.4665 | 276.3421 | 0 | 6781.457 | 10000 | Competitive | 0 | 0 | 0 | 0 | 0 | 1 | 1 | Non-Competitive | Non-Competitive | Non-Competitive | Non-Competitive | Non-Competitive | 8 | 8 | 8 | 8 | 8 | 8 | 8 | 8 | 8 | 8 | 8 | 8 | 8 | 8 | 8
BASE CASE MARION_4AT2 TO_FROM | BASE CASE | MARION_4AT2 | 473 | 0 | 0 | L_MARION5_1Y | L_MARION8_1Y | TO_FROM | 73521.13 | -0.03433 | 0.03524 | -0.03433 | 0.40562 | -216.828 | -404.407 | 0 | 10000 | 7054.202 | Competitive | 0 | 0 | 0 | 0 | 0 | 1 | 1 | Non-Competitive | Non-Competitive | Non-Competitive | Non-Competitive | Non-Competitive | 6 | 6 | 6 | 6 | 6 | 6 | 6 | 6 | 6 | 6 | 6 | 6 | 6 | 6 | 6
BASE CASE MATA_PADR1_1 FROM_TO | BASE CASE | MATA_PADR1_1 | 214 | 0 | 0 | PADR2A | MATA2A | FROM_TO | 73521.13 | -0.00522 | 0.002666 | -0.54372 | 0.18844 | 23.8085 | 8.5836 | 0 | 3392.284 | 3936.632 | Competitive | 0 | 0 | 0 | 0 | 0 | 1 | 0 | Non-Competitive | Non-Competitive | Non-Competitive | Non-Competitive | Non-Competitive | 0 | 0 | 0 | 0 | 0 | 0 | 0 | 0 | 0 | 0 | 0 | 0 | 0 | 0 | 0
BASE CASE MATA_PADR1_1 TO_FROM | BASE CASE | MATA_PADR1_1 | 214 | 0 | 0 | PADR2A | MATA2A | TO_FROM | 73521.13 | -0.00267 | 0.54372 | -0.18844 | 0.54372 | 62.5559 | -21.6372 | 0 | 9190.031 | 2848.932 | Competitive | 0 | 0 | 0 | 0 | 1 | 1 | 0 | Non-Competitive | Non-Competitive | Non-Competitive | Non-Competitive | Non-Competitive | 0 | 0 | 0 | 0 | 0 | 0 | 0 | 0 | 0 | 0 | 0 | 0 | 0 | 0 | 0
BASE CASE MATA_ROAR1_1 FROM_TO | BASE CASE | MATA_ROAR1_1 | 60 | 0 | 0 | MATA2A | ROAR2A | FROM_TO | 73521.13 | -0.00536 | 0.45614 | -0.46526 | 0.45614 | 39.0688 | -0.7534 | 0 | 10000 | 3875.996 | Competitive | 0 | 0 | 0 | 0 | 0 | 1 | 0 | Non-Competitive | Non-Competitive | Non-Competitive | Non-Competitive | Non-Competitive | 0 | 0 | 0 | 0 | 0 | 0 | 0 | 0 | 0 | 0 | 0 | 0 | 0 | 0 | 0
BASE CASE MATA_ROAR1_1 TO_FROM | BASE CASE | MATA_ROAR1_1 | 60 | 0 | 0 | MATA2A | ROAR2A | TO_FROM | 73521.13 | -0.00253 | 0.06707 | -0.45614 | 0.46526 | 43.1345 | -11.4802 | 0 | 8301.917 | 2895.192 | Competitive | 0 | 0 | 0 | 0 | 1 | 1 | 0 | Non-Competitive | Non-Competitive | Non-Competitive | Non-Competitive | Non-Competitive | 0 | 0 | 0 | 0 | 0 | 0 | 0 | 0 | 0 | 0 | 0 | 0 | 0 | 0 | 0
BASE CASE MLSES_FMR1 FROM_TO | BASE CASE | MLSES_FMR1 | 880 | 0 | 0 | MARTINLK_5 | MLSES_UNIT1 | FROM_TO | 73521.13 | -1 | 0 | -1 | 0 | 0 | 0 | 0 | 0 | 10000 | Competitive | 0 | 0 | 0 | 0 | 0 | 1 | 1 | Non-Competitive | Non-Competitive | Non-Competitive | Non-Competitive | Non-Competitive | 1 | 1 | 1 | 1 | 1 | 1 | 1 | 1 | 1 | 1 | 1 | 1 | 1 | 1 | 1
BASE CASE MLSES_FMR1 TO_FROM | BASE CASE | MLSES_FMR1 | 880 | 0 | 0 | MARTINLK_5 | MLSES_UNIT1 | TO_FROM | 73521.13 | 0 | 1 | 0 | 1 | 808.5 | 0 | 0 | 10000 | 0 | Competitive | 1 | 1 | 1 | 1 | 1 | 1 | 0 | Non-Competitive | Non-Competitive | Non-Competitive | Non-Competitive | Non-Competitive | 0 | 0 | 0 | 0 | 0 | 0 | 0 | 0 | 0 | 0 | 0 | 0 | 0 | 0 | 0
BASE CASE MLSES_FMR2 FROM_TO | BASE CASE | MLSES_FMR2 | 880 | 0 | 0 | MARTINLK_5 | MLSES_UNIT2 | FROM_TO | 73521.13 | -1 | 0 | -1 | 0 | 0 | 0 | 0 | 0 | 10000 | Competitive | 0 | 0 | 0 | 0 | 0 | 1 | 1 | Non-Competitive | Non-Competitive | Non-Competitive | Non-Competitive | Non-Competitive | 1 | 1 | 1 | 1 | 1 | 1 | 1 | 1 | 1 | 1 | 1 | 1 | 1 | 1 | 1
BASE CASE MLSES_FMR2 TO_FROM | BASE CASE | MLSES_FMR2 | 880 | 0 | 0 | MARTINLK_5 | MLSES_UNIT2 | TO_FROM | 73521.13 | 0 | 1 | 0 | 1 | 808.5 | 0 | 0 | 10000 | 0 | Competitive | 1 | 1 | 1 | 1 | 1 | 1 | 0 | Non-Competitive | Non-Competitive | Non-Competitive | Non-Competitive | Non-Competitive | 0 | 0 | 0 | 0 | 0 | 0 | 0 | 0 | 0 | 0 | 0 | 0 | 0 | 0 | 0
BASE CASE MLSES_FMR3 FROM_TO | BASE CASE | MLSES_FMR3 | 880 | 0 | 0 | MARTINLK_5 | MLSES_UNIT3 | FROM_TO | 73521.13 | -1 | 0 | -1 | 0 | 0 | 0 | 0 | 0 | 10000 | Competitive | 0 | 0 | 0 | 0 | 0 | 1 | 1 | Non-Competitive | Non-Competitive | Non-Competitive | Non-Competitive | Non-Competitive | 1 | 1 | 1 | 1 | 1 | 1 | 1 | 1 | 1 | 1 | 1 | 1 | 1 | 1 | 1
BASE CASE MLSES_FMR3 TO_FROM | BASE CASE | MLSES_FMR3 | 880 | 0 | 0 | MARTINLK_5 | MLSES_UNIT3 | TO_FROM | 73521.13 | 0 | 1 | 0 | 1 | 818.3 | 0 | 0 | 10000 | 0 | Competitive | 1 | 1 | 1 | 1 | 1 | 1 | 0 | Non-Competitive | Non-Competitive | Non-Competitive | Non-Competitive | Non-Competitive | 0 | 0 | 0 | 0 | 0 | 0 | 0 | 0 | 0 | 0 | 0 | 0 | 0 | 0 | 0
BASE CASE NEWPG_04_A FROM_TO | BASE CASE | NEWPG_04_A | 532 | 0 | 0 | NEWGLF048015 | PLEDGR__8000 | FROM_TO | 73521.13 | -0.16577 | 0.3687 | -0.4846 | 0.42256 | 553.8937 | -255.493 | 0 | 4081.172 | 7372.123 | Competitive | 0 | 0 | 0 | 0 | 0 | 1 | 1 | Non-Competitive | Non-Competitive | Non-Competitive | Non-Competitive | Non-Competitive | 10 | 10 | 11 | 10 | 10 | 11 | 10 | 10 | 11 | 10 | 10 | 11 | 10 | 10 | 11
BASE CASE NEWPG_04_A TO_FROM | BASE CASE | NEWPG_04_A | 532 | 0 | 0 | NEWGLF048015 | PLEDGR__8000 | TO_FROM | 73521.13 | -0.3687 | 0.16577 | -0.42256 | 0.4846 | 292.9258 | -260.152 | 0 | 7372.123 | 4129.241 | Competitive | 0 | 0 | 0 | 0 | 0 | 1 | 1 | Non-Competitive | Non-Competitive | Non-Competitive | Non-Competitive | Non-Competitive | 8 | 20 | 20 | 8 | 20 | 20 | 8 | 20 | 20 | 8 | 20 | 20 | 8 | 20 | 20
BASE CASE NEWTGF04_A FROM_TO | BASE CASE | NEWTGF04_A | 382 | 0 | 0 | NEWGLF048015 | TXGLF___138A | FROM_TO | 73521.13 | -0.36879 | 0.16568 | -0.36879 | 0.57736 | 286.6131 | -266.432 | 0 | 7379.014 | 4126.333 | Competitive | 0 | 0 | 0 | 0 | 0 | 1 | 1 | Non-Competitive | Non-Competitive | Non-Competitive | Non-Competitive | Non-Competitive | 8 | 20 | 20 | 8 | 20 | 20 | 8 | 20 | 20 | 8 | 20 | 20 | 8 | 20 | 20
BASE CASE NEWTGF04_A TO_FROM | BASE CASE | NEWTGF04_A | 382 | 0 | 0 | NEWGLF048015 | TXGLF___138A | TO_FROM | 73521.13 | -0.16568 | 0.36879 | -0.57736 | 0.36879 | 560.2451 | -249.213 | 0 | 4078.009 | 7379.014 | Competitive | 0 | 0 | 0 | 0 | 0 | 1 | 1 | Non-Competitive | Non-Competitive | Non-Competitive | Non-Competitive | Non-Competitive | 10 | 10 | 11 | 10 | 10 | 11 | 10 | 10 | 11 | 10 | 10 | 11 | 10 | 10 | 11
BASE CASE NWF_NOTSW_1 FROM_TO | BASE CASE | NWF_NOTSW_1 | 170 | 0 | 0 | NWF_1_8 | NOTSW_1_8 | FROM_TO | 73521.13 | 0 | 1 | 0 | 1 | 149.548 | 0 | 0 | 10000 | 0 | Competitive | 1 | 1 | 1 | 1 | 1 | 1 | 0 | Non-Competitive | Non-Competitive | Non-Competitive | Non-Competitive | Non-Competitive | 0 | 0 | 0 | 0 | 0 | 0 | 0 | 0 | 0 | 0 | 0 | 0 | 0 | 0 | 0
BASE CASE NWF_NOTSW_1 TO_FROM | BASE CASE | NWF_NOTSW_1 | 170 | 0 | 0 | NWF_1_8 | NOTSW_1_8 | TO_FROM | 73521.13 | 0 | 0 | -1 | 0 | 0 | 0 | 0 | 0 | 0 | Competitive | 1 | 1 | 1 | 1 | 1 | 1 | 0 | Non-Competitive | Non-Competitive | Non-Competitive | Non-Competitive | Non-Competitive | 0 | 0 | 0 | 0 | 0 | 0 | 0 | 0 | 0 | 0 | 0 | 0 | 0 | 0 | 0
BASE CASE N_SHARPE_PS1 FROM_TO | BASE CASE | N_SHARPE_PS1 | 180.8 | 0 | 0 | N_SHARPE4A | N_SHARPE4B | FROM_TO | 73521.13 | 0 | 0 | 0 | 0 | 0 | 0 | 0 | 0 | 0 | Competitive | 1 | 1 | 1 | 1 | 1 | 1 | 0 | Non-Competitive | Non-Competitive | Non-Competitive | Non-Competitive | Non-Competitive | 0 | 0 | 0 | 0 | 0 | 0 | 0 | 0 | 0 | 0 | 0 | 0 | 0 | 0 | 0
BASE CASE N_SHARPE_PS1 TO_FROM | BASE CASE | N_SHARPE_PS1 | 180.8 | 0 | 0 | N_SHARPE4A | N_SHARPE4B | TO_FROM | 73521.13 | 0 | 0 | 0 | 0 | 0 | 0 | 0 | 0 | 0 | Competitive | 1 | 1 | 1 | 1 | 1 | 1 | 0 | Non-Competitive | Non-Competitive | Non-Competitive | Non-Competitive | Non-Competitive | 0 | 0 | 0 | 0 | 0 | 0 | 0 | 0 | 0 | 0 | 0 | 0 | 0 | 0 | 0
BASE CASE N_TO_H FROM_TO | BASE CASE | N_TO_H | 3200 | 0 | 0 |  |  | FROM_TO | 73521.13 | -0.41178 | 0.45971 | -0.4648 | 0.45971 | 11893.91 | 2278.054 | 0 | 1418.851 | 2461.573 | Competitive | 0 | 0 | 0 | 1 | 1 | 1 | 1 | Non-Competitive | Non-Competitive | Non-Competitive | Competitive | Competitive | 85 | 85 | 141 | 85 | 85 | 141 | 85 | 85 | 141 | 0 | 0 | 0 | 0 | 0 | 0
BASE CASE N_TO_H TO_FROM | BASE CASE | N_TO_H | 3200 | 0 | 0 |  |  | TO_FROM | 73521.13 | -0.45971 | 0.41178 | -0.45971 | 0.4648 | 3796.919 | 876.3626 | 0 | 2368.926 | 1741.171 | Competitive | 0 | 0 | 1 | 1 | 1 | 1 | 1 | Non-Competitive | Non-Competitive | Competitive | Competitive | Competitive | 62 | 134 | 153 | 62 | 134 | 153 | 0 | 0 | 0 | 0 | 0 | 0 | 0 | 0 | 0
BASE CASE ORLAND_VERN1_1 FROM_TO | BASE CASE | ORLAND_VERN1_1 | 151 | 0 | 0 | VERN4A | ORLANDO7A | FROM_TO | 73521.13 | -0.01839 | 0.03411 | -0.66746 | 0.22659 | 140.0606 | 39.9585 | 0 | 4229.414 | 3543.963 | Competitive | 0 | 0 | 0 | 0 | 0 | 1 | 0 | Non-Competitive | Non-Competitive | Non-Competitive | Non-Competitive | Non-Competitive | 3 | 3 | 3 | 3 | 3 | 3 | 3 | 3 | 3 | 3 | 3 | 3 | 3 | 3 | 3
BASE CASE ORLAND_VERN1_1 TO_FROM | BASE CASE | ORLAND_VERN1_1 | 151 | 0 | 0 | VERN4A | ORLANDO7A | TO_FROM | 73521.13 | -0.03411 | 0.20289 | -0.22659 | 0.66746 | 110.5073 | -116.77 | 0 | 3809.84 | 3499.677 | Competitive | 0 | 0 | 0 | 0 | 0 | 1 | 1 | Non-Competitive | Non-Competitive | Non-Competitive | Non-Competitive | Non-Competitive | 6 | 6 | 6 | 6 | 6 | 6 | 6 | 6 | 6 | 6 | 6 | 6 | 6 | 6 | 6
BASE CASE POTOMES_1 FROM_TO | BASE CASE | POTOMES_1 | 239 | 0 | 0 | LNCRK2_1_8 | LNCRK2_2_8 | FROM_TO | 73521.13 | 0 | 1 | 0 | 1 | 196 | 0 | 0 | 10000 | 0 | Competitive | 1 | 1 | 1 | 1 | 1 | 1 | 0 | Non-Competitive | Non-Competitive | Non-Competitive | Non-Competitive | Non-Competitive | 0 | 0 | 0 | 0 | 0 | 0 | 0 | 0 | 0 | 0 | 0 | 0 | 0 | 0 | 0
BASE CASE POTOMES_1 TO_FROM | BASE CASE | POTOMES_1 | 239 | 0 | 0 | LNCRK2_1_8 | LNCRK2_2_8 | TO_FROM | 73521.13 | 0 | 0 | -1 | 0 | 0 | 0 | 0 | 0 | 0 | Competitive | 1 | 1 | 1 | 1 | 1 | 1 | 0 | Non-Competitive | Non-Competitive | Non-Competitive | Non-Competitive | Non-Competitive | 0 | 0 | 0 | 0 | 0 | 0 | 0 | 0 | 0 | 0 | 0 | 0 | 0 | 0 | 0
BASE CASE S104A_1 FROM_TO | BASE CASE | S104A_1 | 121 | 0 | 0 | RIOHONDO4A | BURNSSUB8 | FROM_TO | 73521.13 | -0.06255 | 0.031858 | -0.63428 | 0.065571 | 169.1747 | 84.5045 | 0 | 2514.793 | 5733.209 | Competitive | 0 | 0 | 0 | 0 | 0 | 1 | 1 | Non-Competitive | Non-Competitive | Non-Competitive | Non-Competitive | Non-Competitive | 9 | 9 | 9 | 9 | 9 | 9 | 9 | 9 | 9 | 9 | 9 | 9 | 9 | 9 | 9
BASE CASE S104A_1 TO_FROM | BASE CASE | S104A_1 | 121 | 0 | 0 | RIOHONDO4A | BURNSSUB8 | TO_FROM | 73521.13 | -0.02824 | 0.066184 | -0.06557 | 0.63428 | 6.9849 | -144.09 | 0 | 4853.092 | 8763.363 | Competitive | 0 | 0 | 0 | 0 | 0 | 1 | 1 | Non-Competitive | Non-Competitive | Non-Competitive | Non-Competitive | Non-Competitive | 3 | 3 | 3 | 3 | 3 | 3 | 3 | 3 | 3 | 3 | 3 | 3 | 3 | 3 | 3
BASE CASE SNTX1_SNTXTA1_1 FROM_TO | BASE CASE | SNTX1_SNTXTA1_1 | 66.8 | 0 | 0 | SNTXTAP2A | 6660 | FROM_TO | 73521.13 | -5e-05 | 0.99995 | -5e-05 | 0.99995 | 57.8522 | -3.882 | 0 | 10000 | 795.756 | Competitive | 1 | 1 | 1 | 1 | 1 | 1 | 0 | Non-Competitive | Non-Competitive | Non-Competitive | Non-Competitive | Non-Competitive | 0 | 0 | 0 | 0 | 0 | 0 | 0 | 0 | 0 | 0 | 0 | 0 | 0 | 0 | 0
BASE CASE SNTX1_SNTXTA1_1 TO_FROM | BASE CASE | SNTX1_SNTXTA1_1 | 66.8 | 0 | 0 | SNTXTAP2A | 6660 | TO_FROM | 73521.13 | 0 | 5.3e-05 | -0.99995 | 5.3e-05 | 3.8832 | 3.882 | 0 | 697.35 | 0 | Competitive | 1 | 1 | 1 | 1 | 1 | 1 | 0 | Non-Competitive | Non-Competitive | Non-Competitive | Non-Competitive | Non-Competitive | 0 | 0 | 0 | 0 | 0 | 0 | 0 | 0 | 0 | 0 | 0 | 0 | 0 | 0 | 0
BASE CASE SNYDER_WKN_BK1_1 FROM_TO | BASE CASE | SNYDER_WKN_BK1_1 | 63 | 0 | 0 | WKNBR | ENAS_1_9 | FROM_TO | 73521.13 | 0 | 0 | -1 | 0 | 0 | 0 | 0 | 0 | 0 | Competitive | 1 | 1 | 1 | 1 | 1 | 1 | 0 | Non-Competitive | Non-Competitive | Non-Competitive | Non-Competitive | Non-Competitive | 0 | 0 | 0 | 0 | 0 | 0 | 0 | 0 | 0 | 0 | 0 | 0 | 0 | 0 | 0
BASE CASE SNYDER_WKN_BK1_1 TO_FROM | BASE CASE | SNYDER_WKN_BK1_1 | 63 | 0 | 0 | WKNBR | ENAS_1_9 | TO_FROM | 73521.13 | 0 | 1 | 0 | 1 | 61.74 | 0 | 0 | 10000 | 0 | Competitive | 1 | 1 | 1 | 1 | 1 | 1 | 0 | Non-Competitive | Non-Competitive | Non-Competitive | Non-Competitive | Non-Competitive | 0 | 0 | 0 | 0 | 0 | 0 | 0 | 0 | 0 | 0 | 0 | 0 | 0 | 0 | 0
BASE CASE SNYDR_FMR1 FROM_TO | BASE CASE | SNYDR_FMR1 | 52 | 0 | 0 | SNYDER_9 | SNYDER_8 | FROM_TO | 73521.13 | -0.00088 | 0.64225 | -0.10032 | 0.64225 | 44.3421 | 0.17031 | 0 | 10000 | 10000 | Competitive | 0 | 0 | 0 | 0 | 0 | 1 | 0 | Non-Competitive | Non-Competitive | Non-Competitive | Non-Competitive | Non-Competitive | 2 | 2 | 2 | 2 | 2 | 2 | 2 | 2 | 2 | 2 | 2 | 2 | 2 | 2 | 2
BASE CASE SNYDR_FMR1 TO_FROM | BASE CASE | SNYDR_FMR1 | 52 | 0 | 0 | SNYDER_9 | SNYDER_8 | TO_FROM | 73521.13 | -0.00947 | 0.056561 | -0.64225 | 0.10032 | 36.5282 | -1.1636 | 0 | 4109.292 | 10000 | Competitive | 0 | 0 | 0 | 0 | 0 | 1 | 0 | Non-Competitive | Non-Competitive | Non-Competitive | Non-Competitive | Non-Competitive | 0 | 0 | 0 | 0 | 0 | 0 | 0 | 0 | 0 | 0 | 0 | 0 | 0 | 0 | 0
BASE CASE SUTN_TABOR_1 FROM_TO | BASE CASE | SUTN_TABOR_1 | 121 | 0 | 0 | SUTTON | BRYN_TABOR69 | FROM_TO | 73521.13 | -0.04577 | 0.004314 | -0.08214 | 0.52502 | 68.7681 | -32.6996 | 0 | 1964.637 | 10000 | Competitive | 0 | 0 | 0 | 0 | 0 | 1 | 1 | Non-Competitive | Non-Competitive | Non-Competitive | Non-Competitive | Non-Competitive | 4 | 4 | 4 | 4 | 4 | 4 | 4 | 4 | 4 | 4 | 4 | 4 | 4 | 4 | 4
BASE CASE SUTN_TABOR_1 TO_FROM | BASE CASE | SUTN_TABOR_1 | 121 | 0 | 0 | SUTTON | BRYN_TABOR69 | TO_FROM | 73521.13 | -0.00431 | 0.045767 | -0.52502 | 0.082138 | 45.5973 | 9.291 | 0 | 9014.48 | 2672.114 | Competitive | 0 | 0 | 0 | 0 | 1 | 1 | 0 | Non-Competitive | Non-Competitive | Non-Competitive | Non-Competitive | Non-Competitive | 0 | 0 | 0 | 0 | 0 | 0 | 0 | 0 | 0 | 0 | 0 | 0 | 0 | 0 | 0
BASE CASE THW_XT4A FROM_TO | BASE CASE | THW_XT4A | 149.715 | 0 | 0 | T_H_W___138E | 49171_STAR | FROM_TO | 73521.13 | -1 | 0 | -1 | 0 | 0 | 0 | 0 | 0 | 10000 | Competitive | 0 | 0 | 0 | 0 | 0 | 1 | 1 | Non-Competitive | Non-Competitive | Non-Competitive | Non-Competitive | Non-Competitive | 2 | 2 | 2 | 2 | 2 | 2 | 2 | 2 | 2 | 2 | 2 | 2 | 2 | 2 | 2
BASE CASE THW_XT4A TO_FROM | BASE CASE | THW_XT4A | 149.715 | 0 | 0 | T_H_W___138E | 49171_STAR | TO_FROM | 73521.13 | 0 | 1 | 0 | 1 | 147 | 0 | 0 | 10000 | 0 | Competitive | 1 | 1 | 1 | 1 | 1 | 1 | 0 | Non-Competitive | Non-Competitive | Non-Competitive | Non-Competitive | Non-Competitive | 0 | 0 | 0 | 0 | 0 | 0 | 0 | 0 | 0 | 0 | 0 | 0 | 0 | 0 | 0
BASE CASE THW_XT4D FROM_TO | BASE CASE | THW_XT4D | 149.721 | 0 | 0 | T_H_W___138E | 49172_STAR | FROM_TO | 73521.13 | -1 | 0 | -1 | 0 | 0 | 0 | 0 | 0 | 10000 | Competitive | 0 | 0 | 0 | 0 | 0 | 1 | 1 | Non-Competitive | Non-Competitive | Non-Competitive | Non-Competitive | Non-Competitive | 2 | 2 | 2 | 2 | 2 | 2 | 2 | 2 | 2 | 2 | 2 | 2 | 2 | 2 | 2
BASE CASE THW_XT4D TO_FROM | BASE CASE | THW_XT4D | 149.721 | 0 | 0 | T_H_W___138E | 49172_STAR | TO_FROM | 73521.13 | 0 | 1 | 0 | 1 | 147 | 0 | 0 | 10000 | 0 | Competitive | 1 | 1 | 1 | 1 | 1 | 1 | 0 | Non-Competitive | Non-Competitive | Non-Competitive | Non-Competitive | Non-Competitive | 0 | 0 | 0 | 0 | 0 | 0 | 0 | 0 | 0 | 0 | 0 | 0 | 0 | 0 | 0
BASE CASE TRIMR_KLNSW_1 FROM_TO | BASE CASE | TRIMR_KLNSW_1 | 175 | 0 | 0 | TRIMMIER | KILL_SS__8 | FROM_TO | 73521.13 | -0.00957 | 0.12264 | -0.05552 | 0.89741 | 26.2481 | -97.3675 | 0 | 10000 | 1568.035 | Competitive | 0 | 0 | 1 | 1 | 1 | 1 | 0 | Non-Competitive | Non-Competitive | Non-Competitive | Non-Competitive | Non-Competitive | 0 | 0 | 0 | 0 | 0 | 0 | 0 | 0 | 0 | 0 | 0 | 0 | 0 | 0 | 0
BASE CASE TRIMR_KLNSW_1 TO_FROM | BASE CASE | TRIMR_KLNSW_1 | 175 | 0 | 0 | TRIMMIER | KILL_SS__8 | TO_FROM | 73521.13 | -0.12264 | 0.009566 | -0.89741 | 0.055521 | 289.399 | 79.6816 | 0 | 1287.176 | 10000 | Competitive | 0 | 0 | 0 | 0 | 0 | 1 | 1 | Non-Competitive | Non-Competitive | Non-Competitive | Non-Competitive | Non-Competitive | 12 | 12 | 12 | 12 | 12 | 12 | 12 | 12 | 12 | 12 | 12 | 12 | 12 | 12 | 12
BASE CASE VALIMP FROM_TO | BASE CASE | VALIMP | 1100 | 0 | 0 |  |  | FROM_TO | 73521.13 | -0.96566 | 0.034338 | -0.96566 | 0.034338 | 2527.762 | 1911.101 | 0 | 703.036 | 5404.172 | Non-Competi | 0 | 0 | 0 | 0 | 0 | 0 | 1 | Non-Competitive | Non-Competitive | Non-Competitive | Non-Competitive | Non-Competitive | 9 | 12 | 12 | 9 | 12 | 12 | 9 | 12 | 12 | 9 | 12 | 12 | 9 | 12 | 12
BASE CASE VALIMP TO_FROM | BASE CASE | VALIMP | 1100 | 0 | 0 |  |  | TO_FROM | 73521.13 | -0.03434 | 0.96566 | -0.03434 | 0.96566 | -417.395 | -1768.94 | 0 | 4727.043 | 803.303 | Competitive | 1 | 1 | 1 | 1 | 1 | 1 | 1 | Competitive | Competitive | Competitive | Competitive | Competitive | 0 | 0 | 0 | 0 | 0 | 0 | 0 | 0 | 0 | 0 | 0 | 0 | 0 | 0 | 0
BASE CASE VENSW_MR2H FROM_TO | BASE CASE | VENSW_MR2H | 120 | 0 | 0 | VENUS_S5 | 24042 | FROM_TO | 73521.13 | 0 | 0.000971 | -0.99903 | 0.000971 | 71.4093 | 71.4 | 0 | 696.487 | 0 | Competitive | 1 | 1 | 1 | 1 | 1 | 1 | 0 | Non-Competitive | Non-Competitive | Non-Competitive | Non-Competitive | Non-Competitive | 0 | 0 | 0 | 0 | 0 | 0 | 0 | 0 | 0 | 0 | 0 | 0 | 0 | 0 | 0
BASE CASE VENSW_MR2H TO_FROM | BASE CASE | VENSW_MR2H | 120 | 0 | 0 | VENUS_S5 | 24042 | TO_FROM | 73521.13 | -0.00097 | 0 | -0.00097 | 0.99903 | -71.446 | -71.4 | 0 | 0 | 795.756 | Competitive | 1 | 1 | 1 | 1 | 1 | 1 | 0 | Non-Competitive | Non-Competitive | Non-Competitive | Non-Competitive | Non-Competitive | 0 | 0 | 0 | 0 | 0 | 0 | 0 | 0 | 0 | 0 | 0 | 0 | 0 | 0 | 0
BASE CASE WEC_XFMR FROM_TO | BASE CASE | WEC_XFMR | 65 | 0 | 0 | WEC_1_8 | WEC_WECG1 | FROM_TO | 73521.13 | 0 | 0 | -1 | 0 | 0 | 0 | 0 | 0 | 0 | Competitive | 1 | 1 | 1 | 1 | 1 | 1 | 0 | Non-Competitive | Non-Competitive | Non-Competitive | Non-Competitive | Non-Competitive | 0 | 0 | 0 | 0 | 0 | 0 | 0 | 0 | 0 | 0 | 0 | 0 | 0 | 0 | 0
BASE CASE WEC_XFMR TO_FROM | BASE CASE | WEC_XFMR | 65 | 0 | 0 | WEC_1_8 | WEC_WECG1 | TO_FROM | 73521.13 | 0 | 1 | 0 | 1 | 55.86 | 0 | 0 | 10000 | 0 | Competitive | 1 | 1 | 1 | 1 | 1 | 1 | 0 | Non-Competitive | Non-Competitive | Non-Competitive | Non-Competitive | Non-Competitive | 0 | 0 | 0 | 0 | 0 | 0 | 0 | 0 | 0 | 0 | 0 | 0 | 0 | 0 | 0
BASE CASE W_TO_N FROM_TO | BASE CASE | W_TO_N | 2400 | 0 | 0 |  |  | FROM_TO | 73521.13 | -0.25097 | 0.69322 | -0.29946 | 0.74598 | 7147.27 | -1326.59 | 0 | 710.045 | 2293.962 | Competitive | 0 | 0 | 0 | 1 | 1 | 1 | 1 | Non-Competitive | Non-Competitive | Non-Competitive | Competitive | Competitive | 61 | 86 | 86 | 61 | 86 | 86 | 61 | 86 | 86 | 0 | 0 | 0 | 0 | 0 | 0
BASE CASE W_TO_N TO_FROM | BASE CASE | W_TO_N | 2400 | 0 | 0 |  |  | TO_FROM | 73521.13 | -0.62981 | 0.25097 | -0.74598 | 0.29946 | 2964.726 | -888.938 | 0 | 2186.677 | 1850.982 | Competitive | 0 | 0 | 1 | 1 | 1 | 1 | 1 | Non-Competitive | Non-Competitive | Competitive | Competitive | Competitive | 37 | 40 | 47 | 37 | 40 | 47 | 0 | 0 | 0 | 0 | 0 | 0 | 0 | 0 | 0
DABMBTR5 STCO_STER1_1 FROM_TO | DABMBTR5 | STCO_STER1_1 | 38 | 0 | 0 | STER2A | STCO2A | FROM_TO | 73521.13 | -0.08207 | 0.016218 | -0.63506 | 0.33857 | 31.3353 | -16.4488 | 0 | 6346.323 | 10000 | Competitive | 0 | 0 | 0 | 0 | 0 | 1 | 1 | Non-Competitive | Non-Competitive | Non-Competitive | Non-Competitive | Non-Competitive | 1 | 1 | 1 | 1 | 1 | 1 | 1 | 1 | 1 | 1 | 1 | 1 | 1 | 1 | 1
DABMBTR5 STCO_STER1_1 TO_FROM | DABMBTR5 | STCO_STER1_1 | 38 | 0 | 0 | STER2A | STCO2A | TO_FROM | 73521.13 | -0.00134 | 0.17828 | -0.33857 | 0.63506 | 75.7009 | -20.359 | 0 | 5787.8 | 1448.126 | Competitive | 0 | 1 | 1 | 1 | 1 | 1 | 0 | Non-Competitive | Non-Competitive | Non-Competitive | Non-Competitive | Non-Competitive | 0 | 0 | 0 | 0 | 0 | 0 | 0 | 0 | 0 | 0 | 0 | 0 | 0 | 0 | 0
DALNREN5 ALNSW_MR1H FROM_TO | DALNREN5 | ALNSW_MR1H | 515 | 2 | 2 | ALLENSW1_5 | ALNSW1_1 | FROM_TO | 73521.13 | -0.01701 | 0.044047 | -0.43855 | 0.27641 | 654.5653 | 321.7231 | 0 | 4078.958 | 4178.006 | Competitive | 0 | 0 | 0 | 0 | 0 | 1 | 0 | Non-Competitive | Non-Competitive | Non-Competitive | Non-Competitive | Non-Competitive | 0 | 0 | 0 | 0 | 0 | 0 | 0 | 0 | 0 | 0 | 0 | 0 | 0 | 0 | 0
DALNREN5 ALNSW_MR1H TO_FROM | DALNREN5 | ALNSW_MR1H | 515 | 2 | 2 | ALLENSW1_5 | ALNSW1_1 | TO_FROM | 73521.13 | -0.04405 | 0.017014 | -0.27641 | 0.43855 | -224.16 | -447.19 | 0 | 3207.105 | 4189.492 | Competitive | 0 | 0 | 0 | 0 | 0 | 1 | 1 | Non-Competitive | Non-Competitive | Non-Competitive | Non-Competitive | Non-Competitive | 15 | 19 | 19 | 15 | 19 | 19 | 15 | 19 | 19 | 15 | 19 | 19 | 15 | 19 | 19
DALNRYS5 1627__A FROM_TO | DALNRYS5 | 1627__A | 186 | 3 | 3 | APOLLO | RICH_E_8 | FROM_TO | 73521.13 | -0.01014 | 0.21255 | -0.13341 | 0.726 | 297.3774 | 10.5892 | 0 | 8767.977 | 2884.053 | Competitive | 0 | 0 | 0 | 0 | 1 | 1 | 0 | Non-Competitive | Non-Competitive | Non-Competitive | Non-Competitive | Non-Competitive | 0 | 0 | 0 | 0 | 0 | 0 | 0 | 0 | 0 | 0 | 0 | 0 | 0 | 0 | 0
DALNRYS5 1627__A TO_FROM | DALNRYS5 | 1627__A | 186 | 3 | 3 | APOLLO | RICH_E_8 | TO_FROM | 73521.13 | -0.21255 | 0.010141 | -0.726 | 0.13341 | 41.4336 | -182.156 | 0 | 1467.904 | 8767.977 | Competitive | 0 | 0 | 0 | 0 | 0 | 1 | 1 | Non-Competitive | Non-Competitive | Non-Competitive | Non-Competitive | Non-Competitive | 4 | 10 | 10 | 4 | 10 | 10 | 4 | 10 | 10 | 4 | 10 | 10 | 4 | 10 | 10
DALNRYS5 1646__A FROM_TO | DALNRYS5 | 1646__A | 213 | 3 | 3 | BENDAVIS_8 | PRKMXCRK1_8 | FROM_TO | 73521.13 | -0.01389 | 0.082653 | -0.2943 | 0.14591 | 354.1436 | 65.2965 | 0 | 4035.56 | 2808.409 | Competitive | 0 | 0 | 0 | 0 | 1 | 1 | 0 | Non-Competitive | Non-Competitive | Non-Competitive | Non-Competitive | Non-Competitive | 0 | 0 | 0 | 0 | 0 | 0 | 0 | 0 | 0 | 0 | 0 | 0 | 0 | 0 | 0
DALNRYS5 1646__A TO_FROM | DALNRYS5 | 1646__A | 213 | 3 | 3 | BENDAVIS_8 | PRKMXCRK1_8 | TO_FROM | 73521.13 | -0.08265 | 0.013889 | -0.14591 | 0.2943 | 7.007 | -272.407 | 0 | 1977.439 | 4035.56 | Competitive | 0 | 0 | 0 | 0 | 0 | 1 | 1 | Non-Competitive | Non-Competitive | Non-Competitive | Non-Competitive | Non-Competitive | 14 | 20 | 20 | 14 | 20 | 20 | 14 | 20 | 20 | 14 | 20 | 20 | 14 | 20 | 20
DALNRYS5 1750__B FROM_TO | DALNRYS5 | 1750__B | 213 | 3 | 3 | SGVL1_8 | KLEBRG1T_8 | FROM_TO | 73521.13 | -0.01354 | 0.034779 | -0.70018 | 0.18002 | 196.6024 | -94.3731 | 0 | 3034.666 | 4544.657 | Competitive | 0 | 0 | 0 | 0 | 0 | 1 | 0 | Non-Competitive | Non-Competitive | Non-Competitive | Non-Competitive | Non-Competitive | 0 | 0 | 0 | 0 | 0 | 0 | 0 | 0 | 0 | 0 | 0 | 0 | 0 | 0 | 0
DALNRYS5 1750__B TO_FROM | DALNRYS5 | 1750__B | 213 | 3 | 3 | SGVL1_8 | KLEBRG1T_8 | TO_FROM | 73521.13 | -0.03478 | 0.013544 | -0.18002 | 0.70018 | 191.781 | -23.2429 | 0 | 4544.657 | 3409.934 | Competitive | 0 | 0 | 0 | 0 | 0 | 1 | 1 | Non-Competitive | Non-Competitive | Non-Competitive | Non-Competitive | Non-Competitive | 25 | 25 | 29 | 25 | 25 | 29 | 25 | 25 | 29 | 25 | 25 | 29 | 25 | 25 | 29
DALNRYS5 3655__B FROM_TO | DALNRYS5 | 3655__B | 287 | 3 | 3 | PRCKSW1_8 | PRCK1_8 | FROM_TO | 73521.13 | -0.01545 | 0.071316 | -0.77592 | 0.20895 | 262.467 | -46.865 | 0 | 4907.019 | 10000 | Competitive | 0 | 0 | 0 | 0 | 0 | 1 | 0 | Non-Competitive | Non-Competitive | Non-Competitive | Non-Competitive | Non-Competitive | 0 | 0 | 0 | 0 | 0 | 0 | 0 | 0 | 0 | 0 | 0 | 0 | 0 | 0 | 0
DALNRYS5 3655__B TO_FROM | DALNRYS5 | 3655__B | 287 | 3 | 3 | PRCKSW1_8 | PRCK1_8 | TO_FROM | 73521.13 | -0.07132 | 0.015448 | -0.20895 | 0.77592 | 139.1073 | -65.2401 | 0 | 10000 | 5328.004 | Competitive | 0 | 0 | 0 | 0 | 0 | 1 | 1 | Non-Competitive | Non-Competitive | Non-Competitive | Non-Competitive | Non-Competitive | 13 | 17 | 23 | 13 | 17 | 23 | 13 | 17 | 23 | 13 | 17 | 23 | 13 | 17 | 23
DALNRYS5 CNRSW_MR1L FROM_TO | DALNRYS5 | CNRSW_MR1L | 750 | 3 | 3 | CNVLSW_E8 | CNRSW1_1 | FROM_TO | 73521.13 | -0.07046 | 0.13551 | -0.51712 | 0.34887 | 116.1656 | -413.889 | 0 | 9589.551 | 3223.559 | Competitive | 0 | 0 | 0 | 0 | 0 | 1 | 1 | Non-Competitive | Non-Competitive | Non-Competitive | Non-Competitive | Non-Competitive | 32 | 36 | 39 | 32 | 36 | 39 | 32 | 36 | 39 | 32 | 36 | 39 | 32 | 36 | 39
DALNRYS5 CNRSW_MR1L TO_FROM | DALNRYS5 | CNRSW_MR1L | 750 | 3 | 3 | CNVLSW_E8 | CNRSW1_1 | TO_FROM | 73521.13 | -0.13551 | 0.070463 | -0.34887 | 0.51712 | 728.8497 | 60.9156 | 0 | 2801.006 | 9589.551 | Competitive | 0 | 0 | 0 | 0 | 0 | 1 | 1 | Non-Competitive | Non-Competitive | Non-Competitive | Non-Competitive | Non-Competitive | 2 | 2 | 5 | 2 | 2 | 5 | 2 | 2 | 5 | 2 | 2 | 5 | 2 | 2 | 5
DANDNOT8 6215__A FROM_TO | DANDNOT8 | 6215__A | 143 | 0 | 0 | BLUFCKTA_8 | CHINAGRV_8 | FROM_TO | 73521.13 | -0.01522 | 0.52127 | -0.08463 | 0.60154 | 143.3542 | -120.478 | 0 | 5282.596 | 10000 | Non-Competi | 0 | 0 | 0 | 0 | 0 | 1 | 0 | Non-Competitive | Non-Competitive | Non-Competitive | Non-Competitive | Non-Competitive | 0 | 0 | 0 | 0 | 0 | 0 | 0 | 0 | 0 | 0 | 0 | 0 | 0 | 0 | 0
DANDNOT8 6215__A TO_FROM | DANDNOT8 | 6215__A | 143 | 0 | 0 | BLUFCKTA_8 | CHINAGRV_8 | TO_FROM | 73521.13 | -0.03272 | 0.015221 | -0.60154 | 0.084634 | 145.3835 | 102.0602 | 0 | 6485.048 | 10000 | Non-Competi | 0 | 0 | 0 | 0 | 0 | 1 | 1 | Non-Competitive | Non-Competitive | Non-Competitive | Non-Competitive | Non-Competitive | 7 | 7 | 7 | 7 | 7 | 7 | 7 | 7 | 7 | 7 | 7 | 7 | 7 | 7 | 7
DAUSDES8 CKT_902_1 FROM_TO | DAUSDES8 | CKT_902_1 | 530 | 2 | 2 | DECK_MB1 | SPRINKLE | FROM_TO | 73521.13 | -0.04522 | 0.15313 | -0.41696 | 0.15313 | 528.304 | 154.026 | 0 | 9367.806 | 10000 | Competitive | 0 | 0 | 0 | 0 | 0 | 1 | 1 | Non-Competitive | Non-Competitive | Non-Competitive | Non-Competitive | Non-Competitive | 12 | 12 | 12 | 12 | 12 | 12 | 12 | 12 | 12 | 12 | 12 | 12 | 12 | 12 | 12
DAUSDES8 CKT_902_1 TO_FROM | DAUSDES8 | CKT_902_1 | 530 | 2 | 2 | DECK_MB1 | SPRINKLE | TO_FROM | 73521.13 | -0.15313 | 0.045219 | -0.15313 | 0.41696 | -44.6819 | -292.056 | 0 | 10000 | 9448.23 | Competitive | 0 | 0 | 0 | 0 | 0 | 1 | 1 | Non-Competitive | Non-Competitive | Non-Competitive | Non-Competitive | Non-Competitive | 14 | 14 | 14 | 14 | 14 | 14 | 14 | 14 | 14 | 14 | 14 | 14 | 14 | 14 | 14
DAUSGAR5 AUSTRO_AT1H FROM_TO | DAUSGAR5 | AUSTRO_AT1H | 480 | 2 | 2 | L_AUSTRO5_1Y | AUSTRO1_1KV | FROM_TO | 73521.13 | -0.1325 | 0.090055 | -0.31607 | 0.11525 | 1093.814 | 151.8454 | 0 | 3932.776 | 4433.862 | Competitive | 0 | 0 | 0 | 0 | 0 | 1 | 1 | Non-Competitive | Non-Competitive | Non-Competitive | Non-Competitive | Non-Competitive | 35 | 59 | 59 | 35 | 59 | 59 | 35 | 59 | 59 | 35 | 59 | 59 | 35 | 59 | 59
DAUSGAR5 AUSTRO_AT1H TO_FROM | DAUSGAR5 | AUSTRO_AT1H | 480 | 2 | 2 | L_AUSTRO5_1Y | AUSTRO1_1KV | TO_FROM | 73521.13 | -0.09005 | 0.21137 | -0.11525 | 0.31607 | 106.1944 | -390.491 | 0 | 4035.53 | 3932.776 | Competitive | 0 | 0 | 0 | 0 | 0 | 1 | 1 | Non-Competitive | Non-Competitive | Non-Competitive | Non-Competitive | Non-Competitive | 10 | 14 | 14 | 10 | 14 | 14 | 10 | 14 | 14 | 10 | 14 | 14 | 10 | 14 | 14
DAUSGAR5 AUSTRO_AT2H FROM_TO | DAUSGAR5 | AUSTRO_AT2H | 480 | 2 | 2 | L_AUSTRO5_1Y | AUSTRO2_1KV | FROM_TO | 73521.13 | -0.12985 | 0.088255 | -0.25671 | 0.11294 | 1071.956 | 148.8096 | 0 | 4515.985 | 4433.837 | Competitive | 0 | 0 | 0 | 0 | 0 | 1 | 1 | Non-Competitive | Non-Competitive | Non-Competitive | Non-Competitive | Non-Competitive | 35 | 59 | 59 | 35 | 59 | 59 | 35 | 59 | 59 | 35 | 59 | 59 | 35 | 59 | 59
DAUSGAR5 AUSTRO_AT2H TO_FROM | DAUSGAR5 | AUSTRO_AT2H | 480 | 2 | 2 | L_AUSTRO5_1Y | AUSTRO2_1KV | TO_FROM | 73521.13 | -0.08826 | 0.20715 | -0.11294 | 0.25671 | 104.0732 | -382.687 | 0 | 4035.508 | 4515.985 | Competitive | 0 | 0 | 0 | 0 | 0 | 1 | 1 | Non-Competitive | Non-Competitive | Non-Competitive | Non-Competitive | Non-Competitive | 10 | 12 | 14 | 10 | 12 | 14 | 10 | 12 | 14 | 10 | 12 | 14 | 10 | 12 | 14
DAUSGAR5 AUSTRO_AT2L FROM_TO | DAUSGAR5 | AUSTRO_AT2L | 480 | 2 | 2 | AUSTROP | AUSTRO2_1KV | FROM_TO | 73521.13 | -0.08826 | 0.20715 | -1.0029 | 0.25671 | 104.0732 | -382.687 | 0 | 4035.508 | 4515.985 | Competitive | 0 | 0 | 0 | 0 | 0 | 1 | 1 | Non-Competitive | Non-Competitive | Non-Competitive | Non-Competitive | Non-Competitive | 10 | 12 | 14 | 10 | 12 | 14 | 10 | 12 | 14 | 10 | 12 | 14 | 10 | 12 | 14
DAUSGAR5 AUSTRO_AT2L TO_FROM | DAUSGAR5 | AUSTRO_AT2L | 480 | 2 | 2 | AUSTROP | AUSTRO2_1KV | TO_FROM | 73521.13 | -0.12985 | 0.088255 | -0.25671 | 1.0029 | 1071.956 | 148.8096 | 0 | 4515.985 | 4433.837 | Competitive | 0 | 0 | 0 | 0 | 0 | 1 | 1 | Non-Competitive | Non-Competitive | Non-Competitive | Non-Competitive | Non-Competitive | 35 | 59 | 59 | 35 | 59 | 59 | 35 | 59 | 59 | 35 | 59 | 59 | 35 | 59 | 59
DAUSGAR5 CKT_963_1 FROM_TO | DAUSGAR5 | CKT_963_1 | 480 | 2 | 2 | GARFIELD | HICRSMB2 | FROM_TO | 73521.13 | -0.05054 | 0.092479 | -0.13464 | 0.24001 | 397.4486 | 193.4725 | 0 | 10000 | 10000 | Competitive | 0 | 0 | 0 | 0 | 0 | 1 | 1 | Non-Competitive | Non-Competitive | Non-Competitive | Non-Competitive | Non-Competitive | 14 | 14 | 14 | 14 | 14 | 14 | 14 | 14 | 14 | 14 | 14 | 14 | 14 | 14 | 14
DAUSGAR5 CKT_963_1 TO_FROM | DAUSGAR5 | CKT_963_1 | 480 | 2 | 2 | GARFIELD | HICRSMB2 | TO_FROM | 73521.13 | -0.09248 | 0.05054 | -0.24001 | 0.13464 | -85.1242 | -321.016 | 0 | 10000 | 10000 | Competitive | 0 | 0 | 0 | 0 | 0 | 1 | 1 | Non-Competitive | Non-Competitive | Non-Competitive | Non-Competitive | Non-Competitive | 3 | 3 | 3 | 3 | 3 | 3 | 3 | 3 | 3 | 3 | 3 | 3 | 3 | 3 | 3
DAUSGAR5 GARFIELD_AT2 FROM_TO | DAUSGAR5 | GARFIELD_AT2 | 480 | 2 | 2 | GARFIELD | GARFIE34 | FROM_TO | 73521.13 | -0.10573 | 0.086902 | -0.10623 | 0.23996 | 144.1964 | -335.908 | 0 | 8450.399 | 10000 | Competitive | 0 | 0 | 0 | 0 | 0 | 1 | 1 | Non-Competitive | Non-Competitive | Non-Competitive | Non-Competitive | Non-Competitive | 3 | 3 | 3 | 3 | 3 | 3 | 3 | 3 | 3 | 3 | 3 | 3 | 3 | 3 | 3
DAUSGAR5 GARFIELD_AT2 TO_FROM | DAUSGAR5 | GARFIELD_AT2 | 480 | 2 | 2 | GARFIELD | GARFIE34 | TO_FROM | 73521.13 | -0.0869 | 0.10573 | -0.23996 | 0.10623 | 447.8605 | 106.6539 | 0 | 10000 | 8506.66 | Competitive | 0 | 0 | 0 | 0 | 0 | 1 | 1 | Non-Competitive | Non-Competitive | Non-Competitive | Non-Competitive | Non-Competitive | 14 | 28 | 28 | 14 | 28 | 28 | 14 | 28 | 28 | 14 | 28 | 28 | 14 | 28 | 28
DAUSLOS5 336T405_1 FROM_TO | DAUSLOS5 | 336T405_1 | 1195 | 2 | 2 | L_FPPYD25_1Y | L_FPPYD15_1Y | FROM_TO | 73521.13 | -0.74956 | 0.24847 | -0.74956 | 0.24847 | 1005.154 | -368.296 | 0 | 5906.851 | 5572.028 | Competitive | 0 | 0 | 0 | 0 | 0 | 1 | 1 | Non-Competitive | Non-Competitive | Non-Competitive | Non-Competitive | Non-Competitive | 14 | 14 | 14 | 14 | 14 | 14 | 14 | 14 | 14 | 14 | 14 | 14 | 14 | 14 | 14
DAUSLOS5 336T405_1 TO_FROM | DAUSLOS5 | 336T405_1 | 1195 | 2 | 2 | L_FPPYD25_1Y | L_FPPYD15_1Y | TO_FROM | 73521.13 | -0.24847 | 0.74956 | -0.24847 | 0.74956 | 1408.545 | -395.469 | 0 | 5572.028 | 6144.852 | Non-Competi | 0 | 0 | 0 | 0 | 0 | 1 | 1 | Non-Competitive | Non-Competitive | Non-Competitive | Non-Competitive | Non-Competitive | 28 | 28 | 41 | 28 | 28 | 41 | 28 | 28 | 41 | 28 | 28 | 41 | 28 | 28 | 41
DAUSLOS5 AUSTRO_AT1H FROM_TO | DAUSLOS5 | AUSTRO_AT1H | 480 | 2 | 2 | L_AUSTRO5_1Y | AUSTRO1_1KV | FROM_TO | 73521.13 | -0.12811 | 0.03703 | -0.32033 | 0.068446 | 526.5607 | 209.8502 | 0 | 4637.753 | 5517.473 | Non-Competi | 0 | 0 | 0 | 0 | 0 | 1 | 1 | Non-Competitive | Non-Competitive | Non-Competitive | Non-Competitive | Non-Competitive | 35 | 35 | 35 | 35 | 35 | 35 | 35 | 35 | 35 | 35 | 35 | 35 | 35 | 35 | 35
DAUSLOS5 AUSTRO_AT1H TO_FROM | DAUSLOS5 | AUSTRO_AT1H | 480 | 2 | 2 | L_AUSTRO5_1Y | AUSTRO1_1KV | TO_FROM | 73521.13 | -0.03703 | 0.22531 | -0.06845 | 0.32033 | -49.5625 | -246.266 | 0 | 5051.644 | 4637.753 | Competitive | 0 | 0 | 0 | 0 | 0 | 1 | 1 | Non-Competitive | Non-Competitive | Non-Competitive | Non-Competitive | Non-Competitive | 5 | 5 | 5 | 5 | 5 | 5 | 5 | 5 | 5 | 5 | 5 | 5 | 5 | 5 | 5
DAUSLOS5 AUSTRO_AT2H FROM_TO | DAUSLOS5 | AUSTRO_AT2H | 480 | 2 | 2 | L_AUSTRO5_1Y | AUSTRO2_1KV | FROM_TO | 73521.13 | -0.12555 | 0.03629 | -0.26612 | 0.067078 | 516.0385 | 205.656 | 0 | 4637.757 | 5517.469 | Non-Competi | 0 | 0 | 0 | 0 | 0 | 1 | 1 | Non-Competitive | Non-Competitive | Non-Competitive | Non-Competitive | Non-Competitive | 35 | 35 | 35 | 35 | 35 | 35 | 35 | 35 | 35 | 35 | 35 | 35 | 35 | 35 | 35
DAUSLOS5 AUSTRO_AT2H TO_FROM | DAUSLOS5 | AUSTRO_AT2H | 480 | 2 | 2 | L_AUSTRO5_1Y | AUSTRO2_1KV | TO_FROM | 73521.13 | -0.03629 | 0.2208 | -0.06708 | 0.26612 | -48.5732 | -241.344 | 0 | 5051.64 | 4637.757 | Competitive | 0 | 0 | 0 | 0 | 0 | 1 | 1 | Non-Competitive | Non-Competitive | Non-Competitive | Non-Competitive | Non-Competitive | 5 | 5 | 5 | 5 | 5 | 5 | 5 | 5 | 5 | 5 | 5 | 5 | 5 | 5 | 5
DAUSLOS5 CKT_3122_1 FROM_TO | DAUSLOS5 | CKT_3122_1 | 1150 | 2 | 2 | L_FPPYD25_1Y | HOLMAN | FROM_TO | 73521.13 | -0.05766 | 0.47622 | -0.38851 | 0.47622 | 1587.338 | -145.965 | 0 | 6123.816 | 2277.901 | Competitive | 0 | 0 | 0 | 1 | 1 | 1 | 1 | Non-Competitive | Non-Competitive | Non-Competitive | Competitive | Competitive | 92 | 94 | 102 | 92 | 94 | 102 | 92 | 94 | 102 | 0 | 0 | 0 | 0 | 0 | 0
DAUSLOS5 CKT_3122_1 TO_FROM | DAUSLOS5 | CKT_3122_1 | 1150 | 2 | 2 | L_FPPYD25_1Y | HOLMAN | TO_FROM | 73521.13 | -0.47622 | 0.057665 | -0.47622 | 0.38851 | 702.9835 | -324.037 | 0 | 1956.925 | 6124.86 | Competitive | 0 | 0 | 0 | 0 | 0 | 1 | 1 | Non-Competitive | Non-Competitive | Non-Competitive | Non-Competitive | Non-Competitive | 43 | 43 | 43 | 43 | 43 | 43 | 43 | 43 | 43 | 43 | 43 | 43 | 43 | 43 | 43
DAUSLOS5 FAYETT_6AT2 FROM_TO | DAUSLOS5 | FAYETT_6AT2 | 685 | 2 | 2 | L_FAYETT5_1Y | L_FAYETT8_1Y | FROM_TO | 73521.13 | -0.23813 | 0.15166 | -0.49959 | 0.22767 | 796.6222 | 195.7564 | 0 | 5972.462 | 9043.198 | Competitive | 0 | 0 | 0 | 0 | 0 | 1 | 1 | Non-Competitive | Non-Competitive | Non-Competitive | Non-Competitive | Non-Competitive | 7 | 7 | 13 | 7 | 7 | 13 | 7 | 7 | 13 | 7 | 7 | 13 | 7 | 7 | 13
DAUSLOS5 FAYETT_6AT2 TO_FROM | DAUSLOS5 | FAYETT_6AT2 | 685 | 2 | 2 | L_FAYETT5_1Y | L_FAYETT8_1Y | TO_FROM | 73521.13 | -0.15166 | 0.23813 | -0.22767 | 0.49959 | -6.9221 | -495.152 | 0 | 9043.198 | 5972.462 | Competitive | 0 | 0 | 0 | 0 | 0 | 1 | 1 | Non-Competitive | Non-Competitive | Non-Competitive | Non-Competitive | Non-Competitive | 8 | 8 | 8 | 8 | 8 | 8 | 8 | 8 | 8 | 8 | 8 | 8 | 8 | 8 | 8
DAUSLOS5 SALEM_AT3 FROM_TO | DAUSLOS5 | SALEM_AT3 | 660 | 2 | 2 | L_SALEM_5_1Y | L_SALEM_8_1Y | FROM_TO | 73521.13 | -0.09763 | 0.098781 | -0.41566 | 0.30432 | 688.0674 | 62.5061 | 0 | 5899.766 | 7180.943 | Competitive | 0 | 0 | 0 | 0 | 0 | 1 | 1 | Non-Competitive | Non-Competitive | Non-Competitive | Non-Competitive | Non-Competitive | 13 | 13 | 13 | 13 | 13 | 13 | 13 | 13 | 13 | 13 | 13 | 13 | 13 | 13 | 13
DAUSLOS5 SALEM_AT3 TO_FROM | DAUSLOS5 | SALEM_AT3 | 660 | 2 | 2 | L_SALEM_5_1Y | L_SALEM_8_1Y | TO_FROM | 73521.13 | -0.09878 | 0.097632 | -0.30432 | 0.41566 | 4.0724 | -393.037 | 0 | 7180.943 | 5899.766 | Competitive | 0 | 0 | 0 | 0 | 0 | 1 | 1 | Non-Competitive | Non-Competitive | Non-Competitive | Non-Competitive | Non-Competitive | 8 | 8 | 8 | 8 | 8 | 8 | 8 | 8 | 8 | 8 | 8 | 8 | 8 | 8 | 8
DAUSSND5 1660__A FROM_TO | DAUSSND5 | 1660__A | 335 | 5 | 5 | RNDRCKWH_T | RNDRCKNE2_8 | FROM_TO | 73521.13 | -0.01399 | 0.027232 | -0.22766 | 0.66105 | -58.054 | -103.962 | 0 | 4957.388 | 10000 | Competitive | 0 | 0 | 0 | 0 | 0 | 1 | 0 | Non-Competitive | Non-Competitive | Non-Competitive | Non-Competitive | Non-Competitive | 0 | 0 | 0 | 0 | 0 | 0 | 0 | 0 | 0 | 0 | 0 | 0 | 0 | 0 | 0
DAUSSND5 1660__A TO_FROM | DAUSSND5 | 1660__A | 335 | 5 | 5 | RNDRCKWH_T | RNDRCKNE2_8 | TO_FROM | 73521.13 | -0.02723 | 0.013986 | -0.66105 | 0.22766 | 219.2508 | 89.4074 | 0 | 10000 | 5008.95 | Competitive | 0 | 0 | 0 | 0 | 0 | 1 | 1 | Non-Competitive | Non-Competitive | Non-Competitive | Non-Competitive | Non-Competitive | 9 | 9 | 9 | 9 | 9 | 9 | 9 | 9 | 9 | 9 | 9 | 9 | 9 | 9 | 9
DAUSSND5 1665__A FROM_TO | DAUSSND5 | 1665__A | 335 | 5 | 5 | HUTTOSS1_8 | TAYLOR_W1_8 | FROM_TO | 73521.13 | -0.14142 | 0.035112 | -0.7092 | 0.10155 | 283.803 | 62.7248 | 0 | 1348.863 | 9763.006 | Competitive | 0 | 0 | 0 | 0 | 0 | 1 | 1 | Non-Competitive | Non-Competitive | Non-Competitive | Non-Competitive | Non-Competitive | 4 | 4 | 4 | 4 | 4 | 4 | 4 | 4 | 4 | 4 | 4 | 4 | 4 | 4 | 4
DAUSSND5 1665__A TO_FROM | DAUSSND5 | 1665__A | 335 | 5 | 5 | HUTTOSS1_8 | TAYLOR_W1_8 | TO_FROM | 73521.13 | -0.03511 | 0.14142 | -0.10155 | 0.7092 | 776.8267 | -38.2311 | 0 | 9748.333 | 1516.058 | Competitive | 0 | 0 | 1 | 1 | 1 | 1 | 1 | Non-Competitive | Non-Competitive | Competitive | Competitive | Competitive | 67 | 77 | 81 | 67 | 77 | 81 | 0 | 0 | 0 | 0 | 0 | 0 | 0 | 0 | 0
DAUSSND5 1665__B FROM_TO | DAUSSND5 | 1665__B | 335 | 5 | 5 | TAYLOR1_8 | TAYLOR_W1_8 | FROM_TO | 73521.13 | -0.03496 | 0.14157 | -0.29065 | 0.65395 | 787.9678 | -27.0971 | 0 | 9745.824 | 1518.944 | Competitive | 0 | 0 | 1 | 1 | 1 | 1 | 1 | Non-Competitive | Non-Competitive | Competitive | Competitive | Competitive | 67 | 77 | 81 | 67 | 77 | 81 | 0 | 0 | 0 | 0 | 0 | 0 | 0 | 0 | 0
DAUSSND5 1665__B TO_FROM | DAUSSND5 | 1665__B | 335 | 5 | 5 | TAYLOR1_8 | TAYLOR_W1_8 | TO_FROM | 73521.13 | -0.14157 | 0.03496 | -0.65395 | 0.29065 | 272.6536 | 51.5908 | 0 | 1351.491 | 9760.668 | Competitive | 0 | 0 | 0 | 0 | 0 | 1 | 1 | Non-Competitive | Non-Competitive | Non-Competitive | Non-Competitive | Non-Competitive | 4 | 4 | 4 | 4 | 4 | 4 | 4 | 4 | 4 | 4 | 4 | 4 | 4 | 4 | 4
DAUSSND5 211T147_1 FROM_TO | DAUSSND5 | 211T147_1 | 478 | 5 | 5 | L_MCNEIL8_1Y | L_GILLCR8_1Y | FROM_TO | 73521.13 | -0.06036 | 0.15223 | -0.26037 | 0.18805 | 445.6206 | -166.896 | 0 | 3660.879 | 2203.812 | Competitive | 0 | 0 | 0 | 1 | 1 | 1 | 1 | Non-Competitive | Non-Competitive | Non-Competitive | Competitive | Competitive | 43 | 126 | 148 | 43 | 126 | 148 | 43 | 126 | 148 | 0 | 0 | 0 | 0 | 0 | 0
DAUSSND5 211T147_1 TO_FROM | DAUSSND5 | 211T147_1 | 478 | 5 | 5 | L_MCNEIL8_1Y | L_GILLCR8_1Y | TO_FROM | 73521.13 | -0.15223 | 0.060361 | -0.18805 | 0.26037 | 1404.208 | 51.5136 | 0 | 1672.014 | 3879.687 | Competitive | 0 | 0 | 0 | 0 | 0 | 1 | 1 | Non-Competitive | Non-Competitive | Non-Competitive | Non-Competitive | Non-Competitive | 43 | 43 | 72 | 43 | 43 | 72 | 43 | 43 | 72 | 43 | 43 | 72 | 43 | 43 | 72
DAUSSND5 270__A FROM_TO | DAUSSND5 | 270__A | 1912 | 5 | 5 | TEMP_SS__5 | SALADOSS_5 | FROM_TO | 73521.13 | -0.15797 | 0.19797 | -0.4334 | 0.30706 | 2861.171 | 133.5285 | 0 | 1677.657 | 1472.11 | Competitive | 0 | 1 | 1 | 1 | 1 | 1 | 1 | Non-Competitive | Competitive | Competitive | Competitive | Competitive | 82 | 103 | 157 | 0 | 0 | 0 | 0 | 0 | 0 | 0 | 0 | 0 | 0 | 0 | 0
DAUSSND5 270__A TO_FROM | DAUSSND5 | 270__A | 1912 | 5 | 5 | TEMP_SS__5 | SALADOSS_5 | TO_FROM | 73521.13 | -0.19797 | 0.15797 | -0.30706 | 0.4334 | 2800.254 | -575.855 | 0 | 1254.527 | 1761.586 | Competitive | 0 | 0 | 1 | 1 | 1 | 1 | 1 | Non-Competitive | Non-Competitive | Competitive | Competitive | Competitive | 25 | 89 | 117 | 25 | 89 | 117 | 0 | 0 | 0 | 0 | 0 | 0 | 0 | 0 | 0
DAUSSND5 SEA_AAT1 FROM_TO | DAUSSND5 | SEA_AAT1 | 60 | 5 | 5 | SEATON9 | SEATON8 | FROM_TO | 73521.13 | -0.00312 | 0.010506 | -0.0491 | 0.58966 | -10.4861 | -21.4016 | 0 | 8400.713 | 2983.619 | Competitive | 0 | 0 | 0 | 0 | 1 | 1 | 0 | Non-Competitive | Non-Competitive | Non-Competitive | Non-Competitive | Non-Competitive | 0 | 0 | 0 | 0 | 0 | 0 | 0 | 0 | 0 | 0 | 0 | 0 | 0 | 0 | 0
DAUSSND5 SEA_AAT1 TO_FROM | DAUSSND5 | SEA_AAT1 | 60 | 5 | 5 | SEATON9 | SEATON8 | TO_FROM | 73521.13 | -0.01051 | 0.00312 | -0.58966 | 0.0491 | 55.1199 | 13.2847 | 0 | 1584.012 | 10000 | Competitive | 0 | 0 | 0 | 0 | 0 | 1 | 0 | Non-Competitive | Non-Competitive | Non-Competitive | Non-Competitive | Non-Competitive | 0 | 0 | 0 | 0 | 0 | 0 | 0 | 0 | 0 | 0 | 0 | 0 | 0 | 0 | 0
DAUSSND5 SNDSW_MR1L FROM_TO | DAUSSND5 | SNDSW_MR1L | 750 | 5 | 5 | SAND_TXU_8 | SNDSW1_1 | FROM_TO | 73521.13 | -0.06015 | 0.52575 | -0.48897 | 0.52575 | 1111.994 | 18.129 | 0 | 8276.901 | 1918.683 | Competitive | 0 | 0 | 1 | 1 | 1 | 1 | 1 | Non-Competitive | Non-Competitive | Competitive | Competitive | Competitive | 26 | 88 | 102 | 26 | 88 | 102 | 0 | 0 | 0 | 0 | 0 | 0 | 0 | 0 | 0
DAUSSND5 SNDSW_MR1L TO_FROM | DAUSSND5 | SNDSW_MR1L | 750 | 5 | 5 | SAND_TXU_8 | SNDSW1_1 | TO_FROM | 73521.13 | -0.52575 | 0.060155 | -0.52575 | 0.48897 | 1132.71 | -309.468 | 0 | 1723.836 | 8382.722 | Competitive | 0 | 0 | 0 | 0 | 0 | 1 | 1 | Non-Competitive | Non-Competitive | Non-Competitive | Non-Competitive | Non-Competitive | 2 | 2 | 29 | 2 | 2 | 29 | 2 | 2 | 29 | 2 | 2 | 29 | 2 | 2 | 29
DBALDEE8 N4_X3_1 FROM_TO | DBALDEE8 | N4_X3_1 | 478 | 0 | 0 | JT_DEELY | STREICH | FROM_TO | 73521.13 | -0.54677 | 0.22991 | -0.60307 | 0.22991 | 275.9146 | 46.738 | 0 | 10000 | 9934.271 | Competitive | 0 | 0 | 0 | 0 | 0 | 1 | 1 | Non-Competitive | Non-Competitive | Non-Competitive | Non-Competitive | Non-Competitive | 5 | 5 | 5 | 5 | 5 | 5 | 5 | 5 | 5 | 5 | 5 | 5 | 5 | 5 | 5
DBALDEE8 N4_X3_1 TO_FROM | DBALDEE8 | N4_X3_1 | 478 | 0 | 0 | JT_DEELY | STREICH | TO_FROM | 73521.13 | -0.22991 | 0.54677 | -0.22991 | 0.60308 | 275.8044 | -105.852 | 0 | 9931.74 | 10000 | Competitive | 0 | 0 | 0 | 0 | 0 | 1 | 1 | Non-Competitive | Non-Competitive | Non-Competitive | Non-Competitive | Non-Competitive | 2 | 2 | 2 | 2 | 2 | 2 | 2 | 2 | 2 | 2 | 2 | 2 | 2 | 2 | 2
DBBSJEW5 1250__C FROM_TO | DBBSJEW5 | 1250__C | 220 | 2 | 2 | BUTLERMT_P8 | JEWETTA_8 | FROM_TO | 73521.13 | -0.02279 | 0.07158 | -0.10628 | 0.53692 | 353.0091 | -220.801 | 0 | 4186.342 | 1254.305 | Competitive | 0 | 1 | 1 | 1 | 1 | 1 | 1 | Non-Competitive | Competitive | Competitive | Competitive | Competitive | 0 | 0 | 0 | 0 | 0 | 0 | 0 | 0 | 0 | 0 | 0 | 0 | 0 | 0 | 0
DBBSJEW5 1250__C TO_FROM | DBBSJEW5 | 1250__C | 220 | 2 | 2 | BUTLERMT_P8 | JEWETTA_8 | TO_FROM | 73521.13 | -0.07158 | 0.022785 | -0.53692 | 0.10628 | 569.6165 | 252.4853 | 0 | 1159.519 | 4709.283 | Competitive | 0 | 0 | 0 | 0 | 0 | 0 | 1 | Non-Competitive | Non-Competitive | Non-Competitive | Non-Competitive | Non-Competitive | 35 | 35 | 41 | 35 | 35 | 41 | 35 | 35 | 41 | 35 | 35 | 41 | 35 | 35 | 41
DBBSRCH5 TRSES_MR6H FROM_TO | DBBSRCH5 | TRSES_MR6H | 348 | 2 | 2 | TRINDAD1_5 | TRSES6_1 | FROM_TO | 73521.13 | -0.66496 | 0.15222 | -0.66496 | 0.15222 | 282.6134 | 10.0664 | 0 | 7643.954 | 9649.356 | Competitive | 0 | 0 | 0 | 0 | 0 | 1 | 1 | Non-Competitive | Non-Competitive | Non-Competitive | Non-Competitive | Non-Competitive | bar: 10 10 to 14 14
DBBSRCH5 TRSES_MR6H TO_FROM | DBBSRCH5 | TRSES_MR6H | 348 | 2 | 2 | TRINDAD1_5 | TRSES6_1 | TO_FROM | 73521.13 | -0.15222 | 0.66497 | -0.15222 | 0.66497 | 148.451 | -174.194 | 0 | 9649.356 | 7832.582 | Competitive | 0 | 0 | 0 | 0 | 0 | 1 | 1 | Non-Competitive | Non-Competitive | Non-Competitive | Non-Competitive | Non-Competitive | 8 | 8 | 8 | 8 | 8 | 8 | 8 | 8 | 8 | 8 | 8 | 8 | 8 | 8 | 8
DBBSVEN5 20__A FROM_TO | DBBSVEN5 | 20__A | 1052 | 4 | 4 | RICHLND2_5 | BIGBRN__5 | FROM_TO | 73521.13 | -0.19986 | 0.69743 | -0.19986 | 0.69743 | 1489.641 | -1005.59 | 0 | 3886.844 | 1811.702 | Non-Competi | 0 | 0 | 1 | 1 | 1 | 1 | 1 | Non-Competitive | Non-Competitive | Competitive | Competitive | Competitive | 96 | 96 | 153 | 96 | 96 | 153 | 0 | 0 | 0 | 0 | 0 | 0 | 0 | 0 | 0
DBBSVEN5 20__A TO_FROM | DBBSVEN5 | 20__A | 1052 | 4 | 4 | RICHLND2_5 | BIGBRN__5 | TO_FROM | 73521.13 | -0.69743 | 0.19986 | -0.69743 | 0.19986 | 2321.388 | 527.3141 | 0 | 1725.785 | 4189.555 | Non-Competi | 0 | 0 | 0 | 0 | 0 | 1 | 1 | Non-Competitive | Non-Competitive | Non-Competitive | Non-Competitive | Non-Competitive | 40 | 40 | 108 | 40 | 40 | 108 | 40 | 40 | 108 | 40 | 40 | 108 | 40 | 40 | 108
DBBSVEN5 21__A FROM_TO | DBBSVEN5 | 21__A | 1098 | 4 | 4 | TRINDAD1_5 | RICHLND2_5 | FROM_TO | 73521.13 | -0.30257 | 0.36561 | -0.30257 | 0.45797 | 1085.16 | -1218.97 | 0 | 3436.646 | 2200.061 | Competitive | 0 | 0 | 0 | 1 | 1 | 1 | 1 | Non-Competitive | Non-Competitive | Non-Competitive | Competitive | Competitive | 99 | 99 | 142 | 99 | 99 | 142 | 99 | 99 | 142 | 0 | 0 | 0 | 0 | 0 | 0
DBBSVEN5 21__A TO_FROM | DBBSVEN5 | 21__A | 1098 | 4 | 4 | TRINDAD1_5 | RICHLND2_5 | TO_FROM | 73521.13 | -0.36561 | 0.30257 | -0.45796 | 0.30257 | 2522.702 | 954.8816 | 0 | 2117.156 | 4055.155 | Competitive | 0 | 0 | 0 | 0 | 0 | 1 | 1 | Non-Competitive | Non-Competitive | Non-Competitive | Non-Competitive | Non-Competitive | 37 | 105 | 120 | 37 | 105 | 120 | 37 | 105 | 120 | 37 | 105 | 120 | 37 | 105 | 120
DBBSVEN5 230__A FROM_TO | DBBSVEN5 | 230__A | 1065 | 4 | 4 | JEWETT_S5 | RAT_SNAKE_5 | FROM_TO | 73521.13 | -0.22259 | 0.10972 | -0.23759 | 0.18213 | 1470.23 | -253.267 | 0 | 2231.428 | 2850.28 | Competitive | 0 | 0 | 0 | 0 | 1 | 1 | 1 | Non-Competitive | Non-Competitive | Non-Competitive | Non-Competitive | Competitive | 6 | 47 | 80 | 6 | 47 | 80 | 6 | 47 | 80 | 6 | 47 | 80 | 0 | 0 | 0
DBBSVEN5 230__A TO_FROM | DBBSVEN5 | 230__A | 1065 | 4 | 4 | JEWETT_S5 | RAT_SNAKE_5 | TO_FROM | 73521.13 | -0.10972 | 0.22259 | -0.18213 | 0.23759 | 1301.484 | -469.187 | 0 | 2141.007 | 2266.595 | Competitive | 0 | 0 | 0 | 1 | 1 | 1 | 1 | Non-Competitive | Non-Competitive | Non-Competitive | Competitive | Competitive | 94 | 108 | 122 | 94 | 108 | 122 | 94 | 108 | 122 | 0 | 0 | 0 | 0 | 0 | 0
DBBSVEN5 30__A FROM_TO | DBBSVEN5 | 30__A | 1052 | 4 | 4 | RICHLND1_5 | BIGBRN__5 | FROM_TO | 73521.13 | -0.20528 | 0.69227 | -0.20528 | 0.69227 | 1593.388 | -1221.34 | 0 | 3253.625 | 1688.18 | Competitive | 0 | 0 | 1 | 1 | 1 | 1 | 1 | Non-Competitive | Non-Competitive | Competitive | Competitive | Competitive | 96 | 125 | 153 | 96 | 125 | 153 | 0 | 0 | 0 | 0 | 0 | 0 | 0 | 0 | 0
DBBSVEN5 30__A TO_FROM | DBBSVEN5 | 30__A | 1052 | 4 | 4 | RICHLND1_5 | BIGBRN__5 | TO_FROM | 73521.13 | -0.69227 | 0.20528 | -0.69227 | 0.20528 | 2642.032 | 529.992 | 0 | 1602.544 | 3502.869 | Non-Competi | 0 | 0 | 0 | 0 | 0 | 1 | 1 | Non-Competitive | Non-Competitive | Non-Competitive | Non-Competitive | Non-Competitive | 39 | 81 | 96 | 39 | 81 | 96 | 39 | 81 | 96 | 39 | 81 | 96 | 39 | 81 | 96
DBBSVEN5 31__A FROM_TO | DBBSVEN5 | 31__A | 1098 | 4 | 4 | TRINDAD2_5 | RICHLND1_5 | FROM_TO | 73521.13 | -0.30773 | 0.19485 | -0.30773 | 0.4534 | 1190.992 | -1451.1 | 0 | 2453.818 | 2044.267 | Competitive | 0 | 0 | 0 | 1 | 1 | 1 | 1 | Non-Competitive | Non-Competitive | Non-Competitive | Competitive | Competitive | 99 | 99 | 142 | 99 | 99 | 142 | 99 | 99 | 142 | 0 | 0 | 0 | 0 | 0 | 0
DBBSVEN5 31__A TO_FROM | DBBSVEN5 | 31__A | 1098 | 4 | 4 | TRINDAD2_5 | RICHLND1_5 | TO_FROM | 73521.13 | -0.19485 | 0.30773 | -0.4534 | 0.30773 | 2850.094 | 957.655 | 0 | 1959.52 | 2819.891 | Competitive | 0 | 0 | 0 | 0 | 1 | 1 | 1 | Non-Competitive | Non-Competitive | Non-Competitive | Non-Competitive | Competitive | 78 | 93 | 123 | 78 | 93 | 123 | 78 | 93 | 123 | 78 | 93 | 123 | 0 | 0 | 0
DBBSVEN5 510__A FROM_TO | DBBSVEN5 | 510__A | 1065 | 4 | 4 | WATMLL_W5 | TRINDAD1_5 | FROM_TO | 73521.13 | -0.25366 | 0.058101 | -0.32223 | 0.083719 | 362.0727 | -941.715 | 0 | 1342.921 | 3259.111 | Competitive | 0 | 0 | 0 | 0 | 0 | 1 | 1 | Non-Competitive | Non-Competitive | Non-Competitive | Non-Competitive | Non-Competitive | 94 | 94 | 98 | 94 | 94 | 98 | 94 | 94 | 98 | 94 | 94 | 98 | 94 | 94 | 98
DBBSVEN5 510__A TO_FROM | DBBSVEN5 | 510__A | 1065 | 4 | 4 | WATMLL_W5 | TRINDAD1_5 | TO_FROM | 73521.13 | -0.0581 | 0.25366 | -0.08372 | 0.32223 | 1926.494 | 473.8095 | 0 | 3133.205 | 1772.76 | Competitive | 0 | 0 | 1 | 1 | 1 | 1 | 1 | Non-Competitive | Non-Competitive | Competitive | Competitive | Competitive | 68 | 100 | 118 | 68 | 100 | 118 | 0 | 0 | 0 | 0 | 0 | 0 | 0 | 0 | 0
DBBSVEN5 520__A FROM_TO | DBBSVEN5 | 520__A | 1065 | 4 | 4 | TRICRN1_5 | TRINDAD2_5 | FROM_TO | 73521.13 | -0.20201 | 0.083943 | -0.346 | 0.14633 | 414.8748 | -1205.51 | 0 | 1572.596 | 2022.249 | Competitive | 0 | 0 | 0 | 1 | 1 | 1 | 1 | Non-Competitive | Non-Competitive | Non-Competitive | Competitive | Competitive | 105 | 109 | 152 | 105 | 109 | 152 | 105 | 109 | 152 | 0 | 0 | 0 | 0 | 0 | 0
DBBSVEN5 520__A TO_FROM | DBBSVEN5 | 520__A | 1065 | 4 | 4 | TRICRN1_5 | TRINDAD2_5 | TO_FROM | 73521.13 | -0.08394 | 0.20201 | -0.14633 | 0.346 | 2177.785 | 622.9121 | 0 | 1939.915 | 1881.378 | Competitive | 0 | 0 | 1 | 1 | 1 | 1 | 1 | Non-Competitive | Non-Competitive | Competitive | Competitive | Competitive | 78 | 108 | 114 | 78 | 108 | 114 | 0 | 0 | 0 | 0 | 0 | 0 | 0 | 0 | 0
DBCESND5 AUSTRO_AT1H FROM_TO | DBCESND5 | AUSTRO_AT1H | 480 | 2 | 2 | L_AUSTRO5_1Y | AUSTRO1_1KV | FROM_TO | 73521.13 | -0.1284 | 0.053521 | -0.31994 | 0.06458 | 666.9961 | 275.9589 | 0 | 3682.406 | 5690.47 | Non-Competi | 0 | 0 | 0 | 0 | 0 | 1 | 1 | Non-Competitive | Non-Competitive | Non-Competitive | Non-Competitive | Non-Competitive | 35 | 35 | 35 | 35 | 35 | 35 | 35 | 35 | 35 | 35 | 35 | 35 | 35 | 35 | 35
DBCESND5 AUSTRO_AT1H TO_FROM | DBCESND5 | AUSTRO_AT1H | 480 | 2 | 2 | L_AUSTRO5_1Y | AUSTRO1_1KV | TO_FROM | 73521.13 | -0.05352 | 0.22592 | -0.06458 | 0.31994 | 22.7363 | -589.241 | 0 | 5191.515 | 3682.406 | Competitive | 0 | 0 | 0 | 0 | 0 | 1 | 1 | Non-Competitive | Non-Competitive | Non-Competitive | Non-Competitive | Non-Competitive | 13 | 13 | 13 | 13 | 13 | 13 | 13 | 13 | 13 | 13 | 13 | 13 | 13 | 13 | 13
DBNBSYC5 6120__C FROM_TO | DBNBSYC5 | 6120__C | 213 | 2 | 2 | EDGECLF2_8 | ROGERS2_8 | FROM_TO | 73521.13 | -0.0337 | 0.038979 | -0.30573 | 0.51889 | 307.8455 | -159.019 | 0 | 1225.197 | 9070.271 | Competitive | 0 | 0 | 0 | 0 | 0 | 1 | 1 | Non-Competitive | Non-Competitive | Non-Competitive | Non-Competitive | Non-Competitive | 3 | 3 | 3 | 3 | 3 | 3 | 3 | 3 | 3 | 3 | 3 | 3 | 3 | 3 | 3
DBNBSYC5 6120__C TO_FROM | DBNBSYC5 | 6120__C | 213 | 2 | 2 | EDGECLF2_8 | ROGERS2_8 | TO_FROM | 73521.13 | -0.03898 | 0.033704 | -0.51889 | 0.30573 | 282.0328 | -63.9711 | 0 | 9070.271 | 2182.201 | Competitive | 0 | 0 | 0 | 1 | 1 | 1 | 1 | Non-Competitive | Non-Competitive | Non-Competitive | Competitive | Competitive | 31 | 37 | 39 | 31 | 37 | 39 | 31 | 37 | 39 | 0 | 0 | 0 | 0 | 0 | 0
DBOEHA58 74T148_1 FROM_TO | DBOEHA58 | 74T148_1 | 227 | 2 | 2 | L_CICO__8_1Y | L_COMFOR8_1Y | FROM_TO | 73521.13 | -0.03261 | 0.018749 | -0.20564 | 0.23355 | 64.3988 | -70.3595 | 0 | 9273.45 | 10000 | Competitive | 0 | 0 | 0 | 0 | 0 | 1 | 1 | Non-Competitive | Non-Competitive | Non-Competitive | Non-Competitive | Non-Competitive | 9 | 9 | 9 | 9 | 9 | 9 | 9 | 9 | 9 | 9 | 9 | 9 | 9 | 9 | 9
DBOEHA58 74T148_1 TO_FROM | DBOEHA58 | 74T148_1 | 227 | 2 | 2 | L_CICO__8_1Y | L_COMFOR8_1Y | TO_FROM | 73521.13 | -0.01875 | 0.10483 | -0.23355 | 0.20564 | 240.6776 | 15.6456 | 0 | 8879.456 | 9273.45 | Competitive | 0 | 0 | 0 | 0 | 0 | 1 | 0 | Non-Competitive | Non-Competitive | Non-Competitive | Non-Competitive | Non-Competitive | 0 | 0 | 0 | 0 | 0 | 0 | 0 | 0 | 0 | 0 | 0 | 0 | 0 | 0 | 0
DBRAHIG8 Y1_C4_1 FROM_TO | DBRAHIG8 | Y1_C4_1 | 178 | 2 | 2 | HOLBROOK | KIRBY | FROM_TO | 73521.13 | -0.03703 | 0.029325 | -0.06941 | 0.71661 | -68.0017 | -105.629 | 0 | 10000 | 10000 | Competitive | 0 | 0 | 0 | 0 | 0 | 1 | 1 | Non-Competitive | Non-Competitive | Non-Competitive | Non-Competitive | Non-Competitive | 8 | 8 | 8 | 8 | 8 | 8 | 8 | 8 | 8 | 8 | 8 | 8 | 8 | 8 | 8
DBRAHIG8 Y1_C4_1 TO_FROM | DBRAHIG8 | Y1_C4_1 | 178 | 2 | 2 | HOLBROOK | KIRBY | TO_FROM | 73521.13 | -0.02932 | 0.037026 | -0.71661 | 0.069407 | 163.8902 | 100.4394 | 0 | 10000 | 10000 | Competitive | 0 | 0 | 0 | 0 | 0 | 1 | 1 | Non-Competitive | Non-Competitive | Non-Competitive | Non-Competitive | Non-Competitive | 2 | 2 | 2 | 2 | 2 | 2 | 2 | 2 | 2 | 2 | 2 | 2 | 2 | 2 | 2
DBRAVAL8 E1_M1_1 FROM_TO | DBRAVAL8 | E1_M1_1 | 214 | 0 | 0 | FIVE_PTS | WSTSIDE | FROM_TO | 73521.13 | -0.05352 | 0.099154 | -0.30252 | 0.4478 | 110.3524 | -16.5836 | 0 | 10000 | 10000 | Competitive | 0 | 0 | 0 | 0 | 0 | 1 | 1 | Non-Competitive | Non-Competitive | Non-Competitive | Non-Competitive | Non-Competitive | 12 | 12 | 12 | 12 | 12 | 12 | 12 | 12 | 12 | 12 | 12 | 12 | 12 | 12 | 12
DBRAVAL8 E1_M1_1 TO_FROM | DBRAVAL8 | E1_M1_1 | 214 | 0 | 0 | FIVE_PTS | WSTSIDE | TO_FROM | 73521.13 | -0.09915 | 0.053521 | -0.4478 | 0.30252 | 128.7382 | -16.4201 | 0 | 10000 | 10000 | Competitive | 0 | 0 | 0 | 0 | 0 | 1 | 1 | Non-Competitive | Non-Competitive | Non-Competitive | Non-Competitive | Non-Competitive | 3 | 3 | 3 | 3 | 3 | 3 | 3 | 3 | 3 | 3 | 3 | 3 | 3 | 3 | 3
DBWNKLN5 FRIR_SONR1_1 FROM_TO | DBWNKLN5 | FRIR_SONR1_1 | 37 | 0 | 0 | SONR2A | FRIR2A | FROM_TO | 73521.13 | -0.00865 | 0.026917 | -0.72209 | 0.13229 | 133.768 | -20.1094 | 0 | 2150.331 | 2238.444 | Competitive | 0 | 0 | 0 | 1 | 1 | 1 | 0 | Non-Competitive | Non-Competitive | Non-Competitive | Non-Competitive | Non-Competitive | 0 | 0 | 0 | 0 | 0 | 0 | 0 | 0 | 0 | 0 | 0 | 0 | 0 | 0 | 0
DBWNKLN5 FRIR_SONR1_1 TO_FROM | DBWNKLN5 | FRIR_SONR1_1 | 37 | 0 | 0 | SONR2A | FRIR2A | TO_FROM | 73521.13 | -0.01037 | 0.008647 | -0.13229 | 0.72209 | 66.2828 | 7.8812 | 0 | 1800.059 | 2730.067 | Competitive | 0 | 0 | 0 | 0 | 1 | 1 | 0 | Non-Competitive | Non-Competitive | Non-Competitive | Non-Competitive | Non-Competitive | 0 | 0 | 0 | 0 | 0 | 0 | 0 | 0 | 0 | 0 | 0 | 0 | 0 | 0 | 0
DBWNKLN5 SAPS_YELWJC1_1 FROM_TO | DBWNKLN5 | SAPS_YELWJC1_1 | 179 | 0 | 0 | YELWJCKT4B | SAPS4D | FROM_TO | 73521.13 | -0.02947 | 0.054049 | -0.08184 | 0.49522 | 269.0793 | 35.39 | 0 | 6890.852 | 2239.721 | Competitive | 0 | 0 | 0 | 1 | 1 | 1 | 1 | Non-Competitive | Non-Competitive | Non-Competitive | Competitive | Competitive | 30 | 30 | 33 | 30 | 30 | 33 | 30 | 30 | 33 | 0 | 0 | 0 | 0 | 0 | 0
DBWNKLN5 SAPS_YELWJC1_1 TO_FROM | DBWNKLN5 | SAPS_YELWJC1_1 | 179 | 0 | 0 | YELWJCKT4B | SAPS4D | TO_FROM | 73521.13 | -0.05405 | 0.069428 | -0.49522 | 0.081839 | 474.2404 | -126.347 | 0 | 922.09 | 10000 | Competitive | 0 | 0 | 0 | 0 | 0 | 1 | 1 | Non-Competitive | Non-Competitive | Non-Competitive | Non-Competitive | Non-Competitive | 9 | 9 | 9 | 9 | 9 | 9 | 9 | 9 | 9 | 9 | 9 | 9 | 9 | 9 | 9
DBWNTWI5 TWINBU_T1H FROM_TO | DBWNTWI5 | TWINBU_T1H | 308 | 2 | 2 | L_TWINBU5_1Y | L_TWINBU1_1 | FROM_TO | 73521.13 | -0.06832 | 0.18196 | -0.46169 | 0.23052 | 718.3069 | -79.4447 | 0 | 2656.416 | 10000 | Competitive | 0 | 0 | 0 | 0 | 0 | 1 | 1 | Non-Competitive | Non-Competitive | Non-Competitive | Non-Competitive | Non-Competitive | 2 | 2 | 2 | 2 | 2 | 2 | 2 | 2 | 2 | 2 | 2 | 2 | 2 | 2 | 2
DBWNTWI5 TWINBU_T1H TO_FROM | DBWNTWI5 | TWINBU_T1H | 308 | 2 | 2 | L_TWINBU5_1Y | L_TWINBU1_1 | TO_FROM | 73521.13 | -0.06458 | 0.19311 | -0.23052 | 0.46169 | 223.6265 | -218.005 | 0 | 6400.32 | 3036.316 | Competitive | 0 | 0 | 0 | 0 | 0 | 1 | 1 | Non-Competitive | Non-Competitive | Non-Competitive | Non-Competitive | Non-Competitive | 33 | 33 | 33 | 33 | 33 | 33 | 33 | 33 | 33 | 33 | 33 | 33 | 33 | 33 | 33
DBWNTWI5 TWINBU_T1L FROM_TO | DBWNTWI5 | TWINBU_T1L | 308 | 2 | 2 | L_TWINBU8_1Y | L_TWINBU1_1 | FROM_TO | 73521.13 | -0.06458 | 0.19311 | -0.58333 | 0.46169 | 223.6265 | -218.005 | 0 | 6400.32 | 3036.316 | Competitive | 0 | 0 | 0 | 0 | 0 | 1 | 1 | Non-Competitive | Non-Competitive | Non-Competitive | Non-Competitive | Non-Competitive | 33 | 33 | 33 | 33 | 33 | 33 | 33 | 33 | 33 | 33 | 33 | 33 | 33 | 33 | 33
DBWNTWI5 TWINBU_T1L TO_FROM | DBWNTWI5 | TWINBU_T1L | 308 | 2 | 2 | L_TWINBU8_1Y | L_TWINBU1_1 | TO_FROM | 73521.13 | -0.06832 | 0.18196 | -0.46169 | 0.58333 | 718.3069 | -79.4447 | 0 | 2656.416 | 10000 | Competitive | 0 | 0 | 0 | 0 | 0 | 1 | 1 | Non-Competitive | Non-Competitive | Non-Competitive | Non-Competitive | Non-Competitive | 2 | 2 | 2 | 2 | 2 | 2 | 2 | 2 | 2 | 2 | 2 | 2 | 2 | 2 | 2
DB_DAIR8 ALAZAN_B_DAVI1_1 FROM_TO | DB_DAIR8 | ALAZAN_B_DAVI1_1 | 876 | 3 | 3 | B_DAVIS4A | ALAZAN4A | FROM_TO | 73521.13 | -0.11969 | 0.41589 | -0.35963 | 0.41589 | 540.9592 | -110.088 | 0 | 8585.082 | 3502.949 | Competitive | 0 | 0 | 0 | 0 | 0 | 1 | 1 | Non-Competitive | Non-Competitive | Non-Competitive | Non-Competitive | Non-Competitive | 10 | 13 | 13 | 10 | 13 | 13 | 10 | 13 | 13 | 10 | 13 | 13 | 10 | 13 | 13
DB_DAIR8 ALAZAN_B_DAVI1_1 TO_FROM | DB_DAIR8 | ALAZAN_B_DAVI1_1 | 876 | 3 | 3 | B_DAVIS4A | ALAZAN4A | TO_FROM | 73521.13 | -0.41588 | 0.11968 | -0.41588 | 0.35963 | 194.4738 | -104.868 | 0 | 1749.62 | 8642.148 | Competitive | 0 | 0 | 0 | 0 | 0 | 1 | 1 | Non-Competitive | Non-Competitive | Non-Competitive | Non-Competitive | Non-Competitive | 4 | 4 | 10 | 4 | 4 | 10 | 4 | 4 | 10 | 4 | 4 | 10 | 4 | 4 | 10
DB_DAIR8 NAVAL__N_PADR1_1 FROM_TO | DB_DAIR8 | NAVAL__N_PADR1_1 | 78 | 3 | 3 | NAVAL_BS2A | N_PADRE2A | FROM_TO | 73521.13 | -0.02475 | 0.031098 | -0.66972 | 0.15084 | 71.5819 | -9.3812 | 0 | 8140.591 | 5147.705 | Competitive | 0 | 0 | 0 | 0 | 0 | 1 | 1 | Non-Competitive | Non-Competitive | Non-Competitive | Non-Competitive | Non-Competitive | 6 | 6 | 6 | 6 | 6 | 6 | 6 | 6 | 6 | 6 | 6 | 6 | 6 | 6 | 6
DB_DAIR8 NAVAL__N_PADR1_1 TO_FROM | DB_DAIR8 | NAVAL__N_PADR1_1 | 78 | 3 | 3 | NAVAL_BS2A | N_PADRE2A | TO_FROM | 73521.13 | -0.0311 | 0.024753 | -0.15084 | 0.66972 | 28.6234 | -33.1206 | 0 | 4495.872 | 8140.591 | Competitive | 0 | 0 | 0 | 0 | 0 | 1 | 1 | Non-Competitive | Non-Competitive | Non-Competitive | Non-Competitive | Non-Competitive | 4 | 4 | 4 | 4 | 4 | 4 | 4 | 4 | 4 | 4 | 4 | 4 | 4 | 4 | 4
DB_DAIR8 N_SHARPE_PS1 FROM_TO | DB_DAIR8 | N_SHARPE_PS1 | 222 | 3 | 3 | N_SHARPE4A | N_SHARPE4B | FROM_TO | 73521.13 | 0 | 0 | 0 | 0 | 0 | 0 | 0 | 0 | 0 | Competitive | 1 | 1 | 1 | 1 | 1 | 1 | 0 | Non-Competitive | Non-Competitive | Non-Competitive | Non-Competitive | Non-Competitive | 0 | 0 | 0 | 0 | 0 | 0 | 0 | 0 | 0 | 0 | 0 | 0 | 0 | 0 | 0
DB_DAIR8 N_SHARPE_PS1 TO_FROM | DB_DAIR8 | N_SHARPE_PS1 | 222 | 3 | 3 | N_SHARPE4A | N_SHARPE4B | TO_FROM | 73521.13 | 0 | 0 | 0 | 0 | 0 | 0 | 0 | 0 | 0 | Competitive | 1 | 1 | 1 | 1 | 1 | 1 | 0 | Non-Competitive | Non-Competitive | Non-Competitive | Non-Competitive | Non-Competitive | 0 | 0 | 0 | 0 | 0 | 0 | 0 | 0 | 0 | 0 | 0 | 0 | 0 | 0 | 0
DCAGBRA5 M3_G2_1 FROM_TO | DCAGBRA5 | M3_G2_1 | 296 | 2 | 2 | HAMWOLF | MED_CTR | FROM_TO | 73521.13 | -0.0108 | 0.051063 | -0.38314 | 0.504 | -67.1258 | -230.499 | 0 | 8660.868 | 1950.368 | Competitive | 0 | 0 | 1 | 1 | 1 | 1 | 0 | Non-Competitive | Non-Competitive | Non-Competitive | Non-Competitive | Non-Competitive | 0 | 0 | 0 | 0 | 0 | 0 | 0 | 0 | 0 | 0 | 0 | 0 | 0 | 0 | 0
DCAGBRA5 M3_G2_1 TO_FROM | DCAGBRA5 | M3_G2_1 | 296 | 2 | 2 | HAMWOLF | MED_CTR | TO_FROM | 73521.13 | -0.05106 | 0.010801 | -0.504 | 0.38314 | 259.7282 | 182.8557 | 0 | 1817.13 | 10000 | Competitive | 0 | 0 | 0 | 0 | 0 | 1 | 1 | Non-Competitive | Non-Competitive | Non-Competitive | Non-Competitive | Non-Competitive | 15 | 15 | 15 | 15 | 15 | 15 | 15 | 15 | 15 | 15 | 15 | 15 | 15 | 15 | 15
DCAGBRA5 N5_P4_1 FROM_TO | DCAGBRA5 | N5_P4_1 | 1195 | 2 | 2 | SKYLINE_5 | SPRUCE | FROM_TO | 73521.13 | -0.39136 | 0.042474 | -0.39136 | 0.059167 | 863.5152 | -627.301 | 0 | 3136.909 | 6057.338 | Competitive | 0 | 0 | 0 | 0 | 0 | 1 | 1 | Non-Competitive | Non-Competitive | Non-Competitive | Non-Competitive | Non-Competitive | 8 | 17 | 25 | 8 | 17 | 25 | 8 | 17 | 25 | 8 | 17 | 25 | 8 | 17 | 25
DCAGBRA5 N5_P4_1 TO_FROM | DCAGBRA5 | N5_P4_1 | 1195 | 2 | 2 | SKYLINE_5 | SPRUCE | TO_FROM | 73521.13 | -0.04247 | 0.39137 | -0.05917 | 0.39137 | 1426.198 | -381.843 | 0 | 5697.247 | 3722.087 | Competitive | 0 | 0 | 0 | 0 | 0 | 1 | 1 | Non-Competitive | Non-Competitive | Non-Competitive | Non-Competitive | Non-Competitive | 25 | 41 | 41 | 25 | 41 | 41 | 25 | 41 | 41 | 25 | 41 | 41 | 25 | 41 | 41
DCAGBRA5 N5_P4_2_1 FROM_TO | DCAGBRA5 | N5_P4_2_1 | 1195 | 2 | 2 | SKYLINE_5 | SPRUCE | FROM_TO | 73521.13 | -0.39136 | 0.042474 | -0.39136 | 0.059167 | 863.5152 | -627.301 | 0 | 3136.909 | 6057.338 | Competitive | 0 | 0 | 0 | 0 | 0 | 1 | 1 | Non-Competitive | Non-Competitive | Non-Competitive | Non-Competitive | Non-Competitive | 8 | 17 | 25 | 8 | 17 | 25 | 8 | 17 | 25 | 8 | 17 | 25 | 8 | 17 | 25
DCAGBRA5 N5_P4_2_1 TO_FROM | DCAGBRA5 | N5_P4_2_1 | 1195 | 2 | 2 | SKYLINE_5 | SPRUCE | TO_FROM | 73521.13 | -0.04247 | 0.39137 | -0.05917 | 0.39137 | 1426.198 | -381.843 | 0 | 5697.247 | 3722.087 | Competitive | 0 | 0 | 0 | 0 | 0 | 1 | 1 | Non-Competitive | Non-Competitive | Non-Competitive | Non-Competitive | Non-Competitive | 25 | 41 | 41 | 25 | 41 | 41 | 25 | 41 | 41 | 25 | 41 | 41 | 25 | 41 | 41
DCAGWS28 E1_M1_1 FROM_TO | DCAGWS28 | E1_M1_1 | 214 | 6 | 6 | FIVE_PTS | WSTSIDE | FROM_TO | 73521.13 | -0.12362 | 0.047794 | -0.58551 | 0.26526 | 281.3185 | 175.1885 | 0 | 10000 | 10000 | Competitive | 0 | 0 | 0 | 0 | 0 | 1 | 1 | Non-Competitive | Non-Competitive | Non-Competitive | Non-Competitive | Non-Competitive | 12 | 12 | 12 | 12 | 12 | 12 | 12 | 12 | 12 | 12 | 12 | 12 | 12 | 12 | 12
DCAGWS28 E1_M1_1 TO_FROM | DCAGWS28 | E1_M1_1 | 214 | 6 | 6 | FIVE_PTS | WSTSIDE | TO_FROM | 73521.13 | -0.04779 | 0.12362 | -0.26526 | 0.58551 | 27.6422 | -228.763 | 0 | 10000 | 10000 | Competitive | 0 | 0 | 0 | 0 | 0 | 1 | 1 | Non-Competitive | Non-Competitive | Non-Competitive | Non-Competitive | Non-Competitive | 2 | 2 | 2 | 2 | 2 | 2 | 2 | 2 | 2 | 2 | 2 | 2 | 2 | 2 | 2
DCALCAG5 N5_P4_2_1 FROM_TO | DCALCAG5 | N5_P4_2_1 | 1195 | 2 | 2 | SKYLINE_5 | SPRUCE | FROM_TO | 73521.13 | -0.39136 | 0.042474 | -0.39136 | 0.059167 | 886.2252 | -627.301 | 0 | 3499.99 | 5130.116 | Competitive | 0 | 0 | 0 | 0 | 0 | 1 | 1 | Non-Competitive | Non-Competitive | Non-Competitive | Non-Competitive | Non-Competitive | 5 | 14 | 28 | 5 | 14 | 28 | 5 | 14 | 28 | 5 | 14 | 28 | 5 | 14 | 28
DCALCAG5 N5_P4_2_1 TO_FROM | DCALCAG5 | N5_P4_2_1 | 1195 | 2 | 2 | SKYLINE_5 | SPRUCE | TO_FROM | 73521.13 | -0.04247 | 0.39137 | -0.05917 | 0.39137 | 1202.923 | -381.843 | 0 | 4754.619 | 4111.097 | Competitive | 0 | 0 | 0 | 0 | 0 | 1 | 1 | Non-Competitive | Non-Competitive | Non-Competitive | Non-Competitive | Non-Competitive | 28 | 44 | 44 | 28 | 44 | 44 | 28 | 44 | 44 | 28 | 44 | 44 | 28 | 44 | 44
DCBYCHB5 CBY_AT2B FROM_TO | DCBYCHB5 | CBY_AT2B | 500 | 2 | 2 | CEDARP__345A | 49105_STAR | FROM_TO | 73521.13 | -0.15991 | 0.081819 | -0.20842 | 0.081819 | 332.8593 | 30.3869 | 0 | 5002.99 | 8099.235 | Competitive | 0 | 0 | 0 | 0 | 0 | 1 | 1 | Non-Competitive | Non-Competitive | Non-Competitive | Non-Competitive | Non-Competitive | 1 | 13 | 13 | 1 | 13 | 13 | 1 | 13 | 13 | 1 | 13 | 13 | 1 | 13 | 13
DCBYCHB5 CBY_AT2B TO_FROM | DCBYCHB5 | CBY_AT2B | 500 | 2 | 2 | CEDARP__345A | 49105_STAR | TO_FROM | 73521.13 | -0.08182 | 0.15991 | -0.08182 | 0.20842 | 98.2995 | -226.079 | 0 | 8086.01 | 5002.99 | Competitive | 0 | 0 | 0 | 0 | 0 | 1 | 1 | Non-Competitive | Non-Competitive | Non-Competitive | Non-Competitive | Non-Competitive | 8 | 8 | 8 | 8 | 8 | 8 | 8 | 8 | 8 | 8 | 8 | 8 | 8 | 8 | 8
DCBYCHB5 GBY_AT2 FROM_TO | DCBYCHB5 | GBY_AT2 | 504 | 2 | 2 | GRNBYU__345A | 49128_STAR | FROM_TO | 73521.13 | -0.22859 | 0.11166 | -0.40215 | 0.11166 | 1448.406 | -22.3778 | 0 | 1432.728 | 2292.352 | Competitive | 0 | 0 | 0 | 1 | 1 | 1 | 1 | Non-Competitive | Non-Competitive | Non-Competitive | Competitive | Competitive | 45 | 66 | 87 | 45 | 66 | 87 | 45 | 66 | 87 | 0 | 0 | 0 | 0 | 0 | 0
DCBYCHB5 GBY_AT2 TO_FROM | DCBYCHB5 | GBY_AT2 | 504 | 2 | 2 | GRNBYU__345A | 49128_STAR | TO_FROM | 73521.13 | -0.11166 | 0.22859 | -0.11166 | 0.40215 | 583.566 | 1.7804 | 0 | 2289.087 | 1639.47 | Competitive | 0 | 0 | 1 | 1 | 1 | 1 | 1 | Non-Competitive | Non-Competitive | Competitive | Competitive | Competitive | 56 | 75 | 143 | 56 | 75 | 143 | 0 | 0 | 0 | 0 | 0 | 0 | 0 | 0 | 0
DCBYCHB5 JFSSC_06_A FROM_TO | DCBYCHB5 | JFSSC_06_A | 526 | 2 | 2 | JEFFER__138A | CS_CHAN_8010 | FROM_TO | 73521.13 | -0.40501 | 0.51058 | -0.43019 | 0.51058 | 818.5698 | -205.68 | 0 | 9884.591 | 2340.21 | Competitive | 0 | 0 | 0 | 1 | 1 | 1 | 1 | Non-Competitive | Non-Competitive | Non-Competitive | Competitive | Competitive | 28 | 36 | 48 | 28 | 36 | 48 | 28 | 36 | 48 | 0 | 0 | 0 | 0 | 0 | 0
DCBYCHB5 JFSSC_06_A TO_FROM | DCBYCHB5 | JFSSC_06_A | 526 | 2 | 2 | JEFFER__138A | CS_CHAN_8010 | TO_FROM | 73521.13 | -0.51058 | 0.40501 | -0.51058 | 0.43019 | 693.2197 | -427.315 | 0 | 2338.582 | 9885.05 | Competitive | 0 | 0 | 0 | 0 | 0 | 1 | 1 | Non-Competitive | Non-Competitive | Non-Competitive | Non-Competitive | Non-Competitive | 5 | 5 | 5 | 5 | 5 | 5 | 5 | 5 | 5 | 5 | 5 | 5 | 5 | 5 | 5
DCHB_KG5 CBYRNG87_A FROM_TO | DCHB_KG5 | CBYRNG87_A | 526 | 2 | 2 | CEDARP__138B | STRANG__138X | FROM_TO | 73521.13 | -0.19566 | 0.20499 | -0.40785 | 0.21875 | 716.0568 | -68.1415 | 0 | 4739.531 | 5529.158 | Competitive | 0 | 0 | 0 | 0 | 0 | 1 | 1 | Non-Competitive | Non-Competitive | Non-Competitive | Non-Competitive | Non-Competitive | 9 | 19 | 19 | 9 | 19 | 19 | 9 | 19 | 19 | 9 | 19 | 19 | 9 | 19 | 19
DCHB_KG5 CBYRNG87_A TO_FROM | DCHB_KG5 | CBYRNG87_A | 526 | 2 | 2 | CEDARP__138B | STRANG__138X | TO_FROM | 73521.13 | -0.20499 | 0.19566 | -0.21875 | 0.40785 | 233.208 | -380.546 | 0 | 5529.158 | 4748.513 | Competitive | 0 | 0 | 0 | 0 | 0 | 1 | 1 | Non-Competitive | Non-Competitive | Non-Competitive | Non-Competitive | Non-Competitive | 26 | 26 | 26 | 26 | 26 | 26 | 26 | 26 | 26 | 26 | 26 | 26 | 26 | 26 | 26
DCHB_KG5 CBY_AT3 FROM_TO | DCHB_KG5 | CBY_AT3 | 897 | 2 | 2 | CEDARP__345A | 49110_STAR | FROM_TO | 73521.13 | -0.34593 | 0.25883 | -0.34593 | 0.25883 | 1124.124 | -151.226 | 0 | 5274.79 | 5867.03 | Competitive | 0 | 0 | 0 | 0 | 0 | 1 | 1 | Non-Competitive | Non-Competitive | Non-Competitive | Non-Competitive | Non-Competitive | 9 | 25 | 45 | 9 | 25 | 45 | 9 | 25 | 45 | 9 | 25 | 45 | 9 | 25 | 45
DCHB_KG5 CBY_AT3 TO_FROM | DCHB_KG5 | CBY_AT3 | 897 | 2 | 2 | CEDARP__345A | 49110_STAR | TO_FROM | 73521.13 | -0.25883 | 0.34593 | -0.25883 | 0.34593 | 546.5673 | -578.624 | 0 | 5861.014 | 5274.79 | Competitive | 0 | 0 | 0 | 0 | 0 | 1 | 1 | Non-Competitive | Non-Competitive | Non-Competitive | Non-Competitive | Non-Competitive | 17 | 17 | 17 | 17 | 17 | 17 | 17 | 17 | 17 | 17 | 17 | 17 | 17 | 17 | 17
DCHB_KG5 CTRPHR97_A FROM_TO | DCHB_KG5 | CTRPHR97_A | 1435 | 2 | 2 | CENTER__345A | P_H_R___345E | FROM_TO | 73521.13 | -0.09818 | 0.63054 | -0.13809 | 0.63054 | 2133.928 | -977.263 | 0 | 4821.179 | 1888.165 | Non-Competi | 0 | 0 | 1 | 1 | 1 | 1 | 1 | Non-Competitive | Non-Competitive | Competitive | Competitive | Competitive | 43 | 43 | 50 | 43 | 43 | 50 | 0 | 0 | 0 | 0 | 0 | 0 | 0 | 0 | 0
DCHB_KG5 CTRPHR97_A TO_FROM | DCHB_KG5 | CTRPHR97_A | 1435 | 2 | 2 | CENTER__345A | P_H_R___345E | TO_FROM | 73521.13 | -0.63054 | 0.098185 | -0.63054 | 0.13809 | 1238.248 | -801.061 | 0 | 1702.78 | 4825.542 | Competitive | 0 | 0 | 0 | 0 | 0 | 1 | 1 | Non-Competitive | Non-Competitive | Non-Competitive | Non-Competitive | Non-Competitive | 30 | 30 | 42 | 30 | 30 | 42 | 30 | 30 | 42 | 30 | 30 | 42 | 30 | 30 | 42
DCHB_KG5 EXNLH_03_A FROM_TO | DCHB_KG5 | EXNLH_03_A | 377 | 2 | 2 | EXXON___138A | LYNCH___138A | FROM_TO | 73521.13 | -0.08761 | 0.30218 | -0.45804 | 0.30218 | 636.7664 | -323.377 | 0 | 3729.146 | 2597.327 | Competitive | 0 | 0 | 0 | 0 | 1 | 1 | 1 | Non-Competitive | Non-Competitive | Non-Competitive | Non-Competitive | Competitive | 25 | 26 | 26 | 25 | 26 | 26 | 25 | 26 | 26 | 25 | 26 | 26 | 0 | 0 | 0
DCHB_KG5 EXNLH_03_A TO_FROM | DCHB_KG5 | EXNLH_03_A | 377 | 2 | 2 | EXXON___138A | LYNCH___138A | TO_FROM | 73521.13 | -0.30218 | 0.087605 | -0.30218 | 0.45804 | 405.0084 | -292.193 | 0 | 2597.011 | 3719.626 | Competitive | 0 | 0 | 0 | 0 | 0 | 1 | 1 | Non-Competitive | Non-Competitive | Non-Competitive | Non-Competitive | Non-Competitive | 26 | 26 | 26 | 26 | 26 | 26 | 26 | 26 | 26 | 26 | 26 | 26 | 26 | 26 | 26
DCICME58 E3_S1_1 FROM_TO | DCICME58 | E3_S1_1 | 287 | 0 | 0 | HOWARD | SOMERSET | FROM_TO | 73521.13 | -0.10861 | 0.07033 | -0.62775 | 0.13274 | 226.7161 | 12.8018 | 0 | 10000 | 9384.46 | Competitive | 0 | 0 | 0 | 0 | 0 | 1 | 1 | Non-Competitive | Non-Competitive | Non-Competitive | Non-Competitive | Non-Competitive | 29 | 29 | 29 | 29 | 29 | 29 | 29 | 29 | 29 | 29 | 29 | 29 | 29 | 29 | 29
DCICME58 E3_S1_1 TO_FROM | DCICME58 | E3_S1_1 | 287 | 0 | 0 | HOWARD | SOMERSET | TO_FROM | 73521.13 | -0.07033 | 0.10861 | -0.13274 | 0.62775 | 82.2662 | -93.2017 | 0 | 8558.152 | 10000 | Competitive | 0 | 0 | 0 | 0 | 0 | 1 | 1 | Non-Competitive | Non-Competitive | Non-Competitive | Non-Competitive | Non-Competitive | 15 | 15 | 15 | 15 | 15 | 15 | 15 | 15 | 15 | 15 | 15 | 15 | 15 | 15 | 15
DCLEZOR5 428T428_1 FROM_TO | DCLEZOR5 | 428T428_1 | 227 | 2 | 2 | L_SEGUIN8_1Y | L_SEGUWE8_1Y | FROM_TO | 73521.13 | -0.05299 | 0.023939 | -0.60162 | 0.25915 | 617.4343 | 176.8953 | 0 | 1153.104 | 5366.825 | Competitive | 0 | 0 | 0 | 0 | 0 | 1 | 1 | Non-Competitive | Non-Competitive | Non-Competitive | Non-Competitive | Non-Competitive | 21 | 27 | 55 | 21 | 27 | 55 | 21 | 27 | 55 | 21 | 27 | 55 | 21 | 27 | 55
DCLEZOR5 428T428_1 TO_FROM | DCLEZOR5 | 428T428_1 | 227 | 2 | 2 | L_SEGUIN8_1Y | L_SEGUWE8_1Y | TO_FROM | 73521.13 | -0.02394 | 0.052993 | -0.25915 | 0.60162 | 107.6627 | -173.283 | 0 | 5108.565 | 1320.599 | Competitive | 0 | 1 | 1 | 1 | 1 | 1 | 1 | Non-Competitive | Competitive | Competitive | Competitive | Competitive | 4 | 4 | 4 | 0 | 0 | 0 | 0 | 0 | 0 | 0 | 0 | 0 | 0 | 0 | 0
DCLEZOR5 MARION_4AT2 FROM_TO | DCLEZOR5 | MARION_4AT2 | 478 | 2 | 2 | L_MARION5_1Y | L_MARION8_1Y | FROM_TO | 73521.13 | -0.02593 | 0.069309 | -0.38547 | 0.069309 | 600.9722 | 30.3723 | 0 | 2151.857 | 2352.773 | Competitive | 0 | 0 | 0 | 1 | 1 | 1 | 1 | Non-Competitive | Non-Competitive | Non-Competitive | Competitive | Competitive | 4 | 4 | 4 | 4 | 4 | 4 | 4 | 4 | 4 | 0 | 0 | 0 | 0 | 0 | 0
DCLEZOR5 MARION_4AT2 TO_FROM | DCLEZOR5 | MARION_4AT2 | 478 | 2 | 2 | L_MARION5_1Y | L_MARION8_1Y | TO_FROM | 73521.13 | -0.06931 | 0.025932 | -0.06931 | 0.38547 | 174.1227 | -416.22 | 0 | 2338.346 | 2363.118 | Competitive | 0 | 0 | 0 | 1 | 1 | 1 | 1 | Non-Competitive | Non-Competitive | Non-Competitive | Competitive | Competitive | 18 | 27 | 73 | 18 | 27 | 73 | 18 | 27 | 73 | 0 | 0 | 0 | 0 | 0 | 0
DCMTBNB8 6495__C FROM_TO | DCMTBNB8 | 6495__C | 213 | 2 | 2 | SAGINAW1_8 | AM_MFG_T8 | FROM_TO | 73521.13 | -0.01147 | 0.016128 | -0.89792 | 0.051348 | 236.2068 | 176.712 | 0 | 10000 | 10000 | Competitive | 0 | 0 | 0 | 0 | 0 | 1 | 0 | Non-Competitive | Non-Competitive | Non-Competitive | Non-Competitive | Non-Competitive | 0 | 0 | 0 | 0 | 0 | 0 | 0 | 0 | 0 | 0 | 0 | 0 | 0 | 0 | 0
DCMTBNB8 6495__C TO_FROM | DCMTBNB8 | 6495__C | 213 | 2 | 2 | SAGINAW1_8 | AM_MFG_T8 | TO_FROM | 73521.13 | -0.01613 | 0.011472 | -0.05135 | 0.89792 | -122.46 | -211.135 | 0 | 8528.735 | 10000 | Competitive | 0 | 0 | 0 | 0 | 0 | 1 | 0 | Non-Competitive | Non-Competitive | Non-Competitive | Non-Competitive | Non-Competitive | 0 | 0 | 0 | 0 | 0 | 0 | 0 | 0 | 0 | 0 | 0 | 0 | 0 | 0 | 0
DCNSLHS8 3655__B FROM_TO | DCNSLHS8 | 3655__B | 287 | 3 | 3 | PRCKSW1_8 | PRCK1_8 | FROM_TO | 73521.13 | -0.01551 | 0.10605 | -0.76532 | 0.21979 | 237.3436 | -59.5044 | 0 | 7117.217 | 10000 | Competitive | 0 | 0 | 0 | 0 | 0 | 1 | 0 | Non-Competitive | Non-Competitive | Non-Competitive | Non-Competitive | Non-Competitive | 0 | 0 | 0 | 0 | 0 | 0 | 0 | 0 | 0 | 0 | 0 | 0 | 0 | 0 | 0
DCNSLHS8 3655__B TO_FROM | DCNSLHS8 | 3655__B | 287 | 3 | 3 | PRCKSW1_8 | PRCK1_8 | TO_FROM | 73521.13 | -0.10606 | 0.015511 | -0.21979 | 0.76532 | 136.0307 | -36.3754 | 0 | 10000 | 7117.217 | Competitive | 0 | 0 | 0 | 0 | 0 | 1 | 1 | Non-Competitive | Non-Competitive | Non-Competitive | Non-Competitive | Non-Competitive | 10 | 10 | 14 | 10 | 10 | 14 | 10 | 10 | 14 | 10 | 10 | 14 | 10 | 10 | 14
DCNSLHS8 3660__A FROM_TO | DCNSLHS8 | 3660__A | 304 | 3 | 3 | LKHB_E8 | PRCKSW1_8 | FROM_TO | 73521.13 | -0.0023 | 0.17553 | -0.10153 | 0.17636 | 240.8593 | 19.1014 | 0 | 10000 | 7080.587 | Competitive | 0 | 0 | 0 | 0 | 0 | 1 | 0 | Non-Competitive | Non-Competitive | Non-Competitive | Non-Competitive | Non-Competitive | 0 | 0 | 0 | 0 | 0 | 0 | 0 | 0 | 0 | 0 | 0 | 0 | 0 | 0 | 0
DCNSLHS8 3660__A TO_FROM | DCNSLHS8 | 3660__A | 304 | 3 | 3 | LKHB_E8 | PRCKSW1_8 | TO_FROM | 73521.13 | -0.17553 | 0.002298 | -0.17636 | 0.10153 | -17.5278 | -49.9081 | 0 | 7080.587 | 10000 | Competitive | 0 | 0 | 0 | 0 | 0 | 1 | 1 | Non-Competitive | Non-Competitive | Non-Competitive | Non-Competitive | Non-Competitive | 2 | 2 | 2 | 2 | 2 | 2 | 2 | 2 | 2 | 2 | 2 | 2 | 2 | 2 | 2
DCPSES12 440__A FROM_TO | DCPSES12 | 440__A | 1072 | 0 | 0 | L_AUSTRO5_1Y | SAND_TXU_5 | FROM_TO | 73521.13 | -0.16272 | 0.15448 | -0.20604 | 0.1676 | 1355.028 | 521.4239 | 0 | 1258.533 | 2754.543 | Competitive | 0 | 0 | 0 | 0 | 1 | 1 | 1 | Non-Competitive | Non-Competitive | Non-Competitive | Non-Competitive | Competitive | 43 | 130 | 146 | 43 | 130 | 146 | 43 | 130 | 146 | 43 | 130 | 146 | 0 | 0 | 0
DCPSES12 440__A TO_FROM | DCPSES12 | 440__A | 1072 | 0 | 0 | L_AUSTRO5_1Y | SAND_TXU_5 | TO_FROM | 73521.13 | -0.15448 | 0.16272 | -0.1676 | 0.20604 | 2348.3 | -335.362 | 0 | 2288.995 | 1410.284 | Competitive | 0 | 1 | 1 | 1 | 1 | 1 | 1 | Non-Competitive | Competitive | Competitive | Competitive | Competitive | 74 | 86 | 156 | 0 | 0 | 0 | 0 | 0 | 0 | 0 | 0 | 0 | 0 | 0 | 0
DCPSES12 LAQUIN_LOBO1_1 FROM_TO | DCPSES12 | LAQUIN_LOBO1_1 | 239 | 0 | 0 | LOBO4A | LAQUNTA4A | FROM_TO | 73521.13 | -0.04068 | 0.10344 | -0.72871 | 0.11857 | 217.1681 | -19.5107 | 0 | 3334.961 | 2866.534 | Competitive | 0 | 0 | 0 | 0 | 1 | 1 | 1 | Non-Competitive | Non-Competitive | Non-Competitive | Non-Competitive | Competitive | 16 | 22 | 28 | 16 | 22 | 28 | 16 | 22 | 28 | 16 | 22 | 28 | 0 | 0 | 0
DCPSES12 LAQUIN_LOBO1_1 TO_FROM | DCPSES12 | LAQUIN_LOBO1_1 | 239 | 0 | 0 | LOBO4A | LAQUNTA4A | TO_FROM | 73521.13 | -0.10344 | 0.72871 | -0.11857 | 0.72871 | 248.7308 | -162.323 | 0 | 8471.725 | 5000 | Non-Competi | 0 | 0 | 0 | 0 | 0 | 1 | 1 | Non-Competitive | Non-Competitive | Non-Competitive | Non-Competitive | Non-Competitive | 2 | 2 | 2 | 2 | 2 | 2 | 2 | 2 | 2 | 2 | 2 | 2 | 2 | 2 | 2
DCPSES12 SINTON_SKIDMO1_1 FROM_TO | DCPSES12 | SINTON_SKIDMO1_1 | 38 | 0 | 0 | SKIDMORE2A | SINTON2A | FROM_TO | 73521.13 | -0.02217 | 0.004639 | -0.21403 | 0.40403 | 53.4888 | -22.0665 | 0 | 5591.294 | 2025.047 | Competitive | 0 | 0 | 0 | 1 | 1 | 1 | 1 | Non-Competitive | Non-Competitive | Non-Competitive | Competitive | Competitive | 6 | 6 | 6 | 6 | 6 | 6 | 6 | 6 | 6 | 0 | 0 | 0 | 0 | 0 | 0
DCPSES12 SINTON_SKIDMO1_1 TO_FROM | DCPSES12 | SINTON_SKIDMO1_1 | 38 | 0 | 0 | SKIDMORE2A | SINTON2A | TO_FROM | 73521.13 | -0.00464 | 0.022175 | -0.40404 | 0.21403 | 62.7087 | -33.4126 | 0 | 1487.789 | 5709.439 | Competitive | 0 | 0 | 0 | 0 | 0 | 1 | 0 | Non-Competitive | Non-Competitive | Non-Competitive | Non-Competitive | Non-Competitive | 0 | 0 | 0 | 0 | 0 | 0 | 0 | 0 | 0 | 0 | 0 | 0 | 0 | 0 | 0
DCPSES12 WHTNY_HT1H FROM_TO | DCPSES12 | WHTNY_HT1H | 450 | 0 | 0 | WHITNEY5 | WHTNYSTAR | FROM_TO | 73521.13 | -0.23173 | 0.14814 | -0.56808 | 0.15202 | 428.4658 | 52.181 | 0 | 9269.619 | 7555.389 | Competitive | 0 | 0 | 0 | 0 | 0 | 1 | 1 | Non-Competitive | Non-Competitive | Non-Competitive | Non-Competitive | Non-Competitive | 11 | 11 | 11 | 11 | 11 | 11 | 11 | 11 | 11 | 11 | 11 | 11 | 11 | 11 | 11
DCPSES12 WHTNY_HT1H TO_FROM | DCPSES12 | WHTNY_HT1H | 450 | 0 | 0 | WHITNEY5 | WHTNYSTAR | TO_FROM | 73521.13 | -0.14814 | 0.23173 | -0.15202 | 0.56808 | 136.6716 | -291.613 | 0 | 7482.774 | 9269.619 | Competitive | 0 | 0 | 0 | 0 | 0 | 1 | 1 | Non-Competitive | Non-Competitive | Non-Competitive | Non-Competitive | Non-Competitive | 3 | 3 | 4 | 3 | 3 | 4 | 3 | 3 | 4 | 3 | 3 | 4 | 3 | 3 | 4
DCPSJON5 152__A FROM_TO | DCPSJON5 | 152__A | 1065 | 4 | 4 | WLFHOLW_5 | ROCKYCRK_5 | FROM_TO | 73521.13 | -0.03219 | 0.29741 | -0.18532 | 0.29741 | 1607.344 | 241.7073 | 0 | 3219.36 | 2218.521 | Competitive | 0 | 0 | 0 | 1 | 1 | 1 | 1 | Non-Competitive | Non-Competitive | Non-Competitive | Competitive | Competitive | 12 | 12 | 12 | 12 | 12 | 12 | 12 | 12 | 12 | 0 | 0 | 0 | 0 | 0 | 0
DCPSJON5 152__A TO_FROM | DCPSJON5 | 152__A | 1065 | 4 | 4 | WLFHOLW_5 | ROCKYCRK_5 | TO_FROM | 73521.13 | -0.29741 | 0.032193 | -0.29741 | 0.18532 | 459.0253 | -730.067 | 0 | 2188.941 | 4216.089 | Competitive | 0 | 0 | 0 | 0 | 0 | 1 | 1 | Non-Competitive | Non-Competitive | Non-Competitive | Non-Competitive | Non-Competitive | 35 | 35 | 52 | 35 | 35 | 52 | 35 | 35 | 52 | 35 | 35 | 52 | 35 | 35 | 52
DCRLLSW5 1065__L FROM_TO | DCRLLSW5 | 1065__L | 249 | 0 | 0 | EULESS_8 | GV_360_2_8 | FROM_TO | 73521.13 | -0.01638 | 0.011917 | -0.75549 | 0.13395 | 284.5991 | 117.6849 | 0 | 1840.61 | 1879.22 | Competitive | 0 | 0 | 1 | 1 | 1 | 1 | 0 | Non-Competitive | Non-Competitive | Non-Competitive | Non-Competitive | Non-Competitive | 0 | 0 | 0 | 0 | 0 | 0 | 0 | 0 | 0 | 0 | 0 | 0 | 0 | 0 | 0
DCRLLSW5 1065__L TO_FROM | DCRLLSW5 | 1065__L | 249 | 0 | 0 | EULESS_8 | GV_360_2_8 | TO_FROM | 73521.13 | -0.01192 | 0.01638 | -0.13395 | 0.75549 | -10.3632 | -186.432 | 0 | 1534.244 | 1844.667 | Competitive | 0 | 0 | 1 | 1 | 1 | 1 | 0 | Non-Competitive | Non-Competitive | Non-Competitive | Non-Competitive | Non-Competitive | 0 | 0 | 0 | 0 | 0 | 0 | 0 | 0 | 0 | 0 | 0 | 0 | 0 | 0 | 0
DCRLLSW5 588_B_1 FROM_TO | DCRLLSW5 | 588_B_1 | 190 | 0 | 0 | TNHIGHLNDS1 | TNWEST____1 | FROM_TO | 73521.13 | -0.00651 | 0.067829 | -0.63244 | 0.23658 | 241.3702 | 34.2536 | 0 | 3749.055 | 2890.894 | Competitive | 0 | 0 | 0 | 0 | 1 | 1 | 0 | Non-Competitive | Non-Competitive | Non-Competitive | Non-Competitive | Non-Competitive | 0 | 0 | 0 | 0 | 0 | 0 | 0 | 0 | 0 | 0 | 0 | 0 | 0 | 0 | 0
DCRLLSW5 588_B_1 TO_FROM | DCRLLSW5 | 588_B_1 | 190 | 0 | 0 | TNHIGHLNDS1 | TNWEST____1 | TO_FROM | 73521.13 | -0.06783 | 0.006511 | -0.23658 | 0.63244 | 19.891 | -109.464 | 0 | 2847.777 | 5050.703 | Competitive | 0 | 0 | 0 | 0 | 0 | 1 | 1 | Non-Competitive | Non-Competitive | Non-Competitive | Non-Competitive | Non-Competitive | 5 | 5 | 5 | 5 | 5 | 5 | 5 | 5 | 5 | 5 | 5 | 5 | 5 | 5 | 5
DCRLLSW5 590__A FROM_TO | DCRLLSW5 | 590__A | 213 | 0 | 0 | LEWISVLSW8_1 | LEW_JNS_P8 | FROM_TO | 73521.13 | -0.00942 | 0.070923 | -0.71848 | 0.25345 | 264.2199 | 10.4925 | 0 | 3809.628 | 2829.684 | Competitive | 0 | 0 | 0 | 0 | 1 | 1 | 0 | Non-Competitive | Non-Competitive | Non-Competitive | Non-Competitive | Non-Competitive | 0 | 0 | 0 | 0 | 0 | 0 | 0 | 0 | 0 | 0 | 0 | 0 | 0 | 0 | 0
DCRLLSW5 590__A TO_FROM | DCRLLSW5 | 590__A | 213 | 0 | 0 | LEWISVLSW8_1 | LEW_JNS_P8 | TO_FROM | 73521.13 | -0.07092 | 0.009421 | -0.25345 | 0.71848 | 68.275 | -102.305 | 0 | 2785.735 | 5094.321 | Competitive | 0 | 0 | 0 | 0 | 0 | 1 | 1 | Non-Competitive | Non-Competitive | Non-Competitive | Non-Competitive | Non-Competitive | 5 | 5 | 5 | 5 | 5 | 5 | 5 | 5 | 5 | 5 | 5 | 5 | 5 | 5 | 5
DCRLLSW5 590__B FROM_TO | DCRLLSW5 | 590__B | 213 | 0 | 0 | LEW_JNS_P8 | TNLAKEPNTE1 | FROM_TO | 73521.13 | -0.0095 | 0.070842 | -0.21979 | 0.28645 | 258.2856 | 4.5625 | 0 | 3808.029 | 2828.501 | Competitive | 0 | 0 | 0 | 0 | 1 | 1 | 0 | Non-Competitive | Non-Competitive | Non-Competitive | Non-Competitive | Non-Competitive | 0 | 0 | 0 | 0 | 0 | 0 | 0 | 0 | 0 | 0 | 0 | 0 | 0 | 0 | 0
DCRLLSW5 590__B TO_FROM | DCRLLSW5 | 590__B | 213 | 0 | 0 | LEW_JNS_P8 | TNLAKEPNTE1 | TO_FROM | 73521.13 | -0.07084 | 0.009502 | -0.28645 | 0.21979 | 74.2127 | -96.3749 | 0 | 2783.954 | 5092.621 | Competitive | 0 | 0 | 0 | 0 | 0 | 1 | 1 | Non-Competitive | Non-Competitive | Non-Competitive | Non-Competitive | Non-Competitive | 5 | 5 | 5 | 5 | 5 | 5 | 5 | 5 | 5 | 5 | 5 | 5 | 5 | 5 | 5
DCRLPTE5 820__D FROM_TO | DCRLPTE5 | 820__D | 324 | 2 | 2 | FRISCO | COLLINSS1_8 | FROM_TO | 73521.13 | -0.04691 | 0.14851 | -0.14195 | 0.81177 | 260.0634 | -187.747 | 0 | 5568.383 | 2708.813 | Competitive | 0 | 0 | 0 | 0 | 1 | 1 | 1 | Non-Competitive | Non-Competitive | Non-Competitive | Non-Competitive | Competitive | 23 | 23 | 30 | 23 | 23 | 30 | 23 | 23 | 30 | 23 | 23 | 30 | 0 | 0 | 0
DCRLPTE5 820__D TO_FROM | DCRLPTE5 | 820__D | 324 | 2 | 2 | FRISCO | COLLINSS1_8 | TO_FROM | 73521.13 | -0.14851 | 0.046909 | -0.81177 | 0.14195 | 414.7773 | -70.2528 | 0 | 2327.257 | 6745.939 | Competitive | 0 | 0 | 0 | 0 | 0 | 1 | 1 | Non-Competitive | Non-Competitive | Non-Competitive | Non-Competitive | Non-Competitive | 5 | 5 | 5 | 5 | 5 | 5 | 5 | 5 | 5 | 5 | 5 | 5 | 5 | 5 | 5
DCRLPTE5 CN345_MR1H FROM_TO | DCRLPTE5 | CN345_MR1H | 750 | 2 | 2 | COLLINSS1_5 | CN3451_1 | FROM_TO | 73521.13 | -0.05922 | 0.11473 | -0.32781 | 0.28948 | 960.1999 | 246.6908 | 0 | 2915.861 | 10000 | Competitive | 0 | 0 | 0 | 0 | 0 | 1 | 1 | Non-Competitive | Non-Competitive | Non-Competitive | Non-Competitive | Non-Competitive | 2 | 2 | 2 | 2 | 2 | 2 | 2 | 2 | 2 | 2 | 2 | 2 | 2 | 2 | 2
DCRLPTE5 CN345_MR1H TO_FROM | DCRLPTE5 | CN345_MR1H | 750 | 2 | 2 | COLLINSS1_5 | CN3451_1 | TO_FROM | 73521.13 | -0.11473 | 0.059221 | -0.28948 | 0.32781 | -166.44 | -649.052 | 0 | 8044.287 | 3251.131 | Competitive | 0 | 0 | 0 | 0 | 0 | 1 | 1 | Non-Competitive | Non-Competitive | Non-Competitive | Non-Competitive | Non-Competitive | 34 | 34 | 37 | 34 | 34 | 37 | 34 | 34 | 37 | 34 | 34 | 37 | 34 | 34 | 37
DDECSPR8 CKT_1013_1 FROM_TO | DDECSPR8 | CKT_1013_1 | 480 | 2 | 2 | MCNEILW | DECK_MB3 | FROM_TO | 73521.13 | -0.1599 | 0.05882 | -0.1599 | 0.11886 | -39.0249 | -348.868 | 0 | 10000 | 8788.96 | Competitive | 0 | 0 | 0 | 0 | 0 | 1 | 1 | Non-Competitive | Non-Competitive | Non-Competitive | Non-Competitive | Non-Competitive | 16 | 29 | 29 | 16 | 29 | 29 | 16 | 29 | 29 | 16 | 29 | 29 | 16 | 29 | 29
DDECSPR8 CKT_1013_1 TO_FROM | DDECSPR8 | CKT_1013_1 | 480 | 2 | 2 | MCNEILW | DECK_MB3 | TO_FROM | 73521.13 | -0.05882 | 0.1599 | -0.11886 | 0.1599 | 596.7716 | 174.347 | 0 | 8658.387 | 10000 | Competitive | 0 | 0 | 0 | 0 | 0 | 1 | 1 | Non-Competitive | Non-Competitive | Non-Competitive | Non-Competitive | Non-Competitive | 14 | 14 | 14 | 14 | 14 | 14 | 14 | 14 | 14 | 14 | 14 | 14 | 14 | 14 | 14
DDILSAN8 BIG_FO_PLEASA1_1 FROM_TO | DDILSAN8 | BIG_FO_PLEASA1_1 | 122 | 4 | 4 | PLEASANT4A | BIG_FOOT4A | FROM_TO | 73521.13 | -0.1649 | 0.027726 | -0.31267 | 0.26032 | 134.2696 | 6.5506 | 0 | 10000 | 9743.516 | Competitive | 0 | 0 | 0 | 0 | 0 | 1 | 1 | Non-Competitive | Non-Competitive | Non-Competitive | Non-Competitive | Non-Competitive | 29 | 29 | 29 | 29 | 29 | 29 | 29 | 29 | 29 | 29 | 29 | 29 | 29 | 29 | 29
DDILSAN8 BIG_FO_PLEASA1_1 TO_FROM | DDILSAN8 | BIG_FO_PLEASA1_1 | 122 | 4 | 4 | PLEASANT4A | BIG_FOOT4A | TO_FROM | 73521.13 | -0.02773 | 0.1649 | -0.26032 | 0.31267 | 135.2765 | -70.9718 | 0 | 8796.509 | 10000 | Competitive | 0 | 0 | 0 | 0 | 0 | 1 | 1 | Non-Competitive | Non-Competitive | Non-Competitive | Non-Competitive | Non-Competitive | 4 | 4 | 4 | 4 | 4 | 4 | 4 | 4 | 4 | 4 | 4 | 4 | 4 | 4 | 4
DDILSAN8 JOURDN_PLEASA1_1 FROM_TO | DDILSAN8 | JOURDN_PLEASA1_1 | 38 | 4 | 4 | PLEASANT2A | JOURDNTN2A | FROM_TO | 73521.13 | -0.03187 | 0.003724 | -0.78236 | 0.14891 | 45.7928 | 17.3999 | 0 | 2839.491 | 10000 | Competitive | 0 | 0 | 0 | 0 | 0 | 1 | 1 | Non-Competitive | Non-Competitive | Non-Competitive | Non-Competitive | Non-Competitive | 27 | 27 | 27 | 27 | 27 | 27 | 27 | 27 | 27 | 27 | 27 | 27 | 27 | 27 | 27
DDILSAN8 JOURDN_PLEASA1_1 TO_FROM | DDILSAN8 | JOURDN_PLEASA1_1 | 38 | 4 | 4 | PLEASANT2A | JOURDNTN2A | TO_FROM | 73521.13 | -0.00372 | 0.031871 | -0.1489 | 0.78236 | 10.9878 | -34.6143 | 0 | 8612.34 | 2919.682 | Competitive | 0 | 0 | 0 | 0 | 1 | 1 | 0 | Non-Competitive | Non-Competitive | Non-Competitive | Non-Competitive | Non-Competitive | 0 | 0 | 0 | 0 | 0 | 0 | 0 | 0 | 0 | 0 | 0 | 0 | 0 | 0 | 0
DDILSAN8 PALDRO_PEARSAL_1 FROM_TO | DDILSAN8 | PALDRO_PEARSAL_1 | 215 | 4 | 4 | PALODUROSW8 | PEARSALLSW8 | FROM_TO | 73521.13 | -0.20249 | 0.23 | -0.20249 | 0.60651 | 112.0648 | -201.049 | 0 | 2541.386 | 10000 | Competitive | 0 | 0 | 0 | 0 | 0 | 1 | 1 | Non-Competitive | Non-Competitive | Non-Competitive | Non-Competitive | Non-Competitive | 27 | 27 | 27 | 27 | 27 | 27 | 27 | 27 | 27 | 27 | 27 | 27 | 27 | 27 | 27
DDILSAN8 PALDRO_PEARSAL_1 TO_FROM | DDILSAN8 | PALDRO_PEARSAL_1 | 215 | 4 | 4 | PALODUROSW8 | PEARSALLSW8 | TO_FROM | 73521.13 | -0.15518 | 0.20249 | -0.60651 | 0.20249 | 282.7662 | 45.8926 | 0 | 10000 | 6505.734 | Competitive | 0 | 0 | 0 | 0 | 0 | 1 | 1 | Non-Competitive | Non-Competitive | Non-Competitive | Non-Competitive | Non-Competitive | 4 | 4 | 4 | 4 | 4 | 4 | 4 | 4 | 4 | 4 | 4 | 4 | 4 | 4 | 4
DDOWOAS5 DAN_DANE_1 FROM_TO | DDOWOAS5 | DAN_DANE_1 | 45 | 2 | 2 | DANEVANGSW9 | DANEVANGSUB9 | FROM_TO | 73521.13 | -0.00634 | 0.011466 | -0.66107 | 0.27947 | 54.8464 | 4.0822 | 0 | 10000 | 4890.976 | Competitive | 0 | 0 | 0 | 0 | 0 | 1 | 0 | Non-Competitive | Non-Competitive | Non-Competitive | Non-Competitive | Non-Competitive | 0 | 0 | 0 | 0 | 0 | 0 | 0 | 0 | 0 | 0 | 0 | 0 | 0 | 0 | 0
DDOWOAS5 DAN_DANE_1 TO_FROM | DDOWOAS5 | DAN_DANE_1 | 45 | 2 | 2 | DANEVANGSW9 | DANEVANGSUB9 | TO_FROM | 73521.13 | -0.01147 | 0.006335 | -0.27947 | 0.66107 | 0.22099 | -36.2627 | 0 | 4890.976 | 10000 | Competitive | 0 | 0 | 0 | 0 | 0 | 1 | 0 | Non-Competitive | Non-Competitive | Non-Competitive | Non-Competitive | Non-Competitive | 0 | 0 | 0 | 0 | 0 | 0 | 0 | 0 | 0 | 0 | 0 | 0 | 0 | 0 | 0
DELMMIG5 COLETO_KENEDS1_1 FROM_TO | DELMMIG5 | COLETO_KENEDS1_1 | 207 | 2 | 2 | COLETO4A | KENEDYSW4A | FROM_TO | 73521.13 | -0.03545 | 0.088082 | -0.29523 | 0.090068 | 332.2967 | -81.8867 | 0 | 1524.46 | 9414.586 | Competitive | 0 | 0 | 0 | 0 | 0 | 1 | 1 | Non-Competitive | Non-Competitive | Non-Competitive | Non-Competitive | Non-Competitive | 12 | 12 | 12 | 12 | 12 | 12 | 12 | 12 | 12 | 12 | 12 | 12 | 12 | 12 | 12
DELMMIG5 COLETO_KENEDS1_1 TO_FROM | DELMMIG5 | COLETO_KENEDS1_1 | 207 | 2 | 2 | COLETO4A | KENEDYSW4A | TO_FROM | 73521.13 | -0.08808 | 0.035454 | -0.09007 | 0.29523 | 270.563 | -178.1 | 0 | 9414.586 | 1799.254 | Competitive | 0 | 0 | 1 | 1 | 1 | 1 | 1 | Non-Competitive | Non-Competitive | Competitive | Competitive | Competitive | 22 | 28 | 50 | 22 | 28 | 50 | 0 | 0 | 0 | 0 | 0 | 0 | 0 | 0 | 0
DELMSAN5 BLESSI_LOLITA1_1 FROM_TO | DELMSAN5 | BLESSI_LOLITA1_1 | 211 | 2 | 2 | BLESSING4A | LOLITA4A | FROM_TO | 73521.13 | -0.31013 | 0.047651 | -0.42352 | 0.13057 | 879.5916 | -155.073 | 0 | 1826.881 | 5350.823 | Competitive | 0 | 0 | 0 | 0 | 0 | 1 | 1 | Non-Competitive | Non-Competitive | Non-Competitive | Non-Competitive | Non-Competitive | 12 | 12 | 35 | 12 | 12 | 35 | 12 | 12 | 35 | 12 | 12 | 35 | 12 | 12 | 35
DELMSAN5 BLESSI_LOLITA1_1 TO_FROM | DELMSAN5 | BLESSI_LOLITA1_1 | 211 | 2 | 2 | BLESSING4A | LOLITA4A | TO_FROM | 73521.13 | -0.04765 | 0.31013 | -0.13057 | 0.42352 | 499.7884 | -344.521 | 0 | 4987.739 | 1972.234 | Competitive | 0 | 0 | 1 | 1 | 1 | 1 | 1 | Non-Competitive | Non-Competitive | Competitive | Competitive | Competitive | 24 | 40 | 54 | 24 | 40 | 54 | 0 | 0 | 0 | 0 | 0 | 0 | 0 | 0 | 0
DELMSAN5 COLETO_KENEDS1_1 FROM_TO | DELMSAN5 | COLETO_KENEDS1_1 | 207 | 2 | 2 | COLETO4A | KENEDYSW4A | FROM_TO | 73521.13 | -0.03545 | 0.088082 | -0.29523 | 0.090068 | 332.2967 | -81.8867 | 0 | 1524.46 | 9414.586 | Competitive | 0 | 0 | 0 | 0 | 0 | 1 | 1 | Non-Competitive | Non-Competitive | Non-Competitive | Non-Competitive | Non-Competitive | 12 | 12 | 12 | 12 | 12 | 12 | 12 | 12 | 12 | 12 | 12 | 12 | 12 | 12 | 12
DELMSAN5 COLETO_KENEDS1_1 TO_FROM | DELMSAN5 | COLETO_KENEDS1_1 | 207 | 2 | 2 | COLETO4A | KENEDYSW4A | TO_FROM | 73521.13 | -0.08808 | 0.035454 | -0.09007 | 0.29523 | 270.563 | -178.1 | 0 | 9414.586 | 1799.254 | Competitive | 0 | 0 | 1 | 1 | 1 | 1 | 1 | Non-Competitive | Non-Competitive | Competitive | Competitive | Competitive | 22 | 28 | 50 | 22 | 28 | 50 | 0 | 0 | 0 | 0 | 0 | 0 | 0 | 0 | 0
DELMSAN5 MHONDOCR_1 FROM_TO | DELMSAN5 | MHONDOCR_1 | 127 | 2 | 2 | HONDOCREEK8 | MOORESUB8 | FROM_TO | 73521.13 | -0.18215 | 0.023141 | -0.2676 | 0.50317 | 232.9507 | -75.0997 | 0 | 6347.56 | 6287.773 | Competitive | 0 | 0 | 0 | 0 | 0 | 1 | 1 | Non-Competitive | Non-Competitive | Non-Competitive | Non-Competitive | Non-Competitive | 33 | 42 | 54 | 33 | 42 | 54 | 33 | 42 | 54 | 33 | 42 | 54 | 33 | 42 | 54
DELMSAN5 MHONDOCR_1 TO_FROM | DELMSAN5 | MHONDOCR_1 | 127 | 2 | 2 | HONDOCREEK8 | MOORESUB8 | TO_FROM | 73521.13 | -0.02314 | 0.18215 | -0.50317 | 0.2676 | 242.7564 | -145.166 | 0 | 5238.833 | 7574.307 | Competitive | 0 | 0 | 0 | 0 | 0 | 1 | 1 | Non-Competitive | Non-Competitive | Non-Competitive | Non-Competitive | Non-Competitive | bar: 10 10 to 14 14
DELMSKY5 MAR_SKY_1 FROM_TO | DELMSKY5 | MAR_SKY_1 | 1076 | 2 | 2 | SKYLINE_5 | L_MARION5_1Y | FROM_TO | 73521.13 | -0.11919 | 0.35269 | -0.11919 | 0.43665 | 357.4171 | -1090.77 | 0 | 7302.295 | 894.423 | Competitive | 1 | 1 | 1 | 1 | 1 | 1 | 1 | Competitive | Competitive | Competitive | Competitive | Competitive | 0 | 0 | 0 | 0 | 0 | 0 | 0 | 0 | 0 | 0 | 0 | 0 | 0 | 0 | 0
DELMSKY5 MAR_SKY_1 TO_FROM | DELMSKY5 | MAR_SKY_1 | 1076 | 2 | 2 | SKYLINE_5 | L_MARION5_1Y | TO_FROM | 73521.13 | -0.35269 | 0.11919 | -0.43665 | 0.11919 | 2970.3 | 1364.808 | 0 | 811.711 | 7890.503 | Non-Competi | 0 | 0 | 0 | 0 | 0 | 0 | 1 | Non-Competitive | Non-Competitive | Non-Competitive | Non-Competitive | Non-Competitive | 23 | 23 | 32 | 23 | 23 | 32 | 23 | 23 | 32 | 23 | 23 | 32 | 23 | 23 | 32
DELMSTP5 CKT_3124_1 FROM_TO | DELMSTP5 | CKT_3124_1 | 1200 | 2 | 2 | SO_TEX__345A | HILLJE__345A | FROM_TO | 73521.13 | -0.04442 | 0.21955 | -0.20918 | 0.21955 | 1429.192 | 478.923 | 0 | 1483.801 | 2029.562 | Competitive | 0 | 0 | 0 | 1 | 1 | 1 | 1 | Non-Competitive | Non-Competitive | Non-Competitive | Competitive | Competitive | 51 | 54 | 76 | 51 | 54 | 76 | 51 | 54 | 76 | 0 | 0 | 0 | 0 | 0 | 0
DELMSTP5 CKT_3124_1 TO_FROM | DELMSTP5 | CKT_3124_1 | 1200 | 2 | 2 | SO_TEX__345A | HILLJE__345A | TO_FROM | 73521.13 | -0.21955 | 0.044424 | -0.21955 | 0.20918 | 1225.107 | -900.157 | 0 | 1988.472 | 1839.069 | Competitive | 0 | 0 | 1 | 1 | 1 | 1 | 1 | Non-Competitive | Non-Competitive | Competitive | Competitive | Competitive | 29 | 52 | 74 | 29 | 52 | 74 | 0 | 0 | 0 | 0 | 0 | 0 | 0 | 0 | 0
DEMSPKR5 BNBSW_MR2L FROM_TO | DEMSPKR5 | BNBSW_MR2L | 570 | 2 | 2 | 18751 | 24022 | FROM_TO | 73521.13 | -0.05652 | 0.061061 | -0.71588 | 0.33745 | -121.358 | -604.3 | 0 | 10000 | 2101.787 | Competitive | 0 | 0 | 0 | 1 | 1 | 1 | 1 | Non-Competitive | Non-Competitive | Non-Competitive | Competitive | Competitive | 38 | 47 | 52 | 38 | 47 | 52 | 38 | 47 | 52 | 0 | 0 | 0 | 0 | 0 | 0
DEMSPKR5 BNBSW_MR2L TO_FROM | DEMSPKR5 | BNBSW_MR2L | 570 | 2 | 2 | 18751 | 24022 | TO_FROM | 73521.13 | -0.06106 | 0.056518 | -0.33745 | 0.71588 | 1029.182 | 297.9727 | 0 | 1048.297 | 10000 | Competitive | 0 | 0 | 0 | 0 | 0 | 1 | 1 | Non-Competitive | Non-Competitive | Non-Competitive | Non-Competitive | Non-Competitive | 3 | 3 | 3 | 3 | 3 | 3 | 3 | 3 | 3 | 3 | 3 | 3 | 3 | 3 | 3
DEMSRNK5 6042__A FROM_TO | DEMSRNK5 | 6042__A | 1065 | 3 | 3 | PARKER_5 | BENBRK_5 | FROM_TO | 73521.13 | -0.03339 | 0.15809 | -0.1905 | 0.18387 | 1398.276 | -156.576 | 0 | 833.775 | 2336.437 | Competitive | 0 | 0 | 0 | 1 | 1 | 1 | 1 | Non-Competitive | Non-Competitive | Non-Competitive | Competitive | Competitive | 13 | 13 | 13 | 13 | 13 | 13 | 13 | 13 | 13 | 0 | 0 | 0 | 0 | 0 | 0
DEMSRNK5 6042__A TO_FROM | DEMSRNK5 | 6042__A | 1065 | 3 | 3 | PARKER_5 | BENBRK_5 | TO_FROM | 73521.13 | -0.15809 | 0.033395 | -0.18387 | 0.1905 | 467.3632 | -414.554 | 0 | 2309.059 | 1754.02 | Competitive | 0 | 0 | 1 | 1 | 1 | 1 | 1 | Non-Competitive | Non-Competitive | Competitive | Competitive | Competitive | 40 | 43 | 54 | 40 | 43 | 54 | 0 | 0 | 0 | 0 | 0 | 0 | 0 | 0 | 0
DEMSRNK5 6265__D FROM_TO | DEMSRNK5 | 6265__D | 191 | 3 | 3 | MORRIS_D2_8 | ROSEN2_T8 | FROM_TO | 73521.13 | -0.01999 | 0.026385 | -0.31709 | 0.30571 | 290.5078 | 34.864 | 0 | 1490.106 | 10000 | Competitive | 0 | 0 | 0 | 0 | 0 | 1 | 0 | Non-Competitive | Non-Competitive | Non-Competitive | Non-Competitive | Non-Competitive | 0 | 0 | 0 | 0 | 0 | 0 | 0 | 0 | 0 | 0 | 0 | 0 | 0 | 0 | 0
DEMSRNK5 6265__D TO_FROM | DEMSRNK5 | 6265__D | 191 | 3 | 3 | MORRIS_D2_8 | ROSEN2_T8 | TO_FROM | 73521.13 | -0.02639 | 0.019992 | -0.30571 | 0.31709 | 15.415 | -138.084 | 0 | 10000 | 3245.949 | Competitive | 0 | 0 | 0 | 0 | 0 | 1 | 1 | Non-Competitive | Non-Competitive | Non-Competitive | Non-Competitive | Non-Competitive | 3 | 3 | 3 | 3 | 3 | 3 | 3 | 3 | 3 | 3 | 3 | 3 | 3 | 3 | 3
DEMSRNK5 6270__A FROM_TO | DEMSRNK5 | 6270__A | 210 | 3 | 3 | EAGLEMNT2_8 | EGLMTLAK_P8 | FROM_TO | 73521.13 | -0.02076 | 0.027926 | -0.86106 | 0.096444 | 321.8268 | 53.4724 | 0 | 1470.267 | 10000 | Competitive | 0 | 0 | 0 | 0 | 0 | 1 | 1 | Non-Competitive | Non-Competitive | Non-Competitive | Non-Competitive | Non-Competitive | 3 | 3 | 3 | 3 | 3 | 3 | 3 | 3 | 3 | 3 | 3 | 3 | 3 | 3 | 3
DEMSRNK5 6270__A TO_FROM | DEMSRNK5 | 6270__A | 210 | 3 | 3 | EAGLEMNT2_8 | EGLMTLAK_P8 | TO_FROM | 73521.13 | -0.02793 | 0.020757 | -0.09644 | 0.86106 | -0.70387 | -161.826 | 0 | 10000 | 3216.648 | Competitive | 0 | 0 | 0 | 0 | 0 | 1 | 1 | Non-Competitive | Non-Competitive | Non-Competitive | Non-Competitive | Non-Competitive | 3 | 3 | 3 | 3 | 3 | 3 | 3 | 3 | 3 | 3 | 3 | 3 | 3 | 3 | 3
DEMSRNK5 6271__A FROM_TO | DEMSRNK5 | 6271__A | 210 | 3 | 3 | EAGLEMNT1_8 | WAGROBT1_8 | FROM_TO | 73521.13 | -0.01458 | 0.021181 | -0.66254 | 0.071504 | 285.4915 | 88.3302 | 0 | 1401.324 | 10000 | Competitive | 0 | 0 | 0 | 0 | 0 | 1 | 0 | Non-Competitive | Non-Competitive | Non-Competitive | Non-Competitive | Non-Competitive | 0 | 0 | 0 | 0 | 0 | 0 | 0 | 0 | 0 | 0 | 0 | 0 | 0 | 0 | 0
DEMSRNK5 6271__A TO_FROM | DEMSRNK5 | 6271__A | 210 | 3 | 3 | EAGLEMNT1_8 | WAGROBT1_8 | TO_FROM | 73521.13 | -0.02118 | 0.014578 | -0.0715 | 0.66254 | -49.6017 | -167.934 | 0 | 10000 | 3113.143 | Competitive | 0 | 0 | 0 | 0 | 0 | 1 | 1 | Non-Competitive | Non-Competitive | Non-Competitive | Non-Competitive | Non-Competitive | 3 | 3 | 3 | 3 | 3 | 3 | 3 | 3 | 3 | 3 | 3 | 3 | 3 | 3 | 3
DENTSCS5 1170__A FROM_TO | DENTSCS5 | 1170__A | 220 | 2 | 2 | NACOGDSE_8 | HERTYNOR_8 | FROM_TO | 73521.13 | -0.03092 | 0.061964 | -0.42239 | 0.14974 | 224.4483 | -21.8832 | 0 | 5023.779 | 10000 | Competitive | 0 | 0 | 0 | 0 | 0 | 1 | 1 | Non-Competitive | Non-Competitive | Non-Competitive | Non-Competitive | Non-Competitive | 2 | 2 | 2 | 2 | 2 | 2 | 2 | 2 | 2 | 2 | 2 | 2 | 2 | 2 | 2
DENTSCS5 1170__A TO_FROM | DENTSCS5 | 1170__A | 220 | 2 | 2 | NACOGDSE_8 | HERTYNOR_8 | TO_FROM | 73521.13 | -0.06196 | 0.19335 | -0.14974 | 0.42239 | 76.3379 | -72.1016 | 0 | 6185.566 | 5023.779 | Competitive | 0 | 0 | 0 | 0 | 0 | 1 | 1 | Non-Competitive | Non-Competitive | Non-Competitive | Non-Competitive | Non-Competitive | 7 | 7 | 7 | 7 | 7 | 7 | 7 | 7 | 7 | 7 | 7 | 7 | 7 | 7 | 7
DENTSCS5 1820__C FROM_TO | DENTSCS5 | 1820__C | 220 | 2 | 2 | TYLERGND_8 | WHITEHSE_8 | FROM_TO | 73521.13 | -0.17466 | 0.029587 | -0.79777 | 0.11577 | 156.6207 | -75.5663 | 0 | 7142.452 | 10000 | Competitive | 0 | 0 | 0 | 0 | 0 | 1 | 1 | Non-Competitive | Non-Competitive | Non-Competitive | Non-Competitive | Non-Competitive | 2 | 2 | 2 | 2 | 2 | 2 | 2 | 2 | 2 | 2 | 2 | 2 | 2 | 2 | 2
DENTSCS5 1820__C TO_FROM | DENTSCS5 | 1820__C | 220 | 2 | 2 | TYLERGND_8 | WHITEHSE_8 | TO_FROM | 73521.13 | -0.02959 | 0.17466 | -0.11577 | 0.79777 | 256.9166 | 4.5355 | 0 | 8103.739 | 7142.452 | Competitive | 0 | 0 | 0 | 0 | 0 | 1 | 1 | Non-Competitive | Non-Competitive | Non-Competitive | Non-Competitive | Non-Competitive | 3 | 3 | 3 | 3 | 3 | 3 | 3 | 3 | 3 | 3 | 3 | 3 | 3 | 3 | 3
DEULLIG8 1140__C FROM_TO | DEULLIG8 | 1140__C | 215 | 9 | 9 | DFW_DE1T1_8 | DFW_CE1_8 | FROM_TO | 73521.13 | -0.02382 | 0.017145 | -0.3563 | 0.47815 | 546.1223 | 272.7744 | 0 | 827.812 | 2429.363 | Non-Competi | 0 | 0 | 0 | 1 | 1 | 0 | 1 | Non-Competitive | Non-Competitive | Non-Competitive | Non-Competitive | Non-Competitive | 15 | 17 | 20 | 15 | 17 | 20 | 15 | 17 | 20 | 15 | 17 | 20 | 15 | 17 | 20
DEULLIG8 1140__C TO_FROM | DEULLIG8 | 1140__C | 215 | 9 | 9 | DFW_DE1T1_8 | DFW_CE1_8 | TO_FROM | 73521.13 | -0.01714 | 0.023822 | -0.47815 | 0.3563 | -149.993 | -375.741 | 0 | 2102.268 | 884.716 | Competitive | 1 | 1 | 1 | 1 | 1 | 1 | 0 | Non-Competitive | Non-Competitive | Non-Competitive | Non-Competitive | Non-Competitive | 0 | 0 | 0 | 0 | 0 | 0 | 0 | 0 | 0 | 0 | 0 | 0 | 0 | 0 | 0
DEVRHLS8 6390__A FROM_TO | DEVRHLS8 | 6390__A | 304 | 15 | 15 | HANDLEYC_8 | AYERS1_8 | FROM_TO | 73521.13 | -0.01103 | 0.10448 | -0.70941 | 0.10448 | 222.9014 | -26.6521 | 0 | 10000 | 2187.801 | Competitive | 0 | 0 | 0 | 1 | 1 | 1 | 0 | Non-Competitive | Non-Competitive | Non-Competitive | Non-Competitive | Non-Competitive | 0 | 0 | 0 | 0 | 0 | 0 | 0 | 0 | 0 | 0 | 0 | 0 | 0 | 0 | 0
DEVRHLS8 6390__A TO_FROM | DEVRHLS8 | 6390__A | 304 | 15 | 15 | HANDLEYC_8 | AYERS1_8 | TO_FROM | 73521.13 | -0.10448 | 0.01103 | -0.10448 | 0.70941 | 124.6984 | -60.8287 | 0 | 1150.288 | 10000 | Competitive | 0 | 0 | 0 | 0 | 0 | 1 | 1 | Non-Competitive | Non-Competitive | Non-Competitive | Non-Competitive | Non-Competitive | 3 | 3 | 3 | 3 | 3 | 3 | 3 | 3 | 3 | 3 | 3 | 3 | 3 | 3 | 3
DFDRSON8 FRIR_ROCKSP1_1 FROM_TO | DFDRSON8 | FRIR_ROCKSP1_1 | 37 | 4 | 4 | ROCKSPRS2A | FRIR2A | FROM_TO | 73521.13 | -0.01536 | 0.007063 | -0.32461 | 0.38126 | 54.6746 | -32.8245 | 0 | 1709.567 | 2478.502 | Competitive | 0 | 0 | 0 | 1 | 1 | 1 | 0 | Non-Competitive | Non-Competitive | Non-Competitive | Non-Competitive | Non-Competitive | 0 | 0 | 0 | 0 | 0 | 0 | 0 | 0 | 0 | 0 | 0 | 0 | 0 | 0 | 0
DFDRSON8 FRIR_ROCKSP1_1 TO_FROM | DFDRSON8 | FRIR_ROCKSP1_1 | 37 | 4 | 4 | ROCKSPRS2A | FRIR2A | TO_FROM | 73521.13 | -0.00706 | 0.040872 | -0.38126 | 0.32461 | 103.7497 | -15.2237 | 0 | 8800.548 | 2103.414 | Competitive | 0 | 0 | 0 | 1 | 1 | 1 | 0 | Non-Competitive | Non-Competitive | Non-Competitive | Non-Competitive | Non-Competitive | 0 | 0 | 0 | 0 | 0 | 0 | 0 | 0 | 0 | 0 | 0 | 0 | 0 | 0 | 0
DFDRSON8 FRIR_SONR1_1 FROM_TO | DFDRSON8 | FRIR_SONR1_1 | 37 | 4 | 4 | SONR2A | FRIR2A | FROM_TO | 73521.13 | -0.00702 | 0.040916 | -0.67534 | 0.18818 | 107.0395 | -11.9417 | 0 | 8796.756 | 2118.719 | Competitive | 0 | 0 | 0 | 1 | 1 | 1 | 0 | Non-Competitive | Non-Competitive | Non-Competitive | Non-Competitive | Non-Competitive | 0 | 0 | 0 | 0 | 0 | 0 | 0 | 0 | 0 | 0 | 0 | 0 | 0 | 0 | 0
DFDRSON8 FRIR_SONR1_1 TO_FROM | DFDRSON8 | FRIR_SONR1_1 | 37 | 4 | 4 | SONR2A | FRIR2A | TO_FROM | 73521.13 | -0.0154 | 0.007019 | -0.18818 | 0.67534 | 51.368 | -36.1065 | 0 | 1719.522 | 2481.19 | Competitive | 0 | 0 | 0 | 1 | 1 | 1 | 0 | Non-Competitive | Non-Competitive | Non-Competitive | Non-Competitive | Non-Competitive | 0 | 0 | 0 | 0 | 0 | 0 | 0 | 0 | 0 | 0 | 0 | 0 | 0 | 0 | 0
DFERCOR8 46T193_1 FROM_TO | DFERCOR8 | 46T193_1 | 98 | 4 | 4 | L_FERGUS8_1Y | L_SANDCR8_1Y | FROM_TO | 73521.13 | -0.2361 | 0.10473 | -0.75859 | 0.10473 | 177.1814 | -6.7669 | 0 | 10000 | 10000 | Non-Competi | 0 | 0 | 0 | 0 | 0 | 1 | 1 | Non-Competitive | Non-Competitive | Non-Competitive | Non-Competitive | Non-Competitive | 4 | 4 | 4 | 4 | 4 | 4 | 4 | 4 | 4 | 4 | 4 | 4 | 4 | 4 | 4
DFERCOR8 46T193_1 TO_FROM | DFERCOR8 | 46T193_1 | 98 | 4 | 4 | L_FERGUS8_1Y | L_SANDCR8_1Y | TO_FROM | 73521.13 | -0.10473 | 0.2361 | -0.10473 | 0.75859 | 103.8834 | -87.483 | 0 | 8987.71 | 10000 | Non-Competi | 0 | 0 | 0 | 0 | 0 | 1 | 1 | Non-Competitive | Non-Competitive | Non-Competitive | Non-Competitive | Non-Competitive | 5 | 5 | 5 | 5 | 5 | 5 | 5 | 5 | 5 | 5 | 5 | 5 | 5 | 5 | 5
DFMRMNS5 205__A FROM_TO | DFMRMNS5 | 205__A | 1076 | 2 | 2 | MOSES_5 | SULSP_SS1_5 | FROM_TO | 73521.13 | -0.02172 | 0.37426 | -0.32017 | 0.37426 | 1267.613 | -129.402 | 0 | 5440.576 | 3830.009 | Competitive | 0 | 0 | 0 | 0 | 0 | 1 | 1 | Non-Competitive | Non-Competitive | Non-Competitive | Non-Competitive | Non-Competitive | 8 | 8 | 8 | 8 | 8 | 8 | 8 | 8 | 8 | 8 | 8 | 8 | 8 | 8 | 8
DFMRMNS5 205__A TO_FROM | DFMRMNS5 | 205__A | 1076 | 2 | 2 | MOSES_5 | SULSP_SS1_5 | TO_FROM | 73521.13 | -0.37426 | 0.021722 | -0.37426 | 0.32017 | 261.8976 | -190.548 | 0 | 3705.275 | 8398.358 | Competitive | 0 | 0 | 0 | 0 | 0 | 1 | 1 | Non-Competitive | Non-Competitive | Non-Competitive | Non-Competitive | Non-Competitive | 3 | 9 | 9 | 3 | 9 | 9 | 3 | 9 | 9 | 3 | 9 | 9 | 3 | 9 | 9
DFMRMNS5 85__A FROM_TO | DFMRMNS5 | 85__A | 1076 | 2 | 2 | MOSES1_T5 | ALLENSW2_5 | FROM_TO | 73521.13 | -0.00841 | 0.26821 | -0.08649 | 0.26945 | 1104.272 | -34.1019 | 0 | 4938.094 | 1886.77 | Non-Competi | 0 | 0 | 1 | 1 | 1 | 1 | 0 | Non-Competitive | Non-Competitive | Non-Competitive | Non-Competitive | Non-Competitive | 0 | 0 | 0 | 0 | 0 | 0 | 0 | 0 | 0 | 0 | 0 | 0 | 0 | 0 | 0
DFMRMNS5 85__A TO_FROM | DFMRMNS5 | 85__A | 1076 | 2 | 2 | MOSES1_T5 | ALLENSW2_5 | TO_FROM | 73521.13 | -0.26821 | 0.008409 | -0.26945 | 0.086495 | 111.4897 | -280.971 | 0 | 1054.754 | 7391.582 | Competitive | 0 | 0 | 0 | 0 | 0 | 1 | 1 | Non-Competitive | Non-Competitive | Non-Competitive | Non-Competitive | Non-Competitive | 3 | 17 | 26 | 3 | 17 | 26 | 3 | 17 | 26 | 3 | 17 | 26 | 3 | 17 | 26
DFPPHOL5 144T132_1 FROM_TO | DFPPHOL5 | 144T132_1 | 132 | 2 | 2 | L_HALLET8_1Y | L_FLATON8_1Y | FROM_TO | 73521.13 | -0.03377 | 0.022705 | -0.12122 | 0.5148 | 31.4869 | -139.625 | 0 | 1053.842 | 7029.737 | Competitive | 0 | 0 | 0 | 0 | 0 | 1 | 1 | Non-Competitive | Non-Competitive | Non-Competitive | Non-Competitive | Non-Competitive | 4 | 4 | 4 | 4 | 4 | 4 | 4 | 4 | 4 | 4 | 4 | 4 | 4 | 4 | 4
DFPPHOL5 144T132_1 TO_FROM | DFPPHOL5 | 144T132_1 | 132 | 2 | 2 | L_HALLET8_1Y | L_FLATON8_1Y | TO_FROM | 73521.13 | -0.0227 | 0.03377 | -0.5148 | 0.12122 | 207.0027 | 14.549 | 0 | 7029.737 | 1233.076 | Competitive | 0 | 1 | 1 | 1 | 1 | 1 | 1 | Non-Competitive | Competitive | Competitive | Competitive | Competitive | 2 | 2 | 3 | 0 | 0 | 0 | 0 | 0 | 0 | 0 | 0 | 0 | 0 | 0 | 0
DFPPHOL5 155T217_1 FROM_TO | DFPPHOL5 | 155T217_1 | 382 | 2 | 2 | L_BELLSO8_1Y | PETERS__138B | FROM_TO | 73521.13 | -0.09432 | 0.10036 | -0.36851 | 0.3643 | 1121.766 | 33.1277 | 0 | 3542.818 | 2374.162 | Competitive | 0 | 0 | 0 | 1 | 1 | 1 | 1 | Non-Competitive | Non-Competitive | Non-Competitive | Competitive | Competitive | 84 | 84 | 134 | 84 | 84 | 134 | 84 | 84 | 134 | 0 | 0 | 0 | 0 | 0 | 0
DFPPHOL5 155T217_1 TO_FROM | DFPPHOL5 | 155T217_1 | 382 | 2 | 2 | L_BELLSO8_1Y | PETERS__138B | TO_FROM | 73521.13 | -0.10036 | 0.094316 | -0.3643 | 0.36851 | 429.871 | -397.925 | 0 | 2372.952 | 3679.643 | Competitive | 0 | 0 | 0 | 0 | 0 | 1 | 1 | Non-Competitive | Non-Competitive | Non-Competitive | Non-Competitive | Non-Competitive | 43 | 67 | 82 | 43 | 67 | 82 | 43 | 67 | 82 | 43 | 67 | 82 | 43 | 67 | 82
DFPPHOL5 192T175_1 FROM_TO | DFPPHOL5 | 192T175_1 | 132 | 2 | 2 | L_WINCHE8_1Y | L_SMITHV8_1Y | FROM_TO | 73521.13 | -0.06215 | 0.11559 | -0.44122 | 0.12083 | 140.8835 | -21.031 | 0 | 8256.963 | 10000 | Competitive | 0 | 0 | 0 | 0 | 0 | 1 | 1 | Non-Competitive | Non-Competitive | Non-Competitive | Non-Competitive | Non-Competitive | 3 | 3 | 3 | 3 | 3 | 3 | 3 | 3 | 3 | 3 | 3 | 3 | 3 | 3 | 3
DFPPHOL5 192T175_1 TO_FROM | DFPPHOL5 | 192T175_1 | 132 | 2 | 2 | L_WINCHE8_1Y | L_SMITHV8_1Y | TO_FROM | 73521.13 | -0.11559 | 0.062148 | -0.12083 | 0.44122 | 131.241 | -81.8359 | 0 | 10000 | 8256.963 | Competitive | 0 | 0 | 0 | 0 | 0 | 1 | 1 | Non-Competitive | Non-Competitive | Non-Competitive | Non-Competitive | Non-Competitive | 7 | 9 | 9 | 7 | 9 | 9 | 7 | 9 | 9 | 7 | 9 | 9 | 7 | 9 | 9
DFPPHOL5 2T182_1 FROM_TO | DFPPHOL5 | 2T182_1 | 1135 | 2 | 2 | L_AUSTRO5_1Y | L_GARFIE5_1Y | FROM_TO | 73521.13 | -0.53169 | 0.25459 | -0.53169 | 0.27416 | 2689.808 | -36.3931 | 0 | 2068.922 | 3859.701 | Competitive | 0 | 0 | 0 | 0 | 0 | 1 | 1 | Non-Competitive | Non-Competitive | Non-Competitive | Non-Competitive | Non-Competitive | 35 | 51 | 71 | 35 | 51 | 71 | 35 | 51 | 71 | 35 | 51 | 71 | 35 | 51 | 71
DFPPHOL5 2T182_1 TO_FROM | DFPPHOL5 | 2T182_1 | 1135 | 2 | 2 | L_AUSTRO5_1Y | L_GARFIE5_1Y | TO_FROM | 73521.13 | -0.25459 | 0.53169 | -0.27416 | 0.53169 | 1027.441 | -278.822 | 0 | 3515.511 | 2286.756 | Competitive | 0 | 0 | 0 | 1 | 1 | 1 | 1 | Non-Competitive | Non-Competitive | Non-Competitive | Competitive | Competitive | 63 | 63 | 154 | 63 | 63 | 154 | 63 | 63 | 154 | 0 | 0 | 0 | 0 | 0 | 0
DFPPHOL5 357T544_1 FROM_TO | DFPPHOL5 | 357T544_1 | 38 | 2 | 2 | L_COLUMB9_1Y | L_STAFHI9_1Y | FROM_TO | 73521.13 | -0.02213 | 0.018319 | -0.59921 | 0.3028 | 153.0633 | -46.0843 | 0 | 6433.776 | 2487.153 | Competitive | 0 | 0 | 0 | 1 | 1 | 1 | 1 | Non-Competitive | Non-Competitive | Non-Competitive | Competitive | Competitive | 6 | 7 | 7 | 6 | 7 | 7 | 6 | 7 | 7 | 0 | 0 | 0 | 0 | 0 | 0
DFPPHOL5 357T544_1 TO_FROM | DFPPHOL5 | 357T544_1 | 38 | 2 | 2 | L_COLUMB9_1Y | L_STAFHI9_1Y | TO_FROM | 73521.13 | -0.01832 | 0.022129 | -0.3028 | 0.59921 | 80.7806 | -58.6431 | 0 | 2453.928 | 6466.958 | Competitive | 0 | 0 | 0 | 0 | 0 | 1 | 0 | Non-Competitive | Non-Competitive | Non-Competitive | Non-Competitive | Non-Competitive | 0 | 0 | 0 | 0 | 0 | 0 | 0 | 0 | 0 | 0 | 0 | 0 | 0 | 0 | 0
DFPPHOL5 FAYETT_6AT2 FROM_TO | DFPPHOL5 | FAYETT_6AT2 | 685 | 2 | 2 | L_FAYETT5_1Y | L_FAYETT8_1Y | FROM_TO | 73521.13 | -0.22256 | 0.17516 | -0.48105 | 0.25008 | 1050.386 | 96.3071 | 0 | 5124.331 | 7228.321 | Competitive | 0 | 0 | 0 | 0 | 0 | 1 | 1 | Non-Competitive | Non-Competitive | Non-Competitive | Non-Competitive | Non-Competitive | 7 | 13 | 25 | 7 | 13 | 25 | 7 | 13 | 25 | 7 | 13 | 25 | 7 | 13 | 25
DFPPHOL5 FAYETT_6AT2 TO_FROM | DFPPHOL5 | FAYETT_6AT2 | 685 | 2 | 2 | L_FAYETT5_1Y | L_FAYETT8_1Y | TO_FROM | 73521.13 | -0.17516 | 0.22256 | -0.25008 | 0.48105 | 113.7294 | -583.021 | 0 | 7213.881 | 5124.331 | Competitive | 0 | 0 | 0 | 0 | 0 | 1 | 1 | Non-Competitive | Non-Competitive | Non-Competitive | Non-Competitive | Non-Competitive | 8 | 8 | 8 | 8 | 8 | 8 | 8 | 8 | 8 | 8 | 8 | 8 | 8 | 8 | 8
DFRAKI28 P5_X1_1 FROM_TO | DFRAKI28 | P5_X1_1 | 326 | 2 | 2 | HUNT_LN | MEDINABS | FROM_TO | 73521.13 | -0.27592 | 0.01712 | -0.43741 | 0.14108 | 335.6606 | 187.2273 | 0 | 3571.841 | 9783.794 | Competitive | 0 | 0 | 0 | 0 | 0 | 1 | 1 | Non-Competitive | Non-Competitive | Non-Competitive | Non-Competitive | Non-Competitive | 15 | 15 | 15 | 15 | 15 | 15 | 15 | 15 | 15 | 15 | 15 | 15 | 15 | 15 | 15
DFRAKI28 P5_X1_1 TO_FROM | DFRAKI28 | P5_X1_1 | 326 | 2 | 2 | HUNT_LN | MEDINABS | TO_FROM | 73521.13 | -0.01712 | 0.27592 | -0.14108 | 0.43741 | 131.8313 | -288.706 | 0 | 9776.711 | 5538.293 | Competitive | 0 | 0 | 0 | 0 | 0 | 1 | 0 | Non-Competitive | Non-Competitive | Non-Competitive | Non-Competitive | Non-Competitive | 0 | 0 | 0 | 0 | 0 | 0 | 0 | 0 | 0 | 0 | 0 | 0 | 0 | 0 | 0
DGABBEL8 1661__B FROM_TO | DGABBEL8 | 1661__B | 335 | 10 | 10 | HUTTOSS1_8 | RNDRCKNE1_8 | FROM_TO | 73521.13 | -0.09531 | 0.021234 | -0.48602 | 0.23508 | 863.8781 | 199.038 | 0 | 1344.107 | 5426.609 | Competitive | 0 | 0 | 0 | 0 | 0 | 1 | 1 | Non-Competitive | Non-Competitive | Non-Competitive | Non-Competitive | Non-Competitive | 43 | 43 | 46 | 43 | 43 | 46 | 43 | 43 | 46 | 43 | 43 | 46 | 43 | 43 | 46
DGABBEL8 1661__B TO_FROM | DGABBEL8 | 1661__B | 335 | 10 | 10 | HUTTOSS1_8 | RNDRCKNE1_8 | TO_FROM | 73521.13 | -0.02123 | 0.09531 | -0.23508 | 0.48602 | 80.4536 | -294.137 | 0 | 5360.382 | 1857.773 | Competitive | 0 | 0 | 1 | 1 | 1 | 1 | 1 | Non-Competitive | Non-Competitive | Competitive | Competitive | Competitive | 14 | 27 | 40 | 14 | 27 | 40 | 0 | 0 | 0 | 0 | 0 | 0 | 0 | 0 | 0
DGALRIV8 227T256_1 FROM_TO | DGALRIV8 | 227T256_1 | 224 | 2 | 2 | L_LAGOVI8_1Y | L_MARSFO8_1Y | FROM_TO | 73521.13 | -0.07116 | 0.20474 | -0.07116 | 0.64182 | 11.2101 | -177.726 | 0 | 10000 | 10000 | Competitive | 0 | 0 | 0 | 0 | 0 | 1 | 1 | Non-Competitive | Non-Competitive | Non-Competitive | Non-Competitive | Non-Competitive | 3 | 3 | 3 | 3 | 3 | 3 | 3 | 3 | 3 | 3 | 3 | 3 | 3 | 3 | 3
DGALRIV8 227T256_1 TO_FROM | DGALRIV8 | 227T256_1 | 224 | 2 | 2 | L_LAGOVI8_1Y | L_MARSFO8_1Y | TO_FROM | 73521.13 | -0.20474 | 0.071159 | -0.64182 | 0.071159 | 221.0176 | 91.4861 | 0 | 10000 | 10000 | Competitive | 0 | 0 | 0 | 0 | 0 | 1 | 1 | Non-Competitive | Non-Competitive | Non-Competitive | Non-Competitive | Non-Competitive | 7 | 7 | 7 | 7 | 7 | 7 | 7 | 7 | 7 | 7 | 7 | 7 | 7 | 7 | 7
DGALRIV8 GABRIE_9AT1 FROM_TO | DGALRIV8 | GABRIE_9AT1 | 49 | 2 | 2 | L_GABRIE9_1Y | L_GABRIE8_1Y | FROM_TO | 73521.13 | -0.00264 | 0.00258 | -0.05567 | 0.64427 | 38.336 | -9.6628 | 0 | 1420.205 | 1500.102 | Competitive | 0 | 0 | 1 | 1 | 1 | 1 | 0 | Non-Competitive | Non-Competitive | Non-Competitive | Non-Competitive | Non-Competitive | 0 | 0 | 0 | 0 | 0 | 0 | 0 | 0 | 0 | 0 | 0 | 0 | 0 | 0 | 0
DGALRIV8 GABRIE_9AT1 TO_FROM | DGALRIV8 | GABRIE_9AT1 | 49 | 2 | 2 | L_GABRIE9_1Y | L_GABRIE8_1Y | TO_FROM | 73521.13 | -0.00258 | 0.002636 | -0.64427 | 0.055669 | 29.3855 | 8.009 | 0 | 1334.875 | 1583.605 | Competitive | 0 | 0 | 1 | 1 | 1 | 1 | 0 | Non-Competitive | Non-Competitive | Non-Competitive | Non-Competitive | Non-Competitive | 0 | 0 | 0 | 0 | 0 | 0 | 0 | 0 | 0 | 0 | 0 | 0 | 0 | 0 | 0
DGARHIC8 AUSTRO_AT1H FROM_TO | DGARHIC8 | AUSTRO_AT1H | 480 | 2 | 2 | L_AUSTRO5_1Y | AUSTRO1_1KV | FROM_TO | 73521.13 | -0.15015 | 0.052763 | -0.33608 | 0.063922 | 693.2742 | 302.9095 | 0 | 3838.584 | 6000.353 | Non-Competi | 0 | 0 | 0 | 0 | 0 | 1 | 1 | Non-Competitive | Non-Competitive | Non-Competitive | Non-Competitive | Non-Competitive | 35 | 35 | 35 | 35 | 35 | 35 | 35 | 35 | 35 | 35 | 35 | 35 | 35 | 35 | 35
DGARHIC8 AUSTRO_AT1H TO_FROM | DGARHIC8 | AUSTRO_AT1H | 480 | 2 | 2 | L_AUSTRO5_1Y | AUSTRO1_1KV | TO_FROM | 73521.13 | -0.05276 | 0.2386 | -0.06392 | 0.33608 | -108.125 | -637.152 | 0 | 5582.635 | 3838.584 | Competitive | 0 | 0 | 0 | 0 | 0 | 1 | 1 | Non-Competitive | Non-Competitive | Non-Competitive | Non-Competitive | Non-Competitive | 11 | 11 | 11 | 11 | 11 | 11 | 11 | 11 | 11 | 11 | 11 | 11 | 11 | 11 | 11
DGARHIC8 AUSTRO_AT2H FROM_TO | DGARHIC8 | AUSTRO_AT2H | 480 | 2 | 2 | L_AUSTRO5_1Y | AUSTRO2_1KV | FROM_TO | 73521.13 | -0.14715 | 0.051709 | -0.28017 | 0.062645 | 679.4137 | 296.8524 | 0 | 3838.584 | 6000.364 | Non-Competi | 0 | 0 | 0 | 0 | 0 | 1 | 1 | Non-Competitive | Non-Competitive | Non-Competitive | Non-Competitive | Non-Competitive | 35 | 35 | 35 | 35 | 35 | 35 | 35 | 35 | 35 | 35 | 35 | 35 | 35 | 35 | 35
DGARHIC8 AUSTRO_AT2H TO_FROM | DGARHIC8 | AUSTRO_AT2H | 480 | 2 | 2 | L_AUSTRO5_1Y | AUSTRO2_1KV | TO_FROM | 73521.13 | -0.05171 | 0.23383 | -0.06264 | 0.28017 | -105.959 | -624.414 | 0 | 5582.645 | 3838.584 | Competitive | 0 | 0 | 0 | 0 | 0 | 1 | 1 | Non-Competitive | Non-Competitive | Non-Competitive | Non-Competitive | Non-Competitive | 11 | 11 | 11 | 11 | 11 | 11 | 11 | 11 | 11 | 11 | 11 | 11 | 11 | 11 | 11
DGARHIC8 CKT_920_1 FROM_TO | DGARHIC8 | CKT_920_1 | 480 | 2 | 2 | DECK_MB3 | AUSTROP | FROM_TO | 73521.13 | -0.04875 | 0.15768 | -0.16564 | 0.15768 | 15.1462 | -444.884 | 0 | 9015.148 | 6877.735 | Competitive | 0 | 0 | 0 | 0 | 0 | 1 | 1 | Non-Competitive | Non-Competitive | Non-Competitive | Non-Competitive | Non-Competitive | 13 | 18 | 18 | 13 | 18 | 18 | 13 | 18 | 18 | 13 | 18 | 18 | 13 | 18 | 18
DGARHIC8 CKT_920_1 TO_FROM | DGARHIC8 | CKT_920_1 | 480 | 2 | 2 | DECK_MB3 | AUSTROP | TO_FROM | 73521.13 | -0.15768 | 0.12745 | -0.15768 | 0.16564 | 533.4597 | 286.2215 | 0 | 5523.289 | 9015.148 | Competitive | 0 | 0 | 0 | 0 | 0 | 1 | 1 | Non-Competitive | Non-Competitive | Non-Competitive | Non-Competitive | Non-Competitive | 14 | 28 | 28 | 14 | 28 | 28 | 14 | 28 | 28 | 14 | 28 | 28 | 14 | 28 | 28
DGARHIC8 CKT_943_1 FROM_TO | DGARHIC8 | CKT_943_1 | 480 | 2 | 2 | LYTTON13 | PILOT_KB | FROM_TO | 73521.13 | -0.16259 | 0.028715 | -0.25995 | 0.13975 | 615.1005 | 293.1042 | 0 | 810.992 | 8500.662 | Competitive | 0 | 0 | 0 | 0 | 0 | 1 | 1 | Non-Competitive | Non-Competitive | Non-Competitive | Non-Competitive | Non-Competitive | 14 | 28 | 28 | 14 | 28 | 28 | 14 | 28 | 28 | 14 | 28 | 28 | 14 | 28 | 28
DGARHIC8 CKT_943_1 TO_FROM | DGARHIC8 | CKT_943_1 | 480 | 2 | 2 | LYTTON13 | PILOT_KB | TO_FROM | 73521.13 | -0.02871 | 0.16259 | -0.13975 | 0.25994 | 73.9308 | -492.287 | 0 | 8466.251 | 874.234 | Competitive | 1 | 1 | 1 | 1 | 1 | 1 | 1 | Competitive | Competitive | Competitive | Competitive | Competitive | 0 | 0 | 0 | 0 | 0 | 0 | 0 | 0 | 0 | 0 | 0 | 0 | 0 | 0 | 0
DGARLYT5 AUSTRO_AT1H FROM_TO | DGARLYT5 | AUSTRO_AT1H | 480 | 2 | 2 | L_AUSTRO5_1Y | AUSTRO1_1KV | FROM_TO | 73521.13 | -0.12149 | 0.072341 | -0.31177 | 0.089659 | 874.5321 | 167.1817 | 0 | 3293.311 | 5532.739 | Competitive | 0 | 0 | 0 | 0 | 0 | 1 | 1 | Non-Competitive | Non-Competitive | Non-Competitive | Non-Competitive | Non-Competitive | 35 | 35 | 35 | 35 | 35 | 35 | 35 | 35 | 35 | 35 | 35 | 35 | 35 | 35 | 35
DGARLYT5 AUSTRO_AT1H TO_FROM | DGARLYT5 | AUSTRO_AT1H | 480 | 2 | 2 | L_AUSTRO5_1Y | AUSTRO1_1KV | TO_FROM | 73521.13 | -0.07234 | 0.21385 | -0.08966 | 0.31177 | 36.7522 | -688.677 | 0 | 5058.241 | 3293.311 | Competitive | 0 | 0 | 0 | 0 | 0 | 1 | 1 | Non-Competitive | Non-Competitive | Non-Competitive | Non-Competitive | Non-Competitive | 11 | 13 | 13 | 11 | 13 | 13 | 11 | 13 | 13 | 11 | 13 | 13 | 11 | 13 | 13
DGARLYT5 GARFIELD_AT2 FROM_TO | DGARLYT5 | GARFIELD_AT2 | 480 | 2 | 2 | GARFIELD | GARFIE34 | FROM_TO | 73521.13 | -0.09719 | 0.091263 | -0.09769 | 0.24896 | -2.6149 | -512.276 | 0 | 7777.173 | 5625.719 | Competitive | 0 | 0 | 0 | 0 | 0 | 1 | 1 | Non-Competitive | Non-Competitive | Non-Competitive | Non-Competitive | Non-Competitive | 8 | 8 | 8 | 8 | 8 | 8 | 8 | 8 | 8 | 8 | 8 | 8 | 8 | 8 | 8
DGARLYT5 GARFIELD_AT2 TO_FROM | DGARLYT5 | GARFIELD_AT2 | 480 | 2 | 2 | GARFIELD | GARFIE34 | TO_FROM | 73521.13 | -0.09126 | 0.09719 | -0.24896 | 0.097687 | 670.8355 | 139.561 | 0 | 5625.719 | 7777.173 | Competitive | 0 | 0 | 0 | 0 | 0 | 1 | 1 | Non-Competitive | Non-Competitive | Non-Competitive | Non-Competitive | Non-Competitive | 28 | 28 | 28 | 28 | 28 | 28 | 28 | 28 | 28 | 28 | 28 | 28 | 28 | 28 | 28
DGAVPDS8 3070__C FROM_TO | DGAVPDS8 | 3070__C | 166 | 8 | 8 | MDLTM1_8 | ENETOH1_8 | FROM_TO | 73521.13 | 0 | 0.000803 | -0.9992 | 0.000803 | 59.0417 | 59.034 | 0 | 696.487 | 0 | Competitive | 1 | 1 | 1 | 1 | 1 | 1 | 0 | Non-Competitive | Non-Competitive | Non-Competitive | Non-Competitive | Non-Competitive | 0 | 0 | 0 | 0 | 0 | 0 | 0 | 0 | 0 | 0 | 0 | 0 | 0 | 0 | 0
DGAVPDS8 3070__C TO_FROM | DGAVPDS8 | 3070__C | 166 | 8 | 8 | MDLTM1_8 | ENETOH1_8 | TO_FROM | 73521.13 | -0.0008 | 0 | -0.0008 | 0.9992 | -59.072 | -59.034 | 0 | 0 | 795.756 | Competitive | 1 | 1 | 1 | 1 | 1 | 1 | 0 | Non-Competitive | Non-Competitive | Non-Competitive | Non-Competitive | Non-Competitive | 0 | 0 | 0 | 0 | 0 | 0 | 0 | 0 | 0 | 0 | 0 | 0 | 0 | 0 | 0
DGAVPDS8 3410__A FROM_TO | DGAVPDS8 | 3410__A | 185 | 8 | 8 | ELEVEE_E8 | REAGAN2_8 | FROM_TO | 73521.13 | 0 | 0.001052 | -0.99895 | 0.001052 | 77.387 | 77.377 | 0 | 696.487 | 0 | Competitive | 1 | 1 | 1 | 1 | 1 | 1 | 0 | Non-Competitive | Non-Competitive | Non-Competitive | Non-Competitive | Non-Competitive | 0 | 0 | 0 | 0 | 0 | 0 | 0 | 0 | 0 | 0 | 0 | 0 | 0 | 0 | 0
DGAVPDS8 3410__A TO_FROM | DGAVPDS8 | 3410__A | 185 | 8 | 8 | ELEVEE_E8 | REAGAN2_8 | TO_FROM | 73521.13 | -0.00105 | 0 | -0.00105 | 0.99895 | -77.4269 | -77.377 | 0 | 0 | 795.756 | Competitive | 1 | 1 | 1 | 1 | 1 | 1 | 0 | Non-Competitive | Non-Competitive | Non-Competitive | Non-Competitive | Non-Competitive | 0 | 0 | 0 | 0 | 0 | 0 | 0 | 0 | 0 | 0 | 0 | 0 | 0 | 0 | 0
DGBY_GS8 BG_GV_46_A FROM_TO | DGBY_GS8 | BG_GV_46_A | 108 | 5 | 5 | GARDEN__69A | BLOGET469000 | FROM_TO | 73521.13 | -0.00611 | 0.016161 | -0.40043 | 0.11295 | 81.9097 | -2.8008 | 0 | 2449.772 | 8172.512 | Competitive | 0 | 0 | 0 | 0 | 0 | 1 | 0 | Non-Competitive | Non-Competitive | Non-Competitive | Non-Competitive | Non-Competitive | 0 | 0 | 0 | 0 | 0 | 0 | 0 | 0 | 0 | 0 | 0 | 0 | 0 | 0 | 0
DGBY_GS8 BG_GV_46_A TO_FROM | DGBY_GS8 | BG_GV_46_A | 108 | 5 | 5 | GARDEN__69A | BLOGET469000 | TO_FROM | 73521.13 | -0.01616 | 0.006114 | -0.11294 | 0.40043 | 30.8838 | -52.7616 | 0 | 8169.364 | 2451.572 | Competitive | 0 | 0 | 0 | 1 | 1 | 1 | 0 | Non-Competitive | Non-Competitive | Non-Competitive | Non-Competitive | Non-Competitive | 0 | 0 | 0 | 0 | 0 | 0 | 0 | 0 | 0 | 0 | 0 | 0 | 0 | 0 | 0
DGBY_GS8 GT_MID90_A FROM_TO | DGBY_GS8 | GT_MID90_A | 229 | 5 | 5 | GARROT__138B | 47708 | FROM_TO | 73521.13 | -0.11077 | 0.068606 | -0.57803 | 0.13068 | 400.4298 | 12.421 | 0 | 7369.314 | 3476.533 | Competitive | 0 | 0 | 0 | 0 | 0 | 1 | 1 | Non-Competitive | Non-Competitive | Non-Competitive | Non-Competitive | Non-Competitive | 18 | 18 | 25 | 18 | 18 | 25 | 18 | 18 | 25 | 18 | 18 | 25 | 18 | 18 | 25
DGBY_GS8 GT_MID90_A TO_FROM | DGBY_GS8 | GT_MID90_A | 229 | 5 | 5 | GARROT__138B | 47708 | TO_FROM | 73521.13 | -0.06861 | 0.11077 | -0.13068 | 0.57803 | 96.6723 | -238.17 | 0 | 3472.759 | 7369.314 | Competitive | 0 | 0 | 0 | 0 | 0 | 1 | 1 | Non-Competitive | Non-Competitive | Non-Competitive | Non-Competitive | Non-Competitive | 7 | 7 | 7 | 7 | 7 | 7 | 7 | 7 | 7 | 7 | 7 | 7 | 7 | 7 | 7
DGBY_KG5 GBY_AT2 FROM_TO | DGBY_KG5 | GBY_AT2 | 504 | 2 | 2 | GRNBYU__345A | 49128_STAR | FROM_TO | 73521.13 | -0.11958 | 0.37892 | -0.23602 | 0.37892 | 525.0474 | -52.2271 | 0 | 5716.037 | 5526.65 | Competitive | 0 | 0 | 0 | 0 | 0 | 1 | 1 | Non-Competitive | Non-Competitive | Non-Competitive | Non-Competitive | Non-Competitive | 9 | 9 | 27 | 9 | 9 | 27 | 9 | 9 | 27 | 9 | 9 | 27 | 9 | 9 | 27
DGBY_KG5 GBY_AT2 TO_FROM | DGBY_KG5 | GBY_AT2 | 504 | 2 | 2 | GRNBYU__345A | 49128_STAR | TO_FROM | 73521.13 | -0.37892 | 0.11958 | -0.37892 | 0.23602 | 171.2416 | -224.179 | 0 | 5518.573 | 5716.037 | Competitive | 0 | 0 | 0 | 0 | 0 | 1 | 1 | Non-Competitive | Non-Competitive | Non-Competitive | Non-Competitive | Non-Competitive | 5 | 6 | 6 | 5 | 6 | 6 | 5 | 6 | 6 | 5 | 6 | 6 | 5 | 6 | 6
DGBY_KG5 GBY_AT2L FROM_TO | DGBY_KG5 | GBY_AT2L | 504 | 2 | 2 | GRNBYU__138C | 49128_STAR | FROM_TO | 73521.13 | -0.37892 | 0.11958 | -0.80327 | 0.23602 | 171.2416 | -224.179 | 0 | 5518.573 | 5716.037 | Competitive | 0 | 0 | 0 | 0 | 0 | 1 | 1 | Non-Competitive | Non-Competitive | Non-Competitive | Non-Competitive | Non-Competitive | 5 | 6 | 6 | 5 | 6 | 6 | 5 | 6 | 6 | 5 | 6 | 6 | 5 | 6 | 6
DGBY_KG5 GBY_AT2L TO_FROM | DGBY_KG5 | GBY_AT2L | 504 | 2 | 2 | GRNBYU__138C | 49128_STAR | TO_FROM | 73521.13 | -0.11958 | 0.37892 | -0.23602 | 0.80327 | 525.0474 | -52.2271 | 0 | 5716.037 | 5526.65 | Competitive | 0 | 0 | 0 | 0 | 0 | 1 | 1 | Non-Competitive | Non-Competitive | Non-Competitive | Non-Competitive | Non-Competitive | 9 | 9 | 27 | 9 | 9 | 27 | 9 | 9 | 27 | 9 | 9 | 27 | 9 | 9 | 27
DGIBJK_5 240__A FROM_TO | DGIBJK_5 | 240__A | 1435 | 2 | 2 | JEWETT_S5 | SNGLTN_345 | FROM_TO | 73521.13 | -0.21936 | 0.14308 | -0.22347 | 0.21521 | 4659.8 | 714.9674 | 0 | 1493.739 | 1986.572 | Competitive | 0 | 0 | 1 | 1 | 1 | 1 | 1 | Non-Competitive | Non-Competitive | Competitive | Competitive | Competitive | 85 | 99 | 145 | 85 | 99 | 145 | 0 | 0 | 0 | 0 | 0 | 0 | 0 | 0 | 0
DGIBJK_5 240__A TO_FROM | DGIBJK_5 | 240__A | 1435 | 2 | 2 | JEWETT_S5 | SNGLTN_345 | TO_FROM | 73521.13 | -0.14308 | 0.21936 | -0.21521 | 0.22347 | 2150.441 | 569.7227 | 0 | 1910.65 | 1867.273 | Competitive | 0 | 0 | 1 | 1 | 1 | 1 | 1 | Non-Competitive | Non-Competitive | Competitive | Competitive | Competitive | 43 | 130 | 143 | 43 | 130 | 143 | 0 | 0 | 0 | 0 | 0 | 0 | 0 | 0 | 0
DGIBJK_5 260_A_1 FROM_TO | DGIBJK_5 | 260_A_1 | 1435 | 2 | 2 | JEWETT_N5 | SNGLTN_345 | FROM_TO | 73521.13 | -0.21598 | 0.15129 | -0.22003 | 0.21391 | 4611.657 | 653.4671 | 0 | 1620.736 | 1990.241 | Competitive | 0 | 0 | 1 | 1 | 1 | 1 | 1 | Non-Competitive | Non-Competitive | Competitive | Competitive | Competitive | 85 | 99 | 145 | 85 | 99 | 145 | 0 | 0 | 0 | 0 | 0 | 0 | 0 | 0 | 0
DGIBJK_5 260_A_1 TO_FROM | DGIBJK_5 | 260_A_1 | 1435 | 2 | 2 | JEWETT_N5 | SNGLTN_345 | TO_FROM | 73521.13 | -0.15129 | 0.21598 | -0.21391 | 0.22003 | 2143.558 | 584.5992 | 0 | 1914.729 | 2012.326 | Competitive | 0 | 0 | 0 | 1 | 1 | 1 | 1 | Non-Competitive | Non-Competitive | Non-Competitive | Competitive | Competitive | 43 | 130 | 142 | 43 | 130 | 142 | 43 | 130 | 142 | 0 | 0 | 0 | 0 | 0 | 0
DGIBSNG5 240__A FROM_TO | DGIBSNG5 | 240__A | 1435 | 2 | 2 | JEWETT_S5 | SNGLTN_345 | FROM_TO | 73521.13 | -0.23803 | 0.14332 | -0.24249 | 0.21378 | 4907.742 | 800.3182 | 0 | 1451.763 | 2181.946 | Competitive | 0 | 0 | 0 | 1 | 1 | 1 | 1 | Non-Competitive | Non-Competitive | Non-Competitive | Competitive | Competitive | 85 | 99 | 150 | 85 | 99 | 150 | 85 | 99 | 150 | 0 | 0 | 0 | 0 | 0 | 0
DGIBSNG5 240__A TO_FROM | DGIBSNG5 | 240__A | 1435 | 2 | 2 | JEWETT_S5 | SNGLTN_345 | TO_FROM | 73521.13 | -0.14332 | 0.23802 | -0.21378 | 0.24249 | 2158.95 | 605.0356 | 0 | 2104.255 | 1812.423 | Competitive | 0 | 0 | 1 | 1 | 1 | 1 | 1 | Non-Competitive | Non-Competitive | Competitive | Competitive | Competitive | 43 | 130 | 150 | 43 | 130 | 150 | 0 | 0 | 0 | 0 | 0 | 0 | 0 | 0 | 0
DGIBSNG5 260_A_1 FROM_TO | DGIBSNG5 | 260_A_1 | 1435 | 2 | 2 | JEWETT_N5 | SNGLTN_345 | FROM_TO | 73521.13 | -0.23691 | 0.15205 | -0.24136 | 0.21544 | 4903.609 | 741.6438 | 0 | 1546.839 | 2182.233 | Competitive | 0 | 0 | 0 | 1 | 1 | 1 | 1 | Non-Competitive | Non-Competitive | Non-Competitive | Competitive | Competitive | 85 | 99 | 150 | 85 | 99 | 150 | 85 | 99 | 150 | 0 | 0 | 0 | 0 | 0 | 0
DGIBSNG5 260_A_1 TO_FROM | DGIBSNG5 | 260_A_1 | 1435 | 2 | 2 | JEWETT_N5 | SNGLTN_345 | TO_FROM | 73521.13 | -0.15205 | 0.23691 | -0.21545 | 0.24136 | 2222.904 | 619.4777 | 0 | 2104.701 | 1916.453 | Competitive | 0 | 0 | 1 | 1 | 1 | 1 | 1 | Non-Competitive | Non-Competitive | Competitive | Competitive | Competitive | 43 | 130 | 149 | 43 | 130 | 149 | 0 | 0 | 0 | 0 | 0 | 0 | 0 | 0 | 0
DGREPA28 K2_P3_1 FROM_TO | DGREPA28 | K2_P3_1 | 478 | 2 | 2 | NACDCHES | SKYLIN3_8 | FROM_TO | 73521.13 | -0.01578 | 0.25596 | -0.15254 | 0.61816 | -141.455 | -488.402 | 0 | 9970.957 | 889.301 | Competitive | 1 | 1 | 1 | 1 | 1 | 1 | 0 | Non-Competitive | Non-Competitive | Non-Competitive | Non-Competitive | Non-Competitive | 0 | 0 | 0 | 0 | 0 | 0 | 0 | 0 | 0 | 0 | 0 | 0 | 0 | 0 | 0
DGREPA28 K2_P3_1 TO_FROM | DGREPA28 | K2_P3_1 | 478 | 2 | 2 | NACDCHES | SKYLIN3_8 | TO_FROM | 73521.13 | -0.25596 | 0.015782 | -0.61816 | 0.15254 | 722.5694 | 599.0701 | 0 | 799.696 | 9970.957 | Non-Competi | 0 | 0 | 0 | 0 | 0 | 0 | 1 | Non-Competitive | Non-Competitive | Non-Competitive | Non-Competitive | Non-Competitive | 15 | 15 | 15 | 15 | 15 | 15 | 15 | 15 | 15 | 15 | 15 | 15 | 15 | 15 | 15
DGREPAR8 K2_P3_1 FROM_TO | DGREPAR8 | K2_P3_1 | 478 | 2 | 2 | NACDCHES | SKYLIN3_8 | FROM_TO | 73521.13 | -0.02387 | 0.21243 | -0.1795 | 0.57285 | -137.179 | -571.19 | 0 | 10000 | 2057.103 | Competitive | 0 | 0 | 0 | 1 | 1 | 1 | 1 | Non-Competitive | Non-Competitive | Non-Competitive | Competitive | Competitive | 2 | 2 | 2 | 2 | 2 | 2 | 2 | 2 | 2 | 0 | 0 | 0 | 0 | 0 | 0
DGREPAR8 K2_P3_1 TO_FROM | DGREPAR8 | K2_P3_1 | 478 | 2 | 2 | NACDCHES | SKYLIN3_8 | TO_FROM | 73521.13 | -0.21243 | 0.023865 | -0.57285 | 0.1795 | 610.2091 | 507.8296 | 0 | 1911.512 | 10000 | Non-Competi | 0 | 0 | 0 | 0 | 0 | 0 | 1 | Non-Competitive | Non-Competitive | Non-Competitive | Non-Competitive | Non-Competitive | 15 | 15 | 15 | 15 | 15 | 15 | 15 | 15 | 15 | 15 | 15 | 15 | 15 | 15 | 15
DGRSLNC5 35090__A FROM_TO | DGRSLNC5 | 35090__A | 1621 | 2 | 2 | BROWN_5 | KILL_SS__5 | FROM_TO | 73521.13 | -0.03803 | 0.15488 | -0.0956 | 0.19421 | 1665.355 | -680.459 | 0 | 863.907 | 917.203 | Competitive | 1 | 1 | 1 | 1 | 1 | 1 | 1 | Competitive | Competitive | Competitive | Competitive | Competitive | 0 | 0 | 0 | 0 | 0 | 0 | 0 | 0 | 0 | 0 | 0 | 0 | 0 | 0 | 0
DGRSLNC5 35090__A TO_FROM | DGRSLNC5 | 35090__A | 1621 | 2 | 2 | BROWN_5 | KILL_SS__5 | TO_FROM | 73521.13 | -0.14212 | 0.038029 | -0.19421 | 0.095603 | 1195.063 | 284.3166 | 0 | 837.1 | 2226.901 | Competitive | 0 | 0 | 0 | 1 | 1 | 1 | 1 | Non-Competitive | Non-Competitive | Non-Competitive | Competitive | Competitive | 52 | 68 | 81 | 52 | 68 | 81 | 52 | 68 | 81 | 0 | 0 | 0 | 0 | 0 | 0
DGRSLNC5 35095__A FROM_TO | DGRSLNC5 | 35095__A | 1621 | 2 | 2 | BROWN_5 | KILL_SS__5 | FROM_TO | 73521.13 | -0.03803 | 0.15488 | -0.0956 | 0.19421 | 1665.355 | -680.459 | 0 | 863.907 | 917.203 | Competitive | 1 | 1 | 1 | 1 | 1 | 1 | 1 | Competitive | Competitive | Competitive | Competitive | Competitive | 0 | 0 | 0 | 0 | 0 | 0 | 0 | 0 | 0 | 0 | 0 | 0 | 0 | 0 | 0
DGRSLNC5 35095__A TO_FROM | DGRSLNC5 | 35095__A | 1621 | 2 | 2 | BROWN_5 | KILL_SS__5 | TO_FROM | 73521.13 | -0.14212 | 0.038029 | -0.19421 | 0.095603 | 1195.063 | 284.3166 | 0 | 837.1 | 2226.901 | Competitive | 0 | 0 | 0 | 1 | 1 | 1 | 1 | Non-Competitive | Non-Competitive | Non-Competitive | Competitive | Competitive | 52 | 68 | 81 | 52 | 68 | 81 | 52 | 68 | 81 | 0 | 0 | 0 | 0 | 0 | 0
DGRSLNC5 6365__A FROM_TO | DGRSLNC5 | 6365__A | 197 | 2 | 2 | LEONSW_8 | 6317 | FROM_TO | 73521.13 | -0.03169 | 0.13029 | -0.59511 | 0.23195 | 179.5181 | 3.0743 | 0 | 4318.682 | 3141.387 | Competitive | 0 | 0 | 0 | 0 | 0 | 1 | 1 | Non-Competitive | Non-Competitive | Non-Competitive | Non-Competitive | Non-Competitive | 30 | 33 | 33 | 30 | 33 | 33 | 30 | 33 | 33 | 30 | 33 | 33 | 30 | 33 | 33
DGRSLNC5 6365__A TO_FROM | DGRSLNC5 | 6365__A | 197 | 2 | 2 | LEONSW_8 | 6317 | TO_FROM | 73521.13 | -0.02643 | 0.057746 | -0.23195 | 0.59511 | 299.9514 | -126.427 | 0 | 963.589 | 6064.302 | Competitive | 0 | 0 | 0 | 0 | 0 | 1 | 1 | Non-Competitive | Non-Competitive | Non-Competitive | Non-Competitive | Non-Competitive | 6 | 6 | 6 | 6 | 6 | 6 | 6 | 6 | 6 | 6 | 6 | 6 | 6 | 6 | 6
DGRSLNC5 6380__D FROM_TO | DGRSLNC5 | 6380__D | 154 | 2 | 2 | MURRY_P8 | PAIP4B | FROM_TO | 73521.13 | -0.03869 | 0.066559 | -0.20534 | 0.3036 | 201.2464 | 3.303 | 0 | 8220.814 | 3231.061 | Competitive | 0 | 0 | 0 | 0 | 0 | 1 | 1 | Non-Competitive | Non-Competitive | Non-Competitive | Non-Competitive | Non-Competitive | 30 | 33 | 33 | 30 | 33 | 33 | 30 | 33 | 33 | 30 | 33 | 33 | 30 | 33 | 33
DGRSLNC5 6380__D TO_FROM | DGRSLNC5 | 6380__D | 154 | 2 | 2 | MURRY_P8 | PAIP4B | TO_FROM | 73521.13 | -0.06656 | 0.12807 | -0.3036 | 0.20534 | 333.6845 | -108.921 | 0 | 1153.38 | 10000 | Competitive | 0 | 0 | 0 | 0 | 0 | 1 | 1 | Non-Competitive | Non-Competitive | Non-Competitive | Non-Competitive | Non-Competitive | bar: 10 10 to 14 14
DGRSLNC5 651__B FROM_TO | DGRSLNC5 | 651__B | 185 | 2 | 2 | COMCHESS1_8 | COMANCHE_T8 | FROM_TO | 73521.13 | -0.0729 | 0.021652 | -0.72774 | 0.18408 | 328.7323 | 21.3831 | 0 | 882.312 | 8449.305 | Competitive | 0 | 0 | 0 | 0 | 0 | 1 | 1 | Non-Competitive | Non-Competitive | Non-Competitive | Non-Competitive | Non-Competitive | 10 | 14 | 16 | 10 | 14 | 16 | 10 | 14 | 16 | 10 | 14 | 16 | 10 | 14 | 16
DGRSLNC5 651__B TO_FROM | DGRSLNC5 | 651__B | 185 | 2 | 2 | COMCHESS1_8 | COMANCHE_T8 | TO_FROM | 73521.13 | -0.01717 | 0.13064 | -0.18408 | 0.72774 | 80.5502 | -147.416 | 0 | 5680.191 | 2635.762 | Competitive | 0 | 0 | 0 | 0 | 1 | 1 | 0 | Non-Competitive | Non-Competitive | Non-Competitive | Non-Competitive | Non-Competitive | 0 | 0 | 0 | 0 | 0 | 0 | 0 | 0 | 0 | 0 | 0 | 0 | 0 | 0 | 0
DGRSLNC5 6558__B FROM_TO | DGRSLNC5 | 6558__B | 260 | 2 | 2 | FISHERRD_8 | WCHTFLLS1_8 | FROM_TO | 73521.13 | -0.06882 | 0.036303 | -0.51781 | 0.31529 | 223.4891 | 74.7642 | 0 | 4294.531 | 3910.94 | Competitive | 0 | 0 | 0 | 0 | 0 | 1 | 1 | Non-Competitive | Non-Competitive | Non-Competitive | Non-Competitive | Non-Competitive | 8 | 8 | 8 | 8 | 8 | 8 | 8 | 8 | 8 | 8 | 8 | 8 | 8 | 8 | 8
DGRSLNC5 6558__B TO_FROM | DGRSLNC5 | 6558__B | 260 | 2 | 2 | FISHERRD_8 | WCHTFLLS1_8 | TO_FROM | 73521.13 | -0.0363 | 0.068816 | -0.31529 | 0.51781 | -29.3426 | -146.51 | 0 | 3277.78 | 3695.052 | Competitive | 0 | 0 | 0 | 0 | 0 | 1 | 1 | Non-Competitive | Non-Competitive | Non-Competitive | Non-Competitive | Non-Competitive | 6 | 6 | 6 | 6 | 6 | 6 | 6 | 6 | 6 | 6 | 6 | 6 | 6 | 6 | 6
DGRSLNC5 6635__A FROM_TO | DGRSLNC5 | 6635__A | 28 | 2 | 2 | BRECK_9 | MORTNVAL_9 | FROM_TO | 73521.13 | -0.00263 | 0.013309 | -0.3038 | 0.21176 | 26.5502 | -4.8769 | 0 | 7282.226 | 2762.15 | Competitive | 0 | 0 | 0 | 0 | 1 | 1 | 0 | Non-Competitive | Non-Competitive | Non-Competitive | Non-Competitive | Non-Competitive | 0 | 0 | 0 | 0 | 0 | 0 | 0 | 0 | 0 | 0 | 0 | 0 | 0 | 0 | 0
DGRSLNC5 6635__A TO_FROM | DGRSLNC5 | 6635__A | 28 | 2 | 2 | BRECK_9 | MORTNVAL_9 | TO_FROM | 73521.13 | -0.01331 | 0.02721 | -0.21176 | 0.3038 | 35.773 | -9.904 | 0 | 10000 | 9218.587 | Competitive | 0 | 0 | 0 | 0 | 0 | 1 | 0 | Non-Competitive | Non-Competitive | Non-Competitive | Non-Competitive | Non-Competitive | 0 | 0 | 0 | 0 | 0 | 0 | 0 | 0 | 0 | 0 | 0 | 0 | 0 | 0 | 0
DGRSLNC5 6635__B FROM_TO | DGRSLNC5 | 6635__B | 28 | 2 | 2 | EASTLND_T9 | LEON2_9 | FROM_TO | 73521.13 | -0.00284 | 0.01309 | -0.13206 | 0.79611 | 10.3594 | -20.9343 | 0 | 7350.228 | 2643.576 | Competitive | 0 | 0 | 0 | 0 | 1 | 1 | 0 | Non-Competitive | Non-Competitive | Non-Competitive | Non-Competitive | Non-Competitive | 0 | 0 | 0 | 0 | 0 | 0 | 0 | 0 | 0 | 0 | 0 | 0 | 0 | 0 | 0
DGRSLNC5 6635__B TO_FROM | DGRSLNC5 | 6635__B | 28 | 2 | 2 | EASTLND_T9 | LEON2_9 | TO_FROM | 73521.13 | -0.01309 | 0.027429 | -0.79611 | 0.13206 | 51.9502 | 5.3507 | 0 | 10000 | 9259.977 | Competitive | 0 | 0 | 0 | 0 | 0 | 1 | 0 | Non-Competitive | Non-Competitive | Non-Competitive | Non-Competitive | Non-Competitive | 0 | 0 | 0 | 0 | 0 | 0 | 0 | 0 | 0 | 0 | 0 | 0 | 0 | 0 | 0
DGRSLNC5 6856__B FROM_TO | DGRSLNC5 | 6856__B | 28 | 2 | 2 | SEYMOUR_9 | BOMARTON_9 | FROM_TO | 73521.13 | 0 | 0 | 0 | 0 | 0 | 0 | 0 | 0 | 0 | Competitive | 1 | 1 | 1 | 1 | 1 | 1 | 0 | Non-Competitive | Non-Competitive | Non-Competitive | Non-Competitive | Non-Competitive | 0 | 0 | 0 | 0 | 0 | 0 | 0 | 0 | 0 | 0 | 0 | 0 | 0 | 0 | 0
DGRSLNC5 6856__B TO_FROM | DGRSLNC5 | 6856__B | 28 | 2 | 2 | SEYMOUR_9 | BOMARTON_9 | TO_FROM | 73521.13 | 0 | 0 | 0 | 0 | 0 | 0 | 0 | 0 | 0 | Competitive | 1 | 1 | 1 | 1 | 1 | 1 | 0 | Non-Competitive | Non-Competitive | Non-Competitive | Non-Competitive | Non-Competitive | 0 | 0 | 0 | 0 | 0 | 0 | 0 | 0 | 0 | 0 | 0 | 0 | 0 | 0 | 0
DGRSLNC5 6880__A FROM_TO | DGRSLNC5 | 6880__A | 24 | 2 | 2 | LEON5_9 | RANGER_9 | FROM_TO | 73521.13 | 0 | 0.000216 | -0.99978 | 0.000216 | 15.8871 | 15.885 | 0 | 696.487 | 0 | Competitive | 1 | 1 | 1 | 1 | 1 | 1 | 0 | Non-Competitive | Non-Competitive | Non-Competitive | Non-Competitive | Non-Competitive | 0 | 0 | 0 | 0 | 0 | 0 | 0 | 0 | 0 | 0 | 0 | 0 | 0 | 0 | 0
DGRSLNC5 6880__A TO_FROM | DGRSLNC5 | 6880__A | 24 | 2 | 2 | LEON5_9 | RANGER_9 | TO_FROM | 73521.13 | -0.00022 | 0 | -0.00022 | 0.99978 | -15.8952 | -15.885 | 0 | 0 | 795.756 | Competitive | 1 | 1 | 1 | 1 | 1 | 1 | 0 | Non-Competitive | Non-Competitive | Non-Competitive | Non-Competitive | Non-Competitive | 0 | 0 | 0 | 0 | 0 | 0 | 0 | 0 | 0 | 0 | 0 | 0 | 0 | 0 | 0
DGRSLNC5 ABMB_OKLA1_1 FROM_TO | DGRSLNC5 | ABMB_OKLA1_1 | 956 | 2 | 2 | OKLA7A | ABMULCW7 | FROM_TO | 73521.13 | -0.1369 | 0.22185 | -0.20157 | 0.22786 | 780.5414 | -215.311 | 0 | 2376.9 | 3107.773 | Competitive | 0 | 0 | 0 | 0 | 0 | 1 | 1 | Non-Competitive | Non-Competitive | Non-Competitive | Non-Competitive | Non-Competitive | 30 | 33 | 33 | 30 | 33 | 33 | 30 | 33 | 33 | 30 | 33 | 33 | 30 | 33 | 33
DGRSLNC5 ABMB_OKLA1_1 TO_FROM | DGRSLNC5 | ABMB_OKLA1_1 | 956 | 2 | 2 | OKLA7A | ABMULCW7 | TO_FROM | 73521.13 | -0.22185 | 0.1828 | -0.22786 | 0.20157 | 1639.302 | -349.817 | 0 | 868.566 | 1806.046 | Competitive | 0 | 0 | 1 | 1 | 1 | 1 | 1 | Non-Competitive | Non-Competitive | Competitive | Competitive | Competitive | 19 | 31 | 62 | 19 | 31 | 62 | 0 | 0 | 0 | 0 | 0 | 0 | 0 | 0 | 0
DGRSLNC5 ABNW_69T1 FROM_TO | DGRSLNC5 | ABNW_69T1 | 68.75 | 2 | 2 | ABNW2A | ABNW4A | FROM_TO | 73521.13 | -0.00166 | 0.020263 | -0.04203 | 0.48881 | -20.0544 | -41.3834 | 0 | 4405.046 | 761.484 | Competitive | 1 | 1 | 1 | 1 | 1 | 1 | 0 | Non-Competitive | Non-Competitive | Non-Competitive | Non-Competitive | Non-Competitive | 0 | 0 | 0 | 0 | 0 | 0 | 0 | 0 | 0 | 0 | 0 | 0 | 0 | 0 | 0
DGRSLNC5 ABNW_69T1 TO_FROM | DGRSLNC5 | ABNW_69T1 | 68.75 | 2 | 2 | ABNW2A | ABNW4A | TO_FROM | 73521.13 | -0.00238 | 0.008149 | -0.48881 | 0.042031 | 61.1548 | 34.65 | 0 | 2377.357 | 6538.254 | Competitive | 0 | 0 | 0 | 0 | 0 | 1 | 0 | Non-Competitive | Non-Competitive | Non-Competitive | Non-Competitive | Non-Competitive | 0 | 0 | 0 | 0 | 0 | 0 | 0 | 0 | 0 | 0 | 0 | 0 | 0 | 0 | 0
DGRSLNC5 ABSO_POTOSI1_1 FROM_TO | DGRSLNC5 | ABSO_POTOSI1_1 | 84 | 2 | 2 | ABSO4A | POTOSI_T4A | FROM_TO | 73521.13 | -0.01421 | 0.040815 | -0.85605 | 0.062429 | 202.8486 | -44.6513 | 0 | 1001.744 | 6058.205 | Competitive | 0 | 0 | 0 | 0 | 0 | 1 | 0 | Non-Competitive | Non-Competitive | Non-Competitive | Non-Competitive | Non-Competitive | 0 | 0 | 0 | 0 | 0 | 0 | 0 | 0 | 0 | 0 | 0 | 0 | 0 | 0 | 0
DGRSLNC5 ABSO_POTOSI1_1 TO_FROM | DGRSLNC5 | ABSO_POTOSI1_1 | 84 | 2 | 2 | ABSO4A | POTOSI_T4A | TO_FROM | 73521.13 | -0.01883 | 0.070422 | -0.06243 | 0.85605 | 73.7707 | -25.33 | 0 | 10000 | 3142.231 | Competitive | 0 | 0 | 0 | 0 | 0 | 1 | 0 | Non-Competitive | Non-Competitive | Non-Competitive | Non-Competitive | Non-Competitive | bar: 10 10 to 14 14
DGRSLNC5 ALBANY_HUB1_T1_1 FROM_TO | DGRSLNC5 | ALBANY_HUB1_T1_1 | 38 | 2 | 2 | ALBANY2A | WCTMWDT | FROM_TO | 73521.13 | -0.00205 | 0.018084 | -0.54488 | 0.40974 | 23.1594 | -12.2027 | 0 | 4192.596 | 7710.311 | Competitive | 0 | 0 | 0 | 0 | 0 | 1 | 0 | Non-Competitive | Non-Competitive | Non-Competitive | Non-Competitive | Non-Competitive | 0 | 0 | 0 | 0 | 0 | 0 | 0 | 0 | 0 | 0 | 0 | 0 | 0 | 0 | 0
DGRSLNC5 ALBANY_HUB1_T1_1 TO_FROM | DGRSLNC5 | ALBANY_HUB1_T1_1 | 38 | 2 | 2 | ALBANY2A | WCTMWDT | TO_FROM | 73521.13 | -0.00337 | 0.010904 | -0.40974 | 0.54487 | 15.4121 | 2.7123 | 0 | 10000 | 2846.683 | Competitive | 0 | 0 | 0 | 0 | 1 | 1 | 0 | Non-Competitive | Non-Competitive | Non-Competitive | Non-Competitive | Non-Competitive | 0 | 0 | 0 | 0 | 0 | 0 | 0 | 0 | 0 | 0 | 0 | 0 | 0 | 0 | 0
DGRSLNC5 DRSY_SANA_T1_1 FROM_TO | DGRSLNC5 | DRSY_SANA_T1_1 | 30 | 2 | 2 | SANA_TAP2A | DRSY2A | FROM_TO | 73521.13 | -0.00476 | 0.004863 | -0.41364 | 0.19969 | 29.6675 | 9.9821 | 0 | 3459.282 | 3812.691 | Competitive | 0 | 0 | 0 | 0 | 0 | 1 | 0 | Non-Competitive | Non-Competitive | Non-Competitive | Non-Competitive | Non-Competitive | 0 | 0 | 0 | 0 | 0 | 0 | 0 | 0 | 0 | 0 | 0 | 0 | 0 | 0 | 0
DGRSLNC5 DRSY_SANA_T1_1 TO_FROM | DGRSLNC5 | DRSY_SANA_T1_1 | 30 | 2 | 2 | SANA_TAP2A | DRSY2A | TO_FROM | 73521.13 | -0.0028 | 0.012257 | -0.19969 | 0.41364 | 20.7429 | -19.4705 | 0 | 2551.764 | 9256.085 | Competitive | 0 | 0 | 0 | 0 | 0 | 1 | 0 | Non-Competitive | Non-Competitive | Non-Competitive | Non-Competitive | Non-Competitive | 0 | 0 | 0 | 0 | 0 | 0 | 0 | 0 | 0 | 0 | 0 | 0 | 0 | 0 | 0
DGRSLNC5 FRIR_SONR1_1 FROM_TO | DGRSLNC5 | FRIR_SONR1_1 | 37 | 2 | 2 | SONR2A | FRIR2A | FROM_TO | 73521.13 | -0.00854 | 0.027547 | -0.72161 | 0.13284 | 138.1525 | -22.047 | 0 | 2129.444 | 2236.196 | Competitive | 0 | 0 | 0 | 1 | 1 | 1 | 0 | Non-Competitive | Non-Competitive | Non-Competitive | Non-Competitive | Non-Competitive | 0 | 0 | 0 | 0 | 0 | 0 | 0 | 0 | 0 | 0 | 0 | 0 | 0 | 0 | 0
DGRSLNC5 FRIR_SONR1_1 TO_FROM | DGRSLNC5 | FRIR_SONR1_1 | 37 | 2 | 2 | SONR2A | FRIR2A | TO_FROM | 73521.13 | -0.01075 | 0.008539 | -0.13284 | 0.72161 | 67.209 | -37.1889 | 0 | 1798.495 | 2786.876 | Competitive | 0 | 0 | 0 | 0 | 1 | 1 | 0 | Non-Competitive | Non-Competitive | Non-Competitive | Non-Competitive | Non-Competitive | 0 | 0 | 0 | 0 | 0 | 0 | 0 | 0 | 0 | 0 | 0 | 0 | 0 | 0 | 0
DGRSLNC5 HAMILT_MAVERI1_1 FROM_TO | DGRSLNC5 | HAMILT_MAVERI1_1 | 122 | 2 | 2 | HAMILTN4 | MAVERICK4A | FROM_TO | 73521.13 | -0.0298 | 0.20944 | -0.53364 | 0.20944 | 307.2279 | -48.2994 | 0 | 3765.225 | 2280.871 | Non-Competi | 0 | 0 | 0 | 1 | 1 | 1 | 1 | Non-Competitive | Non-Competitive | Non-Competitive | Competitive | Competitive | 29 | 29 | 29 | 29 | 29 | 29 | 29 | 29 | 29 | 0 | 0 | 0 | 0 | 0 | 0
DGRSLNC5 HAMILT_MAVERI1_1 TO_FROM | DGRSLNC5 | HAMILT_MAVERI1_1 | 122 | 2 | 2 | HAMILTN4 | MAVERICK4A | TO_FROM | 73521.13 | -0.20944 | 0.45556 | -0.20944 | 0.53364 | 158.7644 | -118.942 | 0 | 8894.624 | 8915.786 | Competitive | 0 | 0 | 0 | 0 | 0 | 1 | 1 | Non-Competitive | Non-Competitive | Non-Competitive | Non-Competitive | Non-Competitive | 2 | 7 | 7 | 2 | 7 | 7 | 2 | 7 | 7 | 2 | 7 | 7 | 2 | 7 | 7
DGRSLNC5 LENSW_PUTN2_1 FROM_TO | DGRSLNC5 | LENSW_PUTN2_1 | 72 | 2 | 2 | LEONSW_8 | PUTN4A | FROM_TO | 73521.13 | -0.01867 | 0.070583 | -0.51811 | 0.12528 | 85.6271 | -13.488 | 0 | 10000 | 3143.323 | Competitive | 0 | 0 | 0 | 0 | 0 | 1 | 0 | Non-Competitive | Non-Competitive | Non-Competitive | Non-Competitive | Non-Competitive | bar: 10 10 to 14 14
DGRSLNC5 LENSW_PUTN2_1 TO_FROM | DGRSLNC5 | LENSW_PUTN2_1 | 72 | 2 | 2 | LEONSW_8 | PUTN4A | TO_FROM | 73521.13 | -0.01437 | 0.040654 | -0.12528 | 0.51811 | 190.994 | -56.4933 | 0 | 1003.524 | 6054.268 | Competitive | 0 | 0 | 0 | 0 | 0 | 1 | 0 | Non-Competitive | Non-Competitive | Non-Competitive | Non-Competitive | Non-Competitive | 0 | 0 | 0 | 0 | 0 | 0 | 0 | 0 | 0 | 0 | 0 | 0 | 0 | 0 | 0
DGRSLNC5 MRAN_PUTN1_1 FROM_TO | DGRSLNC5 | MRAN_PUTN1_1 | 38 | 2 | 2 | MRAN2A | PUTN2A | FROM_TO | 73521.13 | -0.0022 | 0.017939 | -0.11293 | 0.66773 | 12.4225 | -22.8837 | 0 | 4205.767 | 7137.809 | Competitive | 0 | 0 | 0 | 0 | 0 | 1 | 0 | Non-Competitive | Non-Competitive | Non-Competitive | Non-Competitive | Non-Competitive | 0 | 0 | 0 | 0 | 0 | 0 | 0 | 0 | 0 | 0 | 0 | 0 | 0 | 0 | 0
DGRSLNC5 MRAN_PUTN1_1 TO_FROM | DGRSLNC5 | MRAN_PUTN1_1 | 38 | 2 | 2 | MRAN2A | PUTN2A | TO_FROM | 73521.13 | -0.00322 | 0.011049 | -0.66773 | 0.11293 | 26.0999 | 13.3933 | 0 | 10000 | 2889.281 | Competitive | 0 | 0 | 0 | 0 | 1 | 1 | 0 | Non-Competitive | Non-Competitive | Non-Competitive | Non-Competitive | Non-Competitive | 0 | 0 | 0 | 0 | 0 | 0 | 0 | 0 | 0 | 0 | 0 | 0 | 0 | 0 | 0
DGRSLNC5 NICOLE_ORNT1_1 FROM_TO | DGRSLNC5 | NICOLE_ORNT1_1 | 135 | 2 | 2 | NICOLE4A | ORNT4A | FROM_TO | 73521.13 | -0.01553 | 0.17742 | -0.30207 | 0.17742 | 132.631 | -26.1853 | 0 | 8026.933 | 10000 | Competitive | 0 | 0 | 0 | 0 | 0 | 1 | 0 | Non-Competitive | Non-Competitive | Non-Competitive | Non-Competitive | Non-Competitive | 0 | 0 | 0 | 0 | 0 | 0 | 0 | 0 | 0 | 0 | 0 | 0 | 0 | 0 | 0
DGRSLNC5 NICOLE_ORNT1_1 TO_FROM | DGRSLNC5 | NICOLE_ORNT1_1 | 135 | 2 | 2 | NICOLE4A | ORNT4A | TO_FROM | 73521.13 | -0.00751 | 0.053841 | -0.17742 | 0.30207 | 75.9393 | -25.4824 | 0 | 10000 | 2220.079 | Competitive | 0 | 0 | 0 | 1 | 1 | 1 | 0 | Non-Competitive | Non-Competitive | Non-Competitive | Non-Competitive | Non-Competitive | 0 | 0 | 0 | 0 | 0 | 0 | 0 | 0 | 0 | 0 | 0 | 0 | 0 | 0 | 0
DGRSLNC5 ORLAND_VERN1_1 FROM_TO | DGRSLNC5 | ORLAND_VERN1_1 | 170 | 2 | 2 | VERN4A | ORLANDO7A | FROM_TO | 73521.13 | -0.02304 | 0.034427 | -0.66826 | 0.22618 | 162.2467 | 34.8594 | 0 | 4119.86 | 3355.552 | Competitive | 0 | 0 | 0 | 0 | 0 | 1 | 1 | Non-Competitive | Non-Competitive | Non-Competitive | Non-Competitive | Non-Competitive | 11 | 11 | 11 | 11 | 11 | 11 | 11 | 11 | 11 | 11 | 11 | 11 | 11 | 11 | 11
DGRSLNC5 ORLAND_VERN1_1 TO_FROM | DGRSLNC5 | ORLAND_VERN1_1 | 170 | 2 | 2 | VERN4A | ORLANDO7A | TO_FROM | 73521.13 | -0.03443 | 0.2058 | -0.22618 | 0.66826 | 168.4648 | -136.742 | 0 | 3100.576 | 3474.115 | Competitive | 0 | 0 | 0 | 0 | 0 | 1 | 1 | Non-Competitive | Non-Competitive | Non-Competitive | Non-Competitive | Non-Competitive | 6 | 6 | 6 | 6 | 6 | 6 | 6 | 6 | 6 | 6 | 6 | 6 | 6 | 6 | 6
DGRSPKR5 0165_1 FROM_TO | DGRSPKR5 | 0165_1 | 895 | 2 | 2 | W_DENT_5 | ROANOKE1_5 | FROM_TO | 73521.13 | -0.02227 | 0.34193 | -0.12594 | 0.67794 | 857.1516 | -210.398 | 0 | 878.356 | 2229.122 | Competitive | 0 | 0 | 0 | 1 | 1 | 1 | 1 | Non-Competitive | Non-Competitive | Non-Competitive | Competitive | Competitive | 3 | 3 | 3 | 3 | 3 | 3 | 3 | 3 | 3 | 0 | 0 | 0 | 0 | 0 | 0
DGRSPKR5 0165_1 TO_FROM | DGRSPKR5 | 0165_1 | 895 | 2 | 2 | W_DENT_5 | ROANOKE1_5 | TO_FROM | 73521.13 | -0.34193 | 0.022274 | -0.67794 | 0.12594 | 451.5168 | -144.536 | 0 | 2087.896 | 1811.54 | Competitive | 0 | 0 | 1 | 1 | 1 | 1 | 1 | Non-Competitive | Non-Competitive | Competitive | Competitive | Competitive | 28 | 39 | 48 | 28 | 39 | 48 | 0 | 0 | 0 | 0 | 0 | 0 | 0 | 0 | 0
DGRSPKR5 6375__A FROM_TO | DGRSPKR5 | 6375__A | 210 | 2 | 2 | GRHAMSES1_8 | GRAHAME_8 | FROM_TO | 73521.13 | -0.0962 | 0.10564 | -0.78641 | 0.10564 | 418.869 | 14.4101 | 0 | 2052.928 | 10000 | Non-Competi | 0 | 0 | 0 | 0 | 0 | 1 | 1 | Non-Competitive | Non-Competitive | Non-Competitive | Non-Competitive | Non-Competitive | 8 | 8 | 8 | 8 | 8 | 8 | 8 | 8 | 8 | 8 | 8 | 8 | 8 | 8 | 8
DGRSPKR5 6375__A TO_FROM | DGRSPKR5 | 6375__A | 210 | 2 | 2 | GRHAMSES1_8 | GRAHAME_8 | TO_FROM | 73521.13 | -0.10564 | 0.37039 | -0.10564 | 0.78641 | 145.771 | -137.367 | 0 | 5587.582 | 4978.944 | Competitive | 0 | 0 | 0 | 0 | 0 | 1 | 1 | Non-Competitive | Non-Competitive | Non-Competitive | Non-Competitive | Non-Competitive | 26 | 34 | 37 | 26 | 34 | 37 | 26 | 34 | 37 | 26 | 34 | 37 | 26 | 34 | 37
DGRSPKR5 6377__A FROM_TO | DGRSPKR5 | 6377__A | 185 | 2 | 2 | ORAN1_8 | BARTON_8 | FROM_TO | 73521.13 | -0.09249 | 0.10098 | -0.60208 | 0.21721 | 153.7561 | -88.3831 | 0 | 10000 | 4435.951 | Competitive | 0 | 0 | 0 | 0 | 0 | 1 | 1 | Non-Competitive | Non-Competitive | Non-Competitive | Non-Competitive | Non-Competitive | 26 | 34 | 43 | 26 | 34 | 43 | 26 | 34 | 43 | 26 | 34 | 43 | 26 | 34 | 43
DGRSPKR5 6377__A TO_FROM | DGRSPKR5 | 6377__A | 185 | 2 | 2 | ORAN1_8 | BARTON_8 | TO_FROM | 73521.13 | -0.10098 | 0.60208 | -0.21722 | 0.60208 | 436.6109 | -35.4482 | 0 | 6811.584 | 10000 | Non-Competi | 0 | 0 | 0 | 0 | 0 | 1 | 1 | Non-Competitive | Non-Competitive | Non-Competitive | Non-Competitive | Non-Competitive | 8 | 8 | 8 | 8 | 8 | 8 | 8 | 8 | 8 | 8 | 8 | 8 | 8 | 8 | 8
DGRSPKR5 FRIR_SONR1_1 FROM_TO | DGRSPKR5 | FRIR_SONR1_1 | 37 | 2 | 2 | SONR2A | FRIR2A | FROM_TO | 73521.13 | -0.0086 | 0.027222 | -0.72185 | 0.13256 | 137.0276 | -21.7893 | 0 | 2139.263 | 2237.312 | Competitive | 0 | 0 | 0 | 1 | 1 | 1 | 0 | Non-Competitive | Non-Competitive | Non-Competitive | Non-Competitive | Non-Competitive | 0 | 0 | 0 | 0 | 0 | 0 | 0 | 0 | 0 | 0 | 0 | 0 | 0 | 0 | 0
DGRSPKR5 FRIR_SONR1_1 TO_FROM | DGRSPKR5 | FRIR_SONR1_1 | 37 | 2 | 2 | SONR2A | FRIR2A | TO_FROM | 73521.13 | -0.01055 | 0.008604 | -0.13256 | 0.72185 | 67.2322 | 7.8068 | 0 | 1799.307 | 2717.06 | Competitive | 0 | 0 | 0 | 0 | 1 | 1 | 0 | Non-Competitive | Non-Competitive | Non-Competitive | Non-Competitive | Non-Competitive | 0 | 0 | 0 | 0 | 0 | 0 | 0 | 0 | 0 | 0 | 0 | 0 | 0 | 0 | 0
DGRSPKR5 HAS_XFM2 FROM_TO | DGRSPKR5 | HAS_XFM2 | 40 | 2 | 2 | HASSE | HASSE_P8 | FROM_TO | 73521.13 | -0.00183 | 0.003295 | -0.03617 | 0.29215 | 3.9962 | -15.1239 | 0 | 9198.786 | 2530.978 | Competitive | 0 | 0 | 0 | 0 | 1 | 1 | 0 | Non-Competitive | Non-Competitive | Non-Competitive | Non-Competitive | Non-Competitive | 0 | 0 | 0 | 0 | 0 | 0 | 0 | 0 | 0 | 0 | 0 | 0 | 0 | 0 | 0
DGRSPKR5 HAS_XFM2 TO_FROM | DGRSPKR5 | HAS_XFM2 | 40 | 2 | 2 | HASSE | HASSE_P8 | TO_FROM | 73521.13 | -0.00329 | 0.001989 | -0.29215 | 0.036165 | 33.7855 | 2.3398 | 0 | 1009.872 | 9198.786 | Competitive | 0 | 0 | 0 | 0 | 0 | 1 | 0 | Non-Competitive | Non-Competitive | Non-Competitive | Non-Competitive | Non-Competitive | 0 | 0 | 0 | 0 | 0 | 0 | 0 | 0 | 0 | 0 | 0 | 0 | 0 | 0 | 0
DHAMSUM8 CKT_941_1 FROM_TO | DHAMSUM8 | CKT_941_1 | 260 | 2 | 2 | SUMMITN | WILIAMSN | FROM_TO | 73521.13 | -0.05181 | 0.039688 | -0.5134 | 0.15018 | 316.9398 | 181.9141 | 0 | 7135.366 | 10000 | Competitive | 0 | 0 | 0 | 0 | 0 | 1 | 1 | Non-Competitive | Non-Competitive | Non-Competitive | Non-Competitive | Non-Competitive | 12 | 12 | 12 | 12 | 12 | 12 | 12 | 12 | 12 | 12 | 12 | 12 | 12 | 12 | 12
DHAMSUM8 CKT_941_1 TO_FROM | DHAMSUM8 | CKT_941_1 | 260 | 2 | 2 | SUMMITN | WILIAMSN | TO_FROM | 73521.13 | -0.03969 | 0.051805 | -0.15018 | 0.5134 | -156.191 | -260.349 | 0 | 10000 | 7314.746 | Competitive | 0 | 0 | 0 | 0 | 0 | 1 | 1 | Non-Competitive | Non-Competitive | Non-Competitive | Non-Competitive | Non-Competitive | 8 | 8 | 8 | 8 | 8 | 8 | 8 | 8 | 8 | 8 | 8 | 8 | 8 | 8 | 8
DHILLAS8 CAGNON_MR4H FROM_TO | DHILLAS8 | CAGNON_MR4H | 600 | 3 | 3 | CAGNON_5 | CAGSTAR4 | FROM_TO | 73521.13 | -0.16292 | 0.058578 | -0.9109 | 0.093096 | 774.3923 | 586.0684 | 0 | 7613.428 | 9464.604 | Competitive | 0 | 0 | 0 | 0 | 0 | 1 | 1 | Non-Competitive | Non-Competitive | Non-Competitive | Non-Competitive | Non-Competitive | 15 | 15 | 44 | 15 | 15 | 44 | 15 | 15 | 44 | 15 | 15 | 44 | 15 | 15 | 44
DHILLAS8 CAGNON_MR4H TO_FROM | DHILLAS8 | CAGNON_MR4H | 600 | 3 | 3 | CAGNON_5 | CAGSTAR4 | TO_FROM | 73521.13 | -0.05858 | 0.16292 | -0.0931 | 0.9109 | -258.168 | -672.167 | 0 | 9448.324 | 10000 | Competitive | 0 | 0 | 0 | 0 | 0 | 1 | 1 | Non-Competitive | Non-Competitive | Non-Competitive | Non-Competitive | Non-Competitive | 5 | 5 | 5 | 5 | 5 | 5 | 5 | 5 | 5 | 5 | 5 | 5 | 5 | 5 | 5
DHKBCRL5 1140__C FROM_TO | DHKBCRL5 | 1140__C | 215 | 3 | 3 | DFW_DE1T1_8 | DFW_CE1_8 | FROM_TO | 73521.13 | -0.02286 | 0.013665 | -0.42299 | 0.41106 | 521.1727 | 288.9516 | 0 | 780.219 | 2620.981 | Non-Competi | 0 | 0 | 0 | 0 | 1 | 0 | 1 | Non-Competitive | Non-Competitive | Non-Competitive | Non-Competitive | Non-Competitive | 15 | 19 | 22 | 15 | 19 | 22 | 15 | 19 | 22 | 15 | 19 | 22 | 15 | 19 | 22
DHKBCRL5 1140__C TO_FROM | DHKBCRL5 | 1140__C | 215 | 3 | 3 | DFW_DE1T1_8 | DFW_CE1_8 | TO_FROM | 73521.13 | -0.01366 | 0.022856 | -0.41106 | 0.42299 | -183.685 | -340.392 | 0 | 2255.488 | 836.41 | Competitive | 1 | 1 | 1 | 1 | 1 | 1 | 0 | Non-Competitive | Non-Competitive | Non-Competitive | Non-Competitive | Non-Competitive | 0 | 0 | 0 | 0 | 0 | 0 | 0 | 0 | 0 | 0 | 0 | 0 | 0 | 0 | 0
DHKBCRL5 1140__E FROM_TO | DHKBCRL5 | 1140__E | 215 | 3 | 3 | ATMEL1_T8 | HACKBRY1_8 | FROM_TO | 73521.13 | -0.02288 | 0.013642 | -0.29955 | 0.59909 | 519.4764 | 287.2556 | 0 | 780.346 | 2621.135 | Non-Competi | 0 | 0 | 0 | 0 | 1 | 0 | 1 | Non-Competitive | Non-Competitive | Non-Competitive | Non-Competitive | Non-Competitive | 15 | 19 | 22 | 15 | 19 | 22 | 15 | 19 | 22 | 15 | 19 | 22 | 15 | 19 | 22
DHKBCRL5 1140__E TO_FROM | DHKBCRL5 | 1140__E | 215 | 3 | 3 | ATMEL1_T8 | HACKBRY1_8 | TO_FROM | 73521.13 | -0.01364 | 0.022879 | -0.59909 | 0.29955 | -181.983 | -338.696 | 0 | 2255.667 | 836.529 | Competitive | 1 | 1 | 1 | 1 | 1 | 1 | 0 | Non-Competitive | Non-Competitive | Non-Competitive | Non-Competitive | Non-Competitive | 0 | 0 | 0 | 0 | 0 | 0 | 0 | 0 | 0 | 0 | 0 | 0 | 0 | 0 | 0
DI_DWHI8 RINCON_WHITE_2_1 FROM_TO | DI_DWHI8 | RINCON_WHITE_2_1 | 216 | 2 | 2 | RINCON4A | WHITEPT4A | FROM_TO | 73521.13 | -0.03479 | 0.28573 | -0.08135 | 0.48934 | 267.2684 | -217.753 | 0 | 4474.741 | 3010.604 | Competitive | 0 | 0 | 0 | 0 | 0 | 1 | 1 | Non-Competitive | Non-Competitive | Non-Competitive | Non-Competitive | Non-Competitive | 16 | 19 | 22 | 16 | 19 | 22 | 16 | 19 | 22 | 16 | 19 | 22 | 16 | 19 | 22
DI_DWHI8 RINCON_WHITE_2_1 TO_FROM | DI_DWHI8 | RINCON_WHITE_2_1 | 216 | 2 | 2 | RINCON4A | WHITEPT4A | TO_FROM | 73521.13 | -0.28573 | 0.069619 | -0.48933 | 0.081346 | 330.1868 | -95.5443 | 0 | 1507.278 | 4500.367 | Non-Competi | 0 | 0 | 0 | 0 | 0 | 1 | 1 | Non-Competitive | Non-Competitive | Non-Competitive | Non-Competitive | Non-Competitive | 6 | 6 | 18 | 6 | 6 | 18 | 6 | 6 | 18 | 6 | 6 | 18 | 6 | 6 | 18
DJEWSNG5 256_A_1 FROM_TO | DJEWSNG5 | 256_A_1 | 1376 | 2 | 2 | GIBN_CREK_5 | TWIN_OAK__5 | FROM_TO | 73521.13 | -0.15699 | 0.2286 | -0.15699 | 0.2286 | 1850.921 | 627.8577 | 0 | 1910.066 | 2034.37 | Competitive | 0 | 0 | 0 | 1 | 1 | 1 | 1 | Non-Competitive | Non-Competitive | Non-Competitive | Competitive | Competitive | 43 | 130 | 142 | 43 | 130 | 142 | 43 | 130 | 142 | 0 | 0 | 0 | 0 | 0 | 0
DJEWSNG5 256_A_1 TO_FROM | DJEWSNG5 | 256_A_1 | 1376 | 2 | 2 | GIBN_CREK_5 | TWIN_OAK__5 | TO_FROM | 73521.13 | -0.2286 | 0.15699 | -0.2286 | 0.15699 | 4518.933 | 599.2838 | 0 | 1630.463 | 1979.02 | Competitive | 0 | 0 | 1 | 1 | 1 | 1 | 1 | Non-Competitive | Non-Competitive | Competitive | Competitive | Competitive | 85 | 99 | 146 | 85 | 99 | 146 | 0 | 0 | 0 | 0 | 0 | 0 | 0 | 0 | 0
DJEWSNG5 JK_TOKSW_1 FROM_TO | DJEWSNG5 | JK_TOKSW_1 | 1376 | 2 | 2 | JKCREEK1 | TWIN_OAK__5 | FROM_TO | 73521.13 | -0.16671 | 0.25992 | -0.16671 | 0.48047 | 1875.45 | 578.6799 | 0 | 1834.481 | 2041.626 | Competitive | 0 | 0 | 0 | 1 | 1 | 1 | 1 | Non-Competitive | Non-Competitive | Non-Competitive | Competitive | Competitive | 43 | 130 | 142 | 43 | 130 | 142 | 43 | 130 | 142 | 0 | 0 | 0 | 0 | 0 | 0
DJEWSNG5 JK_TOKSW_1 TO_FROM | DJEWSNG5 | JK_TOKSW_1 | 1376 | 2 | 2 | JKCREEK1 | TWIN_OAK__5 | TO_FROM | 73521.13 | -0.25992 | 0.16672 | -0.48047 | 0.16672 | 4727.686 | 651.7097 | 0 | 1637.767 | 1911.583 | Competitive | 0 | 0 | 1 | 1 | 1 | 1 | 1 | Non-Competitive | Non-Competitive | Competitive | Competitive | Competitive | 85 | 99 | 151 | 85 | 99 | 151 | 0 | 0 | 0 | 0 | 0 | 0 | 0 | 0 | 0
DJEWSNG5 SNGXGC75_1 FROM_TO | DJEWSNG5 | SNGXGC75_1 | 1631 | 2 | 2 | GIBN_CREK_5 | SNGLTN_345 | FROM_TO | 73521.13 | -0.23685 | 0.24005 | -0.24137 | 0.24005 | 4960.62 | 662.6258 | 0 | 1443.81 | 2193.557 | Competitive | 0 | 0 | 0 | 1 | 1 | 1 | 1 | Non-Competitive | Non-Competitive | Non-Competitive | Competitive | Competitive | 85 | 99 | 150 | 85 | 99 | 150 | 85 | 99 | 150 | 0 | 0 | 0 | 0 | 0 | 0
DJEWSNG5 SNGXGC75_1 TO_FROM | DJEWSNG5 | SNGXGC75_1 | 1631 | 2 | 2 | GIBN_CREK_5 | SNGLTN_345 | TO_FROM | 73521.13 | -0.24005 | 0.23685 | -0.24005 | 0.24137 | 2038.62 | 693.4316 | 0 | 2118.973 | 1784.623 | Competitive | 0 | 0 | 1 | 1 | 1 | 1 | 1 | Non-Competitive | Non-Competitive | Competitive | Competitive | Competitive | 43 | 130 | 154 | 43 | 130 | 154 | 0 | 0 | 0 | 0 | 0 | 0 | 0 | 0 | 0
DJEWSNG5 SNGXGC99_1 FROM_TO | DJEWSNG5 | SNGXGC99_1 | 1631 | 2 | 2 | GIBN_CREK_5 | SNGLTN_345 | FROM_TO | 73521.13 | -0.23685 | 0.24005 | -0.24137 | 0.24005 | 4960.62 | 662.6258 | 0 | 1443.81 | 2193.557 | Competitive | 0 | 0 | 0 | 1 | 1 | 1 | 1 | Non-Competitive | Non-Competitive | Non-Competitive | Competitive | Competitive | 85 | 99 | 150 | 85 | 99 | 150 | 85 | 99 | 150 | 0 | 0 | 0 | 0 | 0 | 0
DJEWSNG5 SNGXGC99_1 TO_FROM | DJEWSNG5 | SNGXGC99_1 | 1631 | 2 | 2 | GIBN_CREK_5 | SNGLTN_345 | TO_FROM | 73521.13 | -0.24005 | 0.23685 | -0.24005 | 0.24137 | 2038.62 | 693.4316 | 0 | 2118.973 | 1784.623 | Competitive | 0 | 0 | 1 | 1 | 1 | 1 | 1 | Non-Competitive | Non-Competitive | Competitive | Competitive | Competitive | 43 | 130 | 154 | 43 | 130 | 154 | 0 | 0 | 0 | 0 | 0 | 0 | 0 | 0 | 0
DKENCA58 460T460_1 FROM_TO | DKENCA58 | 460T460_1 | 220 | 4 | 4 | TALLY_RD | L_MEDILA8_1Y | FROM_TO | 73521.13 | -0.0399 | 0.046992 | -0.5464 | 0.23388 | 202.1426 | -163.958 | 0 | 8494.571 | 10000 | Competitive | 0 | 0 | 0 | 0 | 0 | 1 | 1 | Non-Competitive | Non-Competitive | Non-Competitive | Non-Competitive | Non-Competitive | 9 | 9 | 9 | 9 | 9 | 9 | 9 | 9 | 9 | 9 | 9 | 9 | 9 | 9 | 9
DKENCA58 460T460_1 TO_FROM | DKENCA58 | 460T460_1 | 220 | 4 | 4 | TALLY_RD | L_MEDILA8_1Y | TO_FROM | 73521.13 | -0.04699 | 0.092859 | -0.23388 | 0.5464 | 411.8254 | 13.5075 | 0 | 8060.869 | 8575.965 | Competitive | 0 | 0 | 0 | 0 | 0 | 1 | 1 | Non-Competitive | Non-Competitive | Non-Competitive | Non-Competitive | Non-Competitive | 20 | 47 | 47 | 20 | 47 | 47 | 20 | 47 | 47 | 20 | 47 | 47 | 20 | 47 | 47
DKENCA58 69T342_1 FROM_TO | DKENCA58 | 69T342_1 | 132 | 4 | 4 | L_KENDCT8_1Y | L_MOUNTO8_1Y | FROM_TO | 73521.13 | -0.02775 | 0.074303 | -0.28504 | 0.12073 | 170.545 | -25.9025 | 0 | 10000 | 5173.31 | Competitive | 0 | 0 | 0 | 0 | 0 | 1 | 1 | Non-Competitive | Non-Competitive | Non-Competitive | Non-Competitive | Non-Competitive | 5 | 5 | 5 | 5 | 5 | 5 | 5 | 5 | 5 | 5 | 5 | 5 | 5 | 5 | 5
DKENCA58 69T342_1 TO_FROM | DKENCA58 | 69T342_1 | 132 | 4 | 4 | L_KENDCT8_1Y | L_MOUNTO8_1Y | TO_FROM | 73521.13 | -0.00847 | 0.027749 | -0.12073 | 0.28504 | 71.2542 | -51.7734 | 0 | 5173.31 | 2757.217 | Competitive | 0 | 0 | 0 | 0 | 1 | 1 | 0 | Non-Competitive | Non-Competitive | Non-Competitive | Non-Competitive | Non-Competitive | 0 | 0 | 0 | 0 | 0 | 0 | 0 | 0 | 0 | 0 | 0 | 0 | 0 | 0 | 0
DKENCA58 E3_S1_1 FROM_TO | DKENCA58 | E3_S1_1 | 287 | 4 | 4 | HOWARD | SOMERSET | FROM_TO | 73521.13 | -0.10752 | 0.072737 | -0.62594 | 0.13509 | 221.9312 | 7.7317 | 0 | 10000 | 9428.179 | Competitive | 0 | 0 | 0 | 0 | 0 | 1 | 1 | Non-Competitive | Non-Competitive | Non-Competitive | Non-Competitive | Non-Competitive | 29 | 29 | 29 | 29 | 29 | 29 | 29 | 29 | 29 | 29 | 29 | 29 | 29 | 29 | 29
DKENCA58 E3_S1_1 TO_FROM | DKENCA58 | E3_S1_1 | 287 | 4 | 4 | HOWARD | SOMERSET | TO_FROM | 73521.13 | -0.07274 | 0.10752 | -0.13509 | 0.62594 | 98.0866 | -77.0377 | 0 | 8612.102 | 10000 | Competitive | 0 | 0 | 0 | 0 | 0 | 1 | 1 | Non-Competitive | Non-Competitive | Non-Competitive | Non-Competitive | Non-Competitive | 15 | 15 | 15 | 15 | 15 | 15 | 15 | 15 | 15 | 15 | 15 | 15 | 15 | 15 | 15
DKOCNUE8 AIR_LI_HIWAY_1_1 FROM_TO | DKOCNUE8 | AIR_LI_HIWAY_1_1 | 219 | 1 | 1 | HIWAY_92A | AIR_LIQC2A | FROM_TO | 73521.13 | -0.00457 | 0.043938 | -0.57435 | 0.19127 | 148.5136 | 45.4087 | 0 | 3425.444 | 10000 | Competitive | 0 | 0 | 0 | 0 | 0 | 1 | 0 | Non-Competitive | Non-Competitive | Non-Competitive | Non-Competitive | Non-Competitive | 0 | 0 | 0 | 0 | 0 | 0 | 0 | 0 | 0 | 0 | 0 | 0 | 0 | 0 | 0
DKOCNUE8 AIR_LI_HIWAY_1_1 TO_FROM | DKOCNUE8 | AIR_LI_HIWAY_1_1 | 219 | 1 | 1 | HIWAY_92A | AIR_LIQC2A | TO_FROM | 73521.13 | -0.04394 | 0.004569 | -0.19127 | 0.57435 | -45.8037 | -116.16 | 0 | 10000 | 3425.444 | Competitive | 0 | 0 | 0 | 0 | 0 | 1 | 1 | Non-Competitive | Non-Competitive | Non-Competitive | Non-Competitive | Non-Competitive | 10 | 10 | 10 | 10 | 10 | 10 | 10 | 10 | 10 | 10 | 10 | 10 | 10 | 10 | 10
DKOCNUE8 CITGOW_WEIL_T1_1 FROM_TO | DKOCNUE8 | CITGOW_WEIL_T1_1 | 209 | 1 | 1 | CITGO_W4A | WEIL_TRC4A | FROM_TO | 73521.13 | -0.1558 | 0.004452 | -0.22889 | 0.67562 | 126.0177 | -109.031 | 0 | 910.629 | 3264.382 | Competitive | 0 | 0 | 0 | 0 | 0 | 1 | 1 | Non-Competitive | Non-Competitive | Non-Competitive | Non-Competitive | Non-Competitive | 10 | 10 | 10 | 10 | 10 | 10 | 10 | 10 | 10 | 10 | 10 | 10 | 10 | 10 | 10
DKOCNUE8 CITGOW_WEIL_T1_1 TO_FROM | DKOCNUE8 | CITGOW_WEIL_T1_1 | 209 | 1 | 1 | CITGO_W4A | WEIL_TRC4A | TO_FROM | 73521.13 | -0.00291 | 0.1558 | -0.67562 | 0.22889 | 233.7037 | -81.4395 | 0 | 3264.382 | 852.032 | Competitive | 1 | 1 | 1 | 1 | 1 | 1 | 0 | Non-Competitive | Non-Competitive | Non-Competitive | Non-Competitive | Non-Competitive | 0 | 0 | 0 | 0 | 0 | 0 | 0 | 0 | 0 | 0 | 0 | 0 | 0 | 0 | 0
DKOCNUE8 CLARK__LON_HI1_1 FROM_TO | DKOCNUE8 | CLARK__LON_HI1_1 | 207 | 1 | 1 | LON_HILL4A | CLARK_WD4A | FROM_TO | 73521.13 | -0.15487 | 0.00538 | -0.52761 | 0.032477 | 194.3559 | -40.7644 | 0 | 756.12 | 3269.92 | Competitive | 0 | 0 | 0 | 0 | 0 | 1 | 1 | Non-Competitive | Non-Competitive | Non-Competitive | Non-Competitive | Non-Competitive | 10 | 10 | 10 | 10 | 10 | 10 | 10 | 10 | 10 | 10 | 10 | 10 | 10 | 10 | 10
DKOCNUE8 CLARK__LON_HI1_1 TO_FROM | DKOCNUE8 | CLARK__LON_HI1_1 | 207 | 1 | 1 | LON_HILL4A | CLARK_WD4A | TO_FROM | 73521.13 | -0.00384 | 0.15487 | -0.03248 | 0.52761 | 164.9626 | -149.707 | 0 | 3269.92 | 854.842 | Competitive | 1 | 1 | 1 | 1 | 1 | 1 | 0 | Non-Competitive | Non-Competitive | Non-Competitive | Non-Competitive | Non-Competitive | 0 | 0 | 0 | 0 | 0 | 0 | 0 | 0 | 0 | 0 | 0 | 0 | 0 | 0 | 0
DKOCNUE8 MCKENZ_WESTSI1_1 FROM_TO | DKOCNUE8 | MCKENZ_WESTSI1_1 | 157 | 1 | 1 | WESTSIDE4A | MCKENZIE4A | FROM_TO | 73521.13 | -0.1939 | 0.13022 | -0.25579 | 0.16846 | 163.7523 | -144.745 | 0 | 4044.581 | 10000 | Competitive | 0 | 0 | 0 | 0 | 0 | 1 | 1 | Non-Competitive | Non-Competitive | Non-Competitive | Non-Competitive | Non-Competitive | bar: 16 to 22
DKOCNUE8 MCKENZ_WESTSI1_1 TO_FROM | DKOCNUE8 | MCKENZ_WESTSI1_1 | 157 | 1 | 1 | WESTSIDE4A | MCKENZIE4A | TO_FROM | 73521.13 | -0.13022 | 0.1939 | -0.16846 | 0.25579 | 156.1431 | -23.1391 | 0 | 10000 | 4044.581 | Competitive | 0 | 0 | 0 | 0 | 0 | 1 | 1 | Non-Competitive | Non-Competitive | Non-Competitive | Non-Competitive | Non-Competitive | 10 | 10 | 10 | 10 | 10 | 10 | 10 | 10 | 10 | 10 | 10 | 10 | 10 | 10 | 10
DKRKNHN8 3640__B FROM_TO | DKRKNHN8 | 3640__B | 499 | 8 | 8 | KRKPK_E8 | JUDD1T_8 | FROM_TO | 73521.13 | -0.01365 | 0.048915 | -0.6143 | 0.13586 | 348.9875 | 157.5454 | 0 | 10000 | 1710.143 | Competitive | 0 | 0 | 1 | 1 | 1 | 1 | 0 | Non-Competitive | Non-Competitive | Non-Competitive | Non-Competitive | Non-Competitive | 0 | 0 | 0 | 0 | 0 | 0 | 0 | 0 | 0 | 0 | 0 | 0 | 0 | 0 | 0
DKRKNHN8 3640__B TO_FROM | DKRKNHN8 | 3640__B | 499 | 8 | 8 | KRKPK_E8 | JUDD1T_8 | TO_FROM | 73521.13 | -0.04891 | 0.013649 | -0.13586 | 0.6143 | -67.6798 | -222.849 | 0 | 1561.539 | 10000 | Competitive | 0 | 0 | 0 | 0 | 0 | 1 | 1 | Non-Competitive | Non-Competitive | Non-Competitive | Non-Competitive | Non-Competitive | 2 | 2 | 2 | 2 | 2 | 2 | 2 | 2 | 2 | 2 | 2 | 2 | 2 | 2 | 2
DLHSCNR8 3650__A FROM_TO | DLHSCNR8 | 3650__A | 304 | 3 | 3 | LKHB_W8 | STAUG1T_8 | FROM_TO | 73521.13 | -0.00229 | 0.17563 | -0.11191 | 0.17671 | 240.0142 | 18.3852 | 0 | 10000 | 7060.753 | Competitive | 0 | 0 | 0 | 0 | 0 | 1 | 0 | Non-Competitive | Non-Competitive | Non-Competitive | Non-Competitive | Non-Competitive | 0 | 0 | 0 | 0 | 0 | 0 | 0 | 0 | 0 | 0 | 0 | 0 | 0 | 0 | 0
DLHSCNR8 3650__A TO_FROM | DLHSCNR8 | 3650__A | 304 | 3 | 3 | LKHB_W8 | STAUG1T_8 | TO_FROM | 73521.13 | -0.17563 | 0.002289 | -0.17671 | 0.11191 | -16.8147 | -48.998 | 0 | 7060.753 | 10000 | Competitive | 0 | 0 | 0 | 0 | 0 | 1 | 1 | Non-Competitive | Non-Competitive | Non-Competitive | Non-Competitive | Non-Competitive | 2 | 2 | 2 | 2 | 2 | 2 | 2 | 2 | 2 | 2 | 2 | 2 | 2 | 2 | 2
DLNCSWC5 6635__A FROM_TO | DLNCSWC5 | 6635__A | 28 | 2 | 2 | BRECK_9 | MORTNVAL_9 | FROM_TO | 73521.13 | -0.0015 | 0.012877 | -0.30375 | 0.21158 | 22.4779 | -2.183 | 0 | 7341.51 | 2278.478 | Competitive | 0 | 0 | 0 | 1 | 1 | 1 | 0 | Non-Competitive | Non-Competitive | Non-Competitive | Non-Competitive | Non-Competitive | 0 | 0 | 0 | 0 | 0 | 0 | 0 | 0 | 0 | 0 | 0 | 0 | 0 | 0 | 0
DLNCSWC5 6635__A TO_FROM | DLNCSWC5 | 6635__A | 28 | 2 | 2 | BRECK_9 | MORTNVAL_9 | TO_FROM | 73521.13 | -0.01288 | 0.027149 | -0.21158 | 0.30375 | 21.7 | -7.8687 | 0 | 10000 | 9274.056 | Competitive | 0 | 0 | 0 | 0 | 0 | 1 | 0 | Non-Competitive | Non-Competitive | Non-Competitive | Non-Competitive | Non-Competitive | 0 | 0 | 0 | 0 | 0 | 0 | 0 | 0 | 0 | 0 | 0 | 0 | 0 | 0 | 0
DLNCSWE5 PECAN__PUTN1_1 FROM_TO | DLNCSWE5 | PECAN__PUTN1_1 | 84 | 0 | 0 | PUTN2B | PCNBYU4A | FROM_TO | 73521.13 | -0.01381 | 0.070981 | -0.16863 | 0.56325 | 62.6984 | -10.2902 | 0 | 10000 | 3170.045 | Competitive | 0 | 0 | 0 | 0 | 0 | 1 | 0 | Non-Competitive | Non-Competitive | Non-Competitive | Non-Competitive | Non-Competitive | bar: 16 to 22
DLNCSWE5 PECAN__PUTN1_1 TO_FROM | DLNCSWE5 | PECAN__PUTN1_1 | 84 | 0 | 0 | PUTN2B | PCNBYU4A | TO_FROM | 73521.13 | -0.01364 | 0.03611 | -0.56325 | 0.16863 | 133.6745 | -39.1846 | 0 | 2403.911 | 6319.4 | Competitive | 0 | 0 | 0 | 0 | 0 | 1 | 0 | Non-Competitive | Non-Competitive | Non-Competitive | Non-Competitive | Non-Competitive | 0 | 0 | 0 | 0 | 0 | 0 | 0 | 0 | 0 | 0 | 0 | 0 | 0 | 0 | 0
DLYTFPP5 AUSTRO_AT1H FROM_TO | DLYTFPP5 | AUSTRO_AT1H | 480 | 2 | 2 | L_AUSTRO5_1Y | AUSTRO1_1KV | FROM_TO | 73521.13 | -0.13366 | 0.047603 | -0.32541 | 0.056662 | 602.4385 | 237.4915 | 0 | 4417.437 | 5671.416 | Non-Competi | 0 | 0 | 0 | 0 | 0 | 1 | 1 | Non-Competitive | Non-Competitive | Non-Competitive | Non-Competitive | Non-Competitive | 35 | 35 | 35 | 35 | 35 | 35 | 35 | 35 | 35 | 35 | 35 | 35 | 35 | 35 | 35
DLYTFPP5 AUSTRO_AT1H TO_FROM | DLYTFPP5 | AUSTRO_AT1H | 480 | 2 | 2 | L_AUSTRO5_1Y | AUSTRO1_1KV | TO_FROM | 73521.13 | -0.0476 | 0.23195 | -0.05666 | 0.32541 | -75.978 | -546.923 | 0 | 5192.942 | 4417.437 | Competitive | 0 | 0 | 0 | 0 | 0 | 1 | 1 | Non-Competitive | Non-Competitive | Non-Competitive | Non-Competitive | Non-Competitive | 11 | 11 | 11 | 11 | 11 | 11 | 11 | 11 | 11 | 11 | 11 | 11 | 11 | 11 | 11
DLYTFPP5 AUSTRO_AT1L FROM_TO | DLYTFPP5 | AUSTRO_AT1L | 480 | 2 | 2 | AUSTROP | AUSTRO1_1KV | FROM_TO | 73521.13 | -0.0476 | 0.23195 | -0.87048 | 0.32541 | -75.978 | -546.923 | 0 | 5192.942 | 4417.437 | Competitive | 0 | 0 | 0 | 0 | 0 | 1 | 1 | Non-Competitive | Non-Competitive | Non-Competitive | Non-Competitive | Non-Competitive | 11 | 11 | 11 | 11 | 11 | 11 | 11 | 11 | 11 | 11 | 11 | 11 | 11 | 11 | 11
DLYTFPP5 AUSTRO_AT1L TO_FROM | DLYTFPP5 | AUSTRO_AT1L | 480 | 2 | 2 | AUSTROP | AUSTRO1_1KV | TO_FROM | 73521.13 | -0.13366 | 0.047603 | -0.32541 | 0.87048 | 602.4385 | 237.4915 | 0 | 4417.437 | 5671.416 | Competitive | 0 | 0 | 0 | 0 | 0 | 1 | 1 | Non-Competitive | Non-Competitive | Non-Competitive | Non-Competitive | Non-Competitive | 35 | 35 | 35 | 35 | 35 | 35 | 35 | 35 | 35 | 35 | 35 | 35 | 35 | 35 | 35
DLYTFPP5 CKT_3132_1 FROM_TO | DLYTFPP5 | CKT_3132_1 | 1195 | 2 | 2 | L_FPPYD15_1Y | LOSTPN34 | FROM_TO | 73521.13 | -0.13106 | 0.2686 | -0.13106 | 0.2686 | 1065.639 | -216.066 | 0 | 2978.464 | 1650.614 | Competitive | 0 | 0 | 1 | 1 | 1 | 1 | 1 | Non-Competitive | Non-Competitive | Competitive | Competitive | Competitive | 93 | 109 | 130 | 93 | 109 | 130 | 0 | 0 | 0 | 0 | 0 | 0 | 0 | 0 | 0
DLYTFPP5 CKT_3132_1 TO_FROM | DLYTFPP5 | CKT_3132_1 | 1195 | 2 | 2 | L_FPPYD15_1Y | LOSTPN34 | TO_FROM | 73521.13 | -0.2686 | 0.13106 | -0.2686 | 0.13106 | 1286.803 | -397.428 | 0 | 1340.448 | 3054.227 | Competitive | 0 | 0 | 0 | 0 | 0 | 1 | 1 | Non-Competitive | Non-Competitive | Non-Competitive | Non-Competitive | Non-Competitive | 58 | 58 | 101 | 58 | 58 | 101 | 58 | 58 | 101 | 58 | 58 | 101 | 58 | 58 | 101
DLYTZOR5 101T158_1 FROM_TO | DLYTZOR5 | 101T158_1 | 132 | 2 | 2 | L_ZORN__8_1Y | L_POOLRO8_1Y | FROM_TO | 73521.13 | -0.02932 | 0.03038 | -0.46321 | 0.068751 | 190.4116 | -170.07 | 0 | 3596.93 | 5199.754 | Competitive | 0 | 0 | 0 | 0 | 0 | 1 | 1 | Non-Competitive | Non-Competitive | Non-Competitive | Non-Competitive | Non-Competitive | 7 | 7 | 7 | 7 | 7 | 7 | 7 | 7 | 7 | 7 | 7 | 7 | 7 | 7 | 7
DLYTZOR5 101T158_1 TO_FROM | DLYTZOR5 | 101T158_1 | 132 | 2 | 2 | L_ZORN__8_1Y | L_POOLRO8_1Y | TO_FROM | 73521.13 | -0.03038 | 0.029323 | -0.06875 | 0.46321 | 246.2634 | -18.4829 | 0 | 5161.989 | 4257.643 | Competitive | 0 | 0 | 0 | 0 | 0 | 1 | 1 | Non-Competitive | Non-Competitive | Non-Competitive | Non-Competitive | Non-Competitive | 34 | 34 | 34 | 34 | 34 | 34 | 34 | 34 | 34 | 34 | 34 | 34 | 34 | 34 | 34
DLYTZOR5 103T262_1 FROM_TO | DLYTZOR5 | 103T262_1 | 454 | 2 | 2 | L_MCCALA8_1Y | L_REDWOO8_1Y | FROM_TO | 73521.13 | -0.07224 | 0.077684 | -0.61496 | 0.22073 | 749.2987 | -381.184 | 0 | 2371.642 | 3713.346 | Competitive | 0 | 0 | 0 | 0 | 0 | 1 | 1 | Non-Competitive | Non-Competitive | Non-Competitive | Non-Competitive | Non-Competitive | 43 | 48 | 48 | 43 | 48 | 48 | 43 | 48 | 48 | 43 | 48 | 48 | 43 | 48 | 48
DLYTZOR5 103T262_1 TO_FROM | DLYTZOR5 | 103T262_1 | 454 | 2 | 2 | L_MCCALA8_1Y | L_REDWOO8_1Y | TO_FROM | 73521.13 | -0.07768 | 0.072243 | -0.22073 | 0.61496 | 848.5314 | -203.309 | 0 | 3677.985 | 2730.066 | Competitive | 0 | 0 | 0 | 0 | 1 | 1 | 1 | Non-Competitive | Non-Competitive | Non-Competitive | Non-Competitive | Competitive | 38 | 47 | 93 | 38 | 47 | 93 | 38 | 47 | 93 | 38 | 47 | 93 | 0 | 0 | 0
DLYTZOR5 125T184_1 FROM_TO | DLYTZOR5 | 125T184_1 | 139 | 2 | 2 | L_LOCKHA8_1Y | L_LULING8_1Y | FROM_TO | 73521.13 | -0.03187 | 0.037812 | -0.41041 | 0.19578 | 526.8093 | 23.692 | 0 | 3573.354 | 1516.485 | Competitive | 0 | 0 | 1 | 1 | 1 | 1 | 1 | Non-Competitive | Non-Competitive | Competitive | Competitive | Competitive | 41 | 63 | 114 | 41 | 63 | 114 | 0 | 0 | 0 | 0 | 0 | 0 | 0 | 0 | 0
DLYTZOR5 125T184_1 TO_FROM | DLYTZOR5 | 125T184_1 | 139 | 2 | 2 | L_LOCKHA8_1Y | L_LULING8_1Y | TO_FROM | 73521.13 | -0.03781 | 0.03187 | -0.19578 | 0.41041 | 192.8426 | -285.548 | 0 | 1338.145 | 3608.154 | Competitive | 0 | 0 | 0 | 0 | 0 | 1 | 1 | Non-Competitive | Non-Competitive | Non-Competitive | Non-Competitive | Non-Competitive | 30 | 30 | 30 | 30 | 30 | 30 | 30 | 30 | 30 | 30 | 30 | 30 | 30 | 30 | 30
DLYTZOR5 258T380_1 FROM_TO | DLYTZOR5 | 258T380_1 | 287 | 2 | 2 | L_BUDA__8_1Y | L_TURNER8_1Y | FROM_TO | 73521.13 | -0.05789 | 0.057149 | -0.2594 | 0.59206 | 186.4832 | -628.608 | 0 | 2238.749 | 3388.784 | Competitive | 0 | 0 | 0 | 0 | 0 | 1 | 1 | Non-Competitive | Non-Competitive | Non-Competitive | Non-Competitive | Non-Competitive | 34 | 36 | 36 | 34 | 36 | 36 | 34 | 36 | 36 | 34 | 36 | 36 | 34 | 36 | 36
DLYTZOR5 258T380_1 TO_FROM | DLYTZOR5 | 258T380_1 | 287 | 2 | 2 | L_BUDA__8_1Y | L_TURNER8_1Y | TO_FROM | 73521.13 | -0.05715 | 0.057886 | -0.59206 | 0.2594 | 897.1757 | 155.841 | 0 | 3362.536 | 2782.9 | Competitive | 0 | 0 | 0 | 0 | 1 | 1 | 1 | Non-Competitive | Non-Competitive | Non-Competitive | Non-Competitive | Competitive | 44 | 59 | 94 | 44 | 59 | 94 | 44 | 59 | 94 | 44 | 59 | 94 | 0 | 0 | 0
DLYTZOR5 524T524_1 FROM_TO | DLYTZOR5 | 524T524_1 | 241 | 2 | 2 | L_LEHIGH8_1Y | L_BUDA__8_1Y | FROM_TO | 73521.13 | -0.06533 | 0.056163 | -0.21936 | 0.65295 | 446.5926 | -413.507 | 0 | 2366.957 | 3733.4 | Competitive | 0 | 0 | 0 | 0 | 0 | 1 | 1 | Non-Competitive | Non-Competitive | Non-Competitive | Non-Competitive | Non-Competitive | 43 | 48 | 48 | 43 | 48 | 48 | 43 | 48 | 48 | 43 | 48 | 48 | 43 | 48 | 48
DLYTZOR5 524T524_1 TO_FROM | DLYTZOR5 | 524T524_1 | 241 | 2 | 2 | L_LEHIGH8_1Y | L_BUDA__8_1Y | TO_FROM | 73521.13 | -0.05616 | 0.06533 | -0.65295 | 0.21936 | 782.5657 | -28.6414 | 0 | 3698.521 | 2729.241 | Competitive | 0 | 0 | 0 | 0 | 1 | 1 | 1 | Non-Competitive | Non-Competitive | Non-Competitive | Non-Competitive | Competitive | 38 | 47 | 91 | 38 | 47 | 91 | 38 | 47 | 91 | 38 | 47 | 91 | 0 | 0 | 0
DMARELM5 MAR_SKY_1 FROM_TO | DMARELM5 | MAR_SKY_1 | 1076 | 0 | 0 | SKYLINE_5 | L_MARION5_1Y | FROM_TO | 73521.13 | -0.11547 | 0.25804 | -0.11547 | 0.32226 | 519.9179 | -635.511 | 0 | 6023.028 | 1143.556 | Competitive | 0 | 1 | 1 | 1 | 1 | 1 | 1 | Non-Competitive | Competitive | Competitive | Competitive | Competitive | 64 | 135 | 198 | 0 | 0 | 0 | 0 | 0 | 0 | 0 | 0 | 0 | 0 | 0 | 0
DMARELM5 MAR_SKY_1 TO_FROM | DMARELM5 | MAR_SKY_1 | 1076 | 0 | 0 | SKYLINE_5 | L_MARION5_1Y | TO_FROM | 73521.13 | -0.25804 | 0.11547 | -0.32226 | 0.11547 | 2406.832 | 747.4373 | 0 | 1016.957 | 6529.049 | Competitive | 0 | 0 | 0 | 0 | 0 | 1 | 1 | Non-Competitive | Non-Competitive | Non-Competitive | Non-Competitive | Non-Competitive | 23 | 32 | 36 | 23 | 32 | 36 | 23 | 32 | 36 | 23 | 32 | 36 | 23 | 32 | 36
DMARZOR5 287T301_1 FROM_TO | DMARZOR5 | 287T301_1 | 227 | 2 | 2 | L_STMEIN8_1Y | L_MCQUEE8_1Y | FROM_TO | 73521.13 | -0.08406 | 0.050144 | -0.3719 | 0.55604 | 1011.945 | 4.0399 | 0 | 1183.375 | 3139.604 | Competitive | 0 | 0 | 0 | 0 | 0 | 1 | 1 | Non-Competitive | Non-Competitive | Non-Competitive | Non-Competitive | Non-Competitive | 29 | 38 | 91 | 29 | 38 | 91 | 29 | 38 | 91 | 29 | 38 | 91 | 29 | 38 | 91
DMARZOR5 287T301_1 TO_FROM | DMARZOR5 | 287T301_1 | 227 | 2 | 2 | L_STMEIN8_1Y | L_MCQUEE8_1Y | TO_FROM | 73521.13 | -0.05014 | 0.08406 | -0.55604 | 0.3719 | 523.1635 | -552.689 | 0 | 2930.906 | 1334.595 | Competitive | 0 | 1 | 1 | 1 | 1 | 1 | 1 | Non-Competitive | Competitive | Competitive | Competitive | Competitive | 50 | 50 | 53 | 0 | 0 | 0 | 0 | 0 | 0 | 0 | 0 | 0 | 0 | 0 | 0
DMARZOR5 306T369_1 FROM_TO | DMARZOR5 | 306T369_1 | 227 | 2 | 2 | L_SEGUWE8_1Y | L_CATERP8_1Y | FROM_TO | 73521.13 | -0.08213 | 0.052071 | -0.55606 | 0.40285 | 1154.595 | 145.522 | 0 | 976.192 | 3209.433 | Competitive | 0 | 0 | 0 | 0 | 0 | 1 | 1 | Non-Competitive | Non-Competitive | Non-Competitive | Non-Competitive | Non-Competitive | 29 | 38 | 91 | 29 | 38 | 91 | 29 | 38 | 91 | 29 | 38 | 91 | 29 | 38 | 91
DMARZOR5 306T369_1 TO_FROM | DMARZOR5 | 306T369_1 | 227 | 2 | 2 | L_SEGUWE8_1Y | L_CATERP8_1Y | TO_FROM | 73521.13 | -0.05207 | 0.082133 | -0.40285 | 0.55606 | 381.2588 | -156.94 | 0 | 2998.962 | 1114.273 | Competitive | 0 | 1 | 1 | 1 | 1 | 1 | 1 | Non-Competitive | Competitive | Competitive | Competitive | Competitive | 53 | 53 | 58 | 0 | 0 | 0 | 0 | 0 | 0 | 0 | 0 | 0 | 0 | 0 | 0
DMARZOR5 357T544_1 FROM_TO | DMARZOR5 | 357T544_1 | 38 | 2 | 2 | L_COLUMB9_1Y | L_STAFHI9_1Y | FROM_TO | 73521.13 | -0.0224 | 0.016718 | -0.60102 | 0.30083 | 160.958 | -53.7084 | 0 | 4966.86 | 2230.736 | Competitive | 0 | 0 | 0 | 1 | 1 | 1 | 1 | Non-Competitive | Non-Competitive | Non-Competitive | Competitive | Competitive | 7 | 7 | 7 | 7 | 7 | 7 | 7 | 7 | 7 | 0 | 0 | 0 | 0 | 0 | 0
DMARZOR5 357T544_1 TO_FROM | DMARZOR5 | 357T544_1 | 38 | 2 | 2 | L_COLUMB9_1Y | L_STAFHI9_1Y | TO_FROM | 73521.13 | -0.01672 | 0.022395 | -0.30083 | 0.60102 | 90.7179 | -68.4055 | 0 | 2199.795 | 5001.992 | Competitive | 0 | 0 | 0 | 0 | 0 | 1 | 0 | Non-Competitive | Non-Competitive | Non-Competitive | Non-Competitive | Non-Competitive | 0 | 0 | 0 | 0 | 0 | 0 | 0 | 0 | 0 | 0 | 0 | 0 | 0 | 0 | 0
DMARZOR5 428T428_1 FROM_TO | DMARZOR5 | 428T428_1 | 227 | 2 | 2 | L_SEGUIN8_1Y | L_SEGUWE8_1Y | FROM_TO | 73521.13 | -0.0818 | 0.052409 | -0.59682 | 0.26907 | 1179.643 | 170.389 | 0 | 1008.214 | 3222.233 | Competitive | 0 | 0 | 0 | 0 | 0 | 1 | 1 | Non-Competitive | Non-Competitive | Non-Competitive | Non-Competitive | Non-Competitive | 29 | 38 | 91 | 29 | 38 | 91 | 29 | 38 | 91 | 29 | 38 | 91 | 29 | 38 | 91
DMARZOR5 428T428_1 TO_FROM | DMARZOR5 | 428T428_1 | 227 | 2 | 2 | L_SEGUIN8_1Y | L_SEGUWE8_1Y | TO_FROM | 73521.13 | -0.05241 | 0.081795 | -0.26907 | 0.59682 | 356.344 | -181.807 | 0 | 3011.456 | 1150.74 | Competitive | 0 | 1 | 1 | 1 | 1 | 1 | 1 | Non-Competitive | Competitive | Competitive | Competitive | Competitive | 53 | 53 | 58 | 0 | 0 | 0 | 0 | 0 | 0 | 0 | 0 | 0 | 0 | 0 | 0
DMARZOR5 BLESSI_LOLITA1_1 FROM_TO | DMARZOR5 | BLESSI_LOLITA1_1 | 211 | 2 | 2 | BLESSING4A | LOLITA4A | FROM_TO | 73521.13 | -0.30811 | 0.047306 | -0.42197 | 0.13024 | 880.0851 | -128.329 | 0 | 1823.336 | 5595.33 | Competitive | 0 | 0 | 0 | 0 | 0 | 1 | 1 | Non-Competitive | Non-Competitive | Non-Competitive | Non-Competitive | Non-Competitive | 12 | 12 | 31 | 12 | 12 | 31 | 12 | 12 | 31 | 12 | 12 | 31 | 12 | 12 | 31
DMARZOR5 BLESSI_LOLITA1_1 TO_FROM | DMARZOR5 | BLESSI_LOLITA1_1 | 211 | 2 | 2 | BLESSING4A | LOLITA4A | TO_FROM | 73521.13 | -0.04731 | 0.30811 | -0.13024 | 0.42197 | 472.6345 | -339.707 | 0 | 5262.519 | 1959.833 | Competitive | 0 | 0 | 1 | 1 | 1 | 1 | 1 | Non-Competitive | Non-Competitive | Competitive | Competitive | Competitive | 14 | 30 | 36 | 14 | 30 | 36 | 0 | 0 | 0 | 0 | 0 | 0 | 0 | 0 | 0
DMARZOR5 MARION_4AT2 FROM_TO | DMARZOR5 | MARION_4AT2 | 478 | 2 | 2 | L_MARION5_1Y | L_MARION8_1Y | FROM_TO | 73521.13 | -0.05665 | 0.12978 | -0.36553 | 0.12978 | 915.7278 | -383.815 | 0 | 1598.465 | 1772.862 | Competitive | 0 | 0 | 1 | 1 | 1 | 1 | 1 | Non-Competitive | Non-Competitive | Competitive | Competitive | Competitive | 51 | 56 | 56 | 51 | 56 | 56 | 0 | 0 | 0 | 0 | 0 | 0 | 0 | 0 | 0
DMARZOR5 MARION_4AT2 TO_FROM | DMARZOR5 | MARION_4AT2 | 478 | 2 | 2 | L_MARION5_1Y | L_MARION8_1Y | TO_FROM | 73521.13 | -0.12978 | 0.056647 | -0.12978 | 0.36553 | 903.4556 | -428.852 | 0 | 1763.232 | 1774.991 | Competitive | 0 | 0 | 1 | 1 | 1 | 1 | 1 | Non-Competitive | Non-Competitive | Competitive | Competitive | Competitive | 40 | 44 | 106 | 40 | 44 | 106 | 0 | 0 | 0 | 0 | 0 | 0 | 0 | 0 | 0
DMCSCDC8 3210__A FROM_TO | DMCSCDC8 | 3210__A | 223 | 15 | 15 | MTCK_W8 | CHILSW_S8 | FROM_TO | 73521.13 | -0.01239 | 0.32416 | -0.07664 | 0.32482 | 185.2509 | -187.899 | 0 | 10000 | 3260.947 | Competitive | 0 | 0 | 0 | 0 | 0 | 1 | 0 | Non-Competitive | Non-Competitive | Non-Competitive | Non-Competitive | Non-Competitive | 0 | 0 | 0 | 0 | 0 | 0 | 0 | 0 | 0 | 0 | 0 | 0 | 0 | 0 | 0
DMCSCDC8 3210__A TO_FROM | DMCSCDC8 | 3210__A | 223 | 15 | 15 | MTCK_W8 | CHILSW_S8 | TO_FROM | 73521.13 | -0.32416 | 0.012389 | -0.32482 | 0.076642 | 226.4903 | 85.2571 | 0 | 3260.947 | 10000 | Non-Competi | 0 | 0 | 0 | 0 | 0 | 1 | 1 | Non-Competitive | Non-Competitive | Non-Competitive | Non-Competitive | Non-Competitive | 3 | 3 | 3 | 3 | 3 | 3 | 3 | 3 | 3 | 3 | 3 | 3 | 3 | 3 | 3
DMCSCDC8 3405__C FROM_TO | DMCSCDC8 | 3405__C | 318 | 15 | 15 | MTCK_E8 | TRA1T_8 | FROM_TO | 73521.13 | -0.02762 | 0.32735 | -0.43838 | 0.32757 | 546.0295 | 92.2661 | 0 | 9955.18 | 3106.691 | Competitive | 0 | 0 | 0 | 0 | 0 | 1 | 1 | Non-Competitive | Non-Competitive | Non-Competitive | Non-Competitive | Non-Competitive | 2 | 6 | 6 | 2 | 6 | 6 | 2 | 6 | 6 | 2 | 6 | 6 | 2 | 6 | 6
DMCSCDC8 3405__C TO_FROM | DMCSCDC8 | 3405__C | 318 | 15 | 15 | MTCK_E8 | TRA1T_8 | TO_FROM | 73521.13 | -0.32735 | 0.027621 | -0.32757 | 0.43838 | 49.1548 | -196.94 | 0 | 2745.103 | 9955.18 | Competitive | 0 | 0 | 0 | 0 | 0 | 1 | 1 | Non-Competitive | Non-Competitive | Non-Competitive | Non-Competitive | Non-Competitive | 3 | 3 | 3 | 3 | 3 | 3 | 3 | 3 | 3 | 3 | 3 | 3 | 3 | 3 | 3
DMGSBTR5 6036__A FROM_TO | DMGSBTR5 | 6036__A | 1065 | 2 | 2 | MRGNCRK_5 | TONKAWAW_5 | FROM_TO | 73521.13 | -0.07136 | 0.5315 | -0.26565 | 0.5871 | 2732.402 | -998.28 | 0 | 1287.484 | 1881.112 | Competitive | 0 | 0 | 1 | 1 | 1 | 1 | 1 | Non-Competitive | Non-Competitive | Competitive | Competitive | Competitive | 49 | 83 | 92 | 49 | 83 | 92 | 0 | 0 | 0 | 0 | 0 | 0 | 0 | 0 | 0
DMGSBTR5 6036__A TO_FROM | DMGSBTR5 | 6036__A | 1065 | 2 | 2 | MRGNCRK_5 | TONKAWAW_5 | TO_FROM | 73521.13 | -0.52759 | 0.26537 | -0.5871 | 0.26565 | 1752.51 | -126.657 | 0 | 2059.967 | 3119.292 | Competitive | 0 | 0 | 0 | 0 | 0 | 1 | 1 | Non-Competitive | Non-Competitive | Non-Competitive | Non-Competitive | Non-Competitive | 28 | 31 | 31 | 28 | 31 | 31 | 28 | 31 | 31 | 28 | 31 | 31 | 28 | 31 | 31
DMGSCGR8 6474__A FROM_TO | DMGSCGR8 | 6474__A | 185 | 0 | 0 | MRGNCRK_8 | SUN_8 | FROM_TO | 73521.13 | -0.01208 | 0.020885 | -0.31241 | 0.020885 | 168.7961 | 122.3045 | 0 | 7373.693 | 10000 | Competitive | 0 | 0 | 0 | 0 | 0 | 1 | 0 | Non-Competitive | Non-Competitive | Non-Competitive | Non-Competitive | Non-Competitive | 0 | 0 | 0 | 0 | 0 | 0 | 0 | 0 | 0 | 0 | 0 | 0 | 0 | 0 | 0
DMGSCGR8 6474__A TO_FROM | DMGSCGR8 | 6474__A | 185 | 0 | 0 | MRGNCRK_8 | SUN_8 | TO_FROM | 73521.13 | -0.02089 | 0.31241 | -0.02089 | 0.31241 | 97.9188 | -137.769 | 0 | 3509.193 | 10000 | Competitive | 0 | 0 | 0 | 0 | 0 | 1 | 1 | Non-Competitive | Non-Competitive | Non-Competitive | Non-Competitive | Non-Competitive | 6 | 6 | 6 | 6 | 6 | 6 | 6 | 6 | 6 | 6 | 6 | 6 | 6 | 6 | 6
DMGSCGR8 6685__A FROM_TO | DMGSCGR8 | 6685__A | 42 | 0 | 0 | CHINAGRV_9 | COLOCITY_9 | FROM_TO | 73521.13 | -0.02254 | 0.13117 | -0.36003 | 0.24297 | 36.2533 | -14.8935 | 0 | 3309.009 | 10000 | Competitive | 0 | 0 | 0 | 0 | 0 | 1 | 1 | Non-Competitive | Non-Competitive | Non-Competitive | Non-Competitive | Non-Competitive | bar: 16 to 22
DMGSCGR8 6685__A TO_FROM | DMGSCGR8 | 6685__A | 42 | 0 | 0 | CHINAGRV_9 | COLOCITY_9 | TO_FROM | 73521.13 | -0.00325 | 0.026296 | -0.24297 | 0.36003 | 22.8036 | 10.2379 | 0 | 4771.422 | 4013.126 | Competitive | 0 | 0 | 0 | 0 | 0 | 1 | 0 | Non-Competitive | Non-Competitive | Non-Competitive | Non-Competitive | Non-Competitive | 2 | 2 | 2 | 2 | 2 | 2 | 2 | 2 | 2 | 2 | 2 | 2 | 2 | 2 | 2
DMGSCGR8 ANSN_RADM1_1 FROM_TO | DMGSCGR8 | ANSN_RADM1_1 | 38 | 0 | 0 | ANSN2A | RADM2A | FROM_TO | 73521.13 | -0.00989 | 0.003545 | -0.30041 | 0.4941 | 1.0829 | -10.6329 | 0 | 3793.062 | 4359.842 | Competitive | 0 | 0 | 0 | 0 | 0 | 1 | 0 | Non-Competitive | Non-Competitive | Non-Competitive | Non-Competitive | Non-Competitive | 0 | 0 | 0 | 0 | 0 | 0 | 0 | 0 | 0 | 0 | 0 | 0 | 0 | 0 | 0
DMGSCGR8 ANSN_RADM1_1 TO_FROM | DMGSCGR8 | ANSN_RADM1_1 | 38 | 0 | 0 | ANSN2A | RADM2A | TO_FROM | 73521.13 | -0.0005 | 0.02779 | -0.4941 | 0.3004 | 52.6647 | 1.2501 | 0 | 3460.011 | 8575.643 | Competitive | 0 | 0 | 0 | 0 | 0 | 1 | 0 | Non-Competitive | Non-Competitive | Non-Competitive | Non-Competitive | Non-Competitive | 0 | 0 | 0 | 0 | 0 | 0 | 0 | 0 | 0 | 0 | 0 | 0 | 0 | 0 | 0
DMGSCGR8 ECRSW_FMR1 FROM_TO | DMGSCGR8 | ECRSW_FMR1 | 28 | 0 | 0 | ENSCRKSS_9 | ENSCRKSS_8 | FROM_TO | 73521.13 | -0.00026 | 0 | -0.00026 | 0.99974 | -19.3835 | -19.371 | 0 | 0 | 795.756 | Competitive | 1 | 1 | 1 | 1 | 1 | 1 | 0 | Non-Competitive | Non-Competitive | Non-Competitive | Non-Competitive | Non-Competitive | 0 | 0 | 0 | 0 | 0 | 0 | 0 | 0 | 0 | 0 | 0 | 0 | 0 | 0 | 0
DMGSCGR8 ECRSW_FMR1 TO_FROM | DMGSCGR8 | ECRSW_FMR1 | 28 | 0 | 0 | ENSCRKSS_9 | ENSCRKSS_8 | TO_FROM | 73521.13 | 0 | 0.000263 | -0.99974 | 0.000263 | 19.3735 | 19.371 | 0 | 696.487 | 0 | Competitive | 1 | 1 | 1 | 1 | 1 | 1 | 0 | Non-Competitive | Non-Competitive | Non-Competitive | Non-Competitive | Non-Competitive | 0 | 0 | 0 | 0 | 0 | 0 | 0 | 0 | 0 | 0 | 0 | 0 | 0 | 0 | 0
DMGSCGR8 MGSES_MR3L FROM_TO | DMGSCGR8 | MGSES_MR3L | 75 | 0 | 0 | MRGNCRK_9 | 700206_3STAR | FROM_TO | 73521.13 | -0.01468 | 0.16086 | -0.31982 | 0.68355 | 4.2822 | -50.4103 | 0 | 2051.028 | 10000 | Competitive | 0 | 0 | 0 | 0 | 0 | 1 | 0 | Non-Competitive | Non-Competitive | Non-Competitive | Non-Competitive | Non-Competitive | 0 | 0 | 0 | 0 | 0 | 0 | 0 | 0 | 0 | 0 | 0 | 0 | 0 | 0 | 0
DMGSCGR8 MGSES_MR3L TO_FROM | DMGSCGR8 | MGSES_MR3L | 75 | 0 | 0 | MRGNCRK_9 | 700206_3STAR | TO_FROM | 73521.13 | -0.16086 | 0.014681 | -0.68355 | 0.31983 | 68.2319 | 45.8958 | 0 | 10000 | 10000 | Competitive | 0 | 0 | 0 | 0 | 0 | 1 | 1 | Non-Competitive | Non-Competitive | Non-Competitive | Non-Competitive | Non-Competitive | bar: 16 to 22
DMGSLNG5 6215__A FROM_TO | DMGSLNG5 | 6215__A | 143 | 3 | 3 | BLUFCKTA_8 | CHINAGRV_8 | FROM_TO | 73521.13 | -0.01521 | 0.52531 | -0.08358 | 0.6038 | 216.2416 | -141.768 | 0 | 4655.235 | 10000 | Non-Competi | 0 | 0 | 0 | 0 | 0 | 1 | 0 | Non-Competitive | Non-Competitive | Non-Competitive | Non-Competitive | Non-Competitive | 0 | 0 | 0 | 0 | 0 | 0 | 0 | 0 | 0 | 0 | 0 | 0 | 0 | 0 | 0
DMGSLNG5 6215__A TO_FROM | DMGSLNG5 | 6215__A | 143 | 3 | 3 | BLUFCKTA_8 | CHINAGRV_8 | TO_FROM | 73521.13 | -0.05321 | 0.015211 | -0.6038 | 0.083578 | 179.8848 | 102.9662 | 0 | 8184.708 | 3666.593 | Non-Competi | 0 | 0 | 0 | 0 | 0 | 1 | 1 | Non-Competitive | Non-Competitive | Non-Competitive | Non-Competitive | Non-Competitive | 19 | 19 | 19 | 19 | 19 | 19 | 19 | 19 | 19 | 19 | 19 | 19 | 19 | 19 | 19
DMGSLNG5 6465__B FROM_TO | DMGSLNG5 | 6465__B | 143 | 3 | 3 | MIDLDWNT_8 | SPRABERY_8 | FROM_TO | 73521.13 | -0.0535 | 0.037635 | -0.29163 | 0.27181 | 115.625 | -40.5926 | 0 | 2257.473 | 10000 | Competitive | 0 | 0 | 0 | 0 | 0 | 1 | 1 | Non-Competitive | Non-Competitive | Non-Competitive | Non-Competitive | Non-Competitive | bar: 16 to 22
DMGSLNG5 6465__B TO_FROM | DMGSLNG5 | 6465__B | 143 | 3 | 3 | MIDLDWNT_8 | SPRABERY_8 | TO_FROM | 73521.13 | -0.03761 | 0.11965 | -0.27181 | 0.29163 | 141.0521 | -28.0231 | 0 | 1601.095 | 3616.274 | Competitive | 0 | 0 | 0 | 0 | 0 | 1 | 1 | Non-Competitive | Non-Competitive | Non-Competitive | Non-Competitive | Non-Competitive | 17 | 20 | 20 | 17 | 20 | 20 | 17 | 20 | 20 | 17 | 20 | 20 | 17 | 20 | 20
DMGSLNG5 6475__F FROM_TO | DMGSLNG5 | 6475__F | 203 | 3 | 3 | ODESSANO_8 | ODESSA2_8 | FROM_TO | 73521.13 | -0.04938 | 0.091324 | -0.19018 | 0.49442 | -11.9598 | -116.444 | 0 | 4261.182 | 5768.537 | Competitive | 0 | 0 | 0 | 0 | 0 | 1 | 1 | Non-Competitive | Non-Competitive | Non-Competitive | Non-Competitive | Non-Competitive | 12 | 12 | 12 | 12 | 12 | 12 | 12 | 12 | 12 | 12 | 12 | 12 | 12 | 12 | 12
DMGSLNG5 6475__F TO_FROM | DMGSLNG5 | 6475__F | 203 | 3 | 3 | ODESSANO_8 | ODESSA2_8 | TO_FROM | 73521.13 | -0.07214 | 0.049378 | -0.49442 | 0.19018 | 239.0629 | 73.3688 | 0 | 2796.178 | 10000 | Competitive | 0 | 0 | 0 | 0 | 0 | 1 | 1 | Non-Competitive | Non-Competitive | Non-Competitive | Non-Competitive | Non-Competitive | 5 | 5 | 5 | 5 | 5 | 5 | 5 | 5 | 5 | 5 | 5 | 5 | 5 | 5 | 5
DMGSLNG5 6500__B FROM_TO | DMGSLNG5 | 6500__B | 206 | 3 | 3 | ODESEHV_8 | BIG3ODTA_8 | FROM_TO | 73521.13 | 0 | 0.000329 | -0.99967 | 0.000329 | 24.1651 | 24.162 | 0 | 696.487 | 0 | Competitive | 1 | 1 | 1 | 1 | 1 | 1 | 0 | Non-Competitive | Non-Competitive | Non-Competitive | Non-Competitive | Non-Competitive | 0 | 0 | 0 | 0 | 0 | 0 | 0 | 0 | 0 | 0 | 0 | 0 | 0 | 0 | 0
DMGSLNG5 6500__B TO_FROM | DMGSLNG5 | 6500__B | 206 | 3 | 3 | ODESEHV_8 | BIG3ODTA_8 | TO_FROM | 73521.13 | -0.00033 | 0 | -0.00033 | 0.99967 | -24.1776 | -24.162 | 0 | 0 | 795.756 | Competitive | 1 | 1 | 1 | 1 | 1 | 1 | 0 | Non-Competitive | Non-Competitive | Non-Competitive | Non-Competitive | Non-Competitive | 0 | 0 | 0 | 0 | 0 | 0 | 0 | 0 | 0 | 0 | 0 | 0 | 0 | 0 | 0
DMGSLNG5 6510__A FROM_TO | DMGSLNG5 | 6510__A | 162 | 3 | 3 | CRMWD8TA_8 | GLENHAVN_8 | FROM_TO | 73521.13 | -0.07153 | 0.022111 | -0.31523 | 0.5024 | 58.4667 | -36.8886 | 0 | 2649.801 | 4534.844 | Competitive | 0 | 0 | 0 | 0 | 0 | 1 | 1 | Non-Competitive | Non-Competitive | Non-Competitive | Non-Competitive | Non-Competitive | 17 | 17 | 17 | 17 | 17 | 17 | 17 | 17 | 17 | 17 | 17 | 17 | 17 | 17 | 17
DMGSLNG5 6510__A TO_FROM | DMGSLNG5 | 6510__A | 162 | 3 | 3 | CRMWD8TA_8 | GLENHAVN_8 | TO_FROM | 73521.13 | -0.00868 | 0.071527 | -0.5024 | 0.31523 | 216.1983 | -32.7471 | 0 | 2425.402 | 7425.585 | Competitive | 0 | 0 | 0 | 0 | 0 | 1 | 0 | Non-Competitive | Non-Competitive | Non-Competitive | Non-Competitive | Non-Competitive | 0 | 0 | 0 | 0 | 0 | 0 | 0 | 0 | 0 | 0 | 0 | 0 | 0 | 0 | 0
DMGSLNG5 6511__C FROM_TO | DMGSLNG5 | 6511__C | 155 | 3 | 3 | WINDWOOD_8 | MIDLANDW_8 | FROM_TO | 73521.13 | -0.08601 | 0.015393 | -0.58778 | 0.27301 | 132.1265 | 9.9835 | 0 | 10000 | 4602.785 | Competitive | 0 | 0 | 0 | 0 | 0 | 1 | 1 | Non-Competitive | Non-Competitive | Non-Competitive | Non-Competitive | Non-Competitive | 17 | 17 | 17 | 17 | 17 | 17 | 17 | 17 | 17 | 17 | 17 | 17 | 17 | 17 | 17
DMGSLNG5 6511__C TO_FROM | DMGSLNG5 | 6511__C | 155 | 3 | 3 | WINDWOOD_8 | MIDLANDW_8 | TO_FROM | 73521.13 | -0.01539 | 0.086012 | -0.27301 | 0.58778 | 232.0504 | -115.589 | 0 | 2139.549 | 10000 | Competitive | 0 | 0 | 0 | 0 | 0 | 1 | 0 | Non-Competitive | Non-Competitive | Non-Competitive | Non-Competitive | Non-Competitive | 0 | 0 | 0 | 0 | 0 | 0 | 0 | 0 | 0 | 0 | 0 | 0 | 0 | 0 | 0
DMGSLNG5 MGSES_MR1H FROM_TO | DMGSLNG5 | MGSES_MR1H | 349 | 3 | 3 | MRGNCRK_5 | 700207_3STAR | FROM_TO | 73521.13 | -0.27149 | 0.022323 | -0.38773 | 0.33398 | 298.1428 | 160.2923 | 0 | 1645.493 | 8417.187 | Competitive | 0 | 0 | 0 | 0 | 0 | 1 | 1 | Non-Competitive | Non-Competitive | Non-Competitive | Non-Competitive | Non-Competitive | 16 | 16 | 28 | 16 | 16 | 28 | 16 | 16 | 28 | 16 | 16 | 28 | 16 | 16 | 28
DMGSLNG5 MGSES_MR1H TO_FROM | DMGSLNG5 | MGSES_MR1H | 349 | 3 | 3 | MRGNCRK_5 | 700207_3STAR | TO_FROM | 73521.13 | -0.00444 | 0.27149 | -0.33398 | 0.38773 | 423.0546 | -246.972 | 0 | 3309.435 | 876.539 | Competitive | 1 | 1 | 1 | 1 | 1 | 1 | 0 | Non-Competitive | Non-Competitive | Non-Competitive | Non-Competitive | Non-Competitive | 0 | 0 | 0 | 0 | 0 | 0 | 0 | 0 | 0 | 0 | 0 | 0 | 0 | 0 | 0
DMLSENT5 1820__C FROM_TO | DMLSENT5 | 1820__C | 220 | 2 | 2 | TYLERGND_8 | WHITEHSE_8 | FROM_TO | 73521.13 | -0.18313 | 0.059715 | -0.78686 | 0.12905 | 232.99 | -171.167 | 0 | 10000 | 8186.627 | Competitive | 0 | 0 | 0 | 0 | 0 | 1 | 1 | Non-Competitive | Non-Competitive | Non-Competitive | Non-Competitive | Non-Competitive | 6 | 6 | 6 | 6 | 6 | 6 | 6 | 6 | 6 | 6 | 6 | 6 | 6 | 6 | 6
DMLSENT5 1820__C TO_FROM | DMLSENT5 | 1820__C | 220 | 2 | 2 | TYLERGND_8 | WHITEHSE_8 | TO_FROM | 73521.13 | -0.05972 | 0.18313 | -0.12905 | 0.78686 | 377.5098 | 38.9532 | 0 | 6548.675 | 10000 | Competitive | 0 | 0 | 0 | 0 | 0 | 1 | 1 | Non-Competitive | Non-Competitive | Non-Competitive | Non-Competitive | Non-Competitive | 3 | 3 | 3 | 3 | 3 | 3 | 3 | 3 | 3 | 3 | 3 | 3 | 3 | 3 | 3
DMNSSSP5 380__A FROM_TO | DMNSSSP5 | 380__A | 1076 | 3 | 3 | FARMVLSW_5 | MOSES_5 | FROM_TO | 73521.13 | -0.29686 | 0.008446 | -0.29686 | 0.021157 | 112.2301 | -133.932 | 0 | 5185.355 | 8126.309 | Competitive | 0 | 0 | 0 | 0 | 0 | 1 | 1 | Non-Competitive | Non-Competitive | Non-Competitive | Non-Competitive | Non-Competitive | 3 | 9 | 9 | 3 | 9 | 9 | 3 | 9 | 9 | 3 | 9 | 9 | 3 | 9 | 9
DMNSSSP5 380__A TO_FROM | DMNSSSP5 | 380__A | 1076 | 3 | 3 | FARMVLSW_5 | MOSES_5 | TO_FROM | 73521.13 | -0.00845 | 0.29686 | -0.02116 | 0.29686 | 934.0707 | -96.6636 | 0 | 5306.692 | 5185.355 | Competitive | 0 | 0 | 0 | 0 | 0 | 1 | 0 | Non-Competitive | Non-Competitive | Non-Competitive | Non-Competitive | Non-Competitive | 0 | 0 | 0 | 0 | 0 | 0 | 0 | 0 | 0 | 0 | 0 | 0 | 0 | 0 | 0
DNAVLEG5 10__A FROM_TO | DNAVLEG5 | 10__A | 1065 | 0 | 0 | BIGBRN__5 | NAVARRO | FROM_TO | 73521.13 | -0.04071 | 0.16709 | -0.12078 | 0.16709 | 1192.107 | 140.2528 | 0 | 4922.304 | 2108.55 | Competitive | 0 | 0 | 0 | 1 | 1 | 1 | 1 | Non-Competitive | Non-Competitive | Non-Competitive | Competitive | Competitive | 63 | 63 | 69 | 63 | 63 | 69 | 63 | 63 | 69 | 0 | 0 | 0 | 0 | 0 | 0
DNAVLEG5 10__A TO_FROM | DNAVLEG5 | 10__A | 1065 | 0 | 0 | BIGBRN__5 | NAVARRO | TO_FROM | 73521.13 | -0.16709 | 0.040709 | -0.16709 | 0.12078 | 317.7296 | -550.972 | 0 | 1447.112 | 4970.453 | Competitive | 0 | 0 | 0 | 0 | 0 | 1 | 1 | Non-Competitive | Non-Competitive | Non-Competitive | Non-Competitive | Non-Competitive | 14 | 14 | 18 | 14 | 14 | 18 | 14 | 14 | 18 | 14 | 14 | 18 | 14 | 14 | 18
DNAVLEG5 261_A_1 FROM_TO | DNAVLEG5 | 261_A_1 | 1673 | 0 | 0 | TWIN_OAK__5 | TNTNP_ONE_3 | FROM_TO | 73521.13 | -0.30974 | 0.12602 | -0.30974 | 0.12602 | 1288.363 | -173.497 | 0 | 2830.519 | 1445.962 | Competitive | 0 | 1 | 1 | 1 | 1 | 1 | 1 | Non-Competitive | Competitive | Competitive | Competitive | Competitive | 74 | 74 | 100 | 0 | 0 | 0 | 0 | 0 | 0 | 0 | 0 | 0 | 0 | 0 | 0
DNAVLEG5 261_A_1 TO_FROM | DNAVLEG5 | 261_A_1 | 1673 | 0 | 0 | TWIN_OAK__5 | TNTNP_ONE_3 | TO_FROM | 73521.13 | -0.12602 | 0.30974 | -0.12602 | 0.30974 | 1122.806 | -453.924 | 0 | 1337.367 | 2899.921 | Competitive | 0 | 0 | 0 | 0 | 1 | 1 | 1 | Non-Competitive | Non-Competitive | Non-Competitive | Non-Competitive | Competitive | 53 | 96 | 127 | 53 | 96 | 127 | 53 | 96 | 127 | 53 | 96 | 127 | 0 | 0 | 0
DNAVLEG5 50__A FROM_TO | DNAVLEG5 | 50__A | 1098 | 0 | 0 | BIGBRN__5 | JEWETT_N5 | FROM_TO | 73521.13 | -0.08356 | 0.20739 | -0.18942 | 0.20739 | 1938.706 | -505.588 | 0 | 2377 | 1409.922 | Competitive | 0 | 1 | 1 | 1 | 1 | 1 | 1 | Non-Competitive | Competitive | Competitive | Competitive | Competitive | 87 | 120 | 215 | 0 | 0 | 0 | 0 | 0 | 0 | 0 | 0 | 0 | 0 | 0 | 0
DNAVLEG5 50__A TO_FROM | DNAVLEG5 | 50__A | 1098 | 0 | 0 | BIGBRN__5 | JEWETT_N5 | TO_FROM | 73521.13 | -0.20739 | 0.08356 | -0.20739 | 0.18942 | 2209.105 | 740.3172 | 0 | 1317.294 | 2737.098 | Competitive | 0 | 0 | 0 | 0 | 1 | 1 | 1 | Non-Competitive | Non-Competitive | Non-Competitive | Non-Competitive | Competitive | 45 | 113 | 128 | 45 | 113 | 128 | 45 | 113 | 128 | 45 | 113 | 128 | 0 | 0 | 0
DNORCDH5 3405__C FROM_TO | DNORCDH5 | 3405__C | 318 | 5 | 5 | MTCK_E8 | TRA1T_8 | FROM_TO | 73521.13 | -0.02604 | 0.20389 | -0.53309 | 0.20415 | 550.5098 | 191.1463 | 0 | 10000 | 2970.785 | Competitive | 0 | 0 | 0 | 0 | 1 | 1 | 1 | Non-Competitive | Non-Competitive | Non-Competitive | Non-Competitive | Competitive | 2 | 6 | 6 | 2 | 6 | 6 | 2 | 6 | 6 | 2 | 6 | 6 | 0 | 0 | 0
DNORCDH5 3405__C TO_FROM | DNORCDH5 | 3405__C | 318 | 5 | 5 | MTCK_E8 | TRA1T_8 | TO_FROM | 73521.13 | -0.20389 | 0.026043 | -0.20415 | 0.53309 | -61.3442 | -319.127 | 0 | 2603.479 | 10000 | Competitive | 0 | 0 | 0 | 0 | 0 | 1 | 1 | Non-Competitive | Non-Competitive | Non-Competitive | Non-Competitive | Non-Competitive | 3 | 3 | 3 | 3 | 3 | 3 | 3 | 3 | 3 | 3 | 3 | 3 | 3 | 3 | 3
DNORCDH5 3415__D FROM_TO | DNORCDH5 | 3415__D | 185 | 5 | 5 | AMELIA1_8 | UTSWMC1_8 | FROM_TO | 73521.13 | -0.03909 | 0.00575 | -0.55906 | 0.38445 | 241.5247 | 161.0186 | 0 | 1125.571 | 10000 | Competitive | 0 | 0 | 0 | 0 | 0 | 1 | 1 | Non-Competitive | Non-Competitive | Non-Competitive | Non-Competitive | Non-Competitive | 3 | 3 | 3 | 3 | 3 | 3 | 3 | 3 | 3 | 3 | 3 | 3 | 3 | 3 | 3
DNORCDH5 3415__D TO_FROM | DNORCDH5 | 3415__D | 185 | 5 | 5 | AMELIA1_8 | UTSWMC1_8 | TO_FROM | 73521.13 | -0.00575 | 0.039086 | -0.38445 | 0.55906 | -90.1449 | -188.757 | 0 | 10000 | 1198.185 | Competitive | 0 | 1 | 1 | 1 | 1 | 1 | 0 | Non-Competitive | Non-Competitive | Non-Competitive | Non-Competitive | Non-Competitive | 0 | 0 | 0 | 0 | 0 | 0 | 0 | 0 | 0 | 0 | 0 | 0 | 0 | 0 | 0
DNORCDH5 725__B FROM_TO | DNORCDH5 | 725__B | 287 | 5 | 5 | LIGGETT_N8 | IRVGRNT1_8 | FROM_TO | 73521.13 | -0.01991 | 0.016641 | -0.39478 | 0.17507 | 378.4584 | 142.9077 | 0 | 1764.281 | 2986.219 | Competitive | 0 | 0 | 0 | 0 | 1 | 1 | 0 | Non-Competitive | Non-Competitive | Non-Competitive | Non-Competitive | Non-Competitive | 0 | 0 | 0 | 0 | 0 | 0 | 0 | 0 | 0 | 0 | 0 | 0 | 0 | 0 | 0
DNORCDH5 725__B TO_FROM | DNORCDH5 | 725__B | 287 | 5 | 5 | LIGGETT_N8 | IRVGRNT1_8 | TO_FROM | 73521.13 | -0.01664 | 0.019911 | -0.17507 | 0.39478 | 20.9313 | -253.813 | 0 | 2601.364 | 2399.273 | Competitive | 0 | 0 | 0 | 1 | 1 | 1 | 0 | Non-Competitive | Non-Competitive | Non-Competitive | Non-Competitive | Non-Competitive | 0 | 0 | 0 | 0 | 0 | 0 | 0 | 0 | 0 | 0 | 0 | 0 | 0 | 0 | 0
DODEQAL5 6215__A FROM_TO | DODEQAL5 | 6215__A | 143 | 2 | 2 | BLUFCKTA_8 | CHINAGRV_8 | FROM_TO | 73521.13 | -0.01521 | 0.52531 | -0.08358 | 0.6038 | 175.7124 | -154.012 | 0 | 4821.671 | 10000 | Non-Competi | 0 | 0 | 0 | 0 | 0 | 1 | 0 | Non-Competitive | Non-Competitive | Non-Competitive | Non-Competitive | Non-Competitive | 0 | 0 | 0 | 0 | 0 | 0 | 0 | 0 | 0 | 0 | 0 | 0 | 0 | 0 | 0
DODEQAL5 6215__A TO_FROM | DODEQAL5 | 6215__A | 143 | 2 | 2 | BLUFCKTA_8 | CHINAGRV_8 | TO_FROM | 73521.13 | -0.05321 | 0.015211 | -0.6038 | 0.083578 | 182.4708 | 122.9742 | 0 | 8184.708 | 5016.031 | Non-Competi | 0 | 0 | 0 | 0 | 0 | 1 | 1 | Non-Competitive | Non-Competitive | Non-Competitive | Non-Competitive | Non-Competitive | 13 | 13 | 13 | 13 | 13 | 13 | 13 | 13 | 13 | 13 | 13 | 13 | 13 | 13 | 13
DODEQAL5 6251__A FROM_TO | DODEQAL5 | 6251__A | 143 | 2 | 2 | MRGNCRK_8 | COSDEN_8 | FROM_TO | 73521.13 | -0.20777 | 0.021559 | -0.33359 | 0.021559 | 154.8939 | 77.8257 | 0 | 9609.567 | 4126.456 | Non-Competi | 0 | 0 | 0 | 0 | 0 | 1 | 1 | Non-Competitive | Non-Competitive | Non-Competitive | Non-Competitive | Non-Competitive | 14 | 14 | 14 | 14 | 14 | 14 | 14 | 14 | 14 | 14 | 14 | 14 | 14 | 14 | 14
DODEQAL5 6251__A TO_FROM | DODEQAL5 | 6251__A | 143 | 2 | 2 | MRGNCRK_8 | COSDEN_8 | TO_FROM | 73521.13 | -0.02156 | 0.30326 | -0.02156 | 0.33359 | 134.2899 | -112.838 | 0 | 2538.849 | 10000 | Competitive | 0 | 0 | 0 | 0 | 0 | 1 | 1 | Non-Competitive | Non-Competitive | Non-Competitive | Non-Competitive | Non-Competitive | 6 | 6 | 6 | 6 | 6 | 6 | 6 | 6 | 6 | 6 | 6 | 6 | 6 | 6 | 6
DODEQAL5 6465__B FROM_TO | DODEQAL5 | 6465__B | 143 | 2 | 2 | MIDLDWNT_8 | SPRABERY_8 | FROM_TO | 73521.13 | -0.0535 | 0.037605 | -0.29163 | 0.27181 | 78.0965 | -40.5926 | 0 | 4338.356 | 10000 | Competitive | 0 | 0 | 0 | 0 | 0 | 1 | 1 | Non-Competitive | Non-Competitive | Non-Competitive | Non-Competitive | Non-Competitive | bar: 16 to 22
DODEQAL5 6465__B TO_FROM | DODEQAL5 | 6465__B | 143 | 2 | 2 | MIDLDWNT_8 | SPRABERY_8 | TO_FROM | 73521.13 | -0.03761 | 0.11965 | -0.27181 | 0.29163 | 141.0521 | -9.6116 | 0 | 1601.095 | 5189.691 | Competitive | 0 | 0 | 0 | 0 | 0 | 1 | 1 | Non-Competitive | Non-Competitive | Non-Competitive | Non-Competitive | Non-Competitive | 11 | 14 | 14 | 11 | 14 | 14 | 11 | 14 | 14 | 11 | 14 | 14 | 11 | 14 | 14
DODEQAL5 6470__D FROM_TO | DODEQAL5 | 6470__D | 179 | 2 | 2 | MCDONALD_8 | FORSANTA_8 | FROM_TO | 73521.13 | -0.10613 | 0.23057 | -0.69899 | 0.23057 | 293.6214 | 59.4662 | 0 | 4121.215 | 6063.095 | Competitive | 0 | 0 | 0 | 0 | 0 | 1 | 1 | Non-Competitive | Non-Competitive | Non-Competitive | Non-Competitive | Non-Competitive | 11 | 11 | 11 | 11 | 11 | 11 | 11 | 11 | 11 | 11 | 11 | 11 | 11 | 11 | 11
DODEQAL5 6470__D TO_FROM | DODEQAL5 | 6470__D | 179 | 2 | 2 | MCDONALD_8 | FORSANTA_8 | TO_FROM | 73521.13 | -0.06861 | 0.69899 | -0.23057 | 0.69899 | 242.5411 | -132.298 | 0 | 3010.058 | 7936.667 | Competitive | 0 | 0 | 0 | 0 | 0 | 1 | 1 | Non-Competitive | Non-Competitive | Non-Competitive | Non-Competitive | Non-Competitive | 11 | 11 | 11 | 11 | 11 | 11 | 11 | 11 | 11 | 11 | 11 | 11 | 11 | 11 | 11
DODEQAL5 6470__E FROM_TO | DODEQAL5 | 6470__E | 179 | 2 | 2 | FORSANTA_8 | CRMWDTAP_8 | FROM_TO | 73521.13 | -0.10629 | 0.30085 | -0.23835 | 0.30085 | 298.3685 | 48.1352 | 0 | 2922.914 | 6061.433 | Competitive | 0 | 0 | 0 | 0 | 0 | 1 | 1 | Non-Competitive | Non-Competitive | Non-Competitive | Non-Competitive | Non-Competitive | 11 | 11 | 11 | 11 | 11 | 11 | 11 | 11 | 11 | 11 | 11 | 11 | 11 | 11 | 11
DODEQAL5 6470__E TO_FROM | DODEQAL5 | 6470__E | 179 | 2 | 2 | FORSANTA_8 | CRMWDTAP_8 | TO_FROM | 73521.13 | -0.06845 | 0.10629 | -0.30085 | 0.23835 | 214.1227 | -122.135 | 0 | 2781.598 | 7928.607 | Competitive | 0 | 0 | 0 | 0 | 0 | 1 | 1 | Non-Competitive | Non-Competitive | Non-Competitive | Non-Competitive | Non-Competitive | 11 | 11 | 11 | 11 | 11 | 11 | 11 | 11 | 11 | 11 | 11 | 11 | 11 | 11 | 11
DODEQAL5 6511__A FROM_TO | DODEQAL5 | 6511__A | 155 | 2 | 2 | MIDLNDE_8 | WINDWOOD_8 | FROM_TO | 73521.13 | -0.08562 | 0.01569 | -0.72669 | 0.20145 | 158.8262 | 79.7609 | 0 | 4500.934 | 7238.639 | Competitive | 0 | 0 | 0 | 0 | 0 | 1 | 1 | Non-Competitive | Non-Competitive | Non-Competitive | Non-Competitive | Non-Competitive | 11 | 11 | 11 | 11 | 11 | 11 | 11 | 11 | 11 | 11 | 11 | 11 | 11 | 11 | 11
DODEQAL5 6511__A TO_FROM | DODEQAL5 | 6511__A | 155 | 2 | 2 | MIDLNDE_8 | WINDWOOD_8 | TO_FROM | 73521.13 | -0.01569 | 0.085623 | -0.20144 | 0.72669 | 112.8797 | -139.832 | 0 | 4022.766 | 6564.514 | Competitive | 0 | 0 | 0 | 0 | 0 | 1 | 0 | Non-Competitive | Non-Competitive | Non-Competitive | Non-Competitive | Non-Competitive | 0 | 0 | 0 | 0 | 0 | 0 | 0 | 0 | 0 | 0 | 0 | 0 | 0 | 0 | 0
DODEQAL5 6611__A FROM_TO | DODEQAL5 | 6611__A | 195 | 2 | 2 | ACKRLYVE_9 | ACKERLY_9 | FROM_TO | 73521.13 | -0.02731 | 0.061985 | -0.67027 | 0.27091 | 60.1019 | 24.624 | 0 | 3160.53 | 5001.95 | Competitive | 0 | 0 | 0 | 0 | 0 | 1 | 1 | Non-Competitive | Non-Competitive | Non-Competitive | Non-Competitive | Non-Competitive | 5 | 5 | 5 | 5 | 5 | 5 | 5 | 5 | 5 | 5 | 5 | 5 | 5 | 5 | 5
DODEQAL5 6611__A TO_FROM | DODEQAL5 | 6611__A | 195 | 2 | 2 | ACKRLYVE_9 | ACKERLY_9 | TO_FROM | 73521.13 | -0.06198 | 0.066896 | -0.27091 | 0.67027 | 34.0947 | -45.2467 | 0 | 3823.589 | 10000 | Competitive | 0 | 0 | 0 | 0 | 0 | 1 | 1 | Non-Competitive | Non-Competitive | Non-Competitive | Non-Competitive | Non-Competitive | bar: 16 to 22
DODEQAL5 6620__A FROM_TO | DODEQAL5 | 6620__A | 40 | 2 | 2 | STANTON_E_9 | MARTINCAP_9 | FROM_TO | 73521.13 | -0.01612 | 0.070148 | -0.76452 | 0.19578 | 49.5149 | 10.5046 | 0 | 10000 | 6279.337 | Competitive | 0 | 0 | 0 | 0 | 0 | 1 | 0 | Non-Competitive | Non-Competitive | Non-Competitive | Non-Competitive | Non-Competitive | 0 | 0 | 0 | 0 | 0 | 0 | 0 | 0 | 0 | 0 | 0 | 0 | 0 | 0 | 0
DODEQAL5 6620__A TO_FROM | DODEQAL5 | 6620__A | 40 | 2 | 2 | STANTON_E_9 | MARTINCAP_9 | TO_FROM | 73521.13 | -0.01699 | 0.016612 | -0.19578 | 0.76452 | 29.9783 | -29.5496 | 0 | 2766.709 | 10000 | Competitive | 0 | 0 | 0 | 0 | 0 | 1 | 0 | Non-Competitive | Non-Competitive | Non-Competitive | Non-Competitive | Non-Competitive | 0 | 0 | 0 | 0 | 0 | 0 | 0 | 0 | 0 | 0 | 0 | 0 | 0 | 0 | 0
DODEQAL5 MGSES_MR1H FROM_TO | DODEQAL5 | MGSES_MR1H | 349 | 2 | 2 | MRGNCRK_5 | 700207_3STAR | FROM_TO | 73521.13 | -0.27149 | 0.025192 | -0.38773 | 0.33398 | 322.5003 | 185.402 | 0 | 1731.044 | 8776.764 | Competitive | 0 | 0 | 0 | 0 | 0 | 1 | 1 | Non-Competitive | Non-Competitive | Non-Competitive | Non-Competitive | Non-Competitive | 16 | 16 | 22 | 16 | 16 | 22 | 16 | 16 | 22 | 16 | 16 | 22 | 16 | 16 | 22
DODEQAL5 MGSES_MR1H TO_FROM | DODEQAL5 | MGSES_MR1H | 349 | 2 | 2 | MRGNCRK_5 | 700207_3STAR | TO_FROM | 73521.13 | -0.02519 | 0.27149 | -0.33398 | 0.38773 | 373.4269 | -259.364 | 0 | 3428.984 | 10000 | Competitive | 0 | 0 | 0 | 0 | 0 | 1 | 1 | Non-Competitive | Non-Competitive | Non-Competitive | Non-Competitive | Non-Competitive | 6 | 6 | 6 | 6 | 6 | 6 | 6 | 6 | 6 | 6 | 6 | 6 | 6 | 6 | 6
DODEQAL5 MGSES_MR4L FROM_TO | DODEQAL5 | MGSES_MR4L | 350 | 2 | 2 | MRGNCRK_8 | 700209_3STAR | FROM_TO | 73521.13 | -0.02496 | 0.269 | -0.60472 | 0.269 | 370.0146 | -256.991 | 0 | 3428.974 | 10000 | Competitive | 0 | 0 | 0 | 0 | 0 | 1 | 1 | Non-Competitive | Non-Competitive | Non-Competitive | Non-Competitive | Non-Competitive | 6 | 6 | 6 | 6 | 6 | 6 | 6 | 6 | 6 | 6 | 6 | 6 | 6 | 6 | 6
DODEQAL5 MGSES_MR4L TO_FROM | DODEQAL5 | MGSES_MR4L | 350 | 2 | 2 | MRGNCRK_8 | 700209_3STAR | TO_FROM | 73521.13 | -0.269 | 0.024962 | -0.269 | 0.60472 | 319.5481 | 183.7046 | 0 | 1731.037 | 8776.763 | Competitive | 0 | 0 | 0 | 0 | 0 | 1 | 1 | Non-Competitive | Non-Competitive | Non-Competitive | Non-Competitive | Non-Competitive | 16 | 16 | 22 | 16 | 16 | 22 | 16 | 16 | 22 | 16 | 16 | 22 | 16 | 16 | 22
DODEQAL5 SACO_SAMF1_1 FROM_TO | DODEQAL5 | SACO_SAMF1_1 | 38 | 2 | 2 | SACO2A | SAMF2A | FROM_TO | 73521.13 | -0.01651 | 0.004084 | -0.84406 | 0.038416 | 41.1762 | 12.1681 | 0 | 5243.599 | 4429.024 | Competitive | 0 | 0 | 0 | 0 | 0 | 1 | 0 | Non-Competitive | Non-Competitive | Non-Competitive | Non-Competitive | Non-Competitive | 0 | 0 | 0 | 0 | 0 | 0 | 0 | 0 | 0 | 0 | 0 | 0 | 0 | 0 | 0
DODEQAL5 SACO_SAMF1_1 TO_FROM | DODEQAL5 | SACO_SAMF1_1 | 38 | 2 | 2 | SACO2A | SAMF2A | TO_FROM | 73521.13 | -0.00093 | 0.030297 | -0.03842 | 0.84406 | 31.2486 | -24.1708 | 0 | 3276.515 | 1588.773 | Competitive | 0 | 0 | 1 | 1 | 1 | 1 | 0 | Non-Competitive | Non-Competitive | Non-Competitive | Non-Competitive | Non-Competitive | 0 | 0 | 0 | 0 | 0 | 0 | 0 | 0 | 0 | 0 | 0 | 0 | 0 | 0 | 0
DOLIELM8 OLI_BEN1_1 FROM_TO | DOLIELM8 | OLI_BEN1_1 | 218 | 2 | 2 | OLINGER | BENDAVIS_8 | FROM_TO | 73521.13 | -0.00267 | 0.71269 | -0.03861 | 0.71269 | 327.5953 | -46.4691 | 0 | 8897.528 | 7763.328 | Non-Competi | 0 | 0 | 0 | 0 | 0 | 1 | 0 | Non-Competitive | Non-Competitive | Non-Competitive | Non-Competitive | Non-Competitive | 0 | 0 | 0 | 0 | 0 | 0 | 0 | 0 | 0 | 0 | 0 | 0 | 0 | 0 | 0
DOLIELM8 OLI_BEN1_1 TO_FROM | DOLIELM8 | OLI_BEN1_1 | 218 | 2 | 2 | OLINGER | BENDAVIS_8 | TO_FROM | 73521.13 | -0.71269 | 0.002672 | -0.71269 | 0.03861 | 53.7291 | -1.5458 | 0 | 7763.328 | 8897.528 | Competitive | 0 | 0 | 0 | 0 | 0 | 1 | 1 | Non-Competitive | Non-Competitive | Non-Competitive | Non-Competitive | Non-Competitive | 4 | 10 | 10 | 4 | 10 | 10 | 4 | 10 | 10 | 4 | 10 | 10 | 4 | 10 | 10
DOLIELM8 OLI_FIRW_1 FROM_TO | DOLIELM8 | OLI_FIRW_1 | 218 | 2 | 2 | OLINGER | FIREWHEEL | FROM_TO | 73521.13 | 0 | 0 | 0 | 0 | 0 | 0 | 0 | 0 | 0 | Competitive | 1 | 1 | 1 | 1 | 1 | 1 | 0 | Non-Competitive | Non-Competitive | Non-Competitive | Non-Competitive | Non-Competitive | 0 | 0 | 0 | 0 | 0 | 0 | 0 | 0 | 0 | 0 | 0 | 0 | 0 | 0 | 0
DOLIELM8 OLI_FIRW_1 TO_FROM | DOLIELM8 | OLI_FIRW_1 | 218 | 2 | 2 | OLINGER | FIREWHEEL | TO_FROM | 73521.13 | 0 | 0 | 0 | 0 | 0 | 0 | 0 | 0 | 0 | Competitive | 1 | 1 | 1 | 1 | 1 | 1 | 0 | Non-Competitive | Non-Competitive | Non-Competitive | Non-Competitive | Non-Competitive | 0 | 0 | 0 | 0 | 0 | 0 | 0 | 0 | 0 | 0 | 0 | 0 | 0 | 0 | 0
DONIPIL8 CKT_1017_1 FROM_TO | DONIPIL8 | CKT_1017_1 | 480 | 2 | 2 | PE_MB2 | AMD | FROM_TO | 73521.13 | -0.14769 | 0.22363 | -0.37741 | 0.35283 | -136.92 | -281.376 | 0 | 10000 | 10000 | Competitive | 0 | 0 | 0 | 0 | 0 | 1 | 1 | Non-Competitive | Non-Competitive | Non-Competitive | Non-Competitive | Non-Competitive | 14 | 14 | 14 | 14 | 14 | 14 | 14 | 14 | 14 | 14 | 14 | 14 | 14 | 14 | 14
DONIPIL8 CKT_1017_1 TO_FROM | DONIPIL8 | CKT_1017_1 | 480 | 2 | 2 | PE_MB2 | AMD | TO_FROM | 73521.13 | -0.22363 | 0.14769 | -0.35283 | 0.37741 | 490.1884 | 166.927 | 0 | 9946.067 | 10000 | Competitive | 0 | 0 | 0 | 0 | 0 | 1 | 1 | Non-Competitive | Non-Competitive | Non-Competitive | Non-Competitive | Non-Competitive | 10 | 10 | 10 | 10 | 10 | 10 | 10 | 10 | 10 | 10 | 10 | 10 | 10 | 10 | 10
DONIPIL8 CKT_962_1 FROM_TO | DONIPIL8 | CKT_962_1 | 480 | 2 | 2 | GARFIELD | STONEY_R | FROM_TO | 73521.13 | -0.26479 | 0.06612 | -0.49194 | 0.29713 | 586.0222 | 309.4178 | 0 | 4809.727 | 9336.636 | Competitive | 0 | 0 | 0 | 0 | 0 | 1 | 1 | Non-Competitive | Non-Competitive | Non-Competitive | Non-Competitive | Non-Competitive | 14 | 14 | 31 | 14 | 14 | 31 | 14 | 14 | 31 | 14 | 14 | 31 | 14 | 14 | 31
DONIPIL8 CKT_962_1 TO_FROM | DONIPIL8 | CKT_962_1 | 480 | 2 | 2 | GARFIELD | STONEY_R | TO_FROM | 73521.13 | -0.06612 | 0.26479 | -0.29713 | 0.49194 | 72.9039 | -527.547 | 0 | 9309.176 | 4809.727 | Competitive | 0 | 0 | 0 | 0 | 0 | 1 | 1 | Non-Competitive | Non-Competitive | Non-Competitive | Non-Competitive | Non-Competitive | 9 | 11 | 11 | 9 | 11 | 11 | 9 | 11 | 11 | 9 | 11 | 11 | 9 | 11 | 11
DPBSWIC8 6915__A FROM_TO | DPBSWIC8 | 6915__A | 40 | 0 | 0 | ODESSANO_9 | ODBASSS_9 | FROM_TO | 73521.13 | -0.02337 | 0.002614 | -0.5128 | 0.15526 | 51.7742 | 45.2452 | 0 | 4733.27 | 10000 | Competitive | 0 | 0 | 0 | 0 | 0 | 0 | 1 | Non-Competitive | Non-Competitive | Non-Competitive | Non-Competitive | Non-Competitive | 5 | 5 | 5 | 5 | 5 | 5 | 5 | 5 | 5 | 5 | 5 | 5 | 5 | 5 | 5
DPBSWIC8 6915__A TO_FROM | DPBSWIC8 | 6915__A | 40 | 0 | 0 | ODESSANO_9 | ODBASSS_9 | TO_FROM | 73521.13 | -0.00261 | 0.036433 | -0.15526 | 0.5128 | -20.0843 | -48.1787 | 0 | 3817.56 | 5504.585 | Competitive | 0 | 0 | 0 | 0 | 0 | 1 | 0 | Non-Competitive | Non-Competitive | Non-Competitive | Non-Competitive | Non-Competitive | 0 | 0 | 0 | 0 | 0 | 0 | 0 | 0 | 0 | 0 | 0 | 0 | 0 | 0 | 0
DPBSWIC8 6917__B FROM_TO | DPBSWIC8 | 6917__B | 48 | 0 | 0 | WINKSS_9 | NORTHWRD_9 | FROM_TO | 73521.13 | -0.00802 | 0.035348 | -0.50876 | 0.15935 | -1.8346 | -11.1228 | 0 | 5220.639 | 10000 | Competitive | 0 | 0 | 0 | 0 | 0 | 1 | 0 | Non-Competitive | Non-Competitive | Non-Competitive | Non-Competitive | Non-Competitive | 0 | 0 | 0 | 0 | 0 | 0 | 0 | 0 | 0 | 0 | 0 | 0 | 0 | 0 | 0
DPBSWIC8 6917__B TO_FROM | DPBSWIC8 | 6917__B | 48 | 0 | 0 | WINKSS_9 | NORTHWRD_9 | TO_FROM | 73521.13 | -0.00052 | 0.008015 | -0.15935 | 0.50876 | 16.7654 | 9.668 | 0 | 10000 | 10000 | Competitive | 0 | 0 | 0 | 0 | 0 | 1 | 0 | Non-Competitive | Non-Competitive | Non-Competitive | Non-Competitive | Non-Competitive | 0 | 0 | 0 | 0 | 0 | 0 | 0 | 0 | 0 | 0 | 0 | 0 | 0 | 0 | 0
DPBSWIC8 M_69_F3_1 FROM_TO | DPBSWIC8 | M_69_F3_1 | 36 | 0 | 0 | TNWNKLRCO60 | TNWICKETT_0 | FROM_TO | 73521.13 | -0.00493 | 0.026047 | -0.25314 | 0.49851 | 1.6971 | -5.0108 | 0 | 5211.813 | 10000 | Competitive | 0 | 0 | 0 | 0 | 0 | 1 | 0 | Non-Competitive | Non-Competitive | Non-Competitive | Non-Competitive | Non-Competitive | 0 | 0 | 0 | 0 | 0 | 0 | 0 | 0 | 0 | 0 | 0 | 0 | 0 | 0 | 0
DPBSWIC8 M_69_F3_1 TO_FROM | DPBSWIC8 | M_69_F3_1 | 36 | 0 | 0 | TNWNKLRCO60 | TNWICKETT_0 | TO_FROM | 73521.13 | -0.0004 | 0.004931 | -0.49851 | 0.25315 | 8.5483 | 4.1382 | 0 | 10000 | 7021.628 | Competitive | 0 | 0 | 0 | 0 | 0 | 1 | 0 | Non-Competitive | Non-Competitive | Non-Competitive | Non-Competitive | Non-Competitive | 0 | 0 | 0 | 0 | 0 | 0 | 0 | 0 | 0 | 0 | 0 | 0 | 0 | 0 | 0
DPDSCNR8 3655__A FROM_TO | DPDSCNR8 | 3655__A | 287 | 6 | 6 | PARKDB1_8 | PRCK1_8 | FROM_TO | 73521.13 | -0.09225 | 0.020209 | -0.21467 | 0.13302 | 175.729 | -47.079 | 0 | 10000 | 4788.546 | Competitive | 0 | 0 | 0 | 0 | 0 | 1 | 1 | Non-Competitive | Non-Competitive | Non-Competitive | Non-Competitive | Non-Competitive | 19 | 23 | 29 | 19 | 23 | 29 | 19 | 23 | 29 | 19 | 23 | 29 | 19 | 23 | 29
DPDSCNR8 3655__A TO_FROM | DPDSCNR8 | 3655__A | 287 | 6 | 6 | PARKDB1_8 | PRCK1_8 | TO_FROM | 73521.13 | -0.02021 | 0.092245 | -0.13302 | 0.21467 | 270.0857 | -81.4054 | 0 | 4547.274 | 10000 | Competitive | 0 | 0 | 0 | 0 | 0 | 1 | 1 | Non-Competitive | Non-Competitive | Non-Competitive | Non-Competitive | Non-Competitive | 3 | 3 | 3 | 3 | 3 | 3 | 3 | 3 | 3 | 3 | 3 | 3 | 3 | 3 | 3
DPDSCNR8 3655__B FROM_TO | DPDSCNR8 | 3655__B | 287 | 6 | 6 | PRCKSW1_8 | PRCK1_8 | FROM_TO | 73521.13 | -0.02006 | 0.092398 | -0.78518 | 0.20034 | 281.3087 | -70.1974 | 0 | 4534.546 | 10000 | Competitive | 0 | 0 | 0 | 0 | 0 | 1 | 1 | Non-Competitive | Non-Competitive | Non-Competitive | Non-Competitive | Non-Competitive | 3 | 3 | 3 | 3 | 3 | 3 | 3 | 3 | 3 | 3 | 3 | 3 | 3 | 3 | 3
DPDSCNR8 3655__B TO_FROM | DPDSCNR8 | 3655__B | 287 | 6 | 6 | PRCKSW1_8 | PRCK1_8 | TO_FROM | 73521.13 | -0.0924 | 0.020056 | -0.20034 | 0.78518 | 164.5098 | -58.287 | 0 | 10000 | 4776.724 | Competitive | 0 | 0 | 0 | 0 | 0 | 1 | 1 | Non-Competitive | Non-Competitive | Non-Competitive | Non-Competitive | Non-Competitive | 19 | 23 | 29 | 19 | 23 | 29 | 19 | 23 | 29 | 19 | 23 | 29 | 19 | 23 | 29
DPHRBBP8 CA_DE_96_A FROM_TO | DPHRBBP8 | CA_DE_96_A | 216 | 0 | 0 | DEERPK968010 | CARDIF848030 | FROM_TO | 73521.13 | -0.0078 | 0.1063 | -0.65184 | 0.18784 | 151.3724 | -13.3355 | 0 | 5703.116 | 4063.25 | Competitive | 0 | 0 | 0 | 0 | 0 | 1 | 0 | Non-Competitive | Non-Competitive | Non-Competitive | Non-Competitive | Non-Competitive | 0 | 0 | 0 | 0 | 0 | 0 | 0 | 0 | 0 | 0 | 0 | 0 | 0 | 0 | 0
DPHRBBP8 CA_DE_96_A TO_FROM | DPHRBBP8 | CA_DE_96_A | 216 | 0 | 0 | DEERPK968010 | CARDIF848030 | TO_FROM | 73521.13 | -0.1063 | 0.007801 | -0.18784 | 0.65185 | 26.5842 | -80.9118 | 0 | 4063.25 | 5703.116 | Competitive | 0 | 0 | 0 | 0 | 0 | 1 | 1 | Non-Competitive | Non-Competitive | Non-Competitive | Non-Competitive | Non-Competitive | 8 | 8 | 8 | 8 | 8 | 8 | 8 | 8 | 8 | 8 | 8 | 8 | 8 | 8 | 8
DPHRCTR5 138_ALV_NAL_1 FROM_TO | DPHRCTR5 | 138_ALV_NAL_1 | 210 | 2 | 2 | TNNALVIN__1 | TNALVIN___1 | FROM_TO | 73521.13 | -0.10007 | 0.010839 | -0.7748 | 0.15065 | 340.0072 | 85.1426 | 0 | 939.529 | 5063.047 | Competitive | 0 | 0 | 0 | 0 | 0 | 1 | 1 | Non-Competitive | Non-Competitive | Non-Competitive | Non-Competitive | Non-Competitive | 12 | 14 | 14 | 12 | 14 | 14 | 12 | 14 | 14 | 12 | 14 | 14 | 12 | 14 | 14
DPHRCTR5 138_ALV_NAL_1 TO_FROM | DPHRCTR5 | 138_ALV_NAL_1 | 210 | 2 | 2 | TNNALVIN__1 | TNALVIN___1 | TO_FROM | 73521.13 | -0.01084 | 0.10007 | -0.15065 | 0.7748 | 14.4788 | -278.66 | 0 | 5063.047 | 1073.678 | Competitive | 0 | 1 | 1 | 1 | 1 | 1 | 0 | Non-Competitive | Non-Competitive | Non-Competitive | Non-Competitive | Non-Competitive | 0 | 0 | 0 | 0 | 0 | 0 | 0 | 0 | 0 | 0 | 0 | 0 | 0 | 0 | 0
DPRSVLY5 1530__C FROM_TO | DPRSVLY5 | 1530__C | 236 | 2 | 2 | BONHAM_P8 | BRKSTN_T8 | FROM_TO | 73521.13 | -0.16397 | 0.051881 | -0.28455 | 0.2794 | 50.7869 | -120.336 | 0 | 5496.714 | 4238.02 | Competitive | 0 | 0 | 0 | 0 | 0 | 1 | 1 | Non-Competitive | Non-Competitive | Non-Competitive | Non-Competitive | Non-Competitive | 12 | 12 | 12 | 12 | 12 | 12 | 12 | 12 | 12 | 12 | 12 | 12 | 12 | 12 | 12
DPRSVLY5 1530__C TO_FROM | DPRSVLY5 | 1530__C | 236 | 2 | 2 | BONHAM_P8 | BRKSTN_T8 | TO_FROM | 73521.13 | -0.05188 | 0.16397 | -0.2794 | 0.28455 | 255.3548 | -16.1688 | 0 | 3952.362 | 5496.714 | Competitive | 0 | 0 | 0 | 0 | 0 | 1 | 1 | Non-Competitive | Non-Competitive | Non-Competitive | Non-Competitive | Non-Competitive | 2 | 2 | 2 | 2 | 2 | 2 | 2 | 2 | 2 | 2 | 2 | 2 | 2 | 2 | 2
DPRSVLY5 1530__D FROM_TO | DPRSVLY5 | 1530__D | 236 | 2 | 2 | BONHAM_P8 | VALLYSES1_8 | FROM_TO | 73521.13 | -0.05191 | 0.16395 | -0.06947 | 0.72057 | 253.252 | -18.2541 | 0 | 3953.294 | 5499.617 | Non-Competi | 0 | 0 | 0 | 0 | 0 | 1 | 1 | Non-Competitive | Non-Competitive | Non-Competitive | Non-Competitive | Non-Competitive | 2 | 2 | 2 | 2 | 2 | 2 | 2 | 2 | 2 | 2 | 2 | 2 | 2 | 2 | 2
DPRSVLY5 1530__D TO_FROM | DPRSVLY5 | 1530__D | 236 | 2 | 2 | BONHAM_P8 | VALLYSES1_8 | TO_FROM | 73521.13 | -0.16394 | 0.051909 | -0.72057 | 0.069473 | 52.8882 | -118.244 | 0 | 5499.617 | 4238.711 | Competitive | 0 | 0 | 0 | 0 | 0 | 1 | 1 | Non-Competitive | Non-Competitive | Non-Competitive | Non-Competitive | Non-Competitive | 12 | 12 | 12 | 12 | 12 | 12 | 12 | 12 | 12 | 12 | 12 | 12 | 12 | 12 | 12
DPRSVLY5 PRSSW_MR1H FROM_TO | DPRSVLY5 | PRSSW_MR1H | 515 | 2 | 2 | PARIS_SW1_5 | PRSSW1_1 | FROM_TO | 73521.13 | -0.4984 | 0.25799 | -0.64061 | 0.25799 | 585.3545 | 124.4726 | 0 | 8099.073 | 9945.554 | Competitive | 0 | 0 | 0 | 0 | 0 | 1 | 1 | Non-Competitive | Non-Competitive | Non-Competitive | Non-Competitive | Non-Competitive | 3 | 3 | 3 | 3 | 3 | 3 | 3 | 3 | 3 | 3 | 3 | 3 | 3 | 3 | 3
DPRSVLY5 PRSSW_MR1H TO_FROM | DPRSVLY5 | PRSSW_MR1H | 515 | 2 | 2 | PARIS_SW1_5 | PRSSW1_1 | TO_FROM | 73521.13 | -0.25799 | 0.4984 | -0.25799 | 0.6406 | 4.1137 | -265.531 | 0 | 9945.554 | 8537.953 | Competitive | 0 | 0 | 0 | 0 | 0 | 1 | 1 | Non-Competitive | Non-Competitive | Non-Competitive | Non-Competitive | Non-Competitive | 6 | 9 | 9 | 6 | 9 | 9 | 6 | 9 | 9 | 6 | 9 | 9 | 6 | 9 | 9
DREDGID8 101T158_1 FROM_TO | DREDGID8 | 101T158_1 | 132 | 5 | 5 | L_ZORN__8_1Y | L_POOLRO8_1Y | FROM_TO | 73521.13 | -0.01558 | 0.011813 | -0.47547 | 0.055561 | 130.7097 | -34.8637 | 0 | 3715.502 | 2132.782 | Competitive | 0 | 0 | 0 | 1 | 1 | 1 | 0 | Non-Competitive | Non-Competitive | Non-Competitive | Non-Competitive | Non-Competitive | 0 | 0 | 0 | 0 | 0 | 0 | 0 | 0 | 0 | 0 | 0 | 0 | 0 | 0 | 0
DREDGID8 101T158_1 TO_FROM | DREDGID8 | 101T158_1 | 132 | 5 | 5 | L_ZORN__8_1Y | L_POOLRO8_1Y | TO_FROM | 73521.13 | -0.01181 | 0.015577 | -0.05556 | 0.47547 | 56.0297 | -44.9894 | 0 | 2083.712 | 4492.475 | Competitive | 0 | 0 | 0 | 0 | 0 | 1 | 0 | Non-Competitive | Non-Competitive | Non-Competitive | Non-Competitive | Non-Competitive | 0 | 0 | 0 | 0 | 0 | 0 | 0 | 0 | 0 | 0 | 0 | 0 | 0 | 0 | 0
DRIOHAR5 S104A_1 FROM_TO | DRIOHAR5 | S104A_1 | 174 | 0 | 0 | RIOHONDO4A | BURNSSUB8 | FROM_TO | 73521.13 | -0.06255 | 0.031858 | -0.63428 | 0.065571 | 169.1747 | 84.5045 | 0 | 2514.793 | 5733.209 | Competitive | 0 | 0 | 0 | 0 | 0 | 1 | 1 | Non-Competitive | Non-Competitive | Non-Competitive | Non-Competitive | Non-Competitive | 9 | 9 | 9 | 9 | 9 | 9 | 9 | 9 | 9 | 9 | 9 | 9 | 9 | 9 | 9
DRIOHAR5 S104A_1 TO_FROM | DRIOHAR5 | S104A_1 | 174 | 0 | 0 | RIOHONDO4A | BURNSSUB8 | TO_FROM | 73521.13 | -0.02824 | 0.066184 | -0.06557 | 0.63428 | 6.9849 | -144.09 | 0 | 4853.092 | 8763.363 | Competitive | 0 | 0 | 0 | 0 | 0 | 1 | 1 | Non-Competitive | Non-Competitive | Non-Competitive | Non-Competitive | Non-Competitive | 3 | 3 | 3 | 3 | 3 | 3 | 3 | 3 | 3 | 3 | 3 | 3 | 3 | 3 | 3
DRNKW_D5 AIR_NDE_1 FROM_TO | DRNKW_D5 | AIR_NDE_1 | 218 | 4 | 4 | JMCRSTL138 | N_DENT_8 | FROM_TO | 73521.13 | -0.07858 | 0.032788 | -0.28486 | 0.38598 | 497.8347 | 21.2004 | 0 | 772.775 | 8715.44 | Competitive | 0 | 0 | 0 | 0 | 0 | 1 | 1 | Non-Competitive | Non-Competitive | Non-Competitive | Non-Competitive | Non-Competitive | 2 | 4 | 4 | 2 | 4 | 4 | 2 | 4 | 4 | 2 | 4 | 4 | 2 | 4 | 4
DRNKW_D5 AIR_NDE_1 TO_FROM | DRNKW_D5 | AIR_NDE_1 | 218 | 4 | 4 | JMCRSTL138 | N_DENT_8 | TO_FROM | 73521.13 | -0.03279 | 0.078577 | -0.38598 | 0.28486 | 35.5372 | -265.096 | 0 | 4664.74 | 1630.569 | Competitive | 0 | 0 | 1 | 1 | 1 | 1 | 1 | Non-Competitive | Non-Competitive | Competitive | Competitive | Competitive | 10 | 12 | 15 | 10 | 12 | 15 | 0 | 0 | 0 | 0 | 0 | 0 | 0 | 0 | 0
DRNKW_D5 FTW_W_DE_1 FROM_TO | DRNKW_D5 | FTW_W_DE_1 | 350 | 4 | 4 | FTWORTH | W_DENT_8 | FROM_TO | 73521.13 | -0.03645 | 0.015929 | -0.25552 | 0.57393 | 33.4176 | -272.998 | 0 | 2430.785 | 1565.989 | Competitive | 0 | 0 | 1 | 1 | 1 | 1 | 1 | Non-Competitive | Non-Competitive | Competitive | Competitive | Competitive | 32 | 40 | 46 | 32 | 40 | 46 | 0 | 0 | 0 | 0 | 0 | 0 | 0 | 0 | 0
DRNKW_D5 FTW_W_DE_1 TO_FROM | DRNKW_D5 | FTW_W_DE_1 | 350 | 4 | 4 | FTWORTH | W_DENT_8 | TO_FROM | 73521.13 | -0.01593 | 0.036448 | -0.57393 | 0.25552 | 542.1719 | 93.0013 | 0 | 749.752 | 2801.505 | Competitive | 0 | 0 | 0 | 0 | 1 | 1 | 0 | Non-Competitive | Non-Competitive | Non-Competitive | Non-Competitive | Non-Competitive | 0 | 0 | 0 | 0 | 0 | 0 | 0 | 0 | 0 | 0 | 0 | 0 | 0 | 0 | 0
DRNKW_D5 TSL_FTW_1 FROM_TO | DRNKW_D5 | TSL_FTW_1 | 218 | 4 | 4 | TEASLEY138 | FTWORTH | FROM_TO | 73521.13 | -0.03628 | 0.016102 | -0.4259 | 0.39825 | 46.154 | -260.278 | 0 | 2433.744 | 1566.973 | Competitive | 0 | 0 | 1 | 1 | 1 | 1 | 1 | Non-Competitive | Non-Competitive | Competitive | Competitive | Competitive | 32 | 40 | 46 | 32 | 40 | 46 | 0 | 0 | 0 | 0 | 0 | 0 | 0 | 0 | 0
DRNKW_D5 TSL_FTW_1 TO_FROM | DRNKW_D5 | TSL_FTW_1 | 218 | 4 | 4 | TEASLEY138 | FTWORTH | TO_FROM | 73521.13 | -0.0161 | 0.036275 | -0.39825 | 0.4259 | 529.4236 | 80.2814 | 0 | 750.615 | 2804.077 | Competitive | 0 | 0 | 0 | 0 | 1 | 1 | 0 | Non-Competitive | Non-Competitive | Non-Competitive | Non-Competitive | Non-Competitive | 0 | 0 | 0 | 0 | 0 | 0 | 0 | 0 | 0 | 0 | 0 | 0 | 0 | 0 | 0
DRYSFMR5 75__A FROM_TO | DRYSFMR5 | 75__A | 1793 | 2 | 2 | COLLINSS1_5 | ANNASW_5 | FROM_TO | 73521.13 | -0.45405 | 0.01828 | -0.53171 | 0.26721 | 650.4882 | -884.043 | 0 | 760.079 | 3102.8 | Competitive | 0 | 0 | 0 | 0 | 0 | 1 | 1 | Non-Competitive | Non-Competitive | Non-Competitive | Non-Competitive | Non-Competitive | 24 | 27 | 27 | 24 | 27 | 27 | 24 | 27 | 27 | 24 | 27 | 27 | 24 | 27 | 27
DRYSFMR5 75__A TO_FROM | DRYSFMR5 | 75__A | 1793 | 2 | 2 | COLLINSS1_5 | ANNASW_5 | TO_FROM | 73521.13 | -0.01828 | 0.45405 | -0.26721 | 0.53172 | 1759.241 | -473.491 | 0 | 2685.935 | 1124.745 | Competitive | 0 | 1 | 1 | 1 | 1 | 1 | 0 | Non-Competitive | Non-Competitive | Non-Competitive | Non-Competitive | Non-Competitive | 0 | 0 | 0 | 0 | 0 | 0 | 0 | 0 | 0 | 0 | 0 | 0 | 0 | 0 | 0
DRYSFOR5 FORSW_MR3H FROM_TO | DRYSFOR5 | FORSW_MR3H | 750 | 6 | 6 | FRNY1_5 | FORSW3_1 | FROM_TO | 73521.13 | -0.09761 | 0.11326 | -0.36456 | 0.11326 | 818.355 | 305.8861 | 0 | 7651.872 | 9044.498 | Competitive | 0 | 0 | 0 | 0 | 0 | 1 | 1 | Non-Competitive | Non-Competitive | Non-Competitive | Non-Competitive | Non-Competitive | 2 | 2 | 12 | 2 | 2 | 12 | 2 | 2 | 12 | 2 | 2 | 12 | 2 | 2 | 12
DRYSFOR5 FORSW_MR3H TO_FROM | DRYSFOR5 | FORSW_MR3H | 750 | 6 | 6 | FRNY1_5 | FORSW3_1 | TO_FROM | 73521.13 | -0.11326 | 0.097612 | -0.11326 | 0.36456 | -204.14 | -578.084 | 0 | 9044.498 | 7713.353 | Competitive | 0 | 0 | 0 | 0 | 0 | 1 | 1 | Non-Competitive | Non-Competitive | Non-Competitive | Non-Competitive | Non-Competitive | 8 | 13 | 17 | 8 | 13 | 17 | 8 | 13 | 17 | 8 | 13 | 17 | 8 | 13 | 17
DRYSFOR5 FORSW_MR3L FROM_TO | DRYSFOR5 | FORSW_MR3L | 750 | 6 | 6 | FRNY1_8 | FORSW3_1 | FROM_TO | 73521.13 | -0.11326 | 0.097612 | -0.69157 | 0.36456 | -204.14 | -578.084 | 0 | 9044.498 | 7713.353 | Competitive | 0 | 0 | 0 | 0 | 0 | 1 | 1 | Non-Competitive | Non-Competitive | Non-Competitive | Non-Competitive | Non-Competitive | 8 | 13 | 17 | 8 | 13 | 17 | 8 | 13 | 17 | 8 | 13 | 17 | 8 | 13 | 17
DRYSFOR5 FORSW_MR3L TO_FROM | DRYSFOR5 | FORSW_MR3L | 750 | 6 | 6 | FRNY1_8 | FORSW3_1 | TO_FROM | 73521.13 | -0.09761 | 0.11326 | -0.36456 | 0.69157 | 818.355 | 305.8861 | 0 | 7651.872 | 9044.498 | Competitive | 0 | 0 | 0 | 0 | 0 | 1 | 1 | Non-Competitive | Non-Competitive | Non-Competitive | Non-Competitive | Non-Competitive | 2 | 2 | 12 | 2 | 2 | 12 | 2 | 2 | 12 | 2 | 2 | 12 | 2 | 2 | 12
DSALHUT5 431__A FROM_TO | DSALHUT5 | 431__A | 1065 | 2 | 2 | SAND_TXU_5 | BELL_E_5 | FROM_TO | 73521.13 | -0.17144 | 0.23181 | -0.40073 | 0.28385 | 3199.952 | 1096.789 | 0 | 980.722 | 1564.095 | Competitive | 0 | 0 | 1 | 1 | 1 | 0 | 1 | Non-Competitive | Non-Competitive | Non-Competitive | Non-Competitive | Non-Competitive | 56 | 125 | 142 | 56 | 125 | 142 | 56 | 125 | 142 | 56 | 125 | 142 | 56 | 125 | 142
DSALHUT5 431__A TO_FROM | DSALHUT5 | 431__A | 1065 | 2 | 2 | SAND_TXU_5 | BELL_E_5 | TO_FROM | 73521.13 | -0.23181 | 0.17144 | -0.28385 | 0.40073 | 3784.355 | -1071.92 | 0 | 1143.526 | 1082.996 | Competitive | 0 | 1 | 1 | 1 | 1 | 1 | 1 | Non-Competitive | Competitive | Competitive | Competitive | Competitive | 76 | 120 | 183 | 0 | 0 | 0 | 0 | 0 | 0 | 0 | 0 | 0 | 0 | 0 | 0
DSALHUT5 450__A FROM_TO | DSALHUT5 | 450__A | 1072 | 2 | 2 | L_AUSTRO5_1Y | SAND_TXU_5 | FROM_TO | 73521.13 | -0.15398 | 0.17646 | -0.20216 | 0.18923 | 1806.679 | 729.6131 | 0 | 1191.691 | 2204.729 | Competitive | 0 | 0 | 0 | 1 | 1 | 1 | 1 | Non-Competitive | Non-Competitive | Non-Competitive | Competitive | Competitive | 43 | 130 | 152 | 43 | 130 | 152 | 43 | 130 | 152 | 0 | 0 | 0 | 0 | 0 | 0
DSALHUT5 450__A TO_FROM | DSALHUT5 | 450__A | 1072 | 2 | 2 | L_AUSTRO5_1Y | SAND_TXU_5 | TO_FROM | 73521.13 | -0.17646 | 0.15398 | -0.18923 | 0.20216 | 3223.8 | -283.651 | 0 | 1729.836 | 1336.618 | Competitive | 0 | 1 | 1 | 1 | 1 | 1 | 1 | Non-Competitive | Competitive | Competitive | Competitive | Competitive | 74 | 108 | 174 | 0 | 0 | 0 | 0 | 0 | 0 | 0 | 0 | 0 | 0 | 0 | 0
DSALKLN5 630__A FROM_TO | DSALKLN5 | 630__A | 324 | 2 | 2 | BELTON1_8 | BELTONSW1_8 | FROM_TO | 73521.13 | -0.06078 | 0.022674 | -0.81618 | 0.12647 | 691.4492 | 242.1664 | 0 | 732.946 | 2384.771 | Competitive | 0 | 0 | 0 | 1 | 1 | 1 | 1 | Non-Competitive | Non-Competitive | Non-Competitive | Competitive | Competitive | 32 | 35 | 43 | 32 | 35 | 43 | 32 | 35 | 43 | 0 | 0 | 0 | 0 | 0 | 0
DSALKLN5 630__A TO_FROM | DSALKLN5 | 630__A | 324 | 2 | 2 | BELTON1_8 | BELTONSW1_8 | TO_FROM | 73521.13 | -0.02267 | 0.069098 | -0.12647 | 0.81618 | 558.19 | -344.786 | 0 | 857.043 | 788.072 | Competitive | 1 | 1 | 1 | 1 | 1 | 1 | 1 | Competitive | Competitive | Competitive | Competitive | Competitive | 0 | 0 | 0 | 0 | 0 | 0 | 0 | 0 | 0 | 0 | 0 | 0 | 0 | 0 | 0
DSALKLN5 641__B FROM_TO | DSALKLN5 | 641__B | 213 | 2 | 2 | KILLTAFD | KILELMR2_T_8 | FROM_TO | 73521.13 | -0.05114 | 0.018172 | -0.32072 | 0.60055 | 525.7889 | 152.6275 | 0 | 730.911 | 2291.802 | Competitive | 0 | 0 | 0 | 1 | 1 | 1 | 1 | Non-Competitive | Non-Competitive | Non-Competitive | Competitive | Competitive | 32 | 38 | 43 | 32 | 38 | 43 | 32 | 38 | 43 | 0 | 0 | 0 | 0 | 0 | 0
DSALKLN5 641__B TO_FROM | DSALKLN5 | 641__B | 213 | 2 | 2 | KILLTAFD | KILELMR2_T_8 | TO_FROM | 73521.13 | -0.01817 | 0.058052 | -0.60055 | 0.32072 | 512.1458 | -237.863 | 0 | 855.013 | 785.238 | Competitive | 1 | 1 | 1 | 1 | 1 | 1 | 0 | Non-Competitive | Non-Competitive | Non-Competitive | Non-Competitive | Non-Competitive | 0 | 0 | 0 | 0 | 0 | 0 | 0 | 0 | 0 | 0 | 0 | 0 | 0 | 0 | 0
DSAMVEN5 WHTNY_FMR2 FROM_TO | DSAMVEN5 | WHTNY_FMR2 | 75 | 0 | 0 | WHITNEYSW | WHITNEY__8 | FROM_TO | 73521.13 | -0.02777 | 0.79353 | -0.02816 | 0.79968 | 55.3888 | -89.9707 | 0 | 10000 | 10000 | Competitive | 0 | 0 | 0 | 0 | 0 | 1 | 1 | Non-Competitive | Non-Competitive | Non-Competitive | Non-Competitive | Non-Competitive | 2 | 2 | 2 | 2 | 2 | 2 | 2 | 2 | 2 | 2 | 2 | 2 | 2 | 2 | 2
DSAMVEN5 WHTNY_FMR2 TO_FROM | DSAMVEN5 | WHTNY_FMR2 | 75 | 0 | 0 | WHITNEYSW | WHITNEY__8 | TO_FROM | 73521.13 | -0.79353 | 0.027767 | -0.79968 | 0.028161 | 118.7707 | 26.1182 | 0 | 10000 | 10000 | Non-Competi | 0 | 0 | 0 | 0 | 0 | 1 | 1 | Non-Competitive | Non-Competitive | Non-Competitive | Non-Competitive | Non-Competitive | 2 | 2 | 2 | 2 | 2 | 2 | 2 | 2 | 2 | 2 | 2 | 2 | 2 | 2 | 2
DSC_SL28 CO_WAS84_A FROM_TO | DSC_SL28 | CO_WAS84_A | 216 | 0 | 0 | CONIAL__138X | WABURN__138B | FROM_TO | 73521.13 | -0.0545 | 0.20768 | -0.46086 | 0.24337 | 237.6082 | -190.317 | 0 | 3995.114 | 2789.439 | Competitive | 0 | 0 | 0 | 0 | 1 | 1 | 1 | Non-Competitive | Non-Competitive | Non-Competitive | Non-Competitive | Competitive | 21 | 28 | 28 | 21 | 28 | 28 | 21 | 28 | 28 | 21 | 28 | 28 | 0 | 0 | 0
DSC_SL28 CO_WAS84_A TO_FROM | DSC_SL28 | CO_WAS84_A | 216 | 0 | 0 | CONIAL__138X | WABURN__138B | TO_FROM | 73521.13 | -0.20768 | 0.054503 | -0.24337 | 0.46086 | 242.4686 | -103.537 | 0 | 2791.504 | 3995.114 | Competitive | 0 | 0 | 0 | 0 | 0 | 1 | 1 | Non-Competitive | Non-Competitive | Non-Competitive | Non-Competitive | Non-Competitive | 14 | 18 | 22 | 14 | 18 | 22 | 14 | 18 | 22 | 14 | 18 | 22 | 14 | 18 | 22
DSC_SL28 TLRWAS84_A FROM_TO | DSC_SL28 | TLRWAS84_A | 216 | 0 | 0 | TAYLOR__8010 | WABURN__138B | FROM_TO | 73521.13 | -0.20759 | 0.0546 | -0.53904 | 0.35415 | 249.5724 | -96.4365 | 0 | 2789.723 | 3997.116 | Competitive | 0 | 0 | 0 | 0 | 0 | 1 | 1 | Non-Competitive | Non-Competitive | Non-Competitive | Non-Competitive | Non-Competitive | 14 | 18 | 22 | 14 | 18 | 22 | 14 | 18 | 22 | 14 | 18 | 22 | 14 | 18 | 22
DSC_SL28 TLRWAS84_A TO_FROM | DSC_SL28 | TLRWAS84_A | 216 | 0 | 0 | TAYLOR__8010 | WABURN__138B | TO_FROM | 73521.13 | -0.0546 | 0.20759 | -0.35415 | 0.53904 | 230.4993 | -197.417 | 0 | 3997.116 | 2787.653 | Competitive | 0 | 0 | 0 | 0 | 1 | 1 | 1 | Non-Competitive | Non-Competitive | Non-Competitive | Non-Competitive | Competitive | 21 | 28 | 28 | 21 | 28 | 28 | 21 | 28 | 28 | 21 | 28 | 28 | 0 | 0 | 0
DSHREVR5 EVRSW_MR3L FROM_TO | DSHREVR5 | EVRSW_MR3L | 750 | 7 | 7 | EVRMAN_A8 | EVRSW3_1 | FROM_TO | 73521.13 | -0.02016 | 0.1378 | -0.82297 | 0.2501 | -262.1 | -546.86 | 0 | 10000 | 910.572 | Competitive | 1 | 1 | 1 | 1 | 1 | 1 | 1 | Competitive | Competitive | Competitive | Competitive | Competitive | 0 | 0 | 0 | 0 | 0 | 0 | 0 | 0 | 0 | 0 | 0 | 0 | 0 | 0 | 0
DSHREVR5 EVRSW_MR3L TO_FROM | DSHREVR5 | EVRSW_MR3L | 750 | 7 | 7 | EVRMAN_A8 | EVRSW3_1 | TO_FROM | 73521.13 | -0.1378 | 0.02016 | -0.2501 | 0.82297 | 691.3668 | 431.6229 | 0 | 847.721 | 10000 | Competitive | 0 | 0 | 0 | 0 | 0 | 1 | 1 | Non-Competitive | Non-Competitive | Non-Competitive | Non-Competitive | Non-Competitive | 3 | 3 | 3 | 3 | 3 | 3 | 3 | 3 | 3 | 3 | 3 | 3 | 3 | 3 | 3
DSKYCAL5 CAGNON_MR4L FROM_TO | DSKYCAL5 | CAGNON_MR4L | 600 | 0 | 0 | CAGNON3_8 | CAGSTAR4 | FROM_TO | 73521.13 | -0.05994 | 0.14683 | -0.09807 | 0.21013 | -204.813 | -580.211 | 0 | 9481.108 | 10000 | Competitive | 0 | 0 | 0 | 0 | 0 | 1 | 1 | Non-Competitive | Non-Competitive | Non-Competitive | Non-Competitive | Non-Competitive | 5 | 5 | 5 | 5 | 5 | 5 | 5 | 5 | 5 | 5 | 5 | 5 | 5 | 5 | 5
DSKYCAL5 CAGNON_MR4L TO_FROM | DSKYCAL5 | CAGNON_MR4L | 600 | 0 | 0 | CAGNON3_8 | CAGSTAR4 | TO_FROM | 73521.13 | -0.14683 | 0.059937 | -0.21013 | 0.098067 | 686.1126 | 509.6788 | 0 | 6787.942 | 9496.2 | Competitive | 0 | 0 | 0 | 0 | 0 | 1 | 1 | Non-Competitive | Non-Competitive | Non-Competitive | Non-Competitive | Non-Competitive | 15 | 15 | 44 | 15 | 15 | 44 | 15 | 15 | 44 | 15 | 15 | 44 | 15 | 15 | 44
DSKYCAL5 N5_U3_1 FROM_TO | DSKYCAL5 | N5_U3_1 | 1195 | 0 | 0 | SPRUCE | VON_ROSE | FROM_TO | 73521.13 | -0.59419 | 0.11908 | -0.59419 | 0.11908 | 563.8853 | 53.9385 | 0 | 4285.561 | 9981.075 | Competitive | 0 | 0 | 0 | 0 | 0 | 1 | 1 | Non-Competitive | Non-Competitive | Non-Competitive | Non-Competitive | Non-Competitive | 18 | 18 | 18 | 18 | 18 | 18 | 18 | 18 | 18 | 18 | 18 | 18 | 18 | 18 | 18
DSKYCAL5 N5_U3_1 TO_FROM | DSKYCAL5 | N5_U3_1 | 1195 | 0 | 0 | SPRUCE | VON_ROSE | TO_FROM | 73521.13 | -0.11908 | 0.59419 | -0.11908 | 0.59419 | 584.0745 | -378.099 | 0 | 9607.65 | 4654.462 | Competitive | 0 | 0 | 0 | 0 | 0 | 1 | 1 | Non-Competitive | Non-Competitive | Non-Competitive | Non-Competitive | Non-Competitive | 5 | 14 | 40 | 5 | 14 | 40 | 5 | 14 | 40 | 5 | 14 | 40 | 5 | 14 | 40
DSKYCAL5 PAWNEE_SPRUCE_1 FROM_TO | DSKYCAL5 | PAWNEE_SPRUCE_1 | 1129 | 0 | 0 | SPRUCE | PAWNEESW5 | FROM_TO | 73521.13 | -0.23634 | 0.18216 | -0.36119 | 0.18216 | 2137.988 | -362.774 | 0 | 4379.941 | 1342.65 | Competitive | 0 | 1 | 1 | 1 | 1 | 1 | 1 | Non-Competitive | Competitive | Competitive | Competitive | Competitive | 13 | 39 | 80 | 0 | 0 | 0 | 0 | 0 | 0 | 0 | 0 | 0 | 0 | 0 | 0
DSKYCAL5 PAWNEE_SPRUCE_1 TO_FROM | DSKYCAL5 | PAWNEE_SPRUCE_1 | 1129 | 0 | 0 | SPRUCE | PAWNEESW5 | TO_FROM | 73521.13 | -0.18216 | 0.23634 | -0.18216 | 0.36119 | 1444.349 | -1116.39 | 0 | 993.399 | 5124.071 | Competitive | 0 | 0 | 0 | 0 | 0 | 1 | 1 | Non-Competitive | Non-Competitive | Non-Competitive | Non-Competitive | Non-Competitive | 28 | 69 | 138 | 28 | 69 | 138 | 28 | 69 | 138 | 28 | 69 | 138 | 28 | 69 | 138
DSKYCAL5 R5_U3_1 FROM_TO | DSKYCAL5 | R5_U3_1 | 1195 | 0 | 0 | CAGNON_5 | VON_ROSE | FROM_TO | 73521.13 | -0.40581 | 0.066542 | -0.40581 | 0.13605 | 256.1591 | -378.099 | 0 | 4770.8 | 8505.097 | Competitive | 0 | 0 | 0 | 0 | 0 | 1 | 1 | Non-Competitive | Non-Competitive | Non-Competitive | Non-Competitive | Non-Competitive | 8 | 8 | 17 | 8 | 8 | 17 | 8 | 8 | 17 | 8 | 8 | 17 | 8 | 8 | 17
DSKYCAL5 R5_U3_1 TO_FROM | DSKYCAL5 | R5_U3_1 | 1195 | 0 | 0 | CAGNON_5 | VON_ROSE | TO_FROM | 73521.13 | -0.05134 | 0.40581 | -0.13605 | 0.40581 | 787.5025 | 53.9385 | 0 | 8314.984 | 8932.455 | Competitive | 0 | 0 | 0 | 0 | 0 | 1 | 1 | Non-Competitive | Non-Competitive | Non-Competitive | Non-Competitive | Non-Competitive | 15 | 16 | 16 | 15 | 16 | 16 | 15 | 16 | 16 | 15 | 16 | 16 | 15 | 16 | 16
DSKYMAR5 361T361_1 FROM_TO | DSKYMAR5 | 361T361_1 | 358 | 2 | 2 | L_SCHERT8_1Y | L_PARKWA8_1Y | FROM_TO | 73521.13 | -0.11105 | 0.017005 | -0.3808 | 0.49072 | 702.8025 | 315.1217 | 0 | 918.297 | 9798.582 | Competitive | 0 | 0 | 0 | 0 | 0 | 1 | 1 | Non-Competitive | Non-Competitive | Non-Competitive | Non-Competitive | Non-Competitive | 20 | 20 | 20 | 20 | 20 | 20 | 20 | 20 | 20 | 20 | 20 | 20 | 20 | 20 | 20
DSKYMAR5 361T361_1 TO_FROM | DSKYMAR5 | 361T361_1 | 358 | 2 | 2 | L_SCHERT8_1Y | L_PARKWA8_1Y | TO_FROM | 73521.13 | -0.01701 | 0.11105 | -0.49072 | 0.3808 | 142.6323 | -257.234 | 0 | 9588.353 | 1029.307 | Competitive | 0 | 1 | 1 | 1 | 1 | 1 | 0 | Non-Competitive | Non-Competitive | Non-Competitive | Non-Competitive | Non-Competitive | 0 | 0 | 0 | 0 | 0 | 0 | 0 | 0 | 0 | 0 | 0 | 0 | 0 | 0 | 0
DSKYSPR5 CAGNON_MR3L FROM_TO | DSKYSPR5 | CAGNON_MR3L | 600 | 2 | 2 | CAGNON1_8 | CAGSTAR3 | FROM_TO | 73521.13 | -0.09934 | 0.14168 | -0.11508 | 0.20256 | -119.475 | -609.146 | 0 | 9611.577 | 7399.839 | Competitive | 0 | 0 | 0 | 0 | 0 | 1 | 1 | Non-Competitive | Non-Competitive | Non-Competitive | Non-Competitive | Non-Competitive | 7 | 7 | 20 | 7 | 7 | 20 | 7 | 7 | 20 | 7 | 7 | 20 | 7 | 7 | 20
DSKYSPR5 CAGNON_MR3L TO_FROM | DSKYSPR5 | CAGNON_MR3L | 600 | 2 | 2 | CAGNON1_8 | CAGSTAR3 | TO_FROM | 73521.13 | -0.14168 | 0.099338 | -0.20256 | 0.11508 | 814.3197 | 435.2209 | 0 | 6256.127 | 9621.747 | Competitive | 0 | 0 | 0 | 0 | 0 | 1 | 1 | Non-Competitive | Non-Competitive | Non-Competitive | Non-Competitive | Non-Competitive | 15 | 15 | 15 | 15 | 15 | 15 | 15 | 15 | 15 | 15 | 15 | 15 | 15 | 15 | 15
DSKYSPR5 CAGNON_MR4H FROM_TO | DSKYSPR5 | CAGNON_MR4H | 600 | 2 | 2 | CAGNON_5 | CAGSTAR4 | FROM_TO | 73521.13 | -0.14403 | 0.099649 | -0.88917 | 0.11485 | 819.2801 | 438.9244 | 0 | 6253.036 | 9630.905 | Competitive | 0 | 0 | 0 | 0 | 0 | 1 | 1 | Non-Competitive | Non-Competitive | Non-Competitive | Non-Competitive | Non-Competitive | 15 | 15 | 15 | 15 | 15 | 15 | 15 | 15 | 15 | 15 | 15 | 15 | 15 | 15 | 15
DSKYSPR5 CAGNON_MR4H TO_FROM | DSKYSPR5 | CAGNON_MR4H | 600 | 2 | 2 | CAGNON_5 | CAGSTAR4 | TO_FROM | 73521.13 | -0.09965 | 0.14403 | -0.11485 | 0.88917 | -119.232 | -613.309 | 0 | 9621.01 | 7403.904 | Competitive | 0 | 0 | 0 | 0 | 0 | 1 | 1 | Non-Competitive | Non-Competitive | Non-Competitive | Non-Competitive | Non-Competitive | 7 | 7 | 20 | 7 | 7 | 20 | 7 | 7 | 20 | 7 | 7 | 20 | 7 | 7 | 20
DSKYSPR5 CAGNON_MR4L FROM_TO | DSKYSPR5 | CAGNON_MR4L | 600 | 2 | 2 | CAGNON3_8 | CAGSTAR4 | FROM_TO | 73521.13 | -0.09965 | 0.14403 | -0.11485 | 0.20408 | -119.232 | -613.309 | 0 | 9621.01 | 7403.904 | Competitive | 0 | 0 | 0 | 0 | 0 | 1 | 1 | Non-Competitive | Non-Competitive | Non-Competitive | Non-Competitive | Non-Competitive | 7 | 7 | 20 | 7 | 7 | 20 | 7 | 7 | 20 | 7 | 7 | 20 | 7 | 7 | 20
DSKYSPR5 CAGNON_MR4L TO_FROM | DSKYSPR5 | CAGNON_MR4L | 600 | 2 | 2 | CAGNON3_8 | CAGSTAR4 | TO_FROM | 73521.13 | -0.14403 | 0.099649 | -0.20408 | 0.11485 | 819.2801 | 438.9244 | 0 | 6253.036 | 9630.905 | Competitive | 0 | 0 | 0 | 0 | 0 | 1 | 1 | Non-Competitive | Non-Competitive | Non-Competitive | Non-Competitive | Non-Competitive | 15 | 15 | 15 | 15 | 15 | 15 | 15 | 15 | 15 | 15 | 15 | 15 | 15 | 15 | 15
DSNDBCE5 630__A FROM_TO | DSNDBCE5 | 630__A | 324 | 2 | 2 | BELTON1_8 | BELTONSW1_8 | FROM_TO | 73521.13 | -0.02165 | 0.024902 | -0.7678 | 0.16689 | 177.324 | -38.7252 | 0 | 5342.401 | 1886.023 | Competitive | 0 | 0 | 1 | 1 | 1 | 1 | 1 | Non-Competitive | Non-Competitive | Competitive | Competitive | Competitive | 3 | 3 | 3 | 3 | 3 | 3 | 0 | 0 | 0 | 0 | 0 | 0 | 0 | 0 | 0
DSNDBCE5 630__A TO_FROM | DSNDBCE5 | 630__A | 324 | 2 | 2 | BELTON1_8 | BELTONSW1_8 | TO_FROM | 73521.13 | -0.0249 | 0.021651 | -0.16689 | 0.7678 | 206.1202 | -146.895 | 0 | 915.083 | 5342.401 | Competitive | 0 | 0 | 0 | 0 | 0 | 1 | 1 | Non-Competitive | Non-Competitive | Non-Competitive | Non-Competitive | Non-Competitive | 5 | 5 | 7 | 5 | 5 | 7 | 5 | 5 | 7 | 5 | 5 | 7 | 5 | 5 | 7
DSNDBCE5 SEA_AAT1 FROM_TO | DSNDBCE5 | SEA_AAT1 | 60 | 2 | 2 | SEATON9 | SEATON8 | FROM_TO | 73521.13 | -0.00282 | 0.010836 | -0.04924 | 0.58959 | -8.4055 | -32.121 | 0 | 8377.452 | 1658.137 | Competitive | 0 | 0 | 1 | 1 | 1 | 1 | 0 | Non-Competitive | Non-Competitive | Non-Competitive | Non-Competitive | Non-Competitive | 0 | 0 | 0 | 0 | 0 | 0 | 0 | 0 | 0 | 0 | 0 | 0 | 0 | 0 | 0
DSNDBCE5 SEA_AAT1 TO_FROM | DSNDBCE5 | SEA_AAT1 | 60 | 2 | 2 | SEATON9 | SEATON8 | TO_FROM | 73521.13 | -0.01084 | 0.002817 | -0.58959 | 0.049236 | 54.1468 | 12.4296 | 0 | 844.092 | 10000 | Competitive | 0 | 0 | 0 | 0 | 0 | 1 | 0 | Non-Competitive | Non-Competitive | Non-Competitive | Non-Competitive | Non-Competitive | 0 | 0 | 0 | 0 | 0 | 0 | 0 | 0 | 0 | 0 | 0 | 0 | 0 | 0 | 0
DSNDTMP5 HRN_NAT1 FROM_TO | DSNDTMP5 | HRN_NAT1 | 100 | 0 | 0 | HEARNE9 | HEARNE8 | FROM_TO | 73521.13 | -0.00687 | 0.004622 | -0.15721 | 0.4815 | 1.6667 | -52.9509 | 0 | 4117.591 | 9235.11 | Competitive | 0 | 0 | 0 | 0 | 0 | 1 | 0 | Non-Competitive | Non-Competitive | Non-Competitive | Non-Competitive | Non-Competitive | 0 | 0 | 0 | 0 | 0 | 0 | 0 | 0 | 0 | 0 | 0 | 0 | 0 | 0 | 0
DSNDTMP5 HRN_NAT1 TO_FROM | DSNDTMP5 | HRN_NAT1 | 100 | 0 | 0 | HEARNE9 | HEARNE8 | TO_FROM | 73521.13 | -0.00462 | 0.009338 | -0.4815 | 0.15721 | 75.9187 | 23.5456 | 0 | 8207.813 | 4182.84 | Competitive | 0 | 0 | 0 | 0 | 0 | 1 | 0 | Non-Competitive | Non-Competitive | Non-Competitive | Non-Competitive | Non-Competitive | 0 | 0 | 0 | 0 | 0 | 0 | 0 | 0 | 0 | 0 | 0 | 0 | 0 | 0 | 0
DSNGZEN5 BETHK_66_A FROM_TO | DSNGZEN5 | BETHK_66_A | 182 | 2 | 2 | BETKA___138A | HOCKLY__138D | FROM_TO | 73521.13 | -0.01627 | 0.026948 | -0.26438 | 0.71171 | 72.9441 | -46.6114 | 0 | 3444.394 | 1433.847 | Competitive | 0 | 1 | 1 | 1 | 1 | 1 | 0 | Non-Competitive | Non-Competitive | Non-Competitive | Non-Competitive | Non-Competitive | 0 | 0 | 0 | 0 | 0 | 0 | 0 | 0 | 0 | 0 | 0 | 0 | 0 | 0 | 0
DSNGZEN5 BETHK_66_A TO_FROM | DSNGZEN5 | BETHK_66_A | 182 | 2 | 2 | BETKA___138A | HOCKLY__138D | TO_FROM | 73521.13 | -0.02695 | 0.016269 | -0.71171 | 0.26438 | 523.9755 | 177.5937 | 0 | 1173.067 | 3599.897 | Competitive | 0 | 0 | 0 | 0 | 0 | 1 | 1 | Non-Competitive | Non-Competitive | Non-Competitive | Non-Competitive | Non-Competitive | 12 | 12 | 16 | 12 | 12 | 16 | 12 | 12 | 16 | 12 | 12 | 16 | 12 | 12 | 16
DSNGZEN5 HK_TB_66_A FROM_TO | DSNGZEN5 | HK_TB_66_A | 216 | 2 | 2 | HOCKLY__138D | TOMBAL668070 | FROM_TO | 73521.13 | -0.02706 | 0.048332 | -0.10895 | 0.41068 | 211.8099 | -76.4936 | 0 | 2508.631 | 1295.652 | Competitive | 0 | 1 | 1 | 1 | 1 | 1 | 1 | Non-Competitive | Competitive | Competitive | Competitive | Competitive | 5 | 9 | 15 | 0 | 0 | 0 | 0 | 0 | 0 | 0 | 0 | 0 | 0 | 0 | 0
DSNGZEN5 HK_TB_66_A TO_FROM | DSNGZEN5 | HK_TB_66_A | 216 | 2 | 2 | HOCKLY__138D | TOMBAL668070 | TO_FROM | 73521.13 | -0.04833 | 0.027058 | -0.41068 | 0.10895 | 543.9079 | -77.0085 | 0 | 1252.523 | 2519.254 | Competitive | 0 | 0 | 0 | 0 | 1 | 1 | 1 | Non-Competitive | Non-Competitive | Non-Competitive | Non-Competitive | Competitive | 18 | 18 | 18 | 18 | 18 | 18 | 18 | 18 | 18 | 18 | 18 | 18 | 0 | 0 | 0
DSNGZEN5 KDLKG_75_A FROM_TO | DSNGZEN5 | KDLKG_75_A | 1677 | 2 | 2 | KING____345A | KUYDAL755010 | FROM_TO | 73521.13 | -0.21312 | 0.18762 | -0.57176 | 0.19181 | 1617.967 | 414.1398 | 0 | 2331.462 | 1728.438 | Competitive | 0 | 0 | 1 | 1 | 1 | 1 | 1 | Non-Competitive | Non-Competitive | Competitive | Competitive | Competitive | 62 | 134 | 147 | 62 | 134 | 147 | 0 | 0 | 0 | 0 | 0 | 0 | 0 | 0 | 0
DSNGZEN5 KDLKG_75_A TO_FROM | DSNGZEN5 | KDLKG_75_A | 1677 | 2 | 2 | KING____345A | KUYDAL755010 | TO_FROM | 73521.13 | -0.18762 | 0.21312 | -0.19181 | 0.57176 | 4447.013 | 700.2189 | 0 | 1413.343 | 2409.027 | Competitive | 0 | 0 | 0 | 1 | 1 | 1 | 1 | Non-Competitive | Non-Competitive | Non-Competitive | Competitive | Competitive | 85 | 90 | 131 | 85 | 90 | 131 | 85 | 90 | 131 | 0 | 0 | 0 | 0 | 0 | 0
DSNGZEN5 SNGTB_74_A FROM_TO | DSNGZEN5 | SNGTB_74_A | 1924 | 2 | 2 | SNGLTN_345 | TOMBAL__345B | FROM_TO | 73521.13 | -0.17868 | 0.19261 | -0.38369 | 0.20236 | 5367.283 | 1143.072 | 0 | 1429.667 | 2458.75 | Competitive | 0 | 0 | 0 | 1 | 1 | 1 | 1 | Non-Competitive | Non-Competitive | Non-Competitive | Competitive | Competitive | 85 | 85 | 146 | 85 | 85 | 146 | 85 | 85 | 146 | 0 | 0 | 0 | 0 | 0 | 0
DSNGZEN5 SNGTB_74_A TO_FROM | DSNGZEN5 | SNGTB_74_A | 1924 | 2 | 2 | SNGLTN_345 | TOMBAL__345B | TO_FROM | 73521.13 | -0.19261 | 0.17868 | -0.20236 | 0.38369 | 1535.466 | 268.3787 | 0 | 2369.821 | 1759.96 | Competitive | 0 | 0 | 1 | 1 | 1 | 1 | 1 | Non-Competitive | Non-Competitive | Competitive | Competitive | Competitive | 62 | 134 | 153 | 62 | 134 | 153 | 0 | 0 | 0 | 0 | 0 | 0 | 0 | 0 | 0
DSNG_TB5 230__A FROM_TO | DSNG_TB5 | 230__A | 1065 | 2 | 2 | JEWETT_S5 | RAT_SNAKE_5 | FROM_TO | 73521.13 | -0.21459 | 0.10218 | -0.22858 | 0.1751 | 1117.46 | -223.58 | 0 | 2624.91 | 4002.137 | Competitive | 0 | 0 | 0 | 0 | 0 | 1 | 1 | Non-Competitive | Non-Competitive | Non-Competitive | Non-Competitive | Non-Competitive | 6 | 6 | 103 | 6 | 6 | 103 | 6 | 6 | 103 | 6 | 6 | 103 | 6 | 6 | 103
DSNG_TB5 230__A TO_FROM | DSNG_TB5 | 230__A | 1065 | 2 | 2 | JEWETT_S5 | RAT_SNAKE_5 | TO_FROM | 73521.13 | -0.10218 | 0.21459 | -0.1751 | 0.22858 | 938.1641 | -345.973 | 0 | 3371.91 | 2651.587 | Competitive | 0 | 0 | 0 | 0 | 1 | 1 | 1 | Non-Competitive | Non-Competitive | Non-Competitive | Non-Competitive | Competitive | 92 | 92 | 97 | 92 | 92 | 97 | 92 | 92 | 97 | 92 | 92 | 97 | 0 | 0 | 0
DSNG_TB5 GT_MID90_A FROM_TO | DSNG_TB5 | GT_MID90_A | 229 | 2 | 2 | GARROT__138B | 47708 | FROM_TO | 73521.13 | -0.09966 | 0.099655 | -0.5258 | 0.18005 | 468.0164 | -48.4341 | 0 | 6261.967 | 2549.557 | Competitive | 0 | 0 | 0 | 0 | 1 | 1 | 1 | Non-Competitive | Non-Competitive | Non-Competitive | Non-Competitive | Competitive | 30 | 44 | 64 | 30 | 44 | 64 | 30 | 44 | 64 | 30 | 44 | 64 | 0 | 0 | 0
DSNG_TB5 GT_MID90_A TO_FROM | DSNG_TB5 | GT_MID90_A | 229 | 2 | 2 | GARROT__138B | 47708 | TO_FROM | 73521.13 | -0.09965 | 0.099658 | -0.18005 | 0.5258 | 232.436 | -239.145 | 0 | 2546.156 | 6261.967 | Competitive | 0 | 0 | 0 | 0 | 0 | 1 | 1 | Non-Competitive | Non-Competitive | Non-Competitive | Non-Competitive | Non-Competitive | 7 | 11 | 11 | 7 | 11 | 11 | 7 | 11 | 11 | 7 | 11 | 11 | 7 | 11 | 11
DSNG_TB5 SNGZEN98_A FROM_TO | DSNG_TB5 | SNGZEN98_A | 1435 | 2 | 2 | SNGLTN_345 | Zenith__345A | FROM_TO | 73521.13 | -0.17932 | 0.18838 | -0.19141 | 0.19797 | 4932.669 | 716.866 | 0 | 1475.124 | 2318.53 | Competitive | 0 | 0 | 0 | 1 | 1 | 1 | 1 | Non-Competitive | Non-Competitive | Non-Competitive | Competitive | Competitive | 85 | 99 | 150 | 85 | 99 | 150 | 85 | 99 | 150 | 0 | 0 | 0 | 0 | 0 | 0
DSNG_TB5 SNGZEN98_A TO_FROM | DSNG_TB5 | SNGZEN98_A | 1435 | 2 | 2 | SNGLTN_345 | Zenith__345A | TO_FROM | 73521.13 | -0.18838 | 0.17932 | -0.19797 | 0.19141 | 2009.225 | 747.0983 | 0 | 2228.96 | 1829.095 | Competitive | 0 | 0 | 1 | 1 | 1 | 1 | 1 | Non-Competitive | Non-Competitive | Competitive | Competitive | Competitive | 43 | 130 | 149 | 43 | 130 | 149 | 0 | 0 | 0 | 0 | 0 | 0 | 0 | 0 | 0
DSNG_TB5 SNGZEN99_A FROM_TO | DSNG_TB5 | SNGZEN99_A | 1435 | 2 | 2 | SNGLTN_345 | Zenith__345A | FROM_TO | 73521.13 | -0.17939 | 0.18845 | -0.19149 | 0.19804 | 4934.596 | 717.1456 | 0 | 1475.125 | 2318.528 | Competitive | 0 | 0 | 0 | 1 | 1 | 1 | 1 | Non-Competitive | Non-Competitive | Non-Competitive | Competitive | Competitive | 85 | 99 | 150 | 85 | 99 | 150 | 85 | 99 | 150 | 0 | 0 | 0 | 0 | 0 | 0
DSNG_TB5 SNGZEN99_A TO_FROM | DSNG_TB5 | SNGZEN99_A | 1435 | 2 | 2 | SNGLTN_345 | Zenith__345A | TO_FROM | 73521.13 | -0.18845 | 0.17939 | -0.19805 | 0.19149 | 2010.01 | 747.3883 | 0 | 2228.958 | 1829.096 | Competitive | 0 | 0 | 1 | 1 | 1 | 1 | 1 | Non-Competitive | Non-Competitive | Competitive | Competitive | Competitive | 43 | 130 | 149 | 43 | 130 | 149 | 0 | 0 | 0 | 0 | 0 | 0 | 0 | 0 | 0
DSTEXP12 357T544_1 FROM_TO | DSTEXP12 | 357T544_1 | 38 | 0 | 0 | L_COLUMB9_1Y | L_STAFHI9_1Y | FROM_TO | 73521.13 | -0.02195 | 0.015777 | -0.60118 | 0.30052 | 133.4571 | -40.6697 | 0 | 5506.628 | 2520.545 | Competitive | 0 | 0 | 0 | 0 | 1 | 1 | 1 | Non-Competitive | Non-Competitive | Non-Competitive | Non-Competitive | Competitive | 6 | 7 | 7 | 6 | 7 | 7 | 6 | 7 | 7 | 6 | 7 | 7 | 0 | 0 | 0
DSTEXP12 357T544_1 TO_FROM | DSTEXP12 | 357T544_1 | 38 | 0 | 0 | L_COLUMB9_1Y | L_STAFHI9_1Y | TO_FROM | 73521.13 | -0.01578 | 0.021951 | -0.30052 | 0.60118 | 71.2554 | -55.8537 | 0 | 2486.973 | 5543.671 | Competitive | 0 | 0 | 0 | 0 | 0 | 1 | 0 | Non-Competitive | Non-Competitive | Non-Competitive | Non-Competitive | Non-Competitive | 0 | 0 | 0 | 0 | 0 | 0 | 0 | 0 | 0 | 0 | 0 | 0 | 0 | 0 | 0
DSTEXP12 BLESSI_LOLITA1_1 FROM_TO | DSTEXP12 | BLESSI_LOLITA1_1 | 211 | 0 | 0 | BLESSING4A | LOLITA4A | FROM_TO | 73521.13 | -0.30529 | 0.048276 | -0.41939 | 0.13192 | 815.1537 | -155.139 | 0 | 1801.938 | 5903.865 | Competitive | 0 | 0 | 0 | 0 | 0 | 1 | 1 | Non-Competitive | Non-Competitive | Non-Competitive | Non-Competitive | Non-Competitive | 12 | 12 | 31 | 12 | 12 | 31 | 12 | 12 | 31 | 12 | 12 | 31 | 12 | 12 | 31
DSTEXP12 BLESSI_LOLITA1_1 TO_FROM | DSTEXP12 | BLESSI_LOLITA1_1 | 211 | 0 | 0 | BLESSING4A | LOLITA4A | TO_FROM | 73521.13 | -0.04828 | 0.30529 | -0.13192 | 0.41939 | 479.9043 | -320.766 | 0 | 5587.002 | 1946.428 | Competitive | 0 | 0 | 1 | 1 | 1 | 1 | 1 | Non-Competitive | Non-Competitive | Competitive | Competitive | Competitive | 14 | 30 | 36 | 14 | 30 | 36 | 0 | 0 | 0 | 0 | 0 | 0 | 0 | 0 | 0
DSTEXP12 HAMILT_MAVERI1_1 FROM_TO | DSTEXP12 | HAMILT_MAVERI1_1 | 122 | 0 | 0 | HAMILTN4 | MAVERICK4A | FROM_TO | 73521.13 | -0.02996 | 0.20874 | -0.53419 | 0.20874 | 298.7395 | -44.5447 | 0 | 4278.94 | 2205.575 | Non-Competi | 0 | 0 | 0 | 1 | 1 | 1 | 1 | Non-Competitive | Non-Competitive | Non-Competitive | Competitive | Competitive | 29 | 29 | 29 | 29 | 29 | 29 | 29 | 29 | 29 | 0 | 0 | 0 | 0 | 0 | 0
DSTEXP12 HAMILT_MAVERI1_1 TO_FROM | DSTEXP12 | HAMILT_MAVERI1_1 | 122 | 0 | 0 | HAMILTN4 | MAVERICK4A | TO_FROM | 73521.13 | -0.20874 | 0.45606 | -0.20874 | 0.53419 | 156.9246 | -121.089 | 0 | 8883.629 | 10000 | Competitive | 0 | 0 | 0 | 0 | 0 | 1 | 1 | Non-Competitive | Non-Competitive | Non-Competitive | Non-Competitive | Non-Competitive | 2 | 2 | 2 | 2 | 2 | 2 | 2 | 2 | 2 | 2 | 2 | 2 | 2 | 2 | 2
DSTPDOW5 CKT_3124_1 FROM_TO | DSTPDOW5 | CKT_3124_1 | 1200 | 2 | 2 | SO_TEX__345A | HILLJE__345A | FROM_TO | 73521.13 | -0.05335 | 0.23036 | -0.20311 | 0.23036 | 1953.248 | 560.7801 | 0 | 1439.035 | 2562.534 | Competitive | 0 | 0 | 0 | 0 | 1 | 1 | 1 | Non-Competitive | Non-Competitive | Non-Competitive | Non-Competitive | Competitive | 74 | 96 | 128 | 74 | 96 | 128 | 74 | 96 | 128 | 74 | 96 | 128 | 0 | 0 | 0
DSTPDOW5 CKT_3124_1 TO_FROM | DSTPDOW5 | CKT_3124_1 | 1200 | 2 | 2 | SO_TEX__345A | HILLJE__345A | TO_FROM | 73521.13 | -0.23036 | 0.053354 | -0.23036 | 0.20311 | 1354.278 | -1140.8 | 0 | 2558.476 | 1795.158 | Competitive | 0 | 0 | 1 | 1 | 1 | 1 | 1 | Non-Competitive | Non-Competitive | Competitive | Competitive | Competitive | 31 | 42 | 70 | 31 | 42 | 70 | 0 | 0 | 0 | 0 | 0 | 0 | 0 | 0 | 0
DSTPELM5 BLESSI_LOLITA1_1 FROM_TO | DSTPELM5 | BLESSI_LOLITA1_1 | 211 | 2 | 2 | BLESSING4A | LOLITA4A | FROM_TO | 73521.13 | -0.30524 | 0.053388 | -0.4182 | 0.13783 | 956.7934 | -241.972 | 0 | 1841.8 | 5439.316 | Competitive | 0 | 0 | 0 | 0 | 0 | 1 | 1 | Non-Competitive | Non-Competitive | Non-Competitive | Non-Competitive | Non-Competitive | 12 | 12 | 31 | 12 | 12 | 31 | 12 | 12 | 31 | 12 | 12 | 31 | 12 | 12 | 31
DSTPELM5 BLESSI_LOLITA1_1 TO_FROM | DSTPELM5 | BLESSI_LOLITA1_1 | 211 | 2 | 2 | BLESSING4A | LOLITA4A | TO_FROM | 73521.13 | -0.05339 | 0.30524 | -0.13783 | 0.4182 | 611.0254 | -347.784 | 0 | 5122.908 | 2015.358 | Competitive | 0 | 0 | 0 | 1 | 1 | 1 | 1 | Non-Competitive | Non-Competitive | Non-Competitive | Competitive | Competitive | 76 | 102 | 121 | 76 | 102 | 121 | 76 | 102 | 121 | 0 | 0 | 0 | 0 | 0 | 0
DSTPHLJ5 BLESSI_LOLITA1_1 FROM_TO | DSTPHLJ5 | BLESSI_LOLITA1_1 | 211 | 2 | 2 | BLESSING4A | LOLITA4A | FROM_TO | 73521.13 | -0.30483 | 0.050513 | -0.41845 | 0.13484 | 868.7173 | -188.935 | 0 | 1796.616 | 5830.279 | Competitive | 0 | 0 | 0 | 0 | 0 | 1 | 1 | Non-Competitive | Non-Competitive | Non-Competitive | Non-Competitive | Non-Competitive | 12 | 12 | 31 | 12 | 12 | 31 | 12 | 12 | 31 | 12 | 12 | 31 | 12 | 12 | 31
DSTPHLJ5 BLESSI_LOLITA1_1 TO_FROM | DSTPHLJ5 | BLESSI_LOLITA1_1 | 211 | 2 | 2 | BLESSING4A | LOLITA4A | TO_FROM | 73521.13 | -0.05051 | 0.30483 | -0.13484 | 0.41845 | 529.4229 | -329.994 | 0 | 5507.841 | 1959.915 | Competitive | 0 | 0 | 1 | 1 | 1 | 1 | 1 | Non-Competitive | Non-Competitive | Competitive | Competitive | Competitive | 68 | 94 | 109 | 68 | 94 | 109 | 0 | 0 | 0 | 0 | 0 | 0 | 0 | 0 | 0
DSTPHLJ5 CKT_3124_1 FROM_TO | DSTPHLJ5 | CKT_3124_1 | 1200 | 2 | 2 | SO_TEX__345A | HILLJE__345A | FROM_TO | 73521.13 | -0.06888 | 0.30303 | -0.37198 | 0.30303 | 1818.351 | 827.8731 | 0 | 1528.54 | 1261.571 | Competitive | 0 | 1 | 1 | 1 | 1 | 1 | 1 | Non-Competitive | Competitive | Competitive | Competitive | Competitive | 86 | 111 | 162 | 0 | 0 | 0 | 0 | 0 | 0 | 0 | 0 | 0 | 0 | 0 | 0
DSTPHLJ5 CKT_3124_1 TO_FROM | DSTPHLJ5 | CKT_3124_1 | 1200 | 2 | 2 | SO_TEX__345A | HILLJE__345A | TO_FROM | 73521.13 | -0.30303 | 0.068879 | -0.30303 | 0.37198 | 1641.54 | -1091.65 | 0 | 1216.063 | 1896.767 | Competitive | 0 | 0 | 1 | 1 | 1 | 1 | 1 | Non-Competitive | Non-Competitive | Competitive | Competitive | Competitive | 29 | 52 | 68 | 29 | 52 | 68 | 0 | 0 | 0 | 0 | 0 | 0 | 0 | 0 | 0
DSTPWHI5 BLESSI_LOLITA1_1 FROM_TO | DSTPWHI5 | BLESSI_LOLITA1_1 | 211 | 2 | 2 | BLESSING4A | LOLITA4A | FROM_TO | 73521.13 | -0.31227 | 0.051317 | -0.42412 | 0.13492 | 1021.951 | -228.157 | 0 | 1837.561 | 4712.17 | Competitive | 0 | 0 | 0 | 0 | 0 | 1 | 1 | Non-Competitive | Non-Competitive | Non-Competitive | Non-Competitive | Non-Competitive | 12 | 21 | 41 | 12 | 21 | 41 | 12 | 21 | 41 | 12 | 21 | 41 | 12 | 21 | 41
DSTPWHI5 BLESSI_LOLITA1_1 TO_FROM | DSTPWHI5 | BLESSI_LOLITA1_1 | 211 | 2 | 2 | BLESSING4A | LOLITA4A | TO_FROM | 73521.13 | -0.05132 | 0.31227 | -0.13492 | 0.42412 | 587.2099 | -368.908 | 0 | 4300.586 | 2010.328 | Competitive | 0 | 0 | 0 | 1 | 1 | 1 | 1 | Non-Competitive | Non-Competitive | Non-Competitive | Competitive | Competitive | 76 | 102 | 121 | 76 | 102 | 121 | 76 | 102 | 121 | 0 | 0 | 0 | 0 | 0 | 0
DSTPWHI5 SAR_FRAN_1 FROM_TO | DSTPWHI5 | SAR_FRAN_1 | 45 | 2 | 2 | SARGENTSUB9 | FRANKLNCAMP9 | FROM_TO | 73521.13 | -0.01632 | 0.022132 | -0.25707 | 0.60499 | 75.9243 | -86.3428 | 0 | 1562.436 | 4193.895 | Competitive | 0 | 0 | 0 | 0 | 0 | 1 | 0 | Non-Competitive | Non-Competitive | Non-Competitive | Non-Competitive | Non-Competitive | 0 | 0 | 0 | 0 | 0 | 0 | 0 | 0 | 0 | 0 | 0 | 0 | 0 | 0 | 0
DSTPWHI5 SAR_FRAN_1 TO_FROM | DSTPWHI5 | SAR_FRAN_1 | 45 | 2 | 2 | SARGENTSUB9 | FRANKLNCAMP9 | TO_FROM | 73521.13 | -0.02213 | 0.016324 | -0.60499 | 0.25707 | 116.1388 | -59.954 | 0 | 4193.895 | 1712.041 | Competitive | 0 | 0 | 1 | 1 | 1 | 1 | 1 | Non-Competitive | Non-Competitive | Competitive | Competitive | Competitive | 2 | 2 | 2 | 2 | 2 | 2 | 0 | 0 | 0 | 0 | 0 | 0 | 0 | 0 | 0
DSTPWHI5 SINTON_SKIDMO1_1 FROM_TO | DSTPWHI5 | SINTON_SKIDMO1_1 | 38 | 2 | 2 | SKIDMORE2A | SINTON2A | FROM_TO | 73521.13 | -0.02591 | 0.003595 | -0.21721 | 0.40155 | 66.4232 | -14.498 | 0 | 5616.278 | 1905.908 | Competitive | 0 | 0 | 1 | 1 | 1 | 1 | 1 | Non-Competitive | Non-Competitive | Competitive | Competitive | Competitive | 6 | 6 | 6 | 6 | 6 | 6 | 0 | 0 | 0 | 0 | 0 | 0 | 0 | 0 | 0
DSTPWHI5 SINTON_SKIDMO1_1 TO_FROM | DSTPWHI5 | SINTON_SKIDMO1_1 | 38 | 2 | 2 | SKIDMORE2A | SINTON2A | TO_FROM | 73521.13 | -0.0036 | 0.025911 | -0.40155 | 0.21721 | 60.92 | -59.2907 | 0 | 1384.904 | 5713.434 | Competitive | 0 | 0 | 0 | 0 | 0 | 1 | 0 | Non-Competitive | Non-Competitive | Non-Competitive | Non-Competitive | Non-Competitive | 0 | 0 | 0 | 0 | 0 | 0 | 0 | 0 | 0 | 0 | 0 | 0 | 0 | 0 | 0
DSWELNC5 ABMB_BLUF_C1_1 FROM_TO | DSWELNC5 | ABMB_BLUF_C1_1 | 1176 | 0 | 0 | ABMULCE7 | BLF_CRK7A | FROM_TO | 73521.13 | -0.03648 | 0.14475 | -0.26067 | 0.26675 | 562.8263 | -186.646 | 0 | 1032.004 | 1237.234 | Competitive | 0 | 1 | 1 | 1 | 1 | 1 | 1 | Non-Competitive | Competitive | Competitive | Competitive | Competitive | 11 | 13 | 18 | 0 | 0 | 0 | 0 | 0 | 0 | 0 | 0 | 0 | 0 | 0 | 0
DSWELNC5 ABMB_BLUF_C1_1 TO_FROM | DSWELNC5 | ABMB_BLUF_C1_1 | 1176 | 0 | 0 | ABMULCE7 | BLF_CRK7A | TO_FROM | 73521.13 | -0.1055 | 0.22561 | -0.26675 | 0.26067 | 767.3398 | -5.8857 | 0 | 5435.37 | 1445.161 | Competitive | 0 | 1 | 1 | 1 | 1 | 1 | 1 | Non-Competitive | Competitive | Competitive | Competitive | Competitive | 21 | 27 | 48 | 0 | 0 | 0 | 0 | 0 | 0 | 0 | 0 | 0 | 0 | 0 | 0
DSWELNC5 ANSN_RADM1_1 FROM_TO | DSWELNC5 | ANSN_RADM1_1 | 38 | 0 | 0 | ANSN2A | RADM2A | FROM_TO | 73521.13 | -0.00989 | 0.003545 | -0.30041 | 0.4941 | 1.0829 | -10.6329 | 0 | 3793.062 | 4359.842 | Competitive | 0 | 0 | 0 | 0 | 0 | 1 | 0 | Non-Competitive | Non-Competitive | Non-Competitive | Non-Competitive | Non-Competitive | 0 | 0 | 0 | 0 | 0 | 0 | 0 | 0 | 0 | 0 | 0 | 0 | 0 | 0 | 0
DSWELNC5 ANSN_RADM1_1 TO_FROM | DSWELNC5 | ANSN_RADM1_1 | 38 | 0 | 0 | ANSN2A | RADM2A | TO_FROM | 73521.13 | -0.0005 | 0.02779 | -0.4941 | 0.3004 | 52.6647 | 1.2501 | 0 | 3460.011 | 8575.643 | Competitive | 0 | 0 | 0 | 0 | 0 | 1 | 0 | Non-Competitive | Non-Competitive | Non-Competitive | Non-Competitive | Non-Competitive | 0 | 0 | 0 | 0 | 0 | 0 | 0 | 0 | 0 | 0 | 0 | 0 | 0 | 0 | 0
DTB_SNG5 230__A FROM_TO | DTB_SNG5 | 230__A | 1065 | 3 | 3 | JEWETT_S5 | RAT_SNAKE_5 | FROM_TO | 73521.13 | -0.21457 | 0.1022 | -0.22857 | 0.17512 | 1160.03 | -222.37 | 0 | 2360.775 | 4003.766 | Competitive | 0 | 0 | 0 | 0 | 0 | 1 | 1 | Non-Competitive | Non-Competitive | Non-Competitive | Non-Competitive | Non-Competitive | 6 | 6 | 103 | 6 | 6 | 103 | 6 | 6 | 103 | 6 | 6 | 103 | 6 | 6 | 103
DTB_SNG5 230__A TO_FROM | DTB_SNG5 | 230__A | 1065 | 3 | 3 | JEWETT_S5 | RAT_SNAKE_5 | TO_FROM | 73521.13 | -0.1022 | 0.21457 | -0.17512 | 0.22857 | 936.952 | -388.542 | 0 | 3373.702 | 2383.203 | Competitive | 0 | 0 | 0 | 1 | 1 | 1 | 1 | Non-Competitive | Non-Competitive | Non-Competitive | Competitive | Competitive | 92 | 100 | 100 | 92 | 100 | 100 | 92 | 100 | 100 | 0 | 0 | 0 | 0 | 0 | 0
DTB_SNG5 GT_MID90_A FROM_TO | DTB_SNG5 | GT_MID90_A | 229 | 3 | 3 | GARROT__138B | 47708 | FROM_TO | 73521.13 | -0.09969 | 0.099623 | -0.52583 | 0.18002 | 465.6803 | -22.9631 | 0 | 6261.245 | 2752.176 | Competitive | 0 | 0 | 0 | 0 | 1 | 1 | 1 | Non-Competitive | Non-Competitive | Non-Competitive | Non-Competitive | Competitive | 30 | 44 | 56 | 30 | 44 | 56 | 30 | 44 | 56 | 30 | 44 | 56 | 0 | 0 | 0
DTB_SNG5 GT_MID90_A TO_FROM | DTB_SNG5 | GT_MID90_A | 229 | 3 | 3 | GARROT__138B | 47708 | TO_FROM | 73521.13 | -0.09962 | 0.09969 | -0.18002 | 0.52583 | 206.9695 | -260.301 | 0 | 2748.305 | 6261.245 | Competitive | 0 | 0 | 0 | 0 | 0 | 1 | 1 | Non-Competitive | Non-Competitive | Non-Competitive | Non-Competitive | Non-Competitive | 7 | 11 | 11 | 7 | 11 | 11 | 7 | 11 | 11 | 7 | 11 | 11 | 7 | 11 | 11
DTB_SNG5 SNGZEN98_A FROM_TO | DTB_SNG5 | SNGZEN98_A | 1435 | 3 | 3 | SNGLTN_345 | Zenith__345A | FROM_TO | 73521.13 | -0.17937 | 0.19792 | -0.19146 | 0.19792 | 5176.809 | 984.1431 | 0 | 1422.206 | 2487.454 | Competitive | 0 | 0 | 0 | 1 | 1 | 1 | 1 | Non-Competitive | Non-Competitive | Non-Competitive | Competitive | Competitive | 85 | 85 | 136 | 85 | 85 | 136 | 85 | 85 | 136 | 0 | 0 | 0 | 0 | 0 | 0
DTB_SNG5 SNGZEN98_A TO_FROM | DTB_SNG5 | SNGZEN98_A | 1435 | 3 | 3 | SNGLTN_345 | Zenith__345A | TO_FROM | 73521.13 | -0.19792 | 0.17937 | -0.19792 | 0.19146 | 1680.806 | 416.6484 | 0 | 2387.191 | 1745.288 | Competitive | 0 | 0 | 1 | 1 | 1 | 1 | 1 | Non-Competitive | Non-Competitive | Competitive | Competitive | Competitive | 62 | 134 | 153 | 62 | 134 | 153 | 0 | 0 | 0 | 0 | 0 | 0 | 0 | 0 | 0
DTB_SNG5 SNGZEN99_A FROM_TO | DTB_SNG5 | SNGZEN99_A | 1435 | 3 | 3 | SNGLTN_345 | Zenith__345A | FROM_TO | 73521.13 | -0.17944 | 0.198 | -0.19154 | 0.198 | 5178.831 | 984.5265 | 0 | 1422.207 | 2487.45 | Competitive | 0 | 0 | 0 | 1 | 1 | 1 | 1 | Non-Competitive | Non-Competitive | Non-Competitive | Competitive | Competitive | 85 | 85 | 136 | 85 | 85 | 136 | 85 | 85 | 136 | 0 | 0 | 0 | 0 | 0 | 0
DTB_SNG5 SNGZEN99_A TO_FROM | DTB_SNG5 | SNGZEN99_A | 1435 | 3 | 3 | SNGLTN_345 | Zenith__345A | TO_FROM | 73521.13 | -0.198 | 0.17944 | -0.198 | 0.19154 | 1681.463 | 416.8099 | 0 | 2387.187 | 1745.289 | Competitive | 0 | 0 | 1 | 1 | 1 | 1 | 1 | Non-Competitive | Non-Competitive | Competitive | Competitive | Competitive | 62 | 134 | 153 | 62 | 134 | 153 | 0 | 0 | 0 | 0 | 0 | 0 | 0 | 0 | 0
DTB_SNG5 THWZEN71_A FROM_TO | DTB_SNG5 | THWZEN71_A | 1315 | 3 | 3 | Zenith__345A | T_H_W___345B | FROM_TO | 73521.13 | -0.22782 | 0.086791 | -0.22782 | 0.12739 | 2971.749 | 710.0177 | 0 | 1397.886 | 2921.174 | Competitive | 0 | 0 | 0 | 0 | 1 | 1 | 1 | Non-Competitive | Non-Competitive | Non-Competitive | Non-Competitive | Competitive | 76 | 81 | 108 | 76 | 81 | 108 | 76 | 81 | 108 | 76 | 81 | 108 | 0 | 0 | 0
DTB_SNG5 THWZEN71_A TO_FROM | DTB_SNG5 | THWZEN71_A | 1315 | 3 | 3 | Zenith__345A | T_H_W___345B | TO_FROM | 73521.13 | -0.08679 | 0.22782 | -0.12739 | 0.22782 | 779.2435 | -37.3106 | 0 | 2907.315 | 1739.472 | Competitive | 0 | 0 | 1 | 1 | 1 | 1 | 1 | Non-Competitive | Non-Competitive | Competitive | Competitive | Competitive | 62 | 134 | 153 | 62 | 134 | 153 | 0 | 0 | 0 | 0 | 0 | 0 | 0 | 0 | 0
DTEXMED8 69T342_1 FROM_TO | DTEXMED8 | 69T342_1 | 132 | 2 | 2 | L_KENDCT8_1Y | L_MOUNTO8_1Y | FROM_TO | 73521.13 | -0.02838 | 0.070559 | -0.2867 | 0.11708 | 171.7541 | -32.5103 | 0 | 10000 | 5228.465 | Competitive | 0 | 0 | 0 | 0 | 0 | 1 | 1 | Non-Competitive | Non-Competitive | Non-Competitive | Non-Competitive | Non-Competitive | 7 | 7 | 7 | 7 | 7 | 7 | 7 | 7 | 7 | 7 | 7 | 7 | 7 | 7 | 7
DTEXMED8 69T342_1 TO_FROM | DTEXMED8 | 69T342_1 | 132 | 2 | 2 | L_KENDCT8_1Y | L_MOUNTO8_1Y | TO_FROM | 73521.13 | -0.00915 | 0.028377 | -0.11708 | 0.2867 | 82.5518 | -49.3912 | 0 | 5228.465 | 2995.06 | Competitive | 0 | 0 | 0 | 0 | 1 | 1 | 0 | Non-Competitive | Non-Competitive | Non-Competitive | Non-Competitive | Non-Competitive | 0 | 0 | 0 | 0 | 0 | 0 | 0 | 0 | 0 | 0 | 0 | 0 | 0 | 0 | 0
DTHSVEN5 1030__A FROM_TO | DTHSVEN5 | 1030__A | 185 | 4 | 4 | ROGERSHL | ELM_MOTT__8 | FROM_TO | 73521.13 | -0.02141 | 0.1456 | -0.16902 | 0.63162 | 240.5213 | -153.283 | 0 | 7795.924 | 1963.395 | Competitive | 0 | 0 | 1 | 1 | 1 | 1 | 1 | Non-Competitive | Non-Competitive | Competitive | Competitive | Competitive | 1 | 1 | 1 | 1 | 1 | 1 | 0 | 0 | 0 | 0 | 0 | 0 | 0 | 0 | 0
DTHSVEN5 1030__A TO_FROM | DTHSVEN5 | 1030__A | 185 | 4 | 4 | ROGERSHL | ELM_MOTT__8 | TO_FROM | 73521.13 | -0.14559 | 0.021413 | -0.63162 | 0.16902 | 280.5563 | -39.145 | 0 | 1838.588 | 7873.192 | Competitive | 0 | 0 | 0 | 0 | 0 | 1 | 1 | Non-Competitive | Non-Competitive | Non-Competitive | Non-Competitive | Non-Competitive | 14 | 14 | 14 | 14 | 14 | 14 | 14 | 14 | 14 | 14 | 14 | 14 | 14 | 14 | 14
DTHSVEN5 230__A FROM_TO | DTHSVEN5 | 230__A | 1065 | 4 | 4 | JEWETT_S5 | RAT_SNAKE_5 | FROM_TO | 73521.13 | -0.31023 | 0.091872 | -0.33601 | 0.15686 | 1453.391 | -212.35 | 0 | 1926.233 | 2556.604 | Competitive | 0 | 0 | 0 | 0 | 1 | 1 | 1 | Non-Competitive | Non-Competitive | Non-Competitive | Non-Competitive | Competitive | 6 | 76 | 83 | 6 | 76 | 83 | 6 | 76 | 83 | 6 | 76 | 83 | 0 | 0 | 0
DTHSVEN5 230__A TO_FROM | DTHSVEN5 | 230__A | 1065 | 4 | 4 | JEWETT_S5 | RAT_SNAKE_5 | TO_FROM | 73521.13 | -0.09187 | 0.31023 | -0.15686 | 0.33601 | 1368.335 | -500.547 | 0 | 2426.237 | 2014.277 | Competitive | 0 | 0 | 0 | 1 | 1 | 1 | 1 | Non-Competitive | Non-Competitive | Non-Competitive | Competitive | Competitive | 78 | 120 | 138 | 78 | 120 | 138 | 78 | 120 | 138 | 0 | 0 | 0 | 0 | 0 | 0
DTHSVEN5 50__A FROM_TO | DTHSVEN5 | 50__A | 1098 | 4 | 4 | BIGBRN__5 | JEWETT_N5 | FROM_TO | 73521.13 | -0.08836 | 0.21407 | -0.19061 | 0.21407 | 2058.794 | -631.328 | 0 | 2195.481 | 1256.411 | Competitive | 0 | 1 | 1 | 1 | 1 | 1 | 1 | Non-Competitive | Competitive | Competitive | Competitive | Competitive | 87 | 120 | 221 | 0 | 0 | 0 | 0 | 0 | 0 | 0 | 0 | 0 | 0 | 0 | 0
DTHSVEN5 50__A TO_FROM | DTHSVEN5 | 50__A | 1098 | 4 | 4 | BIGBRN__5 | JEWETT_N5 | TO_FROM | 73521.13 | -0.21407 | 0.088362 | -0.21407 | 0.19061 | 2581.308 | 966.1657 | 0 | 1165.57 | 2545.073 | Competitive | 0 | 0 | 0 | 0 | 1 | 1 | 1 | Non-Competitive | Non-Competitive | Non-Competitive | Non-Competitive | Competitive | 45 | 113 | 128 | 45 | 113 | 128 | 45 | 113 | 128 | 45 | 113 | 128 | 0 | 0 | 0
DTMEBLT8 610__B FROM_TO | DTMEBLT8 | 610__B | 332 | 6 | 6 | TEMP_SS__8 | TEMP_SE1_8 | FROM_TO | 73521.13 | -0.01932 | 0.018278 | -0.69776 | 0.17869 | 339.512 | 148.0673 | 0 | 2051.992 | 1991.55 | Competitive | 0 | 0 | 1 | 1 | 1 | 1 | 0 | Non-Competitive | Non-Competitive | Non-Competitive | Non-Competitive | Non-Competitive | 0 | 0 | 0 | 0 | 0 | 0 | 0 | 0 | 0 | 0 | 0 | 0 | 0 | 0 | 0
DTMEBLT8 610__B TO_FROM | DTMEBLT8 | 610__B | 332 | 6 | 6 | TEMP_SS__8 | TEMP_SE1_8 | TO_FROM | 73521.13 | -0.01828 | 0.01932 | -0.17869 | 0.69776 | 38.1872 | -240.244 | 0 | 808.068 | 2064.682 | Competitive | 0 | 0 | 0 | 1 | 1 | 1 | 0 | Non-Competitive | Non-Competitive | Non-Competitive | Non-Competitive | Non-Competitive | 0 | 0 | 0 | 0 | 0 | 0 | 0 | 0 | 0 | 0 | 0 | 0 | 0 | 0 | 0
DTMEBLT8 610__D FROM_TO | DTMEBLT8 | 610__D | 332 | 6 | 6 | SCOTWHIT_T | TEMP_SE1_8 | FROM_TO | 73521.13 | -0.01806 | 0.019537 | -0.30202 | 0.68929 | 54.1432 | -224.296 | 0 | 804.782 | 2223.393 | Competitive | 0 | 0 | 0 | 1 | 1 | 1 | 0 | Non-Competitive | Non-Competitive | Non-Competitive | Non-Competitive | Non-Competitive | 0 | 0 | 0 | 0 | 0 | 0 | 0 | 0 | 0 | 0 | 0 | 0 | 0 | 0 | 0
DTMEBLT8 610__D TO_FROM | DTMEBLT8 | 610__D | 332 | 6 | 6 | SCOTWHIT_T | TEMP_SE1_8 | TO_FROM | 73521.13 | -0.01954 | 0.018061 | -0.68929 | 0.30202 | 323.4987 | 132.1193 | 0 | 2209.132 | 1973.353 | Competitive | 0 | 0 | 1 | 1 | 1 | 1 | 0 | Non-Competitive | Non-Competitive | Non-Competitive | Non-Competitive | Non-Competitive | 0 | 0 | 0 | 0 | 0 | 0 | 0 | 0 | 0 | 0 | 0 | 0 | 0 | 0 | 0
DTMPLCS5 TMPSW_MR1H FROM_TO | DTMPLCS5 | TMPSW_MR1H | 543 | 2 | 2 | TEMP_SS__5 | TMPSW1_1 | FROM_TO | 73521.13 | -0.09056 | 0.040195 | -0.344 | 0.14325 | 1061.538 | 399.6135 | 0 | 869.142 | 1475.219 | Competitive | 0 | 1 | 1 | 1 | 1 | 1 | 1 | Non-Competitive | Competitive | Competitive | Competitive | Competitive | 25 | 85 | 85 | 0 | 0 | 0 | 0 | 0 | 0 | 0 | 0 | 0 | 0 | 0 | 0
DTMPLCS5 TMPSW_MR1H TO_FROM | DTMPLCS5 | TMPSW_MR1H | 543 | 2 | 2 | TEMP_SS__5 | TMPSW1_1 | TO_FROM | 73521.13 | -0.04019 | 0.090556 | -0.14325 | 0.344 | 514.3357 | -663.977 | 0 | 1392.758 | 957.868 | Competitive | 1 | 1 | 1 | 1 | 1 | 1 | 1 | Competitive | Competitive | Competitive | Competitive | Competitive | 0 | 0 | 0 | 0 | 0 | 0 | 0 | 0 | 0 | 0 | 0 | 0 | 0 | 0 | 0
DTMPTHS5 2500__C FROM_TO | DTMPTHS5 | 2500__C | 36 | 2 | 2 | EDDY1_9 | TROY1_9 | FROM_TO | 73521.13 | -0.00473 | 0.007381 | -0.38252 | 0.46575 | 69.424 | -46.3611 | 0 | 1387.047 | 1218.394 | Competitive | 0 | 1 | 1 | 1 | 1 | 1 | 0 | Non-Competitive | Non-Competitive | Non-Competitive | Non-Competitive | Non-Competitive | 0 | 0 | 0 | 0 | 0 | 0 | 0 | 0 | 0 | 0 | 0 | 0 | 0 | 0 | 0
DTMPTHS5 2500__C TO_FROM | DTMPTHS5 | 2500__C | 36 | 2 | 2 | EDDY1_9 | TROY1_9 | TO_FROM | 73521.13 | -0.00738 | 0.004726 | -0.46575 | 0.38251 | 82.1919 | 26.2953 | 0 | 1088.739 | 1460.237 | Competitive | 0 | 1 | 1 | 1 | 1 | 1 | 0 | Non-Competitive | Non-Competitive | Non-Competitive | Non-Competitive | Non-Competitive | 0 | 0 | 0 | 0 | 0 | 0 | 0 | 0 | 0 | 0 | 0 | 0 | 0 | 0 | 0
DTMPTHS5 35090__A FROM_TO | DTMPTHS5 | 35090__A | 1621 | 2 | 2 | BROWN_5 | KILL_SS__5 | FROM_TO | 73521.13 | -0.05236 | 0.13833 | -0.11518 | 0.18058 | 1834.185 | -644.624 | 0 | 913.445 | 961.724 | Competitive | 1 | 1 | 1 | 1 | 1 | 1 | 1 | Competitive | Competitive | Competitive | Competitive | Competitive | 0 | 0 | 0 | 0 | 0 | 0 | 0 | 0 | 0 | 0 | 0 | 0 | 0 | 0 | 0
DTMPTHS5 35090__A TO_FROM | DTMPTHS5 | 35090__A | 1621 | 2 | 2 | BROWN_5 | KILL_SS__5 | TO_FROM | 73521.13 | -0.12459 | 0.052361 | -0.18058 | 0.11518 | 1380.486 | 313.5745 | 0 | 874.35 | 1929.285 | Competitive | 0 | 0 | 1 | 1 | 1 | 1 | 1 | Non-Competitive | Non-Competitive | Competitive | Competitive | Competitive | 58 | 84 | 132 | 58 | 84 | 132 | 0 | 0 | 0 | 0 | 0 | 0 | 0 | 0 | 0
DTMPTHS5 35095__A FROM_TO | DTMPTHS5 | 35095__A | 1621 | 2 | 2 | BROWN_5 | KILL_SS__5 | FROM_TO | 73521.13 | -0.05236 | 0.13833 | -0.11518 | 0.18058 | 1834.185 | -644.624 | 0 | 913.445 | 961.724 | Competitive | 1 | 1 | 1 | 1 | 1 | 1 | 1 | Competitive | Competitive | Competitive | Competitive | Competitive | 0 | 0 | 0 | 0 | 0 | 0 | 0 | 0 | 0 | 0 | 0 | 0 | 0 | 0 | 0
DTMPTHS5 35095__A TO_FROM | DTMPTHS5 | 35095__A | 1621 | 2 | 2 | BROWN_5 | KILL_SS__5 | TO_FROM | 73521.13 | -0.12459 | 0.052361 | -0.18058 | 0.11518 | 1380.486 | 313.5745 | 0 | 874.35 | 1929.285 | Competitive | 0 | 0 | 1 | 1 | 1 | 1 | 1 | Non-Competitive | Non-Competitive | Competitive | Competitive | Competitive | 58 | 84 | 132 | 58 | 84 | 132 | 0 | 0 | 0 | 0 | 0 | 0 | 0 | 0 | 0
DTMPTHS5 LCSES_MR1H FROM_TO | DTMPTHS5 | LCSES_MR1H | 550 | 2 | 2 | LAKE_CRK1_5 | LCSES1_1 | FROM_TO | 73521.13 | -0.01648 | 0.066349 | -1.5186 | 0.067619 | 520.7115 | 6.4132 | 0 | 7381.564 | 1258.403 | Competitive | 0 | 1 | 1 | 1 | 1 | 1 | 0 | Non-Competitive | Non-Competitive | Non-Competitive | Non-Competitive | Non-Competitive | 0 | 0 | 0 | 0 | 0 | 0 | 0 | 0 | 0 | 0 | 0 | 0 | 0 | 0 | 0
DTMPTHS5 LCSES_MR1H TO_FROM | DTMPTHS5 | LCSES_MR1H | 550 | 2 | 2 | LAKE_CRK1_5 | LCSES1_1 | TO_FROM | 73521.13 | -0.06635 | 0.01648 | -0.06762 | 1.5186 | 162.3853 | -337.147 | 0 | 1133.061 | 7381.564 | Competitive | 0 | 0 | 0 | 0 | 0 | 1 | 1 | Non-Competitive | Non-Competitive | Non-Competitive | Non-Competitive | Non-Competitive | 7 | 7 | 7 | 7 | 7 | 7 | 7 | 7 | 7 | 7 | 7 | 7 | 7 | 7 | 7
DTRCELK5 1820__B FROM_TO | DTRCELK5 | 1820__B | 220 | 2 | 2 | TROUPSS_8 | WALNUT_POI | FROM_TO | 73521.13 | -0.0081 | 0.15984 | -0.28206 | 0.54433 | 362.3656 | 25.8396 | 0 | 7417.592 | 3008.981 | Competitive | 0 | 0 | 0 | 0 | 0 | 1 | 0 | Non-Competitive | Non-Competitive | Non-Competitive | Non-Competitive | Non-Competitive | 0 | 0 | 0 | 0 | 0 | 0 | 0 | 0 | 0 | 0 | 0 | 0 | 0 | 0 | 0
DTRCELK5 1820__B TO_FROM | DTRCELK5 | 1820__B | 220 | 2 | 2 | TROUPSS_8 | WALNUT_POI | TO_FROM | 73521.13 | -0.15984 | 0.008101 | -0.54433 | 0.28206 | 36.6801 | -108.729 | 0 | 2668.842 | 8941.881 | Competitive | 0 | 0 | 0 | 0 | 0 | 1 | 1 | Non-Competitive | Non-Competitive | Non-Competitive | Non-Competitive | Non-Competitive | 5 | 9 | 9 | 5 | 9 | 9 | 5 | 9 | 9 | 5 | 9 | 9 | 5 | 9 | 9
DTRCTYG5 1760__A FROM_TO | DTRCTYG5 | 1760__A | 220 | 2 | 2 | SHAMBRGR_8 | TYLERNW_8 | FROM_TO | 73521.13 | -0.00883 | 0.03457 | -0.44354 | 0.19967 | 174.0288 | 30.1698 | 0 | 6843.813 | 10000 | Competitive | 0 | 0 | 0 | 0 | 0 | 1 | 0 | Non-Competitive | Non-Competitive | Non-Competitive | Non-Competitive | Non-Competitive | 0 | 0 | 0 | 0 | 0 | 0 | 0 | 0 | 0 | 0 | 0 | 0 | 0 | 0 | 0
DTRCTYG5 1760__A TO_FROM | DTRCTYG5 | 1760__A | 220 | 2 | 2 | SHAMBRGR_8 | TYLERNW_8 | TO_FROM | 73521.13 | -0.03457 | 0.008831 | -0.19967 | 0.44354 | -26.1275 | -70.3997 | 0 | 10000 | 6878.007 | Competitive | 0 | 0 | 0 | 0 | 0 | 1 | 1 | Non-Competitive | Non-Competitive | Non-Competitive | Non-Competitive | Non-Competitive | 7 | 7 | 7 | 7 | 7 | 7 | 7 | 7 | 7 | 7 | 7 | 7 | 7 | 7 | 7
DTRCTYG5 990__A FROM_TO | DTRCTYG5 | 990__A | 478 | 2 | 2 | ELKTON_8 | TYLRBUL_8 | FROM_TO | 73521.13 | -0.11682 | 0.012698 | -0.61796 | 0.25399 | 115.1548 | -93.6475 | 0 | 3300.872 | 6834.685 | Competitive | 0 | 0 | 0 | 0 | 0 | 1 | 1 | Non-Competitive | Non-Competitive | Non-Competitive | Non-Competitive | Non-Competitive | 9 | 9 | 9 | 9 | 9 | 9 | 9 | 9 | 9 | 9 | 9 | 9 | 9 | 9 | 9
DTRCTYG5 990__A TO_FROM | DTRCTYG5 | 990__A | 478 | 2 | 2 | ELKTON_8 | TYLRBUL_8 | TO_FROM | 73521.13 | -0.0127 | 0.11682 | -0.25399 | 0.61796 | 469.411 | -53.5191 | 0 | 6578.842 | 3744.008 | Competitive | 0 | 0 | 0 | 0 | 0 | 1 | 0 | Non-Competitive | Non-Competitive | Non-Competitive | Non-Competitive | Non-Competitive | 0 | 0 | 0 | 0 | 0 | 0 | 0 | 0 | 0 | 0 | 0 | 0 | 0 | 0 | 0
DTRCTYG5 TYGND_MR1H FROM_TO | DTRCTYG5 | TYGND_MR1H | 750 | 2 | 2 | TYLERGND_5 | TYGND1_1 | FROM_TO | 73521.13 | -0.02403 | 0.13998 | -0.32125 | 0.41104 | 685.8516 | 124.2695 | 0 | 6759.236 | 6211.475 | Competitive | 0 | 0 | 0 | 0 | 0 | 1 | 1 | Non-Competitive | Non-Competitive | Non-Competitive | Non-Competitive | Non-Competitive | 2 | 2 | 2 | 2 | 2 | 2 | 2 | 2 | 2 | 2 | 2 | 2 | 2 | 2 | 2
DTRCTYG5 TYGND_MR1H TO_FROM | DTRCTYG5 | TYGND_MR1H | 750 | 2 | 2 | TYLERGND_5 | TYGND1_1 | TO_FROM | 73521.13 | -0.13998 | 0.024029 | -0.41104 | 0.32125 | -92.2695 | -286.361 | 0 | 6211.475 | 6799.784 | Competitive | 0 | 0 | 0 | 0 | 0 | 1 | 1 | Non-Competitive | Non-Competitive | Non-Competitive | Non-Competitive | Non-Competitive | 7 | 7 | 7 | 7 | 7 | 7 | 7 | 7 | 7 | 7 | 7 | 7 | 7 | 7 | 7
DTRSENT5 1230__I FROM_TO | DTRSENT5 | 1230__I | 86 | 2 | 2 | TMPLINLA_8 | BEREA_8 | FROM_TO | 73521.13 | 0 | 0 | -1 | 0 | 0 | 0 | 0 | 0 | 0 | Competitive | 1 | 1 | 1 | 1 | 1 | 1 | 0 | Non-Competitive | Non-Competitive | Non-Competitive | Non-Competitive | Non-Competitive | 0 | 0 | 0 | 0 | 0 | 0 | 0 | 0 | 0 | 0 | 0 | 0 | 0 | 0 | 0
DTRSENT5 1230__I TO_FROM | DTRSENT5 | 1230__I | 86 | 2 | 2 | TMPLINLA_8 | BEREA_8 | TO_FROM | 73521.13 | 0 | 0 | 0 | 1 | 0 | 0 | 0 | 0 | 0 | Competitive | 1 | 1 | 1 | 1 | 1 | 1 | 0 | Non-Competitive | Non-Competitive | Non-Competitive | Non-Competitive | Non-Competitive | 0 | 0 | 0 | 0 | 0 | 0 | 0 | 0 | 0 | 0 | 0 | 0 | 0 | 0 | 0
DTRSENT5 970__C FROM_TO | DTRSENT5 | 970__C | 114 | 2 | 2 | ELKTON_8 | ATHENS_8 | FROM_TO | 73521.13 | -0.01824 | 0.064005 | -0.30817 | 0.10197 | 237.0848 | -175.083 | 0 | 6008.064 | 4090.646 | Competitive | 0 | 0 | 0 | 0 | 0 | 1 | 0 | Non-Competitive | Non-Competitive | Non-Competitive | Non-Competitive | Non-Competitive | 0 | 0 | 0 | 0 | 0 | 0 | 0 | 0 | 0 | 0 | 0 | 0 | 0 | 0 | 0
DTRSENT5 970__C TO_FROM | DTRSENT5 | 970__C | 114 | 2 | 2 | ELKTON_8 | ATHENS_8 | TO_FROM | 73521.13 | -0.06401 | 0.018245 | -0.10197 | 0.30817 | 213.9271 | 47.9522 | 0 | 4090.646 | 6526.295 | Competitive | 0 | 0 | 0 | 0 | 0 | 1 | 1 | Non-Competitive | Non-Competitive | Non-Competitive | Non-Competitive | Non-Competitive | 9 | 9 | 9 | 9 | 9 | 9 | 9 | 9 | 9 | 9 | 9 | 9 | 9 | 9 | 9
DTRSRCH5 60__A FROM_TO | DTRSRCH5 | 60__A | 1065 | 2 | 2 | BIGBRN__5 | NAVARRO | FROM_TO | 73521.13 | -0.06154 | 0.24478 | -0.09934 | 0.24478 | 2151.938 | 711.5956 | 0 | 2695.394 | 2085.734 | Competitive | 0 | 0 | 0 | 1 | 1 | 1 | 1 | Non-Competitive | Non-Competitive | Non-Competitive | Competitive | Competitive | 95 | 118 | 124 | 95 | 118 | 124 | 95 | 118 | 124 | 0 | 0 | 0 | 0 | 0 | 0
DTRSRCH5 60__A TO_FROM | DTRSRCH5 | 60__A | 1065 | 2 | 2 | BIGBRN__5 | NAVARRO | TO_FROM | 73521.13 | -0.24478 | 0.061544 | -0.24478 | 0.099345 | 793.2826 | -1009.21 | 0 | 1692.691 | 2769.529 | Competitive | 0 | 0 | 0 | 0 | 1 | 1 | 1 | Non-Competitive | Non-Competitive | Non-Competitive | Non-Competitive | Competitive | 99 | 99 | 128 | 99 | 99 | 128 | 99 | 99 | 128 | 99 | 99 | 128 | 0 | 0 | 0
DTRSTRC5 1080__B FROM_TO | DTRSTRC5 | 1080__B | 257 | 2 | 2 | FOREGROV_8 | MABANKTAP | FROM_TO | 73521.13 | -0.0851 | 0.031601 | -0.61291 | 0.26822 | 286.989 | 62.3519 | 0 | 3736.426 | 5010.176 | Competitive | 0 | 0 | 0 | 0 | 0 | 1 | 1 | Non-Competitive | Non-Competitive | Non-Competitive | Non-Competitive | Non-Competitive | 3 | 3 | 3 | 3 | 3 | 3 | 3 | 3 | 3 | 3 | 3 | 3 | 3 | 3 | 3
DTRSTRC5 1080__B TO_FROM | DTRSTRC5 | 1080__B | 257 | 2 | 2 | FOREGROV_8 | MABANKTAP | TO_FROM | 73521.13 | -0.0316 | 0.0851 | -0.26823 | 0.61291 | 15.8599 | -159.271 | 0 | 5010.176 | 3838.205 | Competitive | 0 | 0 | 0 | 0 | 0 | 1 | 1 | Non-Competitive | Non-Competitive | Non-Competitive | Non-Competitive | Non-Competitive | 10 | 10 | 10 | 10 | 10 | 10 | 10 | 10 | 10 | 10 | 10 | 10 | 10 | 10 | 10
DTRSTRC5 TRSES_MR6L FROM_TO | DTRSTRC5 | TRSES_MR6L | 348 | 2 | 2 | TDADTMOD_8 | TRSES6_1 | FROM_TO | 73521.13 | -0.30405 | 0.078836 | -0.30405 | 0.27948 | -21.6739 | -356.792 | 0 | 10000 | 8792.1 | Competitive | 0 | 0 | 0 | 0 | 0 | 1 | 1 | Non-Competitive | Non-Competitive | Non-Competitive | Non-Competitive | Non-Competitive | 3 | 6 | 6 | 3 | 6 | 6 | 3 | 6 | 6 | 3 | 6 | 6 | 3 | 6 | 6
DTRSTRC5 TRSES_MR6L TO_FROM | DTRSTRC5 | TRSES_MR6L | 348 | 2 | 2 | TDADTMOD_8 | TRSES6_1 | TO_FROM | 73521.13 | -0.07884 | 0.30405 | -0.27948 | 0.30405 | 597.3629 | 193.3741 | 0 | 8766.606 | 10000 | Competitive | 0 | 0 | 0 | 0 | 0 | 1 | 1 | Non-Competitive | Non-Competitive | Non-Competitive | Non-Competitive | Non-Competitive | 2 | 2 | 2 | 2 | 2 | 2 | 2 | 2 | 2 | 2 | 2 | 2 | 2 | 2 | 2
DTUTAUS8 E1_M1_1 FROM_TO | DTUTAUS8 | E1_M1_1 | 214 | 2 | 2 | FIVE_PTS | WSTSIDE | FROM_TO | 73521.13 | -0.05425 | 0.098836 | -0.30295 | 0.44746 | 113.8661 | -12.9423 | 0 | 10000 | 10000 | Competitive | 0 | 0 | 0 | 0 | 0 | 1 | 1 | Non-Competitive | Non-Competitive | Non-Competitive | Non-Competitive | Non-Competitive | 12 | 12 | 12 | 12 | 12 | 12 | 12 | 12 | 12 | 12 | 12 | 12 | 12 | 12 | 12
DTUTAUS8 E1_M1_1 TO_FROM | DTUTAUS8 | E1_M1_1 | 214 | 2 | 2 | FIVE_PTS | WSTSIDE | TO_FROM | 73521.13 | -0.09884 | 0.054246 | -0.44746 | 0.30295 | 127.99 | -20.3144 | 0 | 10000 | 10000 | Competitive | 0 | 0 | 0 | 0 | 0 | 1 | 1 | Non-Competitive | Non-Competitive | Non-Competitive | Non-Competitive | Non-Competitive | 3 | 3 | 3 | 3 | 3 | 3 | 3 | 3 | 3 | 3 | 3 | 3 | 3 | 3 | 3
DTWISAP8 MERT_TANK1_1 FROM_TO | DTWISAP8 | MERT_TANK1_1 | 38 | 3 | 3 | TANK2A | MERT2A | FROM_TO | 73521.13 | -0.02301 | 0.005219 | -0.60319 | 0.26403 | 42.2001 | 3.5112 | 0 | 3720.574 | 5136.541 | Competitive | 0 | 0 | 0 | 0 | 0 | 1 | 1 | Non-Competitive | Non-Competitive | Non-Competitive | Non-Competitive | Non-Competitive | 2 | 2 | 2 | 2 | 2 | 2 | 2 | 2 | 2 | 2 | 2 | 2 | 2 | 2 | 2
DTWISAP8 MERT_TANK1_1 TO_FROM | DTWISAP8 | MERT_TANK1_1 | 38 | 3 | 3 | TANK2A | MERT2A | TO_FROM | 73521.13 | -0.00114 | 0.04162 | -0.26403 | 0.60319 | 44.57 | -20.7699 | 0 | 3202.58 | 1796.614 | Competitive | 0 | 0 | 1 | 1 | 1 | 1 | 0 | Non-Competitive | Non-Competitive | Non-Competitive | Non-Competitive | Non-Competitive | 0 | 0 | 0 | 0 | 0 | 0 | 0 | 0 | 0 | 0 | 0 | 0 | 0 | 0 | 0
DTYGFOR5 970__C FROM_TO | DTYGFOR5 | 970__C | 114 | 2 | 2 | ELKTON_8 | ATHENS_8 | FROM_TO | 73521.13 | -0.01004 | 0.052995 | -0.30152 | 0.10826 | 168.7603 | -81.8121 | 0 | 6784.973 | 3879.194 | Competitive | 0 | 0 | 0 | 0 | 0 | 1 | 0 | Non-Competitive | Non-Competitive | Non-Competitive | Non-Competitive | Non-Competitive | 0 | 0 | 0 | 0 | 0 | 0 | 0 | 0 | 0 | 0 | 0 | 0 | 0 | 0 | 0
DTYGFOR5 970__C TO_FROM | DTYGFOR5 | 970__C | 114 | 2 | 2 | ELKTON_8 | ATHENS_8 | TO_FROM | 73521.13 | -0.053 | 0.010038 | -0.10826 | 0.30152 | 99.268 | 14.4677 | 0 | 3879.194 | 7280.899 | Competitive | 0 | 0 | 0 | 0 | 0 | 1 | 1 | Non-Competitive | Non-Competitive | Non-Competitive | Non-Competitive | Non-Competitive | 9 | 9 | 9 | 9 | 9 | 9 | 9 | 9 | 9 | 9 | 9 | 9 | 9 | 9 | 9
DTYGFOR5 980__A FROM_TO | DTYGFOR5 | 980__A | 191 | 2 | 2 | ELKTON_8 | TYLERSWE_8 | FROM_TO | 73521.13 | -0.01793 | 0.047373 | -0.84168 | 0.091178 | 264.342 | 14.6435 | 0 | 6617.749 | 3660.765 | Competitive | 0 | 0 | 0 | 0 | 0 | 1 | 0 | Non-Competitive | Non-Competitive | Non-Competitive | Non-Competitive | Non-Competitive | 0 | 0 | 0 | 0 | 0 | 0 | 0 | 0 | 0 | 0 | 0 | 0 | 0 | 0 | 0
DTYGFOR5 980__A TO_FROM | DTYGFOR5 | 980__A | 191 | 2 | 2 | ELKTON_8 | TYLERSWE_8 | TO_FROM | 73521.13 | -0.04737 | 0.017931 | -0.09118 | 0.84168 | 55.9554 | -92.3984 | 0 | 2848.425 | 7113.688 | Competitive | 0 | 0 | 0 | 0 | 0 | 1 | 1 | Non-Competitive | Non-Competitive | Non-Competitive | Non-Competitive | Non-Competitive | 9 | 9 | 9 | 9 | 9 | 9 | 9 | 9 | 9 | 9 | 9 | 9 | 9 | 9 | 9
DVENLIG5 1310__D FROM_TO | DVENLIG5 | 1310__D | 247 | 6 | 6 | MAYFLDN_T8 | CHILSW_N8 | FROM_TO | 73521.13 | -0.06554 | 0.013995 | -0.12408 | 0.58546 | -86.499 | -291.333 | 0 | 1470.769 | 8872.872 | Competitive | 0 | 0 | 0 | 0 | 0 | 1 | 1 | Non-Competitive | Non-Competitive | Non-Competitive | Non-Competitive | Non-Competitive | 3 | 5 | 5 | 3 | 5 | 5 | 3 | 5 | 5 | 3 | 5 | 5 | 3 | 5 | 5
DVENLIG5 1310__D TO_FROM | DVENLIG5 | 1310__D | 247 | 6 | 6 | MAYFLDN_T8 | CHILSW_N8 | TO_FROM | 73521.13 | -0.01399 | 0.065539 | -0.58546 | 0.12408 | 375.6283 | 188.1276 | 0 | 8872.872 | 1692.41 | Competitive | 0 | 0 | 1 | 1 | 1 | 1 | 0 | Non-Competitive | Non-Competitive | Non-Competitive | Non-Competitive | Non-Competitive | 0 | 0 | 0 | 0 | 0 | 0 | 0 | 0 | 0 | 0 | 0 | 0 | 0 | 0 | 0
DVENLIG5 1320__K FROM_TO | DVENLIG5 | 1320__K | 273 | 6 | 6 | DAVIS_T8 | EULTRIN1_8 | FROM_TO | 73521.13 | -0.01497 | 0.084278 | -0.3437 | 0.54099 | 387.3094 | 82.9826 | 0 | 10000 | 2856.477 | Competitive | 0 | 0 | 0 | 0 | 1 | 1 | 0 | Non-Competitive | Non-Competitive | Non-Competitive | Non-Competitive | Non-Competitive | 0 | 0 | 0 | 0 | 0 | 0 | 0 | 0 | 0 | 0 | 0 | 0 | 0 | 0 | 0
DVENLIG5 1320__K TO_FROM | DVENLIG5 | 1320__K | 273 | 6 | 6 | DAVIS_T8 | EULTRIN1_8 | TO_FROM | 73521.13 | -0.08428 | 0.014971 | -0.54099 | 0.3437 | 49.8059 | -183.691 | 0 | 2496.274 | 10000 | Competitive | 0 | 0 | 0 | 0 | 0 | 1 | 1 | Non-Competitive | Non-Competitive | Non-Competitive | Non-Competitive | Non-Competitive | 3 | 3 | 3 | 3 | 3 | 3 | 3 | 3 | 3 | 3 | 3 | 3 | 3 | 3 | 3
DVLYVLS5 PRSSW_MR1H FROM_TO | DVLYVLS5 | PRSSW_MR1H | 515 | 2 | 2 | PARIS_SW1_5 | PRSSW1_1 | FROM_TO | 73521.13 | -0.58522 | 0.13127 | -0.75018 | 0.13127 | 386.9434 | 146.3412 | 0 | 8956.71 | 9983.657 | Competitive | 0 | 0 | 0 | 0 | 0 | 1 | 1 | Non-Competitive | Non-Competitive | Non-Competitive | Non-Competitive | Non-Competitive | 3 | 3 | 3 | 3 | 3 | 3 | 3 | 3 | 3 | 3 | 3 | 3 | 3 | 3 | 3
DVLYVLS5 PRSSW_MR1H TO_FROM | DVLYVLS5 | PRSSW_MR1H | 515 | 2 | 2 | PARIS_SW1_5 | PRSSW1_1 | TO_FROM | 73521.13 | -0.13127 | 0.58522 | -0.13127 | 0.75018 | 6.5447 | -230.443 | 0 | 9983.657 | 8956.71 | Competitive | 0 | 0 | 0 | 0 | 0 | 1 | 1 | Non-Competitive | Non-Competitive | Non-Competitive | Non-Competitive | Non-Competitive | 6 | 12 | 12 | 6 | 12 | 12 | 6 | 12 | 12 | 6 | 12 | 12 | 6 | 12 | 12
DWAP_JN5 BI_SMR98_A FROM_TO | DWAP_JN5 | BI_SMR98_A | 1116 | 2 | 2 | SMTHRS__345A | BELAIR__345A | FROM_TO | 73521.13 | -0.08445 | 0.10832 | -0.21458 | 0.10832 | 1788.718 | 729.5537 | 0 | 1536.152 | 5598.051 | Competitive | 0 | 0 | 0 | 0 | 0 | 1 | 1 | Non-Competitive | Non-Competitive | Non-Competitive | Non-Competitive | Non-Competitive | 57 | 57 | 69 | 57 | 57 | 69 | 57 | 57 | 69 | 57 | 57 | 69 | 57 | 57 | 69
DWAP_JN5 BI_SMR98_A TO_FROM | DWAP_JN5 | BI_SMR98_A | 1116 | 2 | 2 | SMTHRS__345A | BELAIR__345A | TO_FROM | 73521.13 | -0.10832 | 0.084454 | -0.10832 | 0.21458 | -241.774 | -1266.5 | 0 | 5594.602 | 1778.281 | Competitive | 0 | 0 | 1 | 1 | 1 | 1 | 1 | Non-Competitive | Non-Competitive | Competitive | Competitive | Competitive | 46 | 78 | 114 | 46 | 78 | 114 | 0 | 0 | 0 | 0 | 0 | 0 | 0 | 0 | 0
DWAP_OB5 DT_PK_91_A FROM_TO | DWAP_OB5 | DT_PK_91_A | 334 | 2 | 2 | DWNTWN__138A | POLK____138A | FROM_TO | 73521.13 | -0.15429 | 0.10911 | -0.31203 | 0.64807 | 600.3928 | -294.027 | 0 | 3866.123 | 2643.991 | Competitive | 0 | 0 | 0 | 0 | 1 | 1 | 1 | Non-Competitive | Non-Competitive | Non-Competitive | Non-Competitive | Competitive | 26 | 48 | 57 | 26 | 48 | 57 | 26 | 48 | 57 | 26 | 48 | 57 | 0 | 0 | 0
DWAP_OB5 DT_PK_91_A TO_FROM | DWAP_OB5 | DT_PK_91_A | 334 | 2 | 2 | DWNTWN__138A | POLK____138A | TO_FROM | 73521.13 | -0.10911 | 0.15429 | -0.64807 | 0.31203 | 573.9617 | -104.019 | 0 | 2513.079 | 3869.282 | Competitive | 0 | 0 | 0 | 0 | 0 | 1 | 1 | Non-Competitive | Non-Competitive | Non-Competitive | Non-Competitive | Non-Competitive | 35 | 40 | 56 | 35 | 40 | 56 | 35 | 40 | 56 | 35 | 40 | 56 | 35 | 40 | 56
DWAP_OB5 GT_MID90_A FROM_TO | DWAP_OB5 | GT_MID90_A | 229 | 2 | 2 | GARROT__138B | 47708 | FROM_TO | 73521.13 | -0.09402 | 0.1057 | -0.52 | 0.1859 | 434.7339 | -46.7807 | 0 | 5898.472 | 2760.975 | Competitive | 0 | 0 | 0 | 0 | 1 | 1 | 1 | Non-Competitive | Non-Competitive | Non-Competitive | Non-Competitive | Competitive | 21 | 35 | 47 | 21 | 35 | 47 | 21 | 35 | 47 | 21 | 35 | 47 | 0 | 0 | 0
DWAP_OB5 GT_MID90_A TO_FROM | DWAP_OB5 | GT_MID90_A | 229 | 2 | 2 | GARROT__138B | 47708 | TO_FROM | 73521.13 | -0.1057 | 0.094016 | -0.1859 | 0.52 | 369.7861 | -264.736 | 0 | 2757.104 | 5898.472 | Competitive | 0 | 0 | 0 | 0 | 0 | 1 | 1 | Non-Competitive | Non-Competitive | Non-Competitive | Non-Competitive | Non-Competitive | 9 | 17 | 17 | 9 | 17 | 17 | 9 | 17 | 17 | 9 | 17 | 17 | 9 | 17 | 17
DWCSPKR5 6041__A FROM_TO | DWCSPKR5 | 6041__A | 1065 | 2 | 2 | GRHAMSES1_5 | PARKER_5 | FROM_TO | 73521.13 | -0.03984 | 0.2386 | -0.07312 | 0.2386 | 2144.301 | -414.723 | 0 | 791.754 | 2727.906 | Competitive | 0 | 0 | 0 | 0 | 1 | 1 | 1 | Non-Competitive | Non-Competitive | Non-Competitive | Non-Competitive | Competitive | 26 | 58 | 58 | 26 | 58 | 58 | 26 | 58 | 58 | 26 | 58 | 58 | 0 | 0 | 0
DWCSPKR5 6041__A TO_FROM | DWCSPKR5 | 6041__A | 1065 | 2 | 2 | GRHAMSES1_5 | PARKER_5 | TO_FROM | 73521.13 | -0.2386 | 0.039845 | -0.2386 | 0.073123 | 750.1096 | -395.265 | 0 | 2590.841 | 1720.22 | Competitive | 0 | 0 | 1 | 1 | 1 | 1 | 1 | Non-Competitive | Non-Competitive | Competitive | Competitive | Competitive | 32 | 41 | 47 | 32 | 41 | 47 | 0 | 0 | 0 | 0 | 0 | 0 | 0 | 0 | 0
DWCSPKR5 6377__A FROM_TO | DWCSPKR5 | 6377__A | 185 | 2 | 2 | ORAN1_8 | BARTON_8 | FROM_TO | 73521.13 | -0.08688 | 0.10152 | -0.59981 | 0.21835 | 136.8663 | -102.321 | 0 | 10000 | 4269.171 | Competitive | 0 | 0 | 0 | 0 | 0 | 1 | 1 | Non-Competitive | Non-Competitive | Non-Competitive | Non-Competitive | Non-Competitive | 11 | 13 | 20 | 11 | 13 | 20 | 11 | 13 | 20 | 11 | 13 | 20 | 11 | 13 | 20
DWCSPKR5 6377__A TO_FROM | DWCSPKR5 | 6377__A | 185 | 2 | 2 | ORAN1_8 | BARTON_8 | TO_FROM | 73521.13 | -0.10152 | 0.59981 | -0.21835 | 0.59981 | 397.9083 | -19.6623 | 0 | 8153.408 | 10000 | Non-Competi | 0 | 0 | 0 | 0 | 0 | 1 | 1 | Non-Competitive | Non-Competitive | Non-Competitive | Non-Competitive | Non-Competitive | 8 | 8 | 8 | 8 | 8 | 8 | 8 | 8 | 8 | 8 | 8 | 8 | 8 | 8 | 8
DWCSPKR5 FTW_W_DE_1 FROM_TO | DWCSPKR5 | FTW_W_DE_1 | 350 | 2 | 2 | FTWORTH | W_DENT_8 | FROM_TO | 73521.13 | -0.02806 | 0.043248 | -0.1647 | 0.65181 | -34.1043 | -245.978 | 0 | 6511.512 | 1886.699 | Competitive | 0 | 0 | 1 | 1 | 1 | 1 | 1 | Non-Competitive | Non-Competitive | Competitive | Competitive | Competitive | 6 | 6 | 6 | 6 | 6 | 6 | 0 | 0 | 0 | 0 | 0 | 0 | 0 | 0 | 0
DWCSPKR5 FTW_W_DE_1 TO_FROM | DWCSPKR5 | FTW_W_DE_1 | 350 | 2 | 2 | FTWORTH | W_DENT_8 | TO_FROM | 73521.13 | -0.04325 | 0.028064 | -0.65181 | 0.1647 | 408.8084 | 68.6324 | 0 | 896.299 | 10000 | Competitive | 0 | 0 | 0 | 0 | 0 | 1 | 1 | Non-Competitive | Non-Competitive | Non-Competitive | Non-Competitive | Non-Competitive | 2 | 2 | 2 | 2 | 2 | 2 | 2 | 2 | 2 | 2 | 2 | 2 | 2 | 2 | 2
DWCSPKR5 TSL_FTW_1 FROM_TO | DWCSPKR5 | TSL_FTW_1 | 218 | 2 | 2 | TEASLEY138 | FTWORTH | FROM_TO | 73521.13 | -0.02789 | 0.043421 | -0.34801 | 0.46042 | -21.3084 | -233.258 | 0 | 6500.177 | 1893.77 | Competitive | 0 | 0 | 1 | 1 | 1 | 1 | 1 | Non-Competitive | Non-Competitive | Competitive | Competitive | Competitive | 6 | 6 | 6 | 6 | 6 | 6 | 0 | 0 | 0 | 0 | 0 | 0 | 0 | 0 | 0
DWCSPKR5 TSL_FTW_1 TO_FROM | DWCSPKR5 | TSL_FTW_1 | 218 | 2 | 2 | TEASLEY138 | FTWORTH | TO_FROM | 73521.13 | -0.04342 | 0.027891 | -0.46042 | 0.34802 | 396.0831 | 55.9124 | 0 | 900.913 | 10000 | Competitive | 0 | 0 | 0 | 0 | 0 | 1 | 1 | Non-Competitive | Non-Competitive | Non-Competitive | Non-Competitive | Non-Competitive | 2 | 2 | 2 | 2 | 2 | 2 | 2 | 2 | 2 | 2 | 2 | 2 | 2 | 2 | 2
DWH_STP5 AIRCO4_NCARBI1_1 FROM_TO | DWH_STP5 | AIRCO4_NCARBI1_1 | 157 | 0 | 0 | AIRCO44A | NCARBIDE4A | FROM_TO | 73521.13 | -0.16482 | 0.10808 | -0.19312 | 0.78872 | 294.623 | -194.796 | 0 | 1703.436 | 4940.522 | Competitive | 0 | 0 | 0 | 0 | 0 | 1 | 1 | Non-Competitive | Non-Competitive | Non-Competitive | Non-Competitive | Non-Competitive | 19 | 21 | 28 | 19 | 21 | 28 | 19 | 21 | 28 | 19 | 21 | 28 | 19 | 21 | 28
DWH_STP5 AIRCO4_NCARBI1_1 TO_FROM | DWH_STP5 | AIRCO4_NCARBI1_1 | 157 | 0 | 0 | AIRCO44A | NCARBIDE4A | TO_FROM | 73521.13 | -0.10808 | 0.16482 | -0.78872 | 0.19312 | 309.1593 | -156.709 | 0 | 4555.168 | 2281.865 | Competitive | 0 | 0 | 0 | 1 | 1 | 1 | 1 | Non-Competitive | Non-Competitive | Non-Competitive | Competitive | Competitive | 19 | 22 | 25 | 19 | 22 | 25 | 19 | 22 | 25 | 0 | 0 | 0 | 0 | 0 | 0
DWH_STP5 AIRCO4_RINCON1_1 FROM_TO | DWH_STP5 | AIRCO4_RINCON1_1 | 157 | 0 | 0 | AIRCO44A | RINCON4A | FROM_TO | 73521.13 | -0.10818 | 0.16472 | -0.13531 | 0.21118 | 301.8571 | -163.424 | 0 | 4555.912 | 2279.383 | Competitive | 0 | 0 | 0 | 1 | 1 | 1 | 1 | Non-Competitive | Non-Competitive | Non-Competitive | Competitive | Competitive | 19 | 22 | 25 | 19 | 22 | 25 | 19 | 22 | 25 | 0 | 0 | 0 | 0 | 0 | 0
DWH_STP5 AIRCO4_RINCON1_1 TO_FROM | DWH_STP5 | AIRCO4_RINCON1_1 | 157 | 0 | 0 | AIRCO44A | RINCON4A | TO_FROM | 73521.13 | -0.16472 | 0.10818 | -0.21118 | 0.13531 | 302.4888 | -187.628 | 0 | 1701.416 | 4941.579 | Competitive | 0 | 0 | 0 | 0 | 0 | 1 | 1 | Non-Competitive | Non-Competitive | Non-Competitive | Non-Competitive | Non-Competitive | 19 | 21 | 28 | 19 | 21 | 28 | 19 | 21 | 28 | 19 | 21 | 28 | 19 | 21 | 28
DWH_STP5 SINTON_SKIDMO1_1 FROM_TO | DWH_STP5 | SINTON_SKIDMO1_1 | 38 | 0 | 0 | SKIDMORE2A | SINTON2A | FROM_TO | 73521.13 | -0.02217 | 0.004639 | -0.21403 | 0.40403 | 53.4888 | -22.0665 | 0 | 5591.294 | 2025.047 | Competitive | 0 | 0 | 0 | 1 | 1 | 1 | 1 | Non-Competitive | Non-Competitive | Non-Competitive | Competitive | Competitive | 6 | 6 | 6 | 6 | 6 | 6 | 6 | 6 | 6 | 0 | 0 | 0 | 0 | 0 | 0
DWH_STP5 SINTON_SKIDMO1_1 TO_FROM | DWH_STP5 | SINTON_SKIDMO1_1 | 38 | 0 | 0 | SKIDMORE2A | SINTON2A | TO_FROM | 73521.13 | -0.00464 | 0.022175 | -0.40404 | 0.21403 | 62.7087 | -33.4126 | 0 | 1487.789 | 5709.439 | Competitive | 0 | 0 | 0 | 0 | 0 | 1 | 0 | Non-Competitive | Non-Competitive | Non-Competitive | Non-Competitive | Non-Competitive | 0 | 0 | 0 | 0 | 0 | 0 | 0 | 0 | 0 | 0 | 0 | 0 | 0 | 0 | 0
DWTRDES5 3380__I FROM_TO | DWTRDES5 | 3380__I | 172 | 2 | 2 | WLEVEE_E8 | WDAL1_8 | FROM_TO | 73521.13 | 0 | 0 | 0 | 0 | 0 | 0 | 0 | 0 | 0 | Competitive | 1 | 1 | 1 | 1 | 1 | 1 | 0 | Non-Competitive | Non-Competitive | Non-Competitive | Non-Competitive | Non-Competitive | 0 | 0 | 0 | 0 | 0 | 0 | 0 | 0 | 0 | 0 | 0 | 0 | 0 | 0 | 0
DWTRDES5 3380__I TO_FROM | DWTRDES5 | 3380__I | 172 | 2 | 2 | WLEVEE_E8 | WDAL1_8 | TO_FROM | 73521.13 | 0 | 0 | 0 | 0 | 0 | 0 | 0 | 0 | 0 | Competitive | 1 | 1 | 1 | 1 | 1 | 1 | 0 | Non-Competitive | Non-Competitive | Non-Competitive | Non-Competitive | Non-Competitive | 0 | 0 | 0 | 0 | 0 | 0 | 0 | 0 | 0 | 0 | 0 | 0 | 0 | 0 | 0
DWTRDES5 3415__D FROM_TO | DWTRDES5 | 3415__D | 185 | 2 | 2 | AMELIA1_8 | UTSWMC1_8 | FROM_TO | 73521.13 | -0.02664 | 0.010695 | -0.53438 | 0.40618 | 213.236 | 96.8839 | 0 | 4056.148 | 10000 | Competitive | 0 | 0 | 0 | 0 | 0 | 1 | 1 | Non-Competitive | Non-Competitive | Non-Competitive | Non-Competitive | Non-Competitive | 3 | 3 | 3 | 3 | 3 | 3 | 3 | 3 | 3 | 3 | 3 | 3 | 3 | 3 | 3
DWTRDES5 3415__D TO_FROM | DWTRDES5 | 3415__D | 185 | 2 | 2 | AMELIA1_8 | UTSWMC1_8 | TO_FROM | 73521.13 | -0.01069 | 0.026638 | -0.40618 | 0.53438 | -18.5925 | -128.159 | 0 | 10000 | 4168.821 | Competitive | 0 | 0 | 0 | 0 | 0 | 1 | 0 | Non-Competitive | Non-Competitive | Non-Competitive | Non-Competitive | Non-Competitive | 0 | 0 | 0 | 0 | 0 | 0 | 0 | 0 | 0 | 0 | 0 | 0 | 0 | 0 | 0
DWTRDES5 WLVEE_MR2H FROM_TO | DWTRDES5 | WLVEE_MR2H | 680 | 2 | 2 | WLEVEE1_5 | 24003 | FROM_TO | 73521.13 | -0.05827 | 0.013039 | -0.53372 | 0.066521 | 800.8779 | 461.9897 | 0 | 854.911 | 3501.927 | Competitive | 0 | 0 | 0 | 0 | 0 | 1 | 1 | Non-Competitive | Non-Competitive | Non-Competitive | Non-Competitive | Non-Competitive | 13 | 17 | 17 | 13 | 17 | 17 | 13 | 17 | 17 | 13 | 17 | 17 | 13 | 17 | 17
DWTRDES5 WLVEE_MR2H TO_FROM | DWTRDES5 | WLVEE_MR2H | 680 | 2 | 2 | WLEVEE1_5 | 24003 | TO_FROM | 73521.13 | -0.01304 | 0.058269 | -0.06652 | 0.53372 | -331.643 | -544.502 | 0 | 3501.927 | 954.598 | Competitive | 1 | 1 | 1 | 1 | 1 | 1 | 0 | Non-Competitive | Non-Competitive | Non-Competitive | Non-Competitive | Non-Competitive | 0 | 0 | 0 | 0 | 0 | 0 | 0 | 0 | 0 | 0 | 0 | 0 | 0 | 0 | 0
DWTRLEG5 226__A FROM_TO | DWTRLEG5 | 226__A | 1621 | 6 | 6 | JEWETT_S5 | LIMEST__345A | FROM_TO | 73521.13 | -0.34854 | 0.096373 | -0.34854 | 0.39934 | 1232.523 | -737.618 | 0 | 1460.209 | 4192.606 | Competitive | 0 | 0 | 0 | 0 | 0 | 1 | 1 | Non-Competitive | Non-Competitive | Non-Competitive | Non-Competitive | Non-Competitive | 53 | 53 | 100 | 53 | 53 | 100 | 53 | 53 | 100 | 53 | 53 | 100 | 53 | 53 | 100
DWTRLEG5 226__A TO_FROM | DWTRLEG5 | 226__A | 1621 | 6 | 6 | JEWETT_S5 | LIMEST__345A | TO_FROM | 73521.13 | -0.09637 | 0.34854 | -0.39934 | 0.34854 | 2364.777 | 752.333 | 0 | 4102.557 | 1758.713 | Competitive | 0 | 0 | 1 | 1 | 1 | 1 | 1 | Non-Competitive | Non-Competitive | Competitive | Competitive | Competitive | 39 | 129 | 134 | 39 | 129 | 134 | 0 | 0 | 0 | 0 | 0 | 0 | 0 | 0 | 0
DWTRLEG5 230__A FROM_TO | DWTRLEG5 | 230__A | 1065 | 6 | 6 | JEWETT_S5 | RAT_SNAKE_5 | FROM_TO | 73521.13 | -0.21836 | 0.12542 | -0.23314 | 0.187 | 1572.017 | -322.312 | 0 | 2475.45 | 2682.82 | Competitive | 0 | 0 | 0 | 0 | 1 | 1 | 1 | Non-Competitive | Non-Competitive | Non-Competitive | Non-Competitive | Competitive | 39 | 69 | 86 | 39 | 69 | 86 | 39 | 69 | 86 | 39 | 69 | 86 | 0 | 0 | 0
DWTRLEG5 230__A TO_FROM | DWTRLEG5 | 230__A | 1065 | 6 | 6 | JEWETT_S5 | RAT_SNAKE_5 | TO_FROM | 73521.13 | -0.12542 | 0.21836 | -0.187 | 0.23314 | 1321.272 | -368.303 | 0 | 1993.336 | 2518.667 | Competitive | 0 | 0 | 0 | 0 | 1 | 1 | 1 | Non-Competitive | Non-Competitive | Non-Competitive | Non-Competitive | Competitive | 88 | 102 | 138 | 88 | 102 | 138 | 88 | 102 | 138 | 88 | 102 | 138 | 0 | 0 | 0
DWTRLEG5 31__A FROM_TO | DWTRLEG5 | 31__A | 1098 | 6 | 6 | TRINDAD2_5 | RICHLND1_5 | FROM_TO | 73521.13 | -0.25277 | 0.22797 | -0.25277 | 0.49691 | 1203.96 | -1621.46 | 0 | 2745.321 | 1607.715 | Competitive | 0 | 0 | 1 | 1 | 1 | 1 | 1 | Non-Competitive | Non-Competitive | Competitive | Competitive | Competitive | 99 | 128 | 201 | 99 | 128 | 201 | 0 | 0 | 0 | 0 | 0 | 0 | 0 | 0 | 0
DWTRLEG5 31__A TO_FROM | DWTRLEG5 | 31__A | 1098 | 6 | 6 | TRINDAD2_5 | RICHLND1_5 | TO_FROM | 73521.13 | -0.22797 | 0.25277 | -0.49692 | 0.25277 | 3059.827 | 1156.292 | 0 | 1520.572 | 3098.312 | Competitive | 0 | 0 | 0 | 0 | 0 | 0 | 1 | Non-Competitive | Non-Competitive | Non-Competitive | Non-Competitive | Non-Competitive | 79 | 79 | 124 | 79 | 79 | 124 | 79 | 79 | 124 | 79 | 79 | 124 | 79 | 79 | 124
DWTRLEG5 40__A FROM_TO | DWTRLEG5 | 40__A | 1098 | 6 | 6 | BIGBRN__5 | JEWETT_S5 | FROM_TO | 73521.13 | -0.1304 | 0.24173 | -0.22938 | 0.24173 | 2412.175 | -814.501 | 0 | 2192.886 | 1498.538 | Competitive | 0 | 1 | 1 | 1 | 1 | 1 | 1 | Non-Competitive | Competitive | Competitive | Competitive | Competitive | 87 | 120 | 215 | 0 | 0 | 0 | 0 | 0 | 0 | 0 | 0 | 0 | 0 | 0 | 0
DWTRLEG5 40__A TO_FROM | DWTRLEG5 | 40__A | 1098 | 6 | 6 | BIGBRN__5 | JEWETT_S5 | TO_FROM | 73521.13 | -0.24173 | 0.1304 | -0.24173 | 0.22938 | 3193.461 | 1241.368 | 0 | 1395.606 | 2548.777 | Competitive | 0 | 0 | 0 | 0 | 1 | 0 | 1 | Non-Competitive | Non-Competitive | Non-Competitive | Non-Competitive | Non-Competitive | 77 | 113 | 128 | 77 | 113 | 128 | 77 | 113 | 128 | 77 | 113 | 128 | 77 | 113 | 128
DWTRLEG5 50__A FROM_TO | DWTRLEG5 | 50__A | 1098 | 6 | 6 | BIGBRN__5 | JEWETT_N5 | FROM_TO | 73521.13 | -0.14276 | 0.24648 | -0.23651 | 0.24648 | 2761.185 | -758.59 | 0 | 2053.43 | 1509.827 | Competitive | 0 | 0 | 1 | 1 | 1 | 1 | 1 | Non-Competitive | Non-Competitive | Competitive | Competitive | Competitive | 87 | 120 | 215 | 87 | 120 | 215 | 0 | 0 | 0 | 0 | 0 | 0 | 0 | 0 | 0
DWTRLEG5 50__A TO_FROM | DWTRLEG5 | 50__A | 1098 | 6 | 6 | BIGBRN__5 | JEWETT_N5 | TO_FROM | 73521.13 | -0.24648 | 0.14276 | -0.24648 | 0.23651 | 3424.548 | 1259.344 | 0 | 1412.673 | 2422.773 | Competitive | 0 | 0 | 0 | 1 | 1 | 0 | 1 | Non-Competitive | Non-Competitive | Non-Competitive | Non-Competitive | Non-Competitive | 71 | 128 | 128 | 71 | 128 | 128 | 71 | 128 | 128 | 71 | 128 | 128 | 71 | 128 | 128
DWTRTRC5 1750__B FROM_TO | DWTRTRC5 | 1750__B | 213 | 2 | 2 | SGVL1_8 | KLEBRG1T_8 | FROM_TO | 73521.13 | -0.01831 | 0.049094 | -0.69024 | 0.19233 | 306.6927 | -109.509 | 0 | 3133.457 | 3290.711 | Competitive | 0 | 0 | 0 | 0 | 0 | 1 | 0 | Non-Competitive | Non-Competitive | Non-Competitive | Non-Competitive | Non-Competitive | 0 | 0 | 0 | 0 | 0 | 0 | 0 | 0 | 0 | 0 | 0 | 0 | 0 | 0 | 0
DWTRTRC5 1750__B TO_FROM | DWTRTRC5 | 1750__B | 213 | 2 | 2 | SGVL1_8 | KLEBRG1T_8 | TO_FROM | 73521.13 | -0.04909 | 0.018309 | -0.19233 | 0.69024 | 289.2107 | -41.2763 | 0 | 3290.711 | 3431.251 | Competitive | 0 | 0 | 0 | 0 | 0 | 1 | 1 | Non-Competitive | Non-Competitive | Non-Competitive | Non-Competitive | Non-Competitive | 34 | 34 | 38 | 34 | 34 | 38 | 34 | 34 | 38 | 34 | 34 | 38 | 34 | 34 | 38
DWTRTRC5 220__B FROM_TO | DWTRTRC5 | 220__B | 1065 | 2 | 2 | TRICRN1_5 | SGVLSW1_5 | FROM_TO | 73521.13 | -0.17733 | 0.15383 | -0.26457 | 0.61146 | 2590.576 | 563.4399 | 0 | 2274.711 | 3144.52 | Competitive | 0 | 0 | 0 | 0 | 0 | 1 | 1 | Non-Competitive | Non-Competitive | Non-Competitive | Non-Competitive | Non-Competitive | 41 | 47 | 81 | 41 | 47 | 81 | 41 | 47 | 81 | 41 | 47 | 81 | 41 | 47 | 81
DWTRTRC5 220__B TO_FROM | DWTRTRC5 | 220__B | 1065 | 2 | 2 | TRICRN1_5 | SGVLSW1_5 | TO_FROM | 73521.13 | -0.15383 | 0.17733 | -0.61146 | 0.26456 | 543.1077 | -1590.85 | 0 | 2791.951 | 2417.245 | Competitive | 0 | 0 | 0 | 1 | 1 | 1 | 1 | Non-Competitive | Non-Competitive | Non-Competitive | Competitive | Competitive | 109 | 109 | 138 | 109 | 109 | 138 | 109 | 109 | 138 | 0 | 0 | 0 | 0 | 0 | 0
DWTRTRC5 3655__A FROM_TO | DWTRTRC5 | 3655__A | 287 | 2 | 2 | PARKDB1_8 | PRCK1_8 | FROM_TO | 73521.13 | -0.07367 | 0.018201 | -0.22603 | 0.093776 | 201.8864 | -49.1112 | 0 | 6848.923 | 4561.368 | Competitive | 0 | 0 | 0 | 0 | 0 | 1 | 1 | Non-Competitive | Non-Competitive | Non-Competitive | Non-Competitive | Non-Competitive | 22 | 26 | 30 | 22 | 26 | 30 | 22 | 26 | 30 | 22 | 26 | 30 | 22 | 26 | 30
DWTRTRC5 3655__A TO_FROM | DWTRTRC5 | 3655__A | 287 | 2 | 2 | PARKDB1_8 | PRCK1_8 | TO_FROM | 73521.13 | -0.0182 | 0.073673 | -0.09378 | 0.22603 | 281.6742 | -67.4814 | 0 | 4324.37 | 6848.923 | Competitive | 0 | 0 | 0 | 0 | 0 | 1 | 0 | Non-Competitive | Non-Competitive | Non-Competitive | Non-Competitive | Non-Competitive | 0 | 0 | 0 | 0 | 0 | 0 | 0 | 0 | 0 | 0 | 0 | 0 | 0 | 0 | 0
DWTRTRC5 3655__B FROM_TO | DWTRTRC5 | 3655__B | 287 | 2 | 2 | PRCKSW1_8 | PRCK1_8 | FROM_TO | 73521.13 | -0.01805 | 0.073825 | -0.77382 | 0.21108 | 292.8841 | -56.2734 | 0 | 4317.595 | 6892.983 | Competitive | 0 | 0 | 0 | 0 | 0 | 1 | 0 | Non-Competitive | Non-Competitive | Non-Competitive | Non-Competitive | Non-Competitive | 0 | 0 | 0 | 0 | 0 | 0 | 0 | 0 | 0 | 0 | 0 | 0 | 0 | 0 | 0
DWTRTRC5 3655__B TO_FROM | DWTRTRC5 | 3655__B | 287 | 2 | 2 | PRCKSW1_8 | PRCK1_8 | TO_FROM | 73521.13 | -0.07383 | 0.018049 | -0.21108 | 0.77382 | 190.6112 | -60.3192 | 0 | 6892.983 | 4555.606 | Competitive | 0 | 0 | 0 | 0 | 0 | 1 | 1 | Non-Competitive | Non-Competitive | Non-Competitive | Non-Competitive | Non-Competitive | 22 | 26 | 30 | 22 | 26 | 30 | 22 | 26 | 30 | 22 | 26 | 30 | 22 | 26 | 30
DWTRTRC5 TRSES_MR6H FROM_TO | DWTRTRC5 | TRSES_MR6H | 348 | 2 | 2 | TRINDAD1_5 | TRSES6_1 | FROM_TO | 73521.13 | -0.69668 | 0.052849 | -0.69668 | 0.11223 | 511.0201 | 206.9407 | 0 | 5101.689 | 9608.508 | Non-Competi | 0 | 0 | 0 | 0 | 0 | 1 | 1 | Non-Competitive | Non-Competitive | Non-Competitive | Non-Competitive | Non-Competitive | bar: 22 to 30
DWTRTRC5 TRSES_MR6H TO_FROM | DWTRTRC5 | TRSES_MR6H | 348 | 2 | 2 | TRINDAD1_5 | TRSES6_1 | TO_FROM | 73521.13 | -0.05285 | 0.69668 | -0.11223 | 0.69668 | 147.316 | -352.208 | 0 | 9608.508 | 5220.166 | Competitive | 0 | 0 | 0 | 0 | 0 | 1 | 1 | Non-Competitive | Non-Competitive | Non-Competitive | Non-Competitive | Non-Competitive | 5 | 5 | 5 | 5 | 5 | 5 | 5 | 5 | 5 | 5 | 5 | 5 | 5 | 5 | 5
DWTRTRC5 TRSES_MR6L FROM_TO | DWTRTRC5 | TRSES_MR6L | 348 | 2 | 2 | TDADTMOD_8 | TRSES6_1 | FROM_TO | 73521.13 | -0.30332 | 0.078629 | -0.30332 | 0.2802 | -23.6677 | -352.208 | 0 | 10000 | 8813.319 | Competitive | 0 | 0 | 0 | 0 | 0 | 1 | 1 | Non-Competitive | Non-Competitive | Non-Competitive | Non-Competitive | Non-Competitive | 3 | 6 | 6 | 3 | 6 | 6 | 3 | 6 | 6 | 3 | 6 | 6 | 3 | 6 | 6
DWTRTRC5 TRSES_MR6L TO_FROM | DWTRTRC5 | TRSES_MR6L | 348 | 2 | 2 | TDADTMOD_8 | TRSES6_1 | TO_FROM | 73521.13 | -0.07863 | 0.30332 | -0.2802 | 0.30332 | 585.3338 | 190.7306 | 0 | 8789.316 | 10000 | Competitive | 0 | 0 | 0 | 0 | 0 | 1 | 1 | Non-Competitive | Non-Competitive | Non-Competitive | Non-Competitive | Non-Competitive | 2 | 2 | 2 | 2 | 2 | 2 | 2 | 2 | 2 | 2 | 2 | 2 | 2 | 2 | 2
DWTRWLV5 220__B FROM_TO | DWTRWLV5 | 220__B | 1065 | 4 | 4 | TRICRN1_5 | SGVLSW1_5 | FROM_TO | 73521.13 | -0.33078 | 0.094881 | -0.48037 | 0.30229 | 2982.181 | 916.7353 | 0 | 1091.293 | 3723.467 | Competitive | 0 | 0 | 0 | 0 | 0 | 1 | 1 | Non-Competitive | Non-Competitive | Non-Competitive | Non-Competitive | Non-Competitive | 26 | 26 | 35 | 26 | 26 | 35 | 26 | 26 | 35 | 26 | 26 | 35 | 26 | 26 | 35
DWTRWLV5 220__B TO_FROM | DWTRWLV5 | 220__B | 1065 | 4 | 4 | TRICRN1_5 | SGVLSW1_5 | TO_FROM | 73521.13 | -0.09488 | 0.33078 | -0.30229 | 0.48037 | 641.1114 | -2189.48 | 0 | 3353.256 | 1174.504 | Competitive | 0 | 1 | 1 | 1 | 1 | 1 | 1 | Non-Competitive | Competitive | Competitive | Competitive | Competitive | 100 | 129 | 210 | 0 | 0 | 0 | 0 | 0 | 0 | 0 | 0 | 0 | 0 | 0 | 0
DWTRWLV5 3040__A FROM_TO | DWTRWLV5 | 3040__A | 1064 | 4 | 4 | CHILSW1_5 | WATMLL_E5 | FROM_TO | 73521.13 | -0.08472 | 0.076021 | -0.19359 | 0.1659 | 411.9794 | -752.899 | 0 | 1445.338 | 2364.899 | Competitive | 0 | 0 | 0 | 1 | 1 | 1 | 1 | Non-Competitive | Non-Competitive | Non-Competitive | Competitive | Competitive | 94 | 111 | 125 | 94 | 111 | 125 | 94 | 111 | 125 | 0 | 0 | 0 | 0 | 0 | 0
DWTRWLV5 3040__A TO_FROM | DWTRWLV5 | 3040__A | 1064 | 4 | 4 | CHILSW1_5 | WATMLL_E5 | TO_FROM | 73521.13 | -0.07602 | 0.084722 | -0.1659 | 0.19359 | 1800.261 | 365.4409 | 0 | 2277.779 | 2194.157 | Competitive | 0 | 0 | 0 | 1 | 1 | 1 | 1 | Non-Competitive | Non-Competitive | Non-Competitive | Competitive | Competitive | 63 | 63 | 71 | 63 | 63 | 71 | 63 | 63 | 71 | 0 | 0 | 0 | 0 | 0 | 0
DWTRWLV5 3170__B FROM_TO | DWTRWLV5 | 3170__B | 213 | 4 | 4 | BUNTIN2_8 | SMPST2T_8 | FROM_TO | 73521.13 | -0.01302 | 0.045446 | -0.55251 | 0.25545 | -19.3738 | -196.911 | 0 | 10000 | 1793.4 | Competitive | 0 | 0 | 1 | 1 | 1 | 1 | 0 | Non-Competitive | Non-Competitive | Non-Competitive | Non-Competitive | Non-Competitive | 0 | 0 | 0 | 0 | 0 | 0 | 0 | 0 | 0 | 0 | 0 | 0 | 0 | 0 | 0
DWTRWLV5 3170__B TO_FROM | DWTRWLV5 | 3170__B | 213 | 4 | 4 | BUNTIN2_8 | SMPST2T_8 | TO_FROM | 73521.13 | -0.04545 | 0.013016 | -0.25545 | 0.55251 | 294.0605 | 140.7303 | 0 | 1764.593 | 10000 | Competitive | 0 | 0 | 0 | 0 | 0 | 1 | 1 | Non-Competitive | Non-Competitive | Non-Competitive | Non-Competitive | Non-Competitive | 3 | 3 | 3 | 3 | 3 | 3 | 3 | 3 | 3 | 3 | 3 | 3 | 3 | 3 | 3
DWTRWLV5 3200__A FROM_TO | DWTRWLV5 | 3200__A | 223 | 4 | 4 | MTCK_E8 | CHILSW_N8 | FROM_TO | 73521.13 | -0.01921 | 0.23854 | -0.11358 | 0.23902 | 72.438 | -314.944 | 0 | 9760.631 | 4408.991 | Competitive | 0 | 0 | 0 | 0 | 0 | 1 | 0 | Non-Competitive | Non-Competitive | Non-Competitive | Non-Competitive | Non-Competitive | 0 | 0 | 0 | 0 | 0 | 0 | 0 | 0 | 0 | 0 | 0 | 0 | 0 | 0 | 0
DWTRWLV5 3200__A TO_FROM | DWTRWLV5 | 3200__A | 223 | 4 | 4 | MTCK_E8 | CHILSW_N8 | TO_FROM | 73521.13 | -0.23854 | 0.019205 | -0.23902 | 0.11358 | 367.1577 | 133.5611 | 0 | 4408.991 | 9760.631 | Competitive | 0 | 0 | 0 | 0 | 0 | 1 | 1 | Non-Competitive | Non-Competitive | Non-Competitive | Non-Competitive | Non-Competitive | 3 | 3 | 3 | 3 | 3 | 3 | 3 | 3 | 3 | 3 | 3 | 3 | 3 | 3 | 3
DWTRWLV5 3210__A FROM_TO | DWTRWLV5 | 3210__A | 223 | 4 | 4 | MTCK_W8 | CHILSW_S8 | FROM_TO | 73521.13 | -0.01868 | 0.23819 | -0.11456 | 0.23882 | 72.7507 | -313.333 | 0 | 9761.889 | 3364.031 | Competitive | 0 | 0 | 0 | 0 | 0 | 1 | 0 | Non-Competitive | Non-Competitive | Non-Competitive | Non-Competitive | Non-Competitive | 0 | 0 | 0 | 0 | 0 | 0 | 0 | 0 | 0 | 0 | 0 | 0 | 0 | 0 | 0
DWTRWLV5 3210__A TO_FROM | DWTRWLV5 | 3210__A | 223 | 4 | 4 | MTCK_W8 | CHILSW_S8 | TO_FROM | 73521.13 | -0.23819 | 0.018685 | -0.23882 | 0.11456 | 365.3542 | 132.8708 | 0 | 3364.031 | 9761.889 | Competitive | 0 | 0 | 0 | 0 | 0 | 1 | 1 | Non-Competitive | Non-Competitive | Non-Competitive | Non-Competitive | Non-Competitive | 3 | 3 | 3 | 3 | 3 | 3 | 3 | 3 | 3 | 3 | 3 | 3 | 3 | 3 | 3
DWTRWLV5 931__C FROM_TO | DWTRWLV5 | 931__C | 287 | 4 | 4 | DVILS1_8 | CHCLRKRD_T8 | FROM_TO | 73521.13 | -0.1358 | 0.095932 | -0.35122 | 0.53078 | 74.7456 | -289.469 | 0 | 10000 | 10000 | Competitive | 0 | 0 | 0 | 0 | 0 | 1 | 1 | Non-Competitive | Non-Competitive | Non-Competitive | Non-Competitive | Non-Competitive | 2 | 2 | 2 | 2 | 2 | 2 | 2 | 2 | 2 | 2 | 2 | 2 | 2 | 2 | 2
DWTRWLV5 931__C TO_FROM | DWTRWLV5 | 931__C | 287 | 4 | 4 | DVILS1_8 | CHCLRKRD_T8 | TO_FROM | 73521.13 | -0.09593 | 0.1358 | -0.53078 | 0.35122 | 399.3083 | 146.5508 | 0 | 10000 | 10000 | Competitive | 0 | 0 | 0 | 0 | 0 | 1 | 1 | Non-Competitive | Non-Competitive | Non-Competitive | Non-Competitive | Non-Competitive | 6 | 6 | 6 | 6 | 6 | 6 | 6 | 6 | 6 | 6 | 6 | 6 | 6 | 6 | 6
DW_DDEN8 AIR_W_DE_1 FROM_TO | DW_DDEN8 | AIR_W_DE_1 | 350 | 6 | 6 | JMCRSTL138 | W_DENT_8 | FROM_TO | 73521.13 | -0.02203 | 0.23298 | -0.18655 | 0.69389 | -40.278 | -328.052 | 0 | 6439.544 | 1913.259 | Competitive | 0 | 0 | 1 | 1 | 1 | 1 | 1 | Non-Competitive | Non-Competitive | Competitive | Competitive | Competitive | 6 | 6 | 6 | 6 | 6 | 6 | 0 | 0 | 0 | 0 | 0 | 0 | 0 | 0 | 0
DW_DDEN8 AIR_W_DE_1 TO_FROM | DW_DDEN8 | AIR_W_DE_1 | 350 | 6 | 6 | JMCRSTL138 | W_DENT_8 | TO_FROM | 73521.13 | -0.23298 | 0.022033 | -0.69389 | 0.18655 | 490.4154 | 120.1207 | 0 | 951.176 | 8700.086 | Competitive | 0 | 0 | 0 | 0 | 0 | 1 | 1 | Non-Competitive | Non-Competitive | Non-Competitive | Non-Competitive | Non-Competitive | 2 | 5 | 5 | 2 | 5 | 5 | 2 | 5 | 5 | 2 | 5 | 5 | 2 | 5 | 5
DW_DDEN8 HIC_LOCU_1 FROM_TO | DW_DDEN8 | HIC_LOCU_1 | 77 | 6 | 6 | HICKORY69 | LOCUST69 | FROM_TO | 73521.13 | -0.4005 | 0.003015 | -0.5485 | 0.23702 | 85.2211 | 38.8993 | 0 | 939.416 | 10000 | Competitive | 0 | 0 | 0 | 0 | 0 | 1 | 1 | Non-Competitive | Non-Competitive | Non-Competitive | Non-Competitive | Non-Competitive | 2 | 2 | 2 | 2 | 2 | 2 | 2 | 2 | 2 | 2 | 2 | 2 | 2 | 2 | 2
DW_DDEN8 HIC_LOCU_1 TO_FROM | DW_DDEN8 | HIC_LOCU_1 | 77 | 6 | 6 | HICKORY69 | LOCUST69 | TO_FROM | 73521.13 | -0.00301 | 0.4005 | -0.23702 | 0.5485 | 19.9527 | -63.8473 | 0 | 10000 | 1875.943 | Competitive | 0 | 0 | 1 | 1 | 1 | 1 | 0 | Non-Competitive | Non-Competitive | Non-Competitive | Non-Competitive | Non-Competitive | 0 | 0 | 0 | 0 | 0 | 0 | 0 | 0 | 0 | 0 | 0 | 0 | 0 | 0 | 0
DZORHAY5 KENDAL_AT4L FROM_TO | DZORHAY5 | KENDAL_AT4L | 880 | 2 | 2 | L_KENDAL8_2Y | L_KENDAL1_1 | FROM_TO | 73521.13 | -0.21478 | 0.006922 | -0.21478 | 0.5382 | -72.5796 | -198.98 | 0 | 1899.536 | 9877.275 | Competitive | 0 | 0 | 0 | 0 | 0 | 1 | 1 | Non-Competitive | Non-Competitive | Non-Competitive | Non-Competitive | Non-Competitive | 4 | 4 | 4 | 4 | 4 | 4 | 4 | 4 | 4 | 4 | 4 | 4 | 4 | 4 | 4
DZORHAY5 KENDAL_AT4L TO_FROM | DZORHAY5 | KENDAL_AT4L | 880 | 2 | 2 | L_KENDAL8_2Y | L_KENDAL1_1 | TO_FROM | 73521.13 | -0.00692 | 0.21478 | -0.5382 | 0.21478 | 639.7348 | 100.918 | 0 | 5043.253 | 10000 | Competitive | 0 | 0 | 0 | 0 | 0 | 1 | 0 | Non-Competitive | Non-Competitive | Non-Competitive | Non-Competitive | Non-Competitive | 0 | 0 | 0 | 0 | 0 | 0 | 0 | 0 | 0 | 0 | 0 | 0 | 0 | 0 | 0
D_NBCBY5 GBY_AT2 FROM_TO | D_NBCBY5 | GBY_AT2 | 504 | 2 | 2 | GRNBYU__345A | 49128_STAR | FROM_TO | 73521.13 | -0.20998 | 0.13261 | -0.37605 | 0.13261 | 1135.062 | 98.7035 | 0 | 4143.407 | 2866.2 | Competitive | 0 | 0 | 0 | 0 | 1 | 1 | 1 | Non-Competitive | Non-Competitive | Non-Competitive | Non-Competitive | Competitive | 43 | 45 | 54 | 43 | 45 | 54 | 43 | 45 | 54 | 43 | 45 | 54 | 0 | 0 | 0
D_NBCBY5 GBY_AT2 TO_FROM | D_NBCBY5 | GBY_AT2 | 504 | 2 | 2 | GRNBYU__345A | 49128_STAR | TO_FROM | 73521.13 | -0.13261 | 0.20998 | -0.13261 | 0.37605 | 260.1374 | -796.912 | 0 | 2862.869 | 4154.008 | Competitive | 0 | 0 | 0 | 0 | 0 | 1 | 1 | Non-Competitive | Non-Competitive | Non-Competitive | Non-Competitive | Non-Competitive | 15 | 20 | 26 | 15 | 20 | 26 | 15 | 20 | 26 | 15 | 20 | 26 | 15 | 20 | 26
MLNCSWE5 HAMILT_MAVERI1_1 FROM_TO | MLNCSWE5 | HAMILT_MAVERI1_1 | 122 | 0 | 0 | HAMILTN4 | MAVERICK4A | FROM_TO | 73521.13 | -0.02996 | 0.20874 | -0.53419 | 0.20874 | 298.7395 | -44.5447 | 0 | 4278.94 | 2205.575 | Non-Competi | 0 | 0 | 0 | 1 | 1 | 1 | 1 | Non-Competitive | Non-Competitive | Non-Competitive | Competitive | Competitive | 29 | 29 | 29 | 29 | 29 | 29 | 29 | 29 | 29 | 0 | 0 | 0 | 0 | 0 | 0
MLNCSWE5 HAMILT_MAVERI1_1 TO_FROM | MLNCSWE5 | HAMILT_MAVERI1_1 | 122 | 0 | 0 | HAMILTN4 | MAVERICK4A | TO_FROM | 73521.13 | -0.20874 | 0.45606 | -0.20874 | 0.53419 | 156.9246 | -121.089 | 0 | 8883.629 | 10000 | Competitive | 0 | 0 | 0 | 0 | 0 | 1 | 1 | Non-Competitive | Non-Competitive | Non-Competitive | Non-Competitive | Non-Competitive | 2 | 2 | 2 | 2 | 2 | 2 | 2 | 2 | 2 | 2 | 2 | 2 | 2 | 2 | 2
MLNCSWE5 PECAN__PUTN1_1 FROM_TO | MLNCSWE5 | PECAN__PUTN1_1 | 84 | 0 | 0 | PUTN2B | PCNBYU4A | FROM_TO | 73521.13 | -0.01381 | 0.070981 | -0.16863 | 0.56325 | 62.6984 | -10.2902 | 0 | 10000 | 3170.045 | Competitive | 0 | 0 | 0 | 0 | 0 | 1 | 0 | Non-Competitive | Non-Competitive | Non-Competitive | Non-Competitive | Non-Competitive | bar: 22 to 30
MLNCSWE5 PECAN__PUTN1_1 TO_FROM | MLNCSWE5 | PECAN__PUTN1_1 | 84 | 0 | 0 | PUTN2B | PCNBYU4A | TO_FROM | 73521.13 | -0.01364 | 0.03611 | -0.56325 | 0.16863 | 133.6745 | -39.1846 | 0 | 2403.911 | 6319.4 | Competitive | 0 | 0 | 0 | 0 | 0 | 1 | 0 | Non-Competitive | Non-Competitive | Non-Competitive | Non-Competitive | Non-Competitive | 0 | 0 | 0 | 0 | 0 | 0 | 0 | 0 | 0 | 0 | 0 | 0 | 0 | 0 | 0
N_3083 BLESSI_LOLITA1_1 FROM_TO | N_3083 | BLESSI_LOLITA1_1 | 211 | 0 | 0 | BLESSING4A | LOLITA4A | FROM_TO | 73521.13 | -0.30529 | 0.048276 | -0.41939 | 0.13192 | 815.1537 | -155.139 | 0 | 1801.938 | 5903.865 | Competitive | 0 | 0 | 0 | 0 | 0 | 1 | 1 | Non-Competitive | Non-Competitive | Non-Competitive | Non-Competitive | Non-Competitive | 12 | 12 | 31 | 12 | 12 | 31 | 12 | 12 | 31 | 12 | 12 | 31 | 12 | 12 | 31
N_3083 BLESSI_LOLITA1_1 TO_FROM | N_3083 | BLESSI_LOLITA1_1 | 211 | 0 | 0 | BLESSING4A | LOLITA4A | TO_FROM | 73521.13 | -0.04828 | 0.30529 | -0.13192 | 0.41939 | 479.9043 | -320.766 | 0 | 5587.002 | 1946.428 | Competitive | 0 | 0 | 1 | 1 | 1 | 1 | 1 | Non-Competitive | Non-Competitive | Competitive | Competitive | Competitive | 14 | 30 | 36 | 14 | 30 | 36 | 0 | 0 | 0 | 0 | 0 | 0 | 0 | 0 | 0
SABEABR9 ABEC_ABNW2_1 FROM_TO | SABEABR9 | ABEC_ABNW2_1 | 67 | 1 | 1 | ABNW2B | ABEC2A | FROM_TO | 73521.13 | -0.00127 | 0.023348 | -0.25945 | 0.48284 | 52.9937 | 9.6398 | 0 | 2976.66 | 10000 | Competitive | 0 | 0 | 0 | 0 | 0 | 1 | 0 | Non-Competitive | Non-Competitive | Non-Competitive | Non-Competitive | Non-Competitive | 0 | 0 | 0 | 0 | 0 | 0 | 0 | 0 | 0 | 0 | 0 | 0 | 0 | 0 | 0
SABEABR9 ABEC_ABNW2_1 TO_FROM | SABEABR9 | ABEC_ABNW2_1 | 67 | 1 | 1 | ABNW2B | ABEC2A | TO_FROM | 73521.13 | -0.00707 | 0.008247 | -0.48284 | 0.25945 | -6.5658 | -18.0115 | 0 | 10000 | 3812.113 | Competitive | 0 | 0 | 0 | 0 | 0 | 1 | 0 | Non-Competitive | Non-Competitive | Non-Competitive | Non-Competitive | Non-Competitive | bar: 22 to 30
SABMBLU5 ABNW_CALLAH1_1 FROM_TO | SABMBLU5 | ABNW_CALLAH1_1 | 135 | 1 | 1 | ABNW4A | CALLAHAN4A | FROM_TO | 73521.13 | -0.00812 | 0.035988 | -0.59312 | 0.10381 | 55.0895 | -59.0085 | 0 | 2521.101 | 4405.95 | Competitive | 0 | 0 | 0 | 0 | 0 | 1 | 0 | Non-Competitive | Non-Competitive | Non-Competitive | Non-Competitive | Non-Competitive | 0 | 0 | 0 | 0 | 0 | 0 | 0 | 0 | 0 | 0 | 0 | 0 | 0 | 0 | 0
SABMBLU5 ABNW_CALLAH1_1 TO_FROM | SABMBLU5 | ABNW_CALLAH1_1 | 135 | 1 | 1 | ABNW4A | CALLAHAN4A | TO_FROM | 73521.13 | -0.01155 | 0.13732 | -0.10381 | 0.59312 | 139.4855 | 8.2186 | 0 | 8030.309 | 2174.25 | Competitive | 0 | 0 | 0 | 1 | 1 | 1 | 0 | Non-Competitive | Non-Competitive | Non-Competitive | Non-Competitive | Non-Competitive | bar: 22 to 30
SABMBLU5 ABSO_BLUF_C1_1 FROM_TO | SABMBLU5 | ABSO_BLUF_C1_1 | 382 | 1 | 1 | ABSO4A | BLF_CRK4C | FROM_TO | 73521.13 | -0.01063 | 0.15993 | -0.11793 | 0.29531 | 26.1725 | -200.19 | 0 | 3589.733 | 874.839 | Competitive | 1 | 1 | 1 | 1 | 1 | 1 | 0 | Non-Competitive | Non-Competitive | Non-Competitive | Non-Competitive | Non-Competitive | 0 | 1 | 5 | 0 | 1 | 5 | 0 | 1 | 5 | 0 | 1 | 5 | 0 | 1 | 5
SABMBLU5 ABSO_BLUF_C1_1 TO_FROM | SABMBLU5 | ABSO_BLUF_C1_1 | 382 | 1 | 1 | ABSO4A | BLF_CRK4C | TO_FROM | 73521.13 | -0.0276 | 0.11761 | -0.29531 | 0.11793 | 386.5414 | 157.3305 | 0 | 8227.762 | 3011.205 | Competitive | 0 | 0 | 0 | 0 | 0 | 1 | 1 | Non-Competitive | Non-Competitive | Non-Competitive | Non-Competitive | Non-Competitive | 4 | 4 | 4 | 4 | 4 | 4 | 4 | 4 | 4 | 4 | 4 | 4 | 4 | 4 | 4
SABMBLU5 NICOLE_OAKC1_1 FROM_TO | SABMBLU5 | NICOLE_OAKC1_1 | 275 | 1 | 1 | OAKC4A | NICOLE4A | FROM_TO | 73521.13 | -0.00593 | 0.054233 | -0.30854 | 0.65029 | -42.1327 | -97.3845 | 0 | 4869.789 | 3527.566 | Competitive | 0 | 0 | 0 | 0 | 0 | 1 | 0 | Non-Competitive | Non-Competitive | Non-Competitive | Non-Competitive | Non-Competitive | 0 | 0 | 0 | 0 | 0 | 0 | 0 | 0 | 0 | 0 | 0 | 0 | 0 | 0 | 0
SABMBLU5 NICOLE_OAKC1_1 TO_FROM | SABMBLU5 | NICOLE_OAKC1_1 | 275 | 1 | 1 | OAKC4A | NICOLE4A | TO_FROM | 73521.13 | -0.02338 | 0.30855 | -0.65029 | 0.30855 | 218.5322 | 63.9096 | 0 | 7912.676 | 10000 | Competitive | 0 | 0 | 0 | 0 | 0 | 1 | 1 | Non-Competitive | Non-Competitive | Non-Competitive | Non-Competitive | Non-Competitive | bar: 22 to 30
SABMBLU5 NICOLE_ORNT1_1 FROM_TO | SABMBLU5 | NICOLE_ORNT1_1 | 135 | 1 | 1 | NICOLE4A | ORNT4A | FROM_TO | 73521.13 | -0.01602 | 0.17685 | -0.30265 | 0.17685 | 125.0966 | -27.2637 | 0 | 8043.024 | 10000 | Competitive | 0 | 0 | 0 | 0 | 0 | 1 | 0 | Non-Competitive | Non-Competitive | Non-Competitive | Non-Competitive | Non-Competitive | 0 | 0 | 0 | 0 | 0 | 0 | 0 | 0 | 0 | 0 | 0 | 0 | 0 | 0 | 0
SABMBLU5 NICOLE_ORNT1_1 TO_FROM | SABMBLU5 | NICOLE_ORNT1_1 | 135 | 1 | 1 | NICOLE4A | ORNT4A | TO_FROM | 73521.13 | -0.00673 | 0.054493 | -0.17685 | 0.30265 | 80.6094 | -25.833 | 0 | 10000 | 2158.952 | Competitive | 0 | 0 | 0 | 1 | 1 | 1 | 0 | Non-Competitive | Non-Competitive | Non-Competitive | Non-Competitive | Non-Competitive | 0 | 0 | 0 | 0 | 0 | 0 | 0 | 0 | 0 | 0 | 0 | 0 | 0 | 0 | 0
SABOAB29 ABSO_WTGULF1_1 FROM_TO | SABOAB29 | ABSO_WTGULF1_1 | 38 | 1 | 1 | ABSO2A | ABWTGUT2 | FROM_TO | 73521.13 | -0.00194 | 0.008717 | -0.68484 | 0.16298 | 45.3603 | 18.6042 | 0 | 2980.158 | 5183.741 | Competitive | 0 | 0 | 0 | 0 | 0 | 1 | 0 | Non-Competitive | Non-Competitive | Non-Competitive | Non-Competitive | Non-Competitive | 0 | 0 | 0 | 0 | 0 | 0 | 0 | 0 | 0 | 0 | 0 | 0 | 0 | 0 | 0
SABOAB29 ABSO_WTGULF1_1 TO_FROM | SABOAB29 | ABSO_WTGULF1_1 | 38 | 1 | 1 | ABSO2A | ABWTGUT2 | TO_FROM | 73521.13 | -0.00187 | 0.007758 | -0.16298 | 0.68484 | -15.1551 | -27.4107 | 0 | 6786.283 | 2982.56 | Competitive | 0 | 0 | 0 | 0 | 1 | 1 | 0 | Non-Competitive | Non-Competitive | Non-Competitive | Non-Competitive | Non-Competitive | 0 | 0 | 0 | 0 | 0 | 0 | 0 | 0 | 0 | 0 | 0 | 0 | 0 | 0 | 0
SABSBLU8 NICOLE_OAKC1_1 FROM_TO | SABSBLU8 | NICOLE_OAKC1_1 | 275 | 2 | 2 | OAKC4A | NICOLE4A | FROM_TO | 73521.13 | -0.0068 | 0.05587 | -0.30832 | 0.65135 | -58.0632 | -118.758 | 0 | 3347.655 | 3547.526 | Competitive | 0 | 0 | 0 | 0 | 0 | 1 | 0 | Non-Competitive | Non-Competitive | Non-Competitive | Non-Competitive | Non-Competitive | 0 | 0 | 0 | 0 | 0 | 0 | 0 | 0 | 0 | 0 | 0 | 0 | 0 | 0 | 0
SABSBLU8 NICOLE_OAKC1_1 TO_FROM | SABSBLU8 | NICOLE_OAKC1_1 | 275 | 2 | 2 | OAKC4A | NICOLE4A | TO_FROM | 73521.13 | -0.02536 | 0.30832 | -0.65135 | 0.30832 | 244.9405 | 90.3031 | 0 | 7586.669 | 10000 | Competitive | 0 | 0 | 0 | 0 | 0 | 1 | 1 | Non-Competitive | Non-Competitive | Non-Competitive | Non-Competitive | Non-Competitive | bar: 22 to 30
SACRLME9 6215__A FROM_TO | SACRLME9 | 6215__A | 143 | 4 | 4 | BLUFCKTA_8 | CHINAGRV_8 | FROM_TO | 73521.13 | -0.02687 | 0.54788 | -0.08548 | 0.6125 | 151.4112 | -128.371 | 0 | 5367.494 | 8676.659 | Non-Competi | 0 | 0 | 0 | 0 | 0 | 1 | 1 | Non-Competitive | Non-Competitive | Non-Competitive | Non-Competitive | Non-Competitive | 1 | 2 | 2 | 1 | 2 | 2 | 1 | 2 | 2 | 1 | 2 | 2 | 1 | 2 | 2
SACRLME9 6215__A TO_FROM | SACRLME9 | 6215__A | 143 | 4 | 4 | BLUFCKTA_8 | CHINAGRV_8 | TO_FROM | 73521.13 | -0.04021 | 0.029068 | -0.6125 | 0.085479 | 163.1063 | 107.467 | 0 | 4139.781 | 10000 | Non-Competi | 0 | 0 | 0 | 0 | 0 | 1 | 1 | Non-Competitive | Non-Competitive | Non-Competitive | Non-Competitive | Non-Competitive | 7 | 7 | 7 | 7 | 7 | 7 | 7 | 7 | 7 | 7 | 7 | 7 | 7 | 7 | 7
SAIRBSP8 6620__A FROM_TO | SAIRBSP8 | 6620__A | 40 | 2 | 2 | STANTON_E_9 | MARTINCAP_9 | FROM_TO | 73521.13 | -0.00609 | 0.095446 | -0.74252 | 0.21857 | 36.0085 | 0.076987 | 0 | 10000 | 3714.085 | Competitive | 0 | 0 | 0 | 0 | 0 | 1 | 0 | Non-Competitive | Non-Competitive | Non-Competitive | Non-Competitive | Non-Competitive | 0 | 0 | 0 | 0 | 0 | 0 | 0 | 0 | 0 | 0 | 0 | 0 | 0 | 0 | 0
SAIRBSP8 6620__A TO_FROM | SAIRBSP8 | 6620__A | 40 | 2 | 2 | STANTON_E_9 | MARTINCAP_9 | TO_FROM | 73521.13 | -0.01808 | 0.009537 | -0.21857 | 0.74252 | 18.7442 | -13.436 | 0 | 1941.025 | 10000 | Competitive | 0 | 0 | 0 | 0 | 0 | 1 | 0 | Non-Competitive | Non-Competitive | Non-Competitive | Non-Competitive | Non-Competitive | 0 | 0 | 0 | 0 | 0 | 0 | 0 | 0 | 0 | 0 | 0 | 0 | 0 | 0 | 0
SAIRHIW9 KOCH_UP_69A1 FROM_TO | SAIRHIW9 | KOCH_UP_69A1 | 91.3 | 2 | 2 | KOCH_UP2A | KOCH_UP4A | FROM_TO | 73521.13 | -0.03281 | 0.006586 | -0.06373 | 0.51258 | -72.0517 | -120.449 | 0 | 10000 | 3581.315 | Competitive | 0 | 0 | 0 | 0 | 0 | 1 | 1 | Non-Competitive | Non-Competitive | Non-Competitive | Non-Competitive | Non-Competitive | 6 | 6 | 6 | 6 | 6 | 6 | 6 | 6 | 6 | 6 | 6 | 6 | 6 | 6 | 6
SAIRHIW9 KOCH_UP_69A1 TO_FROM | SAIRHIW9 | KOCH_UP_69A1 | 91.3 | 2 | 2 | KOCH_UP2A | KOCH_UP4A | TO_FROM | 73521.13 | -0.00659 | 0.032806 | -0.51258 | 0.063731 | 144.8569 | 71.3276 | 0 | 3581.315 | 10000 | Competitive | 0 | 0 | 0 | 0 | 0 | 1 | 0 | Non-Competitive | Non-Competitive | Non-Competitive | Non-Competitive | Non-Competitive | 0 | 0 | 0 | 0 | 0 | 0 | 0 | 0 | 0 | 0 | 0 | 0 | 0 | 0 | 0
SAIRNCA8 BONIVI_RINCON1_1 FROM_TO | SAIRNCA8 | BONIVI_RINCON1_1 | 38 | 1 | 1 | RINCON2A | BONIVIEW2A | FROM_TO | 73521.13 | -0.01782 | 0.02665 | -0.76214 | 0.070988 | 78.3984 | -38.8728 | 0 | 2006.859 | 3225.999 | Competitive | 0 | 0 | 0 | 0 | 0 | 1 | 0 | Non-Competitive | Non-Competitive | Non-Competitive | Non-Competitive | Non-Competitive | 0 | 0 | 0 | 0 | 0 | 0 | 0 | 0 | 0 | 0 | 0 | 0 | 0 | 0 | 0
SAIRNCA8 BONIVI_RINCON1_1 TO_FROM | SAIRNCA8 | BONIVI_RINCON1_1 | 38 | 1 | 1 | RINCON2A | BONIVIEW2A | TO_FROM | 73521.13 | -0.02665 | 0.017818 | -0.07099 | 0.76214 | 53.6866 | -46.6681 | 0 | 3101.619 | 2554.717 | Competitive | 0 | 0 | 0 | 0 | 1 | 1 | 1 | Non-Competitive | Non-Competitive | Non-Competitive | Non-Competitive | Competitive | 6 | 6 | 6 | 6 | 6 | 6 | 6 | 6 | 6 | 6 | 6 | 6 | 0 | 0 | 0
SAJORIO5 CELANE_KLEBER1_1 FROM_TO | SAJORIO5 | CELANE_KLEBER1_1 | 211 | 1 | 1 | CELANEBI4A | KLEBERG4A | FROM_TO | 73521.13 | -0.04648 | 0.35434 | -0.52028 | 0.35434 | 274.7301 | 134.2988 | 0 | 4076.289 | 4552.438 | Competitive | 0 | 0 | 0 | 0 | 0 | 1 | 1 | Non-Competitive | Non-Competitive | Non-Competitive | Non-Competitive | Non-Competitive | 12 | 12 | 12 | 12 | 12 | 12 | 12 | 12 | 12 | 12 | 12 | 12 | 12 | 12 | 12
SAJORIO5 CELANE_KLEBER1_1 TO_FROM | SAJORIO5 | CELANE_KLEBER1_1 | 211 | 1 | 1 | CELANEBI4A | KLEBERG4A | TO_FROM | 73521.13 | -0.35434 | 0.046477 | -0.35434 | 0.52028 | -77.2192 | -203.662 | 0 | 3764.437 | 6767.024 | Competitive | 0 | 0 | 0 | 0 | 0 | 1 | 1 | Non-Competitive | Non-Competitive | Non-Competitive | Non-Competitive | Non-Competitive | 5 | 5 | 5 | 5 | 5 | 5 | 5 | 5 | 5 | 5 | 5 | 5 | 5 | 5 | 5
SAJORIO5 CELANE_N_SHAR1_1 FROM_TO | SAJORIO5 | CELANE_N_SHAR1_1 | 211 | 1 | 1 | CELANEBI4A | N_SHARPE4A | FROM_TO | 73521.13 | -0.03654 | 0.64524 | -0.13691 | 0.64524 | -81.1796 | -220.248 | 0 | 7983.696 | 10000 | Competitive | 0 | 0 | 0 | 0 | 0 | 1 | 1 | Non-Competitive | Non-Competitive | Non-Competitive | Non-Competitive | Non-Competitive | 4 | 4 | 4 | 4 | 4 | 4 | 4 | 4 | 4 | 4 | 4 | 4 | 4 | 4 | 4
SAJORIO5 CELANE_N_SHAR1_1 TO_FROM | SAJORIO5 | CELANE_N_SHAR1_1 | 211 | 1 | 1 | CELANEBI4A | N_SHARPE4A | TO_FROM | 73521.13 | -0.64524 | 0.055799 | -0.64524 | 0.13691 | 291.3369 | 138.6913 | 0 | 2687.674 | 8154.364 | Non-Competi | 0 | 0 | 0 | 0 | 0 | 1 | 1 | Non-Competitive | Non-Competitive | Non-Competitive | Non-Competitive | Non-Competitive | 1 | 7 | 10 | 1 | 7 | 10 | 1 | 7 | 10 | 1 | 7 | 10 | 1 | 7 | 10
SAJORIO5 LASPUL_RIOHON1_1 FROM_TO | SAJORIO5 | LASPUL_RIOHON1_1 | 216 | 1 | 1 | RIOHONDO4A | LASPULGA4A | FROM_TO | 73521.13 | -0.07148 | 0.075841 | -0.6476 | 0.10203 | 31.4688 | -129.919 | 0 | 4200.048 | 10000 | Competitive | 0 | 0 | 0 | 0 | 0 | 1 | 1 | Non-Competitive | Non-Competitive | Non-Competitive | Non-Competitive | Non-Competitive | bar: 22 to 30
SAJORIO5 LASPUL_RIOHON1_1 TO_FROM | SAJORIO5 | LASPUL_RIOHON1_1 | 216 | 1 | 1 | RIOHONDO4A | LASPULGA4A | TO_FROM | 73521.13 | -0.07584 | 0.071485 | -0.10203 | 0.6476 | 141.6411 | 47.6035 | 0 | 10000 | 4774.824 | Competitive | 0 | 0 | 0 | 0 | 0 | 1 | 1 | Non-Competitive | Non-Competitive | Non-Competitive | Non-Competitive | Non-Competitive | 12 | 12 | 12 | 12 | 12 | 12 | 12 | 12 | 12 | 12 | 12 | 12 | 12 | 12 | 12
SAJORIO5 MV_YUT_RAYMND1_1 FROM_TO | SAJORIO5 | MV_YUT_RAYMND1_1 | 216 | 1 | 1 | RAYMND24A | YTURRIASUB8 | FROM_TO | 73521.13 | -0.08436 | 0.093528 | -0.62672 | 0.26548 | -23.0186 | -201.295 | 0 | 4096.787 | 5176.544 | Competitive | 0 | 0 | 0 | 0 | 0 | 1 | 1 | Non-Competitive | Non-Competitive | Non-Competitive | Non-Competitive | Non-Competitive | 5 | 5 | 5 | 5 | 5 | 5 | 5 | 5 | 5 | 5 | 5 | 5 | 5 | 5 | 5
SAJORIO5 MV_YUT_RAYMND1_1 TO_FROM | SAJORIO5 | MV_YUT_RAYMND1_1 | 216 | 1 | 1 | RAYMND24A | YTURRIASUB8 | TO_FROM | 73521.13 | -0.09353 | 0.084357 | -0.26548 | 0.62672 | 230.3134 | 117.6484 | 0 | 5176.544 | 4669.139 | Competitive | 0 | 0 | 0 | 0 | 0 | 1 | 1 | Non-Competitive | Non-Competitive | Non-Competitive | Non-Competitive | Non-Competitive | 12 | 12 | 12 | 12 | 12 | 12 | 12 | 12 | 12 | 12 | 12 | 12 | 12 | 12 | 12
SAJORIO5 NEDIN_XC2_1 FROM_TO | SAJORIO5 | NEDIN_XC2_1 | 994 | 1 | 1 | NEDIN7A | LHEDM | FROM_TO | 73521.13 | -0.04469 | 0.72913 | -0.40126 | 0.76488 | -282.04 | -1613.32 | 0 | 4736.349 | 769.944 | Competitive | 1 | 1 | 1 | 1 | 1 | 1 | 1 | Competitive | Competitive | Competitive | Competitive | Competitive | 0 | 0 | 0 | 0 | 0 | 0 | 0 | 0 | 0 | 0 | 0 | 0 | 0 | 0 | 0
SAJORIO5 NEDIN_XC2_1 TO_FROM | SAJORIO5 | NEDIN_XC2_1 | 994 | 1 | 1 | NEDIN7A | LHEDM | TO_FROM | 73521.13 | -0.72913 | 0.054186 | -0.76488 | 0.40126 | 2101.228 | 1411.2 | 0 | 658.551 | 5410.427 | Non-Competi | 0 | 0 | 0 | 0 | 0 | 0 | 1 | Non-Competitive | Non-Competitive | Non-Competitive | Non-Competitive | Non-Competitive | 9 | 12 | 12 | 9 | 12 | 12 | 9 | 12 | 12 | 9 | 12 | 12 | 9 | 12 | 12
SAJORIO5 RAYMND_RAYMON1_1 FROM_TO | SAJORIO5 | RAYMND_RAYMON1_1 | 38 | 1 | 1 | RAYMND22A | RAYMOND12A | FROM_TO | 73521.13 | -0.01814 | 0.012423 | -0.60577 | 0.26181 | 55.7077 | 36.9676 | 0 | 10000 | 4208.682 | Competitive | 0 | 0 | 0 | 0 | 0 | 1 | 0 | Non-Competitive | Non-Competitive | Non-Competitive | Non-Competitive | Non-Competitive | 0 | 0 | 0 | 0 | 0 | 0 | 0 | 0 | 0 | 0 | 0 | 0 | 0 | 0 | 0
SAJORIO5 RAYMND_RAYMON1_1 TO_FROM | SAJORIO5 | RAYMND_RAYMON1_1 | 38 | 1 | 1 | RAYMND22A | RAYMOND12A | TO_FROM | 73521.13 | -0.01242 | 0.018136 | -0.26181 | 0.60577 | -21.1874 | -53.5279 | 0 | 3649.912 | 10000 | Competitive | 0 | 0 | 0 | 0 | 0 | 1 | 0 | Non-Competitive | Non-Competitive | Non-Competitive | Non-Competitive | Non-Competitive | 0 | 0 | 0 | 0 | 0 | 0 | 0 | 0 | 0 | 0 | 0 | 0 | 0 | 0 | 0
SALAN_28 AIRLIN_CABANI1_1 FROM_TO | SALAN_28 | AIRLIN_CABANI1_1 | 320 | 0 | 0 | AIRLINE4A | CABANISS4A | FROM_TO | 73521.13 | -0.07575 | 0.38069 | -0.22101 | 0.56685 | 347.9928 | -163.317 | 0 | 9892.715 | 4843.216 | Competitive | 0 | 0 | 0 | 0 | 0 | 1 | 1 | Non-Competitive | Non-Competitive | Non-Competitive | Non-Competitive | Non-Competitive | 6 | 6 | 6 | 6 | 6 | 6 | 6 | 6 | 6 | 6 | 6 | 6 | 6 | 6 | 6
SALAN_28 AIRLIN_CABANI1_1 TO_FROM | SALAN_28 | AIRLIN_CABANI1_1 | 320 | 0 | 0 | AIRLINE4A | CABANISS4A | TO_FROM | 73521.13 | -0.38069 | 0.07575 | -0.56685 | 0.22101 | 221.5289 | 58.4405 | 0 | 4619.796 | 9959.349 | Competitive | 0 | 0 | 0 | 0 | 0 | 1 | 1 | Non-Competitive | Non-Competitive | Non-Competitive | Non-Competitive | Non-Competitive | 4 | 4 | 4 | 4 | 4 | 4 | 4 | 4 | 4 | 4 | 4 | 4 | 4 | 4 | 4
SALIKIN8 FALFUR_69A1 FROM_TO | SALIKIN8 | FALFUR_69A1 | 41 | 1 | 1 | FALFUR2A | FALFUR4A | FROM_TO | 73521.13 | -0.0067 | 0.002142 | -0.06611 | 0.78367 | -17.4339 | -30.5995 | 0 | 2391.677 | 5795.115 | Competitive | 0 | 0 | 0 | 0 | 0 | 1 | 0 | Non-Competitive | Non-Competitive | Non-Competitive | Non-Competitive | Non-Competitive | 0 | 0 | 0 | 0 | 0 | 0 | 0 | 0 | 0 | 0 | 0 | 0 | 0 | 0 | 0
SALIKIN8 FALFUR_69A1 TO_FROM | SALIKIN8 | FALFUR_69A1 | 41 | 1 | 1 | FALFUR2A | FALFUR4A | TO_FROM | 73521.13 | -0.00214 | 0.016181 | -0.78367 | 0.066106 | 45.6386 | 19.5799 | 0 | 3617.262 | 2647.554 | Competitive | 0 | 0 | 0 | 0 | 1 | 1 | 0 | Non-Competitive | Non-Competitive | Non-Competitive | Non-Competitive | Non-Competitive | 0 | 0 | 0 | 0 | 0 | 0 | 0 | 0 | 0 | 0 | 0 | 0 | 0 | 0 | 0
SAMGJEW8 2310__C FROM_TO | SAMGJEW8 | 2310__C | 36 | 6 | 6 | NAVARRO1_9 | RICHLAND1_9 | FROM_TO | 73521.13 | 0 | 0.000482 | -0.99952 | 0.000482 | 35.4376 | 35.433 | 0 | 696.487 | 0 | Competitive | 1 | 1 | 1 | 1 | 1 | 1 | 0 | Non-Competitive | Non-Competitive | Non-Competitive | Non-Competitive | Non-Competitive | 0 | 0 | 0 | 0 | 0 | 0 | 0 | 0 | 0 | 0 | 0 | 0 | 0 | 0 | 0
SAMGJEW8 2310__C TO_FROM | SAMGJEW8 | 2310__C | 36 | 6 | 6 | NAVARRO1_9 | RICHLAND1_9 | TO_FROM | 73521.13 | -0.00048 | 0 | -0.00048 | 0.99952 | -35.4558 | -35.433 | 0 | 0 | 795.756 | Competitive | 1 | 1 | 1 | 1 | 1 | 1 | 0 | Non-Competitive | Non-Competitive | Non-Competitive | Non-Competitive | Non-Competitive | 0 | 0 | 0 | 0 | 0 | 0 | 0 | 0 | 0 | 0 | 0 | 0 | 0 | 0 | 0
SAMGJEW8 2310__D FROM_TO | SAMGJEW8 | 2310__D | 36 | 6 | 6 | RICHLAND1_9 | WRTHMPOD_9 | FROM_TO | 73521.13 | 0 | 0.000453 | -0.99955 | 0.000453 | 33.2953 | 33.291 | 0 | 696.487 | 0 | Competitive | 1 | 1 | 1 | 1 | 1 | 1 | 0 | Non-Competitive | Non-Competitive | Non-Competitive | Non-Competitive | Non-Competitive | 0 | 0 | 0 | 0 | 0 | 0 | 0 | 0 | 0 | 0 | 0 | 0 | 0 | 0 | 0
SAMGJEW8 2310__D TO_FROM | SAMGJEW8 | 2310__D | 36 | 6 | 6 | RICHLAND1_9 | WRTHMPOD_9 | TO_FROM | 73521.13 | -0.00045 | 0 | -0.00045 | 0.99955 | -33.3124 | -33.291 | 0 | 0 | 795.756 | Competitive | 1 | 1 | 1 | 1 | 1 | 1 | 0 | Non-Competitive | Non-Competitive | Non-Competitive | Non-Competitive | Non-Competitive | 0 | 0 | 0 | 0 | 0 | 0 | 0 | 0 | 0 | 0 | 0 | 0 | 0 | 0 | 0
SASPPAI8 ASPM_69T1 FROM_TO | SASPPAI8 | ASPM_69T1 | 69 | 1 | 1 | ASPM2A | ASPM4A | FROM_TO | 73521.13 | -0.01119 | 0.004724 | -0.45331 | 0.38602 | 24.4429 | -0.09576 | 0 | 2987.747 | 4035.073 | Competitive | 0 | 0 | 0 | 0 | 0 | 1 | 0 | Non-Competitive | Non-Competitive | Non-Competitive | Non-Competitive | Non-Competitive | 2 | 2 | 2 | 2 | 2 | 2 | 2 | 2 | 2 | 2 | 2 | 2 | 2 | 2 | 2
SASPPAI8 ASPM_69T1 TO_FROM | SASPPAI8 | ASPM_69T1 | 69 | 1 | 1 | ASPM2A | ASPM4A | TO_FROM | 73521.13 | -0.00318 | 0.21865 | -0.38602 | 0.45331 | 105.5767 | -19.1475 | 0 | 7050.649 | 2631.79 | Competitive | 0 | 0 | 0 | 0 | 1 | 1 | 0 | Non-Competitive | Non-Competitive | Non-Competitive | Non-Competitive | Non-Competitive | 0 | 0 | 0 | 0 | 0 | 0 | 0 | 0 | 0 | 0 | 0 | 0 | 0 | 0 | 0
SASPPAI8 ASPM_CONA1_1 FROM_TO | SASPPAI8 | ASPM_CONA1_1 | 30 | 1 | 1 | ASPM2A | CONA2A | FROM_TO | 73521.13 | -0.00032 | 0.10556 | -0.59211 | 0.31835 | 28.2398 | -12.2353 | 0 | 7262.849 | 791.434 | Competitive | 1 | 1 | 1 | 1 | 1 | 1 | 0 | Non-Competitive | Non-Competitive | Non-Competitive | Non-Competitive | Non-Competitive | 0 | 0 | 0 | 0 | 0 | 0 | 0 | 0 | 0 | 0 | 0 | 0 | 0 | 0 | 0
SASPPAI8 ASPM_CONA1_1 TO_FROM | SASPPAI8 | ASPM_CONA1_1 | 30 | 1 | 1 | ASPM2A | CONA2A | TO_FROM | 73521.13 | -0.00189 | 0.014365 | -0.31835 | 0.59211 | 17.2157 | 9.4188 | 0 | 5207.624 | 4737.663 | Competitive | 0 | 0 | 0 | 0 | 0 | 1 | 0 | Non-Competitive | Non-Competitive | Non-Competitive | Non-Competitive | Non-Competitive | 2 | 2 | 2 | 2 | 2 | 2 | 2 | 2 | 2 | 2 | 2 | 2 | 2 | 2 | 2
SASPPAI8 MATA_PADR1_1 FROM_TO | SASPPAI8 | MATA_PADR1_1 | 214 | 1 | 1 | PADR2A | MATA2A | FROM_TO | 73521.13 | -0.00651 | 0.002893 | -0.55043 | 0.1875 | 29.1949 | 10.9266 | 0 | 3045.086 | 3960.454 | Competitive | 0 | 0 | 0 | 0 | 0 | 1 | 0 | Non-Competitive | Non-Competitive | Non-Competitive | Non-Competitive | Non-Competitive | 2 | 2 | 2 | 2 | 2 | 2 | 2 | 2 | 2 | 2 | 2 | 2 | 2 | 2 | 2
SASPPAI8 MATA_PADR1_1 TO_FROM | SASPPAI8 | MATA_PADR1_1 | 214 | 1 | 1 | PADR2A | MATA2A | TO_FROM | 73521.13 | -0.00289 | 0.55043 | -0.1875 | 0.55043 | 70.6959 | -26.7435 | 0 | 8594.931 | 2636.008 | Competitive | 0 | 0 | 0 | 0 | 1 | 1 | 0 | Non-Competitive | Non-Competitive | Non-Competitive | Non-Competitive | Non-Competitive | 0 | 0 | 0 | 0 | 0 | 0 | 0 | 0 | 0 | 0 | 0 | 0 | 0 | 0 | 0
SASPSPU8 PADR_PADU1_1 FROM_TO | SASPSPU8 | PADR_PADU1_1 | 214 | 0 | 0 | PADR2A | PADU2A | FROM_TO | 73521.13 | -0.00269 | 0.5437 | -0.16982 | 0.81153 | 60.7272 | -23.4612 | 0 | 9190.59 | 2841.235 | Competitive | 0 | 0 | 0 | 0 | 1 | 1 | 0 | Non-Competitive | Non-Competitive | Non-Competitive | Non-Competitive | Non-Competitive | 0 | 0 | 0 | 0 | 0 | 0 | 0 | 0 | 0 | 0 | 0 | 0 | 0 | 0 | 0
SASPSPU8 PADR_PADU1_1 TO_FROM | SASPSPU8 | PADR_PADU1_1 | 214 | 0 | 0 | PADR2A | PADU2A | TO_FROM | 73521.13 | -0.0052 | 0.002691 | -0.81153 | 0.16982 | 25.6466 | 10.4076 | 0 | 3375.81 | 3948.324 | Competitive | 0 | 0 | 0 | 0 | 0 | 1 | 0 | Non-Competitive | Non-Competitive | Non-Competitive | Non-Competitive | Non-Competitive | 0 | 0 | 0 | 0 | 0 | 0 | 0 | 0 | 0 | 0 | 0 | 0 | 0 | 0 | 0
SASPSPU8 SPUR_69_1 FROM_TO | SASPSPU8 | SPUR_69_1 | 62 | 0 | 0 | SPUR2A | SPUR4A | FROM_TO | 73521.13 | -0.00636 | 0.37802 | -0.12792 | 0.70218 | 25.6303 | -11.6806 | 0 | 10000 | 3897.55 | Competitive | 0 | 0 | 0 | 0 | 0 | 1 | 0 | Non-Competitive | Non-Competitive | Non-Competitive | Non-Competitive | Non-Competitive | 2 | 2 | 2 | 2 | 2 | 2 | 2 | 2 | 2 | 2 | 2 | 2 | 2 | 2 | 2
SASPSPU8 SPUR_69_1 TO_FROM | SASPSPU8 | SPUR_69_1 | 62 | 0 | 0 | SPUR2A | SPUR4A | TO_FROM | 73521.13 | -0.00192 | 0.12792 | -0.70218 | 0.12792 | 72.8266 | -0.1185 | 0 | 7736.408 | 2947.262 | Non-Competi | 0 | 0 | 0 | 0 | 1 | 1 | 0 | Non-Competitive | Non-Competitive | Non-Competitive | Non-Competitive | Non-Competitive | 0 | 0 | 0 | 0 | 0 | 0 | 0 | 0 | 0 | 0 | 0 | 0 | 0 | 0 | 0
SAVEJOL8 372T359_1 FROM_TO | SAVEJOL8 | 372T359_1 | 227 | 1 | 1 | L_GABRIE8_1Y | L_GLASSC8_1Y | FROM_TO | 73521.13 | -0.09221 | 0.007571 | -0.7197 | 0.15048 | 268.6394 | 99.4037 | 0 | 1533.2 | 10000 | Competitive | 0 | 0 | 0 | 0 | 0 | 1 | 1 | Non-Competitive | Non-Competitive | Non-Competitive | Non-Competitive | Non-Competitive | 12 | 12 | 12 | 12 | 12 | 12 | 12 | 12 | 12 | 12 | 12 | 12 | 12 | 12 | 12
SAVEJOL8 372T359_1 TO_FROM | SAVEJOL8 | 372T359_1 | 227 | 1 | 1 | L_GABRIE8_1Y | L_GLASSC8_1Y | TO_FROM | 73521.13 | -0.00757 | 0.092209 | -0.15048 | 0.7197 | -24.7735 | -115.736 | 0 | 10000 | 1820.439 | Competitive | 0 | 0 | 1 | 1 | 1 | 1 | 0 | Non-Competitive | Non-Competitive | Non-Competitive | Non-Competitive | Non-Competitive | 0 | 0 | 0 | 0 | 0 | 0 | 0 | 0 | 0 | 0 | 0 | 0 | 0 | 0 | 0
SAVMBSP8 6250__A FROM_TO | SAVMBSP8 | 6250__A | 143 | 5 | 5 | BIGSPRIG_8 | COSDEN_8 | FROM_TO | 73521.13 | -0.02308 | 0.39802 | -0.57061 | 0.41208 | 159.3181 | -46.3792 | 0 | 3480.09 | 10000 | Competitive | 0 | 0 | 0 | 0 | 0 | 1 | 1 | Non-Competitive | Non-Competitive | Non-Competitive | Non-Competitive | Non-Competitive | 6 | 6 | 6 | 6 | 6 | 6 | 6 | 6 | 6 | 6 | 6 | 6 | 6 | 6 | 6
SAVMBSP8 6250__A TO_FROM | SAVMBSP8 | 6250__A | 143 | 5 | 5 | BIGSPRIG_8 | COSDEN_8 | TO_FROM | 73521.13 | -0.26291 | 0.023084 | -0.41208 | 0.57061 | 90.5592 | 5.4794 | 0 | 6697.86 | 7282.498 | Competitive | 0 | 0 | 0 | 0 | 0 | 1 | 1 | Non-Competitive | Non-Competitive | Non-Competitive | Non-Competitive | Non-Competitive | 8 | 8 | 8 | 8 | 8 | 8 | 8 | 8 | 8 | 8 | 8 | 8 | 8 | 8 | 8
SAVMBSP8 6620__A FROM_TO | SAVMBSP8 | 6620__A | 40 | 5 | 5 | STANTON_E_9 | MARTINCAP_9 | FROM_TO | 73521.13 | -0.00598 | 0.080455 | -0.75456 | 0.20582 | 34.8374 | 1.3908 | 0 | 9768.662 | 3698.151 | Competitive | 0 | 0 | 0 | 0 | 0 | 1 | 0 | Non-Competitive | Non-Competitive | Non-Competitive | Non-Competitive | Non-Competitive | 0 | 0 | 0 | 0 | 0 | 0 | 0 | 0 | 0 | 0 | 0 | 0 | 0 | 0 | 0
SAVMBSP8 6620__A TO_FROM | SAVMBSP8 | 6620__A | 40 | 5 | 5 | STANTON_E_9 | MARTINCAP_9 | TO_FROM | 73521.13 | -0.02327 | 0.009187 | -0.20582 | 0.75456 | 16.8204 | -14.1963 | 0 | 1928.437 | 10000 | Competitive | 0 | 0 | 0 | 0 | 0 | 1 | 1 | Non-Competitive | Non-Competitive | Non-Competitive | Non-Competitive | Non-Competitive | bar: 22 to 30
SAVMBSP8 BSPSW_FMR1 FROM_TO | SAVMBSP8 | BSPSW_FMR1 | 116 | 5 | 5 | BIGSPRIG_8 | BIGSPRIG_9 | FROM_TO | 73521.13 | -0.5229 | 0.16602 | -0.56595 | 0.17405 | 95.8982 | 18.9231 | 0 | 4047.005 | 10000 | Competitive | 0 | 0 | 0 | 0 | 0 | 1 | 1 | Non-Competitive | Non-Competitive | Non-Competitive | Non-Competitive | Non-Competitive | bar: 22 to 30
SAVMBSP8 BSPSW_FMR1 TO_FROM | SAVMBSP8 | BSPSW_FMR1 | 116 | 5 | 5 | BIGSPRIG_8 | BIGSPRIG_9 | TO_FROM | 73521.13 | -0.01178 | 0.5229 | -0.17405 | 0.56595 | 19.3534 | -29.222 | 0 | 5018.06 | 10000 | Competitive | 0 | 0 | 0 | 0 | 0 | 1 | 0 | Non-Competitive | Non-Competitive | Non-Competitive | Non-Competitive | Non-Competitive | bar: 22 to 30
SAZSL8 PRTTLR84_A FROM_TO | SAZSL8 | PRTTLR84_A | 216 | 1 | 1 | PORT____138A | TAYLOR__8010 | FROM_TO | 73521.13 | -0.23401 | 0.057632 | -0.6558 | 0.31884 | 328.4803 | -76.3207 | 0 | 2922.226 | 4096.833 | Competitive | 0 | 0 | 0 | 0 | 0 | 1 | 1 | Non-Competitive | Non-Competitive | Non-Competitive | Non-Competitive | Non-Competitive | 14 | 18 | 18 | 14 | 18 | 18 | 14 | 18 | 18 | 14 | 18 | 18 | 14 | 18 | 18
SAZSL8 PRTTLR84_A TO_FROM | SAZSL8 | PRTTLR84_A | 216 | 1 | 1 | PORT____138A | TAYLOR__8010 | TO_FROM | 73521.13 | -0.05763 | 0.23401 | -0.31884 | 0.6558 | 234.029 | -269.298 | 0 | 4096.833 | 2913.81 | Competitive | 0 | 0 | 0 | 0 | 1 | 1 | 1 | Non-Competitive | Non-Competitive | Non-Competitive | Non-Competitive | Competitive | 22 | 23 | 29 | 22 | 23 | 29 | 22 | 23 | 29 | 22 | 23 | 29 | 0 | 0 | 0
SBATPAL8 2585_1 FROM_TO | SBATPAL8 | 2585_1 | 122 | 1 | 1 | MOORESUB8 | DOWNIESUB8 | FROM_TO | 73521.13 | -0.17813 | 0.063349 | -0.43502 | 0.11687 | 228.9684 | 0.60152 | 0 | 10000 | 10000 | Competitive | 0 | 0 | 0 | 0 | 0 | 1 | 1 | Non-Competitive | Non-Competitive | Non-Competitive | Non-Competitive | Non-Competitive | 2 | 2 | 2 | 2 | 2 | 2 | 2 | 2 | 2 | 2 | 2 | 2 | 2 | 2 | 2
SBATPAL8 2585_1 TO_FROM | SBATPAL8 | 2585_1 | 122 | 1 | 1 | MOORESUB8 | DOWNIESUB8 | TO_FROM | 73521.13 | -0.06335 | 0.17813 | -0.11687 | 0.43502 | 171.1369 | -179.322 | 0 | 3099.464 | 10000 | Competitive | 0 | 0 | 0 | 0 | 0 | 1 | 1 | Non-Competitive | Non-Competitive | Non-Competitive | Non-Competitive | Non-Competitive | 27 | 27 | 27 | 27 | 27 | 27 | 27 | 27 | 27 | 27 | 27 | 27 | 27 | 27 | 27
SBATPEA8 2585_1 FROM_TO | SBATPEA8 | 2585_1 | 122 | 1 | 1 | MOORESUB8 | DOWNIESUB8 | FROM_TO | 73521.13 | -0.16283 | 0.099761 | -0.39751 | 0.14293 | 220.6717 | 1.9082 | 0 | 10000 | 8808.824 | Competitive | 0 | 0 | 0 | 0 | 0 | 1 | 1 | Non-Competitive | Non-Competitive | Non-Competitive | Non-Competitive | Non-Competitive | 2 | 2 | 4 | 2 | 2 | 4 | 2 | 2 | 4 | 2 | 2 | 4 | 2 | 2 | 4
SBATPEA8 2585_1 TO_FROM | SBATPEA8 | 2585_1 | 122 | 1 | 1 | MOORESUB8 | DOWNIESUB8 | TO_FROM | 73521.13 | -0.09976 | 0.16283 | -0.14293 | 0.39751 | 154.6611 | -166.257 | 0 | 2846.051 | 10000 | Competitive | 0 | 0 | 0 | 0 | 0 | 1 | 1 | Non-Competitive | Non-Competitive | Non-Competitive | Non-Competitive | Non-Competitive | 27 | 27 | 27 | 27 | 27 | 27 | 27 | 27 | 27 | 27 | 27 | 27 | 27 | 27 | 27
SBATPEA8 PEARSALL_69_4 FROM_TO | SBATPEA8 | PEARSALL_69_4 | 143 | 1 | 1 | PEARSALLSW8 | PEARSALLSW9 | FROM_TO | 73521.13 | -0.67046 | 0.20141 | -0.67046 | 0.20141 | 120.8921 | 28.3823 | 0 | 10000 | 10000 | Competitive | 0 | 0 | 0 | 0 | 0 | 1 | 1 | Non-Competitive | Non-Competitive | Non-Competitive | Non-Competitive | Non-Competitive | 3 | 3 | 3 | 3 | 3 | 3 | 3 | 3 | 3 | 3 | 3 | 3 | 3 | 3 | 3
SBATPEA8 PEARSALL_69_4 TO_FROM | SBATPEA8 | PEARSALL_69_4 | 143 | 1 | 1 | PEARSALLSW8 | PEARSALLSW9 | TO_FROM | 73521.13 | -0.20141 | 0.67046 | -0.20141 | 0.67046 | 40.6715 | -67.5995 | 0 | 10000 | 10000 | Competitive | 0 | 0 | 0 | 0 | 0 | 1 | 1 | Non-Competitive | Non-Competitive | Non-Competitive | Non-Competitive | Non-Competitive | 24 | 24 | 24 | 24 | 24 | 24 | 24 | 24 | 24 | 24 | 24 | 24 | 24 | 24 | 24
SBBSJE15 50__A FROM_TO | SBBSJE15 | 50__A | 1098 | 0 | 0 | BIGBRN__5 | JEWETT_N5 | FROM_TO | 73521.13 | -0.08356 | 0.20739 | -0.18942 | 0.20739 | 1938.706 | -505.588 | 0 | 2377 | 1409.922 | Competitive | 0 | 1 | 1 | 1 | 1 | 1 | 1 | Non-Competitive | Competitive | Competitive | Competitive | Competitive | 87 | 120 | 215 | 0 | 0 | 0 | 0 | 0 | 0 | 0 | 0 | 0 | 0 | 0 | 0
SBBSJE15 50__A TO_FROM | SBBSJE15 | 50__A | 1098 | 0 | 0 | BIGBRN__5 | JEWETT_N5 | TO_FROM | 73521.13 | -0.20739 | 0.08356 | -0.20739 | 0.18942 | 2209.105 | 740.3172 | 0 | 1317.294 | 2737.098 | Competitive | 0 | 0 | 0 | 0 | 1 | 1 | 1 | Non-Competitive | Non-Competitive | Non-Competitive | Non-Competitive | Competitive | 45 | 113 | 128 | 45 | 113 | 128 | 45 | 113 | 128 | 45 | 113 | 128 | 0 | 0 | 0
SBBSJE25 50__A FROM_TO | SBBSJE25 | 50__A | 1098 | 1 | 1 | BIGBRN__5 | JEWETT_N5 | FROM_TO | 73521.13 | -0.1056 | 0.28125 | -0.19447 | 0.28125 | 2530.723 | -716.372 | 0 | 2435.16 | 1406.3 | Competitive | 0 | 1 | 1 | 1 | 1 | 1 | 1 | Non-Competitive | Competitive | Competitive | Competitive | Competitive | 87 | 120 | 215 | 0 | 0 | 0 | 0 | 0 | 0 | 0 | 0 | 0 | 0 | 0 | 0
SBBSJE25 50__A TO_FROM | SBBSJE25 | 50__A | 1098 | 1 | 1 | BIGBRN__5 | JEWETT_N5 | TO_FROM | 73521.13 | -0.28125 | 0.1056 | -0.28125 | 0.19447 | 2957.004 | 1017.082 | 0 | 1311.4 | 2789.129 | Competitive | 0 | 0 | 0 | 0 | 1 | 1 | 1 | Non-Competitive | Non-Competitive | Non-Competitive | Non-Competitive | Competitive | 45 | 113 | 128 | 45 | 113 | 128 | 45 | 113 | 128 | 45 | 113 | 128 | 0 | 0 | 0
SBBSJEW5 40__A FROM_TO | SBBSJEW5 | 40__A | 1098 | 1 | 1 | BIGBRN__5 | JEWETT_S5 | FROM_TO | 73521.13 | -0.09717 | 0.27958 | -0.19483 | 0.27958 | 2349.439 | -766.585 | 0 | 2537.87 | 1389.432 | Competitive | 0 | 1 | 1 | 1 | 1 | 1 | 1 | Non-Competitive | Competitive | Competitive | Competitive | Competitive | 87 | 120 | 215 | 0 | 0 | 0 | 0 | 0 | 0 | 0 | 0 | 0 | 0 | 0 | 0
SBBSJEW5 40__A TO_FROM | SBBSJEW5 | 40__A | 1098 | 1 | 1 | BIGBRN__5 | JEWETT_S5 | TO_FROM | 73521.13 | -0.27958 | 0.097169 | -0.27958 | 0.19482 | 2870.344 | 1025.785 | 0 | 1291.21 | 2878.263 | Competitive | 0 | 0 | 0 | 0 | 1 | 1 | 1 | Non-Competitive | Non-Competitive | Non-Competitive | Non-Competitive | Competitive | 45 | 102 | 128 | 45 | 102 | 128 | 45 | 102 | 128 | 45 | 102 | 128 | 0 | 0 | 0
SBBSRC25 TRSES_MR6H FROM_TO | SBBSRC25 | TRSES_MR6H | 348 | 1 | 1 | TRINDAD1_5 | TRSES6_1 | FROM_TO | 73521.13 | -0.66143 | 0.15543 | -0.66143 | 0.15543 | 299.7388 | -15.5188 | 0 | 6686.479 | 9707.55 | Competitive | 0 | 0 | 0 | 0 | 0 | 1 | 1 | Non-Competitive | Non-Competitive | Non-Competitive | Non-Competitive | Non-Competitive | bar: 22 to 30
SBBSRC25 TRSES_MR6H TO_FROM | SBBSRC25 | TRSES_MR6H | 348 | 1 | 1 | TRINDAD1_5 | TRSES6_1 | TO_FROM | 73521.13 | -0.15543 | 0.66143 | -0.15543 | 0.66143 | 203.5343 | -147.256 | 0 | 9707.55 | 6875.934 | Competitive | 0 | 0 | 0 | 0 | 0 | 1 | 1 | Non-Competitive | Non-Competitive | Non-Competitive | Non-Competitive | Non-Competitive | 8 | 8 | 12 | 8 | 8 | 12 | 8 | 8 | 12 | 8 | 8 | 12 | 8 | 8 | 12
SBCETM25 425__A FROM_TO | SBCETM25 | 425__A | 1065 | 1 | 1 | TEMP_SS__5 | BELL_E_5 | FROM_TO | 73521.13 | -0.20449 | 0.098559 | -0.64859 | 0.21145 | 1054.361 | -585.468 | 0 | 822.918 | 1867.733 | Competitive | 0 | 0 | 1 | 1 | 1 | 1 | 1 | Non-Competitive | Non-Competitive | Competitive | Competitive | Competitive | 97 | 97 | 116 | 97 | 97 | 116 | 0 | 0 | 0 | 0 | 0 | 0 | 0 | 0 | 0
SBCETM25 425__A TO_FROM | SBCETM25 | 425__A | 1065 | 1 | 1 | TEMP_SS__5 | BELL_E_5 | TO_FROM | 73521.13 | -0.09856 | 0.20449 | -0.21145 | 0.64859 | 1389.884 | 150.3561 | 0 | 1839.486 | 1518.227 | Competitive | 0 | 0 | 1 | 1 | 1 | 1 | 1 | Non-Competitive | Non-Competitive | Competitive | Competitive | Competitive | 32 | 65 | 88 | 32 | 65 | 88 | 0 | 0 | 0 | 0 | 0 | 0 | 0 | 0 | 0
SBCKCGR8 6430__C FROM_TO | SBCKCGR8 | 6430__C | 179 | 1 | 1 | MOSS_8 | AMOCNCTA_8 | FROM_TO | 73521.13 | -0.09944 | 0.014396 | -0.63523 | 0.061563 | 196.2421 | 158.9697 | 0 | 4621.684 | 10000 | Non-Competi | 0 | 0 | 0 | 0 | 0 | 1 | 1 | Non-Competitive | Non-Competitive | Non-Competitive | Non-Competitive | Non-Competitive | 7 | 7 | 7 | 7 | 7 | 7 | 7 | 7 | 7 | 7 | 7 | 7 | 7 | 7 | 7
SBCKCGR8 6430__C TO_FROM | SBCKCGR8 | 6430__C | 179 | 1 | 1 | MOSS_8 | AMOCNCTA_8 | TO_FROM | 73521.13 | -0.0144 | 0.1829 | -0.06156 | 0.63523 | -9.1031 | -173.226 | 0 | 2917.169 | 5159.11 | Competitive | 0 | 0 | 0 | 0 | 0 | 1 | 0 | Non-Competitive | Non-Competitive | Non-Competitive | Non-Competitive | Non-Competitive | 0 | 0 | 0 | 0 | 0 | 0 | 0 | 0 | 0 | 0 | 0 | 0 | 0 | 0 | 0
SBCKCGR8 6437__C FROM_TO | SBCKCGR8 | 6437__C | 393 | 1 | 1 | GOLDENSW_8 | BRAND_8 | FROM_TO | 73521.13 | -0.0437 | 0.12591 | -0.8669 | 0.12591 | 206.8062 | 76.3618 | 0 | 4444.571 | 4951.283 | Competitive | 0 | 0 | 0 | 0 | 0 | 1 | 1 | Non-Competitive | Non-Competitive | Non-Competitive | Non-Competitive | Non-Competitive | 5 | 5 | 5 | 5 | 5 | 5 | 5 | 5 | 5 | 5 | 5 | 5 | 5 | 5 | 5
SBCKCGR8 6437__C TO_FROM | SBCKCGR8 | 6437__C | 393 | 1 | 1 | GOLDENSW_8 | BRAND_8 | TO_FROM | 73521.13 | -0.01144 | 0.61951 | -0.12591 | 0.8669 | 93.7052 | -112.828 | 0 | 9470.768 | 10000 | Competitive | 0 | 0 | 0 | 0 | 0 | 1 | 0 | Non-Competitive | Non-Competitive | Non-Competitive | Non-Competitive | Non-Competitive | 2 | 2 | 2 | 2 | 2 | 2 | 2 | 2 | 2 | 2 | 2 | 2 | 2 | 2 | 2
SBCKCGR8 6611__D FROM_TO | SBCKCGR8 | 6611__D | 195 | 1 | 1 | LAMESA_9 | SPARNBRG_9 | FROM_TO | 73521.13 | -0.06363 | 0.11313 | -0.4998 | 0.29737 | 35.9524 | -41.7638 | 0 | 5633.809 | 10000 | Competitive | 0 | 0 | 0 | 0 | 0 | 1 | 1 | Non-Competitive | Non-Competitive | Non-Competitive | Non-Competitive | Non-Competitive | bar: 22 to 30
SBCKCGR8 6611__D TO_FROM | SBCKCGR8 | 6611__D | 195 | 1 | 1 | LAMESA_9 | SPARNBRG_9 | TO_FROM | 73521.13 | -0.02135 | 0.06363 | -0.29737 | 0.4998 | 56.6756 | 23.9895 | 0 | 2877.556 | 10000 | Competitive | 0 | 0 | 0 | 0 | 0 | 1 | 1 | Non-Competitive | Non-Competitive | Non-Competitive | Non-Competitive | Non-Competitive | 7 | 7 | 7 | 7 | 7 | 7 | 7 | 7 | 7 | 7 | 7 | 7 | 7 | 7 | 7
SBCKCGR8 6765__C FROM_TO | SBCKCGR8 | 6765__C | 42 | 1 | 1 | COGDELTA_9 | PLAINVTA_9 | FROM_TO | 73521.13 | 0 | 0 | -1 | 0 | 0 | 0 | 0 | 0 | 0 | Competitive | 1 | 1 | 1 | 1 | 1 | 1 | 0 | Non-Competitive | Non-Competitive | Non-Competitive | Non-Competitive | Non-Competitive | 0 | 0 | 0 | 0 | 0 | 0 | 0 | 0 | 0 | 0 | 0 | 0 | 0 | 0 | 0
SBCKCGR8 6765__C TO_FROM | SBCKCGR8 | 6765__C | 42 | 1 | 1 | COGDELTA_9 | PLAINVTA_9 | TO_FROM | 73521.13 | 0 | 0 | 0 | 1 | 0 | 0 | 0 | 0 | 0 | Competitive | 1 | 1 | 1 | 1 | 1 | 1 | 0 | Non-Competitive | Non-Competitive | Non-Competitive | Non-Competitive | Non-Competitive | 0 | 0 | 0 | 0 | 0 | 0 | 0 | 0 | 0 | 0 | 0 | 0 | 0 | 0 | 0
SBCKCGR8 6765__D FROM_TO | SBCKCGR8 | 6765__D | 42 | 1 | 1 | SNYDER_9 | PLAINVTA_9 | FROM_TO | 73521.13 | 0 | 0 | 0 | 0 | 0 | 0 | 0 | 0 | 0 | Competitive | 1 | 1 | 1 | 1 | 1 | 1 | 0 | Non-Competitive | Non-Competitive | Non-Competitive | Non-Competitive | Non-Competitive | 0 | 0 | 0 | 0 | 0 | 0 | 0 | 0 | 0 | 0 | 0 | 0 | 0 | 0 | 0
SBCKCGR8 6765__D TO_FROM | SBCKCGR8 | 6765__D | 42 | 1 | 1 | SNYDER_9 | PLAINVTA_9 | TO_FROM | 73521.13 | 0 | 0 | 0 | 0 | 0 | 0 | 0 | 0 | 0 | Competitive | 1 | 1 | 1 | 1 | 1 | 1 | 0 | Non-Competitive | Non-Competitive | Non-Competitive | Non-Competitive | Non-Competitive | 0 | 0 | 0 | 0 | 0 | 0 | 0 | 0 | 0 | 0 | 0 | 0 | 0 | 0 | 0
SBCKCGR8 ECRSW_FMR1 FROM_TO | SBCKCGR8 | ECRSW_FMR1 | 28 | 1 | 1 | ENSCRKSS_9 | ENSCRKSS_8 | FROM_TO | 73521.13 | -0.00026 | 0 | -0.00026 | 0.99974 | -19.3835 | -19.371 | 0 | 0 | 795.756 | Competitive | 1 | 1 | 1 | 1 | 1 | 1 | 0 | Non-Competitive | Non-Competitive | Non-Competitive | Non-Competitive | Non-Competitive | 0 | 0 | 0 | 0 | 0 | 0 | 0 | 0 | 0 | 0 | 0 | 0 | 0 | 0 | 0
SBCKCGR8 ECRSW_FMR1 TO_FROM | SBCKCGR8 | ECRSW_FMR1 | 28 | 1 | 1 | ENSCRKSS_9 | ENSCRKSS_8 | TO_FROM | 73521.13 | 0 | 0.000263 | -0.99974 | 0.000263 | 19.3735 | 19.371 | 0 | 696.487 | 0 | Competitive | 1 | 1 | 1 | 1 | 1 | 1 | 0 | Non-Competitive | Non-Competitive | Non-Competitive | Non-Competitive | Non-Competitive | 0 | 0 | 0 | 0 | 0 | 0 | 0 | 0 | 0 | 0 | 0 | 0 | 0 | 0 | 0
SBCKCGR8 ODNTH_FMR1 FROM_TO | SBCKCGR8 | ODNTH_FMR1 | 87 | 1 | 1 | ODESSANO_8 | ODESSANO_9 | FROM_TO | 73521.13 | -0.03522 | 0.005114 | -0.70308 | 0.045197 | 83.965 | 72.8117 | 0 | 4974.115 | 10000 | Competitive | 0 | 0 | 0 | 0 | 0 | 1 | 1 | Non-Competitive | Non-Competitive | Non-Competitive | Non-Competitive | Non-Competitive | 5 | 5 | 5 | 5 | 5 | 5 | 5 | 5 | 5 | 5 | 5 | 5 | 5 | 5 | 5
SBCKCGR8 ODNTH_FMR1 TO_FROM | SBCKCGR8 | ODNTH_FMR1 | 87 | 1 | 1 | ODESSANO_8 | ODESSANO_9 | TO_FROM | 73521.13 | -0.00511 | 0.061262 | -0.0452 | 0.70308 | -26.4197 | -76.6689 | 0 | 3269.28 | 5575.257 | Competitive | 0 | 0 | 0 | 0 | 0 | 1 | 0 | Non-Competitive | Non-Competitive | Non-Competitive | Non-Competitive | Non-Competitive | 0 | 0 | 0 | 0 | 0 | 0 | 0 | 0 | 0 | 0 | 0 | 0 | 0 | 0 | 0
SBELHIG8 163T232_1 FROM_TO | SBELHIG8 | 163T232_1 | 198 | 2 | 2 | L_WALLER8_1Y | L_CHAPHI8_1Y | FROM_TO | 73521.13 | -0.0447 | 0.028544 | -0.36056 | 0.33738 | 165.1859 | -211.978 | 0 | 2677.292 | 4444.427 | Competitive | 0 | 0 | 0 | 0 | 0 | 1 | 1 | Non-Competitive | Non-Competitive | Non-Competitive | Non-Competitive | Non-Competitive | 29 | 32 | 32 | 29 | 32 | 32 | 29 | 32 | 32 | 29 | 32 | 32 | 29 | 32 | 32
SBELHIG8 163T232_1 TO_FROM | SBELHIG8 | 163T232_1 | 198 | 2 | 2 | L_WALLER8_1Y | L_CHAPHI8_1Y | TO_FROM | 73521.13 | -0.02854 | 0.044697 | -0.33738 | 0.36056 | 522.0382 | 32.0472 | 0 | 4418.25 | 2679.104 | Competitive | 0 | 0 | 0 | 0 | 1 | 1 | 1 | Non-Competitive | Non-Competitive | Non-Competitive | Non-Competitive | Competitive | 0 | 6 | 6 | 0 | 6 | 6 | 0 | 6 | 6 | 0 | 6 | 6 | 0 | 0 | 0
SBELTMP8 2394__A FROM_TO | SBELTMP8 | 2394__A | 106 | 1 | 1 | POAGE | SEATON9 | FROM_TO | 73521.13 | -0.00728 | 0.009315 | -0.24707 | 0.42473 | 10.7632 | -37.5868 | 0 | 4306.524 | 1653.813 | Competitive | 0 | 0 | 1 | 1 | 1 | 1 | 0 | Non-Competitive | Non-Competitive | Non-Competitive | Non-Competitive | Non-Competitive | 0 | 0 | 0 | 0 | 0 | 0 | 0 | 0 | 0 | 0 | 0 | 0 | 0 | 0 | 0
SBELTMP8 2394__A TO_FROM | SBELTMP8 | 2394__A | 106 | 1 | 1 | POAGE | SEATON9 | TO_FROM | 73521.13 | -0.00931 | 0.007283 | -0.42473 | 0.24707 | 136.9251 | 17.0699 | 0 | 1550.086 | 4864.251 | Competitive | 0 | 0 | 0 | 0 | 0 | 1 | 0 | Non-Competitive | Non-Competitive | Non-Competitive | Non-Competitive | Non-Competitive | 0 | 0 | 0 | 0 | 0 | 0 | 0 | 0 | 0 | 0 | 0 | 0 | 0 | 0 | 0
SBELTMP8 SEA_AAT1 FROM_TO | SBELTMP8 | SEA_AAT1 | 60 | 1 | 1 | SEATON9 | SEATON8 | FROM_TO | 73521.13 | -0.00517 | 0.010089 | -0.05884 | 0.61026 | -3.5396 | -37.1821 | 0 | 3484.651 | 1661.291 | Competitive | 0 | 0 | 1 | 1 | 1 | 1 | 0 | Non-Competitive | Non-Competitive | Non-Competitive | Non-Competitive | Non-Competitive | 0 | 0 | 0 | 0 | 0 | 0 | 0 | 0 | 0 | 0 | 0 | 0 | 0 | 0 | 0
SBELTMP8 SEA_AAT1 TO_FROM | SBELTMP8 | SEA_AAT1 | 60 | 1 | 1 | SEATON9 | SEATON8 | TO_FROM | 73521.13 | -0.01009 | 0.005165 | -0.61026 | 0.058835 | 104.7644 | 27.3728 | 0 | 1218.355 | 3686.984 | Competitive | 0 | 0 | 0 | 0 | 0 | 1 | 0 | Non-Competitive | Non-Competitive | Non-Competitive | Non-Competitive | Non-Competitive | 0 | 0 | 0 | 0 | 0 | 0 | 0 | 0 | 0 | 0 | 0 | 0 | 0 | 0 | 0
SBGLTWI8 LVOK_SANTIA1_1 FROM_TO | SBGLTWI8 | LVOK_SANTIA1_1 | 170 | 1 | 1 | SANTIAGO4A | LVOK4A | FROM_TO | 73521.13 | -0.16969 | 0.25634 | -0.59779 | 0.25634 | 303.2205 | 2.3696 | 0 | 9850.638 | 10000 | Competitive | 0 | 0 | 0 | 0 | 0 | 1 | 1 | Non-Competitive | Non-Competitive | Non-Competitive | Non-Competitive | Non-Competitive | 29 | 29 | 29 | 29 | 29 | 29 | 29 | 29 | 29 | 29 | 29 | 29 | 29 | 29 | 29
SBGLTWI8 LVOK_SANTIA1_1 TO_FROM | SBGLTWI8 | LVOK_SANTIA1_1 | 170 | 1 | 1 | SANTIAGO4A | LVOK4A | TO_FROM | 73521.13 | -0.00834 | 0.16969 | -0.25634 | 0.59779 | 178.3437 | -55.7893 | 0 | 2430.455 | 1902.316 | Competitive | 0 | 0 | 1 | 1 | 1 | 1 | 0 | Non-Competitive | Non-Competitive | Non-Competitive | Non-Competitive | Non-Competitive | 0 | 0 | 1 | 0 | 0 | 1 | 0 | 0 | 1 | 0 | 0 | 1 | 0 | 0 | 1
SBGLTWI8 SACO_SAMF1_1 FROM_TO | SBGLTWI8 | SACO_SAMF1_1 | 38 | 1 | 1 | SACO2A | SAMF2A | FROM_TO | 73521.13 | -0.02354 | 0.004929 | -0.84741 | 0.0396 | 49.5177 | 7.7113 | 0 | 3073.267 | 10000 | Competitive | 0 | 0 | 0 | 0 | 0 | 1 | 1 | Non-Competitive | Non-Competitive | Non-Competitive | Non-Competitive | Non-Competitive | 2 | 2 | 2 | 2 | 2 | 2 | 2 | 2 | 2 | 2 | 2 | 2 | 2 | 2 | 2
SBGLTWI8 SACO_SAMF1_1 TO_FROM | SBGLTWI8 | SACO_SAMF1_1 | 38 | 1 | 1 | SACO2A | SAMF2A | TO_FROM | 73521.13 | -0.00116 | 0.041946 | -0.0396 | 0.84741 | 40.0961 | -25.7455 | 0 | 3192.024 | 1823.719 | Competitive | 0 | 0 | 1 | 1 | 1 | 1 | 0 | Non-Competitive | Non-Competitive | Non-Competitive | Non-Competitive | Non-Competitive | 0 | 0 | 0 | 0 | 0 | 0 | 0 | 0 | 0 | 0 | 0 | 0 | 0 | 0 | 0
SBIGASH8 CRYSTA_TURTLC1_1 FROM_TO | SBIGASH8 | CRYSTA_TURTLC1_1 | 38 | 1 | 1 | CRYSTAL2A | TURTLECK2A | FROM_TO | 73521.13 | -0.00749 | 0.053407 | -0.27307 | 0.67155 | 4.9838 | -23.261 | 0 | 10000 | 10000 | Competitive | 0 | 0 | 0 | 0 | 0 | 1 | 0 | Non-Competitive | Non-Competitive | Non-Competitive | Non-Competitive | Non-Competitive | 0 | 0 | 0 | 0 | 0 | 0 | 0 | 0 | 0 | 0 | 0 | 0 | 0 | 0 | 0
SBIGASH8 CRYSTA_TURTLC1_1 TO_FROM | SBIGASH8 | CRYSTA_TURTLC1_1 | 38 | 1 | 1 | CRYSTAL2A | TURTLECK2A | TO_FROM | 73521.13 | -0.01478 | 0.007494 | -0.67155 | 0.27307 | 26.6729 | 7.6499 | 0 | 10000 | 3466.556 | Competitive | 0 | 0 | 0 | 0 | 0 | 1 | 0 | Non-Competitive | Non-Competitive | Non-Competitive | Non-Competitive | Non-Competitive | 0 | 0 | 0 | 0 | 0 | 0 | 0 | 0 | 0 | 0 | 0 | 0 | 0 | 0 | 0
SBIGDIL8 ASHERT_W_BATE1_1 FROM_TO | SBIGDIL8 | ASHERT_W_BATE1_1 | 122 | 1 | 1 | W_BATESV4A | ASHERTON4A | FROM_TO | 73521.13 | -0.04887 | 0.048709 | -0.40208 | 0.21327 | 97.123 | 6.0817 | 0 | 10000 | 3379.592 | Competitive | 0 | 0 | 0 | 0 | 0 | 1 | 1 | Non-Competitive | Non-Competitive | Non-Competitive | Non-Competitive | Non-Competitive | 7 | 7 | 7 | 7 | 7 | 7 | 7 | 7 | 7 | 7 | 7 | 7 | 7 | 7 | 7
SBIGDIL8 ASHERT_W_BATE1_1 TO_FROM | SBIGDIL8 | ASHERT_W_BATE1_1 | 122 | 1 | 1 | W_BATESV4A | ASHERTON4A | TO_FROM | 73521.13 | -0.04871 | 0.2244 | -0.21327 | 0.40208 | 49.5402 | -77.45 | 0 | 5329.111 | 10000 | Competitive | 0 | 0 | 0 | 0 | 0 | 1 | 1 | Non-Competitive | Non-Competitive | Non-Competitive | Non-Competitive | Non-Competitive | 27 | 27 | 27 | 27 | 27 | 27 | 27 | 27 | 27 | 27 | 27 | 27 | 27 | 27 | 27
SBIGPEA9 POT_PEAR_1 FROM_TO | SBIGPEA9 | POT_PEAR_1 | 45 | 4 | 4 | POTEETSUB9 | PEARSALLSW9 | FROM_TO | 73521.13 | -0.09592 | 0.010079 | -0.09592 | 0.30238 | 24.2629 | -10.8236 | 0 | 6784.946 | 10000 | Competitive | 0 | 0 | 0 | 0 | 0 | 1 | 1 | Non-Competitive | Non-Competitive | Non-Competitive | Non-Competitive | Non-Competitive | 27 | 27 | 27 | 27 | 27 | 27 | 27 | 27 | 27 | 27 | 27 | 27 | 27 | 27 | 27
SBIGPEA9 POT_PEAR_1 TO_FROM | SBIGPEA9 | POT_PEAR_1 | 45 | 4 | 4 | POTEETSUB9 | PEARSALLSW9 | TO_FROM | 73521.13 | -0.01008 | 0.095924 | -0.30238 | 0.095924 | 54.9737 | -8.9886 | 0 | 9732.516 | 6784.946 | Competitive | 0 | 0 | 0 | 0 | 0 | 1 | 0 | Non-Competitive | Non-Competitive | Non-Competitive | Non-Competitive | Non-Competitive | 0 | 0 | 0 | 0 | 0 | 0 | 0 | 0 | 0 | 0 | 0 | 0 | 0 | 0 | 0
SBLESTP5 357T544_1 FROM_TO | SBLESTP5 | 357T544_1 | 38 | 1 | 1 | L_COLUMB9_1Y | L_STAFHI9_1Y | FROM_TO | 73521.13 | -0.03016 | 0.015354 | -0.60636 | 0.2964 | 157.6734 | -26.1538 | 0 | 5156.975 | 2819.792 | Competitive | 0 | 0 | 0 | 0 | 1 | 1 | 1 | Non-Competitive | Non-Competitive | Non-Competitive | Non-Competitive | Competitive | 18 | 25 | 32 | 18 | 25 | 32 | 18 | 25 | 32 | 18 | 25 | 32 | 0 | 0 | 0
SBLESTP5 357T544_1 TO_FROM | SBLESTP5 | 357T544_1 | 38 | 1 | 1 | L_COLUMB9_1Y | L_STAFHI9_1Y | TO_FROM | 73521.13 | -0.01535 | 0.030159 | -0.2964 | 0.60636 | 68.0424 | -95.0727 | 0 | 2776.703 | 5189.758 | Competitive | 0 | 0 | 0 | 0 | 0 | 1 | 0 | Non-Competitive | Non-Competitive | Non-Competitive | Non-Competitive | Non-Competitive | 0 | 0 | 0 | 0 | 0 | 0 | 0 | 0 | 0 | 0 | 0 | 0 | 0 | 0 | 0
SBOSELM5 1030__A FROM_TO | SBOSELM5 | 1030__A | 185 | 1 | 1 | ROGERSHL | ELM_MOTT__8 | FROM_TO | 73521.13 | -0.03078 | 0.32365 | -0.16072 | 0.6893 | 431.533 | -348.594 | 0 | 8932.802 | 5723.426 | Competitive | 0 | 0 | 0 | 0 | 0 | 1 | 1 | Non-Competitive | Non-Competitive | Non-Competitive | Non-Competitive | Non-Competitive | bar: 22 to 30
SBOSELM5 1030__A TO_FROM | SBOSELM5 | 1030__A | 185 | 1 | 1 | ROGERSHL | ELM_MOTT__8 | TO_FROM | 73521.13 | -0.32365 | 0.030781 | -0.6893 | 0.16072 | 440.9797 | 22.4891 | 0 | 5723.426 | 8977.879 | Competitive | 0 | 0 | 0 | 0 | 0 | 1 | 1 | Non-Competitive | Non-Competitive | Non-Competitive | Non-Competitive | Non-Competitive | 5 | 5 | 17 | 5 | 5 | 17 | 5 | 5 | 17 | 5 | 5 | 17 | 5 | 5 | 17
SBOSELM5 1030__B FROM_TO | SBOSELM5 | 1030__B | 185 | 1 | 1 | ROGERSHL | BOSQUESW8 | FROM_TO | 73521.13 | -0.32387 | 0.030555 | -0.32387 | 0.31048 | 424.4115 | 5.9261 | 0 | 5787.667 | 8971.704 | Competitive | 0 | 0 | 0 | 0 | 0 | 1 | 1 | Non-Competitive | Non-Competitive | Non-Competitive | Non-Competitive | Non-Competitive | 5 | 5 | 17 | 5 | 5 | 17 | 5 | 5 | 17 | 5 | 5 | 17 | 5 | 5 | 17
SBOSELM5 1030__B TO_FROM | SBOSELM5 | 1030__B | 185 | 1 | 1 | ROGERSHL | BOSQUESW8 | TO_FROM | 73521.13 | -0.03056 | 0.32387 | -0.31048 | 0.32387 | 448.1114 | -332.031 | 0 | 8926.202 | 5787.667 | Competitive | 0 | 0 | 0 | 0 | 0 | 1 | 1 | Non-Competitive | Non-Competitive | Non-Competitive | Non-Competitive | Non-Competitive | bar: 22 to 30
SBOSWHT5 1030__A FROM_TO | SBOSWHT5 | 1030__A | 185 | 1 | 1 | ROGERSHL | ELM_MOTT__8 | FROM_TO | 73521.13 | -0.05865 | 0.32365 | -0.16072 | 0.6893 | 246.2973 | -369.402 | 0 | 7309.568 | 5820.001 | Competitive | 0 | 0 | 0 | 0 | 0 | 1 | 1 | Non-Competitive | Non-Competitive | Non-Competitive | Non-Competitive | Non-Competitive | 4 | 4 | 4 | 4 | 4 | 4 | 4 | 4 | 4 | 4 | 4 | 4 | 4 | 4 | 4
SBOSWHT5 1030__A TO_FROM | SBOSWHT5 | 1030__A | 185 | 1 | 1 | ROGERSHL | ELM_MOTT__8 | TO_FROM | 73521.13 | -0.32365 | 0.058651 | -0.6893 | 0.16072 | 479.8564 | 22.4891 | 0 | 5820.001 | 7412.284 | Competitive | 0 | 0 | 0 | 0 | 0 | 1 | 1 | Non-Competitive | Non-Competitive | Non-Competitive | Non-Competitive | Non-Competitive | 14 | 14 | 14 | 14 | 14 | 14 | 14 | 14 | 14 | 14 | 14 | 14 | 14 | 14 | 14
SBOSWHT5 ELMOT_MR1L FROM_TO | SBOSWHT5 | ELMOT_MR1L | 511 | 1 | 1 | ELM_MOTT__8 | ELMOT1_1 | FROM_TO | 73521.13 | -0.15667 | 0.15662 | -0.54984 | 0.40665 | -89.2109 | -274.266 | 0 | 8593.306 | 10000 | Competitive | 0 | 0 | 0 | 0 | 0 | 1 | 1 | Non-Competitive | Non-Competitive | Non-Competitive | Non-Competitive | Non-Competitive | 3 | 3 | 3 | 3 | 3 | 3 | 3 | 3 | 3 | 3 | 3 | 3 | 3 | 3 | 3
SBOSWHT5 ELMOT_MR1L TO_FROM | SBOSWHT5 | ELMOT_MR1L | 511 | 1 | 1 | ELM_MOTT__8 | ELMOT1_1 | TO_FROM | 73521.13 | -0.15662 | 0.15667 | -0.40665 | 0.54984 | 377.5278 | 176.8295 | 0 | 10000 | 8593.306 | Competitive | 0 | 0 | 0 | 0 | 0 | 1 | 1 | Non-Competitive | Non-Competitive | Non-Competitive | Non-Competitive | Non-Competitive | 2 | 4 | 4 | 2 | 4 | 4 | 2 | 4 | 4 | 2 | 4 | 4 | 2 | 4 | 4
SBOSWHT8 LKW_WHT_1 FROM_TO | SBOSWHT8 | LKW_WHT_1 | 172 | 1 | 1 | WHITNEY__8 | TNLKWHITNY1 | FROM_TO | 73521.13 | -0.79911 | 0.13043 | -0.83282 | 0.15747 | 230.2869 | -60.0451 | 0 | 6444.672 | 10000 | Non-Competi | 0 | 0 | 0 | 0 | 0 | 1 | 1 | Non-Competitive | Non-Competitive | Non-Competitive | Non-Competitive | Non-Competitive | 2 | 2 | 2 | 2 | 2 | 2 | 2 | 2 | 2 | 2 | 2 | 2 | 2 | 2 | 2
SBOSWHT8 LKW_WHT_1 TO_FROM | SBOSWHT8 | LKW_WHT_1 | 172 | 1 | 1 | WHITNEY__8 | TNLKWHITNY1 | TO_FROM | 73521.13 | -0.13043 | 0.79911 | -0.15747 | 0.83282 | 286.6349 | -119.724 | 0 | 10000 | 6444.672 | Non-Competi | 0 | 0 | 0 | 0 | 0 | 1 | 1 | Non-Competitive | Non-Competitive | Non-Competitive | Non-Competitive | Non-Competitive | 7 | 7 | 7 | 7 | 7 | 7 | 7 | 7 | 7 | 7 | 7 | 7 | 7 | 7 | 7
SBOSWHT8 OLKW_BOS_1 FROM_TO | SBOSWHT8 | OLKW_BOS_1 | 190 | 1 | 1 | BOSQUESW8 | TNLKWHITNY1 | FROM_TO | 73521.13 | -0.12322 | 0.80255 | -0.15786 | 0.80255 | 325.2615 | -81.7514 | 0 | 10000 | 6322.421 | Non-Competi | 0 | 0 | 0 | 0 | 0 | 1 | 1 | Non-Competitive | Non-Competitive | Non-Competitive | Non-Competitive | Non-Competitive | 7 | 7 | 7 | 7 | 7 | 7 | 7 | 7 | 7 | 7 | 7 | 7 | 7 | 7 | 7
SBOSWHT8 OLKW_BOS_1 TO_FROM | SBOSWHT8 | OLKW_BOS_1 | 190 | 1 | 1 | BOSQUESW8 | TNLKWHITNY1 | TO_FROM | 73521.13 | -0.80255 | 0.12322 | -0.80255 | 0.15786 | 193.5687 | -89.0348 | 0 | 6322.421 | 10000 | Non-Competi | 0 | 0 | 0 | 0 | 0 | 1 | 1 | Non-Competitive | Non-Competitive | Non-Competitive | Non-Competitive | Non-Competitive | 2 | 2 | 2 | 2 | 2 | 2 | 2 | 2 | 2 | 2 | 2 | 2 | 2 | 2 | 2
SBRAHAM8 HAMILT_MAVERI1_1 FROM_TO | SBRAHAM8 | HAMILT_MAVERI1_1 | 122 | 0 | 0 | HAMILTN4 | MAVERICK4A | FROM_TO | 73521.13 | -0.02996 | 0.20874 | -0.53419 | 0.20874 | 298.7395 | -44.5447 | 0 | 4278.94 | 2205.575 | Non-Competi | 0 | 0 | 0 | 1 | 1 | 1 | 1 | Non-Competitive | Non-Competitive | Non-Competitive | Competitive | Competitive | 29 | 29 | 29 | 29 | 29 | 29 | 29 | 29 | 29 | 0 | 0 | 0 | 0 | 0 | 0
SBRAHAM8 HAMILT_MAVERI1_1 TO_FROM | SBRAHAM8 | HAMILT_MAVERI1_1 | 122 | 0 | 0 | HAMILTN4 | MAVERICK4A | TO_FROM | 73521.13 | -0.20874 | 0.45606 | -0.20874 | 0.53419 | 156.9246 | -121.089 | 0 | 8883.629 | 10000 | Competitive | 0 | 0 | 0 | 0 | 0 | 1 | 1 | Non-Competitive | Non-Competitive | Non-Competitive | Non-Competitive | Non-Competitive | 2 | 2 | 2 | 2 | 2 | 2 | 2 | 2 | 2 | 2 | 2 | 2 | 2 | 2 | 2
SBRASUN8 6474__A FROM_TO | SBRASUN8 | 6474__A | 185 | 1 | 1 | MRGNCRK_8 | SUN_8 | FROM_TO | 73521.13 | -0.01208 | 0.020885 | -0.31241 | 0.020885 | 169.0942 | 122.2951 | 0 | 7373.693 | 10000 | Competitive | 0 | 0 | 0 | 0 | 0 | 1 | 0 | Non-Competitive | Non-Competitive | Non-Competitive | Non-Competitive | Non-Competitive | 0 | 0 | 0 | 0 | 0 | 0 | 0 | 0 | 0 | 0 | 0 | 0 | 0 | 0 | 0
SBRASUN8 6474__A TO_FROM | SBRASUN8 | 6474__A | 185 | 1 | 1 | MRGNCRK_8 | SUN_8 | TO_FROM | 73521.13 | -0.02089 | 0.29595 | -0.02089 | 0.31241 | 48.6245 | -137.769 | 0 | 5257.435 | 10000 | Competitive | 0 | 0 | 0 | 0 | 0 | 1 | 1 | Non-Competitive | Non-Competitive | Non-Competitive | Non-Competitive | Non-Competitive | 6 | 6 | 6 | 6 | 6 | 6 | 6 | 6 | 6 | 6 | 6 | 6 | 6 | 6 | 6
SBRAUVA8 EAGLHY_ESCOND1_1 FROM_TO | SBRAUVA8 | EAGLHY_ESCOND1_1 | 122 | 0 | 0 | ESCONDID4A | EAGLHYTP4A | FROM_TO | 73521.13 | -0.2087 | 0.4561 | -0.48065 | 0.4561 | 159.5563 | -118.478 | 0 | 8881.073 | 10000 | Competitive | 0 | 0 | 0 | 0 | 0 | 1 | 1 | Non-Competitive | Non-Competitive | Non-Competitive | Non-Competitive | Non-Competitive | 2 | 2 | 2 | 2 | 2 | 2 | 2 | 2 | 2 | 2 | 2 | 2 | 2 | 2 | 2
SBRAUVA8 EAGLHY_ESCOND1_1 TO_FROM | SBRAUVA8 | EAGLHY_ESCOND1_1 | 122 | 0 | 0 | ESCONDID4A | EAGLHYTP4A | TO_FROM | 73521.13 | -0.02999 | 0.2087 | -0.4561 | 0.48065 | 296.1229 | -47.1557 | 0 | 4282.208 | 2204.796 | Competitive | 0 | 0 | 0 | 1 | 1 | 1 | 1 | Non-Competitive | Non-Competitive | Non-Competitive | Competitive | Competitive | 29 | 29 | 29 | 29 | 29 | 29 | 29 | 29 | 29 | 0 | 0 | 0 | 0 | 0 | 0
SBRAUVA8 FRIR_SONR1_1 FROM_TO | SBRAUVA8 | FRIR_SONR1_1 | 37 | 0 | 0 | SONR2A | FRIR2A | FROM_TO | 73521.13 | -0.00865 | 0.026917 | -0.72209 | 0.13229 | 133.768 | -20.1094 | 0 | 2150.331 | 2238.444 | Competitive | 0 | 0 | 0 | 1 | 1 | 1 | 0 | Non-Competitive | Non-Competitive | Non-Competitive | Non-Competitive | Non-Competitive | 0 | 0 | 0 | 0 | 0 | 0 | 0 | 0 | 0 | 0 | 0 | 0 | 0 | 0 | 0
SBRAUVA8 FRIR_SONR1_1 TO_FROM | SBRAUVA8 | FRIR_SONR1_1 | 37 | 0 | 0 | SONR2A | FRIR2A | TO_FROM | 73521.13 | -0.01037 | 0.008647 | -0.13229 | 0.72209 | 66.2828 | 7.8812 | 0 | 1800.059 | 2730.067 | Competitive | 0 | 0 | 0 | 0 | 1 | 1 | 0 | Non-Competitive | Non-Competitive | Non-Competitive | Non-Competitive | Non-Competitive | 0 | 0 | 0 | 0 | 0 | 0 | 0 | 0 | 0 | 0 | 0 | 0 | 0 | 0 | 0
SBRAUVA8 HAMILT_MAVERI1_1 FROM_TO | SBRAUVA8 | HAMILT_MAVERI1_1 | 122 | 0 | 0 | HAMILTN4 | MAVERICK4A | FROM_TO | 73521.13 | -0.02996 | 0.20874 | -0.53419 | 0.20874 | 298.7395 | -44.5447 | 0 | 4278.94 | 2205.575 | Non-Competi | 0 | 0 | 0 | 1 | 1 | 1 | 1 | Non-Competitive | Non-Competitive | Non-Competitive | Competitive | Competitive | 29 | 29 | 29 | 29 | 29 | 29 | 29 | 29 | 29 | 0 | 0 | 0 | 0 | 0 | 0
SBRAUVA8 HAMILT_MAVERI1_1 TO_FROM | SBRAUVA8 | HAMILT_MAVERI1_1 | 122 | 0 | 0 | HAMILTN4 | MAVERICK4A | TO_FROM | 73521.13 | -0.20874 | 0.45606 | -0.20874 | 0.53419 | 156.9246 | -121.089 | 0 | 8883.629 | 10000 | Competitive | 0 | 0 | 0 | 0 | 0 | 1 | 1 | Non-Competitive | Non-Competitive | Non-Competitive | Non-Competitive | Non-Competitive | 2 | 2 | 2 | 2 | 2 | 2 | 2 | 2 | 2 | 2 | 2 | 2 | 2 | 2 | 2
SBRAWCO8 G69_R_1 FROM_TO | SBRAWCO8 | G69_R_1 | 63 | 1 | 1 | TNSWEENY__0 | TNOLDOCEAN0 | FROM_TO | 73521.13 | -0.15926 | 0 | -0.17095 | 0.69727 | -23.3312 | -23.1535 | 0 | 0 | 10000 | Competitive | 0 | 0 | 0 | 0 | 0 | 1 | 1 | Non-Competitive | Non-Competitive | Non-Competitive | Non-Competitive | Non-Competitive | 4 | 4 | 4 | 4 | 4 | 4 | 4 | 4 | 4 | 4 | 4 | 4 | 4 | 4 | 4
SBRAWCO8 G69_R_1 TO_FROM | SBRAWCO8 | G69_R_1 | 63 | 1 | 1 | TNSWEENY__0 | TNOLDOCEAN0 | TO_FROM | 73521.13 | 0 | 0.15926 | -0.69727 | 0.17095 | 54.7274 | 23.1534 | 0 | 10000 | 0 | Competitive | 1 | 1 | 1 | 1 | 1 | 1 | 0 | Non-Competitive | Non-Competitive | Non-Competitive | Non-Competitive | Non-Competitive | 0 | 0 | 0 | 0 | 0 | 0 | 0 | 0 | 0 | 0 | 0 | 0 | 0 | 0 | 0
SBRNCMN8 670__B FROM_TO | SBRNCMN8 | 670__B | 124 | 1 | 1 | BRNWDSW_8 | CAMPBOW_P8 | FROM_TO | 73521.13 | -0.01991 | 0.020629 | -0.75539 | 0.20699 | 192.6064 | 87.9258 | 0 | 10000 | 2841.232 | Competitive | 0 | 0 | 0 | 0 | 1 | 1 | 0 | Non-Competitive | Non-Competitive | Non-Competitive | Non-Competitive | Non-Competitive | 2 | 2 | 2 | 2 | 2 | 2 | 2 | 2 | 2 | 2 | 2 | 2 | 2 | 2 | 2
SBRNCMN8 670__B TO_FROM | SBRNCMN8 | 670__B | 124 | 1 | 1 | BRNWDSW_8 | CAMPBOW_P8 | TO_FROM | 73521.13 | -0.02063 | 0.04915 | -0.20699 | 0.75539 | 94.4223 | -166.542 | 0 | 1129.131 | 10000 | Competitive | 0 | 0 | 0 | 0 | 0 | 1 | 1 | Non-Competitive | Non-Competitive | Non-Competitive | Non-Competitive | Non-Competitive | 3 | 3 | 3 | 3 | 3 | 3 | 3 | 3 | 3 | 3 | 3 | 3 | 3 | 3 | 3
SBRTGRM8 SHADY_ADV_1 FROM_TO | SBRTGRM8 | SHADY_ADV_1 | 36 | 1 | 1 | SHADYGROVE | ADVANCE | FROM_TO | 73521.13 | -0.00348 | 0.005573 | -0.53325 | 0.21847 | 12.8639 | -0.89689 | 0 | 10000 | 3986.485 | Competitive | 0 | 0 | 0 | 0 | 0 | 1 | 0 | Non-Competitive | Non-Competitive | Non-Competitive | Non-Competitive | Non-Competitive | 0 | 0 | 0 | 0 | 0 | 0 | 0 | 0 | 0 | 0 | 0 | 0 | 0 | 0 | 0
SBRTGRM8 SHADY_ADV_1 TO_FROM | SBRTGRM8 | SHADY_ADV_1 | 36 | 1 | 1 | SHADYGROVE | ADVANCE | TO_FROM | 73521.13 | -0.00557 | 0.035473 | -0.21847 | 0.53325 | 15.2983 | -7.653 | 0 | 10000 | 10000 | Competitive | 0 | 0 | 0 | 0 | 0 | 1 | 0 | Non-Competitive | Non-Competitive | Non-Competitive | Non-Competitive | Non-Competitive | 0 | 0 | 0 | 0 | 0 | 0 | 0 | 0 | 0 | 0 | 0 | 0 | 0 | 0 | 0
SBRTORA8 6630__A FROM_TO | SBRTORA8 | 6630__A | 36 | 1 | 1 | IVAN_9 | BRECK_9 | FROM_TO | 73521.13 | -0.00154 | 0.028644 | -0.16927 | 0.499 | 11.9775 | -4.0102 | 0 | 10000 | 6747.054 | Competitive | 0 | 0 | 0 | 0 | 0 | 1 | 0 | Non-Competitive | Non-Competitive | Non-Competitive | Non-Competitive | Non-Competitive | 0 | 0 | 0 | 0 | 0 | 0 | 0 | 0 | 0 | 0 | 0 | 0 | 0 | 0 | 0
SBRTORA8 6630__A TO_FROM | SBRTORA8 | 6630__A | 36 | 1 | 1 | IVAN_9 | BRECK_9 | TO_FROM | 73521.13 | -0.0054 | 0.014533 | -0.499 | 0.16927 | 12.8966 | -2.081 | 0 | 10000 | 7980.639 | Competitive | 0 | 0 | 0 | 0 | 0 | 1 | 0 | Non-Competitive | Non-Competitive | Non-Competitive | Non-Competitive | Non-Competitive | 0 | 0 | 0 | 0 | 0 | 0 | 0 | 0 | 0 | 0 | 0 | 0 | 0 | 0 | 0
SBRTORA8 6825__A FROM_TO | SBRTORA8 | 6825__A | 72 | 1 | 1 | GRAHAMSW_9 | GRAHAM_9 | FROM_TO | 73521.13 | -0.00381 | 0.075602 | -0.66072 | 0.25976 | 60.3364 | 30.431 | 0 | 10000 | 9533.153 | Competitive | 0 | 0 | 0 | 0 | 0 | 1 | 0 | Non-Competitive | Non-Competitive | Non-Competitive | Non-Competitive | Non-Competitive | 0 | 0 | 0 | 0 | 0 | 0 | 0 | 0 | 0 | 0 | 0 | 0 | 0 | 0 | 0
SBRTORA8 6825__A TO_FROM | SBRTORA8 | 6825__A | 72 | 1 | 1 | GRAHAMSW_9 | GRAHAM_9 | TO_FROM | 73521.13 | -0.01915 | 0.008617 | -0.25976 | 0.66072 | -22.8245 | -35.1146 | 0 | 6344.583 | 10000 | Competitive | 0 | 0 | 0 | 0 | 0 | 1 | 0 | Non-Competitive | Non-Competitive | Non-Competitive | Non-Competitive | Non-Competitive | 0 | 0 | 0 | 0 | 0 | 0 | 0 | 0 | 0 | 0 | 0 | 0 | 0 | 0 | 0
SBTECH25 BTE_AT-2 FROM_TO | SBTECH25 | BTE_AT-2 | 600 | 2 | 2 | BTE_2_5 | BTE_1_8 | FROM_TO | 73521.13 | -0.99691 | 0.003089 | -0.99691 | 0.003089 | 227.6465 | 227.1 | 0 | 694.813 | 10000 | Competitive | 0 | 0 | 0 | 0 | 0 | 1 | 1 | Non-Competitive | Non-Competitive | Non-Competitive | Non-Competitive | Non-Competitive | 4 | 4 | 4 | 4 | 4 | 4 | 4 | 4 | 4 | 4 | 4 | 4 | 4 | 4 | 4
SBTECH25 BTE_AT-2 TO_FROM | SBTECH25 | BTE_AT-2 | 600 | 2 | 2 | BTE_2_5 | BTE_1_8 | TO_FROM | 73521.13 | -0.00309 | 0.99691 | -0.00309 | 0.99691 | 713.5537 | -227.1 | 0 | 10000 | 793.641 | Non-Competi | 1 | 1 | 1 | 1 | 1 | 1 | 0 | Non-Competitive | Non-Competitive | Non-Competitive | Non-Competitive | Non-Competitive | 0 | 0 | 0 | 0 | 0 | 0 | 0 | 0 | 0 | 0 | 0 | 0 | 0 | 0 | 0
SBUBCOR8 39T188_1 FROM_TO | SBUBCOR8 | 39T188_1 | 221 | 3 | 3 | L_WIRTZ_8_1Y | L_FERGUS8_1Y | FROM_TO | 73521.13 | -0.25164 | 0.21244 | -0.25164 | 0.21244 | 91.721 | -34.6745 | 0 | 10000 | 10000 | Competitive | 0 | 0 | 0 | 0 | 0 | 1 | 1 | Non-Competitive | Non-Competitive | Non-Competitive | Non-Competitive | Non-Competitive | 4 | 4 | 4 | 4 | 4 | 4 | 4 | 4 | 4 | 4 | 4 | 4 | 4 | 4 | 4
SBUBCOR8 39T188_1 TO_FROM | SBUBCOR8 | 39T188_1 | 221 | 3 | 3 | L_WIRTZ_8_1Y | L_FERGUS8_1Y | TO_FROM | 73521.13 | -0.21244 | 0.25164 | -0.21244 | 0.25164 | 200.1685 | -61.4883 | 0 | 10000 | 10000 | Competitive | 0 | 0 | 0 | 0 | 0 | 1 | 1 | Non-Competitive | Non-Competitive | Non-Competitive | Non-Competitive | Non-Competitive | 5 | 5 | 5 | 5 | 5 | 5 | 5 | 5 | 5 | 5 | 5 | 5 | 5 | 5 | 5
SBUEHAM8 HAMILT_MAVERI1_1 FROM_TO | SBUEHAM8 | HAMILT_MAVERI1_1 | 122 | 2 | 2 | HAMILTN4 | MAVERICK4A | FROM_TO | 73521.13 | -0.02977 | 0.20892 | -0.534 | 0.20892 | 312.2922 | -31.0213 | 0 | 4262.092 | 2286.248 | Non-Competi | 0 | 0 | 0 | 1 | 1 | 1 | 1 | Non-Competitive | Non-Competitive | Non-Competitive | Competitive | Competitive | 29 | 29 | 29 | 29 | 29 | 29 | 29 | 29 | 29 | 0 | 0 | 0 | 0 | 0 | 0
SBUEHAM8 HAMILT_MAVERI1_1 TO_FROM | SBUEHAM8 | HAMILT_MAVERI1_1 | 122 | 2 | 2 | HAMILTN4 | MAVERICK4A | TO_FROM | 73521.13 | -0.20892 | 0.45588 | -0.20892 | 0.534 | 143.2935 | -134.613 | 0 | 8896.845 | 10000 | Competitive | 0 | 0 | 0 | 0 | 0 | 1 | 1 | Non-Competitive | Non-Competitive | Non-Competitive | Non-Competitive | Non-Competitive | 2 | 2 | 2 | 2 | 2 | 2 | 2 | 2 | 2 | 2 | 2 | 2 | 2 | 2 | 2
SB_DAIR8 B_DAVI_RODD_F1_1 FROM_TO | SB_DAIR8 | B_DAVI_RODD_F1_1 | 330 | 1 | 1 | B_DAVIS4A | RODD_FLD4A | FROM_TO | 73521.13 | -0.05881 | 0.30442 | -0.39624 | 0.30442 | 388.0077 | -33.4303 | 0 | 9874.637 | 4897.919 | Competitive | 0 | 0 | 0 | 0 | 0 | 1 | 1 | Non-Competitive | Non-Competitive | Non-Competitive | Non-Competitive | Non-Competitive | 6 | 6 | 6 | 6 | 6 | 6 | 6 | 6 | 6 | 6 | 6 | 6 | 6 | 6 | 6
SB_DAIR8 B_DAVI_RODD_F1_1 TO_FROM | SB_DAIR8 | B_DAVI_RODD_F1_1 | 330 | 1 | 1 | B_DAVIS4A | RODD_FLD4A | TO_FROM | 73521.13 | -0.30442 | 0.058809 | -0.30442 | 0.39624 | 80.0566 | -61.6258 | 0 | 4897.919 | 9954.698 | Competitive | 0 | 0 | 0 | 0 | 0 | 1 | 1 | Non-Competitive | Non-Competitive | Non-Competitive | Non-Competitive | Non-Competitive | 4 | 4 | 4 | 4 | 4 | 4 | 4 | 4 | 4 | 4 | 4 | 4 | 4 | 4 | 4
SC2M38 T0_Y4_1 FROM_TO | SC2M38 | T0_Y4_1 | 170 | 2 | 2 | BUCKEYE | LA_HTS_A | FROM_TO | 73521.13 | -0.00308 | 0.029628 | -0.60939 | 0.23548 | 23.9617 | -73.9801 | 0 | 10000 | 1343.648 | Competitive | 0 | 1 | 1 | 1 | 1 | 1 | 0 | Non-Competitive | Non-Competitive | Non-Competitive | Non-Competitive | Non-Competitive | 0 | 0 | 0 | 0 | 0 | 0 | 0 | 0 | 0 | 0 | 0 | 0 | 0 | 0 | 0
SC2M38 T0_Y4_1 TO_FROM | SC2M38 | T0_Y4_1 | 170 | 2 | 2 | BUCKEYE | LA_HTS_A | TO_FROM | 73521.13 | -0.02963 | 0.003077 | -0.23548 | 0.6094 | 90.1618 | 59.4787 | 0 | 1288.667 | 10000 | Competitive | 0 | 0 | 0 | 0 | 0 | 1 | 1 | Non-Competitive | Non-Competitive | Non-Competitive | Non-Competitive | Non-Competitive | 15 | 15 | 15 | 15 | 15 | 15 | 15 | 15 | 15 | 15 | 15 | 15 | 15 | 15 | 15
SCABWES8 ALAZAN_B_DAVI1_1 FROM_TO | SCABWES8 | ALAZAN_B_DAVI1_1 | 876 | 2 | 2 | B_DAVIS4A | ALAZAN4A | FROM_TO | 73521.13 | -0.11806 | 0.42885 | -0.35207 | 0.42885 | 508.7285 | -155.052 | 0 | 8730.445 | 3534.298 | Competitive | 0 | 0 | 0 | 0 | 0 | 1 | 1 | Non-Competitive | Non-Competitive | Non-Competitive | Non-Competitive | Non-Competitive | 10 | 13 | 13 | 10 | 13 | 13 | 10 | 13 | 13 | 10 | 13 | 13 | 10 | 13 | 13
SCABWES8 ALAZAN_B_DAVI1_1 TO_FROM | SCABWES8 | ALAZAN_B_DAVI1_1 | 876 | 2 | 2 | B_DAVIS4A | ALAZAN4A | TO_FROM | 73521.13 | -0.42885 | 0.11806 | -0.42885 | 0.35207 | 238.8884 | -58.8048 | 0 | 1765.729 | 8785.407 | Competitive | 0 | 0 | 0 | 0 | 0 | 1 | 1 | Non-Competitive | Non-Competitive | Non-Competitive | Non-Competitive | Non-Competitive | 4 | 4 | 10 | 4 | 4 | 10 | 4 | 4 | 10 | 4 | 4 | 10 | 4 | 4 | 10
SCABWES8 B_DAVI_RODD_F1_1 FROM_TO | SCABWES8 | B_DAVI_RODD_F1_1 | 330 | 2 | 2 | B_DAVIS4A | RODD_FLD4A | FROM_TO | 73521.13 | -0.10309 | 0.51976 | -0.31273 | 0.51976 | 567.7371 | -139.323 | 0 | 9789.105 | 4874.243 | Competitive | 0 | 0 | 0 | 0 | 0 | 1 | 1 | Non-Competitive | Non-Competitive | Non-Competitive | Non-Competitive | Non-Competitive | 6 | 6 | 6 | 6 | 6 | 6 | 6 | 6 | 6 | 6 | 6 | 6 | 6 | 6 | 6
SCABWES8 B_DAVI_RODD_F1_1 TO_FROM | SCABWES8 | B_DAVI_RODD_F1_1 | 330 | 2 | 2 | B_DAVIS4A | RODD_FLD4A | TO_FROM | 73521.13 | -0.51976 | 0.10309 | -0.51976 | 0.31273 | 219.731 | -14.269 | 0 | 4619.171 | 9868.434 | Competitive | 0 | 0 | 0 | 0 | 0 | 1 | 1 | Non-Competitive | Non-Competitive | Non-Competitive | Non-Competitive | Non-Competitive | 4 | 4 | 4 | 4 | 4 | 4 | 4 | 4 | 4 | 4 | 4 | 4 | 4 | 4 | 4
SCABWES8 NAVAL__N_PADR1_1 FROM_TO | SCABWES8 | NAVAL__N_PADR1_1 | 78 | 2 | 2 | NAVAL_BS2A | N_PADRE2A | FROM_TO | 73521.13 | -0.02518 | 0.049061 | -0.65046 | 0.17558 | 81.8692 | -16.2566 | 0 | 10000 | 5147.705 | Competitive | 0 | 0 | 0 | 0 | 0 | 1 | 1 | Non-Competitive | Non-Competitive | Non-Competitive | Non-Competitive | Non-Competitive | 6 | 6 | 6 | 6 | 6 | 6 | 6 | 6 | 6 | 6 | 6 | 6 | 6 | 6 | 6
SCABWES8 NAVAL__N_PADR1_1 TO_FROM | SCABWES8 | NAVAL__N_PADR1_1 | 78 | 2 | 2 | NAVAL_BS2A | N_PADRE2A | TO_FROM | 73521.13 | -0.04906 | 0.025178 | -0.17558 | 0.65046 | 36.0724 | -24.1795 | 0 | 4407.746 | 10000 | Competitive | 0 | 0 | 0 | 0 | 0 | 1 | 1 | Non-Competitive | Non-Competitive | Non-Competitive | Non-Competitive | Non-Competitive | 4 | 4 | 4 | 4 | 4 | 4 | 4 | 4 | 4 | 4 | 4 | 4 | 4 | 4 | 4
SCABWES8 N_SHARPE_PS1 FROM_TO | SCABWES8 | N_SHARPE_PS1 | 222 | 2 | 2 | N_SHARPE4A | N_SHARPE4B | FROM_TO | 73521.13 | 0 | 0 | 0 | 0 | 0 | 0 | 0 | 0 | 0 | Competitive | 1 | 1 | 1 | 1 | 1 | 1 | 0 | Non-Competitive | Non-Competitive | Non-Competitive | Non-Competitive | Non-Competitive | 0 | 0 | 0 | 0 | 0 | 0 | 0 | 0 | 0 | 0 | 0 | 0 | 0 | 0 | 0
SCABWES8 N_SHARPE_PS1 TO_FROM | SCABWES8 | N_SHARPE_PS1 | 222 | 2 | 2 | N_SHARPE4A | N_SHARPE4B | TO_FROM | 73521.13 | 0 | 0 | 0 | 0 | 0 | 0 | 0 | 0 | 0 | Competitive | 1 | 1 | 1 | 1 | 1 | 1 | 0 | Non-Competitive | Non-Competitive | Non-Competitive | Non-Competitive | Non-Competitive | 0 | 0 | 0 | 0 | 0 | 0 | 0 | 0 | 0 | 0 | 0 | 0 | 0 | 0 | 0
SCALLON9 LON_HI_ROB_CP1_1 FROM_TO | SCALLON9 | LON_HI_ROB_CP1_1 | 69 | 1 | 1 | LON_HILL2A | RBSTN T2 | FROM_TO | 73521.13 | -0.01892 | 0.01433 | -0.81422 | 0.080368 | 93.4066 | 45.2686 | 0 | 1967.238 | 7009.292 | Competitive | 0 | 0 | 0 | 0 | 0 | 1 | 0 | Non-Competitive | Non-Competitive | Non-Competitive | Non-Competitive | Non-Competitive | 0 | 0 | 0 | 0 | 0 | 0 | 0 | 0 | 0 | 0 | 0 | 0 | 0 | 0 | 0
SCALLON9 LON_HI_ROB_CP1_1 TO_FROM | SCALLON9 | LON_HI_ROB_CP1_1 | 69 | 1 | 1 | LON_HILL2A | RBSTN T2 | TO_FROM | 73521.13 | -0.01433 | 0.018921 | -0.08037 | 0.81422 | -43.4582 | -80.4269 | 0 | 7009.292 | 2318.937 | Competitive | 0 | 0 | 0 | 1 | 1 | 1 | 0 | Non-Competitive | Non-Competitive | Non-Competitive | Non-Competitive | Non-Competitive | 0 | 0 | 0 | 0 | 0 | 0 | 0 | 0 | 0 | 0 | 0 | 0 | 0 | 0 | 0
SCGRMG28 6220__A FROM_TO | SCGRMG28 | 6220__A | 186 | 1 | 1 | MRGNCRK_8 | CHINAGRVX1_8 | FROM_TO | 73521.13 | -0.09511 | 0.052055 | -0.46989 | 0.052055 | 272.3225 | 177.7582 | 0 | 10000 | 10000 | Non-Competi | 0 | 0 | 0 | 0 | 0 | 1 | 1 | Non-Competitive | Non-Competitive | Non-Competitive | Non-Competitive | Non-Competitive | bar: 22 to 30
SCGRMG28 6220__A TO_FROM | SCGRMG28 | 6220__A | 186 | 1 | 1 | MRGNCRK_8 | CHINAGRVX1_8 | TO_FROM | 73521.13 | -0.05206 | 0.34981 | -0.05206 | 0.4699 | 123.4874 | -202.472 | 0 | 2490.964 | 10000 | Competitive | 0 | 0 | 0 | 0 | 0 | 1 | 1 | Non-Competitive | Non-Competitive | Non-Competitive | Non-Competitive | Non-Competitive | 6 | 6 | 6 | 6 | 6 | 6 | 6 | 6 | 6 | 6 | 6 | 6 | 6 | 6 | 6
SCGRMGS8 6225__A FROM_TO | SCGRMGS8 | 6225__A | 186 | 1 | 1 | MRGNCRK_8 | CHINAGRVX2_8 | FROM_TO | 73521.13 | -0.09579 | 0.052431 | -0.47329 | 0.052431 | 274.2905 | 179.0455 | 0 | 10000 | 10000 | Non-Competi | 0 | 0 | 0 | 0 | 0 | 1 | 1 | Non-Competitive | Non-Competitive | Non-Competitive | Non-Competitive | Non-Competitive | bar: 22 to 30
SCGRMGS8 6225__A TO_FROM | SCGRMGS8 | 6225__A | 186 | 1 | 1 | MRGNCRK_8 | CHINAGRVX2_8 | TO_FROM | 73521.13 | -0.05243 | 0.35234 | -0.05243 | 0.47329 | 124.3748 | -203.936 | 0 | 2490.963 | 10000 | Competitive | 0 | 0 | 0 | 0 | 0 | 1 | 1 | Non-Competitive | Non-Competitive | Non-Competitive | Non-Competitive | Non-Competitive | 6 | 6 | 6 | 6 | 6 | 6 | 6 | 6 | 6 | 6 | 6 | 6 | 6 | 6 | 6
SCGRMGS8 MGSES_MR3H FROM_TO | SCGRMGS8 | MGSES_MR3H | 75 | 1 | 1 | MRGNCRK_8 | 700206_3STAR | FROM_TO | 73521.13 | -0.16437 | 0.016599 | -0.68507 | 0.016599 | 78.0039 | 52.526 | 0 | 10000 | 10000 | Non-Competi | 0 | 0 | 0 | 0 | 0 | 1 | 1 | Non-Competitive | Non-Competitive | Non-Competitive | Non-Competitive | Non-Competitive | bar: 22 to 30
SCGRMGS8 MGSES_MR3H TO_FROM | SCGRMGS8 | MGSES_MR3H | 75 | 1 | 1 | MRGNCRK_8 | 700206_3STAR | TO_FROM | 73521.13 | -0.0166 | 0.16437 | -0.0166 | 0.68507 | 8.6743 | -57.8643 | 0 | 1878.984 | 10000 | Competitive | 0 | 0 | 0 | 0 | 0 | 1 | 0 | Non-Competitive | Non-Competitive | Non-Competitive | Non-Competitive | Non-Competitive | 0 | 0 | 0 | 0 | 0 | 0 | 0 | 0 | 0 | 0 | 0 | 0 | 0 | 0 | 0
SCHYWIN8 6100__F FROM_TO | SCHYWIN8 | 6100__F | 171 | 3 | 3 | DOLRHIDE_8 | NOTSW_1_8 | FROM_TO | 73521.13 | 0 | 0 | -1 | 0 | 0 | 0 | 0 | 0 | 0 | Competitive | 1 | 1 | 1 | 1 | 1 | 1 | 0 | Non-Competitive | Non-Competitive | Non-Competitive | Non-Competitive | Non-Competitive | 0 | 0 | 0 | 0 | 0 | 0 | 0 | 0 | 0 | 0 | 0 | 0 | 0 | 0 | 0
SCHYWIN8 6100__F TO_FROM | SCHYWIN8 | 6100__F | 171 | 3 | 3 | DOLRHIDE_8 | NOTSW_1_8 | TO_FROM | 73521.13 | 0 | 1 | 0 | 1 | 149.548 | 0 | 0 | 10000 | 0 | Competitive | 1 | 1 | 1 | 1 | 1 | 1 | 0 | Non-Competitive | Non-Competitive | Non-Competitive | Non-Competitive | Non-Competitive | 0 | 0 | 0 | 0 | 0 | 0 | 0 | 0 | 0 | 0 | 0 | 0 | 0 | 0 | 0
SCHYWIN8 6430__C FROM_TO | SCHYWIN8 | 6430__C | 179 | 3 | 3 | MOSS_8 | AMOCNCTA_8 | FROM_TO | 73521.13 | -0.07306 | 0.017715 | -0.64764 | 0.065139 | 197.3084 | 157.6644 | 0 | 4847.823 | 9938.014 | Non-Competi | 0 | 0 | 0 | 0 | 0 | 1 | 1 | Non-Competitive | Non-Competitive | Non-Competitive | Non-Competitive | Non-Competitive | 7 | 7 | 7 | 7 | 7 | 7 | 7 | 7 | 7 | 7 | 7 | 7 | 7 | 7 | 7
SCHYWIN8 6430__C TO_FROM | SCHYWIN8 | 6430__C | 179 | 3 | 3 | MOSS_8 | AMOCNCTA_8 | TO_FROM | 73521.13 | -0.01772 | 0.41906 | -0.06514 | 0.64765 | -0.00275 | -171.177 | 0 | 7249.164 | 5294.644 | Competitive | 0 | 0 | 0 | 0 | 0 | 1 | 0 | Non-Competitive | Non-Competitive | Non-Competitive | Non-Competitive | Non-Competitive | 0 | 0 | 0 | 0 | 0 | 0 | 0 | 0 | 0 | 0 | 0 | 0 | 0 | 0 | 0
SCISPUT8 ABSO_POTOSI1_1 FROM_TO | SCISPUT8 | ABSO_POTOSI1_1 | 84 | 2 | 2 | ABSO4A | POTOSI_T4A | FROM_TO | 73521.13 | -0.0196 | 0.048464 | -0.85003 | 0.075576 | 195.3217 | -50.3064 | 0 | 1538.445 | 6323.385 | Competitive | 0 | 0 | 0 | 0 | 0 | 1 | 0 | Non-Competitive | Non-Competitive | Non-Competitive | Non-Competitive | Non-Competitive | 0 | 0 | 0 | 0 | 0 | 0 | 0 | 0 | 0 | 0 | 0 | 0 | 0 | 0 | 0
SCISPUT8 ABSO_POTOSI1_1 TO_FROM | SCISPUT8 | ABSO_POTOSI1_1 | 84 | 2 | 2 | ABSO4A | POTOSI_T4A | TO_FROM | 73521.13 | -0.01968 | 0.10274 | -0.07558 | 0.85003 | 84.4089 | -20.6069 | 0 | 10000 | 3167.825 | Competitive | 0 | 0 | 0 | 0 | 0 | 1 | 0 | Non-Competitive | Non-Competitive | Non-Competitive | Non-Competitive | Non-Competitive | 3 | 3 | 3 | 3 | 3 | 3 | 3 | 3 | 3 | 3 | 3 | 3 | 3 | 3 | 3
SCISPUT8 LENSW_PUTN2_1 FROM_TO | SCISPUT8 | LENSW_PUTN2_1 | 72 | 2 | 2 | LEONSW_8 | PUTN4A | FROM_TO | 73521.13 | -0.01952 | 0.1029 | -0.49139 | 0.18318 | 96.2819 | -8.7649 | 0 | 10000 | 3169.382 | Competitive | 0 | 0 | 0 | 0 | 0 | 1 | 0 | Non-Competitive | Non-Competitive | Non-Competitive | Non-Competitive | Non-Competitive | 3 | 3 | 3 | 3 | 3 | 3 | 3 | 3 | 3 | 3 | 3 | 3 | 3 | 3 | 3
SCISPUT8 LENSW_PUTN2_1 TO_FROM | SCISPUT8 | LENSW_PUTN2_1 | 72 | 2 | 2 | LEONSW_8 | PUTN4A | TO_FROM | 73521.13 | -0.01976 | 0.048303 | -0.18318 | 0.49139 | 183.4494 | -62.1484 | 0 | 1788.83 | 6316.297 | Competitive | 0 | 0 | 0 | 0 | 0 | 1 | 0 | Non-Competitive | Non-Competitive | Non-Competitive | Non-Competitive | Non-Competitive | 0 | 0 | 0 | 0 | 0 | 0 | 0 | 0 | 0 | 0 | 0 | 0 | 0 | 0 | 0
SCITWEI8 CLARK__LON_HI1_1 FROM_TO | SCITWEI8 | CLARK__LON_HI1_1 | 207 | 1 | 1 | LON_HILL4A | CLARK_WD4A | FROM_TO | 73521.13 | 0 | 0.000929 | -0.99907 | 0.000929 | 68.2759 | 68.267 | 0 | 696.487 | 0 | Competitive | 1 | 1 | 1 | 1 | 1 | 1 | 0 | Non-Competitive | Non-Competitive | Non-Competitive | Non-Competitive | Non-Competitive | 0 | 0 | 0 | 0 | 0 | 0 | 0 | 0 | 0 | 0 | 0 | 0 | 0 | 0 | 0
SCITWEI8 CLARK__LON_HI1_1 TO_FROM | SCITWEI8 | CLARK__LON_HI1_1 | 207 | 1 | 1 | LON_HILL4A | CLARK_WD4A | TO_FROM | 73521.13 | -0.00093 | 0 | -0.00093 | 0.99907 | -68.311 | -68.267 | 0 | 0 | 795.756 | Competitive | 1 | 1 | 1 | 1 | 1 | 1 | 0 | Non-Competitive | Non-Competitive | Non-Competitive | Non-Competitive | Non-Competitive | 0 | 0 | 0 | 0 | 0 | 0 | 0 | 0 | 0 | 0 | 0 | 0 | 0 | 0 | 0
SCMNBWN5 35090__A FROM_TO | SCMNBWN5 | 35090__A | 1621 | 0 | 0 | BROWN_5 | KILL_SS__5 | FROM_TO | 73521.13 | -0.03955 | 0.13642 | -0.09913 | 0.18144 | 1556.606 | -632.475 | 0 | 877.958 | 934.447 | Competitive | 1 | 1 | 1 | 1 | 1 | 1 | 1 | Competitive | Competitive | Competitive | Competitive | Competitive | 0 | 0 | 0 | 0 | 0 | 0 | 0 | 0 | 0 | 0 | 0 | 0 | 0 | 0 | 0
SCMNBWN5 35090__A TO_FROM | SCMNBWN5 | 35090__A | 1621 | 0 | 0 | BROWN_5 | KILL_SS__5 | TO_FROM | 73521.13 | -0.12148 | 0.039545 | -0.18143 | 0.099126 | 1187.275 | 282.2704 | 0 | 851.546 | 2016.009 | Competitive | 0 | 0 | 0 | 1 | 1 | 1 | 1 | Non-Competitive | Non-Competitive | Non-Competitive | Competitive | Competitive | 52 | 65 | 114 | 52 | 65 | 114 | 52 | 65 | 114 | 0 | 0 | 0 | 0 | 0 | 0
SCMNBWN5 35095__A FROM_TO | SCMNBWN5 | 35095__A | 1621 | 0 | 0 | BROWN_5 | KILL_SS__5 | FROM_TO | 73521.13 | -0.03955 | 0.13642 | -0.09913 | 0.18144 | 1556.606 | -632.475 | 0 | 877.958 | 934.447 | Competitive | 1 | 1 | 1 | 1 | 1 | 1 | 1 | Competitive | Competitive | Competitive | Competitive | Competitive | 0 | 0 | 0 | 0 | 0 | 0 | 0 | 0 | 0 | 0 | 0 | 0 | 0 | 0 | 0
SCMNBWN5 35095__A TO_FROM | SCMNBWN5 | 35095__A | 1621 | 0 | 0 | BROWN_5 | KILL_SS__5 | TO_FROM | 73521.13 | -0.12148 | 0.039545 | -0.18143 | 0.099126 | 1187.275 | 282.2704 | 0 | 851.546 | 2016.009 | Competitive | 0 | 0 | 0 | 1 | 1 | 1 | 1 | Non-Competitive | Non-Competitive | Non-Competitive | Competitive | Competitive | 52 | 65 | 114 | 52 | 65 | 114 | 52 | 65 | 114 | 0 | 0 | 0 | 0 | 0 | 0
SCMNBWN5 HAMILT_MAVERI1_1 FROM_TO | SCMNBWN5 | HAMILT_MAVERI1_1 | 122 | 0 | 0 | HAMILTN4 | MAVERICK4A | FROM_TO | 73521.13 | -0.02996 | 0.20874 | -0.53419 | 0.20874 | 298.7395 | -44.5447 | 0 | 4278.94 | 2205.575 | Non-Competi | 0 | 0 | 0 | 1 | 1 | 1 | 1 | Non-Competitive | Non-Competitive | Non-Competitive | Competitive | Competitive | 29 | 29 | 29 | 29 | 29 | 29 | 29 | 29 | 29 | 0 | 0 | 0 | 0 | 0 | 0
SCMNBWN5 HAMILT_MAVERI1_1 TO_FROM | SCMNBWN5 | HAMILT_MAVERI1_1 | 122 | 0 | 0 | HAMILTN4 | MAVERICK4A | TO_FROM | 73521.13 | -0.20874 | 0.45606 | -0.20874 | 0.53419 | 156.9246 | -121.089 | 0 | 8883.629 | 10000 | Competitive | 0 | 0 | 0 | 0 | 0 | 1 | 1 | Non-Competitive | Non-Competitive | Non-Competitive | Non-Competitive | Non-Competitive | 2 | 2 | 2 | 2 | 2 | 2 | 2 | 2 | 2 | 2 | 2 | 2 | 2 | 2 | 2
SCMNCPS5 651__B FROM_TO | SCMNCPS5 | 651__B | 185 | 1 | 1 | COMCHESS1_8 | COMANCHE_T8 | FROM_TO | 73521.13 | -0.07216 | 0.037557 | -0.67652 | 0.24136 | 528.5753 | -78.16 | 0 | 933.059 | 7974.602 | Competitive | 0 | 0 | 0 | 0 | 0 | 1 | 1 | Non-Competitive | Non-Competitive | Non-Competitive | Non-Competitive | Non-Competitive | 12 | 16 | 18 | 12 | 16 | 18 | 12 | 16 | 18 | 12 | 16 | 18 | 12 | 16 | 18
SCMNCPS5 651__B TO_FROM | SCMNCPS5 | 651__B | 185 | 1 | 1 | COMCHESS1_8 | COMANCHE_T8 | TO_FROM | 73521.13 | -0.02893 | 0.12067 | -0.24136 | 0.67652 | 200.7175 | -165.44 | 0 | 5706.639 | 2656.523 | Competitive | 0 | 0 | 0 | 0 | 1 | 1 | 1 | Non-Competitive | Non-Competitive | Non-Competitive | Non-Competitive | Competitive | 30 | 37 | 37 | 30 | 37 | 37 | 30 | 37 | 37 | 30 | 37 | 37 | 0 | 0 | 0
SCMNSAR5 1800__A FROM_TO | SCMNSAR5 | 1800__A | 393 | 1 | 1 | LEONSW_8 | FLATCRK_T8 | FROM_TO | 73521.13 | -0.05471 | 0.060082 | -0.37425 | 0.33231 | 330.6244 | -164.975 | 0 | 1030.693 | 8193.398 | Competitive | 0 | 0 | 0 | 0 | 0 | 1 | 1 | Non-Competitive | Non-Competitive | Non-Competitive | Non-Competitive | Non-Competitive | 9 | 9 | 9 | 9 | 9 | 9 | 9 | 9 | 9 | 9 | 9 | 9 | 9 | 9 | 9
SCMNSAR5 1800__A TO_FROM | SCMNSAR5 | 1800__A | 393 | 1 | 1 | LEONSW_8 | FLATCRK_T8 | TO_FROM | 73521.13 | -0.05038 | 0.37426 | -0.33231 | 0.37426 | 246.6309 | 9.529 | 0 | 6471.227 | 3016.177 | Competitive | 0 | 0 | 0 | 0 | 0 | 1 | 1 | Non-Competitive | Non-Competitive | Non-Competitive | Non-Competitive | Non-Competitive | 31 | 34 | 36 | 31 | 34 | 36 | 31 | 34 | 36 | 31 | 34 | 36 | 31 | 34 | 36
SCMNSAR5 670__B FROM_TO | SCMNSAR5 | 670__B | 124 | 1 | 1 | BRNWDSW_8 | CAMPBOW_P8 | FROM_TO | 73521.13 | -0.01774 | 0.035676 | -0.55975 | 0.36085 | 172.7377 | 56.9899 | 0 | 10000 | 2748.191 | Competitive | 0 | 0 | 0 | 0 | 1 | 1 | 0 | Non-Competitive | Non-Competitive | Non-Competitive | Non-Competitive | Non-Competitive | 0 | 0 | 0 | 0 | 0 | 0 | 0 | 0 | 0 | 0 | 0 | 0 | 0 | 0 | 0
SCMNSAR5 670__B TO_FROM | SCMNSAR5 | 670__B | 124 | 1 | 1 | BRNWDSW_8 | CAMPBOW_P8 | TO_FROM | 73521.13 | -0.03568 | 0.035026 | -0.36085 | 0.55975 | 180.1126 | -115.17 | 0 | 932.328 | 10000 | Competitive | 0 | 0 | 0 | 0 | 0 | 1 | 1 | Non-Competitive | Non-Competitive | Non-Competitive | Non-Competitive | Non-Competitive | 7 | 7 | 7 | 7 | 7 | 7 | 7 | 7 | 7 | 7 | 7 | 7 | 7 | 7 | 7
SCNSCN38 850__C FROM_TO | SCNSCN38 | 850__C | 334 | 5 | 5 | ALLENSW_W8 | PL_CUSTR1_8 | FROM_TO | 73521.13 | -0.04513 | 0.023626 | -0.83903 | 0.066936 | 405.8293 | 235.602 | 0 | 2867.807 | 8069.871 | Competitive | 0 | 0 | 0 | 0 | 0 | 1 | 1 | Non-Competitive | Non-Competitive | Non-Competitive | Non-Competitive | Non-Competitive | 2 | 2 | 2 | 2 | 2 | 2 | 2 | 2 | 2 | 2 | 2 | 2 | 2 | 2 | 2
SCNSCN38 850__C TO_FROM | SCNSCN38 | 850__C | 334 | 5 | 5 | ALLENSW_W8 | PL_CUSTR1_8 | TO_FROM | 73521.13 | -0.02363 | 0.045132 | -0.06694 | 0.83903 | -231.609 | -324.566 | 0 | 5887.006 | 3264.297 | Competitive | 0 | 0 | 0 | 0 | 0 | 1 | 1 | Non-Competitive | Non-Competitive | Non-Competitive | Non-Competitive | Non-Competitive | 4 | 4 | 4 | 4 | 4 | 4 | 4 | 4 | 4 | 4 | 4 | 4 | 4 | 4 | 4
SCOLBAL8 BALG_HUMBLT1_1 FROM_TO | SCOLBAL8 | BALG_HUMBLT1_1 | 27 | 6 | 6 | BALG2A | BALEXTP2 | FROM_TO | 73521.13 | -0.00312 | 0.018316 | -0.75728 | 0.12783 | 60.7181 | -14.966 | 0 | 2058.988 | 4397.571 | Competitive | 0 | 0 | 0 | 0 | 0 | 1 | 0 | Non-Competitive | Non-Competitive | Non-Competitive | Non-Competitive | Non-Competitive | 0 | 0 | 0 | 0 | 0 | 0 | 0 | 0 | 0 | 0 | 0 | 0 | 0 | 0 | 0
SCOLBAL8 BALG_HUMBLT1_1 TO_FROM | SCOLBAL8 | BALG_HUMBLT1_1 | 27 | 6 | 6 | BALG2A | BALEXTP2 | TO_FROM | 73521.13 | -0.00719 | 0.004831 | -0.12783 | 0.75728 | 17.8461 | -4.5807 | 0 | 4098.556 | 3048.01 | Competitive | 0 | 0 | 0 | 0 | 0 | 1 | 0 | Non-Competitive | Non-Competitive | Non-Competitive | Non-Competitive | Non-Competitive | 0 | 0 | 0 | 0 | 0 | 0 | 0 | 0 | 0 | 0 | 0 | 0 | 0 | 0 | 0
SCOLBAL8 DRSY_SANA_T1_1 FROM_TO | SCOLBAL8 | DRSY_SANA_T1_1 | 30 | 6 | 6 | SANA_TAP2A | DRSY2A | FROM_TO | 73521.13 | -0.00519 | 0.003853 | -0.39913 | 0.22917 | 33.3571 | 11.4479 | 0 | 10000 | 2963.732 | Competitive | 0 | 0 | 0 | 0 | 1 | 1 | 0 | Non-Competitive | Non-Competitive | Non-Competitive | Non-Competitive | Non-Competitive | 0 | 0 | 0 | 0 | 0 | 0 | 0 | 0 | 0 | 0 | 0 | 0 | 0 | 0 | 0
SCOLBAL8 DRSY_SANA_T1_1 TO_FROM | SCOLBAL8 | DRSY_SANA_T1_1 | 30 | 6 | 6 | SANA_TAP2A | DRSY2A | TO_FROM | 73521.13 | -0.00385 | 0.011276 | -0.22917 | 0.39913 | 34.8807 | -24.5031 | 0 | 2554.648 | 10000 | Competitive | 0 | 0 | 0 | 0 | 0 | 1 | 0 | Non-Competitive | Non-Competitive | Non-Competitive | Non-Competitive | Non-Competitive | 0 | 0 | 0 | 0 | 0 | 0 | 0 | 0 | 0 | 0 | 0 | 0 | 0 | 0 | 0
SCOLLON5 SINTON_SKIDMO1_1 FROM_TO | SCOLLON5 | SINTON_SKIDMO1_1 | 38 | 1 | 1 | SKIDMORE2A | SINTON2A | FROM_TO | 73521.13 | -0.024 | 0.00478 | -0.21546 | 0.40328 | 66.9358 | -21.2787 | 0 | 4392.465 | 1918.736 | Competitive | 0 | 0 | 1 | 1 | 1 | 1 | 1 | Non-Competitive | Non-Competitive | Competitive | Competitive | Competitive | 6 | 6 | 6 | 6 | 6 | 6 | 0 | 0 | 0 | 0 | 0 | 0 | 0 | 0 | 0
SCOLLON5 SINTON_SKIDMO1_1 TO_FROM | SCOLLON5 | SINTON_SKIDMO1_1 | 38 | 1 | 1 | SKIDMORE2A | SINTON2A | TO_FROM | 73521.13 | -0.00478 | 0.023996 | -0.40328 | 0.21546 | 68.2485 | -44.5573 | 0 | 1395.606 | 4459.81 | Competitive | 0 | 0 | 0 | 0 | 0 | 1 | 0 | Non-Competitive | Non-Competitive | Non-Competitive | Non-Competitive | Non-Competitive | 0 | 0 | 0 | 0 | 0 | 0 | 0 | 0 | 0 | 0 | 0 | 0 | 0 | 0 | 0
SCOLPAW5 COLETO_KENEDS1_1 FROM_TO | SCOLPAW5 | COLETO_KENEDS1_1 | 207 | 1 | 1 | COLETO4A | KENEDYSW4A | FROM_TO | 73521.13 | -0.0381 | 0.12055 | -0.287 | 0.12198 | 398.3517 | -90.6891 | 0 | 1947.045 | 8581.872 | Competitive | 0 | 0 | 0 | 0 | 0 | 1 | 1 | Non-Competitive | Non-Competitive | Non-Competitive | Non-Competitive | Non-Competitive | 15 | 42 | 42 | 15 | 42 | 42 | 15 | 42 | 42 | 15 | 42 | 42 | 15 | 42 | 42
SCOLPAW5 COLETO_KENEDS1_1 TO_FROM | SCOLPAW5 | COLETO_KENEDS1_1 | 207 | 1 | 1 | COLETO4A | KENEDYSW4A | TO_FROM | 73521.13 | -0.12055 | 0.038101 | -0.12198 | 0.287 | 331.527 | -282.661 | 0 | 8533.175 | 2231.581 | Competitive | 0 | 0 | 0 | 1 | 1 | 1 | 1 | Non-Competitive | Non-Competitive | Non-Competitive | Competitive | Competitive | 22 | 28 | 56 | 22 | 28 | 56 | 22 | 28 | 56 | 0 | 0 | 0 | 0 | 0 | 0
SCOLPAW5 COLETO_VICTOR1_1 FROM_TO | SCOLPAW5 | COLETO_VICTOR1_1 | 320 | 1 | 1 | COLETO4A | VICTORIA4A | FROM_TO | 73521.13 | -0.15049 | 0.22212 | -0.15049 | 0.22503 | 495.2266 | -204.994 | 0 | 5421.273 | 3017.034 | Competitive | 0 | 0 | 0 | 0 | 0 | 1 | 1 | Non-Competitive | Non-Competitive | Non-Competitive | Non-Competitive | Non-Competitive | 20 | 28 | 28 | 20 | 28 | 28 | 20 | 28 | 28 | 20 | 28 | 28 | 20 | 28 | 28
SCOLPAW5 COLETO_VICTOR1_1 TO_FROM | SCOLPAW5 | COLETO_VICTOR1_1 | 320 | 1 | 1 | COLETO4A | VICTORIA4A | TO_FROM | 73521.13 | -0.22212 | 0.15049 | -0.22503 | 0.15049 | 376.9503 | -283.368 | 0 | 2933.119 | 6120.538 | Competitive | 0 | 0 | 0 | 0 | 0 | 1 | 1 | Non-Competitive | Non-Competitive | Non-Competitive | Non-Competitive | Non-Competitive | 10 | 10 | 20 | 10 | 10 | 20 | 10 | 10 | 20 | 10 | 10 | 20 | 10 | 10 | 20
SCOLPAW5 COLETO_VICTOR2_1 FROM_TO | SCOLPAW5 | COLETO_VICTOR2_1 | 320 | 1 | 1 | COLETO4A | VICTORIA4A | FROM_TO | 73521.13 | -0.15482 | 0.22852 | -0.15482 | 0.23152 | 509.4975 | -210.902 | 0 | 5421.262 | 3017.044 | Competitive | 0 | 0 | 0 | 0 | 0 | 1 | 1 | Non-Competitive | Non-Competitive | Non-Competitive | Non-Competitive | Non-Competitive | 20 | 28 | 28 | 20 | 28 | 28 | 20 | 28 | 28 | 20 | 28 | 28 | 20 | 28 | 28
SCOLPAW5 COLETO_VICTOR2_1 TO_FROM | SCOLPAW5 | COLETO_VICTOR2_1 | 320 | 1 | 1 | COLETO4A | VICTORIA4A | TO_FROM | 73521.13 | -0.22852 | 0.15482 | -0.23152 | 0.15482 | 387.8138 | -291.534 | 0 | 2933.129 | 6120.531 | Competitive | 0 | 0 | 0 | 0 | 0 | 1 | 1 | Non-Competitive | Non-Competitive | Non-Competitive | Non-Competitive | Non-Competitive | 10 | 10 | 20 | 10 | 10 | 20 | 10 | 10 | 20 | 10 | 10 | 20 | 10 | 10 | 20
SCOLPAW5 F1_11_1 FROM_TO | SCOLPAW5 | F1_11_1 | 152 | 1 | 1 | FALLSCTY | KENEDYSW4A | FROM_TO | 73521.13 | -0.06535 | 0.055068 | -0.33589 | 0.43617 | 290.6706 | -124.172 | 0 | 10000 | 1520.231 | Competitive | 0 | 0 | 1 | 1 | 1 | 1 | 1 | Non-Competitive | Non-Competitive | Competitive | Competitive | Competitive | 22 | 31 | 83 | 22 | 31 | 83 | 0 | 0 | 0 | 0 | 0 | 0 | 0 | 0 | 0
SCOLPAW5 F1_11_1 TO_FROM | SCOLPAW5 | F1_11_1 | 152 | 1 | 1 | FALLSCTY | KENEDYSW4A | TO_FROM | 73521.13 | -0.05507 | 0.06535 | -0.43617 | 0.33589 | 244.6959 | -105.688 | 0 | 1285.88 | 10000 | Competitive | 0 | 0 | 0 | 0 | 0 | 1 | 1 | Non-Competitive | Non-Competitive | Non-Competitive | Non-Competitive | Non-Competitive | 8 | 8 | 8 | 8 | 8 | 8 | 8 | 8 | 8 | 8 | 8 | 8 | 8 | 8 | 8
SCOLPAW5 KENEDS_KENEDY1_1 FROM_TO | SCOLPAW5 | KENEDS_KENEDY1_1 | 38 | 1 | 1 | KENEDYSW2A | KENEDY2A | FROM_TO | 73521.13 | -0.01336 | 0.006543 | -0.80599 | 0.15435 | 93.8693 | -2.0059 | 0 | 8658.037 | 1666.727 | Competitive | 0 | 0 | 1 | 1 | 1 | 1 | 0 | Non-Competitive | Non-Competitive | Non-Competitive | Non-Competitive | Non-Competitive | 0 | 0 | 0 | 0 | 0 | 0 | 0 | 0 | 0 | 0 | 0 | 0 | 0 | 0 | 0
SCOLPAW5 KENEDS_KENEDY1_1 TO_FROM | SCOLPAW5 | KENEDS_KENEDY1_1 | 38 | 1 | 1 | KENEDYSW2A | KENEDY2A | TO_FROM | 73521.13 | -0.00654 | 0.01336 | -0.15435 | 0.80598 | 39.8503 | -64.1402 | 0 | 1249.293 | 8658.037 | Competitive | 0 | 0 | 0 | 0 | 0 | 1 | 0 | Non-Competitive | Non-Competitive | Non-Competitive | Non-Competitive | Non-Competitive | 0 | 0 | 0 | 0 | 0 | 0 | 0 | 0 | 0 | 0 | 0 | 0 | 0 | 0 | 0
SCOLPAW5 LOOP_VICTORIA_1 FROM_TO | SCOLPAW5 | LOOP_VICTORIA_1 | 173 | 1 | 1 | LOOP463SUB8 | VICTORIA4A | FROM_TO | 73521.13 | -0.14286 | 0.57791 | -0.14286 | 0.73749 | 352.7229 | -103.936 | 0 | 10000 | 2142.042 | Non-Competi | 0 | 0 | 0 | 1 | 1 | 1 | 1 | Non-Competitive | Non-Competitive | Non-Competitive | Competitive | Competitive | 15 | 16 | 39 | 15 | 16 | 39 | 15 | 16 | 39 | 0 | 0 | 0 | 0 | 0 | 0
SCOLPAW5 LOOP_VICTORIA_1 TO_FROM | SCOLPAW5 | LOOP_VICTORIA_1 | 173 | 1 | 1 | LOOP463SUB8 | VICTORIA4A | TO_FROM | 73521.13 | -0.57791 | 0.14286 | -0.73749 | 0.14286 | 224.7277 | -186.291 | 0 | 1986.857 | 10000 | Non-Competi | 0 | 0 | 0 | 0 | 0 | 1 | 1 | Non-Competitive | Non-Competitive | Non-Competitive | Non-Competitive | Non-Competitive | 6 | 6 | 6 | 6 | 6 | 6 | 6 | 6 | 6 | 6 | 6 | 6 | 6 | 6 | 6
SCOLPAW5 SINTON_SKIDMO1_1 FROM_TO | SCOLPAW5 | SINTON_SKIDMO1_1 | 38 | 1 | 1 | SKIDMORE2A | SINTON2A | FROM_TO | 73521.13 | -0.02238 | 0.004699 | -0.21422 | 0.40386 | 55.3883 | -22.7326 | 0 | 5654.324 | 2015.386 | Competitive | 0 | 0 | 0 | 1 | 1 | 1 | 1 | Non-Competitive | Non-Competitive | Non-Competitive | Competitive | Competitive | 6 | 6 | 6 | 6 | 6 | 6 | 6 | 6 | 6 | 0 | 0 | 0 | 0 | 0 | 0
SCOLPAW5 SINTON_SKIDMO1_1 TO_FROM | SCOLPAW5 | SINTON_SKIDMO1_1 | 38 | 1 | 1 | SKIDMORE2A | SINTON2A | TO_FROM | 73521.13 | -0.0047 | 0.022376 | -0.40386 | 0.21422 | 64.1651 | -34.1848 | 0 | 1479.859 | 5772.815 | Competitive | 0 | 0 | 0 | 0 | 0 | 1 | 0 | Non-Competitive | Non-Competitive | Non-Competitive | Non-Competitive | Non-Competitive | 0 | 0 | 0 | 0 | 0 | 0 | 0 | 0 | 0 | 0 | 0 | 0 | 0 | 0 | 0
SCOMHA38 FRIR_SONR1_1 FROM_TO | SCOMHA38 | FRIR_SONR1_1 | 37 | 0 | 0 | SONR2A | FRIR2A | FROM_TO | 73521.13 | -0.00865 | 0.026917 | -0.72209 | 0.13229 | 133.768 | -20.1094 | 0 | 2150.331 | 2238.444 | Competitive | 0 | 0 | 0 | 1 | 1 | 1 | 0 | Non-Competitive | Non-Competitive | Non-Competitive | Non-Competitive | Non-Competitive | 0 | 0 | 0 | 0 | 0 | 0 | 0 | 0 | 0 | 0 | 0 | 0 | 0 | 0 | 0
SCOMHA38 FRIR_SONR1_1 TO_FROM | SCOMHA38 | FRIR_SONR1_1 | 37 | 0 | 0 | SONR2A | FRIR2A | TO_FROM | 73521.13 | -0.01037 | 0.008647 | -0.13229 | 0.72209 | 66.2828 | 7.8812 | 0 | 1800.059 | 2730.067 | Competitive | 0 | 0 | 0 | 0 | 1 | 1 | 0 | Non-Competitive | Non-Competitive | Non-Competitive | Non-Competitive | Non-Competitive | 0 | 0 | 0 | 0 | 0 | 0 | 0 | 0 | 0 | 0 | 0 | 0 | 0 | 0 | 0
SCRALC28 ODNTH_FMR1 FROM_TO | SCRALC28 | ODNTH_FMR1 | 87 | 1 | 1 | ODESSANO_8 | ODESSANO_9 | FROM_TO | 73521.13 | -0.03458 | 0.005305 | -0.70246 | 0.04557 | 81.7564 | 70.351 | 0 | 5027.272 | 10000 | Competitive | 0 | 0 | 0 | 0 | 0 | 1 | 1 | Non-Competitive | Non-Competitive | Non-Competitive | Non-Competitive | Non-Competitive | 5 | 5 | 5 | 5 | 5 | 5 | 5 | 5 | 5 | 5 | 5 | 5 | 5 | 5 | 5
SCRALC28 ODNTH_FMR1 TO_FROM | SCRALC28 | ODNTH_FMR1 | 87 | 1 | 1 | ODESSANO_8 | ODESSANO_9 | TO_FROM | 73521.13 | -0.00531 | 0.060146 | -0.04557 | 0.70247 | -28.4933 | -74.2467 | 0 | 3909.478 | 5587.796 | Competitive | 0 | 0 | 0 | 0 | 0 | 1 | 0 | Non-Competitive | Non-Competitive | Non-Competitive | Non-Competitive | Non-Competitive | 0 | 0 | 0 | 0 | 0 | 0 | 0 | 0 | 0 | 0 | 0 | 0 | 0 | 0 | 0
SCREFAL8 FREER_SAN_DI1_1 FROM_TO | SCREFAL8 | FREER_SAN_DI1_1 | 38 | 1 | 1 | FREER2A | SAN_DIEG2A | FROM_TO | 73521.13 | -0.01741 | 0.028084 | -0.18252 | 0.58567 | 57.0541 | -12.1429 | 0 | 2669.388 | 2149.255 | Competitive | 0 | 0 | 0 | 1 | 1 | 1 | 0 | Non-Competitive | Non-Competitive | Non-Competitive | Non-Competitive | Non-Competitive | 0 | 0 | 0 | 0 | 0 | 0 | 0 | 0 | 0 | 0 | 0 | 0 | 0 | 0 | 0
SCREFAL8 FREER_SAN_DI1_1 TO_FROM | SCREFAL8 | FREER_SAN_DI1_1 | 38 | 1 | 1 | FREER2A | SAN_DIEG2A | TO_FROM | 73521.13 | -0.0255 | 0.017405 | -0.58567 | 0.18252 | 44.4215 | -36.7379 | 0 | 1571.87 | 5000 | Competitive | 0 | 0 | 0 | 0 | 0 | 1 | 1 | Non-Competitive | Non-Competitive | Non-Competitive | Non-Competitive | Non-Competitive | 2 | 2 | 2 | 2 | 2 | 2 | 2 | 2 | 2 | 2 | 2 | 2 | 2 | 2 | 2
SCRNLCR8 6427__A FROM_TO | SCRNLCR8 | 6427__A | 151 | 3 | 3 | PERMIANB_8 | HACKBTAP4A | FROM_TO | 73521.13 | -0.05348 | 0.095908 | -0.68971 | 0.095908 | 262.755 | 38.572 | 0 | 5601.424 | 10000 | Competitive | 0 | 0 | 0 | 0 | 0 | 1 | 1 | Non-Competitive | Non-Competitive | Non-Competitive | Non-Competitive | Non-Competitive | 2 | 2 | 2 | 2 | 2 | 2 | 2 | 2 | 2 | 2 | 2 | 2 | 2 | 2 | 2
SCRNLCR8 6427__A TO_FROM | SCRNLCR8 | 6427__A | 151 | 3 | 3 | PERMIANB_8 | HACKBTAP4A | TO_FROM | 73521.13 | -0.09591 | 0.20421 | -0.09591 | 0.68971 | 186.8327 | -86.8291 | 0 | 3798.225 | 10000 | Competitive | 0 | 0 | 0 | 0 | 0 | 1 | 1 | Non-Competitive | Non-Competitive | Non-Competitive | Non-Competitive | Non-Competitive | 5 | 5 | 5 | 5 | 5 | 5 | 5 | 5 | 5 | 5 | 5 | 5 | 5 | 5 | 5
SCRNLCR8 CR101T_HACKBT1_1 FROM_TO | SCRNLCR8 | CR101T_HACKBT1_1 | 151 | 3 | 3 | HACKBTAP4A | CR101TAP4A | FROM_TO | 73521.13 | -0.05358 | 0.095807 | -0.67664 | 0.31019 | 255.3159 | 31.14 | 0 | 5603.054 | 10000 | Competitive | 0 | 0 | 0 | 0 | 0 | 1 | 1 | Non-Competitive | Non-Competitive | Non-Competitive | Non-Competitive | Non-Competitive | 2 | 2 | 2 | 2 | 2 | 2 | 2 | 2 | 2 | 2 | 2 | 2 | 2 | 2 | 2
SCRNLCR8 CR101T_HACKBT1_1 TO_FROM | SCRNLCR8 | CR101T_HACKBT1_1 | 151 | 3 | 3 | HACKBTAP4A | CR101TAP4A | TO_FROM | 73521.13 | -0.09581 | 0.20431 | -0.31019 | 0.67664 | 194.2731 | -79.3971 | 0 | 3797.843 | 10000 | Competitive | 0 | 0 | 0 | 0 | 0 | 1 | 1 | Non-Competitive | Non-Competitive | Non-Competitive | Non-Competitive | Non-Competitive | 5 | 5 | 5 | 5 | 5 | 5 | 5 | 5 | 5 | 5 | 5 | 5 | 5 | 5 | 5
SCRNLCR8 RIOP_WDWRDT1_1 FROM_TO | SCRNLCR8 | RIOP_WDWRDT1_1 | 170 | 3 | 3 | RIOP4A | WDWRDTP4A | FROM_TO | 73521.13 | -0.04693 | 0.098475 | -0.86682 | 0.098475 | 168.5378 | 34.27 | 0 | 3333.897 | 10000 | Competitive | 0 | 0 | 0 | 0 | 0 | 1 | 1 | Non-Competitive | Non-Competitive | Non-Competitive | Non-Competitive | Non-Competitive | 5 | 5 | 5 | 5 | 5 | 5 | 5 | 5 | 5 | 5 | 5 | 5 | 5 | 5 | 5
SCRNLCR8 RIOP_WDWRDT1_1 TO_FROM | SCRNLCR8 | RIOP_WDWRDT1_1 | 170 | 3 | 3 | RIOP4A | WDWRDTP4A | TO_FROM | 73521.13 | -0.02796 | 0.86682 | -0.09847 | 0.86682 | 116.9083 | -65.5734 | 0 | 9599.494 | 10000 | Competitive | 0 | 0 | 0 | 0 | 0 | 1 | 1 | Non-Competitive | Non-Competitive | Non-Competitive | Non-Competitive | Non-Competitive | 2 | 2 | 2 | 2 | 2 | 2 | 2 | 2 | 2 | 2 | 2 | 2 | 2 | 2 | 2
SCRNODE8 16TH_WRD2_1 FROM_TO | SCRNODE8 | 16TH_WRD2_1 | 143 | 7 | 7 | TN16TH_ST_1 | TNWDWRDTAP1 | FROM_TO | 73521.13 | -0.03576 | 0.049567 | -0.15211 | 0.37926 | 100.5 | -39.0265 | 0 | 5716.799 | 10000 | Competitive | 0 | 0 | 0 | 0 | 0 | 1 | 1 | Non-Competitive | Non-Competitive | Non-Competitive | Non-Competitive | Non-Competitive | 2 | 2 | 2 | 2 | 2 | 2 | 2 | 2 | 2 | 2 | 2 | 2 | 2 | 2 | 2
SCRNODE8 16TH_WRD2_1 TO_FROM | SCRNODE8 | 16TH_WRD2_1 | 143 | 7 | 7 | TN16TH_ST_1 | TNWDWRDTAP1 | TO_FROM | 73521.13 | -0.04957 | 0.15211 | -0.37926 | 0.15211 | 183.7242 | 0.28744 | 0 | 3830.116 | 10000 | Competitive | 0 | 0 | 0 | 0 | 0 | 1 | 1 | Non-Competitive | Non-Competitive | Non-Competitive | Non-Competitive | Non-Competitive | 5 | 5 | 5 | 5 | 5 | 5 | 5 | 5 | 5 | 5 | 5 | 5 | 5 | 5 | 5
SCRNODE8 6427__A FROM_TO | SCRNODE8 | 6427__A | 151 | 7 | 7 | PERMIANB_8 | HACKBTAP4A | FROM_TO | 73521.13 | -0.06999 | 0.10112 | -0.70207 | 0.10112 | 328.5188 | 48.4019 | 0 | 3808.001 | 10000 | Non-Competi | 0 | 0 | 0 | 0 | 0 | 1 | 1 | Non-Competitive | Non-Competitive | Non-Competitive | Non-Competitive | Non-Competitive | 2 | 2 | 2 | 2 | 2 | 2 | 2 | 2 | 2 | 2 | 2 | 2 | 2 | 2 | 2
SCRNODE8 6427__A TO_FROM | SCRNODE8 | 6427__A | 151 | 7 | 7 | PERMIANB_8 | HACKBTAP4A | TO_FROM | 73521.13 | -0.10112 | 0.25634 | -0.10112 | 0.70207 | 242.5525 | -121.76 | 0 | 3814.345 | 5928.4 | Non-Competi | 0 | 0 | 0 | 0 | 0 | 1 | 1 | Non-Competitive | Non-Competitive | Non-Competitive | Non-Competitive | Non-Competitive | 11 | 17 | 17 | 11 | 17 | 17 | 11 | 17 | 17 | 11 | 17 | 17 | 11 | 17 | 17
SCRNODE8 6815__A FROM_TO | SCRNODE8 | 6815__A | 42 | 7 | 7 | GLASCOCK_9 | GARDCITY_9 | FROM_TO | 73521.13 | -0.03678 | 0.037408 | -0.32762 | 0.46489 | 43.3227 | -19.3474 | 0 | 3985.694 | 10000 | Competitive | 0 | 0 | 0 | 0 | 0 | 1 | 1 | Non-Competitive | Non-Competitive | Non-Competitive | Non-Competitive | Non-Competitive | bar: 22 to 30
SCRNODE8 6815__A TO_FROM | SCRNODE8 | 6815__A | 42 | 7 | 7 | GLASCOCK_9 | GARDCITY_9 | TO_FROM | 73521.13 | -0.01056 | 0.083132 | -0.46489 | 0.32762 | 37.4863 | 0.55226 | 0 | 8348.867 | 5102.098 | Competitive | 0 | 0 | 0 | 0 | 0 | 1 | 0 | Non-Competitive | Non-Competitive | Non-Competitive | Non-Competitive | Non-Competitive | 0 | 0 | 0 | 0 | 0 | 0 | 0 | 0 | 0 | 0 | 0 | 0 | 0 | 0 | 0
SCRNODE8 BARL_FTSW1_1 FROM_TO | SCRNODE8 | BARL_FTSW1_1 | 38 | 7 | 7 | FTSW2A | BARL2A | FROM_TO | 73521.13 | -0.0151 | 0.038724 | -0.25771 | 0.26191 | 45.7708 | -9.7423 | 0 | 3901.014 | 10000 | Competitive | 0 | 0 | 0 | 0 | 0 | 1 | 0 | Non-Competitive | Non-Competitive | Non-Competitive | Non-Competitive | Non-Competitive | 0 | 0 | 0 | 0 | 0 | 0 | 0 | 0 | 0 | 0 | 0 | 0 | 0 | 0 | 0
SCRNODE8 BARL_FTSW1_1 TO_FROM | SCRNODE8 | BARL_FTSW1_1 | 38 | 7 | 7 | FTSW2A | BARL2A | TO_FROM | 73521.13 | -0.01066 | 0.015101 | -0.26191 | 0.25772 | 40.232 | -1.9407 | 0 | 5712.269 | 10000 | Competitive | 0 | 0 | 0 | 0 | 0 | 1 | 0 | Non-Competitive | Non-Competitive | Non-Competitive | Non-Competitive | Non-Competitive | 0 | 0 | 0 | 0 | 0 | 0 | 0 | 0 | 0 | 0 | 0 | 0 | 0 | 0 | 0
SCRSBAT9 UVALDE_69A1 FROM_TO | SCRSBAT9 | UVALDE_69A1 | 40.7 | 4 | 4 | UVALDE2A | UVALDE4A | FROM_TO | 73521.13 | -0.02511 | 0.006616 | -0.08732 | 0.69247 | 22.7637 | -25.466 | 0 | 7248.973 | 10000 | Competitive | 0 | 0 | 0 | 0 | 0 | 1 | 1 | Non-Competitive | Non-Competitive | Non-Competitive | Non-Competitive | Non-Competitive | 2 | 2 | 2 | 2 | 2 | 2 | 2 | 2 | 2 | 2 | 2 | 2 | 2 | 2 | 2
SCRSBAT9 UVALDE_69A1 TO_FROM | SCRSBAT9 | UVALDE_69A1 | 40.7 | 4 | 4 | UVALDE2A | UVALDE4A | TO_FROM | 73521.13 | -0.00148 | 0.025114 | -0.69247 | 0.087319 | 39.5223 | 16.014 | 0 | 9649.297 | 2127.904 | Competitive | 0 | 0 | 0 | 1 | 1 | 1 | 0 | Non-Competitive | Non-Competitive | Non-Competitive | Non-Competitive | Non-Competitive | 0 | 0 | 0 | 0 | 0 | 0 | 0 | 0 | 0 | 0 | 0 | 0 | 0 | 0 | 0
SCRYTUR9 ASHERTON_69A1 FROM_TO | SCRYTUR9 | ASHERTON_69A1 | 40.7 | 2 | 2 | ASHERTON2A | ASHERTON4A | FROM_TO | 73521.13 | -0.00041 | 0 | -0.00041 | 0.99959 | -30.0694 | -30.05 | 0 | 0 | 795.756 | Competitive | 1 | 1 | 1 | 1 | 1 | 1 | 0 | Non-Competitive | Non-Competitive | Non-Competitive | Non-Competitive | Non-Competitive | 0 | 0 | 0 | 0 | 0 | 0 | 0 | 0 | 0 | 0 | 0 | 0 | 0 | 0 | 0
SCRYTUR9 ASHERTON_69A1 TO_FROM | SCRYTUR9 | ASHERTON_69A1 | 40.7 | 2 | 2 | ASHERTON2A | ASHERTON4A | TO_FROM | 73521.13 | 0 | 0.000409 | -0.99959 | 0.000409 | 30.0539 | 30.05 | 0 | 696.487 | 0 | Competitive | 1 | 1 | 1 | 1 | 1 | 1 | 0 | Non-Competitive | Non-Competitive | Non-Competitive | Non-Competitive | Non-Competitive | 0 | 0 | 0 | 0 | 0 | 0 | 0 | 0 | 0 | 0 | 0 | 0 | 0 | 0 | 0
SCRYTUR9 ASHERT_CARRIZ1_1 FROM_TO | SCRYTUR9 | ASHERT_CARRIZ1_1 | 38 | 2 | 2 | CARRIZO2A | ASHERTON2A | FROM_TO | 73521.13 | -0.00039 | 0 | -0.00039 | 0.99961 | -28.4403 | -28.422 | 0 | 0 | 795.756 | Competitive | 1 | 1 | 1 | 1 | 1 | 1 | 0 | Non-Competitive | Non-Competitive | Non-Competitive | Non-Competitive | Non-Competitive | 0 | 0 | 0 | 0 | 0 | 0 | 0 | 0 | 0 | 0 | 0 | 0 | 0 | 0 | 0
SCRYTUR9 ASHERT_CARRIZ1_1 TO_FROM | SCRYTUR9 | ASHERT_CARRIZ1_1 | 38 | 2 | 2 | CARRIZO2A | ASHERTON2A | TO_FROM | 73521.13 | 0 | 0.000387 | -0.99961 | 0.000387 | 28.4257 | 28.422 | 0 | 696.487 | 0 | Competitive | 1 | 1 | 1 | 1 | 1 | 1 | 0 | Non-Competitive | Non-Competitive | Non-Competitive | Non-Competitive | Non-Competitive | 0 | 0 | 0 | 0 | 0 | 0 | 0 | 0 | 0 | 0 | 0 | 0 | 0 | 0 | 0
SCSEGLD8 6215__A FROM_TO | SCSEGLD8 | 6215__A | 143 | 1 | 1 | BLUFCKTA_8 | CHINAGRV_8 | FROM_TO | 73521.13 | -0.01522 | 0.52127 | -0.08463 | 0.60154 | 88.7582 | -120.478 | 0 | 7115.806 | 10000 | Competitive | 0 | 0 | 0 | 0 | 0 | 1 | 0 | Non-Competitive | Non-Competitive | Non-Competitive | Non-Competitive | Non-Competitive | 0 | 0 | 0 | 0 | 0 | 0 | 0 | 0 | 0 | 0 | 0 | 0 | 0 | 0 | 0
SCSEGLD8 6215__A TO_FROM | SCSEGLD8 | 6215__A | 143 | 1 | 1 | BLUFCKTA_8 | CHINAGRV_8 | TO_FROM | 73521.13 | -0.03272 | 0.015221 | -0.60154 | 0.084634 | 145.3698 | 102.024 | 0 | 6485.048 | 10000 | Non-Competi | 0 | 0 | 0 | 0 | 0 | 1 | 1 | Non-Competitive | Non-Competitive | Non-Competitive | Non-Competitive | Non-Competitive | 7 | 7 | 7 | 7 | 7 | 7 | 7 | 7 | 7 | 7 | 7 | 7 | 7 | 7 | 7
SCSEGLD8 6474__A FROM_TO | SCSEGLD8 | 6474__A | 185 | 1 | 1 | MRGNCRK_8 | SUN_8 | FROM_TO | 73521.13 | -0.01208 | 0.020885 | -0.31241 | 0.020885 | 169.2769 | 122.2893 | 0 | 7373.693 | 10000 | Competitive | 0 | 0 | 0 | 0 | 0 | 1 | 0 | Non-Competitive | Non-Competitive | Non-Competitive | Non-Competitive | Non-Competitive | 0 | 0 | 0 | 0 | 0 | 0 | 0 | 0 | 0 | 0 | 0 | 0 | 0 | 0 | 0
SCSEGLD8 6474__A TO_FROM | SCSEGLD8 | 6474__A | 185 | 1 | 1 | MRGNCRK_8 | SUN_8 | TO_FROM | 73521.13 | -0.02089 | 0.31241 | -0.02089 | 0.31241 | 22.4273 | -137.769 | 0 | 3070.131 | 10000 | Competitive | 0 | 0 | 0 | 0 | 0 | 1 | 1 | Non-Competitive | Non-Competitive | Non-Competitive | Non-Competitive | Non-Competitive | 6 | 6 | 6 | 6 | 6 | 6 | 6 | 6 | 6 | 6 | 6 | 6 | 6 | 6 | 6
SCYPCOM8 122T122_1 FROM_TO | SCYPCOM8 | 122T122_1 | 128 | 2 | 2 | L_COMFOR8_1Y | L_RAYMBA8_1Y | FROM_TO | 73521.13 | -0.03676 | 0.030759 | -0.44901 | 0.15134 | 187.0168 | 65.33 | 0 | 10000 | 10000 | Competitive | 0 | 0 | 0 | 0 | 0 | 1 | 1 | Non-Competitive | Non-Competitive | Non-Competitive | Non-Competitive | Non-Competitive | 9 | 9 | 9 | 9 | 9 | 9 | 9 | 9 | 9 | 9 | 9 | 9 | 9 | 9 | 9
SCYPCOM8 122T122_1 TO_FROM | SCYPCOM8 | 122T122_1 | 128 | 2 | 2 | L_COMFOR8_1Y | L_RAYMBA8_1Y | TO_FROM | 73521.13 | -0.00736 | 0.036756 | -0.15134 | 0.44901 | 15.6804 | -123.158 | 0 | 10000 | 1541.706 | Competitive | 0 | 0 | 1 | 1 | 1 | 1 | 0 | Non-Competitive | Non-Competitive | Non-Competitive | Non-Competitive | Non-Competitive | 0 | 0 | 0 | 0 | 0 | 0 | 0 | 0 | 0 | 0 | 0 | 0 | 0 | 0 | 0
SDFWLI28 1140__C FROM_TO | SDFWLI28 | 1140__C | 215 | 4 | 4 | DFW_DE1T1_8 | DFW_CE1_8 | FROM_TO | 73521.13 | -0.0236 | 0.016636 | -0.3568 | 0.47739 | 530.7226 | 262.1554 | 0 | 829.563 | 2470.821 | Non-Competi | 0 | 0 | 0 | 1 | 1 | 0 | 1 | Non-Competitive | Non-Competitive | Non-Competitive | Non-Competitive | Non-Competitive | 15 | 17 | 20 | 15 | 17 | 20 | 15 | 17 | 20 | 15 | 17 | 20 | 15 | 17 | 20
SDFWLI28 1140__C TO_FROM | SDFWLI28 | 1140__C | 215 | 4 | 4 | DFW_DE1T1_8 | DFW_CE1_8 | TO_FROM | 73521.13 | -0.01664 | 0.023602 | -0.47739 | 0.3568 | -150.866 | -352.459 | 0 | 2134.822 | 886.951 | Competitive | 1 | 1 | 1 | 1 | 1 | 1 | 0 | Non-Competitive | Non-Competitive | Non-Competitive | Non-Competitive | Non-Competitive | 0 | 0 | 0 | 0 | 0 | 0 | 0 | 0 | 0 | 0 | 0 | 0 | 0 | 0 | 0
SDFWLI28 1140__E FROM_TO | SDFWLI28 | 1140__E | 215 | 4 | 4 | ATMEL1_T8 | HACKBRY1_8 | FROM_TO | 73521.13 | -0.02362 | 0.016613 | -0.23347 | 0.66526 | 529.0249 | 260.4594 | 0 | 830.122 | 2470.722 | Non-Competi | 0 | 0 | 0 | 1 | 1 | 0 | 1 | Non-Competitive | Non-Competitive | Non-Competitive | Non-Competitive | Non-Competitive | 15 | 17 | 20 | 15 | 17 | 20 | 15 | 17 | 20 | 15 | 17 | 20 | 15 | 17 | 20
SDFWLI28 1140__E TO_FROM | SDFWLI28 | 1140__E | 215 | 4 | 4 | ATMEL1_T8 | HACKBRY1_8 | TO_FROM | 73521.13 | -0.01661 | 0.023625 | -0.66526 | 0.23347 | -149.166 | -350.763 | 0 | 2134.807 | 887.521 | Competitive | 1 | 1 | 1 | 1 | 1 | 1 | 0 | Non-Competitive | Non-Competitive | Non-Competitive | Non-Competitive | Non-Competitive | 0 | 0 | 0 | 0 | 0 | 0 | 0 | 0 | 0 | 0 | 0 | 0 | 0 | 0 | 0
SDOWMOO8 UVALDE_W_BATE1_1 FROM_TO | SDOWMOO8 | UVALDE_W_BATE1_1 | 122 | 1 | 1 | UVALDE4A | W_BATESV4A | FROM_TO | 73521.13 | -0.0528 | 0.19326 | -0.24652 | 0.50432 | 233.5709 | -173.372 | 0 | 3737.225 | 7184.624 | Competitive | 0 | 0 | 0 | 0 | 0 | 1 | 1 | Non-Competitive | Non-Competitive | Non-Competitive | Non-Competitive | Non-Competitive | 27 | 29 | 29 | 27 | 29 | 29 | 27 | 29 | 29 | 27 | 29 | 29 | 27 | 29 | 29
SDOWMOO8 UVALDE_W_BATE1_1 TO_FROM | SDOWMOO8 | UVALDE_W_BATE1_1 | 122 | 1 | 1 | UVALDE4A | W_BATESV4A | TO_FROM | 73521.13 | -0.19326 | 0.052804 | -0.50432 | 0.24652 | 238.4461 | -47.9852 | 0 | 5471.854 | 10000 | Competitive | 0 | 0 | 0 | 0 | 0 | 1 | 1 | Non-Competitive | Non-Competitive | Non-Competitive | Non-Competitive | Non-Competitive | 2 | 2 | 2 | 2 | 2 | 2 | 2 | 2 | 2 | 2 | 2 | 2 | 2 | 2 | 2
SDUKNED8 ADERHO_ELSA1_1 FROM_TO | SDUKNED8 | ADERHO_ELSA1_1 | 235 | 1 | 1 | ELSA4A | ADERHOLDSUB8 | FROM_TO | 73521.13 | -0.09642 | 0.037332 | -0.38053 | 0.35486 | -51.5276 | -85.998 | 0 | 2822.892 | 10000 | Competitive | 0 | 0 | 0 | 0 | 0 | 1 | 1 | Non-Competitive | Non-Competitive | Non-Competitive | Non-Competitive | Non-Competitive | 6 | 6 | 6 | 6 | 6 | 6 | 6 | 6 | 6 | 6 | 6 | 6 | 6 | 6 | 6
SDUKNED8 ADERHO_ELSA1_1 TO_FROM | SDUKNED8 | ADERHO_ELSA1_1 | 235 | 1 | 1 | ELSA4A | ADERHOLDSUB8 | TO_FROM | 73521.13 | -0.03733 | 0.096425 | -0.35486 | 0.38054 | 176.2061 | 69.4068 | 0 | 10000 | 10000 | Competitive | 0 | 0 | 0 | 0 | 0 | 1 | 1 | Non-Competitive | Non-Competitive | Non-Competitive | Non-Competitive | Non-Competitive | 3 | 3 | 3 | 3 | 3 | 3 | 3 | 3 | 3 | 3 | 3 | 3 | 3 | 3 | 3
SDUKNED8 DUKE_NEDIN2_1 FROM_TO | SDUKNED8 | DUKE_NEDIN2_1 | 365 | 1 | 1 | NEDIN4A | DUKE4A | FROM_TO | 73521.13 | -0.75782 | 0.086004 | -0.75782 | 0.086004 | 339.2001 | 241.9087 | 0 | 10000 | 9966.605 | Competitive | 0 | 0 | 0 | 0 | 0 | 1 | 1 | Non-Competitive | Non-Competitive | Non-Competitive | Non-Competitive | Non-Competitive | 3 | 3 | 3 | 3 | 3 | 3 | 3 | 3 | 3 | 3 | 3 | 3 | 3 | 3 | 3
SDUKNED8 DUKE_NEDIN2_1 TO_FROM | SDUKNED8 | DUKE_NEDIN2_1 | 365 | 1 | 1 | NEDIN4A | DUKE4A | TO_FROM | 73521.13 | -0.086 | 0.75782 | -0.086 | 0.75782 | 194.4285 | -268.876 | 0 | 9909.389 | 10000 | Competitive | 0 | 0 | 0 | 0 | 0 | 1 | 1 | Non-Competitive | Non-Competitive | Non-Competitive | Non-Competitive | Non-Competitive | 3 | 3 | 3 | 3 | 3 | 3 | 3 | 3 | 3 | 3 | 3 | 3 | 3 | 3 | 3
SECRBRA8 6240__A FROM_TO | SECRBRA8 | 6240__A | 185 | 8 | 8 | SNYDER_8 | SACROC_8 | FROM_TO | 73521.13 | -0.00196 | 0.25344 | -0.4947 | 0.32596 | 184.0181 | 80.2178 | 0 | 5806.468 | 4456.307 | Competitive | 0 | 0 | 0 | 0 | 0 | 1 | 0 | Non-Competitive | Non-Competitive | Non-Competitive | Non-Competitive | Non-Competitive | 2 | 2 | 2 | 2 | 2 | 2 | 2 | 2 | 2 | 2 | 2 | 2 | 2 | 2 | 2
SECRBRA8 6240__A TO_FROM | SECRBRA8 | 6240__A | 185 | 8 | 8 | SNYDER_8 | SACROC_8 | TO_FROM | 73521.13 | -0.03389 | 0.46165 | -0.32596 | 0.4947 | 193.88 | -105.089 | 0 | 4211.44 | 6784.826 | Competitive | 0 | 0 | 0 | 0 | 0 | 1 | 1 | Non-Competitive | Non-Competitive | Non-Competitive | Non-Competitive | Non-Competitive | 3 | 3 | 3 | 3 | 3 | 3 | 3 | 3 | 3 | 3 | 3 | 3 | 3 | 3 | 3
SECRBRA8 6240__B FROM_TO | SECRBRA8 | 6240__B | 185 | 8 | 8 | SUN_8 | SACROC_8 | FROM_TO | 73521.13 | -0.03351 | 0.46203 | -0.50492 | 0.46203 | 222.2829 | -77.1892 | 0 | 4211.347 | 6713.837 | Competitive | 0 | 0 | 0 | 0 | 0 | 1 | 1 | Non-Competitive | Non-Competitive | Non-Competitive | Non-Competitive | Non-Competitive | 3 | 3 | 3 | 3 | 3 | 3 | 3 | 3 | 3 | 3 | 3 | 3 | 3 | 3 | 3
SECRBRA8 6240__B TO_FROM | SECRBRA8 | 6240__B | 185 | 8 | 8 | SUN_8 | SACROC_8 | TO_FROM | 73521.13 | -0.00234 | 0.25306 | -0.46203 | 0.50492 | 156.0218 | 52.9309 | 0 | 5833.044 | 3557.515 | Competitive | 0 | 0 | 0 | 0 | 0 | 1 | 0 | Non-Competitive | Non-Competitive | Non-Competitive | Non-Competitive | Non-Competitive | 2 | 2 | 2 | 2 | 2 | 2 | 2 | 2 | 2 | 2 | 2 | 2 | 2 | 2 | 2
SECRBRA8 6438__A FROM_TO | SECRBRA8 | 6438__A | 299 | 8 | 8 | SUN_8 | GOLDENSW_8 | FROM_TO | 73521.13 | 0 | 0 | -1 | 0 | 0 | 0 | 0 | 0 | 0 | Competitive | 1 | 1 | 1 | 1 | 1 | 1 | 0 | Non-Competitive | Non-Competitive | Non-Competitive | Non-Competitive | Non-Competitive | 0 | 0 | 0 | 0 | 0 | 0 | 0 | 0 | 0 | 0 | 0 | 0 | 0 | 0 | 0
SECRBRA8 6438__A TO_FROM | SECRBRA8 | 6438__A | 299 | 8 | 8 | SUN_8 | GOLDENSW_8 | TO_FROM | 73521.13 | 0 | 1 | 0 | 1 | 252.84 | 0 | 0 | 10000 | 0 | Competitive | 1 | 1 | 1 | 1 | 1 | 1 | 0 | Non-Competitive | Non-Competitive | Non-Competitive | Non-Competitive | Non-Competitive | 0 | 0 | 0 | 0 | 0 | 0 | 0 | 0 | 0 | 0 | 0 | 0 | 0 | 0 | 0
SECRBRA8 6474__A FROM_TO | SECRBRA8 | 6474__A | 185 | 8 | 8 | MRGNCRK_8 | SUN_8 | FROM_TO | 73521.13 | -0.00576 | 0.020748 | -0.39327 | 0.020748 | 172.4801 | 111.2536 | 0 | 3991.227 | 6531.932 | Competitive | 0 | 0 | 0 | 0 | 0 | 1 | 0 | Non-Competitive | Non-Competitive | Non-Competitive | Non-Competitive | Non-Competitive | 2 | 2 | 2 | 2 | 2 | 2 | 2 | 2 | 2 | 2 | 2 | 2 | 2 | 2 | 2
SECRBRA8 6474__A TO_FROM | SECRBRA8 | 6474__A | 185 | 8 | 8 | MRGNCRK_8 | SUN_8 | TO_FROM | 73521.13 | -0.02075 | 0.39327 | -0.02075 | 0.39327 | 146.6258 | -131.654 | 0 | 3998.72 | 5243.118 | Competitive | 0 | 0 | 0 | 0 | 0 | 1 | 1 | Non-Competitive | Non-Competitive | Non-Competitive | Non-Competitive | Non-Competitive | 6 | 6 | 6 | 6 | 6 | 6 | 6 | 6 | 6 | 6 | 6 | 6 | 6 | 6 | 6
SECRBRA8 6695__B FROM_TO | SECRBRA8 | 6695__B | 42 | 8 | 8 | SNYDER_9 | AMOCOTAP_9 | FROM_TO | 73521.13 | -0.00734 | 0.23876 | -0.17135 | 0.23876 | 31.1515 | -14.2935 | 0 | 5726.695 | 10000 | Competitive | 0 | 0 | 0 | 0 | 0 | 1 | 0 | Non-Competitive | Non-Competitive | Non-Competitive | Non-Competitive | Non-Competitive | 0 | 0 | 0 | 0 | 0 | 0 | 0 | 0 | 0 | 0 | 0 | 0 | 0 | 0 | 0
SECRBRA8 6695__B TO_FROM | SECRBRA8 | 6695__B | 42 | 8 | 8 | SNYDER_9 | AMOCOTAP_9 | TO_FROM | 73521.13 | -0.00012 | 0.007339 | -0.23876 | 0.17135 | 18.0379 | 12.3306 | 0 | 4326.782 | 10000 | Competitive | 0 | 0 | 0 | 0 | 0 | 1 | 0 | Non-Competitive | Non-Competitive | Non-Competitive | Non-Competitive | Non-Competitive | 2 | 2 | 2 | 2 | 2 | 2 | 2 | 2 | 2 | 2 | 2 | 2 | 2 | 2 | 2
SECTPBS8 6430__C FROM_TO | SECTPBS8 | 6430__C | 179 | 2 | 2 | MOSS_8 | AMOCNCTA_8 | FROM_TO | 73521.13 | -0.13621 | 0.016253 | -0.6345 | 0.07413 | 207.7127 | 162.8643 | 0 | 4623.69 | 10000 | Non-Competi | 0 | 0 | 0 | 0 | 0 | 1 | 1 | Non-Competitive | Non-Competitive | Non-Competitive | Non-Competitive | Non-Competitive | 7 | 7 | 7 | 7 | 7 | 7 | 7 | 7 | 7 | 7 | 7 | 7 | 7 | 7 | 7
SECTPBS8 6430__C TO_FROM | SECTPBS8 | 6430__C | 179 | 2 | 2 | MOSS_8 | AMOCNCTA_8 | TO_FROM | 73521.13 | -0.01625 | 0.20853 | -0.07413 | 0.6345 | 4.5823 | -180.652 | 0 | 3704.379 | 5140.901 | Competitive | 0 | 0 | 0 | 0 | 0 | 1 | 0 | Non-Competitive | Non-Competitive | Non-Competitive | Non-Competitive | Non-Competitive | 0 | 0 | 0 | 0 | 0 | 0 | 0 | 0 | 0 | 0 | 0 | 0 | 0 | 0 | 0
SELMTHS5 1030__A FROM_TO | SELMTHS5 | 1030__A | 185 | 1 | 1 | ROGERSHL | ELM_MOTT__8 | FROM_TO | 73521.13 | -0.01513 | 0.16992 | -0.14528 | 0.65553 | 195.8206 | -147.457 | 0 | 8389.019 | 2622.841 | Competitive | 0 | 0 | 0 | 0 | 1 | 1 | 0 | Non-Competitive | Non-Competitive | Non-Competitive | Non-Competitive | Non-Competitive | 0 | 0 | 0 | 0 | 0 | 0 | 0 | 0 | 0 | 0 | 0 | 0 | 0 | 0 | 0
SELMTHS5 1030__A TO_FROM | SELMTHS5 | 1030__A | 185 | 1 | 1 | ROGERSHL | ELM_MOTT__8 | TO_FROM | 73521.13 | -0.16992 | 0.015129 | -0.65553 | 0.14528 | 216.8328 | -6.0994 | 0 | 2613.167 | 8444.17 | Competitive | 0 | 0 | 0 | 0 | 0 | 1 | 1 | Non-Competitive | Non-Competitive | Non-Competitive | Non-Competitive | Non-Competitive | 5 | 14 | 14 | 5 | 14 | 14 | 5 | 14 | 14 | 5 | 14 | 14 | 5 | 14 | 14
SELMTHS5 1030__B FROM_TO | SELMTHS5 | 1030__B | 185 | 1 | 1 | ROGERSHL | BOSQUESW8 | FROM_TO | 73521.13 | -0.17014 | 0.014903 | -0.17014 | 0.34424 | 200.2347 | -22.6624 | 0 | 3338.853 | 8434.19 | Competitive | 0 | 0 | 0 | 0 | 0 | 1 | 1 | Non-Competitive | Non-Competitive | Non-Competitive | Non-Competitive | Non-Competitive | 5 | 14 | 14 | 5 | 14 | 14 | 5 | 14 | 14 | 5 | 14 | 14 | 5 | 14 | 14
SELMTHS5 1030__B TO_FROM | SELMTHS5 | 1030__B | 185 | 1 | 1 | ROGERSHL | BOSQUESW8 | TO_FROM | 73521.13 | -0.0149 | 0.17014 | -0.34424 | 0.17014 | 212.3855 | -130.894 | 0 | 8378.387 | 3352.401 | Competitive | 0 | 0 | 0 | 0 | 0 | 1 | 0 | Non-Competitive | Non-Competitive | Non-Competitive | Non-Competitive | Non-Competitive | 0 | 0 | 0 | 0 | 0 | 0 | 0 | 0 | 0 | 0 | 0 | 0 | 0 | 0 | 0
SEMPNOR8 3330__C FROM_TO | SEMPNOR8 | 3330__C | 499 | 4 | 4 | LOMBRY1_8 | LKMT1T_8 | FROM_TO | 73521.13 | -0.07558 | 0.027316 | -0.54988 | 0.3699 | -134.412 | -450.767 | 0 | 2410.236 | 10000 | Competitive | 0 | 0 | 0 | 0 | 0 | 1 | 1 | Non-Competitive | Non-Competitive | Non-Competitive | Non-Competitive | Non-Competitive | 3 | 3 | 3 | 3 | 3 | 3 | 3 | 3 | 3 | 3 | 3 | 3 | 3 | 3 | 3
SEMPNOR8 3330__C TO_FROM | SEMPNOR8 | 3330__C | 499 | 4 | 4 | LOMBRY1_8 | LKMT1T_8 | TO_FROM | 73521.13 | -0.02732 | 0.07558 | -0.3699 | 0.54988 | 576.119 | 256.7752 | 0 | 10000 | 2772.423 | Competitive | 0 | 0 | 0 | 0 | 1 | 1 | 1 | Non-Competitive | Non-Competitive | Non-Competitive | Non-Competitive | Competitive | 17 | 23 | 26 | 17 | 23 | 26 | 17 | 23 | 26 | 17 | 23 | 26 | 0 | 0 | 0
SENAWKN9 ECRSW_FMR1 FROM_TO | SENAWKN9 | ECRSW_FMR1 | 28 | 1 | 1 | ENSCRKSS_9 | ENSCRKSS_8 | FROM_TO | 73521.13 | -0.00026 | 0 | -0.00026 | 0.99974 | -19.3835 | -19.371 | 0 | 0 | 795.756 | Competitive | 1 | 1 | 1 | 1 | 1 | 1 | 0 | Non-Competitive | Non-Competitive | Non-Competitive | Non-Competitive | Non-Competitive | 0 | 0 | 0 | 0 | 0 | 0 | 0 | 0 | 0 | 0 | 0 | 0 | 0 | 0 | 0
SENAWKN9 ECRSW_FMR1 TO_FROM | SENAWKN9 | ECRSW_FMR1 | 28 | 1 | 1 | ENSCRKSS_9 | ENSCRKSS_8 | TO_FROM | 73521.13 | 0 | 0.000263 | -0.99974 | 0.000263 | 19.3735 | 19.371 | 0 | 696.487 | 0 | Competitive | 1 | 1 | 1 | 1 | 1 | 1 | 0 | Non-Competitive | Non-Competitive | Non-Competitive | Non-Competitive | Non-Competitive | 0 | 0 | 0 | 0 | 0 | 0 | 0 | 0 | 0 | 0 | 0 | 0 | 0 | 0 | 0
SESPSPU9 MATA_PADR1_1 FROM_TO | SESPSPU9 | MATA_PADR1_1 | 214 | 5 | 5 | PADR2A | MATA2A | FROM_TO | 73521.13 | 0 | 0.000138 | -0.99986 | 0.000138 | 10.1603 | 10.159 | 0 | 696.91 | 0 | Competitive | 1 | 1 | 1 | 1 | 1 | 1 | 0 | Non-Competitive | Non-Competitive | Non-Competitive | Non-Competitive | Non-Competitive | 0 | 0 | 0 | 0 | 0 | 0 | 0 | 0 | 0 | 0 | 0 | 0 | 0 | 0 | 0
SESPSPU9 MATA_PADR1_1 TO_FROM | SESPSPU9 | MATA_PADR1_1 | 214 | 5 | 5 | PADR2A | MATA2A | TO_FROM | 73521.13 | -0.00014 | 0.99986 | -0.00014 | 0.99986 | 45.6867 | -10.159 | 0 | 10000 | 795.756 | Competitive | 1 | 1 | 1 | 1 | 1 | 1 | 0 | Non-Competitive | Non-Competitive | Non-Competitive | Non-Competitive | Non-Competitive | 0 | 0 | 0 | 0 | 0 | 0 | 0 | 0 | 0 | 0 | 0 | 0 | 0 | 0 | 0
SFASSAN9 OAKS9_69_1 FROM_TO | SFASSAN9 | OAKS9_69_1 | 50 | 1 | 1 | OAKSSUB9 | OAKSSUB8 | FROM_TO | 73521.13 | -0.01099 | 0.067423 | -0.12069 | 0.67438 | 26.2609 | -57.668 | 0 | 10000 | 10000 | Competitive | 0 | 0 | 0 | 0 | 0 | 1 | 0 | Non-Competitive | Non-Competitive | Non-Competitive | Non-Competitive | Non-Competitive | 0 | 0 | 0 | 0 | 0 | 0 | 0 | 0 | 0 | 0 | 0 | 0 | 0 | 0 | 0
SFASSAN9 OAKS9_69_1 TO_FROM | SFASSAN9 | OAKS9_69_1 | 50 | 1 | 1 | OAKSSUB9 | OAKSSUB8 | TO_FROM | 73521.13 | -0.06742 | 0.010989 | -0.67438 | 0.12069 | 94.6689 | 4.6525 | 0 | 8865.172 | 10000 | Competitive | 0 | 0 | 0 | 0 | 0 | 1 | 1 | Non-Competitive | Non-Competitive | Non-Competitive | Non-Competitive | Non-Competitive | 29 | 29 | 29 | 29 | 29 | 29 | 29 | 29 | 29 | 29 | 29 | 29 | 29 | 29 | 29
SFERZ48 E1_M1_1 FROM_TO | SFERZ48 | E1_M1_1 | 214 | 1 | 1 | FIVE_PTS | WSTSIDE | FROM_TO | 73521.13 | -0.06563 | 0.11351 | -0.30173 | 0.45255 | 147.8836 | 2.6758 | 0 | 10000 | 10000 | Competitive | 0 | 0 | 0 | 0 | 0 | 1 | 1 | Non-Competitive | Non-Competitive | Non-Competitive | Non-Competitive | Non-Competitive | 12 | 12 | 12 | 12 | 12 | 12 | 12 | 12 | 12 | 12 | 12 | 12 | 12 | 12 | 12
SFERZ48 E1_M1_1 TO_FROM | SFERZ48 | E1_M1_1 | 214 | 1 | 1 | FIVE_PTS | WSTSIDE | TO_FROM | 73521.13 | -0.11351 | 0.065634 | -0.45255 | 0.30173 | 146.9348 | -39.0094 | 0 | 10000 | 10000 | Competitive | 0 | 0 | 0 | 0 | 0 | 1 | 1 | Non-Competitive | Non-Competitive | Non-Competitive | Non-Competitive | Non-Competitive | 3 | 3 | 3 | 3 | 3 | 3 | 3 | 3 | 3 | 3 | 3 | 3 | 3 | 3 | 3
SFERZ48 Y1_C4_1 FROM_TO | SFERZ48 | Y1_C4_1 | 178 | 1 | 1 | HOLBROOK | KIRBY | FROM_TO | 73521.13 | -0.00286 | 0.071584 | -0.03479 | 0.75318 | -51.6952 | -117.764 | 0 | 10000 | 893.247 | Competitive | 1 | 1 | 1 | 1 | 1 | 1 | 0 | Non-Competitive | Non-Competitive | Non-Competitive | Non-Competitive | Non-Competitive | 0 | 0 | 0 | 0 | 0 | 0 | 0 | 0 | 0 | 0 | 0 | 0 | 0 | 0 | 0
SFERZ48 Y1_C4_1 TO_FROM | SFERZ48 | Y1_C4_1 | 178 | 1 | 1 | HOLBROOK | KIRBY | TO_FROM | 73521.13 | -0.07158 | 0.002864 | -0.75318 | 0.034786 | 149.9476 | 122.4017 | 0 | 793.786 | 10000 | Competitive | 0 | 0 | 0 | 0 | 0 | 1 | 1 | Non-Competitive | Non-Competitive | Non-Competitive | Non-Competitive | Non-Competitive | 8 | 8 | 8 | 8 | 8 | 8 | 8 | 8 | 8 | 8 | 8 | 8 | 8 | 8 | 8
SFLCMDL5 6215__A FROM_TO | SFLCMDL5 | 6215__A | 143 | 1 | 1 | BLUFCKTA_8 | CHINAGRV_8 | FROM_TO | 73521.13 | -0.01518 | 0.52227 | -0.08433 | 0.60212 | 151.4773 | -132.13 | 0 | 5249.114 | 10000 | Non-Competi | 0 | 0 | 0 | 0 | 0 | 1 | 0 | Non-Competitive | Non-Competitive | Non-Competitive | Non-Competitive | Non-Competitive | 0 | 0 | 0 | 0 | 0 | 0 | 0 | 0 | 0 | 0 | 0 | 0 | 0 | 0 | 0
SFLCMDL5 6215__A TO_FROM | SFLCMDL5 | 6215__A | 143 | 1 | 1 | BLUFCKTA_8 | CHINAGRV_8 | TO_FROM | 73521.13 | -0.03734 | 0.015176 | -0.60212 | 0.084332 | 153.9644 | 104.3034 | 0 | 6918.133 | 4942.48 | Non-Competi | 0 | 0 | 0 | 0 | 0 | 1 | 1 | Non-Competitive | Non-Competitive | Non-Competitive | Non-Competitive | Non-Competitive | 7 | 7 | 7 | 7 | 7 | 7 | 7 | 7 | 7 | 7 | 7 | 7 | 7 | 7 | 7
SFLCMDL5 6345__B FROM_TO | SFLCMDL5 | 6345__B | 179 | 1 | 1 | GENRUBR_8 | SWPORTAP_8 | FROM_TO | 73521.13 | -0.17043 | 0.009345 | -0.68503 | 0.036648 | 121.6726 | 90.7799 | 0 | 5184.643 | 10000 | Competitive | 0 | 0 | 0 | 0 | 0 | 1 | 1 | Non-Competitive | Non-Competitive | Non-Competitive | Non-Competitive | Non-Competitive | 5 | 5 | 5 | 5 | 5 | 5 | 5 | 5 | 5 | 5 | 5 | 5 | 5 | 5 | 5
SFLCMDL5 6345__B TO_FROM | SFLCMDL5 | 6345__B | 179 | 1 | 1 | GENRUBR_8 | SWPORTAP_8 | TO_FROM | 73521.13 | -0.00934 | 0.17043 | -0.03665 | 0.68503 | 50.5284 | -105.248 | 0 | 5680.829 | 5821.648 | Competitive | 0 | 0 | 0 | 0 | 0 | 1 | 0 | Non-Competitive | Non-Competitive | Non-Competitive | Non-Competitive | Non-Competitive | 0 | 0 | 0 | 0 | 0 | 0 | 0 | 0 | 0 | 0 | 0 | 0 | 0 | 0 | 0
SFLCMDL5 6465__B FROM_TO | SFLCMDL5 | 6465__B | 143 | 1 | 1 | MIDLDWNT_8 | SPRABERY_8 | FROM_TO | 73521.13 | -0.05179 | 0.040391 | -0.28334 | 0.28691 | 83.6098 | -49.6412 | 0 | 3287.337 | 10000 | Competitive | 0 | 0 | 0 | 0 | 0 | 1 | 1 | Non-Competitive | Non-Competitive | Non-Competitive | Non-Competitive | Non-Competitive | bar: 22 to 30
SFLCMDL5 6465__B TO_FROM | SFLCMDL5 | 6465__B | 143 | 1 | 1 | MIDLDWNT_8 | SPRABERY_8 | TO_FROM | 73521.13 | -0.04039 | 0.11622 | -0.28691 | 0.28334 | 144.407 | -12.9724 | 0 | 1616.031 | 3958.69 | Competitive | 0 | 0 | 0 | 0 | 0 | 1 | 1 | Non-Competitive | Non-Competitive | Non-Competitive | Non-Competitive | Non-Competitive | 17 | 17 | 17 | 17 | 17 | 17 | 17 | 17 | 17 | 17 | 17 | 17 | 17 | 17 | 17
SFLCMDL5 6470__D FROM_TO | SFLCMDL5 | 6470__D | 179 | 1 | 1 | MCDONALD_8 | FORSANTA_8 | FROM_TO | 73521.13 | -0.05788 | 0.24038 | -0.68655 | 0.24038 | 221.9771 | 8.4808 | 0 | 4003.623 | 3866.459 | Non-Competi | 0 | 0 | 0 | 0 | 0 | 1 | 1 | Non-Competitive | Non-Competitive | Non-Competitive | Non-Competitive | Non-Competitive | 17 | 17 | 17 | 17 | 17 | 17 | 17 | 17 | 17 | 17 | 17 | 17 | 17 | 17 | 17
SFLCMDL5 6470__D TO_FROM | SFLCMDL5 | 6470__D | 179 | 1 | 1 | MCDONALD_8 | FORSANTA_8 | TO_FROM | 73521.13 | -0.07544 | 0.68655 | -0.24038 | 0.68655 | 190.9446 | -75.6699 | 0 | 5079.819 | 7609.5 | Non-Competi | 0 | 0 | 0 | 0 | 0 | 1 | 1 | Non-Competitive | Non-Competitive | Non-Competitive | Non-Competitive | Non-Competitive | 11 | 11 | 11 | 11 | 11 | 11 | 11 | 11 | 11 | 11 | 11 | 11 | 11 | 11 | 11
SFLCMDL5 6620__A FROM_TO | SFLCMDL5 | 6620__A | 40 | 1 | 1 | STANTON_E_9 | MARTINCAP_9 | FROM_TO | 73521.13 | -0.00869 | 0.071311 | -0.76275 | 0.1974 | 38.7883 | 2.6392 | 0 | 10000 | 3874.098 | Competitive | 0 | 0 | 0 | 0 | 0 | 1 | 0 | Non-Competitive | Non-Competitive | Non-Competitive | Non-Competitive | Non-Competitive | 0 | 0 | 0 | 0 | 0 | 0 | 0 | 0 | 0 | 0 | 0 | 0 | 0 | 0 | 0
SFLCMDL5 6620__A TO_FROM | SFLCMDL5 | 6620__A | 40 | 1 | 1 | STANTON_E_9 | MARTINCAP_9 | TO_FROM | 73521.13 | -0.01803 | 0.011604 | -0.1974 | 0.76275 | 22.1123 | -19.018 | 0 | 1893.95 | 10000 | Competitive | 0 | 0 | 0 | 0 | 0 | 1 | 0 | Non-Competitive | Non-Competitive | Non-Competitive | Non-Competitive | Non-Competitive | 0 | 0 | 0 | 0 | 0 | 0 | 0 | 0 | 0 | 0 | 0 | 0 | 0 | 0 | 0
SFLCMDL5 MGSES_MR1H FROM_TO | SFLCMDL5 | MGSES_MR1H | 349 | 1 | 1 | MRGNCRK_5 | 700207_3STAR | FROM_TO | 73521.13 | -0.27156 | 0.023339 | -0.38809 | 0.33027 | 267.7696 | 187.6084 | 0 | 1533.807 | 9689.272 | Competitive | 0 | 0 | 0 | 0 | 0 | 1 | 1 | Non-Competitive | Non-Competitive | Non-Competitive | Non-Competitive | Non-Competitive | 16 | 16 | 16 | 16 | 16 | 16 | 16 | 16 | 16 | 16 | 16 | 16 | 16 | 16 | 16
SFLCMDL5 MGSES_MR1H TO_FROM | SFLCMDL5 | MGSES_MR1H | 349 | 1 | 1 | MRGNCRK_5 | 700207_3STAR | TO_FROM | 73521.13 | -0.02334 | 0.27156 | -0.33027 | 0.38809 | 327.354 | -221.663 | 0 | 3701.919 | 10000 | Competitive | 0 | 0 | 0 | 0 | 0 | 1 | 1 | Non-Competitive | Non-Competitive | Non-Competitive | Non-Competitive | Non-Competitive | 3 | 3 | 3 | 3 | 3 | 3 | 3 | 3 | 3 | 3 | 3 | 3 | 3 | 3 | 3
SFLCMGS5 6215__A FROM_TO | SFLCMGS5 | 6215__A | 143 | 1 | 1 | BLUFCKTA_8 | CHINAGRV_8 | FROM_TO | 73521.13 | -0.01518 | 0.52227 | -0.08433 | 0.60212 | 156.4745 | -130.659 | 0 | 5249.114 | 10000 | Non-Competi | 0 | 0 | 0 | 0 | 0 | 1 | 0 | Non-Competitive | Non-Competitive | Non-Competitive | Non-Competitive | Non-Competitive | 0 | 0 | 0 | 0 | 0 | 0 | 0 | 0 | 0 | 0 | 0 | 0 | 0 | 0 | 0
SFLCMGS5 6215__A TO_FROM | SFLCMGS5 | 6215__A | 143 | 1 | 1 | BLUFCKTA_8 | CHINAGRV_8 | TO_FROM | 73521.13 | -0.03734 | 0.015176 | -0.60212 | 0.084332 | 153.156 | 99.9147 | 0 | 6918.133 | 4375.796 | Non-Competi | 0 | 0 | 0 | 0 | 0 | 1 | 1 | Non-Competitive | Non-Competitive | Non-Competitive | Non-Competitive | Non-Competitive | 7 | 7 | 7 | 7 | 7 | 7 | 7 | 7 | 7 | 7 | 7 | 7 | 7 | 7 | 7
SFLCMGS5 6465__B FROM_TO | SFLCMGS5 | 6465__B | 143 | 1 | 1 | MIDLDWNT_8 | SPRABERY_8 | FROM_TO | 73521.13 | -0.05179 | 0.10423 | -0.28334 | 0.28691 | 106.732 | -49.6412 | 0 | 2848.806 | 10000 | Competitive | 0 | 0 | 0 | 0 | 0 | 1 | 1 | Non-Competitive | Non-Competitive | Non-Competitive | Non-Competitive | Non-Competitive | bar: 22 to 30
SFLCMGS5 6465__B TO_FROM | SFLCMGS5 | 6465__B | 143 | 1 | 1 | MIDLDWNT_8 | SPRABERY_8 | TO_FROM | 73521.13 | -0.10423 | 0.11622 | -0.28691 | 0.28334 | 144.407 | -36.0945 | 0 | 1616.031 | 3177.614 | Competitive | 0 | 0 | 0 | 0 | 0 | 1 | 1 | Non-Competitive | Non-Competitive | Non-Competitive | Non-Competitive | Non-Competitive | 20 | 20 | 20 | 20 | 20 | 20 | 20 | 20 | 20 | 20 | 20 | 20 | 20 | 20 | 20
SFLCMGS5 6470__B FROM_TO | SFLCMGS5 | 6470__B | 179 | 1 | 1 | SPRABERY_8 | CRMWDTAP_8 | FROM_TO | 73521.13 | -0.07525 | 0.071641 | -0.79123 | 0.18194 | 181.1149 | -61.2522 | 0 | 1642.021 | 7598.377 | Competitive | 0 | 0 | 0 | 0 | 0 | 1 | 1 | Non-Competitive | Non-Competitive | Non-Competitive | Non-Competitive | Non-Competitive | 11 | 11 | 11 | 11 | 11 | 11 | 11 | 11 | 11 | 11 | 11 | 11 | 11 | 11 | 11
SFLCMGS5 6470__B TO_FROM | SFLCMGS5 | 6470__B | 179 | 1 | 1 | SPRABERY_8 | CRMWDTAP_8 | TO_FROM | 73521.13 | -0.07024 | 0.31326 | -0.18194 | 0.79123 | 225.7587 | -21.5985 | 0 | 2862.806 | 3004.96 | Competitive | 0 | 0 | 0 | 0 | 0 | 1 | 1 | Non-Competitive | Non-Competitive | Non-Competitive | Non-Competitive | Non-Competitive | 20 | 20 | 20 | 20 | 20 | 20 | 20 | 20 | 20 | 20 | 20 | 20 | 20 | 20 | 20
SFLCMGS5 6470__D FROM_TO | SFLCMGS5 | 6470__D | 179 | 1 | 1 | MCDONALD_8 | FORSANTA_8 | FROM_TO | 73521.13 | -0.07005 | 0.24038 | -0.68655 | 0.24038 | 221.4168 | -8.0149 | 0 | 4003.623 | 3004.098 | Non-Competi | 0 | 0 | 0 | 0 | 0 | 1 | 1 | Non-Competitive | Non-Competitive | Non-Competitive | Non-Competitive | Non-Competitive | 20 | 20 | 20 | 20 | 20 | 20 | 20 | 20 | 20 | 20 | 20 | 20 | 20 | 20 | 20
SFLCMGS5 6470__D TO_FROM | SFLCMGS5 | 6470__D | 179 | 1 | 1 | MCDONALD_8 | FORSANTA_8 | TO_FROM | 73521.13 | -0.07544 | 0.68655 | -0.24038 | 0.68655 | 207.0084 | -74.8388 | 0 | 4805.171 | 7609.5 | Competitive | 0 | 0 | 0 | 0 | 0 | 1 | 1 | Non-Competitive | Non-Competitive | Non-Competitive | Non-Competitive | Non-Competitive | 11 | 11 | 11 | 11 | 11 | 11 | 11 | 11 | 11 | 11 | 11 | 11 | 11 | 11 | 11
SFLCMGS5 6470__E FROM_TO | SFLCMGS5 | 6470__E | 179 | 1 | 1 | FORSANTA_8 | CRMWDTAP_8 | FROM_TO | 73521.13 | -0.07021 | 0.31329 | -0.20875 | 0.31329 | 227.6294 | -19.7899 | 0 | 2862.607 | 3004.842 | Competitive | 0 | 0 | 0 | 0 | 0 | 1 | 1 | Non-Competitive | Non-Competitive | Non-Competitive | Non-Competitive | Non-Competitive | 20 | 20 | 20 | 20 | 20 | 20 | 20 | 20 | 20 | 20 | 20 | 20 | 20 | 20 | 20
SFLCMGS5 6470__E TO_FROM | SFLCMGS5 | 6470__E | 179 | 1 | 1 | FORSANTA_8 | CRMWDTAP_8 | TO_FROM | 73521.13 | -0.07528 | 0.071616 | -0.31329 | 0.20875 | 179.2508 | -63.0638 | 0 | 1641.99 | 7599.9 | Competitive | 0 | 0 | 0 | 0 | 0 | 1 | 1 | Non-Competitive | Non-Competitive | Non-Competitive | Non-Competitive | Non-Competitive | 11 | 11 | 11 | 11 | 11 | 11 | 11 | 11 | 11 | 11 | 11 | 11 | 11 | 11 | 11
SFLCMGS5 6511__C FROM_TO | SFLCMGS5 | 6511__C | 155 | 1 | 1 | WINDWOOD_8 | MIDLANDW_8 | FROM_TO | 73521.13 | -0.00492 | 0.11746 | -0.50966 | 0.35177 | 37.3843 | -13.5639 | 0 | 10000 | 5787.7 | Competitive | 0 | 0 | 0 | 0 | 0 | 1 | 0 | Non-Competitive | Non-Competitive | Non-Competitive | Non-Competitive | Non-Competitive | 0 | 0 | 0 | 0 | 0 | 0 | 0 | 0 | 0 | 0 | 0 | 0 | 0 | 0 | 0
SFLCMGS5 6511__C TO_FROM | SFLCMGS5 | 6511__C | 155 | 1 | 1 | WINDWOOD_8 | MIDLANDW_8 | TO_FROM | 73521.13 | -0.11746 | 0.005158 | -0.35177 | 0.50965 | 25.5318 | 1.9433 | 0 | 3052.621 | 10000 | Competitive | 0 | 0 | 0 | 0 | 0 | 1 | 1 | Non-Competitive | Non-Competitive | Non-Competitive | Non-Competitive | Non-Competitive | 3 | 3 | 3 | 3 | 3 | 3 | 3 | 3 | 3 | 3 | 3 | 3 | 3 | 3 | 3
SFLCMGS5 6620__A FROM_TO | SFLCMGS5 | 6620__A | 40 | 1 | 1 | STANTON_E_9 | MARTINCAP_9 | FROM_TO | 73521.13 | -0.01061 | 0.071311 | -0.76275 | 0.1974 | 38.7813 | 0.13385 | 0 | 10000 | 3040.048 | Competitive | 0 | 0 | 0 | 0 | 0 | 1 | 0 | Non-Competitive | Non-Competitive | Non-Competitive | Non-Competitive | Non-Competitive | 0 | 0 | 0 | 0 | 0 | 0 | 0 | 0 | 0 | 0 | 0 | 0 | 0 | 0 | 0
SFLCMGS5 6620__A TO_FROM | SFLCMGS5 | 6620__A | 40 | 1 | 1 | STANTON_E_9 | MARTINCAP_9 | TO_FROM | 73521.13 | -0.01803 | 0.011604 | -0.1974 | 0.76275 | 24.6382 | -18.9381 | 0 | 1659.166 | 10000 | Competitive | 0 | 0 | 0 | 0 | 0 | 1 | 0 | Non-Competitive | Non-Competitive | Non-Competitive | Non-Competitive | Non-Competitive | 0 | 0 | 0 | 0 | 0 | 0 | 0 | 0 | 0 | 0 | 0 | 0 | 0 | 0 | 0
SFLCMGS5 MGSES_MR1H FROM_TO | SFLCMGS5 | MGSES_MR1H | 349 | 1 | 1 | MRGNCRK_5 | 700207_3STAR | FROM_TO | 73521.13 | -0.27156 | 0.020585 | -0.38809 | 0.33027 | 262.4176 | 182.9061 | 0 | 1810.316 | 9689.272 | Competitive | 0 | 0 | 0 | 0 | 0 | 1 | 1 | Non-Competitive | Non-Competitive | Non-Competitive | Non-Competitive | Non-Competitive | 16 | 16 | 16 | 16 | 16 | 16 | 16 | 16 | 16 | 16 | 16 | 16 | 16 | 16 | 16
SFLCMGS5 MGSES_MR1H TO_FROM | SFLCMGS5 | MGSES_MR1H | 349 | 1 | 1 | MRGNCRK_5 | 700207_3STAR | TO_FROM | 73521.13 | -0.00345 | 0.27156 | -0.33027 | 0.38809 | 331.5806 | -215.841 | 0 | 3701.919 | 847.578 | Competitive | 1 | 1 | 1 | 1 | 1 | 1 | 0 | Non-Competitive | Non-Competitive | Non-Competitive | Non-Competitive | Non-Competitive | 0 | 0 | 0 | 0 | 0 | 0 | 0 | 0 | 0 | 0 | 0 | 0 | 0 | 0 | 0
SFLCMGS5 SBYSW_FMR1 FROM_TO | SFLCMGS5 | SBYSW_FMR1 | 75 | 1 | 1 | SPRABERY_9 | SPRABERY_8 | FROM_TO | 73521.13 | -0.01914 | 0.086511 | -0.05091 | 0.78661 | 23.9515 | -22.6786 | 0 | 5380.152 | 3091.444 | Competitive | 0 | 0 | 0 | 0 | 0 | 1 | 0 | Non-Competitive | Non-Competitive | Non-Competitive | Non-Competitive | Non-Competitive | 0 | 0 | 0 | 0 | 0 | 0 | 0 | 0 | 0 | 0 | 0 | 0 | 0 | 0 | 0
SFLCMGS5 SBYSW_FMR1 TO_FROM | SFLCMGS5 | SBYSW_FMR1 | 75 | 1 | 1 | SPRABERY_9 | SPRABERY_8 | TO_FROM | 73521.13 | -0.04784 | 0.019141 | -0.78661 | 0.050915 | 56.9122 | -1.5728 | 0 | 2096.056 | 10000 | Competitive | 0 | 0 | 0 | 0 | 0 | 1 | 1 | Non-Competitive | Non-Competitive | Non-Competitive | Non-Competitive | Non-Competitive | bar: 22 to 30
SFLTLNG8 PECAN__PUTN1_1 FROM_TO | SFLTLNG8 | PECAN__PUTN1_1 | 84 | 3 | 3 | PUTN2B | PCNBYU4A | FROM_TO | 73521.13 | -0.00823 | 0.18832 | -0.14768 | 0.59984 | 42.2908 | -19.17 | 0 | 9005.392 | 3184.848 | Competitive | 0 | 0 | 0 | 0 | 0 | 1 | 0 | Non-Competitive | Non-Competitive | Non-Competitive | Non-Competitive | Non-Competitive | bar: 22 to 30
SFLTLNG8 PECAN__PUTN1_1 TO_FROM | SFLTLNG8 | PECAN__PUTN1_1 | 84 | 3 | 3 | PUTN2B | PCNBYU4A | TO_FROM | 73521.13 | -0.02129 | 0.025708 | -0.59984 | 0.14768 | 94.1038 | -6.3623 | 0 | 2530.815 | 10000 | Competitive | 0 | 0 | 0 | 0 | 0 | 1 | 1 | Non-Competitive | Non-Competitive | Non-Competitive | Non-Competitive | Non-Competitive | bar: 22 to 30
SFORGIL8 46T193_1 FROM_TO | SFORGIL8 | 46T193_1 | 98 | 1 | 1 | L_FERGUS8_1Y | L_SANDCR8_1Y | FROM_TO | 73521.13 | -0.23686 | 0.073742 | -0.80964 | 0.073742 | 248.1855 | -21.8982 | 0 | 10000 | 10000 | Non-Competi | 0 | 0 | 0 | 0 | 0 | 1 | 1 | Non-Competitive | Non-Competitive | Non-Competitive | Non-Competitive | Non-Competitive | bar: 22 to 30
SFORGIL8 46T193_1 TO_FROM | SFORGIL8 | 46T193_1 | 98 | 1 | 1 | L_FERGUS8_1Y | L_SANDCR8_1Y | TO_FROM | 73521.13 | -0.07374 | 0.23686 | -0.07374 | 0.80964 | 192.4649 | -146.006 | 0 | 7051.592 | 10000 | Non-Competi | 0 | 0 | 0 | 0 | 0 | 1 | 1 | Non-Competitive | Non-Competitive | Non-Competitive | Non-Competitive | Non-Competitive | 5 | 5 | 5 | 5 | 5 | 5 | 5 | 5 | 5 | 5 | 5 | 5 | 5 | 5 | 5
SFORJOS8 FORMOS_LOLITA1_1 FROM_TO | SFORJOS8 | FORMOS_LOLITA1_1 | 216 | 1 | 1 | LOLITA4A | FORMOSA4A | FROM_TO | 73521.13 | -0.99186 | 0.008139 | -0.99186 | 0.008139 | 599.4891 | 598.4 | 0 | 709.487 | 10000 | Non-Competi | 0 | 0 | 0 | 0 | 0 | 0 | 1 | Non-Competitive | Non-Competitive | Non-Competitive | Non-Competitive | Non-Competitive | 12 | 12 | 12 | 12 | 12 | 12 | 12 | 12 | 12 | 12 | 12 | 12 | 12 | 12 | 12
SFORJOS8 FORMOS_LOLITA1_1 TO_FROM | SFORJOS8 | FORMOS_LOLITA1_1 | 216 | 1 | 1 | LOLITA4A | FORMOSA4A | TO_FROM | 73521.13 | -0.00814 | 0.99186 | -0.00814 | 0.99186 | 385.1344 | -598.4 | 0 | 10000 | 812.698 | Non-Competi | 1 | 1 | 1 | 1 | 1 | 1 | 0 | Non-Competitive | Non-Competitive | Non-Competitive | Non-Competitive | Non-Competitive | 0 | 0 | 0 | 0 | 0 | 0 | 0 | 0 | 0 | 0 | 0 | 0 | 0 | 0 | 0
SFORYEL8 FORTMA_MASN1_1 FROM_TO | SFORYEL8 | FORTMA_MASN1_1 | 48 | 1 | 1 | MASN2A | L_FORTMA9_1N | FROM_TO | 73521.13 | -0.03597 | 0.031316 | -0.39518 | 0.60105 | 167.8731 | -98.5885 | 0 | 971.947 | 10000 | Competitive | 0 | 0 | 0 | 0 | 0 | 1 | 1 | Non-Competitive | Non-Competitive | Non-Competitive | Non-Competitive | Non-Competitive | 9 | 9 | 9 | 9 | 9 | 9 | 9 | 9 | 9 | 9 | 9 | 9 | 9 | 9 | 9
SFORYEL8 FORTMA_MASN1_1 TO_FROM | SFORYEL8 | FORTMA_MASN1_1 | 48 | 1 | 1 | MASN2A | L_FORTMA9_1N | TO_FROM | 73521.13 | -0.01278 | 0.03597 | -0.60105 | 0.39518 | 165.2418 | 57.6474 | 0 | 10000 | 2178.961 | Competitive | 0 | 0 | 0 | 1 | 1 | 0 | 0 | Non-Competitive | Non-Competitive | Non-Competitive | Non-Competitive | Non-Competitive | 0 | 0 | 0 | 0 | 0 | 0 | 0 | 0 | 0 | 0 | 0 | 0 | 0 | 0 | 0
SFORYEL8 HEXT_YELWJC1_1 FROM_TO | SFORYEL8 | HEXT_YELWJC1_1 | 30 | 1 | 1 | YELWJCKT2A | HEXT 2 | FROM_TO | 73521.13 | -0.01525 | 0.02026 | -0.43848 | 0.19212 | 132.7764 | -43.8701 | 0 | 961.423 | 10000 | Competitive | 0 | 0 | 0 | 0 | 0 | 1 | 0 | Non-Competitive | Non-Competitive | Non-Competitive | Non-Competitive | Non-Competitive | 0 | 0 | 0 | 0 | 0 | 0 | 0 | 0 | 0 | 0 | 0 | 0 | 0 | 0 | 0
SFORYEL8 HEXT_YELWJC1_1 TO_FROM | SFORYEL8 | HEXT_YELWJC1_1 | 30 | 1 | 1 | YELWJCKT2A | HEXT 2 | TO_FROM | 73521.13 | -0.00856 | 0.015254 | -0.19212 | 0.43848 | 85.7205 | 17.0642 | 0 | 6698.591 | 2245.874 | Competitive | 0 | 0 | 0 | 1 | 1 | 1 | 0 | Non-Competitive | Non-Competitive | Non-Competitive | Non-Competitive | Non-Competitive | 0 | 0 | 0 | 0 | 0 | 0 | 0 | 0 | 0 | 0 | 0 | 0 | 0 | 0 | 0
SFRWHEI8 HEI_PHR_1 FROM_TO | SFRWHEI8 | HEI_PHR_1 | 478 | 1 | 1 | TNHEIGHTS_1 | P_H_R___138C | FROM_TO | 73521.13 | -0.0042 | 0.48139 | -0.0042 | 0.51283 | 447.0669 | -122.102 | 0 | 4944.139 | 814.428 | Competitive | 1 | 1 | 1 | 1 | 1 | 1 | 0 | Non-Competitive | Non-Competitive | Non-Competitive | Non-Competitive | Non-Competitive | 0 | 0 | 0 | 0 | 0 | 0 | 0 | 0 | 0 | 0 | 0 | 0 | 0 | 0 | 0
SFRWHEI8 HEI_PHR_1 TO_FROM | SFRWHEI8 | HEI_PHR_1 | 478 | 1 | 1 | TNHEIGHTS_1 | P_H_R___138C | TO_FROM | 73521.13 | -0.48139 | 0.004196 | -0.51283 | 0.004196 | 308.7082 | 37.5456 | 0 | 710.774 | 4944.139 | Competitive | 0 | 0 | 0 | 0 | 0 | 1 | 1 | Non-Competitive | Non-Competitive | Non-Competitive | Non-Competitive | Non-Competitive | 12 | 14 | 14 | 12 | 14 | 14 | 12 | 14 | 14 | 12 | 14 | 14 | 12 | 14 | 14
SFSHBOM5 LIBR_PAUL1_1 FROM_TO | SFSHBOM5 | LIBR_PAUL1_1 | 39 | 0 | 0 | COPPERBRKS | PAUL2A | FROM_TO | 73521.13 | -0.00487 | 0.084294 | -0.14926 | 0.69765 | 18.9428 | -20.417 | 0 | 10000 | 3483.861 | Competitive | 0 | 0 | 0 | 0 | 0 | 1 | 0 | Non-Competitive | Non-Competitive | Non-Competitive | Non-Competitive | Non-Competitive | 0 | 0 | 0 | 0 | 0 | 0 | 0 | 0 | 0 | 0 | 0 | 0 | 0 | 0 | 0
SFSHBOM5 LIBR_PAUL1_1 TO_FROM | SFSHBOM5 | LIBR_PAUL1_1 | 39 | 0 | 0 | COPPERBRKS | PAUL2A | TO_FROM | 73521.13 | -0.00305 | 0.004875 | -0.69765 | 0.14926 | 23.7735 | 8.1742 | 0 | 4194.697 | 3622.409 | Competitive | 0 | 0 | 0 | 0 | 0 | 1 | 0 | Non-Competitive | Non-Competitive | Non-Competitive | Non-Competitive | Non-Competitive | 0 | 0 | 0 | 0 | 0 | 0 | 0 | 0 | 0 | 0 | 0 | 0 | 0 | 0 | 0
SFTLMES8 ARPT_WESTYA1_1 FROM_TO | SFTLMES8 | ARPT_WESTYA1_1 | 39 | 1 | 1 | YATW_SW2A | ARPT2A | FROM_TO | 73521.13 | 0 | 0.000224 | -0.99978 | 0.000224 | 16.4651 | 16.463 | 0 | 696.487 | 0 | Competitive | 1 | 1 | 1 | 1 | 1 | 1 | 0 | Non-Competitive | Non-Competitive | Non-Competitive | Non-Competitive | Non-Competitive | 0 | 0 | 0 | 0 | 0 | 0 | 0 | 0 | 0 | 0 | 0 | 0 | 0 | 0 | 0
SFTLMES8 ARPT_WESTYA1_1 TO_FROM | SFTLMES8 | ARPT_WESTYA1_1 | 39 | 1 | 1 | YATW_SW2A | ARPT2A | TO_FROM | 73521.13 | -0.00022 | 0 | -0.00022 | 0.99978 | -16.4736 | -16.463 | 0 | 0 | 795.756 | Competitive | 1 | 1 | 1 | 1 | 1 | 1 | 0 | Non-Competitive | Non-Competitive | Non-Competitive | Non-Competitive | Non-Competitive | 0 | 0 | 0 | 0 | 0 | 0 | 0 | 0 | 0 | 0 | 0 | 0 | 0 | 0 | 0
SFTLMES8 BGLK_MCAN_S1_1 FROM_TO | SFTLMES8 | BGLK_MCAN_S1_1 | 173 | 1 | 1 | BIGLAK24 | L_NORTMC8_1Y | FROM_TO | 73521.13 | -0.05964 | 0.088311 | -0.26552 | 0.35975 | 189.3474 | -43.7641 | 0 | 4222.123 | 3449.356 | Competitive | 0 | 0 | 0 | 0 | 0 | 1 | 1 | Non-Competitive | Non-Competitive | Non-Competitive | Non-Competitive | Non-Competitive | 27 | 27 | 30 | 27 | 27 | 30 | 27 | 27 | 30 | 27 | 27 | 30 | 27 | 27 | 30
SFTLMES8 BGLK_MCAN_S1_1 TO_FROM | SFTLMES8 | BGLK_MCAN_S1_1 | 173 | 1 | 1 | BIGLAK24 | L_NORTMC8_1Y | TO_FROM | 73521.13 | -0.08831 | 0.24701 | -0.35975 | 0.26552 | 430.5081 | -132.472 | 0 | 2573.854 | 10000 | Competitive | 0 | 0 | 0 | 0 | 0 | 1 | 1 | Non-Competitive | Non-Competitive | Non-Competitive | Non-Competitive | Non-Competitive | 2 | 2 | 2 | 2 | 2 | 2 | 2 | 2 | 2 | 2 | 2 | 2 | 2 | 2 | 2
SFTLMES8 BGLK_TWINBU1_1 FROM_TO | SFTLMES8 | BGLK_TWINBU1_1 | 151 | 1 | 1 | BGLK4A | L_TWINBU8_1Y | FROM_TO | 73521.13 | -0.00447 | 0.1121 | -0.07998 | 0.34173 | 123.6063 | -63.1762 | 0 | 2824.125 | 1841.927 | Competitive | 0 | 0 | 1 | 1 | 1 | 1 | 0 | Non-Competitive | Non-Competitive | Non-Competitive | Non-Competitive | Non-Competitive | 0 | 0 | 0 | 0 | 0 | 0 | 0 | 0 | 0 | 0 | 0 | 0 | 0 | 0 | 0
SFTLMES8 BGLK_TWINBU1_1 TO_FROM | SFTLMES8 | BGLK_TWINBU1_1 | 151 | 1 | 1 | BGLK4A | L_TWINBU8_1Y | TO_FROM | 73521.13 | -0.09034 | 0.012915 | -0.34173 | 0.079982 | 164.528 | 17.3954 | 0 | 3081.119 | 10000 | Competitive | 0 | 0 | 0 | 0 | 0 | 1 | 1 | Non-Competitive | Non-Competitive | Non-Competitive | Non-Competitive | Non-Competitive | 2 | 2 | 2 | 2 | 2 | 2 | 2 | 2 | 2 | 2 | 2 | 2 | 2 | 2 | 2
SFTLMES8 RIOP_SCROSS1_1 FROM_TO | SFTLMES8 | RIOP_SCROSS1_1 | 38 | 1 | 1 | SCROSSTP2A | RIOP2A | FROM_TO | 73521.13 | -0.00024 | 0 | -0.00024 | 0.99976 | -17.6514 | -17.64 | 0 | 0 | 795.756 | Competitive | 1 | 1 | 1 | 1 | 1 | 1 | 0 | Non-Competitive | Non-Competitive | Non-Competitive | Non-Competitive | Non-Competitive | 0 | 0 | 0 | 0 | 0 | 0 | 0 | 0 | 0 | 0 | 0 | 0 | 0 | 0 | 0
SFTLMES8 RIOP_SCROSS1_1 TO_FROM | SFTLMES8 | RIOP_SCROSS1_1 | 38 | 1 | 1 | SCROSSTP2A | RIOP2A | TO_FROM | 73521.13 | 0 | 0.00024 | -0.99976 | 0.00024 | 17.6423 | 17.64 | 0 | 696.487 | 0 | Competitive | 1 | 1 | 1 | 1 | 1 | 1 | 0 | Non-Competitive | Non-Competitive | Non-Competitive | Non-Competitive | Non-Competitive | 0 | 0 | 0 | 0 | 0 | 0 | 0 | 0 | 0 | 0 | 0 | 0 | 0 | 0 | 0
SFTSBAR8 BARL_FTSW1_1 FROM_TO | SFTSBAR8 | BARL_FTSW1_1 | 38 | 1 | 1 | FTSW2A | BARL2A | FROM_TO | 73521.13 | -0.04173 | 0.074903 | -0.3445 | 0.28034 | 89.3544 | -10.508 | 0 | 3863.804 | 10000 | Competitive | 0 | 0 | 0 | 0 | 0 | 1 | 1 | Non-Competitive | Non-Competitive | Non-Competitive | Non-Competitive | Non-Competitive | 5 | 5 | 5 | 5 | 5 | 5 | 5 | 5 | 5 | 5 | 5 | 5 | 5 | 5 | 5
SFTSBAR8 BARL_FTSW1_1 TO_FROM | SFTSBAR8 | BARL_FTSW1_1 | 38 | 1 | 1 | FTSW2A | BARL2A | TO_FROM | 73521.13 | -0.01913 | 0.041732 | -0.28034 | 0.3445 | 75.3815 | -9.0149 | 0 | 5772.844 | 10000 | Competitive | 0 | 0 | 0 | 0 | 0 | 1 | 0 | Non-Competitive | Non-Competitive | Non-Competitive | Non-Competitive | Non-Competitive | 0 | 0 | 0 | 0 | 0 | 0 | 0 | 0 | 0 | 0 | 0 | 0 | 0 | 0 | 0
SFTWTEA8 AIR_NDE_1 FROM_TO | SFTWTEA8 | AIR_NDE_1 | 218 | 1 | 1 | JMCRSTL138 | N_DENT_8 | FROM_TO | 73521.13 | -0.15324 | 0.024109 | -0.3485 | 0.34516 | 494.7774 | 101.2735 | 0 | 937.094 | 7140.667 | Competitive | 0 | 0 | 0 | 0 | 0 | 1 | 1 | Non-Competitive | Non-Competitive | Non-Competitive | Non-Competitive | Non-Competitive | 5 | 5 | 7 | 5 | 5 | 7 | 5 | 5 | 7 | 5 | 5 | 7 | 5 | 5 | 7
SFTWTEA8 AIR_NDE_1 TO_FROM | SFTWTEA8 | AIR_NDE_1 | 218 | 1 | 1 | JMCRSTL138 | N_DENT_8 | TO_FROM | 73521.13 | -0.02411 | 0.15324 | -0.34516 | 0.3485 | -34.4347 | -317.238 | 0 | 4593.249 | 1884.508 | Competitive | 0 | 0 | 1 | 1 | 1 | 1 | 1 | Non-Competitive | Non-Competitive | Competitive | Competitive | Competitive | 7 | 7 | 7 | 7 | 7 | 7 | 0 | 0 | 0 | 0 | 0 | 0 | 0 | 0 | 0
SFTWW_D8 AIR_NDE_1 FROM_TO | SFTWW_D8 | AIR_NDE_1 | 218 | 1 | 1 | JMCRSTL138 | N_DENT_8 | FROM_TO | 73521.13 | -0.15318 | 0.024173 | -0.34843 | 0.34523 | 499.5017 | 105.9973 | 0 | 937.522 | 7148.342 | Competitive | 0 | 0 | 0 | 0 | 0 | 1 | 1 | Non-Competitive | Non-Competitive | Non-Competitive | Non-Competitive | Non-Competitive | 5 | 5 | 7 | 5 | 5 | 7 | 5 | 5 | 7 | 5 | 5 | 7 | 5 | 5 | 7
SFTWW_D8 AIR_NDE_1 TO_FROM | SFTWW_D8 | AIR_NDE_1 | 218 | 1 | 1 | JMCRSTL138 | N_DENT_8 | TO_FROM | 73521.13 | -0.02417 | 0.15318 | -0.34523 | 0.34843 | -39.1695 | -321.962 | 0 | 4597.174 | 1885.67 | Competitive | 0 | 0 | 1 | 1 | 1 | 1 | 1 | Non-Competitive | Non-Competitive | Competitive | Competitive | Competitive | 7 | 7 | 7 | 7 | 7 | 7 | 0 | 0 | 0 | 0 | 0 | 0 | 0 | 0 | 0
SFTWW_D8 AIR_W_DE_1 FROM_TO | SFTWW_D8 | AIR_W_DE_1 | 350 | 1 | 1 | JMCRSTL138 | W_DENT_8 | FROM_TO | 73521.13 | -0.02432 | 0.15303 | -0.216 | 0.65463 | -49.7941 | -332.562 | 0 | 4606.005 | 1888.301 | Competitive | 0 | 0 | 1 | 1 | 1 | 1 | 1 | Non-Competitive | Non-Competitive | Competitive | Competitive | Competitive | 7 | 7 | 7 | 7 | 7 | 7 | 0 | 0 | 0 | 0 | 0 | 0 | 0 | 0 | 0
SFTWW_D8 AIR_W_DE_1 TO_FROM | SFTWW_D8 | AIR_W_DE_1 | 350 | 1 | 1 | JMCRSTL138 | W_DENT_8 | TO_FROM | 73521.13 | -0.15303 | 0.024317 | -0.65463 | 0.216 | 510.1028 | 116.5973 | 0 | 938.493 | 7165.61 | Competitive | 0 | 0 | 0 | 0 | 0 | 1 | 1 | Non-Competitive | Non-Competitive | Non-Competitive | Non-Competitive | Non-Competitive | 5 | 5 | 7 | 5 | 5 | 7 | 5 | 5 | 7 | 5 | 5 | 7 | 5 | 5 | 7
SGAFGRN8 G138_1BB_1 FROM_TO | SGAFGRN8 | G138_1BB_1 | 379 | 1 | 1 | TNTEJAS___1 | TNGRENBELT1 | FROM_TO | 73521.13 | -0.10154 | 0.023314 | -0.10154 | 0.82317 | -104.292 | -109.558 | 0 | 10000 | 10000 | Competitive | 0 | 0 | 0 | 0 | 0 | 1 | 1 | Non-Competitive | Non-Competitive | Non-Competitive | Non-Competitive | Non-Competitive | 8 | 8 | 8 | 8 | 8 | 8 | 8 | 8 | 8 | 8 | 8 | 8 | 8 | 8 | 8
SGAFGRN8 G138_1BB_1 TO_FROM | SGAFGRN8 | G138_1BB_1 | 379 | 1 | 1 | TNTEJAS___1 | TNGRENBELT1 | TO_FROM | 73521.13 | -0.02331 | 0.10154 | -0.82317 | 0.10154 | 215.7056 | 106.4025 | 0 | 10000 | 10000 | Competitive | 0 | 0 | 0 | 0 | 0 | 1 | 1 | Non-Competitive | Non-Competitive | Non-Competitive | Non-Competitive | Non-Competitive | 2 | 2 | 2 | 2 | 2 | 2 | 2 | 2 | 2 | 2 | 2 | 2 | 2 | 2 | 2
SGAFGRN8 HEI_PHR_1 FROM_TO | SGAFGRN8 | HEI_PHR_1 | 478 | 1 | 1 | TNHEIGHTS_1 | P_H_R___138C | FROM_TO | 73521.13 | -0.01234 | 0.43083 | -0.0341 | 0.43083 | 440.9308 | -311.299 | 0 | 5152.351 | 1616.208 | Competitive | 0 | 0 | 1 | 1 | 1 | 1 | 0 | Non-Competitive | Non-Competitive | Non-Competitive | Non-Competitive | Non-Competitive | 0 | 0 | 0 | 0 | 0 | 0 | 0 | 0 | 0 | 0 | 0 | 0 | 0 | 0 | 0
SGAFGRN8 HEI_PHR_1 TO_FROM | SGAFGRN8 | HEI_PHR_1 | 478 | 1 | 1 | TNHEIGHTS_1 | P_H_R___138C | TO_FROM | 73521.13 | -0.43083 | 0.012344 | -0.43083 | 0.034099 | 363.2593 | 9.7451 | 0 | 1573.111 | 5152.351 | Competitive | 0 | 0 | 0 | 0 | 0 | 1 | 1 | Non-Competitive | Non-Competitive | Non-Competitive | Non-Competitive | Non-Competitive | 12 | 14 | 14 | 12 | 14 | 14 | 12 | 14 | 14 | 12 | 14 | 14 | 12 | 14 | 14
SGAFPHR8 HEI_PHR_1 FROM_TO | SGAFPHR8 | HEI_PHR_1 | 478 | 1 | 1 | TNHEIGHTS_1 | P_H_R___138C | FROM_TO | 73521.13 | -0.01238 | 0.43079 | -0.03413 | 0.43079 | 438.4918 | -313.732 | 0 | 5152.351 | 1563.573 | Competitive | 0 | 0 | 1 | 1 | 1 | 1 | 0 | Non-Competitive | Non-Competitive | Non-Competitive | Non-Competitive | Non-Competitive | 0 | 0 | 0 | 0 | 0 | 0 | 0 | 0 | 0 | 0 | 0 | 0 | 0 | 0 | 0
SGAFPHR8 HEI_PHR_1 TO_FROM | SGAFPHR8 | HEI_PHR_1 | 478 | 1 | 1 | TNHEIGHTS_1 | P_H_R___138C | TO_FROM | 73521.13 | -0.43079 | 0.012377 | -0.43079 | 0.034132 | 365.6952 | 12.1777 | 0 | 1515.483 | 5152.351 | Competitive | 0 | 0 | 0 | 0 | 0 | 1 | 1 | Non-Competitive | Non-Competitive | Non-Competitive | Non-Competitive | Non-Competitive | 12 | 14 | 14 | 12 | 14 | 14 | 12 | 14 | 14 | 12 | 14 | 14 | 12 | 14 | 14
SGAIWLV8 6215__A FROM_TO | SGAIWLV8 | 6215__A | 143 | 0 | 0 | BLUFCKTA_8 | CHINAGRV_8 | FROM_TO | 73521.13 | -0.01522 | 0.52127 | -0.08463 | 0.60154 | 143.3542 | -120.478 | 0 | 5282.596 | 10000 | Non-Competi | 0 | 0 | 0 | 0 | 0 | 1 | 0 | Non-Competitive | Non-Competitive | Non-Competitive | Non-Competitive | Non-Competitive | 0 | 0 | 0 | 0 | 0 | 0 | 0 | 0 | 0 | 0 | 0 | 0 | 0 | 0 | 0
SGAIWLV8 6215__A TO_FROM | SGAIWLV8 | 6215__A | 143 | 0 | 0 | BLUFCKTA_8 | CHINAGRV_8 | TO_FROM | 73521.13 | -0.03272 | 0.015221 | -0.60154 | 0.084634 | 145.3835 | 102.0602 | 0 | 6485.048 | 10000 | Non-Competi | 0 | 0 | 0 | 0 | 0 | 1 | 1 | Non-Competitive | Non-Competitive | Non-Competitive | Non-Competitive | Non-Competitive | 7 | 7 | 7 | 7 | 7 | 7 | 7 | 7 | 7 | 7 | 7 | 7 | 7 | 7 | 7
SGEOGEO8 CSA_ORN_1 FROM_TO | SGEOGEO8 | CSA_ORN_1 | 45 | 2 | 2 | ORANGEGRVSB9 | CSABLK2A | FROM_TO | 73521.13 | -0.01821 | 0.018591 | -0.53151 | 0.29686 | 69.5922 | -33.4182 | 0 | 1669.393 | 10000 | Competitive | 0 | 0 | 0 | 0 | 0 | 1 | 0 | Non-Competitive | Non-Competitive | Non-Competitive | Non-Competitive | Non-Competitive | 0 | 0 | 0 | 0 | 0 | 0 | 0 | 0 | 0 | 0 | 0 | 0 | 0 | 0 | 0
SGEOGEO8 CSA_ORN_1 TO_FROM | SGEOGEO8 | CSA_ORN_1 | 45 | 2 | 2 | ORANGEGRVSB9 | CSABLK2A | TO_FROM | 73521.13 | -0.01859 | 0.018208 | -0.29686 | 0.53151 | 46.1481 | -24.1339 | 0 | 10000 | 2243.507 | Competitive | 0 | 0 | 0 | 1 | 1 | 1 | 0 | Non-Competitive | Non-Competitive | Non-Competitive | Non-Competitive | Non-Competitive | 0 | 0 | 0 | 0 | 0 | 0 | 0 | 0 | 0 | 0 | 0 | 0 | 0 | 0 | 0
SGEOGEO8 ORA_ORNG_1 FROM_TO | SGEOGEO8 | ORA_ORNG_1 | 120 | 2 | 2 | ORANGEGRVSW9 | ORANGEGRVSB9 | FROM_TO | 73521.13 | -0.01803 | 0.018766 | -0.70296 | 0.29255 | 82.5175 | -20.5308 | 0 | 1665.34 | 10000 | Competitive | 0 | 0 | 0 | 0 | 0 | 1 | 0 | Non-Competitive | Non-Competitive | Non-Competitive | Non-Competitive | Non-Competitive | 0 | 0 | 0 | 0 | 0 | 0 | 0 | 0 | 0 | 0 | 0 | 0 | 0 | 0 | 0
SGEOGEO8 ORA_ORNG_1 TO_FROM | SGEOGEO8 | ORA_ORNG_1 | 120 | 2 | 2 | ORANGEGRVSW9 | ORANGEGRVSB9 | TO_FROM | 73521.13 | -0.01877 | 0.018033 | -0.29255 | 0.70296 | 33.1631 | -36.2171 | 0 | 10000 | 2240.177 | Competitive | 0 | 0 | 0 | 1 | 1 | 1 | 0 | Non-Competitive | Non-Competitive | Non-Competitive | Non-Competitive | Non-Competitive | 0 | 0 | 0 | 0 | 0 | 0 | 0 | 0 | 0 | 0 | 0 | 0 | 0 | 0 | 0
SGIBSNG5 SNGXGC99_1 FROM_TO | SGIBSNG5 | SNGXGC99_1 | 1631 | 1 | 1 | GIBN_CREK_5 | SNGLTN_345 | FROM_TO | 73521.13 | -0.24052 | 0.59514 | -0.24537 | 0.59514 | 5009.032 | 637.2938 | 0 | 1249.827 | 2222.11 | Competitive | 0 | 0 | 0 | 1 | 1 | 1 | 1 | Non-Competitive | Non-Competitive | Non-Competitive | Competitive | Competitive | 85 | 99 | 145 | 85 | 99 | 145 | 85 | 99 | 145 | 0 | 0 | 0 | 0 | 0 | 0
SGIBSNG5 SNGXGC99_1 TO_FROM | SGIBSNG5 | SNGXGC99_1 | 1631 | 1 | 1 | GIBN_CREK_5 | SNGLTN_345 | TO_FROM | 73521.13 | -0.59514 | 0.24052 | -0.59514 | 0.24537 | 1947.867 | 483.183 | 0 | 2156.521 | 1490.562 | Competitive | 0 | 1 | 1 | 1 | 1 | 1 | 1 | Non-Competitive | Competitive | Competitive | Competitive | Competitive | 55 | 56 | 154 | 0 | 0 | 0 | 0 | 0 | 0 | 0 | 0 | 0 | 0 | 0 | 0
SGILNU78 GILA_HIWAY_1_1 FROM_TO | SGILNU78 | GILA_HIWAY_1_1 | 255 | 0 | 0 | HIWAY_94A | GILA4A | FROM_TO | 73521.13 | -0.37677 | 0.069603 | -0.37677 | 0.08854 | 80.7819 | -54.7197 | 0 | 3567.342 | 10000 | Competitive | 0 | 0 | 0 | 0 | 0 | 1 | 1 | Non-Competitive | Non-Competitive | Non-Competitive | Non-Competitive | Non-Competitive | 2 | 2 | 2 | 2 | 2 | 2 | 2 | 2 | 2 | 2 | 2 | 2 | 2 | 2 | 2
SGILNU78 GILA_HIWAY_1_1 TO_FROM | SGILNU78 | GILA_HIWAY_1_1 | 255 | 0 | 0 | HIWAY_94A | GILA4A | TO_FROM | 73521.13 | -0.0696 | 0.37677 | -0.08854 | 0.37677 | 193.2265 | -27.7816 | 0 | 10000 | 3567.342 | Competitive | 0 | 0 | 0 | 0 | 0 | 1 | 1 | Non-Competitive | Non-Competitive | Non-Competitive | Non-Competitive | Non-Competitive | 8 | 8 | 8 | 8 | 8 | 8 | 8 | 8 | 8 | 8 | 8 | 8 | 8 | 8 | 8
SGLDSUN8 6215__A FROM_TO | SGLDSUN8 | 6215__A | 143 | 1 | 1 | BLUFCKTA_8 | CHINAGRV_8 | FROM_TO | 73521.13 | -0.01542 | 0.83561 | -0.05125 | 0.83561 | 302.4884 | -143.183 | 0 | 5380.85 | 10000 | Non-Competi | 0 | 0 | 0 | 0 | 0 | 1 | 0 | Non-Competitive | Non-Competitive | Non-Competitive | Non-Competitive | Non-Competitive | 2 | 2 | 2 | 2 | 2 | 2 | 2 | 2 | 2 | 2 | 2 | 2 | 2 | 2 | 2
SGLDSUN8 6215__A TO_FROM | SGLDSUN8 | 6215__A | 143 | 1 | 1 | BLUFCKTA_8 | CHINAGRV_8 | TO_FROM | 73521.13 | -0.04973 | 0.040458 | -0.83561 | 0.051254 | 180.8843 | 102.5561 | 0 | 3373.446 | 5184.411 | Non-Competi | 0 | 0 | 0 | 0 | 0 | 1 | 1 | Non-Competitive | Non-Competitive | Non-Competitive | Non-Competitive | Non-Competitive | 5 | 5 | 5 | 5 | 5 | 5 | 5 | 5 | 5 | 5 | 5 | 5 | 5 | 5 | 5
SGLDSUN8 6217__A FROM_TO | SGLDSUN8 | 6217__A | 186 | 1 | 1 | WILLOWVAL_8 | GAILLYNT_8 | FROM_TO | 73521.13 | -0.05106 | 0.27293 | -0.7098 | 0.27293 | 172.6706 | 6.4741 | 0 | 5332.871 | 4988.862 | Competitive | 0 | 0 | 0 | 0 | 0 | 1 | 1 | Non-Competitive | Non-Competitive | Non-Competitive | Non-Competitive | Non-Competitive | 5 | 5 | 5 | 5 | 5 | 5 | 5 | 5 | 5 | 5 | 5 | 5 | 5 | 5 | 5
SGLDSUN8 6217__A TO_FROM | SGLDSUN8 | 6217__A | 186 | 1 | 1 | WILLOWVAL_8 | GAILLYNT_8 | TO_FROM | 73521.13 | -0.01409 | 0.085556 | -0.27293 | 0.7098 | 60.2774 | -46.8125 | 0 | 3403.342 | 10000 | Competitive | 0 | 0 | 0 | 0 | 0 | 1 | 0 | Non-Competitive | Non-Competitive | Non-Competitive | Non-Competitive | Non-Competitive | 2 | 2 | 2 | 2 | 2 | 2 | 2 | 2 | 2 | 2 | 2 | 2 | 2 | 2 | 2
SGLDSUN8 ECRSW_FMR1 FROM_TO | SGLDSUN8 | ECRSW_FMR1 | 28 | 1 | 1 | ENSCRKSS_9 | ENSCRKSS_8 | FROM_TO | 73521.13 | -0.00026 | 0 | -0.00026 | 0.99974 | -19.3835 | -19.371 | 0 | 0 | 795.756 | Competitive | 1 | 1 | 1 | 1 | 1 | 1 | 0 | Non-Competitive | Non-Competitive | Non-Competitive | Non-Competitive | Non-Competitive | 0 | 0 | 0 | 0 | 0 | 0 | 0 | 0 | 0 | 0 | 0 | 0 | 0 | 0 | 0
SGLDSUN8 ECRSW_FMR1 TO_FROM | SGLDSUN8 | ECRSW_FMR1 | 28 | 1 | 1 | ENSCRKSS_9 | ENSCRKSS_8 | TO_FROM | 73521.13 | 0 | 0.000263 | -0.99974 | 0.000263 | 19.3735 | 19.371 | 0 | 696.487 | 0 | Competitive | 1 | 1 | 1 | 1 | 1 | 1 | 0 | Non-Competitive | Non-Competitive | Non-Competitive | Non-Competitive | Non-Competitive | 0 | 0 | 0 | 0 | 0 | 0 | 0 | 0 | 0 | 0 | 0 | 0 | 0 | 0 | 0
SGONLUL8 144T132_1 FROM_TO | SGONLUL8 | 144T132_1 | 132 | 1 | 1 | L_HALLET8_1Y | L_FLATON8_1Y | FROM_TO | 73521.13 | -0.02922 | 0.0289 | -0.10642 | 0.53662 | 32.8099 | -161.995 | 0 | 1103.177 | 10000 | Competitive | 0 | 0 | 0 | 0 | 0 | 1 | 1 | Non-Competitive | Non-Competitive | Non-Competitive | Non-Competitive | Non-Competitive | 4 | 4 | 4 | 4 | 4 | 4 | 4 | 4 | 4 | 4 | 4 | 4 | 4 | 4 | 4
SGONLUL8 144T132_1 TO_FROM | SGONLUL8 | 144T132_1 | 132 | 1 | 1 | L_HALLET8_1Y | L_FLATON8_1Y | TO_FROM | 73521.13 | -0.0289 | 0.029221 | -0.53662 | 0.10642 | 222.3532 | 16.1195 | 0 | 10000 | 1279.762 | Competitive | 0 | 1 | 1 | 1 | 1 | 1 | 1 | Non-Competitive | Competitive | Competitive | Competitive | Competitive | 14 | 18 | 26 | 0 | 0 | 0 | 0 | 0 | 0 | 0 | 0 | 0 | 0 | 0 | 0
SGRAFER8 40T189_1 FROM_TO | SGRAFER8 | 40T189_1 | 221 | 1 | 1 | L_WIRTZ_8_1Y | L_FERGUS8_1Y | FROM_TO | 73521.13 | -0.25974 | 0.20974 | -0.25974 | 0.20974 | 90.1373 | -29.2241 | 0 | 10000 | 10000 | Competitive | 0 | 0 | 0 | 0 | 0 | 1 | 1 | Non-Competitive | Non-Competitive | Non-Competitive | Non-Competitive | Non-Competitive | 5 | 5 | 5 | 5 | 5 | 5 | 5 | 5 | 5 | 5 | 5 | 5 | 5 | 5 | 5
SGRAFER8 40T189_1 TO_FROM | SGRAFER8 | 40T189_1 | 221 | 1 | 1 | L_WIRTZ_8_1Y | L_FERGUS8_1Y | TO_FROM | 73521.13 | -0.20974 | 0.25974 | -0.20974 | 0.25974 | 205.8075 | -50.2634 | 0 | 10000 | 10000 | Competitive | 0 | 0 | 0 | 0 | 0 | 1 | 1 | Non-Competitive | Non-Competitive | Non-Competitive | Non-Competitive | Non-Competitive | 7 | 7 | 7 | 7 | 7 | 7 | 7 | 7 | 7 | 7 | 7 | 7 | 7 | 7 | 7
SGRMGRS8 6825__A FROM_TO | SGRMGRS8 | 6825__A | 72 | 2 | 2 | GRAHAMSW_9 | GRAHAM_9 | FROM_TO | 73521.13 | -0.0197 | 0.15253 | -0.49392 | 0.44853 | 79.3884 | -11.9041 | 0 | 6149.238 | 4382.95 | Competitive | 0 | 0 | 0 | 0 | 0 | 1 | 0 | Non-Competitive | Non-Competitive | Non-Competitive | Non-Competitive | Non-Competitive | 0 | 0 | 0 | 0 | 0 | 0 | 0 | 0 | 0 | 0 | 0 | 0 | 0 | 0 | 0
SGRMGRS8 6825__A TO_FROM | SGRMGRS8 | 6825__A | 72 | 2 | 2 | GRAHAMSW_9 | GRAHAM_9 | TO_FROM | 73521.13 | -0.03707 | 0.019701 | -0.44853 | 0.49392 | 76.1872 | -20.3621 | 0 | 3120.973 | 10000 | Competitive | 0 | 0 | 0 | 0 | 0 | 1 | 1 | Non-Competitive | Non-Competitive | Non-Competitive | Non-Competitive | Non-Competitive | 5 | 5 | 5 | 5 | 5 | 5 | 5 | 5 | 5 | 5 | 5 | 5 | 5 | 5 | 5
SGRMGRS8 OLN_FMR2 FROM_TO | SGRMGRS8 | OLN_FMR2 | 60 | 2 | 2 | OLNEY9 | OLNEY8 | FROM_TO | 73521.13 | -0.03113 | 0.050138 | -0.23523 | 0.45041 | -3.8354 | -56.9425 | 0 | 5061.601 | 10000 | Competitive | 0 | 0 | 0 | 0 | 0 | 1 | 1 | Non-Competitive | Non-Competitive | Non-Competitive | Non-Competitive | Non-Competitive | bar: 22 to 30
SGRMGRS8 OLN_FMR2 TO_FROM | SGRMGRS8 | OLN_FMR2 | 60 | 2 | 2 | OLNEY9 | OLNEY8 | TO_FROM | 73521.13 | -0.01837 | 0.03113 | -0.45041 | 0.23523 | 112.4176 | 36.541 | 0 | 10000 | 10000 | Competitive | 0 | 0 | 0 | 0 | 0 | 1 | 0 | Non-Competitive | Non-Competitive | Non-Competitive | Non-Competitive | Non-Competitive | 0 | 0 | 0 | 0 | 0 | 0 | 0 | 0 | 0 | 0 | 0 | 0 | 0 | 0 | 0
SGSMPBS8 ODNTH_FMR1 FROM_TO | SGSMPBS8 | ODNTH_FMR1 | 87 | 4 | 4 | ODESSANO_8 | ODESSANO_9 | FROM_TO | 73521.13 | -0.02757 | 0.005429 | -0.70488 | 0.044985 | 78.2124 | 67.4927 | 0 | 5097.843 | 10000 | Competitive | 0 | 0 | 0 | 0 | 0 | 1 | 1 | Non-Competitive | Non-Competitive | Non-Competitive | Non-Competitive | Non-Competitive | 5 | 5 | 5 | 5 | 5 | 5 | 5 | 5 | 5 | 5 | 5 | 5 | 5 | 5 | 5
SGSMPBS8 ODNTH_FMR1 TO_FROM | SGSMPBS8 | ODNTH_FMR1 | 87 | 4 | 4 | ODESSANO_8 | ODESSANO_9 | TO_FROM | 73521.13 | -0.00543 | 0.057989 | -0.04499 | 0.70488 | -29.9636 | -70.859 | 0 | 3518.005 | 5619.276 | Competitive | 0 | 0 | 0 | 0 | 0 | 1 | 0 | Non-Competitive | Non-Competitive | Non-Competitive | Non-Competitive | Non-Competitive | 0 | 0 | 0 | 0 | 0 | 0 | 0 | 0 | 0 | 0 | 0 | 0 | 0 | 0 | 0
SHASTNN8 138_ALV_NAL_1 FROM_TO | SHASTNN8 | 138_ALV_NAL_1 | 210 | 1 | 1 | TNNALVIN__1 | TNALVIN___1 | FROM_TO | 73521.13 | -0.11377 | 0.015537 | -0.73811 | 0.19346 | 444.8316 | 73.848 | 0 | 953.092 | 5068.265 | Competitive | 0 | 0 | 0 | 0 | 0 | 1 | 1 | Non-Competitive | Non-Competitive | Non-Competitive | Non-Competitive | Non-Competitive | 12 | 14 | 14 | 12 | 14 | 14 | 12 | 14 | 14 | 12 | 14 | 14 | 12 | 14 | 14
SHASTNN8 138_ALV_NAL_1 TO_FROM | SHASTNN8 | 138_ALV_NAL_1 | 210 | 1 | 1 | TNNALVIN__1 | TNALVIN___1 | TO_FROM | 73521.13 | -0.01554 | 0.11377 | -0.19347 | 0.73811 | 39.1227 | -335.958 | 0 | 5068.265 | 1087.732 | Competitive | 0 | 1 | 1 | 1 | 1 | 1 | 0 | Non-Competitive | Non-Competitive | Non-Competitive | Non-Competitive | Non-Competitive | 0 | 0 | 0 | 0 | 0 | 0 | 0 | 0 | 0 | 0 | 0 | 0 | 0 | 0 | 0
SHEICA28 HEIGHTTN_HAT2 FROM_TO | SHEICA28 | HEIGHTTN_HAT2 | 127 | 1 | 1 | TNHEIGHTS_0 | TNHEIGHTS_1 | FROM_TO | 73521.13 | -0.00071 | 0.010737 | -0.00576 | 0.30774 | -30.7966 | -44.6126 | 0 | 6169.242 | 802.235 | Competitive | 1 | 1 | 1 | 1 | 1 | 1 | 0 | Non-Competitive | Non-Competitive | Non-Competitive | Non-Competitive | Non-Competitive | 0 | 0 | 0 | 0 | 0 | 0 | 0 | 0 | 0 | 0 | 0 | 0 | 0 | 0 | 0
SHEICA28 HEIGHTTN_HAT2 TO_FROM | SHEICA28 | HEIGHTTN_HAT2 | 127 | 1 | 1 | TNHEIGHTS_0 | TNHEIGHTS_1 | TO_FROM | 73521.13 | -0.01074 | 0.000706 | -0.30774 | 0.005755 | 49.0918 | 42.8236 | 0 | 700.757 | 6169.242 | Competitive | 0 | 0 | 0 | 0 | 0 | 1 | 0 | Non-Competitive | Non-Competitive | Non-Competitive | Non-Competitive | Non-Competitive | 0 | 0 | 0 | 0 | 0 | 0 | 0 | 0 | 0 | 0 | 0 | 0 | 0 | 0 | 0
SHHSKLN8 641__B FROM_TO | SHHSKLN8 | 641__B | 213 | 3 | 3 | KILLTAFD | KILELMR2_T_8 | FROM_TO | 73521.13 | -0.02489 | 0.026871 | -0.25778 | 0.66726 | 136.5308 | -74.7871 | 0 | 5519.286 | 2378.252 | Competitive | 0 | 0 | 0 | 1 | 1 | 1 | 1 | Non-Competitive | Non-Competitive | Non-Competitive | Competitive | Competitive | 4 | 4 | 4 | 4 | 4 | 4 | 4 | 4 | 4 | 0 | 0 | 0 | 0 | 0 | 0
SHHSKLN8 641__B TO_FROM | SHHSKLN8 | 641__B | 213 | 3 | 3 | KILLTAFD | KILELMR2_T_8 | TO_FROM | 73521.13 | -0.02687 | 0.02489 | -0.66726 | 0.25778 | 264.2049 | -106.596 | 0 | 879.286 | 5519.286 | Competitive | 0 | 0 | 0 | 0 | 0 | 1 | 1 | Non-Competitive | Non-Competitive | Non-Competitive | Non-Competitive | Non-Competitive | 5 | 5 | 7 | 5 | 5 | 7 | 5 | 5 | 7 | 5 | 5 | 7 | 5 | 5 | 7
SHIWCIT8 MORRIS_NUECES1_1 FROM_TO | SHIWCIT8 | MORRIS_NUECES1_1 | 206 | 1 | 1 | NUECES_B4A | MORRIS4A | FROM_TO | 73521.13 | -0.21565 | 0.2368 | -0.41204 | 0.2368 | 402.1709 | 19.5016 | 0 | 4988.879 | 4986.995 | Competitive | 0 | 0 | 0 | 0 | 0 | 1 | 1 | Non-Competitive | Non-Competitive | Non-Competitive | Non-Competitive | Non-Competitive | 6 | 6 | 6 | 6 | 6 | 6 | 6 | 6 | 6 | 6 | 6 | 6 | 6 | 6 | 6
SHIWCIT8 MORRIS_NUECES1_1 TO_FROM | SHIWCIT8 | MORRIS_NUECES1_1 | 206 | 1 | 1 | NUECES_B4A | MORRIS4A | TO_FROM | 73521.13 | -0.2368 | 0.21565 | -0.2368 | 0.41204 | 125.4337 | -248.738 | 0 | 4986.995 | 5063.577 | Competitive | 0 | 0 | 0 | 0 | 0 | 1 | 1 | Non-Competitive | Non-Competitive | Non-Competitive | Non-Competitive | Non-Competitive | 4 | 4 | 4 | 4 | 4 | 4 | 4 | 4 | 4 | 4 | 4 | 4 | 4 | 4 | 4
SHIWNUE8 GILA_HIWAY_1_1 FROM_TO | SHIWNUE8 | GILA_HIWAY_1_1 | 255 | 1 | 1 | HIWAY_94A | GILA4A | FROM_TO | 73521.13 | -0.70394 | 0.13004 | -0.70394 | 0.16542 | 150.9283 | -102.238 | 0 | 3567.346 | 10000 | Competitive | 0 | 0 | 0 | 0 | 0 | 1 | 1 | Non-Competitive | Non-Competitive | Non-Competitive | Non-Competitive | Non-Competitive | 2 | 2 | 2 | 2 | 2 | 2 | 2 | 2 | 2 | 2 | 2 | 2 | 2 | 2 | 2
SHIWNUE8 GILA_HIWAY_1_1 TO_FROM | SHIWNUE8 | GILA_HIWAY_1_1 | 255 | 1 | 1 | HIWAY_94A | GILA4A | TO_FROM | 73521.13 | -0.13004 | 0.70395 | -0.16542 | 0.70395 | 361.0186 | -51.9035 | 0 | 10000 | 3567.346 | Non-Competi | 0 | 0 | 0 | 0 | 0 | 1 | 1 | Non-Competitive | Non-Competitive | Non-Competitive | Non-Competitive | Non-Competitive | 8 | 8 | 8 | 8 | 8 | 8 | 8 | 8 | 8 | 8 | 8 | 8 | 8 | 8 | 8
SILLFTL8 FRIR_SONR1_1 FROM_TO | SILLFTL8 | FRIR_SONR1_1 | 37 | 1 | 1 | SONR2A | FRIR2A | FROM_TO | 73521.13 | -0.00888 | 0.026934 | -0.72227 | 0.13213 | 136.2738 | -20.4559 | 0 | 2172.894 | 2217.403 | Competitive | 0 | 0 | 0 | 1 | 1 | 1 | 0 | Non-Competitive | Non-Competitive | Non-Competitive | Non-Competitive | Non-Competitive | 0 | 0 | 0 | 0 | 0 | 0 | 0 | 0 | 0 | 0 | 0 | 0 | 0 | 0 | 0
SILLFTL8 FRIR_SONR1_1 TO_FROM | SILLFTL8 | FRIR_SONR1_1 | 37 | 1 | 1 | SONR2A | FRIR2A | TO_FROM | 73521.13 | -0.00952 | 0.008883 | -0.13213 | 0.72227 | 67.423 | 7.9517 | 0 | 1786.461 | 2784.613 | Competitive | 0 | 0 | 0 | 0 | 1 | 1 | 0 | Non-Competitive | Non-Competitive | Non-Competitive | Non-Competitive | Non-Competitive | 0 | 0 | 0 | 0 | 0 | 0 | 0 | 0 | 0 | 0 | 0 | 0 | 0 | 0 | 0
SIRVNO28 1140__C FROM_TO | SIRVNO28 | 1140__C | 215 | 7 | 7 | DFW_DE1T1_8 | DFW_CE1_8 | FROM_TO | 73521.13 | -0.02646 | 0.019283 | -0.36208 | 0.46132 | 470.0234 | 225.4141 | 0 | 3111.182 | 2666.311 | Competitive | 0 | 0 | 0 | 0 | 1 | 0 | 1 | Non-Competitive | Non-Competitive | Non-Competitive | Non-Competitive | Non-Competitive | 15 | 19 | 22 | 15 | 19 | 22 | 15 | 19 | 22 | 15 | 19 | 22 | 15 | 19 | 22
SIRVNO28 1140__C TO_FROM | SIRVNO28 | 1140__C | 215 | 7 | 7 | DFW_DE1T1_8 | DFW_CE1_8 | TO_FROM | 73521.13 | -0.01928 | 0.02646 | -0.46132 | 0.36208 | -76.4813 | -376.054 | 0 | 2294.889 | 3111.182 | Competitive | 0 | 0 | 0 | 0 | 0 | 1 | 0 | Non-Competitive | Non-Competitive | Non-Competitive | Non-Competitive | Non-Competitive | 0 | 0 | 0 | 0 | 0 | 0 | 0 | 0 | 0 | 0 | 0 | 0 | 0 | 0 | 0
SI_DI_38 I_DUPP_I_DUPS1_1 FROM_TO | SI_DI_38 | I_DUPP_I_DUPS1_1 | 206 | 2 | 2 | I_DUPSW4A | I_DUPP14A | FROM_TO | 73521.13 | -0.57392 | 0.002046 | -0.6016 | 0.002046 | 150.488 | 150.4247 | 0 | 704.449 | 10000 | Competitive | 0 | 0 | 0 | 0 | 0 | 1 | 1 | Non-Competitive | Non-Competitive | Non-Competitive | Non-Competitive | Non-Competitive | 3 | 3 | 3 | 3 | 3 | 3 | 3 | 3 | 3 | 3 | 3 | 3 | 3 | 3 | 3
SI_DI_38 I_DUPP_I_DUPS1_1 TO_FROM | SI_DI_38 | I_DUPP_I_DUPS1_1 | 206 | 2 | 2 | I_DUPSW4A | I_DUPP14A | TO_FROM | 73521.13 | -0.00205 | 0.57392 | -0.00205 | 0.6016 | 188.144 | -150.425 | 0 | 10000 | 806.123 | Competitive | 1 | 1 | 1 | 1 | 1 | 1 | 0 | Non-Competitive | Non-Competitive | Non-Competitive | Non-Competitive | Non-Competitive | 0 | 0 | 0 | 0 | 0 | 0 | 0 | 0 | 0 | 0 | 0 | 0 | 0 | 0 | 0
SJMCN_D8 FTW_W_DE_1 FROM_TO | SJMCN_D8 | FTW_W_DE_1 | 350 | 1 | 1 | FTWORTH | W_DENT_8 | FROM_TO | 73521.13 | -0.02469 | 0.092469 | -0.21909 | 0.62548 | -51.8162 | -310.29 | 0 | 5738.1 | 1858.758 | Competitive | 0 | 0 | 1 | 1 | 1 | 1 | 1 | Non-Competitive | Non-Competitive | Competitive | Competitive | Competitive | 7 | 9 | 9 | 7 | 9 | 9 | 0 | 0 | 0 | 0 | 0 | 0 | 0 | 0 | 0
SJMCN_D8 FTW_W_DE_1 TO_FROM | SJMCN_D8 | FTW_W_DE_1 | 350 | 1 | 1 | FTWORTH | W_DENT_8 | TO_FROM | 73521.13 | -0.09247 | 0.024692 | -0.62548 | 0.21909 | 498.924 | 108.1263 | 0 | 918.219 | 9260.355 | Competitive | 0 | 0 | 0 | 0 | 0 | 1 | 1 | Non-Competitive | Non-Competitive | Non-Competitive | Non-Competitive | Non-Competitive | 2 | 2 | 4 | 2 | 2 | 4 | 2 | 2 | 4 | 2 | 2 | 4 | 2 | 2 | 4
SJMCW_D8 FTW_W_DE_1 FROM_TO | SJMCW_D8 | FTW_W_DE_1 | 350 | 1 | 1 | FTWORTH | W_DENT_8 | FROM_TO | 73521.13 | -0.02474 | 0.092417 | -0.21914 | 0.62543 | -55.6008 | -314.061 | 0 | 5740.136 | 1859.775 | Competitive | 0 | 0 | 1 | 1 | 1 | 1 | 1 | Non-Competitive | Non-Competitive | Competitive | Competitive | Competitive | 7 | 9 | 9 | 7 | 9 | 9 | 0 | 0 | 0 | 0 | 0 | 0 | 0 | 0 | 0
SJMCW_D8 FTW_W_DE_1 TO_FROM | SJMCW_D8 | FTW_W_DE_1 | 350 | 1 | 1 | FTWORTH | W_DENT_8 | TO_FROM | 73521.13 | -0.09242 | 0.024744 | -0.62543 | 0.21914 | 502.6971 | 111.8979 | 0 | 918.586 | 9262.644 | Competitive | 0 | 0 | 0 | 0 | 0 | 1 | 1 | Non-Competitive | Non-Competitive | Non-Competitive | Non-Competitive | Non-Competitive | 2 | 2 | 4 | 2 | 2 | 4 | 2 | 2 | 4 | 2 | 2 | 4 | 2 | 2 | 4
SK2SKY8 E1_M1_1 FROM_TO | SK2SKY8 | E1_M1_1 | 214 | 1 | 1 | FIVE_PTS | WSTSIDE | FROM_TO | 73521.13 | -0.05563 | 0.098248 | -0.30376 | 0.44684 | 123.4817 | -3.3419 | 0 | 10000 | 10000 | Competitive | 0 | 0 | 0 | 0 | 0 | 1 | 1 | Non-Competitive | Non-Competitive | Non-Competitive | Non-Competitive | Non-Competitive | 12 | 12 | 12 | 12 | 12 | 12 | 12 | 12 | 12 | 12 | 12 | 12 | 12 | 12 | 12
SK2SKY8 E1_M1_1 TO_FROM | SK2SKY8 | E1_M1_1 | 214 | 1 | 1 | FIVE_PTS | WSTSIDE | TO_FROM | 73521.13 | -0.09825 | 0.055626 | -0.44684 | 0.30376 | 123.9642 | -30.4219 | 0 | 10000 | 10000 | Competitive | 0 | 0 | 0 | 0 | 0 | 1 | 1 | Non-Competitive | Non-Competitive | Non-Competitive | Non-Competitive | Non-Competitive | 3 | 3 | 3 | 3 | 3 | 3 | 3 | 3 | 3 | 3 | 3 | 3 | 3 | 3 | 3
SKENCAG5 74T148_1 FROM_TO | SKENCAG5 | 74T148_1 | 227 | 1 | 1 | L_CICO__8_1Y | L_COMFOR8_1Y | FROM_TO | 73521.13 | -0.03759 | 0.039758 | -0.19698 | 0.24925 | 136.4289 | -216.333 | 0 | 6176.274 | 10000 | Competitive | 0 | 0 | 0 | 0 | 0 | 1 | 1 | Non-Competitive | Non-Competitive | Non-Competitive | Non-Competitive | Non-Competitive | 9 | 9 | 9 | 9 | 9 | 9 | 9 | 9 | 9 | 9 | 9 | 9 | 9 | 9 | 9
SKENCAG5 74T148_1 TO_FROM | SKENCAG5 | 74T148_1 | 227 | 1 | 1 | L_CICO__8_1Y | L_COMFOR8_1Y | TO_FROM | 73521.13 | -0.03976 | 0.10984 | -0.24925 | 0.19698 | 468.9402 | 68.4507 | 0 | 8659.024 | 6491.466 | Competitive | 0 | 0 | 0 | 0 | 0 | 1 | 1 | Non-Competitive | Non-Competitive | Non-Competitive | Non-Competitive | Non-Competitive | 20 | 20 | 47 | 20 | 20 | 47 | 20 | 20 | 47 | 20 | 20 | 47 | 20 | 20 | 47
SKENCOL8 BEEVIL_NORMAN1_1 FROM_TO | SKENCOL8 | BEEVIL_NORMAN1_1 | 38 | 1 | 1 | BEEVILLE2A | NORMANNA2A | FROM_TO | 73521.13 | -0.00944 | 0.015792 | -0.59947 | 0.204 | 77.9136 | -55.5588 | 0 | 1083.345 | 10000 | Competitive | 0 | 0 | 0 | 0 | 0 | 1 | 0 | Non-Competitive | Non-Competitive | Non-Competitive | Non-Competitive | Non-Competitive | 0 | 0 | 0 | 0 | 0 | 0 | 0 | 0 | 0 | 0 | 0 | 0 | 0 | 0 | 0
SKENCOL8 BEEVIL_NORMAN1_1 TO_FROM | SKENCOL8 | BEEVIL_NORMAN1_1 | 38 | 1 | 1 | BEEVILLE2A | NORMANNA2A | TO_FROM | 73521.13 | -0.01579 | 0.009441 | -0.204 | 0.59947 | 101.4365 | -23.362 | 0 | 10000 | 1423.42 | Competitive | 0 | 1 | 1 | 1 | 1 | 1 | 0 | Non-Competitive | Non-Competitive | Non-Competitive | Non-Competitive | Non-Competitive | 0 | 0 | 0 | 0 | 0 | 0 | 0 | 0 | 0 | 0 | 0 | 0 | 0 | 0 | 0
SKENCOL8 CHAS_T_SKIDMO1_1 FROM_TO | SKENCOL8 | CHAS_T_SKIDMO1_1 | 38 | 1 | 1 | SKIDMORE2A | CHAS_TAP2A | FROM_TO | 73521.13 | -0.00518 | 0.022784 | -0.24464 | 0.59541 | 67.8154 | -35.9537 | 0 | 1460.89 | 6211.783 | Competitive | 0 | 0 | 0 | 0 | 0 | 1 | 0 | Non-Competitive | Non-Competitive | Non-Competitive | Non-Competitive | Non-Competitive | 0 | 0 | 0 | 0 | 0 | 0 | 0 | 0 | 0 | 0 | 0 | 0 | 0 | 0 | 0
SKENCOL8 CHAS_T_SKIDMO1_1 TO_FROM | SKENCOL8 | CHAS_T_SKIDMO1_1 | 38 | 1 | 1 | SKIDMORE2A | CHAS_TAP2A | TO_FROM | 73521.13 | -0.02278 | 0.005179 | -0.59541 | 0.24465 | 60.8125 | -24.0296 | 0 | 6103.889 | 1992.893 | Competitive | 0 | 0 | 1 | 1 | 1 | 1 | 1 | Non-Competitive | Non-Competitive | Competitive | Competitive | Competitive | 6 | 6 | 6 | 6 | 6 | 6 | 0 | 0 | 0 | 0 | 0 | 0 | 0 | 0 | 0
SKEYWLV8 6215__A FROM_TO | SKEYWLV8 | 6215__A | 143 | 3 | 3 | BLUFCKTA_8 | CHINAGRV_8 | FROM_TO | 73521.13 | -0.01422 | 0.69103 | -0.05315 | 0.69103 | 179.2566 | -96.1236 | 0 | 5726.758 | 7993.216 | Non-Competi | 0 | 0 | 0 | 0 | 0 | 1 | 0 | Non-Competitive | Non-Competitive | Non-Competitive | Non-Competitive | Non-Competitive | 0 | 0 | 0 | 0 | 0 | 0 | 0 | 0 | 0 | 0 | 0 | 0 | 0 | 0 | 0
SKEYWLV8 6215__A TO_FROM | SKEYWLV8 | 6215__A | 143 | 3 | 3 | BLUFCKTA_8 | CHINAGRV_8 | TO_FROM | 73521.13 | -0.00022 | 0.016961 | -0.69104 | 0.053151 | 117.4493 | 85.6466 | 0 | 2996.567 | 10000 | Competitive | 0 | 0 | 0 | 0 | 0 | 1 | 0 | Non-Competitive | Non-Competitive | Non-Competitive | Non-Competitive | Non-Competitive | 2 | 2 | 2 | 2 | 2 | 2 | 2 | 2 | 2 | 2 | 2 | 2 | 2 | 2 | 2
SKEYWLV8 6610__C FROM_TO | SKEYWLV8 | 6610__C | 40 | 3 | 3 | BIGCRMWD_T9 | KNOTT_9 | FROM_TO | 73521.13 | -0.01297 | 0.11334 | -0.50735 | 0.19007 | 26.7173 | 5.8375 | 0 | 5143.723 | 10000 | Competitive | 0 | 0 | 0 | 0 | 0 | 1 | 0 | Non-Competitive | Non-Competitive | Non-Competitive | Non-Competitive | Non-Competitive | 0 | 0 | 0 | 0 | 0 | 0 | 0 | 0 | 0 | 0 | 0 | 0 | 0 | 0 | 0
SKEYWLV8 6610__C TO_FROM | SKEYWLV8 | 6610__C | 40 | 3 | 3 | BIGCRMWD_T9 | KNOTT_9 | TO_FROM | 73521.13 | -0.11334 | 0.023063 | -0.19007 | 0.50735 | 10.3531 | -15.8494 | 0 | 4155.161 | 10000 | Competitive | 0 | 0 | 0 | 0 | 0 | 1 | 1 | Non-Competitive | Non-Competitive | Non-Competitive | Non-Competitive | Non-Competitive | bar: 22 to 30
SKEYWLV8 6611__A FROM_TO | SKEYWLV8 | 6611__A | 195 | 3 | 3 | ACKRLYVE_9 | ACKERLY_9 | FROM_TO | 73521.13 | -0.0363 | 0.057207 | -0.72226 | 0.22976 | 80.2649 | 17.3114 | 0 | 3175.338 | 6376.274 | Competitive | 0 | 0 | 0 | 0 | 0 | 1 | 1 | Non-Competitive | Non-Competitive | Non-Competitive | Non-Competitive | Non-Competitive | 5 | 5 | 5 | 5 | 5 | 5 | 5 | 5 | 5 | 5 | 5 | 5 | 5 | 5 | 5
SKEYWLV8 6611__A TO_FROM | SKEYWLV8 | 6611__A | 195 | 3 | 3 | ACKRLYVE_9 | ACKERLY_9 | TO_FROM | 73521.13 | -0.05721 | 0.062753 | -0.22976 | 0.72226 | 25.7781 | -53.2516 | 0 | 4154.819 | 10000 | Competitive | 0 | 0 | 0 | 0 | 0 | 1 | 1 | Non-Competitive | Non-Competitive | Non-Competitive | Non-Competitive | Non-Competitive | bar: 22 to 30
SKEYWLV8 6611__B FROM_TO | SKEYWLV8 | 6611__B | 195 | 3 | 3 | ACKERLY_9 | ACKRLNTC_9 | FROM_TO | 73521.13 | -0.03631 | 0.057191 | -0.6126 | 0.27773 | 79.0989 | 16.1454 | 0 | 3175.434 | 6373.055 | Competitive | 0 | 0 | 0 | 0 | 0 | 1 | 1 | Non-Competitive | Non-Competitive | Non-Competitive | Non-Competitive | Non-Competitive | 5 | 5 | 5 | 5 | 5 | 5 | 5 | 5 | 5 | 5 | 5 | 5 | 5 | 5 | 5
SKEYWLV8 6611__B TO_FROM | SKEYWLV8 | 6611__B | 195 | 3 | 3 | ACKERLY_9 | ACKRLNTC_9 | TO_FROM | 73521.13 | -0.05719 | 0.062769 | -0.27773 | 0.6126 | 26.9459 | -52.0856 | 0 | 4154.838 | 10000 | Competitive | 0 | 0 | 0 | 0 | 0 | 1 | 1 | Non-Competitive | Non-Competitive | Non-Competitive | Non-Competitive | Non-Competitive | bar: 22 to 30
SKEYWLV8 6611__C FROM_TO | SKEYWLV8 | 6611__C | 195 | 3 | 3 | ACKRLNTC_9 | SPARNBRG_9 | FROM_TO | 73521.13 | -0.03631 | 0.057191 | -0.57319 | 0.3874 | 79.0989 | 16.1454 | 0 | 3175.434 | 6373.055 | Competitive | 0 | 0 | 0 | 0 | 0 | 1 | 1 | Non-Competitive | Non-Competitive | Non-Competitive | Non-Competitive | Non-Competitive | 5 | 5 | 5 | 5 | 5 | 5 | 5 | 5 | 5 | 5 | 5 | 5 | 5 | 5 | 5
SKEYWLV8 6611__C TO_FROM | SKEYWLV8 | 6611__C | 195 | 3 | 3 | ACKRLNTC_9 | SPARNBRG_9 | TO_FROM | 73521.13 | -0.05719 | 0.062769 | -0.3874 | 0.57319 | 26.9459 | -52.0856 | 0 | 4154.838 | 10000 | Competitive | 0 | 0 | 0 | 0 | 0 | 1 | 1 | Non-Competitive | Non-Competitive | Non-Competitive | Non-Competitive | Non-Competitive | bar: 22 to 30
SKEYWLV8 6611__D FROM_TO | SKEYWLV8 | 6611__D | 195 | 3 | 3 | LAMESA_9 | SPARNBRG_9 | FROM_TO | 73521.13 | -0.05719 | 0.062771 | -0.42681 | 0.40182 | 27.0661 | -51.9656 | 0 | 4154.84 | 10000 | Competitive | 0 | 0 | 0 | 0 | 0 | 1 | 1 | Non-Competitive | Non-Competitive | Non-Competitive | Non-Competitive | Non-Competitive | bar: 22 to 30
SKEYWLV8 6611__D TO_FROM | SKEYWLV8 | 6611__D | 195 | 3 | 3 | LAMESA_9 | SPARNBRG_9 | TO_FROM | 73521.13 | -0.03631 | 0.057189 | -0.40182 | 0.42681 | 78.9789 | 16.0254 | 0 | 3175.444 | 6372.724 | Competitive | 0 | 0 | 0 | 0 | 0 | 1 | 1 | Non-Competitive | Non-Competitive | Non-Competitive | Non-Competitive | Non-Competitive | 5 | 5 | 5 | 5 | 5 | 5 | 5 | 5 | 5 | 5 | 5 | 5 | 5 | 5 | 5
SKLELOY8 LOYOLA_69_1 FROM_TO | SKLELOY8 | LOYOLA_69_1 | 40 | 1 | 1 | LOYOLASW9 | LOYOLASW8 | FROM_TO | 73521.13 | -0.01835 | 0.004668 | -0.26896 | 0.58743 | 31.1287 | 7.7007 | 0 | 2413.887 | 4695.142 | Competitive | 0 | 0 | 0 | 0 | 0 | 1 | 0 | Non-Competitive | Non-Competitive | Non-Competitive | Non-Competitive | Non-Competitive | 0 | 0 | 0 | 0 | 0 | 0 | 0 | 0 | 0 | 0 | 0 | 0 | 0 | 0 | 0
SKLELOY8 LOYOLA_69_1 TO_FROM | SKLELOY8 | LOYOLA_69_1 | 40 | 1 | 1 | LOYOLASW9 | LOYOLASW8 | TO_FROM | 73521.13 | -0.00467 | 0.018347 | -0.58743 | 0.26896 | 21.2295 | -26.5453 | 0 | 2314.976 | 2759.274 | Competitive | 0 | 0 | 0 | 0 | 1 | 1 | 0 | Non-Competitive | Non-Competitive | Non-Competitive | Non-Competitive | Non-Competitive | 0 | 0 | 0 | 0 | 0 | 0 | 0 | 0 | 0 | 0 | 0 | 0 | 0 | 0 | 0
SKLNBW15 35095__A FROM_TO | SKLNBW15 | 35095__A | 1621 | 1 | 1 | BROWN_5 | KILL_SS__5 | FROM_TO | 73521.13 | -0.05497 | 0.18961 | -0.13778 | 0.25219 | 2163.629 | -879.125 | 0 | 889.103 | 934.446 | Competitive | 1 | 1 | 1 | 1 | 1 | 1 | 1 | Competitive | Competitive | Competitive | Competitive | Competitive | 0 | 0 | 0 | 0 | 0 | 0 | 0 | 0 | 0 | 0 | 0 | 0 | 0 | 0 | 0
SKLNBW15 35095__A TO_FROM | SKLNBW15 | 35095__A | 1621 | 1 | 1 | BROWN_5 | KILL_SS__5 | TO_FROM | 73521.13 | -0.16885 | 0.054967 | -0.25219 | 0.13778 | 1650.279 | 392.3543 | 0 | 851.545 | 2042.803 | Competitive | 0 | 0 | 0 | 1 | 1 | 1 | 1 | Non-Competitive | Non-Competitive | Non-Competitive | Competitive | Competitive | 58 | 71 | 121 | 58 | 71 | 121 | 58 | 71 | 121 | 0 | 0 | 0 | 0 | 0 | 0
SKMCKW25 KMCHI_KWASS1_1 FROM_TO | SKMCKW25 | KMCHI_KWASS1_1 | 1174 | 1 | 1 | KMCHI_1_5 | KMCHI_2_5 | FROM_TO | 73521.13 | 0 | 1 | 0 | 1 | 1352.4 | 0 | 0 | 10000 | 0 | Non-Competi | 1 | 1 | 1 | 1 | 1 | 1 | 0 | Non-Competitive | Non-Competitive | Non-Competitive | Non-Competitive | Non-Competitive | 0 | 0 | 0 | 0 | 0 | 0 | 0 | 0 | 0 | 0 | 0 | 0 | 0 | 0 | 0
SKMCKW25 KMCHI_KWASS1_1 TO_FROM | SKMCKW25 | KMCHI_KWASS1_1 | 1174 | 1 | 1 | KMCHI_1_5 | KMCHI_2_5 | TO_FROM | 73521.13 | -1 | 0 | -1 | 0 | 0 | 0 | 0 | 0 | 10000 | Competitive | 0 | 0 | 0 | 0 | 0 | 1 | 1 | Non-Competitive | Non-Competitive | Non-Competitive | Non-Competitive | Non-Competitive | 6 | 6 | 6 | 6 | 6 | 6 | 6 | 6 | 6 | 6 | 6 | 6 | 6 | 6 | 6
SKMCKWA5 KMCHI_KWASS2_1 FROM_TO | SKMCKWA5 | KMCHI_KWASS2_1 | 1174 | 1 | 1 | KMCHI_1_5 | KMCHI_2_5 | FROM_TO | 73521.13 | 0 | 1 | 0 | 1 | 1352.4 | 0 | 0 | 10000 | 0 | Non-Competi | 1 | 1 | 1 | 1 | 1 | 1 | 0 | Non-Competitive | Non-Competitive | Non-Competitive | Non-Competitive | Non-Competitive | 0 | 0 | 0 | 0 | 0 | 0 | 0 | 0 | 0 | 0 | 0 | 0 | 0 | 0 | 0
SKMCKWA5 KMCHI_KWASS2_1 TO_FROM | SKMCKWA5 | KMCHI_KWASS2_1 | 1174 | 1 | 1 | KMCHI_1_5 | KMCHI_2_5 | TO_FROM | 73521.13 | -1 | 0 | -1 | 0 | 0 | 0 | 0 | 0 | 10000 | Competitive | 0 | 0 | 0 | 0 | 0 | 1 | 1 | Non-Competitive | Non-Competitive | Non-Competitive | Non-Competitive | Non-Competitive | 6 | 6 | 6 | 6 | 6 | 6 | 6 | 6 | 6 | 6 | 6 | 6 | 6 | 6 | 6
SKOCKOC8 KOCH_UP_69A1 FROM_TO | SKOCKOC8 | KOCH_UP_69A1 | 91.3 | 1 | 1 | KOCH_UP2A | KOCH_UP4A | FROM_TO | 73521.13 | -0.0504 | 0.004124 | -0.15026 | 0.29313 | -21.9461 | -67.1746 | 0 | 10000 | 4554.177 | Competitive | 0 | 0 | 0 | 0 | 0 | 1 | 1 | Non-Competitive | Non-Competitive | Non-Competitive | Non-Competitive | Non-Competitive | 6 | 6 | 6 | 6 | 6 | 6 | 6 | 6 | 6 | 6 | 6 | 6 | 6 | 6 | 6
SKOCKOC8 KOCH_UP_69A1 TO_FROM | SKOCKOC8 | KOCH_UP_69A1 | 91.3 | 1 | 1 | KOCH_UP2A | KOCH_UP4A | TO_FROM | 73521.13 | -0.00412 | 0.050395 | -0.29313 | 0.15026 | 96.491 | 21.8512 | 0 | 4554.177 | 10000 | Competitive | 0 | 0 | 0 | 0 | 0 | 1 | 0 | Non-Competitive | Non-Competitive | Non-Competitive | Non-Competitive | Non-Competitive | 0 | 0 | 0 | 0 | 0 | 0 | 0 | 0 | 0 | 0 | 0 | 0 | 0 | 0 | 0
SKOCLON8 AIR_LI_HIWAY_1_1 FROM_TO | SKOCLON8 | AIR_LI_HIWAY_1_1 | 219 | 1 | 1 | HIWAY_92A | AIR_LIQC2A | FROM_TO | 73521.13 | -0.00447 | 0.030849 | -0.58713 | 0.17831 | 134.2617 | 59.254 | 0 | 3394.049 | 10000 | Competitive | 0 | 0 | 0 | 0 | 0 | 1 | 0 | Non-Competitive | Non-Competitive | Non-Competitive | Non-Competitive | Non-Competitive | 0 | 0 | 0 | 0 | 0 | 0 | 0 | 0 | 0 | 0 | 0 | 0 | 0 | 0 | 0
SKOCLON8 AIR_LI_HIWAY_1_1 TO_FROM | SKOCLON8 | AIR_LI_HIWAY_1_1 | 219 | 1 | 1 | HIWAY_92A | AIR_LIQC2A | TO_FROM | 73521.13 | -0.03085 | 0.00447 | -0.17831 | 0.58713 | -59.8475 | -110.164 | 0 | 10000 | 3394.049 | Competitive | 0 | 0 | 0 | 0 | 0 | 1 | 1 | Non-Competitive | Non-Competitive | Non-Competitive | Non-Competitive | Non-Competitive | 10 | 10 | 10 | 10 | 10 | 10 | 10 | 10 | 10 | 10 | 10 | 10 | 10 | 10 | 10
SKOCNU28 CITGOW_WEIL_T1_1 FROM_TO | SKOCNU28 | CITGOW_WEIL_T1_1 | 209 | 0 | 0 | CITGO_W4A | WEIL_TRC4A | FROM_TO | 73521.13 | -0.12316 | 0.003472 | -0.2123 | 0.68937 | 97.013 | -89.2256 | 0 | 909.477 | 3345.755 | Competitive | 0 | 0 | 0 | 0 | 0 | 1 | 1 | Non-Competitive | Non-Competitive | Non-Competitive | Non-Competitive | Non-Competitive | 10 | 10 | 10 | 10 | 10 | 10 | 10 | 10 | 10 | 10 | 10 | 10 | 10 | 10 | 10
SKOCNU28 CITGOW_WEIL_T1_1 TO_FROM | SKOCNU28 | CITGOW_WEIL_T1_1 | 209 | 0 | 0 | CITGO_W4A | WEIL_TRC4A | TO_FROM | 73521.13 | -0.00222 | 0.12316 | -0.68937 | 0.2123 | 196.3337 | -61.0645 | 0 | 3345.755 | 850.925 | Competitive | 1 | 1 | 1 | 1 | 1 | 1 | 0 | Non-Competitive | Non-Competitive | Non-Competitive | Non-Competitive | Non-Competitive | 0 | 0 | 0 | 0 | 0 | 0 | 0 | 0 | 0 | 0 | 0 | 0 | 0 | 0 | 0
SKRWCR25 1065__L FROM_TO | SKRWCR25 | 1065__L | 249 | 0 | 0 | EULESS_8 | GV_360_2_8 | FROM_TO | 73521.13 | -0.01638 | 0.011917 | -0.75549 | 0.13395 | 284.5991 | 117.6849 | 0 | 1840.61 | 1879.22 | Competitive | 0 | 0 | 1 | 1 | 1 | 1 | 0 | Non-Competitive | Non-Competitive | Non-Competitive | Non-Competitive | Non-Competitive | 0 | 0 | 0 | 0 | 0 | 0 | 0 | 0 | 0 | 0 | 0 | 0 | 0 | 0 | 0
SKRWCR25 1065__L TO_FROM | SKRWCR25 | 1065__L | 249 | 0 | 0 | EULESS_8 | GV_360_2_8 | TO_FROM | 73521.13 | -0.01192 | 0.01638 | -0.13395 | 0.75549 | -10.3632 | -186.432 | 0 | 1534.244 | 1844.667 | Competitive | 0 | 0 | 1 | 1 | 1 | 1 | 0 | Non-Competitive | Non-Competitive | Non-Competitive | Non-Competitive | Non-Competitive | 0 | 0 | 0 | 0 | 0 | 0 | 0 | 0 | 0 | 0 | 0 | 0 | 0 | 0 | 0
SKYLSAN8 258T380_1 FROM_TO | SKYLSAN8 | 258T380_1 | 287 | 1 | 1 | L_BUDA__8_1Y | L_TURNER8_1Y | FROM_TO | 73521.13 | -0.01532 | 0.095705 | -0.14763 | 0.77219 | -103.291 | -325.51 | 0 | 10000 | 979.32 | Competitive | 1 | 1 | 1 | 1 | 1 | 1 | 0 | Non-Competitive | Non-Competitive | Non-Competitive | Non-Competitive | Non-Competitive | 0 | 0 | 0 | 0 | 0 | 0 | 0 | 0 | 0 | 0 | 0 | 0 | 0 | 0 | 0
SKYLSAN8 258T380_1 TO_FROM | SKYLSAN8 | 258T380_1 | 287 | 1 | 1 | L_BUDA__8_1Y | L_TURNER8_1Y | TO_FROM | 73521.13 | -0.0957 | 0.015316 | -0.77219 | 0.14763 | 398.8494 | 254.6887 | 0 | 906.072 | 10000 | Competitive | 0 | 0 | 0 | 0 | 0 | 1 | 1 | Non-Competitive | Non-Competitive | Non-Competitive | Non-Competitive | Non-Competitive | 12 | 12 | 12 | 12 | 12 | 12 | 12 | 12 | 12 | 12 | 12 | 12 | 12 | 12 | 12
SLAGMAR8 269T362_1 FROM_TO | SLAGMAR8 | 269T362_1 | 191 | 1 | 1 | L_WHITES8_1Y | L_BUTTER8_1Y | FROM_TO | 73521.13 | -0.04416 | 0.18127 | -0.12601 | 0.80832 | 40.6954 | -248.173 | 0 | 10000 | 5815.418 | Competitive | 0 | 0 | 0 | 0 | 0 | 1 | 1 | Non-Competitive | Non-Competitive | Non-Competitive | Non-Competitive | Non-Competitive | 19 | 19 | 19 | 19 | 19 | 19 | 19 | 19 | 19 | 19 | 19 | 19 | 19 | 19 | 19
SLAGMAR8 269T362_1 TO_FROM | SLAGMAR8 | 269T362_1 | 191 | 1 | 1 | L_WHITES8_1Y | L_BUTTER8_1Y | TO_FROM | 73521.13 | -0.18127 | 0.04416 | -0.80832 | 0.12601 | 329.8393 | 99.3683 | 0 | 5725.336 | 10000 | Competitive | 0 | 0 | 0 | 0 | 0 | 1 | 1 | Non-Competitive | Non-Competitive | Non-Competitive | Non-Competitive | Non-Competitive | 7 | 7 | 7 | 7 | 7 | 7 | 7 | 7 | 7 | 7 | 7 | 7 | 7 | 7 | 7
SLANLAN8 BLESSI_LAN_CT1_1 FROM_TO | SLANLAN8 | BLESSI_LAN_CT1_1 | 161 | 2 | 2 | BLESSING4A | LAN_CTY4A | FROM_TO | 73521.13 | -0.22753 | 0.06115 | -0.27757 | 0.12309 | 430.8124 | -194.803 | 0 | 1972.849 | 6260.89 | Competitive | 0 | 0 | 0 | 0 | 0 | 1 | 1 | Non-Competitive | Non-Competitive | Non-Competitive | Non-Competitive | Non-Competitive | 7 | 11 | 17 | 7 | 11 | 17 | 7 | 11 | 17 | 7 | 11 | 17 | 7 | 11 | 17
SLANLAN8 BLESSI_LAN_CT1_1 TO_FROM | SLANLAN8 | BLESSI_LAN_CT1_1 | 161 | 2 | 2 | BLESSING4A | LAN_CTY4A | TO_FROM | 73521.13 | -0.06115 | 0.22753 | -0.12309 | 0.27757 | 331.6932 | -251.735 | 0 | 6260.89 | 2269.915 | Competitive | 0 | 0 | 0 | 1 | 1 | 1 | 1 | Non-Competitive | Non-Competitive | Non-Competitive | Competitive | Competitive | 21 | 34 | 54 | 21 | 34 | 54 | 21 | 34 | 54 | 0 | 0 | 0 | 0 | 0 | 0
SLAQLOB8 BRUNIT_LAQUIN1_1 FROM_TO | SLAQLOB8 | BRUNIT_LAQUIN1_1 | 239 | 1 | 1 | BRUNITAP4A | LAQUNTA4A | FROM_TO | 73521.13 | 0 | 0 | -1 | 0 | 0 | 0 | 0 | 0 | 0 | Competitive | 1 | 1 | 1 | 1 | 1 | 1 | 0 | Non-Competitive | Non-Competitive | Non-Competitive | Non-Competitive | Non-Competitive | 0 | 0 | 0 | 0 | 0 | 0 | 0 | 0 | 0 | 0 | 0 | 0 | 0 | 0 | 0
SLAQLOB8 BRUNIT_LAQUIN1_1 TO_FROM | SLAQLOB8 | BRUNIT_LAQUIN1_1 | 239 | 1 | 1 | BRUNITAP4A | LAQUNTA4A | TO_FROM | 73521.13 | 0 | 1 | 0 | 1 | 147 | 0 | 0 | 10000 | 0 | Competitive | 1 | 1 | 1 | 1 | 1 | 1 | 0 | Non-Competitive | Non-Competitive | Non-Competitive | Non-Competitive | Non-Competitive | 0 | 0 | 0 | 0 | 0 | 0 | 0 | 0 | 0 | 0 | 0 | 0 | 0 | 0 | 0
SLAQLOB8 FALFUR_69A1 FROM_TO | SLAQLOB8 | FALFUR_69A1 | 41 | 1 | 1 | FALFUR2A | FALFUR4A | FROM_TO | 73521.13 | -0.00925 | 0.015442 | -0.10923 | 0.71003 | -0.16655 | -10.3204 | 0 | 10000 | 6264.889 | Competitive | 0 | 0 | 0 | 0 | 0 | 1 | 0 | Non-Competitive | Non-Competitive | Non-Competitive | Non-Competitive | Non-Competitive | 0 | 0 | 0 | 0 | 0 | 0 | 0 | 0 | 0 | 0 | 0 | 0 | 0 | 0 | 0
SLAQLOB8 FALFUR_69A1 TO_FROM | SLAQLOB8 | FALFUR_69A1 | 41 | 1 | 1 | FALFUR2A | FALFUR4A | TO_FROM | 73521.13 | -0.01544 | 0.10072 | -0.71003 | 0.10923 | 41.512 | 1.1032 | 0 | 10000 | 10000 | Competitive | 0 | 0 | 0 | 0 | 0 | 1 | 0 | Non-Competitive | Non-Competitive | Non-Competitive | Non-Competitive | Non-Competitive | 0 | 0 | 0 | 0 | 0 | 0 | 0 | 0 | 0 | 0 | 0 | 0 | 0 | 0 | 0
SLAQLOB8 FALFUR_PREMON1_1 FROM_TO | SLAQLOB8 | FALFUR_PREMON1_1 | 38 | 1 | 1 | FALFUR2A | PREMONT2A | FROM_TO | 73521.13 | -0.01552 | 0.10064 | -0.52118 | 0.28989 | 35.4032 | -4.9531 | 0 | 10000 | 10000 | Competitive | 0 | 0 | 0 | 0 | 0 | 1 | 0 | Non-Competitive | Non-Competitive | Non-Competitive | Non-Competitive | Non-Competitive | 0 | 0 | 0 | 0 | 0 | 0 | 0 | 0 | 0 | 0 | 0 | 0 | 0 | 0 | 0
SLAQLOB8 FALFUR_PREMON1_1 TO_FROM | SLAQLOB8 | FALFUR_PREMON1_1 | 38 | 1 | 1 | FALFUR2A | PREMONT2A | TO_FROM | 73521.13 | -0.00917 | 0.015525 | -0.28989 | 0.52118 | 5.9861 | -4.5269 | 0 | 10000 | 6273.645 | Competitive | 0 | 0 | 0 | 0 | 0 | 1 | 0 | Non-Competitive | Non-Competitive | Non-Competitive | Non-Competitive | Non-Competitive | 0 | 0 | 0 | 0 | 0 | 0 | 0 | 0 | 0 | 0 | 0 | 0 | 0 | 0 | 0
SLAQLOB8 FREER_SAN_DI1_1 FROM_TO | SLAQLOB8 | FREER_SAN_DI1_1 | 38 | 1 | 1 | FREER2A | SAN_DIEG2A | FROM_TO | 73521.13 | -0.01716 | 0.025761 | -0.18207 | 0.58609 | 52.356 | -11.0821 | 0 | 3334.961 | 2318.945 | Competitive | 0 | 0 | 0 | 1 | 1 | 1 | 0 | Non-Competitive | Non-Competitive | Non-Competitive | Non-Competitive | Non-Competitive | 0 | 0 | 0 | 0 | 0 | 0 | 0 | 0 | 0 | 0 | 0 | 0 | 0 | 0 | 0
SLAQLOB8 FREER_SAN_DI1_1 TO_FROM | SLAQLOB8 | FREER_SAN_DI1_1 | 38 | 1 | 1 | FREER2A | SAN_DIEG2A | TO_FROM | 73521.13 | -0.02576 | 0.017159 | -0.58609 | 0.18207 | 44.4841 | -36.666 | 0 | 1522.705 | 5000 | Competitive | 0 | 0 | 0 | 0 | 0 | 1 | 1 | Non-Competitive | Non-Competitive | Non-Competitive | Non-Competitive | Non-Competitive | 2 | 2 | 2 | 2 | 2 | 2 | 2 | 2 | 2 | 2 | 2 | 2 | 2 | 2 | 2
SLAULA_8 LA_PAL_L_FRES1_1 FROM_TO | SLAULA_8 | LA_PAL_L_FRES1_1 | 226 | 1 | 1 | LAPALM 4 | L.FRES 4 | FROM_TO | 73521.13 | -0.33002 | 0.006277 | -0.71688 | 0.02429 | 184.5019 | 177.0429 | 0 | 701.156 | 10000 | Competitive | 0 | 0 | 0 | 0 | 0 | 1 | 1 | Non-Competitive | Non-Competitive | Non-Competitive | Non-Competitive | Non-Competitive | 3 | 3 | 3 | 3 | 3 | 3 | 3 | 3 | 3 | 3 | 3 | 3 | 3 | 3 | 3
SLAULA_8 LA_PAL_L_FRES1_1 TO_FROM | SLAULA_8 | LA_PAL_L_FRES1_1 | 226 | 1 | 1 | LAPALM 4 | L.FRES 4 | TO_FROM | 73521.13 | -0.00576 | 0.33002 | -0.02429 | 0.71688 | -139.172 | -183.014 | 0 | 10000 | 797.596 | Competitive | 1 | 1 | 1 | 1 | 1 | 1 | 0 | Non-Competitive | Non-Competitive | Non-Competitive | Non-Competitive | Non-Competitive | 0 | 0 | 0 | 0 | 0 | 0 | 0 | 0 | 0 | 0 | 0 | 0 | 0 | 0 | 0
SLAULA_8 LA_PAL_VCAVAZ1_1 FROM_TO | SLAULA_8 | LA_PAL_VCAVAZ1_1 | 211 | 1 | 1 | LAPALM 4 | CAVAZOS4A | FROM_TO | 73521.13 | -0.4496 | 0.005998 | -0.69 | 0.021779 | 198.3659 | 191.8203 | 0 | 700.21 | 10000 | Competitive | 0 | 0 | 0 | 0 | 0 | 1 | 1 | Non-Competitive | Non-Competitive | Non-Competitive | Non-Competitive | Non-Competitive | 3 | 3 | 3 | 3 | 3 | 3 | 3 | 3 | 3 | 3 | 3 | 3 | 3 | 3 | 3
SLAULA_8 LA_PAL_VCAVAZ1_1 TO_FROM | SLAULA_8 | LA_PAL_VCAVAZ1_1 | 211 | 1 | 1 | LAPALM 4 | CAVAZOS4A | TO_FROM | 73521.13 | -0.00555 | 0.4496 | -0.02178 | 0.69 | -140.277 | -197.05 | 0 | 10000 | 794.943 | Competitive | 1 | 1 | 1 | 1 | 1 | 1 | 0 | Non-Competitive | Non-Competitive | Non-Competitive | Non-Competitive | Non-Competitive | 0 | 0 | 0 | 0 | 0 | 0 | 0 | 0 | 0 | 0 | 0 | 0 | 0 | 0 | 0
SLA_RIO5 RAYMND_RAYMON1_1 FROM_TO | SLA_RIO5 | RAYMND_RAYMON1_1 | 38 | 4 | 4 | RAYMND22A | RAYMOND12A | FROM_TO | 73521.13 | -0.02082 | 0.011968 | -0.60464 | 0.26365 | 52.707 | 37.0631 | 0 | 10000 | 3579.965 | Competitive | 0 | 0 | 0 | 0 | 0 | 1 | 1 | Non-Competitive | Non-Competitive | Non-Competitive | Non-Competitive | Non-Competitive | 3 | 3 | 3 | 3 | 3 | 3 | 3 | 3 | 3 | 3 | 3 | 3 | 3 | 3 | 3
SLA_RIO5 RAYMND_RAYMON1_1 TO_FROM | SLA_RIO5 | RAYMND_RAYMON1_1 | 38 | 4 | 4 | RAYMND22A | RAYMOND12A | TO_FROM | 73521.13 | -0.01197 | 0.020821 | -0.26365 | 0.60464 | -23.6317 | -51.6402 | 0 | 3114.848 | 10000 | Competitive | 0 | 0 | 0 | 0 | 0 | 1 | 0 | Non-Competitive | Non-Competitive | Non-Competitive | Non-Competitive | Non-Competitive | 0 | 0 | 0 | 0 | 0 | 0 | 0 | 0 | 0 | 0 | 0 | 0 | 0 | 0 | 0
SLA_RIO8 HARLNS_OLEAND1_1 FROM_TO | SLA_RIO8 | HARLNS_OLEAND1_1 | 211 | 1 | 1 | HARLINSW4A | 80022 | FROM_TO | 73521.13 | -0.15957 | 0.038962 | -0.36729 | 0.46452 | 103.8909 | 20.4995 | 0 | 5931.525 | 10000 | Competitive | 0 | 0 | 0 | 0 | 0 | 1 | 1 | Non-Competitive | Non-Competitive | Non-Competitive | Non-Competitive | Non-Competitive | 3 | 3 | 3 | 3 | 3 | 3 | 3 | 3 | 3 | 3 | 3 | 3 | 3 | 3 | 3
SLA_RIO8 HARLNS_OLEAND1_1 TO_FROM | SLA_RIO8 | HARLNS_OLEAND1_1 | 211 | 1 | 1 | HARLINSW4A | 80022 | TO_FROM | 73521.13 | -0.03896 | 0.15957 | -0.46452 | 0.36729 | 12.1418 | -46.3908 | 0 | 10000 | 6606.383 | Competitive | 0 | 0 | 0 | 0 | 0 | 1 | 1 | Non-Competitive | Non-Competitive | Non-Competitive | Non-Competitive | Non-Competitive | 9 | 9 | 9 | 9 | 9 | 9 | 9 | 9 | 9 | 9 | 9 | 9 | 9 | 9 | 9
SLCDYN8 357T544_1 FROM_TO | SLCDYN8 | 357T544_1 | 38 | 1 | 1 | L_COLUMB9_1Y | L_STAFHI9_1Y | FROM_TO | 73521.13 | -0.0309 | 0.015917 | -0.6033 | 0.29896 | 139.7333 | -32.2858 | 0 | 7041.502 | 3004.896 | Competitive | 0 | 0 | 0 | 0 | 0 | 1 | 1 | Non-Competitive | Non-Competitive | Non-Competitive | Non-Competitive | Non-Competitive | bar: 22 to 30
SLCDYN8 357T544_1 TO_FROM | SLCDYN8 | 357T544_1 | 38 | 1 | 1 | L_COLUMB9_1Y | L_STAFHI9_1Y | TO_FROM | 73521.13 | -0.01592 | 0.030901 | -0.29896 | 0.6033 | 67.2968 | -62.6075 | 0 | 2936.852 | 7095.782 | Competitive | 0 | 0 | 0 | 0 | 0 | 1 | 0 | Non-Competitive | Non-Competitive | Non-Competitive | Non-Competitive | Non-Competitive | 0 | 0 | 0 | 0 | 0 | 0 | 0 | 0 | 0 | 0 | 0 | 0 | 0 | 0 | 0
SLCDYN8 PT_SE_65_A FROM_TO | SLCDYN8 | PT_SE_65_A | 263 | 1 | 1 | SEALY___8020 | PETERS__138B | FROM_TO | 73521.13 | -0.02633 | 0.38091 | -0.16831 | 0.73078 | 256.3915 | -234.711 | 0 | 9334.932 | 3234.962 | Non-Competi | 0 | 0 | 0 | 0 | 0 | 1 | 1 | Non-Competitive | Non-Competitive | Non-Competitive | Non-Competitive | Non-Competitive | 4 | 4 | 4 | 4 | 4 | 4 | 4 | 4 | 4 | 4 | 4 | 4 | 4 | 4 | 4
SLCDYN8 PT_SE_65_A TO_FROM | SLCDYN8 | PT_SE_65_A | 263 | 1 | 1 | SEALY___8020 | PETERS__138B | TO_FROM | 73521.13 | -0.38091 | 0.026329 | -0.73078 | 0.16831 | 446.6695 | -29.1663 | 0 | 3000.298 | 9334.932 | Non-Competi | 0 | 0 | 0 | 0 | 0 | 1 | 1 | Non-Competitive | Non-Competitive | Non-Competitive | Non-Competitive | Non-Competitive | 6 | 6 | 12 | 6 | 6 | 12 | 6 | 6 | 12 | 6 | 6 | 12 | 6 | 6 | 12
SLCDYN8 SE_WA_65_A FROM_TO | SLCDYN8 | SE_WA_65_A | 277 | 1 | 1 | SEALY___8020 | WALLIS__138A | FROM_TO | 73521.13 | -0.38155 | 0.025683 | -0.49173 | 0.26858 | 398.8073 | -76.7063 | 0 | 3338.459 | 9313.352 | Competitive | 0 | 0 | 0 | 0 | 0 | 1 | 1 | Non-Competitive | Non-Competitive | Non-Competitive | Non-Competitive | Non-Competitive | 6 | 6 | 12 | 6 | 6 | 12 | 6 | 6 | 12 | 6 | 6 | 12 | 6 | 6 | 12
SLCDYN8 SE_WA_65_A TO_FROM | SLCDYN8 | SE_WA_65_A | 277 | 1 | 1 | SEALY___8020 | WALLIS__138A | TO_FROM | 73521.13 | -0.02568 | 0.38155 | -0.26858 | 0.49173 | 304.2428 | -187.171 | 0 | 9313.352 | 3600.321 | Competitive | 0 | 0 | 0 | 0 | 0 | 1 | 1 | Non-Competitive | Non-Competitive | Non-Competitive | Non-Competitive | Non-Competitive | 4 | 4 | 4 | 4 | 4 | 4 | 4 | 4 | 4 | 4 | 4 | 4 | 4 | 4 | 4
SLFKSCS5 11010__A FROM_TO | SLFKSCS5 | 11010__A | 191 | 4 | 4 | STRYKER_8 | GRESHRD_8 | FROM_TO | 73521.13 | -0.03527 | 0.079248 | -0.7485 | 0.079248 | 122.7252 | 20.767 | 0 | 10000 | 10000 | Competitive | 0 | 0 | 0 | 0 | 0 | 1 | 1 | Non-Competitive | Non-Competitive | Non-Competitive | Non-Competitive | Non-Competitive | 4 | 4 | 4 | 4 | 4 | 4 | 4 | 4 | 4 | 4 | 4 | 4 | 4 | 4 | 4
SLFKSCS5 11010__A TO_FROM | SLFKSCS5 | 11010__A | 191 | 4 | 4 | STRYKER_8 | GRESHRD_8 | TO_FROM | 73521.13 | -0.07925 | 0.7485 | -0.07925 | 0.7485 | 94.4391 | -58.9598 | 0 | 9387.916 | 10000 | Competitive | 0 | 0 | 0 | 0 | 0 | 1 | 1 | Non-Competitive | Non-Competitive | Non-Competitive | Non-Competitive | Non-Competitive | 2 | 2 | 2 | 2 | 2 | 2 | 2 | 2 | 2 | 2 | 2 | 2 | 2 | 2 | 2
SLHSCN28 3260__B FROM_TO | SLHSCN28 | 3260__B | 304 | 1 | 1 | LKHB_E8 | CNVL1_8 | FROM_TO | 73521.13 | -0.00182 | 0.20597 | -0.21211 | 0.2067 | 209.6376 | -10.6208 | 0 | 10000 | 1661.236 | Competitive | 0 | 0 | 1 | 1 | 1 | 1 | 0 | Non-Competitive | Non-Competitive | Non-Competitive | Non-Competitive | Non-Competitive | 0 | 0 | 0 | 0 | 0 | 0 | 0 | 0 | 0 | 0 | 0 | 0 | 0 | 0 | 0
SLHSCN28 3260__B TO_FROM | SLHSCN28 | 3260__B | 304 | 1 | 1 | LKHB_E8 | CNVL1_8 | TO_FROM | 73521.13 | -0.20597 | 0.001816 | -0.2067 | 0.21211 | 23.6571 | -3.1223 | 0 | 1134.155 | 10000 | Competitive | 0 | 0 | 0 | 0 | 0 | 1 | 1 | Non-Competitive | Non-Competitive | Non-Competitive | Non-Competitive | Non-Competitive | 2 | 2 | 2 | 2 | 2 | 2 | 2 | 2 | 2 | 2 | 2 | 2 | 2 | 2 | 2
SLNCSWE5 6026__A FROM_TO | SLNCSWE5 | 6026__A | 956 | 0 | 0 | ABMULCW7 | SWEETEAST_5 | FROM_TO | 73521.13 | -0.1899 | 0.083185 | -0.24567 | 0.27312 | 567.6268 | -169.2 | 0 | 1547.244 | 3119.492 | Competitive | 0 | 0 | 0 | 0 | 0 | 1 | 1 | Non-Competitive | Non-Competitive | Non-Competitive | Non-Competitive | Non-Competitive | 30 | 33 | 33 | 30 | 33 | 33 | 30 | 33 | 33 | 30 | 33 | 33 | 30 | 33 | 33
SLNCSWE5 6026__A TO_FROM | SLNCSWE5 | 6026__A | 956 | 0 | 0 | ABMULCW7 | SWEETEAST_5 | TO_FROM | 73521.13 | -0.08318 | 0.23529 | -0.27312 | 0.24567 | 1496.368 | -411.153 | 0 | 1079.359 | 1927.002 | Competitive | 0 | 0 | 1 | 1 | 1 | 1 | 1 | Non-Competitive | Non-Competitive | Competitive | Competitive | Competitive | 11 | 17 | 21 | 11 | 17 | 21 | 0 | 0 | 0 | 0 | 0 | 0 | 0 | 0 | 0
SLOBSAN5 ALICE_69A1 FROM_TO | SLOBSAN5 | ALICE_69A1 | 102.3 | 1 | 1 | ALICE2A | ALICE4A | FROM_TO | 73521.13 | -0.05579 | 0.055397 | -0.25715 | 0.51651 | -25.8616 | -85.9015 | 0 | 2712.968 | 10000 | Competitive | 0 | 0 | 0 | 0 | 0 | 1 | 1 | Non-Competitive | Non-Competitive | Non-Competitive | Non-Competitive | Non-Competitive | bar: 22 to 30
SLOBSAN5 ALICE_69A1 TO_FROM | SLOBSAN5 | ALICE_69A1 | 102.3 | 1 | 1 | ALICE2A | ALICE4A | TO_FROM | 73521.13 | -0.04884 | 0.055792 | -0.51651 | 0.25715 | 95.4565 | 42.5081 | 0 | 10000 | 5000 | Competitive | 0 | 0 | 0 | 0 | 0 | 1 | 1 | Non-Competitive | Non-Competitive | Non-Competitive | Non-Competitive | Non-Competitive | 2 | 2 | 2 | 2 | 2 | 2 | 2 | 2 | 2 | 2 | 2 | 2 | 2 | 2 | 2
SLOBSAN5 ASHERT_CATARI0_1 FROM_TO | SLOBSAN5 | ASHERT_CATARI0_1 | 122 | 1 | 1 | ASHERTON4A | CATARINA4 | FROM_TO | 73521.13 | -0.20855 | 0.1328 | -0.74275 | 0.18852 | 312.4701 | 28.8483 | 0 | 4447.668 | 3262.567 | Competitive | 0 | 0 | 0 | 0 | 0 | 1 | 1 | Non-Competitive | Non-Competitive | Non-Competitive | Non-Competitive | Non-Competitive | 8 | 11 | 14 | 8 | 11 | 14 | 8 | 11 | 14 | 8 | 11 | 14 | 8 | 11 | 14
SLOBSAN5 ASHERT_CATARI0_1 TO_FROM | SLOBSAN5 | ASHERT_CATARI0_1 | 122 | 1 | 1 | ASHERTON4A | CATARINA4 | TO_FROM | 73521.13 | -0.07704 | 0.20855 | -0.18852 | 0.74275 | 113.8986 | -219.361 | 0 | 1938.044 | 10000 | Competitive | 0 | 0 | 0 | 0 | 0 | 1 | 1 | Non-Competitive | Non-Competitive | Non-Competitive | Non-Competitive | Non-Competitive | 29 | 29 | 29 | 29 | 29 | 29 | 29 | 29 | 29 | 29 | 29 | 29 | 29 | 29 | 29
SLOBSAN5 BIG_FOOT_69A1 FROM_TO | SLOBSAN5 | BIG_FOOT_69A1 | 47 | 1 | 1 | BIG_FOOT2A | BIG_FOOT4A | FROM_TO | 73521.13 | -0.00358 | 0.015824 | -0.0469 | 0.73733 | -9.3983 | -41.4744 | 0 | 2245.852 | 10000 | Competitive | 0 | 0 | 0 | 0 | 0 | 1 | 0 | Non-Competitive | Non-Competitive | Non-Competitive | Non-Competitive | Non-Competitive | 0 | 0 | 0 | 0 | 0 | 0 | 0 | 0 | 0 | 0 | 0 | 0 | 0 | 0 | 0
SLOBSAN5 BIG_FOOT_69A1 TO_FROM | SLOBSAN5 | BIG_FOOT_69A1 | 47 | 1 | 1 | BIG_FOOT2A | BIG_FOOT4A | TO_FROM | 73521.13 | -0.01582 | 0.00358 | -0.73733 | 0.046899 | 50.2185 | 18.6734 | 0 | 8692.811 | 3914.584 | Competitive | 0 | 0 | 0 | 0 | 0 | 1 | 0 | Non-Competitive | Non-Competitive | Non-Competitive | Non-Competitive | Non-Competitive | 0 | 0 | 0 | 0 | 0 | 0 | 0 | 0 | 0 | 0 | 0 | 0 | 0 | 0 | 0
SLOBSAN5 FREER_SAN_DI1_1 FROM_TO | SLOBSAN5 | FREER_SAN_DI1_1 | 38 | 1 | 1 | FREER2A | SAN_DIEG2A | FROM_TO | 73521.13 | -0.01299 | 0.054316 | -0.17034 | 0.60372 | 21.4727 | -42.6517 | 0 | 2505.365 | 2197.428 | Competitive | 0 | 0 | 0 | 1 | 1 | 1 | 0 | Non-Competitive | Non-Competitive | Non-Competitive | Non-Competitive | Non-Competitive | 0 | 0 | 0 | 0 | 0 | 0 | 0 | 0 | 0 | 0 | 0 | 0 | 0 | 0 | 0
SLOBSAN5 FREER_SAN_DI1_1 TO_FROM | SLOBSAN5 | FREER_SAN_DI1_1 | 38 | 1 | 1 | FREER2A | SAN_DIEG2A | TO_FROM | 73521.13 | -0.05432 | 0.012992 | -0.60372 | 0.17034 | 53.6896 | 6.2876 | 0 | 1910.371 | 5000 | Competitive | 0 | 0 | 0 | 0 | 0 | 1 | 1 | Non-Competitive | Non-Competitive | Non-Competitive | Non-Competitive | Non-Competitive | 2 | 2 | 2 | 2 | 2 | 2 | 2 | 2 | 2 | 2 | 2 | 2 | 2 | 2 | 2
SLOBSAN5 HAMILT_MAVERI1_1 FROM_TO | SLOBSAN5 | HAMILT_MAVERI1_1 | 122 | 1 | 1 | HAMILTN4 | MAVERICK4A | FROM_TO | 73521.13 | -0.05335 | 0.20551 | -0.53903 | 0.20551 | 324.8463 | -74.5705 | 0 | 4241.027 | 3337.699 | Competitive | 0 | 0 | 0 | 0 | 0 | 1 | 1 | Non-Competitive | Non-Competitive | Non-Competitive | Non-Competitive | Non-Competitive | 32 | 32 | 32 | 32 | 32 | 32 | 32 | 32 | 32 | 32 | 32 | 32 | 32 | 32 | 32
SLOBSAN5 HAMILT_MAVERI1_1 TO_FROM | SLOBSAN5 | HAMILT_MAVERI1_1 | 122 | 1 | 1 | HAMILTN4 | MAVERICK4A | TO_FROM | 73521.13 | -0.20551 | 0.4614 | -0.20551 | 0.53903 | 154.3251 | -149.299 | 0 | 7638.706 | 10000 | Competitive | 0 | 0 | 0 | 0 | 0 | 1 | 1 | Non-Competitive | Non-Competitive | Non-Competitive | Non-Competitive | Non-Competitive | 2 | 2 | 2 | 2 | 2 | 2 | 2 | 2 | 2 | 2 | 2 | 2 | 2 | 2 | 2
SLOBSAN5 LAQUIN_LOBO1_1 FROM_TO | SLOBSAN5 | LAQUIN_LOBO1_1 | 239 | 1 | 1 | LOBO4A | LAQUNTA4A | FROM_TO | 73521.13 | -0.02151 | 0.2692 | -0.57314 | 0.30388 | 72.5208 | -152.571 | 0 | 3190.136 | 2503.611 | Competitive | 0 | 0 | 0 | 0 | 1 | 1 | 1 | Non-Competitive | Non-Competitive | Non-Competitive | Non-Competitive | Competitive | 6 | 6 | 6 | 6 | 6 | 6 | 6 | 6 | 6 | 6 | 6 | 6 | 0 | 0 | 0
SLOBSAN5 LAQUIN_LOBO1_1 TO_FROM | SLOBSAN5 | LAQUIN_LOBO1_1 | 239 | 1 | 1 | LOBO4A | LAQUNTA4A | TO_FROM | 73521.13 | -0.2692 | 0.57314 | -0.30388 | 0.57314 | 311.659 | 20.7842 | 0 | 9767.769 | 4671.009 | Competitive | 0 | 0 | 0 | 0 | 0 | 1 | 1 | Non-Competitive | Non-Competitive | Non-Competitive | Non-Competitive | Non-Competitive | 2 | 2 | 34 | 2 | 2 | 34 | 2 | 2 | 34 | 2 | 2 | 34 | 2 | 2 | 34
SLOBSAN5 SANMIGL_ATAH FROM_TO | SLOBSAN5 | SANMIGL_ATAH | 300 | 1 | 1 | MIGUEL5 | NOTMODMIDPT2 | FROM_TO | 73521.13 | -0.15467 | 0.057101 | -0.70268 | 0.057101 | 410.9175 | 70.3192 | 0 | 5000 | 4220.843 | Competitive | 0 | 0 | 0 | 0 | 0 | 1 | 1 | Non-Competitive | Non-Competitive | Non-Competitive | Non-Competitive | Non-Competitive | 38 | 49 | 62 | 38 | 49 | 62 | 38 | 49 | 62 | 38 | 49 | 62 | 38 | 49 | 62
SLOBSAN5 SANMIGL_ATAH TO_FROM | SLOBSAN5 | SANMIGL_ATAH | 300 | 1 | 1 | MIGUEL5 | NOTMODMIDPT2 | TO_FROM | 73521.13 | -0.0571 | 0.15467 | -0.0571 | 0.70268 | 59.7768 | -381.753 | 0 | 3005.381 | 5000 | Competitive | 0 | 0 | 0 | 0 | 0 | 1 | 1 | Non-Competitive | Non-Competitive | Non-Competitive | Non-Competitive | Non-Competitive | 2 | 2 | 2 | 2 | 2 | 2 | 2 | 2 | 2 | 2 | 2 | 2 | 2 | 2 | 2
SLOLFOR8 VICTOR_V_DUPS1_1 FROM_TO | SLOLFOR8 | VICTOR_V_DUPS1_1 | 206 | 1 | 1 | V_DUPSW4A | VICTORIA4A | FROM_TO | 73521.13 | -0.03727 | 0.42712 | -0.03727 | 0.42712 | 135.1575 | -413.046 | 0 | 6492.732 | 4647.331 | Competitive | 0 | 0 | 0 | 0 | 0 | 1 | 1 | Non-Competitive | Non-Competitive | Non-Competitive | Non-Competitive | Non-Competitive | 6 | 6 | 6 | 6 | 6 | 6 | 6 | 6 | 6 | 6 | 6 | 6 | 6 | 6 | 6
SLOLFOR8 VICTOR_V_DUPS1_1 TO_FROM | SLOLFOR8 | VICTOR_V_DUPS1_1 | 206 | 1 | 1 | V_DUPSW4A | VICTORIA4A | TO_FROM | 73521.13 | -0.42712 | 0.037268 | -0.42712 | 0.037268 | 432.0643 | 227.6271 | 0 | 4647.331 | 6801.829 | Non-Competi | 0 | 0 | 0 | 0 | 0 | 0 | 1 | Non-Competitive | Non-Competitive | Non-Competitive | Non-Competitive | Non-Competitive | 13 | 20 | 20 | 13 | 20 | 20 | 13 | 20 | 20 | 13 | 20 | 20 | 13 | 20 | 20
SLONWIN9 M_69_D1_1 FROM_TO | SLONWIN9 | M_69_D1_1 | 35 | 6 | 6 | TNWINK____0 | TNCOCHISE_0 | FROM_TO | 73521.13 | -0.00082 | 0.006603 | -0.67555 | 0.026177 | 27.2173 | 25.0702 | 0 | 5235.351 | 10000 | Competitive | 0 | 0 | 0 | 0 | 0 | 1 | 0 | Non-Competitive | Non-Competitive | Non-Competitive | Non-Competitive | Non-Competitive | 0 | 0 | 0 | 0 | 0 | 0 | 0 | 0 | 0 | 0 | 0 | 0 | 0 | 0 | 0
SLONWIN9 M_69_D1_1 TO_FROM | SLONWIN9 | M_69_D1_1 | 35 | 6 | 6 | TNWINK____0 | TNCOCHISE_0 | TO_FROM | 73521.13 | -0.00046 | 0.000821 | -0.02618 | 0.67555 | -24.885 | -25.4384 | 0 | 10000 | 800.177 | Competitive | 1 | 1 | 1 | 1 | 1 | 1 | 0 | Non-Competitive | Non-Competitive | Non-Competitive | Non-Competitive | Non-Competitive | 0 | 0 | 0 | 0 | 0 | 0 | 0 | 0 | 0 | 0 | 0 | 0 | 0 | 0 | 0
SLOSAUS5 AUSTRO_AT2L FROM_TO | SLOSAUS5 | AUSTRO_AT2L | 480 | 1 | 1 | AUSTROP | AUSTRO2_1KV | FROM_TO | 73521.13 | -0.03928 | 0.22586 | -0.99509 | 0.27053 | -81.8782 | -517.539 | 0 | 5156.793 | 3669.062 | Competitive | 0 | 0 | 0 | 0 | 0 | 1 | 1 | Non-Competitive | Non-Competitive | Non-Competitive | Non-Competitive | Non-Competitive | 6 | 6 | 6 | 6 | 6 | 6 | 6 | 6 | 6 | 6 | 6 | 6 | 6 | 6 | 6
SLOSAUS5 AUSTRO_AT2L TO_FROM | SLOSAUS5 | AUSTRO_AT2L | 480 | 1 | 1 | AUSTROP | AUSTRO2_1KV | TO_FROM | 73521.13 | -0.12938 | 0.039282 | -0.27053 | 0.99508 | 557.7984 | 246.3635 | 0 | 3669.062 | 5635.741 | Competitive | 0 | 0 | 0 | 0 | 0 | 1 | 1 | Non-Competitive | Non-Competitive | Non-Competitive | Non-Competitive | Non-Competitive | 35 | 35 | 35 | 35 | 35 | 35 | 35 | 35 | 35 | 35 | 35 | 35 | 35 | 35 | 35
SLVOSON8 ELDO_LVOK1_1 FROM_TO | SLVOSON8 | ELDO_LVOK1_1 | 30 | 1 | 1 | LVOK2A | ELDO2A | FROM_TO | 73521.13 | 0 | 0.000184 | -0.99982 | 0.000184 | 13.5448 | 13.543 | 0 | 696.487 | 0 | Competitive | 1 | 1 | 1 | 1 | 1 | 1 | 0 | Non-Competitive | Non-Competitive | Non-Competitive | Non-Competitive | Non-Competitive | 0 | 0 | 0 | 0 | 0 | 0 | 0 | 0 | 0 | 0 | 0 | 0 | 0 | 0 | 0
SLVOSON8 ELDO_LVOK1_1 TO_FROM | SLVOSON8 | ELDO_LVOK1_1 | 30 | 1 | 1 | LVOK2A | ELDO2A | TO_FROM | 73521.13 | -0.00018 | 0 | -0.00018 | 0.99982 | -13.5517 | -13.543 | 0 | 0 | 795.756 | Competitive | 1 | 1 | 1 | 1 | 1 | 1 | 0 | Non-Competitive | Non-Competitive | Non-Competitive | Non-Competitive | Non-Competitive | 0 | 0 | 0 | 0 | 0 | 0 | 0 | 0 | 0 | 0 | 0 | 0 | 0 | 0 | 0
SLWSCR25 588_B_1 FROM_TO | SLWSCR25 | 588_B_1 | 190 | 0 | 0 | TNHIGHLNDS1 | TNWEST____1 | FROM_TO | 73521.13 | -0.00651 | 0.067829 | -0.63244 | 0.23658 | 241.3702 | 34.2536 | 0 | 3749.055 | 2890.894 | Competitive | 0 | 0 | 0 | 0 | 1 | 1 | 0 | Non-Competitive | Non-Competitive | Non-Competitive | Non-Competitive | Non-Competitive | 0 | 0 | 0 | 0 | 0 | 0 | 0 | 0 | 0 | 0 | 0 | 0 | 0 | 0 | 0
SLWSCR25 588_B_1 TO_FROM | SLWSCR25 | 588_B_1 | 190 | 0 | 0 | TNHIGHLNDS1 | TNWEST____1 | TO_FROM | 73521.13 | -0.06783 | 0.006511 | -0.23658 | 0.63244 | 19.891 | -109.464 | 0 | 2847.777 | 5050.703 | Competitive | 0 | 0 | 0 | 0 | 0 | 1 | 1 | Non-Competitive | Non-Competitive | Non-Competitive | Non-Competitive | Non-Competitive | 5 | 5 | 5 | 5 | 5 | 5 | 5 | 5 | 5 | 5 | 5 | 5 | 5 | 5 | 5
SLWSCR25 590__A FROM_TO | SLWSCR25 | 590__A | 213 | 0 | 0 | LEWISVLSW8_1 | LEW_JNS_P8 | FROM_TO | 73521.13 | -0.00942 | 0.070923 | -0.71848 | 0.25345 | 264.2199 | 10.4925 | 0 | 3809.628 | 2829.684 | Competitive | 0 | 0 | 0 | 0 | 1 | 1 | 0 | Non-Competitive | Non-Competitive | Non-Competitive | Non-Competitive | Non-Competitive | 0 | 0 | 0 | 0 | 0 | 0 | 0 | 0 | 0 | 0 | 0 | 0 | 0 | 0 | 0
SLWSCR25 590__A TO_FROM | SLWSCR25 | 590__A | 213 | 0 | 0 | LEWISVLSW8_1 | LEW_JNS_P8 | TO_FROM | 73521.13 | -0.07092 | 0.009421 | -0.25345 | 0.71848 | 68.275 | -102.305 | 0 | 2785.735 | 5094.321 | Competitive | 0 | 0 | 0 | 0 | 0 | 1 | 1 | Non-Competitive | Non-Competitive | Non-Competitive | Non-Competitive | Non-Competitive | 5 | 5 | 5 | 5 | 5 | 5 | 5 | 5 | 5 | 5 | 5 | 5 | 5 | 5 | 5
SLWSCRL5 588_B_1 FROM_TO | SLWSCRL5 | 588_B_1 | 190 | 1 | 1 | TNHIGHLNDS1 | TNWEST____1 | FROM_TO | 73521.13 | -0.01655 | 0.085052 | -0.61401 | 0.25844 | 466.8679 | 3.6201 | 0 | 1952.578 | 3040.816 | Competitive | 0 | 0 | 0 | 0 | 0 | 1 | 0 | Non-Competitive | Non-Competitive | Non-Competitive | Non-Competitive | Non-Competitive | 0 | 0 | 0 | 0 | 0 | 0 | 0 | 0 | 0 | 0 | 0 | 0 | 0 | 0 | 0
SLWSCRL5 588_B_1 TO_FROM | SLWSCRL5 | 588_B_1 | 190 | 1 | 1 | TNHIGHLNDS1 | TNWEST____1 | TO_FROM | 73521.13 | -0.08505 | 0.016547 | -0.25844 | 0.61401 | 161.6402 | -182.863 | 0 | 2664.401 | 3105.758 | Competitive | 0 | 0 | 0 | 0 | 0 | 1 | 1 | Non-Competitive | Non-Competitive | Non-Competitive | Non-Competitive | Non-Competitive | 16 | 21 | 21 | 16 | 21 | 21 | 16 | 21 | 21 | 16 | 21 | 21 | 16 | 21 | 21
SLWSCRL5 590__A FROM_TO | SLWSCRL5 | 590__A | 213 | 1 | 1 | LEWISVLSW8_1 | LEW_JNS_P8 | FROM_TO | 73521.13 | -0.02659 | 0.10001 | -0.677 | 0.29664 | 645.6205 | -49.098 | 0 | 1046.373 | 2995.6 | Competitive | 0 | 0 | 0 | 0 | 1 | 1 | 1 | Non-Competitive | Non-Competitive | Non-Competitive | Non-Competitive | Competitive | 25 | 29 | 32 | 25 | 29 | 32 | 25 | 29 | 32 | 25 | 29 | 32 | 0 | 0 | 0
SLWSCRL5 590__A TO_FROM | SLWSCRL5 | 590__A | 213 | 1 | 1 | LEWISVLSW8_1 | LEW_JNS_P8 | TO_FROM | 73521.13 | -0.10001 | 0.026593 | -0.29664 | 0.677 | 307.2891 | -225.636 | 0 | 2623.04 | 2042.687 | Competitive | 0 | 0 | 0 | 1 | 1 | 1 | 1 | Non-Competitive | Non-Competitive | Non-Competitive | Competitive | Competitive | 38 | 44 | 52 | 38 | 44 | 52 | 38 | 44 | 52 | 0 | 0 | 0 | 0 | 0 | 0
SLWSCRL5 590__B FROM_TO | SLWSCRL5 | 590__B | 213 | 1 | 1 | LEW_JNS_P8 | TNLAKEPNTE1 | FROM_TO | 73521.13 | -0.02667 | 0.099927 | -0.20856 | 0.32763 | 638.4095 | -35.2269 | 0 | 1002.369 | 2995.81 | Competitive | 0 | 0 | 0 | 0 | 1 | 1 | 1 | Non-Competitive | Non-Competitive | Non-Competitive | Non-Competitive | Competitive | 25 | 29 | 32 | 25 | 29 | 32 | 25 | 29 | 32 | 25 | 29 | 32 | 0 | 0 | 0
SLWSCRL5 590__B TO_FROM | SLWSCRL5 | 590__B | 213 | 1 | 1 | LEW_JNS_P8 | TNLAKEPNTE1 | TO_FROM | 73521.13 | -0.09993 | 0.026674 | -0.32763 | 0.20856 | 314.9611 | -232.921 | 0 | 2623.401 | 2078.499 | Competitive | 0 | 0 | 0 | 1 | 1 | 1 | 1 | Non-Competitive | Non-Competitive | Non-Competitive | Competitive | Competitive | 36 | 42 | 50 | 36 | 42 | 50 | 36 | 42 | 50 | 0 | 0 | 0 | 0 | 0 | 0
SLWSCRL5 591__A FROM_TO | SLWSCRL5 | 591__A | 280 | 1 | 1 | CRLTN_NW_E8 | TNLAKEPNTE1 | FROM_TO | 73521.13 | -0.13181 | 0.034175 | -0.59357 | 0.12479 | 518.0439 | -156.838 | 0 | 2531.68 | 2041.501 | Competitive | 0 | 0 | 0 | 1 | 1 | 1 | 1 | Non-Competitive | Non-Competitive | Non-Competitive | Competitive | Competitive | 39 | 48 | 59 | 39 | 48 | 59 | 39 | 48 | 59 | 0 | 0 | 0 | 0 | 0 | 0
SLWSCRL5 591__A TO_FROM | SLWSCRL5 | 591__A | 280 | 1 | 1 | CRLTN_NW_E8 | TNLAKEPNTE1 | TO_FROM | 73521.13 | -0.03417 | 0.13181 | -0.12479 | 0.59357 | 647.4429 | -128.458 | 0 | 1075.829 | 2877.317 | Competitive | 0 | 0 | 0 | 0 | 1 | 1 | 1 | Non-Competitive | Non-Competitive | Non-Competitive | Non-Competitive | Competitive | 32 | 36 | 42 | 32 | 36 | 42 | 32 | 36 | 42 | 32 | 36 | 42 | 0 | 0 | 0
SLWSCRL5 820__D FROM_TO | SLWSCRL5 | 820__D | 324 | 1 | 1 | FRISCO | COLLINSS1_8 | FROM_TO | 73521.13 | -0.03428 | 0.1603 | -0.12649 | 0.82793 | 269.6893 | -162.524 | 0 | 3208.782 | 2837.567 | Competitive | 0 | 0 | 0 | 0 | 1 | 1 | 1 | Non-Competitive | Non-Competitive | Non-Competitive | Non-Competitive | Competitive | 23 | 23 | 30 | 23 | 23 | 30 | 23 | 23 | 30 | 23 | 23 | 30 | 0 | 0 | 0
SLWSCRL5 820__D TO_FROM | SLWSCRL5 | 820__D | 324 | 1 | 1 | FRISCO | COLLINSS1_8 | TO_FROM | 73521.13 | -0.1603 | 0.03428 | -0.82794 | 0.12649 | 436.6512 | -44.7745 | 0 | 2458.031 | 4034.941 | Competitive | 0 | 0 | 0 | 0 | 0 | 1 | 1 | Non-Competitive | Non-Competitive | Non-Competitive | Non-Competitive | Non-Competitive | 8 | 11 | 15 | 8 | 11 | 15 | 8 | 11 | 15 | 8 | 11 | 15 | 8 | 11 | 15
SLWSLW38 1065__A FROM_TO | SLWSLW38 | 1065__A | 276 | 3 | 3 | ROANOKE2_8 | WROANOKE1_8 | FROM_TO | 73521.13 | -0.00306 | 0.019343 | -0.81188 | 0.076462 | 317.4865 | 126.0924 | 0 | 1165.63 | 10000 | Competitive | 0 | 0 | 0 | 0 | 0 | 1 | 0 | Non-Competitive | Non-Competitive | Non-Competitive | Non-Competitive | Non-Competitive | 0 | 0 | 0 | 0 | 0 | 0 | 0 | 0 | 0 | 0 | 0 | 0 | 0 | 0 | 0
SLWSLW38 1065__A TO_FROM | SLWSLW38 | 1065__A | 276 | 3 | 3 | ROANOKE2_8 | WROANOKE1_8 | TO_FROM | 73521.13 | -0.01934 | 0.003058 | -0.07646 | 0.81188 | -110.522 | -204.409 | 0 | 10000 | 2395.117 | Competitive | 0 | 0 | 0 | 1 | 1 | 1 | 0 | Non-Competitive | Non-Competitive | Non-Competitive | Non-Competitive | Non-Competitive | 0 | 0 | 0 | 0 | 0 | 0 | 0 | 0 | 0 | 0 | 0 | 0 | 0 | 0 | 0
SLWSRNK5 TSL_FTW_1 FROM_TO | SLWSRNK5 | TSL_FTW_1 | 218 | 3 | 3 | TEASLEY138 | FTWORTH | FROM_TO | 73521.13 | -0.02985 | 0.038737 | -0.35567 | 0.45602 | 40.6219 | -294.014 | 0 | 1945.111 | 1867.529 | Competitive | 0 | 0 | 1 | 1 | 1 | 1 | 1 | Non-Competitive | Non-Competitive | Competitive | Competitive | Competitive | 12 | 14 | 14 | 12 | 14 | 14 | 0 | 0 | 0 | 0 | 0 | 0 | 0 | 0 | 0
SLWSRNK5 TSL_FTW_1 TO_FROM | SLWSRNK5 | TSL_FTW_1 | 218 | 3 | 3 | TEASLEY138 | FTWORTH | TO_FROM | 73521.13 | -0.03874 | 0.029847 | -0.45602 | 0.35567 | 536.8511 | 110.3715 | 0 | 924.789 | 2273.148 | Competitive | 0 | 0 | 0 | 1 | 1 | 1 | 1 | Non-Competitive | Non-Competitive | Non-Competitive | Competitive | Competitive | 3 | 3 | 5 | 3 | 3 | 5 | 3 | 3 | 5 | 0 | 0 | 0 | 0 | 0 | 0
SL_FLA_8 LA_PAL_VCAVAZ1_1 FROM_TO | SL_FLA_8 | LA_PAL_VCAVAZ1_1 | 211 | 2 | 2 | LAPALM 4 | CAVAZOS4A | FROM_TO | 73521.13 | -0.50995 | 0.006727 | -0.72081 | 0.02536 | 208.2957 | 200.4627 | 0 | 700.69 | 10000 | Competitive | 0 | 0 | 0 | 0 | 0 | 1 | 1 | Non-Competitive | Non-Competitive | Non-Competitive | Non-Competitive | Non-Competitive | 3 | 3 | 3 | 3 | 3 | 3 | 3 | 3 | 3 | 3 | 3 | 3 | 3 | 3 | 3
SL_FLA_8 LA_PAL_VCAVAZ1_1 TO_FROM | SL_FLA_8 | LA_PAL_VCAVAZ1_1 | 211 | 2 | 2 | LAPALM 4 | CAVAZOS4A | TO_FROM | 73521.13 | -0.0062 | 0.50995 | -0.02536 | 0.72081 | -141.939 | -206.637 | 0 | 10000 | 795.926 | Competitive | 1 | 1 | 1 | 1 | 1 | 1 | 0 | Non-Competitive | Non-Competitive | Non-Competitive | Non-Competitive | Non-Competitive | 0 | 0 | 0 | 0 | 0 | 0 | 0 | 0 | 0 | 0 | 0 | 0 | 0 | 0 | 0
SL_FLA_8 P_ISAB_SCARBI1_1 FROM_TO | SL_FLA_8 | P_ISAB_SCARBI1_1 | 172 | 2 | 2 | SCARBIDE4A | P_ISABEL4A | FROM_TO | 73521.13 | -0.00332 | 0.24077 | -0.45164 | 0.29968 | -27.622 | -58.5945 | 0 | 10000 | 4782.302 | Competitive | 0 | 0 | 0 | 0 | 0 | 1 | 0 | Non-Competitive | Non-Competitive | Non-Competitive | Non-Competitive | Non-Competitive | 0 | 0 | 0 | 0 | 0 | 0 | 0 | 0 | 0 | 0 | 0 | 0 | 0 | 0 | 0
SL_FLA_8 P_ISAB_SCARBI1_1 TO_FROM | SL_FLA_8 | P_ISAB_SCARBI1_1 | 172 | 2 | 2 | SCARBIDE4A | P_ISABEL4A | TO_FROM | 73521.13 | -0.24077 | 0.003716 | -0.29968 | 0.45164 | 61.6619 | 56.4024 | 0 | 3936.263 | 10000 | Competitive | 0 | 0 | 0 | 0 | 0 | 1 | 1 | Non-Competitive | Non-Competitive | Non-Competitive | Non-Competitive | Non-Competitive | 3 | 3 | 3 | 3 | 3 | 3 | 3 | 3 | 3 | 3 | 3 | 3 | 3 | 3 | 3
SMAGVIC9 N_VICT_VICTOR1_1 FROM_TO | SMAGVIC9 | N_VICT_VICTOR1_1 | 76 | 1 | 1 | VICTORIA2A | N_VICT2A | FROM_TO | 73521.13 | -0.00196 | 0.02258 | -0.62059 | 0.10093 | 65.3619 | 19.2542 | 0 | 9323.692 | 10000 | Competitive | 0 | 0 | 0 | 0 | 0 | 1 | 0 | Non-Competitive | Non-Competitive | Non-Competitive | Non-Competitive | Non-Competitive | 0 | 0 | 0 | 0 | 0 | 0 | 0 | 0 | 0 | 0 | 0 | 0 | 0 | 0 | 0
SMAGVIC9 N_VICT_VICTOR1_1 TO_FROM | SMAGVIC9 | N_VICT_VICTOR1_1 | 76 | 1 | 1 | VICTORIA2A | N_VICT2A | TO_FROM | 73521.13 | -0.02258 | 0.001955 | -0.10093 | 0.62059 | -19.1837 | -55.9229 | 0 | 10000 | 10000 | Competitive | 0 | 0 | 0 | 0 | 0 | 1 | 1 | Non-Competitive | Non-Competitive | Non-Competitive | Non-Competitive | Non-Competitive | 7 | 7 | 7 | 7 | 7 | 7 | 7 | 7 | 7 | 7 | 7 | 7 | 7 | 7 | 7
SMANBUD8 260T316_1 FROM_TO | SMANBUD8 | 260T316_1 | 190 | 1 | 1 | L_BUDA__8_1Y | L_RUTHER8_1Y | FROM_TO | 73521.13 | -0.08487 | 0.009738 | -0.54038 | 0.15196 | 270.8191 | 125.663 | 0 | 819.711 | 10000 | Competitive | 0 | 0 | 0 | 0 | 0 | 1 | 1 | Non-Competitive | Non-Competitive | Non-Competitive | Non-Competitive | Non-Competitive | 12 | 12 | 12 | 12 | 12 | 12 | 12 | 12 | 12 | 12 | 12 | 12 | 12 | 12 | 12
SMANBUD8 260T316_1 TO_FROM | SMANBUD8 | 260T316_1 | 190 | 1 | 1 | L_BUDA__8_1Y | L_RUTHER8_1Y | TO_FROM | 73521.13 | -0.00974 | 0.084869 | -0.15196 | 0.54038 | 26.5208 | -200.723 | 0 | 10000 | 879.213 | Competitive | 1 | 1 | 1 | 1 | 1 | 1 | 0 | Non-Competitive | Non-Competitive | Non-Competitive | Non-Competitive | Non-Competitive | 0 | 0 | 0 | 0 | 0 | 0 | 0 | 0 | 0 | 0 | 0 | 0 | 0 | 0 | 0
SMATBEE9 SINTON_SKIDMO1_1 FROM_TO | SMATBEE9 | SINTON_SKIDMO1_1 | 38 | 1 | 1 | SKIDMORE2A | SINTON2A | FROM_TO | 73521.13 | -0.02315 | 0.004784 | -0.19981 | 0.45215 | 63.4387 | -23.5377 | 0 | 6252.615 | 1882.943 | Competitive | 0 | 0 | 1 | 1 | 1 | 1 | 1 | Non-Competitive | Non-Competitive | Competitive | Competitive | Competitive | 6 | 6 | 6 | 6 | 6 | 6 | 0 | 0 | 0 | 0 | 0 | 0 | 0 | 0 | 0
SMATBEE9 SINTON_SKIDMO1_1 TO_FROM | SMATBEE9 | SINTON_SKIDMO1_1 | 38 | 1 | 1 | SKIDMORE2A | SINTON2A | TO_FROM | 73521.13 | -0.00478 | 0.023154 | -0.45215 | 0.19981 | 70.7773 | -40.3055 | 0 | 1388.809 | 6357.523 | Competitive | 0 | 0 | 0 | 0 | 0 | 1 | 0 | Non-Competitive | Non-Competitive | Non-Competitive | Non-Competitive | Non-Competitive | 0 | 0 | 0 | 0 | 0 | 0 | 0 | 0 | 0 | 0 | 0 | 0 | 0 | 0 | 0
SMAVESC8 FRIR_ROCKSP1_1 FROM_TO | SMAVESC8 | FRIR_ROCKSP1_1 | 37 | 3 | 3 | ROCKSPRS2A | FRIR2A | FROM_TO | 73521.13 | -0.01646 | 0.012919 | -0.27947 | 0.40745 | 74.2575 | -39.1576 | 0 | 2594.041 | 2785.691 | Competitive | 0 | 0 | 0 | 0 | 1 | 1 | 0 | Non-Competitive | Non-Competitive | Non-Competitive | Non-Competitive | Non-Competitive | 0 | 0 | 0 | 0 | 0 | 0 | 0 | 0 | 0 | 0 | 0 | 0 | 0 | 0 | 0
SMAVESC8 FRIR_ROCKSP1_1 TO_FROM | SMAVESC8 | FRIR_ROCKSP1_1 | 37 | 3 | 3 | ROCKSPRS2A | FRIR2A | TO_FROM | 73521.13 | -0.00942 | 0.028018 | -0.40745 | 0.27947 | 139.1105 | -24.9103 | 0 | 2080.005 | 2106.963 | Competitive | 0 | 0 | 0 | 1 | 1 | 1 | 0 | Non-Competitive | Non-Competitive | Non-Competitive | Non-Competitive | Non-Competitive | 0 | 0 | 0 | 0 | 0 | 0 | 0 | 0 | 0 | 0 | 0 | 0 | 0 | 0 | 0
SMCDBSP8 6470__E FROM_TO | SMCDBSP8 | 6470__E | 179 | 1 | 1 | FORSANTA_8 | CRMWDTAP_8 | FROM_TO | 73521.13 | -0.03585 | 0.45318 | -0.15911 | 0.45318 | 214.9857 | 0.23607 | 0 | 3459.428 | 3672.974 | Non-Competi | 0 | 0 | 0 | 0 | 0 | 1 | 1 | Non-Competitive | Non-Competitive | Non-Competitive | Non-Competitive | Non-Competitive | 17 | 17 | 17 | 17 | 17 | 17 | 17 | 17 | 17 | 17 | 17 | 17 | 17 | 17 | 17
SMCDBSP8 6470__E TO_FROM | SMCDBSP8 | 6470__E | 179 | 1 | 1 | FORSANTA_8 | CRMWDTAP_8 | TO_FROM | 73521.13 | -0.02986 | 0.050202 | -0.45318 | 0.15911 | 102.9312 | -43.9187 | 0 | 1877.887 | 10000 | Competitive | 0 | 0 | 0 | 0 | 0 | 1 | 1 | Non-Competitive | Non-Competitive | Non-Competitive | Non-Competitive | Non-Competitive | 9 | 9 | 9 | 9 | 9 | 9 | 9 | 9 | 9 | 9 | 9 | 9 | 9 | 9 | 9
SMCDBSP8 6471__A FROM_TO | SMCDBSP8 | 6471__A | 179 | 1 | 1 | MRGNCRK_8 | MCDONALD_8 | FROM_TO | 73521.13 | -0.03569 | 0.030024 | -0.60593 | 0.030024 | 117.985 | 11.505 | 0 | 4846.301 | 3674.488 | Competitive | 0 | 0 | 0 | 0 | 0 | 1 | 1 | Non-Competitive | Non-Competitive | Non-Competitive | Non-Competitive | Non-Competitive | 18 | 18 | 18 | 18 | 18 | 18 | 18 | 18 | 18 | 18 | 18 | 18 | 18 | 18 | 18
SMCDBSP8 6471__A TO_FROM | SMCDBSP8 | 6471__A | 179 | 1 | 1 | MRGNCRK_8 | MCDONALD_8 | TO_FROM | 73521.13 | -0.03002 | 0.60593 | -0.03002 | 0.60593 | 249.8296 | -55.1737 | 0 | 3465.421 | 10000 | Non-Competi | 0 | 0 | 0 | 0 | 0 | 1 | 1 | Non-Competitive | Non-Competitive | Non-Competitive | Non-Competitive | Non-Competitive | 8 | 8 | 8 | 8 | 8 | 8 | 8 | 8 | 8 | 8 | 8 | 8 | 8 | 8 | 8
SMCEABS8 6585__A FROM_TO | SMCEABS8 | 6585__A | 42 | 4 | 4 | ESKOTA_9 | TRNT2A | FROM_TO | 73521.13 | -0.00152 | 0.13185 | -0.51117 | 0.22109 | 97.639 | -19.3106 | 0 | 4891.136 | 4776.403 | Competitive | 0 | 0 | 0 | 0 | 0 | 1 | 0 | Non-Competitive | Non-Competitive | Non-Competitive | Non-Competitive | Non-Competitive | 0 | 0 | 0 | 0 | 0 | 0 | 0 | 0 | 0 | 0 | 0 | 0 | 0 | 0 | 0
SMCEABS8 6585__A TO_FROM | SMCEABS8 | 6585__A | 42 | 4 | 4 | ESKOTA_9 | TRNT2A | TO_FROM | 73521.13 | -0.01824 | 0.005643 | -0.22109 | 0.51117 | 24.3485 | -1.5448 | 0 | 3714.061 | 4532.543 | Competitive | 0 | 0 | 0 | 0 | 0 | 1 | 0 | Non-Competitive | Non-Competitive | Non-Competitive | Non-Competitive | Non-Competitive | bar: 8 to 14
SMDFHLT8 6215__A FROM_TO | SMDFHLT8 | 6215__A | 143 | 5 | 5 | BLUFCKTA_8 | CHINAGRV_8 | FROM_TO | 73521.13 | -0.01379 | 0.53676 | -0.08066 | 0.61029 | 142.7212 | -123.622 | 0 | 5238.521 | 10000 | Non-Competi | 0 | 0 | 0 | 0 | 0 | 1 | 0 | Non-Competitive | Non-Competitive | Non-Competitive | Non-Competitive | Non-Competitive | 0 | 0 | 0 | 0 | 0 | 0 | 0 | 0 | 0 | 0 | 0 | 0 | 0 | 0 | 0
SMDFHLT8 6215__A TO_FROM | SMDFHLT8 | 6215__A | 143 | 5 | 5 | BLUFCKTA_8 | CHINAGRV_8 | TO_FROM | 73521.13 | -0.03169 | 0.01379 | -0.61029 | 0.080657 | 146.5352 | 110.2722 | 0 | 6917.238 | 10000 | Non-Competi | 0 | 0 | 0 | 0 | 0 | 1 | 1 | Non-Competitive | Non-Competitive | Non-Competitive | Non-Competitive | Non-Competitive | 7 | 7 | 7 | 7 | 7 | 7 | 7 | 7 | 7 | 7 | 7 | 7 | 7 | 7 | 7
SMDFHLT8 6611__A FROM_TO | SMDFHLT8 | 6611__A | 195 | 5 | 5 | ACKRLYVE_9 | ACKERLY_9 | FROM_TO | 73521.13 | -0.01772 | 0.061357 | -0.67661 | 0.26573 | 45.319 | 20.6061 | 0 | 3136.152 | 10000 | Competitive | 0 | 0 | 0 | 0 | 0 | 1 | 0 | Non-Competitive | Non-Competitive | Non-Competitive | Non-Competitive | Non-Competitive | 0 | 0 | 0 | 0 | 0 | 0 | 0 | 0 | 0 | 0 | 0 | 0 | 0 | 0 | 0
SMDFHLT8 6611__A TO_FROM | SMDFHLT8 | 6611__A | 195 | 5 | 5 | ACKRLYVE_9 | ACKERLY_9 | TO_FROM | 73521.13 | -0.06136 | 0.07413 | -0.26573 | 0.67661 | 20.971 | -31.7199 | 0 | 5911.976 | 10000 | Competitive | 0 | 0 | 0 | 0 | 0 | 1 | 1 | Non-Competitive | Non-Competitive | Non-Competitive | Non-Competitive | Non-Competitive | bar: 8 to 14
SMDKSBY8 6815__A FROM_TO | SMDKSBY8 | 6815__A | 42 | 1 | 1 | GLASCOCK_9 | GARDCITY_9 | FROM_TO | 73521.13 | -0.03769 | 0.05749 | -0.3005 | 0.51791 | 62.5078 | -31.1256 | 0 | 3984.663 | 10000 | Competitive | 0 | 0 | 0 | 0 | 0 | 1 | 1 | Non-Competitive | Non-Competitive | Non-Competitive | Non-Competitive | Non-Competitive | bar: 8 to 14
SMDKSBY8 6815__A TO_FROM | SMDKSBY8 | 6815__A | 42 | 1 | 1 | GLASCOCK_9 | GARDCITY_9 | TO_FROM | 73521.13 | -0.0164 | 0.079226 | -0.51791 | 0.3005 | 58.1997 | 4.2504 | 0 | 5700.781 | 5104.625 | Competitive | 0 | 0 | 0 | 0 | 0 | 1 | 0 | Non-Competitive | Non-Competitive | Non-Competitive | Non-Competitive | Non-Competitive | 0 | 0 | 0 | 0 | 0 | 0 | 0 | 0 | 0 | 0 | 0 | 0 | 0 | 0 | 0
SMDLODE5 6345__B FROM_TO | SMDLODE5 | 6345__B | 179 | 3 | 3 | GENRUBR_8 | SWPORTAP_8 | FROM_TO | 73521.13 | -0.19873 | 0.017389 | -0.69534 | 0.036064 | 167.6842 | 117.3087 | 0 | 5362.018 | 10000 | Competitive | 0 | 0 | 0 | 0 | 0 | 1 | 1 | Non-Competitive | Non-Competitive | Non-Competitive | Non-Competitive | Non-Competitive | 5 | 5 | 5 | 5 | 5 | 5 | 5 | 5 | 5 | 5 | 5 | 5 | 5 | 5 | 5
SMDLODE5 6345__B TO_FROM | SMDLODE5 | 6345__B | 179 | 3 | 3 | GENRUBR_8 | SWPORTAP_8 | TO_FROM | 73521.13 | -0.01739 | 0.19873 | -0.03606 | 0.69534 | 55.0226 | -139.048 | 0 | 5443.951 | 5838.914 | Competitive | 0 | 0 | 0 | 0 | 0 | 1 | 0 | Non-Competitive | Non-Competitive | Non-Competitive | Non-Competitive | Non-Competitive | 0 | 0 | 0 | 0 | 0 | 0 | 0 | 0 | 0 | 0 | 0 | 0 | 0 | 0 | 0
SMDLODE5 6345__I FROM_TO | SMDLODE5 | 6345__I | 179 | 3 | 3 | JUDKINS_8 | EDWARD TAP | FROM_TO | 73521.13 | -0.01708 | 0.19904 | -0.30479 | 0.62485 | 77.9572 | -116.117 | 0 | 5424.239 | 5840.059 | Competitive | 0 | 0 | 0 | 0 | 0 | 1 | 0 | Non-Competitive | Non-Competitive | Non-Competitive | Non-Competitive | Non-Competitive | 0 | 0 | 0 | 0 | 0 | 0 | 0 | 0 | 0 | 0 | 0 | 0 | 0 | 0 | 0
SMDLODE5 6345__I TO_FROM | SMDLODE5 | 6345__I | 179 | 3 | 3 | JUDKINS_8 | EDWARD TAP | TO_FROM | 73521.13 | -0.19904 | 0.017077 | -0.62485 | 0.30479 | 144.7251 | 95.3771 | 0 | 5389.607 | 10000 | Competitive | 0 | 0 | 0 | 0 | 0 | 1 | 1 | Non-Competitive | Non-Competitive | Non-Competitive | Non-Competitive | Non-Competitive | 5 | 5 | 5 | 5 | 5 | 5 | 5 | 5 | 5 | 5 | 5 | 5 | 5 | 5 | 5
SMDLODE5 6475__F FROM_TO | SMDLODE5 | 6475__F | 203 | 3 | 3 | ODESSANO_8 | ODESSA2_8 | FROM_TO | 73521.13 | -0.047 | 0.24948 | -0.12798 | 0.64455 | -27.7753 | -287.268 | 0 | 4696.606 | 5845.519 | Competitive | 0 | 0 | 0 | 0 | 0 | 1 | 1 | Non-Competitive | Non-Competitive | Non-Competitive | Non-Competitive | Non-Competitive | 12 | 12 | 12 | 12 | 12 | 12 | 12 | 12 | 12 | 12 | 12 | 12 | 12 | 12 | 12
SMDLODE5 6475__F TO_FROM | SMDLODE5 | 6475__F | 203 | 3 | 3 | ODESSANO_8 | ODESSA2_8 | TO_FROM | 73521.13 | -0.22935 | 0.047003 | -0.64455 | 0.12798 | 355.9488 | 250.3143 | 0 | 5845.519 | 10000 | Competitive | 0 | 0 | 0 | 0 | 0 | 0 | 1 | Non-Competitive | Non-Competitive | Non-Competitive | Non-Competitive | Non-Competitive | 5 | 5 | 5 | 5 | 5 | 5 | 5 | 5 | 5 | 5 | 5 | 5 | 5 | 5 | 5
SMDLODE5 6500__B FROM_TO | SMDLODE5 | 6500__B | 206 | 3 | 3 | ODESEHV_8 | BIG3ODTA_8 | FROM_TO | 73521.13 | 0 | 0.000329 | -0.99967 | 0.000329 | 24.1651 | 24.162 | 0 | 696.487 | 0 | Competitive | 1 | 1 | 1 | 1 | 1 | 1 | 0 | Non-Competitive | Non-Competitive | Non-Competitive | Non-Competitive | Non-Competitive | 0 | 0 | 0 | 0 | 0 | 0 | 0 | 0 | 0 | 0 | 0 | 0 | 0 | 0 | 0
SMDLODE5 6500__B TO_FROM | SMDLODE5 | 6500__B | 206 | 3 | 3 | ODESEHV_8 | BIG3ODTA_8 | TO_FROM | 73521.13 | -0.00033 | 0 | -0.00033 | 0.99967 | -24.1776 | -24.162 | 0 | 0 | 795.756 | Competitive | 1 | 1 | 1 | 1 | 1 | 1 | 0 | Non-Competitive | Non-Competitive | Non-Competitive | Non-Competitive | Non-Competitive | 0 | 0 | 0 | 0 | 0 | 0 | 0 | 0 | 0 | 0 | 0 | 0 | 0 | 0 | 0
SMDLODE5 6511__C FROM_TO | SMDLODE5 | 6511__C | 155 | 3 | 3 | WINDWOOD_8 | MIDLANDW_8 | FROM_TO | 73521.13 | -0.0702 | 0.06501 | -0.52685 | 0.34309 | 68.2318 | -20.8268 | 0 | 10000 | 5858.138 | Competitive | 0 | 0 | 0 | 0 | 0 | 1 | 1 | Non-Competitive | Non-Competitive | Non-Competitive | Non-Competitive | Non-Competitive | 12 | 12 | 12 | 12 | 12 | 12 | 12 | 12 | 12 | 12 | 12 | 12 | 12 | 12 | 12
SMDLODE5 6511__C TO_FROM | SMDLODE5 | 6511__C | 155 | 3 | 3 | WINDWOOD_8 | MIDLANDW_8 | TO_FROM | 73521.13 | -0.06501 | 0.070201 | -0.34309 | 0.52685 | 157.8917 | -41.4481 | 0 | 4630.893 | 10000 | Competitive | 0 | 0 | 0 | 0 | 0 | 1 | 1 | Non-Competitive | Non-Competitive | Non-Competitive | Non-Competitive | Non-Competitive | 3 | 3 | 3 | 3 | 3 | 3 | 3 | 3 | 3 | 3 | 3 | 3 | 3 | 3 | 3
SMDLODE5 6865__B FROM_TO | SMDLODE5 | 6865__B | 40 | 3 | 3 | ODESSANO_9 | NTCOWDEN_9 | FROM_TO | 73521.13 | -0.01308 | 0.003393 | -0.45413 | 0.14042 | 33.1335 | 26.4871 | 0 | 5425.51 | 10000 | Competitive | 0 | 0 | 0 | 0 | 0 | 1 | 0 | Non-Competitive | Non-Competitive | Non-Competitive | Non-Competitive | Non-Competitive | 0 | 0 | 0 | 0 | 0 | 0 | 0 | 0 | 0 | 0 | 0 | 0 | 0 | 0 | 0
SMDLODE5 6865__B TO_FROM | SMDLODE5 | 6865__B | 40 | 3 | 3 | ODESSANO_9 | NTCOWDEN_9 | TO_FROM | 73521.13 | -0.00339 | 0.025863 | -0.14042 | 0.45413 | -8.3203 | -28.4633 | 0 | 3495.25 | 5841.707 | Competitive | 0 | 0 | 0 | 0 | 0 | 1 | 0 | Non-Competitive | Non-Competitive | Non-Competitive | Non-Competitive | Non-Competitive | 0 | 0 | 0 | 0 | 0 | 0 | 0 | 0 | 0 | 0 | 0 | 0 | 0 | 0 | 0
SMDLODE5 6915__A FROM_TO | SMDLODE5 | 6915__A | 40 | 3 | 3 | ODESSANO_9 | ODBASSS_9 | FROM_TO | 73521.13 | -0.02452 | 0.003117 | -0.514 | 0.15412 | 53.9918 | 46.4021 | 0 | 5171.239 | 10000 | Competitive | 0 | 0 | 0 | 0 | 0 | 0 | 1 | Non-Competitive | Non-Competitive | Non-Competitive | Non-Competitive | Non-Competitive | 5 | 5 | 5 | 5 | 5 | 5 | 5 | 5 | 5 | 5 | 5 | 5 | 5 | 5 | 5
SMDLODE5 6915__A TO_FROM | SMDLODE5 | 6915__A | 40 | 3 | 3 | ODESSANO_9 | ODBASSS_9 | TO_FROM | 73521.13 | -0.00312 | 0.037591 | -0.15412 | 0.51399 | -20.0506 | -49.6286 | 0 | 3846.672 | 5831.934 | Competitive | 0 | 0 | 0 | 0 | 0 | 1 | 0 | Non-Competitive | Non-Competitive | Non-Competitive | Non-Competitive | Non-Competitive | 0 | 0 | 0 | 0 | 0 | 0 | 0 | 0 | 0 | 0 | 0 | 0 | 0 | 0 | 0
SMDLODE5 ODNTH_FMR1 FROM_TO | SMDLODE5 | ODNTH_FMR1 | 87 | 3 | 3 | ODESSANO_8 | ODESSANO_9 | FROM_TO | 73521.13 | -0.03759 | 0.00651 | -0.70546 | 0.042809 | 87.4642 | 73.4022 | 0 | 5308.199 | 10000 | Competitive | 0 | 0 | 0 | 0 | 0 | 1 | 1 | Non-Competitive | Non-Competitive | Non-Competitive | Non-Competitive | Non-Competitive | 5 | 5 | 5 | 5 | 5 | 5 | 5 | 5 | 5 | 5 | 5 | 5 | 5 | 5 | 5
SMDLODE5 ODNTH_FMR1 TO_FROM | SMDLODE5 | ODNTH_FMR1 | 87 | 3 | 3 | ODESSANO_8 | ODESSANO_9 | TO_FROM | 73521.13 | -0.00651 | 0.063231 | -0.04281 | 0.70546 | -28.3445 | -78.0584 | 0 | 3930.549 | 5837.021 | Competitive | 0 | 0 | 0 | 0 | 0 | 1 | 0 | Non-Competitive | Non-Competitive | Non-Competitive | Non-Competitive | Non-Competitive | 0 | 0 | 0 | 0 | 0 | 0 | 0 | 0 | 0 | 0 | 0 | 0 | 0 | 0 | 0
SMDOOAS5 GT_MID90_A FROM_TO | SMDOOAS5 | GT_MID90_A | 229 | 1 | 1 | GARROT__138B | 47708 | FROM_TO | 73521.13 | -0.09876 | 0.10006 | -0.52384 | 0.18207 | 530.7898 | -115.766 | 0 | 5957.912 | 2632.095 | Competitive | 0 | 0 | 0 | 0 | 1 | 1 | 1 | Non-Competitive | Non-Competitive | Non-Competitive | Non-Competitive | Competitive | 45 | 59 | 79 | 45 | 59 | 79 | 45 | 59 | 79 | 45 | 59 | 79 | 0 | 0 | 0
SMDOOAS5 GT_MID90_A TO_FROM | SMDOOAS5 | GT_MID90_A | 229 | 1 | 1 | GARROT__138B | 47708 | TO_FROM | 73521.13 | -0.10006 | 0.098764 | -0.18207 | 0.52385 | 320.0685 | -291.048 | 0 | 2628.612 | 5957.912 | Competitive | 0 | 0 | 0 | 0 | 0 | 1 | 1 | Non-Competitive | Non-Competitive | Non-Competitive | Non-Competitive | Non-Competitive | 9 | 17 | 17 | 9 | 17 | 17 | 9 | 17 | 17 | 9 | 17 | 17 | 9 | 17 | 17
SMDOPHR5 138_ALV_NAL_1 FROM_TO | SMDOPHR5 | 138_ALV_NAL_1 | 210 | 1 | 1 | TNNALVIN__1 | TNALVIN___1 | FROM_TO | 73521.13 | -0.12929 | 0.027475 | -0.76909 | 0.1601 | 641.8713 | 23.0502 | 0 | 1104.093 | 3526.339 | Competitive | 0 | 0 | 0 | 0 | 0 | 1 | 1 | Non-Competitive | Non-Competitive | Non-Competitive | Non-Competitive | Non-Competitive | 31 | 43 | 45 | 31 | 43 | 45 | 31 | 43 | 45 | 31 | 43 | 45 | 31 | 43 | 45
SMDOPHR5 138_ALV_NAL_1 TO_FROM | SMDOPHR5 | 138_ALV_NAL_1 | 210 | 1 | 1 | TNNALVIN__1 | TNALVIN___1 | TO_FROM | 73521.13 | -0.02747 | 0.12929 | -0.1601 | 0.76909 | 183.8566 | -426.359 | 0 | 3525.383 | 1280.111 | Competitive | 0 | 1 | 1 | 1 | 1 | 1 | 1 | Non-Competitive | Competitive | Competitive | Competitive | Competitive | 14 | 14 | 14 | 0 | 0 | 0 | 0 | 0 | 0 | 0 | 0 | 0 | 0 | 0 | 0
SMDOPHR5 138_NAL_HAS_1 FROM_TO | SMDOPHR5 | 138_NAL_HAS_1 | 383 | 1 | 1 | TNHASTINGS1 | TNNALVIN__1 | FROM_TO | 73521.13 | -0.02448 | 0.083887 | -0.13953 | 0.78814 | 68.5682 | -417.745 | 0 | 3183.66 | 1169.417 | Competitive | 0 | 1 | 1 | 1 | 1 | 1 | 1 | Non-Competitive | Competitive | Competitive | Competitive | Competitive | 14 | 14 | 14 | 0 | 0 | 0 | 0 | 0 | 0 | 0 | 0 | 0 | 0 | 0 | 0
SMDOPHR5 138_NAL_HAS_1 TO_FROM | SMDOPHR5 | 138_NAL_HAS_1 | 383 | 1 | 1 | TNHASTINGS1 | TNNALVIN__1 | TO_FROM | 73521.13 | -0.08389 | 0.024484 | -0.78814 | 0.13953 | 604.7334 | 98.0513 | 0 | 1017.755 | 3184.87 | Competitive | 0 | 0 | 0 | 0 | 0 | 1 | 1 | Non-Competitive | Non-Competitive | Non-Competitive | Non-Competitive | Non-Competitive | 43 | 43 | 51 | 43 | 43 | 51 | 43 | 43 | 51 | 43 | 43 | 51 | 43 | 43 | 51
SMDOPHR5 G138_11A_1 FROM_TO | SMDOPHR5 | G138_11A_1 | 210 | 1 | 1 | TNFRDSWOOD1 | TNHASTINGS1 | FROM_TO | 73521.13 | -0.02412 | 0.084252 | -0.2115 | 0.55406 | 95.3629 | -390.952 | 0 | 3168.134 | 1185.459 | Competitive | 0 | 1 | 1 | 1 | 1 | 1 | 1 | Non-Competitive | Competitive | Competitive | Competitive | Competitive | 14 | 14 | 14 | 0 | 0 | 0 | 0 | 0 | 0 | 0 | 0 | 0 | 0 | 0 | 0
SMDOPHR5 G138_11A_1 TO_FROM | SMDOPHR5 | G138_11A_1 | 210 | 1 | 1 | TNFRDSWOOD1 | TNHASTINGS1 | TO_FROM | 73521.13 | -0.08425 | 0.024119 | -0.55406 | 0.2115 | 577.9152 | 71.2583 | 0 | 1030.568 | 3169.358 | Competitive | 0 | 0 | 0 | 0 | 0 | 1 | 1 | Non-Competitive | Non-Competitive | Non-Competitive | Non-Competitive | Non-Competitive | 43 | 43 | 51 | 43 | 43 | 51 | 43 | 43 | 51 | 43 | 43 | 51 | 43 | 43 | 51
SMGIENW8 TRU_UAT1 FROM_TO | SMGIENW8 | TRU_UAT1 | 40 | 6 | 6 | TRUMBULL9 | TRUMBULL8 | FROM_TO | 73521.13 | -0.03399 | 0.031733 | -0.04279 | 0.62377 | 7.2106 | -21.8997 | 0 | 10000 | 10000 | Competitive | 0 | 0 | 0 | 0 | 0 | 1 | 1 | Non-Competitive | Non-Competitive | Non-Competitive | Non-Competitive | Non-Competitive | 2 | 2 | 2 | 2 | 2 | 2 | 2 | 2 | 2 | 2 | 2 | 2 | 2 | 2 | 2
SMGIENW8 TRU_UAT1 TO_FROM | SMGIENW8 | TRU_UAT1 | 40 | 6 | 6 | TRUMBULL9 | TRUMBULL8 | TO_FROM | 73521.13 | -0.03173 | 0.033989 | -0.62377 | 0.042791 | 44.9576 | -2.6007 | 0 | 10000 | 10000 | Competitive | 0 | 0 | 0 | 0 | 0 | 1 | 1 | Non-Competitive | Non-Competitive | Non-Competitive | Non-Competitive | Non-Competitive | 2 | 2 | 2 | 2 | 2 | 2 | 2 | 2 | 2 | 2 | 2 | 2 | 2 | 2 | 2
SMGSBTR5 STCO_STER1_1 FROM_TO | SMGSBTR5 | STCO_STER1_1 | 38 | 1 | 1 | STER2A | STCO2A | FROM_TO | 73521.13 | -0.08274 | 0.016218 | -0.63537 | 0.33827 | 32.5779 | -16.9545 | 0 | 6438.392 | 10000 | Competitive | 0 | 0 | 0 | 0 | 0 | 1 | 1 | Non-Competitive | Non-Competitive | Non-Competitive | Non-Competitive | Non-Competitive | bar: 8 to 14
SMGSBTR5 STCO_STER1_1 TO_FROM | SMGSBTR5 | STCO_STER1_1 | 38 | 1 | 1 | STER2A | STCO2A | TO_FROM | 73521.13 | -0.00134 | 0.17888 | -0.33827 | 0.63537 | 78.3149 | -21.939 | 0 | 5724.414 | 1363.715 | Competitive | 0 | 1 | 1 | 1 | 1 | 1 | 0 | Non-Competitive | Non-Competitive | Non-Competitive | Non-Competitive | Non-Competitive | 0 | 0 | 0 | 0 | 0 | 0 | 0 | 0 | 0 | 0 | 0 | 0 | 0 | 0 | 0
SMNHPBS8 6485__A FROM_TO | SMNHPBS8 | 6485__A | 143 | 3 | 3 | PERMIANB_8 | MOSS_8 | FROM_TO | 73521.13 | -0.00684 | 0.20684 | -0.04096 | 0.20684 | 107.7427 | -89.2416 | 0 | 5594.822 | 4781.781 | Competitive | 0 | 0 | 0 | 0 | 0 | 1 | 0 | Non-Competitive | Non-Competitive | Non-Competitive | Non-Competitive | Non-Competitive | 0 | 0 | 0 | 0 | 0 | 0 | 0 | 0 | 0 | 0 | 0 | 0 | 0 | 0 | 0
SMNHPBS8 6485__A TO_FROM | SMNHPBS8 | 6485__A | 143 | 3 | 3 | PERMIANB_8 | MOSS_8 | TO_FROM | 73521.13 | -0.20684 | 0.006839 | -0.20684 | 0.040959 | 105.7596 | 69.2001 | 0 | 3328.042 | 10000 | Competitive | 0 | 0 | 0 | 0 | 0 | 1 | 1 | Non-Competitive | Non-Competitive | Non-Competitive | Non-Competitive | Non-Competitive | 5 | 5 | 5 | 5 | 5 | 5 | 5 | 5 | 5 | 5 | 5 | 5 | 5 | 5 | 5
SMOOPEA8 PEARSALL_69_4 FROM_TO | SMOOPEA8 | PEARSALL_69_4 | 143 | 1 | 1 | PEARSALLSW8 | PEARSALLSW9 | FROM_TO | 73521.13 | -0.66214 | 0.20435 | -0.66214 | 0.20435 | 122.4371 | 6.3608 | 0 | 9918.265 | 10000 | Competitive | 0 | 0 | 0 | 0 | 0 | 1 | 1 | Non-Competitive | Non-Competitive | Non-Competitive | Non-Competitive | Non-Competitive | 3 | 3 | 3 | 3 | 3 | 3 | 3 | 3 | 3 | 3 | 3 | 3 | 3 | 3 | 3
SMOOPEA8 PEARSALL_69_4 TO_FROM | SMOOPEA8 | PEARSALL_69_4 | 143 | 1 | 1 | PEARSALLSW8 | PEARSALLSW9 | TO_FROM | 73521.13 | -0.20435 | 0.66214 | -0.20435 | 0.66214 | 53.6347 | -45.8095 | 0 | 10000 | 10000 | Competitive | 0 | 0 | 0 | 0 | 0 | 1 | 1 | Non-Competitive | Non-Competitive | Non-Competitive | Non-Competitive | Non-Competitive | 26 | 26 | 26 | 26 | 26 | 26 | 26 | 26 | 26 | 26 | 26 | 26 | 26 | 26 | 26
SMUESPR8 SJO_SJO2 FROM_TO | SMUESPR8 | SJO_SJO2 | 40 | 3 | 3 | STJO | STJO | FROM_TO | 73521.13 | -0.00046 | 0 | -0.00046 | 0.99954 | -33.8588 | -33.837 | 0 | 0 | 795.756 | Competitive | 1 | 1 | 1 | 1 | 1 | 1 | 0 | Non-Competitive | Non-Competitive | Non-Competitive | Non-Competitive | Non-Competitive | 0 | 0 | 0 | 0 | 0 | 0 | 0 | 0 | 0 | 0 | 0 | 0 | 0 | 0 | 0
SMUESPR8 SJO_SJO2 TO_FROM | SMUESPR8 | SJO_SJO2 | 40 | 3 | 3 | STJO | STJO | TO_FROM | 73521.13 | 0 | 0.00046 | -0.99954 | 0.00046 | 33.8414 | 33.837 | 0 | 696.487 | 0 | Competitive | 1 | 1 | 1 | 1 | 1 | 1 | 0 | Non-Competitive | Non-Competitive | Non-Competitive | Non-Competitive | Non-Competitive | 0 | 0 | 0 | 0 | 0 | 0 | 0 | 0 | 0 | 0 | 0 | 0 | 0 | 0 | 0
SNBTHW5 AN_WO_21_A FROM_TO | SNBTHW5 | AN_WO_21_A | 377 | 1 | 1 | AIRLIN__8010 | WHITOK__138A | FROM_TO | 73521.13 | -0.09718 | 0.1185 | -0.2771 | 0.50619 | 375.3147 | -380.463 | 0 | 2435.691 | 8242.534 | Competitive | 0 | 0 | 0 | 0 | 0 | 1 | 1 | Non-Competitive | Non-Competitive | Non-Competitive | Non-Competitive | Non-Competitive | 27 | 27 | 32 | 27 | 27 | 32 | 27 | 27 | 32 | 27 | 27 | 32 | 27 | 27 | 32
SNBTHW5 AN_WO_21_A TO_FROM | SNBTHW5 | AN_WO_21_A | 377 | 1 | 1 | AIRLIN__8010 | WHITOK__138A | TO_FROM | 73521.13 | -0.1185 | 0.097175 | -0.50619 | 0.2771 | 916.3489 | -95.224 | 0 | 7847.038 | 2438.602 | Competitive | 0 | 0 | 0 | 1 | 1 | 1 | 1 | Non-Competitive | Non-Competitive | Non-Competitive | Competitive | Competitive | 40 | 59 | 63 | 40 | 59 | 63 | 40 | 59 | 63 | 0 | 0 | 0 | 0 | 0 | 0
SNCWHLT9 6915__A FROM_TO | SNCWHLT9 | 6915__A | 40 | 2 | 2 | ODESSANO_9 | ODBASSS_9 | FROM_TO | 73521.13 | -0.02802 | 0.003708 | -0.5079 | 0.21407 | 62.8754 | 54.2666 | 0 | 4951.395 | 10000 | Competitive | 0 | 0 | 0 | 0 | 0 | 0 | 1 | Non-Competitive | Non-Competitive | Non-Competitive | Non-Competitive | Non-Competitive | 8 | 8 | 8 | 8 | 8 | 8 | 8 | 8 | 8 | 8 | 8 | 8 | 8 | 8 | 8
SNCWHLT9 6915__A TO_FROM | SNCWHLT9 | 6915__A | 40 | 2 | 2 | ODESSANO_9 | ODBASSS_9 | TO_FROM | 73521.13 | -0.00371 | 0.046114 | -0.21407 | 0.5079 | -22.1447 | -57.474 | 0 | 3852.466 | 5559.061 | Competitive | 0 | 0 | 0 | 0 | 0 | 1 | 0 | Non-Competitive | Non-Competitive | Non-Competitive | Non-Competitive | Non-Competitive | 0 | 0 | 0 | 0 | 0 | 0 | 0 | 0 | 0 | 0 | 0 | 0 | 0 | 0 | 0
SNCWMOS8 6865__B FROM_TO | SNCWMOS8 | 6865__B | 40 | 3 | 3 | ODESSANO_9 | NTCOWDEN_9 | FROM_TO | 73521.13 | -0.02165 | 0.004285 | -0.47601 | 0.13247 | 47.5833 | 38.3281 | 0 | 5064.847 | 10000 | Competitive | 0 | 0 | 0 | 0 | 0 | 1 | 1 | Non-Competitive | Non-Competitive | Non-Competitive | Non-Competitive | Non-Competitive | 5 | 5 | 5 | 5 | 5 | 5 | 5 | 5 | 5 | 5 | 5 | 5 | 5 | 5 | 5
SNCWMOS8 6865__B TO_FROM | SNCWMOS8 | 6865__B | 40 | 3 | 3 | ODESSANO_9 | NTCOWDEN_9 | TO_FROM | 73521.13 | -0.00429 | 0.04315 | -0.13247 | 0.47601 | -7.8975 | -41.3935 | 0 | 3495.32 | 5518.813 | Competitive | 0 | 0 | 0 | 0 | 0 | 1 | 0 | Non-Competitive | Non-Competitive | Non-Competitive | Non-Competitive | Non-Competitive | 0 | 0 | 0 | 0 | 0 | 0 | 0 | 0 | 0 | 0 | 0 | 0 | 0 | 0 | 0
SNCWMOS8 6915__A FROM_TO | SNCWMOS8 | 6915__A | 40 | 3 | 3 | ODESSANO_9 | ODBASSS_9 | FROM_TO | 73521.13 | -0.03023 | 0.003664 | -0.524 | 0.14881 | 63.4494 | 54.5928 | 0 | 4803.875 | 10000 | Competitive | 0 | 0 | 0 | 0 | 0 | 0 | 1 | Non-Competitive | Non-Competitive | Non-Competitive | Non-Competitive | Non-Competitive | 5 | 5 | 5 | 5 | 5 | 5 | 5 | 5 | 5 | 5 | 5 | 5 | 5 | 5 | 5
SNCWMOS8 6915__A TO_FROM | SNCWMOS8 | 6915__A | 40 | 3 | 3 | ODESSANO_9 | ODBASSS_9 | TO_FROM | 73521.13 | -0.00366 | 0.048817 | -0.14881 | 0.524 | -19.7755 | -58.2262 | 0 | 3873.71 | 5429.197 | Competitive | 0 | 0 | 0 | 0 | 0 | 1 | 0 | Non-Competitive | Non-Competitive | Non-Competitive | Non-Competitive | Non-Competitive | 0 | 0 | 0 | 0 | 0 | 0 | 0 | 0 | 0 | 0 | 0 | 0 | 0 | 0 | 0
SNCWMOS8 ODNTH_FMR1 FROM_TO | SNCWMOS8 | ODNTH_FMR1 | 87 | 3 | 3 | ODESSANO_8 | ODESSANO_9 | FROM_TO | 73521.13 | -0.05189 | 0.007949 | -0.71873 | 0.048939 | 111.3051 | 93.1192 | 0 | 4947.079 | 10000 | Competitive | 0 | 0 | 0 | 0 | 0 | 0 | 1 | Non-Competitive | Non-Competitive | Non-Competitive | Non-Competitive | Non-Competitive | 5 | 5 | 5 | 5 | 5 | 5 | 5 | 5 | 5 | 5 | 5 | 5 | 5 | 5 | 5
SNCWMOS8 ODNTH_FMR1 TO_FROM | SNCWMOS8 | ODNTH_FMR1 | 87 | 3 | 3 | ODESSANO_8 | ODESSANO_9 | TO_FROM | 73521.13 | -0.00795 | 0.091968 | -0.04894 | 0.71873 | -27.8737 | -99.5985 | 0 | 3563.173 | 5478.698 | Competitive | 0 | 0 | 0 | 0 | 0 | 1 | 0 | Non-Competitive | Non-Competitive | Non-Competitive | Non-Competitive | Non-Competitive | 0 | 0 | 0 | 0 | 0 | 0 | 0 | 0 | 0 | 0 | 0 | 0 | 0 | 0 | 0
SNEDLON5 FALFUR_RACHAL1_1 FROM_TO | SNEDLON5 | FALFUR_RACHAL1_1 | 239 | 1 | 1 | FALFUR4A | RACHAL4A | FROM_TO | 73521.13 | -0.11326 | 0.097712 | -0.4644 | 0.30248 | 261.9874 | 120.878 | 0 | 6606.313 | 5998.029 | Competitive | 0 | 0 | 0 | 0 | 0 | 1 | 1 | Non-Competitive | Non-Competitive | Non-Competitive | Non-Competitive | Non-Competitive | 9 | 9 | 12 | 9 | 9 | 12 | 9 | 9 | 12 | 9 | 9 | 12 | 9 | 9 | 12
SNEDLON5 FALFUR_RACHAL1_1 TO_FROM | SNEDLON5 | FALFUR_RACHAL1_1 | 239 | 1 | 1 | FALFUR4A | RACHAL4A | TO_FROM | 73521.13 | -0.03293 | 0.11326 | -0.30248 | 0.4644 | 97.0033 | -226.526 | 0 | 4334.753 | 5000 | Competitive | 0 | 0 | 0 | 0 | 0 | 1 | 1 | Non-Competitive | Non-Competitive | Non-Competitive | Non-Competitive | Non-Competitive | 2 | 2 | 2 | 2 | 2 | 2 | 2 | 2 | 2 | 2 | 2 | 2 | 2 | 2 | 2
SNEDLON5 KINGSV_LON_HI1_1 FROM_TO | SNEDLON5 | KINGSV_LON_HI1_1 | 216 | 1 | 1 | LON_HILL4A | KINGSVIL4A | FROM_TO | 73521.13 | -0.18311 | 0.032759 | -0.33037 | 0.038292 | 173.6842 | 63.5039 | 0 | 2245.179 | 3461.636 | Competitive | 0 | 0 | 0 | 0 | 0 | 1 | 1 | Non-Competitive | Non-Competitive | Non-Competitive | Non-Competitive | Non-Competitive | 10 | 10 | 13 | 10 | 10 | 13 | 10 | 10 | 13 | 10 | 10 | 13 | 10 | 10 | 13
SNEDLON5 KINGSV_LON_HI1_1 TO_FROM | SNEDLON5 | KINGSV_LON_HI1_1 | 216 | 1 | 1 | LON_HILL4A | KINGSVIL4A | TO_FROM | 73521.13 | -0.03276 | 0.18311 | -0.03829 | 0.33037 | 12.3774 | -148.812 | 0 | 2301.805 | 2891.026 | Competitive | 0 | 0 | 0 | 0 | 1 | 1 | 1 | Non-Competitive | Non-Competitive | Non-Competitive | Non-Competitive | Competitive | 6 | 6 | 7 | 6 | 6 | 7 | 6 | 6 | 7 | 6 | 6 | 7 | 0 | 0 | 0
SNEDLON5 LAQUIN_LOBO1_1 FROM_TO | SNEDLON5 | LAQUIN_LOBO1_1 | 239 | 1 | 1 | LOBO4A | LAQUNTA4A | FROM_TO | 73521.13 | -0.05296 | 0.10175 | -0.73075 | 0.11716 | 245.3379 | 3.3835 | 0 | 3334.961 | 3455.589 | Non-Competi | 0 | 0 | 0 | 0 | 0 | 1 | 1 | Non-Competitive | Non-Competitive | Non-Competitive | Non-Competitive | Non-Competitive | 16 | 19 | 28 | 16 | 19 | 28 | 16 | 19 | 28 | 16 | 19 | 28 | 16 | 19 | 28
SNEDLON5 LAQUIN_LOBO1_1 TO_FROM | SNEDLON5 | LAQUIN_LOBO1_1 | 239 | 1 | 1 | LOBO4A | LAQUNTA4A | TO_FROM | 73521.13 | -0.10175 | 0.73075 | -0.11716 | 0.73075 | 250.2769 | -191.777 | 0 | 8019.402 | 5000 | Non-Competi | 0 | 0 | 0 | 0 | 0 | 1 | 1 | Non-Competitive | Non-Competitive | Non-Competitive | Non-Competitive | Non-Competitive | 2 | 2 | 2 | 2 | 2 | 2 | 2 | 2 | 2 | 2 | 2 | 2 | 2 | 2 | 2
SNEDLON5 LASPUL_RAYMND1_1 FROM_TO | SNEDLON5 | LASPUL_RAYMND1_1 | 216 | 1 | 1 | RAYMND24A | LASPULGA4A | FROM_TO | 73521.13 | -0.04504 | 0.063682 | -0.32787 | 0.65267 | 75.3024 | 10.795 | 0 | 10000 | 5299.916 | Competitive | 0 | 0 | 0 | 0 | 0 | 1 | 1 | Non-Competitive | Non-Competitive | Non-Competitive | Non-Competitive | Non-Competitive | 9 | 12 | 12 | 9 | 12 | 12 | 9 | 12 | 12 | 9 | 12 | 12 | 9 | 12 | 12
SNEDLON5 LASPUL_RAYMND1_1 TO_FROM | SNEDLON5 | LASPUL_RAYMND1_1 | 216 | 1 | 1 | RAYMND24A | LASPULGA4A | TO_FROM | 73521.13 | -0.06368 | 0.045038 | -0.65267 | 0.32787 | 79.1552 | -70.3725 | 0 | 2815.144 | 10000 | Competitive | 0 | 0 | 0 | 0 | 0 | 1 | 1 | Non-Competitive | Non-Competitive | Non-Competitive | Non-Competitive | Non-Competitive | bar: 8 to 14
SNEDLON5 LASPUL_RIOHON1_1 FROM_TO | SNEDLON5 | LASPUL_RIOHON1_1 | 216 | 1 | 1 | RIOHONDO4A | LASPULGA4A | FROM_TO | 73521.13 | -0.06368 | 0.045038 | -0.67213 | 0.10329 | 79.1552 | -70.3725 | 0 | 2815.144 | 10000 | Competitive | 0 | 0 | 0 | 0 | 0 | 1 | 1 | Non-Competitive | Non-Competitive | Non-Competitive | Non-Competitive | Non-Competitive | bar: 8 to 14
SNEDLON5 LASPUL_RIOHON1_1 TO_FROM | SNEDLON5 | LASPUL_RIOHON1_1 | 216 | 1 | 1 | RIOHONDO4A | LASPULGA4A | TO_FROM | 73521.13 | -0.04504 | 0.063682 | -0.10329 | 0.67213 | 75.3024 | 10.795 | 0 | 10000 | 5299.916 | Competitive | 0 | 0 | 0 | 0 | 0 | 1 | 1 | Non-Competitive | Non-Competitive | Non-Competitive | Non-Competitive | Non-Competitive | 9 | 12 | 12 | 9 | 12 | 12 | 9 | 12 | 12 | 9 | 12 | 12 | 9 | 12 | 12
SNEDLON5 MV_YUT_RAYMND1_1 FROM_TO | SNEDLON5 | MV_YUT_RAYMND1_1 | 216 | 1 | 1 | RAYMND24A | YTURRIASUB8 | FROM_TO | 73521.13 | -0.07531 | 0.060707 | -0.64685 | 0.23999 | 30.4779 | -155.467 | 0 | 2982.987 | 10000 | Competitive | 0 | 0 | 0 | 0 | 0 | 1 | 1 | Non-Competitive | Non-Competitive | Non-Competitive | Non-Competitive | Non-Competitive | bar: 8 to 14
SNEDLON5 MV_YUT_RAYMND1_1 TO_FROM | SNEDLON5 | MV_YUT_RAYMND1_1 | 216 | 1 | 1 | RAYMND24A | YTURRIASUB8 | TO_FROM | 73521.13 | -0.06071 | 0.075314 | -0.23999 | 0.64685 | 161.2932 | 80.3958 | 0 | 10000 | 5146.966 | Competitive | 0 | 0 | 0 | 0 | 0 | 1 | 1 | Non-Competitive | Non-Competitive | Non-Competitive | Non-Competitive | Non-Competitive | 9 | 12 | 12 | 9 | 12 | 12 | 9 | 12 | 12 | 9 | 12 | 12 | 9 | 12 | 12
SNEDLON5 NEDIN_RACHAL1_1 FROM_TO | SNEDLON5 | NEDIN_RACHAL1_1 | 239 | 1 | 1 | NEDIN4A | RACHAL4A | FROM_TO | 73521.13 | -0.03288 | 0.11331 | -0.53555 | 0.1306 | 100.6553 | -222.877 | 0 | 4333.979 | 5000 | Competitive | 0 | 0 | 0 | 0 | 0 | 1 | 1 | Non-Competitive | Non-Competitive | Non-Competitive | Non-Competitive | Non-Competitive | 2 | 2 | 2 | 2 | 2 | 2 | 2 | 2 | 2 | 2 | 2 | 2 | 2 | 2 | 2
SNEDLON5 NEDIN_RACHAL1_1 TO_FROM | SNEDLON5 | NEDIN_RACHAL1_1 | 239 | 1 | 1 | NEDIN4A | RACHAL4A | TO_FROM | 73521.13 | -0.11331 | 0.097663 | -0.13061 | 0.53555 | 258.3296 | 117.229 | 0 | 6610.959 | 5997.685 | Competitive | 0 | 0 | 0 | 0 | 0 | 1 | 1 | Non-Competitive | Non-Competitive | Non-Competitive | Non-Competitive | Non-Competitive | 9 | 9 | 12 | 9 | 9 | 12 | 9 | 9 | 12 | 9 | 9 | 12 | 9 | 9 | 12
SNEDLON5 WES_MV_W_1 FROM_TO | SNEDLON5 | WES_MV_W_1 | 174 | 1 | 1 | WESLACO4A | WESLACOSUB8 | FROM_TO | 73521.13 | -0.00933 | 0.090457 | -0.74651 | 0.18862 | 59.5588 | -143.239 | 0 | 5016.134 | 1764.014 | Competitive | 0 | 0 | 1 | 1 | 1 | 1 | 0 | Non-Competitive | Non-Competitive | Non-Competitive | Non-Competitive | Non-Competitive | 0 | 0 | 0 | 0 | 0 | 0 | 0 | 0 | 0 | 0 | 0 | 0 | 0 | 0 | 0
SNEDLON5 WES_MV_W_1 TO_FROM | SNEDLON5 | WES_MV_W_1 | 174 | 1 | 1 | WESLACO4A | WESLACOSUB8 | TO_FROM | 73521.13 | -0.08805 | 0.015573 | -0.18862 | 0.74651 | 158.7107 | 71.1034 | 0 | 2166.831 | 5861.156 | Competitive | 0 | 0 | 0 | 0 | 0 | 1 | 1 | Non-Competitive | Non-Competitive | Non-Competitive | Non-Competitive | Non-Competitive | 9 | 9 | 9 | 9 | 9 | 9 | 9 | 9 | 9 | 9 | 9 | 9 | 9 | 9 | 9
SNUEWHI8 LON_HI_PELICA1_1 FROM_TO | SNUEWHI8 | LON_HI_PELICA1_1 | 470 | 1 | 1 | LON_HILL4A | PELICAN4A | FROM_TO | 73521.13 | -0.31108 | 0.13814 | -0.45308 | 0.14985 | 399.3853 | -312.497 | 0 | 2809.252 | 4995.12 | Competitive | 0 | 0 | 0 | 0 | 0 | 1 | 1 | Non-Competitive | Non-Competitive | Non-Competitive | Non-Competitive | Non-Competitive | 6 | 6 | 6 | 6 | 6 | 6 | 6 | 6 | 6 | 6 | 6 | 6 | 6 | 6 | 6
SNUEWHI8 LON_HI_PELICA1_1 TO_FROM | SNUEWHI8 | LON_HI_PELICA1_1 | 470 | 1 | 1 | LON_HILL4A | PELICAN4A | TO_FROM | 73521.13 | -0.13814 | 0.45308 | -0.14985 | 0.45308 | 676.2769 | -190.081 | 0 | 2368.686 | 3007.889 | Competitive | 0 | 0 | 0 | 0 | 0 | 1 | 1 | Non-Competitive | Non-Competitive | Non-Competitive | Non-Competitive | Non-Competitive | 16 | 16 | 17 | 16 | 16 | 17 | 16 | 16 | 17 | 16 | 16 | 17 | 16 | 16 | 17
SNURRAY9 PLA_DANE_1 FROM_TO | SNURRAY9 | PLA_DANE_1 | 45 | 1 | 1 | PLAINVIEWSB9 | DANEVANGSW9 | FROM_TO | 73521.13 | -0.00521 | 0.006437 | -0.2106 | 0.67394 | 28.5823 | -34.5315 | 0 | 7053.123 | 1570.294 | Competitive | 0 | 0 | 1 | 1 | 1 | 1 | 0 | Non-Competitive | Non-Competitive | Non-Competitive | Non-Competitive | Non-Competitive | 0 | 0 | 0 | 0 | 0 | 0 | 0 | 0 | 0 | 0 | 0 | 0 | 0 | 0 | 0
SNURRAY9 PLA_DANE_1 TO_FROM | SNURRAY9 | PLA_DANE_1 | 45 | 1 | 1 | PLAINVIEWSB9 | DANEVANGSW9 | TO_FROM | 73521.13 | -0.00644 | 0.005213 | -0.67394 | 0.2106 | 61.932 | 11.6628 | 0 | 1417.806 | 7103.754 | Competitive | 0 | 0 | 0 | 0 | 0 | 1 | 0 | Non-Competitive | Non-Competitive | Non-Competitive | Non-Competitive | Non-Competitive | 0 | 0 | 0 | 0 | 0 | 0 | 0 | 0 | 0 | 0 | 0 | 0 | 0 | 0 | 0
SNWEWES8 WES_MV_W_1 FROM_TO | SNWEWES8 | WES_MV_W_1 | 174 | 3 | 3 | WESLACO4A | WESLACOSUB8 | FROM_TO | 73521.13 | -0.05186 | 0.086291 | -0.72113 | 0.2191 | 101.3637 | -95.5989 | 0 | 4912.108 | 10000 | Competitive | 0 | 0 | 0 | 0 | 0 | 1 | 1 | Non-Competitive | Non-Competitive | Non-Competitive | Non-Competitive | Non-Competitive | 3 | 3 | 3 | 3 | 3 | 3 | 3 | 3 | 3 | 3 | 3 | 3 | 3 | 3 | 3
SNWEWES8 WES_MV_W_1 TO_FROM | SNWEWES8 | WES_MV_W_1 | 174 | 3 | 3 | WESLACO4A | WESLACOSUB8 | TO_FROM | 73521.13 | -0.08261 | 0.051857 | -0.2191 | 0.72113 | 130.0554 | 18.4443 | 0 | 2381.334 | 5780.45 | Competitive | 0 | 0 | 0 | 0 | 0 | 1 | 1 | Non-Competitive | Non-Competitive | Non-Competitive | Non-Competitive | Non-Competitive | 9 | 9 | 9 | 9 | 9 | 9 | 9 | 9 | 9 | 9 | 9 | 9 | 9 | 9 | 9
SN_SAJO5 FALFUR_PREMON1_1 FROM_TO | SN_SAJO5 | FALFUR_PREMON1_1 | 38 | 1 | 1 | FALFUR2A | PREMONT2A | FROM_TO | 73521.13 | -0.01935 | 0.025162 | -0.53723 | 0.26862 | 36.0118 | -16.3302 | 0 | 6599.281 | 10000 | Competitive | 0 | 0 | 0 | 0 | 0 | 1 | 0 | Non-Competitive | Non-Competitive | Non-Competitive | Non-Competitive | Non-Competitive | 0 | 0 | 0 | 0 | 0 | 0 | 0 | 0 | 0 | 0 | 0 | 0 | 0 | 0 | 0
SN_SAJO5 FALFUR_PREMON1_1 TO_FROM | SN_SAJO5 | FALFUR_PREMON1_1 | 38 | 1 | 1 | FALFUR2A | PREMONT2A | TO_FROM | 73521.13 | -0.00849 | 0.019353 | -0.26862 | 0.53723 | 18.7315 | -11.885 | 0 | 10000 | 4579.82 | Competitive | 0 | 0 | 0 | 0 | 0 | 1 | 0 | Non-Competitive | Non-Competitive | Non-Competitive | Non-Competitive | Non-Competitive | 0 | 0 | 0 | 0 | 0 | 0 | 0 | 0 | 0 | 0 | 0 | 0 | 0 | 0 | 0
SN_SAJO5 HARLNS_RAYMON1_1 FROM_TO | SN_SAJO5 | HARLNS_RAYMON1_1 | 38 | 1 | 1 | HARLINSW2A | RAYMOND12A | FROM_TO | 73521.13 | -0.01218 | 0.018374 | -0.39399 | 0.093243 | 2.6836 | -35.9999 | 0 | 2637.772 | 10000 | Competitive | 0 | 0 | 0 | 0 | 0 | 1 | 0 | Non-Competitive | Non-Competitive | Non-Competitive | Non-Competitive | Non-Competitive | 0 | 0 | 0 | 0 | 0 | 0 | 0 | 0 | 0 | 0 | 0 | 0 | 0 | 0 | 0
SN_SAJO5 HARLNS_RAYMON1_1 TO_FROM | SN_SAJO5 | HARLNS_RAYMON1_1 | 38 | 1 | 1 | HARLINSW2A | RAYMOND12A | TO_FROM | 73521.13 | -0.01837 | 0.012185 | -0.09324 | 0.39399 | 37.0967 | 19.4567 | 0 | 10000 | 4228.673 | Competitive | 0 | 0 | 0 | 0 | 0 | 1 | 0 | Non-Competitive | Non-Competitive | Non-Competitive | Non-Competitive | Non-Competitive | 0 | 0 | 0 | 0 | 0 | 0 | 0 | 0 | 0 | 0 | 0 | 0 | 0 | 0 | 0
SN_SAJO5 LON_HI_NEDIN1_1 FROM_TO | SN_SAJO5 | LON_HI_NEDIN1_1 | 1195 | 1 | 1 | LNHILL 6 | LHEDL | FROM_TO | 73521.13 | -0.72913 | 0.044686 | -0.76488 | 0.066999 | 2092.689 | 1411.2 | 0 | 686.91 | 5410.427 | Non-Competi | 0 | 0 | 0 | 0 | 0 | 0 | 1 | Non-Competitive | Non-Competitive | Non-Competitive | Non-Competitive | Non-Competitive | 9 | 12 | 12 | 9 | 12 | 12 | 9 | 12 | 12 | 9 | 12 | 12 | 9 | 12 | 12
SN_SAJO5 LON_HI_NEDIN1_1 TO_FROM | SN_SAJO5 | LON_HI_NEDIN1_1 | 1195 | 1 | 1 | LNHILL 6 | LHEDL | TO_FROM | 73521.13 | -0.04469 | 0.72913 | -0.067 | 0.76488 | 213.809 | -1613.32 | 0 | 2897.739 | 769.944 | Competitive | 1 | 1 | 1 | 1 | 1 | 1 | 1 | Competitive | Competitive | Competitive | Competitive | Competitive | 0 | 0 | 0 | 0 | 0 | 0 | 0 | 0 | 0 | 0 | 0 | 0 | 0 | 0 | 0
SN_SLON5 ALAZAN_B_DAVI1_1 FROM_TO | SN_SLON5 | ALAZAN_B_DAVI1_1 | 876 | 1 | 1 | B_DAVIS4A | ALAZAN4A | FROM_TO | 73521.13 | -0.26039 | 0.2541 | -0.5301 | 0.2541 | 682.547 | 125.0225 | 0 | 7042.641 | 4044.665 | Competitive | 0 | 0 | 0 | 0 | 0 | 1 | 1 | Non-Competitive | Non-Competitive | Non-Competitive | Non-Competitive | Non-Competitive | 12 | 13 | 13 | 12 | 13 | 13 | 12 | 13 | 13 | 12 | 13 | 13 | 12 | 13 | 13
SN_SLON5 ALAZAN_B_DAVI1_1 TO_FROM | SN_SLON5 | ALAZAN_B_DAVI1_1 | 876 | 1 | 1 | B_DAVIS4A | ALAZAN4A | TO_FROM | 73521.13 | -0.2541 | 0.26039 | -0.2541 | 0.5301 | 178.212 | -413.241 | 0 | 1771.624 | 7155 | Competitive | 0 | 0 | 0 | 0 | 0 | 1 | 1 | Non-Competitive | Non-Competitive | Non-Competitive | Non-Competitive | Non-Competitive | 4 | 10 | 10 | 4 | 10 | 10 | 4 | 10 | 10 | 4 | 10 | 10 | 4 | 10 | 10
SN_SLON5 CELANE_KLEBER1_1 FROM_TO | SN_SLON5 | CELANE_KLEBER1_1 | 211 | 1 | 1 | CELANEBI4A | KLEBERG4A | FROM_TO | 73521.13 | -0.0077 | 0.40926 | -0.47023 | 0.40926 | 144.9146 | -96.1693 | 0 | 2073.235 | 2708.229 | Competitive | 0 | 0 | 0 | 0 | 1 | 1 | 0 | Non-Competitive | Non-Competitive | Non-Competitive | Non-Competitive | Non-Competitive | 0 | 0 | 0 | 0 | 0 | 0 | 0 | 0 | 0 | 0 | 0 | 0 | 0 | 0 | 0
SN_SLON5 CELANE_KLEBER1_1 TO_FROM | SN_SLON5 | CELANE_KLEBER1_1 | 211 | 1 | 1 | CELANEBI4A | KLEBERG4A | TO_FROM | 73521.13 | -0.40926 | 0.007699 | -0.40926 | 0.47023 | 101.4323 | -23.2227 | 0 | 2578.853 | 3272.368 | Competitive | 0 | 0 | 0 | 0 | 0 | 1 | 1 | Non-Competitive | Non-Competitive | Non-Competitive | Non-Competitive | Non-Competitive | 11 | 14 | 17 | 11 | 14 | 17 | 11 | 14 | 17 | 11 | 14 | 17 | 11 | 14 | 17
SN_SLON5 CELANE_N_SHAR1_1 FROM_TO | SN_SLON5 | CELANE_N_SHAR1_1 | 211 | 1 | 1 | CELANEBI4A | N_SHARPE4A | FROM_TO | 73521.13 | -0.06135 | 0.59032 | -0.20031 | 0.59032 | 94.5995 | -37.4055 | 0 | 10000 | 3629.996 | Competitive | 0 | 0 | 0 | 0 | 0 | 1 | 1 | Non-Competitive | Non-Competitive | Non-Competitive | Non-Competitive | Non-Competitive | 13 | 16 | 16 | 13 | 16 | 16 | 13 | 16 | 16 | 13 | 16 | 16 | 13 | 16 | 16
SN_SLON5 CELANE_N_SHAR1_1 TO_FROM | SN_SLON5 | CELANE_N_SHAR1_1 | 211 | 1 | 1 | CELANEBI4A | N_SHARPE4A | TO_FROM | 73521.13 | -0.59032 | 0.078697 | -0.59032 | 0.20031 | 159.1661 | -65.3479 | 0 | 1827.365 | 10000 | Competitive | 0 | 0 | 0 | 0 | 0 | 1 | 1 | Non-Competitive | Non-Competitive | Non-Competitive | Non-Competitive | Non-Competitive | bar: 11 to 17
SN_SLON5 KINGSV_KLEBER1_1 FROM_TO | SN_SLON5 | KINGSV_KLEBER1_1 | 216 | 1 | 1 | KINGSVIL4A | KLEBERG4A | FROM_TO | 73521.13 | -0.29624 | 0.017854 | -0.37501 | 0.52835 | 202.0559 | 78.8823 | 0 | 1456.274 | 2603.418 | Competitive | 0 | 0 | 0 | 0 | 1 | 1 | 1 | Non-Competitive | Non-Competitive | Non-Competitive | Non-Competitive | Competitive | 14 | 17 | 17 | 14 | 17 | 17 | 14 | 17 | 17 | 14 | 17 | 17 | 0 | 0 | 0
SN_SLON5 KINGSV_KLEBER1_1 TO_FROM | SN_SLON5 | KINGSV_KLEBER1_1 | 216 | 1 | 1 | KINGSVIL4A | KLEBERG4A | TO_FROM | 73521.13 | -0.01785 | 0.29624 | -0.52835 | 0.375 | 82.1759 | -192.483 | 0 | 1436.559 | 2210.617 | Competitive | 0 | 0 | 0 | 1 | 1 | 1 | 0 | Non-Competitive | Non-Competitive | Non-Competitive | Non-Competitive | Non-Competitive | 0 | 0 | 0 | 0 | 0 | 0 | 0 | 0 | 0 | 0 | 0 | 0 | 0 | 0 | 0
SN_SLON5 KINGSV_LON_HI1_1 FROM_TO | SN_SLON5 | KINGSV_LON_HI1_1 | 216 | 1 | 1 | LON_HILL4A | KINGSVIL4A | FROM_TO | 73521.13 | -0.22632 | 0.025994 | -0.36237 | 0.032056 | 243.2812 | 111.6791 | 0 | 1779.911 | 2820.655 | Competitive | 0 | 0 | 0 | 0 | 1 | 1 | 1 | Non-Competitive | Non-Competitive | Non-Competitive | Non-Competitive | Competitive | 10 | 17 | 17 | 10 | 17 | 17 | 10 | 17 | 17 | 10 | 17 | 17 | 0 | 0 | 0
SN_SLON5 KINGSV_LON_HI1_1 TO_FROM | SN_SLON5 | KINGSV_LON_HI1_1 | 216 | 1 | 1 | LON_HILL4A | KINGSVIL4A | TO_FROM | 73521.13 | -0.02599 | 0.22632 | -0.03206 | 0.36237 | 14.766 | -226.711 | 0 | 1520.084 | 2457.23 | Competitive | 0 | 0 | 0 | 1 | 1 | 1 | 1 | Non-Competitive | Non-Competitive | Non-Competitive | Competitive | Competitive | 0 | 0 | 1 | 0 | 0 | 1 | 0 | 0 | 1 | 0 | 0 | 0 | 0 | 0 | 0
SN_SLON5 N_SHARPE_PS1 FROM_TO | SN_SLON5 | N_SHARPE_PS1 | 222 | 1 | 1 | N_SHARPE4A | N_SHARPE4B | FROM_TO | 73521.13 | 0 | 0 | 0 | 0 | 0 | 0 | 0 | 0 | 0 | Competitive | 1 | 1 | 1 | 1 | 1 | 1 | 0 | Non-Competitive | Non-Competitive | Non-Competitive | Non-Competitive | Non-Competitive | 0 | 0 | 0 | 0 | 0 | 0 | 0 | 0 | 0 | 0 | 0 | 0 | 0 | 0 | 0
SN_SLON5 N_SHARPE_PS1 TO_FROM | SN_SLON5 | N_SHARPE_PS1 | 222 | 1 | 1 | N_SHARPE4A | N_SHARPE4B | TO_FROM | 73521.13 | 0 | 0 | 0 | 0 | 0 | 0 | 0 | 0 | 0 | Competitive | 1 | 1 | 1 | 1 | 1 | 1 | 0 | Non-Competitive | Non-Competitive | Non-Competitive | Non-Competitive | Non-Competitive | 0 | 0 | 0 | 0 | 0 | 0 | 0 | 0 | 0 | 0 | 0 | 0 | 0 | 0 | 0
SOAKNIC8 NICOLE_ORNT1_1 FROM_TO | SOAKNIC8 | NICOLE_ORNT1_1 | 135 | 1 | 1 | NICOLE4A | ORNT4A | FROM_TO | 73521.13 | -0.01632 | 0.26307 | -0.27794 | 0.26307 | 174.448 | -3.3863 | 0 | 8178.409 | 10000 | Competitive | 0 | 0 | 0 | 0 | 0 | 1 | 0 | Non-Competitive | Non-Competitive | Non-Competitive | Non-Competitive | Non-Competitive | 0 | 0 | 0 | 0 | 0 | 0 | 0 | 0 | 0 | 0 | 0 | 0 | 0 | 0 | 0
SOAKNIC8 NICOLE_ORNT1_1 TO_FROM | SOAKNIC8 | NICOLE_ORNT1_1 | 135 | 1 | 1 | NICOLE4A | ORNT4A | TO_FROM | 73521.13 | -0.00702 | 0.056293 | -0.26307 | 0.27794 | 55.9212 | -22.1697 | 0 | 10000 | 1862.864 | Competitive | 0 | 0 | 1 | 1 | 1 | 1 | 0 | Non-Competitive | Non-Competitive | Non-Competitive | Non-Competitive | Non-Competitive | 0 | 0 | 0 | 0 | 0 | 0 | 0 | 0 | 0 | 0 | 0 | 0 | 0 | 0 | 0
SODBODN9 6860__A FROM_TO | SODBODN9 | 6860__A | 40 | 1 | 1 | HOLTSS_9 | ECTRSHLT_9 | FROM_TO | 73521.13 | -0.01546 | 0.003881 | -0.8117 | 0.10708 | 54.765 | 50.1285 | 0 | 3780.449 | 10000 | Competitive | 0 | 0 | 0 | 0 | 0 | 0 | 0 | Non-Competitive | Non-Competitive | Non-Competitive | Non-Competitive | Non-Competitive | 3 | 3 | 3 | 3 | 3 | 3 | 3 | 3 | 3 | 3 | 3 | 3 | 3 | 3 | 3
SODBODN9 6860__A TO_FROM | SODBODN9 | 6860__A | 40 | 1 | 1 | HOLTSS_9 | ECTRSHLT_9 | TO_FROM | 73521.13 | -0.0015 | 0.027384 | -0.10708 | 0.8117 | -35.2009 | -51.0619 | 0 | 4022.506 | 857.91 | Competitive | 1 | 1 | 1 | 1 | 1 | 1 | 0 | Non-Competitive | Non-Competitive | Non-Competitive | Non-Competitive | Non-Competitive | 0 | 0 | 0 | 0 | 0 | 0 | 0 | 0 | 0 | 0 | 0 | 0 | 0 | 0 | 0
SODBODN9 6865__B FROM_TO | SODBODN9 | 6865__B | 40 | 1 | 1 | ODESSANO_9 | NTCOWDEN_9 | FROM_TO | 73521.13 | -0.02039 | 0.003718 | -0.457 | 0.20325 | 50.1308 | 42.6071 | 0 | 5114.286 | 10000 | Competitive | 0 | 0 | 0 | 0 | 0 | 0 | 1 | Non-Competitive | Non-Competitive | Non-Competitive | Non-Competitive | Non-Competitive | 5 | 5 | 5 | 5 | 5 | 5 | 5 | 5 | 5 | 5 | 5 | 5 | 5 | 5 | 5
SODBODN9 6865__B TO_FROM | SODBODN9 | 6865__B | 40 | 1 | 1 | ODESSANO_9 | NTCOWDEN_9 | TO_FROM | 73521.13 | -0.00372 | 0.038168 | -0.20325 | 0.457 | -16.2667 | -45.051 | 0 | 3528.009 | 5620.212 | Competitive | 0 | 0 | 0 | 0 | 0 | 1 | 0 | Non-Competitive | Non-Competitive | Non-Competitive | Non-Competitive | Non-Competitive | 0 | 0 | 0 | 0 | 0 | 0 | 0 | 0 | 0 | 0 | 0 | 0 | 0 | 0 | 0
SODELNG5 MGSES_MR1H FROM_TO | SODELNG5 | MGSES_MR1H | 349 | 1 | 1 | MRGNCRK_5 | 700207_3STAR | FROM_TO | 73521.13 | -0.27147 | 0.023309 | -0.38803 | 0.33013 | 267.2438 | 182.0072 | 0 | 1873.646 | 9690.232 | Competitive | 0 | 0 | 0 | 0 | 0 | 1 | 1 | Non-Competitive | Non-Competitive | Non-Competitive | Non-Competitive | Non-Competitive | 16 | 16 | 16 | 16 | 16 | 16 | 16 | 16 | 16 | 16 | 16 | 16 | 16 | 16 | 16
SODELNG5 MGSES_MR1H TO_FROM | SODELNG5 | MGSES_MR1H | 349 | 1 | 1 | MRGNCRK_5 | 700207_3STAR | TO_FROM | 73521.13 | -0.01077 | 0.27147 | -0.33012 | 0.38803 | 332.4344 | -220.297 | 0 | 3704.681 | 10000 | Competitive | 0 | 0 | 0 | 0 | 0 | 1 | 0 | Non-Competitive | Non-Competitive | Non-Competitive | Non-Competitive | Non-Competitive | 0 | 0 | 0 | 0 | 0 | 0 | 0 | 0 | 0 | 0 | 0 | 0 | 0 | 0 | 0
SOKLABM5 6558__B FROM_TO | SOKLABM5 | 6558__B | 260 | 1 | 1 | FISHERRD_8 | WCHTFLLS1_8 | FROM_TO | 73521.13 | -0.06364 | 0.04549 | -0.51238 | 0.32097 | 181.7578 | 84.3868 | 0 | 4302.515 | 3956.542 | Competitive | 0 | 0 | 0 | 0 | 0 | 1 | 1 | Non-Competitive | Non-Competitive | Non-Competitive | Non-Competitive | Non-Competitive | 8 | 8 | 8 | 8 | 8 | 8 | 8 | 8 | 8 | 8 | 8 | 8 | 8 | 8 | 8
SOKLABM5 6558__B TO_FROM | SOKLABM5 | 6558__B | 260 | 1 | 1 | FISHERRD_8 | WCHTFLLS1_8 | TO_FROM | 73521.13 | -0.04549 | 0.063644 | -0.32096 | 0.51238 | -41.0429 | -137.07 | 0 | 3302.135 | 3695.052 | Competitive | 0 | 0 | 0 | 0 | 0 | 1 | 1 | Non-Competitive | Non-Competitive | Non-Competitive | Non-Competitive | Non-Competitive | 6 | 6 | 6 | 6 | 6 | 6 | 6 | 6 | 6 | 6 | 6 | 6 | 6 | 6 | 6
SOKLABM5 PAUL_69-1 FROM_TO | SOKLABM5 | PAUL_69-1 | 69 | 1 | 1 | PAUL2A | LKPAULS4 | FROM_TO | 73521.13 | -0.01171 | 0.16587 | -0.11223 | 0.73948 | 27.7316 | -58.4434 | 0 | 8158.452 | 3473.225 | Competitive | 0 | 0 | 0 | 0 | 0 | 1 | 0 | Non-Competitive | Non-Competitive | Non-Competitive | Non-Competitive | Non-Competitive | 0 | 0 | 0 | 0 | 0 | 0 | 0 | 0 | 0 | 0 | 0 | 0 | 0 | 0 | 0
SOKLABM5 PAUL_69-1 TO_FROM | SOKLABM5 | PAUL_69-1 | 69 | 1 | 1 | PAUL2A | LKPAULS4 | TO_FROM | 73521.13 | -0.00608 | 0.011711 | -0.73948 | 0.11223 | 66.4657 | 29.287 | 0 | 4179.768 | 3461.167 | Competitive | 0 | 0 | 0 | 0 | 0 | 1 | 0 | Non-Competitive | Non-Competitive | Non-Competitive | Non-Competitive | Non-Competitive | 0 | 0 | 0 | 0 | 0 | 0 | 0 | 0 | 0 | 0 | 0 | 0 | 0 | 0 | 0
SORNLON8 CHAS_T_SKIDMO1_1 FROM_TO | SORNLON8 | CHAS_T_SKIDMO1_1 | 38 | 1 | 1 | SKIDMORE2A | CHAS_TAP2A | FROM_TO | 73521.13 | -0.00603 | 0.024144 | -0.24792 | 0.59307 | 71.3554 | -41.1606 | 0 | 1416.616 | 5367.234 | Competitive | 0 | 0 | 0 | 0 | 0 | 1 | 0 | Non-Competitive | Non-Competitive | Non-Competitive | Non-Competitive | Non-Competitive | 0 | 0 | 0 | 0 | 0 | 0 | 0 | 0 | 0 | 0 | 0 | 0 | 0 | 0 | 0
SORNLON8 CHAS_T_SKIDMO1_1 TO_FROM | SORNLON8 | CHAS_T_SKIDMO1_1 | 38 | 1 | 1 | SKIDMORE2A | CHAS_TAP2A | TO_FROM | 73521.13 | -0.02414 | 0.00603 | -0.59307 | 0.24792 | 64.7825 | -24.4926 | 0 | 5234.707 | 1922.545 | Competitive | 0 | 0 | 1 | 1 | 1 | 1 | 1 | Non-Competitive | Non-Competitive | Competitive | Competitive | Competitive | 6 | 6 | 6 | 6 | 6 | 6 | 0 | 0 | 0 | 0 | 0 | 0 | 0 | 0 | 0
SORNLON8 EDROY_SMITH1_1 FROM_TO | SORNLON8 | EDROY_SMITH1_1 | 61 | 1 | 1 | EDROY2A | SMITH2A | FROM_TO | 73521.13 | -0.02708 | 0.019417 | -0.15318 | 0.63678 | 80.3487 | -33.6309 | 0 | 10000 | 2223.271 | Competitive | 0 | 0 | 0 | 1 | 1 | 1 | 1 | Non-Competitive | Non-Competitive | Non-Competitive | Competitive | Competitive | 10 | 10 | 10 | 10 | 10 | 10 | 10 | 10 | 10 | 0 | 0 | 0 | 0 | 0 | 0
SORNLON8 EDROY_SMITH1_1 TO_FROM | SORNLON8 | EDROY_SMITH1_1 | 61 | 1 | 1 | EDROY2A | SMITH2A | TO_FROM | 73521.13 | -0.01942 | 0.027076 | -0.63678 | 0.15318 | 96.8697 | -59.8126 | 0 | 1708.984 | 10000 | Competitive | 0 | 0 | 0 | 0 | 0 | 1 | 0 | Non-Competitive | Non-Competitive | Non-Competitive | Non-Competitive | Non-Competitive | 0 | 0 | 0 | 0 | 0 | 0 | 0 | 0 | 0 | 0 | 0 | 0 | 0 | 0 | 0
SORNLON8 LON_HI_SMITH1_1 FROM_TO | SORNLON8 | LON_HI_SMITH1_1 | 61 | 1 | 1 | LON_HILL2A | SMITH2A | FROM_TO | 73521.13 | -0.01932 | 0.027169 | -0.84672 | 0.079295 | 103.7104 | -52.9795 | 0 | 1707.132 | 10000 | Competitive | 0 | 0 | 0 | 0 | 0 | 1 | 0 | Non-Competitive | Non-Competitive | Non-Competitive | Non-Competitive | Non-Competitive | 0 | 0 | 0 | 0 | 0 | 0 | 0 | 0 | 0 | 0 | 0 | 0 | 0 | 0 | 0
SORNLON8 LON_HI_SMITH1_1 TO_FROM | SORNLON8 | LON_HI_SMITH1_1 | 61 | 1 | 1 | LON_HILL2A | SMITH2A | TO_FROM | 73521.13 | -0.02717 | 0.019324 | -0.07929 | 0.84672 | 73.5053 | -37.0734 | 0 | 10000 | 2221.919 | Competitive | 0 | 0 | 0 | 1 | 1 | 1 | 1 | Non-Competitive | Non-Competitive | Non-Competitive | Competitive | Competitive | 10 | 10 | 10 | 10 | 10 | 10 | 10 | 10 | 10 | 0 | 0 | 0 | 0 | 0 | 0
SORNLON8 SINTON_SKIDMO1_1 FROM_TO | SORNLON8 | SINTON_SKIDMO1_1 | 38 | 1 | 1 | SKIDMORE2A | SINTON2A | FROM_TO | 73521.13 | -0.02418 | 0.005996 | -0.21417 | 0.4069 | 62.2971 | -26.0297 | 0 | 5219.33 | 1921.553 | Competitive | 0 | 0 | 1 | 1 | 1 | 1 | 1 | Non-Competitive | Non-Competitive | Competitive | Competitive | Competitive | 6 | 6 | 6 | 6 | 6 | 6 | 0 | 0 | 0 | 0 | 0 | 0 | 0 | 0 | 0
SORNLON8 SINTON_SKIDMO1_1 TO_FROM | SORNLON8 | SINTON_SKIDMO1_1 | 38 | 1 | 1 | SKIDMORE2A | SINTON2A | TO_FROM | 73521.13 | -0.006 | 0.024178 | -0.4069 | 0.21417 | 73.85 | -38.6756 | 0 | 1415.734 | 5351.599 | Competitive | 0 | 0 | 0 | 0 | 0 | 1 | 0 | Non-Competitive | Non-Competitive | Non-Competitive | Non-Competitive | Non-Competitive | 0 | 0 | 0 | 0 | 0 | 0 | 0 | 0 | 0 | 0 | 0 | 0 | 0 | 0 | 0
SOXYIN28 I_DUPP_I_DUPS1_1 FROM_TO | SOXYIN28 | I_DUPP_I_DUPS1_1 | 206 | 1 | 1 | I_DUPSW4A | I_DUPP14A | FROM_TO | 73521.13 | -0.47894 | 0.000757 | -0.51291 | 0.000757 | 55.6821 | 55.6587 | 0 | 704.449 | 10000 | Competitive | 0 | 0 | 0 | 0 | 0 | 1 | 1 | Non-Competitive | Non-Competitive | Non-Competitive | Non-Competitive | Non-Competitive | 3 | 3 | 3 | 3 | 3 | 3 | 3 | 3 | 3 | 3 | 3 | 3 | 3 | 3 | 3
SOXYIN28 I_DUPP_I_DUPS1_1 TO_FROM | SOXYIN28 | I_DUPP_I_DUPS1_1 | 206 | 1 | 1 | I_DUPSW4A | I_DUPP14A | TO_FROM | 73521.13 | -0.00076 | 0.47895 | -0.00076 | 0.51291 | 226.3702 | -55.6587 | 0 | 10000 | 806.123 | Non-Competi | 1 | 1 | 1 | 1 | 1 | 1 | 0 | Non-Competitive | Non-Competitive | Non-Competitive | Non-Competitive | Non-Competitive | 0 | 0 | 0 | 0 | 0 | 0 | 0 | 0 | 0 | 0 | 0 | 0 | 0 | 0 | 0
SOXYIN28 I_DUPP_I_DUPS2_1 FROM_TO | SOXYIN28 | I_DUPP_I_DUPS2_1 | 239 | 1 | 1 | I_DUPSW4A | I_DUPP14B | FROM_TO | 73521.13 | -0.51948 | 0.000821 | -0.55179 | 0.000821 | 60.3667 | 60.3413 | 0 | 704.449 | 10000 | Competitive | 0 | 0 | 0 | 0 | 0 | 1 | 1 | Non-Competitive | Non-Competitive | Non-Competitive | Non-Competitive | Non-Competitive | 3 | 3 | 3 | 3 | 3 | 3 | 3 | 3 | 3 | 3 | 3 | 3 | 3 | 3 | 3
SOXYIN28 I_DUPP_I_DUPS2_1 TO_FROM | SOXYIN28 | I_DUPP_I_DUPS2_1 | 239 | 1 | 1 | I_DUPSW4A | I_DUPP14B | TO_FROM | 73521.13 | -0.00082 | 0.51948 | -0.00082 | 0.55179 | 245.555 | -60.3413 | 0 | 10000 | 806.123 | Non-Competi | 1 | 1 | 1 | 1 | 1 | 1 | 0 | Non-Competitive | Non-Competitive | Non-Competitive | Non-Competitive | Non-Competitive | 0 | 0 | 0 | 0 | 0 | 0 | 0 | 0 | 0 | 0 | 0 | 0 | 0 | 0 | 0
SP2CAG8 E1_M1_1 FROM_TO | SP2CAG8 | E1_M1_1 | 214 | 0 | 0 | FIVE_PTS | WSTSIDE | FROM_TO | 73521.13 | -0.05352 | 0.099154 | -0.30252 | 0.4478 | 110.3524 | -16.5836 | 0 | 10000 | 10000 | Competitive | 0 | 0 | 0 | 0 | 0 | 1 | 1 | Non-Competitive | Non-Competitive | Non-Competitive | Non-Competitive | Non-Competitive | 12 | 12 | 12 | 12 | 12 | 12 | 12 | 12 | 12 | 12 | 12 | 12 | 12 | 12 | 12
SP2CAG8 E1_M1_1 TO_FROM | SP2CAG8 | E1_M1_1 | 214 | 0 | 0 | FIVE_PTS | WSTSIDE | TO_FROM | 73521.13 | -0.09915 | 0.053521 | -0.4478 | 0.30252 | 128.7382 | -16.4201 | 0 | 10000 | 10000 | Competitive | 0 | 0 | 0 | 0 | 0 | 1 | 1 | Non-Competitive | Non-Competitive | Non-Competitive | Non-Competitive | Non-Competitive | 3 | 3 | 3 | 3 | 3 | 3 | 3 | 3 | 3 | 3 | 3 | 3 | 3 | 3 | 3
SP5CAG8 B3_M1_1 FROM_TO | SP5CAG8 | B3_M1_1 | 213 | 1 | 1 | BROADVEW | FIVE_PTS | FROM_TO | 73521.13 | -0.07445 | 0.003473 | -0.31615 | 0.1428 | 113.8764 | 57.9501 | 0 | 837.913 | 10000 | Competitive | 0 | 0 | 0 | 0 | 0 | 1 | 1 | Non-Competitive | Non-Competitive | Non-Competitive | Non-Competitive | Non-Competitive | 15 | 15 | 15 | 15 | 15 | 15 | 15 | 15 | 15 | 15 | 15 | 15 | 15 | 15 | 15
SP5CAG8 B3_M1_1 TO_FROM | SP5CAG8 | B3_M1_1 | 213 | 1 | 1 | BROADVEW | FIVE_PTS | TO_FROM | 73521.13 | -0.00347 | 0.074453 | -0.1428 | 0.31615 | 107.4482 | -68.9538 | 0 | 10000 | 881.193 | Competitive | 1 | 1 | 1 | 1 | 1 | 1 | 0 | Non-Competitive | Non-Competitive | Non-Competitive | Non-Competitive | Non-Competitive | 0 | 0 | 0 | 0 | 0 | 0 | 0 | 0 | 0 | 0 | 0 | 0 | 0 | 0 | 0
SPADPAD9 ASPM_CONA1_1 FROM_TO | SPADPAD9 | ASPM_CONA1_1 | 30 | 3 | 3 | ASPM2A | CONA2A | FROM_TO | 73521.13 | -0.00238 | 0.046651 | -0.66149 | 0.23877 | 17.5872 | -2.0292 | 0 | 8598.586 | 3595.624 | Competitive | 0 | 0 | 0 | 0 | 0 | 1 | 0 | Non-Competitive | Non-Competitive | Non-Competitive | Non-Competitive | Non-Competitive | 0 | 0 | 0 | 0 | 0 | 0 | 0 | 0 | 0 | 0 | 0 | 0 | 0 | 0 | 0
SPADPAD9 ASPM_CONA1_1 TO_FROM | SPADPAD9 | ASPM_CONA1_1 | 30 | 3 | 3 | ASPM2A | CONA2A | TO_FROM | 73521.13 | -0.00168 | 0.017318 | -0.23877 | 0.66149 | 16.0039 | -4.4204 | 0 | 5207.624 | 2729.765 | Competitive | 0 | 0 | 0 | 0 | 1 | 1 | 0 | Non-Competitive | Non-Competitive | Non-Competitive | Non-Competitive | Non-Competitive | 0 | 0 | 0 | 0 | 0 | 0 | 0 | 0 | 0 | 0 | 0 | 0 | 0 | 0 | 0
SPAIMUR8 ORLAND_VERN1_1 FROM_TO | SPAIMUR8 | ORLAND_VERN1_1 | 170 | 3 | 3 | VERN4A | ORLANDO7A | FROM_TO | 73521.13 | -0.02301 | 0.034051 | -0.67814 | 0.21967 | 163.5451 | 43.1873 | 0 | 4136.098 | 3511.111 | Competitive | 0 | 0 | 0 | 0 | 0 | 1 | 1 | Non-Competitive | Non-Competitive | Non-Competitive | Non-Competitive | Non-Competitive | 11 | 11 | 11 | 11 | 11 | 11 | 11 | 11 | 11 | 11 | 11 | 11 | 11 | 11 | 11
SPAIMUR8 ORLAND_VERN1_1 TO_FROM | SPAIMUR8 | ORLAND_VERN1_1 | 170 | 3 | 3 | VERN4A | ORLANDO7A | TO_FROM | 73521.13 | -0.03405 | 0.22271 | -0.21967 | 0.67814 | 139.9518 | -138.648 | 0 | 3157.036 | 3449.543 | Competitive | 0 | 0 | 0 | 0 | 0 | 1 | 1 | Non-Competitive | Non-Competitive | Non-Competitive | Non-Competitive | Non-Competitive | 6 | 6 | 6 | 6 | 6 | 6 | 6 | 6 | 6 | 6 | 6 | 6 | 6 | 6 | 6
SPALDIL8 DILLEYSW_69A1 FROM_TO | SPALDIL8 | DILLEYSW_69A1 | 41 | 1 | 1 | DILLEYSW2A | DILLEYSW4A | FROM_TO | 73521.13 | -0.01958 | 0.050396 | -0.10731 | 0.24771 | 12.808 | -28.5151 | 0 | 10000 | 4618.415 | Competitive | 0 | 0 | 0 | 0 | 0 | 1 | 0 | Non-Competitive | Non-Competitive | Non-Competitive | Non-Competitive | Non-Competitive | 0 | 0 | 0 | 0 | 0 | 0 | 0 | 0 | 0 | 0 | 0 | 0 | 0 | 0 | 0
SPALDIL8 DILLEYSW_69A1 TO_FROM | SPALDIL8 | DILLEYSW_69A1 | 41 | 1 | 1 | DILLEYSW2A | DILLEYSW4A | TO_FROM | 73521.13 | -0.0504 | 0.022396 | -0.24771 | 0.10731 | 40.4854 | 0.1718 | 0 | 3311.084 | 10000 | Competitive | 0 | 0 | 0 | 0 | 0 | 1 | 1 | Non-Competitive | Non-Competitive | Non-Competitive | Non-Competitive | Non-Competitive | 27 | 27 | 27 | 27 | 27 | 27 | 27 | 27 | 27 | 27 | 27 | 27 | 27 | 27 | 27
SPAUMUN8 PAUL_69-1 FROM_TO | SPAUMUN8 | PAUL_69-1 | 69 | 1 | 1 | PAUL2A | LKPAULS4 | FROM_TO | 73521.13 | -0.01664 | 0.17751 | -0.22153 | 0.65782 | 44.0155 | -73.6093 | 0 | 6867.832 | 3490.861 | Competitive | 0 | 0 | 0 | 0 | 0 | 1 | 0 | Non-Competitive | Non-Competitive | Non-Competitive | Non-Competitive | Non-Competitive | 0 | 0 | 0 | 0 | 0 | 0 | 0 | 0 | 0 | 0 | 0 | 0 | 0 | 0 | 0
SPAUMUN8 PAUL_69-1 TO_FROM | SPAUMUN8 | PAUL_69-1 | 69 | 1 | 1 | PAUL2A | LKPAULS4 | TO_FROM | 73521.13 | -0.00927 | 0.016644 | -0.65782 | 0.22153 | 84.8736 | 33.9423 | 0 | 4206.121 | 3599.245 | Competitive | 0 | 0 | 0 | 0 | 0 | 1 | 0 | Non-Competitive | Non-Competitive | Non-Competitive | Non-Competitive | Non-Competitive | 0 | 0 | 0 | 0 | 0 | 0 | 0 | 0 | 0 | 0 | 0 | 0 | 0 | 0 | 0
SPAUSAR8 SACK_SARC1_1 FROM_TO | SPAUSAR8 | SACK_SARC1_1 | 209 | 2 | 2 | SARC4A | SACK4A | FROM_TO | 73521.13 | -0.0614 | 0.035844 | -0.55801 | 0.13222 | 306.8809 | 61.8981 | 0 | 5004.258 | 10000 | Competitive | 0 | 0 | 0 | 0 | 0 | 1 | 1 | Non-Competitive | Non-Competitive | Non-Competitive | Non-Competitive | Non-Competitive | 2 | 2 | 2 | 2 | 2 | 2 | 2 | 2 | 2 | 2 | 2 | 2 | 2 | 2 | 2
SPAUSAR8 SACK_SARC1_1 TO_FROM | SPAUSAR8 | SACK_SARC1_1 | 209 | 2 | 2 | SARC4A | SACK4A | TO_FROM | 73521.13 | -0.01029 | 0.22005 | -0.13222 | 0.55801 | 75.5901 | -110.226 | 0 | 6327.984 | 1918.334 | Competitive | 0 | 0 | 1 | 1 | 1 | 1 | 0 | Non-Competitive | Non-Competitive | Non-Competitive | Non-Competitive | Non-Competitive | 0 | 0 | 0 | 0 | 0 | 0 | 0 | 0 | 0 | 0 | 0 | 0 | 0 | 0 | 0
SPAWCAL5 BLESSI_LOLITA1_1 FROM_TO | SPAWCAL5 | BLESSI_LOLITA1_1 | 211 | 1 | 1 | BLESSING4A | LOLITA4A | FROM_TO | 73521.13 | -0.31118 | 0.046812 | -0.42456 | 0.12963 | 851.6076 | -139.481 | 0 | 1819.839 | 5364.108 | Competitive | 0 | 0 | 0 | 0 | 0 | 1 | 1 | Non-Competitive | Non-Competitive | Non-Competitive | Non-Competitive | Non-Competitive | 12 | 12 | 35 | 12 | 12 | 35 | 12 | 12 | 35 | 12 | 12 | 35 | 12 | 12 | 35
SPAWCAL5 BLESSI_LOLITA1_1 TO_FROM | SPAWCAL5 | BLESSI_LOLITA1_1 | 211 | 1 | 1 | BLESSING4A | LOLITA4A | TO_FROM | 73521.13 | -0.04681 | 0.31118 | -0.12963 | 0.42456 | 485.8254 | -357.904 | 0 | 5008.414 | 1962.75 | Competitive | 0 | 0 | 1 | 1 | 1 | 1 | 1 | Non-Competitive | Non-Competitive | Competitive | Competitive | Competitive | 14 | 30 | 36 | 14 | 30 | 36 | 0 | 0 | 0 | 0 | 0 | 0 | 0 | 0 | 0
SPAWCAL5 COLETO_KENEDS1_1 FROM_TO | SPAWCAL5 | COLETO_KENEDS1_1 | 207 | 1 | 1 | COLETO4A | KENEDYSW4A | FROM_TO | 73521.13 | -0.03891 | 0.094225 | -0.29498 | 0.096129 | 379.5975 | -87.4139 | 0 | 1423.084 | 9294.509 | Competitive | 0 | 0 | 0 | 0 | 0 | 1 | 1 | Non-Competitive | Non-Competitive | Non-Competitive | Non-Competitive | Non-Competitive | 15 | 15 | 15 | 15 | 15 | 15 | 15 | 15 | 15 | 15 | 15 | 15 | 15 | 15 | 15
SPAWCAL5 COLETO_KENEDS1_1 TO_FROM | SPAWCAL5 | COLETO_KENEDS1_1 | 207 | 1 | 1 | COLETO4A | KENEDYSW4A | TO_FROM | 73521.13 | -0.09423 | 0.038914 | -0.09613 | 0.29498 | 321.3157 | -196.893 | 0 | 9294.509 | 1705.669 | Competitive | 0 | 0 | 1 | 1 | 1 | 1 | 1 | Non-Competitive | Non-Competitive | Competitive | Competitive | Competitive | 22 | 31 | 49 | 22 | 31 | 49 | 0 | 0 | 0 | 0 | 0 | 0 | 0 | 0 | 0
SPAWCAL5 PAWNEE_XF1 FROM_TO | SPAWCAL5 | PAWNEE_XF1 | 150 | 1 | 1 | PAWNEESW5 | PAWNEESW8 | FROM_TO | 73521.13 | -0.08373 | 0.029905 | -0.51602 | 0.070365 | 135.5092 | -84.3889 | 0 | 1440.296 | 10000 | Competitive | 0 | 0 | 0 | 0 | 0 | 1 | 1 | Non-Competitive | Non-Competitive | Non-Competitive | Non-Competitive | Non-Competitive | 33 | 33 | 33 | 33 | 33 | 33 | 33 | 33 | 33 | 33 | 33 | 33 | 33 | 33 | 33
SPAWCAL5 PAWNEE_XF1 TO_FROM | SPAWCAL5 | PAWNEE_XF1 | 150 | 1 | 1 | PAWNEESW5 | PAWNEESW8 | TO_FROM | 73521.13 | -0.02954 | 0.083726 | -0.07037 | 0.51602 | 138.5353 | -44.3453 | 0 | 10000 | 2106.041 | Competitive | 0 | 0 | 0 | 1 | 1 | 1 | 1 | Non-Competitive | Non-Competitive | Non-Competitive | Competitive | Competitive | 16 | 26 | 29 | 16 | 26 | 29 | 16 | 26 | 29 | 0 | 0 | 0 | 0 | 0 | 0
SPAWLON5 AIRCO4_NCARBI1_1 FROM_TO | SPAWLON5 | AIRCO4_NCARBI1_1 | 157 | 1 | 1 | AIRCO44A | NCARBIDE4A | FROM_TO | 73521.13 | -0.1614 | 0.1204 | -0.18937 | 0.7927 | 304.3443 | -250.216 | 0 | 1490.489 | 4957.937 | Competitive | 0 | 0 | 0 | 0 | 0 | 1 | 1 | Non-Competitive | Non-Competitive | Non-Competitive | Non-Competitive | Non-Competitive | 19 | 21 | 28 | 19 | 21 | 28 | 19 | 21 | 28 | 19 | 21 | 28 | 19 | 21 | 28
SPAWLON5 AIRCO4_NCARBI1_1 TO_FROM | SPAWLON5 | AIRCO4_NCARBI1_1 | 157 | 1 | 1 | AIRCO44A | NCARBIDE4A | TO_FROM | 73521.13 | -0.1204 | 0.1614 | -0.7927 | 0.18937 | 359.892 | -117.518 | 0 | 4568.662 | 2027.051 | Competitive | 0 | 0 | 0 | 1 | 1 | 1 | 1 | Non-Competitive | Non-Competitive | Non-Competitive | Competitive | Competitive | 19 | 22 | 25 | 19 | 22 | 25 | 19 | 22 | 25 | 0 | 0 | 0 | 0 | 0 | 0
SPAWLON5 AIRCO4_RINCON1_1 FROM_TO | SPAWLON5 | AIRCO4_RINCON1_1 | 157 | 1 | 1 | AIRCO44A | RINCON4A | FROM_TO | 73521.13 | -0.1205 | 0.1613 | -0.14724 | 0.20721 | 352.592 | -124.817 | 0 | 4569.422 | 2025.915 | Competitive | 0 | 0 | 0 | 1 | 1 | 1 | 1 | Non-Competitive | Non-Competitive | Non-Competitive | Competitive | Competitive | 19 | 22 | 25 | 19 | 22 | 25 | 19 | 22 | 25 | 0 | 0 | 0 | 0 | 0 | 0
SPAWLON5 AIRCO4_RINCON1_1 TO_FROM | SPAWLON5 | AIRCO4_RINCON1_1 | 157 | 1 | 1 | AIRCO44A | RINCON4A | TO_FROM | 73521.13 | -0.1613 | 0.1205 | -0.2072 | 0.14724 | 311.6475 | -242.917 | 0 | 1489.549 | 4959.02 | Competitive | 0 | 0 | 0 | 0 | 0 | 1 | 1 | Non-Competitive | Non-Competitive | Non-Competitive | Non-Competitive | Non-Competitive | 19 | 21 | 28 | 19 | 21 | 28 | 19 | 21 | 28 | 19 | 21 | 28 | 19 | 21 | 28
SPAWLON5 BONIVI_RINCON1_1 FROM_TO | SPAWLON5 | BONIVI_RINCON1_1 | 38 | 1 | 1 | RINCON2A | BONIVIEW2A | FROM_TO | 73521.13 | -0.01296 | 0.024357 | -0.76342 | 0.068737 | 70.1772 | -43.1168 | 0 | 1447.369 | 2911.775 | Competitive | 0 | 0 | 0 | 0 | 1 | 1 | 0 | Non-Competitive | Non-Competitive | Non-Competitive | Non-Competitive | Non-Competitive | 0 | 0 | 0 | 0 | 0 | 0 | 0 | 0 | 0 | 0 | 0 | 0 | 0 | 0 | 0
SPAWLON5 BONIVI_RINCON1_1 TO_FROM | SPAWLON5 | BONIVI_RINCON1_1 | 38 | 1 | 1 | RINCON2A | BONIVIEW2A | TO_FROM | 73521.13 | -0.02436 | 0.012962 | -0.06874 | 0.76341 | 53.3758 | -29.0312 | 0 | 2849.509 | 1977.486 | Competitive | 0 | 0 | 1 | 1 | 1 | 1 | 1 | Non-Competitive | Non-Competitive | Competitive | Competitive | Competitive | 6 | 6 | 6 | 6 | 6 | 6 | 0 | 0 | 0 | 0 | 0 | 0 | 0 | 0 | 0
SPAWLON5 BONIVI_WOODSB1_1 FROM_TO | SPAWLON5 | BONIVI_WOODSB1_1 | 38 | 1 | 1 | WOODSBOR2A | BONIVIEW2A | FROM_TO | 73521.13 | -0.02433 | 0.012993 | -0.23655 | 0.68173 | 55.6325 | -26.7752 | 0 | 2849.718 | 1978.806 | Competitive | 0 | 0 | 1 | 1 | 1 | 1 | 1 | Non-Competitive | Non-Competitive | Competitive | Competitive | Competitive | 6 | 6 | 6 | 6 | 6 | 6 | 0 | 0 | 0 | 0 | 0 | 0 | 0 | 0 | 0
SPAWLON5 BONIVI_WOODSB1_1 TO_FROM | SPAWLON5 | BONIVI_WOODSB1_1 | 38 | 1 | 1 | WOODSBOR2A | BONIVIEW2A | TO_FROM | 73521.13 | -0.01299 | 0.024326 | -0.68173 | 0.23655 | 67.9178 | -45.3728 | 0 | 1448.474 | 2912.078 | Competitive | 0 | 0 | 0 | 0 | 1 | 1 | 0 | Non-Competitive | Non-Competitive | Non-Competitive | Non-Competitive | Non-Competitive | 0 | 0 | 0 | 0 | 0 | 0 | 0 | 0 | 0 | 0 | 0 | 0 | 0 | 0 | 0
SPAWLON5 CHAS_T_SKIDMO1_1 FROM_TO | SPAWLON5 | CHAS_T_SKIDMO1_1 | 38 | 1 | 1 | SKIDMORE2A | CHAS_TAP2A | FROM_TO | 73521.13 | -0.00516 | 0.025457 | -0.24237 | 0.59776 | 74.153 | -52.6952 | 0 | 1365.868 | 5021.244 | Competitive | 0 | 0 | 0 | 0 | 0 | 1 | 0 | Non-Competitive | Non-Competitive | Non-Competitive | Non-Competitive | Non-Competitive | 0 | 0 | 0 | 0 | 0 | 0 | 0 | 0 | 0 | 0 | 0 | 0 | 0 | 0 | 0
SPAWLON5 CHAS_T_SKIDMO1_1 TO_FROM | SPAWLON5 | CHAS_T_SKIDMO1_1 | 38 | 1 | 1 | SKIDMORE2A | CHAS_TAP2A | TO_FROM | 73521.13 | -0.02546 | 0.005156 | -0.59776 | 0.24237 | 80.8054 | -22.3683 | 0 | 4459.236 | 1886.094 | Competitive | 0 | 0 | 1 | 1 | 1 | 1 | 1 | Non-Competitive | Non-Competitive | Competitive | Competitive | Competitive | 6 | 6 | 6 | 6 | 6 | 6 | 0 | 0 | 0 | 0 | 0 | 0 | 0 | 0 | 0
SPAWLON5 CSA_ORN_1 FROM_TO | SPAWLON5 | CSA_ORN_1 | 45 | 1 | 1 | ORANGEGRVSB9 | CSABLK2A | FROM_TO | 73521.13 | -0.01878 | 0.010578 | -0.55566 | 0.26149 | 46.3864 | -15.82 | 0 | 1682.199 | 10000 | Competitive | 0 | 0 | 0 | 0 | 0 | 1 | 0 | Non-Competitive | Non-Competitive | Non-Competitive | Non-Competitive | Non-Competitive | 0 | 0 | 0 | 0 | 0 | 0 | 0 | 0 | 0 | 0 | 0 | 0 | 0 | 0 | 0
SPAWLON5 CSA_ORN_1 TO_FROM | SPAWLON5 | CSA_ORN_1 | 45 | 1 | 1 | ORANGEGRVSB9 | CSABLK2A | TO_FROM | 73521.13 | -0.01058 | 0.018777 | -0.26149 | 0.55566 | 20.8099 | -19.0028 | 0 | 10000 | 2340.785 | Competitive | 0 | 0 | 0 | 1 | 1 | 1 | 0 | Non-Competitive | Non-Competitive | Non-Competitive | Non-Competitive | Non-Competitive | 0 | 0 | 0 | 0 | 0 | 0 | 0 | 0 | 0 | 0 | 0 | 0 | 0 | 0 | 0
SPAWLON5 KENEDS_KENEDY1_1 FROM_TO | SPAWLON5 | KENEDS_KENEDY1_1 | 38 | 1 | 1 | KENEDYSW2A | KENEDY2A | FROM_TO | 73521.13 | -0.01611 | 0.007137 | -0.80613 | 0.15426 | 114.4949 | -2.2239 | 0 | 5520.048 | 1771.924 | Competitive | 0 | 0 | 1 | 1 | 1 | 1 | 0 | Non-Competitive | Non-Competitive | Non-Competitive | Non-Competitive | Non-Competitive | 0 | 0 | 0 | 0 | 0 | 0 | 0 | 0 | 0 | 0 | 0 | 0 | 0 | 0 | 0
SPAWLON5 KENEDS_KENEDY1_1 TO_FROM | SPAWLON5 | KENEDS_KENEDY1_1 | 38 | 1 | 1 | KENEDYSW2A | KENEDY2A | TO_FROM | 73521.13 | -0.00714 | 0.016114 | -0.15426 | 0.80613 | 51.3695 | -77.8588 | 0 | 1305.484 | 6073.65 | Competitive | 0 | 0 | 0 | 0 | 0 | 1 | 0 | Non-Competitive | Non-Competitive | Non-Competitive | Non-Competitive | Non-Competitive | 0 | 0 | 0 | 0 | 0 | 0 | 0 | 0 | 0 | 0 | 0 | 0 | 0 | 0 | 0
SPAWLON5 LAQUIN_LOBO1_1 FROM_TO | SPAWLON5 | LAQUIN_LOBO1_1 | 239 | 1 | 1 | LOBO4A | LAQUNTA4A | FROM_TO | 73521.13 | -0.05307 | 0.10308 | -0.73058 | 0.11854 | 299.0119 | -20.0354 | 0 | 3335.992 | 2686.158 | Non-Competi | 0 | 0 | 0 | 0 | 1 | 1 | 1 | Non-Competitive | Non-Competitive | Non-Competitive | Non-Competitive | Competitive | 16 | 25 | 28 | 16 | 25 | 28 | 16 | 25 | 28 | 16 | 25 | 28 | 0 | 0 | 0
SPAWLON5 LAQUIN_LOBO1_1 TO_FROM | SPAWLON5 | LAQUIN_LOBO1_1 | 239 | 1 | 1 | LOBO4A | LAQUNTA4A | TO_FROM | 73521.13 | -0.10308 | 0.73058 | -0.11854 | 0.73058 | 293.6653 | -231.443 | 0 | 7463.159 | 5000 | Non-Competi | 0 | 0 | 0 | 0 | 0 | 1 | 1 | Non-Competitive | Non-Competitive | Non-Competitive | Non-Competitive | Non-Competitive | 2 | 2 | 2 | 2 | 2 | 2 | 2 | 2 | 2 | 2 | 2 | 2 | 2 | 2 | 2
SPAWLON5 SINTON_SKIDMO1_1 FROM_TO | SPAWLON5 | SINTON_SKIDMO1_1 | 38 | 1 | 1 | SKIDMORE2A | SINTON2A | FROM_TO | 73521.13 | -0.02549 | 0.005122 | -0.21681 | 0.4022 | 78.3201 | -22.7601 | 0 | 4467.205 | 1885.505 | Competitive | 0 | 0 | 1 | 1 | 1 | 1 | 1 | Non-Competitive | Non-Competitive | Competitive | Competitive | Competitive | 6 | 6 | 6 | 6 | 6 | 6 | 0 | 0 | 0 | 0 | 0 | 0 | 0 | 0 | 0
SPAWLON5 SINTON_SKIDMO1_1 TO_FROM | SPAWLON5 | SINTON_SKIDMO1_1 | 38 | 1 | 1 | SKIDMORE2A | SINTON2A | TO_FROM | 73521.13 | -0.00512 | 0.025491 | -0.4022 | 0.2168 | 76.6415 | -50.2102 | 0 | 1365.337 | 5025.958 | Competitive | 0 | 0 | 0 | 0 | 0 | 1 | 0 | Non-Competitive | Non-Competitive | Non-Competitive | Non-Competitive | Non-Competitive | 0 | 0 | 0 | 0 | 0 | 0 | 0 | 0 | 0 | 0 | 0 | 0 | 0 | 0 | 0
SPAWSAN5 LAQUIN_LOBO1_1 FROM_TO | SPAWSAN5 | LAQUIN_LOBO1_1 | 239 | 1 | 1 | LOBO4A | LAQUNTA4A | FROM_TO | 73521.13 | -0.04557 | 0.10908 | -0.72425 | 0.12484 | 256.8915 | -28.6921 | 0 | 2956.197 | 2752.132 | Non-Competi | 0 | 0 | 0 | 0 | 1 | 1 | 1 | Non-Competitive | Non-Competitive | Non-Competitive | Non-Competitive | Competitive | 16 | 22 | 28 | 16 | 22 | 28 | 16 | 22 | 28 | 16 | 22 | 28 | 0 | 0 | 0
SPAWSAN5 LAQUIN_LOBO1_1 TO_FROM | SPAWSAN5 | LAQUIN_LOBO1_1 | 239 | 1 | 1 | LOBO4A | LAQUNTA4A | TO_FROM | 73521.13 | -0.10908 | 0.72425 | -0.12484 | 0.72425 | 274.9004 | -192.873 | 0 | 8040.321 | 4169.106 | Non-Competi | 0 | 0 | 0 | 0 | 0 | 1 | 1 | Non-Competitive | Non-Competitive | Non-Competitive | Non-Competitive | Non-Competitive | 2 | 2 | 4 | 2 | 2 | 4 | 2 | 2 | 4 | 2 | 2 | 4 | 2 | 2 | 4
SPAWSAN5 PAWNEE_XF1 FROM_TO | SPAWSAN5 | PAWNEE_XF1 | 150 | 1 | 1 | PAWNEESW5 | PAWNEESW8 | FROM_TO | 73521.13 | -0.08284 | 0.031704 | -0.52094 | 0.0818 | 182.1371 | -92.8024 | 0 | 1267.256 | 7065.552 | Competitive | 0 | 0 | 0 | 0 | 0 | 1 | 1 | Non-Competitive | Non-Competitive | Non-Competitive | Non-Competitive | Non-Competitive | 37 | 37 | 39 | 37 | 37 | 39 | 37 | 37 | 39 | 37 | 37 | 39 | 37 | 37 | 39
SPAWSAN5 PAWNEE_XF1 TO_FROM | SPAWSAN5 | PAWNEE_XF1 | 150 | 1 | 1 | PAWNEESW5 | PAWNEESW8 | TO_FROM | 73521.13 | -0.031 | 0.082838 | -0.0818 | 0.52094 | 179.2999 | -85.9409 | 0 | 6266.175 | 1721.196 | Competitive | 0 | 0 | 1 | 1 | 1 | 1 | 1 | Non-Competitive | Non-Competitive | Competitive | Competitive | Competitive | 14 | 25 | 31 | 14 | 25 | 31 | 0 | 0 | 0 | 0 | 0 | 0 | 0 | 0 | 0
SPAWSAN5 SANMIGL_ATBH FROM_TO | SPAWSAN5 | SANMIGL_ATBH | 300 | 1 | 1 | MIGUEL5 | NOTMODMIDPT1 | FROM_TO | 73521.13 | -0.13208 | 0.082188 | -0.29601 | 0.082188 | 387.5776 | 0.24683 | 0 | 5000 | 2571.178 | Competitive | 0 | 0 | 0 | 0 | 1 | 1 | 1 | Non-Competitive | Non-Competitive | Non-Competitive | Non-Competitive | Competitive | 47 | 54 | 78 | 47 | 54 | 78 | 47 | 54 | 78 | 47 | 54 | 78 | 0 | 0 | 0
SPAWSAN5 SANMIGL_ATBH TO_FROM | SPAWSAN5 | SANMIGL_ATBH | 300 | 1 | 1 | MIGUEL5 | NOTMODMIDPT1 | TO_FROM | 73521.13 | -0.08219 | 0.13208 | -0.08219 | 0.29601 | 111.2031 | -346.48 | 0 | 2142.365 | 5000 | Competitive | 0 | 0 | 0 | 0 | 0 | 1 | 1 | Non-Competitive | Non-Competitive | Non-Competitive | Non-Competitive | Non-Competitive | 2 | 2 | 2 | 2 | 2 | 2 | 2 | 2 | 2 | 2 | 2 | 2 | 2 | 2 | 2
SPCAJNE9 SYC_CORY_1 FROM_TO | SPCAJNE9 | SYC_CORY_1 | 36 | 1 | 1 | TNSYCAMORE0 | TNCORYELCO0 | FROM_TO | 73521.13 | -0.00162 | 0.016913 | -0.49519 | 0.47748 | 42.7758 | 9.1381 | 0 | 9189.962 | 2306.397 | Competitive | 0 | 0 | 0 | 1 | 1 | 1 | 0 | Non-Competitive | Non-Competitive | Non-Competitive | Non-Competitive | Non-Competitive | 0 | 0 | 0 | 0 | 0 | 0 | 0 | 0 | 0 | 0 | 0 | 0 | 0 | 0 | 0
SPCAJNE9 SYC_CORY_1 TO_FROM | SPCAJNE9 | SYC_CORY_1 | 36 | 1 | 1 | TNSYCAMORE0 | TNCORYELCO0 | TO_FROM | 73521.13 | -0.01691 | 0.002147 | -0.47748 | 0.49519 | 12.1729 | -31.4784 | 0 | 908.569 | 9189.962 | Competitive | 0 | 0 | 0 | 0 | 0 | 1 | 0 | Non-Competitive | Non-Competitive | Non-Competitive | Non-Competitive | Non-Competitive | 0 | 0 | 0 | 0 | 0 | 0 | 0 | 0 | 0 | 0 | 0 | 0 | 0 | 0 | 0
SPCAPAN9 SEA_AAT1 FROM_TO | SPCAPAN9 | SEA_AAT1 | 60 | 1 | 1 | SEATON9 | SEATON8 | FROM_TO | 73521.13 | -0.00269 | 0.010942 | -0.04736 | 0.59667 | -15.7179 | -28.1499 | 0 | 8374.125 | 2018.743 | Competitive | 0 | 0 | 0 | 1 | 1 | 1 | 0 | Non-Competitive | Non-Competitive | Non-Competitive | Non-Competitive | Non-Competitive | 0 | 0 | 0 | 0 | 0 | 0 | 0 | 0 | 0 | 0 | 0 | 0 | 0 | 0 | 0 | Totalsum
SPCAPAN9 SEA_AAT1 TO_FROM | SPCAPAN9 | SEA_AAT1 | 60 | 1 | 1 | SEATON9 | SEATON8 | TO_FROM | 73521.13 | -0.01094 | 0.002689 | -0.59667 | 0.047363 | 52.2664 | 18.2575 | 0 | 1434.531 | 10000 | Competitive | 0 | 0 | 0 | 0 | 0 | 1 | 0 | Non-Competitive | Non-Competitive | Non-Competitive | Non-Competitive | Non-Competitive | 0 | 0 | 0 | 0 | 0 | 0 | 0 | 0 | 0 | 0 | 0 | 0 | 0 | 0 | 0
SPEASAN8 BIG_PEAR_1 FROM_TO | SPEASAN8 | BIG_PEAR_1 | 45 | 0 | 0 | BIGFOOTSUB9 | PEARSALLSW9 | FROM_TO | 73521.13 | -0.07245 | 0.006137 | -0.07245 | 0.66418 | 24.874 | -9.2213 | 0 | 1192.565 | 10000 | Competitive | 0 | 0 | 0 | 0 | 0 | 1 | 1 | Non-Competitive | Non-Competitive | Non-Competitive | Non-Competitive | Non-Competitive | 27 | 27 | 27 | 27 | 27 | 27 | 27 | 27 | 27 | 27 | 27 | 27 | 27 | 27 | 27
SPEASAN8 BIG_PEAR_1 TO_FROM | SPEASAN8 | BIG_PEAR_1 | 45 | 0 | 0 | BIGFOOTSUB9 | PEARSALLSW9 | TO_FROM | 73521.13 | -0.00614 | 0.072445 | -0.66418 | 0.072445 | 42.2071 | -18.5695 | 0 | 10000 | 1361.079 | Competitive | 0 | 1 | 1 | 1 | 1 | 1 | 0 | Non-Competitive | Non-Competitive | Non-Competitive | Non-Competitive | Non-Competitive | 0 | 0 | 0 | 0 | 0 | 0 | 0 | 0 | 0 | 0 | 0 | 0 | 0 | 0 | 0
SPEASAN8 PEARSALL_69_4 FROM_TO | SPEASAN8 | PEARSALL_69_4 | 143 | 0 | 0 | PEARSALLSW8 | PEARSALLSW9 | FROM_TO | 73521.13 | -0.7246 | 0.13171 | -0.7246 | 0.13171 | 100.4083 | 9.1722 | 0 | 9893.794 | 10000 | Competitive | 0 | 0 | 0 | 0 | 0 | 1 | 1 | Non-Competitive | Non-Competitive | Non-Competitive | Non-Competitive | Non-Competitive | 3 | 3 | 3 | 3 | 3 | 3 | 3 | 3 | 3 | 3 | 3 | 3 | 3 | 3 | 3
SPEASAN8 PEARSALL_69_4 TO_FROM | SPEASAN8 | PEARSALL_69_4 | 143 | 0 | 0 | PEARSALLSW8 | PEARSALLSW9 | TO_FROM | 73521.13 | -0.13171 | 0.7246 | -0.13171 | 0.7246 | 60.3832 | -43.2423 | 0 | 10000 | 10000 | Competitive | 0 | 0 | 0 | 0 | 0 | 1 | 1 | Non-Competitive | Non-Competitive | Non-Competitive | Non-Competitive | Non-Competitive | 26 | 26 | 26 | 26 | 26 | 26 | 26 | 26 | 26 | 26 | 26 | 26 | 26 | 26 | 26
SPELPAP8 AIRCO4_RINCON1_1 FROM_TO | SPELPAP8 | AIRCO4_RINCON1_1 | 157 | 0 | 0 | AIRCO44A | RINCON4A | FROM_TO | 73521.13 | -0.10818 | 0.16472 | -0.13531 | 0.21118 | 301.8571 | -163.424 | 0 | 4555.912 | 2279.383 | Competitive | 0 | 0 | 0 | 1 | 1 | 1 | 1 | Non-Competitive | Non-Competitive | Non-Competitive | Competitive | Competitive | 19 | 22 | 25 | 19 | 22 | 25 | 19 | 22 | 25 | 0 | 0 | 0 | 0 | 0 | 0
SPELPAP8 AIRCO4_RINCON1_1 TO_FROM | SPELPAP8 | AIRCO4_RINCON1_1 | 157 | 0 | 0 | AIRCO44A | RINCON4A | TO_FROM | 73521.13 | -0.16472 | 0.10818 | -0.21118 | 0.13531 | 302.4888 | -187.628 | 0 | 1701.416 | 4941.579 | Competitive | 0 | 0 | 0 | 0 | 0 | 1 | 1 | Non-Competitive | Non-Competitive | Non-Competitive | Non-Competitive | Non-Competitive | 19 | 21 | 28 | 19 | 21 | 28 | 19 | 21 | 28 | 19 | 21 | 28 | 19 | 21 | 28
SPELPAP8 LON_HI_PELICA1_1 FROM_TO | SPELPAP8 | LON_HI_PELICA1_1 | 470 | 0 | 0 | LON_HILL4A | PELICAN4A | FROM_TO | 73521.13 | -0.25066 | 0.10917 | -0.41121 | 0.12431 | 290.9051 | -223.022 | 0 | 2513.415 | 4999.114 | Competitive | 0 | 0 | 0 | 0 | 0 | 1 | 1 | Non-Competitive | Non-Competitive | Non-Competitive | Non-Competitive | Non-Competitive | 6 | 6 | 6 | 6 | 6 | 6 | 6 | 6 | 6 | 6 | 6 | 6 | 6 | 6 | 6
SPELPAP8 LON_HI_PELICA1_1 TO_FROM | SPELPAP8 | LON_HI_PELICA1_1 | 470 | 0 | 0 | LON_HILL4A | PELICAN4A | TO_FROM | 73521.13 | -0.10917 | 0.41121 | -0.12432 | 0.41121 | 531.6804 | -136.671 | 0 | 2281.815 | 2811.8 | Competitive | 0 | 0 | 0 | 0 | 1 | 1 | 1 | Non-Competitive | Non-Competitive | Non-Competitive | Non-Competitive | Competitive | 16 | 16 | 20 | 16 | 16 | 20 | 16 | 16 | 20 | 16 | 16 | 20 | 0 | 0 | 0
SPELWHI8 LON_HI_PELICA1_1 FROM_TO | SPELWHI8 | LON_HI_PELICA1_1 | 470 | 1 | 1 | LON_HILL4A | PELICAN4A | FROM_TO | 73521.13 | 0 | 0 | -1 | 0 | 0 | 0 | 0 | 0 | 0 | Competitive | 1 | 1 | 1 | 1 | 1 | 1 | 0 | Non-Competitive | Non-Competitive | Non-Competitive | Non-Competitive | Non-Competitive | 0 | 0 | 0 | 0 | 0 | 0 | 0 | 0 | 0 | 0 | 0 | 0 | 0 | 0 | 0
SPELWHI8 LON_HI_PELICA1_1 TO_FROM | SPELWHI8 | LON_HI_PELICA1_1 | 470 | 1 | 1 | LON_HILL4A | PELICAN4A | TO_FROM | 73521.13 | 0 | 1 | 0 | 1 | 372.4 | 0 | 0 | 4120.112 | 0 | Competitive | 1 | 1 | 1 | 1 | 1 | 1 | 0 | Non-Competitive | Non-Competitive | Non-Competitive | Non-Competitive | Non-Competitive | 0 | 0 | 0 | 0 | 0 | 0 | 0 | 0 | 0 | 0 | 0 | 0 | 0 | 0 | 0
SPLDAND8 6146__A FROM_TO | SPLDAND8 | 6146__A | 83 | 6 | 6 | MIDLNDE_8 | SU-E_MIDLND | FROM_TO | 73521.13 | 0 | 0 | 0 | 0 | 0 | 0 | 0 | 0 | 0 | Competitive | 1 | 1 | 1 | 1 | 1 | 1 | 0 | Non-Competitive | Non-Competitive | Non-Competitive | Non-Competitive | Non-Competitive | 0 | 0 | 0 | 0 | 0 | 0 | 0 | 0 | 0 | 0 | 0 | 0 | 0 | 0 | 0
SPLDAND8 6146__A TO_FROM | SPLDAND8 | 6146__A | 83 | 6 | 6 | MIDLNDE_8 | SU-E_MIDLND | TO_FROM | 73521.13 | 0 | 0 | 0 | 0 | 0 | 0 | 0 | 0 | 0 | Competitive | 1 | 1 | 1 | 1 | 1 | 1 | 0 | Non-Competitive | Non-Competitive | Non-Competitive | Non-Competitive | Non-Competitive | 0 | 0 | 0 | 0 | 0 | 0 | 0 | 0 | 0 | 0 | 0 | 0 | 0 | 0 | 0
SPLDAND8 6611__A FROM_TO | SPLDAND8 | 6611__A | 195 | 6 | 6 | ACKRLYVE_9 | ACKERLY_9 | FROM_TO | 73521.13 | -0.00095 | 0.050943 | -0.71635 | 0.23209 | 33.5545 | 10.8313 | 0 | 3709.747 | 10000 | Competitive | 0 | 0 | 0 | 0 | 0 | 1 | 0 | Non-Competitive | Non-Competitive | Non-Competitive | Non-Competitive | Non-Competitive | 2 | 2 | 2 | 2 | 2 | 2 | 2 | 2 | 2 | 2 | 2 | 2 | 2 | 2 | 2
SPLDAND8 6611__A TO_FROM | SPLDAND8 | 6611__A | 195 | 6 | 6 | ACKRLYVE_9 | ACKERLY_9 | TO_FROM | 73521.13 | -0.05094 | 0.11547 | -0.23209 | 0.71635 | 26.2515 | -17.8091 | 0 | 7981.438 | 10000 | Competitive | 0 | 0 | 0 | 0 | 0 | 1 | 1 | Non-Competitive | Non-Competitive | Non-Competitive | Non-Competitive | Non-Competitive | bar: 11 to 17
SPORWHI8 RINCON_WHITE_2_1 FROM_TO | SPORWHI8 | RINCON_WHITE_2_1 | 216 | 3 | 3 | RINCON4A | WHITEPT4A | FROM_TO | 73521.13 | -0.02933 | 0.14774 | -0.06669 | 0.4176 | 177.0328 | -141.311 | 0 | 3665.334 | 2962.861 | Competitive | 0 | 0 | 0 | 0 | 1 | 1 | 1 | Non-Competitive | Non-Competitive | Non-Competitive | Non-Competitive | Competitive | 16 | 19 | 22 | 16 | 19 | 22 | 16 | 19 | 22 | 16 | 19 | 22 | 0 | 0 | 0
SPORWHI8 RINCON_WHITE_2_1 TO_FROM | SPORWHI8 | RINCON_WHITE_2_1 | 216 | 3 | 3 | RINCON4A | WHITEPT4A | TO_FROM | 73521.13 | -0.14774 | 0.057199 | -0.4176 | 0.066693 | 236.8995 | -87.1383 | 0 | 1514.363 | 3716.638 | Competitive | 0 | 0 | 0 | 0 | 0 | 1 | 1 | Non-Competitive | Non-Competitive | Non-Competitive | Non-Competitive | Non-Competitive | 18 | 18 | 25 | 18 | 18 | 25 | 18 | 18 | 25 | 18 | 18 | 25 | 18 | 18 | 25
SPSGJF48 DR_GV_06_A FROM_TO | SPSGJF48 | DR_GV_06_A | 478 | 1 | 1 | DROUET__138A | GARDEN__138A | FROM_TO | 73521.13 | -0.06475 | 0.22866 | -0.20565 | 0.70177 | 504.4068 | -224.499 | 0 | 3501.265 | 3179.296 | Competitive | 0 | 0 | 0 | 0 | 0 | 1 | 1 | Non-Competitive | Non-Competitive | Non-Competitive | Non-Competitive | Non-Competitive | 19 | 19 | 21 | 19 | 19 | 21 | 19 | 19 | 21 | 19 | 19 | 21 | 19 | 19 | 21
SPSGJF48 DR_GV_06_A TO_FROM | SPSGJF48 | DR_GV_06_A | 478 | 1 | 1 | DROUET__138A | GARDEN__138A | TO_FROM | 73521.13 | -0.22866 | 0.064752 | -0.70177 | 0.20565 | 328.4451 | -281.056 | 0 | 3179.296 | 3502.903 | Competitive | 0 | 0 | 0 | 0 | 0 | 1 | 1 | Non-Competitive | Non-Competitive | Non-Competitive | Non-Competitive | Non-Competitive | 27 | 35 | 47 | 27 | 35 | 47 | 27 | 35 | 47 | 27 | 35 | 47 | 27 | 35 | 47
SQALLNG5 MGSES_MR1L FROM_TO | SQALLNG5 | MGSES_MR1L | 349 | 2 | 2 | MRGNCRK_8 | 700207_3STAR | FROM_TO | 73521.13 | -0.01079 | 0.27147 | -0.61197 | 0.27147 | 332.7468 | -220.24 | 0 | 3704.83 | 10000 | Competitive | 0 | 0 | 0 | 0 | 0 | 1 | 0 | Non-Competitive | Non-Competitive | Non-Competitive | Non-Competitive | Non-Competitive | 0 | 0 | 0 | 0 | 0 | 0 | 0 | 0 | 0 | 0 | 0 | 0 | 0 | 0 | 0
SQALLNG5 MGSES_MR1L TO_FROM | SQALLNG5 | MGSES_MR1L | 349 | 2 | 2 | MRGNCRK_8 | 700207_3STAR | TO_FROM | 73521.13 | -0.27147 | 0.020554 | -0.27147 | 0.61197 | 263.1612 | 181.5854 | 0 | 1689.682 | 9690.247 | Competitive | 0 | 0 | 0 | 0 | 0 | 1 | 1 | Non-Competitive | Non-Competitive | Non-Competitive | Non-Competitive | Non-Competitive | 16 | 16 | 16 | 16 | 16 | 16 | 16 | 16 | 16 | 16 | 16 | 16 | 16 | 16 | 16
SQNMCBY8 PRTTLR84_A FROM_TO | SQNMCBY8 | PRTTLR84_A | 216 | 1 | 1 | PORT____138A | TAYLOR__8010 | FROM_TO | 73521.13 | -0.2337 | 0.057936 | -0.6555 | 0.31914 | 347.9822 | -90.5883 | 0 | 2915.879 | 3341.584 | Competitive | 0 | 0 | 0 | 0 | 0 | 1 | 1 | Non-Competitive | Non-Competitive | Non-Competitive | Non-Competitive | Non-Competitive | 18 | 22 | 22 | 18 | 22 | 22 | 18 | 22 | 22 | 18 | 22 | 22 | 18 | 22 | 22
SQNMCBY8 PRTTLR84_A TO_FROM | SQNMCBY8 | PRTTLR84_A | 216 | 1 | 1 | PORT____138A | TAYLOR__8010 | TO_FROM | 73521.13 | -0.05794 | 0.2337 | -0.31914 | 0.6555 | 243.3302 | -288.59 | 0 | 3341.584 | 2907.508 | Competitive | 0 | 0 | 0 | 0 | 1 | 1 | 1 | Non-Competitive | Non-Competitive | Non-Competitive | Non-Competitive | Competitive | 22 | 23 | 29 | 22 | 23 | 29 | 22 | 23 | 29 | 22 | 23 | 29 | 0 | 0 | 0
SRDODES8 940__C FROM_TO | SRDODES8 | 940__C | 215 | 3 | 3 | ENNS_W_8 | WAX_8 | FROM_TO | 73521.13 | -0.01368 | 0.56558 | -0.2272 | 0.56558 | 313.7182 | -47.8734 | 0 | 9932.659 | 2358.255 | Non-Competi | 0 | 0 | 0 | 1 | 1 | 1 | 0 | Non-Competitive | Non-Competitive | Non-Competitive | Non-Competitive | Non-Competitive | 0 | 0 | 0 | 0 | 0 | 0 | 0 | 0 | 0 | 0 | 0 | 0 | 0 | 0 | 0
SRDODES8 940__C TO_FROM | SRDODES8 | 940__C | 215 | 3 | 3 | ENNS_W_8 | WAX_8 | TO_FROM | 73521.13 | -0.56557 | 0.013682 | -0.56557 | 0.2272 | 116.6136 | -74.2174 | 0 | 2106.951 | 9932.659 | Competitive | 0 | 0 | 0 | 0 | 0 | 1 | 1 | Non-Competitive | Non-Competitive | Non-Competitive | Non-Competitive | Non-Competitive | 2 | 2 | 2 | 2 | 2 | 2 | 2 | 2 | 2 | 2 | 2 | 2 | 2 | 2 | 2
SRDWW_D8 AIR_NDE_1 FROM_TO | SRDWW_D8 | AIR_NDE_1 | 218 | 1 | 1 | JMCRSTL138 | N_DENT_8 | FROM_TO | 73521.13 | -0.26065 | 0.019499 | -0.36219 | 0.31216 | 429.3042 | 115.6059 | 0 | 950.072 | 8900.627 | Competitive | 0 | 0 | 0 | 0 | 0 | 1 | 1 | Non-Competitive | Non-Competitive | Non-Competitive | Non-Competitive | Non-Competitive | 2 | 5 | 5 | 2 | 5 | 5 | 2 | 5 | 5 | 2 | 5 | 5 | 2 | 5 | 5
SRDWW_D8 AIR_NDE_1 TO_FROM | SRDWW_D8 | AIR_NDE_1 | 218 | 1 | 1 | JMCRSTL138 | N_DENT_8 | TO_FROM | 73521.13 | -0.0195 | 0.26065 | -0.31216 | 0.36218 | -39.3222 | -289.377 | 0 | 7097.729 | 1909.402 | Competitive | 0 | 0 | 1 | 1 | 1 | 1 | 0 | Non-Competitive | Non-Competitive | Non-Competitive | Non-Competitive | Non-Competitive | 0 | 0 | 0 | 0 | 0 | 0 | 0 | 0 | 0 | 0 | 0 | 0 | 0 | 0 | 0
SRDWW_D8 TSL_FTW_1 FROM_TO | SRDWW_D8 | TSL_FTW_1 | 218 | 1 | 1 | TEASLEY138 | FTWORTH | FROM_TO | 73521.13 | -0.01965 | 0.11589 | -0.35135 | 0.46218 | -39.3345 | -243.327 | 0 | 8958.931 | 1848.348 | Competitive | 0 | 0 | 1 | 1 | 1 | 1 | 0 | Non-Competitive | Non-Competitive | Non-Competitive | Non-Competitive | Non-Competitive | 0 | 0 | 0 | 0 | 0 | 0 | 0 | 0 | 0 | 0 | 0 | 0 | 0 | 0 | 0
SRDWW_D8 TSL_FTW_1 TO_FROM | SRDWW_D8 | TSL_FTW_1 | 218 | 1 | 1 | TEASLEY138 | FTWORTH | TO_FROM | 73521.13 | -0.11589 | 0.019654 | -0.46218 | 0.35135 | 396.1993 | 87.4436 | 0 | 910.588 | 10000 | Competitive | 0 | 0 | 0 | 0 | 0 | 1 | 1 | Non-Competitive | Non-Competitive | Non-Competitive | Non-Competitive | Non-Competitive | 2 | 2 | 2 | 2 | 2 | 2 | 2 | 2 | 2 | 2 | 2 | 2 | 2 | 2 | 2
SRENALN5 ALNSW_MR1H FROM_TO | SRENALN5 | ALNSW_MR1H | 515 | 1 | 1 | ALLENSW1_5 | ALNSW1_1 | FROM_TO | 73521.13 | -0.01922 | 0.04954 | -0.42298 | 0.28737 | 718.5656 | 271.2974 | 0 | 3766.733 | 2817.588 | Competitive | 0 | 0 | 0 | 0 | 1 | 1 | 0 | Non-Competitive | Non-Competitive | Non-Competitive | Non-Competitive | Non-Competitive | 0 | 0 | 0 | 0 | 0 | 0 | 0 | 0 | 0 | 0 | 0 | 0 | 0 | 0 | 0
SRENALN5 ALNSW_MR1H TO_FROM | SRENALN5 | ALNSW_MR1H | 515 | 1 | 1 | ALLENSW1_5 | ALNSW1_1 | TO_FROM | 73521.13 | -0.04954 | 0.019225 | -0.28737 | 0.42298 | -156.623 | -439.704 | 0 | 2142.483 | 4194.387 | Competitive | 0 | 0 | 0 | 0 | 0 | 1 | 1 | Non-Competitive | Non-Competitive | Non-Competitive | Non-Competitive | Non-Competitive | 18 | 22 | 22 | 18 | 22 | 22 | 18 | 22 | 22 | 18 | 22 | 22 | 18 | 22 | 22
SRIONED5 ADERHO_ELSA1_1 FROM_TO | SRIONED5 | ADERHO_ELSA1_1 | 235 | 1 | 1 | ELSA4A | ADERHOLDSUB8 | FROM_TO | 73521.13 | -0.08588 | 0.069652 | -0.3706 | 0.36423 | -30.6817 | -115.049 | 0 | 2380.687 | 8911.656 | Competitive | 0 | 0 | 0 | 0 | 0 | 1 | 1 | Non-Competitive | Non-Competitive | Non-Competitive | Non-Competitive | Non-Competitive | 6 | 9 | 9 | 6 | 9 | 9 | 6 | 9 | 9 | 6 | 9 | 9 | 6 | 9 | 9
SRIONED5 ADERHO_ELSA1_1 TO_FROM | SRIONED5 | ADERHO_ELSA1_1 | 235 | 1 | 1 | ELSA4A | ADERHOLDSUB8 | TO_FROM | 73521.13 | -0.06965 | 0.085876 | -0.36423 | 0.3706 | 226.5475 | 76.6163 | 0 | 8911.656 | 10000 | Competitive | 0 | 0 | 0 | 0 | 0 | 1 | 1 | Non-Competitive | Non-Competitive | Non-Competitive | Non-Competitive | Non-Competitive | 3 | 3 | 3 | 3 | 3 | 3 | 3 | 3 | 3 | 3 | 3 | 3 | 3 | 3 | 3
SRNKPKR5 6060__A FROM_TO | SRNKPKR5 | 6060__A | 1621 | 1 | 1 | PARKER_5 | EAGLEMNT1_5 | FROM_TO | 73521.13 | -0.11838 | 0.15213 | -0.5454 | 0.19106 | 2751.236 | 771.9223 | 0 | 973.813 | 2105.186 | Competitive | 0 | 0 | 0 | 1 | 1 | 1 | 1 | Non-Competitive | Non-Competitive | Non-Competitive | Competitive | Competitive | 38 | 44 | 47 | 38 | 44 | 47 | 38 | 44 | 47 | 0 | 0 | 0 | 0 | 0 | 0
SRNKPKR5 6060__A TO_FROM | SRNKPKR5 | 6060__A | 1621 | 1 | 1 | PARKER_5 | EAGLEMNT1_5 | TO_FROM | 73521.13 | -0.15213 | 0.11838 | -0.19106 | 0.5454 | -110.566 | -1559.14 | 0 | 1880.31 | 1801.78 | Competitive | 0 | 0 | 1 | 1 | 1 | 1 | 1 | Non-Competitive | Non-Competitive | Competitive | Competitive | Competitive | 40 | 55 | 93 | 40 | 55 | 93 | 0 | 0 | 0 | 0 | 0 | 0 | 0 | 0 | 0
SROCRIN8 GREGOR_RINCON1_1 FROM_TO | SROCRIN8 | GREGOR_RINCON1_1 | 61 | 1 | 1 | RINCON2A | GREGORY2A | FROM_TO | 73521.13 | -0.01883 | 0.004246 | -0.55902 | 0.17527 | 47.3372 | 8.8899 | 0 | 3109.456 | 3878.569 | Competitive | 0 | 0 | 0 | 0 | 0 | 1 | 0 | Non-Competitive | Non-Competitive | Non-Competitive | Non-Competitive | Non-Competitive | 0 | 0 | 0 | 0 | 0 | 0 | 0 | 0 | 0 | 0 | 0 | 0 | 0 | 0 | 0
SROCRIN8 GREGOR_RINCON1_1 TO_FROM | SROCRIN8 | GREGOR_RINCON1_1 | 61 | 1 | 1 | RINCON2A | GREGORY2A | TO_FROM | 73521.13 | -0.00425 | 0.018831 | -0.17527 | 0.55902 | 7.2491 | -43.8516 | 0 | 3878.569 | 3231.119 | Competitive | 0 | 0 | 0 | 0 | 0 | 1 | 0 | Non-Competitive | Non-Competitive | Non-Competitive | Non-Competitive | Non-Competitive | 0 | 0 | 0 | 0 | 0 | 0 | 0 | 0 | 0 | 0 | 0 | 0 | 0 | 0 | 0
SRODB_D8 AIRLIN_CABANI1_1 FROM_TO | SRODB_D8 | AIRLIN_CABANI1_1 | 320 | 1 | 1 | AIRLINE4A | CABANISS4A | FROM_TO | 73521.13 | -0.1157 | 0.58284 | -0.21327 | 0.67422 | 602.5744 | -186.728 | 0 | 9795.498 | 4863.44 | Non-Competi | 0 | 0 | 0 | 0 | 0 | 1 | 1 | Non-Competitive | Non-Competitive | Non-Competitive | Non-Competitive | Non-Competitive | 6 | 6 | 6 | 6 | 6 | 6 | 6 | 6 | 6 | 6 | 6 | 6 | 6 | 6 | 6
SRODB_D8 AIRLIN_CABANI1_1 TO_FROM | SRODB_D8 | AIRLIN_CABANI1_1 | 320 | 1 | 1 | AIRLINE4A | CABANISS4A | TO_FROM | 73521.13 | -0.58284 | 0.1157 | -0.67422 | 0.21327 | 276.4448 | 18.573 | 0 | 4619.942 | 9872.384 | Competitive | 0 | 0 | 0 | 0 | 0 | 1 | 1 | Non-Competitive | Non-Competitive | Non-Competitive | Non-Competitive | Non-Competitive | 4 | 4 | 4 | 4 | 4 | 4 | 4 | 4 | 4 | 4 | 4 | 4 | 4 | 4 | 4
SRODHOL8 AIRLIN_CABANI1_1 FROM_TO | SRODHOL8 | AIRLIN_CABANI1_1 | 320 | 1 | 1 | AIRLINE4A | CABANISS4A | FROM_TO | 73521.13 | -0.11625 | 0.58229 | -0.21382 | 0.67366 | 561.9819 | -227.265 | 0 | 9801.018 | 4862.832 | Non-Competi | 0 | 0 | 0 | 0 | 0 | 1 | 1 | Non-Competitive | Non-Competitive | Non-Competitive | Non-Competitive | Non-Competitive | 6 | 6 | 6 | 6 | 6 | 6 | 6 | 6 | 6 | 6 | 6 | 6 | 6 | 6 | 6
SRODHOL8 AIRLIN_CABANI1_1 TO_FROM | SRODHOL8 | AIRLIN_CABANI1_1 | 320 | 1 | 1 | AIRLINE4A | CABANISS4A | TO_FROM | 73521.13 | -0.58229 | 0.11625 | -0.67366 | 0.21382 | 316.9928 | 59.1101 | 0 | 4614.214 | 9876.042 | Competitive | 0 | 0 | 0 | 0 | 0 | 1 | 1 | Non-Competitive | Non-Competitive | Non-Competitive | Non-Competitive | Non-Competitive | 4 | 4 | 4 | 4 | 4 | 4 | 4 | 4 | 4 | 4 | 4 | 4 | 4 | 4 | 4
SRSPPWE8 1610__A FROM_TO | SRSPPWE8 | 1610__A | 210 | 2 | 2 | PL_WEST_8 | RICHCLLN_T8 | FROM_TO | 73521.13 | -0.11214 | 0.011298 | -0.73369 | 0.13431 | 234.8898 | 39.8631 | 0 | 1037.45 | 7992.204 | Competitive | 0 | 0 | 0 | 0 | 0 | 1 | 1 | Non-Competitive | Non-Competitive | Non-Competitive | Non-Competitive | Non-Competitive | 10 | 10 | 10 | 10 | 10 | 10 | 10 | 10 | 10 | 10 | 10 | 10 | 10 | 10 | 10
SRSPPWE8 1610__A TO_FROM | SRSPPWE8 | 1610__A | 210 | 2 | 2 | PL_WEST_8 | RICHCLLN_T8 | TO_FROM | 73521.13 | -0.0113 | 0.11214 | -0.13431 | 0.73369 | 23.3299 | -178.742 | 0 | 7992.204 | 1863.082 | Competitive | 0 | 0 | 1 | 1 | 1 | 1 | 0 | Non-Competitive | Non-Competitive | Non-Competitive | Non-Competitive | Non-Competitive | 0 | 0 | 0 | 0 | 0 | 0 | 0 | 0 | 0 | 0 | 0 | 0 | 0 | 0 | 0
SRULASP9 ASPM_CONA1_1 FROM_TO | SRULASP9 | ASPM_CONA1_1 | 30 | 1 | 1 | ASPM2A | CONA2A | FROM_TO | 73521.13 | -0.00092 | 0.06152 | -0.60734 | 0.30129 | 21.2631 | -0.25657 | 0 | 7972.738 | 3052.021 | Competitive | 0 | 0 | 0 | 0 | 0 | 1 | 0 | Non-Competitive | Non-Competitive | Non-Competitive | Non-Competitive | Non-Competitive | 0 | 0 | 0 | 0 | 0 | 0 | 0 | 0 | 0 | 0 | 0 | 0 | 0 | 0 | 0
SRULASP9 ASPM_CONA1_1 TO_FROM | SRULASP9 | ASPM_CONA1_1 | 30 | 1 | 1 | ASPM2A | CONA2A | TO_FROM | 73521.13 | -0.00135 | 0.015432 | -0.30129 | 0.60734 | 8.5774 | -1.9244 | 0 | 5207.624 | 3568.054 | Competitive | 0 | 0 | 0 | 0 | 0 | 1 | 0 | Non-Competitive | Non-Competitive | Non-Competitive | Non-Competitive | Non-Competitive | 0 | 0 | 0 | 0 | 0 | 0 | 0 | 0 | 0 | 0 | 0 | 0 | 0 | 0 | 0
SSACSUN8 6215__A FROM_TO | SSACSUN8 | 6215__A | 143 | 2 | 2 | BLUFCKTA_8 | CHINAGRV_8 | FROM_TO | 73521.13 | -0.01861 | 0.5426 | -0.11728 | 0.62707 | 191.8421 | -150.634 | 0 | 3437.864 | 9798.093 | Non-Competi | 0 | 0 | 0 | 0 | 0 | 1 | 0 | Non-Competitive | Non-Competitive | Non-Competitive | Non-Competitive | Non-Competitive | 0 | 0 | 0 | 0 | 0 | 0 | 0 | 0 | 0 | 0 | 0 | 0 | 0 | 0 | 0
SSACSUN8 6215__A TO_FROM | SSACSUN8 | 6215__A | 143 | 2 | 2 | BLUFCKTA_8 | CHINAGRV_8 | TO_FROM | 73521.13 | -0.03196 | 0.10582 | -0.62707 | 0.11729 | 188.8298 | 136.13 | 0 | 8391.095 | 10000 | Non-Competi | 0 | 0 | 0 | 0 | 0 | 1 | 1 | Non-Competitive | Non-Competitive | Non-Competitive | Non-Competitive | Non-Competitive | 7 | 7 | 7 | 7 | 7 | 7 | 7 | 7 | 7 | 7 | 7 | 7 | 7 | 7 | 7
SSACSUN8 6474__A FROM_TO | SSACSUN8 | 6474__A | 185 | 2 | 2 | MRGNCRK_8 | SUN_8 | FROM_TO | 73521.13 | -0.00246 | 0.024135 | -0.45055 | 0.024135 | 206.9407 | 150.3311 | 0 | 6647.127 | 9351.413 | Non-Competi | 0 | 0 | 0 | 0 | 0 | 1 | 0 | Non-Competitive | Non-Competitive | Non-Competitive | Non-Competitive | Non-Competitive | 2 | 2 | 2 | 2 | 2 | 2 | 2 | 2 | 2 | 2 | 2 | 2 | 2 | 2 | 2
SSACSUN8 6474__A TO_FROM | SSACSUN8 | 6474__A | 185 | 2 | 2 | MRGNCRK_8 | SUN_8 | TO_FROM | 73521.13 | -0.02414 | 0.45055 | -0.02414 | 0.45055 | 146.6534 | -166.577 | 0 | 3786.193 | 9090.253 | Competitive | 0 | 0 | 0 | 0 | 0 | 1 | 1 | Non-Competitive | Non-Competitive | Non-Competitive | Non-Competitive | Non-Competitive | 6 | 6 | 6 | 6 | 6 | 6 | 6 | 6 | 6 | 6 | 6 | 6 | 6 | 6 | 6
SSACSUN8 ASPM_69T1 FROM_TO | SSACSUN8 | ASPM_69T1 | 69 | 2 | 2 | ASPM2A | ASPM4A | FROM_TO | 73521.13 | -0.00254 | 0.01092 | -0.21498 | 0.54952 | -7.7633 | -14.3147 | 0 | 5207.624 | 3993.305 | Competitive | 0 | 0 | 0 | 0 | 0 | 1 | 0 | Non-Competitive | Non-Competitive | Non-Competitive | Non-Competitive | Non-Competitive | 2 | 2 | 2 | 2 | 2 | 2 | 2 | 2 | 2 | 2 | 2 | 2 | 2 | 2 | 2
SSACSUN8 ASPM_69T1 TO_FROM | SSACSUN8 | ASPM_69T1 | 69 | 2 | 2 | ASPM2A | ASPM4A | TO_FROM | 73521.13 | -0.00028 | 0.10179 | -0.54952 | 0.21499 | 55.6259 | 11.095 | 0 | 6972.964 | 3695.052 | Competitive | 0 | 0 | 0 | 0 | 0 | 1 | 0 | Non-Competitive | Non-Competitive | Non-Competitive | Non-Competitive | Non-Competitive | 0 | 0 | 0 | 0 | 0 | 0 | 0 | 0 | 0 | 0 | 0 | 0 | 0 | 0 | 0
SSACSUN8 ECRSW_FMR1 FROM_TO | SSACSUN8 | ECRSW_FMR1 | 28 | 2 | 2 | ENSCRKSS_9 | ENSCRKSS_8 | FROM_TO | 73521.13 | -0.00026 | 0 | -0.00026 | 0.99974 | -19.3835 | -19.371 | 0 | 0 | 795.756 | Competitive | 1 | 1 | 1 | 1 | 1 | 1 | 0 | Non-Competitive | Non-Competitive | Non-Competitive | Non-Competitive | Non-Competitive | 0 | 0 | 0 | 0 | 0 | 0 | 0 | 0 | 0 | 0 | 0 | 0 | 0 | 0 | 0
SSACSUN8 ECRSW_FMR1 TO_FROM | SSACSUN8 | ECRSW_FMR1 | 28 | 2 | 2 | ENSCRKSS_9 | ENSCRKSS_8 | TO_FROM | 73521.13 | 0 | 0.000263 | -0.99974 | 0.000263 | 19.3735 | 19.371 | 0 | 696.487 | 0 | Competitive | 1 | 1 | 1 | 1 | 1 | 1 | 0 | Non-Competitive | Non-Competitive | Non-Competitive | Non-Competitive | Non-Competitive | 0 | 0 | 0 | 0 | 0 | 0 | 0 | 0 | 0 | 0 | 0 | 0 | 0 | 0 | 0
SSALSND5 425__A FROM_TO | SSALSND5 | 425__A | 1065 | 0 | 0 | TEMP_SS__5 | BELL_E_5 | FROM_TO | 73521.13 | -0.20799 | 0.069125 | -0.68425 | 0.16566 | 1021.943 | -430.621 | 0 | 864.833 | 2133.07 | Competitive | 0 | 0 | 0 | 1 | 1 | 1 | 1 | Non-Competitive | Non-Competitive | Non-Competitive | Competitive | Competitive | 66 | 101 | 109 | 66 | 101 | 109 | 66 | 101 | 109 | 0 | 0 | 0 | 0 | 0 | 0
SSALSND5 425__A TO_FROM | SSALSND5 | 425__A | 1065 | 0 | 0 | TEMP_SS__5 | BELL_E_5 | TO_FROM | 73521.13 | -0.06912 | 0.20799 | -0.16566 | 0.68424 | 1257.351 | 69.3652 | 0 | 2118.443 | 1163.608 | Competitive | 0 | 1 | 1 | 1 | 1 | 1 | 1 | Non-Competitive | Competitive | Competitive | Competitive | Competitive | 84 | 109 | 130 | 0 | 0 | 0 | 0 | 0 | 0 | 0 | 0 | 0 | 0 | 0 | 0
SSALSND8 SNDSW_MR2L FROM_TO | SSALSND8 | SNDSW_MR2L | 750 | 4 | 4 | SAND_TXU_8 | SNDSW2_1 | FROM_TO | 73521.13 | -0.01809 | 0.37899 | -0.65261 | 0.40265 | 533.3933 | -118.993 | 0 | 9979.675 | 3638.903 | Competitive | 0 | 0 | 0 | 0 | 0 | 1 | 0 | Non-Competitive | Non-Competitive | Non-Competitive | Non-Competitive | Non-Competitive | 0 | 0 | 0 | 0 | 0 | 0 | 0 | 0 | 0 | 0 | 0 | 0 | 0 | 0 | 0
SSALSND8 SNDSW_MR2L TO_FROM | SSALSND8 | SNDSW_MR2L | 750 | 4 | 4 | SAND_TXU_8 | SNDSW2_1 | TO_FROM | 73521.13 | -0.37899 | 0.018088 | -0.40265 | 0.65261 | 168.9423 | 81.0481 | 0 | 3626.04 | 9981.751 | Competitive | 0 | 0 | 0 | 0 | 0 | 1 | 1 | Non-Competitive | Non-Competitive | Non-Competitive | Non-Competitive | Non-Competitive | 2 | 2 | 2 | 2 | 2 | 2 | 2 | 2 | 2 | 2 | 2 | 2 | 2 | 2 | 2
SSALTMP5 450__A FROM_TO | SSALTMP5 | 450__A | 1072 | 1 | 1 | L_AUSTRO5_1Y | SAND_TXU_5 | FROM_TO | 73521.13 | -0.16654 | 0.15876 | -0.2133 | 0.1715 | 1473.867 | 516.8237 | 0 | 1244.391 | 2564.349 | Competitive | 0 | 0 | 0 | 0 | 1 | 1 | 1 | Non-Competitive | Non-Competitive | Non-Competitive | Non-Competitive | Competitive | 43 | 130 | 145 | 43 | 130 | 145 | 43 | 130 | 145 | 43 | 130 | 145 | 0 | 0 | 0
SSALTMP5 450__A TO_FROM | SSALTMP5 | 450__A | 1072 | 1 | 1 | L_AUSTRO5_1Y | SAND_TXU_5 | TO_FROM | 73521.13 | -0.15876 | 0.16654 | -0.1715 | 0.2133 | 2586.313 | -424.347 | 0 | 2264.904 | 1396.629 | Competitive | 0 | 1 | 1 | 1 | 1 | 1 | 1 | Non-Competitive | Competitive | Competitive | Competitive | Competitive | 74 | 86 | 156 | 0 | 0 | 0 | 0 | 0 | 0 | 0 | 0 | 0 | 0 | 0 | 0
SSANALI9 FREER_LOBO1_1 FROM_TO | SSANALI9 | FREER_LOBO1_1 | 38 | 1 | 1 | FREER2A | LOBO2A | FROM_TO | 73521.13 | -0.00032 | 0 | -0.00032 | 0.99968 | -23.305 | -23.29 | 0 | 0 | 795.756 | Competitive | 1 | 1 | 1 | 1 | 1 | 1 | 0 | Non-Competitive | Non-Competitive | Non-Competitive | Non-Competitive | Non-Competitive | 0 | 0 | 0 | 0 | 0 | 0 | 0 | 0 | 0 | 0 | 0 | 0 | 0 | 0 | 0
SSANALI9 FREER_LOBO1_1 TO_FROM | SSANALI9 | FREER_LOBO1_1 | 38 | 1 | 1 | FREER2A | LOBO2A | TO_FROM | 73521.13 | 0 | 0.000317 | -0.99968 | 0.000317 | 23.293 | 23.29 | 0 | 696.487 | 0 | Competitive | 1 | 1 | 1 | 1 | 1 | 1 | 0 | Non-Competitive | Non-Competitive | Non-Competitive | Non-Competitive | Non-Competitive | 0 | 0 | 0 | 0 | 0 | 0 | 0 | 0 | 0 | 0 | 0 | 0 | 0 | 0 | 0
SSANELM5 SANMIGL_ATBH FROM_TO | SSANELM5 | SANMIGL_ATBH | 300 | 1 | 1 | MIGUEL5 | NOTMODMIDPT1 | FROM_TO | 73521.13 | -0.13619 | 0.063689 | -0.30425 | 0.063689 | 255.8575 | 60.6539 | 0 | 5000 | 10000 | Competitive | 0 | 0 | 0 | 0 | 0 | 1 | 1 | Non-Competitive | Non-Competitive | Non-Competitive | Non-Competitive | Non-Competitive | 35 | 35 | 35 | 35 | 35 | 35 | 35 | 35 | 35 | 35 | 35 | 35 | 35 | 35 | 35
SSANELM5 SANMIGL_ATBH TO_FROM | SSANELM5 | SANMIGL_ATBH | 300 | 1 | 1 | MIGUEL5 | NOTMODMIDPT1 | TO_FROM | 73521.13 | -0.06369 | 0.13619 | -0.06369 | 0.30425 | 40.5056 | -230.01 | 0 | 9395.094 | 5000 | Competitive | 0 | 0 | 0 | 0 | 0 | 1 | 1 | Non-Competitive | Non-Competitive | Non-Competitive | Non-Competitive | Non-Competitive | 2 | 2 | 2 | 2 | 2 | 2 | 2 | 2 | 2 | 2 | 2 | 2 | 2 | 2 | 2
SSANELM5 SANMIGL_ATBL FROM_TO | SSANELM5 | SANMIGL_ATBL | 300 | 1 | 1 | MIGUEL8 | NOTMODMIDPT1 | FROM_TO | 73521.13 | -0.06369 | 0.13619 | -0.75616 | 0.30425 | 40.5056 | -230.01 | 0 | 9395.094 | 5000 | Competitive | 0 | 0 | 0 | 0 | 0 | 1 | 1 | Non-Competitive | Non-Competitive | Non-Competitive | Non-Competitive | Non-Competitive | 2 | 2 | 2 | 2 | 2 | 2 | 2 | 2 | 2 | 2 | 2 | 2 | 2 | 2 | 2
SSANELM5 SANMIGL_ATBL TO_FROM | SSANELM5 | SANMIGL_ATBL | 300 | 1 | 1 | MIGUEL8 | NOTMODMIDPT1 | TO_FROM | 73521.13 | -0.13619 | 0.063689 | -0.30425 | 0.75616 | 255.8575 | 60.6539 | 0 | 5000 | 10000 | Competitive | 0 | 0 | 0 | 0 | 0 | 1 | 1 | Non-Competitive | Non-Competitive | Non-Competitive | Non-Competitive | Non-Competitive | 35 | 35 | 35 | 35 | 35 | 35 | 35 | 35 | 35 | 35 | 35 | 35 | 35 | 35 | 35
SSANFER8 CORONA_AT4 FROM_TO | SSANFER8 | CORONA_AT4 | 49 | 1 | 1 | L_CORONA9_1Y | L_CORONA8_1Y | FROM_TO | 73521.13 | -0.09148 | 0.4817 | -0.09148 | 0.48453 | 21.6655 | -32.8232 | 0 | 10000 | 10000 | Competitive | 0 | 0 | 0 | 0 | 0 | 1 | 1 | Non-Competitive | Non-Competitive | Non-Competitive | Non-Competitive | Non-Competitive | 3 | 3 | 3 | 3 | 3 | 3 | 3 | 3 | 3 | 3 | 3 | 3 | 3 | 3 | 3
SSANFER8 CORONA_AT4 TO_FROM | SSANFER8 | CORONA_AT4 | 49 | 1 | 1 | L_CORONA9_1Y | L_CORONA8_1Y | TO_FROM | 73521.13 | -0.4817 | 0.091481 | -0.48453 | 0.091481 | 51.8843 | 10.875 | 0 | 10000 | 10000 | Non-Competi | 0 | 0 | 0 | 0 | 0 | 1 | 1 | Non-Competitive | Non-Competitive | Non-Competitive | Non-Competitive | Non-Competitive | bar: 11 to 17
SSANPIT8 SANDCR_AT1 FROM_TO | SSANPIT8 | SANDCR_AT1 | 44 | 1 | 1 | L_SANDCR9_1Y | L_SANDCR8_1Y | FROM_TO | 73521.13 | -0.02439 | 0.18078 | -0.08007 | 0.59551 | 14.9651 | -27.04 | 0 | 10000 | 10000 | Competitive | 0 | 0 | 0 | 0 | 0 | 1 | 1 | Non-Competitive | Non-Competitive | Non-Competitive | Non-Competitive | Non-Competitive | bar: 11 to 17
SSANPIT8 SANDCR_AT1 TO_FROM | SSANPIT8 | SANDCR_AT1 | 44 | 1 | 1 | L_SANDCR9_1Y | L_SANDCR8_1Y | TO_FROM | 73521.13 | -0.18078 | 0.024391 | -0.59551 | 0.080065 | 48.34 | 7.0546 | 0 | 10000 | 10000 | Non-Competi | 0 | 0 | 0 | 0 | 0 | 1 | 1 | Non-Competitive | Non-Competitive | Non-Competitive | Non-Competitive | Non-Competitive | 4 | 4 | 4 | 4 | 4 | 4 | 4 | 4 | 4 | 4 | 4 | 4 | 4 | 4 | 4
SSANSAN8 PALDRO_PEARSAL_1 FROM_TO | SSANSAN8 | PALDRO_PEARSAL_1 | 215 | 1 | 1 | PALODUROSW8 | PEARSALLSW8 | FROM_TO | 73521.13 | -0.24953 | 0.18646 | -0.24953 | 0.5333 | 97.8262 | -197.277 | 0 | 2082.918 | 10000 | Competitive | 0 | 0 | 0 | 0 | 0 | 1 | 1 | Non-Competitive | Non-Competitive | Non-Competitive | Non-Competitive | Non-Competitive | 27 | 27 | 27 | 27 | 27 | 27 | 27 | 27 | 27 | 27 | 27 | 27 | 27 | 27 | 27
SSANSAN8 PALDRO_PEARSAL_1 TO_FROM | SSANSAN8 | PALDRO_PEARSAL_1 | 215 | 1 | 1 | PALODUROSW8 | PEARSALLSW8 | TO_FROM | 73521.13 | -0.12288 | 0.24953 | -0.5333 | 0.24953 | 285.5023 | 35.1846 | 0 | 10000 | 3658.408 | Competitive | 0 | 0 | 0 | 0 | 0 | 1 | 1 | Non-Competitive | Non-Competitive | Non-Competitive | Non-Competitive | Non-Competitive | 7 | 7 | 7 | 7 | 7 | 7 | 7 | 7 | 7 | 7 | 7 | 7 | 7 | 7 | 7
SSARBLU5 NICOLE_OAKC1_1 FROM_TO | SSARBLU5 | NICOLE_OAKC1_1 | 275 | 1 | 1 | OAKC4A | NICOLE4A | FROM_TO | 73521.13 | -0.00613 | 0.055224 | -0.30366 | 0.65499 | -48.3427 | -91.4694 | 0 | 5128.058 | 2092.771 | Competitive | 0 | 0 | 0 | 1 | 1 | 1 | 0 | Non-Competitive | Non-Competitive | Non-Competitive | Non-Competitive | Non-Competitive | 0 | 0 | 0 | 0 | 0 | 0 | 0 | 0 | 0 | 0 | 0 | 0 | 0 | 0 | 0
SSARBLU5 NICOLE_OAKC1_1 TO_FROM | SSARBLU5 | NICOLE_OAKC1_1 | 275 | 1 | 1 | OAKC4A | NICOLE4A | TO_FROM | 73521.13 | -0.02357 | 0.30366 | -0.65499 | 0.30366 | 203.2406 | 70.2929 | 0 | 8094.783 | 10000 | Competitive | 0 | 0 | 0 | 0 | 0 | 1 | 1 | Non-Competitive | Non-Competitive | Non-Competitive | Non-Competitive | Non-Competitive | bar: 11 to 17
SSARBLU5 NICOLE_ORNT1_1 FROM_TO | SSARBLU5 | NICOLE_ORNT1_1 | 135 | 1 | 1 | NICOLE4A | ORNT4A | FROM_TO | 73521.13 | -0.01958 | 0.17757 | -0.31251 | 0.17757 | 160.5189 | -38.0871 | 0 | 7190.344 | 10000 | Competitive | 0 | 0 | 0 | 0 | 0 | 1 | 0 | Non-Competitive | Non-Competitive | Non-Competitive | Non-Competitive | Non-Competitive | 0 | 0 | 0 | 0 | 0 | 0 | 0 | 0 | 0 | 0 | 0 | 0 | 0 | 0 | 0
SSARBLU5 NICOLE_ORNT1_1 TO_FROM | SSARBLU5 | NICOLE_ORNT1_1 | 135 | 1 | 1 | NICOLE4A | ORNT4A | TO_FROM | 73521.13 | -0.00948 | 0.065071 | -0.17757 | 0.31251 | 111.4898 | -36.1756 | 0 | 5670.078 | 1850.428 | Competitive | 0 | 0 | 1 | 1 | 1 | 1 | 0 | Non-Competitive | Non-Competitive | Non-Competitive | Non-Competitive | Non-Competitive | bar: 11 to 17
SSARTWI5 NICOLE_ORNT1_1 FROM_TO | SSARTWI5 | NICOLE_ORNT1_1 | 135 | 1 | 1 | NICOLE4A | ORNT4A | FROM_TO | 73521.13 | -0.01567 | 0.17413 | -0.30718 | 0.17413 | 138.7246 | -28.0246 | 0 | 8213.54 | 10000 | Competitive | 0 | 0 | 0 | 0 | 0 | 1 | 0 | Non-Competitive | Non-Competitive | Non-Competitive | Non-Competitive | Non-Competitive | 0 | 0 | 0 | 0 | 0 | 0 | 0 | 0 | 0 | 0 | 0 | 0 | 0 | 0 | 0
SSARTWI5 NICOLE_ORNT1_1 TO_FROM | SSARTWI5 | NICOLE_ORNT1_1 | 135 | 1 | 1 | NICOLE4A | ORNT4A | TO_FROM | 73521.13 | -0.00805 | 0.055688 | -0.17412 | 0.30718 | 74.1262 | -30.4285 | 0 | 10000 | 2252.501 | Competitive | 0 | 0 | 0 | 1 | 1 | 1 | 0 | Non-Competitive | Non-Competitive | Non-Competitive | Non-Competitive | Non-Competitive | 0 | 0 | 0 | 0 | 0 | 0 | 0 | 0 | 0 | 0 | 0 | 0 | 0 | 0 | 0
SSARTWI5 SARC_T2H FROM_TO | SSARTWI5 | SARC_T2H | 352 | 1 | 1 | SARC7A | SRC2DUM | FROM_TO | 73521.13 | -0.0476 | 0.007367 | -0.27178 | 0.39167 | 217.2453 | 73.8504 | 0 | 1493.961 | 10000 | Competitive | 0 | 0 | 0 | 0 | 0 | 1 | 1 | Non-Competitive | Non-Competitive | Non-Competitive | Non-Competitive | Non-Competitive | 2 | 2 | 2 | 2 | 2 | 2 | 2 | 2 | 2 | 2 | 2 | 2 | 2 | 2 | 2
SSARTWI5 SARC_T2H TO_FROM | SSARTWI5 | SARC_T2H | 352 | 1 | 1 | SARC7A | SRC2DUM | TO_FROM | 73521.13 | -0.00588 | 0.16562 | -0.39167 | 0.27178 | 78.1209 | -119.513 | 0 | 4356.914 | 1886.421 | Competitive | 0 | 0 | 1 | 1 | 1 | 1 | 0 | Non-Competitive | Non-Competitive | Non-Competitive | Non-Competitive | Non-Competitive | 0 | 0 | 0 | 0 | 0 | 0 | 0 | 0 | 0 | 0 | 0 | 0 | 0 | 0 | 0
SSARTWI5 SARC_T2L FROM_TO | SSARTWI5 | SARC_T2L | 352 | 1 | 1 | SARC4A | SRC2DUM | FROM_TO | 73521.13 | -0.00588 | 0.16562 | -0.78686 | 0.27178 | 78.1209 | -119.513 | 0 | 4356.914 | 1886.421 | Competitive | 0 | 0 | 1 | 1 | 1 | 1 | 0 | Non-Competitive | Non-Competitive | Non-Competitive | Non-Competitive | Non-Competitive | 0 | 0 | 0 | 0 | 0 | 0 | 0 | 0 | 0 | 0 | 0 | 0 | 0 | 0 | 0
SSARTWI5 SARC_T2L TO_FROM | SSARTWI5 | SARC_T2L | 352 | 1 | 1 | SARC4A | SRC2DUM | TO_FROM | 73521.13 | -0.0476 | 0.007367 | -0.27178 | 0.78686 | 217.2453 | 73.8504 | 0 | 1493.961 | 10000 | Competitive | 0 | 0 | 0 | 0 | 0 | 1 | 1 | Non-Competitive | Non-Competitive | Non-Competitive | Non-Competitive | Non-Competitive | 2 | 2 | 2 | 2 | 2 | 2 | 2 | 2 | 2 | 2 | 2 | 2 | 2 | 2 | 2
SSARTWI5 TWINBU_T1H FROM_TO | SSARTWI5 | TWINBU_T1H | 308 | 1 | 1 | L_TWINBU5_1Y | L_TWINBU1_1 | FROM_TO | 73521.13 | -0.08261 | 0.11178 | -0.51588 | 0.14328 | 510.9967 | 39.1194 | 0 | 3590.449 | 10000 | Competitive | 0 | 0 | 0 | 0 | 0 | 1 | 1 | Non-Competitive | Non-Competitive | Non-Competitive | Non-Competitive | Non-Competitive | 2 | 2 | 2 | 2 | 2 | 2 | 2 | 2 | 2 | 2 | 2 | 2 | 2 | 2 | 2
SSARTWI5 TWINBU_T1H TO_FROM | SSARTWI5 | TWINBU_T1H | 308 | 1 | 1 | L_TWINBU5_1Y | L_TWINBU1_1 | TO_FROM | 73521.13 | -0.03387 | 0.21926 | -0.14328 | 0.51588 | 141.5371 | -240.344 | 0 | 4287.669 | 2749.375 | Competitive | 0 | 0 | 0 | 0 | 1 | 1 | 1 | Non-Competitive | Non-Competitive | Non-Competitive | Non-Competitive | Competitive | 26 | 26 | 26 | 26 | 26 | 26 | 26 | 26 | 26 | 26 | 26 | 26 | 0 | 0 | 0
SSCJFS8 GP_AT1L FROM_TO | SSCJFS8 | GP_AT1L | 200 | 2 | 2 | GALENA__69B | 49115_STAR | FROM_TO | 73521.13 | -0.10721 | 0.080907 | -0.49133 | 0.5714 | 15.8198 | -30.1321 | 0 | 10000 | 10000 | Competitive | 0 | 0 | 0 | 0 | 0 | 1 | 1 | Non-Competitive | Non-Competitive | Non-Competitive | Non-Competitive | Non-Competitive | 3 | 3 | 3 | 3 | 3 | 3 | 3 | 3 | 3 | 3 | 3 | 3 | 3 | 3 | 3
SSCJFS8 GP_AT1L TO_FROM | SSCJFS8 | GP_AT1L | 200 | 2 | 2 | GALENA__69B | 49115_STAR | TO_FROM | 73521.13 | -0.08091 | 0.10721 | -0.5714 | 0.49133 | 96.0413 | -15.3569 | 0 | 10000 | 10000 | Competitive | 0 | 0 | 0 | 0 | 0 | 1 | 1 | Non-Competitive | Non-Competitive | Non-Competitive | Non-Competitive | Non-Competitive | bar: 11 to 17
SSCUSUN8 6780_B_1 FROM_TO | SSCUSUN8 | 6780_B_1 | 38 | 1 | 1 | ROBY2A | LONGWRTH2A | FROM_TO | 73521.13 | -0.00693 | 0.13242 | -0.36252 | 0.50802 | 28.8456 | -23.9845 | 0 | 4223.485 | 3805.466 | Competitive | 0 | 0 | 0 | 0 | 0 | 1 | 0 | Non-Competitive | Non-Competitive | Non-Competitive | Non-Competitive | Non-Competitive | bar: 11 to 17
SSCUSUN8 6780_B_1 TO_FROM | SSCUSUN8 | 6780_B_1 | 38 | 1 | 1 | ROBY2A | LONGWRTH2A | TO_FROM | 73521.13 | -0.00307 | 0.052473 | -0.50802 | 0.36252 | 64.6686 | 12.1797 | 0 | 5207.624 | 3070.765 | Competitive | 0 | 0 | 0 | 0 | 0 | 1 | 0 | Non-Competitive | Non-Competitive | Non-Competitive | Non-Competitive | Non-Competitive | 0 | 0 | 0 | 0 | 0 | 0 | 0 | 0 | 0 | 0 | 0 | 0 | 0 | 0 | 0
SSCUSUN8 ASPM_69T1 FROM_TO | SSCUSUN8 | ASPM_69T1 | 69 | 1 | 1 | ASPM2A | ASPM4A | FROM_TO | 73521.13 | -0.00233 | 0.009144 | -0.2645 | 0.51063 | 9.6387 | -10.3322 | 0 | 3314.906 | 9175.421 | Competitive | 0 | 0 | 0 | 0 | 0 | 1 | 0 | Non-Competitive | Non-Competitive | Non-Competitive | Non-Competitive | Non-Competitive | 0 | 0 | 0 | 0 | 0 | 0 | 0 | 0 | 0 | 0 | 0 | 0 | 0 | 0 | 0
SSCUSUN8 ASPM_69T1 TO_FROM | SSCUSUN8 | ASPM_69T1 | 69 | 1 | 1 | ASPM2A | ASPM4A | TO_FROM | 73521.13 | -0.00309 | 0.20562 | -0.51063 | 0.2645 | 66.5803 | 5.0644 | 0 | 4972.855 | 3927.534 | Competitive | 0 | 0 | 0 | 0 | 0 | 1 | 0 | Non-Competitive | Non-Competitive | Non-Competitive | Non-Competitive | Non-Competitive | 0 | 0 | 0 | 0 | 0 | 0 | 0 | 0 | 0 | 0 | 0 | 0 | 0 | 0 | 0
SSCUSUN8 ASPM_CONA1_1 FROM_TO | SSCUSUN8 | ASPM_CONA1_1 | 30 | 1 | 1 | ASPM2A | CONA2A | FROM_TO | 73521.13 | -0.00543 | 0.10471 | -0.64173 | 0.26038 | 33.6056 | -7.6007 | 0 | 4785.912 | 3791.026 | Competitive | 0 | 0 | 0 | 0 | 0 | 1 | 0 | Non-Competitive | Non-Competitive | Non-Competitive | Non-Competitive | Non-Competitive | 0 | 0 | 0 | 0 | 0 | 0 | 0 | 0 | 0 | 0 | 0 | 0 | 0 | 0 | 0
SSCUSUN8 ASPM_CONA1_1 TO_FROM | SSCUSUN8 | ASPM_CONA1_1 | 30 | 1 | 1 | ASPM2A | CONA2A | TO_FROM | 73521.13 | -0.00252 | 0.016408 | -0.26038 | 0.64173 | 35.5026 | -4.3805 | 0 | 3435.443 | 2858.208 | Competitive | 0 | 0 | 0 | 0 | 1 | 1 | 0 | Non-Competitive | Non-Competitive | Non-Competitive | Non-Competitive | Non-Competitive | 0 | 0 | 0 | 0 | 0 | 0 | 0 | 0 | 0 | 0 | 0 | 0 | 0 | 0 | 0
SSCUSUN8 ASPM_SPUR1_1 FROM_TO | SSCUSUN8 | ASPM_SPUR1_1 | 179 | 1 | 1 | SPUR4A | ASPM4A | FROM_TO | 73521.13 | -0.00186 | 0.73125 | -0.10653 | 0.73125 | 136.4257 | -56.3342 | 0 | 4913.727 | 846.338 | Competitive | 1 | 1 | 1 | 1 | 1 | 1 | 0 | Non-Competitive | Non-Competitive | Non-Competitive | Non-Competitive | Non-Competitive | 0 | 0 | 0 | 0 | 0 | 0 | 0 | 0 | 0 | 0 | 0 | 0 | 0 | 0 | 0
SSCUSUN8 ASPM_SPUR1_1 TO_FROM | SSCUSUN8 | ASPM_SPUR1_1 | 179 | 1 | 1 | SPUR4A | ASPM4A | TO_FROM | 73521.13 | -0.00025 | 0.001863 | -0.73125 | 0.10653 | 57.777 | 52.8675 | 0 | 769.052 | 8522.57 | Competitive | 0 | 0 | 0 | 0 | 0 | 1 | 0 | Non-Competitive | Non-Competitive | Non-Competitive | Non-Competitive | Non-Competitive | 0 | 0 | 0 | 0 | 0 | 0 | 0 | 0 | 0 | 0 | 0 | 0 | 0 | 0 | 0
SSCUSUN8 CONA_SHHA1_1 FROM_TO | SSCUSUN8 | CONA_SHHA1_1 | 30 | 1 | 1 | SHHA2A | CONA2A | FROM_TO | 73521.13 | -0.00249 | 0.016432 | -0.35824 | 0.45644 | 37.2987 | 0.47678 | 0 | 3431.369 | 2869.685 | Competitive | 0 | 0 | 0 | 0 | 1 | 1 | 0 | Non-Competitive | Non-Competitive | Non-Competitive | Non-Competitive | Non-Competitive | 0 | 0 | 0 | 0 | 0 | 0 | 0 | 0 | 0 | 0 | 0 | 0 | 0 | 0 | 0
SSCUSUN8 CONA_SHHA1_1 TO_FROM | SSCUSUN8 | CONA_SHHA1_1 | 30 | 1 | 1 | SHHA2A | CONA2A | TO_FROM | 73521.13 | -0.00545 | 0.10468 | -0.45644 | 0.35824 | 31.757 | -9.0504 | 0 | 4786.135 | 3781.756 | Competitive | 0 | 0 | 0 | 0 | 0 | 1 | 0 | Non-Competitive | Non-Competitive | Non-Competitive | Non-Competitive | Non-Competitive | 0 | 0 | 0 | 0 | 0 | 0 | 0 | 0 | 0 | 0 | 0 | 0 | 0 | 0 | 0
SSCUSUN8 GIRA_T_SPUR1_1 FROM_TO | SSCUSUN8 | GIRA_T_SPUR1_1 | 33 | 1 | 1 | SPUR2A | GIRA_TAP2A | FROM_TO | 73521.13 | -0.00281 | 0.12968 | -0.65129 | 0.20079 | 37.2061 | -6.6148 | 0 | 4057.419 | 3776.471 | Competitive | 0 | 0 | 0 | 0 | 0 | 1 | 0 | Non-Competitive | Non-Competitive | Non-Competitive | Non-Competitive | Non-Competitive | 0 | 0 | 0 | 0 | 0 | 0 | 0 | 0 | 0 | 0 | 0 | 0 | 0 | 0 | 0
SSCUSUN8 GIRA_T_SPUR1_1 TO_FROM | SSCUSUN8 | GIRA_T_SPUR1_1 | 33 | 1 | 1 | SPUR2A | GIRA_TAP2A | TO_FROM | 73521.13 | -0.0012 | 0.014796 | -0.20079 | 0.65129 | 22.3375 | 0.51502 | 0 | 5207.624 | 2543.725 | Competitive | 0 | 0 | 0 | 0 | 1 | 1 | 0 | Non-Competitive | Non-Competitive | Non-Competitive | Non-Competitive | Non-Competitive | 0 | 0 | 0 | 0 | 0 | 0 | 0 | 0 | 0 | 0 | 0 | 0 | 0 | 0 | 0
SSCUSUN8 HAMR_RADM1_1 FROM_TO | SSCUSUN8 | HAMR_RADM1_1 | 38 | 1 | 1 | RADM2A | HAMR2A | FROM_TO | 73521.13 | -0.0004 | 0.005078 | -0.46476 | 0.19712 | 29.5016 | 16.8968 | 0 | 2880.545 | 2955.1 | Competitive | 0 | 0 | 0 | 0 | 1 | 1 | 0 | Non-Competitive | Non-Competitive | Non-Competitive | Non-Competitive | Non-Competitive | bar: 11 to 17
SSCUSUN8 HAMR_RADM1_1 TO_FROM | SSCUSUN8 | HAMR_RADM1_1 | 38 | 1 | 1 | RADM2A | HAMR2A | TO_FROM | 73521.13 | -0.00173 | 0.10155 | -0.19712 | 0.46476 | 15.8974 | -20.2016 | 0 | 4235.2 | 3406.347 | Competitive | 0 | 0 | 0 | 0 | 0 | 1 | 0 | Non-Competitive | Non-Competitive | Non-Competitive | Non-Competitive | Non-Competitive | 0 | 0 | 0 | 0 | 0 | 0 | 0 | 0 | 0 | 0 | 0 | 0 | 0 | 0 | 0
SSCUSUN8 MATA_PADR1_1 FROM_TO | SSCUSUN8 | MATA_PADR1_1 | 214 | 1 | 1 | PADR2A | MATA2A | FROM_TO | 73521.13 | -0.00147 | 0.002043 | -0.57919 | 0.16898 | 22.9673 | 15.8104 | 0 | 4041.239 | 3930.578 | Competitive | 0 | 0 | 0 | 0 | 0 | 1 | 0 | Non-Competitive | Non-Competitive | Non-Competitive | Non-Competitive | Non-Competitive | 0 | 0 | 0 | 0 | 0 | 0 | 0 | 0 | 0 | 0 | 0 | 0 | 0 | 0 | 0
SSCUSUN8 MATA_PADR1_1 TO_FROM | SSCUSUN8 | MATA_PADR1_1 | 214 | 1 | 1 | PADR2A | MATA2A | TO_FROM | 73521.13 | -0.00204 | 0.57919 | -0.16898 | 0.57919 | 57.8405 | -21.6152 | 0 | 6715.604 | 3423.517 | Competitive | 0 | 0 | 0 | 0 | 0 | 1 | 0 | Non-Competitive | Non-Competitive | Non-Competitive | Non-Competitive | Non-Competitive | 0 | 0 | 0 | 0 | 0 | 0 | 0 | 0 | 0 | 0 | 0 | 0 | 0 | 0 | 0
SSCUSUN8 MUND_WEIN1_1 FROM_TO | SSCUSUN8 | MUND_WEIN1_1 | 38 | 1 | 1 | MUND2A | WEIN2A | FROM_TO | 73521.13 | -0.00163 | 0.014321 | -0.58756 | 0.16408 | 12.6646 | 5.225 | 0 | 10000 | 3669.579 | Competitive | 0 | 0 | 0 | 0 | 0 | 1 | 0 | Non-Competitive | Non-Competitive | Non-Competitive | Non-Competitive | Non-Competitive | 0 | 0 | 0 | 0 | 0 | 0 | 0 | 0 | 0 | 0 | 0 | 0 | 0 | 0 | 0
SSCUSUN8 MUND_WEIN1_1 TO_FROM | SSCUSUN8 | MUND_WEIN1_1 | 38 | 1 | 1 | MUND2A | WEIN2A | TO_FROM | 73521.13 | -0.00182 | 0.020793 | -0.16408 | 0.58756 | 8.5836 | -10.5891 | 0 | 5317.739 | 3474.198 | Competitive | 0 | 0 | 0 | 0 | 0 | 1 | 0 | Non-Competitive | Non-Competitive | Non-Competitive | Non-Competitive | Non-Competitive | 0 | 0 | 0 | 0 | 0 | 0 | 0 | 0 | 0 | 0 | 0 | 0 | 0 | 0 | 0
SSCUSUN8 ORLAND_VERN1_1 FROM_TO | SSCUSUN8 | ORLAND_VERN1_1 | 170 | 1 | 1 | VERN4A | ORLANDO7A | FROM_TO | 73521.13 | -0.01471 | 0.033499 | -0.67267 | 0.22301 | 139.8741 | 44.8347 | 0 | 4236.4 | 3528.635 | Competitive | 0 | 0 | 0 | 0 | 0 | 1 | 0 | Non-Competitive | Non-Competitive | Non-Competitive | Non-Competitive | Non-Competitive | bar: 11 to 17
SSCUSUN8 ORLAND_VERN1_1 TO_FROM | SSCUSUN8 | ORLAND_VERN1_1 | 170 | 1 | 1 | VERN4A | ORLANDO7A | TO_FROM | 73521.13 | -0.0335 | 0.23769 | -0.22301 | 0.67267 | 104.0437 | -117.179 | 0 | 3292.425 | 3504.405 | Competitive | 0 | 0 | 0 | 0 | 0 | 1 | 1 | Non-Competitive | Non-Competitive | Non-Competitive | Non-Competitive | Non-Competitive | 6 | 6 | 6 | 6 | 6 | 6 | 6 | 6 | 6 | 6 | 6 | 6 | 6 | 6 | 6
SSCUSUN8 ROTN_WOLFGA1_1 FROM_TO | SSCUSUN8 | ROTN_WOLFGA1_1 | 38 | 1 | 1 | 6162 | ROTN2A | FROM_TO | 73521.13 | -0.00287 | 0.12961 | -0.21522 | 0.65433 | 32.3667 | -11.2479 | 0 | 4057.539 | 3730.763 | Competitive | 0 | 0 | 0 | 0 | 0 | 1 | 0 | Non-Competitive | Non-Competitive | Non-Competitive | Non-Competitive | Non-Competitive | 0 | 0 | 0 | 0 | 0 | 0 | 0 | 0 | 0 | 0 | 0 | 0 | 0 | 0 | 0
SSCUSUN8 ROTN_WOLFGA1_1 TO_FROM | SSCUSUN8 | ROTN_WOLFGA1_1 | 38 | 1 | 1 | 6162 | ROTN2A | TO_FROM | 73521.13 | -0.00114 | 0.014862 | -0.65432 | 0.21522 | 27.1709 | 5.3105 | 0 | 5207.624 | 2559.557 | Competitive | 0 | 0 | 0 | 0 | 1 | 1 | 0 | Non-Competitive | Non-Competitive | Non-Competitive | Non-Competitive | Non-Competitive | 0 | 0 | 0 | 0 | 0 | 0 | 0 | 0 | 0 | 0 | 0 | 0 | 0 | 0 | 0
SSCUSUN8 SPUR_69_1 FROM_TO | SSCUSUN8 | SPUR_69_1 | 62 | 1 | 1 | SPUR2A | SPUR4A | FROM_TO | 73521.13 | -0.00109 | 0.30812 | -0.26797 | 0.58637 | 24.3257 | 0.26445 | 0 | 10000 | 10000 | Competitive | 0 | 0 | 0 | 0 | 0 | 1 | 0 | Non-Competitive | Non-Competitive | Non-Competitive | Non-Competitive | Non-Competitive | 0 | 0 | 0 | 0 | 0 | 0 | 0 | 0 | 0 | 0 | 0 | 0 | 0 | 0 | 0
SSCUSUN8 SPUR_69_1 TO_FROM | SSCUSUN8 | SPUR_69_1 | 62 | 1 | 1 | SPUR2A | SPUR4A | TO_FROM | 73521.13 | -0.00103 | 0.26797 | -0.58637 | 0.26797 | 63.4184 | -1.7957 | 0 | 5317.739 | 2626.887 | Competitive | 0 | 0 | 0 | 0 | 1 | 1 | 0 | Non-Competitive | Non-Competitive | Non-Competitive | Non-Competitive | Non-Competitive | 0 | 0 | 0 | 0 | 0 | 0 | 0 | 0 | 0 | 0 | 0 | 0 | 0 | 0 | 0
SSD5SND8 1725__A FROM_TO | SSD5SND8 | 1725__A | 717 | 1 | 1 | SAND_TXU_8 | SDSES_1_8 | FROM_TO | 73521.13 | -0.5 | 0 | -0.5 | 0 | 0 | 0 | 0 | 0 | 10000 | Competitive | 0 | 0 | 0 | 0 | 0 | 1 | 1 | Non-Competitive | Non-Competitive | Non-Competitive | Non-Competitive | Non-Competitive | 2 | 2 | 2 | 2 | 2 | 2 | 2 | 2 | 2 | 2 | 2 | 2 | 2 | 2 | 2
SSD5SND8 1725__A TO_FROM | SSD5SND8 | 1725__A | 717 | 1 | 1 | SAND_TXU_8 | SDSES_1_8 | TO_FROM | 73521.13 | 0 | 0.5 | 0 | 0.5 | 619.85 | 0 | 0 | 10000 | 0 | Competitive | 1 | 1 | 1 | 1 | 1 | 1 | 0 | Non-Competitive | Non-Competitive | Non-Competitive | Non-Competitive | Non-Competitive | 0 | 0 | 0 | 0 | 0 | 0 | 0 | 0 | 0 | 0 | 0 | 0 | 0 | 0 | 0
SSHRWLV8 6610__C FROM_TO | SSHRWLV8 | 6610__C | 40 | 2 | 2 | BIGCRMWD_T9 | KNOTT_9 | FROM_TO | 73521.13 | -0.01297 | 0.11335 | -0.50734 | 0.19007 | 26.7726 | 5.8924 | 0 | 5143.725 | 10000 | Competitive | 0 | 0 | 0 | 0 | 0 | 1 | 0 | Non-Competitive | Non-Competitive | Non-Competitive | Non-Competitive | Non-Competitive | 0 | 0 | 0 | 0 | 0 | 0 | 0 | 0 | 0 | 0 | 0 | 0 | 0 | 0 | 0
SSHRWLV8 6610__C TO_FROM | SSHRWLV8 | 6610__C | 40 | 2 | 2 | BIGCRMWD_T9 | KNOTT_9 | TO_FROM | 73521.13 | -0.11335 | 0.12071 | -0.19007 | 0.50735 | 31.1156 | -15.9043 | 0 | 9417.673 | 10000 | Competitive | 0 | 0 | 0 | 0 | 0 | 1 | 1 | Non-Competitive | Non-Competitive | Non-Competitive | Non-Competitive | Non-Competitive | bar: 11 to 17
SSHRWLV8 6611__A FROM_TO | SSHRWLV8 | 6611__A | 195 | 2 | 2 | ACKRLYVE_9 | ACKERLY_9 | FROM_TO | 73521.13 | -0.03629 | 0.057212 | -0.72225 | 0.22976 | 78.0176 | 17.7329 | 0 | 3175.303 | 6377.44 | Competitive | 0 | 0 | 0 | 0 | 0 | 1 | 1 | Non-Competitive | Non-Competitive | Non-Competitive | Non-Competitive | Non-Competitive | 5 | 5 | 5 | 5 | 5 | 5 | 5 | 5 | 5 | 5 | 5 | 5 | 5 | 5 | 5
SSHRWLV8 6611__A TO_FROM | SSHRWLV8 | 6611__A | 195 | 2 | 2 | ACKRLYVE_9 | ACKERLY_9 | TO_FROM | 73521.13 | -0.05721 | 0.31914 | -0.22977 | 0.72225 | 81.6523 | -53.6731 | 0 | 8684.582 | 10000 | Competitive | 0 | 0 | 0 | 0 | 0 | 1 | 1 | Non-Competitive | Non-Competitive | Non-Competitive | Non-Competitive | Non-Competitive | bar: 11 to 17
SSHRWLV8 6611__C FROM_TO | SSHRWLV8 | 6611__C | 195 | 2 | 2 | ACKRLNTC_9 | SPARNBRG_9 | FROM_TO | 73521.13 | -0.03631 | 0.057196 | -0.57318 | 0.3874 | 76.8501 | 16.5669 | 0 | 3175.399 | 6374.218 | Competitive | 0 | 0 | 0 | 0 | 0 | 1 | 1 | Non-Competitive | Non-Competitive | Non-Competitive | Non-Competitive | Non-Competitive | 5 | 5 | 5 | 5 | 5 | 5 | 5 | 5 | 5 | 5 | 5 | 5 | 5 | 5 | 5
SSHRWLV8 6611__C TO_FROM | SSHRWLV8 | 6611__C | 195 | 2 | 2 | ACKRLNTC_9 | SPARNBRG_9 | TO_FROM | 73521.13 | -0.0572 | 0.31916 | -0.38741 | 0.57318 | 82.823 | -52.5071 | 0 | 8683.89 | 10000 | Competitive | 0 | 0 | 0 | 0 | 0 | 1 | 1 | Non-Competitive | Non-Competitive | Non-Competitive | Non-Competitive | Non-Competitive | bar: 11 to 17
SSHRWLV8 6611__D FROM_TO | SSHRWLV8 | 6611__D | 195 | 2 | 2 | LAMESA_9 | SPARNBRG_9 | FROM_TO | 73521.13 | -0.05719 | 0.31916 | -0.42682 | 0.40182 | 82.9434 | -52.3871 | 0 | 8683.819 | 10000 | Competitive | 0 | 0 | 0 | 0 | 0 | 1 | 1 | Non-Competitive | Non-Competitive | Non-Competitive | Non-Competitive | Non-Competitive | bar: 11 to 17
SSHRWLV8 6611__D TO_FROM | SSHRWLV8 | 6611__D | 195 | 2 | 2 | LAMESA_9 | SPARNBRG_9 | TO_FROM | 73521.13 | -0.03631 | 0.057195 | -0.40182 | 0.42682 | 76.73 | 16.4469 | 0 | 3175.409 | 6373.887 | Competitive | 0 | 0 | 0 | 0 | 0 | 1 | 1 | Non-Competitive | Non-Competitive | Non-Competitive | Non-Competitive | Non-Competitive | 5 | 5 | 5 | 5 | 5 | 5 | 5 | 5 | 5 | 5 | 5 | 5 | 5 | 5 | 5
SSIGSAN8 CSA_ORN_1 FROM_TO | SSIGSAN8 | CSA_ORN_1 | 45 | 2 | 2 | ORANGEGRVSB9 | CSABLK2A | FROM_TO | 73521.13 | -0.01855 | 0.00984 | -0.55256 | 0.26475 | 41.6429 | -11.4715 | 0 | 1727.31 | 10000 | Competitive | 0 | 0 | 0 | 0 | 0 | 1 | 0 | Non-Competitive | Non-Competitive | Non-Competitive | Non-Competitive | Non-Competitive | 0 | 0 | 0 | 0 | 0 | 0 | 0 | 0 | 0 | 0 | 0 | 0 | 0 | 0 | 0
SSIGSAN8 CSA_ORN_1 TO_FROM | SSIGSAN8 | CSA_ORN_1 | 45 | 2 | 2 | ORANGEGRVSB9 | CSABLK2A | TO_FROM | 73521.13 | -0.00984 | 0.01855 | -0.26475 | 0.55256 | 15.7013 | -19.2199 | 0 | 10000 | 2347.308 | Competitive | 0 | 0 | 0 | 1 | 1 | 1 | 0 | Non-Competitive | Non-Competitive | Non-Competitive | Non-Competitive | Non-Competitive | 0 | 0 | 0 | 0 | 0 | 0 | 0 | 0 | 0 | 0 | 0 | 0 | 0 | 0 | 0
SSIGSAN8 LON_HI_SMITH1_1 FROM_TO | SSIGSAN8 | LON_HI_SMITH1_1 | 61 | 2 | 2 | LON_HILL2A | SMITH2A | FROM_TO | 73521.13 | -0.01891 | 0.015863 | -0.85099 | 0.072089 | 66.9489 | -18.6139 | 0 | 1778.081 | 10000 | Competitive | 0 | 0 | 0 | 0 | 0 | 1 | 0 | Non-Competitive | Non-Competitive | Non-Competitive | Non-Competitive | Non-Competitive | 0 | 0 | 0 | 0 | 0 | 0 | 0 | 0 | 0 | 0 | 0 | 0 | 0 | 0 | 0
SSIGSAN8 LON_HI_SMITH1_1 TO_FROM | SSIGSAN8 | LON_HI_SMITH1_1 | 61 | 2 | 2 | LON_HILL2A | SMITH2A | TO_FROM | 73521.13 | -0.01586 | 0.01891 | -0.07209 | 0.85099 | 28.0048 | -29.8831 | 0 | 10000 | 2288.709 | Competitive | 0 | 0 | 0 | 1 | 1 | 1 | 0 | Non-Competitive | Non-Competitive | Non-Competitive | Non-Competitive | Non-Competitive | 0 | 0 | 0 | 0 | 0 | 0 | 0 | 0 | 0 | 0 | 0 | 0 | 0 | 0 | 0
SSIGSAN8 NCA_SMTP_1 FROM_TO | SSIGSAN8 | NCA_SMTP_1 | 45 | 2 | 2 | SNMIGUELTAP9 | NCALLIHAMSB9 | FROM_TO | 73521.13 | -0.01552 | 0.016555 | -0.51804 | 0.1668 | 106.9086 | 9.358 | 0 | 7731.4 | 2047.378 | Competitive | 0 | 0 | 0 | 1 | 1 | 1 | 0 | Non-Competitive | Non-Competitive | Non-Competitive | Non-Competitive | Non-Competitive | 0 | 0 | 0 | 0 | 0 | 0 | 0 | 0 | 0 | 0 | 0 | 0 | 0 | 0 | 0
SSIGSAN8 NCA_SMTP_1 TO_FROM | SSIGSAN8 | NCA_SMTP_1 | 45 | 2 | 2 | SNMIGUELTAP9 | NCALLIHAMSB9 | TO_FROM | 73521.13 | -0.01655 | 0.015519 | -0.1668 | 0.51804 | 29.7051 | -85.3152 | 0 | 1550.228 | 8097.809 | Competitive | 0 | 0 | 0 | 0 | 0 | 1 | 0 | Non-Competitive | Non-Competitive | Non-Competitive | Non-Competitive | Non-Competitive | 0 | 0 | 0 | 0 | 0 | 0 | 0 | 0 | 0 | 0 | 0 | 0 | 0 | 0 | 0
SSIGSAN8 ORA_ORNG_1 FROM_TO | SSIGSAN8 | ORA_ORNG_1 | 120 | 2 | 2 | ORANGEGRVSW9 | ORANGEGRVSB9 | FROM_TO | 73521.13 | -0.01838 | 0.010015 | -0.73507 | 0.26016 | 54.6082 | 0.24141 | 0 | 1718.56 | 10000 | Competitive | 0 | 0 | 0 | 0 | 0 | 1 | 0 | Non-Competitive | Non-Competitive | Non-Competitive | Non-Competitive | Non-Competitive | 0 | 0 | 0 | 0 | 0 | 0 | 0 | 0 | 0 | 0 | 0 | 0 | 0 | 0 | 0
SSIGSAN8 ORA_ORNG_1 TO_FROM | SSIGSAN8 | ORA_ORNG_1 | 120 | 2 | 2 | ORANGEGRVSW9 | ORANGEGRVSB9 | TO_FROM | 73521.13 | -0.01001 | 0.018375 | -0.26016 | 0.73507 | 1.5906 | -31.2471 | 0 | 10000 | 2339.223 | Competitive | 0 | 0 | 0 | 1 | 1 | 1 | 0 | Non-Competitive | Non-Competitive | Non-Competitive | Non-Competitive | Non-Competitive | 0 | 0 | 0 | 0 | 0 | 0 | 0 | 0 | 0 | 0 | 0 | 0 | 0 | 0 | 0
SSIGSAN8 SINTON_SKIDMO1_1 FROM_TO | SSIGSAN8 | SINTON_SKIDMO1_1 | 38 | 2 | 2 | SKIDMORE2A | SINTON2A | FROM_TO | 73521.13 | -0.0208 | 0.004458 | -0.21146 | 0.40845 | 42.1302 | -25.178 | 0 | 5372.104 | 2244.898 | Competitive | 0 | 0 | 0 | 1 | 1 | 1 | 1 | Non-Competitive | Non-Competitive | Non-Competitive | Competitive | Competitive | 6 | 6 | 6 | 6 | 6 | 6 | 6 | 6 | 6 | 0 | 0 | 0 | 0 | 0 | 0
SSIGSAN8 SINTON_SKIDMO1_1 TO_FROM | SSIGSAN8 | SINTON_SKIDMO1_1 | 38 | 2 | 2 | SKIDMORE2A | SINTON2A | TO_FROM | 73521.13 | -0.00446 | 0.020805 | -0.40845 | 0.21146 | 61.1619 | -24.2728 | 0 | 1653.817 | 5467.094 | Competitive | 0 | 0 | 0 | 0 | 0 | 1 | 0 | Non-Competitive | Non-Competitive | Non-Competitive | Non-Competitive | Non-Competitive | 0 | 0 | 0 | 0 | 0 | 0 | 0 | 0 | 0 | 0 | 0 | 0 | 0 | 0 | 0
SSILPRI8 SILASRAY_T1 FROM_TO | SSILPRI8 | SILASRAY_T1 | 67.2 | 1 | 1 | PWRPLT69 | PWRPLANT | FROM_TO | 73521.13 | -0.00014 | 0.49986 | -0.00014 | 0.49986 | 24.3233 | -10.46 | 0 | 10000 | 796.984 | Competitive | 1 | 1 | 1 | 1 | 1 | 1 | 0 | Non-Competitive | Non-Competitive | Non-Competitive | Non-Competitive | Non-Competitive | 0 | 0 | 0 | 0 | 0 | 0 | 0 | 0 | 0 | 0 | 0 | 0 | 0 | 0 | 0
SSILPRI8 SILASRAY_T1 TO_FROM | SSILPRI8 | SILASRAY_T1 | 67.2 | 1 | 1 | PWRPLT69 | PWRPLANT | TO_FROM | 73521.13 | -0.49986 | 0.000142 | -0.49986 | 0.000142 | 10.4614 | 10.46 | 0 | 697.432 | 10000 | Competitive | 0 | 0 | 0 | 0 | 0 | 1 | 1 | Non-Competitive | Non-Competitive | Non-Competitive | Non-Competitive | Non-Competitive | 2 | 2 | 2 | 2 | 2 | 2 | 2 | 2 | 2 | 2 | 2 | 2 | 2 | 2 | 2
SSKYCA25 N5_P4_2_1 FROM_TO | SSKYCA25 | N5_P4_2_1 | 1195 | 1 | 1 | SKYLINE_5 | SPRUCE | FROM_TO | 73521.13 | -0.44057 | 0.055975 | -0.44057 | 0.13484 | 1037.438 | -482.607 | 0 | 2328.431 | 5855.108 | Competitive | 0 | 0 | 0 | 0 | 0 | 1 | 1 | Non-Competitive | Non-Competitive | Non-Competitive | Non-Competitive | Non-Competitive | 12 | 21 | 29 | 12 | 21 | 29 | 12 | 21 | 29 | 12 | 21 | 29 | 12 | 21 | 29
SSKYCA25 N5_P4_2_1 TO_FROM | SSKYCA25 | N5_P4_2_1 | 1195 | 1 | 1 | SKYLINE_5 | SPRUCE | TO_FROM | 73521.13 | -0.05597 | 0.44057 | -0.13484 | 0.44057 | 1331.005 | -687.347 | 0 | 5443.425 | 2335.171 | Competitive | 0 | 0 | 0 | 1 | 1 | 1 | 1 | Non-Competitive | Non-Competitive | Non-Competitive | Competitive | Competitive | 28 | 35 | 38 | 28 | 35 | 38 | 28 | 35 | 38 | 0 | 0 | 0 | 0 | 0 | 0
SSKYCAL5 N5_P4_1 FROM_TO | SSKYCAL5 | N5_P4_1 | 1195 | 1 | 1 | SKYLINE_5 | SPRUCE | FROM_TO | 73521.13 | -0.44057 | 0.055975 | -0.44057 | 0.13484 | 1037.438 | -482.607 | 0 | 2328.431 | 5855.108 | Competitive | 0 | 0 | 0 | 0 | 0 | 1 | 1 | Non-Competitive | Non-Competitive | Non-Competitive | Non-Competitive | Non-Competitive | 12 | 21 | 29 | 12 | 21 | 29 | 12 | 21 | 29 | 12 | 21 | 29 | 12 | 21 | 29
SSKYCAL5 N5_P4_1 TO_FROM | SSKYCAL5 | N5_P4_1 | 1195 | 1 | 1 | SKYLINE_5 | SPRUCE | TO_FROM | 73521.13 | -0.05597 | 0.44057 | -0.13484 | 0.44057 | 1331.005 | -687.347 | 0 | 5443.425 | 2335.171 | Competitive | 0 | 0 | 0 | 1 | 1 | 1 | 1 | Non-Competitive | Non-Competitive | Non-Competitive | Competitive | Competitive | 28 | 35 | 38 | 28 | 35 | 38 | 28 | 35 | 38 | 0 | 0 | 0 | 0 | 0 | 0
SSNYCGR8 6215__A FROM_TO | SSNYCGR8 | 6215__A | 143 | 1 | 1 | BLUFCKTA_8 | CHINAGRV_8 | FROM_TO | 73521.13 | -0.0179 | 0.53227 | -0.11102 | 0.61492 | 167.4038 | -153.624 | 0 | 3749.217 | 10000 | Competitive | 0 | 0 | 0 | 0 | 0 | 1 | 0 | Non-Competitive | Non-Competitive | Non-Competitive | Non-Competitive | Non-Competitive | 0 | 0 | 0 | 0 | 0 | 0 | 0 | 0 | 0 | 0 | 0 | 0 | 0 | 0 | 0
SSNYCGR8 6215__A TO_FROM | SSNYCGR8 | 6215__A | 143 | 1 | 1 | BLUFCKTA_8 | CHINAGRV_8 | TO_FROM | 73521.13 | -0.0317 | 0.020928 | -0.61492 | 0.11102 | 183.3204 | 138.8296 | 0 | 5502.144 | 10000 | Non-Competi | 0 | 0 | 0 | 0 | 0 | 1 | 1 | Non-Competitive | Non-Competitive | Non-Competitive | Non-Competitive | Non-Competitive | 7 | 7 | 7 | 7 | 7 | 7 | 7 | 7 | 7 | 7 | 7 | 7 | 7 | 7 | 7
SSNYCGR8 6437__C FROM_TO | SSNYCGR8 | 6437__C | 393 | 1 | 1 | GOLDENSW_8 | BRAND_8 | FROM_TO | 73521.13 | -0.02359 | 0.37235 | -0.61106 | 0.37235 | 216.8848 | -34.0845 | 0 | 4263.788 | 3794.16 | Competitive | 0 | 0 | 0 | 0 | 0 | 1 | 1 | Non-Competitive | Non-Competitive | Non-Competitive | Non-Competitive | Non-Competitive | 6 | 6 | 7 | 6 | 6 | 7 | 6 | 6 | 7 | 6 | 6 | 7 | 6 | 6 | 7
SSNYCGR8 6437__C TO_FROM | SSNYCGR8 | 6437__C | 393 | 1 | 1 | GOLDENSW_8 | BRAND_8 | TO_FROM | 73521.13 | -0.00241 | 0.22385 | -0.37235 | 0.61106 | 125.2355 | 10.6695 | 0 | 8989.669 | 3034.146 | Competitive | 0 | 0 | 0 | 0 | 0 | 1 | 0 | Non-Competitive | Non-Competitive | Non-Competitive | Non-Competitive | Non-Competitive | 2 | 2 | 2 | 2 | 2 | 2 | 2 | 2 | 2 | 2 | 2 | 2 | 2 | 2 | 2
SSNYCGR8 ECRSW_FMR1 FROM_TO | SSNYCGR8 | ECRSW_FMR1 | 28 | 1 | 1 | ENSCRKSS_9 | ENSCRKSS_8 | FROM_TO | 73521.13 | -0.00026 | 0 | -0.00026 | 0.99974 | -19.3835 | -19.371 | 0 | 0 | 795.756 | Competitive | 1 | 1 | 1 | 1 | 1 | 1 | 0 | Non-Competitive | Non-Competitive | Non-Competitive | Non-Competitive | Non-Competitive | 0 | 0 | 0 | 0 | 0 | 0 | 0 | 0 | 0 | 0 | 0 | 0 | 0 | 0 | 0
SSNYCGR8 ECRSW_FMR1 TO_FROM | SSNYCGR8 | ECRSW_FMR1 | 28 | 1 | 1 | ENSCRKSS_9 | ENSCRKSS_8 | TO_FROM | 73521.13 | 0 | 0.000263 | -0.99974 | 0.000263 | 19.3735 | 19.371 | 0 | 696.487 | 0 | Competitive | 1 | 1 | 1 | 1 | 1 | 1 | 0 | Non-Competitive | Non-Competitive | Non-Competitive | Non-Competitive | Non-Competitive | 0 | 0 | 0 | 0 | 0 | 0 | 0 | 0 | 0 | 0 | 0 | 0 | 0 | 0 | 0
SSNYCGR8 SNYDR_FMR1 FROM_TO | SSNYCGR8 | SNYDR_FMR1 | 60 | 1 | 1 | SNYDER_9 | SNYDER_8 | FROM_TO | 73521.13 | -0.00039 | 0.55691 | -0.22546 | 0.55691 | 70.662 | 24.1945 | 0 | 10000 | 5386.994 | Non-Competi | 0 | 0 | 0 | 0 | 0 | 1 | 0 | Non-Competitive | Non-Competitive | Non-Competitive | Non-Competitive | Non-Competitive | 2 | 2 | 2 | 2 | 2 | 2 | 2 | 2 | 2 | 2 | 2 | 2 | 2 | 2 | 2
SSNYCGR8 SNYDR_FMR1 TO_FROM | SSNYCGR8 | SNYDR_FMR1 | 60 | 1 | 1 | SNYDER_9 | SNYDER_8 | TO_FROM | 73521.13 | -0.01292 | 0.12343 | -0.55691 | 0.22546 | 51.5796 | -28.5985 | 0 | 3913.804 | 10000 | Competitive | 0 | 0 | 0 | 0 | 0 | 1 | 0 | Non-Competitive | Non-Competitive | Non-Competitive | Non-Competitive | Non-Competitive | 0 | 0 | 0 | 0 | 0 | 0 | 0 | 0 | 0 | 0 | 0 | 0 | 0 | 0 | 0
SSOUPHR8 G138_09_1 FROM_TO | SSOUPHR8 | G138_09_1 | 210 | 1 | 1 | TNDICKNSON1 | TNLEAGCITY1 | FROM_TO | 73521.13 | -0.00536 | 0.067505 | -0.64212 | 0.25674 | 261.2392 | 1.2851 | 0 | 5065.84 | 3568.474 | Competitive | 0 | 0 | 0 | 0 | 0 | 1 | 0 | Non-Competitive | Non-Competitive | Non-Competitive | Non-Competitive | Non-Competitive | 0 | 0 | 0 | 0 | 0 | 0 | 0 | 0 | 0 | 0 | 0 | 0 | 0 | 0 | 0
SSOUPHR8 G138_09_1 TO_FROM | SSOUPHR8 | G138_09_1 | 210 | 1 | 1 | TNDICKNSON1 | TNLEAGCITY1 | TO_FROM | 73521.13 | -0.06751 | 0.005356 | -0.25674 | 0.64212 | 12.9111 | -169.524 | 0 | 3065.646 | 5065.84 | Competitive | 0 | 0 | 0 | 0 | 0 | 1 | 1 | Non-Competitive | Non-Competitive | Non-Competitive | Non-Competitive | Non-Competitive | 12 | 14 | 14 | 12 | 14 | 14 | 12 | 14 | 14 | 12 | 14 | 14 | 12 | 14 | 14
SSPUASP8 6437__C FROM_TO | SSPUASP8 | 6437__C | 393 | 1 | 1 | GOLDENSW_8 | BRAND_8 | FROM_TO | 73521.13 | -0.01718 | 0.29959 | -0.68078 | 0.29959 | 199.6734 | -0.67723 | 0 | 4781.742 | 4546.224 | Competitive | 0 | 0 | 0 | 0 | 0 | 1 | 0 | Non-Competitive | Non-Competitive | Non-Competitive | Non-Competitive | Non-Competitive | 0 | 0 | 0 | 0 | 0 | 0 | 0 | 0 | 0 | 0 | 0 | 0 | 0 | 0 | 0
SSPUASP8 6437__C TO_FROM | SSPUASP8 | 6437__C | 393 | 1 | 1 | GOLDENSW_8 | BRAND_8 | TO_FROM | 73521.13 | -0.00419 | 0.22671 | -0.29959 | 0.68078 | 70.0389 | -14.3231 | 0 | 9686.385 | 10000 | Competitive | 0 | 0 | 0 | 0 | 0 | 1 | 0 | Non-Competitive | Non-Competitive | Non-Competitive | Non-Competitive | Non-Competitive | 2 | 2 | 2 | 2 | 2 | 2 | 2 | 2 | 2 | 2 | 2 | 2 | 2 | 2 | 2
SSPUASP8 GIRA_T_SPUR1_1 FROM_TO | SSPUASP8 | GIRA_T_SPUR1_1 | 33 | 1 | 1 | SPUR2A | GIRA_TAP2A | FROM_TO | 73521.13 | -0.00068 | 0.10225 | -0.67421 | 0.17585 | 42.8996 | -6.997 | 0 | 5434.796 | 5027.71 | Competitive | 0 | 0 | 0 | 0 | 0 | 1 | 0 | Non-Competitive | Non-Competitive | Non-Competitive | Non-Competitive | Non-Competitive | 0 | 0 | 0 | 0 | 0 | 0 | 0 | 0 | 0 | 0 | 0 | 0 | 0 | 0 | 0
SSPUASP8 GIRA_T_SPUR1_1 TO_FROM | SSPUASP8 | GIRA_T_SPUR1_1 | 33 | 1 | 1 | SPUR2A | GIRA_TAP2A | TO_FROM | 73521.13 | -0.00325 | 0.01565 | -0.17585 | 0.67421 | 11.9951 | 2.1356 | 0 | 5207.624 | 4158.664 | Competitive | 0 | 0 | 0 | 0 | 0 | 1 | 0 | Non-Competitive | Non-Competitive | Non-Competitive | Non-Competitive | Non-Competitive | 2 | 2 | 2 | 2 | 2 | 2 | 2 | 2 | 2 | 2 | 2 | 2 | 2 | 2 | 2
SSPUASP8 MATA_PADR1_1 FROM_TO | SSPUASP8 | MATA_PADR1_1 | 214 | 1 | 1 | PADR2A | MATA2A | FROM_TO | 73521.13 | -0.00779 | 0.003097 | -0.55852 | 0.18695 | 31.5723 | 10.5894 | 0 | 2919.258 | 3972.729 | Competitive | 0 | 0 | 0 | 0 | 0 | 1 | 0 | Non-Competitive | Non-Competitive | Non-Competitive | Non-Competitive | Non-Competitive | 2 | 2 | 2 | 2 | 2 | 2 | 2 | 2 | 2 | 2 | 2 | 2 | 2 | 2 | 2
SSPUASP8 MATA_PADR1_1 TO_FROM | SSPUASP8 | MATA_PADR1_1 | 214 | 1 | 1 | PADR2A | MATA2A | TO_FROM | 73521.13 | -0.0031 | 0.55852 | -0.18695 | 0.55852 | 82.9895 | -28.8825 | 0 | 7896.396 | 2573.135 | Competitive | 0 | 0 | 0 | 0 | 1 | 1 | 0 | Non-Competitive | Non-Competitive | Non-Competitive | Non-Competitive | Non-Competitive | 0 | 0 | 0 | 0 | 0 | 0 | 0 | 0 | 0 | 0 | 0 | 0 | 0 | 0 | 0
SSPUASP8 ROBY_ROTN1_1 FROM_TO | SSPUASP8 | ROBY_ROTN1_1 | 38 | 1 | 1 | ROBY2A | ROTN2A | FROM_TO | 73521.13 | -0.00306 | 0.015838 | -0.76773 | 0.1499 | 25.7867 | 15.8246 | 0 | 5207.624 | 4346.152 | Competitive | 0 | 0 | 0 | 0 | 0 | 1 | 0 | Non-Competitive | Non-Competitive | Non-Competitive | Non-Competitive | Non-Competitive | 2 | 2 | 2 | 2 | 2 | 2 | 2 | 2 | 2 | 2 | 2 | 2 | 2 | 2 | 2
SSPUASP8 ROBY_ROTN1_1 TO_FROM | SSPUASP8 | ROBY_ROTN1_1 | 38 | 1 | 1 | ROBY2A | ROTN2A | TO_FROM | 73521.13 | -0.00087 | 0.10206 | -0.1499 | 0.76772 | 29.0331 | -19.6977 | 0 | 5440.946 | 1890.026 | Competitive | 0 | 0 | 1 | 1 | 1 | 1 | 0 | Non-Competitive | Non-Competitive | Non-Competitive | Non-Competitive | Non-Competitive | 0 | 0 | 0 | 0 | 0 | 0 | 0 | 0 | 0 | 0 | 0 | 0 | 0 | 0 | 0
SSPUASP8 ROTN_WOLFGA1_1 FROM_TO | SSPUASP8 | ROTN_WOLFGA1_1 | 38 | 1 | 1 | 6162 | ROTN2A | FROM_TO | 73521.13 | -0.00075 | 0.10218 | -0.23215 | 0.6356 | 37.9953 | -11.819 | 0 | 5436.946 | 5037.587 | Competitive | 0 | 0 | 0 | 0 | 0 | 1 | 0 | Non-Competitive | Non-Competitive | Non-Competitive | Non-Competitive | Non-Competitive | 0 | 0 | 0 | 0 | 0 | 0 | 0 | 0 | 0 | 0 | 0 | 0 | 0 | 0 | 0
SSPUASP8 ROTN_WOLFGA1_1 TO_FROM | SSPUASP8 | ROTN_WOLFGA1_1 | 38 | 1 | 1 | 6162 | ROTN2A | TO_FROM | 73521.13 | -0.00318 | 0.015716 | -0.6356 | 0.23215 | 16.8236 | 6.8736 | 0 | 5207.624 | 4218.974 | Competitive | 0 | 0 | 0 | 0 | 0 | 1 | 0 | Non-Competitive | Non-Competitive | Non-Competitive | Non-Competitive | Non-Competitive | 2 | 2 | 2 | 2 | 2 | 2 | 2 | 2 | 2 | 2 | 2 | 2 | 2 | 2 | 2
SSPUASP8 SPUR_69_1 FROM_TO | SSPUASP8 | SPUR_69_1 | 62 | 1 | 1 | SPUR2A | SPUR4A | FROM_TO | 73521.13 | -0.01134 | 0.34932 | -0.2137 | 0.63592 | 38.9731 | -7.1555 | 0 | 10000 | 3960.066 | Competitive | 0 | 0 | 0 | 0 | 0 | 1 | 0 | Non-Competitive | Non-Competitive | Non-Competitive | Non-Competitive | Non-Competitive | 2 | 2 | 2 | 2 | 2 | 2 | 2 | 2 | 2 | 2 | 2 | 2 | 2 | 2 | 2
SSPUASP8 SPUR_69_1 TO_FROM | SSPUASP8 | SPUR_69_1 | 62 | 1 | 1 | SPUR2A | SPUR4A | TO_FROM | 73521.13 | -0.00277 | 0.2137 | -0.63592 | 0.2137 | 111.311 | -14.1944 | 0 | 7415.686 | 2139.123 | Competitive | 0 | 0 | 0 | 1 | 1 | 1 | 0 | Non-Competitive | Non-Competitive | Non-Competitive | Non-Competitive | Non-Competitive | 0 | 0 | 0 | 0 | 0 | 0 | 0 | 0 | 0 | 0 | 0 | 0 | 0 | 0 | 0
SSPUMW18 6437__C FROM_TO | SSPUMW18 | 6437__C | 393 | 4 | 4 | GOLDENSW_8 | BRAND_8 | FROM_TO | 73521.13 | -0.01512 | 0.31309 | -0.66753 | 0.31309 | 185.0503 | 15.9658 | 0 | 4281.238 | 6227.928 | Competitive | 0 | 0 | 0 | 0 | 0 | 1 | 0 | Non-Competitive | Non-Competitive | Non-Competitive | Non-Competitive | Non-Competitive | 0 | 0 | 0 | 0 | 0 | 0 | 0 | 0 | 0 | 0 | 0 | 0 | 0 | 0 | 0
SSPUMW18 6437__C TO_FROM | SSPUMW18 | 6437__C | 393 | 4 | 4 | GOLDENSW_8 | BRAND_8 | TO_FROM | 73521.13 | -0.00731 | 0.21955 | -0.31309 | 0.66753 | 45.5408 | -26.5547 | 0 | 9772.22 | 10000 | Competitive | 0 | 0 | 0 | 0 | 0 | 1 | 0 | Non-Competitive | Non-Competitive | Non-Competitive | Non-Competitive | Non-Competitive | 2 | 2 | 2 | 2 | 2 | 2 | 2 | 2 | 2 | 2 | 2 | 2 | 2 | 2 | 2
SSPUMW18 ASPM_69T1 FROM_TO | SSPUMW18 | ASPM_69T1 | 69 | 4 | 4 | ASPM2A | ASPM4A | FROM_TO | 73521.13 | -0.00248 | 0.008984 | -0.26466 | 0.51047 | -1.9643 | -21.8133 | 0 | 3154.431 | 9009.492 | Competitive | 0 | 0 | 0 | 0 | 0 | 1 | 0 | Non-Competitive | Non-Competitive | Non-Competitive | Non-Competitive | Non-Competitive | 0 | 0 | 0 | 0 | 0 | 0 | 0 | 0 | 0 | 0 | 0 | 0 | 0 | 0 | 0
SSPUMW18 ASPM_69T1 TO_FROM | SSPUMW18 | ASPM_69T1 | 69 | 4 | 4 | ASPM2A | ASPM4A | TO_FROM | 73521.13 | -0.00293 | 0.20578 | -0.51047 | 0.26466 | 60.3041 | 16.5794 | 0 | 8987.054 | 4082.631 | Competitive | 0 | 0 | 0 | 0 | 0 | 1 | 0 | Non-Competitive | Non-Competitive | Non-Competitive | Non-Competitive | Non-Competitive | 0 | 0 | 0 | 0 | 0 | 0 | 0 | 0 | 0 | 0 | 0 | 0 | 0 | 0 | 0
SSPUMW18 ASPM_CONA1_1 FROM_TO | SSPUMW18 | ASPM_CONA1_1 | 30 | 4 | 4 | ASPM2A | CONA2A | FROM_TO | 73521.13 | -0.00535 | 0.10479 | -0.64165 | 0.26046 | 30.3561 | -1.6309 | 0 | 8460.326 | 3823.438 | Competitive | 0 | 0 | 0 | 0 | 0 | 1 | 0 | Non-Competitive | Non-Competitive | Non-Competitive | Non-Competitive | Non-Competitive | 0 | 0 | 0 | 0 | 0 | 0 | 0 | 0 | 0 | 0 | 0 | 0 | 0 | 0 | 0
SSPUMW18 ASPM_CONA1_1 TO_FROM | SSPUMW18 | ASPM_CONA1_1 | 30 | 4 | 4 | ASPM2A | CONA2A | TO_FROM | 73521.13 | -0.0026 | 0.016326 | -0.26046 | 0.64165 | 30.1278 | -10.3515 | 0 | 3211.525 | 2822.78 | Competitive | 0 | 0 | 0 | 0 | 1 | 1 | 0 | Non-Competitive | Non-Competitive | Non-Competitive | Non-Competitive | Non-Competitive | 0 | 0 | 0 | 0 | 0 | 0 | 0 | 0 | 0 | 0 | 0 | 0 | 0 | 0 | 0
SSPUMW18 CONA_SHHA1_1 FROM_TO | SSPUMW18 | CONA_SHHA1_1 | 30 | 4 | 4 | SHHA2A | CONA2A | FROM_TO | 73521.13 | -0.00257 | 0.016351 | -0.35833 | 0.45636 | 31.9205 | -8.5595 | 0 | 3206.983 | 2832.979 | Competitive | 0 | 0 | 0 | 0 | 1 | 1 | 0 | Non-Competitive | Non-Competitive | Non-Competitive | Non-Competitive | Non-Competitive | 0 | 0 | 0 | 0 | 0 | 0 | 0 | 0 | 0 | 0 | 0 | 0 | 0 | 0 | 0
SSPUMW18 CONA_SHHA1_1 TO_FROM | SSPUMW18 | CONA_SHHA1_1 | 30 | 4 | 4 | SHHA2A | CONA2A | TO_FROM | 73521.13 | -0.00537 | 0.10476 | -0.45635 | 0.35833 | 28.5574 | -3.4229 | 0 | 8460.942 | 3813.458 | Competitive | 0 | 0 | 0 | 0 | 0 | 1 | 0 | Non-Competitive | Non-Competitive | Non-Competitive | Non-Competitive | Non-Competitive | 0 | 0 | 0 | 0 | 0 | 0 | 0 | 0 | 0 | 0 | 0 | 0 | 0 | 0 | 0
SSPUMW18 GIRA_T_SPUR1_1 FROM_TO | SSPUMW18 | GIRA_T_SPUR1_1 | 33 | 4 | 4 | SPUR2A | GIRA_TAP2A | FROM_TO | 73521.13 | -0.00271 | 0.12978 | -0.65119 | 0.20089 | 33.273 | 0.24511 | 0 | 6544.632 | 3857.739 | Competitive | 0 | 0 | 0 | 0 | 0 | 1 | 0 | Non-Competitive | Non-Competitive | Non-Competitive | Non-Competitive | Non-Competitive | 0 | 0 | 0 | 0 | 0 | 0 | 0 | 0 | 0 | 0 | 0 | 0 | 0 | 0 | 0
SSPUMW18 GIRA_T_SPUR1_1 TO_FROM | SSPUMW18 | GIRA_T_SPUR1_1 | 33 | 4 | 4 | SPUR2A | GIRA_TAP2A | TO_FROM | 73521.13 | -0.0013 | 0.014696 | -0.20089 | 0.65119 | 14.9564 | -6.8439 | 0 | 5207.624 | 2523.399 | Competitive | 0 | 0 | 0 | 0 | 1 | 1 | 0 | Non-Competitive | Non-Competitive | Non-Competitive | Non-Competitive | Non-Competitive | 0 | 0 | 0 | 0 | 0 | 0 | 0 | 0 | 0 | 0 | 0 | 0 | 0 | 0 | 0
SSPUMW18 ROTN_WOLFGA1_1 FROM_TO | SSPUMW18 | ROTN_WOLFGA1_1 | 38 | 4 | 4 | 6162 | ROTN2A | FROM_TO | 73521.13 | -0.00277 | 0.12971 | -0.21512 | 0.65443 | 28.3999 | -4.2238 | 0 | 6544.93 | 3803.093 | Competitive | 0 | 0 | 0 | 0 | 0 | 1 | 0 | Non-Competitive | Non-Competitive | Non-Competitive | Non-Competitive | Non-Competitive | 0 | 0 | 0 | 0 | 0 | 0 | 0 | 0 | 0 | 0 | 0 | 0 | 0 | 0 | 0
SSPUMW18 ROTN_WOLFGA1_1 TO_FROM | SSPUMW18 | ROTN_WOLFGA1_1 | 38 | 4 | 4 | 6162 | ROTN2A | TO_FROM | 73521.13 | -0.00124 | 0.014761 | -0.65443 | 0.21512 | 20.0079 | -2.0578 | 0 | 5207.624 | 2536.165 | Competitive | 0 | 0 | 0 | 0 | 1 | 1 | 0 | Non-Competitive | Non-Competitive | Non-Competitive | Non-Competitive | Non-Competitive | 0 | 0 | 0 | 0 | 0 | 0 | 0 | 0 | 0 | 0 | 0 | 0 | 0 | 0 | 0
SSPUMW18 SPUR_69_1 FROM_TO | SSPUMW18 | SPUR_69_1 | 62 | 4 | 4 | SPUR2A | SPUR4A | FROM_TO | 73521.13 | -0.00129 | 0.30791 | -0.26818 | 0.58616 | 8.933 | -14.6184 | 0 | 10000 | 10000 | Competitive | 0 | 0 | 0 | 0 | 0 | 1 | 0 | Non-Competitive | Non-Competitive | Non-Competitive | Non-Competitive | Non-Competitive | 0 | 0 | 0 | 0 | 0 | 0 | 0 | 0 | 0 | 0 | 0 | 0 | 0 | 0 | 0
SSPUMW18 SPUR_69_1 TO_FROM | SSPUMW18 | SPUR_69_1 | 62 | 4 | 4 | SPUR2A | SPUR4A | TO_FROM | 73521.13 | -0.00082 | 0.26818 | -0.58616 | 0.26818 | 55.1717 | 13.2907 | 0 | 10000 | 4385.22 | Competitive | 0 | 0 | 0 | 0 | 0 | 1 | 0 | Non-Competitive | Non-Competitive | Non-Competitive | Non-Competitive | Non-Competitive | 0 | 0 | 0 | 0 | 0 | 0 | 0 | 0 | 0 | 0 | 0 | 0 | 0 | 0 | 0
SSTABSP8 6146__B FROM_TO | SSTABSP8 | 6146__B | 83 | 1 | 1 | STANTON_E_8 | TRIANGLE_8 | FROM_TO | 73521.13 | 0 | 0 | -1 | 0 | 0 | 0 | 0 | 0 | 0 | Competitive | 1 | 1 | 1 | 1 | 1 | 1 | 0 | Non-Competitive | Non-Competitive | Non-Competitive | Non-Competitive | Non-Competitive | 0 | 0 | 0 | 0 | 0 | 0 | 0 | 0 | 0 | 0 | 0 | 0 | 0 | 0 | 0
SSTABSP8 6146__B TO_FROM | SSTABSP8 | 6146__B | 83 | 1 | 1 | STANTON_E_8 | TRIANGLE_8 | TO_FROM | 73521.13 | 0 | 0 | 0 | 1 | 0 | 0 | 0 | 0 | 0 | Competitive | 1 | 1 | 1 | 1 | 1 | 1 | 0 | Non-Competitive | Non-Competitive | Non-Competitive | Non-Competitive | Non-Competitive | 0 | 0 | 0 | 0 | 0 | 0 | 0 | 0 | 0 | 0 | 0 | 0 | 0 | 0 | 0
SSTELO29 ORA_ORNG_1 FROM_TO | SSTELO29 | ORA_ORNG_1 | 120 | 4 | 4 | ORANGEGRVSW9 | ORANGEGRVSB9 | FROM_TO | 73521.13 | -0.02565 | 0.015368 | -0.77512 | 0.22079 | 76.1518 | -9.7462 | 0 | 1738.374 | 10000 | Competitive | 0 | 0 | 0 | 0 | 0 | 1 | 1 | Non-Competitive | Non-Competitive | Non-Competitive | Non-Competitive | Non-Competitive | 2 | 2 | 2 | 2 | 2 | 2 | 2 | 2 | 2 | 2 | 2 | 2 | 2 | 2 | 2
SSTELO29 ORA_ORNG_1 TO_FROM | SSTELO29 | ORA_ORNG_1 | 120 | 4 | 4 | ORANGEGRVSW9 | ORANGEGRVSB9 | TO_FROM | 73521.13 | -0.01537 | 0.025647 | -0.22079 | 0.77512 | 17.3423 | -39.0446 | 0 | 10000 | 2314.789 | Competitive | 0 | 0 | 0 | 1 | 1 | 1 | 0 | Non-Competitive | Non-Competitive | Non-Competitive | Non-Competitive | Non-Competitive | 0 | 0 | 0 | 0 | 0 | 0 | 0 | 0 | 0 | 0 | 0 | 0 | 0 | 0 | 0
SSTELO29 SINTON_SKIDMO1_1 FROM_TO | SSTELO29 | SINTON_SKIDMO1_1 | 38 | 4 | 4 | SKIDMORE2A | SINTON2A | FROM_TO | 73521.13 | -0.02343 | 0.005391 | -0.21437 | 0.41004 | 59.3718 | -24.6715 | 0 | 5382.6 | 1938.963 | Competitive | 0 | 0 | 1 | 1 | 1 | 1 | 1 | Non-Competitive | Non-Competitive | Competitive | Competitive | Competitive | 6 | 6 | 6 | 6 | 6 | 6 | 0 | 0 | 0 | 0 | 0 | 0 | 0 | 0 | 0
SSTELO29 SINTON_SKIDMO1_1 TO_FROM | SSTELO29 | SINTON_SKIDMO1_1 | 38 | 4 | 4 | SKIDMORE2A | SINTON2A | TO_FROM | 73521.13 | -0.00539 | 0.023432 | -0.41004 | 0.21437 | 68.9153 | -37.6246 | 0 | 1430.198 | 5500.419 | Competitive | 0 | 0 | 0 | 0 | 0 | 1 | 0 | Non-Competitive | Non-Competitive | Non-Competitive | Non-Competitive | Non-Competitive | 0 | 0 | 0 | 0 | 0 | 0 | 0 | 0 | 0 | 0 | 0 | 0 | 0 | 0 | 0
SSTPBLE8 BLESSI_LAN_CT1_1 FROM_TO | SSTPBLE8 | BLESSI_LAN_CT1_1 | 161 | 4 | 4 | BLESSING4A | LAN_CTY4A | FROM_TO | 73521.13 | -0.22638 | 0.056957 | -0.27697 | 0.15498 | 406.8943 | -101.794 | 0 | 6699.999 | 6427.855 | Competitive | 0 | 0 | 0 | 0 | 0 | 1 | 1 | Non-Competitive | Non-Competitive | Non-Competitive | Non-Competitive | Non-Competitive | 7 | 11 | 17 | 7 | 11 | 17 | 7 | 11 | 17 | 7 | 11 | 17 | 7 | 11 | 17
SSTPBLE8 BLESSI_LAN_CT1_1 TO_FROM | SSTPBLE8 | BLESSI_LAN_CT1_1 | 161 | 4 | 4 | BLESSING4A | LAN_CTY4A | TO_FROM | 73521.13 | -0.05696 | 0.22638 | -0.15498 | 0.27697 | 239.1939 | -254.861 | 0 | 6427.855 | 6819.607 | Competitive | 0 | 0 | 0 | 0 | 0 | 1 | 1 | Non-Competitive | Non-Competitive | Non-Competitive | Non-Competitive | Non-Competitive | 12 | 25 | 27 | 12 | 25 | 27 | 12 | 25 | 27 | 12 | 25 | 27 | 12 | 25 | 27
SSUNGRS8 6360__C FROM_TO | SSUNGRS8 | 6360__C | 143 | 5 | 5 | GRHAMSES1_8 | BRECK_T8 | FROM_TO | 73521.13 | -0.01147 | 0.069206 | -0.52743 | 0.069206 | 126.6259 | 17.0463 | 0 | 9432.804 | 8034.863 | Competitive | 0 | 0 | 0 | 0 | 0 | 1 | 0 | Non-Competitive | Non-Competitive | Non-Competitive | Non-Competitive | Non-Competitive | 0 | 1 | 1 | 0 | 1 | 1 | 0 | 1 | 1 | 0 | 1 | 1 | 0 | 1 | 1
SSUNGRS8 6360__C TO_FROM | SSUNGRS8 | 6360__C | 143 | 5 | 5 | GRHAMSES1_8 | BRECK_T8 | TO_FROM | 73521.13 | -0.06921 | 0.13055 | -0.06921 | 0.52743 | 49.0975 | -63.3949 | 0 | 8030.554 | 9432.804 | Competitive | 0 | 0 | 0 | 0 | 0 | 1 | 1 | Non-Competitive | Non-Competitive | Non-Competitive | Non-Competitive | Non-Competitive | 1 | 1 | 5 | 1 | 1 | 5 | 1 | 1 | 5 | 1 | 1 | 5 | 1 | 1 | 5
SSUNMGS8 6215__A FROM_TO | SSUNMGS8 | 6215__A | 143 | 1 | 1 | BLUFCKTA_8 | CHINAGRV_8 | FROM_TO | 73521.13 | -0.02107 | 0.55593 | -0.06527 | 0.6413 | 166.4372 | -155.983 | 0 | 4000.825 | 10000 | Non-Competi | 0 | 0 | 0 | 0 | 0 | 1 | 1 | Non-Competitive | Non-Competitive | Non-Competitive | Non-Competitive | Non-Competitive | 6 | 6 | 6 | 6 | 6 | 6 | 6 | 6 | 6 | 6 | 6 | 6 | 6 | 6 | 6
SSUNMGS8 6215__A TO_FROM | SSUNMGS8 | 6215__A | 143 | 1 | 1 | BLUFCKTA_8 | CHINAGRV_8 | TO_FROM | 73521.13 | -0.03341 | 0.021068 | -0.6413 | 0.065268 | 186.9025 | 140.6795 | 0 | 8279.566 | 10000 | Non-Competi | 0 | 0 | 0 | 0 | 0 | 1 | 1 | Non-Competitive | Non-Competitive | Non-Competitive | Non-Competitive | Non-Competitive | 7 | 7 | 7 | 7 | 7 | 7 | 7 | 7 | 7 | 7 | 7 | 7 | 7 | 7 | 7
SSUNMGS8 6235__A FROM_TO | SSUNMGS8 | 6235__A | 185 | 1 | 1 | SNYDER_8 | CHINAGRV_8 | FROM_TO | 73521.13 | -0.01691 | 0.41675 | -0.04968 | 0.5987 | 127.3118 | -168.075 | 0 | 3206.949 | 4951.828 | Competitive | 0 | 0 | 0 | 0 | 0 | 1 | 0 | Non-Competitive | Non-Competitive | Non-Competitive | Non-Competitive | Non-Competitive | 0 | 0 | 0 | 0 | 0 | 0 | 0 | 0 | 0 | 0 | 0 | 0 | 0 | 0 | 0
SSUNMGS8 6235__A TO_FROM | SSUNMGS8 | 6235__A | 185 | 1 | 1 | SNYDER_8 | CHINAGRV_8 | TO_FROM | 73521.13 | -0.0012 | 0.018355 | -0.5987 | 0.049685 | 204.461 | 151.6806 | 0 | 3746.843 | 10000 | Non-Competi | 0 | 0 | 0 | 0 | 0 | 1 | 0 | Non-Competitive | Non-Competitive | Non-Competitive | Non-Competitive | Non-Competitive | 2 | 2 | 2 | 2 | 2 | 2 | 2 | 2 | 2 | 2 | 2 | 2 | 2 | 2 | 2
SSUNMGS8 6240__A FROM_TO | SSUNMGS8 | 6240__A | 185 | 1 | 1 | SNYDER_8 | SACROC_8 | FROM_TO | 73521.13 | -0.0018 | 0.21234 | -0.52684 | 0.28423 | 223.2157 | 152.5232 | 0 | 10000 | 10000 | Competitive | 0 | 0 | 0 | 0 | 0 | 1 | 0 | Non-Competitive | Non-Competitive | Non-Competitive | Non-Competitive | Non-Competitive | 2 | 2 | 2 | 2 | 2 | 2 | 2 | 2 | 2 | 2 | 2 | 2 | 2 | 2 | 2
SSUNMGS8 6240__A TO_FROM | SSUNMGS8 | 6240__A | 185 | 1 | 1 | SNYDER_8 | SACROC_8 | TO_FROM | 73521.13 | -0.01891 | 0.49202 | -0.28423 | 0.52684 | 153.086 | -170.51 | 0 | 3888.146 | 8392.09 | Competitive | 0 | 0 | 0 | 0 | 0 | 1 | 0 | Non-Competitive | Non-Competitive | Non-Competitive | Non-Competitive | Non-Competitive | 0 | 0 | 0 | 0 | 0 | 0 | 0 | 0 | 0 | 0 | 0 | 0 | 0 | 0 | 0
SSUNMGS8 6240__B FROM_TO | SSUNMGS8 | 6240__B | 185 | 1 | 1 | SUN_8 | SACROC_8 | FROM_TO | 73521.13 | -0.01854 | 0.4924 | -0.47278 | 0.4924 | 181.8938 | -142.61 | 0 | 3887.512 | 8450.213 | Competitive | 0 | 0 | 0 | 0 | 0 | 1 | 0 | Non-Competitive | Non-Competitive | Non-Competitive | Non-Competitive | Non-Competitive | 0 | 0 | 0 | 0 | 0 | 0 | 0 | 0 | 0 | 0 | 0 | 0 | 0 | 0 | 0
SSUNMGS8 6240__B TO_FROM | SSUNMGS8 | 6240__B | 185 | 1 | 1 | SUN_8 | SACROC_8 | TO_FROM | 73521.13 | -0.00218 | 0.21196 | -0.4924 | 0.47278 | 195.3014 | 124.9059 | 0 | 10000 | 10000 | Competitive | 0 | 0 | 0 | 0 | 0 | 1 | 0 | Non-Competitive | Non-Competitive | Non-Competitive | Non-Competitive | Non-Competitive | 2 | 2 | 2 | 2 | 2 | 2 | 2 | 2 | 2 | 2 | 2 | 2 | 2 | 2 | 2
SSUNMGS8 6437__C FROM_TO | SSUNMGS8 | 6437__C | 393 | 1 | 1 | GOLDENSW_8 | BRAND_8 | FROM_TO | 73521.13 | -0.01872 | 0.38699 | -0.59548 | 0.38699 | 212.061 | -45.8397 | 0 | 4442.682 | 3666.113 | Competitive | 0 | 0 | 0 | 0 | 0 | 1 | 0 | Non-Competitive | Non-Competitive | Non-Competitive | Non-Competitive | Non-Competitive | 0 | 0 | 0 | 0 | 0 | 0 | 0 | 0 | 0 | 0 | 0 | 0 | 0 | 0 | 0
SSUNMGS8 6437__C TO_FROM | SSUNMGS8 | 6437__C | 393 | 1 | 1 | GOLDENSW_8 | BRAND_8 | TO_FROM | 73521.13 | -0.00296 | 0.19194 | -0.38698 | 0.59548 | 129.2086 | 18.0014 | 0 | 9569.49 | 3355.18 | Competitive | 0 | 0 | 0 | 0 | 0 | 1 | 0 | Non-Competitive | Non-Competitive | Non-Competitive | Non-Competitive | Non-Competitive | 2 | 2 | 2 | 2 | 2 | 2 | 2 | 2 | 2 | 2 | 2 | 2 | 2 | 2 | 2
SSUNMGS8 6685__A FROM_TO | SSUNMGS8 | 6685__A | 42 | 1 | 1 | CHINAGRV_9 | COLOCITY_9 | FROM_TO | 73521.13 | -0.02184 | 0.14001 | -0.3579 | 0.24799 | 39.4353 | -22.488 | 0 | 2675.822 | 10000 | Competitive | 0 | 0 | 0 | 0 | 0 | 1 | 1 | Non-Competitive | Non-Competitive | Non-Competitive | Non-Competitive | Non-Competitive | bar: 11 to 17
SSUNMGS8 6685__A TO_FROM | SSUNMGS8 | 6685__A | 42 | 1 | 1 | CHINAGRV_9 | COLOCITY_9 | TO_FROM | 73521.13 | -0.00339 | 0.026113 | -0.24799 | 0.3579 | 30.3468 | 17.6519 | 0 | 4761.1 | 4287.974 | Competitive | 0 | 0 | 0 | 0 | 0 | 1 | 0 | Non-Competitive | Non-Competitive | Non-Competitive | Non-Competitive | Non-Competitive | 2 | 2 | 2 | 2 | 2 | 2 | 2 | 2 | 2 | 2 | 2 | 2 | 2 | 2 | 2
SSUNMGS8 6780_B_1 FROM_TO | SSUNMGS8 | 6780_B_1 | 38 | 1 | 1 | ROBY2A | LONGWRTH2A | FROM_TO | 73521.13 | -0.00314 | 0.069182 | -0.37349 | 0.49276 | 12.9529 | -19.7528 | 0 | 5057.419 | 3882.735 | Competitive | 0 | 0 | 0 | 0 | 0 | 1 | 0 | Non-Competitive | Non-Competitive | Non-Competitive | Non-Competitive | Non-Competitive | bar: 11 to 17
SSUNMGS8 6780_B_1 TO_FROM | SSUNMGS8 | 6780_B_1 | 38 | 1 | 1 | ROBY2A | LONGWRTH2A | TO_FROM | 73521.13 | -0.00207 | 0.053524 | -0.49276 | 0.37349 | 46.086 | 12.9128 | 0 | 5207.624 | 3044.867 | Competitive | 0 | 0 | 0 | 0 | 0 | 1 | 0 | Non-Competitive | Non-Competitive | Non-Competitive | Non-Competitive | Non-Competitive | 0 | 0 | 0 | 0 | 0 | 0 | 0 | 0 | 0 | 0 | 0 | 0 | 0 | 0 | 0
SSUNMGS8 ASPM_69T1 FROM_TO | SSUNMGS8 | ASPM_69T1 | 69 | 1 | 1 | ASPM2A | ASPM4A | FROM_TO | 73521.13 | -0.003 | 0.010759 | -0.21523 | 0.54915 | -6.0179 | -12.5162 | 0 | 5207.624 | 3741.823 | Competitive | 0 | 0 | 0 | 0 | 0 | 1 | 0 | Non-Competitive | Non-Competitive | Non-Competitive | Non-Competitive | Non-Competitive | 2 | 2 | 2 | 2 | 2 | 2 | 2 | 2 | 2 | 2 | 2 | 2 | 2 | 2 | 2
SSUNMGS8 ASPM_69T1 TO_FROM | SSUNMGS8 | ASPM_69T1 | 69 | 1 | 1 | ASPM2A | ASPM4A | TO_FROM | 73521.13 | -0.00028 | 0.10162 | -0.54915 | 0.21523 | 54.7117 | 9.2936 | 0 | 7024.887 | 3695.052 | Competitive | 0 | 0 | 0 | 0 | 0 | 1 | 0 | Non-Competitive | Non-Competitive | Non-Competitive | Non-Competitive | Non-Competitive | 0 | 0 | 0 | 0 | 0 | 0 | 0 | 0 | 0 | 0 | 0 | 0 | 0 | 0 | 0
SSUNMGS8 SNYDR_FMR1 FROM_TO | SSUNMGS8 | SNYDR_FMR1 | 60 | 1 | 1 | SNYDER_9 | SNYDER_8 | FROM_TO | 73521.13 | -0.00109 | 0.62922 | -0.11693 | 0.62922 | 57.3355 | 10.7436 | 0 | 10000 | 10000 | Competitive | 0 | 0 | 0 | 0 | 0 | 1 | 0 | Non-Competitive | Non-Competitive | Non-Competitive | Non-Competitive | Non-Competitive | 2 | 2 | 2 | 2 | 2 | 2 | 2 | 2 | 2 | 2 | 2 | 2 | 2 | 2 | 2
SSUNMGS8 SNYDR_FMR1 TO_FROM | SSUNMGS8 | SNYDR_FMR1 | 60 | 1 | 1 | SNYDER_9 | SNYDER_8 | TO_FROM | 73521.13 | -0.00844 | 0.083232 | -0.62922 | 0.11693 | 43.2852 | -13.7243 | 0 | 3782.16 | 10000 | Competitive | 0 | 0 | 0 | 0 | 0 | 1 | 0 | Non-Competitive | Non-Competitive | Non-Competitive | Non-Competitive | Non-Competitive | 0 | 0 | 0 | 0 | 0 | 0 | 0 | 0 | 0 | 0 | 0 | 0 | 0 | 0 | 0
SSWCLNC5 6025__A FROM_TO | SSWCLNC5 | 6025__A | 956 | 1 | 1 | LONGCREK_5 | ABMULCE7 | FROM_TO | 73521.13 | -0.20712 | 0.45427 | -0.32471 | 0.45427 | 1246.757 | -269.889 | 0 | 1791.516 | 3071.503 | Competitive | 0 | 0 | 0 | 0 | 0 | 1 | 1 | Non-Competitive | Non-Competitive | Non-Competitive | Non-Competitive | Non-Competitive | 30 | 33 | 33 | 30 | 33 | 33 | 30 | 33 | 33 | 30 | 33 | 33 | 30 | 33 | 33
SSWCLNC5 6025__A TO_FROM | SSWCLNC5 | 6025__A | 956 | 1 | 1 | LONGCREK_5 | ABMULCE7 | TO_FROM | 73521.13 | -0.14636 | 0.22741 | -0.45427 | 0.32471 | 2248.618 | -405.483 | 0 | 951.714 | 2495.115 | Competitive | 0 | 0 | 0 | 1 | 1 | 1 | 1 | Non-Competitive | Non-Competitive | Non-Competitive | Competitive | Competitive | 45 | 79 | 79 | 45 | 79 | 79 | 45 | 79 | 79 | 0 | 0 | 0 | 0 | 0 | 0
SSWCLNC5 6026__A FROM_TO | SSWCLNC5 | 6026__A | 956 | 1 | 1 | ABMULCW7 | SWEETEAST_5 | FROM_TO | 73521.13 | -0.26562 | 0.1736 | -0.33697 | 0.26674 | 909.0106 | -247.321 | 0 | 998.499 | 3117.663 | Competitive | 0 | 0 | 0 | 0 | 0 | 1 | 1 | Non-Competitive | Non-Competitive | Non-Competitive | Non-Competitive | Non-Competitive | 30 | 33 | 33 | 30 | 33 | 33 | 30 | 33 | 33 | 30 | 33 | 33 | 30 | 33 | 33
SSWCLNC5 6026__A TO_FROM | SSWCLNC5 | 6026__A | 956 | 1 | 1 | ABMULCW7 | SWEETEAST_5 | TO_FROM | 73521.13 | -0.10029 | 0.32369 | -0.26674 | 0.33697 | 2204.587 | -440.777 | 0 | 1065.917 | 1321.798 | Competitive | 0 | 1 | 1 | 1 | 1 | 1 | 1 | Non-Competitive | Competitive | Competitive | Competitive | Competitive | 40 | 66 | 74 | 0 | 0 | 0 | 0 | 0 | 0 | 0 | 0 | 0 | 0 | 0 | 0
STCGT8 GT_MID90_A FROM_TO | STCGT8 | GT_MID90_A | 229 | 0 | 0 | GARROT__138B | 47708 | FROM_TO | 73521.13 | -0.09393 | 0.1043 | -0.52108 | 0.18474 | 383.2151 | -103.573 | 0 | 6351.446 | 2798.346 | Competitive | 0 | 0 | 0 | 0 | 1 | 1 | 1 | Non-Competitive | Non-Competitive | Non-Competitive | Non-Competitive | Competitive | 22 | 36 | 48 | 22 | 36 | 48 | 22 | 36 | 48 | 22 | 36 | 48 | 0 | 0 | 0
STCGT8 GT_MID90_A TO_FROM | STCGT8 | GT_MID90_A | 229 | 0 | 0 | GARROT__138B | 47708 | TO_FROM | 73521.13 | -0.1043 | 0.093931 | -0.18473 | 0.52108 | 283.5263 | -210.553 | 0 | 2794.426 | 6351.446 | Competitive | 0 | 0 | 0 | 0 | 0 | 1 | 1 | Non-Competitive | Non-Competitive | Non-Competitive | Non-Competitive | Non-Competitive | 7 | 11 | 11 | 7 | 11 | 11 | 7 | 11 | 11 | 7 | 11 | 11 | 7 | 11 | 11
STEJGRN8 G69_H2_1 FROM_TO | STEJGRN8 | G69_H2_1 | 191 | 2 | 2 | TNTXCITYWT0 | TNINTRCITY0 | FROM_TO | 73521.13 | -0.00344 | 0.000501 | -0.7086 | 0.20781 | 36.5445 | 34.4205 | 0 | 707.382 | 4176.331 | Competitive | 0 | 0 | 0 | 0 | 0 | 1 | 0 | Non-Competitive | Non-Competitive | Non-Competitive | Non-Competitive | Non-Competitive | 0 | 0 | 0 | 0 | 0 | 0 | 0 | 0 | 0 | 0 | 0 | 0 | 0 | 0 | 0
STEJGRN8 G69_H2_1 TO_FROM | STEJGRN8 | G69_H2_1 | 191 | 2 | 2 | TNTXCITYWT0 | TNINTRCITY0 | TO_FROM | 73521.13 | -0.0005 | 0.003445 | -0.20781 | 0.7086 | -31.9175 | -35.0887 | 0 | 4176.331 | 810.268 | Competitive | 1 | 1 | 1 | 1 | 1 | 1 | 0 | Non-Competitive | Non-Competitive | Non-Competitive | Non-Competitive | Non-Competitive | 0 | 0 | 0 | 0 | 0 | 0 | 0 | 0 | 0 | 0 | 0 | 0 | 0 | 0 | 0
STENCR28 TEN_KEN_1 FROM_TO | STENCR28 | TEN_KEN_1 | 236 | 1 | 1 | JNSNCNTY8 | KEENE | FROM_TO | 73521.13 | -0.04375 | 0.21638 | -0.55783 | 0.21638 | 242.6997 | -52.9966 | 0 | 10000 | 9220.211 | Competitive | 0 | 0 | 0 | 0 | 0 | 1 | 1 | Non-Competitive | Non-Competitive | Non-Competitive | Non-Competitive | Non-Competitive | 5 | 5 | 7 | 5 | 5 | 7 | 5 | 5 | 7 | 5 | 5 | 7 | 5 | 5 | 7
STENCR28 TEN_KEN_1 TO_FROM | STENCR28 | TEN_KEN_1 | 236 | 1 | 1 | JNSNCNTY8 | KEENE | TO_FROM | 73521.13 | -0.21638 | 0.043747 | -0.21638 | 0.55783 | 126.0115 | -63.5858 | 0 | 9220.211 | 10000 | Competitive | 0 | 0 | 0 | 0 | 0 | 1 | 1 | Non-Competitive | Non-Competitive | Non-Competitive | Non-Competitive | Non-Competitive | 2 | 2 | 2 | 2 | 2 | 2 | 2 | 2 | 2 | 2 | 2 | 2 | 2 | 2 | 2
STGFLC8 358T544_1 FROM_TO | STGFLC8 | 358T544_1 | 38 | 2 | 2 | L_ALTAIR9_1Y | L_STAFHI9_1Y | FROM_TO | 73521.13 | -0.01541 | 0.026475 | -0.39716 | 0.42699 | 72.5021 | -56.5246 | 0 | 3481.801 | 7115.887 | Competitive | 0 | 0 | 0 | 0 | 0 | 1 | 0 | Non-Competitive | Non-Competitive | Non-Competitive | Non-Competitive | Non-Competitive | 0 | 0 | 0 | 0 | 0 | 0 | 0 | 0 | 0 | 0 | 0 | 0 | 0 | 0 | 0
STGFLC8 358T544_1 TO_FROM | STGFLC8 | 358T544_1 | 38 | 2 | 2 | L_ALTAIR9_1Y | L_STAFHI9_1Y | TO_FROM | 73521.13 | -0.02648 | 0.015409 | -0.42699 | 0.39716 | 129.8381 | -39.8438 | 0 | 7061.223 | 3528.959 | Competitive | 0 | 0 | 0 | 0 | 0 | 1 | 1 | Non-Competitive | Non-Competitive | Non-Competitive | Non-Competitive | Non-Competitive | 6 | 6 | 6 | 6 | 6 | 6 | 6 | 6 | 6 | 6 | 6 | 6 | 6 | 6 | 6
STHRSIG8 SINTON_SKIDMO1_1 FROM_TO | STHRSIG8 | SINTON_SKIDMO1_1 | 38 | 2 | 2 | SKIDMORE2A | SINTON2A | FROM_TO | 73521.13 | -0.02228 | 0.004945 | -0.20973 | 0.41694 | 53.2833 | -24.8878 | 0 | 5869.001 | 1980.689 | Competitive | 0 | 0 | 1 | 1 | 1 | 1 | 1 | Non-Competitive | Non-Competitive | Competitive | Competitive | Competitive | 6 | 6 | 6 | 6 | 6 | 6 | 0 | 0 | 0 | 0 | 0 | 0 | 0 | 0 | 0
STHRSIG8 SINTON_SKIDMO1_1 TO_FROM | STHRSIG8 | SINTON_SKIDMO1_1 | 38 | 2 | 2 | SKIDMORE2A | SINTON2A | TO_FROM | 73521.13 | -0.00495 | 0.022279 | -0.41694 | 0.20973 | 67.3076 | -31.5301 | 0 | 1454.641 | 5982.074 | Competitive | 0 | 0 | 0 | 0 | 0 | 1 | 0 | Non-Competitive | Non-Competitive | Non-Competitive | Non-Competitive | Non-Competitive | 0 | 0 | 0 | 0 | 0 | 0 | 0 | 0 | 0 | 0 | 0 | 0 | 0 | 0 | 0
STIOODE8 6510__A FROM_TO | STIOODE8 | 6510__A | 162 | 4 | 4 | CRMWD8TA_8 | GLENHAVN_8 | FROM_TO | 73521.13 | -0.03528 | 0.045187 | -0.23893 | 0.6217 | -7.2867 | -65.7412 | 0 | 2135.418 | 4914.386 | Competitive | 0 | 0 | 0 | 0 | 0 | 1 | 1 | Non-Competitive | Non-Competitive | Non-Competitive | Non-Competitive | Non-Competitive | 12 | 17 | 17 | 12 | 17 | 17 | 12 | 17 | 17 | 12 | 17 | 17 | 12 | 17 | 17
STIOODE8 6510__A TO_FROM | STIOODE8 | 6510__A | 162 | 4 | 4 | CRMWD8TA_8 | GLENHAVN_8 | TO_FROM | 73521.13 | -0.02011 | 0.03528 | -0.6217 | 0.23892 | 125.4227 | 31.21 | 0 | 4626.3 | 8585.545 | Competitive | 0 | 0 | 0 | 0 | 0 | 1 | 1 | Non-Competitive | Non-Competitive | Non-Competitive | Non-Competitive | Non-Competitive | 0 | 1 | 1 | 0 | 1 | 1 | 0 | 1 | 1 | 0 | 1 | 1 | 0 | 1 | 1
STMPSN25 425__A FROM_TO | STMPSN25 | 425__A | 1065 | 0 | 0 | TEMP_SS__5 | BELL_E_5 | FROM_TO | 73521.13 | -0.20799 | 0.069125 | -0.68425 | 0.16566 | 1021.943 | -430.621 | 0 | 864.833 | 2133.07 | Competitive | 0 | 0 | 0 | 1 | 1 | 1 | 1 | Non-Competitive | Non-Competitive | Non-Competitive | Competitive | Competitive | 66 | 101 | 109 | 66 | 101 | 109 | 66 | 101 | 109 | 0 | 0 | 0 | 0 | 0 | 0
STMPSN25 425__A TO_FROM | STMPSN25 | 425__A | 1065 | 0 | 0 | TEMP_SS__5 | BELL_E_5 | TO_FROM | 73521.13 | -0.06912 | 0.20799 | -0.16566 | 0.68424 | 1257.351 | 69.3652 | 0 | 2118.443 | 1163.608 | Competitive | 0 | 1 | 1 | 1 | 1 | 1 | 1 | Non-Competitive | Competitive | Competitive | Competitive | Competitive | 84 | 109 | 130 | 0 | 0 | 0 | 0 | 0 | 0 | 0 | 0 | 0 | 0 | 0 | 0
STMPSND5 435__A FROM_TO | STMPSND5 | 435__A | 1065 | 0 | 0 | TEMP_SS__5 | BELL_E_5 | FROM_TO | 73521.13 | -0.21518 | 0.12113 | -0.63994 | 0.18843 | 2152.038 | -933.048 | 0 | 1138.667 | 1199.45 | Competitive | 0 | 1 | 1 | 1 | 1 | 1 | 1 | Non-Competitive | Competitive | Competitive | Competitive | Competitive | 76 | 120 | 179 | 0 | 0 | 0 | 0 | 0 | 0 | 0 | 0 | 0 | 0 | 0 | 0
STMPSND5 435__A TO_FROM | STMPSND5 | 435__A | 1065 | 0 | 0 | TEMP_SS__5 | BELL_E_5 | TO_FROM | 73521.13 | -0.12113 | 0.21518 | -0.18843 | 0.63994 | 2183.947 | 695.1356 | 0 | 1095.482 | 1506.793 | Competitive | 0 | 0 | 1 | 1 | 1 | 1 | 1 | Non-Competitive | Non-Competitive | Competitive | Competitive | Competitive | 56 | 130 | 142 | 56 | 130 | 142 | 0 | 0 | 0 | 0 | 0 | 0 | 0 | 0 | 0
STNNMDO8 PHR_AT1 FROM_TO | STNNMDO8 | PHR_AT1 | 460 | 4 | 4 | P_H_R___345E | 49126_STAR | FROM_TO | 73521.13 | -0.17838 | 0.026517 | -0.21845 | 0.061417 | 528.1773 | 236.9557 | 0 | 3744.64 | 5146.886 | Non-Competi | 0 | 0 | 0 | 0 | 0 | 1 | 1 | Non-Competitive | Non-Competitive | Non-Competitive | Non-Competitive | Non-Competitive | 12 | 14 | 14 | 12 | 14 | 14 | 12 | 14 | 14 | 12 | 14 | 14 | 12 | 14 | 14
STNNMDO8 PHR_AT1 TO_FROM | STNNMDO8 | PHR_AT1 | 460 | 4 | 4 | P_H_R___345E | 49126_STAR | TO_FROM | 73521.13 | -0.02652 | 0.17838 | -0.06142 | 0.21845 | -46.575 | -457.638 | 0 | 5146.886 | 4075.665 | Competitive | 0 | 0 | 0 | 0 | 0 | 1 | 1 | Non-Competitive | Non-Competitive | Non-Competitive | Non-Competitive | Non-Competitive | 5 | 5 | 5 | 5 | 5 | 5 | 5 | 5 | 5 | 5 | 5 | 5 | 5 | 5 | 5
STNNMDO8 PHR_AT1L FROM_TO | STNNMDO8 | PHR_AT1L | 460 | 4 | 4 | P_H_R___138C | 49126_STAR | FROM_TO | 73521.13 | -0.02652 | 0.17838 | -1.0614 | 0.21845 | -46.575 | -457.638 | 0 | 5146.886 | 4075.665 | Competitive | 0 | 0 | 0 | 0 | 0 | 1 | 1 | Non-Competitive | Non-Competitive | Non-Competitive | Non-Competitive | Non-Competitive | 5 | 5 | 5 | 5 | 5 | 5 | 5 | 5 | 5 | 5 | 5 | 5 | 5 | 5 | 5
STNNMDO8 PHR_AT1L TO_FROM | STNNMDO8 | PHR_AT1L | 460 | 4 | 4 | P_H_R___138C | 49126_STAR | TO_FROM | 73521.13 | -0.17838 | 0.026517 | -0.21845 | 1.0614 | 528.1773 | 236.9557 | 0 | 3744.64 | 5146.886 | Competitive | 0 | 0 | 0 | 0 | 0 | 1 | 1 | Non-Competitive | Non-Competitive | Non-Competitive | Non-Competitive | Non-Competitive | 12 | 14 | 14 | 12 | 14 | 14 | 12 | 14 | 14 | 12 | 14 | 14 | 12 | 14 | 14
STXHMUN9 MUND_RULE1I_1 FROM_TO | STXHMUN9 | MUND_RULE1I_1 | 27 | 5 | 5 | MUNDAY | MUND2A | FROM_TO | 73521.13 | -0.0024 | 0.022385 | -0.18109 | 0.75612 | 0.32973 | -28.916 | 0 | 7998.041 | 3408.307 | Competitive | 0 | 0 | 0 | 0 | 0 | 1 | 0 | Non-Competitive | Non-Competitive | Non-Competitive | Non-Competitive | Non-Competitive | 0 | 0 | 0 | 0 | 0 | 0 | 0 | 0 | 0 | 0 | 0 | 0 | 0 | 0 | 0
STXHMUN9 MUND_RULE1I_1 TO_FROM | STXHMUN9 | MUND_RULE1I_1 | 27 | 5 | 5 | MUNDAY | MUND2A | TO_FROM | 73521.13 | -0.00293 | 0.016939 | -0.75612 | 0.18109 | 31.5354 | 20.403 | 0 | 10000 | 3970.576 | Competitive | 0 | 0 | 0 | 0 | 0 | 1 | 0 | Non-Competitive | Non-Competitive | Non-Competitive | Non-Competitive | Non-Competitive | 0 | 0 | 0 | 0 | 0 | 0 | 0 | 0 | 0 | 0 | 0 | 0 | 0 | 0 | 0
STYLEL28 TYLNW_MR1H FROM_TO | STYLEL28 | TYLNW_MR1H | 56 | 0 | 0 | TYLERNW_8 | TYLNW1_1 | FROM_TO | 73521.13 | -0.00043 | 0.000656 | -0.58505 | 0.015049 | 21.2025 | 17.0644 | 0 | 1213.134 | 10000 | Competitive | 0 | 0 | 0 | 0 | 0 | 1 | 0 | Non-Competitive | Non-Competitive | Non-Competitive | Non-Competitive | Non-Competitive | 0 | 0 | 0 | 0 | 0 | 0 | 0 | 0 | 0 | 0 | 0 | 0 | 0 | 0 | 0
STYLEL28 TYLNW_MR1H TO_FROM | STYLEL28 | TYLNW_MR1H | 56 | 0 | 0 | TYLERNW_8 | TYLNW1_1 | TO_FROM | 73521.13 | -0.00066 | 0.000429 | -0.01505 | 0.58505 | -16.8185 | -18.659 | 0 | 8975.366 | 1463.825 | Competitive | 0 | 1 | 1 | 1 | 1 | 1 | 0 | Non-Competitive | Non-Competitive | Non-Competitive | Non-Competitive | Non-Competitive | 0 | 0 | 0 | 0 | 0 | 0 | 0 | 0 | 0 | 0 | 0 | 0 | 0 | 0 | 0
SVEROK28 PAUL_69-1 FROM_TO | SVEROK28 | PAUL_69-1 | 69 | 1 | 1 | PAUL2A | LKPAULS4 | FROM_TO | 73521.13 | -0.00081 | 0.11727 | -0.23981 | 0.62606 | -5.5453 | -20.792 | 0 | 10000 | 1255.868 | Competitive | 0 | 1 | 1 | 1 | 1 | 1 | 0 | Non-Competitive | Non-Competitive | Non-Competitive | Non-Competitive | Non-Competitive | 0 | 0 | 0 | 0 | 0 | 0 | 0 | 0 | 0 | 0 | 0 | 0 | 0 | 0 | 0
SVEROK28 PAUL_69-1 TO_FROM | SVEROK28 | PAUL_69-1 | 69 | 1 | 1 | PAUL2A | LKPAULS4 | TO_FROM | 73521.13 | -0.00071 | 0.00081 | -0.62606 | 0.23981 | 21.8033 | 19.2276 | 0 | 1159.964 | 9425.108 | Competitive | 0 | 0 | 0 | 0 | 0 | 1 | 0 | Non-Competitive | Non-Competitive | Non-Competitive | Non-Competitive | Non-Competitive | 0 | 0 | 0 | 0 | 0 | 0 | 0 | 0 | 0 | 0 | 0 | 0 | 0 | 0 | 0
SVICCO28 COLETO_VICTOR2_1 FROM_TO | SVICCO28 | COLETO_VICTOR2_1 | 320 | 1 | 1 | COLETO4A | VICTORIA4A | FROM_TO | 73521.13 | -0.29767 | 0.24744 | -0.29767 | 0.25365 | 860.5737 | -260.009 | 0 | 4787.736 | 3021.996 | Competitive | 0 | 0 | 0 | 0 | 0 | 1 | 1 | Non-Competitive | Non-Competitive | Non-Competitive | Non-Competitive | Non-Competitive | 20 | 28 | 28 | 20 | 28 | 28 | 20 | 28 | 28 | 20 | 28 | 28 | 20 | 28 | 28
SVICCO28 COLETO_VICTOR2_1 TO_FROM | SVICCO28 | COLETO_VICTOR2_1 | 320 | 1 | 1 | COLETO4A | VICTORIA4A | TO_FROM | 73521.13 | -0.24744 | 0.29767 | -0.25365 | 0.29767 | 551.0643 | -481.827 | 0 | 2935.526 | 5377.879 | Competitive | 0 | 0 | 0 | 0 | 0 | 1 | 1 | Non-Competitive | Non-Competitive | Non-Competitive | Non-Competitive | Non-Competitive | 1 | 33 | 40 | 1 | 33 | 40 | 1 | 33 | 40 | 1 | 33 | 40 | 1 | 33 | 40
SWBJGOR8 587__A FROM_TO | SWBJGOR8 | 587__A | 210 | 10 | 10 | HIGHL_E_P8 | ARGYLE1_8 | FROM_TO | 73521.13 | -0.16111 | 0.011589 | -0.36533 | 0.193 | 279.031 | 40.4901 | 0 | 2471.232 | 5009.348 | Competitive | 0 | 0 | 0 | 0 | 0 | 1 | 1 | Non-Competitive | Non-Competitive | Non-Competitive | Non-Competitive | Non-Competitive | 10 | 10 | 10 | 10 | 10 | 10 | 10 | 10 | 10 | 10 | 10 | 10 | 10 | 10 | 10
SWBJGOR8 587__A TO_FROM | SWBJGOR8 | 587__A | 210 | 10 | 10 | HIGHL_E_P8 | ARGYLE1_8 | TO_FROM | 73521.13 | -0.01159 | 0.16111 | -0.193 | 0.36533 | 175.2578 | -135.32 | 0 | 3482.607 | 2764.235 | Competitive | 0 | 0 | 0 | 0 | 1 | 1 | 0 | Non-Competitive | Non-Competitive | Non-Competitive | Non-Competitive | Non-Competitive | 0 | 0 | 0 | 0 | 0 | 0 | 0 | 0 | 0 | 0 | 0 | 0 | 0 | 0 | 0
SWCOASH8 UVALDE_W_BATE1_1 FROM_TO | SWCOASH8 | UVALDE_W_BATE1_1 | 122 | 5 | 5 | UVALDE4A | W_BATESV4A | FROM_TO | 73521.13 | -0.04549 | 0.19845 | -0.34086 | 0.36307 | 260.2079 | -116.223 | 0 | 2945.009 | 2607.335 | Competitive | 0 | 0 | 0 | 0 | 1 | 1 | 1 | Non-Competitive | Non-Competitive | Non-Competitive | Non-Competitive | Competitive | 32 | 32 | 32 | 32 | 32 | 32 | 32 | 32 | 32 | 32 | 32 | 32 | 0 | 0 | 0
SWCOASH8 UVALDE_W_BATE1_1 TO_FROM | SWCOASH8 | UVALDE_W_BATE1_1 | 122 | 5 | 5 | UVALDE4A | W_BATESV4A | TO_FROM | 73521.13 | -0.19845 | 0.045486 | -0.36307 | 0.34086 | 229.769 | -69.3634 | 0 | 1826.376 | 10000 | Competitive | 0 | 0 | 0 | 0 | 0 | 1 | 1 | Non-Competitive | Non-Competitive | Non-Competitive | Non-Competitive | Non-Competitive | 2 | 2 | 2 | 2 | 2 | 2 | 2 | 2 | 2 | 2 | 2 | 2 | 2 | 2 | 2
SWEBVEN5 3180__A FROM_TO | SWEBVEN5 | 3180__A | 210 | 1 | 1 | CHILSW_N8 | FSHCRK1_8 | FROM_TO | 73521.13 | -0.06074 | 0.052788 | -0.51869 | 0.10419 | 240.2811 | -63.6629 | 0 | 8706.971 | 10000 | Competitive | 0 | 0 | 0 | 0 | 0 | 1 | 1 | Non-Competitive | Non-Competitive | Non-Competitive | Non-Competitive | Non-Competitive | 3 | 3 | 3 | 3 | 3 | 3 | 3 | 3 | 3 | 3 | 3 | 3 | 3 | 3 | 3
SWEBVEN5 3180__A TO_FROM | SWEBVEN5 | 3180__A | 210 | 1 | 1 | CHILSW_N8 | FSHCRK1_8 | TO_FROM | 73521.13 | -0.05279 | 0.060738 | -0.10419 | 0.51869 | 270.4449 | -147.876 | 0 | 10000 | 8706.971 | Competitive | 0 | 0 | 0 | 0 | 0 | 1 | 1 | Non-Competitive | Non-Competitive | Non-Competitive | Non-Competitive | Non-Competitive | 3 | 5 | 5 | 3 | 5 | 5 | 3 | 5 | 5 | 3 | 5 | 5 | 3 | 5 | 5
SWEILON8 CITGOW_WEIL_T1_1 FROM_TO | SWEILON8 | CITGOW_WEIL_T1_1 | 209 | 1 | 1 | CITGO_W4A | WEIL_TRC4A | FROM_TO | 73521.13 | -0.18424 | 0.005562 | -0.31786 | 0.59901 | 171.666 | -107.514 | 0 | 763.544 | 3276.87 | Competitive | 0 | 0 | 0 | 0 | 0 | 1 | 1 | Non-Competitive | Non-Competitive | Non-Competitive | Non-Competitive | Non-Competitive | 10 | 10 | 10 | 10 | 10 | 10 | 10 | 10 | 10 | 10 | 10 | 10 | 10 | 10 | 10
SWEILON8 CITGOW_WEIL_T1_1 TO_FROM | SWEILON8 | CITGOW_WEIL_T1_1 | 209 | 1 | 1 | CITGO_W4A | WEIL_TRC4A | TO_FROM | 73521.13 | -0.00369 | 0.18424 | -0.59901 | 0.31786 | 267.9437 | -117.755 | 0 | 3276.87 | 851.024 | Competitive | 1 | 1 | 1 | 1 | 1 | 1 | 0 | Non-Competitive | Non-Competitive | Non-Competitive | Non-Competitive | Non-Competitive | 0 | 0 | 0 | 0 | 0 | 0 | 0 | 0 | 0 | 0 | 0 | 0 | 0 | 0 | 0
SWEILON8 CLARK__LON_HI1_1 FROM_TO | SWEILON8 | CLARK__LON_HI1_1 | 207 | 1 | 1 | LON_HILL4A | CLARK_WD4A | FROM_TO | 73521.13 | -0.18332 | 0.006491 | -0.57781 | 0.039896 | 240.0042 | -39.247 | 0 | 755.393 | 3280.848 | Non-Competi | 0 | 0 | 0 | 0 | 0 | 1 | 1 | Non-Competitive | Non-Competitive | Non-Competitive | Non-Competitive | Non-Competitive | 10 | 10 | 10 | 10 | 10 | 10 | 10 | 10 | 10 | 10 | 10 | 10 | 10 | 10 | 10
SWEILON8 CLARK__LON_HI1_1 TO_FROM | SWEILON8 | CLARK__LON_HI1_1 | 207 | 1 | 1 | LON_HILL4A | CLARK_WD4A | TO_FROM | 73521.13 | -0.00462 | 0.18332 | -0.0399 | 0.57781 | 199.6121 | -186.022 | 0 | 3280.848 | 854.938 | Competitive | 1 | 1 | 1 | 1 | 1 | 1 | 0 | Non-Competitive | Non-Competitive | Non-Competitive | Non-Competitive | Non-Competitive | 0 | 0 | 0 | 0 | 0 | 0 | 0 | 0 | 0 | 0 | 0 | 0 | 0 | 0 | 0
SWFAFSH8 6557__A FROM_TO | SWFAFSH8 | 6557__A | 143 | 1 | 1 | FISHRDSS1_8 | WNDCRK2_8 | FROM_TO | 73521.13 | -0.12075 | 0.02356 | -0.57972 | 0.25295 | 168.0589 | 81.9349 | 0 | 4373.051 | 10000 | Competitive | 0 | 0 | 0 | 0 | 0 | 1 | 1 | Non-Competitive | Non-Competitive | Non-Competitive | Non-Competitive | Non-Competitive | 4 | 4 | 4 | 4 | 4 | 4 | 4 | 4 | 4 | 4 | 4 | 4 | 4 | 4 | 4
SWFAFSH8 6557__A TO_FROM | SWFAFSH8 | 6557__A | 143 | 1 | 1 | FISHRDSS1_8 | WNDCRK2_8 | TO_FROM | 73521.13 | -0.02356 | 0.12076 | -0.25295 | 0.57972 | -65.9237 | -131.101 | 0 | 10000 | 3695.052 | Competitive | 0 | 0 | 0 | 0 | 0 | 1 | 1 | Non-Competitive | Non-Competitive | Non-Competitive | Non-Competitive | Non-Competitive | 6 | 6 | 6 | 6 | 6 | 6 | 6 | 6 | 6 | 6 | 6 | 6 | 6 | 6 | 6
SWHILON5 LON_HI_PELICA1_1 FROM_TO | SWHILON5 | LON_HI_PELICA1_1 | 470 | 1 | 1 | LON_HILL4A | PELICAN4A | FROM_TO | 73521.13 | -0.30746 | 0.14519 | -0.44742 | 0.15818 | 524.2298 | -649.734 | 0 | 1823.321 | 4826.751 | Non-Competi | 0 | 0 | 0 | 0 | 0 | 1 | 1 | Non-Competitive | Non-Competitive | Non-Competitive | Non-Competitive | Non-Competitive | 6 | 6 | 6 | 6 | 6 | 6 | 6 | 6 | 6 | 6 | 6 | 6 | 6 | 6 | 6
SWHILON5 LON_HI_PELICA1_1 TO_FROM | SWHILON5 | LON_HI_PELICA1_1 | 470 | 1 | 1 | LON_HILL4A | PELICAN4A | TO_FROM | 73521.13 | -0.14519 | 0.44742 | -0.15818 | 0.44742 | 1058.3 | -173.261 | 0 | 2323.687 | 2517.848 | Competitive | 0 | 0 | 0 | 0 | 1 | 1 | 1 | Non-Competitive | Non-Competitive | Non-Competitive | Non-Competitive | Competitive | 19 | 19 | 23 | 19 | 19 | 23 | 19 | 19 | 23 | 19 | 19 | 23 | 0 | 0 | 0
SWHISTP5 BLESSI_PALACI1_1 FROM_TO | SWHISTP5 | BLESSI_PALACI1_1 | 39 | 1 | 1 | BLESSING2A | PALACIOS2A | FROM_TO | 73521.13 | -0.05279 | 0.008054 | -0.71603 | 0.10184 | 143.0801 | -46.6332 | 0 | 1819.343 | 8220.554 | Competitive | 0 | 0 | 0 | 0 | 0 | 1 | 1 | Non-Competitive | Non-Competitive | Non-Competitive | Non-Competitive | Non-Competitive | 7 | 7 | 9 | 7 | 7 | 9 | 7 | 7 | 9 | 7 | 7 | 9 | 7 | 7 | 9
SWHISTP5 BLESSI_PALACI1_1 TO_FROM | SWHISTP5 | BLESSI_PALACI1_1 | 39 | 1 | 1 | BLESSING2A | PALACIOS2A | TO_FROM | 73521.13 | -0.00805 | 0.052788 | -0.10184 | 0.71603 | 59.2036 | -52.6678 | 0 | 7420.052 | 1951.493 | Competitive | 0 | 0 | 1 | 1 | 1 | 1 | 0 | Non-Competitive | Non-Competitive | Non-Competitive | Non-Competitive | Non-Competitive | 0 | 0 | 0 | 0 | 0 | 0 | 0 | 0 | 0 | 0 | 0 | 0 | 0 | 0 | 0
SWHISTP5 SINTON_SKIDMO1_1 FROM_TO | SWHISTP5 | SINTON_SKIDMO1_1 | 38 | 1 | 1 | SKIDMORE2A | SINTON2A | FROM_TO | 73521.13 | -0.02591 | 0.003597 | -0.2172 | 0.40155 | 66.3248 | -14.4503 | 0 | 5617.345 | 1905.97 | Competitive | 0 | 0 | 1 | 1 | 1 | 1 | 1 | Non-Competitive | Non-Competitive | Competitive | Competitive | Competitive | 6 | 6 | 6 | 6 | 6 | 6 | 0 | 0 | 0 | 0 | 0 | 0 | 0 | 0 | 0
SWHISTP5 SINTON_SKIDMO1_1 TO_FROM | SWHISTP5 | SINTON_SKIDMO1_1 | 38 | 1 | 1 | SKIDMORE2A | SINTON2A | TO_FROM | 73521.13 | -0.0036 | 0.025908 | -0.40155 | 0.21721 | 60.8741 | -59.2894 | 0 | 1384.923 | 5714.58 | Competitive | 0 | 0 | 0 | 0 | 0 | 1 | 0 | Non-Competitive | Non-Competitive | Non-Competitive | Non-Competitive | Non-Competitive | 0 | 0 | 0 | 0 | 0 | 0 | 0 | 0 | 0 | 0 | 0 | 0 | 0 | 0 | 0
SWHOSCS8 1340__D FROM_TO | SWHOSCS8 | 1340__D | 210 | 0 | 0 | STRYKER_8 | DOUGLAS_8 | FROM_TO | 73521.13 | -0.01403 | 0.065939 | -0.55466 | 0.065939 | 82.4433 | 12.2073 | 0 | 9125.388 | 6154.751 | Competitive | 0 | 0 | 0 | 0 | 0 | 1 | 0 | Non-Competitive | Non-Competitive | Non-Competitive | Non-Competitive | Non-Competitive | 0 | 0 | 0 | 0 | 0 | 0 | 0 | 0 | 0 | 0 | 0 | 0 | 0 | 0 | 0
SWHOSCS8 1340__D TO_FROM | SWHOSCS8 | 1340__D | 210 | 0 | 0 | STRYKER_8 | DOUGLAS_8 | TO_FROM | 73521.13 | -0.06594 | 0.1211 | -0.06594 | 0.55466 | 6.1868 | -30.0943 | 0 | 10000 | 10000 | Competitive | 0 | 0 | 0 | 0 | 0 | 1 | 1 | Non-Competitive | Non-Competitive | Non-Competitive | Non-Competitive | Non-Competitive | 2 | 2 | 2 | 2 | 2 | 2 | 2 | 2 | 2 | 2 | 2 | 2 | 2 | 2 | 2
SWINPBS8 M_69_F3_1 FROM_TO | SWINPBS8 | M_69_F3_1 | 36 | 1 | 1 | TNWNKLRCO60 | TNWICKETT_0 | FROM_TO | 73521.13 | -0.00654 | 0.040968 | -0.24834 | 0.50557 | 3.0675 | -7.3238 | 0 | 5204.032 | 10000 | Competitive | 0 | 0 | 0 | 0 | 0 | 1 | 0 | Non-Competitive | Non-Competitive | Non-Competitive | Non-Competitive | Non-Competitive | 0 | 0 | 0 | 0 | 0 | 0 | 0 | 0 | 0 | 0 | 0 | 0 | 0 | 0 | 0
SWINPBS8 M_69_F3_1 TO_FROM | SWINPBS8 | M_69_F3_1 | 36 | 1 | 1 | TNWNKLRCO60 | TNWICKETT_0 | TO_FROM | 73521.13 | -0.00061 | 0.006537 | -0.50557 | 0.24834 | 12.0464 | 6.0442 | 0 | 10000 | 6949.342 | Competitive | 0 | 0 | 0 | 0 | 0 | 1 | 0 | Non-Competitive | Non-Competitive | Non-Competitive | Non-Competitive | Non-Competitive | 0 | 0 | 0 | 0 | 0 | 0 | 0 | 0 | 0 | 0 | 0 | 0 | 0 | 0 | 0
SWINPBS8 PBSES_FMR2 FROM_TO | SWINPBS8 | PBSES_FMR2 | 72 | 1 | 1 | PERMIANB_9 | PERMIANB_8 | FROM_TO | 73521.13 | -0.00996 | 0.056566 | -0.00996 | 0.51314 | -14.5961 | -28.9885 | 0 | 5205.1 | 10000 | Competitive | 0 | 0 | 0 | 0 | 0 | 1 | 0 | Non-Competitive | Non-Competitive | Non-Competitive | Non-Competitive | Non-Competitive | 0 | 0 | 0 | 0 | 0 | 0 | 0 | 0 | 0 | 0 | 0 | 0 | 0 | 0 | 0
SWINPBS8 PBSES_FMR2 TO_FROM | SWINPBS8 | PBSES_FMR2 | 72 | 1 | 1 | PERMIANB_9 | PERMIANB_8 | TO_FROM | 73521.13 | -0.0006 | 0.009959 | -0.51314 | 0.009959 | 36.0309 | 26.8268 | 0 | 10000 | 10000 | Competitive | 0 | 0 | 0 | 0 | 0 | 1 | 0 | Non-Competitive | Non-Competitive | Non-Competitive | Non-Competitive | Non-Competitive | 0 | 0 | 0 | 0 | 0 | 0 | 0 | 0 | 0 | 0 | 0 | 0 | 0 | 0 | 0
SWIRFE28 SANDCR_AT1 FROM_TO | SWIRFE28 | SANDCR_AT1 | 44 | 1 | 1 | L_SANDCR9_1Y | L_SANDCR8_1Y | FROM_TO | 73521.13 | -0.01628 | 0.17397 | -0.05599 | 0.6032 | 3.7187 | -18.737 | 0 | 10000 | 10000 | Competitive | 0 | 0 | 0 | 0 | 0 | 1 | 0 | Non-Competitive | Non-Competitive | Non-Competitive | Non-Competitive | Non-Competitive | 0 | 0 | 0 | 0 | 0 | 0 | 0 | 0 | 0 | 0 | 0 | 0 | 0 | 0 | 0
SWIRFE28 SANDCR_AT1 TO_FROM | SWIRFE28 | SANDCR_AT1 | 44 | 1 | 1 | L_SANDCR9_1Y | L_SANDCR8_1Y | TO_FROM | 73521.13 | -0.17397 | 0.016279 | -0.6032 | 0.055987 | 32.1418 | 5.0895 | 0 | 10000 | 10000 | Competitive | 0 | 0 | 0 | 0 | 0 | 1 | 1 | Non-Competitive | Non-Competitive | Non-Competitive | Non-Competitive | Non-Competitive | 4 | 4 | 4 | 4 | 4 | 4 | 4 | 4 | 4 | 4 | 4 | 4 | 4 | 4 | 4
SWLALCS8 1290__A FROM_TO | SWLALCS8 | 1290__A | 370 | 2 | 2 | LAKE_CRK1_8 | ROBINSON1_8 | FROM_TO | 73521.13 | -0.03154 | 0.021023 | -0.65086 | 0.10506 | 359.9621 | 194.6163 | 0 | 3239.361 | 9419.799 | Competitive | 0 | 0 | 0 | 0 | 0 | 1 | 1 | Non-Competitive | Non-Competitive | Non-Competitive | Non-Competitive | Non-Competitive | 5 | 5 | 7 | 5 | 5 | 7 | 5 | 5 | 7 | 5 | 5 | 7 | 5 | 5 | 7
SWLALCS8 1290__A TO_FROM | SWLALCS8 | 1290__A | 370 | 2 | 2 | LAKE_CRK1_8 | ROBINSON1_8 | TO_FROM | 73521.13 | -0.02102 | 0.031543 | -0.10506 | 0.65086 | -208.036 | -332.611 | 0 | 9419.799 | 3332.597 | Competitive | 0 | 0 | 0 | 0 | 0 | 1 | 1 | Non-Competitive | Non-Competitive | Non-Competitive | Non-Competitive | Non-Competitive | bar: 11 to 17
SWLVWTR5 3040__A FROM_TO | SWLVWTR5 | 3040__A | 1064 | 3 | 3 | CHILSW1_5 | WATMLL_E5 | FROM_TO | 73521.13 | -0.06636 | 0.07233 | -0.15424 | 0.16867 | 509.1229 | -409.096 | 0 | 1462.248 | 3575.129 | Competitive | 0 | 0 | 0 | 0 | 0 | 1 | 1 | Non-Competitive | Non-Competitive | Non-Competitive | Non-Competitive | Non-Competitive | 30 | 32 | 32 | 30 | 32 | 32 | 30 | 32 | 32 | 30 | 32 | 32 | 30 | 32 | 32
SWLVWTR5 3040__A TO_FROM | SWLVWTR5 | 3040__A | 1064 | 3 | 3 | CHILSW1_5 | WATMLL_E5 | TO_FROM | 73521.13 | -0.07233 | 0.066363 | -0.16866 | 0.15424 | 1329.606 | 110.2466 | 0 | 3439.261 | 2230.233 | Competitive | 0 | 0 | 0 | 1 | 1 | 1 | 1 | Non-Competitive | Non-Competitive | Non-Competitive | Competitive | Competitive | 63 | 63 | 69 | 63 | 63 | 69 | 63 | 63 | 69 | 0 | 0 | 0 | 0 | 0 | 0
SWMMLCS8 1010__A FROM_TO | SWMMLCS8 | 1010__A | 324 | 6 | 6 | ELM_MOTT__8 | WACONCST_T | FROM_TO | 73521.13 | -0.00451 | 0.070596 | -0.62726 | 0.21746 | 333.2005 | 85.8757 | 0 | 9417.104 | 1271.151 | Competitive | 0 | 1 | 1 | 1 | 1 | 1 | 0 | Non-Competitive | Non-Competitive | Non-Competitive | Non-Competitive | Non-Competitive | 0 | 0 | 0 | 0 | 0 | 0 | 0 | 0 | 0 | 0 | 0 | 0 | 0 | 0 | 0
SWMMLCS8 1010__A TO_FROM | SWMMLCS8 | 1010__A | 324 | 6 | 6 | ELM_MOTT__8 | WACONCST_T | TO_FROM | 73521.13 | -0.0706 | 0.004506 | -0.21746 | 0.62726 | -11.9955 | -206.742 | 0 | 1149.923 | 9417.104 | Competitive | 0 | 0 | 0 | 0 | 0 | 1 | 1 | Non-Competitive | Non-Competitive | Non-Competitive | Non-Competitive | Non-Competitive | 5 | 5 | 7 | 5 | 5 | 7 | 5 | 5 | 7 | 5 | 5 | 7 | 5 | 5 | 7
SWOVODE8 6430__C FROM_TO | SWOVODE8 | 6430__C | 179 | 5 | 5 | MOSS_8 | AMOCNCTA_8 | FROM_TO | 73521.13 | -0.1062 | 0.016701 | -0.64542 | 0.075794 | 237.9433 | 195.8511 | 0 | 4606.43 | 10000 | Non-Competi | 0 | 0 | 0 | 0 | 0 | 0 | 1 | Non-Competitive | Non-Competitive | Non-Competitive | Non-Competitive | Non-Competitive | 7 | 7 | 7 | 7 | 7 | 7 | 7 | 7 | 7 | 7 | 7 | 7 | 7 | 7 | 7
SWOVODE8 6430__C TO_FROM | SWOVODE8 | 6430__C | 179 | 5 | 5 | MOSS_8 | AMOCNCTA_8 | TO_FROM | 73521.13 | -0.0167 | 0.1985 | -0.07579 | 0.64542 | -49.7098 | -211.909 | 0 | 3439.934 | 5133.647 | Competitive | 0 | 0 | 0 | 0 | 0 | 1 | 0 | Non-Competitive | Non-Competitive | Non-Competitive | Non-Competitive | Non-Competitive | 0 | 0 | 0 | 0 | 0 | 0 | 0 | 0 | 0 | 0 | 0 | 0 | 0 | 0 | 0
SWOVODE8 6860__A FROM_TO | SWOVODE8 | 6860__A | 40 | 5 | 5 | HOLTSS_9 | ECTRSHLT_9 | FROM_TO | 73521.13 | -0.00822 | 0.004366 | -0.74916 | 0.099872 | 51.7692 | 47.101 | 0 | 4441.72 | 10000 | Competitive | 0 | 0 | 0 | 0 | 0 | 0 | 0 | Non-Competitive | Non-Competitive | Non-Competitive | Non-Competitive | Non-Competitive | 0 | 0 | 0 | 0 | 0 | 0 | 0 | 0 | 0 | 0 | 0 | 0 | 0 | 0 | 0
SWOVODE8 6860__A TO_FROM | SWOVODE8 | 6860__A | 40 | 5 | 5 | HOLTSS_9 | ECTRSHLT_9 | TO_FROM | 73521.13 | -0.00158 | 0.015567 | -0.09987 | 0.74916 | -38.9322 | -48.172 | 0 | 4235.941 | 850.903 | Competitive | 1 | 1 | 1 | 1 | 1 | 1 | 0 | Non-Competitive | Non-Competitive | Non-Competitive | Non-Competitive | Non-Competitive | 0 | 0 | 0 | 0 | 0 | 0 | 0 | 0 | 0 | 0 | 0 | 0 | 0 | 0 | 0
SWOVODE8 6865__A FROM_TO | SWOVODE8 | 6865__A | 48 | 5 | 5 | HOLTSS_9 | NTCOWDEN_9 | FROM_TO | 73521.13 | -0.00485 | 0.002738 | -0.76965 | 0.060336 | 39.0634 | 36.1851 | 0 | 3833.502 | 10000 | Competitive | 0 | 0 | 0 | 0 | 0 | 1 | 0 | Non-Competitive | Non-Competitive | Non-Competitive | Non-Competitive | Non-Competitive | 0 | 0 | 0 | 0 | 0 | 0 | 0 | 0 | 0 | 0 | 0 | 0 | 0 | 0 | 0
SWOVODE8 6865__A TO_FROM | SWOVODE8 | 6865__A | 48 | 5 | 5 | HOLTSS_9 | NTCOWDEN_9 | TO_FROM | 73521.13 | -0.00106 | 0.009283 | -0.06034 | 0.76965 | -31.4898 | -36.8327 | 0 | 4224.407 | 841.156 | Competitive | 1 | 1 | 1 | 1 | 1 | 1 | 0 | Non-Competitive | Non-Competitive | Non-Competitive | Non-Competitive | Non-Competitive | 0 | 0 | 0 | 0 | 0 | 0 | 0 | 0 | 0 | 0 | 0 | 0 | 0 | 0 | 0
SWOVODE8 6910__B FROM_TO | SWOVODE8 | 6910__B | 40 | 5 | 5 | VEST_9 | MIDWAY_9 | FROM_TO | 73521.13 | -0.00101 | 0.026487 | -0.49648 | 0.19673 | 50.7347 | 33.01 | 0 | 4298.705 | 10000 | Competitive | 0 | 0 | 0 | 0 | 0 | 1 | 0 | Non-Competitive | Non-Competitive | Non-Competitive | Non-Competitive | Non-Competitive | 0 | 0 | 0 | 0 | 0 | 0 | 0 | 0 | 0 | 0 | 0 | 0 | 0 | 0 | 0
SWOVODE8 6910__B TO_FROM | SWOVODE8 | 6910__B | 40 | 5 | 5 | VEST_9 | MIDWAY_9 | TO_FROM | 73521.13 | -0.0147 | 0.005467 | -0.19673 | 0.49648 | -30.6102 | -36.3819 | 0 | 10000 | 10000 | Competitive | 0 | 0 | 0 | 0 | 0 | 1 | 0 | Non-Competitive | Non-Competitive | Non-Competitive | Non-Competitive | Non-Competitive | 0 | 0 | 0 | 0 | 0 | 0 | 0 | 0 | 0 | 0 | 0 | 0 | 0 | 0 | 0
SWRDYN8 358T544_1 FROM_TO | SWRDYN8 | 358T544_1 | 38 | 4 | 4 | L_ALTAIR9_1Y | L_STAFHI9_1Y | FROM_TO | 73521.13 | -0.0159 | 0.037119 | -0.39668 | 0.42793 | 90.1113 | -58.6644 | 0 | 4108.009 | 7096.653 | Competitive | 0 | 0 | 0 | 0 | 0 | 1 | 0 | Non-Competitive | Non-Competitive | Non-Competitive | Non-Competitive | Non-Competitive | 0 | 0 | 0 | 0 | 0 | 0 | 0 | 0 | 0 | 0 | 0 | 0 | 0 | 0 | 0
SWRDYN8 358T544_1 TO_FROM | SWRDYN8 | 358T544_1 | 38 | 4 | 4 | L_ALTAIR9_1Y | L_STAFHI9_1Y | TO_FROM | 73521.13 | -0.03712 | 0.015896 | -0.42793 | 0.39668 | 136.6867 | -50.1879 | 0 | 7042.512 | 4145.868 | Competitive | 0 | 0 | 0 | 0 | 0 | 1 | 1 | Non-Competitive | Non-Competitive | Non-Competitive | Non-Competitive | Non-Competitive | 6 | 7 | 7 | 6 | 7 | 7 | 6 | 7 | 7 | 6 | 7 | 7 | 6 | 7 | 7
SWRDYN8 BLESSI_LAN_CT1_1 FROM_TO | SWRDYN8 | BLESSI_LAN_CT1_1 | 161 | 4 | 4 | BLESSING4A | LAN_CTY4A | FROM_TO | 73521.13 | -0.31814 | 0.027545 | -0.31942 | 0.098134 | 210.1309 | -49.4774 | 0 | 3946.456 | 7765.658 | Non-Competi | 0 | 0 | 0 | 0 | 0 | 1 | 1 | Non-Competitive | Non-Competitive | Non-Competitive | Non-Competitive | Non-Competitive | 6 | 7 | 11 | 6 | 7 | 11 | 6 | 7 | 11 | 6 | 7 | 11 | 6 | 7 | 11
SWRDYN8 BLESSI_LAN_CT1_1 TO_FROM | SWRDYN8 | BLESSI_LAN_CT1_1 | 161 | 4 | 4 | BLESSING4A | LAN_CTY4A | TO_FROM | 73521.13 | -0.02755 | 0.31814 | -0.09813 | 0.31942 | 237.2948 | -137.292 | 0 | 7765.658 | 4596.612 | Non-Competi | 0 | 0 | 0 | 0 | 0 | 1 | 1 | Non-Competitive | Non-Competitive | Non-Competitive | Non-Competitive | Non-Competitive | 12 | 12 | 12 | 12 | 12 | 12 | 12 | 12 | 12 | 12 | 12 | 12 | 12 | 12 | 12
SWRDYN8 LC_NEW60_A FROM_TO | SWRDYN8 | LC_NEW60_A | 336 | 4 | 4 | NEWGLF608000 | S_LANE__138A | FROM_TO | 73521.13 | -0.33353 | 0.54874 | -0.33353 | 0.59499 | 403.1972 | -361.006 | 0 | 4723.742 | 6780.334 | Competitive | 0 | 0 | 0 | 0 | 0 | 1 | 1 | Non-Competitive | Non-Competitive | Non-Competitive | Non-Competitive | Non-Competitive | 6 | 18 | 18 | 6 | 18 | 18 | 6 | 18 | 18 | 6 | 18 | 18 | 6 | 18 | 18
SWRDYN8 LC_NEW60_A TO_FROM | SWRDYN8 | LC_NEW60_A | 336 | 4 | 4 | NEWGLF608000 | S_LANE__138A | TO_FROM | 73521.13 | -0.54874 | 0.33353 | -0.59499 | 0.33353 | 733.8241 | -359.985 | 0 | 6578.502 | 4723.742 | Competitive | 0 | 0 | 0 | 0 | 0 | 1 | 1 | Non-Competitive | Non-Competitive | Non-Competitive | Non-Competitive | Non-Competitive | 5 | 11 | 11 | 5 | 11 | 11 | 5 | 11 | 11 | 5 | 11 | 11 | 5 | 11 | 11
SWRDYN8 NEWTGF04_A FROM_TO | SWRDYN8 | NEWTGF04_A | 382 | 4 | 4 | NEWGLF048015 | TXGLF___138A | FROM_TO | 73521.13 | -0.45119 | 0.14903 | -0.45119 | 0.50256 | 364.3569 | -393.135 | 0 | 6384.211 | 4937.378 | Competitive | 0 | 0 | 0 | 0 | 0 | 1 | 1 | Non-Competitive | Non-Competitive | Non-Competitive | Non-Competitive | Non-Competitive | 8 | 20 | 20 | 8 | 20 | 20 | 8 | 20 | 20 | 8 | 20 | 20 | 8 | 20 | 20
SWRDYN8 NEWTGF04_A TO_FROM | SWRDYN8 | NEWTGF04_A | 382 | 4 | 4 | NEWGLF048015 | TXGLF___138A | TO_FROM | 73521.13 | -0.14903 | 0.45119 | -0.50256 | 0.45119 | 766.9993 | -133.488 | 0 | 4816.731 | 6384.211 | Competitive | 0 | 0 | 0 | 0 | 0 | 1 | 1 | Non-Competitive | Non-Competitive | Non-Competitive | Non-Competitive | Non-Competitive | 10 | 10 | 11 | 10 | 10 | 11 | 10 | 10 | 11 | 10 | 10 | 11 | 10 | 10 | 11
SWRDYN8 PG_WC_04_A FROM_TO | SWRDYN8 | PG_WC_04_A | 277 | 4 | 4 | PLEDGR__8000 | W_COL___8010 | FROM_TO | 73521.13 | -0.14913 | 0.45109 | -0.14913 | 0.57707 | 759.8262 | -140.658 | 0 | 4822.261 | 6377.285 | Competitive | 0 | 0 | 0 | 0 | 0 | 1 | 1 | Non-Competitive | Non-Competitive | Non-Competitive | Non-Competitive | Non-Competitive | 10 | 10 | 11 | 10 | 10 | 11 | 10 | 10 | 11 | 10 | 10 | 11 | 10 | 10 | 11
SWRDYN8 PG_WC_04_A TO_FROM | SWRDYN8 | PG_WC_04_A | 277 | 4 | 4 | PLEDGR__8000 | W_COL___8010 | TO_FROM | 73521.13 | -0.45109 | 0.14913 | -0.57707 | 0.14913 | 371.5356 | -385.965 | 0 | 6377.285 | 4942.349 | Non-Competi | 0 | 0 | 0 | 0 | 0 | 1 | 1 | Non-Competitive | Non-Competitive | Non-Competitive | Non-Competitive | Non-Competitive | 8 | 20 | 20 | 8 | 20 | 20 | 8 | 20 | 20 | 8 | 20 | 20 | 8 | 20 | 20
SW_BBAT8 2585_1 FROM_TO | SW_BBAT8 | 2585_1 | 122 | 1 | 1 | MOORESUB8 | DOWNIESUB8 | FROM_TO | 73521.13 | -0.16922 | 0.055191 | -0.41729 | 0.11542 | 208.9157 | -4.7833 | 0 | 10000 | 10000 | Competitive | 0 | 0 | 0 | 0 | 0 | 1 | 1 | Non-Competitive | Non-Competitive | Non-Competitive | Non-Competitive | Non-Competitive | 2 | 2 | 2 | 2 | 2 | 2 | 2 | 2 | 2 | 2 | 2 | 2 | 2 | 2 | 2
SW_BBAT8 2585_1 TO_FROM | SW_BBAT8 | 2585_1 | 122 | 1 | 1 | MOORESUB8 | DOWNIESUB8 | TO_FROM | 73521.13 | -0.05519 | 0.16922 | -0.11542 | 0.41729 | 167.0033 | -163.799 | 0 | 3114.621 | 10000 | Competitive | 0 | 0 | 0 | 0 | 0 | 1 | 1 | Non-Competitive | Non-Competitive | Non-Competitive | Non-Competitive | Non-Competitive | 27 | 27 | 27 | 27 | 27 | 27 | 27 | 27 | 27 | 27 | 27 | 27 | 27 | 27 | 27
SW_BUVA8 2585_1 FROM_TO | SW_BUVA8 | 2585_1 | 122 | 1 | 1 | MOORESUB8 | DOWNIESUB8 | FROM_TO | 73521.13 | -0.19096 | 0.052913 | -0.4942 | 0.10225 | 232.4172 | -17.3779 | 0 | 10000 | 10000 | Competitive | 0 | 0 | 0 | 0 | 0 | 1 | 1 | Non-Competitive | Non-Competitive | Non-Competitive | Non-Competitive | Non-Competitive | 2 | 2 | 2 | 2 | 2 | 2 | 2 | 2 | 2 | 2 | 2 | 2 | 2 | 2 | 2
SW_BUVA8 2585_1 TO_FROM | SW_BUVA8 | 2585_1 | 122 | 1 | 1 | MOORESUB8 | DOWNIESUB8 | TO_FROM | 73521.13 | -0.05291 | 0.19096 | -0.10225 | 0.49421 | 199.2119 | -180.077 | 0 | 3404.893 | 10000 | Competitive | 0 | 0 | 0 | 0 | 0 | 1 | 1 | Non-Competitive | Non-Competitive | Non-Competitive | Non-Competitive | Non-Competitive | 27 | 27 | 27 | 27 | 27 | 27 | 27 | 27 | 27 | 27 | 27 | 27 | 27 | 27 | 27
SW_BUVA8 UVALDE_69A1 FROM_TO | SW_BUVA8 | UVALDE_69A1 | 40.7 | 1 | 1 | UVALDE2A | UVALDE4A | FROM_TO | 73521.13 | -0.05136 | 0.002884 | -0.15255 | 0.60734 | 3.4626 | -10.501 | 0 | 2234.008 | 10000 | Competitive | 0 | 0 | 0 | 0 | 0 | 1 | 1 | Non-Competitive | Non-Competitive | Non-Competitive | Non-Competitive | Non-Competitive | 2 | 2 | 2 | 2 | 2 | 2 | 2 | 2 | 2 | 2 | 2 | 2 | 2 | 2 | 2
SW_BUVA8 UVALDE_69A1 TO_FROM | SW_BUVA8 | UVALDE_69A1 | 40.7 | 1 | 1 | UVALDE2A | UVALDE4A | TO_FROM | 73521.13 | -0.00288 | 0.051362 | -0.60734 | 0.15255 | 26.5957 | -0.11459 | 0 | 8967.338 | 4668.773 | Competitive | 0 | 0 | 0 | 0 | 0 | 1 | 0 | Non-Competitive | Non-Competitive | Non-Competitive | Non-Competitive | Non-Competitive | 0 | 0 | 0 | 0 | 0 | 0 | 0 | 0 | 0 | 0 | 0 | 0 | 0 | 0 | 0
SW_DRNK5 AIR_NDE_1 FROM_TO | SW_DRNK5 | AIR_NDE_1 | 218 | 1 | 1 | JMCRSTL138 | N_DENT_8 | FROM_TO | 73521.13 | -0.07771 | 0.029451 | -0.28399 | 0.38621 | 441.8374 | 32.0199 | 0 | 776.919 | 8921.365 | Competitive | 0 | 0 | 0 | 0 | 0 | 1 | 1 | Non-Competitive | Non-Competitive | Non-Competitive | Non-Competitive | Non-Competitive | 2 | 4 | 4 | 2 | 4 | 4 | 2 | 4 | 4 | 2 | 4 | 4 | 2 | 4 | 4
SW_DRNK5 AIR_NDE_1 TO_FROM | SW_DRNK5 | AIR_NDE_1 | 218 | 1 | 1 | JMCRSTL138 | N_DENT_8 | TO_FROM | 73521.13 | -0.02945 | 0.078035 | -0.38621 | 0.28399 | 16.5113 | -242.041 | 0 | 4719.418 | 1631.878 | Competitive | 0 | 0 | 1 | 1 | 1 | 1 | 1 | Non-Competitive | Non-Competitive | Competitive | Competitive | Competitive | 7 | 9 | 12 | 7 | 9 | 12 | 0 | 0 | 0 | 0 | 0 | 0 | 0 | 0 | 0
SW_DRNK5 POC_TEAS_1 FROM_TO | SW_DRNK5 | POC_TEAS_1 | 218 | 1 | 1 | POCKRUS138 | TEASLEY138 | FROM_TO | 73521.13 | -0.03103 | 0.012398 | -0.60282 | 0.27165 | 44.4253 | -203.838 | 0 | 2418.819 | 1548.932 | Competitive | 0 | 0 | 1 | 1 | 1 | 1 | 1 | Non-Competitive | Non-Competitive | Competitive | Competitive | Competitive | 8 | 10 | 13 | 8 | 10 | 13 | 0 | 0 | 0 | 0 | 0 | 0 | 0 | 0 | 0
SW_DRNK5 POC_TEAS_1 TO_FROM | SW_DRNK5 | POC_TEAS_1 | 218 | 1 | 1 | POCKRUS138 | TEASLEY138 | TO_FROM | 73521.13 | -0.0124 | 0.031027 | -0.27165 | 0.60282 | 418.9594 | 56.3351 | 0 | 751.349 | 2776.771 | Competitive | 0 | 0 | 0 | 0 | 1 | 1 | 0 | Non-Competitive | Non-Competitive | Non-Competitive | Non-Competitive | Non-Competitive | 0 | 0 | 0 | 0 | 0 | 0 | 0 | 0 | 0 | 0 | 0 | 0 | 0 | 0 | 0
SW_DRNK5 TSL_FTW_1 FROM_TO | SW_DRNK5 | TSL_FTW_1 | 218 | 1 | 1 | TEASLEY138 | FTWORTH | FROM_TO | 73521.13 | -0.0314 | 0.012023 | -0.42657 | 0.39681 | 16.863 | -221.981 | 0 | 2409.709 | 1546.336 | Competitive | 0 | 0 | 1 | 1 | 1 | 1 | 1 | Non-Competitive | Non-Competitive | Competitive | Competitive | Competitive | 8 | 10 | 13 | 8 | 10 | 13 | 0 | 0 | 0 | 0 | 0 | 0 | 0 | 0 | 0
SW_DRNK5 TSL_FTW_1 TO_FROM | SW_DRNK5 | TSL_FTW_1 | 218 | 1 | 1 | TEASLEY138 | FTWORTH | TO_FROM | 73521.13 | -0.01202 | 0.031402 | -0.39681 | 0.42657 | 446.5807 | 77.3007 | 0 | 748.951 | 2768.318 | Competitive | 0 | 0 | 0 | 0 | 1 | 1 | 0 | Non-Competitive | Non-Competitive | Non-Competitive | Non-Competitive | Non-Competitive | 0 | 0 | 0 | 0 | 0 | 0 | 0 | 0 | 0 | 0 | 0 | 0 | 0 | 0 | 0
SX3BRA8 E1_M1_1 FROM_TO | SX3BRA8 | E1_M1_1 | 214 | 1 | 1 | FIVE_PTS | WSTSIDE | FROM_TO | 73521.13 | -0.07302 | 0.14905 | -0.30283 | 0.45764 | 146.844 | -7.1565 | 0 | 10000 | 9358.003 | Competitive | 0 | 0 | 0 | 0 | 0 | 1 | 1 | Non-Competitive | Non-Competitive | Non-Competitive | Non-Competitive | Non-Competitive | 13 | 13 | 40 | 13 | 13 | 40 | 13 | 13 | 40 | 13 | 13 | 40 | 13 | 13 | 40
SX3BRA8 E1_M1_1 TO_FROM | SX3BRA8 | E1_M1_1 | 214 | 1 | 1 | FIVE_PTS | WSTSIDE | TO_FROM | 73521.13 | -0.14905 | 0.073021 | -0.45764 | 0.30283 | 168.6808 | -38.413 | 0 | 9358.003 | 10000 | Competitive | 0 | 0 | 0 | 0 | 0 | 1 | 1 | Non-Competitive | Non-Competitive | Non-Competitive | Non-Competitive | Non-Competitive | 2 | 2 | 2 | 2 | 2 | 2 | 2 | 2 | 2 | 2 | 2 | 2 | 2 | 2 | 2
SX3CAL8 E1_M1_1 FROM_TO | SX3CAL8 | E1_M1_1 | 214 | 1 | 1 | FIVE_PTS | WSTSIDE | FROM_TO | 73521.13 | -0.073 | 0.14907 | -0.30281 | 0.45765 | 148.0858 | -5.917 | 0 | 10000 | 9358.48 | Competitive | 0 | 0 | 0 | 0 | 0 | 1 | 1 | Non-Competitive | Non-Competitive | Non-Competitive | Non-Competitive | Non-Competitive | 13 | 13 | 40 | 13 | 13 | 40 | 13 | 13 | 40 | 13 | 13 | 40 | 13 | 13 | 40
SX3CAL8 E1_M1_1 TO_FROM | SX3CAL8 | E1_M1_1 | 214 | 1 | 1 | FIVE_PTS | WSTSIDE | TO_FROM | 73521.13 | -0.14907 | 0.073004 | -0.45765 | 0.30281 | 167.4404 | -39.6525 | 0 | 9358.48 | 10000 | Competitive | 0 | 0 | 0 | 0 | 0 | 1 | 1 | Non-Competitive | Non-Competitive | Non-Competitive | Non-Competitive | Non-Competitive | 2 | 2 | 2 | 2 | 2 | 2 | 2 | 2 | 2 | 2 | 2 | 2 | 2 | 2 | 2
SYOACUE8 542T542_1 FROM_TO | SYOACUE8 | 542T542_1 | 28 | 1 | 1 | L_CUERHY9_1Y | L_CUERO_9_1Y | FROM_TO | 73521.13 | -0.01459 | 0.003774 | -0.34117 | 0.59452 | 28.4672 | -33.2226 | 0 | 8232.935 | 2799.371 | Competitive | 0 | 0 | 0 | 0 | 1 | 1 | 0 | Non-Competitive | Non-Competitive | Non-Competitive | Non-Competitive | Non-Competitive | 0 | 0 | 0 | 0 | 0 | 0 | 0 | 0 | 0 | 0 | 0 | 0 | 0 | 0 | 0
SYOACUE8 542T542_1 TO_FROM | SYOACUE8 | 542T542_1 | 28 | 1 | 1 | L_CUERHY9_1Y | L_CUERO_9_1Y | TO_FROM | 73521.13 | -0.00377 | 0.014594 | -0.59452 | 0.34118 | 49.2167 | -2.1974 | 0 | 2718.758 | 8283.268 | Competitive | 0 | 0 | 0 | 0 | 0 | 1 | 0 | Non-Competitive | Non-Competitive | Non-Competitive | Non-Competitive | Non-Competitive | 0 | 0 | 0 | 0 | 0 | 0 | 0 | 0 | 0 | 0 | 0 | 0 | 0 | 0 | 0
SZEPCMN8 DOW_RISN_1 FROM_TO | SZEPCMN8 | DOW_RISN_1 | 31 | 2 | 2 | DOWNING | RISINGSTAR | FROM_TO | 73521.13 | -0.00852 | 0.00967 | -0.5351 | 0.14765 | 39.082 | 0.2808 | 0 | 5685.192 | 10000 | Competitive | 0 | 0 | 0 | 0 | 0 | 1 | 0 | Non-Competitive | Non-Competitive | Non-Competitive | Non-Competitive | Non-Competitive | 0 | 0 | 0 | 0 | 0 | 0 | 0 | 0 | 0 | 0 | 0 | 0 | 0 | 0 | 0
SZEPCMN8 DOW_RISN_1 TO_FROM | SZEPCMN8 | DOW_RISN_1 | 31 | 2 | 2 | DOWNING | RISINGSTAR | TO_FROM | 73521.13 | -0.00665 | 0.008516 | -0.14765 | 0.5351 | 28.3564 | -26.488 | 0 | 10000 | 7649.659 | Competitive | 0 | 0 | 0 | 0 | 0 | 1 | 0 | Non-Competitive | Non-Competitive | Non-Competitive | Non-Competitive | Non-Competitive | 0 | 0 | 0 | 0 | 0 | 0 | 0 | 0 | 0 | 0 | 0 | 0 | 0 | 0 | 0
SZORMAR5 419T419_1 FROM_TO | SZORMAR5 | 419T419_1 | 1135 | 1 | 1 | L_MARION5_1Y | L_CLEASP5_1Y | FROM_TO | 73521.13 | -0.38031 | 0.45304 | -0.38031 | 0.45304 | 2622.353 | -175.86 | 0 | 1998.408 | 1226.782 | Competitive | 0 | 1 | 1 | 1 | 1 | 1 | 1 | Non-Competitive | Competitive | Competitive | Competitive | Competitive | 68 | 116 | 204 | 0 | 0 | 0 | 0 | 0 | 0 | 0 | 0 | 0 | 0 | 0 | 0
SZORMAR5 419T419_1 TO_FROM | SZORMAR5 | 419T419_1 | 1135 | 1 | 1 | L_MARION5_1Y | L_CLEASP5_1Y | TO_FROM | 73521.13 | -0.45304 | 0.38031 | -0.45304 | 0.38031 | 5714.714 | -53.4901 | 0 | 1073.362 | 2173.535 | Competitive | 0 | 0 | 0 | 1 | 1 | 1 | 1 | Non-Competitive | Non-Competitive | Non-Competitive | Competitive | Competitive | 31 | 47 | 113 | 31 | 47 | 113 | 31 | 47 | 113 | 0 | 0 | 0 | 0 | 0 | 0
UCOLCOL1 BLESSI_LOLITA1_1 FROM_TO | UCOLCOL1 | BLESSI_LOLITA1_1 | 211 | 0 | 0 | BLESSING4A | LOLITA4A | FROM_TO | 73521.13 | -0.30529 | 0.048276 | -0.41939 | 0.13192 | 815.1537 | -155.139 | 0 | 1801.938 | 5903.865 | Competitive | 0 | 0 | 0 | 0 | 0 | 1 | 1 | Non-Competitive | Non-Competitive | Non-Competitive | Non-Competitive | Non-Competitive | 12 | 12 | 31 | 12 | 12 | 31 | 12 | 12 | 31 | 12 | 12 | 31 | 12 | 12 | 31
UCOLCOL1 BLESSI_LOLITA1_1 TO_FROM | UCOLCOL1 | BLESSI_LOLITA1_1 | 211 | 0 | 0 | BLESSING4A | LOLITA4A | TO_FROM | 73521.13 | -0.04828 | 0.30529 | -0.13192 | 0.41939 | 479.9043 | -320.766 | 0 | 5587.002 | 1946.428 | Competitive | 0 | 0 | 1 | 1 | 1 | 1 | 1 | Non-Competitive | Non-Competitive | Competitive | Competitive | Competitive | 14 | 30 | 36 | 14 | 30 | 36 | 0 | 0 | 0 | 0 | 0 | 0 | 0 | 0 | 0
UDO7DOW1 DOW68_1 FROM_TO | UDO7DOW1 | DOW68_1 | 129 | 0 | 0 | DOWGEN_1_8 | DOWGEN_3_8 | FROM_TO | 73521.13 | -0.00155 | 0.72904 | -0.00155 | 0.99386 | 124.1037 | -113.814 | 0 | 10000 | 800.774 | Competitive | 1 | 1 | 1 | 1 | 1 | 1 | 0 | Non-Competitive | Non-Competitive | Non-Competitive | Non-Competitive | Non-Competitive | 0 | 0 | 0 | 0 | 0 | 0 | 0 | 0 | 0 | 0 | 0 | 0 | 0 | 0 | 0
UDO7DOW1 DOW68_1 TO_FROM | UDO7DOW1 | DOW68_1 | 129 | 0 | 0 | DOWGEN_1_8 | DOWGEN_3_8 | TO_FROM | 73521.13 | -0.72904 | 0.001548 | -0.99386 | 0.001548 | 113.8513 | 113.8135 | 0 | 700.34 | 10000 | Competitive | 0 | 0 | 0 | 0 | 0 | 1 | 1 | Non-Competitive | Non-Competitive | Non-Competitive | Non-Competitive | Non-Competitive | 4 | 4 | 4 | 4 | 4 | 4 | 4 | 4 | 4 | 4 | 4 | 4 | 4 | 4 | 4
UDO8DOW1 DOW69_1 FROM_TO | UDO8DOW1 | DOW69_1 | 129 | 0 | 0 | DOWGEN_2_8 | DOWGEN_3_8 | FROM_TO | 73521.13 | -0.00224 | 0.99775 | -0.00224 | 0.99775 | 177.2797 | -165.026 | 0 | 10000 | 800.786 | Non-Competi | 1 | 1 | 1 | 1 | 1 | 1 | 0 | Non-Competitive | Non-Competitive | Non-Competitive | Non-Competitive | Non-Competitive | 0 | 0 | 0 | 0 | 0 | 0 | 0 | 0 | 0 | 0 | 0 | 0 | 0 | 0 | 0
UDO8DOW1 DOW69_1 TO_FROM | UDO8DOW1 | DOW69_1 | 129 | 0 | 0 | DOWGEN_2_8 | DOWGEN_3_8 | TO_FROM | 73521.13 | -0.99776 | 0.002245 | -0.99776 | 0.002245 | 165.0791 | 165.026 | 0 | 700.35 | 10000 | Non-Competi | 0 | 0 | 0 | 0 | 0 | 0 | 1 | Non-Competitive | Non-Competitive | Non-Competitive | Non-Competitive | Non-Competitive | 3 | 3 | 3 | 3 | 3 | 3 | 3 | 3 | 3 | 3 | 3 | 3 | 3 | 3 | 3
UENAENA1 ECRSW_FMR1 FROM_TO | UENAENA1 | ECRSW_FMR1 | 28 | 0 | 0 | ENSCRKSS_9 | ENSCRKSS_8 | FROM_TO | 73521.13 | -0.00026 | 0 | -0.00026 | 0.99974 | -19.3835 | -19.371 | 0 | 0 | 795.756 | Competitive | 1 | 1 | 1 | 1 | 1 | 1 | 0 | Non-Competitive | Non-Competitive | Non-Competitive | Non-Competitive | Non-Competitive | 0 | 0 | 0 | 0 | 0 | 0 | 0 | 0 | 0 | 0 | 0 | 0 | 0 | 0 | 0
UENAENA1 ECRSW_FMR1 TO_FROM | UENAENA1 | ECRSW_FMR1 | 28 | 0 | 0 | ENSCRKSS_9 | ENSCRKSS_8 | TO_FROM | 73521.13 | 0 | 0.000263 | -0.99974 | 0.000263 | 19.3735 | 19.371 | 0 | 696.487 | 0 | Competitive | 1 | 1 | 1 | 1 | 1 | 1 | 0 | Non-Competitive | Non-Competitive | Non-Competitive | Non-Competitive | Non-Competitive | 0 | 0 | 0 | 0 | 0 | 0 | 0 | 0 | 0 | 0 | 0 | 0 | 0 | 0 | 0
UFO1FOR1 VICTOR_V_DUPS1_1 FROM_TO | UFO1FOR1 | VICTOR_V_DUPS1_1 | 206 | 0 | 0 | V_DUPSW4A | VICTORIA4A | FROM_TO | 73521.13 | -0.05176 | 0.39307 | -0.05176 | 0.39307 | 109.0325 | -251.163 | 0 | 4316.115 | 4390.468 | Competitive | 0 | 0 | 0 | 0 | 0 | 1 | 1 | Non-Competitive | Non-Competitive | Non-Competitive | Non-Competitive | Non-Competitive | 7 | 7 | 7 | 7 | 7 | 7 | 7 | 7 | 7 | 7 | 7 | 7 | 7 | 7 | 7
UFO1FOR1 VICTOR_V_DUPS1_1 TO_FROM | UFO1FOR1 | VICTOR_V_DUPS1_1 | 206 | 0 | 0 | V_DUPSW4A | VICTORIA4A | TO_FROM | 73521.13 | -0.39307 | 0.051757 | -0.39307 | 0.051757 | 307.1892 | 80.6993 | 0 | 4390.468 | 4681.707 | Non-Competi | 0 | 0 | 0 | 0 | 0 | 1 | 1 | Non-Competitive | Non-Competitive | Non-Competitive | Non-Competitive | Non-Competitive | 13 | 20 | 20 | 13 | 20 | 20 | 13 | 20 | 20 | 13 | 20 | 20 | 13 | 20 | 20
XAND89 6596__F FROM_TO | XAND89 | 6596__F | 60 | 2 | 2 | HOLTSS_9 | EMMATAP_9 | FROM_TO | 73521.13 | 0 | 0.000535 | -0.99947 | 0.000535 | 39.3211 | 39.316 | 0 | 696.487 | 0 | Competitive | 1 | 1 | 1 | 1 | 1 | 1 | 0 | Non-Competitive | Non-Competitive | Non-Competitive | Non-Competitive | Non-Competitive | 0 | 0 | 0 | 0 | 0 | 0 | 0 | 0 | 0 | 0 | 0 | 0 | 0 | 0 | 0
XAND89 6596__F TO_FROM | XAND89 | 6596__F | 60 | 2 | 2 | HOLTSS_9 | EMMATAP_9 | TO_FROM | 73521.13 | -0.00053 | 0 | -0.00053 | 0.99947 | -39.3413 | -39.316 | 0 | 0 | 795.756 | Competitive | 1 | 1 | 1 | 1 | 1 | 1 | 0 | Non-Competitive | Non-Competitive | Non-Competitive | Non-Competitive | Non-Competitive | 0 | 0 | 0 | 0 | 0 | 0 | 0 | 0 | 0 | 0 | 0 | 0 | 0 | 0 | 0
XAND89 HLTSW_FMR1 FROM_TO | XAND89 | HLTSW_FMR1 | 77 | 2 | 2 | HOLTSS_9 | HOLTSS_8 | FROM_TO | 73521.13 | -0.01055 | 0.002034 | -0.0814 | 0.5216 | -27.9828 | -32.5899 | 0 | 5858.281 | 10000 | Competitive | 0 | 0 | 0 | 0 | 0 | 1 | 0 | Non-Competitive | Non-Competitive | Non-Competitive | Non-Competitive | Non-Competitive | 0 | 0 | 0 | 0 | 0 | 0 | 0 | 0 | 0 | 0 | 0 | 0 | 0 | 0 | 0
XAND89 HLTSW_FMR1 TO_FROM | XAND89 | HLTSW_FMR1 | 77 | 2 | 2 | HOLTSS_9 | HOLTSS_8 | TO_FROM | 73521.13 | -0.00203 | 0.019485 | -0.5216 | 0.0814 | 47.4108 | 31.0187 | 0 | 3404.445 | 5858.281 | Competitive | 0 | 0 | 0 | 0 | 0 | 1 | 0 | Non-Competitive | Non-Competitive | Non-Competitive | Non-Competitive | Non-Competitive | 0 | 0 | 0 | 0 | 0 | 0 | 0 | 0 | 0 | 0 | 0 | 0 | 0 | 0 | 0
XARA89 ROCKPORT_69A1 FROM_TO | XARA89 | ROCKPORT_69A1 | 102 | 1 | 1 | ROCKPORT2A | ROCKPORT4A | FROM_TO | 73521.13 | -0.01768 | 0.011483 | -0.15162 | 0.56662 | -43.4323 | -79.4407 | 0 | 9246.618 | 5147.705 | Competitive | 0 | 0 | 0 | 0 | 0 | 1 | 0 | Non-Competitive | Non-Competitive | Non-Competitive | Non-Competitive | Non-Competitive | 0 | 0 | 0 | 0 | 0 | 0 | 0 | 0 | 0 | 0 | 0 | 0 | 0 | 0 | 0
XARA89 ROCKPORT_69A1 TO_FROM | XARA89 | ROCKPORT_69A1 | 102 | 1 | 1 | ROCKPORT2A | ROCKPORT4A | TO_FROM | 73521.13 | -0.01148 | 0.017684 | -0.56662 | 0.15162 | 93.154 | 55.2631 | 0 | 4377.18 | 9246.618 | Competitive | 0 | 0 | 0 | 0 | 0 | 1 | 0 | Non-Competitive | Non-Competitive | Non-Competitive | Non-Competitive | Non-Competitive | 0 | 0 | 0 | 0 | 0 | 0 | 0 | 0 | 0 | 0 | 0 | 0 | 0 | 0 | 0
XASH89 CRYSTA_TURTLC1_1 FROM_TO | XASH89 | CRYSTA_TURTLC1_1 | 38 | 1 | 1 | CRYSTAL2A | TURTLECK2A | FROM_TO | 73521.13 | -0.00041 | 0 | -0.00041 | 0.99959 | -30.0694 | -30.05 | 0 | 0 | 795.756 | Competitive | 1 | 1 | 1 | 1 | 1 | 1 | 0 | Non-Competitive | Non-Competitive | Non-Competitive | Non-Competitive | Non-Competitive | 0 | 0 | 0 | 0 | 0 | 0 | 0 | 0 | 0 | 0 | 0 | 0 | 0 | 0 | 0
XASH89 CRYSTA_TURTLC1_1 TO_FROM | XASH89 | CRYSTA_TURTLC1_1 | 38 | 1 | 1 | CRYSTAL2A | TURTLECK2A | TO_FROM | 73521.13 | 0 | 0.000409 | -0.99959 | 0.000409 | 30.0539 | 30.05 | 0 | 696.487 | 0 | Competitive | 1 | 1 | 1 | 1 | 1 | 1 | 0 | Non-Competitive | Non-Competitive | Non-Competitive | Non-Competitive | Non-Competitive | 0 | 0 | 0 | 0 | 0 | 0 | 0 | 0 | 0 | 0 | 0 | 0 | 0 | 0 | 0
XATK89 NAL_BRIR_1 FROM_TO | XATK89 | NAL_BRIR_1 | 45 | 1 | 1 | BRYN_NALL | BRYN_BRCREST | FROM_TO | 73521.13 | -0.32703 | 0.000932 | -0.68035 | 0.18378 | 49.245 | 44.1124 | 0 | 749.273 | 10000 | Competitive | 0 | 0 | 0 | 0 | 0 | 1 | 1 | Non-Competitive | Non-Competitive | Non-Competitive | Non-Competitive | Non-Competitive | 4 | 4 | 4 | 4 | 4 | 4 | 4 | 4 | 4 | 4 | 4 | 4 | 4 | 4 | 4
XATK89 NAL_BRIR_1 TO_FROM | XATK89 | NAL_BRIR_1 | 45 | 1 | 1 | BRYN_NALL | BRYN_BRCREST | TO_FROM | 73521.13 | -0.00093 | 0.32703 | -0.18378 | 0.68035 | -33.4791 | -47.1908 | 0 | 10000 | 854.189 | Competitive | 1 | 1 | 1 | 1 | 1 | 1 | 0 | Non-Competitive | Non-Competitive | Non-Competitive | Non-Competitive | Non-Competitive | 0 | 0 | 0 | 0 | 0 | 0 | 0 | 0 | 0 | 0 | 0 | 0 | 0 | 0 | 0
XAU2S58 AUSTRO_AT2H FROM_TO | XAU2S58 | AUSTRO_AT2H | 480 | 3 | 3 | L_AUSTRO5_1Y | AUSTRO2_1KV | FROM_TO | 73521.13 | -0.18323 | 0.064349 | -0.32292 | 0.078919 | 802.5734 | 340.595 | 0 | 4211.09 | 5653.045 | Non-Competi | 0 | 0 | 0 | 0 | 0 | 1 | 1 | Non-Competitive | Non-Competitive | Non-Competitive | Non-Competitive | Non-Competitive | 35 | 35 | 35 | 35 | 35 | 35 | 35 | 35 | 35 | 35 | 35 | 35 | 35 | 35 | 35
XAU2S58 AUSTRO_AT2H TO_FROM | XAU2S58 | AUSTRO_AT2H | 480 | 3 | 3 | L_AUSTRO5_1Y | AUSTRO2_1KV | TO_FROM | 73521.13 | -0.06435 | 0.31952 | -0.07892 | 0.32292 | -113.055 | -735.314 | 0 | 5172.249 | 4211.09 | Competitive | 0 | 0 | 0 | 0 | 0 | 1 | 1 | Non-Competitive | Non-Competitive | Non-Competitive | Non-Competitive | Non-Competitive | 13 | 13 | 13 | 13 | 13 | 13 | 13 | 13 | 13 | 13 | 13 | 13 | 13 | 13 | 13
XB2I58 JN_AT3L FROM_TO | XB2I58 | JN_AT3L | 717 | 3 | 3 | JENETA__138A | 49182_STAR | FROM_TO | 73521.13 | -0.03199 | 0.062497 | -0.90157 | 0.22885 | -185.125 | -594.437 | 0 | 7961.247 | 2290.677 | Competitive | 0 | 0 | 0 | 1 | 1 | 1 | 1 | Non-Competitive | Non-Competitive | Non-Competitive | Competitive | Competitive | 6 | 6 | 6 | 6 | 6 | 6 | 6 | 6 | 6 | 0 | 0 | 0 | 0 | 0 | 0
XB2I58 JN_AT3L TO_FROM | XB2I58 | JN_AT3L | 717 | 3 | 3 | JENETA__138A | 49182_STAR | TO_FROM | 73521.13 | -0.0625 | 0.031993 | -0.22885 | 0.90157 | 760.5108 | 409.7908 | 0 | 1946.907 | 7962.65 | Competitive | 0 | 0 | 0 | 0 | 0 | 1 | 1 | Non-Competitive | Non-Competitive | Non-Competitive | Non-Competitive | Non-Competitive | 12 | 12 | 18 | 12 | 12 | 18 | 12 | 12 | 18 | 12 | 12 | 18 | 12 | 12 | 18
XBA2N89 BANDER_5AT2 FROM_TO | XBA2N89 | BANDER_5AT2 | 44 | 1 | 1 | L_BANDER9_1Y | L_BANDER8_1Y | FROM_TO | 73521.13 | -0.00339 | 0.026421 | -0.02841 | 0.84214 | 41.7513 | -47.9278 | 0 | 2060.607 | 2873.024 | Competitive | 0 | 0 | 0 | 0 | 1 | 1 | 0 | Non-Competitive | Non-Competitive | Non-Competitive | Non-Competitive | Non-Competitive | 0 | 0 | 0 | 0 | 0 | 0 | 0 | 0 | 0 | 0 | 0 | 0 | 0 | 0 | 0
XBA2N89 BANDER_5AT2 TO_FROM | XBA2N89 | BANDER_5AT2 | 44 | 1 | 1 | L_BANDER9_1Y | L_BANDER8_1Y | TO_FROM | 73521.13 | -0.02642 | 0.005966 | -0.84214 | 0.028412 | 73.3823 | 10.2483 | 0 | 3094.308 | 10000 | Competitive | 0 | 0 | 0 | 0 | 0 | 1 | 1 | Non-Competitive | Non-Competitive | Non-Competitive | Non-Competitive | Non-Competitive | 2 | 2 | 2 | 2 | 2 | 2 | 2 | 2 | 2 | 2 | 2 | 2 | 2 | 2 | 2
XBA3T89 2585_1 FROM_TO | XBA3T89 | 2585_1 | 122 | 1 | 1 | MOORESUB8 | DOWNIESUB8 | FROM_TO | 73521.13 | -0.14153 | 0.040627 | -0.38357 | 0.11121 | 177.7275 | 0.30574 | 0 | 10000 | 10000 | Competitive | 0 | 0 | 0 | 0 | 0 | 1 | 1 | Non-Competitive | Non-Competitive | Non-Competitive | Non-Competitive | Non-Competitive | 2 | 2 | 2 | 2 | 2 | 2 | 2 | 2 | 2 | 2 | 2 | 2 | 2 | 2 | 2
XBA3T89 2585_1 TO_FROM | XBA3T89 | 2585_1 | 122 | 1 | 1 | MOORESUB8 | DOWNIESUB8 | TO_FROM | 73521.13 | -0.04063 | 0.14153 | -0.11121 | 0.38357 | 135.6985 | -142.198 | 0 | 3152.177 | 10000 | Competitive | 0 | 0 | 0 | 0 | 0 | 1 | 1 | Non-Competitive | Non-Competitive | Non-Competitive | Non-Competitive | Non-Competitive | 27 | 27 | 27 | 27 | 27 | 27 | 27 | 27 | 27 | 27 | 27 | 27 | 27 | 27 | 27
XBA3T89 ASHERTON_69A1 FROM_TO | XBA3T89 | ASHERTON_69A1 | 40.7 | 1 | 1 | ASHERTON2A | ASHERTON4A | FROM_TO | 73521.13 | -0.00942 | 0.000798 | -0.05867 | 0.75257 | -16.4427 | -32.1097 | 0 | 3744.606 | 4571.651 | Competitive | 0 | 0 | 0 | 0 | 0 | 1 | 0 | Non-Competitive | Non-Competitive | Non-Competitive | Non-Competitive | Non-Competitive | 0 | 0 | 0 | 0 | 0 | 0 | 0 | 0 | 0 | 0 | 0 | 0 | 0 | 0 | 0
XBA3T89 ASHERTON_69A1 TO_FROM | XBA3T89 | ASHERTON_69A1 | 40.7 | 1 | 1 | ASHERTON2A | ASHERTON4A | TO_FROM | 73521.13 | -0.00068 | 0.030785 | -0.75257 | 0.058673 | 37.8037 | 17.3445 | 0 | 10000 | 5775.794 | Competitive | 0 | 0 | 0 | 0 | 0 | 1 | 0 | Non-Competitive | Non-Competitive | Non-Competitive | Non-Competitive | Non-Competitive | 0 | 0 | 0 | 0 | 0 | 0 | 0 | 0 | 0 | 0 | 0 | 0 | 0 | 0 | 0
XBA3T89 UVALDE_69A1 FROM_TO | XBA3T89 | UVALDE_69A1 | 40.7 | 1 | 1 | UVALDE2A | UVALDE4A | FROM_TO | 73521.13 | -0.03035 | 0.005054 | -0.09123 | 0.65725 | 11.5821 | -24.0917 | 0 | 10000 | 10000 | Competitive | 0 | 0 | 0 | 0 | 0 | 1 | 1 | Non-Competitive | Non-Competitive | Non-Competitive | Non-Competitive | Non-Competitive | 2 | 2 | 2 | 2 | 2 | 2 | 2 | 2 | 2 | 2 | 2 | 2 | 2 | 2 | 2
XBA3T89 UVALDE_69A1 TO_FROM | XBA3T89 | UVALDE_69A1 | 40.7 | 1 | 1 | UVALDE2A | UVALDE4A | TO_FROM | 73521.13 | -0.0009 | 0.030348 | -0.65725 | 0.091231 | 37.3254 | 16.6328 | 0 | 8721.15 | 1871.697 | Competitive | 0 | 0 | 1 | 1 | 1 | 1 | 0 | Non-Competitive | Non-Competitive | Non-Competitive | Non-Competitive | Non-Competitive | 0 | 0 | 0 | 0 | 0 | 0 | 0 | 0 | 0 | 0 | 0 | 0 | 0 | 0 | 0
XBAL89 ABCG_ABSO1_1 FROM_TO | XBAL89 | ABCG_ABSO1_1 | 94 | 1 | 1 | ABSO2A | ABCG2A | FROM_TO | 73521.13 | -0.00243 | 0.011675 | -0.91069 | 0.043471 | 50.2812 | 17.185 | 0 | 3331.559 | 5095.051 | Competitive | 0 | 0 | 0 | 0 | 0 | 1 | 0 | Non-Competitive | Non-Competitive | Non-Competitive | Non-Competitive | Non-Competitive | 0 | 0 | 0 | 0 | 0 | 0 | 0 | 0 | 0 | 0 | 0 | 0 | 0 | 0 | 0
XBAL89 ABCG_ABSO1_1 TO_FROM | XBAL89 | ABCG_ABSO1_1 | 94 | 1 | 1 | ABSO2A | ABCG2A | TO_FROM | 73521.13 | -0.00291 | 0.008355 | -0.04347 | 0.91069 | -6.7877 | -30.3606 | 0 | 9232.661 | 2001.385 | Competitive | 0 | 0 | 0 | 1 | 1 | 1 | 0 | Non-Competitive | Non-Competitive | Non-Competitive | Non-Competitive | Non-Competitive | 0 | 0 | 0 | 0 | 0 | 0 | 0 | 0 | 0 | 0 | 0 | 0 | 0 | 0 | 0
XBAR89 ALMC_69T1 FROM_TO | XBAR89 | ALMC_69T1 | 33.3 | 1 | 1 | ALMC2A | ALMC4A | FROM_TO | 73521.13 | -0.00412 | 0.006826 | -0.13179 | 0.34512 | -7.378 | -15.971 | 0 | 3866.82 | 10000 | Competitive | 0 | 0 | 0 | 0 | 0 | 1 | 0 | Non-Competitive | Non-Competitive | Non-Competitive | Non-Competitive | Non-Competitive | 0 | 0 | 0 | 0 | 0 | 0 | 0 | 0 | 0 | 0 | 0 | 0 | 0 | 0 | 0
XBAR89 ALMC_69T1 TO_FROM | XBAR89 | ALMC_69T1 | 33.3 | 1 | 1 | ALMC2A | ALMC4A | TO_FROM | 73521.13 | -0.00159 | 0.004125 | -0.34512 | 0.13179 | 22.2704 | 13.8322 | 0 | 5743.217 | 10000 | Competitive | 0 | 0 | 0 | 0 | 0 | 1 | 0 | Non-Competitive | Non-Competitive | Non-Competitive | Non-Competitive | Non-Competitive | 0 | 0 | 0 | 0 | 0 | 0 | 0 | 0 | 0 | 0 | 0 | 0 | 0 | 0 | 0
XBE2L89 GLIDDE_3AT1 FROM_TO | XBE2L89 | GLIDDE_3AT1 | 49 | 1 | 1 | L_GLIDDE9_1Y | L_GLIDDE8_1Y | FROM_TO | 73521.13 | -0.00708 | 0.013438 | -0.03606 | 0.75117 | -0.34853 | -55.1465 | 0 | 2553.39 | 5106.933 | Competitive | 0 | 0 | 0 | 0 | 0 | 1 | 0 | Non-Competitive | Non-Competitive | Non-Competitive | Non-Competitive | Non-Competitive | 0 | 0 | 0 | 0 | 0 | 0 | 0 | 0 | 0 | 0 | 0 | 0 | 0 | 0 | 0
XBE2L89 GLIDDE_3AT1 TO_FROM | XBE2L89 | GLIDDE_3AT1 | 49 | 1 | 1 | L_GLIDDE9_1Y | L_GLIDDE8_1Y | TO_FROM | 73521.13 | -0.01344 | 0.007079 | -0.75117 | 0.036057 | 86.7697 | 14.7196 | 0 | 5072.936 | 2605.785 | Competitive | 0 | 0 | 0 | 0 | 1 | 1 | 0 | Non-Competitive | Non-Competitive | Non-Competitive | Non-Competitive | Non-Competitive | 0 | 0 | 0 | 0 | 0 | 0 | 0 | 0 | 0 | 0 | 0 | 0 | 0 | 0 | 0
XBL2U58 ABSO_BLUF_C1_1 FROM_TO | XBL2U58 | ABSO_BLUF_C1_1 | 382 | 3 | 3 | ABSO4A | BLF_CRK4C | FROM_TO | 73521.13 | -0.00814 | 0.15203 | -0.13962 | 0.28151 | -6.7487 | -165.028 | 0 | 3626.929 | 822.288 | Competitive | 1 | 1 | 1 | 1 | 1 | 1 | 0 | Non-Competitive | Non-Competitive | Non-Competitive | Non-Competitive | Non-Competitive | 0 | 0 | 4 | 0 | 0 | 4 | 0 | 0 | 4 | 0 | 0 | 4 | 0 | 0 | 4
XBL2U58 ABSO_BLUF_C1_1 TO_FROM | XBL2U58 | ABSO_BLUF_C1_1 | 382 | 3 | 3 | ABSO4A | BLF_CRK4C | TO_FROM | 73521.13 | -0.0215 | 0.13941 | -0.28151 | 0.13962 | 338.6411 | 131.1483 | 0 | 9000.239 | 5233.43 | Competitive | 0 | 0 | 0 | 0 | 0 | 1 | 1 | Non-Competitive | Non-Competitive | Non-Competitive | Non-Competitive | Non-Competitive | 4 | 4 | 4 | 4 | 4 | 4 | 4 | 4 | 4 | 4 | 4 | 4 | 4 | 4 | 4
XBL2U58 NICOLE_OAKC1_1 FROM_TO | XBL2U58 | NICOLE_OAKC1_1 | 275 | 3 | 3 | OAKC4A | NICOLE4A | FROM_TO | 73521.13 | -0.00561 | 0.053655 | -0.31596 | 0.64318 | -48.3381 | -82.4591 | 0 | 6105.131 | 3300.534 | Competitive | 0 | 0 | 0 | 0 | 0 | 1 | 0 | Non-Competitive | Non-Competitive | Non-Competitive | Non-Competitive | Non-Competitive | 0 | 0 | 0 | 0 | 0 | 0 | 0 | 0 | 0 | 0 | 0 | 0 | 0 | 0 | 0
XBL2U58 NICOLE_OAKC1_1 TO_FROM | XBL2U58 | NICOLE_OAKC1_1 | 275 | 3 | 3 | OAKC4A | NICOLE4A | TO_FROM | 73521.13 | -0.02291 | 0.31596 | -0.64318 | 0.31596 | 203.0503 | 66.2437 | 0 | 7351.295 | 10000 | Competitive | 0 | 0 | 0 | 0 | 0 | 1 | 1 | Non-Competitive | Non-Competitive | Non-Competitive | Non-Competitive | Non-Competitive | bar: 11 to 17
XBL2U58 NICOLE_ORNT1_1 FROM_TO | XBL2U58 | NICOLE_ORNT1_1 | 135 | 3 | 3 | NICOLE4A | ORNT4A | FROM_TO | 73521.13 | -0.01604 | 0.18566 | -0.29958 | 0.18566 | 133.5703 | -34.3818 | 0 | 6794.829 | 10000 | Competitive | 0 | 0 | 0 | 0 | 0 | 1 | 0 | Non-Competitive | Non-Competitive | Non-Competitive | Non-Competitive | Non-Competitive | 0 | 0 | 0 | 0 | 0 | 0 | 0 | 0 | 0 | 0 | 0 | 0 | 0 | 0 | 0
XBL2U58 NICOLE_ORNT1_1 TO_FROM | XBL2U58 | NICOLE_ORNT1_1 | 135 | 3 | 3 | NICOLE4A | ORNT4A | TO_FROM | 73521.13 | -0.00743 | 0.054117 | -0.18566 | 0.29958 | 88.9372 | -21.7407 | 0 | 10000 | 2201.098 | Competitive | 0 | 0 | 0 | 1 | 1 | 1 | 0 | Non-Competitive | Non-Competitive | Non-Competitive | Non-Competitive | Non-Competitive | bar: 11 to 17
XCA2G58 CAGNON_MR3H FROM_TO | XCA2G58 | CAGNON_MR3H | 600 | 3 | 3 | CAGNON_5 | CAGSTAR3 | FROM_TO | 73521.13 | -0.20833 | 0.085814 | -0.8623 | 0.13923 | 979.4322 | 727.4107 | 0 | 6802.52 | 9487.679 | Non-Competi | 0 | 0 | 0 | 0 | 0 | 0 | 1 | Non-Competitive | Non-Competitive | Non-Competitive | Non-Competitive | Non-Competitive | 15 | 15 | 44 | 15 | 15 | 44 | 15 | 15 | 44 | 15 | 15 | 44 | 15 | 15 | 44
XCA2G58 CAGNON_MR3H TO_FROM | XCA2G58 | CAGNON_MR3H | 600 | 3 | 3 | CAGNON_5 | CAGSTAR3 | TO_FROM | 73521.13 | -0.08581 | 0.20833 | -0.13923 | 0.8623 | -294.443 | -828.209 | 0 | 9472.311 | 10000 | Competitive | 0 | 0 | 0 | 0 | 0 | 1 | 1 | Non-Competitive | Non-Competitive | Non-Competitive | Non-Competitive | Non-Competitive | 5 | 5 | 5 | 5 | 5 | 5 | 5 | 5 | 5 | 5 | 5 | 5 | 5 | 5 | 5
XCA2G58 CAGNON_MR3L FROM_TO | XCA2G58 | CAGNON_MR3L | 600 | 3 | 3 | CAGNON1_8 | CAGSTAR3 | FROM_TO | 73521.13 | -0.08581 | 0.20833 | -0.13923 | 0.29785 | -294.443 | -828.209 | 0 | 9472.311 | 10000 | Competitive | 0 | 0 | 0 | 0 | 0 | 1 | 1 | Non-Competitive | Non-Competitive | Non-Competitive | Non-Competitive | Non-Competitive | 5 | 5 | 5 | 5 | 5 | 5 | 5 | 5 | 5 | 5 | 5 | 5 | 5 | 5 | 5
XCA2G58 CAGNON_MR3L TO_FROM | XCA2G58 | CAGNON_MR3L | 600 | 3 | 3 | CAGNON1_8 | CAGSTAR3 | TO_FROM | 73521.13 | -0.20833 | 0.085814 | -0.29785 | 0.13923 | 979.4322 | 727.4107 | 0 | 6802.52 | 9487.679 | Non-Competi | 0 | 0 | 0 | 0 | 0 | 0 | 1 | Non-Competitive | Non-Competitive | Non-Competitive | Non-Competitive | Non-Competitive | 15 | 15 | 44 | 15 | 15 | 44 | 15 | 15 | 44 | 15 | 15 | 44 | 15 | 15 | 44
XCAG158 CAGNON_MR4H FROM_TO | XCAG158 | CAGNON_MR4H | 600 | 0 | 0 | CAGNON_5 | CAGSTAR4 | FROM_TO | 73521.13 | -0.14683 | 0.059937 | -0.90597 | 0.098067 | 686.1126 | 509.6788 | 0 | 6787.942 | 9496.2 | Competitive | 0 | 0 | 0 | 0 | 0 | 1 | 1 | Non-Competitive | Non-Competitive | Non-Competitive | Non-Competitive | Non-Competitive | 15 | 15 | 44 | 15 | 15 | 44 | 15 | 15 | 44 | 15 | 15 | 44 | 15 | 15 | 44
XCAG158 CAGNON_MR4H TO_FROM | XCAG158 | CAGNON_MR4H | 600 | 0 | 0 | CAGNON_5 | CAGSTAR4 | TO_FROM | 73521.13 | -0.05994 | 0.14683 | -0.09807 | 0.90597 | -204.813 | -580.211 | 0 | 9481.108 | 10000 | Competitive | 0 | 0 | 0 | 0 | 0 | 1 | 1 | Non-Competitive | Non-Competitive | Non-Competitive | Non-Competitive | Non-Competitive | 5 | 5 | 5 | 5 | 5 | 5 | 5 | 5 | 5 | 5 | 5 | 5 | 5 | 5 | 5
XCAG58 CAGNON_MR4H FROM_TO | XCAG58 | CAGNON_MR4H | 600 | 3 | 3 | CAGNON_5 | CAGSTAR4 | FROM_TO | 73521.13 | -0.20974 | 0.085956 | -0.86314 | 0.13946 | 982.697 | 729.9265 | 0 | 6794.318 | 9492.521 | Non-Competi | 0 | 0 | 0 | 0 | 0 | 0 | 1 | Non-Competitive | Non-Competitive | Non-Competitive | Non-Competitive | Non-Competitive | 15 | 15 | 44 | 15 | 15 | 44 | 15 | 15 | 44 | 15 | 15 | 44 | 15 | 15 | 44
XCAG58 CAGNON_MR4H TO_FROM | XCAG58 | CAGNON_MR4H | 600 | 3 | 3 | CAGNON_5 | CAGSTAR4 | TO_FROM | 73521.13 | -0.08596 | 0.20974 | -0.13946 | 0.86314 | -294.247 | -830.998 | 0 | 9477.31 | 10000 | Competitive | 0 | 0 | 0 | 0 | 0 | 1 | 1 | Non-Competitive | Non-Competitive | Non-Competitive | Non-Competitive | Non-Competitive | 5 | 5 | 5 | 5 | 5 | 5 | 5 | 5 | 5 | 5 | 5 | 5 | 5 | 5 | 5
XCAG58 CAGNON_MR4L FROM_TO | XCAG58 | CAGNON_MR4L | 600 | 3 | 3 | CAGNON3_8 | CAGSTAR4 | FROM_TO | 73521.13 | -0.08596 | 0.20974 | -0.13946 | 0.29912 | -294.247 | -830.998 | 0 | 9477.31 | 10000 | Competitive | 0 | 0 | 0 | 0 | 0 | 1 | 1 | Non-Competitive | Non-Competitive | Non-Competitive | Non-Competitive | Non-Competitive | 5 | 5 | 5 | 5 | 5 | 5 | 5 | 5 | 5 | 5 | 5 | 5 | 5 | 5 | 5
XCAG58 CAGNON_MR4L TO_FROM | XCAG58 | CAGNON_MR4L | 600 | 3 | 3 | CAGNON3_8 | CAGSTAR4 | TO_FROM | 73521.13 | -0.20974 | 0.085956 | -0.29912 | 0.13946 | 982.697 | 729.9265 | 0 | 6794.318 | 9492.521 | Non-Competi | 0 | 0 | 0 | 0 | 0 | 0 | 1 | Non-Competitive | Non-Competitive | Non-Competitive | Non-Competitive | Non-Competitive | 15 | 15 | 44 | 15 | 15 | 44 | 15 | 15 | 44 | 15 | 15 | 44 | 15 | 15 | 44
XCAG58 M3_G2_1 FROM_TO | XCAG58 | M3_G2_1 | 296 | 3 | 3 | HAMWOLF | MED_CTR | FROM_TO | 73521.13 | -0.00807 | 0.057759 | -0.38082 | 0.50677 | -80.1177 | -235.447 | 0 | 9444.885 | 911.962 | Competitive | 1 | 1 | 1 | 1 | 1 | 1 | 0 | Non-Competitive | Non-Competitive | Non-Competitive | Non-Competitive | Non-Competitive | 0 | 0 | 0 | 0 | 0 | 0 | 0 | 0 | 0 | 0 | 0 | 0 | 0 | 0 | 0
XCAG58 M3_G2_1 TO_FROM | XCAG58 | M3_G2_1 | 296 | 3 | 3 | HAMWOLF | MED_CTR | TO_FROM | 73521.13 | -0.05776 | 0.008074 | -0.50677 | 0.38082 | 273.1588 | 196.4713 | 0 | 871.332 | 9444.885 | Competitive | 0 | 0 | 0 | 0 | 0 | 1 | 1 | Non-Competitive | Non-Competitive | Non-Competitive | Non-Competitive | Non-Competitive | 15 | 15 | 15 | 15 | 15 | 15 | 15 | 15 | 15 | 15 | 15 | 15 | 15 | 15 | 15
XCDH58 6325__C FROM_TO | XCDH58 | 6325__C | 210 | 5 | 5 | SHRY_B8 | PARKROW2_8 | FROM_TO | 73521.13 | -0.10345 | 0.035967 | -0.79917 | 0.13834 | 466.1074 | 122.2035 | 0 | 5482.766 | 10000 | Competitive | 0 | 0 | 0 | 0 | 0 | 1 | 1 | Non-Competitive | Non-Competitive | Non-Competitive | Non-Competitive | Non-Competitive | 3 | 3 | 3 | 3 | 3 | 3 | 3 | 3 | 3 | 3 | 3 | 3 | 3 | 3 | 3
XCDH58 6325__C TO_FROM | XCDH58 | 6325__C | 210 | 5 | 5 | SHRY_B8 | PARKROW2_8 | TO_FROM | 73521.13 | -0.03597 | 0.10345 | -0.13834 | 0.79917 | -8.8419 | -300.682 | 0 | 10000 | 5482.766 | Competitive | 0 | 0 | 0 | 0 | 0 | 1 | 1 | Non-Competitive | Non-Competitive | Non-Competitive | Non-Competitive | Non-Competitive | 3 | 3 | 3 | 3 | 3 | 3 | 3 | 3 | 3 | 3 | 3 | 3 | 3 | 3 | 3
XCLE58 MARION_4AT2 FROM_TO | XCLE58 | MARION_4AT2 | 478 | 1 | 1 | L_MARION5_1Y | L_MARION8_1Y | FROM_TO | 73521.13 | -0.03983 | 0.037821 | -0.43118 | 0.037821 | 547.9242 | 346.4124 | 0 | 5606.471 | 10000 | Non-Competi | 0 | 0 | 0 | 0 | 0 | 1 | 1 | Non-Competitive | Non-Competitive | Non-Competitive | Non-Competitive | Non-Competitive | 8 | 8 | 8 | 8 | 8 | 8 | 8 | 8 | 8 | 8 | 8 | 8 | 8 | 8 | 8
XCLE58 MARION_4AT2 TO_FROM | XCLE58 | MARION_4AT2 | 478 | 1 | 1 | L_MARION5_1Y | L_MARION8_1Y | TO_FROM | 73521.13 | -0.03782 | 0.039833 | -0.03782 | 0.43118 | -276.597 | -488.519 | 0 | 10000 | 5768.607 | Competitive | 0 | 0 | 0 | 0 | 0 | 1 | 1 | Non-Competitive | Non-Competitive | Non-Competitive | Non-Competitive | Non-Competitive | 10 | 10 | 10 | 10 | 10 | 10 | 10 | 10 | 10 | 10 | 10 | 10 | 10 | 10 | 10
XCN2R58 1380__B FROM_TO | XCN2R58 | 1380__B | 332 | 3 | 3 | MSQTW1_8 | MSQTWE1_8 | FROM_TO | 73521.13 | -0.06356 | 0.031906 | -0.32303 | 0.54776 | 266.9855 | 21.0114 | 0 | 5117.48 | 10000 | Competitive | 0 | 0 | 0 | 0 | 0 | 1 | 1 | Non-Competitive | Non-Competitive | Non-Competitive | Non-Competitive | Non-Competitive | 2 | 2 | 2 | 2 | 2 | 2 | 2 | 2 | 2 | 2 | 2 | 2 | 2 | 2 | 2
XCN2R58 1380__B TO_FROM | XCN2R58 | 1380__B | 332 | 3 | 3 | MSQTW1_8 | MSQTWE1_8 | TO_FROM | 73521.13 | -0.03191 | 0.063556 | -0.54776 | 0.32303 | 79.3455 | -169.415 | 0 | 10000 | 5222.782 | Competitive | 0 | 0 | 0 | 0 | 0 | 1 | 1 | Non-Competitive | Non-Competitive | Non-Competitive | Non-Competitive | Non-Competitive | 8 | 8 | 8 | 8 | 8 | 8 | 8 | 8 | 8 | 8 | 8 | 8 | 8 | 8 | 8
XCO2L58 LOOP_VICTORIA_1 FROM_TO | XCO2L58 | LOOP_VICTORIA_1 | 173 | 3 | 3 | LOOP463SUB8 | VICTORIA4A | FROM_TO | 73521.13 | -0.12793 | 0.58823 | -0.12793 | 0.75045 | 281.2449 | -92.1601 | 0 | 10000 | 2897.241 | Non-Competi | 0 | 0 | 0 | 0 | 1 | 1 | 1 | Non-Competitive | Non-Competitive | Non-Competitive | Non-Competitive | Competitive | 15 | 16 | 23 | 15 | 16 | 23 | 15 | 16 | 23 | 15 | 16 | 23 | 0 | 0 | 0
XCO2L58 LOOP_VICTORIA_1 TO_FROM | XCO2L58 | LOOP_VICTORIA_1 | 173 | 3 | 3 | LOOP463SUB8 | VICTORIA4A | TO_FROM | 73521.13 | -0.58823 | 0.12793 | -0.75045 | 0.12793 | 180.5738 | -120.685 | 0 | 2825.393 | 10000 | Non-Competi | 0 | 0 | 0 | 0 | 0 | 1 | 1 | Non-Competitive | Non-Competitive | Non-Competitive | Non-Competitive | Non-Competitive | 6 | 6 | 6 | 6 | 6 | 6 | 6 | 6 | 6 | 6 | 6 | 6 | 6 | 6 | 6
XCRA89 HLTSW_FMR1 FROM_TO | XCRA89 | HLTSW_FMR1 | 77 | 1 | 1 | HOLTSS_9 | HOLTSS_8 | FROM_TO | 73521.13 | -0.00878 | 0.000313 | -0.07984 | 0.41107 | -18.8971 | -19.8113 | 0 | 5876.533 | 10000 | Competitive | 0 | 0 | 0 | 0 | 0 | 1 | 0 | Non-Competitive | Non-Competitive | Non-Competitive | Non-Competitive | Non-Competitive | 0 | 0 | 0 | 0 | 0 | 0 | 0 | 0 | 0 | 0 | 0 | 0 | 0 | 0 | 0
XCRA89 HLTSW_FMR1 TO_FROM | XCRA89 | HLTSW_FMR1 | 77 | 1 | 1 | HOLTSS_9 | HOLTSS_8 | TO_FROM | 73521.13 | -0.00031 | 0.008777 | -0.41107 | 0.079842 | 25.7062 | 19.4079 | 0 | 9684.59 | 5876.533 | Competitive | 0 | 0 | 0 | 0 | 0 | 1 | 0 | Non-Competitive | Non-Competitive | Non-Competitive | Non-Competitive | Non-Competitive | 0 | 0 | 0 | 0 | 0 | 0 | 0 | 0 | 0 | 0 | 0 | 0 | 0 | 0 | 0
XDAN89 TAB_DANS_1 FROM_TO | XDAN89 | TAB_DANS_1 | 112 | 1 | 1 | BRYN_TABOR69 | BRYN_DSBY69 | FROM_TO | 73521.13 | -0.5235 | 0.000257 | -0.5235 | 0.032998 | 13.9477 | 11.0665 | 0 | 790.464 | 10000 | Competitive | 0 | 0 | 0 | 0 | 0 | 1 | 1 | Non-Competitive | Non-Competitive | Non-Competitive | Non-Competitive | Non-Competitive | 4 | 4 | 4 | 4 | 4 | 4 | 4 | 4 | 4 | 4 | 4 | 4 | 4 | 4 | 4
XDAN89 TAB_DANS_1 TO_FROM | XDAN89 | TAB_DANS_1 | 112 | 1 | 1 | BRYN_TABOR69 | BRYN_DSBY69 | TO_FROM | 73521.13 | -0.00026 | 0.5235 | -0.033 | 0.5235 | 95.4762 | -11.6006 | 0 | 10000 | 935.23 | Competitive | 1 | 1 | 1 | 1 | 1 | 1 | 0 | Non-Competitive | Non-Competitive | Non-Competitive | Non-Competitive | Non-Competitive | 0 | 0 | 0 | 0 | 0 | 0 | 0 | 0 | 0 | 0 | 0 | 0 | 0 | 0 | 0
XESK89 470T470_1 FROM_TO | XESK89 | 470T470_1 | 234 | 1 | 1 | ESKOTA_8 | L_MCELTA8_1Y | FROM_TO | 73521.13 | -0.00497 | 0.53875 | -0.37829 | 0.53875 | 313.8005 | -27.0481 | 0 | 4961.193 | 5224.861 | Competitive | 0 | 0 | 0 | 0 | 0 | 1 | 0 | Non-Competitive | Non-Competitive | Non-Competitive | Non-Competitive | Non-Competitive | 0 | 0 | 0 | 0 | 0 | 0 | 0 | 0 | 0 | 0 | 0 | 0 | 0 | 0 | 0
XESK89 470T470_1 TO_FROM | XESK89 | 470T470_1 | 234 | 1 | 1 | ESKOTA_8 | L_MCELTA8_1Y | TO_FROM | 73521.13 | -0.04851 | 0.016403 | -0.53875 | 0.37829 | 42.0608 | -28.0569 | 0 | 3997.313 | 4602.289 | Competitive | 0 | 0 | 0 | 0 | 0 | 1 | 1 | Non-Competitive | Non-Competitive | Non-Competitive | Non-Competitive | Non-Competitive | 22 | 28 | 31 | 22 | 28 | 31 | 22 | 28 | 31 | 22 | 28 | 31 | 22 | 28 | 31
XESK89 ABNW_ELYT1_1 FROM_TO | XESK89 | ABNW_ELYT1_1 | 38 | 1 | 1 | ABNW2B | ELYT2A | FROM_TO | 73521.13 | -0.01516 | 0.003977 | -0.79312 | 0.0639 | 44.7362 | 29.5856 | 0 | 2345.518 | 8648.778 | Competitive | 0 | 0 | 0 | 0 | 0 | 1 | 0 | Non-Competitive | Non-Competitive | Non-Competitive | Non-Competitive | Non-Competitive | 0 | 0 | 0 | 0 | 0 | 0 | 0 | 0 | 0 | 0 | 0 | 0 | 0 | 0 | 0
XESK89 ABNW_ELYT1_1 TO_FROM | XESK89 | ABNW_ELYT1_1 | 38 | 1 | 1 | ABNW2B | ELYT2A | TO_FROM | 73521.13 | -0.00114 | 0.031276 | -0.0639 | 0.79312 | 15.4415 | -39.081 | 0 | 3189.142 | 856.86 | Competitive | 1 | 1 | 1 | 1 | 1 | 1 | 0 | Non-Competitive | Non-Competitive | Non-Competitive | Non-Competitive | Non-Competitive | 0 | 0 | 0 | 0 | 0 | 0 | 0 | 0 | 0 | 0 | 0 | 0 | 0 | 0 | 0
XEV2R58 EVRSW_MR1L FROM_TO | XEV2R58 | EVRSW_MR1L | 349 | 3 | 3 | EVRMAN_B8 | EVRSW1_1 | FROM_TO | 73521.13 | -0.01272 | 0.089754 | -0.23374 | 0.74964 | -119.978 | -340.933 | 0 | 10000 | 935.729 | Competitive | 1 | 1 | 1 | 1 | 1 | 1 | 0 | Non-Competitive | Non-Competitive | Non-Competitive | Non-Competitive | Non-Competitive | 0 | 0 | 0 | 0 | 0 | 0 | 0 | 0 | 0 | 0 | 0 | 0 | 0 | 0 | 0
XEV2R58 EVRSW_MR1L TO_FROM | XEV2R58 | EVRSW_MR1L | 349 | 3 | 3 | EVRMAN_B8 | EVRSW1_1 | TO_FROM | 73521.13 | -0.08975 | 0.012716 | -0.74964 | 0.23374 | 423.3254 | 290.1573 | 0 | 871.137 | 10000 | Competitive | 0 | 0 | 0 | 0 | 0 | 1 | 1 | Non-Competitive | Non-Competitive | Non-Competitive | Non-Competitive | Non-Competitive | 3 | 3 | 3 | 3 | 3 | 3 | 3 | 3 | 3 | 3 | 3 | 3 | 3 | 3 | 3
XFAY58 AUSTRO_AT1H FROM_TO | XFAY58 | AUSTRO_AT1H | 480 | 1 | 1 | L_AUSTRO5_1Y | AUSTRO1_1KV | FROM_TO | 73521.13 | -0.13204 | 0.049891 | -0.32491 | 0.059294 | 606.642 | 255.3943 | 0 | 4232.501 | 5494.893 | Non-Competi | 0 | 0 | 0 | 0 | 0 | 1 | 1 | Non-Competitive | Non-Competitive | Non-Competitive | Non-Competitive | Non-Competitive | 35 | 35 | 35 | 35 | 35 | 35 | 35 | 35 | 35 | 35 | 35 | 35 | 35 | 35 | 35
XFAY58 AUSTRO_AT1H TO_FROM | XFAY58 | AUSTRO_AT1H | 480 | 1 | 1 | L_AUSTRO5_1Y | AUSTRO1_1KV | TO_FROM | 73521.13 | -0.04989 | 0.23093 | -0.05929 | 0.32491 | -96.6093 | -550.944 | 0 | 5039.071 | 4232.501 | Competitive | 0 | 0 | 0 | 0 | 0 | 1 | 1 | Non-Competitive | Non-Competitive | Non-Competitive | Non-Competitive | Non-Competitive | 11 | 11 | 11 | 11 | 11 | 11 | 11 | 11 | 11 | 11 | 11 | 11 | 11 | 11 | 11
XFHL89 6835__A FROM_TO | XFHL89 | 6835__A | 105 | 1 | 1 | HANDLEY_9 | DUVAL1_9 | FROM_TO | 73521.13 | -0.00153 | 0.008835 | -0.59087 | 0.15104 | 104.6542 | 76.083 | 0 | 10000 | 10000 | Competitive | 0 | 0 | 0 | 0 | 0 | 1 | 0 | Non-Competitive | Non-Competitive | Non-Competitive | Non-Competitive | Non-Competitive | 0 | 0 | 0 | 0 | 0 | 0 | 0 | 0 | 0 | 0 | 0 | 0 | 0 | 0 | 0
XFHL89 6835__A TO_FROM | XFHL89 | 6835__A | 105 | 1 | 1 | HANDLEY_9 | DUVAL1_9 | TO_FROM | 73521.13 | -0.00884 | 0.001532 | -0.15104 | 0.59087 | -78.381 | -91.866 | 0 | 8712.725 | 10000 | Competitive | 0 | 0 | 0 | 0 | 0 | 1 | 0 | Non-Competitive | Non-Competitive | Non-Competitive | Non-Competitive | Non-Competitive | 0 | 0 | 0 | 0 | 0 | 0 | 0 | 0 | 0 | 0 | 0 | 0 | 0 | 0 | 0
XFO2R89 FORMOSA_TR22 FROM_TO | XFO2R89 | FORMOSA_TR22 | 133 | 1 | 1 | FORMOSA_13_9 | FORMOSA4A | FROM_TO | 73521.13 | -0.00631 | 0.99369 | -0.00631 | 0.99369 | 202.5013 | -463.6 | 0 | 10000 | 806.887 | Non-Competi | 1 | 1 | 1 | 1 | 1 | 1 | 0 | Non-Competitive | Non-Competitive | Non-Competitive | Non-Competitive | Non-Competitive | 0 | 0 | 0 | 0 | 0 | 0 | 0 | 0 | 0 | 0 | 0 | 0 | 0 | 0 | 0
XFO2R89 FORMOSA_TR22 TO_FROM | XFO2R89 | FORMOSA_TR22 | 133 | 1 | 1 | FORMOSA_13_9 | FORMOSA4A | TO_FROM | 73521.13 | -0.99369 | 0.006306 | -0.99369 | 0.006306 | 464.1595 | 463.6 | 0 | 705.034 | 10000 | Non-Competi | 0 | 0 | 0 | 0 | 0 | 0 | 1 | Non-Competitive | Non-Competitive | Non-Competitive | Non-Competitive | Non-Competitive | 9 | 9 | 9 | 9 | 9 | 9 | 9 | 9 | 9 | 9 | 9 | 9 | 9 | 9 | 9
XFO3R89 FORMOSA_TR21 FROM_TO | XFO3R89 | FORMOSA_TR21 | 133 | 1 | 1 | FORMOSA_11_9 | FORMOSA4A | FROM_TO | 73521.13 | -0.00631 | 0.99369 | -0.00631 | 0.99369 | 202.5013 | -463.6 | 0 | 10000 | 806.887 | Non-Competi | 1 | 1 | 1 | 1 | 1 | 1 | 0 | Non-Competitive | Non-Competitive | Non-Competitive | Non-Competitive | Non-Competitive | 0 | 0 | 0 | 0 | 0 | 0 | 0 | 0 | 0 | 0 | 0 | 0 | 0 | 0 | 0
XFO3R89 FORMOSA_TR21 TO_FROM | XFO3R89 | FORMOSA_TR21 | 133 | 1 | 1 | FORMOSA_11_9 | FORMOSA4A | TO_FROM | 73521.13 | -0.99369 | 0.006306 | -0.99369 | 0.006306 | 464.1595 | 463.6 | 0 | 705.034 | 10000 | Non-Competi | 0 | 0 | 0 | 0 | 0 | 0 | 1 | Non-Competitive | Non-Competitive | Non-Competitive | Non-Competitive | Non-Competitive | 9 | 9 | 9 | 9 | 9 | 9 | 9 | 9 | 9 | 9 | 9 | 9 | 9 | 9 | 9
XFOR58 1400__B FROM_TO | XFOR58 | 1400__B | 370 | 3 | 3 | MSQT1_8 | BCHSPG1T_8 | FROM_TO | 73521.13 | -0.01592 | 0.10077 | -0.56028 | 0.37982 | -119.381 | -332.305 | 0 | 9178.194 | 1523.691 | Competitive | 0 | 0 | 1 | 1 | 1 | 1 | 0 | Non-Competitive | Non-Competitive | Non-Competitive | Non-Competitive | Non-Competitive | 0 | 0 | 0 | 0 | 0 | 0 | 0 | 0 | 0 | 0 | 0 | 0 | 0 | 0 | 0
XFOR58 1400__B TO_FROM | XFOR58 | 1400__B | 370 | 3 | 3 | MSQT1_8 | BCHSPG1T_8 | TO_FROM | 73521.13 | -0.10077 | 0.015925 | -0.37982 | 0.56028 | 435.3409 | 230.5264 | 0 | 1474.215 | 9178.194 | Competitive | 0 | 0 | 0 | 0 | 0 | 1 | 1 | Non-Competitive | Non-Competitive | Non-Competitive | Non-Competitive | Non-Competitive | 2 | 2 | 6 | 2 | 2 | 6 | 2 | 2 | 6 | 2 | 2 | 6 | 2 | 2 | 6
XFRI89 SONR_69-1 FROM_TO | XFRI89 | SONR_69-1 | 46 | 1 | 1 | SONR4A | SONR2A | FROM_TO | 73521.13 | -0.00588 | 0.044735 | -0.68346 | 0.10168 | 95.3437 | 0.28548 | 0 | 10000 | 2327.994 | Competitive | 0 | 0 | 0 | 1 | 1 | 1 | 0 | Non-Competitive | Non-Competitive | Non-Competitive | Non-Competitive | Non-Competitive | 0 | 0 | 0 | 0 | 0 | 0 | 0 | 0 | 0 | 0 | 0 | 0 | 0 | 0 | 0
XFRI89 SONR_69-1 TO_FROM | XFRI89 | SONR_69-1 | 46 | 1 | 1 | SONR4A | SONR2A | TO_FROM | 73521.13 | -0.01231 | 0.00588 | -0.10168 | 0.68346 | 32.7523 | -5.3335 | 0 | 1861.468 | 3733.966 | Competitive | 0 | 0 | 0 | 0 | 0 | 1 | 0 | Non-Competitive | Non-Competitive | Non-Competitive | Non-Competitive | Non-Competitive | 0 | 0 | 0 | 0 | 0 | 0 | 0 | 0 | 0 | 0 | 0 | 0 | 0 | 0 | 0
XGAR58 GARFIELD_AT2 FROM_TO | XGAR58 | GARFIELD_AT2 | 480 | 1 | 1 | GARFIELD | GARFIE34 | FROM_TO | 73521.13 | -0.07175 | 0.1509 | -0.07259 | 0.41128 | -147.189 | -555.976 | 0 | 7976.692 | 4838.804 | Competitive | 0 | 0 | 0 | 0 | 0 | 1 | 1 | Non-Competitive | Non-Competitive | Non-Competitive | Non-Competitive | Non-Competitive | 9 | 11 | 11 | 9 | 11 | 11 | 9 | 11 | 11 | 9 | 11 | 11 | 9 | 11 | 11
XGAR58 GARFIELD_AT2 TO_FROM | XGAR58 | GARFIELD_AT2 | 480 | 1 | 1 | GARFIELD | GARFIE34 | TO_FROM | 73521.13 | -0.1509 | 0.071752 | -0.41128 | 0.072587 | 603.0901 | 290.0899 | 0 | 4838.804 | 7999.066 | Non-Competi | 0 | 0 | 0 | 0 | 0 | 1 | 1 | Non-Competitive | Non-Competitive | Non-Competitive | Non-Competitive | Non-Competitive | 31 | 31 | 31 | 31 | 31 | 31 | 31 | 31 | 31 | 31 | 31 | 31 | 31 | 31 | 31
XGBY58 GBY_AT2 FROM_TO | XGBY58 | GBY_AT2 | 504 | 3 | 3 | GRNBYU__345A | 49128_STAR | FROM_TO | 73521.13 | -0.23168 | 0.12602 | -0.40535 | 0.12602 | 1338.652 | 109.3517 | 0 | 1752.069 | 2270.164 | Competitive | 0 | 0 | 0 | 1 | 1 | 1 | 1 | Non-Competitive | Non-Competitive | Non-Competitive | Competitive | Competitive | 45 | 47 | 68 | 45 | 47 | 68 | 45 | 47 | 68 | 0 | 0 | 0 | 0 | 0 | 0
XGBY58 GBY_AT2 TO_FROM | XGBY58 | GBY_AT2 | 504 | 3 | 3 | GRNBYU__345A | 49128_STAR | TO_FROM | 73521.13 | -0.12602 | 0.23167 | -0.12602 | 0.40535 | 310.0678 | -223.114 | 0 | 2267.596 | 1858.735 | Competitive | 0 | 0 | 1 | 1 | 1 | 1 | 1 | Non-Competitive | Non-Competitive | Competitive | Competitive | Competitive | 34 | 47 | 100 | 34 | 47 | 100 | 0 | 0 | 0 | 0 | 0 | 0 | 0 | 0 | 0
XGBY58 GBY_AT2L FROM_TO | XGBY58 | GBY_AT2L | 504 | 3 | 3 | GRNBYU__138C | 49128_STAR | FROM_TO | 73521.13 | -0.12602 | 0.23167 | -0.65229 | 0.40535 | 310.0678 | -223.114 | 0 | 2267.596 | 1858.735 | Competitive | 0 | 0 | 1 | 1 | 1 | 1 | 1 | Non-Competitive | Non-Competitive | Competitive | Competitive | Competitive | 34 | 47 | 100 | 34 | 47 | 100 | 0 | 0 | 0 | 0 | 0 | 0 | 0 | 0 | 0
XGBY58 GBY_AT2L TO_FROM | XGBY58 | GBY_AT2L | 504 | 3 | 3 | GRNBYU__138C | 49128_STAR | TO_FROM | 73521.13 | -0.23168 | 0.12602 | -0.40535 | 0.65229 | 1338.652 | 109.3517 | 0 | 1752.069 | 2270.164 | Competitive | 0 | 0 | 0 | 1 | 1 | 1 | 1 | Non-Competitive | Non-Competitive | Non-Competitive | Competitive | Competitive | 45 | 47 | 68 | 45 | 47 | 68 | 45 | 47 | 68 | 0 | 0 | 0 | 0 | 0 | 0
XHH2G58 HHGT_T1H FROM_TO | XHH2G58 | HHGT_T1H | 582.75 | 3 | 3 | HHGT_1_5 | HHGT_1_STAR | FROM_TO | 73521.13 | 0 | 0 | -1 | 0 | 0 | 0 | 0 | 0 | 0 | Competitive | 1 | 1 | 1 | 1 | 1 | 1 | 0 | Non-Competitive | Non-Competitive | Non-Competitive | Non-Competitive | Non-Competitive | 0 | 0 | 0 | 0 | 0 | 0 | 0 | 0 | 0 | 0 | 0 | 0 | 0 | 0 | 0
XHH2G58 HHGT_T1H TO_FROM | XHH2G58 | HHGT_T1H | 582.75 | 3 | 3 | HHGT_1_5 | HHGT_1_STAR | TO_FROM | 73521.13 | 0 | 1 | 0 | 1 | 868.476 | 0 | 0 | 10000 | 0 | Non-Competi | 1 | 1 | 1 | 1 | 1 | 1 | 0 | Non-Competitive | Non-Competitive | Non-Competitive | Non-Competitive | Non-Competitive | 0 | 0 | 0 | 0 | 0 | 0 | 0 | 0 | 0 | 0 | 0 | 0 | 0 | 0 | 0
XHH2G58 HHGT_T1L FROM_TO | XHH2G58 | HHGT_T1L | 582.75 | 3 | 3 | HHGT_X1_8 | HHGT_1_STAR | FROM_TO | 73521.13 | 0 | 1 | 0 | 1 | 868.476 | 0 | 0 | 10000 | 0 | Non-Competi | 1 | 1 | 1 | 1 | 1 | 1 | 0 | Non-Competitive | Non-Competitive | Non-Competitive | Non-Competitive | Non-Competitive | 0 | 0 | 0 | 0 | 0 | 0 | 0 | 0 | 0 | 0 | 0 | 0 | 0 | 0 | 0
XHH2G58 HHGT_T1L TO_FROM | XHH2G58 | HHGT_T1L | 582.75 | 3 | 3 | HHGT_X1_8 | HHGT_1_STAR | TO_FROM | 73521.13 | 0 | 0 | -1 | 0 | 0 | 0 | 0 | 0 | 0 | Competitive | 1 | 1 | 1 | 1 | 1 | 1 | 0 | Non-Competitive | Non-Competitive | Non-Competitive | Non-Competitive | Non-Competitive | 0 | 0 | 0 | 0 | 0 | 0 | 0 | 0 | 0 | 0 | 0 | 0 | 0 | 0 | 0
XHHG58 HHGT_T2H FROM_TO | XHHG58 | HHGT_T2H | 582.75 | 3 | 3 | HHGT_1_5 | HHGT_2_STAR | FROM_TO | 73521.13 | 0 | 0 | -1 | 0 | 0 | 0 | 0 | 0 | 0 | Competitive | 1 | 1 | 1 | 1 | 1 | 1 | 0 | Non-Competitive | Non-Competitive | Non-Competitive | Non-Competitive | Non-Competitive | 0 | 0 | 0 | 0 | 0 | 0 | 0 | 0 | 0 | 0 | 0 | 0 | 0 | 0 | 0
XHHG58 HHGT_T2H TO_FROM | XHHG58 | HHGT_T2H | 582.75 | 3 | 3 | HHGT_1_5 | HHGT_2_STAR | TO_FROM | 73521.13 | 0 | 1 | 0 | 1 | 868.476 | 0 | 0 | 10000 | 0 | Non-Competi | 1 | 1 | 1 | 1 | 1 | 1 | 0 | Non-Competitive | Non-Competitive | Non-Competitive | Non-Competitive | Non-Competitive | 0 | 0 | 0 | 0 | 0 | 0 | 0 | 0 | 0 | 0 | 0 | 0 | 0 | 0 | 0
XHI3L58 HILLCTRY_MR4H FROM_TO | XHI3L58 | HILLCTRY_MR4H | 600 | 3 | 3 | HILLCTY_5 | HC_STAR4 | FROM_TO | 73521.13 | -0.09796 | 0.018726 | -0.39259 | 0.060426 | 770.2926 | 624.4789 | 0 | 808.235 | 9871.483 | Competitive | 0 | 0 | 0 | 0 | 0 | 0 | 1 | Non-Competitive | Non-Competitive | Non-Competitive | Non-Competitive | Non-Competitive | 15 | 15 | 15 | 15 | 15 | 15 | 15 | 15 | 15 | 15 | 15 | 15 | 15 | 15 | 15
XHI3L58 HILLCTRY_MR4H TO_FROM | XHI3L58 | HILLCTRY_MR4H | 600 | 3 | 3 | HILLCTY_5 | HC_STAR4 | TO_FROM | 73521.13 | -0.01873 | 0.097964 | -0.06043 | 0.39259 | -369.022 | -689.668 | 0 | 9871.483 | 900.346 | Competitive | 1 | 1 | 1 | 1 | 1 | 1 | 0 | Non-Competitive | Non-Competitive | Non-Competitive | Non-Competitive | Non-Competitive | 0 | 0 | 0 | 0 | 0 | 0 | 0 | 0 | 0 | 0 | 0 | 0 | 0 | 0 | 0
XHIW89 KOCH_UP_69A1 FROM_TO | XHIW89 | KOCH_UP_69A1 | 91.3 | 1 | 1 | KOCH_UP2A | KOCH_UP4A | FROM_TO | 73521.13 | -0.02436 | 0.004825 | -0.07061 | 0.3839 | -58.5789 | -85.7861 | 0 | 10000 | 4540.809 | Competitive | 0 | 0 | 0 | 0 | 0 | 1 | 1 | Non-Competitive | Non-Competitive | Non-Competitive | Non-Competitive | Non-Competitive | 2 | 2 | 2 | 2 | 2 | 2 | 2 | 2 | 2 | 2 | 2 | 2 | 2 | 2 | 2
XHIW89 KOCH_UP_69A1 TO_FROM | XHIW89 | KOCH_UP_69A1 | 91.3 | 1 | 1 | KOCH_UP2A | KOCH_UP4A | TO_FROM | 73521.13 | -0.00483 | 0.024363 | -0.3839 | 0.070612 | 98.5812 | 58.2478 | 0 | 4540.809 | 10000 | Competitive | 0 | 0 | 0 | 0 | 0 | 1 | 0 | Non-Competitive | Non-Competitive | Non-Competitive | Non-Competitive | Non-Competitive | 0 | 0 | 0 | 0 | 0 | 0 | 0 | 0 | 0 | 0 | 0 | 0 | 0 | 0 | 0
XHLT89 6865__B FROM_TO | XHLT89 | 6865__B | 40 | 1 | 1 | ODESSANO_9 | NTCOWDEN_9 | FROM_TO | 73521.13 | -0.00829 | 0.002587 | -0.55627 | 0.094206 | 36.2114 | 31.0374 | 0 | 5072.161 | 10000 | Competitive | 0 | 0 | 0 | 0 | 0 | 1 | 0 | Non-Competitive | Non-Competitive | Non-Competitive | Non-Competitive | Non-Competitive | 0 | 0 | 0 | 0 | 0 | 0 | 0 | 0 | 0 | 0 | 0 | 0 | 0 | 0 | 0
XHLT89 6865__B TO_FROM | XHLT89 | 6865__B | 40 | 1 | 1 | ODESSANO_9 | NTCOWDEN_9 | TO_FROM | 73521.13 | -0.00259 | 0.022989 | -0.09421 | 0.55627 | -17.0172 | -32.7776 | 0 | 3750.214 | 5565.887 | Competitive | 0 | 0 | 0 | 0 | 0 | 1 | 0 | Non-Competitive | Non-Competitive | Non-Competitive | Non-Competitive | Non-Competitive | 0 | 0 | 0 | 0 | 0 | 0 | 0 | 0 | 0 | 0 | 0 | 0 | 0 | 0 | 0
XHLT89 6915__A FROM_TO | XHLT89 | 6915__A | 40 | 1 | 1 | ODESSANO_9 | ODBASSS_9 | FROM_TO | 73521.13 | -0.02198 | 0.002565 | -0.54553 | 0.13239 | 54.7428 | 48.4404 | 0 | 4044.043 | 10000 | Competitive | 0 | 0 | 0 | 0 | 0 | 0 | 1 | Non-Competitive | Non-Competitive | Non-Competitive | Non-Competitive | Non-Competitive | 5 | 5 | 5 | 5 | 5 | 5 | 5 | 5 | 5 | 5 | 5 | 5 | 5 | 5 | 5
XHLT89 6915__A TO_FROM | XHLT89 | 6915__A | 40 | 1 | 1 | ODESSANO_9 | ODBASSS_9 | TO_FROM | 73521.13 | -0.00256 | 0.035964 | -0.13239 | 0.54553 | -24.1571 | -51.2915 | 0 | 3744.877 | 5447.854 | Competitive | 0 | 0 | 0 | 0 | 0 | 1 | 0 | Non-Competitive | Non-Competitive | Non-Competitive | Non-Competitive | Non-Competitive | 0 | 0 | 0 | 0 | 0 | 0 | 0 | 0 | 0 | 0 | 0 | 0 | 0 | 0 | 0
XHLT89 ANDNR_FMR2 FROM_TO | XHLT89 | ANDNR_FMR2 | 84 | 1 | 1 | NOANDREW_8 | NOANDREW_9 | FROM_TO | 73521.13 | -0.00197 | 0.018956 | -0.51614 | 0.055662 | 31.0744 | 17.2445 | 0 | 5112.019 | 5859.146 | Competitive | 0 | 0 | 0 | 0 | 0 | 1 | 0 | Non-Competitive | Non-Competitive | Non-Competitive | Non-Competitive | Non-Competitive | 0 | 0 | 0 | 0 | 0 | 0 | 0 | 0 | 0 | 0 | 0 | 0 | 0 | 0 | 0
XHLT89 ANDNR_FMR2 TO_FROM | XHLT89 | ANDNR_FMR2 | 84 | 1 | 1 | NOANDREW_8 | NOANDREW_9 | TO_FROM | 73521.13 | -0.00408 | 0.001971 | -0.05566 | 0.51614 | -13.6969 | -18.6486 | 0 | 5859.146 | 9588.433 | Competitive | 0 | 0 | 0 | 0 | 0 | 1 | 0 | Non-Competitive | Non-Competitive | Non-Competitive | Non-Competitive | Non-Competitive | 0 | 0 | 0 | 0 | 0 | 0 | 0 | 0 | 0 | 0 | 0 | 0 | 0 | 0 | 0
XHRN89 HLK_KAT1 FROM_TO | XHRN89 | HLK_KAT1 | 60 | 1 | 1 | HILTOPLKS9 | HILTOPLKS8 | FROM_TO | 73521.13 | -0.00203 | 0.006396 | -0.07038 | 0.73645 | -4.2447 | -32.6584 | 0 | 5054.995 | 1976.586 | Competitive | 0 | 0 | 1 | 1 | 1 | 1 | 0 | Non-Competitive | Non-Competitive | Non-Competitive | Non-Competitive | Non-Competitive | 0 | 0 | 0 | 0 | 0 | 0 | 0 | 0 | 0 | 0 | 0 | 0 | 0 | 0 | 0
XHRN89 HLK_KAT1 TO_FROM | XHRN89 | HLK_KAT1 | 60 | 1 | 1 | HILTOPLKS9 | HILTOPLKS8 | TO_FROM | 73521.13 | -0.0064 | 0.002029 | -0.73645 | 0.070384 | 53.8818 | 19.9214 | 0 | 1917.176 | 5054.995 | Competitive | 0 | 0 | 0 | 0 | 0 | 1 | 0 | Non-Competitive | Non-Competitive | Non-Competitive | Non-Competitive | Non-Competitive | 0 | 0 | 0 | 0 | 0 | 0 | 0 | 0 | 0 | 0 | 0 | 0 | 0 | 0 | 0
XKEN58 122T122_1 FROM_TO | XKEN58 | 122T122_1 | 128 | 3 | 3 | L_COMFOR8_1Y | L_RAYMBA8_1Y | FROM_TO | 73521.13 | -0.04935 | 0.039802 | -0.26721 | 0.087715 | 220.0055 | 39.3877 | 0 | 10000 | 10000 | Competitive | 0 | 0 | 0 | 0 | 0 | 1 | 1 | Non-Competitive | Non-Competitive | Non-Competitive | Non-Competitive | Non-Competitive | 9 | 9 | 9 | 9 | 9 | 9 | 9 | 9 | 9 | 9 | 9 | 9 | 9 | 9 | 9
XKEN58 122T122_1 TO_FROM | XKEN58 | 122T122_1 | 128 | 3 | 3 | L_COMFOR8_1Y | L_RAYMBA8_1Y | TO_FROM | 73521.13 | -0.01075 | 0.04935 | -0.08771 | 0.26721 | 70.1757 | -117.361 | 0 | 10000 | 2448.725 | Competitive | 0 | 0 | 0 | 1 | 1 | 1 | 0 | Non-Competitive | Non-Competitive | Non-Competitive | Non-Competitive | Non-Competitive | 0 | 0 | 0 | 0 | 0 | 0 | 0 | 0 | 0 | 0 | 0 | 0 | 0 | 0 | 0
XKLN358 KLNSW_MR1H FROM_TO | XKLN358 | KLNSW_MR1H | 515 | 3 | 3 | KILL_SS__5 | 24027 | FROM_TO | 73521.13 | -0.06354 | 0.027407 | -0.72786 | 0.096197 | 577.2765 | 219.2023 | 0 | 867.843 | 7923.811 | Competitive | 0 | 0 | 0 | 0 | 0 | 1 | 1 | Non-Competitive | Non-Competitive | Non-Competitive | Non-Competitive | Non-Competitive | 11 | 11 | 11 | 11 | 11 | 11 | 11 | 11 | 11 | 11 | 11 | 11 | 11 | 11 | 11
XKLN358 KLNSW_MR1H TO_FROM | XKLN358 | KLNSW_MR1H | 515 | 3 | 3 | KILL_SS__5 | 24027 | TO_FROM | 73521.13 | -0.02399 | 0.063537 | -0.0962 | 0.72786 | -197.009 | -363.041 | 0 | 7923.811 | 1917.995 | Competitive | 0 | 0 | 1 | 1 | 1 | 1 | 1 | Non-Competitive | Non-Competitive | Competitive | Competitive | Competitive | 30 | 33 | 39 | 30 | 33 | 39 | 0 | 0 | 0 | 0 | 0 | 0 | 0 | 0 | 0
XKLN358 KLNSW_MR1L FROM_TO | XKLN358 | KLNSW_MR1L | 515 | 3 | 3 | KILL_SS__8 | 24027 | FROM_TO | 73521.13 | -0.02399 | 0.063537 | -0.27214 | 0.55837 | -197.009 | -363.041 | 0 | 7923.811 | 1917.995 | Competitive | 0 | 0 | 1 | 1 | 1 | 1 | 1 | Non-Competitive | Non-Competitive | Competitive | Competitive | Competitive | 30 | 33 | 39 | 30 | 33 | 39 | 0 | 0 | 0 | 0 | 0 | 0 | 0 | 0 | 0
XKLN358 KLNSW_MR1L TO_FROM | XKLN358 | KLNSW_MR1L | 515 | 3 | 3 | KILL_SS__8 | 24027 | TO_FROM | 73521.13 | -0.06354 | 0.027407 | -0.55837 | 0.27214 | 577.2765 | 219.2023 | 0 | 867.843 | 7923.811 | Competitive | 0 | 0 | 0 | 0 | 0 | 1 | 1 | Non-Competitive | Non-Competitive | Non-Competitive | Non-Competitive | Non-Competitive | 11 | 11 | 11 | 11 | 11 | 11 | 11 | 11 | 11 | 11 | 11 | 11 | 11 | 11 | 11
XKOC89 LON_HILL_69A2 FROM_TO | XKOC89 | LON_HILL_69A2 | 102.3 | 1 | 1 | LON_HILL2A | LON_HILL4A | FROM_TO | 73521.13 | -0.01807 | 0.012501 | -0.02145 | 0.28092 | -48.6445 | -82.675 | 0 | 10000 | 2977.844 | Competitive | 0 | 0 | 0 | 0 | 1 | 1 | 0 | Non-Competitive | Non-Competitive | Non-Competitive | Non-Competitive | Non-Competitive | 0 | 0 | 0 | 0 | 0 | 0 | 0 | 0 | 0 | 0 | 0 | 0 | 0 | 0 | 0
XKOC89 LON_HILL_69A2 TO_FROM | XKOC89 | LON_HILL_69A2 | 102.3 | 1 | 1 | LON_HILL2A | LON_HILL4A | TO_FROM | 73521.13 | -0.0125 | 0.018071 | -0.28092 | 0.021453 | 97.3008 | 49.1889 | 0 | 2020.508 | 10000 | Competitive | 0 | 0 | 0 | 0 | 0 | 1 | 0 | Non-Competitive | Non-Competitive | Non-Competitive | Non-Competitive | Non-Competitive | 0 | 0 | 0 | 0 | 0 | 0 | 0 | 0 | 0 | 0 | 0 | 0 | 0 | 0 | 0
XLI2G58 1310__D FROM_TO | XLI2G58 | 1310__D | 247 | 4 | 4 | MAYFLDN_T8 | CHILSW_N8 | FROM_TO | 73521.13 | -0.06596 | 0.01392 | -0.12067 | 0.59944 | -88.5918 | -304.751 | 0 | 1543.135 | 8816.921 | Competitive | 0 | 0 | 0 | 0 | 0 | 1 | 1 | Non-Competitive | Non-Competitive | Non-Competitive | Non-Competitive | Non-Competitive | 3 | 5 | 5 | 3 | 5 | 5 | 3 | 5 | 5 | 3 | 5 | 5 | 3 | 5 | 5
XLI2G58 1310__D TO_FROM | XLI2G58 | 1310__D | 247 | 4 | 4 | MAYFLDN_T8 | CHILSW_N8 | TO_FROM | 73521.13 | -0.01392 | 0.065962 | -0.59944 | 0.12067 | 391.4623 | 189.7872 | 0 | 8816.921 | 1838.65 | Competitive | 0 | 0 | 1 | 1 | 1 | 1 | 0 | Non-Competitive | Non-Competitive | Non-Competitive | Non-Competitive | Non-Competitive | 0 | 0 | 0 | 0 | 0 | 0 | 0 | 0 | 0 | 0 | 0 | 0 | 0 | 0 | 0
XLO2N58 LON_HI_PELICA1_1 FROM_TO | XLO2N58 | LON_HI_PELICA1_1 | 470 | 3 | 3 | LON_HILL4A | PELICAN4A | FROM_TO | 73521.13 | -0.23475 | 0.1446 | -0.39014 | 0.16408 | 273.3085 | -261.254 | 0 | 2824.662 | 5010.311 | Competitive | 0 | 0 | 0 | 0 | 0 | 1 | 1 | Non-Competitive | Non-Competitive | Non-Competitive | Non-Competitive | Non-Competitive | 6 | 6 | 6 | 6 | 6 | 6 | 6 | 6 | 6 | 6 | 6 | 6 | 6 | 6 | 6
XLO2N58 LON_HI_PELICA1_1 TO_FROM | XLO2N58 | LON_HI_PELICA1_1 | 470 | 3 | 3 | LON_HILL4A | PELICAN4A | TO_FROM | 73521.13 | -0.1446 | 0.39014 | -0.16408 | 0.39014 | 557.2098 | -150.14 | 0 | 2278.679 | 2971.034 | Competitive | 0 | 0 | 0 | 0 | 1 | 1 | 1 | Non-Competitive | Non-Competitive | Non-Competitive | Non-Competitive | Competitive | 16 | 16 | 17 | 16 | 16 | 17 | 16 | 16 | 17 | 16 | 16 | 17 | 0 | 0 | 0
XLO2N89 LON_HILL_69A1 FROM_TO | XLO2N89 | LON_HILL_69A1 | 91.3 | 1 | 1 | LON_HILL2A | LON_HILL4A | FROM_TO | 73521.13 | -0.02324 | 0.016247 | -0.02773 | 0.36339 | -56.8366 | -99.4113 | 0 | 10000 | 3233.751 | Competitive | 0 | 0 | 0 | 0 | 0 | 1 | 1 | Non-Competitive | Non-Competitive | Non-Competitive | Non-Competitive | Non-Competitive | bar: 11 to 17
XLO2N89 LON_HILL_69A1 TO_FROM | XLO2N89 | LON_HILL_69A1 | 91.3 | 1 | 1 | LON_HILL2A | LON_HILL4A | TO_FROM | 73521.13 | -0.01625 | 0.023241 | -0.36339 | 0.027734 | 117.9011 | 57.5436 | 0 | 2065.731 | 10000 | Competitive | 0 | 0 | 0 | 0 | 0 | 1 | 0 | Non-Competitive | Non-Competitive | Non-Competitive | Non-Competitive | Non-Competitive | 0 | 0 | 0 | 0 | 0 | 0 | 0 | 0 | 0 | 0 | 0 | 0 | 0 | 0 | 0
XLOB58 ASHERT_CATARI0_1 FROM_TO | XLOB58 | ASHERT_CATARI0_1 | 122 | 1 | 1 | ASHERTON4A | CATARINA4 | FROM_TO | 73521.13 | -0.20855 | 0.1328 | -0.74275 | 0.18852 | 312.4701 | 28.8483 | 0 | 4447.668 | 3262.567 | Competitive | 0 | 0 | 0 | 0 | 0 | 1 | 1 | Non-Competitive | Non-Competitive | Non-Competitive | Non-Competitive | Non-Competitive | 8 | 11 | 14 | 8 | 11 | 14 | 8 | 11 | 14 | 8 | 11 | 14 | 8 | 11 | 14
XLOB58 ASHERT_CATARI0_1 TO_FROM | XLOB58 | ASHERT_CATARI0_1 | 122 | 1 | 1 | ASHERTON4A | CATARINA4 | TO_FROM | 73521.13 | -0.07704 | 0.20855 | -0.18852 | 0.74275 | 113.8986 | -219.361 | 0 | 1938.044 | 10000 | Competitive | 0 | 0 | 0 | 0 | 0 | 1 | 1 | Non-Competitive | Non-Competitive | Non-Competitive | Non-Competitive | Non-Competitive | 29 | 29 | 29 | 29 | 29 | 29 | 29 | 29 | 29 | 29 | 29 | 29 | 29 | 29 | 29
XLOB58 BIG_FOOT_69A1 FROM_TO | XLOB58 | BIG_FOOT_69A1 | 47 | 1 | 1 | BIG_FOOT2A | BIG_FOOT4A | FROM_TO | 73521.13 | -0.00358 | 0.015824 | -0.0469 | 0.73733 | -9.3983 | -41.4744 | 0 | 2245.852 | 10000 | Competitive | 0 | 0 | 0 | 0 | 0 | 1 | 0 | Non-Competitive | Non-Competitive | Non-Competitive | Non-Competitive | Non-Competitive | 0 | 0 | 0 | 0 | 0 | 0 | 0 | 0 | 0 | 0 | 0 | 0 | 0 | 0 | 0
XLOB58 BIG_FOOT_69A1 TO_FROM | XLOB58 | BIG_FOOT_69A1 | 47 | 1 | 1 | BIG_FOOT2A | BIG_FOOT4A | TO_FROM | 73521.13 | -0.01582 | 0.00358 | -0.73733 | 0.046899 | 50.2185 | 18.6734 | 0 | 8692.811 | 3914.584 | Competitive | 0 | 0 | 0 | 0 | 0 | 1 | 0 | Non-Competitive | Non-Competitive | Non-Competitive | Non-Competitive | Non-Competitive | 0 | 0 | 0 | 0 | 0 | 0 | 0 | 0 | 0 | 0 | 0 | 0 | 0 | 0 | 0
XLOB58 FREER_SAN_DI1_1 FROM_TO | XLOB58 | FREER_SAN_DI1_1 | 38 | 1 | 1 | FREER2A | SAN_DIEG2A | FROM_TO | 73521.13 | -0.01299 | 0.054316 | -0.17034 | 0.60372 | 21.4727 | -42.6517 | 0 | 2505.365 | 2197.428 | Competitive | 0 | 0 | 0 | 1 | 1 | 1 | 0 | Non-Competitive | Non-Competitive | Non-Competitive | Non-Competitive | Non-Competitive | 0 | 0 | 0 | 0 | 0 | 0 | 0 | 0 | 0 | 0 | 0 | 0 | 0 | 0 | 0
XLOB58 FREER_SAN_DI1_1 TO_FROM | XLOB58 | FREER_SAN_DI1_1 | 38 | 1 | 1 | FREER2A | SAN_DIEG2A | TO_FROM | 73521.13 | -0.05432 | 0.012992 | -0.60372 | 0.17034 | 53.6896 | 6.2876 | 0 | 1910.371 | 5000 | Competitive | 0 | 0 | 0 | 0 | 0 | 1 | 1 | Non-Competitive | Non-Competitive | Non-Competitive | Non-Competitive | Non-Competitive | 2 | 2 | 2 | 2 | 2 | 2 | 2 | 2 | 2 | 2 | 2 | 2 | 2 | 2 | 2
XLOB58 HAMILT_MAVERI1_1 FROM_TO | XLOB58 | HAMILT_MAVERI1_1 | 122 | 1 | 1 | HAMILTN4 | MAVERICK4A | FROM_TO | 73521.13 | -0.05335 | 0.20551 | -0.53903 | 0.20551 | 324.8463 | -74.5705 | 0 | 4241.027 | 3337.699 | Competitive | 0 | 0 | 0 | 0 | 0 | 1 | 1 | Non-Competitive | Non-Competitive | Non-Competitive | Non-Competitive | Non-Competitive | 32 | 32 | 32 | 32 | 32 | 32 | 32 | 32 | 32 | 32 | 32 | 32 | 32 | 32 | 32
XLOB58 HAMILT_MAVERI1_1 TO_FROM | XLOB58 | HAMILT_MAVERI1_1 | 122 | 1 | 1 | HAMILTN4 | MAVERICK4A | TO_FROM | 73521.13 | -0.20551 | 0.4614 | -0.20551 | 0.53903 | 154.3251 | -149.299 | 0 | 7638.706 | 10000 | Competitive | 0 | 0 | 0 | 0 | 0 | 1 | 1 | Non-Competitive | Non-Competitive | Non-Competitive | Non-Competitive | Non-Competitive | 2 | 2 | 2 | 2 | 2 | 2 | 2 | 2 | 2 | 2 | 2 | 2 | 2 | 2 | 2
XLOB58 LAQUIN_LOBO1_1 FROM_TO | XLOB58 | LAQUIN_LOBO1_1 | 239 | 1 | 1 | LOBO4A | LAQUNTA4A | FROM_TO | 73521.13 | -0.02151 | 0.2692 | -0.57314 | 0.30388 | 72.5208 | -152.571 | 0 | 3190.136 | 2503.611 | Competitive | 0 | 0 | 0 | 0 | 1 | 1 | 1 | Non-Competitive | Non-Competitive | Non-Competitive | Non-Competitive | Competitive | 6 | 6 | 6 | 6 | 6 | 6 | 6 | 6 | 6 | 6 | 6 | 6 | 0 | 0 | 0
XLOB58 LAQUIN_LOBO1_1 TO_FROM | XLOB58 | LAQUIN_LOBO1_1 | 239 | 1 | 1 | LOBO4A | LAQUNTA4A | TO_FROM | 73521.13 | -0.2692 | 0.57314 | -0.30388 | 0.57314 | 311.659 | 20.7842 | 0 | 9767.769 | 4671.009 | Competitive | 0 | 0 | 0 | 0 | 0 | 1 | 1 | Non-Competitive | Non-Competitive | Non-Competitive | Non-Competitive | Non-Competitive | 2 | 2 | 34 | 2 | 2 | 34 | 2 | 2 | 34 | 2 | 2 | 34 | 2 | 2 | 34
XLOB58 NLARSW_PS1 FROM_TO | XLOB58 | NLARSW_PS1 | 347 | 1 | 1 | NLARSWW4 | NLARSSL 4 | FROM_TO | 73521.13 | -0.07704 | 0.20855 | -0.69585 | 0.2362 | 113.8986 | -219.361 | 0 | 1938.044 | 10000 | Competitive | 0 | 0 | 0 | 0 | 0 | 1 | 1 | Non-Competitive | Non-Competitive | Non-Competitive | Non-Competitive | Non-Competitive | 29 | 29 | 29 | 29 | 29 | 29 | 29 | 29 | 29 | 29 | 29 | 29 | 29 | 29 | 29
XLOB58 NLARSW_PS1 TO_FROM | XLOB58 | NLARSW_PS1 | 347 | 1 | 1 | NLARSWW4 | NLARSSL 4 | TO_FROM | 73521.13 | -0.20855 | 0.1328 | -0.2362 | 0.69585 | 312.4701 | 28.8483 | 0 | 4447.668 | 3262.567 | Competitive | 0 | 0 | 0 | 0 | 0 | 1 | 1 | Non-Competitive | Non-Competitive | Non-Competitive | Non-Competitive | Non-Competitive | 8 | 11 | 14 | 8 | 11 | 14 | 8 | 11 | 14 | 8 | 11 | 14 | 8 | 11 | 14
XLOB58 PALDRO_PEARSAL_1 FROM_TO | XLOB58 | PALDRO_PEARSAL_1 | 215 | 1 | 1 | PALODUROSW8 | PEARSALLSW8 | FROM_TO | 73521.13 | -0.27176 | 0.17445 | -0.27176 | 0.50421 | 119.7743 | -251.045 | 0 | 2022.254 | 10000 | Competitive | 0 | 0 | 0 | 0 | 0 | 1 | 1 | Non-Competitive | Non-Competitive | Non-Competitive | Non-Competitive | Non-Competitive | 27 | 27 | 27 | 27 | 27 | 27 | 27 | 27 | 27 | 27 | 27 | 27 | 27 | 27 | 27
XLOB58 PALDRO_PEARSAL_1 TO_FROM | XLOB58 | PALDRO_PEARSAL_1 | 215 | 1 | 1 | PALODUROSW8 | PEARSALLSW8 | TO_FROM | 73521.13 | -0.15154 | 0.27176 | -0.50421 | 0.27176 | 345.5795 | 31.7917 | 0 | 10000 | 3311.481 | Competitive | 0 | 0 | 0 | 0 | 0 | 1 | 1 | Non-Competitive | Non-Competitive | Non-Competitive | Non-Competitive | Non-Competitive | 7 | 7 | 10 | 7 | 7 | 10 | 7 | 7 | 10 | 7 | 7 | 10 | 7 | 7 | 10
XLOB58 ST_NIN_WORMSE1_1 FROM_TO | XLOB58 | ST_NIN_WORMSE1_1 | 240 | 1 | 1 | WORMSER4A | ST_NINO4A | FROM_TO | 73521.13 | -0.24209 | 0.13157 | -0.57648 | 0.35502 | 151.9948 | 56.6043 | 0 | 4227.221 | 5000 | Competitive | 0 | 0 | 0 | 0 | 0 | 1 | 1 | Non-Competitive | Non-Competitive | Non-Competitive | Non-Competitive | Non-Competitive | 2 | 2 | 2 | 2 | 2 | 2 | 2 | 2 | 2 | 2 | 2 | 2 | 2 | 2 | 2
XLOB58 ST_NIN_WORMSE1_1 TO_FROM | XLOB58 | ST_NIN_WORMSE1_1 | 240 | 1 | 1 | WORMSER4A | ST_NINO4A | TO_FROM | 73521.13 | -0.13157 | 0.24209 | -0.35502 | 0.57647 | 16.9337 | -124.538 | 0 | 2516.942 | 5021.963 | Competitive | 0 | 0 | 0 | 0 | 0 | 1 | 1 | Non-Competitive | Non-Competitive | Non-Competitive | Non-Competitive | Non-Competitive | 6 | 6 | 6 | 6 | 6 | 6 | 6 | 6 | 6 | 6 | 6 | 6 | 6 | 6 | 6
XLON58 CELANE_KLEBER1_1 FROM_TO | XLON58 | CELANE_KLEBER1_1 | 211 | 3 | 3 | CELANEBI4A | KLEBERG4A | FROM_TO | 73521.13 | -0.02768 | 0.34573 | -0.52652 | 0.34573 | 152.7048 | 56.7712 | 0 | 8287.06 | 2992.003 | Competitive | 0 | 0 | 0 | 0 | 1 | 1 | 1 | Non-Competitive | Non-Competitive | Non-Competitive | Non-Competitive | Competitive | 0 | 1 | 1 | 0 | 1 | 1 | 0 | 1 | 1 | 0 | 1 | 1 | 0 | 0 | 0
XLON58 CELANE_KLEBER1_1 TO_FROM | XLON58 | CELANE_KLEBER1_1 | 211 | 3 | 3 | CELANEBI4A | KLEBERG4A | TO_FROM | 73521.13 | -0.34573 | 0.027676 | -0.34573 | 0.52652 | -35.5346 | -121.38 | 0 | 2098.714 | 8287.06 | Competitive | 0 | 0 | 0 | 0 | 0 | 1 | 1 | Non-Competitive | Non-Competitive | Non-Competitive | Non-Competitive | Non-Competitive | 1 | 5 | 5 | 1 | 5 | 5 | 1 | 5 | 5 | 1 | 5 | 5 | 1 | 5 | 5
XLON58 CELANE_N_SHAR1_1 FROM_TO | XLON58 | CELANE_N_SHAR1_1 | 211 | 3 | 3 | CELANEBI4A | N_SHARPE4A | FROM_TO | 73521.13 | -0.02301 | 0.65385 | -0.1242 | 0.65385 | -39.5765 | -138.279 | 0 | 9965.374 | 10000 | Competitive | 0 | 0 | 0 | 0 | 0 | 1 | 1 | Non-Competitive | Non-Competitive | Non-Competitive | Non-Competitive | Non-Competitive | 4 | 4 | 4 | 4 | 4 | 4 | 4 | 4 | 4 | 4 | 4 | 4 | 4 | 4 | 4
XLON58 CELANE_N_SHAR1_1 TO_FROM | XLON58 | CELANE_N_SHAR1_1 | 211 | 3 | 3 | CELANEBI4A | N_SHARPE4A | TO_FROM | 73521.13 | -0.65385 | 0.023011 | -0.65385 | 0.1242 | 169.6382 | 74.0504 | 0 | 6571.414 | 9965.374 | Competitive | 0 | 0 | 0 | 0 | 0 | 1 | 1 | Non-Competitive | Non-Competitive | Non-Competitive | Non-Competitive | Non-Competitive | bar: 8 to 14
XLON58 KOCH_UP_69A1 FROM_TO | XLON58 | KOCH_UP_69A1 | 91.3 | 3 | 3 | KOCH_UP2A | KOCH_UP4A | FROM_TO | 73521.13 | -0.01787 | 0.003982 | -0.07282 | 0.3274 | -42.5034 | -60.3487 | 0 | 10000 | 9498.25 | Competitive | 0 | 0 | 0 | 0 | 0 | 1 | 0 | Non-Competitive | Non-Competitive | Non-Competitive | Non-Competitive | Non-Competitive | 0 | 0 | 0 | 0 | 0 | 0 | 0 | 0 | 0 | 0 | 0 | 0 | 0 | 0 | 0
XLON58 KOCH_UP_69A1 TO_FROM | XLON58 | KOCH_UP_69A1 | 91.3 | 3 | 3 | KOCH_UP2A | KOCH_UP4A | TO_FROM | 73521.13 | -0.00398 | 0.017869 | -0.3274 | 0.072819 | 71.3528 | 42.2398 | 0 | 9498.25 | 10000 | Competitive | 0 | 0 | 0 | 0 | 0 | 1 | 0 | Non-Competitive | Non-Competitive | Non-Competitive | Non-Competitive | Non-Competitive | 0 | 0 | 0 | 0 | 0 | 0 | 0 | 0 | 0 | 0 | 0 | 0 | 0 | 0 | 0
XLON58 LASPUL_RIOHON1_1 FROM_TO | XLON58 | LASPUL_RIOHON1_1 | 216 | 3 | 3 | RIOHONDO4A | LASPULGA4A | FROM_TO | 73521.13 | -0.0675 | 0.031224 | -0.68382 | 0.075106 | 82.2891 | -25.936 | 0 | 2112.857 | 10000 | Competitive | 0 | 0 | 0 | 0 | 0 | 1 | 1 | Non-Competitive | Non-Competitive | Non-Competitive | Non-Competitive | Non-Competitive | bar: 8 to 14
XLON58 LASPUL_RIOHON1_1 TO_FROM | XLON58 | LASPUL_RIOHON1_1 | 216 | 3 | 3 | RIOHONDO4A | LASPULGA4A | TO_FROM | 73521.13 | -0.03122 | 0.067502 | -0.07511 | 0.68381 | 31.7645 | -29.6168 | 0 | 10000 | 4819.466 | Competitive | 0 | 0 | 0 | 0 | 0 | 1 | 1 | Non-Competitive | Non-Competitive | Non-Competitive | Non-Competitive | Non-Competitive | 12 | 12 | 12 | 12 | 12 | 12 | 12 | 12 | 12 | 12 | 12 | 12 | 12 | 12 | 12
XLON89 KOCH_UP_69A1 FROM_TO | XLON89 | KOCH_UP_69A1 | 91.3 | 1 | 1 | KOCH_UP2A | KOCH_UP4A | FROM_TO | 73521.13 | -0.01704 | 0.005919 | -0.07152 | 0.34329 | -50.7667 | -71.5068 | 0 | 10000 | 9326.233 | Competitive | 0 | 0 | 0 | 0 | 0 | 1 | 0 | Non-Competitive | Non-Competitive | Non-Competitive | Non-Competitive | Non-Competitive | 0 | 0 | 0 | 0 | 0 | 0 | 0 | 0 | 0 | 0 | 0 | 0 | 0 | 0 | 0
XLON89 KOCH_UP_69A1 TO_FROM | XLON89 | KOCH_UP_69A1 | 91.3 | 1 | 1 | KOCH_UP2A | KOCH_UP4A | TO_FROM | 73521.13 | -0.00592 | 0.017042 | -0.34329 | 0.071525 | 82.8829 | 50.6063 | 0 | 9326.233 | 10000 | Competitive | 0 | 0 | 0 | 0 | 0 | 1 | 0 | Non-Competitive | Non-Competitive | Non-Competitive | Non-Competitive | Non-Competitive | 0 | 0 | 0 | 0 | 0 | 0 | 0 | 0 | 0 | 0 | 0 | 0 | 0 | 0 | 0
XLWS158 590__B FROM_TO | XLWS158 | 590__B | 213 | 1 | 1 | LEW_JNS_P8 | TNLAKEPNTE1 | FROM_TO | 73521.13 | -0.00957 | 0.11409 | -0.13024 | 0.46653 | 92.3124 | -125.863 | 0 | 3660.098 | 2986.542 | Competitive | 0 | 0 | 0 | 0 | 1 | 1 | 0 | Non-Competitive | Non-Competitive | Non-Competitive | Non-Competitive | Non-Competitive | 0 | 0 | 0 | 0 | 0 | 0 | 0 | 0 | 0 | 0 | 0 | 0 | 0 | 0 | 0
XLWS158 590__B TO_FROM | XLWS158 | 590__B | 213 | 1 | 1 | LEW_JNS_P8 | TNLAKEPNTE1 | TO_FROM | 73521.13 | -0.11409 | 0.00957 | -0.46654 | 0.13024 | 229.8624 | 64.5247 | 0 | 2759.877 | 5000.016 | Competitive | 0 | 0 | 0 | 0 | 0 | 1 | 1 | Non-Competitive | Non-Competitive | Non-Competitive | Non-Competitive | Non-Competitive | 5 | 5 | 5 | 5 | 5 | 5 | 5 | 5 | 5 | 5 | 5 | 5 | 5 | 5 | 5
XLWS158 591__A FROM_TO | XLWS158 | 591__A | 280 | 1 | 1 | CRLTN_NW_E8 | TNLAKEPNTE1 | FROM_TO | 73521.13 | -0.14733 | 0.014 | -0.68364 | 0.071446 | 412.7775 | 196.5458 | 0 | 1709.606 | 5000.855 | Competitive | 0 | 0 | 0 | 0 | 0 | 1 | 1 | Non-Competitive | Non-Competitive | Non-Competitive | Non-Competitive | Non-Competitive | 5 | 5 | 5 | 5 | 5 | 5 | 5 | 5 | 5 | 5 | 5 | 5 | 5 | 5 | 5
XLWS158 591__A TO_FROM | XLWS158 | 591__A | 280 | 1 | 1 | CRLTN_NW_E8 | TNLAKEPNTE1 | TO_FROM | 73521.13 | -0.014 | 0.14733 | -0.07145 | 0.68364 | 7.1087 | -276.478 | 0 | 3604.261 | 1813.358 | Competitive | 0 | 0 | 1 | 1 | 1 | 1 | 0 | Non-Competitive | Non-Competitive | Non-Competitive | Non-Competitive | Non-Competitive | 0 | 0 | 0 | 0 | 0 | 0 | 0 | 0 | 0 | 0 | 0 | 0 | 0 | 0 | 0
XLWS58 589_C_1 FROM_TO | XLWS58 | 589_C_1 | 213 | 0 | 0 | CRLTN_NW_W8 | TNSOUTH___1 | FROM_TO | 73521.13 | -0.03777 | 0.005578 | -0.49973 | 0.043875 | 118.6524 | 32.8947 | 0 | 2572.095 | 5025.21 | Competitive | 0 | 0 | 0 | 0 | 0 | 1 | 1 | Non-Competitive | Non-Competitive | Non-Competitive | Non-Competitive | Non-Competitive | 2 | 2 | 2 | 2 | 2 | 2 | 2 | 2 | 2 | 2 | 2 | 2 | 2 | 2 | 2
XLWS58 589_C_1 TO_FROM | XLWS58 | 589_C_1 | 213 | 0 | 0 | CRLTN_NW_W8 | TNSOUTH___1 | TO_FROM | 73521.13 | -0.00558 | 0.037774 | -0.04388 | 0.49973 | 41.5356 | -63.3908 | 0 | 3727.926 | 2723.312 | Competitive | 0 | 0 | 0 | 0 | 1 | 1 | 0 | Non-Competitive | Non-Competitive | Non-Competitive | Non-Competitive | Non-Competitive | 0 | 0 | 0 | 0 | 0 | 0 | 0 | 0 | 0 | 0 | 0 | 0 | 0 | 0 | 0
XLWS58 591__A FROM_TO | XLWS58 | 591__A | 280 | 0 | 0 | CRLTN_NW_E8 | TNLAKEPNTE1 | FROM_TO | 73521.13 | -0.09741 | 0.013922 | -0.58028 | 0.11854 | 233.3876 | 2.8062 | 0 | 2797.093 | 4921.687 | Competitive | 0 | 0 | 0 | 0 | 0 | 1 | 1 | Non-Competitive | Non-Competitive | Non-Competitive | Non-Competitive | Non-Competitive | 5 | 5 | 5 | 5 | 5 | 5 | 5 | 5 | 5 | 5 | 5 | 5 | 5 | 5 | 5
XLWS58 591__A TO_FROM | XLWS58 | 591__A | 280 | 0 | 0 | CRLTN_NW_E8 | TNLAKEPNTE1 | TO_FROM | 73521.13 | -0.01392 | 0.09741 | -0.11854 | 0.58028 | 195.9441 | -84.36 | 0 | 3572.853 | 2948.252 | Competitive | 0 | 0 | 0 | 0 | 1 | 1 | 0 | Non-Competitive | Non-Competitive | Non-Competitive | Non-Competitive | Non-Competitive | 0 | 0 | 0 | 0 | 0 | 0 | 0 | 0 | 0 | 0 | 0 | 0 | 0 | 0 | 0
XLY2T58 LYTTON_S_AT1H FROM_TO | XLY2T58 | LYTTON_S_AT1H | 480 | 3 | 3 | LYTTON34 | LYTTON1_1KV | FROM_TO | 73521.13 | -0.06909 | 0.03026 | -0.24141 | 0.067819 | 550.9001 | 264.524 | 0 | 1861.194 | 5227.248 | Competitive | 0 | 0 | 0 | 0 | 0 | 1 | 1 | Non-Competitive | Non-Competitive | Non-Competitive | Non-Competitive | Non-Competitive | 31 | 31 | 31 | 31 | 31 | 31 | 31 | 31 | 31 | 31 | 31 | 31 | 31 | 31 | 31
XLY2T58 LYTTON_S_AT1H TO_FROM | XLY2T58 | LYTTON_S_AT1H | 480 | 3 | 3 | LYTTON34 | LYTTON1_1KV | TO_FROM | 73521.13 | -0.03026 | 0.069089 | -0.06782 | 0.24141 | -113.362 | -500.307 | 0 | 5200.673 | 1985.792 | Competitive | 0 | 0 | 1 | 1 | 1 | 1 | 1 | Non-Competitive | Non-Competitive | Competitive | Competitive | Competitive | 11 | 11 | 11 | 11 | 11 | 11 | 0 | 0 | 0 | 0 | 0 | 0 | 0 | 0 | 0
XLY3T58 LYTTON_S_AT1H FROM_TO | XLY3T58 | LYTTON_S_AT1H | 480 | 1 | 1 | LYTTON34 | LYTTON1_1KV | FROM_TO | 73521.13 | -0.07006 | 0.030685 | -0.27227 | 0.068771 | 558.6316 | 268.2322 | 0 | 1861.16 | 5227.241 | Competitive | 0 | 0 | 0 | 0 | 0 | 1 | 1 | Non-Competitive | Non-Competitive | Non-Competitive | Non-Competitive | Non-Competitive | 31 | 31 | 31 | 31 | 31 | 31 | 31 | 31 | 31 | 31 | 31 | 31 | 31 | 31 | 31
XLY3T58 LYTTON_S_AT1H TO_FROM | XLY3T58 | LYTTON_S_AT1H | 480 | 1 | 1 | LYTTON34 | LYTTON1_1KV | TO_FROM | 73521.13 | -0.03068 | 0.070058 | -0.06877 | 0.27227 | -114.95 | -507.33 | 0 | 5200.666 | 1985.756 | Competitive | 0 | 0 | 1 | 1 | 1 | 1 | 1 | Non-Competitive | Non-Competitive | Competitive | Competitive | Competitive | 11 | 11 | 11 | 11 | 11 | 11 | 0 | 0 | 0 | 0 | 0 | 0 | 0 | 0 | 0
XLY3T58 LYTTON_S_AT2H FROM_TO | XLY3T58 | LYTTON_S_AT2H | 480 | 1 | 1 | LYTTON34 | LYTTON2_1KV | FROM_TO | 73521.13 | -0.06333 | 0.027739 | -0.24694 | 0.062169 | 505.0115 | 242.4891 | 0 | 1861.212 | 5227.25 | Competitive | 0 | 0 | 0 | 0 | 0 | 1 | 1 | Non-Competitive | Non-Competitive | Non-Competitive | Non-Competitive | Non-Competitive | 31 | 31 | 31 | 31 | 31 | 31 | 31 | 31 | 31 | 31 | 31 | 31 | 31 | 31 | 31
XLY3T58 LYTTON_S_AT2H TO_FROM | XLY3T58 | LYTTON_S_AT2H | 480 | 1 | 1 | LYTTON34 | LYTTON2_1KV | TO_FROM | 73521.13 | -0.02774 | 0.063334 | -0.06217 | 0.24694 | -103.921 | -458.634 | 0 | 5200.676 | 1985.811 | Competitive | 0 | 0 | 1 | 1 | 1 | 1 | 1 | Non-Competitive | Non-Competitive | Competitive | Competitive | Competitive | 8 | 8 | 8 | 8 | 8 | 8 | 0 | 0 | 0 | 0 | 0 | 0 | 0 | 0 | 0
XLYT58 LYTTON_S_AT1H FROM_TO | XLYT58 | LYTTON_S_AT1H | 480 | 3 | 3 | LYTTON34 | LYTTON1_1KV | FROM_TO | 73521.13 | 0 | 0 | 0 | 0 | 0 | 0 | 0 | 0 | 0 | Competitive | 1 | 1 | 1 | 1 | 1 | 1 | 0 | Non-Competitive | Non-Competitive | Non-Competitive | Non-Competitive | Non-Competitive | 0 | 0 | 0 | 0 | 0 | 0 | 0 | 0 | 0 | 0 | 0 | 0 | 0 | 0 | 0
XLYT58 LYTTON_S_AT1H TO_FROM | XLYT58 | LYTTON_S_AT1H | 480 | 3 | 3 | LYTTON34 | LYTTON1_1KV | TO_FROM | 73521.13 | 0 | 0 | 0 | 0 | 0 | 0 | 0 | 0 | 0 | Competitive | 1 | 1 | 1 | 1 | 1 | 1 | 0 | Non-Competitive | Non-Competitive | Non-Competitive | Non-Competitive | Non-Competitive | 0 | 0 | 0 | 0 | 0 | 0 | 0 | 0 | 0 | 0 | 0 | 0 | 0 | 0 | 0
XMDK89 6427__A FROM_TO | XMDK89 | 6427__A | 151 | 1 | 1 | PERMIANB_8 | HACKBTAP4A | FROM_TO | 73521.13 | -0.04379 | 0.096836 | -0.67964 | 0.096836 | 230.4929 | 34.8495 | 0 | 5767.713 | 10000 | Competitive | 0 | 0 | 0 | 0 | 0 | 1 | 1 | Non-Competitive | Non-Competitive | Non-Competitive | Non-Competitive | Non-Competitive | 2 | 2 | 2 | 2 | 2 | 2 | 2 | 2 | 2 | 2 | 2 | 2 | 2 | 2 | 2
XMDK89 6427__A TO_FROM | XMDK89 | 6427__A | 151 | 1 | 1 | PERMIANB_8 | HACKBTAP4A | TO_FROM | 73521.13 | -0.09684 | 0.17342 | -0.09684 | 0.67964 | 152.0061 | -77.034 | 0 | 3784.97 | 10000 | Competitive | 0 | 0 | 0 | 0 | 0 | 1 | 1 | Non-Competitive | Non-Competitive | Non-Competitive | Non-Competitive | Non-Competitive | 5 | 5 | 5 | 5 | 5 | 5 | 5 | 5 | 5 | 5 | 5 | 5 | 5 | 5 | 5
XMDK89 RIOP_WDWRDT1_1 FROM_TO | XMDK89 | RIOP_WDWRDT1_1 | 170 | 1 | 1 | RIOP4A | WDWRDTP4A | FROM_TO | 73521.13 | -0.04739 | 0.082822 | -0.88226 | 0.082822 | 152.3458 | 32.7343 | 0 | 3280.313 | 10000 | Competitive | 0 | 0 | 0 | 0 | 0 | 1 | 1 | Non-Competitive | Non-Competitive | Non-Competitive | Non-Competitive | Non-Competitive | 5 | 5 | 5 | 5 | 5 | 5 | 5 | 5 | 5 | 5 | 5 | 5 | 5 | 5 | 5
XMDK89 RIOP_WDWRDT1_1 TO_FROM | XMDK89 | RIOP_WDWRDT1_1 | 170 | 1 | 1 | RIOP4A | WDWRDTP4A | TO_FROM | 73521.13 | -0.02311 | 0.88226 | -0.08282 | 0.88226 | 101.7997 | -67.389 | 0 | 9606.405 | 10000 | Competitive | 0 | 0 | 0 | 0 | 0 | 1 | 1 | Non-Competitive | Non-Competitive | Non-Competitive | Non-Competitive | Non-Competitive | 2 | 2 | 2 | 2 | 2 | 2 | 2 | 2 | 2 | 2 | 2 | 2 | 2 | 2 | 2
XMDL58 MOSSW_MR1H FROM_TO | XMDL58 | MOSSW_MR1H | 555 | 3 | 3 | MOSS_5 | 24033 | FROM_TO | 73521.13 | -0.33796 | 0.044168 | -0.6479 | 0.1183 | 486.941 | 363.0408 | 0 | 3116.668 | 9965.908 | Competitive | 0 | 0 | 0 | 0 | 0 | 1 | 1 | Non-Competitive | Non-Competitive | Non-Competitive | Non-Competitive | Non-Competitive | 9 | 9 | 9 | 9 | 9 | 9 | 9 | 9 | 9 | 9 | 9 | 9 | 9 | 9 | 9
XMDL58 MOSSW_MR1H TO_FROM | XMDL58 | MOSSW_MR1H | 555 | 3 | 3 | MOSS_5 | 24033 | TO_FROM | 73521.13 | -0.04417 | 0.34098 | -0.1183 | 0.6479 | 46.6459 | -432.434 | 0 | 3972.672 | 3721.611 | Competitive | 0 | 0 | 0 | 0 | 0 | 1 | 1 | Non-Competitive | Non-Competitive | Non-Competitive | Non-Competitive | Non-Competitive | 15 | 15 | 15 | 15 | 15 | 15 | 15 | 15 | 15 | 15 | 15 | 15 | 15 | 15 | 15
XMG2S58 MGSES_MR2H FROM_TO | XMG2S58 | MGSES_MR2H | 341 | 3 | 3 | MRGNCRK_5 | 700208_3STAR | FROM_TO | 73521.13 | -0.3665 | 0.02695 | -1.5969 | 0.030613 | 338.1998 | 253.4533 | 0 | 1683.785 | 9693.778 | Competitive | 0 | 0 | 0 | 0 | 0 | 1 | 1 | Non-Competitive | Non-Competitive | Non-Competitive | Non-Competitive | Non-Competitive | 16 | 16 | 16 | 16 | 16 | 16 | 16 | 16 | 16 | 16 | 16 | 16 | 16 | 16 | 16
XMG2S58 MGSES_MR2H TO_FROM | XMG2S58 | MGSES_MR2H | 341 | 3 | 3 | MRGNCRK_5 | 700208_3STAR | TO_FROM | 73521.13 | -0.01793 | 0.3665 | -0.03061 | 1.5969 | 419.6046 | -279.959 | 0 | 3739.793 | 10000 | Non-Competi | 0 | 0 | 0 | 0 | 0 | 1 | 0 | Non-Competitive | Non-Competitive | Non-Competitive | Non-Competitive | Non-Competitive | 0 | 0 | 0 | 0 | 0 | 0 | 0 | 0 | 0 | 0 | 0 | 0 | 0 | 0 | 0
XMG2S58 MGSES_MR4H FROM_TO | XMG2S58 | MGSES_MR4H | 350 | 3 | 3 | MRGNCRK_5 | 700209_3STAR | FROM_TO | 73521.13 | -0.38108 | 0.028022 | -0.48608 | 0.4616 | 351.6465 | 263.5296 | 0 | 1683.818 | 9693.778 | Competitive | 0 | 0 | 0 | 0 | 0 | 1 | 1 | Non-Competitive | Non-Competitive | Non-Competitive | Non-Competitive | Non-Competitive | 16 | 16 | 16 | 16 | 16 | 16 | 16 | 16 | 16 | 16 | 16 | 16 | 16 | 16 | 16
XMG2S58 MGSES_MR4H TO_FROM | XMG2S58 | MGSES_MR4H | 350 | 3 | 3 | MRGNCRK_5 | 700209_3STAR | TO_FROM | 73521.13 | -0.01865 | 0.38108 | -0.4616 | 0.48608 | 436.3009 | -291.089 | 0 | 3739.798 | 10000 | Competitive | 0 | 0 | 0 | 0 | 0 | 1 | 0 | Non-Competitive | Non-Competitive | Non-Competitive | Non-Competitive | Non-Competitive | 0 | 0 | 0 | 0 | 0 | 0 | 0 | 0 | 0 | 0 | 0 | 0 | 0 | 0 | 0
XMG2S58 STCO_STER1_1 FROM_TO | XMG2S58 | STCO_STER1_1 | 38 | 3 | 3 | STER2A | STCO2A | FROM_TO | 73521.13 | -0.08384 | 0.016171 | -0.63566 | 0.33802 | 33.1797 | -16.1669 | 0 | 6332.907 | 10000 | Competitive | 0 | 0 | 0 | 0 | 0 | 1 | 1 | Non-Competitive | Non-Competitive | Non-Competitive | Non-Competitive | Non-Competitive | bar: 8 to 14
XMG2S58 STCO_STER1_1 TO_FROM | XMG2S58 | STCO_STER1_1 | 38 | 3 | 3 | STER2A | STCO2A | TO_FROM | 73521.13 | -0.00137 | 0.17967 | -0.33802 | 0.63566 | 78.1049 | -22.1937 | 0 | 5628.524 | 1351.419 | Competitive | 0 | 1 | 1 | 1 | 1 | 1 | 0 | Non-Competitive | Non-Competitive | Non-Competitive | Non-Competitive | Non-Competitive | 0 | 0 | 0 | 0 | 0 | 0 | 0 | 0 | 0 | 0 | 0 | 0 | 0 | 0 | 0
XMGS58 MGSES_MR1H FROM_TO | XMGS58 | MGSES_MR1H | 349 | 3 | 3 | MRGNCRK_5 | 700207_3STAR | FROM_TO | 73521.13 | -0.38314 | 0.028174 | -0.4798 | 0.46409 | 353.5488 | 264.9557 | 0 | 1683.795 | 9693.778 | Competitive | 0 | 0 | 0 | 0 | 0 | 1 | 1 | Non-Competitive | Non-Competitive | Non-Competitive | Non-Competitive | Non-Competitive | 16 | 16 | 16 | 16 | 16 | 16 | 16 | 16 | 16 | 16 | 16 | 16 | 16 | 16 | 16
XMGS58 MGSES_MR1H TO_FROM | XMGS58 | MGSES_MR1H | 349 | 3 | 3 | MRGNCRK_5 | 700207_3STAR | TO_FROM | 73521.13 | -0.01875 | 0.38314 | -0.46409 | 0.4798 | 438.6494 | -292.666 | 0 | 3739.793 | 10000 | Competitive | 0 | 0 | 0 | 0 | 0 | 1 | 0 | Non-Competitive | Non-Competitive | Non-Competitive | Non-Competitive | Non-Competitive | 0 | 0 | 0 | 0 | 0 | 0 | 0 | 0 | 0 | 0 | 0 | 0 | 0 | 0 | 0
XMGS58 MGSES_MR1L FROM_TO | XMGS58 | MGSES_MR1L | 349 | 3 | 3 | MRGNCRK_8 | 700207_3STAR | FROM_TO | 73521.13 | -0.01875 | 0.38314 | -0.5202 | 0.38314 | 438.6494 | -292.666 | 0 | 3739.793 | 10000 | Competitive | 0 | 0 | 0 | 0 | 0 | 1 | 0 | Non-Competitive | Non-Competitive | Non-Competitive | Non-Competitive | Non-Competitive | 0 | 0 | 0 | 0 | 0 | 0 | 0 | 0 | 0 | 0 | 0 | 0 | 0 | 0 | 0
XMGS58 MGSES_MR1L TO_FROM | XMGS58 | MGSES_MR1L | 349 | 3 | 3 | MRGNCRK_8 | 700207_3STAR | TO_FROM | 73521.13 | -0.38314 | 0.028174 | -0.38314 | 0.5202 | 353.5488 | 264.9557 | 0 | 1683.795 | 9693.778 | Competitive | 0 | 0 | 0 | 0 | 0 | 1 | 1 | Non-Competitive | Non-Competitive | Non-Competitive | Non-Competitive | Non-Competitive | 16 | 16 | 16 | 16 | 16 | 16 | 16 | 16 | 16 | 16 | 16 | 16 | 16 | 16 | 16
XMGS58 MGSES_MR2H FROM_TO | XMGS58 | MGSES_MR2H | 341 | 3 | 3 | MRGNCRK_5 | 700208_3STAR | FROM_TO | 73521.13 | -0.36511 | 0.026849 | -1.5986 | 0.030497 | 336.9128 | 252.4893 | 0 | 1683.777 | 9693.779 | Competitive | 0 | 0 | 0 | 0 | 0 | 1 | 1 | Non-Competitive | Non-Competitive | Non-Competitive | Non-Competitive | Non-Competitive | 16 | 16 | 16 | 16 | 16 | 16 | 16 | 16 | 16 | 16 | 16 | 16 | 16 | 16 | 16
XMGS58 MGSES_MR2H TO_FROM | XMGS58 | MGSES_MR2H | 341 | 3 | 3 | MRGNCRK_5 | 700208_3STAR | TO_FROM | 73521.13 | -0.01786 | 0.36511 | -0.0305 | 1.5986 | 418.0144 | -278.893 | 0 | 3739.795 | 10000 | Non-Competi | 0 | 0 | 0 | 0 | 0 | 1 | 0 | Non-Competitive | Non-Competitive | Non-Competitive | Non-Competitive | Non-Competitive | 0 | 0 | 0 | 0 | 0 | 0 | 0 | 0 | 0 | 0 | 0 | 0 | 0 | 0 | 0
XMOS58 6345__B FROM_TO | XMOS58 | 6345__B | 179 | 3 | 3 | GENRUBR_8 | SWPORTAP_8 | FROM_TO | 73521.13 | -0.20037 | 0.013333 | -0.69784 | 0.033087 | 162.3896 | 118.8535 | 0 | 5220.211 | 10000 | Competitive | 0 | 0 | 0 | 0 | 0 | 1 | 1 | Non-Competitive | Non-Competitive | Non-Competitive | Non-Competitive | Non-Competitive | 5 | 5 | 5 | 5 | 5 | 5 | 5 | 5 | 5 | 5 | 5 | 5 | 5 | 5 | 5
XMOS58 6345__B TO_FROM | XMOS58 | 6345__B | 179 | 3 | 3 | GENRUBR_8 | SWPORTAP_8 | TO_FROM | 73521.13 | -0.01333 | 0.20037 | -0.03309 | 0.69784 | 55.9205 | -139.101 | 0 | 5407.511 | 5831.704 | Competitive | 0 | 0 | 0 | 0 | 0 | 1 | 0 | Non-Competitive | Non-Competitive | Non-Competitive | Non-Competitive | Non-Competitive | 0 | 0 | 0 | 0 | 0 | 0 | 0 | 0 | 0 | 0 | 0 | 0 | 0 | 0 | 0
XMOS58 6475__F FROM_TO | XMOS58 | 6475__F | 203 | 3 | 3 | ODESSANO_8 | ODESSA2_8 | FROM_TO | 73521.13 | -0.03182 | 0.25501 | -0.11768 | 0.65175 | -24.8135 | -285.385 | 0 | 4658.075 | 5837.218 | Competitive | 0 | 0 | 0 | 0 | 0 | 1 | 1 | Non-Competitive | Non-Competitive | Non-Competitive | Non-Competitive | Non-Competitive | 12 | 12 | 12 | 12 | 12 | 12 | 12 | 12 | 12 | 12 | 12 | 12 | 12 | 12 | 12
XMOS58 6475__F TO_FROM | XMOS58 | 6475__F | 203 | 3 | 3 | ODESSANO_8 | ODESSA2_8 | TO_FROM | 73521.13 | -0.23547 | 0.031818 | -0.65175 | 0.11768 | 334.5309 | 258.1104 | 0 | 5379.528 | 10000 | Competitive | 0 | 0 | 0 | 0 | 0 | 0 | 1 | Non-Competitive | Non-Competitive | Non-Competitive | Non-Competitive | Non-Competitive | 5 | 5 | 5 | 5 | 5 | 5 | 5 | 5 | 5 | 5 | 5 | 5 | 5 | 5 | 5
XMOS58 6500__B FROM_TO | XMOS58 | 6500__B | 206 | 3 | 3 | ODESEHV_8 | BIG3ODTA_8 | FROM_TO | 73521.13 | 0 | 0.000329 | -0.99967 | 0.000329 | 24.1651 | 24.162 | 0 | 696.487 | 0 | Competitive | 1 | 1 | 1 | 1 | 1 | 1 | 0 | Non-Competitive | Non-Competitive | Non-Competitive | Non-Competitive | Non-Competitive | 0 | 0 | 0 | 0 | 0 | 0 | 0 | 0 | 0 | 0 | 0 | 0 | 0 | 0 | 0
XMOS58 6500__B TO_FROM | XMOS58 | 6500__B | 206 | 3 | 3 | ODESEHV_8 | BIG3ODTA_8 | TO_FROM | 73521.13 | -0.00033 | 0 | -0.00033 | 0.99967 | -24.1776 | -24.162 | 0 | 0 | 795.756 | Competitive | 1 | 1 | 1 | 1 | 1 | 1 | 0 | Non-Competitive | Non-Competitive | Non-Competitive | Non-Competitive | Non-Competitive | 0 | 0 | 0 | 0 | 0 | 0 | 0 | 0 | 0 | 0 | 0 | 0 | 0 | 0 | 0
XMOS58 6511__A FROM_TO | XMOS58 | 6511__A | 155 | 3 | 3 | MIDLNDE_8 | WINDWOOD_8 | FROM_TO | 73521.13 | -0.02972 | 0.028247 | -0.6808 | 0.24659 | 62.1355 | 18.4013 | 0 | 10000 | 5852.199 | Competitive | 0 | 0 | 0 | 0 | 0 | 1 | 1 | Non-Competitive | Non-Competitive | Non-Competitive | Non-Competitive | Non-Competitive | 12 | 12 | 12 | 12 | 12 | 12 | 12 | 12 | 12 | 12 | 12 | 12 | 12 | 12 | 12
XMOS58 6511__A TO_FROM | XMOS58 | 6511__A | 155 | 3 | 3 | MIDLNDE_8 | WINDWOOD_8 | TO_FROM | 73521.13 | -0.02825 | 0.029724 | -0.24659 | 0.6808 | 44.4669 | -46.4743 | 0 | 3837.821 | 10000 | Competitive | 0 | 0 | 0 | 0 | 0 | 1 | 1 | Non-Competitive | Non-Competitive | Non-Competitive | Non-Competitive | Non-Competitive | 3 | 3 | 3 | 3 | 3 | 3 | 3 | 3 | 3 | 3 | 3 | 3 | 3 | 3 | 3
XMOS58 6915__A FROM_TO | XMOS58 | 6915__A | 40 | 3 | 3 | ODESSANO_9 | ODBASSS_9 | FROM_TO | 73521.13 | -0.02467 | 0.002744 | -0.51415 | 0.15396 | 53.5379 | 46.4977 | 0 | 4725.092 | 10000 | Competitive | 0 | 0 | 0 | 0 | 0 | 0 | 1 | Non-Competitive | Non-Competitive | Non-Competitive | Non-Competitive | Non-Competitive | 5 | 5 | 5 | 5 | 5 | 5 | 5 | 5 | 5 | 5 | 5 | 5 | 5 | 5 | 5
XMOS58 6915__A TO_FROM | XMOS58 | 6915__A | 40 | 3 | 3 | ODESSANO_9 | ODBASSS_9 | TO_FROM | 73521.13 | -0.00274 | 0.037737 | -0.15396 | 0.51414 | -19.9279 | -49.6578 | 0 | 3850.854 | 5493.968 | Competitive | 0 | 0 | 0 | 0 | 0 | 1 | 0 | Non-Competitive | Non-Competitive | Non-Competitive | Non-Competitive | Non-Competitive | 0 | 0 | 0 | 0 | 0 | 0 | 0 | 0 | 0 | 0 | 0 | 0 | 0 | 0 | 0
XMOS58 ODNTH_FMR1 FROM_TO | XMOS58 | ODNTH_FMR1 | 87 | 3 | 3 | ODESSANO_8 | ODESSANO_9 | FROM_TO | 73521.13 | -0.03794 | 0.005639 | -0.70583 | 0.042396 | 86.4021 | 73.6273 | 0 | 5003.373 | 10000 | Competitive | 0 | 0 | 0 | 0 | 0 | 1 | 1 | Non-Competitive | Non-Competitive | Non-Competitive | Non-Competitive | Non-Competitive | 5 | 5 | 5 | 5 | 5 | 5 | 5 | 5 | 5 | 5 | 5 | 5 | 5 | 5 | 5
XMOS58 ODNTH_FMR1 TO_FROM | XMOS58 | ODNTH_FMR1 | 87 | 3 | 3 | ODESSANO_8 | ODESSANO_9 | TO_FROM | 73521.13 | -0.00564 | 0.063548 | -0.0424 | 0.70583 | -28.1901 | -78.1298 | 0 | 3933.535 | 5569.553 | Competitive | 0 | 0 | 0 | 0 | 0 | 1 | 0 | Non-Competitive | Non-Competitive | Non-Competitive | Non-Competitive | Non-Competitive | 0 | 0 | 0 | 0 | 0 | 0 | 0 | 0 | 0 | 0 | 0 | 0 | 0 | 0 | 0
XNE2D58 NEDIN_138H FROM_TO | XNE2D58 | NEDIN_138H | 660 | 1 | 1 | NEDIN7A | 8381_3STAR | FROM_TO | 73521.13 | -0.59353 | 0.028324 | -0.78721 | 0.28145 | 1041.546 | 584.9909 | 0 | 642.065 | 6400.051 | Non-Competi | 0 | 0 | 0 | 0 | 0 | 1 | 1 | Non-Competitive | Non-Competitive | Non-Competitive | Non-Competitive | Non-Competitive | 9 | 9 | 9 | 9 | 9 | 9 | 9 | 9 | 9 | 9 | 9 | 9 | 9 | 9 | 9
XNE2D58 NEDIN_138H TO_FROM | XNE2D58 | NEDIN_138H | 660 | 1 | 1 | NEDIN7A | 8381_3STAR | TO_FROM | 73521.13 | -0.02832 | 0.59353 | -0.28145 | 0.78721 | 304.1869 | -998.893 | 0 | 5678.182 | 716.204 | Competitive | 1 | 1 | 1 | 1 | 1 | 1 | 1 | Competitive | Competitive | Competitive | Competitive | Competitive | 0 | 0 | 0 | 0 | 0 | 0 | 0 | 0 | 0 | 0 | 0 | 0 | 0 | 0 | 0
XNOR58 3415__D FROM_TO | XNOR58 | 3415__D | 185 | 2 | 2 | AMELIA1_8 | UTSWMC1_8 | FROM_TO | 73521.13 | -0.04007 | 0.00534 | -0.56152 | 0.38193 | 262.4683 | 157.2551 | 0 | 994.308 | 10000 | Competitive | 0 | 0 | 0 | 0 | 0 | 1 | 1 | Non-Competitive | Non-Competitive | Non-Competitive | Non-Competitive | Non-Competitive | 3 | 3 | 3 | 3 | 3 | 3 | 3 | 3 | 3 | 3 | 3 | 3 | 3 | 3 | 3
XNOR58 3415__D TO_FROM | XNOR58 | 3415__D | 185 | 2 | 2 | AMELIA1_8 | UTSWMC1_8 | TO_FROM | 73521.13 | -0.00534 | 0.040073 | -0.38193 | 0.56152 | -124.967 | -201.586 | 0 | 10000 | 1073.419 | Competitive | 0 | 1 | 1 | 1 | 1 | 1 | 0 | Non-Competitive | Non-Competitive | Non-Competitive | Non-Competitive | Non-Competitive | 0 | 0 | 0 | 0 | 0 | 0 | 0 | 0 | 0 | 0 | 0 | 0 | 0 | 0 | 0
XODE58 ODEHV_MR3H FROM_TO | XODE58 | ODEHV_MR3H | 504 | 3 | 3 | ODEHV3T_5 | ODEHV3_1 | FROM_TO | 73521.13 | -0.15604 | 0.071328 | -0.67071 | 0.076038 | 464.8848 | 212.2014 | 0 | 5359.06 | 9647.603 | Competitive | 0 | 0 | 0 | 0 | 0 | 1 | 1 | Non-Competitive | Non-Competitive | Non-Competitive | Non-Competitive | Non-Competitive | 7 | 7 | 7 | 7 | 7 | 7 | 7 | 7 | 7 | 7 | 7 | 7 | 7 | 7 | 7
XODE58 ODEHV_MR3H TO_FROM | XODE58 | ODEHV_MR3H | 504 | 3 | 3 | ODEHV3T_5 | ODEHV3_1 | TO_FROM | 73521.13 | -0.07133 | 0.1744 | -0.07604 | 0.67071 | 104.3271 | -328.348 | 0 | 2497.652 | 5821.588 | Competitive | 0 | 0 | 0 | 0 | 0 | 1 | 1 | Non-Competitive | Non-Competitive | Non-Competitive | Non-Competitive | Non-Competitive | 12 | 12 | 12 | 12 | 12 | 12 | 12 | 12 | 12 | 12 | 12 | 12 | 12 | 12 | 12
XODN89 6430__C FROM_TO | XODN89 | 6430__C | 179 | 1 | 1 | MOSS_8 | AMOCNCTA_8 | FROM_TO | 73521.13 | -0.11208 | 0.017471 | -0.65545 | 0.06325 | 223.6013 | 180.3226 | 0 | 4760.269 | 10000 | Non-Competi | 0 | 0 | 0 | 0 | 0 | 0 | 1 | Non-Competitive | Non-Competitive | Non-Competitive | Non-Competitive | Non-Competitive | 7 | 7 | 7 | 7 | 7 | 7 | 7 | 7 | 7 | 7 | 7 | 7 | 7 | 7 | 7
XODN89 6430__C TO_FROM | XODN89 | 6430__C | 179 | 1 | 1 | MOSS_8 | AMOCNCTA_8 | TO_FROM | 73521.13 | -0.01747 | 0.20485 | -0.06325 | 0.65545 | -29.9459 | -196.435 | 0 | 3453.521 | 5262.579 | Competitive | 0 | 0 | 0 | 0 | 0 | 1 | 0 | Non-Competitive | Non-Competitive | Non-Competitive | Non-Competitive | Non-Competitive | 0 | 0 | 0 | 0 | 0 | 0 | 0 | 0 | 0 | 0 | 0 | 0 | 0 | 0 | 0
XODN89 6860__A FROM_TO | XODN89 | 6860__A | 40 | 1 | 1 | HOLTSS_9 | ECTRSHLT_9 | FROM_TO | 73521.13 | -0.00853 | 0.004175 | -0.74954 | 0.099488 | 41.1437 | 36.7589 | 0 | 4655.99 | 10000 | Competitive | 0 | 0 | 0 | 0 | 0 | 1 | 0 | Non-Competitive | Non-Competitive | Non-Competitive | Non-Competitive | Non-Competitive | 0 | 0 | 0 | 0 | 0 | 0 | 0 | 0 | 0 | 0 | 0 | 0 | 0 | 0 | 0
XODN89 6860__A TO_FROM | XODN89 | 6860__A | 40 | 1 | 1 | HOLTSS_9 | ECTRSHLT_9 | TO_FROM | 73521.13 | -0.00143 | 0.015888 | -0.09949 | 0.74954 | -28.4453 | -37.7914 | 0 | 4253.213 | 871.282 | Competitive | 1 | 1 | 1 | 1 | 1 | 1 | 0 | Non-Competitive | Non-Competitive | Non-Competitive | Non-Competitive | Non-Competitive | 0 | 0 | 0 | 0 | 0 | 0 | 0 | 0 | 0 | 0 | 0 | 0 | 0 | 0 | 0
XOLS89 OLK_WHTN_1 FROM_TO | XOLS89 | OLK_WHTN_1 | 63 | 1 | 1 | TNLKWHITNY0 | TNOLSEN___0 | FROM_TO | 73521.13 | -0.00283 | 0.017197 | -0.59899 | 0.15224 | 73.9523 | 39.8263 | 0 | 9192.424 | 10000 | Competitive | 0 | 0 | 0 | 0 | 0 | 1 | 0 | Non-Competitive | Non-Competitive | Non-Competitive | Non-Competitive | Non-Competitive | 0 | 0 | 0 | 0 | 0 | 0 | 0 | 0 | 0 | 0 | 0 | 0 | 0 | 0 | 0
XOLS89 OLK_WHTN_1 TO_FROM | XOLS89 | OLK_WHTN_1 | 63 | 1 | 1 | TNLKWHITNY0 | TNOLSEN___0 | TO_FROM | 73521.13 | -0.0172 | 0.006551 | -0.15224 | 0.59899 | -22.0149 | -62.1419 | 0 | 5716.848 | 9192.424 | Competitive | 0 | 0 | 0 | 0 | 0 | 1 | 0 | Non-Competitive | Non-Competitive | Non-Competitive | Non-Competitive | Non-Competitive | 0 | 0 | 0 | 0 | 0 | 0 | 0 | 0 | 0 | 0 | 0 | 0 | 0 | 0 | 0
XPAD89 PADC_PADU1_1 FROM_TO | XPAD89 | PADC_PADU1_1 | 38 | 1 | 1 | PADC2A | PADU2A | FROM_TO | 73521.13 | -0.00401 | 0.002416 | -0.59909 | 0.39582 | 18.2217 | 5.9766 | 0 | 3781.767 | 3895.992 | Competitive | 0 | 0 | 0 | 0 | 0 | 1 | 0 | Non-Competitive | Non-Competitive | Non-Competitive | Non-Competitive | Non-Competitive | 0 | 0 | 0 | 0 | 0 | 0 | 0 | 0 | 0 | 0 | 0 | 0 | 0 | 0 | 0
XPAD89 PADC_PADU1_1 TO_FROM | XPAD89 | PADC_PADU1_1 | 38 | 1 | 1 | PADC2A | PADU2A | TO_FROM | 73521.13 | -0.00242 | 0.39258 | -0.39582 | 0.59909 | 46.9921 | -16.3624 | 0 | 9171.012 | 3108.785 | Competitive | 0 | 0 | 0 | 0 | 0 | 1 | 0 | Non-Competitive | Non-Competitive | Non-Competitive | Non-Competitive | Non-Competitive | 0 | 0 | 0 | 0 | 0 | 0 | 0 | 0 | 0 | 0 | 0 | 0 | 0 | 0 | 0
XPAW58 COLETO_KENEDS1_1 FROM_TO | XPAW58 | COLETO_KENEDS1_1 | 207 | 1 | 1 | COLETO4A | KENEDYSW4A | FROM_TO | 73521.13 | -0.03487 | 0.082515 | -0.29776 | 0.084547 | 310.2703 | -32.8875 | 0 | 1856.425 | 8584.579 | Competitive | 0 | 0 | 0 | 0 | 0 | 1 | 1 | Non-Competitive | Non-Competitive | Non-Competitive | Non-Competitive | Non-Competitive | 12 | 39 | 39 | 12 | 39 | 39 | 12 | 39 | 39 | 12 | 39 | 39 | 12 | 39 | 39
XPAW58 COLETO_KENEDS1_1 TO_FROM | XPAW58 | COLETO_KENEDS1_1 | 207 | 1 | 1 | COLETO4A | KENEDYSW4A | TO_FROM | 73521.13 | -0.08252 | 0.034875 | -0.08455 | 0.29776 | 216.0545 | -229.308 | 0 | 8541.235 | 2147.764 | Competitive | 0 | 0 | 0 | 1 | 1 | 1 | 1 | Non-Competitive | Non-Competitive | Non-Competitive | Competitive | Competitive | 22 | 28 | 53 | 22 | 28 | 53 | 22 | 28 | 53 | 0 | 0 | 0 | 0 | 0 | 0
XPAW58 SINTON_SKIDMO1_1 FROM_TO | XPAW58 | SINTON_SKIDMO1_1 | 38 | 1 | 1 | SKIDMORE2A | SINTON2A | FROM_TO | 73521.13 | -0.02221 | 0.004833 | -0.21403 | 0.40409 | 53.4271 | -22.1206 | 0 | 5329.982 | 2021.353 | Competitive | 0 | 0 | 0 | 1 | 1 | 1 | 1 | Non-Competitive | Non-Competitive | Non-Competitive | Competitive | Competitive | 6 | 6 | 6 | 6 | 6 | 6 | 6 | 6 | 6 | 0 | 0 | 0 | 0 | 0 | 0
XPAW58 SINTON_SKIDMO1_1 TO_FROM | XPAW58 | SINTON_SKIDMO1_1 | 38 | 1 | 1 | SKIDMORE2A | SINTON2A | TO_FROM | 73521.13 | -0.00483 | 0.022206 | -0.40409 | 0.21403 | 62.8668 | -33.5692 | 0 | 1484.397 | 5447.431 | Competitive | 0 | 0 | 0 | 0 | 0 | 1 | 0 | Non-Competitive | Non-Competitive | Non-Competitive | Non-Competitive | Non-Competitive | 0 | 0 | 0 | 0 | 0 | 0 | 0 | 0 | 0 | 0 | 0 | 0 | 0 | 0 | 0
XPH2R58 PHR_AT1 FROM_TO | XPH2R58 | PHR_AT1 | 460 | 3 | 3 | P_H_R___345E | 49126_STAR | FROM_TO | 73521.13 | -0.21383 | 0.044312 | -0.28239 | 0.077542 | 599.8589 | 262.6509 | 0 | 7418.4 | 5161.263 | Non-Competi | 0 | 0 | 0 | 0 | 0 | 1 | 1 | Non-Competitive | Non-Competitive | Non-Competitive | Non-Competitive | Non-Competitive | 12 | 14 | 14 | 12 | 14 | 14 | 12 | 14 | 14 | 12 | 14 | 14 | 12 | 14 | 14
XPH2R58 PHR_AT1 TO_FROM | XPH2R58 | PHR_AT1 | 460 | 3 | 3 | P_H_R___345E | 49126_STAR | TO_FROM | 73521.13 | -0.04431 | 0.21383 | -0.07754 | 0.28239 | -29.8648 | -512.428 | 0 | 5161.263 | 7418.4 | Competitive | 0 | 0 | 0 | 0 | 0 | 1 | 1 | Non-Competitive | Non-Competitive | Non-Competitive | Non-Competitive | Non-Competitive | 8 | 8 | 8 | 8 | 8 | 8 | 8 | 8 | 8 | 8 | 8 | 8 | 8 | 8 | 8
XPHR358 PHR_AT1 FROM_TO | XPHR358 | PHR_AT1 | 460 | 0 | 0 | P_H_R___345E | 49126_STAR | FROM_TO | 73521.13 | -0.14848 | 0.030769 | -0.19608 | 0.085556 | 416.5256 | 182.3772 | 0 | 7418.36 | 5161.26 | Competitive | 0 | 0 | 0 | 0 | 0 | 1 | 1 | Non-Competitive | Non-Competitive | Non-Competitive | Non-Competitive | Non-Competitive | 12 | 14 | 14 | 12 | 14 | 14 | 12 | 14 | 14 | 12 | 14 | 14 | 12 | 14 | 14
XPHR358 PHR_AT1 TO_FROM | XPHR358 | PHR_AT1 | 460 | 0 | 0 | P_H_R___345E | 49126_STAR | TO_FROM | 73521.13 | -0.03077 | 0.14848 | -0.08556 | 0.19608 | -20.7361 | -355.815 | 0 | 5161.26 | 7418.36 | Competitive | 0 | 0 | 0 | 0 | 0 | 1 | 1 | Non-Competitive | Non-Competitive | Non-Competitive | Non-Competitive | Non-Competitive | 5 | 5 | 5 | 5 | 5 | 5 | 5 | 5 | 5 | 5 | 5 | 5 | 5 | 5 | 5
XPHR58 138_NAL_HAS_1 FROM_TO | XPHR58 | 138_NAL_HAS_1 | 383 | 3 | 3 | TNHASTINGS1 | TNNALVIN__1 | FROM_TO | 73521.13 | -0.0115 | 0.06162 | -0.13199 | 0.79288 | -48.1993 | -281.579 | 0 | 5120.966 | 1059.436 | Competitive | 0 | 1 | 1 | 1 | 1 | 1 | 0 | Non-Competitive | Non-Competitive | Non-Competitive | Non-Competitive | Non-Competitive | 0 | 0 | 0 | 0 | 0 | 0 | 0 | 0 | 0 | 0 | 0 | 0 | 0 | 0 | 0
XPHR58 138_NAL_HAS_1 TO_FROM | XPHR58 | 138_NAL_HAS_1 | 383 | 3 | 3 | TNHASTINGS1 | TNNALVIN__1 | TO_FROM | 73521.13 | -0.06162 | 0.011502 | -0.79288 | 0.13199 | 357.4615 | 110.4224 | 0 | 925.85 | 5120.966 | Competitive | 0 | 0 | 0 | 0 | 0 | 1 | 1 | Non-Competitive | Non-Competitive | Non-Competitive | Non-Competitive | Non-Competitive | 12 | 14 | 14 | 12 | 14 | 14 | 12 | 14 | 14 | 12 | 14 | 14 | 12 | 14 | 14
XRE2N58 ALNSW_MR1H FROM_TO | XRE2N58 | ALNSW_MR1H | 515 | 6 | 6 | ALLENSW1_5 | ALNSW1_1 | FROM_TO | 73521.13 | -0.0188 | 0.048572 | -0.42739 | 0.28472 | 726.0627 | 293.0388 | 0 | 3778.02 | 3969.312 | Competitive | 0 | 0 | 0 | 0 | 0 | 1 | 0 | Non-Competitive | Non-Competitive | Non-Competitive | Non-Competitive | Non-Competitive | 0 | 0 | 0 | 0 | 0 | 0 | 0 | 0 | 0 | 0 | 0 | 0 | 0 | 0 | 0
XRE2N58 ALNSW_MR1H TO_FROM | XRE2N58 | ALNSW_MR1H | 515 | 6 | 6 | ALLENSW1_5 | ALNSW1_1 | TO_FROM | 73521.13 | -0.04857 | 0.018799 | -0.28472 | 0.42739 | -181.994 | -453.971 | 0 | 3321.252 | 4197.076 | Competitive | 0 | 0 | 0 | 0 | 0 | 1 | 1 | Non-Competitive | Non-Competitive | Non-Competitive | Non-Competitive | Non-Competitive | 18 | 22 | 22 | 18 | 22 | 22 | 18 | 22 | 22 | 18 | 22 | 22 | 18 | 22 | 22
XROC89 GREGOR_RINCON1_1 FROM_TO | XROC89 | GREGOR_RINCON1_1 | 61 | 1 | 1 | RINCON2A | GREGORY2A | FROM_TO | 73521.13 | -0.01883 | 0.004246 | -0.55902 | 0.17527 | 47.3372 | 8.8899 | 0 | 3109.456 | 3878.569 | Competitive | 0 | 0 | 0 | 0 | 0 | 1 | 0 | Non-Competitive | Non-Competitive | Non-Competitive | Non-Competitive | Non-Competitive | 0 | 0 | 0 | 0 | 0 | 0 | 0 | 0 | 0 | 0 | 0 | 0 | 0 | 0 | 0
XROC89 GREGOR_RINCON1_1 TO_FROM | XROC89 | GREGOR_RINCON1_1 | 61 | 1 | 1 | RINCON2A | GREGORY2A | TO_FROM | 73521.13 | -0.00425 | 0.018831 | -0.17527 | 0.55902 | 7.2491 | -43.8516 | 0 | 3878.569 | 3231.119 | Competitive | 0 | 0 | 0 | 0 | 0 | 1 | 0 | Non-Competitive | Non-Competitive | Non-Competitive | Non-Competitive | Non-Competitive | 0 | 0 | 0 | 0 | 0 | 0 | 0 | 0 | 0 | 0 | 0 | 0 | 0 | 0 | 0
XSA3R58 SARC_T1L FROM_TO | XSA3R58 | SARC_T1L | 323 | 3 | 3 | SARC4A | SRC1DUM | FROM_TO | 73521.13 | -0.01349 | 0.26155 | -0.09015 | 0.45526 | 36.362 | -180.646 | 0 | 5078.713 | 1819.378 | Competitive | 0 | 0 | 1 | 1 | 1 | 1 | 0 | Non-Competitive | Non-Competitive | Non-Competitive | Non-Competitive | Non-Competitive | 0 | 4 | 4 | 0 | 4 | 4 | 0 | 4 | 4 | 0 | 4 | 4 | 0 | 4 | 4
XSA3R58 SARC_T1L TO_FROM | XSA3R58 | SARC_T1L | 323 | 3 | 3 | SARC4A | SRC1DUM | TO_FROM | 73521.13 | -0.06954 | 0.035901 | -0.45526 | 0.090148 | 401.0437 | 129.6628 | 0 | 2990.895 | 10000 | Competitive | 0 | 0 | 0 | 0 | 0 | 1 | 1 | Non-Competitive | Non-Competitive | Non-Competitive | Non-Competitive | Non-Competitive | 2 | 2 | 2 | 2 | 2 | 2 | 2 | 2 | 2 | 2 | 2 | 2 | 2 | 2 | 2
XSAL58 FAYETT_6AT2 FROM_TO | XSAL58 | FAYETT_6AT2 | 685 | 1 | 1 | L_FAYETT5_1Y | L_FAYETT8_1Y | FROM_TO | 73521.13 | -0.32066 | 0.14195 | -0.59176 | 0.19998 | 1264.683 | 148.1421 | 0 | 3811.421 | 7213.616 | Competitive | 0 | 0 | 0 | 0 | 0 | 1 | 1 | Non-Competitive | Non-Competitive | Non-Competitive | Non-Competitive | Non-Competitive | 7 | 13 | 19 | 7 | 13 | 19 | 7 | 13 | 19 | 7 | 13 | 19 | 7 | 13 | 19
XSAL58 FAYETT_6AT2 TO_FROM | XSAL58 | FAYETT_6AT2 | 685 | 1 | 1 | L_FAYETT5_1Y | L_FAYETT8_1Y | TO_FROM | 73521.13 | -0.14195 | 0.32066 | -0.19998 | 0.59176 | 38.2642 | -764.538 | 0 | 7206.57 | 3912.404 | Competitive | 0 | 0 | 0 | 0 | 0 | 1 | 1 | Non-Competitive | Non-Competitive | Non-Competitive | Non-Competitive | Non-Competitive | 30 | 54 | 63 | 30 | 54 | 63 | 30 | 54 | 63 | 30 | 54 | 63 | 30 | 54 | 63
XSAN58 FREER_SAN_DI1_1 FROM_TO | XSAN58 | FREER_SAN_DI1_1 | 38 | 3 | 3 | FREER2A | SAN_DIEG2A | FROM_TO | 73521.13 | -0.01573 | 0.02107 | -0.18035 | 0.58573 | 45.1796 | -17.7958 | 0 | 2505.949 | 2133.841 | Competitive | 0 | 0 | 0 | 1 | 1 | 1 | 0 | Non-Competitive | Non-Competitive | Non-Competitive | Non-Competitive | Non-Competitive | 0 | 0 | 0 | 0 | 0 | 0 | 0 | 0 | 0 | 0 | 0 | 0 | 0 | 0 | 0
XSAN58 FREER_SAN_DI1_1 TO_FROM | XSAN58 | FREER_SAN_DI1_1 | 38 | 3 | 3 | FREER2A | SAN_DIEG2A | TO_FROM | 73521.13 | -0.02107 | 0.015729 | -0.58573 | 0.18035 | 35.6444 | -29.5199 | 0 | 1527.796 | 5000 | Competitive | 0 | 0 | 0 | 0 | 0 | 1 | 1 | Non-Competitive | Non-Competitive | Non-Competitive | Non-Competitive | Non-Competitive | 2 | 2 | 2 | 2 | 2 | 2 | 2 | 2 | 2 | 2 | 2 | 2 | 2 | 2 | 2
XSAN58 LAQUIN_LOBO1_1 FROM_TO | XSAN58 | LAQUIN_LOBO1_1 | 239 | 3 | 3 | LOBO4A | LAQUNTA4A | FROM_TO | 73521.13 | -0.04077 | 0.10335 | -0.72875 | 0.11857 | 218.451 | -18.6583 | 0 | 3334.961 | 2861.559 | Competitive | 0 | 0 | 0 | 0 | 1 | 1 | 1 | Non-Competitive | Non-Competitive | Non-Competitive | Non-Competitive | Competitive | 16 | 22 | 28 | 16 | 22 | 28 | 16 | 22 | 28 | 16 | 22 | 28 | 0 | 0 | 0
XSAN58 LAQUIN_LOBO1_1 TO_FROM | XSAN58 | LAQUIN_LOBO1_1 | 239 | 3 | 3 | LOBO4A | LAQUNTA4A | TO_FROM | 73521.13 | -0.10335 | 0.72875 | -0.11857 | 0.72875 | 248.2921 | -163.842 | 0 | 8462.633 | 5000 | Non-Competi | 0 | 0 | 0 | 0 | 0 | 1 | 1 | Non-Competitive | Non-Competitive | Non-Competitive | Non-Competitive | Non-Competitive | 2 | 2 | 2 | 2 | 2 | 2 | 2 | 2 | 2 | 2 | 2 | 2 | 2 | 2 | 2
XSAN58 SANMIGL_ATBH FROM_TO | XSAN58 | SANMIGL_ATBH | 300 | 3 | 3 | MIGUEL5 | NOTMODMIDPT1 | FROM_TO | 73521.13 | -0.22707 | 0.078372 | -0.50204 | 0.078372 | 475.3507 | 75.7311 | 0 | 5000 | 6281.14 | Competitive | 0 | 0 | 0 | 0 | 0 | 1 | 1 | Non-Competitive | Non-Competitive | Non-Competitive | Non-Competitive | Non-Competitive | 38 | 47 | 54 | 38 | 47 | 54 | 38 | 47 | 54 | 38 | 47 | 54 | 38 | 47 | 54
XSAN58 SANMIGL_ATBH TO_FROM | XSAN58 | SANMIGL_ATBH | 300 | 3 | 3 | MIGUEL5 | NOTMODMIDPT1 | TO_FROM | 73521.13 | -0.07837 | 0.22707 | -0.07837 | 0.50204 | 80.7644 | -435.142 | 0 | 5631.357 | 5000 | Competitive | 0 | 0 | 0 | 0 | 0 | 1 | 1 | Non-Competitive | Non-Competitive | Non-Competitive | Non-Competitive | Non-Competitive | 2 | 2 | 2 | 2 | 2 | 2 | 2 | 2 | 2 | 2 | 2 | 2 | 2 | 2 | 2
XSCL89 G69_P1_1 FROM_TO | XSCL89 | G69_P1_1 | 63 | 1 | 1 | TNBRAZORIA0 | TNCLMNSTAP0 | FROM_TO | 73521.13 | -0.29545 | 0.000138 | -0.64343 | 0.3306 | 10.1751 | 10.1738 | 0 | 703.679 | 10000 | Competitive | 0 | 0 | 0 | 0 | 0 | 1 | 1 | Non-Competitive | Non-Competitive | Non-Competitive | Non-Competitive | Non-Competitive | 4 | 4 | 4 | 4 | 4 | 4 | 4 | 4 | 4 | 4 | 4 | 4 | 4 | 4 | 4
XSCL89 G69_P1_1 TO_FROM | XSCL89 | G69_P1_1 | 63 | 1 | 1 | TNBRAZORIA0 | TNCLMNSTAP0 | TO_FROM | 73521.13 | -0.00014 | 0.29545 | -0.3306 | 0.64343 | 39.6249 | -10.1738 | 0 | 10000 | 805.118 | Competitive | 1 | 1 | 1 | 1 | 1 | 1 | 0 | Non-Competitive | Non-Competitive | Non-Competitive | Non-Competitive | Non-Competitive | 0 | 0 | 0 | 0 | 0 | 0 | 0 | 0 | 0 | 0 | 0 | 0 | 0 | 0 | 0
XSGV58 1080__B FROM_TO | XSGV58 | 1080__B | 257 | 3 | 3 | FOREGROV_8 | MABANKTAP | FROM_TO | 73521.13 | -0.08513 | 0.023342 | -0.62334 | 0.25568 | 219.5697 | 25.875 | 0 | 4269.68 | 5015.319 | Competitive | 0 | 0 | 0 | 0 | 0 | 1 | 1 | Non-Competitive | Non-Competitive | Non-Competitive | Non-Competitive | Non-Competitive | 3 | 3 | 3 | 3 | 3 | 3 | 3 | 3 | 3 | 3 | 3 | 3 | 3 | 3 | 3
XSGV58 1080__B TO_FROM | XSGV58 | 1080__B | 257 | 3 | 3 | FOREGROV_8 | MABANKTAP | TO_FROM | 73521.13 | -0.02334 | 0.085128 | -0.25568 | 0.62334 | 23.6887 | -115.351 | 0 | 5015.319 | 4408.128 | Competitive | 0 | 0 | 0 | 0 | 0 | 1 | 1 | Non-Competitive | Non-Competitive | Non-Competitive | Non-Competitive | Non-Competitive | 7 | 7 | 7 | 7 | 7 | 7 | 7 | 7 | 7 | 7 | 7 | 7 | 7 | 7 | 7
XSNY89 ECRSW_FMR1 FROM_TO | XSNY89 | ECRSW_FMR1 | 28 | 1 | 1 | ENSCRKSS_9 | ENSCRKSS_8 | FROM_TO | 73521.13 | -0.00026 | 0 | -0.00026 | 0.99974 | -19.3835 | -19.371 | 0 | 0 | 795.756 | Competitive | 1 | 1 | 1 | 1 | 1 | 1 | 0 | Non-Competitive | Non-Competitive | Non-Competitive | Non-Competitive | Non-Competitive | 0 | 0 | 0 | 0 | 0 | 0 | 0 | 0 | 0 | 0 | 0 | 0 | 0 | 0 | 0
XSNY89 ECRSW_FMR1 TO_FROM | XSNY89 | ECRSW_FMR1 | 28 | 1 | 1 | ENSCRKSS_9 | ENSCRKSS_8 | TO_FROM | 73521.13 | 0 | 0.000263 | -0.99974 | 0.000263 | 19.3735 | 19.371 | 0 | 696.487 | 0 | Competitive | 1 | 1 | 1 | 1 | 1 | 1 | 0 | Non-Competitive | Non-Competitive | Non-Competitive | Non-Competitive | Non-Competitive | 0 | 0 | 0 | 0 | 0 | 0 | 0 | 0 | 0 | 0 | 0 | 0 | 0 | 0 | 0
XSPU89 ASPM_69T1 FROM_TO | XSPU89 | ASPM_69T1 | 69 | 1 | 1 | ASPM2A | ASPM4A | FROM_TO | 73521.13 | -0.00398 | 0.050835 | -0.22045 | 0.54863 | -5.7846 | -18.4155 | 0 | 10000 | 3936.025 | Competitive | 0 | 0 | 0 | 0 | 0 | 1 | 0 | Non-Competitive | Non-Competitive | Non-Competitive | Non-Competitive | Non-Competitive | 2 | 2 | 2 | 2 | 2 | 2 | 2 | 2 | 2 | 2 | 2 | 2 | 2 | 2 | 2
XSPU89 ASPM_69T1 TO_FROM | XSPU89 | ASPM_69T1 | 69 | 1 | 1 | ASPM2A | ASPM4A | TO_FROM | 73521.13 | -0.00068 | 0.12206 | -0.54863 | 0.22045 | 66.288 | 12.7723 | 0 | 7913.873 | 3695.052 | Competitive | 0 | 0 | 0 | 0 | 0 | 1 | 0 | Non-Competitive | Non-Competitive | Non-Competitive | Non-Competitive | Non-Competitive | 0 | 0 | 0 | 0 | 0 | 0 | 0 | 0 | 0 | 0 | 0 | 0 | 0 | 0 | 0
XTWI58 SARC_T2H FROM_TO | XTWI58 | SARC_T2H | 352 | 3 | 3 | SARC7A | SRC2DUM | FROM_TO | 73521.13 | -0.07172 | 0.038962 | -0.32435 | 0.3684 | 374.3135 | 99.4194 | 0 | 3749.336 | 10000 | Competitive | 0 | 0 | 0 | 0 | 0 | 1 | 1 | Non-Competitive | Non-Competitive | Non-Competitive | Non-Competitive | Non-Competitive | 2 | 2 | 2 | 2 | 2 | 2 | 2 | 2 | 2 | 2 | 2 | 2 | 2 | 2 | 2
XTWI58 SARC_T2H TO_FROM | XTWI58 | SARC_T2H | 352 | 3 | 3 | SARC7A | SRC2DUM | TO_FROM | 73521.13 | -0.01321 | 0.23516 | -0.3684 | 0.32436 | 53.551 | -151.645 | 0 | 4697.62 | 1804.763 | Competitive | 0 | 0 | 1 | 1 | 1 | 1 | 0 | Non-Competitive | Non-Competitive | Non-Competitive | Non-Competitive | Non-Competitive | 0 | 4 | 4 | 0 | 4 | 4 | 0 | 4 | 4 | 0 | 4 | 4 | 0 | 4 | 4
XTWI58 SARC_T2L FROM_TO | XTWI58 | SARC_T2L | 352 | 3 | 3 | SARC4A | SRC2DUM | FROM_TO | 73521.13 | -0.01321 | 0.23516 | -0.73275 | 0.32436 | 53.551 | -151.645 | 0 | 4697.62 | 1804.763 | Competitive | 0 | 0 | 1 | 1 | 1 | 1 | 0 | Non-Competitive | Non-Competitive | Non-Competitive | Non-Competitive | Non-Competitive | 0 | 4 | 4 | 0 | 4 | 4 | 0 | 4 | 4 | 0 | 4 | 4 | 0 | 4 | 4
XTWI58 SARC_T2L TO_FROM | XTWI58 | SARC_T2L | 352 | 3 | 3 | SARC4A | SRC2DUM | TO_FROM | 73521.13 | -0.07172 | 0.038962 | -0.32435 | 0.73275 | 374.3135 | 99.4194 | 0 | 3749.336 | 10000 | Competitive | 0 | 0 | 0 | 0 | 0 | 1 | 1 | Non-Competitive | Non-Competitive | Non-Competitive | Non-Competitive | Non-Competitive | 2 | 2 | 2 | 2 | 2 | 2 | 2 | 2 | 2 | 2 | 2 | 2 | 2 | 2 | 2
XUVA89 240T281_1 FROM_TO | XUVA89 | 240T281_1 | 44 | 1 | 1 | L_UTOPIA9_1Y | L_TARPLE9_1Y | FROM_TO | 73521.13 | -0.00333 | 0.021831 | -0.18905 | 0.66885 | 51.4891 | -46.1479 | 0 | 1906.165 | 2920.174 | Competitive | 0 | 0 | 0 | 0 | 1 | 1 | 0 | Non-Competitive | Non-Competitive | Non-Competitive | Non-Competitive | Non-Competitive | 0 | 0 | 0 | 0 | 0 | 0 | 0 | 0 | 0 | 0 | 0 | 0 | 0 | 0 | 0
XUVA89 240T281_1 TO_FROM | XUVA89 | 240T281_1 | 44 | 1 | 1 | L_UTOPIA9_1Y | L_TARPLE9_1Y | TO_FROM | 73521.13 | -0.02183 | 0.006024 | -0.66885 | 0.18905 | 75.048 | 5.245 | 0 | 3276.107 | 10000 | Competitive | 0 | 0 | 0 | 0 | 0 | 1 | 1 | Non-Competitive | Non-Competitive | Non-Competitive | Non-Competitive | Non-Competitive | 2 | 2 | 2 | 2 | 2 | 2 | 2 | 2 | 2 | 2 | 2 | 2 | 2 | 2 | 2
XVE2R89 ASPM_CONA1_1 FROM_TO | XVE2R89 | ASPM_CONA1_1 | 30 | 1 | 1 | ASPM2A | CONA2A | FROM_TO | 73521.13 | -0.00237 | 0.046752 | -0.66147 | 0.23879 | 17.712 | -1.9649 | 0 | 8514.109 | 3596.061 | Competitive | 0 | 0 | 0 | 0 | 0 | 1 | 0 | Non-Competitive | Non-Competitive | Non-Competitive | Non-Competitive | Non-Competitive | 0 | 0 | 0 | 0 | 0 | 0 | 0 | 0 | 0 | 0 | 0 | 0 | 0 | 0 | 0
XVE2R89 ASPM_CONA1_1 TO_FROM | XVE2R89 | ASPM_CONA1_1 | 30 | 1 | 1 | ASPM2A | CONA2A | TO_FROM | 73521.13 | -0.00167 | 0.017309 | -0.23879 | 0.66147 | 15.9011 | -4.4721 | 0 | 5207.624 | 2733.032 | Competitive | 0 | 0 | 0 | 0 | 1 | 1 | 0 | Non-Competitive | Non-Competitive | Non-Competitive | Non-Competitive | Non-Competitive | 0 | 0 | 0 | 0 | 0 | 0 | 0 | 0 | 0 | 0 | 0 | 0 | 0 | 0 | 0
XVE2R89 LIBR_PAUL1_1 FROM_TO | XVE2R89 | LIBR_PAUL1_1 | 39 | 1 | 1 | COPPERBRKS | PAUL2A | FROM_TO | 73521.13 | -0.00488 | 0.084287 | -0.14926 | 0.69764 | 18.3757 | -20.9783 | 0 | 10000 | 3483.28 | Competitive | 0 | 0 | 0 | 0 | 0 | 1 | 0 | Non-Competitive | Non-Competitive | Non-Competitive | Non-Competitive | Non-Competitive | 0 | 0 | 0 | 0 | 0 | 0 | 0 | 0 | 0 | 0 | 0 | 0 | 0 | 0 | 0
XVE2R89 LIBR_PAUL1_1 TO_FROM | XVE2R89 | LIBR_PAUL1_1 | 39 | 1 | 1 | COPPERBRKS | PAUL2A | TO_FROM | 73521.13 | -0.00304 | 0.004882 | -0.69764 | 0.14926 | 24.3353 | 8.7355 | 0 | 4192.83 | 3625.879 | Competitive | 0 | 0 | 0 | 0 | 0 | 1 | 0 | Non-Competitive | Non-Competitive | Non-Competitive | Non-Competitive | Non-Competitive | 0 | 0 | 0 | 0 | 0 | 0 | 0 | 0 | 0 | 0 | 0 | 0 | 0 | 0 | 0
XVE2R89 PAUL_69-1 FROM_TO | XVE2R89 | PAUL_69-1 | 69 | 1 | 1 | PAUL2A | LKPAULS4 | FROM_TO | 73521.13 | -0.00859 | 0.16578 | -0.11087 | 0.74059 | 14.5255 | -54.6468 | 0 | 8213.272 | 3473.798 | Competitive | 0 | 0 | 0 | 0 | 0 | 1 | 0 | Non-Competitive | Non-Competitive | Non-Competitive | Non-Competitive | Non-Competitive | 0 | 0 | 0 | 0 | 0 | 0 | 0 | 0 | 0 | 0 | 0 | 0 | 0 | 0 | 0
XVE2R89 PAUL_69-1 TO_FROM | XVE2R89 | PAUL_69-1 | 69 | 1 | 1 | PAUL2A | LKPAULS4 | TO_FROM | 73521.13 | -0.00505 | 0.008592 | -0.74059 | 0.11087 | 60.3877 | 33.4772 | 0 | 4160.632 | 3709.739 | Competitive | 0 | 0 | 0 | 0 | 0 | 1 | 0 | Non-Competitive | Non-Competitive | Non-Competitive | Non-Competitive | Non-Competitive | 0 | 0 | 0 | 0 | 0 | 0 | 0 | 0 | 0 | 0 | 0 | 0 | 0 | 0 | 0
XVI2C89 N_VICT_VICTOR1_1 FROM_TO | XVI2C89 | N_VICT_VICTOR1_1 | 76 | 1 | 1 | VICTORIA2A | N_VICT2A | FROM_TO | 73521.13 | -0.00239 | 0.019525 | -0.56509 | 0.093325 | 44.96 | 10.6241 | 0 | 9490.662 | 7852.32 | Competitive | 0 | 0 | 0 | 0 | 0 | 1 | 0 | Non-Competitive | Non-Competitive | Non-Competitive | Non-Competitive | Non-Competitive | 0 | 0 | 0 | 0 | 0 | 0 | 0 | 0 | 0 | 0 | 0 | 0 | 0 | 0 | 0
XVI2C89 N_VICT_VICTOR1_1 TO_FROM | XVI2C89 | N_VICT_VICTOR1_1 | 76 | 1 | 1 | VICTORIA2A | N_VICT2A | TO_FROM | 73521.13 | -0.01952 | 0.002391 | -0.09332 | 0.56509 | -11.9404 | -37.714 | 0 | 7852.32 | 10000 | Competitive | 0 | 0 | 0 | 0 | 0 | 1 | 0 | Non-Competitive | Non-Competitive | Non-Competitive | Non-Competitive | Non-Competitive | 0 | 0 | 0 | 0 | 0 | 0 | 0 | 0 | 0 | 0 | 0 | 0 | 0 | 0 | 0
XVIC89 BONIVI_RINCON1_1 FROM_TO | XVIC89 | BONIVI_RINCON1_1 | 38 | 1 | 1 | RINCON2A | BONIVIEW2A | FROM_TO | 73521.13 | -0.01262 | 0.021408 | -0.76793 | 0.065483 | 67.0842 | -27.0166 | 0 | 1835.227 | 2846.94 | Competitive | 0 | 0 | 0 | 0 | 1 | 1 | 0 | Non-Competitive | Non-Competitive | Non-Competitive | Non-Competitive | Non-Competitive | 0 | 0 | 0 | 0 | 0 | 0 | 0 | 0 | 0 | 0 | 0 | 0 | 0 | 0 | 0
XVIC89 BONIVI_RINCON1_1 TO_FROM | XVIC89 | BONIVI_RINCON1_1 | 38 | 1 | 1 | RINCON2A | BONIVIEW2A | TO_FROM | 73521.13 | -0.02141 | 0.01262 | -0.06548 | 0.76793 | 36.7497 | -40.6326 | 0 | 2775.228 | 2523.224 | Competitive | 0 | 0 | 0 | 0 | 1 | 1 | 1 | Non-Competitive | Non-Competitive | Non-Competitive | Non-Competitive | Competitive | 6 | 6 | 6 | 6 | 6 | 6 | 6 | 6 | 6 | 6 | 6 | 6 | 0 | 0 | 0
XVIC89 VICTOR_V_DUPS1_1 FROM_TO | XVIC89 | VICTOR_V_DUPS1_1 | 206 | 1 | 1 | V_DUPSW4A | VICTORIA4A | FROM_TO | 73521.13 | -0.05269 | 0.39244 | -0.05269 | 0.39244 | 107.2446 | -254.339 | 0 | 4304.117 | 4394.484 | Competitive | 0 | 0 | 0 | 0 | 0 | 1 | 1 | Non-Competitive | Non-Competitive | Non-Competitive | Non-Competitive | Non-Competitive | 7 | 7 | 7 | 7 | 7 | 7 | 7 | 7 | 7 | 7 | 7 | 7 | 7 | 7 | 7
XVIC89 VICTOR_V_DUPS1_1 TO_FROM | XVIC89 | VICTOR_V_DUPS1_1 | 206 | 1 | 1 | V_DUPSW4A | VICTORIA4A | TO_FROM | 73521.13 | -0.39244 | 0.052688 | -0.39244 | 0.052688 | 310.6867 | 82.6989 | 0 | 4394.484 | 4669.246 | Non-Competi | 0 | 0 | 0 | 0 | 0 | 1 | 1 | Non-Competitive | Non-Competitive | Non-Competitive | Non-Competitive | Non-Competitive | 13 | 20 | 20 | 13 | 20 | 20 | 13 | 20 | 20 | 13 | 20 | 20 | 13 | 20 | 20
XWFA89 6945__A FROM_TO | XWFA89 | 6945__A | 42 | 1 | 1 | LKWICHIT1_9 | WCHTFLLS1_9 | FROM_TO | 73521.13 | -0.00512 | 0.005192 | -0.4251 | 0.21654 | 52.1853 | 28.6902 | 0 | 3672.794 | 8201.448 | Competitive | 0 | 0 | 0 | 0 | 0 | 1 | 0 | Non-Competitive | Non-Competitive | Non-Competitive | Non-Competitive | Non-Competitive | 0 | 0 | 0 | 0 | 0 | 0 | 0 | 0 | 0 | 0 | 0 | 0 | 0 | 0 | 0
XWFA89 6945__A TO_FROM | XWFA89 | 6945__A | 42 | 1 | 1 | LKWICHIT1_9 | WCHTFLLS1_9 | TO_FROM | 73521.13 | -0.00519 | 0.007988 | -0.21654 | 0.4251 | -23.6753 | -36.6797 | 0 | 5165.747 | 5958.664 | Competitive | 0 | 0 | 0 | 0 | 0 | 1 | 0 | Non-Competitive | Non-Competitive | Non-Competitive | Non-Competitive | Non-Competitive | 0 | 0 | 0 | 0 | 0 | 0 | 0 | 0 | 0 | 0 | 0 | 0 | 0 | 0 | 0
XWHI58 LON_HI_PELICA1_1 FROM_TO | XWHI58 | LON_HI_PELICA1_1 | 470 | 1 | 1 | LON_HILL4A | PELICAN4A | FROM_TO | 73521.13 | -0.46432 | 0.051415 | -0.59161 | 0.063644 | 376.5575 | -65.5482 | 0 | 2511.671 | 4926.613 | Competitive | 0 | 0 | 0 | 0 | 0 | 1 | 1 | Non-Competitive | Non-Competitive | Non-Competitive | Non-Competitive | Non-Competitive | 6 | 6 | 6 | 6 | 6 | 6 | 6 | 6 | 6 | 6 | 6 | 6 | 6 | 6 | 6
XWHI58 LON_HI_PELICA1_1 TO_FROM | XWHI58 | LON_HI_PELICA1_1 | 470 | 1 | 1 | LON_HILL4A | PELICAN4A | TO_FROM | 73521.13 | -0.05141 | 0.59161 | -0.06364 | 0.59161 | 564.5737 | -295.216 | 0 | 2514.015 | 4590.399 | Competitive | 0 | 0 | 0 | 0 | 0 | 1 | 1 | Non-Competitive | Non-Competitive | Non-Competitive | Non-Competitive | Non-Competitive | 9 | 13 | 14 | 9 | 13 | 14 | 9 | 13 | 14 | 9 | 13 | 14 | 9 | 13 | 14
XWHI58 SINTON_SKIDMO1_1 FROM_TO | XWHI58 | SINTON_SKIDMO1_1 | 38 | 1 | 1 | SKIDMORE2A | SINTON2A | FROM_TO | 73521.13 | -0.03263 | 0.004473 | -0.22039 | 0.40023 | 65.2459 | -32.4025 | 0 | 5799.919 | 2625.189 | Competitive | 0 | 0 | 0 | 0 | 1 | 1 | 1 | Non-Competitive | Non-Competitive | Non-Competitive | Non-Competitive | Competitive | 6 | 6 | 6 | 6 | 6 | 6 | 6 | 6 | 6 | 6 | 6 | 6 | 0 | 0 | 0
XWHI58 SINTON_SKIDMO1_1 TO_FROM | XWHI58 | SINTON_SKIDMO1_1 | 38 | 1 | 1 | SKIDMORE2A | SINTON2A | TO_FROM | 73521.13 | -0.00447 | 0.032626 | -0.40023 | 0.22039 | 71.8567 | -47.4336 | 0 | 1995.18 | 5916.049 | Competitive | 0 | 0 | 0 | 0 | 0 | 1 | 0 | Non-Competitive | Non-Competitive | Non-Competitive | Non-Competitive | Non-Competitive | 0 | 0 | 0 | 0 | 0 | 0 | 0 | 0 | 0 | 0 | 0 | 0 | 0 | 0 | 0
XWHT58 WHTNY_MR2L FROM_TO | XWHT58 | WHTNY_MR2L | 450 | 3 | 3 | WHITNEY8 | WHITNYSTR | FROM_TO | 73521.13 | -0.2421 | 0.37872 | -0.41573 | 0.38588 | 223.3614 | -476.598 | 0 | 7254.173 | 9269.65 | Competitive | 0 | 0 | 0 | 0 | 0 | 1 | 1 | Non-Competitive | Non-Competitive | Non-Competitive | Non-Competitive | Non-Competitive | 3 | 3 | 4 | 3 | 3 | 4 | 3 | 3 | 4 | 3 | 3 | 4 | 3 | 3 | 4
XWHT58 WHTNY_MR2L TO_FROM | XWHT58 | WHTNY_MR2L | 450 | 3 | 3 | WHITNEY8 | WHITNYSTR | TO_FROM | 73521.13 | -0.37872 | 0.2421 | -0.38588 | 0.41573 | 700.2585 | 85.2865 | 0 | 9269.65 | 7355.726 | Competitive | 0 | 0 | 0 | 0 | 0 | 1 | 1 | Non-Competitive | Non-Competitive | Non-Competitive | Non-Competitive | Non-Competitive | 14 | 14 | 14 | 14 | 14 | 14 | 14 | 14 | 14 | 14 | 14 | 14 | 14 | 14 | 14
XWL2V58 3130__B FROM_TO | XWL2V58 | 3130__B | 172 | 4 | 4 | INDUST_E8 | CMPTON1_8 | FROM_TO | 73521.13 | -0.11873 | 0.014162 | -0.53093 | 0.26573 | 246.7939 | 132.7419 | 0 | 3743.129 | 10000 | Competitive | 0 | 0 | 0 | 0 | 0 | 1 | 1 | Non-Competitive | Non-Competitive | Non-Competitive | Non-Competitive | Non-Competitive | 3 | 3 | 3 | 3 | 3 | 3 | 3 | 3 | 3 | 3 | 3 | 3 | 3 | 3 | 3
XWL2V58 3130__B TO_FROM | XWL2V58 | 3130__B | 172 | 4 | 4 | INDUST_E8 | CMPTON1_8 | TO_FROM | 73521.13 | -0.01416 | 0.11873 | -0.26573 | 0.53093 | -13.465 | -174.292 | 0 | 10000 | 4078.266 | Competitive | 0 | 0 | 0 | 0 | 0 | 1 | 0 | Non-Competitive | Non-Competitive | Non-Competitive | Non-Competitive | Non-Competitive | 0 | 0 | 0 | 0 | 0 | 0 | 0 | 0 | 0 | 0 | 0 | 0 | 0 | 0 | 0
XWL2V58 WLVEE_MR2L FROM_TO | XWL2V58 | WLVEE_MR2L | 680 | 4 | 4 | WLEVEE_2T8 | 24003 | FROM_TO | 73521.13 | -0.017 | 0.068839 | -0.46405 | 0.40534 | -381.096 | -638.168 | 0 | 2879.014 | 905.903 | Competitive | 1 | 1 | 1 | 1 | 1 | 1 | 0 | Non-Competitive | Non-Competitive | Non-Competitive | Non-Competitive | Non-Competitive | 0 | 0 | 0 | 0 | 0 | 0 | 0 | 0 | 0 | 0 | 0 | 0 | 0 | 0 | 0
XWL2V58 WLVEE_MR2L TO_FROM | XWL2V58 | WLVEE_MR2L | 680 | 4 | 4 | WLEVEE_2T8 | 24003 | TO_FROM | 73521.13 | -0.06884 | 0.017004 | -0.40534 | 0.46405 | 935.9004 | 560.4032 | 0 | 803.714 | 3047.267 | Competitive | 0 | 0 | 0 | 0 | 0 | 1 | 1 | Non-Competitive | Non-Competitive | Non-Competitive | Non-Competitive | Non-Competitive | 22 | 28 | 32 | 22 | 28 | 32 | 22 | 28 | 32 | 22 | 28 | 32 | 22 | 28 | 32
XZOR58 ZORN_2AT2 FROM_TO | XZOR58 | ZORN_2AT2 | 525 | 1 | 1 | L_ZORN__5_1Y | L_ZORN__8_1Y | FROM_TO | 73521.13 | -0.02857 | 0.048281 | -0.35439 | 0.04912 | 556.5423 | 355.3872 | 0 | 6331.861 | 5064.518 | Competitive | 0 | 0 | 0 | 0 | 0 | 1 | 1 | Non-Competitive | Non-Competitive | Non-Competitive | Non-Competitive | Non-Competitive | 10 | 10 | 10 | 10 | 10 | 10 | 10 | 10 | 10 | 10 | 10 | 10 | 10 | 10 | 10
XZOR58 ZORN_2AT2 TO_FROM | XZOR58 | ZORN_2AT2 | 525 | 1 | 1 | L_ZORN__5_1Y | L_ZORN__8_1Y | TO_FROM | 73521.13 | -0.04828 | 0.028571 | -0.04912 | 0.35439 | -324.203 | -484.757 | 0 | 5064.518 | 6331.861 | Competitive | 0 | 0 | 0 | 0 | 0 | 1 | 1 | Non-Competitive | Non-Competitive | Non-Competitive | Non-Competitive | Non-Competitive | 8 | 8 | 8 | 8 | 8 | 8 | 8 | 8 | 8 | 8 | 8 | 8 | 8 | 8 | 8
[31 empty] | sum | 21693 | 28164 | 36010 | 19767 | 25521 | 31857 | 16308 | 19931 | 24588 | 11918 | 14448 | 17417 | 9900 | 11409 | 13634

## Long-Term CCT SUMMARY
Summary
| ECIT1 | 1000 | 1500 | 2000 | 2500 | 3000 |  | ECIT1=1000 |  |  | ECIT1=1500 |  |  | ECIT1=2000 |  |  | ECIT1=2500 |  |  | ECIT1=3000
| Competitive | 16 | 52 | 154 | 252 | 321 |  | DMEECP=10% | DMEECP=5% | DMEECP=2% | DMEECP=10% | DMEECP=5% | DMEECP=2% | DMEECP=10% | DMEECP=5% | DMEECP=2% | DMEECP=10% | DMEECP=5% | DMEECP=2% | DMEECP=10% | DMEECP=5% | DMEECP=2%
| Pct of Competitive Constraints | 0.7759% | 2.522% | 7.468% | 12.22% | 15.57% | Total # of Mitigated Resources | 16354 | 21428 | 27090 | 14973 | 19398 | 24111 | 12080 | 14518 | 17955 | 8994 | 10768 | 13064 | 7418 | 8486 | 10182
| Non-Competitive | 2046 | 2010 | 1908 | 1810 | 1741 | Percentage of Mitigated Resources | 1.3% | 1.704% | 2.154% | 1.19% | 1.542% | 1.917% | 0.9604% | 1.154% | 1.427% | 0.715% | 0.8561% | 1.039% | 0.5898% | 0.6747% | 0.8095%
| Pct of Non-Competitive Constraints | 99.22% | 97.48% | 92.53% | 87.78% | 84.43%
| Total | 2062 | 2062 | 2062 | 2062 | 2062
Percentage of Mitigated Resources | DMEECP=10% | 1.3% | 1.19% | 0.9604% | 0.715% | 0.5898%
| DMEECP=5% | 1.704% | 1.542% | 1.154% | 0.8561% | 0.6747%
| DMEECP=2% | 2.154% | 1.917% | 1.427% | 1.039% | 0.8095%

## SCED Historical SCED CCT
[10 empty] | NPRR 469 | [9 empty] | EC1T1 | [6 empty] | EC1T1 |  |  |  |  | Total Number of Mitigated Resources
[20 empty] | 1000 | 1500 | 2000 | 2500 | 3000 |  |  | 1000 | 1500 | 2000 | 2500 | 3000 | ECIT1=1000 |  |  | ECIT1=1500 |  |  | ECIT1=2000 |  |  | ECIT1=2500 |  |  | ECIT1=3000
str | contingency | constraint | linelimit | devicecnt | cktcnt | frombus | tobus | direction | sys_total_load | mingensf | maxgensf | minbussf | maxbussf | worst_flow | pivotal_flow | under_gen_mw | ecim23_p | ecim23_n | cur_cct_flag | Imp ECI<Threshold | Imp ECI<Threshold | Imp ECI<Threshold | Imp ECI<Threshold | Imp ECI<Threshold | No pivotal player | SF<= -2% | NEW_CCT_FLAG | NEW_CCT_FLAG | NEW_CCT_FLAG | NEW_CCT_FLAG | NEW_CCT_FLAG | DMEECP=10% | DMEECP=5% | DMEECP=2% | DMEECP=10% | DMEECP=5% | DMEECP=2% | DMEECP=10% | DMEECP=5% | DMEECP=2% | DMEECP=10% | DMEECP=5% | DMEECP=2% | DMEECP=10% | DMEECP=5% | DMEECP=2%
BASE CASE 365__A FROM_TO | BASE CASE | 365__A | 1673 | 0 | 0 | MTENTRPR_5 | MTENTRPR_5G | FROM_TO | 73521.13 | -1 | 0 | -1 | 0 | 0 | 0 | 0 | 0 | 10000 | Competitive | 0 | 0 | 0 | 0 | 0 | 1 | 1 | Non-Competitive | Non-Competitive | Non-Competitive | Non-Competitive | Non-Competitive | 4 | 4 | 4 | 4 | 4 | 4 | 4 | 4 | 4 | 4 | 4 | 4 | 4 | 4 | 4
BASE CASE 365__A TO_FROM | BASE CASE | 365__A | 1673 | 0 | 0 | MTENTRPR_5 | MTENTRPR_5G | TO_FROM | 73521.13 | 0 | 1 | 0 | 1 | 945.7 | 0 | 0 | 10000 | 0 | Competitive | 1 | 1 | 1 | 1 | 1 | 1 | 0 | Non-Competitive | Non-Competitive | Non-Competitive | Non-Competitive | Non-Competitive | 0 | 0 | 0 | 0 | 0 | 0 | 0 | 0 | 0 | 0 | 0 | 0 | 0 | 0 | 0
BASE CASE 412T412_1 FROM_TO | BASE CASE | 412T412_1 | 598 | 0 | 0 | L_GARFIE5_1Y | L_MAHACR5_1Y | FROM_TO | 73521.13 | -1 | 0 | -1 | 0 | 0 | 0 | 0 | 0 | 10000 | Competitive | 0 | 0 | 0 | 0 | 0 | 1 | 1 | Non-Competitive | Non-Competitive | Non-Competitive | Non-Competitive | Non-Competitive | 3 | 3 | 3 | 3 | 3 | 3 | 3 | 3 | 3 | 3 | 3 | 3 | 3 | 3 | 3
BASE CASE 412T412_1 TO_FROM | BASE CASE | 412T412_1 | 598 | 0 | 0 | L_GARFIE5_1Y | L_MAHACR5_1Y | TO_FROM | 73521.13 | 0 | 1 | 0 | 1 | 561.54 | 0 | 0 | 10000 | 0 | Competitive | 1 | 1 | 1 | 1 | 1 | 1 | 0 | Non-Competitive | Non-Competitive | Non-Competitive | Non-Competitive | Non-Competitive | 0 | 0 | 0 | 0 | 0 | 0 | 0 | 0 | 0 | 0 | 0 | 0 | 0 | 0 | 0
BASE CASE 6437__C FROM_TO | BASE CASE | 6437__C | 393 | 0 | 0 | GOLDENSW_8 | BRAND_8 | FROM_TO | 73521.13 | -0.23552 | 0.2828 | -0.69725 | 0.2828 | 187.7281 | -37.9814 | 0 | 4723.011 | 9647.485 | Competitive | 0 | 0 | 0 | 0 | 0 | 1 | 1 | Non-Competitive | Non-Competitive | Non-Competitive | Non-Competitive | Non-Competitive | 2 | 2 | 2 | 2 | 2 | 2 | 2 | 2 | 2 | 2 | 2 | 2 | 2 | 2 | 2
BASE CASE 6437__C TO_FROM | BASE CASE | 6437__C | 393 | 0 | 0 | GOLDENSW_8 | BRAND_8 | TO_FROM | 73521.13 | -0.2828 | 0.23552 | -0.2828 | 0.69725 | 79.8473 | -95.9304 | 0 | 9647.485 | 4723.011 | Competitive | 0 | 0 | 0 | 0 | 0 | 1 | 1 | Non-Competitive | Non-Competitive | Non-Competitive | Non-Competitive | Non-Competitive | 6 | 6 | 6 | 6 | 6 | 6 | 6 | 6 | 6 | 6 | 6 | 6 | 6 | 6 | 6
BASE CASE 6438__A FROM_TO | BASE CASE | 6438__A | 299 | 0 | 0 | SUN_8 | GOLDENSW_8 | FROM_TO | 73521.13 | -0.7172 | 0.23493 | -0.7172 | 0.23493 | 116.2612 | -77.4766 | 0 | 3858.729 | 8676.326 | Competitive | 0 | 0 | 0 | 0 | 0 | 1 | 1 | Non-Competitive | Non-Competitive | Non-Competitive | Non-Competitive | Non-Competitive | 2 | 4 | 4 | 2 | 4 | 4 | 2 | 4 | 4 | 2 | 4 | 4 | 2 | 4 | 4
BASE CASE 6438__A TO_FROM | BASE CASE | 6438__A | 299 | 0 | 0 | SUN_8 | GOLDENSW_8 | TO_FROM | 73521.13 | -0.23493 | 0.7172 | -0.23493 | 0.7172 | 261.3957 | -73.6125 | 0 | 8676.326 | 3858.729 | Competitive | 0 | 0 | 0 | 0 | 0 | 1 | 1 | Non-Competitive | Non-Competitive | Non-Competitive | Non-Competitive | Non-Competitive | 4 | 4 | 4 | 4 | 4 | 4 | 4 | 4 | 4 | 4 | 4 | 4 | 4 | 4 | 4
BASE CASE ASPM_69T1 FROM_TO | BASE CASE | ASPM_69T1 | 63 | 0 | 0 | ASPM2A | ASPM4A | FROM_TO | 73521.13 | -0.09648 | 0.010844 | -0.21262 | 0.55129 | -9.329 | -33.6519 | 0 | 5207.624 | 7513.982 | Competitive | 0 | 0 | 0 | 0 | 0 | 1 | 1 | Non-Competitive | Non-Competitive | Non-Competitive | Non-Competitive | Non-Competitive | 1 | 2 | 5 | 1 | 2 | 5 | 1 | 2 | 5 | 1 | 2 | 5 | 1 | 2 | 5
BASE CASE ASPM_69T1 TO_FROM | BASE CASE | ASPM_69T1 | 63 | 0 | 0 | ASPM2A | ASPM4A | TO_FROM | 73521.13 | -0.01084 | 0.096483 | -0.55129 | 0.21262 | 53.3135 | 10.9817 | 0 | 7513.982 | 5207.624 | Competitive | 0 | 0 | 0 | 0 | 0 | 1 | 0 | Non-Competitive | Non-Competitive | Non-Competitive | Non-Competitive | Non-Competitive | 0 | 0 | 0 | 0 | 0 | 0 | 0 | 0 | 0 | 0 | 0 | 0 | 0 | 0 | 0
BASE CASE BOW_JOHN_1 FROM_TO | BASE CASE | BOW_JOHN_1 | 14 | 0 | 0 | BOWIE9 | JOHNSONSW | FROM_TO | 73521.13 | -0.01027 | 0.047182 | -0.56192 | 0.35873 | 34.0774 | -50.3991 | 0 | 5348.668 | 1994.635 | Competitive | 0 | 0 | 1 | 1 | 1 | 1 | 0 | Non-Competitive | Non-Competitive | Non-Competitive | Non-Competitive | Non-Competitive | 0 | 0 | 0 | 0 | 0 | 0 | 0 | 0 | 0 | 0 | 0 | 0 | 0 | 0 | 0
BASE CASE BOW_JOHN_1 TO_FROM | BASE CASE | BOW_JOHN_1 | 14 | 0 | 0 | BOWIE9 | JOHNSONSW | TO_FROM | 73521.13 | -0.04718 | 0.010266 | -0.35873 | 0.56192 | 53.5347 | -11.9764 | 0 | 1994.635 | 5348.668 | Competitive | 0 | 0 | 0 | 0 | 0 | 1 | 1 | Non-Competitive | Non-Competitive | Non-Competitive | Non-Competitive | Non-Competitive | 4 | 4 | 4 | 4 | 4 | 4 | 4 | 4 | 4 | 4 | 4 | 4 | 4 | 4 | 4
BASE CASE BRUNI_69_1 FROM_TO | BASE CASE | BRUNI_69_1 | 37 | 0 | 0 | BRUNISUB9 | BRUNISUB8 | FROM_TO | 73521.13 | -0.03252 | 0.014444 | -0.04801 | 0.81597 | 22.0045 | -32.9607 | 0 | 8835.418 | 10000 | Competitive | 0 | 0 | 0 | 0 | 0 | 1 | 1 | Non-Competitive | Non-Competitive | Non-Competitive | Non-Competitive | Non-Competitive | 1 | 1 | 1 | 1 | 1 | 1 | 1 | 1 | 1 | 1 | 1 | 1 | 1 | 1 | 1
BASE CASE BRUNI_69_1 TO_FROM | BASE CASE | BRUNI_69_1 | 37 | 0 | 0 | BRUNISUB9 | BRUNISUB8 | TO_FROM | 73521.13 | -0.01444 | 0.032524 | -0.81597 | 0.048011 | 38.9423 | -16.1161 | 0 | 10000 | 8835.418 | Competitive | 0 | 0 | 0 | 0 | 0 | 1 | 0 | Non-Competitive | Non-Competitive | Non-Competitive | Non-Competitive | Non-Competitive | 0 | 0 | 0 | 0 | 0 | 0 | 0 | 0 | 0 | 0 | 0 | 0 | 0 | 0 | 0
BASE CASE B_DAVI_WOOLRI1_1 FROM_TO | BASE CASE | B_DAVI_WOOLRI1_1 | 330 | 0 | 0 | B_DAVIS4A | WOOLRIDG4A | FROM_TO | 73521.13 | -0.02179 | 0.14455 | -0.17711 | 0.14455 | 199.5106 | -9.7103 | 0 | 9965.172 | 3129.28 | Competitive | 0 | 0 | 0 | 0 | 0 | 1 | 1 | Non-Competitive | Non-Competitive | Non-Competitive | Non-Competitive | Non-Competitive | 6 | 6 | 6 | 6 | 6 | 6 | 6 | 6 | 6 | 6 | 6 | 6 | 6 | 6 | 6
BASE CASE B_DAVI_WOOLRI1_1 TO_FROM | BASE CASE | B_DAVI_WOOLRI1_1 | 330 | 0 | 0 | B_DAVIS4A | WOOLRIDG4A | TO_FROM | 73521.13 | -0.14454 | 0.021793 | -0.14454 | 0.17711 | 24.7636 | -54.0858 | 0 | 3129.28 | 9965.172 | Competitive | 0 | 0 | 0 | 0 | 0 | 1 | 1 | Non-Competitive | Non-Competitive | Non-Competitive | Non-Competitive | Non-Competitive | 4 | 4 | 4 | 4 | 4 | 4 | 4 | 4 | 4 | 4 | 4 | 4 | 4 | 4 | 4
BASE CASE CTHR_SONR1_1 FROM_TO | BASE CASE | CTHR_SONR1_1 | 154 | 0 | 0 | SONR4A | CTHR4A | FROM_TO | 73521.13 | -0.21977 | 0.081612 | -0.7118 | 0.17359 | 296.1885 | -108.167 | 0 | 5325.479 | 7077.486 | Competitive | 0 | 0 | 0 | 0 | 0 | 1 | 1 | Non-Competitive | Non-Competitive | Non-Competitive | Non-Competitive | Non-Competitive | 31 | 31 | 31 | 31 | 31 | 31 | 31 | 31 | 31 | 31 | 31 | 31 | 31 | 31 | 31
BASE CASE CTHR_SONR1_1 TO_FROM | BASE CASE | CTHR_SONR1_1 | 154 | 0 | 0 | SONR4A | CTHR4A | TO_FROM | 73521.13 | -0.08161 | 0.21977 | -0.17359 | 0.7118 | 147.2551 | -269.311 | 0 | 7077.486 | 5325.479 | Competitive | 0 | 0 | 0 | 0 | 0 | 1 | 1 | Non-Competitive | Non-Competitive | Non-Competitive | Non-Competitive | Non-Competitive | 10 | 12 | 14 | 10 | 12 | 14 | 10 | 12 | 14 | 10 | 12 | 14 | 10 | 12 | 14
BASE CASE DKE_JAT_1 FROM_TO | BASE CASE | DKE_JAT_1 | 32 | 0 | 0 | DKEC2A | JATN2A | FROM_TO | 73521.13 | -0.0159 | 0.077932 | -0.57963 | 0.37994 | 23.3297 | -5.2969 | 0 | 4786.935 | 5207.624 | Competitive | 0 | 0 | 0 | 0 | 0 | 1 | 0 | Non-Competitive | Non-Competitive | Non-Competitive | Non-Competitive | Non-Competitive | 0 | 0 | 0 | 0 | 0 | 0 | 0 | 0 | 0 | 0 | 0 | 0 | 0 | 0 | 0
BASE CASE DKE_JAT_1 TO_FROM | BASE CASE | DKE_JAT_1 | 32 | 0 | 0 | DKEC2A | JATN2A | TO_FROM | 73521.13 | -0.07793 | 0.015897 | -0.37994 | 0.57963 | 7.8925 | -11.1336 | 0 | 5207.624 | 4786.935 | Competitive | 0 | 0 | 0 | 0 | 0 | 1 | 1 | Non-Competitive | Non-Competitive | Non-Competitive | Non-Competitive | Non-Competitive | 2 | 2 | 3 | 2 | 2 | 3 | 2 | 2 | 3 | 2 | 2 | 3 | 2 | 2 | 3
BASE CASE ECRSW_FMR1 FROM_TO | BASE CASE | ECRSW_FMR1 | 24 | 0 | 0 | ENSCRKSS_9 | ENSCRKSS_8 | FROM_TO | 73521.13 | -0.00026 | 0 | -0.00026 | 0.99974 | -19.3735 | -19.371 | 0 | 0 | 696.487 | Competitive | 1 | 1 | 1 | 1 | 1 | 1 | 0 | Non-Competitive | Non-Competitive | Non-Competitive | Non-Competitive | Non-Competitive | 0 | 0 | 0 | 0 | 0 | 0 | 0 | 0 | 0 | 0 | 0 | 0 | 0 | 0 | 0
BASE CASE ECRSW_FMR1 TO_FROM | BASE CASE | ECRSW_FMR1 | 24 | 0 | 0 | ENSCRKSS_9 | ENSCRKSS_8 | TO_FROM | 73521.13 | 0 | 0.000263 | -0.99974 | 0.000263 | 19.3735 | 19.371 | 0 | 696.487 | 0 | Competitive | 1 | 1 | 1 | 1 | 1 | 1 | 0 | Non-Competitive | Non-Competitive | Non-Competitive | Non-Competitive | Non-Competitive | 0 | 0 | 0 | 0 | 0 | 0 | 0 | 0 | 0 | 0 | 0 | 0 | 0 | 0 | 0
BASE CASE ESKSW_FMR1 FROM_TO | BASE CASE | ESKSW_FMR1 | 88 | 0 | 0 | ESKOTA_9 | ESKOTA_8 | FROM_TO | 73521.13 | -0.18021 | 0.043255 | -0.18021 | 0.51376 | -16.0899 | -63.7974 | 0 | 4269.456 | 5207.624 | Competitive | 0 | 0 | 0 | 0 | 0 | 1 | 1 | Non-Competitive | Non-Competitive | Non-Competitive | Non-Competitive | Non-Competitive | 2 | 2 | 2 | 2 | 2 | 2 | 2 | 2 | 2 | 2 | 2 | 2 | 2 | 2 | 2
BASE CASE ESKSW_FMR1 TO_FROM | BASE CASE | ESKSW_FMR1 | 88 | 0 | 0 | ESKOTA_9 | ESKOTA_8 | TO_FROM | 73521.13 | -0.04325 | 0.18021 | -0.51376 | 0.18021 | 92.5593 | 26.1843 | 0 | 5207.624 | 4269.456 | Competitive | 0 | 0 | 0 | 0 | 0 | 1 | 1 | Non-Competitive | Non-Competitive | Non-Competitive | Non-Competitive | Non-Competitive | 2 | 3 | 3 | 2 | 3 | 3 | 2 | 3 | 3 | 2 | 3 | 3 | 2 | 3 | 3
BASE CASE ESKSW_STRENT_1 FROM_TO | BASE CASE | ESKSW_STRENT_1 | 115 | 0 | 0 | ESKOTA_8 | STWF_1_8 | FROM_TO | 73521.13 | -1 | 0 | -1 | 0 | 0 | 0 | 0 | 0 | 10000 | Competitive | 0 | 0 | 0 | 0 | 0 | 1 | 1 | Non-Competitive | Non-Competitive | Non-Competitive | Non-Competitive | Non-Competitive | bar: 10 to 14
BASE CASE ESKSW_STRENT_1 TO_FROM | BASE CASE | ESKSW_STRENT_1 | 115 | 0 | 0 | ESKOTA_8 | STWF_1_8 | TO_FROM | 73521.13 | 0 | 1 | 0 | 1 | 99.176 | 0 | 0 | 10000 | 0 | Competitive | 1 | 1 | 1 | 1 | 1 | 1 | 0 | Non-Competitive | Non-Competitive | Non-Competitive | Non-Competitive | Non-Competitive | 0 | 0 | 0 | 0 | 0 | 0 | 0 | 0 | 0 | 0 | 0 | 0 | 0 | 0 | 0
BASE CASE FORMOSA_TR22 FROM_TO | BASE CASE | FORMOSA_TR22 | 100 | 0 | 0 | FORMOSA_13_9 | FORMOSA4A | FROM_TO | 73521.13 | -0.00317 | 0.49956 | -0.00317 | 0.65116 | 101.9226 | -233.064 | 0 | 10000 | 705.034 | Non-Competi | 1 | 1 | 1 | 1 | 1 | 1 | 0 | Non-Competitive | Non-Competitive | Non-Competitive | Non-Competitive | Non-Competitive | 0 | 0 | 0 | 0 | 0 | 0 | 0 | 0 | 0 | 0 | 0 | 0 | 0 | 0 | 0
BASE CASE FORMOSA_TR22 TO_FROM | BASE CASE | FORMOSA_TR22 | 100 | 0 | 0 | FORMOSA_13_9 | FORMOSA4A | TO_FROM | 73521.13 | -0.49956 | 0.00317 | -0.65116 | 0.00317 | 233.345 | 233.0638 | 0 | 705.034 | 10000 | Non-Competi | 0 | 0 | 0 | 0 | 0 | 0 | 1 | Non-Competitive | Non-Competitive | Non-Competitive | Non-Competitive | Non-Competitive | 9 | 9 | 9 | 9 | 9 | 9 | 9 | 9 | 9 | 9 | 9 | 9 | 9 | 9 | 9
BASE CASE FRIR_SONR1_1 FROM_TO | BASE CASE | FRIR_SONR1_1 | 37 | 0 | 0 | SONR2A | FRIR2A | FROM_TO | 73521.13 | -0.00865 | 0.026917 | -0.72209 | 0.13229 | 133.7238 | -35.0034 | 0 | 2150.331 | 1800.059 | Competitive | 0 | 0 | 1 | 1 | 1 | 1 | 0 | Non-Competitive | Non-Competitive | Non-Competitive | Non-Competitive | Non-Competitive | 0 | 0 | 0 | 0 | 0 | 0 | 0 | 0 | 0 | 0 | 0 | 0 | 0 | 0 | 0
BASE CASE FRIR_SONR1_1 TO_FROM | BASE CASE | FRIR_SONR1_1 | 37 | 0 | 0 | SONR2A | FRIR2A | TO_FROM | 73521.13 | -0.02692 | 0.008647 | -0.13229 | 0.72209 | 67.218 | -103.617 | 0 | 1800.059 | 2150.331 | Competitive | 0 | 0 | 0 | 1 | 1 | 1 | 1 | Non-Competitive | Non-Competitive | Non-Competitive | Competitive | Competitive | 3 | 3 | 3 | 3 | 3 | 3 | 3 | 3 | 3 | 0 | 0 | 0 | 0 | 0 | 0
BASE CASE GBY_AT2 FROM_TO | BASE CASE | GBY_AT2 | 400 | 0 | 0 | GRNBYU__345A | 49128_STAR | FROM_TO | 73521.13 | -0.2208 | 0.092553 | -0.39807 | 0.092553 | 1021.6 | 2.793 | 0 | 5177.452 | 2701.71 | Competitive | 0 | 0 | 0 | 0 | 1 | 1 | 1 | Non-Competitive | Non-Competitive | Non-Competitive | Non-Competitive | Competitive | 38 | 40 | 61 | 38 | 40 | 61 | 38 | 40 | 61 | 38 | 40 | 61 | 0 | 0 | 0
BASE CASE GBY_AT2 TO_FROM | BASE CASE | GBY_AT2 | 400 | 0 | 0 | GRNBYU__345A | 49128_STAR | TO_FROM | 73521.13 | -0.09255 | 0.2208 | -0.09255 | 0.39807 | 312.7718 | -910.736 | 0 | 2701.71 | 5177.452 | Competitive | 0 | 0 | 0 | 0 | 0 | 1 | 1 | Non-Competitive | Non-Competitive | Non-Competitive | Non-Competitive | Non-Competitive | 5 | 9 | 9 | 5 | 9 | 9 | 5 | 9 | 9 | 5 | 9 | 9 | 5 | 9 | 9
BASE CASE GBY_AT2L FROM_TO | BASE CASE | GBY_AT2L | 400 | 0 | 0 | GRNBYU__138C | 49128_STAR | FROM_TO | 73521.13 | -0.09255 | 0.2208 | -0.66104 | 0.39807 | 312.7718 | -910.736 | 0 | 2701.71 | 5177.452 | Competitive | 0 | 0 | 0 | 0 | 0 | 1 | 1 | Non-Competitive | Non-Competitive | Non-Competitive | Non-Competitive | Non-Competitive | 5 | 9 | 9 | 5 | 9 | 9 | 5 | 9 | 9 | 5 | 9 | 9 | 5 | 9 | 9
BASE CASE GBY_AT2L TO_FROM | BASE CASE | GBY_AT2L | 400 | 0 | 0 | GRNBYU__138C | 49128_STAR | TO_FROM | 73521.13 | -0.2208 | 0.092553 | -0.39807 | 0.66104 | 1021.6 | 2.793 | 0 | 5177.452 | 2701.71 | Competitive | 0 | 0 | 0 | 0 | 1 | 1 | 1 | Non-Competitive | Non-Competitive | Non-Competitive | Non-Competitive | Competitive | 38 | 40 | 61 | 38 | 40 | 61 | 38 | 40 | 61 | 38 | 40 | 61 | 0 | 0 | 0
BASE CASE LAQUIN_LOBO1_1 FROM_TO | BASE CASE | LAQUIN_LOBO1_1 | 211 | 0 | 0 | LOBO4A | LAQUNTA4A | FROM_TO | 73521.13 | -0.72871 | 0.10344 | -0.72871 | 0.11857 | 217.1681 | -135.307 | 0 | 3334.961 | 8471.725 | Non-Competi | 0 | 0 | 0 | 0 | 0 | 1 | 1 | Non-Competitive | Non-Competitive | Non-Competitive | Non-Competitive | Non-Competitive | 3 | 3 | 12 | 3 | 3 | 12 | 3 | 3 | 12 | 3 | 3 | 12 | 3 | 3 | 12
BASE CASE LAQUIN_LOBO1_1 TO_FROM | BASE CASE | LAQUIN_LOBO1_1 | 211 | 0 | 0 | LOBO4A | LAQUNTA4A | TO_FROM | 73521.13 | -0.10344 | 0.72871 | -0.11857 | 0.72871 | 249.0138 | -197.511 | 0 | 8471.725 | 3334.961 | Non-Competi | 0 | 0 | 0 | 0 | 0 | 1 | 1 | Non-Competitive | Non-Competitive | Non-Competitive | Non-Competitive | Non-Competitive | 3 | 3 | 3 | 3 | 3 | 3 | 3 | 3 | 3 | 3 | 3 | 3 | 3 | 3 | 3
BASE CASE LC_NEW60_A FROM_TO | BASE CASE | LC_NEW60_A | 336 | 0 | 0 | NEWGLF608000 | S_LANE__138A | FROM_TO | 73521.13 | -0.18468 | 0.63114 | -0.23177 | 0.685 | 394.2911 | -417.509 | 0 | 5146.472 | 6364.86 | Non-Competi | 0 | 0 | 0 | 0 | 0 | 1 | 1 | Non-Competitive | Non-Competitive | Non-Competitive | Non-Competitive | Non-Competitive | 6 | 18 | 21 | 6 | 18 | 21 | 6 | 18 | 21 | 6 | 18 | 21 | 6 | 18 | 21
BASE CASE LC_NEW60_A TO_FROM | BASE CASE | LC_NEW60_A | 336 | 0 | 0 | NEWGLF608000 | S_LANE__138A | TO_FROM | 73521.13 | -0.63114 | 0.18468 | -0.685 | 0.23177 | 535.9177 | -296.249 | 0 | 6364.86 | 5146.472 | Non-Competi | 0 | 0 | 0 | 0 | 0 | 1 | 1 | Non-Competitive | Non-Competitive | Non-Competitive | Non-Competitive | Non-Competitive | 5 | 5 | 11 | 5 | 5 | 11 | 5 | 5 | 11 | 5 | 5 | 11 | 5 | 5 | 11
BASE CASE LGD_SANTIA1_1 FROM_TO | BASE CASE | LGD_SANTIA1_1 | 155 | 0 | 0 | SANTIAGO4A | LGD_1_8 | FROM_TO | 73521.13 | -0.99999 | 8.093e-06 | -0.99999 | 8.093e-06 | 0.59532 | 0.595 | 0 | 694.557 | 10000 | Competitive | 0 | 0 | 0 | 0 | 0 | 1 | 1 | Non-Competitive | Non-Competitive | Non-Competitive | Non-Competitive | Non-Competitive | bar: 10 to 14
BASE CASE LGD_SANTIA1_1 TO_FROM | BASE CASE | LGD_SANTIA1_1 | 155 | 0 | 0 | SANTIAGO4A | LGD_1_8 | TO_FROM | 73521.13 | -8.09e-06 | 0.99999 | -8.09e-06 | 0.99999 | 161.1049 | -0.595 | 0 | 10000 | 694.557 | Non-Competi | 1 | 1 | 1 | 1 | 1 | 1 | 0 | Non-Competitive | Non-Competitive | Non-Competitive | Non-Competitive | Non-Competitive | 0 | 0 | 0 | 0 | 0 | 0 | 0 | 0 | 0 | 0 | 0 | 0 | 0 | 0 | 0
BASE CASE MARION_4AT2 FROM_TO | BASE CASE | MARION_4AT2 | 473 | 0 | 0 | L_MARION5_1Y | L_MARION8_1Y | FROM_TO | 73521.13 | -0.03524 | 0.034329 | -0.40562 | 0.034329 | 460.4665 | 276.0995 | 0 | 6781.457 | 10000 | Competitive | 0 | 0 | 0 | 0 | 0 | 1 | 1 | Non-Competitive | Non-Competitive | Non-Competitive | Non-Competitive | Non-Competitive | 8 | 8 | 8 | 8 | 8 | 8 | 8 | 8 | 8 | 8 | 8 | 8 | 8 | 8 | 8
BASE CASE MARION_4AT2 TO_FROM | BASE CASE | MARION_4AT2 | 473 | 0 | 0 | L_MARION5_1Y | L_MARION8_1Y | TO_FROM | 73521.13 | -0.03433 | 0.03524 | -0.03433 | 0.40562 | -178.405 | -418.46 | 0 | 10000 | 6781.457 | Competitive | 0 | 0 | 0 | 0 | 0 | 1 | 1 | Non-Competitive | Non-Competitive | Non-Competitive | Non-Competitive | Non-Competitive | 6 | 6 | 6 | 6 | 6 | 6 | 6 | 6 | 6 | 6 | 6 | 6 | 6 | 6 | 6
BASE CASE MATA_PADR1_1 FROM_TO | BASE CASE | MATA_PADR1_1 | 214 | 0 | 0 | PADR2A | MATA2A | FROM_TO | 73521.13 | -0.54372 | 0.002666 | -0.54372 | 0.18844 | 23.8085 | -32.4246 | 0 | 3392.284 | 9190.031 | Competitive | 0 | 0 | 0 | 0 | 0 | 1 | 1 | Non-Competitive | Non-Competitive | Non-Competitive | Non-Competitive | Non-Competitive | 1 | 1 | 2 | 1 | 1 | 2 | 1 | 1 | 2 | 1 | 1 | 2 | 1 | 1 | 2
BASE CASE MATA_PADR1_1 TO_FROM | BASE CASE | MATA_PADR1_1 | 214 | 0 | 0 | PADR2A | MATA2A | TO_FROM | 73521.13 | -0.00267 | 0.54372 | -0.18844 | 0.54372 | 63.56 | -22.2137 | 0 | 9190.031 | 3392.284 | Competitive | 0 | 0 | 0 | 0 | 0 | 1 | 0 | Non-Competitive | Non-Competitive | Non-Competitive | Non-Competitive | Non-Competitive | 0 | 0 | 0 | 0 | 0 | 0 | 0 | 0 | 0 | 0 | 0 | 0 | 0 | 0 | 0
BASE CASE MATA_ROAR1_1 FROM_TO | BASE CASE | MATA_ROAR1_1 | 60 | 0 | 0 | MATA2A | ROAR2A | FROM_TO | 73521.13 | -0.06707 | 0.45614 | -0.46526 | 0.45614 | 39.0511 | -27.7727 | 0 | 10000 | 8301.917 | Competitive | 0 | 0 | 0 | 0 | 0 | 1 | 1 | Non-Competitive | Non-Competitive | Non-Competitive | Non-Competitive | Non-Competitive | 1 | 2 | 2 | 1 | 2 | 2 | 1 | 2 | 2 | 1 | 2 | 2 | 1 | 2 | 2
BASE CASE MATA_ROAR1_1 TO_FROM | BASE CASE | MATA_ROAR1_1 | 60 | 0 | 0 | MATA2A | ROAR2A | TO_FROM | 73521.13 | -0.45614 | 0.06707 | -0.45614 | 0.46526 | 43.3531 | -13.5592 | 0 | 8301.917 | 10000 | Competitive | 0 | 0 | 0 | 0 | 0 | 1 | 1 | Non-Competitive | Non-Competitive | Non-Competitive | Non-Competitive | Non-Competitive | bar: 10 to 14
BASE CASE MLSES_FMR1 FROM_TO | BASE CASE | MLSES_FMR1 | 880 | 0 | 0 | MARTINLK_5 | MLSES_UNIT1 | FROM_TO | 73521.13 | -1 | 0 | -1 | 0 | 0 | 0 | 0 | 0 | 10000 | Competitive | 0 | 0 | 0 | 0 | 0 | 1 | 1 | Non-Competitive | Non-Competitive | Non-Competitive | Non-Competitive | Non-Competitive | bar: 10 to 14
BASE CASE MLSES_FMR1 TO_FROM | BASE CASE | MLSES_FMR1 | 880 | 0 | 0 | MARTINLK_5 | MLSES_UNIT1 | TO_FROM | 73521.13 | 0 | 1 | 0 | 1 | 808.5 | 0 | 0 | 10000 | 0 | Competitive | 1 | 1 | 1 | 1 | 1 | 1 | 0 | Non-Competitive | Non-Competitive | Non-Competitive | Non-Competitive | Non-Competitive | 0 | 0 | 0 | 0 | 0 | 0 | 0 | 0 | 0 | 0 | 0 | 0 | 0 | 0 | 0
BASE CASE MLSES_FMR2 FROM_TO | BASE CASE | MLSES_FMR2 | 880 | 0 | 0 | MARTINLK_5 | MLSES_UNIT2 | FROM_TO | 73521.13 | -1 | 0 | -1 | 0 | 0 | 0 | 0 | 0 | 10000 | Competitive | 0 | 0 | 0 | 0 | 0 | 1 | 1 | Non-Competitive | Non-Competitive | Non-Competitive | Non-Competitive | Non-Competitive | bar: 10 to 14
BASE CASE MLSES_FMR2 TO_FROM | BASE CASE | MLSES_FMR2 | 880 | 0 | 0 | MARTINLK_5 | MLSES_UNIT2 | TO_FROM | 73521.13 | 0 | 1 | 0 | 1 | 808.5 | 0 | 0 | 10000 | 0 | Competitive | 1 | 1 | 1 | 1 | 1 | 1 | 0 | Non-Competitive | Non-Competitive | Non-Competitive | Non-Competitive | Non-Competitive | 0 | 0 | 0 | 0 | 0 | 0 | 0 | 0 | 0 | 0 | 0 | 0 | 0 | 0 | 0
BASE CASE MLSES_FMR3 FROM_TO | BASE CASE | MLSES_FMR3 | 880 | 0 | 0 | MARTINLK_5 | MLSES_UNIT3 | FROM_TO | 73521.13 | -1 | 0 | -1 | 0 | 0 | 0 | 0 | 0 | 10000 | Competitive | 0 | 0 | 0 | 0 | 0 | 1 | 1 | Non-Competitive | Non-Competitive | Non-Competitive | Non-Competitive | Non-Competitive | bar: 10 to 14
BASE CASE MLSES_FMR3 TO_FROM | BASE CASE | MLSES_FMR3 | 880 | 0 | 0 | MARTINLK_5 | MLSES_UNIT3 | TO_FROM | 73521.13 | 0 | 1 | 0 | 1 | 818.3 | 0 | 0 | 10000 | 0 | Competitive | 1 | 1 | 1 | 1 | 1 | 1 | 0 | Non-Competitive | Non-Competitive | Non-Competitive | Non-Competitive | Non-Competitive | 0 | 0 | 0 | 0 | 0 | 0 | 0 | 0 | 0 | 0 | 0 | 0 | 0 | 0 | 0
BASE CASE NEWPG_04_A FROM_TO | BASE CASE | NEWPG_04_A | 532 | 0 | 0 | NEWGLF048015 | PLEDGR__8000 | FROM_TO | 73521.13 | -0.16577 | 0.3687 | -0.4846 | 0.42256 | 554.8621 | -256.683 | 0 | 4081.172 | 7372.123 | Competitive | 0 | 0 | 0 | 0 | 0 | 1 | 1 | Non-Competitive | Non-Competitive | Non-Competitive | Non-Competitive | Non-Competitive | 10 | 10 | 11 | 10 | 10 | 11 | 10 | 10 | 11 | 10 | 10 | 11 | 10 | 10 | 11
BASE CASE NEWPG_04_A TO_FROM | BASE CASE | NEWPG_04_A | 532 | 0 | 0 | NEWGLF048015 | PLEDGR__8000 | TO_FROM | 73521.13 | -0.3687 | 0.16577 | -0.42256 | 0.4846 | 355.1413 | -435.926 | 0 | 7372.123 | 4081.172 | Competitive | 0 | 0 | 0 | 0 | 0 | 1 | 1 | Non-Competitive | Non-Competitive | Non-Competitive | Non-Competitive | Non-Competitive | 8 | 20 | 20 | 8 | 20 | 20 | 8 | 20 | 20 | 8 | 20 | 20 | 8 | 20 | 20
BASE CASE NEWTGF04_A FROM_TO | BASE CASE | NEWTGF04_A | 382 | 0 | 0 | NEWGLF048015 | TXGLF___138A | FROM_TO | 73521.13 | -0.36879 | 0.16568 | -0.36879 | 0.57736 | 348.8402 | -442.206 | 0 | 7379.014 | 4078.009 | Competitive | 0 | 0 | 0 | 0 | 0 | 1 | 1 | Non-Competitive | Non-Competitive | Non-Competitive | Non-Competitive | Non-Competitive | 8 | 20 | 20 | 8 | 20 | 20 | 8 | 20 | 20 | 8 | 20 | 20 | 8 | 20 | 20
BASE CASE NEWTGF04_A TO_FROM | BASE CASE | NEWTGF04_A | 382 | 0 | 0 | NEWGLF048015 | TXGLF___138A | TO_FROM | 73521.13 | -0.16568 | 0.36879 | -0.57736 | 0.36879 | 561.1489 | -250.403 | 0 | 4078.009 | 7379.014 | Competitive | 0 | 0 | 0 | 0 | 0 | 1 | 1 | Non-Competitive | Non-Competitive | Non-Competitive | Non-Competitive | Non-Competitive | 10 | 10 | 11 | 10 | 10 | 11 | 10 | 10 | 11 | 10 | 10 | 11 | 10 | 10 | 11
BASE CASE NWF_NOTSW_1 FROM_TO | BASE CASE | NWF_NOTSW_1 | 170 | 0 | 0 | NWF_1_8 | NOTSW_1_8 | FROM_TO | 73521.13 | 0 | 1 | 0 | 1 | 149.548 | 0 | 0 | 10000 | 0 | Competitive | 1 | 1 | 1 | 1 | 1 | 1 | 0 | Non-Competitive | Non-Competitive | Non-Competitive | Non-Competitive | Non-Competitive | 0 | 0 | 0 | 0 | 0 | 0 | 0 | 0 | 0 | 0 | 0 | 0 | 0 | 0 | 0
BASE CASE NWF_NOTSW_1 TO_FROM | BASE CASE | NWF_NOTSW_1 | 170 | 0 | 0 | NWF_1_8 | NOTSW_1_8 | TO_FROM | 73521.13 | -1 | 0 | -1 | 0 | 0 | 0 | 0 | 0 | 10000 | Competitive | 0 | 0 | 0 | 0 | 0 | 1 | 1 | Non-Competitive | Non-Competitive | Non-Competitive | Non-Competitive | Non-Competitive | bar: 10 to 14
BASE CASE N_SHARPE_PS1 FROM_TO | BASE CASE | N_SHARPE_PS1 | 180.8 | 0 | 0 | N_SHARPE4A | N_SHARPE4B | FROM_TO | 73521.13 | 0 | 0 | 0 | 0 | 0 | 0 | 0 | 0 | 0 | Competitive | 1 | 1 | 1 | 1 | 1 | 1 | 0 | Non-Competitive | Non-Competitive | Non-Competitive | Non-Competitive | Non-Competitive | 0 | 0 | 0 | 0 | 0 | 0 | 0 | 0 | 0 | 0 | 0 | 0 | 0 | 0 | 0
BASE CASE N_SHARPE_PS1 TO_FROM | BASE CASE | N_SHARPE_PS1 | 180.8 | 0 | 0 | N_SHARPE4A | N_SHARPE4B | TO_FROM | 73521.13 | 0 | 0 | 0 | 0 | 0 | 0 | 0 | 0 | 0 | Competitive | 1 | 1 | 1 | 1 | 1 | 1 | 0 | Non-Competitive | Non-Competitive | Non-Competitive | Non-Competitive | Non-Competitive | 0 | 0 | 0 | 0 | 0 | 0 | 0 | 0 | 0 | 0 | 0 | 0 | 0 | 0 | 0
BASE CASE N_TO_H FROM_TO | BASE CASE | N_TO_H | 3200 | 0 | 0 |  |  | FROM_TO | 73521.13 | -0.41178 | 0.45971 | -0.4648 | 0.45971 | 12232.85 | 1259.401 | 0 | 1418.851 | 2368.926 | Competitive | 0 | 0 | 0 | 1 | 1 | 1 | 1 | Non-Competitive | Non-Competitive | Non-Competitive | Competitive | Competitive | 85 | 85 | 141 | 85 | 85 | 141 | 85 | 85 | 141 | 0 | 0 | 0 | 0 | 0 | 0
BASE CASE N_TO_H TO_FROM | BASE CASE | N_TO_H | 3200 | 0 | 0 |  |  | TO_FROM | 73521.13 | -0.45971 | 0.41178 | -0.45971 | 0.4648 | 4539.391 | -4521.42 | 0 | 2368.926 | 1418.851 | Competitive | 0 | 1 | 1 | 1 | 1 | 1 | 1 | Non-Competitive | Competitive | Competitive | Competitive | Competitive | 62 | 134 | 151 | 0 | 0 | 0 | 0 | 0 | 0 | 0 | 0 | 0 | 0 | 0 | 0
BASE CASE ORLAND_VERN1_1 FROM_TO | BASE CASE | ORLAND_VERN1_1 | 151 | 0 | 0 | VERN4A | ORLANDO7A | FROM_TO | 73521.13 | -0.20289 | 0.03411 | -0.66746 | 0.22659 | 140.0606 | -82.057 | 0 | 4229.414 | 3809.84 | Competitive | 0 | 0 | 0 | 0 | 0 | 1 | 1 | Non-Competitive | Non-Competitive | Non-Competitive | Non-Competitive | Non-Competitive | 4 | 7 | 11 | 4 | 7 | 11 | 4 | 7 | 11 | 4 | 7 | 11 | 4 | 7 | 11
BASE CASE ORLAND_VERN1_1 TO_FROM | BASE CASE | ORLAND_VERN1_1 | 151 | 0 | 0 | VERN4A | ORLANDO7A | TO_FROM | 73521.13 | -0.03411 | 0.20289 | -0.22659 | 0.66746 | 114.3669 | -121.032 | 0 | 3809.84 | 4229.414 | Competitive | 0 | 0 | 0 | 0 | 0 | 1 | 1 | Non-Competitive | Non-Competitive | Non-Competitive | Non-Competitive | Non-Competitive | 5 | 6 | 6 | 5 | 6 | 6 | 5 | 6 | 6 | 5 | 6 | 6 | 5 | 6 | 6
BASE CASE POTOMES_1 FROM_TO | BASE CASE | POTOMES_1 | 239 | 0 | 0 | LNCRK2_1_8 | LNCRK2_2_8 | FROM_TO | 73521.13 | 0 | 1 | 0 | 1 | 196 | 0 | 0 | 10000 | 0 | Competitive | 1 | 1 | 1 | 1 | 1 | 1 | 0 | Non-Competitive | Non-Competitive | Non-Competitive | Non-Competitive | Non-Competitive | 0 | 0 | 0 | 0 | 0 | 0 | 0 | 0 | 0 | 0 | 0 | 0 | 0 | 0 | 0
BASE CASE POTOMES_1 TO_FROM | BASE CASE | POTOMES_1 | 239 | 0 | 0 | LNCRK2_1_8 | LNCRK2_2_8 | TO_FROM | 73521.13 | -1 | 0 | -1 | 0 | 0 | 0 | 0 | 0 | 10000 | Competitive | 0 | 0 | 0 | 0 | 0 | 1 | 1 | Non-Competitive | Non-Competitive | Non-Competitive | Non-Competitive | Non-Competitive | 2 | 2 | 2 | 2 | 2 | 2 | 2 | 2 | 2 | 2 | 2 | 2 | 2 | 2 | 2
BASE CASE S104A_1 FROM_TO | BASE CASE | S104A_1 | 121 | 0 | 0 | RIOHONDO4A | BURNSSUB8 | FROM_TO | 73521.13 | -0.06618 | 0.031858 | -0.63428 | 0.065571 | 169.1747 | 71.6124 | 0 | 2514.793 | 4853.092 | Competitive | 0 | 0 | 0 | 0 | 0 | 1 | 1 | Non-Competitive | Non-Competitive | Non-Competitive | Non-Competitive | Non-Competitive | 9 | 10 | 10 | 9 | 10 | 10 | 9 | 10 | 10 | 9 | 10 | 10 | 9 | 10 | 10
BASE CASE S104A_1 TO_FROM | BASE CASE | S104A_1 | 121 | 0 | 0 | RIOHONDO4A | BURNSSUB8 | TO_FROM | 73521.13 | -0.03186 | 0.066184 | -0.06557 | 0.63428 | 11.3656 | -160.688 | 0 | 4853.092 | 2514.793 | Competitive | 0 | 0 | 0 | 0 | 1 | 1 | 1 | Non-Competitive | Non-Competitive | Non-Competitive | Non-Competitive | Competitive | 8 | 9 | 9 | 8 | 9 | 9 | 8 | 9 | 9 | 8 | 9 | 9 | 0 | 0 | 0
BASE CASE SNTX1_SNTXTA1_1 FROM_TO | BASE CASE | SNTX1_SNTXTA1_1 | 66.8 | 0 | 0 | SNTXTAP2A | 6660 | FROM_TO | 73521.13 | -5e-05 | 0.99995 | -5e-05 | 0.99995 | 57.8575 | -3.882 | 0 | 10000 | 697.35 | Competitive | 1 | 1 | 1 | 1 | 1 | 1 | 0 | Non-Competitive | Non-Competitive | Non-Competitive | Non-Competitive | Non-Competitive | 0 | 0 | 0 | 0 | 0 | 0 | 0 | 0 | 0 | 0 | 0 | 0 | 0 | 0 | 0
BASE CASE SNTX1_SNTXTA1_1 TO_FROM | BASE CASE | SNTX1_SNTXTA1_1 | 66.8 | 0 | 0 | SNTXTAP2A | 6660 | TO_FROM | 73521.13 | -0.99995 | 5.3e-05 | -0.99995 | 5.3e-05 | 3.8832 | 3.882 | 0 | 697.35 | 10000 | Competitive | 0 | 0 | 0 | 0 | 0 | 1 | 1 | Non-Competitive | Non-Competitive | Non-Competitive | Non-Competitive | Non-Competitive | bar: 10 to 14
BASE CASE SNYDER_WKN_BK1_1 FROM_TO | BASE CASE | SNYDER_WKN_BK1_1 | 63 | 0 | 0 | WKNBR | ENAS_1_9 | FROM_TO | 73521.13 | -1 | 0 | -1 | 0 | 0 | 0 | 0 | 0 | 10000 | Competitive | 0 | 0 | 0 | 0 | 0 | 1 | 1 | Non-Competitive | Non-Competitive | Non-Competitive | Non-Competitive | Non-Competitive | bar: 10 to 14
BASE CASE SNYDER_WKN_BK1_1 TO_FROM | BASE CASE | SNYDER_WKN_BK1_1 | 63 | 0 | 0 | WKNBR | ENAS_1_9 | TO_FROM | 73521.13 | 0 | 1 | 0 | 1 | 61.74 | 0 | 0 | 10000 | 0 | Competitive | 1 | 1 | 1 | 1 | 1 | 1 | 0 | Non-Competitive | Non-Competitive | Non-Competitive | Non-Competitive | Non-Competitive | 0 | 0 | 0 | 0 | 0 | 0 | 0 | 0 | 0 | 0 | 0 | 0 | 0 | 0 | 0
BASE CASE SNYDR_FMR1 FROM_TO | BASE CASE | SNYDR_FMR1 | 52 | 0 | 0 | SNYDER_9 | SNYDER_8 | FROM_TO | 73521.13 | -0.05656 | 0.64225 | -0.10032 | 0.64225 | 44.3483 | -18.4463 | 0 | 10000 | 4109.292 | Competitive | 0 | 0 | 0 | 0 | 0 | 1 | 1 | Non-Competitive | Non-Competitive | Non-Competitive | Non-Competitive | Non-Competitive | 6 | 6 | 6 | 6 | 6 | 6 | 6 | 6 | 6 | 6 | 6 | 6 | 6 | 6 | 6
BASE CASE SNYDR_FMR1 TO_FROM | BASE CASE | SNYDR_FMR1 | 52 | 0 | 0 | SNYDER_9 | SNYDER_8 | TO_FROM | 73521.13 | -0.64225 | 0.056561 | -0.64225 | 0.10032 | 36.5282 | -4.6592 | 0 | 4109.292 | 10000 | Competitive | 0 | 0 | 0 | 0 | 0 | 1 | 1 | Non-Competitive | Non-Competitive | Non-Competitive | Non-Competitive | Non-Competitive | bar: 10 to 14
BASE CASE SUTN_TABOR_1 FROM_TO | BASE CASE | SUTN_TABOR_1 | 121 | 0 | 0 | SUTTON | BRYN_TABOR69 | FROM_TO | 73521.13 | -0.04577 | 0.004314 | -0.08214 | 0.52502 | 68.7377 | -35.9802 | 0 | 1964.637 | 9014.48 | Competitive | 0 | 0 | 0 | 0 | 0 | 1 | 1 | Non-Competitive | Non-Competitive | Non-Competitive | Non-Competitive | Non-Competitive | 4 | 6 | 6 | 4 | 6 | 6 | 4 | 6 | 6 | 4 | 6 | 6 | 4 | 6 | 6
BASE CASE SUTN_TABOR_1 TO_FROM | BASE CASE | SUTN_TABOR_1 | 121 | 0 | 0 | SUTTON | BRYN_TABOR69 | TO_FROM | 73521.13 | -0.00431 | 0.045767 | -0.52502 | 0.082138 | 46.2611 | -30.3802 | 0 | 9014.48 | 1964.637 | Competitive | 0 | 0 | 1 | 1 | 1 | 1 | 0 | Non-Competitive | Non-Competitive | Non-Competitive | Non-Competitive | Non-Competitive | 0 | 0 | 0 | 0 | 0 | 0 | 0 | 0 | 0 | 0 | 0 | 0 | 0 | 0 | 0
BASE CASE THW_XT4A FROM_TO | BASE CASE | THW_XT4A | 149.715 | 0 | 0 | T_H_W___138E | 49171_STAR | FROM_TO | 73521.13 | -1 | 0 | -1 | 0 | 0 | 0 | 0 | 0 | 10000 | Competitive | 0 | 0 | 0 | 0 | 0 | 1 | 1 | Non-Competitive | Non-Competitive | Non-Competitive | Non-Competitive | Non-Competitive | 2 | 2 | 2 | 2 | 2 | 2 | 2 | 2 | 2 | 2 | 2 | 2 | 2 | 2 | 2
BASE CASE THW_XT4A TO_FROM | BASE CASE | THW_XT4A | 149.715 | 0 | 0 | T_H_W___138E | 49171_STAR | TO_FROM | 73521.13 | 0 | 1 | 0 | 1 | 147 | 0 | 0 | 10000 | 0 | Competitive | 1 | 1 | 1 | 1 | 1 | 1 | 0 | Non-Competitive | Non-Competitive | Non-Competitive | Non-Competitive | Non-Competitive | 0 | 0 | 0 | 0 | 0 | 0 | 0 | 0 | 0 | 0 | 0 | 0 | 0 | 0 | 0
BASE CASE THW_XT4D FROM_TO | BASE CASE | THW_XT4D | 149.721 | 0 | 0 | T_H_W___138E | 49172_STAR | FROM_TO | 73521.13 | -1 | 0 | -1 | 0 | 0 | 0 | 0 | 0 | 10000 | Competitive | 0 | 0 | 0 | 0 | 0 | 1 | 1 | Non-Competitive | Non-Competitive | Non-Competitive | Non-Competitive | Non-Competitive | 2 | 2 | 2 | 2 | 2 | 2 | 2 | 2 | 2 | 2 | 2 | 2 | 2 | 2 | 2
BASE CASE THW_XT4D TO_FROM | BASE CASE | THW_XT4D | 149.721 | 0 | 0 | T_H_W___138E | 49172_STAR | TO_FROM | 73521.13 | 0 | 1 | 0 | 1 | 147 | 0 | 0 | 10000 | 0 | Competitive | 1 | 1 | 1 | 1 | 1 | 1 | 0 | Non-Competitive | Non-Competitive | Non-Competitive | Non-Competitive | Non-Competitive | 0 | 0 | 0 | 0 | 0 | 0 | 0 | 0 | 0 | 0 | 0 | 0 | 0 | 0 | 0
BASE CASE TRIMR_KLNSW_1 FROM_TO | BASE CASE | TRIMR_KLNSW_1 | 175 | 0 | 0 | TRIMMIER | KILL_SS__8 | FROM_TO | 73521.13 | -0.00957 | 0.12264 | -0.05552 | 0.89741 | 37.1547 | -174.119 | 0 | 10000 | 1287.176 | Competitive | 0 | 1 | 1 | 1 | 1 | 1 | 0 | Non-Competitive | Non-Competitive | Non-Competitive | Non-Competitive | Non-Competitive | 0 | 0 | 0 | 0 | 0 | 0 | 0 | 0 | 0 | 0 | 0 | 0 | 0 | 0 | 0
BASE CASE TRIMR_KLNSW_1 TO_FROM | BASE CASE | TRIMR_KLNSW_1 | 175 | 0 | 0 | TRIMMIER | KILL_SS__8 | TO_FROM | 73521.13 | -0.12264 | 0.009566 | -0.89741 | 0.055521 | 290.5434 | 44.9509 | 0 | 1287.176 | 10000 | Competitive | 0 | 0 | 0 | 0 | 0 | 1 | 1 | Non-Competitive | Non-Competitive | Non-Competitive | Non-Competitive | Non-Competitive | 12 | 12 | 12 | 12 | 12 | 12 | 12 | 12 | 12 | 12 | 12 | 12 | 12 | 12 | 12
BASE CASE VALIMP FROM_TO | BASE CASE | VALIMP | 1100 | 0 | 0 |  |  | FROM_TO | 73521.13 | -0.96566 | 0.034338 | -0.96566 | 0.034338 | 2527.762 | 1764.101 | 0 | 703.036 | 4727.043 | Non-Competi | 0 | 0 | 0 | 0 | 0 | 0 | 1 | Non-Competitive | Non-Competitive | Non-Competitive | Non-Competitive | Non-Competitive | 9 | 13 | 13 | 9 | 13 | 13 | 9 | 13 | 13 | 9 | 13 | 13 | 9 | 13 | 13
BASE CASE VALIMP TO_FROM | BASE CASE | VALIMP | 1100 | 0 | 0 |  |  | TO_FROM | 73521.13 | -0.03434 | 0.96566 | -0.03434 | 0.96566 | -412.94 | -2524.58 | 0 | 4727.043 | 703.036 | Competitive | 1 | 1 | 1 | 1 | 1 | 1 | 1 | Competitive | Competitive | Competitive | Competitive | Competitive | 0 | 0 | 0 | 0 | 0 | 0 | 0 | 0 | 0 | 0 | 0 | 0 | 0 | 0 | 0
BASE CASE VENSW_MR2H FROM_TO | BASE CASE | VENSW_MR2H | 120 | 0 | 0 | VENUS_S5 | 24042 | FROM_TO | 73521.13 | 0 | 0.000971 | -0.99903 | 0.000971 | 71.4093 | 71.4 | 0 | 696.487 | 0 | Competitive | 1 | 1 | 1 | 1 | 1 | 1 | 0 | Non-Competitive | Non-Competitive | Non-Competitive | Non-Competitive | Non-Competitive | 0 | 0 | 0 | 0 | 0 | 0 | 0 | 0 | 0 | 0 | 0 | 0 | 0 | 0 | 0
BASE CASE VENSW_MR2H TO_FROM | BASE CASE | VENSW_MR2H | 120 | 0 | 0 | VENUS_S5 | 24042 | TO_FROM | 73521.13 | -0.00097 | 0 | -0.00097 | 0.99903 | -71.4093 | -71.4 | 0 | 0 | 696.487 | Competitive | 1 | 1 | 1 | 1 | 1 | 1 | 0 | Non-Competitive | Non-Competitive | Non-Competitive | Non-Competitive | Non-Competitive | 0 | 0 | 0 | 0 | 0 | 0 | 0 | 0 | 0 | 0 | 0 | 0 | 0 | 0 | 0
BASE CASE WEC_XFMR FROM_TO | BASE CASE | WEC_XFMR | 65 | 0 | 0 | WEC_1_8 | WEC_WECG1 | FROM_TO | 73521.13 | -1 | 0 | -1 | 0 | 0 | 0 | 0 | 0 | 10000 | Competitive | 0 | 0 | 0 | 0 | 0 | 1 | 1 | Non-Competitive | Non-Competitive | Non-Competitive | Non-Competitive | Non-Competitive | bar: 10 to 14
BASE CASE WEC_XFMR TO_FROM | BASE CASE | WEC_XFMR | 65 | 0 | 0 | WEC_1_8 | WEC_WECG1 | TO_FROM | 73521.13 | 0 | 1 | 0 | 1 | 55.86 | 0 | 0 | 10000 | 0 | Competitive | 1 | 1 | 1 | 1 | 1 | 1 | 0 | Non-Competitive | Non-Competitive | Non-Competitive | Non-Competitive | Non-Competitive | 0 | 0 | 0 | 0 | 0 | 0 | 0 | 0 | 0 | 0 | 0 | 0 | 0 | 0 | 0
BASE CASE W_TO_N FROM_TO | BASE CASE | W_TO_N | 2400 | 0 | 0 |  |  | FROM_TO | 73521.13 | -0.25097 | 0.69322 | -0.29946 | 0.74598 | 7136.442 | -1485.06 | 0 | 710.045 | 2186.677 | Competitive | 0 | 0 | 0 | 1 | 1 | 1 | 1 | Non-Competitive | Non-Competitive | Non-Competitive | Competitive | Competitive | 61 | 86 | 87 | 61 | 86 | 87 | 61 | 86 | 87 | 0 | 0 | 0 | 0 | 0 | 0
BASE CASE W_TO_N TO_FROM | BASE CASE | W_TO_N | 2400 | 0 | 0 |  |  | TO_FROM | 73521.13 | -0.69322 | 0.25097 | -0.74598 | 0.29946 | 2992.189 | -5760.09 | 0 | 2186.677 | 710.045 | Competitive | 1 | 1 | 1 | 1 | 1 | 1 | 1 | Competitive | Competitive | Competitive | Competitive | Competitive | 0 | 0 | 0 | 0 | 0 | 0 | 0 | 0 | 0 | 0 | 0 | 0 | 0 | 0 | 0
DABMBTR5 STCO_STER1_1 FROM_TO | DABMBTR5 | STCO_STER1_1 | 38 | 0 | 0 | STER2A | STCO2A | FROM_TO | 73521.13 | -0.17828 | 0.016218 | -0.63506 | 0.33857 | 31.3353 | -47.5346 | 0 | 6346.323 | 5787.8 | Competitive | 0 | 0 | 0 | 0 | 0 | 1 | 1 | Non-Competitive | Non-Competitive | Non-Competitive | Non-Competitive | Non-Competitive | 3 | 4 | 6 | 3 | 4 | 6 | 3 | 4 | 6 | 3 | 4 | 6 | 3 | 4 | 6
DABMBTR5 STCO_STER1_1 TO_FROM | DABMBTR5 | STCO_STER1_1 | 38 | 0 | 0 | STER2A | STCO2A | TO_FROM | 73521.13 | -0.01622 | 0.17828 | -0.33857 | 0.63506 | 75.877 | -28.4874 | 0 | 5787.8 | 6346.323 | Competitive | 0 | 0 | 0 | 0 | 0 | 1 | 0 | Non-Competitive | Non-Competitive | Non-Competitive | Non-Competitive | Non-Competitive | 0 | 0 | 0 | 0 | 0 | 0 | 0 | 0 | 0 | 0 | 0 | 0 | 0 | 0 | 0
DALNREN5 ALNSW_MR1H FROM_TO | DALNREN5 | ALNSW_MR1H | 515 | 2 | 2 | ALLENSW1_5 | ALNSW1_1 | FROM_TO | 73521.13 | -0.01701 | 0.044047 | -0.43855 | 0.27641 | 654.5653 | 249.2684 | 0 | 4078.958 | 3207.105 | Competitive | 0 | 0 | 0 | 0 | 0 | 1 | 0 | Non-Competitive | Non-Competitive | Non-Competitive | Non-Competitive | Non-Competitive | 0 | 0 | 0 | 0 | 0 | 0 | 0 | 0 | 0 | 0 | 0 | 0 | 0 | 0 | 0
DALNREN5 ALNSW_MR1H TO_FROM | DALNREN5 | ALNSW_MR1H | 515 | 2 | 2 | ALLENSW1_5 | ALNSW1_1 | TO_FROM | 73521.13 | -0.04405 | 0.017014 | -0.27641 | 0.43855 | -223.031 | -485.196 | 0 | 3207.105 | 4078.958 | Competitive | 0 | 0 | 0 | 0 | 0 | 1 | 1 | Non-Competitive | Non-Competitive | Non-Competitive | Non-Competitive | Non-Competitive | 15 | 19 | 19 | 15 | 19 | 19 | 15 | 19 | 19 | 15 | 19 | 19 | 15 | 19 | 19
DALNRYS5 1627__A FROM_TO | DALNRYS5 | 1627__A | 186 | 3 | 3 | APOLLO | RICH_E_8 | FROM_TO | 73521.13 | -0.01014 | 0.21255 | -0.13341 | 0.726 | 297.3774 | -28.08 | 0 | 8767.977 | 1467.904 | Competitive | 0 | 1 | 1 | 1 | 1 | 1 | 0 | Non-Competitive | Non-Competitive | Non-Competitive | Non-Competitive | Non-Competitive | 0 | 0 | 0 | 0 | 0 | 0 | 0 | 0 | 0 | 0 | 0 | 0 | 0 | 0 | 0
DALNRYS5 1627__A TO_FROM | DALNRYS5 | 1627__A | 186 | 3 | 3 | APOLLO | RICH_E_8 | TO_FROM | 73521.13 | -0.21255 | 0.010141 | -0.726 | 0.13341 | 43.2794 | -191.315 | 0 | 1467.904 | 8767.977 | Competitive | 0 | 0 | 0 | 0 | 0 | 1 | 1 | Non-Competitive | Non-Competitive | Non-Competitive | Non-Competitive | Non-Competitive | 4 | 10 | 10 | 4 | 10 | 10 | 4 | 10 | 10 | 4 | 10 | 10 | 4 | 10 | 10
DALNRYS5 1646__A FROM_TO | DALNRYS5 | 1646__A | 213 | 3 | 3 | BENDAVIS_8 | PRKMXCRK1_8 | FROM_TO | 73521.13 | -0.01389 | 0.082653 | -0.2943 | 0.14591 | 354.1436 | 11.7749 | 0 | 4035.56 | 1977.439 | Competitive | 0 | 0 | 1 | 1 | 1 | 1 | 0 | Non-Competitive | Non-Competitive | Non-Competitive | Non-Competitive | Non-Competitive | 0 | 0 | 0 | 0 | 0 | 0 | 0 | 0 | 0 | 0 | 0 | 0 | 0 | 0 | 0
DALNRYS5 1646__A TO_FROM | DALNRYS5 | 1646__A | 213 | 3 | 3 | BENDAVIS_8 | PRKMXCRK1_8 | TO_FROM | 73521.13 | -0.08265 | 0.013889 | -0.14591 | 0.2943 | 9.9099 | -287.04 | 0 | 1977.439 | 4035.56 | Competitive | 0 | 0 | 0 | 0 | 0 | 1 | 1 | Non-Competitive | Non-Competitive | Non-Competitive | Non-Competitive | Non-Competitive | 14 | 20 | 20 | 14 | 20 | 20 | 14 | 20 | 20 | 14 | 20 | 20 | 14 | 20 | 20
DALNRYS5 1750__B FROM_TO | DALNRYS5 | 1750__B | 213 | 3 | 3 | SGVL1_8 | KLEBRG1T_8 | FROM_TO | 73521.13 | -0.01354 | 0.034779 | -0.70018 | 0.18002 | 197.5562 | -174.907 | 0 | 3034.666 | 4544.657 | Competitive | 0 | 0 | 0 | 0 | 0 | 1 | 0 | Non-Competitive | Non-Competitive | Non-Competitive | Non-Competitive | Non-Competitive | 0 | 0 | 0 | 0 | 0 | 0 | 0 | 0 | 0 | 0 | 0 | 0 | 0 | 0 | 0
DALNRYS5 1750__B TO_FROM | DALNRYS5 | 1750__B | 213 | 3 | 3 | SGVL1_8 | KLEBRG1T_8 | TO_FROM | 73521.13 | -0.03478 | 0.013544 | -0.18002 | 0.70018 | 191.781 | -45.3485 | 0 | 4544.657 | 3034.666 | Competitive | 0 | 0 | 0 | 0 | 0 | 1 | 1 | Non-Competitive | Non-Competitive | Non-Competitive | Non-Competitive | Non-Competitive | 25 | 26 | 30 | 25 | 26 | 30 | 25 | 26 | 30 | 25 | 26 | 30 | 25 | 26 | 30
DALNRYS5 3655__B FROM_TO | DALNRYS5 | 3655__B | 287 | 3 | 3 | PRCKSW1_8 | PRCK1_8 | FROM_TO | 73521.13 | -0.01545 | 0.071316 | -0.77592 | 0.20895 | 264.3078 | -118.704 | 0 | 4907.019 | 10000 | Competitive | 0 | 0 | 0 | 0 | 0 | 1 | 0 | Non-Competitive | Non-Competitive | Non-Competitive | Non-Competitive | Non-Competitive | 0 | 0 | 0 | 0 | 0 | 0 | 0 | 0 | 0 | 0 | 0 | 0 | 0 | 0 | 0
DALNRYS5 3655__B TO_FROM | DALNRYS5 | 3655__B | 287 | 3 | 3 | PRCKSW1_8 | PRCK1_8 | TO_FROM | 73521.13 | -0.07132 | 0.015448 | -0.20895 | 0.77592 | 139.1073 | -85.627 | 0 | 10000 | 4907.019 | Competitive | 0 | 0 | 0 | 0 | 0 | 1 | 1 | Non-Competitive | Non-Competitive | Non-Competitive | Non-Competitive | Non-Competitive | 13 | 17 | 18 | 13 | 17 | 18 | 13 | 17 | 18 | 13 | 17 | 18 | 13 | 17 | 18
DALNRYS5 CNRSW_MR1L FROM_TO | DALNRYS5 | CNRSW_MR1L | 750 | 3 | 3 | CNVLSW_E8 | CNRSW1_1 | FROM_TO | 73521.13 | -0.07046 | 0.13551 | -0.51712 | 0.34887 | 119.6037 | -472.697 | 0 | 9589.551 | 2801.006 | Competitive | 0 | 0 | 0 | 0 | 1 | 1 | 1 | Non-Competitive | Non-Competitive | Non-Competitive | Non-Competitive | Competitive | 32 | 37 | 37 | 32 | 37 | 37 | 32 | 37 | 37 | 32 | 37 | 37 | 0 | 0 | 0
DALNRYS5 CNRSW_MR1L TO_FROM | DALNRYS5 | CNRSW_MR1L | 750 | 3 | 3 | CNVLSW_E8 | CNRSW1_1 | TO_FROM | 73521.13 | -0.13551 | 0.070463 | -0.34887 | 0.51712 | 728.8497 | 25.0698 | 0 | 2801.006 | 9589.551 | Competitive | 0 | 0 | 0 | 0 | 0 | 1 | 1 | Non-Competitive | Non-Competitive | Non-Competitive | Non-Competitive | Non-Competitive | 2 | 2 | 5 | 2 | 2 | 5 | 2 | 2 | 5 | 2 | 2 | 5 | 2 | 2 | 5
DANDNOT8 6215__A FROM_TO | DANDNOT8 | 6215__A | 143 | 0 | 0 | BLUFCKTA_8 | CHINAGRV_8 | FROM_TO | 73521.13 | -0.01522 | 0.52127 | -0.08463 | 0.60154 | 144.4595 | -132.942 | 0 | 5282.596 | 6485.048 | Non-Competi | 0 | 0 | 0 | 0 | 0 | 1 | 0 | Non-Competitive | Non-Competitive | Non-Competitive | Non-Competitive | Non-Competitive | 0 | 0 | 0 | 0 | 0 | 0 | 0 | 0 | 0 | 0 | 0 | 0 | 0 | 0 | 0
DANDNOT8 6215__A TO_FROM | DANDNOT8 | 6215__A | 143 | 0 | 0 | BLUFCKTA_8 | CHINAGRV_8 | TO_FROM | 73521.13 | -0.52127 | 0.015221 | -0.60154 | 0.084634 | 145.3835 | -52.954 | 0 | 6485.048 | 5282.596 | Non-Competi | 0 | 0 | 0 | 0 | 0 | 1 | 1 | Non-Competitive | Non-Competitive | Non-Competitive | Non-Competitive | Non-Competitive | 5 | 12 | 16 | 5 | 12 | 16 | 5 | 12 | 16 | 5 | 12 | 16 | 5 | 12 | 16
DAUSDES8 CKT_902_1 FROM_TO | DAUSDES8 | CKT_902_1 | 530 | 2 | 2 | DECK_MB1 | SPRINKLE | FROM_TO | 73521.13 | -0.04522 | 0.15313 | -0.41696 | 0.15313 | 528.3666 | 76.6858 | 0 | 9367.806 | 10000 | Competitive | 0 | 0 | 0 | 0 | 0 | 1 | 1 | Non-Competitive | Non-Competitive | Non-Competitive | Non-Competitive | Non-Competitive | 12 | 12 | 12 | 12 | 12 | 12 | 12 | 12 | 12 | 12 | 12 | 12 | 12 | 12 | 12
DAUSDES8 CKT_902_1 TO_FROM | DAUSDES8 | CKT_902_1 | 530 | 2 | 2 | DECK_MB1 | SPRINKLE | TO_FROM | 73521.13 | -0.15313 | 0.045219 | -0.15313 | 0.41696 | -40.039 | -313.685 | 0 | 10000 | 9367.806 | Competitive | 0 | 0 | 0 | 0 | 0 | 1 | 1 | Non-Competitive | Non-Competitive | Non-Competitive | Non-Competitive | Non-Competitive | 14 | 14 | 14 | 14 | 14 | 14 | 14 | 14 | 14 | 14 | 14 | 14 | 14 | 14 | 14
DAUSGAR5 AUSTRO_AT1H FROM_TO | DAUSGAR5 | AUSTRO_AT1H | 480 | 2 | 2 | L_AUSTRO5_1Y | AUSTRO1_1KV | FROM_TO | 73521.13 | -0.21137 | 0.090055 | -0.31607 | 0.11525 | 1093.814 | 59.691 | 0 | 3932.776 | 4035.53 | Competitive | 0 | 0 | 0 | 0 | 0 | 1 | 1 | Non-Competitive | Non-Competitive | Non-Competitive | Non-Competitive | Non-Competitive | 35 | 59 | 60 | 35 | 59 | 60 | 35 | 59 | 60 | 35 | 59 | 60 | 35 | 59 | 60
DAUSGAR5 AUSTRO_AT1H TO_FROM | DAUSGAR5 | AUSTRO_AT1H | 480 | 2 | 2 | L_AUSTRO5_1Y | AUSTRO1_1KV | TO_FROM | 73521.13 | -0.09005 | 0.21137 | -0.11525 | 0.31607 | 175.5946 | -692.796 | 0 | 4035.53 | 3932.776 | Competitive | 0 | 0 | 0 | 0 | 0 | 1 | 1 | Non-Competitive | Non-Competitive | Non-Competitive | Non-Competitive | Non-Competitive | 10 | 14 | 14 | 10 | 14 | 14 | 10 | 14 | 14 | 10 | 14 | 14 | 10 | 14 | 14
DAUSGAR5 AUSTRO_AT2H FROM_TO | DAUSGAR5 | AUSTRO_AT2H | 480 | 2 | 2 | L_AUSTRO5_1Y | AUSTRO2_1KV | FROM_TO | 73521.13 | -0.20715 | 0.088255 | -0.25671 | 0.11294 | 1071.956 | 58.4974 | 0 | 4515.985 | 4035.508 | Competitive | 0 | 0 | 0 | 0 | 0 | 1 | 1 | Non-Competitive | Non-Competitive | Non-Competitive | Non-Competitive | Non-Competitive | 35 | 59 | 60 | 35 | 59 | 60 | 35 | 59 | 60 | 35 | 59 | 60 | 35 | 59 | 60
DAUSGAR5 AUSTRO_AT2H TO_FROM | DAUSGAR5 | AUSTRO_AT2H | 480 | 2 | 2 | L_AUSTRO5_1Y | AUSTRO2_1KV | TO_FROM | 73521.13 | -0.08826 | 0.20715 | -0.11294 | 0.25671 | 172.0858 | -678.952 | 0 | 4035.508 | 4515.985 | Competitive | 0 | 0 | 0 | 0 | 0 | 1 | 1 | Non-Competitive | Non-Competitive | Non-Competitive | Non-Competitive | Non-Competitive | 10 | 12 | 14 | 10 | 12 | 14 | 10 | 12 | 14 | 10 | 12 | 14 | 10 | 12 | 14
DAUSGAR5 AUSTRO_AT2L FROM_TO | DAUSGAR5 | AUSTRO_AT2L | 480 | 2 | 2 | AUSTROP | AUSTRO2_1KV | FROM_TO | 73521.13 | -0.08826 | 0.20715 | -1.0029 | 0.25671 | 172.0858 | -678.952 | 0 | 4035.508 | 4515.985 | Competitive | 0 | 0 | 0 | 0 | 0 | 1 | 1 | Non-Competitive | Non-Competitive | Non-Competitive | Non-Competitive | Non-Competitive | 10 | 12 | 14 | 10 | 12 | 14 | 10 | 12 | 14 | 10 | 12 | 14 | 10 | 12 | 14
DAUSGAR5 AUSTRO_AT2L TO_FROM | DAUSGAR5 | AUSTRO_AT2L | 480 | 2 | 2 | AUSTROP | AUSTRO2_1KV | TO_FROM | 73521.13 | -0.20715 | 0.088255 | -0.25671 | 1.0029 | 1071.956 | 58.4974 | 0 | 4515.985 | 4035.508 | Competitive | 0 | 0 | 0 | 0 | 0 | 1 | 1 | Non-Competitive | Non-Competitive | Non-Competitive | Non-Competitive | Non-Competitive | 35 | 59 | 60 | 35 | 59 | 60 | 35 | 59 | 60 | 35 | 59 | 60 | 35 | 59 | 60
DAUSGAR5 CKT_963_1 FROM_TO | DAUSGAR5 | CKT_963_1 | 480 | 2 | 2 | GARFIELD | HICRSMB2 | FROM_TO | 73521.13 | -0.05054 | 0.092479 | -0.13464 | 0.24001 | 397.6461 | 126.3214 | 0 | 10000 | 10000 | Competitive | 0 | 0 | 0 | 0 | 0 | 1 | 1 | Non-Competitive | Non-Competitive | Non-Competitive | Non-Competitive | Non-Competitive | 14 | 14 | 14 | 14 | 14 | 14 | 14 | 14 | 14 | 14 | 14 | 14 | 14 | 14 | 14
DAUSGAR5 CKT_963_1 TO_FROM | DAUSGAR5 | CKT_963_1 | 480 | 2 | 2 | GARFIELD | HICRSMB2 | TO_FROM | 73521.13 | -0.09248 | 0.05054 | -0.24001 | 0.13464 | -77.1366 | -341.167 | 0 | 10000 | 10000 | Competitive | 0 | 0 | 0 | 0 | 0 | 1 | 1 | Non-Competitive | Non-Competitive | Non-Competitive | Non-Competitive | Non-Competitive | 3 | 3 | 3 | 3 | 3 | 3 | 3 | 3 | 3 | 3 | 3 | 3 | 3 | 3 | 3
DAUSGAR5 GARFIELD_AT2 FROM_TO | DAUSGAR5 | GARFIELD_AT2 | 480 | 2 | 2 | GARFIELD | GARFIE34 | FROM_TO | 73521.13 | -0.10573 | 0.086902 | -0.10623 | 0.23996 | 143.886 | -380.519 | 0 | 8450.399 | 10000 | Competitive | 0 | 0 | 0 | 0 | 0 | 1 | 1 | Non-Competitive | Non-Competitive | Non-Competitive | Non-Competitive | Non-Competitive | 3 | 3 | 3 | 3 | 3 | 3 | 3 | 3 | 3 | 3 | 3 | 3 | 3 | 3 | 3
DAUSGAR5 GARFIELD_AT2 TO_FROM | DAUSGAR5 | GARFIELD_AT2 | 480 | 2 | 2 | GARFIELD | GARFIE34 | TO_FROM | 73521.13 | -0.0869 | 0.10573 | -0.23996 | 0.10623 | 449.1941 | -5.4856 | 0 | 10000 | 8450.399 | Competitive | 0 | 0 | 0 | 0 | 0 | 1 | 1 | Non-Competitive | Non-Competitive | Non-Competitive | Non-Competitive | Non-Competitive | 14 | 28 | 28 | 14 | 28 | 28 | 14 | 28 | 28 | 14 | 28 | 28 | 14 | 28 | 28
DAUSLOS5 336T405_1 FROM_TO | DAUSLOS5 | 336T405_1 | 1195 | 2 | 2 | L_FPPYD25_1Y | L_FPPYD15_1Y | FROM_TO | 73521.13 | -0.74956 | 0.24847 | -0.74956 | 0.24847 | 1005.154 | -369.314 | 0 | 5906.851 | 5572.028 | Competitive | 0 | 0 | 0 | 0 | 0 | 1 | 1 | Non-Competitive | Non-Competitive | Non-Competitive | Non-Competitive | Non-Competitive | 14 | 14 | 14 | 14 | 14 | 14 | 14 | 14 | 14 | 14 | 14 | 14 | 14 | 14 | 14
DAUSLOS5 336T405_1 TO_FROM | DAUSLOS5 | 336T405_1 | 1195 | 2 | 2 | L_FPPYD25_1Y | L_FPPYD15_1Y | TO_FROM | 73521.13 | -0.24847 | 0.74956 | -0.24847 | 0.74956 | 1434.872 | -637.742 | 0 | 5572.028 | 5906.851 | Non-Competi | 0 | 0 | 0 | 0 | 0 | 1 | 1 | Non-Competitive | Non-Competitive | Non-Competitive | Non-Competitive | Non-Competitive | 28 | 28 | 41 | 28 | 28 | 41 | 28 | 28 | 41 | 28 | 28 | 41 | 28 | 28 | 41
DAUSLOS5 AUSTRO_AT1H FROM_TO | DAUSLOS5 | AUSTRO_AT1H | 480 | 2 | 2 | L_AUSTRO5_1Y | AUSTRO1_1KV | FROM_TO | 73521.13 | -0.22531 | 0.03703 | -0.32033 | 0.068446 | 526.5607 | 202.9906 | 0 | 4637.753 | 5051.644 | Non-Competi | 0 | 0 | 0 | 0 | 0 | 1 | 1 | Non-Competitive | Non-Competitive | Non-Competitive | Non-Competitive | Non-Competitive | 35 | 35 | 36 | 35 | 35 | 36 | 35 | 35 | 36 | 35 | 35 | 36 | 35 | 35 | 36
DAUSLOS5 AUSTRO_AT1H TO_FROM | DAUSLOS5 | AUSTRO_AT1H | 480 | 2 | 2 | L_AUSTRO5_1Y | AUSTRO1_1KV | TO_FROM | 73521.13 | -0.03703 | 0.22531 | -0.06845 | 0.32033 | 0.25157 | -443.074 | 0 | 5051.644 | 4637.753 | Competitive | 0 | 0 | 0 | 0 | 0 | 1 | 1 | Non-Competitive | Non-Competitive | Non-Competitive | Non-Competitive | Non-Competitive | 5 | 5 | 5 | 5 | 5 | 5 | 5 | 5 | 5 | 5 | 5 | 5 | 5 | 5 | 5
DAUSLOS5 AUSTRO_AT2H FROM_TO | DAUSLOS5 | AUSTRO_AT2H | 480 | 2 | 2 | L_AUSTRO5_1Y | AUSTRO2_1KV | FROM_TO | 73521.13 | -0.2208 | 0.03629 | -0.26612 | 0.067078 | 516.0385 | 198.9336 | 0 | 4637.757 | 5051.64 | Non-Competi | 0 | 0 | 0 | 0 | 0 | 1 | 1 | Non-Competitive | Non-Competitive | Non-Competitive | Non-Competitive | Non-Competitive | 35 | 35 | 36 | 35 | 35 | 36 | 35 | 35 | 36 | 35 | 35 | 36 | 35 | 35 | 36
DAUSLOS5 AUSTRO_AT2H TO_FROM | DAUSLOS5 | AUSTRO_AT2H | 480 | 2 | 2 | L_AUSTRO5_1Y | AUSTRO2_1KV | TO_FROM | 73521.13 | -0.03629 | 0.2208 | -0.06708 | 0.26612 | 0.24598 | -434.218 | 0 | 5051.64 | 4637.757 | Competitive | 0 | 0 | 0 | 0 | 0 | 1 | 1 | Non-Competitive | Non-Competitive | Non-Competitive | Non-Competitive | Non-Competitive | 5 | 5 | 5 | 5 | 5 | 5 | 5 | 5 | 5 | 5 | 5 | 5 | 5 | 5 | 5
DAUSLOS5 CKT_3122_1 FROM_TO | DAUSLOS5 | CKT_3122_1 | 1150 | 2 | 2 | L_FPPYD25_1Y | HOLMAN | FROM_TO | 73521.13 | -0.05766 | 0.47622 | -0.38851 | 0.47622 | 1603.06 | -218.103 | 0 | 6123.816 | 1956.925 | Competitive | 0 | 0 | 1 | 1 | 1 | 1 | 1 | Non-Competitive | Non-Competitive | Competitive | Competitive | Competitive | 78 | 99 | 107 | 78 | 99 | 107 | 0 | 0 | 0 | 0 | 0 | 0 | 0 | 0 | 0
DAUSLOS5 CKT_3122_1 TO_FROM | DAUSLOS5 | CKT_3122_1 | 1150 | 2 | 2 | L_FPPYD25_1Y | HOLMAN | TO_FROM | 73521.13 | -0.47622 | 0.057665 | -0.47622 | 0.38851 | 708.045 | -604.927 | 0 | 1956.925 | 6123.816 | Competitive | 0 | 0 | 0 | 0 | 0 | 1 | 1 | Non-Competitive | Non-Competitive | Non-Competitive | Non-Competitive | Non-Competitive | 43 | 43 | 43 | 43 | 43 | 43 | 43 | 43 | 43 | 43 | 43 | 43 | 43 | 43 | 43
DAUSLOS5 FAYETT_6AT2 FROM_TO | DAUSLOS5 | FAYETT_6AT2 | 685 | 2 | 2 | L_FAYETT5_1Y | L_FAYETT8_1Y | FROM_TO | 73521.13 | -0.23813 | 0.15166 | -0.49959 | 0.22767 | 796.6222 | 192.6681 | 0 | 5972.462 | 9043.198 | Competitive | 0 | 0 | 0 | 0 | 0 | 1 | 1 | Non-Competitive | Non-Competitive | Non-Competitive | Non-Competitive | Non-Competitive | 7 | 7 | 13 | 7 | 7 | 13 | 7 | 7 | 13 | 7 | 7 | 13 | 7 | 7 | 13
DAUSLOS5 FAYETT_6AT2 TO_FROM | DAUSLOS5 | FAYETT_6AT2 | 685 | 2 | 2 | L_FAYETT5_1Y | L_FAYETT8_1Y | TO_FROM | 73521.13 | -0.15166 | 0.23813 | -0.22767 | 0.49959 | 4.3642 | -575.662 | 0 | 9043.198 | 5972.462 | Competitive | 0 | 0 | 0 | 0 | 0 | 1 | 1 | Non-Competitive | Non-Competitive | Non-Competitive | Non-Competitive | Non-Competitive | 8 | 8 | 8 | 8 | 8 | 8 | 8 | 8 | 8 | 8 | 8 | 8 | 8 | 8 | 8
DAUSLOS5 SALEM_AT3 FROM_TO | DAUSLOS5 | SALEM_AT3 | 660 | 2 | 2 | L_SALEM_5_1Y | L_SALEM_8_1Y | FROM_TO | 73521.13 | -0.09763 | 0.098781 | -0.41566 | 0.30432 | 688.0674 | 61.91 | 0 | 5899.766 | 7180.943 | Competitive | 0 | 0 | 0 | 0 | 0 | 1 | 1 | Non-Competitive | Non-Competitive | Non-Competitive | Non-Competitive | Non-Competitive | 13 | 13 | 13 | 13 | 13 | 13 | 13 | 13 | 13 | 13 | 13 | 13 | 13 | 13 | 13
DAUSLOS5 SALEM_AT3 TO_FROM | DAUSLOS5 | SALEM_AT3 | 660 | 2 | 2 | L_SALEM_5_1Y | L_SALEM_8_1Y | TO_FROM | 73521.13 | -0.09878 | 0.097632 | -0.30432 | 0.41566 | 28.434 | -534.614 | 0 | 7180.943 | 5899.766 | Competitive | 0 | 0 | 0 | 0 | 0 | 1 | 1 | Non-Competitive | Non-Competitive | Non-Competitive | Non-Competitive | Non-Competitive | 8 | 8 | 8 | 8 | 8 | 8 | 8 | 8 | 8 | 8 | 8 | 8 | 8 | 8 | 8
DAUSSND5 1660__A FROM_TO | DAUSSND5 | 1660__A | 335 | 5 | 5 | RNDRCKWH_T | RNDRCKNE2_8 | FROM_TO | 73521.13 | -0.01399 | 0.027232 | -0.22766 | 0.66105 | -52.8813 | -160.021 | 0 | 4957.388 | 10000 | Competitive | 0 | 0 | 0 | 0 | 0 | 1 | 0 | Non-Competitive | Non-Competitive | Non-Competitive | Non-Competitive | Non-Competitive | 0 | 0 | 0 | 0 | 0 | 0 | 0 | 0 | 0 | 0 | 0 | 0 | 0 | 0 | 0
DAUSSND5 1660__A TO_FROM | DAUSSND5 | 1660__A | 335 | 5 | 5 | RNDRCKWH_T | RNDRCKNE2_8 | TO_FROM | 73521.13 | -0.02723 | 0.013986 | -0.66105 | 0.22766 | 219.2508 | 84.3289 | 0 | 10000 | 4957.388 | Competitive | 0 | 0 | 0 | 0 | 0 | 1 | 1 | Non-Competitive | Non-Competitive | Non-Competitive | Non-Competitive | Non-Competitive | 9 | 9 | 9 | 9 | 9 | 9 | 9 | 9 | 9 | 9 | 9 | 9 | 9 | 9 | 9
DAUSSND5 1665__A FROM_TO | DAUSSND5 | 1665__A | 335 | 5 | 5 | HUTTOSS1_8 | TAYLOR_W1_8 | FROM_TO | 73521.13 | -0.14142 | 0.035112 | -0.7092 | 0.10155 | 337.473 | -192.28 | 0 | 1348.863 | 9748.333 | Competitive | 0 | 0 | 0 | 0 | 0 | 1 | 1 | Non-Competitive | Non-Competitive | Non-Competitive | Non-Competitive | Non-Competitive | 4 | 4 | 4 | 4 | 4 | 4 | 4 | 4 | 4 | 4 | 4 | 4 | 4 | 4 | 4
DAUSSND5 1665__A TO_FROM | DAUSSND5 | 1665__A | 335 | 5 | 5 | HUTTOSS1_8 | TAYLOR_W1_8 | TO_FROM | 73521.13 | -0.03511 | 0.14142 | -0.10155 | 0.7092 | 780.4557 | -129.868 | 0 | 9748.333 | 1348.863 | Competitive | 0 | 1 | 1 | 1 | 1 | 1 | 1 | Non-Competitive | Competitive | Competitive | Competitive | Competitive | 67 | 77 | 86 | 0 | 0 | 0 | 0 | 0 | 0 | 0 | 0 | 0 | 0 | 0 | 0
DAUSSND5 1665__B FROM_TO | DAUSSND5 | 1665__B | 335 | 5 | 5 | TAYLOR1_8 | TAYLOR_W1_8 | FROM_TO | 73521.13 | -0.03496 | 0.14157 | -0.29065 | 0.65395 | 791.598 | -118.734 | 0 | 9745.824 | 1351.491 | Competitive | 0 | 1 | 1 | 1 | 1 | 1 | 1 | Non-Competitive | Competitive | Competitive | Competitive | Competitive | 67 | 77 | 86 | 0 | 0 | 0 | 0 | 0 | 0 | 0 | 0 | 0 | 0 | 0 | 0
DAUSSND5 1665__B TO_FROM | DAUSSND5 | 1665__B | 335 | 5 | 5 | TAYLOR1_8 | TAYLOR_W1_8 | TO_FROM | 73521.13 | -0.14157 | 0.03496 | -0.65395 | 0.29065 | 326.3119 | -203.414 | 0 | 1351.491 | 9745.824 | Competitive | 0 | 0 | 0 | 0 | 0 | 1 | 1 | Non-Competitive | Non-Competitive | Non-Competitive | Non-Competitive | Non-Competitive | 4 | 4 | 4 | 4 | 4 | 4 | 4 | 4 | 4 | 4 | 4 | 4 | 4 | 4 | 4
DAUSSND5 211T147_1 FROM_TO | DAUSSND5 | 211T147_1 | 478 | 5 | 5 | L_MCNEIL8_1Y | L_GILLCR8_1Y | FROM_TO | 73521.13 | -0.06036 | 0.15223 | -0.26037 | 0.18805 | 457.739 | -669.423 | 0 | 3660.879 | 1672.014 | Competitive | 0 | 0 | 1 | 1 | 1 | 1 | 1 | Non-Competitive | Non-Competitive | Competitive | Competitive | Competitive | 43 | 116 | 160 | 43 | 116 | 160 | 0 | 0 | 0 | 0 | 0 | 0 | 0 | 0 | 0
DAUSSND5 211T147_1 TO_FROM | DAUSSND5 | 211T147_1 | 478 | 5 | 5 | L_MCNEIL8_1Y | L_GILLCR8_1Y | TO_FROM | 73521.13 | -0.15223 | 0.060361 | -0.18805 | 0.26037 | 1406.424 | -127.921 | 0 | 1672.014 | 3660.879 | Competitive | 0 | 0 | 0 | 0 | 0 | 1 | 1 | Non-Competitive | Non-Competitive | Non-Competitive | Non-Competitive | Non-Competitive | 43 | 43 | 72 | 43 | 43 | 72 | 43 | 43 | 72 | 43 | 43 | 72 | 43 | 43 | 72
DAUSSND5 270__A FROM_TO | DAUSSND5 | 270__A | 1912 | 5 | 5 | TEMP_SS__5 | SALADOSS_5 | FROM_TO | 73521.13 | -0.15797 | 0.19797 | -0.4334 | 0.30706 | 3365.02 | -1396.93 | 0 | 1677.657 | 1254.527 | Competitive | 0 | 1 | 1 | 1 | 1 | 1 | 1 | Non-Competitive | Competitive | Competitive | Competitive | Competitive | 82 | 121 | 184 | 0 | 0 | 0 | 0 | 0 | 0 | 0 | 0 | 0 | 0 | 0 | 0
DAUSSND5 270__A TO_FROM | DAUSSND5 | 270__A | 1912 | 5 | 5 | TEMP_SS__5 | SALADOSS_5 | TO_FROM | 73521.13 | -0.19797 | 0.15797 | -0.30706 | 0.4334 | 2853.639 | -920.337 | 0 | 1254.527 | 1677.657 | Competitive | 0 | 0 | 1 | 1 | 1 | 1 | 1 | Non-Competitive | Non-Competitive | Competitive | Competitive | Competitive | 25 | 89 | 117 | 25 | 89 | 117 | 0 | 0 | 0 | 0 | 0 | 0 | 0 | 0 | 0
DAUSSND5 SEA_AAT1 FROM_TO | DAUSSND5 | SEA_AAT1 | 60 | 5 | 5 | SEATON9 | SEATON8 | FROM_TO | 73521.13 | -0.00312 | 0.010506 | -0.0491 | 0.58966 | -8.305 | -37.0538 | 0 | 8400.713 | 1584.012 | Competitive | 0 | 0 | 1 | 1 | 1 | 1 | 0 | Non-Competitive | Non-Competitive | Non-Competitive | Non-Competitive | Non-Competitive | 0 | 0 | 0 | 0 | 0 | 0 | 0 | 0 | 0 | 0 | 0 | 0 | 0 | 0 | 0
DAUSSND5 SEA_AAT1 TO_FROM | DAUSSND5 | SEA_AAT1 | 60 | 5 | 5 | SEATON9 | SEATON8 | TO_FROM | 73521.13 | -0.01051 | 0.00312 | -0.58966 | 0.0491 | 55.167 | 11.9768 | 0 | 1584.012 | 8400.713 | Competitive | 0 | 0 | 0 | 0 | 0 | 1 | 0 | Non-Competitive | Non-Competitive | Non-Competitive | Non-Competitive | Non-Competitive | 0 | 0 | 0 | 0 | 0 | 0 | 0 | 0 | 0 | 0 | 0 | 0 | 0 | 0 | 0
DAUSSND5 SNDSW_MR1L FROM_TO | DAUSSND5 | SNDSW_MR1L | 750 | 5 | 5 | SAND_TXU_8 | SNDSW1_1 | FROM_TO | 73521.13 | -0.06015 | 0.52575 | -0.48897 | 0.52575 | 1189.289 | -439.138 | 0 | 8276.901 | 1723.836 | Competitive | 0 | 0 | 1 | 1 | 1 | 1 | 1 | Non-Competitive | Non-Competitive | Competitive | Competitive | Competitive | 26 | 88 | 105 | 26 | 88 | 105 | 0 | 0 | 0 | 0 | 0 | 0 | 0 | 0 | 0
DAUSSND5 SNDSW_MR1L TO_FROM | DAUSSND5 | SNDSW_MR1L | 750 | 5 | 5 | SAND_TXU_8 | SNDSW1_1 | TO_FROM | 73521.13 | -0.52575 | 0.060155 | -0.52575 | 0.48897 | 1149.602 | -491.799 | 0 | 1723.836 | 8276.901 | Competitive | 0 | 0 | 0 | 0 | 0 | 1 | 1 | Non-Competitive | Non-Competitive | Non-Competitive | Non-Competitive | Non-Competitive | 2 | 2 | 29 | 2 | 2 | 29 | 2 | 2 | 29 | 2 | 2 | 29 | 2 | 2 | 29
DBALDEE8 N4_X3_1 FROM_TO | DBALDEE8 | N4_X3_1 | 478 | 0 | 0 | JT_DEELY | STREICH | FROM_TO | 73521.13 | -0.54677 | 0.22991 | -0.60307 | 0.22991 | 275.9146 | 20.9732 | 0 | 10000 | 9931.74 | Competitive | 0 | 0 | 0 | 0 | 0 | 1 | 1 | Non-Competitive | Non-Competitive | Non-Competitive | Non-Competitive | Non-Competitive | 5 | 5 | 5 | 5 | 5 | 5 | 5 | 5 | 5 | 5 | 5 | 5 | 5 | 5 | 5
DBALDEE8 N4_X3_1 TO_FROM | DBALDEE8 | N4_X3_1 | 478 | 0 | 0 | JT_DEELY | STREICH | TO_FROM | 73521.13 | -0.22991 | 0.54677 | -0.22991 | 0.60308 | 276.6071 | -108.416 | 0 | 9931.74 | 10000 | Competitive | 0 | 0 | 0 | 0 | 0 | 1 | 1 | Non-Competitive | Non-Competitive | Non-Competitive | Non-Competitive | Non-Competitive | 2 | 2 | 2 | 2 | 2 | 2 | 2 | 2 | 2 | 2 | 2 | 2 | 2 | 2 | 2
DBBSJEW5 1250__C FROM_TO | DBBSJEW5 | 1250__C | 220 | 2 | 2 | BUTLERMT_P8 | JEWETTA_8 | FROM_TO | 73521.13 | -0.02279 | 0.07158 | -0.10628 | 0.53692 | 361.5071 | -325.275 | 0 | 4186.342 | 1159.519 | Competitive | 0 | 1 | 1 | 1 | 1 | 1 | 1 | Non-Competitive | Competitive | Competitive | Competitive | Competitive | 0 | 0 | 0 | 0 | 0 | 0 | 0 | 0 | 0 | 0 | 0 | 0 | 0 | 0 | 0
DBBSJEW5 1250__C TO_FROM | DBBSJEW5 | 1250__C | 220 | 2 | 2 | BUTLERMT_P8 | JEWETTA_8 | TO_FROM | 73521.13 | -0.07158 | 0.022785 | -0.53692 | 0.10628 | 604.7351 | 51.971 | 0 | 1159.519 | 4186.342 | Competitive | 0 | 0 | 0 | 0 | 0 | 1 | 1 | Non-Competitive | Non-Competitive | Non-Competitive | Non-Competitive | Non-Competitive | 35 | 35 | 43 | 35 | 35 | 43 | 35 | 35 | 43 | 35 | 35 | 43 | 35 | 35 | 43
DBBSRCH5 TRSES_MR6H FROM_TO | DBBSRCH5 | TRSES_MR6H | 348 | 2 | 2 | TRINDAD1_5 | TRSES6_1 | FROM_TO | 73521.13 | -0.66496 | 0.15222 | -0.66496 | 0.15222 | 282.6134 | 10.0664 | 0 | 7643.954 | 9649.356 | Competitive | 0 | 0 | 0 | 0 | 0 | 1 | 1 | Non-Competitive | Non-Competitive | Non-Competitive | Non-Competitive | Non-Competitive | bar: 10 10 to 14 14
DBBSRCH5 TRSES_MR6H TO_FROM | DBBSRCH5 | TRSES_MR6H | 348 | 2 | 2 | TRINDAD1_5 | TRSES6_1 | TO_FROM | 73521.13 | -0.15222 | 0.66497 | -0.15222 | 0.66497 | 157.7566 | -194.509 | 0 | 9649.356 | 7643.954 | Competitive | 0 | 0 | 0 | 0 | 0 | 1 | 1 | Non-Competitive | Non-Competitive | Non-Competitive | Non-Competitive | Non-Competitive | 8 | 8 | 8 | 8 | 8 | 8 | 8 | 8 | 8 | 8 | 8 | 8 | 8 | 8 | 8
DBBSVEN5 20__A FROM_TO | DBBSVEN5 | 20__A | 1052 | 4 | 4 | RICHLND2_5 | BIGBRN__5 | FROM_TO | 73521.13 | -0.19986 | 0.69743 | -0.19986 | 0.69743 | 1542.122 | -1361.42 | 0 | 3886.844 | 1725.785 | Non-Competi | 0 | 0 | 1 | 1 | 1 | 1 | 1 | Non-Competitive | Non-Competitive | Competitive | Competitive | Competitive | 96 | 96 | 153 | 96 | 96 | 153 | 0 | 0 | 0 | 0 | 0 | 0 | 0 | 0 | 0
DBBSVEN5 20__A TO_FROM | DBBSVEN5 | 20__A | 1052 | 4 | 4 | RICHLND2_5 | BIGBRN__5 | TO_FROM | 73521.13 | -0.69743 | 0.19986 | -0.69743 | 0.19986 | 2458.816 | -245.446 | 0 | 1725.785 | 3886.844 | Non-Competi | 0 | 0 | 0 | 0 | 0 | 1 | 1 | Non-Competitive | Non-Competitive | Non-Competitive | Non-Competitive | Non-Competitive | 40 | 40 | 108 | 40 | 40 | 108 | 40 | 40 | 108 | 40 | 40 | 108 | 40 | 40 | 108
DBBSVEN5 21__A FROM_TO | DBBSVEN5 | 21__A | 1098 | 4 | 4 | TRINDAD1_5 | RICHLND2_5 | FROM_TO | 73521.13 | -0.30257 | 0.36561 | -0.30257 | 0.45797 | 1112.306 | -1567.8 | 0 | 3436.646 | 2117.156 | Competitive | 0 | 0 | 0 | 1 | 1 | 1 | 1 | Non-Competitive | Non-Competitive | Non-Competitive | Competitive | Competitive | 99 | 99 | 142 | 99 | 99 | 142 | 99 | 99 | 142 | 0 | 0 | 0 | 0 | 0 | 0
DBBSVEN5 21__A TO_FROM | DBBSVEN5 | 21__A | 1098 | 4 | 4 | TRINDAD1_5 | RICHLND2_5 | TO_FROM | 73521.13 | -0.36561 | 0.30257 | -0.45796 | 0.30257 | 2666.559 | 181.6253 | 0 | 2117.156 | 3436.646 | Competitive | 0 | 0 | 0 | 0 | 0 | 1 | 1 | Non-Competitive | Non-Competitive | Non-Competitive | Non-Competitive | Non-Competitive | 37 | 105 | 123 | 37 | 105 | 123 | 37 | 105 | 123 | 37 | 105 | 123 | 37 | 105 | 123
DBBSVEN5 230__A FROM_TO | DBBSVEN5 | 230__A | 1065 | 4 | 4 | JEWETT_S5 | RAT_SNAKE_5 | FROM_TO | 73521.13 | -0.22259 | 0.10972 | -0.23759 | 0.18213 | 1544.332 | -1142.51 | 0 | 2231.428 | 2141.007 | Competitive | 0 | 0 | 0 | 1 | 1 | 1 | 1 | Non-Competitive | Non-Competitive | Non-Competitive | Competitive | Competitive | 6 | 34 | 121 | 6 | 34 | 121 | 6 | 34 | 121 | 0 | 0 | 0 | 0 | 0 | 0
DBBSVEN5 230__A TO_FROM | DBBSVEN5 | 230__A | 1065 | 4 | 4 | JEWETT_S5 | RAT_SNAKE_5 | TO_FROM | 73521.13 | -0.10972 | 0.22259 | -0.18213 | 0.23759 | 1311.461 | -542.546 | 0 | 2141.007 | 2231.428 | Competitive | 0 | 0 | 0 | 1 | 1 | 1 | 1 | Non-Competitive | Non-Competitive | Non-Competitive | Competitive | Competitive | 94 | 108 | 113 | 94 | 108 | 113 | 94 | 108 | 113 | 0 | 0 | 0 | 0 | 0 | 0
DBBSVEN5 30__A FROM_TO | DBBSVEN5 | 30__A | 1052 | 4 | 4 | RICHLND1_5 | BIGBRN__5 | FROM_TO | 73521.13 | -0.20528 | 0.69227 | -0.20528 | 0.69227 | 1647.93 | -1624.21 | 0 | 3253.625 | 1602.544 | Competitive | 0 | 0 | 1 | 1 | 1 | 1 | 1 | Non-Competitive | Non-Competitive | Competitive | Competitive | Competitive | 96 | 125 | 153 | 96 | 125 | 153 | 0 | 0 | 0 | 0 | 0 | 0 | 0 | 0 | 0
DBBSVEN5 30__A TO_FROM | DBBSVEN5 | 30__A | 1052 | 4 | 4 | RICHLND1_5 | BIGBRN__5 | TO_FROM | 73521.13 | -0.69227 | 0.20528 | -0.69227 | 0.20528 | 2784.383 | -298.779 | 0 | 1602.544 | 3253.625 | Non-Competi | 0 | 0 | 0 | 0 | 0 | 1 | 1 | Non-Competitive | Non-Competitive | Non-Competitive | Non-Competitive | Non-Competitive | 39 | 81 | 96 | 39 | 81 | 96 | 39 | 81 | 96 | 39 | 81 | 96 | 39 | 81 | 96
DBBSVEN5 31__A FROM_TO | DBBSVEN5 | 31__A | 1098 | 4 | 4 | TRINDAD2_5 | RICHLND1_5 | FROM_TO | 73521.13 | -0.30773 | 0.19485 | -0.30773 | 0.4534 | 1217.674 | -1833.75 | 0 | 2453.818 | 1959.52 | Competitive | 0 | 0 | 1 | 1 | 1 | 1 | 1 | Non-Competitive | Non-Competitive | Competitive | Competitive | Competitive | 99 | 99 | 142 | 99 | 99 | 142 | 0 | 0 | 0 | 0 | 0 | 0 | 0 | 0 | 0
DBBSVEN5 31__A TO_FROM | DBBSVEN5 | 31__A | 1098 | 4 | 4 | TRINDAD2_5 | RICHLND1_5 | TO_FROM | 73521.13 | -0.19485 | 0.30773 | -0.4534 | 0.30773 | 2987.369 | 128.3265 | 0 | 1959.52 | 2453.818 | Competitive | 0 | 0 | 0 | 1 | 1 | 1 | 1 | Non-Competitive | Non-Competitive | Non-Competitive | Competitive | Competitive | 78 | 78 | 126 | 78 | 78 | 126 | 78 | 78 | 126 | 0 | 0 | 0 | 0 | 0 | 0
DBBSVEN5 510__A FROM_TO | DBBSVEN5 | 510__A | 1065 | 4 | 4 | WATMLL_W5 | TRINDAD1_5 | FROM_TO | 73521.13 | -0.25366 | 0.058101 | -0.32223 | 0.083719 | 401.7161 | -1143.64 | 0 | 1342.921 | 3133.205 | Competitive | 0 | 0 | 0 | 0 | 0 | 1 | 1 | Non-Competitive | Non-Competitive | Non-Competitive | Non-Competitive | Non-Competitive | 94 | 94 | 98 | 94 | 94 | 98 | 94 | 94 | 98 | 94 | 94 | 98 | 94 | 94 | 98
DBBSVEN5 510__A TO_FROM | DBBSVEN5 | 510__A | 1065 | 4 | 4 | WATMLL_W5 | TRINDAD1_5 | TO_FROM | 73521.13 | -0.0581 | 0.25366 | -0.08372 | 0.32223 | 1952.47 | -18.4722 | 0 | 3133.205 | 1342.921 | Competitive | 0 | 1 | 1 | 1 | 1 | 1 | 1 | Non-Competitive | Competitive | Competitive | Competitive | Competitive | 55 | 100 | 124 | 0 | 0 | 0 | 0 | 0 | 0 | 0 | 0 | 0 | 0 | 0 | 0
DBBSVEN5 520__A FROM_TO | DBBSVEN5 | 520__A | 1065 | 4 | 4 | TRICRN1_5 | TRINDAD2_5 | FROM_TO | 73521.13 | -0.20201 | 0.083943 | -0.346 | 0.14633 | 458.406 | -1455.7 | 0 | 1572.596 | 1939.915 | Competitive | 0 | 0 | 1 | 1 | 1 | 1 | 1 | Non-Competitive | Non-Competitive | Competitive | Competitive | Competitive | 105 | 109 | 152 | 105 | 109 | 152 | 0 | 0 | 0 | 0 | 0 | 0 | 0 | 0 | 0
DBBSVEN5 520__A TO_FROM | DBBSVEN5 | 520__A | 1065 | 4 | 4 | TRICRN1_5 | TRINDAD2_5 | TO_FROM | 73521.13 | -0.08394 | 0.20201 | -0.14633 | 0.346 | 2230.309 | 54.0443 | 0 | 1939.915 | 1572.596 | Competitive | 0 | 0 | 1 | 1 | 1 | 1 | 1 | Non-Competitive | Non-Competitive | Competitive | Competitive | Competitive | 63 | 108 | 126 | 63 | 108 | 126 | 0 | 0 | 0 | 0 | 0 | 0 | 0 | 0 | 0
DBCESND5 AUSTRO_AT1H FROM_TO | DBCESND5 | AUSTRO_AT1H | 480 | 2 | 2 | L_AUSTRO5_1Y | AUSTRO1_1KV | FROM_TO | 73521.13 | -0.22592 | 0.053521 | -0.31994 | 0.06458 | 666.9961 | 169.1577 | 0 | 3682.406 | 5191.515 | Non-Competi | 0 | 0 | 0 | 0 | 0 | 1 | 1 | Non-Competitive | Non-Competitive | Non-Competitive | Non-Competitive | Non-Competitive | 35 | 35 | 36 | 35 | 35 | 36 | 35 | 35 | 36 | 35 | 35 | 36 | 35 | 35 | 36
DBCESND5 AUSTRO_AT1H TO_FROM | DBCESND5 | AUSTRO_AT1H | 480 | 2 | 2 | L_AUSTRO5_1Y | AUSTRO1_1KV | TO_FROM | 73521.13 | -0.05352 | 0.22592 | -0.06458 | 0.31994 | 45.809 | -609.914 | 0 | 5191.515 | 3682.406 | Competitive | 0 | 0 | 0 | 0 | 0 | 1 | 1 | Non-Competitive | Non-Competitive | Non-Competitive | Non-Competitive | Non-Competitive | 13 | 13 | 13 | 13 | 13 | 13 | 13 | 13 | 13 | 13 | 13 | 13 | 13 | 13 | 13
DBNBSYC5 6120__C FROM_TO | DBNBSYC5 | 6120__C | 213 | 2 | 2 | EDGECLF2_8 | ROGERS2_8 | FROM_TO | 73521.13 | -0.0337 | 0.038979 | -0.30573 | 0.51889 | 315.2779 | -162.403 | 0 | 1225.197 | 9070.271 | Competitive | 0 | 0 | 0 | 0 | 0 | 1 | 1 | Non-Competitive | Non-Competitive | Non-Competitive | Non-Competitive | Non-Competitive | 3 | 3 | 3 | 3 | 3 | 3 | 3 | 3 | 3 | 3 | 3 | 3 | 3 | 3 | 3
DBNBSYC5 6120__C TO_FROM | DBNBSYC5 | 6120__C | 213 | 2 | 2 | EDGECLF2_8 | ROGERS2_8 | TO_FROM | 73521.13 | -0.03898 | 0.033704 | -0.51889 | 0.30573 | 282.0328 | -246.983 | 0 | 9070.271 | 1225.197 | Competitive | 0 | 1 | 1 | 1 | 1 | 1 | 1 | Non-Competitive | Competitive | Competitive | Competitive | Competitive | 28 | 38 | 51 | 0 | 0 | 0 | 0 | 0 | 0 | 0 | 0 | 0 | 0 | 0 | 0
DBOEHA58 74T148_1 FROM_TO | DBOEHA58 | 74T148_1 | 227 | 2 | 2 | L_CICO__8_1Y | L_COMFOR8_1Y | FROM_TO | 73521.13 | -0.10484 | 0.018749 | -0.20564 | 0.23355 | 65.0642 | -126.724 | 0 | 9273.45 | 8879.456 | Competitive | 0 | 0 | 0 | 0 | 0 | 1 | 1 | Non-Competitive | Non-Competitive | Non-Competitive | Non-Competitive | Non-Competitive | 5 | 14 | 14 | 5 | 14 | 14 | 5 | 14 | 14 | 5 | 14 | 14 | 5 | 14 | 14
DBOEHA58 74T148_1 TO_FROM | DBOEHA58 | 74T148_1 | 227 | 2 | 2 | L_CICO__8_1Y | L_COMFOR8_1Y | TO_FROM | 73521.13 | -0.01875 | 0.10483 | -0.23355 | 0.20564 | 240.6769 | 4.4728 | 0 | 8879.456 | 9273.45 | Competitive | 0 | 0 | 0 | 0 | 0 | 1 | 0 | Non-Competitive | Non-Competitive | Non-Competitive | Non-Competitive | Non-Competitive | 0 | 0 | 0 | 0 | 0 | 0 | 0 | 0 | 0 | 0 | 0 | 0 | 0 | 0 | 0
DBRAHIG8 Y1_C4_1 FROM_TO | DBRAHIG8 | Y1_C4_1 | 178 | 2 | 2 | HOLBROOK | KIRBY | FROM_TO | 73521.13 | -0.03703 | 0.029325 | -0.06941 | 0.71661 | -67.5549 | -105.993 | 0 | 10000 | 10000 | Competitive | 0 | 0 | 0 | 0 | 0 | 1 | 1 | Non-Competitive | Non-Competitive | Non-Competitive | Non-Competitive | Non-Competitive | 8 | 8 | 8 | 8 | 8 | 8 | 8 | 8 | 8 | 8 | 8 | 8 | 8 | 8 | 8
DBRAHIG8 Y1_C4_1 TO_FROM | DBRAHIG8 | Y1_C4_1 | 178 | 2 | 2 | HOLBROOK | KIRBY | TO_FROM | 73521.13 | -0.02932 | 0.037026 | -0.71661 | 0.069407 | 163.8902 | 99.1132 | 0 | 10000 | 10000 | Competitive | 0 | 0 | 0 | 0 | 0 | 1 | 1 | Non-Competitive | Non-Competitive | Non-Competitive | Non-Competitive | Non-Competitive | 2 | 2 | 2 | 2 | 2 | 2 | 2 | 2 | 2 | 2 | 2 | 2 | 2 | 2 | 2
DBRAVAL8 E1_M1_1 FROM_TO | DBRAVAL8 | E1_M1_1 | 214 | 0 | 0 | FIVE_PTS | WSTSIDE | FROM_TO | 73521.13 | -0.05352 | 0.099154 | -0.30252 | 0.4478 | 111.2637 | -33.8862 | 0 | 10000 | 10000 | Competitive | 0 | 0 | 0 | 0 | 0 | 1 | 1 | Non-Competitive | Non-Competitive | Non-Competitive | Non-Competitive | Non-Competitive | 12 | 12 | 12 | 12 | 12 | 12 | 12 | 12 | 12 | 12 | 12 | 12 | 12 | 12 | 12
DBRAVAL8 E1_M1_1 TO_FROM | DBRAVAL8 | E1_M1_1 | 214 | 0 | 0 | FIVE_PTS | WSTSIDE | TO_FROM | 73521.13 | -0.09915 | 0.053521 | -0.4478 | 0.30252 | 128.7382 | -17.1739 | 0 | 10000 | 10000 | Competitive | 0 | 0 | 0 | 0 | 0 | 1 | 1 | Non-Competitive | Non-Competitive | Non-Competitive | Non-Competitive | Non-Competitive | 3 | 3 | 3 | 3 | 3 | 3 | 3 | 3 | 3 | 3 | 3 | 3 | 3 | 3 | 3
DBWNKLN5 FRIR_SONR1_1 FROM_TO | DBWNKLN5 | FRIR_SONR1_1 | 37 | 0 | 0 | SONR2A | FRIR2A | FROM_TO | 73521.13 | -0.00865 | 0.026917 | -0.72209 | 0.13229 | 133.7238 | -35.0034 | 0 | 2150.331 | 1800.059 | Competitive | 0 | 0 | 1 | 1 | 1 | 1 | 0 | Non-Competitive | Non-Competitive | Non-Competitive | Non-Competitive | Non-Competitive | 0 | 0 | 0 | 0 | 0 | 0 | 0 | 0 | 0 | 0 | 0 | 0 | 0 | 0 | 0
DBWNKLN5 FRIR_SONR1_1 TO_FROM | DBWNKLN5 | FRIR_SONR1_1 | 37 | 0 | 0 | SONR2A | FRIR2A | TO_FROM | 73521.13 | -0.02692 | 0.008647 | -0.13229 | 0.72209 | 67.218 | -103.617 | 0 | 1800.059 | 2150.331 | Competitive | 0 | 0 | 0 | 1 | 1 | 1 | 1 | Non-Competitive | Non-Competitive | Non-Competitive | Competitive | Competitive | 3 | 3 | 3 | 3 | 3 | 3 | 3 | 3 | 3 | 0 | 0 | 0 | 0 | 0 | 0
DBWNKLN5 SAPS_YELWJC1_1 FROM_TO | DBWNKLN5 | SAPS_YELWJC1_1 | 179 | 0 | 0 | YELWJCKT4B | SAPS4D | FROM_TO | 73521.13 | -0.06943 | 0.054049 | -0.08184 | 0.49522 | 272.9755 | -255.665 | 0 | 6890.852 | 922.09 | Competitive | 1 | 1 | 1 | 1 | 1 | 1 | 1 | Competitive | Competitive | Competitive | Competitive | Competitive | 0 | 0 | 0 | 0 | 0 | 0 | 0 | 0 | 0 | 0 | 0 | 0 | 0 | 0 | 0
DBWNKLN5 SAPS_YELWJC1_1 TO_FROM | DBWNKLN5 | SAPS_YELWJC1_1 | 179 | 0 | 0 | YELWJCKT4B | SAPS4D | TO_FROM | 73521.13 | -0.05405 | 0.069428 | -0.49522 | 0.081839 | 475.06 | -188.726 | 0 | 922.09 | 6890.852 | Competitive | 0 | 0 | 0 | 0 | 0 | 1 | 1 | Non-Competitive | Non-Competitive | Non-Competitive | Non-Competitive | Non-Competitive | 14 | 14 | 14 | 14 | 14 | 14 | 14 | 14 | 14 | 14 | 14 | 14 | 14 | 14 | 14
DBWNTWI5 TWINBU_T1H FROM_TO | DBWNTWI5 | TWINBU_T1H | 308 | 2 | 2 | L_TWINBU5_1Y | L_TWINBU1_1 | FROM_TO | 73521.13 | -0.19311 | 0.18196 | -0.46169 | 0.23052 | 720.1221 | -112.378 | 0 | 2656.416 | 6400.32 | Competitive | 0 | 0 | 0 | 0 | 0 | 1 | 1 | Non-Competitive | Non-Competitive | Non-Competitive | Non-Competitive | Non-Competitive | 1 | 12 | 14 | 1 | 12 | 14 | 1 | 12 | 14 | 1 | 12 | 14 | 1 | 12 | 14
DBWNTWI5 TWINBU_T1H TO_FROM | DBWNTWI5 | TWINBU_T1H | 308 | 2 | 2 | L_TWINBU5_1Y | L_TWINBU1_1 | TO_FROM | 73521.13 | -0.18197 | 0.19311 | -0.23052 | 0.46169 | 225.083 | -546.544 | 0 | 6400.32 | 2656.416 | Competitive | 0 | 0 | 0 | 0 | 1 | 1 | 1 | Non-Competitive | Non-Competitive | Non-Competitive | Non-Competitive | Competitive | 26 | 39 | 52 | 26 | 39 | 52 | 26 | 39 | 52 | 26 | 39 | 52 | 0 | 0 | 0
DBWNTWI5 TWINBU_T1L FROM_TO | DBWNTWI5 | TWINBU_T1L | 308 | 2 | 2 | L_TWINBU8_1Y | L_TWINBU1_1 | FROM_TO | 73521.13 | -0.18197 | 0.19311 | -0.58333 | 0.46169 | 225.083 | -546.544 | 0 | 6400.32 | 2656.416 | Competitive | 0 | 0 | 0 | 0 | 1 | 1 | 1 | Non-Competitive | Non-Competitive | Non-Competitive | Non-Competitive | Competitive | 26 | 39 | 52 | 26 | 39 | 52 | 26 | 39 | 52 | 26 | 39 | 52 | 0 | 0 | 0
DBWNTWI5 TWINBU_T1L TO_FROM | DBWNTWI5 | TWINBU_T1L | 308 | 2 | 2 | L_TWINBU8_1Y | L_TWINBU1_1 | TO_FROM | 73521.13 | -0.19311 | 0.18196 | -0.46169 | 0.58333 | 720.1221 | -112.378 | 0 | 2656.416 | 6400.32 | Competitive | 0 | 0 | 0 | 0 | 0 | 1 | 1 | Non-Competitive | Non-Competitive | Non-Competitive | Non-Competitive | Non-Competitive | 1 | 12 | 14 | 1 | 12 | 14 | 1 | 12 | 14 | 1 | 12 | 14 | 1 | 12 | 14
DB_DAIR8 ALAZAN_B_DAVI1_1 FROM_TO | DB_DAIR8 | ALAZAN_B_DAVI1_1 | 876 | 3 | 3 | B_DAVIS4A | ALAZAN4A | FROM_TO | 73521.13 | -0.11969 | 0.41589 | -0.35963 | 0.41589 | 541.5632 | -151.046 | 0 | 8585.082 | 1749.62 | Competitive | 0 | 0 | 1 | 1 | 1 | 1 | 1 | Non-Competitive | Non-Competitive | Competitive | Competitive | Competitive | 14 | 17 | 20 | 14 | 17 | 20 | 0 | 0 | 0 | 0 | 0 | 0 | 0 | 0 | 0
DB_DAIR8 ALAZAN_B_DAVI1_1 TO_FROM | DB_DAIR8 | ALAZAN_B_DAVI1_1 | 876 | 3 | 3 | B_DAVIS4A | ALAZAN4A | TO_FROM | 73521.13 | -0.41588 | 0.11968 | -0.41588 | 0.35963 | 194.4738 | -120.835 | 0 | 1749.62 | 8585.082 | Competitive | 0 | 0 | 0 | 0 | 0 | 1 | 1 | Non-Competitive | Non-Competitive | Non-Competitive | Non-Competitive | Non-Competitive | 4 | 4 | 10 | 4 | 4 | 10 | 4 | 4 | 10 | 4 | 4 | 10 | 4 | 4 | 10
DB_DAIR8 NAVAL__N_PADR1_1 FROM_TO | DB_DAIR8 | NAVAL__N_PADR1_1 | 78 | 3 | 3 | NAVAL_BS2A | N_PADRE2A | FROM_TO | 73521.13 | -0.02475 | 0.031098 | -0.66972 | 0.15084 | 71.5819 | -13.9632 | 0 | 8140.591 | 4495.872 | Competitive | 0 | 0 | 0 | 0 | 0 | 1 | 1 | Non-Competitive | Non-Competitive | Non-Competitive | Non-Competitive | Non-Competitive | 6 | 6 | 6 | 6 | 6 | 6 | 6 | 6 | 6 | 6 | 6 | 6 | 6 | 6 | 6
DB_DAIR8 NAVAL__N_PADR1_1 TO_FROM | DB_DAIR8 | NAVAL__N_PADR1_1 | 78 | 3 | 3 | NAVAL_BS2A | N_PADRE2A | TO_FROM | 73521.13 | -0.0311 | 0.024753 | -0.15084 | 0.66972 | 28.8366 | -39.893 | 0 | 4495.872 | 8140.591 | Competitive | 0 | 0 | 0 | 0 | 0 | 1 | 1 | Non-Competitive | Non-Competitive | Non-Competitive | Non-Competitive | Non-Competitive | 4 | 4 | 4 | 4 | 4 | 4 | 4 | 4 | 4 | 4 | 4 | 4 | 4 | 4 | 4
DB_DAIR8 N_SHARPE_PS1 FROM_TO | DB_DAIR8 | N_SHARPE_PS1 | 222 | 3 | 3 | N_SHARPE4A | N_SHARPE4B | FROM_TO | 73521.13 | 0 | 0 | 0 | 0 | 0 | 0 | 0 | 0 | 0 | Competitive | 1 | 1 | 1 | 1 | 1 | 1 | 0 | Non-Competitive | Non-Competitive | Non-Competitive | Non-Competitive | Non-Competitive | 0 | 0 | 0 | 0 | 0 | 0 | 0 | 0 | 0 | 0 | 0 | 0 | 0 | 0 | 0
DB_DAIR8 N_SHARPE_PS1 TO_FROM | DB_DAIR8 | N_SHARPE_PS1 | 222 | 3 | 3 | N_SHARPE4A | N_SHARPE4B | TO_FROM | 73521.13 | 0 | 0 | 0 | 0 | 0 | 0 | 0 | 0 | 0 | Competitive | 1 | 1 | 1 | 1 | 1 | 1 | 0 | Non-Competitive | Non-Competitive | Non-Competitive | Non-Competitive | Non-Competitive | 0 | 0 | 0 | 0 | 0 | 0 | 0 | 0 | 0 | 0 | 0 | 0 | 0 | 0 | 0
DCAGBRA5 M3_G2_1 FROM_TO | DCAGBRA5 | M3_G2_1 | 296 | 2 | 2 | HAMWOLF | MED_CTR | FROM_TO | 73521.13 | -0.0108 | 0.051063 | -0.38314 | 0.504 | -50.8325 | -238.446 | 0 | 8660.868 | 1817.13 | Competitive | 0 | 0 | 1 | 1 | 1 | 1 | 0 | Non-Competitive | Non-Competitive | Non-Competitive | Non-Competitive | Non-Competitive | 0 | 0 | 0 | 0 | 0 | 0 | 0 | 0 | 0 | 0 | 0 | 0 | 0 | 0 | 0
DCAGBRA5 M3_G2_1 TO_FROM | DCAGBRA5 | M3_G2_1 | 296 | 2 | 2 | HAMWOLF | MED_CTR | TO_FROM | 73521.13 | -0.05106 | 0.010801 | -0.504 | 0.38314 | 259.7282 | 159.7356 | 0 | 1817.13 | 8660.868 | Competitive | 0 | 0 | 0 | 0 | 0 | 1 | 1 | Non-Competitive | Non-Competitive | Non-Competitive | Non-Competitive | Non-Competitive | 15 | 15 | 15 | 15 | 15 | 15 | 15 | 15 | 15 | 15 | 15 | 15 | 15 | 15 | 15
DCAGBRA5 N5_P4_1 FROM_TO | DCAGBRA5 | N5_P4_1 | 1195 | 2 | 2 | SKYLINE_5 | SPRUCE | FROM_TO | 73521.13 | -0.39136 | 0.042474 | -0.39136 | 0.059167 | 863.5132 | -776.087 | 0 | 3136.909 | 5697.247 | Competitive | 0 | 0 | 0 | 0 | 0 | 1 | 1 | Non-Competitive | Non-Competitive | Non-Competitive | Non-Competitive | Non-Competitive | 8 | 17 | 25 | 8 | 17 | 25 | 8 | 17 | 25 | 8 | 17 | 25 | 8 | 17 | 25
DCAGBRA5 N5_P4_1 TO_FROM | DCAGBRA5 | N5_P4_1 | 1195 | 2 | 2 | SKYLINE_5 | SPRUCE | TO_FROM | 73521.13 | -0.04247 | 0.39137 | -0.05917 | 0.39137 | 1424.212 | -529.916 | 0 | 5697.247 | 3136.909 | Competitive | 0 | 0 | 0 | 0 | 0 | 1 | 1 | Non-Competitive | Non-Competitive | Non-Competitive | Non-Competitive | Non-Competitive | 25 | 46 | 46 | 25 | 46 | 46 | 25 | 46 | 46 | 25 | 46 | 46 | 25 | 46 | 46
DCAGBRA5 N5_P4_2_1 FROM_TO | DCAGBRA5 | N5_P4_2_1 | 1195 | 2 | 2 | SKYLINE_5 | SPRUCE | FROM_TO | 73521.13 | -0.39136 | 0.042474 | -0.39136 | 0.059167 | 863.5132 | -776.087 | 0 | 3136.909 | 5697.247 | Competitive | 0 | 0 | 0 | 0 | 0 | 1 | 1 | Non-Competitive | Non-Competitive | Non-Competitive | Non-Competitive | Non-Competitive | 8 | 17 | 25 | 8 | 17 | 25 | 8 | 17 | 25 | 8 | 17 | 25 | 8 | 17 | 25
DCAGBRA5 N5_P4_2_1 TO_FROM | DCAGBRA5 | N5_P4_2_1 | 1195 | 2 | 2 | SKYLINE_5 | SPRUCE | TO_FROM | 73521.13 | -0.04247 | 0.39137 | -0.05917 | 0.39137 | 1424.212 | -529.916 | 0 | 5697.247 | 3136.909 | Competitive | 0 | 0 | 0 | 0 | 0 | 1 | 1 | Non-Competitive | Non-Competitive | Non-Competitive | Non-Competitive | Non-Competitive | 25 | 46 | 46 | 25 | 46 | 46 | 25 | 46 | 46 | 25 | 46 | 46 | 25 | 46 | 46
DCAGWS28 E1_M1_1 FROM_TO | DCAGWS28 | E1_M1_1 | 214 | 6 | 6 | FIVE_PTS | WSTSIDE | FROM_TO | 73521.13 | -0.12362 | 0.047794 | -0.58551 | 0.26526 | 281.3185 | 170.2554 | 0 | 10000 | 10000 | Competitive | 0 | 0 | 0 | 0 | 0 | 1 | 1 | Non-Competitive | Non-Competitive | Non-Competitive | Non-Competitive | Non-Competitive | 12 | 12 | 12 | 12 | 12 | 12 | 12 | 12 | 12 | 12 | 12 | 12 | 12 | 12 | 12
DCAGWS28 E1_M1_1 TO_FROM | DCAGWS28 | E1_M1_1 | 214 | 6 | 6 | FIVE_PTS | WSTSIDE | TO_FROM | 73521.13 | -0.04779 | 0.12362 | -0.26526 | 0.58551 | 32.852 | -233.511 | 0 | 10000 | 10000 | Competitive | 0 | 0 | 0 | 0 | 0 | 1 | 1 | Non-Competitive | Non-Competitive | Non-Competitive | Non-Competitive | Non-Competitive | 2 | 2 | 2 | 2 | 2 | 2 | 2 | 2 | 2 | 2 | 2 | 2 | 2 | 2 | 2
DCALCAG5 N5_P4_2_1 FROM_TO | DCALCAG5 | N5_P4_2_1 | 1195 | 2 | 2 | SKYLINE_5 | SPRUCE | FROM_TO | 73521.13 | -0.39136 | 0.042474 | -0.39136 | 0.059167 | 886.2232 | -776.087 | 0 | 3499.99 | 4754.619 | Competitive | 0 | 0 | 0 | 0 | 0 | 1 | 1 | Non-Competitive | Non-Competitive | Non-Competitive | Non-Competitive | Non-Competitive | 5 | 14 | 25 | 5 | 14 | 25 | 5 | 14 | 25 | 5 | 14 | 25 | 5 | 14 | 25
DCALCAG5 N5_P4_2_1 TO_FROM | DCALCAG5 | N5_P4_2_1 | 1195 | 2 | 2 | SKYLINE_5 | SPRUCE | TO_FROM | 73521.13 | -0.04247 | 0.39137 | -0.05917 | 0.39137 | 1209.431 | -529.916 | 0 | 4754.619 | 3499.99 | Competitive | 0 | 0 | 0 | 0 | 0 | 1 | 1 | Non-Competitive | Non-Competitive | Non-Competitive | Non-Competitive | Non-Competitive | 28 | 49 | 49 | 28 | 49 | 49 | 28 | 49 | 49 | 28 | 49 | 49 | 28 | 49 | 49
DCBYCHB5 CBY_AT2B FROM_TO | DCBYCHB5 | CBY_AT2B | 500 | 2 | 2 | CEDARP__345A | 49105_STAR | FROM_TO | 73521.13 | -0.15991 | 0.081819 | -0.20842 | 0.081819 | 332.8593 | 29.8242 | 0 | 5002.99 | 8086.01 | Competitive | 0 | 0 | 0 | 0 | 0 | 1 | 1 | Non-Competitive | Non-Competitive | Non-Competitive | Non-Competitive | Non-Competitive | 1 | 13 | 13 | 1 | 13 | 13 | 1 | 13 | 13 | 1 | 13 | 13 | 1 | 13 | 13
DCBYCHB5 CBY_AT2B TO_FROM | DCBYCHB5 | CBY_AT2B | 500 | 2 | 2 | CEDARP__345A | 49105_STAR | TO_FROM | 73521.13 | -0.08182 | 0.15991 | -0.08182 | 0.20842 | 121.8676 | -244.467 | 0 | 8086.01 | 5002.99 | Competitive | 0 | 0 | 0 | 0 | 0 | 1 | 1 | Non-Competitive | Non-Competitive | Non-Competitive | Non-Competitive | Non-Competitive | 8 | 8 | 8 | 8 | 8 | 8 | 8 | 8 | 8 | 8 | 8 | 8 | 8 | 8 | 8
DCBYCHB5 GBY_AT2 FROM_TO | DCBYCHB5 | GBY_AT2 | 504 | 2 | 2 | GRNBYU__345A | 49128_STAR | FROM_TO | 73521.13 | -0.22859 | 0.11166 | -0.40215 | 0.11166 | 1448.406 | -52.5598 | 0 | 1432.728 | 2289.087 | Competitive | 0 | 0 | 0 | 1 | 1 | 1 | 1 | Non-Competitive | Non-Competitive | Non-Competitive | Competitive | Competitive | 45 | 66 | 87 | 45 | 66 | 87 | 45 | 66 | 87 | 0 | 0 | 0 | 0 | 0 | 0
DCBYCHB5 GBY_AT2 TO_FROM | DCBYCHB5 | GBY_AT2 | 504 | 2 | 2 | GRNBYU__345A | 49128_STAR | TO_FROM | 73521.13 | -0.11166 | 0.22859 | -0.11166 | 0.40215 | 652.4752 | -998.703 | 0 | 2289.087 | 1432.728 | Competitive | 0 | 1 | 1 | 1 | 1 | 1 | 1 | Non-Competitive | Competitive | Competitive | Competitive | Competitive | 56 | 75 | 143 | 0 | 0 | 0 | 0 | 0 | 0 | 0 | 0 | 0 | 0 | 0 | 0
DCBYCHB5 JFSSC_06_A FROM_TO | DCBYCHB5 | JFSSC_06_A | 526 | 2 | 2 | JEFFER__138A | CS_CHAN_8010 | FROM_TO | 73521.13 | -0.40501 | 0.51058 | -0.43019 | 0.51058 | 818.5698 | -206.533 | 0 | 9884.591 | 2338.582 | Competitive | 0 | 0 | 0 | 1 | 1 | 1 | 1 | Non-Competitive | Non-Competitive | Non-Competitive | Competitive | Competitive | 28 | 36 | 48 | 28 | 36 | 48 | 28 | 36 | 48 | 0 | 0 | 0 | 0 | 0 | 0
DCBYCHB5 JFSSC_06_A TO_FROM | DCBYCHB5 | JFSSC_06_A | 526 | 2 | 2 | JEFFER__138A | CS_CHAN_8010 | TO_FROM | 73521.13 | -0.51058 | 0.40501 | -0.51058 | 0.43019 | 705.9311 | -496.813 | 0 | 2338.582 | 9884.591 | Competitive | 0 | 0 | 0 | 0 | 0 | 1 | 1 | Non-Competitive | Non-Competitive | Non-Competitive | Non-Competitive | Non-Competitive | 5 | 5 | 5 | 5 | 5 | 5 | 5 | 5 | 5 | 5 | 5 | 5 | 5 | 5 | 5
DCHB_KG5 CBYRNG87_A FROM_TO | DCHB_KG5 | CBYRNG87_A | 526 | 2 | 2 | CEDARP__138B | STRANG__138X | FROM_TO | 73521.13 | -0.19566 | 0.20499 | -0.40785 | 0.21875 | 716.0568 | -68.1464 | 0 | 4739.531 | 5529.158 | Competitive | 0 | 0 | 0 | 0 | 0 | 1 | 1 | Non-Competitive | Non-Competitive | Non-Competitive | Non-Competitive | Non-Competitive | 9 | 19 | 19 | 9 | 19 | 19 | 9 | 19 | 19 | 9 | 19 | 19 | 9 | 19 | 19
DCHB_KG5 CBYRNG87_A TO_FROM | DCHB_KG5 | CBYRNG87_A | 526 | 2 | 2 | CEDARP__138B | STRANG__138X | TO_FROM | 73521.13 | -0.20499 | 0.19566 | -0.21875 | 0.40785 | 243.3723 | -388.953 | 0 | 5529.158 | 4739.531 | Competitive | 0 | 0 | 0 | 0 | 0 | 1 | 1 | Non-Competitive | Non-Competitive | Non-Competitive | Non-Competitive | Non-Competitive | 26 | 26 | 26 | 26 | 26 | 26 | 26 | 26 | 26 | 26 | 26 | 26 | 26 | 26 | 26
DCHB_KG5 CBY_AT3 FROM_TO | DCHB_KG5 | CBY_AT3 | 897 | 2 | 2 | CEDARP__345A | 49110_STAR | FROM_TO | 73521.13 | -0.34593 | 0.25883 | -0.34593 | 0.25883 | 1124.124 | -152.379 | 0 | 5274.79 | 5861.014 | Competitive | 0 | 0 | 0 | 0 | 0 | 1 | 1 | Non-Competitive | Non-Competitive | Non-Competitive | Non-Competitive | Non-Competitive | 9 | 37 | 45 | 9 | 37 | 45 | 9 | 37 | 45 | 9 | 37 | 45 | 9 | 37 | 45
DCHB_KG5 CBY_AT3 TO_FROM | DCHB_KG5 | CBY_AT3 | 897 | 2 | 2 | CEDARP__345A | 49110_STAR | TO_FROM | 73521.13 | -0.25883 | 0.34593 | -0.25883 | 0.34593 | 597.8352 | -628.105 | 0 | 5861.014 | 5274.79 | Competitive | 0 | 0 | 0 | 0 | 0 | 1 | 1 | Non-Competitive | Non-Competitive | Non-Competitive | Non-Competitive | Non-Competitive | 17 | 17 | 17 | 17 | 17 | 17 | 17 | 17 | 17 | 17 | 17 | 17 | 17 | 17 | 17
DCHB_KG5 CTRPHR97_A FROM_TO | DCHB_KG5 | CTRPHR97_A | 1435 | 2 | 2 | CENTER__345A | P_H_R___345E | FROM_TO | 73521.13 | -0.09818 | 0.63054 | -0.13809 | 0.63054 | 2252.253 | -1139.26 | 0 | 4821.179 | 1702.78 | Non-Competi | 0 | 0 | 1 | 1 | 1 | 1 | 1 | Non-Competitive | Non-Competitive | Competitive | Competitive | Competitive | 38 | 43 | 55 | 38 | 43 | 55 | 0 | 0 | 0 | 0 | 0 | 0 | 0 | 0 | 0
DCHB_KG5 CTRPHR97_A TO_FROM | DCHB_KG5 | CTRPHR97_A | 1435 | 2 | 2 | CENTER__345A | P_H_R___345E | TO_FROM | 73521.13 | -0.63054 | 0.098185 | -0.63054 | 0.13809 | 1238.248 | -803.295 | 0 | 1702.78 | 4821.179 | Competitive | 0 | 0 | 0 | 0 | 0 | 1 | 1 | Non-Competitive | Non-Competitive | Non-Competitive | Non-Competitive | Non-Competitive | 30 | 30 | 42 | 30 | 30 | 42 | 30 | 30 | 42 | 30 | 30 | 42 | 30 | 30 | 42
DCHB_KG5 EXNLH_03_A FROM_TO | DCHB_KG5 | EXNLH_03_A | 377 | 2 | 2 | EXXON___138A | LYNCH___138A | FROM_TO | 73521.13 | -0.08761 | 0.30218 | -0.45804 | 0.30218 | 649.531 | -353.655 | 0 | 3729.146 | 2597.011 | Competitive | 0 | 0 | 0 | 0 | 1 | 1 | 1 | Non-Competitive | Non-Competitive | Non-Competitive | Non-Competitive | Competitive | 25 | 26 | 26 | 25 | 26 | 26 | 25 | 26 | 26 | 25 | 26 | 26 | 0 | 0 | 0
DCHB_KG5 EXNLH_03_A TO_FROM | DCHB_KG5 | EXNLH_03_A | 377 | 2 | 2 | EXXON___138A | LYNCH___138A | TO_FROM | 73521.13 | -0.30218 | 0.087605 | -0.30218 | 0.45804 | 405.0084 | -299.676 | 0 | 2597.011 | 3729.146 | Competitive | 0 | 0 | 0 | 0 | 0 | 1 | 1 | Non-Competitive | Non-Competitive | Non-Competitive | Non-Competitive | Non-Competitive | 26 | 26 | 26 | 26 | 26 | 26 | 26 | 26 | 26 | 26 | 26 | 26 | 26 | 26 | 26
DCICME58 E3_S1_1 FROM_TO | DCICME58 | E3_S1_1 | 287 | 0 | 0 | HOWARD | SOMERSET | FROM_TO | 73521.13 | -0.10861 | 0.07033 | -0.62775 | 0.13274 | 226.7161 | -33.3054 | 0 | 10000 | 8558.152 | Competitive | 0 | 0 | 0 | 0 | 0 | 1 | 1 | Non-Competitive | Non-Competitive | Non-Competitive | Non-Competitive | Non-Competitive | 29 | 29 | 31 | 29 | 29 | 31 | 29 | 29 | 31 | 29 | 29 | 31 | 29 | 29 | 31
DCICME58 E3_S1_1 TO_FROM | DCICME58 | E3_S1_1 | 287 | 0 | 0 | HOWARD | SOMERSET | TO_FROM | 73521.13 | -0.07033 | 0.10861 | -0.13274 | 0.62775 | 83.7519 | -100.427 | 0 | 8558.152 | 10000 | Competitive | 0 | 0 | 0 | 0 | 0 | 1 | 1 | Non-Competitive | Non-Competitive | Non-Competitive | Non-Competitive | Non-Competitive | 15 | 15 | 15 | 15 | 15 | 15 | 15 | 15 | 15 | 15 | 15 | 15 | 15 | 15 | 15
DCLEZOR5 428T428_1 FROM_TO | DCLEZOR5 | 428T428_1 | 227 | 2 | 2 | L_SEGUIN8_1Y | L_SEGUWE8_1Y | FROM_TO | 73521.13 | -0.05299 | 0.023939 | -0.60162 | 0.25915 | 617.4343 | 123.4983 | 0 | 1153.104 | 5108.565 | Competitive | 0 | 0 | 0 | 0 | 0 | 1 | 1 | Non-Competitive | Non-Competitive | Non-Competitive | Non-Competitive | Non-Competitive | 21 | 27 | 55 | 21 | 27 | 55 | 21 | 27 | 55 | 21 | 27 | 55 | 21 | 27 | 55
DCLEZOR5 428T428_1 TO_FROM | DCLEZOR5 | 428T428_1 | 227 | 2 | 2 | L_SEGUIN8_1Y | L_SEGUWE8_1Y | TO_FROM | 73521.13 | -0.02394 | 0.052993 | -0.25915 | 0.60162 | 114.8113 | -403.873 | 0 | 5108.565 | 1153.104 | Competitive | 0 | 1 | 1 | 1 | 1 | 1 | 1 | Non-Competitive | Competitive | Competitive | Competitive | Competitive | 4 | 4 | 4 | 0 | 0 | 0 | 0 | 0 | 0 | 0 | 0 | 0 | 0 | 0 | 0
DCLEZOR5 MARION_4AT2 FROM_TO | DCLEZOR5 | MARION_4AT2 | 478 | 2 | 2 | L_MARION5_1Y | L_MARION8_1Y | FROM_TO | 73521.13 | -0.02593 | 0.069309 | -0.38547 | 0.069309 | 604.7044 | -76.1164 | 0 | 2151.857 | 2338.346 | Competitive | 0 | 0 | 0 | 1 | 1 | 1 | 1 | Non-Competitive | Non-Competitive | Non-Competitive | Competitive | Competitive | 4 | 4 | 4 | 4 | 4 | 4 | 4 | 4 | 4 | 0 | 0 | 0 | 0 | 0 | 0
DCLEZOR5 MARION_4AT2 TO_FROM | DCLEZOR5 | MARION_4AT2 | 478 | 2 | 2 | L_MARION5_1Y | L_MARION8_1Y | TO_FROM | 73521.13 | -0.06931 | 0.025932 | -0.06931 | 0.38547 | 179.6764 | -469.89 | 0 | 2338.346 | 2151.857 | Competitive | 0 | 0 | 0 | 1 | 1 | 1 | 1 | Non-Competitive | Non-Competitive | Non-Competitive | Competitive | Competitive | 18 | 27 | 72 | 18 | 27 | 72 | 18 | 27 | 72 | 0 | 0 | 0 | 0 | 0 | 0
DCMTBNB8 6495__C FROM_TO | DCMTBNB8 | 6495__C | 213 | 2 | 2 | SAGINAW1_8 | AM_MFG_T8 | FROM_TO | 73521.13 | -0.01147 | 0.016128 | -0.89792 | 0.051348 | 236.2068 | 143.0652 | 0 | 10000 | 8528.735 | Competitive | 0 | 0 | 0 | 0 | 0 | 1 | 0 | Non-Competitive | Non-Competitive | Non-Competitive | Non-Competitive | Non-Competitive | 0 | 0 | 0 | 0 | 0 | 0 | 0 | 0 | 0 | 0 | 0 | 0 | 0 | 0 | 0
DCMTBNB8 6495__C TO_FROM | DCMTBNB8 | 6495__C | 213 | 2 | 2 | SAGINAW1_8 | AM_MFG_T8 | TO_FROM | 73521.13 | -0.01613 | 0.011472 | -0.05135 | 0.89792 | -121.021 | -212.848 | 0 | 8528.735 | 10000 | Competitive | 0 | 0 | 0 | 0 | 0 | 1 | 0 | Non-Competitive | Non-Competitive | Non-Competitive | Non-Competitive | Non-Competitive | 0 | 0 | 0 | 0 | 0 | 0 | 0 | 0 | 0 | 0 | 0 | 0 | 0 | 0 | 0
DCNSLHS8 3655__B FROM_TO | DCNSLHS8 | 3655__B | 287 | 3 | 3 | PRCKSW1_8 | PRCK1_8 | FROM_TO | 73521.13 | -0.01551 | 0.10605 | -0.76532 | 0.21979 | 239.1893 | -117.558 | 0 | 7117.217 | 10000 | Competitive | 0 | 0 | 0 | 0 | 0 | 1 | 0 | Non-Competitive | Non-Competitive | Non-Competitive | Non-Competitive | Non-Competitive | 0 | 0 | 0 | 0 | 0 | 0 | 0 | 0 | 0 | 0 | 0 | 0 | 0 | 0 | 0
DCNSLHS8 3655__B TO_FROM | DCNSLHS8 | 3655__B | 287 | 3 | 3 | PRCKSW1_8 | PRCK1_8 | TO_FROM | 73521.13 | -0.10606 | 0.015511 | -0.21979 | 0.76532 | 136.0307 | -51.434 | 0 | 10000 | 7117.217 | Competitive | 0 | 0 | 0 | 0 | 0 | 1 | 1 | Non-Competitive | Non-Competitive | Non-Competitive | Non-Competitive | Non-Competitive | 10 | 10 | 14 | 10 | 10 | 14 | 10 | 10 | 14 | 10 | 10 | 14 | 10 | 10 | 14
DCNSLHS8 3660__A FROM_TO | DCNSLHS8 | 3660__A | 304 | 3 | 3 | LKHB_E8 | PRCKSW1_8 | FROM_TO | 73521.13 | -0.0023 | 0.17553 | -0.10153 | 0.17636 | 240.8593 | 19.1014 | 0 | 10000 | 7080.587 | Competitive | 0 | 0 | 0 | 0 | 0 | 1 | 0 | Non-Competitive | Non-Competitive | Non-Competitive | Non-Competitive | Non-Competitive | 0 | 0 | 0 | 0 | 0 | 0 | 0 | 0 | 0 | 0 | 0 | 0 | 0 | 0 | 0
DCNSLHS8 3660__A TO_FROM | DCNSLHS8 | 3660__A | 304 | 3 | 3 | LKHB_E8 | PRCKSW1_8 | TO_FROM | 73521.13 | -0.17553 | 0.002298 | -0.17636 | 0.10153 | -16.5325 | -55.8003 | 0 | 7080.587 | 10000 | Competitive | 0 | 0 | 0 | 0 | 0 | 1 | 1 | Non-Competitive | Non-Competitive | Non-Competitive | Non-Competitive | Non-Competitive | 2 | 2 | 2 | 2 | 2 | 2 | 2 | 2 | 2 | 2 | 2 | 2 | 2 | 2 | 2
DCPSES12 440__A FROM_TO | DCPSES12 | 440__A | 1072 | 0 | 0 | L_AUSTRO5_1Y | SAND_TXU_5 | FROM_TO | 73521.13 | -0.16272 | 0.15448 | -0.20604 | 0.1676 | 1469.951 | -538.618 | 0 | 1258.533 | 2288.995 | Competitive | 0 | 0 | 0 | 1 | 1 | 1 | 1 | Non-Competitive | Non-Competitive | Non-Competitive | Competitive | Competitive | 43 | 105 | 149 | 43 | 105 | 149 | 43 | 105 | 149 | 0 | 0 | 0 | 0 | 0 | 0
DCPSES12 440__A TO_FROM | DCPSES12 | 440__A | 1072 | 0 | 0 | L_AUSTRO5_1Y | SAND_TXU_5 | TO_FROM | 73521.13 | -0.15448 | 0.16272 | -0.1676 | 0.20604 | 2352.773 | -697.681 | 0 | 2288.995 | 1258.533 | Competitive | 0 | 1 | 1 | 1 | 1 | 1 | 1 | Non-Competitive | Competitive | Competitive | Competitive | Competitive | 74 | 86 | 115 | 0 | 0 | 0 | 0 | 0 | 0 | 0 | 0 | 0 | 0 | 0 | 0
DCPSES12 LAQUIN_LOBO1_1 FROM_TO | DCPSES12 | LAQUIN_LOBO1_1 | 239 | 0 | 0 | LOBO4A | LAQUNTA4A | FROM_TO | 73521.13 | -0.72871 | 0.10344 | -0.72871 | 0.11857 | 217.1681 | -135.307 | 0 | 3334.961 | 8471.725 | Competitive | 0 | 0 | 0 | 0 | 0 | 1 | 1 | Non-Competitive | Non-Competitive | Non-Competitive | Non-Competitive | Non-Competitive | 3 | 3 | 12 | 3 | 3 | 12 | 3 | 3 | 12 | 3 | 3 | 12 | 3 | 3 | 12
DCPSES12 LAQUIN_LOBO1_1 TO_FROM | DCPSES12 | LAQUIN_LOBO1_1 | 239 | 0 | 0 | LOBO4A | LAQUNTA4A | TO_FROM | 73521.13 | -0.10344 | 0.72871 | -0.11857 | 0.72871 | 249.0138 | -197.511 | 0 | 8471.725 | 3334.961 | Non-Competi | 0 | 0 | 0 | 0 | 0 | 1 | 1 | Non-Competitive | Non-Competitive | Non-Competitive | Non-Competitive | Non-Competitive | 3 | 3 | 3 | 3 | 3 | 3 | 3 | 3 | 3 | 3 | 3 | 3 | 3 | 3 | 3
DCPSES12 SINTON_SKIDMO1_1 FROM_TO | DCPSES12 | SINTON_SKIDMO1_1 | 38 | 0 | 0 | SKIDMORE2A | SINTON2A | FROM_TO | 73521.13 | -0.02217 | 0.004639 | -0.21403 | 0.40403 | 53.4886 | -38.6232 | 0 | 5591.294 | 1487.789 | Competitive | 0 | 1 | 1 | 1 | 1 | 1 | 1 | Non-Competitive | Competitive | Competitive | Competitive | Competitive | 6 | 6 | 6 | 0 | 0 | 0 | 0 | 0 | 0 | 0 | 0 | 0 | 0 | 0 | 0
DCPSES12 SINTON_SKIDMO1_1 TO_FROM | DCPSES12 | SINTON_SKIDMO1_1 | 38 | 0 | 0 | SKIDMORE2A | SINTON2A | TO_FROM | 73521.13 | -0.00464 | 0.022175 | -0.40404 | 0.21403 | 63.0422 | -42.0958 | 0 | 1487.789 | 5591.294 | Competitive | 0 | 0 | 0 | 0 | 0 | 1 | 0 | Non-Competitive | Non-Competitive | Non-Competitive | Non-Competitive | Non-Competitive | 0 | 0 | 0 | 0 | 0 | 0 | 0 | 0 | 0 | 0 | 0 | 0 | 0 | 0 | 0
DCPSES12 WHTNY_HT1H FROM_TO | DCPSES12 | WHTNY_HT1H | 450 | 0 | 0 | WHITNEY5 | WHTNYSTAR | FROM_TO | 73521.13 | -0.23173 | 0.14814 | -0.56808 | 0.15202 | 426.462 | -68.7297 | 0 | 9269.619 | 7482.774 | Competitive | 0 | 0 | 0 | 0 | 0 | 1 | 1 | Non-Competitive | Non-Competitive | Non-Competitive | Non-Competitive | Non-Competitive | 11 | 11 | 11 | 11 | 11 | 11 | 11 | 11 | 11 | 11 | 11 | 11 | 11 | 11 | 11
DCPSES12 WHTNY_HT1H TO_FROM | DCPSES12 | WHTNY_HT1H | 450 | 0 | 0 | WHITNEY5 | WHTNYSTAR | TO_FROM | 73521.13 | -0.14814 | 0.23173 | -0.15202 | 0.56808 | 136.1154 | -331.796 | 0 | 7482.774 | 9269.619 | Competitive | 0 | 0 | 0 | 0 | 0 | 1 | 1 | Non-Competitive | Non-Competitive | Non-Competitive | Non-Competitive | Non-Competitive | 3 | 3 | 4 | 3 | 3 | 4 | 3 | 3 | 4 | 3 | 3 | 4 | 3 | 3 | 4
DCPSJON5 152__A FROM_TO | DCPSJON5 | 152__A | 1065 | 4 | 4 | WLFHOLW_5 | ROCKYCRK_5 | FROM_TO | 73521.13 | -0.03219 | 0.29741 | -0.18532 | 0.29741 | 1612.322 | 172.107 | 0 | 3219.36 | 2188.941 | Competitive | 0 | 0 | 0 | 1 | 1 | 1 | 1 | Non-Competitive | Non-Competitive | Non-Competitive | Competitive | Competitive | 12 | 12 | 12 | 12 | 12 | 12 | 12 | 12 | 12 | 0 | 0 | 0 | 0 | 0 | 0
DCPSJON5 152__A TO_FROM | DCPSJON5 | 152__A | 1065 | 4 | 4 | WLFHOLW_5 | ROCKYCRK_5 | TO_FROM | 73521.13 | -0.29741 | 0.032193 | -0.29741 | 0.18532 | 461.4553 | -1332.07 | 0 | 2188.941 | 3219.36 | Competitive | 0 | 0 | 0 | 0 | 0 | 1 | 1 | Non-Competitive | Non-Competitive | Non-Competitive | Non-Competitive | Non-Competitive | 35 | 35 | 70 | 35 | 35 | 70 | 35 | 35 | 70 | 35 | 35 | 70 | 35 | 35 | 70
DCRLLSW5 1065__L FROM_TO | DCRLLSW5 | 1065__L | 249 | 0 | 0 | EULESS_8 | GV_360_2_8 | FROM_TO | 73521.13 | -0.01638 | 0.011917 | -0.75549 | 0.13395 | 284.5991 | 40.0461 | 0 | 1840.61 | 1534.244 | Competitive | 0 | 0 | 1 | 1 | 1 | 1 | 0 | Non-Competitive | Non-Competitive | Non-Competitive | Non-Competitive | Non-Competitive | 0 | 0 | 0 | 0 | 0 | 0 | 0 | 0 | 0 | 0 | 0 | 0 | 0 | 0 | 0
DCRLLSW5 1065__L TO_FROM | DCRLLSW5 | 1065__L | 249 | 0 | 0 | EULESS_8 | GV_360_2_8 | TO_FROM | 73521.13 | -0.01192 | 0.01638 | -0.13395 | 0.75549 | -7.6558 | -214.238 | 0 | 1534.244 | 1840.61 | Competitive | 0 | 0 | 1 | 1 | 1 | 1 | 0 | Non-Competitive | Non-Competitive | Non-Competitive | Non-Competitive | Non-Competitive | 0 | 0 | 0 | 0 | 0 | 0 | 0 | 0 | 0 | 0 | 0 | 0 | 0 | 0 | 0
DCRLLSW5 588_B_1 FROM_TO | DCRLLSW5 | 588_B_1 | 190 | 0 | 0 | TNHIGHLNDS1 | TNWEST____1 | FROM_TO | 73521.13 | -0.00651 | 0.067829 | -0.63244 | 0.23658 | 241.3702 | 27.9675 | 0 | 3749.055 | 2847.777 | Competitive | 0 | 0 | 0 | 0 | 1 | 1 | 0 | Non-Competitive | Non-Competitive | Non-Competitive | Non-Competitive | Non-Competitive | 0 | 0 | 0 | 0 | 0 | 0 | 0 | 0 | 0 | 0 | 0 | 0 | 0 | 0 | 0
DCRLLSW5 588_B_1 TO_FROM | DCRLLSW5 | 588_B_1 | 190 | 0 | 0 | TNHIGHLNDS1 | TNWEST____1 | TO_FROM | 73521.13 | -0.06783 | 0.006511 | -0.23658 | 0.63244 | 20.5217 | -196.491 | 0 | 2847.777 | 3749.055 | Competitive | 0 | 0 | 0 | 0 | 0 | 1 | 1 | Non-Competitive | Non-Competitive | Non-Competitive | Non-Competitive | Non-Competitive | 6 | 6 | 6 | 6 | 6 | 6 | 6 | 6 | 6 | 6 | 6 | 6 | 6 | 6 | 6
DCRLLSW5 590__A FROM_TO | DCRLLSW5 | 590__A | 213 | 0 | 0 | LEWISVLSW8_1 | LEW_JNS_P8 | FROM_TO | 73521.13 | -0.00942 | 0.070923 | -0.71848 | 0.25345 | 264.62 | -5.3729 | 0 | 3809.628 | 2785.735 | Competitive | 0 | 0 | 0 | 0 | 1 | 1 | 0 | Non-Competitive | Non-Competitive | Non-Competitive | Non-Competitive | Non-Competitive | 0 | 0 | 0 | 0 | 0 | 0 | 0 | 0 | 0 | 0 | 0 | 0 | 0 | 0 | 0
DCRLLSW5 590__A TO_FROM | DCRLLSW5 | 590__A | 213 | 0 | 0 | LEWISVLSW8_1 | LEW_JNS_P8 | TO_FROM | 73521.13 | -0.07092 | 0.009421 | -0.25345 | 0.71848 | 68.5129 | -211.605 | 0 | 2785.735 | 3809.628 | Competitive | 0 | 0 | 0 | 0 | 0 | 1 | 1 | Non-Competitive | Non-Competitive | Non-Competitive | Non-Competitive | Non-Competitive | 6 | 6 | 6 | 6 | 6 | 6 | 6 | 6 | 6 | 6 | 6 | 6 | 6 | 6 | 6
DCRLLSW5 590__B FROM_TO | DCRLLSW5 | 590__B | 213 | 0 | 0 | LEW_JNS_P8 | TNLAKEPNTE1 | FROM_TO | 73521.13 | -0.0095 | 0.070842 | -0.21979 | 0.28645 | 258.6814 | -11.3029 | 0 | 3808.029 | 2783.954 | Competitive | 0 | 0 | 0 | 0 | 1 | 1 | 0 | Non-Competitive | Non-Competitive | Non-Competitive | Non-Competitive | Non-Competitive | 0 | 0 | 0 | 0 | 0 | 0 | 0 | 0 | 0 | 0 | 0 | 0 | 0 | 0 | 0
DCRLLSW5 590__B TO_FROM | DCRLLSW5 | 590__B | 213 | 0 | 0 | LEW_JNS_P8 | TNLAKEPNTE1 | TO_FROM | 73521.13 | -0.07084 | 0.009502 | -0.28645 | 0.21979 | 74.4574 | -205.675 | 0 | 2783.954 | 3808.029 | Competitive | 0 | 0 | 0 | 0 | 0 | 1 | 1 | Non-Competitive | Non-Competitive | Non-Competitive | Non-Competitive | Non-Competitive | 6 | 6 | 6 | 6 | 6 | 6 | 6 | 6 | 6 | 6 | 6 | 6 | 6 | 6 | 6
DCRLPTE5 820__D FROM_TO | DCRLPTE5 | 820__D | 324 | 2 | 2 | FRISCO | COLLINSS1_8 | FROM_TO | 73521.13 | -0.04691 | 0.14851 | -0.14195 | 0.81177 | 260.6652 | -231.621 | 0 | 5568.383 | 2327.257 | Competitive | 0 | 0 | 0 | 1 | 1 | 1 | 1 | Non-Competitive | Non-Competitive | Non-Competitive | Competitive | Competitive | 23 | 24 | 31 | 23 | 24 | 31 | 23 | 24 | 31 | 0 | 0 | 0 | 0 | 0 | 0
DCRLPTE5 820__D TO_FROM | DCRLPTE5 | 820__D | 324 | 2 | 2 | FRISCO | COLLINSS1_8 | TO_FROM | 73521.13 | -0.14851 | 0.046909 | -0.81177 | 0.14195 | 415.276 | -206.422 | 0 | 2327.257 | 5568.383 | Competitive | 0 | 0 | 0 | 0 | 0 | 1 | 1 | Non-Competitive | Non-Competitive | Non-Competitive | Non-Competitive | Non-Competitive | 5 | 6 | 6 | 5 | 6 | 6 | 5 | 6 | 6 | 5 | 6 | 6 | 5 | 6 | 6
DCRLPTE5 CN345_MR1H FROM_TO | DCRLPTE5 | CN345_MR1H | 750 | 2 | 2 | COLLINSS1_5 | CN3451_1 | FROM_TO | 73521.13 | -0.05922 | 0.11473 | -0.32781 | 0.28948 | 960.1999 | 170.8339 | 0 | 2915.861 | 8044.287 | Competitive | 0 | 0 | 0 | 0 | 0 | 1 | 1 | Non-Competitive | Non-Competitive | Non-Competitive | Non-Competitive | Non-Competitive | 3 | 3 | 3 | 3 | 3 | 3 | 3 | 3 | 3 | 3 | 3 | 3 | 3 | 3 | 3
DCRLPTE5 CN345_MR1H TO_FROM | DCRLPTE5 | CN345_MR1H | 750 | 2 | 2 | COLLINSS1_5 | CN3451_1 | TO_FROM | 73521.13 | -0.11473 | 0.059221 | -0.28948 | 0.32781 | -165.055 | -721.018 | 0 | 8044.287 | 2915.861 | Competitive | 0 | 0 | 0 | 0 | 1 | 1 | 1 | Non-Competitive | Non-Competitive | Non-Competitive | Non-Competitive | Competitive | 34 | 35 | 38 | 34 | 35 | 38 | 34 | 35 | 38 | 34 | 35 | 38 | 0 | 0 | 0
DDECSPR8 CKT_1013_1 FROM_TO | DDECSPR8 | CKT_1013_1 | 480 | 2 | 2 | MCNEILW | DECK_MB3 | FROM_TO | 73521.13 | -0.1599 | 0.05882 | -0.1599 | 0.11886 | -33.6426 | -374.212 | 0 | 10000 | 8658.387 | Competitive | 0 | 0 | 0 | 0 | 0 | 1 | 1 | Non-Competitive | Non-Competitive | Non-Competitive | Non-Competitive | Non-Competitive | 16 | 29 | 29 | 16 | 29 | 29 | 16 | 29 | 29 | 16 | 29 | 29 | 16 | 29 | 29
DDECSPR8 CKT_1013_1 TO_FROM | DDECSPR8 | CKT_1013_1 | 480 | 2 | 2 | MCNEILW | DECK_MB3 | TO_FROM | 73521.13 | -0.05882 | 0.1599 | -0.11886 | 0.1599 | 596.8471 | 80.1137 | 0 | 8658.387 | 10000 | Competitive | 0 | 0 | 0 | 0 | 0 | 1 | 1 | Non-Competitive | Non-Competitive | Non-Competitive | Non-Competitive | Non-Competitive | 14 | 14 | 14 | 14 | 14 | 14 | 14 | 14 | 14 | 14 | 14 | 14 | 14 | 14 | 14
DDILSAN8 BIG_FO_PLEASA1_1 FROM_TO | DDILSAN8 | BIG_FO_PLEASA1_1 | 122 | 4 | 4 | PLEASANT4A | BIG_FOOT4A | FROM_TO | 73521.13 | -0.1649 | 0.027726 | -0.31267 | 0.26032 | 134.1475 | -69.7188 | 0 | 10000 | 8796.509 | Competitive | 0 | 0 | 0 | 0 | 0 | 1 | 1 | Non-Competitive | Non-Competitive | Non-Competitive | Non-Competitive | Non-Competitive | 29 | 29 | 31 | 29 | 29 | 31 | 29 | 29 | 31 | 29 | 29 | 31 | 29 | 29 | 31
DDILSAN8 BIG_FO_PLEASA1_1 TO_FROM | DDILSAN8 | BIG_FO_PLEASA1_1 | 122 | 4 | 4 | PLEASANT4A | BIG_FOOT4A | TO_FROM | 73521.13 | -0.02773 | 0.1649 | -0.26032 | 0.31267 | 135.9279 | -78.9779 | 0 | 8796.509 | 10000 | Competitive | 0 | 0 | 0 | 0 | 0 | 1 | 1 | Non-Competitive | Non-Competitive | Non-Competitive | Non-Competitive | Non-Competitive | 4 | 4 | 4 | 4 | 4 | 4 | 4 | 4 | 4 | 4 | 4 | 4 | 4 | 4 | 4
DDILSAN8 JOURDN_PLEASA1_1 FROM_TO | DDILSAN8 | JOURDN_PLEASA1_1 | 38 | 4 | 4 | PLEASANT2A | JOURDNTN2A | FROM_TO | 73521.13 | -0.03187 | 0.003724 | -0.78236 | 0.14891 | 45.7928 | 0.46018 | 0 | 2839.491 | 8612.34 | Competitive | 0 | 0 | 0 | 0 | 0 | 1 | 1 | Non-Competitive | Non-Competitive | Non-Competitive | Non-Competitive | Non-Competitive | 27 | 28 | 28 | 27 | 28 | 28 | 27 | 28 | 28 | 27 | 28 | 28 | 27 | 28 | 28
DDILSAN8 JOURDN_PLEASA1_1 TO_FROM | DDILSAN8 | JOURDN_PLEASA1_1 | 38 | 4 | 4 | PLEASANT2A | JOURDNTN2A | TO_FROM | 73521.13 | -0.00372 | 0.031871 | -0.1489 | 0.78236 | 11.5675 | -36.9735 | 0 | 8612.34 | 2839.491 | Competitive | 0 | 0 | 0 | 0 | 1 | 1 | 0 | Non-Competitive | Non-Competitive | Non-Competitive | Non-Competitive | Non-Competitive | 0 | 0 | 0 | 0 | 0 | 0 | 0 | 0 | 0 | 0 | 0 | 0 | 0 | 0 | 0
DDILSAN8 PALDRO_PEARSAL_1 FROM_TO | DDILSAN8 | PALDRO_PEARSAL_1 | 215 | 4 | 4 | PALODUROSW8 | PEARSALLSW8 | FROM_TO | 73521.13 | -0.20249 | 0.23 | -0.20249 | 0.60651 | 113.7792 | -216.055 | 0 | 2541.386 | 10000 | Competitive | 0 | 0 | 0 | 0 | 0 | 1 | 1 | Non-Competitive | Non-Competitive | Non-Competitive | Non-Competitive | Non-Competitive | 27 | 27 | 27 | 27 | 27 | 27 | 27 | 27 | 27 | 27 | 27 | 27 | 27 | 27 | 27
DDILSAN8 PALDRO_PEARSAL_1 TO_FROM | DDILSAN8 | PALDRO_PEARSAL_1 | 215 | 4 | 4 | PALODUROSW8 | PEARSALLSW8 | TO_FROM | 73521.13 | -0.23 | 0.20249 | -0.60651 | 0.20249 | 282.7012 | -64.1034 | 0 | 10000 | 2541.386 | Competitive | 0 | 0 | 0 | 0 | 1 | 1 | 1 | Non-Competitive | Non-Competitive | Non-Competitive | Non-Competitive | Competitive | 4 | 16 | 21 | 4 | 16 | 21 | 4 | 16 | 21 | 4 | 16 | 21 | 0 | 0 | 0
DDOWOAS5 DAN_DANE_1 FROM_TO | DDOWOAS5 | DAN_DANE_1 | 45 | 2 | 2 | DANEVANGSW9 | DANEVANGSUB9 | FROM_TO | 73521.13 | -0.00634 | 0.011466 | -0.66107 | 0.27947 | 54.8464 | 2.4511 | 0 | 10000 | 4890.976 | Competitive | 0 | 0 | 0 | 0 | 0 | 1 | 0 | Non-Competitive | Non-Competitive | Non-Competitive | Non-Competitive | Non-Competitive | 0 | 0 | 0 | 0 | 0 | 0 | 0 | 0 | 0 | 0 | 0 | 0 | 0 | 0 | 0
DDOWOAS5 DAN_DANE_1 TO_FROM | DDOWOAS5 | DAN_DANE_1 | 45 | 2 | 2 | DANEVANGSW9 | DANEVANGSUB9 | TO_FROM | 73521.13 | -0.01147 | 0.006335 | -0.27947 | 0.66107 | 4.4372 | -48.8855 | 0 | 4890.976 | 10000 | Competitive | 0 | 0 | 0 | 0 | 0 | 1 | 0 | Non-Competitive | Non-Competitive | Non-Competitive | Non-Competitive | Non-Competitive | 0 | 0 | 0 | 0 | 0 | 0 | 0 | 0 | 0 | 0 | 0 | 0 | 0 | 0 | 0
DELMMIG5 COLETO_KENEDS1_1 FROM_TO | DELMMIG5 | COLETO_KENEDS1_1 | 207 | 2 | 2 | COLETO4A | KENEDYSW4A | FROM_TO | 73521.13 | -0.03545 | 0.088082 | -0.29523 | 0.090068 | 332.4401 | -145.023 | 0 | 1524.46 | 9414.586 | Competitive | 0 | 0 | 0 | 0 | 0 | 1 | 1 | Non-Competitive | Non-Competitive | Non-Competitive | Non-Competitive | Non-Competitive | 12 | 12 | 12 | 12 | 12 | 12 | 12 | 12 | 12 | 12 | 12 | 12 | 12 | 12 | 12
DELMMIG5 COLETO_KENEDS1_1 TO_FROM | DELMMIG5 | COLETO_KENEDS1_1 | 207 | 2 | 2 | COLETO4A | KENEDYSW4A | TO_FROM | 73521.13 | -0.08808 | 0.035454 | -0.09007 | 0.29523 | 270.5478 | -234.369 | 0 | 9414.586 | 1524.46 | Competitive | 0 | 0 | 1 | 1 | 1 | 1 | 1 | Non-Competitive | Non-Competitive | Competitive | Competitive | Competitive | 22 | 28 | 50 | 22 | 28 | 50 | 0 | 0 | 0 | 0 | 0 | 0 | 0 | 0 | 0
DELMSAN5 BLESSI_LOLITA1_1 FROM_TO | DELMSAN5 | BLESSI_LOLITA1_1 | 211 | 2 | 2 | BLESSING4A | LOLITA4A | FROM_TO | 73521.13 | -0.31013 | 0.047651 | -0.42352 | 0.13057 | 879.5916 | -267.971 | 0 | 1826.881 | 4987.739 | Competitive | 0 | 0 | 0 | 0 | 0 | 1 | 1 | Non-Competitive | Non-Competitive | Non-Competitive | Non-Competitive | Non-Competitive | 12 | 12 | 35 | 12 | 12 | 35 | 12 | 12 | 35 | 12 | 12 | 35 | 12 | 12 | 35
DELMSAN5 BLESSI_LOLITA1_1 TO_FROM | DELMSAN5 | BLESSI_LOLITA1_1 | 211 | 2 | 2 | BLESSING4A | LOLITA4A | TO_FROM | 73521.13 | -0.04765 | 0.31013 | -0.13057 | 0.42352 | 628.9025 | -651.748 | 0 | 4987.739 | 1826.881 | Competitive | 0 | 0 | 1 | 1 | 1 | 1 | 1 | Non-Competitive | Non-Competitive | Competitive | Competitive | Competitive | 18 | 40 | 59 | 18 | 40 | 59 | 0 | 0 | 0 | 0 | 0 | 0 | 0 | 0 | 0
DELMSAN5 COLETO_KENEDS1_1 FROM_TO | DELMSAN5 | COLETO_KENEDS1_1 | 207 | 2 | 2 | COLETO4A | KENEDYSW4A | FROM_TO | 73521.13 | -0.03545 | 0.088082 | -0.29523 | 0.090068 | 332.4401 | -145.023 | 0 | 1524.46 | 9414.586 | Competitive | 0 | 0 | 0 | 0 | 0 | 1 | 1 | Non-Competitive | Non-Competitive | Non-Competitive | Non-Competitive | Non-Competitive | 12 | 12 | 12 | 12 | 12 | 12 | 12 | 12 | 12 | 12 | 12 | 12 | 12 | 12 | 12
DELMSAN5 COLETO_KENEDS1_1 TO_FROM | DELMSAN5 | COLETO_KENEDS1_1 | 207 | 2 | 2 | COLETO4A | KENEDYSW4A | TO_FROM | 73521.13 | -0.08808 | 0.035454 | -0.09007 | 0.29523 | 270.5478 | -234.369 | 0 | 9414.586 | 1524.46 | Competitive | 0 | 0 | 1 | 1 | 1 | 1 | 1 | Non-Competitive | Non-Competitive | Competitive | Competitive | Competitive | 22 | 28 | 50 | 22 | 28 | 50 | 0 | 0 | 0 | 0 | 0 | 0 | 0 | 0 | 0
DELMSAN5 MHONDOCR_1 FROM_TO | DELMSAN5 | MHONDOCR_1 | 127 | 2 | 2 | HONDOCREEK8 | MOORESUB8 | FROM_TO | 73521.13 | -0.18215 | 0.023141 | -0.2676 | 0.50317 | 232.9507 | -160.336 | 0 | 6347.56 | 5238.833 | Competitive | 0 | 0 | 0 | 0 | 0 | 1 | 1 | Non-Competitive | Non-Competitive | Non-Competitive | Non-Competitive | Non-Competitive | 33 | 42 | 53 | 33 | 42 | 53 | 33 | 42 | 53 | 33 | 42 | 53 | 33 | 42 | 53
DELMSAN5 MHONDOCR_1 TO_FROM | DELMSAN5 | MHONDOCR_1 | 127 | 2 | 2 | HONDOCREEK8 | MOORESUB8 | TO_FROM | 73521.13 | -0.02314 | 0.18215 | -0.50317 | 0.2676 | 244.6822 | -162.226 | 0 | 5238.833 | 6347.56 | Competitive | 0 | 0 | 0 | 0 | 0 | 1 | 1 | Non-Competitive | Non-Competitive | Non-Competitive | Non-Competitive | Non-Competitive | bar: 10 10 to 14 14
DELMSKY5 MAR_SKY_1 FROM_TO | DELMSKY5 | MAR_SKY_1 | 1076 | 2 | 2 | SKYLINE_5 | L_MARION5_1Y | FROM_TO | 73521.13 | -0.11919 | 0.35269 | -0.11919 | 0.43665 | 434.1191 | -2336.57 | 0 | 7302.295 | 811.711 | Competitive | 1 | 1 | 1 | 1 | 1 | 1 | 1 | Competitive | Competitive | Competitive | Competitive | Competitive | 0 | 0 | 0 | 0 | 0 | 0 | 0 | 0 | 0 | 0 | 0 | 0 | 0 | 0 | 0
DELMSKY5 MAR_SKY_1 TO_FROM | DELMSKY5 | MAR_SKY_1 | 1076 | 2 | 2 | SKYLINE_5 | L_MARION5_1Y | TO_FROM | 73521.13 | -0.35269 | 0.11919 | -0.43665 | 0.11919 | 2970.3 | 1081.211 | 0 | 811.711 | 7302.295 | Non-Competi | 0 | 0 | 0 | 0 | 0 | 0 | 1 | Non-Competitive | Non-Competitive | Non-Competitive | Non-Competitive | Non-Competitive | 23 | 23 | 37 | 23 | 23 | 37 | 23 | 23 | 37 | 23 | 23 | 37 | 23 | 23 | 37
DELMSTP5 CKT_3124_1 FROM_TO | DELMSTP5 | CKT_3124_1 | 1200 | 2 | 2 | SO_TEX__345A | HILLJE__345A | FROM_TO | 73521.13 | -0.04442 | 0.21955 | -0.20918 | 0.21955 | 1488.496 | -123.258 | 0 | 1483.801 | 1988.472 | Competitive | 0 | 0 | 1 | 1 | 1 | 1 | 1 | Non-Competitive | Non-Competitive | Competitive | Competitive | Competitive | 51 | 54 | 76 | 51 | 54 | 76 | 0 | 0 | 0 | 0 | 0 | 0 | 0 | 0 | 0
DELMSTP5 CKT_3124_1 TO_FROM | DELMSTP5 | CKT_3124_1 | 1200 | 2 | 2 | SO_TEX__345A | HILLJE__345A | TO_FROM | 73521.13 | -0.21955 | 0.044424 | -0.21955 | 0.20918 | 1225.107 | -1235.35 | 0 | 1988.472 | 1483.801 | Competitive | 0 | 1 | 1 | 1 | 1 | 1 | 1 | Non-Competitive | Competitive | Competitive | Competitive | Competitive | 32 | 34 | 73 | 0 | 0 | 0 | 0 | 0 | 0 | 0 | 0 | 0 | 0 | 0 | 0
DEMSPKR5 BNBSW_MR2L FROM_TO | DEMSPKR5 | BNBSW_MR2L | 570 | 2 | 2 | 18751 | 24022 | FROM_TO | 73521.13 | -0.05652 | 0.061061 | -0.71588 | 0.33745 | -119.772 | -926.389 | 0 | 10000 | 1048.297 | Competitive | 0 | 1 | 1 | 1 | 1 | 1 | 1 | Non-Competitive | Competitive | Competitive | Competitive | Competitive | 26 | 60 | 92 | 0 | 0 | 0 | 0 | 0 | 0 | 0 | 0 | 0 | 0 | 0 | 0
DEMSPKR5 BNBSW_MR2L TO_FROM | DEMSPKR5 | BNBSW_MR2L | 570 | 2 | 2 | 18751 | 24022 | TO_FROM | 73521.13 | -0.06106 | 0.056518 | -0.33745 | 0.71588 | 1029.182 | 282.5552 | 0 | 1048.297 | 10000 | Competitive | 0 | 0 | 0 | 0 | 0 | 1 | 1 | Non-Competitive | Non-Competitive | Non-Competitive | Non-Competitive | Non-Competitive | 3 | 3 | 3 | 3 | 3 | 3 | 3 | 3 | 3 | 3 | 3 | 3 | 3 | 3 | 3
DEMSRNK5 6042__A FROM_TO | DEMSRNK5 | 6042__A | 1065 | 3 | 3 | PARKER_5 | BENBRK_5 | FROM_TO | 73521.13 | -0.03339 | 0.15809 | -0.1905 | 0.18387 | 1402.325 | -239.434 | 0 | 833.775 | 2309.059 | Competitive | 0 | 0 | 0 | 1 | 1 | 1 | 1 | Non-Competitive | Non-Competitive | Non-Competitive | Competitive | Competitive | 13 | 13 | 13 | 13 | 13 | 13 | 13 | 13 | 13 | 0 | 0 | 0 | 0 | 0 | 0
DEMSRNK5 6042__A TO_FROM | DEMSRNK5 | 6042__A | 1065 | 3 | 3 | PARKER_5 | BENBRK_5 | TO_FROM | 73521.13 | -0.15809 | 0.033395 | -0.18387 | 0.1905 | 467.6011 | -1144.47 | 0 | 2309.059 | 833.775 | Competitive | 1 | 1 | 1 | 1 | 1 | 1 | 1 | Competitive | Competitive | Competitive | Competitive | Competitive | 0 | 0 | 0 | 0 | 0 | 0 | 0 | 0 | 0 | 0 | 0 | 0 | 0 | 0 | 0
DEMSRNK5 6265__D FROM_TO | DEMSRNK5 | 6265__D | 191 | 3 | 3 | MORRIS_D2_8 | ROSEN2_T8 | FROM_TO | 73521.13 | -0.01999 | 0.026385 | -0.31709 | 0.30571 | 290.5078 | 31.1233 | 0 | 1490.106 | 10000 | Competitive | 0 | 0 | 0 | 0 | 0 | 1 | 0 | Non-Competitive | Non-Competitive | Non-Competitive | Non-Competitive | Non-Competitive | 0 | 0 | 0 | 0 | 0 | 0 | 0 | 0 | 0 | 0 | 0 | 0 | 0 | 0 | 0
DEMSRNK5 6265__D TO_FROM | DEMSRNK5 | 6265__D | 191 | 3 | 3 | MORRIS_D2_8 | ROSEN2_T8 | TO_FROM | 73521.13 | -0.02639 | 0.019992 | -0.30571 | 0.31709 | 15.7129 | -243.79 | 0 | 10000 | 1490.106 | Competitive | 0 | 1 | 1 | 1 | 1 | 1 | 1 | Non-Competitive | Competitive | Competitive | Competitive | Competitive | 3 | 3 | 3 | 0 | 0 | 0 | 0 | 0 | 0 | 0 | 0 | 0 | 0 | 0 | 0
DEMSRNK5 6270__A FROM_TO | DEMSRNK5 | 6270__A | 210 | 3 | 3 | EAGLEMNT2_8 | EGLMTLAK_P8 | FROM_TO | 73521.13 | -0.02076 | 0.027926 | -0.86106 | 0.096444 | 321.8268 | 49.5457 | 0 | 1470.267 | 10000 | Competitive | 0 | 0 | 0 | 0 | 0 | 1 | 1 | Non-Competitive | Non-Competitive | Non-Competitive | Non-Competitive | Non-Competitive | 3 | 3 | 3 | 3 | 3 | 3 | 3 | 3 | 3 | 3 | 3 | 3 | 3 | 3 | 3
DEMSRNK5 6270__A TO_FROM | DEMSRNK5 | 6270__A | 210 | 3 | 3 | EAGLEMNT2_8 | EGLMTLAK_P8 | TO_FROM | 73521.13 | -0.02793 | 0.020757 | -0.09644 | 0.86106 | -0.47801 | -272.785 | 0 | 10000 | 1470.267 | Competitive | 0 | 1 | 1 | 1 | 1 | 1 | 1 | Non-Competitive | Competitive | Competitive | Competitive | Competitive | 3 | 3 | 3 | 0 | 0 | 0 | 0 | 0 | 0 | 0 | 0 | 0 | 0 | 0 | 0
DEMSRNK5 6271__A FROM_TO | DEMSRNK5 | 6271__A | 210 | 3 | 3 | EAGLEMNT1_8 | WAGROBT1_8 | FROM_TO | 73521.13 | -0.01458 | 0.021181 | -0.66254 | 0.071504 | 285.4915 | 85.4442 | 0 | 1401.324 | 10000 | Competitive | 0 | 0 | 0 | 0 | 0 | 1 | 0 | Non-Competitive | Non-Competitive | Non-Competitive | Non-Competitive | Non-Competitive | 0 | 0 | 0 | 0 | 0 | 0 | 0 | 0 | 0 | 0 | 0 | 0 | 0 | 0 | 0
DEMSRNK5 6271__A TO_FROM | DEMSRNK5 | 6271__A | 210 | 3 | 3 | EAGLEMNT1_8 | WAGROBT1_8 | TO_FROM | 73521.13 | -0.02118 | 0.014578 | -0.0715 | 0.66254 | -49.6899 | -249.442 | 0 | 10000 | 1401.324 | Competitive | 0 | 1 | 1 | 1 | 1 | 1 | 1 | Non-Competitive | Competitive | Competitive | Competitive | Competitive | 3 | 3 | 3 | 0 | 0 | 0 | 0 | 0 | 0 | 0 | 0 | 0 | 0 | 0 | 0
DENTSCS5 1170__A FROM_TO | DENTSCS5 | 1170__A | 220 | 2 | 2 | NACOGDSE_8 | HERTYNOR_8 | FROM_TO | 73521.13 | -0.19335 | 0.061964 | -0.42239 | 0.14974 | 225.4252 | -39.9981 | 0 | 5023.779 | 6185.566 | Competitive | 0 | 0 | 0 | 0 | 0 | 1 | 1 | Non-Competitive | Non-Competitive | Non-Competitive | Non-Competitive | Non-Competitive | 3 | 3 | 3 | 3 | 3 | 3 | 3 | 3 | 3 | 3 | 3 | 3 | 3 | 3 | 3
DENTSCS5 1170__A TO_FROM | DENTSCS5 | 1170__A | 220 | 2 | 2 | NACOGDSE_8 | HERTYNOR_8 | TO_FROM | 73521.13 | -0.06196 | 0.19335 | -0.14974 | 0.42239 | 78.5636 | -95.5675 | 0 | 6185.566 | 5023.779 | Competitive | 0 | 0 | 0 | 0 | 0 | 1 | 1 | Non-Competitive | Non-Competitive | Non-Competitive | Non-Competitive | Non-Competitive | 7 | 7 | 7 | 7 | 7 | 7 | 7 | 7 | 7 | 7 | 7 | 7 | 7 | 7 | 7
DENTSCS5 1820__C FROM_TO | DENTSCS5 | 1820__C | 220 | 2 | 2 | TYLERGND_8 | WHITEHSE_8 | FROM_TO | 73521.13 | -0.17466 | 0.029587 | -0.79777 | 0.11577 | 158.5354 | -109.523 | 0 | 7142.452 | 8103.739 | Competitive | 0 | 0 | 0 | 0 | 0 | 1 | 1 | Non-Competitive | Non-Competitive | Non-Competitive | Non-Competitive | Non-Competitive | 2 | 3 | 3 | 2 | 3 | 3 | 2 | 3 | 3 | 2 | 3 | 3 | 2 | 3 | 3
DENTSCS5 1820__C TO_FROM | DENTSCS5 | 1820__C | 220 | 2 | 2 | TYLERGND_8 | WHITEHSE_8 | TO_FROM | 73521.13 | -0.02959 | 0.17466 | -0.11577 | 0.79777 | 260.3344 | -35.3275 | 0 | 8103.739 | 7142.452 | Competitive | 0 | 0 | 0 | 0 | 0 | 1 | 1 | Non-Competitive | Non-Competitive | Non-Competitive | Non-Competitive | Non-Competitive | 3 | 3 | 3 | 3 | 3 | 3 | 3 | 3 | 3 | 3 | 3 | 3 | 3 | 3 | 3
DEULLIG8 1140__C FROM_TO | DEULLIG8 | 1140__C | 215 | 9 | 9 | DFW_DE1T1_8 | DFW_CE1_8 | FROM_TO | 73521.13 | -0.02382 | 0.017145 | -0.3563 | 0.47815 | 546.1223 | 232.1348 | 0 | 827.812 | 2102.268 | Non-Competi | 0 | 0 | 0 | 1 | 1 | 0 | 1 | Non-Competitive | Non-Competitive | Non-Competitive | Non-Competitive | Non-Competitive | 15 | 18 | 21 | 15 | 18 | 21 | 15 | 18 | 21 | 15 | 18 | 21 | 15 | 18 | 21
DEULLIG8 1140__C TO_FROM | DEULLIG8 | 1140__C | 215 | 9 | 9 | DFW_DE1T1_8 | DFW_CE1_8 | TO_FROM | 73521.13 | -0.01714 | 0.023822 | -0.47815 | 0.3563 | -110.642 | -464.996 | 0 | 2102.268 | 827.812 | Competitive | 1 | 1 | 1 | 1 | 1 | 1 | 0 | Non-Competitive | Non-Competitive | Non-Competitive | Non-Competitive | Non-Competitive | 0 | 0 | 0 | 0 | 0 | 0 | 0 | 0 | 0 | 0 | 0 | 0 | 0 | 0 | 0
DEVRHLS8 6390__A FROM_TO | DEVRHLS8 | 6390__A | 304 | 15 | 15 | HANDLEYC_8 | AYERS1_8 | FROM_TO | 73521.13 | -0.01103 | 0.10448 | -0.70941 | 0.10448 | 222.9014 | -101.123 | 0 | 10000 | 1150.288 | Competitive | 0 | 1 | 1 | 1 | 1 | 1 | 0 | Non-Competitive | Non-Competitive | Non-Competitive | Non-Competitive | Non-Competitive | 0 | 0 | 0 | 0 | 0 | 0 | 0 | 0 | 0 | 0 | 0 | 0 | 0 | 0 | 0
DEVRHLS8 6390__A TO_FROM | DEVRHLS8 | 6390__A | 304 | 15 | 15 | HANDLEYC_8 | AYERS1_8 | TO_FROM | 73521.13 | -0.10448 | 0.01103 | -0.10448 | 0.70941 | 126.6418 | -64.3024 | 0 | 1150.288 | 10000 | Competitive | 0 | 0 | 0 | 0 | 0 | 1 | 1 | Non-Competitive | Non-Competitive | Non-Competitive | Non-Competitive | Non-Competitive | 3 | 3 | 3 | 3 | 3 | 3 | 3 | 3 | 3 | 3 | 3 | 3 | 3 | 3 | 3
DFDRSON8 FRIR_ROCKSP1_1 FROM_TO | DFDRSON8 | FRIR_ROCKSP1_1 | 37 | 4 | 4 | ROCKSPRS2A | FRIR2A | FROM_TO | 73521.13 | -0.04087 | 0.007063 | -0.32461 | 0.38126 | 55.4892 | -92.5143 | 0 | 1709.567 | 8800.548 | Competitive | 0 | 0 | 0 | 0 | 0 | 1 | 1 | Non-Competitive | Non-Competitive | Non-Competitive | Non-Competitive | Non-Competitive | bar: 15 to 21
DFDRSON8 FRIR_ROCKSP1_1 TO_FROM | DFDRSON8 | FRIR_ROCKSP1_1 | 37 | 4 | 4 | ROCKSPRS2A | FRIR2A | TO_FROM | 73521.13 | -0.00706 | 0.040872 | -0.38126 | 0.32461 | 103.713 | -27.9057 | 0 | 8800.548 | 1709.567 | Competitive | 0 | 0 | 1 | 1 | 1 | 1 | 0 | Non-Competitive | Non-Competitive | Non-Competitive | Non-Competitive | Non-Competitive | 0 | 0 | 0 | 0 | 0 | 0 | 0 | 0 | 0 | 0 | 0 | 0 | 0 | 0 | 0
DFDRSON8 FRIR_SONR1_1 FROM_TO | DFDRSON8 | FRIR_SONR1_1 | 37 | 4 | 4 | SONR2A | FRIR2A | FROM_TO | 73521.13 | -0.00702 | 0.040916 | -0.67534 | 0.18818 | 107.0045 | -24.6237 | 0 | 8796.756 | 1719.522 | Competitive | 0 | 0 | 1 | 1 | 1 | 1 | 0 | Non-Competitive | Non-Competitive | Non-Competitive | Non-Competitive | Non-Competitive | 0 | 0 | 0 | 0 | 0 | 0 | 0 | 0 | 0 | 0 | 0 | 0 | 0 | 0 | 0
DFDRSON8 FRIR_SONR1_1 TO_FROM | DFDRSON8 | FRIR_SONR1_1 | 37 | 4 | 4 | SONR2A | FRIR2A | TO_FROM | 73521.13 | -0.04092 | 0.007019 | -0.18818 | 0.67534 | 52.2007 | -95.7963 | 0 | 1719.522 | 8796.756 | Competitive | 0 | 0 | 0 | 0 | 0 | 1 | 1 | Non-Competitive | Non-Competitive | Non-Competitive | Non-Competitive | Non-Competitive | bar: 15 to 21
DFERCOR8 46T193_1 FROM_TO | DFERCOR8 | 46T193_1 | 98 | 4 | 4 | L_FERGUS8_1Y | L_SANDCR8_1Y | FROM_TO | 73521.13 | -0.2361 | 0.10473 | -0.75859 | 0.10473 | 178.1168 | -96.0116 | 0 | 10000 | 8987.71 | Non-Competi | 0 | 0 | 0 | 0 | 0 | 1 | 1 | Non-Competitive | Non-Competitive | Non-Competitive | Non-Competitive | Non-Competitive | 4 | 5 | 5 | 4 | 5 | 5 | 4 | 5 | 5 | 4 | 5 | 5 | 4 | 5 | 5
DFERCOR8 46T193_1 TO_FROM | DFERCOR8 | 46T193_1 | 98 | 4 | 4 | L_FERGUS8_1Y | L_SANDCR8_1Y | TO_FROM | 73521.13 | -0.10473 | 0.2361 | -0.10473 | 0.75859 | 104.7093 | -101.964 | 0 | 8987.71 | 10000 | Non-Competi | 0 | 0 | 0 | 0 | 0 | 1 | 1 | Non-Competitive | Non-Competitive | Non-Competitive | Non-Competitive | Non-Competitive | 5 | 5 | 5 | 5 | 5 | 5 | 5 | 5 | 5 | 5 | 5 | 5 | 5 | 5 | 5
DFMRMNS5 205__A FROM_TO | DFMRMNS5 | 205__A | 1076 | 2 | 2 | MOSES_5 | SULSP_SS1_5 | FROM_TO | 73521.13 | -0.02172 | 0.37426 | -0.32017 | 0.37426 | 1270.269 | -150.487 | 0 | 5440.576 | 3705.275 | Competitive | 0 | 0 | 0 | 0 | 0 | 1 | 1 | Non-Competitive | Non-Competitive | Non-Competitive | Non-Competitive | Non-Competitive | 8 | 8 | 8 | 8 | 8 | 8 | 8 | 8 | 8 | 8 | 8 | 8 | 8 | 8 | 8
DFMRMNS5 205__A TO_FROM | DFMRMNS5 | 205__A | 1076 | 2 | 2 | MOSES_5 | SULSP_SS1_5 | TO_FROM | 73521.13 | -0.37426 | 0.021722 | -0.37426 | 0.32017 | 261.7501 | -496.787 | 0 | 3705.275 | 5440.576 | Competitive | 0 | 0 | 0 | 0 | 0 | 1 | 1 | Non-Competitive | Non-Competitive | Non-Competitive | Non-Competitive | Non-Competitive | 4 | 10 | 10 | 4 | 10 | 10 | 4 | 10 | 10 | 4 | 10 | 10 | 4 | 10 | 10
DFMRMNS5 85__A FROM_TO | DFMRMNS5 | 85__A | 1076 | 2 | 2 | MOSES1_T5 | ALLENSW2_5 | FROM_TO | 73521.13 | -0.00841 | 0.26821 | -0.08649 | 0.26945 | 1105.76 | -94.8531 | 0 | 4938.094 | 1054.754 | Non-Competi | 0 | 1 | 1 | 1 | 1 | 1 | 0 | Non-Competitive | Non-Competitive | Non-Competitive | Non-Competitive | Non-Competitive | 0 | 0 | 0 | 0 | 0 | 0 | 0 | 0 | 0 | 0 | 0 | 0 | 0 | 0 | 0
DFMRMNS5 85__A TO_FROM | DFMRMNS5 | 85__A | 1076 | 2 | 2 | MOSES1_T5 | ALLENSW2_5 | TO_FROM | 73521.13 | -0.26821 | 0.008409 | -0.26945 | 0.086495 | 111.8605 | -475.476 | 0 | 1054.754 | 4938.094 | Competitive | 0 | 0 | 0 | 0 | 0 | 1 | 1 | Non-Competitive | Non-Competitive | Non-Competitive | Non-Competitive | Non-Competitive | 4 | 18 | 18 | 4 | 18 | 18 | 4 | 18 | 18 | 4 | 18 | 18 | 4 | 18 | 18
DFPPHOL5 144T132_1 FROM_TO | DFPPHOL5 | 144T132_1 | 132 | 2 | 2 | L_HALLET8_1Y | L_FLATON8_1Y | FROM_TO | 73521.13 | -0.03377 | 0.022705 | -0.12122 | 0.5148 | 35.2668 | -164.846 | 0 | 1053.842 | 7029.737 | Competitive | 0 | 0 | 0 | 0 | 0 | 1 | 1 | Non-Competitive | Non-Competitive | Non-Competitive | Non-Competitive | Non-Competitive | 4 | 4 | 4 | 4 | 4 | 4 | 4 | 4 | 4 | 4 | 4 | 4 | 4 | 4 | 4
DFPPHOL5 144T132_1 TO_FROM | DFPPHOL5 | 144T132_1 | 132 | 2 | 2 | L_HALLET8_1Y | L_FLATON8_1Y | TO_FROM | 73521.13 | -0.0227 | 0.03377 | -0.5148 | 0.12122 | 207.0027 | -8.368 | 0 | 7029.737 | 1053.842 | Competitive | 0 | 1 | 1 | 1 | 1 | 1 | 1 | Non-Competitive | Competitive | Competitive | Competitive | Competitive | 2 | 2 | 3 | 0 | 0 | 0 | 0 | 0 | 0 | 0 | 0 | 0 | 0 | 0 | 0
DFPPHOL5 155T217_1 FROM_TO | DFPPHOL5 | 155T217_1 | 382 | 2 | 2 | L_BELLSO8_1Y | PETERS__138B | FROM_TO | 73521.13 | -0.09432 | 0.10036 | -0.36851 | 0.3643 | 1128.385 | 2.9453 | 0 | 3542.818 | 2372.952 | Competitive | 0 | 0 | 0 | 1 | 1 | 1 | 1 | Non-Competitive | Non-Competitive | Non-Competitive | Competitive | Competitive | 84 | 84 | 134 | 84 | 84 | 134 | 84 | 84 | 134 | 0 | 0 | 0 | 0 | 0 | 0
DFPPHOL5 155T217_1 TO_FROM | DFPPHOL5 | 155T217_1 | 382 | 2 | 2 | L_BELLSO8_1Y | PETERS__138B | TO_FROM | 73521.13 | -0.10036 | 0.094316 | -0.3643 | 0.36851 | 465.3751 | -859.088 | 0 | 2372.952 | 3542.818 | Competitive | 0 | 0 | 0 | 0 | 0 | 1 | 1 | Non-Competitive | Non-Competitive | Non-Competitive | Non-Competitive | Non-Competitive | 43 | 67 | 76 | 43 | 67 | 76 | 43 | 67 | 76 | 43 | 67 | 76 | 43 | 67 | 76
DFPPHOL5 192T175_1 FROM_TO | DFPPHOL5 | 192T175_1 | 132 | 2 | 2 | L_WINCHE8_1Y | L_SMITHV8_1Y | FROM_TO | 73521.13 | -0.06215 | 0.11559 | -0.44122 | 0.12083 | 141.2783 | -72.9823 | 0 | 8256.963 | 10000 | Competitive | 0 | 0 | 0 | 0 | 0 | 1 | 1 | Non-Competitive | Non-Competitive | Non-Competitive | Non-Competitive | Non-Competitive | 3 | 3 | 3 | 3 | 3 | 3 | 3 | 3 | 3 | 3 | 3 | 3 | 3 | 3 | 3
DFPPHOL5 192T175_1 TO_FROM | DFPPHOL5 | 192T175_1 | 132 | 2 | 2 | L_WINCHE8_1Y | L_SMITHV8_1Y | TO_FROM | 73521.13 | -0.11559 | 0.062148 | -0.12083 | 0.44122 | 134.5708 | -90.0455 | 0 | 10000 | 8256.963 | Competitive | 0 | 0 | 0 | 0 | 0 | 1 | 1 | Non-Competitive | Non-Competitive | Non-Competitive | Non-Competitive | Non-Competitive | 7 | 9 | 9 | 7 | 9 | 9 | 7 | 9 | 9 | 7 | 9 | 9 | 7 | 9 | 9
DFPPHOL5 2T182_1 FROM_TO | DFPPHOL5 | 2T182_1 | 1135 | 2 | 2 | L_AUSTRO5_1Y | L_GARFIE5_1Y | FROM_TO | 73521.13 | -0.53169 | 0.25459 | -0.53169 | 0.27416 | 2688.373 | -368.418 | 0 | 2068.922 | 3515.511 | Competitive | 0 | 0 | 0 | 0 | 0 | 1 | 1 | Non-Competitive | Non-Competitive | Non-Competitive | Non-Competitive | Non-Competitive | 35 | 51 | 81 | 35 | 51 | 81 | 35 | 51 | 81 | 35 | 51 | 81 | 35 | 51 | 81
DFPPHOL5 2T182_1 TO_FROM | DFPPHOL5 | 2T182_1 | 1135 | 2 | 2 | L_AUSTRO5_1Y | L_GARFIE5_1Y | TO_FROM | 73521.13 | -0.25459 | 0.53169 | -0.27416 | 0.53169 | 1152.003 | -1199.28 | 0 | 3515.511 | 2068.922 | Competitive | 0 | 0 | 0 | 1 | 1 | 1 | 1 | Non-Competitive | Non-Competitive | Non-Competitive | Competitive | Competitive | 63 | 63 | 154 | 63 | 63 | 154 | 63 | 63 | 154 | 0 | 0 | 0 | 0 | 0 | 0
DFPPHOL5 357T544_1 FROM_TO | DFPPHOL5 | 357T544_1 | 38 | 2 | 2 | L_COLUMB9_1Y | L_STAFHI9_1Y | FROM_TO | 73521.13 | -0.02213 | 0.018319 | -0.59921 | 0.3028 | 153.1858 | -60.8769 | 0 | 6433.776 | 2453.928 | Competitive | 0 | 0 | 0 | 1 | 1 | 1 | 1 | Non-Competitive | Non-Competitive | Non-Competitive | Competitive | Competitive | 6 | 7 | 7 | 6 | 7 | 7 | 6 | 7 | 7 | 0 | 0 | 0 | 0 | 0 | 0
DFPPHOL5 357T544_1 TO_FROM | DFPPHOL5 | 357T544_1 | 38 | 2 | 2 | L_COLUMB9_1Y | L_STAFHI9_1Y | TO_FROM | 73521.13 | -0.01832 | 0.022129 | -0.3028 | 0.59921 | 80.931 | -108.854 | 0 | 2453.928 | 6433.776 | Competitive | 0 | 0 | 0 | 0 | 0 | 1 | 0 | Non-Competitive | Non-Competitive | Non-Competitive | Non-Competitive | Non-Competitive | 0 | 0 | 0 | 0 | 0 | 0 | 0 | 0 | 0 | 0 | 0 | 0 | 0 | 0 | 0
DFPPHOL5 FAYETT_6AT2 FROM_TO | DFPPHOL5 | FAYETT_6AT2 | 685 | 2 | 2 | L_FAYETT5_1Y | L_FAYETT8_1Y | FROM_TO | 73521.13 | -0.22256 | 0.17516 | -0.48105 | 0.25008 | 1058.99 | 56.4453 | 0 | 5124.331 | 7213.881 | Competitive | 0 | 0 | 0 | 0 | 0 | 1 | 1 | Non-Competitive | Non-Competitive | Non-Competitive | Non-Competitive | Non-Competitive | 7 | 13 | 25 | 7 | 13 | 25 | 7 | 13 | 25 | 7 | 13 | 25 | 7 | 13 | 25
DFPPHOL5 FAYETT_6AT2 TO_FROM | DFPPHOL5 | FAYETT_6AT2 | 685 | 2 | 2 | L_FAYETT5_1Y | L_FAYETT8_1Y | TO_FROM | 73521.13 | -0.17516 | 0.22256 | -0.25008 | 0.48105 | 117.637 | -828.413 | 0 | 7213.881 | 5124.331 | Competitive | 0 | 0 | 0 | 0 | 0 | 1 | 1 | Non-Competitive | Non-Competitive | Non-Competitive | Non-Competitive | Non-Competitive | 8 | 8 | 8 | 8 | 8 | 8 | 8 | 8 | 8 | 8 | 8 | 8 | 8 | 8 | 8
DFRAKI28 P5_X1_1 FROM_TO | DFRAKI28 | P5_X1_1 | 326 | 2 | 2 | HUNT_LN | MEDINABS | FROM_TO | 73521.13 | -0.27592 | 0.01712 | -0.43741 | 0.14108 | 335.6606 | 177.2078 | 0 | 3571.841 | 9776.711 | Competitive | 0 | 0 | 0 | 0 | 0 | 1 | 1 | Non-Competitive | Non-Competitive | Non-Competitive | Non-Competitive | Non-Competitive | 15 | 15 | 15 | 15 | 15 | 15 | 15 | 15 | 15 | 15 | 15 | 15 | 15 | 15 | 15
DFRAKI28 P5_X1_1 TO_FROM | DFRAKI28 | P5_X1_1 | 326 | 2 | 2 | HUNT_LN | MEDINABS | TO_FROM | 73521.13 | -0.01712 | 0.27592 | -0.14108 | 0.43741 | 139.3936 | -304.732 | 0 | 9776.711 | 3571.841 | Competitive | 0 | 0 | 0 | 0 | 0 | 1 | 0 | Non-Competitive | Non-Competitive | Non-Competitive | Non-Competitive | Non-Competitive | 0 | 0 | 0 | 0 | 0 | 0 | 0 | 0 | 0 | 0 | 0 | 0 | 0 | 0 | 0
DGABBEL8 1661__B FROM_TO | DGABBEL8 | 1661__B | 335 | 10 | 10 | HUTTOSS1_8 | RNDRCKNE1_8 | FROM_TO | 73521.13 | -0.09531 | 0.021234 | -0.48602 | 0.23508 | 862.6647 | 114.1209 | 0 | 1344.107 | 5360.382 | Competitive | 0 | 0 | 0 | 0 | 0 | 1 | 1 | Non-Competitive | Non-Competitive | Non-Competitive | Non-Competitive | Non-Competitive | 43 | 43 | 46 | 43 | 43 | 46 | 43 | 43 | 46 | 43 | 43 | 46 | 43 | 43 | 46
DGABBEL8 1661__B TO_FROM | DGABBEL8 | 1661__B | 335 | 10 | 10 | HUTTOSS1_8 | RNDRCKNE1_8 | TO_FROM | 73521.13 | -0.02123 | 0.09531 | -0.23508 | 0.48602 | 79.5542 | -539.774 | 0 | 5360.382 | 1344.107 | Competitive | 0 | 1 | 1 | 1 | 1 | 1 | 1 | Non-Competitive | Competitive | Competitive | Competitive | Competitive | 14 | 27 | 51 | 0 | 0 | 0 | 0 | 0 | 0 | 0 | 0 | 0 | 0 | 0 | 0
DGALRIV8 227T256_1 FROM_TO | DGALRIV8 | 227T256_1 | 224 | 2 | 2 | L_LAGOVI8_1Y | L_MARSFO8_1Y | FROM_TO | 73521.13 | -0.07116 | 0.20474 | -0.07116 | 0.64182 | 12.4069 | -192.729 | 0 | 10000 | 10000 | Competitive | 0 | 0 | 0 | 0 | 0 | 1 | 1 | Non-Competitive | Non-Competitive | Non-Competitive | Non-Competitive | Non-Competitive | 3 | 3 | 3 | 3 | 3 | 3 | 3 | 3 | 3 | 3 | 3 | 3 | 3 | 3 | 3
DGALRIV8 227T256_1 TO_FROM | DGALRIV8 | 227T256_1 | 224 | 2 | 2 | L_LAGOVI8_1Y | L_MARSFO8_1Y | TO_FROM | 73521.13 | -0.20474 | 0.071159 | -0.64182 | 0.071159 | 221.0734 | 28.7788 | 0 | 10000 | 10000 | Competitive | 0 | 0 | 0 | 0 | 0 | 1 | 1 | Non-Competitive | Non-Competitive | Non-Competitive | Non-Competitive | Non-Competitive | 7 | 7 | 7 | 7 | 7 | 7 | 7 | 7 | 7 | 7 | 7 | 7 | 7 | 7 | 7
DGALRIV8 GABRIE_9AT1 FROM_TO | DGALRIV8 | GABRIE_9AT1 | 49 | 2 | 2 | L_GABRIE9_1Y | L_GABRIE8_1Y | FROM_TO | 73521.13 | -0.00264 | 0.00258 | -0.05567 | 0.64427 | 38.3265 | -16.4614 | 0 | 1420.205 | 1334.875 | Competitive | 0 | 1 | 1 | 1 | 1 | 1 | 0 | Non-Competitive | Non-Competitive | Non-Competitive | Non-Competitive | Non-Competitive | 0 | 0 | 0 | 0 | 0 | 0 | 0 | 0 | 0 | 0 | 0 | 0 | 0 | 0 | 0
DGALRIV8 GABRIE_9AT1 TO_FROM | DGALRIV8 | GABRIE_9AT1 | 49 | 2 | 2 | L_GABRIE9_1Y | L_GABRIE8_1Y | TO_FROM | 73521.13 | -0.00258 | 0.002636 | -0.64427 | 0.055669 | 31.5748 | -11.4407 | 0 | 1334.875 | 1420.205 | Competitive | 0 | 1 | 1 | 1 | 1 | 1 | 0 | Non-Competitive | Non-Competitive | Non-Competitive | Non-Competitive | Non-Competitive | 0 | 0 | 0 | 0 | 0 | 0 | 0 | 0 | 0 | 0 | 0 | 0 | 0 | 0 | 0
DGARHIC8 AUSTRO_AT1H FROM_TO | DGARHIC8 | AUSTRO_AT1H | 480 | 2 | 2 | L_AUSTRO5_1Y | AUSTRO1_1KV | FROM_TO | 73521.13 | -0.2386 | 0.052763 | -0.33608 | 0.063922 | 693.2742 | 284.0526 | 0 | 3838.584 | 5582.635 | Non-Competi | 0 | 0 | 0 | 0 | 0 | 1 | 1 | Non-Competitive | Non-Competitive | Non-Competitive | Non-Competitive | Non-Competitive | 35 | 35 | 36 | 35 | 35 | 36 | 35 | 35 | 36 | 35 | 35 | 36 | 35 | 35 | 36
DGARHIC8 AUSTRO_AT1H TO_FROM | DGARHIC8 | AUSTRO_AT1H | 480 | 2 | 2 | L_AUSTRO5_1Y | AUSTRO1_1KV | TO_FROM | 73521.13 | -0.05276 | 0.2386 | -0.06392 | 0.33608 | -35.835 | -645.374 | 0 | 5582.635 | 3838.584 | Competitive | 0 | 0 | 0 | 0 | 0 | 1 | 1 | Non-Competitive | Non-Competitive | Non-Competitive | Non-Competitive | Non-Competitive | 11 | 11 | 11 | 11 | 11 | 11 | 11 | 11 | 11 | 11 | 11 | 11 | 11 | 11 | 11
DGARHIC8 AUSTRO_AT2H FROM_TO | DGARHIC8 | AUSTRO_AT2H | 480 | 2 | 2 | L_AUSTRO5_1Y | AUSTRO2_1KV | FROM_TO | 73521.13 | -0.23383 | 0.051709 | -0.28017 | 0.062645 | 679.4137 | 278.3721 | 0 | 3838.584 | 5582.645 | Non-Competi | 0 | 0 | 0 | 0 | 0 | 1 | 1 | Non-Competitive | Non-Competitive | Non-Competitive | Non-Competitive | Non-Competitive | 35 | 35 | 36 | 35 | 35 | 36 | 35 | 35 | 36 | 35 | 35 | 36 | 35 | 35 | 36
DGARHIC8 AUSTRO_AT2H TO_FROM | DGARHIC8 | AUSTRO_AT2H | 480 | 2 | 2 | L_AUSTRO5_1Y | AUSTRO2_1KV | TO_FROM | 73521.13 | -0.05171 | 0.23383 | -0.06264 | 0.28017 | -35.1149 | -632.471 | 0 | 5582.645 | 3838.584 | Competitive | 0 | 0 | 0 | 0 | 0 | 1 | 1 | Non-Competitive | Non-Competitive | Non-Competitive | Non-Competitive | Non-Competitive | 11 | 11 | 11 | 11 | 11 | 11 | 11 | 11 | 11 | 11 | 11 | 11 | 11 | 11 | 11
DGARHIC8 CKT_920_1 FROM_TO | DGARHIC8 | CKT_920_1 | 480 | 2 | 2 | DECK_MB3 | AUSTROP | FROM_TO | 73521.13 | -0.12745 | 0.15768 | -0.16564 | 0.15768 | 32.8422 | -459.865 | 0 | 9015.148 | 5523.289 | Competitive | 0 | 0 | 0 | 0 | 0 | 1 | 1 | Non-Competitive | Non-Competitive | Non-Competitive | Non-Competitive | Non-Competitive | 14 | 19 | 19 | 14 | 19 | 19 | 14 | 19 | 19 | 14 | 19 | 19 | 14 | 19 | 19
DGARHIC8 CKT_920_1 TO_FROM | DGARHIC8 | CKT_920_1 | 480 | 2 | 2 | DECK_MB3 | AUSTROP | TO_FROM | 73521.13 | -0.15768 | 0.12745 | -0.15768 | 0.16564 | 533.4597 | 216.9505 | 0 | 5523.289 | 9015.148 | Competitive | 0 | 0 | 0 | 0 | 0 | 1 | 1 | Non-Competitive | Non-Competitive | Non-Competitive | Non-Competitive | Non-Competitive | 14 | 28 | 28 | 14 | 28 | 28 | 14 | 28 | 28 | 14 | 28 | 28 | 14 | 28 | 28
DGARHIC8 CKT_943_1 FROM_TO | DGARHIC8 | CKT_943_1 | 480 | 2 | 2 | LYTTON13 | PILOT_KB | FROM_TO | 73521.13 | -0.16259 | 0.028715 | -0.25995 | 0.13975 | 615.5291 | 159.427 | 0 | 810.992 | 8466.251 | Competitive | 0 | 0 | 0 | 0 | 0 | 1 | 1 | Non-Competitive | Non-Competitive | Non-Competitive | Non-Competitive | Non-Competitive | 14 | 28 | 28 | 14 | 28 | 28 | 14 | 28 | 28 | 14 | 28 | 28 | 14 | 28 | 28
DGARHIC8 CKT_943_1 TO_FROM | DGARHIC8 | CKT_943_1 | 480 | 2 | 2 | LYTTON13 | PILOT_KB | TO_FROM | 73521.13 | -0.02871 | 0.16259 | -0.13975 | 0.25994 | 78.2317 | -532.75 | 0 | 8466.251 | 810.992 | Competitive | 1 | 1 | 1 | 1 | 1 | 1 | 1 | Competitive | Competitive | Competitive | Competitive | Competitive | 0 | 0 | 0 | 0 | 0 | 0 | 0 | 0 | 0 | 0 | 0 | 0 | 0 | 0 | 0
DGARLYT5 AUSTRO_AT1H FROM_TO | DGARLYT5 | AUSTRO_AT1H | 480 | 2 | 2 | L_AUSTRO5_1Y | AUSTRO1_1KV | FROM_TO | 73521.13 | -0.21385 | 0.072341 | -0.31177 | 0.089659 | 874.5321 | 101.8762 | 0 | 3293.311 | 5058.241 | Competitive | 0 | 0 | 0 | 0 | 0 | 1 | 1 | Non-Competitive | Non-Competitive | Non-Competitive | Non-Competitive | Non-Competitive | 35 | 35 | 36 | 35 | 35 | 36 | 35 | 35 | 36 | 35 | 35 | 36 | 35 | 35 | 36
DGARLYT5 AUSTRO_AT1H TO_FROM | DGARLYT5 | AUSTRO_AT1H | 480 | 2 | 2 | L_AUSTRO5_1Y | AUSTRO1_1KV | TO_FROM | 73521.13 | -0.07234 | 0.21385 | -0.08966 | 0.31177 | 99.6137 | -799.707 | 0 | 5058.241 | 3293.311 | Competitive | 0 | 0 | 0 | 0 | 0 | 1 | 1 | Non-Competitive | Non-Competitive | Non-Competitive | Non-Competitive | Non-Competitive | 11 | 13 | 13 | 11 | 13 | 13 | 11 | 13 | 13 | 11 | 13 | 13 | 11 | 13 | 13
DGARLYT5 GARFIELD_AT2 FROM_TO | DGARLYT5 | GARFIELD_AT2 | 480 | 2 | 2 | GARFIELD | GARFIE34 | FROM_TO | 73521.13 | -0.09719 | 0.091263 | -0.09769 | 0.24896 | 36.3491 | -597.717 | 0 | 7777.173 | 5625.719 | Competitive | 0 | 0 | 0 | 0 | 0 | 1 | 1 | Non-Competitive | Non-Competitive | Non-Competitive | Non-Competitive | Non-Competitive | 8 | 8 | 8 | 8 | 8 | 8 | 8 | 8 | 8 | 8 | 8 | 8 | 8 | 8 | 8
DGARLYT5 GARFIELD_AT2 TO_FROM | DGARLYT5 | GARFIELD_AT2 | 480 | 2 | 2 | GARFIELD | GARFIE34 | TO_FROM | 73521.13 | -0.09126 | 0.09719 | -0.24896 | 0.097687 | 670.8355 | 89.5282 | 0 | 5625.719 | 7777.173 | Competitive | 0 | 0 | 0 | 0 | 0 | 1 | 1 | Non-Competitive | Non-Competitive | Non-Competitive | Non-Competitive | Non-Competitive | 28 | 28 | 28 | 28 | 28 | 28 | 28 | 28 | 28 | 28 | 28 | 28 | 28 | 28 | 28
DGAVPDS8 3070__C FROM_TO | DGAVPDS8 | 3070__C | 166 | 8 | 8 | MDLTM1_8 | ENETOH1_8 | FROM_TO | 73521.13 | 0 | 0.000803 | -0.9992 | 0.000803 | 59.0417 | 59.034 | 0 | 696.487 | 0 | Competitive | 1 | 1 | 1 | 1 | 1 | 1 | 0 | Non-Competitive | Non-Competitive | Non-Competitive | Non-Competitive | Non-Competitive | 0 | 0 | 0 | 0 | 0 | 0 | 0 | 0 | 0 | 0 | 0 | 0 | 0 | 0 | 0
DGAVPDS8 3070__C TO_FROM | DGAVPDS8 | 3070__C | 166 | 8 | 8 | MDLTM1_8 | ENETOH1_8 | TO_FROM | 73521.13 | -0.0008 | 0 | -0.0008 | 0.9992 | -59.0417 | -59.034 | 0 | 0 | 696.487 | Competitive | 1 | 1 | 1 | 1 | 1 | 1 | 0 | Non-Competitive | Non-Competitive | Non-Competitive | Non-Competitive | Non-Competitive | 0 | 0 | 0 | 0 | 0 | 0 | 0 | 0 | 0 | 0 | 0 | 0 | 0 | 0 | 0
DGAVPDS8 3410__A FROM_TO | DGAVPDS8 | 3410__A | 185 | 8 | 8 | ELEVEE_E8 | REAGAN2_8 | FROM_TO | 73521.13 | 0 | 0.001052 | -0.99895 | 0.001052 | 77.387 | 77.377 | 0 | 696.487 | 0 | Competitive | 1 | 1 | 1 | 1 | 1 | 1 | 0 | Non-Competitive | Non-Competitive | Non-Competitive | Non-Competitive | Non-Competitive | 0 | 0 | 0 | 0 | 0 | 0 | 0 | 0 | 0 | 0 | 0 | 0 | 0 | 0 | 0
DGAVPDS8 3410__A TO_FROM | DGAVPDS8 | 3410__A | 185 | 8 | 8 | ELEVEE_E8 | REAGAN2_8 | TO_FROM | 73521.13 | -0.00105 | 0 | -0.00105 | 0.99895 | -77.387 | -77.377 | 0 | 0 | 696.487 | Competitive | 1 | 1 | 1 | 1 | 1 | 1 | 0 | Non-Competitive | Non-Competitive | Non-Competitive | Non-Competitive | Non-Competitive | 0 | 0 | 0 | 0 | 0 | 0 | 0 | 0 | 0 | 0 | 0 | 0 | 0 | 0 | 0
DGBY_GS8 BG_GV_46_A FROM_TO | DGBY_GS8 | BG_GV_46_A | 108 | 5 | 5 | GARDEN__69A | BLOGET469000 | FROM_TO | 73521.13 | -0.00611 | 0.016161 | -0.40043 | 0.11295 | 85.0833 | -19.3561 | 0 | 2449.772 | 8169.364 | Competitive | 0 | 0 | 0 | 0 | 0 | 1 | 0 | Non-Competitive | Non-Competitive | Non-Competitive | Non-Competitive | Non-Competitive | 0 | 0 | 0 | 0 | 0 | 0 | 0 | 0 | 0 | 0 | 0 | 0 | 0 | 0 | 0
DGBY_GS8 BG_GV_46_A TO_FROM | DGBY_GS8 | BG_GV_46_A | 108 | 5 | 5 | GARDEN__69A | BLOGET469000 | TO_FROM | 73521.13 | -0.01616 | 0.006114 | -0.11294 | 0.40043 | 30.8838 | -52.8357 | 0 | 8169.364 | 2449.772 | Competitive | 0 | 0 | 0 | 1 | 1 | 1 | 0 | Non-Competitive | Non-Competitive | Non-Competitive | Non-Competitive | Non-Competitive | 0 | 0 | 0 | 0 | 0 | 0 | 0 | 0 | 0 | 0 | 0 | 0 | 0 | 0 | 0
DGBY_GS8 GT_MID90_A FROM_TO | DGBY_GS8 | GT_MID90_A | 229 | 5 | 5 | GARROT__138B | 47708 | FROM_TO | 73521.13 | -0.11077 | 0.068606 | -0.57803 | 0.13068 | 400.4298 | 12.141 | 0 | 7369.314 | 3472.759 | Competitive | 0 | 0 | 0 | 0 | 0 | 1 | 1 | Non-Competitive | Non-Competitive | Non-Competitive | Non-Competitive | Non-Competitive | 18 | 18 | 25 | 18 | 18 | 25 | 18 | 18 | 25 | 18 | 18 | 25 | 18 | 18 | 25
DGBY_GS8 GT_MID90_A TO_FROM | DGBY_GS8 | GT_MID90_A | 229 | 5 | 5 | GARROT__138B | 47708 | TO_FROM | 73521.13 | -0.06861 | 0.11077 | -0.13068 | 0.57803 | 131.7823 | -328.51 | 0 | 3472.759 | 7369.314 | Competitive | 0 | 0 | 0 | 0 | 0 | 1 | 1 | Non-Competitive | Non-Competitive | Non-Competitive | Non-Competitive | Non-Competitive | 7 | 7 | 7 | 7 | 7 | 7 | 7 | 7 | 7 | 7 | 7 | 7 | 7 | 7 | 7
DGBY_KG5 GBY_AT2 FROM_TO | DGBY_KG5 | GBY_AT2 | 504 | 2 | 2 | GRNBYU__345A | 49128_STAR | FROM_TO | 73521.13 | -0.11958 | 0.37892 | -0.23602 | 0.37892 | 525.0474 | -54.3872 | 0 | 5716.037 | 5518.573 | Competitive | 0 | 0 | 0 | 0 | 0 | 1 | 1 | Non-Competitive | Non-Competitive | Non-Competitive | Non-Competitive | Non-Competitive | 9 | 9 | 27 | 9 | 9 | 27 | 9 | 9 | 27 | 9 | 9 | 27 | 9 | 9 | 27
DGBY_KG5 GBY_AT2 TO_FROM | DGBY_KG5 | GBY_AT2 | 504 | 2 | 2 | GRNBYU__345A | 49128_STAR | TO_FROM | 73521.13 | -0.37892 | 0.11958 | -0.37892 | 0.23602 | 177.3647 | -241.651 | 0 | 5518.573 | 5716.037 | Competitive | 0 | 0 | 0 | 0 | 0 | 1 | 1 | Non-Competitive | Non-Competitive | Non-Competitive | Non-Competitive | Non-Competitive | 5 | 6 | 6 | 5 | 6 | 6 | 5 | 6 | 6 | 5 | 6 | 6 | 5 | 6 | 6
DGBY_KG5 GBY_AT2L FROM_TO | DGBY_KG5 | GBY_AT2L | 504 | 2 | 2 | GRNBYU__138C | 49128_STAR | FROM_TO | 73521.13 | -0.37892 | 0.11958 | -0.80327 | 0.23602 | 177.3647 | -241.651 | 0 | 5518.573 | 5716.037 | Competitive | 0 | 0 | 0 | 0 | 0 | 1 | 1 | Non-Competitive | Non-Competitive | Non-Competitive | Non-Competitive | Non-Competitive | 5 | 6 | 6 | 5 | 6 | 6 | 5 | 6 | 6 | 5 | 6 | 6 | 5 | 6 | 6
DGBY_KG5 GBY_AT2L TO_FROM | DGBY_KG5 | GBY_AT2L | 504 | 2 | 2 | GRNBYU__138C | 49128_STAR | TO_FROM | 73521.13 | -0.11958 | 0.37892 | -0.23602 | 0.80327 | 525.0474 | -54.3872 | 0 | 5716.037 | 5518.573 | Competitive | 0 | 0 | 0 | 0 | 0 | 1 | 1 | Non-Competitive | Non-Competitive | Non-Competitive | Non-Competitive | Non-Competitive | 9 | 9 | 27 | 9 | 9 | 27 | 9 | 9 | 27 | 9 | 9 | 27 | 9 | 9 | 27
DGIBJK_5 240__A FROM_TO | DGIBJK_5 | 240__A | 1435 | 2 | 2 | JEWETT_S5 | SNGLTN_345 | FROM_TO | 73521.13 | -0.21936 | 0.14308 | -0.22347 | 0.21521 | 4831.779 | 148.6658 | 0 | 1493.739 | 1910.65 | Competitive | 0 | 0 | 1 | 1 | 1 | 1 | 1 | Non-Competitive | Non-Competitive | Competitive | Competitive | Competitive | 85 | 99 | 150 | 85 | 99 | 150 | 0 | 0 | 0 | 0 | 0 | 0 | 0 | 0 | 0
DGIBJK_5 240__A TO_FROM | DGIBJK_5 | 240__A | 1435 | 2 | 2 | JEWETT_S5 | SNGLTN_345 | TO_FROM | 73521.13 | -0.14308 | 0.21936 | -0.21521 | 0.22347 | 2169.782 | -1553.09 | 0 | 1910.65 | 1493.739 | Competitive | 0 | 1 | 1 | 1 | 1 | 1 | 1 | Non-Competitive | Competitive | Competitive | Competitive | Competitive | 43 | 130 | 139 | 0 | 0 | 0 | 0 | 0 | 0 | 0 | 0 | 0 | 0 | 0 | 0
DGIBJK_5 260_A_1 FROM_TO | DGIBJK_5 | 260_A_1 | 1435 | 2 | 2 | JEWETT_N5 | SNGLTN_345 | FROM_TO | 73521.13 | -0.21598 | 0.15129 | -0.22003 | 0.21391 | 4780.706 | 95.7084 | 0 | 1620.736 | 1914.729 | Competitive | 0 | 0 | 1 | 1 | 1 | 1 | 1 | Non-Competitive | Non-Competitive | Competitive | Competitive | Competitive | 85 | 99 | 150 | 85 | 99 | 150 | 0 | 0 | 0 | 0 | 0 | 0 | 0 | 0 | 0
DGIBJK_5 260_A_1 TO_FROM | DGIBJK_5 | 260_A_1 | 1435 | 2 | 2 | JEWETT_N5 | SNGLTN_345 | TO_FROM | 73521.13 | -0.15129 | 0.21598 | -0.21391 | 0.22003 | 2292.764 | -1488.41 | 0 | 1914.729 | 1620.736 | Competitive | 0 | 0 | 1 | 1 | 1 | 1 | 1 | Non-Competitive | Non-Competitive | Competitive | Competitive | Competitive | 43 | 130 | 139 | 43 | 130 | 139 | 0 | 0 | 0 | 0 | 0 | 0 | 0 | 0 | 0
DGIBSNG5 240__A FROM_TO | DGIBSNG5 | 240__A | 1435 | 2 | 2 | JEWETT_S5 | SNGLTN_345 | FROM_TO | 73521.13 | -0.23803 | 0.14332 | -0.24249 | 0.21378 | 5062.36 | 226.8006 | 0 | 1451.763 | 2104.255 | Competitive | 0 | 0 | 0 | 1 | 1 | 1 | 1 | Non-Competitive | Non-Competitive | Non-Competitive | Competitive | Competitive | 85 | 99 | 150 | 85 | 99 | 150 | 85 | 99 | 150 | 0 | 0 | 0 | 0 | 0 | 0
DGIBSNG5 240__A TO_FROM | DGIBSNG5 | 240__A | 1435 | 2 | 2 | JEWETT_S5 | SNGLTN_345 | TO_FROM | 73521.13 | -0.14332 | 0.23802 | -0.21378 | 0.24249 | 2272.644 | -1655.85 | 0 | 2104.255 | 1451.763 | Competitive | 0 | 1 | 1 | 1 | 1 | 1 | 1 | Non-Competitive | Competitive | Competitive | Competitive | Competitive | 43 | 130 | 139 | 0 | 0 | 0 | 0 | 0 | 0 | 0 | 0 | 0 | 0 | 0 | 0
DGIBSNG5 260_A_1 FROM_TO | DGIBSNG5 | 260_A_1 | 1435 | 2 | 2 | JEWETT_N5 | SNGLTN_345 | FROM_TO | 73521.13 | -0.23691 | 0.15205 | -0.24136 | 0.21544 | 5057.281 | 172.7284 | 0 | 1546.839 | 2104.701 | Competitive | 0 | 0 | 0 | 1 | 1 | 1 | 1 | Non-Competitive | Non-Competitive | Non-Competitive | Competitive | Competitive | 85 | 99 | 150 | 85 | 99 | 150 | 85 | 99 | 150 | 0 | 0 | 0 | 0 | 0 | 0
DGIBSNG5 260_A_1 TO_FROM | DGIBSNG5 | 260_A_1 | 1435 | 2 | 2 | JEWETT_N5 | SNGLTN_345 | TO_FROM | 73521.13 | -0.15205 | 0.23691 | -0.21545 | 0.24136 | 2408.107 | -1610.43 | 0 | 2104.701 | 1546.839 | Competitive | 0 | 0 | 1 | 1 | 1 | 1 | 1 | Non-Competitive | Non-Competitive | Competitive | Competitive | Competitive | 43 | 130 | 146 | 43 | 130 | 146 | 0 | 0 | 0 | 0 | 0 | 0 | 0 | 0 | 0
DGREPA28 K2_P3_1 FROM_TO | DGREPA28 | K2_P3_1 | 478 | 2 | 2 | NACDCHES | SKYLIN3_8 | FROM_TO | 73521.13 | -0.01578 | 0.25596 | -0.15254 | 0.61816 | -122.489 | -689.054 | 0 | 9970.957 | 799.696 | Competitive | 1 | 1 | 1 | 1 | 1 | 1 | 0 | Non-Competitive | Non-Competitive | Non-Competitive | Non-Competitive | Non-Competitive | 0 | 0 | 0 | 0 | 0 | 0 | 0 | 0 | 0 | 0 | 0 | 0 | 0 | 0 | 0
DGREPA28 K2_P3_1 TO_FROM | DGREPA28 | K2_P3_1 | 478 | 2 | 2 | NACDCHES | SKYLIN3_8 | TO_FROM | 73521.13 | -0.25596 | 0.015782 | -0.61816 | 0.15254 | 722.5694 | 598.4058 | 0 | 799.696 | 9970.957 | Non-Competi | 0 | 0 | 0 | 0 | 0 | 0 | 1 | Non-Competitive | Non-Competitive | Non-Competitive | Non-Competitive | Non-Competitive | 15 | 15 | 15 | 15 | 15 | 15 | 15 | 15 | 15 | 15 | 15 | 15 | 15 | 15 | 15
DGREPAR8 K2_P3_1 FROM_TO | DGREPAR8 | K2_P3_1 | 478 | 2 | 2 | NACDCHES | SKYLIN3_8 | FROM_TO | 73521.13 | -0.02387 | 0.21243 | -0.1795 | 0.57285 | -117.499 | -584.324 | 0 | 10000 | 1911.512 | Competitive | 0 | 0 | 1 | 1 | 1 | 1 | 1 | Non-Competitive | Non-Competitive | Competitive | Competitive | Competitive | 2 | 2 | 2 | 2 | 2 | 2 | 0 | 0 | 0 | 0 | 0 | 0 | 0 | 0 | 0
DGREPAR8 K2_P3_1 TO_FROM | DGREPAR8 | K2_P3_1 | 478 | 2 | 2 | NACDCHES | SKYLIN3_8 | TO_FROM | 73521.13 | -0.21243 | 0.023865 | -0.57285 | 0.1795 | 610.2091 | 507.3994 | 0 | 1911.512 | 10000 | Non-Competi | 0 | 0 | 0 | 0 | 0 | 0 | 1 | Non-Competitive | Non-Competitive | Non-Competitive | Non-Competitive | Non-Competitive | 15 | 15 | 15 | 15 | 15 | 15 | 15 | 15 | 15 | 15 | 15 | 15 | 15 | 15 | 15
DGRSLNC5 35090__A FROM_TO | DGRSLNC5 | 35090__A | 1621 | 2 | 2 | BROWN_5 | KILL_SS__5 | FROM_TO | 73521.13 | -0.03803 | 0.15488 | -0.0956 | 0.19421 | 1662.442 | -839.67 | 0 | 863.907 | 837.1 | Competitive | 1 | 1 | 1 | 1 | 1 | 1 | 1 | Competitive | Competitive | Competitive | Competitive | Competitive | 0 | 0 | 0 | 0 | 0 | 0 | 0 | 0 | 0 | 0 | 0 | 0 | 0 | 0 | 0
DGRSLNC5 35090__A TO_FROM | DGRSLNC5 | 35090__A | 1621 | 2 | 2 | BROWN_5 | KILL_SS__5 | TO_FROM | 73521.13 | -0.15489 | 0.038029 | -0.19421 | 0.095603 | 1206.343 | -947.552 | 0 | 837.1 | 863.907 | Competitive | 1 | 1 | 1 | 1 | 1 | 1 | 1 | Competitive | Competitive | Competitive | Competitive | Competitive | 0 | 0 | 0 | 0 | 0 | 0 | 0 | 0 | 0 | 0 | 0 | 0 | 0 | 0 | 0
DGRSLNC5 35095__A FROM_TO | DGRSLNC5 | 35095__A | 1621 | 2 | 2 | BROWN_5 | KILL_SS__5 | FROM_TO | 73521.13 | -0.03803 | 0.15488 | -0.0956 | 0.19421 | 1662.442 | -839.67 | 0 | 863.907 | 837.1 | Competitive | 1 | 1 | 1 | 1 | 1 | 1 | 1 | Competitive | Competitive | Competitive | Competitive | Competitive | 0 | 0 | 0 | 0 | 0 | 0 | 0 | 0 | 0 | 0 | 0 | 0 | 0 | 0 | 0
DGRSLNC5 35095__A TO_FROM | DGRSLNC5 | 35095__A | 1621 | 2 | 2 | BROWN_5 | KILL_SS__5 | TO_FROM | 73521.13 | -0.15489 | 0.038029 | -0.19421 | 0.095603 | 1206.343 | -947.552 | 0 | 837.1 | 863.907 | Competitive | 1 | 1 | 1 | 1 | 1 | 1 | 1 | Competitive | Competitive | Competitive | Competitive | Competitive | 0 | 0 | 0 | 0 | 0 | 0 | 0 | 0 | 0 | 0 | 0 | 0 | 0 | 0 | 0
DGRSLNC5 6365__A FROM_TO | DGRSLNC5 | 6365__A | 197 | 2 | 2 | LEONSW_8 | 6317 | FROM_TO | 73521.13 | -0.05775 | 0.13029 | -0.59511 | 0.23195 | 180.6437 | -231.991 | 0 | 4318.682 | 963.589 | Competitive | 1 | 1 | 1 | 1 | 1 | 1 | 1 | Competitive | Competitive | Competitive | Competitive | Competitive | 0 | 0 | 0 | 0 | 0 | 0 | 0 | 0 | 0 | 0 | 0 | 0 | 0 | 0 | 0
DGRSLNC5 6365__A TO_FROM | DGRSLNC5 | 6365__A | 197 | 2 | 2 | LEONSW_8 | 6317 | TO_FROM | 73521.13 | -0.13029 | 0.057746 | -0.23195 | 0.59511 | 299.2015 | -143.685 | 0 | 963.589 | 4318.682 | Competitive | 0 | 0 | 0 | 0 | 0 | 1 | 1 | Non-Competitive | Non-Competitive | Non-Competitive | Non-Competitive | Non-Competitive | 6 | 7 | 8 | 6 | 7 | 8 | 6 | 7 | 8 | 6 | 7 | 8 | 6 | 7 | 8
DGRSLNC5 6380__D FROM_TO | DGRSLNC5 | 6380__D | 154 | 2 | 2 | MURRY_P8 | PAIP4B | FROM_TO | 73521.13 | -0.12807 | 0.066559 | -0.20534 | 0.3036 | 202.261 | -255.989 | 0 | 8220.814 | 1153.38 | Competitive | 0 | 1 | 1 | 1 | 1 | 1 | 1 | Non-Competitive | Competitive | Competitive | Competitive | Competitive | 23 | 56 | 76 | 0 | 0 | 0 | 0 | 0 | 0 | 0 | 0 | 0 | 0 | 0 | 0
DGRSLNC5 6380__D TO_FROM | DGRSLNC5 | 6380__D | 154 | 2 | 2 | MURRY_P8 | PAIP4B | TO_FROM | 73521.13 | -0.06656 | 0.12807 | -0.3036 | 0.20534 | 334.52 | -123.699 | 0 | 1153.38 | 8220.814 | Competitive | 0 | 0 | 0 | 0 | 0 | 1 | 1 | Non-Competitive | Non-Competitive | Non-Competitive | Non-Competitive | Non-Competitive | 1 | 2 | 2 | 1 | 2 | 2 | 1 | 2 | 2 | 1 | 2 | 2 | 1 | 2 | 2
DGRSLNC5 651__B FROM_TO | DGRSLNC5 | 651__B | 185 | 2 | 2 | COMCHESS1_8 | COMANCHE_T8 | FROM_TO | 73521.13 | -0.13063 | 0.021652 | -0.72774 | 0.18408 | 328.7644 | 0.52653 | 0 | 882.312 | 5680.191 | Competitive | 0 | 0 | 0 | 0 | 0 | 1 | 1 | Non-Competitive | Non-Competitive | Non-Competitive | Non-Competitive | Non-Competitive | 11 | 11 | 18 | 11 | 11 | 18 | 11 | 11 | 18 | 11 | 11 | 18 | 11 | 11 | 18
DGRSLNC5 651__B TO_FROM | DGRSLNC5 | 651__B | 185 | 2 | 2 | COMCHESS1_8 | COMANCHE_T8 | TO_FROM | 73521.13 | -0.02165 | 0.13064 | -0.18408 | 0.72774 | 81.8212 | -293.855 | 0 | 5680.191 | 882.312 | Competitive | 1 | 1 | 1 | 1 | 1 | 1 | 1 | Competitive | Competitive | Competitive | Competitive | Competitive | 0 | 0 | 0 | 0 | 0 | 0 | 0 | 0 | 0 | 0 | 0 | 0 | 0 | 0 | 0
DGRSLNC5 6558__B FROM_TO | DGRSLNC5 | 6558__B | 260 | 2 | 2 | FISHERRD_8 | WCHTFLLS1_8 | FROM_TO | 73521.13 | -0.06882 | 0.036303 | -0.51781 | 0.31529 | 223.4891 | 66.137 | 0 | 4294.531 | 3277.78 | Competitive | 0 | 0 | 0 | 0 | 0 | 1 | 1 | Non-Competitive | Non-Competitive | Non-Competitive | Non-Competitive | Non-Competitive | 8 | 9 | 9 | 8 | 9 | 9 | 8 | 9 | 9 | 8 | 9 | 9 | 8 | 9 | 9
DGRSLNC5 6558__B TO_FROM | DGRSLNC5 | 6558__B | 260 | 2 | 2 | FISHERRD_8 | WCHTFLLS1_8 | TO_FROM | 73521.13 | -0.0363 | 0.068816 | -0.31529 | 0.51781 | -28.8194 | -204.924 | 0 | 3277.78 | 4294.531 | Competitive | 0 | 0 | 0 | 0 | 0 | 1 | 1 | Non-Competitive | Non-Competitive | Non-Competitive | Non-Competitive | Non-Competitive | 5 | 6 | 6 | 5 | 6 | 6 | 5 | 6 | 6 | 5 | 6 | 6 | 5 | 6 | 6
DGRSLNC5 6635__A FROM_TO | DGRSLNC5 | 6635__A | 28 | 2 | 2 | BRECK_9 | MORTNVAL_9 | FROM_TO | 73521.13 | -0.02721 | 0.013309 | -0.3038 | 0.21176 | 26.7435 | -33.1603 | 0 | 7282.226 | 10000 | Competitive | 0 | 0 | 0 | 0 | 0 | 1 | 1 | Non-Competitive | Non-Competitive | Non-Competitive | Non-Competitive | Non-Competitive | bar: 6 to 8
DGRSLNC5 6635__A TO_FROM | DGRSLNC5 | 6635__A | 28 | 2 | 2 | BRECK_9 | MORTNVAL_9 | TO_FROM | 73521.13 | -0.01331 | 0.02721 | -0.21176 | 0.3038 | 35.8557 | -13.5098 | 0 | 10000 | 7282.226 | Competitive | 0 | 0 | 0 | 0 | 0 | 1 | 0 | Non-Competitive | Non-Competitive | Non-Competitive | Non-Competitive | Non-Competitive | 0 | 0 | 0 | 0 | 0 | 0 | 0 | 0 | 0 | 0 | 0 | 0 | 0 | 0 | 0
DGRSLNC5 6635__B FROM_TO | DGRSLNC5 | 6635__B | 28 | 2 | 2 | EASTLND_T9 | LEON2_9 | FROM_TO | 73521.13 | -0.02743 | 0.01309 | -0.13206 | 0.79611 | 10.6493 | -49.2473 | 0 | 7350.228 | 10000 | Competitive | 0 | 0 | 0 | 0 | 0 | 1 | 1 | Non-Competitive | Non-Competitive | Non-Competitive | Non-Competitive | Non-Competitive | bar: 6 to 8
DGRSLNC5 6635__B TO_FROM | DGRSLNC5 | 6635__B | 28 | 2 | 2 | EASTLND_T9 | LEON2_9 | TO_FROM | 73521.13 | -0.01309 | 0.027429 | -0.79611 | 0.13206 | 51.9502 | 1.7803 | 0 | 10000 | 7350.228 | Competitive | 0 | 0 | 0 | 0 | 0 | 1 | 0 | Non-Competitive | Non-Competitive | Non-Competitive | Non-Competitive | Non-Competitive | 0 | 0 | 0 | 0 | 0 | 0 | 0 | 0 | 0 | 0 | 0 | 0 | 0 | 0 | 0
DGRSLNC5 6856__B FROM_TO | DGRSLNC5 | 6856__B | 28 | 2 | 2 | SEYMOUR_9 | BOMARTON_9 | FROM_TO | 73521.13 | 0 | 0 | 0 | 0 | 0 | 0 | 0 | 0 | 0 | Competitive | 1 | 1 | 1 | 1 | 1 | 1 | 0 | Non-Competitive | Non-Competitive | Non-Competitive | Non-Competitive | Non-Competitive | 0 | 0 | 0 | 0 | 0 | 0 | 0 | 0 | 0 | 0 | 0 | 0 | 0 | 0 | 0
DGRSLNC5 6856__B TO_FROM | DGRSLNC5 | 6856__B | 28 | 2 | 2 | SEYMOUR_9 | BOMARTON_9 | TO_FROM | 73521.13 | 0 | 0 | 0 | 0 | 0 | 0 | 0 | 0 | 0 | Competitive | 1 | 1 | 1 | 1 | 1 | 1 | 0 | Non-Competitive | Non-Competitive | Non-Competitive | Non-Competitive | Non-Competitive | 0 | 0 | 0 | 0 | 0 | 0 | 0 | 0 | 0 | 0 | 0 | 0 | 0 | 0 | 0
DGRSLNC5 6880__A FROM_TO | DGRSLNC5 | 6880__A | 24 | 2 | 2 | LEON5_9 | RANGER_9 | FROM_TO | 73521.13 | 0 | 0.000216 | -0.99978 | 0.000216 | 15.8871 | 15.885 | 0 | 696.487 | 0 | Competitive | 1 | 1 | 1 | 1 | 1 | 1 | 0 | Non-Competitive | Non-Competitive | Non-Competitive | Non-Competitive | Non-Competitive | 0 | 0 | 0 | 0 | 0 | 0 | 0 | 0 | 0 | 0 | 0 | 0 | 0 | 0 | 0
DGRSLNC5 6880__A TO_FROM | DGRSLNC5 | 6880__A | 24 | 2 | 2 | LEON5_9 | RANGER_9 | TO_FROM | 73521.13 | -0.00022 | 0 | -0.00022 | 0.99978 | -15.8871 | -15.885 | 0 | 0 | 696.487 | Competitive | 1 | 1 | 1 | 1 | 1 | 1 | 0 | Non-Competitive | Non-Competitive | Non-Competitive | Non-Competitive | Non-Competitive | 0 | 0 | 0 | 0 | 0 | 0 | 0 | 0 | 0 | 0 | 0 | 0 | 0 | 0 | 0
DGRSLNC5 ABMB_OKLA1_1 FROM_TO | DGRSLNC5 | ABMB_OKLA1_1 | 956 | 2 | 2 | OKLA7A | ABMULCW7 | FROM_TO | 73521.13 | -0.18279 | 0.22185 | -0.20157 | 0.22786 | 788.4054 | -1311.59 | 0 | 2376.9 | 868.566 | Competitive | 1 | 1 | 1 | 1 | 1 | 1 | 1 | Competitive | Competitive | Competitive | Competitive | Competitive | 0 | 0 | 0 | 0 | 0 | 0 | 0 | 0 | 0 | 0 | 0 | 0 | 0 | 0 | 0
DGRSLNC5 ABMB_OKLA1_1 TO_FROM | DGRSLNC5 | ABMB_OKLA1_1 | 956 | 2 | 2 | OKLA7A | ABMULCW7 | TO_FROM | 73521.13 | -0.22185 | 0.1828 | -0.22786 | 0.20157 | 1639.163 | -647.024 | 0 | 868.566 | 2376.9 | Competitive | 0 | 0 | 0 | 1 | 1 | 1 | 1 | Non-Competitive | Non-Competitive | Non-Competitive | Competitive | Competitive | 3 | 31 | 64 | 3 | 31 | 64 | 3 | 31 | 64 | 0 | 0 | 0 | 0 | 0 | 0
DGRSLNC5 ABNW_69T1 FROM_TO | DGRSLNC5 | ABNW_69T1 | 68.75 | 2 | 2 | ABNW2A | ABNW4A | FROM_TO | 73521.13 | -0.00815 | 0.020263 | -0.04203 | 0.48881 | -19.3993 | -57.5357 | 0 | 4405.046 | 2377.357 | Competitive | 0 | 0 | 0 | 1 | 1 | 1 | 0 | Non-Competitive | Non-Competitive | Non-Competitive | Non-Competitive | Non-Competitive | 0 | 0 | 0 | 0 | 0 | 0 | 0 | 0 | 0 | 0 | 0 | 0 | 0 | 0 | 0
DGRSLNC5 ABNW_69T1 TO_FROM | DGRSLNC5 | ABNW_69T1 | 68.75 | 2 | 2 | ABNW2A | ABNW4A | TO_FROM | 73521.13 | -0.02026 | 0.008149 | -0.48881 | 0.042031 | 61.1548 | 24.3508 | 0 | 2377.357 | 4405.046 | Competitive | 0 | 0 | 0 | 0 | 0 | 1 | 1 | Non-Competitive | Non-Competitive | Non-Competitive | Non-Competitive | Non-Competitive | bar: 6 to 8
DGRSLNC5 ABSO_POTOSI1_1 FROM_TO | DGRSLNC5 | ABSO_POTOSI1_1 | 84 | 2 | 2 | ABSO4A | POTOSI_T4A | FROM_TO | 73521.13 | -0.07042 | 0.040815 | -0.85605 | 0.062429 | 202.5426 | -69.9368 | 0 | 1001.744 | 10000 | Competitive | 0 | 0 | 0 | 0 | 0 | 1 | 1 | Non-Competitive | Non-Competitive | Non-Competitive | Non-Competitive | Non-Competitive | bar: 6 to 8
DGRSLNC5 ABSO_POTOSI1_1 TO_FROM | DGRSLNC5 | ABSO_POTOSI1_1 | 84 | 2 | 2 | ABSO4A | POTOSI_T4A | TO_FROM | 73521.13 | -0.04082 | 0.070422 | -0.06243 | 0.85605 | 74.2507 | -162.178 | 0 | 10000 | 1001.744 | Competitive | 0 | 1 | 1 | 1 | 1 | 1 | 1 | Non-Competitive | Competitive | Competitive | Competitive | Competitive | 6 | 8 | 10 | 0 | 0 | 0 | 0 | 0 | 0 | 0 | 0 | 0 | 0 | 0 | 0
DGRSLNC5 ALBANY_HUB1_T1_1 FROM_TO | DGRSLNC5 | ALBANY_HUB1_T1_1 | 38 | 2 | 2 | ALBANY2A | WCTMWDT | FROM_TO | 73521.13 | -0.0109 | 0.018084 | -0.54488 | 0.40974 | 23.6915 | -14.517 | 0 | 4192.596 | 10000 | Competitive | 0 | 0 | 0 | 0 | 0 | 1 | 0 | Non-Competitive | Non-Competitive | Non-Competitive | Non-Competitive | Non-Competitive | 0 | 0 | 0 | 0 | 0 | 0 | 0 | 0 | 0 | 0 | 0 | 0 | 0 | 0 | 0
DGRSLNC5 ALBANY_HUB1_T1_1 TO_FROM | DGRSLNC5 | ALBANY_HUB1_T1_1 | 38 | 2 | 2 | ALBANY2A | WCTMWDT | TO_FROM | 73521.13 | -0.01808 | 0.010904 | -0.40974 | 0.54487 | 15.4121 | -19.7029 | 0 | 10000 | 4192.596 | Competitive | 0 | 0 | 0 | 0 | 0 | 1 | 0 | Non-Competitive | Non-Competitive | Non-Competitive | Non-Competitive | Non-Competitive | 0 | 0 | 0 | 0 | 0 | 0 | 0 | 0 | 0 | 0 | 0 | 0 | 0 | 0 | 0
DGRSLNC5 DRSY_SANA_T1_1 FROM_TO | DGRSLNC5 | DRSY_SANA_T1_1 | 30 | 2 | 2 | SANA_TAP2A | DRSY2A | FROM_TO | 73521.13 | -0.01226 | 0.004863 | -0.41364 | 0.19969 | 29.8413 | -5.9283 | 0 | 3459.282 | 2551.764 | Competitive | 0 | 0 | 0 | 0 | 1 | 1 | 0 | Non-Competitive | Non-Competitive | Non-Competitive | Non-Competitive | Non-Competitive | 0 | 0 | 0 | 0 | 0 | 0 | 0 | 0 | 0 | 0 | 0 | 0 | 0 | 0 | 0
DGRSLNC5 DRSY_SANA_T1_1 TO_FROM | DGRSLNC5 | DRSY_SANA_T1_1 | 30 | 2 | 2 | SANA_TAP2A | DRSY2A | TO_FROM | 73521.13 | -0.00486 | 0.012257 | -0.19969 | 0.41364 | 21.2132 | -25.462 | 0 | 2551.764 | 3459.282 | Competitive | 0 | 0 | 0 | 0 | 0 | 1 | 0 | Non-Competitive | Non-Competitive | Non-Competitive | Non-Competitive | Non-Competitive | 0 | 0 | 0 | 0 | 0 | 0 | 0 | 0 | 0 | 0 | 0 | 0 | 0 | 0 | 0
DGRSLNC5 FRIR_SONR1_1 FROM_TO | DGRSLNC5 | FRIR_SONR1_1 | 37 | 2 | 2 | SONR2A | FRIR2A | FROM_TO | 73521.13 | -0.00854 | 0.027547 | -0.72161 | 0.13284 | 138.1099 | -36.3566 | 0 | 2129.444 | 1798.495 | Competitive | 0 | 0 | 1 | 1 | 1 | 1 | 0 | Non-Competitive | Non-Competitive | Non-Competitive | Non-Competitive | Non-Competitive | 0 | 0 | 0 | 0 | 0 | 0 | 0 | 0 | 0 | 0 | 0 | 0 | 0 | 0 | 0
DGRSLNC5 FRIR_SONR1_1 TO_FROM | DGRSLNC5 | FRIR_SONR1_1 | 37 | 2 | 2 | SONR2A | FRIR2A | TO_FROM | 73521.13 | -0.02755 | 0.008539 | -0.13284 | 0.72161 | 66.9274 | -107.52 | 0 | 1798.495 | 2129.444 | Competitive | 0 | 0 | 0 | 1 | 1 | 1 | 1 | Non-Competitive | Non-Competitive | Non-Competitive | Competitive | Competitive | 5 | 5 | 5 | 5 | 5 | 5 | 5 | 5 | 5 | 0 | 0 | 0 | 0 | 0 | 0
DGRSLNC5 HAMILT_MAVERI1_1 FROM_TO | DGRSLNC5 | HAMILT_MAVERI1_1 | 122 | 2 | 2 | HAMILTN4 | MAVERICK4A | FROM_TO | 73521.13 | -0.45556 | 0.20944 | -0.53364 | 0.20944 | 307.4459 | -134.849 | 0 | 3765.225 | 8894.624 | Non-Competi | 0 | 0 | 0 | 0 | 0 | 1 | 1 | Non-Competitive | Non-Competitive | Non-Competitive | Non-Competitive | Non-Competitive | 2 | 2 | 29 | 2 | 2 | 29 | 2 | 2 | 29 | 2 | 2 | 29 | 2 | 2 | 29
DGRSLNC5 HAMILT_MAVERI1_1 TO_FROM | DGRSLNC5 | HAMILT_MAVERI1_1 | 122 | 2 | 2 | HAMILTN4 | MAVERICK4A | TO_FROM | 73521.13 | -0.20944 | 0.45556 | -0.20944 | 0.53364 | 158.2203 | -243.28 | 0 | 8894.624 | 3765.225 | Competitive | 0 | 0 | 0 | 0 | 0 | 1 | 1 | Non-Competitive | Non-Competitive | Non-Competitive | Non-Competitive | Non-Competitive | 14 | 16 | 24 | 14 | 16 | 24 | 14 | 16 | 24 | 14 | 16 | 24 | 14 | 16 | 24
DGRSLNC5 LENSW_PUTN2_1 FROM_TO | DGRSLNC5 | LENSW_PUTN2_1 | 72 | 2 | 2 | LEONSW_8 | PUTN4A | FROM_TO | 73521.13 | -0.04065 | 0.070583 | -0.51811 | 0.12528 | 86.1212 | -150.336 | 0 | 10000 | 1003.524 | Competitive | 0 | 1 | 1 | 1 | 1 | 1 | 1 | Non-Competitive | Competitive | Competitive | Competitive | Competitive | 5 | 7 | 9 | 0 | 0 | 0 | 0 | 0 | 0 | 0 | 0 | 0 | 0 | 0 | 0
DGRSLNC5 LENSW_PUTN2_1 TO_FROM | DGRSLNC5 | LENSW_PUTN2_1 | 72 | 2 | 2 | LEONSW_8 | PUTN4A | TO_FROM | 73521.13 | -0.07058 | 0.040654 | -0.12528 | 0.51811 | 190.644 | -81.7788 | 0 | 1003.524 | 10000 | Competitive | 0 | 0 | 0 | 0 | 0 | 1 | 1 | Non-Competitive | Non-Competitive | Non-Competitive | Non-Competitive | Non-Competitive | bar: 6 to 8
DGRSLNC5 MRAN_PUTN1_1 FROM_TO | DGRSLNC5 | MRAN_PUTN1_1 | 38 | 2 | 2 | MRAN2A | PUTN2A | FROM_TO | 73521.13 | -0.01105 | 0.017939 | -0.11293 | 0.66773 | 13.0009 | -25.198 | 0 | 4205.767 | 10000 | Competitive | 0 | 0 | 0 | 0 | 0 | 1 | 0 | Non-Competitive | Non-Competitive | Non-Competitive | Non-Competitive | Non-Competitive | 0 | 0 | 0 | 0 | 0 | 0 | 0 | 0 | 0 | 0 | 0 | 0 | 0 | 0 | 0
DGRSLNC5 MRAN_PUTN1_1 TO_FROM | DGRSLNC5 | MRAN_PUTN1_1 | 38 | 2 | 2 | MRAN2A | PUTN2A | TO_FROM | 73521.13 | -0.01794 | 0.011049 | -0.66773 | 0.11293 | 26.0999 | -9.0219 | 0 | 10000 | 4205.767 | Competitive | 0 | 0 | 0 | 0 | 0 | 1 | 0 | Non-Competitive | Non-Competitive | Non-Competitive | Non-Competitive | Non-Competitive | 0 | 0 | 0 | 0 | 0 | 0 | 0 | 0 | 0 | 0 | 0 | 0 | 0 | 0 | 0
DGRSLNC5 NICOLE_ORNT1_1 FROM_TO | DGRSLNC5 | NICOLE_ORNT1_1 | 135 | 2 | 2 | NICOLE4A | ORNT4A | FROM_TO | 73521.13 | -0.05384 | 0.17742 | -0.30207 | 0.17742 | 132.8865 | -45.0821 | 0 | 8026.933 | 10000 | Competitive | 0 | 0 | 0 | 0 | 0 | 1 | 1 | Non-Competitive | Non-Competitive | Non-Competitive | Non-Competitive | Non-Competitive | bar: 6 to 8
DGRSLNC5 NICOLE_ORNT1_1 TO_FROM | DGRSLNC5 | NICOLE_ORNT1_1 | 135 | 2 | 2 | NICOLE4A | ORNT4A | TO_FROM | 73521.13 | -0.17742 | 0.053841 | -0.17742 | 0.30207 | 76.1646 | -97.8593 | 0 | 10000 | 8026.933 | Competitive | 0 | 0 | 0 | 0 | 0 | 1 | 1 | Non-Competitive | Non-Competitive | Non-Competitive | Non-Competitive | Non-Competitive | 5 | 5 | 5 | 5 | 5 | 5 | 5 | 5 | 5 | 5 | 5 | 5 | 5 | 5 | 5
DGRSLNC5 ORLAND_VERN1_1 FROM_TO | DGRSLNC5 | ORLAND_VERN1_1 | 170 | 2 | 2 | VERN4A | ORLANDO7A | FROM_TO | 73521.13 | -0.2058 | 0.034427 | -0.66826 | 0.22618 | 162.2757 | -121.375 | 0 | 4119.86 | 3100.576 | Competitive | 0 | 0 | 0 | 0 | 0 | 1 | 1 | Non-Competitive | Non-Competitive | Non-Competitive | Non-Competitive | Non-Competitive | 16 | 16 | 20 | 16 | 16 | 20 | 16 | 16 | 20 | 16 | 16 | 20 | 16 | 16 | 20
DGRSLNC5 ORLAND_VERN1_1 TO_FROM | DGRSLNC5 | ORLAND_VERN1_1 | 170 | 2 | 2 | VERN4A | ORLANDO7A | TO_FROM | 73521.13 | -0.03443 | 0.2058 | -0.22618 | 0.66826 | 170.9966 | -142.113 | 0 | 3100.576 | 4119.86 | Competitive | 0 | 0 | 0 | 0 | 0 | 1 | 1 | Non-Competitive | Non-Competitive | Non-Competitive | Non-Competitive | Non-Competitive | 5 | 6 | 6 | 5 | 6 | 6 | 5 | 6 | 6 | 5 | 6 | 6 | 5 | 6 | 6
DGRSPKR5 0165_1 FROM_TO | DGRSPKR5 | 0165_1 | 895 | 2 | 2 | W_DENT_5 | ROANOKE1_5 | FROM_TO | 73521.13 | -0.02227 | 0.34193 | -0.12594 | 0.67794 | 864.9995 | -304.576 | 0 | 878.356 | 2087.896 | Competitive | 0 | 0 | 0 | 1 | 1 | 1 | 1 | Non-Competitive | Non-Competitive | Non-Competitive | Competitive | Competitive | 3 | 3 | 3 | 3 | 3 | 3 | 3 | 3 | 3 | 0 | 0 | 0 | 0 | 0 | 0
DGRSPKR5 0165_1 TO_FROM | DGRSPKR5 | 0165_1 | 895 | 2 | 2 | W_DENT_5 | ROANOKE1_5 | TO_FROM | 73521.13 | -0.34193 | 0.022274 | -0.67794 | 0.12594 | 451.7386 | -683.508 | 0 | 2087.896 | 878.356 | Competitive | 1 | 1 | 1 | 1 | 1 | 1 | 1 | Competitive | Competitive | Competitive | Competitive | Competitive | 0 | 0 | 0 | 0 | 0 | 0 | 0 | 0 | 0 | 0 | 0 | 0 | 0 | 0 | 0
DGRSPKR5 6375__A FROM_TO | DGRSPKR5 | 6375__A | 210 | 2 | 2 | GRHAMSES1_8 | GRAHAME_8 | FROM_TO | 73521.13 | -0.37039 | 0.10564 | -0.78641 | 0.10564 | 418.869 | -35.4299 | 0 | 2052.928 | 5587.582 | Non-Competi | 0 | 0 | 0 | 0 | 0 | 1 | 1 | Non-Competitive | Non-Competitive | Non-Competitive | Non-Competitive | Non-Competitive | 9 | 9 | 9 | 9 | 9 | 9 | 9 | 9 | 9 | 9 | 9 | 9 | 9 | 9 | 9
DGRSPKR5 6375__A TO_FROM | DGRSPKR5 | 6375__A | 210 | 2 | 2 | GRHAMSES1_8 | GRAHAME_8 | TO_FROM | 73521.13 | -0.10564 | 0.37039 | -0.10564 | 0.78641 | 146.4884 | -330.061 | 0 | 5587.582 | 2052.928 | Competitive | 0 | 0 | 0 | 1 | 1 | 1 | 1 | Non-Competitive | Non-Competitive | Non-Competitive | Competitive | Competitive | 20 | 48 | 79 | 20 | 48 | 79 | 20 | 48 | 79 | 0 | 0 | 0 | 0 | 0 | 0
DGRSPKR5 6377__A FROM_TO | DGRSPKR5 | 6377__A | 185 | 2 | 2 | ORAN1_8 | BARTON_8 | FROM_TO | 73521.13 | -0.60208 | 0.10098 | -0.60208 | 0.21721 | 154.8046 | -352.124 | 0 | 10000 | 6811.584 | Competitive | 0 | 0 | 0 | 0 | 0 | 1 | 1 | Non-Competitive | Non-Competitive | Non-Competitive | Non-Competitive | Non-Competitive | 1 | 21 | 21 | 1 | 21 | 21 | 1 | 21 | 21 | 1 | 21 | 21 | 1 | 21 | 21
DGRSPKR5 6377__A TO_FROM | DGRSPKR5 | 6377__A | 185 | 2 | 2 | ORAN1_8 | BARTON_8 | TO_FROM | 73521.13 | -0.10098 | 0.60208 | -0.21722 | 0.60208 | 436.5869 | -40.6707 | 0 | 6811.584 | 10000 | Non-Competi | 0 | 0 | 0 | 0 | 0 | 1 | 1 | Non-Competitive | Non-Competitive | Non-Competitive | Non-Competitive | Non-Competitive | 8 | 8 | 8 | 8 | 8 | 8 | 8 | 8 | 8 | 8 | 8 | 8 | 8 | 8 | 8
DGRSPKR5 FRIR_SONR1_1 FROM_TO | DGRSPKR5 | FRIR_SONR1_1 | 37 | 2 | 2 | SONR2A | FRIR2A | FROM_TO | 73521.13 | -0.0086 | 0.027222 | -0.72185 | 0.13256 | 136.9837 | -36.4137 | 0 | 2139.263 | 1799.307 | Competitive | 0 | 0 | 1 | 1 | 1 | 1 | 0 | Non-Competitive | Non-Competitive | Non-Competitive | Non-Competitive | Non-Competitive | 0 | 0 | 0 | 0 | 0 | 0 | 0 | 0 | 0 | 0 | 0 | 0 | 0 | 0 | 0
DGRSPKR5 FRIR_SONR1_1 TO_FROM | DGRSPKR5 | FRIR_SONR1_1 | 37 | 2 | 2 | SONR2A | FRIR2A | TO_FROM | 73521.13 | -0.02722 | 0.008604 | -0.13256 | 0.72185 | 68.1291 | -106.578 | 0 | 1799.307 | 2139.263 | Competitive | 0 | 0 | 0 | 1 | 1 | 1 | 1 | Non-Competitive | Non-Competitive | Non-Competitive | Competitive | Competitive | 3 | 3 | 3 | 3 | 3 | 3 | 3 | 3 | 3 | 0 | 0 | 0 | 0 | 0 | 0
DGRSPKR5 HAS_XFM2 FROM_TO | DGRSPKR5 | HAS_XFM2 | 40 | 2 | 2 | HASSE | HASSE_P8 | FROM_TO | 73521.13 | -0.00199 | 0.003295 | -0.03617 | 0.29215 | 3.8541 | -25.3757 | 0 | 9198.786 | 1009.872 | Competitive | 0 | 1 | 1 | 1 | 1 | 1 | 0 | Non-Competitive | Non-Competitive | Non-Competitive | Non-Competitive | Non-Competitive | 0 | 0 | 0 | 0 | 0 | 0 | 0 | 0 | 0 | 0 | 0 | 0 | 0 | 0 | 0
DGRSPKR5 HAS_XFM2 TO_FROM | DGRSPKR5 | HAS_XFM2 | 40 | 2 | 2 | HASSE | HASSE_P8 | TO_FROM | 73521.13 | -0.00329 | 0.001989 | -0.29215 | 0.036165 | 33.7988 | 0.30555 | 0 | 1009.872 | 9198.786 | Competitive | 0 | 0 | 0 | 0 | 0 | 1 | 0 | Non-Competitive | Non-Competitive | Non-Competitive | Non-Competitive | Non-Competitive | 0 | 0 | 0 | 0 | 0 | 0 | 0 | 0 | 0 | 0 | 0 | 0 | 0 | 0 | 0
DHAMSUM8 CKT_941_1 FROM_TO | DHAMSUM8 | CKT_941_1 | 260 | 2 | 2 | SUMMITN | WILIAMSN | FROM_TO | 73521.13 | -0.05181 | 0.039688 | -0.5134 | 0.15018 | 316.9398 | 174.2928 | 0 | 7135.366 | 10000 | Competitive | 0 | 0 | 0 | 0 | 0 | 1 | 1 | Non-Competitive | Non-Competitive | Non-Competitive | Non-Competitive | Non-Competitive | 12 | 12 | 12 | 12 | 12 | 12 | 12 | 12 | 12 | 12 | 12 | 12 | 12 | 12 | 12
DHAMSUM8 CKT_941_1 TO_FROM | DHAMSUM8 | CKT_941_1 | 260 | 2 | 2 | SUMMITN | WILIAMSN | TO_FROM | 73521.13 | -0.03969 | 0.051805 | -0.15018 | 0.5134 | -142.775 | -277.506 | 0 | 10000 | 7135.366 | Competitive | 0 | 0 | 0 | 0 | 0 | 1 | 1 | Non-Competitive | Non-Competitive | Non-Competitive | Non-Competitive | Non-Competitive | 8 | 8 | 8 | 8 | 8 | 8 | 8 | 8 | 8 | 8 | 8 | 8 | 8 | 8 | 8
DHILLAS8 CAGNON_MR4H FROM_TO | DHILLAS8 | CAGNON_MR4H | 600 | 3 | 3 | CAGNON_5 | CAGSTAR4 | FROM_TO | 73521.13 | -0.16292 | 0.058578 | -0.9109 | 0.093096 | 774.3923 | 583.1593 | 0 | 7613.428 | 9448.324 | Competitive | 0 | 0 | 0 | 0 | 0 | 1 | 1 | Non-Competitive | Non-Competitive | Non-Competitive | Non-Competitive | Non-Competitive | 15 | 15 | 44 | 15 | 15 | 44 | 15 | 15 | 44 | 15 | 15 | 44 | 15 | 15 | 44
DHILLAS8 CAGNON_MR4H TO_FROM | DHILLAS8 | CAGNON_MR4H | 600 | 3 | 3 | CAGNON_5 | CAGSTAR4 | TO_FROM | 73521.13 | -0.05858 | 0.16292 | -0.0931 | 0.9109 | -231.278 | -691.289 | 0 | 9448.324 | 7613.428 | Competitive | 0 | 0 | 0 | 0 | 0 | 1 | 1 | Non-Competitive | Non-Competitive | Non-Competitive | Non-Competitive | Non-Competitive | 10 | 10 | 10 | 10 | 10 | 10 | 10 | 10 | 10 | 10 | 10 | 10 | 10 | 10 | 10
DHKBCRL5 1140__C FROM_TO | DHKBCRL5 | 1140__C | 215 | 3 | 3 | DFW_DE1T1_8 | DFW_CE1_8 | FROM_TO | 73521.13 | -0.02286 | 0.013665 | -0.42299 | 0.41106 | 521.1727 | 265.8883 | 0 | 780.219 | 2255.488 | Non-Competi | 0 | 0 | 0 | 1 | 1 | 0 | 1 | Non-Competitive | Non-Competitive | Non-Competitive | Non-Competitive | Non-Competitive | 15 | 20 | 23 | 15 | 20 | 23 | 15 | 20 | 23 | 15 | 20 | 23 | 15 | 20 | 23
DHKBCRL5 1140__C TO_FROM | DHKBCRL5 | 1140__C | 215 | 3 | 3 | DFW_DE1T1_8 | DFW_CE1_8 | TO_FROM | 73521.13 | -0.01366 | 0.022856 | -0.41106 | 0.42299 | -152.895 | -479.688 | 0 | 2255.488 | 780.219 | Competitive | 1 | 1 | 1 | 1 | 1 | 1 | 0 | Non-Competitive | Non-Competitive | Non-Competitive | Non-Competitive | Non-Competitive | 0 | 0 | 0 | 0 | 0 | 0 | 0 | 0 | 0 | 0 | 0 | 0 | 0 | 0 | 0
DHKBCRL5 1140__E FROM_TO | DHKBCRL5 | 1140__E | 215 | 3 | 3 | ATMEL1_T8 | HACKBRY1_8 | FROM_TO | 73521.13 | -0.02288 | 0.013642 | -0.29955 | 0.59909 | 519.4764 | 264.1923 | 0 | 780.346 | 2255.667 | Non-Competi | 0 | 0 | 0 | 1 | 1 | 0 | 1 | Non-Competitive | Non-Competitive | Non-Competitive | Non-Competitive | Non-Competitive | 15 | 20 | 23 | 15 | 20 | 23 | 15 | 20 | 23 | 15 | 20 | 23 | 15 | 20 | 23
DHKBCRL5 1140__E TO_FROM | DHKBCRL5 | 1140__E | 215 | 3 | 3 | ATMEL1_T8 | HACKBRY1_8 | TO_FROM | 73521.13 | -0.01364 | 0.022879 | -0.59909 | 0.29955 | -151.196 | -477.992 | 0 | 2255.667 | 780.346 | Competitive | 1 | 1 | 1 | 1 | 1 | 1 | 0 | Non-Competitive | Non-Competitive | Non-Competitive | Non-Competitive | Non-Competitive | 0 | 0 | 0 | 0 | 0 | 0 | 0 | 0 | 0 | 0 | 0 | 0 | 0 | 0 | 0
DI_DWHI8 RINCON_WHITE_2_1 FROM_TO | DI_DWHI8 | RINCON_WHITE_2_1 | 216 | 2 | 2 | RINCON4A | WHITEPT4A | FROM_TO | 73521.13 | -0.06962 | 0.28573 | -0.08135 | 0.48934 | 268.783 | -275.75 | 0 | 4474.741 | 1507.278 | Competitive | 0 | 0 | 1 | 1 | 1 | 1 | 1 | Non-Competitive | Non-Competitive | Competitive | Competitive | Competitive | 19 | 22 | 27 | 19 | 22 | 27 | 0 | 0 | 0 | 0 | 0 | 0 | 0 | 0 | 0
DI_DWHI8 RINCON_WHITE_2_1 TO_FROM | DI_DWHI8 | RINCON_WHITE_2_1 | 216 | 2 | 2 | RINCON4A | WHITEPT4A | TO_FROM | 73521.13 | -0.28573 | 0.069619 | -0.48933 | 0.081346 | 330.1868 | -98.3311 | 0 | 1507.278 | 4474.741 | Non-Competi | 0 | 0 | 0 | 0 | 0 | 1 | 1 | Non-Competitive | Non-Competitive | Non-Competitive | Non-Competitive | Non-Competitive | 6 | 6 | 18 | 6 | 6 | 18 | 6 | 6 | 18 | 6 | 6 | 18 | 6 | 6 | 18
DJEWSNG5 256_A_1 FROM_TO | DJEWSNG5 | 256_A_1 | 1376 | 2 | 2 | GIBN_CREK_5 | TWIN_OAK__5 | FROM_TO | 73521.13 | -0.15699 | 0.2286 | -0.15699 | 0.2286 | 2094.289 | -1479.61 | 0 | 1910.066 | 1630.463 | Competitive | 0 | 0 | 1 | 1 | 1 | 1 | 1 | Non-Competitive | Non-Competitive | Competitive | Competitive | Competitive | 43 | 130 | 139 | 43 | 130 | 139 | 0 | 0 | 0 | 0 | 0 | 0 | 0 | 0 | 0
DJEWSNG5 256_A_1 TO_FROM | DJEWSNG5 | 256_A_1 | 1376 | 2 | 2 | GIBN_CREK_5 | TWIN_OAK__5 | TO_FROM | 73521.13 | -0.2286 | 0.15699 | -0.2286 | 0.15699 | 4588.545 | 190.2686 | 0 | 1630.463 | 1910.066 | Competitive | 0 | 0 | 1 | 1 | 1 | 1 | 1 | Non-Competitive | Non-Competitive | Competitive | Competitive | Competitive | 85 | 99 | 146 | 85 | 99 | 146 | 0 | 0 | 0 | 0 | 0 | 0 | 0 | 0 | 0
DJEWSNG5 JK_TOKSW_1 FROM_TO | DJEWSNG5 | JK_TOKSW_1 | 1376 | 2 | 2 | JKCREEK1 | TWIN_OAK__5 | FROM_TO | 73521.13 | -0.16671 | 0.25992 | -0.16671 | 0.48047 | 2130.062 | -1589.12 | 0 | 1834.481 | 1637.767 | Competitive | 0 | 0 | 1 | 1 | 1 | 1 | 1 | Non-Competitive | Non-Competitive | Competitive | Competitive | Competitive | 43 | 130 | 139 | 43 | 130 | 139 | 0 | 0 | 0 | 0 | 0 | 0 | 0 | 0 | 0
DJEWSNG5 JK_TOKSW_1 TO_FROM | DJEWSNG5 | JK_TOKSW_1 | 1376 | 2 | 2 | JKCREEK1 | TWIN_OAK__5 | TO_FROM | 73521.13 | -0.25992 | 0.16672 | -0.48047 | 0.16672 | 4798.859 | 223.8678 | 0 | 1637.767 | 1834.481 | Competitive | 0 | 0 | 1 | 1 | 1 | 1 | 1 | Non-Competitive | Non-Competitive | Competitive | Competitive | Competitive | 85 | 99 | 151 | 85 | 99 | 151 | 0 | 0 | 0 | 0 | 0 | 0 | 0 | 0 | 0
DJEWSNG5 SNGXGC75_1 FROM_TO | DJEWSNG5 | SNGXGC75_1 | 1631 | 2 | 2 | GIBN_CREK_5 | SNGLTN_345 | FROM_TO | 73521.13 | -0.23685 | 0.24005 | -0.24137 | 0.24005 | 5039.8 | 226.9386 | 0 | 1443.81 | 2118.973 | Competitive | 0 | 0 | 0 | 1 | 1 | 1 | 1 | Non-Competitive | Non-Competitive | Non-Competitive | Competitive | Competitive | 85 | 99 | 150 | 85 | 99 | 150 | 85 | 99 | 150 | 0 | 0 | 0 | 0 | 0 | 0
DJEWSNG5 SNGXGC75_1 TO_FROM | DJEWSNG5 | SNGXGC75_1 | 1631 | 2 | 2 | GIBN_CREK_5 | SNGLTN_345 | TO_FROM | 73521.13 | -0.24005 | 0.23685 | -0.24005 | 0.24137 | 2302.286 | -1665.11 | 0 | 2118.973 | 1443.81 | Competitive | 0 | 1 | 1 | 1 | 1 | 1 | 1 | Non-Competitive | Competitive | Competitive | Competitive | Competitive | 43 | 130 | 151 | 0 | 0 | 0 | 0 | 0 | 0 | 0 | 0 | 0 | 0 | 0 | 0
DJEWSNG5 SNGXGC99_1 FROM_TO | DJEWSNG5 | SNGXGC99_1 | 1631 | 2 | 2 | GIBN_CREK_5 | SNGLTN_345 | FROM_TO | 73521.13 | -0.23685 | 0.24005 | -0.24137 | 0.24005 | 5039.8 | 226.9386 | 0 | 1443.81 | 2118.973 | Competitive | 0 | 0 | 0 | 1 | 1 | 1 | 1 | Non-Competitive | Non-Competitive | Non-Competitive | Competitive | Competitive | 85 | 99 | 150 | 85 | 99 | 150 | 85 | 99 | 150 | 0 | 0 | 0 | 0 | 0 | 0
DJEWSNG5 SNGXGC99_1 TO_FROM | DJEWSNG5 | SNGXGC99_1 | 1631 | 2 | 2 | GIBN_CREK_5 | SNGLTN_345 | TO_FROM | 73521.13 | -0.24005 | 0.23685 | -0.24005 | 0.24137 | 2302.286 | -1665.11 | 0 | 2118.973 | 1443.81 | Competitive | 0 | 1 | 1 | 1 | 1 | 1 | 1 | Non-Competitive | Competitive | Competitive | Competitive | Competitive | 43 | 130 | 151 | 0 | 0 | 0 | 0 | 0 | 0 | 0 | 0 | 0 | 0 | 0 | 0
DKENCA58 460T460_1 FROM_TO | DKENCA58 | 460T460_1 | 220 | 4 | 4 | TALLY_RD | L_MEDILA8_1Y | FROM_TO | 73521.13 | -0.09286 | 0.046992 | -0.5464 | 0.23388 | 202.9951 | -273.336 | 0 | 8494.571 | 8060.869 | Competitive | 0 | 0 | 0 | 0 | 0 | 1 | 1 | Non-Competitive | Non-Competitive | Non-Competitive | Non-Competitive | Non-Competitive | 14 | 14 | 14 | 14 | 14 | 14 | 14 | 14 | 14 | 14 | 14 | 14 | 14 | 14 | 14
DKENCA58 460T460_1 TO_FROM | DKENCA58 | 460T460_1 | 220 | 4 | 4 | TALLY_RD | L_MEDILA8_1Y | TO_FROM | 73521.13 | -0.04699 | 0.092859 | -0.23388 | 0.5464 | 411.8246 | -18.3645 | 0 | 8060.869 | 8494.571 | Competitive | 0 | 0 | 0 | 0 | 0 | 1 | 1 | Non-Competitive | Non-Competitive | Non-Competitive | Non-Competitive | Non-Competitive | 20 | 47 | 47 | 20 | 47 | 47 | 20 | 47 | 47 | 20 | 47 | 47 | 20 | 47 | 47
DKENCA58 69T342_1 FROM_TO | DKENCA58 | 69T342_1 | 132 | 4 | 4 | L_KENDCT8_1Y | L_MOUNTO8_1Y | FROM_TO | 73521.13 | -0.02775 | 0.074303 | -0.28504 | 0.12073 | 174.4625 | -43.6381 | 0 | 10000 | 5173.31 | Competitive | 0 | 0 | 0 | 0 | 0 | 1 | 1 | Non-Competitive | Non-Competitive | Non-Competitive | Non-Competitive | Non-Competitive | 5 | 5 | 5 | 5 | 5 | 5 | 5 | 5 | 5 | 5 | 5 | 5 | 5 | 5 | 5
DKENCA58 69T342_1 TO_FROM | DKENCA58 | 69T342_1 | 132 | 4 | 4 | L_KENDCT8_1Y | L_MOUNTO8_1Y | TO_FROM | 73521.13 | -0.0743 | 0.027749 | -0.12073 | 0.28504 | 71.4343 | -105.125 | 0 | 5173.31 | 10000 | Competitive | 0 | 0 | 0 | 0 | 0 | 1 | 1 | Non-Competitive | Non-Competitive | Non-Competitive | Non-Competitive | Non-Competitive | 5 | 5 | 5 | 5 | 5 | 5 | 5 | 5 | 5 | 5 | 5 | 5 | 5 | 5 | 5
DKENCA58 E3_S1_1 FROM_TO | DKENCA58 | E3_S1_1 | 287 | 4 | 4 | HOWARD | SOMERSET | FROM_TO | 73521.13 | -0.10752 | 0.072737 | -0.62594 | 0.13509 | 221.9312 | -47.4543 | 0 | 10000 | 8612.102 | Competitive | 0 | 0 | 0 | 0 | 0 | 1 | 1 | Non-Competitive | Non-Competitive | Non-Competitive | Non-Competitive | Non-Competitive | 29 | 29 | 31 | 29 | 29 | 31 | 29 | 29 | 31 | 29 | 29 | 31 | 29 | 29 | 31
DKENCA58 E3_S1_1 TO_FROM | DKENCA58 | E3_S1_1 | 287 | 4 | 4 | HOWARD | SOMERSET | TO_FROM | 73521.13 | -0.07274 | 0.10752 | -0.13509 | 0.62594 | 98.8552 | -82.0766 | 0 | 8612.102 | 10000 | Competitive | 0 | 0 | 0 | 0 | 0 | 1 | 1 | Non-Competitive | Non-Competitive | Non-Competitive | Non-Competitive | Non-Competitive | 15 | 15 | 15 | 15 | 15 | 15 | 15 | 15 | 15 | 15 | 15 | 15 | 15 | 15 | 15
DKOCNUE8 AIR_LI_HIWAY_1_1 FROM_TO | DKOCNUE8 | AIR_LI_HIWAY_1_1 | 219 | 1 | 1 | HIWAY_92A | AIR_LIQC2A | FROM_TO | 73521.13 | -0.00457 | 0.043938 | -0.57435 | 0.19127 | 148.5136 | 45.0682 | 0 | 3425.444 | 10000 | Competitive | 0 | 0 | 0 | 0 | 0 | 1 | 0 | Non-Competitive | Non-Competitive | Non-Competitive | Non-Competitive | Non-Competitive | 0 | 0 | 0 | 0 | 0 | 0 | 0 | 0 | 0 | 0 | 0 | 0 | 0 | 0 | 0
DKOCNUE8 AIR_LI_HIWAY_1_1 TO_FROM | DKOCNUE8 | AIR_LI_HIWAY_1_1 | 219 | 1 | 1 | HIWAY_92A | AIR_LIQC2A | TO_FROM | 73521.13 | -0.04394 | 0.004569 | -0.19127 | 0.57435 | -43.6123 | -121.462 | 0 | 10000 | 3425.444 | Competitive | 0 | 0 | 0 | 0 | 0 | 1 | 1 | Non-Competitive | Non-Competitive | Non-Competitive | Non-Competitive | Non-Competitive | 10 | 10 | 10 | 10 | 10 | 10 | 10 | 10 | 10 | 10 | 10 | 10 | 10 | 10 | 10
DKOCNUE8 CITGOW_WEIL_T1_1 FROM_TO | DKOCNUE8 | CITGOW_WEIL_T1_1 | 209 | 1 | 1 | CITGO_W4A | WEIL_TRC4A | FROM_TO | 73521.13 | -0.1558 | 0.004452 | -0.22889 | 0.67562 | 126.0177 | -117.386 | 0 | 910.629 | 3264.382 | Competitive | 0 | 0 | 0 | 0 | 0 | 1 | 1 | Non-Competitive | Non-Competitive | Non-Competitive | Non-Competitive | Non-Competitive | 10 | 10 | 10 | 10 | 10 | 10 | 10 | 10 | 10 | 10 | 10 | 10 | 10 | 10 | 10
DKOCNUE8 CITGOW_WEIL_T1_1 TO_FROM | DKOCNUE8 | CITGOW_WEIL_T1_1 | 209 | 1 | 1 | CITGO_W4A | WEIL_TRC4A | TO_FROM | 73521.13 | -0.00445 | 0.1558 | -0.67562 | 0.22889 | 235.1148 | -121.633 | 0 | 3264.382 | 910.629 | Competitive | 1 | 1 | 1 | 1 | 1 | 1 | 0 | Non-Competitive | Non-Competitive | Non-Competitive | Non-Competitive | Non-Competitive | 0 | 0 | 0 | 0 | 0 | 0 | 0 | 0 | 0 | 0 | 0 | 0 | 0 | 0 | 0
DKOCNUE8 CLARK__LON_HI1_1 FROM_TO | DKOCNUE8 | CLARK__LON_HI1_1 | 207 | 1 | 1 | LON_HILL4A | CLARK_WD4A | FROM_TO | 73521.13 | -0.15487 | 0.00538 | -0.52761 | 0.032477 | 194.3559 | -49.1194 | 0 | 756.12 | 3269.92 | Competitive | 0 | 0 | 0 | 0 | 0 | 1 | 1 | Non-Competitive | Non-Competitive | Non-Competitive | Non-Competitive | Non-Competitive | 10 | 10 | 10 | 10 | 10 | 10 | 10 | 10 | 10 | 10 | 10 | 10 | 10 | 10 | 10
DKOCNUE8 CLARK__LON_HI1_1 TO_FROM | DKOCNUE8 | CLARK__LON_HI1_1 | 207 | 1 | 1 | LON_HILL4A | CLARK_WD4A | TO_FROM | 73521.13 | -0.00538 | 0.15487 | -0.03248 | 0.52761 | 166.8196 | -189.9 | 0 | 3269.92 | 756.12 | Competitive | 1 | 1 | 1 | 1 | 1 | 1 | 0 | Non-Competitive | Non-Competitive | Non-Competitive | Non-Competitive | Non-Competitive | 0 | 0 | 0 | 0 | 0 | 0 | 0 | 0 | 0 | 0 | 0 | 0 | 0 | 0 | 0
DKOCNUE8 MCKENZ_WESTSI1_1 FROM_TO | DKOCNUE8 | MCKENZ_WESTSI1_1 | 157 | 1 | 1 | WESTSIDE4A | MCKENZIE4A | FROM_TO | 73521.13 | -0.1939 | 0.13022 | -0.25579 | 0.16846 | 164.1643 | -147.599 | 0 | 4044.581 | 10000 | Competitive | 0 | 0 | 0 | 0 | 0 | 1 | 1 | Non-Competitive | Non-Competitive | Non-Competitive | Non-Competitive | Non-Competitive | bar: 6 to 8
DKOCNUE8 MCKENZ_WESTSI1_1 TO_FROM | DKOCNUE8 | MCKENZ_WESTSI1_1 | 157 | 1 | 1 | WESTSIDE4A | MCKENZIE4A | TO_FROM | 73521.13 | -0.13022 | 0.1939 | -0.16846 | 0.25579 | 156.1431 | -30.9579 | 0 | 10000 | 4044.581 | Competitive | 0 | 0 | 0 | 0 | 0 | 1 | 1 | Non-Competitive | Non-Competitive | Non-Competitive | Non-Competitive | Non-Competitive | 10 | 10 | 10 | 10 | 10 | 10 | 10 | 10 | 10 | 10 | 10 | 10 | 10 | 10 | 10
DKRKNHN8 3640__B FROM_TO | DKRKNHN8 | 3640__B | 499 | 8 | 8 | KRKPK_E8 | JUDD1T_8 | FROM_TO | 73521.13 | -0.01365 | 0.048915 | -0.6143 | 0.13586 | 348.9875 | 102.0662 | 0 | 10000 | 1561.539 | Competitive | 0 | 0 | 1 | 1 | 1 | 1 | 0 | Non-Competitive | Non-Competitive | Non-Competitive | Non-Competitive | Non-Competitive | 0 | 0 | 0 | 0 | 0 | 0 | 0 | 0 | 0 | 0 | 0 | 0 | 0 | 0 | 0
DKRKNHN8 3640__B TO_FROM | DKRKNHN8 | 3640__B | 499 | 8 | 8 | KRKPK_E8 | JUDD1T_8 | TO_FROM | 73521.13 | -0.04891 | 0.013649 | -0.13586 | 0.6143 | -65.3572 | -243.438 | 0 | 1561.539 | 10000 | Competitive | 0 | 0 | 0 | 0 | 0 | 1 | 1 | Non-Competitive | Non-Competitive | Non-Competitive | Non-Competitive | Non-Competitive | 2 | 2 | 2 | 2 | 2 | 2 | 2 | 2 | 2 | 2 | 2 | 2 | 2 | 2 | 2
DLHSCNR8 3650__A FROM_TO | DLHSCNR8 | 3650__A | 304 | 3 | 3 | LKHB_W8 | STAUG1T_8 | FROM_TO | 73521.13 | -0.00229 | 0.17563 | -0.11191 | 0.17671 | 240.0142 | 18.3852 | 0 | 10000 | 7060.753 | Competitive | 0 | 0 | 0 | 0 | 0 | 1 | 0 | Non-Competitive | Non-Competitive | Non-Competitive | Non-Competitive | Non-Competitive | 0 | 0 | 0 | 0 | 0 | 0 | 0 | 0 | 0 | 0 | 0 | 0 | 0 | 0 | 0
DLHSCNR8 3650__A TO_FROM | DLHSCNR8 | 3650__A | 304 | 3 | 3 | LKHB_W8 | STAUG1T_8 | TO_FROM | 73521.13 | -0.17563 | 0.002289 | -0.17671 | 0.11191 | -15.8393 | -54.8685 | 0 | 7060.753 | 10000 | Competitive | 0 | 0 | 0 | 0 | 0 | 1 | 1 | Non-Competitive | Non-Competitive | Non-Competitive | Non-Competitive | Non-Competitive | 2 | 2 | 2 | 2 | 2 | 2 | 2 | 2 | 2 | 2 | 2 | 2 | 2 | 2 | 2
DLNCSWC5 6635__A FROM_TO | DLNCSWC5 | 6635__A | 28 | 2 | 2 | BRECK_9 | MORTNVAL_9 | FROM_TO | 73521.13 | -0.02715 | 0.012877 | -0.30375 | 0.21158 | 22.6449 | -19.3201 | 0 | 7341.51 | 10000 | Competitive | 0 | 0 | 0 | 0 | 0 | 1 | 1 | Non-Competitive | Non-Competitive | Non-Competitive | Non-Competitive | Non-Competitive | bar: 6 to 8
DLNCSWC5 6635__A TO_FROM | DLNCSWC5 | 6635__A | 28 | 2 | 2 | BRECK_9 | MORTNVAL_9 | TO_FROM | 73521.13 | -0.01288 | 0.027149 | -0.21158 | 0.30375 | 21.6976 | -11.9995 | 0 | 10000 | 7341.51 | Competitive | 0 | 0 | 0 | 0 | 0 | 1 | 0 | Non-Competitive | Non-Competitive | Non-Competitive | Non-Competitive | Non-Competitive | 0 | 0 | 0 | 0 | 0 | 0 | 0 | 0 | 0 | 0 | 0 | 0 | 0 | 0 | 0
DLNCSWE5 PECAN__PUTN1_1 FROM_TO | DLNCSWE5 | PECAN__PUTN1_1 | 84 | 0 | 0 | PUTN2B | PCNBYU4A | FROM_TO | 73521.13 | -0.03611 | 0.070981 | -0.16863 | 0.56325 | 63.1827 | -103.55 | 0 | 10000 | 2403.911 | Competitive | 0 | 0 | 0 | 1 | 1 | 1 | 1 | Non-Competitive | Non-Competitive | Non-Competitive | Competitive | Competitive | 2 | 2 | 2 | 2 | 2 | 2 | 2 | 2 | 2 | 0 | 0 | 0 | 0 | 0 | 0
DLNCSWE5 PECAN__PUTN1_1 TO_FROM | DLNCSWE5 | PECAN__PUTN1_1 | 84 | 0 | 0 | PUTN2B | PCNBYU4A | TO_FROM | 73521.13 | -0.07098 | 0.03611 | -0.56325 | 0.16863 | 133.6498 | -58.6536 | 0 | 2403.911 | 10000 | Competitive | 0 | 0 | 0 | 0 | 0 | 1 | 1 | Non-Competitive | Non-Competitive | Non-Competitive | Non-Competitive | Non-Competitive | bar: 6 to 8
DLYTFPP5 AUSTRO_AT1H FROM_TO | DLYTFPP5 | AUSTRO_AT1H | 480 | 2 | 2 | L_AUSTRO5_1Y | AUSTRO1_1KV | FROM_TO | 73521.13 | -0.23195 | 0.047603 | -0.32541 | 0.056662 | 602.4385 | 218.8748 | 0 | 4417.437 | 5192.942 | Non-Competi | 0 | 0 | 0 | 0 | 0 | 1 | 1 | Non-Competitive | Non-Competitive | Non-Competitive | Non-Competitive | Non-Competitive | 35 | 35 | 36 | 35 | 35 | 36 | 35 | 35 | 36 | 35 | 35 | 36 | 35 | 35 | 36
DLYTFPP5 AUSTRO_AT1H TO_FROM | DLYTFPP5 | AUSTRO_AT1H | 480 | 2 | 2 | L_AUSTRO5_1Y | AUSTRO1_1KV | TO_FROM | 73521.13 | -0.0476 | 0.23195 | -0.05666 | 0.32541 | -4.072 | -555.681 | 0 | 5192.942 | 4417.437 | Competitive | 0 | 0 | 0 | 0 | 0 | 1 | 1 | Non-Competitive | Non-Competitive | Non-Competitive | Non-Competitive | Non-Competitive | 11 | 11 | 11 | 11 | 11 | 11 | 11 | 11 | 11 | 11 | 11 | 11 | 11 | 11 | 11
DLYTFPP5 AUSTRO_AT1L FROM_TO | DLYTFPP5 | AUSTRO_AT1L | 480 | 2 | 2 | AUSTROP | AUSTRO1_1KV | FROM_TO | 73521.13 | -0.0476 | 0.23195 | -0.87048 | 0.32541 | -4.072 | -555.681 | 0 | 5192.942 | 4417.437 | Competitive | 0 | 0 | 0 | 0 | 0 | 1 | 1 | Non-Competitive | Non-Competitive | Non-Competitive | Non-Competitive | Non-Competitive | 11 | 11 | 11 | 11 | 11 | 11 | 11 | 11 | 11 | 11 | 11 | 11 | 11 | 11 | 11
DLYTFPP5 AUSTRO_AT1L TO_FROM | DLYTFPP5 | AUSTRO_AT1L | 480 | 2 | 2 | AUSTROP | AUSTRO1_1KV | TO_FROM | 73521.13 | -0.23195 | 0.047603 | -0.32541 | 0.87048 | 602.4385 | 218.8748 | 0 | 4417.437 | 5192.942 | Competitive | 0 | 0 | 0 | 0 | 0 | 1 | 1 | Non-Competitive | Non-Competitive | Non-Competitive | Non-Competitive | Non-Competitive | 35 | 35 | 36 | 35 | 35 | 36 | 35 | 35 | 36 | 35 | 35 | 36 | 35 | 35 | 36
DLYTFPP5 CKT_3132_1 FROM_TO | DLYTFPP5 | CKT_3132_1 | 1195 | 2 | 2 | L_FPPYD15_1Y | LOSTPN34 | FROM_TO | 73521.13 | -0.13106 | 0.2686 | -0.13106 | 0.2686 | 1081.848 | -806.655 | 0 | 2978.464 | 1340.448 | Competitive | 0 | 1 | 1 | 1 | 1 | 1 | 1 | Non-Competitive | Competitive | Competitive | Competitive | Competitive | 93 | 109 | 152 | 0 | 0 | 0 | 0 | 0 | 0 | 0 | 0 | 0 | 0 | 0 | 0
DLYTFPP5 CKT_3132_1 TO_FROM | DLYTFPP5 | CKT_3132_1 | 1195 | 2 | 2 | L_FPPYD15_1Y | LOSTPN34 | TO_FROM | 73521.13 | -0.2686 | 0.13106 | -0.2686 | 0.13106 | 1322.582 | -498.114 | 0 | 1340.448 | 2978.464 | Competitive | 0 | 0 | 0 | 0 | 1 | 1 | 1 | Non-Competitive | Non-Competitive | Non-Competitive | Non-Competitive | Competitive | 58 | 58 | 101 | 58 | 58 | 101 | 58 | 58 | 101 | 58 | 58 | 101 | 0 | 0 | 0
DLYTZOR5 101T158_1 FROM_TO | DLYTZOR5 | 101T158_1 | 132 | 2 | 2 | L_ZORN__8_1Y | L_POOLRO8_1Y | FROM_TO | 73521.13 | -0.02932 | 0.03038 | -0.46321 | 0.068751 | 200.9819 | -182.074 | 0 | 3596.93 | 5161.989 | Competitive | 0 | 0 | 0 | 0 | 0 | 1 | 1 | Non-Competitive | Non-Competitive | Non-Competitive | Non-Competitive | Non-Competitive | 7 | 7 | 7 | 7 | 7 | 7 | 7 | 7 | 7 | 7 | 7 | 7 | 7 | 7 | 7
DLYTZOR5 101T158_1 TO_FROM | DLYTZOR5 | 101T158_1 | 132 | 2 | 2 | L_ZORN__8_1Y | L_POOLRO8_1Y | TO_FROM | 73521.13 | -0.03038 | 0.029323 | -0.06875 | 0.46321 | 246.2634 | -59.6489 | 0 | 5161.989 | 3596.93 | Competitive | 0 | 0 | 0 | 0 | 0 | 1 | 1 | Non-Competitive | Non-Competitive | Non-Competitive | Non-Competitive | Non-Competitive | 34 | 39 | 39 | 34 | 39 | 39 | 34 | 39 | 39 | 34 | 39 | 39 | 34 | 39 | 39
DLYTZOR5 103T262_1 FROM_TO | DLYTZOR5 | 103T262_1 | 454 | 2 | 2 | L_MCCALA8_1Y | L_REDWOO8_1Y | FROM_TO | 73521.13 | -0.07224 | 0.077684 | -0.61496 | 0.22073 | 772.0504 | -636.747 | 0 | 2371.642 | 3677.985 | Competitive | 0 | 0 | 0 | 0 | 0 | 1 | 1 | Non-Competitive | Non-Competitive | Non-Competitive | Non-Competitive | Non-Competitive | 43 | 48 | 48 | 43 | 48 | 48 | 43 | 48 | 48 | 43 | 48 | 48 | 43 | 48 | 48
DLYTZOR5 103T262_1 TO_FROM | DLYTZOR5 | 103T262_1 | 454 | 2 | 2 | L_MCCALA8_1Y | L_REDWOO8_1Y | TO_FROM | 73521.13 | -0.07768 | 0.072243 | -0.22073 | 0.61496 | 848.5314 | -341.363 | 0 | 3677.985 | 2371.642 | Competitive | 0 | 0 | 0 | 1 | 1 | 1 | 1 | Non-Competitive | Non-Competitive | Non-Competitive | Competitive | Competitive | 32 | 47 | 95 | 32 | 47 | 95 | 32 | 47 | 95 | 0 | 0 | 0 | 0 | 0 | 0
DLYTZOR5 125T184_1 FROM_TO | DLYTZOR5 | 125T184_1 | 139 | 2 | 2 | L_LOCKHA8_1Y | L_LULING8_1Y | FROM_TO | 73521.13 | -0.03187 | 0.037812 | -0.41041 | 0.19578 | 526.8093 | -39.3126 | 0 | 3573.354 | 1338.145 | Competitive | 0 | 1 | 1 | 1 | 1 | 1 | 1 | Non-Competitive | Competitive | Competitive | Competitive | Competitive | 32 | 59 | 111 | 0 | 0 | 0 | 0 | 0 | 0 | 0 | 0 | 0 | 0 | 0 | 0
DLYTZOR5 125T184_1 TO_FROM | DLYTZOR5 | 125T184_1 | 139 | 2 | 2 | L_LOCKHA8_1Y | L_LULING8_1Y | TO_FROM | 73521.13 | -0.03781 | 0.03187 | -0.19578 | 0.41041 | 205.3809 | -432.314 | 0 | 1338.145 | 3573.354 | Competitive | 0 | 0 | 0 | 0 | 0 | 1 | 1 | Non-Competitive | Non-Competitive | Non-Competitive | Non-Competitive | Non-Competitive | 30 | 30 | 30 | 30 | 30 | 30 | 30 | 30 | 30 | 30 | 30 | 30 | 30 | 30 | 30
DLYTZOR5 258T380_1 FROM_TO | DLYTZOR5 | 258T380_1 | 287 | 2 | 2 | L_BUDA__8_1Y | L_TURNER8_1Y | FROM_TO | 73521.13 | -0.05789 | 0.057149 | -0.2594 | 0.59206 | 236.2153 | -766.117 | 0 | 2238.749 | 3362.536 | Competitive | 0 | 0 | 0 | 0 | 0 | 1 | 1 | Non-Competitive | Non-Competitive | Non-Competitive | Non-Competitive | Non-Competitive | 34 | 36 | 36 | 34 | 36 | 36 | 34 | 36 | 36 | 34 | 36 | 36 | 34 | 36 | 36
DLYTZOR5 258T380_1 TO_FROM | DLYTZOR5 | 258T380_1 | 287 | 2 | 2 | L_BUDA__8_1Y | L_TURNER8_1Y | TO_FROM | 73521.13 | -0.05715 | 0.057886 | -0.59206 | 0.2594 | 897.1757 | 59.1823 | 0 | 3362.536 | 2238.749 | Competitive | 0 | 0 | 0 | 1 | 1 | 1 | 1 | Non-Competitive | Non-Competitive | Non-Competitive | Competitive | Competitive | 37 | 55 | 99 | 37 | 55 | 99 | 37 | 55 | 99 | 0 | 0 | 0 | 0 | 0 | 0
DLYTZOR5 524T524_1 FROM_TO | DLYTZOR5 | 524T524_1 | 241 | 2 | 2 | L_LEHIGH8_1Y | L_BUDA__8_1Y | FROM_TO | 73521.13 | -0.06533 | 0.056163 | -0.21936 | 0.65295 | 464.504 | -618.97 | 0 | 2366.957 | 3698.521 | Competitive | 0 | 0 | 0 | 0 | 0 | 1 | 1 | Non-Competitive | Non-Competitive | Non-Competitive | Non-Competitive | Non-Competitive | 43 | 48 | 48 | 43 | 48 | 48 | 43 | 48 | 48 | 43 | 48 | 48 | 43 | 48 | 48
DLYTZOR5 524T524_1 TO_FROM | DLYTZOR5 | 524T524_1 | 241 | 2 | 2 | L_LEHIGH8_1Y | L_BUDA__8_1Y | TO_FROM | 73521.13 | -0.05616 | 0.06533 | -0.65295 | 0.21936 | 782.5657 | -135.807 | 0 | 3698.521 | 2366.957 | Competitive | 0 | 0 | 0 | 1 | 1 | 1 | 1 | Non-Competitive | Non-Competitive | Non-Competitive | Competitive | Competitive | 32 | 47 | 96 | 32 | 47 | 96 | 32 | 47 | 96 | 0 | 0 | 0 | 0 | 0 | 0
DMARELM5 MAR_SKY_1 FROM_TO | DMARELM5 | MAR_SKY_1 | 1076 | 0 | 0 | SKYLINE_5 | L_MARION5_1Y | FROM_TO | 73521.13 | -0.11547 | 0.25804 | -0.11547 | 0.32226 | 582.9522 | -1705.78 | 0 | 6023.028 | 1016.957 | Competitive | 0 | 1 | 1 | 1 | 1 | 1 | 1 | Non-Competitive | Competitive | Competitive | Competitive | Competitive | 49 | 116 | 198 | 0 | 0 | 0 | 0 | 0 | 0 | 0 | 0 | 0 | 0 | 0 | 0
DMARELM5 MAR_SKY_1 TO_FROM | DMARELM5 | MAR_SKY_1 | 1076 | 0 | 0 | SKYLINE_5 | L_MARION5_1Y | TO_FROM | 73521.13 | -0.25804 | 0.11547 | -0.32226 | 0.11547 | 2406.832 | 520.3758 | 0 | 1016.957 | 6023.028 | Competitive | 0 | 0 | 0 | 0 | 0 | 1 | 1 | Non-Competitive | Non-Competitive | Non-Competitive | Non-Competitive | Non-Competitive | 23 | 23 | 36 | 23 | 23 | 36 | 23 | 23 | 36 | 23 | 23 | 36 | 23 | 23 | 36
DMARZOR5 287T301_1 FROM_TO | DMARZOR5 | 287T301_1 | 227 | 2 | 2 | L_STMEIN8_1Y | L_MCQUEE8_1Y | FROM_TO | 73521.13 | -0.08406 | 0.050144 | -0.3719 | 0.55604 | 1011.94 | -120.506 | 0 | 1183.375 | 2930.906 | Competitive | 0 | 0 | 0 | 0 | 1 | 1 | 1 | Non-Competitive | Non-Competitive | Non-Competitive | Non-Competitive | Competitive | 29 | 38 | 85 | 29 | 38 | 85 | 29 | 38 | 85 | 29 | 38 | 85 | 0 | 0 | 0
DMARZOR5 287T301_1 TO_FROM | DMARZOR5 | 287T301_1 | 227 | 2 | 2 | L_STMEIN8_1Y | L_MCQUEE8_1Y | TO_FROM | 73521.13 | -0.05014 | 0.08406 | -0.55604 | 0.3719 | 536.2921 | -828.774 | 0 | 2930.906 | 1183.375 | Competitive | 0 | 1 | 1 | 1 | 1 | 1 | 1 | Non-Competitive | Competitive | Competitive | Competitive | Competitive | 50 | 53 | 53 | 0 | 0 | 0 | 0 | 0 | 0 | 0 | 0 | 0 | 0 | 0 | 0
DMARZOR5 306T369_1 FROM_TO | DMARZOR5 | 306T369_1 | 227 | 2 | 2 | L_SEGUWE8_1Y | L_CATERP8_1Y | FROM_TO | 73521.13 | -0.08213 | 0.052071 | -0.55606 | 0.40285 | 1154.595 | 21.1219 | 0 | 976.192 | 2998.962 | Competitive | 0 | 0 | 0 | 0 | 1 | 1 | 1 | Non-Competitive | Non-Competitive | Non-Competitive | Non-Competitive | Competitive | 29 | 38 | 85 | 29 | 38 | 85 | 29 | 38 | 85 | 29 | 38 | 85 | 0 | 0 | 0
DMARZOR5 306T369_1 TO_FROM | DMARZOR5 | 306T369_1 | 227 | 2 | 2 | L_SEGUWE8_1Y | L_CATERP8_1Y | TO_FROM | 73521.13 | -0.05207 | 0.082133 | -0.40285 | 0.55606 | 394.6253 | -677.583 | 0 | 2998.962 | 976.192 | Competitive | 1 | 1 | 1 | 1 | 1 | 1 | 1 | Competitive | Competitive | Competitive | Competitive | Competitive | 0 | 0 | 0 | 0 | 0 | 0 | 0 | 0 | 0 | 0 | 0 | 0 | 0 | 0 | 0
DMARZOR5 357T544_1 FROM_TO | DMARZOR5 | 357T544_1 | 38 | 2 | 2 | L_COLUMB9_1Y | L_STAFHI9_1Y | FROM_TO | 73521.13 | -0.0224 | 0.016718 | -0.60102 | 0.30083 | 160.8974 | -72.2329 | 0 | 4966.86 | 2199.795 | Competitive | 0 | 0 | 0 | 1 | 1 | 1 | 1 | Non-Competitive | Non-Competitive | Non-Competitive | Competitive | Competitive | 7 | 7 | 7 | 7 | 7 | 7 | 7 | 7 | 7 | 0 | 0 | 0 | 0 | 0 | 0
DMARZOR5 357T544_1 TO_FROM | DMARZOR5 | 357T544_1 | 38 | 2 | 2 | L_COLUMB9_1Y | L_STAFHI9_1Y | TO_FROM | 73521.13 | -0.01672 | 0.022395 | -0.30083 | 0.60102 | 90.4535 | -120.823 | 0 | 2199.795 | 4966.86 | Competitive | 0 | 0 | 0 | 0 | 0 | 1 | 0 | Non-Competitive | Non-Competitive | Non-Competitive | Non-Competitive | Non-Competitive | 0 | 0 | 0 | 0 | 0 | 0 | 0 | 0 | 0 | 0 | 0 | 0 | 0 | 0 | 0
DMARZOR5 428T428_1 FROM_TO | DMARZOR5 | 428T428_1 | 227 | 2 | 2 | L_SEGUIN8_1Y | L_SEGUWE8_1Y | FROM_TO | 73521.13 | -0.0818 | 0.052409 | -0.59682 | 0.26907 | 1179.643 | 45.989 | 0 | 1008.214 | 3011.456 | Competitive | 0 | 0 | 0 | 0 | 0 | 1 | 1 | Non-Competitive | Non-Competitive | Non-Competitive | Non-Competitive | Non-Competitive | 29 | 38 | 85 | 29 | 38 | 85 | 29 | 38 | 85 | 29 | 38 | 85 | 29 | 38 | 85
DMARZOR5 428T428_1 TO_FROM | DMARZOR5 | 428T428_1 | 227 | 2 | 2 | L_SEGUIN8_1Y | L_SEGUWE8_1Y | TO_FROM | 73521.13 | -0.05241 | 0.081795 | -0.26907 | 0.59682 | 369.7515 | -702.45 | 0 | 3011.456 | 1008.214 | Competitive | 0 | 1 | 1 | 1 | 1 | 1 | 1 | Non-Competitive | Competitive | Competitive | Competitive | Competitive | 33 | 53 | 58 | 0 | 0 | 0 | 0 | 0 | 0 | 0 | 0 | 0 | 0 | 0 | 0
DMARZOR5 BLESSI_LOLITA1_1 FROM_TO | DMARZOR5 | BLESSI_LOLITA1_1 | 211 | 2 | 2 | BLESSING4A | LOLITA4A | FROM_TO | 73521.13 | -0.30811 | 0.047306 | -0.42197 | 0.13024 | 880.0851 | -235.634 | 0 | 1823.336 | 5262.519 | Competitive | 0 | 0 | 0 | 0 | 0 | 1 | 1 | Non-Competitive | Non-Competitive | Non-Competitive | Non-Competitive | Non-Competitive | 12 | 12 | 31 | 12 | 12 | 31 | 12 | 12 | 31 | 12 | 12 | 31 | 12 | 12 | 31
DMARZOR5 BLESSI_LOLITA1_1 TO_FROM | DMARZOR5 | BLESSI_LOLITA1_1 | 211 | 2 | 2 | BLESSING4A | LOLITA4A | TO_FROM | 73521.13 | -0.04731 | 0.30811 | -0.13024 | 0.42197 | 588.2396 | -662.431 | 0 | 5262.519 | 1823.336 | Competitive | 0 | 0 | 1 | 1 | 1 | 1 | 1 | Non-Competitive | Non-Competitive | Competitive | Competitive | Competitive | 14 | 30 | 41 | 14 | 30 | 41 | 0 | 0 | 0 | 0 | 0 | 0 | 0 | 0 | 0
DMARZOR5 MARION_4AT2 FROM_TO | DMARZOR5 | MARION_4AT2 | 478 | 2 | 2 | L_MARION5_1Y | L_MARION8_1Y | FROM_TO | 73521.13 | -0.05665 | 0.12978 | -0.36553 | 0.12978 | 926.6627 | -691.884 | 0 | 1598.465 | 1763.232 | Competitive | 0 | 0 | 1 | 1 | 1 | 1 | 1 | Non-Competitive | Non-Competitive | Competitive | Competitive | Competitive | 51 | 56 | 56 | 51 | 56 | 56 | 0 | 0 | 0 | 0 | 0 | 0 | 0 | 0 | 0
DMARZOR5 MARION_4AT2 TO_FROM | DMARZOR5 | MARION_4AT2 | 478 | 2 | 2 | L_MARION5_1Y | L_MARION8_1Y | TO_FROM | 73521.13 | -0.12978 | 0.056647 | -0.12978 | 0.36553 | 903.3875 | -582.988 | 0 | 1763.232 | 1598.465 | Competitive | 0 | 0 | 1 | 1 | 1 | 1 | 1 | Non-Competitive | Non-Competitive | Competitive | Competitive | Competitive | 31 | 40 | 106 | 31 | 40 | 106 | 0 | 0 | 0 | 0 | 0 | 0 | 0 | 0 | 0
DMCSCDC8 3210__A FROM_TO | DMCSCDC8 | 3210__A | 223 | 15 | 15 | MTCK_W8 | CHILSW_S8 | FROM_TO | 73521.13 | -0.01239 | 0.32416 | -0.07664 | 0.32482 | 186.1056 | -215.616 | 0 | 10000 | 3260.947 | Competitive | 0 | 0 | 0 | 0 | 0 | 1 | 0 | Non-Competitive | Non-Competitive | Non-Competitive | Non-Competitive | Non-Competitive | 0 | 0 | 0 | 0 | 0 | 0 | 0 | 0 | 0 | 0 | 0 | 0 | 0 | 0 | 0
DMCSCDC8 3210__A TO_FROM | DMCSCDC8 | 3210__A | 223 | 15 | 15 | MTCK_W8 | CHILSW_S8 | TO_FROM | 73521.13 | -0.32416 | 0.012389 | -0.32482 | 0.076642 | 226.4903 | 77.0459 | 0 | 3260.947 | 10000 | Non-Competi | 0 | 0 | 0 | 0 | 0 | 1 | 1 | Non-Competitive | Non-Competitive | Non-Competitive | Non-Competitive | Non-Competitive | 3 | 3 | 3 | 3 | 3 | 3 | 3 | 3 | 3 | 3 | 3 | 3 | 3 | 3 | 3
DMCSCDC8 3405__C FROM_TO | DMCSCDC8 | 3405__C | 318 | 15 | 15 | MTCK_E8 | TRA1T_8 | FROM_TO | 73521.13 | -0.02762 | 0.32735 | -0.43838 | 0.32757 | 546.0295 | 74.4523 | 0 | 9955.18 | 2745.103 | Competitive | 0 | 0 | 0 | 0 | 1 | 1 | 1 | Non-Competitive | Non-Competitive | Non-Competitive | Non-Competitive | Competitive | 2 | 6 | 6 | 2 | 6 | 6 | 2 | 6 | 6 | 2 | 6 | 6 | 0 | 0 | 0
DMCSCDC8 3405__C TO_FROM | DMCSCDC8 | 3405__C | 318 | 15 | 15 | MTCK_E8 | TRA1T_8 | TO_FROM | 73521.13 | -0.32735 | 0.027621 | -0.32757 | 0.43838 | 51.0086 | -260.994 | 0 | 2745.103 | 9955.18 | Competitive | 0 | 0 | 0 | 0 | 0 | 1 | 1 | Non-Competitive | Non-Competitive | Non-Competitive | Non-Competitive | Non-Competitive | 3 | 3 | 3 | 3 | 3 | 3 | 3 | 3 | 3 | 3 | 3 | 3 | 3 | 3 | 3
DMGSBTR5 6036__A FROM_TO | DMGSBTR5 | 6036__A | 1065 | 2 | 2 | MRGNCRK_5 | TONKAWAW_5 | FROM_TO | 73521.13 | -0.26537 | 0.5315 | -0.26565 | 0.5871 | 2760.458 | -1387.23 | 0 | 1287.484 | 2059.967 | Competitive | 0 | 0 | 0 | 1 | 1 | 1 | 1 | Non-Competitive | Non-Competitive | Non-Competitive | Competitive | Competitive | 26 | 30 | 99 | 26 | 30 | 99 | 26 | 30 | 99 | 0 | 0 | 0 | 0 | 0 | 0
DMGSBTR5 6036__A TO_FROM | DMGSBTR5 | 6036__A | 1065 | 2 | 2 | MRGNCRK_5 | TONKAWAW_5 | TO_FROM | 73521.13 | -0.5315 | 0.26537 | -0.5871 | 0.26565 | 1752.51 | -2026.28 | 0 | 2059.967 | 1287.484 | Competitive | 0 | 1 | 1 | 1 | 1 | 1 | 1 | Non-Competitive | Competitive | Competitive | Competitive | Competitive | 39 | 52 | 61 | 0 | 0 | 0 | 0 | 0 | 0 | 0 | 0 | 0 | 0 | 0 | 0
DMGSCGR8 6474__A FROM_TO | DMGSCGR8 | 6474__A | 185 | 0 | 0 | MRGNCRK_8 | SUN_8 | FROM_TO | 73521.13 | -0.31241 | 0.020885 | -0.31241 | 0.020885 | 168.7961 | 5.398 | 0 | 7373.693 | 3509.193 | Competitive | 0 | 0 | 0 | 0 | 0 | 1 | 1 | Non-Competitive | Non-Competitive | Non-Competitive | Non-Competitive | Non-Competitive | 6 | 6 | 9 | 6 | 6 | 9 | 6 | 6 | 9 | 6 | 6 | 9 | 6 | 6 | 9
DMGSCGR8 6474__A TO_FROM | DMGSCGR8 | 6474__A | 185 | 0 | 0 | MRGNCRK_8 | SUN_8 | TO_FROM | 73521.13 | -0.02089 | 0.31241 | -0.02089 | 0.31241 | 99.3593 | -154.976 | 0 | 3509.193 | 7373.693 | Competitive | 0 | 0 | 0 | 0 | 0 | 1 | 1 | Non-Competitive | Non-Competitive | Non-Competitive | Non-Competitive | Non-Competitive | 6 | 6 | 6 | 6 | 6 | 6 | 6 | 6 | 6 | 6 | 6 | 6 | 6 | 6 | 6
DMGSCGR8 6685__A FROM_TO | DMGSCGR8 | 6685__A | 42 | 0 | 0 | CHINAGRV_9 | COLOCITY_9 | FROM_TO | 73521.13 | -0.0263 | 0.13117 | -0.36003 | 0.24297 | 36.4092 | -18.3455 | 0 | 3309.009 | 4771.422 | Competitive | 0 | 0 | 0 | 0 | 0 | 1 | 1 | Non-Competitive | Non-Competitive | Non-Competitive | Non-Competitive | Non-Competitive | 2 | 2 | 3 | 2 | 2 | 3 | 2 | 2 | 3 | 2 | 2 | 3 | 2 | 2 | 3
DMGSCGR8 6685__A TO_FROM | DMGSCGR8 | 6685__A | 42 | 0 | 0 | CHINAGRV_9 | COLOCITY_9 | TO_FROM | 73521.13 | -0.13117 | 0.026296 | -0.24297 | 0.36003 | 22.8036 | -22.4754 | 0 | 4771.422 | 3309.009 | Competitive | 0 | 0 | 0 | 0 | 0 | 1 | 1 | Non-Competitive | Non-Competitive | Non-Competitive | Non-Competitive | Non-Competitive | 6 | 9 | 9 | 6 | 9 | 9 | 6 | 9 | 9 | 6 | 9 | 9 | 6 | 9 | 9
DMGSCGR8 ANSN_RADM1_1 FROM_TO | DMGSCGR8 | ANSN_RADM1_1 | 38 | 0 | 0 | ANSN2A | RADM2A | FROM_TO | 73521.13 | -0.02779 | 0.003545 | -0.30041 | 0.4941 | 1.1182 | -42.8767 | 0 | 3793.062 | 3460.011 | Competitive | 0 | 0 | 0 | 0 | 0 | 1 | 1 | Non-Competitive | Non-Competitive | Non-Competitive | Non-Competitive | Non-Competitive | bar: 6 to 8
DMGSCGR8 ANSN_RADM1_1 TO_FROM | DMGSCGR8 | ANSN_RADM1_1 | 38 | 0 | 0 | ANSN2A | RADM2A | TO_FROM | 73521.13 | -0.00354 | 0.02779 | -0.4941 | 0.3004 | 52.6647 | -0.07212 | 0 | 3460.011 | 3793.062 | Competitive | 0 | 0 | 0 | 0 | 0 | 1 | 0 | Non-Competitive | Non-Competitive | Non-Competitive | Non-Competitive | Non-Competitive | 0 | 0 | 0 | 0 | 0 | 0 | 0 | 0 | 0 | 0 | 0 | 0 | 0 | 0 | 0
DMGSCGR8 ECRSW_FMR1 FROM_TO | DMGSCGR8 | ECRSW_FMR1 | 28 | 0 | 0 | ENSCRKSS_9 | ENSCRKSS_8 | FROM_TO | 73521.13 | -0.00026 | 0 | -0.00026 | 0.99974 | -19.3735 | -19.371 | 0 | 0 | 696.487 | Competitive | 1 | 1 | 1 | 1 | 1 | 1 | 0 | Non-Competitive | Non-Competitive | Non-Competitive | Non-Competitive | Non-Competitive | 0 | 0 | 0 | 0 | 0 | 0 | 0 | 0 | 0 | 0 | 0 | 0 | 0 | 0 | 0
DMGSCGR8 ECRSW_FMR1 TO_FROM | DMGSCGR8 | ECRSW_FMR1 | 28 | 0 | 0 | ENSCRKSS_9 | ENSCRKSS_8 | TO_FROM | 73521.13 | 0 | 0.000263 | -0.99974 | 0.000263 | 19.3735 | 19.371 | 0 | 696.487 | 0 | Competitive | 1 | 1 | 1 | 1 | 1 | 1 | 0 | Non-Competitive | Non-Competitive | Non-Competitive | Non-Competitive | Non-Competitive | 0 | 0 | 0 | 0 | 0 | 0 | 0 | 0 | 0 | 0 | 0 | 0 | 0 | 0 | 0
DMGSCGR8 MGSES_MR3L FROM_TO | DMGSCGR8 | MGSES_MR3L | 75 | 0 | 0 | MRGNCRK_9 | 700206_3STAR | FROM_TO | 73521.13 | -0.01468 | 0.16086 | -0.31982 | 0.68355 | 4.5502 | -59.2 | 0 | 2051.028 | 10000 | Competitive | 0 | 0 | 0 | 0 | 0 | 1 | 0 | Non-Competitive | Non-Competitive | Non-Competitive | Non-Competitive | Non-Competitive | 0 | 0 | 0 | 0 | 0 | 0 | 0 | 0 | 0 | 0 | 0 | 0 | 0 | 0 | 0
DMGSCGR8 MGSES_MR3L TO_FROM | DMGSCGR8 | MGSES_MR3L | 75 | 0 | 0 | MRGNCRK_9 | 700206_3STAR | TO_FROM | 73521.13 | -0.16086 | 0.014681 | -0.68355 | 0.31983 | 68.2319 | 9.0076 | 0 | 10000 | 2051.028 | Competitive | 0 | 0 | 0 | 1 | 1 | 1 | 1 | Non-Competitive | Non-Competitive | Non-Competitive | Competitive | Competitive | 10 | 10 | 14 | 10 | 10 | 14 | 10 | 10 | 14 | 0 | 0 | 0 | 0 | 0 | 0
DMGSLNG5 6215__A FROM_TO | DMGSLNG5 | 6215__A | 143 | 3 | 3 | BLUFCKTA_8 | CHINAGRV_8 | FROM_TO | 73521.13 | -0.01521 | 0.52531 | -0.08358 | 0.6038 | 218.0206 | -164.308 | 0 | 4655.235 | 8184.708 | Non-Competi | 0 | 0 | 0 | 0 | 0 | 1 | 0 | Non-Competitive | Non-Competitive | Non-Competitive | Non-Competitive | Non-Competitive | 0 | 0 | 0 | 0 | 0 | 0 | 0 | 0 | 0 | 0 | 0 | 0 | 0 | 0 | 0
DMGSLNG5 6215__A TO_FROM | DMGSLNG5 | 6215__A | 143 | 3 | 3 | BLUFCKTA_8 | CHINAGRV_8 | TO_FROM | 73521.13 | -0.52531 | 0.015211 | -0.6038 | 0.083578 | 179.8848 | -125.312 | 0 | 8184.708 | 4655.235 | Non-Competi | 0 | 0 | 0 | 0 | 0 | 1 | 1 | Non-Competitive | Non-Competitive | Non-Competitive | Non-Competitive | Non-Competitive | 5 | 12 | 25 | 5 | 12 | 25 | 5 | 12 | 25 | 5 | 12 | 25 | 5 | 12 | 25
DMGSLNG5 6465__B FROM_TO | DMGSLNG5 | 6465__B | 143 | 3 | 3 | MIDLDWNT_8 | SPRABERY_8 | FROM_TO | 73521.13 | -0.11965 | 0.037635 | -0.29163 | 0.27181 | 115.6076 | -112.574 | 0 | 2257.473 | 1601.095 | Competitive | 0 | 0 | 1 | 1 | 1 | 1 | 1 | Non-Competitive | Non-Competitive | Competitive | Competitive | Competitive | 14 | 15 | 18 | 14 | 15 | 18 | 0 | 0 | 0 | 0 | 0 | 0 | 0 | 0 | 0
DMGSLNG5 6465__B TO_FROM | DMGSLNG5 | 6465__B | 143 | 3 | 3 | MIDLDWNT_8 | SPRABERY_8 | TO_FROM | 73521.13 | -0.03764 | 0.11965 | -0.27181 | 0.29163 | 141.0422 | -67.6332 | 0 | 1601.095 | 2257.473 | Competitive | 0 | 0 | 0 | 1 | 1 | 1 | 1 | Non-Competitive | Non-Competitive | Non-Competitive | Competitive | Competitive | 19 | 22 | 25 | 19 | 22 | 25 | 19 | 22 | 25 | 0 | 0 | 0 | 0 | 0 | 0
DMGSLNG5 6475__F FROM_TO | DMGSLNG5 | 6475__F | 203 | 3 | 3 | ODESSANO_8 | ODESSA2_8 | FROM_TO | 73521.13 | -0.04938 | 0.091324 | -0.19018 | 0.49442 | -6.991 | -177.76 | 0 | 4261.182 | 2796.178 | Competitive | 0 | 0 | 0 | 0 | 1 | 1 | 1 | Non-Competitive | Non-Competitive | Non-Competitive | Non-Competitive | Competitive | 14 | 23 | 25 | 14 | 23 | 25 | 14 | 23 | 25 | 14 | 23 | 25 | 0 | 0 | 0
DMGSLNG5 6475__F TO_FROM | DMGSLNG5 | 6475__F | 203 | 3 | 3 | ODESSANO_8 | ODESSA2_8 | TO_FROM | 73521.13 | -0.09132 | 0.049378 | -0.49442 | 0.19018 | 239.0629 | 44.504 | 0 | 2796.178 | 4261.182 | Competitive | 0 | 0 | 0 | 0 | 0 | 1 | 1 | Non-Competitive | Non-Competitive | Non-Competitive | Non-Competitive | Non-Competitive | 9 | 9 | 11 | 9 | 9 | 11 | 9 | 9 | 11 | 9 | 9 | 11 | 9 | 9 | 11
DMGSLNG5 6500__B FROM_TO | DMGSLNG5 | 6500__B | 206 | 3 | 3 | ODESEHV_8 | BIG3ODTA_8 | FROM_TO | 73521.13 | 0 | 0.000329 | -0.99967 | 0.000329 | 24.1651 | 24.162 | 0 | 696.487 | 0 | Competitive | 1 | 1 | 1 | 1 | 1 | 1 | 0 | Non-Competitive | Non-Competitive | Non-Competitive | Non-Competitive | Non-Competitive | 0 | 0 | 0 | 0 | 0 | 0 | 0 | 0 | 0 | 0 | 0 | 0 | 0 | 0 | 0
DMGSLNG5 6500__B TO_FROM | DMGSLNG5 | 6500__B | 206 | 3 | 3 | ODESEHV_8 | BIG3ODTA_8 | TO_FROM | 73521.13 | -0.00033 | 0 | -0.00033 | 0.99967 | -24.1651 | -24.162 | 0 | 0 | 696.487 | Competitive | 1 | 1 | 1 | 1 | 1 | 1 | 0 | Non-Competitive | Non-Competitive | Non-Competitive | Non-Competitive | Non-Competitive | 0 | 0 | 0 | 0 | 0 | 0 | 0 | 0 | 0 | 0 | 0 | 0 | 0 | 0 | 0
DMGSLNG5 6510__A FROM_TO | DMGSLNG5 | 6510__A | 162 | 3 | 3 | CRMWD8TA_8 | GLENHAVN_8 | FROM_TO | 73521.13 | -0.07153 | 0.022111 | -0.31523 | 0.5024 | 58.4667 | -126.516 | 0 | 2649.801 | 2425.402 | Competitive | 0 | 0 | 0 | 1 | 1 | 1 | 1 | Non-Competitive | Non-Competitive | Non-Competitive | Competitive | Competitive | 14 | 31 | 34 | 14 | 31 | 34 | 14 | 31 | 34 | 0 | 0 | 0 | 0 | 0 | 0
DMGSLNG5 6510__A TO_FROM | DMGSLNG5 | 6510__A | 162 | 3 | 3 | CRMWD8TA_8 | GLENHAVN_8 | TO_FROM | 73521.13 | -0.02211 | 0.071527 | -0.5024 | 0.31523 | 217.2483 | -45.5838 | 0 | 2425.402 | 2649.801 | Competitive | 0 | 0 | 0 | 0 | 1 | 1 | 1 | Non-Competitive | Non-Competitive | Non-Competitive | Non-Competitive | Competitive | 1 | 1 | 1 | 1 | 1 | 1 | 1 | 1 | 1 | 1 | 1 | 1 | 0 | 0 | 0
DMGSLNG5 6511__C FROM_TO | DMGSLNG5 | 6511__C | 155 | 3 | 3 | WINDWOOD_8 | MIDLANDW_8 | FROM_TO | 73521.13 | -0.08601 | 0.015393 | -0.58778 | 0.27301 | 132.1265 | -126.065 | 0 | 10000 | 2139.549 | Competitive | 0 | 0 | 0 | 1 | 1 | 1 | 1 | Non-Competitive | Non-Competitive | Non-Competitive | Competitive | Competitive | 14 | 31 | 36 | 14 | 31 | 36 | 14 | 31 | 36 | 0 | 0 | 0 | 0 | 0 | 0
DMGSLNG5 6511__C TO_FROM | DMGSLNG5 | 6511__C | 155 | 3 | 3 | WINDWOOD_8 | MIDLANDW_8 | TO_FROM | 73521.13 | -0.01539 | 0.086012 | -0.27301 | 0.58778 | 236.9348 | -128.184 | 0 | 2139.549 | 10000 | Competitive | 0 | 0 | 0 | 0 | 0 | 1 | 0 | Non-Competitive | Non-Competitive | Non-Competitive | Non-Competitive | Non-Competitive | 0 | 0 | 0 | 0 | 0 | 0 | 0 | 0 | 0 | 0 | 0 | 0 | 0 | 0 | 0
DMGSLNG5 MGSES_MR1H FROM_TO | DMGSLNG5 | MGSES_MR1H | 349 | 3 | 3 | MRGNCRK_5 | 700207_3STAR | FROM_TO | 73521.13 | -0.27149 | 0.022323 | -0.38773 | 0.33398 | 298.1428 | -157.521 | 0 | 1645.493 | 3309.435 | Competitive | 0 | 0 | 0 | 0 | 0 | 1 | 1 | Non-Competitive | Non-Competitive | Non-Competitive | Non-Competitive | Non-Competitive | 20 | 22 | 43 | 20 | 22 | 43 | 20 | 22 | 43 | 20 | 22 | 43 | 20 | 22 | 43
DMGSLNG5 MGSES_MR1H TO_FROM | DMGSLNG5 | MGSES_MR1H | 349 | 3 | 3 | MRGNCRK_5 | 700207_3STAR | TO_FROM | 73521.13 | -0.02232 | 0.27149 | -0.33398 | 0.38773 | 427.3409 | -287.511 | 0 | 3309.435 | 1645.493 | Competitive | 0 | 0 | 1 | 1 | 1 | 1 | 1 | Non-Competitive | Non-Competitive | Competitive | Competitive | Competitive | 4 | 4 | 4 | 4 | 4 | 4 | 0 | 0 | 0 | 0 | 0 | 0 | 0 | 0 | 0
DMLSENT5 1820__C FROM_TO | DMLSENT5 | 1820__C | 220 | 2 | 2 | TYLERGND_8 | WHITEHSE_8 | FROM_TO | 73521.13 | -0.18313 | 0.059715 | -0.78686 | 0.12905 | 234.5381 | -213.496 | 0 | 10000 | 6548.675 | Competitive | 0 | 0 | 0 | 0 | 0 | 1 | 1 | Non-Competitive | Non-Competitive | Non-Competitive | Non-Competitive | Non-Competitive | 2 | 7 | 8 | 2 | 7 | 8 | 2 | 7 | 8 | 2 | 7 | 8 | 2 | 7 | 8
DMLSENT5 1820__C TO_FROM | DMLSENT5 | 1820__C | 220 | 2 | 2 | TYLERGND_8 | WHITEHSE_8 | TO_FROM | 73521.13 | -0.05972 | 0.18313 | -0.12905 | 0.78686 | 381.0025 | -17.3426 | 0 | 6548.675 | 10000 | Competitive | 0 | 0 | 0 | 0 | 0 | 1 | 1 | Non-Competitive | Non-Competitive | Non-Competitive | Non-Competitive | Non-Competitive | 3 | 3 | 3 | 3 | 3 | 3 | 3 | 3 | 3 | 3 | 3 | 3 | 3 | 3 | 3
DMNSSSP5 380__A FROM_TO | DMNSSSP5 | 380__A | 1076 | 3 | 3 | FARMVLSW_5 | MOSES_5 | FROM_TO | 73521.13 | -0.29686 | 0.008446 | -0.29686 | 0.021157 | 112.2301 | -339.236 | 0 | 5185.355 | 5306.692 | Competitive | 0 | 0 | 0 | 0 | 0 | 1 | 1 | Non-Competitive | Non-Competitive | Non-Competitive | Non-Competitive | Non-Competitive | 4 | 10 | 10 | 4 | 10 | 10 | 4 | 10 | 10 | 4 | 10 | 10 | 4 | 10 | 10
DMNSSSP5 380__A TO_FROM | DMNSSSP5 | 380__A | 1076 | 3 | 3 | FARMVLSW_5 | MOSES_5 | TO_FROM | 73521.13 | -0.00845 | 0.29686 | -0.02116 | 0.29686 | 937.5643 | -97.2414 | 0 | 5306.692 | 5185.355 | Competitive | 0 | 0 | 0 | 0 | 0 | 1 | 0 | Non-Competitive | Non-Competitive | Non-Competitive | Non-Competitive | Non-Competitive | 0 | 0 | 0 | 0 | 0 | 0 | 0 | 0 | 0 | 0 | 0 | 0 | 0 | 0 | 0
DNAVLEG5 10__A FROM_TO | DNAVLEG5 | 10__A | 1065 | 0 | 0 | BIGBRN__5 | NAVARRO | FROM_TO | 73521.13 | -0.04071 | 0.16709 | -0.12078 | 0.16709 | 1195.783 | -188.213 | 0 | 4922.304 | 1447.112 | Competitive | 0 | 1 | 1 | 1 | 1 | 1 | 1 | Non-Competitive | Competitive | Competitive | Competitive | Competitive | 63 | 63 | 87 | 0 | 0 | 0 | 0 | 0 | 0 | 0 | 0 | 0 | 0 | 0 | 0
DNAVLEG5 10__A TO_FROM | DNAVLEG5 | 10__A | 1065 | 0 | 0 | BIGBRN__5 | NAVARRO | TO_FROM | 73521.13 | -0.16709 | 0.040709 | -0.16709 | 0.12078 | 339.8266 | -660.809 | 0 | 1447.112 | 4922.304 | Competitive | 0 | 0 | 0 | 0 | 0 | 1 | 1 | Non-Competitive | Non-Competitive | Non-Competitive | Non-Competitive | Non-Competitive | 14 | 14 | 18 | 14 | 14 | 18 | 14 | 14 | 18 | 14 | 14 | 18 | 14 | 14 | 18
DNAVLEG5 261_A_1 FROM_TO | DNAVLEG5 | 261_A_1 | 1673 | 0 | 0 | TWIN_OAK__5 | TNTNP_ONE_3 | FROM_TO | 73521.13 | -0.30974 | 0.12602 | -0.30974 | 0.12602 | 1532.048 | -638.568 | 0 | 2830.519 | 1337.367 | Competitive | 0 | 1 | 1 | 1 | 1 | 1 | 1 | Non-Competitive | Competitive | Competitive | Competitive | Competitive | 58 | 74 | 105 | 0 | 0 | 0 | 0 | 0 | 0 | 0 | 0 | 0 | 0 | 0 | 0
DNAVLEG5 261_A_1 TO_FROM | DNAVLEG5 | 261_A_1 | 1673 | 0 | 0 | TWIN_OAK__5 | TNTNP_ONE_3 | TO_FROM | 73521.13 | -0.12602 | 0.30974 | -0.12602 | 0.30974 | 1139.136 | -574.51 | 0 | 1337.367 | 2830.519 | Competitive | 0 | 0 | 0 | 0 | 1 | 1 | 1 | Non-Competitive | Non-Competitive | Non-Competitive | Non-Competitive | Competitive | 53 | 96 | 127 | 53 | 96 | 127 | 53 | 96 | 127 | 53 | 96 | 127 | 0 | 0 | 0
DNAVLEG5 50__A FROM_TO | DNAVLEG5 | 50__A | 1098 | 0 | 0 | BIGBRN__5 | JEWETT_N5 | FROM_TO | 73521.13 | -0.08356 | 0.20739 | -0.18942 | 0.20739 | 2009.972 | -962.01 | 0 | 2377 | 1317.294 | Competitive | 0 | 1 | 1 | 1 | 1 | 1 | 1 | Non-Competitive | Competitive | Competitive | Competitive | Competitive | 87 | 120 | 225 | 0 | 0 | 0 | 0 | 0 | 0 | 0 | 0 | 0 | 0 | 0 | 0
DNAVLEG5 50__A TO_FROM | DNAVLEG5 | 50__A | 1098 | 0 | 0 | BIGBRN__5 | JEWETT_N5 | TO_FROM | 73521.13 | -0.20739 | 0.08356 | -0.20739 | 0.18942 | 2389.707 | -241.064 | 0 | 1317.294 | 2377 | Competitive | 0 | 0 | 0 | 1 | 1 | 1 | 1 | Non-Competitive | Non-Competitive | Non-Competitive | Competitive | Competitive | 45 | 102 | 131 | 45 | 102 | 131 | 45 | 102 | 131 | 0 | 0 | 0 | 0 | 0 | 0
DNORCDH5 3405__C FROM_TO | DNORCDH5 | 3405__C | 318 | 5 | 5 | MTCK_E8 | TRA1T_8 | FROM_TO | 73521.13 | -0.02604 | 0.20389 | -0.53309 | 0.20415 | 550.5098 | 171.1119 | 0 | 10000 | 2603.479 | Competitive | 0 | 0 | 0 | 0 | 1 | 1 | 1 | Non-Competitive | Non-Competitive | Non-Competitive | Non-Competitive | Competitive | 2 | 6 | 6 | 2 | 6 | 6 | 2 | 6 | 6 | 2 | 6 | 6 | 0 | 0 | 0
DNORCDH5 3405__C TO_FROM | DNORCDH5 | 3405__C | 318 | 5 | 5 | MTCK_E8 | TRA1T_8 | TO_FROM | 73521.13 | -0.20389 | 0.026043 | -0.20415 | 0.53309 | -51.5413 | -374.125 | 0 | 2603.479 | 10000 | Competitive | 0 | 0 | 0 | 0 | 0 | 1 | 1 | Non-Competitive | Non-Competitive | Non-Competitive | Non-Competitive | Non-Competitive | 3 | 3 | 3 | 3 | 3 | 3 | 3 | 3 | 3 | 3 | 3 | 3 | 3 | 3 | 3
DNORCDH5 3415__D FROM_TO | DNORCDH5 | 3415__D | 185 | 5 | 5 | AMELIA1_8 | UTSWMC1_8 | FROM_TO | 73521.13 | -0.03909 | 0.00575 | -0.55906 | 0.38445 | 241.5247 | 131.3234 | 0 | 1125.571 | 10000 | Competitive | 0 | 0 | 0 | 0 | 0 | 1 | 1 | Non-Competitive | Non-Competitive | Non-Competitive | Non-Competitive | Non-Competitive | 3 | 3 | 3 | 3 | 3 | 3 | 3 | 3 | 3 | 3 | 3 | 3 | 3 | 3 | 3
DNORCDH5 3415__D TO_FROM | DNORCDH5 | 3415__D | 185 | 5 | 5 | AMELIA1_8 | UTSWMC1_8 | TO_FROM | 73521.13 | -0.00575 | 0.039086 | -0.38445 | 0.55906 | -84.1585 | -201.281 | 0 | 10000 | 1125.571 | Competitive | 0 | 1 | 1 | 1 | 1 | 1 | 0 | Non-Competitive | Non-Competitive | Non-Competitive | Non-Competitive | Non-Competitive | 0 | 0 | 0 | 0 | 0 | 0 | 0 | 0 | 0 | 0 | 0 | 0 | 0 | 0 | 0
DNORCDH5 725__B FROM_TO | DNORCDH5 | 725__B | 287 | 5 | 5 | LIGGETT_N8 | IRVGRNT1_8 | FROM_TO | 73521.13 | -0.01991 | 0.016641 | -0.39478 | 0.17507 | 378.4584 | 121.5859 | 0 | 1764.281 | 2601.364 | Competitive | 0 | 0 | 0 | 0 | 1 | 1 | 0 | Non-Competitive | Non-Competitive | Non-Competitive | Non-Competitive | Non-Competitive | 0 | 0 | 0 | 0 | 0 | 0 | 0 | 0 | 0 | 0 | 0 | 0 | 0 | 0 | 0
DNORCDH5 725__B TO_FROM | DNORCDH5 | 725__B | 287 | 5 | 5 | LIGGETT_N8 | IRVGRNT1_8 | TO_FROM | 73521.13 | -0.01664 | 0.019911 | -0.17507 | 0.39478 | 23.3819 | -350.021 | 0 | 2601.364 | 1764.281 | Competitive | 0 | 0 | 1 | 1 | 1 | 1 | 0 | Non-Competitive | Non-Competitive | Non-Competitive | Non-Competitive | Non-Competitive | 0 | 0 | 0 | 0 | 0 | 0 | 0 | 0 | 0 | 0 | 0 | 0 | 0 | 0 | 0
DODEQAL5 6215__A FROM_TO | DODEQAL5 | 6215__A | 143 | 2 | 2 | BLUFCKTA_8 | CHINAGRV_8 | FROM_TO | 73521.13 | -0.01521 | 0.52531 | -0.08358 | 0.6038 | 177.3344 | -167.511 | 0 | 4821.671 | 8184.708 | Non-Competi | 0 | 0 | 0 | 0 | 0 | 1 | 0 | Non-Competitive | Non-Competitive | Non-Competitive | Non-Competitive | Non-Competitive | 0 | 0 | 0 | 0 | 0 | 0 | 0 | 0 | 0 | 0 | 0 | 0 | 0 | 0 | 0
DODEQAL5 6215__A TO_FROM | DODEQAL5 | 6215__A | 143 | 2 | 2 | BLUFCKTA_8 | CHINAGRV_8 | TO_FROM | 73521.13 | -0.52531 | 0.015211 | -0.6038 | 0.083578 | 182.4708 | -84.5948 | 0 | 8184.708 | 4821.671 | Non-Competi | 0 | 0 | 0 | 0 | 0 | 1 | 1 | Non-Competitive | Non-Competitive | Non-Competitive | Non-Competitive | Non-Competitive | 5 | 12 | 31 | 5 | 12 | 31 | 5 | 12 | 31 | 5 | 12 | 31 | 5 | 12 | 31
DODEQAL5 6251__A FROM_TO | DODEQAL5 | 6251__A | 143 | 2 | 2 | MRGNCRK_8 | COSDEN_8 | FROM_TO | 73521.13 | -0.30326 | 0.021559 | -0.33359 | 0.021559 | 154.8939 | -84.5877 | 0 | 9609.567 | 2538.849 | Non-Competi | 0 | 0 | 0 | 0 | 1 | 1 | 1 | Non-Competitive | Non-Competitive | Non-Competitive | Non-Competitive | Competitive | 9 | 16 | 29 | 9 | 16 | 29 | 9 | 16 | 29 | 9 | 16 | 29 | 0 | 0 | 0
DODEQAL5 6251__A TO_FROM | DODEQAL5 | 6251__A | 143 | 2 | 2 | MRGNCRK_8 | COSDEN_8 | TO_FROM | 73521.13 | -0.02156 | 0.30326 | -0.02156 | 0.33359 | 137.8901 | -130.481 | 0 | 2538.849 | 9609.567 | Competitive | 0 | 0 | 0 | 0 | 0 | 1 | 1 | Non-Competitive | Non-Competitive | Non-Competitive | Non-Competitive | Non-Competitive | 6 | 6 | 6 | 6 | 6 | 6 | 6 | 6 | 6 | 6 | 6 | 6 | 6 | 6 | 6
DODEQAL5 6465__B FROM_TO | DODEQAL5 | 6465__B | 143 | 2 | 2 | MIDLDWNT_8 | SPRABERY_8 | FROM_TO | 73521.13 | -0.11965 | 0.037605 | -0.29163 | 0.27181 | 78.079 | -112.574 | 0 | 4338.356 | 1601.095 | Competitive | 0 | 0 | 1 | 1 | 1 | 1 | 1 | Non-Competitive | Non-Competitive | Competitive | Competitive | Competitive | 14 | 15 | 18 | 14 | 15 | 18 | 0 | 0 | 0 | 0 | 0 | 0 | 0 | 0 | 0
DODEQAL5 6465__B TO_FROM | DODEQAL5 | 6465__B | 143 | 2 | 2 | MIDLDWNT_8 | SPRABERY_8 | TO_FROM | 73521.13 | -0.03761 | 0.11965 | -0.27181 | 0.29163 | 141.0422 | -30.1047 | 0 | 1601.095 | 4338.356 | Competitive | 0 | 0 | 0 | 0 | 0 | 1 | 1 | Non-Competitive | Non-Competitive | Non-Competitive | Non-Competitive | Non-Competitive | 11 | 15 | 18 | 11 | 15 | 18 | 11 | 15 | 18 | 11 | 15 | 18 | 11 | 15 | 18
DODEQAL5 6470__D FROM_TO | DODEQAL5 | 6470__D | 179 | 2 | 2 | MCDONALD_8 | FORSANTA_8 | FROM_TO | 73521.13 | -0.69899 | 0.23057 | -0.69899 | 0.23057 | 293.6214 | -113.458 | 0 | 4121.215 | 3010.058 | Competitive | 0 | 0 | 0 | 0 | 0 | 1 | 1 | Non-Competitive | Non-Competitive | Non-Competitive | Non-Competitive | Non-Competitive | 19 | 24 | 29 | 19 | 24 | 29 | 19 | 24 | 29 | 19 | 24 | 29 | 19 | 24 | 29
DODEQAL5 6470__D TO_FROM | DODEQAL5 | 6470__D | 179 | 2 | 2 | MCDONALD_8 | FORSANTA_8 | TO_FROM | 73521.13 | -0.23057 | 0.69899 | -0.23057 | 0.69899 | 250.6809 | -213.497 | 0 | 3010.058 | 4121.215 | Competitive | 0 | 0 | 0 | 0 | 0 | 1 | 1 | Non-Competitive | Non-Competitive | Non-Competitive | Non-Competitive | Non-Competitive | 15 | 15 | 15 | 15 | 15 | 15 | 15 | 15 | 15 | 15 | 15 | 15 | 15 | 15 | 15
DODEQAL5 6470__E FROM_TO | DODEQAL5 | 6470__E | 179 | 2 | 2 | FORSANTA_8 | CRMWDTAP_8 | FROM_TO | 73521.13 | -0.10629 | 0.30085 | -0.23835 | 0.30085 | 298.3685 | -84.7784 | 0 | 2922.914 | 2781.598 | Competitive | 0 | 0 | 0 | 0 | 1 | 1 | 1 | Non-Competitive | Non-Competitive | Non-Competitive | Non-Competitive | Competitive | 23 | 23 | 28 | 23 | 23 | 28 | 23 | 23 | 28 | 23 | 23 | 28 | 0 | 0 | 0
DODEQAL5 6470__E TO_FROM | DODEQAL5 | 6470__E | 179 | 2 | 2 | FORSANTA_8 | CRMWDTAP_8 | TO_FROM | 73521.13 | -0.30085 | 0.10629 | -0.30085 | 0.23835 | 222.1998 | -219.047 | 0 | 2781.598 | 2922.914 | Competitive | 0 | 0 | 0 | 0 | 1 | 1 | 1 | Non-Competitive | Non-Competitive | Non-Competitive | Non-Competitive | Competitive | 12 | 16 | 16 | 12 | 16 | 16 | 12 | 16 | 16 | 12 | 16 | 16 | 0 | 0 | 0
DODEQAL5 6511__A FROM_TO | DODEQAL5 | 6511__A | 155 | 2 | 2 | MIDLNDE_8 | WINDWOOD_8 | FROM_TO | 73521.13 | -0.08562 | 0.01569 | -0.72669 | 0.20145 | 158.8262 | -6.7136 | 0 | 4500.934 | 4022.766 | Competitive | 0 | 0 | 0 | 0 | 0 | 1 | 1 | Non-Competitive | Non-Competitive | Non-Competitive | Non-Competitive | Non-Competitive | 23 | 23 | 28 | 23 | 23 | 28 | 23 | 23 | 28 | 23 | 23 | 28 | 23 | 23 | 28
DODEQAL5 6511__A TO_FROM | DODEQAL5 | 6511__A | 155 | 2 | 2 | MIDLNDE_8 | WINDWOOD_8 | TO_FROM | 73521.13 | -0.01569 | 0.085623 | -0.20144 | 0.72669 | 117.2679 | -154.447 | 0 | 4022.766 | 4500.934 | Competitive | 0 | 0 | 0 | 0 | 0 | 1 | 0 | Non-Competitive | Non-Competitive | Non-Competitive | Non-Competitive | Non-Competitive | 0 | 0 | 0 | 0 | 0 | 0 | 0 | 0 | 0 | 0 | 0 | 0 | 0 | 0 | 0
DODEQAL5 6611__A FROM_TO | DODEQAL5 | 6611__A | 195 | 2 | 2 | ACKRLYVE_9 | ACKERLY_9 | FROM_TO | 73521.13 | -0.0669 | 0.061985 | -0.67027 | 0.27091 | 60.1019 | -20.5919 | 0 | 3160.53 | 3823.589 | Competitive | 0 | 0 | 0 | 0 | 0 | 1 | 1 | Non-Competitive | Non-Competitive | Non-Competitive | Non-Competitive | Non-Competitive | 8 | 8 | 11 | 8 | 8 | 11 | 8 | 8 | 11 | 8 | 8 | 11 | 8 | 8 | 11
DODEQAL5 6611__A TO_FROM | DODEQAL5 | 6611__A | 195 | 2 | 2 | ACKRLYVE_9 | ACKERLY_9 | TO_FROM | 73521.13 | -0.06198 | 0.066896 | -0.27091 | 0.67027 | 34.9779 | -55.2107 | 0 | 3823.589 | 3160.53 | Competitive | 0 | 0 | 0 | 0 | 0 | 1 | 1 | Non-Competitive | Non-Competitive | Non-Competitive | Non-Competitive | Non-Competitive | 4 | 5 | 5 | 4 | 5 | 5 | 4 | 5 | 5 | 4 | 5 | 5 | 4 | 5 | 5
DODEQAL5 6620__A FROM_TO | DODEQAL5 | 6620__A | 40 | 2 | 2 | STANTON_E_9 | MARTINCAP_9 | FROM_TO | 73521.13 | -0.01661 | 0.070148 | -0.76452 | 0.19578 | 49.5149 | -10.3733 | 0 | 10000 | 2766.709 | Competitive | 0 | 0 | 0 | 0 | 1 | 1 | 0 | Non-Competitive | Non-Competitive | Non-Competitive | Non-Competitive | Non-Competitive | 0 | 0 | 0 | 0 | 0 | 0 | 0 | 0 | 0 | 0 | 0 | 0 | 0 | 0 | 0
DODEQAL5 6620__A TO_FROM | DODEQAL5 | 6620__A | 40 | 2 | 2 | STANTON_E_9 | MARTINCAP_9 | TO_FROM | 73521.13 | -0.07015 | 0.016612 | -0.19578 | 0.76452 | 31.2178 | -38.8217 | 0 | 2766.709 | 10000 | Competitive | 0 | 0 | 0 | 0 | 0 | 1 | 1 | Non-Competitive | Non-Competitive | Non-Competitive | Non-Competitive | Non-Competitive | bar: 19 to 29
DODEQAL5 MGSES_MR1H FROM_TO | DODEQAL5 | MGSES_MR1H | 349 | 2 | 2 | MRGNCRK_5 | 700207_3STAR | FROM_TO | 73521.13 | -0.27149 | 0.025192 | -0.38773 | 0.33398 | 322.5003 | -106.401 | 0 | 1731.044 | 3428.984 | Competitive | 0 | 0 | 0 | 0 | 0 | 1 | 1 | Non-Competitive | Non-Competitive | Non-Competitive | Non-Competitive | Non-Competitive | 20 | 22 | 43 | 20 | 22 | 43 | 20 | 22 | 43 | 20 | 22 | 43 | 20 | 22 | 43
DODEQAL5 MGSES_MR1H TO_FROM | DODEQAL5 | MGSES_MR1H | 349 | 2 | 2 | MRGNCRK_5 | 700207_3STAR | TO_FROM | 73521.13 | -0.02519 | 0.27149 | -0.33398 | 0.38773 | 376.8273 | -306.158 | 0 | 3428.984 | 1731.044 | Competitive | 0 | 0 | 1 | 1 | 1 | 1 | 1 | Non-Competitive | Non-Competitive | Competitive | Competitive | Competitive | 8 | 14 | 14 | 8 | 14 | 14 | 0 | 0 | 0 | 0 | 0 | 0 | 0 | 0 | 0
DODEQAL5 MGSES_MR4L FROM_TO | DODEQAL5 | MGSES_MR4L | 350 | 2 | 2 | MRGNCRK_8 | 700209_3STAR | FROM_TO | 73521.13 | -0.02496 | 0.269 | -0.60472 | 0.269 | 373.3856 | -303.356 | 0 | 3428.974 | 1731.037 | Competitive | 0 | 0 | 1 | 1 | 1 | 1 | 1 | Non-Competitive | Non-Competitive | Competitive | Competitive | Competitive | 8 | 14 | 14 | 8 | 14 | 14 | 0 | 0 | 0 | 0 | 0 | 0 | 0 | 0 | 0
DODEQAL5 MGSES_MR4L TO_FROM | DODEQAL5 | MGSES_MR4L | 350 | 2 | 2 | MRGNCRK_8 | 700209_3STAR | TO_FROM | 73521.13 | -0.269 | 0.024962 | -0.269 | 0.60472 | 319.5481 | -105.432 | 0 | 1731.037 | 3428.974 | Competitive | 0 | 0 | 0 | 0 | 0 | 1 | 1 | Non-Competitive | Non-Competitive | Non-Competitive | Non-Competitive | Non-Competitive | 20 | 22 | 43 | 20 | 22 | 43 | 20 | 22 | 43 | 20 | 22 | 43 | 20 | 22 | 43
DODEQAL5 SACO_SAMF1_1 FROM_TO | DODEQAL5 | SACO_SAMF1_1 | 38 | 2 | 2 | SACO2A | SAMF2A | FROM_TO | 73521.13 | -0.0303 | 0.004084 | -0.84406 | 0.038416 | 41.1762 | -18.2067 | 0 | 5243.599 | 3276.515 | Competitive | 0 | 0 | 0 | 0 | 0 | 1 | 1 | Non-Competitive | Non-Competitive | Non-Competitive | Non-Competitive | Non-Competitive | 13 | 13 | 13 | 13 | 13 | 13 | 13 | 13 | 13 | 13 | 13 | 13 | 13 | 13 | 13
DODEQAL5 SACO_SAMF1_1 TO_FROM | DODEQAL5 | SACO_SAMF1_1 | 38 | 2 | 2 | SACO2A | SAMF2A | TO_FROM | 73521.13 | -0.00408 | 0.030297 | -0.03842 | 0.84406 | 33.391 | -39.6086 | 0 | 3276.515 | 5243.599 | Competitive | 0 | 0 | 0 | 0 | 0 | 1 | 0 | Non-Competitive | Non-Competitive | Non-Competitive | Non-Competitive | Non-Competitive | 0 | 0 | 0 | 0 | 0 | 0 | 0 | 0 | 0 | 0 | 0 | 0 | 0 | 0 | 0
DOLIELM8 OLI_BEN1_1 FROM_TO | DOLIELM8 | OLI_BEN1_1 | 218 | 2 | 2 | OLINGER | BENDAVIS_8 | FROM_TO | 73521.13 | -0.00267 | 0.71269 | -0.03861 | 0.71269 | 327.9203 | -51.0924 | 0 | 8897.528 | 7763.328 | Non-Competi | 0 | 0 | 0 | 0 | 0 | 1 | 0 | Non-Competitive | Non-Competitive | Non-Competitive | Non-Competitive | Non-Competitive | 0 | 0 | 0 | 0 | 0 | 0 | 0 | 0 | 0 | 0 | 0 | 0 | 0 | 0 | 0
DOLIELM8 OLI_BEN1_1 TO_FROM | DOLIELM8 | OLI_BEN1_1 | 218 | 2 | 2 | OLINGER | BENDAVIS_8 | TO_FROM | 73521.13 | -0.71269 | 0.002672 | -0.71269 | 0.03861 | 53.7291 | -2.5796 | 0 | 7763.328 | 8897.528 | Competitive | 0 | 0 | 0 | 0 | 0 | 1 | 1 | Non-Competitive | Non-Competitive | Non-Competitive | Non-Competitive | Non-Competitive | 4 | 10 | 10 | 4 | 10 | 10 | 4 | 10 | 10 | 4 | 10 | 10 | 4 | 10 | 10
DOLIELM8 OLI_FIRW_1 FROM_TO | DOLIELM8 | OLI_FIRW_1 | 218 | 2 | 2 | OLINGER | FIREWHEEL | FROM_TO | 73521.13 | 0 | 0 | 0 | 0 | 0 | 0 | 0 | 0 | 0 | Competitive | 1 | 1 | 1 | 1 | 1 | 1 | 0 | Non-Competitive | Non-Competitive | Non-Competitive | Non-Competitive | Non-Competitive | 0 | 0 | 0 | 0 | 0 | 0 | 0 | 0 | 0 | 0 | 0 | 0 | 0 | 0 | 0
DOLIELM8 OLI_FIRW_1 TO_FROM | DOLIELM8 | OLI_FIRW_1 | 218 | 2 | 2 | OLINGER | FIREWHEEL | TO_FROM | 73521.13 | 0 | 0 | 0 | 0 | 0 | 0 | 0 | 0 | 0 | Competitive | 1 | 1 | 1 | 1 | 1 | 1 | 0 | Non-Competitive | Non-Competitive | Non-Competitive | Non-Competitive | Non-Competitive | 0 | 0 | 0 | 0 | 0 | 0 | 0 | 0 | 0 | 0 | 0 | 0 | 0 | 0 | 0
DONIPIL8 CKT_1017_1 FROM_TO | DONIPIL8 | CKT_1017_1 | 480 | 2 | 2 | PE_MB2 | AMD | FROM_TO | 73521.13 | -0.14769 | 0.22363 | -0.37741 | 0.35283 | -124.335 | -304.899 | 0 | 10000 | 9946.067 | Competitive | 0 | 0 | 0 | 0 | 0 | 1 | 1 | Non-Competitive | Non-Competitive | Non-Competitive | Non-Competitive | Non-Competitive | 14 | 14 | 14 | 14 | 14 | 14 | 14 | 14 | 14 | 14 | 14 | 14 | 14 | 14 | 14
DONIPIL8 CKT_1017_1 TO_FROM | DONIPIL8 | CKT_1017_1 | 480 | 2 | 2 | PE_MB2 | AMD | TO_FROM | 73521.13 | -0.22363 | 0.14769 | -0.35283 | 0.37741 | 490.1884 | 150.095 | 0 | 9946.067 | 10000 | Competitive | 0 | 0 | 0 | 0 | 0 | 1 | 1 | Non-Competitive | Non-Competitive | Non-Competitive | Non-Competitive | Non-Competitive | 10 | 10 | 10 | 10 | 10 | 10 | 10 | 10 | 10 | 10 | 10 | 10 | 10 | 10 | 10
DONIPIL8 CKT_962_1 FROM_TO | DONIPIL8 | CKT_962_1 | 480 | 2 | 2 | GARFIELD | STONEY_R | FROM_TO | 73521.13 | -0.26479 | 0.06612 | -0.49194 | 0.29713 | 586.0222 | 237.5175 | 0 | 4809.727 | 9309.176 | Competitive | 0 | 0 | 0 | 0 | 0 | 1 | 1 | Non-Competitive | Non-Competitive | Non-Competitive | Non-Competitive | Non-Competitive | 14 | 14 | 31 | 14 | 14 | 31 | 14 | 14 | 31 | 14 | 14 | 31 | 14 | 14 | 31
DONIPIL8 CKT_962_1 TO_FROM | DONIPIL8 | CKT_962_1 | 480 | 2 | 2 | GARFIELD | STONEY_R | TO_FROM | 73521.13 | -0.06612 | 0.26479 | -0.29713 | 0.49194 | 88.9192 | -549.921 | 0 | 9309.176 | 4809.727 | Competitive | 0 | 0 | 0 | 0 | 0 | 1 | 1 | Non-Competitive | Non-Competitive | Non-Competitive | Non-Competitive | Non-Competitive | 9 | 11 | 11 | 9 | 11 | 11 | 9 | 11 | 11 | 9 | 11 | 11 | 9 | 11 | 11
DPBSWIC8 6915__A FROM_TO | DPBSWIC8 | 6915__A | 40 | 0 | 0 | ODESSANO_9 | ODBASSS_9 | FROM_TO | 73521.13 | -0.03643 | 0.002614 | -0.5128 | 0.15526 | 51.7742 | 31.2849 | 0 | 4733.27 | 3817.56 | Competitive | 0 | 0 | 0 | 0 | 0 | 1 | 1 | Non-Competitive | Non-Competitive | Non-Competitive | Non-Competitive | Non-Competitive | 9 | 9 | 9 | 9 | 9 | 9 | 9 | 9 | 9 | 9 | 9 | 9 | 9 | 9 | 9
DPBSWIC8 6915__A TO_FROM | DPBSWIC8 | 6915__A | 40 | 0 | 0 | ODESSANO_9 | ODBASSS_9 | TO_FROM | 73521.13 | -0.00261 | 0.036433 | -0.15526 | 0.5128 | -19.6249 | -49.2087 | 0 | 3817.56 | 4733.27 | Competitive | 0 | 0 | 0 | 0 | 0 | 1 | 0 | Non-Competitive | Non-Competitive | Non-Competitive | Non-Competitive | Non-Competitive | 0 | 0 | 0 | 0 | 0 | 0 | 0 | 0 | 0 | 0 | 0 | 0 | 0 | 0 | 0
DPBSWIC8 6917__B FROM_TO | DPBSWIC8 | 6917__B | 48 | 0 | 0 | WINKSS_9 | NORTHWRD_9 | FROM_TO | 73521.13 | -0.00802 | 0.035348 | -0.50876 | 0.15935 | -1.6863 | -13.017 | 0 | 5220.639 | 10000 | Competitive | 0 | 0 | 0 | 0 | 0 | 1 | 0 | Non-Competitive | Non-Competitive | Non-Competitive | Non-Competitive | Non-Competitive | 0 | 0 | 0 | 0 | 0 | 0 | 0 | 0 | 0 | 0 | 0 | 0 | 0 | 0 | 0
DPBSWIC8 6917__B TO_FROM | DPBSWIC8 | 6917__B | 48 | 0 | 0 | WINKSS_9 | NORTHWRD_9 | TO_FROM | 73521.13 | -0.03535 | 0.008015 | -0.15935 | 0.50876 | 16.7654 | 6.0117 | 0 | 10000 | 5220.639 | Competitive | 0 | 0 | 0 | 0 | 0 | 1 | 1 | Non-Competitive | Non-Competitive | Non-Competitive | Non-Competitive | Non-Competitive | 4 | 4 | 4 | 4 | 4 | 4 | 4 | 4 | 4 | 4 | 4 | 4 | 4 | 4 | 4
DPBSWIC8 M_69_F3_1 FROM_TO | DPBSWIC8 | M_69_F3_1 | 36 | 0 | 0 | TNWNKLRCO60 | TNWICKETT_0 | FROM_TO | 73521.13 | -0.00493 | 0.026047 | -0.25314 | 0.49851 | 1.8036 | -6.2155 | 0 | 5211.813 | 10000 | Competitive | 0 | 0 | 0 | 0 | 0 | 1 | 0 | Non-Competitive | Non-Competitive | Non-Competitive | Non-Competitive | Non-Competitive | 0 | 0 | 0 | 0 | 0 | 0 | 0 | 0 | 0 | 0 | 0 | 0 | 0 | 0 | 0
DPBSWIC8 M_69_F3_1 TO_FROM | DPBSWIC8 | M_69_F3_1 | 36 | 0 | 0 | TNWNKLRCO60 | TNWICKETT_0 | TO_FROM | 73521.13 | -0.02605 | 0.004931 | -0.49851 | 0.25315 | 8.5483 | 1.3864 | 0 | 10000 | 5211.813 | Competitive | 0 | 0 | 0 | 0 | 0 | 1 | 1 | Non-Competitive | Non-Competitive | Non-Competitive | Non-Competitive | Non-Competitive | 4 | 4 | 4 | 4 | 4 | 4 | 4 | 4 | 4 | 4 | 4 | 4 | 4 | 4 | 4
DPDSCNR8 3655__A FROM_TO | DPDSCNR8 | 3655__A | 287 | 6 | 6 | PARKDB1_8 | PRCK1_8 | FROM_TO | 73521.13 | -0.09225 | 0.020209 | -0.21467 | 0.13302 | 175.729 | -67.7541 | 0 | 10000 | 4547.274 | Competitive | 0 | 0 | 0 | 0 | 0 | 1 | 1 | Non-Competitive | Non-Competitive | Non-Competitive | Non-Competitive | Non-Competitive | 19 | 23 | 30 | 19 | 23 | 30 | 19 | 23 | 30 | 19 | 23 | 30 | 19 | 23 | 30
DPDSCNR8 3655__A TO_FROM | DPDSCNR8 | 3655__A | 287 | 6 | 6 | PARKDB1_8 | PRCK1_8 | TO_FROM | 73521.13 | -0.02021 | 0.092245 | -0.13302 | 0.21467 | 271.4319 | -153.579 | 0 | 4547.274 | 10000 | Competitive | 0 | 0 | 0 | 0 | 0 | 1 | 1 | Non-Competitive | Non-Competitive | Non-Competitive | Non-Competitive | Non-Competitive | 3 | 3 | 3 | 3 | 3 | 3 | 3 | 3 | 3 | 3 | 3 | 3 | 3 | 3 | 3
DPDSCNR8 3655__B FROM_TO | DPDSCNR8 | 3655__B | 287 | 6 | 6 | PRCKSW1_8 | PRCK1_8 | FROM_TO | 73521.13 | -0.02006 | 0.092398 | -0.78518 | 0.20034 | 282.65 | -142.371 | 0 | 4534.546 | 10000 | Competitive | 0 | 0 | 0 | 0 | 0 | 1 | 1 | Non-Competitive | Non-Competitive | Non-Competitive | Non-Competitive | Non-Competitive | 3 | 3 | 3 | 3 | 3 | 3 | 3 | 3 | 3 | 3 | 3 | 3 | 3 | 3 | 3
DPDSCNR8 3655__B TO_FROM | DPDSCNR8 | 3655__B | 287 | 6 | 6 | PRCKSW1_8 | PRCK1_8 | TO_FROM | 73521.13 | -0.0924 | 0.020056 | -0.20034 | 0.78518 | 164.5098 | -78.9621 | 0 | 10000 | 4534.546 | Competitive | 0 | 0 | 0 | 0 | 0 | 1 | 1 | Non-Competitive | Non-Competitive | Non-Competitive | Non-Competitive | Non-Competitive | 19 | 23 | 30 | 19 | 23 | 30 | 19 | 23 | 30 | 19 | 23 | 30 | 19 | 23 | 30
DPHRBBP8 CA_DE_96_A FROM_TO | DPHRBBP8 | CA_DE_96_A | 216 | 0 | 0 | DEERPK968010 | CARDIF848030 | FROM_TO | 73521.13 | -0.0078 | 0.1063 | -0.65184 | 0.18784 | 151.7136 | -19.1757 | 0 | 5703.116 | 4063.25 | Competitive | 0 | 0 | 0 | 0 | 0 | 1 | 0 | Non-Competitive | Non-Competitive | Non-Competitive | Non-Competitive | Non-Competitive | 0 | 0 | 0 | 0 | 0 | 0 | 0 | 0 | 0 | 0 | 0 | 0 | 0 | 0 | 0
DPHRBBP8 CA_DE_96_A TO_FROM | DPHRBBP8 | CA_DE_96_A | 216 | 0 | 0 | DEERPK968010 | CARDIF848030 | TO_FROM | 73521.13 | -0.1063 | 0.007801 | -0.18784 | 0.65185 | 28.7473 | -93.1568 | 0 | 4063.25 | 5703.116 | Competitive | 0 | 0 | 0 | 0 | 0 | 1 | 1 | Non-Competitive | Non-Competitive | Non-Competitive | Non-Competitive | Non-Competitive | 8 | 8 | 8 | 8 | 8 | 8 | 8 | 8 | 8 | 8 | 8 | 8 | 8 | 8 | 8
DPHRCTR5 138_ALV_NAL_1 FROM_TO | DPHRCTR5 | 138_ALV_NAL_1 | 210 | 2 | 2 | TNNALVIN__1 | TNALVIN___1 | FROM_TO | 73521.13 | -0.10007 | 0.010839 | -0.7748 | 0.15065 | 340.0072 | 85.0517 | 0 | 939.529 | 5063.047 | Competitive | 0 | 0 | 0 | 0 | 0 | 1 | 1 | Non-Competitive | Non-Competitive | Non-Competitive | Non-Competitive | Non-Competitive | 12 | 14 | 14 | 12 | 14 | 14 | 12 | 14 | 14 | 12 | 14 | 14 | 12 | 14 | 14
DPHRCTR5 138_ALV_NAL_1 TO_FROM | DPHRCTR5 | 138_ALV_NAL_1 | 210 | 2 | 2 | TNNALVIN__1 | TNALVIN___1 | TO_FROM | 73521.13 | -0.01084 | 0.10007 | -0.15065 | 0.7748 | 32.8865 | -324.182 | 0 | 5063.047 | 939.529 | Competitive | 1 | 1 | 1 | 1 | 1 | 1 | 0 | Non-Competitive | Non-Competitive | Non-Competitive | Non-Competitive | Non-Competitive | 0 | 0 | 0 | 0 | 0 | 0 | 0 | 0 | 0 | 0 | 0 | 0 | 0 | 0 | 0
DPRSVLY5 1530__C FROM_TO | DPRSVLY5 | 1530__C | 236 | 2 | 2 | BONHAM_P8 | BRKSTN_T8 | FROM_TO | 73521.13 | -0.16397 | 0.051881 | -0.28455 | 0.2794 | 50.7732 | -143.174 | 0 | 5496.714 | 3952.362 | Competitive | 0 | 0 | 0 | 0 | 0 | 1 | 1 | Non-Competitive | Non-Competitive | Non-Competitive | Non-Competitive | Non-Competitive | 12 | 12 | 13 | 12 | 12 | 13 | 12 | 12 | 13 | 12 | 12 | 13 | 12 | 12 | 13
DPRSVLY5 1530__C TO_FROM | DPRSVLY5 | 1530__C | 236 | 2 | 2 | BONHAM_P8 | BRKSTN_T8 | TO_FROM | 73521.13 | -0.05188 | 0.16397 | -0.2794 | 0.28455 | 255.6217 | -26.0528 | 0 | 3952.362 | 5496.714 | Competitive | 0 | 0 | 0 | 0 | 0 | 1 | 1 | Non-Competitive | Non-Competitive | Non-Competitive | Non-Competitive | Non-Competitive | 2 | 2 | 2 | 2 | 2 | 2 | 2 | 2 | 2 | 2 | 2 | 2 | 2 | 2 | 2
DPRSVLY5 1530__D FROM_TO | DPRSVLY5 | 1530__D | 236 | 2 | 2 | BONHAM_P8 | VALLYSES1_8 | FROM_TO | 73521.13 | -0.05191 | 0.16395 | -0.06947 | 0.72057 | 253.5089 | -28.1528 | 0 | 3953.294 | 5499.617 | Non-Competi | 0 | 0 | 0 | 0 | 0 | 1 | 1 | Non-Competitive | Non-Competitive | Non-Competitive | Non-Competitive | Non-Competitive | 2 | 2 | 2 | 2 | 2 | 2 | 2 | 2 | 2 | 2 | 2 | 2 | 2 | 2 | 2
DPRSVLY5 1530__D TO_FROM | DPRSVLY5 | 1530__D | 236 | 2 | 2 | BONHAM_P8 | VALLYSES1_8 | TO_FROM | 73521.13 | -0.16394 | 0.051909 | -0.72057 | 0.069473 | 52.8901 | -141.074 | 0 | 5499.617 | 3953.294 | Competitive | 0 | 0 | 0 | 0 | 0 | 1 | 1 | Non-Competitive | Non-Competitive | Non-Competitive | Non-Competitive | Non-Competitive | 12 | 12 | 13 | 12 | 12 | 13 | 12 | 12 | 13 | 12 | 12 | 13 | 12 | 12 | 13
DPRSVLY5 PRSSW_MR1H FROM_TO | DPRSVLY5 | PRSSW_MR1H | 515 | 2 | 2 | PARIS_SW1_5 | PRSSW1_1 | FROM_TO | 73521.13 | -0.4984 | 0.25799 | -0.64061 | 0.25799 | 585.3545 | 123.6722 | 0 | 8099.073 | 9945.554 | Competitive | 0 | 0 | 0 | 0 | 0 | 1 | 1 | Non-Competitive | Non-Competitive | Non-Competitive | Non-Competitive | Non-Competitive | 3 | 3 | 3 | 3 | 3 | 3 | 3 | 3 | 3 | 3 | 3 | 3 | 3 | 3 | 3
DPRSVLY5 PRSSW_MR1H TO_FROM | DPRSVLY5 | PRSSW_MR1H | 515 | 2 | 2 | PARIS_SW1_5 | PRSSW1_1 | TO_FROM | 73521.13 | -0.25799 | 0.4984 | -0.25799 | 0.6406 | 7.7059 | -302.524 | 0 | 9945.554 | 8099.073 | Competitive | 0 | 0 | 0 | 0 | 0 | 1 | 1 | Non-Competitive | Non-Competitive | Non-Competitive | Non-Competitive | Non-Competitive | 6 | 9 | 10 | 6 | 9 | 10 | 6 | 9 | 10 | 6 | 9 | 10 | 6 | 9 | 10
DREDGID8 101T158_1 FROM_TO | DREDGID8 | 101T158_1 | 132 | 5 | 5 | L_ZORN__8_1Y | L_POOLRO8_1Y | FROM_TO | 73521.13 | -0.01558 | 0.011813 | -0.47547 | 0.055561 | 130.8073 | -39.4002 | 0 | 3715.502 | 2083.712 | Competitive | 0 | 0 | 0 | 1 | 1 | 1 | 0 | Non-Competitive | Non-Competitive | Non-Competitive | Non-Competitive | Non-Competitive | 0 | 0 | 0 | 0 | 0 | 0 | 0 | 0 | 0 | 0 | 0 | 0 | 0 | 0 | 0
DREDGID8 101T158_1 TO_FROM | DREDGID8 | 101T158_1 | 132 | 5 | 5 | L_ZORN__8_1Y | L_POOLRO8_1Y | TO_FROM | 73521.13 | -0.01181 | 0.015577 | -0.05556 | 0.47547 | 56.0743 | -75.1101 | 0 | 2083.712 | 3715.502 | Competitive | 0 | 0 | 0 | 0 | 0 | 1 | 0 | Non-Competitive | Non-Competitive | Non-Competitive | Non-Competitive | Non-Competitive | 0 | 0 | 0 | 0 | 0 | 0 | 0 | 0 | 0 | 0 | 0 | 0 | 0 | 0 | 0
DRIOHAR5 S104A_1 FROM_TO | DRIOHAR5 | S104A_1 | 174 | 0 | 0 | RIOHONDO4A | BURNSSUB8 | FROM_TO | 73521.13 | -0.06618 | 0.031858 | -0.63428 | 0.065571 | 169.1747 | 71.6124 | 0 | 2514.793 | 4853.092 | Competitive | 0 | 0 | 0 | 0 | 0 | 1 | 1 | Non-Competitive | Non-Competitive | Non-Competitive | Non-Competitive | Non-Competitive | 9 | 10 | 10 | 9 | 10 | 10 | 9 | 10 | 10 | 9 | 10 | 10 | 9 | 10 | 10
DRIOHAR5 S104A_1 TO_FROM | DRIOHAR5 | S104A_1 | 174 | 0 | 0 | RIOHONDO4A | BURNSSUB8 | TO_FROM | 73521.13 | -0.03186 | 0.066184 | -0.06557 | 0.63428 | 11.3656 | -160.688 | 0 | 4853.092 | 2514.793 | Competitive | 0 | 0 | 0 | 0 | 1 | 1 | 1 | Non-Competitive | Non-Competitive | Non-Competitive | Non-Competitive | Competitive | 8 | 9 | 9 | 8 | 9 | 9 | 8 | 9 | 9 | 8 | 9 | 9 | 0 | 0 | 0
DRNKW_D5 AIR_NDE_1 FROM_TO | DRNKW_D5 | AIR_NDE_1 | 218 | 4 | 4 | JMCRSTL138 | N_DENT_8 | FROM_TO | 73521.13 | -0.07858 | 0.032788 | -0.28486 | 0.38598 | 497.8347 | -1.431 | 0 | 772.775 | 4664.74 | Competitive | 0 | 0 | 0 | 0 | 0 | 1 | 1 | Non-Competitive | Non-Competitive | Non-Competitive | Non-Competitive | Non-Competitive | 3 | 3 | 5 | 3 | 3 | 5 | 3 | 3 | 5 | 3 | 3 | 5 | 3 | 3 | 5
DRNKW_D5 AIR_NDE_1 TO_FROM | DRNKW_D5 | AIR_NDE_1 | 218 | 4 | 4 | JMCRSTL138 | N_DENT_8 | TO_FROM | 73521.13 | -0.03279 | 0.078577 | -0.38598 | 0.28486 | 37.0744 | -446.27 | 0 | 4664.74 | 772.775 | Competitive | 1 | 1 | 1 | 1 | 1 | 1 | 1 | Competitive | Competitive | Competitive | Competitive | Competitive | 0 | 0 | 0 | 0 | 0 | 0 | 0 | 0 | 0 | 0 | 0 | 0 | 0 | 0 | 0
DRNKW_D5 FTW_W_DE_1 FROM_TO | DRNKW_D5 | FTW_W_DE_1 | 350 | 4 | 4 | FTWORTH | W_DENT_8 | FROM_TO | 73521.13 | -0.03645 | 0.015929 | -0.25552 | 0.57393 | 34.7334 | -480.149 | 0 | 2430.785 | 749.752 | Competitive | 1 | 1 | 1 | 1 | 1 | 1 | 1 | Competitive | Competitive | Competitive | Competitive | Competitive | 0 | 0 | 0 | 0 | 0 | 0 | 0 | 0 | 0 | 0 | 0 | 0 | 0 | 0 | 0
DRNKW_D5 FTW_W_DE_1 TO_FROM | DRNKW_D5 | FTW_W_DE_1 | 350 | 4 | 4 | FTWORTH | W_DENT_8 | TO_FROM | 73521.13 | -0.01593 | 0.036448 | -0.57393 | 0.25552 | 542.1719 | 77.9554 | 0 | 749.752 | 2430.785 | Competitive | 0 | 0 | 0 | 1 | 1 | 1 | 0 | Non-Competitive | Non-Competitive | Non-Competitive | Non-Competitive | Non-Competitive | 0 | 0 | 0 | 0 | 0 | 0 | 0 | 0 | 0 | 0 | 0 | 0 | 0 | 0 | 0
DRNKW_D5 TSL_FTW_1 FROM_TO | DRNKW_D5 | TSL_FTW_1 | 218 | 4 | 4 | TEASLEY138 | FTWORTH | FROM_TO | 73521.13 | -0.03628 | 0.016102 | -0.4259 | 0.39825 | 47.4957 | -467.429 | 0 | 2433.744 | 750.615 | Competitive | 1 | 1 | 1 | 1 | 1 | 1 | 1 | Competitive | Competitive | Competitive | Competitive | Competitive | 0 | 0 | 0 | 0 | 0 | 0 | 0 | 0 | 0 | 0 | 0 | 0 | 0 | 0 | 0
DRNKW_D5 TSL_FTW_1 TO_FROM | DRNKW_D5 | TSL_FTW_1 | 218 | 4 | 4 | TEASLEY138 | FTWORTH | TO_FROM | 73521.13 | -0.0161 | 0.036275 | -0.39825 | 0.4259 | 529.4236 | 65.2354 | 0 | 750.615 | 2433.744 | Competitive | 0 | 0 | 0 | 1 | 1 | 1 | 0 | Non-Competitive | Non-Competitive | Non-Competitive | Non-Competitive | Non-Competitive | 0 | 0 | 0 | 0 | 0 | 0 | 0 | 0 | 0 | 0 | 0 | 0 | 0 | 0 | 0
DRYSFMR5 75__A FROM_TO | DRYSFMR5 | 75__A | 1793 | 2 | 2 | COLLINSS1_5 | ANNASW_5 | FROM_TO | 73521.13 | -0.45405 | 0.01828 | -0.53171 | 0.26721 | 650.4882 | -1097.61 | 0 | 760.079 | 2685.935 | Competitive | 0 | 0 | 0 | 0 | 1 | 1 | 1 | Non-Competitive | Non-Competitive | Non-Competitive | Non-Competitive | Competitive | 24 | 25 | 28 | 24 | 25 | 28 | 24 | 25 | 28 | 24 | 25 | 28 | 0 | 0 | 0
DRYSFMR5 75__A TO_FROM | DRYSFMR5 | 75__A | 1793 | 2 | 2 | COLLINSS1_5 | ANNASW_5 | TO_FROM | 73521.13 | -0.01828 | 0.45405 | -0.26721 | 0.53172 | 1759.722 | -635.136 | 0 | 2685.935 | 760.079 | Competitive | 1 | 1 | 1 | 1 | 1 | 1 | 0 | Non-Competitive | Non-Competitive | Non-Competitive | Non-Competitive | Non-Competitive | 0 | 0 | 0 | 0 | 0 | 0 | 0 | 0 | 0 | 0 | 0 | 0 | 0 | 0 | 0
DRYSFOR5 FORSW_MR3H FROM_TO | DRYSFOR5 | FORSW_MR3H | 750 | 6 | 6 | FRNY1_5 | FORSW3_1 | FROM_TO | 73521.13 | -0.09761 | 0.11326 | -0.36456 | 0.11326 | 818.355 | 288.923 | 0 | 7651.872 | 9044.498 | Competitive | 0 | 0 | 0 | 0 | 0 | 1 | 1 | Non-Competitive | Non-Competitive | Non-Competitive | Non-Competitive | Non-Competitive | 2 | 2 | 12 | 2 | 2 | 12 | 2 | 2 | 12 | 2 | 2 | 12 | 2 | 2 | 12
DRYSFOR5 FORSW_MR3H TO_FROM | DRYSFOR5 | FORSW_MR3H | 750 | 6 | 6 | FRNY1_5 | FORSW3_1 | TO_FROM | 73521.13 | -0.11326 | 0.097612 | -0.11326 | 0.36456 | -152.495 | -593.304 | 0 | 9044.498 | 7651.872 | Competitive | 0 | 0 | 0 | 0 | 0 | 1 | 1 | Non-Competitive | Non-Competitive | Non-Competitive | Non-Competitive | Non-Competitive | 8 | 13 | 17 | 8 | 13 | 17 | 8 | 13 | 17 | 8 | 13 | 17 | 8 | 13 | 17
DRYSFOR5 FORSW_MR3L FROM_TO | DRYSFOR5 | FORSW_MR3L | 750 | 6 | 6 | FRNY1_8 | FORSW3_1 | FROM_TO | 73521.13 | -0.11326 | 0.097612 | -0.69157 | 0.36456 | -152.495 | -593.304 | 0 | 9044.498 | 7651.872 | Competitive | 0 | 0 | 0 | 0 | 0 | 1 | 1 | Non-Competitive | Non-Competitive | Non-Competitive | Non-Competitive | Non-Competitive | 8 | 13 | 17 | 8 | 13 | 17 | 8 | 13 | 17 | 8 | 13 | 17 | 8 | 13 | 17
DRYSFOR5 FORSW_MR3L TO_FROM | DRYSFOR5 | FORSW_MR3L | 750 | 6 | 6 | FRNY1_8 | FORSW3_1 | TO_FROM | 73521.13 | -0.09761 | 0.11326 | -0.36456 | 0.69157 | 818.355 | 288.923 | 0 | 7651.872 | 9044.498 | Competitive | 0 | 0 | 0 | 0 | 0 | 1 | 1 | Non-Competitive | Non-Competitive | Non-Competitive | Non-Competitive | Non-Competitive | 2 | 2 | 12 | 2 | 2 | 12 | 2 | 2 | 12 | 2 | 2 | 12 | 2 | 2 | 12
DSALHUT5 431__A FROM_TO | DSALHUT5 | 431__A | 1065 | 2 | 2 | SAND_TXU_5 | BELL_E_5 | FROM_TO | 73521.13 | -0.17144 | 0.23181 | -0.40073 | 0.28385 | 3213.143 | -1090.19 | 0 | 980.722 | 1143.526 | Competitive | 0 | 1 | 1 | 1 | 1 | 1 | 1 | Non-Competitive | Competitive | Competitive | Competitive | Competitive | 41 | 114 | 157 | 0 | 0 | 0 | 0 | 0 | 0 | 0 | 0 | 0 | 0 | 0 | 0
DSALHUT5 431__A TO_FROM | DSALHUT5 | 431__A | 1065 | 2 | 2 | SAND_TXU_5 | BELL_E_5 | TO_FROM | 73521.13 | -0.23181 | 0.17144 | -0.28385 | 0.40073 | 3810.879 | -1759.2 | 0 | 1143.526 | 980.722 | Competitive | 1 | 1 | 1 | 1 | 1 | 1 | 1 | Competitive | Competitive | Competitive | Competitive | Competitive | 0 | 0 | 0 | 0 | 0 | 0 | 0 | 0 | 0 | 0 | 0 | 0 | 0 | 0 | 0
DSALHUT5 450__A FROM_TO | DSALHUT5 | 450__A | 1072 | 2 | 2 | L_AUSTRO5_1Y | SAND_TXU_5 | FROM_TO | 73521.13 | -0.15398 | 0.17646 | -0.20216 | 0.18923 | 1829.503 | -823.549 | 0 | 1191.691 | 1729.836 | Competitive | 0 | 0 | 1 | 1 | 1 | 1 | 1 | Non-Competitive | Non-Competitive | Competitive | Competitive | Competitive | 43 | 120 | 164 | 43 | 120 | 164 | 0 | 0 | 0 | 0 | 0 | 0 | 0 | 0 | 0
DSALHUT5 450__A TO_FROM | DSALHUT5 | 450__A | 1072 | 2 | 2 | L_AUSTRO5_1Y | SAND_TXU_5 | TO_FROM | 73521.13 | -0.17646 | 0.15398 | -0.18923 | 0.20216 | 3230.526 | -782.511 | 0 | 1729.836 | 1191.691 | Competitive | 0 | 1 | 1 | 1 | 1 | 1 | 1 | Non-Competitive | Competitive | Competitive | Competitive | Competitive | 74 | 86 | 161 | 0 | 0 | 0 | 0 | 0 | 0 | 0 | 0 | 0 | 0 | 0 | 0
DSALKLN5 630__A FROM_TO | DSALKLN5 | 630__A | 324 | 2 | 2 | BELTON1_8 | BELTONSW1_8 | FROM_TO | 73521.13 | -0.0691 | 0.022674 | -0.81618 | 0.12647 | 691.0113 | -278.097 | 0 | 732.946 | 857.043 | Competitive | 1 | 1 | 1 | 1 | 1 | 1 | 1 | Competitive | Competitive | Competitive | Competitive | Competitive | 0 | 0 | 0 | 0 | 0 | 0 | 0 | 0 | 0 | 0 | 0 | 0 | 0 | 0 | 0
DSALKLN5 630__A TO_FROM | DSALKLN5 | 630__A | 324 | 2 | 2 | BELTON1_8 | BELTONSW1_8 | TO_FROM | 73521.13 | -0.02267 | 0.069098 | -0.12647 | 0.81618 | 557.5727 | -452.651 | 0 | 857.043 | 732.946 | Competitive | 1 | 1 | 1 | 1 | 1 | 1 | 1 | Competitive | Competitive | Competitive | Competitive | Competitive | 0 | 0 | 0 | 0 | 0 | 0 | 0 | 0 | 0 | 0 | 0 | 0 | 0 | 0 | 0
DSALKLN5 641__B FROM_TO | DSALKLN5 | 641__B | 213 | 2 | 2 | KILLTAFD | KILELMR2_T_8 | FROM_TO | 73521.13 | -0.05805 | 0.018172 | -0.32072 | 0.60055 | 525.3231 | -279.493 | 0 | 730.911 | 855.013 | Competitive | 1 | 1 | 1 | 1 | 1 | 1 | 1 | Competitive | Competitive | Competitive | Competitive | Competitive | 0 | 0 | 0 | 0 | 0 | 0 | 0 | 0 | 0 | 0 | 0 | 0 | 0 | 0 | 0
DSALKLN5 641__B TO_FROM | DSALKLN5 | 641__B | 213 | 2 | 2 | KILLTAFD | KILELMR2_T_8 | TO_FROM | 73521.13 | -0.01817 | 0.058052 | -0.60055 | 0.32072 | 511.7588 | -327.455 | 0 | 855.013 | 730.911 | Competitive | 1 | 1 | 1 | 1 | 1 | 1 | 0 | Non-Competitive | Non-Competitive | Non-Competitive | Non-Competitive | Non-Competitive | 0 | 0 | 0 | 0 | 0 | 0 | 0 | 0 | 0 | 0 | 0 | 0 | 0 | 0 | 0
DSAMVEN5 WHTNY_FMR2 FROM_TO | DSAMVEN5 | WHTNY_FMR2 | 75 | 0 | 0 | WHITNEYSW | WHITNEY__8 | FROM_TO | 73521.13 | -0.02777 | 0.79353 | -0.02816 | 0.79968 | 55.5275 | -102.307 | 0 | 10000 | 10000 | Competitive | 0 | 0 | 0 | 0 | 0 | 1 | 1 | Non-Competitive | Non-Competitive | Non-Competitive | Non-Competitive | Non-Competitive | 2 | 2 | 2 | 2 | 2 | 2 | 2 | 2 | 2 | 2 | 2 | 2 | 2 | 2 | 2
DSAMVEN5 WHTNY_FMR2 TO_FROM | DSAMVEN5 | WHTNY_FMR2 | 75 | 0 | 0 | WHITNEYSW | WHITNEY__8 | TO_FROM | 73521.13 | -0.79353 | 0.027767 | -0.79968 | 0.028161 | 123.3824 | -7.2749 | 0 | 10000 | 10000 | Non-Competi | 0 | 0 | 0 | 0 | 0 | 1 | 1 | Non-Competitive | Non-Competitive | Non-Competitive | Non-Competitive | Non-Competitive | 2 | 2 | 2 | 2 | 2 | 2 | 2 | 2 | 2 | 2 | 2 | 2 | 2 | 2 | 2
DSC_SL28 CO_WAS84_A FROM_TO | DSC_SL28 | CO_WAS84_A | 216 | 0 | 0 | CONIAL__138X | WABURN__138B | FROM_TO | 73521.13 | -0.0545 | 0.20768 | -0.46086 | 0.24337 | 242.0916 | -203.694 | 0 | 3995.114 | 2791.504 | Competitive | 0 | 0 | 0 | 0 | 1 | 1 | 1 | Non-Competitive | Non-Competitive | Non-Competitive | Non-Competitive | Competitive | 21 | 28 | 28 | 21 | 28 | 28 | 21 | 28 | 28 | 21 | 28 | 28 | 0 | 0 | 0
DSC_SL28 CO_WAS84_A TO_FROM | DSC_SL28 | CO_WAS84_A | 216 | 0 | 0 | CONIAL__138X | WABURN__138B | TO_FROM | 73521.13 | -0.20768 | 0.054503 | -0.24337 | 0.46086 | 242.4686 | -105.494 | 0 | 2791.504 | 3995.114 | Competitive | 0 | 0 | 0 | 0 | 0 | 1 | 1 | Non-Competitive | Non-Competitive | Non-Competitive | Non-Competitive | Non-Competitive | 14 | 18 | 22 | 14 | 18 | 22 | 14 | 18 | 22 | 14 | 18 | 22 | 14 | 18 | 22
DSC_SL28 TLRWAS84_A FROM_TO | DSC_SL28 | TLRWAS84_A | 216 | 0 | 0 | TAYLOR__8010 | WABURN__138B | FROM_TO | 73521.13 | -0.20759 | 0.0546 | -0.53904 | 0.35415 | 249.5724 | -98.3943 | 0 | 2789.723 | 3997.116 | Competitive | 0 | 0 | 0 | 0 | 0 | 1 | 1 | Non-Competitive | Non-Competitive | Non-Competitive | Non-Competitive | Non-Competitive | 14 | 18 | 22 | 14 | 18 | 22 | 14 | 18 | 22 | 14 | 18 | 22 | 14 | 18 | 22
DSC_SL28 TLRWAS84_A TO_FROM | DSC_SL28 | TLRWAS84_A | 216 | 0 | 0 | TAYLOR__8010 | WABURN__138B | TO_FROM | 73521.13 | -0.0546 | 0.20759 | -0.35415 | 0.53904 | 234.9387 | -210.794 | 0 | 3997.116 | 2789.723 | Competitive | 0 | 0 | 0 | 0 | 1 | 1 | 1 | Non-Competitive | Non-Competitive | Non-Competitive | Non-Competitive | Competitive | 21 | 28 | 28 | 21 | 28 | 28 | 21 | 28 | 28 | 21 | 28 | 28 | 0 | 0 | 0
DSHREVR5 EVRSW_MR3L FROM_TO | DSHREVR5 | EVRSW_MR3L | 750 | 7 | 7 | EVRMAN_A8 | EVRSW3_1 | FROM_TO | 73521.13 | -0.02016 | 0.1378 | -0.82297 | 0.2501 | -200.744 | -601.278 | 0 | 10000 | 847.721 | Competitive | 1 | 1 | 1 | 1 | 1 | 1 | 1 | Competitive | Competitive | Competitive | Competitive | Competitive | 0 | 0 | 0 | 0 | 0 | 0 | 0 | 0 | 0 | 0 | 0 | 0 | 0 | 0 | 0
DSHREVR5 EVRSW_MR3L TO_FROM | DSHREVR5 | EVRSW_MR3L | 750 | 7 | 7 | EVRMAN_A8 | EVRSW3_1 | TO_FROM | 73521.13 | -0.1378 | 0.02016 | -0.2501 | 0.82297 | 691.3668 | 404.9575 | 0 | 847.721 | 10000 | Competitive | 0 | 0 | 0 | 0 | 0 | 1 | 1 | Non-Competitive | Non-Competitive | Non-Competitive | Non-Competitive | Non-Competitive | 3 | 3 | 3 | 3 | 3 | 3 | 3 | 3 | 3 | 3 | 3 | 3 | 3 | 3 | 3
DSKYCAL5 CAGNON_MR4L FROM_TO | DSKYCAL5 | CAGNON_MR4L | 600 | 0 | 0 | CAGNON3_8 | CAGSTAR4 | FROM_TO | 73521.13 | -0.05994 | 0.14683 | -0.09807 | 0.21013 | -184.135 | -604.731 | 0 | 9481.108 | 6787.942 | Competitive | 0 | 0 | 0 | 0 | 0 | 1 | 1 | Non-Competitive | Non-Competitive | Non-Competitive | Non-Competitive | Non-Competitive | 10 | 10 | 10 | 10 | 10 | 10 | 10 | 10 | 10 | 10 | 10 | 10 | 10 | 10 | 10
DSKYCAL5 CAGNON_MR4L TO_FROM | DSKYCAL5 | CAGNON_MR4L | 600 | 0 | 0 | CAGNON3_8 | CAGSTAR4 | TO_FROM | 73521.13 | -0.14683 | 0.059937 | -0.21013 | 0.098067 | 686.1126 | 507.1146 | 0 | 6787.942 | 9481.108 | Competitive | 0 | 0 | 0 | 0 | 0 | 1 | 1 | Non-Competitive | Non-Competitive | Non-Competitive | Non-Competitive | Non-Competitive | 15 | 15 | 44 | 15 | 15 | 44 | 15 | 15 | 44 | 15 | 15 | 44 | 15 | 15 | 44
DSKYCAL5 N5_U3_1 FROM_TO | DSKYCAL5 | N5_U3_1 | 1195 | 0 | 0 | SPRUCE | VON_ROSE | FROM_TO | 73521.13 | -0.59419 | 0.11908 | -0.59419 | 0.11908 | 564.3227 | -76.3173 | 0 | 4285.561 | 9607.65 | Competitive | 0 | 0 | 0 | 0 | 0 | 1 | 1 | Non-Competitive | Non-Competitive | Non-Competitive | Non-Competitive | Non-Competitive | 18 | 18 | 18 | 18 | 18 | 18 | 18 | 18 | 18 | 18 | 18 | 18 | 18 | 18 | 18
DSKYCAL5 N5_U3_1 TO_FROM | DSKYCAL5 | N5_U3_1 | 1195 | 0 | 0 | SPRUCE | VON_ROSE | TO_FROM | 73521.13 | -0.11908 | 0.59419 | -0.11908 | 0.59419 | 584.9281 | -428.873 | 0 | 9607.65 | 4285.561 | Competitive | 0 | 0 | 0 | 0 | 0 | 1 | 1 | Non-Competitive | Non-Competitive | Non-Competitive | Non-Competitive | Non-Competitive | 5 | 14 | 28 | 5 | 14 | 28 | 5 | 14 | 28 | 5 | 14 | 28 | 5 | 14 | 28
DSKYCAL5 PAWNEE_SPRUCE_1 FROM_TO | DSKYCAL5 | PAWNEE_SPRUCE_1 | 1129 | 0 | 0 | SPRUCE | PAWNEESW5 | FROM_TO | 73521.13 | -0.23634 | 0.18216 | -0.36119 | 0.18216 | 2137.975 | -755.03 | 0 | 4379.941 | 993.399 | Competitive | 1 | 1 | 1 | 1 | 1 | 1 | 1 | Competitive | Competitive | Competitive | Competitive | Competitive | 0 | 0 | 0 | 0 | 0 | 0 | 0 | 0 | 0 | 0 | 0 | 0 | 0 | 0 | 0
DSKYCAL5 PAWNEE_SPRUCE_1 TO_FROM | DSKYCAL5 | PAWNEE_SPRUCE_1 | 1129 | 0 | 0 | SPRUCE | PAWNEESW5 | TO_FROM | 73521.13 | -0.18216 | 0.23634 | -0.18216 | 0.36119 | 1456.246 | -1451.45 | 0 | 993.399 | 4379.941 | Competitive | 0 | 0 | 0 | 0 | 0 | 1 | 1 | Non-Competitive | Non-Competitive | Non-Competitive | Non-Competitive | Non-Competitive | 28 | 97 | 166 | 28 | 97 | 166 | 28 | 97 | 166 | 28 | 97 | 166 | 28 | 97 | 166
DSKYCAL5 R5_U3_1 FROM_TO | DSKYCAL5 | R5_U3_1 | 1195 | 0 | 0 | CAGNON_5 | VON_ROSE | FROM_TO | 73521.13 | -0.40581 | 0.066542 | -0.40581 | 0.13605 | 256.5251 | -428.873 | 0 | 4770.8 | 8314.984 | Competitive | 0 | 0 | 0 | 0 | 0 | 1 | 1 | Non-Competitive | Non-Competitive | Non-Competitive | Non-Competitive | Non-Competitive | 8 | 8 | 17 | 8 | 8 | 17 | 8 | 8 | 17 | 8 | 8 | 17 | 8 | 8 | 17
DSKYCAL5 R5_U3_1 TO_FROM | DSKYCAL5 | R5_U3_1 | 1195 | 0 | 0 | CAGNON_5 | VON_ROSE | TO_FROM | 73521.13 | -0.06654 | 0.40581 | -0.13605 | 0.40581 | 788.2073 | -76.3173 | 0 | 8314.984 | 4770.8 | Competitive | 0 | 0 | 0 | 0 | 0 | 1 | 1 | Non-Competitive | Non-Competitive | Non-Competitive | Non-Competitive | Non-Competitive | 20 | 20 | 21 | 20 | 20 | 21 | 20 | 20 | 21 | 20 | 20 | 21 | 20 | 20 | 21
DSKYMAR5 361T361_1 FROM_TO | DSKYMAR5 | 361T361_1 | 358 | 2 | 2 | L_SCHERT8_1Y | L_PARKWA8_1Y | FROM_TO | 73521.13 | -0.11105 | 0.017005 | -0.3808 | 0.49072 | 702.8025 | 255.4896 | 0 | 918.297 | 9588.353 | Competitive | 0 | 0 | 0 | 0 | 0 | 1 | 1 | Non-Competitive | Non-Competitive | Non-Competitive | Non-Competitive | Non-Competitive | 20 | 20 | 20 | 20 | 20 | 20 | 20 | 20 | 20 | 20 | 20 | 20 | 20 | 20 | 20
DSKYMAR5 361T361_1 TO_FROM | DSKYMAR5 | 361T361_1 | 358 | 2 | 2 | L_SCHERT8_1Y | L_PARKWA8_1Y | TO_FROM | 73521.13 | -0.01701 | 0.11105 | -0.49072 | 0.3808 | 156.3873 | -526.857 | 0 | 9588.353 | 918.297 | Competitive | 1 | 1 | 1 | 1 | 1 | 1 | 0 | Non-Competitive | Non-Competitive | Non-Competitive | Non-Competitive | Non-Competitive | 0 | 0 | 0 | 0 | 0 | 0 | 0 | 0 | 0 | 0 | 0 | 0 | 0 | 0 | 0
DSKYSPR5 CAGNON_MR3L FROM_TO | DSKYSPR5 | CAGNON_MR3L | 600 | 2 | 2 | CAGNON1_8 | CAGSTAR3 | FROM_TO | 73521.13 | -0.09934 | 0.14168 | -0.11508 | 0.20256 | -89.0091 | -656.074 | 0 | 9611.577 | 6256.127 | Competitive | 0 | 0 | 0 | 0 | 0 | 1 | 1 | Non-Competitive | Non-Competitive | Non-Competitive | Non-Competitive | Non-Competitive | 7 | 12 | 25 | 7 | 12 | 25 | 7 | 12 | 25 | 7 | 12 | 25 | 7 | 12 | 25
DSKYSPR5 CAGNON_MR3L TO_FROM | DSKYSPR5 | CAGNON_MR3L | 600 | 2 | 2 | CAGNON1_8 | CAGSTAR3 | TO_FROM | 73521.13 | -0.14168 | 0.099338 | -0.20256 | 0.11508 | 814.3197 | 433.5738 | 0 | 6256.127 | 9611.577 | Competitive | 0 | 0 | 0 | 0 | 0 | 1 | 1 | Non-Competitive | Non-Competitive | Non-Competitive | Non-Competitive | Non-Competitive | 15 | 15 | 15 | 15 | 15 | 15 | 15 | 15 | 15 | 15 | 15 | 15 | 15 | 15 | 15
DSKYSPR5 CAGNON_MR4H FROM_TO | DSKYSPR5 | CAGNON_MR4H | 600 | 2 | 2 | CAGNON_5 | CAGSTAR4 | FROM_TO | 73521.13 | -0.14403 | 0.099649 | -0.88917 | 0.11485 | 819.2801 | 437.8838 | 0 | 6253.036 | 9621.01 | Competitive | 0 | 0 | 0 | 0 | 0 | 1 | 1 | Non-Competitive | Non-Competitive | Non-Competitive | Non-Competitive | Non-Competitive | 15 | 15 | 15 | 15 | 15 | 15 | 15 | 15 | 15 | 15 | 15 | 15 | 15 | 15 | 15
DSKYSPR5 CAGNON_MR4H TO_FROM | DSKYSPR5 | CAGNON_MR4H | 600 | 2 | 2 | CAGNON_5 | CAGSTAR4 | TO_FROM | 73521.13 | -0.09965 | 0.14403 | -0.11485 | 0.88917 | -88.8544 | -660.42 | 0 | 9621.01 | 6253.036 | Competitive | 0 | 0 | 0 | 0 | 0 | 1 | 1 | Non-Competitive | Non-Competitive | Non-Competitive | Non-Competitive | Non-Competitive | 7 | 12 | 25 | 7 | 12 | 25 | 7 | 12 | 25 | 7 | 12 | 25 | 7 | 12 | 25
DSKYSPR5 CAGNON_MR4L FROM_TO | DSKYSPR5 | CAGNON_MR4L | 600 | 2 | 2 | CAGNON3_8 | CAGSTAR4 | FROM_TO | 73521.13 | -0.09965 | 0.14403 | -0.11485 | 0.20408 | -88.8544 | -660.42 | 0 | 9621.01 | 6253.036 | Competitive | 0 | 0 | 0 | 0 | 0 | 1 | 1 | Non-Competitive | Non-Competitive | Non-Competitive | Non-Competitive | Non-Competitive | 7 | 12 | 25 | 7 | 12 | 25 | 7 | 12 | 25 | 7 | 12 | 25 | 7 | 12 | 25
DSKYSPR5 CAGNON_MR4L TO_FROM | DSKYSPR5 | CAGNON_MR4L | 600 | 2 | 2 | CAGNON3_8 | CAGSTAR4 | TO_FROM | 73521.13 | -0.14403 | 0.099649 | -0.20408 | 0.11485 | 819.2801 | 437.8838 | 0 | 6253.036 | 9621.01 | Competitive | 0 | 0 | 0 | 0 | 0 | 1 | 1 | Non-Competitive | Non-Competitive | Non-Competitive | Non-Competitive | Non-Competitive | 15 | 15 | 15 | 15 | 15 | 15 | 15 | 15 | 15 | 15 | 15 | 15 | 15 | 15 | 15
DSNDBCE5 630__A FROM_TO | DSNDBCE5 | 630__A | 324 | 2 | 2 | BELTON1_8 | BELTONSW1_8 | FROM_TO | 73521.13 | -0.02165 | 0.024902 | -0.7678 | 0.16689 | 182.1933 | -163.266 | 0 | 5342.401 | 915.083 | Competitive | 1 | 1 | 1 | 1 | 1 | 1 | 1 | Competitive | Competitive | Competitive | Competitive | Competitive | 0 | 0 | 0 | 0 | 0 | 0 | 0 | 0 | 0 | 0 | 0 | 0 | 0 | 0 | 0
DSNDBCE5 630__A TO_FROM | DSNDBCE5 | 630__A | 324 | 2 | 2 | BELTON1_8 | BELTONSW1_8 | TO_FROM | 73521.13 | -0.0249 | 0.021651 | -0.16689 | 0.7678 | 207.5736 | -158.618 | 0 | 915.083 | 5342.401 | Competitive | 0 | 0 | 0 | 0 | 0 | 1 | 1 | Non-Competitive | Non-Competitive | Non-Competitive | Non-Competitive | Non-Competitive | 5 | 5 | 7 | 5 | 5 | 7 | 5 | 5 | 7 | 5 | 5 | 7 | 5 | 5 | 7
DSNDBCE5 SEA_AAT1 FROM_TO | DSNDBCE5 | SEA_AAT1 | 60 | 2 | 2 | SEATON9 | SEATON8 | FROM_TO | 73521.13 | -0.00282 | 0.010836 | -0.04924 | 0.58959 | -7.4835 | -38.9875 | 0 | 8377.452 | 844.092 | Competitive | 1 | 1 | 1 | 1 | 1 | 1 | 0 | Non-Competitive | Non-Competitive | Non-Competitive | Non-Competitive | Non-Competitive | 0 | 0 | 0 | 0 | 0 | 0 | 0 | 0 | 0 | 0 | 0 | 0 | 0 | 0 | 0
DSNDBCE5 SEA_AAT1 TO_FROM | DSNDBCE5 | SEA_AAT1 | 60 | 2 | 2 | SEATON9 | SEATON8 | TO_FROM | 73521.13 | -0.01084 | 0.002817 | -0.58959 | 0.049236 | 54.2268 | 11.1199 | 0 | 844.092 | 8377.452 | Competitive | 0 | 0 | 0 | 0 | 0 | 1 | 0 | Non-Competitive | Non-Competitive | Non-Competitive | Non-Competitive | Non-Competitive | 0 | 0 | 0 | 0 | 0 | 0 | 0 | 0 | 0 | 0 | 0 | 0 | 0 | 0 | 0
DSNDTMP5 HRN_NAT1 FROM_TO | DSNDTMP5 | HRN_NAT1 | 100 | 0 | 0 | HEARNE9 | HEARNE8 | FROM_TO | 73521.13 | -0.00934 | 0.004622 | -0.15721 | 0.4815 | 2.1029 | -61.0832 | 0 | 4117.591 | 8207.813 | Competitive | 0 | 0 | 0 | 0 | 0 | 1 | 0 | Non-Competitive | Non-Competitive | Non-Competitive | Non-Competitive | Non-Competitive | 0 | 0 | 0 | 0 | 0 | 0 | 0 | 0 | 0 | 0 | 0 | 0 | 0 | 0 | 0
DSNDTMP5 HRN_NAT1 TO_FROM | DSNDTMP5 | HRN_NAT1 | 100 | 0 | 0 | HEARNE9 | HEARNE8 | TO_FROM | 73521.13 | -0.00462 | 0.009338 | -0.4815 | 0.15721 | 76.6176 | 1.9225 | 0 | 8207.813 | 4117.591 | Competitive | 0 | 0 | 0 | 0 | 0 | 1 | 0 | Non-Competitive | Non-Competitive | Non-Competitive | Non-Competitive | Non-Competitive | 0 | 0 | 0 | 0 | 0 | 0 | 0 | 0 | 0 | 0 | 0 | 0 | 0 | 0 | 0
DSNGZEN5 BETHK_66_A FROM_TO | DSNGZEN5 | BETHK_66_A | 182 | 2 | 2 | BETKA___138A | HOCKLY__138D | FROM_TO | 73521.13 | -0.01627 | 0.026948 | -0.26438 | 0.71171 | 84.5222 | -264.743 | 0 | 3444.394 | 1173.067 | Competitive | 0 | 1 | 1 | 1 | 1 | 1 | 0 | Non-Competitive | Non-Competitive | Non-Competitive | Non-Competitive | Non-Competitive | 0 | 0 | 0 | 0 | 0 | 0 | 0 | 0 | 0 | 0 | 0 | 0 | 0 | 0 | 0
DSNGZEN5 BETHK_66_A TO_FROM | DSNGZEN5 | BETHK_66_A | 182 | 2 | 2 | BETKA___138A | HOCKLY__138D | TO_FROM | 73521.13 | -0.02695 | 0.016269 | -0.71171 | 0.26438 | 531.0168 | 145.0812 | 0 | 1173.067 | 3444.394 | Competitive | 0 | 0 | 0 | 0 | 0 | 1 | 1 | Non-Competitive | Non-Competitive | Non-Competitive | Non-Competitive | Non-Competitive | 12 | 12 | 16 | 12 | 12 | 16 | 12 | 12 | 16 | 12 | 12 | 16 | 12 | 12 | 16
DSNGZEN5 HK_TB_66_A FROM_TO | DSNGZEN5 | HK_TB_66_A | 216 | 2 | 2 | HOCKLY__138D | TOMBAL668070 | FROM_TO | 73521.13 | -0.02706 | 0.048332 | -0.10895 | 0.41068 | 257.5777 | -245.297 | 0 | 2508.631 | 1252.523 | Competitive | 0 | 1 | 1 | 1 | 1 | 1 | 1 | Non-Competitive | Competitive | Competitive | Competitive | Competitive | 5 | 9 | 15 | 0 | 0 | 0 | 0 | 0 | 0 | 0 | 0 | 0 | 0 | 0 | 0
DSNGZEN5 HK_TB_66_A TO_FROM | DSNGZEN5 | HK_TB_66_A | 216 | 2 | 2 | HOCKLY__138D | TOMBAL668070 | TO_FROM | 73521.13 | -0.04833 | 0.027058 | -0.41068 | 0.10895 | 548.2499 | -155.335 | 0 | 1252.523 | 2508.631 | Competitive | 0 | 0 | 0 | 0 | 1 | 1 | 1 | Non-Competitive | Non-Competitive | Non-Competitive | Non-Competitive | Competitive | 18 | 18 | 18 | 18 | 18 | 18 | 18 | 18 | 18 | 18 | 18 | 18 | 0 | 0 | 0
DSNGZEN5 KDLKG_75_A FROM_TO | DSNGZEN5 | KDLKG_75_A | 1677 | 2 | 2 | KING____345A | KUYDAL755010 | FROM_TO | 73521.13 | -0.21312 | 0.18762 | -0.57176 | 0.19181 | 1888.4 | -1709.14 | 0 | 2331.462 | 1413.343 | Competitive | 0 | 1 | 1 | 1 | 1 | 1 | 1 | Non-Competitive | Competitive | Competitive | Competitive | Competitive | 62 | 119 | 150 | 0 | 0 | 0 | 0 | 0 | 0 | 0 | 0 | 0 | 0 | 0 | 0
DSNGZEN5 KDLKG_75_A TO_FROM | DSNGZEN5 | KDLKG_75_A | 1677 | 2 | 2 | KING____345A | KUYDAL755010 | TO_FROM | 73521.13 | -0.18762 | 0.21312 | -0.19181 | 0.57176 | 4573.603 | 325.8764 | 0 | 1413.343 | 2331.462 | Competitive | 0 | 0 | 0 | 1 | 1 | 1 | 1 | Non-Competitive | Non-Competitive | Non-Competitive | Competitive | Competitive | 85 | 90 | 131 | 85 | 90 | 131 | 85 | 90 | 131 | 0 | 0 | 0 | 0 | 0 | 0
DSNGZEN5 SNGTB_74_A FROM_TO | DSNGZEN5 | SNGTB_74_A | 1924 | 2 | 2 | SNGLTN_345 | TOMBAL__345B | FROM_TO | 73521.13 | -0.17868 | 0.19261 | -0.38369 | 0.20236 | 5512.238 | 692.8454 | 0 | 1429.667 | 2369.821 | Competitive | 0 | 0 | 0 | 1 | 1 | 1 | 1 | Non-Competitive | Non-Competitive | Non-Competitive | Competitive | Competitive | 85 | 85 | 146 | 85 | 85 | 146 | 85 | 85 | 146 | 0 | 0 | 0 | 0 | 0 | 0
DSNGZEN5 SNGTB_74_A TO_FROM | DSNGZEN5 | SNGTB_74_A | 1924 | 2 | 2 | SNGLTN_345 | TOMBAL__345B | TO_FROM | 73521.13 | -0.19261 | 0.17868 | -0.20236 | 0.38369 | 1868.257 | -2120.21 | 0 | 2369.821 | 1429.667 | Competitive | 0 | 1 | 1 | 1 | 1 | 1 | 1 | Non-Competitive | Competitive | Competitive | Competitive | Competitive | 62 | 134 | 150 | 0 | 0 | 0 | 0 | 0 | 0 | 0 | 0 | 0 | 0 | 0 | 0
DSNG_TB5 230__A FROM_TO | DSNG_TB5 | 230__A | 1065 | 2 | 2 | JEWETT_S5 | RAT_SNAKE_5 | FROM_TO | 73521.13 | -0.21459 | 0.10218 | -0.22858 | 0.1751 | 1137.298 | -796.859 | 0 | 2624.91 | 3371.91 | Competitive | 0 | 0 | 0 | 0 | 0 | 1 | 1 | Non-Competitive | Non-Competitive | Non-Competitive | Non-Competitive | Non-Competitive | 6 | 6 | 125 | 6 | 6 | 125 | 6 | 6 | 125 | 6 | 6 | 125 | 6 | 6 | 125
DSNG_TB5 230__A TO_FROM | DSNG_TB5 | 230__A | 1065 | 2 | 2 | JEWETT_S5 | RAT_SNAKE_5 | TO_FROM | 73521.13 | -0.10218 | 0.21459 | -0.1751 | 0.22858 | 954.658 | -419.035 | 0 | 3371.91 | 2624.91 | Competitive | 0 | 0 | 0 | 0 | 1 | 1 | 1 | Non-Competitive | Non-Competitive | Non-Competitive | Non-Competitive | Competitive | 92 | 92 | 97 | 92 | 92 | 97 | 92 | 92 | 97 | 92 | 92 | 97 | 0 | 0 | 0
DSNG_TB5 GT_MID90_A FROM_TO | DSNG_TB5 | GT_MID90_A | 229 | 2 | 2 | GARROT__138B | 47708 | FROM_TO | 73521.13 | -0.09966 | 0.099655 | -0.5258 | 0.18005 | 468.0164 | -48.8176 | 0 | 6261.967 | 2546.156 | Competitive | 0 | 0 | 0 | 0 | 1 | 1 | 1 | Non-Competitive | Non-Competitive | Non-Competitive | Non-Competitive | Competitive | 30 | 44 | 64 | 30 | 44 | 64 | 30 | 44 | 64 | 30 | 44 | 64 | 0 | 0 | 0
DSNG_TB5 GT_MID90_A TO_FROM | DSNG_TB5 | GT_MID90_A | 229 | 2 | 2 | GARROT__138B | 47708 | TO_FROM | 73521.13 | -0.09965 | 0.099658 | -0.18005 | 0.5258 | 270.051 | -377.951 | 0 | 2546.156 | 6261.967 | Competitive | 0 | 0 | 0 | 0 | 0 | 1 | 1 | Non-Competitive | Non-Competitive | Non-Competitive | Non-Competitive | Non-Competitive | 7 | 11 | 11 | 7 | 11 | 11 | 7 | 11 | 11 | 7 | 11 | 11 | 7 | 11 | 11
DSNG_TB5 SNGZEN98_A FROM_TO | DSNG_TB5 | SNGZEN98_A | 1435 | 2 | 2 | SNGLTN_345 | Zenith__345A | FROM_TO | 73521.13 | -0.17932 | 0.18838 | -0.19141 | 0.19797 | 5012.152 | 264.7599 | 0 | 1475.124 | 2228.96 | Competitive | 0 | 0 | 0 | 1 | 1 | 1 | 1 | Non-Competitive | Non-Competitive | Non-Competitive | Competitive | Competitive | 85 | 99 | 150 | 85 | 99 | 150 | 85 | 99 | 150 | 0 | 0 | 0 | 0 | 0 | 0
DSNG_TB5 SNGZEN98_A TO_FROM | DSNG_TB5 | SNGZEN98_A | 1435 | 2 | 2 | SNGLTN_345 | Zenith__345A | TO_FROM | 73521.13 | -0.18838 | 0.17932 | -0.19797 | 0.19141 | 2291.634 | -1586.79 | 0 | 2228.96 | 1475.124 | Competitive | 0 | 1 | 1 | 1 | 1 | 1 | 1 | Non-Competitive | Competitive | Competitive | Competitive | Competitive | 43 | 130 | 146 | 0 | 0 | 0 | 0 | 0 | 0 | 0 | 0 | 0 | 0 | 0 | 0
DSNG_TB5 SNGZEN99_A FROM_TO | DSNG_TB5 | SNGZEN99_A | 1435 | 2 | 2 | SNGLTN_345 | Zenith__345A | FROM_TO | 73521.13 | -0.17939 | 0.18845 | -0.19149 | 0.19804 | 5014.109 | 264.8622 | 0 | 1475.125 | 2228.958 | Competitive | 0 | 0 | 0 | 1 | 1 | 1 | 1 | Non-Competitive | Non-Competitive | Non-Competitive | Competitive | Competitive | 85 | 99 | 150 | 85 | 99 | 150 | 85 | 99 | 150 | 0 | 0 | 0 | 0 | 0 | 0
DSNG_TB5 SNGZEN99_A TO_FROM | DSNG_TB5 | SNGZEN99_A | 1435 | 2 | 2 | SNGLTN_345 | Zenith__345A | TO_FROM | 73521.13 | -0.18845 | 0.17939 | -0.19805 | 0.19149 | 2292.529 | -1587.41 | 0 | 2228.958 | 1475.125 | Competitive | 0 | 1 | 1 | 1 | 1 | 1 | 1 | Non-Competitive | Competitive | Competitive | Competitive | Competitive | 43 | 130 | 146 | 0 | 0 | 0 | 0 | 0 | 0 | 0 | 0 | 0 | 0 | 0 | 0
DSTEXP12 357T544_1 FROM_TO | DSTEXP12 | 357T544_1 | 38 | 0 | 0 | L_COLUMB9_1Y | L_STAFHI9_1Y | FROM_TO | 73521.13 | -0.02195 | 0.015777 | -0.60118 | 0.30052 | 133.7697 | -53.7986 | 0 | 5506.628 | 2486.973 | Competitive | 0 | 0 | 0 | 1 | 1 | 1 | 1 | Non-Competitive | Non-Competitive | Non-Competitive | Competitive | Competitive | 6 | 7 | 7 | 6 | 7 | 7 | 6 | 7 | 7 | 0 | 0 | 0 | 0 | 0 | 0
DSTEXP12 357T544_1 TO_FROM | DSTEXP12 | 357T544_1 | 38 | 0 | 0 | L_COLUMB9_1Y | L_STAFHI9_1Y | TO_FROM | 73521.13 | -0.01578 | 0.021951 | -0.30052 | 0.60118 | 71.2557 | -99.4819 | 0 | 2486.973 | 5506.628 | Competitive | 0 | 0 | 0 | 0 | 0 | 1 | 0 | Non-Competitive | Non-Competitive | Non-Competitive | Non-Competitive | Non-Competitive | 0 | 0 | 0 | 0 | 0 | 0 | 0 | 0 | 0 | 0 | 0 | 0 | 0 | 0 | 0
DSTEXP12 BLESSI_LOLITA1_1 FROM_TO | DSTEXP12 | BLESSI_LOLITA1_1 | 211 | 0 | 0 | BLESSING4A | LOLITA4A | FROM_TO | 73521.13 | -0.30529 | 0.048276 | -0.41939 | 0.13192 | 815.1537 | -253.006 | 0 | 1801.938 | 5587.002 | Competitive | 0 | 0 | 0 | 0 | 0 | 1 | 1 | Non-Competitive | Non-Competitive | Non-Competitive | Non-Competitive | Non-Competitive | 12 | 12 | 31 | 12 | 12 | 31 | 12 | 12 | 31 | 12 | 12 | 31 | 12 | 12 | 31
DSTEXP12 BLESSI_LOLITA1_1 TO_FROM | DSTEXP12 | BLESSI_LOLITA1_1 | 211 | 0 | 0 | BLESSING4A | LOLITA4A | TO_FROM | 73521.13 | -0.04828 | 0.30529 | -0.13192 | 0.41939 | 610.1707 | -580.168 | 0 | 5587.002 | 1801.938 | Competitive | 0 | 0 | 1 | 1 | 1 | 1 | 1 | Non-Competitive | Non-Competitive | Competitive | Competitive | Competitive | 14 | 30 | 41 | 14 | 30 | 41 | 0 | 0 | 0 | 0 | 0 | 0 | 0 | 0 | 0
DSTEXP12 HAMILT_MAVERI1_1 FROM_TO | DSTEXP12 | HAMILT_MAVERI1_1 | 122 | 0 | 0 | HAMILTN4 | MAVERICK4A | FROM_TO | 73521.13 | -0.45606 | 0.20874 | -0.53419 | 0.20874 | 298.6809 | -134.319 | 0 | 4278.94 | 8883.629 | Non-Competi | 0 | 0 | 0 | 0 | 0 | 1 | 1 | Non-Competitive | Non-Competitive | Non-Competitive | Non-Competitive | Non-Competitive | 2 | 2 | 29 | 2 | 2 | 29 | 2 | 2 | 29 | 2 | 2 | 29 | 2 | 2 | 29
DSTEXP12 HAMILT_MAVERI1_1 TO_FROM | DSTEXP12 | HAMILT_MAVERI1_1 | 122 | 0 | 0 | HAMILTN4 | MAVERICK4A | TO_FROM | 73521.13 | -0.20874 | 0.45606 | -0.20874 | 0.53419 | 158.8642 | -235.804 | 0 | 8883.629 | 4278.94 | Competitive | 0 | 0 | 0 | 0 | 0 | 1 | 1 | Non-Competitive | Non-Competitive | Non-Competitive | Non-Competitive | Non-Competitive | 11 | 13 | 16 | 11 | 13 | 16 | 11 | 13 | 16 | 11 | 13 | 16 | 11 | 13 | 16
DSTPDOW5 CKT_3124_1 FROM_TO | DSTPDOW5 | CKT_3124_1 | 1200 | 2 | 2 | SO_TEX__345A | HILLJE__345A | FROM_TO | 73521.13 | -0.05335 | 0.23036 | -0.20311 | 0.23036 | 2130.749 | 21.379 | 0 | 1439.035 | 2558.476 | Competitive | 0 | 0 | 0 | 0 | 1 | 1 | 1 | Non-Competitive | Non-Competitive | Non-Competitive | Non-Competitive | Competitive | 74 | 96 | 128 | 74 | 96 | 128 | 74 | 96 | 128 | 74 | 96 | 128 | 0 | 0 | 0
DSTPDOW5 CKT_3124_1 TO_FROM | DSTPDOW5 | CKT_3124_1 | 1200 | 2 | 2 | SO_TEX__345A | HILLJE__345A | TO_FROM | 73521.13 | -0.23036 | 0.053354 | -0.23036 | 0.20311 | 1358.741 | -1662.65 | 0 | 2558.476 | 1439.035 | Competitive | 0 | 1 | 1 | 1 | 1 | 1 | 1 | Non-Competitive | Competitive | Competitive | Competitive | Competitive | 41 | 52 | 74 | 0 | 0 | 0 | 0 | 0 | 0 | 0 | 0 | 0 | 0 | 0 | 0
DSTPELM5 BLESSI_LOLITA1_1 FROM_TO | DSTPELM5 | BLESSI_LOLITA1_1 | 211 | 2 | 2 | BLESSING4A | LOLITA4A | FROM_TO | 73521.13 | -0.30524 | 0.053388 | -0.4182 | 0.13783 | 957.1742 | -384.107 | 0 | 1841.8 | 5122.908 | Competitive | 0 | 0 | 0 | 0 | 0 | 1 | 1 | Non-Competitive | Non-Competitive | Non-Competitive | Non-Competitive | Non-Competitive | 12 | 12 | 54 | 12 | 12 | 54 | 12 | 12 | 54 | 12 | 12 | 54 | 12 | 12 | 54
DSTPELM5 BLESSI_LOLITA1_1 TO_FROM | DSTPELM5 | BLESSI_LOLITA1_1 | 211 | 2 | 2 | BLESSING4A | LOLITA4A | TO_FROM | 73521.13 | -0.05339 | 0.30524 | -0.13783 | 0.4182 | 771.3273 | -621.999 | 0 | 5122.908 | 1841.8 | Competitive | 0 | 0 | 1 | 1 | 1 | 1 | 1 | Non-Competitive | Non-Competitive | Competitive | Competitive | Competitive | 76 | 107 | 126 | 76 | 107 | 126 | 0 | 0 | 0 | 0 | 0 | 0 | 0 | 0 | 0
DSTPHLJ5 BLESSI_LOLITA1_1 FROM_TO | DSTPHLJ5 | BLESSI_LOLITA1_1 | 211 | 2 | 2 | BLESSING4A | LOLITA4A | FROM_TO | 73521.13 | -0.30483 | 0.050513 | -0.41845 | 0.13484 | 868.7173 | -299.525 | 0 | 1796.616 | 5507.841 | Competitive | 0 | 0 | 0 | 0 | 0 | 1 | 1 | Non-Competitive | Non-Competitive | Non-Competitive | Non-Competitive | Non-Competitive | 12 | 12 | 31 | 12 | 12 | 31 | 12 | 12 | 31 | 12 | 12 | 31 | 12 | 12 | 31
DSTPHLJ5 BLESSI_LOLITA1_1 TO_FROM | DSTPHLJ5 | BLESSI_LOLITA1_1 | 211 | 2 | 2 | BLESSING4A | LOLITA4A | TO_FROM | 73521.13 | -0.05051 | 0.30483 | -0.13484 | 0.41845 | 671.0324 | -597.152 | 0 | 5507.841 | 1796.616 | Competitive | 0 | 0 | 1 | 1 | 1 | 1 | 1 | Non-Competitive | Non-Competitive | Competitive | Competitive | Competitive | 68 | 94 | 114 | 68 | 94 | 114 | 0 | 0 | 0 | 0 | 0 | 0 | 0 | 0 | 0
DSTPHLJ5 CKT_3124_1 FROM_TO | DSTPHLJ5 | CKT_3124_1 | 1200 | 2 | 2 | SO_TEX__345A | HILLJE__345A | FROM_TO | 73521.13 | -0.06888 | 0.30303 | -0.37198 | 0.30303 | 1868.416 | -128.217 | 0 | 1528.54 | 1216.063 | Competitive | 0 | 1 | 1 | 1 | 1 | 1 | 1 | Non-Competitive | Competitive | Competitive | Competitive | Competitive | 86 | 111 | 162 | 0 | 0 | 0 | 0 | 0 | 0 | 0 | 0 | 0 | 0 | 0 | 0
DSTPHLJ5 CKT_3124_1 TO_FROM | DSTPHLJ5 | CKT_3124_1 | 1200 | 2 | 2 | SO_TEX__345A | HILLJE__345A | TO_FROM | 73521.13 | -0.30303 | 0.068879 | -0.30303 | 0.37198 | 1641.54 | -1528.79 | 0 | 1216.063 | 1528.54 | Competitive | 0 | 0 | 1 | 1 | 1 | 1 | 1 | Non-Competitive | Non-Competitive | Competitive | Competitive | Competitive | 32 | 48 | 73 | 32 | 48 | 73 | 0 | 0 | 0 | 0 | 0 | 0 | 0 | 0 | 0
DSTPWHI5 BLESSI_LOLITA1_1 FROM_TO | DSTPWHI5 | BLESSI_LOLITA1_1 | 211 | 2 | 2 | BLESSING4A | LOLITA4A | FROM_TO | 73521.13 | -0.31227 | 0.051317 | -0.42412 | 0.13492 | 1021.951 | -364.477 | 0 | 1837.561 | 4300.586 | Competitive | 0 | 0 | 0 | 0 | 0 | 1 | 1 | Non-Competitive | Non-Competitive | Non-Competitive | Non-Competitive | Non-Competitive | 12 | 21 | 41 | 12 | 21 | 41 | 12 | 21 | 41 | 12 | 21 | 41 | 12 | 21 | 41
DSTPWHI5 BLESSI_LOLITA1_1 TO_FROM | DSTPWHI5 | BLESSI_LOLITA1_1 | 211 | 2 | 2 | BLESSING4A | LOLITA4A | TO_FROM | 73521.13 | -0.05132 | 0.31227 | -0.13492 | 0.42412 | 751.2479 | -730.063 | 0 | 4300.586 | 1837.561 | Competitive | 0 | 0 | 1 | 1 | 1 | 1 | 1 | Non-Competitive | Non-Competitive | Competitive | Competitive | Competitive | 76 | 107 | 126 | 76 | 107 | 126 | 0 | 0 | 0 | 0 | 0 | 0 | 0 | 0 | 0
DSTPWHI5 SAR_FRAN_1 FROM_TO | DSTPWHI5 | SAR_FRAN_1 | 45 | 2 | 2 | SARGENTSUB9 | FRANKLNCAMP9 | FROM_TO | 73521.13 | -0.01632 | 0.022132 | -0.25707 | 0.60499 | 94.4453 | -101.994 | 0 | 1562.436 | 4193.895 | Competitive | 0 | 0 | 0 | 0 | 0 | 1 | 0 | Non-Competitive | Non-Competitive | Non-Competitive | Non-Competitive | Non-Competitive | 0 | 0 | 0 | 0 | 0 | 0 | 0 | 0 | 0 | 0 | 0 | 0 | 0 | 0 | 0
DSTPWHI5 SAR_FRAN_1 TO_FROM | DSTPWHI5 | SAR_FRAN_1 | 45 | 2 | 2 | SARGENTSUB9 | FRANKLNCAMP9 | TO_FROM | 73521.13 | -0.02213 | 0.016324 | -0.60499 | 0.25707 | 117.0488 | -77.6036 | 0 | 4193.895 | 1562.436 | Competitive | 0 | 0 | 1 | 1 | 1 | 1 | 1 | Non-Competitive | Non-Competitive | Competitive | Competitive | Competitive | 2 | 2 | 2 | 2 | 2 | 2 | 0 | 0 | 0 | 0 | 0 | 0 | 0 | 0 | 0
DSTPWHI5 SINTON_SKIDMO1_1 FROM_TO | DSTPWHI5 | SINTON_SKIDMO1_1 | 38 | 2 | 2 | SKIDMORE2A | SINTON2A | FROM_TO | 73521.13 | -0.02591 | 0.003595 | -0.21721 | 0.40155 | 66.4232 | -34.6043 | 0 | 5616.278 | 1384.904 | Competitive | 0 | 1 | 1 | 1 | 1 | 1 | 1 | Non-Competitive | Competitive | Competitive | Competitive | Competitive | 6 | 7 | 8 | 0 | 0 | 0 | 0 | 0 | 0 | 0 | 0 | 0 | 0 | 0 | 0
DSTPWHI5 SINTON_SKIDMO1_1 TO_FROM | DSTPWHI5 | SINTON_SKIDMO1_1 | 38 | 2 | 2 | SKIDMORE2A | SINTON2A | TO_FROM | 73521.13 | -0.0036 | 0.025911 | -0.40155 | 0.21721 | 61.2094 | -61.7461 | 0 | 1384.904 | 5616.278 | Competitive | 0 | 0 | 0 | 0 | 0 | 1 | 0 | Non-Competitive | Non-Competitive | Non-Competitive | Non-Competitive | Non-Competitive | 0 | 0 | 0 | 0 | 0 | 0 | 0 | 0 | 0 | 0 | 0 | 0 | 0 | 0 | 0
DSWELNC5 ABMB_BLUF_C1_1 FROM_TO | DSWELNC5 | ABMB_BLUF_C1_1 | 1176 | 0 | 0 | ABMULCE7 | BLF_CRK7A | FROM_TO | 73521.13 | -0.22561 | 0.14475 | -0.26067 | 0.26675 | 575.7289 | -608.603 | 0 | 1032.004 | 5435.37 | Competitive | 0 | 0 | 0 | 0 | 0 | 1 | 1 | Non-Competitive | Non-Competitive | Non-Competitive | Non-Competitive | Non-Competitive | 5 | 18 | 19 | 5 | 18 | 19 | 5 | 18 | 19 | 5 | 18 | 19 | 5 | 18 | 19
DSWELNC5 ABMB_BLUF_C1_1 TO_FROM | DSWELNC5 | ABMB_BLUF_C1_1 | 1176 | 0 | 0 | ABMULCE7 | BLF_CRK7A | TO_FROM | 73521.13 | -0.14475 | 0.22561 | -0.26675 | 0.26067 | 774.8526 | -258.86 | 0 | 5435.37 | 1032.004 | Competitive | 0 | 1 | 1 | 1 | 1 | 1 | 1 | Non-Competitive | Competitive | Competitive | Competitive | Competitive | 16 | 34 | 40 | 0 | 0 | 0 | 0 | 0 | 0 | 0 | 0 | 0 | 0 | 0 | 0
DSWELNC5 ANSN_RADM1_1 FROM_TO | DSWELNC5 | ANSN_RADM1_1 | 38 | 0 | 0 | ANSN2A | RADM2A | FROM_TO | 73521.13 | -0.02779 | 0.003545 | -0.30041 | 0.4941 | 1.1182 | -42.8767 | 0 | 3793.062 | 3460.011 | Competitive | 0 | 0 | 0 | 0 | 0 | 1 | 1 | Non-Competitive | Non-Competitive | Non-Competitive | Non-Competitive | Non-Competitive | bar: 14 14 to 22 22
DSWELNC5 ANSN_RADM1_1 TO_FROM | DSWELNC5 | ANSN_RADM1_1 | 38 | 0 | 0 | ANSN2A | RADM2A | TO_FROM | 73521.13 | -0.00354 | 0.02779 | -0.4941 | 0.3004 | 52.6647 | -0.07212 | 0 | 3460.011 | 3793.062 | Competitive | 0 | 0 | 0 | 0 | 0 | 1 | 0 | Non-Competitive | Non-Competitive | Non-Competitive | Non-Competitive | Non-Competitive | 0 | 0 | 0 | 0 | 0 | 0 | 0 | 0 | 0 | 0 | 0 | 0 | 0 | 0 | 0
DTB_SNG5 230__A FROM_TO | DTB_SNG5 | 230__A | 1065 | 3 | 3 | JEWETT_S5 | RAT_SNAKE_5 | FROM_TO | 73521.13 | -0.21457 | 0.1022 | -0.22857 | 0.17512 | 1179.868 | -795.649 | 0 | 2360.775 | 3373.702 | Competitive | 0 | 0 | 0 | 0 | 0 | 1 | 1 | Non-Competitive | Non-Competitive | Non-Competitive | Non-Competitive | Non-Competitive | 6 | 6 | 125 | 6 | 6 | 125 | 6 | 6 | 125 | 6 | 6 | 125 | 6 | 6 | 125
DTB_SNG5 230__A TO_FROM | DTB_SNG5 | 230__A | 1065 | 3 | 3 | JEWETT_S5 | RAT_SNAKE_5 | TO_FROM | 73521.13 | -0.1022 | 0.21457 | -0.17512 | 0.22857 | 953.4387 | -461.605 | 0 | 3373.702 | 2360.775 | Competitive | 0 | 0 | 0 | 1 | 1 | 1 | 1 | Non-Competitive | Non-Competitive | Non-Competitive | Competitive | Competitive | 92 | 100 | 100 | 92 | 100 | 100 | 92 | 100 | 100 | 0 | 0 | 0 | 0 | 0 | 0
DTB_SNG5 GT_MID90_A FROM_TO | DTB_SNG5 | GT_MID90_A | 229 | 3 | 3 | GARROT__138B | 47708 | FROM_TO | 73521.13 | -0.09969 | 0.099623 | -0.52583 | 0.18002 | 465.6803 | -23.3466 | 0 | 6261.245 | 2748.305 | Competitive | 0 | 0 | 0 | 0 | 1 | 1 | 1 | Non-Competitive | Non-Competitive | Non-Competitive | Non-Competitive | Competitive | 30 | 44 | 56 | 30 | 44 | 56 | 30 | 44 | 56 | 30 | 44 | 56 | 0 | 0 | 0
DTB_SNG5 GT_MID90_A TO_FROM | DTB_SNG5 | GT_MID90_A | 229 | 3 | 3 | GARROT__138B | 47708 | TO_FROM | 73521.13 | -0.09962 | 0.09969 | -0.18002 | 0.52583 | 244.5864 | -375.639 | 0 | 2748.305 | 6261.245 | Competitive | 0 | 0 | 0 | 0 | 0 | 1 | 1 | Non-Competitive | Non-Competitive | Non-Competitive | Non-Competitive | Non-Competitive | 7 | 11 | 11 | 7 | 11 | 11 | 7 | 11 | 11 | 7 | 11 | 11 | 7 | 11 | 11
DTB_SNG5 SNGZEN98_A FROM_TO | DTB_SNG5 | SNGZEN98_A | 1435 | 3 | 3 | SNGLTN_345 | Zenith__345A | FROM_TO | 73521.13 | -0.17937 | 0.19792 | -0.19146 | 0.19792 | 5328.603 | 531.9363 | 0 | 1422.206 | 2387.191 | Competitive | 0 | 0 | 0 | 1 | 1 | 1 | 1 | Non-Competitive | Non-Competitive | Non-Competitive | Competitive | Competitive | 85 | 85 | 136 | 85 | 85 | 136 | 85 | 85 | 136 | 0 | 0 | 0 | 0 | 0 | 0
DTB_SNG5 SNGZEN98_A TO_FROM | DTB_SNG5 | SNGZEN98_A | 1435 | 3 | 3 | SNGLTN_345 | Zenith__345A | TO_FROM | 73521.13 | -0.19792 | 0.17937 | -0.19792 | 0.19146 | 2009.381 | -1912.16 | 0 | 2387.191 | 1422.206 | Competitive | 0 | 1 | 1 | 1 | 1 | 1 | 1 | Non-Competitive | Competitive | Competitive | Competitive | Competitive | 62 | 134 | 150 | 0 | 0 | 0 | 0 | 0 | 0 | 0 | 0 | 0 | 0 | 0 | 0
DTB_SNG5 SNGZEN99_A FROM_TO | DTB_SNG5 | SNGZEN99_A | 1435 | 3 | 3 | SNGLTN_345 | Zenith__345A | FROM_TO | 73521.13 | -0.17944 | 0.198 | -0.19154 | 0.198 | 5330.683 | 532.1425 | 0 | 1422.207 | 2387.187 | Competitive | 0 | 0 | 0 | 1 | 1 | 1 | 1 | Non-Competitive | Non-Competitive | Non-Competitive | Competitive | Competitive | 85 | 85 | 136 | 85 | 85 | 136 | 85 | 85 | 136 | 0 | 0 | 0 | 0 | 0 | 0
DTB_SNG5 SNGZEN99_A TO_FROM | DTB_SNG5 | SNGZEN99_A | 1435 | 3 | 3 | SNGLTN_345 | Zenith__345A | TO_FROM | 73521.13 | -0.198 | 0.17944 | -0.198 | 0.19154 | 2010.167 | -1912.91 | 0 | 2387.187 | 1422.207 | Competitive | 0 | 1 | 1 | 1 | 1 | 1 | 1 | Non-Competitive | Competitive | Competitive | Competitive | Competitive | 62 | 134 | 150 | 0 | 0 | 0 | 0 | 0 | 0 | 0 | 0 | 0 | 0 | 0 | 0
DTB_SNG5 THWZEN71_A FROM_TO | DTB_SNG5 | THWZEN71_A | 1315 | 3 | 3 | Zenith__345A | T_H_W___345B | FROM_TO | 73521.13 | -0.22782 | 0.086791 | -0.22782 | 0.12739 | 3000.392 | 559.4933 | 0 | 1397.886 | 2907.315 | Competitive | 0 | 0 | 0 | 0 | 1 | 1 | 1 | Non-Competitive | Non-Competitive | Non-Competitive | Non-Competitive | Competitive | 76 | 81 | 108 | 76 | 81 | 108 | 76 | 81 | 108 | 76 | 81 | 108 | 0 | 0 | 0
DTB_SNG5 THWZEN71_A TO_FROM | DTB_SNG5 | THWZEN71_A | 1315 | 3 | 3 | Zenith__345A | T_H_W___345B | TO_FROM | 73521.13 | -0.08679 | 0.22782 | -0.12739 | 0.22782 | 902.4268 | -1627.71 | 0 | 2907.315 | 1397.886 | Competitive | 0 | 1 | 1 | 1 | 1 | 1 | 1 | Non-Competitive | Competitive | Competitive | Competitive | Competitive | 62 | 134 | 150 | 0 | 0 | 0 | 0 | 0 | 0 | 0 | 0 | 0 | 0 | 0 | 0
DTEXMED8 69T342_1 FROM_TO | DTEXMED8 | 69T342_1 | 132 | 2 | 2 | L_KENDCT8_1Y | L_MOUNTO8_1Y | FROM_TO | 73521.13 | -0.02838 | 0.070559 | -0.2867 | 0.11708 | 175.1637 | -53.2237 | 0 | 10000 | 5228.465 | Competitive | 0 | 0 | 0 | 0 | 0 | 1 | 1 | Non-Competitive | Non-Competitive | Non-Competitive | Non-Competitive | Non-Competitive | 7 | 7 | 7 | 7 | 7 | 7 | 7 | 7 | 7 | 7 | 7 | 7 | 7 | 7 | 7
DTEXMED8 69T342_1 TO_FROM | DTEXMED8 | 69T342_1 | 132 | 2 | 2 | L_KENDCT8_1Y | L_MOUNTO8_1Y | TO_FROM | 73521.13 | -0.07056 | 0.028377 | -0.11708 | 0.2867 | 82.9817 | -108.71 | 0 | 5228.465 | 10000 | Competitive | 0 | 0 | 0 | 0 | 0 | 1 | 1 | Non-Competitive | Non-Competitive | Non-Competitive | Non-Competitive | Non-Competitive | 5 | 5 | 5 | 5 | 5 | 5 | 5 | 5 | 5 | 5 | 5 | 5 | 5 | 5 | 5
DTHSVEN5 1030__A FROM_TO | DTHSVEN5 | 1030__A | 185 | 4 | 4 | ROGERSHL | ELM_MOTT__8 | FROM_TO | 73521.13 | -0.02141 | 0.1456 | -0.16902 | 0.63162 | 241.6773 | -199.399 | 0 | 7795.924 | 1838.588 | Competitive | 0 | 0 | 1 | 1 | 1 | 1 | 1 | Non-Competitive | Non-Competitive | Competitive | Competitive | Competitive | 1 | 1 | 1 | 1 | 1 | 1 | 0 | 0 | 0 | 0 | 0 | 0 | 0 | 0 | 0
DTHSVEN5 1030__A TO_FROM | DTHSVEN5 | 1030__A | 185 | 4 | 4 | ROGERSHL | ELM_MOTT__8 | TO_FROM | 73521.13 | -0.14559 | 0.021413 | -0.63162 | 0.16902 | 293.444 | -166.348 | 0 | 1838.588 | 7795.924 | Competitive | 0 | 0 | 0 | 0 | 0 | 1 | 1 | Non-Competitive | Non-Competitive | Non-Competitive | Non-Competitive | Non-Competitive | 14 | 14 | 14 | 14 | 14 | 14 | 14 | 14 | 14 | 14 | 14 | 14 | 14 | 14 | 14
DTHSVEN5 230__A FROM_TO | DTHSVEN5 | 230__A | 1065 | 4 | 4 | JEWETT_S5 | RAT_SNAKE_5 | FROM_TO | 73521.13 | -0.31023 | 0.091872 | -0.33601 | 0.15686 | 1688.228 | -826.508 | 0 | 1926.233 | 2426.237 | Competitive | 0 | 0 | 0 | 1 | 1 | 1 | 1 | Non-Competitive | Non-Competitive | Non-Competitive | Competitive | Competitive | 6 | 76 | 83 | 6 | 76 | 83 | 6 | 76 | 83 | 0 | 0 | 0 | 0 | 0 | 0
DTHSVEN5 230__A TO_FROM | DTHSVEN5 | 230__A | 1065 | 4 | 4 | JEWETT_S5 | RAT_SNAKE_5 | TO_FROM | 73521.13 | -0.09187 | 0.31023 | -0.15686 | 0.33601 | 1384.415 | -642.877 | 0 | 2426.237 | 1926.233 | Competitive | 0 | 0 | 1 | 1 | 1 | 1 | 1 | Non-Competitive | Non-Competitive | Competitive | Competitive | Competitive | 55 | 120 | 131 | 55 | 120 | 131 | 0 | 0 | 0 | 0 | 0 | 0 | 0 | 0 | 0
DTHSVEN5 50__A FROM_TO | DTHSVEN5 | 50__A | 1098 | 4 | 4 | BIGBRN__5 | JEWETT_N5 | FROM_TO | 73521.13 | -0.08836 | 0.21407 | -0.19061 | 0.21407 | 2083.495 | -1181.94 | 0 | 2195.481 | 1165.57 | Competitive | 0 | 1 | 1 | 1 | 1 | 1 | 1 | Non-Competitive | Competitive | Competitive | Competitive | Competitive | 87 | 120 | 225 | 0 | 0 | 0 | 0 | 0 | 0 | 0 | 0 | 0 | 0 | 0 | 0
DTHSVEN5 50__A TO_FROM | DTHSVEN5 | 50__A | 1098 | 4 | 4 | BIGBRN__5 | JEWETT_N5 | TO_FROM | 73521.13 | -0.21407 | 0.088362 | -0.21407 | 0.19061 | 2875.791 | -152.957 | 0 | 1165.57 | 2195.481 | Competitive | 0 | 0 | 0 | 1 | 1 | 1 | 1 | Non-Competitive | Non-Competitive | Non-Competitive | Competitive | Competitive | 45 | 113 | 131 | 45 | 113 | 131 | 45 | 113 | 131 | 0 | 0 | 0 | 0 | 0 | 0
DTMEBLT8 610__B FROM_TO | DTMEBLT8 | 610__B | 332 | 6 | 6 | TEMP_SS__8 | TEMP_SE1_8 | FROM_TO | 73521.13 | -0.01932 | 0.018278 | -0.69776 | 0.17869 | 339.512 | 2.3587 | 0 | 2051.992 | 808.068 | Competitive | 1 | 1 | 1 | 1 | 1 | 1 | 0 | Non-Competitive | Non-Competitive | Non-Competitive | Non-Competitive | Non-Competitive | 0 | 0 | 0 | 0 | 0 | 0 | 0 | 0 | 0 | 0 | 0 | 0 | 0 | 0 | 0
DTMEBLT8 610__B TO_FROM | DTMEBLT8 | 610__B | 332 | 6 | 6 | TEMP_SS__8 | TEMP_SE1_8 | TO_FROM | 73521.13 | -0.01828 | 0.01932 | -0.17869 | 0.69776 | 47.0171 | -264.102 | 0 | 808.068 | 2051.992 | Competitive | 0 | 0 | 0 | 1 | 1 | 1 | 0 | Non-Competitive | Non-Competitive | Non-Competitive | Non-Competitive | Non-Competitive | 0 | 0 | 0 | 0 | 0 | 0 | 0 | 0 | 0 | 0 | 0 | 0 | 0 | 0 | 0
DTMEBLT8 610__D FROM_TO | DTMEBLT8 | 610__D | 332 | 6 | 6 | SCOTWHIT_T | TEMP_SE1_8 | FROM_TO | 73521.13 | -0.01806 | 0.019537 | -0.30202 | 0.68929 | 63.0225 | -248.154 | 0 | 804.782 | 2209.132 | Competitive | 0 | 0 | 0 | 1 | 1 | 1 | 0 | Non-Competitive | Non-Competitive | Non-Competitive | Non-Competitive | Non-Competitive | 0 | 0 | 0 | 0 | 0 | 0 | 0 | 0 | 0 | 0 | 0 | 0 | 0 | 0 | 0
DTMEBLT8 610__D TO_FROM | DTMEBLT8 | 610__D | 332 | 6 | 6 | SCOTWHIT_T | TEMP_SE1_8 | TO_FROM | 73521.13 | -0.01954 | 0.018061 | -0.68929 | 0.30202 | 323.4987 | -13.5893 | 0 | 2209.132 | 804.782 | Competitive | 1 | 1 | 1 | 1 | 1 | 1 | 0 | Non-Competitive | Non-Competitive | Non-Competitive | Non-Competitive | Non-Competitive | 0 | 0 | 0 | 0 | 0 | 0 | 0 | 0 | 0 | 0 | 0 | 0 | 0 | 0 | 0
DTMPLCS5 TMPSW_MR1H FROM_TO | DTMPLCS5 | TMPSW_MR1H | 543 | 2 | 2 | TEMP_SS__5 | TMPSW1_1 | FROM_TO | 73521.13 | -0.09056 | 0.040195 | -0.344 | 0.14325 | 1189.08 | 33.0827 | 0 | 869.142 | 1392.758 | Competitive | 0 | 1 | 1 | 1 | 1 | 1 | 1 | Non-Competitive | Competitive | Competitive | Competitive | Competitive | 25 | 75 | 88 | 0 | 0 | 0 | 0 | 0 | 0 | 0 | 0 | 0 | 0 | 0 | 0
DTMPLCS5 TMPSW_MR1H TO_FROM | DTMPLCS5 | TMPSW_MR1H | 543 | 2 | 2 | TEMP_SS__5 | TMPSW1_1 | TO_FROM | 73521.13 | -0.04019 | 0.090556 | -0.14325 | 0.344 | 514.001 | -829.67 | 0 | 1392.758 | 869.142 | Competitive | 1 | 1 | 1 | 1 | 1 | 1 | 1 | Competitive | Competitive | Competitive | Competitive | Competitive | 0 | 0 | 0 | 0 | 0 | 0 | 0 | 0 | 0 | 0 | 0 | 0 | 0 | 0 | 0
DTMPTHS5 2500__C FROM_TO | DTMPTHS5 | 2500__C | 36 | 2 | 2 | EDDY1_9 | TROY1_9 | FROM_TO | 73521.13 | -0.00473 | 0.007381 | -0.38252 | 0.46575 | 71.0393 | -62.7914 | 0 | 1387.047 | 1088.739 | Competitive | 0 | 1 | 1 | 1 | 1 | 1 | 0 | Non-Competitive | Non-Competitive | Non-Competitive | Non-Competitive | Non-Competitive | 0 | 0 | 0 | 0 | 0 | 0 | 0 | 0 | 0 | 0 | 0 | 0 | 0 | 0 | 0
DTMPTHS5 2500__C TO_FROM | DTMPTHS5 | 2500__C | 36 | 2 | 2 | EDDY1_9 | TROY1_9 | TO_FROM | 73521.13 | -0.00738 | 0.004726 | -0.46575 | 0.38251 | 97.7234 | -10.3939 | 0 | 1088.739 | 1387.047 | Competitive | 0 | 1 | 1 | 1 | 1 | 1 | 0 | Non-Competitive | Non-Competitive | Non-Competitive | Non-Competitive | Non-Competitive | 0 | 0 | 0 | 0 | 0 | 0 | 0 | 0 | 0 | 0 | 0 | 0 | 0 | 0 | 0
DTMPTHS5 35090__A FROM_TO | DTMPTHS5 | 35090__A | 1621 | 2 | 2 | BROWN_5 | KILL_SS__5 | FROM_TO | 73521.13 | -0.05236 | 0.13833 | -0.11518 | 0.18058 | 1839.288 | -877.171 | 0 | 913.445 | 874.35 | Competitive | 1 | 1 | 1 | 1 | 1 | 1 | 1 | Competitive | Competitive | Competitive | Competitive | Competitive | 0 | 0 | 0 | 0 | 0 | 0 | 0 | 0 | 0 | 0 | 0 | 0 | 0 | 0 | 0
DTMPTHS5 35090__A TO_FROM | DTMPTHS5 | 35090__A | 1621 | 2 | 2 | BROWN_5 | KILL_SS__5 | TO_FROM | 73521.13 | -0.13833 | 0.052361 | -0.18058 | 0.11518 | 1375.873 | -921.52 | 0 | 874.35 | 913.445 | Competitive | 1 | 1 | 1 | 1 | 1 | 1 | 1 | Competitive | Competitive | Competitive | Competitive | Competitive | 0 | 0 | 0 | 0 | 0 | 0 | 0 | 0 | 0 | 0 | 0 | 0 | 0 | 0 | 0
DTMPTHS5 35095__A FROM_TO | DTMPTHS5 | 35095__A | 1621 | 2 | 2 | BROWN_5 | KILL_SS__5 | FROM_TO | 73521.13 | -0.05236 | 0.13833 | -0.11518 | 0.18058 | 1839.288 | -877.171 | 0 | 913.445 | 874.35 | Competitive | 1 | 1 | 1 | 1 | 1 | 1 | 1 | Competitive | Competitive | Competitive | Competitive | Competitive | 0 | 0 | 0 | 0 | 0 | 0 | 0 | 0 | 0 | 0 | 0 | 0 | 0 | 0 | 0
DTMPTHS5 35095__A TO_FROM | DTMPTHS5 | 35095__A | 1621 | 2 | 2 | BROWN_5 | KILL_SS__5 | TO_FROM | 73521.13 | -0.13833 | 0.052361 | -0.18058 | 0.11518 | 1375.873 | -921.52 | 0 | 874.35 | 913.445 | Competitive | 1 | 1 | 1 | 1 | 1 | 1 | 1 | Competitive | Competitive | Competitive | Competitive | Competitive | 0 | 0 | 0 | 0 | 0 | 0 | 0 | 0 | 0 | 0 | 0 | 0 | 0 | 0 | 0
DTMPTHS5 LCSES_MR1H FROM_TO | DTMPTHS5 | LCSES_MR1H | 550 | 2 | 2 | LAKE_CRK1_5 | LCSES1_1 | FROM_TO | 73521.13 | -0.01648 | 0.066349 | -1.5186 | 0.067619 | 524.3417 | -62.9095 | 0 | 7381.564 | 1133.061 | Competitive | 0 | 1 | 1 | 1 | 1 | 1 | 0 | Non-Competitive | Non-Competitive | Non-Competitive | Non-Competitive | Non-Competitive | 0 | 0 | 0 | 0 | 0 | 0 | 0 | 0 | 0 | 0 | 0 | 0 | 0 | 0 | 0
DTMPTHS5 LCSES_MR1H TO_FROM | DTMPTHS5 | LCSES_MR1H | 550 | 2 | 2 | LAKE_CRK1_5 | LCSES1_1 | TO_FROM | 73521.13 | -0.06635 | 0.01648 | -0.06762 | 1.5186 | 224.0488 | -482.035 | 0 | 1133.061 | 7381.564 | Competitive | 0 | 0 | 0 | 0 | 0 | 1 | 1 | Non-Competitive | Non-Competitive | Non-Competitive | Non-Competitive | Non-Competitive | 7 | 7 | 7 | 7 | 7 | 7 | 7 | 7 | 7 | 7 | 7 | 7 | 7 | 7 | 7
DTRCELK5 1820__B FROM_TO | DTRCELK5 | 1820__B | 220 | 2 | 2 | TROUPSS_8 | WALNUT_POI | FROM_TO | 73521.13 | -0.0081 | 0.15984 | -0.28206 | 0.54433 | 364.9686 | -4.3208 | 0 | 7417.592 | 2668.842 | Competitive | 0 | 0 | 0 | 0 | 1 | 1 | 0 | Non-Competitive | Non-Competitive | Non-Competitive | Non-Competitive | Non-Competitive | 0 | 0 | 0 | 0 | 0 | 0 | 0 | 0 | 0 | 0 | 0 | 0 | 0 | 0 | 0
DTRCELK5 1820__B TO_FROM | DTRCELK5 | 1820__B | 220 | 2 | 2 | TROUPSS_8 | WALNUT_POI | TO_FROM | 73521.13 | -0.15984 | 0.008101 | -0.54433 | 0.28206 | 38.7448 | -139.371 | 0 | 2668.842 | 7417.592 | Competitive | 0 | 0 | 0 | 0 | 0 | 1 | 1 | Non-Competitive | Non-Competitive | Non-Competitive | Non-Competitive | Non-Competitive | 5 | 10 | 10 | 5 | 10 | 10 | 5 | 10 | 10 | 5 | 10 | 10 | 5 | 10 | 10
DTRCTYG5 1760__A FROM_TO | DTRCTYG5 | 1760__A | 220 | 2 | 2 | SHAMBRGR_8 | TYLERNW_8 | FROM_TO | 73521.13 | -0.00883 | 0.03457 | -0.44354 | 0.19967 | 174.0288 | 29.7023 | 0 | 6843.813 | 10000 | Competitive | 0 | 0 | 0 | 0 | 0 | 1 | 0 | Non-Competitive | Non-Competitive | Non-Competitive | Non-Competitive | Non-Competitive | 0 | 0 | 0 | 0 | 0 | 0 | 0 | 0 | 0 | 0 | 0 | 0 | 0 | 0 | 0
DTRCTYG5 1760__A TO_FROM | DTRCTYG5 | 1760__A | 220 | 2 | 2 | SHAMBRGR_8 | TYLERNW_8 | TO_FROM | 73521.13 | -0.03457 | 0.008831 | -0.19967 | 0.44354 | -21.9408 | -80.635 | 0 | 10000 | 6843.813 | Competitive | 0 | 0 | 0 | 0 | 0 | 1 | 1 | Non-Competitive | Non-Competitive | Non-Competitive | Non-Competitive | Non-Competitive | 7 | 7 | 7 | 7 | 7 | 7 | 7 | 7 | 7 | 7 | 7 | 7 | 7 | 7 | 7
DTRCTYG5 990__A FROM_TO | DTRCTYG5 | 990__A | 478 | 2 | 2 | ELKTON_8 | TYLRBUL_8 | FROM_TO | 73521.13 | -0.11682 | 0.012698 | -0.61796 | 0.25399 | 116.6503 | -113.932 | 0 | 3300.872 | 6578.842 | Competitive | 0 | 0 | 0 | 0 | 0 | 1 | 1 | Non-Competitive | Non-Competitive | Non-Competitive | Non-Competitive | Non-Competitive | 9 | 9 | 9 | 9 | 9 | 9 | 9 | 9 | 9 | 9 | 9 | 9 | 9 | 9 | 9
DTRCTYG5 990__A TO_FROM | DTRCTYG5 | 990__A | 478 | 2 | 2 | ELKTON_8 | TYLRBUL_8 | TO_FROM | 73521.13 | -0.0127 | 0.11682 | -0.25399 | 0.61796 | 471.1738 | -77.2176 | 0 | 6578.842 | 3300.872 | Competitive | 0 | 0 | 0 | 0 | 0 | 1 | 0 | Non-Competitive | Non-Competitive | Non-Competitive | Non-Competitive | Non-Competitive | 0 | 0 | 0 | 0 | 0 | 0 | 0 | 0 | 0 | 0 | 0 | 0 | 0 | 0 | 0
DTRCTYG5 TYGND_MR1H FROM_TO | DTRCTYG5 | TYGND_MR1H | 750 | 2 | 2 | TYLERGND_5 | TYGND1_1 | FROM_TO | 73521.13 | -0.02403 | 0.13998 | -0.32125 | 0.41104 | 685.8516 | 116.143 | 0 | 6759.236 | 6211.475 | Competitive | 0 | 0 | 0 | 0 | 0 | 1 | 1 | Non-Competitive | Non-Competitive | Non-Competitive | Non-Competitive | Non-Competitive | 2 | 2 | 2 | 2 | 2 | 2 | 2 | 2 | 2 | 2 | 2 | 2 | 2 | 2 | 2
DTRCTYG5 TYGND_MR1H TO_FROM | DTRCTYG5 | TYGND_MR1H | 750 | 2 | 2 | TYLERGND_5 | TYGND1_1 | TO_FROM | 73521.13 | -0.13998 | 0.024029 | -0.41104 | 0.32125 | -67.9492 | -326.164 | 0 | 6211.475 | 6759.236 | Competitive | 0 | 0 | 0 | 0 | 0 | 1 | 1 | Non-Competitive | Non-Competitive | Non-Competitive | Non-Competitive | Non-Competitive | 7 | 7 | 7 | 7 | 7 | 7 | 7 | 7 | 7 | 7 | 7 | 7 | 7 | 7 | 7
DTRSENT5 1230__I FROM_TO | DTRSENT5 | 1230__I | 86 | 2 | 2 | TMPLINLA_8 | BEREA_8 | FROM_TO | 73521.13 | 0 | 0 | -1 | 0 | 0 | 0 | 0 | 0 | 0 | Competitive | 1 | 1 | 1 | 1 | 1 | 1 | 0 | Non-Competitive | Non-Competitive | Non-Competitive | Non-Competitive | Non-Competitive | 0 | 0 | 0 | 0 | 0 | 0 | 0 | 0 | 0 | 0 | 0 | 0 | 0 | 0 | 0
DTRSENT5 1230__I TO_FROM | DTRSENT5 | 1230__I | 86 | 2 | 2 | TMPLINLA_8 | BEREA_8 | TO_FROM | 73521.13 | 0 | 0 | 0 | 1 | 0 | 0 | 0 | 0 | 0 | Competitive | 1 | 1 | 1 | 1 | 1 | 1 | 0 | Non-Competitive | Non-Competitive | Non-Competitive | Non-Competitive | Non-Competitive | 0 | 0 | 0 | 0 | 0 | 0 | 0 | 0 | 0 | 0 | 0 | 0 | 0 | 0 | 0
DTRSENT5 970__C FROM_TO | DTRSENT5 | 970__C | 114 | 2 | 2 | ELKTON_8 | ATHENS_8 | FROM_TO | 73521.13 | -0.01824 | 0.064005 | -0.30817 | 0.10197 | 239.4552 | -188.861 | 0 | 6008.064 | 4090.646 | Competitive | 0 | 0 | 0 | 0 | 0 | 1 | 0 | Non-Competitive | Non-Competitive | Non-Competitive | Non-Competitive | Non-Competitive | 0 | 0 | 0 | 0 | 0 | 0 | 0 | 0 | 0 | 0 | 0 | 0 | 0 | 0 | 0
DTRSENT5 970__C TO_FROM | DTRSENT5 | 970__C | 114 | 2 | 2 | ELKTON_8 | ATHENS_8 | TO_FROM | 73521.13 | -0.06401 | 0.018245 | -0.10197 | 0.30817 | 216.8123 | 1.0882 | 0 | 4090.646 | 6008.064 | Competitive | 0 | 0 | 0 | 0 | 0 | 1 | 1 | Non-Competitive | Non-Competitive | Non-Competitive | Non-Competitive | Non-Competitive | 9 | 9 | 10 | 9 | 9 | 10 | 9 | 9 | 10 | 9 | 9 | 10 | 9 | 9 | 10
DTRSRCH5 60__A FROM_TO | DTRSRCH5 | 60__A | 1065 | 2 | 2 | BIGBRN__5 | NAVARRO | FROM_TO | 73521.13 | -0.06154 | 0.24478 | -0.09934 | 0.24478 | 2278.894 | 41.0432 | 0 | 2695.394 | 1692.691 | Competitive | 0 | 0 | 1 | 1 | 1 | 1 | 1 | Non-Competitive | Non-Competitive | Competitive | Competitive | Competitive | 84 | 118 | 136 | 84 | 118 | 136 | 0 | 0 | 0 | 0 | 0 | 0 | 0 | 0 | 0
DTRSRCH5 60__A TO_FROM | DTRSRCH5 | 60__A | 1065 | 2 | 2 | BIGBRN__5 | NAVARRO | TO_FROM | 73521.13 | -0.24478 | 0.061544 | -0.24478 | 0.099345 | 810.544 | -1294.84 | 0 | 1692.691 | 2695.394 | Competitive | 0 | 0 | 0 | 0 | 1 | 1 | 1 | Non-Competitive | Non-Competitive | Non-Competitive | Non-Competitive | Competitive | 99 | 99 | 128 | 99 | 99 | 128 | 99 | 99 | 128 | 99 | 99 | 128 | 0 | 0 | 0
DTRSTRC5 1080__B FROM_TO | DTRSTRC5 | 1080__B | 257 | 2 | 2 | FOREGROV_8 | MABANKTAP | FROM_TO | 73521.13 | -0.0851 | 0.031601 | -0.61291 | 0.26822 | 287.4325 | 19.7377 | 0 | 3736.426 | 5010.176 | Competitive | 0 | 0 | 0 | 0 | 0 | 1 | 1 | Non-Competitive | Non-Competitive | Non-Competitive | Non-Competitive | Non-Competitive | 3 | 3 | 3 | 3 | 3 | 3 | 3 | 3 | 3 | 3 | 3 | 3 | 3 | 3 | 3
DTRSTRC5 1080__B TO_FROM | DTRSTRC5 | 1080__B | 257 | 2 | 2 | FOREGROV_8 | MABANKTAP | TO_FROM | 73521.13 | -0.0316 | 0.0851 | -0.26823 | 0.61291 | 21.5939 | -178.281 | 0 | 5010.176 | 3736.426 | Competitive | 0 | 0 | 0 | 0 | 0 | 1 | 1 | Non-Competitive | Non-Competitive | Non-Competitive | Non-Competitive | Non-Competitive | 10 | 10 | 10 | 10 | 10 | 10 | 10 | 10 | 10 | 10 | 10 | 10 | 10 | 10 | 10
DTRSTRC5 TRSES_MR6L FROM_TO | DTRSTRC5 | TRSES_MR6L | 348 | 2 | 2 | TDADTMOD_8 | TRSES6_1 | FROM_TO | 73521.13 | -0.30405 | 0.078836 | -0.30405 | 0.27948 | -13.1294 | -399.249 | 0 | 10000 | 8766.606 | Competitive | 0 | 0 | 0 | 0 | 0 | 1 | 1 | Non-Competitive | Non-Competitive | Non-Competitive | Non-Competitive | Non-Competitive | 3 | 6 | 6 | 3 | 6 | 6 | 3 | 6 | 6 | 3 | 6 | 6 | 3 | 6 | 6
DTRSTRC5 TRSES_MR6L TO_FROM | DTRSTRC5 | TRSES_MR6L | 348 | 2 | 2 | TDADTMOD_8 | TRSES6_1 | TO_FROM | 73521.13 | -0.07884 | 0.30405 | -0.27948 | 0.30405 | 608.2592 | 81.7002 | 0 | 8766.606 | 10000 | Competitive | 0 | 0 | 0 | 0 | 0 | 1 | 1 | Non-Competitive | Non-Competitive | Non-Competitive | Non-Competitive | Non-Competitive | 2 | 2 | 2 | 2 | 2 | 2 | 2 | 2 | 2 | 2 | 2 | 2 | 2 | 2 | 2
DTUTAUS8 E1_M1_1 FROM_TO | DTUTAUS8 | E1_M1_1 | 214 | 2 | 2 | FIVE_PTS | WSTSIDE | FROM_TO | 73521.13 | -0.05425 | 0.098836 | -0.30295 | 0.44746 | 114.7834 | -30.4146 | 0 | 10000 | 10000 | Competitive | 0 | 0 | 0 | 0 | 0 | 1 | 1 | Non-Competitive | Non-Competitive | Non-Competitive | Non-Competitive | Non-Competitive | 12 | 12 | 12 | 12 | 12 | 12 | 12 | 12 | 12 | 12 | 12 | 12 | 12 | 12 | 12
DTUTAUS8 E1_M1_1 TO_FROM | DTUTAUS8 | E1_M1_1 | 214 | 2 | 2 | FIVE_PTS | WSTSIDE | TO_FROM | 73521.13 | -0.09884 | 0.054246 | -0.44746 | 0.30295 | 128.0015 | -21.1155 | 0 | 10000 | 10000 | Competitive | 0 | 0 | 0 | 0 | 0 | 1 | 1 | Non-Competitive | Non-Competitive | Non-Competitive | Non-Competitive | Non-Competitive | 3 | 3 | 3 | 3 | 3 | 3 | 3 | 3 | 3 | 3 | 3 | 3 | 3 | 3 | 3
DTWISAP8 MERT_TANK1_1 FROM_TO | DTWISAP8 | MERT_TANK1_1 | 38 | 3 | 3 | TANK2A | MERT2A | FROM_TO | 73521.13 | -0.04162 | 0.005219 | -0.60319 | 0.26403 | 42.2001 | -25.9192 | 0 | 3720.574 | 3202.58 | Competitive | 0 | 0 | 0 | 0 | 0 | 1 | 1 | Non-Competitive | Non-Competitive | Non-Competitive | Non-Competitive | Non-Competitive | 13 | 13 | 15 | 13 | 13 | 15 | 13 | 13 | 15 | 13 | 13 | 15 | 13 | 13 | 15
DTWISAP8 MERT_TANK1_1 TO_FROM | DTWISAP8 | MERT_TANK1_1 | 38 | 3 | 3 | TANK2A | MERT2A | TO_FROM | 73521.13 | -0.00522 | 0.04162 | -0.26403 | 0.60319 | 45.638 | -37.8548 | 0 | 3202.58 | 3720.574 | Competitive | 0 | 0 | 0 | 0 | 0 | 1 | 0 | Non-Competitive | Non-Competitive | Non-Competitive | Non-Competitive | Non-Competitive | 0 | 0 | 0 | 0 | 0 | 0 | 0 | 0 | 0 | 0 | 0 | 0 | 0 | 0 | 0
DTYGFOR5 970__C FROM_TO | DTYGFOR5 | 970__C | 114 | 2 | 2 | ELKTON_8 | ATHENS_8 | FROM_TO | 73521.13 | -0.01004 | 0.052995 | -0.30152 | 0.10826 | 174.2971 | -93.8905 | 0 | 6784.973 | 3879.194 | Competitive | 0 | 0 | 0 | 0 | 0 | 1 | 0 | Non-Competitive | Non-Competitive | Non-Competitive | Non-Competitive | Non-Competitive | 0 | 0 | 0 | 0 | 0 | 0 | 0 | 0 | 0 | 0 | 0 | 0 | 0 | 0 | 0
DTYGFOR5 970__C TO_FROM | DTYGFOR5 | 970__C | 114 | 2 | 2 | ELKTON_8 | ATHENS_8 | TO_FROM | 73521.13 | -0.053 | 0.010038 | -0.10826 | 0.30152 | 99.268 | 3.1384 | 0 | 3879.194 | 6784.973 | Competitive | 0 | 0 | 0 | 0 | 0 | 1 | 1 | Non-Competitive | Non-Competitive | Non-Competitive | Non-Competitive | Non-Competitive | 9 | 9 | 10 | 9 | 9 | 10 | 9 | 9 | 10 | 9 | 9 | 10 | 9 | 9 | 10
DTYGFOR5 980__A FROM_TO | DTYGFOR5 | 980__A | 191 | 2 | 2 | ELKTON_8 | TYLERSWE_8 | FROM_TO | 73521.13 | -0.01793 | 0.047373 | -0.84168 | 0.091178 | 266.1652 | -14.645 | 0 | 6617.749 | 2848.425 | Competitive | 0 | 0 | 0 | 0 | 1 | 1 | 0 | Non-Competitive | Non-Competitive | Non-Competitive | Non-Competitive | Non-Competitive | 0 | 0 | 0 | 0 | 0 | 0 | 0 | 0 | 0 | 0 | 0 | 0 | 0 | 0 | 0
DTYGFOR5 980__A TO_FROM | DTYGFOR5 | 980__A | 191 | 2 | 2 | ELKTON_8 | TYLERSWE_8 | TO_FROM | 73521.13 | -0.04737 | 0.017931 | -0.09118 | 0.84168 | 57.2986 | -107.53 | 0 | 2848.425 | 6617.749 | Competitive | 0 | 0 | 0 | 0 | 0 | 1 | 1 | Non-Competitive | Non-Competitive | Non-Competitive | Non-Competitive | Non-Competitive | 9 | 9 | 10 | 9 | 9 | 10 | 9 | 9 | 10 | 9 | 9 | 10 | 9 | 9 | 10
DVENLIG5 1310__D FROM_TO | DVENLIG5 | 1310__D | 247 | 6 | 6 | MAYFLDN_T8 | CHILSW_N8 | FROM_TO | 73521.13 | -0.06554 | 0.013995 | -0.12408 | 0.58546 | -84.4107 | -312.057 | 0 | 1470.769 | 8872.872 | Competitive | 0 | 0 | 0 | 0 | 0 | 1 | 1 | Non-Competitive | Non-Competitive | Non-Competitive | Non-Competitive | Non-Competitive | 3 | 5 | 5 | 3 | 5 | 5 | 3 | 5 | 5 | 3 | 5 | 5 | 3 | 5 | 5
DVENLIG5 1310__D TO_FROM | DVENLIG5 | 1310__D | 247 | 6 | 6 | MAYFLDN_T8 | CHILSW_N8 | TO_FROM | 73521.13 | -0.01399 | 0.065539 | -0.58546 | 0.12408 | 375.6283 | 127.5493 | 0 | 8872.872 | 1470.769 | Competitive | 0 | 1 | 1 | 1 | 1 | 1 | 0 | Non-Competitive | Non-Competitive | Non-Competitive | Non-Competitive | Non-Competitive | 0 | 0 | 0 | 0 | 0 | 0 | 0 | 0 | 0 | 0 | 0 | 0 | 0 | 0 | 0
DVENLIG5 1320__K FROM_TO | DVENLIG5 | 1320__K | 273 | 6 | 6 | DAVIS_T8 | EULTRIN1_8 | FROM_TO | 73521.13 | -0.01497 | 0.084278 | -0.3437 | 0.54099 | 387.3094 | 65.4251 | 0 | 10000 | 2496.274 | Competitive | 0 | 0 | 0 | 1 | 1 | 1 | 0 | Non-Competitive | Non-Competitive | Non-Competitive | Non-Competitive | Non-Competitive | 0 | 0 | 0 | 0 | 0 | 0 | 0 | 0 | 0 | 0 | 0 | 0 | 0 | 0 | 0
DVENLIG5 1320__K TO_FROM | DVENLIG5 | 1320__K | 273 | 6 | 6 | DAVIS_T8 | EULTRIN1_8 | TO_FROM | 73521.13 | -0.08428 | 0.014971 | -0.54099 | 0.3437 | 53.4053 | -273.059 | 0 | 2496.274 | 10000 | Competitive | 0 | 0 | 0 | 0 | 0 | 1 | 1 | Non-Competitive | Non-Competitive | Non-Competitive | Non-Competitive | Non-Competitive | 3 | 3 | 3 | 3 | 3 | 3 | 3 | 3 | 3 | 3 | 3 | 3 | 3 | 3 | 3
DVLYVLS5 PRSSW_MR1H FROM_TO | DVLYVLS5 | PRSSW_MR1H | 515 | 2 | 2 | PARIS_SW1_5 | PRSSW1_1 | FROM_TO | 73521.13 | -0.58522 | 0.13127 | -0.75018 | 0.13127 | 386.9434 | 145.9148 | 0 | 8956.71 | 9983.657 | Competitive | 0 | 0 | 0 | 0 | 0 | 1 | 1 | Non-Competitive | Non-Competitive | Non-Competitive | Non-Competitive | Non-Competitive | 3 | 3 | 3 | 3 | 3 | 3 | 3 | 3 | 3 | 3 | 3 | 3 | 3 | 3 | 3
DVLYVLS5 PRSSW_MR1H TO_FROM | DVLYVLS5 | PRSSW_MR1H | 515 | 2 | 2 | PARIS_SW1_5 | PRSSW1_1 | TO_FROM | 73521.13 | -0.13127 | 0.58522 | -0.13127 | 0.75018 | 8.7916 | -244.347 | 0 | 9983.657 | 8956.71 | Competitive | 0 | 0 | 0 | 0 | 0 | 1 | 1 | Non-Competitive | Non-Competitive | Non-Competitive | Non-Competitive | Non-Competitive | 6 | 12 | 12 | 6 | 12 | 12 | 6 | 12 | 12 | 6 | 12 | 12 | 6 | 12 | 12
DWAP_JN5 BI_SMR98_A FROM_TO | DWAP_JN5 | BI_SMR98_A | 1116 | 2 | 2 | SMTHRS__345A | BELAIR__345A | FROM_TO | 73521.13 | -0.08445 | 0.10832 | -0.21458 | 0.10832 | 1788.718 | 727.5417 | 0 | 1536.152 | 5594.602 | Competitive | 0 | 0 | 0 | 0 | 0 | 1 | 1 | Non-Competitive | Non-Competitive | Non-Competitive | Non-Competitive | Non-Competitive | 57 | 57 | 69 | 57 | 57 | 69 | 57 | 57 | 69 | 57 | 57 | 69 | 57 | 57 | 69
DWAP_JN5 BI_SMR98_A TO_FROM | DWAP_JN5 | BI_SMR98_A | 1116 | 2 | 2 | SMTHRS__345A | BELAIR__345A | TO_FROM | 73521.13 | -0.10832 | 0.084454 | -0.10832 | 0.21458 | -46.1257 | -1612.16 | 0 | 5594.602 | 1536.152 | Competitive | 0 | 0 | 1 | 1 | 1 | 1 | 1 | Non-Competitive | Non-Competitive | Competitive | Competitive | Competitive | 46 | 70 | 124 | 46 | 70 | 124 | 0 | 0 | 0 | 0 | 0 | 0 | 0 | 0 | 0
DWAP_OB5 DT_PK_91_A FROM_TO | DWAP_OB5 | DT_PK_91_A | 334 | 2 | 2 | DWNTWN__138A | POLK____138A | FROM_TO | 73521.13 | -0.15429 | 0.10911 | -0.31203 | 0.64807 | 600.935 | -380.87 | 0 | 3866.123 | 2513.079 | Competitive | 0 | 0 | 0 | 0 | 1 | 1 | 1 | Non-Competitive | Non-Competitive | Non-Competitive | Non-Competitive | Competitive | 26 | 48 | 62 | 26 | 48 | 62 | 26 | 48 | 62 | 26 | 48 | 62 | 0 | 0 | 0
DWAP_OB5 DT_PK_91_A TO_FROM | DWAP_OB5 | DT_PK_91_A | 334 | 2 | 2 | DWNTWN__138A | POLK____138A | TO_FROM | 73521.13 | -0.10911 | 0.15429 | -0.64807 | 0.31203 | 602.1082 | -296.937 | 0 | 2513.079 | 3866.123 | Competitive | 0 | 0 | 0 | 0 | 0 | 1 | 1 | Non-Competitive | Non-Competitive | Non-Competitive | Non-Competitive | Non-Competitive | 28 | 40 | 56 | 28 | 40 | 56 | 28 | 40 | 56 | 28 | 40 | 56 | 28 | 40 | 56
DWAP_OB5 GT_MID90_A FROM_TO | DWAP_OB5 | GT_MID90_A | 229 | 2 | 2 | GARROT__138B | 47708 | FROM_TO | 73521.13 | -0.09402 | 0.1057 | -0.52 | 0.1859 | 450.2335 | -135.045 | 0 | 5898.472 | 2757.104 | Competitive | 0 | 0 | 0 | 0 | 1 | 1 | 1 | Non-Competitive | Non-Competitive | Non-Competitive | Non-Competitive | Competitive | 21 | 35 | 47 | 21 | 35 | 47 | 21 | 35 | 47 | 21 | 35 | 47 | 0 | 0 | 0
DWAP_OB5 GT_MID90_A TO_FROM | DWAP_OB5 | GT_MID90_A | 229 | 2 | 2 | GARROT__138B | 47708 | TO_FROM | 73521.13 | -0.1057 | 0.094016 | -0.1859 | 0.52 | 379.4168 | -317.979 | 0 | 2757.104 | 5898.472 | Competitive | 0 | 0 | 0 | 0 | 0 | 1 | 1 | Non-Competitive | Non-Competitive | Non-Competitive | Non-Competitive | Non-Competitive | 9 | 17 | 17 | 9 | 17 | 17 | 9 | 17 | 17 | 9 | 17 | 17 | 9 | 17 | 17
DWCSPKR5 6041__A FROM_TO | DWCSPKR5 | 6041__A | 1065 | 2 | 2 | GRHAMSES1_5 | PARKER_5 | FROM_TO | 73521.13 | -0.03984 | 0.2386 | -0.07312 | 0.2386 | 2155.546 | -461.228 | 0 | 791.754 | 2590.841 | Competitive | 0 | 0 | 0 | 0 | 1 | 1 | 1 | Non-Competitive | Non-Competitive | Non-Competitive | Non-Competitive | Competitive | 26 | 58 | 59 | 26 | 58 | 59 | 26 | 58 | 59 | 26 | 58 | 59 | 0 | 0 | 0
DWCSPKR5 6041__A TO_FROM | DWCSPKR5 | 6041__A | 1065 | 2 | 2 | GRHAMSES1_5 | PARKER_5 | TO_FROM | 73521.13 | -0.2386 | 0.039845 | -0.2386 | 0.073123 | 750.4273 | -1646.45 | 0 | 2590.841 | 791.754 | Competitive | 1 | 1 | 1 | 1 | 1 | 1 | 1 | Competitive | Competitive | Competitive | Competitive | Competitive | 0 | 0 | 0 | 0 | 0 | 0 | 0 | 0 | 0 | 0 | 0 | 0 | 0 | 0 | 0
DWCSPKR5 6377__A FROM_TO | DWCSPKR5 | 6377__A | 185 | 2 | 2 | ORAN1_8 | BARTON_8 | FROM_TO | 73521.13 | -0.59981 | 0.10152 | -0.59981 | 0.21835 | 137.4389 | -327.299 | 0 | 10000 | 8153.408 | Competitive | 0 | 0 | 0 | 0 | 0 | 1 | 1 | Non-Competitive | Non-Competitive | Non-Competitive | Non-Competitive | Non-Competitive | 1 | 1 | 6 | 1 | 1 | 6 | 1 | 1 | 6 | 1 | 1 | 6 | 1 | 1 | 6
DWCSPKR5 6377__A TO_FROM | DWCSPKR5 | 6377__A | 185 | 2 | 2 | ORAN1_8 | BARTON_8 | TO_FROM | 73521.13 | -0.10152 | 0.59981 | -0.21835 | 0.59981 | 397.893 | -23.9886 | 0 | 8153.408 | 10000 | Non-Competi | 0 | 0 | 0 | 0 | 0 | 1 | 1 | Non-Competitive | Non-Competitive | Non-Competitive | Non-Competitive | Non-Competitive | 8 | 8 | 8 | 8 | 8 | 8 | 8 | 8 | 8 | 8 | 8 | 8 | 8 | 8 | 8
DWCSPKR5 FTW_W_DE_1 FROM_TO | DWCSPKR5 | FTW_W_DE_1 | 350 | 2 | 2 | FTWORTH | W_DENT_8 | FROM_TO | 73521.13 | -0.02806 | 0.043248 | -0.1647 | 0.65181 | -32.7961 | -372.899 | 0 | 6511.512 | 896.299 | Competitive | 1 | 1 | 1 | 1 | 1 | 1 | 1 | Competitive | Competitive | Competitive | Competitive | Competitive | 0 | 0 | 0 | 0 | 0 | 0 | 0 | 0 | 0 | 0 | 0 | 0 | 0 | 0 | 0
DWCSPKR5 FTW_W_DE_1 TO_FROM | DWCSPKR5 | FTW_W_DE_1 | 350 | 2 | 2 | FTWORTH | W_DENT_8 | TO_FROM | 73521.13 | -0.04325 | 0.028064 | -0.65181 | 0.1647 | 408.8084 | 56.2542 | 0 | 896.299 | 6511.512 | Competitive | 0 | 0 | 0 | 0 | 0 | 1 | 1 | Non-Competitive | Non-Competitive | Non-Competitive | Non-Competitive | Non-Competitive | 3 | 3 | 3 | 3 | 3 | 3 | 3 | 3 | 3 | 3 | 3 | 3 | 3 | 3 | 3
DWCSPKR5 TSL_FTW_1 FROM_TO | DWCSPKR5 | TSL_FTW_1 | 218 | 2 | 2 | TEASLEY138 | FTWORTH | FROM_TO | 73521.13 | -0.02789 | 0.043421 | -0.34801 | 0.46042 | -20.0108 | -360.179 | 0 | 6500.177 | 900.913 | Competitive | 1 | 1 | 1 | 1 | 1 | 1 | 1 | Competitive | Competitive | Competitive | Competitive | Competitive | 0 | 0 | 0 | 0 | 0 | 0 | 0 | 0 | 0 | 0 | 0 | 0 | 0 | 0 | 0
DWCSPKR5 TSL_FTW_1 TO_FROM | DWCSPKR5 | TSL_FTW_1 | 218 | 2 | 2 | TEASLEY138 | FTWORTH | TO_FROM | 73521.13 | -0.04342 | 0.027891 | -0.46042 | 0.34802 | 396.0831 | 43.5343 | 0 | 900.913 | 6500.177 | Competitive | 0 | 0 | 0 | 0 | 0 | 1 | 1 | Non-Competitive | Non-Competitive | Non-Competitive | Non-Competitive | Non-Competitive | 3 | 3 | 3 | 3 | 3 | 3 | 3 | 3 | 3 | 3 | 3 | 3 | 3 | 3 | 3
DWH_STP5 AIRCO4_NCARBI1_1 FROM_TO | DWH_STP5 | AIRCO4_NCARBI1_1 | 157 | 0 | 0 | AIRCO44A | NCARBIDE4A | FROM_TO | 73521.13 | -0.16482 | 0.10808 | -0.19312 | 0.78872 | 309.7443 | -203.002 | 0 | 1703.436 | 4555.168 | Competitive | 0 | 0 | 0 | 0 | 0 | 1 | 1 | Non-Competitive | Non-Competitive | Non-Competitive | Non-Competitive | Non-Competitive | 19 | 21 | 30 | 19 | 21 | 30 | 19 | 21 | 30 | 19 | 21 | 30 | 19 | 21 | 30
DWH_STP5 AIRCO4_NCARBI1_1 TO_FROM | DWH_STP5 | AIRCO4_NCARBI1_1 | 157 | 0 | 0 | AIRCO44A | NCARBIDE4A | TO_FROM | 73521.13 | -0.10808 | 0.16482 | -0.78872 | 0.19312 | 309.1593 | -226.372 | 0 | 4555.168 | 1703.436 | Competitive | 0 | 0 | 1 | 1 | 1 | 1 | 1 | Non-Competitive | Non-Competitive | Competitive | Competitive | Competitive | 15 | 23 | 28 | 15 | 23 | 28 | 0 | 0 | 0 | 0 | 0 | 0 | 0 | 0 | 0
DWH_STP5 AIRCO4_RINCON1_1 FROM_TO | DWH_STP5 | AIRCO4_RINCON1_1 | 157 | 0 | 0 | AIRCO44A | RINCON4A | FROM_TO | 73521.13 | -0.10818 | 0.16472 | -0.13531 | 0.21118 | 301.8571 | -233.671 | 0 | 4555.912 | 1701.416 | Competitive | 0 | 0 | 1 | 1 | 1 | 1 | 1 | Non-Competitive | Non-Competitive | Competitive | Competitive | Competitive | 15 | 23 | 28 | 15 | 23 | 28 | 0 | 0 | 0 | 0 | 0 | 0 | 0 | 0 | 0
DWH_STP5 AIRCO4_RINCON1_1 TO_FROM | DWH_STP5 | AIRCO4_RINCON1_1 | 157 | 0 | 0 | AIRCO44A | RINCON4A | TO_FROM | 73521.13 | -0.16472 | 0.10818 | -0.21118 | 0.13531 | 317.0541 | -195.703 | 0 | 1701.416 | 4555.912 | Competitive | 0 | 0 | 0 | 0 | 0 | 1 | 1 | Non-Competitive | Non-Competitive | Non-Competitive | Non-Competitive | Non-Competitive | 19 | 19 | 30 | 19 | 19 | 30 | 19 | 19 | 30 | 19 | 19 | 30 | 19 | 19 | 30
DWH_STP5 SINTON_SKIDMO1_1 FROM_TO | DWH_STP5 | SINTON_SKIDMO1_1 | 38 | 0 | 0 | SKIDMORE2A | SINTON2A | FROM_TO | 73521.13 | -0.02217 | 0.004639 | -0.21403 | 0.40403 | 53.4886 | -38.6232 | 0 | 5591.294 | 1487.789 | Competitive | 0 | 1 | 1 | 1 | 1 | 1 | 1 | Non-Competitive | Competitive | Competitive | Competitive | Competitive | 6 | 6 | 6 | 0 | 0 | 0 | 0 | 0 | 0 | 0 | 0 | 0 | 0 | 0 | 0
DWH_STP5 SINTON_SKIDMO1_1 TO_FROM | DWH_STP5 | SINTON_SKIDMO1_1 | 38 | 0 | 0 | SKIDMORE2A | SINTON2A | TO_FROM | 73521.13 | -0.00464 | 0.022175 | -0.40404 | 0.21403 | 63.0422 | -42.0958 | 0 | 1487.789 | 5591.294 | Competitive | 0 | 0 | 0 | 0 | 0 | 1 | 0 | Non-Competitive | Non-Competitive | Non-Competitive | Non-Competitive | Non-Competitive | 0 | 0 | 0 | 0 | 0 | 0 | 0 | 0 | 0 | 0 | 0 | 0 | 0 | 0 | 0
DWTRDES5 3380__I FROM_TO | DWTRDES5 | 3380__I | 172 | 2 | 2 | WLEVEE_E8 | WDAL1_8 | FROM_TO | 73521.13 | 0 | 0 | 0 | 0 | 0 | 0 | 0 | 0 | 0 | Competitive | 1 | 1 | 1 | 1 | 1 | 1 | 0 | Non-Competitive | Non-Competitive | Non-Competitive | Non-Competitive | Non-Competitive | 0 | 0 | 0 | 0 | 0 | 0 | 0 | 0 | 0 | 0 | 0 | 0 | 0 | 0 | 0
DWTRDES5 3380__I TO_FROM | DWTRDES5 | 3380__I | 172 | 2 | 2 | WLEVEE_E8 | WDAL1_8 | TO_FROM | 73521.13 | 0 | 0 | 0 | 0 | 0 | 0 | 0 | 0 | 0 | Competitive | 1 | 1 | 1 | 1 | 1 | 1 | 0 | Non-Competitive | Non-Competitive | Non-Competitive | Non-Competitive | Non-Competitive | 0 | 0 | 0 | 0 | 0 | 0 | 0 | 0 | 0 | 0 | 0 | 0 | 0 | 0 | 0
DWTRDES5 3415__D FROM_TO | DWTRDES5 | 3415__D | 185 | 2 | 2 | AMELIA1_8 | UTSWMC1_8 | FROM_TO | 73521.13 | -0.02664 | 0.010695 | -0.53438 | 0.40618 | 213.236 | 55.2272 | 0 | 4056.148 | 10000 | Competitive | 0 | 0 | 0 | 0 | 0 | 1 | 1 | Non-Competitive | Non-Competitive | Non-Competitive | Non-Competitive | Non-Competitive | 3 | 3 | 3 | 3 | 3 | 3 | 3 | 3 | 3 | 3 | 3 | 3 | 3 | 3 | 3
DWTRDES5 3415__D TO_FROM | DWTRDES5 | 3415__D | 185 | 2 | 2 | AMELIA1_8 | UTSWMC1_8 | TO_FROM | 73521.13 | -0.01069 | 0.026638 | -0.40618 | 0.53438 | -14.4562 | -146.066 | 0 | 10000 | 4056.148 | Competitive | 0 | 0 | 0 | 0 | 0 | 1 | 0 | Non-Competitive | Non-Competitive | Non-Competitive | Non-Competitive | Non-Competitive | 0 | 0 | 0 | 0 | 0 | 0 | 0 | 0 | 0 | 0 | 0 | 0 | 0 | 0 | 0
DWTRDES5 WLVEE_MR2H FROM_TO | DWTRDES5 | WLVEE_MR2H | 680 | 2 | 2 | WLEVEE1_5 | 24003 | FROM_TO | 73521.13 | -0.05827 | 0.013039 | -0.53372 | 0.066521 | 800.8779 | 438.6122 | 0 | 854.911 | 3501.927 | Competitive | 0 | 0 | 0 | 0 | 0 | 1 | 1 | Non-Competitive | Non-Competitive | Non-Competitive | Non-Competitive | Non-Competitive | 13 | 17 | 17 | 13 | 17 | 17 | 13 | 17 | 17 | 13 | 17 | 17 | 13 | 17 | 17
DWTRDES5 WLVEE_MR2H TO_FROM | DWTRDES5 | WLVEE_MR2H | 680 | 2 | 2 | WLEVEE1_5 | 24003 | TO_FROM | 73521.13 | -0.01304 | 0.058269 | -0.06652 | 0.53372 | -276.306 | -725.956 | 0 | 3501.927 | 854.911 | Competitive | 1 | 1 | 1 | 1 | 1 | 1 | 0 | Non-Competitive | Non-Competitive | Non-Competitive | Non-Competitive | Non-Competitive | 0 | 0 | 0 | 0 | 0 | 0 | 0 | 0 | 0 | 0 | 0 | 0 | 0 | 0 | 0
DWTRLEG5 226__A FROM_TO | DWTRLEG5 | 226__A | 1621 | 6 | 6 | JEWETT_S5 | LIMEST__345A | FROM_TO | 73521.13 | -0.34854 | 0.096373 | -0.34854 | 0.39934 | 1268.294 | -1066.08 | 0 | 1460.209 | 4102.557 | Competitive | 0 | 0 | 0 | 0 | 0 | 1 | 1 | Non-Competitive | Non-Competitive | Non-Competitive | Non-Competitive | Non-Competitive | 53 | 53 | 129 | 53 | 53 | 129 | 53 | 53 | 129 | 53 | 53 | 129 | 53 | 53 | 129
DWTRLEG5 226__A TO_FROM | DWTRLEG5 | 226__A | 1621 | 6 | 6 | JEWETT_S5 | LIMEST__345A | TO_FROM | 73521.13 | -0.09637 | 0.34854 | -0.39934 | 0.34854 | 2514.507 | 24.1335 | 0 | 4102.557 | 1460.209 | Competitive | 0 | 1 | 1 | 1 | 1 | 1 | 1 | Non-Competitive | Competitive | Competitive | Competitive | Competitive | 71 | 123 | 137 | 0 | 0 | 0 | 0 | 0 | 0 | 0 | 0 | 0 | 0 | 0 | 0
DWTRLEG5 230__A FROM_TO | DWTRLEG5 | 230__A | 1065 | 6 | 6 | JEWETT_S5 | RAT_SNAKE_5 | FROM_TO | 73521.13 | -0.21836 | 0.12542 | -0.23314 | 0.187 | 1585.641 | -785.293 | 0 | 2475.45 | 1993.336 | Competitive | 0 | 0 | 1 | 1 | 1 | 1 | 1 | Non-Competitive | Non-Competitive | Competitive | Competitive | Competitive | 39 | 39 | 110 | 39 | 39 | 110 | 0 | 0 | 0 | 0 | 0 | 0 | 0 | 0 | 0
DWTRLEG5 230__A TO_FROM | DWTRLEG5 | 230__A | 1065 | 6 | 6 | JEWETT_S5 | RAT_SNAKE_5 | TO_FROM | 73521.13 | -0.12542 | 0.21836 | -0.187 | 0.23314 | 1384.663 | -500.316 | 0 | 1993.336 | 2475.45 | Competitive | 0 | 0 | 0 | 1 | 1 | 1 | 1 | Non-Competitive | Non-Competitive | Non-Competitive | Competitive | Competitive | 88 | 102 | 138 | 88 | 102 | 138 | 88 | 102 | 138 | 0 | 0 | 0 | 0 | 0 | 0
DWTRLEG5 31__A FROM_TO | DWTRLEG5 | 31__A | 1098 | 6 | 6 | TRINDAD2_5 | RICHLND1_5 | FROM_TO | 73521.13 | -0.25277 | 0.22797 | -0.25277 | 0.49691 | 1222.773 | -2042 | 0 | 2745.321 | 1520.572 | Competitive | 0 | 0 | 1 | 1 | 1 | 1 | 1 | Non-Competitive | Non-Competitive | Competitive | Competitive | Competitive | 99 | 128 | 201 | 99 | 128 | 201 | 0 | 0 | 0 | 0 | 0 | 0 | 0 | 0 | 0
DWTRLEG5 31__A TO_FROM | DWTRLEG5 | 31__A | 1098 | 6 | 6 | TRINDAD2_5 | RICHLND1_5 | TO_FROM | 73521.13 | -0.22797 | 0.25277 | -0.49692 | 0.25277 | 3174.454 | 315.463 | 0 | 1520.572 | 2745.321 | Competitive | 0 | 0 | 0 | 0 | 1 | 1 | 1 | Non-Competitive | Non-Competitive | Non-Competitive | Non-Competitive | Competitive | 79 | 79 | 127 | 79 | 79 | 127 | 79 | 79 | 127 | 79 | 79 | 127 | 0 | 0 | 0
DWTRLEG5 40__A FROM_TO | DWTRLEG5 | 40__A | 1098 | 6 | 6 | BIGBRN__5 | JEWETT_S5 | FROM_TO | 73521.13 | -0.1304 | 0.24173 | -0.22938 | 0.24173 | 2489.651 | -1462.3 | 0 | 2192.886 | 1395.606 | Competitive | 0 | 1 | 1 | 1 | 1 | 1 | 1 | Non-Competitive | Competitive | Competitive | Competitive | Competitive | 87 | 120 | 225 | 0 | 0 | 0 | 0 | 0 | 0 | 0 | 0 | 0 | 0 | 0 | 0
DWTRLEG5 40__A TO_FROM | DWTRLEG5 | 40__A | 1098 | 6 | 6 | BIGBRN__5 | JEWETT_S5 | TO_FROM | 73521.13 | -0.24173 | 0.1304 | -0.24173 | 0.22938 | 3524.607 | -105.37 | 0 | 1395.606 | 2192.886 | Competitive | 0 | 0 | 0 | 1 | 1 | 1 | 1 | Non-Competitive | Non-Competitive | Non-Competitive | Competitive | Competitive | 71 | 113 | 131 | 71 | 113 | 131 | 71 | 113 | 131 | 0 | 0 | 0 | 0 | 0 | 0
DWTRLEG5 50__A FROM_TO | DWTRLEG5 | 50__A | 1098 | 6 | 6 | BIGBRN__5 | JEWETT_N5 | FROM_TO | 73521.13 | -0.14276 | 0.24648 | -0.23651 | 0.24648 | 2868.052 | -1456.53 | 0 | 2053.43 | 1412.673 | Competitive | 0 | 1 | 1 | 1 | 1 | 1 | 1 | Non-Competitive | Competitive | Competitive | Competitive | Competitive | 87 | 120 | 215 | 0 | 0 | 0 | 0 | 0 | 0 | 0 | 0 | 0 | 0 | 0 | 0
DWTRLEG5 50__A TO_FROM | DWTRLEG5 | 50__A | 1098 | 6 | 6 | BIGBRN__5 | JEWETT_N5 | TO_FROM | 73521.13 | -0.24648 | 0.14276 | -0.24648 | 0.23651 | 3773.997 | -278.426 | 0 | 1412.673 | 2053.43 | Competitive | 0 | 0 | 0 | 1 | 1 | 1 | 1 | Non-Competitive | Non-Competitive | Non-Competitive | Competitive | Competitive | 71 | 113 | 131 | 71 | 113 | 131 | 71 | 113 | 131 | 0 | 0 | 0 | 0 | 0 | 0
DWTRTRC5 1750__B FROM_TO | DWTRTRC5 | 1750__B | 213 | 2 | 2 | SGVL1_8 | KLEBRG1T_8 | FROM_TO | 73521.13 | -0.01831 | 0.049094 | -0.69024 | 0.19233 | 310.9522 | -260.329 | 0 | 3133.457 | 3290.711 | Competitive | 0 | 0 | 0 | 0 | 0 | 1 | 0 | Non-Competitive | Non-Competitive | Non-Competitive | Non-Competitive | Non-Competitive | 0 | 0 | 0 | 0 | 0 | 0 | 0 | 0 | 0 | 0 | 0 | 0 | 0 | 0 | 0
DWTRTRC5 1750__B TO_FROM | DWTRTRC5 | 1750__B | 213 | 2 | 2 | SGVL1_8 | KLEBRG1T_8 | TO_FROM | 73521.13 | -0.04909 | 0.018309 | -0.19233 | 0.69024 | 289.2107 | -70.2568 | 0 | 3290.711 | 3133.457 | Competitive | 0 | 0 | 0 | 0 | 0 | 1 | 1 | Non-Competitive | Non-Competitive | Non-Competitive | Non-Competitive | Non-Competitive | 34 | 34 | 39 | 34 | 34 | 39 | 34 | 34 | 39 | 34 | 34 | 39 | 34 | 34 | 39
DWTRTRC5 220__B FROM_TO | DWTRTRC5 | 220__B | 1065 | 2 | 2 | TRICRN1_5 | SGVLSW1_5 | FROM_TO | 73521.13 | -0.17733 | 0.15383 | -0.26457 | 0.61146 | 2639.159 | 83.8858 | 0 | 2274.711 | 2791.951 | Competitive | 0 | 0 | 0 | 0 | 1 | 1 | 1 | Non-Competitive | Non-Competitive | Non-Competitive | Non-Competitive | Competitive | 41 | 50 | 71 | 41 | 50 | 71 | 41 | 50 | 71 | 41 | 50 | 71 | 0 | 0 | 0
DWTRTRC5 220__B TO_FROM | DWTRTRC5 | 220__B | 1065 | 2 | 2 | TRICRN1_5 | SGVLSW1_5 | TO_FROM | 73521.13 | -0.15383 | 0.17733 | -0.61146 | 0.26456 | 573.3311 | -1801.96 | 0 | 2791.951 | 2274.711 | Competitive | 0 | 0 | 0 | 1 | 1 | 1 | 1 | Non-Competitive | Non-Competitive | Non-Competitive | Competitive | Competitive | 109 | 109 | 157 | 109 | 109 | 157 | 109 | 109 | 157 | 0 | 0 | 0 | 0 | 0 | 0
DWTRTRC5 3655__A FROM_TO | DWTRTRC5 | 3655__A | 287 | 2 | 2 | PARKDB1_8 | PRCK1_8 | FROM_TO | 73521.13 | -0.07367 | 0.018201 | -0.22603 | 0.093776 | 201.8864 | -70.5769 | 0 | 6848.923 | 4324.37 | Competitive | 0 | 0 | 0 | 0 | 0 | 1 | 1 | Non-Competitive | Non-Competitive | Non-Competitive | Non-Competitive | Non-Competitive | 22 | 26 | 31 | 22 | 26 | 31 | 22 | 26 | 31 | 22 | 26 | 31 | 22 | 26 | 31
DWTRTRC5 3655__A TO_FROM | DWTRTRC5 | 3655__A | 287 | 2 | 2 | PARKDB1_8 | PRCK1_8 | TO_FROM | 73521.13 | -0.0182 | 0.073673 | -0.09378 | 0.22603 | 284.8323 | -175.847 | 0 | 4324.37 | 6848.923 | Competitive | 0 | 0 | 0 | 0 | 0 | 1 | 0 | Non-Competitive | Non-Competitive | Non-Competitive | Non-Competitive | Non-Competitive | 0 | 0 | 0 | 0 | 0 | 0 | 0 | 0 | 0 | 0 | 0 | 0 | 0 | 0 | 0
DWTRTRC5 3655__B FROM_TO | DWTRTRC5 | 3655__B | 287 | 2 | 2 | PRCKSW1_8 | PRCK1_8 | FROM_TO | 73521.13 | -0.01805 | 0.073825 | -0.77382 | 0.21108 | 296.0454 | -164.639 | 0 | 4317.595 | 6892.983 | Competitive | 0 | 0 | 0 | 0 | 0 | 1 | 0 | Non-Competitive | Non-Competitive | Non-Competitive | Non-Competitive | Non-Competitive | 0 | 0 | 0 | 0 | 0 | 0 | 0 | 0 | 0 | 0 | 0 | 0 | 0 | 0 | 0
DWTRTRC5 3655__B TO_FROM | DWTRTRC5 | 3655__B | 287 | 2 | 2 | PRCKSW1_8 | PRCK1_8 | TO_FROM | 73521.13 | -0.07383 | 0.018049 | -0.21108 | 0.77382 | 190.6112 | -81.7849 | 0 | 6892.983 | 4317.595 | Competitive | 0 | 0 | 0 | 0 | 0 | 1 | 1 | Non-Competitive | Non-Competitive | Non-Competitive | Non-Competitive | Non-Competitive | 22 | 26 | 31 | 22 | 26 | 31 | 22 | 26 | 31 | 22 | 26 | 31 | 22 | 26 | 31
DWTRTRC5 TRSES_MR6H FROM_TO | DWTRTRC5 | TRSES_MR6H | 348 | 2 | 2 | TRINDAD1_5 | TRSES6_1 | FROM_TO | 73521.13 | -0.69668 | 0.052849 | -0.69668 | 0.11223 | 520.7082 | 106.8928 | 0 | 5101.689 | 9608.508 | Non-Competi | 0 | 0 | 0 | 0 | 0 | 1 | 1 | Non-Competitive | Non-Competitive | Non-Competitive | Non-Competitive | Non-Competitive | bar: 14 14 to 22 22
DWTRTRC5 TRSES_MR6H TO_FROM | DWTRTRC5 | TRSES_MR6H | 348 | 2 | 2 | TRINDAD1_5 | TRSES6_1 | TO_FROM | 73521.13 | -0.05285 | 0.69668 | -0.11223 | 0.69668 | 157.1282 | -393.072 | 0 | 9608.508 | 5101.689 | Competitive | 0 | 0 | 0 | 0 | 0 | 1 | 1 | Non-Competitive | Non-Competitive | Non-Competitive | Non-Competitive | Non-Competitive | 5 | 5 | 5 | 5 | 5 | 5 | 5 | 5 | 5 | 5 | 5 | 5 | 5 | 5 | 5
DWTRTRC5 TRSES_MR6L FROM_TO | DWTRTRC5 | TRSES_MR6L | 348 | 2 | 2 | TDADTMOD_8 | TRSES6_1 | FROM_TO | 73521.13 | -0.30332 | 0.078629 | -0.30332 | 0.2802 | -15.4213 | -393.072 | 0 | 10000 | 8789.316 | Competitive | 0 | 0 | 0 | 0 | 0 | 1 | 1 | Non-Competitive | Non-Competitive | Non-Competitive | Non-Competitive | Non-Competitive | 3 | 6 | 6 | 3 | 6 | 6 | 3 | 6 | 6 | 3 | 6 | 6 | 3 | 6 | 6
DWTRTRC5 TRSES_MR6L TO_FROM | DWTRTRC5 | TRSES_MR6L | 348 | 2 | 2 | TDADTMOD_8 | TRSES6_1 | TO_FROM | 73521.13 | -0.07863 | 0.30332 | -0.2802 | 0.30332 | 595.6149 | 82.4925 | 0 | 8789.316 | 10000 | Competitive | 0 | 0 | 0 | 0 | 0 | 1 | 1 | Non-Competitive | Non-Competitive | Non-Competitive | Non-Competitive | Non-Competitive | 2 | 2 | 2 | 2 | 2 | 2 | 2 | 2 | 2 | 2 | 2 | 2 | 2 | 2 | 2
DWTRWLV5 220__B FROM_TO | DWTRWLV5 | 220__B | 1065 | 4 | 4 | TRICRN1_5 | SGVLSW1_5 | FROM_TO | 73521.13 | -0.33078 | 0.094881 | -0.48037 | 0.30229 | 2988.805 | 394.4668 | 0 | 1091.293 | 3353.256 | Competitive | 0 | 0 | 0 | 0 | 0 | 1 | 1 | Non-Competitive | Non-Competitive | Non-Competitive | Non-Competitive | Non-Competitive | 20 | 27 | 33 | 20 | 27 | 33 | 20 | 27 | 33 | 20 | 27 | 33 | 20 | 27 | 33
DWTRWLV5 220__B TO_FROM | DWTRWLV5 | 220__B | 1065 | 4 | 4 | TRICRN1_5 | SGVLSW1_5 | TO_FROM | 73521.13 | -0.09488 | 0.33078 | -0.30229 | 0.48037 | 668.2803 | -2397.8 | 0 | 3353.256 | 1091.293 | Competitive | 0 | 1 | 1 | 1 | 1 | 1 | 1 | Non-Competitive | Competitive | Competitive | Competitive | Competitive | 100 | 129 | 220 | 0 | 0 | 0 | 0 | 0 | 0 | 0 | 0 | 0 | 0 | 0 | 0
DWTRWLV5 3040__A FROM_TO | DWTRWLV5 | 3040__A | 1064 | 4 | 4 | CHILSW1_5 | WATMLL_E5 | FROM_TO | 73521.13 | -0.08472 | 0.076021 | -0.19359 | 0.1659 | 468.9243 | -988.495 | 0 | 1445.338 | 2277.779 | Competitive | 0 | 0 | 0 | 1 | 1 | 1 | 1 | Non-Competitive | Non-Competitive | Non-Competitive | Competitive | Competitive | 94 | 111 | 125 | 94 | 111 | 125 | 94 | 111 | 125 | 0 | 0 | 0 | 0 | 0 | 0
DWTRWLV5 3040__A TO_FROM | DWTRWLV5 | 3040__A | 1064 | 4 | 4 | CHILSW1_5 | WATMLL_E5 | TO_FROM | 73521.13 | -0.07602 | 0.084722 | -0.1659 | 0.19359 | 1800.261 | -174.937 | 0 | 2277.779 | 1445.338 | Competitive | 0 | 1 | 1 | 1 | 1 | 1 | 1 | Non-Competitive | Competitive | Competitive | Competitive | Competitive | 63 | 63 | 100 | 0 | 0 | 0 | 0 | 0 | 0 | 0 | 0 | 0 | 0 | 0 | 0
DWTRWLV5 3170__B FROM_TO | DWTRWLV5 | 3170__B | 213 | 4 | 4 | BUNTIN2_8 | SMPST2T_8 | FROM_TO | 73521.13 | -0.01302 | 0.045446 | -0.55251 | 0.25545 | -15.6304 | -221.398 | 0 | 10000 | 1764.593 | Competitive | 0 | 0 | 1 | 1 | 1 | 1 | 0 | Non-Competitive | Non-Competitive | Non-Competitive | Non-Competitive | Non-Competitive | 0 | 0 | 0 | 0 | 0 | 0 | 0 | 0 | 0 | 0 | 0 | 0 | 0 | 0 | 0
DWTRWLV5 3170__B TO_FROM | DWTRWLV5 | 3170__B | 213 | 4 | 4 | BUNTIN2_8 | SMPST2T_8 | TO_FROM | 73521.13 | -0.04545 | 0.013016 | -0.25545 | 0.55251 | 294.96 | 77.7758 | 0 | 1764.593 | 10000 | Competitive | 0 | 0 | 0 | 0 | 0 | 1 | 1 | Non-Competitive | Non-Competitive | Non-Competitive | Non-Competitive | Non-Competitive | 3 | 3 | 3 | 3 | 3 | 3 | 3 | 3 | 3 | 3 | 3 | 3 | 3 | 3 | 3
DWTRWLV5 3200__A FROM_TO | DWTRWLV5 | 3200__A | 223 | 4 | 4 | MTCK_E8 | CHILSW_N8 | FROM_TO | 73521.13 | -0.01921 | 0.23854 | -0.11358 | 0.23902 | 77.6323 | -351.991 | 0 | 9760.631 | 4408.991 | Competitive | 0 | 0 | 0 | 0 | 0 | 1 | 0 | Non-Competitive | Non-Competitive | Non-Competitive | Non-Competitive | Non-Competitive | 0 | 0 | 0 | 0 | 0 | 0 | 0 | 0 | 0 | 0 | 0 | 0 | 0 | 0 | 0
DWTRWLV5 3200__A TO_FROM | DWTRWLV5 | 3200__A | 223 | 4 | 4 | MTCK_E8 | CHILSW_N8 | TO_FROM | 73521.13 | -0.23854 | 0.019205 | -0.23902 | 0.11358 | 367.1577 | 119.2765 | 0 | 4408.991 | 9760.631 | Competitive | 0 | 0 | 0 | 0 | 0 | 1 | 1 | Non-Competitive | Non-Competitive | Non-Competitive | Non-Competitive | Non-Competitive | 3 | 3 | 3 | 3 | 3 | 3 | 3 | 3 | 3 | 3 | 3 | 3 | 3 | 3 | 3
DWTRWLV5 3210__A FROM_TO | DWTRWLV5 | 3210__A | 223 | 4 | 4 | MTCK_W8 | CHILSW_S8 | FROM_TO | 73521.13 | -0.01868 | 0.23819 | -0.11456 | 0.23882 | 77.9633 | -350.193 | 0 | 9761.889 | 3364.031 | Competitive | 0 | 0 | 0 | 0 | 0 | 1 | 0 | Non-Competitive | Non-Competitive | Non-Competitive | Non-Competitive | Non-Competitive | 0 | 0 | 0 | 0 | 0 | 0 | 0 | 0 | 0 | 0 | 0 | 0 | 0 | 0 | 0
DWTRWLV5 3210__A TO_FROM | DWTRWLV5 | 3210__A | 223 | 4 | 4 | MTCK_W8 | CHILSW_S8 | TO_FROM | 73521.13 | -0.23819 | 0.018685 | -0.23882 | 0.11456 | 365.3542 | 118.6382 | 0 | 3364.031 | 9761.889 | Competitive | 0 | 0 | 0 | 0 | 0 | 1 | 1 | Non-Competitive | Non-Competitive | Non-Competitive | Non-Competitive | Non-Competitive | 3 | 3 | 3 | 3 | 3 | 3 | 3 | 3 | 3 | 3 | 3 | 3 | 3 | 3 | 3
DWTRWLV5 931__C FROM_TO | DWTRWLV5 | 931__C | 287 | 4 | 4 | DVILS1_8 | CHCLRKRD_T8 | FROM_TO | 73521.13 | -0.1358 | 0.095932 | -0.35122 | 0.53078 | 78.2649 | -322.272 | 0 | 10000 | 10000 | Competitive | 0 | 0 | 0 | 0 | 0 | 1 | 1 | Non-Competitive | Non-Competitive | Non-Competitive | Non-Competitive | Non-Competitive | 2 | 2 | 2 | 2 | 2 | 2 | 2 | 2 | 2 | 2 | 2 | 2 | 2 | 2 | 2
DWTRWLV5 931__C TO_FROM | DWTRWLV5 | 931__C | 287 | 4 | 4 | DVILS1_8 | CHCLRKRD_T8 | TO_FROM | 73521.13 | -0.09593 | 0.1358 | -0.53078 | 0.35122 | 400.4573 | 54.3127 | 0 | 10000 | 10000 | Competitive | 0 | 0 | 0 | 0 | 0 | 1 | 1 | Non-Competitive | Non-Competitive | Non-Competitive | Non-Competitive | Non-Competitive | 6 | 6 | 6 | 6 | 6 | 6 | 6 | 6 | 6 | 6 | 6 | 6 | 6 | 6 | 6
DW_DDEN8 AIR_W_DE_1 FROM_TO | DW_DDEN8 | AIR_W_DE_1 | 350 | 6 | 6 | JMCRSTL138 | W_DENT_8 | FROM_TO | 73521.13 | -0.02203 | 0.23298 | -0.18655 | 0.69389 | -39.2897 | -458.049 | 0 | 6439.544 | 951.176 | Competitive | 1 | 1 | 1 | 1 | 1 | 1 | 1 | Competitive | Competitive | Competitive | Competitive | Competitive | 0 | 0 | 0 | 0 | 0 | 0 | 0 | 0 | 0 | 0 | 0 | 0 | 0 | 0 | 0
DW_DDEN8 AIR_W_DE_1 TO_FROM | DW_DDEN8 | AIR_W_DE_1 | 350 | 6 | 6 | JMCRSTL138 | W_DENT_8 | TO_FROM | 73521.13 | -0.23298 | 0.022033 | -0.69389 | 0.18655 | 490.4154 | 93.5008 | 0 | 951.176 | 6439.544 | Competitive | 0 | 0 | 0 | 0 | 0 | 1 | 1 | Non-Competitive | Non-Competitive | Non-Competitive | Non-Competitive | Non-Competitive | 3 | 3 | 6 | 3 | 3 | 6 | 3 | 3 | 6 | 3 | 3 | 6 | 3 | 3 | 6
DW_DDEN8 HIC_LOCU_1 FROM_TO | DW_DDEN8 | HIC_LOCU_1 | 77 | 6 | 6 | HICKORY69 | LOCUST69 | FROM_TO | 73521.13 | -0.4005 | 0.003015 | -0.5485 | 0.23702 | 85.2211 | 36.4202 | 0 | 939.416 | 10000 | Competitive | 0 | 0 | 0 | 0 | 0 | 1 | 1 | Non-Competitive | Non-Competitive | Non-Competitive | Non-Competitive | Non-Competitive | 2 | 2 | 2 | 2 | 2 | 2 | 2 | 2 | 2 | 2 | 2 | 2 | 2 | 2 | 2
DW_DDEN8 HIC_LOCU_1 TO_FROM | DW_DDEN8 | HIC_LOCU_1 | 77 | 6 | 6 | HICKORY69 | LOCUST69 | TO_FROM | 73521.13 | -0.00301 | 0.4005 | -0.23702 | 0.5485 | 20.0857 | -80.9696 | 0 | 10000 | 939.416 | Competitive | 1 | 1 | 1 | 1 | 1 | 1 | 0 | Non-Competitive | Non-Competitive | Non-Competitive | Non-Competitive | Non-Competitive | 0 | 0 | 0 | 0 | 0 | 0 | 0 | 0 | 0 | 0 | 0 | 0 | 0 | 0 | 0
DZORHAY5 KENDAL_AT4L FROM_TO | DZORHAY5 | KENDAL_AT4L | 880 | 2 | 2 | L_KENDAL8_2Y | L_KENDAL1_1 | FROM_TO | 73521.13 | -0.21478 | 0.006922 | -0.21478 | 0.5382 | -66.0809 | -397.037 | 0 | 1899.536 | 5043.253 | Competitive | 0 | 0 | 0 | 0 | 0 | 1 | 1 | Non-Competitive | Non-Competitive | Non-Competitive | Non-Competitive | Non-Competitive | 9 | 9 | 9 | 9 | 9 | 9 | 9 | 9 | 9 | 9 | 9 | 9 | 9 | 9 | 9
DZORHAY5 KENDAL_AT4L TO_FROM | DZORHAY5 | KENDAL_AT4L | 880 | 2 | 2 | L_KENDAL8_2Y | L_KENDAL1_1 | TO_FROM | 73521.13 | -0.00692 | 0.21478 | -0.5382 | 0.21478 | 639.7348 | 80.8646 | 0 | 5043.253 | 1899.536 | Competitive | 0 | 0 | 1 | 1 | 1 | 1 | 0 | Non-Competitive | Non-Competitive | Non-Competitive | Non-Competitive | Non-Competitive | 0 | 0 | 0 | 0 | 0 | 0 | 0 | 0 | 0 | 0 | 0 | 0 | 0 | 0 | 0
D_NBCBY5 GBY_AT2 FROM_TO | D_NBCBY5 | GBY_AT2 | 504 | 2 | 2 | GRNBYU__345A | 49128_STAR | FROM_TO | 73521.13 | -0.20998 | 0.13261 | -0.37605 | 0.13261 | 1135.657 | 48.5332 | 0 | 4143.407 | 2862.869 | Competitive | 0 | 0 | 0 | 0 | 1 | 1 | 1 | Non-Competitive | Non-Competitive | Non-Competitive | Non-Competitive | Competitive | 43 | 45 | 54 | 43 | 45 | 54 | 43 | 45 | 54 | 43 | 45 | 54 | 0 | 0 | 0
D_NBCBY5 GBY_AT2 TO_FROM | D_NBCBY5 | GBY_AT2 | 504 | 2 | 2 | GRNBYU__345A | 49128_STAR | TO_FROM | 73521.13 | -0.13261 | 0.20998 | -0.13261 | 0.37605 | 298.3397 | -986.917 | 0 | 2862.869 | 4143.407 | Competitive | 0 | 0 | 0 | 0 | 0 | 1 | 1 | Non-Competitive | Non-Competitive | Non-Competitive | Non-Competitive | Non-Competitive | 15 | 20 | 26 | 15 | 20 | 26 | 15 | 20 | 26 | 15 | 20 | 26 | 15 | 20 | 26
MLNCSWE5 HAMILT_MAVERI1_1 FROM_TO | MLNCSWE5 | HAMILT_MAVERI1_1 | 122 | 0 | 0 | HAMILTN4 | MAVERICK4A | FROM_TO | 73521.13 | -0.45606 | 0.20874 | -0.53419 | 0.20874 | 298.6809 | -134.319 | 0 | 4278.94 | 8883.629 | Non-Competi | 0 | 0 | 0 | 0 | 0 | 1 | 1 | Non-Competitive | Non-Competitive | Non-Competitive | Non-Competitive | Non-Competitive | 2 | 2 | 29 | 2 | 2 | 29 | 2 | 2 | 29 | 2 | 2 | 29 | 2 | 2 | 29
MLNCSWE5 HAMILT_MAVERI1_1 TO_FROM | MLNCSWE5 | HAMILT_MAVERI1_1 | 122 | 0 | 0 | HAMILTN4 | MAVERICK4A | TO_FROM | 73521.13 | -0.20874 | 0.45606 | -0.20874 | 0.53419 | 158.8642 | -235.804 | 0 | 8883.629 | 4278.94 | Competitive | 0 | 0 | 0 | 0 | 0 | 1 | 1 | Non-Competitive | Non-Competitive | Non-Competitive | Non-Competitive | Non-Competitive | 11 | 13 | 16 | 11 | 13 | 16 | 11 | 13 | 16 | 11 | 13 | 16 | 11 | 13 | 16
MLNCSWE5 PECAN__PUTN1_1 FROM_TO | MLNCSWE5 | PECAN__PUTN1_1 | 84 | 0 | 0 | PUTN2B | PCNBYU4A | FROM_TO | 73521.13 | -0.03611 | 0.070981 | -0.16863 | 0.56325 | 63.1827 | -103.55 | 0 | 10000 | 2403.911 | Competitive | 0 | 0 | 0 | 1 | 1 | 1 | 1 | Non-Competitive | Non-Competitive | Non-Competitive | Competitive | Competitive | 2 | 2 | 2 | 2 | 2 | 2 | 2 | 2 | 2 | 0 | 0 | 0 | 0 | 0 | 0
MLNCSWE5 PECAN__PUTN1_1 TO_FROM | MLNCSWE5 | PECAN__PUTN1_1 | 84 | 0 | 0 | PUTN2B | PCNBYU4A | TO_FROM | 73521.13 | -0.07098 | 0.03611 | -0.56325 | 0.16863 | 133.6498 | -58.6536 | 0 | 2403.911 | 10000 | Competitive | 0 | 0 | 0 | 0 | 0 | 1 | 1 | Non-Competitive | Non-Competitive | Non-Competitive | Non-Competitive | Non-Competitive | bar: 14 14 to 22 22
N_3083 BLESSI_LOLITA1_1 FROM_TO | N_3083 | BLESSI_LOLITA1_1 | 211 | 0 | 0 | BLESSING4A | LOLITA4A | FROM_TO | 73521.13 | -0.30529 | 0.048276 | -0.41939 | 0.13192 | 815.1537 | -253.006 | 0 | 1801.938 | 5587.002 | Competitive | 0 | 0 | 0 | 0 | 0 | 1 | 1 | Non-Competitive | Non-Competitive | Non-Competitive | Non-Competitive | Non-Competitive | 12 | 12 | 31 | 12 | 12 | 31 | 12 | 12 | 31 | 12 | 12 | 31 | 12 | 12 | 31
N_3083 BLESSI_LOLITA1_1 TO_FROM | N_3083 | BLESSI_LOLITA1_1 | 211 | 0 | 0 | BLESSING4A | LOLITA4A | TO_FROM | 73521.13 | -0.04828 | 0.30529 | -0.13192 | 0.41939 | 610.1707 | -580.168 | 0 | 5587.002 | 1801.938 | Competitive | 0 | 0 | 1 | 1 | 1 | 1 | 1 | Non-Competitive | Non-Competitive | Competitive | Competitive | Competitive | 14 | 30 | 41 | 14 | 30 | 41 | 0 | 0 | 0 | 0 | 0 | 0 | 0 | 0 | 0
SABEABR9 ABEC_ABNW2_1 FROM_TO | SABEABR9 | ABEC_ABNW2_1 | 67 | 1 | 1 | ABNW2B | ABEC2A | FROM_TO | 73521.13 | -0.00825 | 0.023348 | -0.25945 | 0.48284 | 52.9937 | 7.1446 | 0 | 2976.66 | 10000 | Competitive | 0 | 0 | 0 | 0 | 0 | 1 | 0 | Non-Competitive | Non-Competitive | Non-Competitive | Non-Competitive | Non-Competitive | 0 | 0 | 0 | 0 | 0 | 0 | 0 | 0 | 0 | 0 | 0 | 0 | 0 | 0 | 0
SABEABR9 ABEC_ABNW2_1 TO_FROM | SABEABR9 | ABEC_ABNW2_1 | 67 | 1 | 1 | ABNW2B | ABEC2A | TO_FROM | 73521.13 | -0.02335 | 0.008247 | -0.48284 | 0.25945 | -6.4956 | -41.2873 | 0 | 10000 | 2976.66 | Competitive | 0 | 0 | 0 | 0 | 1 | 1 | 1 | Non-Competitive | Non-Competitive | Non-Competitive | Non-Competitive | Competitive | 2 | 2 | 2 | 2 | 2 | 2 | 2 | 2 | 2 | 2 | 2 | 2 | 0 | 0 | 0
SABMBLU5 ABNW_CALLAH1_1 FROM_TO | SABMBLU5 | ABNW_CALLAH1_1 | 135 | 1 | 1 | ABNW4A | CALLAHAN4A | FROM_TO | 73521.13 | -0.13732 | 0.035988 | -0.59312 | 0.10381 | 55.5359 | -115.919 | 0 | 2521.101 | 8030.309 | Competitive | 0 | 0 | 0 | 0 | 0 | 1 | 1 | Non-Competitive | Non-Competitive | Non-Competitive | Non-Competitive | Non-Competitive | 1 | 5 | 6 | 1 | 5 | 6 | 1 | 5 | 6 | 1 | 5 | 6 | 1 | 5 | 6
SABMBLU5 ABNW_CALLAH1_1 TO_FROM | SABMBLU5 | ABNW_CALLAH1_1 | 135 | 1 | 1 | ABNW4A | CALLAHAN4A | TO_FROM | 73521.13 | -0.03599 | 0.13732 | -0.10381 | 0.59312 | 140.7601 | -8.6368 | 0 | 8030.309 | 2521.101 | Competitive | 0 | 0 | 0 | 0 | 1 | 1 | 1 | Non-Competitive | Non-Competitive | Non-Competitive | Non-Competitive | Competitive | 4 | 4 | 4 | 4 | 4 | 4 | 4 | 4 | 4 | 4 | 4 | 4 | 0 | 0 | 0
SABMBLU5 ABSO_BLUF_C1_1 FROM_TO | SABMBLU5 | ABSO_BLUF_C1_1 | 382 | 1 | 1 | ABSO4A | BLF_CRK4C | FROM_TO | 73521.13 | -0.11761 | 0.15993 | -0.11793 | 0.29531 | 29.0919 | -315.953 | 0 | 3589.733 | 8227.762 | Competitive | 0 | 0 | 0 | 0 | 0 | 1 | 1 | Non-Competitive | Non-Competitive | Non-Competitive | Non-Competitive | Non-Competitive | 4 | 4 | 9 | 4 | 4 | 9 | 4 | 4 | 9 | 4 | 4 | 9 | 4 | 4 | 9
SABMBLU5 ABSO_BLUF_C1_1 TO_FROM | SABMBLU5 | ABSO_BLUF_C1_1 | 382 | 1 | 1 | ABSO4A | BLF_CRK4C | TO_FROM | 73521.13 | -0.15993 | 0.11761 | -0.29531 | 0.11793 | 387.2232 | 73.5119 | 0 | 8227.762 | 3589.733 | Competitive | 0 | 0 | 0 | 0 | 0 | 1 | 1 | Non-Competitive | Non-Competitive | Non-Competitive | Non-Competitive | Non-Competitive | 5 | 8 | 10 | 5 | 8 | 10 | 5 | 8 | 10 | 5 | 8 | 10 | 5 | 8 | 10
SABMBLU5 NICOLE_OAKC1_1 FROM_TO | SABMBLU5 | NICOLE_OAKC1_1 | 275 | 1 | 1 | OAKC4A | NICOLE4A | FROM_TO | 73521.13 | -0.30854 | 0.054233 | -0.30854 | 0.65029 | -40.0559 | -165.734 | 0 | 4869.789 | 7912.676 | Competitive | 0 | 0 | 0 | 0 | 0 | 1 | 1 | Non-Competitive | Non-Competitive | Non-Competitive | Non-Competitive | Non-Competitive | 5 | 5 | 5 | 5 | 5 | 5 | 5 | 5 | 5 | 5 | 5 | 5 | 5 | 5 | 5
SABMBLU5 NICOLE_OAKC1_1 TO_FROM | SABMBLU5 | NICOLE_OAKC1_1 | 275 | 1 | 1 | OAKC4A | NICOLE4A | TO_FROM | 73521.13 | -0.05423 | 0.30855 | -0.65029 | 0.30855 | 218.5322 | 50.6975 | 0 | 7912.676 | 4869.789 | Competitive | 0 | 0 | 0 | 0 | 0 | 1 | 1 | Non-Competitive | Non-Competitive | Non-Competitive | Non-Competitive | Non-Competitive | 4 | 4 | 5 | 4 | 4 | 5 | 4 | 4 | 5 | 4 | 4 | 5 | 4 | 4 | 5
SABMBLU5 NICOLE_ORNT1_1 FROM_TO | SABMBLU5 | NICOLE_ORNT1_1 | 135 | 1 | 1 | NICOLE4A | ORNT4A | FROM_TO | 73521.13 | -0.05449 | 0.17685 | -0.30265 | 0.17685 | 125.4798 | -48.8281 | 0 | 8043.024 | 10000 | Competitive | 0 | 0 | 0 | 0 | 0 | 1 | 1 | Non-Competitive | Non-Competitive | Non-Competitive | Non-Competitive | Non-Competitive | bar: 14 14 to 22 22
SABMBLU5 NICOLE_ORNT1_1 TO_FROM | SABMBLU5 | NICOLE_ORNT1_1 | 135 | 1 | 1 | NICOLE4A | ORNT4A | TO_FROM | 73521.13 | -0.17685 | 0.054493 | -0.17685 | 0.30265 | 80.8757 | -91.2472 | 0 | 10000 | 8043.024 | Competitive | 0 | 0 | 0 | 0 | 0 | 1 | 1 | Non-Competitive | Non-Competitive | Non-Competitive | Non-Competitive | Non-Competitive | 5 | 5 | 5 | 5 | 5 | 5 | 5 | 5 | 5 | 5 | 5 | 5 | 5 | 5 | 5
SABOAB29 ABSO_WTGULF1_1 FROM_TO | SABOAB29 | ABSO_WTGULF1_1 | 38 | 1 | 1 | ABSO2A | ABWTGUT2 | FROM_TO | 73521.13 | -0.00776 | 0.008717 | -0.68484 | 0.16298 | 45.3603 | 15.124 | 0 | 2980.158 | 6786.283 | Competitive | 0 | 0 | 0 | 0 | 0 | 1 | 0 | Non-Competitive | Non-Competitive | Non-Competitive | Non-Competitive | Non-Competitive | 0 | 0 | 0 | 0 | 0 | 0 | 0 | 0 | 0 | 0 | 0 | 0 | 0 | 0 | 0
SABOAB29 ABSO_WTGULF1_1 TO_FROM | SABOAB29 | ABSO_WTGULF1_1 | 38 | 1 | 1 | ABSO2A | ABWTGUT2 | TO_FROM | 73521.13 | -0.00872 | 0.007758 | -0.16298 | 0.68484 | -14.782 | -42.3801 | 0 | 6786.283 | 2980.158 | Competitive | 0 | 0 | 0 | 0 | 1 | 1 | 0 | Non-Competitive | Non-Competitive | Non-Competitive | Non-Competitive | Non-Competitive | 0 | 0 | 0 | 0 | 0 | 0 | 0 | 0 | 0 | 0 | 0 | 0 | 0 | 0 | 0
SABSBLU8 NICOLE_OAKC1_1 FROM_TO | SABSBLU8 | NICOLE_OAKC1_1 | 275 | 2 | 2 | OAKC4A | NICOLE4A | FROM_TO | 73521.13 | -0.30832 | 0.05587 | -0.30832 | 0.65135 | -56.1998 | -192.623 | 0 | 3347.655 | 7586.669 | Competitive | 0 | 0 | 0 | 0 | 0 | 1 | 1 | Non-Competitive | Non-Competitive | Non-Competitive | Non-Competitive | Non-Competitive | 5 | 5 | 5 | 5 | 5 | 5 | 5 | 5 | 5 | 5 | 5 | 5 | 5 | 5 | 5
SABSBLU8 NICOLE_OAKC1_1 TO_FROM | SABSBLU8 | NICOLE_OAKC1_1 | 275 | 2 | 2 | OAKC4A | NICOLE4A | TO_FROM | 73521.13 | -0.05587 | 0.30832 | -0.65135 | 0.30832 | 244.9405 | 72.1958 | 0 | 7586.669 | 3347.655 | Competitive | 0 | 0 | 0 | 0 | 0 | 1 | 1 | Non-Competitive | Non-Competitive | Non-Competitive | Non-Competitive | Non-Competitive | 4 | 5 | 6 | 4 | 5 | 6 | 4 | 5 | 6 | 4 | 5 | 6 | 4 | 5 | 6
SACRLME9 6215__A FROM_TO | SACRLME9 | 6215__A | 143 | 4 | 4 | BLUFCKTA_8 | CHINAGRV_8 | FROM_TO | 73521.13 | -0.02907 | 0.54788 | -0.08548 | 0.6125 | 153.8103 | -147.585 | 0 | 5367.494 | 4139.781 | Non-Competi | 0 | 0 | 0 | 0 | 0 | 1 | 1 | Non-Competitive | Non-Competitive | Non-Competitive | Non-Competitive | Non-Competitive | 2 | 2 | 3 | 2 | 2 | 3 | 2 | 2 | 3 | 2 | 2 | 3 | 2 | 2 | 3
SACRLME9 6215__A TO_FROM | SACRLME9 | 6215__A | 143 | 4 | 4 | BLUFCKTA_8 | CHINAGRV_8 | TO_FROM | 73521.13 | -0.54788 | 0.029068 | -0.6125 | 0.085479 | 163.1063 | -57.433 | 0 | 4139.781 | 5367.494 | Non-Competi | 0 | 0 | 0 | 0 | 0 | 1 | 1 | Non-Competitive | Non-Competitive | Non-Competitive | Non-Competitive | Non-Competitive | 5 | 12 | 16 | 5 | 12 | 16 | 5 | 12 | 16 | 5 | 12 | 16 | 5 | 12 | 16
SAIRBSP8 6620__A FROM_TO | SAIRBSP8 | 6620__A | 40 | 2 | 2 | STANTON_E_9 | MARTINCAP_9 | FROM_TO | 73521.13 | -0.00954 | 0.095446 | -0.74252 | 0.21857 | 36.0085 | -12.1615 | 0 | 10000 | 1941.025 | Competitive | 0 | 0 | 1 | 1 | 1 | 1 | 0 | Non-Competitive | Non-Competitive | Non-Competitive | Non-Competitive | Non-Competitive | 0 | 0 | 0 | 0 | 0 | 0 | 0 | 0 | 0 | 0 | 0 | 0 | 0 | 0 | 0
SAIRBSP8 6620__A TO_FROM | SAIRBSP8 | 6620__A | 40 | 2 | 2 | STANTON_E_9 | MARTINCAP_9 | TO_FROM | 73521.13 | -0.09545 | 0.009537 | -0.21857 | 0.74252 | 19.2136 | -22.1146 | 0 | 1941.025 | 10000 | Competitive | 0 | 0 | 0 | 0 | 0 | 1 | 1 | Non-Competitive | Non-Competitive | Non-Competitive | Non-Competitive | Non-Competitive | bar: 4 to 6
SAIRHIW9 KOCH_UP_69A1 FROM_TO | SAIRHIW9 | KOCH_UP_69A1 | 91.3 | 2 | 2 | KOCH_UP2A | KOCH_UP4A | FROM_TO | 73521.13 | -0.03281 | 0.006586 | -0.06373 | 0.51258 | -69.5761 | -126.155 | 0 | 10000 | 3581.315 | Competitive | 0 | 0 | 0 | 0 | 0 | 1 | 1 | Non-Competitive | Non-Competitive | Non-Competitive | Non-Competitive | Non-Competitive | 6 | 6 | 6 | 6 | 6 | 6 | 6 | 6 | 6 | 6 | 6 | 6 | 6 | 6 | 6
SAIRHIW9 KOCH_UP_69A1 TO_FROM | SAIRHIW9 | KOCH_UP_69A1 | 91.3 | 2 | 2 | KOCH_UP2A | KOCH_UP4A | TO_FROM | 73521.13 | -0.00659 | 0.032806 | -0.51258 | 0.063731 | 144.8569 | 71.3276 | 0 | 3581.315 | 10000 | Competitive | 0 | 0 | 0 | 0 | 0 | 1 | 0 | Non-Competitive | Non-Competitive | Non-Competitive | Non-Competitive | Non-Competitive | 0 | 0 | 0 | 0 | 0 | 0 | 0 | 0 | 0 | 0 | 0 | 0 | 0 | 0 | 0
SAIRNCA8 BONIVI_RINCON1_1 FROM_TO | SAIRNCA8 | BONIVI_RINCON1_1 | 38 | 1 | 1 | RINCON2A | BONIVIEW2A | FROM_TO | 73521.13 | -0.01782 | 0.02665 | -0.76214 | 0.070988 | 80.5211 | -39.7698 | 0 | 2006.859 | 3101.619 | Competitive | 0 | 0 | 0 | 0 | 0 | 1 | 0 | Non-Competitive | Non-Competitive | Non-Competitive | Non-Competitive | Non-Competitive | 0 | 0 | 0 | 0 | 0 | 0 | 0 | 0 | 0 | 0 | 0 | 0 | 0 | 0 | 0
SAIRNCA8 BONIVI_RINCON1_1 TO_FROM | SAIRNCA8 | BONIVI_RINCON1_1 | 38 | 1 | 1 | RINCON2A | BONIVIEW2A | TO_FROM | 73521.13 | -0.02665 | 0.017818 | -0.07099 | 0.76214 | 53.6866 | -63.4685 | 0 | 3101.619 | 2006.859 | Competitive | 0 | 0 | 0 | 1 | 1 | 1 | 1 | Non-Competitive | Non-Competitive | Non-Competitive | Competitive | Competitive | 6 | 7 | 8 | 6 | 7 | 8 | 6 | 7 | 8 | 0 | 0 | 0 | 0 | 0 | 0
SAJORIO5 CELANE_KLEBER1_1 FROM_TO | SAJORIO5 | CELANE_KLEBER1_1 | 211 | 1 | 1 | CELANEBI4A | KLEBERG4A | FROM_TO | 73521.13 | -0.04648 | 0.35434 | -0.52028 | 0.35434 | 274.7301 | 120.6037 | 0 | 4076.289 | 3764.437 | Competitive | 0 | 0 | 0 | 0 | 0 | 1 | 1 | Non-Competitive | Non-Competitive | Non-Competitive | Non-Competitive | Non-Competitive | 12 | 13 | 14 | 12 | 13 | 14 | 12 | 13 | 14 | 12 | 13 | 14 | 12 | 13 | 14
SAJORIO5 CELANE_KLEBER1_1 TO_FROM | SAJORIO5 | CELANE_KLEBER1_1 | 211 | 1 | 1 | CELANEBI4A | KLEBERG4A | TO_FROM | 73521.13 | -0.35434 | 0.046477 | -0.35434 | 0.52028 | -70.7392 | -240.55 | 0 | 3764.437 | 4076.289 | Competitive | 0 | 0 | 0 | 0 | 0 | 1 | 1 | Non-Competitive | Non-Competitive | Non-Competitive | Non-Competitive | Non-Competitive | 5 | 9 | 11 | 5 | 9 | 11 | 5 | 9 | 11 | 5 | 9 | 11 | 5 | 9 | 11
SAJORIO5 CELANE_N_SHAR1_1 FROM_TO | SAJORIO5 | CELANE_N_SHAR1_1 | 211 | 1 | 1 | CELANEBI4A | N_SHARPE4A | FROM_TO | 73521.13 | -0.0558 | 0.64524 | -0.13691 | 0.64524 | -75.3284 | -257.14 | 0 | 7983.696 | 2687.674 | Competitive | 0 | 0 | 0 | 0 | 1 | 1 | 1 | Non-Competitive | Non-Competitive | Non-Competitive | Non-Competitive | Competitive | 8 | 10 | 10 | 8 | 10 | 10 | 8 | 10 | 10 | 8 | 10 | 10 | 0 | 0 | 0
SAJORIO5 CELANE_N_SHAR1_1 TO_FROM | SAJORIO5 | CELANE_N_SHAR1_1 | 211 | 1 | 1 | CELANEBI4A | N_SHARPE4A | TO_FROM | 73521.13 | -0.64524 | 0.055799 | -0.64524 | 0.13691 | 291.3369 | 125.0021 | 0 | 2687.674 | 7983.696 | Non-Competi | 0 | 0 | 0 | 0 | 0 | 1 | 1 | Non-Competitive | Non-Competitive | Non-Competitive | Non-Competitive | Non-Competitive | 1 | 7 | 10 | 1 | 7 | 10 | 1 | 7 | 10 | 1 | 7 | 10 | 1 | 7 | 10
SAJORIO5 LASPUL_RIOHON1_1 FROM_TO | SAJORIO5 | LASPUL_RIOHON1_1 | 216 | 1 | 1 | RIOHONDO4A | LASPULGA4A | FROM_TO | 73521.13 | -0.07148 | 0.075841 | -0.6476 | 0.10203 | 34.266 | -138.653 | 0 | 4200.048 | 10000 | Competitive | 0 | 0 | 0 | 0 | 0 | 1 | 1 | Non-Competitive | Non-Competitive | Non-Competitive | Non-Competitive | Non-Competitive | bar: 12 to 14
SAJORIO5 LASPUL_RIOHON1_1 TO_FROM | SAJORIO5 | LASPUL_RIOHON1_1 | 216 | 1 | 1 | RIOHONDO4A | LASPULGA4A | TO_FROM | 73521.13 | -0.07584 | 0.071485 | -0.10203 | 0.6476 | 141.6411 | 37.9384 | 0 | 10000 | 4200.048 | Competitive | 0 | 0 | 0 | 0 | 0 | 1 | 1 | Non-Competitive | Non-Competitive | Non-Competitive | Non-Competitive | Non-Competitive | 12 | 13 | 13 | 12 | 13 | 13 | 12 | 13 | 13 | 12 | 13 | 13 | 12 | 13 | 13
SAJORIO5 MV_YUT_RAYMND1_1 FROM_TO | SAJORIO5 | MV_YUT_RAYMND1_1 | 216 | 1 | 1 | RAYMND24A | YTURRIASUB8 | FROM_TO | 73521.13 | -0.08436 | 0.093528 | -0.62672 | 0.26548 | -19.2326 | -211.667 | 0 | 4096.787 | 5176.544 | Competitive | 0 | 0 | 0 | 0 | 0 | 1 | 1 | Non-Competitive | Non-Competitive | Non-Competitive | Non-Competitive | Non-Competitive | 5 | 5 | 5 | 5 | 5 | 5 | 5 | 5 | 5 | 5 | 5 | 5 | 5 | 5 | 5
SAJORIO5 MV_YUT_RAYMND1_1 TO_FROM | SAJORIO5 | MV_YUT_RAYMND1_1 | 216 | 1 | 1 | RAYMND24A | YTURRIASUB8 | TO_FROM | 73521.13 | -0.09353 | 0.084357 | -0.26548 | 0.62672 | 230.3134 | 105.811 | 0 | 5176.544 | 4096.787 | Competitive | 0 | 0 | 0 | 0 | 0 | 1 | 1 | Non-Competitive | Non-Competitive | Non-Competitive | Non-Competitive | Non-Competitive | 12 | 13 | 13 | 12 | 13 | 13 | 12 | 13 | 13 | 12 | 13 | 13 | 12 | 13 | 13
SAJORIO5 NEDIN_XC2_1 FROM_TO | SAJORIO5 | NEDIN_XC2_1 | 994 | 1 | 1 | NEDIN7A | LHEDM | FROM_TO | 73521.13 | -0.05419 | 0.72913 | -0.40126 | 0.76488 | -238.76 | -2086.9 | 0 | 4736.349 | 658.551 | Competitive | 1 | 1 | 1 | 1 | 1 | 1 | 1 | Competitive | Competitive | Competitive | Competitive | Competitive | 0 | 0 | 0 | 0 | 0 | 0 | 0 | 0 | 0 | 0 | 0 | 0 | 0 | 0 | 0
SAJORIO5 NEDIN_XC2_1 TO_FROM | SAJORIO5 | NEDIN_XC2_1 | 994 | 1 | 1 | NEDIN7A | LHEDM | TO_FROM | 73521.13 | -0.72913 | 0.054186 | -0.76488 | 0.40126 | 2101.228 | 1266.281 | 0 | 658.551 | 4736.349 | Non-Competi | 0 | 0 | 0 | 0 | 0 | 0 | 1 | Non-Competitive | Non-Competitive | Non-Competitive | Non-Competitive | Non-Competitive | 9 | 14 | 14 | 9 | 14 | 14 | 9 | 14 | 14 | 9 | 14 | 14 | 9 | 14 | 14
SAJORIO5 RAYMND_RAYMON1_1 FROM_TO | SAJORIO5 | RAYMND_RAYMON1_1 | 38 | 1 | 1 | RAYMND22A | RAYMOND12A | FROM_TO | 73521.13 | -0.01814 | 0.012423 | -0.60577 | 0.26181 | 55.7077 | 34.8123 | 0 | 10000 | 3649.912 | Competitive | 0 | 0 | 0 | 0 | 0 | 1 | 0 | Non-Competitive | Non-Competitive | Non-Competitive | Non-Competitive | Non-Competitive | 0 | 0 | 0 | 0 | 0 | 0 | 0 | 0 | 0 | 0 | 0 | 0 | 0 | 0 | 0
SAJORIO5 RAYMND_RAYMON1_1 TO_FROM | SAJORIO5 | RAYMND_RAYMON1_1 | 38 | 1 | 1 | RAYMND22A | RAYMOND12A | TO_FROM | 73521.13 | -0.01242 | 0.018136 | -0.26181 | 0.60577 | -20.3733 | -55.1033 | 0 | 3649.912 | 10000 | Competitive | 0 | 0 | 0 | 0 | 0 | 1 | 0 | Non-Competitive | Non-Competitive | Non-Competitive | Non-Competitive | Non-Competitive | 0 | 0 | 0 | 0 | 0 | 0 | 0 | 0 | 0 | 0 | 0 | 0 | 0 | 0 | 0
SALAN_28 AIRLIN_CABANI1_1 FROM_TO | SALAN_28 | AIRLIN_CABANI1_1 | 320 | 0 | 0 | AIRLINE4A | CABANISS4A | FROM_TO | 73521.13 | -0.07575 | 0.38069 | -0.22101 | 0.56685 | 348.2081 | -171.166 | 0 | 9892.715 | 4619.796 | Competitive | 0 | 0 | 0 | 0 | 0 | 1 | 1 | Non-Competitive | Non-Competitive | Non-Competitive | Non-Competitive | Non-Competitive | 6 | 6 | 6 | 6 | 6 | 6 | 6 | 6 | 6 | 6 | 6 | 6 | 6 | 6 | 6
SALAN_28 AIRLIN_CABANI1_1 TO_FROM | SALAN_28 | AIRLIN_CABANI1_1 | 320 | 0 | 0 | AIRLINE4A | CABANISS4A | TO_FROM | 73521.13 | -0.38069 | 0.07575 | -0.56685 | 0.22101 | 221.5289 | 36.2548 | 0 | 4619.796 | 9892.715 | Competitive | 0 | 0 | 0 | 0 | 0 | 1 | 1 | Non-Competitive | Non-Competitive | Non-Competitive | Non-Competitive | Non-Competitive | 4 | 4 | 4 | 4 | 4 | 4 | 4 | 4 | 4 | 4 | 4 | 4 | 4 | 4 | 4
SALIKIN8 FALFUR_69A1 FROM_TO | SALIKIN8 | FALFUR_69A1 | 41 | 1 | 1 | FALFUR2A | FALFUR4A | FROM_TO | 73521.13 | -0.01618 | 0.002142 | -0.06611 | 0.78367 | -17.3521 | -36.901 | 0 | 2391.677 | 3617.262 | Competitive | 0 | 0 | 0 | 0 | 0 | 1 | 0 | Non-Competitive | Non-Competitive | Non-Competitive | Non-Competitive | Non-Competitive | 0 | 0 | 0 | 0 | 0 | 0 | 0 | 0 | 0 | 0 | 0 | 0 | 0 | 0 | 0
SALIKIN8 FALFUR_69A1 TO_FROM | SALIKIN8 | FALFUR_69A1 | 41 | 1 | 1 | FALFUR2A | FALFUR4A | TO_FROM | 73521.13 | -0.00214 | 0.016181 | -0.78367 | 0.066106 | 45.6386 | 19.0159 | 0 | 3617.262 | 2391.677 | Competitive | 0 | 0 | 0 | 1 | 1 | 1 | 0 | Non-Competitive | Non-Competitive | Non-Competitive | Non-Competitive | Non-Competitive | 0 | 0 | 0 | 0 | 0 | 0 | 0 | 0 | 0 | 0 | 0 | 0 | 0 | 0 | 0
SAMGJEW8 2310__C FROM_TO | SAMGJEW8 | 2310__C | 36 | 6 | 6 | NAVARRO1_9 | RICHLAND1_9 | FROM_TO | 73521.13 | 0 | 0.000482 | -0.99952 | 0.000482 | 35.4376 | 35.433 | 0 | 696.487 | 0 | Competitive | 1 | 1 | 1 | 1 | 1 | 1 | 0 | Non-Competitive | Non-Competitive | Non-Competitive | Non-Competitive | Non-Competitive | 0 | 0 | 0 | 0 | 0 | 0 | 0 | 0 | 0 | 0 | 0 | 0 | 0 | 0 | 0
SAMGJEW8 2310__C TO_FROM | SAMGJEW8 | 2310__C | 36 | 6 | 6 | NAVARRO1_9 | RICHLAND1_9 | TO_FROM | 73521.13 | -0.00048 | 0 | -0.00048 | 0.99952 | -35.4376 | -35.433 | 0 | 0 | 696.487 | Competitive | 1 | 1 | 1 | 1 | 1 | 1 | 0 | Non-Competitive | Non-Competitive | Non-Competitive | Non-Competitive | Non-Competitive | 0 | 0 | 0 | 0 | 0 | 0 | 0 | 0 | 0 | 0 | 0 | 0 | 0 | 0 | 0
SAMGJEW8 2310__D FROM_TO | SAMGJEW8 | 2310__D | 36 | 6 | 6 | RICHLAND1_9 | WRTHMPOD_9 | FROM_TO | 73521.13 | 0 | 0.000453 | -0.99955 | 0.000453 | 33.2953 | 33.291 | 0 | 696.487 | 0 | Competitive | 1 | 1 | 1 | 1 | 1 | 1 | 0 | Non-Competitive | Non-Competitive | Non-Competitive | Non-Competitive | Non-Competitive | 0 | 0 | 0 | 0 | 0 | 0 | 0 | 0 | 0 | 0 | 0 | 0 | 0 | 0 | 0
SAMGJEW8 2310__D TO_FROM | SAMGJEW8 | 2310__D | 36 | 6 | 6 | RICHLAND1_9 | WRTHMPOD_9 | TO_FROM | 73521.13 | -0.00045 | 0 | -0.00045 | 0.99955 | -33.2953 | -33.291 | 0 | 0 | 696.487 | Competitive | 1 | 1 | 1 | 1 | 1 | 1 | 0 | Non-Competitive | Non-Competitive | Non-Competitive | Non-Competitive | Non-Competitive | 0 | 0 | 0 | 0 | 0 | 0 | 0 | 0 | 0 | 0 | 0 | 0 | 0 | 0 | 0
SASPPAI8 ASPM_69T1 FROM_TO | SASPPAI8 | ASPM_69T1 | 69 | 1 | 1 | ASPM2A | ASPM4A | FROM_TO | 73521.13 | -0.21865 | 0.004724 | -0.45331 | 0.38602 | 24.4429 | -59.5613 | 0 | 2987.747 | 7050.649 | Competitive | 0 | 0 | 0 | 0 | 0 | 1 | 1 | Non-Competitive | Non-Competitive | Non-Competitive | Non-Competitive | Non-Competitive | 3 | 4 | 7 | 3 | 4 | 7 | 3 | 4 | 7 | 3 | 4 | 7 | 3 | 4 | 7
SASPPAI8 ASPM_69T1 TO_FROM | SASPPAI8 | ASPM_69T1 | 69 | 1 | 1 | ASPM2A | ASPM4A | TO_FROM | 73521.13 | -0.00472 | 0.21865 | -0.38602 | 0.45331 | 106.2375 | -18.6781 | 0 | 7050.649 | 2987.747 | Competitive | 0 | 0 | 0 | 0 | 1 | 1 | 0 | Non-Competitive | Non-Competitive | Non-Competitive | Non-Competitive | Non-Competitive | 0 | 0 | 0 | 0 | 0 | 0 | 0 | 0 | 0 | 0 | 0 | 0 | 0 | 0 | 0
SASPPAI8 ASPM_CONA1_1 FROM_TO | SASPPAI8 | ASPM_CONA1_1 | 30 | 1 | 1 | ASPM2A | CONA2A | FROM_TO | 73521.13 | -0.01436 | 0.10556 | -0.59211 | 0.31835 | 28.3031 | -14.8131 | 0 | 7262.849 | 5207.624 | Competitive | 0 | 0 | 0 | 0 | 0 | 1 | 0 | Non-Competitive | Non-Competitive | Non-Competitive | Non-Competitive | Non-Competitive | 0 | 0 | 0 | 0 | 0 | 0 | 0 | 0 | 0 | 0 | 0 | 0 | 0 | 0 | 0
SASPPAI8 ASPM_CONA1_1 TO_FROM | SASPPAI8 | ASPM_CONA1_1 | 30 | 1 | 1 | ASPM2A | CONA2A | TO_FROM | 73521.13 | -0.10556 | 0.014365 | -0.31835 | 0.59211 | 17.2157 | -7.2329 | 0 | 5207.624 | 7262.849 | Competitive | 0 | 0 | 0 | 0 | 0 | 1 | 1 | Non-Competitive | Non-Competitive | Non-Competitive | Non-Competitive | Non-Competitive | 3 | 5 | 7 | 3 | 5 | 7 | 3 | 5 | 7 | 3 | 5 | 7 | 3 | 5 | 7
SASPPAI8 MATA_PADR1_1 FROM_TO | SASPPAI8 | MATA_PADR1_1 | 214 | 1 | 1 | PADR2A | MATA2A | FROM_TO | 73521.13 | -0.55043 | 0.002893 | -0.55043 | 0.1875 | 29.1949 | -40.2688 | 0 | 3045.086 | 8594.931 | Competitive | 0 | 0 | 0 | 0 | 0 | 1 | 1 | Non-Competitive | Non-Competitive | Non-Competitive | Non-Competitive | Non-Competitive | 1 | 4 | 4 | 1 | 4 | 4 | 1 | 4 | 4 | 1 | 4 | 4 | 1 | 4 | 4
SASPPAI8 MATA_PADR1_1 TO_FROM | SASPPAI8 | MATA_PADR1_1 | 214 | 1 | 1 | PADR2A | MATA2A | TO_FROM | 73521.13 | -0.00289 | 0.55043 | -0.1875 | 0.55043 | 71.8848 | -27.4382 | 0 | 8594.931 | 3045.086 | Competitive | 0 | 0 | 0 | 0 | 0 | 1 | 0 | Non-Competitive | Non-Competitive | Non-Competitive | Non-Competitive | Non-Competitive | 0 | 0 | 0 | 0 | 0 | 0 | 0 | 0 | 0 | 0 | 0 | 0 | 0 | 0 | 0
SASPSPU8 PADR_PADU1_1 FROM_TO | SASPSPU8 | PADR_PADU1_1 | 214 | 0 | 0 | PADR2A | PADU2A | FROM_TO | 73521.13 | -0.00269 | 0.5437 | -0.16982 | 0.81153 | 61.7335 | -24.0377 | 0 | 9190.59 | 3375.81 | Competitive | 0 | 0 | 0 | 0 | 0 | 1 | 0 | Non-Competitive | Non-Competitive | Non-Competitive | Non-Competitive | Non-Competitive | 0 | 0 | 0 | 0 | 0 | 0 | 0 | 0 | 0 | 0 | 0 | 0 | 0 | 0 | 0
SASPSPU8 PADR_PADU1_1 TO_FROM | SASPSPU8 | PADR_PADU1_1 | 214 | 0 | 0 | PADR2A | PADU2A | TO_FROM | 73521.13 | -0.5437 | 0.002691 | -0.81153 | 0.16982 | 25.6466 | -30.6006 | 0 | 3375.81 | 9190.59 | Competitive | 0 | 0 | 0 | 0 | 0 | 1 | 1 | Non-Competitive | Non-Competitive | Non-Competitive | Non-Competitive | Non-Competitive | 1 | 1 | 2 | 1 | 1 | 2 | 1 | 1 | 2 | 1 | 1 | 2 | 1 | 1 | 2
SASPSPU8 SPUR_69_1 FROM_TO | SASPSPU8 | SPUR_69_1 | 62 | 0 | 0 | SPUR2A | SPUR4A | FROM_TO | 73521.13 | -0.12792 | 0.37802 | -0.12792 | 0.70218 | 25.7175 | -45.2862 | 0 | 10000 | 7736.408 | Competitive | 0 | 0 | 0 | 0 | 0 | 1 | 1 | Non-Competitive | Non-Competitive | Non-Competitive | Non-Competitive | Non-Competitive | 3 | 4 | 6 | 3 | 4 | 6 | 3 | 4 | 6 | 3 | 4 | 6 | 3 | 4 | 6
SASPSPU8 SPUR_69_1 TO_FROM | SASPSPU8 | SPUR_69_1 | 62 | 0 | 0 | SPUR2A | SPUR4A | TO_FROM | 73521.13 | -0.37802 | 0.12792 | -0.70218 | 0.12792 | 72.8294 | -4.5585 | 0 | 7736.408 | 10000 | Non-Competi | 0 | 0 | 0 | 0 | 0 | 1 | 1 | Non-Competitive | Non-Competitive | Non-Competitive | Non-Competitive | Non-Competitive | bar: 3 to 7
SAVEJOL8 372T359_1 FROM_TO | SAVEJOL8 | 372T359_1 | 227 | 1 | 1 | L_GABRIE8_1Y | L_GLASSC8_1Y | FROM_TO | 73521.13 | -0.09221 | 0.007571 | -0.7197 | 0.15048 | 268.6394 | 75.1461 | 0 | 1533.2 | 10000 | Competitive | 0 | 0 | 0 | 0 | 0 | 1 | 1 | Non-Competitive | Non-Competitive | Non-Competitive | Non-Competitive | Non-Competitive | 12 | 12 | 12 | 12 | 12 | 12 | 12 | 12 | 12 | 12 | 12 | 12 | 12 | 12 | 12
SAVEJOL8 372T359_1 TO_FROM | SAVEJOL8 | 372T359_1 | 227 | 1 | 1 | L_GABRIE8_1Y | L_GLASSC8_1Y | TO_FROM | 73521.13 | -0.00757 | 0.092209 | -0.15048 | 0.7197 | -7.9941 | -174.193 | 0 | 10000 | 1533.2 | Competitive | 0 | 0 | 1 | 1 | 1 | 1 | 0 | Non-Competitive | Non-Competitive | Non-Competitive | Non-Competitive | Non-Competitive | 0 | 0 | 0 | 0 | 0 | 0 | 0 | 0 | 0 | 0 | 0 | 0 | 0 | 0 | 0
SAVMBSP8 6250__A FROM_TO | SAVMBSP8 | 6250__A | 143 | 5 | 5 | BIGSPRIG_8 | COSDEN_8 | FROM_TO | 73521.13 | -0.02308 | 0.39802 | -0.57061 | 0.41208 | 162.4812 | -63.8188 | 0 | 3480.09 | 6697.86 | Competitive | 0 | 0 | 0 | 0 | 0 | 1 | 1 | Non-Competitive | Non-Competitive | Non-Competitive | Non-Competitive | Non-Competitive | 6 | 6 | 6 | 6 | 6 | 6 | 6 | 6 | 6 | 6 | 6 | 6 | 6 | 6 | 6
SAVMBSP8 6250__A TO_FROM | SAVMBSP8 | 6250__A | 143 | 5 | 5 | BIGSPRIG_8 | COSDEN_8 | TO_FROM | 73521.13 | -0.39802 | 0.023084 | -0.41208 | 0.57061 | 90.5592 | -113.123 | 0 | 6697.86 | 3480.09 | Competitive | 0 | 0 | 0 | 0 | 0 | 1 | 1 | Non-Competitive | Non-Competitive | Non-Competitive | Non-Competitive | Non-Competitive | 9 | 10 | 11 | 9 | 10 | 11 | 9 | 10 | 11 | 9 | 10 | 11 | 9 | 10 | 11
SAVMBSP8 6620__A FROM_TO | SAVMBSP8 | 6620__A | 40 | 5 | 5 | STANTON_E_9 | MARTINCAP_9 | FROM_TO | 73521.13 | -0.00919 | 0.080455 | -0.75456 | 0.20582 | 34.8374 | -10.4075 | 0 | 9768.662 | 1928.437 | Competitive | 0 | 0 | 1 | 1 | 1 | 1 | 0 | Non-Competitive | Non-Competitive | Non-Competitive | Non-Competitive | Non-Competitive | 0 | 0 | 0 | 0 | 0 | 0 | 0 | 0 | 0 | 0 | 0 | 0 | 0 | 0 | 0
SAVMBSP8 6620__A TO_FROM | SAVMBSP8 | 6620__A | 40 | 5 | 5 | STANTON_E_9 | MARTINCAP_9 | TO_FROM | 73521.13 | -0.08046 | 0.009187 | -0.20582 | 0.75456 | 17.2461 | -23.4123 | 0 | 1928.437 | 9768.662 | Competitive | 0 | 0 | 0 | 0 | 0 | 1 | 1 | Non-Competitive | Non-Competitive | Non-Competitive | Non-Competitive | Non-Competitive | bar: 9 to 11
SAVMBSP8 BSPSW_FMR1 FROM_TO | SAVMBSP8 | BSPSW_FMR1 | 116 | 5 | 5 | BIGSPRIG_8 | BIGSPRIG_9 | FROM_TO | 73521.13 | -0.5229 | 0.16602 | -0.56595 | 0.17405 | 95.8982 | -3.5976 | 0 | 4047.005 | 5018.06 | Competitive | 0 | 0 | 0 | 0 | 0 | 1 | 1 | Non-Competitive | Non-Competitive | Non-Competitive | Non-Competitive | Non-Competitive | 2 | 2 | 2 | 2 | 2 | 2 | 2 | 2 | 2 | 2 | 2 | 2 | 2 | 2 | 2
SAVMBSP8 BSPSW_FMR1 TO_FROM | SAVMBSP8 | BSPSW_FMR1 | 116 | 5 | 5 | BIGSPRIG_8 | BIGSPRIG_9 | TO_FROM | 73521.13 | -0.16602 | 0.5229 | -0.17405 | 0.56595 | 20.9879 | -75.739 | 0 | 5018.06 | 4047.005 | Competitive | 0 | 0 | 0 | 0 | 0 | 1 | 1 | Non-Competitive | Non-Competitive | Non-Competitive | Non-Competitive | Non-Competitive | 3 | 4 | 4 | 3 | 4 | 4 | 3 | 4 | 4 | 3 | 4 | 4 | 3 | 4 | 4
SAZSL8 PRTTLR84_A FROM_TO | SAZSL8 | PRTTLR84_A | 216 | 1 | 1 | PORT____138A | TAYLOR__8010 | FROM_TO | 73521.13 | -0.23401 | 0.057632 | -0.6558 | 0.31884 | 328.4803 | -78.7953 | 0 | 2922.226 | 4096.833 | Competitive | 0 | 0 | 0 | 0 | 0 | 1 | 1 | Non-Competitive | Non-Competitive | Non-Competitive | Non-Competitive | Non-Competitive | 14 | 18 | 18 | 14 | 18 | 18 | 14 | 18 | 18 | 14 | 18 | 18 | 14 | 18 | 18
SAZSL8 PRTTLR84_A TO_FROM | SAZSL8 | PRTTLR84_A | 216 | 1 | 1 | PORT____138A | TAYLOR__8010 | TO_FROM | 73521.13 | -0.05763 | 0.23401 | -0.31884 | 0.6558 | 241.8107 | -284.747 | 0 | 4096.833 | 2922.226 | Competitive | 0 | 0 | 0 | 0 | 1 | 1 | 1 | Non-Competitive | Non-Competitive | Non-Competitive | Non-Competitive | Competitive | 22 | 23 | 29 | 22 | 23 | 29 | 22 | 23 | 29 | 22 | 23 | 29 | 0 | 0 | 0
SBATPAL8 2585_1 FROM_TO | SBATPAL8 | 2585_1 | 122 | 1 | 1 | MOORESUB8 | DOWNIESUB8 | FROM_TO | 73521.13 | -0.17813 | 0.063349 | -0.43502 | 0.11687 | 228.7194 | -113.032 | 0 | 10000 | 3099.464 | Competitive | 0 | 0 | 0 | 0 | 0 | 1 | 1 | Non-Competitive | Non-Competitive | Non-Competitive | Non-Competitive | Non-Competitive | 12 | 14 | 17 | 12 | 14 | 17 | 12 | 14 | 17 | 12 | 14 | 17 | 12 | 14 | 17
SBATPAL8 2585_1 TO_FROM | SBATPAL8 | 2585_1 | 122 | 1 | 1 | MOORESUB8 | DOWNIESUB8 | TO_FROM | 73521.13 | -0.06335 | 0.17813 | -0.11687 | 0.43502 | 171.5625 | -201.913 | 0 | 3099.464 | 10000 | Competitive | 0 | 0 | 0 | 0 | 0 | 1 | 1 | Non-Competitive | Non-Competitive | Non-Competitive | Non-Competitive | Non-Competitive | 27 | 27 | 27 | 27 | 27 | 27 | 27 | 27 | 27 | 27 | 27 | 27 | 27 | 27 | 27
SBATPEA8 2585_1 FROM_TO | SBATPEA8 | 2585_1 | 122 | 1 | 1 | MOORESUB8 | DOWNIESUB8 | FROM_TO | 73521.13 | -0.16283 | 0.099761 | -0.39751 | 0.14293 | 220.4787 | -104.334 | 0 | 10000 | 2846.051 | Competitive | 0 | 0 | 0 | 0 | 1 | 1 | 1 | Non-Competitive | Non-Competitive | Non-Competitive | Non-Competitive | Competitive | 13 | 15 | 18 | 13 | 15 | 18 | 13 | 15 | 18 | 13 | 15 | 18 | 0 | 0 | 0
SBATPEA8 2585_1 TO_FROM | SBATPEA8 | 2585_1 | 122 | 1 | 1 | MOORESUB8 | DOWNIESUB8 | TO_FROM | 73521.13 | -0.09976 | 0.16283 | -0.14293 | 0.39751 | 156.8729 | -184.144 | 0 | 2846.051 | 10000 | Competitive | 0 | 0 | 0 | 0 | 0 | 1 | 1 | Non-Competitive | Non-Competitive | Non-Competitive | Non-Competitive | Non-Competitive | 27 | 27 | 27 | 27 | 27 | 27 | 27 | 27 | 27 | 27 | 27 | 27 | 27 | 27 | 27
SBATPEA8 PEARSALL_69_4 FROM_TO | SBATPEA8 | PEARSALL_69_4 | 143 | 1 | 1 | PEARSALLSW8 | PEARSALLSW9 | FROM_TO | 73521.13 | -0.67046 | 0.20141 | -0.67046 | 0.20141 | 120.8921 | 19.9593 | 0 | 10000 | 10000 | Competitive | 0 | 0 | 0 | 0 | 0 | 1 | 1 | Non-Competitive | Non-Competitive | Non-Competitive | Non-Competitive | Non-Competitive | 3 | 3 | 3 | 3 | 3 | 3 | 3 | 3 | 3 | 3 | 3 | 3 | 3 | 3 | 3
SBATPEA8 PEARSALL_69_4 TO_FROM | SBATPEA8 | PEARSALL_69_4 | 143 | 1 | 1 | PEARSALLSW8 | PEARSALLSW9 | TO_FROM | 73521.13 | -0.20141 | 0.67046 | -0.20141 | 0.67046 | 41.5126 | -72.6998 | 0 | 10000 | 10000 | Competitive | 0 | 0 | 0 | 0 | 0 | 1 | 1 | Non-Competitive | Non-Competitive | Non-Competitive | Non-Competitive | Non-Competitive | 24 | 24 | 24 | 24 | 24 | 24 | 24 | 24 | 24 | 24 | 24 | 24 | 24 | 24 | 24
SBBSJE15 50__A FROM_TO | SBBSJE15 | 50__A | 1098 | 0 | 0 | BIGBRN__5 | JEWETT_N5 | FROM_TO | 73521.13 | -0.08356 | 0.20739 | -0.18942 | 0.20739 | 2009.972 | -962.01 | 0 | 2377 | 1317.294 | Competitive | 0 | 1 | 1 | 1 | 1 | 1 | 1 | Non-Competitive | Competitive | Competitive | Competitive | Competitive | 87 | 120 | 225 | 0 | 0 | 0 | 0 | 0 | 0 | 0 | 0 | 0 | 0 | 0 | 0
SBBSJE15 50__A TO_FROM | SBBSJE15 | 50__A | 1098 | 0 | 0 | BIGBRN__5 | JEWETT_N5 | TO_FROM | 73521.13 | -0.20739 | 0.08356 | -0.20739 | 0.18942 | 2389.707 | -241.064 | 0 | 1317.294 | 2377 | Competitive | 0 | 0 | 0 | 1 | 1 | 1 | 1 | Non-Competitive | Non-Competitive | Non-Competitive | Competitive | Competitive | 45 | 102 | 131 | 45 | 102 | 131 | 45 | 102 | 131 | 0 | 0 | 0 | 0 | 0 | 0
SBBSJE25 50__A FROM_TO | SBBSJE25 | 50__A | 1098 | 1 | 1 | BIGBRN__5 | JEWETT_N5 | FROM_TO | 73521.13 | -0.1056 | 0.28125 | -0.19447 | 0.28125 | 2620.473 | -1326.26 | 0 | 2435.16 | 1311.4 | Competitive | 0 | 1 | 1 | 1 | 1 | 1 | 1 | Non-Competitive | Competitive | Competitive | Competitive | Competitive | 87 | 120 | 225 | 0 | 0 | 0 | 0 | 0 | 0 | 0 | 0 | 0 | 0 | 0 | 0
SBBSJE25 50__A TO_FROM | SBBSJE25 | 50__A | 1098 | 1 | 1 | BIGBRN__5 | JEWETT_N5 | TO_FROM | 73521.13 | -0.28125 | 0.1056 | -0.28125 | 0.19447 | 3200.811 | -265.455 | 0 | 1311.4 | 2435.16 | Competitive | 0 | 0 | 0 | 1 | 1 | 1 | 1 | Non-Competitive | Non-Competitive | Non-Competitive | Competitive | Competitive | 45 | 102 | 131 | 45 | 102 | 131 | 45 | 102 | 131 | 0 | 0 | 0 | 0 | 0 | 0
SBBSJEW5 40__A FROM_TO | SBBSJEW5 | 40__A | 1098 | 1 | 1 | BIGBRN__5 | JEWETT_S5 | FROM_TO | 73521.13 | -0.09717 | 0.27958 | -0.19483 | 0.27958 | 2416.079 | -1356.69 | 0 | 2537.87 | 1291.21 | Competitive | 0 | 1 | 1 | 1 | 1 | 1 | 1 | Non-Competitive | Competitive | Competitive | Competitive | Competitive | 87 | 116 | 225 | 0 | 0 | 0 | 0 | 0 | 0 | 0 | 0 | 0 | 0 | 0 | 0
SBBSJEW5 40__A TO_FROM | SBBSJEW5 | 40__A | 1098 | 1 | 1 | BIGBRN__5 | JEWETT_S5 | TO_FROM | 73521.13 | -0.27958 | 0.097169 | -0.27958 | 0.19482 | 3110.71 | -159.046 | 0 | 1291.21 | 2537.87 | Competitive | 0 | 0 | 0 | 0 | 1 | 1 | 1 | Non-Competitive | Non-Competitive | Non-Competitive | Non-Competitive | Competitive | 45 | 102 | 131 | 45 | 102 | 131 | 45 | 102 | 131 | 45 | 102 | 131 | 0 | 0 | 0
SBBSRC25 TRSES_MR6H FROM_TO | SBBSRC25 | TRSES_MR6H | 348 | 1 | 1 | TRINDAD1_5 | TRSES6_1 | FROM_TO | 73521.13 | -0.66143 | 0.15543 | -0.66143 | 0.15543 | 300.1783 | -29.8687 | 0 | 6686.479 | 9707.55 | Competitive | 0 | 0 | 0 | 0 | 0 | 1 | 1 | Non-Competitive | Non-Competitive | Non-Competitive | Non-Competitive | Non-Competitive | bar: 9 to 11
SBBSRC25 TRSES_MR6H TO_FROM | SBBSRC25 | TRSES_MR6H | 348 | 1 | 1 | TRINDAD1_5 | TRSES6_1 | TO_FROM | 73521.13 | -0.15543 | 0.66143 | -0.15543 | 0.66143 | 210.5846 | -182.185 | 0 | 9707.55 | 6686.479 | Competitive | 0 | 0 | 0 | 0 | 0 | 1 | 1 | Non-Competitive | Non-Competitive | Non-Competitive | Non-Competitive | Non-Competitive | 8 | 8 | 12 | 8 | 8 | 12 | 8 | 8 | 12 | 8 | 8 | 12 | 8 | 8 | 12
SBCETM25 425__A FROM_TO | SBCETM25 | 425__A | 1065 | 1 | 1 | TEMP_SS__5 | BELL_E_5 | FROM_TO | 73521.13 | -0.20449 | 0.098559 | -0.64859 | 0.21145 | 1093.879 | -659.217 | 0 | 822.918 | 1839.486 | Competitive | 0 | 0 | 1 | 1 | 1 | 1 | 1 | Non-Competitive | Non-Competitive | Competitive | Competitive | Competitive | 97 | 97 | 116 | 97 | 97 | 116 | 0 | 0 | 0 | 0 | 0 | 0 | 0 | 0 | 0
SBCETM25 425__A TO_FROM | SBCETM25 | 425__A | 1065 | 1 | 1 | TEMP_SS__5 | BELL_E_5 | TO_FROM | 73521.13 | -0.09856 | 0.20449 | -0.21145 | 0.64859 | 1423.17 | -676.388 | 0 | 1839.486 | 822.918 | Competitive | 1 | 1 | 1 | 1 | 1 | 1 | 1 | Competitive | Competitive | Competitive | Competitive | Competitive | 0 | 0 | 0 | 0 | 0 | 0 | 0 | 0 | 0 | 0 | 0 | 0 | 0 | 0 | 0
SBCKCGR8 6430__C FROM_TO | SBCKCGR8 | 6430__C | 179 | 1 | 1 | MOSS_8 | AMOCNCTA_8 | FROM_TO | 73521.13 | -0.1829 | 0.014396 | -0.63523 | 0.061563 | 196.2421 | 65.1582 | 0 | 4621.684 | 2917.169 | Non-Competi | 0 | 0 | 0 | 0 | 1 | 1 | 1 | Non-Competitive | Non-Competitive | Non-Competitive | Non-Competitive | Competitive | 10 | 14 | 17 | 10 | 14 | 17 | 10 | 14 | 17 | 10 | 14 | 17 | 0 | 0 | 0
SBCKCGR8 6430__C TO_FROM | SBCKCGR8 | 6430__C | 179 | 1 | 1 | MOSS_8 | AMOCNCTA_8 | TO_FROM | 73521.13 | -0.0144 | 0.1829 | -0.06156 | 0.63523 | -7.2476 | -179.836 | 0 | 2917.169 | 4621.684 | Competitive | 0 | 0 | 0 | 0 | 0 | 1 | 0 | Non-Competitive | Non-Competitive | Non-Competitive | Non-Competitive | Non-Competitive | 0 | 0 | 0 | 0 | 0 | 0 | 0 | 0 | 0 | 0 | 0 | 0 | 0 | 0 | 0
SBCKCGR8 6437__C FROM_TO | SBCKCGR8 | 6437__C | 393 | 1 | 1 | GOLDENSW_8 | BRAND_8 | FROM_TO | 73521.13 | -0.61951 | 0.12591 | -0.8669 | 0.12591 | 206.8062 | 11.3446 | 0 | 4444.571 | 9470.768 | Competitive | 0 | 0 | 0 | 0 | 0 | 1 | 1 | Non-Competitive | Non-Competitive | Non-Competitive | Non-Competitive | Non-Competitive | 2 | 2 | 2 | 2 | 2 | 2 | 2 | 2 | 2 | 2 | 2 | 2 | 2 | 2 | 2
SBCKCGR8 6437__C TO_FROM | SBCKCGR8 | 6437__C | 393 | 1 | 1 | GOLDENSW_8 | BRAND_8 | TO_FROM | 73521.13 | -0.12591 | 0.61951 | -0.12591 | 0.8669 | 97.8496 | -165.256 | 0 | 9470.768 | 4444.571 | Competitive | 0 | 0 | 0 | 0 | 0 | 1 | 1 | Non-Competitive | Non-Competitive | Non-Competitive | Non-Competitive | Non-Competitive | 6 | 6 | 7 | 6 | 6 | 7 | 6 | 6 | 7 | 6 | 6 | 7 | 6 | 6 | 7
SBCKCGR8 6611__D FROM_TO | SBCKCGR8 | 6611__D | 195 | 1 | 1 | LAMESA_9 | SPARNBRG_9 | FROM_TO | 73521.13 | -0.06363 | 0.11313 | -0.4998 | 0.29737 | 36.0885 | -51.6515 | 0 | 5633.809 | 2877.556 | Competitive | 0 | 0 | 0 | 0 | 1 | 1 | 1 | Non-Competitive | Non-Competitive | Non-Competitive | Non-Competitive | Competitive | 4 | 5 | 6 | 4 | 5 | 6 | 4 | 5 | 6 | 4 | 5 | 6 | 0 | 0 | 0
SBCKCGR8 6611__D TO_FROM | SBCKCGR8 | 6611__D | 195 | 1 | 1 | LAMESA_9 | SPARNBRG_9 | TO_FROM | 73521.13 | -0.11313 | 0.06363 | -0.29737 | 0.4998 | 56.6756 | -16.337 | 0 | 2877.556 | 5633.809 | Competitive | 0 | 0 | 0 | 0 | 0 | 1 | 1 | Non-Competitive | Non-Competitive | Non-Competitive | Non-Competitive | Non-Competitive | 2 | 12 | 16 | 2 | 12 | 16 | 2 | 12 | 16 | 2 | 12 | 16 | 2 | 12 | 16
SBCKCGR8 6765__C FROM_TO | SBCKCGR8 | 6765__C | 42 | 1 | 1 | COGDELTA_9 | PLAINVTA_9 | FROM_TO | 73521.13 | 0 | 0 | -1 | 0 | 0 | 0 | 0 | 0 | 0 | Competitive | 1 | 1 | 1 | 1 | 1 | 1 | 0 | Non-Competitive | Non-Competitive | Non-Competitive | Non-Competitive | Non-Competitive | 0 | 0 | 0 | 0 | 0 | 0 | 0 | 0 | 0 | 0 | 0 | 0 | 0 | 0 | 0
SBCKCGR8 6765__C TO_FROM | SBCKCGR8 | 6765__C | 42 | 1 | 1 | COGDELTA_9 | PLAINVTA_9 | TO_FROM | 73521.13 | 0 | 0 | 0 | 1 | 0 | 0 | 0 | 0 | 0 | Competitive | 1 | 1 | 1 | 1 | 1 | 1 | 0 | Non-Competitive | Non-Competitive | Non-Competitive | Non-Competitive | Non-Competitive | 0 | 0 | 0 | 0 | 0 | 0 | 0 | 0 | 0 | 0 | 0 | 0 | 0 | 0 | 0
SBCKCGR8 6765__D FROM_TO | SBCKCGR8 | 6765__D | 42 | 1 | 1 | SNYDER_9 | PLAINVTA_9 | FROM_TO | 73521.13 | 0 | 0 | 0 | 0 | 0 | 0 | 0 | 0 | 0 | Competitive | 1 | 1 | 1 | 1 | 1 | 1 | 0 | Non-Competitive | Non-Competitive | Non-Competitive | Non-Competitive | Non-Competitive | 0 | 0 | 0 | 0 | 0 | 0 | 0 | 0 | 0 | 0 | 0 | 0 | 0 | 0 | 0
SBCKCGR8 6765__D TO_FROM | SBCKCGR8 | 6765__D | 42 | 1 | 1 | SNYDER_9 | PLAINVTA_9 | TO_FROM | 73521.13 | 0 | 0 | 0 | 0 | 0 | 0 | 0 | 0 | 0 | Competitive | 1 | 1 | 1 | 1 | 1 | 1 | 0 | Non-Competitive | Non-Competitive | Non-Competitive | Non-Competitive | Non-Competitive | 0 | 0 | 0 | 0 | 0 | 0 | 0 | 0 | 0 | 0 | 0 | 0 | 0 | 0 | 0
SBCKCGR8 ECRSW_FMR1 FROM_TO | SBCKCGR8 | ECRSW_FMR1 | 28 | 1 | 1 | ENSCRKSS_9 | ENSCRKSS_8 | FROM_TO | 73521.13 | -0.00026 | 0 | -0.00026 | 0.99974 | -19.3735 | -19.371 | 0 | 0 | 696.487 | Competitive | 1 | 1 | 1 | 1 | 1 | 1 | 0 | Non-Competitive | Non-Competitive | Non-Competitive | Non-Competitive | Non-Competitive | 0 | 0 | 0 | 0 | 0 | 0 | 0 | 0 | 0 | 0 | 0 | 0 | 0 | 0 | 0
SBCKCGR8 ECRSW_FMR1 TO_FROM | SBCKCGR8 | ECRSW_FMR1 | 28 | 1 | 1 | ENSCRKSS_9 | ENSCRKSS_8 | TO_FROM | 73521.13 | 0 | 0.000263 | -0.99974 | 0.000263 | 19.3735 | 19.371 | 0 | 696.487 | 0 | Competitive | 1 | 1 | 1 | 1 | 1 | 1 | 0 | Non-Competitive | Non-Competitive | Non-Competitive | Non-Competitive | Non-Competitive | 0 | 0 | 0 | 0 | 0 | 0 | 0 | 0 | 0 | 0 | 0 | 0 | 0 | 0 | 0
SBCKCGR8 ODNTH_FMR1 FROM_TO | SBCKCGR8 | ODNTH_FMR1 | 87 | 1 | 1 | ODESSANO_8 | ODESSANO_9 | FROM_TO | 73521.13 | -0.06126 | 0.005114 | -0.70308 | 0.045197 | 83.965 | 45.4685 | 0 | 4974.115 | 3269.28 | Competitive | 0 | 0 | 0 | 0 | 0 | 1 | 1 | Non-Competitive | Non-Competitive | Non-Competitive | Non-Competitive | Non-Competitive | 11 | 11 | 11 | 11 | 11 | 11 | 11 | 11 | 11 | 11 | 11 | 11 | 11 | 11 | 11
SBCKCGR8 ODNTH_FMR1 TO_FROM | SBCKCGR8 | ODNTH_FMR1 | 87 | 1 | 1 | ODESSANO_8 | ODESSANO_9 | TO_FROM | 73521.13 | -0.00511 | 0.061262 | -0.0452 | 0.70308 | -25.8967 | -78.4076 | 0 | 3269.28 | 4974.115 | Competitive | 0 | 0 | 0 | 0 | 0 | 1 | 0 | Non-Competitive | Non-Competitive | Non-Competitive | Non-Competitive | Non-Competitive | 0 | 0 | 0 | 0 | 0 | 0 | 0 | 0 | 0 | 0 | 0 | 0 | 0 | 0 | 0
SBELHIG8 163T232_1 FROM_TO | SBELHIG8 | 163T232_1 | 198 | 2 | 2 | L_WALLER8_1Y | L_CHAPHI8_1Y | FROM_TO | 73521.13 | -0.0447 | 0.028544 | -0.36056 | 0.33738 | 189.9849 | -421.274 | 0 | 2677.292 | 4418.25 | Competitive | 0 | 0 | 0 | 0 | 0 | 1 | 1 | Non-Competitive | Non-Competitive | Non-Competitive | Non-Competitive | Non-Competitive | 29 | 32 | 32 | 29 | 32 | 32 | 29 | 32 | 32 | 29 | 32 | 32 | 29 | 32 | 32
SBELHIG8 163T232_1 TO_FROM | SBELHIG8 | 163T232_1 | 198 | 2 | 2 | L_WALLER8_1Y | L_CHAPHI8_1Y | TO_FROM | 73521.13 | -0.02854 | 0.044697 | -0.33738 | 0.36056 | 522.0591 | 19.7192 | 0 | 4418.25 | 2677.292 | Competitive | 0 | 0 | 0 | 0 | 1 | 1 | 1 | Non-Competitive | Non-Competitive | Non-Competitive | Non-Competitive | Competitive | 0 | 6 | 6 | 0 | 6 | 6 | 0 | 6 | 6 | 0 | 6 | 6 | 0 | 0 | 0
SBELTMP8 2394__A FROM_TO | SBELTMP8 | 2394__A | 106 | 1 | 1 | POAGE | SEATON9 | FROM_TO | 73521.13 | -0.00728 | 0.009315 | -0.24707 | 0.42473 | 19.6705 | -75.4128 | 0 | 4306.524 | 1550.086 | Competitive | 0 | 0 | 1 | 1 | 1 | 1 | 0 | Non-Competitive | Non-Competitive | Non-Competitive | Non-Competitive | Non-Competitive | 0 | 0 | 0 | 0 | 0 | 0 | 0 | 0 | 0 | 0 | 0 | 0 | 0 | 0 | 0
SBELTMP8 2394__A TO_FROM | SBELTMP8 | 2394__A | 106 | 1 | 1 | POAGE | SEATON9 | TO_FROM | 73521.13 | -0.00931 | 0.007283 | -0.42473 | 0.24707 | 137.6104 | 1.0947 | 0 | 1550.086 | 4306.524 | Competitive | 0 | 0 | 0 | 0 | 0 | 1 | 0 | Non-Competitive | Non-Competitive | Non-Competitive | Non-Competitive | Non-Competitive | 0 | 0 | 0 | 0 | 0 | 0 | 0 | 0 | 0 | 0 | 0 | 0 | 0 | 0 | 0
SBELTMP8 SEA_AAT1 FROM_TO | SBELTMP8 | SEA_AAT1 | 60 | 1 | 1 | SEATON9 | SEATON8 | FROM_TO | 73521.13 | -0.00517 | 0.010089 | -0.05884 | 0.61026 | -2.7671 | -65.2313 | 0 | 3484.651 | 1218.355 | Competitive | 0 | 1 | 1 | 1 | 1 | 1 | 0 | Non-Competitive | Non-Competitive | Non-Competitive | Non-Competitive | Non-Competitive | 0 | 0 | 0 | 0 | 0 | 0 | 0 | 0 | 0 | 0 | 0 | 0 | 0 | 0 | 0
SBELTMP8 SEA_AAT1 TO_FROM | SBELTMP8 | SEA_AAT1 | 60 | 1 | 1 | SEATON9 | SEATON8 | TO_FROM | 73521.13 | -0.01009 | 0.005165 | -0.61026 | 0.058835 | 104.8004 | 16.666 | 0 | 1218.355 | 3484.651 | Competitive | 0 | 0 | 0 | 0 | 0 | 1 | 0 | Non-Competitive | Non-Competitive | Non-Competitive | Non-Competitive | Non-Competitive | 0 | 0 | 0 | 0 | 0 | 0 | 0 | 0 | 0 | 0 | 0 | 0 | 0 | 0 | 0
SBGLTWI8 LVOK_SANTIA1_1 FROM_TO | SBGLTWI8 | LVOK_SANTIA1_1 | 170 | 1 | 1 | SANTIAGO4A | LVOK4A | FROM_TO | 73521.13 | -0.16969 | 0.25634 | -0.59779 | 0.25634 | 302.9253 | -107.028 | 0 | 9850.638 | 2430.455 | Competitive | 0 | 0 | 0 | 1 | 1 | 1 | 1 | Non-Competitive | Non-Competitive | Non-Competitive | Competitive | Competitive | 40 | 42 | 43 | 40 | 42 | 43 | 40 | 42 | 43 | 0 | 0 | 0 | 0 | 0 | 0
SBGLTWI8 LVOK_SANTIA1_1 TO_FROM | SBGLTWI8 | LVOK_SANTIA1_1 | 170 | 1 | 1 | SANTIAGO4A | LVOK4A | TO_FROM | 73521.13 | -0.25634 | 0.16969 | -0.25634 | 0.59779 | 181.5909 | -222.603 | 0 | 2430.455 | 9850.638 | Competitive | 0 | 0 | 0 | 0 | 0 | 1 | 1 | Non-Competitive | Non-Competitive | Non-Competitive | Non-Competitive | Non-Competitive | bar: 9 to 11
SBGLTWI8 SACO_SAMF1_1 FROM_TO | SBGLTWI8 | SACO_SAMF1_1 | 38 | 1 | 1 | SACO2A | SAMF2A | FROM_TO | 73521.13 | -0.04195 | 0.004929 | -0.84741 | 0.0396 | 49.5177 | -21.1446 | 0 | 3073.267 | 3192.024 | Competitive | 0 | 0 | 0 | 0 | 0 | 1 | 1 | Non-Competitive | Non-Competitive | Non-Competitive | Non-Competitive | Non-Competitive | 13 | 13 | 15 | 13 | 13 | 15 | 13 | 13 | 15 | 13 | 13 | 15 | 13 | 13 | 15
SBGLTWI8 SACO_SAMF1_1 TO_FROM | SBGLTWI8 | SACO_SAMF1_1 | 38 | 1 | 1 | SACO2A | SAMF2A | TO_FROM | 73521.13 | -0.00493 | 0.041946 | -0.0396 | 0.84741 | 41.3032 | -44.4261 | 0 | 3192.024 | 3073.267 | Competitive | 0 | 0 | 0 | 0 | 0 | 1 | 0 | Non-Competitive | Non-Competitive | Non-Competitive | Non-Competitive | Non-Competitive | 0 | 0 | 0 | 0 | 0 | 0 | 0 | 0 | 0 | 0 | 0 | 0 | 0 | 0 | 0
SBIGASH8 CRYSTA_TURTLC1_1 FROM_TO | SBIGASH8 | CRYSTA_TURTLC1_1 | 38 | 1 | 1 | CRYSTAL2A | TURTLECK2A | FROM_TO | 73521.13 | -0.00749 | 0.053407 | -0.27307 | 0.67155 | 5.2324 | -24.2366 | 0 | 10000 | 10000 | Competitive | 0 | 0 | 0 | 0 | 0 | 1 | 0 | Non-Competitive | Non-Competitive | Non-Competitive | Non-Competitive | Non-Competitive | 0 | 0 | 0 | 0 | 0 | 0 | 0 | 0 | 0 | 0 | 0 | 0 | 0 | 0 | 0
SBIGASH8 CRYSTA_TURTLC1_1 TO_FROM | SBIGASH8 | CRYSTA_TURTLC1_1 | 38 | 1 | 1 | CRYSTAL2A | TURTLECK2A | TO_FROM | 73521.13 | -0.05341 | 0.007494 | -0.67155 | 0.27307 | 26.6729 | -1.4832 | 0 | 10000 | 10000 | Competitive | 0 | 0 | 0 | 0 | 0 | 1 | 1 | Non-Competitive | Non-Competitive | Non-Competitive | Non-Competitive | Non-Competitive | bar: 9 to 11
SBIGDIL8 ASHERT_W_BATE1_1 FROM_TO | SBIGDIL8 | ASHERT_W_BATE1_1 | 122 | 1 | 1 | W_BATESV4A | ASHERTON4A | FROM_TO | 73521.13 | -0.2244 | 0.048709 | -0.40208 | 0.21327 | 97.123 | -33.0758 | 0 | 10000 | 5329.111 | Competitive | 0 | 0 | 0 | 0 | 0 | 1 | 1 | Non-Competitive | Non-Competitive | Non-Competitive | Non-Competitive | Non-Competitive | 2 | 9 | 10 | 2 | 9 | 10 | 2 | 9 | 10 | 2 | 9 | 10 | 2 | 9 | 10
SBIGDIL8 ASHERT_W_BATE1_1 TO_FROM | SBIGDIL8 | ASHERT_W_BATE1_1 | 122 | 1 | 1 | W_BATESV4A | ASHERTON4A | TO_FROM | 73521.13 | -0.04871 | 0.2244 | -0.21327 | 0.40208 | 50.1821 | -81.1709 | 0 | 5329.111 | 10000 | Competitive | 0 | 0 | 0 | 0 | 0 | 1 | 1 | Non-Competitive | Non-Competitive | Non-Competitive | Non-Competitive | Non-Competitive | 27 | 27 | 27 | 27 | 27 | 27 | 27 | 27 | 27 | 27 | 27 | 27 | 27 | 27 | 27
SBIGPEA9 POT_PEAR_1 FROM_TO | SBIGPEA9 | POT_PEAR_1 | 45 | 4 | 4 | POTEETSUB9 | PEARSALLSW9 | FROM_TO | 73521.13 | -0.09592 | 0.010079 | -0.09592 | 0.30238 | 24.4624 | -30.2239 | 0 | 6784.946 | 9732.516 | Competitive | 0 | 0 | 0 | 0 | 0 | 1 | 1 | Non-Competitive | Non-Competitive | Non-Competitive | Non-Competitive | Non-Competitive | 27 | 27 | 27 | 27 | 27 | 27 | 27 | 27 | 27 | 27 | 27 | 27 | 27 | 27 | 27
SBIGPEA9 POT_PEAR_1 TO_FROM | SBIGPEA9 | POT_PEAR_1 | 45 | 4 | 4 | POTEETSUB9 | PEARSALLSW9 | TO_FROM | 73521.13 | -0.01008 | 0.095924 | -0.30238 | 0.095924 | 54.9666 | -11.2866 | 0 | 9732.516 | 6784.946 | Competitive | 0 | 0 | 0 | 0 | 0 | 1 | 0 | Non-Competitive | Non-Competitive | Non-Competitive | Non-Competitive | Non-Competitive | 0 | 0 | 0 | 0 | 0 | 0 | 0 | 0 | 0 | 0 | 0 | 0 | 0 | 0 | 0
SBLESTP5 357T544_1 FROM_TO | SBLESTP5 | 357T544_1 | 38 | 1 | 1 | L_COLUMB9_1Y | L_STAFHI9_1Y | FROM_TO | 73521.13 | -0.03016 | 0.015354 | -0.60636 | 0.2964 | 157.8191 | -40.4484 | 0 | 5156.975 | 2776.703 | Competitive | 0 | 0 | 0 | 0 | 1 | 1 | 1 | Non-Competitive | Non-Competitive | Non-Competitive | Non-Competitive | Competitive | 18 | 25 | 32 | 18 | 25 | 32 | 18 | 25 | 32 | 18 | 25 | 32 | 0 | 0 | 0
SBLESTP5 357T544_1 TO_FROM | SBLESTP5 | 357T544_1 | 38 | 1 | 1 | L_COLUMB9_1Y | L_STAFHI9_1Y | TO_FROM | 73521.13 | -0.01535 | 0.030159 | -0.2964 | 0.60636 | 67.1105 | -129.858 | 0 | 2776.703 | 5156.975 | Competitive | 0 | 0 | 0 | 0 | 0 | 1 | 0 | Non-Competitive | Non-Competitive | Non-Competitive | Non-Competitive | Non-Competitive | 0 | 0 | 0 | 0 | 0 | 0 | 0 | 0 | 0 | 0 | 0 | 0 | 0 | 0 | 0
SBOSELM5 1030__A FROM_TO | SBOSELM5 | 1030__A | 185 | 1 | 1 | ROGERSHL | ELM_MOTT__8 | FROM_TO | 73521.13 | -0.03078 | 0.32365 | -0.16072 | 0.6893 | 432.0547 | -408.919 | 0 | 8932.802 | 5723.426 | Competitive | 0 | 0 | 0 | 0 | 0 | 1 | 1 | Non-Competitive | Non-Competitive | Non-Competitive | Non-Competitive | Non-Competitive | bar: 9 to 11
SBOSELM5 1030__A TO_FROM | SBOSELM5 | 1030__A | 185 | 1 | 1 | ROGERSHL | ELM_MOTT__8 | TO_FROM | 73521.13 | -0.32365 | 0.030781 | -0.6893 | 0.16072 | 442.6214 | -152.481 | 0 | 5723.426 | 8932.802 | Competitive | 0 | 0 | 0 | 0 | 0 | 1 | 1 | Non-Competitive | Non-Competitive | Non-Competitive | Non-Competitive | Non-Competitive | 5 | 5 | 17 | 5 | 5 | 17 | 5 | 5 | 17 | 5 | 5 | 17 | 5 | 5 | 17
SBOSELM5 1030__B FROM_TO | SBOSELM5 | 1030__B | 185 | 1 | 1 | ROGERSHL | BOSQUESW8 | FROM_TO | 73521.13 | -0.32387 | 0.030555 | -0.32387 | 0.31048 | 426.0579 | -169.044 | 0 | 5787.667 | 8926.202 | Competitive | 0 | 0 | 0 | 0 | 0 | 1 | 1 | Non-Competitive | Non-Competitive | Non-Competitive | Non-Competitive | Non-Competitive | 5 | 5 | 17 | 5 | 5 | 17 | 5 | 5 | 17 | 5 | 5 | 17 | 5 | 5 | 17
SBOSELM5 1030__B TO_FROM | SBOSELM5 | 1030__B | 185 | 1 | 1 | ROGERSHL | BOSQUESW8 | TO_FROM | 73521.13 | -0.03056 | 0.32387 | -0.31048 | 0.32387 | 448.6341 | -392.356 | 0 | 8926.202 | 5787.667 | Competitive | 0 | 0 | 0 | 0 | 0 | 1 | 1 | Non-Competitive | Non-Competitive | Non-Competitive | Non-Competitive | Non-Competitive | bar: 9 to 11
SBOSWHT5 1030__A FROM_TO | SBOSWHT5 | 1030__A | 185 | 1 | 1 | ROGERSHL | ELM_MOTT__8 | FROM_TO | 73521.13 | -0.05865 | 0.32365 | -0.16072 | 0.6893 | 246.8556 | -429.552 | 0 | 7309.568 | 5820.001 | Competitive | 0 | 0 | 0 | 0 | 0 | 1 | 1 | Non-Competitive | Non-Competitive | Non-Competitive | Non-Competitive | Non-Competitive | 4 | 4 | 4 | 4 | 4 | 4 | 4 | 4 | 4 | 4 | 4 | 4 | 4 | 4 | 4
SBOSWHT5 1030__A TO_FROM | SBOSWHT5 | 1030__A | 185 | 1 | 1 | ROGERSHL | ELM_MOTT__8 | TO_FROM | 73521.13 | -0.32365 | 0.058651 | -0.6893 | 0.16072 | 476.1883 | -152.481 | 0 | 5820.001 | 7309.568 | Competitive | 0 | 0 | 0 | 0 | 0 | 1 | 1 | Non-Competitive | Non-Competitive | Non-Competitive | Non-Competitive | Non-Competitive | 14 | 14 | 14 | 14 | 14 | 14 | 14 | 14 | 14 | 14 | 14 | 14 | 14 | 14 | 14
SBOSWHT5 ELMOT_MR1L FROM_TO | SBOSWHT5 | ELMOT_MR1L | 511 | 1 | 1 | ELM_MOTT__8 | ELMOT1_1 | FROM_TO | 73521.13 | -0.15667 | 0.15662 | -0.54984 | 0.40665 | -87.8205 | -283.68 | 0 | 8593.306 | 10000 | Competitive | 0 | 0 | 0 | 0 | 0 | 1 | 1 | Non-Competitive | Non-Competitive | Non-Competitive | Non-Competitive | Non-Competitive | 3 | 3 | 3 | 3 | 3 | 3 | 3 | 3 | 3 | 3 | 3 | 3 | 3 | 3 | 3
SBOSWHT5 ELMOT_MR1L TO_FROM | SBOSWHT5 | ELMOT_MR1L | 511 | 1 | 1 | ELM_MOTT__8 | ELMOT1_1 | TO_FROM | 73521.13 | -0.15662 | 0.15667 | -0.40665 | 0.54984 | 377.5278 | 132.7881 | 0 | 10000 | 8593.306 | Competitive | 0 | 0 | 0 | 0 | 0 | 1 | 1 | Non-Competitive | Non-Competitive | Non-Competitive | Non-Competitive | Non-Competitive | 2 | 4 | 4 | 2 | 4 | 4 | 2 | 4 | 4 | 2 | 4 | 4 | 2 | 4 | 4
SBOSWHT8 LKW_WHT_1 FROM_TO | SBOSWHT8 | LKW_WHT_1 | 172 | 1 | 1 | WHITNEY__8 | TNLKWHITNY1 | FROM_TO | 73521.13 | -0.79911 | 0.13043 | -0.83282 | 0.15747 | 230.7019 | -88.4674 | 0 | 6444.672 | 10000 | Non-Competi | 0 | 0 | 0 | 0 | 0 | 1 | 1 | Non-Competitive | Non-Competitive | Non-Competitive | Non-Competitive | Non-Competitive | 2 | 2 | 2 | 2 | 2 | 2 | 2 | 2 | 2 | 2 | 2 | 2 | 2 | 2 | 2
SBOSWHT8 LKW_WHT_1 TO_FROM | SBOSWHT8 | LKW_WHT_1 | 172 | 1 | 1 | WHITNEY__8 | TNLKWHITNY1 | TO_FROM | 73521.13 | -0.13043 | 0.79911 | -0.15747 | 0.83282 | 302.3015 | -189.569 | 0 | 10000 | 6444.672 | Non-Competi | 0 | 0 | 0 | 0 | 0 | 1 | 1 | Non-Competitive | Non-Competitive | Non-Competitive | Non-Competitive | Non-Competitive | 7 | 7 | 7 | 7 | 7 | 7 | 7 | 7 | 7 | 7 | 7 | 7 | 7 | 7 | 7
SBOSWHT8 OLKW_BOS_1 FROM_TO | SBOSWHT8 | OLKW_BOS_1 | 190 | 1 | 1 | BOSQUESW8 | TNLKWHITNY1 | FROM_TO | 73521.13 | -0.12322 | 0.80255 | -0.15786 | 0.80255 | 331.5101 | -155.404 | 0 | 10000 | 6322.421 | Non-Competi | 0 | 0 | 0 | 0 | 0 | 1 | 1 | Non-Competitive | Non-Competitive | Non-Competitive | Non-Competitive | Non-Competitive | 7 | 7 | 7 | 7 | 7 | 7 | 7 | 7 | 7 | 7 | 7 | 7 | 7 | 7 | 7
SBOSWHT8 OLKW_BOS_1 TO_FROM | SBOSWHT8 | OLKW_BOS_1 | 190 | 1 | 1 | BOSQUESW8 | TNLKWHITNY1 | TO_FROM | 73521.13 | -0.80255 | 0.12322 | -0.80255 | 0.15786 | 194.074 | -116.622 | 0 | 6322.421 | 10000 | Non-Competi | 0 | 0 | 0 | 0 | 0 | 1 | 1 | Non-Competitive | Non-Competitive | Non-Competitive | Non-Competitive | Non-Competitive | 2 | 2 | 2 | 2 | 2 | 2 | 2 | 2 | 2 | 2 | 2 | 2 | 2 | 2 | 2
SBRAHAM8 HAMILT_MAVERI1_1 FROM_TO | SBRAHAM8 | HAMILT_MAVERI1_1 | 122 | 0 | 0 | HAMILTN4 | MAVERICK4A | FROM_TO | 73521.13 | -0.45606 | 0.20874 | -0.53419 | 0.20874 | 298.6809 | -134.319 | 0 | 4278.94 | 8883.629 | Non-Competi | 0 | 0 | 0 | 0 | 0 | 1 | 1 | Non-Competitive | Non-Competitive | Non-Competitive | Non-Competitive | Non-Competitive | 2 | 2 | 29 | 2 | 2 | 29 | 2 | 2 | 29 | 2 | 2 | 29 | 2 | 2 | 29
SBRAHAM8 HAMILT_MAVERI1_1 TO_FROM | SBRAHAM8 | HAMILT_MAVERI1_1 | 122 | 0 | 0 | HAMILTN4 | MAVERICK4A | TO_FROM | 73521.13 | -0.20874 | 0.45606 | -0.20874 | 0.53419 | 158.8642 | -235.804 | 0 | 8883.629 | 4278.94 | Competitive | 0 | 0 | 0 | 0 | 0 | 1 | 1 | Non-Competitive | Non-Competitive | Non-Competitive | Non-Competitive | Non-Competitive | 11 | 13 | 16 | 11 | 13 | 16 | 11 | 13 | 16 | 11 | 13 | 16 | 11 | 13 | 16
SBRASUN8 6474__A FROM_TO | SBRASUN8 | 6474__A | 185 | 1 | 1 | MRGNCRK_8 | SUN_8 | FROM_TO | 73521.13 | -0.29595 | 0.020885 | -0.31241 | 0.020885 | 169.0942 | 54.6824 | 0 | 7373.693 | 5257.435 | Competitive | 0 | 0 | 0 | 0 | 0 | 1 | 1 | Non-Competitive | Non-Competitive | Non-Competitive | Non-Competitive | Non-Competitive | 4 | 6 | 7 | 4 | 6 | 7 | 4 | 6 | 7 | 4 | 6 | 7 | 4 | 6 | 7
SBRASUN8 6474__A TO_FROM | SBRASUN8 | 6474__A | 185 | 1 | 1 | MRGNCRK_8 | SUN_8 | TO_FROM | 73521.13 | -0.02089 | 0.29595 | -0.02089 | 0.31241 | 50.0748 | -154.976 | 0 | 5257.435 | 7373.693 | Competitive | 0 | 0 | 0 | 0 | 0 | 1 | 1 | Non-Competitive | Non-Competitive | Non-Competitive | Non-Competitive | Non-Competitive | 6 | 6 | 6 | 6 | 6 | 6 | 6 | 6 | 6 | 6 | 6 | 6 | 6 | 6 | 6
SBRAUVA8 EAGLHY_ESCOND1_1 FROM_TO | SBRAUVA8 | EAGLHY_ESCOND1_1 | 122 | 0 | 0 | ESCONDID4A | EAGLHYTP4A | FROM_TO | 73521.13 | -0.2087 | 0.4561 | -0.48065 | 0.4561 | 161.4816 | -233.193 | 0 | 8881.073 | 4282.208 | Competitive | 0 | 0 | 0 | 0 | 0 | 1 | 1 | Non-Competitive | Non-Competitive | Non-Competitive | Non-Competitive | Non-Competitive | 11 | 13 | 16 | 11 | 13 | 16 | 11 | 13 | 16 | 11 | 13 | 16 | 11 | 13 | 16
SBRAUVA8 EAGLHY_ESCOND1_1 TO_FROM | SBRAUVA8 | EAGLHY_ESCOND1_1 | 122 | 0 | 0 | ESCONDID4A | EAGLHYTP4A | TO_FROM | 73521.13 | -0.4561 | 0.2087 | -0.4561 | 0.48065 | 296.0629 | -136.93 | 0 | 4282.208 | 8881.073 | Competitive | 0 | 0 | 0 | 0 | 0 | 1 | 1 | Non-Competitive | Non-Competitive | Non-Competitive | Non-Competitive | Non-Competitive | 2 | 2 | 29 | 2 | 2 | 29 | 2 | 2 | 29 | 2 | 2 | 29 | 2 | 2 | 29
SBRAUVA8 FRIR_SONR1_1 FROM_TO | SBRAUVA8 | FRIR_SONR1_1 | 37 | 0 | 0 | SONR2A | FRIR2A | FROM_TO | 73521.13 | -0.00865 | 0.026917 | -0.72209 | 0.13229 | 133.7238 | -35.0034 | 0 | 2150.331 | 1800.059 | Competitive | 0 | 0 | 1 | 1 | 1 | 1 | 0 | Non-Competitive | Non-Competitive | Non-Competitive | Non-Competitive | Non-Competitive | 0 | 0 | 0 | 0 | 0 | 0 | 0 | 0 | 0 | 0 | 0 | 0 | 0 | 0 | 0
SBRAUVA8 FRIR_SONR1_1 TO_FROM | SBRAUVA8 | FRIR_SONR1_1 | 37 | 0 | 0 | SONR2A | FRIR2A | TO_FROM | 73521.13 | -0.02692 | 0.008647 | -0.13229 | 0.72209 | 67.218 | -103.617 | 0 | 1800.059 | 2150.331 | Competitive | 0 | 0 | 0 | 1 | 1 | 1 | 1 | Non-Competitive | Non-Competitive | Non-Competitive | Competitive | Competitive | 3 | 3 | 3 | 3 | 3 | 3 | 3 | 3 | 3 | 0 | 0 | 0 | 0 | 0 | 0
SBRAUVA8 HAMILT_MAVERI1_1 FROM_TO | SBRAUVA8 | HAMILT_MAVERI1_1 | 122 | 0 | 0 | HAMILTN4 | MAVERICK4A | FROM_TO | 73521.13 | -0.45606 | 0.20874 | -0.53419 | 0.20874 | 298.6809 | -134.319 | 0 | 4278.94 | 8883.629 | Non-Competi | 0 | 0 | 0 | 0 | 0 | 1 | 1 | Non-Competitive | Non-Competitive | Non-Competitive | Non-Competitive | Non-Competitive | 2 | 2 | 29 | 2 | 2 | 29 | 2 | 2 | 29 | 2 | 2 | 29 | 2 | 2 | 29
SBRAUVA8 HAMILT_MAVERI1_1 TO_FROM | SBRAUVA8 | HAMILT_MAVERI1_1 | 122 | 0 | 0 | HAMILTN4 | MAVERICK4A | TO_FROM | 73521.13 | -0.20874 | 0.45606 | -0.20874 | 0.53419 | 158.8642 | -235.804 | 0 | 8883.629 | 4278.94 | Competitive | 0 | 0 | 0 | 0 | 0 | 1 | 1 | Non-Competitive | Non-Competitive | Non-Competitive | Non-Competitive | Non-Competitive | 11 | 13 | 16 | 11 | 13 | 16 | 11 | 13 | 16 | 11 | 13 | 16 | 11 | 13 | 16
SBRAWCO8 G69_R_1 FROM_TO | SBRAWCO8 | G69_R_1 | 63 | 1 | 1 | TNSWEENY__0 | TNOLDOCEAN0 | FROM_TO | 73521.13 | -0.15926 | 0 | -0.17095 | 0.69727 | -23.1565 | -23.1535 | 0 | 0 | 10000 | Competitive | 0 | 0 | 0 | 0 | 0 | 1 | 1 | Non-Competitive | Non-Competitive | Non-Competitive | Non-Competitive | Non-Competitive | 4 | 4 | 4 | 4 | 4 | 4 | 4 | 4 | 4 | 4 | 4 | 4 | 4 | 4 | 4
SBRAWCO8 G69_R_1 TO_FROM | SBRAWCO8 | G69_R_1 | 63 | 1 | 1 | TNSWEENY__0 | TNOLDOCEAN0 | TO_FROM | 73521.13 | 0 | 0.15926 | -0.69727 | 0.17095 | 54.7274 | 23.1534 | 0 | 10000 | 0 | Competitive | 1 | 1 | 1 | 1 | 1 | 1 | 0 | Non-Competitive | Non-Competitive | Non-Competitive | Non-Competitive | Non-Competitive | 0 | 0 | 0 | 0 | 0 | 0 | 0 | 0 | 0 | 0 | 0 | 0 | 0 | 0 | 0
SBRNCMN8 670__B FROM_TO | SBRNCMN8 | 670__B | 124 | 1 | 1 | BRNWDSW_8 | CAMPBOW_P8 | FROM_TO | 73521.13 | -0.04915 | 0.020629 | -0.75539 | 0.20699 | 192.6064 | -54.8656 | 0 | 10000 | 1129.131 | Competitive | 0 | 1 | 1 | 1 | 1 | 1 | 1 | Non-Competitive | Competitive | Competitive | Competitive | Competitive | 3 | 8 | 8 | 0 | 0 | 0 | 0 | 0 | 0 | 0 | 0 | 0 | 0 | 0 | 0
SBRNCMN8 670__B TO_FROM | SBRNCMN8 | 670__B | 124 | 1 | 1 | BRNWDSW_8 | CAMPBOW_P8 | TO_FROM | 73521.13 | -0.02063 | 0.04915 | -0.20699 | 0.75539 | 96.5738 | -175.213 | 0 | 1129.131 | 10000 | Competitive | 0 | 0 | 0 | 0 | 0 | 1 | 1 | Non-Competitive | Non-Competitive | Non-Competitive | Non-Competitive | Non-Competitive | 3 | 3 | 3 | 3 | 3 | 3 | 3 | 3 | 3 | 3 | 3 | 3 | 3 | 3 | 3
SBRTGRM8 SHADY_ADV_1 FROM_TO | SBRTGRM8 | SHADY_ADV_1 | 36 | 1 | 1 | SHADYGROVE | ADVANCE | FROM_TO | 73521.13 | -0.03547 | 0.005573 | -0.53325 | 0.21847 | 12.8639 | -11.4518 | 0 | 10000 | 10000 | Competitive | 0 | 0 | 0 | 0 | 0 | 1 | 1 | Non-Competitive | Non-Competitive | Non-Competitive | Non-Competitive | Non-Competitive | bar: 9 to 11
SBRTGRM8 SHADY_ADV_1 TO_FROM | SBRTGRM8 | SHADY_ADV_1 | 36 | 1 | 1 | SHADYGROVE | ADVANCE | TO_FROM | 73521.13 | -0.00557 | 0.035473 | -0.21847 | 0.53325 | 15.5513 | -8.0411 | 0 | 10000 | 10000 | Competitive | 0 | 0 | 0 | 0 | 0 | 1 | 0 | Non-Competitive | Non-Competitive | Non-Competitive | Non-Competitive | Non-Competitive | 0 | 0 | 0 | 0 | 0 | 0 | 0 | 0 | 0 | 0 | 0 | 0 | 0 | 0 | 0
SBRTORA8 6630__A FROM_TO | SBRTORA8 | 6630__A | 36 | 1 | 1 | IVAN_9 | BRECK_9 | FROM_TO | 73521.13 | -0.01453 | 0.028644 | -0.16927 | 0.499 | 12.044 | -11.6195 | 0 | 10000 | 10000 | Competitive | 0 | 0 | 0 | 0 | 0 | 1 | 0 | Non-Competitive | Non-Competitive | Non-Competitive | Non-Competitive | Non-Competitive | 0 | 0 | 0 | 0 | 0 | 0 | 0 | 0 | 0 | 0 | 0 | 0 | 0 | 0 | 0
SBRTORA8 6630__A TO_FROM | SBRTORA8 | 6630__A | 36 | 1 | 1 | IVAN_9 | BRECK_9 | TO_FROM | 73521.13 | -0.02864 | 0.014533 | -0.499 | 0.16927 | 12.8966 | -8.6606 | 0 | 10000 | 10000 | Competitive | 0 | 0 | 0 | 0 | 0 | 1 | 1 | Non-Competitive | Non-Competitive | Non-Competitive | Non-Competitive | Non-Competitive | bar: 9 to 11
SBRTORA8 6825__A FROM_TO | SBRTORA8 | 6825__A | 72 | 1 | 1 | GRAHAMSW_9 | GRAHAM_9 | FROM_TO | 73521.13 | -0.00862 | 0.075602 | -0.66072 | 0.25976 | 60.3364 | 29.4089 | 0 | 10000 | 6344.583 | Competitive | 0 | 0 | 0 | 0 | 0 | 1 | 0 | Non-Competitive | Non-Competitive | Non-Competitive | Non-Competitive | Non-Competitive | 0 | 0 | 0 | 0 | 0 | 0 | 0 | 0 | 0 | 0 | 0 | 0 | 0 | 0 | 0
SBRTORA8 6825__A TO_FROM | SBRTORA8 | 6825__A | 72 | 1 | 1 | GRAHAMSW_9 | GRAHAM_9 | TO_FROM | 73521.13 | -0.0756 | 0.008617 | -0.25976 | 0.66072 | -22.667 | -51.2465 | 0 | 6344.583 | 10000 | Competitive | 0 | 0 | 0 | 0 | 0 | 1 | 1 | Non-Competitive | Non-Competitive | Non-Competitive | Non-Competitive | Non-Competitive | bar: 9 to 11
SBTECH25 BTE_AT-2 FROM_TO | SBTECH25 | BTE_AT-2 | 600 | 2 | 2 | BTE_2_5 | BTE_1_8 | FROM_TO | 73521.13 | -0.99691 | 0.003089 | -0.99691 | 0.003089 | 227.6465 | 227.1 | 0 | 694.813 | 10000 | Competitive | 0 | 0 | 0 | 0 | 0 | 1 | 1 | Non-Competitive | Non-Competitive | Non-Competitive | Non-Competitive | Non-Competitive | 4 | 4 | 4 | 4 | 4 | 4 | 4 | 4 | 4 | 4 | 4 | 4 | 4 | 4 | 4
SBTECH25 BTE_AT-2 TO_FROM | SBTECH25 | BTE_AT-2 | 600 | 2 | 2 | BTE_2_5 | BTE_1_8 | TO_FROM | 73521.13 | -0.00309 | 0.99691 | -0.00309 | 0.99691 | 713.6705 | -227.1 | 0 | 10000 | 694.813 | Non-Competi | 1 | 1 | 1 | 1 | 1 | 1 | 0 | Non-Competitive | Non-Competitive | Non-Competitive | Non-Competitive | Non-Competitive | 0 | 0 | 0 | 0 | 0 | 0 | 0 | 0 | 0 | 0 | 0 | 0 | 0 | 0 | 0
SBUBCOR8 39T188_1 FROM_TO | SBUBCOR8 | 39T188_1 | 221 | 3 | 3 | L_WIRTZ_8_1Y | L_FERGUS8_1Y | FROM_TO | 73521.13 | -0.25164 | 0.21244 | -0.25164 | 0.21244 | 95.4707 | -82.1571 | 0 | 10000 | 10000 | Competitive | 0 | 0 | 0 | 0 | 0 | 1 | 1 | Non-Competitive | Non-Competitive | Non-Competitive | Non-Competitive | Non-Competitive | 4 | 4 | 4 | 4 | 4 | 4 | 4 | 4 | 4 | 4 | 4 | 4 | 4 | 4 | 4
SBUBCOR8 39T188_1 TO_FROM | SBUBCOR8 | 39T188_1 | 221 | 3 | 3 | L_WIRTZ_8_1Y | L_FERGUS8_1Y | TO_FROM | 73521.13 | -0.21244 | 0.25164 | -0.21244 | 0.25164 | 201.8676 | -66.3726 | 0 | 10000 | 10000 | Competitive | 0 | 0 | 0 | 0 | 0 | 1 | 1 | Non-Competitive | Non-Competitive | Non-Competitive | Non-Competitive | Non-Competitive | 5 | 5 | 5 | 5 | 5 | 5 | 5 | 5 | 5 | 5 | 5 | 5 | 5 | 5 | 5
SBUEHAM8 HAMILT_MAVERI1_1 FROM_TO | SBUEHAM8 | HAMILT_MAVERI1_1 | 122 | 2 | 2 | HAMILTN4 | MAVERICK4A | FROM_TO | 73521.13 | -0.45588 | 0.20892 | -0.534 | 0.20892 | 312.2405 | -120.795 | 0 | 4262.092 | 8896.845 | Non-Competi | 0 | 0 | 0 | 0 | 0 | 1 | 1 | Non-Competitive | Non-Competitive | Non-Competitive | Non-Competitive | Non-Competitive | 2 | 2 | 29 | 2 | 2 | 29 | 2 | 2 | 29 | 2 | 2 | 29 | 2 | 2 | 29
SBUEHAM8 HAMILT_MAVERI1_1 TO_FROM | SBUEHAM8 | HAMILT_MAVERI1_1 | 122 | 2 | 2 | HAMILTN4 | MAVERICK4A | TO_FROM | 73521.13 | -0.20892 | 0.45588 | -0.20892 | 0.534 | 145.3073 | -249.328 | 0 | 8896.845 | 4262.092 | Competitive | 0 | 0 | 0 | 0 | 0 | 1 | 1 | Non-Competitive | Non-Competitive | Non-Competitive | Non-Competitive | Non-Competitive | 11 | 13 | 16 | 11 | 13 | 16 | 11 | 13 | 16 | 11 | 13 | 16 | 11 | 13 | 16
SB_DAIR8 B_DAVI_RODD_F1_1 FROM_TO | SB_DAIR8 | B_DAVI_RODD_F1_1 | 330 | 1 | 1 | B_DAVIS4A | RODD_FLD4A | FROM_TO | 73521.13 | -0.05881 | 0.30442 | -0.39624 | 0.30442 | 388.0077 | -40.8879 | 0 | 9874.637 | 4897.919 | Competitive | 0 | 0 | 0 | 0 | 0 | 1 | 1 | Non-Competitive | Non-Competitive | Non-Competitive | Non-Competitive | Non-Competitive | 6 | 6 | 6 | 6 | 6 | 6 | 6 | 6 | 6 | 6 | 6 | 6 | 6 | 6 | 6
SB_DAIR8 B_DAVI_RODD_F1_1 TO_FROM | SB_DAIR8 | B_DAVI_RODD_F1_1 | 330 | 1 | 1 | B_DAVIS4A | RODD_FLD4A | TO_FROM | 73521.13 | -0.30442 | 0.058809 | -0.30442 | 0.39624 | 80.2652 | -81.5446 | 0 | 4897.919 | 9874.637 | Competitive | 0 | 0 | 0 | 0 | 0 | 1 | 1 | Non-Competitive | Non-Competitive | Non-Competitive | Non-Competitive | Non-Competitive | 4 | 4 | 4 | 4 | 4 | 4 | 4 | 4 | 4 | 4 | 4 | 4 | 4 | 4 | 4
SC2M38 T0_Y4_1 FROM_TO | SC2M38 | T0_Y4_1 | 170 | 2 | 2 | BUCKEYE | LA_HTS_A | FROM_TO | 73521.13 | -0.00308 | 0.029628 | -0.60939 | 0.23548 | 29.6037 | -77.4164 | 0 | 10000 | 1288.667 | Competitive | 0 | 1 | 1 | 1 | 1 | 1 | 0 | Non-Competitive | Non-Competitive | Non-Competitive | Non-Competitive | Non-Competitive | 0 | 0 | 0 | 0 | 0 | 0 | 0 | 0 | 0 | 0 | 0 | 0 | 0 | 0 | 0
SC2M38 T0_Y4_1 TO_FROM | SC2M38 | T0_Y4_1 | 170 | 2 | 2 | BUCKEYE | LA_HTS_A | TO_FROM | 73521.13 | -0.02963 | 0.003077 | -0.23548 | 0.6094 | 90.1618 | 52.6962 | 0 | 1288.667 | 10000 | Competitive | 0 | 0 | 0 | 0 | 0 | 1 | 1 | Non-Competitive | Non-Competitive | Non-Competitive | Non-Competitive | Non-Competitive | 15 | 15 | 15 | 15 | 15 | 15 | 15 | 15 | 15 | 15 | 15 | 15 | 15 | 15 | 15
SCABWES8 ALAZAN_B_DAVI1_1 FROM_TO | SCABWES8 | ALAZAN_B_DAVI1_1 | 876 | 2 | 2 | B_DAVIS4A | ALAZAN4A | FROM_TO | 73521.13 | -0.11806 | 0.42885 | -0.35207 | 0.42885 | 509.4125 | -195.896 | 0 | 8730.445 | 1765.729 | Competitive | 0 | 0 | 1 | 1 | 1 | 1 | 1 | Non-Competitive | Non-Competitive | Competitive | Competitive | Competitive | 14 | 17 | 20 | 14 | 17 | 20 | 0 | 0 | 0 | 0 | 0 | 0 | 0 | 0 | 0
SCABWES8 ALAZAN_B_DAVI1_1 TO_FROM | SCABWES8 | ALAZAN_B_DAVI1_1 | 876 | 2 | 2 | B_DAVIS4A | ALAZAN4A | TO_FROM | 73521.13 | -0.42885 | 0.11806 | -0.42885 | 0.35207 | 238.8884 | -75.0081 | 0 | 1765.729 | 8730.445 | Competitive | 0 | 0 | 0 | 0 | 0 | 1 | 1 | Non-Competitive | Non-Competitive | Non-Competitive | Non-Competitive | Non-Competitive | 4 | 4 | 10 | 4 | 4 | 10 | 4 | 4 | 10 | 4 | 4 | 10 | 4 | 4 | 10
SCABWES8 B_DAVI_RODD_F1_1 FROM_TO | SCABWES8 | B_DAVI_RODD_F1_1 | 330 | 2 | 2 | B_DAVIS4A | RODD_FLD4A | FROM_TO | 73521.13 | -0.10309 | 0.51976 | -0.31273 | 0.51976 | 569.4716 | -151.127 | 0 | 9789.105 | 4619.171 | Competitive | 0 | 0 | 0 | 0 | 0 | 1 | 1 | Non-Competitive | Non-Competitive | Non-Competitive | Non-Competitive | Non-Competitive | 6 | 6 | 6 | 6 | 6 | 6 | 6 | 6 | 6 | 6 | 6 | 6 | 6 | 6 | 6
SCABWES8 B_DAVI_RODD_F1_1 TO_FROM | SCABWES8 | B_DAVI_RODD_F1_1 | 330 | 2 | 2 | B_DAVIS4A | RODD_FLD4A | TO_FROM | 73521.13 | -0.51976 | 0.10309 | -0.51976 | 0.31273 | 219.731 | -45.0789 | 0 | 4619.171 | 9789.105 | Competitive | 0 | 0 | 0 | 0 | 0 | 1 | 1 | Non-Competitive | Non-Competitive | Non-Competitive | Non-Competitive | Non-Competitive | 4 | 4 | 4 | 4 | 4 | 4 | 4 | 4 | 4 | 4 | 4 | 4 | 4 | 4 | 4
SCABWES8 NAVAL__N_PADR1_1 FROM_TO | SCABWES8 | NAVAL__N_PADR1_1 | 78 | 2 | 2 | NAVAL_BS2A | N_PADRE2A | FROM_TO | 73521.13 | -0.02518 | 0.049061 | -0.65046 | 0.17558 | 81.8689 | -21.2008 | 0 | 10000 | 4407.746 | Competitive | 0 | 0 | 0 | 0 | 0 | 1 | 1 | Non-Competitive | Non-Competitive | Non-Competitive | Non-Competitive | Non-Competitive | 6 | 6 | 6 | 6 | 6 | 6 | 6 | 6 | 6 | 6 | 6 | 6 | 6 | 6 | 6
SCABWES8 NAVAL__N_PADR1_1 TO_FROM | SCABWES8 | NAVAL__N_PADR1_1 | 78 | 2 | 2 | NAVAL_BS2A | N_PADRE2A | TO_FROM | 73521.13 | -0.04906 | 0.025178 | -0.17558 | 0.65046 | 36.2855 | -32.0142 | 0 | 4407.746 | 10000 | Competitive | 0 | 0 | 0 | 0 | 0 | 1 | 1 | Non-Competitive | Non-Competitive | Non-Competitive | Non-Competitive | Non-Competitive | 4 | 4 | 4 | 4 | 4 | 4 | 4 | 4 | 4 | 4 | 4 | 4 | 4 | 4 | 4
SCABWES8 N_SHARPE_PS1 FROM_TO | SCABWES8 | N_SHARPE_PS1 | 222 | 2 | 2 | N_SHARPE4A | N_SHARPE4B | FROM_TO | 73521.13 | 0 | 0 | 0 | 0 | 0 | 0 | 0 | 0 | 0 | Competitive | 1 | 1 | 1 | 1 | 1 | 1 | 0 | Non-Competitive | Non-Competitive | Non-Competitive | Non-Competitive | Non-Competitive | 0 | 0 | 0 | 0 | 0 | 0 | 0 | 0 | 0 | 0 | 0 | 0 | 0 | 0 | 0
SCABWES8 N_SHARPE_PS1 TO_FROM | SCABWES8 | N_SHARPE_PS1 | 222 | 2 | 2 | N_SHARPE4A | N_SHARPE4B | TO_FROM | 73521.13 | 0 | 0 | 0 | 0 | 0 | 0 | 0 | 0 | 0 | Competitive | 1 | 1 | 1 | 1 | 1 | 1 | 0 | Non-Competitive | Non-Competitive | Non-Competitive | Non-Competitive | Non-Competitive | 0 | 0 | 0 | 0 | 0 | 0 | 0 | 0 | 0 | 0 | 0 | 0 | 0 | 0 | 0
SCALLON9 LON_HI_ROB_CP1_1 FROM_TO | SCALLON9 | LON_HI_ROB_CP1_1 | 69 | 1 | 1 | LON_HILL2A | RBSTN T2 | FROM_TO | 73521.13 | -0.01892 | 0.01433 | -0.81422 | 0.080368 | 93.4066 | 43.0176 | 0 | 1967.238 | 7009.292 | Competitive | 0 | 0 | 0 | 0 | 0 | 1 | 0 | Non-Competitive | Non-Competitive | Non-Competitive | Non-Competitive | Non-Competitive | 0 | 0 | 0 | 0 | 0 | 0 | 0 | 0 | 0 | 0 | 0 | 0 | 0 | 0 | 0
SCALLON9 LON_HI_ROB_CP1_1 TO_FROM | SCALLON9 | LON_HI_ROB_CP1_1 | 69 | 1 | 1 | LON_HILL2A | RBSTN T2 | TO_FROM | 73521.13 | -0.01433 | 0.018921 | -0.08037 | 0.81422 | -41.7139 | -84.2596 | 0 | 7009.292 | 1967.238 | Competitive | 0 | 0 | 1 | 1 | 1 | 1 | 0 | Non-Competitive | Non-Competitive | Non-Competitive | Non-Competitive | Non-Competitive | 0 | 0 | 0 | 0 | 0 | 0 | 0 | 0 | 0 | 0 | 0 | 0 | 0 | 0 | 0
SCGRMG28 6220__A FROM_TO | SCGRMG28 | 6220__A | 186 | 1 | 1 | MRGNCRK_8 | CHINAGRVX1_8 | FROM_TO | 73521.13 | -0.34981 | 0.052055 | -0.46989 | 0.052055 | 272.3225 | -12.0422 | 0 | 10000 | 2490.964 | Non-Competi | 0 | 0 | 0 | 1 | 1 | 1 | 1 | Non-Competitive | Non-Competitive | Non-Competitive | Competitive | Competitive | 11 | 15 | 15 | 11 | 15 | 15 | 11 | 15 | 15 | 0 | 0 | 0 | 0 | 0 | 0
SCGRMG28 6220__A TO_FROM | SCGRMG28 | 6220__A | 186 | 1 | 1 | MRGNCRK_8 | CHINAGRVX1_8 | TO_FROM | 73521.13 | -0.05206 | 0.34981 | -0.05206 | 0.4699 | 124.6175 | -238.765 | 0 | 2490.964 | 10000 | Competitive | 0 | 0 | 0 | 0 | 0 | 1 | 1 | Non-Competitive | Non-Competitive | Non-Competitive | Non-Competitive | Non-Competitive | 6 | 6 | 6 | 6 | 6 | 6 | 6 | 6 | 6 | 6 | 6 | 6 | 6 | 6 | 6
SCGRMGS8 6225__A FROM_TO | SCGRMGS8 | 6225__A | 186 | 1 | 1 | MRGNCRK_8 | CHINAGRVX2_8 | FROM_TO | 73521.13 | -0.35234 | 0.052431 | -0.47329 | 0.052431 | 274.2905 | -12.1247 | 0 | 10000 | 2490.963 | Non-Competi | 0 | 0 | 0 | 1 | 1 | 1 | 1 | Non-Competitive | Non-Competitive | Non-Competitive | Competitive | Competitive | 11 | 15 | 15 | 11 | 15 | 15 | 11 | 15 | 15 | 0 | 0 | 0 | 0 | 0 | 0
SCGRMGS8 6225__A TO_FROM | SCGRMGS8 | 6225__A | 186 | 1 | 1 | MRGNCRK_8 | CHINAGRVX2_8 | TO_FROM | 73521.13 | -0.05243 | 0.35234 | -0.05243 | 0.47329 | 125.5128 | -240.493 | 0 | 2490.963 | 10000 | Competitive | 0 | 0 | 0 | 0 | 0 | 1 | 1 | Non-Competitive | Non-Competitive | Non-Competitive | Non-Competitive | Non-Competitive | 6 | 6 | 6 | 6 | 6 | 6 | 6 | 6 | 6 | 6 | 6 | 6 | 6 | 6 | 6
SCGRMGS8 MGSES_MR3H FROM_TO | SCGRMGS8 | MGSES_MR3H | 75 | 1 | 1 | MRGNCRK_8 | 700206_3STAR | FROM_TO | 73521.13 | -0.16437 | 0.016599 | -0.68507 | 0.016599 | 78.0039 | 8.6971 | 0 | 10000 | 1878.984 | Non-Competi | 0 | 0 | 1 | 1 | 1 | 1 | 1 | Non-Competitive | Non-Competitive | Competitive | Competitive | Competitive | 10 | 12 | 14 | 10 | 12 | 14 | 0 | 0 | 0 | 0 | 0 | 0 | 0 | 0 | 0
SCGRMGS8 MGSES_MR3H TO_FROM | SCGRMGS8 | MGSES_MR3H | 75 | 1 | 1 | MRGNCRK_8 | 700206_3STAR | TO_FROM | 73521.13 | -0.0166 | 0.16437 | -0.0166 | 0.68507 | 8.8958 | -67.8437 | 0 | 1878.984 | 10000 | Competitive | 0 | 0 | 0 | 0 | 0 | 1 | 0 | Non-Competitive | Non-Competitive | Non-Competitive | Non-Competitive | Non-Competitive | 0 | 0 | 0 | 0 | 0 | 0 | 0 | 0 | 0 | 0 | 0 | 0 | 0 | 0 | 0
SCHYWIN8 6100__F FROM_TO | SCHYWIN8 | 6100__F | 171 | 3 | 3 | DOLRHIDE_8 | NOTSW_1_8 | FROM_TO | 73521.13 | -1 | 0 | -1 | 0 | 0 | 0 | 0 | 0 | 10000 | Competitive | 0 | 0 | 0 | 0 | 0 | 1 | 1 | Non-Competitive | Non-Competitive | Non-Competitive | Non-Competitive | Non-Competitive | bar: 9 to 11
SCHYWIN8 6100__F TO_FROM | SCHYWIN8 | 6100__F | 171 | 3 | 3 | DOLRHIDE_8 | NOTSW_1_8 | TO_FROM | 73521.13 | 0 | 1 | 0 | 1 | 149.548 | 0 | 0 | 10000 | 0 | Competitive | 1 | 1 | 1 | 1 | 1 | 1 | 0 | Non-Competitive | Non-Competitive | Non-Competitive | Non-Competitive | Non-Competitive | 0 | 0 | 0 | 0 | 0 | 0 | 0 | 0 | 0 | 0 | 0 | 0 | 0 | 0 | 0
SCHYWIN8 6430__C FROM_TO | SCHYWIN8 | 6430__C | 179 | 3 | 3 | MOSS_8 | AMOCNCTA_8 | FROM_TO | 73521.13 | -0.41906 | 0.017715 | -0.64764 | 0.065139 | 197.3084 | 61.7942 | 0 | 4847.823 | 7249.164 | Non-Competi | 0 | 0 | 0 | 0 | 0 | 1 | 1 | Non-Competitive | Non-Competitive | Non-Competitive | Non-Competitive | Non-Competitive | 1 | 8 | 10 | 1 | 8 | 10 | 1 | 8 | 10 | 1 | 8 | 10 | 1 | 8 | 10
SCHYWIN8 6430__C TO_FROM | SCHYWIN8 | 6430__C | 179 | 3 | 3 | MOSS_8 | AMOCNCTA_8 | TO_FROM | 73521.13 | -0.01772 | 0.41906 | -0.06514 | 0.64765 | 0.82723 | -177.231 | 0 | 7249.164 | 4847.823 | Competitive | 0 | 0 | 0 | 0 | 0 | 1 | 0 | Non-Competitive | Non-Competitive | Non-Competitive | Non-Competitive | Non-Competitive | 0 | 0 | 0 | 0 | 0 | 0 | 0 | 0 | 0 | 0 | 0 | 0 | 0 | 0 | 0
SCISPUT8 ABSO_POTOSI1_1 FROM_TO | SCISPUT8 | ABSO_POTOSI1_1 | 84 | 2 | 2 | ABSO4A | POTOSI_T4A | FROM_TO | 73521.13 | -0.10274 | 0.048464 | -0.85003 | 0.075576 | 195.2905 | -78.54 | 0 | 1538.445 | 10000 | Competitive | 0 | 0 | 0 | 0 | 0 | 1 | 1 | Non-Competitive | Non-Competitive | Non-Competitive | Non-Competitive | Non-Competitive | bar: 9 to 11
SCISPUT8 ABSO_POTOSI1_1 TO_FROM | SCISPUT8 | ABSO_POTOSI1_1 | 84 | 2 | 2 | ABSO4A | POTOSI_T4A | TO_FROM | 73521.13 | -0.04846 | 0.10274 | -0.07558 | 0.85003 | 85.0927 | -153.03 | 0 | 10000 | 1538.445 | Competitive | 0 | 0 | 1 | 1 | 1 | 1 | 1 | Non-Competitive | Non-Competitive | Competitive | Competitive | Competitive | 11 | 12 | 15 | 11 | 12 | 15 | 0 | 0 | 0 | 0 | 0 | 0 | 0 | 0 | 0
SCISPUT8 LENSW_PUTN2_1 FROM_TO | SCISPUT8 | LENSW_PUTN2_1 | 72 | 2 | 2 | LEONSW_8 | PUTN4A | FROM_TO | 73521.13 | -0.0483 | 0.1029 | -0.49139 | 0.18318 | 96.9432 | -141.188 | 0 | 10000 | 1788.83 | Competitive | 0 | 0 | 1 | 1 | 1 | 1 | 1 | Non-Competitive | Non-Competitive | Competitive | Competitive | Competitive | 11 | 12 | 15 | 11 | 12 | 15 | 0 | 0 | 0 | 0 | 0 | 0 | 0 | 0 | 0
SCISPUT8 LENSW_PUTN2_1 TO_FROM | SCISPUT8 | LENSW_PUTN2_1 | 72 | 2 | 2 | LEONSW_8 | PUTN4A | TO_FROM | 73521.13 | -0.1029 | 0.048303 | -0.18318 | 0.49139 | 183.4098 | -90.382 | 0 | 1788.83 | 10000 | Competitive | 0 | 0 | 0 | 0 | 0 | 1 | 1 | Non-Competitive | Non-Competitive | Non-Competitive | Non-Competitive | Non-Competitive | bar: 9 to 11
SCITWEI8 CLARK__LON_HI1_1 FROM_TO | SCITWEI8 | CLARK__LON_HI1_1 | 207 | 1 | 1 | LON_HILL4A | CLARK_WD4A | FROM_TO | 73521.13 | 0 | 0.000929 | -0.99907 | 0.000929 | 68.2759 | 68.267 | 0 | 696.487 | 0 | Competitive | 1 | 1 | 1 | 1 | 1 | 1 | 0 | Non-Competitive | Non-Competitive | Non-Competitive | Non-Competitive | Non-Competitive | 0 | 0 | 0 | 0 | 0 | 0 | 0 | 0 | 0 | 0 | 0 | 0 | 0 | 0 | 0
SCITWEI8 CLARK__LON_HI1_1 TO_FROM | SCITWEI8 | CLARK__LON_HI1_1 | 207 | 1 | 1 | LON_HILL4A | CLARK_WD4A | TO_FROM | 73521.13 | -0.00093 | 0 | -0.00093 | 0.99907 | -68.2759 | -68.267 | 0 | 0 | 696.487 | Competitive | 1 | 1 | 1 | 1 | 1 | 1 | 0 | Non-Competitive | Non-Competitive | Non-Competitive | Non-Competitive | Non-Competitive | 0 | 0 | 0 | 0 | 0 | 0 | 0 | 0 | 0 | 0 | 0 | 0 | 0 | 0 | 0
SCMNBWN5 35090__A FROM_TO | SCMNBWN5 | 35090__A | 1621 | 0 | 0 | BROWN_5 | KILL_SS__5 | FROM_TO | 73521.13 | -0.03955 | 0.13642 | -0.09913 | 0.18144 | 1562.938 | -806.286 | 0 | 877.958 | 851.546 | Competitive | 1 | 1 | 1 | 1 | 1 | 1 | 1 | Competitive | Competitive | Competitive | Competitive | Competitive | 0 | 0 | 0 | 0 | 0 | 0 | 0 | 0 | 0 | 0 | 0 | 0 | 0 | 0 | 0
SCMNBWN5 35090__A TO_FROM | SCMNBWN5 | 35090__A | 1621 | 0 | 0 | BROWN_5 | KILL_SS__5 | TO_FROM | 73521.13 | -0.13641 | 0.039545 | -0.18143 | 0.099126 | 1200.529 | -830.321 | 0 | 851.546 | 877.958 | Competitive | 1 | 1 | 1 | 1 | 1 | 1 | 1 | Competitive | Competitive | Competitive | Competitive | Competitive | 0 | 0 | 0 | 0 | 0 | 0 | 0 | 0 | 0 | 0 | 0 | 0 | 0 | 0 | 0
SCMNBWN5 35095__A FROM_TO | SCMNBWN5 | 35095__A | 1621 | 0 | 0 | BROWN_5 | KILL_SS__5 | FROM_TO | 73521.13 | -0.03955 | 0.13642 | -0.09913 | 0.18144 | 1562.938 | -806.286 | 0 | 877.958 | 851.546 | Competitive | 1 | 1 | 1 | 1 | 1 | 1 | 1 | Competitive | Competitive | Competitive | Competitive | Competitive | 0 | 0 | 0 | 0 | 0 | 0 | 0 | 0 | 0 | 0 | 0 | 0 | 0 | 0 | 0
SCMNBWN5 35095__A TO_FROM | SCMNBWN5 | 35095__A | 1621 | 0 | 0 | BROWN_5 | KILL_SS__5 | TO_FROM | 73521.13 | -0.13641 | 0.039545 | -0.18143 | 0.099126 | 1200.529 | -830.321 | 0 | 851.546 | 877.958 | Competitive | 1 | 1 | 1 | 1 | 1 | 1 | 1 | Competitive | Competitive | Competitive | Competitive | Competitive | 0 | 0 | 0 | 0 | 0 | 0 | 0 | 0 | 0 | 0 | 0 | 0 | 0 | 0 | 0
SCMNBWN5 HAMILT_MAVERI1_1 FROM_TO | SCMNBWN5 | HAMILT_MAVERI1_1 | 122 | 0 | 0 | HAMILTN4 | MAVERICK4A | FROM_TO | 73521.13 | -0.45606 | 0.20874 | -0.53419 | 0.20874 | 298.6809 | -134.319 | 0 | 4278.94 | 8883.629 | Non-Competi | 0 | 0 | 0 | 0 | 0 | 1 | 1 | Non-Competitive | Non-Competitive | Non-Competitive | Non-Competitive | Non-Competitive | 2 | 2 | 29 | 2 | 2 | 29 | 2 | 2 | 29 | 2 | 2 | 29 | 2 | 2 | 29
SCMNBWN5 HAMILT_MAVERI1_1 TO_FROM | SCMNBWN5 | HAMILT_MAVERI1_1 | 122 | 0 | 0 | HAMILTN4 | MAVERICK4A | TO_FROM | 73521.13 | -0.20874 | 0.45606 | -0.20874 | 0.53419 | 158.8642 | -235.804 | 0 | 8883.629 | 4278.94 | Competitive | 0 | 0 | 0 | 0 | 0 | 1 | 1 | Non-Competitive | Non-Competitive | Non-Competitive | Non-Competitive | Non-Competitive | 11 | 13 | 16 | 11 | 13 | 16 | 11 | 13 | 16 | 11 | 13 | 16 | 11 | 13 | 16
SCMNCPS5 651__B FROM_TO | SCMNCPS5 | 651__B | 185 | 1 | 1 | COMCHESS1_8 | COMANCHE_T8 | FROM_TO | 73521.13 | -0.12067 | 0.037557 | -0.67652 | 0.24136 | 528.5335 | -106.548 | 0 | 933.059 | 5706.639 | Competitive | 0 | 0 | 0 | 0 | 0 | 1 | 1 | Non-Competitive | Non-Competitive | Non-Competitive | Non-Competitive | Non-Competitive | 13 | 17 | 20 | 13 | 17 | 20 | 13 | 17 | 20 | 13 | 17 | 20 | 13 | 17 | 20
SCMNCPS5 651__B TO_FROM | SCMNCPS5 | 651__B | 185 | 1 | 1 | COMCHESS1_8 | COMANCHE_T8 | TO_FROM | 73521.13 | -0.03756 | 0.12067 | -0.24136 | 0.67652 | 205.5437 | -442.452 | 0 | 5706.639 | 933.059 | Competitive | 1 | 1 | 1 | 1 | 1 | 1 | 1 | Competitive | Competitive | Competitive | Competitive | Competitive | 0 | 0 | 0 | 0 | 0 | 0 | 0 | 0 | 0 | 0 | 0 | 0 | 0 | 0 | 0
SCMNSAR5 1800__A FROM_TO | SCMNSAR5 | 1800__A | 393 | 1 | 1 | LEONSW_8 | FLATCRK_T8 | FROM_TO | 73521.13 | -0.37425 | 0.060082 | -0.37425 | 0.33231 | 332.2409 | -191.293 | 0 | 1030.693 | 6471.227 | Competitive | 0 | 0 | 0 | 0 | 0 | 1 | 1 | Non-Competitive | Non-Competitive | Non-Competitive | Non-Competitive | Non-Competitive | 6 | 6 | 10 | 6 | 6 | 10 | 6 | 6 | 10 | 6 | 6 | 10 | 6 | 6 | 10
SCMNSAR5 1800__A TO_FROM | SCMNSAR5 | 1800__A | 393 | 1 | 1 | LEONSW_8 | FLATCRK_T8 | TO_FROM | 73521.13 | -0.06008 | 0.37426 | -0.33231 | 0.37426 | 246.6551 | -237.409 | 0 | 6471.227 | 1030.693 | Competitive | 0 | 1 | 1 | 1 | 1 | 1 | 1 | Non-Competitive | Competitive | Competitive | Competitive | Competitive | 36 | 58 | 77 | 0 | 0 | 0 | 0 | 0 | 0 | 0 | 0 | 0 | 0 | 0 | 0
SCMNSAR5 670__B FROM_TO | SCMNSAR5 | 670__B | 124 | 1 | 1 | BRNWDSW_8 | CAMPBOW_P8 | FROM_TO | 73521.13 | -0.03503 | 0.035676 | -0.55975 | 0.36085 | 172.69 | -93.7339 | 0 | 10000 | 932.328 | Competitive | 1 | 1 | 1 | 1 | 1 | 1 | 1 | Competitive | Competitive | Competitive | Competitive | Competitive | 0 | 0 | 0 | 0 | 0 | 0 | 0 | 0 | 0 | 0 | 0 | 0 | 0 | 0 | 0
SCMNSAR5 670__B TO_FROM | SCMNSAR5 | 670__B | 124 | 1 | 1 | BRNWDSW_8 | CAMPBOW_P8 | TO_FROM | 73521.13 | -0.03568 | 0.035026 | -0.36085 | 0.55975 | 180.1083 | -136.295 | 0 | 932.328 | 10000 | Competitive | 0 | 0 | 0 | 0 | 0 | 1 | 1 | Non-Competitive | Non-Competitive | Non-Competitive | Non-Competitive | Non-Competitive | 7 | 7 | 7 | 7 | 7 | 7 | 7 | 7 | 7 | 7 | 7 | 7 | 7 | 7 | 7
SCNSCN38 850__C FROM_TO | SCNSCN38 | 850__C | 334 | 5 | 5 | ALLENSW_W8 | PL_CUSTR1_8 | FROM_TO | 73521.13 | -0.04513 | 0.023626 | -0.83903 | 0.066936 | 405.8293 | 215.0748 | 0 | 2867.807 | 5887.006 | Competitive | 0 | 0 | 0 | 0 | 0 | 1 | 1 | Non-Competitive | Non-Competitive | Non-Competitive | Non-Competitive | Non-Competitive | 3 | 3 | 3 | 3 | 3 | 3 | 3 | 3 | 3 | 3 | 3 | 3 | 3 | 3 | 3
SCNSCN38 850__C TO_FROM | SCNSCN38 | 850__C | 334 | 5 | 5 | ALLENSW_W8 | PL_CUSTR1_8 | TO_FROM | 73521.13 | -0.02363 | 0.045132 | -0.06694 | 0.83903 | -208.733 | -347.951 | 0 | 5887.006 | 2867.807 | Competitive | 0 | 0 | 0 | 0 | 1 | 1 | 1 | Non-Competitive | Non-Competitive | Non-Competitive | Non-Competitive | Competitive | 4 | 4 | 4 | 4 | 4 | 4 | 4 | 4 | 4 | 4 | 4 | 4 | 0 | 0 | 0
SCOLBAL8 BALG_HUMBLT1_1 FROM_TO | SCOLBAL8 | BALG_HUMBLT1_1 | 27 | 6 | 6 | BALG2A | BALEXTP2 | FROM_TO | 73521.13 | -0.00483 | 0.018316 | -0.75728 | 0.12783 | 60.755 | -15.6458 | 0 | 2058.988 | 4098.556 | Competitive | 0 | 0 | 0 | 0 | 0 | 1 | 0 | Non-Competitive | Non-Competitive | Non-Competitive | Non-Competitive | Non-Competitive | 0 | 0 | 0 | 0 | 0 | 0 | 0 | 0 | 0 | 0 | 0 | 0 | 0 | 0 | 0
SCOLBAL8 BALG_HUMBLT1_1 TO_FROM | SCOLBAL8 | BALG_HUMBLT1_1 | 27 | 6 | 6 | BALG2A | BALEXTP2 | TO_FROM | 73521.13 | -0.01832 | 0.004831 | -0.12783 | 0.75728 | 17.8461 | -50.0336 | 0 | 4098.556 | 2058.988 | Competitive | 0 | 0 | 0 | 1 | 1 | 1 | 0 | Non-Competitive | Non-Competitive | Non-Competitive | Non-Competitive | Non-Competitive | 0 | 0 | 0 | 0 | 0 | 0 | 0 | 0 | 0 | 0 | 0 | 0 | 0 | 0 | 0
SCOLBAL8 DRSY_SANA_T1_1 FROM_TO | SCOLBAL8 | DRSY_SANA_T1_1 | 30 | 6 | 6 | SANA_TAP2A | DRSY2A | FROM_TO | 73521.13 | -0.01128 | 0.003853 | -0.39913 | 0.22917 | 33.3854 | -16.6084 | 0 | 10000 | 2554.648 | Competitive | 0 | 0 | 0 | 0 | 1 | 1 | 0 | Non-Competitive | Non-Competitive | Non-Competitive | Non-Competitive | Non-Competitive | 0 | 0 | 0 | 0 | 0 | 0 | 0 | 0 | 0 | 0 | 0 | 0 | 0 | 0 | 0
SCOLBAL8 DRSY_SANA_T1_1 TO_FROM | SCOLBAL8 | DRSY_SANA_T1_1 | 30 | 6 | 6 | SANA_TAP2A | DRSY2A | TO_FROM | 73521.13 | -0.00385 | 0.011276 | -0.22917 | 0.39913 | 34.811 | -28.3069 | 0 | 2554.648 | 10000 | Competitive | 0 | 0 | 0 | 0 | 0 | 1 | 0 | Non-Competitive | Non-Competitive | Non-Competitive | Non-Competitive | Non-Competitive | 0 | 0 | 0 | 0 | 0 | 0 | 0 | 0 | 0 | 0 | 0 | 0 | 0 | 0 | 0
SCOLLON5 SINTON_SKIDMO1_1 FROM_TO | SCOLLON5 | SINTON_SKIDMO1_1 | 38 | 1 | 1 | SKIDMORE2A | SINTON2A | FROM_TO | 73521.13 | -0.024 | 0.00478 | -0.21546 | 0.40328 | 66.9358 | -40.9759 | 0 | 4392.465 | 1395.606 | Competitive | 0 | 1 | 1 | 1 | 1 | 1 | 1 | Non-Competitive | Competitive | Competitive | Competitive | Competitive | 6 | 7 | 8 | 0 | 0 | 0 | 0 | 0 | 0 | 0 | 0 | 0 | 0 | 0 | 0
SCOLLON5 SINTON_SKIDMO1_1 TO_FROM | SCOLLON5 | SINTON_SKIDMO1_1 | 38 | 1 | 1 | SKIDMORE2A | SINTON2A | TO_FROM | 73521.13 | -0.00478 | 0.023996 | -0.40328 | 0.21546 | 68.9448 | -54.1282 | 0 | 1395.606 | 4392.465 | Competitive | 0 | 0 | 0 | 0 | 0 | 1 | 0 | Non-Competitive | Non-Competitive | Non-Competitive | Non-Competitive | Non-Competitive | 0 | 0 | 0 | 0 | 0 | 0 | 0 | 0 | 0 | 0 | 0 | 0 | 0 | 0 | 0
SCOLPAW5 COLETO_KENEDS1_1 FROM_TO | SCOLPAW5 | COLETO_KENEDS1_1 | 207 | 1 | 1 | COLETO4A | KENEDYSW4A | FROM_TO | 73521.13 | -0.0381 | 0.12055 | -0.287 | 0.12198 | 400.0031 | -172.061 | 0 | 1947.045 | 8533.175 | Competitive | 0 | 0 | 0 | 0 | 0 | 1 | 1 | Non-Competitive | Non-Competitive | Non-Competitive | Non-Competitive | Non-Competitive | 15 | 42 | 42 | 15 | 42 | 42 | 15 | 42 | 42 | 15 | 42 | 42 | 15 | 42 | 42
SCOLPAW5 COLETO_KENEDS1_1 TO_FROM | SCOLPAW5 | COLETO_KENEDS1_1 | 207 | 1 | 1 | COLETO4A | KENEDYSW4A | TO_FROM | 73521.13 | -0.12055 | 0.038101 | -0.12198 | 0.287 | 331.6047 | -342.78 | 0 | 8533.175 | 1947.045 | Competitive | 0 | 0 | 1 | 1 | 1 | 1 | 1 | Non-Competitive | Non-Competitive | Competitive | Competitive | Competitive | 13 | 28 | 49 | 13 | 28 | 49 | 0 | 0 | 0 | 0 | 0 | 0 | 0 | 0 | 0
SCOLPAW5 COLETO_VICTOR1_1 FROM_TO | SCOLPAW5 | COLETO_VICTOR1_1 | 320 | 1 | 1 | COLETO4A | VICTORIA4A | FROM_TO | 73521.13 | -0.15049 | 0.22212 | -0.15049 | 0.22503 | 499.5048 | -213.767 | 0 | 5421.273 | 2933.119 | Competitive | 0 | 0 | 0 | 0 | 1 | 1 | 1 | Non-Competitive | Non-Competitive | Non-Competitive | Non-Competitive | Competitive | 20 | 28 | 28 | 20 | 28 | 28 | 20 | 28 | 28 | 20 | 28 | 28 | 0 | 0 | 0
SCOLPAW5 COLETO_VICTOR1_1 TO_FROM | SCOLPAW5 | COLETO_VICTOR1_1 | 320 | 1 | 1 | COLETO4A | VICTORIA4A | TO_FROM | 73521.13 | -0.22212 | 0.15049 | -0.22503 | 0.15049 | 379.0839 | -398.073 | 0 | 2933.119 | 5421.273 | Competitive | 0 | 0 | 0 | 0 | 0 | 1 | 1 | Non-Competitive | Non-Competitive | Non-Competitive | Non-Competitive | Non-Competitive | 1 | 10 | 20 | 1 | 10 | 20 | 1 | 10 | 20 | 1 | 10 | 20 | 1 | 10 | 20
SCOLPAW5 COLETO_VICTOR2_1 FROM_TO | SCOLPAW5 | COLETO_VICTOR2_1 | 320 | 1 | 1 | COLETO4A | VICTORIA4A | FROM_TO | 73521.13 | -0.15482 | 0.22852 | -0.15482 | 0.23152 | 513.8992 | -219.927 | 0 | 5421.262 | 2933.129 | Competitive | 0 | 0 | 0 | 0 | 1 | 1 | 1 | Non-Competitive | Non-Competitive | Non-Competitive | Non-Competitive | Competitive | 20 | 28 | 28 | 20 | 28 | 28 | 20 | 28 | 28 | 20 | 28 | 28 | 0 | 0 | 0
SCOLPAW5 COLETO_VICTOR2_1 TO_FROM | SCOLPAW5 | COLETO_VICTOR2_1 | 320 | 1 | 1 | COLETO4A | VICTORIA4A | TO_FROM | 73521.13 | -0.22852 | 0.15482 | -0.23152 | 0.15482 | 390.0093 | -409.545 | 0 | 2933.129 | 5421.262 | Competitive | 0 | 0 | 0 | 0 | 0 | 1 | 1 | Non-Competitive | Non-Competitive | Non-Competitive | Non-Competitive | Non-Competitive | 1 | 10 | 20 | 1 | 10 | 20 | 1 | 10 | 20 | 1 | 10 | 20 | 1 | 10 | 20
SCOLPAW5 F1_11_1 FROM_TO | SCOLPAW5 | F1_11_1 | 152 | 1 | 1 | FALLSCTY | KENEDYSW4A | FROM_TO | 73521.13 | -0.06535 | 0.055068 | -0.33589 | 0.43617 | 290.6629 | -168.707 | 0 | 10000 | 1285.88 | Competitive | 0 | 1 | 1 | 1 | 1 | 1 | 1 | Non-Competitive | Competitive | Competitive | Competitive | Competitive | 22 | 28 | 76 | 0 | 0 | 0 | 0 | 0 | 0 | 0 | 0 | 0 | 0 | 0 | 0
SCOLPAW5 F1_11_1 TO_FROM | SCOLPAW5 | F1_11_1 | 152 | 1 | 1 | FALLSCTY | KENEDYSW4A | TO_FROM | 73521.13 | -0.05507 | 0.06535 | -0.43617 | 0.33589 | 249.2494 | -150.094 | 0 | 1285.88 | 10000 | Competitive | 0 | 0 | 0 | 0 | 0 | 1 | 1 | Non-Competitive | Non-Competitive | Non-Competitive | Non-Competitive | Non-Competitive | 8 | 8 | 8 | 8 | 8 | 8 | 8 | 8 | 8 | 8 | 8 | 8 | 8 | 8 | 8
SCOLPAW5 KENEDS_KENEDY1_1 FROM_TO | SCOLPAW5 | KENEDS_KENEDY1_1 | 38 | 1 | 1 | KENEDYSW2A | KENEDY2A | FROM_TO | 73521.13 | -0.01336 | 0.006543 | -0.80599 | 0.15435 | 93.8693 | -18.3217 | 0 | 8658.037 | 1249.293 | Competitive | 0 | 1 | 1 | 1 | 1 | 1 | 0 | Non-Competitive | Non-Competitive | Non-Competitive | Non-Competitive | Non-Competitive | 0 | 0 | 0 | 0 | 0 | 0 | 0 | 0 | 0 | 0 | 0 | 0 | 0 | 0 | 0
SCOLPAW5 KENEDS_KENEDY1_1 TO_FROM | SCOLPAW5 | KENEDS_KENEDY1_1 | 38 | 1 | 1 | KENEDYSW2A | KENEDY2A | TO_FROM | 73521.13 | -0.00654 | 0.01336 | -0.15435 | 0.80598 | 39.7881 | -75.8748 | 0 | 1249.293 | 8658.037 | Competitive | 0 | 0 | 0 | 0 | 0 | 1 | 0 | Non-Competitive | Non-Competitive | Non-Competitive | Non-Competitive | Non-Competitive | 0 | 0 | 0 | 0 | 0 | 0 | 0 | 0 | 0 | 0 | 0 | 0 | 0 | 0 | 0
SCOLPAW5 LOOP_VICTORIA_1 FROM_TO | SCOLPAW5 | LOOP_VICTORIA_1 | 173 | 1 | 1 | LOOP463SUB8 | VICTORIA4A | FROM_TO | 73521.13 | -0.14286 | 0.57791 | -0.14286 | 0.73749 | 352.7229 | -139.183 | 0 | 10000 | 1986.857 | Non-Competi | 0 | 0 | 1 | 1 | 1 | 1 | 1 | Non-Competitive | Non-Competitive | Competitive | Competitive | Competitive | 15 | 16 | 39 | 15 | 16 | 39 | 0 | 0 | 0 | 0 | 0 | 0 | 0 | 0 | 0
SCOLPAW5 LOOP_VICTORIA_1 TO_FROM | SCOLPAW5 | LOOP_VICTORIA_1 | 173 | 1 | 1 | LOOP463SUB8 | VICTORIA4A | TO_FROM | 73521.13 | -0.57791 | 0.14286 | -0.73749 | 0.14286 | 225.6237 | -194.96 | 0 | 1986.857 | 10000 | Non-Competi | 0 | 0 | 0 | 0 | 0 | 1 | 1 | Non-Competitive | Non-Competitive | Non-Competitive | Non-Competitive | Non-Competitive | 6 | 6 | 6 | 6 | 6 | 6 | 6 | 6 | 6 | 6 | 6 | 6 | 6 | 6 | 6
SCOLPAW5 SINTON_SKIDMO1_1 FROM_TO | SCOLPAW5 | SINTON_SKIDMO1_1 | 38 | 1 | 1 | SKIDMORE2A | SINTON2A | FROM_TO | 73521.13 | -0.02238 | 0.004699 | -0.21422 | 0.40386 | 55.388 | -39.5965 | 0 | 5654.324 | 1479.859 | Competitive | 0 | 1 | 1 | 1 | 1 | 1 | 1 | Non-Competitive | Competitive | Competitive | Competitive | Competitive | 6 | 6 | 6 | 0 | 0 | 0 | 0 | 0 | 0 | 0 | 0 | 0 | 0 | 0 | 0
SCOLPAW5 SINTON_SKIDMO1_1 TO_FROM | SCOLPAW5 | SINTON_SKIDMO1_1 | 38 | 1 | 1 | SKIDMORE2A | SINTON2A | TO_FROM | 73521.13 | -0.0047 | 0.022376 | -0.40386 | 0.21422 | 64.6255 | -43.2963 | 0 | 1479.859 | 5654.324 | Competitive | 0 | 0 | 0 | 0 | 0 | 1 | 0 | Non-Competitive | Non-Competitive | Non-Competitive | Non-Competitive | Non-Competitive | 0 | 0 | 0 | 0 | 0 | 0 | 0 | 0 | 0 | 0 | 0 | 0 | 0 | 0 | 0
SCOMHA38 FRIR_SONR1_1 FROM_TO | SCOMHA38 | FRIR_SONR1_1 | 37 | 0 | 0 | SONR2A | FRIR2A | FROM_TO | 73521.13 | -0.00865 | 0.026917 | -0.72209 | 0.13229 | 133.7238 | -35.0034 | 0 | 2150.331 | 1800.059 | Competitive | 0 | 0 | 1 | 1 | 1 | 1 | 0 | Non-Competitive | Non-Competitive | Non-Competitive | Non-Competitive | Non-Competitive | 0 | 0 | 0 | 0 | 0 | 0 | 0 | 0 | 0 | 0 | 0 | 0 | 0 | 0 | 0
SCOMHA38 FRIR_SONR1_1 TO_FROM | SCOMHA38 | FRIR_SONR1_1 | 37 | 0 | 0 | SONR2A | FRIR2A | TO_FROM | 73521.13 | -0.02692 | 0.008647 | -0.13229 | 0.72209 | 67.218 | -103.617 | 0 | 1800.059 | 2150.331 | Competitive | 0 | 0 | 0 | 1 | 1 | 1 | 1 | Non-Competitive | Non-Competitive | Non-Competitive | Competitive | Competitive | 3 | 3 | 3 | 3 | 3 | 3 | 3 | 3 | 3 | 0 | 0 | 0 | 0 | 0 | 0
SCRALC28 ODNTH_FMR1 FROM_TO | SCRALC28 | ODNTH_FMR1 | 87 | 1 | 1 | ODESSANO_8 | ODESSANO_9 | FROM_TO | 73521.13 | -0.06015 | 0.005305 | -0.70246 | 0.04557 | 81.7564 | 46.9107 | 0 | 5027.272 | 3909.478 | Competitive | 0 | 0 | 0 | 0 | 0 | 1 | 1 | Non-Competitive | Non-Competitive | Non-Competitive | Non-Competitive | Non-Competitive | 9 | 9 | 9 | 9 | 9 | 9 | 9 | 9 | 9 | 9 | 9 | 9 | 9 | 9 | 9
SCRALC28 ODNTH_FMR1 TO_FROM | SCRALC28 | ODNTH_FMR1 | 87 | 1 | 1 | ODESSANO_8 | ODESSANO_9 | TO_FROM | 73521.13 | -0.00531 | 0.060146 | -0.04557 | 0.70247 | -28.0007 | -75.9304 | 0 | 3909.478 | 5027.272 | Competitive | 0 | 0 | 0 | 0 | 0 | 1 | 0 | Non-Competitive | Non-Competitive | Non-Competitive | Non-Competitive | Non-Competitive | 0 | 0 | 0 | 0 | 0 | 0 | 0 | 0 | 0 | 0 | 0 | 0 | 0 | 0 | 0
SCREFAL8 FREER_SAN_DI1_1 FROM_TO | SCREFAL8 | FREER_SAN_DI1_1 | 38 | 1 | 1 | FREER2A | SAN_DIEG2A | FROM_TO | 73521.13 | -0.01741 | 0.028084 | -0.18252 | 0.58567 | 57.0538 | -23.4871 | 0 | 2669.388 | 1571.87 | Competitive | 0 | 0 | 1 | 1 | 1 | 1 | 0 | Non-Competitive | Non-Competitive | Non-Competitive | Non-Competitive | Non-Competitive | 0 | 0 | 0 | 0 | 0 | 0 | 0 | 0 | 0 | 0 | 0 | 0 | 0 | 0 | 0
SCREFAL8 FREER_SAN_DI1_1 TO_FROM | SCREFAL8 | FREER_SAN_DI1_1 | 38 | 1 | 1 | FREER2A | SAN_DIEG2A | TO_FROM | 73521.13 | -0.02808 | 0.017405 | -0.58567 | 0.18252 | 44.37 | -45.1342 | 0 | 1571.87 | 2669.388 | Competitive | 0 | 0 | 0 | 0 | 1 | 1 | 1 | Non-Competitive | Non-Competitive | Non-Competitive | Non-Competitive | Competitive | 4 | 4 | 4 | 4 | 4 | 4 | 4 | 4 | 4 | 4 | 4 | 4 | 0 | 0 | 0
SCRNLCR8 6427__A FROM_TO | SCRNLCR8 | 6427__A | 151 | 3 | 3 | PERMIANB_8 | HACKBTAP4A | FROM_TO | 73521.13 | -0.20421 | 0.095908 | -0.68971 | 0.095908 | 262.7665 | -70.1203 | 0 | 5601.424 | 3798.225 | Competitive | 0 | 0 | 0 | 0 | 0 | 1 | 1 | Non-Competitive | Non-Competitive | Non-Competitive | Non-Competitive | Non-Competitive | 13 | 13 | 13 | 13 | 13 | 13 | 13 | 13 | 13 | 13 | 13 | 13 | 13 | 13 | 13
SCRNLCR8 6427__A TO_FROM | SCRNLCR8 | 6427__A | 151 | 3 | 3 | PERMIANB_8 | HACKBTAP4A | TO_FROM | 73521.13 | -0.09591 | 0.20421 | -0.09591 | 0.68971 | 186.3953 | -166.761 | 0 | 3798.225 | 5601.424 | Competitive | 0 | 0 | 0 | 0 | 0 | 1 | 1 | Non-Competitive | Non-Competitive | Non-Competitive | Non-Competitive | Non-Competitive | 6 | 9 | 9 | 6 | 9 | 9 | 6 | 9 | 9 | 6 | 9 | 9 | 6 | 9 | 9
SCRNLCR8 CR101T_HACKBT1_1 FROM_TO | SCRNLCR8 | CR101T_HACKBT1_1 | 151 | 3 | 3 | HACKBTAP4A | CR101TAP4A | FROM_TO | 73521.13 | -0.20431 | 0.095807 | -0.67664 | 0.31019 | 255.3331 | -77.5523 | 0 | 5603.054 | 3797.843 | Competitive | 0 | 0 | 0 | 0 | 0 | 1 | 1 | Non-Competitive | Non-Competitive | Non-Competitive | Non-Competitive | Non-Competitive | 13 | 13 | 13 | 13 | 13 | 13 | 13 | 13 | 13 | 13 | 13 | 13 | 13 | 13 | 13
SCRNLCR8 CR101T_HACKBT1_1 TO_FROM | SCRNLCR8 | CR101T_HACKBT1_1 | 151 | 3 | 3 | HACKBTAP4A | CR101TAP4A | TO_FROM | 73521.13 | -0.09581 | 0.20431 | -0.31019 | 0.67664 | 193.8567 | -159.329 | 0 | 3797.843 | 5603.054 | Competitive | 0 | 0 | 0 | 0 | 0 | 1 | 1 | Non-Competitive | Non-Competitive | Non-Competitive | Non-Competitive | Non-Competitive | 6 | 9 | 9 | 6 | 9 | 9 | 6 | 9 | 9 | 6 | 9 | 9 | 6 | 9 | 9
SCRNLCR8 RIOP_WDWRDT1_1 FROM_TO | SCRNLCR8 | RIOP_WDWRDT1_1 | 170 | 3 | 3 | RIOP4A | WDWRDTP4A | FROM_TO | 73521.13 | -0.86682 | 0.098475 | -0.86682 | 0.098475 | 168.527 | -36.2372 | 0 | 3333.897 | 9599.494 | Competitive | 0 | 0 | 0 | 0 | 0 | 1 | 1 | Non-Competitive | Non-Competitive | Non-Competitive | Non-Competitive | Non-Competitive | 4 | 4 | 4 | 4 | 4 | 4 | 4 | 4 | 4 | 4 | 4 | 4 | 4 | 4 | 4
SCRNLCR8 RIOP_WDWRDT1_1 TO_FROM | SCRNLCR8 | RIOP_WDWRDT1_1 | 170 | 3 | 3 | RIOP4A | WDWRDTP4A | TO_FROM | 73521.13 | -0.09847 | 0.86682 | -0.09847 | 0.86682 | 116.9087 | -120.106 | 0 | 9599.494 | 3333.897 | Competitive | 0 | 0 | 0 | 0 | 0 | 1 | 1 | Non-Competitive | Non-Competitive | Non-Competitive | Non-Competitive | Non-Competitive | 12 | 12 | 12 | 12 | 12 | 12 | 12 | 12 | 12 | 12 | 12 | 12 | 12 | 12 | 12
SCRNODE8 16TH_WRD2_1 FROM_TO | SCRNODE8 | 16TH_WRD2_1 | 143 | 7 | 7 | TN16TH_ST_1 | TNWDWRDTAP1 | FROM_TO | 73521.13 | -0.15211 | 0.049567 | -0.15211 | 0.37926 | 100.6043 | -109.055 | 0 | 5716.799 | 3830.116 | Competitive | 0 | 0 | 0 | 0 | 0 | 1 | 1 | Non-Competitive | Non-Competitive | Non-Competitive | Non-Competitive | Non-Competitive | 13 | 13 | 13 | 13 | 13 | 13 | 13 | 13 | 13 | 13 | 13 | 13 | 13 | 13 | 13
SCRNODE8 16TH_WRD2_1 TO_FROM | SCRNODE8 | 16TH_WRD2_1 | 143 | 7 | 7 | TN16TH_ST_1 | TNWDWRDTAP1 | TO_FROM | 73521.13 | -0.04957 | 0.15211 | -0.37926 | 0.15211 | 183.4652 | -47.0651 | 0 | 3830.116 | 5716.799 | Competitive | 0 | 0 | 0 | 0 | 0 | 1 | 1 | Non-Competitive | Non-Competitive | Non-Competitive | Non-Competitive | Non-Competitive | 6 | 9 | 9 | 6 | 9 | 9 | 6 | 9 | 9 | 6 | 9 | 9 | 6 | 9 | 9
SCRNODE8 6427__A FROM_TO | SCRNODE8 | 6427__A | 151 | 7 | 7 | PERMIANB_8 | HACKBTAP4A | FROM_TO | 73521.13 | -0.25634 | 0.10112 | -0.70207 | 0.10112 | 328.5353 | -91.9133 | 0 | 3808.001 | 3814.345 | Non-Competi | 0 | 0 | 0 | 0 | 0 | 1 | 1 | Non-Competitive | Non-Competitive | Non-Competitive | Non-Competitive | Non-Competitive | 13 | 13 | 13 | 13 | 13 | 13 | 13 | 13 | 13 | 13 | 13 | 13 | 13 | 13 | 13
SCRNODE8 6427__A TO_FROM | SCRNODE8 | 6427__A | 151 | 7 | 7 | PERMIANB_8 | HACKBTAP4A | TO_FROM | 73521.13 | -0.10112 | 0.25634 | -0.10112 | 0.70207 | 241.4039 | -217.701 | 0 | 3814.345 | 3808.001 | Non-Competi | 0 | 0 | 0 | 0 | 0 | 1 | 1 | Non-Competitive | Non-Competitive | Non-Competitive | Non-Competitive | Non-Competitive | 12 | 21 | 21 | 12 | 21 | 21 | 12 | 21 | 21 | 12 | 21 | 21 | 12 | 21 | 21
SCRNODE8 6815__A FROM_TO | SCRNODE8 | 6815__A | 42 | 7 | 7 | GLASCOCK_9 | GARDCITY_9 | FROM_TO | 73521.13 | -0.08313 | 0.037408 | -0.32762 | 0.46489 | 43.4512 | -22.7626 | 0 | 3985.694 | 8348.867 | Competitive | 0 | 0 | 0 | 0 | 0 | 1 | 1 | Non-Competitive | Non-Competitive | Non-Competitive | Non-Competitive | Non-Competitive | 1 | 2 | 2 | 1 | 2 | 2 | 1 | 2 | 2 | 1 | 2 | 2 | 1 | 2 | 2
SCRNODE8 6815__A TO_FROM | SCRNODE8 | 6815__A | 42 | 7 | 7 | GLASCOCK_9 | GARDCITY_9 | TO_FROM | 73521.13 | -0.03741 | 0.083132 | -0.46489 | 0.32762 | 37.486 | -20.8858 | 0 | 8348.867 | 3985.694 | Competitive | 0 | 0 | 0 | 0 | 0 | 1 | 1 | Non-Competitive | Non-Competitive | Non-Competitive | Non-Competitive | Non-Competitive | 13 | 13 | 13 | 13 | 13 | 13 | 13 | 13 | 13 | 13 | 13 | 13 | 13 | 13 | 13
SCRNODE8 BARL_FTSW1_1 FROM_TO | SCRNODE8 | BARL_FTSW1_1 | 38 | 7 | 7 | FTSW2A | BARL2A | FROM_TO | 73521.13 | -0.0151 | 0.038724 | -0.25771 | 0.26191 | 45.6445 | -24.069 | 0 | 3901.014 | 5712.269 | Competitive | 0 | 0 | 0 | 0 | 0 | 1 | 0 | Non-Competitive | Non-Competitive | Non-Competitive | Non-Competitive | Non-Competitive | 0 | 0 | 0 | 0 | 0 | 0 | 0 | 0 | 0 | 0 | 0 | 0 | 0 | 0 | 0
SCRNODE8 BARL_FTSW1_1 TO_FROM | SCRNODE8 | BARL_FTSW1_1 | 38 | 7 | 7 | FTSW2A | BARL2A | TO_FROM | 73521.13 | -0.03872 | 0.015101 | -0.26191 | 0.25772 | 40.2371 | -23.0734 | 0 | 5712.269 | 3901.014 | Competitive | 0 | 0 | 0 | 0 | 0 | 1 | 1 | Non-Competitive | Non-Competitive | Non-Competitive | Non-Competitive | Non-Competitive | 13 | 13 | 13 | 13 | 13 | 13 | 13 | 13 | 13 | 13 | 13 | 13 | 13 | 13 | 13
SCRSBAT9 UVALDE_69A1 FROM_TO | SCRSBAT9 | UVALDE_69A1 | 40.7 | 4 | 4 | UVALDE2A | UVALDE4A | FROM_TO | 73521.13 | -0.02511 | 0.006616 | -0.08732 | 0.69247 | 22.7579 | -30.1018 | 0 | 7248.973 | 9649.297 | Competitive | 0 | 0 | 0 | 0 | 0 | 1 | 1 | Non-Competitive | Non-Competitive | Non-Competitive | Non-Competitive | Non-Competitive | 2 | 2 | 2 | 2 | 2 | 2 | 2 | 2 | 2 | 2 | 2 | 2 | 2 | 2 | 2
SCRSBAT9 UVALDE_69A1 TO_FROM | SCRSBAT9 | UVALDE_69A1 | 40.7 | 4 | 4 | UVALDE2A | UVALDE4A | TO_FROM | 73521.13 | -0.00662 | 0.025114 | -0.69247 | 0.087319 | 39.4874 | -19.6087 | 0 | 9649.297 | 7248.973 | Competitive | 0 | 0 | 0 | 0 | 0 | 1 | 0 | Non-Competitive | Non-Competitive | Non-Competitive | Non-Competitive | Non-Competitive | 0 | 0 | 0 | 0 | 0 | 0 | 0 | 0 | 0 | 0 | 0 | 0 | 0 | 0 | 0
SCRYTUR9 ASHERTON_69A1 FROM_TO | SCRYTUR9 | ASHERTON_69A1 | 40.7 | 2 | 2 | ASHERTON2A | ASHERTON4A | FROM_TO | 73521.13 | -0.00041 | 0 | -0.00041 | 0.99959 | -30.0539 | -30.05 | 0 | 0 | 696.487 | Competitive | 1 | 1 | 1 | 1 | 1 | 1 | 0 | Non-Competitive | Non-Competitive | Non-Competitive | Non-Competitive | Non-Competitive | 0 | 0 | 0 | 0 | 0 | 0 | 0 | 0 | 0 | 0 | 0 | 0 | 0 | 0 | 0
SCRYTUR9 ASHERTON_69A1 TO_FROM | SCRYTUR9 | ASHERTON_69A1 | 40.7 | 2 | 2 | ASHERTON2A | ASHERTON4A | TO_FROM | 73521.13 | 0 | 0.000409 | -0.99959 | 0.000409 | 30.0539 | 30.05 | 0 | 696.487 | 0 | Competitive | 1 | 1 | 1 | 1 | 1 | 1 | 0 | Non-Competitive | Non-Competitive | Non-Competitive | Non-Competitive | Non-Competitive | 0 | 0 | 0 | 0 | 0 | 0 | 0 | 0 | 0 | 0 | 0 | 0 | 0 | 0 | 0
SCRYTUR9 ASHERT_CARRIZ1_1 FROM_TO | SCRYTUR9 | ASHERT_CARRIZ1_1 | 38 | 2 | 2 | CARRIZO2A | ASHERTON2A | FROM_TO | 73521.13 | -0.00039 | 0 | -0.00039 | 0.99961 | -28.4257 | -28.422 | 0 | 0 | 696.487 | Competitive | 1 | 1 | 1 | 1 | 1 | 1 | 0 | Non-Competitive | Non-Competitive | Non-Competitive | Non-Competitive | Non-Competitive | 0 | 0 | 0 | 0 | 0 | 0 | 0 | 0 | 0 | 0 | 0 | 0 | 0 | 0 | 0
SCRYTUR9 ASHERT_CARRIZ1_1 TO_FROM | SCRYTUR9 | ASHERT_CARRIZ1_1 | 38 | 2 | 2 | CARRIZO2A | ASHERTON2A | TO_FROM | 73521.13 | 0 | 0.000387 | -0.99961 | 0.000387 | 28.4257 | 28.422 | 0 | 696.487 | 0 | Competitive | 1 | 1 | 1 | 1 | 1 | 1 | 0 | Non-Competitive | Non-Competitive | Non-Competitive | Non-Competitive | Non-Competitive | 0 | 0 | 0 | 0 | 0 | 0 | 0 | 0 | 0 | 0 | 0 | 0 | 0 | 0 | 0
SCSEGLD8 6215__A FROM_TO | SCSEGLD8 | 6215__A | 143 | 1 | 1 | BLUFCKTA_8 | CHINAGRV_8 | FROM_TO | 73521.13 | -0.01522 | 0.52127 | -0.08463 | 0.60154 | 90.1836 | -132.97 | 0 | 7115.806 | 6485.048 | Competitive | 0 | 0 | 0 | 0 | 0 | 1 | 0 | Non-Competitive | Non-Competitive | Non-Competitive | Non-Competitive | Non-Competitive | 0 | 0 | 0 | 0 | 0 | 0 | 0 | 0 | 0 | 0 | 0 | 0 | 0 | 0 | 0
SCSEGLD8 6215__A TO_FROM | SCSEGLD8 | 6215__A | 143 | 1 | 1 | BLUFCKTA_8 | CHINAGRV_8 | TO_FROM | 73521.13 | -0.52127 | 0.015221 | -0.60154 | 0.084634 | 145.3698 | 1.3219 | 0 | 6485.048 | 7115.806 | Non-Competi | 0 | 0 | 0 | 0 | 0 | 1 | 1 | Non-Competitive | Non-Competitive | Non-Competitive | Non-Competitive | Non-Competitive | 2 | 9 | 14 | 2 | 9 | 14 | 2 | 9 | 14 | 2 | 9 | 14 | 2 | 9 | 14
SCSEGLD8 6474__A FROM_TO | SCSEGLD8 | 6474__A | 185 | 1 | 1 | MRGNCRK_8 | SUN_8 | FROM_TO | 73521.13 | -0.31241 | 0.020885 | -0.31241 | 0.020885 | 169.2769 | 29.3454 | 0 | 7373.693 | 3070.131 | Competitive | 0 | 0 | 0 | 0 | 0 | 1 | 1 | Non-Competitive | Non-Competitive | Non-Competitive | Non-Competitive | Non-Competitive | 4 | 6 | 7 | 4 | 6 | 7 | 4 | 6 | 7 | 4 | 6 | 7 | 4 | 6 | 7
SCSEGLD8 6474__A TO_FROM | SCSEGLD8 | 6474__A | 185 | 1 | 1 | MRGNCRK_8 | SUN_8 | TO_FROM | 73521.13 | -0.02089 | 0.31241 | -0.02089 | 0.31241 | 24.0511 | -155.061 | 0 | 3070.131 | 7373.693 | Competitive | 0 | 0 | 0 | 0 | 0 | 1 | 1 | Non-Competitive | Non-Competitive | Non-Competitive | Non-Competitive | Non-Competitive | 6 | 6 | 6 | 6 | 6 | 6 | 6 | 6 | 6 | 6 | 6 | 6 | 6 | 6 | 6
SCYPCOM8 122T122_1 FROM_TO | SCYPCOM8 | 122T122_1 | 128 | 2 | 2 | L_COMFOR8_1Y | L_RAYMBA8_1Y | FROM_TO | 73521.13 | -0.03676 | 0.030759 | -0.44901 | 0.15134 | 187.115 | 11.8495 | 0 | 10000 | 10000 | Competitive | 0 | 0 | 0 | 0 | 0 | 1 | 1 | Non-Competitive | Non-Competitive | Non-Competitive | Non-Competitive | Non-Competitive | 9 | 9 | 9 | 9 | 9 | 9 | 9 | 9 | 9 | 9 | 9 | 9 | 9 | 9 | 9
SCYPCOM8 122T122_1 TO_FROM | SCYPCOM8 | 122T122_1 | 128 | 2 | 2 | L_COMFOR8_1Y | L_RAYMBA8_1Y | TO_FROM | 73521.13 | -0.03076 | 0.036756 | -0.15134 | 0.44901 | 16.1944 | -155.603 | 0 | 10000 | 10000 | Competitive | 0 | 0 | 0 | 0 | 0 | 1 | 1 | Non-Competitive | Non-Competitive | Non-Competitive | Non-Competitive | Non-Competitive | 5 | 5 | 5 | 5 | 5 | 5 | 5 | 5 | 5 | 5 | 5 | 5 | 5 | 5 | 5
SDFWLI28 1140__C FROM_TO | SDFWLI28 | 1140__C | 215 | 4 | 4 | DFW_DE1T1_8 | DFW_CE1_8 | FROM_TO | 73521.13 | -0.0236 | 0.016636 | -0.3568 | 0.47739 | 530.7226 | 228.3154 | 0 | 829.563 | 2134.822 | Non-Competi | 0 | 0 | 0 | 1 | 1 | 0 | 1 | Non-Competitive | Non-Competitive | Non-Competitive | Non-Competitive | Non-Competitive | 15 | 18 | 21 | 15 | 18 | 21 | 15 | 18 | 21 | 15 | 18 | 21 | 15 | 18 | 21
SDFWLI28 1140__C TO_FROM | SDFWLI28 | 1140__C | 215 | 4 | 4 | DFW_DE1T1_8 | DFW_CE1_8 | TO_FROM | 73521.13 | -0.01664 | 0.023602 | -0.47739 | 0.3568 | -110.285 | -457.816 | 0 | 2134.822 | 829.563 | Competitive | 1 | 1 | 1 | 1 | 1 | 1 | 0 | Non-Competitive | Non-Competitive | Non-Competitive | Non-Competitive | Non-Competitive | 0 | 0 | 0 | 0 | 0 | 0 | 0 | 0 | 0 | 0 | 0 | 0 | 0 | 0 | 0
SDFWLI28 1140__E FROM_TO | SDFWLI28 | 1140__E | 215 | 4 | 4 | ATMEL1_T8 | HACKBRY1_8 | FROM_TO | 73521.13 | -0.02362 | 0.016613 | -0.23347 | 0.66526 | 529.0249 | 226.6194 | 0 | 830.122 | 2134.807 | Non-Competi | 0 | 0 | 0 | 1 | 1 | 0 | 1 | Non-Competitive | Non-Competitive | Non-Competitive | Non-Competitive | Non-Competitive | 15 | 18 | 21 | 15 | 18 | 21 | 15 | 18 | 21 | 15 | 18 | 21 | 15 | 18 | 21
SDFWLI28 1140__E TO_FROM | SDFWLI28 | 1140__E | 215 | 4 | 4 | ATMEL1_T8 | HACKBRY1_8 | TO_FROM | 73521.13 | -0.01661 | 0.023625 | -0.66526 | 0.23347 | -108.587 | -456.12 | 0 | 2134.807 | 830.122 | Competitive | 1 | 1 | 1 | 1 | 1 | 1 | 0 | Non-Competitive | Non-Competitive | Non-Competitive | Non-Competitive | Non-Competitive | 0 | 0 | 0 | 0 | 0 | 0 | 0 | 0 | 0 | 0 | 0 | 0 | 0 | 0 | 0
SDOWMOO8 UVALDE_W_BATE1_1 FROM_TO | SDOWMOO8 | UVALDE_W_BATE1_1 | 122 | 1 | 1 | UVALDE4A | W_BATESV4A | FROM_TO | 73521.13 | -0.0528 | 0.19326 | -0.24652 | 0.50432 | 233.9133 | -212.388 | 0 | 3737.225 | 5471.854 | Competitive | 0 | 0 | 0 | 0 | 0 | 1 | 1 | Non-Competitive | Non-Competitive | Non-Competitive | Non-Competitive | Non-Competitive | 27 | 31 | 31 | 27 | 31 | 31 | 27 | 31 | 31 | 27 | 31 | 31 | 27 | 31 | 31
SDOWMOO8 UVALDE_W_BATE1_1 TO_FROM | SDOWMOO8 | UVALDE_W_BATE1_1 | 122 | 1 | 1 | UVALDE4A | W_BATESV4A | TO_FROM | 73521.13 | -0.19326 | 0.052804 | -0.50432 | 0.24652 | 240.0542 | -167.562 | 0 | 5471.854 | 3737.225 | Competitive | 0 | 0 | 0 | 0 | 0 | 1 | 1 | Non-Competitive | Non-Competitive | Non-Competitive | Non-Competitive | Non-Competitive | 11 | 14 | 17 | 11 | 14 | 17 | 11 | 14 | 17 | 11 | 14 | 17 | 11 | 14 | 17
SDUKNED8 ADERHO_ELSA1_1 FROM_TO | SDUKNED8 | ADERHO_ELSA1_1 | 235 | 1 | 1 | ELSA4A | ADERHOLDSUB8 | FROM_TO | 73521.13 | -0.09642 | 0.037332 | -0.38053 | 0.35486 | -51.3588 | -88.9667 | 0 | 2822.892 | 10000 | Competitive | 0 | 0 | 0 | 0 | 0 | 1 | 1 | Non-Competitive | Non-Competitive | Non-Competitive | Non-Competitive | Non-Competitive | 6 | 6 | 6 | 6 | 6 | 6 | 6 | 6 | 6 | 6 | 6 | 6 | 6 | 6 | 6
SDUKNED8 ADERHO_ELSA1_1 TO_FROM | SDUKNED8 | ADERHO_ELSA1_1 | 235 | 1 | 1 | ELSA4A | ADERHOLDSUB8 | TO_FROM | 73521.13 | -0.03733 | 0.096425 | -0.35486 | 0.38054 | 176.2061 | 56.7312 | 0 | 10000 | 2822.892 | Competitive | 0 | 0 | 0 | 0 | 1 | 1 | 1 | Non-Competitive | Non-Competitive | Non-Competitive | Non-Competitive | Competitive | 3 | 3 | 3 | 3 | 3 | 3 | 3 | 3 | 3 | 3 | 3 | 3 | 0 | 0 | 0
SDUKNED8 DUKE_NEDIN2_1 FROM_TO | SDUKNED8 | DUKE_NEDIN2_1 | 365 | 1 | 1 | NEDIN4A | DUKE4A | FROM_TO | 73521.13 | -0.75782 | 0.086004 | -0.75782 | 0.086004 | 339.2001 | 212.3143 | 0 | 10000 | 9909.389 | Competitive | 0 | 0 | 0 | 0 | 0 | 1 | 1 | Non-Competitive | Non-Competitive | Non-Competitive | Non-Competitive | Non-Competitive | 3 | 3 | 3 | 3 | 3 | 3 | 3 | 3 | 3 | 3 | 3 | 3 | 3 | 3 | 3
SDUKNED8 DUKE_NEDIN2_1 TO_FROM | SDUKNED8 | DUKE_NEDIN2_1 | 365 | 1 | 1 | NEDIN4A | DUKE4A | TO_FROM | 73521.13 | -0.086 | 0.75782 | -0.086 | 0.75782 | 194.8054 | -271.315 | 0 | 9909.389 | 10000 | Competitive | 0 | 0 | 0 | 0 | 0 | 1 | 1 | Non-Competitive | Non-Competitive | Non-Competitive | Non-Competitive | Non-Competitive | 3 | 3 | 3 | 3 | 3 | 3 | 3 | 3 | 3 | 3 | 3 | 3 | 3 | 3 | 3
SECRBRA8 6240__A FROM_TO | SECRBRA8 | 6240__A | 185 | 8 | 8 | SNYDER_8 | SACROC_8 | FROM_TO | 73521.13 | -0.46165 | 0.25344 | -0.4947 | 0.32596 | 184.0181 | -38.5929 | 0 | 5806.468 | 4211.44 | Competitive | 0 | 0 | 0 | 0 | 0 | 1 | 1 | Non-Competitive | Non-Competitive | Non-Competitive | Non-Competitive | Non-Competitive | 6 | 6 | 6 | 6 | 6 | 6 | 6 | 6 | 6 | 6 | 6 | 6 | 6 | 6 | 6
SECRBRA8 6240__A TO_FROM | SECRBRA8 | 6240__A | 185 | 8 | 8 | SNYDER_8 | SACROC_8 | TO_FROM | 73521.13 | -0.25344 | 0.46165 | -0.32596 | 0.4947 | 195.1193 | -167.709 | 0 | 4211.44 | 5806.468 | Competitive | 0 | 0 | 0 | 0 | 0 | 1 | 1 | Non-Competitive | Non-Competitive | Non-Competitive | Non-Competitive | Non-Competitive | 3 | 3 | 4 | 3 | 3 | 4 | 3 | 3 | 4 | 3 | 3 | 4 | 3 | 3 | 4
SECRBRA8 6240__B FROM_TO | SECRBRA8 | 6240__B | 185 | 8 | 8 | SUN_8 | SACROC_8 | FROM_TO | 73521.13 | -0.25306 | 0.46203 | -0.50492 | 0.46203 | 223.0494 | -139.809 | 0 | 4211.347 | 5833.044 | Competitive | 0 | 0 | 0 | 0 | 0 | 1 | 1 | Non-Competitive | Non-Competitive | Non-Competitive | Non-Competitive | Non-Competitive | 3 | 3 | 4 | 3 | 3 | 4 | 3 | 3 | 4 | 3 | 3 | 4 | 3 | 3 | 4
SECRBRA8 6240__B TO_FROM | SECRBRA8 | 6240__B | 185 | 8 | 8 | SUN_8 | SACROC_8 | TO_FROM | 73521.13 | -0.46203 | 0.25306 | -0.46203 | 0.50492 | 156.0218 | -66.4929 | 0 | 5833.044 | 4211.347 | Competitive | 0 | 0 | 0 | 0 | 0 | 1 | 1 | Non-Competitive | Non-Competitive | Non-Competitive | Non-Competitive | Non-Competitive | 6 | 6 | 6 | 6 | 6 | 6 | 6 | 6 | 6 | 6 | 6 | 6 | 6 | 6 | 6
SECRBRA8 6438__A FROM_TO | SECRBRA8 | 6438__A | 299 | 8 | 8 | SUN_8 | GOLDENSW_8 | FROM_TO | 73521.13 | -1 | 0 | -1 | 0 | 0 | 0 | 0 | 0 | 10000 | Competitive | 0 | 0 | 0 | 0 | 0 | 1 | 1 | Non-Competitive | Non-Competitive | Non-Competitive | Non-Competitive | Non-Competitive | 2 | 2 | 2 | 2 | 2 | 2 | 2 | 2 | 2 | 2 | 2 | 2 | 2 | 2 | 2
SECRBRA8 6438__A TO_FROM | SECRBRA8 | 6438__A | 299 | 8 | 8 | SUN_8 | GOLDENSW_8 | TO_FROM | 73521.13 | 0 | 1 | 0 | 1 | 252.84 | 0 | 0 | 10000 | 0 | Competitive | 1 | 1 | 1 | 1 | 1 | 1 | 0 | Non-Competitive | Non-Competitive | Non-Competitive | Non-Competitive | Non-Competitive | 0 | 0 | 0 | 0 | 0 | 0 | 0 | 0 | 0 | 0 | 0 | 0 | 0 | 0 | 0
SECRBRA8 6474__A FROM_TO | SECRBRA8 | 6474__A | 185 | 8 | 8 | MRGNCRK_8 | SUN_8 | FROM_TO | 73521.13 | -0.39327 | 0.020748 | -0.39327 | 0.020748 | 172.4801 | -12.5837 | 0 | 3991.227 | 3998.72 | Competitive | 0 | 0 | 0 | 0 | 0 | 1 | 1 | Non-Competitive | Non-Competitive | Non-Competitive | Non-Competitive | Non-Competitive | 6 | 6 | 7 | 6 | 6 | 7 | 6 | 6 | 7 | 6 | 6 | 7 | 6 | 6 | 7
SECRBRA8 6474__A TO_FROM | SECRBRA8 | 6474__A | 185 | 8 | 8 | MRGNCRK_8 | SUN_8 | TO_FROM | 73521.13 | -0.02075 | 0.39327 | -0.02075 | 0.39327 | 147.9106 | -156.293 | 0 | 3998.72 | 3991.227 | Competitive | 0 | 0 | 0 | 0 | 0 | 1 | 1 | Non-Competitive | Non-Competitive | Non-Competitive | Non-Competitive | Non-Competitive | 6 | 6 | 6 | 6 | 6 | 6 | 6 | 6 | 6 | 6 | 6 | 6 | 6 | 6 | 6
SECRBRA8 6695__B FROM_TO | SECRBRA8 | 6695__B | 42 | 8 | 8 | SNYDER_9 | AMOCOTAP_9 | FROM_TO | 73521.13 | -0.00734 | 0.23876 | -0.17135 | 0.23876 | 31.3158 | -16.444 | 0 | 5726.695 | 4326.782 | Competitive | 0 | 0 | 0 | 0 | 0 | 1 | 0 | Non-Competitive | Non-Competitive | Non-Competitive | Non-Competitive | Non-Competitive | 0 | 0 | 0 | 0 | 0 | 0 | 0 | 0 | 0 | 0 | 0 | 0 | 0 | 0 | 0
SECRBRA8 6695__B TO_FROM | SECRBRA8 | 6695__B | 42 | 8 | 8 | SNYDER_9 | AMOCOTAP_9 | TO_FROM | 73521.13 | -0.23876 | 0.007339 | -0.23876 | 0.17135 | 18.0379 | -14.8672 | 0 | 4326.782 | 5726.695 | Competitive | 0 | 0 | 0 | 0 | 0 | 1 | 1 | Non-Competitive | Non-Competitive | Non-Competitive | Non-Competitive | Non-Competitive | 4 | 6 | 7 | 4 | 6 | 7 | 4 | 6 | 7 | 4 | 6 | 7 | 4 | 6 | 7
SECTPBS8 6430__C FROM_TO | SECTPBS8 | 6430__C | 179 | 2 | 2 | MOSS_8 | AMOCNCTA_8 | FROM_TO | 73521.13 | -0.20853 | 0.016253 | -0.6345 | 0.07413 | 207.7127 | 68.2999 | 0 | 4623.69 | 3704.379 | Non-Competi | 0 | 0 | 0 | 0 | 0 | 1 | 1 | Non-Competitive | Non-Competitive | Non-Competitive | Non-Competitive | Non-Competitive | 8 | 15 | 15 | 8 | 15 | 15 | 8 | 15 | 15 | 8 | 15 | 15 | 8 | 15 | 15
SECTPBS8 6430__C TO_FROM | SECTPBS8 | 6430__C | 179 | 2 | 2 | MOSS_8 | AMOCNCTA_8 | TO_FROM | 73521.13 | -0.01625 | 0.20853 | -0.07413 | 0.6345 | 5.5879 | -188.706 | 0 | 3704.379 | 4623.69 | Competitive | 0 | 0 | 0 | 0 | 0 | 1 | 0 | Non-Competitive | Non-Competitive | Non-Competitive | Non-Competitive | Non-Competitive | 0 | 0 | 0 | 0 | 0 | 0 | 0 | 0 | 0 | 0 | 0 | 0 | 0 | 0 | 0
SELMTHS5 1030__A FROM_TO | SELMTHS5 | 1030__A | 185 | 1 | 1 | ROGERSHL | ELM_MOTT__8 | FROM_TO | 73521.13 | -0.01513 | 0.16992 | -0.14528 | 0.65553 | 195.9094 | -180.542 | 0 | 8389.019 | 2613.167 | Competitive | 0 | 0 | 0 | 0 | 1 | 1 | 0 | Non-Competitive | Non-Competitive | Non-Competitive | Non-Competitive | Non-Competitive | 0 | 0 | 0 | 0 | 0 | 0 | 0 | 0 | 0 | 0 | 0 | 0 | 0 | 0 | 0
SELMTHS5 1030__A TO_FROM | SELMTHS5 | 1030__A | 185 | 1 | 1 | ROGERSHL | ELM_MOTT__8 | TO_FROM | 73521.13 | -0.16992 | 0.015129 | -0.65553 | 0.14528 | 217.45 | -99.3577 | 0 | 2613.167 | 8389.019 | Competitive | 0 | 0 | 0 | 0 | 0 | 1 | 1 | Non-Competitive | Non-Competitive | Non-Competitive | Non-Competitive | Non-Competitive | 5 | 14 | 14 | 5 | 14 | 14 | 5 | 14 | 14 | 5 | 14 | 14 | 5 | 14 | 14
SELMTHS5 1030__B FROM_TO | SELMTHS5 | 1030__B | 185 | 1 | 1 | ROGERSHL | BOSQUESW8 | FROM_TO | 73521.13 | -0.17014 | 0.014903 | -0.17014 | 0.34424 | 200.8313 | -115.921 | 0 | 3338.853 | 8378.387 | Competitive | 0 | 0 | 0 | 0 | 0 | 1 | 1 | Non-Competitive | Non-Competitive | Non-Competitive | Non-Competitive | Non-Competitive | 5 | 14 | 14 | 5 | 14 | 14 | 5 | 14 | 14 | 5 | 14 | 14 | 5 | 14 | 14
SELMTHS5 1030__B TO_FROM | SELMTHS5 | 1030__B | 185 | 1 | 1 | ROGERSHL | BOSQUESW8 | TO_FROM | 73521.13 | -0.0149 | 0.17014 | -0.34424 | 0.17014 | 212.4846 | -163.979 | 0 | 8378.387 | 3338.853 | Competitive | 0 | 0 | 0 | 0 | 0 | 1 | 0 | Non-Competitive | Non-Competitive | Non-Competitive | Non-Competitive | Non-Competitive | 0 | 0 | 0 | 0 | 0 | 0 | 0 | 0 | 0 | 0 | 0 | 0 | 0 | 0 | 0
SEMPNOR8 3330__C FROM_TO | SEMPNOR8 | 3330__C | 499 | 4 | 4 | LOMBRY1_8 | LKMT1T_8 | FROM_TO | 73521.13 | -0.07558 | 0.027316 | -0.54988 | 0.3699 | -84.0475 | -497.172 | 0 | 2410.236 | 10000 | Competitive | 0 | 0 | 0 | 0 | 0 | 1 | 1 | Non-Competitive | Non-Competitive | Non-Competitive | Non-Competitive | Non-Competitive | 3 | 3 | 3 | 3 | 3 | 3 | 3 | 3 | 3 | 3 | 3 | 3 | 3 | 3 | 3
SEMPNOR8 3330__C TO_FROM | SEMPNOR8 | 3330__C | 499 | 4 | 4 | LOMBRY1_8 | LKMT1T_8 | TO_FROM | 73521.13 | -0.02732 | 0.07558 | -0.3699 | 0.54988 | 576.119 | 221.0535 | 0 | 10000 | 2410.236 | Competitive | 0 | 0 | 0 | 1 | 1 | 1 | 1 | Non-Competitive | Non-Competitive | Non-Competitive | Competitive | Competitive | 17 | 24 | 27 | 17 | 24 | 27 | 17 | 24 | 27 | 0 | 0 | 0 | 0 | 0 | 0
SENAWKN9 ECRSW_FMR1 FROM_TO | SENAWKN9 | ECRSW_FMR1 | 28 | 1 | 1 | ENSCRKSS_9 | ENSCRKSS_8 | FROM_TO | 73521.13 | -0.00026 | 0 | -0.00026 | 0.99974 | -19.3735 | -19.371 | 0 | 0 | 696.487 | Competitive | 1 | 1 | 1 | 1 | 1 | 1 | 0 | Non-Competitive | Non-Competitive | Non-Competitive | Non-Competitive | Non-Competitive | 0 | 0 | 0 | 0 | 0 | 0 | 0 | 0 | 0 | 0 | 0 | 0 | 0 | 0 | 0
SENAWKN9 ECRSW_FMR1 TO_FROM | SENAWKN9 | ECRSW_FMR1 | 28 | 1 | 1 | ENSCRKSS_9 | ENSCRKSS_8 | TO_FROM | 73521.13 | 0 | 0.000263 | -0.99974 | 0.000263 | 19.3735 | 19.371 | 0 | 696.487 | 0 | Competitive | 1 | 1 | 1 | 1 | 1 | 1 | 0 | Non-Competitive | Non-Competitive | Non-Competitive | Non-Competitive | Non-Competitive | 0 | 0 | 0 | 0 | 0 | 0 | 0 | 0 | 0 | 0 | 0 | 0 | 0 | 0 | 0
SESPSPU9 MATA_PADR1_1 FROM_TO | SESPSPU9 | MATA_PADR1_1 | 214 | 5 | 5 | PADR2A | MATA2A | FROM_TO | 73521.13 | -0.99986 | 0.000138 | -0.99986 | 0.000138 | 10.1603 | 10.159 | 0 | 696.91 | 10000 | Competitive | 0 | 0 | 0 | 0 | 0 | 1 | 1 | Non-Competitive | Non-Competitive | Non-Competitive | Non-Competitive | Non-Competitive | bar: 11 to 17
SESPSPU9 MATA_PADR1_1 TO_FROM | SESPSPU9 | MATA_PADR1_1 | 214 | 5 | 5 | PADR2A | MATA2A | TO_FROM | 73521.13 | -0.00014 | 0.99986 | -0.00014 | 0.99986 | 45.7007 | -10.159 | 0 | 10000 | 696.91 | Competitive | 1 | 1 | 1 | 1 | 1 | 1 | 0 | Non-Competitive | Non-Competitive | Non-Competitive | Non-Competitive | Non-Competitive | 0 | 0 | 0 | 0 | 0 | 0 | 0 | 0 | 0 | 0 | 0 | 0 | 0 | 0 | 0
SFASSAN9 OAKS9_69_1 FROM_TO | SFASSAN9 | OAKS9_69_1 | 50 | 1 | 1 | OAKSSUB9 | OAKSSUB8 | FROM_TO | 73521.13 | -0.01099 | 0.067423 | -0.12069 | 0.67438 | 29.9263 | -64.2774 | 0 | 10000 | 8865.172 | Competitive | 0 | 0 | 0 | 0 | 0 | 1 | 0 | Non-Competitive | Non-Competitive | Non-Competitive | Non-Competitive | Non-Competitive | 0 | 0 | 0 | 0 | 0 | 0 | 0 | 0 | 0 | 0 | 0 | 0 | 0 | 0 | 0
SFASSAN9 OAKS9_69_1 TO_FROM | SFASSAN9 | OAKS9_69_1 | 50 | 1 | 1 | OAKSSUB9 | OAKSSUB8 | TO_FROM | 73521.13 | -0.06742 | 0.010989 | -0.67438 | 0.12069 | 94.6689 | -6.8418 | 0 | 8865.172 | 10000 | Competitive | 0 | 0 | 0 | 0 | 0 | 1 | 1 | Non-Competitive | Non-Competitive | Non-Competitive | Non-Competitive | Non-Competitive | 29 | 29 | 29 | 29 | 29 | 29 | 29 | 29 | 29 | 29 | 29 | 29 | 29 | 29 | 29
SFERZ48 E1_M1_1 FROM_TO | SFERZ48 | E1_M1_1 | 214 | 1 | 1 | FIVE_PTS | WSTSIDE | FROM_TO | 73521.13 | -0.06563 | 0.11351 | -0.30173 | 0.45255 | 148.07 | -14.344 | 0 | 10000 | 10000 | Competitive | 0 | 0 | 0 | 0 | 0 | 1 | 1 | Non-Competitive | Non-Competitive | Non-Competitive | Non-Competitive | Non-Competitive | 12 | 12 | 12 | 12 | 12 | 12 | 12 | 12 | 12 | 12 | 12 | 12 | 12 | 12 | 12
SFERZ48 E1_M1_1 TO_FROM | SFERZ48 | E1_M1_1 | 214 | 1 | 1 | FIVE_PTS | WSTSIDE | TO_FROM | 73521.13 | -0.11351 | 0.065634 | -0.45255 | 0.30173 | 147.1159 | -40.2901 | 0 | 10000 | 10000 | Competitive | 0 | 0 | 0 | 0 | 0 | 1 | 1 | Non-Competitive | Non-Competitive | Non-Competitive | Non-Competitive | Non-Competitive | 3 | 3 | 3 | 3 | 3 | 3 | 3 | 3 | 3 | 3 | 3 | 3 | 3 | 3 | 3
SFERZ48 Y1_C4_1 FROM_TO | SFERZ48 | Y1_C4_1 | 178 | 1 | 1 | HOLBROOK | KIRBY | FROM_TO | 73521.13 | -0.00286 | 0.071584 | -0.03479 | 0.75318 | -46.5273 | -144.744 | 0 | 10000 | 793.786 | Competitive | 1 | 1 | 1 | 1 | 1 | 1 | 0 | Non-Competitive | Non-Competitive | Non-Competitive | Non-Competitive | Non-Competitive | 0 | 0 | 0 | 0 | 0 | 0 | 0 | 0 | 0 | 0 | 0 | 0 | 0 | 0 | 0
SFERZ48 Y1_C4_1 TO_FROM | SFERZ48 | Y1_C4_1 | 178 | 1 | 1 | HOLBROOK | KIRBY | TO_FROM | 73521.13 | -0.07158 | 0.002864 | -0.75318 | 0.034786 | 149.9476 | 122.2877 | 0 | 793.786 | 10000 | Competitive | 0 | 0 | 0 | 0 | 0 | 1 | 1 | Non-Competitive | Non-Competitive | Non-Competitive | Non-Competitive | Non-Competitive | 8 | 8 | 8 | 8 | 8 | 8 | 8 | 8 | 8 | 8 | 8 | 8 | 8 | 8 | 8
SFLCMDL5 6215__A FROM_TO | SFLCMDL5 | 6215__A | 143 | 1 | 1 | BLUFCKTA_8 | CHINAGRV_8 | FROM_TO | 73521.13 | -0.01518 | 0.52227 | -0.08433 | 0.60212 | 152.2019 | -140.942 | 0 | 5249.114 | 6918.133 | Non-Competi | 0 | 0 | 0 | 0 | 0 | 1 | 0 | Non-Competitive | Non-Competitive | Non-Competitive | Non-Competitive | Non-Competitive | 0 | 0 | 0 | 0 | 0 | 0 | 0 | 0 | 0 | 0 | 0 | 0 | 0 | 0 | 0
SFLCMDL5 6215__A TO_FROM | SFLCMDL5 | 6215__A | 143 | 1 | 1 | BLUFCKTA_8 | CHINAGRV_8 | TO_FROM | 73521.13 | -0.52227 | 0.015176 | -0.60212 | 0.084332 | 153.9644 | -61.0037 | 0 | 6918.133 | 5249.114 | Non-Competi | 0 | 0 | 0 | 0 | 0 | 1 | 1 | Non-Competitive | Non-Competitive | Non-Competitive | Non-Competitive | Non-Competitive | 5 | 12 | 16 | 5 | 12 | 16 | 5 | 12 | 16 | 5 | 12 | 16 | 5 | 12 | 16
SFLCMDL5 6345__B FROM_TO | SFLCMDL5 | 6345__B | 179 | 1 | 1 | GENRUBR_8 | SWPORTAP_8 | FROM_TO | 73521.13 | -0.17043 | 0.009345 | -0.68503 | 0.036648 | 121.6726 | 28.1196 | 0 | 5184.643 | 5680.829 | Competitive | 0 | 0 | 0 | 0 | 0 | 1 | 1 | Non-Competitive | Non-Competitive | Non-Competitive | Non-Competitive | Non-Competitive | 16 | 16 | 16 | 16 | 16 | 16 | 16 | 16 | 16 | 16 | 16 | 16 | 16 | 16 | 16
SFLCMDL5 6345__B TO_FROM | SFLCMDL5 | 6345__B | 179 | 1 | 1 | GENRUBR_8 | SWPORTAP_8 | TO_FROM | 73521.13 | -0.00934 | 0.17043 | -0.03665 | 0.68503 | 53.0649 | -111.164 | 0 | 5680.829 | 5184.643 | Competitive | 0 | 0 | 0 | 0 | 0 | 1 | 0 | Non-Competitive | Non-Competitive | Non-Competitive | Non-Competitive | Non-Competitive | 0 | 0 | 0 | 0 | 0 | 0 | 0 | 0 | 0 | 0 | 0 | 0 | 0 | 0 | 0
SFLCMDL5 6465__B FROM_TO | SFLCMDL5 | 6465__B | 143 | 1 | 1 | MIDLDWNT_8 | SPRABERY_8 | FROM_TO | 73521.13 | -0.11622 | 0.040391 | -0.28334 | 0.28691 | 83.9884 | -117.966 | 0 | 3287.337 | 1616.031 | Competitive | 0 | 0 | 1 | 1 | 1 | 1 | 1 | Non-Competitive | Non-Competitive | Competitive | Competitive | Competitive | 14 | 14 | 18 | 14 | 14 | 18 | 0 | 0 | 0 | 0 | 0 | 0 | 0 | 0 | 0
SFLCMDL5 6465__B TO_FROM | SFLCMDL5 | 6465__B | 143 | 1 | 1 | MIDLDWNT_8 | SPRABERY_8 | TO_FROM | 73521.13 | -0.04039 | 0.11622 | -0.28691 | 0.28334 | 144.407 | -36.8918 | 0 | 1616.031 | 3287.337 | Competitive | 0 | 0 | 0 | 0 | 0 | 1 | 1 | Non-Competitive | Non-Competitive | Non-Competitive | Non-Competitive | Non-Competitive | 17 | 18 | 21 | 17 | 18 | 21 | 17 | 18 | 21 | 17 | 18 | 21 | 17 | 18 | 21
SFLCMDL5 6470__D FROM_TO | SFLCMDL5 | 6470__D | 179 | 1 | 1 | MCDONALD_8 | FORSANTA_8 | FROM_TO | 73521.13 | -0.68655 | 0.24038 | -0.68655 | 0.24038 | 221.9771 | -127.182 | 0 | 4003.623 | 5079.819 | Non-Competi | 0 | 0 | 0 | 0 | 0 | 1 | 1 | Non-Competitive | Non-Competitive | Non-Competitive | Non-Competitive | Non-Competitive | 1 | 19 | 30 | 1 | 19 | 30 | 1 | 19 | 30 | 1 | 19 | 30 | 1 | 19 | 30
SFLCMDL5 6470__D TO_FROM | SFLCMDL5 | 6470__D | 179 | 1 | 1 | MCDONALD_8 | FORSANTA_8 | TO_FROM | 73521.13 | -0.24038 | 0.68655 | -0.24038 | 0.68655 | 193.8778 | -147.187 | 0 | 5079.819 | 4003.623 | Non-Competi | 0 | 0 | 0 | 0 | 0 | 1 | 1 | Non-Competitive | Non-Competitive | Non-Competitive | Non-Competitive | Non-Competitive | 15 | 15 | 15 | 15 | 15 | 15 | 15 | 15 | 15 | 15 | 15 | 15 | 15 | 15 | 15
SFLCMDL5 6620__A FROM_TO | SFLCMDL5 | 6620__A | 40 | 1 | 1 | STANTON_E_9 | MARTINCAP_9 | FROM_TO | 73521.13 | -0.0116 | 0.071311 | -0.76275 | 0.1974 | 38.7883 | -12.6136 | 0 | 10000 | 1893.95 | Competitive | 0 | 0 | 1 | 1 | 1 | 1 | 0 | Non-Competitive | Non-Competitive | Non-Competitive | Non-Competitive | Non-Competitive | 0 | 0 | 0 | 0 | 0 | 0 | 0 | 0 | 0 | 0 | 0 | 0 | 0 | 0 | 0
SFLCMDL5 6620__A TO_FROM | SFLCMDL5 | 6620__A | 40 | 1 | 1 | STANTON_E_9 | MARTINCAP_9 | TO_FROM | 73521.13 | -0.07131 | 0.011604 | -0.1974 | 0.76275 | 22.7375 | -27.8483 | 0 | 1893.95 | 10000 | Competitive | 0 | 0 | 0 | 0 | 0 | 1 | 1 | Non-Competitive | Non-Competitive | Non-Competitive | Non-Competitive | Non-Competitive | bar: 11 to 17
SFLCMDL5 MGSES_MR1H FROM_TO | SFLCMDL5 | MGSES_MR1H | 349 | 1 | 1 | MRGNCRK_5 | 700207_3STAR | FROM_TO | 73521.13 | -0.27156 | 0.023339 | -0.38809 | 0.33027 | 267.7696 | -73.4294 | 0 | 1533.807 | 3701.919 | Competitive | 0 | 0 | 0 | 0 | 0 | 1 | 1 | Non-Competitive | Non-Competitive | Non-Competitive | Non-Competitive | Non-Competitive | 20 | 22 | 37 | 20 | 22 | 37 | 20 | 22 | 37 | 20 | 22 | 37 | 20 | 22 | 37
SFLCMDL5 MGSES_MR1H TO_FROM | SFLCMDL5 | MGSES_MR1H | 349 | 1 | 1 | MRGNCRK_5 | 700207_3STAR | TO_FROM | 73521.13 | -0.02334 | 0.27156 | -0.33027 | 0.38809 | 329.5557 | -253.971 | 0 | 3701.919 | 1533.807 | Competitive | 0 | 0 | 1 | 1 | 1 | 1 | 1 | Non-Competitive | Non-Competitive | Competitive | Competitive | Competitive | 3 | 7 | 7 | 3 | 7 | 7 | 0 | 0 | 0 | 0 | 0 | 0 | 0 | 0 | 0
SFLCMGS5 6215__A FROM_TO | SFLCMGS5 | 6215__A | 143 | 1 | 1 | BLUFCKTA_8 | CHINAGRV_8 | FROM_TO | 73521.13 | -0.01518 | 0.52227 | -0.08433 | 0.60212 | 157.7236 | -140.505 | 0 | 5249.114 | 6918.133 | Non-Competi | 0 | 0 | 0 | 0 | 0 | 1 | 0 | Non-Competitive | Non-Competitive | Non-Competitive | Non-Competitive | Non-Competitive | 0 | 0 | 0 | 0 | 0 | 0 | 0 | 0 | 0 | 0 | 0 | 0 | 0 | 0 | 0
SFLCMGS5 6215__A TO_FROM | SFLCMGS5 | 6215__A | 143 | 1 | 1 | BLUFCKTA_8 | CHINAGRV_8 | TO_FROM | 73521.13 | -0.52227 | 0.015176 | -0.60212 | 0.084332 | 153.156 | -65.3906 | 0 | 6918.133 | 5249.114 | Non-Competi | 0 | 0 | 0 | 0 | 0 | 1 | 1 | Non-Competitive | Non-Competitive | Non-Competitive | Non-Competitive | Non-Competitive | 5 | 12 | 16 | 5 | 12 | 16 | 5 | 12 | 16 | 5 | 12 | 16 | 5 | 12 | 16
SFLCMGS5 6465__B FROM_TO | SFLCMGS5 | 6465__B | 143 | 1 | 1 | MIDLDWNT_8 | SPRABERY_8 | FROM_TO | 73521.13 | -0.11622 | 0.10423 | -0.28334 | 0.28691 | 107.1105 | -117.966 | 0 | 2848.806 | 1616.031 | Competitive | 0 | 0 | 1 | 1 | 1 | 1 | 1 | Non-Competitive | Non-Competitive | Competitive | Competitive | Competitive | 14 | 14 | 18 | 14 | 14 | 18 | 0 | 0 | 0 | 0 | 0 | 0 | 0 | 0 | 0
SFLCMGS5 6465__B TO_FROM | SFLCMGS5 | 6465__B | 143 | 1 | 1 | MIDLDWNT_8 | SPRABERY_8 | TO_FROM | 73521.13 | -0.10423 | 0.11622 | -0.28691 | 0.28334 | 144.407 | -60.0139 | 0 | 1616.031 | 2848.806 | Competitive | 0 | 0 | 0 | 0 | 1 | 1 | 1 | Non-Competitive | Non-Competitive | Non-Competitive | Non-Competitive | Competitive | 20 | 20 | 21 | 20 | 20 | 21 | 20 | 20 | 21 | 20 | 20 | 21 | 0 | 0 | 0
SFLCMGS5 6470__B FROM_TO | SFLCMGS5 | 6470__B | 179 | 1 | 1 | SPRABERY_8 | CRMWDTAP_8 | FROM_TO | 73521.13 | -0.31326 | 0.071641 | -0.79123 | 0.18194 | 184.3638 | -151.057 | 0 | 1642.021 | 2862.806 | Competitive | 0 | 0 | 0 | 0 | 1 | 1 | 1 | Non-Competitive | Non-Competitive | Non-Competitive | Non-Competitive | Competitive | 12 | 16 | 16 | 12 | 16 | 16 | 12 | 16 | 16 | 12 | 16 | 16 | 0 | 0 | 0
SFLCMGS5 6470__B TO_FROM | SFLCMGS5 | 6470__B | 179 | 1 | 1 | SPRABERY_8 | CRMWDTAP_8 | TO_FROM | 73521.13 | -0.07164 | 0.31326 | -0.18194 | 0.79123 | 225.7587 | -117.629 | 0 | 2862.806 | 1642.021 | Competitive | 0 | 0 | 1 | 1 | 1 | 1 | 1 | Non-Competitive | Non-Competitive | Competitive | Competitive | Competitive | 29 | 34 | 37 | 29 | 34 | 37 | 0 | 0 | 0 | 0 | 0 | 0 | 0 | 0 | 0
SFLCMGS5 6470__D FROM_TO | SFLCMGS5 | 6470__D | 179 | 1 | 1 | MCDONALD_8 | FORSANTA_8 | FROM_TO | 73521.13 | -0.68655 | 0.24038 | -0.68655 | 0.24038 | 221.4168 | -143.661 | 0 | 4003.623 | 4805.171 | Non-Competi | 0 | 0 | 0 | 0 | 0 | 1 | 1 | Non-Competitive | Non-Competitive | Non-Competitive | Non-Competitive | Non-Competitive | 1 | 19 | 33 | 1 | 19 | 33 | 1 | 19 | 33 | 1 | 19 | 33 | 1 | 19 | 33
SFLCMGS5 6470__D TO_FROM | SFLCMGS5 | 6470__D | 179 | 1 | 1 | MCDONALD_8 | FORSANTA_8 | TO_FROM | 73521.13 | -0.24038 | 0.68655 | -0.24038 | 0.68655 | 210.2869 | -146.63 | 0 | 4805.171 | 4003.623 | Competitive | 0 | 0 | 0 | 0 | 0 | 1 | 1 | Non-Competitive | Non-Competitive | Non-Competitive | Non-Competitive | Non-Competitive | 15 | 15 | 15 | 15 | 15 | 15 | 15 | 15 | 15 | 15 | 15 | 15 | 15 | 15 | 15
SFLCMGS5 6470__E FROM_TO | SFLCMGS5 | 6470__E | 179 | 1 | 1 | FORSANTA_8 | CRMWDTAP_8 | FROM_TO | 73521.13 | -0.07162 | 0.31329 | -0.20875 | 0.31329 | 227.6294 | -115.77 | 0 | 2862.607 | 1641.99 | Competitive | 0 | 0 | 1 | 1 | 1 | 1 | 1 | Non-Competitive | Non-Competitive | Competitive | Competitive | Competitive | 29 | 34 | 37 | 29 | 34 | 37 | 0 | 0 | 0 | 0 | 0 | 0 | 0 | 0 | 0
SFLCMGS5 6470__E TO_FROM | SFLCMGS5 | 6470__E | 179 | 1 | 1 | FORSANTA_8 | CRMWDTAP_8 | TO_FROM | 73521.13 | -0.31329 | 0.071616 | -0.31329 | 0.20875 | 182.5042 | -152.916 | 0 | 1641.99 | 2862.607 | Competitive | 0 | 0 | 0 | 0 | 1 | 1 | 1 | Non-Competitive | Non-Competitive | Non-Competitive | Non-Competitive | Competitive | 12 | 16 | 16 | 12 | 16 | 16 | 12 | 16 | 16 | 12 | 16 | 16 | 0 | 0 | 0
SFLCMGS5 6511__C FROM_TO | SFLCMGS5 | 6511__C | 155 | 1 | 1 | WINDWOOD_8 | MIDLANDW_8 | FROM_TO | 73521.13 | -0.00516 | 0.11746 | -0.50966 | 0.35177 | 37.5978 | -19.4112 | 0 | 10000 | 3052.621 | Competitive | 0 | 0 | 0 | 0 | 0 | 1 | 0 | Non-Competitive | Non-Competitive | Non-Competitive | Non-Competitive | Non-Competitive | 0 | 0 | 0 | 0 | 0 | 0 | 0 | 0 | 0 | 0 | 0 | 0 | 0 | 0 | 0
SFLCMGS5 6511__C TO_FROM | SFLCMGS5 | 6511__C | 155 | 1 | 1 | WINDWOOD_8 | MIDLANDW_8 | TO_FROM | 73521.13 | -0.11746 | 0.005158 | -0.35177 | 0.50965 | 25.5318 | -10.6882 | 0 | 3052.621 | 10000 | Competitive | 0 | 0 | 0 | 0 | 0 | 1 | 1 | Non-Competitive | Non-Competitive | Non-Competitive | Non-Competitive | Non-Competitive | 3 | 3 | 3 | 3 | 3 | 3 | 3 | 3 | 3 | 3 | 3 | 3 | 3 | 3 | 3
SFLCMGS5 6620__A FROM_TO | SFLCMGS5 | 6620__A | 40 | 1 | 1 | STANTON_E_9 | MARTINCAP_9 | FROM_TO | 73521.13 | -0.0116 | 0.071311 | -0.76275 | 0.1974 | 38.7813 | -15.1167 | 0 | 10000 | 1659.166 | Competitive | 0 | 0 | 1 | 1 | 1 | 1 | 0 | Non-Competitive | Non-Competitive | Non-Competitive | Non-Competitive | Non-Competitive | 0 | 0 | 0 | 0 | 0 | 0 | 0 | 0 | 0 | 0 | 0 | 0 | 0 | 0 | 0
SFLCMGS5 6620__A TO_FROM | SFLCMGS5 | 6620__A | 40 | 1 | 1 | STANTON_E_9 | MARTINCAP_9 | TO_FROM | 73521.13 | -0.07131 | 0.011604 | -0.1974 | 0.76275 | 25.2865 | -27.7889 | 0 | 1659.166 | 10000 | Competitive | 0 | 0 | 0 | 0 | 0 | 1 | 1 | Non-Competitive | Non-Competitive | Non-Competitive | Non-Competitive | Non-Competitive | bar: 11 to 17
SFLCMGS5 MGSES_MR1H FROM_TO | SFLCMGS5 | MGSES_MR1H | 349 | 1 | 1 | MRGNCRK_5 | 700207_3STAR | FROM_TO | 73521.13 | -0.27156 | 0.020585 | -0.38809 | 0.33027 | 262.4176 | -78.1316 | 0 | 1810.316 | 3701.919 | Competitive | 0 | 0 | 0 | 0 | 0 | 1 | 1 | Non-Competitive | Non-Competitive | Non-Competitive | Non-Competitive | Non-Competitive | 20 | 22 | 37 | 20 | 22 | 37 | 20 | 22 | 37 | 20 | 22 | 37 | 20 | 22 | 37
SFLCMGS5 MGSES_MR1H TO_FROM | SFLCMGS5 | MGSES_MR1H | 349 | 1 | 1 | MRGNCRK_5 | 700207_3STAR | TO_FROM | 73521.13 | -0.02058 | 0.27156 | -0.33027 | 0.38809 | 334.231 | -249.286 | 0 | 3701.919 | 1810.316 | Competitive | 0 | 0 | 1 | 1 | 1 | 1 | 1 | Non-Competitive | Non-Competitive | Competitive | Competitive | Competitive | 0 | 4 | 4 | 0 | 4 | 4 | 0 | 0 | 0 | 0 | 0 | 0 | 0 | 0 | 0
SFLCMGS5 SBYSW_FMR1 FROM_TO | SFLCMGS5 | SBYSW_FMR1 | 75 | 1 | 1 | SPRABERY_9 | SPRABERY_8 | FROM_TO | 73521.13 | -0.01914 | 0.086511 | -0.05091 | 0.78661 | 24.0107 | -39.4185 | 0 | 5380.152 | 2096.056 | Competitive | 0 | 0 | 0 | 1 | 1 | 1 | 0 | Non-Competitive | Non-Competitive | Non-Competitive | Non-Competitive | Non-Competitive | 0 | 0 | 0 | 0 | 0 | 0 | 0 | 0 | 0 | 0 | 0 | 0 | 0 | 0 | 0
SFLCMGS5 SBYSW_FMR1 TO_FROM | SFLCMGS5 | SBYSW_FMR1 | 75 | 1 | 1 | SPRABERY_9 | SPRABERY_8 | TO_FROM | 73521.13 | -0.08651 | 0.019141 | -0.78661 | 0.050915 | 56.9089 | -12.5063 | 0 | 2096.056 | 5380.152 | Competitive | 0 | 0 | 0 | 0 | 0 | 1 | 1 | Non-Competitive | Non-Competitive | Non-Competitive | Non-Competitive | Non-Competitive | 2 | 2 | 3 | 2 | 2 | 3 | 2 | 2 | 3 | 2 | 2 | 3 | 2 | 2 | 3
SFLTLNG8 PECAN__PUTN1_1 FROM_TO | SFLTLNG8 | PECAN__PUTN1_1 | 84 | 3 | 3 | PUTN2B | PCNBYU4A | FROM_TO | 73521.13 | -0.02571 | 0.18832 | -0.14768 | 0.59984 | 42.5169 | -84.4698 | 0 | 9005.392 | 2530.815 | Competitive | 0 | 0 | 0 | 0 | 1 | 1 | 1 | Non-Competitive | Non-Competitive | Non-Competitive | Non-Competitive | Competitive | 2 | 2 | 2 | 2 | 2 | 2 | 2 | 2 | 2 | 2 | 2 | 2 | 0 | 0 | 0
SFLTLNG8 PECAN__PUTN1_1 TO_FROM | SFLTLNG8 | PECAN__PUTN1_1 | 84 | 3 | 3 | PUTN2B | PCNBYU4A | TO_FROM | 73521.13 | -0.18832 | 0.025708 | -0.59984 | 0.14768 | 94.1005 | -31.421 | 0 | 2530.815 | 9005.392 | Competitive | 0 | 0 | 0 | 0 | 0 | 1 | 1 | Non-Competitive | Non-Competitive | Non-Competitive | Non-Competitive | Non-Competitive | 1 | 2 | 2 | 1 | 2 | 2 | 1 | 2 | 2 | 1 | 2 | 2 | 1 | 2 | 2
SFORGIL8 46T193_1 FROM_TO | SFORGIL8 | 46T193_1 | 98 | 1 | 1 | L_FERGUS8_1Y | L_SANDCR8_1Y | FROM_TO | 73521.13 | -0.23686 | 0.073742 | -0.80964 | 0.073742 | 249.9172 | -175.82 | 0 | 10000 | 7051.592 | Non-Competi | 0 | 0 | 0 | 0 | 0 | 1 | 1 | Non-Competitive | Non-Competitive | Non-Competitive | Non-Competitive | Non-Competitive | 2 | 2 | 2 | 2 | 2 | 2 | 2 | 2 | 2 | 2 | 2 | 2 | 2 | 2 | 2
SFORGIL8 46T193_1 TO_FROM | SFORGIL8 | 46T193_1 | 98 | 1 | 1 | L_FERGUS8_1Y | L_SANDCR8_1Y | TO_FROM | 73521.13 | -0.07374 | 0.23686 | -0.07374 | 0.80964 | 191.1877 | -178.329 | 0 | 7051.592 | 10000 | Non-Competi | 0 | 0 | 0 | 0 | 0 | 1 | 1 | Non-Competitive | Non-Competitive | Non-Competitive | Non-Competitive | Non-Competitive | 5 | 5 | 5 | 5 | 5 | 5 | 5 | 5 | 5 | 5 | 5 | 5 | 5 | 5 | 5
SFORJOS8 FORMOS_LOLITA1_1 FROM_TO | SFORJOS8 | FORMOS_LOLITA1_1 | 216 | 1 | 1 | LOLITA4A | FORMOSA4A | FROM_TO | 73521.13 | -0.99186 | 0.008139 | -0.99186 | 0.008139 | 599.4891 | 598.4 | 0 | 709.487 | 10000 | Non-Competi | 0 | 0 | 0 | 0 | 0 | 0 | 1 | Non-Competitive | Non-Competitive | Non-Competitive | Non-Competitive | Non-Competitive | 12 | 12 | 12 | 12 | 12 | 12 | 12 | 12 | 12 | 12 | 12 | 12 | 12 | 12 | 12
SFORJOS8 FORMOS_LOLITA1_1 TO_FROM | SFORJOS8 | FORMOS_LOLITA1_1 | 216 | 1 | 1 | LOLITA4A | FORMOSA4A | TO_FROM | 73521.13 | -0.00814 | 0.99186 | -0.00814 | 0.99186 | 385.4423 | -598.4 | 0 | 10000 | 709.487 | Non-Competi | 1 | 1 | 1 | 1 | 1 | 1 | 0 | Non-Competitive | Non-Competitive | Non-Competitive | Non-Competitive | Non-Competitive | 0 | 0 | 0 | 0 | 0 | 0 | 0 | 0 | 0 | 0 | 0 | 0 | 0 | 0 | 0
SFORYEL8 FORTMA_MASN1_1 FROM_TO | SFORYEL8 | FORTMA_MASN1_1 | 48 | 1 | 1 | MASN2A | L_FORTMA9_1N | FROM_TO | 73521.13 | -0.03597 | 0.031316 | -0.39518 | 0.60105 | 167.7218 | -124.708 | 0 | 971.947 | 10000 | Competitive | 0 | 0 | 0 | 0 | 0 | 1 | 1 | Non-Competitive | Non-Competitive | Non-Competitive | Non-Competitive | Non-Competitive | 9 | 9 | 9 | 9 | 9 | 9 | 9 | 9 | 9 | 9 | 9 | 9 | 9 | 9 | 9
SFORYEL8 FORTMA_MASN1_1 TO_FROM | SFORYEL8 | FORTMA_MASN1_1 | 48 | 1 | 1 | MASN2A | L_FORTMA9_1N | TO_FROM | 73521.13 | -0.03132 | 0.03597 | -0.60105 | 0.39518 | 166.6954 | -72.48 | 0 | 10000 | 971.947 | Competitive | 1 | 1 | 1 | 1 | 1 | 1 | 1 | Competitive | Competitive | Competitive | Competitive | Competitive | 0 | 0 | 0 | 0 | 0 | 0 | 0 | 0 | 0 | 0 | 0 | 0 | 0 | 0 | 0
SFORYEL8 HEXT_YELWJC1_1 FROM_TO | SFORYEL8 | HEXT_YELWJC1_1 | 30 | 1 | 1 | YELWJCKT2A | HEXT 2 | FROM_TO | 73521.13 | -0.01525 | 0.02026 | -0.43848 | 0.19212 | 133.0246 | -62.3293 | 0 | 961.423 | 6698.591 | Competitive | 0 | 0 | 0 | 0 | 0 | 1 | 0 | Non-Competitive | Non-Competitive | Non-Competitive | Non-Competitive | Non-Competitive | 0 | 0 | 0 | 0 | 0 | 0 | 0 | 0 | 0 | 0 | 0 | 0 | 0 | 0 | 0
SFORYEL8 HEXT_YELWJC1_1 TO_FROM | SFORYEL8 | HEXT_YELWJC1_1 | 30 | 1 | 1 | YELWJCKT2A | HEXT 2 | TO_FROM | 73521.13 | -0.02026 | 0.015254 | -0.19212 | 0.43848 | 86.8311 | -68.393 | 0 | 6698.591 | 961.423 | Competitive | 1 | 1 | 1 | 1 | 1 | 1 | 1 | Competitive | Competitive | Competitive | Competitive | Competitive | 0 | 0 | 0 | 0 | 0 | 0 | 0 | 0 | 0 | 0 | 0 | 0 | 0 | 0 | 0
SFRWHEI8 HEI_PHR_1 FROM_TO | SFRWHEI8 | HEI_PHR_1 | 478 | 1 | 1 | TNHEIGHTS_1 | P_H_R___138C | FROM_TO | 73521.13 | -0.0042 | 0.48139 | -0.0042 | 0.51283 | 447.6837 | -308.468 | 0 | 4944.139 | 710.774 | Competitive | 1 | 1 | 1 | 1 | 1 | 1 | 0 | Non-Competitive | Non-Competitive | Non-Competitive | Non-Competitive | Non-Competitive | 0 | 0 | 0 | 0 | 0 | 0 | 0 | 0 | 0 | 0 | 0 | 0 | 0 | 0 | 0
SFRWHEI8 HEI_PHR_1 TO_FROM | SFRWHEI8 | HEI_PHR_1 | 478 | 1 | 1 | TNHEIGHTS_1 | P_H_R___138C | TO_FROM | 73521.13 | -0.48139 | 0.004196 | -0.51283 | 0.004196 | 308.7082 | 37.5456 | 0 | 710.774 | 4944.139 | Competitive | 0 | 0 | 0 | 0 | 0 | 1 | 1 | Non-Competitive | Non-Competitive | Non-Competitive | Non-Competitive | Non-Competitive | 12 | 14 | 14 | 12 | 14 | 14 | 12 | 14 | 14 | 12 | 14 | 14 | 12 | 14 | 14
SFSHBOM5 LIBR_PAUL1_1 FROM_TO | SFSHBOM5 | LIBR_PAUL1_1 | 39 | 0 | 0 | COPPERBRKS | PAUL2A | FROM_TO | 73521.13 | -0.00487 | 0.084294 | -0.14926 | 0.69765 | 20.2426 | -21.0529 | 0 | 10000 | 4194.697 | Competitive | 0 | 0 | 0 | 0 | 0 | 1 | 0 | Non-Competitive | Non-Competitive | Non-Competitive | Non-Competitive | Non-Competitive | 0 | 0 | 0 | 0 | 0 | 0 | 0 | 0 | 0 | 0 | 0 | 0 | 0 | 0 | 0
SFSHBOM5 LIBR_PAUL1_1 TO_FROM | SFSHBOM5 | LIBR_PAUL1_1 | 39 | 0 | 0 | COPPERBRKS | PAUL2A | TO_FROM | 73521.13 | -0.08429 | 0.004875 | -0.69765 | 0.14926 | 23.7735 | -14.3849 | 0 | 4194.697 | 10000 | Competitive | 0 | 0 | 0 | 0 | 0 | 1 | 1 | Non-Competitive | Non-Competitive | Non-Competitive | Non-Competitive | Non-Competitive | bar: 11 to 17
SFTLMES8 ARPT_WESTYA1_1 FROM_TO | SFTLMES8 | ARPT_WESTYA1_1 | 39 | 1 | 1 | YATW_SW2A | ARPT2A | FROM_TO | 73521.13 | 0 | 0.000224 | -0.99978 | 0.000224 | 16.4651 | 16.463 | 0 | 696.487 | 0 | Competitive | 1 | 1 | 1 | 1 | 1 | 1 | 0 | Non-Competitive | Non-Competitive | Non-Competitive | Non-Competitive | Non-Competitive | 0 | 0 | 0 | 0 | 0 | 0 | 0 | 0 | 0 | 0 | 0 | 0 | 0 | 0 | 0
SFTLMES8 ARPT_WESTYA1_1 TO_FROM | SFTLMES8 | ARPT_WESTYA1_1 | 39 | 1 | 1 | YATW_SW2A | ARPT2A | TO_FROM | 73521.13 | -0.00022 | 0 | -0.00022 | 0.99978 | -16.4651 | -16.463 | 0 | 0 | 696.487 | Competitive | 1 | 1 | 1 | 1 | 1 | 1 | 0 | Non-Competitive | Non-Competitive | Non-Competitive | Non-Competitive | Non-Competitive | 0 | 0 | 0 | 0 | 0 | 0 | 0 | 0 | 0 | 0 | 0 | 0 | 0 | 0 | 0
SFTLMES8 BGLK_MCAN_S1_1 FROM_TO | SFTLMES8 | BGLK_MCAN_S1_1 | 173 | 1 | 1 | BIGLAK24 | L_NORTMC8_1Y | FROM_TO | 73521.13 | -0.24701 | 0.088311 | -0.26552 | 0.35975 | 188.9823 | -293.086 | 0 | 4222.123 | 2573.854 | Competitive | 0 | 0 | 0 | 0 | 1 | 1 | 1 | Non-Competitive | Non-Competitive | Non-Competitive | Non-Competitive | Competitive | 16 | 22 | 43 | 16 | 22 | 43 | 16 | 22 | 43 | 16 | 22 | 43 | 0 | 0 | 0
SFTLMES8 BGLK_MCAN_S1_1 TO_FROM | SFTLMES8 | BGLK_MCAN_S1_1 | 173 | 1 | 1 | BIGLAK24 | L_NORTMC8_1Y | TO_FROM | 73521.13 | -0.08831 | 0.24701 | -0.35975 | 0.26552 | 430.3812 | -138.814 | 0 | 2573.854 | 4222.123 | Competitive | 0 | 0 | 0 | 0 | 0 | 1 | 1 | Non-Competitive | Non-Competitive | Non-Competitive | Non-Competitive | Non-Competitive | 3 | 4 | 4 | 3 | 4 | 4 | 3 | 4 | 4 | 3 | 4 | 4 | 3 | 4 | 4
SFTLMES8 BGLK_TWINBU1_1 FROM_TO | SFTLMES8 | BGLK_TWINBU1_1 | 151 | 1 | 1 | BGLK4A | L_TWINBU8_1Y | FROM_TO | 73521.13 | -0.01291 | 0.1121 | -0.07998 | 0.34173 | 125.3469 | -142.548 | 0 | 2824.125 | 3081.119 | Competitive | 0 | 0 | 0 | 0 | 0 | 1 | 0 | Non-Competitive | Non-Competitive | Non-Competitive | Non-Competitive | Non-Competitive | 0 | 0 | 0 | 0 | 0 | 0 | 0 | 0 | 0 | 0 | 0 | 0 | 0 | 0 | 0
SFTLMES8 BGLK_TWINBU1_1 TO_FROM | SFTLMES8 | BGLK_TWINBU1_1 | 151 | 1 | 1 | BGLK4A | L_TWINBU8_1Y | TO_FROM | 73521.13 | -0.1121 | 0.012915 | -0.34173 | 0.079982 | 164.5566 | -67.3298 | 0 | 3081.119 | 2824.125 | Competitive | 0 | 0 | 0 | 0 | 1 | 1 | 1 | Non-Competitive | Non-Competitive | Non-Competitive | Non-Competitive | Competitive | 13 | 15 | 15 | 13 | 15 | 15 | 13 | 15 | 15 | 13 | 15 | 15 | 0 | 0 | 0
SFTLMES8 RIOP_SCROSS1_1 FROM_TO | SFTLMES8 | RIOP_SCROSS1_1 | 38 | 1 | 1 | SCROSSTP2A | RIOP2A | FROM_TO | 73521.13 | -0.00024 | 0 | -0.00024 | 0.99976 | -17.6423 | -17.64 | 0 | 0 | 696.487 | Competitive | 1 | 1 | 1 | 1 | 1 | 1 | 0 | Non-Competitive | Non-Competitive | Non-Competitive | Non-Competitive | Non-Competitive | 0 | 0 | 0 | 0 | 0 | 0 | 0 | 0 | 0 | 0 | 0 | 0 | 0 | 0 | 0
SFTLMES8 RIOP_SCROSS1_1 TO_FROM | SFTLMES8 | RIOP_SCROSS1_1 | 38 | 1 | 1 | SCROSSTP2A | RIOP2A | TO_FROM | 73521.13 | 0 | 0.00024 | -0.99976 | 0.00024 | 17.6423 | 17.64 | 0 | 696.487 | 0 | Competitive | 1 | 1 | 1 | 1 | 1 | 1 | 0 | Non-Competitive | Non-Competitive | Non-Competitive | Non-Competitive | Non-Competitive | 0 | 0 | 0 | 0 | 0 | 0 | 0 | 0 | 0 | 0 | 0 | 0 | 0 | 0 | 0
SFTSBAR8 BARL_FTSW1_1 FROM_TO | SFTSBAR8 | BARL_FTSW1_1 | 38 | 1 | 1 | FTSW2A | BARL2A | FROM_TO | 73521.13 | -0.04173 | 0.074903 | -0.3445 | 0.28034 | 89.2504 | -39.3791 | 0 | 3863.804 | 5772.844 | Competitive | 0 | 0 | 0 | 0 | 0 | 1 | 1 | Non-Competitive | Non-Competitive | Non-Competitive | Non-Competitive | Non-Competitive | 6 | 9 | 9 | 6 | 9 | 9 | 6 | 9 | 9 | 6 | 9 | 9 | 6 | 9 | 9
SFTSBAR8 BARL_FTSW1_1 TO_FROM | SFTSBAR8 | BARL_FTSW1_1 | 38 | 1 | 1 | FTSW2A | BARL2A | TO_FROM | 73521.13 | -0.0749 | 0.041732 | -0.28034 | 0.3445 | 75.4019 | -47.7896 | 0 | 5772.844 | 3863.804 | Competitive | 0 | 0 | 0 | 0 | 0 | 1 | 1 | Non-Competitive | Non-Competitive | Non-Competitive | Non-Competitive | Non-Competitive | 13 | 13 | 13 | 13 | 13 | 13 | 13 | 13 | 13 | 13 | 13 | 13 | 13 | 13 | 13
SFTWTEA8 AIR_NDE_1 FROM_TO | SFTWTEA8 | AIR_NDE_1 | 218 | 1 | 1 | JMCRSTL138 | N_DENT_8 | FROM_TO | 73521.13 | -0.15324 | 0.024109 | -0.3485 | 0.34516 | 494.7774 | 75.6538 | 0 | 937.094 | 4593.249 | Competitive | 0 | 0 | 0 | 0 | 0 | 1 | 1 | Non-Competitive | Non-Competitive | Non-Competitive | Non-Competitive | Non-Competitive | 6 | 6 | 6 | 6 | 6 | 6 | 6 | 6 | 6 | 6 | 6 | 6 | 6 | 6 | 6
SFTWTEA8 AIR_NDE_1 TO_FROM | SFTWTEA8 | AIR_NDE_1 | 218 | 1 | 1 | JMCRSTL138 | N_DENT_8 | TO_FROM | 73521.13 | -0.02411 | 0.15324 | -0.34516 | 0.3485 | -33.3977 | -459.366 | 0 | 4593.249 | 937.094 | Competitive | 1 | 1 | 1 | 1 | 1 | 1 | 1 | Competitive | Competitive | Competitive | Competitive | Competitive | 0 | 0 | 0 | 0 | 0 | 0 | 0 | 0 | 0 | 0 | 0 | 0 | 0 | 0 | 0
SFTWW_D8 AIR_NDE_1 FROM_TO | SFTWW_D8 | AIR_NDE_1 | 218 | 1 | 1 | JMCRSTL138 | N_DENT_8 | FROM_TO | 73521.13 | -0.15318 | 0.024173 | -0.34843 | 0.34523 | 499.5017 | 80.3776 | 0 | 937.522 | 4597.174 | Competitive | 0 | 0 | 0 | 0 | 0 | 1 | 1 | Non-Competitive | Non-Competitive | Non-Competitive | Non-Competitive | Non-Competitive | 6 | 6 | 6 | 6 | 6 | 6 | 6 | 6 | 6 | 6 | 6 | 6 | 6 | 6 | 6
SFTWW_D8 AIR_NDE_1 TO_FROM | SFTWW_D8 | AIR_NDE_1 | 218 | 1 | 1 | JMCRSTL138 | N_DENT_8 | TO_FROM | 73521.13 | -0.02417 | 0.15318 | -0.34523 | 0.34843 | -38.1348 | -464.09 | 0 | 4597.174 | 937.522 | Competitive | 1 | 1 | 1 | 1 | 1 | 1 | 1 | Competitive | Competitive | Competitive | Competitive | Competitive | 0 | 0 | 0 | 0 | 0 | 0 | 0 | 0 | 0 | 0 | 0 | 0 | 0 | 0 | 0
SFTWW_D8 AIR_W_DE_1 FROM_TO | SFTWW_D8 | AIR_W_DE_1 | 350 | 1 | 1 | JMCRSTL138 | W_DENT_8 | FROM_TO | 73521.13 | -0.02432 | 0.15303 | -0.216 | 0.65463 | -48.7645 | -474.69 | 0 | 4606.005 | 938.493 | Competitive | 1 | 1 | 1 | 1 | 1 | 1 | 1 | Competitive | Competitive | Competitive | Competitive | Competitive | 0 | 0 | 0 | 0 | 0 | 0 | 0 | 0 | 0 | 0 | 0 | 0 | 0 | 0 | 0
SFTWW_D8 AIR_W_DE_1 TO_FROM | SFTWW_D8 | AIR_W_DE_1 | 350 | 1 | 1 | JMCRSTL138 | W_DENT_8 | TO_FROM | 73521.13 | -0.15303 | 0.024317 | -0.65463 | 0.216 | 510.1028 | 90.9776 | 0 | 938.493 | 4606.005 | Competitive | 0 | 0 | 0 | 0 | 0 | 1 | 1 | Non-Competitive | Non-Competitive | Non-Competitive | Non-Competitive | Non-Competitive | 6 | 6 | 6 | 6 | 6 | 6 | 6 | 6 | 6 | 6 | 6 | 6 | 6 | 6 | 6
SGAFGRN8 G138_1BB_1 FROM_TO | SGAFGRN8 | G138_1BB_1 | 379 | 1 | 1 | TNTEJAS___1 | TNGRENBELT1 | FROM_TO | 73521.13 | -0.10154 | 0.023314 | -0.10154 | 0.82317 | -104.326 | -109.558 | 0 | 10000 | 10000 | Competitive | 0 | 0 | 0 | 0 | 0 | 1 | 1 | Non-Competitive | Non-Competitive | Non-Competitive | Non-Competitive | Non-Competitive | 8 | 8 | 8 | 8 | 8 | 8 | 8 | 8 | 8 | 8 | 8 | 8 | 8 | 8 | 8
SGAFGRN8 G138_1BB_1 TO_FROM | SGAFGRN8 | G138_1BB_1 | 379 | 1 | 1 | TNTEJAS___1 | TNGRENBELT1 | TO_FROM | 73521.13 | -0.02331 | 0.10154 | -0.82317 | 0.10154 | 215.7056 | 106.4025 | 0 | 10000 | 10000 | Competitive | 0 | 0 | 0 | 0 | 0 | 1 | 1 | Non-Competitive | Non-Competitive | Non-Competitive | Non-Competitive | Non-Competitive | 2 | 2 | 2 | 2 | 2 | 2 | 2 | 2 | 2 | 2 | 2 | 2 | 2 | 2 | 2
SGAFGRN8 HEI_PHR_1 FROM_TO | SGAFGRN8 | HEI_PHR_1 | 478 | 1 | 1 | TNHEIGHTS_1 | P_H_R___138C | FROM_TO | 73521.13 | -0.01234 | 0.43083 | -0.0341 | 0.43083 | 450.9205 | -323.245 | 0 | 5152.351 | 1573.111 | Competitive | 0 | 0 | 1 | 1 | 1 | 1 | 0 | Non-Competitive | Non-Competitive | Non-Competitive | Non-Competitive | Non-Competitive | 0 | 0 | 0 | 0 | 0 | 0 | 0 | 0 | 0 | 0 | 0 | 0 | 0 | 0 | 0
SGAFGRN8 HEI_PHR_1 TO_FROM | SGAFGRN8 | HEI_PHR_1 | 478 | 1 | 1 | TNHEIGHTS_1 | P_H_R___138C | TO_FROM | 73521.13 | -0.43083 | 0.012344 | -0.43083 | 0.034099 | 363.2593 | 9.7451 | 0 | 1573.111 | 5152.351 | Competitive | 0 | 0 | 0 | 0 | 0 | 1 | 1 | Non-Competitive | Non-Competitive | Non-Competitive | Non-Competitive | Non-Competitive | 12 | 14 | 14 | 12 | 14 | 14 | 12 | 14 | 14 | 12 | 14 | 14 | 12 | 14 | 14
SGAFPHR8 HEI_PHR_1 FROM_TO | SGAFPHR8 | HEI_PHR_1 | 478 | 1 | 1 | TNHEIGHTS_1 | P_H_R___138C | FROM_TO | 73521.13 | -0.01238 | 0.43079 | -0.03413 | 0.43079 | 448.4771 | -325.678 | 0 | 5152.351 | 1515.483 | Competitive | 0 | 0 | 1 | 1 | 1 | 1 | 0 | Non-Competitive | Non-Competitive | Non-Competitive | Non-Competitive | Non-Competitive | 0 | 0 | 0 | 0 | 0 | 0 | 0 | 0 | 0 | 0 | 0 | 0 | 0 | 0 | 0
SGAFPHR8 HEI_PHR_1 TO_FROM | SGAFPHR8 | HEI_PHR_1 | 478 | 1 | 1 | TNHEIGHTS_1 | P_H_R___138C | TO_FROM | 73521.13 | -0.43079 | 0.012377 | -0.43079 | 0.034132 | 365.6952 | 12.1777 | 0 | 1515.483 | 5152.351 | Competitive | 0 | 0 | 0 | 0 | 0 | 1 | 1 | Non-Competitive | Non-Competitive | Non-Competitive | Non-Competitive | Non-Competitive | 12 | 14 | 14 | 12 | 14 | 14 | 12 | 14 | 14 | 12 | 14 | 14 | 12 | 14 | 14
SGAIWLV8 6215__A FROM_TO | SGAIWLV8 | 6215__A | 143 | 0 | 0 | BLUFCKTA_8 | CHINAGRV_8 | FROM_TO | 73521.13 | -0.01522 | 0.52127 | -0.08463 | 0.60154 | 144.4595 | -132.942 | 0 | 5282.596 | 6485.048 | Non-Competi | 0 | 0 | 0 | 0 | 0 | 1 | 0 | Non-Competitive | Non-Competitive | Non-Competitive | Non-Competitive | Non-Competitive | 0 | 0 | 0 | 0 | 0 | 0 | 0 | 0 | 0 | 0 | 0 | 0 | 0 | 0 | 0
SGAIWLV8 6215__A TO_FROM | SGAIWLV8 | 6215__A | 143 | 0 | 0 | BLUFCKTA_8 | CHINAGRV_8 | TO_FROM | 73521.13 | -0.52127 | 0.015221 | -0.60154 | 0.084634 | 145.3835 | -52.954 | 0 | 6485.048 | 5282.596 | Non-Competi | 0 | 0 | 0 | 0 | 0 | 1 | 1 | Non-Competitive | Non-Competitive | Non-Competitive | Non-Competitive | Non-Competitive | 5 | 12 | 16 | 5 | 12 | 16 | 5 | 12 | 16 | 5 | 12 | 16 | 5 | 12 | 16
SGEOGEO8 CSA_ORN_1 FROM_TO | SGEOGEO8 | CSA_ORN_1 | 45 | 2 | 2 | ORANGEGRVSB9 | CSABLK2A | FROM_TO | 73521.13 | -0.01821 | 0.018591 | -0.53151 | 0.29686 | 69.7814 | -40.4929 | 0 | 1669.393 | 10000 | Competitive | 0 | 0 | 0 | 0 | 0 | 1 | 0 | Non-Competitive | Non-Competitive | Non-Competitive | Non-Competitive | Non-Competitive | 0 | 0 | 0 | 0 | 0 | 0 | 0 | 0 | 0 | 0 | 0 | 0 | 0 | 0 | 0
SGEOGEO8 CSA_ORN_1 TO_FROM | SGEOGEO8 | CSA_ORN_1 | 45 | 2 | 2 | ORANGEGRVSB9 | CSABLK2A | TO_FROM | 73521.13 | -0.01859 | 0.018208 | -0.29686 | 0.53151 | 46.1481 | -40.85 | 0 | 10000 | 1669.393 | Competitive | 0 | 0 | 1 | 1 | 1 | 1 | 0 | Non-Competitive | Non-Competitive | Non-Competitive | Non-Competitive | Non-Competitive | 0 | 0 | 0 | 0 | 0 | 0 | 0 | 0 | 0 | 0 | 0 | 0 | 0 | 0 | 0
SGEOGEO8 ORA_ORNG_1 FROM_TO | SGEOGEO8 | ORA_ORNG_1 | 120 | 2 | 2 | ORANGEGRVSW9 | ORANGEGRVSB9 | FROM_TO | 73521.13 | -0.01803 | 0.018766 | -0.70296 | 0.29255 | 82.7062 | -27.6029 | 0 | 1665.34 | 10000 | Competitive | 0 | 0 | 0 | 0 | 0 | 1 | 0 | Non-Competitive | Non-Competitive | Non-Competitive | Non-Competitive | Non-Competitive | 0 | 0 | 0 | 0 | 0 | 0 | 0 | 0 | 0 | 0 | 0 | 0 | 0 | 0 | 0
SGEOGEO8 ORA_ORNG_1 TO_FROM | SGEOGEO8 | ORA_ORNG_1 | 120 | 2 | 2 | ORANGEGRVSW9 | ORANGEGRVSB9 | TO_FROM | 73521.13 | -0.01877 | 0.018033 | -0.29255 | 0.70296 | 33.1584 | -52.9727 | 0 | 10000 | 1665.34 | Competitive | 0 | 0 | 1 | 1 | 1 | 1 | 0 | Non-Competitive | Non-Competitive | Non-Competitive | Non-Competitive | Non-Competitive | 0 | 0 | 0 | 0 | 0 | 0 | 0 | 0 | 0 | 0 | 0 | 0 | 0 | 0 | 0
SGIBSNG5 SNGXGC99_1 FROM_TO | SGIBSNG5 | SNGXGC99_1 | 1631 | 1 | 1 | GIBN_CREK_5 | SNGLTN_345 | FROM_TO | 73521.13 | -0.24052 | 0.59514 | -0.24537 | 0.59514 | 5095.584 | 267.0363 | 0 | 1249.827 | 2156.521 | Competitive | 0 | 0 | 0 | 1 | 1 | 1 | 1 | Non-Competitive | Non-Competitive | Non-Competitive | Competitive | Competitive | 85 | 99 | 145 | 85 | 99 | 145 | 85 | 99 | 145 | 0 | 0 | 0 | 0 | 0 | 0
SGIBSNG5 SNGXGC99_1 TO_FROM | SGIBSNG5 | SNGXGC99_1 | 1631 | 1 | 1 | GIBN_CREK_5 | SNGLTN_345 | TO_FROM | 73521.13 | -0.59514 | 0.24052 | -0.59514 | 0.24537 | 2033.399 | -1810.31 | 0 | 2156.521 | 1249.827 | Competitive | 0 | 1 | 1 | 1 | 1 | 1 | 1 | Non-Competitive | Competitive | Competitive | Competitive | Competitive | 55 | 87 | 154 | 0 | 0 | 0 | 0 | 0 | 0 | 0 | 0 | 0 | 0 | 0 | 0
SGILNU78 GILA_HIWAY_1_1 FROM_TO | SGILNU78 | GILA_HIWAY_1_1 | 255 | 0 | 0 | HIWAY_94A | GILA4A | FROM_TO | 73521.13 | -0.37677 | 0.069603 | -0.37677 | 0.08854 | 81.2162 | -56.7817 | 0 | 3567.342 | 10000 | Competitive | 0 | 0 | 0 | 0 | 0 | 1 | 1 | Non-Competitive | Non-Competitive | Non-Competitive | Non-Competitive | Non-Competitive | 2 | 2 | 2 | 2 | 2 | 2 | 2 | 2 | 2 | 2 | 2 | 2 | 2 | 2 | 2
SGILNU78 GILA_HIWAY_1_1 TO_FROM | SGILNU78 | GILA_HIWAY_1_1 | 255 | 0 | 0 | HIWAY_94A | GILA4A | TO_FROM | 73521.13 | -0.0696 | 0.37677 | -0.08854 | 0.37677 | 193.2265 | -31.9236 | 0 | 10000 | 3567.342 | Competitive | 0 | 0 | 0 | 0 | 0 | 1 | 1 | Non-Competitive | Non-Competitive | Non-Competitive | Non-Competitive | Non-Competitive | 8 | 8 | 8 | 8 | 8 | 8 | 8 | 8 | 8 | 8 | 8 | 8 | 8 | 8 | 8
SGLDSUN8 6215__A FROM_TO | SGLDSUN8 | 6215__A | 143 | 1 | 1 | BLUFCKTA_8 | CHINAGRV_8 | FROM_TO | 73521.13 | -0.04046 | 0.83561 | -0.05125 | 0.83561 | 306.1911 | -160.196 | 0 | 5380.85 | 3373.446 | Non-Competi | 0 | 0 | 0 | 0 | 0 | 1 | 1 | Non-Competitive | Non-Competitive | Non-Competitive | Non-Competitive | Non-Competitive | 5 | 5 | 5 | 5 | 5 | 5 | 5 | 5 | 5 | 5 | 5 | 5 | 5 | 5 | 5
SGLDSUN8 6215__A TO_FROM | SGLDSUN8 | 6215__A | 143 | 1 | 1 | BLUFCKTA_8 | CHINAGRV_8 | TO_FROM | 73521.13 | -0.83561 | 0.040458 | -0.83561 | 0.051254 | 180.8843 | -94.1668 | 0 | 3373.446 | 5380.85 | Non-Competi | 0 | 0 | 0 | 0 | 0 | 1 | 1 | Non-Competitive | Non-Competitive | Non-Competitive | Non-Competitive | Non-Competitive | 4 | 4 | 4 | 4 | 4 | 4 | 4 | 4 | 4 | 4 | 4 | 4 | 4 | 4 | 4
SGLDSUN8 6217__A FROM_TO | SGLDSUN8 | 6217__A | 186 | 1 | 1 | WILLOWVAL_8 | GAILLYNT_8 | FROM_TO | 73521.13 | -0.08556 | 0.27293 | -0.7098 | 0.27293 | 172.6706 | -38.5581 | 0 | 5332.871 | 3403.342 | Competitive | 0 | 0 | 0 | 0 | 0 | 1 | 1 | Non-Competitive | Non-Competitive | Non-Competitive | Non-Competitive | Non-Competitive | 16 | 16 | 18 | 16 | 16 | 18 | 16 | 16 | 18 | 16 | 16 | 18 | 16 | 16 | 18
SGLDSUN8 6217__A TO_FROM | SGLDSUN8 | 6217__A | 186 | 1 | 1 | WILLOWVAL_8 | GAILLYNT_8 | TO_FROM | 73521.13 | -0.27293 | 0.085556 | -0.27293 | 0.7098 | 63.305 | -124.436 | 0 | 3403.342 | 5332.871 | Competitive | 0 | 0 | 0 | 0 | 0 | 1 | 1 | Non-Competitive | Non-Competitive | Non-Competitive | Non-Competitive | Non-Competitive | 5 | 5 | 5 | 5 | 5 | 5 | 5 | 5 | 5 | 5 | 5 | 5 | 5 | 5 | 5
SGLDSUN8 ECRSW_FMR1 FROM_TO | SGLDSUN8 | ECRSW_FMR1 | 28 | 1 | 1 | ENSCRKSS_9 | ENSCRKSS_8 | FROM_TO | 73521.13 | -0.00026 | 0 | -0.00026 | 0.99974 | -19.3735 | -19.371 | 0 | 0 | 696.487 | Competitive | 1 | 1 | 1 | 1 | 1 | 1 | 0 | Non-Competitive | Non-Competitive | Non-Competitive | Non-Competitive | Non-Competitive | 0 | 0 | 0 | 0 | 0 | 0 | 0 | 0 | 0 | 0 | 0 | 0 | 0 | 0 | 0
SGLDSUN8 ECRSW_FMR1 TO_FROM | SGLDSUN8 | ECRSW_FMR1 | 28 | 1 | 1 | ENSCRKSS_9 | ENSCRKSS_8 | TO_FROM | 73521.13 | 0 | 0.000263 | -0.99974 | 0.000263 | 19.3735 | 19.371 | 0 | 696.487 | 0 | Competitive | 1 | 1 | 1 | 1 | 1 | 1 | 0 | Non-Competitive | Non-Competitive | Non-Competitive | Non-Competitive | Non-Competitive | 0 | 0 | 0 | 0 | 0 | 0 | 0 | 0 | 0 | 0 | 0 | 0 | 0 | 0 | 0
SGONLUL8 144T132_1 FROM_TO | SGONLUL8 | 144T132_1 | 132 | 1 | 1 | L_HALLET8_1Y | L_FLATON8_1Y | FROM_TO | 73521.13 | -0.02922 | 0.0289 | -0.10642 | 0.53662 | 35.3272 | -186.354 | 0 | 1103.177 | 10000 | Competitive | 0 | 0 | 0 | 0 | 0 | 1 | 1 | Non-Competitive | Non-Competitive | Non-Competitive | Non-Competitive | Non-Competitive | 4 | 4 | 4 | 4 | 4 | 4 | 4 | 4 | 4 | 4 | 4 | 4 | 4 | 4 | 4
SGONLUL8 144T132_1 TO_FROM | SGONLUL8 | 144T132_1 | 132 | 1 | 1 | L_HALLET8_1Y | L_FLATON8_1Y | TO_FROM | 73521.13 | -0.0289 | 0.029221 | -0.53662 | 0.10642 | 222.3532 | -9.168 | 0 | 10000 | 1103.177 | Competitive | 0 | 1 | 1 | 1 | 1 | 1 | 1 | Non-Competitive | Competitive | Competitive | Competitive | Competitive | 14 | 18 | 26 | 0 | 0 | 0 | 0 | 0 | 0 | 0 | 0 | 0 | 0 | 0 | 0
SGRAFER8 40T189_1 FROM_TO | SGRAFER8 | 40T189_1 | 221 | 1 | 1 | L_WIRTZ_8_1Y | L_FERGUS8_1Y | FROM_TO | 73521.13 | -0.25974 | 0.20974 | -0.25974 | 0.20974 | 92.0946 | -82.3576 | 0 | 10000 | 10000 | Competitive | 0 | 0 | 0 | 0 | 0 | 1 | 1 | Non-Competitive | Non-Competitive | Non-Competitive | Non-Competitive | Non-Competitive | 5 | 5 | 5 | 5 | 5 | 5 | 5 | 5 | 5 | 5 | 5 | 5 | 5 | 5 | 5
SGRAFER8 40T189_1 TO_FROM | SGRAFER8 | 40T189_1 | 221 | 1 | 1 | L_WIRTZ_8_1Y | L_FERGUS8_1Y | TO_FROM | 73521.13 | -0.20974 | 0.25974 | -0.20974 | 0.25974 | 206.791 | -55.5496 | 0 | 10000 | 10000 | Competitive | 0 | 0 | 0 | 0 | 0 | 1 | 1 | Non-Competitive | Non-Competitive | Non-Competitive | Non-Competitive | Non-Competitive | 7 | 7 | 7 | 7 | 7 | 7 | 7 | 7 | 7 | 7 | 7 | 7 | 7 | 7 | 7
SGRMGRS8 6825__A FROM_TO | SGRMGRS8 | 6825__A | 72 | 2 | 2 | GRAHAMSW_9 | GRAHAM_9 | FROM_TO | 73521.13 | -0.0197 | 0.15253 | -0.49392 | 0.44853 | 79.4148 | -57.7449 | 0 | 6149.238 | 3120.973 | Competitive | 0 | 0 | 0 | 0 | 0 | 1 | 0 | Non-Competitive | Non-Competitive | Non-Competitive | Non-Competitive | Non-Competitive | 0 | 0 | 0 | 0 | 0 | 0 | 0 | 0 | 0 | 0 | 0 | 0 | 0 | 0 | 0
SGRMGRS8 6825__A TO_FROM | SGRMGRS8 | 6825__A | 72 | 2 | 2 | GRAHAMSW_9 | GRAHAM_9 | TO_FROM | 73521.13 | -0.15253 | 0.019701 | -0.44853 | 0.49392 | 76.541 | -39.6488 | 0 | 3120.973 | 6149.238 | Competitive | 0 | 0 | 0 | 0 | 0 | 1 | 1 | Non-Competitive | Non-Competitive | Non-Competitive | Non-Competitive | Non-Competitive | 6 | 6 | 6 | 6 | 6 | 6 | 6 | 6 | 6 | 6 | 6 | 6 | 6 | 6 | 6
SGRMGRS8 OLN_FMR2 FROM_TO | SGRMGRS8 | OLN_FMR2 | 60 | 2 | 2 | OLNEY9 | OLNEY8 | FROM_TO | 73521.13 | -0.03113 | 0.050138 | -0.23523 | 0.45041 | -3.392 | -92.7785 | 0 | 5061.601 | 10000 | Competitive | 0 | 0 | 0 | 0 | 0 | 1 | 1 | Non-Competitive | Non-Competitive | Non-Competitive | Non-Competitive | Non-Competitive | bar: 11 to 17
SGRMGRS8 OLN_FMR2 TO_FROM | SGRMGRS8 | OLN_FMR2 | 60 | 2 | 2 | OLNEY9 | OLNEY8 | TO_FROM | 73521.13 | -0.05014 | 0.03113 | -0.45041 | 0.23523 | 112.4176 | 28.67 | 0 | 10000 | 5061.601 | Competitive | 0 | 0 | 0 | 0 | 0 | 1 | 1 | Non-Competitive | Non-Competitive | Non-Competitive | Non-Competitive | Non-Competitive | bar: 11 to 17
SGSMPBS8 ODNTH_FMR1 FROM_TO | SGSMPBS8 | ODNTH_FMR1 | 87 | 4 | 4 | ODESSANO_8 | ODESSANO_9 | FROM_TO | 73521.13 | -0.05799 | 0.005429 | -0.70488 | 0.044985 | 78.2124 | 45.6067 | 0 | 5097.843 | 3518.005 | Competitive | 0 | 0 | 0 | 0 | 0 | 1 | 1 | Non-Competitive | Non-Competitive | Non-Competitive | Non-Competitive | Non-Competitive | 9 | 11 | 11 | 9 | 11 | 11 | 9 | 11 | 11 | 9 | 11 | 11 | 9 | 11 | 11
SGSMPBS8 ODNTH_FMR1 TO_FROM | SGSMPBS8 | ODNTH_FMR1 | 87 | 4 | 4 | ODESSANO_8 | ODESSANO_9 | TO_FROM | 73521.13 | -0.00543 | 0.057989 | -0.04499 | 0.70488 | -29.8611 | -72.329 | 0 | 3518.005 | 5097.843 | Competitive | 0 | 0 | 0 | 0 | 0 | 1 | 0 | Non-Competitive | Non-Competitive | Non-Competitive | Non-Competitive | Non-Competitive | 0 | 0 | 0 | 0 | 0 | 0 | 0 | 0 | 0 | 0 | 0 | 0 | 0 | 0 | 0
SHASTNN8 138_ALV_NAL_1 FROM_TO | SHASTNN8 | 138_ALV_NAL_1 | 210 | 1 | 1 | TNNALVIN__1 | TNALVIN___1 | FROM_TO | 73521.13 | -0.11377 | 0.015537 | -0.73811 | 0.19346 | 444.8316 | 73.7112 | 0 | 953.092 | 5068.265 | Competitive | 0 | 0 | 0 | 0 | 0 | 1 | 1 | Non-Competitive | Non-Competitive | Non-Competitive | Non-Competitive | Non-Competitive | 12 | 14 | 14 | 12 | 14 | 14 | 12 | 14 | 14 | 12 | 14 | 14 | 12 | 14 | 14
SHASTNN8 138_ALV_NAL_1 TO_FROM | SHASTNN8 | 138_ALV_NAL_1 | 210 | 1 | 1 | TNNALVIN__1 | TNALVIN___1 | TO_FROM | 73521.13 | -0.01554 | 0.11377 | -0.19347 | 0.73811 | 65.67 | -421.018 | 0 | 5068.265 | 953.092 | Competitive | 1 | 1 | 1 | 1 | 1 | 1 | 0 | Non-Competitive | Non-Competitive | Non-Competitive | Non-Competitive | Non-Competitive | 0 | 0 | 0 | 0 | 0 | 0 | 0 | 0 | 0 | 0 | 0 | 0 | 0 | 0 | 0
SHEICA28 HEIGHTTN_HAT2 FROM_TO | SHEICA28 | HEIGHTTN_HAT2 | 127 | 1 | 1 | TNHEIGHTS_0 | TNHEIGHTS_1 | FROM_TO | 73521.13 | -0.00071 | 0.010737 | -0.00576 | 0.30774 | -30.745 | -48.9764 | 0 | 6169.242 | 700.757 | Competitive | 1 | 1 | 1 | 1 | 1 | 1 | 0 | Non-Competitive | Non-Competitive | Non-Competitive | Non-Competitive | Non-Competitive | 0 | 0 | 0 | 0 | 0 | 0 | 0 | 0 | 0 | 0 | 0 | 0 | 0 | 0 | 0
SHEICA28 HEIGHTTN_HAT2 TO_FROM | SHEICA28 | HEIGHTTN_HAT2 | 127 | 1 | 1 | TNHEIGHTS_0 | TNHEIGHTS_1 | TO_FROM | 73521.13 | -0.01074 | 0.000706 | -0.30774 | 0.005755 | 49.0918 | 42.8236 | 0 | 700.757 | 6169.242 | Competitive | 0 | 0 | 0 | 0 | 0 | 1 | 0 | Non-Competitive | Non-Competitive | Non-Competitive | Non-Competitive | Non-Competitive | 0 | 0 | 0 | 0 | 0 | 0 | 0 | 0 | 0 | 0 | 0 | 0 | 0 | 0 | 0
SHHSKLN8 641__B FROM_TO | SHHSKLN8 | 641__B | 213 | 3 | 3 | KILLTAFD | KILELMR2_T_8 | FROM_TO | 73521.13 | -0.02489 | 0.026871 | -0.25778 | 0.66726 | 141.0754 | -224.218 | 0 | 5519.286 | 879.286 | Competitive | 1 | 1 | 1 | 1 | 1 | 1 | 1 | Competitive | Competitive | Competitive | Competitive | Competitive | 0 | 0 | 0 | 0 | 0 | 0 | 0 | 0 | 0 | 0 | 0 | 0 | 0 | 0 | 0
SHHSKLN8 641__B TO_FROM | SHHSKLN8 | 641__B | 213 | 3 | 3 | KILLTAFD | KILELMR2_T_8 | TO_FROM | 73521.13 | -0.02687 | 0.02489 | -0.66726 | 0.25778 | 264.7061 | -115.925 | 0 | 879.286 | 5519.286 | Competitive | 0 | 0 | 0 | 0 | 0 | 1 | 1 | Non-Competitive | Non-Competitive | Non-Competitive | Non-Competitive | Non-Competitive | 5 | 5 | 7 | 5 | 5 | 7 | 5 | 5 | 7 | 5 | 5 | 7 | 5 | 5 | 7
SHIWCIT8 MORRIS_NUECES1_1 FROM_TO | SHIWCIT8 | MORRIS_NUECES1_1 | 206 | 1 | 1 | NUECES_B4A | MORRIS4A | FROM_TO | 73521.13 | -0.21565 | 0.2368 | -0.41204 | 0.2368 | 402.1709 | 8.1354 | 0 | 4988.879 | 4986.995 | Competitive | 0 | 0 | 0 | 0 | 0 | 1 | 1 | Non-Competitive | Non-Competitive | Non-Competitive | Non-Competitive | Non-Competitive | 6 | 6 | 6 | 6 | 6 | 6 | 6 | 6 | 6 | 6 | 6 | 6 | 6 | 6 | 6
SHIWCIT8 MORRIS_NUECES1_1 TO_FROM | SHIWCIT8 | MORRIS_NUECES1_1 | 206 | 1 | 1 | NUECES_B4A | MORRIS4A | TO_FROM | 73521.13 | -0.2368 | 0.21565 | -0.2368 | 0.41204 | 131.0912 | -263.809 | 0 | 4986.995 | 4988.879 | Competitive | 0 | 0 | 0 | 0 | 0 | 1 | 1 | Non-Competitive | Non-Competitive | Non-Competitive | Non-Competitive | Non-Competitive | 4 | 4 | 4 | 4 | 4 | 4 | 4 | 4 | 4 | 4 | 4 | 4 | 4 | 4 | 4
SHIWNUE8 GILA_HIWAY_1_1 FROM_TO | SHIWNUE8 | GILA_HIWAY_1_1 | 255 | 1 | 1 | HIWAY_94A | GILA4A | FROM_TO | 73521.13 | -0.70394 | 0.13004 | -0.70394 | 0.16542 | 151.5152 | -106.089 | 0 | 3567.346 | 10000 | Competitive | 0 | 0 | 0 | 0 | 0 | 1 | 1 | Non-Competitive | Non-Competitive | Non-Competitive | Non-Competitive | Non-Competitive | 2 | 2 | 2 | 2 | 2 | 2 | 2 | 2 | 2 | 2 | 2 | 2 | 2 | 2 | 2
SHIWNUE8 GILA_HIWAY_1_1 TO_FROM | SHIWNUE8 | GILA_HIWAY_1_1 | 255 | 1 | 1 | HIWAY_94A | GILA4A | TO_FROM | 73521.13 | -0.13004 | 0.70395 | -0.16542 | 0.70395 | 361.0186 | -59.6426 | 0 | 10000 | 3567.346 | Non-Competi | 0 | 0 | 0 | 0 | 0 | 1 | 1 | Non-Competitive | Non-Competitive | Non-Competitive | Non-Competitive | Non-Competitive | 8 | 8 | 8 | 8 | 8 | 8 | 8 | 8 | 8 | 8 | 8 | 8 | 8 | 8 | 8
SILLFTL8 FRIR_SONR1_1 FROM_TO | SILLFTL8 | FRIR_SONR1_1 | 37 | 1 | 1 | SONR2A | FRIR2A | FROM_TO | 73521.13 | -0.00888 | 0.026934 | -0.72227 | 0.13213 | 136.2158 | -35.6817 | 0 | 2172.894 | 1786.461 | Competitive | 0 | 0 | 1 | 1 | 1 | 1 | 0 | Non-Competitive | Non-Competitive | Non-Competitive | Non-Competitive | Non-Competitive | 0 | 0 | 0 | 0 | 0 | 0 | 0 | 0 | 0 | 0 | 0 | 0 | 0 | 0 | 0
SILLFTL8 FRIR_SONR1_1 TO_FROM | SILLFTL8 | FRIR_SONR1_1 | 37 | 1 | 1 | SONR2A | FRIR2A | TO_FROM | 73521.13 | -0.02693 | 0.008883 | -0.13213 | 0.72227 | 68.392 | -105.45 | 0 | 1786.461 | 2172.894 | Competitive | 0 | 0 | 0 | 1 | 1 | 1 | 1 | Non-Competitive | Non-Competitive | Non-Competitive | Competitive | Competitive | 5 | 5 | 5 | 5 | 5 | 5 | 5 | 5 | 5 | 0 | 0 | 0 | 0 | 0 | 0
SIRVNO28 1140__C FROM_TO | SIRVNO28 | 1140__C | 215 | 7 | 7 | DFW_DE1T1_8 | DFW_CE1_8 | FROM_TO | 73521.13 | -0.02646 | 0.019283 | -0.36208 | 0.46132 | 470.0234 | 200.003 | 0 | 3111.182 | 2294.889 | Competitive | 0 | 0 | 0 | 1 | 1 | 1 | 1 | Non-Competitive | Non-Competitive | Non-Competitive | Competitive | Competitive | 15 | 20 | 23 | 15 | 20 | 23 | 15 | 20 | 23 | 0 | 0 | 0 | 0 | 0 | 0
SIRVNO28 1140__C TO_FROM | SIRVNO28 | 1140__C | 215 | 7 | 7 | DFW_DE1T1_8 | DFW_CE1_8 | TO_FROM | 73521.13 | -0.01928 | 0.02646 | -0.46132 | 0.36208 | -64.4801 | -441.192 | 0 | 2294.889 | 3111.182 | Competitive | 0 | 0 | 0 | 0 | 0 | 1 | 0 | Non-Competitive | Non-Competitive | Non-Competitive | Non-Competitive | Non-Competitive | 0 | 0 | 0 | 0 | 0 | 0 | 0 | 0 | 0 | 0 | 0 | 0 | 0 | 0 | 0
SI_DI_38 I_DUPP_I_DUPS1_1 FROM_TO | SI_DI_38 | I_DUPP_I_DUPS1_1 | 206 | 2 | 2 | I_DUPSW4A | I_DUPP14A | FROM_TO | 73521.13 | -0.57392 | 0.002046 | -0.6016 | 0.002046 | 150.488 | 150.4247 | 0 | 704.449 | 10000 | Competitive | 0 | 0 | 0 | 0 | 0 | 1 | 1 | Non-Competitive | Non-Competitive | Non-Competitive | Non-Competitive | Non-Competitive | 3 | 3 | 3 | 3 | 3 | 3 | 3 | 3 | 3 | 3 | 3 | 3 | 3 | 3 | 3
SI_DI_38 I_DUPP_I_DUPS1_1 TO_FROM | SI_DI_38 | I_DUPP_I_DUPS1_1 | 206 | 2 | 2 | I_DUPSW4A | I_DUPP14A | TO_FROM | 73521.13 | -0.00205 | 0.57392 | -0.00205 | 0.6016 | 188.2214 | -150.425 | 0 | 10000 | 704.449 | Competitive | 1 | 1 | 1 | 1 | 1 | 1 | 0 | Non-Competitive | Non-Competitive | Non-Competitive | Non-Competitive | Non-Competitive | 0 | 0 | 0 | 0 | 0 | 0 | 0 | 0 | 0 | 0 | 0 | 0 | 0 | 0 | 0
SJMCN_D8 FTW_W_DE_1 FROM_TO | SJMCN_D8 | FTW_W_DE_1 | 350 | 1 | 1 | FTWORTH | W_DENT_8 | FROM_TO | 73521.13 | -0.02469 | 0.092469 | -0.21909 | 0.62548 | -49.6518 | -460.514 | 0 | 5738.1 | 918.219 | Competitive | 1 | 1 | 1 | 1 | 1 | 1 | 1 | Competitive | Competitive | Competitive | Competitive | Competitive | 0 | 0 | 0 | 0 | 0 | 0 | 0 | 0 | 0 | 0 | 0 | 0 | 0 | 0 | 0
SJMCN_D8 FTW_W_DE_1 TO_FROM | SJMCN_D8 | FTW_W_DE_1 | 350 | 1 | 1 | FTWORTH | W_DENT_8 | TO_FROM | 73521.13 | -0.09247 | 0.024692 | -0.62548 | 0.21909 | 498.924 | 88.4307 | 0 | 918.219 | 5738.1 | Competitive | 0 | 0 | 0 | 0 | 0 | 1 | 1 | Non-Competitive | Non-Competitive | Non-Competitive | Non-Competitive | Non-Competitive | 3 | 3 | 5 | 3 | 3 | 5 | 3 | 3 | 5 | 3 | 3 | 5 | 3 | 3 | 5
SJMCW_D8 FTW_W_DE_1 FROM_TO | SJMCW_D8 | FTW_W_DE_1 | 350 | 1 | 1 | FTWORTH | W_DENT_8 | FROM_TO | 73521.13 | -0.02474 | 0.092417 | -0.21914 | 0.62543 | -53.4261 | -464.286 | 0 | 5740.136 | 918.586 | Competitive | 1 | 1 | 1 | 1 | 1 | 1 | 1 | Competitive | Competitive | Competitive | Competitive | Competitive | 0 | 0 | 0 | 0 | 0 | 0 | 0 | 0 | 0 | 0 | 0 | 0 | 0 | 0 | 0
SJMCW_D8 FTW_W_DE_1 TO_FROM | SJMCW_D8 | FTW_W_DE_1 | 350 | 1 | 1 | FTWORTH | W_DENT_8 | TO_FROM | 73521.13 | -0.09242 | 0.024744 | -0.62543 | 0.21914 | 502.6971 | 92.2023 | 0 | 918.586 | 5740.136 | Competitive | 0 | 0 | 0 | 0 | 0 | 1 | 1 | Non-Competitive | Non-Competitive | Non-Competitive | Non-Competitive | Non-Competitive | 3 | 3 | 5 | 3 | 3 | 5 | 3 | 3 | 5 | 3 | 3 | 5 | 3 | 3 | 5
SK2SKY8 E1_M1_1 FROM_TO | SK2SKY8 | E1_M1_1 | 214 | 1 | 1 | FIVE_PTS | WSTSIDE | FROM_TO | 73521.13 | -0.05563 | 0.098248 | -0.30376 | 0.44684 | 124.1829 | -21.1181 | 0 | 10000 | 10000 | Competitive | 0 | 0 | 0 | 0 | 0 | 1 | 1 | Non-Competitive | Non-Competitive | Non-Competitive | Non-Competitive | Non-Competitive | 12 | 12 | 12 | 12 | 12 | 12 | 12 | 12 | 12 | 12 | 12 | 12 | 12 | 12 | 12
SK2SKY8 E1_M1_1 TO_FROM | SK2SKY8 | E1_M1_1 | 214 | 1 | 1 | FIVE_PTS | WSTSIDE | TO_FROM | 73521.13 | -0.09825 | 0.055626 | -0.44684 | 0.30376 | 123.9445 | -31.3387 | 0 | 10000 | 10000 | Competitive | 0 | 0 | 0 | 0 | 0 | 1 | 1 | Non-Competitive | Non-Competitive | Non-Competitive | Non-Competitive | Non-Competitive | 3 | 3 | 3 | 3 | 3 | 3 | 3 | 3 | 3 | 3 | 3 | 3 | 3 | 3 | 3
SKENCAG5 74T148_1 FROM_TO | SKENCAG5 | 74T148_1 | 227 | 1 | 1 | L_CICO__8_1Y | L_COMFOR8_1Y | FROM_TO | 73521.13 | -0.10984 | 0.039758 | -0.19698 | 0.24925 | 140.2276 | -318.883 | 0 | 6176.274 | 8659.024 | Competitive | 0 | 0 | 0 | 0 | 0 | 1 | 1 | Non-Competitive | Non-Competitive | Non-Competitive | Non-Competitive | Non-Competitive | 5 | 14 | 14 | 5 | 14 | 14 | 5 | 14 | 14 | 5 | 14 | 14 | 5 | 14 | 14
SKENCAG5 74T148_1 TO_FROM | SKENCAG5 | 74T148_1 | 227 | 1 | 1 | L_CICO__8_1Y | L_COMFOR8_1Y | TO_FROM | 73521.13 | -0.03976 | 0.10984 | -0.24925 | 0.19698 | 468.9402 | 37.5349 | 0 | 8659.024 | 6176.274 | Competitive | 0 | 0 | 0 | 0 | 0 | 1 | 1 | Non-Competitive | Non-Competitive | Non-Competitive | Non-Competitive | Non-Competitive | 20 | 20 | 47 | 20 | 20 | 47 | 20 | 20 | 47 | 20 | 20 | 47 | 20 | 20 | 47
SKENCOL8 BEEVIL_NORMAN1_1 FROM_TO | SKENCOL8 | BEEVIL_NORMAN1_1 | 38 | 1 | 1 | BEEVILLE2A | NORMANNA2A | FROM_TO | 73521.13 | -0.00944 | 0.015792 | -0.59947 | 0.204 | 78.3186 | -72.585 | 0 | 1083.345 | 10000 | Competitive | 0 | 0 | 0 | 0 | 0 | 1 | 0 | Non-Competitive | Non-Competitive | Non-Competitive | Non-Competitive | Non-Competitive | 0 | 0 | 0 | 0 | 0 | 0 | 0 | 0 | 0 | 0 | 0 | 0 | 0 | 0 | 0
SKENCOL8 BEEVIL_NORMAN1_1 TO_FROM | SKENCOL8 | BEEVIL_NORMAN1_1 | 38 | 1 | 1 | BEEVILLE2A | NORMANNA2A | TO_FROM | 73521.13 | -0.01579 | 0.009441 | -0.204 | 0.59947 | 101.4355 | -43.601 | 0 | 10000 | 1083.345 | Competitive | 0 | 1 | 1 | 1 | 1 | 1 | 0 | Non-Competitive | Non-Competitive | Non-Competitive | Non-Competitive | Non-Competitive | 0 | 0 | 0 | 0 | 0 | 0 | 0 | 0 | 0 | 0 | 0 | 0 | 0 | 0 | 0
SKENCOL8 CHAS_T_SKIDMO1_1 FROM_TO | SKENCOL8 | CHAS_T_SKIDMO1_1 | 38 | 1 | 1 | SKIDMORE2A | CHAS_TAP2A | FROM_TO | 73521.13 | -0.00518 | 0.022784 | -0.24464 | 0.59541 | 68.2525 | -46.3135 | 0 | 1460.89 | 6103.889 | Competitive | 0 | 0 | 0 | 0 | 0 | 1 | 0 | Non-Competitive | Non-Competitive | Non-Competitive | Non-Competitive | Non-Competitive | 0 | 0 | 0 | 0 | 0 | 0 | 0 | 0 | 0 | 0 | 0 | 0 | 0 | 0 | 0
SKENCOL8 CHAS_T_SKIDMO1_1 TO_FROM | SKENCOL8 | CHAS_T_SKIDMO1_1 | 38 | 1 | 1 | SKIDMORE2A | CHAS_TAP2A | TO_FROM | 73521.13 | -0.02278 | 0.005179 | -0.59541 | 0.24465 | 60.812 | -41.7021 | 0 | 6103.889 | 1460.89 | Competitive | 0 | 1 | 1 | 1 | 1 | 1 | 1 | Non-Competitive | Competitive | Competitive | Competitive | Competitive | 6 | 6 | 6 | 0 | 0 | 0 | 0 | 0 | 0 | 0 | 0 | 0 | 0 | 0 | 0
SKEYWLV8 6215__A FROM_TO | SKEYWLV8 | 6215__A | 143 | 3 | 3 | BLUFCKTA_8 | CHINAGRV_8 | FROM_TO | 73521.13 | -0.01696 | 0.69103 | -0.05315 | 0.69103 | 180.0459 | -115.293 | 0 | 5726.758 | 2996.567 | Non-Competi | 0 | 0 | 0 | 0 | 1 | 1 | 0 | Non-Competitive | Non-Competitive | Non-Competitive | Non-Competitive | Non-Competitive | 0 | 0 | 0 | 0 | 0 | 0 | 0 | 0 | 0 | 0 | 0 | 0 | 0 | 0 | 0
SKEYWLV8 6215__A TO_FROM | SKEYWLV8 | 6215__A | 143 | 3 | 3 | BLUFCKTA_8 | CHINAGRV_8 | TO_FROM | 73521.13 | -0.69104 | 0.016961 | -0.69104 | 0.053151 | 117.4493 | -58.1157 | 0 | 2996.567 | 5726.758 | Competitive | 0 | 0 | 0 | 0 | 0 | 1 | 1 | Non-Competitive | Non-Competitive | Non-Competitive | Non-Competitive | Non-Competitive | 5 | 7 | 8 | 5 | 7 | 8 | 5 | 7 | 8 | 5 | 7 | 8 | 5 | 7 | 8
SKEYWLV8 6610__C FROM_TO | SKEYWLV8 | 6610__C | 40 | 3 | 3 | BIGCRMWD_T9 | KNOTT_9 | FROM_TO | 73521.13 | -0.02306 | 0.11334 | -0.50735 | 0.19007 | 26.7173 | -4.2327 | 0 | 5143.723 | 4155.161 | Competitive | 0 | 0 | 0 | 0 | 0 | 1 | 1 | Non-Competitive | Non-Competitive | Non-Competitive | Non-Competitive | Non-Competitive | bar: 11 to 17
SKEYWLV8 6610__C TO_FROM | SKEYWLV8 | 6610__C | 40 | 3 | 3 | BIGCRMWD_T9 | KNOTT_9 | TO_FROM | 73521.13 | -0.11334 | 0.023063 | -0.19007 | 0.50735 | 10.6345 | -21.2226 | 0 | 4155.161 | 5143.723 | Competitive | 0 | 0 | 0 | 0 | 0 | 1 | 1 | Non-Competitive | Non-Competitive | Non-Competitive | Non-Competitive | Non-Competitive | 2 | 2 | 2 | 2 | 2 | 2 | 2 | 2 | 2 | 2 | 2 | 2 | 2 | 2 | 2
SKEYWLV8 6611__A FROM_TO | SKEYWLV8 | 6611__A | 195 | 3 | 3 | ACKRLYVE_9 | ACKERLY_9 | FROM_TO | 73521.13 | -0.06275 | 0.057207 | -0.72226 | 0.22976 | 80.2649 | -10.434 | 0 | 3175.338 | 4154.819 | Competitive | 0 | 0 | 0 | 0 | 0 | 1 | 1 | Non-Competitive | Non-Competitive | Non-Competitive | Non-Competitive | Non-Competitive | 6 | 9 | 9 | 6 | 9 | 9 | 6 | 9 | 9 | 6 | 9 | 9 | 6 | 9 | 9
SKEYWLV8 6611__A TO_FROM | SKEYWLV8 | 6611__A | 195 | 3 | 3 | ACKRLYVE_9 | ACKERLY_9 | TO_FROM | 73521.13 | -0.05721 | 0.062753 | -0.22976 | 0.72226 | 27.6836 | -70.8504 | 0 | 4154.819 | 3175.338 | Competitive | 0 | 0 | 0 | 0 | 0 | 1 | 1 | Non-Competitive | Non-Competitive | Non-Competitive | Non-Competitive | Non-Competitive | 5 | 5 | 5 | 5 | 5 | 5 | 5 | 5 | 5 | 5 | 5 | 5 | 5 | 5 | 5
SKEYWLV8 6611__B FROM_TO | SKEYWLV8 | 6611__B | 195 | 3 | 3 | ACKERLY_9 | ACKRLNTC_9 | FROM_TO | 73521.13 | -0.06277 | 0.057191 | -0.6126 | 0.27773 | 79.0989 | -11.6 | 0 | 3175.434 | 4154.838 | Competitive | 0 | 0 | 0 | 0 | 0 | 1 | 1 | Non-Competitive | Non-Competitive | Non-Competitive | Non-Competitive | Non-Competitive | 6 | 9 | 9 | 6 | 9 | 9 | 6 | 9 | 9 | 6 | 9 | 9 | 6 | 9 | 9
SKEYWLV8 6611__B TO_FROM | SKEYWLV8 | 6611__B | 195 | 3 | 3 | ACKERLY_9 | ACKRLNTC_9 | TO_FROM | 73521.13 | -0.05719 | 0.062769 | -0.27773 | 0.6126 | 28.8525 | -69.6844 | 0 | 4154.838 | 3175.434 | Competitive | 0 | 0 | 0 | 0 | 0 | 1 | 1 | Non-Competitive | Non-Competitive | Non-Competitive | Non-Competitive | Non-Competitive | 5 | 5 | 5 | 5 | 5 | 5 | 5 | 5 | 5 | 5 | 5 | 5 | 5 | 5 | 5
SKEYWLV8 6611__C FROM_TO | SKEYWLV8 | 6611__C | 195 | 3 | 3 | ACKRLNTC_9 | SPARNBRG_9 | FROM_TO | 73521.13 | -0.06277 | 0.057191 | -0.57319 | 0.3874 | 79.0989 | -11.6 | 0 | 3175.434 | 4154.838 | Competitive | 0 | 0 | 0 | 0 | 0 | 1 | 1 | Non-Competitive | Non-Competitive | Non-Competitive | Non-Competitive | Non-Competitive | 6 | 9 | 9 | 6 | 9 | 9 | 6 | 9 | 9 | 6 | 9 | 9 | 6 | 9 | 9
SKEYWLV8 6611__C TO_FROM | SKEYWLV8 | 6611__C | 195 | 3 | 3 | ACKRLNTC_9 | SPARNBRG_9 | TO_FROM | 73521.13 | -0.05719 | 0.062769 | -0.3874 | 0.57319 | 28.8525 | -69.6844 | 0 | 4154.838 | 3175.434 | Competitive | 0 | 0 | 0 | 0 | 0 | 1 | 1 | Non-Competitive | Non-Competitive | Non-Competitive | Non-Competitive | Non-Competitive | 5 | 5 | 5 | 5 | 5 | 5 | 5 | 5 | 5 | 5 | 5 | 5 | 5 | 5 | 5
SKEYWLV8 6611__D FROM_TO | SKEYWLV8 | 6611__D | 195 | 3 | 3 | LAMESA_9 | SPARNBRG_9 | FROM_TO | 73521.13 | -0.05719 | 0.062771 | -0.42681 | 0.40182 | 28.9728 | -69.5644 | 0 | 4154.84 | 3175.444 | Competitive | 0 | 0 | 0 | 0 | 0 | 1 | 1 | Non-Competitive | Non-Competitive | Non-Competitive | Non-Competitive | Non-Competitive | 5 | 5 | 5 | 5 | 5 | 5 | 5 | 5 | 5 | 5 | 5 | 5 | 5 | 5 | 5
SKEYWLV8 6611__D TO_FROM | SKEYWLV8 | 6611__D | 195 | 3 | 3 | LAMESA_9 | SPARNBRG_9 | TO_FROM | 73521.13 | -0.06277 | 0.057189 | -0.40182 | 0.42681 | 78.9789 | -11.72 | 0 | 3175.444 | 4154.84 | Competitive | 0 | 0 | 0 | 0 | 0 | 1 | 1 | Non-Competitive | Non-Competitive | Non-Competitive | Non-Competitive | Non-Competitive | 6 | 9 | 9 | 6 | 9 | 9 | 6 | 9 | 9 | 6 | 9 | 9 | 6 | 9 | 9
SKLELOY8 LOYOLA_69_1 FROM_TO | SKLELOY8 | LOYOLA_69_1 | 40 | 1 | 1 | LOYOLASW9 | LOYOLASW8 | FROM_TO | 73521.13 | -0.01835 | 0.004668 | -0.26896 | 0.58743 | 31.1287 | -4.5199 | 0 | 2413.887 | 2314.976 | Competitive | 0 | 0 | 0 | 1 | 1 | 1 | 0 | Non-Competitive | Non-Competitive | Non-Competitive | Non-Competitive | Non-Competitive | 0 | 0 | 0 | 0 | 0 | 0 | 0 | 0 | 0 | 0 | 0 | 0 | 0 | 0 | 0
SKLELOY8 LOYOLA_69_1 TO_FROM | SKLELOY8 | LOYOLA_69_1 | 40 | 1 | 1 | LOYOLASW9 | LOYOLASW8 | TO_FROM | 73521.13 | -0.00467 | 0.018347 | -0.58743 | 0.26896 | 21.4058 | -27.9108 | 0 | 2314.976 | 2413.887 | Competitive | 0 | 0 | 0 | 1 | 1 | 1 | 0 | Non-Competitive | Non-Competitive | Non-Competitive | Non-Competitive | Non-Competitive | 0 | 0 | 0 | 0 | 0 | 0 | 0 | 0 | 0 | 0 | 0 | 0 | 0 | 0 | 0
SKLNBW15 35095__A FROM_TO | SKLNBW15 | 35095__A | 1621 | 1 | 1 | BROWN_5 | KILL_SS__5 | FROM_TO | 73521.13 | -0.05497 | 0.18961 | -0.13778 | 0.25219 | 2172.431 | -1120.72 | 0 | 889.103 | 851.545 | Competitive | 1 | 1 | 1 | 1 | 1 | 1 | 1 | Competitive | Competitive | Competitive | Competitive | Competitive | 0 | 0 | 0 | 0 | 0 | 0 | 0 | 0 | 0 | 0 | 0 | 0 | 0 | 0 | 0
SKLNBW15 35095__A TO_FROM | SKLNBW15 | 35095__A | 1621 | 1 | 1 | BROWN_5 | KILL_SS__5 | TO_FROM | 73521.13 | -0.18961 | 0.054967 | -0.25219 | 0.13778 | 1668.702 | -1154.12 | 0 | 851.545 | 889.103 | Competitive | 1 | 1 | 1 | 1 | 1 | 1 | 1 | Competitive | Competitive | Competitive | Competitive | Competitive | 0 | 0 | 0 | 0 | 0 | 0 | 0 | 0 | 0 | 0 | 0 | 0 | 0 | 0 | 0
SKMCKW25 KMCHI_KWASS1_1 FROM_TO | SKMCKW25 | KMCHI_KWASS1_1 | 1174 | 1 | 1 | KMCHI_1_5 | KMCHI_2_5 | FROM_TO | 73521.13 | 0 | 1 | 0 | 1 | 1352.4 | 0 | 0 | 10000 | 0 | Non-Competi | 1 | 1 | 1 | 1 | 1 | 1 | 0 | Non-Competitive | Non-Competitive | Non-Competitive | Non-Competitive | Non-Competitive | 0 | 0 | 0 | 0 | 0 | 0 | 0 | 0 | 0 | 0 | 0 | 0 | 0 | 0 | 0
SKMCKW25 KMCHI_KWASS1_1 TO_FROM | SKMCKW25 | KMCHI_KWASS1_1 | 1174 | 1 | 1 | KMCHI_1_5 | KMCHI_2_5 | TO_FROM | 73521.13 | -1 | 0 | -1 | 0 | 0 | 0 | 0 | 0 | 10000 | Competitive | 0 | 0 | 0 | 0 | 0 | 1 | 1 | Non-Competitive | Non-Competitive | Non-Competitive | Non-Competitive | Non-Competitive | 6 | 6 | 6 | 6 | 6 | 6 | 6 | 6 | 6 | 6 | 6 | 6 | 6 | 6 | 6
SKMCKWA5 KMCHI_KWASS2_1 FROM_TO | SKMCKWA5 | KMCHI_KWASS2_1 | 1174 | 1 | 1 | KMCHI_1_5 | KMCHI_2_5 | FROM_TO | 73521.13 | 0 | 1 | 0 | 1 | 1352.4 | 0 | 0 | 10000 | 0 | Non-Competi | 1 | 1 | 1 | 1 | 1 | 1 | 0 | Non-Competitive | Non-Competitive | Non-Competitive | Non-Competitive | Non-Competitive | 0 | 0 | 0 | 0 | 0 | 0 | 0 | 0 | 0 | 0 | 0 | 0 | 0 | 0 | 0
SKMCKWA5 KMCHI_KWASS2_1 TO_FROM | SKMCKWA5 | KMCHI_KWASS2_1 | 1174 | 1 | 1 | KMCHI_1_5 | KMCHI_2_5 | TO_FROM | 73521.13 | -1 | 0 | -1 | 0 | 0 | 0 | 0 | 0 | 10000 | Competitive | 0 | 0 | 0 | 0 | 0 | 1 | 1 | Non-Competitive | Non-Competitive | Non-Competitive | Non-Competitive | Non-Competitive | 6 | 6 | 6 | 6 | 6 | 6 | 6 | 6 | 6 | 6 | 6 | 6 | 6 | 6 | 6
SKOCKOC8 KOCH_UP_69A1 FROM_TO | SKOCKOC8 | KOCH_UP_69A1 | 91.3 | 1 | 1 | KOCH_UP2A | KOCH_UP4A | FROM_TO | 73521.13 | -0.0504 | 0.004124 | -0.15026 | 0.29313 | -20.4526 | -71.0856 | 0 | 10000 | 4554.177 | Competitive | 0 | 0 | 0 | 0 | 0 | 1 | 1 | Non-Competitive | Non-Competitive | Non-Competitive | Non-Competitive | Non-Competitive | 6 | 6 | 6 | 6 | 6 | 6 | 6 | 6 | 6 | 6 | 6 | 6 | 6 | 6 | 6
SKOCKOC8 KOCH_UP_69A1 TO_FROM | SKOCKOC8 | KOCH_UP_69A1 | 91.3 | 1 | 1 | KOCH_UP2A | KOCH_UP4A | TO_FROM | 73521.13 | -0.00412 | 0.050395 | -0.29313 | 0.15026 | 96.491 | 21.6199 | 0 | 4554.177 | 10000 | Competitive | 0 | 0 | 0 | 0 | 0 | 1 | 0 | Non-Competitive | Non-Competitive | Non-Competitive | Non-Competitive | Non-Competitive | 0 | 0 | 0 | 0 | 0 | 0 | 0 | 0 | 0 | 0 | 0 | 0 | 0 | 0 | 0
SKOCLON8 AIR_LI_HIWAY_1_1 FROM_TO | SKOCLON8 | AIR_LI_HIWAY_1_1 | 219 | 1 | 1 | HIWAY_92A | AIR_LIQC2A | FROM_TO | 73521.13 | -0.00447 | 0.030849 | -0.58713 | 0.17831 | 134.2617 | 59.1002 | 0 | 3394.049 | 10000 | Competitive | 0 | 0 | 0 | 0 | 0 | 1 | 0 | Non-Competitive | Non-Competitive | Non-Competitive | Non-Competitive | Non-Competitive | 0 | 0 | 0 | 0 | 0 | 0 | 0 | 0 | 0 | 0 | 0 | 0 | 0 | 0 | 0
SKOCLON8 AIR_LI_HIWAY_1_1 TO_FROM | SKOCLON8 | AIR_LI_HIWAY_1_1 | 219 | 1 | 1 | HIWAY_92A | AIR_LIQC2A | TO_FROM | 73521.13 | -0.03085 | 0.00447 | -0.17831 | 0.58713 | -57.774 | -114.859 | 0 | 10000 | 3394.049 | Competitive | 0 | 0 | 0 | 0 | 0 | 1 | 1 | Non-Competitive | Non-Competitive | Non-Competitive | Non-Competitive | Non-Competitive | 10 | 10 | 10 | 10 | 10 | 10 | 10 | 10 | 10 | 10 | 10 | 10 | 10 | 10 | 10
SKOCNU28 CITGOW_WEIL_T1_1 FROM_TO | SKOCNU28 | CITGOW_WEIL_T1_1 | 209 | 0 | 0 | CITGO_W4A | WEIL_TRC4A | FROM_TO | 73521.13 | -0.12316 | 0.003472 | -0.2123 | 0.68937 | 97.013 | -96.0804 | 0 | 909.477 | 3345.755 | Competitive | 0 | 0 | 0 | 0 | 0 | 1 | 1 | Non-Competitive | Non-Competitive | Non-Competitive | Non-Competitive | Non-Competitive | 10 | 10 | 10 | 10 | 10 | 10 | 10 | 10 | 10 | 10 | 10 | 10 | 10 | 10 | 10
SKOCNU28 CITGOW_WEIL_T1_1 TO_FROM | SKOCNU28 | CITGOW_WEIL_T1_1 | 209 | 0 | 0 | CITGO_W4A | WEIL_TRC4A | TO_FROM | 73521.13 | -0.00347 | 0.12316 | -0.68937 | 0.2123 | 196.7979 | -93.5939 | 0 | 3345.755 | 909.477 | Competitive | 1 | 1 | 1 | 1 | 1 | 1 | 0 | Non-Competitive | Non-Competitive | Non-Competitive | Non-Competitive | Non-Competitive | 0 | 0 | 0 | 0 | 0 | 0 | 0 | 0 | 0 | 0 | 0 | 0 | 0 | 0 | 0
SKRWCR25 1065__L FROM_TO | SKRWCR25 | 1065__L | 249 | 0 | 0 | EULESS_8 | GV_360_2_8 | FROM_TO | 73521.13 | -0.01638 | 0.011917 | -0.75549 | 0.13395 | 284.5991 | 40.0461 | 0 | 1840.61 | 1534.244 | Competitive | 0 | 0 | 1 | 1 | 1 | 1 | 0 | Non-Competitive | Non-Competitive | Non-Competitive | Non-Competitive | Non-Competitive | 0 | 0 | 0 | 0 | 0 | 0 | 0 | 0 | 0 | 0 | 0 | 0 | 0 | 0 | 0
SKRWCR25 1065__L TO_FROM | SKRWCR25 | 1065__L | 249 | 0 | 0 | EULESS_8 | GV_360_2_8 | TO_FROM | 73521.13 | -0.01192 | 0.01638 | -0.13395 | 0.75549 | -7.6558 | -214.238 | 0 | 1534.244 | 1840.61 | Competitive | 0 | 0 | 1 | 1 | 1 | 1 | 0 | Non-Competitive | Non-Competitive | Non-Competitive | Non-Competitive | Non-Competitive | 0 | 0 | 0 | 0 | 0 | 0 | 0 | 0 | 0 | 0 | 0 | 0 | 0 | 0 | 0
SKYLSAN8 258T380_1 FROM_TO | SKYLSAN8 | 258T380_1 | 287 | 1 | 1 | L_BUDA__8_1Y | L_TURNER8_1Y | FROM_TO | 73521.13 | -0.01532 | 0.095705 | -0.14763 | 0.77219 | -97.1305 | -344.339 | 0 | 10000 | 906.072 | Competitive | 1 | 1 | 1 | 1 | 1 | 1 | 0 | Non-Competitive | Non-Competitive | Non-Competitive | Non-Competitive | Non-Competitive | 0 | 0 | 0 | 0 | 0 | 0 | 0 | 0 | 0 | 0 | 0 | 0 | 0 | 0 | 0
SKYLSAN8 258T380_1 TO_FROM | SKYLSAN8 | 258T380_1 | 287 | 1 | 1 | L_BUDA__8_1Y | L_TURNER8_1Y | TO_FROM | 73521.13 | -0.0957 | 0.015316 | -0.77219 | 0.14763 | 398.8494 | 172.6194 | 0 | 906.072 | 10000 | Competitive | 0 | 0 | 0 | 0 | 0 | 1 | 1 | Non-Competitive | Non-Competitive | Non-Competitive | Non-Competitive | Non-Competitive | 12 | 12 | 12 | 12 | 12 | 12 | 12 | 12 | 12 | 12 | 12 | 12 | 12 | 12 | 12
SLAGMAR8 269T362_1 FROM_TO | SLAGMAR8 | 269T362_1 | 191 | 1 | 1 | L_WHITES8_1Y | L_BUTTER8_1Y | FROM_TO | 73521.13 | -0.04416 | 0.18127 | -0.12601 | 0.80832 | 42.2622 | -275.197 | 0 | 10000 | 5725.336 | Competitive | 0 | 0 | 0 | 0 | 0 | 1 | 1 | Non-Competitive | Non-Competitive | Non-Competitive | Non-Competitive | Non-Competitive | 19 | 19 | 19 | 19 | 19 | 19 | 19 | 19 | 19 | 19 | 19 | 19 | 19 | 19 | 19
SLAGMAR8 269T362_1 TO_FROM | SLAGMAR8 | 269T362_1 | 191 | 1 | 1 | L_WHITES8_1Y | L_BUTTER8_1Y | TO_FROM | 73521.13 | -0.18127 | 0.04416 | -0.80832 | 0.12601 | 330.1394 | 3.4414 | 0 | 5725.336 | 10000 | Competitive | 0 | 0 | 0 | 0 | 0 | 1 | 1 | Non-Competitive | Non-Competitive | Non-Competitive | Non-Competitive | Non-Competitive | 7 | 7 | 7 | 7 | 7 | 7 | 7 | 7 | 7 | 7 | 7 | 7 | 7 | 7 | 7
SLANLAN8 BLESSI_LAN_CT1_1 FROM_TO | SLANLAN8 | BLESSI_LAN_CT1_1 | 161 | 2 | 2 | BLESSING4A | LAN_CTY4A | FROM_TO | 73521.13 | -0.22753 | 0.06115 | -0.27757 | 0.12309 | 433.6755 | -200.987 | 0 | 1972.849 | 6260.89 | Competitive | 0 | 0 | 0 | 0 | 0 | 1 | 1 | Non-Competitive | Non-Competitive | Non-Competitive | Non-Competitive | Non-Competitive | 7 | 11 | 17 | 7 | 11 | 17 | 7 | 11 | 17 | 7 | 11 | 17 | 7 | 11 | 17
SLANLAN8 BLESSI_LAN_CT1_1 TO_FROM | SLANLAN8 | BLESSI_LAN_CT1_1 | 161 | 2 | 2 | BLESSING4A | LAN_CTY4A | TO_FROM | 73521.13 | -0.06115 | 0.22753 | -0.12309 | 0.27757 | 386.9 | -366.015 | 0 | 6260.89 | 1972.849 | Competitive | 0 | 0 | 1 | 1 | 1 | 1 | 1 | Non-Competitive | Non-Competitive | Competitive | Competitive | Competitive | 12 | 34 | 53 | 12 | 34 | 53 | 0 | 0 | 0 | 0 | 0 | 0 | 0 | 0 | 0
SLAQLOB8 BRUNIT_LAQUIN1_1 FROM_TO | SLAQLOB8 | BRUNIT_LAQUIN1_1 | 239 | 1 | 1 | BRUNITAP4A | LAQUNTA4A | FROM_TO | 73521.13 | -1 | 0 | -1 | 0 | 0 | 0 | 0 | 0 | 10000 | Competitive | 0 | 0 | 0 | 0 | 0 | 1 | 1 | Non-Competitive | Non-Competitive | Non-Competitive | Non-Competitive | Non-Competitive | bar: 11 to 17
SLAQLOB8 BRUNIT_LAQUIN1_1 TO_FROM | SLAQLOB8 | BRUNIT_LAQUIN1_1 | 239 | 1 | 1 | BRUNITAP4A | LAQUNTA4A | TO_FROM | 73521.13 | 0 | 1 | 0 | 1 | 147 | 0 | 0 | 10000 | 0 | Competitive | 1 | 1 | 1 | 1 | 1 | 1 | 0 | Non-Competitive | Non-Competitive | Non-Competitive | Non-Competitive | Non-Competitive | 0 | 0 | 0 | 0 | 0 | 0 | 0 | 0 | 0 | 0 | 0 | 0 | 0 | 0 | 0
SLAQLOB8 FALFUR_69A1 FROM_TO | SLAQLOB8 | FALFUR_69A1 | 41 | 1 | 1 | FALFUR2A | FALFUR4A | FROM_TO | 73521.13 | -0.10072 | 0.015442 | -0.10923 | 0.71003 | -0.13558 | -26.4045 | 0 | 10000 | 10000 | Competitive | 0 | 0 | 0 | 0 | 0 | 1 | 1 | Non-Competitive | Non-Competitive | Non-Competitive | Non-Competitive | Non-Competitive | bar: 11 to 17
SLAQLOB8 FALFUR_69A1 TO_FROM | SLAQLOB8 | FALFUR_69A1 | 41 | 1 | 1 | FALFUR2A | FALFUR4A | TO_FROM | 73521.13 | -0.01544 | 0.10072 | -0.71003 | 0.10923 | 41.512 | 0.80904 | 0 | 10000 | 10000 | Competitive | 0 | 0 | 0 | 0 | 0 | 1 | 0 | Non-Competitive | Non-Competitive | Non-Competitive | Non-Competitive | Non-Competitive | 0 | 0 | 0 | 0 | 0 | 0 | 0 | 0 | 0 | 0 | 0 | 0 | 0 | 0 | 0
SLAQLOB8 FALFUR_PREMON1_1 FROM_TO | SLAQLOB8 | FALFUR_PREMON1_1 | 38 | 1 | 1 | FALFUR2A | PREMONT2A | FROM_TO | 73521.13 | -0.01552 | 0.10064 | -0.52118 | 0.28989 | 35.4102 | -5.291 | 0 | 10000 | 10000 | Competitive | 0 | 0 | 0 | 0 | 0 | 1 | 0 | Non-Competitive | Non-Competitive | Non-Competitive | Non-Competitive | Non-Competitive | 0 | 0 | 0 | 0 | 0 | 0 | 0 | 0 | 0 | 0 | 0 | 0 | 0 | 0 | 0
SLAQLOB8 FALFUR_PREMON1_1 TO_FROM | SLAQLOB8 | FALFUR_PREMON1_1 | 38 | 1 | 1 | FALFUR2A | PREMONT2A | TO_FROM | 73521.13 | -0.10064 | 0.015525 | -0.28989 | 0.52118 | 5.9861 | -20.3188 | 0 | 10000 | 10000 | Competitive | 0 | 0 | 0 | 0 | 0 | 1 | 1 | Non-Competitive | Non-Competitive | Non-Competitive | Non-Competitive | Non-Competitive | bar: 11 to 17
SLAQLOB8 FREER_SAN_DI1_1 FROM_TO | SLAQLOB8 | FREER_SAN_DI1_1 | 38 | 1 | 1 | FREER2A | SAN_DIEG2A | FROM_TO | 73521.13 | -0.01716 | 0.025761 | -0.18207 | 0.58609 | 52.3558 | -24.5375 | 0 | 3334.961 | 1522.705 | Competitive | 0 | 0 | 1 | 1 | 1 | 1 | 0 | Non-Competitive | Non-Competitive | Non-Competitive | Non-Competitive | Non-Competitive | 0 | 0 | 0 | 0 | 0 | 0 | 0 | 0 | 0 | 0 | 0 | 0 | 0 | 0 | 0
SLAQLOB8 FREER_SAN_DI1_1 TO_FROM | SLAQLOB8 | FREER_SAN_DI1_1 | 38 | 1 | 1 | FREER2A | SAN_DIEG2A | TO_FROM | 73521.13 | -0.02576 | 0.017159 | -0.58609 | 0.18207 | 44.3568 | -47.0639 | 0 | 1522.705 | 3334.961 | Competitive | 0 | 0 | 0 | 0 | 0 | 1 | 1 | Non-Competitive | Non-Competitive | Non-Competitive | Non-Competitive | Non-Competitive | 3 | 3 | 3 | 3 | 3 | 3 | 3 | 3 | 3 | 3 | 3 | 3 | 3 | 3 | 3
SLAULA_8 LA_PAL_L_FRES1_1 FROM_TO | SLAULA_8 | LA_PAL_L_FRES1_1 | 226 | 1 | 1 | LAPALM 4 | L.FRES 4 | FROM_TO | 73521.13 | -0.33002 | 0.006277 | -0.71688 | 0.02429 | 184.5019 | 177.0429 | 0 | 701.156 | 10000 | Competitive | 0 | 0 | 0 | 0 | 0 | 1 | 1 | Non-Competitive | Non-Competitive | Non-Competitive | Non-Competitive | Non-Competitive | 3 | 3 | 3 | 3 | 3 | 3 | 3 | 3 | 3 | 3 | 3 | 3 | 3 | 3 | 3
SLAULA_8 LA_PAL_L_FRES1_1 TO_FROM | SLAULA_8 | LA_PAL_L_FRES1_1 | 226 | 1 | 1 | LAPALM 4 | L.FRES 4 | TO_FROM | 73521.13 | -0.00628 | 0.33002 | -0.02429 | 0.71688 | -138.063 | -184.294 | 0 | 10000 | 701.156 | Competitive | 1 | 1 | 1 | 1 | 1 | 1 | 0 | Non-Competitive | Non-Competitive | Non-Competitive | Non-Competitive | Non-Competitive | 0 | 0 | 0 | 0 | 0 | 0 | 0 | 0 | 0 | 0 | 0 | 0 | 0 | 0 | 0
SLAULA_8 LA_PAL_VCAVAZ1_1 FROM_TO | SLAULA_8 | LA_PAL_VCAVAZ1_1 | 211 | 1 | 1 | LAPALM 4 | CAVAZOS4A | FROM_TO | 73521.13 | -0.4496 | 0.005998 | -0.69 | 0.021779 | 198.3659 | 191.8203 | 0 | 700.21 | 10000 | Competitive | 0 | 0 | 0 | 0 | 0 | 1 | 1 | Non-Competitive | Non-Competitive | Non-Competitive | Non-Competitive | Non-Competitive | 3 | 3 | 3 | 3 | 3 | 3 | 3 | 3 | 3 | 3 | 3 | 3 | 3 | 3 | 3
SLAULA_8 LA_PAL_VCAVAZ1_1 TO_FROM | SLAULA_8 | LA_PAL_VCAVAZ1_1 | 211 | 1 | 1 | LAPALM 4 | CAVAZOS4A | TO_FROM | 73521.13 | -0.006 | 0.4496 | -0.02178 | 0.69 | -138.339 | -198.169 | 0 | 10000 | 700.21 | Competitive | 1 | 1 | 1 | 1 | 1 | 1 | 0 | Non-Competitive | Non-Competitive | Non-Competitive | Non-Competitive | Non-Competitive | 0 | 0 | 0 | 0 | 0 | 0 | 0 | 0 | 0 | 0 | 0 | 0 | 0 | 0 | 0
SLA_RIO5 RAYMND_RAYMON1_1 FROM_TO | SLA_RIO5 | RAYMND_RAYMON1_1 | 38 | 4 | 4 | RAYMND22A | RAYMOND12A | FROM_TO | 73521.13 | -0.02082 | 0.011968 | -0.60464 | 0.26365 | 52.707 | 33.8265 | 0 | 10000 | 3114.848 | Competitive | 0 | 0 | 0 | 0 | 0 | 1 | 1 | Non-Competitive | Non-Competitive | Non-Competitive | Non-Competitive | Non-Competitive | 3 | 3 | 3 | 3 | 3 | 3 | 3 | 3 | 3 | 3 | 3 | 3 | 3 | 3 | 3
SLA_RIO5 RAYMND_RAYMON1_1 TO_FROM | SLA_RIO5 | RAYMND_RAYMON1_1 | 38 | 4 | 4 | RAYMND22A | RAYMOND12A | TO_FROM | 73521.13 | -0.01197 | 0.020821 | -0.26365 | 0.60464 | -22.9253 | -52.0875 | 0 | 3114.848 | 10000 | Competitive | 0 | 0 | 0 | 0 | 0 | 1 | 0 | Non-Competitive | Non-Competitive | Non-Competitive | Non-Competitive | Non-Competitive | 0 | 0 | 0 | 0 | 0 | 0 | 0 | 0 | 0 | 0 | 0 | 0 | 0 | 0 | 0
SLA_RIO8 HARLNS_OLEAND1_1 FROM_TO | SLA_RIO8 | HARLNS_OLEAND1_1 | 211 | 1 | 1 | HARLINSW4A | 80022 | FROM_TO | 73521.13 | -0.15957 | 0.038962 | -0.36729 | 0.46452 | 103.8909 | 6.6478 | 0 | 5931.525 | 10000 | Competitive | 0 | 0 | 0 | 0 | 0 | 1 | 1 | Non-Competitive | Non-Competitive | Non-Competitive | Non-Competitive | Non-Competitive | 3 | 3 | 3 | 3 | 3 | 3 | 3 | 3 | 3 | 3 | 3 | 3 | 3 | 3 | 3
SLA_RIO8 HARLNS_OLEAND1_1 TO_FROM | SLA_RIO8 | HARLNS_OLEAND1_1 | 211 | 1 | 1 | HARLINSW4A | 80022 | TO_FROM | 73521.13 | -0.03896 | 0.15957 | -0.46452 | 0.36729 | 12.3323 | -54.3743 | 0 | 10000 | 5931.525 | Competitive | 0 | 0 | 0 | 0 | 0 | 1 | 1 | Non-Competitive | Non-Competitive | Non-Competitive | Non-Competitive | Non-Competitive | 9 | 10 | 10 | 9 | 10 | 10 | 9 | 10 | 10 | 9 | 10 | 10 | 9 | 10 | 10
SLCDYN8 357T544_1 FROM_TO | SLCDYN8 | 357T544_1 | 38 | 1 | 1 | L_COLUMB9_1Y | L_STAFHI9_1Y | FROM_TO | 73521.13 | -0.0309 | 0.015917 | -0.6033 | 0.29896 | 140.0279 | -47.4948 | 0 | 7041.502 | 2936.852 | Competitive | 0 | 0 | 0 | 0 | 1 | 1 | 1 | Non-Competitive | Non-Competitive | Non-Competitive | Non-Competitive | Competitive | 1 | 1 | 1 | 1 | 1 | 1 | 1 | 1 | 1 | 1 | 1 | 1 | 0 | 0 | 0
SLCDYN8 357T544_1 TO_FROM | SLCDYN8 | 357T544_1 | 38 | 1 | 1 | L_COLUMB9_1Y | L_STAFHI9_1Y | TO_FROM | 73521.13 | -0.01592 | 0.030901 | -0.29896 | 0.6033 | 66.4204 | -103.436 | 0 | 2936.852 | 7041.502 | Competitive | 0 | 0 | 0 | 0 | 0 | 1 | 0 | Non-Competitive | Non-Competitive | Non-Competitive | Non-Competitive | Non-Competitive | 0 | 0 | 0 | 0 | 0 | 0 | 0 | 0 | 0 | 0 | 0 | 0 | 0 | 0 | 0
SLCDYN8 PT_SE_65_A FROM_TO | SLCDYN8 | PT_SE_65_A | 263 | 1 | 1 | SEALY___8020 | PETERS__138B | FROM_TO | 73521.13 | -0.02633 | 0.38091 | -0.16831 | 0.73078 | 266.9827 | -378.757 | 0 | 9334.932 | 3000.298 | Non-Competi | 0 | 0 | 0 | 0 | 0 | 1 | 1 | Non-Competitive | Non-Competitive | Non-Competitive | Non-Competitive | Non-Competitive | 4 | 4 | 4 | 4 | 4 | 4 | 4 | 4 | 4 | 4 | 4 | 4 | 4 | 4 | 4
SLCDYN8 PT_SE_65_A TO_FROM | SLCDYN8 | PT_SE_65_A | 263 | 1 | 1 | SEALY___8020 | PETERS__138B | TO_FROM | 73521.13 | -0.38091 | 0.026329 | -0.73078 | 0.16831 | 447.9717 | -37.0251 | 0 | 3000.298 | 9334.932 | Non-Competi | 0 | 0 | 0 | 0 | 0 | 1 | 1 | Non-Competitive | Non-Competitive | Non-Competitive | Non-Competitive | Non-Competitive | 6 | 6 | 12 | 6 | 6 | 12 | 6 | 6 | 12 | 6 | 6 | 12 | 6 | 6 | 12
SLCDYN8 SE_WA_65_A FROM_TO | SLCDYN8 | SE_WA_65_A | 277 | 1 | 1 | SEALY___8020 | WALLIS__138A | FROM_TO | 73521.13 | -0.38155 | 0.025683 | -0.49173 | 0.26858 | 400.3665 | -84.5651 | 0 | 3338.459 | 9313.352 | Competitive | 0 | 0 | 0 | 0 | 0 | 1 | 1 | Non-Competitive | Non-Competitive | Non-Competitive | Non-Competitive | Non-Competitive | 6 | 6 | 12 | 6 | 6 | 12 | 6 | 6 | 12 | 6 | 6 | 12 | 6 | 6 | 12
SLCDYN8 SE_WA_65_A TO_FROM | SLCDYN8 | SE_WA_65_A | 277 | 1 | 1 | SEALY___8020 | WALLIS__138A | TO_FROM | 73521.13 | -0.02568 | 0.38155 | -0.26858 | 0.49173 | 314.5756 | -331.217 | 0 | 9313.352 | 3338.459 | Competitive | 0 | 0 | 0 | 0 | 0 | 1 | 1 | Non-Competitive | Non-Competitive | Non-Competitive | Non-Competitive | Non-Competitive | 4 | 4 | 4 | 4 | 4 | 4 | 4 | 4 | 4 | 4 | 4 | 4 | 4 | 4 | 4
SLFKSCS5 11010__A FROM_TO | SLFKSCS5 | 11010__A | 191 | 4 | 4 | STRYKER_8 | GRESHRD_8 | FROM_TO | 73521.13 | -0.7485 | 0.079248 | -0.7485 | 0.079248 | 122.7252 | -21.8918 | 0 | 10000 | 9387.916 | Competitive | 0 | 0 | 0 | 0 | 0 | 1 | 1 | Non-Competitive | Non-Competitive | Non-Competitive | Non-Competitive | Non-Competitive | bar: 11 to 17
SLFKSCS5 11010__A TO_FROM | SLFKSCS5 | 11010__A | 191 | 4 | 4 | STRYKER_8 | GRESHRD_8 | TO_FROM | 73521.13 | -0.07925 | 0.7485 | -0.07925 | 0.7485 | 98.8433 | -64.6546 | 0 | 9387.916 | 10000 | Competitive | 0 | 0 | 0 | 0 | 0 | 1 | 1 | Non-Competitive | Non-Competitive | Non-Competitive | Non-Competitive | Non-Competitive | 2 | 2 | 2 | 2 | 2 | 2 | 2 | 2 | 2 | 2 | 2 | 2 | 2 | 2 | 2
SLHSCN28 3260__B FROM_TO | SLHSCN28 | 3260__B | 304 | 1 | 1 | LKHB_E8 | CNVL1_8 | FROM_TO | 73521.13 | -0.00182 | 0.20597 | -0.21211 | 0.2067 | 210.6126 | -18.7478 | 0 | 10000 | 1134.155 | Competitive | 0 | 1 | 1 | 1 | 1 | 1 | 0 | Non-Competitive | Non-Competitive | Non-Competitive | Non-Competitive | Non-Competitive | 0 | 0 | 0 | 0 | 0 | 0 | 0 | 0 | 0 | 0 | 0 | 0 | 0 | 0 | 0
SLHSCN28 3260__B TO_FROM | SLHSCN28 | 3260__B | 304 | 1 | 1 | LKHB_E8 | CNVL1_8 | TO_FROM | 73521.13 | -0.20597 | 0.001816 | -0.2067 | 0.21211 | 23.8697 | -5.2095 | 0 | 1134.155 | 10000 | Competitive | 0 | 0 | 0 | 0 | 0 | 1 | 1 | Non-Competitive | Non-Competitive | Non-Competitive | Non-Competitive | Non-Competitive | 2 | 2 | 2 | 2 | 2 | 2 | 2 | 2 | 2 | 2 | 2 | 2 | 2 | 2 | 2
SLNCSWE5 6026__A FROM_TO | SLNCSWE5 | 6026__A | 956 | 0 | 0 | ABMULCW7 | SWEETEAST_5 | FROM_TO | 73521.13 | -0.23529 | 0.083185 | -0.24567 | 0.27312 | 572.408 | -1161.85 | 0 | 1547.244 | 1079.359 | Competitive | 0 | 1 | 1 | 1 | 1 | 1 | 1 | Non-Competitive | Competitive | Competitive | Competitive | Competitive | 29 | 58 | 71 | 0 | 0 | 0 | 0 | 0 | 0 | 0 | 0 | 0 | 0 | 0 | 0
SLNCSWE5 6026__A TO_FROM | SLNCSWE5 | 6026__A | 956 | 0 | 0 | ABMULCW7 | SWEETEAST_5 | TO_FROM | 73521.13 | -0.08318 | 0.23529 | -0.27312 | 0.24567 | 1496.513 | -515.985 | 0 | 1079.359 | 1547.244 | Competitive | 0 | 0 | 1 | 1 | 1 | 1 | 1 | Non-Competitive | Non-Competitive | Competitive | Competitive | Competitive | 2 | 17 | 27 | 2 | 17 | 27 | 0 | 0 | 0 | 0 | 0 | 0 | 0 | 0 | 0
SLOBSAN5 ALICE_69A1 FROM_TO | SLOBSAN5 | ALICE_69A1 | 102.3 | 1 | 1 | ALICE2A | ALICE4A | FROM_TO | 73521.13 | -0.05579 | 0.055397 | -0.25715 | 0.51651 | -19.3465 | -92.8821 | 0 | 2712.968 | 10000 | Competitive | 0 | 0 | 0 | 0 | 0 | 1 | 1 | Non-Competitive | Non-Competitive | Non-Competitive | Non-Competitive | Non-Competitive | bar: 11 to 17
SLOBSAN5 ALICE_69A1 TO_FROM | SLOBSAN5 | ALICE_69A1 | 102.3 | 1 | 1 | ALICE2A | ALICE4A | TO_FROM | 73521.13 | -0.0554 | 0.055792 | -0.51651 | 0.25715 | 95.4565 | 29.1446 | 0 | 10000 | 2712.968 | Competitive | 0 | 0 | 0 | 0 | 1 | 1 | 1 | Non-Competitive | Non-Competitive | Non-Competitive | Non-Competitive | Competitive | 4 | 4 | 4 | 4 | 4 | 4 | 4 | 4 | 4 | 4 | 4 | 4 | 0 | 0 | 0
SLOBSAN5 ASHERT_CATARI0_1 FROM_TO | SLOBSAN5 | ASHERT_CATARI0_1 | 122 | 1 | 1 | ASHERTON4A | CATARINA4 | FROM_TO | 73521.13 | -0.20855 | 0.1328 | -0.74275 | 0.18852 | 312.4701 | -54.4807 | 0 | 4447.668 | 1938.044 | Competitive | 0 | 0 | 1 | 1 | 1 | 1 | 1 | Non-Competitive | Non-Competitive | Competitive | Competitive | Competitive | 6 | 12 | 15 | 6 | 12 | 15 | 0 | 0 | 0 | 0 | 0 | 0 | 0 | 0 | 0
SLOBSAN5 ASHERT_CATARI0_1 TO_FROM | SLOBSAN5 | ASHERT_CATARI0_1 | 122 | 1 | 1 | ASHERTON4A | CATARINA4 | TO_FROM | 73521.13 | -0.1328 | 0.20855 | -0.18852 | 0.74275 | 113.4099 | -290.671 | 0 | 1938.044 | 4447.668 | Competitive | 0 | 0 | 0 | 0 | 0 | 1 | 1 | Non-Competitive | Non-Competitive | Non-Competitive | Non-Competitive | Non-Competitive | 30 | 30 | 34 | 30 | 30 | 34 | 30 | 30 | 34 | 30 | 30 | 34 | 30 | 30 | 34
SLOBSAN5 BIG_FOOT_69A1 FROM_TO | SLOBSAN5 | BIG_FOOT_69A1 | 47 | 1 | 1 | BIG_FOOT2A | BIG_FOOT4A | FROM_TO | 73521.13 | -0.00358 | 0.015824 | -0.0469 | 0.73733 | -7.9431 | -42.8099 | 0 | 2245.852 | 8692.811 | Competitive | 0 | 0 | 0 | 0 | 0 | 1 | 0 | Non-Competitive | Non-Competitive | Non-Competitive | Non-Competitive | Non-Competitive | 0 | 0 | 0 | 0 | 0 | 0 | 0 | 0 | 0 | 0 | 0 | 0 | 0 | 0 | 0
SLOBSAN5 BIG_FOOT_69A1 TO_FROM | SLOBSAN5 | BIG_FOOT_69A1 | 47 | 1 | 1 | BIG_FOOT2A | BIG_FOOT4A | TO_FROM | 73521.13 | -0.01582 | 0.00358 | -0.73733 | 0.046899 | 50.2185 | 11.4103 | 0 | 8692.811 | 2245.852 | Competitive | 0 | 0 | 0 | 1 | 1 | 1 | 0 | Non-Competitive | Non-Competitive | Non-Competitive | Non-Competitive | Non-Competitive | 0 | 0 | 0 | 0 | 0 | 0 | 0 | 0 | 0 | 0 | 0 | 0 | 0 | 0 | 0
SLOBSAN5 FREER_SAN_DI1_1 FROM_TO | SLOBSAN5 | FREER_SAN_DI1_1 | 38 | 1 | 1 | FREER2A | SAN_DIEG2A | FROM_TO | 73521.13 | -0.01299 | 0.054316 | -0.17034 | 0.60372 | 22.4049 | -47.3186 | 0 | 2505.365 | 1910.371 | Competitive | 0 | 0 | 1 | 1 | 1 | 1 | 0 | Non-Competitive | Non-Competitive | Non-Competitive | Non-Competitive | Non-Competitive | 0 | 0 | 0 | 0 | 0 | 0 | 0 | 0 | 0 | 0 | 0 | 0 | 0 | 0 | 0
SLOBSAN5 FREER_SAN_DI1_1 TO_FROM | SLOBSAN5 | FREER_SAN_DI1_1 | 38 | 1 | 1 | FREER2A | SAN_DIEG2A | TO_FROM | 73521.13 | -0.05432 | 0.012992 | -0.60372 | 0.17034 | 53.6896 | -11.3974 | 0 | 1910.371 | 2505.365 | Competitive | 0 | 0 | 0 | 0 | 1 | 1 | 1 | Non-Competitive | Non-Competitive | Non-Competitive | Non-Competitive | Competitive | 4 | 4 | 4 | 4 | 4 | 4 | 4 | 4 | 4 | 4 | 4 | 4 | 0 | 0 | 0
SLOBSAN5 HAMILT_MAVERI1_1 FROM_TO | SLOBSAN5 | HAMILT_MAVERI1_1 | 122 | 1 | 1 | HAMILTN4 | MAVERICK4A | FROM_TO | 73521.13 | -0.4614 | 0.20551 | -0.53903 | 0.20551 | 325.0379 | -128.656 | 0 | 4241.027 | 7638.706 | Competitive | 0 | 0 | 0 | 0 | 0 | 1 | 1 | Non-Competitive | Non-Competitive | Non-Competitive | Non-Competitive | Non-Competitive | 2 | 2 | 35 | 2 | 2 | 35 | 2 | 2 | 35 | 2 | 2 | 35 | 2 | 2 | 35
SLOBSAN5 HAMILT_MAVERI1_1 TO_FROM | SLOBSAN5 | HAMILT_MAVERI1_1 | 122 | 1 | 1 | HAMILTN4 | MAVERICK4A | TO_FROM | 73521.13 | -0.20551 | 0.4614 | -0.20551 | 0.53903 | 156.4128 | -262.231 | 0 | 7638.706 | 4241.027 | Competitive | 0 | 0 | 0 | 0 | 0 | 1 | 1 | Non-Competitive | Non-Competitive | Non-Competitive | Non-Competitive | Non-Competitive | 11 | 13 | 16 | 11 | 13 | 16 | 11 | 13 | 16 | 11 | 13 | 16 | 11 | 13 | 16
SLOBSAN5 LAQUIN_LOBO1_1 FROM_TO | SLOBSAN5 | LAQUIN_LOBO1_1 | 239 | 1 | 1 | LOBO4A | LAQUNTA4A | FROM_TO | 73521.13 | -0.57314 | 0.2692 | -0.57314 | 0.30388 | 76.0959 | -221.744 | 0 | 3190.136 | 9767.769 | Competitive | 0 | 0 | 0 | 0 | 0 | 1 | 1 | Non-Competitive | Non-Competitive | Non-Competitive | Non-Competitive | Non-Competitive | bar: 11 to 17
SLOBSAN5 LAQUIN_LOBO1_1 TO_FROM | SLOBSAN5 | LAQUIN_LOBO1_1 | 239 | 1 | 1 | LOBO4A | LAQUNTA4A | TO_FROM | 73521.13 | -0.2692 | 0.57314 | -0.30388 | 0.57314 | 311.659 | -39.4313 | 0 | 9767.769 | 3190.136 | Competitive | 0 | 0 | 0 | 0 | 0 | 1 | 1 | Non-Competitive | Non-Competitive | Non-Competitive | Non-Competitive | Non-Competitive | 4 | 4 | 36 | 4 | 4 | 36 | 4 | 4 | 36 | 4 | 4 | 36 | 4 | 4 | 36
SLOBSAN5 SANMIGL_ATAH FROM_TO | SLOBSAN5 | SANMIGL_ATAH | 300 | 1 | 1 | MIGUEL5 | NOTMODMIDPT2 | FROM_TO | 73521.13 | -0.15467 | 0.057101 | -0.70268 | 0.057101 | 410.9175 | -9.5772 | 0 | 5000 | 3005.381 | Competitive | 0 | 0 | 0 | 0 | 0 | 1 | 1 | Non-Competitive | Non-Competitive | Non-Competitive | Non-Competitive | Non-Competitive | 38 | 55 | 65 | 38 | 55 | 65 | 38 | 55 | 65 | 38 | 55 | 65 | 38 | 55 | 65
SLOBSAN5 SANMIGL_ATAH TO_FROM | SLOBSAN5 | SANMIGL_ATAH | 300 | 1 | 1 | MIGUEL5 | NOTMODMIDPT2 | TO_FROM | 73521.13 | -0.0571 | 0.15467 | -0.0571 | 0.70268 | 81.1782 | -394.066 | 0 | 3005.381 | 5000 | Competitive | 0 | 0 | 0 | 0 | 0 | 1 | 1 | Non-Competitive | Non-Competitive | Non-Competitive | Non-Competitive | Non-Competitive | 2 | 2 | 2 | 2 | 2 | 2 | 2 | 2 | 2 | 2 | 2 | 2 | 2 | 2 | 2
SLOLFOR8 VICTOR_V_DUPS1_1 FROM_TO | SLOLFOR8 | VICTOR_V_DUPS1_1 | 206 | 1 | 1 | V_DUPSW4A | VICTORIA4A | FROM_TO | 73521.13 | -0.03727 | 0.42712 | -0.03727 | 0.42712 | 137.6223 | -416.973 | 0 | 6492.732 | 4647.331 | Competitive | 0 | 0 | 0 | 0 | 0 | 1 | 1 | Non-Competitive | Non-Competitive | Non-Competitive | Non-Competitive | Non-Competitive | 6 | 6 | 6 | 6 | 6 | 6 | 6 | 6 | 6 | 6 | 6 | 6 | 6 | 6 | 6
SLOLFOR8 VICTOR_V_DUPS1_1 TO_FROM | SLOLFOR8 | VICTOR_V_DUPS1_1 | 206 | 1 | 1 | V_DUPSW4A | VICTORIA4A | TO_FROM | 73521.13 | -0.42712 | 0.037268 | -0.42712 | 0.037268 | 432.0643 | 199.9245 | 0 | 4647.331 | 6492.732 | Non-Competi | 0 | 0 | 0 | 0 | 0 | 1 | 1 | Non-Competitive | Non-Competitive | Non-Competitive | Non-Competitive | Non-Competitive | 13 | 20 | 22 | 13 | 20 | 22 | 13 | 20 | 22 | 13 | 20 | 22 | 13 | 20 | 22
SLONWIN9 M_69_D1_1 FROM_TO | SLONWIN9 | M_69_D1_1 | 35 | 6 | 6 | TNWINK____0 | TNCOCHISE_0 | FROM_TO | 73521.13 | -0.00082 | 0.006603 | -0.67555 | 0.026177 | 27.2173 | 25.0702 | 0 | 5235.351 | 10000 | Competitive | 0 | 0 | 0 | 0 | 0 | 1 | 0 | Non-Competitive | Non-Competitive | Non-Competitive | Non-Competitive | Non-Competitive | 0 | 0 | 0 | 0 | 0 | 0 | 0 | 0 | 0 | 0 | 0 | 0 | 0 | 0 | 0
SLONWIN9 M_69_D1_1 TO_FROM | SLONWIN9 | M_69_D1_1 | 35 | 6 | 6 | TNWINK____0 | TNCOCHISE_0 | TO_FROM | 73521.13 | -0.0066 | 0.000821 | -0.02618 | 0.67555 | -24.6097 | -26.2368 | 0 | 10000 | 5235.351 | Competitive | 0 | 0 | 0 | 0 | 0 | 1 | 0 | Non-Competitive | Non-Competitive | Non-Competitive | Non-Competitive | Non-Competitive | 0 | 0 | 0 | 0 | 0 | 0 | 0 | 0 | 0 | 0 | 0 | 0 | 0 | 0 | 0
SLOSAUS5 AUSTRO_AT2L FROM_TO | SLOSAUS5 | AUSTRO_AT2L | 480 | 1 | 1 | AUSTROP | AUSTRO2_1KV | FROM_TO | 73521.13 | -0.03928 | 0.22586 | -0.99509 | 0.27053 | -27.5906 | -523.631 | 0 | 5156.793 | 3669.062 | Competitive | 0 | 0 | 0 | 0 | 0 | 1 | 1 | Non-Competitive | Non-Competitive | Non-Competitive | Non-Competitive | Non-Competitive | 6 | 6 | 6 | 6 | 6 | 6 | 6 | 6 | 6 | 6 | 6 | 6 | 6 | 6 | 6
SLOSAUS5 AUSTRO_AT2L TO_FROM | SLOSAUS5 | AUSTRO_AT2L | 480 | 1 | 1 | AUSTROP | AUSTRO2_1KV | TO_FROM | 73521.13 | -0.22586 | 0.039282 | -0.27053 | 0.99508 | 557.7984 | 230.7975 | 0 | 3669.062 | 5156.793 | Competitive | 0 | 0 | 0 | 0 | 0 | 1 | 1 | Non-Competitive | Non-Competitive | Non-Competitive | Non-Competitive | Non-Competitive | 35 | 35 | 36 | 35 | 35 | 36 | 35 | 35 | 36 | 35 | 35 | 36 | 35 | 35 | 36
SLVOSON8 ELDO_LVOK1_1 FROM_TO | SLVOSON8 | ELDO_LVOK1_1 | 30 | 1 | 1 | LVOK2A | ELDO2A | FROM_TO | 73521.13 | 0 | 0.000184 | -0.99982 | 0.000184 | 13.5448 | 13.543 | 0 | 696.487 | 0 | Competitive | 1 | 1 | 1 | 1 | 1 | 1 | 0 | Non-Competitive | Non-Competitive | Non-Competitive | Non-Competitive | Non-Competitive | 0 | 0 | 0 | 0 | 0 | 0 | 0 | 0 | 0 | 0 | 0 | 0 | 0 | 0 | 0
SLVOSON8 ELDO_LVOK1_1 TO_FROM | SLVOSON8 | ELDO_LVOK1_1 | 30 | 1 | 1 | LVOK2A | ELDO2A | TO_FROM | 73521.13 | -0.00018 | 0 | -0.00018 | 0.99982 | -13.5448 | -13.543 | 0 | 0 | 696.487 | Competitive | 1 | 1 | 1 | 1 | 1 | 1 | 0 | Non-Competitive | Non-Competitive | Non-Competitive | Non-Competitive | Non-Competitive | 0 | 0 | 0 | 0 | 0 | 0 | 0 | 0 | 0 | 0 | 0 | 0 | 0 | 0 | 0
SLWSCR25 588_B_1 FROM_TO | SLWSCR25 | 588_B_1 | 190 | 0 | 0 | TNHIGHLNDS1 | TNWEST____1 | FROM_TO | 73521.13 | -0.00651 | 0.067829 | -0.63244 | 0.23658 | 241.3702 | 27.9675 | 0 | 3749.055 | 2847.777 | Competitive | 0 | 0 | 0 | 0 | 1 | 1 | 0 | Non-Competitive | Non-Competitive | Non-Competitive | Non-Competitive | Non-Competitive | 0 | 0 | 0 | 0 | 0 | 0 | 0 | 0 | 0 | 0 | 0 | 0 | 0 | 0 | 0
SLWSCR25 588_B_1 TO_FROM | SLWSCR25 | 588_B_1 | 190 | 0 | 0 | TNHIGHLNDS1 | TNWEST____1 | TO_FROM | 73521.13 | -0.06783 | 0.006511 | -0.23658 | 0.63244 | 20.5217 | -196.491 | 0 | 2847.777 | 3749.055 | Competitive | 0 | 0 | 0 | 0 | 0 | 1 | 1 | Non-Competitive | Non-Competitive | Non-Competitive | Non-Competitive | Non-Competitive | 6 | 6 | 6 | 6 | 6 | 6 | 6 | 6 | 6 | 6 | 6 | 6 | 6 | 6 | 6
SLWSCR25 590__A FROM_TO | SLWSCR25 | 590__A | 213 | 0 | 0 | LEWISVLSW8_1 | LEW_JNS_P8 | FROM_TO | 73521.13 | -0.00942 | 0.070923 | -0.71848 | 0.25345 | 264.62 | -5.3729 | 0 | 3809.628 | 2785.735 | Competitive | 0 | 0 | 0 | 0 | 1 | 1 | 0 | Non-Competitive | Non-Competitive | Non-Competitive | Non-Competitive | Non-Competitive | 0 | 0 | 0 | 0 | 0 | 0 | 0 | 0 | 0 | 0 | 0 | 0 | 0 | 0 | 0
SLWSCR25 590__A TO_FROM | SLWSCR25 | 590__A | 213 | 0 | 0 | LEWISVLSW8_1 | LEW_JNS_P8 | TO_FROM | 73521.13 | -0.07092 | 0.009421 | -0.25345 | 0.71848 | 68.5129 | -211.605 | 0 | 2785.735 | 3809.628 | Competitive | 0 | 0 | 0 | 0 | 0 | 1 | 1 | Non-Competitive | Non-Competitive | Non-Competitive | Non-Competitive | Non-Competitive | 6 | 6 | 6 | 6 | 6 | 6 | 6 | 6 | 6 | 6 | 6 | 6 | 6 | 6 | 6
SLWSCRL5 588_B_1 FROM_TO | SLWSCRL5 | 588_B_1 | 190 | 1 | 1 | TNHIGHLNDS1 | TNWEST____1 | FROM_TO | 73521.13 | -0.01655 | 0.085052 | -0.61401 | 0.25844 | 466.8645 | -19.0074 | 0 | 1952.578 | 2664.401 | Competitive | 0 | 0 | 0 | 0 | 1 | 1 | 0 | Non-Competitive | Non-Competitive | Non-Competitive | Non-Competitive | Non-Competitive | 0 | 0 | 0 | 0 | 0 | 0 | 0 | 0 | 0 | 0 | 0 | 0 | 0 | 0 | 0
SLWSCRL5 588_B_1 TO_FROM | SLWSCRL5 | 588_B_1 | 190 | 1 | 1 | TNHIGHLNDS1 | TNWEST____1 | TO_FROM | 73521.13 | -0.08505 | 0.016547 | -0.25844 | 0.61401 | 163.5274 | -389.188 | 0 | 2664.401 | 1952.578 | Competitive | 0 | 0 | 1 | 1 | 1 | 1 | 1 | Non-Competitive | Non-Competitive | Competitive | Competitive | Competitive | 13 | 22 | 27 | 13 | 22 | 27 | 0 | 0 | 0 | 0 | 0 | 0 | 0 | 0 | 0
SLWSCRL5 590__A FROM_TO | SLWSCRL5 | 590__A | 213 | 1 | 1 | LEWISVLSW8_1 | LEW_JNS_P8 | FROM_TO | 73521.13 | -0.02659 | 0.10001 | -0.677 | 0.29664 | 645.6098 | -84.7774 | 0 | 1046.373 | 2623.04 | Competitive | 0 | 0 | 0 | 0 | 1 | 1 | 1 | Non-Competitive | Non-Competitive | Non-Competitive | Non-Competitive | Competitive | 25 | 30 | 33 | 25 | 30 | 33 | 25 | 30 | 33 | 25 | 30 | 33 | 0 | 0 | 0
SLWSCRL5 590__A TO_FROM | SLWSCRL5 | 590__A | 213 | 1 | 1 | LEWISVLSW8_1 | LEW_JNS_P8 | TO_FROM | 73521.13 | -0.10001 | 0.026593 | -0.29664 | 0.677 | 310.1691 | -537.224 | 0 | 2623.04 | 1046.373 | Competitive | 0 | 1 | 1 | 1 | 1 | 1 | 1 | Non-Competitive | Competitive | Competitive | Competitive | Competitive | 33 | 62 | 86 | 0 | 0 | 0 | 0 | 0 | 0 | 0 | 0 | 0 | 0 | 0 | 0
SLWSCRL5 590__B FROM_TO | SLWSCRL5 | 590__B | 213 | 1 | 1 | LEW_JNS_P8 | TNLAKEPNTE1 | FROM_TO | 73521.13 | -0.02667 | 0.099927 | -0.20856 | 0.32763 | 639.6698 | -90.7074 | 0 | 1002.369 | 2623.401 | Competitive | 0 | 0 | 0 | 0 | 1 | 1 | 1 | Non-Competitive | Non-Competitive | Non-Competitive | Non-Competitive | Competitive | 25 | 30 | 33 | 25 | 30 | 33 | 25 | 30 | 33 | 25 | 30 | 33 | 0 | 0 | 0
SLWSCRL5 590__B TO_FROM | SLWSCRL5 | 590__B | 213 | 1 | 1 | LEW_JNS_P8 | TNLAKEPNTE1 | TO_FROM | 73521.13 | -0.09993 | 0.026674 | -0.32763 | 0.20856 | 316.1028 | -531.294 | 0 | 2623.401 | 1002.369 | Competitive | 0 | 1 | 1 | 1 | 1 | 1 | 1 | Non-Competitive | Competitive | Competitive | Competitive | Competitive | 31 | 60 | 90 | 0 | 0 | 0 | 0 | 0 | 0 | 0 | 0 | 0 | 0 | 0 | 0
SLWSCRL5 591__A FROM_TO | SLWSCRL5 | 591__A | 280 | 1 | 1 | CRLTN_NW_E8 | TNLAKEPNTE1 | FROM_TO | 73521.13 | -0.13181 | 0.034175 | -0.59357 | 0.12479 | 518.8462 | -514.593 | 0 | 2531.68 | 1075.829 | Competitive | 0 | 1 | 1 | 1 | 1 | 1 | 1 | Non-Competitive | Competitive | Competitive | Competitive | Competitive | 37 | 60 | 93 | 0 | 0 | 0 | 0 | 0 | 0 | 0 | 0 | 0 | 0 | 0 | 0
SLWSCRL5 591__A TO_FROM | SLWSCRL5 | 591__A | 280 | 1 | 1 | CRLTN_NW_E8 | TNLAKEPNTE1 | TO_FROM | 73521.13 | -0.03417 | 0.13181 | -0.12479 | 0.59357 | 650.726 | -219.108 | 0 | 1075.829 | 2531.68 | Competitive | 0 | 0 | 0 | 0 | 1 | 1 | 1 | Non-Competitive | Non-Competitive | Non-Competitive | Non-Competitive | Competitive | 32 | 37 | 40 | 32 | 37 | 40 | 32 | 37 | 40 | 32 | 37 | 40 | 0 | 0 | 0
SLWSCRL5 820__D FROM_TO | SLWSCRL5 | 820__D | 324 | 1 | 1 | FRISCO | COLLINSS1_8 | FROM_TO | 73521.13 | -0.03428 | 0.1603 | -0.12649 | 0.82793 | 275.5147 | -246.708 | 0 | 3208.782 | 2458.031 | Competitive | 0 | 0 | 0 | 1 | 1 | 1 | 1 | Non-Competitive | Non-Competitive | Non-Competitive | Competitive | Competitive | 23 | 24 | 31 | 23 | 24 | 31 | 23 | 24 | 31 | 0 | 0 | 0 | 0 | 0 | 0
SLWSCRL5 820__D TO_FROM | SLWSCRL5 | 820__D | 324 | 1 | 1 | FRISCO | COLLINSS1_8 | TO_FROM | 73521.13 | -0.1603 | 0.03428 | -0.82794 | 0.12649 | 436.6512 | -205.825 | 0 | 2458.031 | 3208.782 | Competitive | 0 | 0 | 0 | 0 | 0 | 1 | 1 | Non-Competitive | Non-Competitive | Non-Competitive | Non-Competitive | Non-Competitive | 8 | 12 | 16 | 8 | 12 | 16 | 8 | 12 | 16 | 8 | 12 | 16 | 8 | 12 | 16
SLWSLW38 1065__A FROM_TO | SLWSLW38 | 1065__A | 276 | 3 | 3 | ROANOKE2_8 | WROANOKE1_8 | FROM_TO | 73521.13 | -0.00306 | 0.019343 | -0.81188 | 0.076462 | 317.4865 | 126.0924 | 0 | 1165.63 | 10000 | Competitive | 0 | 0 | 0 | 0 | 0 | 1 | 0 | Non-Competitive | Non-Competitive | Non-Competitive | Non-Competitive | Non-Competitive | 0 | 0 | 0 | 0 | 0 | 0 | 0 | 0 | 0 | 0 | 0 | 0 | 0 | 0 | 0
SLWSLW38 1065__A TO_FROM | SLWSLW38 | 1065__A | 276 | 3 | 3 | ROANOKE2_8 | WROANOKE1_8 | TO_FROM | 73521.13 | -0.01934 | 0.003058 | -0.07646 | 0.81188 | -109.154 | -282.905 | 0 | 10000 | 1165.63 | Competitive | 0 | 1 | 1 | 1 | 1 | 1 | 0 | Non-Competitive | Non-Competitive | Non-Competitive | Non-Competitive | Non-Competitive | 0 | 0 | 0 | 0 | 0 | 0 | 0 | 0 | 0 | 0 | 0 | 0 | 0 | 0 | 0
SLWSRNK5 TSL_FTW_1 FROM_TO | SLWSRNK5 | TSL_FTW_1 | 218 | 3 | 3 | TEASLEY138 | FTWORTH | FROM_TO | 73521.13 | -0.02985 | 0.038737 | -0.35567 | 0.45602 | 41.7469 | -483.142 | 0 | 1945.111 | 924.789 | Competitive | 1 | 1 | 1 | 1 | 1 | 1 | 1 | Competitive | Competitive | Competitive | Competitive | Competitive | 0 | 0 | 0 | 0 | 0 | 0 | 0 | 0 | 0 | 0 | 0 | 0 | 0 | 0 | 0
SLWSRNK5 TSL_FTW_1 TO_FROM | SLWSRNK5 | TSL_FTW_1 | 218 | 3 | 3 | TEASLEY138 | FTWORTH | TO_FROM | 73521.13 | -0.03874 | 0.029847 | -0.45602 | 0.35567 | 536.8511 | 90.111 | 0 | 924.789 | 1945.111 | Competitive | 0 | 0 | 1 | 1 | 1 | 1 | 1 | Non-Competitive | Non-Competitive | Competitive | Competitive | Competitive | 3 | 3 | 3 | 3 | 3 | 3 | 0 | 0 | 0 | 0 | 0 | 0 | 0 | 0 | 0
SL_FLA_8 LA_PAL_VCAVAZ1_1 FROM_TO | SL_FLA_8 | LA_PAL_VCAVAZ1_1 | 211 | 2 | 2 | LAPALM 4 | CAVAZOS4A | FROM_TO | 73521.13 | -0.50995 | 0.006727 | -0.72081 | 0.02536 | 208.2957 | 200.4627 | 0 | 700.69 | 10000 | Competitive | 0 | 0 | 0 | 0 | 0 | 1 | 1 | Non-Competitive | Non-Competitive | Non-Competitive | Non-Competitive | Non-Competitive | 3 | 3 | 3 | 3 | 3 | 3 | 3 | 3 | 3 | 3 | 3 | 3 | 3 | 3 | 3
SL_FLA_8 LA_PAL_VCAVAZ1_1 TO_FROM | SL_FLA_8 | LA_PAL_VCAVAZ1_1 | 211 | 2 | 2 | LAPALM 4 | CAVAZOS4A | TO_FROM | 73521.13 | -0.00673 | 0.50995 | -0.02536 | 0.72081 | -140.12 | -207.96 | 0 | 10000 | 700.69 | Competitive | 1 | 1 | 1 | 1 | 1 | 1 | 0 | Non-Competitive | Non-Competitive | Non-Competitive | Non-Competitive | Non-Competitive | 0 | 0 | 0 | 0 | 0 | 0 | 0 | 0 | 0 | 0 | 0 | 0 | 0 | 0 | 0
SL_FLA_8 P_ISAB_SCARBI1_1 FROM_TO | SL_FLA_8 | P_ISAB_SCARBI1_1 | 172 | 2 | 2 | SCARBIDE4A | P_ISABEL4A | FROM_TO | 73521.13 | -0.00372 | 0.24077 | -0.45164 | 0.29968 | -27.25 | -59.2645 | 0 | 10000 | 3936.263 | Competitive | 0 | 0 | 0 | 0 | 0 | 1 | 0 | Non-Competitive | Non-Competitive | Non-Competitive | Non-Competitive | Non-Competitive | 0 | 0 | 0 | 0 | 0 | 0 | 0 | 0 | 0 | 0 | 0 | 0 | 0 | 0 | 0
SL_FLA_8 P_ISAB_SCARBI1_1 TO_FROM | SL_FLA_8 | P_ISAB_SCARBI1_1 | 172 | 2 | 2 | SCARBIDE4A | P_ISABEL4A | TO_FROM | 73521.13 | -0.24077 | 0.003716 | -0.29968 | 0.45164 | 61.6619 | 55.8522 | 0 | 3936.263 | 10000 | Competitive | 0 | 0 | 0 | 0 | 0 | 1 | 1 | Non-Competitive | Non-Competitive | Non-Competitive | Non-Competitive | Non-Competitive | 3 | 3 | 3 | 3 | 3 | 3 | 3 | 3 | 3 | 3 | 3 | 3 | 3 | 3 | 3
SMAGVIC9 N_VICT_VICTOR1_1 FROM_TO | SMAGVIC9 | N_VICT_VICTOR1_1 | 76 | 1 | 1 | VICTORIA2A | N_VICT2A | FROM_TO | 73521.13 | -0.00196 | 0.02258 | -0.62059 | 0.10093 | 65.3619 | 19.2245 | 0 | 9323.692 | 10000 | Competitive | 0 | 0 | 0 | 0 | 0 | 1 | 0 | Non-Competitive | Non-Competitive | Non-Competitive | Non-Competitive | Non-Competitive | 0 | 0 | 0 | 0 | 0 | 0 | 0 | 0 | 0 | 0 | 0 | 0 | 0 | 0 | 0
SMAGVIC9 N_VICT_VICTOR1_1 TO_FROM | SMAGVIC9 | N_VICT_VICTOR1_1 | 76 | 1 | 1 | VICTORIA2A | N_VICT2A | TO_FROM | 73521.13 | -0.02258 | 0.001955 | -0.10093 | 0.62059 | -14.5141 | -61.7278 | 0 | 10000 | 9323.692 | Competitive | 0 | 0 | 0 | 0 | 0 | 1 | 1 | Non-Competitive | Non-Competitive | Non-Competitive | Non-Competitive | Non-Competitive | 7 | 7 | 7 | 7 | 7 | 7 | 7 | 7 | 7 | 7 | 7 | 7 | 7 | 7 | 7
SMANBUD8 260T316_1 FROM_TO | SMANBUD8 | 260T316_1 | 190 | 1 | 1 | L_BUDA__8_1Y | L_RUTHER8_1Y | FROM_TO | 73521.13 | -0.08487 | 0.009738 | -0.54038 | 0.15196 | 271.0315 | 40.4438 | 0 | 819.711 | 10000 | Competitive | 0 | 0 | 0 | 0 | 0 | 1 | 1 | Non-Competitive | Non-Competitive | Non-Competitive | Non-Competitive | Non-Competitive | 12 | 12 | 12 | 12 | 12 | 12 | 12 | 12 | 12 | 12 | 12 | 12 | 12 | 12 | 12
SMANBUD8 260T316_1 TO_FROM | SMANBUD8 | 260T316_1 | 190 | 1 | 1 | L_BUDA__8_1Y | L_RUTHER8_1Y | TO_FROM | 73521.13 | -0.00974 | 0.084869 | -0.15196 | 0.54038 | 26.7986 | -219.67 | 0 | 10000 | 819.711 | Competitive | 1 | 1 | 1 | 1 | 1 | 1 | 0 | Non-Competitive | Non-Competitive | Non-Competitive | Non-Competitive | Non-Competitive | 0 | 0 | 0 | 0 | 0 | 0 | 0 | 0 | 0 | 0 | 0 | 0 | 0 | 0 | 0
SMATBEE9 SINTON_SKIDMO1_1 FROM_TO | SMATBEE9 | SINTON_SKIDMO1_1 | 38 | 1 | 1 | SKIDMORE2A | SINTON2A | FROM_TO | 73521.13 | -0.02315 | 0.004784 | -0.19981 | 0.45215 | 63.4386 | -42.6946 | 0 | 6252.615 | 1388.809 | Competitive | 0 | 1 | 1 | 1 | 1 | 1 | 1 | Non-Competitive | Competitive | Competitive | Competitive | Competitive | 6 | 7 | 8 | 0 | 0 | 0 | 0 | 0 | 0 | 0 | 0 | 0 | 0 | 0 | 0
SMATBEE9 SINTON_SKIDMO1_1 TO_FROM | SMATBEE9 | SINTON_SKIDMO1_1 | 38 | 1 | 1 | SKIDMORE2A | SINTON2A | TO_FROM | 73521.13 | -0.00478 | 0.023154 | -0.45215 | 0.19981 | 71.2028 | -50.1432 | 0 | 1388.809 | 6252.615 | Competitive | 0 | 0 | 0 | 0 | 0 | 1 | 0 | Non-Competitive | Non-Competitive | Non-Competitive | Non-Competitive | Non-Competitive | 0 | 0 | 0 | 0 | 0 | 0 | 0 | 0 | 0 | 0 | 0 | 0 | 0 | 0 | 0
SMAVESC8 FRIR_ROCKSP1_1 FROM_TO | SMAVESC8 | FRIR_ROCKSP1_1 | 37 | 3 | 3 | ROCKSPRS2A | FRIR2A | FROM_TO | 73521.13 | -0.02802 | 0.012919 | -0.27947 | 0.40745 | 75.2498 | -107.074 | 0 | 2594.041 | 2080.005 | Competitive | 0 | 0 | 0 | 1 | 1 | 1 | 1 | Non-Competitive | Non-Competitive | Non-Competitive | Competitive | Competitive | 5 | 5 | 5 | 5 | 5 | 5 | 5 | 5 | 5 | 0 | 0 | 0 | 0 | 0 | 0
SMAVESC8 FRIR_ROCKSP1_1 TO_FROM | SMAVESC8 | FRIR_ROCKSP1_1 | 37 | 3 | 3 | ROCKSPRS2A | FRIR2A | TO_FROM | 73521.13 | -0.01292 | 0.028018 | -0.40745 | 0.27947 | 139.0628 | -65.0778 | 0 | 2080.005 | 2594.041 | Competitive | 0 | 0 | 0 | 0 | 1 | 1 | 0 | Non-Competitive | Non-Competitive | Non-Competitive | Non-Competitive | Non-Competitive | 0 | 0 | 0 | 0 | 0 | 0 | 0 | 0 | 0 | 0 | 0 | 0 | 0 | 0 | 0
SMCDBSP8 6470__E FROM_TO | SMCDBSP8 | 6470__E | 179 | 1 | 1 | FORSANTA_8 | CRMWDTAP_8 | FROM_TO | 73521.13 | -0.0502 | 0.45318 | -0.15911 | 0.45318 | 214.9857 | -65.7143 | 0 | 3459.428 | 1877.887 | Non-Competi | 0 | 0 | 1 | 1 | 1 | 1 | 1 | Non-Competitive | Non-Competitive | Competitive | Competitive | Competitive | 23 | 33 | 34 | 23 | 33 | 34 | 0 | 0 | 0 | 0 | 0 | 0 | 0 | 0 | 0
SMCDBSP8 6470__E TO_FROM | SMCDBSP8 | 6470__E | 179 | 1 | 1 | FORSANTA_8 | CRMWDTAP_8 | TO_FROM | 73521.13 | -0.45318 | 0.050202 | -0.45318 | 0.15911 | 105.2415 | -131.555 | 0 | 1877.887 | 3459.428 | Competitive | 0 | 0 | 0 | 0 | 0 | 1 | 1 | Non-Competitive | Non-Competitive | Non-Competitive | Non-Competitive | Non-Competitive | 11 | 11 | 11 | 11 | 11 | 11 | 11 | 11 | 11 | 11 | 11 | 11 | 11 | 11 | 11
SMCDBSP8 6471__A FROM_TO | SMCDBSP8 | 6471__A | 179 | 1 | 1 | MRGNCRK_8 | MCDONALD_8 | FROM_TO | 73521.13 | -0.60593 | 0.030024 | -0.60593 | 0.030024 | 117.985 | -160.605 | 0 | 4846.301 | 3465.421 | Competitive | 0 | 0 | 0 | 0 | 0 | 1 | 1 | Non-Competitive | Non-Competitive | Non-Competitive | Non-Competitive | Non-Competitive | 8 | 8 | 8 | 8 | 8 | 8 | 8 | 8 | 8 | 8 | 8 | 8 | 8 | 8 | 8
SMCDBSP8 6471__A TO_FROM | SMCDBSP8 | 6471__A | 179 | 1 | 1 | MRGNCRK_8 | MCDONALD_8 | TO_FROM | 73521.13 | -0.03002 | 0.60593 | -0.03002 | 0.60593 | 252.4078 | -82.4568 | 0 | 3465.421 | 4846.301 | Non-Competi | 0 | 0 | 0 | 0 | 0 | 1 | 1 | Non-Competitive | Non-Competitive | Non-Competitive | Non-Competitive | Non-Competitive | 10 | 10 | 12 | 10 | 10 | 12 | 10 | 10 | 12 | 10 | 10 | 12 | 10 | 10 | 12
SMCEABS8 6585__A FROM_TO | SMCEABS8 | 6585__A | 42 | 4 | 4 | ESKOTA_9 | TRNT2A | FROM_TO | 73521.13 | -0.00564 | 0.13185 | -0.51117 | 0.22109 | 98.3928 | -22.7538 | 0 | 4891.136 | 3714.061 | Competitive | 0 | 0 | 0 | 0 | 0 | 1 | 0 | Non-Competitive | Non-Competitive | Non-Competitive | Non-Competitive | Non-Competitive | 0 | 0 | 0 | 0 | 0 | 0 | 0 | 0 | 0 | 0 | 0 | 0 | 0 | 0 | 0
SMCEABS8 6585__A TO_FROM | SMCEABS8 | 6585__A | 42 | 4 | 4 | ESKOTA_9 | TRNT2A | TO_FROM | 73521.13 | -0.13185 | 0.005643 | -0.22109 | 0.51117 | 24.3485 | -57.6187 | 0 | 3714.061 | 4891.136 | Competitive | 0 | 0 | 0 | 0 | 0 | 1 | 1 | Non-Competitive | Non-Competitive | Non-Competitive | Non-Competitive | Non-Competitive | 2 | 2 | 2 | 2 | 2 | 2 | 2 | 2 | 2 | 2 | 2 | 2 | 2 | 2 | 2
SMDFHLT8 6215__A FROM_TO | SMDFHLT8 | 6215__A | 143 | 5 | 5 | BLUFCKTA_8 | CHINAGRV_8 | FROM_TO | 73521.13 | -0.01379 | 0.53676 | -0.08066 | 0.61029 | 143.7355 | -135.627 | 0 | 5238.521 | 6917.238 | Non-Competi | 0 | 0 | 0 | 0 | 0 | 1 | 0 | Non-Competitive | Non-Competitive | Non-Competitive | Non-Competitive | Non-Competitive | 0 | 0 | 0 | 0 | 0 | 0 | 0 | 0 | 0 | 0 | 0 | 0 | 0 | 0 | 0
SMDFHLT8 6215__A TO_FROM | SMDFHLT8 | 6215__A | 143 | 5 | 5 | BLUFCKTA_8 | CHINAGRV_8 | TO_FROM | 73521.13 | -0.53676 | 0.01379 | -0.61029 | 0.080657 | 146.5352 | -49.5222 | 0 | 6917.238 | 5238.521 | Non-Competi | 0 | 0 | 0 | 0 | 0 | 1 | 1 | Non-Competitive | Non-Competitive | Non-Competitive | Non-Competitive | Non-Competitive | 5 | 12 | 16 | 5 | 12 | 16 | 5 | 12 | 16 | 5 | 12 | 16 | 5 | 12 | 16
SMDFHLT8 6611__A FROM_TO | SMDFHLT8 | 6611__A | 195 | 5 | 5 | ACKRLYVE_9 | ACKERLY_9 | FROM_TO | 73521.13 | -0.07413 | 0.061357 | -0.67661 | 0.26573 | 45.319 | -8.0982 | 0 | 3136.152 | 5911.976 | Competitive | 0 | 0 | 0 | 0 | 0 | 1 | 1 | Non-Competitive | Non-Competitive | Non-Competitive | Non-Competitive | Non-Competitive | 3 | 3 | 6 | 3 | 3 | 6 | 3 | 3 | 6 | 3 | 3 | 6 | 3 | 3 | 6
SMDFHLT8 6611__A TO_FROM | SMDFHLT8 | 6611__A | 195 | 5 | 5 | ACKRLYVE_9 | ACKERLY_9 | TO_FROM | 73521.13 | -0.06136 | 0.07413 | -0.26573 | 0.67661 | 21.2487 | -40.6283 | 0 | 5911.976 | 3136.152 | Competitive | 0 | 0 | 0 | 0 | 0 | 1 | 1 | Non-Competitive | Non-Competitive | Non-Competitive | Non-Competitive | Non-Competitive | 4 | 5 | 5 | 4 | 5 | 5 | 4 | 5 | 5 | 4 | 5 | 5 | 4 | 5 | 5
SMDKSBY8 6815__A FROM_TO | SMDKSBY8 | 6815__A | 42 | 1 | 1 | GLASCOCK_9 | GARDCITY_9 | FROM_TO | 73521.13 | -0.07923 | 0.05749 | -0.3005 | 0.51791 | 62.3799 | -36.373 | 0 | 3984.663 | 5700.781 | Competitive | 0 | 0 | 0 | 0 | 0 | 1 | 1 | Non-Competitive | Non-Competitive | Non-Competitive | Non-Competitive | Non-Competitive | 2 | 3 | 3 | 2 | 3 | 3 | 2 | 3 | 3 | 2 | 3 | 3 | 2 | 3 | 3
SMDKSBY8 6815__A TO_FROM | SMDKSBY8 | 6815__A | 42 | 1 | 1 | GLASCOCK_9 | GARDCITY_9 | TO_FROM | 73521.13 | -0.05749 | 0.079226 | -0.51791 | 0.3005 | 58.2023 | -27.8428 | 0 | 5700.781 | 3984.663 | Competitive | 0 | 0 | 0 | 0 | 0 | 1 | 1 | Non-Competitive | Non-Competitive | Non-Competitive | Non-Competitive | Non-Competitive | 13 | 13 | 13 | 13 | 13 | 13 | 13 | 13 | 13 | 13 | 13 | 13 | 13 | 13 | 13
SMDLODE5 6345__B FROM_TO | SMDLODE5 | 6345__B | 179 | 3 | 3 | GENRUBR_8 | SWPORTAP_8 | FROM_TO | 73521.13 | -0.19873 | 0.017389 | -0.69534 | 0.036064 | 167.6842 | 38.1876 | 0 | 5362.018 | 5443.951 | Competitive | 0 | 0 | 0 | 0 | 0 | 1 | 1 | Non-Competitive | Non-Competitive | Non-Competitive | Non-Competitive | Non-Competitive | 18 | 18 | 18 | 18 | 18 | 18 | 18 | 18 | 18 | 18 | 18 | 18 | 18 | 18 | 18
SMDLODE5 6345__B TO_FROM | SMDLODE5 | 6345__B | 179 | 3 | 3 | GENRUBR_8 | SWPORTAP_8 | TO_FROM | 73521.13 | -0.01739 | 0.19873 | -0.03606 | 0.69534 | 56.7033 | -147.516 | 0 | 5443.951 | 5362.018 | Competitive | 0 | 0 | 0 | 0 | 0 | 1 | 0 | Non-Competitive | Non-Competitive | Non-Competitive | Non-Competitive | Non-Competitive | 0 | 0 | 0 | 0 | 0 | 0 | 0 | 0 | 0 | 0 | 0 | 0 | 0 | 0 | 0
SMDLODE5 6345__I FROM_TO | SMDLODE5 | 6345__I | 179 | 3 | 3 | JUDKINS_8 | EDWARD TAP | FROM_TO | 73521.13 | -0.01708 | 0.19904 | -0.30479 | 0.62485 | 79.7493 | -124.585 | 0 | 5424.239 | 5389.607 | Competitive | 0 | 0 | 0 | 0 | 0 | 1 | 0 | Non-Competitive | Non-Competitive | Non-Competitive | Non-Competitive | Non-Competitive | 0 | 0 | 0 | 0 | 0 | 0 | 0 | 0 | 0 | 0 | 0 | 0 | 0 | 0 | 0
SMDLODE5 6345__I TO_FROM | SMDLODE5 | 6345__I | 179 | 3 | 3 | JUDKINS_8 | EDWARD TAP | TO_FROM | 73521.13 | -0.19904 | 0.017077 | -0.62485 | 0.30479 | 144.7251 | 16.2502 | 0 | 5389.607 | 5424.239 | Competitive | 0 | 0 | 0 | 0 | 0 | 1 | 1 | Non-Competitive | Non-Competitive | Non-Competitive | Non-Competitive | Non-Competitive | 18 | 18 | 18 | 18 | 18 | 18 | 18 | 18 | 18 | 18 | 18 | 18 | 18 | 18 | 18
SMDLODE5 6475__F FROM_TO | SMDLODE5 | 6475__F | 203 | 3 | 3 | ODESSANO_8 | ODESSA2_8 | FROM_TO | 73521.13 | -0.047 | 0.24948 | -0.12798 | 0.64455 | -24.8861 | -299.312 | 0 | 4696.606 | 5845.519 | Competitive | 0 | 0 | 0 | 0 | 0 | 1 | 1 | Non-Competitive | Non-Competitive | Non-Competitive | Non-Competitive | Non-Competitive | 12 | 12 | 12 | 12 | 12 | 12 | 12 | 12 | 12 | 12 | 12 | 12 | 12 | 12 | 12
SMDLODE5 6475__F TO_FROM | SMDLODE5 | 6475__F | 203 | 3 | 3 | ODESSANO_8 | ODESSA2_8 | TO_FROM | 73521.13 | -0.24948 | 0.047003 | -0.64455 | 0.12798 | 355.9488 | 143.0385 | 0 | 5845.519 | 4696.606 | Competitive | 0 | 0 | 0 | 0 | 0 | 1 | 1 | Non-Competitive | Non-Competitive | Non-Competitive | Non-Competitive | Non-Competitive | 16 | 16 | 16 | 16 | 16 | 16 | 16 | 16 | 16 | 16 | 16 | 16 | 16 | 16 | 16
SMDLODE5 6500__B FROM_TO | SMDLODE5 | 6500__B | 206 | 3 | 3 | ODESEHV_8 | BIG3ODTA_8 | FROM_TO | 73521.13 | 0 | 0.000329 | -0.99967 | 0.000329 | 24.1651 | 24.162 | 0 | 696.487 | 0 | Competitive | 1 | 1 | 1 | 1 | 1 | 1 | 0 | Non-Competitive | Non-Competitive | Non-Competitive | Non-Competitive | Non-Competitive | 0 | 0 | 0 | 0 | 0 | 0 | 0 | 0 | 0 | 0 | 0 | 0 | 0 | 0 | 0
SMDLODE5 6500__B TO_FROM | SMDLODE5 | 6500__B | 206 | 3 | 3 | ODESEHV_8 | BIG3ODTA_8 | TO_FROM | 73521.13 | -0.00033 | 0 | -0.00033 | 0.99967 | -24.1651 | -24.162 | 0 | 0 | 696.487 | Competitive | 1 | 1 | 1 | 1 | 1 | 1 | 0 | Non-Competitive | Non-Competitive | Non-Competitive | Non-Competitive | Non-Competitive | 0 | 0 | 0 | 0 | 0 | 0 | 0 | 0 | 0 | 0 | 0 | 0 | 0 | 0 | 0
SMDLODE5 6511__C FROM_TO | SMDLODE5 | 6511__C | 155 | 3 | 3 | WINDWOOD_8 | MIDLANDW_8 | FROM_TO | 73521.13 | -0.0702 | 0.06501 | -0.52685 | 0.34309 | 68.2318 | -69.9577 | 0 | 10000 | 4630.893 | Competitive | 0 | 0 | 0 | 0 | 0 | 1 | 1 | Non-Competitive | Non-Competitive | Non-Competitive | Non-Competitive | Non-Competitive | 12 | 21 | 21 | 12 | 21 | 21 | 12 | 21 | 21 | 12 | 21 | 21 | 12 | 21 | 21
SMDLODE5 6511__C TO_FROM | SMDLODE5 | 6511__C | 155 | 3 | 3 | WINDWOOD_8 | MIDLANDW_8 | TO_FROM | 73521.13 | -0.06501 | 0.070201 | -0.34309 | 0.52685 | 159.2573 | -53.1283 | 0 | 4630.893 | 10000 | Competitive | 0 | 0 | 0 | 0 | 0 | 1 | 1 | Non-Competitive | Non-Competitive | Non-Competitive | Non-Competitive | Non-Competitive | 3 | 3 | 3 | 3 | 3 | 3 | 3 | 3 | 3 | 3 | 3 | 3 | 3 | 3 | 3
SMDLODE5 6865__B FROM_TO | SMDLODE5 | 6865__B | 40 | 3 | 3 | ODESSANO_9 | NTCOWDEN_9 | FROM_TO | 73521.13 | -0.02586 | 0.003393 | -0.45413 | 0.14042 | 33.1335 | 16.0201 | 0 | 5425.51 | 3495.25 | Competitive | 0 | 0 | 0 | 0 | 0 | 1 | 1 | Non-Competitive | Non-Competitive | Non-Competitive | Non-Competitive | Non-Competitive | bar: 8 to 16
SMDLODE5 6865__B TO_FROM | SMDLODE5 | 6865__B | 40 | 3 | 3 | ODESSANO_9 | NTCOWDEN_9 | TO_FROM | 73521.13 | -0.00339 | 0.025863 | -0.14042 | 0.45413 | -8.2255 | -29.309 | 0 | 3495.25 | 5425.51 | Competitive | 0 | 0 | 0 | 0 | 0 | 1 | 0 | Non-Competitive | Non-Competitive | Non-Competitive | Non-Competitive | Non-Competitive | 0 | 0 | 0 | 0 | 0 | 0 | 0 | 0 | 0 | 0 | 0 | 0 | 0 | 0 | 0
SMDLODE5 6915__A FROM_TO | SMDLODE5 | 6915__A | 40 | 3 | 3 | ODESSANO_9 | ODBASSS_9 | FROM_TO | 73521.13 | -0.03759 | 0.003117 | -0.514 | 0.15412 | 53.9918 | 31.7688 | 0 | 5171.239 | 3846.672 | Competitive | 0 | 0 | 0 | 0 | 0 | 1 | 1 | Non-Competitive | Non-Competitive | Non-Competitive | Non-Competitive | Non-Competitive | 9 | 9 | 9 | 9 | 9 | 9 | 9 | 9 | 9 | 9 | 9 | 9 | 9 | 9 | 9
SMDLODE5 6915__A TO_FROM | SMDLODE5 | 6915__A | 40 | 3 | 3 | ODESSANO_9 | ODBASSS_9 | TO_FROM | 73521.13 | -0.00312 | 0.037591 | -0.15412 | 0.51399 | -19.5285 | -50.7754 | 0 | 3846.672 | 5171.239 | Competitive | 0 | 0 | 0 | 0 | 0 | 1 | 0 | Non-Competitive | Non-Competitive | Non-Competitive | Non-Competitive | Non-Competitive | 0 | 0 | 0 | 0 | 0 | 0 | 0 | 0 | 0 | 0 | 0 | 0 | 0 | 0 | 0
SMDLODE5 ODNTH_FMR1 FROM_TO | SMDLODE5 | ODNTH_FMR1 | 87 | 3 | 3 | ODESSANO_8 | ODESSANO_9 | FROM_TO | 73521.13 | -0.06323 | 0.00651 | -0.70546 | 0.042809 | 87.4642 | 48.258 | 0 | 5308.199 | 3930.549 | Competitive | 0 | 0 | 0 | 0 | 0 | 1 | 1 | Non-Competitive | Non-Competitive | Non-Competitive | Non-Competitive | Non-Competitive | 9 | 9 | 9 | 9 | 9 | 9 | 9 | 9 | 9 | 9 | 9 | 9 | 9 | 9 | 9
SMDLODE5 ODNTH_FMR1 TO_FROM | SMDLODE5 | ODNTH_FMR1 | 87 | 3 | 3 | ODESSANO_8 | ODESSANO_9 | TO_FROM | 73521.13 | -0.00651 | 0.063231 | -0.04281 | 0.70546 | -27.8404 | -80.0416 | 0 | 3930.549 | 5308.199 | Competitive | 0 | 0 | 0 | 0 | 0 | 1 | 0 | Non-Competitive | Non-Competitive | Non-Competitive | Non-Competitive | Non-Competitive | 0 | 0 | 0 | 0 | 0 | 0 | 0 | 0 | 0 | 0 | 0 | 0 | 0 | 0 | 0
SMDOOAS5 GT_MID90_A FROM_TO | SMDOOAS5 | GT_MID90_A | 229 | 1 | 1 | GARROT__138B | 47708 | FROM_TO | 73521.13 | -0.09876 | 0.10006 | -0.52384 | 0.18207 | 531.0941 | -126.311 | 0 | 5957.912 | 2628.612 | Competitive | 0 | 0 | 0 | 0 | 1 | 1 | 1 | Non-Competitive | Non-Competitive | Non-Competitive | Non-Competitive | Competitive | 45 | 59 | 79 | 45 | 59 | 79 | 45 | 59 | 79 | 45 | 59 | 79 | 0 | 0 | 0
SMDOOAS5 GT_MID90_A TO_FROM | SMDOOAS5 | GT_MID90_A | 229 | 1 | 1 | GARROT__138B | 47708 | TO_FROM | 73521.13 | -0.10006 | 0.098764 | -0.18207 | 0.52385 | 392.6011 | -412.962 | 0 | 2628.612 | 5957.912 | Competitive | 0 | 0 | 0 | 0 | 0 | 1 | 1 | Non-Competitive | Non-Competitive | Non-Competitive | Non-Competitive | Non-Competitive | 9 | 17 | 17 | 9 | 17 | 17 | 9 | 17 | 17 | 9 | 17 | 17 | 9 | 17 | 17
SMDOPHR5 138_ALV_NAL_1 FROM_TO | SMDOPHR5 | 138_ALV_NAL_1 | 210 | 1 | 1 | TNNALVIN__1 | TNALVIN___1 | FROM_TO | 73521.13 | -0.12929 | 0.027475 | -0.76909 | 0.1601 | 641.8713 | 22.7521 | 0 | 1104.093 | 3525.383 | Competitive | 0 | 0 | 0 | 0 | 0 | 1 | 1 | Non-Competitive | Non-Competitive | Non-Competitive | Non-Competitive | Non-Competitive | 31 | 43 | 45 | 31 | 43 | 45 | 31 | 43 | 45 | 31 | 43 | 45 | 31 | 43 | 45
SMDOPHR5 138_ALV_NAL_1 TO_FROM | SMDOPHR5 | 138_ALV_NAL_1 | 210 | 1 | 1 | TNNALVIN__1 | TNALVIN___1 | TO_FROM | 73521.13 | -0.02747 | 0.12929 | -0.1601 | 0.76909 | 238.9251 | -594.101 | 0 | 3525.383 | 1104.093 | Competitive | 0 | 1 | 1 | 1 | 1 | 1 | 1 | Non-Competitive | Competitive | Competitive | Competitive | Competitive | 14 | 14 | 14 | 0 | 0 | 0 | 0 | 0 | 0 | 0 | 0 | 0 | 0 | 0 | 0
SMDOPHR5 138_NAL_HAS_1 FROM_TO | SMDOPHR5 | 138_NAL_HAS_1 | 383 | 1 | 1 | TNHASTINGS1 | TNNALVIN__1 | FROM_TO | 73521.13 | -0.02448 | 0.083887 | -0.13953 | 0.78814 | 116.2487 | -563.251 | 0 | 3183.66 | 1017.755 | Competitive | 0 | 1 | 1 | 1 | 1 | 1 | 1 | Non-Competitive | Competitive | Competitive | Competitive | Competitive | 14 | 14 | 14 | 0 | 0 | 0 | 0 | 0 | 0 | 0 | 0 | 0 | 0 | 0 | 0
SMDOPHR5 138_NAL_HAS_1 TO_FROM | SMDOPHR5 | 138_NAL_HAS_1 | 383 | 1 | 1 | TNHASTINGS1 | TNNALVIN__1 | TO_FROM | 73521.13 | -0.08389 | 0.024484 | -0.78814 | 0.13953 | 604.7334 | 97.7927 | 0 | 1017.755 | 3183.66 | Competitive | 0 | 0 | 0 | 0 | 0 | 1 | 1 | Non-Competitive | Non-Competitive | Non-Competitive | Non-Competitive | Non-Competitive | 43 | 43 | 51 | 43 | 43 | 51 | 43 | 43 | 51 | 43 | 43 | 51 | 43 | 43 | 51
SMDOPHR5 G138_11A_1 FROM_TO | SMDOPHR5 | G138_11A_1 | 210 | 1 | 1 | TNFRDSWOOD1 | TNHASTINGS1 | FROM_TO | 73521.13 | -0.02412 | 0.084252 | -0.2115 | 0.55406 | 143.0929 | -536.458 | 0 | 3168.134 | 1030.568 | Competitive | 0 | 1 | 1 | 1 | 1 | 1 | 1 | Non-Competitive | Competitive | Competitive | Competitive | Competitive | 14 | 14 | 14 | 0 | 0 | 0 | 0 | 0 | 0 | 0 | 0 | 0 | 0 | 0 | 0
SMDOPHR5 G138_11A_1 TO_FROM | SMDOPHR5 | G138_11A_1 | 210 | 1 | 1 | TNFRDSWOOD1 | TNHASTINGS1 | TO_FROM | 73521.13 | -0.08425 | 0.024119 | -0.55406 | 0.2115 | 577.9152 | 70.9997 | 0 | 1030.568 | 3168.134 | Competitive | 0 | 0 | 0 | 0 | 0 | 1 | 1 | Non-Competitive | Non-Competitive | Non-Competitive | Non-Competitive | Non-Competitive | 43 | 43 | 51 | 43 | 43 | 51 | 43 | 43 | 51 | 43 | 43 | 51 | 43 | 43 | 51
SMGIENW8 TRU_UAT1 FROM_TO | SMGIENW8 | TRU_UAT1 | 40 | 6 | 6 | TRUMBULL9 | TRUMBULL8 | FROM_TO | 73521.13 | -0.03399 | 0.031733 | -0.04279 | 0.62377 | 7.9529 | -28.1269 | 0 | 10000 | 10000 | Competitive | 0 | 0 | 0 | 0 | 0 | 1 | 1 | Non-Competitive | Non-Competitive | Non-Competitive | Non-Competitive | Non-Competitive | 2 | 2 | 2 | 2 | 2 | 2 | 2 | 2 | 2 | 2 | 2 | 2 | 2 | 2 | 2
SMGIENW8 TRU_UAT1 TO_FROM | SMGIENW8 | TRU_UAT1 | 40 | 6 | 6 | TRUMBULL9 | TRUMBULL8 | TO_FROM | 73521.13 | -0.03173 | 0.033989 | -0.62377 | 0.042791 | 45.0692 | -4.8547 | 0 | 10000 | 10000 | Competitive | 0 | 0 | 0 | 0 | 0 | 1 | 1 | Non-Competitive | Non-Competitive | Non-Competitive | Non-Competitive | Non-Competitive | 2 | 2 | 2 | 2 | 2 | 2 | 2 | 2 | 2 | 2 | 2 | 2 | 2 | 2 | 2
SMGSBTR5 STCO_STER1_1 FROM_TO | SMGSBTR5 | STCO_STER1_1 | 38 | 1 | 1 | STER2A | STCO2A | FROM_TO | 73521.13 | -0.17888 | 0.016218 | -0.63537 | 0.33827 | 32.5779 | -49.458 | 0 | 6438.392 | 5724.414 | Competitive | 0 | 0 | 0 | 0 | 0 | 1 | 1 | Non-Competitive | Non-Competitive | Non-Competitive | Non-Competitive | Non-Competitive | 3 | 4 | 6 | 3 | 4 | 6 | 3 | 4 | 6 | 3 | 4 | 6 | 3 | 4 | 6
SMGSBTR5 STCO_STER1_1 TO_FROM | SMGSBTR5 | STCO_STER1_1 | 38 | 1 | 1 | STER2A | STCO2A | TO_FROM | 73521.13 | -0.01622 | 0.17888 | -0.33827 | 0.63537 | 78.4591 | -29.7314 | 0 | 5724.414 | 6438.392 | Competitive | 0 | 0 | 0 | 0 | 0 | 1 | 0 | Non-Competitive | Non-Competitive | Non-Competitive | Non-Competitive | Non-Competitive | 0 | 0 | 0 | 0 | 0 | 0 | 0 | 0 | 0 | 0 | 0 | 0 | 0 | 0 | 0
SMNHPBS8 6485__A FROM_TO | SMNHPBS8 | 6485__A | 143 | 3 | 3 | PERMIANB_8 | MOSS_8 | FROM_TO | 73521.13 | -0.00684 | 0.20684 | -0.04096 | 0.20684 | 110.406 | -97.7923 | 0 | 5594.822 | 3328.042 | Competitive | 0 | 0 | 0 | 0 | 0 | 1 | 0 | Non-Competitive | Non-Competitive | Non-Competitive | Non-Competitive | Non-Competitive | 0 | 0 | 0 | 0 | 0 | 0 | 0 | 0 | 0 | 0 | 0 | 0 | 0 | 0 | 0
SMNHPBS8 6485__A TO_FROM | SMNHPBS8 | 6485__A | 143 | 3 | 3 | PERMIANB_8 | MOSS_8 | TO_FROM | 73521.13 | -0.20684 | 0.006839 | -0.20684 | 0.040959 | 105.7596 | -12.3303 | 0 | 3328.042 | 5594.822 | Competitive | 0 | 0 | 0 | 0 | 0 | 1 | 1 | Non-Competitive | Non-Competitive | Non-Competitive | Non-Competitive | Non-Competitive | 18 | 18 | 18 | 18 | 18 | 18 | 18 | 18 | 18 | 18 | 18 | 18 | 18 | 18 | 18
SMOOPEA8 PEARSALL_69_4 FROM_TO | SMOOPEA8 | PEARSALL_69_4 | 143 | 1 | 1 | PEARSALLSW8 | PEARSALLSW9 | FROM_TO | 73521.13 | -0.66214 | 0.20435 | -0.66214 | 0.20435 | 122.4371 | 4.5414 | 0 | 9918.265 | 10000 | Competitive | 0 | 0 | 0 | 0 | 0 | 1 | 1 | Non-Competitive | Non-Competitive | Non-Competitive | Non-Competitive | Non-Competitive | 3 | 3 | 3 | 3 | 3 | 3 | 3 | 3 | 3 | 3 | 3 | 3 | 3 | 3 | 3
SMOOPEA8 PEARSALL_69_4 TO_FROM | SMOOPEA8 | PEARSALL_69_4 | 143 | 1 | 1 | PEARSALLSW8 | PEARSALLSW9 | TO_FROM | 73521.13 | -0.20435 | 0.66214 | -0.20435 | 0.66214 | 54.9109 | -69.8971 | 0 | 10000 | 9918.265 | Competitive | 0 | 0 | 0 | 0 | 0 | 1 | 1 | Non-Competitive | Non-Competitive | Non-Competitive | Non-Competitive | Non-Competitive | 26 | 26 | 26 | 26 | 26 | 26 | 26 | 26 | 26 | 26 | 26 | 26 | 26 | 26 | 26
SMUESPR8 SJO_SJO2 FROM_TO | SMUESPR8 | SJO_SJO2 | 40 | 3 | 3 | STJO | STJO | FROM_TO | 73521.13 | -0.00046 | 0 | -0.00046 | 0.99954 | -33.8414 | -33.837 | 0 | 0 | 696.487 | Competitive | 1 | 1 | 1 | 1 | 1 | 1 | 0 | Non-Competitive | Non-Competitive | Non-Competitive | Non-Competitive | Non-Competitive | 0 | 0 | 0 | 0 | 0 | 0 | 0 | 0 | 0 | 0 | 0 | 0 | 0 | 0 | 0
SMUESPR8 SJO_SJO2 TO_FROM | SMUESPR8 | SJO_SJO2 | 40 | 3 | 3 | STJO | STJO | TO_FROM | 73521.13 | 0 | 0.00046 | -0.99954 | 0.00046 | 33.8414 | 33.837 | 0 | 696.487 | 0 | Competitive | 1 | 1 | 1 | 1 | 1 | 1 | 0 | Non-Competitive | Non-Competitive | Non-Competitive | Non-Competitive | Non-Competitive | 0 | 0 | 0 | 0 | 0 | 0 | 0 | 0 | 0 | 0 | 0 | 0 | 0 | 0 | 0
SNBTHW5 AN_WO_21_A FROM_TO | SNBTHW5 | AN_WO_21_A | 377 | 1 | 1 | AIRLIN__8010 | WHITOK__138A | FROM_TO | 73521.13 | -0.09718 | 0.1185 | -0.2771 | 0.50619 | 464.2901 | -700.223 | 0 | 2435.691 | 7847.038 | Competitive | 0 | 0 | 0 | 0 | 0 | 1 | 1 | Non-Competitive | Non-Competitive | Non-Competitive | Non-Competitive | Non-Competitive | 27 | 27 | 37 | 27 | 27 | 37 | 27 | 27 | 37 | 27 | 27 | 37 | 27 | 27 | 37
SNBTHW5 AN_WO_21_A TO_FROM | SNBTHW5 | AN_WO_21_A | 377 | 1 | 1 | AIRLIN__8010 | WHITOK__138A | TO_FROM | 73521.13 | -0.1185 | 0.097175 | -0.50619 | 0.2771 | 916.3489 | -95.9559 | 0 | 7847.038 | 2435.691 | Competitive | 0 | 0 | 0 | 1 | 1 | 1 | 1 | Non-Competitive | Non-Competitive | Non-Competitive | Competitive | Competitive | 40 | 59 | 63 | 40 | 59 | 63 | 40 | 59 | 63 | 0 | 0 | 0 | 0 | 0 | 0
SNCWHLT9 6915__A FROM_TO | SNCWHLT9 | 6915__A | 40 | 2 | 2 | ODESSANO_9 | ODBASSS_9 | FROM_TO | 73521.13 | -0.04611 | 0.003708 | -0.5079 | 0.21407 | 62.8754 | 36.4159 | 0 | 4951.395 | 3852.466 | Competitive | 0 | 0 | 0 | 0 | 0 | 1 | 1 | Non-Competitive | Non-Competitive | Non-Competitive | Non-Competitive | Non-Competitive | 9 | 9 | 9 | 9 | 9 | 9 | 9 | 9 | 9 | 9 | 9 | 9 | 9 | 9 | 9
SNCWHLT9 6915__A TO_FROM | SNCWHLT9 | 6915__A | 40 | 2 | 2 | ODESSANO_9 | ODBASSS_9 | TO_FROM | 73521.13 | -0.00371 | 0.046114 | -0.21407 | 0.5079 | -21.6379 | -58.7744 | 0 | 3852.466 | 4951.395 | Competitive | 0 | 0 | 0 | 0 | 0 | 1 | 0 | Non-Competitive | Non-Competitive | Non-Competitive | Non-Competitive | Non-Competitive | 0 | 0 | 0 | 0 | 0 | 0 | 0 | 0 | 0 | 0 | 0 | 0 | 0 | 0 | 0
SNCWMOS8 6865__B FROM_TO | SNCWMOS8 | 6865__B | 40 | 3 | 3 | ODESSANO_9 | NTCOWDEN_9 | FROM_TO | 73521.13 | -0.04315 | 0.004285 | -0.47601 | 0.13247 | 47.5833 | 20.5053 | 0 | 5064.847 | 3495.32 | Competitive | 0 | 0 | 0 | 0 | 0 | 1 | 1 | Non-Competitive | Non-Competitive | Non-Competitive | Non-Competitive | Non-Competitive | 6 | 9 | 9 | 6 | 9 | 9 | 6 | 9 | 9 | 6 | 9 | 9 | 6 | 9 | 9
SNCWMOS8 6865__B TO_FROM | SNCWMOS8 | 6865__B | 40 | 3 | 3 | ODESSANO_9 | NTCOWDEN_9 | TO_FROM | 73521.13 | -0.00429 | 0.04315 | -0.13247 | 0.47601 | -7.7418 | -42.7501 | 0 | 3495.32 | 5064.847 | Competitive | 0 | 0 | 0 | 0 | 0 | 1 | 0 | Non-Competitive | Non-Competitive | Non-Competitive | Non-Competitive | Non-Competitive | 0 | 0 | 0 | 0 | 0 | 0 | 0 | 0 | 0 | 0 | 0 | 0 | 0 | 0 | 0
SNCWMOS8 6915__A FROM_TO | SNCWMOS8 | 6915__A | 40 | 3 | 3 | ODESSANO_9 | ODBASSS_9 | FROM_TO | 73521.13 | -0.04882 | 0.003664 | -0.524 | 0.14881 | 63.4494 | 35.0918 | 0 | 4803.875 | 3873.71 | Competitive | 0 | 0 | 0 | 0 | 0 | 1 | 1 | Non-Competitive | Non-Competitive | Non-Competitive | Non-Competitive | Non-Competitive | 9 | 9 | 9 | 9 | 9 | 9 | 9 | 9 | 9 | 9 | 9 | 9 | 9 | 9 | 9
SNCWMOS8 6915__A TO_FROM | SNCWMOS8 | 6915__A | 40 | 3 | 3 | ODESSANO_9 | ODBASSS_9 | TO_FROM | 73521.13 | -0.00366 | 0.048817 | -0.14881 | 0.524 | -19.2918 | -59.7067 | 0 | 3873.71 | 4803.875 | Competitive | 0 | 0 | 0 | 0 | 0 | 1 | 0 | Non-Competitive | Non-Competitive | Non-Competitive | Non-Competitive | Non-Competitive | 0 | 0 | 0 | 0 | 0 | 0 | 0 | 0 | 0 | 0 | 0 | 0 | 0 | 0 | 0
SNCWMOS8 ODNTH_FMR1 FROM_TO | SNCWMOS8 | ODNTH_FMR1 | 87 | 3 | 3 | ODESSANO_8 | ODESSANO_9 | FROM_TO | 73521.13 | -0.09197 | 0.007949 | -0.71873 | 0.048939 | 111.3051 | 55.7229 | 0 | 4947.079 | 3563.173 | Competitive | 0 | 0 | 0 | 0 | 0 | 1 | 1 | Non-Competitive | Non-Competitive | Non-Competitive | Non-Competitive | Non-Competitive | 9 | 11 | 11 | 9 | 11 | 11 | 9 | 11 | 11 | 9 | 11 | 11 | 9 | 11 | 11
SNCWMOS8 ODNTH_FMR1 TO_FROM | SNCWMOS8 | ODNTH_FMR1 | 87 | 3 | 3 | ODESSANO_8 | ODESSANO_9 | TO_FROM | 73521.13 | -0.00795 | 0.091968 | -0.04894 | 0.71873 | -27.0817 | -102.422 | 0 | 3563.173 | 4947.079 | Competitive | 0 | 0 | 0 | 0 | 0 | 1 | 0 | Non-Competitive | Non-Competitive | Non-Competitive | Non-Competitive | Non-Competitive | 0 | 0 | 0 | 0 | 0 | 0 | 0 | 0 | 0 | 0 | 0 | 0 | 0 | 0 | 0
SNEDLON5 FALFUR_RACHAL1_1 FROM_TO | SNEDLON5 | FALFUR_RACHAL1_1 | 239 | 1 | 1 | FALFUR4A | RACHAL4A | FROM_TO | 73521.13 | -0.11326 | 0.097712 | -0.4644 | 0.30248 | 261.9874 | 58.7859 | 0 | 6606.313 | 4334.753 | Competitive | 0 | 0 | 0 | 0 | 0 | 1 | 1 | Non-Competitive | Non-Competitive | Non-Competitive | Non-Competitive | Non-Competitive | 9 | 10 | 17 | 9 | 10 | 17 | 9 | 10 | 17 | 9 | 10 | 17 | 9 | 10 | 17
SNEDLON5 FALFUR_RACHAL1_1 TO_FROM | SNEDLON5 | FALFUR_RACHAL1_1 | 239 | 1 | 1 | FALFUR4A | RACHAL4A | TO_FROM | 73521.13 | -0.09771 | 0.11326 | -0.30248 | 0.4644 | 97.6696 | -237.315 | 0 | 4334.753 | 6606.313 | Competitive | 0 | 0 | 0 | 0 | 0 | 1 | 1 | Non-Competitive | Non-Competitive | Non-Competitive | Non-Competitive | Non-Competitive | 1 | 4 | 4 | 1 | 4 | 4 | 1 | 4 | 4 | 1 | 4 | 4 | 1 | 4 | 4
SNEDLON5 KINGSV_LON_HI1_1 FROM_TO | SNEDLON5 | KINGSV_LON_HI1_1 | 216 | 1 | 1 | LON_HILL4A | KINGSVIL4A | FROM_TO | 73521.13 | -0.18311 | 0.032759 | -0.33037 | 0.038292 | 173.6842 | 31.2029 | 0 | 2245.179 | 2301.805 | Competitive | 0 | 0 | 0 | 1 | 1 | 1 | 1 | Non-Competitive | Non-Competitive | Non-Competitive | Competitive | Competitive | 10 | 14 | 19 | 10 | 14 | 19 | 10 | 14 | 19 | 0 | 0 | 0 | 0 | 0 | 0
SNEDLON5 KINGSV_LON_HI1_1 TO_FROM | SNEDLON5 | KINGSV_LON_HI1_1 | 216 | 1 | 1 | LON_HILL4A | KINGSVIL4A | TO_FROM | 73521.13 | -0.03276 | 0.18311 | -0.03829 | 0.33037 | 17.244 | -157.291 | 0 | 2301.805 | 2245.179 | Competitive | 0 | 0 | 0 | 1 | 1 | 1 | 1 | Non-Competitive | Non-Competitive | Non-Competitive | Competitive | Competitive | 6 | 7 | 9 | 6 | 7 | 9 | 6 | 7 | 9 | 0 | 0 | 0 | 0 | 0 | 0
SNEDLON5 LAQUIN_LOBO1_1 FROM_TO | SNEDLON5 | LAQUIN_LOBO1_1 | 239 | 1 | 1 | LOBO4A | LAQUNTA4A | FROM_TO | 73521.13 | -0.73075 | 0.10175 | -0.73075 | 0.11716 | 245.3379 | -136.025 | 0 | 3334.961 | 8019.402 | Non-Competi | 0 | 0 | 0 | 0 | 0 | 1 | 1 | Non-Competitive | Non-Competitive | Non-Competitive | Non-Competitive | Non-Competitive | 3 | 3 | 12 | 3 | 3 | 12 | 3 | 3 | 12 | 3 | 3 | 12 | 3 | 3 | 12
SNEDLON5 LAQUIN_LOBO1_1 TO_FROM | SNEDLON5 | LAQUIN_LOBO1_1 | 239 | 1 | 1 | LOBO4A | LAQUNTA4A | TO_FROM | 73521.13 | -0.10175 | 0.73075 | -0.11716 | 0.73075 | 250.5281 | -226.08 | 0 | 8019.402 | 3334.961 | Non-Competi | 0 | 0 | 0 | 0 | 0 | 1 | 1 | Non-Competitive | Non-Competitive | Non-Competitive | Non-Competitive | Non-Competitive | 3 | 3 | 3 | 3 | 3 | 3 | 3 | 3 | 3 | 3 | 3 | 3 | 3 | 3 | 3
SNEDLON5 LASPUL_RAYMND1_1 FROM_TO | SNEDLON5 | LASPUL_RAYMND1_1 | 216 | 1 | 1 | RAYMND24A | LASPULGA4A | FROM_TO | 73521.13 | -0.04504 | 0.063682 | -0.32787 | 0.65267 | 75.3024 | -24.8178 | 0 | 10000 | 2815.144 | Competitive | 0 | 0 | 0 | 0 | 1 | 1 | 1 | Non-Competitive | Non-Competitive | Non-Competitive | Non-Competitive | Competitive | 11 | 16 | 19 | 11 | 16 | 19 | 11 | 16 | 19 | 11 | 16 | 19 | 0 | 0 | 0
SNEDLON5 LASPUL_RAYMND1_1 TO_FROM | SNEDLON5 | LASPUL_RAYMND1_1 | 216 | 1 | 1 | RAYMND24A | LASPULGA4A | TO_FROM | 73521.13 | -0.06368 | 0.045038 | -0.65267 | 0.32787 | 80.8523 | -72.5911 | 0 | 2815.144 | 10000 | Competitive | 0 | 0 | 0 | 0 | 0 | 1 | 1 | Non-Competitive | Non-Competitive | Non-Competitive | Non-Competitive | Non-Competitive | bar: 8 to 16
SNEDLON5 LASPUL_RIOHON1_1 FROM_TO | SNEDLON5 | LASPUL_RIOHON1_1 | 216 | 1 | 1 | RIOHONDO4A | LASPULGA4A | FROM_TO | 73521.13 | -0.06368 | 0.045038 | -0.67213 | 0.10329 | 80.8523 | -72.5911 | 0 | 2815.144 | 10000 | Competitive | 0 | 0 | 0 | 0 | 0 | 1 | 1 | Non-Competitive | Non-Competitive | Non-Competitive | Non-Competitive | Non-Competitive | bar: 8 to 16
SNEDLON5 LASPUL_RIOHON1_1 TO_FROM | SNEDLON5 | LASPUL_RIOHON1_1 | 216 | 1 | 1 | RIOHONDO4A | LASPULGA4A | TO_FROM | 73521.13 | -0.04504 | 0.063682 | -0.10329 | 0.67213 | 75.3024 | -24.8178 | 0 | 10000 | 2815.144 | Competitive | 0 | 0 | 0 | 0 | 1 | 1 | 1 | Non-Competitive | Non-Competitive | Non-Competitive | Non-Competitive | Competitive | 11 | 16 | 19 | 11 | 16 | 19 | 11 | 16 | 19 | 11 | 16 | 19 | 0 | 0 | 0
SNEDLON5 MV_YUT_RAYMND1_1 FROM_TO | SNEDLON5 | MV_YUT_RAYMND1_1 | 216 | 1 | 1 | RAYMND24A | YTURRIASUB8 | FROM_TO | 73521.13 | -0.07531 | 0.060707 | -0.64685 | 0.23999 | 33.1411 | -158.152 | 0 | 2982.987 | 10000 | Competitive | 0 | 0 | 0 | 0 | 0 | 1 | 1 | Non-Competitive | Non-Competitive | Non-Competitive | Non-Competitive | Non-Competitive | bar: 8 to 16
SNEDLON5 MV_YUT_RAYMND1_1 TO_FROM | SNEDLON5 | MV_YUT_RAYMND1_1 | 216 | 1 | 1 | RAYMND24A | YTURRIASUB8 | TO_FROM | 73521.13 | -0.06071 | 0.075314 | -0.23999 | 0.64685 | 161.2932 | 38.4525 | 0 | 10000 | 2982.987 | Competitive | 0 | 0 | 0 | 0 | 1 | 1 | 1 | Non-Competitive | Non-Competitive | Non-Competitive | Non-Competitive | Competitive | 9 | 17 | 19 | 9 | 17 | 19 | 9 | 17 | 19 | 9 | 17 | 19 | 0 | 0 | 0
SNEDLON5 NEDIN_RACHAL1_1 FROM_TO | SNEDLON5 | NEDIN_RACHAL1_1 | 239 | 1 | 1 | NEDIN4A | RACHAL4A | FROM_TO | 73521.13 | -0.09766 | 0.11331 | -0.53555 | 0.1306 | 101.3339 | -233.666 | 0 | 4333.979 | 6610.959 | Competitive | 0 | 0 | 0 | 0 | 0 | 1 | 1 | Non-Competitive | Non-Competitive | Non-Competitive | Non-Competitive | Non-Competitive | 1 | 4 | 4 | 1 | 4 | 4 | 1 | 4 | 4 | 1 | 4 | 4 | 1 | 4 | 4
SNEDLON5 NEDIN_RACHAL1_1 TO_FROM | SNEDLON5 | NEDIN_RACHAL1_1 | 239 | 1 | 1 | NEDIN4A | RACHAL4A | TO_FROM | 73521.13 | -0.11331 | 0.097663 | -0.13061 | 0.53555 | 258.3296 | 55.1369 | 0 | 6610.959 | 4333.979 | Competitive | 0 | 0 | 0 | 0 | 0 | 1 | 1 | Non-Competitive | Non-Competitive | Non-Competitive | Non-Competitive | Non-Competitive | 9 | 10 | 17 | 9 | 10 | 17 | 9 | 10 | 17 | 9 | 10 | 17 | 9 | 10 | 17
SNEDLON5 WES_MV_W_1 FROM_TO | SNEDLON5 | WES_MV_W_1 | 174 | 1 | 1 | WESLACO4A | WESLACOSUB8 | FROM_TO | 73521.13 | -0.01557 | 0.090457 | -0.74651 | 0.18862 | 65.0759 | -154.415 | 0 | 5016.134 | 2166.831 | Competitive | 0 | 0 | 0 | 1 | 1 | 1 | 0 | Non-Competitive | Non-Competitive | Non-Competitive | Non-Competitive | Non-Competitive | 0 | 0 | 0 | 0 | 0 | 0 | 0 | 0 | 0 | 0 | 0 | 0 | 0 | 0 | 0
SNEDLON5 WES_MV_W_1 TO_FROM | SNEDLON5 | WES_MV_W_1 | 174 | 1 | 1 | WESLACO4A | WESLACOSUB8 | TO_FROM | 73521.13 | -0.09046 | 0.015573 | -0.18862 | 0.74651 | 158.7107 | 53.3568 | 0 | 2166.831 | 5016.134 | Competitive | 0 | 0 | 0 | 0 | 0 | 1 | 1 | Non-Competitive | Non-Competitive | Non-Competitive | Non-Competitive | Non-Competitive | 9 | 10 | 10 | 9 | 10 | 10 | 9 | 10 | 10 | 9 | 10 | 10 | 9 | 10 | 10
SNUEWHI8 LON_HI_PELICA1_1 FROM_TO | SNUEWHI8 | LON_HI_PELICA1_1 | 470 | 1 | 1 | LON_HILL4A | PELICAN4A | FROM_TO | 73521.13 | -0.45308 | 0.13814 | -0.45308 | 0.14985 | 407.6027 | -490.429 | 0 | 2809.252 | 2368.686 | Competitive | 0 | 0 | 0 | 1 | 1 | 1 | 1 | Non-Competitive | Non-Competitive | Non-Competitive | Competitive | Competitive | 8 | 9 | 9 | 8 | 9 | 9 | 8 | 9 | 9 | 0 | 0 | 0 | 0 | 0 | 0
SNUEWHI8 LON_HI_PELICA1_1 TO_FROM | SNUEWHI8 | LON_HI_PELICA1_1 | 470 | 1 | 1 | LON_HILL4A | PELICAN4A | TO_FROM | 73521.13 | -0.13814 | 0.45308 | -0.14985 | 0.45308 | 677.4961 | -268.449 | 0 | 2368.686 | 2809.252 | Competitive | 0 | 0 | 0 | 0 | 1 | 1 | 1 | Non-Competitive | Non-Competitive | Non-Competitive | Non-Competitive | Competitive | 16 | 16 | 17 | 16 | 16 | 17 | 16 | 16 | 17 | 16 | 16 | 17 | 0 | 0 | 0
SNURRAY9 PLA_DANE_1 FROM_TO | SNURRAY9 | PLA_DANE_1 | 45 | 1 | 1 | PLAINVIEWSB9 | DANEVANGSW9 | FROM_TO | 73521.13 | -0.00521 | 0.006437 | -0.2106 | 0.67394 | 29.3357 | -39.67 | 0 | 7053.123 | 1417.806 | Competitive | 0 | 1 | 1 | 1 | 1 | 1 | 0 | Non-Competitive | Non-Competitive | Non-Competitive | Non-Competitive | Non-Competitive | 0 | 0 | 0 | 0 | 0 | 0 | 0 | 0 | 0 | 0 | 0 | 0 | 0 | 0 | 0
SNURRAY9 PLA_DANE_1 TO_FROM | SNURRAY9 | PLA_DANE_1 | 45 | 1 | 1 | PLAINVIEWSB9 | DANEVANGSW9 | TO_FROM | 73521.13 | -0.00644 | 0.005213 | -0.67394 | 0.2106 | 61.9831 | -10.3467 | 0 | 1417.806 | 7053.123 | Competitive | 0 | 0 | 0 | 0 | 0 | 1 | 0 | Non-Competitive | Non-Competitive | Non-Competitive | Non-Competitive | Non-Competitive | 0 | 0 | 0 | 0 | 0 | 0 | 0 | 0 | 0 | 0 | 0 | 0 | 0 | 0 | 0
SNWEWES8 WES_MV_W_1 FROM_TO | SNWEWES8 | WES_MV_W_1 | 174 | 3 | 3 | WESLACO4A | WESLACOSUB8 | FROM_TO | 73521.13 | -0.05186 | 0.086291 | -0.72113 | 0.2191 | 106.5601 | -119.083 | 0 | 4912.108 | 2381.334 | Competitive | 0 | 0 | 0 | 1 | 1 | 1 | 1 | Non-Competitive | Non-Competitive | Non-Competitive | Competitive | Competitive | 8 | 9 | 9 | 8 | 9 | 9 | 8 | 9 | 9 | 0 | 0 | 0 | 0 | 0 | 0
SNWEWES8 WES_MV_W_1 TO_FROM | SNWEWES8 | WES_MV_W_1 | 174 | 3 | 3 | WESLACO4A | WESLACOSUB8 | TO_FROM | 73521.13 | -0.08629 | 0.051857 | -0.2191 | 0.72113 | 130.0554 | 1.8437 | 0 | 2381.334 | 4912.108 | Competitive | 0 | 0 | 0 | 0 | 0 | 1 | 1 | Non-Competitive | Non-Competitive | Non-Competitive | Non-Competitive | Non-Competitive | 9 | 10 | 10 | 9 | 10 | 10 | 9 | 10 | 10 | 9 | 10 | 10 | 9 | 10 | 10
SN_SAJO5 FALFUR_PREMON1_1 FROM_TO | SN_SAJO5 | FALFUR_PREMON1_1 | 38 | 1 | 1 | FALFUR2A | PREMONT2A | FROM_TO | 73521.13 | -0.01935 | 0.025162 | -0.53723 | 0.26862 | 36.0118 | -17.9198 | 0 | 6599.281 | 10000 | Competitive | 0 | 0 | 0 | 0 | 0 | 1 | 0 | Non-Competitive | Non-Competitive | Non-Competitive | Non-Competitive | Non-Competitive | 0 | 0 | 0 | 0 | 0 | 0 | 0 | 0 | 0 | 0 | 0 | 0 | 0 | 0 | 0
SN_SAJO5 FALFUR_PREMON1_1 TO_FROM | SN_SAJO5 | FALFUR_PREMON1_1 | 38 | 1 | 1 | FALFUR2A | PREMONT2A | TO_FROM | 73521.13 | -0.02516 | 0.019353 | -0.26862 | 0.53723 | 18.7856 | -29.2131 | 0 | 10000 | 6599.281 | Competitive | 0 | 0 | 0 | 0 | 0 | 1 | 1 | Non-Competitive | Non-Competitive | Non-Competitive | Non-Competitive | Non-Competitive | bar: 8 to 16
SN_SAJO5 HARLNS_RAYMON1_1 FROM_TO | SN_SAJO5 | HARLNS_RAYMON1_1 | 38 | 1 | 1 | HARLINSW2A | RAYMOND12A | FROM_TO | 73521.13 | -0.01218 | 0.018374 | -0.39399 | 0.093243 | 3.4199 | -36.5091 | 0 | 2637.772 | 10000 | Competitive | 0 | 0 | 0 | 0 | 0 | 1 | 0 | Non-Competitive | Non-Competitive | Non-Competitive | Non-Competitive | Non-Competitive | 0 | 0 | 0 | 0 | 0 | 0 | 0 | 0 | 0 | 0 | 0 | 0 | 0 | 0 | 0
SN_SAJO5 HARLNS_RAYMON1_1 TO_FROM | SN_SAJO5 | HARLNS_RAYMON1_1 | 38 | 1 | 1 | HARLINSW2A | RAYMOND12A | TO_FROM | 73521.13 | -0.01837 | 0.012185 | -0.09324 | 0.39399 | 37.0967 | 11.0506 | 0 | 10000 | 2637.772 | Competitive | 0 | 0 | 0 | 0 | 1 | 1 | 0 | Non-Competitive | Non-Competitive | Non-Competitive | Non-Competitive | Non-Competitive | 0 | 0 | 0 | 0 | 0 | 0 | 0 | 0 | 0 | 0 | 0 | 0 | 0 | 0 | 0
SN_SAJO5 LON_HI_NEDIN1_1 FROM_TO | SN_SAJO5 | LON_HI_NEDIN1_1 | 1195 | 1 | 1 | LNHILL 6 | LHEDL | FROM_TO | 73521.13 | -0.72913 | 0.044686 | -0.76488 | 0.066999 | 2092.689 | 756.6147 | 0 | 686.91 | 2897.739 | Non-Competi | 0 | 0 | 0 | 0 | 1 | 1 | 1 | Non-Competitive | Non-Competitive | Non-Competitive | Non-Competitive | Competitive | 11 | 15 | 21 | 11 | 15 | 21 | 11 | 15 | 21 | 11 | 15 | 21 | 0 | 0 | 0
SN_SAJO5 LON_HI_NEDIN1_1 TO_FROM | SN_SAJO5 | LON_HI_NEDIN1_1 | 1195 | 1 | 1 | LNHILL 6 | LHEDL | TO_FROM | 73521.13 | -0.04469 | 0.72913 | -0.067 | 0.76488 | 276.4438 | -2067.01 | 0 | 2897.739 | 686.91 | Competitive | 1 | 1 | 1 | 1 | 1 | 1 | 1 | Competitive | Competitive | Competitive | Competitive | Competitive | 0 | 0 | 0 | 0 | 0 | 0 | 0 | 0 | 0 | 0 | 0 | 0 | 0 | 0 | 0
SN_SLON5 ALAZAN_B_DAVI1_1 FROM_TO | SN_SLON5 | ALAZAN_B_DAVI1_1 | 876 | 1 | 1 | B_DAVIS4A | ALAZAN4A | FROM_TO | 73521.13 | -0.26039 | 0.2541 | -0.5301 | 0.2541 | 682.547 | -27.0385 | 0 | 7042.641 | 1771.624 | Competitive | 0 | 0 | 1 | 1 | 1 | 1 | 1 | Non-Competitive | Non-Competitive | Competitive | Competitive | Competitive | 13 | 17 | 21 | 13 | 17 | 21 | 0 | 0 | 0 | 0 | 0 | 0 | 0 | 0 | 0
SN_SLON5 ALAZAN_B_DAVI1_1 TO_FROM | SN_SLON5 | ALAZAN_B_DAVI1_1 | 876 | 1 | 1 | B_DAVIS4A | ALAZAN4A | TO_FROM | 73521.13 | -0.2541 | 0.26039 | -0.2541 | 0.5301 | 190.5385 | -429.036 | 0 | 1771.624 | 7042.641 | Competitive | 0 | 0 | 0 | 0 | 0 | 1 | 1 | Non-Competitive | Non-Competitive | Non-Competitive | Non-Competitive | Non-Competitive | 4 | 10 | 10 | 4 | 10 | 10 | 4 | 10 | 10 | 4 | 10 | 10 | 4 | 10 | 10
SN_SLON5 CELANE_KLEBER1_1 FROM_TO | SN_SLON5 | CELANE_KLEBER1_1 | 211 | 1 | 1 | CELANEBI4A | KLEBERG4A | FROM_TO | 73521.13 | -0.0077 | 0.40926 | -0.47023 | 0.40926 | 145.3341 | -98.2392 | 0 | 2073.235 | 2578.853 | Competitive | 0 | 0 | 0 | 0 | 1 | 1 | 0 | Non-Competitive | Non-Competitive | Non-Competitive | Non-Competitive | Non-Competitive | 0 | 0 | 0 | 0 | 0 | 0 | 0 | 0 | 0 | 0 | 0 | 0 | 0 | 0 | 0
SN_SLON5 CELANE_KLEBER1_1 TO_FROM | SN_SLON5 | CELANE_KLEBER1_1 | 211 | 1 | 1 | CELANEBI4A | KLEBERG4A | TO_FROM | 73521.13 | -0.40926 | 0.007699 | -0.40926 | 0.47023 | 101.4323 | -83.3893 | 0 | 2578.853 | 2073.235 | Competitive | 0 | 0 | 0 | 1 | 1 | 1 | 1 | Non-Competitive | Non-Competitive | Non-Competitive | Competitive | Competitive | 11 | 15 | 23 | 11 | 15 | 23 | 11 | 15 | 23 | 0 | 0 | 0 | 0 | 0 | 0
SN_SLON5 CELANE_N_SHAR1_1 FROM_TO | SN_SLON5 | CELANE_N_SHAR1_1 | 211 | 1 | 1 | CELANEBI4A | N_SHARPE4A | FROM_TO | 73521.13 | -0.0787 | 0.59032 | -0.20031 | 0.59032 | 94.5995 | -97.5722 | 0 | 10000 | 1827.365 | Competitive | 0 | 0 | 1 | 1 | 1 | 1 | 1 | Non-Competitive | Non-Competitive | Competitive | Competitive | Competitive | 14 | 18 | 23 | 14 | 18 | 23 | 0 | 0 | 0 | 0 | 0 | 0 | 0 | 0 | 0
SN_SLON5 CELANE_N_SHAR1_1 TO_FROM | SN_SLON5 | CELANE_N_SHAR1_1 | 211 | 1 | 1 | CELANEBI4A | N_SHARPE4A | TO_FROM | 73521.13 | -0.59032 | 0.078697 | -0.59032 | 0.20031 | 159.5073 | -69.6808 | 0 | 1827.365 | 10000 | Competitive | 0 | 0 | 0 | 0 | 0 | 1 | 1 | Non-Competitive | Non-Competitive | Non-Competitive | Non-Competitive | Non-Competitive | bar: 8 to 16
SN_SLON5 KINGSV_KLEBER1_1 FROM_TO | SN_SLON5 | KINGSV_KLEBER1_1 | 216 | 1 | 1 | KINGSVIL4A | KLEBERG4A | FROM_TO | 73521.13 | -0.29624 | 0.017854 | -0.37501 | 0.52835 | 202.0559 | 2.4485 | 0 | 1456.274 | 1436.559 | Competitive | 0 | 1 | 1 | 1 | 1 | 1 | 1 | Non-Competitive | Competitive | Competitive | Competitive | Competitive | 11 | 18 | 24 | 0 | 0 | 0 | 0 | 0 | 0 | 0 | 0 | 0 | 0 | 0 | 0
SN_SLON5 KINGSV_KLEBER1_1 TO_FROM | SN_SLON5 | KINGSV_KLEBER1_1 | 216 | 1 | 1 | KINGSVIL4A | KLEBERG4A | TO_FROM | 73521.13 | -0.01785 | 0.29624 | -0.52835 | 0.375 | 82.5608 | -197.784 | 0 | 1436.559 | 1456.274 | Competitive | 0 | 1 | 1 | 1 | 1 | 1 | 0 | Non-Competitive | Non-Competitive | Non-Competitive | Non-Competitive | Non-Competitive | 0 | 0 | 0 | 0 | 0 | 0 | 0 | 0 | 0 | 0 | 0 | 0 | 0 | 0 | 0
SN_SLON5 KINGSV_LON_HI1_1 FROM_TO | SN_SLON5 | KINGSV_LON_HI1_1 | 216 | 1 | 1 | LON_HILL4A | KINGSVIL4A | FROM_TO | 73521.13 | -0.22632 | 0.025994 | -0.36237 | 0.032056 | 243.2812 | 48.0709 | 0 | 1779.911 | 1520.084 | Competitive | 0 | 0 | 1 | 1 | 1 | 1 | 1 | Non-Competitive | Non-Competitive | Competitive | Competitive | Competitive | 11 | 14 | 24 | 11 | 14 | 24 | 0 | 0 | 0 | 0 | 0 | 0 | 0 | 0 | 0
SN_SLON5 KINGSV_LON_HI1_1 TO_FROM | SN_SLON5 | KINGSV_LON_HI1_1 | 216 | 1 | 1 | LON_HILL4A | KINGSVIL4A | TO_FROM | 73521.13 | -0.02599 | 0.22632 | -0.03206 | 0.36237 | 20.7306 | -233.709 | 0 | 1520.084 | 1779.911 | Competitive | 0 | 0 | 1 | 1 | 1 | 1 | 1 | Non-Competitive | Non-Competitive | Competitive | Competitive | Competitive | 0 | 0 | 1 | 0 | 0 | 1 | 0 | 0 | 0 | 0 | 0 | 0 | 0 | 0 | 0
SN_SLON5 N_SHARPE_PS1 FROM_TO | SN_SLON5 | N_SHARPE_PS1 | 222 | 1 | 1 | N_SHARPE4A | N_SHARPE4B | FROM_TO | 73521.13 | 0 | 0 | 0 | 0 | 0 | 0 | 0 | 0 | 0 | Competitive | 1 | 1 | 1 | 1 | 1 | 1 | 0 | Non-Competitive | Non-Competitive | Non-Competitive | Non-Competitive | Non-Competitive | 0 | 0 | 0 | 0 | 0 | 0 | 0 | 0 | 0 | 0 | 0 | 0 | 0 | 0 | 0
SN_SLON5 N_SHARPE_PS1 TO_FROM | SN_SLON5 | N_SHARPE_PS1 | 222 | 1 | 1 | N_SHARPE4A | N_SHARPE4B | TO_FROM | 73521.13 | 0 | 0 | 0 | 0 | 0 | 0 | 0 | 0 | 0 | Competitive | 1 | 1 | 1 | 1 | 1 | 1 | 0 | Non-Competitive | Non-Competitive | Non-Competitive | Non-Competitive | Non-Competitive | 0 | 0 | 0 | 0 | 0 | 0 | 0 | 0 | 0 | 0 | 0 | 0 | 0 | 0 | 0
SOAKNIC8 NICOLE_ORNT1_1 FROM_TO | SOAKNIC8 | NICOLE_ORNT1_1 | 135 | 1 | 1 | NICOLE4A | ORNT4A | FROM_TO | 73521.13 | -0.05629 | 0.26307 | -0.27794 | 0.26307 | 174.7467 | -23.7535 | 0 | 8178.409 | 10000 | Competitive | 0 | 0 | 0 | 0 | 0 | 1 | 1 | Non-Competitive | Non-Competitive | Non-Competitive | Non-Competitive | Non-Competitive | bar: 8 to 16
SOAKNIC8 NICOLE_ORNT1_1 TO_FROM | SOAKNIC8 | NICOLE_ORNT1_1 | 135 | 1 | 1 | NICOLE4A | ORNT4A | TO_FROM | 73521.13 | -0.26307 | 0.056293 | -0.26307 | 0.27794 | 56.8513 | -127.652 | 0 | 10000 | 8178.409 | Competitive | 0 | 0 | 0 | 0 | 0 | 1 | 1 | Non-Competitive | Non-Competitive | Non-Competitive | Non-Competitive | Non-Competitive | 5 | 5 | 5 | 5 | 5 | 5 | 5 | 5 | 5 | 5 | 5 | 5 | 5 | 5 | 5
SODBODN9 6860__A FROM_TO | SODBODN9 | 6860__A | 40 | 1 | 1 | HOLTSS_9 | ECTRSHLT_9 | FROM_TO | 73521.13 | -0.02738 | 0.003881 | -0.8117 | 0.10708 | 54.765 | 42.382 | 0 | 3780.449 | 4022.506 | Competitive | 0 | 0 | 0 | 0 | 0 | 0 | 1 | Non-Competitive | Non-Competitive | Non-Competitive | Non-Competitive | Non-Competitive | 3 | 3 | 3 | 3 | 3 | 3 | 3 | 3 | 3 | 3 | 3 | 3 | 3 | 3 | 3
SODBODN9 6860__A TO_FROM | SODBODN9 | 6860__A | 40 | 1 | 1 | HOLTSS_9 | ECTRSHLT_9 | TO_FROM | 73521.13 | -0.00388 | 0.027384 | -0.10708 | 0.8117 | -35.152 | -53.9545 | 0 | 4022.506 | 3780.449 | Competitive | 0 | 0 | 0 | 0 | 0 | 1 | 0 | Non-Competitive | Non-Competitive | Non-Competitive | Non-Competitive | Non-Competitive | 0 | 0 | 0 | 0 | 0 | 0 | 0 | 0 | 0 | 0 | 0 | 0 | 0 | 0 | 0
SODBODN9 6865__B FROM_TO | SODBODN9 | 6865__B | 40 | 1 | 1 | ODESSANO_9 | NTCOWDEN_9 | FROM_TO | 73521.13 | -0.03817 | 0.003718 | -0.457 | 0.20325 | 50.1308 | 27.6897 | 0 | 5114.286 | 3528.009 | Competitive | 0 | 0 | 0 | 0 | 0 | 1 | 1 | Non-Competitive | Non-Competitive | Non-Competitive | Non-Competitive | Non-Competitive | 9 | 9 | 9 | 9 | 9 | 9 | 9 | 9 | 9 | 9 | 9 | 9 | 9 | 9 | 9
SODBODN9 6865__B TO_FROM | SODBODN9 | 6865__B | 40 | 1 | 1 | ODESSANO_9 | NTCOWDEN_9 | TO_FROM | 73521.13 | -0.00372 | 0.038168 | -0.20325 | 0.457 | -16.2826 | -46.1216 | 0 | 3528.009 | 5114.286 | Competitive | 0 | 0 | 0 | 0 | 0 | 1 | 0 | Non-Competitive | Non-Competitive | Non-Competitive | Non-Competitive | Non-Competitive | 0 | 0 | 0 | 0 | 0 | 0 | 0 | 0 | 0 | 0 | 0 | 0 | 0 | 0 | 0
SODELNG5 MGSES_MR1H FROM_TO | SODELNG5 | MGSES_MR1H | 349 | 1 | 1 | MRGNCRK_5 | 700207_3STAR | FROM_TO | 73521.13 | -0.27147 | 0.023309 | -0.38803 | 0.33013 | 267.2438 | -78.7307 | 0 | 1873.646 | 3704.681 | Competitive | 0 | 0 | 0 | 0 | 0 | 1 | 1 | Non-Competitive | Non-Competitive | Non-Competitive | Non-Competitive | Non-Competitive | 20 | 22 | 37 | 20 | 22 | 37 | 20 | 22 | 37 | 20 | 22 | 37 | 20 | 22 | 37
SODELNG5 MGSES_MR1H TO_FROM | SODELNG5 | MGSES_MR1H | 349 | 1 | 1 | MRGNCRK_5 | 700207_3STAR | TO_FROM | 73521.13 | -0.02331 | 0.27147 | -0.33012 | 0.38803 | 333.15 | -251.235 | 0 | 3704.681 | 1873.646 | Competitive | 0 | 0 | 1 | 1 | 1 | 1 | 1 | Non-Competitive | Non-Competitive | Competitive | Competitive | Competitive | 2 | 8 | 8 | 2 | 8 | 8 | 0 | 0 | 0 | 0 | 0 | 0 | 0 | 0 | 0
SOKLABM5 6558__B FROM_TO | SOKLABM5 | 6558__B | 260 | 1 | 1 | FISHERRD_8 | WCHTFLLS1_8 | FROM_TO | 73521.13 | -0.06364 | 0.04549 | -0.51238 | 0.32097 | 181.7578 | 77.712 | 0 | 4302.515 | 3302.135 | Competitive | 0 | 0 | 0 | 0 | 0 | 1 | 1 | Non-Competitive | Non-Competitive | Non-Competitive | Non-Competitive | Non-Competitive | 9 | 9 | 9 | 9 | 9 | 9 | 9 | 9 | 9 | 9 | 9 | 9 | 9 | 9 | 9
SOKLABM5 6558__B TO_FROM | SOKLABM5 | 6558__B | 260 | 1 | 1 | FISHERRD_8 | WCHTFLLS1_8 | TO_FROM | 73521.13 | -0.04549 | 0.063644 | -0.32096 | 0.51238 | -40.2111 | -158.952 | 0 | 3302.135 | 4302.515 | Competitive | 0 | 0 | 0 | 0 | 0 | 1 | 1 | Non-Competitive | Non-Competitive | Non-Competitive | Non-Competitive | Non-Competitive | 5 | 6 | 8 | 5 | 6 | 8 | 5 | 6 | 8 | 5 | 6 | 8 | 5 | 6 | 8
SOKLABM5 PAUL_69-1 FROM_TO | SOKLABM5 | PAUL_69-1 | 69 | 1 | 1 | PAUL2A | LKPAULS4 | FROM_TO | 73521.13 | -0.01171 | 0.16587 | -0.11223 | 0.73948 | 30.9006 | -59.9972 | 0 | 8158.452 | 4179.768 | Competitive | 0 | 0 | 0 | 0 | 0 | 1 | 0 | Non-Competitive | Non-Competitive | Non-Competitive | Non-Competitive | Non-Competitive | 0 | 0 | 0 | 0 | 0 | 0 | 0 | 0 | 0 | 0 | 0 | 0 | 0 | 0 | 0
SOKLABM5 PAUL_69-1 TO_FROM | SOKLABM5 | PAUL_69-1 | 69 | 1 | 1 | PAUL2A | LKPAULS4 | TO_FROM | 73521.13 | -0.16587 | 0.011711 | -0.73948 | 0.11223 | 66.4657 | -18.8131 | 0 | 4179.768 | 8158.452 | Competitive | 0 | 0 | 0 | 0 | 0 | 1 | 1 | Non-Competitive | Non-Competitive | Non-Competitive | Non-Competitive | Non-Competitive | 2 | 2 | 2 | 2 | 2 | 2 | 2 | 2 | 2 | 2 | 2 | 2 | 2 | 2 | 2
SORNLON8 CHAS_T_SKIDMO1_1 FROM_TO | SORNLON8 | CHAS_T_SKIDMO1_1 | 38 | 1 | 1 | SKIDMORE2A | CHAS_TAP2A | FROM_TO | 73521.13 | -0.00603 | 0.024144 | -0.24792 | 0.59307 | 71.9396 | -51.5152 | 0 | 1416.616 | 5234.707 | Competitive | 0 | 0 | 0 | 0 | 0 | 1 | 0 | Non-Competitive | Non-Competitive | Non-Competitive | Non-Competitive | Non-Competitive | 0 | 0 | 0 | 0 | 0 | 0 | 0 | 0 | 0 | 0 | 0 | 0 | 0 | 0 | 0
SORNLON8 CHAS_T_SKIDMO1_1 TO_FROM | SORNLON8 | CHAS_T_SKIDMO1_1 | 38 | 1 | 1 | SKIDMORE2A | CHAS_TAP2A | TO_FROM | 73521.13 | -0.02414 | 0.00603 | -0.59307 | 0.24792 | 64.7824 | -43.6256 | 0 | 5234.707 | 1416.616 | Competitive | 0 | 1 | 1 | 1 | 1 | 1 | 1 | Non-Competitive | Competitive | Competitive | Competitive | Competitive | 6 | 7 | 8 | 0 | 0 | 0 | 0 | 0 | 0 | 0 | 0 | 0 | 0 | 0 | 0
SORNLON8 EDROY_SMITH1_1 FROM_TO | SORNLON8 | EDROY_SMITH1_1 | 61 | 1 | 1 | EDROY2A | SMITH2A | FROM_TO | 73521.13 | -0.02708 | 0.019417 | -0.15318 | 0.63678 | 80.3487 | -57.5314 | 0 | 10000 | 1708.984 | Competitive | 0 | 0 | 1 | 1 | 1 | 1 | 1 | Non-Competitive | Non-Competitive | Competitive | Competitive | Competitive | 10 | 10 | 12 | 10 | 10 | 12 | 0 | 0 | 0 | 0 | 0 | 0 | 0 | 0 | 0
SORNLON8 EDROY_SMITH1_1 TO_FROM | SORNLON8 | EDROY_SMITH1_1 | 61 | 1 | 1 | EDROY2A | SMITH2A | TO_FROM | 73521.13 | -0.01942 | 0.027076 | -0.63678 | 0.15318 | 97.2818 | -72.0156 | 0 | 1708.984 | 10000 | Competitive | 0 | 0 | 0 | 0 | 0 | 1 | 0 | Non-Competitive | Non-Competitive | Non-Competitive | Non-Competitive | Non-Competitive | 0 | 0 | 0 | 0 | 0 | 0 | 0 | 0 | 0 | 0 | 0 | 0 | 0 | 0 | 0
SORNLON8 LON_HI_SMITH1_1 FROM_TO | SORNLON8 | LON_HI_SMITH1_1 | 61 | 1 | 1 | LON_HILL2A | SMITH2A | FROM_TO | 73521.13 | -0.01932 | 0.027169 | -0.84672 | 0.079295 | 104.1165 | -65.1816 | 0 | 1707.132 | 10000 | Competitive | 0 | 0 | 0 | 0 | 0 | 1 | 0 | Non-Competitive | Non-Competitive | Non-Competitive | Non-Competitive | Non-Competitive | 0 | 0 | 0 | 0 | 0 | 0 | 0 | 0 | 0 | 0 | 0 | 0 | 0 | 0 | 0
SORNLON8 LON_HI_SMITH1_1 TO_FROM | SORNLON8 | LON_HI_SMITH1_1 | 61 | 1 | 1 | LON_HILL2A | SMITH2A | TO_FROM | 73521.13 | -0.02717 | 0.019324 | -0.07929 | 0.84672 | 73.5051 | -61.0664 | 0 | 10000 | 1707.132 | Competitive | 0 | 0 | 1 | 1 | 1 | 1 | 1 | Non-Competitive | Non-Competitive | Competitive | Competitive | Competitive | 10 | 10 | 12 | 10 | 10 | 12 | 0 | 0 | 0 | 0 | 0 | 0 | 0 | 0 | 0
SORNLON8 SINTON_SKIDMO1_1 FROM_TO | SORNLON8 | SINTON_SKIDMO1_1 | 38 | 1 | 1 | SKIDMORE2A | SINTON2A | FROM_TO | 73521.13 | -0.02418 | 0.005996 | -0.21417 | 0.4069 | 62.2968 | -45.1904 | 0 | 5219.33 | 1415.734 | Competitive | 0 | 1 | 1 | 1 | 1 | 1 | 1 | Non-Competitive | Competitive | Competitive | Competitive | Competitive | 6 | 7 | 8 | 0 | 0 | 0 | 0 | 0 | 0 | 0 | 0 | 0 | 0 | 0 | 0
SORNLON8 SINTON_SKIDMO1_1 TO_FROM | SORNLON8 | SINTON_SKIDMO1_1 | 38 | 1 | 1 | SKIDMORE2A | SINTON2A | TO_FROM | 73521.13 | -0.006 | 0.024178 | -0.4069 | 0.21417 | 74.428 | -49.0302 | 0 | 1415.734 | 5219.33 | Competitive | 0 | 0 | 0 | 0 | 0 | 1 | 0 | Non-Competitive | Non-Competitive | Non-Competitive | Non-Competitive | Non-Competitive | 0 | 0 | 0 | 0 | 0 | 0 | 0 | 0 | 0 | 0 | 0 | 0 | 0 | 0 | 0
SOXYIN28 I_DUPP_I_DUPS1_1 FROM_TO | SOXYIN28 | I_DUPP_I_DUPS1_1 | 206 | 1 | 1 | I_DUPSW4A | I_DUPP14A | FROM_TO | 73521.13 | -0.47894 | 0.000757 | -0.51291 | 0.000757 | 55.6821 | 55.6587 | 0 | 704.449 | 10000 | Competitive | 0 | 0 | 0 | 0 | 0 | 1 | 1 | Non-Competitive | Non-Competitive | Non-Competitive | Non-Competitive | Non-Competitive | 3 | 3 | 3 | 3 | 3 | 3 | 3 | 3 | 3 | 3 | 3 | 3 | 3 | 3 | 3
SOXYIN28 I_DUPP_I_DUPS1_1 TO_FROM | SOXYIN28 | I_DUPP_I_DUPS1_1 | 206 | 1 | 1 | I_DUPSW4A | I_DUPP14A | TO_FROM | 73521.13 | -0.00076 | 0.47895 | -0.00076 | 0.51291 | 226.3989 | -55.6587 | 0 | 10000 | 704.449 | Non-Competi | 1 | 1 | 1 | 1 | 1 | 1 | 0 | Non-Competitive | Non-Competitive | Non-Competitive | Non-Competitive | Non-Competitive | 0 | 0 | 0 | 0 | 0 | 0 | 0 | 0 | 0 | 0 | 0 | 0 | 0 | 0 | 0
SOXYIN28 I_DUPP_I_DUPS2_1 FROM_TO | SOXYIN28 | I_DUPP_I_DUPS2_1 | 239 | 1 | 1 | I_DUPSW4A | I_DUPP14B | FROM_TO | 73521.13 | -0.51948 | 0.000821 | -0.55179 | 0.000821 | 60.3667 | 60.3413 | 0 | 704.449 | 10000 | Competitive | 0 | 0 | 0 | 0 | 0 | 1 | 1 | Non-Competitive | Non-Competitive | Non-Competitive | Non-Competitive | Non-Competitive | 3 | 3 | 3 | 3 | 3 | 3 | 3 | 3 | 3 | 3 | 3 | 3 | 3 | 3 | 3
SOXYIN28 I_DUPP_I_DUPS2_1 TO_FROM | SOXYIN28 | I_DUPP_I_DUPS2_1 | 239 | 1 | 1 | I_DUPSW4A | I_DUPP14B | TO_FROM | 73521.13 | -0.00082 | 0.51948 | -0.00082 | 0.55179 | 245.5861 | -60.3413 | 0 | 10000 | 704.449 | Non-Competi | 1 | 1 | 1 | 1 | 1 | 1 | 0 | Non-Competitive | Non-Competitive | Non-Competitive | Non-Competitive | Non-Competitive | 0 | 0 | 0 | 0 | 0 | 0 | 0 | 0 | 0 | 0 | 0 | 0 | 0 | 0 | 0
SP2CAG8 E1_M1_1 FROM_TO | SP2CAG8 | E1_M1_1 | 214 | 0 | 0 | FIVE_PTS | WSTSIDE | FROM_TO | 73521.13 | -0.05352 | 0.099154 | -0.30252 | 0.4478 | 111.2637 | -33.8862 | 0 | 10000 | 10000 | Competitive | 0 | 0 | 0 | 0 | 0 | 1 | 1 | Non-Competitive | Non-Competitive | Non-Competitive | Non-Competitive | Non-Competitive | 12 | 12 | 12 | 12 | 12 | 12 | 12 | 12 | 12 | 12 | 12 | 12 | 12 | 12 | 12
SP2CAG8 E1_M1_1 TO_FROM | SP2CAG8 | E1_M1_1 | 214 | 0 | 0 | FIVE_PTS | WSTSIDE | TO_FROM | 73521.13 | -0.09915 | 0.053521 | -0.4478 | 0.30252 | 128.7382 | -17.1739 | 0 | 10000 | 10000 | Competitive | 0 | 0 | 0 | 0 | 0 | 1 | 1 | Non-Competitive | Non-Competitive | Non-Competitive | Non-Competitive | Non-Competitive | 3 | 3 | 3 | 3 | 3 | 3 | 3 | 3 | 3 | 3 | 3 | 3 | 3 | 3 | 3
SP5CAG8 B3_M1_1 FROM_TO | SP5CAG8 | B3_M1_1 | 213 | 1 | 1 | BROADVEW | FIVE_PTS | FROM_TO | 73521.13 | -0.07445 | 0.003473 | -0.31615 | 0.1428 | 113.8764 | 50.4848 | 0 | 837.913 | 10000 | Competitive | 0 | 0 | 0 | 0 | 0 | 1 | 1 | Non-Competitive | Non-Competitive | Non-Competitive | Non-Competitive | Non-Competitive | 15 | 15 | 15 | 15 | 15 | 15 | 15 | 15 | 15 | 15 | 15 | 15 | 15 | 15 | 15
SP5CAG8 B3_M1_1 TO_FROM | SP5CAG8 | B3_M1_1 | 213 | 1 | 1 | BROADVEW | FIVE_PTS | TO_FROM | 73521.13 | -0.00347 | 0.074453 | -0.1428 | 0.31615 | 110.536 | -87.2942 | 0 | 10000 | 837.913 | Competitive | 1 | 1 | 1 | 1 | 1 | 1 | 0 | Non-Competitive | Non-Competitive | Non-Competitive | Non-Competitive | Non-Competitive | 0 | 0 | 0 | 0 | 0 | 0 | 0 | 0 | 0 | 0 | 0 | 0 | 0 | 0 | 0
SPADPAD9 ASPM_CONA1_1 FROM_TO | SPADPAD9 | ASPM_CONA1_1 | 30 | 3 | 3 | ASPM2A | CONA2A | FROM_TO | 73521.13 | -0.01732 | 0.046651 | -0.66149 | 0.23877 | 17.6168 | -10.6897 | 0 | 8598.586 | 5207.624 | Competitive | 0 | 0 | 0 | 0 | 0 | 1 | 0 | Non-Competitive | Non-Competitive | Non-Competitive | Non-Competitive | Non-Competitive | 0 | 0 | 0 | 0 | 0 | 0 | 0 | 0 | 0 | 0 | 0 | 0 | 0 | 0 | 0
SPADPAD9 ASPM_CONA1_1 TO_FROM | SPADPAD9 | ASPM_CONA1_1 | 30 | 3 | 3 | ASPM2A | CONA2A | TO_FROM | 73521.13 | -0.04665 | 0.017318 | -0.23877 | 0.66149 | 15.9838 | -9.223 | 0 | 5207.624 | 8598.586 | Competitive | 0 | 0 | 0 | 0 | 0 | 1 | 1 | Non-Competitive | Non-Competitive | Non-Competitive | Non-Competitive | Non-Competitive | 1 | 2 | 2 | 1 | 2 | 2 | 1 | 2 | 2 | 1 | 2 | 2 | 1 | 2 | 2
SPAIMUR8 ORLAND_VERN1_1 FROM_TO | SPAIMUR8 | ORLAND_VERN1_1 | 170 | 3 | 3 | VERN4A | ORLANDO7A | FROM_TO | 73521.13 | -0.22271 | 0.034051 | -0.67814 | 0.21967 | 163.5451 | -97.9054 | 0 | 4136.098 | 3157.036 | Competitive | 0 | 0 | 0 | 0 | 0 | 1 | 1 | Non-Competitive | Non-Competitive | Non-Competitive | Non-Competitive | Non-Competitive | 16 | 16 | 20 | 16 | 16 | 20 | 16 | 16 | 20 | 16 | 16 | 20 | 16 | 16 | 20
SPAIMUR8 ORLAND_VERN1_1 TO_FROM | SPAIMUR8 | ORLAND_VERN1_1 | 170 | 3 | 3 | VERN4A | ORLANDO7A | TO_FROM | 73521.13 | -0.03405 | 0.22271 | -0.21967 | 0.67814 | 145.0469 | -144.024 | 0 | 3157.036 | 4136.098 | Competitive | 0 | 0 | 0 | 0 | 0 | 1 | 1 | Non-Competitive | Non-Competitive | Non-Competitive | Non-Competitive | Non-Competitive | 5 | 6 | 6 | 5 | 6 | 6 | 5 | 6 | 6 | 5 | 6 | 6 | 5 | 6 | 6
SPALDIL8 DILLEYSW_69A1 FROM_TO | SPALDIL8 | DILLEYSW_69A1 | 41 | 1 | 1 | DILLEYSW2A | DILLEYSW4A | FROM_TO | 73521.13 | -0.0224 | 0.050396 | -0.10731 | 0.24771 | 12.9423 | -36.289 | 0 | 10000 | 3311.084 | Competitive | 0 | 0 | 0 | 0 | 0 | 1 | 1 | Non-Competitive | Non-Competitive | Non-Competitive | Non-Competitive | Non-Competitive | bar: 8 to 16
SPALDIL8 DILLEYSW_69A1 TO_FROM | SPALDIL8 | DILLEYSW_69A1 | 41 | 1 | 1 | DILLEYSW2A | DILLEYSW4A | TO_FROM | 73521.13 | -0.0504 | 0.022396 | -0.24771 | 0.10731 | 40.4854 | -0.73028 | 0 | 3311.084 | 10000 | Competitive | 0 | 0 | 0 | 0 | 0 | 1 | 1 | Non-Competitive | Non-Competitive | Non-Competitive | Non-Competitive | Non-Competitive | 27 | 27 | 27 | 27 | 27 | 27 | 27 | 27 | 27 | 27 | 27 | 27 | 27 | 27 | 27
SPAUMUN8 PAUL_69-1 FROM_TO | SPAUMUN8 | PAUL_69-1 | 69 | 1 | 1 | PAUL2A | LKPAULS4 | FROM_TO | 73521.13 | -0.01664 | 0.17751 | -0.22153 | 0.65782 | 48.3313 | -75.6851 | 0 | 6867.832 | 4206.121 | Competitive | 0 | 0 | 0 | 0 | 0 | 1 | 0 | Non-Competitive | Non-Competitive | Non-Competitive | Non-Competitive | Non-Competitive | 0 | 0 | 0 | 0 | 0 | 0 | 0 | 0 | 0 | 0 | 0 | 0 | 0 | 0 | 0
SPAUMUN8 PAUL_69-1 TO_FROM | SPAUMUN8 | PAUL_69-1 | 69 | 1 | 1 | PAUL2A | LKPAULS4 | TO_FROM | 73521.13 | -0.17751 | 0.016644 | -0.65782 | 0.22153 | 84.8736 | -34.5783 | 0 | 4206.121 | 6867.832 | Competitive | 0 | 0 | 0 | 0 | 0 | 1 | 1 | Non-Competitive | Non-Competitive | Non-Competitive | Non-Competitive | Non-Competitive | 2 | 2 | 3 | 2 | 2 | 3 | 2 | 2 | 3 | 2 | 2 | 3 | 2 | 2 | 3
SPAUSAR8 SACK_SARC1_1 FROM_TO | SPAUSAR8 | SACK_SARC1_1 | 209 | 2 | 2 | SARC4A | SACK4A | FROM_TO | 73521.13 | -0.22005 | 0.035844 | -0.55801 | 0.13222 | 307.1423 | -40.5627 | 0 | 5004.258 | 6327.984 | Competitive | 0 | 0 | 0 | 0 | 0 | 1 | 1 | Non-Competitive | Non-Competitive | Non-Competitive | Non-Competitive | Non-Competitive | 1 | 10 | 16 | 1 | 10 | 16 | 1 | 10 | 16 | 1 | 10 | 16 | 1 | 10 | 16
SPAUSAR8 SACK_SARC1_1 TO_FROM | SPAUSAR8 | SACK_SARC1_1 | 209 | 2 | 2 | SARC4A | SACK4A | TO_FROM | 73521.13 | -0.03584 | 0.22005 | -0.13222 | 0.55801 | 79.337 | -289.572 | 0 | 6327.984 | 5004.258 | Competitive | 0 | 0 | 0 | 0 | 0 | 1 | 1 | Non-Competitive | Non-Competitive | Non-Competitive | Non-Competitive | Non-Competitive | bar: 8 to 16
SPAWCAL5 BLESSI_LOLITA1_1 FROM_TO | SPAWCAL5 | BLESSI_LOLITA1_1 | 211 | 1 | 1 | BLESSING4A | LOLITA4A | FROM_TO | 73521.13 | -0.31118 | 0.046812 | -0.42456 | 0.12963 | 851.6076 | -248.116 | 0 | 1819.839 | 5008.414 | Competitive | 0 | 0 | 0 | 0 | 0 | 1 | 1 | Non-Competitive | Non-Competitive | Non-Competitive | Non-Competitive | Non-Competitive | 12 | 12 | 35 | 12 | 12 | 35 | 12 | 12 | 35 | 12 | 12 | 35 | 12 | 12 | 35
SPAWCAL5 BLESSI_LOLITA1_1 TO_FROM | SPAWCAL5 | BLESSI_LOLITA1_1 | 211 | 1 | 1 | BLESSING4A | LOLITA4A | TO_FROM | 73521.13 | -0.04681 | 0.31118 | -0.12963 | 0.42456 | 607.5954 | -634.041 | 0 | 5008.414 | 1819.839 | Competitive | 0 | 0 | 1 | 1 | 1 | 1 | 1 | Non-Competitive | Non-Competitive | Competitive | Competitive | Competitive | 14 | 30 | 41 | 14 | 30 | 41 | 0 | 0 | 0 | 0 | 0 | 0 | 0 | 0 | 0
SPAWCAL5 COLETO_KENEDS1_1 FROM_TO | SPAWCAL5 | COLETO_KENEDS1_1 | 207 | 1 | 1 | COLETO4A | KENEDYSW4A | FROM_TO | 73521.13 | -0.03891 | 0.094225 | -0.29498 | 0.096129 | 381.4433 | -164.768 | 0 | 1423.084 | 9294.509 | Competitive | 0 | 0 | 0 | 0 | 0 | 1 | 1 | Non-Competitive | Non-Competitive | Non-Competitive | Non-Competitive | Non-Competitive | 15 | 15 | 15 | 15 | 15 | 15 | 15 | 15 | 15 | 15 | 15 | 15 | 15 | 15 | 15
SPAWCAL5 COLETO_KENEDS1_1 TO_FROM | SPAWCAL5 | COLETO_KENEDS1_1 | 207 | 1 | 1 | COLETO4A | KENEDYSW4A | TO_FROM | 73521.13 | -0.09423 | 0.038914 | -0.09613 | 0.29498 | 321.2958 | -260.847 | 0 | 9294.509 | 1423.084 | Competitive | 0 | 1 | 1 | 1 | 1 | 1 | 1 | Non-Competitive | Competitive | Competitive | Competitive | Competitive | 22 | 28 | 51 | 0 | 0 | 0 | 0 | 0 | 0 | 0 | 0 | 0 | 0 | 0 | 0
SPAWCAL5 PAWNEE_XF1 FROM_TO | SPAWCAL5 | PAWNEE_XF1 | 150 | 1 | 1 | PAWNEESW5 | PAWNEESW8 | FROM_TO | 73521.13 | -0.08373 | 0.029905 | -0.51602 | 0.070365 | 136.5866 | -99.2138 | 0 | 1440.296 | 10000 | Competitive | 0 | 0 | 0 | 0 | 0 | 1 | 1 | Non-Competitive | Non-Competitive | Non-Competitive | Non-Competitive | Non-Competitive | 33 | 33 | 33 | 33 | 33 | 33 | 33 | 33 | 33 | 33 | 33 | 33 | 33 | 33 | 33
SPAWCAL5 PAWNEE_XF1 TO_FROM | SPAWCAL5 | PAWNEE_XF1 | 150 | 1 | 1 | PAWNEESW5 | PAWNEESW8 | TO_FROM | 73521.13 | -0.02991 | 0.083726 | -0.07037 | 0.51602 | 138.5353 | -80.8755 | 0 | 10000 | 1440.296 | Competitive | 0 | 1 | 1 | 1 | 1 | 1 | 1 | Non-Competitive | Competitive | Competitive | Competitive | Competitive | 13 | 25 | 37 | 0 | 0 | 0 | 0 | 0 | 0 | 0 | 0 | 0 | 0 | 0 | 0
SPAWLON5 AIRCO4_NCARBI1_1 FROM_TO | SPAWLON5 | AIRCO4_NCARBI1_1 | 157 | 1 | 1 | AIRCO44A | NCARBIDE4A | FROM_TO | 73521.13 | -0.1614 | 0.1204 | -0.18937 | 0.7927 | 312.1666 | -255.86 | 0 | 1490.489 | 4568.662 | Competitive | 0 | 0 | 0 | 0 | 0 | 1 | 1 | Non-Competitive | Non-Competitive | Non-Competitive | Non-Competitive | Non-Competitive | 19 | 19 | 30 | 19 | 19 | 30 | 19 | 19 | 30 | 19 | 19 | 30 | 19 | 19 | 30
SPAWLON5 AIRCO4_NCARBI1_1 TO_FROM | SPAWLON5 | AIRCO4_NCARBI1_1 | 157 | 1 | 1 | AIRCO44A | NCARBIDE4A | TO_FROM | 73521.13 | -0.1204 | 0.1614 | -0.7927 | 0.18937 | 359.892 | -201.154 | 0 | 4568.662 | 1490.489 | Competitive | 0 | 1 | 1 | 1 | 1 | 1 | 1 | Non-Competitive | Competitive | Competitive | Competitive | Competitive | 19 | 23 | 30 | 0 | 0 | 0 | 0 | 0 | 0 | 0 | 0 | 0 | 0 | 0 | 0
SPAWLON5 AIRCO4_RINCON1_1 FROM_TO | SPAWLON5 | AIRCO4_RINCON1_1 | 157 | 1 | 1 | AIRCO44A | RINCON4A | FROM_TO | 73521.13 | -0.1205 | 0.1613 | -0.14724 | 0.20721 | 352.592 | -208.453 | 0 | 4569.422 | 1489.549 | Competitive | 0 | 1 | 1 | 1 | 1 | 1 | 1 | Non-Competitive | Competitive | Competitive | Competitive | Competitive | 19 | 23 | 30 | 0 | 0 | 0 | 0 | 0 | 0 | 0 | 0 | 0 | 0 | 0 | 0
SPAWLON5 AIRCO4_RINCON1_1 TO_FROM | SPAWLON5 | AIRCO4_RINCON1_1 | 157 | 1 | 1 | AIRCO44A | RINCON4A | TO_FROM | 73521.13 | -0.1613 | 0.1205 | -0.2072 | 0.14724 | 319.4712 | -248.561 | 0 | 1489.549 | 4569.422 | Competitive | 0 | 0 | 0 | 0 | 0 | 1 | 1 | Non-Competitive | Non-Competitive | Non-Competitive | Non-Competitive | Non-Competitive | 19 | 19 | 30 | 19 | 19 | 30 | 19 | 19 | 30 | 19 | 19 | 30 | 19 | 19 | 30
SPAWLON5 BONIVI_RINCON1_1 FROM_TO | SPAWLON5 | BONIVI_RINCON1_1 | 38 | 1 | 1 | RINCON2A | BONIVIEW2A | FROM_TO | 73521.13 | -0.01296 | 0.024357 | -0.76342 | 0.068737 | 70.0725 | -44.3472 | 0 | 1447.369 | 2849.509 | Competitive | 0 | 0 | 0 | 0 | 1 | 1 | 0 | Non-Competitive | Non-Competitive | Non-Competitive | Non-Competitive | Non-Competitive | 0 | 0 | 0 | 0 | 0 | 0 | 0 | 0 | 0 | 0 | 0 | 0 | 0 | 0 | 0
SPAWLON5 BONIVI_RINCON1_1 TO_FROM | SPAWLON5 | BONIVI_RINCON1_1 | 38 | 1 | 1 | RINCON2A | BONIVIEW2A | TO_FROM | 73521.13 | -0.02436 | 0.012962 | -0.06874 | 0.76341 | 53.3758 | -46.8456 | 0 | 2849.509 | 1447.369 | Competitive | 0 | 1 | 1 | 1 | 1 | 1 | 1 | Non-Competitive | Competitive | Competitive | Competitive | Competitive | 6 | 6 | 6 | 0 | 0 | 0 | 0 | 0 | 0 | 0 | 0 | 0 | 0 | 0 | 0
SPAWLON5 BONIVI_WOODSB1_1 FROM_TO | SPAWLON5 | BONIVI_WOODSB1_1 | 38 | 1 | 1 | WOODSBOR2A | BONIVIEW2A | FROM_TO | 73521.13 | -0.02433 | 0.012993 | -0.23655 | 0.68173 | 55.6325 | -44.5896 | 0 | 2849.718 | 1448.474 | Competitive | 0 | 1 | 1 | 1 | 1 | 1 | 1 | Non-Competitive | Competitive | Competitive | Competitive | Competitive | 6 | 6 | 6 | 0 | 0 | 0 | 0 | 0 | 0 | 0 | 0 | 0 | 0 | 0 | 0
SPAWLON5 BONIVI_WOODSB1_1 TO_FROM | SPAWLON5 | BONIVI_WOODSB1_1 | 38 | 1 | 1 | WOODSBOR2A | BONIVIEW2A | TO_FROM | 73521.13 | -0.01299 | 0.024326 | -0.68173 | 0.23655 | 67.7864 | -46.6032 | 0 | 1448.474 | 2849.718 | Competitive | 0 | 0 | 0 | 0 | 1 | 1 | 0 | Non-Competitive | Non-Competitive | Non-Competitive | Non-Competitive | Non-Competitive | 0 | 0 | 0 | 0 | 0 | 0 | 0 | 0 | 0 | 0 | 0 | 0 | 0 | 0 | 0
SPAWLON5 CHAS_T_SKIDMO1_1 FROM_TO | SPAWLON5 | CHAS_T_SKIDMO1_1 | 38 | 1 | 1 | SKIDMORE2A | CHAS_TAP2A | FROM_TO | 73521.13 | -0.00516 | 0.025457 | -0.24237 | 0.59776 | 74.6901 | -64.725 | 0 | 1365.868 | 4459.236 | Competitive | 0 | 0 | 0 | 0 | 0 | 1 | 0 | Non-Competitive | Non-Competitive | Non-Competitive | Non-Competitive | Non-Competitive | 0 | 0 | 0 | 0 | 0 | 0 | 0 | 0 | 0 | 0 | 0 | 0 | 0 | 0 | 0
SPAWLON5 CHAS_T_SKIDMO1_1 TO_FROM | SPAWLON5 | CHAS_T_SKIDMO1_1 | 38 | 1 | 1 | SKIDMORE2A | CHAS_TAP2A | TO_FROM | 73521.13 | -0.02546 | 0.005156 | -0.59776 | 0.24237 | 80.8054 | -44.3866 | 0 | 4459.236 | 1365.868 | Competitive | 0 | 1 | 1 | 1 | 1 | 1 | 1 | Non-Competitive | Competitive | Competitive | Competitive | Competitive | 6 | 7 | 8 | 0 | 0 | 0 | 0 | 0 | 0 | 0 | 0 | 0 | 0 | 0 | 0
SPAWLON5 CSA_ORN_1 FROM_TO | SPAWLON5 | CSA_ORN_1 | 45 | 1 | 1 | ORANGEGRVSB9 | CSABLK2A | FROM_TO | 73521.13 | -0.01878 | 0.010578 | -0.55566 | 0.26149 | 46.4726 | -18.0598 | 0 | 1682.199 | 10000 | Competitive | 0 | 0 | 0 | 0 | 0 | 1 | 0 | Non-Competitive | Non-Competitive | Non-Competitive | Non-Competitive | Non-Competitive | 0 | 0 | 0 | 0 | 0 | 0 | 0 | 0 | 0 | 0 | 0 | 0 | 0 | 0 | 0
SPAWLON5 CSA_ORN_1 TO_FROM | SPAWLON5 | CSA_ORN_1 | 45 | 1 | 1 | ORANGEGRVSB9 | CSABLK2A | TO_FROM | 73521.13 | -0.01058 | 0.018777 | -0.26149 | 0.55566 | 20.8099 | -29.3098 | 0 | 10000 | 1682.199 | Competitive | 0 | 0 | 1 | 1 | 1 | 1 | 0 | Non-Competitive | Non-Competitive | Non-Competitive | Non-Competitive | Non-Competitive | 0 | 0 | 0 | 0 | 0 | 0 | 0 | 0 | 0 | 0 | 0 | 0 | 0 | 0 | 0
SPAWLON5 KENEDS_KENEDY1_1 FROM_TO | SPAWLON5 | KENEDS_KENEDY1_1 | 38 | 1 | 1 | KENEDYSW2A | KENEDY2A | FROM_TO | 73521.13 | -0.01611 | 0.007137 | -0.80613 | 0.15426 | 114.4949 | -23.1308 | 0 | 5520.048 | 1305.484 | Competitive | 0 | 1 | 1 | 1 | 1 | 1 | 0 | Non-Competitive | Non-Competitive | Non-Competitive | Non-Competitive | Non-Competitive | 0 | 0 | 0 | 0 | 0 | 0 | 0 | 0 | 0 | 0 | 0 | 0 | 0 | 0 | 0
SPAWLON5 KENEDS_KENEDY1_1 TO_FROM | SPAWLON5 | KENEDS_KENEDY1_1 | 38 | 1 | 1 | KENEDYSW2A | KENEDY2A | TO_FROM | 73521.13 | -0.00714 | 0.016114 | -0.15426 | 0.80613 | 51.7863 | -92.4984 | 0 | 1305.484 | 5520.048 | Competitive | 0 | 0 | 0 | 0 | 0 | 1 | 0 | Non-Competitive | Non-Competitive | Non-Competitive | Non-Competitive | Non-Competitive | 0 | 0 | 0 | 0 | 0 | 0 | 0 | 0 | 0 | 0 | 0 | 0 | 0 | 0 | 0
SPAWLON5 LAQUIN_LOBO1_1 FROM_TO | SPAWLON5 | LAQUIN_LOBO1_1 | 239 | 1 | 1 | LOBO4A | LAQUNTA4A | FROM_TO | 73521.13 | -0.73058 | 0.10308 | -0.73058 | 0.11854 | 299.0119 | -177.005 | 0 | 3335.992 | 7463.159 | Non-Competi | 0 | 0 | 0 | 0 | 0 | 1 | 1 | Non-Competitive | Non-Competitive | Non-Competitive | Non-Competitive | Non-Competitive | 3 | 12 | 16 | 3 | 12 | 16 | 3 | 12 | 16 | 3 | 12 | 16 | 3 | 12 | 16
SPAWLON5 LAQUIN_LOBO1_1 TO_FROM | SPAWLON5 | LAQUIN_LOBO1_1 | 239 | 1 | 1 | LOBO4A | LAQUNTA4A | TO_FROM | 73521.13 | -0.10308 | 0.73058 | -0.11854 | 0.73058 | 295.2133 | -276.145 | 0 | 7463.159 | 3335.992 | Non-Competi | 0 | 0 | 0 | 0 | 0 | 1 | 1 | Non-Competitive | Non-Competitive | Non-Competitive | Non-Competitive | Non-Competitive | 4 | 4 | 4 | 4 | 4 | 4 | 4 | 4 | 4 | 4 | 4 | 4 | 4 | 4 | 4
SPAWLON5 SINTON_SKIDMO1_1 FROM_TO | SPAWLON5 | SINTON_SKIDMO1_1 | 38 | 1 | 1 | SKIDMORE2A | SINTON2A | FROM_TO | 73521.13 | -0.02549 | 0.005122 | -0.21681 | 0.4022 | 78.3201 | -44.8251 | 0 | 4467.205 | 1365.337 | Competitive | 0 | 1 | 1 | 1 | 1 | 1 | 1 | Non-Competitive | Competitive | Competitive | Competitive | Competitive | 6 | 7 | 8 | 0 | 0 | 0 | 0 | 0 | 0 | 0 | 0 | 0 | 0 | 0 | 0
SPAWLON5 SINTON_SKIDMO1_1 TO_FROM | SPAWLON5 | SINTON_SKIDMO1_1 | 38 | 1 | 1 | SKIDMORE2A | SINTON2A | TO_FROM | 73521.13 | -0.00512 | 0.025491 | -0.4022 | 0.2168 | 77.1768 | -62.24 | 0 | 1365.337 | 4467.205 | Competitive | 0 | 0 | 0 | 0 | 0 | 1 | 0 | Non-Competitive | Non-Competitive | Non-Competitive | Non-Competitive | Non-Competitive | 0 | 0 | 0 | 0 | 0 | 0 | 0 | 0 | 0 | 0 | 0 | 0 | 0 | 0 | 0
SPAWSAN5 LAQUIN_LOBO1_1 FROM_TO | SPAWSAN5 | LAQUIN_LOBO1_1 | 239 | 1 | 1 | LOBO4A | LAQUNTA4A | FROM_TO | 73521.13 | -0.72425 | 0.10908 | -0.72425 | 0.12484 | 256.8915 | -161.325 | 0 | 2956.197 | 8040.321 | Non-Competi | 0 | 0 | 0 | 0 | 0 | 1 | 1 | Non-Competitive | Non-Competitive | Non-Competitive | Non-Competitive | Non-Competitive | 3 | 3 | 12 | 3 | 3 | 12 | 3 | 3 | 12 | 3 | 3 | 12 | 3 | 3 | 12
SPAWSAN5 LAQUIN_LOBO1_1 TO_FROM | SPAWSAN5 | LAQUIN_LOBO1_1 | 239 | 1 | 1 | LOBO4A | LAQUNTA4A | TO_FROM | 73521.13 | -0.10908 | 0.72425 | -0.12484 | 0.72425 | 275.7092 | -233.739 | 0 | 8040.321 | 2956.197 | Non-Competi | 0 | 0 | 0 | 0 | 1 | 1 | 1 | Non-Competitive | Non-Competitive | Non-Competitive | Non-Competitive | Competitive | 4 | 4 | 6 | 4 | 4 | 6 | 4 | 4 | 6 | 4 | 4 | 6 | 0 | 0 | 0
SPAWSAN5 PAWNEE_XF1 FROM_TO | SPAWSAN5 | PAWNEE_XF1 | 150 | 1 | 1 | PAWNEESW5 | PAWNEESW8 | FROM_TO | 73521.13 | -0.08284 | 0.031704 | -0.52094 | 0.0818 | 183.2462 | -118.668 | 0 | 1267.256 | 6266.175 | Competitive | 0 | 0 | 0 | 0 | 0 | 1 | 1 | Non-Competitive | Non-Competitive | Non-Competitive | Non-Competitive | Non-Competitive | 37 | 37 | 42 | 37 | 37 | 42 | 37 | 37 | 42 | 37 | 37 | 42 | 37 | 37 | 42
SPAWSAN5 PAWNEE_XF1 TO_FROM | SPAWSAN5 | PAWNEE_XF1 | 150 | 1 | 1 | PAWNEESW5 | PAWNEESW8 | TO_FROM | 73521.13 | -0.0317 | 0.082838 | -0.0818 | 0.52094 | 179.2999 | -126.019 | 0 | 6266.175 | 1267.256 | Competitive | 0 | 1 | 1 | 1 | 1 | 1 | 1 | Non-Competitive | Competitive | Competitive | Competitive | Competitive | 15 | 25 | 33 | 0 | 0 | 0 | 0 | 0 | 0 | 0 | 0 | 0 | 0 | 0 | 0
SPAWSAN5 SANMIGL_ATBH FROM_TO | SPAWSAN5 | SANMIGL_ATBH | 300 | 1 | 1 | MIGUEL5 | NOTMODMIDPT1 | FROM_TO | 73521.13 | -0.13208 | 0.082188 | -0.29601 | 0.082188 | 387.5776 | -59.4124 | 0 | 5000 | 2142.365 | Competitive | 0 | 0 | 0 | 1 | 1 | 1 | 1 | Non-Competitive | Non-Competitive | Non-Competitive | Competitive | Competitive | 47 | 54 | 80 | 47 | 54 | 80 | 47 | 54 | 80 | 0 | 0 | 0 | 0 | 0 | 0
SPAWSAN5 SANMIGL_ATBH TO_FROM | SPAWSAN5 | SANMIGL_ATBH | 300 | 1 | 1 | MIGUEL5 | NOTMODMIDPT1 | TO_FROM | 73521.13 | -0.08219 | 0.13208 | -0.08219 | 0.29601 | 126.9932 | -358.949 | 0 | 2142.365 | 5000 | Competitive | 0 | 0 | 0 | 0 | 0 | 1 | 1 | Non-Competitive | Non-Competitive | Non-Competitive | Non-Competitive | Non-Competitive | 2 | 2 | 2 | 2 | 2 | 2 | 2 | 2 | 2 | 2 | 2 | 2 | 2 | 2 | 2
SPCAJNE9 SYC_CORY_1 FROM_TO | SPCAJNE9 | SYC_CORY_1 | 36 | 1 | 1 | TNSYCAMORE0 | TNCORYELCO0 | FROM_TO | 73521.13 | -0.00215 | 0.016913 | -0.49519 | 0.47748 | 43.5672 | -8.3059 | 0 | 9189.962 | 908.569 | Competitive | 1 | 1 | 1 | 1 | 1 | 1 | 0 | Non-Competitive | Non-Competitive | Non-Competitive | Non-Competitive | Non-Competitive | 0 | 0 | 0 | 0 | 0 | 0 | 0 | 0 | 0 | 0 | 0 | 0 | 0 | 0 | 0
SPCAJNE9 SYC_CORY_1 TO_FROM | SPCAJNE9 | SYC_CORY_1 | 36 | 1 | 1 | TNSYCAMORE0 | TNCORYELCO0 | TO_FROM | 73521.13 | -0.01691 | 0.002147 | -0.47748 | 0.49519 | 12.0706 | -33.046 | 0 | 908.569 | 9189.962 | Competitive | 0 | 0 | 0 | 0 | 0 | 1 | 0 | Non-Competitive | Non-Competitive | Non-Competitive | Non-Competitive | Non-Competitive | 0 | 0 | 0 | 0 | 0 | 0 | 0 | 0 | 0 | 0 | 0 | 0 | 0 | 0 | 0
SPCAPAN9 SEA_AAT1 FROM_TO | SPCAPAN9 | SEA_AAT1 | 60 | 1 | 1 | SEATON9 | SEATON8 | FROM_TO | 73521.13 | -0.00269 | 0.010942 | -0.04736 | 0.59667 | -14.5105 | -41.0037 | 0 | 8374.125 | 1434.531 | Competitive | 0 | 1 | 1 | 1 | 1 | 1 | 0 | Non-Competitive | Non-Competitive | Non-Competitive | Non-Competitive | Non-Competitive | 0 | 0 | 0 | 0 | 0 | 0 | 0 | 0 | 0 | 0 | 0 | 0 | 0 | 0 | 0 | Totalsum
SPCAPAN9 SEA_AAT1 TO_FROM | SPCAPAN9 | SEA_AAT1 | 60 | 1 | 1 | SEATON9 | SEATON8 | TO_FROM | 73521.13 | -0.01094 | 0.002689 | -0.59667 | 0.047363 | 52.2664 | 17.7682 | 0 | 1434.531 | 8374.125 | Competitive | 0 | 0 | 0 | 0 | 0 | 1 | 0 | Non-Competitive | Non-Competitive | Non-Competitive | Non-Competitive | Non-Competitive | 0 | 0 | 0 | 0 | 0 | 0 | 0 | 0 | 0 | 0 | 0 | 0 | 0 | 0 | 0
SPEASAN8 BIG_PEAR_1 FROM_TO | SPEASAN8 | BIG_PEAR_1 | 45 | 0 | 0 | BIGFOOTSUB9 | PEARSALLSW9 | FROM_TO | 73521.13 | -0.07245 | 0.006137 | -0.07245 | 0.66418 | 24.9297 | -24.1131 | 0 | 1192.565 | 10000 | Competitive | 0 | 0 | 0 | 0 | 0 | 1 | 1 | Non-Competitive | Non-Competitive | Non-Competitive | Non-Competitive | Non-Competitive | 27 | 27 | 27 | 27 | 27 | 27 | 27 | 27 | 27 | 27 | 27 | 27 | 27 | 27 | 27
SPEASAN8 BIG_PEAR_1 TO_FROM | SPEASAN8 | BIG_PEAR_1 | 45 | 0 | 0 | BIGFOOTSUB9 | PEARSALLSW9 | TO_FROM | 73521.13 | -0.00614 | 0.072445 | -0.66418 | 0.072445 | 42.2022 | -21.9598 | 0 | 10000 | 1192.565 | Competitive | 0 | 1 | 1 | 1 | 1 | 1 | 0 | Non-Competitive | Non-Competitive | Non-Competitive | Non-Competitive | Non-Competitive | 0 | 0 | 0 | 0 | 0 | 0 | 0 | 0 | 0 | 0 | 0 | 0 | 0 | 0 | 0
SPEASAN8 PEARSALL_69_4 FROM_TO | SPEASAN8 | PEARSALL_69_4 | 143 | 0 | 0 | PEARSALLSW8 | PEARSALLSW9 | FROM_TO | 73521.13 | -0.7246 | 0.13171 | -0.7246 | 0.13171 | 100.4083 | 4.9505 | 0 | 9893.794 | 10000 | Competitive | 0 | 0 | 0 | 0 | 0 | 1 | 1 | Non-Competitive | Non-Competitive | Non-Competitive | Non-Competitive | Non-Competitive | 3 | 3 | 3 | 3 | 3 | 3 | 3 | 3 | 3 | 3 | 3 | 3 | 3 | 3 | 3
SPEASAN8 PEARSALL_69_4 TO_FROM | SPEASAN8 | PEARSALL_69_4 | 143 | 0 | 0 | PEARSALLSW8 | PEARSALLSW9 | TO_FROM | 73521.13 | -0.13171 | 0.7246 | -0.13171 | 0.7246 | 60.6376 | -66.1075 | 0 | 10000 | 9893.794 | Competitive | 0 | 0 | 0 | 0 | 0 | 1 | 1 | Non-Competitive | Non-Competitive | Non-Competitive | Non-Competitive | Non-Competitive | 26 | 26 | 26 | 26 | 26 | 26 | 26 | 26 | 26 | 26 | 26 | 26 | 26 | 26 | 26
SPELPAP8 AIRCO4_RINCON1_1 FROM_TO | SPELPAP8 | AIRCO4_RINCON1_1 | 157 | 0 | 0 | AIRCO44A | RINCON4A | FROM_TO | 73521.13 | -0.10818 | 0.16472 | -0.13531 | 0.21118 | 301.8571 | -233.671 | 0 | 4555.912 | 1701.416 | Competitive | 0 | 0 | 1 | 1 | 1 | 1 | 1 | Non-Competitive | Non-Competitive | Competitive | Competitive | Competitive | 15 | 23 | 28 | 15 | 23 | 28 | 0 | 0 | 0 | 0 | 0 | 0 | 0 | 0 | 0
SPELPAP8 AIRCO4_RINCON1_1 TO_FROM | SPELPAP8 | AIRCO4_RINCON1_1 | 157 | 0 | 0 | AIRCO44A | RINCON4A | TO_FROM | 73521.13 | -0.16472 | 0.10818 | -0.21118 | 0.13531 | 317.0541 | -195.703 | 0 | 1701.416 | 4555.912 | Competitive | 0 | 0 | 0 | 0 | 0 | 1 | 1 | Non-Competitive | Non-Competitive | Non-Competitive | Non-Competitive | Non-Competitive | 19 | 19 | 30 | 19 | 19 | 30 | 19 | 19 | 30 | 19 | 19 | 30 | 19 | 19 | 30
SPELPAP8 LON_HI_PELICA1_1 FROM_TO | SPELPAP8 | LON_HI_PELICA1_1 | 470 | 0 | 0 | LON_HILL4A | PELICAN4A | FROM_TO | 73521.13 | -0.41121 | 0.10917 | -0.41121 | 0.12431 | 292.7674 | -383.131 | 0 | 2513.415 | 2281.815 | Competitive | 0 | 0 | 0 | 1 | 1 | 1 | 1 | Non-Competitive | Non-Competitive | Non-Competitive | Competitive | Competitive | 8 | 9 | 9 | 8 | 9 | 9 | 8 | 9 | 9 | 0 | 0 | 0 | 0 | 0 | 0
SPELPAP8 LON_HI_PELICA1_1 TO_FROM | SPELPAP8 | LON_HI_PELICA1_1 | 470 | 0 | 0 | LON_HILL4A | PELICAN4A | TO_FROM | 73521.13 | -0.10917 | 0.41121 | -0.12432 | 0.41121 | 534.0793 | -203.116 | 0 | 2281.815 | 2513.415 | Competitive | 0 | 0 | 0 | 0 | 1 | 1 | 1 | Non-Competitive | Non-Competitive | Non-Competitive | Non-Competitive | Competitive | 16 | 16 | 20 | 16 | 16 | 20 | 16 | 16 | 20 | 16 | 16 | 20 | 0 | 0 | 0
SPELWHI8 LON_HI_PELICA1_1 FROM_TO | SPELWHI8 | LON_HI_PELICA1_1 | 470 | 1 | 1 | LON_HILL4A | PELICAN4A | FROM_TO | 73521.13 | -1 | 0 | -1 | 0 | 0 | -176.302 | 0 | 0 | 4120.112 | Competitive | 0 | 0 | 0 | 0 | 0 | 1 | 1 | Non-Competitive | Non-Competitive | Non-Competitive | Non-Competitive | Non-Competitive | 3 | 3 | 3 | 3 | 3 | 3 | 3 | 3 | 3 | 3 | 3 | 3 | 3 | 3 | 3
SPELWHI8 LON_HI_PELICA1_1 TO_FROM | SPELWHI8 | LON_HI_PELICA1_1 | 470 | 1 | 1 | LON_HILL4A | PELICAN4A | TO_FROM | 73521.13 | 0 | 1 | 0 | 1 | 372.4 | 0 | 0 | 4120.112 | 0 | Competitive | 1 | 1 | 1 | 1 | 1 | 1 | 0 | Non-Competitive | Non-Competitive | Non-Competitive | Non-Competitive | Non-Competitive | 0 | 0 | 0 | 0 | 0 | 0 | 0 | 0 | 0 | 0 | 0 | 0 | 0 | 0 | 0
SPLDAND8 6146__A FROM_TO | SPLDAND8 | 6146__A | 83 | 6 | 6 | MIDLNDE_8 | SU-E_MIDLND | FROM_TO | 73521.13 | 0 | 0 | 0 | 0 | 0 | 0 | 0 | 0 | 0 | Competitive | 1 | 1 | 1 | 1 | 1 | 1 | 0 | Non-Competitive | Non-Competitive | Non-Competitive | Non-Competitive | Non-Competitive | 0 | 0 | 0 | 0 | 0 | 0 | 0 | 0 | 0 | 0 | 0 | 0 | 0 | 0 | 0
SPLDAND8 6146__A TO_FROM | SPLDAND8 | 6146__A | 83 | 6 | 6 | MIDLNDE_8 | SU-E_MIDLND | TO_FROM | 73521.13 | 0 | 0 | 0 | 0 | 0 | 0 | 0 | 0 | 0 | Competitive | 1 | 1 | 1 | 1 | 1 | 1 | 0 | Non-Competitive | Non-Competitive | Non-Competitive | Non-Competitive | Non-Competitive | 0 | 0 | 0 | 0 | 0 | 0 | 0 | 0 | 0 | 0 | 0 | 0 | 0 | 0 | 0
SPLDAND8 6611__A FROM_TO | SPLDAND8 | 6611__A | 195 | 6 | 6 | ACKRLYVE_9 | ACKERLY_9 | FROM_TO | 73521.13 | -0.11547 | 0.050943 | -0.71635 | 0.23209 | 33.5545 | -6.1512 | 0 | 3709.747 | 7981.438 | Competitive | 0 | 0 | 0 | 0 | 0 | 1 | 1 | Non-Competitive | Non-Competitive | Non-Competitive | Non-Competitive | Non-Competitive | 2 | 4 | 6 | 2 | 4 | 6 | 2 | 4 | 6 | 2 | 4 | 6 | 2 | 4 | 6
SPLDAND8 6611__A TO_FROM | SPLDAND8 | 6611__A | 195 | 6 | 6 | ACKRLYVE_9 | ACKERLY_9 | TO_FROM | 73521.13 | -0.05094 | 0.11547 | -0.23209 | 0.71635 | 26.521 | -29.7898 | 0 | 7981.438 | 3709.747 | Competitive | 0 | 0 | 0 | 0 | 0 | 1 | 1 | Non-Competitive | Non-Competitive | Non-Competitive | Non-Competitive | Non-Competitive | 3 | 3 | 3 | 3 | 3 | 3 | 3 | 3 | 3 | 3 | 3 | 3 | 3 | 3 | 3
SPORWHI8 RINCON_WHITE_2_1 FROM_TO | SPORWHI8 | RINCON_WHITE_2_1 | 216 | 3 | 3 | RINCON4A | WHITEPT4A | FROM_TO | 73521.13 | -0.0572 | 0.14774 | -0.06669 | 0.4176 | 178.0143 | -190.346 | 0 | 3665.334 | 1514.363 | Competitive | 0 | 0 | 1 | 1 | 1 | 1 | 1 | Non-Competitive | Non-Competitive | Competitive | Competitive | Competitive | 19 | 22 | 27 | 19 | 22 | 27 | 0 | 0 | 0 | 0 | 0 | 0 | 0 | 0 | 0
SPORWHI8 RINCON_WHITE_2_1 TO_FROM | SPORWHI8 | RINCON_WHITE_2_1 | 216 | 3 | 3 | RINCON4A | WHITEPT4A | TO_FROM | 73521.13 | -0.14774 | 0.057199 | -0.4176 | 0.066693 | 236.8995 | -89.5067 | 0 | 1514.363 | 3665.334 | Competitive | 0 | 0 | 0 | 0 | 0 | 1 | 1 | Non-Competitive | Non-Competitive | Non-Competitive | Non-Competitive | Non-Competitive | 18 | 18 | 25 | 18 | 18 | 25 | 18 | 18 | 25 | 18 | 18 | 25 | 18 | 18 | 25
SPSGJF48 DR_GV_06_A FROM_TO | SPSGJF48 | DR_GV_06_A | 478 | 1 | 1 | DROUET__138A | GARDEN__138A | FROM_TO | 73521.13 | -0.06475 | 0.22866 | -0.20565 | 0.70177 | 548.1566 | -265.194 | 0 | 3501.265 | 3179.296 | Competitive | 0 | 0 | 0 | 0 | 0 | 1 | 1 | Non-Competitive | Non-Competitive | Non-Competitive | Non-Competitive | Non-Competitive | 19 | 19 | 21 | 19 | 19 | 21 | 19 | 19 | 21 | 19 | 19 | 21 | 19 | 19 | 21
SPSGJF48 DR_GV_06_A TO_FROM | SPSGJF48 | DR_GV_06_A | 478 | 1 | 1 | DROUET__138A | GARDEN__138A | TO_FROM | 73521.13 | -0.22866 | 0.064752 | -0.70177 | 0.20565 | 328.4744 | -287.64 | 0 | 3179.296 | 3501.265 | Competitive | 0 | 0 | 0 | 0 | 0 | 1 | 1 | Non-Competitive | Non-Competitive | Non-Competitive | Non-Competitive | Non-Competitive | 27 | 35 | 47 | 27 | 35 | 47 | 27 | 35 | 47 | 27 | 35 | 47 | 27 | 35 | 47
SQALLNG5 MGSES_MR1L FROM_TO | SQALLNG5 | MGSES_MR1L | 349 | 2 | 2 | MRGNCRK_8 | 700207_3STAR | FROM_TO | 73521.13 | -0.02055 | 0.27147 | -0.61197 | 0.27147 | 334.9486 | -249.543 | 0 | 3704.83 | 1689.682 | Competitive | 0 | 0 | 1 | 1 | 1 | 1 | 1 | Non-Competitive | Non-Competitive | Competitive | Competitive | Competitive | 0 | 4 | 4 | 0 | 4 | 4 | 0 | 0 | 0 | 0 | 0 | 0 | 0 | 0 | 0
SQALLNG5 MGSES_MR1L TO_FROM | SQALLNG5 | MGSES_MR1L | 349 | 2 | 2 | MRGNCRK_8 | 700207_3STAR | TO_FROM | 73521.13 | -0.27147 | 0.020554 | -0.27147 | 0.61197 | 263.1612 | -79.109 | 0 | 1689.682 | 3704.83 | Competitive | 0 | 0 | 0 | 0 | 0 | 1 | 1 | Non-Competitive | Non-Competitive | Non-Competitive | Non-Competitive | Non-Competitive | 20 | 22 | 37 | 20 | 22 | 37 | 20 | 22 | 37 | 20 | 22 | 37 | 20 | 22 | 37
SQNMCBY8 PRTTLR84_A FROM_TO | SQNMCBY8 | PRTTLR84_A | 216 | 1 | 1 | PORT____138A | TAYLOR__8010 | FROM_TO | 73521.13 | -0.2337 | 0.057936 | -0.6555 | 0.31914 | 347.9822 | -90.6005 | 0 | 2915.879 | 3341.584 | Competitive | 0 | 0 | 0 | 0 | 0 | 1 | 1 | Non-Competitive | Non-Competitive | Non-Competitive | Non-Competitive | Non-Competitive | 18 | 22 | 22 | 18 | 22 | 22 | 18 | 22 | 22 | 18 | 22 | 22 | 18 | 22 | 22
SQNMCBY8 PRTTLR84_A TO_FROM | SQNMCBY8 | PRTTLR84_A | 216 | 1 | 1 | PORT____138A | TAYLOR__8010 | TO_FROM | 73521.13 | -0.05794 | 0.2337 | -0.31914 | 0.6555 | 253.0266 | -304.191 | 0 | 3341.584 | 2915.879 | Competitive | 0 | 0 | 0 | 0 | 1 | 1 | 1 | Non-Competitive | Non-Competitive | Non-Competitive | Non-Competitive | Competitive | 22 | 23 | 29 | 22 | 23 | 29 | 22 | 23 | 29 | 22 | 23 | 29 | 0 | 0 | 0
SRDODES8 940__C FROM_TO | SRDODES8 | 940__C | 215 | 3 | 3 | ENNS_W_8 | WAX_8 | FROM_TO | 73521.13 | -0.01368 | 0.56558 | -0.2272 | 0.56558 | 315.2994 | -93.8522 | 0 | 9932.659 | 2106.951 | Non-Competi | 0 | 0 | 0 | 1 | 1 | 1 | 0 | Non-Competitive | Non-Competitive | Non-Competitive | Non-Competitive | Non-Competitive | 0 | 0 | 0 | 0 | 0 | 0 | 0 | 0 | 0 | 0 | 0 | 0 | 0 | 0 | 0
SRDODES8 940__C TO_FROM | SRDODES8 | 940__C | 215 | 3 | 3 | ENNS_W_8 | WAX_8 | TO_FROM | 73521.13 | -0.56557 | 0.013682 | -0.56557 | 0.2272 | 118.2542 | -78.3139 | 0 | 2106.951 | 9932.659 | Competitive | 0 | 0 | 0 | 0 | 0 | 1 | 1 | Non-Competitive | Non-Competitive | Non-Competitive | Non-Competitive | Non-Competitive | 2 | 2 | 2 | 2 | 2 | 2 | 2 | 2 | 2 | 2 | 2 | 2 | 2 | 2 | 2
SRDWW_D8 AIR_NDE_1 FROM_TO | SRDWW_D8 | AIR_NDE_1 | 218 | 1 | 1 | JMCRSTL138 | N_DENT_8 | FROM_TO | 73521.13 | -0.26065 | 0.019499 | -0.36219 | 0.31216 | 429.3042 | 92.6363 | 0 | 950.072 | 7097.729 | Competitive | 0 | 0 | 0 | 0 | 0 | 1 | 1 | Non-Competitive | Non-Competitive | Non-Competitive | Non-Competitive | Non-Competitive | 3 | 3 | 6 | 3 | 3 | 6 | 3 | 3 | 6 | 3 | 3 | 6 | 3 | 3 | 6
SRDWW_D8 AIR_NDE_1 TO_FROM | SRDWW_D8 | AIR_NDE_1 | 218 | 1 | 1 | JMCRSTL138 | N_DENT_8 | TO_FROM | 73521.13 | -0.0195 | 0.26065 | -0.31216 | 0.36218 | -38.3571 | -401.695 | 0 | 7097.729 | 950.072 | Competitive | 1 | 1 | 1 | 1 | 1 | 1 | 0 | Non-Competitive | Non-Competitive | Non-Competitive | Non-Competitive | Non-Competitive | 0 | 0 | 0 | 0 | 0 | 0 | 0 | 0 | 0 | 0 | 0 | 0 | 0 | 0 | 0
SRDWW_D8 TSL_FTW_1 FROM_TO | SRDWW_D8 | TSL_FTW_1 | 218 | 1 | 1 | TEASLEY138 | FTWORTH | FROM_TO | 73521.13 | -0.01965 | 0.11589 | -0.35135 | 0.46218 | -37.6024 | -364.79 | 0 | 8958.931 | 910.588 | Competitive | 1 | 1 | 1 | 1 | 1 | 1 | 0 | Non-Competitive | Non-Competitive | Non-Competitive | Non-Competitive | Non-Competitive | 0 | 0 | 0 | 0 | 0 | 0 | 0 | 0 | 0 | 0 | 0 | 0 | 0 | 0 | 0
SRDWW_D8 TSL_FTW_1 TO_FROM | SRDWW_D8 | TSL_FTW_1 | 218 | 1 | 1 | TEASLEY138 | FTWORTH | TO_FROM | 73521.13 | -0.11589 | 0.019654 | -0.46218 | 0.35135 | 396.1993 | 74.1767 | 0 | 910.588 | 8958.931 | Competitive | 0 | 0 | 0 | 0 | 0 | 1 | 1 | Non-Competitive | Non-Competitive | Non-Competitive | Non-Competitive | Non-Competitive | 2 | 3 | 3 | 2 | 3 | 3 | 2 | 3 | 3 | 2 | 3 | 3 | 2 | 3 | 3
SRENALN5 ALNSW_MR1H FROM_TO | SRENALN5 | ALNSW_MR1H | 515 | 1 | 1 | ALLENSW1_5 | ALNSW1_1 | FROM_TO | 73521.13 | -0.01922 | 0.04954 | -0.42298 | 0.28737 | 718.5656 | 185.7406 | 0 | 3766.733 | 2142.483 | Competitive | 0 | 0 | 0 | 1 | 1 | 1 | 0 | Non-Competitive | Non-Competitive | Non-Competitive | Non-Competitive | Non-Competitive | 0 | 0 | 0 | 0 | 0 | 0 | 0 | 0 | 0 | 0 | 0 | 0 | 0 | 0 | 0
SRENALN5 ALNSW_MR1H TO_FROM | SRENALN5 | ALNSW_MR1H | 515 | 1 | 1 | ALLENSW1_5 | ALNSW1_1 | TO_FROM | 73521.13 | -0.04954 | 0.019225 | -0.28737 | 0.42298 | -151.878 | -494.923 | 0 | 2142.483 | 3766.733 | Competitive | 0 | 0 | 0 | 0 | 0 | 1 | 1 | Non-Competitive | Non-Competitive | Non-Competitive | Non-Competitive | Non-Competitive | 18 | 22 | 23 | 18 | 22 | 23 | 18 | 22 | 23 | 18 | 22 | 23 | 18 | 22 | 23
SRIONED5 ADERHO_ELSA1_1 FROM_TO | SRIONED5 | ADERHO_ELSA1_1 | 235 | 1 | 1 | ELSA4A | ADERHOLDSUB8 | FROM_TO | 73521.13 | -0.08588 | 0.069652 | -0.3706 | 0.36423 | -30.3696 | -122.264 | 0 | 2380.687 | 8911.656 | Competitive | 0 | 0 | 0 | 0 | 0 | 1 | 1 | Non-Competitive | Non-Competitive | Non-Competitive | Non-Competitive | Non-Competitive | 6 | 9 | 9 | 6 | 9 | 9 | 6 | 9 | 9 | 6 | 9 | 9 | 6 | 9 | 9
SRIONED5 ADERHO_ELSA1_1 TO_FROM | SRIONED5 | ADERHO_ELSA1_1 | 235 | 1 | 1 | ELSA4A | ADERHOLDSUB8 | TO_FROM | 73521.13 | -0.06965 | 0.085876 | -0.36423 | 0.3706 | 226.5475 | 45.5539 | 0 | 8911.656 | 2380.687 | Competitive | 0 | 0 | 0 | 1 | 1 | 1 | 1 | Non-Competitive | Non-Competitive | Non-Competitive | Competitive | Competitive | 8 | 9 | 9 | 8 | 9 | 9 | 8 | 9 | 9 | 0 | 0 | 0 | 0 | 0 | 0
SRNKPKR5 6060__A FROM_TO | SRNKPKR5 | 6060__A | 1621 | 1 | 1 | PARKER_5 | EAGLEMNT1_5 | FROM_TO | 73521.13 | -0.11838 | 0.15213 | -0.5454 | 0.19106 | 2751.236 | 697.0258 | 0 | 973.813 | 1880.31 | Competitive | 0 | 0 | 1 | 1 | 1 | 1 | 1 | Non-Competitive | Non-Competitive | Competitive | Competitive | Competitive | 38 | 45 | 48 | 38 | 45 | 48 | 0 | 0 | 0 | 0 | 0 | 0 | 0 | 0 | 0
SRNKPKR5 6060__A TO_FROM | SRNKPKR5 | 6060__A | 1621 | 1 | 1 | PARKER_5 | EAGLEMNT1_5 | TO_FROM | 73521.13 | -0.15213 | 0.11838 | -0.19106 | 0.5454 | -99.0447 | -2484.37 | 0 | 1880.31 | 973.813 | Competitive | 1 | 1 | 1 | 1 | 1 | 1 | 1 | Competitive | Competitive | Competitive | Competitive | Competitive | 0 | 0 | 0 | 0 | 0 | 0 | 0 | 0 | 0 | 0 | 0 | 0 | 0 | 0 | 0
SROCRIN8 GREGOR_RINCON1_1 FROM_TO | SROCRIN8 | GREGOR_RINCON1_1 | 61 | 1 | 1 | RINCON2A | GREGORY2A | FROM_TO | 73521.13 | -0.01883 | 0.004246 | -0.55902 | 0.17527 | 47.3372 | 4.1909 | 0 | 3109.456 | 3878.569 | Competitive | 0 | 0 | 0 | 0 | 0 | 1 | 0 | Non-Competitive | Non-Competitive | Non-Competitive | Non-Competitive | Non-Competitive | 0 | 0 | 0 | 0 | 0 | 0 | 0 | 0 | 0 | 0 | 0 | 0 | 0 | 0 | 0
SROCRIN8 GREGOR_RINCON1_1 TO_FROM | SROCRIN8 | GREGOR_RINCON1_1 | 61 | 1 | 1 | RINCON2A | GREGORY2A | TO_FROM | 73521.13 | -0.00425 | 0.018831 | -0.17527 | 0.55902 | 7.3091 | -44.1542 | 0 | 3878.569 | 3109.456 | Competitive | 0 | 0 | 0 | 0 | 0 | 1 | 0 | Non-Competitive | Non-Competitive | Non-Competitive | Non-Competitive | Non-Competitive | 0 | 0 | 0 | 0 | 0 | 0 | 0 | 0 | 0 | 0 | 0 | 0 | 0 | 0 | 0
SRODB_D8 AIRLIN_CABANI1_1 FROM_TO | SRODB_D8 | AIRLIN_CABANI1_1 | 320 | 1 | 1 | AIRLINE4A | CABANISS4A | FROM_TO | 73521.13 | -0.1157 | 0.58284 | -0.21327 | 0.67422 | 604.2343 | -199.519 | 0 | 9795.498 | 4619.942 | Non-Competi | 0 | 0 | 0 | 0 | 0 | 1 | 1 | Non-Competitive | Non-Competitive | Non-Competitive | Non-Competitive | Non-Competitive | 6 | 6 | 6 | 6 | 6 | 6 | 6 | 6 | 6 | 6 | 6 | 6 | 6 | 6 | 6
SRODB_D8 AIRLIN_CABANI1_1 TO_FROM | SRODB_D8 | AIRLIN_CABANI1_1 | 320 | 1 | 1 | AIRLINE4A | CABANISS4A | TO_FROM | 73521.13 | -0.58284 | 0.1157 | -0.67422 | 0.21327 | 276.4448 | -15.7738 | 0 | 4619.942 | 9795.498 | Competitive | 0 | 0 | 0 | 0 | 0 | 1 | 1 | Non-Competitive | Non-Competitive | Non-Competitive | Non-Competitive | Non-Competitive | 4 | 4 | 4 | 4 | 4 | 4 | 4 | 4 | 4 | 4 | 4 | 4 | 4 | 4 | 4
SRODHOL8 AIRLIN_CABANI1_1 FROM_TO | SRODHOL8 | AIRLIN_CABANI1_1 | 320 | 1 | 1 | AIRLINE4A | CABANISS4A | FROM_TO | 73521.13 | -0.11625 | 0.58229 | -0.21382 | 0.67366 | 563.6839 | -240.056 | 0 | 9801.018 | 4614.214 | Non-Competi | 0 | 0 | 0 | 0 | 0 | 1 | 1 | Non-Competitive | Non-Competitive | Non-Competitive | Non-Competitive | Non-Competitive | 6 | 6 | 6 | 6 | 6 | 6 | 6 | 6 | 6 | 6 | 6 | 6 | 6 | 6 | 6
SRODHOL8 AIRLIN_CABANI1_1 TO_FROM | SRODHOL8 | AIRLIN_CABANI1_1 | 320 | 1 | 1 | AIRLINE4A | CABANISS4A | TO_FROM | 73521.13 | -0.58229 | 0.11625 | -0.67366 | 0.21382 | 316.9928 | 24.7633 | 0 | 4614.214 | 9801.018 | Competitive | 0 | 0 | 0 | 0 | 0 | 1 | 1 | Non-Competitive | Non-Competitive | Non-Competitive | Non-Competitive | Non-Competitive | 4 | 4 | 4 | 4 | 4 | 4 | 4 | 4 | 4 | 4 | 4 | 4 | 4 | 4 | 4
SRSPPWE8 1610__A FROM_TO | SRSPPWE8 | 1610__A | 210 | 2 | 2 | PL_WEST_8 | RICHCLLN_T8 | FROM_TO | 73521.13 | -0.11214 | 0.011298 | -0.73369 | 0.13431 | 234.8898 | 34.2637 | 0 | 1037.45 | 7992.204 | Competitive | 0 | 0 | 0 | 0 | 0 | 1 | 1 | Non-Competitive | Non-Competitive | Non-Competitive | Non-Competitive | Non-Competitive | 10 | 10 | 10 | 10 | 10 | 10 | 10 | 10 | 10 | 10 | 10 | 10 | 10 | 10 | 10
SRSPPWE8 1610__A TO_FROM | SRSPPWE8 | 1610__A | 210 | 2 | 2 | PL_WEST_8 | RICHCLLN_T8 | TO_FROM | 73521.13 | -0.0113 | 0.11214 | -0.13431 | 0.73369 | 25.7986 | -221.781 | 0 | 7992.204 | 1037.45 | Competitive | 0 | 1 | 1 | 1 | 1 | 1 | 0 | Non-Competitive | Non-Competitive | Non-Competitive | Non-Competitive | Non-Competitive | 0 | 0 | 0 | 0 | 0 | 0 | 0 | 0 | 0 | 0 | 0 | 0 | 0 | 0 | 0
SRULASP9 ASPM_CONA1_1 FROM_TO | SRULASP9 | ASPM_CONA1_1 | 30 | 1 | 1 | ASPM2A | CONA2A | FROM_TO | 73521.13 | -0.01543 | 0.06152 | -0.60734 | 0.30129 | 21.2734 | -5.2313 | 0 | 7972.738 | 5207.624 | Competitive | 0 | 0 | 0 | 0 | 0 | 1 | 0 | Non-Competitive | Non-Competitive | Non-Competitive | Non-Competitive | Non-Competitive | 0 | 0 | 0 | 0 | 0 | 0 | 0 | 0 | 0 | 0 | 0 | 0 | 0 | 0 | 0
SRULASP9 ASPM_CONA1_1 TO_FROM | SRULASP9 | ASPM_CONA1_1 | 30 | 1 | 1 | ASPM2A | CONA2A | TO_FROM | 73521.13 | -0.06152 | 0.015432 | -0.30129 | 0.60734 | 8.5629 | -9.6748 | 0 | 5207.624 | 7972.738 | Competitive | 0 | 0 | 0 | 0 | 0 | 1 | 1 | Non-Competitive | Non-Competitive | Non-Competitive | Non-Competitive | Non-Competitive | 1 | 2 | 3 | 1 | 2 | 3 | 1 | 2 | 3 | 1 | 2 | 3 | 1 | 2 | 3
SSACSUN8 6215__A FROM_TO | SSACSUN8 | 6215__A | 143 | 2 | 2 | BLUFCKTA_8 | CHINAGRV_8 | FROM_TO | 73521.13 | -0.10582 | 0.5426 | -0.11728 | 0.62707 | 191.5705 | -182.042 | 0 | 3437.864 | 8391.095 | Non-Competi | 0 | 0 | 0 | 0 | 0 | 1 | 1 | Non-Competitive | Non-Competitive | Non-Competitive | Non-Competitive | Non-Competitive | 1 | 2 | 2 | 1 | 2 | 2 | 1 | 2 | 2 | 1 | 2 | 2 | 1 | 2 | 2
SSACSUN8 6215__A TO_FROM | SSACSUN8 | 6215__A | 143 | 2 | 2 | BLUFCKTA_8 | CHINAGRV_8 | TO_FROM | 73521.13 | -0.5426 | 0.10582 | -0.62707 | 0.11729 | 188.8298 | -79.1879 | 0 | 8391.095 | 3437.864 | Non-Competi | 0 | 0 | 0 | 0 | 0 | 1 | 1 | Non-Competitive | Non-Competitive | Non-Competitive | Non-Competitive | Non-Competitive | 12 | 16 | 16 | 12 | 16 | 16 | 12 | 16 | 16 | 12 | 16 | 16 | 12 | 16 | 16
SSACSUN8 6474__A FROM_TO | SSACSUN8 | 6474__A | 185 | 2 | 2 | MRGNCRK_8 | SUN_8 | FROM_TO | 73521.13 | -0.45055 | 0.024135 | -0.45055 | 0.024135 | 206.9407 | -0.76002 | 0 | 6647.127 | 3786.193 | Non-Competi | 0 | 0 | 0 | 0 | 0 | 1 | 1 | Non-Competitive | Non-Competitive | Non-Competitive | Non-Competitive | Non-Competitive | 6 | 6 | 8 | 6 | 6 | 8 | 6 | 6 | 8 | 6 | 6 | 8 | 6 | 6 | 8
SSACSUN8 6474__A TO_FROM | SSACSUN8 | 6474__A | 185 | 2 | 2 | MRGNCRK_8 | SUN_8 | TO_FROM | 73521.13 | -0.02414 | 0.45055 | -0.02414 | 0.45055 | 148.4992 | -189.612 | 0 | 3786.193 | 6647.127 | Competitive | 0 | 0 | 0 | 0 | 0 | 1 | 1 | Non-Competitive | Non-Competitive | Non-Competitive | Non-Competitive | Non-Competitive | 6 | 6 | 6 | 6 | 6 | 6 | 6 | 6 | 6 | 6 | 6 | 6 | 6 | 6 | 6
SSACSUN8 ASPM_69T1 FROM_TO | SSACSUN8 | ASPM_69T1 | 69 | 2 | 2 | ASPM2A | ASPM4A | FROM_TO | 73521.13 | -0.10179 | 0.01092 | -0.21498 | 0.54952 | -7.6749 | -33.2096 | 0 | 5207.624 | 6972.964 | Competitive | 0 | 0 | 0 | 0 | 0 | 1 | 1 | Non-Competitive | Non-Competitive | Non-Competitive | Non-Competitive | Non-Competitive | 3 | 6 | 6 | 3 | 6 | 6 | 3 | 6 | 6 | 3 | 6 | 6 | 3 | 6 | 6
SSACSUN8 ASPM_69T1 TO_FROM | SSACSUN8 | ASPM_69T1 | 69 | 2 | 2 | ASPM2A | ASPM4A | TO_FROM | 73521.13 | -0.01092 | 0.10179 | -0.54952 | 0.21499 | 55.6259 | 9.3366 | 0 | 6972.964 | 5207.624 | Competitive | 0 | 0 | 0 | 0 | 0 | 1 | 0 | Non-Competitive | Non-Competitive | Non-Competitive | Non-Competitive | Non-Competitive | 0 | 0 | 0 | 0 | 0 | 0 | 0 | 0 | 0 | 0 | 0 | 0 | 0 | 0 | 0
SSACSUN8 ECRSW_FMR1 FROM_TO | SSACSUN8 | ECRSW_FMR1 | 28 | 2 | 2 | ENSCRKSS_9 | ENSCRKSS_8 | FROM_TO | 73521.13 | -0.00026 | 0 | -0.00026 | 0.99974 | -19.3735 | -19.371 | 0 | 0 | 696.487 | Competitive | 1 | 1 | 1 | 1 | 1 | 1 | 0 | Non-Competitive | Non-Competitive | Non-Competitive | Non-Competitive | Non-Competitive | 0 | 0 | 0 | 0 | 0 | 0 | 0 | 0 | 0 | 0 | 0 | 0 | 0 | 0 | 0
SSACSUN8 ECRSW_FMR1 TO_FROM | SSACSUN8 | ECRSW_FMR1 | 28 | 2 | 2 | ENSCRKSS_9 | ENSCRKSS_8 | TO_FROM | 73521.13 | 0 | 0.000263 | -0.99974 | 0.000263 | 19.3735 | 19.371 | 0 | 696.487 | 0 | Competitive | 1 | 1 | 1 | 1 | 1 | 1 | 0 | Non-Competitive | Non-Competitive | Non-Competitive | Non-Competitive | Non-Competitive | 0 | 0 | 0 | 0 | 0 | 0 | 0 | 0 | 0 | 0 | 0 | 0 | 0 | 0 | 0
SSALSND5 425__A FROM_TO | SSALSND5 | 425__A | 1065 | 0 | 0 | TEMP_SS__5 | BELL_E_5 | FROM_TO | 73521.13 | -0.20799 | 0.069125 | -0.68425 | 0.16566 | 1046.683 | -514.468 | 0 | 864.833 | 2118.443 | Competitive | 0 | 0 | 0 | 1 | 1 | 1 | 1 | Non-Competitive | Non-Competitive | Non-Competitive | Competitive | Competitive | 66 | 101 | 109 | 66 | 101 | 109 | 66 | 101 | 109 | 0 | 0 | 0 | 0 | 0 | 0
SSALSND5 425__A TO_FROM | SSALSND5 | 425__A | 1065 | 0 | 0 | TEMP_SS__5 | BELL_E_5 | TO_FROM | 73521.13 | -0.06912 | 0.20799 | -0.16566 | 0.68424 | 1295.735 | -601.496 | 0 | 2118.443 | 864.833 | Competitive | 1 | 1 | 1 | 1 | 1 | 1 | 1 | Competitive | Competitive | Competitive | Competitive | Competitive | 0 | 0 | 0 | 0 | 0 | 0 | 0 | 0 | 0 | 0 | 0 | 0 | 0 | 0 | 0
SSALSND8 SNDSW_MR2L FROM_TO | SSALSND8 | SNDSW_MR2L | 750 | 4 | 4 | SAND_TXU_8 | SNDSW2_1 | FROM_TO | 73521.13 | -0.01809 | 0.37899 | -0.65261 | 0.40265 | 532.29 | -142.878 | 0 | 9979.675 | 3626.04 | Competitive | 0 | 0 | 0 | 0 | 0 | 1 | 0 | Non-Competitive | Non-Competitive | Non-Competitive | Non-Competitive | Non-Competitive | 0 | 0 | 0 | 0 | 0 | 0 | 0 | 0 | 0 | 0 | 0 | 0 | 0 | 0 | 0
SSALSND8 SNDSW_MR2L TO_FROM | SSALSND8 | SNDSW_MR2L | 750 | 4 | 4 | SAND_TXU_8 | SNDSW2_1 | TO_FROM | 73521.13 | -0.37899 | 0.018088 | -0.40265 | 0.65261 | 169.4928 | 17.0572 | 0 | 3626.04 | 9979.675 | Competitive | 0 | 0 | 0 | 0 | 0 | 1 | 1 | Non-Competitive | Non-Competitive | Non-Competitive | Non-Competitive | Non-Competitive | 2 | 2 | 2 | 2 | 2 | 2 | 2 | 2 | 2 | 2 | 2 | 2 | 2 | 2 | 2
SSALTMP5 450__A FROM_TO | SSALTMP5 | 450__A | 1072 | 1 | 1 | L_AUSTRO5_1Y | SAND_TXU_5 | FROM_TO | 73521.13 | -0.16654 | 0.15876 | -0.2133 | 0.1715 | 1720.524 | -586.722 | 0 | 1244.391 | 2264.904 | Competitive | 0 | 0 | 0 | 1 | 1 | 1 | 1 | Non-Competitive | Non-Competitive | Non-Competitive | Competitive | Competitive | 43 | 105 | 148 | 43 | 105 | 148 | 43 | 105 | 148 | 0 | 0 | 0 | 0 | 0 | 0
SSALTMP5 450__A TO_FROM | SSALTMP5 | 450__A | 1072 | 1 | 1 | L_AUSTRO5_1Y | SAND_TXU_5 | TO_FROM | 73521.13 | -0.15876 | 0.16654 | -0.1715 | 0.2133 | 2595.566 | -832.707 | 0 | 2264.904 | 1244.391 | Competitive | 0 | 1 | 1 | 1 | 1 | 1 | 1 | Non-Competitive | Competitive | Competitive | Competitive | Competitive | 74 | 86 | 154 | 0 | 0 | 0 | 0 | 0 | 0 | 0 | 0 | 0 | 0 | 0 | 0
SSANALI9 FREER_LOBO1_1 FROM_TO | SSANALI9 | FREER_LOBO1_1 | 38 | 1 | 1 | FREER2A | LOBO2A | FROM_TO | 73521.13 | -0.00032 | 0 | -0.00032 | 0.99968 | -23.293 | -23.29 | 0 | 0 | 696.487 | Competitive | 1 | 1 | 1 | 1 | 1 | 1 | 0 | Non-Competitive | Non-Competitive | Non-Competitive | Non-Competitive | Non-Competitive | 0 | 0 | 0 | 0 | 0 | 0 | 0 | 0 | 0 | 0 | 0 | 0 | 0 | 0 | 0
SSANALI9 FREER_LOBO1_1 TO_FROM | SSANALI9 | FREER_LOBO1_1 | 38 | 1 | 1 | FREER2A | LOBO2A | TO_FROM | 73521.13 | 0 | 0.000317 | -0.99968 | 0.000317 | 23.293 | 23.29 | 0 | 696.487 | 0 | Competitive | 1 | 1 | 1 | 1 | 1 | 1 | 0 | Non-Competitive | Non-Competitive | Non-Competitive | Non-Competitive | Non-Competitive | 0 | 0 | 0 | 0 | 0 | 0 | 0 | 0 | 0 | 0 | 0 | 0 | 0 | 0 | 0
SSANELM5 SANMIGL_ATBH FROM_TO | SSANELM5 | SANMIGL_ATBH | 300 | 1 | 1 | MIGUEL5 | NOTMODMIDPT1 | FROM_TO | 73521.13 | -0.13619 | 0.063689 | -0.30425 | 0.063689 | 255.8575 | 13.5763 | 0 | 5000 | 9395.094 | Competitive | 0 | 0 | 0 | 0 | 0 | 1 | 1 | Non-Competitive | Non-Competitive | Non-Competitive | Non-Competitive | Non-Competitive | 35 | 35 | 36 | 35 | 35 | 36 | 35 | 35 | 36 | 35 | 35 | 36 | 35 | 35 | 36
SSANELM5 SANMIGL_ATBH TO_FROM | SSANELM5 | SANMIGL_ATBH | 300 | 1 | 1 | MIGUEL5 | NOTMODMIDPT1 | TO_FROM | 73521.13 | -0.06369 | 0.13619 | -0.06369 | 0.30425 | 46.1746 | -240.773 | 0 | 9395.094 | 5000 | Competitive | 0 | 0 | 0 | 0 | 0 | 1 | 1 | Non-Competitive | Non-Competitive | Non-Competitive | Non-Competitive | Non-Competitive | 2 | 2 | 2 | 2 | 2 | 2 | 2 | 2 | 2 | 2 | 2 | 2 | 2 | 2 | 2
SSANELM5 SANMIGL_ATBL FROM_TO | SSANELM5 | SANMIGL_ATBL | 300 | 1 | 1 | MIGUEL8 | NOTMODMIDPT1 | FROM_TO | 73521.13 | -0.06369 | 0.13619 | -0.75616 | 0.30425 | 46.1746 | -240.773 | 0 | 9395.094 | 5000 | Competitive | 0 | 0 | 0 | 0 | 0 | 1 | 1 | Non-Competitive | Non-Competitive | Non-Competitive | Non-Competitive | Non-Competitive | 2 | 2 | 2 | 2 | 2 | 2 | 2 | 2 | 2 | 2 | 2 | 2 | 2 | 2 | 2
SSANELM5 SANMIGL_ATBL TO_FROM | SSANELM5 | SANMIGL_ATBL | 300 | 1 | 1 | MIGUEL8 | NOTMODMIDPT1 | TO_FROM | 73521.13 | -0.13619 | 0.063689 | -0.30425 | 0.75616 | 255.8575 | 13.5763 | 0 | 5000 | 9395.094 | Competitive | 0 | 0 | 0 | 0 | 0 | 1 | 1 | Non-Competitive | Non-Competitive | Non-Competitive | Non-Competitive | Non-Competitive | 35 | 35 | 36 | 35 | 35 | 36 | 35 | 35 | 36 | 35 | 35 | 36 | 35 | 35 | 36
SSANFER8 CORONA_AT4 FROM_TO | SSANFER8 | CORONA_AT4 | 49 | 1 | 1 | L_CORONA9_1Y | L_CORONA8_1Y | FROM_TO | 73521.13 | -0.09148 | 0.4817 | -0.09148 | 0.48453 | 22.6358 | -33.9767 | 0 | 10000 | 10000 | Competitive | 0 | 0 | 0 | 0 | 0 | 1 | 1 | Non-Competitive | Non-Competitive | Non-Competitive | Non-Competitive | Non-Competitive | 3 | 3 | 3 | 3 | 3 | 3 | 3 | 3 | 3 | 3 | 3 | 3 | 3 | 3 | 3
SSANFER8 CORONA_AT4 TO_FROM | SSANFER8 | CORONA_AT4 | 49 | 1 | 1 | L_CORONA9_1Y | L_CORONA8_1Y | TO_FROM | 73521.13 | -0.4817 | 0.091481 | -0.48453 | 0.091481 | 51.8843 | -13.3739 | 0 | 10000 | 10000 | Non-Competi | 0 | 0 | 0 | 0 | 0 | 1 | 1 | Non-Competitive | Non-Competitive | Non-Competitive | Non-Competitive | Non-Competitive | bar: 1 to 3
SSANPIT8 SANDCR_AT1 FROM_TO | SSANPIT8 | SANDCR_AT1 | 44 | 1 | 1 | L_SANDCR9_1Y | L_SANDCR8_1Y | FROM_TO | 73521.13 | -0.02439 | 0.18078 | -0.08007 | 0.59551 | 15.036 | -31.4496 | 0 | 10000 | 10000 | Competitive | 0 | 0 | 0 | 0 | 0 | 1 | 1 | Non-Competitive | Non-Competitive | Non-Competitive | Non-Competitive | Non-Competitive | bar: 1 to 3
SSANPIT8 SANDCR_AT1 TO_FROM | SSANPIT8 | SANDCR_AT1 | 44 | 1 | 1 | L_SANDCR9_1Y | L_SANDCR8_1Y | TO_FROM | 73521.13 | -0.18078 | 0.024391 | -0.59551 | 0.080065 | 48.3023 | -10.1507 | 0 | 10000 | 10000 | Non-Competi | 0 | 0 | 0 | 0 | 0 | 1 | 1 | Non-Competitive | Non-Competitive | Non-Competitive | Non-Competitive | Non-Competitive | 4 | 4 | 4 | 4 | 4 | 4 | 4 | 4 | 4 | 4 | 4 | 4 | 4 | 4 | 4
SSANSAN8 PALDRO_PEARSAL_1 FROM_TO | SSANSAN8 | PALDRO_PEARSAL_1 | 215 | 1 | 1 | PALODUROSW8 | PEARSALLSW8 | FROM_TO | 73521.13 | -0.24953 | 0.18646 | -0.24953 | 0.5333 | 100.4361 | -207.798 | 0 | 2082.918 | 10000 | Competitive | 0 | 0 | 0 | 0 | 0 | 1 | 1 | Non-Competitive | Non-Competitive | Non-Competitive | Non-Competitive | Non-Competitive | 27 | 27 | 27 | 27 | 27 | 27 | 27 | 27 | 27 | 27 | 27 | 27 | 27 | 27 | 27
SSANSAN8 PALDRO_PEARSAL_1 TO_FROM | SSANSAN8 | PALDRO_PEARSAL_1 | 215 | 1 | 1 | PALODUROSW8 | PEARSALLSW8 | TO_FROM | 73521.13 | -0.18646 | 0.24953 | -0.5333 | 0.24953 | 285.5023 | -74.5686 | 0 | 10000 | 2082.918 | Competitive | 0 | 0 | 0 | 1 | 1 | 1 | 1 | Non-Competitive | Non-Competitive | Non-Competitive | Competitive | Competitive | 9 | 21 | 21 | 9 | 21 | 21 | 9 | 21 | 21 | 0 | 0 | 0 | 0 | 0 | 0
SSARBLU5 NICOLE_OAKC1_1 FROM_TO | SSARBLU5 | NICOLE_OAKC1_1 | 275 | 1 | 1 | OAKC4A | NICOLE4A | FROM_TO | 73521.13 | -0.30366 | 0.055224 | -0.30366 | 0.65499 | -46.9794 | -152.878 | 0 | 5128.058 | 8094.783 | Competitive | 0 | 0 | 0 | 0 | 0 | 1 | 1 | Non-Competitive | Non-Competitive | Non-Competitive | Non-Competitive | Non-Competitive | 5 | 5 | 5 | 5 | 5 | 5 | 5 | 5 | 5 | 5 | 5 | 5 | 5 | 5 | 5
SSARBLU5 NICOLE_OAKC1_1 TO_FROM | SSARBLU5 | NICOLE_OAKC1_1 | 275 | 1 | 1 | OAKC4A | NICOLE4A | TO_FROM | 73521.13 | -0.05522 | 0.30366 | -0.65499 | 0.30366 | 203.2406 | 55.149 | 0 | 8094.783 | 5128.058 | Competitive | 0 | 0 | 0 | 0 | 0 | 1 | 1 | Non-Competitive | Non-Competitive | Non-Competitive | Non-Competitive | Non-Competitive | 4 | 4 | 5 | 4 | 4 | 5 | 4 | 4 | 5 | 4 | 4 | 5 | 4 | 4 | 5
SSARBLU5 NICOLE_ORNT1_1 FROM_TO | SSARBLU5 | NICOLE_ORNT1_1 | 135 | 1 | 1 | NICOLE4A | ORNT4A | FROM_TO | 73521.13 | -0.06507 | 0.17757 | -0.31251 | 0.17757 | 161.0353 | -75.9858 | 0 | 7190.344 | 5670.078 | Competitive | 0 | 0 | 0 | 0 | 0 | 1 | 1 | Non-Competitive | Non-Competitive | Non-Competitive | Non-Competitive | Non-Competitive | 5 | 5 | 5 | 5 | 5 | 5 | 5 | 5 | 5 | 5 | 5 | 5 | 5 | 5 | 5
SSARBLU5 NICOLE_ORNT1_1 TO_FROM | SSARBLU5 | NICOLE_ORNT1_1 | 135 | 1 | 1 | NICOLE4A | ORNT4A | TO_FROM | 73521.13 | -0.17757 | 0.065071 | -0.17757 | 0.31251 | 111.7968 | -125.701 | 0 | 5670.078 | 7190.344 | Competitive | 0 | 0 | 0 | 0 | 0 | 1 | 1 | Non-Competitive | Non-Competitive | Non-Competitive | Non-Competitive | Non-Competitive | 5 | 5 | 5 | 5 | 5 | 5 | 5 | 5 | 5 | 5 | 5 | 5 | 5 | 5 | 5
SSARTWI5 NICOLE_ORNT1_1 FROM_TO | SSARTWI5 | NICOLE_ORNT1_1 | 135 | 1 | 1 | NICOLE4A | ORNT4A | FROM_TO | 73521.13 | -0.05569 | 0.17413 | -0.30718 | 0.17413 | 138.9476 | -39.8377 | 0 | 8213.54 | 10000 | Competitive | 0 | 0 | 0 | 0 | 0 | 1 | 1 | Non-Competitive | Non-Competitive | Non-Competitive | Non-Competitive | Non-Competitive | bar: 1 to 3
SSARTWI5 NICOLE_ORNT1_1 TO_FROM | SSARTWI5 | NICOLE_ORNT1_1 | 135 | 1 | 1 | NICOLE4A | ORNT4A | TO_FROM | 73521.13 | -0.17412 | 0.055688 | -0.17412 | 0.30718 | 74.56 | -104.153 | 0 | 10000 | 8213.54 | Competitive | 0 | 0 | 0 | 0 | 0 | 1 | 1 | Non-Competitive | Non-Competitive | Non-Competitive | Non-Competitive | Non-Competitive | 1 | 5 | 5 | 1 | 5 | 5 | 1 | 5 | 5 | 1 | 5 | 5 | 1 | 5 | 5
SSARTWI5 SARC_T2H FROM_TO | SSARTWI5 | SARC_T2H | 352 | 1 | 1 | SARC7A | SRC2DUM | FROM_TO | 73521.13 | -0.16562 | 0.007367 | -0.27178 | 0.39167 | 217.2453 | -52.5068 | 0 | 1493.961 | 4356.914 | Competitive | 0 | 0 | 0 | 0 | 0 | 1 | 1 | Non-Competitive | Non-Competitive | Non-Competitive | Non-Competitive | Non-Competitive | 11 | 11 | 17 | 11 | 11 | 17 | 11 | 11 | 17 | 11 | 11 | 17 | 11 | 11 | 17
SSARTWI5 SARC_T2H TO_FROM | SSARTWI5 | SARC_T2H | 352 | 1 | 1 | SARC7A | SRC2DUM | TO_FROM | 73521.13 | -0.00737 | 0.16562 | -0.39167 | 0.27178 | 83.6833 | -150.225 | 0 | 4356.914 | 1493.961 | Competitive | 0 | 1 | 1 | 1 | 1 | 1 | 0 | Non-Competitive | Non-Competitive | Non-Competitive | Non-Competitive | Non-Competitive | 0 | 0 | 0 | 0 | 0 | 0 | 0 | 0 | 0 | 0 | 0 | 0 | 0 | 0 | 0
SSARTWI5 SARC_T2L FROM_TO | SSARTWI5 | SARC_T2L | 352 | 1 | 1 | SARC4A | SRC2DUM | FROM_TO | 73521.13 | -0.00737 | 0.16562 | -0.78686 | 0.27178 | 83.6833 | -150.225 | 0 | 4356.914 | 1493.961 | Competitive | 0 | 1 | 1 | 1 | 1 | 1 | 0 | Non-Competitive | Non-Competitive | Non-Competitive | Non-Competitive | Non-Competitive | 0 | 0 | 0 | 0 | 0 | 0 | 0 | 0 | 0 | 0 | 0 | 0 | 0 | 0 | 0
SSARTWI5 SARC_T2L TO_FROM | SSARTWI5 | SARC_T2L | 352 | 1 | 1 | SARC4A | SRC2DUM | TO_FROM | 73521.13 | -0.16562 | 0.007367 | -0.27178 | 0.78686 | 217.2453 | -52.5068 | 0 | 1493.961 | 4356.914 | Competitive | 0 | 0 | 0 | 0 | 0 | 1 | 1 | Non-Competitive | Non-Competitive | Non-Competitive | Non-Competitive | Non-Competitive | 11 | 11 | 17 | 11 | 11 | 17 | 11 | 11 | 17 | 11 | 11 | 17 | 11 | 11 | 17
SSARTWI5 TWINBU_T1H FROM_TO | SSARTWI5 | TWINBU_T1H | 308 | 1 | 1 | L_TWINBU5_1Y | L_TWINBU1_1 | FROM_TO | 73521.13 | -0.21926 | 0.11178 | -0.51588 | 0.14328 | 510.9206 | -78.8064 | 0 | 3590.449 | 4287.669 | Competitive | 0 | 0 | 0 | 0 | 0 | 1 | 1 | Non-Competitive | Non-Competitive | Non-Competitive | Non-Competitive | Non-Competitive | 10 | 12 | 17 | 10 | 12 | 17 | 10 | 12 | 17 | 10 | 12 | 17 | 10 | 12 | 17
SSARTWI5 TWINBU_T1H TO_FROM | SSARTWI5 | TWINBU_T1H | 308 | 1 | 1 | L_TWINBU5_1Y | L_TWINBU1_1 | TO_FROM | 73521.13 | -0.11178 | 0.21926 | -0.14328 | 0.51588 | 141.9381 | -400.317 | 0 | 4287.669 | 3590.449 | Competitive | 0 | 0 | 0 | 0 | 0 | 1 | 1 | Non-Competitive | Non-Competitive | Non-Competitive | Non-Competitive | Non-Competitive | 7 | 23 | 39 | 7 | 23 | 39 | 7 | 23 | 39 | 7 | 23 | 39 | 7 | 23 | 39
SSCJFS8 GP_AT1L FROM_TO | SSCJFS8 | GP_AT1L | 200 | 2 | 2 | GALENA__69B | 49115_STAR | FROM_TO | 73521.13 | -0.10721 | 0.080907 | -0.49133 | 0.5714 | 19.1276 | -34.3893 | 0 | 10000 | 10000 | Competitive | 0 | 0 | 0 | 0 | 0 | 1 | 1 | Non-Competitive | Non-Competitive | Non-Competitive | Non-Competitive | Non-Competitive | 3 | 3 | 3 | 3 | 3 | 3 | 3 | 3 | 3 | 3 | 3 | 3 | 3 | 3 | 3
SSCJFS8 GP_AT1L TO_FROM | SSCJFS8 | GP_AT1L | 200 | 2 | 2 | GALENA__69B | 49115_STAR | TO_FROM | 73521.13 | -0.08091 | 0.10721 | -0.5714 | 0.49133 | 96.0413 | -15.3826 | 0 | 10000 | 10000 | Competitive | 0 | 0 | 0 | 0 | 0 | 1 | 1 | Non-Competitive | Non-Competitive | Non-Competitive | Non-Competitive | Non-Competitive | bar: 1 to 3
SSCUSUN8 6780_B_1 FROM_TO | SSCUSUN8 | 6780_B_1 | 38 | 1 | 1 | ROBY2A | LONGWRTH2A | FROM_TO | 73521.13 | -0.05247 | 0.13242 | -0.36252 | 0.50802 | 29.0271 | -48.0974 | 0 | 4223.485 | 5207.624 | Competitive | 0 | 0 | 0 | 0 | 0 | 1 | 1 | Non-Competitive | Non-Competitive | Non-Competitive | Non-Competitive | Non-Competitive | 2 | 2 | 2 | 2 | 2 | 2 | 2 | 2 | 2 | 2 | 2 | 2 | 2 | 2 | 2
SSCUSUN8 6780_B_1 TO_FROM | SSCUSUN8 | 6780_B_1 | 38 | 1 | 1 | ROBY2A | LONGWRTH2A | TO_FROM | 73521.13 | -0.13242 | 0.052473 | -0.50802 | 0.36252 | 64.6686 | -9.5194 | 0 | 5207.624 | 4223.485 | Competitive | 0 | 0 | 0 | 0 | 0 | 1 | 1 | Non-Competitive | Non-Competitive | Non-Competitive | Non-Competitive | Non-Competitive | 3 | 3 | 3 | 3 | 3 | 3 | 3 | 3 | 3 | 3 | 3 | 3 | 3 | 3 | 3
SSCUSUN8 ASPM_69T1 FROM_TO | SSCUSUN8 | ASPM_69T1 | 69 | 1 | 1 | ASPM2A | ASPM4A | FROM_TO | 73521.13 | -0.20562 | 0.009144 | -0.2645 | 0.51063 | 10.2494 | -36.3532 | 0 | 3314.906 | 4972.855 | Competitive | 0 | 0 | 0 | 0 | 0 | 1 | 1 | Non-Competitive | Non-Competitive | Non-Competitive | Non-Competitive | Non-Competitive | 2 | 2 | 3 | 2 | 2 | 3 | 2 | 2 | 3 | 2 | 2 | 3 | 2 | 2 | 3
SSCUSUN8 ASPM_69T1 TO_FROM | SSCUSUN8 | ASPM_69T1 | 69 | 1 | 1 | ASPM2A | ASPM4A | TO_FROM | 73521.13 | -0.00914 | 0.20562 | -0.51063 | 0.2645 | 66.5803 | -4.8778 | 0 | 4972.855 | 3314.906 | Competitive | 0 | 0 | 0 | 0 | 0 | 1 | 0 | Non-Competitive | Non-Competitive | Non-Competitive | Non-Competitive | Non-Competitive | 0 | 0 | 0 | 0 | 0 | 0 | 0 | 0 | 0 | 0 | 0 | 0 | 0 | 0 | 0
SSCUSUN8 ASPM_CONA1_1 FROM_TO | SSCUSUN8 | ASPM_CONA1_1 | 30 | 1 | 1 | ASPM2A | CONA2A | FROM_TO | 73521.13 | -0.01641 | 0.10471 | -0.64173 | 0.26038 | 33.6628 | -25.8371 | 0 | 4785.912 | 3435.443 | Competitive | 0 | 0 | 0 | 0 | 0 | 1 | 0 | Non-Competitive | Non-Competitive | Non-Competitive | Non-Competitive | Non-Competitive | 0 | 0 | 0 | 0 | 0 | 0 | 0 | 0 | 0 | 0 | 0 | 0 | 0 | 0 | 0
SSCUSUN8 ASPM_CONA1_1 TO_FROM | SSCUSUN8 | ASPM_CONA1_1 | 30 | 1 | 1 | ASPM2A | CONA2A | TO_FROM | 73521.13 | -0.10471 | 0.016408 | -0.26038 | 0.64173 | 35.5074 | -18.2508 | 0 | 3435.443 | 4785.912 | Competitive | 0 | 0 | 0 | 0 | 0 | 1 | 1 | Non-Competitive | Non-Competitive | Non-Competitive | Non-Competitive | Non-Competitive | 2 | 3 | 3 | 2 | 3 | 3 | 2 | 3 | 3 | 2 | 3 | 3 | 2 | 3 | 3
SSCUSUN8 ASPM_SPUR1_1 FROM_TO | SSCUSUN8 | ASPM_SPUR1_1 | 179 | 1 | 1 | SPUR4A | ASPM4A | FROM_TO | 73521.13 | -0.00186 | 0.73125 | -0.10653 | 0.73125 | 138.97 | -57.1077 | 0 | 4913.727 | 769.052 | Competitive | 1 | 1 | 1 | 1 | 1 | 1 | 0 | Non-Competitive | Non-Competitive | Non-Competitive | Non-Competitive | Non-Competitive | 0 | 0 | 0 | 0 | 0 | 0 | 0 | 0 | 0 | 0 | 0 | 0 | 0 | 0 | 0
SSCUSUN8 ASPM_SPUR1_1 TO_FROM | SSCUSUN8 | ASPM_SPUR1_1 | 179 | 1 | 1 | SPUR4A | ASPM4A | TO_FROM | 73521.13 | -0.73125 | 0.001863 | -0.73125 | 0.10653 | 57.777 | -31.3628 | 0 | 769.052 | 4913.727 | Competitive | 0 | 0 | 0 | 0 | 0 | 1 | 1 | Non-Competitive | Non-Competitive | Non-Competitive | Non-Competitive | Non-Competitive | 2 | 2 | 3 | 2 | 2 | 3 | 2 | 2 | 3 | 2 | 2 | 3 | 2 | 2 | 3
SSCUSUN8 CONA_SHHA1_1 FROM_TO | SSCUSUN8 | CONA_SHHA1_1 | 30 | 1 | 1 | SHHA2A | CONA2A | FROM_TO | 73521.13 | -0.10468 | 0.016432 | -0.35824 | 0.45644 | 37.303 | -16.4588 | 0 | 3431.369 | 4786.135 | Competitive | 0 | 0 | 0 | 0 | 0 | 1 | 1 | Non-Competitive | Non-Competitive | Non-Competitive | Non-Competitive | Non-Competitive | 2 | 3 | 3 | 2 | 3 | 3 | 2 | 3 | 3 | 2 | 3 | 3 | 2 | 3 | 3
SSCUSUN8 CONA_SHHA1_1 TO_FROM | SSCUSUN8 | CONA_SHHA1_1 | 30 | 1 | 1 | SHHA2A | CONA2A | TO_FROM | 73521.13 | -0.01643 | 0.10468 | -0.45644 | 0.35824 | 31.8691 | -27.3777 | 0 | 4786.135 | 3431.369 | Competitive | 0 | 0 | 0 | 0 | 0 | 1 | 0 | Non-Competitive | Non-Competitive | Non-Competitive | Non-Competitive | Non-Competitive | 0 | 0 | 0 | 0 | 0 | 0 | 0 | 0 | 0 | 0 | 0 | 0 | 0 | 0 | 0
SSCUSUN8 GIRA_T_SPUR1_1 FROM_TO | SSCUSUN8 | GIRA_T_SPUR1_1 | 33 | 1 | 1 | SPUR2A | GIRA_TAP2A | FROM_TO | 73521.13 | -0.0148 | 0.12968 | -0.65129 | 0.20079 | 37.2692 | -16.3901 | 0 | 4057.419 | 5207.624 | Competitive | 0 | 0 | 0 | 0 | 0 | 1 | 0 | Non-Competitive | Non-Competitive | Non-Competitive | Non-Competitive | Non-Competitive | 0 | 0 | 0 | 0 | 0 | 0 | 0 | 0 | 0 | 0 | 0 | 0 | 0 | 0 | 0
SSCUSUN8 GIRA_T_SPUR1_1 TO_FROM | SSCUSUN8 | GIRA_T_SPUR1_1 | 33 | 1 | 1 | SPUR2A | GIRA_TAP2A | TO_FROM | 73521.13 | -0.12968 | 0.014796 | -0.20079 | 0.65129 | 22.3392 | -18.195 | 0 | 5207.624 | 4057.419 | Competitive | 0 | 0 | 0 | 0 | 0 | 1 | 1 | Non-Competitive | Non-Competitive | Non-Competitive | Non-Competitive | Non-Competitive | 3 | 3 | 3 | 3 | 3 | 3 | 3 | 3 | 3 | 3 | 3 | 3 | 3 | 3 | 3
SSCUSUN8 HAMR_RADM1_1 FROM_TO | SSCUSUN8 | HAMR_RADM1_1 | 38 | 1 | 1 | RADM2A | HAMR2A | FROM_TO | 73521.13 | -0.10155 | 0.005078 | -0.46476 | 0.19712 | 29.5016 | -1.1623 | 0 | 2880.545 | 4235.2 | Competitive | 0 | 0 | 0 | 0 | 0 | 1 | 1 | Non-Competitive | Non-Competitive | Non-Competitive | Non-Competitive | Non-Competitive | 2 | 3 | 4 | 2 | 3 | 4 | 2 | 3 | 4 | 2 | 3 | 4 | 2 | 3 | 4
SSCUSUN8 HAMR_RADM1_1 TO_FROM | SSCUSUN8 | HAMR_RADM1_1 | 38 | 1 | 1 | RADM2A | HAMR2A | TO_FROM | 73521.13 | -0.00508 | 0.10155 | -0.19712 | 0.46476 | 16.128 | -27.8762 | 0 | 4235.2 | 2880.545 | Competitive | 0 | 0 | 0 | 0 | 1 | 1 | 0 | Non-Competitive | Non-Competitive | Non-Competitive | Non-Competitive | Non-Competitive | 0 | 0 | 0 | 0 | 0 | 0 | 0 | 0 | 0 | 0 | 0 | 0 | 0 | 0 | 0
SSCUSUN8 MATA_PADR1_1 FROM_TO | SSCUSUN8 | MATA_PADR1_1 | 214 | 1 | 1 | PADR2A | MATA2A | FROM_TO | 73521.13 | -0.57919 | 0.002043 | -0.57919 | 0.16898 | 22.9673 | -25.9122 | 0 | 4041.239 | 6715.604 | Competitive | 0 | 0 | 0 | 0 | 0 | 1 | 1 | Non-Competitive | Non-Competitive | Non-Competitive | Non-Competitive | Non-Competitive | 2 | 3 | 3 | 2 | 3 | 3 | 2 | 3 | 3 | 2 | 3 | 3 | 2 | 3 | 3
SSCUSUN8 MATA_PADR1_1 TO_FROM | SSCUSUN8 | MATA_PADR1_1 | 214 | 1 | 1 | PADR2A | MATA2A | TO_FROM | 73521.13 | -0.00204 | 0.57919 | -0.16898 | 0.57919 | 58.6729 | -21.9002 | 0 | 6715.604 | 4041.239 | Competitive | 0 | 0 | 0 | 0 | 0 | 1 | 0 | Non-Competitive | Non-Competitive | Non-Competitive | Non-Competitive | Non-Competitive | 0 | 0 | 0 | 0 | 0 | 0 | 0 | 0 | 0 | 0 | 0 | 0 | 0 | 0 | 0
SSCUSUN8 MUND_WEIN1_1 FROM_TO | SSCUSUN8 | MUND_WEIN1_1 | 38 | 1 | 1 | MUND2A | WEIN2A | FROM_TO | 73521.13 | -0.02079 | 0.014321 | -0.58756 | 0.16408 | 12.6646 | -4.7628 | 0 | 10000 | 5317.739 | Competitive | 0 | 0 | 0 | 0 | 0 | 1 | 1 | Non-Competitive | Non-Competitive | Non-Competitive | Non-Competitive | Non-Competitive | 2 | 2 | 2 | 2 | 2 | 2 | 2 | 2 | 2 | 2 | 2 | 2 | 2 | 2 | 2
SSCUSUN8 MUND_WEIN1_1 TO_FROM | SSCUSUN8 | MUND_WEIN1_1 | 38 | 1 | 1 | MUND2A | WEIN2A | TO_FROM | 73521.13 | -0.01432 | 0.020793 | -0.16408 | 0.58756 | 9.1013 | -11.8373 | 0 | 5317.739 | 10000 | Competitive | 0 | 0 | 0 | 0 | 0 | 1 | 0 | Non-Competitive | Non-Competitive | Non-Competitive | Non-Competitive | Non-Competitive | 0 | 0 | 0 | 0 | 0 | 0 | 0 | 0 | 0 | 0 | 0 | 0 | 0 | 0 | 0
SSCUSUN8 ORLAND_VERN1_1 FROM_TO | SSCUSUN8 | ORLAND_VERN1_1 | 170 | 1 | 1 | VERN4A | ORLANDO7A | FROM_TO | 73521.13 | -0.23769 | 0.033499 | -0.67267 | 0.22301 | 139.8741 | -71.9809 | 0 | 4236.4 | 3292.425 | Competitive | 0 | 0 | 0 | 0 | 0 | 1 | 1 | Non-Competitive | Non-Competitive | Non-Competitive | Non-Competitive | Non-Competitive | 3 | 3 | 3 | 3 | 3 | 3 | 3 | 3 | 3 | 3 | 3 | 3 | 3 | 3 | 3
SSCUSUN8 ORLAND_VERN1_1 TO_FROM | SSCUSUN8 | ORLAND_VERN1_1 | 170 | 1 | 1 | VERN4A | ORLANDO7A | TO_FROM | 73521.13 | -0.0335 | 0.23769 | -0.22301 | 0.67267 | 110.1077 | -121.288 | 0 | 3292.425 | 4236.4 | Competitive | 0 | 0 | 0 | 0 | 0 | 1 | 1 | Non-Competitive | Non-Competitive | Non-Competitive | Non-Competitive | Non-Competitive | 5 | 6 | 6 | 5 | 6 | 6 | 5 | 6 | 6 | 5 | 6 | 6 | 5 | 6 | 6
SSCUSUN8 ROTN_WOLFGA1_1 FROM_TO | SSCUSUN8 | ROTN_WOLFGA1_1 | 38 | 1 | 1 | 6162 | ROTN2A | FROM_TO | 73521.13 | -0.01486 | 0.12961 | -0.21522 | 0.65433 | 32.4412 | -21.1368 | 0 | 4057.539 | 5207.624 | Competitive | 0 | 0 | 0 | 0 | 0 | 1 | 0 | Non-Competitive | Non-Competitive | Non-Competitive | Non-Competitive | Non-Competitive | 0 | 0 | 0 | 0 | 0 | 0 | 0 | 0 | 0 | 0 | 0 | 0 | 0 | 0 | 0
SSCUSUN8 ROTN_WOLFGA1_1 TO_FROM | SSCUSUN8 | ROTN_WOLFGA1_1 | 38 | 1 | 1 | 6162 | ROTN2A | TO_FROM | 73521.13 | -0.12961 | 0.014862 | -0.65432 | 0.21522 | 27.1709 | -13.373 | 0 | 5207.624 | 4057.539 | Competitive | 0 | 0 | 0 | 0 | 0 | 1 | 1 | Non-Competitive | Non-Competitive | Non-Competitive | Non-Competitive | Non-Competitive | 3 | 3 | 3 | 3 | 3 | 3 | 3 | 3 | 3 | 3 | 3 | 3 | 3 | 3 | 3
SSCUSUN8 SPUR_69_1 FROM_TO | SSCUSUN8 | SPUR_69_1 | 62 | 1 | 1 | SPUR2A | SPUR4A | FROM_TO | 73521.13 | -0.26797 | 0.30812 | -0.26797 | 0.58637 | 24.3257 | -23.8867 | 0 | 10000 | 5317.739 | Competitive | 0 | 0 | 0 | 0 | 0 | 1 | 1 | Non-Competitive | Non-Competitive | Non-Competitive | Non-Competitive | Non-Competitive | 2 | 2 | 2 | 2 | 2 | 2 | 2 | 2 | 2 | 2 | 2 | 2 | 2 | 2 | 2
SSCUSUN8 SPUR_69_1 TO_FROM | SSCUSUN8 | SPUR_69_1 | 62 | 1 | 1 | SPUR2A | SPUR4A | TO_FROM | 73521.13 | -0.30812 | 0.26797 | -0.58637 | 0.26797 | 63.4231 | -7.0376 | 0 | 5317.739 | 10000 | Competitive | 0 | 0 | 0 | 0 | 0 | 1 | 1 | Non-Competitive | Non-Competitive | Non-Competitive | Non-Competitive | Non-Competitive | bar: 2 to 4
SSD5SND8 1725__A FROM_TO | SSD5SND8 | 1725__A | 717 | 1 | 1 | SAND_TXU_8 | SDSES_1_8 | FROM_TO | 73521.13 | -0.5 | 0 | -0.5 | 0 | 0 | 0 | 0 | 0 | 10000 | Competitive | 0 | 0 | 0 | 0 | 0 | 1 | 1 | Non-Competitive | Non-Competitive | Non-Competitive | Non-Competitive | Non-Competitive | 2 | 2 | 2 | 2 | 2 | 2 | 2 | 2 | 2 | 2 | 2 | 2 | 2 | 2 | 2
SSD5SND8 1725__A TO_FROM | SSD5SND8 | 1725__A | 717 | 1 | 1 | SAND_TXU_8 | SDSES_1_8 | TO_FROM | 73521.13 | 0 | 0.5 | 0 | 0.5 | 619.85 | 0 | 0 | 10000 | 0 | Competitive | 1 | 1 | 1 | 1 | 1 | 1 | 0 | Non-Competitive | Non-Competitive | Non-Competitive | Non-Competitive | Non-Competitive | 0 | 0 | 0 | 0 | 0 | 0 | 0 | 0 | 0 | 0 | 0 | 0 | 0 | 0 | 0
SSHRWLV8 6610__C FROM_TO | SSHRWLV8 | 6610__C | 40 | 2 | 2 | BIGCRMWD_T9 | KNOTT_9 | FROM_TO | 73521.13 | -0.12071 | 0.11335 | -0.50734 | 0.19007 | 26.7726 | -10.1635 | 0 | 5143.725 | 9417.673 | Competitive | 0 | 0 | 0 | 0 | 0 | 1 | 1 | Non-Competitive | Non-Competitive | Non-Competitive | Non-Competitive | Non-Competitive | 2 | 2 | 3 | 2 | 2 | 3 | 2 | 2 | 3 | 2 | 2 | 3 | 2 | 2 | 3
SSHRWLV8 6610__C TO_FROM | SSHRWLV8 | 6610__C | 40 | 2 | 2 | BIGCRMWD_T9 | KNOTT_9 | TO_FROM | 73521.13 | -0.11335 | 0.12071 | -0.19007 | 0.50735 | 31.3971 | -21.2774 | 0 | 9417.673 | 5143.725 | Competitive | 0 | 0 | 0 | 0 | 0 | 1 | 1 | Non-Competitive | Non-Competitive | Non-Competitive | Non-Competitive | Non-Competitive | 2 | 2 | 2 | 2 | 2 | 2 | 2 | 2 | 2 | 2 | 2 | 2 | 2 | 2 | 2
SSHRWLV8 6611__A FROM_TO | SSHRWLV8 | 6611__A | 195 | 2 | 2 | ACKRLYVE_9 | ACKERLY_9 | FROM_TO | 73521.13 | -0.31914 | 0.057212 | -0.72225 | 0.22976 | 78.0176 | -27.254 | 0 | 3175.303 | 8684.582 | Competitive | 0 | 0 | 0 | 0 | 0 | 1 | 1 | Non-Competitive | Non-Competitive | Non-Competitive | Non-Competitive | Non-Competitive | 2 | 2 | 8 | 2 | 2 | 8 | 2 | 2 | 8 | 2 | 2 | 8 | 2 | 2 | 8
SSHRWLV8 6611__A TO_FROM | SSHRWLV8 | 6611__A | 195 | 2 | 2 | ACKRLYVE_9 | ACKERLY_9 | TO_FROM | 73521.13 | -0.05721 | 0.31914 | -0.22977 | 0.72225 | 83.5575 | -68.5566 | 0 | 8684.582 | 3175.303 | Competitive | 0 | 0 | 0 | 0 | 0 | 1 | 1 | Non-Competitive | Non-Competitive | Non-Competitive | Non-Competitive | Non-Competitive | 5 | 5 | 5 | 5 | 5 | 5 | 5 | 5 | 5 | 5 | 5 | 5 | 5 | 5 | 5
SSHRWLV8 6611__C FROM_TO | SSHRWLV8 | 6611__C | 195 | 2 | 2 | ACKRLNTC_9 | SPARNBRG_9 | FROM_TO | 73521.13 | -0.31916 | 0.057196 | -0.57318 | 0.3874 | 76.8501 | -28.42 | 0 | 3175.399 | 8683.89 | Competitive | 0 | 0 | 0 | 0 | 0 | 1 | 1 | Non-Competitive | Non-Competitive | Non-Competitive | Non-Competitive | Non-Competitive | 2 | 2 | 8 | 2 | 2 | 8 | 2 | 2 | 8 | 2 | 2 | 8 | 2 | 2 | 8
SSHRWLV8 6611__C TO_FROM | SSHRWLV8 | 6611__C | 195 | 2 | 2 | ACKRLNTC_9 | SPARNBRG_9 | TO_FROM | 73521.13 | -0.0572 | 0.31916 | -0.38741 | 0.57318 | 84.7292 | -67.3906 | 0 | 8683.89 | 3175.399 | Competitive | 0 | 0 | 0 | 0 | 0 | 1 | 1 | Non-Competitive | Non-Competitive | Non-Competitive | Non-Competitive | Non-Competitive | 5 | 5 | 5 | 5 | 5 | 5 | 5 | 5 | 5 | 5 | 5 | 5 | 5 | 5 | 5
SSHRWLV8 6611__D FROM_TO | SSHRWLV8 | 6611__D | 195 | 2 | 2 | LAMESA_9 | SPARNBRG_9 | FROM_TO | 73521.13 | -0.05719 | 0.31916 | -0.42682 | 0.40182 | 84.8498 | -67.2706 | 0 | 8683.819 | 3175.409 | Competitive | 0 | 0 | 0 | 0 | 0 | 1 | 1 | Non-Competitive | Non-Competitive | Non-Competitive | Non-Competitive | Non-Competitive | 5 | 5 | 5 | 5 | 5 | 5 | 5 | 5 | 5 | 5 | 5 | 5 | 5 | 5 | 5
SSHRWLV8 6611__D TO_FROM | SSHRWLV8 | 6611__D | 195 | 2 | 2 | LAMESA_9 | SPARNBRG_9 | TO_FROM | 73521.13 | -0.31916 | 0.057195 | -0.40182 | 0.42682 | 76.73 | -28.54 | 0 | 3175.409 | 8683.819 | Competitive | 0 | 0 | 0 | 0 | 0 | 1 | 1 | Non-Competitive | Non-Competitive | Non-Competitive | Non-Competitive | Non-Competitive | 2 | 2 | 8 | 2 | 2 | 8 | 2 | 2 | 8 | 2 | 2 | 8 | 2 | 2 | 8
SSIGSAN8 CSA_ORN_1 FROM_TO | SSIGSAN8 | CSA_ORN_1 | 45 | 2 | 2 | ORANGEGRVSB9 | CSABLK2A | FROM_TO | 73521.13 | -0.01855 | 0.00984 | -0.55256 | 0.26475 | 41.7129 | -12.9504 | 0 | 1727.31 | 10000 | Competitive | 0 | 0 | 0 | 0 | 0 | 1 | 0 | Non-Competitive | Non-Competitive | Non-Competitive | Non-Competitive | Non-Competitive | 0 | 0 | 0 | 0 | 0 | 0 | 0 | 0 | 0 | 0 | 0 | 0 | 0 | 0 | 0
SSIGSAN8 CSA_ORN_1 TO_FROM | SSIGSAN8 | CSA_ORN_1 | 45 | 2 | 2 | ORANGEGRVSB9 | CSABLK2A | TO_FROM | 73521.13 | -0.00984 | 0.01855 | -0.26475 | 0.55256 | 15.7013 | -27.7295 | 0 | 10000 | 1727.31 | Competitive | 0 | 0 | 1 | 1 | 1 | 1 | 0 | Non-Competitive | Non-Competitive | Non-Competitive | Non-Competitive | Non-Competitive | 0 | 0 | 0 | 0 | 0 | 0 | 0 | 0 | 0 | 0 | 0 | 0 | 0 | 0 | 0
SSIGSAN8 LON_HI_SMITH1_1 FROM_TO | SSIGSAN8 | LON_HI_SMITH1_1 | 61 | 2 | 2 | LON_HILL2A | SMITH2A | FROM_TO | 73521.13 | -0.01891 | 0.015863 | -0.85099 | 0.072089 | 67.0982 | -23.5351 | 0 | 1778.081 | 10000 | Competitive | 0 | 0 | 0 | 0 | 0 | 1 | 0 | Non-Competitive | Non-Competitive | Non-Competitive | Non-Competitive | Non-Competitive | 0 | 0 | 0 | 0 | 0 | 0 | 0 | 0 | 0 | 0 | 0 | 0 | 0 | 0 | 0
SSIGSAN8 LON_HI_SMITH1_1 TO_FROM | SSIGSAN8 | LON_HI_SMITH1_1 | 61 | 2 | 2 | LON_HILL2A | SMITH2A | TO_FROM | 73521.13 | -0.01586 | 0.01891 | -0.07209 | 0.85099 | 28.0048 | -43.0828 | 0 | 10000 | 1778.081 | Competitive | 0 | 0 | 1 | 1 | 1 | 1 | 0 | Non-Competitive | Non-Competitive | Non-Competitive | Non-Competitive | Non-Competitive | 0 | 0 | 0 | 0 | 0 | 0 | 0 | 0 | 0 | 0 | 0 | 0 | 0 | 0 | 0
SSIGSAN8 NCA_SMTP_1 FROM_TO | SSIGSAN8 | NCA_SMTP_1 | 45 | 2 | 2 | SNMIGUELTAP9 | NCALLIHAMSB9 | FROM_TO | 73521.13 | -0.01552 | 0.016555 | -0.51804 | 0.1668 | 106.9086 | -6.1729 | 0 | 7731.4 | 1550.228 | Competitive | 0 | 0 | 1 | 1 | 1 | 1 | 0 | Non-Competitive | Non-Competitive | Non-Competitive | Non-Competitive | Non-Competitive | 0 | 0 | 0 | 0 | 0 | 0 | 0 | 0 | 0 | 0 | 0 | 0 | 0 | 0 | 0
SSIGSAN8 NCA_SMTP_1 TO_FROM | SSIGSAN8 | NCA_SMTP_1 | 45 | 2 | 2 | SNMIGUELTAP9 | NCALLIHAMSB9 | TO_FROM | 73521.13 | -0.01655 | 0.015519 | -0.1668 | 0.51804 | 29.5697 | -98.6661 | 0 | 1550.228 | 7731.4 | Competitive | 0 | 0 | 0 | 0 | 0 | 1 | 0 | Non-Competitive | Non-Competitive | Non-Competitive | Non-Competitive | Non-Competitive | 0 | 0 | 0 | 0 | 0 | 0 | 0 | 0 | 0 | 0 | 0 | 0 | 0 | 0 | 0
SSIGSAN8 ORA_ORNG_1 FROM_TO | SSIGSAN8 | ORA_ORNG_1 | 120 | 2 | 2 | ORANGEGRVSW9 | ORANGEGRVSB9 | FROM_TO | 73521.13 | -0.01838 | 0.010015 | -0.73507 | 0.26016 | 54.6082 | -0.06039 | 0 | 1718.56 | 10000 | Competitive | 0 | 0 | 0 | 0 | 0 | 1 | 0 | Non-Competitive | Non-Competitive | Non-Competitive | Non-Competitive | Non-Competitive | 0 | 0 | 0 | 0 | 0 | 0 | 0 | 0 | 0 | 0 | 0 | 0 | 0 | 0 | 0
SSIGSAN8 ORA_ORNG_1 TO_FROM | SSIGSAN8 | ORA_ORNG_1 | 120 | 2 | 2 | ORANGEGRVSW9 | ORANGEGRVSB9 | TO_FROM | 73521.13 | -0.01001 | 0.018375 | -0.26016 | 0.73507 | 2.7742 | -40.2325 | 0 | 10000 | 1718.56 | Competitive | 0 | 0 | 1 | 1 | 1 | 1 | 0 | Non-Competitive | Non-Competitive | Non-Competitive | Non-Competitive | Non-Competitive | 0 | 0 | 0 | 0 | 0 | 0 | 0 | 0 | 0 | 0 | 0 | 0 | 0 | 0 | 0
SSIGSAN8 SINTON_SKIDMO1_1 FROM_TO | SSIGSAN8 | SINTON_SKIDMO1_1 | 38 | 2 | 2 | SKIDMORE2A | SINTON2A | FROM_TO | 73521.13 | -0.0208 | 0.004458 | -0.21146 | 0.40845 | 42.1295 | -40.0443 | 0 | 5372.104 | 1653.817 | Competitive | 0 | 0 | 1 | 1 | 1 | 1 | 1 | Non-Competitive | Non-Competitive | Competitive | Competitive | Competitive | 6 | 6 | 6 | 6 | 6 | 6 | 0 | 0 | 0 | 0 | 0 | 0 | 0 | 0 | 0
SSIGSAN8 SINTON_SKIDMO1_1 TO_FROM | SSIGSAN8 | SINTON_SKIDMO1_1 | 38 | 2 | 2 | SKIDMORE2A | SINTON2A | TO_FROM | 73521.13 | -0.00446 | 0.020805 | -0.40845 | 0.21146 | 61.4566 | -31.8203 | 0 | 1653.817 | 5372.104 | Competitive | 0 | 0 | 0 | 0 | 0 | 1 | 0 | Non-Competitive | Non-Competitive | Non-Competitive | Non-Competitive | Non-Competitive | 0 | 0 | 0 | 0 | 0 | 0 | 0 | 0 | 0 | 0 | 0 | 0 | 0 | 0 | 0
SSILPRI8 SILASRAY_T1 FROM_TO | SSILPRI8 | SILASRAY_T1 | 67.2 | 1 | 1 | PWRPLT69 | PWRPLANT | FROM_TO | 73521.13 | -0.00014 | 0.49986 | -0.00014 | 0.49986 | 24.3278 | -10.46 | 0 | 10000 | 697.432 | Competitive | 1 | 1 | 1 | 1 | 1 | 1 | 0 | Non-Competitive | Non-Competitive | Non-Competitive | Non-Competitive | Non-Competitive | 0 | 0 | 0 | 0 | 0 | 0 | 0 | 0 | 0 | 0 | 0 | 0 | 0 | 0 | 0
SSILPRI8 SILASRAY_T1 TO_FROM | SSILPRI8 | SILASRAY_T1 | 67.2 | 1 | 1 | PWRPLT69 | PWRPLANT | TO_FROM | 73521.13 | -0.49986 | 0.000142 | -0.49986 | 0.000142 | 10.4614 | 10.46 | 0 | 697.432 | 10000 | Competitive | 0 | 0 | 0 | 0 | 0 | 1 | 1 | Non-Competitive | Non-Competitive | Non-Competitive | Non-Competitive | Non-Competitive | 2 | 2 | 2 | 2 | 2 | 2 | 2 | 2 | 2 | 2 | 2 | 2 | 2 | 2 | 2
SSKYCA25 N5_P4_2_1 FROM_TO | SSKYCA25 | N5_P4_2_1 | 1195 | 1 | 1 | SKYLINE_5 | SPRUCE | FROM_TO | 73521.13 | -0.44057 | 0.055975 | -0.44057 | 0.13484 | 1037.438 | -682.599 | 0 | 2328.431 | 5443.425 | Competitive | 0 | 0 | 0 | 0 | 0 | 1 | 1 | Non-Competitive | Non-Competitive | Non-Competitive | Non-Competitive | Non-Competitive | 12 | 21 | 29 | 12 | 21 | 29 | 12 | 21 | 29 | 12 | 21 | 29 | 12 | 21 | 29
SSKYCA25 N5_P4_2_1 TO_FROM | SSKYCA25 | N5_P4_2_1 | 1195 | 1 | 1 | SKYLINE_5 | SPRUCE | TO_FROM | 73521.13 | -0.05597 | 0.44057 | -0.13484 | 0.44057 | 1366.385 | -764.323 | 0 | 5443.425 | 2328.431 | Competitive | 0 | 0 | 0 | 1 | 1 | 1 | 1 | Non-Competitive | Non-Competitive | Non-Competitive | Competitive | Competitive | 28 | 35 | 38 | 28 | 35 | 38 | 28 | 35 | 38 | 0 | 0 | 0 | 0 | 0 | 0
SSKYCAL5 N5_P4_1 FROM_TO | SSKYCAL5 | N5_P4_1 | 1195 | 1 | 1 | SKYLINE_5 | SPRUCE | FROM_TO | 73521.13 | -0.44057 | 0.055975 | -0.44057 | 0.13484 | 1037.438 | -682.599 | 0 | 2328.431 | 5443.425 | Competitive | 0 | 0 | 0 | 0 | 0 | 1 | 1 | Non-Competitive | Non-Competitive | Non-Competitive | Non-Competitive | Non-Competitive | 12 | 21 | 29 | 12 | 21 | 29 | 12 | 21 | 29 | 12 | 21 | 29 | 12 | 21 | 29
SSKYCAL5 N5_P4_1 TO_FROM | SSKYCAL5 | N5_P4_1 | 1195 | 1 | 1 | SKYLINE_5 | SPRUCE | TO_FROM | 73521.13 | -0.05597 | 0.44057 | -0.13484 | 0.44057 | 1366.385 | -764.323 | 0 | 5443.425 | 2328.431 | Competitive | 0 | 0 | 0 | 1 | 1 | 1 | 1 | Non-Competitive | Non-Competitive | Non-Competitive | Competitive | Competitive | 28 | 35 | 38 | 28 | 35 | 38 | 28 | 35 | 38 | 0 | 0 | 0 | 0 | 0 | 0
SSNYCGR8 6215__A FROM_TO | SSNYCGR8 | 6215__A | 143 | 1 | 1 | BLUFCKTA_8 | CHINAGRV_8 | FROM_TO | 73521.13 | -0.02093 | 0.53227 | -0.11102 | 0.61492 | 168.598 | -169.773 | 0 | 3749.217 | 5502.144 | Competitive | 0 | 0 | 0 | 0 | 0 | 1 | 1 | Non-Competitive | Non-Competitive | Non-Competitive | Non-Competitive | Non-Competitive | bar: 2 to 4
SSNYCGR8 6215__A TO_FROM | SSNYCGR8 | 6215__A | 143 | 1 | 1 | BLUFCKTA_8 | CHINAGRV_8 | TO_FROM | 73521.13 | -0.53227 | 0.020928 | -0.61492 | 0.11102 | 183.3204 | -70.6294 | 0 | 5502.144 | 3749.217 | Non-Competi | 0 | 0 | 0 | 0 | 0 | 1 | 1 | Non-Competitive | Non-Competitive | Non-Competitive | Non-Competitive | Non-Competitive | 12 | 16 | 16 | 12 | 16 | 16 | 12 | 16 | 16 | 12 | 16 | 16 | 12 | 16 | 16
SSNYCGR8 6437__C FROM_TO | SSNYCGR8 | 6437__C | 393 | 1 | 1 | GOLDENSW_8 | BRAND_8 | FROM_TO | 73521.13 | -0.22385 | 0.37235 | -0.61106 | 0.37235 | 217.1794 | -85.3229 | 0 | 4263.788 | 8989.669 | Competitive | 0 | 0 | 0 | 0 | 0 | 1 | 1 | Non-Competitive | Non-Competitive | Non-Competitive | Non-Competitive | Non-Competitive | 2 | 2 | 8 | 2 | 2 | 8 | 2 | 2 | 8 | 2 | 2 | 8 | 2 | 2 | 8
SSNYCGR8 6437__C TO_FROM | SSNYCGR8 | 6437__C | 393 | 1 | 1 | GOLDENSW_8 | BRAND_8 | TO_FROM | 73521.13 | -0.37235 | 0.22385 | -0.37235 | 0.61106 | 125.2244 | -94.2681 | 0 | 8989.669 | 4263.788 | Competitive | 0 | 0 | 0 | 0 | 0 | 1 | 1 | Non-Competitive | Non-Competitive | Non-Competitive | Non-Competitive | Non-Competitive | 6 | 6 | 7 | 6 | 6 | 7 | 6 | 6 | 7 | 6 | 6 | 7 | 6 | 6 | 7
SSNYCGR8 ECRSW_FMR1 FROM_TO | SSNYCGR8 | ECRSW_FMR1 | 28 | 1 | 1 | ENSCRKSS_9 | ENSCRKSS_8 | FROM_TO | 73521.13 | -0.00026 | 0 | -0.00026 | 0.99974 | -19.3735 | -19.371 | 0 | 0 | 696.487 | Competitive | 1 | 1 | 1 | 1 | 1 | 1 | 0 | Non-Competitive | Non-Competitive | Non-Competitive | Non-Competitive | Non-Competitive | 0 | 0 | 0 | 0 | 0 | 0 | 0 | 0 | 0 | 0 | 0 | 0 | 0 | 0 | 0
SSNYCGR8 ECRSW_FMR1 TO_FROM | SSNYCGR8 | ECRSW_FMR1 | 28 | 1 | 1 | ENSCRKSS_9 | ENSCRKSS_8 | TO_FROM | 73521.13 | 0 | 0.000263 | -0.99974 | 0.000263 | 19.3735 | 19.371 | 0 | 696.487 | 0 | Competitive | 1 | 1 | 1 | 1 | 1 | 1 | 0 | Non-Competitive | Non-Competitive | Non-Competitive | Non-Competitive | Non-Competitive | 0 | 0 | 0 | 0 | 0 | 0 | 0 | 0 | 0 | 0 | 0 | 0 | 0 | 0 | 0
SSNYCGR8 SNYDR_FMR1 FROM_TO | SSNYCGR8 | SNYDR_FMR1 | 60 | 1 | 1 | SNYDER_9 | SNYDER_8 | FROM_TO | 73521.13 | -0.12343 | 0.55691 | -0.22546 | 0.55691 | 70.662 | -12.3759 | 0 | 10000 | 3913.804 | Non-Competi | 0 | 0 | 0 | 0 | 0 | 1 | 1 | Non-Competitive | Non-Competitive | Non-Competitive | Non-Competitive | Non-Competitive | 6 | 6 | 6 | 6 | 6 | 6 | 6 | 6 | 6 | 6 | 6 | 6 | 6 | 6 | 6
SSNYCGR8 SNYDR_FMR1 TO_FROM | SSNYCGR8 | SNYDR_FMR1 | 60 | 1 | 1 | SNYDER_9 | SNYDER_8 | TO_FROM | 73521.13 | -0.55691 | 0.12343 | -0.55691 | 0.22546 | 51.7589 | -36.0657 | 0 | 3913.804 | 10000 | Competitive | 0 | 0 | 0 | 0 | 0 | 1 | 1 | Non-Competitive | Non-Competitive | Non-Competitive | Non-Competitive | Non-Competitive | bar: 2 to 4
SSOUPHR8 G138_09_1 FROM_TO | SSOUPHR8 | G138_09_1 | 210 | 1 | 1 | TNDICKNSON1 | TNLEAGCITY1 | FROM_TO | 73521.13 | -0.00536 | 0.067505 | -0.64212 | 0.25674 | 261.2088 | -7.7227 | 0 | 5065.84 | 3065.646 | Competitive | 0 | 0 | 0 | 0 | 0 | 1 | 0 | Non-Competitive | Non-Competitive | Non-Competitive | Non-Competitive | Non-Competitive | 0 | 0 | 0 | 0 | 0 | 0 | 0 | 0 | 0 | 0 | 0 | 0 | 0 | 0 | 0
SSOUPHR8 G138_09_1 TO_FROM | SSOUPHR8 | G138_09_1 | 210 | 1 | 1 | TNDICKNSON1 | TNLEAGCITY1 | TO_FROM | 73521.13 | -0.06751 | 0.005356 | -0.25674 | 0.64212 | 18.6357 | -182.513 | 0 | 3065.646 | 5065.84 | Competitive | 0 | 0 | 0 | 0 | 0 | 1 | 1 | Non-Competitive | Non-Competitive | Non-Competitive | Non-Competitive | Non-Competitive | 12 | 14 | 14 | 12 | 14 | 14 | 12 | 14 | 14 | 12 | 14 | 14 | 12 | 14 | 14
SSPUASP8 6437__C FROM_TO | SSPUASP8 | 6437__C | 393 | 1 | 1 | GOLDENSW_8 | BRAND_8 | FROM_TO | 73521.13 | -0.22671 | 0.29959 | -0.68078 | 0.29959 | 199.6734 | -30.6182 | 0 | 4781.742 | 9686.385 | Competitive | 0 | 0 | 0 | 0 | 0 | 1 | 1 | Non-Competitive | Non-Competitive | Non-Competitive | Non-Competitive | Non-Competitive | 2 | 2 | 2 | 2 | 2 | 2 | 2 | 2 | 2 | 2 | 2 | 2 | 2 | 2 | 2
SSPUASP8 6437__C TO_FROM | SSPUASP8 | 6437__C | 393 | 1 | 1 | GOLDENSW_8 | BRAND_8 | TO_FROM | 73521.13 | -0.29959 | 0.22671 | -0.29959 | 0.68078 | 70.761 | -93.1648 | 0 | 9686.385 | 4781.742 | Competitive | 0 | 0 | 0 | 0 | 0 | 1 | 1 | Non-Competitive | Non-Competitive | Non-Competitive | Non-Competitive | Non-Competitive | 6 | 6 | 6 | 6 | 6 | 6 | 6 | 6 | 6 | 6 | 6 | 6 | 6 | 6 | 6
SSPUASP8 GIRA_T_SPUR1_1 FROM_TO | SSPUASP8 | GIRA_T_SPUR1_1 | 33 | 1 | 1 | SPUR2A | GIRA_TAP2A | FROM_TO | 73521.13 | -0.01565 | 0.10225 | -0.67421 | 0.17585 | 43.1348 | -8.8044 | 0 | 5434.796 | 5207.624 | Competitive | 0 | 0 | 0 | 0 | 0 | 1 | 0 | Non-Competitive | Non-Competitive | Non-Competitive | Non-Competitive | Non-Competitive | 0 | 0 | 0 | 0 | 0 | 0 | 0 | 0 | 0 | 0 | 0 | 0 | 0 | 0 | 0
SSPUASP8 GIRA_T_SPUR1_1 TO_FROM | SSPUASP8 | GIRA_T_SPUR1_1 | 33 | 1 | 1 | SPUR2A | GIRA_TAP2A | TO_FROM | 73521.13 | -0.10225 | 0.01565 | -0.17585 | 0.67421 | 11.9951 | -21.9882 | 0 | 5207.624 | 5434.796 | Competitive | 0 | 0 | 0 | 0 | 0 | 1 | 1 | Non-Competitive | Non-Competitive | Non-Competitive | Non-Competitive | Non-Competitive | 4 | 5 | 7 | 4 | 5 | 7 | 4 | 5 | 7 | 4 | 5 | 7 | 4 | 5 | 7
SSPUASP8 MATA_PADR1_1 FROM_TO | SSPUASP8 | MATA_PADR1_1 | 214 | 1 | 1 | PADR2A | MATA2A | FROM_TO | 73521.13 | -0.55852 | 0.003097 | -0.55852 | 0.18695 | 31.5723 | -52.166 | 0 | 2919.258 | 7896.396 | Competitive | 0 | 0 | 0 | 0 | 0 | 1 | 1 | Non-Competitive | Non-Competitive | Non-Competitive | Non-Competitive | Non-Competitive | 4 | 4 | 4 | 4 | 4 | 4 | 4 | 4 | 4 | 4 | 4 | 4 | 4 | 4 | 4
SSPUASP8 MATA_PADR1_1 TO_FROM | SSPUASP8 | MATA_PADR1_1 | 214 | 1 | 1 | PADR2A | MATA2A | TO_FROM | 73521.13 | -0.0031 | 0.55852 | -0.18695 | 0.55852 | 84.2781 | -29.6762 | 0 | 7896.396 | 2919.258 | Competitive | 0 | 0 | 0 | 0 | 1 | 1 | 0 | Non-Competitive | Non-Competitive | Non-Competitive | Non-Competitive | Non-Competitive | 0 | 0 | 0 | 0 | 0 | 0 | 0 | 0 | 0 | 0 | 0 | 0 | 0 | 0 | 0
SSPUASP8 ROBY_ROTN1_1 FROM_TO | SSPUASP8 | ROBY_ROTN1_1 | 38 | 1 | 1 | ROBY2A | ROTN2A | FROM_TO | 73521.13 | -0.10206 | 0.015838 | -0.76773 | 0.1499 | 25.7867 | -8.2152 | 0 | 5207.624 | 5440.946 | Competitive | 0 | 0 | 0 | 0 | 0 | 1 | 1 | Non-Competitive | Non-Competitive | Non-Competitive | Non-Competitive | Non-Competitive | 4 | 5 | 7 | 4 | 5 | 7 | 4 | 5 | 7 | 4 | 5 | 7 | 4 | 5 | 7
SSPUASP8 ROBY_ROTN1_1 TO_FROM | SSPUASP8 | ROBY_ROTN1_1 | 38 | 1 | 1 | ROBY2A | ROTN2A | TO_FROM | 73521.13 | -0.01584 | 0.10206 | -0.1499 | 0.76772 | 29.3474 | -22.5774 | 0 | 5440.946 | 5207.624 | Competitive | 0 | 0 | 0 | 0 | 0 | 1 | 0 | Non-Competitive | Non-Competitive | Non-Competitive | Non-Competitive | Non-Competitive | 0 | 0 | 0 | 0 | 0 | 0 | 0 | 0 | 0 | 0 | 0 | 0 | 0 | 0 | 0
SSPUASP8 ROTN_WOLFGA1_1 FROM_TO | SSPUASP8 | ROTN_WOLFGA1_1 | 38 | 1 | 1 | 6162 | ROTN2A | FROM_TO | 73521.13 | -0.01572 | 0.10218 | -0.23215 | 0.6356 | 38.3078 | -13.6264 | 0 | 5436.946 | 5207.624 | Competitive | 0 | 0 | 0 | 0 | 0 | 1 | 0 | Non-Competitive | Non-Competitive | Non-Competitive | Non-Competitive | Non-Competitive | 0 | 0 | 0 | 0 | 0 | 0 | 0 | 0 | 0 | 0 | 0 | 0 | 0 | 0 | 0
SSPUASP8 ROTN_WOLFGA1_1 TO_FROM | SSPUASP8 | ROTN_WOLFGA1_1 | 38 | 1 | 1 | 6162 | ROTN2A | TO_FROM | 73521.13 | -0.10218 | 0.015716 | -0.6356 | 0.23215 | 16.8236 | -17.1662 | 0 | 5207.624 | 5436.946 | Competitive | 0 | 0 | 0 | 0 | 0 | 1 | 1 | Non-Competitive | Non-Competitive | Non-Competitive | Non-Competitive | Non-Competitive | 4 | 5 | 7 | 4 | 5 | 7 | 4 | 5 | 7 | 4 | 5 | 7 | 4 | 5 | 7
SSPUASP8 SPUR_69_1 FROM_TO | SSPUASP8 | SPUR_69_1 | 62 | 1 | 1 | SPUR2A | SPUR4A | FROM_TO | 73521.13 | -0.2137 | 0.34932 | -0.2137 | 0.63592 | 39.0507 | -65.2104 | 0 | 10000 | 7415.686 | Competitive | 0 | 0 | 0 | 0 | 0 | 1 | 1 | Non-Competitive | Non-Competitive | Non-Competitive | Non-Competitive | Non-Competitive | 3 | 4 | 6 | 3 | 4 | 6 | 3 | 4 | 6 | 3 | 4 | 6 | 3 | 4 | 6
SSPUASP8 SPUR_69_1 TO_FROM | SSPUASP8 | SPUR_69_1 | 62 | 1 | 1 | SPUR2A | SPUR4A | TO_FROM | 73521.13 | -0.34932 | 0.2137 | -0.63592 | 0.2137 | 111.3226 | -19.4933 | 0 | 7415.686 | 10000 | Competitive | 0 | 0 | 0 | 0 | 0 | 1 | 1 | Non-Competitive | Non-Competitive | Non-Competitive | Non-Competitive | Non-Competitive | bar: 2 to 4
SSPUMW18 6437__C FROM_TO | SSPUMW18 | 6437__C | 393 | 4 | 4 | GOLDENSW_8 | BRAND_8 | FROM_TO | 73521.13 | -0.21955 | 0.31309 | -0.66753 | 0.31309 | 185.0503 | -7.1891 | 0 | 4281.238 | 9772.22 | Competitive | 0 | 0 | 0 | 0 | 0 | 1 | 1 | Non-Competitive | Non-Competitive | Non-Competitive | Non-Competitive | Non-Competitive | 2 | 2 | 2 | 2 | 2 | 2 | 2 | 2 | 2 | 2 | 2 | 2 | 2 | 2 | 2
SSPUMW18 6437__C TO_FROM | SSPUMW18 | 6437__C | 393 | 4 | 4 | GOLDENSW_8 | BRAND_8 | TO_FROM | 73521.13 | -0.31309 | 0.21955 | -0.31309 | 0.66753 | 45.9997 | -105.908 | 0 | 9772.22 | 4281.238 | Competitive | 0 | 0 | 0 | 0 | 0 | 1 | 1 | Non-Competitive | Non-Competitive | Non-Competitive | Non-Competitive | Non-Competitive | 5 | 5 | 5 | 5 | 5 | 5 | 5 | 5 | 5 | 5 | 5 | 5 | 5 | 5 | 5
SSPUMW18 ASPM_69T1 FROM_TO | SSPUMW18 | ASPM_69T1 | 69 | 4 | 4 | ASPM2A | ASPM4A | FROM_TO | 73521.13 | -0.20578 | 0.008984 | -0.26466 | 0.51047 | -1.0966 | -30.0148 | 0 | 3154.431 | 8987.054 | Competitive | 0 | 0 | 0 | 0 | 0 | 1 | 1 | Non-Competitive | Non-Competitive | Non-Competitive | Non-Competitive | Non-Competitive | 1 | 2 | 2 | 1 | 2 | 2 | 1 | 2 | 2 | 1 | 2 | 2 | 1 | 2 | 2
SSPUMW18 ASPM_69T1 TO_FROM | SSPUMW18 | ASPM_69T1 | 69 | 4 | 4 | ASPM2A | ASPM4A | TO_FROM | 73521.13 | -0.00898 | 0.20578 | -0.51047 | 0.26466 | 60.3041 | 6.4826 | 0 | 8987.054 | 3154.431 | Competitive | 0 | 0 | 0 | 0 | 0 | 1 | 0 | Non-Competitive | Non-Competitive | Non-Competitive | Non-Competitive | Non-Competitive | 0 | 0 | 0 | 0 | 0 | 0 | 0 | 0 | 0 | 0 | 0 | 0 | 0 | 0 | 0
SSPUMW18 ASPM_CONA1_1 FROM_TO | SSPUMW18 | ASPM_CONA1_1 | 30 | 4 | 4 | ASPM2A | CONA2A | FROM_TO | 73521.13 | -0.01633 | 0.10479 | -0.64165 | 0.26046 | 30.4142 | -20.4497 | 0 | 8460.326 | 3211.525 | Competitive | 0 | 0 | 0 | 0 | 0 | 1 | 0 | Non-Competitive | Non-Competitive | Non-Competitive | Non-Competitive | Non-Competitive | 0 | 0 | 0 | 0 | 0 | 0 | 0 | 0 | 0 | 0 | 0 | 0 | 0 | 0 | 0
SSPUMW18 ASPM_CONA1_1 TO_FROM | SSPUMW18 | ASPM_CONA1_1 | 30 | 4 | 4 | ASPM2A | CONA2A | TO_FROM | 73521.13 | -0.10479 | 0.016326 | -0.26046 | 0.64165 | 30.1308 | -15.0149 | 0 | 3211.525 | 8460.326 | Competitive | 0 | 0 | 0 | 0 | 0 | 1 | 1 | Non-Competitive | Non-Competitive | Non-Competitive | Non-Competitive | Non-Competitive | 1 | 2 | 2 | 1 | 2 | 2 | 1 | 2 | 2 | 1 | 2 | 2 | 1 | 2 | 2
SSPUMW18 CONA_SHHA1_1 FROM_TO | SSPUMW18 | CONA_SHHA1_1 | 30 | 4 | 4 | SHHA2A | CONA2A | FROM_TO | 73521.13 | -0.10477 | 0.016351 | -0.35833 | 0.45636 | 31.9241 | -13.2229 | 0 | 3206.983 | 8460.942 | Competitive | 0 | 0 | 0 | 0 | 0 | 1 | 1 | Non-Competitive | Non-Competitive | Non-Competitive | Non-Competitive | Non-Competitive | 1 | 2 | 2 | 1 | 2 | 2 | 1 | 2 | 2 | 1 | 2 | 2 | 1 | 2 | 2
SSPUMW18 CONA_SHHA1_1 TO_FROM | SSPUMW18 | CONA_SHHA1_1 | 30 | 4 | 4 | SHHA2A | CONA2A | TO_FROM | 73521.13 | -0.01635 | 0.10476 | -0.45635 | 0.35833 | 28.6146 | -22.2417 | 0 | 8460.942 | 3206.983 | Competitive | 0 | 0 | 0 | 0 | 0 | 1 | 0 | Non-Competitive | Non-Competitive | Non-Competitive | Non-Competitive | Non-Competitive | 0 | 0 | 0 | 0 | 0 | 0 | 0 | 0 | 0 | 0 | 0 | 0 | 0 | 0 | 0
SSPUMW18 GIRA_T_SPUR1_1 FROM_TO | SSPUMW18 | GIRA_T_SPUR1_1 | 33 | 4 | 4 | SPUR2A | GIRA_TAP2A | FROM_TO | 73521.13 | -0.0147 | 0.12978 | -0.65119 | 0.20089 | 33.2776 | -9.557 | 0 | 6544.632 | 5207.624 | Competitive | 0 | 0 | 0 | 0 | 0 | 1 | 0 | Non-Competitive | Non-Competitive | Non-Competitive | Non-Competitive | Non-Competitive | 0 | 0 | 0 | 0 | 0 | 0 | 0 | 0 | 0 | 0 | 0 | 0 | 0 | 0 | 0
SSPUMW18 GIRA_T_SPUR1_1 TO_FROM | SSPUMW18 | GIRA_T_SPUR1_1 | 33 | 4 | 4 | SPUR2A | GIRA_TAP2A | TO_FROM | 73521.13 | -0.12978 | 0.014696 | -0.20089 | 0.65119 | 15.1848 | -14.1922 | 0 | 5207.624 | 6544.632 | Competitive | 0 | 0 | 0 | 0 | 0 | 1 | 1 | Non-Competitive | Non-Competitive | Non-Competitive | Non-Competitive | Non-Competitive | 2 | 2 | 2 | 2 | 2 | 2 | 2 | 2 | 2 | 2 | 2 | 2 | 2 | 2 | 2
SSPUMW18 ROTN_WOLFGA1_1 FROM_TO | SSPUMW18 | ROTN_WOLFGA1_1 | 38 | 4 | 4 | 6162 | ROTN2A | FROM_TO | 73521.13 | -0.01476 | 0.12971 | -0.21512 | 0.65443 | 28.4553 | -14.1967 | 0 | 6544.93 | 5207.624 | Competitive | 0 | 0 | 0 | 0 | 0 | 1 | 0 | Non-Competitive | Non-Competitive | Non-Competitive | Non-Competitive | Non-Competitive | 0 | 0 | 0 | 0 | 0 | 0 | 0 | 0 | 0 | 0 | 0 | 0 | 0 | 0 | 0
SSPUMW18 ROTN_WOLFGA1_1 TO_FROM | SSPUMW18 | ROTN_WOLFGA1_1 | 38 | 4 | 4 | 6162 | ROTN2A | TO_FROM | 73521.13 | -0.12971 | 0.014761 | -0.65443 | 0.21512 | 20.0104 | -9.3702 | 0 | 5207.624 | 6544.93 | Competitive | 0 | 0 | 0 | 0 | 0 | 1 | 1 | Non-Competitive | Non-Competitive | Non-Competitive | Non-Competitive | Non-Competitive | 2 | 2 | 2 | 2 | 2 | 2 | 2 | 2 | 2 | 2 | 2 | 2 | 2 | 2 | 2
SSPUMW18 SPUR_69_1 FROM_TO | SSPUMW18 | SPUR_69_1 | 62 | 4 | 4 | SPUR2A | SPUR4A | FROM_TO | 73521.13 | -0.26818 | 0.30791 | -0.26818 | 0.58616 | 9.1095 | -15.6265 | 0 | 10000 | 10000 | Competitive | 0 | 0 | 0 | 0 | 0 | 1 | 1 | Non-Competitive | Non-Competitive | Non-Competitive | Non-Competitive | Non-Competitive | bar: 2 to 4
SSPUMW18 SPUR_69_1 TO_FROM | SSPUMW18 | SPUR_69_1 | 62 | 4 | 4 | SPUR2A | SPUR4A | TO_FROM | 73521.13 | -0.30791 | 0.26818 | -0.58616 | 0.26818 | 55.1717 | 8.13 | 0 | 10000 | 10000 | Competitive | 0 | 0 | 0 | 0 | 0 | 1 | 1 | Non-Competitive | Non-Competitive | Non-Competitive | Non-Competitive | Non-Competitive | bar: 2 to 4
SSTABSP8 6146__B FROM_TO | SSTABSP8 | 6146__B | 83 | 1 | 1 | STANTON_E_8 | TRIANGLE_8 | FROM_TO | 73521.13 | 0 | 0 | -1 | 0 | 0 | 0 | 0 | 0 | 0 | Competitive | 1 | 1 | 1 | 1 | 1 | 1 | 0 | Non-Competitive | Non-Competitive | Non-Competitive | Non-Competitive | Non-Competitive | 0 | 0 | 0 | 0 | 0 | 0 | 0 | 0 | 0 | 0 | 0 | 0 | 0 | 0 | 0
SSTABSP8 6146__B TO_FROM | SSTABSP8 | 6146__B | 83 | 1 | 1 | STANTON_E_8 | TRIANGLE_8 | TO_FROM | 73521.13 | 0 | 0 | 0 | 1 | 0 | 0 | 0 | 0 | 0 | Competitive | 1 | 1 | 1 | 1 | 1 | 1 | 0 | Non-Competitive | Non-Competitive | Non-Competitive | Non-Competitive | Non-Competitive | 0 | 0 | 0 | 0 | 0 | 0 | 0 | 0 | 0 | 0 | 0 | 0 | 0 | 0 | 0
SSTELO29 ORA_ORNG_1 FROM_TO | SSTELO29 | ORA_ORNG_1 | 120 | 4 | 4 | ORANGEGRVSW9 | ORANGEGRVSB9 | FROM_TO | 73521.13 | -0.02565 | 0.015368 | -0.77512 | 0.22079 | 76.2966 | -13.0745 | 0 | 1738.374 | 10000 | Competitive | 0 | 0 | 0 | 0 | 0 | 1 | 1 | Non-Competitive | Non-Competitive | Non-Competitive | Non-Competitive | Non-Competitive | 2 | 2 | 2 | 2 | 2 | 2 | 2 | 2 | 2 | 2 | 2 | 2 | 2 | 2 | 2
SSTELO29 ORA_ORNG_1 TO_FROM | SSTELO29 | ORA_ORNG_1 | 120 | 4 | 4 | ORANGEGRVSW9 | ORANGEGRVSB9 | TO_FROM | 73521.13 | -0.01537 | 0.025647 | -0.22079 | 0.77512 | 17.3423 | -52.6786 | 0 | 10000 | 1738.374 | Competitive | 0 | 0 | 1 | 1 | 1 | 1 | 0 | Non-Competitive | Non-Competitive | Non-Competitive | Non-Competitive | Non-Competitive | 0 | 0 | 0 | 0 | 0 | 0 | 0 | 0 | 0 | 0 | 0 | 0 | 0 | 0 | 0
SSTELO29 SINTON_SKIDMO1_1 FROM_TO | SSTELO29 | SINTON_SKIDMO1_1 | 38 | 4 | 4 | SKIDMORE2A | SINTON2A | FROM_TO | 73521.13 | -0.02343 | 0.005391 | -0.21437 | 0.41004 | 59.3717 | -42.9575 | 0 | 5382.6 | 1430.198 | Competitive | 0 | 1 | 1 | 1 | 1 | 1 | 1 | Non-Competitive | Competitive | Competitive | Competitive | Competitive | 6 | 7 | 8 | 0 | 0 | 0 | 0 | 0 | 0 | 0 | 0 | 0 | 0 | 0 | 0
SSTELO29 SINTON_SKIDMO1_1 TO_FROM | SSTELO29 | SINTON_SKIDMO1_1 | 38 | 4 | 4 | SKIDMORE2A | SINTON2A | TO_FROM | 73521.13 | -0.00539 | 0.023432 | -0.41004 | 0.21437 | 69.6871 | -47.061 | 0 | 1430.198 | 5382.6 | Competitive | 0 | 0 | 0 | 0 | 0 | 1 | 0 | Non-Competitive | Non-Competitive | Non-Competitive | Non-Competitive | Non-Competitive | 0 | 0 | 0 | 0 | 0 | 0 | 0 | 0 | 0 | 0 | 0 | 0 | 0 | 0 | 0
SSTPBLE8 BLESSI_LAN_CT1_1 FROM_TO | SSTPBLE8 | BLESSI_LAN_CT1_1 | 161 | 4 | 4 | BLESSING4A | LAN_CTY4A | FROM_TO | 73521.13 | -0.22638 | 0.056957 | -0.27697 | 0.15498 | 407.6105 | -102.506 | 0 | 6699.999 | 6427.855 | Competitive | 0 | 0 | 0 | 0 | 0 | 1 | 1 | Non-Competitive | Non-Competitive | Non-Competitive | Non-Competitive | Non-Competitive | 7 | 11 | 17 | 7 | 11 | 17 | 7 | 11 | 17 | 7 | 11 | 17 | 7 | 11 | 17
SSTPBLE8 BLESSI_LAN_CT1_1 TO_FROM | SSTPBLE8 | BLESSI_LAN_CT1_1 | 161 | 4 | 4 | BLESSING4A | LAN_CTY4A | TO_FROM | 73521.13 | -0.05696 | 0.22638 | -0.15498 | 0.27697 | 287.8302 | -346.58 | 0 | 6427.855 | 6699.999 | Competitive | 0 | 0 | 0 | 0 | 0 | 1 | 1 | Non-Competitive | Non-Competitive | Non-Competitive | Non-Competitive | Non-Competitive | 12 | 25 | 27 | 12 | 25 | 27 | 12 | 25 | 27 | 12 | 25 | 27 | 12 | 25 | 27
SSUNGRS8 6360__C FROM_TO | SSUNGRS8 | 6360__C | 143 | 5 | 5 | GRHAMSES1_8 | BRECK_T8 | FROM_TO | 73521.13 | -0.13055 | 0.069206 | -0.52743 | 0.069206 | 126.9956 | -39.2896 | 0 | 9432.804 | 8030.554 | Competitive | 0 | 0 | 0 | 0 | 0 | 1 | 1 | Non-Competitive | Non-Competitive | Non-Competitive | Non-Competitive | Non-Competitive | 1 | 2 | 3 | 1 | 2 | 3 | 1 | 2 | 3 | 1 | 2 | 3 | 1 | 2 | 3
SSUNGRS8 6360__C TO_FROM | SSUNGRS8 | 6360__C | 143 | 5 | 5 | GRHAMSES1_8 | BRECK_T8 | TO_FROM | 73521.13 | -0.06921 | 0.13055 | -0.06921 | 0.52743 | 50.7359 | -79.2794 | 0 | 8030.554 | 9432.804 | Competitive | 0 | 0 | 0 | 0 | 0 | 1 | 1 | Non-Competitive | Non-Competitive | Non-Competitive | Non-Competitive | Non-Competitive | 1 | 1 | 5 | 1 | 1 | 5 | 1 | 1 | 5 | 1 | 1 | 5 | 1 | 1 | 5
SSUNMGS8 6215__A FROM_TO | SSUNMGS8 | 6215__A | 143 | 1 | 1 | BLUFCKTA_8 | CHINAGRV_8 | FROM_TO | 73521.13 | -0.02107 | 0.55593 | -0.06527 | 0.6413 | 167.1435 | -172.064 | 0 | 4000.825 | 8279.566 | Non-Competi | 0 | 0 | 0 | 0 | 0 | 1 | 1 | Non-Competitive | Non-Competitive | Non-Competitive | Non-Competitive | Non-Competitive | 6 | 6 | 6 | 6 | 6 | 6 | 6 | 6 | 6 | 6 | 6 | 6 | 6 | 6 | 6
SSUNMGS8 6215__A TO_FROM | SSUNMGS8 | 6215__A | 143 | 1 | 1 | BLUFCKTA_8 | CHINAGRV_8 | TO_FROM | 73521.13 | -0.55593 | 0.021068 | -0.6413 | 0.065268 | 186.9025 | -69.1691 | 0 | 8279.566 | 4000.825 | Non-Competi | 0 | 0 | 0 | 0 | 0 | 1 | 1 | Non-Competitive | Non-Competitive | Non-Competitive | Non-Competitive | Non-Competitive | 12 | 16 | 16 | 12 | 16 | 16 | 12 | 16 | 16 | 12 | 16 | 16 | 12 | 16 | 16
SSUNMGS8 6235__A FROM_TO | SSUNMGS8 | 6235__A | 185 | 1 | 1 | SNYDER_8 | CHINAGRV_8 | FROM_TO | 73521.13 | -0.01835 | 0.41675 | -0.04968 | 0.5987 | 129.7889 | -190.877 | 0 | 3206.949 | 3746.843 | Competitive | 0 | 0 | 0 | 0 | 0 | 1 | 0 | Non-Competitive | Non-Competitive | Non-Competitive | Non-Competitive | Non-Competitive | 0 | 0 | 0 | 0 | 0 | 0 | 0 | 0 | 0 | 0 | 0 | 0 | 0 | 0 | 0
SSUNMGS8 6235__A TO_FROM | SSUNMGS8 | 6235__A | 185 | 1 | 1 | SNYDER_8 | CHINAGRV_8 | TO_FROM | 73521.13 | -0.41675 | 0.018355 | -0.5987 | 0.049685 | 204.461 | 2.2173 | 0 | 3746.843 | 3206.949 | Non-Competi | 0 | 0 | 0 | 0 | 0 | 1 | 1 | Non-Competitive | Non-Competitive | Non-Competitive | Non-Competitive | Non-Competitive | 7 | 7 | 7 | 7 | 7 | 7 | 7 | 7 | 7 | 7 | 7 | 7 | 7 | 7 | 7
SSUNMGS8 6240__A FROM_TO | SSUNMGS8 | 6240__A | 185 | 1 | 1 | SNYDER_8 | SACROC_8 | FROM_TO | 73521.13 | -0.49202 | 0.21234 | -0.52684 | 0.28423 | 223.2157 | 3.6889 | 0 | 10000 | 3888.146 | Competitive | 0 | 0 | 0 | 0 | 0 | 1 | 1 | Non-Competitive | Non-Competitive | Non-Competitive | Non-Competitive | Non-Competitive | 6 | 6 | 6 | 6 | 6 | 6 | 6 | 6 | 6 | 6 | 6 | 6 | 6 | 6 | 6
SSUNMGS8 6240__A TO_FROM | SSUNMGS8 | 6240__A | 185 | 1 | 1 | SNYDER_8 | SACROC_8 | TO_FROM | 73521.13 | -0.21234 | 0.49202 | -0.28423 | 0.52684 | 155.142 | -209.714 | 0 | 3888.146 | 10000 | Competitive | 0 | 0 | 0 | 0 | 0 | 1 | 1 | Non-Competitive | Non-Competitive | Non-Competitive | Non-Competitive | Non-Competitive | bar: 1 to 3
SSUNMGS8 6240__B FROM_TO | SSUNMGS8 | 6240__B | 185 | 1 | 1 | SUN_8 | SACROC_8 | FROM_TO | 73521.13 | -0.21196 | 0.4924 | -0.47278 | 0.4924 | 183.0642 | -181.814 | 0 | 3887.512 | 10000 | Competitive | 0 | 0 | 0 | 0 | 0 | 1 | 1 | Non-Competitive | Non-Competitive | Non-Competitive | Non-Competitive | Non-Competitive | bar: 1 to 3
SSUNMGS8 6240__B TO_FROM | SSUNMGS8 | 6240__B | 185 | 1 | 1 | SUN_8 | SACROC_8 | TO_FROM | 73521.13 | -0.4924 | 0.21196 | -0.4924 | 0.47278 | 195.3014 | -24.2111 | 0 | 10000 | 3887.512 | Competitive | 0 | 0 | 0 | 0 | 0 | 1 | 1 | Non-Competitive | Non-Competitive | Non-Competitive | Non-Competitive | Non-Competitive | 6 | 6 | 6 | 6 | 6 | 6 | 6 | 6 | 6 | 6 | 6 | 6 | 6 | 6 | 6
SSUNMGS8 6437__C FROM_TO | SSUNMGS8 | 6437__C | 393 | 1 | 1 | GOLDENSW_8 | BRAND_8 | FROM_TO | 73521.13 | -0.19194 | 0.38699 | -0.59548 | 0.38699 | 212.3822 | -94.9011 | 0 | 4442.682 | 9569.49 | Competitive | 0 | 0 | 0 | 0 | 0 | 1 | 1 | Non-Competitive | Non-Competitive | Non-Competitive | Non-Competitive | Non-Competitive | 2 | 2 | 2 | 2 | 2 | 2 | 2 | 2 | 2 | 2 | 2 | 2 | 2 | 2 | 2
SSUNMGS8 6437__C TO_FROM | SSUNMGS8 | 6437__C | 393 | 1 | 1 | GOLDENSW_8 | BRAND_8 | TO_FROM | 73521.13 | -0.38698 | 0.19194 | -0.38698 | 0.59548 | 129.2086 | -84.126 | 0 | 9569.49 | 4442.682 | Competitive | 0 | 0 | 0 | 0 | 0 | 1 | 1 | Non-Competitive | Non-Competitive | Non-Competitive | Non-Competitive | Non-Competitive | 6 | 6 | 6 | 6 | 6 | 6 | 6 | 6 | 6 | 6 | 6 | 6 | 6 | 6 | 6
SSUNMGS8 6685__A FROM_TO | SSUNMGS8 | 6685__A | 42 | 1 | 1 | CHINAGRV_9 | COLOCITY_9 | FROM_TO | 73521.13 | -0.02611 | 0.14001 | -0.3579 | 0.24799 | 40.0584 | -26.0184 | 0 | 2675.822 | 4761.1 | Competitive | 0 | 0 | 0 | 0 | 0 | 1 | 1 | Non-Competitive | Non-Competitive | Non-Competitive | Non-Competitive | Non-Competitive | 2 | 2 | 3 | 2 | 2 | 3 | 2 | 2 | 3 | 2 | 2 | 3 | 2 | 2 | 3
SSUNMGS8 6685__A TO_FROM | SSUNMGS8 | 6685__A | 42 | 1 | 1 | CHINAGRV_9 | COLOCITY_9 | TO_FROM | 73521.13 | -0.14001 | 0.026113 | -0.24799 | 0.3579 | 30.3468 | -20.0754 | 0 | 4761.1 | 2675.822 | Competitive | 0 | 0 | 0 | 0 | 1 | 1 | 1 | Non-Competitive | Non-Competitive | Non-Competitive | Non-Competitive | Competitive | 6 | 9 | 9 | 6 | 9 | 9 | 6 | 9 | 9 | 6 | 9 | 9 | 0 | 0 | 0
SSUNMGS8 6780_B_1 FROM_TO | SSUNMGS8 | 6780_B_1 | 38 | 1 | 1 | ROBY2A | LONGWRTH2A | FROM_TO | 73521.13 | -0.05352 | 0.069182 | -0.37349 | 0.49276 | 13.1866 | -34.3377 | 0 | 5057.419 | 5207.624 | Competitive | 0 | 0 | 0 | 0 | 0 | 1 | 1 | Non-Competitive | Non-Competitive | Non-Competitive | Non-Competitive | Non-Competitive | 2 | 2 | 2 | 2 | 2 | 2 | 2 | 2 | 2 | 2 | 2 | 2 | 2 | 2 | 2
SSUNMGS8 6780_B_1 TO_FROM | SSUNMGS8 | 6780_B_1 | 38 | 1 | 1 | ROBY2A | LONGWRTH2A | TO_FROM | 73521.13 | -0.06918 | 0.053524 | -0.49276 | 0.37349 | 46.086 | 0.60718 | 0 | 5207.624 | 5057.419 | Competitive | 0 | 0 | 0 | 0 | 0 | 1 | 1 | Non-Competitive | Non-Competitive | Non-Competitive | Non-Competitive | Non-Competitive | 2 | 3 | 3 | 2 | 3 | 3 | 2 | 3 | 3 | 2 | 3 | 3 | 2 | 3 | 3
SSUNMGS8 ASPM_69T1 FROM_TO | SSUNMGS8 | ASPM_69T1 | 69 | 1 | 1 | ASPM2A | ASPM4A | FROM_TO | 73521.13 | -0.10162 | 0.010759 | -0.21523 | 0.54915 | -5.9606 | -32.3056 | 0 | 5207.624 | 7024.887 | Competitive | 0 | 0 | 0 | 0 | 0 | 1 | 1 | Non-Competitive | Non-Competitive | Non-Competitive | Non-Competitive | Non-Competitive | 3 | 6 | 7 | 3 | 6 | 7 | 3 | 6 | 7 | 3 | 6 | 7 | 3 | 6 | 7
SSUNMGS8 ASPM_69T1 TO_FROM | SSUNMGS8 | ASPM_69T1 | 69 | 1 | 1 | ASPM2A | ASPM4A | TO_FROM | 73521.13 | -0.01076 | 0.10162 | -0.54915 | 0.21523 | 54.7117 | 7.573 | 0 | 7024.887 | 5207.624 | Competitive | 0 | 0 | 0 | 0 | 0 | 1 | 0 | Non-Competitive | Non-Competitive | Non-Competitive | Non-Competitive | Non-Competitive | 0 | 0 | 0 | 0 | 0 | 0 | 0 | 0 | 0 | 0 | 0 | 0 | 0 | 0 | 0
SSUNMGS8 SNYDR_FMR1 FROM_TO | SSUNMGS8 | SNYDR_FMR1 | 60 | 1 | 1 | SNYDER_9 | SNYDER_8 | FROM_TO | 73521.13 | -0.08323 | 0.62922 | -0.11693 | 0.62922 | 57.3355 | -16.6296 | 0 | 10000 | 3782.16 | Competitive | 0 | 0 | 0 | 0 | 0 | 1 | 1 | Non-Competitive | Non-Competitive | Non-Competitive | Non-Competitive | Non-Competitive | 6 | 6 | 8 | 6 | 6 | 8 | 6 | 6 | 8 | 6 | 6 | 8 | 6 | 6 | 8
SSUNMGS8 SNYDR_FMR1 TO_FROM | SSUNMGS8 | SNYDR_FMR1 | 60 | 1 | 1 | SNYDER_9 | SNYDER_8 | TO_FROM | 73521.13 | -0.62922 | 0.083232 | -0.62922 | 0.11693 | 43.5329 | -18.3325 | 0 | 3782.16 | 10000 | Competitive | 0 | 0 | 0 | 0 | 0 | 1 | 1 | Non-Competitive | Non-Competitive | Non-Competitive | Non-Competitive | Non-Competitive | bar: 1 to 3
SSWCLNC5 6025__A FROM_TO | SSWCLNC5 | 6025__A | 956 | 1 | 1 | LONGCREK_5 | ABMULCE7 | FROM_TO | 73521.13 | -0.22741 | 0.45427 | -0.32471 | 0.45427 | 1250.423 | -1792.81 | 0 | 1791.516 | 951.714 | Competitive | 1 | 1 | 1 | 1 | 1 | 1 | 1 | Competitive | Competitive | Competitive | Competitive | Competitive | 0 | 0 | 0 | 0 | 0 | 0 | 0 | 0 | 0 | 0 | 0 | 0 | 0 | 0 | 0
SSWCLNC5 6025__A TO_FROM | SSWCLNC5 | 6025__A | 956 | 1 | 1 | LONGCREK_5 | ABMULCE7 | TO_FROM | 73521.13 | -0.45427 | 0.22741 | -0.45427 | 0.32471 | 2247.028 | -746.266 | 0 | 951.714 | 1791.516 | Competitive | 0 | 0 | 1 | 1 | 1 | 1 | 1 | Non-Competitive | Non-Competitive | Competitive | Competitive | Competitive | 29 | 29 | 77 | 29 | 29 | 77 | 0 | 0 | 0 | 0 | 0 | 0 | 0 | 0 | 0
SSWCLNC5 6026__A FROM_TO | SSWCLNC5 | 6026__A | 956 | 1 | 1 | ABMULCW7 | SWEETEAST_5 | FROM_TO | 73521.13 | -0.32368 | 0.1736 | -0.33697 | 0.26674 | 916.4152 | -1718.46 | 0 | 998.499 | 1065.917 | Competitive | 0 | 1 | 1 | 1 | 1 | 1 | 1 | Non-Competitive | Competitive | Competitive | Competitive | Competitive | 46 | 58 | 73 | 0 | 0 | 0 | 0 | 0 | 0 | 0 | 0 | 0 | 0 | 0 | 0
SSWCLNC5 6026__A TO_FROM | SSWCLNC5 | 6026__A | 956 | 1 | 1 | ABMULCW7 | SWEETEAST_5 | TO_FROM | 73521.13 | -0.1736 | 0.32369 | -0.26674 | 0.33697 | 2204.873 | -619.442 | 0 | 1065.917 | 998.499 | Competitive | 1 | 1 | 1 | 1 | 1 | 1 | 1 | Competitive | Competitive | Competitive | Competitive | Competitive | 0 | 0 | 0 | 0 | 0 | 0 | 0 | 0 | 0 | 0 | 0 | 0 | 0 | 0 | 0
STCGT8 GT_MID90_A FROM_TO | STCGT8 | GT_MID90_A | 229 | 0 | 0 | GARROT__138B | 47708 | FROM_TO | 73521.13 | -0.09393 | 0.1043 | -0.52108 | 0.18474 | 383.8779 | -120.991 | 0 | 6351.446 | 2794.426 | Competitive | 0 | 0 | 0 | 0 | 1 | 1 | 1 | Non-Competitive | Non-Competitive | Non-Competitive | Non-Competitive | Competitive | 22 | 36 | 48 | 22 | 36 | 48 | 22 | 36 | 48 | 22 | 36 | 48 | 0 | 0 | 0
STCGT8 GT_MID90_A TO_FROM | STCGT8 | GT_MID90_A | 229 | 0 | 0 | GARROT__138B | 47708 | TO_FROM | 73521.13 | -0.1043 | 0.093931 | -0.18473 | 0.52108 | 331.8918 | -271.264 | 0 | 2794.426 | 6351.446 | Competitive | 0 | 0 | 0 | 0 | 0 | 1 | 1 | Non-Competitive | Non-Competitive | Non-Competitive | Non-Competitive | Non-Competitive | 7 | 11 | 11 | 7 | 11 | 11 | 7 | 11 | 11 | 7 | 11 | 11 | 7 | 11 | 11
STEJGRN8 G69_H2_1 FROM_TO | STEJGRN8 | G69_H2_1 | 191 | 2 | 2 | TNTXCITYWT0 | TNINTRCITY0 | FROM_TO | 73521.13 | -0.00344 | 0.000501 | -0.7086 | 0.20781 | 36.5445 | 34.4205 | 0 | 707.382 | 4176.331 | Competitive | 0 | 0 | 0 | 0 | 0 | 1 | 0 | Non-Competitive | Non-Competitive | Non-Competitive | Non-Competitive | Non-Competitive | 0 | 0 | 0 | 0 | 0 | 0 | 0 | 0 | 0 | 0 | 0 | 0 | 0 | 0 | 0
STEJGRN8 G69_H2_1 TO_FROM | STEJGRN8 | G69_H2_1 | 191 | 2 | 2 | TNTXCITYWT0 | TNINTRCITY0 | TO_FROM | 73521.13 | -0.0005 | 0.003445 | -0.20781 | 0.7086 | -31.8627 | -36.2364 | 0 | 4176.331 | 707.382 | Competitive | 1 | 1 | 1 | 1 | 1 | 1 | 0 | Non-Competitive | Non-Competitive | Non-Competitive | Non-Competitive | Non-Competitive | 0 | 0 | 0 | 0 | 0 | 0 | 0 | 0 | 0 | 0 | 0 | 0 | 0 | 0 | 0
STENCR28 TEN_KEN_1 FROM_TO | STENCR28 | TEN_KEN_1 | 236 | 1 | 1 | JNSNCNTY8 | KEENE | FROM_TO | 73521.13 | -0.04375 | 0.21638 | -0.55783 | 0.21638 | 242.8197 | -73.7817 | 0 | 10000 | 9220.211 | Competitive | 0 | 0 | 0 | 0 | 0 | 1 | 1 | Non-Competitive | Non-Competitive | Non-Competitive | Non-Competitive | Non-Competitive | 5 | 5 | 7 | 5 | 5 | 7 | 5 | 5 | 7 | 5 | 5 | 7 | 5 | 5 | 7
STENCR28 TEN_KEN_1 TO_FROM | STENCR28 | TEN_KEN_1 | 236 | 1 | 1 | JNSNCNTY8 | KEENE | TO_FROM | 73521.13 | -0.21638 | 0.043747 | -0.21638 | 0.55783 | 126.8068 | -139.362 | 0 | 9220.211 | 10000 | Competitive | 0 | 0 | 0 | 0 | 0 | 1 | 1 | Non-Competitive | Non-Competitive | Non-Competitive | Non-Competitive | Non-Competitive | 2 | 2 | 2 | 2 | 2 | 2 | 2 | 2 | 2 | 2 | 2 | 2 | 2 | 2 | 2
STGFLC8 358T544_1 FROM_TO | STGFLC8 | 358T544_1 | 38 | 2 | 2 | L_ALTAIR9_1Y | L_STAFHI9_1Y | FROM_TO | 73521.13 | -0.01541 | 0.026475 | -0.39716 | 0.42699 | 72.862 | -95.5525 | 0 | 3481.801 | 7061.223 | Competitive | 0 | 0 | 0 | 0 | 0 | 1 | 0 | Non-Competitive | Non-Competitive | Non-Competitive | Non-Competitive | Non-Competitive | 0 | 0 | 0 | 0 | 0 | 0 | 0 | 0 | 0 | 0 | 0 | 0 | 0 | 0 | 0
STGFLC8 358T544_1 TO_FROM | STGFLC8 | 358T544_1 | 38 | 2 | 2 | L_ALTAIR9_1Y | L_STAFHI9_1Y | TO_FROM | 73521.13 | -0.02648 | 0.015409 | -0.42699 | 0.39716 | 129.7837 | -53.8219 | 0 | 7061.223 | 3481.801 | Competitive | 0 | 0 | 0 | 0 | 0 | 1 | 1 | Non-Competitive | Non-Competitive | Non-Competitive | Non-Competitive | Non-Competitive | 6 | 6 | 6 | 6 | 6 | 6 | 6 | 6 | 6 | 6 | 6 | 6 | 6 | 6 | 6
STHRSIG8 SINTON_SKIDMO1_1 FROM_TO | STHRSIG8 | SINTON_SKIDMO1_1 | 38 | 2 | 2 | SKIDMORE2A | SINTON2A | FROM_TO | 73521.13 | -0.02228 | 0.004945 | -0.20973 | 0.41694 | 53.2827 | -42.0302 | 0 | 5869.001 | 1454.641 | Competitive | 0 | 1 | 1 | 1 | 1 | 1 | 1 | Non-Competitive | Competitive | Competitive | Competitive | Competitive | 6 | 6 | 6 | 0 | 0 | 0 | 0 | 0 | 0 | 0 | 0 | 0 | 0 | 0 | 0
STHRSIG8 SINTON_SKIDMO1_1 TO_FROM | STHRSIG8 | SINTON_SKIDMO1_1 | 38 | 2 | 2 | SKIDMORE2A | SINTON2A | TO_FROM | 73521.13 | -0.00495 | 0.022279 | -0.41694 | 0.20973 | 67.7526 | -40.6577 | 0 | 1454.641 | 5869.001 | Competitive | 0 | 0 | 0 | 0 | 0 | 1 | 0 | Non-Competitive | Non-Competitive | Non-Competitive | Non-Competitive | Non-Competitive | 0 | 0 | 0 | 0 | 0 | 0 | 0 | 0 | 0 | 0 | 0 | 0 | 0 | 0 | 0
STIOODE8 6510__A FROM_TO | STIOODE8 | 6510__A | 162 | 4 | 4 | CRMWD8TA_8 | GLENHAVN_8 | FROM_TO | 73521.13 | -0.03528 | 0.045187 | -0.23893 | 0.6217 | -6.9103 | -81.4989 | 0 | 2135.418 | 4626.3 | Competitive | 0 | 0 | 0 | 0 | 0 | 1 | 1 | Non-Competitive | Non-Competitive | Non-Competitive | Non-Competitive | Non-Competitive | 12 | 17 | 17 | 12 | 17 | 17 | 12 | 17 | 17 | 12 | 17 | 17 | 12 | 17 | 17
STIOODE8 6510__A TO_FROM | STIOODE8 | 6510__A | 162 | 4 | 4 | CRMWD8TA_8 | GLENHAVN_8 | TO_FROM | 73521.13 | -0.04519 | 0.03528 | -0.6217 | 0.23892 | 125.4227 | 16.4027 | 0 | 4626.3 | 2135.418 | Competitive | 0 | 0 | 0 | 1 | 1 | 1 | 1 | Non-Competitive | Non-Competitive | Non-Competitive | Competitive | Competitive | 5 | 5 | 5 | 5 | 5 | 5 | 5 | 5 | 5 | 0 | 0 | 0 | 0 | 0 | 0
STMPSN25 425__A FROM_TO | STMPSN25 | 425__A | 1065 | 0 | 0 | TEMP_SS__5 | BELL_E_5 | FROM_TO | 73521.13 | -0.20799 | 0.069125 | -0.68425 | 0.16566 | 1046.683 | -514.468 | 0 | 864.833 | 2118.443 | Competitive | 0 | 0 | 0 | 1 | 1 | 1 | 1 | Non-Competitive | Non-Competitive | Non-Competitive | Competitive | Competitive | 66 | 101 | 109 | 66 | 101 | 109 | 66 | 101 | 109 | 0 | 0 | 0 | 0 | 0 | 0
STMPSN25 425__A TO_FROM | STMPSN25 | 425__A | 1065 | 0 | 0 | TEMP_SS__5 | BELL_E_5 | TO_FROM | 73521.13 | -0.06912 | 0.20799 | -0.16566 | 0.68424 | 1295.735 | -601.496 | 0 | 2118.443 | 864.833 | Competitive | 1 | 1 | 1 | 1 | 1 | 1 | 1 | Competitive | Competitive | Competitive | Competitive | Competitive | 0 | 0 | 0 | 0 | 0 | 0 | 0 | 0 | 0 | 0 | 0 | 0 | 0 | 0 | 0
STMPSND5 435__A FROM_TO | STMPSND5 | 435__A | 1065 | 0 | 0 | TEMP_SS__5 | BELL_E_5 | FROM_TO | 73521.13 | -0.21518 | 0.12113 | -0.63994 | 0.18843 | 2158.468 | -1343.99 | 0 | 1138.667 | 1095.482 | Competitive | 0 | 1 | 1 | 1 | 1 | 1 | 1 | Non-Competitive | Competitive | Competitive | Competitive | Competitive | 76 | 76 | 189 | 0 | 0 | 0 | 0 | 0 | 0 | 0 | 0 | 0 | 0 | 0 | 0
STMPSND5 435__A TO_FROM | STMPSND5 | 435__A | 1065 | 0 | 0 | TEMP_SS__5 | BELL_E_5 | TO_FROM | 73521.13 | -0.12113 | 0.21518 | -0.18843 | 0.63994 | 2199.045 | -548.17 | 0 | 1095.482 | 1138.667 | Competitive | 0 | 1 | 1 | 1 | 1 | 1 | 1 | Non-Competitive | Competitive | Competitive | Competitive | Competitive | 41 | 115 | 153 | 0 | 0 | 0 | 0 | 0 | 0 | 0 | 0 | 0 | 0 | 0 | 0
STNNMDO8 PHR_AT1 FROM_TO | STNNMDO8 | PHR_AT1 | 460 | 4 | 4 | P_H_R___345E | 49126_STAR | FROM_TO | 73521.13 | -0.17838 | 0.026517 | -0.21845 | 0.061417 | 528.1773 | 236.9366 | 0 | 3744.64 | 5146.886 | Non-Competi | 0 | 0 | 0 | 0 | 0 | 1 | 1 | Non-Competitive | Non-Competitive | Non-Competitive | Non-Competitive | Non-Competitive | 12 | 14 | 14 | 12 | 14 | 14 | 12 | 14 | 14 | 12 | 14 | 14 | 12 | 14 | 14
STNNMDO8 PHR_AT1 TO_FROM | STNNMDO8 | PHR_AT1 | 460 | 4 | 4 | P_H_R___345E | 49126_STAR | TO_FROM | 73521.13 | -0.02652 | 0.17838 | -0.06142 | 0.21845 | -33.3756 | -487.914 | 0 | 5146.886 | 3744.64 | Competitive | 0 | 0 | 0 | 0 | 0 | 1 | 1 | Non-Competitive | Non-Competitive | Non-Competitive | Non-Competitive | Non-Competitive | 5 | 5 | 5 | 5 | 5 | 5 | 5 | 5 | 5 | 5 | 5 | 5 | 5 | 5 | 5
STNNMDO8 PHR_AT1L FROM_TO | STNNMDO8 | PHR_AT1L | 460 | 4 | 4 | P_H_R___138C | 49126_STAR | FROM_TO | 73521.13 | -0.02652 | 0.17838 | -1.0614 | 0.21845 | -33.3756 | -487.914 | 0 | 5146.886 | 3744.64 | Competitive | 0 | 0 | 0 | 0 | 0 | 1 | 1 | Non-Competitive | Non-Competitive | Non-Competitive | Non-Competitive | Non-Competitive | 5 | 5 | 5 | 5 | 5 | 5 | 5 | 5 | 5 | 5 | 5 | 5 | 5 | 5 | 5
STNNMDO8 PHR_AT1L TO_FROM | STNNMDO8 | PHR_AT1L | 460 | 4 | 4 | P_H_R___138C | 49126_STAR | TO_FROM | 73521.13 | -0.17838 | 0.026517 | -0.21845 | 1.0614 | 528.1773 | 236.9366 | 0 | 3744.64 | 5146.886 | Competitive | 0 | 0 | 0 | 0 | 0 | 1 | 1 | Non-Competitive | Non-Competitive | Non-Competitive | Non-Competitive | Non-Competitive | 12 | 14 | 14 | 12 | 14 | 14 | 12 | 14 | 14 | 12 | 14 | 14 | 12 | 14 | 14
STXHMUN9 MUND_RULE1I_1 FROM_TO | STXHMUN9 | MUND_RULE1I_1 | 27 | 5 | 5 | MUNDAY | MUND2A | FROM_TO | 73521.13 | -0.01694 | 0.022385 | -0.18109 | 0.75612 | 1.139 | -30.5179 | 0 | 7998.041 | 10000 | Competitive | 0 | 0 | 0 | 0 | 0 | 1 | 0 | Non-Competitive | Non-Competitive | Non-Competitive | Non-Competitive | Non-Competitive | 0 | 0 | 0 | 0 | 0 | 0 | 0 | 0 | 0 | 0 | 0 | 0 | 0 | 0 | 0
STXHMUN9 MUND_RULE1I_1 TO_FROM | STXHMUN9 | MUND_RULE1I_1 | 27 | 5 | 5 | MUNDAY | MUND2A | TO_FROM | 73521.13 | -0.02238 | 0.016939 | -0.75612 | 0.18109 | 31.5354 | 5.0394 | 0 | 10000 | 7998.041 | Competitive | 0 | 0 | 0 | 0 | 0 | 1 | 1 | Non-Competitive | Non-Competitive | Non-Competitive | Non-Competitive | Non-Competitive | bar: 1 to 3
STYLEL28 TYLNW_MR1H FROM_TO | STYLEL28 | TYLNW_MR1H | 56 | 0 | 0 | TYLERNW_8 | TYLNW1_1 | FROM_TO | 73521.13 | -0.00043 | 0.000656 | -0.58505 | 0.015049 | 21.2025 | 17.0071 | 0 | 1213.134 | 8975.366 | Competitive | 0 | 0 | 0 | 0 | 0 | 1 | 0 | Non-Competitive | Non-Competitive | Non-Competitive | Non-Competitive | Non-Competitive | 0 | 0 | 0 | 0 | 0 | 0 | 0 | 0 | 0 | 0 | 0 | 0 | 0 | 0 | 0
STYLEL28 TYLNW_MR1H TO_FROM | STYLEL28 | TYLNW_MR1H | 56 | 0 | 0 | TYLERNW_8 | TYLNW1_1 | TO_FROM | 73521.13 | -0.00066 | 0.000429 | -0.01505 | 0.58505 | -16.5179 | -19.3603 | 0 | 8975.366 | 1213.134 | Competitive | 0 | 1 | 1 | 1 | 1 | 1 | 0 | Non-Competitive | Non-Competitive | Non-Competitive | Non-Competitive | Non-Competitive | 0 | 0 | 0 | 0 | 0 | 0 | 0 | 0 | 0 | 0 | 0 | 0 | 0 | 0 | 0
SVEROK28 PAUL_69-1 FROM_TO | SVEROK28 | PAUL_69-1 | 69 | 1 | 1 | PAUL2A | LKPAULS4 | FROM_TO | 73521.13 | -0.00081 | 0.11727 | -0.23981 | 0.62606 | -5.0771 | -21.1998 | 0 | 10000 | 1159.964 | Competitive | 0 | 1 | 1 | 1 | 1 | 1 | 0 | Non-Competitive | Non-Competitive | Non-Competitive | Non-Competitive | Non-Competitive | 0 | 0 | 0 | 0 | 0 | 0 | 0 | 0 | 0 | 0 | 0 | 0 | 0 | 0 | 0
SVEROK28 PAUL_69-1 TO_FROM | SVEROK28 | PAUL_69-1 | 69 | 1 | 1 | PAUL2A | LKPAULS4 | TO_FROM | 73521.13 | -0.11727 | 0.00081 | -0.62606 | 0.23981 | 21.8033 | 11.6425 | 0 | 1159.964 | 10000 | Competitive | 0 | 0 | 0 | 0 | 0 | 1 | 1 | Non-Competitive | Non-Competitive | Non-Competitive | Non-Competitive | Non-Competitive | bar: 1 to 3
SVICCO28 COLETO_VICTOR2_1 FROM_TO | SVICCO28 | COLETO_VICTOR2_1 | 320 | 1 | 1 | COLETO4A | VICTORIA4A | FROM_TO | 73521.13 | -0.29767 | 0.24744 | -0.29767 | 0.25365 | 862.1383 | -279.27 | 0 | 4787.736 | 2935.526 | Competitive | 0 | 0 | 0 | 0 | 1 | 1 | 1 | Non-Competitive | Non-Competitive | Non-Competitive | Non-Competitive | Competitive | 20 | 28 | 28 | 20 | 28 | 28 | 20 | 28 | 28 | 20 | 28 | 28 | 0 | 0 | 0
SVICCO28 COLETO_VICTOR2_1 TO_FROM | SVICCO28 | COLETO_VICTOR2_1 | 320 | 1 | 1 | COLETO4A | VICTORIA4A | TO_FROM | 73521.13 | -0.24744 | 0.29767 | -0.25365 | 0.29767 | 568.2586 | -646.719 | 0 | 2935.526 | 4787.736 | Competitive | 0 | 0 | 0 | 0 | 0 | 1 | 1 | Non-Competitive | Non-Competitive | Non-Competitive | Non-Competitive | Non-Competitive | 1 | 33 | 40 | 1 | 33 | 40 | 1 | 33 | 40 | 1 | 33 | 40 | 1 | 33 | 40
SWBJGOR8 587__A FROM_TO | SWBJGOR8 | 587__A | 210 | 10 | 10 | HIGHL_E_P8 | ARGYLE1_8 | FROM_TO | 73521.13 | -0.16111 | 0.011589 | -0.36533 | 0.193 | 279.031 | -88.4503 | 0 | 2471.232 | 3482.607 | Competitive | 0 | 0 | 0 | 0 | 0 | 1 | 1 | Non-Competitive | Non-Competitive | Non-Competitive | Non-Competitive | Non-Competitive | 11 | 11 | 11 | 11 | 11 | 11 | 11 | 11 | 11 | 11 | 11 | 11 | 11 | 11 | 11
SWBJGOR8 587__A TO_FROM | SWBJGOR8 | 587__A | 210 | 10 | 10 | HIGHL_E_P8 | ARGYLE1_8 | TO_FROM | 73521.13 | -0.01159 | 0.16111 | -0.193 | 0.36533 | 179.1904 | -187.84 | 0 | 3482.607 | 2471.232 | Competitive | 0 | 0 | 0 | 1 | 1 | 1 | 0 | Non-Competitive | Non-Competitive | Non-Competitive | Non-Competitive | Non-Competitive | 0 | 0 | 0 | 0 | 0 | 0 | 0 | 0 | 0 | 0 | 0 | 0 | 0 | 0 | 0
SWCOASH8 UVALDE_W_BATE1_1 FROM_TO | SWCOASH8 | UVALDE_W_BATE1_1 | 122 | 5 | 5 | UVALDE4A | W_BATESV4A | FROM_TO | 73521.13 | -0.04549 | 0.19845 | -0.34086 | 0.36307 | 260.1254 | -163.006 | 0 | 2945.009 | 1826.376 | Competitive | 0 | 0 | 1 | 1 | 1 | 1 | 1 | Non-Competitive | Non-Competitive | Competitive | Competitive | Competitive | 33 | 34 | 34 | 33 | 34 | 34 | 0 | 0 | 0 | 0 | 0 | 0 | 0 | 0 | 0
SWCOASH8 UVALDE_W_BATE1_1 TO_FROM | SWCOASH8 | UVALDE_W_BATE1_1 | 122 | 5 | 5 | UVALDE4A | W_BATESV4A | TO_FROM | 73521.13 | -0.19845 | 0.045486 | -0.36307 | 0.34086 | 231.5091 | -193.708 | 0 | 1826.376 | 2945.009 | Competitive | 0 | 0 | 0 | 0 | 1 | 1 | 1 | Non-Competitive | Non-Competitive | Non-Competitive | Non-Competitive | Competitive | 12 | 14 | 17 | 12 | 14 | 17 | 12 | 14 | 17 | 12 | 14 | 17 | 0 | 0 | 0
SWEBVEN5 3180__A FROM_TO | SWEBVEN5 | 3180__A | 210 | 1 | 1 | CHILSW_N8 | FSHCRK1_8 | FROM_TO | 73521.13 | -0.06074 | 0.052788 | -0.51869 | 0.10419 | 240.6143 | -175.237 | 0 | 8706.971 | 10000 | Competitive | 0 | 0 | 0 | 0 | 0 | 1 | 1 | Non-Competitive | Non-Competitive | Non-Competitive | Non-Competitive | Non-Competitive | 3 | 3 | 3 | 3 | 3 | 3 | 3 | 3 | 3 | 3 | 3 | 3 | 3 | 3 | 3
SWEBVEN5 3180__A TO_FROM | SWEBVEN5 | 3180__A | 210 | 1 | 1 | CHILSW_N8 | FSHCRK1_8 | TO_FROM | 73521.13 | -0.05279 | 0.060738 | -0.10419 | 0.51869 | 272.9497 | -158.506 | 0 | 10000 | 8706.971 | Competitive | 0 | 0 | 0 | 0 | 0 | 1 | 1 | Non-Competitive | Non-Competitive | Non-Competitive | Non-Competitive | Non-Competitive | 3 | 5 | 5 | 3 | 5 | 5 | 3 | 5 | 5 | 3 | 5 | 5 | 3 | 5 | 5
SWEILON8 CITGOW_WEIL_T1_1 FROM_TO | SWEILON8 | CITGOW_WEIL_T1_1 | 209 | 1 | 1 | CITGO_W4A | WEIL_TRC4A | FROM_TO | 73521.13 | -0.18424 | 0.005562 | -0.31786 | 0.59901 | 171.666 | -117.789 | 0 | 763.544 | 3276.87 | Competitive | 0 | 0 | 0 | 0 | 0 | 1 | 1 | Non-Competitive | Non-Competitive | Non-Competitive | Non-Competitive | Non-Competitive | 10 | 10 | 10 | 10 | 10 | 10 | 10 | 10 | 10 | 10 | 10 | 10 | 10 | 10 | 10
SWEILON8 CITGOW_WEIL_T1_1 TO_FROM | SWEILON8 | CITGOW_WEIL_T1_1 | 209 | 1 | 1 | CITGO_W4A | WEIL_TRC4A | TO_FROM | 73521.13 | -0.00556 | 0.18424 | -0.59901 | 0.31786 | 268.7481 | -166.515 | 0 | 3276.87 | 763.544 | Competitive | 1 | 1 | 1 | 1 | 1 | 1 | 0 | Non-Competitive | Non-Competitive | Non-Competitive | Non-Competitive | Non-Competitive | 0 | 0 | 0 | 0 | 0 | 0 | 0 | 0 | 0 | 0 | 0 | 0 | 0 | 0 | 0
SWEILON8 CLARK__LON_HI1_1 FROM_TO | SWEILON8 | CLARK__LON_HI1_1 | 207 | 1 | 1 | LON_HILL4A | CLARK_WD4A | FROM_TO | 73521.13 | -0.18332 | 0.006491 | -0.57781 | 0.039896 | 240.0042 | -49.5217 | 0 | 755.393 | 3280.848 | Non-Competi | 0 | 0 | 0 | 0 | 0 | 1 | 1 | Non-Competitive | Non-Competitive | Non-Competitive | Non-Competitive | Non-Competitive | 10 | 10 | 10 | 10 | 10 | 10 | 10 | 10 | 10 | 10 | 10 | 10 | 10 | 10 | 10
SWEILON8 CLARK__LON_HI1_1 TO_FROM | SWEILON8 | CLARK__LON_HI1_1 | 207 | 1 | 1 | LON_HILL4A | CLARK_WD4A | TO_FROM | 73521.13 | -0.00649 | 0.18332 | -0.0399 | 0.57781 | 200.4647 | -234.782 | 0 | 3280.848 | 755.393 | Competitive | 1 | 1 | 1 | 1 | 1 | 1 | 0 | Non-Competitive | Non-Competitive | Non-Competitive | Non-Competitive | Non-Competitive | 0 | 0 | 0 | 0 | 0 | 0 | 0 | 0 | 0 | 0 | 0 | 0 | 0 | 0 | 0
SWFAFSH8 6557__A FROM_TO | SWFAFSH8 | 6557__A | 143 | 1 | 1 | FISHRDSS1_8 | WNDCRK2_8 | FROM_TO | 73521.13 | -0.12075 | 0.02356 | -0.57972 | 0.25295 | 168.0589 | 78.2598 | 0 | 4373.051 | 10000 | Competitive | 0 | 0 | 0 | 0 | 0 | 1 | 1 | Non-Competitive | Non-Competitive | Non-Competitive | Non-Competitive | Non-Competitive | 4 | 4 | 4 | 4 | 4 | 4 | 4 | 4 | 4 | 4 | 4 | 4 | 4 | 4 | 4
SWFAFSH8 6557__A TO_FROM | SWFAFSH8 | 6557__A | 143 | 1 | 1 | FISHRDSS1_8 | WNDCRK2_8 | TO_FROM | 73521.13 | -0.02356 | 0.12076 | -0.25295 | 0.57972 | -65.07 | -156.145 | 0 | 10000 | 4373.051 | Competitive | 0 | 0 | 0 | 0 | 0 | 1 | 1 | Non-Competitive | Non-Competitive | Non-Competitive | Non-Competitive | Non-Competitive | 5 | 6 | 6 | 5 | 6 | 6 | 5 | 6 | 6 | 5 | 6 | 6 | 5 | 6 | 6
SWHILON5 LON_HI_PELICA1_1 FROM_TO | SWHILON5 | LON_HI_PELICA1_1 | 470 | 1 | 1 | LON_HILL4A | PELICAN4A | FROM_TO | 73521.13 | -0.44742 | 0.14519 | -0.44742 | 0.15818 | 605.9448 | -857.329 | 0 | 1823.321 | 2323.687 | Non-Competi | 0 | 0 | 0 | 1 | 1 | 1 | 1 | Non-Competitive | Non-Competitive | Non-Competitive | Competitive | Competitive | 10 | 11 | 11 | 10 | 11 | 11 | 10 | 11 | 11 | 0 | 0 | 0 | 0 | 0 | 0
SWHILON5 LON_HI_PELICA1_1 TO_FROM | SWHILON5 | LON_HI_PELICA1_1 | 470 | 1 | 1 | LON_HILL4A | PELICAN4A | TO_FROM | 73521.13 | -0.14519 | 0.44742 | -0.15818 | 0.44742 | 1058.536 | -354.634 | 0 | 2323.687 | 1823.321 | Competitive | 0 | 0 | 1 | 1 | 1 | 1 | 1 | Non-Competitive | Non-Competitive | Competitive | Competitive | Competitive | 16 | 21 | 33 | 16 | 21 | 33 | 0 | 0 | 0 | 0 | 0 | 0 | 0 | 0 | 0
SWHISTP5 BLESSI_PALACI1_1 FROM_TO | SWHISTP5 | BLESSI_PALACI1_1 | 39 | 1 | 1 | BLESSING2A | PALACIOS2A | FROM_TO | 73521.13 | -0.05279 | 0.008054 | -0.71603 | 0.10184 | 143.0801 | -65.7952 | 0 | 1819.343 | 7420.052 | Competitive | 0 | 0 | 0 | 0 | 0 | 1 | 1 | Non-Competitive | Non-Competitive | Non-Competitive | Non-Competitive | Non-Competitive | 7 | 9 | 11 | 7 | 9 | 11 | 7 | 9 | 11 | 7 | 9 | 11 | 7 | 9 | 11
SWHISTP5 BLESSI_PALACI1_1 TO_FROM | SWHISTP5 | BLESSI_PALACI1_1 | 39 | 1 | 1 | BLESSING2A | PALACIOS2A | TO_FROM | 73521.13 | -0.00805 | 0.052788 | -0.10184 | 0.71603 | 81.2897 | -103.852 | 0 | 7420.052 | 1819.343 | Competitive | 0 | 0 | 1 | 1 | 1 | 1 | 0 | Non-Competitive | Non-Competitive | Non-Competitive | Non-Competitive | Non-Competitive | 0 | 0 | 0 | 0 | 0 | 0 | 0 | 0 | 0 | 0 | 0 | 0 | 0 | 0 | 0
SWHISTP5 SINTON_SKIDMO1_1 FROM_TO | SWHISTP5 | SINTON_SKIDMO1_1 | 38 | 1 | 1 | SKIDMORE2A | SINTON2A | FROM_TO | 73521.13 | -0.02591 | 0.003597 | -0.2172 | 0.40155 | 66.3248 | -34.552 | 0 | 5617.345 | 1384.923 | Competitive | 0 | 1 | 1 | 1 | 1 | 1 | 1 | Non-Competitive | Competitive | Competitive | Competitive | Competitive | 6 | 7 | 8 | 0 | 0 | 0 | 0 | 0 | 0 | 0 | 0 | 0 | 0 | 0 | 0
SWHISTP5 SINTON_SKIDMO1_1 TO_FROM | SWHISTP5 | SINTON_SKIDMO1_1 | 38 | 1 | 1 | SKIDMORE2A | SINTON2A | TO_FROM | 73521.13 | -0.0036 | 0.025908 | -0.40155 | 0.21721 | 61.1497 | -61.7339 | 0 | 1384.923 | 5617.345 | Competitive | 0 | 0 | 0 | 0 | 0 | 1 | 0 | Non-Competitive | Non-Competitive | Non-Competitive | Non-Competitive | Non-Competitive | 0 | 0 | 0 | 0 | 0 | 0 | 0 | 0 | 0 | 0 | 0 | 0 | 0 | 0 | 0
SWHOSCS8 1340__D FROM_TO | SWHOSCS8 | 1340__D | 210 | 0 | 0 | STRYKER_8 | DOUGLAS_8 | FROM_TO | 73521.13 | -0.1211 | 0.065939 | -0.55466 | 0.065939 | 82.4433 | -1.5157 | 0 | 9125.388 | 10000 | Competitive | 0 | 0 | 0 | 0 | 0 | 1 | 1 | Non-Competitive | Non-Competitive | Non-Competitive | Non-Competitive | Non-Competitive | bar: 7 to 11
SWHOSCS8 1340__D TO_FROM | SWHOSCS8 | 1340__D | 210 | 0 | 0 | STRYKER_8 | DOUGLAS_8 | TO_FROM | 73521.13 | -0.06594 | 0.1211 | -0.06594 | 0.55466 | 7.7906 | -35.5972 | 0 | 10000 | 9125.388 | Competitive | 0 | 0 | 0 | 0 | 0 | 1 | 1 | Non-Competitive | Non-Competitive | Non-Competitive | Non-Competitive | Non-Competitive | 2 | 2 | 3 | 2 | 2 | 3 | 2 | 2 | 3 | 2 | 2 | 3 | 2 | 2 | 3
SWINPBS8 M_69_F3_1 FROM_TO | SWINPBS8 | M_69_F3_1 | 36 | 1 | 1 | TNWNKLRCO60 | TNWICKETT_0 | FROM_TO | 73521.13 | -0.00654 | 0.040968 | -0.24834 | 0.50557 | 3.2034 | -8.9748 | 0 | 5204.032 | 10000 | Competitive | 0 | 0 | 0 | 0 | 0 | 1 | 0 | Non-Competitive | Non-Competitive | Non-Competitive | Non-Competitive | Non-Competitive | 0 | 0 | 0 | 0 | 0 | 0 | 0 | 0 | 0 | 0 | 0 | 0 | 0 | 0 | 0
SWINPBS8 M_69_F3_1 TO_FROM | SWINPBS8 | M_69_F3_1 | 36 | 1 | 1 | TNWNKLRCO60 | TNWICKETT_0 | TO_FROM | 73521.13 | -0.04097 | 0.006537 | -0.50557 | 0.24834 | 12.0464 | 1.7962 | 0 | 10000 | 5204.032 | Competitive | 0 | 0 | 0 | 0 | 0 | 1 | 1 | Non-Competitive | Non-Competitive | Non-Competitive | Non-Competitive | Non-Competitive | 4 | 4 | 4 | 4 | 4 | 4 | 4 | 4 | 4 | 4 | 4 | 4 | 4 | 4 | 4
SWINPBS8 PBSES_FMR2 FROM_TO | SWINPBS8 | PBSES_FMR2 | 72 | 1 | 1 | PERMIANB_9 | PERMIANB_8 | FROM_TO | 73521.13 | -0.00996 | 0.056566 | -0.00996 | 0.51314 | -14.4287 | -31.4061 | 0 | 5205.1 | 10000 | Competitive | 0 | 0 | 0 | 0 | 0 | 1 | 0 | Non-Competitive | Non-Competitive | Non-Competitive | Non-Competitive | Non-Competitive | 0 | 0 | 0 | 0 | 0 | 0 | 0 | 0 | 0 | 0 | 0 | 0 | 0 | 0 | 0
SWINPBS8 PBSES_FMR2 TO_FROM | SWINPBS8 | PBSES_FMR2 | 72 | 1 | 1 | PERMIANB_9 | PERMIANB_8 | TO_FROM | 73521.13 | -0.05657 | 0.009959 | -0.51314 | 0.009959 | 36.0309 | 21.2295 | 0 | 10000 | 5205.1 | Competitive | 0 | 0 | 0 | 0 | 0 | 1 | 1 | Non-Competitive | Non-Competitive | Non-Competitive | Non-Competitive | Non-Competitive | 4 | 4 | 4 | 4 | 4 | 4 | 4 | 4 | 4 | 4 | 4 | 4 | 4 | 4 | 4
SWIRFE28 SANDCR_AT1 FROM_TO | SWIRFE28 | SANDCR_AT1 | 44 | 1 | 1 | L_SANDCR9_1Y | L_SANDCR8_1Y | FROM_TO | 73521.13 | -0.01628 | 0.17397 | -0.05599 | 0.6032 | 3.9438 | -22.9234 | 0 | 10000 | 10000 | Competitive | 0 | 0 | 0 | 0 | 0 | 1 | 0 | Non-Competitive | Non-Competitive | Non-Competitive | Non-Competitive | Non-Competitive | 0 | 0 | 0 | 0 | 0 | 0 | 0 | 0 | 0 | 0 | 0 | 0 | 0 | 0 | 0
SWIRFE28 SANDCR_AT1 TO_FROM | SWIRFE28 | SANDCR_AT1 | 44 | 1 | 1 | L_SANDCR9_1Y | L_SANDCR8_1Y | TO_FROM | 73521.13 | -0.17397 | 0.016279 | -0.6032 | 0.055987 | 32.5815 | 1.4214 | 0 | 10000 | 10000 | Competitive | 0 | 0 | 0 | 0 | 0 | 1 | 1 | Non-Competitive | Non-Competitive | Non-Competitive | Non-Competitive | Non-Competitive | 4 | 4 | 4 | 4 | 4 | 4 | 4 | 4 | 4 | 4 | 4 | 4 | 4 | 4 | 4
SWLALCS8 1290__A FROM_TO | SWLALCS8 | 1290__A | 370 | 2 | 2 | LAKE_CRK1_8 | ROBINSON1_8 | FROM_TO | 73521.13 | -0.03154 | 0.021023 | -0.65086 | 0.10506 | 359.9621 | 194.0858 | 0 | 3239.361 | 9419.799 | Competitive | 0 | 0 | 0 | 0 | 0 | 1 | 1 | Non-Competitive | Non-Competitive | Non-Competitive | Non-Competitive | Non-Competitive | 5 | 5 | 7 | 5 | 5 | 7 | 5 | 5 | 7 | 5 | 5 | 7 | 5 | 5 | 7
SWLALCS8 1290__A TO_FROM | SWLALCS8 | 1290__A | 370 | 2 | 2 | LAKE_CRK1_8 | ROBINSON1_8 | TO_FROM | 73521.13 | -0.02102 | 0.031543 | -0.10506 | 0.65086 | -161.153 | -348.48 | 0 | 9419.799 | 3239.361 | Competitive | 0 | 0 | 0 | 0 | 0 | 1 | 1 | Non-Competitive | Non-Competitive | Non-Competitive | Non-Competitive | Non-Competitive | bar: 7 to 11
SWLVWTR5 3040__A FROM_TO | SWLVWTR5 | 3040__A | 1064 | 3 | 3 | CHILSW1_5 | WATMLL_E5 | FROM_TO | 73521.13 | -0.06636 | 0.07233 | -0.15424 | 0.16867 | 542.8566 | -604.265 | 0 | 1462.248 | 3439.261 | Competitive | 0 | 0 | 0 | 0 | 0 | 1 | 1 | Non-Competitive | Non-Competitive | Non-Competitive | Non-Competitive | Non-Competitive | 30 | 32 | 32 | 30 | 32 | 32 | 30 | 32 | 32 | 30 | 32 | 32 | 30 | 32 | 32
SWLVWTR5 3040__A TO_FROM | SWLVWTR5 | 3040__A | 1064 | 3 | 3 | CHILSW1_5 | WATMLL_E5 | TO_FROM | 73521.13 | -0.07233 | 0.066363 | -0.16866 | 0.15424 | 1329.606 | -316.954 | 0 | 3439.261 | 1462.248 | Competitive | 0 | 1 | 1 | 1 | 1 | 1 | 1 | Non-Competitive | Competitive | Competitive | Competitive | Competitive | 63 | 63 | 105 | 0 | 0 | 0 | 0 | 0 | 0 | 0 | 0 | 0 | 0 | 0 | 0
SWMMLCS8 1010__A FROM_TO | SWMMLCS8 | 1010__A | 324 | 6 | 6 | ELM_MOTT__8 | WACONCST_T | FROM_TO | 73521.13 | -0.00451 | 0.070596 | -0.62726 | 0.21746 | 334.3649 | 57.1258 | 0 | 9417.104 | 1149.923 | Competitive | 0 | 1 | 1 | 1 | 1 | 1 | 0 | Non-Competitive | Non-Competitive | Non-Competitive | Non-Competitive | Non-Competitive | 0 | 0 | 0 | 0 | 0 | 0 | 0 | 0 | 0 | 0 | 0 | 0 | 0 | 0 | 0
SWMMLCS8 1010__A TO_FROM | SWMMLCS8 | 1010__A | 324 | 6 | 6 | ELM_MOTT__8 | WACONCST_T | TO_FROM | 73521.13 | -0.0706 | 0.004506 | -0.21746 | 0.62726 | -3.9427 | -278.432 | 0 | 1149.923 | 9417.104 | Competitive | 0 | 0 | 0 | 0 | 0 | 1 | 1 | Non-Competitive | Non-Competitive | Non-Competitive | Non-Competitive | Non-Competitive | 5 | 5 | 7 | 5 | 5 | 7 | 5 | 5 | 7 | 5 | 5 | 7 | 5 | 5 | 7
SWOVODE8 6430__C FROM_TO | SWOVODE8 | 6430__C | 179 | 5 | 5 | MOSS_8 | AMOCNCTA_8 | FROM_TO | 73521.13 | -0.1985 | 0.016701 | -0.64542 | 0.075794 | 237.9433 | 108.3137 | 0 | 4606.43 | 3439.934 | Non-Competi | 0 | 0 | 0 | 0 | 0 | 1 | 1 | Non-Competitive | Non-Competitive | Non-Competitive | Non-Competitive | Non-Competitive | 8 | 14 | 14 | 8 | 14 | 14 | 8 | 14 | 14 | 8 | 14 | 14 | 8 | 14 | 14
SWOVODE8 6430__C TO_FROM | SWOVODE8 | 6430__C | 179 | 5 | 5 | MOSS_8 | AMOCNCTA_8 | TO_FROM | 73521.13 | -0.0167 | 0.1985 | -0.07579 | 0.64542 | -48.5637 | -219.042 | 0 | 3439.934 | 4606.43 | Competitive | 0 | 0 | 0 | 0 | 0 | 1 | 0 | Non-Competitive | Non-Competitive | Non-Competitive | Non-Competitive | Non-Competitive | 0 | 0 | 0 | 0 | 0 | 0 | 0 | 0 | 0 | 0 | 0 | 0 | 0 | 0 | 0
SWOVODE8 6860__A FROM_TO | SWOVODE8 | 6860__A | 40 | 5 | 5 | HOLTSS_9 | ECTRSHLT_9 | FROM_TO | 73521.13 | -0.01557 | 0.004366 | -0.74916 | 0.099872 | 51.7692 | 42.717 | 0 | 4441.72 | 4235.941 | Competitive | 0 | 0 | 0 | 0 | 0 | 0 | 0 | Non-Competitive | Non-Competitive | Non-Competitive | Non-Competitive | Non-Competitive | 0 | 0 | 0 | 0 | 0 | 0 | 0 | 0 | 0 | 0 | 0 | 0 | 0 | 0 | 0
SWOVODE8 6860__A TO_FROM | SWOVODE8 | 6860__A | 40 | 5 | 5 | HOLTSS_9 | ECTRSHLT_9 | TO_FROM | 73521.13 | -0.00437 | 0.015567 | -0.09987 | 0.74916 | -38.5724 | -50.7246 | 0 | 4235.941 | 4441.72 | Competitive | 0 | 0 | 0 | 0 | 0 | 1 | 0 | Non-Competitive | Non-Competitive | Non-Competitive | Non-Competitive | Non-Competitive | 0 | 0 | 0 | 0 | 0 | 0 | 0 | 0 | 0 | 0 | 0 | 0 | 0 | 0 | 0
SWOVODE8 6865__A FROM_TO | SWOVODE8 | 6865__A | 48 | 5 | 5 | HOLTSS_9 | NTCOWDEN_9 | FROM_TO | 73521.13 | -0.00928 | 0.002738 | -0.76965 | 0.060336 | 39.0634 | 33.5408 | 0 | 3833.502 | 4224.407 | Competitive | 0 | 0 | 0 | 0 | 0 | 1 | 0 | Non-Competitive | Non-Competitive | Non-Competitive | Non-Competitive | Non-Competitive | 0 | 0 | 0 | 0 | 0 | 0 | 0 | 0 | 0 | 0 | 0 | 0 | 0 | 0 | 0
SWOVODE8 6865__A TO_FROM | SWOVODE8 | 6865__A | 48 | 5 | 5 | HOLTSS_9 | NTCOWDEN_9 | TO_FROM | 73521.13 | -0.00274 | 0.009283 | -0.06034 | 0.76965 | -31.0439 | -38.4442 | 0 | 4224.407 | 3833.502 | Competitive | 0 | 0 | 0 | 0 | 0 | 1 | 0 | Non-Competitive | Non-Competitive | Non-Competitive | Non-Competitive | Non-Competitive | 0 | 0 | 0 | 0 | 0 | 0 | 0 | 0 | 0 | 0 | 0 | 0 | 0 | 0 | 0
SWOVODE8 6910__B FROM_TO | SWOVODE8 | 6910__B | 40 | 5 | 5 | VEST_9 | MIDWAY_9 | FROM_TO | 73521.13 | -0.00547 | 0.026487 | -0.49648 | 0.19673 | 50.7347 | 31.2104 | 0 | 4298.705 | 10000 | Competitive | 0 | 0 | 0 | 0 | 0 | 1 | 0 | Non-Competitive | Non-Competitive | Non-Competitive | Non-Competitive | Non-Competitive | 0 | 0 | 0 | 0 | 0 | 0 | 0 | 0 | 0 | 0 | 0 | 0 | 0 | 0 | 0
SWOVODE8 6910__B TO_FROM | SWOVODE8 | 6910__B | 40 | 5 | 5 | VEST_9 | MIDWAY_9 | TO_FROM | 73521.13 | -0.02649 | 0.005467 | -0.19673 | 0.49648 | -30.3314 | -43.9334 | 0 | 10000 | 4298.705 | Competitive | 0 | 0 | 0 | 0 | 0 | 1 | 1 | Non-Competitive | Non-Competitive | Non-Competitive | Non-Competitive | Non-Competitive | 3 | 3 | 3 | 3 | 3 | 3 | 3 | 3 | 3 | 3 | 3 | 3 | 3 | 3 | 3
SWRDYN8 358T544_1 FROM_TO | SWRDYN8 | 358T544_1 | 38 | 4 | 4 | L_ALTAIR9_1Y | L_STAFHI9_1Y | FROM_TO | 73521.13 | -0.0159 | 0.037119 | -0.39668 | 0.42793 | 89.2471 | -100.206 | 0 | 4108.009 | 7042.512 | Competitive | 0 | 0 | 0 | 0 | 0 | 1 | 0 | Non-Competitive | Non-Competitive | Non-Competitive | Non-Competitive | Non-Competitive | 0 | 0 | 0 | 0 | 0 | 0 | 0 | 0 | 0 | 0 | 0 | 0 | 0 | 0 | 0
SWRDYN8 358T544_1 TO_FROM | SWRDYN8 | 358T544_1 | 38 | 4 | 4 | L_ALTAIR9_1Y | L_STAFHI9_1Y | TO_FROM | 73521.13 | -0.03712 | 0.015896 | -0.42793 | 0.39668 | 136.6642 | -65.3931 | 0 | 7042.512 | 4108.009 | Competitive | 0 | 0 | 0 | 0 | 0 | 1 | 1 | Non-Competitive | Non-Competitive | Non-Competitive | Non-Competitive | Non-Competitive | 6 | 7 | 7 | 6 | 7 | 7 | 6 | 7 | 7 | 6 | 7 | 7 | 6 | 7 | 7
SWRDYN8 BLESSI_LAN_CT1_1 FROM_TO | SWRDYN8 | BLESSI_LAN_CT1_1 | 161 | 4 | 4 | BLESSING4A | LAN_CTY4A | FROM_TO | 73521.13 | -0.31814 | 0.027545 | -0.31942 | 0.098134 | 210.1309 | -49.6027 | 0 | 3946.456 | 7765.658 | Non-Competi | 0 | 0 | 0 | 0 | 0 | 1 | 1 | Non-Competitive | Non-Competitive | Non-Competitive | Non-Competitive | Non-Competitive | 6 | 7 | 11 | 6 | 7 | 11 | 6 | 7 | 11 | 6 | 7 | 11 | 6 | 7 | 11
SWRDYN8 BLESSI_LAN_CT1_1 TO_FROM | SWRDYN8 | BLESSI_LAN_CT1_1 | 161 | 4 | 4 | BLESSING4A | LAN_CTY4A | TO_FROM | 73521.13 | -0.02755 | 0.31814 | -0.09813 | 0.31942 | 257.2966 | -180.683 | 0 | 7765.658 | 3946.456 | Non-Competi | 0 | 0 | 0 | 0 | 0 | 1 | 1 | Non-Competitive | Non-Competitive | Non-Competitive | Non-Competitive | Non-Competitive | 12 | 12 | 12 | 12 | 12 | 12 | 12 | 12 | 12 | 12 | 12 | 12 | 12 | 12 | 12
SWRDYN8 LC_NEW60_A FROM_TO | SWRDYN8 | LC_NEW60_A | 336 | 4 | 4 | NEWGLF608000 | S_LANE__138A | FROM_TO | 73521.13 | -0.33353 | 0.54874 | -0.33353 | 0.59499 | 462.516 | -539.347 | 0 | 4723.742 | 6578.502 | Competitive | 0 | 0 | 0 | 0 | 0 | 1 | 1 | Non-Competitive | Non-Competitive | Non-Competitive | Non-Competitive | Non-Competitive | 6 | 18 | 18 | 6 | 18 | 18 | 6 | 18 | 18 | 6 | 18 | 18 | 6 | 18 | 18
SWRDYN8 LC_NEW60_A TO_FROM | SWRDYN8 | LC_NEW60_A | 336 | 4 | 4 | NEWGLF608000 | S_LANE__138A | TO_FROM | 73521.13 | -0.54874 | 0.33353 | -0.59499 | 0.33353 | 735.2912 | -367.653 | 0 | 6578.502 | 4723.742 | Competitive | 0 | 0 | 0 | 0 | 0 | 1 | 1 | Non-Competitive | Non-Competitive | Non-Competitive | Non-Competitive | Non-Competitive | 5 | 11 | 11 | 5 | 11 | 11 | 5 | 11 | 11 | 5 | 11 | 11 | 5 | 11 | 11
SWRDYN8 NEWTGF04_A FROM_TO | SWRDYN8 | NEWTGF04_A | 382 | 4 | 4 | NEWGLF048015 | TXGLF___138A | FROM_TO | 73521.13 | -0.45119 | 0.14903 | -0.45119 | 0.50256 | 423.6738 | -570.556 | 0 | 6384.211 | 4816.731 | Competitive | 0 | 0 | 0 | 0 | 0 | 1 | 1 | Non-Competitive | Non-Competitive | Non-Competitive | Non-Competitive | Non-Competitive | 8 | 20 | 20 | 8 | 20 | 20 | 8 | 20 | 20 | 8 | 20 | 20 | 8 | 20 | 20
SWRDYN8 NEWTGF04_A TO_FROM | SWRDYN8 | NEWTGF04_A | 382 | 4 | 4 | NEWGLF048015 | TXGLF___138A | TO_FROM | 73521.13 | -0.14903 | 0.45119 | -0.50256 | 0.45119 | 768.5195 | -147.447 | 0 | 4816.731 | 6384.211 | Competitive | 0 | 0 | 0 | 0 | 0 | 1 | 1 | Non-Competitive | Non-Competitive | Non-Competitive | Non-Competitive | Non-Competitive | 10 | 10 | 11 | 10 | 10 | 11 | 10 | 10 | 11 | 10 | 10 | 11 | 10 | 10 | 11
SWRDYN8 PG_WC_04_A FROM_TO | SWRDYN8 | PG_WC_04_A | 277 | 4 | 4 | PLEDGR__8000 | W_COL___8010 | FROM_TO | 73521.13 | -0.14913 | 0.45109 | -0.14913 | 0.57707 | 761.3418 | -154.617 | 0 | 4822.261 | 6377.285 | Competitive | 0 | 0 | 0 | 0 | 0 | 1 | 1 | Non-Competitive | Non-Competitive | Non-Competitive | Non-Competitive | Non-Competitive | 10 | 10 | 11 | 10 | 10 | 11 | 10 | 10 | 11 | 10 | 10 | 11 | 10 | 10 | 11
SWRDYN8 PG_WC_04_A TO_FROM | SWRDYN8 | PG_WC_04_A | 277 | 4 | 4 | PLEDGR__8000 | W_COL___8010 | TO_FROM | 73521.13 | -0.45109 | 0.14913 | -0.57707 | 0.14913 | 430.8499 | -563.386 | 0 | 6377.285 | 4822.261 | Non-Competi | 0 | 0 | 0 | 0 | 0 | 1 | 1 | Non-Competitive | Non-Competitive | Non-Competitive | Non-Competitive | Non-Competitive | 8 | 20 | 20 | 8 | 20 | 20 | 8 | 20 | 20 | 8 | 20 | 20 | 8 | 20 | 20
SW_BBAT8 2585_1 FROM_TO | SW_BBAT8 | 2585_1 | 122 | 1 | 1 | MOORESUB8 | DOWNIESUB8 | FROM_TO | 73521.13 | -0.16922 | 0.055191 | -0.41729 | 0.11542 | 208.672 | -112.122 | 0 | 10000 | 3114.621 | Competitive | 0 | 0 | 0 | 0 | 0 | 1 | 1 | Non-Competitive | Non-Competitive | Non-Competitive | Non-Competitive | Non-Competitive | 12 | 14 | 17 | 12 | 14 | 17 | 12 | 14 | 17 | 12 | 14 | 17 | 12 | 14 | 17
SW_BBAT8 2585_1 TO_FROM | SW_BBAT8 | 2585_1 | 122 | 1 | 1 | MOORESUB8 | DOWNIESUB8 | TO_FROM | 73521.13 | -0.05519 | 0.16922 | -0.11542 | 0.41729 | 167.4486 | -184.883 | 0 | 3114.621 | 10000 | Competitive | 0 | 0 | 0 | 0 | 0 | 1 | 1 | Non-Competitive | Non-Competitive | Non-Competitive | Non-Competitive | Non-Competitive | 27 | 27 | 27 | 27 | 27 | 27 | 27 | 27 | 27 | 27 | 27 | 27 | 27 | 27 | 27
SW_BUVA8 2585_1 FROM_TO | SW_BUVA8 | 2585_1 | 122 | 1 | 1 | MOORESUB8 | DOWNIESUB8 | FROM_TO | 73521.13 | -0.19096 | 0.052913 | -0.4942 | 0.10225 | 233.7599 | -135.702 | 0 | 10000 | 3404.893 | Competitive | 0 | 0 | 0 | 0 | 0 | 1 | 1 | Non-Competitive | Non-Competitive | Non-Competitive | Non-Competitive | Non-Competitive | 11 | 14 | 17 | 11 | 14 | 17 | 11 | 14 | 17 | 11 | 14 | 17 | 11 | 14 | 17
SW_BUVA8 2585_1 TO_FROM | SW_BUVA8 | 2585_1 | 122 | 1 | 1 | MOORESUB8 | DOWNIESUB8 | TO_FROM | 73521.13 | -0.05291 | 0.19096 | -0.10225 | 0.49421 | 199.3625 | -208.403 | 0 | 3404.893 | 10000 | Competitive | 0 | 0 | 0 | 0 | 0 | 1 | 1 | Non-Competitive | Non-Competitive | Non-Competitive | Non-Competitive | Non-Competitive | 27 | 27 | 27 | 27 | 27 | 27 | 27 | 27 | 27 | 27 | 27 | 27 | 27 | 27 | 27
SW_BUVA8 UVALDE_69A1 FROM_TO | SW_BUVA8 | UVALDE_69A1 | 40.7 | 1 | 1 | UVALDE2A | UVALDE4A | FROM_TO | 73521.13 | -0.05136 | 0.002884 | -0.15255 | 0.60734 | 3.4935 | -19.4322 | 0 | 2234.008 | 8967.338 | Competitive | 0 | 0 | 0 | 0 | 0 | 1 | 1 | Non-Competitive | Non-Competitive | Non-Competitive | Non-Competitive | Non-Competitive | 2 | 2 | 2 | 2 | 2 | 2 | 2 | 2 | 2 | 2 | 2 | 2 | 2 | 2 | 2
SW_BUVA8 UVALDE_69A1 TO_FROM | SW_BUVA8 | UVALDE_69A1 | 40.7 | 1 | 1 | UVALDE2A | UVALDE4A | TO_FROM | 73521.13 | -0.00288 | 0.051362 | -0.60734 | 0.15255 | 26.5957 | -1.6979 | 0 | 8967.338 | 2234.008 | Competitive | 0 | 0 | 0 | 1 | 1 | 1 | 0 | Non-Competitive | Non-Competitive | Non-Competitive | Non-Competitive | Non-Competitive | 0 | 0 | 0 | 0 | 0 | 0 | 0 | 0 | 0 | 0 | 0 | 0 | 0 | 0 | 0
SW_DRNK5 AIR_NDE_1 FROM_TO | SW_DRNK5 | AIR_NDE_1 | 218 | 1 | 1 | JMCRSTL138 | N_DENT_8 | FROM_TO | 73521.13 | -0.07804 | 0.029451 | -0.28399 | 0.38621 | 441.8374 | 11.8305 | 0 | 776.919 | 4719.418 | Competitive | 0 | 0 | 0 | 0 | 0 | 1 | 1 | Non-Competitive | Non-Competitive | Non-Competitive | Non-Competitive | Non-Competitive | 3 | 3 | 5 | 3 | 3 | 5 | 3 | 3 | 5 | 3 | 3 | 5 | 3 | 3 | 5
SW_DRNK5 AIR_NDE_1 TO_FROM | SW_DRNK5 | AIR_NDE_1 | 218 | 1 | 1 | JMCRSTL138 | N_DENT_8 | TO_FROM | 73521.13 | -0.02945 | 0.078035 | -0.38621 | 0.28399 | 17.9129 | -396.972 | 0 | 4719.418 | 776.919 | Competitive | 1 | 1 | 1 | 1 | 1 | 1 | 1 | Competitive | Competitive | Competitive | Competitive | Competitive | 0 | 0 | 0 | 0 | 0 | 0 | 0 | 0 | 0 | 0 | 0 | 0 | 0 | 0 | 0
SW_DRNK5 POC_TEAS_1 FROM_TO | SW_DRNK5 | POC_TEAS_1 | 218 | 1 | 1 | POCKRUS138 | TEASLEY138 | FROM_TO | 73521.13 | -0.03103 | 0.012398 | -0.60282 | 0.27165 | 45.4688 | -367.512 | 0 | 2418.819 | 751.349 | Competitive | 1 | 1 | 1 | 1 | 1 | 1 | 1 | Competitive | Competitive | Competitive | Competitive | Competitive | 0 | 0 | 0 | 0 | 0 | 0 | 0 | 0 | 0 | 0 | 0 | 0 | 0 | 0 | 0
SW_DRNK5 POC_TEAS_1 TO_FROM | SW_DRNK5 | POC_TEAS_1 | 218 | 1 | 1 | POCKRUS138 | TEASLEY138 | TO_FROM | 73521.13 | -0.0124 | 0.031027 | -0.27165 | 0.60282 | 418.9594 | 43.6508 | 0 | 751.349 | 2418.819 | Competitive | 0 | 0 | 0 | 1 | 1 | 1 | 0 | Non-Competitive | Non-Competitive | Non-Competitive | Non-Competitive | Non-Competitive | 0 | 0 | 0 | 0 | 0 | 0 | 0 | 0 | 0 | 0 | 0 | 0 | 0 | 0 | 0
SW_DRNK5 TSL_FTW_1 FROM_TO | SW_DRNK5 | TSL_FTW_1 | 218 | 1 | 1 | TEASLEY138 | FTWORTH | FROM_TO | 73521.13 | -0.0314 | 0.012023 | -0.42657 | 0.39681 | 17.8484 | -395.072 | 0 | 2409.709 | 748.951 | Competitive | 1 | 1 | 1 | 1 | 1 | 1 | 1 | Competitive | Competitive | Competitive | Competitive | Competitive | 0 | 0 | 0 | 0 | 0 | 0 | 0 | 0 | 0 | 0 | 0 | 0 | 0 | 0 | 0
SW_DRNK5 TSL_FTW_1 TO_FROM | SW_DRNK5 | TSL_FTW_1 | 218 | 1 | 1 | TEASLEY138 | FTWORTH | TO_FROM | 73521.13 | -0.01202 | 0.031402 | -0.39681 | 0.42657 | 446.5807 | 65.8689 | 0 | 748.951 | 2409.709 | Competitive | 0 | 0 | 0 | 1 | 1 | 1 | 0 | Non-Competitive | Non-Competitive | Non-Competitive | Non-Competitive | Non-Competitive | 0 | 0 | 0 | 0 | 0 | 0 | 0 | 0 | 0 | 0 | 0 | 0 | 0 | 0 | 0
SX3BRA8 E1_M1_1 FROM_TO | SX3BRA8 | E1_M1_1 | 214 | 1 | 1 | FIVE_PTS | WSTSIDE | FROM_TO | 73521.13 | -0.07302 | 0.14905 | -0.30283 | 0.45764 | 148.3532 | -30.2796 | 0 | 10000 | 9358.003 | Competitive | 0 | 0 | 0 | 0 | 0 | 1 | 1 | Non-Competitive | Non-Competitive | Non-Competitive | Non-Competitive | Non-Competitive | 13 | 13 | 40 | 13 | 13 | 40 | 13 | 13 | 40 | 13 | 13 | 40 | 13 | 13 | 40
SX3BRA8 E1_M1_1 TO_FROM | SX3BRA8 | E1_M1_1 | 214 | 1 | 1 | FIVE_PTS | WSTSIDE | TO_FROM | 73521.13 | -0.14905 | 0.073021 | -0.45764 | 0.30283 | 168.6729 | -39.4716 | 0 | 9358.003 | 10000 | Competitive | 0 | 0 | 0 | 0 | 0 | 1 | 1 | Non-Competitive | Non-Competitive | Non-Competitive | Non-Competitive | Non-Competitive | 2 | 2 | 2 | 2 | 2 | 2 | 2 | 2 | 2 | 2 | 2 | 2 | 2 | 2 | 2
SX3CAL8 E1_M1_1 FROM_TO | SX3CAL8 | E1_M1_1 | 214 | 1 | 1 | FIVE_PTS | WSTSIDE | FROM_TO | 73521.13 | -0.073 | 0.14907 | -0.30281 | 0.45765 | 149.5931 | -29.0401 | 0 | 10000 | 9358.48 | Competitive | 0 | 0 | 0 | 0 | 0 | 1 | 1 | Non-Competitive | Non-Competitive | Non-Competitive | Non-Competitive | Non-Competitive | 13 | 13 | 40 | 13 | 13 | 40 | 13 | 13 | 40 | 13 | 13 | 40 | 13 | 13 | 40
SX3CAL8 E1_M1_1 TO_FROM | SX3CAL8 | E1_M1_1 | 214 | 1 | 1 | FIVE_PTS | WSTSIDE | TO_FROM | 73521.13 | -0.14907 | 0.073004 | -0.45765 | 0.30281 | 167.4318 | -40.711 | 0 | 9358.48 | 10000 | Competitive | 0 | 0 | 0 | 0 | 0 | 1 | 1 | Non-Competitive | Non-Competitive | Non-Competitive | Non-Competitive | Non-Competitive | 2 | 2 | 2 | 2 | 2 | 2 | 2 | 2 | 2 | 2 | 2 | 2 | 2 | 2 | 2
SYOACUE8 542T542_1 FROM_TO | SYOACUE8 | 542T542_1 | 28 | 1 | 1 | L_CUERHY9_1Y | L_CUERO_9_1Y | FROM_TO | 73521.13 | -0.01459 | 0.003774 | -0.34117 | 0.59452 | 28.4595 | -38.0281 | 0 | 8232.935 | 2718.758 | Competitive | 0 | 0 | 0 | 0 | 1 | 1 | 0 | Non-Competitive | Non-Competitive | Non-Competitive | Non-Competitive | Non-Competitive | 0 | 0 | 0 | 0 | 0 | 0 | 0 | 0 | 0 | 0 | 0 | 0 | 0 | 0 | 0
SYOACUE8 542T542_1 TO_FROM | SYOACUE8 | 542T542_1 | 28 | 1 | 1 | L_CUERHY9_1Y | L_CUERO_9_1Y | TO_FROM | 73521.13 | -0.00377 | 0.014594 | -0.59452 | 0.34118 | 49.5585 | -13.0735 | 0 | 2718.758 | 8232.935 | Competitive | 0 | 0 | 0 | 0 | 0 | 1 | 0 | Non-Competitive | Non-Competitive | Non-Competitive | Non-Competitive | Non-Competitive | 0 | 0 | 0 | 0 | 0 | 0 | 0 | 0 | 0 | 0 | 0 | 0 | 0 | 0 | 0
SZEPCMN8 DOW_RISN_1 FROM_TO | SZEPCMN8 | DOW_RISN_1 | 31 | 2 | 2 | DOWNING | RISINGSTAR | FROM_TO | 73521.13 | -0.00852 | 0.00967 | -0.5351 | 0.14765 | 42.0351 | -18.2534 | 0 | 5685.192 | 10000 | Competitive | 0 | 0 | 0 | 0 | 0 | 1 | 0 | Non-Competitive | Non-Competitive | Non-Competitive | Non-Competitive | Non-Competitive | 0 | 0 | 0 | 0 | 0 | 0 | 0 | 0 | 0 | 0 | 0 | 0 | 0 | 0 | 0
SZEPCMN8 DOW_RISN_1 TO_FROM | SZEPCMN8 | DOW_RISN_1 | 31 | 2 | 2 | DOWNING | RISINGSTAR | TO_FROM | 73521.13 | -0.00967 | 0.008516 | -0.14765 | 0.5351 | 28.9388 | -31.2339 | 0 | 10000 | 5685.192 | Competitive | 0 | 0 | 0 | 0 | 0 | 1 | 0 | Non-Competitive | Non-Competitive | Non-Competitive | Non-Competitive | Non-Competitive | 0 | 0 | 0 | 0 | 0 | 0 | 0 | 0 | 0 | 0 | 0 | 0 | 0 | 0 | 0
SZORMAR5 419T419_1 FROM_TO | SZORMAR5 | 419T419_1 | 1135 | 1 | 1 | L_MARION5_1Y | L_CLEASP5_1Y | FROM_TO | 73521.13 | -0.38031 | 0.45304 | -0.38031 | 0.45304 | 2702.978 | -3013.32 | 0 | 1998.408 | 1073.362 | Competitive | 0 | 1 | 1 | 1 | 1 | 1 | 1 | Non-Competitive | Competitive | Competitive | Competitive | Competitive | 68 | 148 | 204 | 0 | 0 | 0 | 0 | 0 | 0 | 0 | 0 | 0 | 0 | 0 | 0
SZORMAR5 419T419_1 TO_FROM | SZORMAR5 | 419T419_1 | 1135 | 1 | 1 | L_MARION5_1Y | L_CLEASP5_1Y | TO_FROM | 73521.13 | -0.45304 | 0.38031 | -0.45304 | 0.38031 | 5714.643 | -751.415 | 0 | 1073.362 | 1998.408 | Competitive | 0 | 0 | 1 | 1 | 1 | 1 | 1 | Non-Competitive | Non-Competitive | Competitive | Competitive | Competitive | 31 | 47 | 101 | 31 | 47 | 101 | 0 | 0 | 0 | 0 | 0 | 0 | 0 | 0 | 0
UCOLCOL1 BLESSI_LOLITA1_1 FROM_TO | UCOLCOL1 | BLESSI_LOLITA1_1 | 211 | 0 | 0 | BLESSING4A | LOLITA4A | FROM_TO | 73521.13 | -0.30529 | 0.048276 | -0.41939 | 0.13192 | 815.1537 | -253.006 | 0 | 1801.938 | 5587.002 | Competitive | 0 | 0 | 0 | 0 | 0 | 1 | 1 | Non-Competitive | Non-Competitive | Non-Competitive | Non-Competitive | Non-Competitive | 12 | 12 | 31 | 12 | 12 | 31 | 12 | 12 | 31 | 12 | 12 | 31 | 12 | 12 | 31
UCOLCOL1 BLESSI_LOLITA1_1 TO_FROM | UCOLCOL1 | BLESSI_LOLITA1_1 | 211 | 0 | 0 | BLESSING4A | LOLITA4A | TO_FROM | 73521.13 | -0.04828 | 0.30529 | -0.13192 | 0.41939 | 610.1707 | -580.168 | 0 | 5587.002 | 1801.938 | Competitive | 0 | 0 | 1 | 1 | 1 | 1 | 1 | Non-Competitive | Non-Competitive | Competitive | Competitive | Competitive | 14 | 30 | 41 | 14 | 30 | 41 | 0 | 0 | 0 | 0 | 0 | 0 | 0 | 0 | 0
UDO7DOW1 DOW68_1 FROM_TO | UDO7DOW1 | DOW68_1 | 129 | 0 | 0 | DOWGEN_1_8 | DOWGEN_3_8 | FROM_TO | 73521.13 | -0.00155 | 0.72904 | -0.00155 | 0.99386 | 124.1622 | -113.814 | 0 | 10000 | 700.34 | Competitive | 1 | 1 | 1 | 1 | 1 | 1 | 0 | Non-Competitive | Non-Competitive | Non-Competitive | Non-Competitive | Non-Competitive | 0 | 0 | 0 | 0 | 0 | 0 | 0 | 0 | 0 | 0 | 0 | 0 | 0 | 0 | 0
UDO7DOW1 DOW68_1 TO_FROM | UDO7DOW1 | DOW68_1 | 129 | 0 | 0 | DOWGEN_1_8 | DOWGEN_3_8 | TO_FROM | 73521.13 | -0.72904 | 0.001548 | -0.99386 | 0.001548 | 113.8513 | 113.8135 | 0 | 700.34 | 10000 | Competitive | 0 | 0 | 0 | 0 | 0 | 1 | 1 | Non-Competitive | Non-Competitive | Non-Competitive | Non-Competitive | Non-Competitive | 4 | 4 | 4 | 4 | 4 | 4 | 4 | 4 | 4 | 4 | 4 | 4 | 4 | 4 | 4
UDO8DOW1 DOW69_1 FROM_TO | UDO8DOW1 | DOW69_1 | 129 | 0 | 0 | DOWGEN_2_8 | DOWGEN_3_8 | FROM_TO | 73521.13 | -0.00224 | 0.99775 | -0.00224 | 0.99775 | 177.3646 | -165.026 | 0 | 10000 | 700.35 | Non-Competi | 1 | 1 | 1 | 1 | 1 | 1 | 0 | Non-Competitive | Non-Competitive | Non-Competitive | Non-Competitive | Non-Competitive | 0 | 0 | 0 | 0 | 0 | 0 | 0 | 0 | 0 | 0 | 0 | 0 | 0 | 0 | 0
UDO8DOW1 DOW69_1 TO_FROM | UDO8DOW1 | DOW69_1 | 129 | 0 | 0 | DOWGEN_2_8 | DOWGEN_3_8 | TO_FROM | 73521.13 | -0.99776 | 0.002245 | -0.99776 | 0.002245 | 165.0791 | 165.026 | 0 | 700.35 | 10000 | Non-Competi | 0 | 0 | 0 | 0 | 0 | 0 | 1 | Non-Competitive | Non-Competitive | Non-Competitive | Non-Competitive | Non-Competitive | 3 | 3 | 3 | 3 | 3 | 3 | 3 | 3 | 3 | 3 | 3 | 3 | 3 | 3 | 3
UENAENA1 ECRSW_FMR1 FROM_TO | UENAENA1 | ECRSW_FMR1 | 28 | 0 | 0 | ENSCRKSS_9 | ENSCRKSS_8 | FROM_TO | 73521.13 | -0.00026 | 0 | -0.00026 | 0.99974 | -19.3735 | -19.371 | 0 | 0 | 696.487 | Competitive | 1 | 1 | 1 | 1 | 1 | 1 | 0 | Non-Competitive | Non-Competitive | Non-Competitive | Non-Competitive | Non-Competitive | 0 | 0 | 0 | 0 | 0 | 0 | 0 | 0 | 0 | 0 | 0 | 0 | 0 | 0 | 0
UENAENA1 ECRSW_FMR1 TO_FROM | UENAENA1 | ECRSW_FMR1 | 28 | 0 | 0 | ENSCRKSS_9 | ENSCRKSS_8 | TO_FROM | 73521.13 | 0 | 0.000263 | -0.99974 | 0.000263 | 19.3735 | 19.371 | 0 | 696.487 | 0 | Competitive | 1 | 1 | 1 | 1 | 1 | 1 | 0 | Non-Competitive | Non-Competitive | Non-Competitive | Non-Competitive | Non-Competitive | 0 | 0 | 0 | 0 | 0 | 0 | 0 | 0 | 0 | 0 | 0 | 0 | 0 | 0 | 0
UFO1FOR1 VICTOR_V_DUPS1_1 FROM_TO | UFO1FOR1 | VICTOR_V_DUPS1_1 | 206 | 0 | 0 | V_DUPSW4A | VICTORIA4A | FROM_TO | 73521.13 | -0.05176 | 0.39307 | -0.05176 | 0.39307 | 112.5873 | -283.323 | 0 | 4316.115 | 4390.468 | Competitive | 0 | 0 | 0 | 0 | 0 | 1 | 1 | Non-Competitive | Non-Competitive | Non-Competitive | Non-Competitive | Non-Competitive | 7 | 7 | 7 | 7 | 7 | 7 | 7 | 7 | 7 | 7 | 7 | 7 | 7 | 7 | 7
UFO1FOR1 VICTOR_V_DUPS1_1 TO_FROM | UFO1FOR1 | VICTOR_V_DUPS1_1 | 206 | 0 | 0 | V_DUPSW4A | VICTORIA4A | TO_FROM | 73521.13 | -0.39307 | 0.051757 | -0.39307 | 0.051757 | 307.1892 | 63.994 | 0 | 4390.468 | 4316.115 | Non-Competi | 0 | 0 | 0 | 0 | 0 | 1 | 1 | Non-Competitive | Non-Competitive | Non-Competitive | Non-Competitive | Non-Competitive | 13 | 20 | 22 | 13 | 20 | 22 | 13 | 20 | 22 | 13 | 20 | 22 | 13 | 20 | 22
XAND89 6596__F FROM_TO | XAND89 | 6596__F | 60 | 2 | 2 | HOLTSS_9 | EMMATAP_9 | FROM_TO | 73521.13 | 0 | 0.000535 | -0.99947 | 0.000535 | 39.3211 | 39.316 | 0 | 696.487 | 0 | Competitive | 1 | 1 | 1 | 1 | 1 | 1 | 0 | Non-Competitive | Non-Competitive | Non-Competitive | Non-Competitive | Non-Competitive | 0 | 0 | 0 | 0 | 0 | 0 | 0 | 0 | 0 | 0 | 0 | 0 | 0 | 0 | 0
XAND89 6596__F TO_FROM | XAND89 | 6596__F | 60 | 2 | 2 | HOLTSS_9 | EMMATAP_9 | TO_FROM | 73521.13 | -0.00053 | 0 | -0.00053 | 0.99947 | -39.3211 | -39.316 | 0 | 0 | 696.487 | Competitive | 1 | 1 | 1 | 1 | 1 | 1 | 0 | Non-Competitive | Non-Competitive | Non-Competitive | Non-Competitive | Non-Competitive | 0 | 0 | 0 | 0 | 0 | 0 | 0 | 0 | 0 | 0 | 0 | 0 | 0 | 0 | 0
XAND89 HLTSW_FMR1 FROM_TO | XAND89 | HLTSW_FMR1 | 77 | 2 | 2 | HOLTSS_9 | HOLTSS_8 | FROM_TO | 73521.13 | -0.01949 | 0.002034 | -0.0814 | 0.5216 | -27.4521 | -40.9616 | 0 | 5858.281 | 3404.445 | Competitive | 0 | 0 | 0 | 0 | 0 | 1 | 0 | Non-Competitive | Non-Competitive | Non-Competitive | Non-Competitive | Non-Competitive | 0 | 0 | 0 | 0 | 0 | 0 | 0 | 0 | 0 | 0 | 0 | 0 | 0 | 0 | 0
XAND89 HLTSW_FMR1 TO_FROM | XAND89 | HLTSW_FMR1 | 77 | 2 | 2 | HOLTSS_9 | HOLTSS_8 | TO_FROM | 73521.13 | -0.00203 | 0.019485 | -0.5216 | 0.0814 | 47.4108 | 30.5713 | 0 | 3404.445 | 5858.281 | Competitive | 0 | 0 | 0 | 0 | 0 | 1 | 0 | Non-Competitive | Non-Competitive | Non-Competitive | Non-Competitive | Non-Competitive | 0 | 0 | 0 | 0 | 0 | 0 | 0 | 0 | 0 | 0 | 0 | 0 | 0 | 0 | 0
XARA89 ROCKPORT_69A1 FROM_TO | XARA89 | ROCKPORT_69A1 | 102 | 1 | 1 | ROCKPORT2A | ROCKPORT4A | FROM_TO | 73521.13 | -0.01768 | 0.011483 | -0.15162 | 0.56662 | -41.2835 | -82.9949 | 0 | 9246.618 | 4377.18 | Competitive | 0 | 0 | 0 | 0 | 0 | 1 | 0 | Non-Competitive | Non-Competitive | Non-Competitive | Non-Competitive | Non-Competitive | 0 | 0 | 0 | 0 | 0 | 0 | 0 | 0 | 0 | 0 | 0 | 0 | 0 | 0 | 0
XARA89 ROCKPORT_69A1 TO_FROM | XARA89 | ROCKPORT_69A1 | 102 | 1 | 1 | ROCKPORT2A | ROCKPORT4A | TO_FROM | 73521.13 | -0.01148 | 0.017684 | -0.56662 | 0.15162 | 93.154 | 54.0995 | 0 | 4377.18 | 9246.618 | Competitive | 0 | 0 | 0 | 0 | 0 | 1 | 0 | Non-Competitive | Non-Competitive | Non-Competitive | Non-Competitive | Non-Competitive | 0 | 0 | 0 | 0 | 0 | 0 | 0 | 0 | 0 | 0 | 0 | 0 | 0 | 0 | 0
XASH89 CRYSTA_TURTLC1_1 FROM_TO | XASH89 | CRYSTA_TURTLC1_1 | 38 | 1 | 1 | CRYSTAL2A | TURTLECK2A | FROM_TO | 73521.13 | -0.00041 | 0 | -0.00041 | 0.99959 | -30.0539 | -30.05 | 0 | 0 | 696.487 | Competitive | 1 | 1 | 1 | 1 | 1 | 1 | 0 | Non-Competitive | Non-Competitive | Non-Competitive | Non-Competitive | Non-Competitive | 0 | 0 | 0 | 0 | 0 | 0 | 0 | 0 | 0 | 0 | 0 | 0 | 0 | 0 | 0
XASH89 CRYSTA_TURTLC1_1 TO_FROM | XASH89 | CRYSTA_TURTLC1_1 | 38 | 1 | 1 | CRYSTAL2A | TURTLECK2A | TO_FROM | 73521.13 | 0 | 0.000409 | -0.99959 | 0.000409 | 30.0539 | 30.05 | 0 | 696.487 | 0 | Competitive | 1 | 1 | 1 | 1 | 1 | 1 | 0 | Non-Competitive | Non-Competitive | Non-Competitive | Non-Competitive | Non-Competitive | 0 | 0 | 0 | 0 | 0 | 0 | 0 | 0 | 0 | 0 | 0 | 0 | 0 | 0 | 0
XATK89 NAL_BRIR_1 FROM_TO | XATK89 | NAL_BRIR_1 | 45 | 1 | 1 | BRYN_NALL | BRYN_BRCREST | FROM_TO | 73521.13 | -0.32703 | 0.000932 | -0.68035 | 0.18378 | 49.245 | 44.0002 | 0 | 749.273 | 10000 | Competitive | 0 | 0 | 0 | 0 | 0 | 1 | 1 | Non-Competitive | Non-Competitive | Non-Competitive | Non-Competitive | Non-Competitive | 4 | 4 | 4 | 4 | 4 | 4 | 4 | 4 | 4 | 4 | 4 | 4 | 4 | 4 | 4
XATK89 NAL_BRIR_1 TO_FROM | XATK89 | NAL_BRIR_1 | 45 | 1 | 1 | BRYN_NALL | BRYN_BRCREST | TO_FROM | 73521.13 | -0.00093 | 0.32703 | -0.18378 | 0.68035 | -32.0573 | -47.4737 | 0 | 10000 | 749.273 | Competitive | 1 | 1 | 1 | 1 | 1 | 1 | 0 | Non-Competitive | Non-Competitive | Non-Competitive | Non-Competitive | Non-Competitive | 0 | 0 | 0 | 0 | 0 | 0 | 0 | 0 | 0 | 0 | 0 | 0 | 0 | 0 | 0
XAU2S58 AUSTRO_AT2H FROM_TO | XAU2S58 | AUSTRO_AT2H | 480 | 3 | 3 | L_AUSTRO5_1Y | AUSTRO2_1KV | FROM_TO | 73521.13 | -0.31952 | 0.064349 | -0.32292 | 0.078919 | 802.5734 | 317.6651 | 0 | 4211.09 | 5172.249 | Non-Competi | 0 | 0 | 0 | 0 | 0 | 1 | 1 | Non-Competitive | Non-Competitive | Non-Competitive | Non-Competitive | Non-Competitive | 35 | 35 | 36 | 35 | 35 | 36 | 35 | 35 | 36 | 35 | 35 | 36 | 35 | 35 | 36
XAU2S58 AUSTRO_AT2H TO_FROM | XAU2S58 | AUSTRO_AT2H | 480 | 3 | 3 | L_AUSTRO5_1Y | AUSTRO2_1KV | TO_FROM | 73521.13 | -0.06435 | 0.31952 | -0.07892 | 0.32292 | -33.0278 | -744.985 | 0 | 5172.249 | 4211.09 | Competitive | 0 | 0 | 0 | 0 | 0 | 1 | 1 | Non-Competitive | Non-Competitive | Non-Competitive | Non-Competitive | Non-Competitive | 13 | 13 | 13 | 13 | 13 | 13 | 13 | 13 | 13 | 13 | 13 | 13 | 13 | 13 | 13
XB2I58 JN_AT3L FROM_TO | XB2I58 | JN_AT3L | 717 | 3 | 3 | JENETA__138A | 49182_STAR | FROM_TO | 73521.13 | -0.03199 | 0.062497 | -0.90157 | 0.22885 | -151.789 | -721.506 | 0 | 7961.247 | 1946.907 | Competitive | 0 | 0 | 1 | 1 | 1 | 1 | 1 | Non-Competitive | Non-Competitive | Competitive | Competitive | Competitive | 6 | 6 | 6 | 6 | 6 | 6 | 0 | 0 | 0 | 0 | 0 | 0 | 0 | 0 | 0
XB2I58 JN_AT3L TO_FROM | XB2I58 | JN_AT3L | 717 | 3 | 3 | JENETA__138A | 49182_STAR | TO_FROM | 73521.13 | -0.0625 | 0.031993 | -0.22885 | 0.90157 | 760.5108 | 409.6062 | 0 | 1946.907 | 7961.247 | Competitive | 0 | 0 | 0 | 0 | 0 | 1 | 1 | Non-Competitive | Non-Competitive | Non-Competitive | Non-Competitive | Non-Competitive | 12 | 12 | 18 | 12 | 12 | 18 | 12 | 12 | 18 | 12 | 12 | 18 | 12 | 12 | 18
XBA2N89 BANDER_5AT2 FROM_TO | XBA2N89 | BANDER_5AT2 | 44 | 1 | 1 | L_BANDER9_1Y | L_BANDER8_1Y | FROM_TO | 73521.13 | -0.00597 | 0.026421 | -0.02841 | 0.84214 | 42.5259 | -56.1141 | 0 | 2060.607 | 3094.308 | Competitive | 0 | 0 | 0 | 0 | 0 | 1 | 0 | Non-Competitive | Non-Competitive | Non-Competitive | Non-Competitive | Non-Competitive | 0 | 0 | 0 | 0 | 0 | 0 | 0 | 0 | 0 | 0 | 0 | 0 | 0 | 0 | 0
XBA2N89 BANDER_5AT2 TO_FROM | XBA2N89 | BANDER_5AT2 | 44 | 1 | 1 | L_BANDER9_1Y | L_BANDER8_1Y | TO_FROM | 73521.13 | -0.02642 | 0.005966 | -0.84214 | 0.028412 | 73.355 | -25.4409 | 0 | 3094.308 | 2060.607 | Competitive | 0 | 0 | 0 | 1 | 1 | 1 | 1 | Non-Competitive | Non-Competitive | Non-Competitive | Competitive | Competitive | 2 | 3 | 3 | 2 | 3 | 3 | 2 | 3 | 3 | 0 | 0 | 0 | 0 | 0 | 0
XBA3T89 2585_1 FROM_TO | XBA3T89 | 2585_1 | 122 | 1 | 1 | MOORESUB8 | DOWNIESUB8 | FROM_TO | 73521.13 | -0.14153 | 0.040627 | -0.38357 | 0.11121 | 177.5342 | -89.6891 | 0 | 10000 | 3152.177 | Competitive | 0 | 0 | 0 | 0 | 0 | 1 | 1 | Non-Competitive | Non-Competitive | Non-Competitive | Non-Competitive | Non-Competitive | 12 | 14 | 17 | 12 | 14 | 17 | 12 | 14 | 17 | 12 | 14 | 17 | 12 | 14 | 17
XBA3T89 2585_1 TO_FROM | XBA3T89 | 2585_1 | 122 | 1 | 1 | MOORESUB8 | DOWNIESUB8 | TO_FROM | 73521.13 | -0.04063 | 0.14153 | -0.11121 | 0.38357 | 136.1421 | -159.586 | 0 | 3152.177 | 10000 | Competitive | 0 | 0 | 0 | 0 | 0 | 1 | 1 | Non-Competitive | Non-Competitive | Non-Competitive | Non-Competitive | Non-Competitive | 27 | 27 | 27 | 27 | 27 | 27 | 27 | 27 | 27 | 27 | 27 | 27 | 27 | 27 | 27
XBA3T89 ASHERTON_69A1 FROM_TO | XBA3T89 | ASHERTON_69A1 | 40.7 | 1 | 1 | ASHERTON2A | ASHERTON4A | FROM_TO | 73521.13 | -0.03079 | 0.000798 | -0.05867 | 0.75257 | -13.8877 | -35.2836 | 0 | 3744.606 | 10000 | Competitive | 0 | 0 | 0 | 0 | 0 | 1 | 1 | Non-Competitive | Non-Competitive | Non-Competitive | Non-Competitive | Non-Competitive | bar: 11 to 17
XBA3T89 ASHERTON_69A1 TO_FROM | XBA3T89 | ASHERTON_69A1 | 40.7 | 1 | 1 | ASHERTON2A | ASHERTON4A | TO_FROM | 73521.13 | -0.0008 | 0.030785 | -0.75257 | 0.058673 | 37.8037 | 16.0808 | 0 | 10000 | 3744.606 | Competitive | 0 | 0 | 0 | 0 | 0 | 1 | 0 | Non-Competitive | Non-Competitive | Non-Competitive | Non-Competitive | Non-Competitive | 0 | 0 | 0 | 0 | 0 | 0 | 0 | 0 | 0 | 0 | 0 | 0 | 0 | 0 | 0
XBA3T89 UVALDE_69A1 FROM_TO | XBA3T89 | UVALDE_69A1 | 40.7 | 1 | 1 | UVALDE2A | UVALDE4A | FROM_TO | 73521.13 | -0.03035 | 0.005054 | -0.09123 | 0.65725 | 11.5758 | -28.3111 | 0 | 10000 | 8721.15 | Competitive | 0 | 0 | 0 | 0 | 0 | 1 | 1 | Non-Competitive | Non-Competitive | Non-Competitive | Non-Competitive | Non-Competitive | 2 | 2 | 2 | 2 | 2 | 2 | 2 | 2 | 2 | 2 | 2 | 2 | 2 | 2 | 2
XBA3T89 UVALDE_69A1 TO_FROM | XBA3T89 | UVALDE_69A1 | 40.7 | 1 | 1 | UVALDE2A | UVALDE4A | TO_FROM | 73521.13 | -0.00505 | 0.030348 | -0.65725 | 0.091231 | 37.3332 | -9.2055 | 0 | 8721.15 | 10000 | Competitive | 0 | 0 | 0 | 0 | 0 | 1 | 0 | Non-Competitive | Non-Competitive | Non-Competitive | Non-Competitive | Non-Competitive | 0 | 0 | 0 | 0 | 0 | 0 | 0 | 0 | 0 | 0 | 0 | 0 | 0 | 0 | 0
XBAL89 ABCG_ABSO1_1 FROM_TO | XBAL89 | ABCG_ABSO1_1 | 94 | 1 | 1 | ABSO2A | ABCG2A | FROM_TO | 73521.13 | -0.00835 | 0.011675 | -0.91069 | 0.043471 | 50.2812 | 7.8236 | 0 | 3331.559 | 9232.661 | Competitive | 0 | 0 | 0 | 0 | 0 | 1 | 0 | Non-Competitive | Non-Competitive | Non-Competitive | Non-Competitive | Non-Competitive | 0 | 0 | 0 | 0 | 0 | 0 | 0 | 0 | 0 | 0 | 0 | 0 | 0 | 0 | 0
XBAL89 ABCG_ABSO1_1 TO_FROM | XBAL89 | ABCG_ABSO1_1 | 94 | 1 | 1 | ABSO2A | ABCG2A | TO_FROM | 73521.13 | -0.01168 | 0.008355 | -0.04347 | 0.91069 | -6.2422 | -36.1475 | 0 | 9232.661 | 3331.559 | Competitive | 0 | 0 | 0 | 0 | 0 | 1 | 0 | Non-Competitive | Non-Competitive | Non-Competitive | Non-Competitive | Non-Competitive | 0 | 0 | 0 | 0 | 0 | 0 | 0 | 0 | 0 | 0 | 0 | 0 | 0 | 0 | 0
XBAR89 ALMC_69T1 FROM_TO | XBAR89 | ALMC_69T1 | 33.3 | 1 | 1 | ALMC2A | ALMC4A | FROM_TO | 73521.13 | -0.00412 | 0.006826 | -0.13179 | 0.34512 | -6.7944 | -18.7943 | 0 | 3866.82 | 5743.217 | Competitive | 0 | 0 | 0 | 0 | 0 | 1 | 0 | Non-Competitive | Non-Competitive | Non-Competitive | Non-Competitive | Non-Competitive | 0 | 0 | 0 | 0 | 0 | 0 | 0 | 0 | 0 | 0 | 0 | 0 | 0 | 0 | 0
XBAR89 ALMC_69T1 TO_FROM | XBAR89 | ALMC_69T1 | 33.3 | 1 | 1 | ALMC2A | ALMC4A | TO_FROM | 73521.13 | -0.00683 | 0.004125 | -0.34512 | 0.13179 | 22.2704 | 10.5 | 0 | 5743.217 | 3866.82 | Competitive | 0 | 0 | 0 | 0 | 0 | 1 | 0 | Non-Competitive | Non-Competitive | Non-Competitive | Non-Competitive | Non-Competitive | 0 | 0 | 0 | 0 | 0 | 0 | 0 | 0 | 0 | 0 | 0 | 0 | 0 | 0 | 0
XBE2L89 GLIDDE_3AT1 FROM_TO | XBE2L89 | GLIDDE_3AT1 | 49 | 1 | 1 | L_GLIDDE9_1Y | L_GLIDDE8_1Y | FROM_TO | 73521.13 | -0.00708 | 0.013438 | -0.03606 | 0.75117 | -0.91788 | -71.788 | 0 | 2553.39 | 5072.936 | Competitive | 0 | 0 | 0 | 0 | 0 | 1 | 0 | Non-Competitive | Non-Competitive | Non-Competitive | Non-Competitive | Non-Competitive | 0 | 0 | 0 | 0 | 0 | 0 | 0 | 0 | 0 | 0 | 0 | 0 | 0 | 0 | 0
XBE2L89 GLIDDE_3AT1 TO_FROM | XBE2L89 | GLIDDE_3AT1 | 49 | 1 | 1 | L_GLIDDE9_1Y | L_GLIDDE8_1Y | TO_FROM | 73521.13 | -0.01344 | 0.007079 | -0.75117 | 0.036057 | 86.7678 | 8.4088 | 0 | 5072.936 | 2553.39 | Competitive | 0 | 0 | 0 | 0 | 1 | 1 | 0 | Non-Competitive | Non-Competitive | Non-Competitive | Non-Competitive | Non-Competitive | 0 | 0 | 0 | 0 | 0 | 0 | 0 | 0 | 0 | 0 | 0 | 0 | 0 | 0 | 0
XBL2U58 ABSO_BLUF_C1_1 FROM_TO | XBL2U58 | ABSO_BLUF_C1_1 | 382 | 3 | 3 | ABSO4A | BLF_CRK4C | FROM_TO | 73521.13 | -0.13941 | 0.15203 | -0.13962 | 0.28151 | -4.5419 | -260.296 | 0 | 3626.929 | 9000.239 | Competitive | 0 | 0 | 0 | 0 | 0 | 1 | 1 | Non-Competitive | Non-Competitive | Non-Competitive | Non-Competitive | Non-Competitive | 4 | 5 | 5 | 4 | 5 | 5 | 4 | 5 | 5 | 4 | 5 | 5 | 4 | 5 | 5
XBL2U58 ABSO_BLUF_C1_1 TO_FROM | XBL2U58 | ABSO_BLUF_C1_1 | 382 | 3 | 3 | ABSO4A | BLF_CRK4C | TO_FROM | 73521.13 | -0.15203 | 0.13941 | -0.28151 | 0.13962 | 338.6411 | 67.9129 | 0 | 9000.239 | 3626.929 | Competitive | 0 | 0 | 0 | 0 | 0 | 1 | 1 | Non-Competitive | Non-Competitive | Non-Competitive | Non-Competitive | Non-Competitive | 5 | 8 | 10 | 5 | 8 | 10 | 5 | 8 | 10 | 5 | 8 | 10 | 5 | 8 | 10
XBL2U58 NICOLE_OAKC1_1 FROM_TO | XBL2U58 | NICOLE_OAKC1_1 | 275 | 3 | 3 | OAKC4A | NICOLE4A | FROM_TO | 73521.13 | -0.31596 | 0.053655 | -0.31596 | 0.64318 | -47.2629 | -149.904 | 0 | 6105.131 | 7351.295 | Competitive | 0 | 0 | 0 | 0 | 0 | 1 | 1 | Non-Competitive | Non-Competitive | Non-Competitive | Non-Competitive | Non-Competitive | 5 | 5 | 5 | 5 | 5 | 5 | 5 | 5 | 5 | 5 | 5 | 5 | 5 | 5 | 5
XBL2U58 NICOLE_OAKC1_1 TO_FROM | XBL2U58 | NICOLE_OAKC1_1 | 275 | 3 | 3 | OAKC4A | NICOLE4A | TO_FROM | 73521.13 | -0.05365 | 0.31596 | -0.64318 | 0.31596 | 203.0503 | 54.972 | 0 | 7351.295 | 6105.131 | Competitive | 0 | 0 | 0 | 0 | 0 | 1 | 1 | Non-Competitive | Non-Competitive | Non-Competitive | Non-Competitive | Non-Competitive | 1 | 2 | 2 | 1 | 2 | 2 | 1 | 2 | 2 | 1 | 2 | 2 | 1 | 2 | 2
XBL2U58 NICOLE_ORNT1_1 FROM_TO | XBL2U58 | NICOLE_ORNT1_1 | 135 | 3 | 3 | NICOLE4A | ORNT4A | FROM_TO | 73521.13 | -0.05412 | 0.18566 | -0.29958 | 0.18566 | 133.8941 | -55.9891 | 0 | 6794.829 | 10000 | Competitive | 0 | 0 | 0 | 0 | 0 | 1 | 1 | Non-Competitive | Non-Competitive | Non-Competitive | Non-Competitive | Non-Competitive | bar: 11 to 17
XBL2U58 NICOLE_ORNT1_1 TO_FROM | XBL2U58 | NICOLE_ORNT1_1 | 135 | 3 | 3 | NICOLE4A | ORNT4A | TO_FROM | 73521.13 | -0.18566 | 0.054117 | -0.18566 | 0.29958 | 89.3689 | -97.8066 | 0 | 10000 | 6794.829 | Competitive | 0 | 0 | 0 | 0 | 0 | 1 | 1 | Non-Competitive | Non-Competitive | Non-Competitive | Non-Competitive | Non-Competitive | 5 | 5 | 5 | 5 | 5 | 5 | 5 | 5 | 5 | 5 | 5 | 5 | 5 | 5 | 5
XCA2G58 CAGNON_MR3H FROM_TO | XCA2G58 | CAGNON_MR3H | 600 | 3 | 3 | CAGNON_5 | CAGSTAR3 | FROM_TO | 73521.13 | -0.20833 | 0.085814 | -0.8623 | 0.13923 | 979.4322 | 723.7405 | 0 | 6802.52 | 9472.311 | Non-Competi | 0 | 0 | 0 | 0 | 0 | 0 | 1 | Non-Competitive | Non-Competitive | Non-Competitive | Non-Competitive | Non-Competitive | 15 | 15 | 44 | 15 | 15 | 44 | 15 | 15 | 44 | 15 | 15 | 44 | 15 | 15 | 44
XCA2G58 CAGNON_MR3H TO_FROM | XCA2G58 | CAGNON_MR3H | 600 | 3 | 3 | CAGNON_5 | CAGSTAR3 | TO_FROM | 73521.13 | -0.08581 | 0.20833 | -0.13923 | 0.8623 | -264.697 | -863.073 | 0 | 9472.311 | 6802.52 | Competitive | 0 | 0 | 0 | 0 | 0 | 1 | 1 | Non-Competitive | Non-Competitive | Non-Competitive | Non-Competitive | Non-Competitive | 10 | 10 | 10 | 10 | 10 | 10 | 10 | 10 | 10 | 10 | 10 | 10 | 10 | 10 | 10
XCA2G58 CAGNON_MR3L FROM_TO | XCA2G58 | CAGNON_MR3L | 600 | 3 | 3 | CAGNON1_8 | CAGSTAR3 | FROM_TO | 73521.13 | -0.08581 | 0.20833 | -0.13923 | 0.29785 | -264.697 | -863.073 | 0 | 9472.311 | 6802.52 | Competitive | 0 | 0 | 0 | 0 | 0 | 1 | 1 | Non-Competitive | Non-Competitive | Non-Competitive | Non-Competitive | Non-Competitive | 10 | 10 | 10 | 10 | 10 | 10 | 10 | 10 | 10 | 10 | 10 | 10 | 10 | 10 | 10
XCA2G58 CAGNON_MR3L TO_FROM | XCA2G58 | CAGNON_MR3L | 600 | 3 | 3 | CAGNON1_8 | CAGSTAR3 | TO_FROM | 73521.13 | -0.20833 | 0.085814 | -0.29785 | 0.13923 | 979.4322 | 723.7405 | 0 | 6802.52 | 9472.311 | Non-Competi | 0 | 0 | 0 | 0 | 0 | 0 | 1 | Non-Competitive | Non-Competitive | Non-Competitive | Non-Competitive | Non-Competitive | 15 | 15 | 44 | 15 | 15 | 44 | 15 | 15 | 44 | 15 | 15 | 44 | 15 | 15 | 44
XCAG158 CAGNON_MR4H FROM_TO | XCAG158 | CAGNON_MR4H | 600 | 0 | 0 | CAGNON_5 | CAGSTAR4 | FROM_TO | 73521.13 | -0.14683 | 0.059937 | -0.90597 | 0.098067 | 686.1126 | 507.1146 | 0 | 6787.942 | 9481.108 | Competitive | 0 | 0 | 0 | 0 | 0 | 1 | 1 | Non-Competitive | Non-Competitive | Non-Competitive | Non-Competitive | Non-Competitive | 15 | 15 | 44 | 15 | 15 | 44 | 15 | 15 | 44 | 15 | 15 | 44 | 15 | 15 | 44
XCAG158 CAGNON_MR4H TO_FROM | XCAG158 | CAGNON_MR4H | 600 | 0 | 0 | CAGNON_5 | CAGSTAR4 | TO_FROM | 73521.13 | -0.05994 | 0.14683 | -0.09807 | 0.90597 | -184.135 | -604.731 | 0 | 9481.108 | 6787.942 | Competitive | 0 | 0 | 0 | 0 | 0 | 1 | 1 | Non-Competitive | Non-Competitive | Non-Competitive | Non-Competitive | Non-Competitive | 10 | 10 | 10 | 10 | 10 | 10 | 10 | 10 | 10 | 10 | 10 | 10 | 10 | 10 | 10
XCAG58 CAGNON_MR4H FROM_TO | XCAG58 | CAGNON_MR4H | 600 | 3 | 3 | CAGNON_5 | CAGSTAR4 | FROM_TO | 73521.13 | -0.20974 | 0.085956 | -0.86314 | 0.13946 | 982.697 | 726.2496 | 0 | 6794.318 | 9477.31 | Non-Competi | 0 | 0 | 0 | 0 | 0 | 0 | 1 | Non-Competitive | Non-Competitive | Non-Competitive | Non-Competitive | Non-Competitive | 15 | 15 | 44 | 15 | 15 | 44 | 15 | 15 | 44 | 15 | 15 | 44 | 15 | 15 | 44
XCAG58 CAGNON_MR4H TO_FROM | XCAG58 | CAGNON_MR4H | 600 | 3 | 3 | CAGNON_5 | CAGSTAR4 | TO_FROM | 73521.13 | -0.08596 | 0.20974 | -0.13946 | 0.86314 | -264.532 | -866.055 | 0 | 9477.31 | 6794.318 | Competitive | 0 | 0 | 0 | 0 | 0 | 1 | 1 | Non-Competitive | Non-Competitive | Non-Competitive | Non-Competitive | Non-Competitive | 10 | 10 | 10 | 10 | 10 | 10 | 10 | 10 | 10 | 10 | 10 | 10 | 10 | 10 | 10
XCAG58 CAGNON_MR4L FROM_TO | XCAG58 | CAGNON_MR4L | 600 | 3 | 3 | CAGNON3_8 | CAGSTAR4 | FROM_TO | 73521.13 | -0.08596 | 0.20974 | -0.13946 | 0.29912 | -264.532 | -866.055 | 0 | 9477.31 | 6794.318 | Competitive | 0 | 0 | 0 | 0 | 0 | 1 | 1 | Non-Competitive | Non-Competitive | Non-Competitive | Non-Competitive | Non-Competitive | 10 | 10 | 10 | 10 | 10 | 10 | 10 | 10 | 10 | 10 | 10 | 10 | 10 | 10 | 10
XCAG58 CAGNON_MR4L TO_FROM | XCAG58 | CAGNON_MR4L | 600 | 3 | 3 | CAGNON3_8 | CAGSTAR4 | TO_FROM | 73521.13 | -0.20974 | 0.085956 | -0.29912 | 0.13946 | 982.697 | 726.2496 | 0 | 6794.318 | 9477.31 | Non-Competi | 0 | 0 | 0 | 0 | 0 | 0 | 1 | Non-Competitive | Non-Competitive | Non-Competitive | Non-Competitive | Non-Competitive | 15 | 15 | 44 | 15 | 15 | 44 | 15 | 15 | 44 | 15 | 15 | 44 | 15 | 15 | 44
XCAG58 M3_G2_1 FROM_TO | XCAG58 | M3_G2_1 | 296 | 3 | 3 | HAMWOLF | MED_CTR | FROM_TO | 73521.13 | -0.00807 | 0.057759 | -0.38082 | 0.50677 | -61.6394 | -246.922 | 0 | 9444.885 | 871.332 | Competitive | 1 | 1 | 1 | 1 | 1 | 1 | 0 | Non-Competitive | Non-Competitive | Non-Competitive | Non-Competitive | Non-Competitive | 0 | 0 | 0 | 0 | 0 | 0 | 0 | 0 | 0 | 0 | 0 | 0 | 0 | 0 | 0
XCAG58 M3_G2_1 TO_FROM | XCAG58 | M3_G2_1 | 296 | 3 | 3 | HAMWOLF | MED_CTR | TO_FROM | 73521.13 | -0.05776 | 0.008074 | -0.50677 | 0.38082 | 273.1588 | 182.173 | 0 | 871.332 | 9444.885 | Competitive | 0 | 0 | 0 | 0 | 0 | 1 | 1 | Non-Competitive | Non-Competitive | Non-Competitive | Non-Competitive | Non-Competitive | 15 | 15 | 15 | 15 | 15 | 15 | 15 | 15 | 15 | 15 | 15 | 15 | 15 | 15 | 15
XCDH58 6325__C FROM_TO | XCDH58 | 6325__C | 210 | 5 | 5 | SHRY_B8 | PARKROW2_8 | FROM_TO | 73521.13 | -0.10345 | 0.035967 | -0.79917 | 0.13834 | 466.1074 | 112.8702 | 0 | 5482.766 | 10000 | Competitive | 0 | 0 | 0 | 0 | 0 | 1 | 1 | Non-Competitive | Non-Competitive | Non-Competitive | Non-Competitive | Non-Competitive | 3 | 3 | 3 | 3 | 3 | 3 | 3 | 3 | 3 | 3 | 3 | 3 | 3 | 3 | 3
XCDH58 6325__C TO_FROM | XCDH58 | 6325__C | 210 | 5 | 5 | SHRY_B8 | PARKROW2_8 | TO_FROM | 73521.13 | -0.03597 | 0.10345 | -0.13834 | 0.79917 | -5.9627 | -411.251 | 0 | 10000 | 5482.766 | Competitive | 0 | 0 | 0 | 0 | 0 | 1 | 1 | Non-Competitive | Non-Competitive | Non-Competitive | Non-Competitive | Non-Competitive | 3 | 3 | 3 | 3 | 3 | 3 | 3 | 3 | 3 | 3 | 3 | 3 | 3 | 3 | 3
XCLE58 MARION_4AT2 FROM_TO | XCLE58 | MARION_4AT2 | 478 | 1 | 1 | L_MARION5_1Y | L_MARION8_1Y | FROM_TO | 73521.13 | -0.03983 | 0.037821 | -0.43118 | 0.037821 | 547.9242 | 346.1321 | 0 | 5606.471 | 10000 | Non-Competi | 0 | 0 | 0 | 0 | 0 | 1 | 1 | Non-Competitive | Non-Competitive | Non-Competitive | Non-Competitive | Non-Competitive | 8 | 8 | 8 | 8 | 8 | 8 | 8 | 8 | 8 | 8 | 8 | 8 | 8 | 8 | 8
XCLE58 MARION_4AT2 TO_FROM | XCLE58 | MARION_4AT2 | 478 | 1 | 1 | L_MARION5_1Y | L_MARION8_1Y | TO_FROM | 73521.13 | -0.03782 | 0.039833 | -0.03782 | 0.43118 | -236.853 | -501.648 | 0 | 10000 | 5606.471 | Competitive | 0 | 0 | 0 | 0 | 0 | 1 | 1 | Non-Competitive | Non-Competitive | Non-Competitive | Non-Competitive | Non-Competitive | 10 | 10 | 10 | 10 | 10 | 10 | 10 | 10 | 10 | 10 | 10 | 10 | 10 | 10 | 10
XCN2R58 1380__B FROM_TO | XCN2R58 | 1380__B | 332 | 3 | 3 | MSQTW1_8 | MSQTWE1_8 | FROM_TO | 73521.13 | -0.06356 | 0.031906 | -0.32303 | 0.54776 | 266.9855 | -8.6628 | 0 | 5117.48 | 10000 | Competitive | 0 | 0 | 0 | 0 | 0 | 1 | 1 | Non-Competitive | Non-Competitive | Non-Competitive | Non-Competitive | Non-Competitive | 2 | 2 | 2 | 2 | 2 | 2 | 2 | 2 | 2 | 2 | 2 | 2 | 2 | 2 | 2
XCN2R58 1380__B TO_FROM | XCN2R58 | 1380__B | 332 | 3 | 3 | MSQTW1_8 | MSQTWE1_8 | TO_FROM | 73521.13 | -0.03191 | 0.063556 | -0.54776 | 0.32303 | 81.7458 | -185.154 | 0 | 10000 | 5117.48 | Competitive | 0 | 0 | 0 | 0 | 0 | 1 | 1 | Non-Competitive | Non-Competitive | Non-Competitive | Non-Competitive | Non-Competitive | 8 | 8 | 8 | 8 | 8 | 8 | 8 | 8 | 8 | 8 | 8 | 8 | 8 | 8 | 8
XCO2L58 LOOP_VICTORIA_1 FROM_TO | XCO2L58 | LOOP_VICTORIA_1 | 173 | 3 | 3 | LOOP463SUB8 | VICTORIA4A | FROM_TO | 73521.13 | -0.12793 | 0.58823 | -0.12793 | 0.75045 | 281.2449 | -113.282 | 0 | 10000 | 2825.393 | Non-Competi | 0 | 0 | 0 | 0 | 1 | 1 | 1 | Non-Competitive | Non-Competitive | Non-Competitive | Non-Competitive | Competitive | 15 | 16 | 23 | 15 | 16 | 23 | 15 | 16 | 23 | 15 | 16 | 23 | 0 | 0 | 0
XCO2L58 LOOP_VICTORIA_1 TO_FROM | XCO2L58 | LOOP_VICTORIA_1 | 173 | 3 | 3 | LOOP463SUB8 | VICTORIA4A | TO_FROM | 73521.13 | -0.58823 | 0.12793 | -0.75045 | 0.12793 | 189.9761 | -128.716 | 0 | 2825.393 | 10000 | Non-Competi | 0 | 0 | 0 | 0 | 0 | 1 | 1 | Non-Competitive | Non-Competitive | Non-Competitive | Non-Competitive | Non-Competitive | 6 | 6 | 6 | 6 | 6 | 6 | 6 | 6 | 6 | 6 | 6 | 6 | 6 | 6 | 6
XCRA89 HLTSW_FMR1 FROM_TO | XCRA89 | HLTSW_FMR1 | 77 | 1 | 1 | HOLTSS_9 | HOLTSS_8 | FROM_TO | 73521.13 | -0.00878 | 0.000313 | -0.07984 | 0.41107 | -18.6997 | -21.6344 | 0 | 5876.533 | 9684.59 | Competitive | 0 | 0 | 0 | 0 | 0 | 1 | 0 | Non-Competitive | Non-Competitive | Non-Competitive | Non-Competitive | Non-Competitive | 0 | 0 | 0 | 0 | 0 | 0 | 0 | 0 | 0 | 0 | 0 | 0 | 0 | 0 | 0
XCRA89 HLTSW_FMR1 TO_FROM | XCRA89 | HLTSW_FMR1 | 77 | 1 | 1 | HOLTSS_9 | HOLTSS_8 | TO_FROM | 73521.13 | -0.00031 | 0.008777 | -0.41107 | 0.079842 | 25.7062 | 19.4079 | 0 | 9684.59 | 5876.533 | Competitive | 0 | 0 | 0 | 0 | 0 | 1 | 0 | Non-Competitive | Non-Competitive | Non-Competitive | Non-Competitive | Non-Competitive | 0 | 0 | 0 | 0 | 0 | 0 | 0 | 0 | 0 | 0 | 0 | 0 | 0 | 0 | 0
XDAN89 TAB_DANS_1 FROM_TO | XDAN89 | TAB_DANS_1 | 112 | 1 | 1 | BRYN_TABOR69 | BRYN_DSBY69 | FROM_TO | 73521.13 | -0.5235 | 0.000257 | -0.5235 | 0.032998 | 13.9477 | 10.6796 | 0 | 790.464 | 10000 | Competitive | 0 | 0 | 0 | 0 | 0 | 1 | 1 | Non-Competitive | Non-Competitive | Non-Competitive | Non-Competitive | Non-Competitive | 4 | 4 | 4 | 4 | 4 | 4 | 4 | 4 | 4 | 4 | 4 | 4 | 4 | 4 | 4
XDAN89 TAB_DANS_1 TO_FROM | XDAN89 | TAB_DANS_1 | 112 | 1 | 1 | BRYN_TABOR69 | BRYN_DSBY69 | TO_FROM | 73521.13 | -0.00026 | 0.5235 | -0.033 | 0.5235 | 95.639 | -12.7099 | 0 | 10000 | 790.464 | Competitive | 1 | 1 | 1 | 1 | 1 | 1 | 0 | Non-Competitive | Non-Competitive | Non-Competitive | Non-Competitive | Non-Competitive | 0 | 0 | 0 | 0 | 0 | 0 | 0 | 0 | 0 | 0 | 0 | 0 | 0 | 0 | 0
XESK89 470T470_1 FROM_TO | XESK89 | 470T470_1 | 234 | 1 | 1 | ESKOTA_8 | L_MCELTA8_1Y | FROM_TO | 73521.13 | -0.0164 | 0.53875 | -0.37829 | 0.53875 | 314.2354 | -37.044 | 0 | 4961.193 | 3997.313 | Competitive | 0 | 0 | 0 | 0 | 0 | 1 | 0 | Non-Competitive | Non-Competitive | Non-Competitive | Non-Competitive | Non-Competitive | 0 | 0 | 0 | 0 | 0 | 0 | 0 | 0 | 0 | 0 | 0 | 0 | 0 | 0 | 0
XESK89 470T470_1 TO_FROM | XESK89 | 470T470_1 | 234 | 1 | 1 | ESKOTA_8 | L_MCELTA8_1Y | TO_FROM | 73521.13 | -0.53875 | 0.016403 | -0.53875 | 0.37829 | 42.0608 | -180.242 | 0 | 3997.313 | 4961.193 | Competitive | 0 | 0 | 0 | 0 | 0 | 1 | 1 | Non-Competitive | Non-Competitive | Non-Competitive | Non-Competitive | Non-Competitive | 17 | 17 | 17 | 17 | 17 | 17 | 17 | 17 | 17 | 17 | 17 | 17 | 17 | 17 | 17
XESK89 ABNW_ELYT1_1 FROM_TO | XESK89 | ABNW_ELYT1_1 | 38 | 1 | 1 | ABNW2B | ELYT2A | FROM_TO | 73521.13 | -0.03128 | 0.003977 | -0.79312 | 0.0639 | 44.7362 | -5.3422 | 0 | 2345.518 | 3189.142 | Competitive | 0 | 0 | 0 | 0 | 0 | 1 | 1 | Non-Competitive | Non-Competitive | Non-Competitive | Non-Competitive | Non-Competitive | 2 | 4 | 4 | 2 | 4 | 4 | 2 | 4 | 4 | 2 | 4 | 4 | 2 | 4 | 4
XESK89 ABNW_ELYT1_1 TO_FROM | XESK89 | ABNW_ELYT1_1 | 38 | 1 | 1 | ABNW2B | ELYT2A | TO_FROM | 73521.13 | -0.00398 | 0.031276 | -0.0639 | 0.79312 | 15.6699 | -43.6059 | 0 | 3189.142 | 2345.518 | Competitive | 0 | 0 | 0 | 1 | 1 | 1 | 0 | Non-Competitive | Non-Competitive | Non-Competitive | Non-Competitive | Non-Competitive | 0 | 0 | 0 | 0 | 0 | 0 | 0 | 0 | 0 | 0 | 0 | 0 | 0 | 0 | 0
XEV2R58 EVRSW_MR1L FROM_TO | XEV2R58 | EVRSW_MR1L | 349 | 3 | 3 | EVRMAN_B8 | EVRSW1_1 | FROM_TO | 73521.13 | -0.01272 | 0.089754 | -0.23374 | 0.74964 | -112.045 | -363.695 | 0 | 10000 | 871.137 | Competitive | 1 | 1 | 1 | 1 | 1 | 1 | 0 | Non-Competitive | Non-Competitive | Non-Competitive | Non-Competitive | Non-Competitive | 0 | 0 | 0 | 0 | 0 | 0 | 0 | 0 | 0 | 0 | 0 | 0 | 0 | 0 | 0
XEV2R58 EVRSW_MR1L TO_FROM | XEV2R58 | EVRSW_MR1L | 349 | 3 | 3 | EVRMAN_B8 | EVRSW1_1 | TO_FROM | 73521.13 | -0.08975 | 0.012716 | -0.74964 | 0.23374 | 423.3254 | 238.3447 | 0 | 871.137 | 10000 | Competitive | 0 | 0 | 0 | 0 | 0 | 1 | 1 | Non-Competitive | Non-Competitive | Non-Competitive | Non-Competitive | Non-Competitive | 3 | 3 | 3 | 3 | 3 | 3 | 3 | 3 | 3 | 3 | 3 | 3 | 3 | 3 | 3
XFAY58 AUSTRO_AT1H FROM_TO | XFAY58 | AUSTRO_AT1H | 480 | 1 | 1 | L_AUSTRO5_1Y | AUSTRO1_1KV | FROM_TO | 73521.13 | -0.23093 | 0.049891 | -0.32491 | 0.059294 | 606.642 | 248.3668 | 0 | 4232.501 | 5039.071 | Non-Competi | 0 | 0 | 0 | 0 | 0 | 1 | 1 | Non-Competitive | Non-Competitive | Non-Competitive | Non-Competitive | Non-Competitive | 35 | 35 | 36 | 35 | 35 | 36 | 35 | 35 | 36 | 35 | 35 | 36 | 35 | 35 | 36
XFAY58 AUSTRO_AT1H TO_FROM | XFAY58 | AUSTRO_AT1H | 480 | 1 | 1 | L_AUSTRO5_1Y | AUSTRO1_1KV | TO_FROM | 73521.13 | -0.04989 | 0.23093 | -0.05929 | 0.32491 | -38.5763 | -557.664 | 0 | 5039.071 | 4232.501 | Competitive | 0 | 0 | 0 | 0 | 0 | 1 | 1 | Non-Competitive | Non-Competitive | Non-Competitive | Non-Competitive | Non-Competitive | 11 | 11 | 11 | 11 | 11 | 11 | 11 | 11 | 11 | 11 | 11 | 11 | 11 | 11 | 11
XFHL89 6835__A FROM_TO | XFHL89 | 6835__A | 105 | 1 | 1 | HANDLEY_9 | DUVAL1_9 | FROM_TO | 73521.13 | -0.00153 | 0.008835 | -0.59087 | 0.15104 | 104.6542 | 75.3029 | 0 | 10000 | 8712.725 | Competitive | 0 | 0 | 0 | 0 | 0 | 1 | 0 | Non-Competitive | Non-Competitive | Non-Competitive | Non-Competitive | Non-Competitive | 0 | 0 | 0 | 0 | 0 | 0 | 0 | 0 | 0 | 0 | 0 | 0 | 0 | 0 | 0
XFHL89 6835__A TO_FROM | XFHL89 | 6835__A | 105 | 1 | 1 | HANDLEY_9 | DUVAL1_9 | TO_FROM | 73521.13 | -0.00884 | 0.001532 | -0.15104 | 0.59087 | -70.8255 | -93.5269 | 0 | 8712.725 | 10000 | Competitive | 0 | 0 | 0 | 0 | 0 | 1 | 0 | Non-Competitive | Non-Competitive | Non-Competitive | Non-Competitive | Non-Competitive | 0 | 0 | 0 | 0 | 0 | 0 | 0 | 0 | 0 | 0 | 0 | 0 | 0 | 0 | 0
XFO2R89 FORMOSA_TR22 FROM_TO | XFO2R89 | FORMOSA_TR22 | 133 | 1 | 1 | FORMOSA_13_9 | FORMOSA4A | FROM_TO | 73521.13 | -0.00631 | 0.99369 | -0.00631 | 0.99369 | 202.7398 | -463.6 | 0 | 10000 | 705.034 | Non-Competi | 1 | 1 | 1 | 1 | 1 | 1 | 0 | Non-Competitive | Non-Competitive | Non-Competitive | Non-Competitive | Non-Competitive | 0 | 0 | 0 | 0 | 0 | 0 | 0 | 0 | 0 | 0 | 0 | 0 | 0 | 0 | 0
XFO2R89 FORMOSA_TR22 TO_FROM | XFO2R89 | FORMOSA_TR22 | 133 | 1 | 1 | FORMOSA_13_9 | FORMOSA4A | TO_FROM | 73521.13 | -0.99369 | 0.006306 | -0.99369 | 0.006306 | 464.1595 | 463.6 | 0 | 705.034 | 10000 | Non-Competi | 0 | 0 | 0 | 0 | 0 | 0 | 1 | Non-Competitive | Non-Competitive | Non-Competitive | Non-Competitive | Non-Competitive | 9 | 9 | 9 | 9 | 9 | 9 | 9 | 9 | 9 | 9 | 9 | 9 | 9 | 9 | 9
XFO3R89 FORMOSA_TR21 FROM_TO | XFO3R89 | FORMOSA_TR21 | 133 | 1 | 1 | FORMOSA_11_9 | FORMOSA4A | FROM_TO | 73521.13 | -0.00631 | 0.99369 | -0.00631 | 0.99369 | 202.7398 | -463.6 | 0 | 10000 | 705.034 | Non-Competi | 1 | 1 | 1 | 1 | 1 | 1 | 0 | Non-Competitive | Non-Competitive | Non-Competitive | Non-Competitive | Non-Competitive | 0 | 0 | 0 | 0 | 0 | 0 | 0 | 0 | 0 | 0 | 0 | 0 | 0 | 0 | 0
XFO3R89 FORMOSA_TR21 TO_FROM | XFO3R89 | FORMOSA_TR21 | 133 | 1 | 1 | FORMOSA_11_9 | FORMOSA4A | TO_FROM | 73521.13 | -0.99369 | 0.006306 | -0.99369 | 0.006306 | 464.1595 | 463.6 | 0 | 705.034 | 10000 | Non-Competi | 0 | 0 | 0 | 0 | 0 | 0 | 1 | Non-Competitive | Non-Competitive | Non-Competitive | Non-Competitive | Non-Competitive | 9 | 9 | 9 | 9 | 9 | 9 | 9 | 9 | 9 | 9 | 9 | 9 | 9 | 9 | 9
XFOR58 1400__B FROM_TO | XFOR58 | 1400__B | 370 | 3 | 3 | MSQT1_8 | BCHSPG1T_8 | FROM_TO | 73521.13 | -0.01592 | 0.10077 | -0.56028 | 0.37982 | -81.3347 | -377.669 | 0 | 9178.194 | 1474.215 | Competitive | 0 | 1 | 1 | 1 | 1 | 1 | 0 | Non-Competitive | Non-Competitive | Non-Competitive | Non-Competitive | Non-Competitive | 0 | 0 | 0 | 0 | 0 | 0 | 0 | 0 | 0 | 0 | 0 | 0 | 0 | 0 | 0
XFOR58 1400__B TO_FROM | XFOR58 | 1400__B | 370 | 3 | 3 | MSQT1_8 | BCHSPG1T_8 | TO_FROM | 73521.13 | -0.10077 | 0.015925 | -0.37982 | 0.56028 | 435.3409 | 212.8155 | 0 | 1474.215 | 9178.194 | Competitive | 0 | 0 | 0 | 0 | 0 | 1 | 1 | Non-Competitive | Non-Competitive | Non-Competitive | Non-Competitive | Non-Competitive | 2 | 2 | 6 | 2 | 2 | 6 | 2 | 2 | 6 | 2 | 2 | 6 | 2 | 2 | 6
XFRI89 SONR_69-1 FROM_TO | XFRI89 | SONR_69-1 | 46 | 1 | 1 | SONR4A | SONR2A | FROM_TO | 73521.13 | -0.00588 | 0.044735 | -0.68346 | 0.10168 | 95.3201 | -10.3593 | 0 | 10000 | 1861.468 | Competitive | 0 | 0 | 1 | 1 | 1 | 1 | 0 | Non-Competitive | Non-Competitive | Non-Competitive | Non-Competitive | Non-Competitive | 0 | 0 | 0 | 0 | 0 | 0 | 0 | 0 | 0 | 0 | 0 | 0 | 0 | 0 | 0
XFRI89 SONR_69-1 TO_FROM | XFRI89 | SONR_69-1 | 46 | 1 | 1 | SONR4A | SONR2A | TO_FROM | 73521.13 | -0.04474 | 0.00588 | -0.10168 | 0.68346 | 33.5058 | -84.0521 | 0 | 1861.468 | 10000 | Competitive | 0 | 0 | 0 | 0 | 0 | 1 | 1 | Non-Competitive | Non-Competitive | Non-Competitive | Non-Competitive | Non-Competitive | bar: 11 to 17
XGAR58 GARFIELD_AT2 FROM_TO | XGAR58 | GARFIELD_AT2 | 480 | 1 | 1 | GARFIELD | GARFIE34 | FROM_TO | 73521.13 | -0.07175 | 0.1509 | -0.07259 | 0.41128 | -69.404 | -566.58 | 0 | 7976.692 | 4838.804 | Competitive | 0 | 0 | 0 | 0 | 0 | 1 | 1 | Non-Competitive | Non-Competitive | Non-Competitive | Non-Competitive | Non-Competitive | 9 | 11 | 11 | 9 | 11 | 11 | 9 | 11 | 11 | 9 | 11 | 11 | 9 | 11 | 11
XGAR58 GARFIELD_AT2 TO_FROM | XGAR58 | GARFIELD_AT2 | 480 | 1 | 1 | GARFIELD | GARFIE34 | TO_FROM | 73521.13 | -0.1509 | 0.071752 | -0.41128 | 0.072587 | 603.0901 | 276.0506 | 0 | 4838.804 | 7976.692 | Non-Competi | 0 | 0 | 0 | 0 | 0 | 1 | 1 | Non-Competitive | Non-Competitive | Non-Competitive | Non-Competitive | Non-Competitive | 31 | 31 | 31 | 31 | 31 | 31 | 31 | 31 | 31 | 31 | 31 | 31 | 31 | 31 | 31
XGBY58 GBY_AT2 FROM_TO | XGBY58 | GBY_AT2 | 504 | 3 | 3 | GRNBYU__345A | 49128_STAR | FROM_TO | 73521.13 | -0.23168 | 0.12602 | -0.40535 | 0.12602 | 1338.652 | 84.0456 | 0 | 1752.069 | 2267.596 | Competitive | 0 | 0 | 0 | 1 | 1 | 1 | 1 | Non-Competitive | Non-Competitive | Non-Competitive | Competitive | Competitive | 45 | 47 | 68 | 45 | 47 | 68 | 45 | 47 | 68 | 0 | 0 | 0 | 0 | 0 | 0
XGBY58 GBY_AT2 TO_FROM | XGBY58 | GBY_AT2 | 504 | 3 | 3 | GRNBYU__345A | 49128_STAR | TO_FROM | 73521.13 | -0.12602 | 0.23167 | -0.12602 | 0.40535 | 363.4944 | -954.849 | 0 | 2267.596 | 1752.069 | Competitive | 0 | 0 | 1 | 1 | 1 | 1 | 1 | Non-Competitive | Non-Competitive | Competitive | Competitive | Competitive | 34 | 47 | 100 | 34 | 47 | 100 | 0 | 0 | 0 | 0 | 0 | 0 | 0 | 0 | 0
XGBY58 GBY_AT2L FROM_TO | XGBY58 | GBY_AT2L | 504 | 3 | 3 | GRNBYU__138C | 49128_STAR | FROM_TO | 73521.13 | -0.12602 | 0.23167 | -0.65229 | 0.40535 | 363.4944 | -954.849 | 0 | 2267.596 | 1752.069 | Competitive | 0 | 0 | 1 | 1 | 1 | 1 | 1 | Non-Competitive | Non-Competitive | Competitive | Competitive | Competitive | 34 | 47 | 100 | 34 | 47 | 100 | 0 | 0 | 0 | 0 | 0 | 0 | 0 | 0 | 0
XGBY58 GBY_AT2L TO_FROM | XGBY58 | GBY_AT2L | 504 | 3 | 3 | GRNBYU__138C | 49128_STAR | TO_FROM | 73521.13 | -0.23168 | 0.12602 | -0.40535 | 0.65229 | 1338.652 | 84.0456 | 0 | 1752.069 | 2267.596 | Competitive | 0 | 0 | 0 | 1 | 1 | 1 | 1 | Non-Competitive | Non-Competitive | Non-Competitive | Competitive | Competitive | 45 | 47 | 68 | 45 | 47 | 68 | 45 | 47 | 68 | 0 | 0 | 0 | 0 | 0 | 0
XHH2G58 HHGT_T1H FROM_TO | XHH2G58 | HHGT_T1H | 582.75 | 3 | 3 | HHGT_1_5 | HHGT_1_STAR | FROM_TO | 73521.13 | -1 | 0 | -1 | 0 | 0 | 0 | 0 | 0 | 10000 | Competitive | 0 | 0 | 0 | 0 | 0 | 1 | 1 | Non-Competitive | Non-Competitive | Non-Competitive | Non-Competitive | Non-Competitive | 5 | 5 | 5 | 5 | 5 | 5 | 5 | 5 | 5 | 5 | 5 | 5 | 5 | 5 | 5
XHH2G58 HHGT_T1H TO_FROM | XHH2G58 | HHGT_T1H | 582.75 | 3 | 3 | HHGT_1_5 | HHGT_1_STAR | TO_FROM | 73521.13 | 0 | 1 | 0 | 1 | 868.476 | 0 | 0 | 10000 | 0 | Non-Competi | 1 | 1 | 1 | 1 | 1 | 1 | 0 | Non-Competitive | Non-Competitive | Non-Competitive | Non-Competitive | Non-Competitive | 0 | 0 | 0 | 0 | 0 | 0 | 0 | 0 | 0 | 0 | 0 | 0 | 0 | 0 | 0
XHH2G58 HHGT_T1L FROM_TO | XHH2G58 | HHGT_T1L | 582.75 | 3 | 3 | HHGT_X1_8 | HHGT_1_STAR | FROM_TO | 73521.13 | 0 | 1 | 0 | 1 | 868.476 | 0 | 0 | 10000 | 0 | Non-Competi | 1 | 1 | 1 | 1 | 1 | 1 | 0 | Non-Competitive | Non-Competitive | Non-Competitive | Non-Competitive | Non-Competitive | 0 | 0 | 0 | 0 | 0 | 0 | 0 | 0 | 0 | 0 | 0 | 0 | 0 | 0 | 0
XHH2G58 HHGT_T1L TO_FROM | XHH2G58 | HHGT_T1L | 582.75 | 3 | 3 | HHGT_X1_8 | HHGT_1_STAR | TO_FROM | 73521.13 | -1 | 0 | -1 | 0 | 0 | 0 | 0 | 0 | 10000 | Competitive | 0 | 0 | 0 | 0 | 0 | 1 | 1 | Non-Competitive | Non-Competitive | Non-Competitive | Non-Competitive | Non-Competitive | 5 | 5 | 5 | 5 | 5 | 5 | 5 | 5 | 5 | 5 | 5 | 5 | 5 | 5 | 5
XHHG58 HHGT_T2H FROM_TO | XHHG58 | HHGT_T2H | 582.75 | 3 | 3 | HHGT_1_5 | HHGT_2_STAR | FROM_TO | 73521.13 | -1 | 0 | -1 | 0 | 0 | 0 | 0 | 0 | 10000 | Competitive | 0 | 0 | 0 | 0 | 0 | 1 | 1 | Non-Competitive | Non-Competitive | Non-Competitive | Non-Competitive | Non-Competitive | 5 | 5 | 5 | 5 | 5 | 5 | 5 | 5 | 5 | 5 | 5 | 5 | 5 | 5 | 5
XHHG58 HHGT_T2H TO_FROM | XHHG58 | HHGT_T2H | 582.75 | 3 | 3 | HHGT_1_5 | HHGT_2_STAR | TO_FROM | 73521.13 | 0 | 1 | 0 | 1 | 868.476 | 0 | 0 | 10000 | 0 | Non-Competi | 1 | 1 | 1 | 1 | 1 | 1 | 0 | Non-Competitive | Non-Competitive | Non-Competitive | Non-Competitive | Non-Competitive | 0 | 0 | 0 | 0 | 0 | 0 | 0 | 0 | 0 | 0 | 0 | 0 | 0 | 0 | 0
XHI3L58 HILLCTRY_MR4H FROM_TO | XHI3L58 | HILLCTRY_MR4H | 600 | 3 | 3 | HILLCTY_5 | HC_STAR4 | FROM_TO | 73521.13 | -0.09796 | 0.018726 | -0.39259 | 0.060426 | 770.2926 | 606.7885 | 0 | 808.235 | 9871.483 | Competitive | 0 | 0 | 0 | 0 | 0 | 0 | 1 | Non-Competitive | Non-Competitive | Non-Competitive | Non-Competitive | Non-Competitive | 15 | 15 | 15 | 15 | 15 | 15 | 15 | 15 | 15 | 15 | 15 | 15 | 15 | 15 | 15
XHI3L58 HILLCTRY_MR4H TO_FROM | XHI3L58 | HILLCTRY_MR4H | 600 | 3 | 3 | HILLCTY_5 | HC_STAR4 | TO_FROM | 73521.13 | -0.01873 | 0.097964 | -0.06043 | 0.39259 | -334.624 | -720.562 | 0 | 9871.483 | 808.235 | Competitive | 1 | 1 | 1 | 1 | 1 | 1 | 0 | Non-Competitive | Non-Competitive | Non-Competitive | Non-Competitive | Non-Competitive | 0 | 0 | 0 | 0 | 0 | 0 | 0 | 0 | 0 | 0 | 0 | 0 | 0 | 0 | 0
XHIW89 KOCH_UP_69A1 FROM_TO | XHIW89 | KOCH_UP_69A1 | 91.3 | 1 | 1 | KOCH_UP2A | KOCH_UP4A | FROM_TO | 73521.13 | -0.02436 | 0.004825 | -0.07061 | 0.3839 | -57.0016 | -89.6151 | 0 | 10000 | 4540.809 | Competitive | 0 | 0 | 0 | 0 | 0 | 1 | 1 | Non-Competitive | Non-Competitive | Non-Competitive | Non-Competitive | Non-Competitive | 2 | 2 | 2 | 2 | 2 | 2 | 2 | 2 | 2 | 2 | 2 | 2 | 2 | 2 | 2
XHIW89 KOCH_UP_69A1 TO_FROM | XHIW89 | KOCH_UP_69A1 | 91.3 | 1 | 1 | KOCH_UP2A | KOCH_UP4A | TO_FROM | 73521.13 | -0.00483 | 0.024363 | -0.3839 | 0.070612 | 98.5812 | 58.2478 | 0 | 4540.809 | 10000 | Competitive | 0 | 0 | 0 | 0 | 0 | 1 | 0 | Non-Competitive | Non-Competitive | Non-Competitive | Non-Competitive | Non-Competitive | 0 | 0 | 0 | 0 | 0 | 0 | 0 | 0 | 0 | 0 | 0 | 0 | 0 | 0 | 0
XHLT89 6865__B FROM_TO | XHLT89 | 6865__B | 40 | 1 | 1 | ODESSANO_9 | NTCOWDEN_9 | FROM_TO | 73521.13 | -0.02299 | 0.002587 | -0.55627 | 0.094206 | 36.2114 | 22.2737 | 0 | 5072.161 | 3750.214 | Competitive | 0 | 0 | 0 | 0 | 0 | 1 | 1 | Non-Competitive | Non-Competitive | Non-Competitive | Non-Competitive | Non-Competitive | bar: 11 to 17
XHLT89 6865__B TO_FROM | XHLT89 | 6865__B | 40 | 1 | 1 | ODESSANO_9 | NTCOWDEN_9 | TO_FROM | 73521.13 | -0.00259 | 0.022989 | -0.09421 | 0.55627 | -16.832 | -33.4388 | 0 | 3750.214 | 5072.161 | Competitive | 0 | 0 | 0 | 0 | 0 | 1 | 0 | Non-Competitive | Non-Competitive | Non-Competitive | Non-Competitive | Non-Competitive | 0 | 0 | 0 | 0 | 0 | 0 | 0 | 0 | 0 | 0 | 0 | 0 | 0 | 0 | 0
XHLT89 6915__A FROM_TO | XHLT89 | 6915__A | 40 | 1 | 1 | ODESSANO_9 | ODBASSS_9 | FROM_TO | 73521.13 | -0.03596 | 0.002565 | -0.54553 | 0.13239 | 54.7428 | 34.7048 | 0 | 4044.043 | 3744.877 | Competitive | 0 | 0 | 0 | 0 | 0 | 1 | 1 | Non-Competitive | Non-Competitive | Non-Competitive | Non-Competitive | Non-Competitive | 9 | 9 | 9 | 9 | 9 | 9 | 9 | 9 | 9 | 9 | 9 | 9 | 9 | 9 | 9
XHLT89 6915__A TO_FROM | XHLT89 | 6915__A | 40 | 1 | 1 | ODESSANO_9 | ODBASSS_9 | TO_FROM | 73521.13 | -0.00256 | 0.035964 | -0.13239 | 0.54553 | -23.6624 | -52.2912 | 0 | 3744.877 | 4044.043 | Competitive | 0 | 0 | 0 | 0 | 0 | 1 | 0 | Non-Competitive | Non-Competitive | Non-Competitive | Non-Competitive | Non-Competitive | 0 | 0 | 0 | 0 | 0 | 0 | 0 | 0 | 0 | 0 | 0 | 0 | 0 | 0 | 0
XHLT89 ANDNR_FMR2 FROM_TO | XHLT89 | ANDNR_FMR2 | 84 | 1 | 1 | NOANDREW_8 | NOANDREW_9 | FROM_TO | 73521.13 | -0.00197 | 0.018956 | -0.51614 | 0.055662 | 31.0744 | 16.1256 | 0 | 5112.019 | 5859.146 | Competitive | 0 | 0 | 0 | 0 | 0 | 1 | 0 | Non-Competitive | Non-Competitive | Non-Competitive | Non-Competitive | Non-Competitive | 0 | 0 | 0 | 0 | 0 | 0 | 0 | 0 | 0 | 0 | 0 | 0 | 0 | 0 | 0
XHLT89 ANDNR_FMR2 TO_FROM | XHLT89 | ANDNR_FMR2 | 84 | 1 | 1 | NOANDREW_8 | NOANDREW_9 | TO_FROM | 73521.13 | -0.01896 | 0.001971 | -0.05566 | 0.51614 | -13.4564 | -28.1829 | 0 | 5859.146 | 5112.019 | Competitive | 0 | 0 | 0 | 0 | 0 | 1 | 0 | Non-Competitive | Non-Competitive | Non-Competitive | Non-Competitive | Non-Competitive | 0 | 0 | 0 | 0 | 0 | 0 | 0 | 0 | 0 | 0 | 0 | 0 | 0 | 0 | 0
XHRN89 HLK_KAT1 FROM_TO | XHRN89 | HLK_KAT1 | 60 | 1 | 1 | HILTOPLKS9 | HILTOPLKS8 | FROM_TO | 73521.13 | -0.00203 | 0.006396 | -0.07038 | 0.73645 | -1.7689 | -36.0082 | 0 | 5054.995 | 1917.176 | Competitive | 0 | 0 | 1 | 1 | 1 | 1 | 0 | Non-Competitive | Non-Competitive | Non-Competitive | Non-Competitive | Non-Competitive | 0 | 0 | 0 | 0 | 0 | 0 | 0 | 0 | 0 | 0 | 0 | 0 | 0 | 0 | 0
XHRN89 HLK_KAT1 TO_FROM | XHRN89 | HLK_KAT1 | 60 | 1 | 1 | HILTOPLKS9 | HILTOPLKS8 | TO_FROM | 73521.13 | -0.0064 | 0.002029 | -0.73645 | 0.070384 | 53.9419 | 4.986 | 0 | 1917.176 | 5054.995 | Competitive | 0 | 0 | 0 | 0 | 0 | 1 | 0 | Non-Competitive | Non-Competitive | Non-Competitive | Non-Competitive | Non-Competitive | 0 | 0 | 0 | 0 | 0 | 0 | 0 | 0 | 0 | 0 | 0 | 0 | 0 | 0 | 0
XKEN58 122T122_1 FROM_TO | XKEN58 | 122T122_1 | 128 | 3 | 3 | L_COMFOR8_1Y | L_RAYMBA8_1Y | FROM_TO | 73521.13 | -0.04935 | 0.039802 | -0.26721 | 0.087715 | 220.0646 | -27.8665 | 0 | 10000 | 10000 | Competitive | 0 | 0 | 0 | 0 | 0 | 1 | 1 | Non-Competitive | Non-Competitive | Non-Competitive | Non-Competitive | Non-Competitive | 9 | 9 | 9 | 9 | 9 | 9 | 9 | 9 | 9 | 9 | 9 | 9 | 9 | 9 | 9
XKEN58 122T122_1 TO_FROM | XKEN58 | 122T122_1 | 128 | 3 | 3 | L_COMFOR8_1Y | L_RAYMBA8_1Y | TO_FROM | 73521.13 | -0.0398 | 0.04935 | -0.08771 | 0.26721 | 70.5104 | -178.552 | 0 | 10000 | 10000 | Competitive | 0 | 0 | 0 | 0 | 0 | 1 | 1 | Non-Competitive | Non-Competitive | Non-Competitive | Non-Competitive | Non-Competitive | 5 | 5 | 5 | 5 | 5 | 5 | 5 | 5 | 5 | 5 | 5 | 5 | 5 | 5 | 5
XKLN358 KLNSW_MR1H FROM_TO | XKLN358 | KLNSW_MR1H | 515 | 3 | 3 | KILL_SS__5 | 24027 | FROM_TO | 73521.13 | -0.06354 | 0.027407 | -0.72786 | 0.096197 | 577.2765 | 218.8831 | 0 | 867.843 | 7923.811 | Competitive | 0 | 0 | 0 | 0 | 0 | 1 | 1 | Non-Competitive | Non-Competitive | Non-Competitive | Non-Competitive | Non-Competitive | 11 | 11 | 11 | 11 | 11 | 11 | 11 | 11 | 11 | 11 | 11 | 11 | 11 | 11 | 11
XKLN358 KLNSW_MR1H TO_FROM | XKLN358 | KLNSW_MR1H | 515 | 3 | 3 | KILL_SS__5 | 24027 | TO_FROM | 73521.13 | -0.02741 | 0.063537 | -0.0962 | 0.72786 | -188.323 | -528.518 | 0 | 7923.811 | 867.843 | Competitive | 1 | 1 | 1 | 1 | 1 | 1 | 1 | Competitive | Competitive | Competitive | Competitive | Competitive | 0 | 0 | 0 | 0 | 0 | 0 | 0 | 0 | 0 | 0 | 0 | 0 | 0 | 0 | 0
XKLN358 KLNSW_MR1L FROM_TO | XKLN358 | KLNSW_MR1L | 515 | 3 | 3 | KILL_SS__8 | 24027 | FROM_TO | 73521.13 | -0.02741 | 0.063537 | -0.27214 | 0.55837 | -188.323 | -528.518 | 0 | 7923.811 | 867.843 | Competitive | 1 | 1 | 1 | 1 | 1 | 1 | 1 | Competitive | Competitive | Competitive | Competitive | Competitive | 0 | 0 | 0 | 0 | 0 | 0 | 0 | 0 | 0 | 0 | 0 | 0 | 0 | 0 | 0
XKLN358 KLNSW_MR1L TO_FROM | XKLN358 | KLNSW_MR1L | 515 | 3 | 3 | KILL_SS__8 | 24027 | TO_FROM | 73521.13 | -0.06354 | 0.027407 | -0.55837 | 0.27214 | 577.2765 | 218.8831 | 0 | 867.843 | 7923.811 | Competitive | 0 | 0 | 0 | 0 | 0 | 1 | 1 | Non-Competitive | Non-Competitive | Non-Competitive | Non-Competitive | Non-Competitive | 11 | 11 | 11 | 11 | 11 | 11 | 11 | 11 | 11 | 11 | 11 | 11 | 11 | 11 | 11
XKOC89 LON_HILL_69A2 FROM_TO | XKOC89 | LON_HILL_69A2 | 102.3 | 1 | 1 | LON_HILL2A | LON_HILL4A | FROM_TO | 73521.13 | -0.01807 | 0.012501 | -0.02145 | 0.28092 | -45.5729 | -90.8571 | 0 | 10000 | 2020.508 | Competitive | 0 | 0 | 0 | 1 | 1 | 1 | 0 | Non-Competitive | Non-Competitive | Non-Competitive | Non-Competitive | Non-Competitive | 0 | 0 | 0 | 0 | 0 | 0 | 0 | 0 | 0 | 0 | 0 | 0 | 0 | 0 | 0
XKOC89 LON_HILL_69A2 TO_FROM | XKOC89 | LON_HILL_69A2 | 102.3 | 1 | 1 | LON_HILL2A | LON_HILL4A | TO_FROM | 73521.13 | -0.0125 | 0.018071 | -0.28092 | 0.021453 | 97.3008 | 48.6961 | 0 | 2020.508 | 10000 | Competitive | 0 | 0 | 0 | 0 | 0 | 1 | 0 | Non-Competitive | Non-Competitive | Non-Competitive | Non-Competitive | Non-Competitive | 0 | 0 | 0 | 0 | 0 | 0 | 0 | 0 | 0 | 0 | 0 | 0 | 0 | 0 | 0
XLI2G58 1310__D FROM_TO | XLI2G58 | 1310__D | 247 | 4 | 4 | MAYFLDN_T8 | CHILSW_N8 | FROM_TO | 73521.13 | -0.06596 | 0.01392 | -0.12067 | 0.59944 | -85.8622 | -327.022 | 0 | 1543.135 | 8816.921 | Competitive | 0 | 0 | 0 | 0 | 0 | 1 | 1 | Non-Competitive | Non-Competitive | Non-Competitive | Non-Competitive | Non-Competitive | 3 | 5 | 5 | 3 | 5 | 5 | 3 | 5 | 5 | 3 | 5 | 5 | 3 | 5 | 5
XLI2G58 1310__D TO_FROM | XLI2G58 | 1310__D | 247 | 4 | 4 | MAYFLDN_T8 | CHILSW_N8 | TO_FROM | 73521.13 | -0.01392 | 0.065962 | -0.59944 | 0.12067 | 391.4623 | 115.5655 | 0 | 8816.921 | 1543.135 | Competitive | 0 | 0 | 1 | 1 | 1 | 1 | 0 | Non-Competitive | Non-Competitive | Non-Competitive | Non-Competitive | Non-Competitive | 0 | 0 | 0 | 0 | 0 | 0 | 0 | 0 | 0 | 0 | 0 | 0 | 0 | 0 | 0
XLO2N58 LON_HI_PELICA1_1 FROM_TO | XLO2N58 | LON_HI_PELICA1_1 | 470 | 3 | 3 | LON_HILL4A | PELICAN4A | FROM_TO | 73521.13 | -0.39014 | 0.1446 | -0.39014 | 0.16408 | 297.0877 | -416.428 | 0 | 2824.662 | 2278.679 | Competitive | 0 | 0 | 0 | 1 | 1 | 1 | 1 | Non-Competitive | Non-Competitive | Non-Competitive | Competitive | Competitive | 8 | 9 | 9 | 8 | 9 | 9 | 8 | 9 | 9 | 0 | 0 | 0 | 0 | 0 | 0
XLO2N58 LON_HI_PELICA1_1 TO_FROM | XLO2N58 | LON_HI_PELICA1_1 | 470 | 3 | 3 | LON_HILL4A | PELICAN4A | TO_FROM | 73521.13 | -0.1446 | 0.39014 | -0.16408 | 0.39014 | 557.2098 | -192.455 | 0 | 2278.679 | 2824.662 | Competitive | 0 | 0 | 0 | 0 | 1 | 1 | 1 | Non-Competitive | Non-Competitive | Non-Competitive | Non-Competitive | Competitive | 16 | 16 | 17 | 16 | 16 | 17 | 16 | 16 | 17 | 16 | 16 | 17 | 0 | 0 | 0
XLO2N89 LON_HILL_69A1 FROM_TO | XLO2N89 | LON_HILL_69A1 | 91.3 | 1 | 1 | LON_HILL2A | LON_HILL4A | FROM_TO | 73521.13 | -0.02324 | 0.016247 | -0.02773 | 0.36339 | -52.8643 | -109.972 | 0 | 10000 | 2065.731 | Competitive | 0 | 0 | 0 | 1 | 1 | 1 | 1 | Non-Competitive | Non-Competitive | Non-Competitive | Competitive | Competitive | 1 | 1 | 1 | 1 | 1 | 1 | 1 | 1 | 1 | 0 | 0 | 0 | 0 | 0 | 0
XLO2N89 LON_HILL_69A1 TO_FROM | XLO2N89 | LON_HILL_69A1 | 91.3 | 1 | 1 | LON_HILL2A | LON_HILL4A | TO_FROM | 73521.13 | -0.01625 | 0.023241 | -0.36339 | 0.027734 | 117.9011 | 56.907 | 0 | 2065.731 | 10000 | Competitive | 0 | 0 | 0 | 0 | 0 | 1 | 0 | Non-Competitive | Non-Competitive | Non-Competitive | Non-Competitive | Non-Competitive | 0 | 0 | 0 | 0 | 0 | 0 | 0 | 0 | 0 | 0 | 0 | 0 | 0 | 0 | 0
XLOB58 ASHERT_CATARI0_1 FROM_TO | XLOB58 | ASHERT_CATARI0_1 | 122 | 1 | 1 | ASHERTON4A | CATARINA4 | FROM_TO | 73521.13 | -0.20855 | 0.1328 | -0.74275 | 0.18852 | 312.4701 | -54.4807 | 0 | 4447.668 | 1938.044 | Competitive | 0 | 0 | 1 | 1 | 1 | 1 | 1 | Non-Competitive | Non-Competitive | Competitive | Competitive | Competitive | 6 | 12 | 15 | 6 | 12 | 15 | 0 | 0 | 0 | 0 | 0 | 0 | 0 | 0 | 0
XLOB58 ASHERT_CATARI0_1 TO_FROM | XLOB58 | ASHERT_CATARI0_1 | 122 | 1 | 1 | ASHERTON4A | CATARINA4 | TO_FROM | 73521.13 | -0.1328 | 0.20855 | -0.18852 | 0.74275 | 113.4099 | -290.671 | 0 | 1938.044 | 4447.668 | Competitive | 0 | 0 | 0 | 0 | 0 | 1 | 1 | Non-Competitive | Non-Competitive | Non-Competitive | Non-Competitive | Non-Competitive | 30 | 30 | 34 | 30 | 30 | 34 | 30 | 30 | 34 | 30 | 30 | 34 | 30 | 30 | 34
XLOB58 BIG_FOOT_69A1 FROM_TO | XLOB58 | BIG_FOOT_69A1 | 47 | 1 | 1 | BIG_FOOT2A | BIG_FOOT4A | FROM_TO | 73521.13 | -0.00358 | 0.015824 | -0.0469 | 0.73733 | -7.9431 | -42.8099 | 0 | 2245.852 | 8692.811 | Competitive | 0 | 0 | 0 | 0 | 0 | 1 | 0 | Non-Competitive | Non-Competitive | Non-Competitive | Non-Competitive | Non-Competitive | 0 | 0 | 0 | 0 | 0 | 0 | 0 | 0 | 0 | 0 | 0 | 0 | 0 | 0 | 0
XLOB58 BIG_FOOT_69A1 TO_FROM | XLOB58 | BIG_FOOT_69A1 | 47 | 1 | 1 | BIG_FOOT2A | BIG_FOOT4A | TO_FROM | 73521.13 | -0.01582 | 0.00358 | -0.73733 | 0.046899 | 50.2185 | 11.4103 | 0 | 8692.811 | 2245.852 | Competitive | 0 | 0 | 0 | 1 | 1 | 1 | 0 | Non-Competitive | Non-Competitive | Non-Competitive | Non-Competitive | Non-Competitive | 0 | 0 | 0 | 0 | 0 | 0 | 0 | 0 | 0 | 0 | 0 | 0 | 0 | 0 | 0
XLOB58 FREER_SAN_DI1_1 FROM_TO | XLOB58 | FREER_SAN_DI1_1 | 38 | 1 | 1 | FREER2A | SAN_DIEG2A | FROM_TO | 73521.13 | -0.01299 | 0.054316 | -0.17034 | 0.60372 | 22.4049 | -47.3186 | 0 | 2505.365 | 1910.371 | Competitive | 0 | 0 | 1 | 1 | 1 | 1 | 0 | Non-Competitive | Non-Competitive | Non-Competitive | Non-Competitive | Non-Competitive | 0 | 0 | 0 | 0 | 0 | 0 | 0 | 0 | 0 | 0 | 0 | 0 | 0 | 0 | 0
XLOB58 FREER_SAN_DI1_1 TO_FROM | XLOB58 | FREER_SAN_DI1_1 | 38 | 1 | 1 | FREER2A | SAN_DIEG2A | TO_FROM | 73521.13 | -0.05432 | 0.012992 | -0.60372 | 0.17034 | 53.6896 | -11.3974 | 0 | 1910.371 | 2505.365 | Competitive | 0 | 0 | 0 | 0 | 1 | 1 | 1 | Non-Competitive | Non-Competitive | Non-Competitive | Non-Competitive | Competitive | 4 | 4 | 4 | 4 | 4 | 4 | 4 | 4 | 4 | 4 | 4 | 4 | 0 | 0 | 0
XLOB58 HAMILT_MAVERI1_1 FROM_TO | XLOB58 | HAMILT_MAVERI1_1 | 122 | 1 | 1 | HAMILTN4 | MAVERICK4A | FROM_TO | 73521.13 | -0.4614 | 0.20551 | -0.53903 | 0.20551 | 325.0379 | -128.656 | 0 | 4241.027 | 7638.706 | Competitive | 0 | 0 | 0 | 0 | 0 | 1 | 1 | Non-Competitive | Non-Competitive | Non-Competitive | Non-Competitive | Non-Competitive | 2 | 2 | 35 | 2 | 2 | 35 | 2 | 2 | 35 | 2 | 2 | 35 | 2 | 2 | 35
XLOB58 HAMILT_MAVERI1_1 TO_FROM | XLOB58 | HAMILT_MAVERI1_1 | 122 | 1 | 1 | HAMILTN4 | MAVERICK4A | TO_FROM | 73521.13 | -0.20551 | 0.4614 | -0.20551 | 0.53903 | 156.4128 | -262.231 | 0 | 7638.706 | 4241.027 | Competitive | 0 | 0 | 0 | 0 | 0 | 1 | 1 | Non-Competitive | Non-Competitive | Non-Competitive | Non-Competitive | Non-Competitive | 11 | 13 | 16 | 11 | 13 | 16 | 11 | 13 | 16 | 11 | 13 | 16 | 11 | 13 | 16
XLOB58 LAQUIN_LOBO1_1 FROM_TO | XLOB58 | LAQUIN_LOBO1_1 | 239 | 1 | 1 | LOBO4A | LAQUNTA4A | FROM_TO | 73521.13 | -0.57314 | 0.2692 | -0.57314 | 0.30388 | 76.0959 | -221.744 | 0 | 3190.136 | 9767.769 | Competitive | 0 | 0 | 0 | 0 | 0 | 1 | 1 | Non-Competitive | Non-Competitive | Non-Competitive | Non-Competitive | Non-Competitive | bar: 11 to 17
XLOB58 LAQUIN_LOBO1_1 TO_FROM | XLOB58 | LAQUIN_LOBO1_1 | 239 | 1 | 1 | LOBO4A | LAQUNTA4A | TO_FROM | 73521.13 | -0.2692 | 0.57314 | -0.30388 | 0.57314 | 311.659 | -39.4313 | 0 | 9767.769 | 3190.136 | Competitive | 0 | 0 | 0 | 0 | 0 | 1 | 1 | Non-Competitive | Non-Competitive | Non-Competitive | Non-Competitive | Non-Competitive | 4 | 4 | 36 | 4 | 4 | 36 | 4 | 4 | 36 | 4 | 4 | 36 | 4 | 4 | 36
XLOB58 NLARSW_PS1 FROM_TO | XLOB58 | NLARSW_PS1 | 347 | 1 | 1 | NLARSWW4 | NLARSSL 4 | FROM_TO | 73521.13 | -0.1328 | 0.20855 | -0.69585 | 0.2362 | 113.4099 | -290.671 | 0 | 1938.044 | 4447.668 | Competitive | 0 | 0 | 0 | 0 | 0 | 1 | 1 | Non-Competitive | Non-Competitive | Non-Competitive | Non-Competitive | Non-Competitive | 30 | 30 | 34 | 30 | 30 | 34 | 30 | 30 | 34 | 30 | 30 | 34 | 30 | 30 | 34
XLOB58 NLARSW_PS1 TO_FROM | XLOB58 | NLARSW_PS1 | 347 | 1 | 1 | NLARSWW4 | NLARSSL 4 | TO_FROM | 73521.13 | -0.20855 | 0.1328 | -0.2362 | 0.69585 | 312.4701 | -54.4807 | 0 | 4447.668 | 1938.044 | Competitive | 0 | 0 | 1 | 1 | 1 | 1 | 1 | Non-Competitive | Non-Competitive | Competitive | Competitive | Competitive | 6 | 12 | 15 | 6 | 12 | 15 | 0 | 0 | 0 | 0 | 0 | 0 | 0 | 0 | 0
XLOB58 PALDRO_PEARSAL_1 FROM_TO | XLOB58 | PALDRO_PEARSAL_1 | 215 | 1 | 1 | PALODUROSW8 | PEARSALLSW8 | FROM_TO | 73521.13 | -0.27176 | 0.17445 | -0.27176 | 0.50421 | 122.8742 | -260.815 | 0 | 2022.254 | 10000 | Competitive | 0 | 0 | 0 | 0 | 0 | 1 | 1 | Non-Competitive | Non-Competitive | Non-Competitive | Non-Competitive | Non-Competitive | 27 | 27 | 27 | 27 | 27 | 27 | 27 | 27 | 27 | 27 | 27 | 27 | 27 | 27 | 27
XLOB58 PALDRO_PEARSAL_1 TO_FROM | XLOB58 | PALDRO_PEARSAL_1 | 215 | 1 | 1 | PALODUROSW8 | PEARSALLSW8 | TO_FROM | 73521.13 | -0.17445 | 0.27176 | -0.50421 | 0.27176 | 345.5795 | -88.6563 | 0 | 10000 | 2022.254 | Competitive | 0 | 0 | 0 | 1 | 1 | 1 | 1 | Non-Competitive | Non-Competitive | Non-Competitive | Competitive | Competitive | 8 | 13 | 16 | 8 | 13 | 16 | 8 | 13 | 16 | 0 | 0 | 0 | 0 | 0 | 0
XLOB58 ST_NIN_WORMSE1_1 FROM_TO | XLOB58 | ST_NIN_WORMSE1_1 | 240 | 1 | 1 | WORMSER4A | ST_NINO4A | FROM_TO | 73521.13 | -0.24209 | 0.13157 | -0.57648 | 0.35502 | 151.9948 | 5.0213 | 0 | 4227.221 | 2516.942 | Competitive | 0 | 0 | 0 | 0 | 1 | 1 | 1 | Non-Competitive | Non-Competitive | Non-Competitive | Non-Competitive | Competitive | 4 | 4 | 4 | 4 | 4 | 4 | 4 | 4 | 4 | 4 | 4 | 4 | 0 | 0 | 0
XLOB58 ST_NIN_WORMSE1_1 TO_FROM | XLOB58 | ST_NIN_WORMSE1_1 | 240 | 1 | 1 | WORMSER4A | ST_NINO4A | TO_FROM | 73521.13 | -0.13157 | 0.24209 | -0.35502 | 0.57647 | 23.0645 | -135.48 | 0 | 2516.942 | 4227.221 | Competitive | 0 | 0 | 0 | 0 | 0 | 1 | 1 | Non-Competitive | Non-Competitive | Non-Competitive | Non-Competitive | Non-Competitive | 6 | 7 | 7 | 6 | 7 | 7 | 6 | 7 | 7 | 6 | 7 | 7 | 6 | 7 | 7
XLON58 CELANE_KLEBER1_1 FROM_TO | XLON58 | CELANE_KLEBER1_1 | 211 | 3 | 3 | CELANEBI4A | KLEBERG4A | FROM_TO | 73521.13 | -0.02768 | 0.34573 | -0.52652 | 0.34573 | 152.7048 | 46.2374 | 0 | 8287.06 | 2098.714 | Competitive | 0 | 0 | 0 | 1 | 1 | 1 | 1 | Non-Competitive | Non-Competitive | Non-Competitive | Competitive | Competitive | 0 | 0 | 1 | 0 | 0 | 1 | 0 | 0 | 1 | 0 | 0 | 0 | 0 | 0 | 0
XLON58 CELANE_KLEBER1_1 TO_FROM | XLON58 | CELANE_KLEBER1_1 | 211 | 3 | 3 | CELANEBI4A | KLEBERG4A | TO_FROM | 73521.13 | -0.34573 | 0.027676 | -0.34573 | 0.52652 | -31.2011 | -130.826 | 0 | 2098.714 | 8287.06 | Competitive | 0 | 0 | 0 | 0 | 0 | 1 | 1 | Non-Competitive | Non-Competitive | Non-Competitive | Non-Competitive | Non-Competitive | 1 | 5 | 5 | 1 | 5 | 5 | 1 | 5 | 5 | 1 | 5 | 5 | 1 | 5 | 5
XLON58 CELANE_N_SHAR1_1 FROM_TO | XLON58 | CELANE_N_SHAR1_1 | 211 | 3 | 3 | CELANEBI4A | N_SHARPE4A | FROM_TO | 73521.13 | -0.02301 | 0.65385 | -0.1242 | 0.65385 | -35.4134 | -147.726 | 0 | 9965.374 | 6571.414 | Competitive | 0 | 0 | 0 | 0 | 0 | 1 | 1 | Non-Competitive | Non-Competitive | Non-Competitive | Non-Competitive | Non-Competitive | 4 | 4 | 4 | 4 | 4 | 4 | 4 | 4 | 4 | 4 | 4 | 4 | 4 | 4 | 4
XLON58 CELANE_N_SHAR1_1 TO_FROM | XLON58 | CELANE_N_SHAR1_1 | 211 | 3 | 3 | CELANEBI4A | N_SHARPE4A | TO_FROM | 73521.13 | -0.65385 | 0.023011 | -0.65385 | 0.1242 | 169.6382 | 63.5185 | 0 | 6571.414 | 9965.374 | Competitive | 0 | 0 | 0 | 0 | 0 | 1 | 1 | Non-Competitive | Non-Competitive | Non-Competitive | Non-Competitive | Non-Competitive | bar: 11 to 17
XLON58 KOCH_UP_69A1 FROM_TO | XLON58 | KOCH_UP_69A1 | 91.3 | 3 | 3 | KOCH_UP2A | KOCH_UP4A | FROM_TO | 73521.13 | -0.01787 | 0.003982 | -0.07282 | 0.3274 | -41.2557 | -63.6367 | 0 | 10000 | 9498.25 | Competitive | 0 | 0 | 0 | 0 | 0 | 1 | 0 | Non-Competitive | Non-Competitive | Non-Competitive | Non-Competitive | Non-Competitive | 0 | 0 | 0 | 0 | 0 | 0 | 0 | 0 | 0 | 0 | 0 | 0 | 0 | 0 | 0
XLON58 KOCH_UP_69A1 TO_FROM | XLON58 | KOCH_UP_69A1 | 91.3 | 3 | 3 | KOCH_UP2A | KOCH_UP4A | TO_FROM | 73521.13 | -0.00398 | 0.017869 | -0.3274 | 0.072819 | 71.3528 | 42.2398 | 0 | 9498.25 | 10000 | Competitive | 0 | 0 | 0 | 0 | 0 | 1 | 0 | Non-Competitive | Non-Competitive | Non-Competitive | Non-Competitive | Non-Competitive | 0 | 0 | 0 | 0 | 0 | 0 | 0 | 0 | 0 | 0 | 0 | 0 | 0 | 0 | 0
XLON58 LASPUL_RIOHON1_1 FROM_TO | XLON58 | LASPUL_RIOHON1_1 | 216 | 3 | 3 | RIOHONDO4A | LASPULGA4A | FROM_TO | 73521.13 | -0.0675 | 0.031224 | -0.68382 | 0.075106 | 82.2891 | -28.8831 | 0 | 2112.857 | 10000 | Competitive | 0 | 0 | 0 | 0 | 0 | 1 | 1 | Non-Competitive | Non-Competitive | Non-Competitive | Non-Competitive | Non-Competitive | bar: 11 to 17
XLON58 LASPUL_RIOHON1_1 TO_FROM | XLON58 | LASPUL_RIOHON1_1 | 216 | 3 | 3 | RIOHONDO4A | LASPULGA4A | TO_FROM | 73521.13 | -0.03122 | 0.067502 | -0.07511 | 0.68381 | 31.797 | -53.3843 | 0 | 10000 | 2112.857 | Competitive | 0 | 0 | 0 | 1 | 1 | 1 | 1 | Non-Competitive | Non-Competitive | Non-Competitive | Competitive | Competitive | 13 | 17 | 19 | 13 | 17 | 19 | 13 | 17 | 19 | 0 | 0 | 0 | 0 | 0 | 0
XLON89 KOCH_UP_69A1 FROM_TO | XLON89 | KOCH_UP_69A1 | 91.3 | 1 | 1 | KOCH_UP2A | KOCH_UP4A | FROM_TO | 73521.13 | -0.01704 | 0.005919 | -0.07152 | 0.34329 | -48.9583 | -75.6953 | 0 | 10000 | 9326.233 | Competitive | 0 | 0 | 0 | 0 | 0 | 1 | 0 | Non-Competitive | Non-Competitive | Non-Competitive | Non-Competitive | Non-Competitive | 0 | 0 | 0 | 0 | 0 | 0 | 0 | 0 | 0 | 0 | 0 | 0 | 0 | 0 | 0
XLON89 KOCH_UP_69A1 TO_FROM | XLON89 | KOCH_UP_69A1 | 91.3 | 1 | 1 | KOCH_UP2A | KOCH_UP4A | TO_FROM | 73521.13 | -0.00592 | 0.017042 | -0.34329 | 0.071525 | 82.8829 | 50.4544 | 0 | 9326.233 | 10000 | Competitive | 0 | 0 | 0 | 0 | 0 | 1 | 0 | Non-Competitive | Non-Competitive | Non-Competitive | Non-Competitive | Non-Competitive | 0 | 0 | 0 | 0 | 0 | 0 | 0 | 0 | 0 | 0 | 0 | 0 | 0 | 0 | 0
XLWS158 590__B FROM_TO | XLWS158 | 590__B | 213 | 1 | 1 | LEW_JNS_P8 | TNLAKEPNTE1 | FROM_TO | 73521.13 | -0.00957 | 0.11409 | -0.13024 | 0.46653 | 95.1683 | -165.614 | 0 | 3660.098 | 2759.877 | Competitive | 0 | 0 | 0 | 0 | 1 | 1 | 0 | Non-Competitive | Non-Competitive | Non-Competitive | Non-Competitive | Non-Competitive | 0 | 0 | 0 | 0 | 0 | 0 | 0 | 0 | 0 | 0 | 0 | 0 | 0 | 0 | 0
XLWS158 590__B TO_FROM | XLWS158 | 590__B | 213 | 1 | 1 | LEW_JNS_P8 | TNLAKEPNTE1 | TO_FROM | 73521.13 | -0.11409 | 0.00957 | -0.46654 | 0.13024 | 229.8624 | -31.5154 | 0 | 2759.877 | 3660.098 | Competitive | 0 | 0 | 0 | 0 | 0 | 1 | 1 | Non-Competitive | Non-Competitive | Non-Competitive | Non-Competitive | Non-Competitive | 6 | 6 | 6 | 6 | 6 | 6 | 6 | 6 | 6 | 6 | 6 | 6 | 6 | 6 | 6
XLWS158 591__A FROM_TO | XLWS158 | 591__A | 280 | 1 | 1 | CRLTN_NW_E8 | TNLAKEPNTE1 | FROM_TO | 73521.13 | -0.14733 | 0.014 | -0.68364 | 0.071446 | 412.7775 | 71.4043 | 0 | 1709.606 | 3604.261 | Competitive | 0 | 0 | 0 | 0 | 0 | 1 | 1 | Non-Competitive | Non-Competitive | Non-Competitive | Non-Competitive | Non-Competitive | 6 | 6 | 6 | 6 | 6 | 6 | 6 | 6 | 6 | 6 | 6 | 6 | 6 | 6 | 6
XLWS158 591__A TO_FROM | XLWS158 | 591__A | 280 | 1 | 1 | CRLTN_NW_E8 | TNLAKEPNTE1 | TO_FROM | 73521.13 | -0.014 | 0.14733 | -0.07145 | 0.68364 | 11.3195 | -328.645 | 0 | 3604.261 | 1709.606 | Competitive | 0 | 0 | 1 | 1 | 1 | 1 | 0 | Non-Competitive | Non-Competitive | Non-Competitive | Non-Competitive | Non-Competitive | 0 | 0 | 0 | 0 | 0 | 0 | 0 | 0 | 0 | 0 | 0 | 0 | 0 | 0 | 0
XLWS58 589_C_1 FROM_TO | XLWS58 | 589_C_1 | 213 | 0 | 0 | CRLTN_NW_W8 | TNSOUTH___1 | FROM_TO | 73521.13 | -0.03777 | 0.005578 | -0.49973 | 0.043875 | 118.6524 | -16.3861 | 0 | 2572.095 | 3727.926 | Competitive | 0 | 0 | 0 | 0 | 0 | 1 | 1 | Non-Competitive | Non-Competitive | Non-Competitive | Non-Competitive | Non-Competitive | 3 | 3 | 3 | 3 | 3 | 3 | 3 | 3 | 3 | 3 | 3 | 3 | 3 | 3 | 3
XLWS58 589_C_1 TO_FROM | XLWS58 | 589_C_1 | 213 | 0 | 0 | CRLTN_NW_W8 | TNSOUTH___1 | TO_FROM | 73521.13 | -0.00558 | 0.037774 | -0.04388 | 0.49973 | 43.0604 | -84.4987 | 0 | 3727.926 | 2572.095 | Competitive | 0 | 0 | 0 | 0 | 1 | 1 | 0 | Non-Competitive | Non-Competitive | Non-Competitive | Non-Competitive | Non-Competitive | 0 | 0 | 0 | 0 | 0 | 0 | 0 | 0 | 0 | 0 | 0 | 0 | 0 | 0 | 0
XLWS58 591__A FROM_TO | XLWS58 | 591__A | 280 | 0 | 0 | CRLTN_NW_E8 | TNLAKEPNTE1 | FROM_TO | 73521.13 | -0.09741 | 0.013922 | -0.58028 | 0.11854 | 233.3876 | -129.838 | 0 | 2797.093 | 3572.853 | Competitive | 0 | 0 | 0 | 0 | 0 | 1 | 1 | Non-Competitive | Non-Competitive | Non-Competitive | Non-Competitive | Non-Competitive | 6 | 6 | 6 | 6 | 6 | 6 | 6 | 6 | 6 | 6 | 6 | 6 | 6 | 6 | 6
XLWS58 591__A TO_FROM | XLWS58 | 591__A | 280 | 0 | 0 | CRLTN_NW_E8 | TNLAKEPNTE1 | TO_FROM | 73521.13 | -0.01392 | 0.09741 | -0.11854 | 0.58028 | 200.1818 | -141.341 | 0 | 3572.853 | 2797.093 | Competitive | 0 | 0 | 0 | 0 | 1 | 1 | 0 | Non-Competitive | Non-Competitive | Non-Competitive | Non-Competitive | Non-Competitive | 0 | 0 | 0 | 0 | 0 | 0 | 0 | 0 | 0 | 0 | 0 | 0 | 0 | 0 | 0
XLY2T58 LYTTON_S_AT1H FROM_TO | XLY2T58 | LYTTON_S_AT1H | 480 | 3 | 3 | LYTTON34 | LYTTON1_1KV | FROM_TO | 73521.13 | -0.06909 | 0.03026 | -0.24141 | 0.067819 | 550.9001 | 204.9808 | 0 | 1861.194 | 5200.673 | Competitive | 0 | 0 | 0 | 0 | 0 | 1 | 1 | Non-Competitive | Non-Competitive | Non-Competitive | Non-Competitive | Non-Competitive | 31 | 31 | 31 | 31 | 31 | 31 | 31 | 31 | 31 | 31 | 31 | 31 | 31 | 31 | 31
XLY2T58 LYTTON_S_AT1H TO_FROM | XLY2T58 | LYTTON_S_AT1H | 480 | 3 | 3 | LYTTON34 | LYTTON1_1KV | TO_FROM | 73521.13 | -0.03026 | 0.069089 | -0.06782 | 0.24141 | -80.1786 | -516.28 | 0 | 5200.673 | 1861.194 | Competitive | 0 | 0 | 1 | 1 | 1 | 1 | 1 | Non-Competitive | Non-Competitive | Competitive | Competitive | Competitive | 11 | 11 | 11 | 11 | 11 | 11 | 0 | 0 | 0 | 0 | 0 | 0 | 0 | 0 | 0
XLY3T58 LYTTON_S_AT1H FROM_TO | XLY3T58 | LYTTON_S_AT1H | 480 | 1 | 1 | LYTTON34 | LYTTON1_1KV | FROM_TO | 73521.13 | -0.07006 | 0.030685 | -0.27227 | 0.068771 | 558.6316 | 207.8541 | 0 | 1861.16 | 5200.666 | Competitive | 0 | 0 | 0 | 0 | 0 | 1 | 1 | Non-Competitive | Non-Competitive | Non-Competitive | Non-Competitive | Non-Competitive | 31 | 31 | 31 | 31 | 31 | 31 | 31 | 31 | 31 | 31 | 31 | 31 | 31 | 31 | 31
XLY3T58 LYTTON_S_AT1H TO_FROM | XLY3T58 | LYTTON_S_AT1H | 480 | 1 | 1 | LYTTON34 | LYTTON1_1KV | TO_FROM | 73521.13 | -0.03068 | 0.070058 | -0.06877 | 0.27227 | -81.2999 | -523.527 | 0 | 5200.666 | 1861.16 | Competitive | 0 | 0 | 1 | 1 | 1 | 1 | 1 | Non-Competitive | Non-Competitive | Competitive | Competitive | Competitive | 11 | 11 | 11 | 11 | 11 | 11 | 0 | 0 | 0 | 0 | 0 | 0 | 0 | 0 | 0
XLY3T58 LYTTON_S_AT2H FROM_TO | XLY3T58 | LYTTON_S_AT2H | 480 | 1 | 1 | LYTTON34 | LYTTON2_1KV | FROM_TO | 73521.13 | -0.06333 | 0.027739 | -0.24694 | 0.062169 | 505.0115 | 187.9049 | 0 | 1861.212 | 5200.676 | Competitive | 0 | 0 | 0 | 0 | 0 | 1 | 1 | Non-Competitive | Non-Competitive | Non-Competitive | Non-Competitive | Non-Competitive | 31 | 31 | 31 | 31 | 31 | 31 | 31 | 31 | 31 | 31 | 31 | 31 | 31 | 31 | 31
XLY3T58 LYTTON_S_AT2H TO_FROM | XLY3T58 | LYTTON_S_AT2H | 480 | 1 | 1 | LYTTON34 | LYTTON2_1KV | TO_FROM | 73521.13 | -0.02774 | 0.063334 | -0.06217 | 0.24694 | -73.4988 | -473.277 | 0 | 5200.676 | 1861.212 | Competitive | 0 | 0 | 1 | 1 | 1 | 1 | 1 | Non-Competitive | Non-Competitive | Competitive | Competitive | Competitive | 8 | 8 | 8 | 8 | 8 | 8 | 0 | 0 | 0 | 0 | 0 | 0 | 0 | 0 | 0
XLYT58 LYTTON_S_AT1H FROM_TO | XLYT58 | LYTTON_S_AT1H | 480 | 3 | 3 | LYTTON34 | LYTTON1_1KV | FROM_TO | 73521.13 | 0 | 0 | 0 | 0 | 0 | 0 | 0 | 0 | 0 | Competitive | 1 | 1 | 1 | 1 | 1 | 1 | 0 | Non-Competitive | Non-Competitive | Non-Competitive | Non-Competitive | Non-Competitive | 0 | 0 | 0 | 0 | 0 | 0 | 0 | 0 | 0 | 0 | 0 | 0 | 0 | 0 | 0
XLYT58 LYTTON_S_AT1H TO_FROM | XLYT58 | LYTTON_S_AT1H | 480 | 3 | 3 | LYTTON34 | LYTTON1_1KV | TO_FROM | 73521.13 | 0 | 0 | 0 | 0 | 0 | 0 | 0 | 0 | 0 | Competitive | 1 | 1 | 1 | 1 | 1 | 1 | 0 | Non-Competitive | Non-Competitive | Non-Competitive | Non-Competitive | Non-Competitive | 0 | 0 | 0 | 0 | 0 | 0 | 0 | 0 | 0 | 0 | 0 | 0 | 0 | 0 | 0
XMDK89 6427__A FROM_TO | XMDK89 | 6427__A | 151 | 1 | 1 | PERMIANB_8 | HACKBTAP4A | FROM_TO | 73521.13 | -0.17342 | 0.096836 | -0.67964 | 0.096836 | 230.4929 | -55.302 | 0 | 5767.713 | 3784.97 | Competitive | 0 | 0 | 0 | 0 | 0 | 1 | 1 | Non-Competitive | Non-Competitive | Non-Competitive | Non-Competitive | Non-Competitive | 13 | 13 | 13 | 13 | 13 | 13 | 13 | 13 | 13 | 13 | 13 | 13 | 13 | 13 | 13
XMDK89 6427__A TO_FROM | XMDK89 | 6427__A | 151 | 1 | 1 | PERMIANB_8 | HACKBTAP4A | TO_FROM | 73521.13 | -0.09684 | 0.17342 | -0.09684 | 0.67964 | 151.638 | -144.72 | 0 | 3784.97 | 5767.713 | Competitive | 0 | 0 | 0 | 0 | 0 | 1 | 1 | Non-Competitive | Non-Competitive | Non-Competitive | Non-Competitive | Non-Competitive | 6 | 9 | 9 | 6 | 9 | 9 | 6 | 9 | 9 | 6 | 9 | 9 | 6 | 9 | 9
XMDK89 RIOP_WDWRDT1_1 FROM_TO | XMDK89 | RIOP_WDWRDT1_1 | 170 | 1 | 1 | RIOP4A | WDWRDTP4A | FROM_TO | 73521.13 | -0.88226 | 0.082822 | -0.88226 | 0.082822 | 152.3458 | -23.5767 | 0 | 3280.313 | 9606.405 | Competitive | 0 | 0 | 0 | 0 | 0 | 1 | 1 | Non-Competitive | Non-Competitive | Non-Competitive | Non-Competitive | Non-Competitive | 4 | 4 | 4 | 4 | 4 | 4 | 4 | 4 | 4 | 4 | 4 | 4 | 4 | 4 | 4
XMDK89 RIOP_WDWRDT1_1 TO_FROM | XMDK89 | RIOP_WDWRDT1_1 | 170 | 1 | 1 | RIOP4A | WDWRDTP4A | TO_FROM | 73521.13 | -0.08282 | 0.88226 | -0.08282 | 0.88226 | 101.9801 | -112.623 | 0 | 9606.405 | 3280.313 | Competitive | 0 | 0 | 0 | 0 | 0 | 1 | 1 | Non-Competitive | Non-Competitive | Non-Competitive | Non-Competitive | Non-Competitive | 12 | 12 | 12 | 12 | 12 | 12 | 12 | 12 | 12 | 12 | 12 | 12 | 12 | 12 | 12
XMDL58 MOSSW_MR1H FROM_TO | XMDL58 | MOSSW_MR1H | 555 | 3 | 3 | MOSS_5 | 24033 | FROM_TO | 73521.13 | -0.34098 | 0.044168 | -0.6479 | 0.1183 | 486.941 | 122.3231 | 0 | 3116.668 | 3972.672 | Competitive | 0 | 0 | 0 | 0 | 0 | 1 | 1 | Non-Competitive | Non-Competitive | Non-Competitive | Non-Competitive | Non-Competitive | 22 | 22 | 23 | 22 | 22 | 23 | 22 | 22 | 23 | 22 | 22 | 23 | 22 | 22 | 23
XMDL58 MOSSW_MR1H TO_FROM | XMDL58 | MOSSW_MR1H | 555 | 3 | 3 | MOSS_5 | 24033 | TO_FROM | 73521.13 | -0.04417 | 0.34098 | -0.1183 | 0.6479 | 56.3916 | -462.432 | 0 | 3972.672 | 3116.668 | Competitive | 0 | 0 | 0 | 0 | 0 | 1 | 1 | Non-Competitive | Non-Competitive | Non-Competitive | Non-Competitive | Non-Competitive | 15 | 15 | 15 | 15 | 15 | 15 | 15 | 15 | 15 | 15 | 15 | 15 | 15 | 15 | 15
XMG2S58 MGSES_MR2H FROM_TO | XMG2S58 | MGSES_MR2H | 341 | 3 | 3 | MRGNCRK_5 | 700208_3STAR | FROM_TO | 73521.13 | -0.3665 | 0.02695 | -1.5969 | 0.030613 | 338.1998 | -83.9605 | 0 | 1683.785 | 3739.793 | Competitive | 0 | 0 | 0 | 0 | 0 | 1 | 1 | Non-Competitive | Non-Competitive | Non-Competitive | Non-Competitive | Non-Competitive | 20 | 22 | 35 | 20 | 22 | 35 | 20 | 22 | 35 | 20 | 22 | 35 | 20 | 22 | 35
XMG2S58 MGSES_MR2H TO_FROM | XMG2S58 | MGSES_MR2H | 341 | 3 | 3 | MRGNCRK_5 | 700208_3STAR | TO_FROM | 73521.13 | -0.02695 | 0.3665 | -0.03061 | 1.5969 | 423.212 | -320.702 | 0 | 3739.793 | 1683.785 | Non-Competi | 0 | 0 | 1 | 1 | 1 | 1 | 1 | Non-Competitive | Non-Competitive | Competitive | Competitive | Competitive | 5 | 10 | 14 | 5 | 10 | 14 | 0 | 0 | 0 | 0 | 0 | 0 | 0 | 0 | 0
XMG2S58 MGSES_MR4H FROM_TO | XMG2S58 | MGSES_MR4H | 350 | 3 | 3 | MRGNCRK_5 | 700209_3STAR | FROM_TO | 73521.13 | -0.38108 | 0.028022 | -0.48608 | 0.4616 | 351.6465 | -87.3054 | 0 | 1683.818 | 3739.798 | Competitive | 0 | 0 | 0 | 0 | 0 | 1 | 1 | Non-Competitive | Non-Competitive | Non-Competitive | Non-Competitive | Non-Competitive | 20 | 22 | 35 | 20 | 22 | 35 | 20 | 22 | 35 | 20 | 22 | 35 | 20 | 22 | 35
XMG2S58 MGSES_MR4H TO_FROM | XMG2S58 | MGSES_MR4H | 350 | 3 | 3 | MRGNCRK_5 | 700209_3STAR | TO_FROM | 73521.13 | -0.02802 | 0.38108 | -0.4616 | 0.48608 | 440.0517 | -333.453 | 0 | 3739.798 | 1683.818 | Competitive | 0 | 0 | 1 | 1 | 1 | 1 | 1 | Non-Competitive | Non-Competitive | Competitive | Competitive | Competitive | 5 | 15 | 22 | 5 | 15 | 22 | 0 | 0 | 0 | 0 | 0 | 0 | 0 | 0 | 0
XMG2S58 STCO_STER1_1 FROM_TO | XMG2S58 | STCO_STER1_1 | 38 | 3 | 3 | STER2A | STCO2A | FROM_TO | 73521.13 | -0.17967 | 0.016171 | -0.63566 | 0.33802 | 33.1797 | -47.7028 | 0 | 6332.907 | 5628.524 | Competitive | 0 | 0 | 0 | 0 | 0 | 1 | 1 | Non-Competitive | Non-Competitive | Non-Competitive | Non-Competitive | Non-Competitive | 3 | 4 | 6 | 3 | 4 | 6 | 3 | 4 | 6 | 3 | 4 | 6 | 3 | 4 | 6
XMG2S58 STCO_STER1_1 TO_FROM | XMG2S58 | STCO_STER1_1 | 38 | 3 | 3 | STER2A | STCO2A | TO_FROM | 73521.13 | -0.01617 | 0.17967 | -0.33802 | 0.63566 | 78.2837 | -30.3326 | 0 | 5628.524 | 6332.907 | Competitive | 0 | 0 | 0 | 0 | 0 | 1 | 0 | Non-Competitive | Non-Competitive | Non-Competitive | Non-Competitive | Non-Competitive | 0 | 0 | 0 | 0 | 0 | 0 | 0 | 0 | 0 | 0 | 0 | 0 | 0 | 0 | 0
XMGS58 MGSES_MR1H FROM_TO | XMGS58 | MGSES_MR1H | 349 | 3 | 3 | MRGNCRK_5 | 700207_3STAR | FROM_TO | 73521.13 | -0.38314 | 0.028174 | -0.4798 | 0.46409 | 353.5488 | -87.7718 | 0 | 1683.795 | 3739.793 | Competitive | 0 | 0 | 0 | 0 | 0 | 1 | 1 | Non-Competitive | Non-Competitive | Non-Competitive | Non-Competitive | Non-Competitive | 20 | 22 | 35 | 20 | 22 | 35 | 20 | 22 | 35 | 20 | 22 | 35 | 20 | 22 | 35
XMGS58 MGSES_MR1H TO_FROM | XMGS58 | MGSES_MR1H | 349 | 3 | 3 | MRGNCRK_5 | 700207_3STAR | TO_FROM | 73521.13 | -0.02817 | 0.38314 | -0.46409 | 0.4798 | 442.4206 | -335.257 | 0 | 3739.793 | 1683.795 | Competitive | 0 | 0 | 1 | 1 | 1 | 1 | 1 | Non-Competitive | Non-Competitive | Competitive | Competitive | Competitive | 5 | 15 | 22 | 5 | 15 | 22 | 0 | 0 | 0 | 0 | 0 | 0 | 0 | 0 | 0
XMGS58 MGSES_MR1L FROM_TO | XMGS58 | MGSES_MR1L | 349 | 3 | 3 | MRGNCRK_8 | 700207_3STAR | FROM_TO | 73521.13 | -0.02817 | 0.38314 | -0.5202 | 0.38314 | 442.4206 | -335.257 | 0 | 3739.793 | 1683.795 | Competitive | 0 | 0 | 1 | 1 | 1 | 1 | 1 | Non-Competitive | Non-Competitive | Competitive | Competitive | Competitive | 5 | 15 | 22 | 5 | 15 | 22 | 0 | 0 | 0 | 0 | 0 | 0 | 0 | 0 | 0
XMGS58 MGSES_MR1L TO_FROM | XMGS58 | MGSES_MR1L | 349 | 3 | 3 | MRGNCRK_8 | 700207_3STAR | TO_FROM | 73521.13 | -0.38314 | 0.028174 | -0.38314 | 0.5202 | 353.5488 | -87.7718 | 0 | 1683.795 | 3739.793 | Competitive | 0 | 0 | 0 | 0 | 0 | 1 | 1 | Non-Competitive | Non-Competitive | Non-Competitive | Non-Competitive | Non-Competitive | 20 | 22 | 35 | 20 | 22 | 35 | 20 | 22 | 35 | 20 | 22 | 35 | 20 | 22 | 35
XMGS58 MGSES_MR2H FROM_TO | XMGS58 | MGSES_MR2H | 341 | 3 | 3 | MRGNCRK_5 | 700208_3STAR | FROM_TO | 73521.13 | -0.36511 | 0.026849 | -1.5986 | 0.030497 | 336.9128 | -83.6444 | 0 | 1683.777 | 3739.795 | Competitive | 0 | 0 | 0 | 0 | 0 | 1 | 1 | Non-Competitive | Non-Competitive | Non-Competitive | Non-Competitive | Non-Competitive | 20 | 22 | 35 | 20 | 22 | 35 | 20 | 22 | 35 | 20 | 22 | 35 | 20 | 22 | 35
XMGS58 MGSES_MR2H TO_FROM | XMGS58 | MGSES_MR2H | 341 | 3 | 3 | MRGNCRK_5 | 700208_3STAR | TO_FROM | 73521.13 | -0.02685 | 0.36511 | -0.0305 | 1.5986 | 421.6082 | -319.481 | 0 | 3739.795 | 1683.777 | Non-Competi | 0 | 0 | 1 | 1 | 1 | 1 | 1 | Non-Competitive | Non-Competitive | Competitive | Competitive | Competitive | 5 | 10 | 14 | 5 | 10 | 14 | 0 | 0 | 0 | 0 | 0 | 0 | 0 | 0 | 0
XMOS58 6345__B FROM_TO | XMOS58 | 6345__B | 179 | 3 | 3 | GENRUBR_8 | SWPORTAP_8 | FROM_TO | 73521.13 | -0.20037 | 0.013333 | -0.69784 | 0.033087 | 162.3896 | 37.9239 | 0 | 5220.211 | 5407.511 | Competitive | 0 | 0 | 0 | 0 | 0 | 1 | 1 | Non-Competitive | Non-Competitive | Non-Competitive | Non-Competitive | Non-Competitive | 18 | 18 | 18 | 18 | 18 | 18 | 18 | 18 | 18 | 18 | 18 | 18 | 18 | 18 | 18
XMOS58 6345__B TO_FROM | XMOS58 | 6345__B | 179 | 3 | 3 | GENRUBR_8 | SWPORTAP_8 | TO_FROM | 73521.13 | -0.01333 | 0.20037 | -0.03309 | 0.69784 | 58.1956 | -147.338 | 0 | 5407.511 | 5220.211 | Competitive | 0 | 0 | 0 | 0 | 0 | 1 | 0 | Non-Competitive | Non-Competitive | Non-Competitive | Non-Competitive | Non-Competitive | 0 | 0 | 0 | 0 | 0 | 0 | 0 | 0 | 0 | 0 | 0 | 0 | 0 | 0 | 0
XMOS58 6475__F FROM_TO | XMOS58 | 6475__F | 203 | 3 | 3 | ODESSANO_8 | ODESSA2_8 | FROM_TO | 73521.13 | -0.03182 | 0.25501 | -0.11768 | 0.65175 | -22.5186 | -296.735 | 0 | 4658.075 | 5379.528 | Competitive | 0 | 0 | 0 | 0 | 0 | 1 | 1 | Non-Competitive | Non-Competitive | Non-Competitive | Non-Competitive | Non-Competitive | 12 | 12 | 12 | 12 | 12 | 12 | 12 | 12 | 12 | 12 | 12 | 12 | 12 | 12 | 12
XMOS58 6475__F TO_FROM | XMOS58 | 6475__F | 203 | 3 | 3 | ODESSANO_8 | ODESSA2_8 | TO_FROM | 73521.13 | -0.25501 | 0.031818 | -0.65175 | 0.11768 | 334.5309 | 143.4864 | 0 | 5379.528 | 4658.075 | Competitive | 0 | 0 | 0 | 0 | 0 | 1 | 1 | Non-Competitive | Non-Competitive | Non-Competitive | Non-Competitive | Non-Competitive | 18 | 18 | 18 | 18 | 18 | 18 | 18 | 18 | 18 | 18 | 18 | 18 | 18 | 18 | 18
XMOS58 6500__B FROM_TO | XMOS58 | 6500__B | 206 | 3 | 3 | ODESEHV_8 | BIG3ODTA_8 | FROM_TO | 73521.13 | 0 | 0.000329 | -0.99967 | 0.000329 | 24.1651 | 24.162 | 0 | 696.487 | 0 | Competitive | 1 | 1 | 1 | 1 | 1 | 1 | 0 | Non-Competitive | Non-Competitive | Non-Competitive | Non-Competitive | Non-Competitive | 0 | 0 | 0 | 0 | 0 | 0 | 0 | 0 | 0 | 0 | 0 | 0 | 0 | 0 | 0
XMOS58 6500__B TO_FROM | XMOS58 | 6500__B | 206 | 3 | 3 | ODESEHV_8 | BIG3ODTA_8 | TO_FROM | 73521.13 | -0.00033 | 0 | -0.00033 | 0.99967 | -24.1651 | -24.162 | 0 | 0 | 696.487 | Competitive | 1 | 1 | 1 | 1 | 1 | 1 | 0 | Non-Competitive | Non-Competitive | Non-Competitive | Non-Competitive | Non-Competitive | 0 | 0 | 0 | 0 | 0 | 0 | 0 | 0 | 0 | 0 | 0 | 0 | 0 | 0 | 0
XMOS58 6511__A FROM_TO | XMOS58 | 6511__A | 155 | 3 | 3 | MIDLNDE_8 | WINDWOOD_8 | FROM_TO | 73521.13 | -0.02972 | 0.028247 | -0.6808 | 0.24659 | 62.1355 | -7.4702 | 0 | 10000 | 3837.821 | Competitive | 0 | 0 | 0 | 0 | 0 | 1 | 1 | Non-Competitive | Non-Competitive | Non-Competitive | Non-Competitive | Non-Competitive | 17 | 17 | 19 | 17 | 17 | 19 | 17 | 17 | 19 | 17 | 17 | 19 | 17 | 17 | 19
XMOS58 6511__A TO_FROM | XMOS58 | 6511__A | 155 | 3 | 3 | MIDLNDE_8 | WINDWOOD_8 | TO_FROM | 73521.13 | -0.02825 | 0.029724 | -0.24659 | 0.6808 | 45.6524 | -55.5283 | 0 | 3837.821 | 10000 | Competitive | 0 | 0 | 0 | 0 | 0 | 1 | 1 | Non-Competitive | Non-Competitive | Non-Competitive | Non-Competitive | Non-Competitive | 3 | 3 | 3 | 3 | 3 | 3 | 3 | 3 | 3 | 3 | 3 | 3 | 3 | 3 | 3
XMOS58 6915__A FROM_TO | XMOS58 | 6915__A | 40 | 3 | 3 | ODESSANO_9 | ODBASSS_9 | FROM_TO | 73521.13 | -0.03774 | 0.002744 | -0.51415 | 0.15396 | 53.5379 | 31.7026 | 0 | 4725.092 | 3850.854 | Competitive | 0 | 0 | 0 | 0 | 0 | 1 | 1 | Non-Competitive | Non-Competitive | Non-Competitive | Non-Competitive | Non-Competitive | 9 | 9 | 9 | 9 | 9 | 9 | 9 | 9 | 9 | 9 | 9 | 9 | 9 | 9 | 9
XMOS58 6915__A TO_FROM | XMOS58 | 6915__A | 40 | 3 | 3 | ODESSANO_9 | ODBASSS_9 | TO_FROM | 73521.13 | -0.00274 | 0.037737 | -0.15396 | 0.51414 | -19.3919 | -50.7895 | 0 | 3850.854 | 4725.092 | Competitive | 0 | 0 | 0 | 0 | 0 | 1 | 0 | Non-Competitive | Non-Competitive | Non-Competitive | Non-Competitive | Non-Competitive | 0 | 0 | 0 | 0 | 0 | 0 | 0 | 0 | 0 | 0 | 0 | 0 | 0 | 0 | 0
XMOS58 ODNTH_FMR1 FROM_TO | XMOS58 | ODNTH_FMR1 | 87 | 3 | 3 | ODESSANO_8 | ODESSANO_9 | FROM_TO | 73521.13 | -0.06355 | 0.005639 | -0.70583 | 0.042396 | 86.4021 | 48.1067 | 0 | 5003.373 | 3933.535 | Competitive | 0 | 0 | 0 | 0 | 0 | 1 | 1 | Non-Competitive | Non-Competitive | Non-Competitive | Non-Competitive | Non-Competitive | 9 | 9 | 9 | 9 | 9 | 9 | 9 | 9 | 9 | 9 | 9 | 9 | 9 | 9 | 9
XMOS58 ODNTH_FMR1 TO_FROM | XMOS58 | ODNTH_FMR1 | 87 | 3 | 3 | ODESSANO_8 | ODESSANO_9 | TO_FROM | 73521.13 | -0.00564 | 0.063548 | -0.0424 | 0.70583 | -27.5161 | -80.0718 | 0 | 3933.535 | 5003.373 | Competitive | 0 | 0 | 0 | 0 | 0 | 1 | 0 | Non-Competitive | Non-Competitive | Non-Competitive | Non-Competitive | Non-Competitive | 0 | 0 | 0 | 0 | 0 | 0 | 0 | 0 | 0 | 0 | 0 | 0 | 0 | 0 | 0
XNE2D58 NEDIN_138H FROM_TO | XNE2D58 | NEDIN_138H | 660 | 1 | 1 | NEDIN7A | 8381_3STAR | FROM_TO | 73521.13 | -0.59353 | 0.028324 | -0.78721 | 0.28145 | 1041.546 | 480.8412 | 0 | 642.065 | 5678.182 | Non-Competi | 0 | 0 | 0 | 0 | 0 | 1 | 1 | Non-Competitive | Non-Competitive | Non-Competitive | Non-Competitive | Non-Competitive | 9 | 11 | 11 | 9 | 11 | 11 | 9 | 11 | 11 | 9 | 11 | 11 | 9 | 11 | 11
XNE2D58 NEDIN_138H TO_FROM | XNE2D58 | NEDIN_138H | 660 | 1 | 1 | NEDIN7A | 8381_3STAR | TO_FROM | 73521.13 | -0.02832 | 0.59353 | -0.28145 | 0.78721 | 342.0409 | -1030.33 | 0 | 5678.182 | 642.065 | Competitive | 1 | 1 | 1 | 1 | 1 | 1 | 1 | Competitive | Competitive | Competitive | Competitive | Competitive | 0 | 0 | 0 | 0 | 0 | 0 | 0 | 0 | 0 | 0 | 0 | 0 | 0 | 0 | 0
XNOR58 3415__D FROM_TO | XNOR58 | 3415__D | 185 | 2 | 2 | AMELIA1_8 | UTSWMC1_8 | FROM_TO | 73521.13 | -0.04007 | 0.00534 | -0.56152 | 0.38193 | 262.4683 | 143.1606 | 0 | 994.308 | 10000 | Competitive | 0 | 0 | 0 | 0 | 0 | 1 | 1 | Non-Competitive | Non-Competitive | Non-Competitive | Non-Competitive | Non-Competitive | 3 | 3 | 3 | 3 | 3 | 3 | 3 | 3 | 3 | 3 | 3 | 3 | 3 | 3 | 3
XNOR58 3415__D TO_FROM | XNOR58 | 3415__D | 185 | 2 | 2 | AMELIA1_8 | UTSWMC1_8 | TO_FROM | 73521.13 | -0.00534 | 0.040073 | -0.38193 | 0.56152 | -102.611 | -223.966 | 0 | 10000 | 994.308 | Competitive | 1 | 1 | 1 | 1 | 1 | 1 | 0 | Non-Competitive | Non-Competitive | Non-Competitive | Non-Competitive | Non-Competitive | 0 | 0 | 0 | 0 | 0 | 0 | 0 | 0 | 0 | 0 | 0 | 0 | 0 | 0 | 0
XODE58 ODEHV_MR3H FROM_TO | XODE58 | ODEHV_MR3H | 504 | 3 | 3 | ODEHV3T_5 | ODEHV3_1 | FROM_TO | 73521.13 | -0.1744 | 0.071328 | -0.67071 | 0.076038 | 464.8848 | -2.3624 | 0 | 5359.06 | 2497.652 | Competitive | 0 | 0 | 0 | 1 | 1 | 1 | 1 | Non-Competitive | Non-Competitive | Non-Competitive | Competitive | Competitive | 19 | 24 | 24 | 19 | 24 | 24 | 19 | 24 | 24 | 0 | 0 | 0 | 0 | 0 | 0
XODE58 ODEHV_MR3H TO_FROM | XODE58 | ODEHV_MR3H | 504 | 3 | 3 | ODEHV3T_5 | ODEHV3_1 | TO_FROM | 73521.13 | -0.07133 | 0.1744 | -0.07604 | 0.67071 | 115.3013 | -376.85 | 0 | 2497.652 | 5359.06 | Competitive | 0 | 0 | 0 | 0 | 0 | 1 | 1 | Non-Competitive | Non-Competitive | Non-Competitive | Non-Competitive | Non-Competitive | 12 | 12 | 14 | 12 | 12 | 14 | 12 | 12 | 14 | 12 | 12 | 14 | 12 | 12 | 14
XODN89 6430__C FROM_TO | XODN89 | 6430__C | 179 | 1 | 1 | MOSS_8 | AMOCNCTA_8 | FROM_TO | 73521.13 | -0.20485 | 0.017471 | -0.65545 | 0.06325 | 223.6013 | 91.5433 | 0 | 4760.269 | 3453.521 | Non-Competi | 0 | 0 | 0 | 0 | 0 | 1 | 1 | Non-Competitive | Non-Competitive | Non-Competitive | Non-Competitive | Non-Competitive | 8 | 14 | 14 | 8 | 14 | 14 | 8 | 14 | 14 | 8 | 14 | 14 | 8 | 14 | 14
XODN89 6430__C TO_FROM | XODN89 | 6430__C | 179 | 1 | 1 | MOSS_8 | AMOCNCTA_8 | TO_FROM | 73521.13 | -0.01747 | 0.20485 | -0.06325 | 0.65545 | -27.9873 | -203.57 | 0 | 3453.521 | 4760.269 | Competitive | 0 | 0 | 0 | 0 | 0 | 1 | 0 | Non-Competitive | Non-Competitive | Non-Competitive | Non-Competitive | Non-Competitive | 0 | 0 | 0 | 0 | 0 | 0 | 0 | 0 | 0 | 0 | 0 | 0 | 0 | 0 | 0
XODN89 6860__A FROM_TO | XODN89 | 6860__A | 40 | 1 | 1 | HOLTSS_9 | ECTRSHLT_9 | FROM_TO | 73521.13 | -0.01589 | 0.004175 | -0.74954 | 0.099488 | 41.1437 | 32.3546 | 0 | 4655.99 | 4253.213 | Competitive | 0 | 0 | 0 | 0 | 0 | 1 | 0 | Non-Competitive | Non-Competitive | Non-Competitive | Non-Competitive | Non-Competitive | 0 | 0 | 0 | 0 | 0 | 0 | 0 | 0 | 0 | 0 | 0 | 0 | 0 | 0 | 0
XODN89 6860__A TO_FROM | XODN89 | 6860__A | 40 | 1 | 1 | HOLTSS_9 | ECTRSHLT_9 | TO_FROM | 73521.13 | -0.00418 | 0.015888 | -0.09949 | 0.74954 | -28.1272 | -40.3062 | 0 | 4253.213 | 4655.99 | Competitive | 0 | 0 | 0 | 0 | 0 | 1 | 0 | Non-Competitive | Non-Competitive | Non-Competitive | Non-Competitive | Non-Competitive | 0 | 0 | 0 | 0 | 0 | 0 | 0 | 0 | 0 | 0 | 0 | 0 | 0 | 0 | 0
XOLS89 OLK_WHTN_1 FROM_TO | XOLS89 | OLK_WHTN_1 | 63 | 1 | 1 | TNLKWHITNY0 | TNOLSEN___0 | FROM_TO | 73521.13 | -0.00655 | 0.017197 | -0.59899 | 0.15224 | 73.9523 | 24.1784 | 0 | 9192.424 | 5716.848 | Competitive | 0 | 0 | 0 | 0 | 0 | 1 | 0 | Non-Competitive | Non-Competitive | Non-Competitive | Non-Competitive | Non-Competitive | 0 | 0 | 0 | 0 | 0 | 0 | 0 | 0 | 0 | 0 | 0 | 0 | 0 | 0 | 0
XOLS89 OLK_WHTN_1 TO_FROM | XOLS89 | OLK_WHTN_1 | 63 | 1 | 1 | TNLKWHITNY0 | TNOLSEN___0 | TO_FROM | 73521.13 | -0.0172 | 0.006551 | -0.15224 | 0.59899 | -19.5666 | -63.4153 | 0 | 5716.848 | 9192.424 | Competitive | 0 | 0 | 0 | 0 | 0 | 1 | 0 | Non-Competitive | Non-Competitive | Non-Competitive | Non-Competitive | Non-Competitive | 0 | 0 | 0 | 0 | 0 | 0 | 0 | 0 | 0 | 0 | 0 | 0 | 0 | 0 | 0
XPAD89 PADC_PADU1_1 FROM_TO | XPAD89 | PADC_PADU1_1 | 38 | 1 | 1 | PADC2A | PADU2A | FROM_TO | 73521.13 | -0.39258 | 0.002416 | -0.59909 | 0.39582 | 18.2217 | -25.2274 | 0 | 3781.767 | 9171.012 | Competitive | 0 | 0 | 0 | 0 | 0 | 1 | 1 | Non-Competitive | Non-Competitive | Non-Competitive | Non-Competitive | Non-Competitive | 1 | 1 | 2 | 1 | 1 | 2 | 1 | 1 | 2 | 1 | 1 | 2 | 1 | 1 | 2
XPAD89 PADC_PADU1_1 TO_FROM | XPAD89 | PADC_PADU1_1 | 38 | 1 | 1 | PADC2A | PADU2A | TO_FROM | 73521.13 | -0.00242 | 0.39258 | -0.39582 | 0.59909 | 47.8146 | -16.8253 | 0 | 9171.012 | 3781.767 | Competitive | 0 | 0 | 0 | 0 | 0 | 1 | 0 | Non-Competitive | Non-Competitive | Non-Competitive | Non-Competitive | Non-Competitive | 0 | 0 | 0 | 0 | 0 | 0 | 0 | 0 | 0 | 0 | 0 | 0 | 0 | 0 | 0
XPAW58 COLETO_KENEDS1_1 FROM_TO | XPAW58 | COLETO_KENEDS1_1 | 207 | 1 | 1 | COLETO4A | KENEDYSW4A | FROM_TO | 73521.13 | -0.03487 | 0.082515 | -0.29776 | 0.084547 | 311.2005 | -93.7967 | 0 | 1856.425 | 8541.235 | Competitive | 0 | 0 | 0 | 0 | 0 | 1 | 1 | Non-Competitive | Non-Competitive | Non-Competitive | Non-Competitive | Non-Competitive | 12 | 39 | 39 | 12 | 39 | 39 | 12 | 39 | 39 | 12 | 39 | 39 | 12 | 39 | 39
XPAW58 COLETO_KENEDS1_1 TO_FROM | XPAW58 | COLETO_KENEDS1_1 | 207 | 1 | 1 | COLETO4A | KENEDYSW4A | TO_FROM | 73521.13 | -0.08252 | 0.034875 | -0.08455 | 0.29776 | 216.0353 | -273.215 | 0 | 8541.235 | 1856.425 | Competitive | 0 | 0 | 1 | 1 | 1 | 1 | 1 | Non-Competitive | Non-Competitive | Competitive | Competitive | Competitive | 22 | 28 | 46 | 22 | 28 | 46 | 0 | 0 | 0 | 0 | 0 | 0 | 0 | 0 | 0
XPAW58 SINTON_SKIDMO1_1 FROM_TO | XPAW58 | SINTON_SKIDMO1_1 | 38 | 1 | 1 | SKIDMORE2A | SINTON2A | FROM_TO | 73521.13 | -0.02221 | 0.004833 | -0.21403 | 0.40409 | 53.4269 | -38.7154 | 0 | 5329.982 | 1484.397 | Competitive | 0 | 1 | 1 | 1 | 1 | 1 | 1 | Non-Competitive | Competitive | Competitive | Competitive | Competitive | 6 | 6 | 6 | 0 | 0 | 0 | 0 | 0 | 0 | 0 | 0 | 0 | 0 | 0 | 0
XPAW58 SINTON_SKIDMO1_1 TO_FROM | XPAW58 | SINTON_SKIDMO1_1 | 38 | 1 | 1 | SKIDMORE2A | SINTON2A | TO_FROM | 73521.13 | -0.00483 | 0.022206 | -0.40409 | 0.21403 | 63.1727 | -42.2049 | 0 | 1484.397 | 5329.982 | Competitive | 0 | 0 | 0 | 0 | 0 | 1 | 0 | Non-Competitive | Non-Competitive | Non-Competitive | Non-Competitive | Non-Competitive | 0 | 0 | 0 | 0 | 0 | 0 | 0 | 0 | 0 | 0 | 0 | 0 | 0 | 0 | 0
XPH2R58 PHR_AT1 FROM_TO | XPH2R58 | PHR_AT1 | 460 | 3 | 3 | P_H_R___345E | 49126_STAR | FROM_TO | 73521.13 | -0.21383 | 0.044312 | -0.28239 | 0.077542 | 599.8589 | 262.6301 | 0 | 7418.4 | 5161.263 | Non-Competi | 0 | 0 | 0 | 0 | 0 | 1 | 1 | Non-Competitive | Non-Competitive | Non-Competitive | Non-Competitive | Non-Competitive | 12 | 14 | 14 | 12 | 14 | 14 | 12 | 14 | 14 | 12 | 14 | 14 | 12 | 14 | 14
XPH2R58 PHR_AT1 TO_FROM | XPH2R58 | PHR_AT1 | 460 | 3 | 3 | P_H_R___345E | 49126_STAR | TO_FROM | 73521.13 | -0.04431 | 0.21383 | -0.07754 | 0.28239 | -26.2489 | -531.047 | 0 | 5161.263 | 7418.4 | Competitive | 0 | 0 | 0 | 0 | 0 | 1 | 1 | Non-Competitive | Non-Competitive | Non-Competitive | Non-Competitive | Non-Competitive | 8 | 8 | 8 | 8 | 8 | 8 | 8 | 8 | 8 | 8 | 8 | 8 | 8 | 8 | 8
XPHR358 PHR_AT1 FROM_TO | XPHR358 | PHR_AT1 | 460 | 0 | 0 | P_H_R___345E | 49126_STAR | FROM_TO | 73521.13 | -0.14848 | 0.030769 | -0.19608 | 0.085556 | 416.5256 | 182.3627 | 0 | 7418.36 | 5161.26 | Competitive | 0 | 0 | 0 | 0 | 0 | 1 | 1 | Non-Competitive | Non-Competitive | Non-Competitive | Non-Competitive | Non-Competitive | 12 | 14 | 14 | 12 | 14 | 14 | 12 | 14 | 14 | 12 | 14 | 14 | 12 | 14 | 14
XPHR358 PHR_AT1 TO_FROM | XPHR358 | PHR_AT1 | 460 | 0 | 0 | P_H_R___345E | 49126_STAR | TO_FROM | 73521.13 | -0.03077 | 0.14848 | -0.08556 | 0.19608 | -18.2256 | -368.744 | 0 | 5161.26 | 7418.36 | Competitive | 0 | 0 | 0 | 0 | 0 | 1 | 1 | Non-Competitive | Non-Competitive | Non-Competitive | Non-Competitive | Non-Competitive | 5 | 5 | 5 | 5 | 5 | 5 | 5 | 5 | 5 | 5 | 5 | 5 | 5 | 5 | 5
XPHR58 138_NAL_HAS_1 FROM_TO | XPHR58 | 138_NAL_HAS_1 | 383 | 3 | 3 | TNHASTINGS1 | TNNALVIN__1 | FROM_TO | 73521.13 | -0.0115 | 0.06162 | -0.13199 | 0.79288 | -29.9553 | -340.668 | 0 | 5120.966 | 925.85 | Competitive | 1 | 1 | 1 | 1 | 1 | 1 | 0 | Non-Competitive | Non-Competitive | Non-Competitive | Non-Competitive | Non-Competitive | 0 | 0 | 0 | 0 | 0 | 0 | 0 | 0 | 0 | 0 | 0 | 0 | 0 | 0 | 0
XPHR58 138_NAL_HAS_1 TO_FROM | XPHR58 | 138_NAL_HAS_1 | 383 | 3 | 3 | TNHASTINGS1 | TNNALVIN__1 | TO_FROM | 73521.13 | -0.06162 | 0.011502 | -0.79288 | 0.13199 | 357.4615 | 110.3286 | 0 | 925.85 | 5120.966 | Competitive | 0 | 0 | 0 | 0 | 0 | 1 | 1 | Non-Competitive | Non-Competitive | Non-Competitive | Non-Competitive | Non-Competitive | 12 | 14 | 14 | 12 | 14 | 14 | 12 | 14 | 14 | 12 | 14 | 14 | 12 | 14 | 14
XRE2N58 ALNSW_MR1H FROM_TO | XRE2N58 | ALNSW_MR1H | 515 | 6 | 6 | ALLENSW1_5 | ALNSW1_1 | FROM_TO | 73521.13 | -0.0188 | 0.048572 | -0.42739 | 0.28472 | 726.0627 | 210.2882 | 0 | 3778.02 | 3321.252 | Competitive | 0 | 0 | 0 | 0 | 0 | 1 | 0 | Non-Competitive | Non-Competitive | Non-Competitive | Non-Competitive | Non-Competitive | 0 | 0 | 0 | 0 | 0 | 0 | 0 | 0 | 0 | 0 | 0 | 0 | 0 | 0 | 0
XRE2N58 ALNSW_MR1H TO_FROM | XRE2N58 | ALNSW_MR1H | 515 | 6 | 6 | ALLENSW1_5 | ALNSW1_1 | TO_FROM | 73521.13 | -0.04857 | 0.018799 | -0.28472 | 0.42739 | -180.241 | -506.962 | 0 | 3321.252 | 3778.02 | Competitive | 0 | 0 | 0 | 0 | 0 | 1 | 1 | Non-Competitive | Non-Competitive | Non-Competitive | Non-Competitive | Non-Competitive | 18 | 22 | 23 | 18 | 22 | 23 | 18 | 22 | 23 | 18 | 22 | 23 | 18 | 22 | 23
XROC89 GREGOR_RINCON1_1 FROM_TO | XROC89 | GREGOR_RINCON1_1 | 61 | 1 | 1 | RINCON2A | GREGORY2A | FROM_TO | 73521.13 | -0.01883 | 0.004246 | -0.55902 | 0.17527 | 47.3372 | 4.1909 | 0 | 3109.456 | 3878.569 | Competitive | 0 | 0 | 0 | 0 | 0 | 1 | 0 | Non-Competitive | Non-Competitive | Non-Competitive | Non-Competitive | Non-Competitive | 0 | 0 | 0 | 0 | 0 | 0 | 0 | 0 | 0 | 0 | 0 | 0 | 0 | 0 | 0
XROC89 GREGOR_RINCON1_1 TO_FROM | XROC89 | GREGOR_RINCON1_1 | 61 | 1 | 1 | RINCON2A | GREGORY2A | TO_FROM | 73521.13 | -0.00425 | 0.018831 | -0.17527 | 0.55902 | 7.3091 | -44.1542 | 0 | 3878.569 | 3109.456 | Competitive | 0 | 0 | 0 | 0 | 0 | 1 | 0 | Non-Competitive | Non-Competitive | Non-Competitive | Non-Competitive | Non-Competitive | 0 | 0 | 0 | 0 | 0 | 0 | 0 | 0 | 0 | 0 | 0 | 0 | 0 | 0 | 0
XSA3R58 SARC_T1L FROM_TO | XSA3R58 | SARC_T1L | 323 | 3 | 3 | SARC4A | SRC1DUM | FROM_TO | 73521.13 | -0.0359 | 0.26155 | -0.09015 | 0.45526 | 46.4138 | -347.524 | 0 | 5078.713 | 2990.895 | Competitive | 0 | 0 | 0 | 0 | 1 | 1 | 1 | Non-Competitive | Non-Competitive | Non-Competitive | Non-Competitive | Competitive | 6 | 6 | 6 | 6 | 6 | 6 | 6 | 6 | 6 | 6 | 6 | 6 | 0 | 0 | 0
XSA3R58 SARC_T1L TO_FROM | XSA3R58 | SARC_T1L | 323 | 3 | 3 | SARC4A | SRC1DUM | TO_FROM | 73521.13 | -0.26155 | 0.035901 | -0.45526 | 0.090148 | 401.0437 | 0.78185 | 0 | 2990.895 | 5078.713 | Competitive | 0 | 0 | 0 | 0 | 0 | 1 | 1 | Non-Competitive | Non-Competitive | Non-Competitive | Non-Competitive | Non-Competitive | 2 | 11 | 15 | 2 | 11 | 15 | 2 | 11 | 15 | 2 | 11 | 15 | 2 | 11 | 15
XSAL58 FAYETT_6AT2 FROM_TO | XSAL58 | FAYETT_6AT2 | 685 | 1 | 1 | L_FAYETT5_1Y | L_FAYETT8_1Y | FROM_TO | 73521.13 | -0.32066 | 0.14195 | -0.59176 | 0.19998 | 1265.056 | 141.0377 | 0 | 3811.421 | 7206.57 | Competitive | 0 | 0 | 0 | 0 | 0 | 1 | 1 | Non-Competitive | Non-Competitive | Non-Competitive | Non-Competitive | Non-Competitive | 7 | 13 | 19 | 7 | 13 | 19 | 7 | 13 | 19 | 7 | 13 | 19 | 7 | 13 | 19
XSAL58 FAYETT_6AT2 TO_FROM | XSAL58 | FAYETT_6AT2 | 685 | 1 | 1 | L_FAYETT5_1Y | L_FAYETT8_1Y | TO_FROM | 73521.13 | -0.14195 | 0.32066 | -0.19998 | 0.59176 | 68.0502 | -1069.25 | 0 | 7206.57 | 3811.421 | Competitive | 0 | 0 | 0 | 0 | 0 | 1 | 1 | Non-Competitive | Non-Competitive | Non-Competitive | Non-Competitive | Non-Competitive | 30 | 54 | 63 | 30 | 54 | 63 | 30 | 54 | 63 | 30 | 54 | 63 | 30 | 54 | 63
XSAN58 FREER_SAN_DI1_1 FROM_TO | XSAN58 | FREER_SAN_DI1_1 | 38 | 3 | 3 | FREER2A | SAN_DIEG2A | FROM_TO | 73521.13 | -0.01573 | 0.02107 | -0.18035 | 0.58573 | 45.1793 | -26.594 | 0 | 2505.949 | 1527.796 | Competitive | 0 | 0 | 1 | 1 | 1 | 1 | 0 | Non-Competitive | Non-Competitive | Non-Competitive | Non-Competitive | Non-Competitive | 0 | 0 | 0 | 0 | 0 | 0 | 0 | 0 | 0 | 0 | 0 | 0 | 0 | 0 | 0
XSAN58 FREER_SAN_DI1_1 TO_FROM | XSAN58 | FREER_SAN_DI1_1 | 38 | 3 | 3 | FREER2A | SAN_DIEG2A | TO_FROM | 73521.13 | -0.02107 | 0.015729 | -0.58573 | 0.18035 | 35.5451 | -36.3515 | 0 | 1527.796 | 2505.949 | Competitive | 0 | 0 | 0 | 0 | 1 | 1 | 1 | Non-Competitive | Non-Competitive | Non-Competitive | Non-Competitive | Competitive | 3 | 3 | 3 | 3 | 3 | 3 | 3 | 3 | 3 | 3 | 3 | 3 | 0 | 0 | 0
XSAN58 LAQUIN_LOBO1_1 FROM_TO | XSAN58 | LAQUIN_LOBO1_1 | 239 | 3 | 3 | LOBO4A | LAQUNTA4A | FROM_TO | 73521.13 | -0.72875 | 0.10335 | -0.72875 | 0.11857 | 218.451 | -134.847 | 0 | 3334.961 | 8462.633 | Competitive | 0 | 0 | 0 | 0 | 0 | 1 | 1 | Non-Competitive | Non-Competitive | Non-Competitive | Non-Competitive | Non-Competitive | 3 | 3 | 12 | 3 | 3 | 12 | 3 | 3 | 12 | 3 | 3 | 12 | 3 | 3 | 12
XSAN58 LAQUIN_LOBO1_1 TO_FROM | XSAN58 | LAQUIN_LOBO1_1 | 239 | 3 | 3 | LOBO4A | LAQUNTA4A | TO_FROM | 73521.13 | -0.10335 | 0.72875 | -0.11857 | 0.72875 | 248.5949 | -198.81 | 0 | 8462.633 | 3334.961 | Non-Competi | 0 | 0 | 0 | 0 | 0 | 1 | 1 | Non-Competitive | Non-Competitive | Non-Competitive | Non-Competitive | Non-Competitive | 3 | 3 | 3 | 3 | 3 | 3 | 3 | 3 | 3 | 3 | 3 | 3 | 3 | 3 | 3
XSAN58 SANMIGL_ATBH FROM_TO | XSAN58 | SANMIGL_ATBH | 300 | 3 | 3 | MIGUEL5 | NOTMODMIDPT1 | FROM_TO | 73521.13 | -0.22707 | 0.078372 | -0.50204 | 0.078372 | 475.3507 | -1.9038 | 0 | 5000 | 5631.357 | Competitive | 0 | 0 | 0 | 0 | 0 | 1 | 1 | Non-Competitive | Non-Competitive | Non-Competitive | Non-Competitive | Non-Competitive | 38 | 47 | 56 | 38 | 47 | 56 | 38 | 47 | 56 | 38 | 47 | 56 | 38 | 47 | 56
XSAN58 SANMIGL_ATBH TO_FROM | XSAN58 | SANMIGL_ATBH | 300 | 3 | 3 | MIGUEL5 | NOTMODMIDPT1 | TO_FROM | 73521.13 | -0.07837 | 0.22707 | -0.07837 | 0.50204 | 103.1616 | -453.575 | 0 | 5631.357 | 5000 | Competitive | 0 | 0 | 0 | 0 | 0 | 1 | 1 | Non-Competitive | Non-Competitive | Non-Competitive | Non-Competitive | Non-Competitive | 2 | 2 | 2 | 2 | 2 | 2 | 2 | 2 | 2 | 2 | 2 | 2 | 2 | 2 | 2
XSCL89 G69_P1_1 FROM_TO | XSCL89 | G69_P1_1 | 63 | 1 | 1 | TNBRAZORIA0 | TNCLMNSTAP0 | FROM_TO | 73521.13 | -0.29545 | 0.000138 | -0.64343 | 0.3306 | 10.1751 | 10.1738 | 0 | 703.679 | 10000 | Competitive | 0 | 0 | 0 | 0 | 0 | 1 | 1 | Non-Competitive | Non-Competitive | Non-Competitive | Non-Competitive | Non-Competitive | 4 | 4 | 4 | 4 | 4 | 4 | 4 | 4 | 4 | 4 | 4 | 4 | 4 | 4 | 4
XSCL89 G69_P1_1 TO_FROM | XSCL89 | G69_P1_1 | 63 | 1 | 1 | TNBRAZORIA0 | TNCLMNSTAP0 | TO_FROM | 73521.13 | -0.00014 | 0.29545 | -0.3306 | 0.64343 | 39.631 | -10.1738 | 0 | 10000 | 703.679 | Competitive | 1 | 1 | 1 | 1 | 1 | 1 | 0 | Non-Competitive | Non-Competitive | Non-Competitive | Non-Competitive | Non-Competitive | 0 | 0 | 0 | 0 | 0 | 0 | 0 | 0 | 0 | 0 | 0 | 0 | 0 | 0 | 0
XSGV58 1080__B FROM_TO | XSGV58 | 1080__B | 257 | 3 | 3 | FOREGROV_8 | MABANKTAP | FROM_TO | 73521.13 | -0.08513 | 0.023342 | -0.62334 | 0.25568 | 219.5697 | 5.4039 | 0 | 4269.68 | 5015.319 | Competitive | 0 | 0 | 0 | 0 | 0 | 1 | 1 | Non-Competitive | Non-Competitive | Non-Competitive | Non-Competitive | Non-Competitive | 3 | 3 | 3 | 3 | 3 | 3 | 3 | 3 | 3 | 3 | 3 | 3 | 3 | 3 | 3
XSGV58 1080__B TO_FROM | XSGV58 | 1080__B | 257 | 3 | 3 | FOREGROV_8 | MABANKTAP | TO_FROM | 73521.13 | -0.02334 | 0.085128 | -0.25568 | 0.62334 | 26.7971 | -127.509 | 0 | 5015.319 | 4269.68 | Competitive | 0 | 0 | 0 | 0 | 0 | 1 | 1 | Non-Competitive | Non-Competitive | Non-Competitive | Non-Competitive | Non-Competitive | 7 | 7 | 7 | 7 | 7 | 7 | 7 | 7 | 7 | 7 | 7 | 7 | 7 | 7 | 7
XSNY89 ECRSW_FMR1 FROM_TO | XSNY89 | ECRSW_FMR1 | 28 | 1 | 1 | ENSCRKSS_9 | ENSCRKSS_8 | FROM_TO | 73521.13 | -0.00026 | 0 | -0.00026 | 0.99974 | -19.3735 | -19.371 | 0 | 0 | 696.487 | Competitive | 1 | 1 | 1 | 1 | 1 | 1 | 0 | Non-Competitive | Non-Competitive | Non-Competitive | Non-Competitive | Non-Competitive | 0 | 0 | 0 | 0 | 0 | 0 | 0 | 0 | 0 | 0 | 0 | 0 | 0 | 0 | 0
XSNY89 ECRSW_FMR1 TO_FROM | XSNY89 | ECRSW_FMR1 | 28 | 1 | 1 | ENSCRKSS_9 | ENSCRKSS_8 | TO_FROM | 73521.13 | 0 | 0.000263 | -0.99974 | 0.000263 | 19.3735 | 19.371 | 0 | 696.487 | 0 | Competitive | 1 | 1 | 1 | 1 | 1 | 1 | 0 | Non-Competitive | Non-Competitive | Non-Competitive | Non-Competitive | Non-Competitive | 0 | 0 | 0 | 0 | 0 | 0 | 0 | 0 | 0 | 0 | 0 | 0 | 0 | 0 | 0
XSPU89 ASPM_69T1 FROM_TO | XSPU89 | ASPM_69T1 | 69 | 1 | 1 | ASPM2A | ASPM4A | FROM_TO | 73521.13 | -0.12206 | 0.050835 | -0.22045 | 0.54863 | -5.6966 | -41.2092 | 0 | 10000 | 7913.873 | Competitive | 0 | 0 | 0 | 0 | 0 | 1 | 1 | Non-Competitive | Non-Competitive | Non-Competitive | Non-Competitive | Non-Competitive | 3 | 4 | 6 | 3 | 4 | 6 | 3 | 4 | 6 | 3 | 4 | 6 | 3 | 4 | 6
XSPU89 ASPM_69T1 TO_FROM | XSPU89 | ASPM_69T1 | 69 | 1 | 1 | ASPM2A | ASPM4A | TO_FROM | 73521.13 | -0.05084 | 0.12206 | -0.54863 | 0.22045 | 66.288 | 8.5182 | 0 | 7913.873 | 10000 | Competitive | 0 | 0 | 0 | 0 | 0 | 1 | 1 | Non-Competitive | Non-Competitive | Non-Competitive | Non-Competitive | Non-Competitive | bar: 38 to 56
XTWI58 SARC_T2H FROM_TO | XTWI58 | SARC_T2H | 352 | 3 | 3 | SARC7A | SRC2DUM | FROM_TO | 73521.13 | -0.23516 | 0.038962 | -0.32435 | 0.3684 | 374.3135 | -23.1742 | 0 | 3749.336 | 4697.62 | Competitive | 0 | 0 | 0 | 0 | 0 | 1 | 1 | Non-Competitive | Non-Competitive | Non-Competitive | Non-Competitive | Non-Competitive | 1 | 11 | 17 | 1 | 11 | 17 | 1 | 11 | 17 | 1 | 11 | 17 | 1 | 11 | 17
XTWI58 SARC_T2H TO_FROM | XTWI58 | SARC_T2H | 352 | 3 | 3 | SARC7A | SRC2DUM | TO_FROM | 73521.13 | -0.03896 | 0.23516 | -0.3684 | 0.32436 | 66.2203 | -320.233 | 0 | 4697.62 | 3749.336 | Competitive | 0 | 0 | 0 | 0 | 0 | 1 | 1 | Non-Competitive | Non-Competitive | Non-Competitive | Non-Competitive | Non-Competitive | 6 | 6 | 6 | 6 | 6 | 6 | 6 | 6 | 6 | 6 | 6 | 6 | 6 | 6 | 6
XTWI58 SARC_T2L FROM_TO | XTWI58 | SARC_T2L | 352 | 3 | 3 | SARC4A | SRC2DUM | FROM_TO | 73521.13 | -0.03896 | 0.23516 | -0.73275 | 0.32436 | 66.2203 | -320.233 | 0 | 4697.62 | 3749.336 | Competitive | 0 | 0 | 0 | 0 | 0 | 1 | 1 | Non-Competitive | Non-Competitive | Non-Competitive | Non-Competitive | Non-Competitive | 6 | 6 | 6 | 6 | 6 | 6 | 6 | 6 | 6 | 6 | 6 | 6 | 6 | 6 | 6
XTWI58 SARC_T2L TO_FROM | XTWI58 | SARC_T2L | 352 | 3 | 3 | SARC4A | SRC2DUM | TO_FROM | 73521.13 | -0.23516 | 0.038962 | -0.32435 | 0.73275 | 374.3135 | -23.1742 | 0 | 3749.336 | 4697.62 | Competitive | 0 | 0 | 0 | 0 | 0 | 1 | 1 | Non-Competitive | Non-Competitive | Non-Competitive | Non-Competitive | Non-Competitive | 1 | 11 | 17 | 1 | 11 | 17 | 1 | 11 | 17 | 1 | 11 | 17 | 1 | 11 | 17
XUVA89 240T281_1 FROM_TO | XUVA89 | 240T281_1 | 44 | 1 | 1 | L_UTOPIA9_1Y | L_TARPLE9_1Y | FROM_TO | 73521.13 | -0.00602 | 0.021831 | -0.18905 | 0.66885 | 51.5505 | -55.2602 | 0 | 1906.165 | 3276.107 | Competitive | 0 | 0 | 0 | 0 | 0 | 1 | 0 | Non-Competitive | Non-Competitive | Non-Competitive | Non-Competitive | Non-Competitive | 0 | 0 | 0 | 0 | 0 | 0 | 0 | 0 | 0 | 0 | 0 | 0 | 0 | 0 | 0
XUVA89 240T281_1 TO_FROM | XUVA89 | 240T281_1 | 44 | 1 | 1 | L_UTOPIA9_1Y | L_TARPLE9_1Y | TO_FROM | 73521.13 | -0.02183 | 0.006024 | -0.66885 | 0.18905 | 74.9946 | -32.7392 | 0 | 3276.107 | 1906.165 | Competitive | 0 | 0 | 1 | 1 | 1 | 1 | 1 | Non-Competitive | Non-Competitive | Competitive | Competitive | Competitive | 2 | 2 | 2 | 2 | 2 | 2 | 0 | 0 | 0 | 0 | 0 | 0 | 0 | 0 | 0
XVE2R89 ASPM_CONA1_1 FROM_TO | XVE2R89 | ASPM_CONA1_1 | 30 | 1 | 1 | ASPM2A | CONA2A | FROM_TO | 73521.13 | -0.01731 | 0.046752 | -0.66147 | 0.23879 | 17.7375 | -10.5988 | 0 | 8514.109 | 5207.624 | Competitive | 0 | 0 | 0 | 0 | 0 | 1 | 0 | Non-Competitive | Non-Competitive | Non-Competitive | Non-Competitive | Non-Competitive | 0 | 0 | 0 | 0 | 0 | 0 | 0 | 0 | 0 | 0 | 0 | 0 | 0 | 0 | 0
XVE2R89 ASPM_CONA1_1 TO_FROM | XVE2R89 | ASPM_CONA1_1 | 30 | 1 | 1 | ASPM2A | CONA2A | TO_FROM | 73521.13 | -0.04675 | 0.017309 | -0.23879 | 0.66147 | 15.8809 | -9.3267 | 0 | 5207.624 | 8514.109 | Competitive | 0 | 0 | 0 | 0 | 0 | 1 | 1 | Non-Competitive | Non-Competitive | Non-Competitive | Non-Competitive | Non-Competitive | 1 | 2 | 2 | 1 | 2 | 2 | 1 | 2 | 2 | 1 | 2 | 2 | 1 | 2 | 2
XVE2R89 LIBR_PAUL1_1 FROM_TO | XVE2R89 | LIBR_PAUL1_1 | 39 | 1 | 1 | COPPERBRKS | PAUL2A | FROM_TO | 73521.13 | -0.00488 | 0.084287 | -0.14926 | 0.69764 | 19.6806 | -21.6142 | 0 | 10000 | 4192.83 | Competitive | 0 | 0 | 0 | 0 | 0 | 1 | 0 | Non-Competitive | Non-Competitive | Non-Competitive | Non-Competitive | Non-Competitive | 0 | 0 | 0 | 0 | 0 | 0 | 0 | 0 | 0 | 0 | 0 | 0 | 0 | 0 | 0
XVE2R89 LIBR_PAUL1_1 TO_FROM | XVE2R89 | LIBR_PAUL1_1 | 39 | 1 | 1 | COPPERBRKS | PAUL2A | TO_FROM | 73521.13 | -0.08429 | 0.004882 | -0.69764 | 0.14926 | 24.3353 | -13.8236 | 0 | 4192.83 | 10000 | Competitive | 0 | 0 | 0 | 0 | 0 | 1 | 1 | Non-Competitive | Non-Competitive | Non-Competitive | Non-Competitive | Non-Competitive | bar: 38 to 56
XVE2R89 PAUL_69-1 FROM_TO | XVE2R89 | PAUL_69-1 | 69 | 1 | 1 | PAUL2A | LKPAULS4 | FROM_TO | 73521.13 | -0.00859 | 0.16578 | -0.11087 | 0.74059 | 16.8749 | -55.7237 | 0 | 8213.272 | 4160.632 | Competitive | 0 | 0 | 0 | 0 | 0 | 1 | 0 | Non-Competitive | Non-Competitive | Non-Competitive | Non-Competitive | Non-Competitive | 0 | 0 | 0 | 0 | 0 | 0 | 0 | 0 | 0 | 0 | 0 | 0 | 0 | 0 | 0
XVE2R89 PAUL_69-1 TO_FROM | XVE2R89 | PAUL_69-1 | 69 | 1 | 1 | PAUL2A | LKPAULS4 | TO_FROM | 73521.13 | -0.16578 | 0.008592 | -0.74059 | 0.11087 | 60.3877 | -5.7564 | 0 | 4160.632 | 8213.272 | Competitive | 0 | 0 | 0 | 0 | 0 | 1 | 1 | Non-Competitive | Non-Competitive | Non-Competitive | Non-Competitive | Non-Competitive | 1 | 2 | 2 | 1 | 2 | 2 | 1 | 2 | 2 | 1 | 2 | 2 | 1 | 2 | 2
XVI2C89 N_VICT_VICTOR1_1 FROM_TO | XVI2C89 | N_VICT_VICTOR1_1 | 76 | 1 | 1 | VICTORIA2A | N_VICT2A | FROM_TO | 73521.13 | -0.00239 | 0.019525 | -0.56509 | 0.093325 | 44.96 | 10.6059 | 0 | 9490.662 | 7852.32 | Competitive | 0 | 0 | 0 | 0 | 0 | 1 | 0 | Non-Competitive | Non-Competitive | Non-Competitive | Non-Competitive | Non-Competitive | 0 | 0 | 0 | 0 | 0 | 0 | 0 | 0 | 0 | 0 | 0 | 0 | 0 | 0 | 0
XVI2C89 N_VICT_VICTOR1_1 TO_FROM | XVI2C89 | N_VICT_VICTOR1_1 | 76 | 1 | 1 | VICTORIA2A | N_VICT2A | TO_FROM | 73521.13 | -0.01952 | 0.002391 | -0.09332 | 0.56509 | -8.9442 | -41.7635 | 0 | 7852.32 | 9490.662 | Competitive | 0 | 0 | 0 | 0 | 0 | 1 | 0 | Non-Competitive | Non-Competitive | Non-Competitive | Non-Competitive | Non-Competitive | 0 | 0 | 0 | 0 | 0 | 0 | 0 | 0 | 0 | 0 | 0 | 0 | 0 | 0 | 0
XVIC89 BONIVI_RINCON1_1 FROM_TO | XVIC89 | BONIVI_RINCON1_1 | 38 | 1 | 1 | RINCON2A | BONIVIEW2A | FROM_TO | 73521.13 | -0.01262 | 0.021408 | -0.76793 | 0.065483 | 68.2469 | -27.581 | 0 | 1835.227 | 2775.228 | Competitive | 0 | 0 | 0 | 0 | 1 | 1 | 0 | Non-Competitive | Non-Competitive | Non-Competitive | Non-Competitive | Non-Competitive | 0 | 0 | 0 | 0 | 0 | 0 | 0 | 0 | 0 | 0 | 0 | 0 | 0 | 0 | 0
XVIC89 BONIVI_RINCON1_1 TO_FROM | XVIC89 | BONIVI_RINCON1_1 | 38 | 1 | 1 | RINCON2A | BONIVIEW2A | TO_FROM | 73521.13 | -0.02141 | 0.01262 | -0.06548 | 0.76793 | 36.7497 | -54.533 | 0 | 2775.228 | 1835.227 | Competitive | 0 | 0 | 1 | 1 | 1 | 1 | 1 | Non-Competitive | Non-Competitive | Competitive | Competitive | Competitive | 6 | 6 | 6 | 6 | 6 | 6 | 0 | 0 | 0 | 0 | 0 | 0 | 0 | 0 | 0
XVIC89 VICTOR_V_DUPS1_1 FROM_TO | XVIC89 | VICTOR_V_DUPS1_1 | 206 | 1 | 1 | V_DUPSW4A | VICTORIA4A | FROM_TO | 73521.13 | -0.05269 | 0.39244 | -0.05269 | 0.39244 | 110.8251 | -286.462 | 0 | 4304.117 | 4394.484 | Competitive | 0 | 0 | 0 | 0 | 0 | 1 | 1 | Non-Competitive | Non-Competitive | Non-Competitive | Non-Competitive | Non-Competitive | 7 | 7 | 7 | 7 | 7 | 7 | 7 | 7 | 7 | 7 | 7 | 7 | 7 | 7 | 7
XVIC89 VICTOR_V_DUPS1_1 TO_FROM | XVIC89 | VICTOR_V_DUPS1_1 | 206 | 1 | 1 | V_DUPSW4A | VICTORIA4A | TO_FROM | 73521.13 | -0.39244 | 0.052688 | -0.39244 | 0.052688 | 310.6867 | 65.8874 | 0 | 4394.484 | 4304.117 | Non-Competi | 0 | 0 | 0 | 0 | 0 | 1 | 1 | Non-Competitive | Non-Competitive | Non-Competitive | Non-Competitive | Non-Competitive | 13 | 20 | 22 | 13 | 20 | 22 | 13 | 20 | 22 | 13 | 20 | 22 | 13 | 20 | 22
XWFA89 6945__A FROM_TO | XWFA89 | 6945__A | 42 | 1 | 1 | LKWICHIT1_9 | WCHTFLLS1_9 | FROM_TO | 73521.13 | -0.00799 | 0.005192 | -0.4251 | 0.21654 | 52.1853 | 27.6865 | 0 | 3672.794 | 5165.747 | Competitive | 0 | 0 | 0 | 0 | 0 | 1 | 0 | Non-Competitive | Non-Competitive | Non-Competitive | Non-Competitive | Non-Competitive | 0 | 0 | 0 | 0 | 0 | 0 | 0 | 0 | 0 | 0 | 0 | 0 | 0 | 0 | 0
XWFA89 6945__A TO_FROM | XWFA89 | 6945__A | 42 | 1 | 1 | LKWICHIT1_9 | WCHTFLLS1_9 | TO_FROM | 73521.13 | -0.00519 | 0.007988 | -0.21654 | 0.4251 | -23.2674 | -47.9959 | 0 | 5165.747 | 3672.794 | Competitive | 0 | 0 | 0 | 0 | 0 | 1 | 0 | Non-Competitive | Non-Competitive | Non-Competitive | Non-Competitive | Non-Competitive | 0 | 0 | 0 | 0 | 0 | 0 | 0 | 0 | 0 | 0 | 0 | 0 | 0 | 0 | 0
XWHI58 LON_HI_PELICA1_1 FROM_TO | XWHI58 | LON_HI_PELICA1_1 | 470 | 1 | 1 | LON_HILL4A | PELICAN4A | FROM_TO | 73521.13 | -0.59161 | 0.051415 | -0.59161 | 0.063644 | 376.5575 | -289.877 | 0 | 2511.671 | 2514.015 | Competitive | 0 | 0 | 0 | 0 | 1 | 1 | 1 | Non-Competitive | Non-Competitive | Non-Competitive | Non-Competitive | Competitive | 8 | 8 | 9 | 8 | 8 | 9 | 8 | 8 | 9 | 8 | 8 | 9 | 0 | 0 | 0
XWHI58 LON_HI_PELICA1_1 TO_FROM | XWHI58 | LON_HI_PELICA1_1 | 470 | 1 | 1 | LON_HILL4A | PELICAN4A | TO_FROM | 73521.13 | -0.05141 | 0.59161 | -0.06364 | 0.59161 | 566.4842 | -335.731 | 0 | 2514.015 | 2511.671 | Competitive | 0 | 0 | 0 | 0 | 1 | 1 | 1 | Non-Competitive | Non-Competitive | Non-Competitive | Non-Competitive | Competitive | 9 | 13 | 20 | 9 | 13 | 20 | 9 | 13 | 20 | 9 | 13 | 20 | 0 | 0 | 0
XWHI58 SINTON_SKIDMO1_1 FROM_TO | XWHI58 | SINTON_SKIDMO1_1 | 38 | 1 | 1 | SKIDMORE2A | SINTON2A | FROM_TO | 73521.13 | -0.03263 | 0.004473 | -0.22039 | 0.40023 | 65.2459 | -52.2054 | 0 | 5799.919 | 1995.18 | Competitive | 0 | 0 | 1 | 1 | 1 | 1 | 1 | Non-Competitive | Non-Competitive | Competitive | Competitive | Competitive | 6 | 8 | 8 | 6 | 8 | 8 | 0 | 0 | 0 | 0 | 0 | 0 | 0 | 0 | 0
XWHI58 SINTON_SKIDMO1_1 TO_FROM | XWHI58 | SINTON_SKIDMO1_1 | 38 | 1 | 1 | SKIDMORE2A | SINTON2A | TO_FROM | 73521.13 | -0.00447 | 0.032626 | -0.40023 | 0.22039 | 72.1058 | -55.18 | 0 | 1995.18 | 5799.919 | Competitive | 0 | 0 | 0 | 0 | 0 | 1 | 0 | Non-Competitive | Non-Competitive | Non-Competitive | Non-Competitive | Non-Competitive | 0 | 0 | 0 | 0 | 0 | 0 | 0 | 0 | 0 | 0 | 0 | 0 | 0 | 0 | 0
XWHT58 WHTNY_MR2L FROM_TO | XWHT58 | WHTNY_MR2L | 450 | 3 | 3 | WHITNEY8 | WHITNYSTR | FROM_TO | 73521.13 | -0.2421 | 0.37872 | -0.41573 | 0.38588 | 222.4529 | -542.269 | 0 | 7254.173 | 9269.65 | Competitive | 0 | 0 | 0 | 0 | 0 | 1 | 1 | Non-Competitive | Non-Competitive | Non-Competitive | Non-Competitive | Non-Competitive | 3 | 3 | 4 | 3 | 3 | 4 | 3 | 3 | 4 | 3 | 3 | 4 | 3 | 3 | 4
XWHT58 WHTNY_MR2L TO_FROM | XWHT58 | WHTNY_MR2L | 450 | 3 | 3 | WHITNEY8 | WHITNYSTR | TO_FROM | 73521.13 | -0.37872 | 0.2421 | -0.38588 | 0.41573 | 696.9833 | -112.323 | 0 | 9269.65 | 7254.173 | Competitive | 0 | 0 | 0 | 0 | 0 | 1 | 1 | Non-Competitive | Non-Competitive | Non-Competitive | Non-Competitive | Non-Competitive | 14 | 14 | 14 | 14 | 14 | 14 | 14 | 14 | 14 | 14 | 14 | 14 | 14 | 14 | 14
XWL2V58 3130__B FROM_TO | XWL2V58 | 3130__B | 172 | 4 | 4 | INDUST_E8 | CMPTON1_8 | FROM_TO | 73521.13 | -0.11873 | 0.014162 | -0.53093 | 0.26573 | 246.7939 | 116.4635 | 0 | 3743.129 | 10000 | Competitive | 0 | 0 | 0 | 0 | 0 | 1 | 1 | Non-Competitive | Non-Competitive | Non-Competitive | Non-Competitive | Non-Competitive | 3 | 3 | 3 | 3 | 3 | 3 | 3 | 3 | 3 | 3 | 3 | 3 | 3 | 3 | 3
XWL2V58 3130__B TO_FROM | XWL2V58 | 3130__B | 172 | 4 | 4 | INDUST_E8 | CMPTON1_8 | TO_FROM | 73521.13 | -0.01416 | 0.11873 | -0.26573 | 0.53093 | -4.3339 | -188.089 | 0 | 10000 | 3743.129 | Competitive | 0 | 0 | 0 | 0 | 0 | 1 | 0 | Non-Competitive | Non-Competitive | Non-Competitive | Non-Competitive | Non-Competitive | 0 | 0 | 0 | 0 | 0 | 0 | 0 | 0 | 0 | 0 | 0 | 0 | 0 | 0 | 0
XWL2V58 WLVEE_MR2L FROM_TO | XWL2V58 | WLVEE_MR2L | 680 | 4 | 4 | WLEVEE_2T8 | 24003 | FROM_TO | 73521.13 | -0.017 | 0.068839 | -0.46405 | 0.40534 | -327.623 | -863.725 | 0 | 2879.014 | 803.714 | Competitive | 1 | 1 | 1 | 1 | 1 | 1 | 0 | Non-Competitive | Non-Competitive | Non-Competitive | Non-Competitive | Non-Competitive | 0 | 0 | 0 | 0 | 0 | 0 | 0 | 0 | 0 | 0 | 0 | 0 | 0 | 0 | 0
XWL2V58 WLVEE_MR2L TO_FROM | XWL2V58 | WLVEE_MR2L | 680 | 4 | 4 | WLEVEE_2T8 | 24003 | TO_FROM | 73521.13 | -0.06884 | 0.017004 | -0.40534 | 0.46405 | 935.9004 | 531.4649 | 0 | 803.714 | 2879.014 | Competitive | 0 | 0 | 0 | 0 | 1 | 1 | 1 | Non-Competitive | Non-Competitive | Non-Competitive | Non-Competitive | Competitive | 22 | 28 | 33 | 22 | 28 | 33 | 22 | 28 | 33 | 22 | 28 | 33 | 0 | 0 | 0
XZOR58 ZORN_2AT2 FROM_TO | XZOR58 | ZORN_2AT2 | 525 | 1 | 1 | L_ZORN__5_1Y | L_ZORN__8_1Y | FROM_TO | 73521.13 | -0.02857 | 0.048281 | -0.35439 | 0.04912 | 556.5423 | 354.7326 | 0 | 6331.861 | 5064.518 | Competitive | 0 | 0 | 0 | 0 | 0 | 1 | 1 | Non-Competitive | Non-Competitive | Non-Competitive | Non-Competitive | Non-Competitive | 10 | 10 | 10 | 10 | 10 | 10 | 10 | 10 | 10 | 10 | 10 | 10 | 10 | 10 | 10
XZOR58 ZORN_2AT2 TO_FROM | XZOR58 | ZORN_2AT2 | 525 | 1 | 1 | L_ZORN__5_1Y | L_ZORN__8_1Y | TO_FROM | 73521.13 | -0.04828 | 0.028571 | -0.04912 | 0.35439 | -317.139 | -504.248 | 0 | 5064.518 | 6331.861 | Competitive | 0 | 0 | 0 | 0 | 0 | 1 | 1 | Non-Competitive | Non-Competitive | Non-Competitive | Non-Competitive | Non-Competitive | 8 | 8 | 8 | 8 | 8 | 8 | 8 | 8 | 8 | 8 | 8 | 8 | 8 | 8 | 8
[31 empty] | sum | 20947 | 28013 | 37453 | 17348 | 22172 | 29094 | 14425 | 17792 | 23152 | 11095 | 13370 | 16956 | 9268 | 11052 | 13978

## SCED CCT SUMMARY
Summary
| ECIT1 | 1000 | 1500 | 2000 | 2500 | 3000 |  | ECIT1=1000 |  |  | ECIT1=1500 |  |  | ECIT1=2000 |  |  | ECIT1=2500 |  |  | ECIT1=3000
| Competitive | 65 | 162 | 265 | 360 | 446 |  | DMEECP=10% | DMEECP=5% | DMEECP=2% | DMEECP=10% | DMEECP=5% | DMEECP=2% | DMEECP=10% | DMEECP=5% | DMEECP=2% | DMEECP=10% | DMEECP=5% | DMEECP=2% | DMEECP=10% | DMEECP=5% | DMEECP=2%
| Pct of Competitive Constraints | 3.152% | 7.856% | 12.85% | 17.46% | 21.63% | Total # of Mitigated Resources | 20947 | 28013 | 37453 | 17348 | 22172 | 29094 | 14425 | 17792 | 23152 | 11095 | 13370 | 16956 | 9268 | 11052 | 13978
| Non-Competitive | 1997 | 1900 | 1797 | 1702 | 1616 | Percentage of Mitigated Resources | 1.665% | 2.227% | 2.978% | 1.379% | 1.763% | 2.313% | 1.147% | 1.415% | 1.841% | 0.8821% | 1.063% | 1.348% | 0.7368% | 0.8787% | 1.111%
| Pct of Non-Competitive Constraints | 96.85% | 92.14% | 87.15% | 82.54% | 78.37%
| Total | 2062 | 2062 | 2062 | 2062 | 2062
Percentage of Mitigated Resources | DMEECP=10% | 1.665% | 1.379% | 1.147% | 0.8821% | 0.7368%
| DMEECP=5% | 2.227% | 1.763% | 1.415% | 1.063% | 0.8787%
| DMEECP=2% | 2.978% | 2.313% | 1.841% | 1.348% | 1.111%