## TitlePage
Report on the Capacity, Demand, and Reserves
in the ERCOT Region
May 2013

## Contents
Contents
Tab | Notes
Disclaimer | Please read.
Definitions | List of definitions
Changes from 2012 CDR (December Update) | List of changes from the 2012 CDR (December Update)
Executive Summary | Synopsis of considerations for this report
SummerSummary | Shows load forecast, generation resources, and reserve margin for Summer 2014 through Summer 2023
SummerCapacities | Lists units and their capabilities used in determining the generation resources in the Summer Summary
WinterSummary | Shows load forecast, generation resources, and reserve margin for Winter 2014 through Winter 2023
WinterCapacities | Lists units and their capabilities used in determining the generation resources in the Winter Summary
SummerFuelTypes | Lists generation fuel types by MW and by percentage for Summer 2014 through Summer 2023
WinterFuelTypes | Lists generation fuel types by MW and by percentage for Winter 2014 through Winter 2023

## Disclaimer
Disclaimer
CDR WORKING PAPER
FOR PLANNING PURPOSES ONLY
This ERCOT Working Paper has been prepared for specific ERCOT and market participant purposes and has been developed from data provided by ERCOT market participants. The data may contain errors or become obsolete and thereby affect the conclusions and opinions of the Working Paper. ERCOT MAKES NO WARRANTY, EXPRESS OR IMPLIED, INCLUDING ANY WARRANTY OF MERCHANTABILITY OR FITNESS FOR ANY PARTICULAR PURPOSE, AND DISCLAIMS ANY AND ALL LIABILITY WITH RESPECT TO THE ACCURACY OF SAME OR THE FITNESS OR APPROPRIATENESS OF SAME FOR ANY PARTICULAR USE. THIS ERCOT WORKING PAPER IS SUPPLIED WITH ALL FAULTS. The specific suitability for any use of the Working Paper and its accuracy should be confirmed by each ERCOT market participant that contributed data for this Working Paper.
This Working Paper is based on data submitted by ERCOT market participants as part of their Annual Load Data Request (ALDR) and their resource asset registration and on data in the EIA-411. As such, this data is updated on an ongoing basis, which means that this report can be rendered obsolete without notice.

## Definitions
Definitions
Available Mothballed Generation
The probability that a mothballed unit will return to service, as provided by its owner, multiplied by the capacity of the unit. Return probabilities are considered protected information under the ERCOT Protocols and therefore are not included in this report.
Effective Load-Carrying Capability (ELCC) of Wind Generation
The amount of wind generation that the Generation Adequacy Task Force (GATF) has recommended to be included in the CDR. The value is 8.7% of the nameplate capacity listed in the Unit Capacities tables, both installed capacity and planned capacity.
Forecast Zone
Forecast Zones have the same boundaries as the 2003 ERCOT Congestion Management Zones. Each Resource will be mapped to a Forecast Zone during the registration process.
LRs (Load Resources)
Load capable of reducing or increasing the need for electrical energy or providing Ancillary Services to the ERCOT System, as described in the ERCOT Protocols, Section 6, Ancillary Services. These Resources may provide the following Ancillary Services: Responsive Reserve Service, Non-Spinning Reserve Service, Replacement Reserve Service, and Regulation Service. The Resources must be registered and qualified by ERCOT and will be scheduled by a Qualified Scheduling Entity
Mothballed Capacity
The difference in the available mothballed generation (see definition above) and the total mothballed capacity.
Mothballed Unit
A generation resource for which a generation entity has submitted a Notification of Suspension of Operations, for which ERCOT has declined to execute an RMR agreement, and for which the generation entity has not announced retirement of the generation resource.
Net Dependable Capability
Maximum sustainable capability of a generation resource as demonstrated by performance testing.
Non-Synchronous Tie
Any non-synchronous transmission interconnection between ERCOT and non-ERCOT electric power systems
Other Potential Resources
Capacity resources that include one of the following:
• Remaining "mothballed" capacity not included as resources in the reserve margin calculation
• Remaining DC tie capacity not included as resources in the reserve margin calculation, and
• New generating units that have initiated full transmission interconnection studies through the ERCOT generation interconnection process (Note that new wind units would be included based on the appropriate discounted capacity value applied to existing wind generating units.)
Planned Units in Full Interconnection Study Phase
To connect new generation to the ERCOT grid, a generation developer must go through a set procedure. The first step is a high-level screening study to determine the effects of adding the new generation on the transmission system. The second step is the full interconnection study. These are detailed studies done by the transmission owners to determine the effects of the addition of new generation on the transmission system.
Private Networks
An electric network connected to the ERCOT transmission grid that contains load that is not directly metered by ERCOT (i.e., load that is typically netted with internal generation).
Reliability Must-Run (RMR) Unit
A generation resource unit operated under the terms of an agreement with ERCOT that would not otherwise be operated except that they are necessary to provide voltage support, stability or management of localized transmission constraints under first contingency criteria.
Signed IA (Interconnection Agreement)
An agreement that sets forth requirements for physical connection between an eligible transmission service customer and a transmission or distribution service provider
Switchable Unit
A generation resource that can be connected to either the ERCOT transmission grid or a grid outside the ERCOT Region.

## Changes
Changes from 2012 CDR (December Update)
1 | Retirement of two Leon Creek units (LCP3G3 & LCP4G4) that were previously mothballed
2 | Whitney Dam 1 entered into mothball status
3 | All SR Bertron units were returned to service from mothball status
4 | The commercial operation date for the Panda Sherman and Temple I projects was moved up from mid to early summer 2014
5 | The following projects have finalized the necessary agreements and permits to be added to CDR:
| Project Name | Year In Service | County | Fuel | MW Capacity
| WA Parish Addition | 2014 | Fort Bend | Gas | 90
| Deepwater Energy Storage | 2014 | Harris | Storage | 40
| OCI Alamo 1 | 2014 | Bexar | Solar | 50
| Deer Park Energy Center | 2014 | Harris | Gas | 195
| Channel Energy Center 138/345kV CT | 2014 | Harris | Gas | 190
| Antelope Station | 2016 | Hale | Gas | 364
| Spinning Spur Wind Two | 2014 | Oldham | Wind | 161
| Mariah Wind 1 | 2014 | Parmer | Wind | 200
| Panhandle Wind | 2014 | Carson | Wind | 322
| Miami Wind 1 Project | 2014 | Gray | Wind | 401
| Mariah Wind 2 | 2015 | Parmer | Wind | 200
| Longhorn Energy Center | 2015 | Briscoe | Wind | 361
| South Clay Windfarm | 2015 | Clay | Wind | 200
| Mariah Wind 3 | 2015 | Parmer | Wind | 200

## Executive_Summary
Executive Summary
ERCOT has developed this report using data provided by resource owners and by transmission service providers. Although ERCOT works to ensure that the data provided are as accurate and current as possible, we cannot independently verify all of the information provided to us. The methodology for developing this report is defined in Chapter 3 of the ERCOT Protocols (see: http://www.ercot.com/content/mktrules/nprotocols/current/03-040213_Nodal.doc). Information available to ERCOT as of April 19, 2012, is included in this report.
Current information indicates that the planning reserve margin in the ERCOT region will be above the target reserve margin of 13.75% for the 2014 peak season but will then fall below the target level for the remainder of the reporting period. The planning reserve margin for the peak season of 2014 is forecasted to be 13.8%. This number is higher than the 2014 forecast provided in the December 2012 CDR because ERCOT was recently notified by the developer of the Panda Temple I and Panda Sherman combined-cycle plants that these facilities will start commercial operations by early June 2014; as a result, these units are now included in the list of units available for peak season 2014. There is one other combined-cycle facility, the Ferguson unit, currently under construction. This unit is scheduled to begin commercial operations during the summer of 2014. If this unit is also available at the time of system peak in 2014, the effective planning reserve margin will be 14.6%.
The load forecast included in this assessment is based on economic data contained in Moody's latest "Low Economic Growth" forecast for the ERCOT region. For more information regarding this forecast, please see: http://www.ercot.com/content/meetings/gatf/keydocs/2012/1203/2012_Long-Term_Load_Forecast_Update_GATF_-_December_2012.ppt.
The expected amount of participation in the Emergency Response Service noted in the Summer Summary table does not include the resources participating in the 30-Minute Emergency Response Service Pilot Project (approximately 80 MW) as this service has not been codified in market protocols at this time.
CPS Energy has publicly announced its plans to deactivate the two coal-fired J. T. Deely units (a combined 845 MW) by the end of 2018. Although ERCOT has not been formally notified of this change in unit status (as required by market protocols at least 90 days prior to the proposed idling of a registered resource), based on the information made available by CPS Energy, these units are assumed to be taken off-line in this assessment in the year noted above.

## SummerSummary
2013 Report on the Capacity, Demand, and Reserves in the ERCOT Region
Summer Summary
Load Forecast: |  | 2014 | 2015 | 2016 | 2017 | 2018 | 2019 | 2020 | 2021 | 2022 | 2023
| Total Summer Peak Demand, MW | 69807 | 72071 | 74191 | 75409 | 76186 | 76882 | 77608 | 78380 | 79055 | 79651
| less LRS Serving as Responsive Reserve, MW | 1222 | 1222 | 1222 | 1222 | 1222 | 1222 | 1222 | 1222 | 1222 | 1222
| less LRS Serving as Non-Spinning Reserve, MW | 0 | 0 | 0 | 0 | 0 | 0 | 0 | 0 | 0 | 0
| less Emergency Response Service | 475.2 | 522.72 | 574.992 | 632.4912 | 695.7403 | 765.3144 | 841.8458 | 926.0304 | 1018.6334 | 1121
| less Energy Efficiency Programs (per Utilities Code Section 39.905 (b-4)) | 518.049 | 647.7768 | 781.3206 | 917.0568 | 1054.1916 | 1192.5792 | 1209.8772 | 1225.3086 | 1237.8798 | 1238
| Firm Load Forecast, MW | 67591.751 | 69678.5032 | 71612.6874 | 72637.452 | 73214.0681 | 73702.1064 | 74334.277 | 75006.661 | 75576.4868 | 76070
Resources: |  | 2014 | 2015 | 2016 | 2017 | 2018 | 2019 | 2020 | 2021 | 2022 | 2023
| Installed Capacity, MW | 64997.886 | 64997.886 | 64997.886 | 64997.886 | 64997.886 | 64997.886 | 64997.886 | 64997.886 | 64997.886 | 64997.886
| Capacity from Private Networks, MW | 4331 | 4331 | 4331 | 4331 | 4331 | 4331 | 4331 | 4331 | 4331 | 4331
| Effective Load-Carrying Capability (ELCC) of Wind Generation, MW | 919.5465 | 919.5465 | 919.5465 | 919.5465 | 919.5465 | 919.5465 | 919.5465 | 919.5465 | 919.5465 | 919.5465
| RMR Units to be under Contract, MW | 0 | 0 | 0 | 0 | 0 | 0 | 0 | 0 | 0 | 0
| Operational Generation, MW | 70248.4325 | 70248.4325 | 70248.4325 | 70248.4325 | 70248.4325 | 70248.4325 | 70248.4325 | 70248.4325 | 70248.4325 | 70248.4325
| 50% of Non-Synchronous Ties, MW | 628 | 628 | 628 | 628 | 628 | 628 | 628 | 628 | 628 | 628
| Switchable Units, MW | 2977 | 2977 | 2977 | 2977 | 2977 | 2977 | 2977 | 2977 | 2977 | 2977
| Available Mothballed Generation, MW | 618 | 722 | 590 | 430 | 246 | 167 | 167 | 167 | 167 | 167
| Planned Units (not wind) with Signed IA and Air Permit, MW | 2927.2 | 3497.2 | 4881.2 | 6261.2 | 6261.2 | 6261.2 | 6261.2 | 6261.2 | 6261.2 | 6261.2
| ELCC of Planned Wind Units with Signed IA, MW | 186.963 | 388.977 | 399.417 | 399.417 | 399.417 | 399.417 | 399.417 | 399.417 | 399.417 | 399.417
| Total Resources, MW | 77585.5955 | 78461.6095 | 79724.0495 | 80944.0495 | 80760.0495 | 80681.0495 | 80681.0495 | 80681.0495 | 80681.0495 | 80681.0495
| less Switchable Units Unavailable to ERCOT, MW | -317 | -317 | -317 | -317 | -317 | -317 | -317 | 0 | 0 | 0
| less Retiring Units, MW | -354 | -354 | -354 | -354 | -354 | -1199 | -1199 | -1199 | -1199 | -1199
| Resources, MW | 76914.5955 | 77790.6095 | 79053.0495 | 80273.0495 | 80089.0495 | 79165.0495 | 79165.0495 | 79482.0495 | 79482.0495 | 79482.0495
| Reserve Margin | 13.79% | 11.64% | 10.39% | 10.51% | 9.39% | 7.412% | 6.499% | 5.967% | 5.168% | 4.485%
(Resources - Firm Load Forecast)/Firm Load Forecast
2013 Report on the Capacity, Demand, and Reserves in the ERCOT Region
Summer Summary
|  | 76885.6168 | 79259.2974 | 81459.4319 | 82625.1016 | 83281.0024 | 83836.1461 | 84555.2401 | 85320.0769 | 85968.2537 | 86529.625

## SummerCapacities
Unit Capacities - Summer
Units used in determining the generation resources in the Summer Summary
Operational capacities are based on unit testing. Other capacities are based on information provided by the plant owners. This list includes MW available to the grid from private network (self-serve) units. It also includes distributed generation units that have registered with ERCOT. Data without unit names are for private network units or are planned generation that is not public.
Unit Name | Unit Code | County | Fuel | Forecast Zone | Year In Service | 2014 | 2015 | 2016 | 2017 | 2018 | 2019 | 2020 | 2021 | 2022 | 2023
Alvin | AV_DG1 | Galveston | Biomass | Houston | 2002 | 6.7 | 6.7 | 6.7 | 6.7 | 6.7 | 6.7 | 6.7 | 6.7 | 6.7 | 6.7
Austin Landfill Gas | DG_SPRIN_4UNITS | Travis | Biomass | South | 2007 | 6.4 | 6.4 | 6.4 | 6.4 | 6.4 | 6.4 | 6.4 | 6.4 | 6.4 | 6.4
Covel Gardens Power Station | DG_MEDIN_1UNIT | Bexar | Biomass | South | 2005 | 9.6 | 9.6 | 9.6 | 9.6 | 9.6 | 9.6 | 9.6 | 9.6 | 9.6 | 9.6
DFW Gas Recovery | DG_BIO2_4UNITS | Denton | Biomass | North | 2009 | 6.4 | 6.4 | 6.4 | 6.4 | 6.4 | 6.4 | 6.4 | 6.4 | 6.4 | 6.4
DG_Bioenergy Partners | DG_BIOE_2UNITS | Denton | Biomass | North | 1988 | 6.2 | 6.2 | 6.2 | 6.2 | 6.2 | 6.2 | 6.2 | 6.2 | 6.2 | 6.2
Farmer's Branch Landfill | DG_HBR_2UNITS | Denton | Biomass | North | 2011 | 3.2 | 3.2 | 3.2 | 3.2 | 3.2 | 3.2 | 3.2 | 3.2 | 3.2 | 3.2
FW Region Gen Facility | DG_RDLML_1UNIT | Tarrant | Biomass | North | 2006 | 1.6 | 1.6 | 1.6 | 1.6 | 1.6 | 1.6 | 1.6 | 1.6 | 1.6 | 1.6
Humble | HB_DG1 | Harris | Biomass | Houston | 2002 | 10 | 10 | 10 | 10 | 10 | 10 | 10 | 10 | 10 | 10
Liberty | LB_DG1 | Harris | Biomass | Houston | 2002 | 3.872 | 3.872 | 3.872 | 3.872 | 3.872 | 3.872 | 3.872 | 3.872 | 3.872 | 3.872
Lufkin Biomass | LFBIO_UNIT1 | Angelina | Biomass | North | 2011 | 45 | 45 | 45 | 45 | 45 | 45 | 45 | 45 | 45 | 45
McKinney Landfill | DG_MKNSW_2UNITS | Collin | Biomass | North | 2011 | 3.2 | 3.2 | 3.2 | 3.2 | 3.2 | 3.2 | 3.2 | 3.2 | 3.2 | 3.2
Mesquite Creek Energy | DG_FREIH_2UNITS | Comal | Biomass | South | 2010 | 3.2 | 3.2 | 3.2 | 3.2 | 3.2 | 3.2 | 3.2 | 3.2 | 3.2 | 3.2
Nacogdoches Power | NACPW_UNIT1 | Nacogdoches | Biomass | North | 2012 | 105 | 105 | 105 | 105 | 105 | 105 | 105 | 105 | 105 | 105
Skyline Landfill Energy | DG_FERIS_4UNITS | Dallas | Biomass | North | 2007 | 6.4 | 6.4 | 6.4 | 6.4 | 6.4 | 6.4 | 6.4 | 6.4 | 6.4 | 6.4
Trinity Bay | TRN_DG1 | Chambers | Biomass | Houston | 2002 | 3.872 | 3.872 | 3.872 | 3.872 | 3.872 | 3.872 | 3.872 | 3.872 | 3.872 | 3.872
Trinity Oaks LFG | DG_KLBRG_1UNIT | Dallas | Biomass | North | 2009 | 3.2 | 3.2 | 3.2 | 3.2 | 3.2 | 3.2 | 3.2 | 3.2 | 3.2 | 3.2
Walzem Road | DG_WALZE_4UNITS | Bexar | Biomass | South | 2002 | 9.78 | 9.78 | 9.78 | 9.78 | 9.78 | 9.78 | 9.78 | 9.78 | 9.78 | 9.78
Westside | DG_WSTHL_3UNITS | Parker | Biomass | North | 2010 | 4.8 | 4.8 | 4.8 | 4.8 | 4.8 | 4.8 | 4.8 | 4.8 | 4.8 | 4.8
Big Brown 1 | BBSES_UNIT1 | Freestone | Coal | North | 1971 | 600 | 600 | 600 | 600 | 600 | 600 | 600 | 600 | 600 | 600
Big Brown 2 | BBSES_UNIT2 | Freestone | Coal | North | 1972 | 595 | 595 | 595 | 595 | 595 | 595 | 595 | 595 | 595 | 595
Coleto Creek | COLETO_COLETOG1 | Goliad | Coal | South | 1980 | 650 | 650 | 650 | 650 | 650 | 650 | 650 | 650 | 650 | 650
Fayette Power Project 1 | FPPYD1_FPP_G1 | Fayette | Coal | South | 1979 | 604 | 604 | 604 | 604 | 604 | 604 | 604 | 604 | 604 | 604
Fayette Power Project 2 | FPPYD1_FPP_G2 | Fayette | Coal | South | 1980 | 599 | 599 | 599 | 599 | 599 | 599 | 599 | 599 | 599 | 599
Fayette Power Project 3 | FPPYD2_FPP_G3 | Fayette | Coal | South | 1988 | 441 | 441 | 441 | 441 | 441 | 441 | 441 | 441 | 441 | 441
Gibbons Creek 1 | GIBCRK_GIB_CRG1 | Grimes | Coal | North | 1982 | 470 | 470 | 470 | 470 | 470 | 470 | 470 | 470 | 470 | 470
J K Spruce 1 | CALAVERS_JKS1 | Bexar | Coal | South | 1992 | 555 | 555 | 555 | 555 | 555 | 555 | 555 | 555 | 555 | 555
J K Spruce 2 | CALAVERS_JKS2 | Bexar | Coal | South | 2010 | 775 | 775 | 775 | 775 | 775 | 775 | 775 | 775 | 775 | 775
J T Deely 1 | CALAVERS_JTD1 | Bexar | Coal | South | 1977 | 425 | 425 | 425 | 425 | 425 | 425 | 425 | 425 | 425 | 425
J T Deely 2 | CALAVERS_JTD2 | Bexar | Coal | South | 1978 | 420 | 420 | 420 | 420 | 420 | 420 | 420 | 420 | 420 | 420
Limestone 1 | LEG_LEG_G1 | Limestone | Coal | North | 1985 | 831 | 831 | 831 | 831 | 831 | 831 | 831 | 831 | 831 | 831
Limestone 2 | LEG_LEG_G2 | Limestone | Coal | North | 1986 | 858 | 858 | 858 | 858 | 858 | 858 | 858 | 858 | 858 | 858
Martin Lake 1 | MLSES_UNIT1 | Rusk | Coal | North | 1977 | 800 | 800 | 800 | 800 | 800 | 800 | 800 | 800 | 800 | 800
Martin Lake 2 | MLSES_UNIT2 | Rusk | Coal | North | 1978 | 805 | 805 | 805 | 805 | 805 | 805 | 805 | 805 | 805 | 805
Martin Lake 3 | MLSES_UNIT3 | Rusk | Coal | North | 1979 | 805 | 805 | 805 | 805 | 805 | 805 | 805 | 805 | 805 | 805
Monticello 1 | MNSES_UNIT1 | Titus | Coal | North | 1974 | 535 | 535 | 535 | 535 | 535 | 535 | 535 | 535 | 535 | 535
Monticello 2 | MNSES_UNIT2 | Titus | Coal | North | 1975 | 535 | 535 | 535 | 535 | 535 | 535 | 535 | 535 | 535 | 535
Monticello 3 | MNSES_UNIT3 | Titus | Coal | North | 1978 | 795 | 795 | 795 | 795 | 795 | 795 | 795 | 795 | 795 | 795
Oak Grove SES Unit 1 | OGSES_UNIT1A | Robertson | Coal | North | 2011 | 840 | 840 | 840 | 840 | 840 | 840 | 840 | 840 | 840 | 840
Oak Grove SES Unit 2 | OGSES_UNIT2 | Robertson | Coal | North | 2011 | 825 | 825 | 825 | 825 | 825 | 825 | 825 | 825 | 825 | 825
Oklaunion 1 | OKLA_OKLA_G1 | Wilbarger | Coal | West | 1986 | 650 | 650 | 650 | 650 | 650 | 650 | 650 | 650 | 650 | 650
San Miguel 1 | SANMIGL_SANMIGG1 | Atascosa | Coal | South | 1982 | 391 | 391 | 391 | 391 | 391 | 391 | 391 | 391 | 391 | 391
Sandow 5 | SD5SES_UNIT5 | Milam | Coal | South | 2010 | 570 | 570 | 570 | 570 | 570 | 570 | 570 | 570 | 570 | 570
Twin Oaks 1 | TNP_ONE_TNP_O_1 | Robertson | Coal | North | 1990 | 156 | 156 | 156 | 156 | 156 | 156 | 156 | 156 | 156 | 156
Twin Oaks 2 | TNP_ONE_TNP_O_2 | Robertson | Coal | North | 1991 | 156 | 156 | 156 | 156 | 156 | 156 | 156 | 156 | 156 | 156
W A Parish 5 | WAP_WAP_G5 | Ft. Bend | Coal | Houston | 1977 | 659 | 659 | 659 | 659 | 659 | 659 | 659 | 659 | 659 | 659
W A Parish 6 | WAP_WAP_G6 | Ft. Bend | Coal | Houston | 1978 | 658 | 658 | 658 | 658 | 658 | 658 | 658 | 658 | 658 | 658
W A Parish 7 | WAP_WAP_G7 | Ft. Bend | Coal | Houston | 1980 | 577 | 577 | 577 | 577 | 577 | 577 | 577 | 577 | 577 | 577
W A Parish 8 | WAP_WAP_G8 | Ft. Bend | Coal | Houston | 1982 | 610 | 610 | 610 | 610 | 610 | 610 | 610 | 610 | 610 | 610
A von Rosenberg 1-CT1 | BRAUNIG_AVR1_CT1 | Bexar | Gas | South | 2000 | 155 | 155 | 155 | 155 | 155 | 155 | 155 | 155 | 155 | 155
A von Rosenberg 1-CT2 | BRAUNIG_AVR1_CT2 | Bexar | Gas | South | 2000 | 155 | 155 | 155 | 155 | 155 | 155 | 155 | 155 | 155 | 155
A von Rosenberg 1-ST1 | BRAUNIG_AVR1_ST | Bexar | Gas | South | 2000 | 180 | 180 | 180 | 180 | 180 | 180 | 180 | 180 | 180 | 180
Atkins 7 | ATKINS_ATKINSG7 | Brazos | Gas | North | 1973 | 20 | 20 | 20 | 20 | 20 | 20 | 20 | 20 | 20 | 20
B M Davis 1 | B_DAVIS_B_DAVIG1 | Nueces | Gas | South | 1974 | 335 | 335 | 335 | 335 | 335 | 335 | 335 | 335 | 335 | 335
B M Davis 2 | B_DAVIS_B_DAVIG2 | Nueces | Gas | South | 1976 | 319 | 319 | 319 | 319 | 319 | 319 | 319 | 319 | 319 | 319
B M Davis 3 | B_DAVIS_B_DAVIG3 | Nueces | Gas | South | 2009 | 157 | 157 | 157 | 157 | 157 | 157 | 157 | 157 | 157 | 157
B M Davis 4 | B_DAVIS_B_DAVIG4 | Nueces | Gas | South | 2009 | 157 | 157 | 157 | 157 | 157 | 157 | 157 | 157 | 157 | 157
Bastrop Energy Center 1 | BASTEN_GTG1100 | Bastrop | Gas | South | 2002 | 150 | 150 | 150 | 150 | 150 | 150 | 150 | 150 | 150 | 150
Bastrop Energy Center 2 | BASTEN_GTG2100 | Bastrop | Gas | South | 2002 | 150 | 150 | 150 | 150 | 150 | 150 | 150 | 150 | 150 | 150
Bastrop Energy Center 3 | BASTEN_ST0100 | Bastrop | Gas | South | 2002 | 233 | 233 | 233 | 233 | 233 | 233 | 233 | 233 | 233 | 233
Big Spring | CARBN_BSP_1 | Howard | Gas | West | 2006 | 17.5 | 17.5 | 17.5 | 17.5 | 17.5 | 17.5 | 17.5 | 17.5 | 17.5 | 17.5
Bosque County Peaking 1 | BOSQUESW_BSQSU_1 | Bosque | Gas | North | 2000 | 149 | 149 | 149 | 149 | 149 | 149 | 149 | 149 | 149 | 149
Bosque County Peaking 2 | BOSQUESW_BSQSU_2 | Bosque | Gas | North | 2000 | 149 | 149 | 149 | 149 | 149 | 149 | 149 | 149 | 149 | 149
Bosque County Peaking 3 | BOSQUESW_BSQSU_3 | Bosque | Gas | North | 2001 | 145 | 145 | 145 | 145 | 145 | 145 | 145 | 145 | 145 | 145
Bosque County Peaking 4 | BOSQUESW_BSQSU_4 | Bosque | Gas | North | 2001 | 78 | 78 | 78 | 78 | 78 | 78 | 78 | 78 | 78 | 78
Bosque County Unit 5 | BOSQUESW_BSQSU_5 | Bosque | Gas | North | 2009 | 205 | 205 | 205 | 205 | 205 | 205 | 205 | 205 | 205 | 205
Brazos Valley 1 | BVE_UNIT1 | Ft Bend | Gas | Houston | 2003 | 166 | 166 | 166 | 166 | 166 | 166 | 166 | 166 | 166 | 166
Brazos Valley 2 | BVE_UNIT2 | Ft Bend | Gas | Houston | 2003 | 166 | 166 | 166 | 166 | 166 | 166 | 166 | 166 | 166 | 166
Brazos Valley 3 | BVE_UNIT3 | Ft Bend | Gas | Houston | 2003 | 270 | 270 | 270 | 270 | 270 | 270 | 270 | 270 | 270 | 270
Calenergy (Falcon Seaboard) 1 | FLCNS_UNIT1 | Howard | Gas | West | 1987 | 75 | 75 | 75 | 75 | 75 | 75 | 75 | 75 | 75 | 75
Calenergy (Falcon Seaboard) 2 | FLCNS_UNIT2 | Howard | Gas | West | 1987 | 75 | 75 | 75 | 75 | 75 | 75 | 75 | 75 | 75 | 75
Calenergy (Falcon Seaboard) 3 | FLCNS_UNIT3 | Howard | Gas | West | 1988 | 70 | 70 | 70 | 70 | 70 | 70 | 70 | 70 | 70 | 70
Cedar Bayou 1 | CBY_CBY_G1 | Chambers | Gas | Houston | 1970 | 745 | 745 | 745 | 745 | 745 | 745 | 745 | 745 | 745 | 745
Cedar Bayou 2 | CBY_CBY_G2 | Chambers | Gas | Houston | 1972 | 749 | 749 | 749 | 749 | 749 | 749 | 749 | 749 | 749 | 749
Cedar Bayou 4 | CBY4_CT41 | Chambers | Gas | Houston | 2009 | 163 | 163 | 163 | 163 | 163 | 163 | 163 | 163 | 163 | 163
Cedar Bayou 5 | CBY4_CT42 | Chambers | Gas | Houston | 2009 | 163 | 163 | 163 | 163 | 163 | 163 | 163 | 163 | 163 | 163
Cedar Bayou 6 | CBY4_ST04 | Chambers | Gas | Houston | 2009 | 178 | 178 | 178 | 178 | 178 | 178 | 178 | 178 | 178 | 178
Colorado Bend Energy Center | CBEC_GT1 | Wharton | Gas | Houston | 2007 | 76 | 76 | 76 | 76 | 76 | 76 | 76 | 76 | 76 | 76
Colorado Bend Energy Center | CBEC_GT2 | Wharton | Gas | Houston | 2007 | 69 | 69 | 69 | 69 | 69 | 69 | 69 | 69 | 69 | 69
Colorado Bend Energy Center | CBEC_GT3 | Wharton | Gas | Houston | 2008 | 72 | 72 | 72 | 72 | 72 | 72 | 72 | 72 | 72 | 72
Colorado Bend Energy Center | CBEC_GT4 | Wharton | Gas | Houston | 2008 | 72 | 72 | 72 | 72 | 72 | 72 | 72 | 72 | 72 | 72
Colorado Bend Energy Center | CBEC_STG1 | Wharton | Gas | Houston | 2007 | 103 | 103 | 103 | 103 | 103 | 103 | 103 | 103 | 103 | 103
Colorado Bend Energy Center | CBEC_STG2 | Wharton | Gas | Houston | 2008 | 106 | 106 | 106 | 106 | 106 | 106 | 106 | 106 | 106 | 106
CVC Channelview 1 | CVC_CVC_G1 | Harris | Gas | Houston | 2008 | 156 | 156 | 156 | 156 | 156 | 156 | 156 | 156 | 156 | 156
CVC Channelview 2 | CVC_CVC_G2 | Harris | Gas | Houston | 2008 | 158 | 158 | 158 | 158 | 158 | 158 | 158 | 158 | 158 | 158
CVC Channelview 3 | CVC_CVC_G3 | Harris | Gas | Houston | 2008 | 160 | 160 | 160 | 160 | 160 | 160 | 160 | 160 | 160 | 160
CVC Channelview 5 | CVC_CVC_G5 | Harris | Gas | Houston | 2008 | 122 | 122 | 122 | 122 | 122 | 122 | 122 | 122 | 122 | 122
Dansby 1 | DANSBY_DANSBYG1 | Brazos | Gas | North | 1978 | 110 | 110 | 110 | 110 | 110 | 110 | 110 | 110 | 110 | 110
Dansby 2 | DANSBY_DANSBYG2 | Brazos | Gas | North | 2004 | 48 | 48 | 48 | 48 | 48 | 48 | 48 | 48 | 48 | 48
Dansby 3 | DANSBY_DANSBYG3 | Brazos | Gas | North | 2010 | 48 | 48 | 48 | 48 | 48 | 48 | 48 | 48 | 48 | 48
Decker Creek 1 | DECKER_DPG1 | Travis | Gas | South | 2000 | 315 | 315 | 315 | 315 | 315 | 315 | 315 | 315 | 315 | 315
Decker Creek 2 | DECKER_DPG2 | Travis | Gas | South | 2000 | 420 | 420 | 420 | 420 | 420 | 420 | 420 | 420 | 420 | 420
Decker Creek G1 | DECKER_DPGT_1 | Travis | Gas | South | 2000 | 48 | 48 | 48 | 48 | 48 | 48 | 48 | 48 | 48 | 48
Decker Creek G2 | DECKER_DPGT_2 | Travis | Gas | South | 2000 | 48 | 48 | 48 | 48 | 48 | 48 | 48 | 48 | 48 | 48
Decker Creek G3 | DECKER_DPGT_3 | Travis | Gas | South | 2000 | 48 | 48 | 48 | 48 | 48 | 48 | 48 | 48 | 48 | 48
Decker Creek G4 | DECKER_DPGT_4 | Travis | Gas | South | 2000 | 48 | 48 | 48 | 48 | 48 | 48 | 48 | 48 | 48 | 48
DeCordova A | DCSES_CT10 | Hood | Gas | North | 2010 | 71 | 71 | 71 | 71 | 71 | 71 | 71 | 71 | 71 | 71
DeCordova B | DCSES_CT20 | Hood | Gas | North | 2010 | 70 | 70 | 70 | 70 | 70 | 70 | 70 | 70 | 70 | 70
DeCordova C | DCSES_CT30 | Hood | Gas | North | 2010 | 69 | 69 | 69 | 69 | 69 | 69 | 69 | 69 | 69 | 69
DeCordova D | DCSES_CT40 | Hood | Gas | North | 2010 | 68 | 68 | 68 | 68 | 68 | 68 | 68 | 68 | 68 | 68
Deer Park Energy Center 1 | DDPEC_GT1 | Harris | Gas | Houston | 2002 | 183 | 183 | 183 | 183 | 183 | 183 | 183 | 183 | 183 | 183
Deer Park Energy Center 2 | DDPEC_GT2 | Harris | Gas | Houston | 2002 | 199 | 199 | 199 | 199 | 199 | 199 | 199 | 199 | 199 | 199
Deer Park Energy Center 3 | DDPEC_GT3 | Harris | Gas | Houston | 2002 | 183 | 183 | 183 | 183 | 183 | 183 | 183 | 183 | 183 | 183
Deer Park Energy Center 4 | DDPEC_GT4 | Harris | Gas | Houston | 2002 | 199 | 199 | 199 | 199 | 199 | 199 | 199 | 199 | 199 | 199
Deer Park Energy Center S | DDPEC_ST1 | Harris | Gas | Houston | 2002 | 290 | 290 | 290 | 290 | 290 | 290 | 290 | 290 | 290 | 290
Ennis Power Station 1 | ETCCS_UNIT1 | Ellis | Gas | North | 2002 | 116 | 116 | 116 | 116 | 116 | 116 | 116 | 116 | 116 | 116
Ennis Power Station 2 | ETCCS_CT1 | Ellis | Gas | North | 2002 | 196 | 196 | 196 | 196 | 196 | 196 | 196 | 196 | 196 | 196
ExTex La Porte Pwr Stn (AirPro) 1 | AZ_AZ_G1 | Harris | Gas | Houston | 2009 | 38 | 38 | 38 | 38 | 38 | 38 | 38 | 38 | 38 | 38
ExTex La Porte Pwr Stn (AirPro) 2 | AZ_AZ_G2 | Harris | Gas | Houston | 2009 | 38 | 38 | 38 | 38 | 38 | 38 | 38 | 38 | 38 | 38
ExTex La Porte Pwr Stn (AirPro) 3 | AZ_AZ_G3 | Harris | Gas | Houston | 2009 | 38 | 38 | 38 | 38 | 38 | 38 | 38 | 38 | 38 | 38
ExTex La Porte Pwr Stn (AirPro) 4 | AZ_AZ_G4 | Harris | Gas | Houston | 2009 | 38 | 38 | 38 | 38 | 38 | 38 | 38 | 38 | 38 | 38
Forney Energy Center GT11 | FRNYPP_GT11 | Kaufman | Gas | North | 2003 | 159.7 | 159.7 | 159.7 | 159.7 | 159.7 | 159.7 | 159.7 | 159.7 | 159.7 | 159.7
Forney Energy Center GT12 | FRNYPP_GT12 | Kaufman | Gas | North | 2003 | 159.7 | 159.7 | 159.7 | 159.7 | 159.7 | 159.7 | 159.7 | 159.7 | 159.7 | 159.7
Forney Energy Center GT13 | FRNYPP_GT13 | Kaufman | Gas | North | 2003 | 159.7 | 159.7 | 159.7 | 159.7 | 159.7 | 159.7 | 159.7 | 159.7 | 159.7 | 159.7
Forney Energy Center GT21 | FRNYPP_GT21 | Kaufman | Gas | North | 2003 | 159.7 | 159.7 | 159.7 | 159.7 | 159.7 | 159.7 | 159.7 | 159.7 | 159.7 | 159.7
Forney Energy Center GT22 | FRNYPP_GT22 | Kaufman | Gas | North | 2003 | 159.7 | 159.7 | 159.7 | 159.7 | 159.7 | 159.7 | 159.7 | 159.7 | 159.7 | 159.7
Forney Energy Center GT23 | FRNYPP_GT23 | Kaufman | Gas | North | 2003 | 159.7 | 159.7 | 159.7 | 159.7 | 159.7 | 159.7 | 159.7 | 159.7 | 159.7 | 159.7
Forney Energy Center STG10 | FRNYPP_ST10 | Kaufman | Gas | North | 2003 | 400.9 | 400.9 | 400.9 | 400.9 | 400.9 | 400.9 | 400.9 | 400.9 | 400.9 | 400.9
Forney Energy Center STG20 | FRNYPP_ST20 | Kaufman | Gas | North | 2003 | 400.9 | 400.9 | 400.9 | 400.9 | 400.9 | 400.9 | 400.9 | 400.9 | 400.9 | 400.9
Freestone Energy Center 1 | FREC_GT1 | Freestone | Gas | North | 2002 | 151.56 | 151.56 | 151.56 | 151.56 | 151.56 | 151.56 | 151.56 | 151.56 | 151.56 | 151.56
Freestone Energy Center 2 | FREC_GT2 | Freestone | Gas | North | 2002 | 151.56 | 151.56 | 151.56 | 151.56 | 151.56 | 151.56 | 151.56 | 151.56 | 151.56 | 151.56
Freestone Energy Center 3 | FREC_ST3 | Freestone | Gas | North | 2002 | 176.23 | 176.23 | 176.23 | 176.23 | 176.23 | 176.23 | 176.23 | 176.23 | 176.23 | 176.23
Freestone Energy Center 4 | FREC_GT4 | Freestone | Gas | North | 2002 | 151.69 | 151.69 | 151.69 | 151.69 | 151.69 | 151.69 | 151.69 | 151.69 | 151.69 | 151.69
Freestone Energy Center 5 | FREC_GT5 | Freestone | Gas | North | 2002 | 151.69 | 151.69 | 151.69 | 151.69 | 151.69 | 151.69 | 151.69 | 151.69 | 151.69 | 151.69
Freestone Energy Center 6 | FREC_ST6 | Freestone | Gas | North | 2002 | 174.47 | 174.47 | 174.47 | 174.47 | 174.47 | 174.47 | 174.47 | 174.47 | 174.47 | 174.47
Frontera 1 | FRONTERA_FRONTEG1 | Hidalgo | Gas | South | 1999 | 170 | 170 | 170 | 170 | 170 | 170 | 170 | 170 | 170 | 170
Frontera 2 | FRONTERA_FRONTEG2 | Hidalgo | Gas | South | 1999 | 170 | 170 | 170 | 170 | 170 | 170 | 170 | 170 | 170 | 170
Frontera 3 | FRONTERA_FRONTEG3 | Hidalgo | Gas | South | 2000 | 184 | 184 | 184 | 184 | 184 | 184 | 184 | 184 | 184 | 184
Graham 1 | GRSES_UNIT1 | Young | Gas | West | 1960 | 225 | 225 | 225 | 225 | 225 | 225 | 225 | 225 | 225 | 225
Graham 2 | GRSES_UNIT2 | Young | Gas | West | 1969 | 390 | 390 | 390 | 390 | 390 | 390 | 390 | 390 | 390 | 390
Greens Bayou 5 | GBY_GBY_5 | Harris | Gas | Houston | 1973 | 406 | 406 | 406 | 406 | 406 | 406 | 406 | 406 | 406 | 406
Greens Bayou 73 | GBY_GBYGT73 | Harris | Gas | Houston | 1976 | 46 | 46 | 46 | 46 | 46 | 46 | 46 | 46 | 46 | 46
Greens Bayou 74 | GBY_GBYGT74 | Harris | Gas | Houston | 1976 | 46 | 46 | 46 | 46 | 46 | 46 | 46 | 46 | 46 | 46
Greens Bayou 81 | GBY_GBYGT81 | Harris | Gas | Houston | 1976 | 46 | 46 | 46 | 46 | 46 | 46 | 46 | 46 | 46 | 46
Greens Bayou 83 | GBY_GBYGT83 | Harris | Gas | Houston | 1976 | 56 | 56 | 56 | 56 | 56 | 56 | 56 | 56 | 56 | 56
Greens Bayou 84 | GBY_GBYGT84 | Harris | Gas | Houston | 1976 | 58 | 58 | 58 | 58 | 58 | 58 | 58 | 58 | 58 | 58
Greenville Engine Plant | STEAM_ENGINE_1 | Hunt | Gas | North | 2010 | 8.439 | 8.439 | 8.439 | 8.439 | 8.439 | 8.439 | 8.439 | 8.439 | 8.439 | 8.439
Greenville Engine Plant | STEAM_ENGINE_2 | Hunt | Gas | North | 2010 | 8.439 | 8.439 | 8.439 | 8.439 | 8.439 | 8.439 | 8.439 | 8.439 | 8.439 | 8.439
Greenville Engine Plant | STEAM_ENGINE_3 | Hunt | Gas | North | 2010 | 8.439 | 8.439 | 8.439 | 8.439 | 8.439 | 8.439 | 8.439 | 8.439 | 8.439 | 8.439
Guadalupe Gen Stn 1 | GUADG_GAS1 | Guadalupe | Gas | South | 2000 | 151 | 151 | 151 | 151 | 151 | 151 | 151 | 151 | 151 | 151
Guadalupe Gen Stn 2 | GUADG_GAS2 | Guadalupe | Gas | South | 2000 | 151 | 151 | 151 | 151 | 151 | 151 | 151 | 151 | 151 | 151
Guadalupe Gen Stn 3 | GUADG_GAS3 | Guadalupe | Gas | South | 2000 | 149 | 149 | 149 | 149 | 149 | 149 | 149 | 149 | 149 | 149
Guadalupe Gen Stn 4 | GUADG_GAS4 | Guadalupe | Gas | South | 2000 | 152 | 152 | 152 | 152 | 152 | 152 | 152 | 152 | 152 | 152
Guadalupe Gen Stn 5 | GUADG_STM5 | Guadalupe | Gas | South | 2000 | 170 | 170 | 170 | 170 | 170 | 170 | 170 | 170 | 170 | 170
Guadalupe Gen Stn 6 | GUADG_STM6 | Guadalupe | Gas | South | 2000 | 169 | 169 | 169 | 169 | 169 | 169 | 169 | 169 | 169 | 169
Handley 3 | HLSES_UNIT3 | Tarrant | Gas | North | 1963 | 395 | 395 | 395 | 395 | 395 | 395 | 395 | 395 | 395 | 395
Handley 4 | HLSES_UNIT4 | Tarrant | Gas | North | 1976 | 435 | 435 | 435 | 435 | 435 | 435 | 435 | 435 | 435 | 435
Handley 5 | HLSES_UNIT5 | Tarrant | Gas | North | 1977 | 435 | 435 | 435 | 435 | 435 | 435 | 435 | 435 | 435 | 435
Hays Energy Facility 1 | HAYSEN_HAYSENG1 | Hays | Gas | South | 2002 | 216 | 216 | 216 | 216 | 216 | 216 | 216 | 216 | 216 | 216
Hays Energy Facility 2 | HAYSEN_HAYSENG2 | Hays | Gas | South | 2002 | 216 | 216 | 216 | 216 | 216 | 216 | 216 | 216 | 216 | 216
Hays Energy Facility 3 | HAYSEN_HAYSENG3 | Hays | Gas | South | 2002 | 225 | 225 | 225 | 225 | 225 | 225 | 225 | 225 | 225 | 225
Hays Energy Facility 4 | HAYSEN_HAYSENG4 | Hays | Gas | South | 2002 | 225 | 225 | 225 | 225 | 225 | 225 | 225 | 225 | 225 | 225
Hidalgo 1 | DUKE_DUKE_GT1 | Hidalgo | Gas | South | 2000 | 143 | 143 | 143 | 143 | 143 | 143 | 143 | 143 | 143 | 143
Hidalgo 2 | DUKE_DUKE_GT2 | Hidalgo | Gas | South | 2000 | 143 | 143 | 143 | 143 | 143 | 143 | 143 | 143 | 143 | 143
Hidalgo 3 | DUKE_DUKE_ST1 | Hidalgo | Gas | South | 2000 | 172 | 172 | 172 | 172 | 172 | 172 | 172 | 172 | 172 | 172
Jack County GenFacility 1 | JACKCNTY_CT1 | Jack | Gas | North | 2005 | 166 | 166 | 166 | 166 | 166 | 166 | 166 | 166 | 166 | 166
Jack County GenFacility 1 | JACKCNTY_CT2 | Jack | Gas | North | 2005 | 165 | 165 | 165 | 165 | 165 | 165 | 165 | 165 | 165 | 165
Jack County GenFacility 1 | JACKCNTY_STG | Jack | Gas | North | 2005 | 295 | 295 | 295 | 295 | 295 | 295 | 295 | 295 | 295 | 295
Jack County GenFacility 2 | JCKCNTY2_CT3 | Jack | Gas | North | 2011 | 166 | 166 | 166 | 166 | 166 | 166 | 166 | 166 | 166 | 166
Jack County GenFacility 2 | JCKCNTY2_CT4 | Jack | Gas | North | 2011 | 165 | 165 | 165 | 165 | 165 | 165 | 165 | 165 | 165 | 165
Jack County GenFacility 2 | JCKCNTY2_ST2 | Jack | Gas | North | 2011 | 295 | 295 | 295 | 295 | 295 | 295 | 295 | 295 | 295 | 295
Johnson County GenFacility 1 | TEN_CT1 | Johnson | Gas | North | 1997 | 163 | 163 | 163 | 163 | 163 | 163 | 163 | 163 | 163 | 163
Johnson County GenFacility 2 | TEN_STG | Johnson | Gas | North | 1997 | 106 | 106 | 106 | 106 | 106 | 106 | 106 | 106 | 106 | 106
Lake Hubbard 1 | LHSES_UNIT1 | Dallas | Gas | North | 1970 | 392 | 392 | 392 | 392 | 392 | 392 | 392 | 392 | 392 | 392
Lake Hubbard 2 | LH2SES_UNIT2 | Dallas | Gas | North | 2010 | 515 | 515 | 515 | 515 | 515 | 515 | 515 | 515 | 515 | 515
Lamar Power Project CT11 | LPCCS_CT11 | Lamar | Gas | North | 2000 | 153.8 | 153.8 | 153.8 | 153.8 | 153.8 | 153.8 | 153.8 | 153.8 | 153.8 | 153.8
Lamar Power Project CT12 | LPCCS_CT12 | Lamar | Gas | North | 2000 | 153.8 | 153.8 | 153.8 | 153.8 | 153.8 | 153.8 | 153.8 | 153.8 | 153.8 | 153.8
Lamar Power Project CT21 | LPCCS_CT21 | Lamar | Gas | North | 2000 | 153.8 | 153.8 | 153.8 | 153.8 | 153.8 | 153.8 | 153.8 | 153.8 | 153.8 | 153.8
Lamar Power Project CT22 | LPCCS_CT22 | Lamar | Gas | North | 2000 | 153.8 | 153.8 | 153.8 | 153.8 | 153.8 | 153.8 | 153.8 | 153.8 | 153.8 | 153.8
Lamar Power Project STG1 | LPCCS_UNIT1 | Lamar | Gas | North | 2000 | 193.4 | 193.4 | 193.4 | 193.4 | 193.4 | 193.4 | 193.4 | 193.4 | 193.4 | 193.4
Lamar Power Project STG2 | LPCCS_UNIT2 | Lamar | Gas | North | 2000 | 193.4 | 193.4 | 193.4 | 193.4 | 193.4 | 193.4 | 193.4 | 193.4 | 193.4 | 193.4
Laredo Peaking 4 | LARDVFTN_G4 | Webb | Gas | South | 2008 | 94.2 | 94.2 | 94.2 | 94.2 | 94.2 | 94.2 | 94.2 | 94.2 | 94.2 | 94.2
Laredo Peaking 5 | LARDVFTN_G5 | Webb | Gas | South | 2008 | 94.2 | 94.2 | 94.2 | 94.2 | 94.2 | 94.2 | 94.2 | 94.2 | 94.2 | 94.2
Leon Creek Peaking 1 | LEON_CRK_LCPCT1 | Bexar | Gas | South | 2004 | 46 | 46 | 46 | 46 | 46 | 46 | 46 | 46 | 46 | 46
Leon Creek Peaking 2 | LEON_CRK_LCPCT2 | Bexar | Gas | South | 2004 | 46 | 46 | 46 | 46 | 46 | 46 | 46 | 46 | 46 | 46
Leon Creek Peaking 3 | LEON_CRK_LCPCT3 | Bexar | Gas | South | 2004 | 46 | 46 | 46 | 46 | 46 | 46 | 46 | 46 | 46 | 46
Leon Creek Peaking 4 | LEON_CRK_LCPCT4 | Bexar | Gas | South | 2004 | 46 | 46 | 46 | 46 | 46 | 46 | 46 | 46 | 46 | 46
Lost Pines 1 | LOSTPI_LOSTPGT1 | Bastrop | Gas | South | 2001 | 170 | 170 | 170 | 170 | 170 | 170 | 170 | 170 | 170 | 170
Lost Pines 2 | LOSTPI_LOSTPGT2 | Bastrop | Gas | South | 2001 | 170 | 170 | 170 | 170 | 170 | 170 | 170 | 170 | 170 | 170
Lost Pines 3 | LOSTPI_LOSTPST1 | Bastrop | Gas | South | 2001 | 188 | 188 | 188 | 188 | 188 | 188 | 188 | 188 | 188 | 188
Magic Valley 1 | NEDIN_NEDIN_G1 | Hidalgo | Gas | South | 2001 | 208.58 | 208.58 | 208.58 | 208.58 | 208.58 | 208.58 | 208.58 | 208.58 | 208.58 | 208.58
Magic Valley 2 | NEDIN_NEDIN_G2 | Hidalgo | Gas | South | 2001 | 208.58 | 208.58 | 208.58 | 208.58 | 208.58 | 208.58 | 208.58 | 208.58 | 208.58 | 208.58
Magic Valley 3 | NEDIN_NEDIN_G3 | Hidalgo | Gas | South | 2001 | 252.98 | 252.98 | 252.98 | 252.98 | 252.98 | 252.98 | 252.98 | 252.98 | 252.98 | 252.98
Midlothian 1 | MDANP_CT1 | Ellis | Gas | North | 2001 | 216 | 216 | 216 | 216 | 216 | 216 | 216 | 216 | 216 | 216
Midlothian 2 | MDANP_CT2 | Ellis | Gas | North | 2001 | 216 | 216 | 216 | 216 | 216 | 216 | 216 | 216 | 216 | 216
Midlothian 3 | MDANP_CT3 | Ellis | Gas | North | 2001 | 216 | 216 | 216 | 216 | 216 | 216 | 216 | 216 | 216 | 216
Midlothian 4 | MDANP_CT4 | Ellis | Gas | North | 2001 | 216 | 216 | 216 | 216 | 216 | 216 | 216 | 216 | 216 | 216
Midlothian 5 | MDANP_CT5 | Ellis | Gas | North | 2002 | 225 | 225 | 225 | 225 | 225 | 225 | 225 | 225 | 225 | 225
Midlothian 6 | MDANP_CT6 | Ellis | Gas | North | 2002 | 225 | 225 | 225 | 225 | 225 | 225 | 225 | 225 | 225 | 225
Morgan Creek A | MGSES_CT1 | Mitchell | Gas | West | 1988 | 68 | 68 | 68 | 68 | 68 | 68 | 68 | 68 | 68 | 68
Morgan Creek B | MGSES_CT2 | Mitchell | Gas | West | 1988 | 68 | 68 | 68 | 68 | 68 | 68 | 68 | 68 | 68 | 68
Morgan Creek C | MGSES_CT3 | Mitchell | Gas | West | 1988 | 68 | 68 | 68 | 68 | 68 | 68 | 68 | 68 | 68 | 68
Morgan Creek D | MGSES_CT4 | Mitchell | Gas | West | 1988 | 68 | 68 | 68 | 68 | 68 | 68 | 68 | 68 | 68 | 68
Morgan Creek E | MGSES_CT5 | Mitchell | Gas | West | 1988 | 68 | 68 | 68 | 68 | 68 | 68 | 68 | 68 | 68 | 68
Morgan Creek F | MGSES_CT6 | Mitchell | Gas | West | 1988 | 67 | 67 | 67 | 67 | 67 | 67 | 67 | 67 | 67 | 67
Mountain Creek 6 | MCSES_UNIT6 | Dallas | Gas | North | 1956 | 120 | 120 | 120 | 120 | 120 | 120 | 120 | 120 | 120 | 120
Mountain Creek 7 | MCSES_UNIT7 | Dallas | Gas | North | 1958 | 115 | 115 | 115 | 115 | 115 | 115 | 115 | 115 | 115 | 115
Mountain Creek 8 | MCSES_UNIT8 | Dallas | Gas | North | 1967 | 565 | 565 | 565 | 565 | 565 | 565 | 565 | 565 | 565 | 565
Nueces Bay 7 | NUECES_B_NUECESG7 | Nueces | Gas | South | 1972 | 319 | 319 | 319 | 319 | 319 | 319 | 319 | 319 | 319 | 319
Nueces Bay 8 | NUECES_B_NUECESG8 | Nueces | Gas | South | 2009 | 157 | 157 | 157 | 157 | 157 | 157 | 157 | 157 | 157 | 157
Nueces Bay 9 | NUECES_B_NUECESG9 | Nueces | Gas | South | 2009 | 157 | 157 | 157 | 157 | 157 | 157 | 157 | 157 | 157 | 157
O W Sommers 1 | CALAVERS_OWS1 | Bexar | Gas | South | 1972 | 420 | 420 | 420 | 420 | 420 | 420 | 420 | 420 | 420 | 420
O W Sommers 2 | CALAVERS_OWS2 | Bexar | Gas | South | 1974 | 420 | 420 | 420 | 420 | 420 | 420 | 420 | 420 | 420 | 420
Odessa-Ector Gen Stn C11 | OECCS_CT11 | Ector | Gas | West | 2001 | 151 | 151 | 151 | 151 | 151 | 151 | 151 | 151 | 151 | 151
Odessa-Ector Gen Stn C12 | OECCS_CT12 | Ector | Gas | West | 2001 | 140.4 | 140.4 | 140.4 | 140.4 | 140.4 | 140.4 | 140.4 | 140.4 | 140.4 | 140.4
Odessa-Ector Gen Stn C21 | OECCS_CT21 | Ector | Gas | West | 2001 | 144.7 | 144.7 | 144.7 | 144.7 | 144.7 | 144.7 | 144.7 | 144.7 | 144.7 | 144.7
Odessa-Ector Gen Stn C22 | OECCS_CT22 | Ector | Gas | West | 2001 | 142.4 | 142.4 | 142.4 | 142.4 | 142.4 | 142.4 | 142.4 | 142.4 | 142.4 | 142.4
Odessa-Ector Gen Stn ST1 | OECCS_UNIT1 | Ector | Gas | West | 2001 | 210 | 210 | 210 | 210 | 210 | 210 | 210 | 210 | 210 | 210
Odessa-Ector Gen Stn ST2 | OECCS_UNIT2 | Ector | Gas | West | 2001 | 210 | 210 | 210 | 210 | 210 | 210 | 210 | 210 | 210 | 210
Paris Energy Center 1 | TNSKA_GT1 | Lamar | Gas | North | 1989 | 76 | 76 | 76 | 76 | 76 | 76 | 76 | 76 | 76 | 76
Paris Energy Center 2 | TNSKA_GT2 | Lamar | Gas | North | 1989 | 76 | 76 | 76 | 76 | 76 | 76 | 76 | 76 | 76 | 76
Paris Energy Center 3 | TNSKA_STG | Lamar | Gas | North | 1990 | 87 | 87 | 87 | 87 | 87 | 87 | 87 | 87 | 87 | 87
PasGen | PSG_PSG_GT2 | Harris | Gas | Houston | 2000 | 164 | 164 | 164 | 164 | 164 | 164 | 164 | 164 | 164 | 164
PasGen | PSG_PSG_GT3 | Harris | Gas | Houston | 2000 | 164 | 164 | 164 | 164 | 164 | 164 | 164 | 164 | 164 | 164
PasGen | PSG_PSG_ST2 | Harris | Gas | Houston | 2000 | 167 | 167 | 167 | 167 | 167 | 167 | 167 | 167 | 167 | 167
Pearsall 1 | PEARSALL_PEARS_1 | Frio | Gas | South | 1961 | 25 | 25 | 25 | 25 | 25 | 25 | 25 | 25 | 25 | 25
Pearsall 2 | PEARSALL_PEARS_2 | Frio | Gas | South | 1961 | 25 | 25 | 25 | 25 | 25 | 25 | 25 | 25 | 25 | 25
Pearsall 3 | PEARSALL_PEARS_3 | Frio | Gas | South | 1961 | 25 | 25 | 25 | 25 | 25 | 25 | 25 | 25 | 25 | 25
Pearsall Engine Plant | PEARSAL2_AGR_A | Frio | Gas | South | 2010 | 50.64 | 50.64 | 50.64 | 50.64 | 50.64 | 50.64 | 50.64 | 50.64 | 50.64 | 50.64
Pearsall Engine Plant | PEARSAL2_AGR_B | Frio | Gas | South | 2010 | 50.64 | 50.64 | 50.64 | 50.64 | 50.64 | 50.64 | 50.64 | 50.64 | 50.64 | 50.64
Pearsall Engine Plant | PEARSAL2_AGR_C | Frio | Gas | South | 2010 | 50.64 | 50.64 | 50.64 | 50.64 | 50.64 | 50.64 | 50.64 | 50.64 | 50.64 | 50.64
Pearsall Engine Plant | PEARSAL2_AGR_D | Frio | Gas | South | 2010 | 50.64 | 50.64 | 50.64 | 50.64 | 50.64 | 50.64 | 50.64 | 50.64 | 50.64 | 50.64
Permian Basin A | PB2SES_CT1 | Ward | Gas | West | 1988 | 68 | 68 | 68 | 68 | 68 | 68 | 68 | 68 | 68 | 68
Permian Basin B | PB2SES_CT2 | Ward | Gas | West | 1988 | 65 | 65 | 65 | 65 | 65 | 65 | 65 | 65 | 65 | 65
Permian Basin C | PB2SES_CT3 | Ward | Gas | West | 1988 | 68 | 68 | 68 | 68 | 68 | 68 | 68 | 68 | 68 | 68
Permian Basin D | PB2SES_CT4 | Ward | Gas | West | 1990 | 69 | 69 | 69 | 69 | 69 | 69 | 69 | 69 | 69 | 69
Permian Basin E | PB2SES_CT5 | Ward | Gas | West | 1990 | 70 | 70 | 70 | 70 | 70 | 70 | 70 | 70 | 70 | 70
Powerlane Plant 1 | STEAM1A_STEAM_1 | Hunt | Gas | North | 2009 | 20 | 20 | 20 | 20 | 20 | 20 | 20 | 20 | 20 | 20
Powerlane Plant 2 | STEAM_STEAM_2 | Hunt | Gas | North | 1967 | 26 | 26 | 26 | 26 | 26 | 26 | 26 | 26 | 26 | 26
Powerlane Plant 3 | STEAM_STEAM_3 | Hunt | Gas | North | 1978 | 41 | 41 | 41 | 41 | 41 | 41 | 41 | 41 | 41 | 41
Quail Run Energy GT1 | QALSW_GT2 | Ector | Gas | West | 2007 | 74 | 74 | 74 | 74 | 74 | 74 | 74 | 74 | 74 | 74
Quail Run Energy GT2 | QALSW_GT3 | Ector | Gas | West | 2008 | 72 | 72 | 72 | 72 | 72 | 72 | 72 | 72 | 72 | 72
Quail Run Energy GT3 | QALSW_STG1 | Ector | Gas | West | 2007 | 98 | 98 | 98 | 98 | 98 | 98 | 98 | 98 | 98 | 98
Quail Run Energy GT4 | QALSW_STG2 | Ector | Gas | West | 2008 | 98 | 98 | 98 | 98 | 98 | 98 | 98 | 98 | 98 | 98
Quail Run Energy STG1 | QALSW_GT1 | Ector | Gas | West | 2007 | 74 | 74 | 74 | 74 | 74 | 74 | 74 | 74 | 74 | 74
Quail Run Energy STG2 | QALSW_GT4 | Ector | Gas | West | 2008 | 72 | 72 | 72 | 72 | 72 | 72 | 72 | 72 | 72 | 72
R W Miller 1 | MIL_MILLERG1 | Palo Pinto | Gas | North | 2000 | 75 | 75 | 75 | 75 | 75 | 75 | 75 | 75 | 75 | 75
R W Miller 2 | MIL_MILLERG2 | Palo Pinto | Gas | North | 2000 | 120 | 120 | 120 | 120 | 120 | 120 | 120 | 120 | 120 | 120
R W Miller 3 | MIL_MILLERG3 | Palo Pinto | Gas | North | 2000 | 208 | 208 | 208 | 208 | 208 | 208 | 208 | 208 | 208 | 208
R W Miller 4 | MIL_MILLERG4 | Palo Pinto | Gas | North | 2000 | 104 | 104 | 104 | 104 | 104 | 104 | 104 | 104 | 104 | 104
R W Miller 5 | MIL_MILLERG5 | Palo Pinto | Gas | North | 2000 | 104 | 104 | 104 | 104 | 104 | 104 | 104 | 104 | 104 | 104
Ray Olinger 1 | OLINGR_OLING_1 | Collin | Gas | North | 1967 | 78 | 78 | 78 | 78 | 78 | 78 | 78 | 78 | 78 | 78
Ray Olinger 2 | OLINGR_OLING_2 | Collin | Gas | North | 1971 | 107 | 107 | 107 | 107 | 107 | 107 | 107 | 107 | 107 | 107
Ray Olinger 3 | OLINGR_OLING_3 | Collin | Gas | North | 1975 | 146 | 146 | 146 | 146 | 146 | 146 | 146 | 146 | 146 | 146
Ray Olinger 4 | OLINGR_OLING_4 | Collin | Gas | North | 2001 | 75 | 75 | 75 | 75 | 75 | 75 | 75 | 75 | 75 | 75
Rayburn 1 | RAYBURN_RAYBURG1 | Victoria | Gas | South | 1963 | 11 | 11 | 11 | 11 | 11 | 11 | 11 | 11 | 11 | 11
Rayburn 10 | RAYBURN_RAYBURG10 | Victoria | Gas | South | 2003 | 40 | 40 | 40 | 40 | 40 | 40 | 40 | 40 | 40 | 40
Rayburn 2 | RAYBURN_RAYBURG2 | Victoria | Gas | South | 1963 | 11 | 11 | 11 | 11 | 11 | 11 | 11 | 11 | 11 | 11
Rayburn 7 | RAYBURN_RAYBURG7 | Victoria | Gas | South | 2003 | 50 | 50 | 50 | 50 | 50 | 50 | 50 | 50 | 50 | 50
Rayburn 8 | RAYBURN_RAYBURG8 | Victoria | Gas | South | 2003 | 50 | 50 | 50 | 50 | 50 | 50 | 50 | 50 | 50 | 50
Rayburn 9 | RAYBURN_RAYBURG9 | Victoria | Gas | South | 2003 | 50 | 50 | 50 | 50 | 50 | 50 | 50 | 50 | 50 | 50
Rio Nogales 1 | RIONOG_CT1 | Guadalupe | Gas | South | 2002 | 154 | 154 | 154 | 154 | 154 | 154 | 154 | 154 | 154 | 154
Rio Nogales 2 | RIONOG_CT2 | Guadalupe | Gas | South | 2002 | 154 | 154 | 154 | 154 | 154 | 154 | 154 | 154 | 154 | 154
Rio Nogales 3 | RIONOG_CT3 | Guadalupe | Gas | South | 2002 | 154 | 154 | 154 | 154 | 154 | 154 | 154 | 154 | 154 | 154
Rio Nogales 4 | RIONOG_ST1 | Guadalupe | Gas | South | 2002 | 323 | 323 | 323 | 323 | 323 | 323 | 323 | 323 | 323 | 323
San Jacinto SES 1 | SJS_SJS_G1 | Harris | Gas | Houston | 1995 | 81 | 81 | 81 | 81 | 81 | 81 | 81 | 81 | 81 | 81
San Jacinto SES 2 | SJS_SJS_G2 | Harris | Gas | Houston | 1995 | 81 | 81 | 81 | 81 | 81 | 81 | 81 | 81 | 81 | 81
Sandhill Energy Center 1 | SANDHSYD_SH1 | Travis | Gas | South | 2001 | 45 | 45 | 45 | 45 | 45 | 45 | 45 | 45 | 45 | 45
Sandhill Energy Center 2 | SANDHSYD_SH2 | Travis | Gas | South | 2001 | 45 | 45 | 45 | 45 | 45 | 45 | 45 | 45 | 45 | 45
Sandhill Energy Center 3 | SANDHSYD_SH3 | Travis | Gas | South | 2001 | 45 | 45 | 45 | 45 | 45 | 45 | 45 | 45 | 45 | 45
Sandhill Energy Center 4 | SANDHSYD_SH4 | Travis | Gas | South | 2001 | 45 | 45 | 45 | 45 | 45 | 45 | 45 | 45 | 45 | 45
Sandhill Energy Center 5A | SANDHSYD_SH_5A | Travis | Gas | South | 2004 | 150 | 150 | 150 | 150 | 150 | 150 | 150 | 150 | 150 | 150
Sandhill Energy Center 5C | SANDHSYD_SH_5C | Travis | Gas | South | 2004 | 145 | 145 | 145 | 145 | 145 | 145 | 145 | 145 | 145 | 145
Sandhill Energy Center 6 | SANDHSYD_SH6 | Travis | Gas | South | 2010 | 45 | 45 | 45 | 45 | 45 | 45 | 45 | 45 | 45 | 45
Sandhill Energy Center 7 | SANDHSYD_SH7 | Travis | Gas | South | 2010 | 45 | 45 | 45 | 45 | 45 | 45 | 45 | 45 | 45 | 45
Silas Ray 10 | SILASRAY_SILAS_10 | Cameron | Gas | South | 2004 | 48 | 48 | 48 | 48 | 48 | 48 | 48 | 48 | 48 | 48
Silas Ray 6 | SILASRAY_SILAS_6 | Cameron | Gas | South | 1961 | 20 | 20 | 20 | 20 | 20 | 20 | 20 | 20 | 20 | 20
Silas Ray 9 | SILASRAY_SILAS_9 | Cameron | Gas | South | 1996 | 38 | 38 | 38 | 38 | 38 | 38 | 38 | 38 | 38 | 38
Sim Gideon 1 | GIDEON_GIDEONG1 | Bastrop | Gas | South | 1965 | 130 | 130 | 130 | 130 | 130 | 130 | 130 | 130 | 130 | 130
Sim Gideon 2 | GIDEON_GIDEONG2 | Bastrop | Gas | South | 1968 | 135 | 135 | 135 | 135 | 135 | 135 | 135 | 135 | 135 | 135
Sim Gideon 3 | GIDEON_GIDEONG3 | Bastrop | Gas | South | 1972 | 332 | 332 | 332 | 332 | 332 | 332 | 332 | 332 | 332 | 332
Spencer 4 | SPNCER_SPNCE_4 | Denton | Gas | North | 1966 | 61 | 61 | 61 | 61 | 61 | 61 | 61 | 61 | 61 | 61
Spencer 5 | SPNCER_SPNCE_5 | Denton | Gas | North | 1973 | 61 | 61 | 61 | 61 | 61 | 61 | 61 | 61 | 61 | 61
SR Bertron | SRB_SRB_G1 | Harris | Gas | Houston | 1958 | 118 | 118 | 118 | 118 | 118 | 118 | 118 | 118 | 118 | 118
SR Bertron | SRB_SRB_G2 | Harris | Gas | Houston | 1956 | 174 | 174 | 174 | 174 | 174 | 174 | 174 | 174 | 174 | 174
SR Bertron | SRB_SRB_G3 | Harris | Gas | Houston | 1959 | 211 | 211 | 211 | 211 | 211 | 211 | 211 | 211 | 211 | 211
SR Bertron | SRB_SRB_G4 | Harris | Gas | Houston | 1960 | 211 | 211 | 211 | 211 | 211 | 211 | 211 | 211 | 211 | 211
SR Bertron | SRB_SRBGT_2 | Harris | Gas | Houston | 1967 | 13 | 13 | 13 | 13 | 13 | 13 | 13 | 13 | 13 | 13
Stryker Creek 1 | SCSES_UNIT1A | Cherokee | Gas | North | 1958 | 167 | 167 | 167 | 167 | 167 | 167 | 167 | 167 | 167 | 167
Stryker Creek 2 | SCSES_UNIT2 | Cherokee | Gas | North | 1965 | 502 | 502 | 502 | 502 | 502 | 502 | 502 | 502 | 502 | 502
Thomas C Ferguson 1 | FERGUS_FERGUSG1 | Llano | Gas | South | 1974 | 354 | 354 | 354 | 354 | 354 | 354 | 354 | 354 | 354 | 354
T H Wharton 3 | THW_THWST_3 | Harris | Gas | Houston | 1974 | 104 | 104 | 104 | 104 | 104 | 104 | 104 | 104 | 104 | 104
T H Wharton 31 | THW_THWGT31 | Harris | Gas | Houston | 1972 | 57 | 57 | 57 | 57 | 57 | 57 | 57 | 57 | 57 | 57
T H Wharton 32 | THW_THWGT32 | Harris | Gas | Houston | 1972 | 57 | 57 | 57 | 57 | 57 | 57 | 57 | 57 | 57 | 57
T H Wharton 33 | THW_THWGT33 | Harris | Gas | Houston | 1972 | 57 | 57 | 57 | 57 | 57 | 57 | 57 | 57 | 57 | 57
T H Wharton 34 | THW_THWGT34 | Harris | Gas | Houston | 1972 | 57 | 57 | 57 | 57 | 57 | 57 | 57 | 57 | 57 | 57
T H Wharton 4 | THW_THWST_4 | Harris | Gas | Houston | 1974 | 104 | 104 | 104 | 104 | 104 | 104 | 104 | 104 | 104 | 104
T H Wharton 41 | THW_THWGT41 | Harris | Gas | Houston | 1972 | 57 | 57 | 57 | 57 | 57 | 57 | 57 | 57 | 57 | 57
T H Wharton 42 | THW_THWGT42 | Harris | Gas | Houston | 1972 | 57 | 57 | 57 | 57 | 57 | 57 | 57 | 57 | 57 | 57
T H Wharton 43 | THW_THWGT43 | Harris | Gas | Houston | 1974 | 57 | 57 | 57 | 57 | 57 | 57 | 57 | 57 | 57 | 57
T H Wharton 44 | THW_THWGT44 | Harris | Gas | Houston | 1974 | 57 | 57 | 57 | 57 | 57 | 57 | 57 | 57 | 57 | 57
T H Wharton 51 | THW_THWGT51 | Harris | Gas | Houston | 1975 | 57 | 57 | 57 | 57 | 57 | 57 | 57 | 57 | 57 | 57
T H Wharton 52 | THW_THWGT52 | Harris | Gas | Houston | 1975 | 57 | 57 | 57 | 57 | 57 | 57 | 57 | 57 | 57 | 57
T H Wharton 53 | THW_THWGT53 | Harris | Gas | Houston | 1975 | 57 | 57 | 57 | 57 | 57 | 57 | 57 | 57 | 57 | 57
T H Wharton 54 | THW_THWGT54 | Harris | Gas | Houston | 1975 | 57 | 57 | 57 | 57 | 57 | 57 | 57 | 57 | 57 | 57
T H Wharton 55 | THW_THWGT55 | Harris | Gas | Houston | 1975 | 57 | 57 | 57 | 57 | 57 | 57 | 57 | 57 | 57 | 57
T H Wharton 56 | THW_THWGT56 | Harris | Gas | Houston | 1975 | 57 | 57 | 57 | 57 | 57 | 57 | 57 | 57 | 57 | 57
T H Wharton G1 | THW_THWGT_1 | Harris | Gas | Houston | 1967 | 13 | 13 | 13 | 13 | 13 | 13 | 13 | 13 | 13 | 13
Texas City 1 | TXCTY_CTA | Galveston | Gas | Houston | 2000 | 96.58 | 96.58 | 96.58 | 96.58 | 96.58 | 96.58 | 96.58 | 96.58 | 96.58 | 96.58
Texas City 2 | TXCTY_CTB | Galveston | Gas | Houston | 2000 | 96.58 | 96.58 | 96.58 | 96.58 | 96.58 | 96.58 | 96.58 | 96.58 | 96.58 | 96.58
Texas City 3 | TXCTY_CTC | Galveston | Gas | Houston | 2000 | 96.58 | 96.58 | 96.58 | 96.58 | 96.58 | 96.58 | 96.58 | 96.58 | 96.58 | 96.58
Texas City 4 | TXCTY_ST | Galveston | Gas | Houston | 2000 | 131.58 | 131.58 | 131.58 | 131.58 | 131.58 | 131.58 | 131.58 | 131.58 | 131.58 | 131.58
Texas Gulf Sulphur | TGF_TGFGT_1 | Wharton | Gas | Houston | 1985 | 79 | 79 | 79 | 79 | 79 | 79 | 79 | 79 | 79 | 79
Trinidad 6 | TRSES_UNIT6 | Henderson | Gas | North | 1965 | 226 | 226 | 226 | 226 | 226 | 226 | 226 | 226 | 226 | 226
V H Braunig 1 | BRAUNIG_VHB1 | Bexar | Gas | South | 1966 | 220 | 220 | 220 | 220 | 220 | 220 | 220 | 220 | 220 | 220
V H Braunig 2 | BRAUNIG_VHB2 | Bexar | Gas | South | 1968 | 230 | 230 | 230 | 230 | 230 | 230 | 230 | 230 | 230 | 230
V H Braunig 3 | BRAUNIG_VHB3 | Bexar | Gas | South | 1970 | 412 | 412 | 412 | 412 | 412 | 412 | 412 | 412 | 412 | 412
V H Braunig 5 | BRAUNIG_VHB6CT5 | Bexar | Gas | South | 2009 | 48 | 48 | 48 | 48 | 48 | 48 | 48 | 48 | 48 | 48
V H Braunig 6 | BRAUNIG_VHB6CT6 | Bexar | Gas | South | 2009 | 48 | 48 | 48 | 48 | 48 | 48 | 48 | 48 | 48 | 48
V H Braunig 7 | BRAUNIG_VHB6CT7 | Bexar | Gas | South | 2009 | 48 | 48 | 48 | 48 | 48 | 48 | 48 | 48 | 48 | 48
V H Braunig 8 | BRAUNIG_VHB6CT8 | Bexar | Gas | South | 2009 | 48 | 48 | 48 | 48 | 48 | 48 | 48 | 48 | 48 | 48
Victoria Power Station 5 | VICTORIA_VICTORG5 | Victoria | Gas | South | 2009 | 125 | 125 | 125 | 125 | 125 | 125 | 125 | 125 | 125 | 125
Victoria Power Station 6 | VICTORIA_VICTORG6 | Victoria | Gas | South | 2009 | 160 | 160 | 160 | 160 | 160 | 160 | 160 | 160 | 160 | 160
W A Parish 1 | WAP_WAP_G1 | Ft. Bend | Gas | Houston | 1958 | 169 | 169 | 169 | 169 | 169 | 169 | 169 | 169 | 169 | 169
W A Parish 2 | WAP_WAP_G2 | Ft. Bend | Gas | Houston | 1958 | 169 | 169 | 169 | 169 | 169 | 169 | 169 | 169 | 169 | 169
W A Parish 3 | WAP_WAP_G3 | Ft. Bend | Gas | Houston | 1961 | 258 | 258 | 258 | 258 | 258 | 258 | 258 | 258 | 258 | 258
W A Parish 4 | WAP_WAP_G4 | Ft. Bend | Gas | Houston | 1968 | 552 | 552 | 552 | 552 | 552 | 552 | 552 | 552 | 552 | 552
W A Parish T1 | WAP_WAPGT_1 | Ft. Bend | Gas | Houston | 1967 | 13 | 13 | 13 | 13 | 13 | 13 | 13 | 13 | 13 | 13
Wichita Falls 1 | WFCOGEN_UNIT1 | Wichita | Gas | West | 1987 | 20 | 20 | 20 | 20 | 20 | 20 | 20 | 20 | 20 | 20
Wichita Falls 2 | WFCOGEN_UNIT2 | Wichita | Gas | West | 1987 | 20 | 20 | 20 | 20 | 20 | 20 | 20 | 20 | 20 | 20
Wichita Falls 3 | WFCOGEN_UNIT3 | Wichita | Gas | West | 1987 | 20 | 20 | 20 | 20 | 20 | 20 | 20 | 20 | 20 | 20
Wichita Falls 4 | WFCOGEN_UNIT4 | Wichita | Gas | West | 1987 | 17 | 17 | 17 | 17 | 17 | 17 | 17 | 17 | 17 | 17
Winchester Power Park 1 | WIPOPA_WPP_G1 | Fayette | Gas | South | 2010 | 44 | 44 | 44 | 44 | 44 | 44 | 44 | 44 | 44 | 44
Winchester Power Park 2 | WIPOPA_WPP_G2 | Fayette | Gas | South | 2010 | 44 | 44 | 44 | 44 | 44 | 44 | 44 | 44 | 44 | 44
Winchester Power Park 3 | WIPOPA_WPP_G3 | Fayette | Gas | South | 2010 | 44 | 44 | 44 | 44 | 44 | 44 | 44 | 44 | 44 | 44
Winchester Power Park 4 | WIPOPA_WPP_G4 | Fayette | Gas | South | 2010 | 44 | 44 | 44 | 44 | 44 | 44 | 44 | 44 | 44 | 44
Wise-Tractebel Power Proj. 1 | WCPP_CT1 | Wise | Gas | North | 2004 | 212 | 212 | 212 | 212 | 212 | 212 | 212 | 212 | 212 | 212
Wise-Tractebel Power Proj. 2 | WCPP_CT2 | Wise | Gas | North | 2004 | 212 | 212 | 212 | 212 | 212 | 212 | 212 | 212 | 212 | 212
Wise-Tractebel Power Proj. 3 | WCPP_ST1 | Wise | Gas | North | 2004 | 241 | 241 | 241 | 241 | 241 | 241 | 241 | 241 | 241 | 241
Wolf Hollow Power Proj. 1 | WHCCS_CT1 | Hood | Gas | North | 2002 | 212.5 | 212.5 | 212.5 | 212.5 | 212.5 | 212.5 | 212.5 | 212.5 | 212.5 | 212.5
Wolf Hollow Power Proj. 2 | WHCCS_CT2 | Hood | Gas | North | 2002 | 212.5 | 212.5 | 212.5 | 212.5 | 212.5 | 212.5 | 212.5 | 212.5 | 212.5 | 212.5
Wolf Hollow Power Proj. 3 | WHCCS_STG | Hood | Gas | North | 2002 | 280 | 280 | 280 | 280 | 280 | 280 | 280 | 280 | 280 | 280
Canyon | CANYHY_CANYHYG1 | Comal | Hydro | South | 1989 | 6 | 6 | 6 | 6 | 6 | 6 | 6 | 6 | 6 | 6
Eagle Pass Hydro | EAGLE_HY_EAGLE_HY1 | Maverick | Hydro | South | 1932 | 9.6 | 9.6 | 9.6 | 9.6 | 9.6 | 9.6 | 9.6 | 9.6 | 9.6 | 9.6
Lakewood Tap | DG_LKWDT_2UNITS | Gonzales | Hydro | South | 1931 | 4.8 | 4.8 | 4.8 | 4.8 | 4.8 | 4.8 | 4.8 | 4.8 | 4.8 | 4.8
Lewisville | DG_LWSVL_1UNIT | Denton | Hydro | North | 1991 | 2.2 | 2.2 | 2.2 | 2.2 | 2.2 | 2.2 | 2.2 | 2.2 | 2.2 | 2.2
McQueeney | DG_MCQUE_5UNITS | Guadalupe | Hydro | South | 1928 | 7.68 | 7.68 | 7.68 | 7.68 | 7.68 | 7.68 | 7.68 | 7.68 | 7.68 | 7.68
Schumansville | DG_SCHUM_2UNITS | Guadalupe | Hydro | South | 1928 | 3.6 | 3.6 | 3.6 | 3.6 | 3.6 | 3.6 | 3.6 | 3.6 | 3.6 | 3.6
Amistad Hydro 1 | AMISTAD_AMISTAG1 | Val Verde | Hydro | South | 1983 | 37.9 | 37.9 | 37.9 | 37.9 | 37.9 | 37.9 | 37.9 | 37.9 | 37.9 | 37.9
Amistad Hydro 2 | AMISTAD_AMISTAG2 | Val Verde | Hydro | South | 1983 | 37.9 | 37.9 | 37.9 | 37.9 | 37.9 | 37.9 | 37.9 | 37.9 | 37.9 | 37.9
Austin 1 | AUSTPL_AUSTING1 | Travis | Hydro | South | 1940 | 8 | 8 | 8 | 8 | 8 | 8 | 8 | 8 | 8 | 8
Austin 2 | AUSTPL_AUSTING2 | Travis | Hydro | South | 1940 | 9 | 9 | 9 | 9 | 9 | 9 | 9 | 9 | 9 | 9
Buchanan 1 | BUCHAN_BUCHANG1 | Llano | Hydro | South | 1938 | 16 | 16 | 16 | 16 | 16 | 16 | 16 | 16 | 16 | 16
Buchanan 2 | BUCHAN_BUCHANG2 | Llano | Hydro | South | 1938 | 16 | 16 | 16 | 16 | 16 | 16 | 16 | 16 | 16 | 16
Buchanan 3 | BUCHAN_BUCHANG3 | Llano | Hydro | South | 1950 | 17 | 17 | 17 | 17 | 17 | 17 | 17 | 17 | 17 | 17
Denison Dam 1 | DNDAM_DENISOG1 | Grayson | Hydro | North | 1944 | 40 | 40 | 40 | 40 | 40 | 40 | 40 | 40 | 40 | 40
Denison Dam 2 | DNDAM_DENISOG2 | Grayson | Hydro | North | 1948 | 40 | 40 | 40 | 40 | 40 | 40 | 40 | 40 | 40 | 40
Falcon Hydro 1 | FALCON_FALCONG1 | Starr | Hydro | South | 1954 | 12 | 12 | 12 | 12 | 12 | 12 | 12 | 12 | 12 | 12
Falcon Hydro 2 | FALCON_FALCONG2 | Starr | Hydro | South | 1954 | 12 | 12 | 12 | 12 | 12 | 12 | 12 | 12 | 12 | 12
Falcon Hydro 3 | FALCON_FALCONG3 | Starr | Hydro | South | 1954 | 12 | 12 | 12 | 12 | 12 | 12 | 12 | 12 | 12 | 12
Granite Shoals 1 | WIRTZ_WIRTZ_G1 | Burnet | Hydro | South | 1951 | 29 | 29 | 29 | 29 | 29 | 29 | 29 | 29 | 29 | 29
Granite Shoals 2 | WIRTZ_WIRTZ_G2 | Burnet | Hydro | South | 1951 | 29 | 29 | 29 | 29 | 29 | 29 | 29 | 29 | 29 | 29
Inks 1 | INKSDA_INKS_G1 | Llano | Hydro | South | 1938 | 14 | 14 | 14 | 14 | 14 | 14 | 14 | 14 | 14 | 14
Marble Falls 1 | MARBFA_MARBFAG1 | Burnet | Hydro | South | 1951 | 21 | 21 | 21 | 21 | 21 | 21 | 21 | 21 | 21 | 21
Marble Falls 2 | MARBFA_MARBFAG2 | Burnet | Hydro | South | 1951 | 20 | 20 | 20 | 20 | 20 | 20 | 20 | 20 | 20 | 20
Marshall Ford 1 | MARSFO_MARSFOG1 | Travis | Hydro | South | 1941 | 36 | 36 | 36 | 36 | 36 | 36 | 36 | 36 | 36 | 36
Marshall Ford 2 | MARSFO_MARSFOG2 | Travis | Hydro | South | 1941 | 36 | 36 | 36 | 36 | 36 | 36 | 36 | 36 | 36 | 36
Marshall Ford 3 | MARSFO_MARSFOG3 | Travis | Hydro | South | 1941 | 29 | 29 | 29 | 29 | 29 | 29 | 29 | 29 | 29 | 29
Whitney 2 | WND_WHITNEY2 | Bosque | Hydro | North | 1953 | 15 | 15 | 15 | 15 | 15 | 15 | 15 | 15 | 15 | 15
Comanche Peak 1 | CPSES_UNIT1 | Somervell | Nuclear | North | 1990 | 1205 | 1205 | 1205 | 1205 | 1205 | 1205 | 1205 | 1205 | 1205 | 1205
Comanche Peak 2 | CPSES_UNIT2 | Somervell | Nuclear | North | 1993 | 1195 | 1195 | 1195 | 1195 | 1195 | 1195 | 1195 | 1195 | 1195 | 1195
South Texas 1 | STP_STP_G1 | Matagorda | Nuclear | South | 1988 | 1375 | 1375 | 1375 | 1375 | 1375 | 1375 | 1375 | 1375 | 1375 | 1375
South Texas 2 | STP_STP_G2 | Matagorda | Nuclear | South | 1989 | 1375 | 1375 | 1375 | 1375 | 1375 | 1375 | 1375 | 1375 | 1375 | 1375
NoTrees Battery | NWF_NBS | Winkler | Storage | West | 2012 | 36 | 36 | 36 | 36 | 36 | 36 | 36 | 36 | 36 | 36
AES Deepwater | APD_APD_PS1 | Harris | Storage | Houston | 2010 | bar: 2014 to 2023
Kmaybto | DG_KMASB_1UNIT | Wichita | Other | North | 2011 | 0.125 | 0.125 | 0.125 | 0.125 | 0.125 | 0.125 | 0.125 | 0.125 | 0.125 | 0.125
Blue Wing 1 | DG_BROOK_1UNIT | Bexar | Solar | South | 2010 | 7.56 | 7.56 | 7.56 | 7.56 | 7.56 | 7.56 | 7.56 | 7.56 | 7.56 | 7.56
Blue Wing 2 | DG_ELMEN_1UNIT | Bexar | Solar | South | 2010 | 7.3 | 7.3 | 7.3 | 7.3 | 7.3 | 7.3 | 7.3 | 7.3 | 7.3 | 7.3
Somerset 1 | DG_SOME1_1UNIT | Bexar | Solar | South | 2012 | 5.61 | 5.61 | 5.61 | 5.61 | 5.61 | 5.61 | 5.61 | 5.61 | 5.61 | 5.61
Somerset 2 | DG_SOME2_1UNIT | Bexar | Solar | South | 2012 | 4.95 | 4.95 | 4.95 | 4.95 | 4.95 | 4.95 | 4.95 | 4.95 | 4.95 | 4.95
Sunedison Rabel Road | DG_VALL1_1UNIT | Bexar | Solar | South | 2012 | 9.9 | 9.9 | 9.9 | 9.9 | 9.9 | 9.9 | 9.9 | 9.9 | 9.9 | 9.9
Sunedison Valley Road | DG_VALL2_1UNIT | Bexar | Solar | South | 2012 | 9.9 | 9.9 | 9.9 | 9.9 | 9.9 | 9.9 | 9.9 | 9.9 | 9.9 | 9.9
Webberville | WEBBER_S_WSP1 | Travis | Solar | South | 2011 | 28.5 | 28.5 | 28.5 | 28.5 | 28.5 | 28.5 | 28.5 | 28.5 | 28.5 | 28.5
Operational Units Total | [5 empty] | 64997.886 | 64997.886 | 64997.886 | 64997.886 | 64997.886 | 64997.886 | 64997.886 | 64997.886 | 64997.886 | 64997.886
Generation from Private Use Networks |  |  | Gas |  |  | 4331 | 4331 | 4331 | 4331 | 4331 | 4331 | 4331 | 4331 | 4331 | 4331
RMR Units Total | [5 empty] | 0 | 0 | 0 | 0 | 0 | 0 | 0 | 0 | 0 | 0
DC-Ties
Eagle Pass | DC_S | Maverick | Other | South |  | 36 | 36 | 36 | 36 | 36 | 36 | 36 | 36 | 36 | 36
East | DC_E | Fannin | Other | North |  | 600 | 600 | 600 | 600 | 600 | 600 | 600 | 600 | 600 | 600
Laredo VFT | DC_L | Webb | Other | South |  | 100 | 100 | 100 | 100 | 100 | 100 | 100 | 100 | 100 | 100
North | DC_N | Wilbarger | Other | West |  | 220 | 220 | 220 | 220 | 220 | 220 | 220 | 220 | 220 | 220
Sharyland (Railroad) | DC_R | Hidalgo | Other | South |  | 150 | 150 | 150 | 150 | 150 | 150 | 150 | 150 | 150 | 150
Sharyland (New Railroad Tie) | DC_R2 | Hidalgo | Other | South |  | 150 | 150 | 150 | 150 | 150 | 150 | 150 | 150 | 150 | 150
DC-Ties Total | [5 empty] | 1256 | 1256 | 1256 | 1256 | 1256 | 1256 | 1256 | 1256 | 1256 | 1256
Switchable Resources
Kiamichi Energy Facility 1CT101 | KMCHI_1CT101 | Fannin | Gas | North | 2003 | 153 | 153 | 153 | 153 | 153 | 153 | 153 | 153 | 153 | 153
Kiamichi Energy Facility 1CT201 | KMCHI_1CT201 | Fannin | Gas | North | 2003 | 155 | 155 | 155 | 155 | 155 | 155 | 155 | 155 | 155 | 155
Kiamichi Energy Facility 1ST | KMCHI_1ST | Fannin | Gas | North | 2003 | 315 | 315 | 315 | 315 | 315 | 315 | 315 | 315 | 315 | 315
Kiamichi Energy Facility 2CT101 | KMCHI_2CT101 | Fannin | Gas | North | 2003 | 153 | 153 | 153 | 153 | 153 | 153 | 153 | 153 | 153 | 153
Kiamichi Energy Facility 2CT201 | KMCHI_2CT201 | Fannin | Gas | North | 2003 | 155 | 155 | 155 | 155 | 155 | 155 | 155 | 155 | 155 | 155
Kiamichi Energy Facility 2ST | KMCHI_2ST | Fannin | Gas | North | 2003 | 315 | 315 | 315 | 315 | 315 | 315 | 315 | 315 | 315 | 315
Tenaska-Frontier 1 | FTR_FTR_G1 | Grimes | Gas | North | 2000 | 165 | 165 | 165 | 165 | 165 | 165 | 165 | 165 | 165 | 165
Tenaska-Frontier 2 | FTR_FTR_G2 | Grimes | Gas | North | 2000 | 165 | 165 | 165 | 165 | 165 | 165 | 165 | 165 | 165 | 165
Tenaska-Frontier 3 | FTR_FTR_G3 | Grimes | Gas | North | 2000 | 165 | 165 | 165 | 165 | 165 | 165 | 165 | 165 | 165 | 165
Tenaska-Frontier 4 | FTR_FTR_G4 | Grimes | Gas | North | 2000 | 390 | 390 | 390 | 390 | 390 | 390 | 390 | 390 | 390 | 390
Tenaska-Gateway 1 | TGCCS_CT1 | Rusk | Gas | North | 2001 | 156 | 156 | 156 | 156 | 156 | 156 | 156 | 156 | 156 | 156
Tenaska-Gateway 2 | TGCCS_CT2 | Rusk | Gas | North | 2001 | 135 | 135 | 135 | 135 | 135 | 135 | 135 | 135 | 135 | 135
Tenaska-Gateway 3 | TGCCS_CT3 | Rusk | Gas | North | 2001 | 153 | 153 | 153 | 153 | 153 | 153 | 153 | 153 | 153 | 153
Tenaska-Gateway 4 | TGCCS_UNIT4 | Rusk | Gas | North | 2001 | 402 | 402 | 402 | 402 | 402 | 402 | 402 | 402 | 402 | 402
Switchable Resources Total | [5 empty] | 2977 | 2977 | 2977 | 2977 | 2977 | 2977 | 2977 | 2977 | 2977 | 2977
Wind Resources
Anacacho Windfarm | ANACACHO_ANA | Kinney | Wind | South | 2013 | 101 | 101 | 101 | 101 | 101 | 101 | 101 | 101 | 101 | 101
Barton Chapel Wind | BRTSW_BCW1 | Jack | Wind | North | 2007 | 120 | 120 | 120 | 120 | 120 | 120 | 120 | 120 | 120 | 120
Bobcat Wind | BCATWIND_WIND_1 | Clay | Wind | North | 2013 | 163 | 163 | 163 | 163 | 163 | 163 | 163 | 163 | 163 | 163
Buffalo Gap Wind Farm 1 | BUFF_GAP_UNIT1 | Taylor | Wind | West | 2006 | 121 | 121 | 121 | 121 | 121 | 121 | 121 | 121 | 121 | 121
Buffalo Gap Wind Farm 2 | BUFF_GAP_UNIT2_1 | Taylor | Wind | West | 2007 | 115.5 | 115.5 | 115.5 | 115.5 | 115.5 | 115.5 | 115.5 | 115.5 | 115.5 | 115.5
Buffalo Gap Wind Farm 2 | BUFF_GAP_UNIT2_2 | Taylor | Wind | West | 2007 | 117 | 117 | 117 | 117 | 117 | 117 | 117 | 117 | 117 | 117
Buffalo Gap Wind Farm 3 | BUFF_GAP_UNIT3 | Taylor | Wind | West | 2008 | 170 | 170 | 170 | 170 | 170 | 170 | 170 | 170 | 170 | 170
Bull Creek Wind Plant | BULLCRK_WND1 | Borden | Wind | West | 2009 | 88 | 88 | 88 | 88 | 88 | 88 | 88 | 88 | 88 | 88
Bull Creek Wind Plant | BULLCRK_WND2 | Borden | Wind | West | 2009 | 90 | 90 | 90 | 90 | 90 | 90 | 90 | 90 | 90 | 90
Callahan Wind | CALLAHAN_WND1 | Callahan | Wind | West | 2004 | 0 | 0 | 0 | 0 | 0 | 0 | 0 | 0 | 0 | 0
Camp Springs 1 | CSEC_CSECG1 | Scurry | Wind | West | 2007 | 134 | 134 | 134 | 134 | 134 | 134 | 134 | 134 | 134 | 134
Camp Springs 2 | CSEC_CSECG2 | Scurry | Wind | West | 2007 | 124 | 124 | 124 | 124 | 124 | 124 | 124 | 124 | 124 | 124
Capricorn Ridge Wind 1 | CAPRIDGE_CR1 | Sterling | Wind | West | 2007 | 215 | 215 | 215 | 215 | 215 | 215 | 215 | 215 | 215 | 215
Capricorn Ridge Wind 2 | CAPRIDGE_CR3 | Sterling | Wind | West | 2008 | 186 | 186 | 186 | 186 | 186 | 186 | 186 | 186 | 186 | 186
Capricorn Ridge Wind 3 | CAPRIDGE_CR2 | Sterling | Wind | West | 2007 | 150 | 150 | 150 | 150 | 150 | 150 | 150 | 150 | 150 | 150
Capricorn Ridge Wind 4 | CAPRIDG4_CR4 | Sterling | Wind | West | 2008 | 113 | 113 | 113 | 113 | 113 | 113 | 113 | 113 | 113 | 113
Cedro Hill Wind | CEDROHIL_CHW1 | Webb | Wind | South | 2010 | 150 | 150 | 150 | 150 | 150 | 150 | 150 | 150 | 150 | 150
Champion Wind Farm | CHAMPION_UNIT1 | Nolan | Wind | West | 2008 | 127 | 127 | 127 | 127 | 127 | 127 | 127 | 127 | 127 | 127
Delaware Mountain Wind Farm | KUNITZ_WIND_NWP | Culberson | Wind | West | 2010 | 30 | 30 | 30 | 30 | 30 | 30 | 30 | 30 | 30 | 30
Desert Sky Wind Farm 1 | INDNENR_INDNENR | Pecos | Wind | West | 2002 | 84 | 84 | 84 | 84 | 84 | 84 | 84 | 84 | 84 | 84
Desert Sky Wind Farm 2 | INDNENR_INDNENR_2 | Pecos | Wind | West | 2002 | 77 | 77 | 77 | 77 | 77 | 77 | 77 | 77 | 77 | 77
Elbow Creek Wind Project | ELB_ELBCREEK | Howard | Wind | West | 2008 | 119 | 119 | 119 | 119 | 119 | 119 | 119 | 119 | 119 | 119
Forest Creek Wind Farm | MCDLD_FCW1 | Glasscock | Wind | West | 2007 | 124 | 124 | 124 | 124 | 124 | 124 | 124 | 124 | 124 | 124
Goat Wind | GOAT_GOATWIND | Sterling | Wind | West | 2008 | 80 | 80 | 80 | 80 | 80 | 80 | 80 | 80 | 80 | 80
Goat Wind 2 | GOAT_GOATWIN2 | Sterling | Wind | West | 2010 | 70 | 70 | 70 | 70 | 70 | 70 | 70 | 70 | 70 | 70
Green Mountain Energy 1 | BRAZ_WND_WND1 | Scurry | Wind | West | 2003 | 99 | 99 | 99 | 99 | 99 | 99 | 99 | 99 | 99 | 99
Green Mountain Energy 2 | BRAZ_WND_WND2 | Scurry | Wind | West | 2003 | 61 | 61 | 61 | 61 | 61 | 61 | 61 | 61 | 61 | 61
Gulf Wind I | TGW_T1 | Kenedy | Wind | South | 2010 | 142 | 142 | 142 | 142 | 142 | 142 | 142 | 142 | 142 | 142
Gulf Wind II | TGW_T2 | Kenedy | Wind | South | 2010 | 142 | 142 | 142 | 142 | 142 | 142 | 142 | 142 | 142 | 142
Hackberry Wind Farm | HWF_HWFG1 | Shackelford | Wind | West | 2008 | 162 | 162 | 162 | 162 | 162 | 162 | 162 | 162 | 162 | 162
Harbor Wind | DG_NUECE_6UNITS | Nueces | Wind | South | 2012 | 9 | 9 | 9 | 9 | 9 | 9 | 9 | 9 | 9 | 9
Horse Hollow Wind 1 | H_HOLLOW_WND1 | Taylor | Wind | West | 2005 | 0 | 0 | 0 | 0 | 0 | 0 | 0 | 0 | 0 | 0
Horse Hollow Wind 1 | HHGT_HHOLLOW1 | Kendall | Wind | South | 2009 | 213 | 213 | 213 | 213 | 213 | 213 | 213 | 213 | 213 | 213
Horse Hollow Wind 2 | HHOLLOW2_WIND1 | Taylor | Wind | West | 2006 | 0 | 0 | 0 | 0 | 0 | 0 | 0 | 0 | 0 | 0
Horse Hollow Wind 2 | HHGT_HHOLLOW2 | Kendall | Wind | South | 2009 | 184 | 184 | 184 | 184 | 184 | 184 | 184 | 184 | 184 | 184
Horse Hollow Wind 3 | HHOLLOW3_WND_1 | Taylor | Wind | West | 2006 | 0 | 0 | 0 | 0 | 0 | 0 | 0 | 0 | 0 | 0
Horse Hollow Wind 3 | HHGT_HHOLLOW3 | Kendall | Wind | South | 2009 | 224 | 224 | 224 | 224 | 224 | 224 | 224 | 224 | 224 | 224
Horse Hollow Wind 4 | HHOLLOW4_WND1 | Taylor | Wind | West | 2006 | 0 | 0 | 0 | 0 | 0 | 0 | 0 | 0 | 0 | 0
Horse Hollow Wind 4 | HHGT_HHOLLOW4 | Kendall | Wind | South | 2009 | 115 | 115 | 115 | 115 | 115 | 115 | 115 | 115 | 115 | 115
Horse Hollow Wind Callahan | HHGT_CALLAHAN | Kendall | Wind | South | 2009 | 114 | 114 | 114 | 114 | 114 | 114 | 114 | 114 | 114 | 114
Inadale Wind | INDL_INADALE1 | Nolan | Wind | West | 2008 | 197 | 197 | 197 | 197 | 197 | 197 | 197 | 197 | 197 | 197
Indian Mesa Wind Farm | INDNNWP_INDNNWP | Pecos | Wind | West | 2001 | 83 | 83 | 83 | 83 | 83 | 83 | 83 | 83 | 83 | 83
King Mountain NE | KING_NE_KINGNE | Upton | Wind | West | 2001 | 79 | 79 | 79 | 79 | 79 | 79 | 79 | 79 | 79 | 79
King Mountain NW | KING_NW_KINGNW | Upton | Wind | West | 2001 | 79 | 79 | 79 | 79 | 79 | 79 | 79 | 79 | 79 | 79
King Mountain SE | KING_SE_KINGSE | Upton | Wind | West | 2001 | 40 | 40 | 40 | 40 | 40 | 40 | 40 | 40 | 40 | 40
King Mountain SW | KING_SW_KINGSW | Upton | Wind | West | 2001 | 79 | 79 | 79 | 79 | 79 | 79 | 79 | 79 | 79 | 79
Kunitz Wind | KUNITZ_WIND_LGE | Culberson | Wind | West | 1995 | 40 | 40 | 40 | 40 | 40 | 40 | 40 | 40 | 40 | 40
Langford Wind Power | LGD_LANGFORD | Tom Green | Wind | West | 2009 | 155 | 155 | 155 | 155 | 155 | 155 | 155 | 155 | 155 | 155
Loraine Windpark I | LONEWOLF_G1 | Mitchell | Wind | West | 2009 | 50 | 50 | 50 | 50 | 50 | 50 | 50 | 50 | 50 | 50
Loraine Windpark II | LONEWOLF_G2 | Mitchell | Wind | West | 2009 | 51 | 51 | 51 | 51 | 51 | 51 | 51 | 51 | 51 | 51
Loraine Windpark III | LONEWOLF_G3 | Mitchell | Wind | West | 2011 | 26 | 26 | 26 | 26 | 26 | 26 | 26 | 26 | 26 | 26
Loraine Windpark IV | LONEWOLF_G4 | Mitchell | Wind | West | 2011 | 24 | 24 | 24 | 24 | 24 | 24 | 24 | 24 | 24 | 24
Magic Valley Wind | REDFISH_MV1A | Willacy | Wind | South | 2012 | 103 | 103 | 103 | 103 | 103 | 103 | 103 | 103 | 103 | 103
Magic Valley Wind | REDFISH_MV1B | Willacy | Wind | South | 2012 | 103 | 103 | 103 | 103 | 103 | 103 | 103 | 103 | 103 | 103
McAdoo Wind Farm | MWEC_G1 | Dickens | Wind | West | 2008 | 150 | 150 | 150 | 150 | 150 | 150 | 150 | 150 | 150 | 150
Mesquite Wind | LNCRK_G83 | Shackelford | Wind | West | 2006 | 200 | 200 | 200 | 200 | 200 | 200 | 200 | 200 | 200 | 200
Notrees-1 | NWF_NWF1 | Winkler | Wind | West | 2009 | 153 | 153 | 153 | 153 | 153 | 153 | 153 | 153 | 153 | 153
Ocotillo Wind Farm | OWF_OWF | Howard | Wind | West | 2008 | 60 | 60 | 60 | 60 | 60 | 60 | 60 | 60 | 60 | 60
Panther Creek 1 | PC_NORTH_PANTHER1 | Howard | Wind | West | 2008 | 143 | 143 | 143 | 143 | 143 | 143 | 143 | 143 | 143 | 143
Panther Creek 2 | PC_SOUTH_PANTHER2 | Howard | Wind | West | 2008 | 116 | 116 | 116 | 116 | 116 | 116 | 116 | 116 | 116 | 116
Panther Creek 3 | PC_SOUTH_PANTHER3 | Howard | Wind | West | 2009 | 200 | 200 | 200 | 200 | 200 | 200 | 200 | 200 | 200 | 200
Papalote Creek Wind | COTTON_PAP2 | San Patricio | Wind | South | 2010 | 200 | 200 | 200 | 200 | 200 | 200 | 200 | 200 | 200 | 200
Papalote Creek Wind Farm | PAP1_PAP1 | San Patricio | Wind | South | 2009 | 180 | 180 | 180 | 180 | 180 | 180 | 180 | 180 | 180 | 180
Pecos Wind (Woodward 1) | WOODWRD1_WOODWRD1 | Pecos | Wind | West | 2001 | 83 | 83 | 83 | 83 | 83 | 83 | 83 | 83 | 83 | 83
Pecos Wind (Woodward 2) | WOODWRD2_WOODWRD2 | Pecos | Wind | West | 2001 | 77 | 77 | 77 | 77 | 77 | 77 | 77 | 77 | 77 | 77
Penascal Wind | PENA_UNIT1 | Kenedy | Wind | South | 2009 | 161 | 161 | 161 | 161 | 161 | 161 | 161 | 161 | 161 | 161
Penascal Wind | PENA_UNIT2 | Kenedy | Wind | South | 2009 | 142 | 142 | 142 | 142 | 142 | 142 | 142 | 142 | 142 | 142
Penascal Wind | PENA3_UNIT3 | Kenedy | Wind | South | 2010 | 101 | 101 | 101 | 101 | 101 | 101 | 101 | 101 | 101 | 101
Post Oak Wind 1 | LNCRK2_G871 | Shackelford | Wind | West | 2007 | 100 | 100 | 100 | 100 | 100 | 100 | 100 | 100 | 100 | 100
Post Oak Wind 2 | LNCRK2_G872 | Shackelford | Wind | West | 2007 | 100 | 100 | 100 | 100 | 100 | 100 | 100 | 100 | 100 | 100
Pyron Wind Farm | PYR_PYRON1 | Scurry | Wind | West | 2008 | 249 | 249 | 249 | 249 | 249 | 249 | 249 | 249 | 249 | 249
Red Canyon | RDCANYON_RDCNY1 | Borden | Wind | West | 2006 | 84 | 84 | 84 | 84 | 84 | 84 | 84 | 84 | 84 | 84
Roscoe Wind Farm | TKWSW1_ROSCOE | Nolan | Wind | West | 2008 | 209 | 209 | 209 | 209 | 209 | 209 | 209 | 209 | 209 | 209
Sand Bluff Wind Farm | MCDLD_SBW1 | Glasscock | Wind | West | 2008 | 90 | 90 | 90 | 90 | 90 | 90 | 90 | 90 | 90 | 90
Senate Wind Project | SENATEWD_UNIT1 | Jack | Wind | West | 2013 | 150 | 150 | 150 | 150 | 150 | 150 | 150 | 150 | 150 | 150
Sherbino 2 | KEO_SHRBINO2 | Pecos | Wind | West | 2012 | 150 | 150 | 150 | 150 | 150 | 150 | 150 | 150 | 150 | 150
Sherbino I | KEO_KEO_SM1 | Pecos | Wind | West | 2008 | 150 | 150 | 150 | 150 | 150 | 150 | 150 | 150 | 150 | 150
Silver Star | FLTCK_SSI | Eastland | Wind | North | 2008 | 60 | 60 | 60 | 60 | 60 | 60 | 60 | 60 | 60 | 60
Snyder Wind Farm | ENAS_ENA1 | Scurry | Wind | West | 2007 | 63 | 63 | 63 | 63 | 63 | 63 | 63 | 63 | 63 | 63
South Trent Wind Farm | STWF_T1 | Nolan | Wind | West | 2008 | 101 | 101 | 101 | 101 | 101 | 101 | 101 | 101 | 101 | 101
Stanton Wind Energy | SWEC_G1 | Martin | Wind | West | 2008 | 124 | 124 | 124 | 124 | 124 | 124 | 124 | 124 | 124 | 124
Sweetwater Wind 1 | SWEETWND_WND1 | Nolan | Wind | West | 2003 | 37 | 37 | 37 | 37 | 37 | 37 | 37 | 37 | 37 | 37
Sweetwater Wind 2 | SWEETWN2_WND24 | Nolan | Wind | West | 2006 | 16 | 16 | 16 | 16 | 16 | 16 | 16 | 16 | 16 | 16
Sweetwater Wind 3 | SWEETWN2_WND2 | Nolan | Wind | West | 2004 | 98 | 98 | 98 | 98 | 98 | 98 | 98 | 98 | 98 | 98
Sweetwater Wind 4 | SWEETWN3_WND3A | Nolan | Wind | West | 2005 | 29.5 | 29.5 | 29.5 | 29.5 | 29.5 | 29.5 | 29.5 | 29.5 | 29.5 | 29.5
Sweetwater Wind 4 | SWEETWN3_WND3B | Nolan | Wind | West | 2005 | 100.5 | 100.5 | 100.5 | 100.5 | 100.5 | 100.5 | 100.5 | 100.5 | 100.5 | 100.5
Sweetwater Wind 5 | SWEETWN4_WND5 | Nolan | Wind | West | 2007 | 79 | 79 | 79 | 79 | 79 | 79 | 79 | 79 | 79 | 79
Sweetwater Wind 6 | SWEETWN4_WND4B | Nolan | Wind | West | 2007 | 104 | 104 | 104 | 104 | 104 | 104 | 104 | 104 | 104 | 104
Sweetwater Wind 7 | SWEETWN4_WND4A | Nolan | Wind | West | 2007 | 118 | 118 | 118 | 118 | 118 | 118 | 118 | 118 | 118 | 118
Texas Big Spring | SGMTN_SIGNALMT | Howard | Wind | West | 1999 | 34 | 34 | 34 | 34 | 34 | 34 | 34 | 34 | 34 | 34
Trent Wind Farm | TRENT_TRENT | Nolan | Wind | West | 2001 | 151 | 151 | 151 | 151 | 151 | 151 | 151 | 151 | 151 | 151
Trinity Hills | TRINITY_TH1_BUS1 | Young | Wind | North | 2012 | 118 | 118 | 118 | 118 | 118 | 118 | 118 | 118 | 118 | 118
Trinity Hills | TRINITY_TH1_BUS2 | Young | Wind | North | 2012 | 108 | 108 | 108 | 108 | 108 | 108 | 108 | 108 | 108 | 108
TSTC West Texas Wind | DG_ROSC2_1UNIT | Nolan | Wind | West | 2008 | 2 | 2 | 2 | 2 | 2 | 2 | 2 | 2 | 2 | 2
Turkey Track Wind Energy Center | TTWEC_G1 | Nolan | Wind | West | 2008 | 170 | 170 | 170 | 170 | 170 | 170 | 170 | 170 | 170 | 170
West Texas Wind Energy | SW_MESA_SW_MESA | Upton | Wind | West | 1999 | 74 | 74 | 74 | 74 | 74 | 74 | 74 | 74 | 74 | 74
Whirlwind Energy | WEC_WECG1 | Floyd | Wind | West | 2007 | 57 | 57 | 57 | 57 | 57 | 57 | 57 | 57 | 57 | 57
Whitetail Wind Energy Project | EXGNWTL_WIND_1 | Webb | Wind | South | 2013 | 92 | 92 | 92 | 92 | 92 | 92 | 92 | 92 | 92 | 92
WKN Mozart | MOZART_WIND_1 | Kent | Wind | West | 2013 | 30 | 30 | 30 | 30 | 30 | 30 | 30 | 30 | 30 | 30
Wolfe Ridge | WHTTAIL_WR1 | Cooke | Wind | North | 2008 | 113 | 113 | 113 | 113 | 113 | 113 | 113 | 113 | 113 | 113
Wind Resources Total | [5 empty] | 10569.5 | 10569.5 | 10569.5 | 10569.5 | 10569.5 | 10569.5 | 10569.5 | 10569.5 | 10569.5 | 10569.5
New Units with Signed IA and Air Permit
WA Parish Addition | 12INR0086 | Fort Bend | Gas |  |  | 90 | 90 | 90 | 90 | 90 | 90 | 90 | 90 | 90 | 90
Sandy Creek 1 | SCES_UNIT1 | McLennan | Coal |  |  | 925 | 925 | 925 | 925 | 925 | 925 | 925 | 925 | 925 | 925
Deepwater Energy Storage | 10INR0089 | Harris | Storage |  |  | 40 | 40 | 40 | 40 | 40 | 40 | 40 | 40 | 40 | 40
OCI Alamo 1 | 13INR0058 | Bexar | Solar |  |  | 50 | 50 | 50 | 50 | 50 | 50 | 50 | 50 | 50 | 50
Panda Sherman Power | 10INR0021 | Grayson | Gas |  |  | 720.2 | 720.2 | 720.2 | 720.2 | 720.2 | 720.2 | 720.2 | 720.2 | 720.2 | 720.2
Panda Temple Power | 10INR0020a | Bell | Gas |  |  | 717 | 717 | 717 | 717 | 717 | 717 | 717 | 717 | 717 | 717
Deer Park Energy Center | 14INR0015 | Harris | Gas |  |  | 195 | 195 | 195 | 195 | 195 | 195 | 195 | 195 | 195 | 195
Channel Energy Center 138/345kV CT | 14INR0016 | Harris | Gas |  |  | 190 | 190 | 190 | 190 | 190 | 190 | 190 | 190 | 190 | 190
Ferguson Replacement Project | 13INR0021 | Llano | Gas |  |  | 0 | 570 | 570 | 570 | 570 | 570 | 570 | 570 | 570 | 570
Antelope Station | 13INR0028 | Hale | Gas |  |  | 0 | 0 | 364 | 364 | 364 | 364 | 364 | 364 | 364 | 364
Texas Clean Energy Project | 13INR0023 | Ector | Coal |  |  | 0 | 0 | 240 | 240 | 240 | 240 | 240 | 240 | 240 | 240
Panda Temple Power | 10INR0020b | Bell | Gas |  |  | 0 | 0 | 780 | 780 | 780 | 780 | 780 | 780 | 780 | 780
Pondera King Power Project | 10INR0022 | Harris | Gas |  |  | 0 | 0 |  | 1380 | 1380 | 1380 | 1380 | 1380 | 1380 | 1380
New Units Total | [5 empty] | 2927.2 | 3497.2 | 4881.2 | 6261.2 | 6261.2 | 6261.2 | 6261.2 | 6261.2 | 6261.2 | 6261.2
New Wind Generation
Los Vientos | 11INR0033 | Cameron | Wind |  |  | 402 | 402 | 402 | 402 | 402 | 402 | 402 | 402 | 402 | 402
Blue Summit Windfarm | 12INR0075 | Wilbarger | Wind |  |  | 135 | 135 | 135 | 135 | 135 | 135 | 135 | 135 | 135 | 135
Stephens Ranch Wind Energy | 12INR0034 | Borden | Wind |  |  | 378 | 378 | 378 | 378 | 378 | 378 | 378 | 378 | 378 | 378
Goldthwaite Wind Energy | 11INR0013 | Mills | Wind |  |  | 150 | 150 | 150 | 150 | 150 | 150 | 150 | 150 | 150 | 150
Spinning Spur Wind Two | 13INR0048 | Oldham | Wind |  |  | 161 | 161 | 161 | 161 | 161 | 161 | 161 | 161 | 161 | 161
Mariah Wind | 13INR0010b | Parmer | Wind |  |  | 200 | 200 | 200 | 200 | 200 | 200 | 200 | 200 | 200 | 200
Panhandle Wind | 14INR0030a2 | Carson | Wind |  |  | 322 | 322 | 322 | 322 | 322 | 322 | 322 | 322 | 322 | 322
Miami Wind 1 Project | 14INR0012 | Gray | Wind |  |  | 401 | 401 | 401 | 401 | 401 | 401 | 401 | 401 | 401 | 401
Moore Wind 1 | 11INR0050 | Crosby | Wind |  |  | 0 | 149 | 149 | 149 | 149 | 149 | 149 | 149 | 149 | 149
Mariah Wind | 13INR0010a | Parmer | Wind |  |  | 0 | 200 | 200 | 200 | 200 | 200 | 200 | 200 | 200 | 200
Midway Farms Wind | 11INR0054 | San Patricio | Wind |  |  | 0 | 161 | 161 | 161 | 161 | 161 | 161 | 161 | 161 | 161
Longhorn Energy Center | 14INR0023 | Briscoe | Wind |  |  | 0 | 361 | 361 | 361 | 361 | 361 | 361 | 361 | 361 | 361
Conway Windfarm | 13INR0005 | Carson | Wind |  |  | 0 | 600 | 600 | 600 | 600 | 600 | 600 | 600 | 600 | 600
South Clay Windfarm | 11INR0079a | Clay | Wind |  |  | 0 | 200 | 200 | 200 | 200 | 200 | 200 | 200 | 200 | 200
Penascal Wind Farm 3 | 06INR0022c | Kenedy | Wind |  |  | 0 | 202 | 202 | 202 | 202 | 202 | 202 | 202 | 202 | 202
Mariah Wind | 13INR0010c | Parmer | Wind |  |  | 0 | 200 | 200 | 200 | 200 | 200 | 200 | 200 | 200 | 200
Mesquite Creek | 09INR0051 | Borden | Wind |  |  | 0 | 249 | 249 | 249 | 249 | 249 | 249 | 249 | 249 | 249
Gunsight Mountain | 08INR0018 | Howard | Wind |  |  | 0 | 0 | 120 | 120 | 120 | 120 | 120 | 120 | 120 | 120
New Wind Generation Total | [5 empty] | 2149 | 4471 | 4591 | 4591 | 4591 | 4591 | 4591 | 4591 | 4591 | 4591
Switchable Units Unavailable to ERCOT |  |  | Gas |  |  | -317 | -317 | -317 | -317 | -317 | -317 | -317 | 0 | 0 | 0
Retiring Units
J T Deely 1 | CALAVERS_JTD1 | Bexar | Coal | South |  | 0 | 0 | 0 | 0 | 0 | -425 | -425 | -425 | -425 | -425
J T Deely 2 | CALAVERS_JTD2 | Bexar | Coal | South |  | 0 | 0 | 0 | 0 | 0 | -420 | -420 | -420 | -420 | -420
Thomas C Ferguson 1 | FERGUS_FERGUSG1 | Llano | Gas | South |  | -354 | -354 | -354 | -354 | -354 | -354 | -354 | -354 | -354 | -354
Total Retiring Units | [5 empty] | -354 | -354 | -354 | -354 | -354 | -1199 | -1199 | -1199 | -1199 | -1199
Mothballed Resources
Applied Energy | APD_APD_G1 | Harris | Other | Houston | 1986 | 138 | 138 | 138 | 138 | 138 | 138 | 138 | 138 | 138 | 138
Atkins | ATKINS_ATKINSG3 | Brazos | Gas | North | 1954 | 12 | 12 | 12 | 12 | 12 | 12 | 12 | 12 | 12 | 12
Atkins | ATKINS_ATKINSG4 | Brazos | Gas | North | 1958 | 22 | 22 | 22 | 22 | 22 | 22 | 22 | 22 | 22 | 22
Atkins | ATKINS_ATKINSG5 | Brazos | Gas | North | 1965 | 25 | 25 | 25 | 25 | 25 | 25 | 25 | 25 | 25 | 25
Atkins | ATKINS_ATKINSG6 | Brazos | Gas | North | 1969 | 50 | 50 | 50 | 50 | 50 | 50 | 50 | 50 | 50 | 50
Greens Bayou | GBY_GBYGT82 | Harris | Gas | Houston | 1976 | 58 | 58 | 58 | 58 | 58 | 58 | 58 | 58 | 58 | 58
North Texas | NTX_NTX_1 | Parker | Gas | North | 1958 | 18 | 18 | 18 | 18 | 18 | 18 | 18 | 18 | 18 | 18
North Texas | NTX_NTX_2 | Parker | Gas | North | 1958 | 18 | 18 | 18 | 18 | 18 | 18 | 18 | 18 | 18 | 18
North Texas | NTX_NTX_3 | Parker | Gas | North | 1963 | 39 | 39 | 39 | 39 | 39 | 39 | 39 | 39 | 39 | 39
Permian Basin Ses | PBSES_UNIT6 | Ward | Gas | West | 2009 | 515 | 515 | 515 | 515 | 515 | 515 | 515 | 515 | 515 | 515
Silas Ray | SILASRAY_SILAS_5 | Cameron | Gas | South | 1951 | 10 | 10 | 10 | 10 | 10 | 10 | 10 | 10 | 10 | 10
Valley SES | VLSES_UNIT1 | Fannin | Gas | North | 1962 | 174 | 174 | 174 | 174 | 174 | 174 | 174 | 174 | 174 | 174
Valley SES | VLSES_UNIT2 | Fannin | Gas | North | 1967 | 520 | 520 | 520 | 520 | 520 | 520 | 520 | 520 | 520 | 520
Valley SES | VLSES_UNIT3 | Fannin | Gas | North | 1971 | 375 | 375 | 375 | 375 | 375 | 375 | 375 | 375 | 375 | 375
Whitney Dam | WND_WHITNEY1 | Bosque | Hydro | North | 1953 | 20 | 20 | 20 | 20 | 20 | 20 | 20 | 20 | 20 | 20
Mothballed Resources Total | [5 empty] | 1994 | 1994 | 1994 | 1994 | 1994 | 1994 | 1994 | 1994 | 1994 | 1994
Excluded Resources, per notification from developer
Cobisa-Greenville | 06INR0006 | Hunt | Gas | [5 empty] | 1792 | 1792 | 1792 | 1792 | 1792 | 1792 | 1792

## WinterSummary
2013 Report on the Capacity, Demand, and Reserves in the ERCOT Region
Winter Summary
| Load Forecast: |  | 2014/15 | 2015/16 | 2016/17 | 2017/18 | 2018/19 | 2019/20 | 2020/21 | 2021/22 | 2022/23 | 2023/24
|  | Total Winter Peak Demand, MW | 55957 | 57738 | 59151 | 60004 | 60612 | 61176 | 61769 | 62358 | 62870 | 63339
|  | less LRS Serving as Responsive Reserve, MW | 1222 | 1222 | 1222 | 1222 | 1222 | 1222 | 1222 | 1222 | 1222 | 1222
|  | less LRS Serving as Non-Spinning Reserve, MW | 0 | 0 | 0 | 0 | 0 | 0 | 0 | 0 | 0 | 0
|  | less Emergency Response Service | 475.2 | 522.72 | 574.992 | 632.4912 | 695.7403 | 765.3144 | 841.8458 | 926.0304 | 1018.6334 | 1121
|  | less Energy Efficiency Programs (per Utilities Code Section 39.905 (b-4)) | 518.049 | 647.7768 | 781.3206 | 917.0568 | 1054.1916 | 1192.5792 | 1209.8772 | 1225.3086 | 1237.8798 | 1238
|  | Firm Load Forecast, MW | 53741.751 | 55345.5032 | 56572.6874 | 57232.452 | 57640.0681 | 57996.1064 | 58495.277 | 58984.661 | 59391.4868 | 59758
| Resources: |  | 2014/15 | 2015/16 | 2016/17 | 2017/18 | 2018/19 | 2019/20 | 2020/21 | 2021/22 | 2022/23 | 2023/24
|  | Installed Capacity, MW | 67225.006 | 67225.006 | 67225.006 | 67225.006 | 67225.006 | 67225.006 | 67225.006 | 67225.006 | 67225.006 | 67225.006
|  | Capacity from Private Networks, MW | 4331 | 4331 | 4331 | 4331 | 4331 | 4331 | 4331 | 4331 | 4331 | 4331
|  | Effective Load-Carrying Capability (ELCC) of Wind Generation, MW | 919.5465 | 919.5465 | 919.5465 | 919.5465 | 919.5465 | 919.5465 | 919.5465 | 919.5465 | 919.5465 | 919.5465
|  | RMR Units to be under Contract, MW | 0 | 0 | 0 | 0 | 0 | 0 | 0 | 0 | 0 | 0
|  | Operational Generation, MW | 72475.5525 | 72475.5525 | 72475.5525 | 72475.5525 | 72475.5525 | 72475.5525 | 72475.5525 | 72475.5525 | 72475.5525 | 72475.5525
|  | 50% of Non-Synchronous Ties, MW | 628 | 628 | 628 | 628 | 628 | 628 | 628 | 628 | 628 | 628
|  | Switchable Units, MW | 3168 | 3168 | 3168 | 3168 | 3168 | 3168 | 3168 | 3168 | 3168 | 3168
|  | Available Mothballed Generation , MW | 5.8 | 29 | 29 | 29 | 29 | 29 | 29 | 29 | 29 | 29
|  | Planned Units (not wind) with Signed IA and Air Permit, MW | 3624.2 | 3988.2 | 6388.2 | 6388.2 | 6388.2 | 6388.2 | 6388.2 | 6388.2 | 6388.2 | 6388.2
|  | ELCC of Planned Wind Units with Signed IA, MW | 262.74 | 399.417 | 399.417 | 399.417 | 399.417 | 399.417 | 399.417 | 399.417 | 399.417 | 399.417
|  | Total Resources, MW | 80164.2925 | 80688.1695 | 83088.1695 | 83088.1695 | 83088.1695 | 83088.1695 | 83088.1695 | 83088.1695 | 83088.1695 | 83088.1695
|  | less Switchable Units Unavailable to ERCOT, MW | -317 | -317 | -317 | -317 | -317 | -317 | 0 | 0 | 0 | 0
|  | less Retiring Units, MW | -425 | -425 | -425 | -425 | -1270 | -1270 | -1270 | -1270 | -1270 | -1270
|  | Resources, MW | 79422.2925 | 79946.1695 | 82346.1695 | 82346.1695 | 81501.1695 | 81501.1695 | 81818.1695 | 81818.1695 | 81818.1695 | 81818.1695
|  | Reserve Margin | 47.79% | 44.45% | 45.56% | 43.88% | 41.4% | 40.53% | 39.87% | 38.71% | 37.76% | 36.92%
(Resources - Firm Load Forecast)/Firm Load Forecast
2013 Report on the Capacity, Demand, and Reserves in the ERCOT Region
Winter Loads and Resources
|  |  | 61131.2418 | 62955.5099 | 64351.4319 | 65101.9141 | 65565.5774 | 65970.5711 | 66538.3776 | 67095.0519 | 67557.8162 | 67974.725

## WinterCapacities
Unit Capacities - Winter
Units used in determining the generation resources in the Winter Summary
Operational capacities are based on unit testing. Other capacities are based on information provided by the plant owners. This list includes MW available to the grid from private network (self-serve) units. It also includes distributed generation units that have registered with ERCOT. Data without unit names are for private network units or are planned generation that is not public.
Unit Name | Unit Code | County | Fuel | Forecast Zone | Year In Service | 2014/15 | 2015/16 | 2016/17 | 2017/18 | 2018/19 | 2019/20 | 2020/21 | 2021/22 | 2022/23 | 2023/24
Alvin | AV_DG1 | Galveston | Biomass | Houston | 2002 | 6.7 | 6.7 | 6.7 | 6.7 | 6.7 | 6.7 | 6.7 | 6.7 | 6.7 | 6.7
Austin Landfill Gas | DG_SPRIN_4UNITS | Travis | Biomass | South | 2007 | 6.4 | 6.4 | 6.4 | 6.4 | 6.4 | 6.4 | 6.4 | 6.4 | 6.4 | 6.4
Covel Gardens Power Station | DG_MEDIN_1UNIT | Bexar | Biomass | South | 2005 | 9.6 | 9.6 | 9.6 | 9.6 | 9.6 | 9.6 | 9.6 | 9.6 | 9.6 | 9.6
DFW Gas Recovery | DG_BIO2_4UNITS | Denton | Biomass | North | 2009 | 6.4 | 6.4 | 6.4 | 6.4 | 6.4 | 6.4 | 6.4 | 6.4 | 6.4 | 6.4
DG_Bioenergy Partners | DG_BIOE_2UNITS | Denton | Biomass | North | 1988 | 6.2 | 6.2 | 6.2 | 6.2 | 6.2 | 6.2 | 6.2 | 6.2 | 6.2 | 6.2
Farmer's Branch Landfill | DG_HBR | Denton | Biomass | North | 2011 | 3.2 | 3.2 | 3.2 | 3.2 | 3.2 | 3.2 | 3.2 | 3.2 | 3.2 | 3.2
FW Region Gen Facility | DG_RDLML_1UNIT | Tarrant | Biomass | North | 2006 | 1.6 | 1.6 | 1.6 | 1.6 | 1.6 | 1.6 | 1.6 | 1.6 | 1.6 | 1.6
Humble | HB_DG1 | Harris | Biomass | Houston | 2002 | 10 | 10 | 10 | 10 | 10 | 10 | 10 | 10 | 10 | 10
Liberty | LB_DG1 | Harris | Biomass | Houston | 2002 | 3.872 | 3.872 | 3.872 | 3.872 | 3.872 | 3.872 | 3.872 | 3.872 | 3.872 | 3.872
Lufkin Biomass | LFBIO_UNIT1 | Angelina | Biomass | North | 2011 | 45 | 45 | 45 | 45 | 45 | 45 | 45 | 45 | 45 | 45
McKinney Landfill | DG_MKNSW_2UNITS | Collin | Biomass | North | 2011 | 3.2 | 3.2 | 3.2 | 3.2 | 3.2 | 3.2 | 3.2 | 3.2 | 3.2 | 3.2
Mesquite Creek Energy | DG_FREIH_2UNITS | Comal | Biomass | South | 2010 | 3.2 | 3.2 | 3.2 | 3.2 | 3.2 | 3.2 | 3.2 | 3.2 | 3.2 | 3.2
Nacogdoches Power | NACPW_UNIT1 | Nacogdoches | Biomass | North | 2012 | 105 | 105 | 105 | 105 | 105 | 105 | 105 | 105 | 105 | 105
Skyline Landfill Energy | DG_FERIS_4UNITS | Dallas | Biomass | North | 2007 | 6.4 | 6.4 | 6.4 | 6.4 | 6.4 | 6.4 | 6.4 | 6.4 | 6.4 | 6.4
Trinity Bay | TRN_DG1 | Chambers | Biomass | Houston | 2002 | 3.872 | 3.872 | 3.872 | 3.872 | 3.872 | 3.872 | 3.872 | 3.872 | 3.872 | 3.872
Trinity Oaks LFG | DG_KLBRG_1UNIT | Dallas | Biomass | North | 2009 | 3.2 | 3.2 | 3.2 | 3.2 | 3.2 | 3.2 | 3.2 | 3.2 | 3.2 | 3.2
Walzem Road | DG_WALZE_4UNITS | Bexar | Biomass | South | 2002 | 9.78 | 9.78 | 9.78 | 9.78 | 9.78 | 9.78 | 9.78 | 9.78 | 9.78 | 9.78
Westside | DG_WSTHL_3UNITS | Parker | Biomass | North | 2010 | 4.8 | 4.8 | 4.8 | 4.8 | 4.8 | 4.8 | 4.8 | 4.8 | 4.8 | 4.8
Big Brown 1 | BBSES_UNIT1 | Freestone | Coal | North | 1971 | 606 | 606 | 606 | 606 | 606 | 606 | 606 | 606 | 606 | 606
Big Brown 2 | BBSES_UNIT2 | Freestone | Coal | North | 1972 | 602 | 602 | 602 | 602 | 602 | 602 | 602 | 602 | 602 | 602
Coleto Creek | COLETO_COLETOG1 | Goliad | Coal | South | 1980 | 650 | 650 | 650 | 650 | 650 | 650 | 650 | 650 | 650 | 650
Fayette Power Project 1 | FPPYD1_FPP_G1 | Fayette | Coal | South | 1979 | 603 | 603 | 603 | 603 | 603 | 603 | 603 | 603 | 603 | 603
Fayette Power Project 2 | FPPYD1_FPP_G2 | Fayette | Coal | South | 1980 | 605 | 605 | 605 | 605 | 605 | 605 | 605 | 605 | 605 | 605
Fayette Power Project 3 | FPPYD2_FPP_G3 | Fayette | Coal | South | 1988 | 449 | 449 | 449 | 449 | 449 | 449 | 449 | 449 | 449 | 449
Gibbons Creek 1 | GIBCRK_GIB_CRG1 | Grimes | Coal | North | 1982 | 470 | 470 | 470 | 470 | 470 | 470 | 470 | 470 | 470 | 470
J K Spruce 1 | CALAVERS_JKS1 | Bexar | Coal | South | 1992 | 562 | 562 | 562 | 562 | 562 | 562 | 562 | 562 | 562 | 562
J K Spruce 2 | CALAVERS_JKS2 | Bexar | Coal | South | 2010 | 775 | 775 | 775 | 775 | 775 | 775 | 775 | 775 | 775 | 775
J T Deely 1 | CALAVERS_JTD1 | Bexar | Coal | South | 1977 | 430 | 430 | 430 | 430 | 430 | 430 | 430 | 430 | 430 | 430
J T Deely 2 | CALAVERS_JTD2 | Bexar | Coal | South | 1978 | 420 | 420 | 420 | 420 | 420 | 420 | 420 | 420 | 420 | 420
Limestone 1 | LEG_LEG_G1 | Limestone | Coal | North | 1985 | 831 | 831 | 831 | 831 | 831 | 831 | 831 | 831 | 831 | 831
Limestone 2 | LEG_LEG_G2 | Limestone | Coal | North | 1986 | 858 | 858 | 858 | 858 | 858 | 858 | 858 | 858 | 858 | 858
Martin Lake 1 | MLSES_UNIT1 | Rusk | Coal | North | 1977 | 815 | 815 | 815 | 815 | 815 | 815 | 815 | 815 | 815 | 815
Martin Lake 2 | MLSES_UNIT2 | Rusk | Coal | North | 1978 | 820 | 820 | 820 | 820 | 820 | 820 | 820 | 820 | 820 | 820
Martin Lake 3 | MLSES_UNIT3 | Rusk | Coal | North | 1979 | 820 | 820 | 820 | 820 | 820 | 820 | 820 | 820 | 820 | 820
Monticello 1 | MNSES_UNIT1 | Titus | Coal | North | 1974 | 580 | 580 | 580 | 580 | 580 | 580 | 580 | 580 | 580 | 580
Monticello 2 | MNSES_UNIT2 | Titus | Coal | North | 1975 | 580 | 580 | 580 | 580 | 580 | 580 | 580 | 580 | 580 | 580
Monticello 3 | MNSES_UNIT3 | Titus | Coal | North | 1978 | 795 | 795 | 795 | 795 | 795 | 795 | 795 | 795 | 795 | 795
Oak Grove SES Unit 1 | OGSES_UNIT1A | Robertson | Coal | North | 2011 | 840 | 840 | 840 | 840 | 840 | 840 | 840 | 840 | 840 | 840
Oak Grove SES Unit 2 | OGSES_UNIT2 | Robertson | Coal | North | 2011 | 825 | 825 | 825 | 825 | 825 | 825 | 825 | 825 | 825 | 825
Oklaunion 1 | OKLA_OKLA_G1 | Wilbarger | Coal | West | 1986 | 650 | 650 | 650 | 650 | 650 | 650 | 650 | 650 | 650 | 650
San Miguel 1 | SANMIGL_SANMIGG1 | Atascosa | Coal | South | 1982 | 391 | 391 | 391 | 391 | 391 | 391 | 391 | 391 | 391 | 391
Sandow 5 | SD5SES_UNIT5 | Milam | Coal | South | 2010 | 570 | 570 | 570 | 570 | 570 | 570 | 570 | 570 | 570 | 570
Twin Oaks 1 | TNP_ONE_TNP_O_1 | Robertson | Coal | North | 1990 | 158 | 158 | 158 | 158 | 158 | 158 | 158 | 158 | 158 | 158
Twin Oaks 2 | TNP_ONE_TNP_O_2 | Robertson | Coal | North | 1991 | 158 | 158 | 158 | 158 | 158 | 158 | 158 | 158 | 158 | 158
W A Parish 5 | WAP_WAP_G5 | Ft. Bend | Coal | Houston | 1977 | 659 | 659 | 659 | 659 | 659 | 659 | 659 | 659 | 659 | 659
W A Parish 6 | WAP_WAP_G6 | Ft. Bend | Coal | Houston | 1978 | 658 | 658 | 658 | 658 | 658 | 658 | 658 | 658 | 658 | 658
W A Parish 7 | WAP_WAP_G7 | Ft. Bend | Coal | Houston | 1980 | 577 | 577 | 577 | 577 | 577 | 577 | 577 | 577 | 577 | 577
W A Parish 8 | WAP_WAP_G8 | Ft. Bend | Coal | Houston | 1982 | 610 | 610 | 610 | 610 | 610 | 610 | 610 | 610 | 610 | 610
A von Rosenberg 1-CT1 | BRAUNIG_AVR1_CT1 | Bexar | Gas | South | 2000 | 178 | 178 | 178 | 178 | 178 | 178 | 178 | 178 | 178 | 178
A von Rosenberg 1-CT2 | BRAUNIG_AVR1_CT2 | Bexar | Gas | South | 2000 | 178 | 178 | 178 | 178 | 178 | 178 | 178 | 178 | 178 | 178
A von Rosenberg 1-ST1 | BRAUNIG_AVR1_ST | Bexar | Gas | South | 2000 | 184 | 184 | 184 | 184 | 184 | 184 | 184 | 184 | 184 | 184
Atkins 7 | ATKINS_ATKINSG7 | Brazos | Gas | North | 1973 | 20 | 20 | 20 | 20 | 20 | 20 | 20 | 20 | 20 | 20
B M Davis 1 | B_DAVIS_B_DAVIG1 | Nueces | Gas | South | 1974 | 335 | 335 | 335 | 335 | 335 | 335 | 335 | 335 | 335 | 335
B M Davis 2 | B_DAVIS_B_DAVIG2 | Nueces | Gas | South | 1976 | 320 | 320 | 320 | 320 | 320 | 320 | 320 | 320 | 320 | 320
B M Davis 3 | B_DAVIS_B_DAVIG3 | Nueces | Gas | South | 2009 | 165 | 165 | 165 | 165 | 165 | 165 | 165 | 165 | 165 | 165
B M Davis 4 | B_DAVIS_B_DAVIG4 | Nueces | Gas | South | 2009 | 165 | 165 | 165 | 165 | 165 | 165 | 165 | 165 | 165 | 165
Bastrop Energy Center 1 | BASTEN_GTG1100 | Bastrop | Gas | South | 2002 | 167 | 167 | 167 | 167 | 167 | 167 | 167 | 167 | 167 | 167
Bastrop Energy Center 2 | BASTEN_GTG2100 | Bastrop | Gas | South | 2002 | 167 | 167 | 167 | 167 | 167 | 167 | 167 | 167 | 167 | 167
Bastrop Energy Center 3 | BASTEN_ST0100 | Bastrop | Gas | South | 2002 | 234 | 234 | 234 | 234 | 234 | 234 | 234 | 234 | 234 | 234
Big Spring | CARBN_BSP_1 | Howard | Gas | West | 2006 | 17.5 | 17.5 | 17.5 | 17.5 | 17.5 | 17.5 | 17.5 | 17.5 | 17.5 | 17.5
Bosque County Peaking 1 | BOSQUESW_BSQSU_1 | Bosque | Gas | North | 2000 | 160 | 160 | 160 | 160 | 160 | 160 | 160 | 160 | 160 | 160
Bosque County Peaking 2 | BOSQUESW_BSQSU_2 | Bosque | Gas | North | 2000 | 160 | 160 | 160 | 160 | 160 | 160 | 160 | 160 | 160 | 160
Bosque County Peaking 3 | BOSQUESW_BSQSU_3 | Bosque | Gas | North | 2001 | 156 | 156 | 156 | 156 | 156 | 156 | 156 | 156 | 156 | 156
Bosque County Peaking 4 | BOSQUESW_BSQSU_4 | Bosque | Gas | North | 2001 | 79 | 79 | 79 | 79 | 79 | 79 | 79 | 79 | 79 | 79
Bosque County Unit 5 | BOSQUESW_BSQSU_5 | Bosque | Gas | North | 2009 | 209 | 209 | 209 | 209 | 209 | 209 | 209 | 209 | 209 | 209
Brazos Valley 1 | BVE_UNIT1 | Ft Bend | Gas | Houston | 2003 | 168 | 168 | 168 | 168 | 168 | 168 | 168 | 168 | 168 | 168
Brazos Valley 2 | BVE_UNIT2 | Ft Bend | Gas | Houston | 2003 | 168 | 168 | 168 | 168 | 168 | 168 | 168 | 168 | 168 | 168
Brazos Valley 3 | BVE_UNIT3 | Ft Bend | Gas | Houston | 2003 | 270 | 270 | 270 | 270 | 270 | 270 | 270 | 270 | 270 | 270
Calenergy (Falcon Seaboard) 1 | FLCNS_UNIT1 | Howard | Gas | West | 1987 | 77.5 | 77.5 | 77.5 | 77.5 | 77.5 | 77.5 | 77.5 | 77.5 | 77.5 | 77.5
Calenergy (Falcon Seaboard) 2 | FLCNS_UNIT2 | Howard | Gas | West | 1987 | 77.5 | 77.5 | 77.5 | 77.5 | 77.5 | 77.5 | 77.5 | 77.5 | 77.5 | 77.5
Calenergy (Falcon Seaboard) 3 | FLCNS_UNIT3 | Howard | Gas | West | 1988 | 74 | 74 | 74 | 74 | 74 | 74 | 74 | 74 | 74 | 74
Cedar Bayou 1 | CBY_CBY_G1 | Chambers | Gas | Houston | 1970 | 745 | 745 | 745 | 745 | 745 | 745 | 745 | 745 | 745 | 745
Cedar Bayou 2 | CBY_CBY_G2 | Chambers | Gas | Houston | 1972 | 749 | 749 | 749 | 749 | 749 | 749 | 749 | 749 | 749 | 749
Cedar Bayou 4 | CBY4_CT41 | Chambers | Gas | Houston | 2009 | 173 | 173 | 173 | 173 | 173 | 173 | 173 | 173 | 173 | 173
Cedar Bayou 5 | CBY4_CT42 | Chambers | Gas | Houston | 2009 | 173 | 173 | 173 | 173 | 173 | 173 | 173 | 173 | 173 | 173
Cedar Bayou 6 | CBY4_ST04 | Chambers | Gas | Houston | 2009 | 186 | 186 | 186 | 186 | 186 | 186 | 186 | 186 | 186 | 186
Colorado Bend Energy Center | CBEC_GT1 | Wharton | Gas | Houston | 2007 | 88 | 88 | 88 | 88 | 88 | 88 | 88 | 88 | 88 | 88
Colorado Bend Energy Center | CBEC_GT2 | Wharton | Gas | Houston | 2007 | 84 | 84 | 84 | 84 | 84 | 84 | 84 | 84 | 84 | 84
Colorado Bend Energy Center | CBEC_GT3 | Wharton | Gas | Houston | 2008 | 88 | 88 | 88 | 88 | 88 | 88 | 88 | 88 | 88 | 88
Colorado Bend Energy Center | CBEC_GT4 | Wharton | Gas | Houston | 2008 | 83 | 83 | 83 | 83 | 83 | 83 | 83 | 83 | 83 | 83
Colorado Bend Energy Center | CBEC_STG1 | Wharton | Gas | Houston | 2007 | 105 | 105 | 105 | 105 | 105 | 105 | 105 | 105 | 105 | 105
Colorado Bend Energy Center | CBEC_STG2 | Wharton | Gas | Houston | 2008 | 108 | 108 | 108 | 108 | 108 | 108 | 108 | 108 | 108 | 108
CVC Channelview 1 | CVC_CVC_G1 | Harris | Gas | Houston | 2008 | 180 | 180 | 180 | 180 | 180 | 180 | 180 | 180 | 180 | 180
CVC Channelview 2 | CVC_CVC_G2 | Harris | Gas | Houston | 2008 | 175 | 175 | 175 | 175 | 175 | 175 | 175 | 175 | 175 | 175
CVC Channelview 3 | CVC_CVC_G3 | Harris | Gas | Houston | 2008 | 174 | 174 | 174 | 174 | 174 | 174 | 174 | 174 | 174 | 174
CVC Channelview 5 | CVC_CVC_G5 | Harris | Gas | Houston | 2008 | 118 | 118 | 118 | 118 | 118 | 118 | 118 | 118 | 118 | 118
Dansby 1 | DANSBY_DANSBYG1 | Brazos | Gas | North | 1978 | 110 | 110 | 110 | 110 | 110 | 110 | 110 | 110 | 110 | 110
Dansby 2 | DANSBY_DANSBYG2 | Brazos | Gas | North | 2004 | 48 | 48 | 48 | 48 | 48 | 48 | 48 | 48 | 48 | 48
Dansby 3 | DANSBY_DANSBYG3 | Brazos | Gas | North | 2010 | 48 | 48 | 48 | 48 | 48 | 48 | 48 | 48 | 48 | 48
Decker Creek 1 | DECKER_DPG1 | Travis | Gas | South | 2000 | 320 | 320 | 320 | 320 | 320 | 320 | 320 | 320 | 320 | 320
Decker Creek 2 | DECKER_DPG2 | Travis | Gas | South | 2000 | 428 | 428 | 428 | 428 | 428 | 428 | 428 | 428 | 428 | 428
Decker Creek G1 | DECKER_DPGT_1 | Travis | Gas | South | 2000 | 54 | 54 | 54 | 54 | 54 | 54 | 54 | 54 | 54 | 54
Decker Creek G2 | DECKER_DPGT_2 | Travis | Gas | South | 2000 | 54 | 54 | 54 | 54 | 54 | 54 | 54 | 54 | 54 | 54
Decker Creek G3 | DECKER_DPGT_3 | Travis | Gas | South | 2000 | 54 | 54 | 54 | 54 | 54 | 54 | 54 | 54 | 54 | 54
Decker Creek G4 | DECKER_DPGT_4 | Travis | Gas | South | 2000 | 54 | 54 | 54 | 54 | 54 | 54 | 54 | 54 | 54 | 54
DeCordova A | DCSES_CT10 | Hood | Gas | North | 2010 | 80 | 80 | 80 | 80 | 80 | 80 | 80 | 80 | 80 | 80
DeCordova B | DCSES_CT20 | Hood | Gas | North | 2010 | 79 | 79 | 79 | 79 | 79 | 79 | 79 | 79 | 79 | 79
DeCordova C | DCSES_CT30 | Hood | Gas | North | 2010 | 78 | 78 | 78 | 78 | 78 | 78 | 78 | 78 | 78 | 78
DeCordova D | DCSES_CT40 | Hood | Gas | North | 2010 | 77 | 77 | 77 | 77 | 77 | 77 | 77 | 77 | 77 | 77
Deer Park Energy Center 1 | DDPEC_GT1 | Harris | Gas | Houston | 2002 | 190 | 190 | 190 | 190 | 190 | 190 | 190 | 190 | 190 | 190
Deer Park Energy Center 2 | DDPEC_GT2 | Harris | Gas | Houston | 2002 | 206 | 206 | 206 | 206 | 206 | 206 | 206 | 206 | 206 | 206
Deer Park Energy Center 3 | DDPEC_GT3 | Harris | Gas | Houston | 2002 | 190 | 190 | 190 | 190 | 190 | 190 | 190 | 190 | 190 | 190
Deer Park Energy Center 4 | DDPEC_GT4 | Harris | Gas | Houston | 2002 | 206 | 206 | 206 | 206 | 206 | 206 | 206 | 206 | 206 | 206
Deer Park Energy Center S | DDPEC_ST1 | Harris | Gas | Houston | 2002 | 290 | 290 | 290 | 290 | 290 | 290 | 290 | 290 | 290 | 290
Ennis Power Station 1 | ETCCS_UNIT1 | Ellis | Gas | North | 2002 | 127 | 127 | 127 | 127 | 127 | 127 | 127 | 127 | 127 | 127
Ennis Power Station 2 | ETCCS_CT1 | Ellis | Gas | North | 2002 | 231 | 231 | 231 | 231 | 231 | 231 | 231 | 231 | 231 | 231
ExTex La Porte Pwr Stn (AirPro) 1 | AZ_AZ_G1 | Harris | Gas | Houston | 2009 | 45 | 45 | 45 | 45 | 45 | 45 | 45 | 45 | 45 | 45
ExTex La Porte Pwr Stn (AirPro) 2 | AZ_AZ_G2 | Harris | Gas | Houston | 2009 | 45 | 45 | 45 | 45 | 45 | 45 | 45 | 45 | 45 | 45
ExTex La Porte Pwr Stn (AirPro) 3 | AZ_AZ_G3 | Harris | Gas | Houston | 2009 | 45 | 45 | 45 | 45 | 45 | 45 | 45 | 45 | 45 | 45
ExTex La Porte Pwr Stn (AirPro) 4 | AZ_AZ_G4 | Harris | Gas | Houston | 2009 | 45 | 45 | 45 | 45 | 45 | 45 | 45 | 45 | 45 | 45
Forney Energy Center GT11 | FRNYPP_GT11 | Kaufman | Gas | North | 2003 | 178.4 | 178.4 | 178.4 | 178.4 | 178.4 | 178.4 | 178.4 | 178.4 | 178.4 | 178.4
Forney Energy Center GT12 | FRNYPP_GT12 | Kaufman | Gas | North | 2003 | 178.4 | 178.4 | 178.4 | 178.4 | 178.4 | 178.4 | 178.4 | 178.4 | 178.4 | 178.4
Forney Energy Center GT13 | FRNYPP_GT13 | Kaufman | Gas | North | 2003 | 178.4 | 178.4 | 178.4 | 178.4 | 178.4 | 178.4 | 178.4 | 178.4 | 178.4 | 178.4
Forney Energy Center GT21 | FRNYPP_GT21 | Kaufman | Gas | North | 2003 | 178.4 | 178.4 | 178.4 | 178.4 | 178.4 | 178.4 | 178.4 | 178.4 | 178.4 | 178.4
Forney Energy Center GT22 | FRNYPP_GT22 | Kaufman | Gas | North | 2003 | 178.4 | 178.4 | 178.4 | 178.4 | 178.4 | 178.4 | 178.4 | 178.4 | 178.4 | 178.4
Forney Energy Center GT23 | FRNYPP_GT23 | Kaufman | Gas | North | 2003 | 178.4 | 178.4 | 178.4 | 178.4 | 178.4 | 178.4 | 178.4 | 178.4 | 178.4 | 178.4
Forney Energy Center STG10 | FRNYPP_ST10 | Kaufman | Gas | North | 2003 | 404.8 | 404.8 | 404.8 | 404.8 | 404.8 | 404.8 | 404.8 | 404.8 | 404.8 | 404.8
Forney Energy Center STG20 | FRNYPP_ST20 | Kaufman | Gas | North | 2003 | 404.8 | 404.8 | 404.8 | 404.8 | 404.8 | 404.8 | 404.8 | 404.8 | 404.8 | 404.8
Freestone Energy Center 1 | FREC_GT1 | Freestone | Gas | North | 2002 | 160.73 | 160.73 | 160.73 | 160.73 | 160.73 | 160.73 | 160.73 | 160.73 | 160.73 | 160.73
Freestone Energy Center 2 | FREC_GT2 | Freestone | Gas | North | 2002 | 160.73 | 160.73 | 160.73 | 160.73 | 160.73 | 160.73 | 160.73 | 160.73 | 160.73 | 160.73
Freestone Energy Center 3 | FREC_ST3 | Freestone | Gas | North | 2002 | 179.8 | 179.8 | 179.8 | 179.8 | 179.8 | 179.8 | 179.8 | 179.8 | 179.8 | 179.8
Freestone Energy Center 4 | FREC_GT4 | Freestone | Gas | North | 2002 | 161.1 | 161.1 | 161.1 | 161.1 | 161.1 | 161.1 | 161.1 | 161.1 | 161.1 | 161.1
Freestone Energy Center 5 | FREC_GT5 | Freestone | Gas | North | 2002 | 161.1 | 161.1 | 161.1 | 161.1 | 161.1 | 161.1 | 161.1 | 161.1 | 161.1 | 161.1
Freestone Energy Center 6 | FREC_ST6 | Freestone | Gas | North | 2002 | 179.68 | 179.68 | 179.68 | 179.68 | 179.68 | 179.68 | 179.68 | 179.68 | 179.68 | 179.68
Frontera 1 | FRONTERA_FRONTEG1 | Hidalgo | Gas | South | 1999 | 170 | 170 | 170 | 170 | 170 | 170 | 170 | 170 | 170 | 170
Frontera 2 | FRONTERA_FRONTEG2 | Hidalgo | Gas | South | 1999 | 170 | 170 | 170 | 170 | 170 | 170 | 170 | 170 | 170 | 170
Frontera 3 | FRONTERA_FRONTEG3 | Hidalgo | Gas | South | 2000 | 184 | 184 | 184 | 184 | 184 | 184 | 184 | 184 | 184 | 184
Graham 1 | GRSES_UNIT1 | Young | Gas | West | 1960 | 225 | 225 | 225 | 225 | 225 | 225 | 225 | 225 | 225 | 225
Graham 2 | GRSES_UNIT2 | Young | Gas | West | 1969 | 390 | 390 | 390 | 390 | 390 | 390 | 390 | 390 | 390 | 390
Greens Bayou 5 | GBY_GBY_5 | Harris | Gas | Houston | 1973 | 406 | 406 | 406 | 406 | 406 | 406 | 406 | 406 | 406 | 406
Greens Bayou 73 | GBY_GBYGT73 | Harris | Gas | Houston | 1976 | 54 | 54 | 54 | 54 | 54 | 54 | 54 | 54 | 54 | 54
Greens Bayou 74 | GBY_GBYGT74 | Harris | Gas | Houston | 1976 | 54 | 54 | 54 | 54 | 54 | 54 | 54 | 54 | 54 | 54
Greens Bayou 81 | GBY_GBYGT81 | Harris | Gas | Houston | 1976 | 54 | 54 | 54 | 54 | 54 | 54 | 54 | 54 | 54 | 54
Greens Bayou 83 | GBY_GBYGT83 | Harris | Gas | Houston | 1976 | 64 | 64 | 64 | 64 | 64 | 64 | 64 | 64 | 64 | 64
Greens Bayou 84 | GBY_GBYGT84 | Harris | Gas | Houston | 1976 | 58 | 58 | 58 | 58 | 58 | 58 | 58 | 58 | 58 | 58
Greenville Engine Plant | STEAM_ENGINE_1 | Hunt | Gas | North | 2010 | 8.439 | 8.439 | 8.439 | 8.439 | 8.439 | 8.439 | 8.439 | 8.439 | 8.439 | 8.439
Greenville Engine Plant | STEAM_ENGINE_2 | Hunt | Gas | North | 2010 | 8.439 | 8.439 | 8.439 | 8.439 | 8.439 | 8.439 | 8.439 | 8.439 | 8.439 | 8.439
Greenville Engine Plant | STEAM_ENGINE_3 | Hunt | Gas | North | 2010 | 8.439 | 8.439 | 8.439 | 8.439 | 8.439 | 8.439 | 8.439 | 8.439 | 8.439 | 8.439
Guadalupe Gen Stn 1 | GUADG_GAS1 | Guadalupe | Gas | South | 2000 | 169 | 169 | 169 | 169 | 169 | 169 | 169 | 169 | 169 | 169
Guadalupe Gen Stn 2 | GUADG_GAS2 | Guadalupe | Gas | South | 2000 | 169 | 169 | 169 | 169 | 169 | 169 | 169 | 169 | 169 | 169
Guadalupe Gen Stn 3 | GUADG_GAS3 | Guadalupe | Gas | South | 2000 | 167 | 167 | 167 | 167 | 167 | 167 | 167 | 167 | 167 | 167
Guadalupe Gen Stn 4 | GUADG_GAS4 | Guadalupe | Gas | South | 2000 | 170 | 170 | 170 | 170 | 170 | 170 | 170 | 170 | 170 | 170
Guadalupe Gen Stn 5 | GUADG_STM5 | Guadalupe | Gas | South | 2000 | 178 | 178 | 178 | 178 | 178 | 178 | 178 | 178 | 178 | 178
Guadalupe Gen Stn 6 | GUADG_STM6 | Guadalupe | Gas | South | 2000 | 171 | 171 | 171 | 171 | 171 | 171 | 171 | 171 | 171 | 171
Handley 3 | HLSES_UNIT3 | Tarrant | Gas | North | 1963 | 395 | 395 | 395 | 395 | 395 | 395 | 395 | 395 | 395 | 395
Handley 4 | HLSES_UNIT4 | Tarrant | Gas | North | 1976 | 435 | 435 | 435 | 435 | 435 | 435 | 435 | 435 | 435 | 435
Handley 5 | HLSES_UNIT5 | Tarrant | Gas | North | 1977 | 435 | 435 | 435 | 435 | 435 | 435 | 435 | 435 | 435 | 435
Hays Energy Facility 1 | HAYSEN_HAYSENG1 | Hays | Gas | South | 2002 | 237 | 237 | 237 | 237 | 237 | 237 | 237 | 237 | 237 | 237
Hays Energy Facility 2 | HAYSEN_HAYSENG2 | Hays | Gas | South | 2002 | 237 | 237 | 237 | 237 | 237 | 237 | 237 | 237 | 237 | 237
Hays Energy Facility 3 | HAYSEN_HAYSENG3 | Hays | Gas | South | 2002 | 247 | 247 | 247 | 247 | 247 | 247 | 247 | 247 | 247 | 247
Hays Energy Facility 4 | HAYSEN_HAYSENG4 | Hays | Gas | South | 2002 | 247 | 247 | 247 | 247 | 247 | 247 | 247 | 247 | 247 | 247
Hidalgo 1 | DUKE_DUKE_GT1 | Hidalgo | Gas | South | 2000 | 150 | 150 | 150 | 150 | 150 | 150 | 150 | 150 | 150 | 150
Hidalgo 2 | DUKE_DUKE_GT2 | Hidalgo | Gas | South | 2000 | 150 | 150 | 150 | 150 | 150 | 150 | 150 | 150 | 150 | 150
Hidalgo 3 | DUKE_DUKE_ST1 | Hidalgo | Gas | South | 2000 | 176 | 176 | 176 | 176 | 176 | 176 | 176 | 176 | 176 | 176
Jack County GenFacility 1 | JACKCNTY_CT1 | Jack | Gas | North | 2005 | 165 | 165 | 165 | 165 | 165 | 165 | 165 | 165 | 165 | 165
Jack County GenFacility 1 | JACKCNTY_CT2 | Jack | Gas | North | 2005 | 165 | 165 | 165 | 165 | 165 | 165 | 165 | 165 | 165 | 165
Jack County GenFacility 1 | JACKCNTY_STG | Jack | Gas | North | 2005 | 310 | 310 | 310 | 310 | 310 | 310 | 310 | 310 | 310 | 310
Jack County GenFacility 2 | JCKCNTY2_CT3 | Jack | Gas | North | 2011 | 165 | 165 | 165 | 165 | 165 | 165 | 165 | 165 | 165 | 165
Jack County GenFacility 2 | JCKCNTY2_CT4 | Jack | Gas | North | 2011 | 165 | 165 | 165 | 165 | 165 | 165 | 165 | 165 | 165 | 165
Jack County GenFacility 2 | JCKCNTY2_ST2 | Jack | Gas | North | 2011 | 310 | 310 | 310 | 310 | 310 | 310 | 310 | 310 | 310 | 310
Johnson County GenFacility 1 | TEN_CT1 | Johnson | Gas | North | 1997 | 177 | 177 | 177 | 177 | 177 | 177 | 177 | 177 | 177 | 177
Johnson County GenFacility 2 | TEN_STG | Johnson | Gas | North | 1997 | 106 | 106 | 106 | 106 | 106 | 106 | 106 | 106 | 106 | 106
Lake Hubbard 1 | LHSES_UNIT1 | Dallas | Gas | North | 1970 | 392 | 392 | 392 | 392 | 392 | 392 | 392 | 392 | 392 | 392
Lake Hubbard 2 | LH2SES_UNIT2 | Dallas | Gas | North | 2010 | 515 | 515 | 515 | 515 | 515 | 515 | 515 | 515 | 515 | 515
Lamar Power Project CT11 | LPCCS_CT11 | Lamar | Gas | North | 2000 | 176.85 | 176.85 | 176.85 | 176.85 | 176.85 | 176.85 | 176.85 | 176.85 | 176.85 | 176.85
Lamar Power Project CT12 | LPCCS_CT12 | Lamar | Gas | North | 2000 | 176.85 | 176.85 | 176.85 | 176.85 | 176.85 | 176.85 | 176.85 | 176.85 | 176.85 | 176.85
Lamar Power Project CT21 | LPCCS_CT21 | Lamar | Gas | North | 2000 | 176.85 | 176.85 | 176.85 | 176.85 | 176.85 | 176.85 | 176.85 | 176.85 | 176.85 | 176.85
Lamar Power Project CT22 | LPCCS_CT22 | Lamar | Gas | North | 2000 | 176.85 | 176.85 | 176.85 | 176.85 | 176.85 | 176.85 | 176.85 | 176.85 | 176.85 | 176.85
Lamar Power Project STG1 | LPCCS_UNIT1 | Lamar | Gas | North | 2000 | 195.3 | 195.3 | 195.3 | 195.3 | 195.3 | 195.3 | 195.3 | 195.3 | 195.3 | 195.3
Lamar Power Project STG2 | LPCCS_UNIT2 | Lamar | Gas | North | 2000 | 195.3 | 195.3 | 195.3 | 195.3 | 195.3 | 195.3 | 195.3 | 195.3 | 195.3 | 195.3
Laredo Peaking 4 | LARDVFTN_G4 | Webb | Gas | South | 2008 | 98.5 | 98.5 | 98.5 | 98.5 | 98.5 | 98.5 | 98.5 | 98.5 | 98.5 | 98.5
Laredo Peaking 5 | LARDVFTN_G5 | Webb | Gas | South | 2008 | 98.5 | 98.5 | 98.5 | 98.5 | 98.5 | 98.5 | 98.5 | 98.5 | 98.5 | 98.5
Leon Creek Peaking 1 | LEON_CRK_LCPCT1 | Bexar | Gas | South | 2004 | 48 | 48 | 48 | 48 | 48 | 48 | 48 | 48 | 48 | 48
Leon Creek Peaking 2 | LEON_CRK_LCPCT2 | Bexar | Gas | South | 2004 | 48 | 48 | 48 | 48 | 48 | 48 | 48 | 48 | 48 | 48
Leon Creek Peaking 3 | LEON_CRK_LCPCT3 | Bexar | Gas | South | 2004 | 48 | 48 | 48 | 48 | 48 | 48 | 48 | 48 | 48 | 48
Leon Creek Peaking 4 | LEON_CRK_LCPCT4 | Bexar | Gas | South | 2004 | 48 | 48 | 48 | 48 | 48 | 48 | 48 | 48 | 48 | 48
Lost Pines 1 | LOSTPI_LOSTPGT1 | Bastrop | Gas | South | 2001 | 183 | 183 | 183 | 183 | 183 | 183 | 183 | 183 | 183 | 183
Lost Pines 2 | LOSTPI_LOSTPGT2 | Bastrop | Gas | South | 2001 | 183 | 183 | 183 | 183 | 183 | 183 | 183 | 183 | 183 | 183
Lost Pines 3 | LOSTPI_LOSTPST1 | Bastrop | Gas | South | 2001 | 192 | 192 | 192 | 192 | 192 | 192 | 192 | 192 | 192 | 192
Magic Valley 1 | NEDIN_NEDIN_G1 | Hidalgo | Gas | South | 2001 | 218.58 | 218.58 | 218.58 | 218.58 | 218.58 | 218.58 | 218.58 | 218.58 | 218.58 | 218.58
Magic Valley 2 | NEDIN_NEDIN_G2 | Hidalgo | Gas | South | 2001 | 218.58 | 218.58 | 218.58 | 218.58 | 218.58 | 218.58 | 218.58 | 218.58 | 218.58 | 218.58
Magic Valley 3 | NEDIN_NEDIN_G3 | Hidalgo | Gas | South | 2001 | 257.85 | 257.85 | 257.85 | 257.85 | 257.85 | 257.85 | 257.85 | 257.85 | 257.85 | 257.85
Midlothian 1 | MDANP_CT1 | Ellis | Gas | North | 2001 | 237 | 237 | 237 | 237 | 237 | 237 | 237 | 237 | 237 | 237
Midlothian 2 | MDANP_CT2 | Ellis | Gas | North | 2001 | 237 | 237 | 237 | 237 | 237 | 237 | 237 | 237 | 237 | 237
Midlothian 3 | MDANP_CT3 | Ellis | Gas | North | 2001 | 237 | 237 | 237 | 237 | 237 | 237 | 237 | 237 | 237 | 237
Midlothian 4 | MDANP_CT4 | Ellis | Gas | North | 2001 | 237 | 237 | 237 | 237 | 237 | 237 | 237 | 237 | 237 | 237
Midlothian 5 | MDANP_CT5 | Ellis | Gas | North | 2002 | 247 | 247 | 247 | 247 | 247 | 247 | 247 | 247 | 247 | 247
Midlothian 6 | MDANP_CT6 | Ellis | Gas | North | 2002 | 247 | 247 | 247 | 247 | 247 | 247 | 247 | 247 | 247 | 247
Morgan Creek A | MGSES_CT1 | Mitchell | Gas | West | 1988 | 81 | 81 | 81 | 81 | 81 | 81 | 81 | 81 | 81 | 81
Morgan Creek B | MGSES_CT2 | Mitchell | Gas | West | 1988 | 81 | 81 | 81 | 81 | 81 | 81 | 81 | 81 | 81 | 81
Morgan Creek C | MGSES_CT3 | Mitchell | Gas | West | 1988 | 81 | 81 | 81 | 81 | 81 | 81 | 81 | 81 | 81 | 81
Morgan Creek D | MGSES_CT4 | Mitchell | Gas | West | 1988 | 81 | 81 | 81 | 81 | 81 | 81 | 81 | 81 | 81 | 81
Morgan Creek E | MGSES_CT5 | Mitchell | Gas | West | 1988 | 81 | 81 | 81 | 81 | 81 | 81 | 81 | 81 | 81 | 81
Morgan Creek F | MGSES_CT6 | Mitchell | Gas | West | 1988 | 81 | 81 | 81 | 81 | 81 | 81 | 81 | 81 | 81 | 81
Mountain Creek 6 | MCSES_UNIT6 | Dallas | Gas | North | 1956 | 122 | 122 | 122 | 122 | 122 | 122 | 122 | 122 | 122 | 122
Mountain Creek 7 | MCSES_UNIT7 | Dallas | Gas | North | 1958 | 118 | 118 | 118 | 118 | 118 | 118 | 118 | 118 | 118 | 118
Mountain Creek 8 | MCSES_UNIT8 | Dallas | Gas | North | 1967 | 568 | 568 | 568 | 568 | 568 | 568 | 568 | 568 | 568 | 568
Nueces Bay 7 | NUECES_B_NUECESG7 | Nueces | Gas | South | 1972 | 320 | 320 | 320 | 320 | 320 | 320 | 320 | 320 | 320 | 320
Nueces Bay 8 | NUECES_B_NUECESG8 | Nueces | Gas | South | 2009 | 165 | 165 | 165 | 165 | 165 | 165 | 165 | 165 | 165 | 165
Nueces Bay 9 | NUECES_B_NUECESG9 | Nueces | Gas | South | 2009 | 165 | 165 | 165 | 165 | 165 | 165 | 165 | 165 | 165 | 165
O W Sommers 1 | CALAVERS_OWS1 | Bexar | Gas | South | 1972 | 420 | 420 | 420 | 420 | 420 | 420 | 420 | 420 | 420 | 420
O W Sommers 2 | CALAVERS_OWS2 | Bexar | Gas | South | 1974 | 420 | 420 | 420 | 420 | 420 | 420 | 420 | 420 | 420 | 420
Odessa-Ector Gen Stn C11 | OECCS_CT11 | Ector | Gas | West | 2001 | 162.6 | 162.6 | 162.6 | 162.6 | 162.6 | 162.6 | 162.6 | 162.6 | 162.6 | 162.6
Odessa-Ector Gen Stn C12 | OECCS_CT12 | Ector | Gas | West | 2001 | 151.2 | 151.2 | 151.2 | 151.2 | 151.2 | 151.2 | 151.2 | 151.2 | 151.2 | 151.2
Odessa-Ector Gen Stn C21 | OECCS_CT21 | Ector | Gas | West | 2001 | 155.8 | 155.8 | 155.8 | 155.8 | 155.8 | 155.8 | 155.8 | 155.8 | 155.8 | 155.8
Odessa-Ector Gen Stn C22 | OECCS_CT22 | Ector | Gas | West | 2001 | 153.3 | 153.3 | 153.3 | 153.3 | 153.3 | 153.3 | 153.3 | 153.3 | 153.3 | 153.3
Odessa-Ector Gen Stn ST1 | OECCS_UNIT1 | Ector | Gas | West | 2001 | 216 | 216 | 216 | 216 | 216 | 216 | 216 | 216 | 216 | 216
Odessa-Ector Gen Stn ST2 | OECCS_UNIT2 | Ector | Gas | West | 2001 | 216 | 216 | 216 | 216 | 216 | 216 | 216 | 216 | 216 | 216
Paris Energy Center 1 | TNSKA_GT1 | Lamar | Gas | North | 1989 | 87 | 87 | 87 | 87 | 87 | 87 | 87 | 87 | 87 | 87
Paris Energy Center 2 | TNSKA_GT2 | Lamar | Gas | North | 1989 | 87 | 87 | 87 | 87 | 87 | 87 | 87 | 87 | 87 | 87
Paris Energy Center 3 | TNSKA_STG | Lamar | Gas | North | 1990 | 89 | 89 | 89 | 89 | 89 | 89 | 89 | 89 | 89 | 89
PasGen | PSG_PSG_GT2 | Harris | Gas | Houston | 2000 | 176 | 176 | 176 | 176 | 176 | 176 | 176 | 176 | 176 | 176
PasGen | PSG_PSG_GT3 | Harris | Gas | Houston | 2000 | 176 | 176 | 176 | 176 | 176 | 176 | 176 | 176 | 176 | 176
PasGen | PSG_PSG_ST2 | Harris | Gas | Houston | 2000 | 169 | 169 | 169 | 169 | 169 | 169 | 169 | 169 | 169 | 169
Pearsall 1 | PEARSALL_PEARS_1 | Frio | Gas | South | 1961 | 25 | 25 | 25 | 25 | 25 | 25 | 25 | 25 | 25 | 25
Pearsall 2 | PEARSALL_PEARS_2 | Frio | Gas | South | 1961 | 25 | 25 | 25 | 25 | 25 | 25 | 25 | 25 | 25 | 25
Pearsall 3 | PEARSALL_PEARS_3 | Frio | Gas | South | 1961 | 25 | 25 | 25 | 25 | 25 | 25 | 25 | 25 | 25 | 25
Pearsall Engine Plant | PEARSAL2_AGR_A | Frio | Gas | South | 2010 | 50.64 | 50.64 | 50.64 | 50.64 | 50.64 | 50.64 | 50.64 | 50.64 | 50.64 | 50.64
Pearsall Engine Plant | PEARSAL2_AGR_B | Frio | Gas | South | 2010 | 50.64 | 50.64 | 50.64 | 50.64 | 50.64 | 50.64 | 50.64 | 50.64 | 50.64 | 50.64
Pearsall Engine Plant | PEARSAL2_AGR_C | Frio | Gas | South | 2010 | 50.64 | 50.64 | 50.64 | 50.64 | 50.64 | 50.64 | 50.64 | 50.64 | 50.64 | 50.64
Pearsall Engine Plant | PEARSAL2_AGR_D | Frio | Gas | South | 2010 | 50.64 | 50.64 | 50.64 | 50.64 | 50.64 | 50.64 | 50.64 | 50.64 | 50.64 | 50.64
Permian Basin A | PB2SES_CT1 | Ward | Gas | West | 1988 | 71 | 71 | 71 | 71 | 71 | 71 | 71 | 71 | 71 | 71
Permian Basin B | PB2SES_CT2 | Ward | Gas | West | 1988 | 71 | 71 | 71 | 71 | 71 | 71 | 71 | 71 | 71 | 71
Permian Basin C | PB2SES_CT3 | Ward | Gas | West | 1988 | 74 | 74 | 74 | 74 | 74 | 74 | 74 | 74 | 74 | 74
Permian Basin D | PB2SES_CT4 | Ward | Gas | West | 1990 | 75 | 75 | 75 | 75 | 75 | 75 | 75 | 75 | 75 | 75
Permian Basin E | PB2SES_CT5 | Ward | Gas | West | 1990 | 75 | 75 | 75 | 75 | 75 | 75 | 75 | 75 | 75 | 75
Powerlane Plant 1 | STEAM1A_STEAM_1 | Hunt | Gas | North | 2009 | 20 | 20 | 20 | 20 | 20 | 20 | 20 | 20 | 20 | 20
Powerlane Plant 2 | STEAM_STEAM_2 | Hunt | Gas | North | 1967 | 26 | 26 | 26 | 26 | 26 | 26 | 26 | 26 | 26 | 26
Powerlane Plant 3 | STEAM_STEAM_3 | Hunt | Gas | North | 1978 | 41 | 41 | 41 | 41 | 41 | 41 | 41 | 41 | 41 | 41
Quail Run Energy GT1 | QALSW_GT2 | Ector | Gas | West | 2007 | 86 | 86 | 86 | 86 | 86 | 86 | 86 | 86 | 86 | 86
Quail Run Energy GT2 | QALSW_GT3 | Ector | Gas | West | 2008 | 81 | 81 | 81 | 81 | 81 | 81 | 81 | 81 | 81 | 81
Quail Run Energy GT3 | QALSW_STG1 | Ector | Gas | West | 2007 | 98 | 98 | 98 | 98 | 98 | 98 | 98 | 98 | 98 | 98
Quail Run Energy GT4 | QALSW_STG2 | Ector | Gas | West | 2008 | 98 | 98 | 98 | 98 | 98 | 98 | 98 | 98 | 98 | 98
Quail Run Energy STG1 | QALSW_GT1 | Ector | Gas | West | 2007 | 84 | 84 | 84 | 84 | 84 | 84 | 84 | 84 | 84 | 84
Quail Run Energy STG2 | QALSW_GT4 | Ector | Gas | West | 2008 | 81 | 81 | 81 | 81 | 81 | 81 | 81 | 81 | 81 | 81
R W Miller 1 | MIL_MILLERG1 | Palo Pinto | Gas | North | 2000 | 75 | 75 | 75 | 75 | 75 | 75 | 75 | 75 | 75 | 75
R W Miller 2 | MIL_MILLERG2 | Palo Pinto | Gas | North | 2000 | 120 | 120 | 120 | 120 | 120 | 120 | 120 | 120 | 120 | 120
R W Miller 3 | MIL_MILLERG3 | Palo Pinto | Gas | North | 2000 | 208 | 208 | 208 | 208 | 208 | 208 | 208 | 208 | 208 | 208
R W Miller 4 | MIL_MILLERG4 | Palo Pinto | Gas | North | 2000 | 115 | 115 | 115 | 115 | 115 | 115 | 115 | 115 | 115 | 115
R W Miller 5 | MIL_MILLERG5 | Palo Pinto | Gas | North | 2000 | 115 | 115 | 115 | 115 | 115 | 115 | 115 | 115 | 115 | 115
Ray Olinger 1 | OLINGR_OLING_1 | Collin | Gas | North | 1967 | 78 | 78 | 78 | 78 | 78 | 78 | 78 | 78 | 78 | 78
Ray Olinger 2 | OLINGR_OLING_2 | Collin | Gas | North | 1971 | 107 | 107 | 107 | 107 | 107 | 107 | 107 | 107 | 107 | 107
Ray Olinger 3 | OLINGR_OLING_3 | Collin | Gas | North | 1975 | 146 | 146 | 146 | 146 | 146 | 146 | 146 | 146 | 146 | 146
Ray Olinger 4 | OLINGR_OLING_4 | Collin | Gas | North | 2001 | 84 | 84 | 84 | 84 | 84 | 84 | 84 | 84 | 84 | 84
Rayburn 1 | RAYBURN_RAYBURG1 | Victoria | Gas | South | 1963 | 13.5 | 13.5 | 13.5 | 13.5 | 13.5 | 13.5 | 13.5 | 13.5 | 13.5 | 13.5
Rayburn 10 | RAYBURN_RAYBURG10 | Victoria | Gas | South | 2003 | 40 | 40 | 40 | 40 | 40 | 40 | 40 | 40 | 40 | 40
Rayburn 2 | RAYBURN_RAYBURG2 | Victoria | Gas | South | 1963 | 13.5 | 13.5 | 13.5 | 13.5 | 13.5 | 13.5 | 13.5 | 13.5 | 13.5 | 13.5
Rayburn 7 | RAYBURN_RAYBURG7 | Victoria | Gas | South | 2003 | 50 | 50 | 50 | 50 | 50 | 50 | 50 | 50 | 50 | 50
Rayburn 8 | RAYBURN_RAYBURG8 | Victoria | Gas | South | 2003 | 51 | 51 | 51 | 51 | 51 | 51 | 51 | 51 | 51 | 51
Rayburn 9 | RAYBURN_RAYBURG9 | Victoria | Gas | South | 2003 | 50 | 50 | 50 | 50 | 50 | 50 | 50 | 50 | 50 | 50
Rio Nogales 1 | RIONOG_CT1 | Guadalupe | Gas | South | 2002 | 175 | 175 | 175 | 175 | 175 | 175 | 175 | 175 | 175 | 175
Rio Nogales 2 | RIONOG_CT2 | Guadalupe | Gas | South | 2002 | 175 | 175 | 175 | 175 | 175 | 175 | 175 | 175 | 175 | 175
Rio Nogales 3 | RIONOG_CT3 | Guadalupe | Gas | South | 2002 | 175 | 175 | 175 | 175 | 175 | 175 | 175 | 175 | 175 | 175
Rio Nogales 4 | RIONOG_ST1 | Guadalupe | Gas | South | 2002 | 323 | 323 | 323 | 323 | 323 | 323 | 323 | 323 | 323 | 323
San Jacinto SES 1 | SJS_SJS_G1 | Harris | Gas | Houston | 1995 | 81 | 81 | 81 | 81 | 81 | 81 | 81 | 81 | 81 | 81
San Jacinto SES 2 | SJS_SJS_G2 | Harris | Gas | Houston | 1995 | 81 | 81 | 81 | 81 | 81 | 81 | 81 | 81 | 81 | 81
Sandhill Energy Center 1 | SANDHSYD_SH1 | Travis | Gas | South | 2001 | 48 | 48 | 48 | 48 | 48 | 48 | 48 | 48 | 48 | 48
Sandhill Energy Center 2 | SANDHSYD_SH2 | Travis | Gas | South | 2001 | 48 | 48 | 48 | 48 | 48 | 48 | 48 | 48 | 48 | 48
Sandhill Energy Center 3 | SANDHSYD_SH3 | Travis | Gas | South | 2001 | 48 | 48 | 48 | 48 | 48 | 48 | 48 | 48 | 48 | 48
Sandhill Energy Center 4 | SANDHSYD_SH4 | Travis | Gas | South | 2001 | 48 | 48 | 48 | 48 | 48 | 48 | 48 | 48 | 48 | 48
Sandhill Energy Center 5A | SANDHSYD_SH_5A | Travis | Gas | South | 2004 | 170 | 170 | 170 | 170 | 170 | 170 | 170 | 170 | 170 | 170
Sandhill Energy Center 5C | SANDHSYD_SH_5C | Travis | Gas | South | 2004 | 160 | 160 | 160 | 160 | 160 | 160 | 160 | 160 | 160 | 160
Sandhill Energy Center 6 | SANDHSYD_SH6 | Travis | Gas | South | 2010 | 48 | 48 | 48 | 48 | 48 | 48 | 48 | 48 | 48 | 48
Sandhill Energy Center 7 | SANDHSYD_SH7 | Travis | Gas | South | 2010 | 48 | 48 | 48 | 48 | 48 | 48 | 48 | 48 | 48 | 48
Silas Ray 10 | SILASRAY_SILAS_10 | Cameron | Gas | South | 2004 | 48 | 48 | 48 | 48 | 48 | 48 | 48 | 48 | 48 | 48
Silas Ray 6 | SILASRAY_SILAS_6 | Cameron | Gas | South | 1961 | 21 | 21 | 21 | 21 | 21 | 21 | 21 | 21 | 21 | 21
Silas Ray 9 | SILASRAY_SILAS_9 | Cameron | Gas | South | 1996 | 49 | 49 | 49 | 49 | 49 | 49 | 49 | 49 | 49 | 49
Sim Gideon 1 | GIDEON_GIDEONG1 | Bastrop | Gas | South | 1965 | 130 | 130 | 130 | 130 | 130 | 130 | 130 | 130 | 130 | 130
Sim Gideon 2 | GIDEON_GIDEONG2 | Bastrop | Gas | South | 1968 | 135 | 135 | 135 | 135 | 135 | 135 | 135 | 135 | 135 | 135
Sim Gideon 3 | GIDEON_GIDEONG3 | Bastrop | Gas | South | 1972 | 340 | 340 | 340 | 340 | 340 | 340 | 340 | 340 | 340 | 340
Spencer 4 | SPNCER_SPNCE_4 | Denton | Gas | North | 1966 | 61 | 61 | 61 | 61 | 61 | 61 | 61 | 61 | 61 | 61
Spencer 5 | SPNCER_SPNCE_5 | Denton | Gas | North | 1973 | 61 | 61 | 61 | 61 | 61 | 61 | 61 | 61 | 61 | 61
SR Bertron | SRB_SRB_G1 | Harris | Gas | Houston | 1958 | 118 | 118 | 118 | 118 | 118 | 118 | 118 | 118 | 118 | 118
SR Bertron | SRB_SRB_G2 | Harris | Gas | Houston | 1956 | 174 | 174 | 174 | 174 | 174 | 174 | 174 | 174 | 174 | 174
SR Bertron | SRB_SRB_G3 | Harris | Gas | Houston | 1959 | 211 | 211 | 211 | 211 | 211 | 211 | 211 | 211 | 211 | 211
SR Bertron | SRB_SRB_G4 | Harris | Gas | Houston | 1960 | 211 | 211 | 211 | 211 | 211 | 211 | 211 | 211 | 211 | 211
SR Bertron | SRB_SRBGT_2 | Harris | Gas | Houston | 1967 | 13 | 13 | 13 | 13 | 13 | 13 | 13 | 13 | 13 | 13
Stryker Creek 1 | SCSES_UNIT1A | Cherokee | Gas | North | 1958 | 167 | 167 | 167 | 167 | 167 | 167 | 167 | 167 | 167 | 167
Stryker Creek 2 | SCSES_UNIT2 | Cherokee | Gas | North | 1965 | 502 | 502 | 502 | 502 | 502 | 502 | 502 | 502 | 502 | 502
Thomas C Ferguson 1 | FERGUS_FERGUSG1 | Llano | Gas | South | 1974 | 425 | 425 | 425 | 425 | 425 | 425 | 425 | 425 | 425 | 425
T H Wharton 3 | THW_THWST_3 | Harris | Gas | Houston | 1974 | 104 | 104 | 104 | 104 | 104 | 104 | 104 | 104 | 104 | 104
T H Wharton 31 | THW_THWGT31 | Harris | Gas | Houston | 1972 | 57 | 57 | 57 | 57 | 57 | 57 | 57 | 57 | 57 | 57
T H Wharton 32 | THW_THWGT32 | Harris | Gas | Houston | 1972 | 57 | 57 | 57 | 57 | 57 | 57 | 57 | 57 | 57 | 57
T H Wharton 33 | THW_THWGT33 | Harris | Gas | Houston | 1972 | 57 | 57 | 57 | 57 | 57 | 57 | 57 | 57 | 57 | 57
T H Wharton 34 | THW_THWGT34 | Harris | Gas | Houston | 1972 | 57 | 57 | 57 | 57 | 57 | 57 | 57 | 57 | 57 | 57
T H Wharton 4 | THW_THWST_4 | Harris | Gas | Houston | 1974 | 104 | 104 | 104 | 104 | 104 | 104 | 104 | 104 | 104 | 104
T H Wharton 41 | THW_THWGT41 | Harris | Gas | Houston | 1972 | 57 | 57 | 57 | 57 | 57 | 57 | 57 | 57 | 57 | 57
T H Wharton 42 | THW_THWGT42 | Harris | Gas | Houston | 1972 | 57 | 57 | 57 | 57 | 57 | 57 | 57 | 57 | 57 | 57
T H Wharton 43 | THW_THWGT43 | Harris | Gas | Houston | 1974 | 57 | 57 | 57 | 57 | 57 | 57 | 57 | 57 | 57 | 57
T H Wharton 44 | THW_THWGT44 | Harris | Gas | Houston | 1974 | 57 | 57 | 57 | 57 | 57 | 57 | 57 | 57 | 57 | 57
T H Wharton 51 | THW_THWGT51 | Harris | Gas | Houston | 1975 | 57 | 57 | 57 | 57 | 57 | 57 | 57 | 57 | 57 | 57
T H Wharton 52 | THW_THWGT52 | Harris | Gas | Houston | 1975 | 57 | 57 | 57 | 57 | 57 | 57 | 57 | 57 | 57 | 57
T H Wharton 53 | THW_THWGT53 | Harris | Gas | Houston | 1975 | 57 | 57 | 57 | 57 | 57 | 57 | 57 | 57 | 57 | 57
T H Wharton 54 | THW_THWGT54 | Harris | Gas | Houston | 1975 | 57 | 57 | 57 | 57 | 57 | 57 | 57 | 57 | 57 | 57
T H Wharton 55 | THW_THWGT55 | Harris | Gas | Houston | 1975 | 57 | 57 | 57 | 57 | 57 | 57 | 57 | 57 | 57 | 57
T H Wharton 56 | THW_THWGT56 | Harris | Gas | Houston | 1975 | 57 | 57 | 57 | 57 | 57 | 57 | 57 | 57 | 57 | 57
T H Wharton G1 | THW_THWGT_1 | Harris | Gas | Houston | 1967 | 13 | 13 | 13 | 13 | 13 | 13 | 13 | 13 | 13 | 13
Texas City 1 | TXCTY_CTA | Galveston | Gas | Houston | 2000 | 102.38 | 102.38 | 102.38 | 102.38 | 102.38 | 102.38 | 102.38 | 102.38 | 102.38 | 102.38
Texas City 2 | TXCTY_CTB | Galveston | Gas | Houston | 2000 | 102.38 | 102.38 | 102.38 | 102.38 | 102.38 | 102.38 | 102.38 | 102.38 | 102.38 | 102.38
Texas City 3 | TXCTY_CTC | Galveston | Gas | Houston | 2000 | 102.38 | 102.38 | 102.38 | 102.38 | 102.38 | 102.38 | 102.38 | 102.38 | 102.38 | 102.38
Texas City 4 | TXCTY_ST | Galveston | Gas | Houston | 2000 | 131.49 | 131.49 | 131.49 | 131.49 | 131.49 | 131.49 | 131.49 | 131.49 | 131.49 | 131.49
Texas Gulf Sulphur | TGF_TGFGT_1 | Wharton | Gas | Houston | 1985 | 89 | 89 | 89 | 89 | 89 | 89 | 89 | 89 | 89 | 89
Trinidad 6 | TRSES_UNIT6 | Henderson | Gas | North | 1965 | 226 | 226 | 226 | 226 | 226 | 226 | 226 | 226 | 226 | 226
V H Braunig 1 | BRAUNIG_VHB1 | Bexar | Gas | South | 1966 | 220 | 220 | 220 | 220 | 220 | 220 | 220 | 220 | 220 | 220
V H Braunig 2 | BRAUNIG_VHB2 | Bexar | Gas | South | 1968 | 230 | 230 | 230 | 230 | 230 | 230 | 230 | 230 | 230 | 230
V H Braunig 3 | BRAUNIG_VHB3 | Bexar | Gas | South | 1970 | 412 | 412 | 412 | 412 | 412 | 412 | 412 | 412 | 412 | 412
V H Braunig 5 | BRAUNIG_VHB6CT5 | Bexar | Gas | South | 2009 | 48 | 48 | 48 | 48 | 48 | 48 | 48 | 48 | 48 | 48
V H Braunig 6 | BRAUNIG_VHB6CT6 | Bexar | Gas | South | 2009 | 48 | 48 | 48 | 48 | 48 | 48 | 48 | 48 | 48 | 48
V H Braunig 7 | BRAUNIG_VHB6CT7 | Bexar | Gas | South | 2009 | 48 | 48 | 48 | 48 | 48 | 48 | 48 | 48 | 48 | 48
V H Braunig 8 | BRAUNIG_VHB6CT8 | Bexar | Gas | South | 2009 | 48 | 48 | 48 | 48 | 48 | 48 | 48 | 48 | 48 | 48
Victoria Power Station 5 | VICTORIA_VICTORG5 | Victoria | Gas | South | 2009 | 132 | 132 | 132 | 132 | 132 | 132 | 132 | 132 | 132 | 132
Victoria Power Station 6 | VICTORIA_VICTORG6 | Victoria | Gas | South | 2009 | 168 | 168 | 168 | 168 | 168 | 168 | 168 | 168 | 168 | 168
W A Parish 1 | WAP_WAP_G1 | Ft. Bend | Gas | Houston | 1958 | 169 | 169 | 169 | 169 | 169 | 169 | 169 | 169 | 169 | 169
W A Parish 2 | WAP_WAP_G2 | Ft. Bend | Gas | Houston | 1958 | 169 | 169 | 169 | 169 | 169 | 169 | 169 | 169 | 169 | 169
W A Parish 3 | WAP_WAP_G3 | Ft. Bend | Gas | Houston | 1961 | 258 | 258 | 258 | 258 | 258 | 258 | 258 | 258 | 258 | 258
W A Parish 4 | WAP_WAP_G4 | Ft. Bend | Gas | Houston | 1968 | 552 | 552 | 552 | 552 | 552 | 552 | 552 | 552 | 552 | 552
W A Parish T1 | WAP_WAPGT_1 | Ft. Bend | Gas | Houston | 1967 | 13 | 13 | 13 | 13 | 13 | 13 | 13 | 13 | 13 | 13
Wichita Falls 1 | WFCOGEN_UNIT1 | Wichita | Gas | West | 1987 | 21 | 21 | 21 | 21 | 21 | 21 | 21 | 21 | 21 | 21
Wichita Falls 2 | WFCOGEN_UNIT2 | Wichita | Gas | West | 1987 | 21 | 21 | 21 | 21 | 21 | 21 | 21 | 21 | 21 | 21
Wichita Falls 3 | WFCOGEN_UNIT3 | Wichita | Gas | West | 1987 | 21 | 21 | 21 | 21 | 21 | 21 | 21 | 21 | 21 | 21
Wichita Falls 4 | WFCOGEN_UNIT4 | Wichita | Gas | West | 1987 | 16 | 16 | 16 | 16 | 16 | 16 | 16 | 16 | 16 | 16
Winchester Power Park 1 | WIPOPA_WPP_G1 | Fayette | Gas | South | 2010 | 46 | 46 | 46 | 46 | 46 | 46 | 46 | 46 | 46 | 46
Winchester Power Park 2 | WIPOPA_WPP_G2 | Fayette | Gas | South | 2010 | 46 | 46 | 46 | 46 | 46 | 46 | 46 | 46 | 46 | 46
Winchester Power Park 3 | WIPOPA_WPP_G3 | Fayette | Gas | South | 2010 | 46 | 46 | 46 | 46 | 46 | 46 | 46 | 46 | 46 | 46
Winchester Power Park 4 | WIPOPA_WPP_G4 | Fayette | Gas | South | 2010 | 46 | 46 | 46 | 46 | 46 | 46 | 46 | 46 | 46 | 46
Wise-Tractebel Power Proj. 1 | WCPP_CT1 | Wise | Gas | North | 2004 | 260 | 260 | 260 | 260 | 260 | 260 | 260 | 260 | 260 | 260
Wise-Tractebel Power Proj. 2 | WCPP_CT2 | Wise | Gas | North | 2004 | 260 | 260 | 260 | 260 | 260 | 260 | 260 | 260 | 260 | 260
Wise-Tractebel Power Proj. 3 | WCPP_ST1 | Wise | Gas | North | 2004 | 290 | 290 | 290 | 290 | 290 | 290 | 290 | 290 | 290 | 290
Wolf Hollow Power Proj. 1 | WHCCS_CT1 | Hood | Gas | North | 2002 | 249 | 249 | 249 | 249 | 249 | 249 | 249 | 249 | 249 | 249
Wolf Hollow Power Proj. 2 | WHCCS_CT2 | Hood | Gas | North | 2002 | 249 | 249 | 249 | 249 | 249 | 249 | 249 | 249 | 249 | 249
Wolf Hollow Power Proj. 3 | WHCCS_STG | Hood | Gas | North | 2002 | 293 | 293 | 293 | 293 | 293 | 293 | 293 | 293 | 293 | 293
Canyon | CANYHY_CANYHYG1 | Comal | Hydro | South | 1989 | 6 | 6 | 6 | 6 | 6 | 6 | 6 | 6 | 6 | 6
Eagle Pass Hydro | EAGLE_HY_EAGLE_HY1 | Maverick | Hydro | South | 1932 | 9.6 | 9.6 | 9.6 | 9.6 | 9.6 | 9.6 | 9.6 | 9.6 | 9.6 | 9.6
Lakewood Tap | DG_LKWDT_2UNITS | Gonzales | Hydro | South | 1931 | 4.8 | 4.8 | 4.8 | 4.8 | 4.8 | 4.8 | 4.8 | 4.8 | 4.8 | 4.8
Lewisville | DG_LWSVL_1UNIT | Denton | Hydro | North | 1991 | 2.2 | 2.2 | 2.2 | 2.2 | 2.2 | 2.2 | 2.2 | 2.2 | 2.2 | 2.2
McQueeney | DG_MCQUE_5UNITS | Guadalupe | Hydro | South | 1928 | 7.68 | 7.68 | 7.68 | 7.68 | 7.68 | 7.68 | 7.68 | 7.68 | 7.68 | 7.68
Schumansville | DG_SCHUM_2UNITS | Guadalupe | Hydro | South | 1928 | 3.6 | 3.6 | 3.6 | 3.6 | 3.6 | 3.6 | 3.6 | 3.6 | 3.6 | 3.6
Amistad Hydro 1 | AMISTAD_AMISTAG1 | Val Verde | Hydro | South | 1983 | 37.9 | 37.9 | 37.9 | 37.9 | 37.9 | 37.9 | 37.9 | 37.9 | 37.9 | 37.9
Amistad Hydro 2 | AMISTAD_AMISTAG2 | Val Verde | Hydro | South | 1983 | 37.9 | 37.9 | 37.9 | 37.9 | 37.9 | 37.9 | 37.9 | 37.9 | 37.9 | 37.9
Austin 1 | AUSTPL_AUSTING1 | Travis | Hydro | South | 1940 | 8 | 8 | 8 | 8 | 8 | 8 | 8 | 8 | 8 | 8
Austin 2 | AUSTPL_AUSTING2 | Travis | Hydro | South | 1940 | 9 | 9 | 9 | 9 | 9 | 9 | 9 | 9 | 9 | 9
Buchanan 1 | BUCHAN_BUCHANG1 | Llano | Hydro | South | 1938 | 16 | 16 | 16 | 16 | 16 | 16 | 16 | 16 | 16 | 16
Buchanan 2 | BUCHAN_BUCHANG2 | Llano | Hydro | South | 1938 | 16 | 16 | 16 | 16 | 16 | 16 | 16 | 16 | 16 | 16
Buchanan 3 | BUCHAN_BUCHANG3 | Llano | Hydro | South | 1950 | 17 | 17 | 17 | 17 | 17 | 17 | 17 | 17 | 17 | 17
Denison Dam 1 | DNDAM_DENISOG1 | Grayson | Hydro | North | 1944 | 40 | 40 | 40 | 40 | 40 | 40 | 40 | 40 | 40 | 40
Denison Dam 2 | DNDAM_DENISOG2 | Grayson | Hydro | North | 1948 | 40 | 40 | 40 | 40 | 40 | 40 | 40 | 40 | 40 | 40
Falcon Hydro 1 | FALCON_FALCONG1 | Starr | Hydro | South | 1954 | 12 | 12 | 12 | 12 | 12 | 12 | 12 | 12 | 12 | 12
Falcon Hydro 2 | FALCON_FALCONG2 | Starr | Hydro | South | 1954 | 12 | 12 | 12 | 12 | 12 | 12 | 12 | 12 | 12 | 12
Falcon Hydro 3 | FALCON_FALCONG3 | Starr | Hydro | South | 1954 | 12 | 12 | 12 | 12 | 12 | 12 | 12 | 12 | 12 | 12
Granite Shoals 1 | WIRTZ_WIRTZ_G1 | Burnet | Hydro | South | 1951 | 29 | 29 | 29 | 29 | 29 | 29 | 29 | 29 | 29 | 29
Granite Shoals 2 | WIRTZ_WIRTZ_G2 | Burnet | Hydro | South | 1951 | 29 | 29 | 29 | 29 | 29 | 29 | 29 | 29 | 29 | 29
Inks 1 | INKSDA_INKS_G1 | Llano | Hydro | South | 1938 | 14 | 14 | 14 | 14 | 14 | 14 | 14 | 14 | 14 | 14
Marble Falls 1 | MARBFA_MARBFAG1 | Burnet | Hydro | South | 1951 | 21 | 21 | 21 | 21 | 21 | 21 | 21 | 21 | 21 | 21
Marble Falls 2 | MARBFA_MARBFAG2 | Burnet | Hydro | South | 1951 | 20 | 20 | 20 | 20 | 20 | 20 | 20 | 20 | 20 | 20
Marshall Ford 1 | MARSFO_MARSFOG1 | Travis | Hydro | South | 1941 | 36 | 36 | 36 | 36 | 36 | 36 | 36 | 36 | 36 | 36
Marshall Ford 2 | MARSFO_MARSFOG2 | Travis | Hydro | South | 1941 | 36 | 36 | 36 | 36 | 36 | 36 | 36 | 36 | 36 | 36
Marshall Ford 3 | MARSFO_MARSFOG3 | Travis | Hydro | South | 1941 | 29 | 29 | 29 | 29 | 29 | 29 | 29 | 29 | 29 | 29
Whitney 2 | WND_WHITNEY2 | Bosque | Hydro | North | 1953 | 15 | 15 | 15 | 15 | 15 | 15 | 15 | 15 | 15 | 15
Comanche Peak 1 | CPSES_UNIT1 | Somervell | Nuclear | North | 1990 | 1235 | 1235 | 1235 | 1235 | 1235 | 1235 | 1235 | 1235 | 1235 | 1235
Comanche Peak 2 | CPSES_UNIT2 | Somervell | Nuclear | North | 1993 | 1225 | 1225 | 1225 | 1225 | 1225 | 1225 | 1225 | 1225 | 1225 | 1225
South Texas 1 | STP_STP_G1 | Matagorda | Nuclear | South | 1988 | 1375 | 1375 | 1375 | 1375 | 1375 | 1375 | 1375 | 1375 | 1375 | 1375
South Texas 2 | STP_STP_G2 | Matagorda | Nuclear | South | 1989 | 1375 | 1375 | 1375 | 1375 | 1375 | 1375 | 1375 | 1375 | 1375 | 1375
NoTrees Battery | NWF_NBS | Winkler | Storage | West | 2012 | 36 | 36 | 36 | 36 | 36 | 36 | 36 | 36 | 36 | 36
AES Deepwater | APD_APD_PS1 | Harris | Storage | Houston | 2010 | bar: 2014/15 to 2023/24
Kmaybto | DG_KMASB_1UNIT | Wichita | Other | North | 2011 | 0.125 | 0.125 | 0.125 | 0.125 | 0.125 | 0.125 | 0.125 | 0.125 | 0.125 | 0.125
Blue Wing 1 | DG_BROOK_1UNIT | Bexar | Solar | South | 2010 | 7.56 | 7.56 | 7.56 | 7.56 | 7.56 | 7.56 | 7.56 | 7.56 | 7.56 | 7.56
Blue Wing 2 | DG_ELMEN_1UNIT | Bexar | Solar | South | 2010 | 7.3 | 7.3 | 7.3 | 7.3 | 7.3 | 7.3 | 7.3 | 7.3 | 7.3 | 7.3
Somerset 1 | DG_SOME1_1UNIT | Bexar | Solar | South | 2012 | 5.61 | 5.61 | 5.61 | 5.61 | 5.61 | 5.61 | 5.61 | 5.61 | 5.61 | 5.61
Somerset 2 | DG_SOME2_1UNIT | Bexar | Solar | South | 2012 | 4.95 | 4.95 | 4.95 | 4.95 | 4.95 | 4.95 | 4.95 | 4.95 | 4.95 | 4.95
Sunedison Rabel Road | DG_VALL1_1UNIT | Bexar | Solar | South | 2012 | 9.9 | 9.9 | 9.9 | 9.9 | 9.9 | 9.9 | 9.9 | 9.9 | 9.9 | 9.9
Sunedison Valley Road | DG_VALL2_1UNIT | Bexar | Solar | South | 2012 | 9.9 | 9.9 | 9.9 | 9.9 | 9.9 | 9.9 | 9.9 | 9.9 | 9.9 | 9.9
Webberville | WEBBER_S_WSP1 | Travis | Solar | South | 2011 | 28.5 | 28.5 | 28.5 | 28.5 | 28.5 | 28.5 | 28.5 | 28.5 | 28.5 | 28.5
Operational Units Total | [5 empty] | 67225.006 | 67225.006 | 67225.006 | 67225.006 | 67225.006 | 67225.006 | 67225.006 | 67225.006 | 67225.006 | 67225.006
Generation from Private Use Networks |  |  | Gas |  |  | 4331 | 4331 | 4331 | 4331 | 4331 | 4331 | 4331 | 4331 | 4331 | 4331
RMR Units Total | [5 empty] | 0 | 0 | 0 | 0 | 0 | 0 | 0 | 0 | 0 | 0
DC-Ties
Eagle Pass | DC_S | Maverick | Other | South |  | 36 | 36 | 36 | 36 | 36 | 36 | 36 | 36 | 36 | 36
East | DC_E | Fannin | Other | North |  | 600 | 600 | 600 | 600 | 600 | 600 | 600 | 600 | 600 | 600
Laredo VFT | DC_L | Webb | Other | South |  | 100 | 100 | 100 | 100 | 100 | 100 | 100 | 100 | 100 | 100
North | DC_N | Wilbarger | Other | West |  | 220 | 220 | 220 | 220 | 220 | 220 | 220 | 220 | 220 | 220
Sharyland (Railroad) | DC_R | Hidalgo | Other | South |  | 150 | 150 | 150 | 150 | 150 | 150 | 150 | 150 | 150 | 150
Sharyland (New Railroad Tie) | DC_R2 | Hidalgo | Other | South |  | 150 | 150 | 150 | 150 | 150 | 150 | 150 | 150 | 150 | 150
DC-Ties Total | [5 empty] | 1256 | 1256 | 1256 | 1256 | 1256 | 1256 | 1256 | 1256 | 1256 | 1256
Switchable Resources
Kiamichi Energy Facility 1CT101 | KMCHI_1CT101 | Fannin | Gas | North | 2003 | 178 | 178 | 178 | 178 | 178 | 178 | 178 | 178 | 178 | 178
Kiamichi Energy Facility 1CT201 | KMCHI_1CT201 | Fannin | Gas | North | 2003 | 180 | 180 | 180 | 180 | 180 | 180 | 180 | 180 | 180 | 180
Kiamichi Energy Facility 1ST | KMCHI_1ST | Fannin | Gas | North | 2003 | 307 | 307 | 307 | 307 | 307 | 307 | 307 | 307 | 307 | 307
Kiamichi Energy Facility 2CT101 | KMCHI_2CT101 | Fannin | Gas | North | 2003 | 178 | 178 | 178 | 178 | 178 | 178 | 178 | 178 | 178 | 178
Kiamichi Energy Facility 2CT201 | KMCHI_2CT201 | Fannin | Gas | North | 2003 | 180 | 180 | 180 | 180 | 180 | 180 | 180 | 180 | 180 | 180
Kiamichi Energy Facility 2ST | KMCHI_2ST | Fannin | Gas | North | 2003 | 307 | 307 | 307 | 307 | 307 | 307 | 307 | 307 | 307 | 307
Tenaska-Frontier 1 | FTR_FTR_G1 | Grimes | Gas | North | 2000 | 180 | 180 | 180 | 180 | 180 | 180 | 180 | 180 | 180 | 180
Tenaska-Frontier 2 | FTR_FTR_G2 | Grimes | Gas | North | 2000 | 180 | 180 | 180 | 180 | 180 | 180 | 180 | 180 | 180 | 180
Tenaska-Frontier 3 | FTR_FTR_G3 | Grimes | Gas | North | 2000 | 180 | 180 | 180 | 180 | 180 | 180 | 180 | 180 | 180 | 180
Tenaska-Frontier 4 | FTR_FTR_G4 | Grimes | Gas | North | 2000 | 390 | 390 | 390 | 390 | 390 | 390 | 390 | 390 | 390 | 390
Tenaska-Gateway 1 | TGCCS_CT1 | Rusk | Gas | North | 2001 | 162 | 162 | 162 | 162 | 162 | 162 | 162 | 162 | 162 | 162
Tenaska-Gateway 2 | TGCCS_CT2 | Rusk | Gas | North | 2001 | 179 | 179 | 179 | 179 | 179 | 179 | 179 | 179 | 179 | 179
Tenaska-Gateway 3 | TGCCS_CT3 | Rusk | Gas | North | 2001 | 178 | 178 | 178 | 178 | 178 | 178 | 178 | 178 | 178 | 178
Tenaska-Gateway 4 | TGCCS_UNIT4 | Rusk | Gas | North | 2001 | 389 | 389 | 389 | 389 | 389 | 389 | 389 | 389 | 389 | 389
Switchable Resources Total | [5 empty] | 3168 | 3168 | 3168 | 3168 | 3168 | 3168 | 3168 | 3168 | 3168 | 3168
Wind Resources
Anacacho Windfarm | ANACACHO_ANA | Kinney | Wind | South | 2013 | 101 | 101 | 101 | 101 | 101 | 101 | 101 | 101 | 101 | 101
Barton Chapel Wind | BRTSW_BCW1 | Jack | Wind | North | 2007 | 120 | 120 | 120 | 120 | 120 | 120 | 120 | 120 | 120 | 120
Bobcat Wind | BCATWIND_WIND_1 | Clay | Wind | North | 2013 | 163 | 163 | 163 | 163 | 163 | 163 | 163 | 163 | 163 | 163
Buffalo Gap Wind Farm 1 | BUFF_GAP_UNIT1 | Taylor | Wind | West | 2006 | 121 | 121 | 121 | 121 | 121 | 121 | 121 | 121 | 121 | 121
Buffalo Gap Wind Farm 2 | BUFF_GAP_UNIT2_1 | Taylor | Wind | West | 2007 | 115.5 | 115.5 | 115.5 | 115.5 | 115.5 | 115.5 | 115.5 | 115.5 | 115.5 | 115.5
Buffalo Gap Wind Farm 2 | BUFF_GAP_UNIT2_2 | Taylor | Wind | West | 2007 | 117 | 117 | 117 | 117 | 117 | 117 | 117 | 117 | 117 | 117
Buffalo Gap Wind Farm 3 | BUFF_GAP_UNIT3 | Taylor | Wind | West | 2008 | 170 | 170 | 170 | 170 | 170 | 170 | 170 | 170 | 170 | 170
Bull Creek Wind Plant | BULLCRK_WND1 | Borden | Wind | West | 2009 | 88 | 88 | 88 | 88 | 88 | 88 | 88 | 88 | 88 | 88
Bull Creek Wind Plant | BULLCRK_WND2 | Borden | Wind | West | 2009 | 90 | 90 | 90 | 90 | 90 | 90 | 90 | 90 | 90 | 90
Callahan Wind | CALLAHAN_WND1 | Callahan | Wind | West | 2004 | 0 | 0 | 0 | 0 | 0 | 0 | 0 | 0 | 0 | 0
Camp Springs 1 | CSEC_CSECG1 | Scurry | Wind | West | 2007 | 134 | 134 | 134 | 134 | 134 | 134 | 134 | 134 | 134 | 134
Camp Springs 2 | CSEC_CSECG2 | Scurry | Wind | West | 2007 | 124 | 124 | 124 | 124 | 124 | 124 | 124 | 124 | 124 | 124
Capricorn Ridge Wind 1 | CAPRIDGE_CR1 | Sterling | Wind | West | 2007 | 215 | 215 | 215 | 215 | 215 | 215 | 215 | 215 | 215 | 215
Capricorn Ridge Wind 2 | CAPRIDGE_CR3 | Sterling | Wind | West | 2008 | 186 | 186 | 186 | 186 | 186 | 186 | 186 | 186 | 186 | 186
Capricorn Ridge Wind 3 | CAPRIDGE_CR2 | Sterling | Wind | West | 2007 | 150 | 150 | 150 | 150 | 150 | 150 | 150 | 150 | 150 | 150
Capricorn Ridge Wind 4 | CAPRIDG4_CR4 | Sterling | Wind | West | 2008 | 113 | 113 | 113 | 113 | 113 | 113 | 113 | 113 | 113 | 113
Cedro Hill Wind | CEDROHIL_CHW1 | Webb | Wind | South | 2010 | 150 | 150 | 150 | 150 | 150 | 150 | 150 | 150 | 150 | 150
Champion Wind Farm | CHAMPION_UNIT1 | Nolan | Wind | West | 2008 | 127 | 127 | 127 | 127 | 127 | 127 | 127 | 127 | 127 | 127
Delaware Mountain Wind Farm | KUNITZ_WIND_NWP | Culberson | Wind | West | 2010 | 30 | 30 | 30 | 30 | 30 | 30 | 30 | 30 | 30 | 30
Desert Sky Wind Farm 1 | INDNENR_INDNENR | Pecos | Wind | West | 2002 | 84 | 84 | 84 | 84 | 84 | 84 | 84 | 84 | 84 | 84
Desert Sky Wind Farm 2 | INDNENR_INDNENR_2 | Pecos | Wind | West | 2002 | 77 | 77 | 77 | 77 | 77 | 77 | 77 | 77 | 77 | 77
Elbow Creek Wind Project | ELB_ELBCREEK | Howard | Wind | West | 2008 | 119 | 119 | 119 | 119 | 119 | 119 | 119 | 119 | 119 | 119
Forest Creek Wind Farm | MCDLD_FCW1 | Glasscock | Wind | West | 2007 | 124 | 124 | 124 | 124 | 124 | 124 | 124 | 124 | 124 | 124
Goat Wind | GOAT_GOATWIND | Sterling | Wind | West | 2008 | 80 | 80 | 80 | 80 | 80 | 80 | 80 | 80 | 80 | 80
Goat Wind 2 | GOAT_GOATWIN2 | Sterling | Wind | West | 2010 | 70 | 70 | 70 | 70 | 70 | 70 | 70 | 70 | 70 | 70
Green Mountain Energy 1 | BRAZ_WND_WND1 | Scurry | Wind | West | 2003 | 99 | 99 | 99 | 99 | 99 | 99 | 99 | 99 | 99 | 99
Green Mountain Energy 2 | BRAZ_WND_WND2 | Scurry | Wind | West | 2003 | 61 | 61 | 61 | 61 | 61 | 61 | 61 | 61 | 61 | 61
Gulf Wind I | TGW_T1 | Kenedy | Wind | South | 2010 | 142 | 142 | 142 | 142 | 142 | 142 | 142 | 142 | 142 | 142
Gulf Wind II | TGW_T2 | Kenedy | Wind | South | 2010 | 142 | 142 | 142 | 142 | 142 | 142 | 142 | 142 | 142 | 142
Hackberry Wind Farm | HWF_HWFG1 | Shackelford | Wind | West | 2008 | 162 | 162 | 162 | 162 | 162 | 162 | 162 | 162 | 162 | 162
Harbor Wind | DG_NUECE_6UNITS | Nueces | Wind | South | 2012 | 9 | 9 | 9 | 9 | 9 | 9 | 9 | 9 | 9 | 9
Horse Hollow Wind 1 | H_HOLLOW_WND1 | Taylor | Wind | West | 2005 | 0 | 0 | 0 | 0 | 0 | 0 | 0 | 0 | 0 | 0
Horse Hollow Wind 1 | HHGT_HHOLLOW1 | Kendall | Wind | South | 2009 | 213 | 213 | 213 | 213 | 213 | 213 | 213 | 213 | 213 | 213
Horse Hollow Wind 2 | HHOLLOW2_WIND1 | Taylor | Wind | West | 2006 | 0 | 0 | 0 | 0 | 0 | 0 | 0 | 0 | 0 | 0
Horse Hollow Wind 2 | HHGT_HHOLLOW2 | Kendall | Wind | South | 2009 | 184 | 184 | 184 | 184 | 184 | 184 | 184 | 184 | 184 | 184
Horse Hollow Wind 3 | HHOLLOW3_WND_1 | Taylor | Wind | West | 2006 | 0 | 0 | 0 | 0 | 0 | 0 | 0 | 0 | 0 | 0
Horse Hollow Wind 3 | HHGT_HHOLLOW3 | Kendall | Wind | South | 2009 | 224 | 224 | 224 | 224 | 224 | 224 | 224 | 224 | 224 | 224
Horse Hollow Wind 4 | HHOLLOW4_WND1 | Taylor | Wind | West | 2006 | 0 | 0 | 0 | 0 | 0 | 0 | 0 | 0 | 0 | 0
Horse Hollow Wind 4 | HHGT_HHOLLOW4 | Kendall | Wind | South | 2009 | 115 | 115 | 115 | 115 | 115 | 115 | 115 | 115 | 115 | 115
Horse Hollow Wind Callahan | HHGT_CALLAHAN | Kendall | Wind | South | 2009 | 114 | 114 | 114 | 114 | 114 | 114 | 114 | 114 | 114 | 114
Inadale Wind | INDL_INADALE1 | Nolan | Wind | West | 2008 | 197 | 197 | 197 | 197 | 197 | 197 | 197 | 197 | 197 | 197
Indian Mesa Wind Farm | INDNNWP_INDNNWP | Pecos | Wind | West | 2001 | 83 | 83 | 83 | 83 | 83 | 83 | 83 | 83 | 83 | 83
King Mountain NE | KING_NE_KINGNE | Upton | Wind | West | 2001 | 79 | 79 | 79 | 79 | 79 | 79 | 79 | 79 | 79 | 79
King Mountain NW | KING_NW_KINGNW | Upton | Wind | West | 2001 | 79 | 79 | 79 | 79 | 79 | 79 | 79 | 79 | 79 | 79
King Mountain SE | KING_SE_KINGSE | Upton | Wind | West | 2001 | 40 | 40 | 40 | 40 | 40 | 40 | 40 | 40 | 40 | 40
King Mountain SW | KING_SW_KINGSW | Upton | Wind | West | 2001 | 79 | 79 | 79 | 79 | 79 | 79 | 79 | 79 | 79 | 79
Kunitz Wind | KUNITZ_WIND_LGE | Culberson | Wind | West | 1995 | 40 | 40 | 40 | 40 | 40 | 40 | 40 | 40 | 40 | 40
Langford Wind Power | LGD_LANGFORD | Tom Green | Wind | West | 2009 | 155 | 155 | 155 | 155 | 155 | 155 | 155 | 155 | 155 | 155
Loraine Windpark I | LONEWOLF_G1 | Mitchell | Wind | West | 2009 | 50 | 50 | 50 | 50 | 50 | 50 | 50 | 50 | 50 | 50
Loraine Windpark II | LONEWOLF_G2 | Mitchell | Wind | West | 2009 | 51 | 51 | 51 | 51 | 51 | 51 | 51 | 51 | 51 | 51
Loraine Windpark III | LONEWOLF_G3 | Mitchell | Wind | West | 2011 | 26 | 26 | 26 | 26 | 26 | 26 | 26 | 26 | 26 | 26
Loraine Windpark IV | LONEWOLF_G4 | Mitchell | Wind | West | 2011 | 24 | 24 | 24 | 24 | 24 | 24 | 24 | 24 | 24 | 24
Magic Valley Wind | REDFISH_MV1A | Willacy | Wind | South | 2012 | 103 | 103 | 103 | 103 | 103 | 103 | 103 | 103 | 103 | 103
Magic Valley Wind | REDFISH_MV1B | Willacy | Wind | South | 2012 | 103 | 103 | 103 | 103 | 103 | 103 | 103 | 103 | 103 | 103
McAdoo Wind Farm | MWEC_G1 | Dickens | Wind | West | 2008 | 150 | 150 | 150 | 150 | 150 | 150 | 150 | 150 | 150 | 150
Mesquite Wind | LNCRK_G83 | Shackelford | Wind | West | 2006 | 200 | 200 | 200 | 200 | 200 | 200 | 200 | 200 | 200 | 200
Notrees-1 | NWF_NWF1 | Winkler | Wind | West | 2009 | 153 | 153 | 153 | 153 | 153 | 153 | 153 | 153 | 153 | 153
Ocotillo Wind Farm | OWF_OWF | Howard | Wind | West | 2008 | 60 | 60 | 60 | 60 | 60 | 60 | 60 | 60 | 60 | 60
Panther Creek 1 | PC_NORTH_PANTHER1 | Howard | Wind | West | 2008 | 143 | 143 | 143 | 143 | 143 | 143 | 143 | 143 | 143 | 143
Panther Creek 2 | PC_SOUTH_PANTHER2 | Howard | Wind | West | 2008 | 116 | 116 | 116 | 116 | 116 | 116 | 116 | 116 | 116 | 116
Panther Creek 3 | PC_SOUTH_PANTHER3 | Howard | Wind | West | 2009 | 200 | 200 | 200 | 200 | 200 | 200 | 200 | 200 | 200 | 200
Papalote Creek Wind | COTTON_PAP2 | San Patricio | Wind | South | 2010 | 200 | 200 | 200 | 200 | 200 | 200 | 200 | 200 | 200 | 200
Papalote Creek Wind Farm | PAP1_PAP1 | San Patricio | Wind | South | 2009 | 180 | 180 | 180 | 180 | 180 | 180 | 180 | 180 | 180 | 180
Pecos Wind (Woodward 1) | WOODWRD1_WOODWRD1 | Pecos | Wind | West | 2001 | 83 | 83 | 83 | 83 | 83 | 83 | 83 | 83 | 83 | 83
Pecos Wind (Woodward 2) | WOODWRD2_WOODWRD2 | Pecos | Wind | West | 2001 | 77 | 77 | 77 | 77 | 77 | 77 | 77 | 77 | 77 | 77
Penascal Wind | PENA_UNIT1 | Kenedy | Wind | South | 2009 | 161 | 161 | 161 | 161 | 161 | 161 | 161 | 161 | 161 | 161
Penascal Wind | PENA_UNIT2 | Kenedy | Wind | South | 2009 | 142 | 142 | 142 | 142 | 142 | 142 | 142 | 142 | 142 | 142
Penascal Wind | PENA3_UNIT3 | Kenedy | Wind | South | 2010 | 101 | 101 | 101 | 101 | 101 | 101 | 101 | 101 | 101 | 101
Post Oak Wind 1 | LNCRK2_G871 | Shackelford | Wind | West | 2007 | 100 | 100 | 100 | 100 | 100 | 100 | 100 | 100 | 100 | 100
Post Oak Wind 2 | LNCRK2_G872 | Shackelford | Wind | West | 2007 | 100 | 100 | 100 | 100 | 100 | 100 | 100 | 100 | 100 | 100
Pyron Wind Farm | PYR_PYRON1 | Scurry | Wind | West | 2008 | 249 | 249 | 249 | 249 | 249 | 249 | 249 | 249 | 249 | 249
Red Canyon | RDCANYON_RDCNY1 | Borden | Wind | West | 2006 | 84 | 84 | 84 | 84 | 84 | 84 | 84 | 84 | 84 | 84
Roscoe Wind Farm | TKWSW1_ROSCOE | Nolan | Wind | West | 2008 | 209 | 209 | 209 | 209 | 209 | 209 | 209 | 209 | 209 | 209
Sand Bluff Wind Farm | MCDLD_SBW1 | Glasscock | Wind | West | 2008 | 90 | 90 | 90 | 90 | 90 | 90 | 90 | 90 | 90 | 90
Senate Wind Project | SENATEWD_UNIT1 | Jack | Wind | West | 2013 | 150 | 150 | 150 | 150 | 150 | 150 | 150 | 150 | 150 | 150
Sherbino 2 | KEO_SHRBINO2 | Pecos | Wind | West | 2012 | 150 | 150 | 150 | 150 | 150 | 150 | 150 | 150 | 150 | 150
Sherbino I | KEO_KEO_SM1 | Pecos | Wind | West | 2008 | 150 | 150 | 150 | 150 | 150 | 150 | 150 | 150 | 150 | 150
Silver Star | FLTCK_SSI | Eastland | Wind | North | 2008 | 60 | 60 | 60 | 60 | 60 | 60 | 60 | 60 | 60 | 60
Snyder Wind Farm | ENAS_ENA1 | Scurry | Wind | West | 2007 | 63 | 63 | 63 | 63 | 63 | 63 | 63 | 63 | 63 | 63
South Trent Wind Farm | STWF_T1 | Nolan | Wind | West | 2008 | 101 | 101 | 101 | 101 | 101 | 101 | 101 | 101 | 101 | 101
Stanton Wind Energy | SWEC_G1 | Martin | Wind | West | 2008 | 124 | 124 | 124 | 124 | 124 | 124 | 124 | 124 | 124 | 124
Sweetwater Wind 1 | SWEETWND_WND1 | Nolan | Wind | West | 2003 | 37 | 37 | 37 | 37 | 37 | 37 | 37 | 37 | 37 | 37
Sweetwater Wind 2 | SWEETWN2_WND24 | Nolan | Wind | West | 2006 | 16 | 16 | 16 | 16 | 16 | 16 | 16 | 16 | 16 | 16
Sweetwater Wind 3 | SWEETWN2_WND2 | Nolan | Wind | West | 2004 | 98 | 98 | 98 | 98 | 98 | 98 | 98 | 98 | 98 | 98
Sweetwater Wind 4 | SWEETWN3_WND3A | Nolan | Wind | West | 2005 | 29.5 | 29.5 | 29.5 | 29.5 | 29.5 | 29.5 | 29.5 | 29.5 | 29.5 | 29.5
Sweetwater Wind 4 | SWEETWN3_WND3B | Nolan | Wind | West | 2005 | 100.5 | 100.5 | 100.5 | 100.5 | 100.5 | 100.5 | 100.5 | 100.5 | 100.5 | 100.5
Sweetwater Wind 5 | SWEETWN4_WND5 | Nolan | Wind | West | 2007 | 79 | 79 | 79 | 79 | 79 | 79 | 79 | 79 | 79 | 79
Sweetwater Wind 6 | SWEETWN4_WND4B | Nolan | Wind | West | 2007 | 104 | 104 | 104 | 104 | 104 | 104 | 104 | 104 | 104 | 104
Sweetwater Wind 7 | SWEETWN4_WND4A | Nolan | Wind | West | 2007 | 118 | 118 | 118 | 118 | 118 | 118 | 118 | 118 | 118 | 118
Texas Big Spring | SGMTN_SIGNALMT | Howard | Wind | West | 1999 | 34 | 34 | 34 | 34 | 34 | 34 | 34 | 34 | 34 | 34
Trent Wind Farm | TRENT_TRENT | Nolan | Wind | West | 2001 | 151 | 151 | 151 | 151 | 151 | 151 | 151 | 151 | 151 | 151
Trinity Hills | TRINITY_TH1_BUS1 | Young | Wind | North | 2012 | 118 | 118 | 118 | 118 | 118 | 118 | 118 | 118 | 118 | 118
Trinity Hills | TRINITY_TH1_BUS2 | Young | Wind | North | 2012 | 108 | 108 | 108 | 108 | 108 | 108 | 108 | 108 | 108 | 108
TSTC West Texas Wind | DG_ROSC2_1UNIT | Nolan | Wind | West | 2008 | 2 | 2 | 2 | 2 | 2 | 2 | 2 | 2 | 2 | 2
Turkey Track Wind Energy Center | TTWEC_G1 | Nolan | Wind | West | 2008 | 170 | 170 | 170 | 170 | 170 | 170 | 170 | 170 | 170 | 170
West Texas Wind Energy | SW_MESA_SW_MESA | Upton | Wind | West | 1999 | 74 | 74 | 74 | 74 | 74 | 74 | 74 | 74 | 74 | 74
Whirlwind Energy | WEC_WECG1 | Floyd | Wind | West | 2007 | 57 | 57 | 57 | 57 | 57 | 57 | 57 | 57 | 57 | 57
Whitetail Wind Energy Project | EXGNWTL_WIND_1 | Webb | Wind | South | 2013 | 92 | 92 | 92 | 92 | 92 | 92 | 92 | 92 | 92 | 92
WKN Mozart | MOZART_WIND_1 | Kent | Wind | West | 2013 | 30 | 30 | 30 | 30 | 30 | 30 | 30 | 30 | 30 | 30
Wolfe Ridge | WHTTAIL_WR1 | Cooke | Wind | North | 2008 | 113 | 113 | 113 | 113 | 113 | 113 | 113 | 113 | 113 | 113
Wind Resources Total | [5 empty] | 10569.5 | 10569.5 | 10569.5 | 10569.5 | 10569.5 | 10569.5 | 10569.5 | 10569.5 | 10569.5 | 10569.5
New Units with Signed IA and Air Permit
WA Parish Addition | 12INR0086 | Fort Bend | Gas |  |  | 90 | 90 | 90 | 90 | 90 | 90 | 90 | 90 | 90 | 90
Sandy Creek 1 | SCES_UNIT1 | McLennan | Coal |  |  | 925 | 925 | 925 | 925 | 925 | 925 | 925 | 925 | 925 | 925
Deepwater Energy Storage | 10INR0089 | Harris | Storage |  |  | 40 | 40 | 40 | 40 | 40 | 40 | 40 | 40 | 40 | 40
OCI Alamo 1 | 13INR0058 | Bexar | Solar |  |  | 50 | 50 | 50 | 50 | 50 | 50 | 50 | 50 | 50 | 50
Panda Sherman Power | 10INR0021 | Grayson | Gas |  |  | 773.7 | 773.7 | 773.7 | 773.7 | 773.7 | 773.7 | 773.7 | 773.7 | 773.7 | 773.7
Panda Temple Power | 10INR0020a | Bell | Gas |  |  | 770.5 | 770.5 | 770.5 | 770.5 | 770.5 | 770.5 | 770.5 | 770.5 | 770.5 | 770.5
Deer Park Energy Center | 14INR0015 | Harris | Gas |  |  | 215 | 215 | 215 | 215 | 215 | 215 | 215 | 215 | 215 | 215
Channel Energy Center 138/345kV CT | 14INR0016 | Harris | Gas |  |  | 190 | 190 | 190 | 190 | 190 | 190 | 190 | 190 | 190 | 190
Ferguson Replacement Project | 13INR0021 | Llano | Gas |  |  | 570 | 570 | 570 | 570 | 570 | 570 | 570 | 570 | 570 | 570
Antelope Station | 13INR0028 | Hale | Gas |  |  | 0 | 364 | 364 | 364 | 364 | 364 | 364 | 364 | 364 | 364
Texas Clean Energy Project | 13INR0023 | Ector | Coal |  |  | 0 | 0 | 240 | 240 | 240 | 240 | 240 | 240 | 240 | 240
Panda Temple Power | 10INR0020b | Bell | Gas |  |  | 0 | 0 | 780 | 780 | 780 | 780 | 780 | 780 | 780 | 780
Pondera King Power Project | 10INR0022 | Harris | Gas |  |  | 0 | 0 | 1380 | 1380 | 1380 | 1380 | 1380 | 1380 | 1380 | 1380
Total | [5 empty] | 3624.2 | 3988.2 | 6388.2 | 6388.2 | 6388.2 | 6388.2 | 6388.2 | 6388.2 | 6388.2 | 6388.2
New Wind Generation
Los Vientos | 11INR0033 | Cameron | Wind |  |  | 402 | 402 | 402 | 402 | 402 | 402 | 402 | 402 | 402 | 402
Blue Summit Windfarm | 12INR0075 | Wilbarger | Wind |  |  | 135 | 135 | 135 | 135 | 135 | 135 | 135 | 135 | 135 | 135
Stephens Ranch Wind Energy | 12INR0034 | Borden | Wind |  |  | 378 | 378 | 378 | 378 | 378 | 378 | 378 | 378 | 378 | 378
Goldthwaite Wind Energy | 11INR0013 | Mills | Wind |  |  | 150 | 150 | 150 | 150 | 150 | 150 | 150 | 150 | 150 | 150
Spinning Spur Wind Two | 13INR0048 | Oldham | Wind |  |  | 161 | 161 | 161 | 161 | 161 | 161 | 161 | 161 | 161 | 161
Mariah Wind | 13INR0010b | Parmer | Wind |  |  | 200 | 200 | 200 | 200 | 200 | 200 | 200 | 200 | 200 | 200
Panhandle Wind | 14INR0030a2 | Carson | Wind |  |  | 322 | 322 | 322 | 322 | 322 | 322 | 322 | 322 | 322 | 322
Miami Wind 1 Project | 14INR0012 | Gray | Wind |  |  | 401 | 401 | 401 | 401 | 401 | 401 | 401 | 401 | 401 | 401
Moore Wind 1 | 11INR0050 | Crosby | Wind |  |  | 149 | 149 | 149 | 149 | 149 | 149 | 149 | 149 | 149 | 149
Mariah Wind | 13INR0010a | Parmer | Wind |  |  | 200 | 200 | 200 | 200 | 200 | 200 | 200 | 200 | 200 | 200
Midway Farms Wind | 11INR0054 | San Patricio | Wind |  |  | 161 | 161 | 161 | 161 | 161 | 161 | 161 | 161 | 161 | 161
Longhorn Energy Center | 14INR0023 | Briscoe | Wind |  |  | 361 | 361 | 361 | 361 | 361 | 361 | 361 | 361 | 361 | 361
Conway Windfarm | 13INR0005 | Carson | Wind |  |  | 0 | 600 | 600 | 600 | 600 | 600 | 600 | 600 | 600 | 600
South Clay Windfarm | 11INR0079a | Clay | Wind |  |  | 0 | 200 | 200 | 200 | 200 | 200 | 200 | 200 | 200 | 200
Penascal Wind Farm 3 | 06INR0022c | Kenedy | Wind |  |  | 0 | 202 | 202 | 202 | 202 | 202 | 202 | 202 | 202 | 202
Mariah Wind | 13INR0010c | Parmer | Wind |  |  | 0 | 200 | 200 | 200 | 200 | 200 | 200 | 200 | 200 | 200
Mesquite Creek | 09INR0051 | Borden | Wind |  |  | 0 | 249 | 249 | 249 | 249 | 249 | 249 | 249 | 249 | 249
Gunsight Mountain | 08INR0018 | Howard | Wind |  |  | 0 | 120 | 120 | 120 | 120 | 120 | 120 | 120 | 120 | 120
New Wind Generation Total | [5 empty] | 3020 | 4591 | 4591 | 4591 | 4591 | 4591 | 4591 | 4591 | 4591 | 4591
Switchable Units Unavailable to ERCOT |  |  | Gas |  |  | -317 | -317 | -317 | -317 | -317 | -317 | 0 | 0 | 0 | 0
Retiring Units
J T Deely 1 | CALAVERS_JTD1 | Bexar | Coal | South | 1977 | 0 | 0 | 0 | 0 | -425 | -425 | -425 | -425 | -425 | -425
J T Deely 2 | CALAVERS_JTD2 | Bexar | Coal | South | 1978 | 0 | 0 | 0 | 0 | -420 | -420 | -420 | -420 | -420 | -420
Thomas C Ferguson 1 | FERGUS_FERGUSG1 | Llano | Gas | South | 1974 | -425 | -425 | -425 | -425 | -425 | -425 | -425 | -425 | -425 | -425
Total Retiring Units | [5 empty] | -425 | -425 | -425 | -425 | -1270 | -1270 | -1270 | -1270 | -1270 | -1270
Mothballed Resources
Applied Energy | APD_APD_G1 | Harris | Other | Houston | 1986 | 140 | 140 | 140 | 140 | 140 | 140 | 140 | 140 | 140 | 140
Atkins | ATKINS_ATKINSG3 | Brazos | Gas | North | 1954 | 12 | 12 | 12 | 12 | 12 | 12 | 12 | 12 | 12 | 12
Atkins | ATKINS_ATKINSG4 | Brazos | Gas | North | 1958 | 22 | 22 | 22 | 22 | 22 | 22 | 22 | 22 | 22 | 22
Atkins | ATKINS_ATKINSG5 | Brazos | Gas | North | 1965 | 25 | 25 | 25 | 25 | 25 | 25 | 25 | 25 | 25 | 25
Atkins | ATKINS_ATKINSG6 | Brazos | Gas | North | 1969 | 50 | 50 | 50 | 50 | 50 | 50 | 50 | 50 | 50 | 50
Greens Bayou | GBY_GBYGT82 | Harris | Gas | Houston | 1976 | 58 | 58 | 58 | 58 | 58 | 58 | 58 | 58 | 58 | 58
North Texas | NTX_NTX_1 | Parker | Gas | North | 1958 | 18 | 18 | 18 | 18 | 18 | 18 | 18 | 18 | 18 | 18
North Texas | NTX_NTX_2 | Parker | Gas | North | 1958 | 18 | 18 | 18 | 18 | 18 | 18 | 18 | 18 | 18 | 18
North Texas | NTX_NTX_3 | Parker | Gas | North | 1963 | 39 | 39 | 39 | 39 | 39 | 39 | 39 | 39 | 39 | 39
Permian Basin Ses | PBSES_UNIT6 | Ward | Gas | West | 2009 | 530 | 530 | 530 | 530 | 530 | 530 | 530 | 530 | 530 | 530
Silas Ray | SILASRAY_SILAS_5 | Cameron | Gas | South | 1951 | 10 | 10 | 10 | 10 | 10 | 10 | 10 | 10 | 10 | 10
Valley SES | VLSES_UNIT1 | Fannin | Gas | North | 1962 | 174 | 174 | 174 | 174 | 174 | 174 | 174 | 174 | 174 | 174
Valley SES | VLSES_UNIT2 | Fannin | Gas | North | 1967 | 520 | 520 | 520 | 520 | 520 | 520 | 520 | 520 | 520 | 520
Valley SES | VLSES_UNIT3 | Fannin | Gas | North | 1971 | 375 | 375 | 375 | 375 | 375 | 375 | 375 | 375 | 375 | 375
Whitney Dam | WND_WHITNEY1 | Bosque | Hydro | North | 1953 | 20 | 20 | 20 | 20 | 20 | 20 | 20 | 20 | 20 | 20
Mothballed Resources Total | [5 empty] | 2011 | 2011 | 2011 | 2011 | 2011 | 2011 | 2011 | 2011 | 2011 | 2011
Excluded Resources, per notification from developer
Cobisa-Greenville | 06INR0006 | Hunt | Gas | [5 empty] | 1792 | 1792 | 1792 | 1792 | 1792 | 1792 | 1792

## SummerFuelTypes
Summer Fuel Types - ERCOT
Fuel type is based on the primary fuel. Capacities of the wind units are included at 8.7%. The amounts available for the grid according to information from the owners of the private network (self-serve) units and the distributed generation units that have registered with ERCOT are included. DC Tie imports are listed as Other and mothballed capacity is excluded.
In MW
Fuel Type | 2014 | 2015 | 2016 | 2017 | 2018 | 2019 | 2020 | 2021 | 2022 | 2023
Biomass | 238.424 | 238.424 | 238.424 | 238.424 | 238.424 | 238.424 | 238.424 | 238.424 | 238.424 | 238.424
Coal | 19115 | 19115 | 19355 | 19355 | 19355 | 18510 | 18510 | 18510 | 18510 | 18510
Gas | 49337.137 | 49907.137 | 51051.137 | 52431.137 | 52431.137 | 52431.137 | 52431.137 | 52748.137 | 52748.137 | 52748.137
Nuclear | 5150 | 5150 | 5150 | 5150 | 5150 | 5150 | 5150 | 5150 | 5150 | 5150
Other | 628.0625 | 628.0625 | 628.0625 | 628.0625 | 628.0625 | 628.0625 | 628.0625 | 628.0625 | 628.0625 | 628.0625
Hydro | 520.68 | 520.68 | 520.68 | 520.68 | 520.68 | 520.68 | 520.68 | 520.68 | 520.68 | 520.68
Wind | 1106.5095 | 1308.5235 | 1318.9635 | 1318.9635 | 1318.9635 | 1318.9635 | 1318.9635 | 1318.9635 | 1318.9635 | 1318.9635
Solar | 123.72 | 123.72 | 123.72 | 123.72 | 123.72 | 123.72 | 123.72 | 123.72 | 123.72 | 123.72
Storage | 77 | 77 | 77 | 77 | 77 | 77 | 77 | 77 | 77 | 77
Total | 76296.533 | 77068.547 | 78462.987 | 79842.987 | 79842.987 | 78997.987 | 78997.987 | 79314.987 | 79314.987 | 79314.987
In Percentages
Fuel Type | 2014 | 2015 | 2016 | 2017 | 2018 | 2019 | 2020 | 2021 | 2022 | 2023
Biomass | 0.3125% | 0.3094% | 0.3039% | 0.2986% | 0.2986% | 0.3018% | 0.3018% | 0.3006% | 0.3006% | 0.3006%
Coal | 25.05% | 24.8% | 24.67% | 24.24% | 24.24% | 23.43% | 23.43% | 23.34% | 23.34% | 23.34%
Natural Gas | 64.66% | 64.76% | 65.06% | 65.67% | 65.67% | 66.37% | 66.37% | 66.5% | 66.5% | 66.5%
Nuclear | 6.75% | 6.682% | 6.564% | 6.45% | 6.45% | 6.519% | 6.519% | 6.493% | 6.493% | 6.493%
Other | 0.8232% | 0.8149% | 0.8005% | 0.7866% | 0.7866% | 0.795% | 0.795% | 0.7919% | 0.7919% | 0.7919%
Hydro | 0.6824% | 0.6756% | 0.6636% | 0.6521% | 0.6521% | 0.6591% | 0.6591% | 0.6565% | 0.6565% | 0.6565%
Wind | 1.45% | 1.698% | 1.681% | 1.652% | 1.652% | 1.67% | 1.67% | 1.663% | 1.663% | 1.663%
Solar | 0.1622% | 0.1605% | 0.1577% | 0.155% | 0.155% | 0.1566% | 0.1566% | 0.156% | 0.156% | 0.156%
Storage | 0.1009% | 0.09991% | 0.09814% | 0.09644% | 0.09644% | 0.09747% | 0.09747% | 0.09708% | 0.09708% | 0.09708%

## WinterFuelTypes
Winter Fuel Types - ERCOT
Fuel type is based on the primary fuel. Capacities of the wind units are included at 8.7%. The amounts available for the grid according to information from the owners of the private network (self-serve) units and the distributed generation units that have registered with ERCOT are included. DC Tie imports are listed as Other and mothballed capacity is excluded.
In MW
Fuel Type | 2014/15 | 2015/16 | 2016/17 | 2017/18 | 2018/19 | 2019/20 | 2020/21 | 2021/22 | 2022/23 | 2023/24
Biomass | 238.424 | 238.424 | 238.424 | 238.424 | 238.424 | 238.424 | 238.424 | 238.424 | 238.424 | 238.424
Coal | 19292 | 19292 | 19532 | 19532 | 18687 | 18687 | 18687 | 18687 | 18687 | 18687
Gas | 52144.257 | 52508.257 | 54668.257 | 54668.257 | 54668.257 | 54668.257 | 54985.257 | 54985.257 | 54985.257 | 54985.257 | -1792 | -1792 | -1792
Nuclear | 5210 | 5210 | 5210 | 5210 | 5210 | 5210 | 5210 | 5210 | 5210 | 5210
Other | 628.0625 | 628.0625 | 628.0625 | 628.0625 | 628.0625 | 628.0625 | 628.0625 | 628.0625 | 628.0625 | 628.0625
Hydro | 520.68 | 520.68 | 520.68 | 520.68 | 520.68 | 520.68 | 520.68 | 520.68 | 520.68 | 520.68
Wind | 1182.2865 | 1318.9635 | 1318.9635 | 1318.9635 | 1318.9635 | 1318.9635 | 1318.9635 | 1318.9635 | 1318.9635 | 1318.9635
Solar | 123.72 | 123.72 | 123.72 | 123.72 | 123.72 | 123.72 | 123.72 | 123.72 | 123.72 | 123.72
Storage | 77 | 77 | 77 | 77 | 77 | 77 | 77 | 77 | 77 | 77
Total | 79416.43 | 79917.107 | 82317.107 | 82317.107 | 81472.107 | 81472.107 | 81789.107 | 81789.107 | 81789.107 | 81789.107
In Percentages
Fuel Type | 2014/15 | 2015/16 | 2016/17 | 2017/18 | 2018/19 | 2019/20 | 2020/21 | 2021/22 | 2022/23 | 2023/24
Biomass | 0.3002% | 0.2983% | 0.2896% | 0.2896% | 0.2926% | 0.2926% | 0.2915% | 0.2915% | 0.2915% | 0.2915%
Coal | 24.29% | 24.14% | 23.73% | 23.73% | 22.94% | 22.94% | 22.85% | 22.85% | 22.85% | 22.85%
Gas | 65.66% | 65.7% | 66.41% | 66.41% | 67.1% | 67.1% | 67.23% | 67.23% | 67.23% | 67.23%
Nuclear | 6.56% | 6.519% | 6.329% | 6.329% | 6.395% | 6.395% | 6.37% | 6.37% | 6.37% | 6.37%
Other | 0.7908% | 0.7859% | 0.763% | 0.763% | 0.7709% | 0.7709% | 0.7679% | 0.7679% | 0.7679% | 0.7679%
Hydro | 0.6556% | 0.6515% | 0.6325% | 0.6325% | 0.6391% | 0.6391% | 0.6366% | 0.6366% | 0.6366% | 0.6366%
Wind | 1.489% | 1.65% | 1.602% | 1.602% | 1.619% | 1.619% | 1.613% | 1.613% | 1.613% | 1.613%
Solar | 0.1558% | 0.1548% | 0.1503% | 0.1503% | 0.1519% | 0.1519% | 0.1513% | 0.1513% | 0.1513% | 0.1513%
Storage | 0.09696% | 0.09635% | 0.09354% | 0.09354% | 0.09451% | 0.09451% | 0.09414% | 0.09414% | 0.09414% | 0.09414%