## Binding Constraints 2017
Limiting Element | Contingency Description
Lake Creek Ses - Tradinghouse Ses 345kV Line Tradinghouse Ses - Sam Switch 345kV Line | Tradinghouse Ses - Sam Switch 345kV Line
Permian Basin - Hackberry Draw Tap 138kV Line | Odessa EHV Switch - North McCamey 345kV Line
Kiamichi Energy Facility - Kiowa Switch 345 kV Line #1 | Kiamichi Energy Facility - Kiowa Switch 345 kV Line #2
RW Miller - Palo Pinto Tap 138kV Line | RW Miller - Lipan 138kV Line
Big Brown Ses - Navarro Double Circuit 345kV Lines | Richland Chambers - Trinidad Ses Double Circuit 345kV Lines
Atkins - Briarcrest 69kV Line | Sam Rayburn - Tabor 69kV Line
Nueces Bay - Morris Street 138kV Line | Citgo N Oak Park - Cantwell 138kV Line Citgo N Oak Park - Hiway 9 138kV Line
Dupont Switch - Dupont PP1 138kV Line | Ingleside Cogen Switch - Oxychem Ingleside Double Circuit 138kV Lines
Tejas TNP - Greenbelt TNP 138kV Line | Greenbelt TNP - Caddo Sw Sta TNP 138kV Line
Twin Oak Switch - Oak Grove Ses 345kV Line #1 | Twin Oak Switch - Oak Grove Ses 345kV Line #2

## Injection Groups 2017 NW
Injection Group | Injection Bus Number(s) | Station Name(s)
GenInjGrp_0001 | 1024 | Falcon Seaboard
GenInjGrp_0002 | 1032 | Morgan Creek Ses
GenInjGrp_0003 | 110076 | Cedar Bayou 4
GenInjGrp_0004 | 110076, 40010 | Cedar Bayou 4, Cedar Bayou Plant
GenInjGrp_0005 | 110113 | Dow
GenInjGrp_0006 | 110129, 110120 | Dow
GenInjGrp_0007 | 110140, 110138, 110136, 110134 | Dow
GenInjGrp_0008 | 110142, 110129, 110127, 110120 | Dow
GenInjGrp_0009 | 110142, 110140, 110138, 110136, 110134, 110127 | Dow
GenInjGrp_0010 | 110142, 110140, 110138, 110136, 110134, 110127, 110113, 42150 | Dow, Basf
GenInjGrp_0011 | 110142, 110140, 110138, 110136, 110134, 110129, 110127, 110120, 110113 | Dow
GenInjGrp_0012 | 110142, 110140, 110138, 110136, 110134, 110129, 110127, 110120, 110113, 44000, 5915 | Dow, Wa Parish, South Texas Project
GenInjGrp_0013 | 110142, 110140, 110138, 110136, 110134, 110129, 110127, 110120, 110113, 5915 | Dow, South Texas Project
GenInjGrp_0014 | 110232 | Amoco Choc Cgn
GenInjGrp_0015 | 110232, 42150 | Amoco Choc Cgn, Basf
GenInjGrp_0016 | 110232, 44010 | Amoco Choc Cgn, Wa Parish
GenInjGrp_0017 | 110274 | Amoco Oil Cogen
GenInjGrp_0018 | 110279, 110274 | Amoco Oil Cogen
GenInjGrp_0019 | 110302 | Alcoa
GenInjGrp_0020 | 110336 | North Carbide
GenInjGrp_0021 | 110336, 80135, 8149 | North Carbide
GenInjGrp_0022 | 110336, 80135, 8149, 8145, 8144 | North Carbide, Bp Chem Vistron4, Airco Aep
GenInjGrp_0023 | 110336, 80135, 8149, 8145, 8144, 8126 | North Carbide, Bp Chem Vistron4, Airco Aep, Formosa
GenInjGrp_0024 | 110377 | Exxon
GenInjGrp_0025 | 110378, 110377 | Exxon
GenInjGrp_0026 | 110383, 110382 | Exxon
GenInjGrp_0027 | 110383, 110382, 110378 | Exxon
GenInjGrp_0028 | 110383, 110382, 110378, 110377 | Exxon
GenInjGrp_0029 | 110383, 110382, 110378, 110377, 40010 | Exxon, Cedar Bayou Plant
GenInjGrp_0030 | 110383, 110382, 110378, 110377, 40015 | Exxon, Cedar Bayou Plant
GenInjGrp_0031 | 110383, 110382, 40010 | Exxon, Cedar Bayou Plant
GenInjGrp_0032 | 110449, 110448, 110447, 110446, 110445, 110444, 110443, 110442, 110441 | Formosa
GenInjGrp_0033 | 110475, 110474 | Forcfb
GenInjGrp_0034 | 110475, 110474, 110336, 110302, 80135, 8149, 8145, 8144, 8126 | Forcfb, North Carbide, Alcoa, North Carbide, Bp Chem Vistron4, Airco Aep, Formosa
GenInjGrp_0035 | 110475, 110474, 110449, 110448, 110447, 110446, 110445, 110444, 110443, 110442, 110441, 110302, 8126 | Forcfb, Formosa, Alcoa, Formosa
GenInjGrp_0036 | 110475, 110474, 110449, 110448, 110447, 110446, 110445, 110444, 110443, 110442, 110441, 110302, 8145, 8126 | Forcfb, Formosa, Alcoa, Bp Chem Vistron4, Formosa
GenInjGrp_0037 | 110475, 110474, 110449, 110448, 110447, 110446, 110445, 110444, 110443, 110442, 110441, 110302, 8145, 8144, 8126 | Forcfb, Formosa, Alcoa, Bp Chem Vistron4, Airco Aep, Formosa
GenInjGrp_0038 | 110484, 110483 | San Jacinto Steam
GenInjGrp_0039 | 110484, 110483, 40200 | San Jacinto Steam, Bimont
GenInjGrp_0040 | 110484, 110483, 42160, 40200 | San Jacinto Steam, Bayou Cogen, Bimont
GenInjGrp_0041 | 110484, 110483, 42180, 42160 | San Jacinto Steam, Bigbay, Bayou Cogen
GenInjGrp_0042 | 110484, 110483, 42180, 42160, 40200 | San Jacinto Steam, Bigbay, Bayou Cogen, Bimont
GenInjGrp_0043 | 110484, 110483, 42230, 42180, 42160, 40200 | San Jacinto Steam, Capitol Cogen, Bigbay, Bayou Cogen, Bimont
GenInjGrp_0044 | 110505, 110232, 42150 | Sweeny Cogen, Amoco Choc Cgn, Basf
GenInjGrp_0045 | 110505, 42150 | Sweeny Cogen, Basf
GenInjGrp_0046 | 110507 | Sweeny Cogen
GenInjGrp_0047 | 110507, 110505 | Sweeny Cogen
GenInjGrp_0048 | 110507, 110505, 43340, 42150 | Sweeny Cogen, Texas Gulf Sulphur, Basf
GenInjGrp_0049 | 110523 | Calpine Cogen
GenInjGrp_0050 | 110605 | Texas City Gen
GenInjGrp_0051 | 110605, 110279, 110274 | Texas City Gen, Amoco Oil Cogen
GenInjGrp_0052 | 110626, 110625, 110624 | Pasgen
GenInjGrp_0053 | 110626, 110625, 110624, 41450, 41405, 40480 | Pasgen, Shell, Sr Bertron, Diamond Shamrock Battleground
GenInjGrp_0054 | 110664 | Channel Energy Ctr
GenInjGrp_0055 | 110665 | Channel Energy Ctr
GenInjGrp_0056 | 110665, 110664, 40111, 40110 | Channel Energy Ctr, Applied Energy
GenInjGrp_0057 | 110665, 110664, 40715, 40111, 40110 | Channel Energy Ctr, Greens Bayou, Applied Energy
GenInjGrp_0058 | 110665, 110664, 41300, 40715, 40111, 40110 | Channel Energy Ctr, Power Systems-Arco Cogen, Greens Bayou, Applied Energy
GenInjGrp_0059 | 110665, 110664, 41300, 40990 | Channel Energy Ctr, Power Systems-Arco Cogen, Lychem Arco Chemical
GenInjGrp_0060 | 110665, 110664, 41300, 40990, 40111, 40110 | Channel Energy Ctr, Power Systems-Arco Cogen, Lychem Arco Chemical, Applied Energy
GenInjGrp_0061 | 110666 | Channel Energy Ctr
GenInjGrp_0062 | 110684 | Victoria Dupont Switch 1
GenInjGrp_0063 | 110684, 110336, 80135, 8149, 8145, 8144, 8126 | Victoria Dupont Switch 1, North Carbide, Bp Chem Vistron4, Airco Aep, Formosa
GenInjGrp_0064 | 110684, 110336, 80135, 8172, 8149, 8145, 8144 | Victoria Dupont Switch 1, North Carbide, Victoria, North Carbide, Bp Chem Vistron4, Airco Aep
GenInjGrp_0065 | 110684, 110475, 110474, 110449, 110448, 110447, 110446, 110445, 110444, 110443, 110442, 110441, 110336, 110302, 80135, 8149, 8145, 8144, 8126 | Victoria Dupont Switch 1, Forcfb, Formosa, North Carbide, Alcoa, North Carbide, Bp Chem Vistron4, Airco Aep, Formosa
GenInjGrp_0066 | 110684, 8172, 8145, 5513 | Victoria Dupont Switch 1, Victoria, Bp Chem Vistron4, Sam Rayburn Switching Station
GenInjGrp_0067 | 110684, 8172, 8145, 8144, 5513 | Victoria Dupont Switch 1, Victoria, Bp Chem Vistron4, Airco Aep, Sam Rayburn Switching Station
GenInjGrp_0068 | 110723 | Union Carbide Cogen
GenInjGrp_0069 | 110723, 110279, 110274 | Union Carbide Cogen, Amoco Oil Cogen
GenInjGrp_0070 | 110723, 110605, 110279 | Union Carbide Cogen, Texas City Gen, Amoco Oil Cogen
GenInjGrp_0071 | 110723, 110605, 110279, 110274 | Union Carbide Cogen, Texas City Gen, Amoco Oil Cogen
GenInjGrp_0072 | 110723, 110605, 110279, 110274, 39180 | Union Carbide Cogen, Texas City Gen, Amoco Oil Cogen, S_Lcogen
GenInjGrp_0073 | 110735 | Baytown Energy Ctr
GenInjGrp_0074 | 110735, 110383, 110382, 110378, 110377, 110076, 40015, 40010 | Baytown Energy Ctr, Exxon, Cedar Bayou 4, Cedar Bayou Plant
GenInjGrp_0075 | 110760, 110759, 110758, 110757, 110756 | Deer Park Energy
GenInjGrp_0076 | 110760, 110759, 110758, 110757, 110756, 110076, 41700, 40015 | Deer Park Energy, Cedar Bayou 4, Warvue, Cedar Bayou Plant
GenInjGrp_0077 | 110760, 110759, 110758, 110757, 110756, 110735, 110076 | Deer Park Energy, Baytown Energy Ctr, Cedar Bayou 4
GenInjGrp_0078 | 110760, 110759, 110758, 110757, 110756, 110735, 110076, 40900 | Deer Park Energy, Baytown Energy Ctr, Cedar Bayou 4, King
GenInjGrp_0079 | 110760, 110759, 110758, 110757, 110756, 110735, 110076, 41700 | Deer Park Energy, Baytown Energy Ctr, Cedar Bayou 4, Warvue
GenInjGrp_0080 | 110760, 110759, 110758, 110757, 110756, 110735, 110076, 41700, 40015 | Deer Park Energy, Baytown Energy Ctr, Cedar Bayou 4, Warvue, Cedar Bayou Plant
GenInjGrp_0081 | 110760, 110759, 110758, 110757, 110756, 110735, 110383, 110382, 110378, 110377, 110076, 41700, 40015, 40010 | Deer Park Energy, Baytown Energy Ctr, Exxon, Cedar Bayou 4, Warvue, Cedar Bayou Plant
GenInjGrp_0082 | 110760, 110759, 110758, 110757, 110756, 44000 | Deer Park Energy, Wa Parish
GenInjGrp_0083 | 110776, 110775, 110774, 44005 | Brazos Valley Energy, W_A_P___345B
GenInjGrp_0084 | 110776, 110775, 110774, 44005, 5915 | Brazos Valley Energy, W_A_P___345B, South Texas Project
GenInjGrp_0085 | 110776, 110775, 110774, 47430, 44005 | Brazos Valley Energy, Teco, W_A_P___345B
GenInjGrp_0086 | 110797 | Colorado Bend Energy Center
GenInjGrp_0087 | 110797, 110505, 43340 | Colorado Bend Energy Center, Sweeny Cogen, Texas Gulf Sulphur
GenInjGrp_0088 | 110797, 43340 | Colorado Bend Energy Center, Texas Gulf Sulphur
GenInjGrp_0089 | 110827, 110826, 110825 | Channelview Cogen
GenInjGrp_0090 | 110827, 110826, 110825, 110666 | Channelview Cogen, Channel Energy Ctr
GenInjGrp_0091 | 110827, 110826, 110825, 110666, 40710 | Channelview Cogen, Channel Energy Ctr, Greens Bayou
GenInjGrp_0092 | 110827, 110826, 110825, 110666, 40900 | Channelview Cogen, Channel Energy Ctr, King
GenInjGrp_0093 | 110827, 110826, 110825, 110666, 40990, 40710 | Channelview Cogen, Channel Energy Ctr, Lychem Arco Chemical, Greens Bayou
GenInjGrp_0094 | 110827, 110826, 110825, 110666, 41300, 40990, 40710 | Channelview Cogen, Channel Energy Ctr, Power Systems-Arco Cogen, Lychem Arco Chemical, Greens Bayou
GenInjGrp_0095 | 110827, 110826, 110825, 110666, 45510, 40900 | Channelview Cogen, Channel Energy Ctr, Th Wharton, King
GenInjGrp_0096 | 110827, 110826, 110825, 110666, 45530, 45510, 40900 | Channelview Cogen, Channel Energy Ctr, Th Wharton, King
GenInjGrp_0097 | 110827, 110826, 110825, 110760, 110759, 110758, 110757, 110756, 110735, 110666, 110383, 110382, 110076, 40900, 40015, 40010 | Channelview Cogen, Deer Park Energy, Baytown Energy Ctr, Channel Energy Ctr, Exxon, Cedar Bayou 4, King, Cedar Bayou Plant
GenInjGrp_0098 | 110975, 110626, 110625, 110624 | Airpro, Pasgen
GenInjGrp_0099 | 110975, 110626, 110625, 110624, 110523, 110383, 110382, 110378, 110377, 110076, 41450, 41415, 41410, 41405, 41400, 40480, 40010 | Airpro, Pasgen, Calpine Cogen, Exxon, Cedar Bayou 4, Shell, Sr Bertron, Diamond Shamrock Battleground, Cedar Bayou Plant
GenInjGrp_0100 | 110975, 110626, 110625, 110624, 110523, 110383, 110382, 110378, 110377, 41450, 41415, 41410, 41405, 41400, 41300, 40990, 40480, 40010 | Airpro, Pasgen, Calpine Cogen, Exxon, Shell, Sr Bertron, Power Systems-Arco Cogen, Lychem Arco Chemical, Diamond Shamrock Battleground, Cedar Bayou Plant
GenInjGrp_0101 | 110975, 110626, 110625, 110624, 110523, 41450 | Airpro, Pasgen, Calpine Cogen, Shell
GenInjGrp_0102 | 110975, 110626, 110625, 110624, 110523, 41450, 41400 | Airpro, Pasgen, Calpine Cogen, Shell, Sr Bertron
GenInjGrp_0103 | 110975, 110626, 110625, 110624, 110523, 41561, 41450, 41415, 41410, 41405, 40480 | Airpro, Pasgen, Calpine Cogen, Txpet___69X, Shell, Sr Bertron, Diamond Shamrock Battleground
GenInjGrp_0104 | 110975, 110626, 110625, 110624, 110523, 41561, 41450, 41415, 41410, 41405, 41400, 40480 | Airpro, Pasgen, Calpine Cogen, Txpet___69X, Shell, Sr Bertron, Diamond Shamrock Battleground
GenInjGrp_0105 | 110975, 110626, 110625, 110624, 41450 | Airpro, Pasgen, Shell
GenInjGrp_0106 | 110975, 110760, 110759, 110758, 110757, 110756, 110735, 110626, 110625, 110624, 110523, 110383, 110382, 110378, 110377, 110076, 41561, 41450, 41415, 41410, 41405, 41400, 40480, 40015, 40010 | Airpro, Deer Park Energy, Baytown Energy Ctr, Pasgen, Calpine Cogen, Exxon, Cedar Bayou 4, Txpet___69X, Shell, Sr Bertron, Diamond Shamrock Battleground, Cedar Bayou Plant
GenInjGrp_0107 | 110975, 41450 | Airpro, Shell
GenInjGrp_0108 | 11400 | Hackberry Wind Farm
GenInjGrp_0109 | 11482, 11479 | Wichita Falls Cogen Switch
GenInjGrp_0110 | 11879 | Wolf Hollow Gen
GenInjGrp_0111 | 11879, 1868 | Wolf Hollow Gen
GenInjGrp_0112 | 11879, 1900, 1868 | Wolf Hollow Gen, Comanche Peak Ses, Wolf Hollow Gen
GenInjGrp_0113 | 11879, 1900, 1891, 1868 | Wolf Hollow Gen, Comanche Peak Ses, Decordova Ses, Wolf Hollow Gen
GenInjGrp_0114 | 11879, 1940, 1939, 1936, 1900, 1868, 1436 | Wolf Hollow Gen, Midlothian Anp (Amer Nat Pwr), Comanche Peak Ses, Wolf Hollow Gen, Parker Switch
GenInjGrp_0115 | 120095 | Frontier
GenInjGrp_0116 | 120095, 110827, 110826, 110825, 110735, 110666, 40900 | Frontier, Channelview Cogen, Baytown Energy Ctr, Channel Energy Ctr, King
GenInjGrp_0117 | 120095, 45500 | Frontier, Th Wharton
GenInjGrp_0118 | 120095, 45515, 45500, 44000, 40900 | Frontier, Th Wharton, Wa Parish, King
GenInjGrp_0119 | 120095, 46020, 13694, 13690, 3397, 967 | Frontier, Limestone Plant, Oak Grove Ses, Sandy Creek Energy Station, Gibbons Creek
GenInjGrp_0120 | 120095, 46020, 39950, 13694, 13690, 967 | Frontier, Limestone Plant, Tnp One Plant, Oak Grove Ses, Gibbons Creek
GenInjGrp_0121 | 120095, 46020, 45500, 44000, 39950, 13694, 13690, 967 | Frontier, Limestone Plant, Th Wharton, Wa Parish, Tnp One Plant, Oak Grove Ses, Gibbons Creek
GenInjGrp_0122 | 120095, 47430, 46020, 45515, 45500, 39950, 13694, 13690, 3380, 3199, 3186, 967 | Frontier, Teco, Limestone Plant, Th Wharton, Tnp One Plant, Oak Grove Ses, Big Brown Ses, Freestone Energy Center, Gibbons Creek
GenInjGrp_0123 | 120162 | Nacogdoches Power Llc
GenInjGrp_0124 | 120162, 13115, 3268, 3122, 3110 | Nacogdoches Power Llc, Tenaska Gateway, Lufkin Bio Mass, Stryker Creek Ses
GenInjGrp_0125 | 120162, 13115, 3268, 3122, 3110, 3100 | Nacogdoches Power Llc, Tenaska Gateway, Lufkin Bio Mass, Stryker Creek Ses, Martin Lake Ses
GenInjGrp_0126 | 120162, 13115, 3380, 3268, 3199, 3186, 3122, 3110, 3100 | Nacogdoches Power Llc, Tenaska Gateway, Big Brown Ses, Lufkin Bio Mass, Freestone Energy Center, Stryker Creek Ses, Martin Lake Ses
GenInjGrp_0127 | 120162, 13125, 13115, 3380, 3268, 3199, 3186, 3125, 3122, 3110, 3100 | Nacogdoches Power Llc, Tdadtmod_5, Tenaska Gateway, Big Brown Ses, Lufkin Bio Mass, Freestone Energy Center, Trinidad Ses, Stryker Creek Ses, Martin Lake Ses
GenInjGrp_0128 | 120162, 3268, 3122, 3110 | Nacogdoches Power Llc, Lufkin Bio Mass, Stryker Creek Ses
GenInjGrp_0129 | 12241 | Ennis Tractebel
GenInjGrp_0130 | 12241, 3125 | Ennis Tractebel, Trinidad Ses
GenInjGrp_0131 | 12359, 12357 | Renner Switch
GenInjGrp_0132 | 12403, 2403 | Lake Hubbard Ses 2, Lake Hubbard Ses
GenInjGrp_0133 | 12418, 12417, 12416 | Mountain Creek Ses
GenInjGrp_0134 | 12449, 12440 | Parkdale Switch
GenInjGrp_0135 | 12449, 12440, 12403 | Parkdale Switch, Lake Hubbard Ses 2
GenInjGrp_0136 | 130222 | Southwest Mesa
GenInjGrp_0137 | 130327 | Odessa Ector Ccs
GenInjGrp_0138 | 130328 | Odessa Ector Ccs
GenInjGrp_0139 | 130328, 130327 | Odessa Ector Ccs
GenInjGrp_0140 | 130432 | Woodward 1
GenInjGrp_0141 | 130532 | Woodward 2
GenInjGrp_0142 | 130532, 130432 | Woodward 2, Woodward 1
GenInjGrp_0143 | 130632 | King Mountain Sw
GenInjGrp_0144 | 130732 | King Mountain Nw
GenInjGrp_0145 | 130732, 130632 | King Mountain Nw, King Mountain Sw
GenInjGrp_0146 | 130832 | King Mountain Ne
GenInjGrp_0147 | 130932 | King Mountain Se
GenInjGrp_0148 | 130932, 130832, 130222 | King Mountain Se, King Mountain Ne, Southwest Mesa
GenInjGrp_0149 | 130932, 130832, 130222, 18100, 1010 | King Mountain Se, King Mountain Ne, Southwest Mesa, Permian Basin 2 Ses, Permian Basin Ses
GenInjGrp_0150 | 130932, 130832, 130732, 130632, 130222 | King Mountain Se, King Mountain Ne, King Mountain Nw, King Mountain Sw, Southwest Mesa
GenInjGrp_0151 | 131033 | Indian Mesa Enron / Desert Sky
GenInjGrp_0152 | 131033, 130932, 130832, 130732, 130632, 130222 | Indian Mesa Enron / Desert Sky, King Mountain Se, King Mountain Ne, King Mountain Nw, King Mountain Sw, Southwest Mesa
GenInjGrp_0153 | 131033, 6021 | Indian Mesa Enron / Desert Sky
GenInjGrp_0154 | 131033, 6021, 6019 | Indian Mesa Enron / Desert Sky, Indian Mesa Nwp
GenInjGrp_0155 | 131143 | Mcdonald Road
GenInjGrp_0156 | 131143, 1353, 1321 | Mcdonald Road, Signal Mountain Road (Pod), Carbon Poi
GenInjGrp_0157 | 13115 | Tenaska Gateway
GenInjGrp_0158 | 13115, 3100 | Tenaska Gateway, Martin Lake Ses
GenInjGrp_0159 | 13115, 3268, 3100 | Tenaska Gateway, Lufkin Bio Mass, Martin Lake Ses
GenInjGrp_0160 | 13115, 3268, 3122, 3110, 3100 | Tenaska Gateway, Lufkin Bio Mass, Stryker Creek Ses, Martin Lake Ses
GenInjGrp_0161 | 131247 | Quail Switch
GenInjGrp_0162 | 131247, 130328, 130327 | Quail Switch, Odessa Ector Ccs
GenInjGrp_0163 | 131247, 130932, 130832 | Quail Switch, King Mountain Se, King Mountain Ne
GenInjGrp_0164 | 13125 | Tdadtmod_5
GenInjGrp_0165 | 13125, 12241, 3125 | Tdadtmod_5, Ennis Tractebel, Trinidad Ses
GenInjGrp_0166 | 13125, 13115, 3380, 3268, 3199, 3186, 3125, 3100 | Tdadtmod_5, Tenaska Gateway, Big Brown Ses, Lufkin Bio Mass, Freestone Energy Center, Trinidad Ses, Martin Lake Ses
GenInjGrp_0167 | 13125, 3125 | Tdadtmod_5, Trinidad Ses
GenInjGrp_0168 | 13125, 3186, 3125 | Tdadtmod_5, Freestone Energy Center, Trinidad Ses
GenInjGrp_0169 | 131252 | Stanton Wind Energy Center
GenInjGrp_0170 | 131352, 131247 | Panther Creek North Substation, Quail Switch
GenInjGrp_0171 | 131452 | Sherbino I Wind Farm
GenInjGrp_0172 | 131454 | Sherbino I Wind Farm
GenInjGrp_0173 | 131454, 131452 | Sherbino I Wind Farm
GenInjGrp_0174 | 131454, 131452, 130432, 6021, 6019 | Sherbino I Wind Farm, Woodward 1, Indian Mesa Enron / Desert Sky, Indian Mesa Nwp
GenInjGrp_0175 | 131454, 131452, 130732, 130632, 130532, 130432 | Sherbino I Wind Farm, King Mountain Nw, King Mountain Sw, Woodward 2, Woodward 1
GenInjGrp_0176 | 131454, 131452, 130732, 130632, 130532, 130432, 6021, 6019 | Sherbino I Wind Farm, King Mountain Nw, King Mountain Sw, Woodward 2, Woodward 1, Indian Mesa Enron / Desert Sky, Indian Mesa Nwp
GenInjGrp_0177 | 131454, 131452, 130932, 130832, 130532, 130432, 130222, 6021, 6019 | Sherbino I Wind Farm, King Mountain Se, King Mountain Ne, Woodward 2, Woodward 1, Southwest Mesa, Indian Mesa Enron / Desert Sky, Indian Mesa Nwp
GenInjGrp_0178 | 131454, 131452, 131033, 130932, 130832, 130732, 130632, 130222 | Sherbino I Wind Farm, Indian Mesa Enron / Desert Sky, King Mountain Se, King Mountain Ne, King Mountain Nw, King Mountain Sw, Southwest Mesa
GenInjGrp_0179 | 131454, 131452, 131033, 130932, 130832, 130732, 130632, 130222, 6019 | Sherbino I Wind Farm, Indian Mesa Enron / Desert Sky, King Mountain Se, King Mountain Ne, King Mountain Nw, King Mountain Sw, Southwest Mesa, Indian Mesa Nwp
GenInjGrp_0180 | 131454, 131452, 131033, 130932, 130832, 130732, 130632, 130532, 130432, 130222, 6021, 6019 | Sherbino I Wind Farm, Indian Mesa Enron / Desert Sky, King Mountain Se, King Mountain Ne, King Mountain Nw, King Mountain Sw, Woodward 2, Woodward 1, Southwest Mesa, Indian Mesa Enron / Desert Sky, Indian Mesa Nwp
GenInjGrp_0181 | 131454, 131452, 6021, 6019 | Sherbino I Wind Farm, Indian Mesa Enron / Desert Sky, Indian Mesa Nwp
GenInjGrp_0182 | 131552 | Ocotillo Windfarm
GenInjGrp_0183 | 131552, 131143 | Ocotillo Windfarm, Mcdonald Road
GenInjGrp_0184 | 131552, 131252 | Ocotillo Windfarm, Stanton Wind Energy Center
GenInjGrp_0185 | 131552, 131252, 131143 | Ocotillo Windfarm, Stanton Wind Energy Center, Mcdonald Road
GenInjGrp_0186 | 131552, 131252, 131143, 1321 | Ocotillo Windfarm, Stanton Wind Energy Center, Mcdonald Road, Carbon Poi
GenInjGrp_0187 | 131552, 131252, 131143, 1353, 1321 | Ocotillo Windfarm, Stanton Wind Energy Center, Mcdonald Road, Signal Mountain Road (Pod), Carbon Poi
GenInjGrp_0188 | 131652 | Elbow Creek
GenInjGrp_0189 | 131754 | Panther Creek 2
GenInjGrp_0190 | 131754, 131753 | Panther Creek 2
GenInjGrp_0191 | 131754, 131753, 131652, 131352, 131247, 130328, 130327 | Panther Creek 2, Elbow Creek, Panther Creek North Substation, Quail Switch, Odessa Ector Ccs
GenInjGrp_0192 | 131754, 131753, 131652, 131352, 131247, 130328, 130327, 1024 | Panther Creek 2, Elbow Creek, Panther Creek North Substation, Quail Switch, Odessa Ector Ccs, Falcon Seaboard
GenInjGrp_0193 | 131754, 131753, 131652, 131352, 131252, 131247, 130328, 130327 | Panther Creek 2, Elbow Creek, Panther Creek North Substation, Stanton Wind Energy Center, Quail Switch, Odessa Ector Ccs
GenInjGrp_0194 | 131852 | Notrees Windfarm
GenInjGrp_0195 | 131852, 18100, 1010 | Notrees Windfarm, Permian Basin 2 Ses, Permian Basin Ses
GenInjGrp_0196 | 131852, 7387 | Notrees Windfarm, Kunitz
GenInjGrp_0197 | 131954, 131953 | Bull Creek Wind
GenInjGrp_0198 | 131954, 131953, 1032 | Bull Creek Wind, Morgan Creek Ses
GenInjGrp_0199 | 131954, 131953, 59951, 59950 | Bull Creek Wind, Borlynn_345K, Stephens-Bor
GenInjGrp_0200 | 1321 | Carbon Poi
GenInjGrp_0201 | 1353 | Signal Mountain Road (Pod)
GenInjGrp_0202 | 1353, 1321 | Signal Mountain Road (Pod), Carbon Poi
GenInjGrp_0203 | 13694, 13690 | Oak Grove Ses
GenInjGrp_0204 | 140067 | Lamar Power Partners
GenInjGrp_0205 | 140067, 1694 | Lamar Power Partners, Tenaska (Oncor)
GenInjGrp_0206 | 140067, 1695 | Lamar Power Partners, Monticello Ses
GenInjGrp_0207 | 140077 | Kiamichi Energy Facility
GenInjGrp_0208 | 140077, 140067, 1690 | Kiamichi Energy Facility, Lamar Power Partners, Valley Ses
GenInjGrp_0209 | 140077, 1690 | Kiamichi Energy Facility, Valley Ses
GenInjGrp_0210 | 140082 | Whirlwind Energy Center
GenInjGrp_0211 | 140182 | Mcadoo Energy Center
GenInjGrp_0212 | 140282 | White Tail
GenInjGrp_0213 | 140332 | Fg_Mozar_1_9
GenInjGrp_0214 | 140332, 140082 | Fg_Mozar_1_9, Whirlwind Energy Center
GenInjGrp_0215 | 140332, 140182, 140082 | Fg_Mozar_1_9, Mcadoo Energy Center, Whirlwind Energy Center
GenInjGrp_0216 | 1431 | Graham Ses
GenInjGrp_0217 | 1436 | Parker Switch
GenInjGrp_0218 | 1444 | Brown Switch
GenInjGrp_0219 | 1445 | Burwick Switch
GenInjGrp_0220 | 150189 | Forney
GenInjGrp_0221 | 150190 | Forney
GenInjGrp_0222 | 150190, 150189 | Forney
GenInjGrp_0223 | 150196, 150195, 150194 | Wise Cty Plant
GenInjGrp_0224 | 150196, 150195, 150194, 120095, 6100, 1436, 967 | Wise Cty Plant, Frontier, Oklaunion, Parker Switch, Gibbons Creek
GenInjGrp_0225 | 150196, 150195, 150194, 1436 | Wise Cty Plant, Parker Switch
GenInjGrp_0226 | 150196, 150195, 150194, 1445, 1436, 575 | Wise Cty Plant, Burwick Switch, Parker Switch, Jack County 345
GenInjGrp_0227 | 150196, 150195, 150194, 1445, 579, 575 | Wise Cty Plant, Burwick Switch, Jack County, Jack County 345
GenInjGrp_0228 | 150313 | Post Oak Wind
GenInjGrp_0229 | 150313, 150212, 6100 | Post Oak Wind, Long Creek, Oklaunion
GenInjGrp_0230 | 150753 | Trinity Hills Wind Farm Llc
GenInjGrp_0231 | 150753, 11400, 1431, 1430 | Trinity Hills Wind Farm Llc, Hackberry Wind Farm, Graham Ses
GenInjGrp_0232 | 150753, 11400, 1445, 1431, 1430 | Trinity Hills Wind Farm Llc, Hackberry Wind Farm, Burwick Switch, Graham Ses
GenInjGrp_0233 | 150753, 1445, 1431, 1430, 575 | Trinity Hills Wind Farm Llc, Burwick Switch, Graham Ses, Jack County 345
GenInjGrp_0234 | 150753, 150196, 150195, 150194, 1445, 1436, 575 | Trinity Hills Wind Farm Llc, Wise Cty Plant, Burwick Switch, Parker Switch, Jack County 345
GenInjGrp_0235 | 150753, 150212, 11400, 6100, 1445, 1430 | Trinity Hills Wind Farm Llc, Long Creek, Hackberry Wind Farm, Oklaunion, Burwick Switch, Graham Ses
GenInjGrp_0236 | 150753, 150313, 150212, 11400, 1445, 1431, 1430 | Trinity Hills Wind Farm Llc, Post Oak Wind, Long Creek, Hackberry Wind Farm, Burwick Switch, Graham Ses
GenInjGrp_0237 | 150753, 6100 | Trinity Hills Wind Farm Llc, Oklaunion
GenInjGrp_0238 | 150753, 6100, 1430 | Trinity Hills Wind Farm Llc, Oklaunion, Graham Ses
GenInjGrp_0239 | 150753, 6100, 1445 | Trinity Hills Wind Farm Llc, Oklaunion, Burwick Switch
GenInjGrp_0240 | 150935 | Fg_Cobis_1_5
GenInjGrp_0241 | 150940 | Fg_Cobis_2_5
GenInjGrp_0242 | 150940, 150935 | Fg_Cobis_2_5, Fg_Cobis_1_5
GenInjGrp_0243 | 150940, 150935, 140077, 140067, 1695, 1691, 1690 | Fg_Cobis_2_5, Fg_Cobis_1_5, Kiamichi Energy Facility, Lamar Power Partners, Monticello Ses, Valley Ses
GenInjGrp_0244 | 150940, 150935, 140077, 1695, 1690 | Fg_Cobis_2_5, Fg_Cobis_1_5, Kiamichi Energy Facility, Monticello Ses, Valley Ses
GenInjGrp_0245 | 150940, 150935, 150190, 150189, 140077, 140067, 13115, 3100, 1695, 1694, 1691, 1690 | Fg_Cobis_2_5, Fg_Cobis_1_5, Forney, Kiamichi Energy Facility, Lamar Power Partners, Tenaska Gateway, Martin Lake Ses, Monticello Ses, Tenaska (Oncor), Valley Ses
GenInjGrp_0246 | 150940, 150935, 150190, 150189, 140077, 140067, 1758, 1695, 1694, 1691, 1690 | Fg_Cobis_2_5, Fg_Cobis_1_5, Forney, Kiamichi Energy Facility, Lamar Power Partners, Payne Switch, Monticello Ses, Tenaska (Oncor), Valley Ses
GenInjGrp_0247 | 150940, 150935, 150190, 150189, 140077, 1695, 1690 | Fg_Cobis_2_5, Fg_Cobis_1_5, Forney, Kiamichi Energy Facility, Monticello Ses, Valley Ses
GenInjGrp_0248 | 150940, 150935, 150190, 150189, 1690 | Fg_Cobis_2_5, Fg_Cobis_1_5, Forney, Valley Ses
GenInjGrp_0249 | 150940, 150935, 150190, 150189, 3380, 3186, 1695 | Fg_Cobis_2_5, Fg_Cobis_1_5, Forney, Big Brown Ses, Freestone Energy Center, Monticello Ses
GenInjGrp_0250 | 150940, 150935, 1690 | Fg_Cobis_2_5, Fg_Cobis_1_5, Valley Ses
GenInjGrp_0251 | 150940, 150935, 1695 | Fg_Cobis_2_5, Fg_Cobis_1_5, Monticello Ses
GenInjGrp_0252 | 1599 | Barton Switch
GenInjGrp_0253 | 1599, 1431 | Barton Switch, Graham Ses
GenInjGrp_0254 | 1599, 331 | Barton Switch, Rw Miller
GenInjGrp_0255 | 160009 | Laredo Energy Center
GenInjGrp_0256 | 160010 | Laredo Energy Center
GenInjGrp_0257 | 160010, 160009, 80021 | Laredo Energy Center, Laredo4B
GenInjGrp_0258 | 160010, 160009, 8299 | Laredo Energy Center, Zapata
GenInjGrp_0259 | 160094 | Nueces Bay
GenInjGrp_0260 | 160095 | Nueces Bay
GenInjGrp_0261 | 160096 | Nueces Bay
GenInjGrp_0262 | 160096, 160095 | Nueces Bay
GenInjGrp_0263 | 160096, 160095, 8469 | Nueces Bay, Koch Up River
GenInjGrp_0264 | 160096, 160095, 8477, 8469 | Nueces Bay, Valero, Koch Up River
GenInjGrp_0265 | 160105 | Barney Davis
GenInjGrp_0266 | 160106 | Barney Davis
GenInjGrp_0267 | 160107 | Barney Davis
GenInjGrp_0268 | 160108 | Barney Davis
GenInjGrp_0269 | 160108, 160107, 160106, 160105 | Barney Davis
GenInjGrp_0270 | 160108, 160107, 160106, 160105, 160096, 160095, 160094, 88478 | Barney Davis, Nueces Bay, Oxychem Cc Cogen
GenInjGrp_0271 | 160122 | Coleto Creek
GenInjGrp_0272 | 160122, 110475, 110474, 110449, 110448, 110447, 110446, 110445, 110444, 110443, 110442, 110441, 110302, 8172, 8126 | Coleto Creek, Forcfb, Formosa, Alcoa, Victoria, Formosa
GenInjGrp_0273 | 160122, 8172 | Coleto Creek, Victoria
GenInjGrp_0274 | 160124 | Fg_Colet_1_5
GenInjGrp_0275 | 160124, 160122, 110475, 110474, 110449, 110448, 110447, 110446, 110445, 110444, 110443, 110442, 110441, 110302, 8172, 8126, 5513 | Fg_Colet_1_5, Coleto Creek, Forcfb, Formosa, Alcoa, Victoria, Formosa, Sam Rayburn Switching Station
GenInjGrp_0276 | 160124, 160122, 110684, 110475, 110474, 110449, 110448, 110447, 110446, 110445, 110444, 110443, 110442, 110441, 110302, 8172, 8126, 5513 | Fg_Colet_1_5, Coleto Creek, Victoria Dupont Switch 1, Forcfb, Formosa, Alcoa, Victoria, Formosa, Sam Rayburn Switching Station
GenInjGrp_0277 | 160124, 160122, 110684, 110475, 110474, 110449, 110448, 110447, 110446, 110445, 110444, 110443, 110442, 110441, 110336, 110302, 80135, 8172, 8149, 8145, 8144, 8126, 5513, 5500 | Fg_Colet_1_5, Coleto Creek, Victoria Dupont Switch 1, Forcfb, Formosa, North Carbide, Alcoa, North Carbide, Victoria, North Carbide, Bp Chem Vistron4, Airco Aep, Formosa, Sam Rayburn Switching Station
GenInjGrp_0278 | 160124, 160122, 8172 | Fg_Colet_1_5, Coleto Creek, Victoria
GenInjGrp_0279 | 160124, 5475, 5400 | Fg_Colet_1_5, Braunig, Calaveras
GenInjGrp_0280 | 160176, 160175, 160174 | Frontera
GenInjGrp_0281 | 160176, 160175, 160174, 8299 | Frontera, Zapata
GenInjGrp_0282 | 160176, 160175, 160174, 8395, 8299 | Frontera, Falcon Hydro, Zapata
GenInjGrp_0283 | 160194 | Duke / Hec
GenInjGrp_0284 | 160194, 8963 | Duke / Hec
GenInjGrp_0285 | 160222 | Celanese Bishop
GenInjGrp_0286 | 160222, 160108, 160107, 160106, 160105 | Celanese Bishop, Barney Davis
GenInjGrp_0287 | 160222, 80399 | Celanese Bishop, 80399
GenInjGrp_0288 | 160222, 8508 | Celanese Bishop, Falfurrias
GenInjGrp_0289 | 160236, 160235, 160234, 160194, 8963 | North Edinburg, Duke / Hec
GenInjGrp_0290 | 160264 | Corpus Christi Energy Center
GenInjGrp_0291 | 160264, 160094 | Corpus Christi Energy Center, Nueces Bay
GenInjGrp_0292 | 160264, 160094, 88478 | Corpus Christi Energy Center, Nueces Bay, Oxychem Cc Cogen
GenInjGrp_0293 | 160264, 160096, 160095, 160094 | Corpus Christi Energy Center, Nueces Bay
GenInjGrp_0294 | 160264, 160096, 160095, 160094, 8477, 8469 | Corpus Christi Energy Center, Nueces Bay, Valero, Koch Up River
GenInjGrp_0295 | 160264, 160096, 160095, 160094, 88478 | Corpus Christi Energy Center, Nueces Bay, Oxychem Cc Cogen
GenInjGrp_0296 | 160264, 160108, 160107, 160106, 160105, 160096, 160095, 160094, 88478, 8477, 8469 | Corpus Christi Energy Center, Barney Davis, Nueces Bay, Oxychem Cc Cogen, Valero, Koch Up River
GenInjGrp_0297 | 160264, 160222, 160108, 160107, 160106, 160105, 160096, 160095, 160094, 88478, 8477 | Corpus Christi Energy Center, Celanese Bishop, Barney Davis, Nueces Bay, Oxychem Cc Cogen, Valero
GenInjGrp_0298 | 160295 | Penascal Ii Wind Project
GenInjGrp_0299 | 160295, 160294 | Penascal Ii Wind Project, Penascal Wind Power
GenInjGrp_0300 | 160394 | Papalote Creek Ii
GenInjGrp_0301 | 160395 | Papalote Creek
GenInjGrp_0302 | 160395, 160394 | Papalote Creek, Papalote Creek Ii
GenInjGrp_0303 | 160395, 160394, 160264, 160096, 160095, 160094, 88478, 8477, 8469 | Papalote Creek, Papalote Creek Ii, Corpus Christi Energy Center, Nueces Bay, Oxychem Cc Cogen, Valero, Koch Up River
GenInjGrp_0304 | 160395, 160394, 160264, 160096, 160095, 160094, 88478, 8925, 8832, 8477, 8469 | Papalote Creek, Papalote Creek Ii, Corpus Christi Energy Center, Nueces Bay, Oxychem Cc Cogen, Gregory Power, Reynolds Sherwin, Valero, Koch Up River
GenInjGrp_0305 | 160395, 160394, 88478, 8968, 8925, 8832, 8144 | Papalote Creek, Papalote Creek Ii, Oxychem Cc Cogen, Ingleside Cogen Switch, Gregory Power, Reynolds Sherwin, Airco Aep
GenInjGrp_0306 | 160395, 160394, 8925 | Papalote Creek, Papalote Creek Ii, Gregory Power
GenInjGrp_0307 | 160395, 160394, 8925, 8832 | Papalote Creek, Papalote Creek Ii, Gregory Power, Reynolds Sherwin
GenInjGrp_0308 | 160395, 160394, 8968, 8925, 8832, 8144 | Papalote Creek, Papalote Creek Ii, Ingleside Cogen Switch, Gregory Power, Reynolds Sherwin, Airco Aep
GenInjGrp_0309 | 160493 | Pattern Gulf Wind
GenInjGrp_0310 | 160493, 160222 | Pattern Gulf Wind, Celanese Bishop
GenInjGrp_0311 | 160493, 160294 | Pattern Gulf Wind, Penascal Wind Power
GenInjGrp_0312 | 160493, 160295, 160294 | Pattern Gulf Wind, Penascal Ii Wind Project, Penascal Wind Power
GenInjGrp_0313 | 160493, 160295, 160294, 160222, 160108, 160107, 160106, 160105 | Pattern Gulf Wind, Penascal Ii Wind Project, Penascal Wind Power, Celanese Bishop, Barney Davis
GenInjGrp_0314 | 160592 | Cedro Hill Wind Farm
GenInjGrp_0315 | 160592, 160010, 160009 | Cedro Hill Wind Farm, Laredo Energy Center
GenInjGrp_0316 | 160592, 160010, 160009, 80021 | Cedro Hill Wind Farm, Laredo Energy Center, Laredo4B
GenInjGrp_0317 | 160592, 160236, 160235, 160234, 160010, 160009, 80021 | Cedro Hill Wind Farm, North Edinburg, Laredo Energy Center, Laredo4B
GenInjGrp_0318 | 160592, 8508 | Cedro Hill Wind Farm, Falfurrias
GenInjGrp_0319 | 160747 | Fg_Losvi_1_8
GenInjGrp_0320 | 160750 | Fg_Losvi_2_8
GenInjGrp_0321 | 160750, 160747 | Fg_Losvi_2_8, Fg_Losvi_1_8
GenInjGrp_0322 | 160750, 160747, 160236, 160235, 160234, 160194, 80399, 8963 | Fg_Losvi_2_8, Fg_Losvi_1_8, North Edinburg, Duke / Hec, 80399, Duke / Hec
GenInjGrp_0323 | 160750, 160747, 160236, 160235, 160234, 160194, 8963 | Fg_Losvi_2_8, Fg_Losvi_1_8, North Edinburg, Duke / Hec
GenInjGrp_0324 | 160750, 160747, 160493, 160295, 160294, 80399 | Fg_Losvi_2_8, Fg_Losvi_1_8, Pattern Gulf Wind, Penascal Ii Wind Project, Penascal Wind Power, 80399
GenInjGrp_0325 | 160750, 160747, 80399 | Fg_Losvi_2_8, Fg_Losvi_1_8, 80399
GenInjGrp_0326 | 160750, 160747, 80399, 80155, 59300, 5930 | Fg_Losvi_2_8, Fg_Losvi_1_8, 80399, Military Highway Aep, Power Plant Substation
GenInjGrp_0327 | 160792 | Lbrisas17A
GenInjGrp_0328 | 160794 | Lbrisas27A
GenInjGrp_0329 | 160794, 160792 | Lbrisas27A, Lbrisas17A
GenInjGrp_0330 | 160794, 160792, 160122 | Lbrisas27A, Lbrisas17A, Coleto Creek
GenInjGrp_0331 | 160794, 160792, 160124, 160122, 110475, 110474, 110449, 110448, 110447, 110446, 110445, 110444, 110443, 110442, 110441, 110302, 8172, 8126, 5513 | Lbrisas27A, Lbrisas17A, Fg_Colet_1_5, Coleto Creek, Forcfb, Formosa, Alcoa, Victoria, Formosa, Sam Rayburn Switching Station
GenInjGrp_0332 | 160794, 160792, 160124, 5475, 5400 | Lbrisas27A, Lbrisas17A, Fg_Colet_1_5, Braunig, Calaveras
GenInjGrp_0333 | 160794, 160792, 160395, 160394, 8968, 8925, 8832, 5915 | Lbrisas27A, Lbrisas17A, Papalote Creek, Papalote Creek Ii, Ingleside Cogen Switch, Gregory Power, Reynolds Sherwin, South Texas Project
GenInjGrp_0334 | 160794, 160792, 160493, 160295, 160294, 160236, 160235, 160234, 8963 | Lbrisas27A, Lbrisas17A, Pattern Gulf Wind, Penascal Ii Wind Project, Penascal Wind Power, North Edinburg, Duke / Hec
GenInjGrp_0335 | 160794, 160792, 160750, 160747, 160493, 160395, 160394, 160295, 160294, 160236, 160235, 160234, 160194, 160124, 160122, 80399, 8963, 5901 | Lbrisas27A, Lbrisas17A, Fg_Losvi_2_8, Fg_Losvi_1_8, Pattern Gulf Wind, Papalote Creek, Papalote Creek Ii, Penascal Ii Wind Project, Penascal Wind Power, North Edinburg, Duke / Hec, Fg_Colet_1_5, Coleto Creek, 80399, Duke / Hec, San Miguel 345_138 Kv Switc
GenInjGrp_0336 | 160794, 160792, 5915 | Lbrisas27A, Lbrisas17A, South Texas Project
GenInjGrp_0337 | 1638 | Flat Creek Switch
GenInjGrp_0338 | 1638, 1431 | Flat Creek Switch, Graham Ses
GenInjGrp_0339 | 1638, 331 | Flat Creek Switch, Rw Miller
GenInjGrp_0340 | 1690 | Valley Ses
GenInjGrp_0341 | 1691 | Valley Ses
GenInjGrp_0342 | 1694 | Tenaska (Oncor)
GenInjGrp_0343 | 1695 | Monticello Ses
GenInjGrp_0344 | 170002, 170001 | Schumansville
GenInjGrp_0345 | 170093 | Sandow Ses
GenInjGrp_0346 | 170094 | Sandow 5 Ses
GenInjGrp_0347 | 170094, 170093 | Sandow 5 Ses, Sandow Ses
GenInjGrp_0348 | 170094, 170093, 7049 | Sandow 5 Ses, Sandow Ses, Bastrop Energy Center
GenInjGrp_0349 | 170167 | Guadalupe Gen
GenInjGrp_0350 | 170167, 160794, 160792, 160124, 5901, 5475, 5400 | Guadalupe Gen, Lbrisas27A, Lbrisas17A, Fg_Colet_1_5, San Miguel 345_138 Kv Switchyards, Braunig, Calaveras
GenInjGrp_0351 | 170167, 170002, 170001 | Guadalupe Gen, Schumansville
GenInjGrp_0352 | 170167, 170002, 170001, 5400 | Guadalupe Gen, Schumansville, Calaveras
GenInjGrp_0353 | 170167, 5475, 5400 | Guadalupe Gen, Braunig, Calaveras
GenInjGrp_0354 | 170205 | Rio Nogales Power Project
GenInjGrp_0355 | 170205, 170167 | Rio Nogales Power Project, Guadalupe Gen
GenInjGrp_0356 | 170205, 170167, 170094, 170093, 170002, 170001, 160794, 160792, 39950, 9287, 9188, 9118, 7356, 7354, 7339, 7337, 7310, 7056, 7055, 7049, 7043, 7041, 5901, 5475, 5400, 3414 | Rio Nogales Power Project, Guadalupe Gen, Sandow 5 Ses, Sandow Ses, Schumansville, Lbrisas27A, Lbrisas17A, Tnp One Plant, Webber Solar, Decker Power Plant, Pedernales, Marshall Ford, Austin Plant, Rreaustinsol, Sim Gideon, Fayette Plant 1, Fayette Plant 2
GenInjGrp_0357 | 170205, 170167, 170094, 170093, 170002, 170001, 9287, 9216, 9188, 9187, 9118, 7487, 7356, 7354, 7348, 7339, 7337, 7310, 7309, 7304, 7126, 7104, 7094, 7087, 7056, 7055, 7049, 7043, 7041, 3414, 3397, 252, 246, 242 | Rio Nogales Power Project, Guadalupe Gen, Sandow 5 Ses, Sandow Ses, Schumansville, Webber Solar, Sand Hill Energy Ctr, Decker Power Plant, Pedernales, Canyon Dam Hydro, Marshall Ford, Marble Falls, Austin Plant, Rreaustinsol, Sim Gideon, Wipopa, Ferguson,
GenInjGrp_0358 | 170205, 170167, 7043 | Rio Nogales Power Project, Guadalupe Gen, Hays Energy
GenInjGrp_0359 | 170205, 170167, 7043, 5901 | Rio Nogales Power Project, Guadalupe Gen, Hays Energy, San Miguel 345_138 Kv Switchyards
GenInjGrp_0360 | 170205, 170167, 7043, 5901, 5475, 5400 | Rio Nogales Power Project, Guadalupe Gen, Hays Energy, San Miguel 345_138 Kv Switchyards, Braunig, Calaveras
GenInjGrp_0361 | 170205, 39950, 7043, 3414, 3397, 252, 246 | Rio Nogales Power Project, Tnp One Plant, Hays Energy, Temple Switch, Sandy Creek Energy Station, Bosque Switch
GenInjGrp_0362 | 170238 | Horse Hollow Generation Tie
GenInjGrp_0363 | 170239 | Horse Hollow Generation Tie
GenInjGrp_0364 | 170240 | Horse Hollow Generation Tie
GenInjGrp_0365 | 170241 | Horse Hollow Generation Tie
GenInjGrp_0366 | 170242 | Horse Hollow Generation Tie
GenInjGrp_0367 | 170242, 170239, 170238, 7043, 5475, 5400 | Horse Hollow Generation Tie, Hays Energy, Braunig, Calaveras
GenInjGrp_0368 | 170242, 170241, 170240, 170239, 170238 | Horse Hollow Generation Tie
GenInjGrp_0369 | 170242, 170241, 170240, 170239, 170238, 170205, 7043 | Horse Hollow Generation Tie, Rio Nogales Power Project, Hays Energy
GenInjGrp_0370 | 170242, 170241, 170240, 170239, 170238, 7043 | Horse Hollow Generation Tie, Hays Energy
GenInjGrp_0371 | 1758 | Payne Switch
GenInjGrp_0372 | 1758, 1691 | Payne Switch, Valley Ses
GenInjGrp_0373 | 180052 | Trent Wind Farm
GenInjGrp_0374 | 180054, 180054 | South Trent Wind Farm
GenInjGrp_0375 | 180054, 180054, 180052 | South Trent Wind Farm, Trent Wind Farm
GenInjGrp_0376 | 180054, 180054, 180052, 140332 | South Trent Wind Farm, Trent Wind Farm, Fg_Mozar_1_9
GenInjGrp_0377 | 180152 | Sweetwater Wind 1
GenInjGrp_0378 | 180154 | Sweetwater Wind 2
GenInjGrp_0379 | 180157 | Sweetwater Wind 3
GenInjGrp_0380 | 180163 | Sweetwater Wind 4
GenInjGrp_0381 | 180163, 180161 | Sweetwater Wind 4
GenInjGrp_0382 | 180254, 180253 | Green Mountain Energy Wind Farm At Brazos
GenInjGrp_0383 | 180254, 180253, 131954, 131953, 59951, 59950 | Green Mountain Energy Wind Farm At Brazos, Bull Creek Wind, Borlynn_345K, Stephens-Bor
GenInjGrp_0384 | 180444 | Kmccs_1_8
GenInjGrp_0385 | 180444, 180254, 180253, 131954, 131953, 59951, 59950, 1032 | Kmccs_1_8, Green Mountain Energy Wind Farm At Brazos, Bull Creek Wind, Borlynn_345K, Stephens-Bor, Morgan Creek Ses
GenInjGrp_0386 | 180454 | Buffalo Gap
GenInjGrp_0387 | 180455, 180454 | Buffalo Gap
GenInjGrp_0388 | 180455, 180454, 150313, 150212, 11400, 1444 | Buffalo Gap, Post Oak Wind, Long Creek, Hackberry Wind Farm, Brown Switch
GenInjGrp_0389 | 180552 | Red Canyon
GenInjGrp_0390 | 180552, 140182 | Red Canyon, Mcadoo Energy Center
GenInjGrp_0391 | 180552, 140182, 140082 | Red Canyon, Mcadoo Energy Center, Whirlwind Energy Center
GenInjGrp_0392 | 180552, 140332, 140182, 140082 | Red Canyon, Fg_Mozar_1_9, Mcadoo Energy Center, Whirlwind Energy Center
GenInjGrp_0393 | 180653 | Camp Springs Energy Center
GenInjGrp_0394 | 180653, 180444, 180254, 180253 | Camp Springs Energy Center, Kmccs_1_8, Green Mountain Energy Wind Farm At Brazos
GenInjGrp_0395 | 180653, 180552, 180444, 180254, 180253, 1032 | Camp Springs Energy Center, Red Canyon, Kmccs_1_8, Green Mountain Energy Wind Farm At Brazos, Morgan Creek Ses
GenInjGrp_0396 | 180653, 180552, 180444, 180254, 180253, 131954, 131953 | Camp Springs Energy Center, Red Canyon, Kmccs_1_8, Green Mountain Energy Wind Farm At Brazos, Bull Creek Wind
GenInjGrp_0397 | 180752 | Capricorn Ridge
GenInjGrp_0398 | 180755 | Capricorn Ridge
GenInjGrp_0399 | 180757, 180755, 180752 | Capricorn Ridge
GenInjGrp_0400 | 180759 | Capricorn Ridge 4
GenInjGrp_0401 | 180759, 170242, 170241, 170240, 170239, 170238, 7043 | Capricorn Ridge 4, Horse Hollow Generation Tie, Hays Energy
GenInjGrp_0402 | 180759, 180757, 180755, 180752 | Capricorn Ridge 4, Capricorn Ridge
GenInjGrp_0403 | 180852 | Ena Snyder Wind
GenInjGrp_0404 | 180852, 180653, 180444, 180254, 180253 | Ena Snyder Wind, Camp Springs Energy Center, Kmccs_1_8, Green Mountain Energy Wind Farm At Brazos
GenInjGrp_0405 | 180852, 180653, 180444, 180254, 180253, 131954, 131953, 59951, 59950, 1032 | Ena Snyder Wind, Camp Springs Energy Center, Kmccs_1_8, Green Mountain Energy Wind Farm At Brazos, Bull Creek Wind, Borlynn_345K, Stephens-Bor, Morgan Creek Ses
GenInjGrp_0406 | 180852, 180653, 180552, 180444, 180254, 180253 | Ena Snyder Wind, Camp Springs Energy Center, Red Canyon, Kmccs_1_8, Green Mountain Energy Wind Farm At Brazos
GenInjGrp_0407 | 180952 | Champion Wind Farm
GenInjGrp_0408 | 180955 | Roscoe Wind Farm
GenInjGrp_0409 | 180958 | Pyron Wind Farm
GenInjGrp_0410 | 180961 | Inadale
GenInjGrp_0411 | 180961, 180958, 180955, 180952 | Inadale, Pyron Wind Farm, Roscoe Wind Farm, Champion Wind Farm
GenInjGrp_0412 | 180961, 180958, 180955, 180952, 150196, 150195, 150194, 1436, 575 | Inadale, Pyron Wind Farm, Roscoe Wind Farm, Champion Wind Farm, Wise Cty Plant, Parker Switch, Jack County 345
GenInjGrp_0413 | 180961, 180958, 180955, 180952, 150196, 150195, 150194, 1445, 1436, 1430, 575 | Inadale, Pyron Wind Farm, Roscoe Wind Farm, Champion Wind Farm, Wise Cty Plant, Burwick Switch, Parker Switch, Graham Ses, Jack County 345
GenInjGrp_0414 | 180961, 180958, 180955, 180952, 150212, 150196, 150195, 150194, 59950, 1445, 1436, 1430, 575 | Inadale, Pyron Wind Farm, Roscoe Wind Farm, Champion Wind Farm, Long Creek, Wise Cty Plant, Stephens-Bor, Burwick Switch, Parker Switch, Graham Ses, Jack County 345
GenInjGrp_0415 | 18100, 1010 | Permian Basin 2 Ses, Permian Basin Ses
GenInjGrp_0416 | 181052 | Turkey Track Wind Energy Center
GenInjGrp_0417 | 181052, 180455, 180454 | Turkey Track Wind Energy Center, Buffalo Gap
GenInjGrp_0418 | 181153 | Loraine Windpark Project Llc
GenInjGrp_0419 | 181153, 180161, 180152, 150313, 150212, 11400, 1430 | Loraine Windpark Project Llc, Sweetwater Wind 4, Sweetwater Wind 1, Post Oak Wind, Long Creek, Hackberry Wind Farm, Graham Ses
GenInjGrp_0420 | 181153, 180163, 180161, 180157, 180152, 150313, 150212, 11400, 1430 | Loraine Windpark Project Llc, Sweetwater Wind 4, Sweetwater Wind 3, Sweetwater Wind 1, Post Oak Wind, Long Creek, Hackberry Wind Farm, Graham Ses
GenInjGrp_0421 | 181153, 180163, 180161, 180157, 180154, 180152, 131753, 131652, 131352 | Loraine Windpark Project Llc, Sweetwater Wind 4, Sweetwater Wind 3, Sweetwater Wind 2, Sweetwater Wind 1, Panther Creek 2, Elbow Creek, Panther Creek North Substation
GenInjGrp_0422 | 181153, 180163, 180161, 180157, 180154, 180152, 150313, 150212, 11400, 1430 | Loraine Windpark Project Llc, Sweetwater Wind 4, Sweetwater Wind 3, Sweetwater Wind 2, Sweetwater Wind 1, Post Oak Wind, Long Creek, Hackberry Wind Farm, Graham Ses
GenInjGrp_0423 | 181153, 180455, 180454, 180163, 180161, 180157, 180154, 180152, 150753, 150313, 150212, 11400, 1445, 1444, 1431, 1430 | Loraine Windpark Project Llc, Buffalo Gap, Sweetwater Wind 4, Sweetwater Wind 3, Sweetwater Wind 2, Sweetwater Wind 1, Trinity Hills Wind Farm Llc, Post Oak Wind, Long Creek, Hackberry Wind Farm, Burwick Switch, Brown Switch, Graham Ses
GenInjGrp_0424 | 181153, 180961, 180958, 180955, 180952, 180163, 180161, 180157, 180154, 180152, 150313, 150212, 11400, 1430 | Loraine Windpark Project Llc, Inadale, Pyron Wind Farm, Roscoe Wind Farm, Champion Wind Farm, Sweetwater Wind 4, Sweetwater Wind 3, Sweetwater Wind 2, Sweetwater Wind 1, Post Oak Wind, Long Creek, Hackberry Wind Farm, Graham Ses
GenInjGrp_0425 | 181153, 180961, 180958, 180955, 180952, 180163, 180161, 180157, 180154, 180152, 150313, 150212, 59951, 59950, 11400 | Loraine Windpark Project Llc, Inadale, Pyron Wind Farm, Roscoe Wind Farm, Champion Wind Farm, Sweetwater Wind 4, Sweetwater Wind 3, Sweetwater Wind 2, Sweetwater Wind 1, Post Oak Wind, Long Creek, Borlynn_345K, Stephens-Bor, Hackberry Wind Farm
GenInjGrp_0426 | 181153, 180961, 180958, 180955, 180952, 180455, 180163, 180161, 180157, 180154, 180152, 150313, 150212, 11400 | Loraine Windpark Project Llc, Inadale, Pyron Wind Farm, Roscoe Wind Farm, Champion Wind Farm, Buffalo Gap, Sweetwater Wind 4, Sweetwater Wind 3, Sweetwater Wind 2, Sweetwater Wind 1, Post Oak Wind, Long Creek, Hackberry Wind Farm
GenInjGrp_0427 | 181252 | Langford Wind Power Llc
GenInjGrp_0428 | 181252, 6021, 6019 | Langford Wind Power Llc, Indian Mesa Enron / Desert Sky, Indian Mesa Nwp
GenInjGrp_0429 | 181352 | Goat Wind
GenInjGrp_0430 | 181352, 180759, 180757, 180455, 180454 | Goat Wind, Capricorn Ridge 4, Capricorn Ridge, Buffalo Gap
GenInjGrp_0431 | 181352, 180759, 180757, 180755, 180752 | Goat Wind, Capricorn Ridge 4, Capricorn Ridge
GenInjGrp_0432 | 181352, 180759, 180757, 180755, 180752, 1444 | Goat Wind, Capricorn Ridge 4, Capricorn Ridge, Brown Switch
GenInjGrp_0433 | 181352, 181153, 180163, 180161, 180157, 180154, 180152, 131754, 131753, 131652, 131352, 1024 | Goat Wind, Loraine Windpark Project Llc, Sweetwater Wind 4, Sweetwater Wind 3, Sweetwater Wind 2, Sweetwater Wind 1, Panther Creek 2, Elbow Creek, Panther Creek North Substation, Falcon Seaboard
GenInjGrp_0434 | 181352, 181153, 180759, 180757, 180755, 180752, 180163, 180161, 180157, 180154, 180152, 131754, 131753, 131652, 131352, 1024 | Goat Wind, Loraine Windpark Project Llc, Capricorn Ridge 4, Capricorn Ridge, Sweetwater Wind 4, Sweetwater Wind 3, Sweetwater Wind 2, Sweetwater Wind 1, Panther Creek 2, Elbow Creek, Panther Creek North Substation, Falcon Seaboard
GenInjGrp_0435 | 181352, 181153, 180961, 180958, 180955, 180952, 180759, 180757, 180755, 180752, 180163, 180161, 180157, 180154, 180152 | Goat Wind, Loraine Windpark Project Llc, Inadale, Pyron Wind Farm, Roscoe Wind Farm, Champion Wind Farm, Capricorn Ridge 4, Capricorn Ridge, Sweetwater Wind 4, Sweetwater Wind 3, Sweetwater Wind 2, Sweetwater Wind 1
GenInjGrp_0436 | 181352, 181153, 180961, 180958, 180955, 180952, 180759, 180757, 180755, 180752, 180163, 180161, 180157, 180154, 180152, 131652, 131352 | Goat Wind, Loraine Windpark Project Llc, Inadale, Pyron Wind Farm, Roscoe Wind Farm, Champion Wind Farm, Capricorn Ridge 4, Capricorn Ridge, Sweetwater Wind 4, Sweetwater Wind 3, Sweetwater Wind 2, Sweetwater Wind 1, Elbow Creek, Panther Creek North Subst
GenInjGrp_0437 | 181352, 181153, 180961, 180958, 180955, 180952, 180759, 180757, 180755, 180752, 180163, 180161, 180157, 180154, 180152, 131754, 131753, 131652, 131352, 131247, 130328, 130327, 59951, 59950, 1032, 1024 | Goat Wind, Loraine Windpark Project Llc, Inadale, Pyron Wind Farm, Roscoe Wind Farm, Champion Wind Farm, Capricorn Ridge 4, Capricorn Ridge, Sweetwater Wind 4, Sweetwater Wind 3, Sweetwater Wind 2, Sweetwater Wind 1, Panther Creek 2, Elbow Creek, Panther
GenInjGrp_0438 | 181352, 59951, 59950 | Goat Wind, Borlynn_345K, Stephens-Bor
GenInjGrp_0439 | 181452 | Fg_Anacacho
GenInjGrp_0440 | 181452, 58959 | Fg_Anacacho, Prsalgsu
GenInjGrp_0441 | 181452, 58959, 5893 | Fg_Anacacho, Prsalgsu, Pearsall Switching Station
GenInjGrp_0442 | 181452, 8258 | Fg_Anacacho, Amistad Hydro
GenInjGrp_0443 | 181452, 8263, 8258 | Fg_Anacacho, Eagle Pass Hydro, Amistad Hydro
GenInjGrp_0444 | 181452, 8270, 8263, 8258 | Fg_Anacacho, Eagle Pass City, Eagle Pass Hydro, Amistad Hydro
GenInjGrp_0445 | 1868 | Wolf Hollow Gen
GenInjGrp_0446 | 1891 | Decordova Ses
GenInjGrp_0447 | 1900, 1444 | Comanche Peak Ses, Brown Switch
GenInjGrp_0448 | 1900, 1891 | Comanche Peak Ses, Decordova Ses
GenInjGrp_0449 | 1939 | Midlothian Anp (Amer Nat Pwr)
GenInjGrp_0450 | 1939, 1436 | Midlothian Anp (Amer Nat Pwr), Parker Switch
GenInjGrp_0451 | 1940, 1936 | Midlothian Anp (Amer Nat Pwr)
GenInjGrp_0452 | 1940, 1936, 1900 | Midlothian Anp (Amer Nat Pwr), Comanche Peak Ses
GenInjGrp_0453 | 1940, 1939, 1936 | Midlothian Anp (Amer Nat Pwr)
GenInjGrp_0454 | 1951, 1950 | Handley Ses
GenInjGrp_0455 | 2403 | Lake Hubbard Ses
GenInjGrp_0456 | 242 | Whittney Dam
GenInjGrp_0457 | 246 | Bosque Switch
GenInjGrp_0458 | 252 | Bosque Switch
GenInjGrp_0459 | 252, 246 | Bosque Switch
GenInjGrp_0460 | 252, 246, 242 | Bosque Switch, Whittney Dam
GenInjGrp_0461 | 3100 | Martin Lake Ses
GenInjGrp_0462 | 3122, 3110 | Stryker Creek Ses
GenInjGrp_0463 | 3125 | Trinidad Ses
GenInjGrp_0464 | 3186 | Freestone Energy Center
GenInjGrp_0465 | 3199 | Freestone Energy Center
GenInjGrp_0466 | 3268 | Lufkin Bio Mass
GenInjGrp_0467 | 32799 | Btu_Texas_Am
GenInjGrp_0468 | 32864 | Btu_Atkins
GenInjGrp_0469 | 32864, 32799 | Btu_Atkins, Btu_Texas_Am
GenInjGrp_0470 | 32875 | Btu_Dansby
GenInjGrp_0471 | 32875, 32864 | Btu_Dansby, Btu_Atkins
GenInjGrp_0472 | 32875, 32864, 32799 | Btu_Dansby, Btu_Atkins, Btu_Texas_Am
GenInjGrp_0473 | 331 | Rw Miller
GenInjGrp_0474 | 3380 | Big Brown Ses
GenInjGrp_0475 | 3380, 3199 | Big Brown Ses, Freestone Energy Center
GenInjGrp_0476 | 3380, 3199, 3186 | Big Brown Ses, Freestone Energy Center
GenInjGrp_0477 | 3397 | Sandy Creek Energy Station
GenInjGrp_0478 | 3397, 252, 246 | Sandy Creek Energy Station, Bosque Switch
GenInjGrp_0479 | 3414 | Temple Switch
GenInjGrp_0480 | 3414, 1444 | Temple Switch, Brown Switch
GenInjGrp_0481 | 3414, 3397, 1939 | Temple Switch, Sandy Creek Energy Station, Midlothian Anp (Amer Nat Pwr)
GenInjGrp_0482 | 3414, 3397, 1940, 1936 | Temple Switch, Sandy Creek Energy Station, Midlothian Anp (Amer Nat Pwr)
GenInjGrp_0483 | 370 | Tenaska Tmpp
GenInjGrp_0484 | 39180 | S_Lcogen
GenInjGrp_0485 | 39950 | Tnp One Plant
GenInjGrp_0486 | 39950, 13694, 13690 | Tnp One Plant, Oak Grove Ses
GenInjGrp_0487 | 39950, 3414, 3397 | Tnp One Plant, Temple Switch, Sandy Creek Energy Station
GenInjGrp_0488 | 40010 | Cedar Bayou Plant
GenInjGrp_0489 | 40015 | Cedar Bayou Plant
GenInjGrp_0490 | 40110 | Applied Energy
GenInjGrp_0491 | 40111 | Applied Energy
GenInjGrp_0492 | 40200 | Bimont
GenInjGrp_0493 | 40710 | Greens Bayou
GenInjGrp_0494 | 40715 | Greens Bayou
GenInjGrp_0495 | 40715, 40111, 40110 | Greens Bayou, Applied Energy
GenInjGrp_0496 | 40900 | King
GenInjGrp_0497 | 40990 | Lychem Arco Chemical
GenInjGrp_0498 | 41300, 40990 | Power Systems-Arco Cogen, Lychem Arco Chemical
GenInjGrp_0499 | 41300, 40990, 40710 | Power Systems-Arco Cogen, Lychem Arco Chemical, Greens Bayou
GenInjGrp_0500 | 41400 | Sr Bertron
GenInjGrp_0501 | 41405, 40480 | Sr Bertron, Diamond Shamrock Battleground
GenInjGrp_0502 | 41405, 41400, 40480 | Sr Bertron, Diamond Shamrock Battleground
GenInjGrp_0503 | 41410, 41400 | Sr Bertron
GenInjGrp_0504 | 41415 | Sr Bertron
GenInjGrp_0505 | 41415, 41410 | Sr Bertron
GenInjGrp_0506 | 41561 | Txpet___69X
GenInjGrp_0507 | 41561, 41415, 41410 | Txpet___69X, Sr Bertron
GenInjGrp_0508 | 41700 | Warvue
GenInjGrp_0509 | 41700, 40015 | Warvue, Cedar Bayou Plant
GenInjGrp_0510 | 42150 | Basf
GenInjGrp_0511 | 42230 | Capitol Cogen
GenInjGrp_0512 | 42230, 42180 | Capitol Cogen, Bigbay
GenInjGrp_0513 | 42230, 42180, 42160 | Capitol Cogen, Bigbay, Bayou Cogen
GenInjGrp_0514 | 43340 | Texas Gulf Sulphur
GenInjGrp_0515 | 44000 | Wa Parish
GenInjGrp_0516 | 44000, 5915 | Wa Parish, South Texas Project
GenInjGrp_0517 | 44010 | Wa Parish
GenInjGrp_0518 | 45500 | Th Wharton
GenInjGrp_0519 | 45500, 44000 | Th Wharton, Wa Parish
GenInjGrp_0520 | 45510 | Th Wharton
GenInjGrp_0521 | 45510, 40900 | Th Wharton, King
GenInjGrp_0522 | 45515 | Th Wharton
GenInjGrp_0523 | 45515, 40715 | Th Wharton, Greens Bayou
GenInjGrp_0524 | 45515, 45500 | Th Wharton
GenInjGrp_0525 | 45530 | Th Wharton
GenInjGrp_0526 | 45530, 45510 | Th Wharton
GenInjGrp_0527 | 45530, 45510, 45500 | Th Wharton
GenInjGrp_0528 | 46020 | Limestone Plant
GenInjGrp_0529 | 46020, 13694, 13690, 3380, 3199, 1940, 1936 | Limestone Plant, Oak Grove Ses, Big Brown Ses, Freestone Energy Center, Midlothian Anp (Amer Nat Pwr)
GenInjGrp_0530 | 46020, 13694, 13690, 3380, 3199, 3186, 1939 | Limestone Plant, Oak Grove Ses, Big Brown Ses, Freestone Energy Center, Midlothian Anp (Amer Nat Pwr)
GenInjGrp_0531 | 46020, 3380, 3199, 3186 | Limestone Plant, Big Brown Ses, Freestone Energy Center
GenInjGrp_0532 | 46020, 3397 | Limestone Plant, Sandy Creek Energy Station
GenInjGrp_0533 | 46020, 39950, 13694, 13690 | Limestone Plant, Tnp One Plant, Oak Grove Ses
GenInjGrp_0534 | 46020, 39950, 13694, 13690, 967 | Limestone Plant, Tnp One Plant, Oak Grove Ses, Gibbons Creek
GenInjGrp_0535 | 46020, 45500, 3397, 3380, 3199, 967 | Limestone Plant, Th Wharton, Sandy Creek Energy Station, Big Brown Ses, Freestone Energy Center, Gibbons Creek
GenInjGrp_0536 | 46020, 45500, 967 | Limestone Plant, Th Wharton, Gibbons Creek
GenInjGrp_0537 | 47430 | Teco
GenInjGrp_0538 | 47430, 40715 | Teco, Greens Bayou
GenInjGrp_0539 | 502 | North Texas
GenInjGrp_0540 | 5025 | Braunig
GenInjGrp_0541 | 5030 | Braunig
GenInjGrp_0542 | 5110 | Calaveras
GenInjGrp_0543 | 5110, 5025 | Calaveras, Braunig
GenInjGrp_0544 | 5260 | Leon Creek
GenInjGrp_0545 | 5260, 5025 | Leon Creek, Braunig
GenInjGrp_0546 | 5395 | Calaveras
GenInjGrp_0547 | 5395, 5030 | Calaveras, Braunig
GenInjGrp_0548 | 5395, 5260, 5030 | Calaveras, Leon Creek, Braunig
GenInjGrp_0549 | 5475 | Braunig
GenInjGrp_0550 | 5475, 5400 | Braunig, Calaveras
GenInjGrp_0551 | 5500 | Sam Rayburn Switching Station
GenInjGrp_0552 | 5513 | Sam Rayburn Switching Station
GenInjGrp_0553 | 5513, 5500 | Sam Rayburn Switching Station
GenInjGrp_0554 | 575 | Jack County 345
GenInjGrp_0555 | 579 | Jack County
GenInjGrp_0556 | 579, 502 | Jack County, North Texas
GenInjGrp_0557 | 579, 575 | Jack County, Jack County 345
GenInjGrp_0558 | 5893 | Pearsall Switching Station
GenInjGrp_0559 | 58959 | Prsalgsu
GenInjGrp_0560 | 58959, 5893 | Prsalgsu, Pearsall Switching Station
GenInjGrp_0561 | 5901 | San Miguel 345_138 Kv Switchyards
GenInjGrp_0562 | 5915 | South Texas Project
GenInjGrp_0563 | 5930 | Power Plant Substation
GenInjGrp_0564 | 59300, 5930 | Power Plant Substation
GenInjGrp_0565 | 59951 | Borlynn_345K
GenInjGrp_0566 | 59951, 59950 | Borlynn_345K, Stephens-Bor
GenInjGrp_0567 | 6006 | Brady North
GenInjGrp_0568 | 6019 | Indian Mesa Nwp
GenInjGrp_0569 | 6021 | Indian Mesa Enron / Desert Sky
GenInjGrp_0570 | 6035 | Yucca2A
GenInjGrp_0571 | 6100 | Oklaunion
GenInjGrp_0572 | 6100, 1445 | Oklaunion, Burwick Switch
GenInjGrp_0573 | 6675 | Gonzales
GenInjGrp_0574 | 6949 | Denison Dam
GenInjGrp_0575 | 6949, 1758, 1691 | Denison Dam, Payne Switch, Valley Ses
GenInjGrp_0576 | 7041 | Lost Pines Lcra
GenInjGrp_0577 | 7043 | Hays Energy
GenInjGrp_0578 | 7049 | Bastrop Energy Center
GenInjGrp_0579 | 7056, 7055 | Fayette Plant 1, Fayette Plant 2
GenInjGrp_0580 | 7056, 7055, 7041 | Fayette Plant 1, Fayette Plant 2, Lost Pines Lcra
GenInjGrp_0581 | 7087 | Coronado
GenInjGrp_0582 | 7094 | Inks Dam
GenInjGrp_0583 | 7094, 7087 | Inks Dam, Coronado
GenInjGrp_0584 | 7104 | Wirtz
GenInjGrp_0585 | 7126 | Ferguson
GenInjGrp_0586 | 7126, 7087 | Ferguson, Coronado
GenInjGrp_0587 | 7126, 7104 | Ferguson, Wirtz
GenInjGrp_0588 | 7126, 7104, 7087 | Ferguson, Wirtz, Coronado
GenInjGrp_0589 | 7304 | Wipopa
GenInjGrp_0590 | 7309 | Wipopa
GenInjGrp_0591 | 7309, 7304 | Wipopa
GenInjGrp_0592 | 7309, 7304, 7056, 7055, 7041 | Wipopa, Fayette Plant 1, Fayette Plant 2, Lost Pines Lcra
GenInjGrp_0593 | 7310 | Sim Gideon
GenInjGrp_0594 | 7310, 7309, 7304 | Sim Gideon, Wipopa
GenInjGrp_0595 | 7337 | Rreaustinsol
GenInjGrp_0596 | 7339 | Austin Plant
GenInjGrp_0597 | 7348 | Marble Falls
GenInjGrp_0598 | 7348, 7126 | Marble Falls, Ferguson
GenInjGrp_0599 | 7348, 7126, 7104 | Marble Falls, Ferguson, Wirtz
GenInjGrp_0600 | 7348, 7126, 7104, 7094 | Marble Falls, Ferguson, Wirtz, Inks Dam
GenInjGrp_0601 | 7348, 7126, 7104, 7094, 7087 | Marble Falls, Ferguson, Wirtz, Inks Dam, Coronado
GenInjGrp_0602 | 7354 | Marshall Ford
GenInjGrp_0603 | 7356 | Marshall Ford
GenInjGrp_0604 | 7356, 7348, 7126, 7104 | Marshall Ford, Marble Falls, Ferguson, Wirtz
GenInjGrp_0605 | 7356, 7354 | Marshall Ford
GenInjGrp_0606 | 7387 | Kunitz
GenInjGrp_0607 | 7487 | Canyon Dam Hydro
GenInjGrp_0608 | 80021 | Laredo4B
GenInjGrp_0609 | 80135, 8149 | North Carbide
GenInjGrp_0610 | 80155 | Military Highway Aep
GenInjGrp_0611 | 80155, 59300 | Military Highway Aep, Power Plant Substation
GenInjGrp_0612 | 80155, 59300, 5930 | Military Highway Aep, Power Plant Substation
GenInjGrp_0613 | 80399 | 80399
GenInjGrp_0614 | 816 | Olinger
GenInjGrp_0615 | 8172 | Victoria
GenInjGrp_0616 | 8172, 5513 | Victoria, Sam Rayburn Switching Station
GenInjGrp_0617 | 818, 816 | Olinger
GenInjGrp_0618 | 8198 | Beeville
GenInjGrp_0619 | 8258 | Amistad Hydro
GenInjGrp_0620 | 8263 | Eagle Pass Hydro
GenInjGrp_0621 | 8270 | Eagle Pass City
GenInjGrp_0622 | 8270, 8258 | Eagle Pass City, Amistad Hydro
GenInjGrp_0623 | 8270, 8263 | Eagle Pass City, Eagle Pass Hydro
GenInjGrp_0624 | 8270, 8263, 8258 | Eagle Pass City, Eagle Pass Hydro, Amistad Hydro
GenInjGrp_0625 | 8299 | Zapata
GenInjGrp_0626 | 8395 | Falcon Hydro
GenInjGrp_0627 | 8395, 8299 | Falcon Hydro, Zapata
GenInjGrp_0628 | 8477 | Valero
GenInjGrp_0629 | 8477, 8469 | Valero, Koch Up River
GenInjGrp_0630 | 8508 | Falfurrias
GenInjGrp_0631 | 8832 | Reynolds Sherwin
GenInjGrp_0632 | 88478 | Oxychem Cc Cogen
GenInjGrp_0633 | 8925, 8832 | Gregory Power, Reynolds Sherwin
GenInjGrp_0634 | 8968 | Ingleside Cogen Switch
GenInjGrp_0635 | 8968, 8925, 8832 | Ingleside Cogen Switch, Gregory Power, Reynolds Sherwin
GenInjGrp_0636 | 9118 | Pedernales
GenInjGrp_0637 | 9118, 7339 | Pedernales, Austin Plant
GenInjGrp_0638 | 9187 | Decker Power Plant
GenInjGrp_0639 | 9187, 9118 | Decker Power Plant, Pedernales
GenInjGrp_0640 | 9188 | Decker Power Plant
GenInjGrp_0641 | 9188, 3414, 1444 | Decker Power Plant, Temple Switch, Brown Switch
GenInjGrp_0642 | 9188, 7056, 7055, 7041 | Decker Power Plant, Fayette Plant 1, Fayette Plant 2, Lost Pines Lcra
GenInjGrp_0643 | 9188, 7337 | Decker Power Plant, Rreaustinsol
GenInjGrp_0644 | 920 | Spencer Switch
GenInjGrp_0645 | 9216 | Sand Hill Energy Ctr
GenInjGrp_0646 | 9216, 9118 | Sand Hill Energy Ctr, Pedernales
GenInjGrp_0647 | 9216, 9187 | Sand Hill Energy Ctr, Decker Power Plant
GenInjGrp_0648 | 9216, 9187, 9118 | Sand Hill Energy Ctr, Decker Power Plant, Pedernales
GenInjGrp_0649 | 9216, 9187, 9118, 7339 | Sand Hill Energy Ctr, Decker Power Plant, Pedernales, Austin Plant
GenInjGrp_0650 | 9287 | Webber Solar
GenInjGrp_0651 | 9287, 7310, 7309, 7304 | Webber Solar, Sim Gideon, Wipopa
GenInjGrp_0652 | 9287, 9188 | Webber Solar, Decker Power Plant
GenInjGrp_0653 | 9287, 9188, 7041 | Webber Solar, Decker Power Plant, Lost Pines Lcra
GenInjGrp_0654 | 9287, 9188, 7310 | Webber Solar, Decker Power Plant, Sim Gideon
GenInjGrp_0655 | 9287, 9216, 9188, 9187, 9118, 7339, 7056, 7055, 7049, 7041 | Webber Solar, Sand Hill Energy Ctr, Decker Power Plant, Pedernales, Austin Plant, Fayette Plant 1, Fayette Plant 2, Bastrop Energy Center, Lost Pines Lcra
GenInjGrp_0656 | 936 | Diesel
GenInjGrp_0657 | 937, 818 | Steam, Olinger
GenInjGrp_0658 | 937, 936 | Steam, Diesel
GenInjGrp_0659 | 937, 936, 818, 816 | Steam, Diesel, Olinger
GenInjGrp_0660 | 967 | Gibbons Creek

## Injection Groups 2017 SE
Injection Group | Injection Bus Number(s) | Station Name(s)
GenInjGrp_0001 | 1024 | Falcon Seaboard
GenInjGrp_0002 | 1032 | Morgan Creek Ses
GenInjGrp_0003 | 110076 | Cedar Bayou 4
GenInjGrp_0004 | 110076, 41700, 40015 | Cedar Bayou 4, Warvue, Cedar Bayou Plant
GenInjGrp_0005 | 110113 | Dow
GenInjGrp_0006 | 110129, 110120 | Dow
GenInjGrp_0007 | 110140, 110138, 110136, 110134, 110113 | Dow
GenInjGrp_0008 | 110142, 110127 | Dow
GenInjGrp_0009 | 110142, 110129, 110127, 110120 | Dow
GenInjGrp_0010 | 110142, 110140, 110138, 110136, 110134, 110127 | Dow
GenInjGrp_0011 | 110142, 110140, 110138, 110136, 110134, 110129, 110127, 110120, 110113 | Dow
GenInjGrp_0012 | 110142, 110140, 110138, 110136, 110134, 110129, 110127, 110120, 110113, 44000, 5915 | Dow, Wa Parish, South Texas Project
GenInjGrp_0013 | 110142, 110140, 110138, 110136, 110134, 110129, 110127, 110120, 110113, 5915 | Dow, South Texas Project
GenInjGrp_0014 | 110142, 110140, 110138, 110136, 110134, 110129, 110127, 110120, 42150 | Dow, Basf
GenInjGrp_0015 | 110232 | Amoco Choc Cgn
GenInjGrp_0016 | 110232, 42150 | Amoco Choc Cgn, Basf
GenInjGrp_0017 | 110232, 44010 | Amoco Choc Cgn, Wa Parish
GenInjGrp_0018 | 110279, 110274 | Amoco Oil Cogen
GenInjGrp_0019 | 110302 | Alcoa
GenInjGrp_0020 | 110336 | North Carbide
GenInjGrp_0021 | 110336, 110302, 80135, 8149, 8145, 8144 | North Carbide, Alcoa, North Carbide, Bp Chem Vistron4, Airco Aep
GenInjGrp_0022 | 110336, 80135, 8149 | North Carbide
GenInjGrp_0023 | 110336, 80135, 8149, 8145, 8144 | North Carbide, Bp Chem Vistron4, Airco Aep
GenInjGrp_0024 | 110336, 80135, 8149, 8145, 8144, 8126 | North Carbide, Bp Chem Vistron4, Airco Aep, Formosa
GenInjGrp_0025 | 110377 | Exxon
GenInjGrp_0026 | 110378, 110377 | Exxon
GenInjGrp_0027 | 110383, 110382 | Exxon
GenInjGrp_0028 | 110383, 110382, 110378 | Exxon
GenInjGrp_0029 | 110383, 110382, 110378, 110377 | Exxon
GenInjGrp_0030 | 110383, 110382, 110378, 110377, 40015 | Exxon, Cedar Bayou Plant
GenInjGrp_0031 | 110383, 110382, 40010 | Exxon, Cedar Bayou Plant
GenInjGrp_0032 | 110449, 110448, 110447, 110446, 110445, 110444, 110443, 110442, 110441 | Formosa
GenInjGrp_0033 | 110475, 110474 | Forcfb
GenInjGrp_0034 | 110475, 110474, 110336, 80135, 8149, 8145, 8144, 8126 | Forcfb, North Carbide, Bp Chem Vistron4, Airco Aep, Formosa
GenInjGrp_0035 | 110475, 110474, 110449, 110448, 110447, 110446, 110445, 110444, 110443, 110442, 110441, 110302, 8126 | Forcfb, Formosa, Alcoa, Formosa
GenInjGrp_0036 | 110475, 110474, 110449, 110448, 110447, 110446, 110445, 110444, 110443, 110442, 110441, 110302, 8145, 8144, 8126 | Forcfb, Formosa, Alcoa, Bp Chem Vistron4, Airco Aep, Formosa
GenInjGrp_0037 | 110484, 110483 | San Jacinto Steam
GenInjGrp_0038 | 110484, 110483, 40200 | San Jacinto Steam, Bimont
GenInjGrp_0039 | 110484, 110483, 42180, 42160 | San Jacinto Steam, Bigbay, Bayou Cogen
GenInjGrp_0040 | 110484, 110483, 42180, 42160, 40200 | San Jacinto Steam, Bigbay, Bayou Cogen, Bimont
GenInjGrp_0041 | 110484, 110483, 42230, 42180, 42160, 40200 | San Jacinto Steam, Capitol Cogen, Bigbay, Bayou Cogen, Bimont
GenInjGrp_0042 | 110505, 110232, 42150 | Sweeny Cogen, Amoco Choc Cgn, Basf
GenInjGrp_0043 | 110505, 42150 | Sweeny Cogen, Basf
GenInjGrp_0044 | 110507 | Sweeny Cogen
GenInjGrp_0045 | 110507, 110505 | Sweeny Cogen
GenInjGrp_0046 | 110507, 110505, 43340, 42150 | Sweeny Cogen, Texas Gulf Sulphur, Basf
GenInjGrp_0047 | 110523 | Calpine Cogen
GenInjGrp_0048 | 110605 | Texas City Gen
GenInjGrp_0049 | 110626, 110625, 110624 | Pasgen
GenInjGrp_0050 | 110626, 110625, 110624, 110523, 41450 | Pasgen, Calpine Cogen, Shell
GenInjGrp_0051 | 110626, 110625, 110624, 41450, 41405, 40480 | Pasgen, Shell, Sr Bertron, Diamond Shamrock Battleground
GenInjGrp_0052 | 110664 | Channel Energy Ctr
GenInjGrp_0053 | 110665 | Channel Energy Ctr
GenInjGrp_0054 | 110665, 110664, 40111, 40110 | Channel Energy Ctr, Applied Energy
GenInjGrp_0055 | 110665, 110664, 40715, 40111, 40110 | Channel Energy Ctr, Greens Bayou, Applied Energy
GenInjGrp_0056 | 110665, 110664, 41300, 40715, 40111, 40110 | Channel Energy Ctr, Power Systems-Arco Cogen, Greens Bayou, Applied Energy
GenInjGrp_0057 | 110665, 110664, 41300, 40990 | Channel Energy Ctr, Power Systems-Arco Cogen, Lychem Arco Chemical
GenInjGrp_0058 | 110665, 110664, 41300, 40990, 40111, 40110 | Channel Energy Ctr, Power Systems-Arco Cogen, Lychem Arco Chemical, Applied Energy
GenInjGrp_0059 | 110666 | Channel Energy Ctr
GenInjGrp_0060 | 110684 | Victoria Dupont Switch 1
GenInjGrp_0061 | 110684, 110336, 80135, 8149, 8145, 8144, 8126 | Victoria Dupont Switch 1, North Carbide, Bp Chem Vistron4, Airco Aep, Formosa
GenInjGrp_0062 | 110684, 110336, 80135, 8172, 8149, 8145, 8144 | Victoria Dupont Switch 1, North Carbide, Victoria, North Carbide, Bp Chem Vistron4, Airco Aep
GenInjGrp_0063 | 110684, 110475, 110474, 110449, 110448, 110447, 110446, 110445, 110444, 110443, 110442, 110441, 110336, 110302, 80135, 8149, 8145, 8144, 8126 | Victoria Dupont Switch 1, Forcfb, Formosa, North Carbide, Alcoa, North Carbide, Bp Chem Vistron4, Airco Aep, Formosa
GenInjGrp_0064 | 110684, 8172, 5513 | Victoria Dupont Switch 1, Victoria, Sam Rayburn Switching Station
GenInjGrp_0065 | 110684, 8172, 8145, 5513 | Victoria Dupont Switch 1, Victoria, Bp Chem Vistron4, Sam Rayburn Switching Station
GenInjGrp_0066 | 110723 | Union Carbide Cogen
GenInjGrp_0067 | 110723, 110279, 110274 | Union Carbide Cogen, Amoco Oil Cogen
GenInjGrp_0068 | 110723, 110605 | Union Carbide Cogen, Texas City Gen
GenInjGrp_0069 | 110723, 110605, 110279, 110274 | Union Carbide Cogen, Texas City Gen, Amoco Oil Cogen
GenInjGrp_0070 | 110723, 110605, 110279, 110274, 39180 | Union Carbide Cogen, Texas City Gen, Amoco Oil Cogen, S_Lcogen
GenInjGrp_0071 | 110735 | Baytown Energy Ctr
GenInjGrp_0072 | 110735, 110076, 40010 | Baytown Energy Ctr, Cedar Bayou 4, Cedar Bayou Plant
GenInjGrp_0073 | 110735, 110383, 110382, 110378, 110377, 110076, 41700, 40015, 40010 | Baytown Energy Ctr, Exxon, Cedar Bayou 4, Warvue, Cedar Bayou Plant
GenInjGrp_0074 | 110760, 110759, 110758, 110757, 110756 | Deer Park Energy
GenInjGrp_0075 | 110760, 110759, 110758, 110757, 110756, 110735, 110076 | Deer Park Energy, Baytown Energy Ctr, Cedar Bayou 4
GenInjGrp_0076 | 110760, 110759, 110758, 110757, 110756, 110735, 110076, 41700, 40015 | Deer Park Energy, Baytown Energy Ctr, Cedar Bayou 4, Warvue, Cedar Bayou Plant
GenInjGrp_0077 | 110760, 110759, 110758, 110757, 110756, 110735, 110383, 110382, 110378, 110377, 110076, 41700, 40015, 40010 | Deer Park Energy, Baytown Energy Ctr, Exxon, Cedar Bayou 4, Warvue, Cedar Bayou Plant
GenInjGrp_0078 | 110760, 110759, 110758, 110757, 110756, 44000 | Deer Park Energy, Wa Parish
GenInjGrp_0079 | 110776, 110775, 110774, 44005 | Brazos Valley Energy, W_A_P___345B
GenInjGrp_0080 | 110776, 110775, 110774, 44005, 5915 | Brazos Valley Energy, W_A_P___345B, South Texas Project
GenInjGrp_0081 | 110776, 110775, 110774, 47430, 44005 | Brazos Valley Energy, Teco, W_A_P___345B
GenInjGrp_0082 | 110797 | Colorado Bend Energy Center
GenInjGrp_0083 | 110797, 43340 | Colorado Bend Energy Center, Texas Gulf Sulphur
GenInjGrp_0084 | 110827, 110826, 110825 | Channelview Cogen
GenInjGrp_0085 | 110827, 110826, 110825, 110666 | Channelview Cogen, Channel Energy Ctr
GenInjGrp_0086 | 110827, 110826, 110825, 110666, 110665, 110664, 40111, 40110 | Channelview Cogen, Channel Energy Ctr, Applied Energy
GenInjGrp_0087 | 110827, 110826, 110825, 110666, 40710 | Channelview Cogen, Channel Energy Ctr, Greens Bayou
GenInjGrp_0088 | 110827, 110826, 110825, 110666, 40900 | Channelview Cogen, Channel Energy Ctr, King
GenInjGrp_0089 | 110827, 110826, 110825, 110666, 41300, 40990, 40710 | Channelview Cogen, Channel Energy Ctr, Power Systems-Arco Cogen, Lychem Arco Chemical, Greens Bayou
GenInjGrp_0090 | 110827, 110826, 110825, 110666, 47430, 40715, 40710 | Channelview Cogen, Channel Energy Ctr, Teco, Greens Bayou
GenInjGrp_0091 | 110827, 110826, 110825, 110760, 110759, 110758, 110757, 110756, 110735, 110666, 110076, 40900 | Channelview Cogen, Deer Park Energy, Baytown Energy Ctr, Channel Energy Ctr, Cedar Bayou 4, King
GenInjGrp_0092 | 110827, 110826, 110825, 110760, 110759, 110758, 110757, 110756, 110735, 110666, 110076, 40900, 40015 | Channelview Cogen, Deer Park Energy, Baytown Energy Ctr, Channel Energy Ctr, Cedar Bayou 4, King, Cedar Bayou Plant
GenInjGrp_0093 | 110975, 110383, 110382, 110378, 110377, 40010 | Airpro, Exxon, Cedar Bayou Plant
GenInjGrp_0094 | 110975, 110626, 110625, 110624 | Airpro, Pasgen
GenInjGrp_0095 | 110975, 110626, 110625, 110624, 110383, 110382, 41450, 41405, 41400, 40480 | Airpro, Pasgen, Exxon, Shell, Sr Bertron, Diamond Shamrock Battleground
GenInjGrp_0096 | 110975, 110626, 110625, 110624, 110523, 110383, 110382, 110378, 110377, 110076, 41450, 41415, 41410, 41405, 41400, 40480, 40010 | Airpro, Pasgen, Calpine Cogen, Exxon, Cedar Bayou 4, Shell, Sr Bertron, Diamond Shamrock Battleground, Cedar Bayou Plant
GenInjGrp_0097 | 110975, 110626, 110625, 110624, 110523, 110383, 110382, 110378, 110377, 41450, 41415, 41410, 41405, 41400, 41300, 40990, 40480, 40010 | Airpro, Pasgen, Calpine Cogen, Exxon, Shell, Sr Bertron, Power Systems-Arco Cogen, Lychem Arco Chemical, Diamond Shamrock Battleground, Cedar Bayou Plant
GenInjGrp_0098 | 110975, 110626, 110625, 110624, 110523, 41450, 41400 | Airpro, Pasgen, Calpine Cogen, Shell, Sr Bertron
GenInjGrp_0099 | 110975, 110626, 110625, 110624, 110523, 41450, 41405 | Airpro, Pasgen, Calpine Cogen, Shell, Sr Bertron
GenInjGrp_0100 | 110975, 110626, 110625, 110624, 110523, 41450, 41415, 41410, 41405, 41400, 40480 | Airpro, Pasgen, Calpine Cogen, Shell, Sr Bertron, Diamond Shamrock Battleground
GenInjGrp_0101 | 110975, 110626, 110625, 110624, 110523, 41561, 41450, 41415, 41410, 41405, 41400, 40480 | Airpro, Pasgen, Calpine Cogen, Txpet___69X, Shell, Sr Bertron, Diamond Shamrock Battleground
GenInjGrp_0102 | 110975, 110760, 110759, 110758, 110757, 110756, 110626, 110625, 110624, 110523, 110383, 110382, 110378, 110377, 110076, 41561, 41450, 41415, 41410, 41405, 41400, 40480, 40015, 40010 | Airpro, Deer Park Energy, Pasgen, Calpine Cogen, Exxon, Cedar Bayou 4, Txpet___69X, Shell, Sr Bertron, Diamond Shamrock Battleground, Cedar Bayou Plant
GenInjGrp_0103 | 110975, 41450 | Airpro, Shell
GenInjGrp_0104 | 11400 | Hackberry Wind Farm
GenInjGrp_0105 | 11482, 11479 | Wichita Falls Cogen Switch
GenInjGrp_0106 | 11879 | Wolf Hollow Gen
GenInjGrp_0107 | 11879, 1868 | Wolf Hollow Gen
GenInjGrp_0108 | 11879, 1900, 1868 | Wolf Hollow Gen, Comanche Peak Ses, Wolf Hollow Gen
GenInjGrp_0109 | 11879, 1900, 1891, 1868 | Wolf Hollow Gen, Comanche Peak Ses, Decordova Ses, Wolf Hollow Gen
GenInjGrp_0110 | 11879, 1940, 1936, 1900, 1868, 1436 | Wolf Hollow Gen, Midlothian Anp (Amer Nat Pwr), Comanche Peak Ses, Wolf Hollow Gen, Parker Switch
GenInjGrp_0111 | 120095 | Frontier
GenInjGrp_0112 | 120095, 110827, 110826, 110825, 110666, 40900 | Frontier, Channelview Cogen, Channel Energy Ctr, King
GenInjGrp_0113 | 120095, 110827, 110826, 110825, 110735, 110666, 40900 | Frontier, Channelview Cogen, Baytown Energy Ctr, Channel Energy Ctr, King
GenInjGrp_0114 | 120095, 45500, 3380, 3199, 3186, 967 | Frontier, Th Wharton, Big Brown Ses, Freestone Energy Center, Gibbons Creek
GenInjGrp_0115 | 120095, 45515, 45510, 45500, 44000, 967 | Frontier, Th Wharton, Wa Parish, Gibbons Creek
GenInjGrp_0116 | 120095, 46020, 3397, 967 | Frontier, Limestone Plant, Sandy Creek Energy Station, Gibbons Creek
GenInjGrp_0117 | 120095, 46020, 39950, 13694, 13690, 3414, 967 | Frontier, Limestone Plant, Tnp One Plant, Oak Grove Ses, Temple Switch, Gibbons Creek
GenInjGrp_0118 | 120095, 967 | Frontier, Gibbons Creek
GenInjGrp_0119 | 120162 | Nacogdoches Power Llc
GenInjGrp_0120 | 120162, 13115, 3268, 3122, 3110 | Nacogdoches Power Llc, Tenaska Gateway, Lufkin Bio Mass, Stryker Creek Ses
GenInjGrp_0121 | 120162, 13115, 3268, 3122, 3110, 3100 | Nacogdoches Power Llc, Tenaska Gateway, Lufkin Bio Mass, Stryker Creek Ses, Martin Lake Ses
GenInjGrp_0122 | 120162, 3122, 3110 | Nacogdoches Power Llc, Stryker Creek Ses
GenInjGrp_0123 | 120162, 3268, 3122, 3110 | Nacogdoches Power Llc, Lufkin Bio Mass, Stryker Creek Ses
GenInjGrp_0124 | 12241 | Ennis Tractebel
GenInjGrp_0125 | 12241, 242 | Ennis Tractebel, Whittney Dam
GenInjGrp_0126 | 12359, 12357 | Renner Switch
GenInjGrp_0127 | 12403 | Lake Hubbard Ses 2
GenInjGrp_0128 | 12403, 2403 | Lake Hubbard Ses 2, Lake Hubbard Ses
GenInjGrp_0129 | 12418, 12417, 12416 | Mountain Creek Ses
GenInjGrp_0130 | 12449, 12440 | Parkdale Switch
GenInjGrp_0131 | 130222 | Southwest Mesa
GenInjGrp_0132 | 130327 | Odessa Ector Ccs
GenInjGrp_0133 | 130328 | Odessa Ector Ccs
GenInjGrp_0134 | 130328, 130327 | Odessa Ector Ccs
GenInjGrp_0135 | 130432 | Woodward 1
GenInjGrp_0136 | 130532 | Woodward 2
GenInjGrp_0137 | 130532, 130432 | Woodward 2, Woodward 1
GenInjGrp_0138 | 130632 | King Mountain Sw
GenInjGrp_0139 | 130732 | King Mountain Nw
GenInjGrp_0140 | 130732, 130632 | King Mountain Nw, King Mountain Sw
GenInjGrp_0141 | 130832 | King Mountain Ne
GenInjGrp_0142 | 130932 | King Mountain Se
GenInjGrp_0143 | 130932, 130832, 130222 | King Mountain Se, King Mountain Ne, Southwest Mesa
GenInjGrp_0144 | 130932, 130832, 130222, 18100, 1010 | King Mountain Se, King Mountain Ne, Southwest Mesa, Permian Basin 2 Ses, Permian Basin Ses
GenInjGrp_0145 | 130932, 130832, 130732, 130632, 130222 | King Mountain Se, King Mountain Ne, King Mountain Nw, King Mountain Sw, Southwest Mesa
GenInjGrp_0146 | 131033 | Indian Mesa Enron / Desert Sky
GenInjGrp_0147 | 131033, 130932, 130832, 130732, 130632, 130222 | Indian Mesa Enron / Desert Sky, King Mountain Se, King Mountain Ne, King Mountain Nw, King Mountain Sw, Southwest Mesa
GenInjGrp_0148 | 131033, 6021 | Indian Mesa Enron / Desert Sky
GenInjGrp_0149 | 131033, 6021, 6019 | Indian Mesa Enron / Desert Sky, Indian Mesa Nwp
GenInjGrp_0150 | 131143 | Mcdonald Road
GenInjGrp_0151 | 131143, 1353, 1321 | Mcdonald Road, Signal Mountain Road (Pod), Carbon Poi
GenInjGrp_0152 | 13115 | Tenaska Gateway
GenInjGrp_0153 | 13115, 3100 | Tenaska Gateway, Martin Lake Ses
GenInjGrp_0154 | 13115, 3268 | Tenaska Gateway, Lufkin Bio Mass
GenInjGrp_0155 | 13115, 3268, 3122, 3110, 3100 | Tenaska Gateway, Lufkin Bio Mass, Stryker Creek Ses, Martin Lake Ses
GenInjGrp_0156 | 131247 | Quail Switch
GenInjGrp_0157 | 131247, 130328, 130327 | Quail Switch, Odessa Ector Ccs
GenInjGrp_0158 | 131247, 130932, 130832, 130222 | Quail Switch, King Mountain Se, King Mountain Ne, Southwest Mesa
GenInjGrp_0159 | 13125 | Tdadtmod_5
GenInjGrp_0160 | 13125, 12241, 3125 | Tdadtmod_5, Ennis Tractebel, Trinidad Ses
GenInjGrp_0161 | 13125, 3125 | Tdadtmod_5, Trinidad Ses
GenInjGrp_0162 | 13125, 3186, 3125 | Tdadtmod_5, Freestone Energy Center, Trinidad Ses
GenInjGrp_0163 | 131252 | Stanton Wind Energy Center
GenInjGrp_0164 | 131352, 131247 | Panther Creek North Substation, Quail Switch
GenInjGrp_0165 | 131452 | Sherbino I Wind Farm
GenInjGrp_0166 | 131454 | Sherbino I Wind Farm
GenInjGrp_0167 | 131454, 131452 | Sherbino I Wind Farm
GenInjGrp_0168 | 131454, 131452, 130432, 6021, 6019 | Sherbino I Wind Farm, Woodward 1, Indian Mesa Enron / Desert Sky, Indian Mesa Nwp
GenInjGrp_0169 | 131454, 131452, 130532, 130432, 6021, 6019 | Sherbino I Wind Farm, Woodward 2, Woodward 1, Indian Mesa Enron / Desert Sky, Indian Mesa Nwp
GenInjGrp_0170 | 131454, 131452, 130732, 130632, 130532, 130432 | Sherbino I Wind Farm, King Mountain Nw, King Mountain Sw, Woodward 2, Woodward 1
GenInjGrp_0171 | 131454, 131452, 130732, 130632, 130532, 130432, 6021, 6019 | Sherbino I Wind Farm, King Mountain Nw, King Mountain Sw, Woodward 2, Woodward 1, Indian Mesa Enron / Desert Sky, Indian Mesa Nwp
GenInjGrp_0172 | 131454, 131452, 130932, 130832, 130532, 130432, 130222, 6021, 6019 | Sherbino I Wind Farm, King Mountain Se, King Mountain Ne, Woodward 2, Woodward 1, Southwest Mesa, Indian Mesa Enron / Desert Sky, Indian Mesa Nwp
GenInjGrp_0173 | 131454, 131452, 130932, 130832, 130532, 130432, 6021, 6019 | Sherbino I Wind Farm, King Mountain Se, King Mountain Ne, Woodward 2, Woodward 1, Indian Mesa Enron / Desert Sky, Indian Mesa Nwp
GenInjGrp_0174 | 131454, 131452, 131033, 130932, 130832, 130732, 130632, 130222 | Sherbino I Wind Farm, Indian Mesa Enron / Desert Sky, King Mountain Se, King Mountain Ne, King Mountain Nw, King Mountain Sw, Southwest Mesa
GenInjGrp_0175 | 131454, 131452, 131033, 130932, 130832, 130732, 130632, 130222, 6021, 6019 | Sherbino I Wind Farm, Indian Mesa Enron / Desert Sky, King Mountain Se, King Mountain Ne, King Mountain Nw, King Mountain Sw, Southwest Mesa, Indian Mesa Enron / Desert Sky, Indian Mesa Nwp
GenInjGrp_0176 | 131454, 131452, 131033, 130932, 130832, 130732, 130632, 130532, 130432, 130222, 6021, 6019 | Sherbino I Wind Farm, Indian Mesa Enron / Desert Sky, King Mountain Se, King Mountain Ne, King Mountain Nw, King Mountain Sw, Woodward 2, Woodward 1, Southwest Mesa, Indian Mesa Enron / Desert Sky, Indian Mesa Nwp
GenInjGrp_0177 | 131454, 131452, 6021, 6019 | Sherbino I Wind Farm, Indian Mesa Enron / Desert Sky, Indian Mesa Nwp
GenInjGrp_0178 | 131552 | Ocotillo Windfarm
GenInjGrp_0179 | 131552, 131143 | Ocotillo Windfarm, Mcdonald Road
GenInjGrp_0180 | 131552, 131252 | Ocotillo Windfarm, Stanton Wind Energy Center
GenInjGrp_0181 | 131552, 131252, 131143, 1321 | Ocotillo Windfarm, Stanton Wind Energy Center, Mcdonald Road, Carbon Poi
GenInjGrp_0182 | 131552, 131252, 131143, 1353, 1321 | Ocotillo Windfarm, Stanton Wind Energy Center, Mcdonald Road, Signal Mountain Road (Pod), Carbon Poi
GenInjGrp_0183 | 131652 | Elbow Creek
GenInjGrp_0184 | 131754 | Panther Creek 2
GenInjGrp_0185 | 131754, 131753 | Panther Creek 2
GenInjGrp_0186 | 131754, 131753, 131652, 131352, 131247, 130328, 130327 | Panther Creek 2, Elbow Creek, Panther Creek North Substation, Quail Switch, Odessa Ector Ccs
GenInjGrp_0187 | 131754, 131753, 131652, 131352, 131247, 130328, 130327, 1024 | Panther Creek 2, Elbow Creek, Panther Creek North Substation, Quail Switch, Odessa Ector Ccs, Falcon Seaboard
GenInjGrp_0188 | 131754, 131753, 131652, 131352, 131252, 131247, 130328, 130327 | Panther Creek 2, Elbow Creek, Panther Creek North Substation, Stanton Wind Energy Center, Quail Switch, Odessa Ector Ccs
GenInjGrp_0189 | 131852 | Notrees Windfarm
GenInjGrp_0190 | 131852, 18100, 1010 | Notrees Windfarm, Permian Basin 2 Ses, Permian Basin Ses
GenInjGrp_0191 | 131852, 18100, 7387, 1010 | Notrees Windfarm, Permian Basin 2 Ses, Kunitz, Permian Basin Ses
GenInjGrp_0192 | 131852, 7387 | Notrees Windfarm, Kunitz
GenInjGrp_0193 | 131954, 131953 | Bull Creek Wind
GenInjGrp_0194 | 131954, 131953, 1032 | Bull Creek Wind, Morgan Creek Ses
GenInjGrp_0195 | 131954, 131953, 59951, 59950 | Bull Creek Wind, Borlynn_345K, Stephens-Bor
GenInjGrp_0196 | 1321 | Carbon Poi
GenInjGrp_0197 | 1353 | Signal Mountain Road (Pod)
GenInjGrp_0198 | 1353, 1321 | Signal Mountain Road (Pod), Carbon Poi
GenInjGrp_0199 | 13694, 13690 | Oak Grove Ses
GenInjGrp_0200 | 140067 | Lamar Power Partners
GenInjGrp_0201 | 140067, 1694 | Lamar Power Partners, Tenaska (Oncor)
GenInjGrp_0202 | 140067, 1695 | Lamar Power Partners, Monticello Ses
GenInjGrp_0203 | 140067, 1695, 1690 | Lamar Power Partners, Monticello Ses, Valley Ses
GenInjGrp_0204 | 140077 | Kiamichi Energy Facility
GenInjGrp_0205 | 140077, 140067, 1690 | Kiamichi Energy Facility, Lamar Power Partners, Valley Ses
GenInjGrp_0206 | 140077, 1690 | Kiamichi Energy Facility, Valley Ses
GenInjGrp_0207 | 140082 | Whirlwind Energy Center
GenInjGrp_0208 | 140182 | Mcadoo Energy Center
GenInjGrp_0209 | 140282 | White Tail
GenInjGrp_0210 | 140332 | Fg_Mozar_1_9
GenInjGrp_0211 | 140332, 140082 | Fg_Mozar_1_9, Whirlwind Energy Center
GenInjGrp_0212 | 140332, 140182, 140082 | Fg_Mozar_1_9, Mcadoo Energy Center, Whirlwind Energy Center
GenInjGrp_0213 | 1431 | Graham Ses
GenInjGrp_0214 | 1436 | Parker Switch
GenInjGrp_0215 | 1444 | Brown Switch
GenInjGrp_0216 | 1445 | Burwick Switch
GenInjGrp_0217 | 1445, 579, 575 | Burwick Switch, Jack County, Jack County 345
GenInjGrp_0218 | 150189 | Forney
GenInjGrp_0219 | 150190 | Forney
GenInjGrp_0220 | 150190, 150189 | Forney
GenInjGrp_0221 | 150190, 150189, 3186 | Forney, Freestone Energy Center
GenInjGrp_0222 | 150196, 150195, 150194 | Wise Cty Plant
GenInjGrp_0223 | 150196, 150195, 150194, 120095, 45500, 6100, 1436 | Wise Cty Plant, Frontier, Th Wharton, Oklaunion, Parker Switch
GenInjGrp_0224 | 150196, 150195, 150194, 120095, 46020, 45500 | Wise Cty Plant, Frontier, Limestone Plant, Th Wharton
GenInjGrp_0225 | 150196, 150195, 150194, 120095, 46020, 967 | Wise Cty Plant, Frontier, Limestone Plant, Gibbons Creek
GenInjGrp_0226 | 150196, 150195, 150194, 1436 | Wise Cty Plant, Parker Switch
GenInjGrp_0227 | 150196, 150195, 150194, 1436, 575 | Wise Cty Plant, Parker Switch, Jack County 345
GenInjGrp_0228 | 150313 | Post Oak Wind
GenInjGrp_0229 | 150313, 150212, 11400, 1430 | Post Oak Wind, Long Creek, Hackberry Wind Farm, Graham Ses
GenInjGrp_0230 | 150753 | Trinity Hills Wind Farm Llc
GenInjGrp_0231 | 150753, 11400, 1431, 1430 | Trinity Hills Wind Farm Llc, Hackberry Wind Farm, Graham Ses
GenInjGrp_0232 | 150753, 11400, 1445, 1431, 1430 | Trinity Hills Wind Farm Llc, Hackberry Wind Farm, Burwick Switch, Graham Ses
GenInjGrp_0233 | 150753, 1445, 1430 | Trinity Hills Wind Farm Llc, Burwick Switch, Graham Ses
GenInjGrp_0234 | 150753, 150212, 11400, 6100, 1445, 1430 | Trinity Hills Wind Farm Llc, Long Creek, Hackberry Wind Farm, Oklaunion, Burwick Switch, Graham Ses
GenInjGrp_0235 | 150753, 150313, 150212, 11400, 1445, 1431, 1430 | Trinity Hills Wind Farm Llc, Post Oak Wind, Long Creek, Hackberry Wind Farm, Burwick Switch, Graham Ses
GenInjGrp_0236 | 150753, 6100, 1430 | Trinity Hills Wind Farm Llc, Oklaunion, Graham Ses
GenInjGrp_0237 | 150753, 6100, 1445 | Trinity Hills Wind Farm Llc, Oklaunion, Burwick Switch
GenInjGrp_0238 | 150935 | Fg_Cobis_1_5
GenInjGrp_0239 | 150940 | Fg_Cobis_2_5
GenInjGrp_0240 | 150940, 150935 | Fg_Cobis_2_5, Fg_Cobis_1_5
GenInjGrp_0241 | 150940, 150935, 140077, 140067, 6949, 1695, 1694, 1691, 1690 | Fg_Cobis_2_5, Fg_Cobis_1_5, Kiamichi Energy Facility, Lamar Power Partners, Denison Dam, Monticello Ses, Tenaska (Oncor), Valley Ses
GenInjGrp_0242 | 150940, 150935, 140077, 1695, 1690 | Fg_Cobis_2_5, Fg_Cobis_1_5, Kiamichi Energy Facility, Monticello Ses, Valley Ses
GenInjGrp_0243 | 150940, 150935, 150190, 150189, 140077, 140067, 1695, 1691, 1690 | Fg_Cobis_2_5, Fg_Cobis_1_5, Forney, Kiamichi Energy Facility, Lamar Power Partners, Monticello Ses, Valley Ses
GenInjGrp_0244 | 150940, 150935, 150190, 150189, 140077, 1695, 1690 | Fg_Cobis_2_5, Fg_Cobis_1_5, Forney, Kiamichi Energy Facility, Monticello Ses, Valley Ses
GenInjGrp_0245 | 150940, 150935, 1695 | Fg_Cobis_2_5, Fg_Cobis_1_5, Monticello Ses
GenInjGrp_0246 | 1599 | Barton Switch
GenInjGrp_0247 | 1599, 1431 | Barton Switch, Graham Ses
GenInjGrp_0248 | 1599, 331 | Barton Switch, Rw Miller
GenInjGrp_0249 | 160009 | Laredo Energy Center
GenInjGrp_0250 | 160010 | Laredo Energy Center
GenInjGrp_0251 | 160010, 160009, 80021 | Laredo Energy Center, Laredo4B
GenInjGrp_0252 | 160010, 160009, 80021, 8299 | Laredo Energy Center, Laredo4B, Zapata
GenInjGrp_0253 | 160010, 160009, 8299 | Laredo Energy Center, Zapata
GenInjGrp_0254 | 160094 | Nueces Bay
GenInjGrp_0255 | 160095 | Nueces Bay
GenInjGrp_0256 | 160096 | Nueces Bay
GenInjGrp_0257 | 160096, 160095 | Nueces Bay
GenInjGrp_0258 | 160096, 160095, 8477, 8469 | Nueces Bay, Valero, Koch Up River
GenInjGrp_0259 | 160105 | Barney Davis
GenInjGrp_0260 | 160106 | Barney Davis
GenInjGrp_0261 | 160107 | Barney Davis
GenInjGrp_0262 | 160108 | Barney Davis
GenInjGrp_0263 | 160108, 160107, 160106, 160105 | Barney Davis
GenInjGrp_0264 | 160122 | Coleto Creek
GenInjGrp_0265 | 160122, 110475, 110474, 110449, 110448, 110447, 110446, 110445, 110444, 110443, 110442, 110441, 110302, 8172, 8126 | Coleto Creek, Forcfb, Formosa, Alcoa, Victoria, Formosa
GenInjGrp_0266 | 160122, 8172 | Coleto Creek, Victoria
GenInjGrp_0267 | 160124 | Fg_Colet_1_5
GenInjGrp_0268 | 160124, 110475, 110474, 110449, 110448, 110447, 110446, 110445, 110444, 110443, 110442, 110441, 110302, 8145, 8126 | Fg_Colet_1_5, Forcfb, Formosa, Alcoa, Bp Chem Vistron4, Formosa
GenInjGrp_0269 | 160124, 160122 | Fg_Colet_1_5, Coleto Creek
GenInjGrp_0270 | 160124, 160122, 110475, 110474, 110449, 110448, 110447, 110446, 110445, 110444, 110443, 110442, 110441, 110302, 8172, 8145, 8126, 5513 | Fg_Colet_1_5, Coleto Creek, Forcfb, Formosa, Alcoa, Victoria, Bp Chem Vistron4, Formosa, Sam Rayburn Switching Station
GenInjGrp_0271 | 160124, 160122, 110684, 110475, 110474, 110449, 110448, 110447, 110446, 110445, 110444, 110443, 110442, 110441, 110302, 8172, 8145, 8144, 8126, 5513 | Fg_Colet_1_5, Coleto Creek, Victoria Dupont Switch 1, Forcfb, Formosa, Alcoa, Victoria, Bp Chem Vistron4, Airco Aep, Formosa, Sam Rayburn Switching Station
GenInjGrp_0272 | 160124, 160122, 110684, 110475, 110474, 110449, 110448, 110447, 110446, 110445, 110444, 110443, 110442, 110441, 110336, 110302, 80135, 8172, 8149, 8145, 8144, 8126, 5513, 5500 | Fg_Colet_1_5, Coleto Creek, Victoria Dupont Switch 1, Forcfb, Formosa, North Carbide, Alcoa, North Carbide, Victoria, North Carbide, Bp Chem Vistron4, Airco Aep, Formosa, Sam Rayburn Switching Station
GenInjGrp_0273 | 160176, 160175, 160174 | Frontera
GenInjGrp_0274 | 160176, 160175, 160174, 8299 | Frontera, Zapata
GenInjGrp_0275 | 160176, 160175, 160174, 8395, 8299 | Frontera, Falcon Hydro, Zapata
GenInjGrp_0276 | 160194 | Duke / Hec
GenInjGrp_0277 | 160194, 8963 | Duke / Hec
GenInjGrp_0278 | 160222 | Celanese Bishop
GenInjGrp_0279 | 160222, 160108, 160107, 160106, 160105 | Celanese Bishop, Barney Davis
GenInjGrp_0280 | 160222, 80399 | Celanese Bishop, 80399
GenInjGrp_0281 | 160222, 8508 | Celanese Bishop, Falfurrias
GenInjGrp_0282 | 160236, 160235, 160234, 160194, 8963 | North Edinburg, Duke / Hec
GenInjGrp_0283 | 160236, 160235, 160234, 8508 | North Edinburg, Falfurrias
GenInjGrp_0284 | 160264 | Corpus Christi Energy Center
GenInjGrp_0285 | 160264, 160094 | Corpus Christi Energy Center, Nueces Bay
GenInjGrp_0286 | 160264, 160094, 88478 | Corpus Christi Energy Center, Nueces Bay, Oxychem Cc Cogen
GenInjGrp_0287 | 160264, 160096, 160095, 160094 | Corpus Christi Energy Center, Nueces Bay
GenInjGrp_0288 | 160264, 160096, 160095, 160094, 88478 | Corpus Christi Energy Center, Nueces Bay, Oxychem Cc Cogen
GenInjGrp_0289 | 160264, 160096, 160095, 160094, 88478, 8477 | Corpus Christi Energy Center, Nueces Bay, Oxychem Cc Cogen, Valero
GenInjGrp_0290 | 160264, 160096, 160095, 160094, 88478, 8477, 8469 | Corpus Christi Energy Center, Nueces Bay, Oxychem Cc Cogen, Valero, Koch Up River
GenInjGrp_0291 | 160264, 160108, 160107, 160106, 160105, 160096, 160095, 160094, 88478 | Corpus Christi Energy Center, Barney Davis, Nueces Bay, Oxychem Cc Cogen
GenInjGrp_0292 | 160264, 160108, 160107, 160106, 160105, 160096, 160095, 160094, 88478, 8477, 8469 | Corpus Christi Energy Center, Barney Davis, Nueces Bay, Oxychem Cc Cogen, Valero, Koch Up River
GenInjGrp_0293 | 160264, 160222, 160108, 160107, 160106, 160105, 160096, 160095, 160094, 88478, 8477, 8469 | Corpus Christi Energy Center, Celanese Bishop, Barney Davis, Nueces Bay, Oxychem Cc Cogen, Valero, Koch Up River
GenInjGrp_0294 | 160295 | Penascal Ii Wind Project
GenInjGrp_0295 | 160295, 160294 | Penascal Ii Wind Project, Penascal Wind Power
GenInjGrp_0296 | 160394 | Papalote Creek Ii
GenInjGrp_0297 | 160395 | Papalote Creek
GenInjGrp_0298 | 160395, 160394 | Papalote Creek, Papalote Creek Ii
GenInjGrp_0299 | 160395, 160394, 160096, 160095, 8469 | Papalote Creek, Papalote Creek Ii, Nueces Bay, Koch Up River
GenInjGrp_0300 | 160395, 160394, 160264, 160096, 160095, 160094, 88478, 8477, 8469 | Papalote Creek, Papalote Creek Ii, Corpus Christi Energy Center, Nueces Bay, Oxychem Cc Cogen, Valero, Koch Up River
GenInjGrp_0301 | 160395, 160394, 160264, 160096, 160095, 160094, 88478, 8925, 8477, 8469 | Papalote Creek, Papalote Creek Ii, Corpus Christi Energy Center, Nueces Bay, Oxychem Cc Cogen, Gregory Power, Valero, Koch Up River
GenInjGrp_0302 | 160395, 160394, 8925, 8832 | Papalote Creek, Papalote Creek Ii, Gregory Power, Reynolds Sherwin
GenInjGrp_0303 | 160395, 160394, 8968, 8925, 8832, 8144 | Papalote Creek, Papalote Creek Ii, Ingleside Cogen Switch, Gregory Power, Reynolds Sherwin, Airco Aep
GenInjGrp_0304 | 160493 | Pattern Gulf Wind
GenInjGrp_0305 | 160493, 160294 | Pattern Gulf Wind, Penascal Wind Power
GenInjGrp_0306 | 160493, 160295, 160294 | Pattern Gulf Wind, Penascal Ii Wind Project, Penascal Wind Power
GenInjGrp_0307 | 160493, 160295, 160294, 160222, 160108, 160107, 160106, 160105 | Pattern Gulf Wind, Penascal Ii Wind Project, Penascal Wind Power, Celanese Bishop, Barney Davis
GenInjGrp_0308 | 160592 | Cedro Hill Wind Farm
GenInjGrp_0309 | 160592, 160010, 160009 | Cedro Hill Wind Farm, Laredo Energy Center
GenInjGrp_0310 | 160592, 160010, 160009, 80021 | Cedro Hill Wind Farm, Laredo Energy Center, Laredo4B
GenInjGrp_0311 | 160592, 8508 | Cedro Hill Wind Farm, Falfurrias
GenInjGrp_0312 | 160747 | Fg_Losvi_1_8
GenInjGrp_0313 | 160750 | Fg_Losvi_2_8
GenInjGrp_0314 | 160750, 160747 | Fg_Losvi_2_8, Fg_Losvi_1_8
GenInjGrp_0315 | 160750, 160747, 160236, 160235, 160234, 160194, 80399, 8963 | Fg_Losvi_2_8, Fg_Losvi_1_8, North Edinburg, Duke / Hec, 80399, Duke / Hec
GenInjGrp_0316 | 160750, 160747, 160493, 160295, 160294, 80399 | Fg_Losvi_2_8, Fg_Losvi_1_8, Pattern Gulf Wind, Penascal Ii Wind Project, Penascal Wind Power, 80399
GenInjGrp_0317 | 160750, 160747, 80399 | Fg_Losvi_2_8, Fg_Losvi_1_8, 80399
GenInjGrp_0318 | 160750, 160747, 80399, 80155, 59300, 5930 | Fg_Losvi_2_8, Fg_Losvi_1_8, 80399, Military Highway Aep, Power Plant Substation
GenInjGrp_0319 | 160792 | Lbrisas17A
GenInjGrp_0320 | 160794 | Lbrisas27A
GenInjGrp_0321 | 160794, 160792 | Lbrisas27A, Lbrisas17A
GenInjGrp_0322 | 160794, 160792, 160124, 160122 | Lbrisas27A, Lbrisas17A, Fg_Colet_1_5, Coleto Creek
GenInjGrp_0323 | 160794, 160792, 160124, 5475, 5400 | Lbrisas27A, Lbrisas17A, Fg_Colet_1_5, Braunig, Calaveras
GenInjGrp_0324 | 160794, 160792, 160236, 160235, 160234, 160124, 160122, 110475, 110474, 110449, 110448, 110447, 110446, 110445, 110444, 110443, 110442, 110441, 110302, 8172, 8126, 5513 | Lbrisas27A, Lbrisas17A, North Edinburg, Fg_Colet_1_5, Coleto Creek, Forcfb, Formosa, Alcoa, Victoria, Formosa, Sam Rayburn Switching Station
GenInjGrp_0325 | 160794, 160792, 160395, 160394, 110142, 110140, 110138, 110136, 110134, 110129, 110127, 110120, 110113, 8968, 8925, 8832, 5915 | Lbrisas27A, Lbrisas17A, Papalote Creek, Papalote Creek Ii, Dow, Ingleside Cogen Switch, Gregory Power, Reynolds Sherwin, South Texas Project
GenInjGrp_0326 | 160794, 160792, 160493, 160295, 160294, 160236, 160235, 160234 | Lbrisas27A, Lbrisas17A, Pattern Gulf Wind, Penascal Ii Wind Project, Penascal Wind Power, North Edinburg
GenInjGrp_0327 | 160794, 160792, 160750, 160747, 160493, 160295, 160294, 160236, 160235, 160234, 160194, 160124, 160122, 8963, 5901, 5400 | Lbrisas27A, Lbrisas17A, Fg_Losvi_2_8, Fg_Losvi_1_8, Pattern Gulf Wind, Penascal Ii Wind Project, Penascal Wind Power, North Edinburg, Duke / Hec, Fg_Colet_1_5, Coleto Creek, Duke / Hec, San Miguel 345_138 Kv Switchyards, Calaveras
GenInjGrp_0328 | 160794, 160792, 5475, 5400 | Lbrisas27A, Lbrisas17A, Braunig, Calaveras
GenInjGrp_0329 | 160794, 160792, 5915 | Lbrisas27A, Lbrisas17A, South Texas Project
GenInjGrp_0330 | 1638 | Flat Creek Switch
GenInjGrp_0331 | 1638, 1431 | Flat Creek Switch, Graham Ses
GenInjGrp_0332 | 1638, 331 | Flat Creek Switch, Rw Miller
GenInjGrp_0333 | 1690 | Valley Ses
GenInjGrp_0334 | 1691 | Valley Ses
GenInjGrp_0335 | 1694 | Tenaska (Oncor)
GenInjGrp_0336 | 1695 | Monticello Ses
GenInjGrp_0337 | 170002, 170001 | Schumansville
GenInjGrp_0338 | 170093 | Sandow Ses
GenInjGrp_0339 | 170094 | Sandow 5 Ses
GenInjGrp_0340 | 170094, 170093 | Sandow 5 Ses, Sandow Ses
GenInjGrp_0341 | 170167 | Guadalupe Gen
GenInjGrp_0342 | 170167, 160794, 160792, 5901, 5475, 5400 | Guadalupe Gen, Lbrisas27A, Lbrisas17A, San Miguel 345_138 Kv Switchyards, Braunig, Calaveras
GenInjGrp_0343 | 170167, 170002, 170001 | Guadalupe Gen, Schumansville
GenInjGrp_0344 | 170167, 170002, 170001, 5400 | Guadalupe Gen, Schumansville, Calaveras
GenInjGrp_0345 | 170205 | Rio Nogales Power Project
GenInjGrp_0346 | 170205, 170167 | Rio Nogales Power Project, Guadalupe Gen
GenInjGrp_0347 | 170205, 170167, 5400 | Rio Nogales Power Project, Guadalupe Gen, Calaveras
GenInjGrp_0348 | 170205, 170167, 7043 | Rio Nogales Power Project, Guadalupe Gen, Hays Energy
GenInjGrp_0349 | 170205, 170167, 7043, 5901 | Rio Nogales Power Project, Guadalupe Gen, Hays Energy, San Miguel 345_138 Kv Switchyards
GenInjGrp_0350 | 170205, 170167, 7043, 5901, 5400 | Rio Nogales Power Project, Guadalupe Gen, Hays Energy, San Miguel 345_138 Kv Switchyards, Calaveras
GenInjGrp_0351 | 170205, 170167, 7049, 7043, 5901, 5400 | Rio Nogales Power Project, Guadalupe Gen, Bastrop Energy Center, Hays Energy, San Miguel 345_138 Kv Switchyards, Calaveras
GenInjGrp_0352 | 170205, 7043 | Rio Nogales Power Project, Hays Energy
GenInjGrp_0353 | 170238 | Horse Hollow Generation Tie
GenInjGrp_0354 | 170239 | Horse Hollow Generation Tie
GenInjGrp_0355 | 170240 | Horse Hollow Generation Tie
GenInjGrp_0356 | 170241 | Horse Hollow Generation Tie
GenInjGrp_0357 | 170242 | Horse Hollow Generation Tie
GenInjGrp_0358 | 170242, 170239, 170238 | Horse Hollow Generation Tie
GenInjGrp_0359 | 170242, 170241, 170240, 170239, 170238 | Horse Hollow Generation Tie
GenInjGrp_0360 | 170242, 170241, 170240, 170239, 170238, 7043 | Horse Hollow Generation Tie, Hays Energy
GenInjGrp_0361 | 170242, 170241, 170240, 170239, 170238, 7043, 5475, 5400 | Horse Hollow Generation Tie, Hays Energy, Braunig, Calaveras
GenInjGrp_0362 | 1758 | Payne Switch
GenInjGrp_0363 | 1758, 1691 | Payne Switch, Valley Ses
GenInjGrp_0364 | 180052 | Trent Wind Farm
GenInjGrp_0365 | 180054, 180054 | South Trent Wind Farm
GenInjGrp_0366 | 180054, 180054, 180052 | South Trent Wind Farm, Trent Wind Farm
GenInjGrp_0367 | 180054, 180054, 180052, 1032 | South Trent Wind Farm, Trent Wind Farm, Morgan Creek Ses
GenInjGrp_0368 | 180054, 180054, 180052, 140332 | South Trent Wind Farm, Trent Wind Farm, Fg_Mozar_1_9
GenInjGrp_0369 | 180152 | Sweetwater Wind 1
GenInjGrp_0370 | 180154 | Sweetwater Wind 2
GenInjGrp_0371 | 180157 | Sweetwater Wind 3
GenInjGrp_0372 | 180163 | Sweetwater Wind 4
GenInjGrp_0373 | 180163, 180161 | Sweetwater Wind 4
GenInjGrp_0374 | 180254, 180253 | Green Mountain Energy Wind Farm At Brazos
GenInjGrp_0375 | 180254, 180253, 131954, 131953, 59951, 59950 | Green Mountain Energy Wind Farm At Brazos, Bull Creek Wind, Borlynn_345K, Stephens-Bor
GenInjGrp_0376 | 180444 | Kmccs_1_8
GenInjGrp_0377 | 180444, 180254, 180253, 131954, 131953, 59951, 59950 | Kmccs_1_8, Green Mountain Energy Wind Farm At Brazos, Bull Creek Wind, Borlynn_345K, Stephens-Bor
GenInjGrp_0378 | 180454 | Buffalo Gap
GenInjGrp_0379 | 180455, 180454 | Buffalo Gap
GenInjGrp_0380 | 180455, 180454, 150313, 150212, 11400, 1444 | Buffalo Gap, Post Oak Wind, Long Creek, Hackberry Wind Farm, Brown Switch
GenInjGrp_0381 | 180552 | Red Canyon
GenInjGrp_0382 | 180552, 140182 | Red Canyon, Mcadoo Energy Center
GenInjGrp_0383 | 180552, 140182, 140082 | Red Canyon, Mcadoo Energy Center, Whirlwind Energy Center
GenInjGrp_0384 | 180552, 140332, 140182, 140082 | Red Canyon, Fg_Mozar_1_9, Mcadoo Energy Center, Whirlwind Energy Center
GenInjGrp_0385 | 180653 | Camp Springs Energy Center
GenInjGrp_0386 | 180653, 131954, 131953 | Camp Springs Energy Center, Bull Creek Wind
GenInjGrp_0387 | 180653, 180444, 180254, 180253 | Camp Springs Energy Center, Kmccs_1_8, Green Mountain Energy Wind Farm At Brazos
GenInjGrp_0388 | 180653, 180552, 180444, 180254, 180253, 1032 | Camp Springs Energy Center, Red Canyon, Kmccs_1_8, Green Mountain Energy Wind Farm At Brazos, Morgan Creek Ses
GenInjGrp_0389 | 180653, 180552, 180444, 180254, 180253, 131954, 131953 | Camp Springs Energy Center, Red Canyon, Kmccs_1_8, Green Mountain Energy Wind Farm At Brazos, Bull Creek Wind
GenInjGrp_0390 | 180752 | Capricorn Ridge
GenInjGrp_0391 | 180755 | Capricorn Ridge
GenInjGrp_0392 | 180757, 180755, 180752 | Capricorn Ridge
GenInjGrp_0393 | 180759 | Capricorn Ridge 4
GenInjGrp_0394 | 180759, 180757, 180755, 180752 | Capricorn Ridge 4, Capricorn Ridge
GenInjGrp_0395 | 180852 | Ena Snyder Wind
GenInjGrp_0396 | 180852, 180653, 180444, 180254, 180253 | Ena Snyder Wind, Camp Springs Energy Center, Kmccs_1_8, Green Mountain Energy Wind Farm At Brazos
GenInjGrp_0397 | 180852, 180653, 180444, 180254, 180253, 131954, 131953, 59951, 59950 | Ena Snyder Wind, Camp Springs Energy Center, Kmccs_1_8, Green Mountain Energy Wind Farm At Brazos, Bull Creek Wind, Borlynn_345K, Stephens-Bor
GenInjGrp_0398 | 180852, 180653, 180552, 180444, 180254, 180253 | Ena Snyder Wind, Camp Springs Energy Center, Red Canyon, Kmccs_1_8, Green Mountain Energy Wind Farm At Brazos
GenInjGrp_0399 | 180952 | Champion Wind Farm
GenInjGrp_0400 | 180955 | Roscoe Wind Farm
GenInjGrp_0401 | 180958 | Pyron Wind Farm
GenInjGrp_0402 | 180961 | Inadale
GenInjGrp_0403 | 180961, 180958, 180955, 180952 | Inadale, Pyron Wind Farm, Roscoe Wind Farm, Champion Wind Farm
GenInjGrp_0404 | 180961, 180958, 180955, 180952, 150212, 150196, 150195, 150194, 46020, 39950, 13694, 13690, 6100, 1939, 1445, 1436, 967 | Inadale, Pyron Wind Farm, Roscoe Wind Farm, Champion Wind Farm, Long Creek, Wise Cty Plant, Limestone Plant, Tnp One Plant, Oak Grove Ses, Oklaunion, Midlothian Anp (Amer Nat Pwr), Burwick Switch, Parker Switch, Gibbons Creek
GenInjGrp_0405 | 18100, 1010 | Permian Basin 2 Ses, Permian Basin Ses
GenInjGrp_0406 | 181052 | Turkey Track Wind Energy Center
GenInjGrp_0407 | 181052, 180455, 180454 | Turkey Track Wind Energy Center, Buffalo Gap
GenInjGrp_0408 | 181153 | Loraine Windpark Project Llc
GenInjGrp_0409 | 181153, 180163, 180161, 180157, 180154, 180152, 131652, 131352 | Loraine Windpark Project Llc, Sweetwater Wind 4, Sweetwater Wind 3, Sweetwater Wind 2, Sweetwater Wind 1, Elbow Creek, Panther Creek North Substation
GenInjGrp_0410 | 181153, 180455, 180163, 180161, 180157, 180154, 180152, 150313, 150212, 11400 | Loraine Windpark Project Llc, Buffalo Gap, Sweetwater Wind 4, Sweetwater Wind 3, Sweetwater Wind 2, Sweetwater Wind 1, Post Oak Wind, Long Creek, Hackberry Wind Farm
GenInjGrp_0411 | 181153, 180455, 180454, 180161, 180152, 150753, 150313, 150212, 11400, 1445, 1430 | Loraine Windpark Project Llc, Buffalo Gap, Sweetwater Wind 4, Sweetwater Wind 1, Trinity Hills Wind Farm Llc, Post Oak Wind, Long Creek, Hackberry Wind Farm, Burwick Switch, Graham Ses
GenInjGrp_0412 | 181153, 180961, 180958, 180955, 180952, 180163, 180161, 180157, 180152, 150753, 150313, 150212, 150196, 150195, 150194, 46020, 39950, 13694, 13690, 6100, 3380, 1940, 1939, 1936, 1445, 1444, 1436, 1431, 1430, 967, 575 | Loraine Windpark Project Llc, Inadale, Pyron Wind Farm, Roscoe Wind Farm, Champion Wind Farm, Sweetwater Wind 4, Sweetwater Wind 3, Sweetwater Wind 1, Trinity Hills Wind Farm Llc, Post Oak Wind, Long Creek, Wise Cty Plant, Limestone Plant, Tnp One Plant,
GenInjGrp_0413 | 181153, 180961, 180958, 180955, 180952, 180163, 180161, 180157, 180154, 180152, 150313, 150212 | Loraine Windpark Project Llc, Inadale, Pyron Wind Farm, Roscoe Wind Farm, Champion Wind Farm, Sweetwater Wind 4, Sweetwater Wind 3, Sweetwater Wind 2, Sweetwater Wind 1, Post Oak Wind, Long Creek
GenInjGrp_0414 | 181153, 180961, 180958, 180955, 180952, 180163, 180161, 180157, 180154, 180152, 150313, 150212, 11400 | Loraine Windpark Project Llc, Inadale, Pyron Wind Farm, Roscoe Wind Farm, Champion Wind Farm, Sweetwater Wind 4, Sweetwater Wind 3, Sweetwater Wind 2, Sweetwater Wind 1, Post Oak Wind, Long Creek, Hackberry Wind Farm
GenInjGrp_0415 | 181252 | Langford Wind Power Llc
GenInjGrp_0416 | 181252, 6019 | Langford Wind Power Llc, Indian Mesa Nwp
GenInjGrp_0417 | 181352 | Goat Wind
GenInjGrp_0418 | 181352, 180759, 180757, 170242, 170241, 170240, 170239, 170238, 7043 | Goat Wind, Capricorn Ridge 4, Capricorn Ridge, Horse Hollow Generation Tie, Hays Energy
GenInjGrp_0419 | 181352, 180759, 180757, 180755, 180752 | Goat Wind, Capricorn Ridge 4, Capricorn Ridge
GenInjGrp_0420 | 181352, 180759, 180757, 180755, 180752, 1444 | Goat Wind, Capricorn Ridge 4, Capricorn Ridge, Brown Switch
GenInjGrp_0421 | 181352, 181153, 180163, 180161, 180157, 180154, 180152, 131753, 131652, 131352 | Goat Wind, Loraine Windpark Project Llc, Sweetwater Wind 4, Sweetwater Wind 3, Sweetwater Wind 2, Sweetwater Wind 1, Panther Creek 2, Elbow Creek, Panther Creek North Substation
GenInjGrp_0422 | 181352, 181153, 180759, 180757, 180755, 180752, 180163, 180161, 180157, 180154, 180152, 131754, 131753, 131652, 131352, 1032, 1024 | Goat Wind, Loraine Windpark Project Llc, Capricorn Ridge 4, Capricorn Ridge, Sweetwater Wind 4, Sweetwater Wind 3, Sweetwater Wind 2, Sweetwater Wind 1, Panther Creek 2, Elbow Creek, Panther Creek North Substation, Morgan Creek Ses, Falcon Seaboard
GenInjGrp_0423 | 181352, 181153, 180961, 180958, 180955, 180952, 180163, 180161, 180157, 180154, 180152, 150753, 150313, 150212, 150196, 150195, 150194, 120095, 59950, 46020, 39950, 13694, 13690, 6100, 3380, 3199, 1940, 1939, 1936, 1900, 1445, 1444, 1436, 1431, 1430, 967, 575 | Goat Wind, Loraine Windpark Project Llc, Inadale, Pyron Wind Farm, Roscoe Wind Farm, Champion Wind Farm, Sweetwater Wind 4, Sweetwater Wind 3, Sweetwater Wind 2, Sweetwater Wind 1, Trinity Hills Wind Farm Llc, Post Oak Wind, Long Creek, Wise Cty Plant, Fr
GenInjGrp_0424 | 181352, 181153, 180961, 180958, 180955, 180952, 180759, 180163, 180161, 180157, 180154, 180152, 150753, 150313, 150212, 150196, 150195, 150194, 120095, 59951, 59950, 46020, 39950, 13694, 13690, 11400, 6100, 3380, 3199, 1940, 1939, 1936, 1900, 1891, 1445, 1444, 1436, 1431, 1430, 967, 575 | Goat Wind, Loraine Windpark Project Llc, Inadale, Pyron Wind Farm, Roscoe Wind Farm, Champion Wind Farm, Capricorn Ridge 4, Sweetwater Wind 4, Sweetwater Wind 3, Sweetwater Wind 2, Sweetwater Wind 1, Trinity Hills Wind Farm Llc, Post Oak Wind, Long Creek,
GenInjGrp_0425 | 181352, 181153, 180961, 180958, 180955, 180952, 180759, 180757, 180755, 180752, 180163, 180161, 180157, 180154, 180152 | Goat Wind, Loraine Windpark Project Llc, Inadale, Pyron Wind Farm, Roscoe Wind Farm, Champion Wind Farm, Capricorn Ridge 4, Capricorn Ridge, Sweetwater Wind 4, Sweetwater Wind 3, Sweetwater Wind 2, Sweetwater Wind 1
GenInjGrp_0426 | 181352, 181153, 180961, 180958, 180955, 180952, 180759, 180757, 180755, 180752, 180163, 180161, 180157, 180154, 180152, 131754, 131753, 131652, 131352, 1032, 1024 | Goat Wind, Loraine Windpark Project Llc, Inadale, Pyron Wind Farm, Roscoe Wind Farm, Champion Wind Farm, Capricorn Ridge 4, Capricorn Ridge, Sweetwater Wind 4, Sweetwater Wind 3, Sweetwater Wind 2, Sweetwater Wind 1, Panther Creek 2, Elbow Creek, Panther
GenInjGrp_0427 | 181352, 181153, 180961, 180958, 180955, 180952, 180759, 180757, 180755, 180752, 180163, 180161, 180157, 180154, 180152, 131754, 131753, 131652, 131352, 131247, 130328, 130327, 59951, 59950, 1032, 1024 | Goat Wind, Loraine Windpark Project Llc, Inadale, Pyron Wind Farm, Roscoe Wind Farm, Champion Wind Farm, Capricorn Ridge 4, Capricorn Ridge, Sweetwater Wind 4, Sweetwater Wind 3, Sweetwater Wind 2, Sweetwater Wind 1, Panther Creek 2, Elbow Creek, Panther
GenInjGrp_0428 | 181452 | Fg_Anacacho
GenInjGrp_0429 | 181452, 5893 | Fg_Anacacho, Pearsall Switching Station
GenInjGrp_0430 | 181452, 58959 | Fg_Anacacho, Prsalgsu
GenInjGrp_0431 | 181452, 58959, 5893 | Fg_Anacacho, Prsalgsu, Pearsall Switching Station
GenInjGrp_0432 | 181452, 8258 | Fg_Anacacho, Amistad Hydro
GenInjGrp_0433 | 181452, 8270, 8263, 8258 | Fg_Anacacho, Eagle Pass City, Eagle Pass Hydro, Amistad Hydro
GenInjGrp_0434 | 1868 | Wolf Hollow Gen
GenInjGrp_0435 | 1891 | Decordova Ses
GenInjGrp_0436 | 1900, 1444 | Comanche Peak Ses, Brown Switch
GenInjGrp_0437 | 1900, 1891 | Comanche Peak Ses, Decordova Ses
GenInjGrp_0438 | 1939 | Midlothian Anp (Amer Nat Pwr)
GenInjGrp_0439 | 1939, 1900 | Midlothian Anp (Amer Nat Pwr), Comanche Peak Ses
GenInjGrp_0440 | 1940, 1936 | Midlothian Anp (Amer Nat Pwr)
GenInjGrp_0441 | 1940, 1939, 1936 | Midlothian Anp (Amer Nat Pwr)
GenInjGrp_0442 | 1951, 1950 | Handley Ses
GenInjGrp_0443 | 2403 | Lake Hubbard Ses
GenInjGrp_0444 | 242 | Whittney Dam
GenInjGrp_0445 | 246 | Bosque Switch
GenInjGrp_0446 | 252 | Bosque Switch
GenInjGrp_0447 | 252, 246 | Bosque Switch
GenInjGrp_0448 | 252, 246, 242 | Bosque Switch, Whittney Dam
GenInjGrp_0449 | 3100 | Martin Lake Ses
GenInjGrp_0450 | 3122, 3110 | Stryker Creek Ses
GenInjGrp_0451 | 3125 | Trinidad Ses
GenInjGrp_0452 | 3186 | Freestone Energy Center
GenInjGrp_0453 | 3199 | Freestone Energy Center
GenInjGrp_0454 | 3268 | Lufkin Bio Mass
GenInjGrp_0455 | 32799 | Btu_Texas_Am
GenInjGrp_0456 | 32864 | Btu_Atkins
GenInjGrp_0457 | 32864, 32799 | Btu_Atkins, Btu_Texas_Am
GenInjGrp_0458 | 32875 | Btu_Dansby
GenInjGrp_0459 | 32875, 32864 | Btu_Dansby, Btu_Atkins
GenInjGrp_0460 | 32875, 32864, 32799 | Btu_Dansby, Btu_Atkins, Btu_Texas_Am
GenInjGrp_0461 | 331 | Rw Miller
GenInjGrp_0462 | 3380, 1939 | Big Brown Ses, Midlothian Anp (Amer Nat Pwr)
GenInjGrp_0463 | 3380, 3199 | Big Brown Ses, Freestone Energy Center
GenInjGrp_0464 | 3380, 3199, 3186 | Big Brown Ses, Freestone Energy Center
GenInjGrp_0465 | 3397 | Sandy Creek Energy Station
GenInjGrp_0466 | 3397, 1940, 1936 | Sandy Creek Energy Station, Midlothian Anp (Amer Nat Pwr)
GenInjGrp_0467 | 3397, 3380, 3199, 3186 | Sandy Creek Energy Station, Big Brown Ses, Freestone Energy Center
GenInjGrp_0468 | 3414 | Temple Switch
GenInjGrp_0469 | 3414, 3397 | Temple Switch, Sandy Creek Energy Station
GenInjGrp_0470 | 3414, 3397, 1939 | Temple Switch, Sandy Creek Energy Station, Midlothian Anp (Amer Nat Pwr)
GenInjGrp_0471 | 3414, 3397, 246 | Temple Switch, Sandy Creek Energy Station, Bosque Switch
GenInjGrp_0472 | 370 | Tenaska Tmpp
GenInjGrp_0473 | 39180 | S_Lcogen
GenInjGrp_0474 | 39950 | Tnp One Plant
GenInjGrp_0475 | 39950, 13694, 13690 | Tnp One Plant, Oak Grove Ses
GenInjGrp_0476 | 39950, 13694, 13690, 967 | Tnp One Plant, Oak Grove Ses, Gibbons Creek
GenInjGrp_0477 | 39950, 3414 | Tnp One Plant, Temple Switch
GenInjGrp_0478 | 40010 | Cedar Bayou Plant
GenInjGrp_0479 | 40015 | Cedar Bayou Plant
GenInjGrp_0480 | 40110 | Applied Energy
GenInjGrp_0481 | 40111 | Applied Energy
GenInjGrp_0482 | 40200 | Bimont
GenInjGrp_0483 | 40480 | Diamond Shamrock Battleground
GenInjGrp_0484 | 40710 | Greens Bayou
GenInjGrp_0485 | 40715 | Greens Bayou
GenInjGrp_0486 | 40715, 40111, 40110 | Greens Bayou, Applied Energy
GenInjGrp_0487 | 40900 | King
GenInjGrp_0488 | 40990 | Lychem Arco Chemical
GenInjGrp_0489 | 41300, 40990 | Power Systems-Arco Cogen, Lychem Arco Chemical
GenInjGrp_0490 | 41300, 40990, 40710 | Power Systems-Arco Cogen, Lychem Arco Chemical, Greens Bayou
GenInjGrp_0491 | 41400 | Sr Bertron
GenInjGrp_0492 | 41405, 40480 | Sr Bertron, Diamond Shamrock Battleground
GenInjGrp_0493 | 41405, 41400, 40480 | Sr Bertron, Diamond Shamrock Battleground
GenInjGrp_0494 | 41410, 41400 | Sr Bertron
GenInjGrp_0495 | 41415 | Sr Bertron
GenInjGrp_0496 | 41415, 41410 | Sr Bertron
GenInjGrp_0497 | 41415, 41410, 41400 | Sr Bertron
GenInjGrp_0498 | 41561 | Txpet___69X
GenInjGrp_0499 | 41561, 41415, 41410 | Txpet___69X, Sr Bertron
GenInjGrp_0500 | 41700 | Warvue
GenInjGrp_0501 | 41700, 40015 | Warvue, Cedar Bayou Plant
GenInjGrp_0502 | 42150 | Basf
GenInjGrp_0503 | 42230 | Capitol Cogen
GenInjGrp_0504 | 42230, 42180, 42160 | Capitol Cogen, Bigbay, Bayou Cogen
GenInjGrp_0505 | 43340 | Texas Gulf Sulphur
GenInjGrp_0506 | 44000 | Wa Parish
GenInjGrp_0507 | 44000, 7055, 5915 | Wa Parish, Fayette Plant 2, South Texas Project
GenInjGrp_0508 | 44000, 7056, 7055, 7041 | Wa Parish, Fayette Plant 1, Fayette Plant 2, Lost Pines Lcra
GenInjGrp_0509 | 44010 | Wa Parish
GenInjGrp_0510 | 45500 | Th Wharton
GenInjGrp_0511 | 45500, 40900 | Th Wharton, King
GenInjGrp_0512 | 45500, 44000 | Th Wharton, Wa Parish
GenInjGrp_0513 | 45510 | Th Wharton
GenInjGrp_0514 | 45510, 40900 | Th Wharton, King
GenInjGrp_0515 | 45515 | Th Wharton
GenInjGrp_0516 | 45515, 40715 | Th Wharton, Greens Bayou
GenInjGrp_0517 | 45515, 45500 | Th Wharton
GenInjGrp_0518 | 45530 | Th Wharton
GenInjGrp_0519 | 45530, 45510 | Th Wharton
GenInjGrp_0520 | 45530, 45510, 40900 | Th Wharton, King
GenInjGrp_0521 | 45530, 45510, 45500 | Th Wharton
GenInjGrp_0522 | 46020 | Limestone Plant
GenInjGrp_0523 | 46020, 13694, 13690 | Limestone Plant, Oak Grove Ses
GenInjGrp_0524 | 46020, 13694, 13690, 3397, 967 | Limestone Plant, Oak Grove Ses, Sandy Creek Energy Station, Gibbons Creek
GenInjGrp_0525 | 46020, 3397 | Limestone Plant, Sandy Creek Energy Station
GenInjGrp_0526 | 47430 | Teco
GenInjGrp_0527 | 502 | North Texas
GenInjGrp_0528 | 5025 | Braunig
GenInjGrp_0529 | 5030 | Braunig
GenInjGrp_0530 | 5110 | Calaveras
GenInjGrp_0531 | 5110, 5025 | Calaveras, Braunig
GenInjGrp_0532 | 5260 | Leon Creek
GenInjGrp_0533 | 5260, 5025 | Leon Creek, Braunig
GenInjGrp_0534 | 5395 | Calaveras
GenInjGrp_0535 | 5395, 5030 | Calaveras, Braunig
GenInjGrp_0536 | 5395, 5260, 5030 | Calaveras, Leon Creek, Braunig
GenInjGrp_0537 | 5475 | Braunig
GenInjGrp_0538 | 5475, 5400 | Braunig, Calaveras
GenInjGrp_0539 | 5500 | Sam Rayburn Switching Station
GenInjGrp_0540 | 5513 | Sam Rayburn Switching Station
GenInjGrp_0541 | 5513, 5500 | Sam Rayburn Switching Station
GenInjGrp_0542 | 575 | Jack County 345
GenInjGrp_0543 | 579 | Jack County
GenInjGrp_0544 | 579, 575 | Jack County, Jack County 345
GenInjGrp_0545 | 5893 | Pearsall Switching Station
GenInjGrp_0546 | 58959 | Prsalgsu
GenInjGrp_0547 | 58959, 5893 | Prsalgsu, Pearsall Switching Station
GenInjGrp_0548 | 5901 | San Miguel 345_138 Kv Switchyards
GenInjGrp_0549 | 5915 | South Texas Project
GenInjGrp_0550 | 5930 | Power Plant Substation
GenInjGrp_0551 | 59300, 5930 | Power Plant Substation
GenInjGrp_0552 | 59951 | Borlynn_345K
GenInjGrp_0553 | 59951, 59950 | Borlynn_345K, Stephens-Bor
GenInjGrp_0554 | 6006 | Brady North
GenInjGrp_0555 | 6019 | Indian Mesa Nwp
GenInjGrp_0556 | 6021 | Indian Mesa Enron / Desert Sky
GenInjGrp_0557 | 6035 | Yucca2A
GenInjGrp_0558 | 6100 | Oklaunion
GenInjGrp_0559 | 6675 | Gonzales
GenInjGrp_0560 | 6949 | Denison Dam
GenInjGrp_0561 | 6949, 1758, 1691 | Denison Dam, Payne Switch, Valley Ses
GenInjGrp_0562 | 7041 | Lost Pines Lcra
GenInjGrp_0563 | 7043 | Hays Energy
GenInjGrp_0564 | 7049 | Bastrop Energy Center
GenInjGrp_0565 | 7056 | Fayette Plant 1
GenInjGrp_0566 | 7056, 7055 | Fayette Plant 1, Fayette Plant 2
GenInjGrp_0567 | 7056, 7055, 7041 | Fayette Plant 1, Fayette Plant 2, Lost Pines Lcra
GenInjGrp_0568 | 7056, 7055, 7049 | Fayette Plant 1, Fayette Plant 2, Bastrop Energy Center
GenInjGrp_0569 | 7087 | Coronado
GenInjGrp_0570 | 7094 | Inks Dam
GenInjGrp_0571 | 7094, 7087 | Inks Dam, Coronado
GenInjGrp_0572 | 7104 | Wirtz
GenInjGrp_0573 | 7126, 7104 | Ferguson, Wirtz
GenInjGrp_0574 | 7126, 7104, 7087 | Ferguson, Wirtz, Coronado
GenInjGrp_0575 | 7304 | Wipopa
GenInjGrp_0576 | 7309 | Wipopa
GenInjGrp_0577 | 7309, 7304 | Wipopa
GenInjGrp_0578 | 7310 | Sim Gideon
GenInjGrp_0579 | 7310, 7309, 7304 | Sim Gideon, Wipopa
GenInjGrp_0580 | 7337 | Rreaustinsol
GenInjGrp_0581 | 7337, 7310 | Rreaustinsol, Sim Gideon
GenInjGrp_0582 | 7339 | Austin Plant
GenInjGrp_0583 | 7348 | Marble Falls
GenInjGrp_0584 | 7348, 7126 | Marble Falls, Ferguson
GenInjGrp_0585 | 7348, 7126, 7104 | Marble Falls, Ferguson, Wirtz
GenInjGrp_0586 | 7348, 7126, 7104, 7087 | Marble Falls, Ferguson, Wirtz, Coronado
GenInjGrp_0587 | 7348, 7126, 7104, 7094 | Marble Falls, Ferguson, Wirtz, Inks Dam
GenInjGrp_0588 | 7348, 7126, 7104, 7094, 7087 | Marble Falls, Ferguson, Wirtz, Inks Dam, Coronado
GenInjGrp_0589 | 7354 | Marshall Ford
GenInjGrp_0590 | 7356 | Marshall Ford
GenInjGrp_0591 | 7356, 7354 | Marshall Ford
GenInjGrp_0592 | 7387 | Kunitz
GenInjGrp_0593 | 7487 | Canyon Dam Hydro
GenInjGrp_0594 | 7487, 7043 | Canyon Dam Hydro, Hays Energy
GenInjGrp_0595 | 80021 | Laredo4B
GenInjGrp_0596 | 80135, 8149 | North Carbide
GenInjGrp_0597 | 80155 | Military Highway Aep
GenInjGrp_0598 | 80155, 59300 | Military Highway Aep, Power Plant Substation
GenInjGrp_0599 | 80155, 59300, 5930 | Military Highway Aep, Power Plant Substation
GenInjGrp_0600 | 80399 | 80399
GenInjGrp_0601 | 816 | Olinger
GenInjGrp_0602 | 8172 | Victoria
GenInjGrp_0603 | 8172, 5513 | Victoria, Sam Rayburn Switching Station
GenInjGrp_0604 | 818, 816 | Olinger
GenInjGrp_0605 | 8198 | Beeville
GenInjGrp_0606 | 8258 | Amistad Hydro
GenInjGrp_0607 | 8263 | Eagle Pass Hydro
GenInjGrp_0608 | 8270 | Eagle Pass City
GenInjGrp_0609 | 8270, 8263 | Eagle Pass City, Eagle Pass Hydro
GenInjGrp_0610 | 8270, 8263, 8258 | Eagle Pass City, Eagle Pass Hydro, Amistad Hydro
GenInjGrp_0611 | 8299 | Zapata
GenInjGrp_0612 | 8395 | Falcon Hydro
GenInjGrp_0613 | 8395, 8299 | Falcon Hydro, Zapata
GenInjGrp_0614 | 8469 | Koch Up River
GenInjGrp_0615 | 8477 | Valero
GenInjGrp_0616 | 8477, 8469 | Valero, Koch Up River
GenInjGrp_0617 | 8508 | Falfurrias
GenInjGrp_0618 | 8832 | Reynolds Sherwin
GenInjGrp_0619 | 88478 | Oxychem Cc Cogen
GenInjGrp_0620 | 8925, 8832 | Gregory Power, Reynolds Sherwin
GenInjGrp_0621 | 8963 | Duke / Hec
GenInjGrp_0622 | 8968 | Ingleside Cogen Switch
GenInjGrp_0623 | 8968, 8925, 8832 | Ingleside Cogen Switch, Gregory Power, Reynolds Sherwin
GenInjGrp_0624 | 9118 | Pedernales
GenInjGrp_0625 | 9118, 7339 | Pedernales, Austin Plant
GenInjGrp_0626 | 9187 | Decker Power Plant
GenInjGrp_0627 | 9187, 9118 | Decker Power Plant, Pedernales
GenInjGrp_0628 | 9188 | Decker Power Plant
GenInjGrp_0629 | 9188, 7056, 7055, 7041 | Decker Power Plant, Fayette Plant 1, Fayette Plant 2, Lost Pines Lcra
GenInjGrp_0630 | 9188, 7337 | Decker Power Plant, Rreaustinsol
GenInjGrp_0631 | 920 | Spencer Switch
GenInjGrp_0632 | 9216 | Sand Hill Energy Ctr
GenInjGrp_0633 | 9216, 9187, 9118 | Sand Hill Energy Ctr, Decker Power Plant, Pedernales
GenInjGrp_0634 | 9216, 9187, 9118, 7339 | Sand Hill Energy Ctr, Decker Power Plant, Pedernales, Austin Plant
GenInjGrp_0635 | 9216, 9187, 9118, 7339, 7049 | Sand Hill Energy Ctr, Decker Power Plant, Pedernales, Austin Plant, Bastrop Energy Center
GenInjGrp_0636 | 9287 | Webber Solar
GenInjGrp_0637 | 9287, 7056, 7055, 7049, 7041 | Webber Solar, Fayette Plant 1, Fayette Plant 2, Bastrop Energy Center, Lost Pines Lcra
GenInjGrp_0638 | 9287, 7310, 7309, 7304 | Webber Solar, Sim Gideon, Wipopa
GenInjGrp_0639 | 9287, 9188 | Webber Solar, Decker Power Plant
GenInjGrp_0640 | 9287, 9188, 7041 | Webber Solar, Decker Power Plant, Lost Pines Lcra
GenInjGrp_0641 | 9287, 9188, 7310 | Webber Solar, Decker Power Plant, Sim Gideon
GenInjGrp_0642 | 9287, 9216, 9188, 9187, 9118, 7356, 7339, 7049 | Webber Solar, Sand Hill Energy Ctr, Decker Power Plant, Pedernales, Marshall Ford, Austin Plant, Bastrop Energy Center
GenInjGrp_0643 | 936 | Diesel
GenInjGrp_0644 | 937 | Steam
GenInjGrp_0645 | 937, 818 | Steam, Olinger
GenInjGrp_0646 | 937, 936 | Steam, Diesel
GenInjGrp_0647 | 937, 936, 818, 816 | Steam, Diesel, Olinger
GenInjGrp_0648 | 967 | Gibbons Creek