## TitlePage
Report on the Capacity, Demand, and Reserves in the ERCOT Region May 2014

## Contents
Contents
Tab | Notes
Disclaimer | Please read.
Definitions | List of definitions
Changes from 2013 CDR (May 2013) | List of changes from the 2013 CDR (May 2013)
Executive Summary | Synopsis of considerations for this report
SummerSummary | Shows load forecast, generation resources, and reserve margin for Summer 2014 through Summer 2023
SummerCapacities | Lists units and their capabilities used in determining the generation resources in the Summer Summary
WinterSummary | Shows load forecast, generation resources, and reserve margin for Winter 2014 through Winter 2023
WinterCapacities | Lists units and their capabilities used in determining the generation resources in the Winter Summary
SummerFuelTypes | Lists generation fuel types by MW and by percentage for Summer 2014 through Summer 2023
WinterFuelTypes | Lists generation fuel types by MW and by percentage for Winter 2014 through Winter 2023

## Disclaimer
Disclaimer
CDR WORKING PAPER
FOR PLANNING PURPOSES ONLY
This ERCOT Working Paper has been prepared for specific ERCOT and market participant purposes and has been developed from data provided by ERCOT market participants. The data may contain errors or become obsolete and thereby affect the conclusions and opinions of the Working Paper. ERCOT MAKES NO WARRANTY, EXPRESS OR IMPLIED, INCLUDING ANY WARRANTY OF MERCHANTABILITY OR FITNESS FOR ANY PARTICULAR PURPOSE, AND DISCLAIMS ANY AND ALL LIABILITY WITH RESPECT TO THE ACCURACY OF SAME OR THE FITNESS OR APPROPRIATENESS OF SAME FOR ANY PARTICULAR USE. THIS ERCOT WORKING PAPER IS SUPPLIED WITH ALL FAULTS. The specific suitability for any use of the Working Paper and its accuracy should be confirmed by each ERCOT market participant that contributed data for this Working Paper.
This Working Paper is based on data submitted by ERCOT market participants and their resource asset registration and on data in the EIA-411. As such, this data is updated on an ongoing basis, which means that this report can be rendered obsolete without notice.

## Definitions
Definitions
Mothballed Unit
A generation resource for which a generation entity has submitted a Notification of Suspension of Operations, for which ERCOT has declined to execute an RMR agreement, and for which the generation entity has not announced retirement of the generation resource. A seasonal mothballed unit is one in which the generation entity requests a seasonal operation period that must include the summer Peak Load Season, June 1 through September 30.
Mothballed Capacity
Capacity that is designated as mothballed by a generating unit's owner as described above, and which is not available for operations during the summer Peak Load Season (June, July, August and September) or winter Peak Load Season (December, January and February).
Available Mothballed Generation
Mothballed capacity with a return-to-service probability of 50% or greater for a given season of the year, as provided by its owner, constitutes available mothballed generation. Return probabilities are considered protected information under the ERCOT Protocols and therefore are not included in this report.
Effective Load-Carrying Capability (ELCC) of Wind Generation
The value is 8.7% of the nameplate capacity listed in the SummerCapacities and WinterCapacities tables, both installed capacity and planned capacity.
Forecast Zone
Forecast Zones have the same boundaries as the 2003 ERCOT Congestion Management Zones. Each Resource is mapped to a Forecast Zone during the registration process.
LRs (Load Resources)
Load capable of reducing or increasing the need for electrical energy or providing Ancillary Services to the ERCOT System, as described in the ERCOT Protocols, Section 6, Ancillary Services. These Resources may provide the following Ancillary Services: Responsive Reserve Service, Non-Spinning Reserve Service, Replacement Reserve Service, and Regulation Service. The Resources must be registered and qualified by ERCOT and will be scheduled by a Qualified Scheduling Entity (QSE).
Net Dependable Capability
Maximum sustainable capability of a generation resource as demonstrated by performance testing. Certain resource capacities cited in this report, such as for hydro and DC Tie imports, use the capability measure referred to as the High Sustained Limit (HSL). The HSL is continuously updated in Real-Time and reported to ERCOT in Current Operation Plans by QSEs.
Non-Synchronous Tie
Any non-synchronous transmission interconnection between ERCOT and non-ERCOT electric power systems.
Other Potential Resources
Capacity resources that include one of the following:
• Remaining "mothballed" capacity not included as resources in the reserve margin calculation
• Remaining DC tie capacity not included as resources in the reserve margin calculation, and
• New generating units that have initiated full transmission interconnection studies through the ERCOT generation interconnection process (Note that new wind units would be included based on the appropriate discounted capacity value applied to existing wind generating units.)
Planned Units in Full Interconnection Study Phase
To connect new generation to the ERCOT grid, a generation developer must go through a set procedure. The first step is a high-level screening study to determine the effects of adding the new generation on the transmission system. The second step is the full interconnection study. These are detailed studies done by the transmission owners to determine the effects of the addition of new generation on the transmission system.
Private Networks
An electric network connected to the ERCOT transmission grid that contains load that is not directly metered by ERCOT (i.e., load that is typically netted with internal generation).
Reliability Must-Run (RMR) Unit
A generation resource unit operated under the terms of an agreement with ERCOT that would not otherwise be operated except that they are necessary to provide voltage support, stability or management of localized transmission constraints under first contingency criteria.
Signed IA (Interconnection Agreement)
An agreement that sets forth requirements for physical connection between an eligible transmission service customer and a transmission or distribution service provider.
Switchable Unit
A generation resource that can be connected to either the ERCOT transmission grid or a grid outside the ERCOT Region.

## Changes
Changes from 2014 CDR (Feb 2014)
1 | Peak Demand based on the February 2014 load forecast (remains unchanged).
2 | Pondera King Power Project (10INR0022) has been removed from Planned Resources pending acquisition of adequate water rights to operate the plant, per ERCOT Protocol Section 3.2.6.2.2.
3 | FGE Texas I CCGT project (703 MW summer rating) has been added to Planned Resources per ERCOT Protocol.
4 | No projects have been moved from Planned status to Operational status.
5 | NRG's S.R. Bertron units (727 MW summer rating) changed to mothballed status.
6 | The following projects have finalized the necessary agreements and permits to be added to the CDR:
| Project Name | GINR | Unit_Code | County | Fuel | In-Service Yr | Capacity MW
| WAKE WIND ENERGY | 14INR0047 | n/a | FLOYD | WIND | 2015 | 299
| FGE TEXAS I | 16INR0010 |  | MITCHELL | GAS | 2016 | 703

## Executive_Summary
Executive Summary
The methodology for developing this report is defined in Section 3 of the ERCOT Protocols (see: http://www.ercot.com/content/mktrules/nprotocols/current/03-030114_Nodal.doc). ERCOT has developed this report using data provided by resource owners and by transmission service providers. Although ERCOT works to ensure that the data provided are as accurate and current as possible, we cannot independently verify all of the information provided to us. Information available to ERCOT as of April 22, 2014, is included in this report. Currently available information indicates that the planning reserve margin in the ERCOT region will be approximately 14 percent for the 2015 and 2016 summer seasons, and then decrease to 13.8 percent for the 2017 summer season. Subsequent to the last CDR report released on February 28, 2014, NRG announced that its five S.R. Bertron units, with a combined summer rating of 727 megawatts (MW), will not return from mothball status. New capacity added since the February CDR report includes the FGE Texas 1 natural gas combined-cycle plant with a summer rating of 703 MW. This facility is projected to be available for the 2017 summer season. Effective January 2014, ERCOT instituted a declaration form for Interconnecting Entities to demonstrate that they have secured adequate water supplies to operate the proposed Resource by contract or permit. ERCOT Protocols Section 5.2.6.2.2 also now requires that future generating capacity requiring water for cooling must certify that sufficient water rights have been obtained in order to be included in the CDR report. These requirements were implemented for the first time for this CDR report. As a result, the Pondera King gas-fired combined-cycle project (1,469 MW summer rating), with an estimated commercial operations date of July 1, 2017, has been excluded from the CDR because the developer is still in the process of acquiring a water supply contract. The developer expects to obtain an interim supply agreement in the coming months. Capacity for all wind generation resources continues to be included in the report at 8.7 percent of the total nameplate capacity. As noted in the last CDR report, ERCOT stakeholder committees are considering alternative methods of estimating the capacity availability of wind, such as using historical operational availability. On April 29, 2014, the U.S. Supreme Court affirmed the U.S. EPA's authority to promulgate the Cross-State Air Pollution Rule (CSAPR), which was originally issued in 2011. ERCOT is analyzing the implications of the Supreme Court's decision, and will work closely with ERCOT region generators to assess the impact of CSAPR implementation on future CDR reports.

## SummerSummary
2015 Report on the Capacity, Demand, and Reserves in the ERCOT Region
Summer Summary
Load Forecast: |  | 2015 | 2016 | 2017 | 2018 | 2019 | 2020 | 2021 | 2022 | 2023 | 2024
| Total Summer Peak Demand, MW | 69057 | 70014 | 70871 | 71806 | 72859 | 73784 | 74710 | 75631 | 76550 | 77471
| less LRs Serving as Responsive Reserve, MW | 1230.6203 | 1230.6203 | 1230.6203 | 1230.6203 | 1230.6203 | 1230.6203 | 1230.6203 | 1230.6203 | 1230.6203 | 1230.6203
| less LRs Serving as Non-Spinning Reserve, MW | 0 | 0 | 0 | 0 | 0 | 0 | 0 | 0 | 0 | 0
| less Emergency Response Service (10- and 30-min ramp products) | 432.196 | 432.196 | 432.196 | 432.196 | 432.196 | 432.196 | 432.196 | 432.196 | 432.196 | 432.196
| less TDSP Standard Offer Load Management Programs | 254.8243 | 254.8243 | 254.8243 | 254.8243 | 254.8243 | 254.8243 | 254.8243 | 254.8243 | 254.8243 | 254.8243
| Firm Load Forecast, MW | 67139.3593 | 68096.3593 | 68953.3593 | 69888.3593 | 70941.3593 | 71866.3593 | 72792.3593 | 73713.3593 | 74632.3593 | 75553.3593
Resources: |  | 2015 | 2016 | 2017 | 2018 | 2019 | 2020 | 2021 | 2022 | 2023 | 2024
| Installed Capacity, MW | 63084.6 | 63084.6 | 63084.6 | 63084.6 | 62244.6 | 62244.6 | 62244.6 | 62244.6 | 62244.6 | 62244.6
| Capacity from Private Networks, MW | 4655 | 4655 | 4655 | 4655 | 4655 | 4655 | 4655 | 4655 | 4655 | 4655
| Effective Load-Carrying Capability (ELCC) of Non-Coastal Wind (8.7%), MW | 815.7294 | 815.7294 | 815.7294 | 815.7294 | 815.7294 | 815.7294 | 815.7294 | 815.7294 | 815.7294 | 815.7294
| Effective Load-Carrying Capability (ELCC) of Coastal Wind (8.7%), MW | 146.4297 | 146.4297 | 146.4297 | 146.4297 | 146.4297 | 146.4297 | 146.4297 | 146.4297 | 146.4297 | 146.4297
| RMR Capacity to be under Contract, MW | 0 | 0 | 0 | 0 | 0 | 0 | 0 | 0 | 0 | 0
| Operational Generation, MW | 68701.7591 | 68701.7591 | 68701.7591 | 68701.7591 | 67861.7591 | 67861.7591 | 67861.7591 | 67861.7591 | 67861.7591 | 67861.7591
| Capacity Contribution of Non-Synchronous Ties (top 20 hrs), MW | 643.3 | 643.3 | 643.3 | 643.3 | 643.3 | 643.3 | 643.3 | 643.3 | 643.3 | 643.3
| Switchable Capacity, MW | 2972 | 2972 | 2972 | 2972 | 2972 | 2972 | 2972 | 2972 | 2972 | 2972
| Available Mothballed Capacity, MW | 1933 | 1933 | 1933 | 1933 | 1933 | 1933 | 1933 | 1933 | 1933 | 1933
| Planned Resources (not wind) with Signed IA, Air Permits, and Adequate Water Rights, MW | 2311.8 | 3075.8 | 3778.8 | 3778.8 | 4018.8 | 4018.8 | 4018.8 | 4018.8 | 4018.8 | 4018.8
| ELCC of Planned Non-Coastal Wind with Signed IA (8.7%), MW | 457.3851 | 586.3191 | 687.9351 | 687.9351 | 687.9351 | 687.9351 | 687.9351 | 687.9351 | 687.9351 | 687.9351
| ELCC of Planned Coastal Wind with Signed IA (8.7%), MW | 31.929 | 61.422 | 61.422 | 61.422 | 61.422 | 61.422 | 61.422 | 61.422 | 61.422 | 61.422
| Total Resources, MW | 77051.1732 | 77973.6002 | 78778.2162 | 78778.2162 | 78178.2162 | 78178.2162 | 78178.2162 | 78178.2162 | 78178.2162 | 78178.2162
| less Switchable Capacity Unavailable to ERCOT, MW | -300 | -300 | -300 | -300 | -300 | -300 | 0 | 0 | 0 | 0
| less Retiring Capacity, MW | 0 | 0 | 0 | 0 | 0 | 0 | 0 | 0 | 0 | 0
| Resources, MW | 76751.1732 | 77673.6002 | 78478.2162 | 78478.2162 | 77878.2162 | 77878.2162 | 78178.2162 | 78178.2162 | 78178.2162 | 78178.2162
| Reserve Margin | 14.32% | 14.06% | 13.81% | 12.29% | 9.778% | 8.365% | 7.399% | 6.057% | 4.751% | 3.474%
(Resources - Firm Load Forecast)/Firm Load Forecast
2015 Report on the Capacity, Demand, and Reserves in the ERCOT Region
Summer Summary
|  | 76371.0212 | 77459.6087 | 78434.4462 | 79498.0087 | 80695.7962 | 81747.9837 | 82801.3087 | 83848.9462 | 84894.3087 | 85941.9462

## SUMMER Capacities
Unit Capacities - SUMMER
UNIT NAME | INR | UNIT CODE | COUNTY | FUEL | ZONE | IN SERVICE | 2015 | 2016 | 2017 | 2018 | 2019 | 2020 | 2021 | 2022 | 2023 | 2024
Operational Resources
COMANCHE PEAK 1 |  | CPSES_UNIT1 | SOMERVELL | NUCLEAR | NORTH | 1990 | 1205 | 1205 | 1205 | 1205 | 1205 | 1205 | 1205 | 1205 | 1205 | 1205
COMANCHE PEAK 2 |  | CPSES_UNIT2 | SOMERVELL | NUCLEAR | NORTH | 1993 | 1195 | 1195 | 1195 | 1195 | 1195 | 1195 | 1195 | 1195 | 1195 | 1195
SOUTH TEXAS 1 |  | STP_STP_G1 | MATAGORDA | NUCLEAR | SOUTH | 1988 | 1286 | 1286 | 1286 | 1286 | 1286 | 1286 | 1286 | 1286 | 1286 | 1286
SOUTH TEXAS 2 |  | STP_STP_G2 | MATAGORDA | NUCLEAR | SOUTH | 1989 | 1295 | 1295 | 1295 | 1295 | 1295 | 1295 | 1295 | 1295 | 1295 | 1295
BIG BROWN 1 |  | BBSES_UNIT1 | FREESTONE | COAL | NORTH | 1971 | 600 | 600 | 600 | 600 | 600 | 600 | 600 | 600 | 600 | 600
BIG BROWN 2 |  | BBSES_UNIT2 | FREESTONE | COAL | NORTH | 1972 | 595 | 595 | 595 | 595 | 595 | 595 | 595 | 595 | 595 | 595
COLETO CREEK |  | COLETO_COLETOG1 | GOLIAD | COAL | SOUTH | 1980 | 660 | 660 | 660 | 660 | 660 | 660 | 660 | 660 | 660 | 660
FAYETTE POWER PROJECT 1 |  | FPPYD1_FPP_G1 | FAYETTE | COAL | SOUTH | 1979 | 604 | 604 | 604 | 604 | 604 | 604 | 604 | 604 | 604 | 604
FAYETTE POWER PROJECT 2 |  | FPPYD1_FPP_G2 | FAYETTE | COAL | SOUTH | 1980 | 599 | 599 | 599 | 599 | 599 | 599 | 599 | 599 | 599 | 599
FAYETTE POWER PROJECT 3 |  | FPPYD2_FPP_G3 | FAYETTE | COAL | SOUTH | 1988 | 437 | 437 | 437 | 437 | 437 | 437 | 437 | 437 | 437 | 437
GIBBONS CREEK 1 |  | GIBCRK_GIB_CRG1 | GRIMES | COAL | NORTH | 1983 | 470 | 470 | 470 | 470 | 470 | 470 | 470 | 470 | 470 | 470
J K SPRUCE 1 |  | CALAVERS_JKS1 | BEXAR | COAL | SOUTH | 1992 | 555 | 555 | 555 | 555 | 555 | 555 | 555 | 555 | 555 | 555
J K SPRUCE 2 |  | CALAVERS_JKS2 | BEXAR | COAL | SOUTH | 2010 | 775 | 775 | 775 | 775 | 775 | 775 | 775 | 775 | 775 | 775
J T DEELY 1 |  | CALAVERS_JTD1 | BEXAR | COAL | SOUTH | 1977 | 2015: 420; 2016: 420; 2017: 420; 2018: 420
J T DEELY 2 |  | CALAVERS_JTD2 | BEXAR | COAL | SOUTH | 1978 | 2015: 420; 2016: 420; 2017: 420; 2018: 420
LIMESTONE 1 |  | LEG_LEG_G1 | LIMESTONE | COAL | NORTH | 1985 | 831 | 831 | 831 | 831 | 831 | 831 | 831 | 831 | 831 | 831
LIMESTONE 2 |  | LEG_LEG_G2 | LIMESTONE | COAL | NORTH | 1986 | 858 | 858 | 858 | 858 | 858 | 858 | 858 | 858 | 858 | 858
MARTIN LAKE 1 |  | MLSES_UNIT1 | RUSK | COAL | NORTH | 1977 | 800 | 800 | 800 | 800 | 800 | 800 | 800 | 800 | 800 | 800
MARTIN LAKE 2 |  | MLSES_UNIT2 | RUSK | COAL | NORTH | 1978 | 805 | 805 | 805 | 805 | 805 | 805 | 805 | 805 | 805 | 805
MONTICELLO 3 |  | MNSES_UNIT3 | TITUS | COAL | NORTH | 1978 | 795 | 795 | 795 | 795 | 795 | 795 | 795 | 795 | 795 | 795
OAK GROVE SES UNIT 1 | 09INR0006a | OGSES_UNIT1A | ROBERTSON | COAL | NORTH | 2010 | 840 | 840 | 840 | 840 | 840 | 840 | 840 | 840 | 840 | 840
OAK GROVE SES UNIT 2 | 09INR0006b | OGSES_UNIT2 | ROBERTSON | COAL | NORTH | 2011 | 825 | 825 | 825 | 825 | 825 | 825 | 825 | 825 | 825 | 825
OKLAUNION 1 |  | OKLA_OKLA_G1 | WILBARGER | COAL | WEST | 1986 | 650 | 650 | 650 | 650 | 650 | 650 | 650 | 650 | 650 | 650
SAN MIGUEL 1 |  | SANMIGL_SANMIGG1 | ATASCOSA | COAL | SOUTH | 1982 | 391 | 391 | 391 | 391 | 391 | 391 | 391 | 391 | 391 | 391
SANDOW 5 | 08INR0003 | SD5SES_UNIT5 | MILAM | COAL | SOUTH | 2010 | 570 | 570 | 570 | 570 | 570 | 570 | 570 | 570 | 570 | 570
SANDY CREEK 1 |  | SCES_UNIT1 | MCLENNAN | COAL | NORTH | 2013 | 970 | 970 | 970 | 970 | 970 | 970 | 970 | 970 | 970 | 970
TWIN OAKS 1 |  | TNP_ONE_TNP_O_1 | ROBERTSON | COAL | NORTH | 1990 | 156 | 156 | 156 | 156 | 156 | 156 | 156 | 156 | 156 | 156
TWIN OAKS 2 |  | TNP_ONE_TNP_O_2 | ROBERTSON | COAL | NORTH | 1991 | 156 | 156 | 156 | 156 | 156 | 156 | 156 | 156 | 156 | 156
W A PARISH 5 |  | WAP_WAP_G5 | FT. BEND | COAL | HOUSTON | 1977 | 659 | 659 | 659 | 659 | 659 | 659 | 659 | 659 | 659 | 659
W A PARISH 6 |  | WAP_WAP_G6 | FT. BEND | COAL | HOUSTON | 1978 | 658 | 658 | 658 | 658 | 658 | 658 | 658 | 658 | 658 | 658
W A PARISH 7 |  | WAP_WAP_G7 | FT. BEND | COAL | HOUSTON | 1980 | 577 | 577 | 577 | 577 | 577 | 577 | 577 | 577 | 577 | 577
W A PARISH 8 |  | WAP_WAP_G8 | FT. BEND | COAL | HOUSTON | 1982 | 610 | 610 | 610 | 610 | 610 | 610 | 610 | 610 | 610 | 610
A VON ROSENBERG 1-CT1 |  | BRAUNIG_AVR1_CT1 | BEXAR | GAS | SOUTH | 2000 | 155 | 155 | 155 | 155 | 155 | 155 | 155 | 155 | 155 | 155
A VON ROSENBERG 1-CT2 |  | BRAUNIG_AVR1_CT2 | BEXAR | GAS | SOUTH | 2000 | 155 | 155 | 155 | 155 | 155 | 155 | 155 | 155 | 155 | 155
A VON ROSENBERG 1-ST1 |  | BRAUNIG_AVR1_ST | BEXAR | GAS | SOUTH | 2000 | 180 | 180 | 180 | 180 | 180 | 180 | 180 | 180 | 180 | 180
B M DAVIS STG 2 |  | B_DAVIS_B_DAVIG2 | NUECES | GAS | SOUTH | 1976 | 319 | 319 | 319 | 319 | 319 | 319 | 319 | 319 | 319 | 319
B M DAVIS CTG 3 |  | B_DAVIS_B_DAVIG3 | NUECES | GAS | SOUTH | 2010 | 157 | 157 | 157 | 157 | 157 | 157 | 157 | 157 | 157 | 157
B M DAVIS CTG 4 |  | B_DAVIS_B_DAVIG4 | NUECES | GAS | SOUTH | 2010 | 157 | 157 | 157 | 157 | 157 | 157 | 157 | 157 | 157 | 157
BASTROP ENERGY CENTER CTG 1 |  | BASTEN_GTG1100 | BASTROP | GAS | SOUTH | 2002 | 150 | 150 | 150 | 150 | 150 | 150 | 150 | 150 | 150 | 150
BASTROP ENERGY CENTER CTG 2 |  | BASTEN_GTG2100 | BASTROP | GAS | SOUTH | 2002 | 150 | 150 | 150 | 150 | 150 | 150 | 150 | 150 | 150 | 150
BASTROP ENERGY CENTER STG 3 |  | BASTEN_ST0100 | BASTROP | GAS | SOUTH | 2002 | 233 | 233 | 233 | 233 | 233 | 233 | 233 | 233 | 233 | 233
BOSQUE COUNTY PEAKING CTG 1 |  | BOSQUESW_BSQSU_1 | BOSQUE | GAS | NORTH | 2000 | 143.2 | 143.2 | 143.2 | 143.2 | 143.2 | 143.2 | 143.2 | 143.2 | 143.2 | 143.2
BOSQUE COUNTY PEAKING CTG 2 |  | BOSQUESW_BSQSU_2 | BOSQUE | GAS | NORTH | 2000 | 143.2 | 143.2 | 143.2 | 143.2 | 143.2 | 143.2 | 143.2 | 143.2 | 143.2 | 143.2
BOSQUE COUNTY PEAKING CTG 3 |  | BOSQUESW_BSQSU_3 | BOSQUE | GAS | NORTH | 2001 | 150.2 | 150.2 | 150.2 | 150.2 | 150.2 | 150.2 | 150.2 | 150.2 | 150.2 | 150.2
BOSQUE COUNTY PEAKING STG 4 |  | BOSQUESW_BSQSU_4 | BOSQUE | GAS | NORTH | 2001 | 81.4 | 81.4 | 81.4 | 81.4 | 81.4 | 81.4 | 81.4 | 81.4 | 81.4 | 81.4
BOSQUE COUNTY PEAKING STG 5 |  | BOSQUESW_BSQSU_5 | BOSQUE | GAS | NORTH | 2009 | 190.5 | 190.5 | 190.5 | 190.5 | 190.5 | 190.5 | 190.5 | 190.5 | 190.5 | 190.5
BRAZOS VALLEY CTG 1 |  | BVE_UNIT1 | FORT BEND | GAS | HOUSTON | 2003 | 166 | 166 | 166 | 166 | 166 | 166 | 166 | 166 | 166 | 166
BRAZOS VALLEY CTG 2 |  | BVE_UNIT2 | FORT BEND | GAS | HOUSTON | 2003 | 166 | 166 | 166 | 166 | 166 | 166 | 166 | 166 | 166 | 166
BRAZOS VALLEY STG 3 |  | BVE_UNIT3 | FORT BEND | GAS | HOUSTON | 2003 | 270 | 270 | 270 | 270 | 270 | 270 | 270 | 270 | 270 | 270
CALENERGY (FALCON SEABOARD) CTG 1 |  | FLCNS_UNIT1 | HOWARD | GAS | WEST | 1987 | 75 | 75 | 75 | 75 | 75 | 75 | 75 | 75 | 75 | 75
CALENERGY (FALCON SEABOARD) CTG 2 |  | FLCNS_UNIT2 | HOWARD | GAS | WEST | 1987 | 75 | 75 | 75 | 75 | 75 | 75 | 75 | 75 | 75 | 75
CALENERGY (FALCON SEABOARD) STG 3 |  | FLCNS_UNIT3 | HOWARD | GAS | WEST | 1988 | 70 | 70 | 70 | 70 | 70 | 70 | 70 | 70 | 70 | 70
CEDAR BAYOU CTG 4 | 08INR0035 | CBY4_CT41 | CHAMBERS | GAS | HOUSTON | 2009 | 163 | 163 | 163 | 163 | 163 | 163 | 163 | 163 | 163 | 163
CEDAR BAYOU CTG 5 | 08INR0035 | CBY4_CT42 | CHAMBERS | GAS | HOUSTON | 2009 | 163 | 163 | 163 | 163 | 163 | 163 | 163 | 163 | 163 | 163
CEDAR BAYOU STG 6 | 08INR0035 | CBY4_ST04 | CHAMBERS | GAS | HOUSTON | 2009 | 178 | 178 | 178 | 178 | 178 | 178 | 178 | 178 | 178 | 178
COLORADO BEND ENERGY CENTER CTG 1 |  | CBEC_GT1 | WHARTON | GAS | HOUSTON | 2007 | 76 | 76 | 76 | 76 | 76 | 76 | 76 | 76 | 76 | 76
COLORADO BEND ENERGY CENTER CTG 2 |  | CBEC_GT2 | WHARTON | GAS | HOUSTON | 2007 | 69 | 69 | 69 | 69 | 69 | 69 | 69 | 69 | 69 | 69
COLORADO BEND ENERGY CENTER CTG 3 |  | CBEC_GT3 | WHARTON | GAS | HOUSTON | 2008 | 72 | 72 | 72 | 72 | 72 | 72 | 72 | 72 | 72 | 72
COLORADO BEND ENERGY CENTER CTG 4 |  | CBEC_GT4 | WHARTON | GAS | HOUSTON | 2008 | 72 | 72 | 72 | 72 | 72 | 72 | 72 | 72 | 72 | 72
COLORADO BEND ENERGY CENTER STG 1 |  | CBEC_STG1 | WHARTON | GAS | HOUSTON | 2007 | 103 | 103 | 103 | 103 | 103 | 103 | 103 | 103 | 103 | 103
COLORADO BEND ENERGY CENTER STG 2 |  | CBEC_STG2 | WHARTON | GAS | HOUSTON | 2008 | 106 | 106 | 106 | 106 | 106 | 106 | 106 | 106 | 106 | 106
CVC CHANNELVIEW CTG 1 |  | CVC_CVC_G1 | HARRIS | GAS | HOUSTON | 2008 | 155.4 | 155.4 | 155.4 | 155.4 | 155.4 | 155.4 | 155.4 | 155.4 | 155.4 | 155.4
CVC CHANNELVIEW CTG 2 |  | CVC_CVC_G2 | HARRIS | GAS | HOUSTON | 2008 | 165.1 | 165.1 | 165.1 | 165.1 | 165.1 | 165.1 | 165.1 | 165.1 | 165.1 | 165.1
CVC CHANNELVIEW CTG 3 |  | CVC_CVC_G3 | HARRIS | GAS | HOUSTON | 2008 | 163.9 | 163.9 | 163.9 | 163.9 | 163.9 | 163.9 | 163.9 | 163.9 | 163.9 | 163.9
CVC CHANNELVIEW STG 5 |  | CVC_CVC_G5 | HARRIS | GAS | HOUSTON | 2008 | 134.2 | 134.2 | 134.2 | 134.2 | 134.2 | 134.2 | 134.2 | 134.2 | 134.2 | 134.2
DEER PARK ENERGY CENTER CTG 1 |  | DDPEC_GT1 | HARRIS | GAS | HOUSTON | 2002 | 181 | 181 | 181 | 181 | 181 | 181 | 181 | 181 | 181 | 181
DEER PARK ENERGY CENTER CTG 2 |  | DDPEC_GT2 | HARRIS | GAS | HOUSTON | 2002 | 193 | 193 | 193 | 193 | 193 | 193 | 193 | 193 | 193 | 193
DEER PARK ENERGY CENTER CTG 3 |  | DDPEC_GT3 | HARRIS | GAS | HOUSTON | 2002 | 181 | 181 | 181 | 181 | 181 | 181 | 181 | 181 | 181 | 181
DEER PARK ENERGY CENTER CTG 4 |  | DDPEC_GT4 | HARRIS | GAS | HOUSTON | 2002 | 193 | 193 | 193 | 193 | 193 | 193 | 193 | 193 | 193 | 193
DEER PARK ENERGY CENTER STG |  | DDPEC_ST1 | HARRIS | GAS | HOUSTON | 2002 | 290 | 290 | 290 | 290 | 290 | 290 | 290 | 290 | 290 | 290
ENNIS POWER STATION STG 1 |  | ETCCS_UNIT1 | ELLIS | GAS | NORTH | 2002 | 116 | 116 | 116 | 116 | 116 | 116 | 116 | 116 | 116 | 116
ENNIS POWER STATION CTG 2 |  | ETCCS_CT1 | ELLIS | GAS | NORTH | 2002 | 196 | 196 | 196 | 196 | 196 | 196 | 196 | 196 | 196 | 196
FORNEY ENERGY CENTER CTG 11 |  | FRNYPP_GT11 | KAUFMAN | GAS | NORTH | 2003 | 168.4 | 168.4 | 168.4 | 168.4 | 168.4 | 168.4 | 168.4 | 168.4 | 168.4 | 168.4
FORNEY ENERGY CENTER CTG 12 |  | FRNYPP_GT12 | KAUFMAN | GAS | NORTH | 2003 | 168.4 | 168.4 | 168.4 | 168.4 | 168.4 | 168.4 | 168.4 | 168.4 | 168.4 | 168.4
FORNEY ENERGY CENTER CTG 13 |  | FRNYPP_GT13 | KAUFMAN | GAS | NORTH | 2003 | 168.4 | 168.4 | 168.4 | 168.4 | 168.4 | 168.4 | 168.4 | 168.4 | 168.4 | 168.4
FORNEY ENERGY CENTER CTG 21 |  | FRNYPP_GT21 | KAUFMAN | GAS | NORTH | 2003 | 168.4 | 168.4 | 168.4 | 168.4 | 168.4 | 168.4 | 168.4 | 168.4 | 168.4 | 168.4
FORNEY ENERGY CENTER CTG 22 |  | FRNYPP_GT22 | KAUFMAN | GAS | NORTH | 2003 | 168.4 | 168.4 | 168.4 | 168.4 | 168.4 | 168.4 | 168.4 | 168.4 | 168.4 | 168.4
FORNEY ENERGY CENTER CTG 23 |  | FRNYPP_GT23 | KAUFMAN | GAS | NORTH | 2003 | 168.4 | 168.4 | 168.4 | 168.4 | 168.4 | 168.4 | 168.4 | 168.4 | 168.4 | 168.4
FORNEY ENERGY CENTER STG 10 |  | FRNYPP_ST10 | KAUFMAN | GAS | NORTH | 2003 | 401.2 | 401.2 | 401.2 | 401.2 | 401.2 | 401.2 | 401.2 | 401.2 | 401.2 | 401.2
FORNEY ENERGY CENTER STG 20 |  | FRNYPP_ST20 | KAUFMAN | GAS | NORTH | 2003 | 401.2 | 401.2 | 401.2 | 401.2 | 401.2 | 401.2 | 401.2 | 401.2 | 401.2 | 401.2
FREESTONE ENERGY CENTER CTG 1 |  | FREC_GT1 | FREESTONE | GAS | NORTH | 2002 | 151.6 | 151.6 | 151.6 | 151.6 | 151.6 | 151.6 | 151.6 | 151.6 | 151.6 | 151.6
FREESTONE ENERGY CENTER CTG 2 |  | FREC_GT2 | FREESTONE | GAS | NORTH | 2002 | 151.6 | 151.6 | 151.6 | 151.6 | 151.6 | 151.6 | 151.6 | 151.6 | 151.6 | 151.6
FREESTONE ENERGY CENTER STG 3 |  | FREC_ST3 | FREESTONE | GAS | NORTH | 2002 | 176.2 | 176.2 | 176.2 | 176.2 | 176.2 | 176.2 | 176.2 | 176.2 | 176.2 | 176.2
FREESTONE ENERGY CENTER CTG 4 |  | FREC_GT4 | FREESTONE | GAS | NORTH | 2002 | 151.7 | 151.7 | 151.7 | 151.7 | 151.7 | 151.7 | 151.7 | 151.7 | 151.7 | 151.7
FREESTONE ENERGY CENTER CTG 5 |  | FREC_GT5 | FREESTONE | GAS | NORTH | 2002 | 151.7 | 151.7 | 151.7 | 151.7 | 151.7 | 151.7 | 151.7 | 151.7 | 151.7 | 151.7
FREESTONE ENERGY CENTER STG 6 |  | FREC_ST6 | FREESTONE | GAS | NORTH | 2002 | 174.5 | 174.5 | 174.5 | 174.5 | 174.5 | 174.5 | 174.5 | 174.5 | 174.5 | 174.5
FRONTERA GENERATION CTG 1 |  | FRONTERA_FRONTEG1 | HIDALGO | GAS | SOUTH | 1999 | 165 | 165 | 165 | 165 | 165 | 165 | 165 | 165 | 165 | 165
FRONTERA GENERATION CTG 2 |  | FRONTERA_FRONTEG2 | HIDALGO | GAS | SOUTH | 1999 | 165 | 165 | 165 | 165 | 165 | 165 | 165 | 165 | 165 | 165
FRONTERA GENERATION STG |  | FRONTERA_FRONTEG3 | HIDALGO | GAS | SOUTH | 2000 | 180 | 180 | 180 | 180 | 180 | 180 | 180 | 180 | 180 | 180
GUADALUPE GEN STN CTG 1 |  | GUADG_GAS1 | GUADALUPE | GAS | SOUTH | 2000 | 148 | 148 | 148 | 148 | 148 | 148 | 148 | 148 | 148 | 148
GUADALUPE GEN STN CTG 2 |  | GUADG_GAS2 | GUADALUPE | GAS | SOUTH | 2000 | 148 | 148 | 148 | 148 | 148 | 148 | 148 | 148 | 148 | 148
GUADALUPE GEN STN CTG 3 |  | GUADG_GAS3 | GUADALUPE | GAS | SOUTH | 2000 | 148 | 148 | 148 | 148 | 148 | 148 | 148 | 148 | 148 | 148
GUADALUPE GEN STN CTG 4 |  | GUADG_GAS4 | GUADALUPE | GAS | SOUTH | 2000 | 148 | 148 | 148 | 148 | 148 | 148 | 148 | 148 | 148 | 148
GUADALUPE GEN STN STG 5 |  | GUADG_STM5 | GUADALUPE | GAS | SOUTH | 2000 | 197 | 197 | 197 | 197 | 197 | 197 | 197 | 197 | 197 | 197
GUADALUPE GEN STN STG 6 |  | GUADG_STM6 | GUADALUPE | GAS | SOUTH | 2000 | 197 | 197 | 197 | 197 | 197 | 197 | 197 | 197 | 197 | 197
HAYS ENERGY FACILITY CSG 1 |  | HAYSEN_HAYSENG1 | HAYS | GAS | SOUTH | 2002 | 216 | 216 | 216 | 216 | 216 | 216 | 216 | 216 | 216 | 216
HAYS ENERGY FACILITY CSG 2 |  | HAYSEN_HAYSENG2 | HAYS | GAS | SOUTH | 2002 | 216 | 216 | 216 | 216 | 216 | 216 | 216 | 216 | 216 | 216
HAYS ENERGY FACILITY CSG 3 |  | HAYSEN_HAYSENG3 | HAYS | GAS | SOUTH | 2002 | 225 | 225 | 225 | 225 | 225 | 225 | 225 | 225 | 225 | 225
HAYS ENERGY FACILITY CSG 4 |  | HAYSEN_HAYSENG4 | HAYS | GAS | SOUTH | 2002 | 225 | 225 | 225 | 225 | 225 | 225 | 225 | 225 | 225 | 225
HIDALGO CTG 1 |  | DUKE_DUKE_GT1 | HIDALGO | GAS | SOUTH | 2000 | 143 | 143 | 143 | 143 | 143 | 143 | 143 | 143 | 143 | 143
HIDALGO CTG 2 |  | DUKE_DUKE_GT2 | HIDALGO | GAS | SOUTH | 2000 | 143 | 143 | 143 | 143 | 143 | 143 | 143 | 143 | 143 | 143
HIDALGO STG |  | DUKE_DUKE_ST1 | HIDALGO | GAS | SOUTH | 2000 | 172 | 172 | 172 | 172 | 172 | 172 | 172 | 172 | 172 | 172
JACK COUNTY GEN FACILITY CTG 1 |  | JACKCNTY_CT1 | JACK | GAS | NORTH | 2005 | 166 | 166 | 166 | 166 | 166 | 166 | 166 | 166 | 166 | 166
JACK COUNTY GEN FACILITY CTG 2 |  | JACKCNTY_CT2 | JACK | GAS | NORTH | 2005 | 165 | 165 | 165 | 165 | 165 | 165 | 165 | 165 | 165 | 165
JACK COUNTY GEN FACILITY STG 1 |  | JACKCNTY_STG | JACK | GAS | NORTH | 2005 | 295 | 295 | 295 | 295 | 295 | 295 | 295 | 295 | 295 | 295
JACK COUNTY GEN FACILITY CTG 3 |  | JCKCNTY2_CT3 | JACK | GAS | NORTH | 2011 | 166 | 166 | 166 | 166 | 166 | 166 | 166 | 166 | 166 | 166
JACK COUNTY GEN FACILITY CTG 4 |  | JCKCNTY2_CT4 | JACK | GAS | NORTH | 2011 | 165 | 165 | 165 | 165 | 165 | 165 | 165 | 165 | 165 | 165
JACK COUNTY GEN FACILITY STG 2 |  | JCKCNTY2_ST2 | JACK | GAS | NORTH | 2011 | 295 | 295 | 295 | 295 | 295 | 295 | 295 | 295 | 295 | 295
JOHNSON COUNTY GEN FACILITY CTG |  | TEN_CT1 | JOHNSON | GAS | NORTH | 1997 | 163 | 163 | 163 | 163 | 163 | 163 | 163 | 163 | 163 | 163
JOHNSON COUNTY GEN FACILITY STG |  | TEN_STG | JOHNSON | GAS | NORTH | 1997 | 106 | 106 | 106 | 106 | 106 | 106 | 106 | 106 | 106 | 106
LAMAR POWER PROJECT CT11 |  | LPCCS_CT11 | LAMAR | GAS | NORTH | 2000 | 153.8 | 153.8 | 153.8 | 153.8 | 153.8 | 153.8 | 153.8 | 153.8 | 153.8 | 153.8
LAMAR POWER PROJECT CT12 |  | LPCCS_CT12 | LAMAR | GAS | NORTH | 2000 | 153.8 | 153.8 | 153.8 | 153.8 | 153.8 | 153.8 | 153.8 | 153.8 | 153.8 | 153.8
LAMAR POWER PROJECT CT21 |  | LPCCS_CT21 | LAMAR | GAS | NORTH | 2000 | 153.8 | 153.8 | 153.8 | 153.8 | 153.8 | 153.8 | 153.8 | 153.8 | 153.8 | 153.8
LAMAR POWER PROJECT CT22 |  | LPCCS_CT22 | LAMAR | GAS | NORTH | 2000 | 153.8 | 153.8 | 153.8 | 153.8 | 153.8 | 153.8 | 153.8 | 153.8 | 153.8 | 153.8
LAMAR POWER PROJECT STG1 |  | LPCCS_UNIT1 | LAMAR | GAS | NORTH | 2000 | 193.4 | 193.4 | 193.4 | 193.4 | 193.4 | 193.4 | 193.4 | 193.4 | 193.4 | 193.4
LAMAR POWER PROJECT STG2 |  | LPCCS_UNIT2 | LAMAR | GAS | NORTH | 2000 | 193.4 | 193.4 | 193.4 | 193.4 | 193.4 | 193.4 | 193.4 | 193.4 | 193.4 | 193.4
LOST PINES CTG 1 |  | LOSTPI_LOSTPGT1 | BASTROP | GAS | SOUTH | 2001 | 170 | 170 | 170 | 170 | 170 | 170 | 170 | 170 | 170 | 170
LOST PINES CTG 2 |  | LOSTPI_LOSTPGT2 | BASTROP | GAS | SOUTH | 2001 | 170 | 170 | 170 | 170 | 170 | 170 | 170 | 170 | 170 | 170
LOST PINES STG |  | LOSTPI_LOSTPST1 | BASTROP | GAS | SOUTH | 2001 | 188 | 188 | 188 | 188 | 188 | 188 | 188 | 188 | 188 | 188
MAGIC VALLEY CTG 1 |  | NEDIN_NEDIN_G1 | HIDALGO | GAS | SOUTH | 2001 | 208.6 | 208.6 | 208.6 | 208.6 | 208.6 | 208.6 | 208.6 | 208.6 | 208.6 | 208.6
MAGIC VALLEY CTG 2 |  | NEDIN_NEDIN_G2 | HIDALGO | GAS | SOUTH | 2001 | 208.6 | 208.6 | 208.6 | 208.6 | 208.6 | 208.6 | 208.6 | 208.6 | 208.6 | 208.6
MAGIC VALLEY STG |  | NEDIN_NEDIN_G3 | HIDALGO | GAS | SOUTH | 2001 | 253 | 253 | 253 | 253 | 253 | 253 | 253 | 253 | 253 | 253
MIDLOTHIAN CS 1 |  | MDANP_CT1 | ELLIS | GAS | NORTH | 2001 | 235 | 235 | 235 | 235 | 235 | 235 | 235 | 235 | 235 | 235
MIDLOTHIAN CS 2 |  | MDANP_CT2 | ELLIS | GAS | NORTH | 2001 | 235 | 235 | 235 | 235 | 235 | 235 | 235 | 235 | 235 | 235
MIDLOTHIAN CS 3 |  | MDANP_CT3 | ELLIS | GAS | NORTH | 2001 | 235 | 235 | 235 | 235 | 235 | 235 | 235 | 235 | 235 | 235
MIDLOTHIAN CS 4 |  | MDANP_CT4 | ELLIS | GAS | NORTH | 2001 | 235 | 235 | 235 | 235 | 235 | 235 | 235 | 235 | 235 | 235
MIDLOTHIAN CS 5 |  | MDANP_CT5 | ELLIS | GAS | NORTH | 2002 | 252 | 252 | 252 | 252 | 252 | 252 | 252 | 252 | 252 | 252
MIDLOTHIAN CS 6 |  | MDANP_CT6 | ELLIS | GAS | NORTH | 2002 | 252 | 252 | 252 | 252 | 252 | 252 | 252 | 252 | 252 | 252
NUECES BAY STG 7 |  | NUECES_B_NUECESG7 | NUECES | GAS | SOUTH | 1972 | 319 | 319 | 319 | 319 | 319 | 319 | 319 | 319 | 319 | 319
NUECES BAY CTG 8 |  | NUECES_B_NUECESG8 | NUECES | GAS | SOUTH | 2010 | 157 | 157 | 157 | 157 | 157 | 157 | 157 | 157 | 157 | 157
NUECES BAY CTG 9 |  | NUECES_B_NUECESG9 | NUECES | GAS | SOUTH | 2010 | 157 | 157 | 157 | 157 | 157 | 157 | 157 | 157 | 157 | 157
ODESSA-ECTOR GEN STN CTG 11 |  | OECCS_CT11 | ECTOR | GAS | WEST | 2001 | 151 | 151 | 151 | 151 | 151 | 151 | 151 | 151 | 151 | 151
ODESSA-ECTOR GEN STN CTG 12 |  | OECCS_CT12 | ECTOR | GAS | WEST | 2001 | 140.4 | 140.4 | 140.4 | 140.4 | 140.4 | 140.4 | 140.4 | 140.4 | 140.4 | 140.4
ODESSA-ECTOR GEN STN CTG 21 |  | OECCS_CT21 | ECTOR | GAS | WEST | 2001 | 144.7 | 144.7 | 144.7 | 144.7 | 144.7 | 144.7 | 144.7 | 144.7 | 144.7 | 144.7
ODESSA-ECTOR GEN STN CTG 22 |  | OECCS_CT22 | ECTOR | GAS | WEST | 2001 | 142.4 | 142.4 | 142.4 | 142.4 | 142.4 | 142.4 | 142.4 | 142.4 | 142.4 | 142.4
ODESSA-ECTOR GEN STN STG 1 |  | OECCS_UNIT1 | ECTOR | GAS | WEST | 2001 | 210 | 210 | 210 | 210 | 210 | 210 | 210 | 210 | 210 | 210
ODESSA-ECTOR GEN STN STG 2 |  | OECCS_UNIT2 | ECTOR | GAS | WEST | 2001 | 210 | 210 | 210 | 210 | 210 | 210 | 210 | 210 | 210 | 210
PARIS ENERGY CENTER CTG 1 |  | TNSKA_GT1 | LAMAR | GAS | NORTH | 1989 | 76 | 76 | 76 | 76 | 76 | 76 | 76 | 76 | 76 | 76
PARIS ENERGY CENTER CTG 2 |  | TNSKA_GT2 | LAMAR | GAS | NORTH | 1989 | 76 | 76 | 76 | 76 | 76 | 76 | 76 | 76 | 76 | 76
PARIS ENERGY CENTER STG |  | TNSKA_STG | LAMAR | GAS | NORTH | 1990 | 87 | 87 | 87 | 87 | 87 | 87 | 87 | 87 | 87 | 87
PASGEN CTG 2 |  | PSG_PSG_GT2 | HARRIS | GAS | HOUSTON | 2000 | 164 | 164 | 164 | 164 | 164 | 164 | 164 | 164 | 164 | 164
PASGEN CTG 3 |  | PSG_PSG_GT3 | HARRIS | GAS | HOUSTON | 2000 | 164 | 164 | 164 | 164 | 164 | 164 | 164 | 164 | 164 | 164
PASGEN STG 2 |  | PSG_PSG_ST2 | HARRIS | GAS | HOUSTON | 2000 | 167 | 167 | 167 | 167 | 167 | 167 | 167 | 167 | 167 | 167
QUAIL RUN ENERGY CTG 1 |  | QALSW_GT2 | ECTOR | GAS | WEST | 2007 | 74 | 74 | 74 | 74 | 74 | 74 | 74 | 74 | 74 | 74
QUAIL RUN ENERGY CTG 2 |  | QALSW_GT3 | ECTOR | GAS | WEST | 2008 | 72 | 72 | 72 | 72 | 72 | 72 | 72 | 72 | 72 | 72
QUAIL RUN ENERGY CTG 3 |  | QALSW_STG1 | ECTOR | GAS | WEST | 2007 | 98 | 98 | 98 | 98 | 98 | 98 | 98 | 98 | 98 | 98
QUAIL RUN ENERGY CTG 4 |  | QALSW_STG2 | ECTOR | GAS | WEST | 2008 | 98 | 98 | 98 | 98 | 98 | 98 | 98 | 98 | 98 | 98
QUAIL RUN ENERGY STG 1 |  | QALSW_GT1 | ECTOR | GAS | WEST | 2007 | 74 | 74 | 74 | 74 | 74 | 74 | 74 | 74 | 74 | 74
QUAIL RUN ENERGY STG 2 |  | QALSW_GT4 | ECTOR | GAS | WEST | 2008 | 72 | 72 | 72 | 72 | 72 | 72 | 72 | 72 | 72 | 72
RAYBURN CTG 7 |  | RAYBURN_RAYBURG7 | VICTORIA | GAS | SOUTH | 2003 | 50 | 50 | 50 | 50 | 50 | 50 | 50 | 50 | 50 | 50
RAYBURN CTG 8 |  | RAYBURN_RAYBURG8 | VICTORIA | GAS | SOUTH | 2003 | 50 | 50 | 50 | 50 | 50 | 50 | 50 | 50 | 50 | 50
RAYBURN CTG 9 |  | RAYBURN_RAYBURG9 | VICTORIA | GAS | SOUTH | 2003 | 50 | 50 | 50 | 50 | 50 | 50 | 50 | 50 | 50 | 50
RAYBURN STG 10 |  | RAYBURN_RAYBURG10 | VICTORIA | GAS | SOUTH | 2003 | 40 | 40 | 40 | 40 | 40 | 40 | 40 | 40 | 40 | 40
RIO NOGALES CTG 1 |  | RIONOG_CT1 | GUADALUPE | GAS | SOUTH | 2002 | 154 | 154 | 154 | 154 | 154 | 154 | 154 | 154 | 154 | 154
RIO NOGALES CTG 2 |  | RIONOG_CT2 | GUADALUPE | GAS | SOUTH | 2002 | 154 | 154 | 154 | 154 | 154 | 154 | 154 | 154 | 154 | 154
RIO NOGALES CTG 3 |  | RIONOG_CT3 | GUADALUPE | GAS | SOUTH | 2002 | 154 | 154 | 154 | 154 | 154 | 154 | 154 | 154 | 154 | 154
RIO NOGALES STG 4 |  | RIONOG_ST1 | GUADALUPE | GAS | SOUTH | 2002 | 323 | 323 | 323 | 323 | 323 | 323 | 323 | 323 | 323 | 323
SANDHILL ENERGY CENTER CTG 5A | 03INR0033 | SANDHSYD_SH_5A | TRAVIS | GAS | SOUTH | 2004 | 150 | 150 | 150 | 150 | 150 | 150 | 150 | 150 | 150 | 150
SANDHILL ENERGY CENTER STG 5C | 03INR0033 | SANDHSYD_SH_5C | TRAVIS | GAS | SOUTH | 2004 | 145 | 145 | 145 | 145 | 145 | 145 | 145 | 145 | 145 | 145
SILAS RAY STG 6 |  | SILASRAY_SILAS_6 | CAMERON | GAS | SOUTH | 1962 | 20 | 20 | 20 | 20 | 20 | 20 | 20 | 20 | 20 | 20
SILAS RAY CTG 9 |  | SILASRAY_SILAS_9 | CAMERON | GAS | SOUTH | 1996 | 38 | 38 | 38 | 38 | 38 | 38 | 38 | 38 | 38 | 38
T H WHARTON STG 3 |  | THW_THWST_3 | HARRIS | GAS | HOUSTON | 1974 | 104 | 104 | 104 | 104 | 104 | 104 | 104 | 104 | 104 | 104
T H WHARTON CTG 31 |  | THW_THWGT31 | HARRIS | GAS | HOUSTON | 1972 | 57 | 57 | 57 | 57 | 57 | 57 | 57 | 57 | 57 | 57
T H WHARTON CTG 32 |  | THW_THWGT32 | HARRIS | GAS | HOUSTON | 1972 | 57 | 57 | 57 | 57 | 57 | 57 | 57 | 57 | 57 | 57
T H WHARTON CTG 33 |  | THW_THWGT33 | HARRIS | GAS | HOUSTON | 1972 | 57 | 57 | 57 | 57 | 57 | 57 | 57 | 57 | 57 | 57
T H WHARTON CTG 34 |  | THW_THWGT34 | HARRIS | GAS | HOUSTON | 1972 | 57 | 57 | 57 | 57 | 57 | 57 | 57 | 57 | 57 | 57
T H WHARTON STG 4 |  | THW_THWST_4 | HARRIS | GAS | HOUSTON | 1974 | 104 | 104 | 104 | 104 | 104 | 104 | 104 | 104 | 104 | 104
T H WHARTON CTG 41 |  | THW_THWGT41 | HARRIS | GAS | HOUSTON | 1972 | 57 | 57 | 57 | 57 | 57 | 57 | 57 | 57 | 57 | 57
T H WHARTON CTG 42 |  | THW_THWGT42 | HARRIS | GAS | HOUSTON | 1972 | 57 | 57 | 57 | 57 | 57 | 57 | 57 | 57 | 57 | 57
T H WHARTON CTG 43 |  | THW_THWGT43 | HARRIS | GAS | HOUSTON | 1974 | 57 | 57 | 57 | 57 | 57 | 57 | 57 | 57 | 57 | 57
T H WHARTON CTG 44 |  | THW_THWGT44 | HARRIS | GAS | HOUSTON | 1974 | 57 | 57 | 57 | 57 | 57 | 57 | 57 | 57 | 57 | 57
TEXAS CITY CTG A |  | TXCTY_CTA | GALVESTON | GAS | HOUSTON | 2000 | 96.6 | 96.6 | 96.6 | 96.6 | 96.6 | 96.6 | 96.6 | 96.6 | 96.6 | 96.6
TEXAS CITY CTG B |  | TXCTY_CTB | GALVESTON | GAS | HOUSTON | 2000 | 96.6 | 96.6 | 96.6 | 96.6 | 96.6 | 96.6 | 96.6 | 96.6 | 96.6 | 96.6
TEXAS CITY CTG C |  | TXCTY_CTC | GALVESTON | GAS | HOUSTON | 2000 | 96.6 | 96.6 | 96.6 | 96.6 | 96.6 | 96.6 | 96.6 | 96.6 | 96.6 | 96.6
TEXAS CITY STG |  | TXCTY_ST | GALVESTON | GAS | HOUSTON | 2000 | 131.6 | 131.6 | 131.6 | 131.6 | 131.6 | 131.6 | 131.6 | 131.6 | 131.6 | 131.6
VICTORIA POWER STATION STG 5 | 08INR0050 | VICTORIA_VICTORG5 | VICTORIA | GAS | SOUTH | 2009 | 125 | 125 | 125 | 125 | 125 | 125 | 125 | 125 | 125 | 125
VICTORIA POWER STATION STG 6 | 08INR0050 | VICTORIA_VICTORG6 | VICTORIA | GAS | SOUTH | 2009 | 160 | 160 | 160 | 160 | 160 | 160 | 160 | 160 | 160 | 160
WICHITA FALLS CTG 1 |  | WFCOGEN_UNIT1 | WICHITA | GAS | WEST | 1987 | 20 | 20 | 20 | 20 | 20 | 20 | 20 | 20 | 20 | 20
WICHITA FALLS CTG 2 |  | WFCOGEN_UNIT2 | WICHITA | GAS | WEST | 1987 | 20 | 20 | 20 | 20 | 20 | 20 | 20 | 20 | 20 | 20
WICHITA FALLS CTG 3 |  | WFCOGEN_UNIT3 | WICHITA | GAS | WEST | 1987 | 20 | 20 | 20 | 20 | 20 | 20 | 20 | 20 | 20 | 20
WICHITA FALLS STG 4 |  | WFCOGEN_UNIT4 | WICHITA | GAS | WEST | 1987 | 17 | 17 | 17 | 17 | 17 | 17 | 17 | 17 | 17 | 17
WISE-TRACTEBEL POWER CTG 1 |  | WCPP_CT1 | WISE | GAS | NORTH | 2004 | 212 | 212 | 212 | 212 | 212 | 212 | 212 | 212 | 212 | 212
WISE-TRACTEBEL POWER CTG 2 |  | WCPP_CT2 | WISE | GAS | NORTH | 2004 | 212 | 212 | 212 | 212 | 212 | 212 | 212 | 212 | 212 | 212
WISE-TRACTEBEL POWER STG 1 |  | WCPP_ST1 | WISE | GAS | NORTH | 2004 | 241 | 241 | 241 | 241 | 241 | 241 | 241 | 241 | 241 | 241
WOLF HOLLOW POWER CTG 1 |  | WHCCS_CT1 | HOOD | GAS | NORTH | 2002 | 212.5 | 212.5 | 212.5 | 212.5 | 212.5 | 212.5 | 212.5 | 212.5 | 212.5 | 212.5
WOLF HOLLOW POWER CTG 2 |  | WHCCS_CT2 | HOOD | GAS | NORTH | 2002 | 212.5 | 212.5 | 212.5 | 212.5 | 212.5 | 212.5 | 212.5 | 212.5 | 212.5 | 212.5
WOLF HOLLOW POWER STG |  | WHCCS_STG | HOOD | GAS | NORTH | 2002 | 280 | 280 | 280 | 280 | 280 | 280 | 280 | 280 | 280 | 280
ATKINS 7 |  | ATKINS_ATKINSG7 | BRAZOS | GAS | NORTH | 1973 | 20 | 20 | 20 | 20 | 20 | 20 | 20 | 20 | 20 | 20
DANSBY 2 |  | DANSBY_DANSBYG2 | BRAZOS | GAS | NORTH | 2004 | 48 | 48 | 48 | 48 | 48 | 48 | 48 | 48 | 48 | 48
DANSBY 3 |  | DANSBY_DANSBYG3 | BRAZOS | GAS | NORTH | 2010 | 48 | 48 | 48 | 48 | 48 | 48 | 48 | 48 | 48 | 48
DECKER CREEK G1 |  | DECKER_DPGT_1 | TRAVIS | GAS | SOUTH | 1989 | 48 | 48 | 48 | 48 | 48 | 48 | 48 | 48 | 48 | 48
DECKER CREEK G2 |  | DECKER_DPGT_2 | TRAVIS | GAS | SOUTH | 1989 | 48 | 48 | 48 | 48 | 48 | 48 | 48 | 48 | 48 | 48
DECKER CREEK G3 |  | DECKER_DPGT_3 | TRAVIS | GAS | SOUTH | 1989 | 48 | 48 | 48 | 48 | 48 | 48 | 48 | 48 | 48 | 48
DECKER CREEK G4 |  | DECKER_DPGT_4 | TRAVIS | GAS | SOUTH | 1989 | 48 | 48 | 48 | 48 | 48 | 48 | 48 | 48 | 48 | 48
DECORDOVA A |  | DCSES_CT10 | HOOD | GAS | NORTH | 2010 | 71 | 71 | 71 | 71 | 71 | 71 | 71 | 71 | 71 | 71
DECORDOVA B |  | DCSES_CT20 | HOOD | GAS | NORTH | 2010 | 70 | 70 | 70 | 70 | 70 | 70 | 70 | 70 | 70 | 70
DECORDOVA C |  | DCSES_CT30 | HOOD | GAS | NORTH | 2010 | 69 | 69 | 69 | 69 | 69 | 69 | 69 | 69 | 69 | 69
DECORDOVA D |  | DCSES_CT40 | HOOD | GAS | NORTH | 2010 | 68 | 68 | 68 | 68 | 68 | 68 | 68 | 68 | 68 | 68
EXTEX LA PORTE PWR STN (AIRPRO) 1 |  | AZ_AZ_G1 | HARRIS | GAS | HOUSTON | 2009 | 38 | 38 | 38 | 38 | 38 | 38 | 38 | 38 | 38 | 38
EXTEX LA PORTE PWR STN (AIRPRO) 2 |  | AZ_AZ_G2 | HARRIS | GAS | HOUSTON | 2009 | 38 | 38 | 38 | 38 | 38 | 38 | 38 | 38 | 38 | 38
EXTEX LA PORTE PWR STN (AIRPRO) 3 |  | AZ_AZ_G3 | HARRIS | GAS | HOUSTON | 2009 | 38 | 38 | 38 | 38 | 38 | 38 | 38 | 38 | 38 | 38
EXTEX LA PORTE PWR STN (AIRPRO) 4 |  | AZ_AZ_G4 | HARRIS | GAS | HOUSTON | 2009 | 38 | 38 | 38 | 38 | 38 | 38 | 38 | 38 | 38 | 38
GREENS BAYOU 73 |  | GBY_GBYGT73 | HARRIS | GAS | HOUSTON | 1976 | 46 | 46 | 46 | 46 | 46 | 46 | 46 | 46 | 46 | 46
GREENS BAYOU 74 |  | GBY_GBYGT74 | HARRIS | GAS | HOUSTON | 1976 | 46 | 46 | 46 | 46 | 46 | 46 | 46 | 46 | 46 | 46
GREENS BAYOU 81 |  | GBY_GBYGT81 | HARRIS | GAS | HOUSTON | 1976 | 46 | 46 | 46 | 46 | 46 | 46 | 46 | 46 | 46 | 46
GREENS BAYOU 83 |  | GBY_GBYGT83 | HARRIS | GAS | HOUSTON | 1976 | 56 | 56 | 56 | 56 | 56 | 56 | 56 | 56 | 56 | 56
GREENS BAYOU 84 |  | GBY_GBYGT84 | HARRIS | GAS | HOUSTON | 1976 | 58 | 58 | 58 | 58 | 58 | 58 | 58 | 58 | 58 | 58
GREENVILLE ENGINE PLANT |  | STEAM_ENGINE_1 | HUNT | GAS | NORTH | 2010 | 8.4 | 8.4 | 8.4 | 8.4 | 8.4 | 8.4 | 8.4 | 8.4 | 8.4 | 8.4
GREENVILLE ENGINE PLANT |  | STEAM_ENGINE_2 | HUNT | GAS | NORTH | 2010 | 8.4 | 8.4 | 8.4 | 8.4 | 8.4 | 8.4 | 8.4 | 8.4 | 8.4 | 8.4
GREENVILLE ENGINE PLANT |  | STEAM_ENGINE_3 | HUNT | GAS | NORTH | 2010 | 8.4 | 8.4 | 8.4 | 8.4 | 8.4 | 8.4 | 8.4 | 8.4 | 8.4 | 8.4
LAREDO PEAKING 4 |  | LARDVFTN_G4 | WEBB | GAS | SOUTH | 2008 | 94.2 | 94.2 | 94.2 | 94.2 | 94.2 | 94.2 | 94.2 | 94.2 | 94.2 | 94.2
LAREDO PEAKING 5 |  | LARDVFTN_G5 | WEBB | GAS | SOUTH | 2008 | 94.2 | 94.2 | 94.2 | 94.2 | 94.2 | 94.2 | 94.2 | 94.2 | 94.2 | 94.2
LEON CREEK PEAKING 1 |  | LEON_CRK_LCPCT1 | BEXAR | GAS | SOUTH | 2004 | 46 | 46 | 46 | 46 | 46 | 46 | 46 | 46 | 46 | 46
LEON CREEK PEAKING 2 |  | LEON_CRK_LCPCT2 | BEXAR | GAS | SOUTH | 2004 | 46 | 46 | 46 | 46 | 46 | 46 | 46 | 46 | 46 | 46
LEON CREEK PEAKING 3 |  | LEON_CRK_LCPCT3 | BEXAR | GAS | SOUTH | 2004 | 46 | 46 | 46 | 46 | 46 | 46 | 46 | 46 | 46 | 46
LEON CREEK PEAKING 4 |  | LEON_CRK_LCPCT4 | BEXAR | GAS | SOUTH | 2004 | 46 | 46 | 46 | 46 | 46 | 46 | 46 | 46 | 46 | 46
MORGAN CREEK A |  | MGSES_CT1 | MITCHELL | GAS | WEST | 1988 | 68 | 68 | 68 | 68 | 68 | 68 | 68 | 68 | 68 | 68
MORGAN CREEK B |  | MGSES_CT2 | MITCHELL | GAS | WEST | 1988 | 68 | 68 | 68 | 68 | 68 | 68 | 68 | 68 | 68 | 68
MORGAN CREEK C |  | MGSES_CT3 | MITCHELL | GAS | WEST | 1988 | 68 | 68 | 68 | 68 | 68 | 68 | 68 | 68 | 68 | 68
MORGAN CREEK D |  | MGSES_CT4 | MITCHELL | GAS | WEST | 1988 | 68 | 68 | 68 | 68 | 68 | 68 | 68 | 68 | 68 | 68
MORGAN CREEK E |  | MGSES_CT5 | MITCHELL | GAS | WEST | 1988 | 68 | 68 | 68 | 68 | 68 | 68 | 68 | 68 | 68 | 68
MORGAN CREEK F |  | MGSES_CT6 | MITCHELL | GAS | WEST | 1988 | 67 | 67 | 67 | 67 | 67 | 67 | 67 | 67 | 67 | 67
PEARSALL ENGINE PLANT | 09INR0079a | PEARSAL2_AGR_A | FRIO | GAS | SOUTH | 2012 | 50.6 | 50.6 | 50.6 | 50.6 | 50.6 | 50.6 | 50.6 | 50.6 | 50.6 | 50.6
PEARSALL ENGINE PLANT | 09INR0079a | PEARSAL2_AGR_B | FRIO | GAS | SOUTH | 2012 | 50.6 | 50.6 | 50.6 | 50.6 | 50.6 | 50.6 | 50.6 | 50.6 | 50.6 | 50.6
PEARSALL ENGINE PLANT | 09INR0079b | PEARSAL2_AGR_C | FRIO | GAS | SOUTH | 2012 | 50.6 | 50.6 | 50.6 | 50.6 | 50.6 | 50.6 | 50.6 | 50.6 | 50.6 | 50.6
PEARSALL ENGINE PLANT | 09INR0079b | PEARSAL2_AGR_D | FRIO | GAS | SOUTH | 2012 | 50.6 | 50.6 | 50.6 | 50.6 | 50.6 | 50.6 | 50.6 | 50.6 | 50.6 | 50.6
PERMIAN BASIN A |  | PB2SES_CT1 | WARD | GAS | WEST | 1988 | 68 | 68 | 68 | 68 | 68 | 68 | 68 | 68 | 68 | 68
PERMIAN BASIN B |  | PB2SES_CT2 | WARD | GAS | WEST | 1988 | 65 | 65 | 65 | 65 | 65 | 65 | 65 | 65 | 65 | 65
PERMIAN BASIN C |  | PB2SES_CT3 | WARD | GAS | WEST | 1988 | 68 | 68 | 68 | 68 | 68 | 68 | 68 | 68 | 68 | 68
PERMIAN BASIN D |  | PB2SES_CT4 | WARD | GAS | WEST | 1990 | 69 | 69 | 69 | 69 | 69 | 69 | 69 | 69 | 69 | 69
PERMIAN BASIN E |  | PB2SES_CT5 | WARD | GAS | WEST | 1990 | 70 | 70 | 70 | 70 | 70 | 70 | 70 | 70 | 70 | 70
R W MILLER 4 |  | MIL_MILLERG4 | PALO PINTO | GAS | NORTH | 2000 | 104 | 104 | 104 | 104 | 104 | 104 | 104 | 104 | 104 | 104
R W MILLER 5 |  | MIL_MILLERG5 | PALO PINTO | GAS | NORTH | 2000 | 104 | 104 | 104 | 104 | 104 | 104 | 104 | 104 | 104 | 104
RAY OLINGER 4 |  | OLINGR_OLING_4 | COLLIN | GAS | NORTH | 2001 | 75 | 75 | 75 | 75 | 75 | 75 | 75 | 75 | 75 | 75
RAYBURN 1 |  | RAYBURN_RAYBURG1 | VICTORIA | GAS | SOUTH | 1963 | 11 | 11 | 11 | 11 | 11 | 11 | 11 | 11 | 11 | 11
RAYBURN 2 |  | RAYBURN_RAYBURG2 | VICTORIA | GAS | SOUTH | 1963 | 11 | 11 | 11 | 11 | 11 | 11 | 11 | 11 | 11 | 11
SAN JACINTO SES 1 |  | SJS_SJS_G1 | HARRIS | GAS | HOUSTON | 1995 | 81 | 81 | 81 | 81 | 81 | 81 | 81 | 81 | 81 | 81
SAN JACINTO SES 2 |  | SJS_SJS_G2 | HARRIS | GAS | HOUSTON | 1995 | 81 | 81 | 81 | 81 | 81 | 81 | 81 | 81 | 81 | 81
SANDHILL ENERGY CENTER 1 | 01INR0041 | SANDHSYD_SH1 | TRAVIS | GAS | SOUTH | 2001 | 47 | 47 | 47 | 47 | 47 | 47 | 47 | 47 | 47 | 47
SANDHILL ENERGY CENTER 2 | 01INR0041 | SANDHSYD_SH2 | TRAVIS | GAS | SOUTH | 2001 | 47 | 47 | 47 | 47 | 47 | 47 | 47 | 47 | 47 | 47
SANDHILL ENERGY CENTER 3 | 01INR0041 | SANDHSYD_SH3 | TRAVIS | GAS | SOUTH | 2001 | 47 | 47 | 47 | 47 | 47 | 47 | 47 | 47 | 47 | 47
SANDHILL ENERGY CENTER 4 | 01INR0041 | SANDHSYD_SH4 | TRAVIS | GAS | SOUTH | 2001 | 47 | 47 | 47 | 47 | 47 | 47 | 47 | 47 | 47 | 47
SANDHILL ENERGY CENTER 6 | 09INR0045 | SANDHSYD_SH6 | TRAVIS | GAS | SOUTH | 2010 | 47 | 47 | 47 | 47 | 47 | 47 | 47 | 47 | 47 | 47
SANDHILL ENERGY CENTER 7 | 09INR0045 | SANDHSYD_SH7 | TRAVIS | GAS | SOUTH | 2010 | 47 | 47 | 47 | 47 | 47 | 47 | 47 | 47 | 47 | 47
SILAS RAY 10 | 04INR0014 | SILASRAY_SILAS_10 | CAMERON | GAS | SOUTH | 2004 | 46 | 46 | 46 | 46 | 46 | 46 | 46 | 46 | 46 | 46
T H WHARTON 51 |  | THW_THWGT51 | HARRIS | GAS | HOUSTON | 1975 | 57 | 57 | 57 | 57 | 57 | 57 | 57 | 57 | 57 | 57
T H WHARTON 52 |  | THW_THWGT52 | HARRIS | GAS | HOUSTON | 1975 | 57 | 57 | 57 | 57 | 57 | 57 | 57 | 57 | 57 | 57
T H WHARTON 53 |  | THW_THWGT53 | HARRIS | GAS | HOUSTON | 1975 | 57 | 57 | 57 | 57 | 57 | 57 | 57 | 57 | 57 | 57
T H WHARTON 54 |  | THW_THWGT54 | HARRIS | GAS | HOUSTON | 1975 | 57 | 57 | 57 | 57 | 57 | 57 | 57 | 57 | 57 | 57
T H WHARTON 55 |  | THW_THWGT55 | HARRIS | GAS | HOUSTON | 1975 | 57 | 57 | 57 | 57 | 57 | 57 | 57 | 57 | 57 | 57
T H WHARTON 56 |  | THW_THWGT56 | HARRIS | GAS | HOUSTON | 1975 | 57 | 57 | 57 | 57 | 57 | 57 | 57 | 57 | 57 | 57
T H WHARTON G1 |  | THW_THWGT_1 | HARRIS | GAS | HOUSTON | 1967 | 13 | 13 | 13 | 13 | 13 | 13 | 13 | 13 | 13 | 13
TEXAS GULF SULPHUR |  | TGF_TGFGT_1 | WHARTON | GAS | HOUSTON | 1985 | 79 | 79 | 79 | 79 | 79 | 79 | 79 | 79 | 79 | 79
V H BRAUNIG 5 |  | BRAUNIG_VHB6CT5 | BEXAR | GAS | SOUTH | 2009 | 48 | 48 | 48 | 48 | 48 | 48 | 48 | 48 | 48 | 48
V H BRAUNIG 6 |  | BRAUNIG_VHB6CT6 | BEXAR | GAS | SOUTH | 2009 | 48 | 48 | 48 | 48 | 48 | 48 | 48 | 48 | 48 | 48
V H BRAUNIG 7 |  | BRAUNIG_VHB6CT7 | BEXAR | GAS | SOUTH | 2009 | 48 | 48 | 48 | 48 | 48 | 48 | 48 | 48 | 48 | 48
V H BRAUNIG 8 |  | BRAUNIG_VHB6CT8 | BEXAR | GAS | SOUTH | 2009 | 48 | 48 | 48 | 48 | 48 | 48 | 48 | 48 | 48 | 48
W A PARISH T1 |  | WAP_WAPGT_1 | FT. BEND | GAS | HOUSTON | 1967 | 13 | 13 | 13 | 13 | 13 | 13 | 13 | 13 | 13 | 13
W A PARISH - PETRO NOVA | 12INR0086 | PNPI_GT2 | FORT BEND | GAS | HOUSTON | 2013 | 74 | 74 | 74 | 74 | 74 | 74 | 74 | 74 | 74 | 74
WINCHESTER POWER PARK 1 | 09INR0027 | WIPOPA_WPP_G1 | FAYETTE | GAS | SOUTH | 2009 | 44 | 44 | 44 | 44 | 44 | 44 | 44 | 44 | 44 | 44
WINCHESTER POWER PARK 2 | 09INR0027 | WIPOPA_WPP_G2 | FAYETTE | GAS | SOUTH | 2009 | 44 | 44 | 44 | 44 | 44 | 44 | 44 | 44 | 44 | 44
WINCHESTER POWER PARK 3 | 09INR0027 | WIPOPA_WPP_G3 | FAYETTE | GAS | SOUTH | 2009 | 44 | 44 | 44 | 44 | 44 | 44 | 44 | 44 | 44 | 44
WINCHESTER POWER PARK 4 | 09INR0027 | WIPOPA_WPP_G4 | FAYETTE | GAS | SOUTH | 2009 | 44 | 44 | 44 | 44 | 44 | 44 | 44 | 44 | 44 | 44
B M DAVIS 1 |  | B_DAVIS_B_DAVIG1 | NUECES | GAS | SOUTH | 1974 | 335 | 335 | 335 | 335 | 335 | 335 | 335 | 335 | 335 | 335
CEDAR BAYOU 1 |  | CBY_CBY_G1 | CHAMBERS | GAS | HOUSTON | 1970 | 745 | 745 | 745 | 745 | 745 | 745 | 745 | 745 | 745 | 745
CEDAR BAYOU 2 |  | CBY_CBY_G2 | CHAMBERS | GAS | HOUSTON | 1972 | 749 | 749 | 749 | 749 | 749 | 749 | 749 | 749 | 749 | 749
DANSBY 1 |  | DANSBY_DANSBYG1 | BRAZOS | GAS | NORTH | 1978 | 110 | 110 | 110 | 110 | 110 | 110 | 110 | 110 | 110 | 110
DECKER CREEK 1 |  | DECKER_DPG1 | TRAVIS | GAS | SOUTH | 1971 | 315 | 315 | 315 | 315 | 315 | 315 | 315 | 315 | 315 | 315
DECKER CREEK 2 |  | DECKER_DPG2 | TRAVIS | GAS | SOUTH | 1978 | 420 | 420 | 420 | 420 | 420 | 420 | 420 | 420 | 420 | 420
GRAHAM 1 |  | GRSES_UNIT1 | YOUNG | GAS | WEST | 1960 | 225 | 225 | 225 | 225 | 225 | 225 | 225 | 225 | 225 | 225
GRAHAM 2 |  | GRSES_UNIT2 | YOUNG | GAS | WEST | 1969 | 390 | 390 | 390 | 390 | 390 | 390 | 390 | 390 | 390 | 390
GREENS BAYOU 5 |  | GBY_GBY_5 | HARRIS | GAS | HOUSTON | 1973 | 406 | 406 | 406 | 406 | 406 | 406 | 406 | 406 | 406 | 406
HANDLEY 3 |  | HLSES_UNIT3 | TARRANT | GAS | NORTH | 1963 | 395 | 395 | 395 | 395 | 395 | 395 | 395 | 395 | 395 | 395
HANDLEY 4 |  | HLSES_UNIT4 | TARRANT | GAS | NORTH | 1976 | 435 | 435 | 435 | 435 | 435 | 435 | 435 | 435 | 435 | 435
HANDLEY 5 |  | HLSES_UNIT5 | TARRANT | GAS | NORTH | 1977 | 435 | 435 | 435 | 435 | 435 | 435 | 435 | 435 | 435 | 435
LAKE HUBBARD 1 |  | LHSES_UNIT1 | DALLAS | GAS | NORTH | 1970 | 392 | 392 | 392 | 392 | 392 | 392 | 392 | 392 | 392 | 392
LAKE HUBBARD 2 |  | LH2SES_UNIT2 | DALLAS | GAS | NORTH | 1973 | 515 | 515 | 515 | 515 | 515 | 515 | 515 | 515 | 515 | 515
MOUNTAIN CREEK 6 |  | MCSES_UNIT6 | DALLAS | GAS | NORTH | 1956 | 120 | 120 | 120 | 120 | 120 | 120 | 120 | 120 | 120 | 120
MOUNTAIN CREEK 7 |  | MCSES_UNIT7 | DALLAS | GAS | NORTH | 1958 | 115 | 115 | 115 | 115 | 115 | 115 | 115 | 115 | 115 | 115
MOUNTAIN CREEK 8 |  | MCSES_UNIT8 | DALLAS | GAS | NORTH | 1967 | 565 | 565 | 565 | 565 | 565 | 565 | 565 | 565 | 565 | 565
O W SOMMERS 1 |  | CALAVERS_OWS1 | BEXAR | GAS | SOUTH | 1972 | 420 | 420 | 420 | 420 | 420 | 420 | 420 | 420 | 420 | 420
O W SOMMERS 2 |  | CALAVERS_OWS2 | BEXAR | GAS | SOUTH | 1974 | 420 | 420 | 420 | 420 | 420 | 420 | 420 | 420 | 420 | 420
PEARSALL 1 |  | PEARSALL_PEARS_1 | FRIO | GAS | SOUTH | 1961 | 25 | 25 | 25 | 25 | 25 | 25 | 25 | 25 | 25 | 25
PEARSALL 2 |  | PEARSALL_PEARS_2 | FRIO | GAS | SOUTH | 1961 | 25 | 25 | 25 | 25 | 25 | 25 | 25 | 25 | 25 | 25
PEARSALL 3 |  | PEARSALL_PEARS_3 | FRIO | GAS | SOUTH | 1961 | 25 | 25 | 25 | 25 | 25 | 25 | 25 | 25 | 25 | 25
POWERLANE PLANT 1 |  | STEAM1A_STEAM_1 | HUNT | GAS | NORTH | 1966 | 20 | 20 | 20 | 20 | 20 | 20 | 20 | 20 | 20 | 20
POWERLANE PLANT 2 |  | STEAM_STEAM_2 | HUNT | GAS | NORTH | 1967 | 26 | 26 | 26 | 26 | 26 | 26 | 26 | 26 | 26 | 26
POWERLANE PLANT 3 |  | STEAM_STEAM_3 | HUNT | GAS | NORTH | 1978 | 41 | 41 | 41 | 41 | 41 | 41 | 41 | 41 | 41 | 41
R W MILLER 1 |  | MIL_MILLERG1 | PALO PINTO | GAS | NORTH | 2000 | 75 | 75 | 75 | 75 | 75 | 75 | 75 | 75 | 75 | 75
R W MILLER 2 |  | MIL_MILLERG2 | PALO PINTO | GAS | NORTH | 2000 | 120 | 120 | 120 | 120 | 120 | 120 | 120 | 120 | 120 | 120
R W MILLER 3 |  | MIL_MILLERG3 | PALO PINTO | GAS | NORTH | 2000 | 208 | 208 | 208 | 208 | 208 | 208 | 208 | 208 | 208 | 208
RAY OLINGER 1 |  | OLINGR_OLING_1 | COLLIN | GAS | NORTH | 1967 | 78 | 78 | 78 | 78 | 78 | 78 | 78 | 78 | 78 | 78
RAY OLINGER 2 |  | OLINGR_OLING_2 | COLLIN | GAS | NORTH | 1971 | 107 | 107 | 107 | 107 | 107 | 107 | 107 | 107 | 107 | 107
RAY OLINGER 3 |  | OLINGR_OLING_3 | COLLIN | GAS | NORTH | 1975 | 146 | 146 | 146 | 146 | 146 | 146 | 146 | 146 | 146 | 146
SIM GIDEON 1 |  | GIDEON_GIDEONG1 | BASTROP | GAS | SOUTH | 1965 | 130 | 130 | 130 | 130 | 130 | 130 | 130 | 130 | 130 | 130
SIM GIDEON 2 |  | GIDEON_GIDEONG2 | BASTROP | GAS | SOUTH | 1968 | 135 | 135 | 135 | 135 | 135 | 135 | 135 | 135 | 135 | 135
SIM GIDEON 3 |  | GIDEON_GIDEONG3 | BASTROP | GAS | SOUTH | 1972 | 336 | 336 | 336 | 336 | 336 | 336 | 336 | 336 | 336 | 336
SPENCER 4 |  | SPNCER_SPNCE_4 | DENTON | GAS | NORTH | 1966 | 61 | 61 | 61 | 61 | 61 | 61 | 61 | 61 | 61 | 61
SPENCER 5 |  | SPNCER_SPNCE_5 | DENTON | GAS | NORTH | 1973 | 61 | 61 | 61 | 61 | 61 | 61 | 61 | 61 | 61 | 61
STRYKER CREEK 1 |  | SCSES_UNIT1A | CHEROKEE | GAS | NORTH | 1958 | 167 | 167 | 167 | 167 | 167 | 167 | 167 | 167 | 167 | 167
STRYKER CREEK 2 |  | SCSES_UNIT2 | CHEROKEE | GAS | NORTH | 1965 | 502 | 502 | 502 | 502 | 502 | 502 | 502 | 502 | 502 | 502
TRINIDAD 6 |  | TRSES_UNIT6 | HENDERSON | GAS | NORTH | 1965 | 226 | 226 | 226 | 226 | 226 | 226 | 226 | 226 | 226 | 226
V H BRAUNIG 1 |  | BRAUNIG_VHB1 | BEXAR | GAS | SOUTH | 1966 | 220 | 220 | 220 | 220 | 220 | 220 | 220 | 220 | 220 | 220
V H BRAUNIG 2 |  | BRAUNIG_VHB2 | BEXAR | GAS | SOUTH | 1968 | 230 | 230 | 230 | 230 | 230 | 230 | 230 | 230 | 230 | 230
V H BRAUNIG 3 |  | BRAUNIG_VHB3 | BEXAR | GAS | SOUTH | 1970 | 412 | 412 | 412 | 412 | 412 | 412 | 412 | 412 | 412 | 412
W A PARISH 1 |  | WAP_WAP_G1 | FT. BEND | GAS | HOUSTON | 1958 | 169 | 169 | 169 | 169 | 169 | 169 | 169 | 169 | 169 | 169
W A PARISH 2 |  | WAP_WAP_G2 | FT. BEND | GAS | HOUSTON | 1958 | 169 | 169 | 169 | 169 | 169 | 169 | 169 | 169 | 169 | 169
W A PARISH 3 |  | WAP_WAP_G3 | FT. BEND | GAS | HOUSTON | 1961 | 258 | 258 | 258 | 258 | 258 | 258 | 258 | 258 | 258 | 258
W A PARISH 4 |  | WAP_WAP_G4 | FT. BEND | GAS | HOUSTON | 1968 | 552 | 552 | 552 | 552 | 552 | 552 | 552 | 552 | 552 | 552
NOTREES BATTERY | 12INR0076 | NWF_NBS | WINKLER/ECTOR | STORAGE | WEST | 2012 | 33.7 | 33.7 | 33.7 | 33.7 | 33.7 | 33.7 | 33.7 | 33.7 | 33.7 | 33.7
ACACIA SOLAR |  | ACACIA_UNIT_1 | PRESIDIO | SOLAR | WEST | 2012 | 10 | 10 | 10 | 10 | 10 | 10 | 10 | 10 | 10 | 10
OCI ALAMO 1 | 13INR0058 | OCI_ALM1_UNIT1 | BEXAR | SOLAR | SOUTH | 2013 | 39.2 | 39.2 | 39.2 | 39.2 | 39.2 | 39.2 | 39.2 | 39.2 | 39.2 | 39.2
WEBBERVILLE | 10INR0082 | WEBBER_S_WSP1 | TRAVIS | SOLAR | SOUTH | 2011 | 28.5 | 28.5 | 28.5 | 28.5 | 28.5 | 28.5 | 28.5 | 28.5 | 28.5 | 28.5
BLUE WING 1 |  | DG_BROOK_1UNIT | BEXAR | SOLAR | SOUTH | 2010 | 7.6 | 7.6 | 7.6 | 7.6 | 7.6 | 7.6 | 7.6 | 7.6 | 7.6 | 7.6
BLUE WING 2 |  | DG_ELMEN_1UNIT | BEXAR | SOLAR | SOUTH | 2010 | 7.3 | 7.3 | 7.3 | 7.3 | 7.3 | 7.3 | 7.3 | 7.3 | 7.3 | 7.3
SOMERSET 1 |  | DG_SOME1_1UNIT | BEXAR | SOLAR | SOUTH | 2012 | 5.6 | 5.6 | 5.6 | 5.6 | 5.6 | 5.6 | 5.6 | 5.6 | 5.6 | 5.6
SOMERSET 2 |  | DG_SOME2_1UNIT | BEXAR | SOLAR | SOUTH | 2012 | 5 | 5 | 5 | 5 | 5 | 5 | 5 | 5 | 5 | 5
SUNEDISON RABEL ROAD |  | DG_VALL1_1UNIT | BEXAR | SOLAR | SOUTH | 2012 | 9.9 | 9.9 | 9.9 | 9.9 | 9.9 | 9.9 | 9.9 | 9.9 | 9.9 | 9.9
SUNEDISON VALLEY ROAD |  | DG_VALL2_1UNIT | BEXAR | SOLAR | SOUTH | 2012 | 9.9 | 9.9 | 9.9 | 9.9 | 9.9 | 9.9 | 9.9 | 9.9 | 9.9 | 9.9
NACOGDOCHES POWER | 09INR0007 | NACPW_UNIT1 | NACOGDOCHES | BIOMASS | NORTH | 2012 | 105 | 105 | 105 | 105 | 105 | 105 | 105 | 105 | 105 | 105
LUFKIN BIOMASS | 08INR0033 | LFBIO_UNIT1 | ANGELINA | BIOMASS | NORTH | 2012 | 45 | 45 | 45 | 45 | 45 | 45 | 45 | 45 | 45 | 45
ALVIN |  | AV_DG1 | GALVESTON | BIOMASS | HOUSTON | 2002 | 6.7 | 6.7 | 6.7 | 6.7 | 6.7 | 6.7 | 6.7 | 6.7 | 6.7 | 6.7
AUSTIN LANDFILL GAS |  | DG_SPRIN_4UNITS | TRAVIS | BIOMASS | SOUTH | 2007 | 6.4 | 6.4 | 6.4 | 6.4 | 6.4 | 6.4 | 6.4 | 6.4 | 6.4 | 6.4
COVEL GARDENS POWER STATION |  | DG_MEDIN_1UNIT | BEXAR | BIOMASS | SOUTH | 2005 | 9.6 | 9.6 | 9.6 | 9.6 | 9.6 | 9.6 | 9.6 | 9.6 | 9.6 | 9.6
DFW GAS RECOVERY |  | DG_BIO2_4UNITS | DENTON | BIOMASS | NORTH | 2009 | 6.4 | 6.4 | 6.4 | 6.4 | 6.4 | 6.4 | 6.4 | 6.4 | 6.4 | 6.4
DG_BIOENERGY PARTNERS |  | DG_BIOE_2UNITS | DENTON | BIOMASS | NORTH | 1988 | 6.2 | 6.2 | 6.2 | 6.2 | 6.2 | 6.2 | 6.2 | 6.2 | 6.2 | 6.2
FW REGION GEN FACILITY |  | DG_RDLML_1UNIT | TARRANT | BIOMASS | NORTH | 2011 | 1.6 | 1.6 | 1.6 | 1.6 | 1.6 | 1.6 | 1.6 | 1.6 | 1.6 | 1.6
HUMBLE |  | HB_DG1 | HARRIS | BIOMASS | HOUSTON | 2002 | 10 | 10 | 10 | 10 | 10 | 10 | 10 | 10 | 10 | 10
LIBERTY |  | LB_DG1 | HARRIS | BIOMASS | HOUSTON | 2002 | 3.9 | 3.9 | 3.9 | 3.9 | 3.9 | 3.9 | 3.9 | 3.9 | 3.9 | 3.9
MCKINNEY LANDFILL |  | DG_MKNSW_2UNITS | COLLIN | BIOMASS | NORTH | 2011 | 3.2 | 3.2 | 3.2 | 3.2 | 3.2 | 3.2 | 3.2 | 3.2 | 3.2 | 3.2
MESQUITE CREEK ENERGY |  | DG_FREIH_2UNITS | COMAL | BIOMASS | SOUTH | 2011 | 3.2 | 3.2 | 3.2 | 3.2 | 3.2 | 3.2 | 3.2 | 3.2 | 3.2 | 3.2
SKYLINE LANDFILL GAS |  | DG_FERIS_4_UNITS | DALLAS | BIOMASS | NORTH | 2007 | 6.4 | 6.4 | 6.4 | 6.4 | 6.4 | 6.4 | 6.4 | 6.4 | 6.4 | 6.4
TRINITY BAY |  | TRN_DG1 | CHAMBERS | BIOMASS | HOUSTON | 2002 | 3.9 | 3.9 | 3.9 | 3.9 | 3.9 | 3.9 | 3.9 | 3.9 | 3.9 | 3.9
TRINITY OAKS LFG |  | DG_KLBRG_1UNIT | DALLAS | BIOMASS | NORTH | 2011 | 3.2 | 3.2 | 3.2 | 3.2 | 3.2 | 3.2 | 3.2 | 3.2 | 3.2 | 3.2
WALZEM ROAD |  | DG_WALZE_4UNITS | BEXAR | BIOMASS | SOUTH | 2002 | 9.8 | 9.8 | 9.8 | 9.8 | 9.8 | 9.8 | 9.8 | 9.8 | 9.8 | 9.8
WESTSIDE |  | DG_WSTHL_3UNITS | PARKER | BIOMASS | NORTH | 2010 | 4.8 | 4.8 | 4.8 | 4.8 | 4.8 | 4.8 | 4.8 | 4.8 | 4.8 | 4.8
KMAYBTO |  | DG_KMASB_1UNIT | WICHITA | BIOMASS | WEST | 2011 | 0.1 | 0.1 | 0.1 | 0.1 | 0.1 | 0.1 | 0.1 | 0.1 | 0.1 | 0.1
Operational Units Total (Coal, Gas, Nuclear, Biomass, Solar) | [6 empty] | 62638.4 | 62638.4 | 62638.4 | 62638.4 | 61798.4 | 61798.4 | 61798.4 | 61798.4 | 61798.4 | 61798.4
Operational Resources (Hydro)
AMISTAD HYDRO 1 |  | AMISTAD_AMISTAG1 | VAL VERDE |  | SOUTH | 1983 | 37.9 | 37.9 | 37.9 | 37.9 | 37.9 | 37.9 | 37.9 | 37.9 | 37.9 | 37.9
AMISTAD HYDRO 2 |  | AMISTAD_AMISTAG2 | VAL VERDE |  | SOUTH | 1983 | 37.9 | 37.9 | 37.9 | 37.9 | 37.9 | 37.9 | 37.9 | 37.9 | 37.9 | 37.9
AUSTIN 1 |  | AUSTPL_AUSTING1 | TRAVIS |  | SOUTH | 1940 | 8 | 8 | 8 | 8 | 8 | 8 | 8 | 8 | 8 | 8
AUSTIN 2 |  | AUSTPL_AUSTING2 | TRAVIS |  | SOUTH | 1940 | 9 | 9 | 9 | 9 | 9 | 9 | 9 | 9 | 9 | 9
BUCHANAN 1 |  | BUCHAN_BUCHANG1 | LLANO |  | SOUTH | 1938 | 16 | 16 | 16 | 16 | 16 | 16 | 16 | 16 | 16 | 16
BUCHANAN 2 |  | BUCHAN_BUCHANG2 | LLANO |  | SOUTH | 1938 | 16 | 16 | 16 | 16 | 16 | 16 | 16 | 16 | 16 | 16
BUCHANAN 3 |  | BUCHAN_BUCHANG3 | LLANO |  | SOUTH | 1950 | 17 | 17 | 17 | 17 | 17 | 17 | 17 | 17 | 17 | 17
DENISON DAM 1 |  | DNDAM_DENISOG1 | GRAYSON |  | NORTH | 1944 | 40 | 40 | 40 | 40 | 40 | 40 | 40 | 40 | 40 | 40
DENISON DAM 2 |  | DNDAM_DENISOG2 | GRAYSON |  | NORTH | 1948 | 40 | 40 | 40 | 40 | 40 | 40 | 40 | 40 | 40 | 40
FALCON HYDRO 1 |  | FALCON_FALCONG1 | STARR |  | SOUTH | 1954 | 12 | 12 | 12 | 12 | 12 | 12 | 12 | 12 | 12 | 12
FALCON HYDRO 2 |  | FALCON_FALCONG2 | STARR |  | SOUTH | 1954 | 12 | 12 | 12 | 12 | 12 | 12 | 12 | 12 | 12 | 12
FALCON HYDRO 3 |  | FALCON_FALCONG3 | STARR |  | SOUTH | 1954 | 12 | 12 | 12 | 12 | 12 | 12 | 12 | 12 | 12 | 12
GRANITE SHOALS 1 |  | WIRTZ_WIRTZ_G1 | BURNET |  | SOUTH | 1951 | 29 | 29 | 29 | 29 | 29 | 29 | 29 | 29 | 29 | 29
GRANITE SHOALS 2 |  | WIRTZ_WIRTZ_G2 | BURNET |  | SOUTH | 1951 | 29 | 29 | 29 | 29 | 29 | 29 | 29 | 29 | 29 | 29
INKS 1 |  | INKSDA_INKS_G1 | LLANO |  | SOUTH | 1938 | 14 | 14 | 14 | 14 | 14 | 14 | 14 | 14 | 14 | 14
MARBLE FALLS 1 |  | MARBFA_MARBFAG1 | BURNET |  | SOUTH | 1951 | 21 | 21 | 21 | 21 | 21 | 21 | 21 | 21 | 21 | 21
MARBLE FALLS 2 |  | MARBFA_MARBFAG2 | BURNET |  | SOUTH | 1951 | 20 | 20 | 20 | 20 | 20 | 20 | 20 | 20 | 20 | 20
MARSHALL FORD 1 |  | MARSFO_MARSFOG1 | TRAVIS |  | SOUTH | 1941 | 36 | 36 | 36 | 36 | 36 | 36 | 36 | 36 | 36 | 36
MARSHALL FORD 2 |  | MARSFO_MARSFOG2 | TRAVIS |  | SOUTH | 1941 | 36 | 36 | 36 | 36 | 36 | 36 | 36 | 36 | 36 | 36
MARSHALL FORD 3 |  | MARSFO_MARSFOG3 | TRAVIS |  | SOUTH | 1941 | 29 | 29 | 29 | 29 | 29 | 29 | 29 | 29 | 29 | 29
WHITNEY DAM |  | WND_WHITNEY1 | BOSQUE |  | NORTH | 1953 | 20 | 20 | 20 | 20 | 20 | 20 | 20 | 20 | 20 | 20
WHITNEY 2 |  | WND_WHITNEY2 | BOSQUE |  | NORTH | 1953 | 15 | 15 | 15 | 15 | 15 | 15 | 15 | 15 | 15 | 15
CANYON |  | CANYHY_CANYHYG1 | COMAL |  | SOUTH | 1989 | 6 | 6 | 6 | 6 | 6 | 6 | 6 | 6 | 6 | 6
EAGLE PASS HYDRO |  | EAGLE_HY_EAGLE_HY1 | MAVERICK |  | SOUTH | 2005 | 9.6 | 9.6 | 9.6 | 9.6 | 9.6 | 9.6 | 9.6 | 9.6 | 9.6 | 9.6
LAKEWOOD TAP |  | DG_LKWDT_2UNITS | GONZALES |  | SOUTH | 1931 | 4.8 | 4.8 | 4.8 | 4.8 | 4.8 | 4.8 | 4.8 | 4.8 | 4.8 | 4.8
LEWISVILLE |  | DG_LWSVL_1UNIT | DENTON |  | NORTH | 1991 | 2.2 | 2.2 | 2.2 | 2.2 | 2.2 | 2.2 | 2.2 | 2.2 | 2.2 | 2.2
MCQUEENEY |  | DG_MCQUE_5UNITS | GUADALUPE |  | SOUTH | 1928 | 7.7 | 7.7 | 7.7 | 7.7 | 7.7 | 7.7 | 7.7 | 7.7 | 7.7 | 7.7
SCHUMANSVILLE |  | DG_SCHUM_2UNITS | GUADALUPE |  | SOUTH | 1928 | 3.6 | 3.6 | 3.6 | 3.6 | 3.6 | 3.6 | 3.6 | 3.6 | 3.6 | 3.6
Operational Capacity Total (Hydro) | [6 empty] | 540.7 | 540.7 | 540.7 | 540.7 | 540.7 | 540.7 | 540.7 | 540.7 | 540.7 | 540.7
Hydro Capacity Contribution (Average maximum capability for Top 20 Hours) |  | HYDRO_CAP_CONT |  | HYDRO |  |  | 446.2 | 446.2 | 446.2 | 446.2 | 446.2 | 446.2 | 446.2 | 446.2 | 446.2 | 446.2
Operational Capacity Total (Including Hydro) | [6 empty] | 63084.6 | 63084.6 | 63084.6 | 63084.6 | 62244.6 | 62244.6 | 62244.6 | 62244.6 | 62244.6 | 62244.6
PUN Capacity Contribution (Average maximum capability for Top 20 Hours) |  | PUN_CAP_CONT |  | GAS |  |  | 4474 | 4474 | 4474 | 4474 | 4474 | 4474 | 4474 | 4474 | 4474 | 4474
NEW PUN UNIT | 14INR0016 |  |  | GAS |  | 2014 | 181 | 181 | 181 | 181 | 181 | 181 | 181 | 181 | 181 | 181
Capacity from Private Use Networks | [6 empty] | 4655 | 4655 | 4655 | 4655 | 4655 | 4655 | 4655 | 4655 | 4655 | 4655
Wind Resources
ANACACHO WINDFARM | 12INR0072 | ANACACHO_ANA | KINNEY | WIND | SOUTH | 2012 | 101 | 101 | 101 | 101 | 101 | 101 | 101 | 101 | 101 | 101
BARTON CHAPEL WIND | 06INR0021 | BRTSW_BCW1 | JACK | WIND | WEST | 2007 | 120 | 120 | 120 | 120 | 120 | 120 | 120 | 120 | 120 | 120
BOBCAT WIND | 08INR0049 | BCATWIND_WIND_1 | ARCHER | WIND | NORTH | 2012 | 150 | 150 | 150 | 150 | 150 | 150 | 150 | 150 | 150 | 150
BLUE SUMMIT WIND 5 | 12INR0075 | BLSUMMIT_BLSMT1_5 | WILBARGER | WIND | WEST | 2012 | 9 | 9 | 9 | 9 | 9 | 9 | 9 | 9 | 9 | 9
BLUE SUMMIT WIND 6 | 12INR0075 | BLSUMMIT_BLSMT1_6 | WILBARGER | WIND | WEST | 2012 | 126.4 | 126.4 | 126.4 | 126.4 | 126.4 | 126.4 | 126.4 | 126.4 | 126.4 | 126.4
BUFFALO GAP WIND FARM 1 |  | BUFF_GAP_UNIT1 | TAYLOR | WIND | WEST | 2006 | 120.6 | 120.6 | 120.6 | 120.6 | 120.6 | 120.6 | 120.6 | 120.6 | 120.6 | 120.6
BUFFALO GAP WIND FARM 2 |  | BUFF_GAP_UNIT2_1 | TAYLOR | WIND | WEST | 2007 | 115.5 | 115.5 | 115.5 | 115.5 | 115.5 | 115.5 | 115.5 | 115.5 | 115.5 | 115.5
BUFFALO GAP WIND FARM 2 |  | BUFF_GAP_UNIT2_2 | TAYLOR | WIND | WEST | 2007 | 117 | 117 | 117 | 117 | 117 | 117 | 117 | 117 | 117 | 117
BUFFALO GAP WIND FARM 3 |  | BUFF_GAP_UNIT3 | TAYLOR | WIND | WEST | 2008 | 170.2 | 170.2 | 170.2 | 170.2 | 170.2 | 170.2 | 170.2 | 170.2 | 170.2 | 170.2
BULL CREEK WIND PLANT |  | BULLCRK_WND1 | BORDEN | WIND | WEST | 2009 | 88 | 88 | 88 | 88 | 88 | 88 | 88 | 88 | 88 | 88
BULL CREEK WIND PLANT |  | BULLCRK_WND2 | BORDEN | WIND | WEST | 2009 | 90 | 90 | 90 | 90 | 90 | 90 | 90 | 90 | 90 | 90
CALLAHAN WIND |  | CALLAHAN_WND1 | CALLAHAN | WIND | WEST | 2004 | 114 | 114 | 114 | 114 | 114 | 114 | 114 | 114 | 114 | 114
CAMP SPRINGS 1 WIND |  | CSEC_CSECG1 | SCURRY | WIND | WEST | 2007 | 130.5 | 130.5 | 130.5 | 130.5 | 130.5 | 130.5 | 130.5 | 130.5 | 130.5 | 130.5
CAMP SPRINGS 2 WIND |  | CSEC_CSECG2 | SCURRY | WIND | WEST | 2007 | 120 | 120 | 120 | 120 | 120 | 120 | 120 | 120 | 120 | 120
CAPRICORN RIDGE WIND 1 |  | CAPRIDGE_CR1 | STERLING | WIND | WEST | 2007 | 214.5 | 214.5 | 214.5 | 214.5 | 214.5 | 214.5 | 214.5 | 214.5 | 214.5 | 214.5
CAPRICORN RIDGE WIND 2 |  | CAPRIDGE_CR3 | STERLING | WIND | WEST | 2008 | 186 | 186 | 186 | 186 | 186 | 186 | 186 | 186 | 186 | 186
CAPRICORN RIDGE WIND 3 |  | CAPRIDGE_CR2 | STERLING | WIND | WEST | 2007 | 149.5 | 149.5 | 149.5 | 149.5 | 149.5 | 149.5 | 149.5 | 149.5 | 149.5 | 149.5
CAPRICORN RIDGE WIND 4 |  | CAPRIDG4_CR4 | COKE/STERLING | WIND | WEST | 2008 | 112.5 | 112.5 | 112.5 | 112.5 | 112.5 | 112.5 | 112.5 | 112.5 | 112.5 | 112.5
CEDRO HILL WIND | 09INR0082 | CEDROHIL_CHW1 | WEBB | WIND | SOUTH | 2010 | 150 | 150 | 150 | 150 | 150 | 150 | 150 | 150 | 150 | 150
CHAMPION WIND FARM |  | CHAMPION_UNIT1 | NOLAN AND MITCHELL | WIND | WEST | 2008 | 126.5 | 126.5 | 126.5 | 126.5 | 126.5 | 126.5 | 126.5 | 126.5 | 126.5 | 126.5
DELAWARE MOUNTAIN WIND FARM |  | KUNITZ_WIND_NWP | CULBERSON COUNTY | WIND | WEST | 1999 | 28.5 | 28.5 | 28.5 | 28.5 | 28.5 | 28.5 | 28.5 | 28.5 | 28.5 | 28.5
DESERT SKY WIND FARM 1 |  | INDNENR_INDNENR | PECOS | WIND | WEST | 2002 | 84 | 84 | 84 | 84 | 84 | 84 | 84 | 84 | 84 | 84
DESERT SKY WIND FARM 2 |  | INDNENR_INDNENR_2 | PECOS | WIND | WEST | 2002 | 76.5 | 76.5 | 76.5 | 76.5 | 76.5 | 76.5 | 76.5 | 76.5 | 76.5 | 76.5
ELBOW CREEK WIND PROJECT | 08INR0053 | ELB_ELBCREEK | HOWARD | WIND | WEST | 2008 | 118.7 | 118.7 | 118.7 | 118.7 | 118.7 | 118.7 | 118.7 | 118.7 | 118.7 | 118.7
FOREST CREEK WIND FARM |  | MCDLD_FCW1 | GLASSCOCK | WIND | WEST | 2007 | 124.2 | 124.2 | 124.2 | 124.2 | 124.2 | 124.2 | 124.2 | 124.2 | 124.2 | 124.2
GOAT WIND |  | GOAT_GOATWIND | STERLING | WIND | WEST | 2008 | 80 | 80 | 80 | 80 | 80 | 80 | 80 | 80 | 80 | 80
GOAT WIND 2 |  | GOAT_GOATWIN2 | STERLING | WIND | WEST | 2010 | 69.6 | 69.6 | 69.6 | 69.6 | 69.6 | 69.6 | 69.6 | 69.6 | 69.6 | 69.6
GREEN MOUNTAIN ENERGY 1 |  | BRAZ_WND_WND1 | SCURRY/BORDEN | WIND | WEST | 2003 | 99 | 99 | 99 | 99 | 99 | 99 | 99 | 99 | 99 | 99
GREEN MOUNTAIN ENERGY 2 |  | BRAZ_WND_WND2 | SCURRY/BORDEN | WIND | WEST | 2003 | 61 | 61 | 61 | 61 | 61 | 61 | 61 | 61 | 61 | 61
HACKBERRY WIND FARM |  | HWF_HWFG1 | SHACKELFORD | WIND | WEST | 2008 | 163.5 | 163.5 | 163.5 | 163.5 | 163.5 | 163.5 | 163.5 | 163.5 | 163.5 | 163.5
HORSE HOLLOW WIND 1 |  | H_HOLLOW_WND1 | TAYLOR | WIND | WEST | 2005 | 213 | 213 | 213 | 213 | 213 | 213 | 213 | 213 | 213 | 213
HORSE HOLLOW WIND 2 |  | HHOLLOW2_WIND1 | TAYLOR | WIND | WEST | 2006 | 184 | 184 | 184 | 184 | 184 | 184 | 184 | 184 | 184 | 184
HORSE HOLLOW WIND 3 |  | HHOLLOW3_WND_1 | TAYLOR | WIND | WEST | 2006 | 223.5 | 223.5 | 223.5 | 223.5 | 223.5 | 223.5 | 223.5 | 223.5 | 223.5 | 223.5
HORSE HOLLOW WIND 4 |  | HHOLLOW4_WND1 | TAYLOR | WIND | WEST | 2006 | 115 | 115 | 115 | 115 | 115 | 115 | 115 | 115 | 115 | 115
INADALE WIND | 07INR0045b | INDL_INADALE1 | NOLAN | WIND | WEST | 2008 | 196.6 | 196.6 | 196.6 | 196.6 | 196.6 | 196.6 | 196.6 | 196.6 | 196.6 | 196.6
INDIAN MESA WIND FARM |  | INDNNWP_INDNNWP | PECOS COUNTY | WIND | WEST | 2001 | 82.5 | 82.5 | 82.5 | 82.5 | 82.5 | 82.5 | 82.5 | 82.5 | 82.5 | 82.5
KING MOUNTAIN NE |  | KING_NE_KINGNE | UPTON | WIND | WEST | 2001 | 79.3 | 79.3 | 79.3 | 79.3 | 79.3 | 79.3 | 79.3 | 79.3 | 79.3 | 79.3
KING MOUNTAIN NW | 00INR0025 | KING_NW_KINGNW | UPTON | WIND | WEST | 2001 | 79.3 | 79.3 | 79.3 | 79.3 | 79.3 | 79.3 | 79.3 | 79.3 | 79.3 | 79.3
KING MOUNTAIN SE |  | KING_SE_KINGSE | UPTON | WIND | WEST | 2001 | 40.3 | 40.3 | 40.3 | 40.3 | 40.3 | 40.3 | 40.3 | 40.3 | 40.3 | 40.3
KING MOUNTAIN SW |  | KING_SW_KINGSW | UPTON | WIND | WEST | 2001 | 79.3 | 79.3 | 79.3 | 79.3 | 79.3 | 79.3 | 79.3 | 79.3 | 79.3 | 79.3
KUNITZ WIND |  | KUNITZ_WIND_LGE | CULBERSON COUNTY | WIND | WEST | 1995 | 39.8 | 39.8 | 39.8 | 39.8 | 39.8 | 39.8 | 39.8 | 39.8 | 39.8 | 39.8
LANGFORD WIND POWER | 10INR0026 | LGD_LANGFORD | TOM GREEN | WIND | WEST | 2009 | 155 | 155 | 155 | 155 | 155 | 155 | 155 | 155 | 155 | 155
LORAINE WINDPARK I | 09INR0047 | LONEWOLF_G1 | MITCHELL | WIND | WEST | 2009 | 49.5 | 49.5 | 49.5 | 49.5 | 49.5 | 49.5 | 49.5 | 49.5 | 49.5 | 49.5
LORAINE WINDPARK II | 09INR0047 | LONEWOLF_G2 | MITCHELL | WIND | WEST | 2009 | 51 | 51 | 51 | 51 | 51 | 51 | 51 | 51 | 51 | 51
LORAINE WINDPARK III | 09INR0047 | LONEWOLF_G3 | MITCHELL | WIND | WEST | 2011 | 25.5 | 25.5 | 25.5 | 25.5 | 25.5 | 25.5 | 25.5 | 25.5 | 25.5 | 25.5
LORAINE WINDPARK IV | 09INR0047 | LONEWOLF_G4 | MITCHELL | WIND | WEST | 2011 | 24 | 24 | 24 | 24 | 24 | 24 | 24 | 24 | 24 | 24
MCADOO WIND FARM |  | MWEC_G1 | DICKENS | WIND | WEST | 2008 | 150 | 150 | 150 | 150 | 150 | 150 | 150 | 150 | 150 | 150
MESQUITE WIND |  | LNCRK_G83 | SHACKELFORD | WIND | WEST | 2006 | 200 | 200 | 200 | 200 | 200 | 200 | 200 | 200 | 200 | 200
NOTREES WIND 1 | 07INR0005 | NWF_NWF1 | WINKLER/ECTOR | WIND | WEST | 2009 | 92.6 | 92.6 | 92.6 | 92.6 | 92.6 | 92.6 | 92.6 | 92.6 | 92.6 | 92.6
NOTREES WIND 2 | 07INR0005 | NWF_NWF2 | WINKLER/ECTOR | WIND | WEST | 2009 | 60 | 60 | 60 | 60 | 60 | 60 | 60 | 60 | 60 | 60
OCOTILLO WIND FARM | 04INR0017 | OWF_OWF | HOWARD | WIND | WEST | 2008 | 58.8 | 58.8 | 58.8 | 58.8 | 58.8 | 58.8 | 58.8 | 58.8 | 58.8 | 58.8
PANTHER CREEK 1 |  | PC_NORTH_PANTHER1 | HOWARD | WIND | WEST | 2008 | 142.5 | 142.5 | 142.5 | 142.5 | 142.5 | 142.5 | 142.5 | 142.5 | 142.5 | 142.5
PANTHER CREEK 2 | 08INR0037 | PC_SOUTH_PANTHER2 | HOWARD | WIND | WEST | 2008 | 115.5 | 115.5 | 115.5 | 115.5 | 115.5 | 115.5 | 115.5 | 115.5 | 115.5 | 115.5
PANTHER CREEK 3 | 11INR0015 | PC_SOUTH_PANTHER3 | HOWARD | WIND | WEST | 2009 | 199.5 | 199.5 | 199.5 | 199.5 | 199.5 | 199.5 | 199.5 | 199.5 | 199.5 | 199.5
PECOS WIND (WOODWARD 1) |  | WOODWRD1_WOODWRD1 | PECOS | WIND | WEST | 2001 | 82.5 | 82.5 | 82.5 | 82.5 | 82.5 | 82.5 | 82.5 | 82.5 | 82.5 | 82.5
PECOS WIND (WOODWARD 2) |  | WOODWRD2_WOODWRD2 | PECOS | WIND | WEST | 2001 | 77.2 | 77.2 | 77.2 | 77.2 | 77.2 | 77.2 | 77.2 | 77.2 | 77.2 | 77.2
POST OAK WIND 1 |  | LNCRK2_G871 | SHACKELFORD | WIND | WEST | 2007 | 100 | 100 | 100 | 100 | 100 | 100 | 100 | 100 | 100 | 100
POST OAK WIND 2 |  | LNCRK2_G872 | SHACKELFORD | WIND | WEST | 2007 | 100 | 100 | 100 | 100 | 100 | 100 | 100 | 100 | 100 | 100
PYRON WIND FARM | 07INR0045a | PYR_PYRON1 | SCURRY AND FISHER | WIND | WEST | 2008 | 249 | 249 | 249 | 249 | 249 | 249 | 249 | 249 | 249 | 249
RED CANYON WIND |  | RDCANYON_RDCNY1 | BORDEN | WIND | WEST | 2006 | 84 | 84 | 84 | 84 | 84 | 84 | 84 | 84 | 84 | 84
ROSCOE WIND FARM |  | TKWSW1_ROSCOE | NOLAN | WIND | WEST | 2008 | 209 | 209 | 209 | 209 | 209 | 209 | 209 | 209 | 209 | 209
SAND BLUFF WIND FARM |  | MCDLD_SBW1 | GLASSCOCK | WIND | WEST | 2008 | 90 | 90 | 90 | 90 | 90 | 90 | 90 | 90 | 90 | 90
SENATE WIND PROJECT | 08INR0011 | SENATEWD_UNIT1 | JACK | WIND | WEST | 2012 | 150 | 150 | 150 | 150 | 150 | 150 | 150 | 150 | 150 | 150
SHERBINO I WIND | 06INR0012a | KEO_KEO_SM1 | PECOS | WIND | WEST | 2008 | 150 | 150 | 150 | 150 | 150 | 150 | 150 | 150 | 150 | 150
SHERBINO 2 WIND | 06INR0012b | KEO_SHRBINO2 | PECOS | WIND | WEST | 2011 | 150 | 150 | 150 | 150 | 150 | 150 | 150 | 150 | 150 | 150
SILVER STAR WIND | 03INR0034 | FLTCK_SSI | EASTLAND | WIND | NORTH | 2008 | 60 | 60 | 60 | 60 | 60 | 60 | 60 | 60 | 60 | 60
SNYDER WIND FARM |  | ENAS_ENA1 | SCURRY | WIND | WEST | 2007 | 63 | 63 | 63 | 63 | 63 | 63 | 63 | 63 | 63 | 63
SOUTH TRENT WIND FARM | 07INR0029 | STWF_T1 | NOLAN & TAYLOR | WIND | WEST | 2008 | 101.2 | 101.2 | 101.2 | 101.2 | 101.2 | 101.2 | 101.2 | 101.2 | 101.2 | 101.2
STANTON WIND ENERGY |  | SWEC_G1 | MARTIN | WIND | WEST | 2008 | 120 | 120 | 120 | 120 | 120 | 120 | 120 | 120 | 120 | 120
SWEETWATER WIND 1 |  | SWEETWND_WND1 | NOLAN | WIND | WEST | 2003 | 36.6 | 36.6 | 36.6 | 36.6 | 36.6 | 36.6 | 36.6 | 36.6 | 36.6 | 36.6
SWEETWATER WIND 2 |  | SWEETWN2_WND24 | NOLAN | WIND | WEST | 2006 | 15.9 | 15.9 | 15.9 | 15.9 | 15.9 | 15.9 | 15.9 | 15.9 | 15.9 | 15.9
SWEETWATER WIND 3 |  | SWEETWN2_WND2 | NOLAN | WIND | WEST | 2004 | 97.5 | 97.5 | 97.5 | 97.5 | 97.5 | 97.5 | 97.5 | 97.5 | 97.5 | 97.5
SWEETWATER WIND 4 |  | SWEETWN3_WND3A | NOLAN | WIND | WEST | 2011 | 28.5 | 28.5 | 28.5 | 28.5 | 28.5 | 28.5 | 28.5 | 28.5 | 28.5 | 28.5
SWEETWATER WIND 4 |  | SWEETWN3_WND3B | NOLAN | WIND | WEST | 2011 | 100.5 | 100.5 | 100.5 | 100.5 | 100.5 | 100.5 | 100.5 | 100.5 | 100.5 | 100.5
SWEETWATER WIND 5 |  | SWEETWN4_WND5 | NOLAN | WIND | WEST | 2007 | 79.2 | 79.2 | 79.2 | 79.2 | 79.2 | 79.2 | 79.2 | 79.2 | 79.2 | 79.2
SWEETWATER WIND 6 |  | SWEETWN4_WND4B | NOLAN | WIND | WEST | 2007 | 103.7 | 103.7 | 103.7 | 103.7 | 103.7 | 103.7 | 103.7 | 103.7 | 103.7 | 103.7
SWEETWATER WIND 7 |  | SWEETWN4_WND4A | NOLAN | WIND | WEST | 2007 | 117.8 | 117.8 | 117.8 | 117.8 | 117.8 | 117.8 | 117.8 | 117.8 | 117.8 | 117.8
TEXAS BIG SPRING WIND |  | SGMTN_SIGNALMT | HOWARD | WIND | WEST | 1999 | 27.7 | 27.7 | 27.7 | 27.7 | 27.7 | 27.7 | 27.7 | 27.7 | 27.7 | 27.7
TRENT WIND FARM |  | TRENT_TRENT | NOLAN | WIND | WEST | 2001 | 150 | 150 | 150 | 150 | 150 | 150 | 150 | 150 | 150 | 150
TRINITY HILLS WIND 1 | 08INR0062 | TRINITY_TH1_BUS1 | YOUNG | WIND | NORTH | 2012 | 117.5 | 117.5 | 117.5 | 117.5 | 117.5 | 117.5 | 117.5 | 117.5 | 117.5 | 117.5
TRINITY HILLS WIND 2 | 08INR0062 | TRINITY_TH1_BUS2 | YOUNG | WIND | NORTH | 2012 | 107.5 | 107.5 | 107.5 | 107.5 | 107.5 | 107.5 | 107.5 | 107.5 | 107.5 | 107.5
TURKEY TRACK WIND ENERGY CENTER |  | TTWEC_G1 | NOLAN | WIND | WEST | 2008 | 169.5 | 169.5 | 169.5 | 169.5 | 169.5 | 169.5 | 169.5 | 169.5 | 169.5 | 169.5
WEST TEXAS WIND ENERGY |  | SW_MESA_SW_MESA | UPTON/CROCKETT COUNTIES | WIND | WEST | 1999 | 74.2 | 74.2 | 74.2 | 74.2 | 74.2 | 74.2 | 74.2 | 74.2 | 74.2 | 74.2
WHIRLWIND ENERGY |  | WEC_WECG1 | FLOYD | WIND | NORTH | 2007 | 57 | 57 | 57 | 57 | 57 | 57 | 57 | 57 | 57 | 57
WHITETAIL WIND ENERGY PROJECT | 11INR0091 | EXGNWTL_WIND_1 | WEBB AND DUVAL | WIND | SOUTH | 2012 | 90 | 90 | 90 | 90 | 90 | 90 | 90 | 90 | 90 | 90
WKN MOZART WIND | 09INR0061 | MOZART_WIND_1 | KENT & STONEWALL COUNTY | WIND | WEST | 2012 | 30 | 30 | 30 | 30 | 30 | 30 | 30 | 30 | 30 | 30
WOLFE RIDGE WIND |  | WHTTAIL_WR1 | COOKE | WIND | NORTH | 2008 | 112.5 | 112.5 | 112.5 | 112.5 | 112.5 | 112.5 | 112.5 | 112.5 | 112.5 | 112.5
TSTC WEST TEXAS WIND |  | DG_ROSC2_1UNIT | NOLAN | WIND | WEST | 2008 | 2 | 2 | 2 | 2 | 2 | 2 | 2 | 2 | 2 | 2
Wind Capacity Total (Non-Coastal Counties) | [6 empty] | 9376.2 | 9376.2 | 9376.2 | 9376.2 | 9376.2 | 9376.2 | 9376.2 | 9376.2 | 9376.2 | 9376.2
GULF WIND I | 05INR0015a | TGW_T1 | KENEDY | WIND | SOUTH | 2010 | 141.6 | 141.6 | 141.6 | 141.6 | 141.6 | 141.6 | 141.6 | 141.6 | 141.6 | 141.6
GULF WIND II | 05INR0015a | TGW_T2 | KENEDY | WIND | SOUTH | 2010 | 141.6 | 141.6 | 141.6 | 141.6 | 141.6 | 141.6 | 141.6 | 141.6 | 141.6 | 141.6
LOS VIENTOS WIND I | 11INR0033 | LV1_LV1A | WILLACY/CAMERON | WIND | SOUTH | 2013 | 200.1 | 200.1 | 200.1 | 200.1 | 200.1 | 200.1 | 200.1 | 200.1 | 200.1 | 200.1
LOS VIENTOS WIND II | 11INR0033 | LV1_LV1B | WILLACY/CAMERON | WIND | SOUTH | 2013 | 201.6 | 201.6 | 201.6 | 201.6 | 201.6 | 201.6 | 201.6 | 201.6 | 201.6 | 201.6
MAGIC VALLEY WIND | 10INR0060 | REDFISH_MV1A | WILLACY | WIND | SOUTH | 2012 | 103 | 103 | 103 | 103 | 103 | 103 | 103 | 103 | 103 | 103
MAGIC VALLEY WIND | 10INR0060 | REDFISH_MV1B | WILLACY | WIND | SOUTH | 2012 | 103 | 103 | 103 | 103 | 103 | 103 | 103 | 103 | 103 | 103
PAPALOTE CREEK WIND FARM | 08INR0012a | PAP1_PAP1 | SAN PATRICIO | WIND | SOUTH | 2009 | 179.9 | 179.9 | 179.9 | 179.9 | 179.9 | 179.9 | 179.9 | 179.9 | 179.9 | 179.9
PAPALOTE CREEK WIND FARM II | 08INR0012b | COTTON_PAP2 | SAN PATRICIO | WIND | SOUTH | 2010 | 200.1 | 200.1 | 200.1 | 200.1 | 200.1 | 200.1 | 200.1 | 200.1 | 200.1 | 200.1
PENASCAL WIND 1 |  | PENA_UNIT1 | KENEDY | WIND | SOUTH | 2009 | 160.8 | 160.8 | 160.8 | 160.8 | 160.8 | 160.8 | 160.8 | 160.8 | 160.8 | 160.8
PENASCAL WIND 2 |  | PENA_UNIT2 | KENEDY | WIND | SOUTH | 2009 | 141.6 | 141.6 | 141.6 | 141.6 | 141.6 | 141.6 | 141.6 | 141.6 | 141.6 | 141.6
PENASCAL WIND 3 |  | PENA3_UNIT3 | KENEDY | WIND | SOUTH | 2011 | 100.8 | 100.8 | 100.8 | 100.8 | 100.8 | 100.8 | 100.8 | 100.8 | 100.8 | 100.8
HARBOR WIND |  | DG_NUECE_6UNITS | NUECES | WIND | SOUTH | 2012 | 9 | 9 | 9 | 9 | 9 | 9 | 9 | 9 | 9 | 9
Wind Capacity Total (Coastal Counties) | [6 empty] | 1683.1 | 1683.1 | 1683.1 | 1683.1 | 1683.1 | 1683.1 | 1683.1 | 1683.1 | 1683.1 | 1683.1
Wind Capacity Total | [6 empty] | 11059.3 | 11059.3 | 11059.3 | 11059.3 | 11059.3 | 11059.3 | 11059.3 | 11059.3 | 11059.3 | 11059.3
RMR Capacity Total |  | RMR_CAP_CONT |  | GAS |  |  | 0 | 0 | 0 | 0 | 0 | 0 | 0 | 0 | 0 | 0
DC-Ties
EAGLE PASS |  | DC_S | MAVERICK |  | SOUTH |  | 36 | 36 | 36 | 36 | 36 | 36 | 36 | 36 | 36 | 36
EAST |  | DC_E | FANNIN |  | NORTH |  | 600 | 600 | 600 | 600 | 600 | 600 | 600 | 600 | 600 | 600
LAREDO VFT |  | DC_L | WEBB |  | SOUTH |  | 100 | 100 | 100 | 100 | 100 | 100 | 100 | 100 | 100 | 100
NORTH |  | DC_N | WILBARGER |  | WEST |  | 220 | 220 | 220 | 220 | 220 | 220 | 220 | 220 | 220 | 220
SHARYLAND (RAILROAD) |  | DC_R | HIDALGO |  | SOUTH |  | 150 | 150 | 150 | 150 | 150 | 150 | 150 | 150 | 150 | 150
SHARYLAND (NEW RAILROAD TIE) |  | DC_R2 | HIDALGO |  | SOUTH |  | 150 | 150 | 150 | 150 | 150 | 150 | 150 | 150 | 150 | 150
DC-Ties Total | [6 empty] | 1256 | 1256 | 1256 | 1256 | 1256 | 1256 | 1256 | 1256 | 1256 | 1256
DC-Ties Capacity Contribution (Average maximum capability for Top 20 Hours) |  | DCTIE_CAP_CONT |  | OTHER |  |  | 643.3 | 643.3 | 643.3 | 643.3 | 643.3 | 643.3 | 643.3 | 643.3 | 643.3 | 643.3
Switchable Resources
KIAMICHI ENERGY FACILITY 1CT101 |  | KMCHI_1CT101 | PITTSBURG | GAS | NORTH | 2003 | 153 | 153 | 153 | 153 | 153 | 153 | 153 | 153 | 153 | 153
KIAMICHI ENERGY FACILITY 1CT201 |  | KMCHI_1CT201 | PITTSBURG | GAS | NORTH | 2003 | 155 | 155 | 155 | 155 | 155 | 155 | 155 | 155 | 155 | 155
KIAMICHI ENERGY FACILITY 1ST |  | KMCHI_1ST | PITTSBURG | GAS | NORTH | 2003 | 315 | 315 | 315 | 315 | 315 | 315 | 315 | 315 | 315 | 315
KIAMICHI ENERGY FACILITY 2CT101 |  | KMCHI_2CT101 | PITTSBURG | GAS | NORTH | 2003 | 153 | 153 | 153 | 153 | 153 | 153 | 153 | 153 | 153 | 153
KIAMICHI ENERGY FACILITY 2CT201 |  | KMCHI_2CT201 | PITTSBURG | GAS | NORTH | 2003 | 155 | 155 | 155 | 155 | 155 | 155 | 155 | 155 | 155 | 155
KIAMICHI ENERGY FACILITY 2ST |  | KMCHI_2ST | PITTSBURG | GAS | NORTH | 2003 | 315 | 315 | 315 | 315 | 315 | 315 | 315 | 315 | 315 | 315
TENASKA-FRONTIER CTG 1 |  | FTR_FTR_G1 | GRIMES | GAS | HOUSTON | 2000 | 160 | 160 | 160 | 160 | 160 | 160 | 160 | 160 | 160 | 160
TENASKA-FRONTIER CTG 2 |  | FTR_FTR_G2 | GRIMES | GAS | HOUSTON | 2000 | 160 | 160 | 160 | 160 | 160 | 160 | 160 | 160 | 160 | 160
TENASKA-FRONTIER CTG 3 |  | FTR_FTR_G3 | GRIMES | GAS | HOUSTON | 2000 | 160 | 160 | 160 | 160 | 160 | 160 | 160 | 160 | 160 | 160
TENASKA-FRONTIER STG 4 |  | FTR_FTR_G4 | GRIMES | GAS | HOUSTON | 2000 | 400 | 400 | 400 | 400 | 400 | 400 | 400 | 400 | 400 | 400
TENASKA-GATEWAY CTG 1 |  | TGCCS_CT1 | RUSK | GAS | NORTH | 2001 | 156 | 156 | 156 | 156 | 156 | 156 | 156 | 156 | 156 | 156
TENASKA-GATEWAY CTG 2 |  | TGCCS_CT2 | RUSK | GAS | NORTH | 2001 | 135 | 135 | 135 | 135 | 135 | 135 | 135 | 135 | 135 | 135
TENASKA-GATEWAY CTG 3 |  | TGCCS_CT3 | RUSK | GAS | NORTH | 2001 | 153 | 153 | 153 | 153 | 153 | 153 | 153 | 153 | 153 | 153
TENASKA-GATEWAY STG 4 |  | TGCCS_UNIT4 | RUSK | GAS | NORTH | 2001 | 402 | 402 | 402 | 402 | 402 | 402 | 402 | 402 | 402 | 402
Switchable Capacity Total | [6 empty] | 2972 | 2972 | 2972 | 2972 | 2972 | 2972 | 2972 | 2972 | 2972 | 2972
Available Mothball Capacity based on Owner's Return Probability |  | MOTH_AVAIL |  | COAL |  |  | 1933 | 1933 | 1933 | 1933 | 1933 | 1933 | 1933 | 1933 | 1933 | 1933
New Capacity with Signed IA and Air Permit
PANDA SHERMAN CTG1 | 10INR0021 | PANDA_S_SHER1CT1 | GRAYSON | GAS | NORTH | 2014 | 192.8 | 192.8 | 192.8 | 192.8 | 192.8 | 192.8 | 192.8 | 192.8 | 192.8 | 192.8
PANDA SHERMAN CTG2 | 10INR0021 | PANDA_S_SHER1CT2 | GRAYSON | GAS | NORTH | 2014 | 192.8 | 192.8 | 192.8 | 192.8 | 192.8 | 192.8 | 192.8 | 192.8 | 192.8 | 192.8
PANDA SHERMAN STG | 10INR0021 | PANDA_S_SHER1ST1 | GRAYSON | GAS | NORTH | 2014 | 334.7 | 334.7 | 334.7 | 334.7 | 334.7 | 334.7 | 334.7 | 334.7 | 334.7 | 334.7
PANDA TEMPLE CTG1 | 10INR0020a | PANDA_T1_TMPL1CT1 | BELL | GAS | NORTH | 2014 | 191.2 | 191.2 | 191.2 | 191.2 | 191.2 | 191.2 | 191.2 | 191.2 | 191.2 | 191.2
PANDA TEMPLE CTG2 | 10INR0020a | PANDA_T1_TMPL1CT2 | BELL | GAS | NORTH | 2014 | 191.2 | 191.2 | 191.2 | 191.2 | 191.2 | 191.2 | 191.2 | 191.2 | 191.2 | 191.2
PANDA TEMPLE STG | 10INR0020a | PANDA_T1_TMPL1ST1 | BELL | GAS | NORTH | 2014 | 334.7 | 334.7 | 334.7 | 334.7 | 334.7 | 334.7 | 334.7 | 334.7 | 334.7 | 334.7
DEER PARK ENERGY CENTER | 14INR0015 | DDPEC_GT6 | HARRIS | GAS | HOUSTON | 2014 | 165 | 165 | 165 | 165 | 165 | 165 | 165 | 165 | 165 | 165
FERGUSON REPLACEMENT CTG1 | 13INR0021 | FERGCC_FERGGT1 | LLANO | GAS | SOUTH | 2014 | 161.9 | 161.9 | 161.9 | 161.9 | 161.9 | 161.9 | 161.9 | 161.9 | 161.9 | 161.9
FERGUSON REPLACEMENT CTG2 | 13INR0021 | FERGCC_FERGGT2 | LLANO | GAS | SOUTH | 2014 | 161.9 | 161.9 | 161.9 | 161.9 | 161.9 | 161.9 | 161.9 | 161.9 | 161.9 | 161.9
FERGUSON REPLACEMENT STG | 13INR0021 | FERGCC_FERGST1 | LLANO | GAS | SOUTH | 2014 | 186 | 186 | 186 | 186 | 186 | 186 | 186 | 186 | 186 | 186
TEXAS CLEAN ENERGY PROJECT | 13INR0023 |  | ECTOR | COAL | WEST | 2018 | 0 | 0 | 0 | 0 | 240 | 240 | 240 | 240 | 240 | 240
PANDA TEMPLE II | 10INR0020b |  | BELL | GAS | NORTH | 2015 | 0 | 717 | 717 | 717 | 717 | 717 | 717 | 717 | 717 | 717
RENTECH PROJECT | 13INR0040 |  | HARRIS | GAS | HOUSTON | 2014 | 15 | 15 | 15 | 15 | 15 | 15 | 15 | 15 | 15 | 15
FORNEY POWER UPGRADE GT11-13 | 14INR0059-A |  | KAUFMAN | GAS | NORTH | 2014 | 17 | 17 | 17 | 17 | 17 | 17 | 17 | 17 | 17 | 17
FORNEY POWER UPGRADE GT21-23 | 14INR0059-B |  | KAUFMAN | GAS | NORTH | 2015 | 0 | 17 | 17 | 17 | 17 | 17 | 17 | 17 | 17 | 17
FGE TEXAS I | 16INR0010 |  | MITCHELL | GAS | WEST | 2016 | 0 | 0 | 703 | 703 | 703 | 703 | 703 | 703 | 703 | 703
WHITE CAMP SOLAR | 11INR0094 | WCSOLAR1_100PV | KENT | SOLAR | WEST | 2014 | 100 | 100 | 100 | 100 | 100 | 100 | 100 | 100 | 100 | 100
MUSTANG SOLAR PROJECT | 13INR0031 |  | TRAVIS | SOLAR | SOUTH | 2015 | 0 | 30 | 30 | 30 | 30 | 30 | 30 | 30 | 30 | 30
BRACKETVILLE SOLAR - OCI ALAMO 4 | 14INR0024 | ECLIPSE_UNIT1 | KINNEY | SOLAR | SOUTH | 2014 | 37.6 | 37.6 | 37.6 | 37.6 | 37.6 | 37.6 | 37.6 | 37.6 | 37.6 | 37.6
PECOS BARILLA SOLAR | 12INR0059 | HOVEY_UNIT1 | PECOS | SOLAR | WEST | 2014 | 30 | 30 | 30 | 30 | 30 | 30 | 30 | 30 | 30 | 30
New Capacity Total (Not Wind) | [6 empty] | 2311.8 | 3075.8 | 3778.8 | 3778.8 | 4018.8 | 4018.8 | 4018.8 | 4018.8 | 4018.8 | 4018.8
New Wind Capacity
STEPHENS RANCH WIND a | 12INR0034a |  | BORDEN | WIND | WEST | 2014 | 200.6 | 200.6 | 200.6 | 200.6 | 200.6 | 200.6 | 200.6 | 200.6 | 200.6 | 200.6
STEPHENS RANCH WIND b | 12INR0034b |  | BORDEN | WIND | WEST | 2015 | 176.8 | 176.8 | 176.8 | 176.8 | 176.8 | 176.8 | 176.8 | 176.8 | 176.8 | 176.8
GOLDTHWAITE WIND 1 | 11INR0013 | GWEC_GWEC_G1 | MILLS | WIND | NORTH | 2014 | 148.6 | 148.6 | 148.6 | 148.6 | 148.6 | 148.6 | 148.6 | 148.6 | 148.6 | 148.6
SPINNING SPUR WIND TWO | 13INR0048 | SSPURTWO_WIND_1 | OLDHAM | WIND | WEST | 2014 | 161 | 161 | 161 | 161 | 161 | 161 | 161 | 161 | 161 | 161
MARIAH WIND a | 13INR0010a |  | PARMER | WIND | PANHANDLE | 2014 | 232 | 232 | 232 | 232 | 232 | 232 | 232 | 232 | 232 | 232
PANHANDLE WIND 1 U1 | 14INR0030a_2 | PH1_UNIT1 | CARSON | WIND | WEST | 2014 | 109.2 | 109.2 | 109.2 | 109.2 | 109.2 | 109.2 | 109.2 | 109.2 | 109.2 | 109.2
PANHANDLE WIND 1 U2 | 14INR0030a_2 | PH1_UNIT2 | CARSON | WIND | WEST | 2014 | 109.2 | 109.2 | 109.2 | 109.2 | 109.2 | 109.2 | 109.2 | 109.2 | 109.2 | 109.2
PANHANDLE WIND 2 U1 | 14INR0030b | PH2_UNIT1 | CARSON | WIND | WEST | 2014 | 89.7 | 89.7 | 89.7 | 89.7 | 89.7 | 89.7 | 89.7 | 89.7 | 89.7 | 89.7
PANHANDLE WIND 2 U2 | 14INR0030b | PH2_UNIT2 | CARSON | WIND | WEST | 2014 | 92 | 92 | 92 | 92 | 92 | 92 | 92 | 92 | 92 | 92
MIAMI WIND 1a G1 | 14INR0012a | MIAM1_G1 | GRAY, WHEELER, ROBERTS, AND HEMPHILL | WIND | NORTH | 2014 | 144.3 | 144.3 | 144.3 | 144.3 | 144.3 | 144.3 | 144.3 | 144.3 | 144.3 | 144.3
MIAMI WIND 1a G2 | 14INR0012a | MIAM1_G2 | GRAY, WHEELER, ROBERTS, AND HEMPHILL | WIND | NORTH | 2014 | 144.3 | 144.3 | 144.3 | 144.3 | 144.3 | 144.3 | 144.3 | 144.3 | 144.3 | 144.3
MOORE WIND 1 | 11INR0050 |  | CROSBY | WIND | WEST | 2015 | 149 | 149 | 149 | 149 | 149 | 149 | 149 | 149 | 149 | 149
MARIAH WIND b | 13INR0010b |  | PARMER | WIND | PANHANDLE | 2015 | 0 | 200 | 200 | 200 | 200 | 200 | 200 | 200 | 200 | 200
MIDWAY FARMS WIND | 11INR0054 |  | SAN PATRICIO | WIND | SOUTH | 2015 | 0 | 161 | 161 | 161 | 161 | 161 | 161 | 161 | 161 | 161
LONGHORN ENERGY CENTER | 14INR0023 |  | BRISCOE | WIND | WEST | 2014 | 361 | 361 | 361 | 361 | 361 | 361 | 361 | 361 | 361 | 361
CONWAY WINDFARM | 13INR0005 |  | CARSON | WIND | PANHANDLE | 2014 | 600 | 600 | 600 | 600 | 600 | 600 | 600 | 600 | 600 | 600
SOUTH CLAY WINDFARM | 11INR0079a |  | CLAY | WIND | WEST | 2015 | 0 | 200 | 200 | 200 | 200 | 200 | 200 | 200 | 200 | 200
BAFFIN 1 (PENASCAL WIND FARM 3) | 06INR0022c | BAFFIN_UNIT1 | KENEDY | WIND | SOUTH | 2014 | 100 | 100 | 100 | 100 | 100 | 100 | 100 | 100 | 100 | 100
BAFFIN 2 (PENASCAL WIND FARM 3) | 06INR0022c | BAFFIN_UNIT2 | KENEDY | WIND | SOUTH | 2014 | 102 | 102 | 102 | 102 | 102 | 102 | 102 | 102 | 102 | 102
MARIAH WIND c | 13INR0010c |  | PARMER | WIND | PANHANDLE | 2016 | 0 | 0 | 168 | 168 | 168 | 168 | 168 | 168 | 168 | 168
MESQUITE CREEK | 09INR0051 |  | BORDEN | WIND | WEST | 2015 | 249 | 249 | 249 | 249 | 249 | 249 | 249 | 249 | 249 | 249
GUNSIGHT MOUNTAIN | 08INR0018 |  | HOWARD | WIND | WEST | 2015 | 0 | 120 | 120 | 120 | 120 | 120 | 120 | 120 | 120 | 120
BRISCOE WIND FARM | 14INR0072 |  | BRISCOE | WIND | WEST | 2015 | 0 | 201 | 201 | 201 | 201 | 201 | 201 | 201 | 201 | 201
CAMERON COUNTY WIND | 11INR0057 |  | CAMERON | WIND | SOUTH | 2015 | 165 | 165 | 165 | 165 | 165 | 165 | 165 | 165 | 165 | 165
COMANCHE RUN WIND | 12INR0029 |  | SWISHER | WIND | PANHANDLE | 2016 | 0 | 0 | 500 | 500 | 500 | 500 | 500 | 500 | 500 | 500
CPV RATTLESNAKE DEN PH 1 | 13INR0020a |  | GLASSCOCK | WIND | WEST | 2015 | 200 | 200 | 200 | 200 | 200 | 200 | 200 | 200 | 200 | 200
CPV RATTLESNAKE DEN PH 2 | 13INR0020b |  | GLASSCOCK | WIND | WEST | 2016 | 0 | 150 | 150 | 150 | 150 | 150 | 150 | 150 | 150 | 150
GREEN PASTURES WIND | 12INR0070 |  | KNOX | WIND | WEST | 2015 | 300 | 300 | 300 | 300 | 300 | 300 | 300 | 300 | 300 | 300
HEREFORD WIND a | 13INR0059a |  | CASTRO | WIND | PANHANDLE | 2014 | 200 | 200 | 200 | 200 | 200 | 200 | 200 | 200 | 200 | 200
JUMBO ROAD WIND b | 13INR0059b |  | CASTRO | WIND | PANHANDLE | 2015 | 300 | 300 | 300 | 300 | 300 | 300 | 300 | 300 | 300 | 300
KEECHI WIND 138 KV JOPLIN | 14INR0049_2 |  | JACK | WIND | NORTH | 2014 | 102 | 102 | 102 | 102 | 102 | 102 | 102 | 102 | 102 | 102
LOGANS GAP WIND I | 13INR0050 |  | COMANCHE | WIND | NORTH | 2015 | 200 | 200 | 200 | 200 | 200 | 200 | 200 | 200 | 200 | 200
LOS VIENTOS III WIND | 13INR0052 |  | STARR | WIND | SOUTH | 2014 | 200 | 200 | 200 | 200 | 200 | 200 | 200 | 200 | 200 | 200
MIAMI WIND 1b | 14INR0012b |  | GRAY | WIND | PANHANDLE | 2015 | 0 | 111 | 111 | 111 | 111 | 111 | 111 | 111 | 111 | 111
PAMPA WIND PROJECT | 12INR0018 |  | GRAY | WIND | PANHANDLE | 2017 | 0 | 0 | 500 | 500 | 500 | 500 | 500 | 500 | 500 | 500
PATRIOT (PETRONILLA) WIND | 11INR0062 |  | NUECES | WIND | SOUTH | 2015 | 0 | 178 | 178 | 178 | 178 | 178 | 178 | 178 | 178 | 178
ROUTE66 WIND | 14INR0032a |  | RANDALL | WIND | PANHANDLE | 2014 | 150 | 150 | 150 | 150 | 150 | 150 | 150 | 150 | 150 | 150
SENDERO WIND ENERGY PROJECT | 12INR0068 |  | JIM HOGG | WIND | SOUTH | 2015 | 78 | 78 | 78 | 78 | 78 | 78 | 78 | 78 | 78 | 78
SOUTH PLAINS WIND I | 14INR0025a |  | FLOYD | WIND | WEST | 2015 | 0 | 200 | 200 | 200 | 200 | 200 | 200 | 200 | 200 | 200
SOUTH PLAINS WIND II | 14INR0025b |  | FLOYD | WIND | WEST | 2015 | 0 | 300 | 300 | 300 | 300 | 300 | 300 | 300 | 300 | 300
SPINNING SPUR WIND THREE | 14INR0053 |  | OLDHAM | WIND | PANHANDLE | 2015 | 194 | 194 | 194 | 194 | 194 | 194 | 194 | 194 | 194 | 194
WINDTHORST_2 | 13INR0057 | WNDTHST2_UNIT1 | ARCHER | WIND | WEST | 2014 | 67.6 | 67.6 | 67.6 | 67.6 | 67.6 | 67.6 | 67.6 | 67.6 | 67.6 | 67.6
WAKE WIND ENERGY | 14INR0047 |  | FLOYD | WIND | WEST | 2015 | 299 | 299 | 299 | 299 | 299 | 299 | 299 | 299 | 299 | 299
New Wind Capacity Total | [6 empty] | 5624.3 | 7445.3 | 8613.3 | 8613.3 | 8613.3 | 8613.3 | 8613.3 | 8613.3 | 8613.3 | 8613.3
New Wind Capacity Total (Non-Coastal Counties) | [6 empty] | 5257.3 | 6739.3 | 7907.3 | 7907.3 | 7907.3 | 7907.3 | 7907.3 | 7907.3 | 7907.3 | 7907.3
|  | SAN_PATRICIO_NEW_WIND | SAN PATRICIO |  |  |  | 0 | 161 | 161 | 161 | 161 | 161 | 161 | 161 | 161 | 161
|  | NUECES_NEW_WIND | NUECES |  |  |  | 0 | 178 | 178 | 178 | 178 | 178 | 178 | 178 | 178 | 178
|  | KLEBERG_NEW_WIND | KLEBERG |  |  |  | 0 | 0 | 0 | 0 | 0 | 0 | 0 | 0 | 0 | 0
|  | KENEDY_NEW_WIND | KENEDY |  |  |  | 202 | 202 | 202 | 202 | 202 | 202 | 202 | 202 | 202 | 202
|  | WILLACY_NEW_WIND | WILLACY |  |  |  | 0 | 0 | 0 | 0 | 0 | 0 | 0 | 0 | 0 | 0
|  | CAMERON_NEW_WIND | CAMERON |  |  |  | 165 | 165 | 165 | 165 | 165 | 165 | 165 | 165 | 165 | 165
Wind Capacity Total (Coastal Counties) | [6 empty] | 367 | 706 | 706 | 706 | 706 | 706 | 706 | 706 | 706 | 706
Switchable Capacity Unavailable to ERCOT |  | SWITCH_UNAVAIL |  | GAS |  |  | -300 | -300 | -300 | -300 | -300 | -300 | 0 | 0 | 0 | 0
Retiring Capacity Unavailable to ERCOT | [6 empty] | 0 | 0 | 0 | 0 | 0 | 0 | 0 | 0 | 0 | 0
Seasonal Mothballed Capacity
MARTIN LAKE 3 |  | MLSES_UNIT3 | RUSK | COAL | NORTH | 1979 | 805 | 805 | 805 | 805 | 805 | 805 | 805 | 805 | 805 | 805
MONTICELLO 1 |  | MNSES_UNIT1 | TITUS | COAL | NORTH | 1974 | 535 | 535 | 535 | 535 | 535 | 535 | 535 | 535 | 535 | 535
MONTICELLO 2 |  | MNSES_UNIT2 | TITUS | COAL | NORTH | 1975 | 535 | 535 | 535 | 535 | 535 | 535 | 535 | 535 | 535 | 535
Total Seasonal Mothballed Capacity | [6 empty] | 1875 | 1875 | 1875 | 1875 | 1875 | 1875 | 1875 | 1875 | 1875 | 1875
Mothballed Capacity
APPLIED ENERGY |  | APD_APD_G1 | HARRIS | COAL | HOUSTON | 1986 | 138 | 138 | 138 | 138 | 138 | 138 | 138 | 138 | 138 | 138
ATKINS |  | ATKINS_ATKINSG3 | BRAZOS | GAS | NORTH | 1954 | 12 | 12 | 12 | 12 | 12 | 12 | 12 | 12 | 12 | 12
ATKINS |  | ATKINS_ATKINSG4 | BRAZOS | GAS | NORTH | 1958 | 22 | 22 | 22 | 22 | 22 | 22 | 22 | 22 | 22 | 22
ATKINS |  | ATKINS_ATKINSG5 | BRAZOS | GAS | NORTH | 1965 | 25 | 25 | 25 | 25 | 25 | 25 | 25 | 25 | 25 | 25
ATKINS |  | ATKINS_ATKINSG6 | BRAZOS | GAS | NORTH | 1969 | 50 | 50 | 50 | 50 | 50 | 50 | 50 | 50 | 50 | 50
GREENS BAYOU |  | GBY_GBYGT82 | HARRIS | GAS | HOUSTON | 1976 | 58 | 58 | 58 | 58 | 58 | 58 | 58 | 58 | 58 | 58
NORTH TEXAS |  | NTX_NTX_1 | PARKER | GAS | NORTH | 1958 | 18 | 18 | 18 | 18 | 18 | 18 | 18 | 18 | 18 | 18
NORTH TEXAS |  | NTX_NTX_2 | PARKER | GAS | NORTH | 1958 | 18 | 18 | 18 | 18 | 18 | 18 | 18 | 18 | 18 | 18
NORTH TEXAS |  | NTX_NTX_3 | PARKER | GAS | NORTH | 1963 | 39 | 39 | 39 | 39 | 39 | 39 | 39 | 39 | 39 | 39
PERMIAN BASIN SES |  | PBSES_UNIT6 | WARD | GAS | WEST | 1973 | 515 | 515 | 515 | 515 | 515 | 515 | 515 | 515 | 515 | 515
SILAS RAY |  | SILASRAY_SILAS_5 | CAMERON | GAS | SOUTH | 1953 | 10 | 10 | 10 | 10 | 10 | 10 | 10 | 10 | 10 | 10
VALLEY SES |  | VLSES_UNIT1 | FANNIN | GAS | NORTH | 1962 | 174 | 174 | 174 | 174 | 174 | 174 | 174 | 174 | 174 | 174
VALLEY SES |  | VLSES_UNIT2 | FANNIN | GAS | NORTH | 1967 | 520 | 520 | 520 | 520 | 520 | 520 | 520 | 520 | 520 | 520
VALLEY SES |  | VLSES_UNIT3 | FANNIN | GAS | NORTH | 1971 | 375 | 375 | 375 | 375 | 375 | 375 | 375 | 375 | 375 | 375
J T DEELY 1 |  | CALAVERS_JTD1 | BEXAR | COAL | SOUTH | 1977 |  |  |  |  | 420 | 420 | 420 | 420 | 420 | 420
J T DEELY 2 |  | CALAVERS_JTD2 | BEXAR | COAL | SOUTH | 1978 |  |  |  |  | 420 | 420 | 420 | 420 | 420 | 420
SR BERTRON |  | SRB_SRBGT_2 | HARRIS | GAS | HOUSTON | 1967 | 13 | 13 | 13 | 13 | 13 | 13 | 13 | 13 | 13 | 13
SR BERTRON |  | SRB_SRB_G1 | HARRIS | GAS | HOUSTON | 1958 | 118 | 118 | 118 | 118 | 118 | 118 | 118 | 118 | 118 | 118
SR BERTRON |  | SRB_SRB_G2 | HARRIS | GAS | HOUSTON | 1956 | 174 | 174 | 174 | 174 | 174 | 174 | 174 | 174 | 174 | 174
SR BERTRON |  | SRB_SRB_G3 | HARRIS | GAS | HOUSTON | 1959 | 211 | 211 | 211 | 211 | 211 | 211 | 211 | 211 | 211 | 211
SR BERTRON |  | SRB_SRB_G4 | HARRIS | GAS | HOUSTON | 1960 | 211 | 211 | 211 | 211 | 211 | 211 | 211 | 211 | 211 | 211
Total Mothballed Capacity | [6 empty] | 2701 | 2701 | 2701 | 2701 | 3541 | 3541 | 3541 | 3541 | 3541 | 3541
Excluded Resources, per notification from developer
COBISA-GREENVILLE | 06INR0006 |  | HUNT | GAS | NORTH | 2016
Excluded Resources, pending water rights
PONDERA KING POWER PROJECT | 10INR0022 |  | HARRIS | GAS | HOUSTON | 2017 | 0 | 0 | 0 | 1468.6 | 1468.6 | 1468.6 | 1468.6 | 1468.6 | 1468.6 | 1468.6

## WinterSummary
2015 Report on the Capacity, Demand, and Reserves in the ERCOT Region
Winter Summary
| Load Forecast: |  | 2015/2016 | 2016/2017 | 2017/2018 | 2018/2019 | 2019/2020 | 2020/2021 | 2021/2022 | 2022/2023 | 2023/2024 | 2024/2025
|  | Total Winter Peak Demand, MW | 52837.006 | 53719.121 | 54579.312 | 55440.7278 | 56280.6432 | 57115.7777 | 57962.0193 | 58804.466 | 59642.616 | 60479.6487
|  | less LRS Serving as Responsive Reserve, MW | 1230.6203 | 1230.6203 | 1230.6203 | 1230.6203 | 1230.6203 | 1230.6203 | 1230.6203 | 1230.6203 | 1230.6203 | 1230.6203
|  | less LRS Serving as Non-Spinning Reserve, MW | 0 | 0 | 0 | 0 | 0 | 0 | 0 | 0 | 0 | 0
|  | less Emergency Response Service (10- and 30-min ramp products) | 1055.8139 | 1055.8139 | 1055.8139 | 1055.8139 | 1055.8139 | 1055.8139 | 1055.8139 | 1055.8139 | 1055.8139 | 1055.8139
|  | less TDSP Standard Offer Load Management Programs | 0 | 0 | 0 | 0 | 0 | 0 | 0 | 0 | 0 | 0
|  | Firm Load Forecast, MW | 50550.5718 | 51432.6867 | 52292.8777 | 53154.2935 | 53994.209 | 54829.3435 | 55675.585 | 56518.0317 | 57356.1817 | 58193.2144
| Resources: |  | 2015/2016 | 2016/2017 | 2017/2018 | 2018/2019 | 2019/2020 | 2020/2021 | 2021/2022 | 2022/2023 | 2023/2024 | 2024/2025
|  | Installed Capacity, MW | 65293.5 | 65293.5 | 65293.5 | 65293.5 | 64443.5 | 64443.5 | 64443.5 | 64443.5 | 64443.5 | 64443.5
|  | Capacity from Private Networks, MW | 4668 | 4668 | 4668 | 4668 | 4668 | 4668 | 4668 | 4668 | 4668 | 4668
|  | Effective Load-Carrying Capability (ELCC) of Non-Coastal Wind (8.7%), MW | 815.7294 | 815.7294 | 815.7294 | 815.7294 | 815.7294 | 815.7294 | 815.7294 | 815.7294 | 815.7294 | 815.7294
|  | Effective Load-Carrying Capability (ELCC) of Coastal Wind (8.7%), MW | 146.4297 | 146.4297 | 146.4297 | 146.4297 | 146.4297 | 146.4297 | 146.4297 | 146.4297 | 146.4297 | 146.4297
|  | RMR Capacity to be under Contract, MW | 0 | 0 | 0 | 0 | 0 | 0 | 0 | 0 | 0 | 0
|  | Operational Generation, MW | 70923.6591 | 70923.6591 | 70923.6591 | 70923.6591 | 70073.6591 | 70073.6591 | 70073.6591 | 70073.6591 | 70073.6591 | 70073.6591
|  | Capacity Contribution of Non-Synchronous Ties (top 20 hrs), MW | 643.3 | 643.3 | 643.3 | 643.3 | 643.3 | 643.3 | 643.3 | 643.3 | 643.3 | 643.3
|  | Switchable Capacity, MW | 3178 | 3178 | 3178 | 3178 | 3178 | 3178 | 3178 | 3178 | 3178 | 3178
|  | Available Mothballed Capacity, MW | 58 | 58 | 58 | 58 | 58 | 58 | 58 | 58 | 58 | 58
|  | Planned Resources (not wind) with Signed IA and Air Permit, MW | 3274.3 | 4103.3 | 4103.3 | 4103.3 | 4343.3 | 4343.3 | 4343.3 | 4343.3 | 4343.3 | 4343.3
|  | ELCC of Planned Non-Coastal Wind with Signed IA (8.7%), MW | 538.5213 | 586.4583 | 688.0743 | 688.0743 | 688.0743 | 688.0743 | 688.0743 | 688.0743 | 688.0743 | 688.0743
|  | ELCC of Planned Coastal Wind with Signed IA (8.7%), MW | 61.422 | 61.422 | 61.422 | 61.422 | 61.422 | 61.422 | 61.422 | 61.422 | 61.422 | 61.422
|  | Total Resources, MW | 78677.2024 | 79554.1394 | 79655.7554 | 79655.7554 | 79045.7554 | 79045.7554 | 79045.7554 | 79045.7554 | 79045.7554 | 79045.7554
|  | less Switchable Capacity Unavailable to ERCOT, MW | -330 | -330 | -330 | -330 | -330 | -330 | 0 | 0 | 0 | 0
|  | less Retiring Capacity, MW | 0 | 0 | 0 | 0 | 0 | 0 | 0 | 0 | 0 | 0
|  | Resources, MW | 78347.2024 | 79224.1394 | 79325.7554 | 79325.7554 | 78715.7554 | 78715.7554 | 79045.7554 | 79045.7554 | 79045.7554 | 79045.7554
|  | Reserve Margin | 54.99% | 54.03% | 51.7% | 49.24% | 45.79% | 43.57% | 41.98% | 39.86% | 37.82% | 35.83%
(Resources - Firm Load Forecast)/Firm Load Forecast
2015 Report on the Capacity, Demand, and Reserves in the ERCOT Region
Winter Loads and Resources
|  |  | 57501.2754 | 58504.6812 | 59483.1484 | 60463.0089 | 61418.4127 | 62368.3782 | 63330.9779 | 64289.2611 | 65242.6567 | 66194.7814

## WINTER Capacities
Unit Capacities - WINTER
UNIT NAME | INR | UNIT CODE | COUNTY | FUEL | ZONE | IN SERVICE | 2015/2016 | 2016/2017 | 2017/2018 | 2018/2019 | 2019/2020 | 2020/2021 | 2021/2022 | 2022/2023 | 2023/2024 | 2024/2025
Operational Resources
COMANCHE PEAK 1 |  | CPSES_UNIT1 | SOMERVELL | NUCLEAR | NORTH | 1990 | 1235 | 1235 | 1235 | 1235 | 1235 | 1235 | 1235 | 1235 | 1235 | 1235
COMANCHE PEAK 2 |  | CPSES_UNIT2 | SOMERVELL | NUCLEAR | NORTH | 1993 | 1225 | 1225 | 1225 | 1225 | 1225 | 1225 | 1225 | 1225 | 1225 | 1225
SOUTH TEXAS 1 |  | STP_STP_G1 | MATAGORDA | NUCLEAR | SOUTH | 1988 | 1350 | 1350 | 1350 | 1350 | 1350 | 1350 | 1350 | 1350 | 1350 | 1350
SOUTH TEXAS 2 |  | STP_STP_G2 | MATAGORDA | NUCLEAR | SOUTH | 1989 | 1354 | 1354 | 1354 | 1354 | 1354 | 1354 | 1354 | 1354 | 1354 | 1354
BIG BROWN 1 |  | BBSES_UNIT1 | FREESTONE | COAL | NORTH | 1971 | 606 | 606 | 606 | 606 | 606 | 606 | 606 | 606 | 606 | 606
BIG BROWN 2 |  | BBSES_UNIT2 | FREESTONE | COAL | NORTH | 1972 | 602 | 602 | 602 | 602 | 602 | 602 | 602 | 602 | 602 | 602
COLETO CREEK |  | COLETO_COLETOG1 | GOLIAD | COAL | SOUTH | 1980 | 660 | 660 | 660 | 660 | 660 | 660 | 660 | 660 | 660 | 660
FAYETTE POWER PROJECT 1 |  | FPPYD1_FPP_G1 | FAYETTE | COAL | SOUTH | 1979 | 603 | 603 | 603 | 603 | 603 | 603 | 603 | 603 | 603 | 603
FAYETTE POWER PROJECT 2 |  | FPPYD1_FPP_G2 | FAYETTE | COAL | SOUTH | 1980 | 605 | 605 | 605 | 605 | 605 | 605 | 605 | 605 | 605 | 605
FAYETTE POWER PROJECT 3 |  | FPPYD2_FPP_G3 | FAYETTE | COAL | SOUTH | 1988 | 449 | 449 | 449 | 449 | 449 | 449 | 449 | 449 | 449 | 449
GIBBONS CREEK 1 |  | GIBCRK_GIB_CRG1 | GRIMES | COAL | NORTH | 1983 | 470 | 470 | 470 | 470 | 470 | 470 | 470 | 470 | 470 | 470
J K SPRUCE 1 |  | CALAVERS_JKS1 | BEXAR | COAL | SOUTH | 1992 | 562 | 562 | 562 | 562 | 562 | 562 | 562 | 562 | 562 | 562
J K SPRUCE 2 |  | CALAVERS_JKS2 | BEXAR | COAL | SOUTH | 2010 | 775 | 775 | 775 | 775 | 775 | 775 | 775 | 775 | 775 | 775
J T DEELY 1 |  | CALAVERS_JTD1 | BEXAR | COAL | SOUTH | 1977 | 430 | 430 | 430 | 430
J T DEELY 2 |  | CALAVERS_JTD2 | BEXAR | COAL | SOUTH | 1978 | 420 | 420 | 420 | 420
LIMESTONE 1 |  | LEG_LEG_G1 | LIMESTONE | COAL | NORTH | 1985 | 831 | 831 | 831 | 831 | 831 | 831 | 831 | 831 | 831 | 831
LIMESTONE 2 |  | LEG_LEG_G2 | LIMESTONE | COAL | NORTH | 1986 | 858 | 858 | 858 | 858 | 858 | 858 | 858 | 858 | 858 | 858
MARTIN LAKE 1 |  | MLSES_UNIT1 | RUSK | COAL | NORTH | 1977 | 815 | 815 | 815 | 815 | 815 | 815 | 815 | 815 | 815 | 815
MARTIN LAKE 2 |  | MLSES_UNIT2 | RUSK | COAL | NORTH | 1978 | 820 | 820 | 820 | 820 | 820 | 820 | 820 | 820 | 820 | 820
MONTICELLO 3 |  | MNSES_UNIT3 | TITUS | COAL | NORTH | 1978 | 795 | 795 | 795 | 795 | 795 | 795 | 795 | 795 | 795 | 795
OAK GROVE SES UNIT 1 | 09INR0006a | OGSES_UNIT1A | ROBERTSON | COAL | NORTH | 2010 | 840 | 840 | 840 | 840 | 840 | 840 | 840 | 840 | 840 | 840
OAK GROVE SES UNIT 2 | 09INR0006b | OGSES_UNIT2 | ROBERTSON | COAL | NORTH | 2011 | 825 | 825 | 825 | 825 | 825 | 825 | 825 | 825 | 825 | 825
OKLAUNION 1 |  | OKLA_OKLA_G1 | WILBARGER | COAL | WEST | 1986 | 650 | 650 | 650 | 650 | 650 | 650 | 650 | 650 | 650 | 650
SAN MIGUEL 1 |  | SANMIGL_SANMIGG1 | ATASCOSA | COAL | SOUTH | 1982 | 391 | 391 | 391 | 391 | 391 | 391 | 391 | 391 | 391 | 391
SANDOW 5 | 08INR0003 | SD5SES_UNIT5 | MILAM | COAL | SOUTH | 2010 | 570 | 570 | 570 | 570 | 570 | 570 | 570 | 570 | 570 | 570
SANDY CREEK 1 |  | SCES_UNIT1 | MCLENNAN | COAL | NORTH | 2013 | 970 | 970 | 970 | 970 | 970 | 970 | 970 | 970 | 970 | 970
TWIN OAKS 1 |  | TNP_ONE_TNP_O_1 | ROBERTSON | COAL | NORTH | 1990 | 158 | 158 | 158 | 158 | 158 | 158 | 158 | 158 | 158 | 158
TWIN OAKS 2 |  | TNP_ONE_TNP_O_2 | ROBERTSON | COAL | NORTH | 1991 | 158 | 158 | 158 | 158 | 158 | 158 | 158 | 158 | 158 | 158
W A PARISH 5 |  | WAP_WAP_G5 | FT. BEND | COAL | HOUSTON | 1977 | 659 | 659 | 659 | 659 | 659 | 659 | 659 | 659 | 659 | 659
W A PARISH 6 |  | WAP_WAP_G6 | FT. BEND | COAL | HOUSTON | 1978 | 658 | 658 | 658 | 658 | 658 | 658 | 658 | 658 | 658 | 658
W A PARISH 7 |  | WAP_WAP_G7 | FT. BEND | COAL | HOUSTON | 1980 | 577 | 577 | 577 | 577 | 577 | 577 | 577 | 577 | 577 | 577
W A PARISH 8 |  | WAP_WAP_G8 | FT. BEND | COAL | HOUSTON | 1982 | 610 | 610 | 610 | 610 | 610 | 610 | 610 | 610 | 610 | 610
A VON ROSENBERG 1-CT1 |  | BRAUNIG_AVR1_CT1 | BEXAR | GAS | SOUTH | 2000 | 178 | 178 | 178 | 178 | 178 | 178 | 178 | 178 | 178 | 178
A VON ROSENBERG 1-CT2 |  | BRAUNIG_AVR1_CT2 | BEXAR | GAS | SOUTH | 2000 | 178 | 178 | 178 | 178 | 178 | 178 | 178 | 178 | 178 | 178
A VON ROSENBERG 1-ST1 |  | BRAUNIG_AVR1_ST | BEXAR | GAS | SOUTH | 2000 | 184 | 184 | 184 | 184 | 184 | 184 | 184 | 184 | 184 | 184
B M DAVIS STG 2 |  | B_DAVIS_B_DAVIG2 | NUECES | GAS | SOUTH | 1976 | 320 | 320 | 320 | 320 | 320 | 320 | 320 | 320 | 320 | 320
B M DAVIS CTG 3 |  | B_DAVIS_B_DAVIG3 | NUECES | GAS | SOUTH | 2010 | 165 | 165 | 165 | 165 | 165 | 165 | 165 | 165 | 165 | 165
B M DAVIS CTG 4 |  | B_DAVIS_B_DAVIG4 | NUECES | GAS | SOUTH | 2010 | 165 | 165 | 165 | 165 | 165 | 165 | 165 | 165 | 165 | 165
BASTROP ENERGY CENTER CTG 1 |  | BASTEN_GTG1100 | BASTROP | GAS | SOUTH | 2002 | 167 | 167 | 167 | 167 | 167 | 167 | 167 | 167 | 167 | 167
BASTROP ENERGY CENTER CTG 2 |  | BASTEN_GTG2100 | BASTROP | GAS | SOUTH | 2002 | 167 | 167 | 167 | 167 | 167 | 167 | 167 | 167 | 167 | 167
BASTROP ENERGY CENTER STG 3 |  | BASTEN_ST0100 | BASTROP | GAS | SOUTH | 2002 | 234 | 234 | 234 | 234 | 234 | 234 | 234 | 234 | 234 | 234
BOSQUE COUNTY PEAKING CTG 1 |  | BOSQUESW_BSQSU_1 | BOSQUE | GAS | NORTH | 2000 | 166.6 | 166.6 | 166.6 | 166.6 | 166.6 | 166.6 | 166.6 | 166.6 | 166.6 | 166.6
BOSQUE COUNTY PEAKING CTG 2 |  | BOSQUESW_BSQSU_2 | BOSQUE | GAS | NORTH | 2000 | 166.6 | 166.6 | 166.6 | 166.6 | 166.6 | 166.6 | 166.6 | 166.6 | 166.6 | 166.6
BOSQUE COUNTY PEAKING CTG 3 |  | BOSQUESW_BSQSU_3 | BOSQUE | GAS | NORTH | 2001 | 168.5 | 168.5 | 168.5 | 168.5 | 168.5 | 168.5 | 168.5 | 168.5 | 168.5 | 168.5
BOSQUE COUNTY PEAKING STG 4 |  | BOSQUESW_BSQSU_4 | BOSQUE | GAS | NORTH | 2001 | 85.2 | 85.2 | 85.2 | 85.2 | 85.2 | 85.2 | 85.2 | 85.2 | 85.2 | 85.2
BOSQUE COUNTY PEAKING STG 5 |  | BOSQUESW_BSQSU_5 | BOSQUE | GAS | NORTH | 2009 | 200.7 | 200.7 | 200.7 | 200.7 | 200.7 | 200.7 | 200.7 | 200.7 | 200.7 | 200.7
BRAZOS VALLEY CTG 1 |  | BVE_UNIT1 | FORT BEND | GAS | HOUSTON | 2003 | 168 | 168 | 168 | 168 | 168 | 168 | 168 | 168 | 168 | 168
BRAZOS VALLEY CTG 2 |  | BVE_UNIT2 | FORT BEND | GAS | HOUSTON | 2003 | 168 | 168 | 168 | 168 | 168 | 168 | 168 | 168 | 168 | 168
BRAZOS VALLEY STG 3 |  | BVE_UNIT3 | FORT BEND | GAS | HOUSTON | 2003 | 270 | 270 | 270 | 270 | 270 | 270 | 270 | 270 | 270 | 270
CALENERGY (FALCON SEABOARD) CTG 1 |  | FLCNS_UNIT1 | HOWARD | GAS | WEST | 1987 | 77.5 | 77.5 | 77.5 | 77.5 | 77.5 | 77.5 | 77.5 | 77.5 | 77.5 | 77.5
CALENERGY (FALCON SEABOARD) CTG 2 |  | FLCNS_UNIT2 | HOWARD | GAS | WEST | 1987 | 77.5 | 77.5 | 77.5 | 77.5 | 77.5 | 77.5 | 77.5 | 77.5 | 77.5 | 77.5
CALENERGY (FALCON SEABOARD) STG 3 |  | FLCNS_UNIT3 | HOWARD | GAS | WEST | 1988 | 74 | 74 | 74 | 74 | 74 | 74 | 74 | 74 | 74 | 74
CEDAR BAYOU CTG 4 | 08INR0035 | CBY4_CT41 | CHAMBERS | GAS | HOUSTON | 2009 | 173 | 173 | 173 | 173 | 173 | 173 | 173 | 173 | 173 | 173
CEDAR BAYOU CTG 5 | 08INR0035 | CBY4_CT42 | CHAMBERS | GAS | HOUSTON | 2009 | 173 | 173 | 173 | 173 | 173 | 173 | 173 | 173 | 173 | 173
CEDAR BAYOU STG 6 | 08INR0035 | CBY4_ST04 | CHAMBERS | GAS | HOUSTON | 2009 | 186 | 186 | 186 | 186 | 186 | 186 | 186 | 186 | 186 | 186
COLORADO BEND ENERGY CENTER CTG 1 |  | CBEC_GT1 | WHARTON | GAS | HOUSTON | 2007 | 88 | 88 | 88 | 88 | 88 | 88 | 88 | 88 | 88 | 88
COLORADO BEND ENERGY CENTER CTG 2 |  | CBEC_GT2 | WHARTON | GAS | HOUSTON | 2007 | 84 | 84 | 84 | 84 | 84 | 84 | 84 | 84 | 84 | 84
COLORADO BEND ENERGY CENTER CTG 3 |  | CBEC_GT3 | WHARTON | GAS | HOUSTON | 2008 | 88 | 88 | 88 | 88 | 88 | 88 | 88 | 88 | 88 | 88
COLORADO BEND ENERGY CENTER CTG 4 |  | CBEC_GT4 | WHARTON | GAS | HOUSTON | 2008 | 83 | 83 | 83 | 83 | 83 | 83 | 83 | 83 | 83 | 83
COLORADO BEND ENERGY CENTER STG 1 |  | CBEC_STG1 | WHARTON | GAS | HOUSTON | 2007 | 105 | 105 | 105 | 105 | 105 | 105 | 105 | 105 | 105 | 105
COLORADO BEND ENERGY CENTER STG 2 |  | CBEC_STG2 | WHARTON | GAS | HOUSTON | 2008 | 108 | 108 | 108 | 108 | 108 | 108 | 108 | 108 | 108 | 108
CVC CHANNELVIEW CTG 1 |  | CVC_CVC_G1 | HARRIS | GAS | HOUSTON | 2008 | 157.8 | 157.8 | 157.8 | 157.8 | 157.8 | 157.8 | 157.8 | 157.8 | 157.8 | 157.8
CVC CHANNELVIEW CTG 2 |  | CVC_CVC_G2 | HARRIS | GAS | HOUSTON | 2008 | 166.5 | 166.5 | 166.5 | 166.5 | 166.5 | 166.5 | 166.5 | 166.5 | 166.5 | 166.5
CVC CHANNELVIEW CTG 3 |  | CVC_CVC_G3 | HARRIS | GAS | HOUSTON | 2008 | 165.8 | 165.8 | 165.8 | 165.8 | 165.8 | 165.8 | 165.8 | 165.8 | 165.8 | 165.8
CVC CHANNELVIEW STG 5 |  | CVC_CVC_G5 | HARRIS | GAS | HOUSTON | 2008 | 132.9 | 132.9 | 132.9 | 132.9 | 132.9 | 132.9 | 132.9 | 132.9 | 132.9 | 132.9
DEER PARK ENERGY CENTER CTG 1 |  | DDPEC_GT1 | HARRIS | GAS | HOUSTON | 2002 | 203 | 203 | 203 | 203 | 203 | 203 | 203 | 203 | 203 | 203
DEER PARK ENERGY CENTER CTG 2 |  | DDPEC_GT2 | HARRIS | GAS | HOUSTON | 2002 | 215 | 215 | 215 | 215 | 215 | 215 | 215 | 215 | 215 | 215
DEER PARK ENERGY CENTER CTG 3 |  | DDPEC_GT3 | HARRIS | GAS | HOUSTON | 2002 | 203 | 203 | 203 | 203 | 203 | 203 | 203 | 203 | 203 | 203
DEER PARK ENERGY CENTER CTG 4 |  | DDPEC_GT4 | HARRIS | GAS | HOUSTON | 2002 | 215 | 215 | 215 | 215 | 215 | 215 | 215 | 215 | 215 | 215
DEER PARK ENERGY CENTER STG |  | DDPEC_ST1 | HARRIS | GAS | HOUSTON | 2002 | 290 | 290 | 290 | 290 | 290 | 290 | 290 | 290 | 290 | 290
ENNIS POWER STATION STG 1 |  | ETCCS_UNIT1 | ELLIS | GAS | NORTH | 2002 | 127 | 127 | 127 | 127 | 127 | 127 | 127 | 127 | 127 | 127
ENNIS POWER STATION CTG 2 |  | ETCCS_CT1 | ELLIS | GAS | NORTH | 2002 | 231 | 231 | 231 | 231 | 231 | 231 | 231 | 231 | 231 | 231
FORNEY ENERGY CENTER CTG 11 |  | FRNYPP_GT11 | KAUFMAN | GAS | NORTH | 2003 | 191.6 | 191.6 | 191.6 | 191.6 | 191.6 | 191.6 | 191.6 | 191.6 | 191.6 | 191.6
FORNEY ENERGY CENTER CTG 12 |  | FRNYPP_GT12 | KAUFMAN | GAS | NORTH | 2003 | 191.6 | 191.6 | 191.6 | 191.6 | 191.6 | 191.6 | 191.6 | 191.6 | 191.6 | 191.6
FORNEY ENERGY CENTER CTG 13 |  | FRNYPP_GT13 | KAUFMAN | GAS | NORTH | 2003 | 191.6 | 191.6 | 191.6 | 191.6 | 191.6 | 191.6 | 191.6 | 191.6 | 191.6 | 191.6
FORNEY ENERGY CENTER CTG 21 |  | FRNYPP_GT21 | KAUFMAN | GAS | NORTH | 2003 | 191.6 | 191.6 | 191.6 | 191.6 | 191.6 | 191.6 | 191.6 | 191.6 | 191.6 | 191.6
FORNEY ENERGY CENTER CTG 22 |  | FRNYPP_GT22 | KAUFMAN | GAS | NORTH | 2003 | 191.6 | 191.6 | 191.6 | 191.6 | 191.6 | 191.6 | 191.6 | 191.6 | 191.6 | 191.6
FORNEY ENERGY CENTER CTG 23 |  | FRNYPP_GT23 | KAUFMAN | GAS | NORTH | 2003 | 191.6 | 191.6 | 191.6 | 191.6 | 191.6 | 191.6 | 191.6 | 191.6 | 191.6 | 191.6
FORNEY ENERGY CENTER STG 10 |  | FRNYPP_ST10 | KAUFMAN | GAS | NORTH | 2003 | 401.2 | 401.2 | 401.2 | 401.2 | 401.2 | 401.2 | 401.2 | 401.2 | 401.2 | 401.2
FORNEY ENERGY CENTER STG 20 |  | FRNYPP_ST20 | KAUFMAN | GAS | NORTH | 2003 | 401.2 | 401.2 | 401.2 | 401.2 | 401.2 | 401.2 | 401.2 | 401.2 | 401.2 | 401.2
FREESTONE ENERGY CENTER CTG 1 |  | FREC_GT1 | FREESTONE | GAS | NORTH | 2002 | 160.7 | 160.7 | 160.7 | 160.7 | 160.7 | 160.7 | 160.7 | 160.7 | 160.7 | 160.7
FREESTONE ENERGY CENTER CTG 2 |  | FREC_GT2 | FREESTONE | GAS | NORTH | 2002 | 160.7 | 160.7 | 160.7 | 160.7 | 160.7 | 160.7 | 160.7 | 160.7 | 160.7 | 160.7
FREESTONE ENERGY CENTER STG 3 |  | FREC_ST3 | FREESTONE | GAS | NORTH | 2002 | 179.8 | 179.8 | 179.8 | 179.8 | 179.8 | 179.8 | 179.8 | 179.8 | 179.8 | 179.8
FREESTONE ENERGY CENTER CTG 4 |  | FREC_GT4 | FREESTONE | GAS | NORTH | 2002 | 161.1 | 161.1 | 161.1 | 161.1 | 161.1 | 161.1 | 161.1 | 161.1 | 161.1 | 161.1
FREESTONE ENERGY CENTER CTG 5 |  | FREC_GT5 | FREESTONE | GAS | NORTH | 2002 | 161.1 | 161.1 | 161.1 | 161.1 | 161.1 | 161.1 | 161.1 | 161.1 | 161.1 | 161.1
FREESTONE ENERGY CENTER STG 6 |  | FREC_ST6 | FREESTONE | GAS | NORTH | 2002 | 179.7 | 179.7 | 179.7 | 179.7 | 179.7 | 179.7 | 179.7 | 179.7 | 179.7 | 179.7
FRONTERA GENERATION CTG 1 |  | FRONTERA_FRONTEG1 | HIDALGO | GAS | SOUTH | 1999 | 170 | 170 | 170 | 170 | 170 | 170 | 170 | 170 | 170 | 170
FRONTERA GENERATION CTG 2 |  | FRONTERA_FRONTEG2 | HIDALGO | GAS | SOUTH | 1999 | 170 | 170 | 170 | 170 | 170 | 170 | 170 | 170 | 170 | 170
FRONTERA GENERATION STG |  | FRONTERA_FRONTEG3 | HIDALGO | GAS | SOUTH | 2000 | 184 | 184 | 184 | 184 | 184 | 184 | 184 | 184 | 184 | 184
GUADALUPE GEN STN CTG 1 |  | GUADG_GAS1 | GUADALUPE | GAS | SOUTH | 2000 | 167 | 167 | 167 | 167 | 167 | 167 | 167 | 167 | 167 | 167
GUADALUPE GEN STN CTG 2 |  | GUADG_GAS2 | GUADALUPE | GAS | SOUTH | 2000 | 167 | 167 | 167 | 167 | 167 | 167 | 167 | 167 | 167 | 167
GUADALUPE GEN STN CTG 3 |  | GUADG_GAS3 | GUADALUPE | GAS | SOUTH | 2000 | 167 | 167 | 167 | 167 | 167 | 167 | 167 | 167 | 167 | 167
GUADALUPE GEN STN CTG 4 |  | GUADG_GAS4 | GUADALUPE | GAS | SOUTH | 2000 | 167 | 167 | 167 | 167 | 167 | 167 | 167 | 167 | 167 | 167
GUADALUPE GEN STN STG 5 |  | GUADG_STM5 | GUADALUPE | GAS | SOUTH | 2000 | 203 | 203 | 203 | 203 | 203 | 203 | 203 | 203 | 203 | 203
GUADALUPE GEN STN STG 6 |  | GUADG_STM6 | GUADALUPE | GAS | SOUTH | 2000 | 203 | 203 | 203 | 203 | 203 | 203 | 203 | 203 | 203 | 203
HAYS ENERGY FACILITY CSG 1 |  | HAYSEN_HAYSENG1 | HAYS | GAS | SOUTH | 2002 | 237 | 237 | 237 | 237 | 237 | 237 | 237 | 237 | 237 | 237
HAYS ENERGY FACILITY CSG 2 |  | HAYSEN_HAYSENG2 | HAYS | GAS | SOUTH | 2002 | 237 | 237 | 237 | 237 | 237 | 237 | 237 | 237 | 237 | 237
HAYS ENERGY FACILITY CSG 3 |  | HAYSEN_HAYSENG3 | HAYS | GAS | SOUTH | 2002 | 247 | 247 | 247 | 247 | 247 | 247 | 247 | 247 | 247 | 247
HAYS ENERGY FACILITY CSG 4 |  | HAYSEN_HAYSENG4 | HAYS | GAS | SOUTH | 2002 | 247 | 247 | 247 | 247 | 247 | 247 | 247 | 247 | 247 | 247
HIDALGO CTG 1 |  | DUKE_DUKE_GT1 | HIDALGO | GAS | SOUTH | 2000 | 150 | 150 | 150 | 150 | 150 | 150 | 150 | 150 | 150 | 150
HIDALGO CTG 2 |  | DUKE_DUKE_GT2 | HIDALGO | GAS | SOUTH | 2000 | 150 | 150 | 150 | 150 | 150 | 150 | 150 | 150 | 150 | 150
HIDALGO STG |  | DUKE_DUKE_ST1 | HIDALGO | GAS | SOUTH | 2000 | 176 | 176 | 176 | 176 | 176 | 176 | 176 | 176 | 176 | 176
JACK COUNTY GEN FACILITY CTG 1 |  | JACKCNTY_CT1 | JACK | GAS | NORTH | 2005 | 165 | 165 | 165 | 165 | 165 | 165 | 165 | 165 | 165 | 165
JACK COUNTY GEN FACILITY CTG 2 |  | JACKCNTY_CT2 | JACK | GAS | NORTH | 2005 | 165 | 165 | 165 | 165 | 165 | 165 | 165 | 165 | 165 | 165
JACK COUNTY GEN FACILITY STG 1 |  | JACKCNTY_STG | JACK | GAS | NORTH | 2005 | 310 | 310 | 310 | 310 | 310 | 310 | 310 | 310 | 310 | 310
JACK COUNTY GEN FACILITY CTG 3 |  | JCKCNTY2_CT3 | JACK | GAS | NORTH | 2011 | 165 | 165 | 165 | 165 | 165 | 165 | 165 | 165 | 165 | 165
JACK COUNTY GEN FACILITY CTG 4 |  | JCKCNTY2_CT4 | JACK | GAS | NORTH | 2011 | 165 | 165 | 165 | 165 | 165 | 165 | 165 | 165 | 165 | 165
JACK COUNTY GEN FACILITY STG 2 |  | JCKCNTY2_ST2 | JACK | GAS | NORTH | 2011 | 310 | 310 | 310 | 310 | 310 | 310 | 310 | 310 | 310 | 310
JOHNSON COUNTY GEN FACILITY CTG |  | TEN_CT1 | JOHNSON | GAS | NORTH | 1997 | 177 | 177 | 177 | 177 | 177 | 177 | 177 | 177 | 177 | 177
JOHNSON COUNTY GEN FACILITY STG |  | TEN_STG | JOHNSON | GAS | NORTH | 1997 | 106 | 106 | 106 | 106 | 106 | 106 | 106 | 106 | 106 | 106
LAMAR POWER PROJECT CT11 |  | LPCCS_CT11 | LAMAR | GAS | NORTH | 2000 | 176.9 | 176.9 | 176.9 | 176.9 | 176.9 | 176.9 | 176.9 | 176.9 | 176.9 | 176.9
LAMAR POWER PROJECT CT12 |  | LPCCS_CT12 | LAMAR | GAS | NORTH | 2000 | 176.9 | 176.9 | 176.9 | 176.9 | 176.9 | 176.9 | 176.9 | 176.9 | 176.9 | 176.9
LAMAR POWER PROJECT CT21 |  | LPCCS_CT21 | LAMAR | GAS | NORTH | 2000 | 176.9 | 176.9 | 176.9 | 176.9 | 176.9 | 176.9 | 176.9 | 176.9 | 176.9 | 176.9
LAMAR POWER PROJECT CT22 |  | LPCCS_CT22 | LAMAR | GAS | NORTH | 2000 | 176.9 | 176.9 | 176.9 | 176.9 | 176.9 | 176.9 | 176.9 | 176.9 | 176.9 | 176.9
LAMAR POWER PROJECT STG1 |  | LPCCS_UNIT1 | LAMAR | GAS | NORTH | 2000 | 195.3 | 195.3 | 195.3 | 195.3 | 195.3 | 195.3 | 195.3 | 195.3 | 195.3 | 195.3
LAMAR POWER PROJECT STG2 |  | LPCCS_UNIT2 | LAMAR | GAS | NORTH | 2000 | 195.3 | 195.3 | 195.3 | 195.3 | 195.3 | 195.3 | 195.3 | 195.3 | 195.3 | 195.3
LOST PINES CTG 1 |  | LOSTPI_LOSTPGT1 | BASTROP | GAS | SOUTH | 2001 | 183 | 183 | 183 | 183 | 183 | 183 | 183 | 183 | 183 | 183
LOST PINES CTG 2 |  | LOSTPI_LOSTPGT2 | BASTROP | GAS | SOUTH | 2001 | 183 | 183 | 183 | 183 | 183 | 183 | 183 | 183 | 183 | 183
LOST PINES STG |  | LOSTPI_LOSTPST1 | BASTROP | GAS | SOUTH | 2001 | 192 | 192 | 192 | 192 | 192 | 192 | 192 | 192 | 192 | 192
MAGIC VALLEY CTG 1 |  | NEDIN_NEDIN_G1 | HIDALGO | GAS | SOUTH | 2001 | 218.6 | 218.6 | 218.6 | 218.6 | 218.6 | 218.6 | 218.6 | 218.6 | 218.6 | 218.6
MAGIC VALLEY CTG 2 |  | NEDIN_NEDIN_G2 | HIDALGO | GAS | SOUTH | 2001 | 218.6 | 218.6 | 218.6 | 218.6 | 218.6 | 218.6 | 218.6 | 218.6 | 218.6 | 218.6
MAGIC VALLEY STG |  | NEDIN_NEDIN_G3 | HIDALGO | GAS | SOUTH | 2001 | 257.9 | 257.9 | 257.9 | 257.9 | 257.9 | 257.9 | 257.9 | 257.9 | 257.9 | 257.9
MIDLOTHIAN CS 1 |  | MDANP_CT1 | ELLIS | GAS | NORTH | 2001 | 240 | 240 | 240 | 240 | 240 | 240 | 240 | 240 | 240 | 240
MIDLOTHIAN CS 2 |  | MDANP_CT2 | ELLIS | GAS | NORTH | 2001 | 240 | 240 | 240 | 240 | 240 | 240 | 240 | 240 | 240 | 240
MIDLOTHIAN CS 3 |  | MDANP_CT3 | ELLIS | GAS | NORTH | 2001 | 240 | 240 | 240 | 240 | 240 | 240 | 240 | 240 | 240 | 240
MIDLOTHIAN CS 4 |  | MDANP_CT4 | ELLIS | GAS | NORTH | 2001 | 240 | 240 | 240 | 240 | 240 | 240 | 240 | 240 | 240 | 240
MIDLOTHIAN CS 5 |  | MDANP_CT5 | ELLIS | GAS | NORTH | 2002 | 257 | 257 | 257 | 257 | 257 | 257 | 257 | 257 | 257 | 257
MIDLOTHIAN CS 6 |  | MDANP_CT6 | ELLIS | GAS | NORTH | 2002 | 257 | 257 | 257 | 257 | 257 | 257 | 257 | 257 | 257 | 257
NUECES BAY STG 7 |  | NUECES_B_NUECESG7 | NUECES | GAS | SOUTH | 1972 | 320 | 320 | 320 | 320 | 320 | 320 | 320 | 320 | 320 | 320
NUECES BAY CTG 8 |  | NUECES_B_NUECESG8 | NUECES | GAS | SOUTH | 2010 | 165 | 165 | 165 | 165 | 165 | 165 | 165 | 165 | 165 | 165
NUECES BAY CTG 9 |  | NUECES_B_NUECESG9 | NUECES | GAS | SOUTH | 2010 | 165 | 165 | 165 | 165 | 165 | 165 | 165 | 165 | 165 | 165
ODESSA-ECTOR GEN STN CTG 11 |  | OECCS_CT11 | ECTOR | GAS | WEST | 2001 | 162.6 | 162.6 | 162.6 | 162.6 | 162.6 | 162.6 | 162.6 | 162.6 | 162.6 | 162.6
ODESSA-ECTOR GEN STN CTG 12 |  | OECCS_CT12 | ECTOR | GAS | WEST | 2001 | 151.2 | 151.2 | 151.2 | 151.2 | 151.2 | 151.2 | 151.2 | 151.2 | 151.2 | 151.2
ODESSA-ECTOR GEN STN CTG 21 |  | OECCS_CT21 | ECTOR | GAS | WEST | 2001 | 155.8 | 155.8 | 155.8 | 155.8 | 155.8 | 155.8 | 155.8 | 155.8 | 155.8 | 155.8
ODESSA-ECTOR GEN STN CTG 22 |  | OECCS_CT22 | ECTOR | GAS | WEST | 2001 | 153.3 | 153.3 | 153.3 | 153.3 | 153.3 | 153.3 | 153.3 | 153.3 | 153.3 | 153.3
ODESSA-ECTOR GEN STN STG 1 |  | OECCS_UNIT1 | ECTOR | GAS | WEST | 2001 | 216 | 216 | 216 | 216 | 216 | 216 | 216 | 216 | 216 | 216
ODESSA-ECTOR GEN STN STG 2 |  | OECCS_UNIT2 | ECTOR | GAS | WEST | 2001 | 216 | 216 | 216 | 216 | 216 | 216 | 216 | 216 | 216 | 216
PARIS ENERGY CENTER CTG 1 |  | TNSKA_GT1 | LAMAR | GAS | NORTH | 1989 | 87 | 87 | 87 | 87 | 87 | 87 | 87 | 87 | 87 | 87
PARIS ENERGY CENTER CTG 2 |  | TNSKA_GT2 | LAMAR | GAS | NORTH | 1989 | 87 | 87 | 87 | 87 | 87 | 87 | 87 | 87 | 87 | 87
PARIS ENERGY CENTER STG |  | TNSKA_STG | LAMAR | GAS | NORTH | 1990 | 89 | 89 | 89 | 89 | 89 | 89 | 89 | 89 | 89 | 89
PASGEN CTG 2 |  | PSG_PSG_GT2 | HARRIS | GAS | HOUSTON | 2000 | 176 | 176 | 176 | 176 | 176 | 176 | 176 | 176 | 176 | 176
PASGEN CTG 3 |  | PSG_PSG_GT3 | HARRIS | GAS | HOUSTON | 2000 | 176 | 176 | 176 | 176 | 176 | 176 | 176 | 176 | 176 | 176
PASGEN STG 2 |  | PSG_PSG_ST2 | HARRIS | GAS | HOUSTON | 2000 | 169 | 169 | 169 | 169 | 169 | 169 | 169 | 169 | 169 | 169
QUAIL RUN ENERGY CTG 1 |  | QALSW_GT2 | ECTOR | GAS | WEST | 2007 | 86 | 86 | 86 | 86 | 86 | 86 | 86 | 86 | 86 | 86
QUAIL RUN ENERGY CTG 2 |  | QALSW_GT3 | ECTOR | GAS | WEST | 2008 | 81 | 81 | 81 | 81 | 81 | 81 | 81 | 81 | 81 | 81
QUAIL RUN ENERGY CTG 3 |  | QALSW_STG1 | ECTOR | GAS | WEST | 2007 | 98 | 98 | 98 | 98 | 98 | 98 | 98 | 98 | 98 | 98
QUAIL RUN ENERGY CTG 4 |  | QALSW_STG2 | ECTOR | GAS | WEST | 2008 | 98 | 98 | 98 | 98 | 98 | 98 | 98 | 98 | 98 | 98
QUAIL RUN ENERGY STG 1 |  | QALSW_GT1 | ECTOR | GAS | WEST | 2007 | 84 | 84 | 84 | 84 | 84 | 84 | 84 | 84 | 84 | 84
QUAIL RUN ENERGY STG 2 |  | QALSW_GT4 | ECTOR | GAS | WEST | 2008 | 81 | 81 | 81 | 81 | 81 | 81 | 81 | 81 | 81 | 81
RAYBURN CTG 7 |  | RAYBURN_RAYBURG7 | VICTORIA | GAS | SOUTH | 2003 | 50 | 50 | 50 | 50 | 50 | 50 | 50 | 50 | 50 | 50
RAYBURN CTG 8 |  | RAYBURN_RAYBURG8 | VICTORIA | GAS | SOUTH | 2003 | 51 | 51 | 51 | 51 | 51 | 51 | 51 | 51 | 51 | 51
RAYBURN CTG 9 |  | RAYBURN_RAYBURG9 | VICTORIA | GAS | SOUTH | 2003 | 50 | 50 | 50 | 50 | 50 | 50 | 50 | 50 | 50 | 50
RAYBURN STG 10 |  | RAYBURN_RAYBURG10 | VICTORIA | GAS | SOUTH | 2003 | 40 | 40 | 40 | 40 | 40 | 40 | 40 | 40 | 40 | 40
RIO NOGALES CTG 1 |  | RIONOG_CT1 | GUADALUPE | GAS | SOUTH | 2002 | 175 | 175 | 175 | 175 | 175 | 175 | 175 | 175 | 175 | 175
RIO NOGALES CTG 2 |  | RIONOG_CT2 | GUADALUPE | GAS | SOUTH | 2002 | 175 | 175 | 175 | 175 | 175 | 175 | 175 | 175 | 175 | 175
RIO NOGALES CTG 3 |  | RIONOG_CT3 | GUADALUPE | GAS | SOUTH | 2002 | 175 | 175 | 175 | 175 | 175 | 175 | 175 | 175 | 175 | 175
RIO NOGALES STG 4 |  | RIONOG_ST1 | GUADALUPE | GAS | SOUTH | 2002 | 323 | 323 | 323 | 323 | 323 | 323 | 323 | 323 | 323 | 323
SANDHILL ENERGY CENTER CTG 5A | 03INR0033 | SANDHSYD_SH_5A | TRAVIS | GAS | SOUTH | 2004 | 170 | 170 | 170 | 170 | 170 | 170 | 170 | 170 | 170 | 170
SANDHILL ENERGY CENTER STG 5C | 03INR0033 | SANDHSYD_SH_5C | TRAVIS | GAS | SOUTH | 2004 | 160 | 160 | 160 | 160 | 160 | 160 | 160 | 160 | 160 | 160
SILAS RAY STG 6 |  | SILASRAY_SILAS_6 | CAMERON | GAS | SOUTH | 1962 | 21 | 21 | 21 | 21 | 21 | 21 | 21 | 21 | 21 | 21
SILAS RAY CTG 9 |  | SILASRAY_SILAS_9 | CAMERON | GAS | SOUTH | 1996 | 49 | 49 | 49 | 49 | 49 | 49 | 49 | 49 | 49 | 49
T H WHARTON STG 3 |  | THW_THWST_3 | HARRIS | GAS | HOUSTON | 1974 | 104 | 104 | 104 | 104 | 104 | 104 | 104 | 104 | 104 | 104
T H WHARTON CTG 31 |  | THW_THWGT31 | HARRIS | GAS | HOUSTON | 1972 | 57 | 57 | 57 | 57 | 57 | 57 | 57 | 57 | 57 | 57
T H WHARTON CTG 32 |  | THW_THWGT32 | HARRIS | GAS | HOUSTON | 1972 | 57 | 57 | 57 | 57 | 57 | 57 | 57 | 57 | 57 | 57
T H WHARTON CTG 33 |  | THW_THWGT33 | HARRIS | GAS | HOUSTON | 1972 | 57 | 57 | 57 | 57 | 57 | 57 | 57 | 57 | 57 | 57
T H WHARTON CTG 34 |  | THW_THWGT34 | HARRIS | GAS | HOUSTON | 1972 | 57 | 57 | 57 | 57 | 57 | 57 | 57 | 57 | 57 | 57
T H WHARTON STG 4 |  | THW_THWST_4 | HARRIS | GAS | HOUSTON | 1974 | 104 | 104 | 104 | 104 | 104 | 104 | 104 | 104 | 104 | 104
T H WHARTON CTG 41 |  | THW_THWGT41 | HARRIS | GAS | HOUSTON | 1972 | 57 | 57 | 57 | 57 | 57 | 57 | 57 | 57 | 57 | 57
T H WHARTON CTG 42 |  | THW_THWGT42 | HARRIS | GAS | HOUSTON | 1972 | 57 | 57 | 57 | 57 | 57 | 57 | 57 | 57 | 57 | 57
T H WHARTON CTG 43 |  | THW_THWGT43 | HARRIS | GAS | HOUSTON | 1974 | 57 | 57 | 57 | 57 | 57 | 57 | 57 | 57 | 57 | 57
T H WHARTON CTG 44 |  | THW_THWGT44 | HARRIS | GAS | HOUSTON | 1974 | 57 | 57 | 57 | 57 | 57 | 57 | 57 | 57 | 57 | 57
TEXAS CITY CTG A |  | TXCTY_CTA | GALVESTON | GAS | HOUSTON | 2000 | 102.4 | 102.4 | 102.4 | 102.4 | 102.4 | 102.4 | 102.4 | 102.4 | 102.4 | 102.4
TEXAS CITY CTG B |  | TXCTY_CTB | GALVESTON | GAS | HOUSTON | 2000 | 102.4 | 102.4 | 102.4 | 102.4 | 102.4 | 102.4 | 102.4 | 102.4 | 102.4 | 102.4
TEXAS CITY CTG C |  | TXCTY_CTC | GALVESTON | GAS | HOUSTON | 2000 | 102.4 | 102.4 | 102.4 | 102.4 | 102.4 | 102.4 | 102.4 | 102.4 | 102.4 | 102.4
TEXAS CITY STG |  | TXCTY_ST | GALVESTON | GAS | HOUSTON | 2000 | 131.5 | 131.5 | 131.5 | 131.5 | 131.5 | 131.5 | 131.5 | 131.5 | 131.5 | 131.5
VICTORIA POWER STATION STG 5 | 08INR0050 | VICTORIA_VICTORG5 | VICTORIA | GAS | SOUTH | 2009 | 132 | 132 | 132 | 132 | 132 | 132 | 132 | 132 | 132 | 132
VICTORIA POWER STATION STG 6 | 08INR0050 | VICTORIA_VICTORG6 | VICTORIA | GAS | SOUTH | 2009 | 168 | 168 | 168 | 168 | 168 | 168 | 168 | 168 | 168 | 168
WICHITA FALLS CTG 1 |  | WFCOGEN_UNIT1 | WICHITA | GAS | WEST | 1987 | 21 | 21 | 21 | 21 | 21 | 21 | 21 | 21 | 21 | 21
WICHITA FALLS CTG 2 |  | WFCOGEN_UNIT2 | WICHITA | GAS | WEST | 1987 | 21 | 21 | 21 | 21 | 21 | 21 | 21 | 21 | 21 | 21
WICHITA FALLS CTG 3 |  | WFCOGEN_UNIT3 | WICHITA | GAS | WEST | 1987 | 21 | 21 | 21 | 21 | 21 | 21 | 21 | 21 | 21 | 21
WICHITA FALLS STG 4 |  | WFCOGEN_UNIT4 | WICHITA | GAS | WEST | 1987 | 16 | 16 | 16 | 16 | 16 | 16 | 16 | 16 | 16 | 16
WISE-TRACTEBEL POWER CTG 1 |  | WCPP_CT1 | WISE | GAS | NORTH | 2004 | 275 | 275 | 275 | 275 | 275 | 275 | 275 | 275 | 275 | 275
WISE-TRACTEBEL POWER CTG 2 |  | WCPP_CT2 | WISE | GAS | NORTH | 2004 | 275 | 275 | 275 | 275 | 275 | 275 | 275 | 275 | 275 | 275
WISE-TRACTEBEL POWER STG 1 |  | WCPP_ST1 | WISE | GAS | NORTH | 2004 | 290 | 290 | 290 | 290 | 290 | 290 | 290 | 290 | 290 | 290
WOLF HOLLOW POWER CTG 1 |  | WHCCS_CT1 | HOOD | GAS | NORTH | 2002 | 249 | 249 | 249 | 249 | 249 | 249 | 249 | 249 | 249 | 249
WOLF HOLLOW POWER CTG 2 |  | WHCCS_CT2 | HOOD | GAS | NORTH | 2002 | 249 | 249 | 249 | 249 | 249 | 249 | 249 | 249 | 249 | 249
WOLF HOLLOW POWER STG |  | WHCCS_STG | HOOD | GAS | NORTH | 2002 | 293 | 293 | 293 | 293 | 293 | 293 | 293 | 293 | 293 | 293
ATKINS 7 |  | ATKINS_ATKINSG7 | BRAZOS | GAS | NORTH | 1973 | 20 | 20 | 20 | 20 | 20 | 20 | 20 | 20 | 20 | 20
DANSBY 2 |  | DANSBY_DANSBYG2 | BRAZOS | GAS | NORTH | 2004 | 48 | 48 | 48 | 48 | 48 | 48 | 48 | 48 | 48 | 48
DANSBY 3 |  | DANSBY_DANSBYG3 | BRAZOS | GAS | NORTH | 2010 | 50 | 50 | 50 | 50 | 50 | 50 | 50 | 50 | 50 | 50
DECKER CREEK G1 |  | DECKER_DPGT_1 | TRAVIS | GAS | SOUTH | 1989 | 54 | 54 | 54 | 54 | 54 | 54 | 54 | 54 | 54 | 54
DECKER CREEK G2 |  | DECKER_DPGT_2 | TRAVIS | GAS | SOUTH | 1989 | 54 | 54 | 54 | 54 | 54 | 54 | 54 | 54 | 54 | 54
DECKER CREEK G3 |  | DECKER_DPGT_3 | TRAVIS | GAS | SOUTH | 1989 | 54 | 54 | 54 | 54 | 54 | 54 | 54 | 54 | 54 | 54
DECKER CREEK G4 |  | DECKER_DPGT_4 | TRAVIS | GAS | SOUTH | 1989 | 54 | 54 | 54 | 54 | 54 | 54 | 54 | 54 | 54 | 54
DECORDOVA A |  | DCSES_CT10 | HOOD | GAS | NORTH | 2010 | 80 | 80 | 80 | 80 | 80 | 80 | 80 | 80 | 80 | 80
DECORDOVA B |  | DCSES_CT20 | HOOD | GAS | NORTH | 2010 | 79 | 79 | 79 | 79 | 79 | 79 | 79 | 79 | 79 | 79
DECORDOVA C |  | DCSES_CT30 | HOOD | GAS | NORTH | 2010 | 78 | 78 | 78 | 78 | 78 | 78 | 78 | 78 | 78 | 78
DECORDOVA D |  | DCSES_CT40 | HOOD | GAS | NORTH | 2010 | 77 | 77 | 77 | 77 | 77 | 77 | 77 | 77 | 77 | 77
EXTEX LA PORTE PWR STN (AIRPRO) 1 |  | AZ_AZ_G1 | HARRIS | GAS | HOUSTON | 2009 | 45 | 45 | 45 | 45 | 45 | 45 | 45 | 45 | 45 | 45
EXTEX LA PORTE PWR STN (AIRPRO) 2 |  | AZ_AZ_G2 | HARRIS | GAS | HOUSTON | 2009 | 45 | 45 | 45 | 45 | 45 | 45 | 45 | 45 | 45 | 45
EXTEX LA PORTE PWR STN (AIRPRO) 3 |  | AZ_AZ_G3 | HARRIS | GAS | HOUSTON | 2009 | 45 | 45 | 45 | 45 | 45 | 45 | 45 | 45 | 45 | 45
EXTEX LA PORTE PWR STN (AIRPRO) 4 |  | AZ_AZ_G4 | HARRIS | GAS | HOUSTON | 2009 | 45 | 45 | 45 | 45 | 45 | 45 | 45 | 45 | 45 | 45
GREENS BAYOU 73 |  | GBY_GBYGT73 | HARRIS | GAS | HOUSTON | 1976 | 54 | 54 | 54 | 54 | 54 | 54 | 54 | 54 | 54 | 54
GREENS BAYOU 74 |  | GBY_GBYGT74 | HARRIS | GAS | HOUSTON | 1976 | 54 | 54 | 54 | 54 | 54 | 54 | 54 | 54 | 54 | 54
GREENS BAYOU 81 |  | GBY_GBYGT81 | HARRIS | GAS | HOUSTON | 1976 | 54 | 54 | 54 | 54 | 54 | 54 | 54 | 54 | 54 | 54
GREENS BAYOU 83 |  | GBY_GBYGT83 | HARRIS | GAS | HOUSTON | 1976 | 64 | 64 | 64 | 64 | 64 | 64 | 64 | 64 | 64 | 64
GREENS BAYOU 84 |  | GBY_GBYGT84 | HARRIS | GAS | HOUSTON | 1976 | 58 | 58 | 58 | 58 | 58 | 58 | 58 | 58 | 58 | 58
GREENVILLE ENGINE PLANT |  | STEAM_ENGINE_1 | HUNT | GAS | NORTH | 2010 | 8.4 | 8.4 | 8.4 | 8.4 | 8.4 | 8.4 | 8.4 | 8.4 | 8.4 | 8.4
GREENVILLE ENGINE PLANT |  | STEAM_ENGINE_2 | HUNT | GAS | NORTH | 2010 | 8.4 | 8.4 | 8.4 | 8.4 | 8.4 | 8.4 | 8.4 | 8.4 | 8.4 | 8.4
GREENVILLE ENGINE PLANT |  | STEAM_ENGINE_3 | HUNT | GAS | NORTH | 2010 | 8.4 | 8.4 | 8.4 | 8.4 | 8.4 | 8.4 | 8.4 | 8.4 | 8.4 | 8.4
LAREDO PEAKING 4 |  | LARDVFTN_G4 | WEBB | GAS | SOUTH | 2008 | 98.5 | 98.5 | 98.5 | 98.5 | 98.5 | 98.5 | 98.5 | 98.5 | 98.5 | 98.5
LAREDO PEAKING 5 |  | LARDVFTN_G5 | WEBB | GAS | SOUTH | 2008 | 98.5 | 98.5 | 98.5 | 98.5 | 98.5 | 98.5 | 98.5 | 98.5 | 98.5 | 98.5
LEON CREEK PEAKING 1 |  | LEON_CRK_LCPCT1 | BEXAR | GAS | SOUTH | 2004 | 48 | 48 | 48 | 48 | 48 | 48 | 48 | 48 | 48 | 48
LEON CREEK PEAKING 2 |  | LEON_CRK_LCPCT2 | BEXAR | GAS | SOUTH | 2004 | 48 | 48 | 48 | 48 | 48 | 48 | 48 | 48 | 48 | 48
LEON CREEK PEAKING 3 |  | LEON_CRK_LCPCT3 | BEXAR | GAS | SOUTH | 2004 | 48 | 48 | 48 | 48 | 48 | 48 | 48 | 48 | 48 | 48
LEON CREEK PEAKING 4 |  | LEON_CRK_LCPCT4 | BEXAR | GAS | SOUTH | 2004 | 48 | 48 | 48 | 48 | 48 | 48 | 48 | 48 | 48 | 48
MORGAN CREEK A |  | MGSES_CT1 | MITCHELL | GAS | WEST | 1988 | 81 | 81 | 81 | 81 | 81 | 81 | 81 | 81 | 81 | 81
MORGAN CREEK B |  | MGSES_CT2 | MITCHELL | GAS | WEST | 1988 | 81 | 81 | 81 | 81 | 81 | 81 | 81 | 81 | 81 | 81
MORGAN CREEK C |  | MGSES_CT3 | MITCHELL | GAS | WEST | 1988 | 81 | 81 | 81 | 81 | 81 | 81 | 81 | 81 | 81 | 81
MORGAN CREEK D |  | MGSES_CT4 | MITCHELL | GAS | WEST | 1988 | 81 | 81 | 81 | 81 | 81 | 81 | 81 | 81 | 81 | 81
MORGAN CREEK E |  | MGSES_CT5 | MITCHELL | GAS | WEST | 1988 | 81 | 81 | 81 | 81 | 81 | 81 | 81 | 81 | 81 | 81
MORGAN CREEK F |  | MGSES_CT6 | MITCHELL | GAS | WEST | 1988 | 81 | 81 | 81 | 81 | 81 | 81 | 81 | 81 | 81 | 81
PEARSALL ENGINE PLANT | 09INR0079a | PEARSAL2_AGR_A | FRIO | GAS | SOUTH | 2012 | 50.6 | 50.6 | 50.6 | 50.6 | 50.6 | 50.6 | 50.6 | 50.6 | 50.6 | 50.6
PEARSALL ENGINE PLANT | 09INR0079a | PEARSAL2_AGR_B | FRIO | GAS | SOUTH | 2012 | 50.6 | 50.6 | 50.6 | 50.6 | 50.6 | 50.6 | 50.6 | 50.6 | 50.6 | 50.6
PEARSALL ENGINE PLANT | 09INR0079b | PEARSAL2_AGR_C | FRIO | GAS | SOUTH | 2012 | 50.6 | 50.6 | 50.6 | 50.6 | 50.6 | 50.6 | 50.6 | 50.6 | 50.6 | 50.6
PEARSALL ENGINE PLANT | 09INR0079b | PEARSAL2_AGR_D | FRIO | GAS | SOUTH | 2012 | 50.6 | 50.6 | 50.6 | 50.6 | 50.6 | 50.6 | 50.6 | 50.6 | 50.6 | 50.6
PERMIAN BASIN A |  | PB2SES_CT1 | WARD | GAS | WEST | 1988 | 71 | 71 | 71 | 71 | 71 | 71 | 71 | 71 | 71 | 71
PERMIAN BASIN B |  | PB2SES_CT2 | WARD | GAS | WEST | 1988 | 71 | 71 | 71 | 71 | 71 | 71 | 71 | 71 | 71 | 71
PERMIAN BASIN C |  | PB2SES_CT3 | WARD | GAS | WEST | 1988 | 74 | 74 | 74 | 74 | 74 | 74 | 74 | 74 | 74 | 74
PERMIAN BASIN D |  | PB2SES_CT4 | WARD | GAS | WEST | 1990 | 75 | 75 | 75 | 75 | 75 | 75 | 75 | 75 | 75 | 75
PERMIAN BASIN E |  | PB2SES_CT5 | WARD | GAS | WEST | 1990 | 75 | 75 | 75 | 75 | 75 | 75 | 75 | 75 | 75 | 75
R W MILLER 4 |  | MIL_MILLERG4 | PALO PINTO | GAS | NORTH | 2000 | 115 | 115 | 115 | 115 | 115 | 115 | 115 | 115 | 115 | 115
R W MILLER 5 |  | MIL_MILLERG5 | PALO PINTO | GAS | NORTH | 2000 | 115 | 115 | 115 | 115 | 115 | 115 | 115 | 115 | 115 | 115
RAY OLINGER 4 |  | OLINGR_OLING_4 | COLLIN | GAS | NORTH | 2001 | 84 | 84 | 84 | 84 | 84 | 84 | 84 | 84 | 84 | 84
RAYBURN 1 |  | RAYBURN_RAYBURG1 | VICTORIA | GAS | SOUTH | 1963 | 13.5 | 13.5 | 13.5 | 13.5 | 13.5 | 13.5 | 13.5 | 13.5 | 13.5 | 13.5
RAYBURN 2 |  | RAYBURN_RAYBURG2 | VICTORIA | GAS | SOUTH | 1963 | 13.5 | 13.5 | 13.5 | 13.5 | 13.5 | 13.5 | 13.5 | 13.5 | 13.5 | 13.5
SAN JACINTO SES 1 |  | SJS_SJS_G1 | HARRIS | GAS | HOUSTON | 1995 | 81 | 81 | 81 | 81 | 81 | 81 | 81 | 81 | 81 | 81
SAN JACINTO SES 2 |  | SJS_SJS_G2 | HARRIS | GAS | HOUSTON | 1995 | 81 | 81 | 81 | 81 | 81 | 81 | 81 | 81 | 81 | 81
SANDHILL ENERGY CENTER 1 | 01INR0041 | SANDHSYD_SH1 | TRAVIS | GAS | SOUTH | 2001 | 48 | 48 | 48 | 48 | 48 | 48 | 48 | 48 | 48 | 48
SANDHILL ENERGY CENTER 2 | 01INR0041 | SANDHSYD_SH2 | TRAVIS | GAS | SOUTH | 2001 | 48 | 48 | 48 | 48 | 48 | 48 | 48 | 48 | 48 | 48
SANDHILL ENERGY CENTER 3 | 01INR0041 | SANDHSYD_SH3 | TRAVIS | GAS | SOUTH | 2001 | 48 | 48 | 48 | 48 | 48 | 48 | 48 | 48 | 48 | 48
SANDHILL ENERGY CENTER 4 | 01INR0041 | SANDHSYD_SH4 | TRAVIS | GAS | SOUTH | 2001 | 48 | 48 | 48 | 48 | 48 | 48 | 48 | 48 | 48 | 48
SANDHILL ENERGY CENTER 6 | 09INR0045 | SANDHSYD_SH6 | TRAVIS | GAS | SOUTH | 2010 | 48 | 48 | 48 | 48 | 48 | 48 | 48 | 48 | 48 | 48
SANDHILL ENERGY CENTER 7 | 09INR0045 | SANDHSYD_SH7 | TRAVIS | GAS | SOUTH | 2010 | 48 | 48 | 48 | 48 | 48 | 48 | 48 | 48 | 48 | 48
SILAS RAY 10 | 04INR0014 | SILASRAY_SILAS_10 | CAMERON | GAS | SOUTH | 2004 | 46 | 46 | 46 | 46 | 46 | 46 | 46 | 46 | 46 | 46
T H WHARTON 51 |  | THW_THWGT51 | HARRIS | GAS | HOUSTON | 1975 | 57 | 57 | 57 | 57 | 57 | 57 | 57 | 57 | 57 | 57
T H WHARTON 52 |  | THW_THWGT52 | HARRIS | GAS | HOUSTON | 1975 | 57 | 57 | 57 | 57 | 57 | 57 | 57 | 57 | 57 | 57
T H WHARTON 53 |  | THW_THWGT53 | HARRIS | GAS | HOUSTON | 1975 | 57 | 57 | 57 | 57 | 57 | 57 | 57 | 57 | 57 | 57
T H WHARTON 54 |  | THW_THWGT54 | HARRIS | GAS | HOUSTON | 1975 | 57 | 57 | 57 | 57 | 57 | 57 | 57 | 57 | 57 | 57
T H WHARTON 55 |  | THW_THWGT55 | HARRIS | GAS | HOUSTON | 1975 | 57 | 57 | 57 | 57 | 57 | 57 | 57 | 57 | 57 | 57
T H WHARTON 56 |  | THW_THWGT56 | HARRIS | GAS | HOUSTON | 1975 | 57 | 57 | 57 | 57 | 57 | 57 | 57 | 57 | 57 | 57
T H WHARTON G1 |  | THW_THWGT_1 | HARRIS | GAS | HOUSTON | 1967 | 13 | 13 | 13 | 13 | 13 | 13 | 13 | 13 | 13 | 13
TEXAS GULF SULPHUR |  | TGF_TGFGT_1 | WHARTON | GAS | HOUSTON | 1985 | 89 | 89 | 89 | 89 | 89 | 89 | 89 | 89 | 89 | 89
V H BRAUNIG 5 |  | BRAUNIG_VHB6CT5 | BEXAR | GAS | SOUTH | 2009 | 48 | 48 | 48 | 48 | 48 | 48 | 48 | 48 | 48 | 48
V H BRAUNIG 6 |  | BRAUNIG_VHB6CT6 | BEXAR | GAS | SOUTH | 2009 | 48 | 48 | 48 | 48 | 48 | 48 | 48 | 48 | 48 | 48
V H BRAUNIG 7 |  | BRAUNIG_VHB6CT7 | BEXAR | GAS | SOUTH | 2009 | 48 | 48 | 48 | 48 | 48 | 48 | 48 | 48 | 48 | 48
V H BRAUNIG 8 |  | BRAUNIG_VHB6CT8 | BEXAR | GAS | SOUTH | 2009 | 48 | 48 | 48 | 48 | 48 | 48 | 48 | 48 | 48 | 48
W A PARISH T1 |  | WAP_WAPGT_1 | FT. BEND | GAS | HOUSTON | 1967 | 13 | 13 | 13 | 13 | 13 | 13 | 13 | 13 | 13 | 13
W A PARISH - PETRO NOVA | 12INR0086 | PNPI_GT2 | FORT BEND | GAS | HOUSTON | 2013 | 88 | 88 | 88 | 88 | 88 | 88 | 88 | 88 | 88 | 88
WINCHESTER POWER PARK 1 | 09INR0027 | WIPOPA_WPP_G1 | FAYETTE | GAS | SOUTH | 2009 | 46 | 46 | 46 | 46 | 46 | 46 | 46 | 46 | 46 | 46
WINCHESTER POWER PARK 2 | 09INR0027 | WIPOPA_WPP_G2 | FAYETTE | GAS | SOUTH | 2009 | 46 | 46 | 46 | 46 | 46 | 46 | 46 | 46 | 46 | 46
WINCHESTER POWER PARK 3 | 09INR0027 | WIPOPA_WPP_G3 | FAYETTE | GAS | SOUTH | 2009 | 46 | 46 | 46 | 46 | 46 | 46 | 46 | 46 | 46 | 46
WINCHESTER POWER PARK 4 | 09INR0027 | WIPOPA_WPP_G4 | FAYETTE | GAS | SOUTH | 2009 | 46 | 46 | 46 | 46 | 46 | 46 | 46 | 46 | 46 | 46
B M DAVIS 1 |  | B_DAVIS_B_DAVIG1 | NUECES | GAS | SOUTH | 1974 | 335 | 335 | 335 | 335 | 335 | 335 | 335 | 335 | 335 | 335
CEDAR BAYOU 1 |  | CBY_CBY_G1 | CHAMBERS | GAS | HOUSTON | 1970 | 745 | 745 | 745 | 745 | 745 | 745 | 745 | 745 | 745 | 745
CEDAR BAYOU 2 |  | CBY_CBY_G2 | CHAMBERS | GAS | HOUSTON | 1972 | 749 | 749 | 749 | 749 | 749 | 749 | 749 | 749 | 749 | 749
DANSBY 1 |  | DANSBY_DANSBYG1 | BRAZOS | GAS | NORTH | 1978 | 110 | 110 | 110 | 110 | 110 | 110 | 110 | 110 | 110 | 110
DECKER CREEK 1 |  | DECKER_DPG1 | TRAVIS | GAS | SOUTH | 1971 | 320 | 320 | 320 | 320 | 320 | 320 | 320 | 320 | 320 | 320
DECKER CREEK 2 |  | DECKER_DPG2 | TRAVIS | GAS | SOUTH | 1978 | 428 | 428 | 428 | 428 | 428 | 428 | 428 | 428 | 428 | 428
GRAHAM 1 |  | GRSES_UNIT1 | YOUNG | GAS | WEST | 1960 | 225 | 225 | 225 | 225 | 225 | 225 | 225 | 225 | 225 | 225
GRAHAM 2 |  | GRSES_UNIT2 | YOUNG | GAS | WEST | 1969 | 390 | 390 | 390 | 390 | 390 | 390 | 390 | 390 | 390 | 390
GREENS BAYOU 5 |  | GBY_GBY_5 | HARRIS | GAS | HOUSTON | 1973 | 406 | 406 | 406 | 406 | 406 | 406 | 406 | 406 | 406 | 406
HANDLEY 3 |  | HLSES_UNIT3 | TARRANT | GAS | NORTH | 1963 | 395 | 395 | 395 | 395 | 395 | 395 | 395 | 395 | 395 | 395
HANDLEY 4 |  | HLSES_UNIT4 | TARRANT | GAS | NORTH | 1976 | 435 | 435 | 435 | 435 | 435 | 435 | 435 | 435 | 435 | 435
HANDLEY 5 |  | HLSES_UNIT5 | TARRANT | GAS | NORTH | 1977 | 435 | 435 | 435 | 435 | 435 | 435 | 435 | 435 | 435 | 435
LAKE HUBBARD 1 |  | LHSES_UNIT1 | DALLAS | GAS | NORTH | 1970 | 392 | 392 | 392 | 392 | 392 | 392 | 392 | 392 | 392 | 392
LAKE HUBBARD 2 |  | LH2SES_UNIT2 | DALLAS | GAS | NORTH | 1973 | 515 | 515 | 515 | 515 | 515 | 515 | 515 | 515 | 515 | 515
MOUNTAIN CREEK 6 |  | MCSES_UNIT6 | DALLAS | GAS | NORTH | 1956 | 122 | 122 | 122 | 122 | 122 | 122 | 122 | 122 | 122 | 122
MOUNTAIN CREEK 7 |  | MCSES_UNIT7 | DALLAS | GAS | NORTH | 1958 | 118 | 118 | 118 | 118 | 118 | 118 | 118 | 118 | 118 | 118
MOUNTAIN CREEK 8 |  | MCSES_UNIT8 | DALLAS | GAS | NORTH | 1967 | 568 | 568 | 568 | 568 | 568 | 568 | 568 | 568 | 568 | 568
O W SOMMERS 1 |  | CALAVERS_OWS1 | BEXAR | GAS | SOUTH | 1972 | 420 | 420 | 420 | 420 | 420 | 420 | 420 | 420 | 420 | 420
O W SOMMERS 2 |  | CALAVERS_OWS2 | BEXAR | GAS | SOUTH | 1974 | 420 | 420 | 420 | 420 | 420 | 420 | 420 | 420 | 420 | 420
PEARSALL 1 |  | PEARSALL_PEARS_1 | FRIO | GAS | SOUTH | 1961 | 25 | 25 | 25 | 25 | 25 | 25 | 25 | 25 | 25 | 25
PEARSALL 2 |  | PEARSALL_PEARS_2 | FRIO | GAS | SOUTH | 1961 | 25 | 25 | 25 | 25 | 25 | 25 | 25 | 25 | 25 | 25
PEARSALL 3 |  | PEARSALL_PEARS_3 | FRIO | GAS | SOUTH | 1961 | 25 | 25 | 25 | 25 | 25 | 25 | 25 | 25 | 25 | 25
POWERLANE PLANT 1 |  | STEAM1A_STEAM_1 | HUNT | GAS | NORTH | 1966 | 20 | 20 | 20 | 20 | 20 | 20 | 20 | 20 | 20 | 20
POWERLANE PLANT 2 |  | STEAM_STEAM_2 | HUNT | GAS | NORTH | 1967 | 26 | 26 | 26 | 26 | 26 | 26 | 26 | 26 | 26 | 26
POWERLANE PLANT 3 |  | STEAM_STEAM_3 | HUNT | GAS | NORTH | 1978 | 41 | 41 | 41 | 41 | 41 | 41 | 41 | 41 | 41 | 41
R W MILLER 1 |  | MIL_MILLERG1 | PALO PINTO | GAS | NORTH | 2000 | 75 | 75 | 75 | 75 | 75 | 75 | 75 | 75 | 75 | 75
R W MILLER 2 |  | MIL_MILLERG2 | PALO PINTO | GAS | NORTH | 2000 | 120 | 120 | 120 | 120 | 120 | 120 | 120 | 120 | 120 | 120
R W MILLER 3 |  | MIL_MILLERG3 | PALO PINTO | GAS | NORTH | 2000 | 208 | 208 | 208 | 208 | 208 | 208 | 208 | 208 | 208 | 208
RAY OLINGER 1 |  | OLINGR_OLING_1 | COLLIN | GAS | NORTH | 1967 | 78 | 78 | 78 | 78 | 78 | 78 | 78 | 78 | 78 | 78
RAY OLINGER 2 |  | OLINGR_OLING_2 | COLLIN | GAS | NORTH | 1971 | 107 | 107 | 107 | 107 | 107 | 107 | 107 | 107 | 107 | 107
RAY OLINGER 3 |  | OLINGR_OLING_3 | COLLIN | GAS | NORTH | 1975 | 146 | 146 | 146 | 146 | 146 | 146 | 146 | 146 | 146 | 146
SIM GIDEON 1 |  | GIDEON_GIDEONG1 | BASTROP | GAS | SOUTH | 1965 | 130 | 130 | 130 | 130 | 130 | 130 | 130 | 130 | 130 | 130
SIM GIDEON 2 |  | GIDEON_GIDEONG2 | BASTROP | GAS | SOUTH | 1968 | 135 | 135 | 135 | 135 | 135 | 135 | 135 | 135 | 135 | 135
SIM GIDEON 3 |  | GIDEON_GIDEONG3 | BASTROP | GAS | SOUTH | 1972 | 340 | 340 | 340 | 340 | 340 | 340 | 340 | 340 | 340 | 340
SPENCER 4 |  | SPNCER_SPNCE_4 | DENTON | GAS | NORTH | 1966 | 61 | 61 | 61 | 61 | 61 | 61 | 61 | 61 | 61 | 61
SPENCER 5 |  | SPNCER_SPNCE_5 | DENTON | GAS | NORTH | 1973 | 61 | 61 | 61 | 61 | 61 | 61 | 61 | 61 | 61 | 61
STRYKER CREEK 1 |  | SCSES_UNIT1A | CHEROKEE | GAS | NORTH | 1958 | 167 | 167 | 167 | 167 | 167 | 167 | 167 | 167 | 167 | 167
STRYKER CREEK 2 |  | SCSES_UNIT2 | CHEROKEE | GAS | NORTH | 1965 | 502 | 502 | 502 | 502 | 502 | 502 | 502 | 502 | 502 | 502
TRINIDAD 6 |  | TRSES_UNIT6 | HENDERSON | GAS | NORTH | 1965 | 226 | 226 | 226 | 226 | 226 | 226 | 226 | 226 | 226 | 226
V H BRAUNIG 1 |  | BRAUNIG_VHB1 | BEXAR | GAS | SOUTH | 1966 | 220 | 220 | 220 | 220 | 220 | 220 | 220 | 220 | 220 | 220
V H BRAUNIG 2 |  | BRAUNIG_VHB2 | BEXAR | GAS | SOUTH | 1968 | 230 | 230 | 230 | 230 | 230 | 230 | 230 | 230 | 230 | 230
V H BRAUNIG 3 |  | BRAUNIG_VHB3 | BEXAR | GAS | SOUTH | 1970 | 412 | 412 | 412 | 412 | 412 | 412 | 412 | 412 | 412 | 412
W A PARISH 1 |  | WAP_WAP_G1 | FT. BEND | GAS | HOUSTON | 1958 | 169 | 169 | 169 | 169 | 169 | 169 | 169 | 169 | 169 | 169
W A PARISH 2 |  | WAP_WAP_G2 | FT. BEND | GAS | HOUSTON | 1958 | 169 | 169 | 169 | 169 | 169 | 169 | 169 | 169 | 169 | 169
W A PARISH 3 |  | WAP_WAP_G3 | FT. BEND | GAS | HOUSTON | 1961 | 258 | 258 | 258 | 258 | 258 | 258 | 258 | 258 | 258 | 258
W A PARISH 4 |  | WAP_WAP_G4 | FT. BEND | GAS | HOUSTON | 1968 | 552 | 552 | 552 | 552 | 552 | 552 | 552 | 552 | 552 | 552
NOTREES BATTERY | 12INR0076 | NWF_NBS | WINKLER/ECTOR | STORAGE | WEST | 2012 | 33.7 | 33.7 | 33.7 | 33.7 | 33.7 | 33.7 | 33.7 | 33.7 | 33.7 | 33.7
ACACIA SOLAR |  | ACACIA_UNIT_1 | PRESIDIO | SOLAR | WEST | 2012 | 10 | 10 | 10 | 10 | 10 | 10 | 10 | 10 | 10 | 10
OCI ALAMO 1 | 13INR0058 | OCI_ALM1_UNIT1 | BEXAR | SOLAR | SOUTH | 2013 | 39.2 | 39.2 | 39.2 | 39.2 | 39.2 | 39.2 | 39.2 | 39.2 | 39.2 | 39.2
WEBBERVILLE | 10INR0082 | WEBBER_S_WSP1 | TRAVIS | SOLAR | SOUTH | 2011 | 28.5 | 28.5 | 28.5 | 28.5 | 28.5 | 28.5 | 28.5 | 28.5 | 28.5 | 28.5
BLUE WING 1 |  | DG_BROOK_1UNIT | BEXAR | SOLAR | SOUTH | 2010 | 7.6 | 7.6 | 7.6 | 7.6 | 7.6 | 7.6 | 7.6 | 7.6 | 7.6 | 7.6
BLUE WING 2 |  | DG_ELMEN_1UNIT | BEXAR | SOLAR | SOUTH | 2010 | 7.3 | 7.3 | 7.3 | 7.3 | 7.3 | 7.3 | 7.3 | 7.3 | 7.3 | 7.3
SOMERSET 1 |  | DG_SOME1_1UNIT | BEXAR | SOLAR | SOUTH | 2012 | 5.6 | 5.6 | 5.6 | 5.6 | 5.6 | 5.6 | 5.6 | 5.6 | 5.6 | 5.6
SOMERSET 2 |  | DG_SOME2_1UNIT | BEXAR | SOLAR | SOUTH | 2012 | 5 | 5 | 5 | 5 | 5 | 5 | 5 | 5 | 5 | 5
SUNEDISON RABEL ROAD |  | DG_VALL1_1UNIT | BEXAR | SOLAR | SOUTH | 2012 | 9.9 | 9.9 | 9.9 | 9.9 | 9.9 | 9.9 | 9.9 | 9.9 | 9.9 | 9.9
SUNEDISON VALLEY ROAD |  | DG_VALL2_1UNIT | BEXAR | SOLAR | SOUTH | 2012 | 9.9 | 9.9 | 9.9 | 9.9 | 9.9 | 9.9 | 9.9 | 9.9 | 9.9 | 9.9
NACOGDOCHES POWER | 09INR0007 | NACPW_UNIT1 | NACOGDOCHES | BIOMASS | NORTH | 2012 | 105 | 105 | 105 | 105 | 105 | 105 | 105 | 105 | 105 | 105
LUFKIN BIOMASS | 08INR0033 | LFBIO_UNIT1 | ANGELINA | BIOMASS | NORTH | 2012 | 45 | 45 | 45 | 45 | 45 | 45 | 45 | 45 | 45 | 45
ALVIN |  | AV_DG1 | GALVESTON | BIOMASS | HOUSTON | 2002 | 6.7 | 6.7 | 6.7 | 6.7 | 6.7 | 6.7 | 6.7 | 6.7 | 6.7 | 6.7
AUSTIN LANDFILL GAS |  | DG_SPRIN_4UNITS | TRAVIS | BIOMASS | SOUTH | 2007 | 6.4 | 6.4 | 6.4 | 6.4 | 6.4 | 6.4 | 6.4 | 6.4 | 6.4 | 6.4
COVEL GARDENS POWER STATION |  | DG_MEDIN_1UNIT | BEXAR | BIOMASS | SOUTH | 2005 | 9.6 | 9.6 | 9.6 | 9.6 | 9.6 | 9.6 | 9.6 | 9.6 | 9.6 | 9.6
DFW GAS RECOVERY |  | DG_BIO2_4UNITS | DENTON | BIOMASS | NORTH | 2009 | 6.4 | 6.4 | 6.4 | 6.4 | 6.4 | 6.4 | 6.4 | 6.4 | 6.4 | 6.4
DG_BIOENERGY PARTNERS |  | DG_BIOE_2UNITS | DENTON | BIOMASS | NORTH | 1988 | 6.2 | 6.2 | 6.2 | 6.2 | 6.2 | 6.2 | 6.2 | 6.2 | 6.2 | 6.2
FW REGION GEN FACILITY |  | DG_RDLML_1UNIT | TARRANT | BIOMASS | NORTH | 2011 | 1.6 | 1.6 | 1.6 | 1.6 | 1.6 | 1.6 | 1.6 | 1.6 | 1.6 | 1.6
HUMBLE |  | HB_DG1 | HARRIS | BIOMASS | HOUSTON | 2002 | 10 | 10 | 10 | 10 | 10 | 10 | 10 | 10 | 10 | 10
LIBERTY |  | LB_DG1 | HARRIS | BIOMASS | HOUSTON | 2002 | 3.9 | 3.9 | 3.9 | 3.9 | 3.9 | 3.9 | 3.9 | 3.9 | 3.9 | 3.9
MCKINNEY LANDFILL |  | DG_MKNSW_2UNITS | COLLIN | BIOMASS | NORTH | 2011 | 3.2 | 3.2 | 3.2 | 3.2 | 3.2 | 3.2 | 3.2 | 3.2 | 3.2 | 3.2
MESQUITE CREEK ENERGY |  | DG_FREIH_2UNITS | COMAL | BIOMASS | SOUTH | 2011 | 3.2 | 3.2 | 3.2 | 3.2 | 3.2 | 3.2 | 3.2 | 3.2 | 3.2 | 3.2
SKYLINE LANDFILL GAS |  | DG_FERIS_4_UNITS | DALLAS | BIOMASS | NORTH | 2007 | 6.4 | 6.4 | 6.4 | 6.4 | 6.4 | 6.4 | 6.4 | 6.4 | 6.4 | 6.4
TRINITY BAY |  | TRN_DG1 | CHAMBERS | BIOMASS | HOUSTON | 2002 | 3.9 | 3.9 | 3.9 | 3.9 | 3.9 | 3.9 | 3.9 | 3.9 | 3.9 | 3.9
TRINITY OAKS LFG |  | DG_KLBRG_1UNIT | DALLAS | BIOMASS | NORTH | 2011 | 3.2 | 3.2 | 3.2 | 3.2 | 3.2 | 3.2 | 3.2 | 3.2 | 3.2 | 3.2
WALZEM ROAD |  | DG_WALZE_4UNITS | BEXAR | BIOMASS | SOUTH | 2002 | 9.8 | 9.8 | 9.8 | 9.8 | 9.8 | 9.8 | 9.8 | 9.8 | 9.8 | 9.8
WESTSIDE |  | DG_WSTHL_3UNITS | PARKER | BIOMASS | NORTH | 2010 | 4.8 | 4.8 | 4.8 | 4.8 | 4.8 | 4.8 | 4.8 | 4.8 | 4.8 | 4.8
KMAYBTO |  | DG_KMASB_1UNIT | WICHITA | BIOMASS | WEST | 2011 | 0.1 | 0.1 | 0.1 | 0.1 | 0.1 | 0.1 | 0.1 | 0.1 | 0.1 | 0.1
Operational Units Total (Coal, Gas, Nuclear, Biomass, Solar) | [6 empty] | 64847.3 | 64847.3 | 64847.3 | 64847.3 | 63997.3 | 63997.3 | 63997.3 | 63997.3 | 63997.3 | 63997.3
Operational Resources (Hydro)
AMISTAD HYDRO 1 |  | AMISTAD_AMISTAG1 | VAL VERDE |  | SOUTH | 1983 | 37.9 | 37.9 | 37.9 | 37.9 | 37.9 | 37.9 | 37.9 | 37.9 | 37.9 | 37.9
AMISTAD HYDRO 2 |  | AMISTAD_AMISTAG2 | VAL VERDE |  | SOUTH | 1983 | 37.9 | 37.9 | 37.9 | 37.9 | 37.9 | 37.9 | 37.9 | 37.9 | 37.9 | 37.9
AUSTIN 1 |  | AUSTPL_AUSTING1 | TRAVIS |  | SOUTH | 1940 | 8 | 8 | 8 | 8 | 8 | 8 | 8 | 8 | 8 | 8
AUSTIN 2 |  | AUSTPL_AUSTING2 | TRAVIS |  | SOUTH | 1940 | 9 | 9 | 9 | 9 | 9 | 9 | 9 | 9 | 9 | 9
BUCHANAN 1 |  | BUCHAN_BUCHANG1 | LLANO |  | SOUTH | 1938 | 16 | 16 | 16 | 16 | 16 | 16 | 16 | 16 | 16 | 16
BUCHANAN 2 |  | BUCHAN_BUCHANG2 | LLANO |  | SOUTH | 1938 | 16 | 16 | 16 | 16 | 16 | 16 | 16 | 16 | 16 | 16
BUCHANAN 3 |  | BUCHAN_BUCHANG3 | LLANO |  | SOUTH | 1950 | 17 | 17 | 17 | 17 | 17 | 17 | 17 | 17 | 17 | 17
DENISON DAM 1 |  | DNDAM_DENISOG1 | GRAYSON |  | NORTH | 1944 | 40 | 40 | 40 | 40 | 40 | 40 | 40 | 40 | 40 | 40
DENISON DAM 2 |  | DNDAM_DENISOG2 | GRAYSON |  | NORTH | 1948 | 40 | 40 | 40 | 40 | 40 | 40 | 40 | 40 | 40 | 40
FALCON HYDRO 1 |  | FALCON_FALCONG1 | STARR |  | SOUTH | 1954 | 12 | 12 | 12 | 12 | 12 | 12 | 12 | 12 | 12 | 12
FALCON HYDRO 2 |  | FALCON_FALCONG2 | STARR |  | SOUTH | 1954 | 12 | 12 | 12 | 12 | 12 | 12 | 12 | 12 | 12 | 12
FALCON HYDRO 3 |  | FALCON_FALCONG3 | STARR |  | SOUTH | 1954 | 12 | 12 | 12 | 12 | 12 | 12 | 12 | 12 | 12 | 12
GRANITE SHOALS 1 |  | WIRTZ_WIRTZ_G1 | BURNET |  | SOUTH | 1951 | 29 | 29 | 29 | 29 | 29 | 29 | 29 | 29 | 29 | 29
GRANITE SHOALS 2 |  | WIRTZ_WIRTZ_G2 | BURNET |  | SOUTH | 1951 | 29 | 29 | 29 | 29 | 29 | 29 | 29 | 29 | 29 | 29
INKS 1 |  | INKSDA_INKS_G1 | LLANO |  | SOUTH | 1938 | 14 | 14 | 14 | 14 | 14 | 14 | 14 | 14 | 14 | 14
MARBLE FALLS 1 |  | MARBFA_MARBFAG1 | BURNET |  | SOUTH | 1951 | 21 | 21 | 21 | 21 | 21 | 21 | 21 | 21 | 21 | 21
MARBLE FALLS 2 |  | MARBFA_MARBFAG2 | BURNET |  | SOUTH | 1951 | 20 | 20 | 20 | 20 | 20 | 20 | 20 | 20 | 20 | 20
MARSHALL FORD 1 |  | MARSFO_MARSFOG1 | TRAVIS |  | SOUTH | 1941 | 36 | 36 | 36 | 36 | 36 | 36 | 36 | 36 | 36 | 36
MARSHALL FORD 2 |  | MARSFO_MARSFOG2 | TRAVIS |  | SOUTH | 1941 | 36 | 36 | 36 | 36 | 36 | 36 | 36 | 36 | 36 | 36
MARSHALL FORD 3 |  | MARSFO_MARSFOG3 | TRAVIS |  | SOUTH | 1941 | 29 | 29 | 29 | 29 | 29 | 29 | 29 | 29 | 29 | 29
WHITNEY DAM |  | WND_WHITNEY1 | BOSQUE |  | NORTH | 1953 | 20 | 20 | 20 | 20 | 20 | 20 | 20 | 20 | 20 | 20
WHITNEY 2 |  | WND_WHITNEY2 | BOSQUE |  | NORTH | 1953 | 15 | 15 | 15 | 15 | 15 | 15 | 15 | 15 | 15 | 15
CANYON |  | CANYHY_CANYHYG1 | COMAL |  | SOUTH | 1989 | 6 | 6 | 6 | 6 | 6 | 6 | 6 | 6 | 6 | 6
EAGLE PASS HYDRO |  | EAGLE_HY_EAGLE_HY1 | MAVERICK |  | SOUTH | 2005 | 9.6 | 9.6 | 9.6 | 9.6 | 9.6 | 9.6 | 9.6 | 9.6 | 9.6 | 9.6
LAKEWOOD TAP |  | DG_LKWDT_2UNITS | GONZALES |  | SOUTH | 1931 | 4.8 | 4.8 | 4.8 | 4.8 | 4.8 | 4.8 | 4.8 | 4.8 | 4.8 | 4.8
LEWISVILLE |  | DG_LWSVL_1UNIT | DENTON |  | NORTH | 1991 | 2.2 | 2.2 | 2.2 | 2.2 | 2.2 | 2.2 | 2.2 | 2.2 | 2.2 | 2.2
MCQUEENEY |  | DG_MCQUE_5UNITS | GUADALUPE |  | SOUTH | 1928 | 7.7 | 7.7 | 7.7 | 7.7 | 7.7 | 7.7 | 7.7 | 7.7 | 7.7 | 7.7
SCHUMANSVILLE |  | DG_SCHUM_2UNITS | GUADALUPE |  | SOUTH | 1928 | 3.6 | 3.6 | 3.6 | 3.6 | 3.6 | 3.6 | 3.6 | 3.6 | 3.6 | 3.6
Operational Capacity Total (Hydro) | [6 empty] | 540.7 | 540.7 | 540.7 | 540.7 | 540.7 | 540.7 | 540.7 | 540.7 | 540.7 | 540.7
Hydro Capacity Contribution (Average maximum capability for Top 20 Hours) |  | HYDRO_CAP_CONT |  | HYDRO |  |  | 446.2 | 446.2 | 446.2 | 446.2 | 446.2 | 446.2 | 446.2 | 446.2 | 446.2 | 446.2
Operational Capacity Total (Including Hydro) | [6 empty] | 65293.5 | 65293.5 | 65293.5 | 65293.5 | 64443.5 | 64443.5 | 64443.5 | 64443.5 | 64443.5 | 64443.5
PUN Capacity Contribution (Average maximum capability for Top 20 Hours) |  | PUN_CAP_CONT |  | GAS |  |  | 4474 | 4474 | 4474 | 4474 | 4474 | 4474 | 4474 | 4474 | 4474 | 4474
NEW PUN UNIT | 14INR0016 |  |  | GAS |  | 2014 | 194 | 194 | 194 | 194 | 194 | 194 | 194 | 194 | 194 | 194
Capacity from Private Use Networks | [6 empty] | 4668 | 4668 | 4668 | 4668 | 4668 | 4668 | 4668 | 4668 | 4668 | 4668
Wind Resources
ANACACHO WINDFARM | 12INR0072 | ANACACHO_ANA | KINNEY | WIND | SOUTH | 2012 | 101 | 101 | 101 | 101 | 101 | 101 | 101 | 101 | 101 | 101
BARTON CHAPEL WIND | 06INR0021 | BRTSW_BCW1 | JACK | WIND | WEST | 2007 | 120 | 120 | 120 | 120 | 120 | 120 | 120 | 120 | 120 | 120
BOBCAT WIND | 08INR0049 | BCATWIND_WIND_1 | ARCHER | WIND | NORTH | 2012 | 150 | 150 | 150 | 150 | 150 | 150 | 150 | 150 | 150 | 150
BLUE SUMMIT WIND 5 | 12INR0075 | BLSUMMIT_BLSMT1_5 | WILBARGER | WIND | WEST | 2012 | 9 | 9 | 9 | 9 | 9 | 9 | 9 | 9 | 9 | 9
BLUE SUMMIT WIND 6 | 12INR0075 | BLSUMMIT_BLSMT1_6 | WILBARGER | WIND | WEST | 2012 | 126.4 | 126.4 | 126.4 | 126.4 | 126.4 | 126.4 | 126.4 | 126.4 | 126.4 | 126.4
BUFFALO GAP WIND FARM 1 |  | BUFF_GAP_UNIT1 | TAYLOR | WIND | WEST | 2006 | 120.6 | 120.6 | 120.6 | 120.6 | 120.6 | 120.6 | 120.6 | 120.6 | 120.6 | 120.6
BUFFALO GAP WIND FARM 2 |  | BUFF_GAP_UNIT2_1 | TAYLOR | WIND | WEST | 2007 | 115.5 | 115.5 | 115.5 | 115.5 | 115.5 | 115.5 | 115.5 | 115.5 | 115.5 | 115.5
BUFFALO GAP WIND FARM 2 |  | BUFF_GAP_UNIT2_2 | TAYLOR | WIND | WEST | 2007 | 117 | 117 | 117 | 117 | 117 | 117 | 117 | 117 | 117 | 117
BUFFALO GAP WIND FARM 3 |  | BUFF_GAP_UNIT3 | TAYLOR | WIND | WEST | 2008 | 170.2 | 170.2 | 170.2 | 170.2 | 170.2 | 170.2 | 170.2 | 170.2 | 170.2 | 170.2
BULL CREEK WIND PLANT |  | BULLCRK_WND1 | BORDEN | WIND | WEST | 2009 | 88 | 88 | 88 | 88 | 88 | 88 | 88 | 88 | 88 | 88
BULL CREEK WIND PLANT |  | BULLCRK_WND2 | BORDEN | WIND | WEST | 2009 | 90 | 90 | 90 | 90 | 90 | 90 | 90 | 90 | 90 | 90
CALLAHAN WIND |  | CALLAHAN_WND1 | CALLAHAN | WIND | WEST | 2004 | 114 | 114 | 114 | 114 | 114 | 114 | 114 | 114 | 114 | 114
CAMP SPRINGS 1 WIND |  | CSEC_CSECG1 | SCURRY | WIND | WEST | 2007 | 130.5 | 130.5 | 130.5 | 130.5 | 130.5 | 130.5 | 130.5 | 130.5 | 130.5 | 130.5
CAMP SPRINGS 2 WIND |  | CSEC_CSECG2 | SCURRY | WIND | WEST | 2007 | 120 | 120 | 120 | 120 | 120 | 120 | 120 | 120 | 120 | 120
CAPRICORN RIDGE WIND 1 |  | CAPRIDGE_CR1 | STERLING | WIND | WEST | 2007 | 214.5 | 214.5 | 214.5 | 214.5 | 214.5 | 214.5 | 214.5 | 214.5 | 214.5 | 214.5
CAPRICORN RIDGE WIND 2 |  | CAPRIDGE_CR3 | STERLING | WIND | WEST | 2008 | 186 | 186 | 186 | 186 | 186 | 186 | 186 | 186 | 186 | 186
CAPRICORN RIDGE WIND 3 |  | CAPRIDGE_CR2 | STERLING | WIND | WEST | 2007 | 149.5 | 149.5 | 149.5 | 149.5 | 149.5 | 149.5 | 149.5 | 149.5 | 149.5 | 149.5
CAPRICORN RIDGE WIND 4 |  | CAPRIDG4_CR4 | COKE/STERLING | WIND | WEST | 2008 | 112.5 | 112.5 | 112.5 | 112.5 | 112.5 | 112.5 | 112.5 | 112.5 | 112.5 | 112.5
CEDRO HILL WIND | 09INR0082 | CEDROHIL_CHW1 | WEBB | WIND | SOUTH | 2010 | 150 | 150 | 150 | 150 | 150 | 150 | 150 | 150 | 150 | 150
CHAMPION WIND FARM |  | CHAMPION_UNIT1 | NOLAN AND MITCHELL | WIND | WEST | 2008 | 126.5 | 126.5 | 126.5 | 126.5 | 126.5 | 126.5 | 126.5 | 126.5 | 126.5 | 126.5
DELAWARE MOUNTAIN WIND FARM |  | KUNITZ_WIND_NWP | CULBERSON COUNTY | WIND | WEST | 1999 | 28.5 | 28.5 | 28.5 | 28.5 | 28.5 | 28.5 | 28.5 | 28.5 | 28.5 | 28.5
DESERT SKY WIND FARM 1 |  | INDNENR_INDNENR | PECOS | WIND | WEST | 2002 | 84 | 84 | 84 | 84 | 84 | 84 | 84 | 84 | 84 | 84
DESERT SKY WIND FARM 2 |  | INDNENR_INDNENR_2 | PECOS | WIND | WEST | 2002 | 76.5 | 76.5 | 76.5 | 76.5 | 76.5 | 76.5 | 76.5 | 76.5 | 76.5 | 76.5
ELBOW CREEK WIND PROJECT | 08INR0053 | ELB_ELBCREEK | HOWARD | WIND | WEST | 2008 | 118.7 | 118.7 | 118.7 | 118.7 | 118.7 | 118.7 | 118.7 | 118.7 | 118.7 | 118.7
FOREST CREEK WIND FARM |  | MCDLD_FCW1 | GLASSCOCK | WIND | WEST | 2007 | 124.2 | 124.2 | 124.2 | 124.2 | 124.2 | 124.2 | 124.2 | 124.2 | 124.2 | 124.2
GOAT WIND |  | GOAT_GOATWIND | STERLING | WIND | WEST | 2008 | 80 | 80 | 80 | 80 | 80 | 80 | 80 | 80 | 80 | 80
GOAT WIND 2 |  | GOAT_GOATWIN2 | STERLING | WIND | WEST | 2010 | 69.6 | 69.6 | 69.6 | 69.6 | 69.6 | 69.6 | 69.6 | 69.6 | 69.6 | 69.6
GREEN MOUNTAIN ENERGY 1 |  | BRAZ_WND_WND1 | SCURRY/BORDEN | WIND | WEST | 2003 | 99 | 99 | 99 | 99 | 99 | 99 | 99 | 99 | 99 | 99
GREEN MOUNTAIN ENERGY 2 |  | BRAZ_WND_WND2 | SCURRY/BORDEN | WIND | WEST | 2003 | 61 | 61 | 61 | 61 | 61 | 61 | 61 | 61 | 61 | 61
HACKBERRY WIND FARM |  | HWF_HWFG1 | SHACKELFORD | WIND | WEST | 2008 | 163.5 | 163.5 | 163.5 | 163.5 | 163.5 | 163.5 | 163.5 | 163.5 | 163.5 | 163.5
HORSE HOLLOW WIND 1 |  | H_HOLLOW_WND1 | TAYLOR | WIND | WEST | 2005 | 213 | 213 | 213 | 213 | 213 | 213 | 213 | 213 | 213 | 213
HORSE HOLLOW WIND 2 |  | HHOLLOW2_WIND1 | TAYLOR | WIND | WEST | 2006 | 184 | 184 | 184 | 184 | 184 | 184 | 184 | 184 | 184 | 184
HORSE HOLLOW WIND 3 |  | HHOLLOW3_WND_1 | TAYLOR | WIND | WEST | 2006 | 223.5 | 223.5 | 223.5 | 223.5 | 223.5 | 223.5 | 223.5 | 223.5 | 223.5 | 223.5
HORSE HOLLOW WIND 4 |  | HHOLLOW4_WND1 | TAYLOR | WIND | WEST | 2006 | 115 | 115 | 115 | 115 | 115 | 115 | 115 | 115 | 115 | 115
INADALE WIND | 07INR0045b | INDL_INADALE1 | NOLAN | WIND | WEST | 2008 | 196.6 | 196.6 | 196.6 | 196.6 | 196.6 | 196.6 | 196.6 | 196.6 | 196.6 | 196.6
INDIAN MESA WIND FARM |  | INDNNWP_INDNNWP | PECOS COUNTY | WIND | WEST | 2001 | 82.5 | 82.5 | 82.5 | 82.5 | 82.5 | 82.5 | 82.5 | 82.5 | 82.5 | 82.5
KING MOUNTAIN NE |  | KING_NE_KINGNE | UPTON | WIND | WEST | 2001 | 79.3 | 79.3 | 79.3 | 79.3 | 79.3 | 79.3 | 79.3 | 79.3 | 79.3 | 79.3
KING MOUNTAIN NW | 00INR0025 | KING_NW_KINGNW | UPTON | WIND | WEST | 2001 | 79.3 | 79.3 | 79.3 | 79.3 | 79.3 | 79.3 | 79.3 | 79.3 | 79.3 | 79.3
KING MOUNTAIN SE |  | KING_SE_KINGSE | UPTON | WIND | WEST | 2001 | 40.3 | 40.3 | 40.3 | 40.3 | 40.3 | 40.3 | 40.3 | 40.3 | 40.3 | 40.3
KING MOUNTAIN SW |  | KING_SW_KINGSW | UPTON | WIND | WEST | 2001 | 79.3 | 79.3 | 79.3 | 79.3 | 79.3 | 79.3 | 79.3 | 79.3 | 79.3 | 79.3
KUNITZ WIND |  | KUNITZ_WIND_LGE | CULBERSON COUNTY | WIND | WEST | 1995 | 39.8 | 39.8 | 39.8 | 39.8 | 39.8 | 39.8 | 39.8 | 39.8 | 39.8 | 39.8
LANGFORD WIND POWER | 10INR0026 | LGD_LANGFORD | TOM GREEN | WIND | WEST | 2009 | 155 | 155 | 155 | 155 | 155 | 155 | 155 | 155 | 155 | 155
LORAINE WINDPARK I | 09INR0047 | LONEWOLF_G1 | MITCHELL | WIND | WEST | 2009 | 49.5 | 49.5 | 49.5 | 49.5 | 49.5 | 49.5 | 49.5 | 49.5 | 49.5 | 49.5
LORAINE WINDPARK II | 09INR0047 | LONEWOLF_G2 | MITCHELL | WIND | WEST | 2009 | 51 | 51 | 51 | 51 | 51 | 51 | 51 | 51 | 51 | 51
LORAINE WINDPARK III | 09INR0047 | LONEWOLF_G3 | MITCHELL | WIND | WEST | 2011 | 25.5 | 25.5 | 25.5 | 25.5 | 25.5 | 25.5 | 25.5 | 25.5 | 25.5 | 25.5
LORAINE WINDPARK IV | 09INR0047 | LONEWOLF_G4 | MITCHELL | WIND | WEST | 2011 | 24 | 24 | 24 | 24 | 24 | 24 | 24 | 24 | 24 | 24
MCADOO WIND FARM |  | MWEC_G1 | DICKENS | WIND | WEST | 2008 | 150 | 150 | 150 | 150 | 150 | 150 | 150 | 150 | 150 | 150
MESQUITE WIND |  | LNCRK_G83 | SHACKELFORD | WIND | WEST | 2006 | 200 | 200 | 200 | 200 | 200 | 200 | 200 | 200 | 200 | 200
NOTREES WIND 1 | 07INR0005 | NWF_NWF1 | WINKLER/ECTOR | WIND | WEST | 2009 | 92.6 | 92.6 | 92.6 | 92.6 | 92.6 | 92.6 | 92.6 | 92.6 | 92.6 | 92.6
NOTREES WIND 2 | 07INR0005 | NWF_NWF2 | WINKLER/ECTOR | WIND | WEST | 2009 | 60 | 60 | 60 | 60 | 60 | 60 | 60 | 60 | 60 | 60
OCOTILLO WIND FARM | 04INR0017 | OWF_OWF | HOWARD | WIND | WEST | 2008 | 58.8 | 58.8 | 58.8 | 58.8 | 58.8 | 58.8 | 58.8 | 58.8 | 58.8 | 58.8
PANTHER CREEK 1 |  | PC_NORTH_PANTHER1 | HOWARD | WIND | WEST | 2008 | 142.5 | 142.5 | 142.5 | 142.5 | 142.5 | 142.5 | 142.5 | 142.5 | 142.5 | 142.5
PANTHER CREEK 2 | 08INR0037 | PC_SOUTH_PANTHER2 | HOWARD | WIND | WEST | 2008 | 115.5 | 115.5 | 115.5 | 115.5 | 115.5 | 115.5 | 115.5 | 115.5 | 115.5 | 115.5
PANTHER CREEK 3 | 11INR0015 | PC_SOUTH_PANTHER3 | HOWARD | WIND | WEST | 2009 | 199.5 | 199.5 | 199.5 | 199.5 | 199.5 | 199.5 | 199.5 | 199.5 | 199.5 | 199.5
PECOS WIND (WOODWARD 1) |  | WOODWRD1_WOODWRD1 | PECOS | WIND | WEST | 2001 | 82.5 | 82.5 | 82.5 | 82.5 | 82.5 | 82.5 | 82.5 | 82.5 | 82.5 | 82.5
PECOS WIND (WOODWARD 2) |  | WOODWRD2_WOODWRD2 | PECOS | WIND | WEST | 2001 | 77.2 | 77.2 | 77.2 | 77.2 | 77.2 | 77.2 | 77.2 | 77.2 | 77.2 | 77.2
POST OAK WIND 1 |  | LNCRK2_G871 | SHACKELFORD | WIND | WEST | 2007 | 100 | 100 | 100 | 100 | 100 | 100 | 100 | 100 | 100 | 100
POST OAK WIND 2 |  | LNCRK2_G872 | SHACKELFORD | WIND | WEST | 2007 | 100 | 100 | 100 | 100 | 100 | 100 | 100 | 100 | 100 | 100
PYRON WIND FARM | 07INR0045a | PYR_PYRON1 | SCURRY AND FISHER | WIND | WEST | 2008 | 249 | 249 | 249 | 249 | 249 | 249 | 249 | 249 | 249 | 249
RED CANYON WIND |  | RDCANYON_RDCNY1 | BORDEN | WIND | WEST | 2006 | 84 | 84 | 84 | 84 | 84 | 84 | 84 | 84 | 84 | 84
ROSCOE WIND FARM |  | TKWSW1_ROSCOE | NOLAN | WIND | WEST | 2008 | 209 | 209 | 209 | 209 | 209 | 209 | 209 | 209 | 209 | 209
SAND BLUFF WIND FARM |  | MCDLD_SBW1 | GLASSCOCK | WIND | WEST | 2008 | 90 | 90 | 90 | 90 | 90 | 90 | 90 | 90 | 90 | 90
SENATE WIND PROJECT | 08INR0011 | SENATEWD_UNIT1 | JACK | WIND | WEST | 2012 | 150 | 150 | 150 | 150 | 150 | 150 | 150 | 150 | 150 | 150
SHERBINO I WIND | 06INR0012a | KEO_KEO_SM1 | PECOS | WIND | WEST | 2008 | 150 | 150 | 150 | 150 | 150 | 150 | 150 | 150 | 150 | 150
SHERBINO 2 WIND | 06INR0012b | KEO_SHRBINO2 | PECOS | WIND | WEST | 2011 | 150 | 150 | 150 | 150 | 150 | 150 | 150 | 150 | 150 | 150
SILVER STAR WIND | 03INR0034 | FLTCK_SSI | EASTLAND | WIND | NORTH | 2008 | 60 | 60 | 60 | 60 | 60 | 60 | 60 | 60 | 60 | 60
SNYDER WIND FARM |  | ENAS_ENA1 | SCURRY | WIND | WEST | 2007 | 63 | 63 | 63 | 63 | 63 | 63 | 63 | 63 | 63 | 63
SOUTH TRENT WIND FARM | 07INR0029 | STWF_T1 | NOLAN & TAYLOR | WIND | WEST | 2008 | 101.2 | 101.2 | 101.2 | 101.2 | 101.2 | 101.2 | 101.2 | 101.2 | 101.2 | 101.2
STANTON WIND ENERGY |  | SWEC_G1 | MARTIN | WIND | WEST | 2008 | 120 | 120 | 120 | 120 | 120 | 120 | 120 | 120 | 120 | 120
SWEETWATER WIND 1 |  | SWEETWND_WND1 | NOLAN | WIND | WEST | 2003 | 36.6 | 36.6 | 36.6 | 36.6 | 36.6 | 36.6 | 36.6 | 36.6 | 36.6 | 36.6
SWEETWATER WIND 2 |  | SWEETWN2_WND24 | NOLAN | WIND | WEST | 2006 | 15.9 | 15.9 | 15.9 | 15.9 | 15.9 | 15.9 | 15.9 | 15.9 | 15.9 | 15.9
SWEETWATER WIND 3 |  | SWEETWN2_WND2 | NOLAN | WIND | WEST | 2004 | 97.5 | 97.5 | 97.5 | 97.5 | 97.5 | 97.5 | 97.5 | 97.5 | 97.5 | 97.5
SWEETWATER WIND 4 |  | SWEETWN3_WND3A | NOLAN | WIND | WEST | 2011 | 28.5 | 28.5 | 28.5 | 28.5 | 28.5 | 28.5 | 28.5 | 28.5 | 28.5 | 28.5
SWEETWATER WIND 4 |  | SWEETWN3_WND3B | NOLAN | WIND | WEST | 2011 | 100.5 | 100.5 | 100.5 | 100.5 | 100.5 | 100.5 | 100.5 | 100.5 | 100.5 | 100.5
SWEETWATER WIND 5 |  | SWEETWN4_WND5 | NOLAN | WIND | WEST | 2007 | 79.2 | 79.2 | 79.2 | 79.2 | 79.2 | 79.2 | 79.2 | 79.2 | 79.2 | 79.2
SWEETWATER WIND 6 |  | SWEETWN4_WND4B | NOLAN | WIND | WEST | 2007 | 103.7 | 103.7 | 103.7 | 103.7 | 103.7 | 103.7 | 103.7 | 103.7 | 103.7 | 103.7
SWEETWATER WIND 7 |  | SWEETWN4_WND4A | NOLAN | WIND | WEST | 2007 | 117.8 | 117.8 | 117.8 | 117.8 | 117.8 | 117.8 | 117.8 | 117.8 | 117.8 | 117.8
TEXAS BIG SPRING WIND |  | SGMTN_SIGNALMT | HOWARD | WIND | WEST | 1999 | 27.7 | 27.7 | 27.7 | 27.7 | 27.7 | 27.7 | 27.7 | 27.7 | 27.7 | 27.7
TRENT WIND FARM |  | TRENT_TRENT | NOLAN | WIND | WEST | 2001 | 150 | 150 | 150 | 150 | 150 | 150 | 150 | 150 | 150 | 150
TRINITY HILLS WIND 1 | 08INR0062 | TRINITY_TH1_BUS1 | YOUNG | WIND | NORTH | 2012 | 117.5 | 117.5 | 117.5 | 117.5 | 117.5 | 117.5 | 117.5 | 117.5 | 117.5 | 117.5
TRINITY HILLS WIND 2 | 08INR0062 | TRINITY_TH1_BUS2 | YOUNG | WIND | NORTH | 2012 | 107.5 | 107.5 | 107.5 | 107.5 | 107.5 | 107.5 | 107.5 | 107.5 | 107.5 | 107.5
TURKEY TRACK WIND ENERGY CENTER |  | TTWEC_G1 | NOLAN | WIND | WEST | 2008 | 169.5 | 169.5 | 169.5 | 169.5 | 169.5 | 169.5 | 169.5 | 169.5 | 169.5 | 169.5
WEST TEXAS WIND ENERGY |  | SW_MESA_SW_MESA | UPTON/CROCKETT COUNTIES | WIND | WEST | 1999 | 74.2 | 74.2 | 74.2 | 74.2 | 74.2 | 74.2 | 74.2 | 74.2 | 74.2 | 74.2
WHIRLWIND ENERGY |  | WEC_WECG1 | FLOYD | WIND | NORTH | 2007 | 57 | 57 | 57 | 57 | 57 | 57 | 57 | 57 | 57 | 57
WHITETAIL WIND ENERGY PROJECT | 11INR0091 | EXGNWTL_WIND_1 | WEBB AND DUVAL | WIND | SOUTH | 2012 | 90 | 90 | 90 | 90 | 90 | 90 | 90 | 90 | 90 | 90
WKN MOZART WIND | 09INR0061 | MOZART_WIND_1 | KENT & STONEWALL COUNTY | WIND | WEST | 2012 | 30 | 30 | 30 | 30 | 30 | 30 | 30 | 30 | 30 | 30
WOLFE RIDGE WIND |  | WHTTAIL_WR1 | COOKE | WIND | NORTH | 2008 | 112.5 | 112.5 | 112.5 | 112.5 | 112.5 | 112.5 | 112.5 | 112.5 | 112.5 | 112.5
TSTC WEST TEXAS WIND |  | DG_ROSC2_1UNIT | NOLAN | WIND | WEST | 2008 | 2 | 2 | 2 | 2 | 2 | 2 | 2 | 2 | 2 | 2
Wind Capacity Total (Non-Coastal Counties) | [6 empty] | 9376.2 | 9376.2 | 9376.2 | 9376.2 | 9376.2 | 9376.2 | 9376.2 | 9376.2 | 9376.2 | 9376.2
GULF WIND I | 05INR0015a | TGW_T1 | KENEDY | WIND | SOUTH | 2010 | 141.6 | 141.6 | 141.6 | 141.6 | 141.6 | 141.6 | 141.6 | 141.6 | 141.6 | 141.6
GULF WIND II | 05INR0015a | TGW_T2 | KENEDY | WIND | SOUTH | 2010 | 141.6 | 141.6 | 141.6 | 141.6 | 141.6 | 141.6 | 141.6 | 141.6 | 141.6 | 141.6
LOS VIENTOS WIND I | 11INR0033 | LV1_LV1A | WILLACY/CAMERON | WIND | SOUTH | 2013 | 200.1 | 200.1 | 200.1 | 200.1 | 200.1 | 200.1 | 200.1 | 200.1 | 200.1 | 200.1
LOS VIENTOS WIND II | 11INR0033 | LV1_LV1B | WILLACY/CAMERON | WIND | SOUTH | 2013 | 201.6 | 201.6 | 201.6 | 201.6 | 201.6 | 201.6 | 201.6 | 201.6 | 201.6 | 201.6
MAGIC VALLEY WIND | 10INR0060 | REDFISH_MV1A | WILLACY | WIND | SOUTH | 2012 | 103 | 103 | 103 | 103 | 103 | 103 | 103 | 103 | 103 | 103
MAGIC VALLEY WIND | 10INR0060 | REDFISH_MV1B | WILLACY | WIND | SOUTH | 2012 | 103 | 103 | 103 | 103 | 103 | 103 | 103 | 103 | 103 | 103
PAPALOTE CREEK WIND FARM | 08INR0012a | PAP1_PAP1 | SAN PATRICIO | WIND | SOUTH | 2009 | 179.9 | 179.9 | 179.9 | 179.9 | 179.9 | 179.9 | 179.9 | 179.9 | 179.9 | 179.9
PAPALOTE CREEK WIND FARM II | 08INR0012b | COTTON_PAP2 | SAN PATRICIO | WIND | SOUTH | 2010 | 200.1 | 200.1 | 200.1 | 200.1 | 200.1 | 200.1 | 200.1 | 200.1 | 200.1 | 200.1
PENASCAL WIND 1 |  | PENA_UNIT1 | KENEDY | WIND | SOUTH | 2009 | 160.8 | 160.8 | 160.8 | 160.8 | 160.8 | 160.8 | 160.8 | 160.8 | 160.8 | 160.8
PENASCAL WIND 2 |  | PENA_UNIT2 | KENEDY | WIND | SOUTH | 2009 | 141.6 | 141.6 | 141.6 | 141.6 | 141.6 | 141.6 | 141.6 | 141.6 | 141.6 | 141.6
PENASCAL WIND 3 |  | PENA3_UNIT3 | KENEDY | WIND | SOUTH | 2011 | 100.8 | 100.8 | 100.8 | 100.8 | 100.8 | 100.8 | 100.8 | 100.8 | 100.8 | 100.8
HARBOR WIND |  | DG_NUECE_6UNITS | NUECES | WIND | SOUTH | 2012 | 9 | 9 | 9 | 9 | 9 | 9 | 9 | 9 | 9 | 9
Wind Capacity Total (Coastal Counties) | [6 empty] | 1683.1 | 1683.1 | 1683.1 | 1683.1 | 1683.1 | 1683.1 | 1683.1 | 1683.1 | 1683.1 | 1683.1
Wind Capacity Total | [6 empty] | 11059.3 | 11059.3 | 11059.3 | 11059.3 | 11059.3 | 11059.3 | 11059.3 | 11059.3 | 11059.3 | 11059.3
RMR Capacity Total |  | RMR_CAP_CONT |  | GAS |  |  | 0 | 0 | 0 | 0 | 0 | 0 | 0 | 0 | 0 | 0
DC-Ties
EAGLE PASS |  | DC_S | MAVERICK |  | SOUTH |  | 36 | 36 | 36 | 36 | 36 | 36 | 36 | 36 | 36 | 36
EAST |  | DC_E | FANNIN |  | NORTH |  | 600 | 600 | 600 | 600 | 600 | 600 | 600 | 600 | 600 | 600
LAREDO VFT |  | DC_L | WEBB |  | SOUTH |  | 100 | 100 | 100 | 100 | 100 | 100 | 100 | 100 | 100 | 100
NORTH |  | DC_N | WILBARGER |  | WEST |  | 220 | 220 | 220 | 220 | 220 | 220 | 220 | 220 | 220 | 220
SHARYLAND (RAILROAD) |  | DC_R | HIDALGO |  | SOUTH |  | 150 | 150 | 150 | 150 | 150 | 150 | 150 | 150 | 150 | 150
SHARYLAND (NEW RAILROAD TIE) |  | DC_R2 | HIDALGO |  | SOUTH |  | 150 | 150 | 150 | 150 | 150 | 150 | 150 | 150 | 150 | 150
DC-Ties Total | [6 empty] | 1256 | 1256 | 1256 | 1256 | 1256 | 1256 | 1256 | 1256 | 1256 | 1256
DC-Ties Capacity Contribution (Average maximum capability for Top 20 Hours) |  | DCTIE_CAP_CONT |  | OTHER |  |  | 643.3 | 643.3 | 643.3 | 643.3 | 643.3 | 643.3 | 643.3 | 643.3 | 643.3 | 643.3
Switchable Resources
KIAMICHI ENERGY FACILITY 1CT101 |  | KMCHI_1CT101 | PITTSBURG | GAS | NORTH | 2003 | 178 | 178 | 178 | 178 | 178 | 178 | 178 | 178 | 178 | 178
KIAMICHI ENERGY FACILITY 1CT201 |  | KMCHI_1CT201 | PITTSBURG | GAS | NORTH | 2003 | 180 | 180 | 180 | 180 | 180 | 180 | 180 | 180 | 180 | 180
KIAMICHI ENERGY FACILITY 1ST |  | KMCHI_1ST | PITTSBURG | GAS | NORTH | 2003 | 307 | 307 | 307 | 307 | 307 | 307 | 307 | 307 | 307 | 307
KIAMICHI ENERGY FACILITY 2CT101 |  | KMCHI_2CT101 | PITTSBURG | GAS | NORTH | 2003 | 178 | 178 | 178 | 178 | 178 | 178 | 178 | 178 | 178 | 178
KIAMICHI ENERGY FACILITY 2CT201 |  | KMCHI_2CT201 | PITTSBURG | GAS | NORTH | 2003 | 180 | 180 | 180 | 180 | 180 | 180 | 180 | 180 | 180 | 180
KIAMICHI ENERGY FACILITY 2ST |  | KMCHI_2ST | PITTSBURG | GAS | NORTH | 2003 | 307 | 307 | 307 | 307 | 307 | 307 | 307 | 307 | 307 | 307
TENASKA-FRONTIER CTG 1 |  | FTR_FTR_G1 | GRIMES | GAS | HOUSTON | 2000 | 180 | 180 | 180 | 180 | 180 | 180 | 180 | 180 | 180 | 180
TENASKA-FRONTIER CTG 2 |  | FTR_FTR_G2 | GRIMES | GAS | HOUSTON | 2000 | 180 | 180 | 180 | 180 | 180 | 180 | 180 | 180 | 180 | 180
TENASKA-FRONTIER CTG 3 |  | FTR_FTR_G3 | GRIMES | GAS | HOUSTON | 2000 | 180 | 180 | 180 | 180 | 180 | 180 | 180 | 180 | 180 | 180
TENASKA-FRONTIER STG 4 |  | FTR_FTR_G4 | GRIMES | GAS | HOUSTON | 2000 | 400 | 400 | 400 | 400 | 400 | 400 | 400 | 400 | 400 | 400
TENASKA-GATEWAY CTG 1 |  | TGCCS_CT1 | RUSK | GAS | NORTH | 2001 | 162 | 162 | 162 | 162 | 162 | 162 | 162 | 162 | 162 | 162
TENASKA-GATEWAY CTG 2 |  | TGCCS_CT2 | RUSK | GAS | NORTH | 2001 | 179 | 179 | 179 | 179 | 179 | 179 | 179 | 179 | 179 | 179
TENASKA-GATEWAY CTG 3 |  | TGCCS_CT3 | RUSK | GAS | NORTH | 2001 | 178 | 178 | 178 | 178 | 178 | 178 | 178 | 178 | 178 | 178
TENASKA-GATEWAY STG 4 |  | TGCCS_UNIT4 | RUSK | GAS | NORTH | 2001 | 389 | 389 | 389 | 389 | 389 | 389 | 389 | 389 | 389 | 389
Switchable Capacity Total | [6 empty] | 3178 | 3178 | 3178 | 3178 | 3178 | 3178 | 3178 | 3178 | 3178 | 3178
Available Mothball Capacity based on Owner's Return Probability |  | MOTH_AVAIL |  | COAL |  |  | 58 | 58 | 58 | 58 | 58 | 58 | 58 | 58 | 58 | 58
New Capacity with Signed IA and Air Permit
PANDA SHERMAN CTG1 | 10INR0021 | PANDA_S_SHER1CT1 | GRAYSON | GAS | NORTH | 2014 | 202 | 202 | 202 | 202 | 202 | 202 | 202 | 202 | 202 | 202
PANDA SHERMAN CTG2 | 10INR0021 | PANDA_S_SHER1CT2 | GRAYSON | GAS | NORTH | 2014 | 202 | 202 | 202 | 202 | 202 | 202 | 202 | 202 | 202 | 202
PANDA SHERMAN STG | 10INR0021 | PANDA_S_SHER1ST1 | GRAYSON | GAS | NORTH | 2014 | 336 | 336 | 336 | 336 | 336 | 336 | 336 | 336 | 336 | 336
PANDA TEMPLE CTG1 | 10INR0020a | PANDA_T1_TMPL1CT1 | BELL | GAS | NORTH | 2014 | 218.5 | 218.5 | 218.5 | 218.5 | 218.5 | 218.5 | 218.5 | 218.5 | 218.5 | 218.5
PANDA TEMPLE CTG2 | 10INR0020a | PANDA_T1_TMPL1CT2 | BELL | GAS | NORTH | 2014 | 218.5 | 218.5 | 218.5 | 218.5 | 218.5 | 218.5 | 218.5 | 218.5 | 218.5 | 218.5
PANDA TEMPLE STG | 10INR0020a | PANDA_T1_TMPL1ST1 | BELL | GAS | NORTH | 2014 | 333.6 | 333.6 | 333.6 | 333.6 | 333.6 | 333.6 | 333.6 | 333.6 | 333.6 | 333.6
DEER PARK ENERGY CENTER | 14INR0015 | DDPEC_GT6 | HARRIS | GAS | HOUSTON | 2014 | 190 | 190 | 190 | 190 | 190 | 190 | 190 | 190 | 190 | 190
FERGUSON REPLACEMENT CTG1 | 13INR0021 | FERGCC_FERGGT1 | LLANO | GAS | SOUTH | 2014 | 186.1 | 186.1 | 186.1 | 186.1 | 186.1 | 186.1 | 186.1 | 186.1 | 186.1 | 186.1
FERGUSON REPLACEMENT CTG2 | 13INR0021 | FERGCC_FERGGT2 | LLANO | GAS | SOUTH | 2014 | 186.1 | 186.1 | 186.1 | 186.1 | 186.1 | 186.1 | 186.1 | 186.1 | 186.1 | 186.1
FERGUSON REPLACEMENT STG | 13INR0021 | FERGCC_FERGST1 | LLANO | GAS | SOUTH | 2014 | 194.9 | 194.9 | 194.9 | 194.9 | 194.9 | 194.9 | 194.9 | 194.9 | 194.9 | 194.9
TEXAS CLEAN ENERGY PROJECT | 13INR0023 |  | ECTOR | COAL | WEST | 2019 | 0 | 0 | 0 | 0 | 240 | 240 | 240 | 240 | 240 | 240
PANDA TEMPLE II | 10INR0020b |  | BELL | GAS | NORTH | 2015 | 790 | 790 | 790 | 790 | 790 | 790 | 790 | 790 | 790 | 790
RENTECH PROJECT | 13INR0040 |  | HARRIS | GAS | HOUSTON | 2014 | 15 | 15 | 15 | 15 | 15 | 15 | 15 | 15 | 15 | 15
FORNEY POWER UPGRADE GT11-13 | 14INR0059-A |  | KAUFMAN | GAS | NORTH | 2014 | 17 | 17 | 17 | 17 | 17 | 17 | 17 | 17 | 17 | 17
FORNEY POWER UPGRADE GT21-23 | 14INR0059-B |  | KAUFMAN | GAS | NORTH | 2015 | 17 | 17 | 17 | 17 | 17 | 17 | 17 | 17 | 17 | 17
FGE TEXAS I | 16INR0010 |  | MITCHELL | GAS | WEST | 2016 | 0 | 799 | 799 | 799 | 799 | 799 | 799 | 799 | 799 | 799
WHITE CAMP SOLAR | 11INR0094 | WCSOLAR1_100PV | KENT | SOLAR | WEST | 2014 | 100 | 100 | 100 | 100 | 100 | 100 | 100 | 100 | 100 | 100
MUSTANG SOLAR PROJECT | 13INR0031 |  | TRAVIS | SOLAR | SOUTH | 2015 | 0 | 30 | 30 | 30 | 30 | 30 | 30 | 30 | 30 | 30
BRACKETVILLE SOLAR - OCI ALAMO 4 | 14INR0024 | ECLIPSE_UNIT1 | KINNEY | SOLAR | SOUTH | 2014 | 37.6 | 37.6 | 37.6 | 37.6 | 37.6 | 37.6 | 37.6 | 37.6 | 37.6 | 37.6
PECOS BARILLA SOLAR | 12INR0059 | HOVEY_UNIT1 | PECOS | SOLAR | WEST | 2014 | 30 | 30 | 30 | 30 | 30 | 30 | 30 | 30 | 30 | 30
New Capacity Total (Not Wind) | [6 empty] | 3274.3 | 4103.3 | 4103.3 | 4103.3 | 4343.3 | 4343.3 | 4343.3 | 4343.3 | 4343.3 | 4343.3
New Wind Capacity
STEPHENS RANCH WIND a | 12INR0034a |  | BORDEN | WIND | WEST | 2014 | 201 | 201 | 201 | 201 | 201 | 201 | 201 | 201 | 201 | 201
STEPHENS RANCH WIND b | 12INR0034b |  | BORDEN | WIND | WEST | 2015 | 177 | 177 | 177 | 177 | 177 | 177 | 177 | 177 | 177 | 177
GOLDTHWAITE WIND 1 | 11INR0013 | GWEC_GWEC_G1 | MILLS | WIND | NORTH | 2014 | 148.6 | 148.6 | 148.6 | 148.6 | 148.6 | 148.6 | 148.6 | 148.6 | 148.6 | 148.6
SPINNING SPUR WIND TWO | 13INR0048 | SSPURTWO_WIND_1 | OLDHAM | WIND | WEST | 2014 | 161 | 161 | 161 | 161 | 161 | 161 | 161 | 161 | 161 | 161
MARIAH WIND a | 13INR0010a |  | PARMER | WIND | PANHANDLE | 2014 | 232 | 232 | 232 | 232 | 232 | 232 | 232 | 232 | 232 | 232
PANHANDLE WIND 1 U1 | 14INR0030a_2 | PH1_UNIT1 | CARSON | WIND | WEST | 2014 | 109.2 | 109.2 | 109.2 | 109.2 | 109.2 | 109.2 | 109.2 | 109.2 | 109.2 | 109.2
PANHANDLE WIND 1 U2 | 14INR0030a_2 | PH1_UNIT2 | CARSON | WIND | WEST | 2014 | 109.2 | 109.2 | 109.2 | 109.2 | 109.2 | 109.2 | 109.2 | 109.2 | 109.2 | 109.2
PANHANDLE WIND 2 U1 | 14INR0030b | PH2_UNIT1 | CARSON | WIND | WEST | 2014 | 89.7 | 89.7 | 89.7 | 89.7 | 89.7 | 89.7 | 89.7 | 89.7 | 89.7 | 89.7
PANHANDLE WIND 2 U2 | 14INR0030b | PH2_UNIT2 | CARSON | WIND | WEST | 2014 | 92 | 92 | 92 | 92 | 92 | 92 | 92 | 92 | 92 | 92
MIAMI WIND 1a G1 | 14INR0012a | MIAM1_G1 | GRAY, WHEELER, ROBERTS, AND HEMPHILL | WIND | NORTH | 2014 | 144.3 | 144.3 | 144.3 | 144.3 | 144.3 | 144.3 | 144.3 | 144.3 | 144.3 | 144.3
MIAMI WIND 1a G2 | 14INR0012a | MIAM1_G2 | GRAY, WHEELER, ROBERTS, AND HEMPHILL | WIND | NORTH | 2014 | 144.3 | 144.3 | 144.3 | 144.3 | 144.3 | 144.3 | 144.3 | 144.3 | 144.3 | 144.3
MOORE WIND 1 | 11INR0050 |  | CROSBY | WIND | WEST | 2015 | 149 | 149 | 149 | 149 | 149 | 149 | 149 | 149 | 149 | 149
MARIAH WIND b | 13INR0010b |  | PARMER | WIND | PANHANDLE | 2015 | 0 | 200 | 200 | 200 | 200 | 200 | 200 | 200 | 200 | 200
MIDWAY FARMS WIND | 11INR0054 |  | SAN PATRICIO | WIND | SOUTH | 2015 | 161 | 161 | 161 | 161 | 161 | 161 | 161 | 161 | 161 | 161
LONGHORN ENERGY CENTER | 14INR0023 |  | BRISCOE | WIND | WEST | 2014 | 361 | 361 | 361 | 361 | 361 | 361 | 361 | 361 | 361 | 361
CONWAY WINDFARM | 13INR0005 |  | CARSON | WIND | PANHANDLE | 2014 | 600 | 600 | 600 | 600 | 600 | 600 | 600 | 600 | 600 | 600
SOUTH CLAY WINDFARM | 11INR0079a |  | CLAY | WIND | WEST | 2015 | 200 | 200 | 200 | 200 | 200 | 200 | 200 | 200 | 200 | 200
BAFFIN 1 (PENASCAL WIND FARM 3) | 06INR0022c | BAFFIN_UNIT1 | KENEDY | WIND | SOUTH | 2014 | 100 | 100 | 100 | 100 | 100 | 100 | 100 | 100 | 100 | 100
BAFFIN 2 (PENASCAL WIND FARM 3) | 06INR0022c | BAFFIN_UNIT2 | KENEDY | WIND | SOUTH | 2014 | 102 | 102 | 102 | 102 | 102 | 102 | 102 | 102 | 102 | 102
MARIAH WIND c | 13INR0010c |  | PARMER | WIND | PANHANDLE | 2016 | 0 | 0 | 168 | 168 | 168 | 168 | 168 | 168 | 168 | 168
MESQUITE CREEK | 09INR0051 |  | BORDEN | WIND | WEST | 2015 | 249 | 249 | 249 | 249 | 249 | 249 | 249 | 249 | 249 | 249
GUNSIGHT MOUNTAIN | 08INR0018 |  | HOWARD | WIND | WEST | 2015 | 120 | 120 | 120 | 120 | 120 | 120 | 120 | 120 | 120 | 120
BRISCOE WIND FARM | 14INR0072 |  | BRISCOE | WIND | WEST | 2015 | 0 | 201 | 201 | 201 | 201 | 201 | 201 | 201 | 201 | 201
CAMERON COUNTY WIND | 11INR0057 |  | CAMERON | WIND | SOUTH | 2015 | 165 | 165 | 165 | 165 | 165 | 165 | 165 | 165 | 165 | 165
COMANCHE RUN WIND | 12INR0029 |  | SWISHER | WIND | PANHANDLE | 2016 | 0 | 0 | 500 | 500 | 500 | 500 | 500 | 500 | 500 | 500
CPV RATTLESNAKE DEN PH 1 | 13INR0020a |  | GLASSCOCK | WIND | WEST | 2015 | 201 | 201 | 201 | 201 | 201 | 201 | 201 | 201 | 201 | 201
CPV RATTLESNAKE DEN PH 2 | 13INR0020b |  | GLASSCOCK | WIND | WEST | 2016 | 0 | 150 | 150 | 150 | 150 | 150 | 150 | 150 | 150 | 150
GREEN PASTURES WIND | 12INR0070 |  | KNOX | WIND | WEST | 2015 | 300 | 300 | 300 | 300 | 300 | 300 | 300 | 300 | 300 | 300
HEREFORD WIND a | 13INR0059a |  | CASTRO | WIND | PANHANDLE | 2014 | 200 | 200 | 200 | 200 | 200 | 200 | 200 | 200 | 200 | 200
JUMBO ROAD WIND b | 13INR0059b |  | CASTRO | WIND | PANHANDLE | 2015 | 300 | 300 | 300 | 300 | 300 | 300 | 300 | 300 | 300 | 300
KEECHI WIND 138 KV JOPLIN | 14INR0049_2 |  | JACK | WIND | NORTH | 2014 | 102 | 102 | 102 | 102 | 102 | 102 | 102 | 102 | 102 | 102
LOGANS GAP WIND I | 13INR0050 |  | COMANCHE | WIND | NORTH | 2015 | 200 | 200 | 200 | 200 | 200 | 200 | 200 | 200 | 200 | 200
LOS VIENTOS III WIND | 13INR0052 |  | STARR | WIND | SOUTH | 2014 | 200 | 200 | 200 | 200 | 200 | 200 | 200 | 200 | 200 | 200
MIAMI WIND 1b | 14INR0012b |  | GRAY | WIND | PANHANDLE | 2015 | 111 | 111 | 111 | 111 | 111 | 111 | 111 | 111 | 111 | 111
PAMPA WIND PROJECT | 12INR0018 |  | GRAY | WIND | PANHANDLE | 2017 | 0 | 0 | 500 | 500 | 500 | 500 | 500 | 500 | 500 | 500
PATRIOT (PETRONILLA) WIND | 11INR0062 |  | NUECES | WIND | SOUTH | 2015 | 178 | 178 | 178 | 178 | 178 | 178 | 178 | 178 | 178 | 178
ROUTE66 WIND | 14INR0032a |  | RANDALL | WIND | PANHANDLE | 2014 | 150 | 150 | 150 | 150 | 150 | 150 | 150 | 150 | 150 | 150
SENDERO WIND ENERGY PROJECT | 12INR0068 |  | JIM HOGG | WIND | SOUTH | 2015 | 78 | 78 | 78 | 78 | 78 | 78 | 78 | 78 | 78 | 78
SOUTH PLAINS WIND I | 14INR0025a |  | FLOYD | WIND | WEST | 2015 | 200 | 200 | 200 | 200 | 200 | 200 | 200 | 200 | 200 | 200
SOUTH PLAINS WIND II | 14INR0025b |  | FLOYD | WIND | WEST | 2015 | 300 | 300 | 300 | 300 | 300 | 300 | 300 | 300 | 300 | 300
SPINNING SPUR WIND THREE | 14INR0053 |  | OLDHAM | WIND | PANHANDLE | 2015 | 194 | 194 | 194 | 194 | 194 | 194 | 194 | 194 | 194 | 194
WINDTHORST_2 | 13INR0057 | WNDTHST2_UNIT1 | ARCHER | WIND | WEST | 2014 | 67.6 | 67.6 | 67.6 | 67.6 | 67.6 | 67.6 | 67.6 | 67.6 | 67.6 | 67.6
WAKE WIND ENERGY | 14INR0047 |  | FLOYD | WIND | WEST | 2015 | 299 | 299 | 299 | 299 | 299 | 299 | 299 | 299 | 299 | 299
New Wind Capacity Total | [6 empty] | 6895.9 | 7446.9 | 8614.9 | 8614.9 | 8614.9 | 8614.9 | 8614.9 | 8614.9 | 8614.9 | 8614.9
New Wind Capacity Total (Non-Coastal Counties) | [6 empty] | 6189.9 | 6740.9 | 7908.9 | 7908.9 | 7908.9 | 7908.9 | 7908.9 | 7908.9 | 7908.9 | 7908.9
|  | SAN_PATRICIO_NEW_WIND | SAN PATRICIO |  |  |  | 161 | 161 | 161 | 161 | 161 | 161 | 161 | 161 | 161 | 161
|  | NUECES_NEW_WIND | NUECES |  |  |  | 178 | 178 | 178 | 178 | 178 | 178 | 178 | 178 | 178 | 178
|  | KLEBERG_NEW_WIND | KLEBERG |  |  |  | 0 | 0 | 0 | 0 | 0 | 0 | 0 | 0 | 0 | 0
|  | KENEDY_NEW_WIND | KENEDY |  |  |  | 202 | 202 | 202 | 202 | 202 | 202 | 202 | 202 | 202 | 202
|  | WILLACY_NEW_WIND | WILLACY |  |  |  | 0 | 0 | 0 | 0 | 0 | 0 | 0 | 0 | 0 | 0
|  | CAMERON_NEW_WIND | CAMERON |  |  |  | 165 | 165 | 165 | 165 | 165 | 165 | 165 | 165 | 165 | 165
Wind Capacity Total (Coastal Counties) | [6 empty] | 706 | 706 | 706 | 706 | 706 | 706 | 706 | 706 | 706 | 706
Switchable Capacity Unavailable to ERCOT |  | SWITCH_UNAVAIL |  | GAS |  |  | -330 | -330 | -330 | -330 | -330 | -330 | 0 | 0 | 0 | 0
Retiring Capacity Unavailable to ERCOT
[7 empty] | 0 | 0 | 0 | 0 | 0 | 0 | 0 | 0 | 0 | 0
Seasonal Mothballed Capacity
MARTIN LAKE 3 |  | MLSES_UNIT3 | RUSK | COAL | NORTH | 1979 | 820 | 820 | 820 | 820 | 820 | 820 | 820 | 820 | 820 | 820
MONTICELLO 1 |  | MNSES_UNIT1 | TITUS | COAL | NORTH | 1974 | 580 | 580 | 580 | 580 | 580 | 580 | 580 | 580 | 580 | 580
MONTICELLO 2 |  | MNSES_UNIT2 | TITUS | COAL | NORTH | 1975 | 580 | 580 | 580 | 580 | 580 | 580 | 580 | 580 | 580 | 580
Total Seasonal Mothballed Capacity | [6 empty] | 1980 | 1980 | 1980 | 1980 | 1980 | 1980 | 1980 | 1980 | 1980 | 1980
Mothballed Capacity
APPLIED ENERGY |  | APD_APD_G1 | HARRIS | COAL | HOUSTON | 1986 | 140 | 140 | 140 | 140 | 140 | 140 | 140 | 140 | 140 | 140
ATKINS |  | ATKINS_ATKINSG3 | BRAZOS | GAS | NORTH | 1954 | 12 | 12 | 12 | 12 | 12 | 12 | 12 | 12 | 12 | 12
ATKINS |  | ATKINS_ATKINSG4 | BRAZOS | GAS | NORTH | 1958 | 22 | 22 | 22 | 22 | 22 | 22 | 22 | 22 | 22 | 22
ATKINS |  | ATKINS_ATKINSG5 | BRAZOS | GAS | NORTH | 1965 | 25 | 25 | 25 | 25 | 25 | 25 | 25 | 25 | 25 | 25
ATKINS |  | ATKINS_ATKINSG6 | BRAZOS | GAS | NORTH | 1969 | 50 | 50 | 50 | 50 | 50 | 50 | 50 | 50 | 50 | 50
GREENS BAYOU |  | GBY_GBYGT82 | HARRIS | GAS | HOUSTON | 1976 | 58 | 58 | 58 | 58 | 58 | 58 | 58 | 58 | 58 | 58
NORTH TEXAS |  | NTX_NTX_1 | PARKER | GAS | NORTH | 1958 | 18 | 18 | 18 | 18 | 18 | 18 | 18 | 18 | 18 | 18
NORTH TEXAS |  | NTX_NTX_2 | PARKER | GAS | NORTH | 1958 | 18 | 18 | 18 | 18 | 18 | 18 | 18 | 18 | 18 | 18
NORTH TEXAS |  | NTX_NTX_3 | PARKER | GAS | NORTH | 1963 | 39 | 39 | 39 | 39 | 39 | 39 | 39 | 39 | 39 | 39
PERMIAN BASIN SES |  | PBSES_UNIT6 | WARD | GAS | WEST | 1973 | 530 | 530 | 530 | 530 | 530 | 530 | 530 | 530 | 530 | 530
SILAS RAY |  | SILASRAY_SILAS_5 | CAMERON | GAS | SOUTH | 1953 | 10 | 10 | 10 | 10 | 10 | 10 | 10 | 10 | 10 | 10
VALLEY SES |  | VLSES_UNIT1 | FANNIN | GAS | NORTH | 1962 | 174 | 174 | 174 | 174 | 174 | 174 | 174 | 174 | 174 | 174
VALLEY SES |  | VLSES_UNIT2 | FANNIN | GAS | NORTH | 1967 | 520 | 520 | 520 | 520 | 520 | 520 | 520 | 520 | 520 | 520
VALLEY SES |  | VLSES_UNIT3 | FANNIN | GAS | NORTH | 1971 | 375 | 375 | 375 | 375 | 375 | 375 | 375 | 375 | 375 | 375
J T DEELY 1 |  | CALAVERS_JTD1 | BEXAR | COAL | SOUTH | 1977 |  |  |  |  | 430 | 430 | 430 | 430 | 430 | 430
J T DEELY 2 |  | CALAVERS_JTD2 | BEXAR | COAL | SOUTH | 1978 |  |  |  |  | 420 | 420 | 420 | 420 | 420 | 420
SR BERTRON |  | SRB_SRBGT_2 | HARRIS | GAS | HOUSTON | 1967 | 13 | 13 | 13 | 13 | 13 | 13 | 13 | 13 | 13 | 13
SR BERTRON |  | SRB_SRB_G1 | HARRIS | GAS | HOUSTON | 1958 | 118 | 118 | 118 | 118 | 118 | 118 | 118 | 118 | 118 | 118
SR BERTRON |  | SRB_SRB_G2 | HARRIS | GAS | HOUSTON | 1956 | 174 | 174 | 174 | 174 | 174 | 174 | 174 | 174 | 174 | 174
SR BERTRON |  | SRB_SRB_G3 | HARRIS | GAS | HOUSTON | 1959 | 211 | 211 | 211 | 211 | 211 | 211 | 211 | 211 | 211 | 211
SR BERTRON |  | SRB_SRB_G4 | HARRIS | GAS | HOUSTON | 1960 | 211 | 211 | 211 | 211 | 211 | 211 | 211 | 211 | 211 | 211
Total Mothballed Capacity | [6 empty] | 2718 | 2718 | 2718 | 2718 | 3568 | 3568 | 3568 | 3568 | 3568 | 3568
Excluded Resources, per notification from developer
COBISA-GREENVILLE | 06INR0006 |  | HUNT | GAS | NORTH | 2016 | 0 | 1792 | 1792 | 1792 | 1792 | 1792 | 1792 | 1792 | 1792 | 1792
Excluded Resources, pending water rights
PONDERA KING POWER PROJECT | 10INR0022 |  | HARRIS | GAS | HOUSTON | 2017 | 0 | 0 | 1629 | 1629 | 1629 | 1629 | 1629 | 1629 | 1629 | 1629

## SummerFuelTypes
Summer Fuel Types - ERCOT
Fuel type is based on the primary fuel. Capacities of the wind units are included at 8.7%. Hydro and DC Tie Imports are included based on the three-year average historical maximum capability for each year's 20 peak load hours. The amounts available for the grid according to information from the owners of the private network (self-serve) units and the distributed generation units that have registered with ERCOT are included. DC Tie imports are catetorized as Other and mothballed capacity is excluded.
In MW
Fuel Type | 2015 | 2016 | 2017 | 2018 | 2019 | 2020 | 2021 | 2022 | 2023 | 2024
Biomass | 235.4 | 235.4 | 235.4 | 235.4 | 235.4 | 235.4 | 235.4 | 235.4 | 235.4 | 235.4
Coal | 19219 | 19219 | 19219 | 19219 | 18619 | 18619 | 18619 | 18619 | 18619 | 18619
Gas | 49450.5 | 50184.5 | 50887.5 | 50887.5 | 50887.5 | 50887.5 | 51187.5 | 51187.5 | 51187.5 | 51187.5
Nuclear | 4981 | 4981 | 4981 | 4981 | 4981 | 4981 | 4981 | 4981 | 4981 | 4981
Other | 643.3 | 643.3 | 643.3 | 643.3 | 643.3 | 643.3 | 643.3 | 643.3 | 643.3 | 643.3
Hydro | 446.2 | 446.2 | 446.2 | 446.2 | 446.2 | 446.2 | 446.2 | 446.2 | 446.2 | 446.2
Wind | 1451.4732 | 1609.9002 | 1711.5162 | 1711.5162 | 1711.5162 | 1711.5162 | 1711.5162 | 1711.5162 | 1711.5162 | 1711.5162
Solar | 290.6 | 320.6 | 320.6 | 320.6 | 320.6 | 320.6 | 320.6 | 320.6 | 320.6 | 320.6
Storage | 33.7 | 33.7 | 33.7 | 33.7 | 33.7 | 33.7 | 33.7 | 33.7 | 33.7 | 33.7
Total | 76751.1732 | 77673.6002 | 78478.2162 | 78478.2162 | 77878.2162 | 77878.2162 | 78178.2162 | 78178.2162 | 78178.2162 | 78178.2162
In Percentages
Fuel Type | 2015 | 2016 | 2017 | 2018 | 2019 | 2020 | 2021 | 2022 | 2023 | 2024
Biomass | 0.3067% | 0.3031% | 0.3% | 0.3% | 0.3023% | 0.3023% | 0.3011% | 0.3011% | 0.3011% | 0.3011%
Coal | 25.04% | 24.74% | 24.49% | 24.49% | 23.91% | 23.91% | 23.82% | 23.82% | 23.82% | 23.82%
Natural Gas | 64.43% | 64.61% | 64.84% | 64.84% | 65.34% | 65.34% | 65.48% | 65.48% | 65.48% | 65.48%
Nuclear | 6.49% | 6.413% | 6.347% | 6.347% | 6.396% | 6.396% | 6.371% | 6.371% | 6.371% | 6.371%
Other | 0.8382% | 0.8282% | 0.8197% | 0.8197% | 0.826% | 0.826% | 0.8229% | 0.8229% | 0.8229% | 0.8229%
Hydro | 0.5814% | 0.5745% | 0.5686% | 0.5686% | 0.5729% | 0.5729% | 0.5707% | 0.5707% | 0.5707% | 0.5707%
Wind | 1.891% | 2.073% | 2.181% | 2.181% | 2.198% | 2.198% | 2.189% | 2.189% | 2.189% | 2.189%
Solar | 0.3786% | 0.4128% | 0.4085% | 0.4085% | 0.4117% | 0.4117% | 0.4101% | 0.4101% | 0.4101% | 0.4101%
Storage | 0.04391% | 0.04339% | 0.04294% | 0.04294% | 0.04327% | 0.04327% | 0.04311% | 0.04311% | 0.04311% | 0.04311%

## WinterFuelTypes
Winter Fuel Types - ERCOT
Fuel type is based on the primary fuel. Capacities of the wind units are included at 8.7%. Hydro and DC Tie Imports are included based on the three-year average historical maximum capability for each year's 20 peak load hours. The amounts available for the grid according to information from the owners of the private network (self-serve) units and the distributed generation units that have registered with ERCOT are included. DC Tie imports are categorized as Other and mothballed capacity is excluded.
In MW
Fuel Type | 2015/2016 | 2016/2017 | 2017/2018 | 2018/2019 | 2019/2020 | 2020/2021 | 2021/2022 | 2022/2023 | 2023/2024 | 2024/2025
Biomass | 235.4 | 235.4 | 235.4 | 235.4 | 235.4 | 235.4 | 235.4 | 235.4 | 235.4 | 235.4
Coal | 17425 | 17425 | 17425 | 17425 | 16815 | 16815 | 16815 | 16815 | 16815 | 16815
Gas | 52546.9 | 53345.9 | 53345.9 | 53345.9 | 53345.9 | 53345.9 | 53675.9 | 53675.9 | 53675.9 | 53675.9
Nuclear | 5164 | 5164 | 5164 | 5164 | 5164 | 5164 | 5164 | 5164 | 5164 | 5164
Other | 643.3 | 643.3 | 643.3 | 643.3 | 643.3 | 643.3 | 643.3 | 643.3 | 643.3 | 643.3
Hydro | 446.2 | 446.2 | 446.2 | 446.2 | 446.2 | 446.2 | 446.2 | 446.2 | 446.2 | 446.2
Wind | 1562.1024 | 1610.0394 | 1711.6554 | 1711.6554 | 1711.6554 | 1711.6554 | 1711.6554 | 1711.6554 | 1711.6554 | 1711.6554
Solar | 290.6 | 320.6 | 320.6 | 320.6 | 320.6 | 320.6 | 320.6 | 320.6 | 320.6 | 320.6
Storage | 33.7 | 33.7 | 33.7 | 33.7 | 33.7 | 33.7 | 33.7 | 33.7 | 33.7 | 33.7
Total | 78347.2024 | 79224.1394 | 79325.7554 | 79325.7554 | 78715.7554 | 78715.7554 | 79045.7554 | 79045.7554 | 79045.7554 | 79045.7554
In Percentages
Fuel Type | 2015/2016 | 2016/2017 | 2017/2018 | 2018/2019 | 2019/2020 | 2020/2021 | 2021/2022 | 2022/2023 | 2023/2024 | 2024/2025
Biomass | 0.3005% | 0.2971% | 0.2968% | 0.2968% | 0.2991% | 0.2991% | 0.2978% | 0.2978% | 0.2978% | 0.2978%
Coal | 22.24% | 21.99% | 21.97% | 21.97% | 21.36% | 21.36% | 21.27% | 21.27% | 21.27% | 21.27%
Gas | 67.07% | 67.34% | 67.25% | 67.25% | 67.77% | 67.77% | 67.9% | 67.9% | 67.9% | 67.9%
Nuclear | 6.591% | 6.518% | 6.51% | 6.51% | 6.56% | 6.56% | 6.533% | 6.533% | 6.533% | 6.533%
Other | 0.8211% | 0.812% | 0.811% | 0.811% | 0.8172% | 0.8172% | 0.8138% | 0.8138% | 0.8138% | 0.8138%
Hydro | 0.5695% | 0.5632% | 0.5625% | 0.5625% | 0.5668% | 0.5668% | 0.5645% | 0.5645% | 0.5645% | 0.5645%
Wind | 1.994% | 2.032% | 2.158% | 2.158% | 2.174% | 2.174% | 2.165% | 2.165% | 2.165% | 2.165%
Solar | 0.3709% | 0.4047% | 0.4042% | 0.4042% | 0.4073% | 0.4073% | 0.4056% | 0.4056% | 0.4056% | 0.4056%
Storage | 0.04301% | 0.04254% | 0.04248% | 0.04248% | 0.04281% | 0.04281% | 0.04263% | 0.04263% | 0.04263% | 0.04263%