## TitlePage
Report on the Capacity, Demand and Reserves
(CDR) in the ERCOT Region, 2016-2025
May 4, 2015

## Contents
Table of Contents
Tab | Notes
Disclaimer | Please read.
Definitions | List of definitions
Changes from previous CDR | List of significant changes relative to the last CDR, published May 2014
Executive Summary | Synopsis of considerations for this report
SummerSummary | Shows load forecast, resource capacity and reserve margin for Summer 2016 through Summer 2025
SummerCapacities | List of registered resources and capabilities used in determining the capacity contribution for Summer Peak Season
SummerFuelTypes | Lists generation fuel types by MW and by percentage for Summer 2015 through Summer 2024
WinterSummary | Shows load forecast, resource capacity and reserve margin for Winter 2015/2016 through Winter 2024/2025
WinterCapacities | List of registered resources and capabilities used in determining the capacity contribution for Winter Peak Season
WinterFuelTypes | Lists generation fuel types by MW and by percentage for Winter 2015/2016 through Winter 2024/2025

## Disclaimer
Disclaimer
CDR WORKING PAPER
FOR PLANNING PURPOSES ONLY
This ERCOT Working Paper has been prepared for specific ERCOT and market participant purposes and has been developed from data provided by ERCOT market participants. The data may contain errors or become obsolete and thereby affect the conclusions and opinions of the Working Paper. ERCOT MAKES NO WARRANTY, EXPRESS OR IMPLIED, INCLUDING ANY WARRANTY OF MERCHANTABILITY OR FITNESS FOR ANY PARTICULAR PURPOSE, AND DISCLAIMS ANY AND ALL LIABILITY WITH RESPECT TO THE ACCURACY OF SAME OR THE FITNESS OR APPROPRIATENESS OF SAME FOR ANY PARTICULAR USE. THIS ERCOT WORKING PAPER IS SUPPLIED WITH ALL FAULTS. The specific suitability for any use of the Working Paper and its accuracy should be confirmed by each ERCOT market participant that contributed data for this Working Paper.

## Definitions
Definitions
Mothballed Unit
A generation resource for which a generation entity has submitted a Notification of Suspension of Operations, for which ERCOT has declined to execute an RMR agreement, and for which the generation entity has not announced retirement of the generation resource. A seasonal mothballed unit is one in which the generation entity requests a seasonal operation period that must include the summer Peak Load Season, June 1 through September 30.
Mothballed Capacity
Capacity that is designated as mothballed by a generating unit's owner as described above, and which is not available for operations during the summer Peak Load Season (June, July, August and September) or winter Peak Load Season (December, January and February).
Available Mothballed Capacity based on Owner's Return Probability
Mothballed capacity with a return-to-service probability of 50% or greater for a given season of the year, as provided by its owner, constitutes available mothballed generation. Return probabilities for individual units are considered protected information under the ERCOT Protocols and therefore are not included in this report.
Forecast Zone
Forecast Zones generally have the same boundaries as the 2003 Congestion Management Zones with the following exceptions: A) Panhandle Zone for resources in the Texas Panhandle counties and outside the 2003 Congestion Management Zones, and B) Coastal Zone for resources in 11 counties along the Texas Gulf Coast and formerly in the South Zone of the 2003 Congestion Management Zones.
LRs (Load Resources)
Load capable of reducing or increasing the need for electrical energy or providing Ancillary Services to the ERCOT System, as described in the ERCOT Protocols, Section 6, Ancillary Services. These Resources may provide the following Ancillary Services: Responsive Reserve Service, Non-Spinning Reserve Service, Replacement Reserve Service, and Regulation Service. The Resources must be registered and qualified by ERCOT and will be scheduled by a Qualified Scheduling Entity (QSE).
Non-Synchronous Tie
Any non-synchronous transmission interconnection between ERCOT and non-ERCOT electric power systems.
Private Use Networks
An electric network connected to the ERCOT transmission grid that contains load that is not directly metered by ERCOT (i.e., load that is typically netted with internal generation).
Reliability Must-Run (RMR) Unit
A generation resource unit operated under the terms of an agreement with ERCOT that would not otherwise be operated except that they are necessary to provide voltage support, stability or management of localized transmission constraints under first contingency criteria.
Signed SGIA (Standard Generation Interconnection Agreement)
An agreement that sets forth requirements for physical connection between an eligible transmission service customer and a transmission or distribution service provider.
Switchable Unit
A generation resource that can be connected to either the ERCOT transmission grid or a grid outside the ERCOT Region.
Wind Seasonal Peak Average Capacity Percentage
The average wind capacity available for the summer and winter Peak Load Seasons for a region (non-coastal / coastal) divided by the installed capacity for the region, expressed as a percentage. Details for the derivation of the percentages are outlined in ERCOT Protocol Section 3.2.6.2.2 (see http://www.ercot.com/content/wcm/current_guides/53528/03_030115_Nodal.doc).
Wind Peak Average Capacity Contribution
The seasonal net capacity rating of wind resources multiplied by the Seasonal Peak Average Capacity Percentage for non-coastal and coastal regions.
Wind Regions
The coastal wind region comprises the following 11 Texas counties along the southern Gulf Coast: Cameron, Willacy, Kenedy, Kleberg, Nueces, San Patricio, Refugio, Aransas, Calhoun, Matagorda, and Brazoria. The non-coastal region consists of all other counties in the ERCOT Region.

## Changes
Notes on Changes Relative to the Last CDR, Published Dec 2014
1 | Peak Demand based on the February 2014 load forecast (remains unchanged).
2 | VH Braunig U2 (BRAUNIG_VHB2, 230 MW, Gas, Bexar County) returned to Operational status from Mothball status on February 10, 2015.
3 | Greens Bayou CTG 82 (GBY_GBYGT82, 58 MW, Gas, Harris County) returns to Operational status from Mothball status on May 1, 2015.
4 | Winter Peak Average Capacity Contribution Percentages (WINDPEAKPCT) updated: Non-coastal region changed from 19% to 18%, Coastal region changed from 36% to 37%.
5 | Notrees Battery Storage facility capacity (NWF_NBS, 34 MW, Ector/Winkler Counties) changed to zero MW because the facility provides regulation reserves in the Ancillary Services market and is not available to deliver energy on a sustained hourly basis.
6 | The projected Commercial Operation Date for the Panda Temple II project (717 MW) changed from 8/1/2015 to 5/31/2015.
7 | The following Planned Resources have been moved to Operational Status since the release of the Dec. 2014 CDR report.
| Project Name | GINR | Unit_Code | County | Fuel | Zone | Year | Capacity MW
| BARILLA SOLAR (PECOS) | 12INR0059 | HOVEY_UNIT1 | PECOS | SOLAR | WEST | 2015 | 29.4
| MIAMI WIND 1 | 14INR0012a | MIAM1_G1-2 | GRAY | WIND | PANHANDLE | 2015 | 289
| GRANDVIEW (CONWAY) 1 | 13INR0005a | GRANDVW1_GV1A-B | CARSON | WIND | PANHANDLE | 2015 | 211
| WINDTHORST 2 | 13INR0057 | WNDTHST2_UNIT1 | ARCHER | WIND | WEST | 2015 | 65
| STEPHENS RANCH WIND 1 | 12INR0034a | SRWE1_UNIT1 | BORDEN | WIND | WEST | 2015 | 211.2
| KEECHI WIND 138 KV JOPLIN | 14INR0049_2 | KEECHI_U1 | JACK | WIND | NORTH | 2015 | 102
| JUMBO ROAD WIND 1-2 | 13INR0059b | HRFDWIND_JRDWIND1-2 | DEAF SMITH | WIND | PANHANDLE | 2015 | 300
| MESQUITE CREEK WIND | 09INR0051 | MESQCRK_WND1-2 | DAWSON | WIND | WEST | 2015 | 211
5 | The following Planned Resources have finalized the necessary agreements and permits to be added to the CDR report:
| Project Name | GINR | Unit_Code | County | Fuel | Zone | Year | Capacity MW
| INDECK WHARTON ENERGY CENTER | 15INR0023 | N/A | WHARTON | GAS | SOUTH | 2017 | 700
| PINECREST G | 16INR0006 | N/A | ANGELINA | GAS | NORTH | 2017 | 785
| PONDERA KING POWER PROJECT | 10INR0022 | N/A | HARRIS | GAS | HOUSTON | 2017 | 881.7
| STEC RED GATE IC PLANT | 14INR0040 | N/A | HIDALGO | GAS | SOUTH | 2016 | 225
| EAST PECOS SOLAR | 16INR0073 | N/A | PECOS | SOLAR | WEST | 2016 | 100
| OCI ALAMO 6 | 15INR0070_1 | N/A | PECOS | SOLAR | WEST | 2016 | 110
| RE ROSEROCK SOLAR PLANT | 16INR0048 | N/A | PECOS | SOLAR | WEST | 2016 | 150
| SUNEDISON BUCKTHORN WESTEX (OAK SOLAR) | 15INR0045 | N/A | PECOS | SOLAR | WEST | 2017 | 100
| CHANGING WINDS PROJECT | 13INR0045 | N/A | CASTRO | WIND | PANHANDLE | 2015 | 288
| ELECTRA WIND | 16INR0062 | N/A | WILBARGER | WIND | WEST | 2016 | 300
| SOUTH PLAINS III | 14INR0025c | N/A | FLOYD | WIND | PANHANDLE | 2016 | 150
| TORRECILLAS WIND A | 14INR0045a | N/A | WEBB | WIND | SOUTH | 2016 | 502
| TORRECILLAS WIND B | 14INR0045b | N/A | WEBB | WIND | SOUTH | 2016 | 251
6 | North Texas CTGs (NTX_NTX_1-3, 75 MW, Gas, Parker County) moved from Mothball Status to Retired Status effective 6/3/2015.
7 | Planned Project White Camp Solar (11INR0094, 100 MW, Solar) was canceled in December 2014.
8 | Planned Project Cobisa-Greenville (6INR0006, 882 MW, Gas) was canceled in April 2015.

## Executive_Summary
CDR Report - Executive Summary
The methodology for developing this report is defined in Section 3.2.6 of the ERCOT Protocols (see: http://www.ercot.com/content/wcm/current_guides/53528/03_030115_Nodal.doc). ERCOT has developed this report using data provided by resource developers/owners and by transmission service providers. Although ERCOT works to ensure that the data provided are as accurate and current as possible, ERCOT cannot independently verify all of the information provided. Information available to ERCOT as of April 22, 2015, is included in this report.
Planning reserve margins for 2017 and beyond increased since the release of the December 2014 CDR report. The higher planning reserve margins are mainly due to a number of planned gas-fired combined-cycle projects that recently finalized the necessary agreements and permits to be included in the CDR report. These projects include the Indeck Wharton Energy Center (700 MW, projected availability in April 2017), Pondera King Project (882 MW, projected availability in August 2017), and the Pinecrest Energy Center (785 MW, projected availability in June 2017). In aggregate, Planned Resources that are now eligible to be included in the CDR report include 2,592 MW fueled by natural gas (summer capacity rating), 1,491 MW of nameplate wind capacity (372 MW summer peak average capacity contribution), and 460 MW of nameplate solar capacity.
Planned capacity that entered commercial operations since the release of the December 2014 CDR report includes 1,389 MW of nameplate wind capacity (with a summer peak average capacity contribution of 167 MW) along with 29 MW of nameplate solar capacity. Total installed solar capacity in the ERCOT Region now totals 198 MW.
ERCOT did not factor into the CDR potential resource capacity impacts of several U.S. Environmental Protection Agency (EPA) regulations that are being implemented or have been proposed, the most immediate of which is the forthcoming Regional Haze Program Final Rule establishing a Federal Implementation Plan (FIP) for Texas. The Final Rule is expected in September 2015, and, as proposed, would require scrubber upgrades or retrofits at 12 coal-fired units in ERCOT with a 2018-2020 compliance period. ERCOT continues to analyze the anticipated impacts of these regulations on resource adequacy. As ERCOT receives additional information about operational changes and unit retirements, it will incorporate this information in future CDR reports.

## SummerSummary
Report on the Capacity, Demand and Reserves in the ERCOT Region
Summer Summary - 2016-2025
Load Forecast, MW: |  | 2016 | 2017 | 2018 | 2019 | 2020 | 2021 | 2022 | 2023 | 2024 | 2025
| Total Summer Peak Demand (based on normal weather) | 70014 | 70871 | 71806 | 72859 | 73784 | 74710 | 75631 | 76550 | 77471 | 78384
| less: Load Resource providing Responsive Reserve | -1250.928 | -1250.928 | -1250.928 | -1250.928 | -1250.928 | -1250.928 | -1250.928 | -1250.928 | -1250.928 | -1250.928
| less: Load Resource providing Non-Spinning Reserve | 0 | 0 | 0 | 0 | 0 | 0 | 0 | 0 | 0 | 0
| less: Emergency Response Service (10- and 30-min ramp products) | -1070.8 | -1070.8 | -1070.8 | -1070.8 | -1070.8 | -1070.8 | -1070.8 | -1070.8 | -1070.8 | -1070.8
| less: TDSP Standard Offer Load Management Programs | -208.2738 | -208.2738 | -208.2738 | -208.2738 | -208.2738 | -208.2738 | -208.2738 | -208.2738 | -208.2738 | -208.2738
| Firm Peak Load, MW | 67483.9982 | 68340.9982 | 69275.9982 | 70328.9982 | 71253.9982 | 72179.9982 | 73100.9982 | 74019.9982 | 74940.9982 | 75853.9982
Resources, MW: |  | 2016 | 2017 | 2018 | 2019 | 2020 | 2021 | 2022 | 2023 | 2024 | 2025
| Installed Capacity, Thermal/Hydro | 64766.7 | 64766.7 | 64766.7 | 63926.7 | 63926.7 | 63926.7 | 63926.7 | 63926.7 | 63926.7 | 63926.7
| Switchable Capacity, MW | 3496 | 3496 | 3496 | 3496 | 3496 | 3496 | 3496 | 3496 | 3496 | 3496
| less: Switchable Capacity Unavailable to ERCOT, MW | -824 | -824 | -824 | -824 | -824 | -524 | -524 | -524 | -524 | -524
| Available Mothballed Capacity, MW | 1875 | 1875 | 1875 | 1875 | 1875 | 1875 | 1875 | 1875 | 1875 | 1875
| Capacity from Private Use Networks | 4344 | 4344 | 4344 | 4344 | 4344 | 4344 | 4344 | 4344 | 4344 | 4344
| Non-Coastal Wind, Peak Average Capacity Contribution (12%) | 1365.528 | 1365.528 | 1365.528 | 1365.528 | 1365.528 | 1365.528 | 1365.528 | 1365.528 | 1365.528 | 1365.528
| Coastal Wind, Peak Average Capacity Contribution (56%) | 941.024 | 941.024 | 941.024 | 941.024 | 941.024 | 941.024 | 941.024 | 941.024 | 941.024 | 941.024
| RMR Capacity to be under Contract | 0 | 0 | 0 | 0 | 0 | 0 | 0 | 0 | 0 | 0
| Operational Generation Capacity, MW | 75964.252 | 75964.252 | 75964.252 | 75124.252 | 75124.252 | 75424.252 | 75424.252 | 75424.252 | 75424.252 | 75424.252
| Capacity Contribution - Non-Synchronous Ties, MW | 516.7 | 516.7 | 516.7 | 516.7 | 516.7 | 516.7 | 516.7 | 516.7 | 516.7 | 516.7
| Planned Resources (not wind) with Signed IA, Air Permits and Water Rights, MW | 1780.1 | 2940.1 | 6039.8 | 6279.8 | 6279.8 | 6279.8 | 6279.8 | 6279.8 | 6279.8 | 6279.8
| Planned Non-Coastal Wind with Signed IA, Peak Average Capacity Contribution (12%) | 492.96 | 1091.76 | 1091.76 | 1091.76 | 1091.76 | 1091.76 | 1091.76 | 1091.76 | 1091.76 | 1091.76
| Planned Coastal Wind with Signed IA, Peak Average Capacity Contribution (56%) | 205.52 | 454.16 | 454.16 | 454.16 | 454.16 | 454.16 | 454.16 | 454.16 | 454.16 | 454.16
| Total Capacity, MW | 78959.532 | 80966.972 | 84066.672 | 83466.672 | 83466.672 | 83766.672 | 83766.672 | 83766.672 | 83766.672 | 83766.672
| Reserve Margin | 17% | 18.47% | 21.35% | 18.68% | 17.14% | 16.05% | 14.59% | 13.17% | 11.78% | 10.43%
(Total Resources - Firm Load Forecast) / Firm Load Forecast
Report on the Capacity, Demand and Reserves in the ERCOT Region
Summer Summary - 2016-2025

## SummerCapacities
Unit Capacities - Summer
| UNIT NAME | GENERATION INTERCONNECTION PROJECT CODE | UNIT CODE | COUNTY | FUEL | ZONE | START YEAR | 2016 | 2017 | 2018 | 2019 | 2020 | 2021 | 2022 | 2023 | 2024 | 2025
Operational Resources
4 | COMANCHE PEAK U1 |  | CPSES_UNIT1 | SOMERVELL | NUCLEAR | NORTH | 1990 | 1205 | 1205 | 1205 | 1205 | 1205 | 1205 | 1205 | 1205 | 1205 | 1205
5 | COMANCHE PEAK U2 |  | CPSES_UNIT2 | SOMERVELL | NUCLEAR | NORTH | 1993 | 1195 | 1195 | 1195 | 1195 | 1195 | 1195 | 1195 | 1195 | 1195 | 1195
6 | SOUTH TEXAS U1 |  | STP_STP_G1 | MATAGORDA | NUCLEAR | COASTAL | 1988 | 1286 | 1286 | 1286 | 1286 | 1286 | 1286 | 1286 | 1286 | 1286 | 1286
7 | SOUTH TEXAS U2 |  | STP_STP_G2 | MATAGORDA | NUCLEAR | COASTAL | 1989 | 1295 | 1295 | 1295 | 1295 | 1295 | 1295 | 1295 | 1295 | 1295 | 1295
8 | BIG BROWN U1 |  | BBSES_UNIT1 | FREESTONE | COAL | NORTH | 1971 | 600 | 600 | 600 | 600 | 600 | 600 | 600 | 600 | 600 | 600
9 | BIG BROWN U2 |  | BBSES_UNIT2 | FREESTONE | COAL | NORTH | 1972 | 595 | 595 | 595 | 595 | 595 | 595 | 595 | 595 | 595 | 595
10 | COLETO CREEK |  | COLETO_COLETOG1 | GOLIAD | COAL | SOUTH | 1980 | 660 | 660 | 660 | 660 | 660 | 660 | 660 | 660 | 660 | 660
11 | FAYETTE POWER U1 |  | FPPYD1_FPP_G1 | FAYETTE | COAL | SOUTH | 1979 | 604 | 604 | 604 | 604 | 604 | 604 | 604 | 604 | 604 | 604
12 | FAYETTE POWER U2 |  | FPPYD1_FPP_G2 | FAYETTE | COAL | SOUTH | 1980 | 599 | 599 | 599 | 599 | 599 | 599 | 599 | 599 | 599 | 599
13 | FAYETTE POWER U3 |  | FPPYD2_FPP_G3 | FAYETTE | COAL | SOUTH | 1988 | 437 | 437 | 437 | 437 | 437 | 437 | 437 | 437 | 437 | 437
14 | GIBBONS CREEK U1 |  | GIBCRK_GIB_CRG1 | GRIMES | COAL | NORTH | 1983 | 470 | 470 | 470 | 470 | 470 | 470 | 470 | 470 | 470 | 470
15 | J K SPRUCE U1 |  | CALAVERS_JKS1 | BEXAR | COAL | SOUTH | 1992 | 555 | 555 | 555 | 555 | 555 | 555 | 555 | 555 | 555 | 555
16 | J K SPRUCE U2 | 09INR0002 | CALAVERS_JKS2 | BEXAR | COAL | SOUTH | 2010 | 775 | 775 | 775 | 775 | 775 | 775 | 775 | 775 | 775 | 775
17 | J T DEELY U1 |  | CALAVERS_JTD1 | BEXAR | COAL | SOUTH | 1977 | 420 | 420 | 420 | 0 | 0 | 0 | 0 | 0 | 0 | 0
18 | J T DEELY U2 |  | CALAVERS_JTD2 | BEXAR | COAL | SOUTH | 1978 | 420 | 420 | 420 | 0 | 0 | 0 | 0 | 0 | 0 | 0
19 | LIMESTONE U1 |  | LEG_LEG_G1 | LIMESTONE | COAL | NORTH | 1985 | 831 | 831 | 831 | 831 | 831 | 831 | 831 | 831 | 831 | 831
20 | LIMESTONE U2 |  | LEG_LEG_G2 | LIMESTONE | COAL | NORTH | 1986 | 858 | 858 | 858 | 858 | 858 | 858 | 858 | 858 | 858 | 858
21 | MARTIN LAKE U1 |  | MLSES_UNIT1 | RUSK | COAL | NORTH | 1977 | 800 | 800 | 800 | 800 | 800 | 800 | 800 | 800 | 800 | 800
22 | MARTIN LAKE U2 |  | MLSES_UNIT2 | RUSK | COAL | NORTH | 1978 | 805 | 805 | 805 | 805 | 805 | 805 | 805 | 805 | 805 | 805
23 | MONTICELLO U3 |  | MNSES_UNIT3 | TITUS | COAL | NORTH | 1978 | 795 | 795 | 795 | 795 | 795 | 795 | 795 | 795 | 795 | 795
24 | OAK GROVE SES U1 | 09INR0006a | OGSES_UNIT1A | ROBERTSON | COAL | NORTH | 2010 | 840 | 840 | 840 | 840 | 840 | 840 | 840 | 840 | 840 | 840
25 | OAK GROVE SES U2 | 09INR0006b | OGSES_UNIT2 | ROBERTSON | COAL | NORTH | 2011 | 825 | 825 | 825 | 825 | 825 | 825 | 825 | 825 | 825 | 825
26 | OKLAUNION U1 |  | OKLA_OKLA_G1 | WILBARGER | COAL | WEST | 1986 | 650 | 650 | 650 | 650 | 650 | 650 | 650 | 650 | 650 | 650
27 | SAN MIGUEL U1 |  | SANMIGL_SANMIGG1 | ATASCOSA | COAL | SOUTH | 1982 | 391 | 391 | 391 | 391 | 391 | 391 | 391 | 391 | 391 | 391
28 | SANDOW U5 | 08INR0003 | SD5SES_UNIT5 | MILAM | COAL | SOUTH | 2010 | 600 | 600 | 600 | 600 | 600 | 600 | 600 | 600 | 600 | 600
29 | SANDY CREEK U1 |  | SCES_UNIT1 | MCLENNAN | COAL | NORTH | 2013 | 970 | 970 | 970 | 970 | 970 | 970 | 970 | 970 | 970 | 970
30 | TWIN OAKS U1 |  | TNP_ONE_TNP_O_1 | ROBERTSON | COAL | NORTH | 1990 | 156 | 156 | 156 | 156 | 156 | 156 | 156 | 156 | 156 | 156
31 | TWIN OAKS U2 |  | TNP_ONE_TNP_O_2 | ROBERTSON | COAL | NORTH | 1991 | 156 | 156 | 156 | 156 | 156 | 156 | 156 | 156 | 156 | 156
32 | W A PARISH U5 |  | WAP_WAP_G5 | FT. BEND | COAL | HOUSTON | 1977 | 659 | 659 | 659 | 659 | 659 | 659 | 659 | 659 | 659 | 659
33 | W A PARISH U6 |  | WAP_WAP_G6 | FT. BEND | COAL | HOUSTON | 1978 | 658 | 658 | 658 | 658 | 658 | 658 | 658 | 658 | 658 | 658
34 | W A PARISH U7 |  | WAP_WAP_G7 | FT. BEND | COAL | HOUSTON | 1980 | 577 | 577 | 577 | 577 | 577 | 577 | 577 | 577 | 577 | 577
35 | W A PARISH U8 |  | WAP_WAP_G8 | FT. BEND | COAL | HOUSTON | 1982 | 610 | 610 | 610 | 610 | 610 | 610 | 610 | 610 | 610 | 610
36 | A VON ROSENBERG 1 CTG 1 | 00INR0017 | BRAUNIG_AVR1_CT1 | BEXAR | GAS | SOUTH | 2000 | 155 | 155 | 155 | 155 | 155 | 155 | 155 | 155 | 155 | 155
37 | A VON ROSENBERG 1 CTG 2 | 00INR0017 | BRAUNIG_AVR1_CT2 | BEXAR | GAS | SOUTH | 2000 | 155 | 155 | 155 | 155 | 155 | 155 | 155 | 155 | 155 | 155
38 | A VON ROSENBERG 1 STG | 00INR0017 | BRAUNIG_AVR1_ST | BEXAR | GAS | SOUTH | 2000 | 170 | 170 | 170 | 170 | 170 | 170 | 170 | 170 | 170 | 170
39 | B M DAVIS CTG 3 | 09INR0038 | B_DAVIS_B_DAVIG3 | NUECES | GAS | COASTAL | 2010 | 157 | 157 | 157 | 157 | 157 | 157 | 157 | 157 | 157 | 157
40 | B M DAVIS CTG 4 | 09INR0038 | B_DAVIS_B_DAVIG4 | NUECES | GAS | COASTAL | 2010 | 157 | 157 | 157 | 157 | 157 | 157 | 157 | 157 | 157 | 157
41 | B M DAVIS STG 2 |  | B_DAVIS_B_DAVIG2 | NUECES | GAS | COASTAL | 1976 | 319 | 319 | 319 | 319 | 319 | 319 | 319 | 319 | 319 | 319
42 | BASTROP ENERGY CENTER CTG 1 | 01INR0021 | BASTEN_GTG1100 | BASTROP | GAS | SOUTH | 2002 | 150 | 150 | 150 | 150 | 150 | 150 | 150 | 150 | 150 | 150
43 | BASTROP ENERGY CENTER CTG 2 | 01INR0021 | BASTEN_GTG2100 | BASTROP | GAS | SOUTH | 2002 | 150 | 150 | 150 | 150 | 150 | 150 | 150 | 150 | 150 | 150
44 | BASTROP ENERGY CENTER STG | 01INR0021 | BASTEN_ST0100 | BASTROP | GAS | SOUTH | 2002 | 233 | 233 | 233 | 233 | 233 | 233 | 233 | 233 | 233 | 233
45 | BOSQUE COUNTY PEAKING CTG 1 | 00INR0018 | BOSQUESW_BSQSU_1 | BOSQUE | GAS | NORTH | 2000 | 143.2 | 143.2 | 143.2 | 143.2 | 143.2 | 143.2 | 143.2 | 143.2 | 143.2 | 143.2
46 | BOSQUE COUNTY PEAKING CTG 2 | 00INR0018 | BOSQUESW_BSQSU_2 | BOSQUE | GAS | NORTH | 2000 | 143.2 | 143.2 | 143.2 | 143.2 | 143.2 | 143.2 | 143.2 | 143.2 | 143.2 | 143.2
47 | BOSQUE COUNTY PEAKING CTG 3 | 00INR0018 | BOSQUESW_BSQSU_3 | BOSQUE | GAS | NORTH | 2001 | 150.2 | 150.2 | 150.2 | 150.2 | 150.2 | 150.2 | 150.2 | 150.2 | 150.2 | 150.2
48 | BOSQUE COUNTY PEAKING STG 4 | 00INR0028 | BOSQUESW_BSQSU_4 | BOSQUE | GAS | NORTH | 2001 | 81.4 | 81.4 | 81.4 | 81.4 | 81.4 | 81.4 | 81.4 | 81.4 | 81.4 | 81.4
49 | BOSQUE COUNTY PEAKING STG 5 | 08INR0046 | BOSQUESW_BSQSU_5 | BOSQUE | GAS | NORTH | 2009 | 190.5 | 190.5 | 190.5 | 190.5 | 190.5 | 190.5 | 190.5 | 190.5 | 190.5 | 190.5
50 | BRAZOS VALLEY CTG 1 | 01INR0031 | BVE_UNIT1 | FORT BEND | GAS | HOUSTON | 2003 | 166 | 166 | 166 | 166 | 166 | 166 | 166 | 166 | 166 | 166
51 | BRAZOS VALLEY CTG 2 | 01INR0031 | BVE_UNIT2 | FORT BEND | GAS | HOUSTON | 2003 | 166 | 166 | 166 | 166 | 166 | 166 | 166 | 166 | 166 | 166
52 | BRAZOS VALLEY STG 3 | 01INR0031 | BVE_UNIT3 | FORT BEND | GAS | HOUSTON | 2003 | 270 | 270 | 270 | 270 | 270 | 270 | 270 | 270 | 270 | 270
53 | CALENERGY (FALCON SEABOARD) CTG 1 |  | FLCNS_UNIT1 | HOWARD | GAS | WEST | 1987 | 75 | 75 | 75 | 75 | 75 | 75 | 75 | 75 | 75 | 75
54 | CALENERGY (FALCON SEABOARD) CTG 2 |  | FLCNS_UNIT2 | HOWARD | GAS | WEST | 1987 | 75 | 75 | 75 | 75 | 75 | 75 | 75 | 75 | 75 | 75
55 | CALENERGY (FALCON SEABOARD) STG 3 |  | FLCNS_UNIT3 | HOWARD | GAS | WEST | 1988 | 70 | 70 | 70 | 70 | 70 | 70 | 70 | 70 | 70 | 70
56 | CEDAR BAYOU CTG 4 |  | CBY4_CT41 | CHAMBERS | GAS | HOUSTON | 2009 | 163 | 163 | 163 | 163 | 163 | 163 | 163 | 163 | 163 | 163
57 | CEDAR BAYOU CTG 5 |  | CBY4_CT42 | CHAMBERS | GAS | HOUSTON | 2009 | 163 | 163 | 163 | 163 | 163 | 163 | 163 | 163 | 163 | 163
58 | CEDAR BAYOU STG 6 |  | CBY4_ST04 | CHAMBERS | GAS | HOUSTON | 2009 | 178 | 178 | 178 | 178 | 178 | 178 | 178 | 178 | 178 | 178
59 | COLORADO BEND ENERGY CENTER CTG 1 | 06INR0035b | CBEC_GT1 | WHARTON | GAS | SOUTH | 2007 | 76 | 76 | 76 | 76 | 76 | 76 | 76 | 76 | 76 | 76
60 | COLORADO BEND ENERGY CENTER CTG 2 | 06INR0035b | CBEC_GT2 | WHARTON | GAS | SOUTH | 2007 | 69 | 69 | 69 | 69 | 69 | 69 | 69 | 69 | 69 | 69
61 | COLORADO BEND ENERGY CENTER STG 1 | 06INR0035b | CBEC_STG1 | WHARTON | GAS | SOUTH | 2007 | 103 | 103 | 103 | 103 | 103 | 103 | 103 | 103 | 103 | 103
62 | COLORADO BEND ENERGY CENTER CTG 3 | 06INR0035a | CBEC_GT3 | WHARTON | GAS | SOUTH | 2008 | 72 | 72 | 72 | 72 | 72 | 72 | 72 | 72 | 72 | 72
63 | COLORADO BEND ENERGY CENTER CTG 4 | 06INR0035a | CBEC_GT4 | WHARTON | GAS | SOUTH | 2008 | 72 | 72 | 72 | 72 | 72 | 72 | 72 | 72 | 72 | 72
64 | COLORADO BEND ENERGY CENTER STG 2 | 06INR0035a | CBEC_STG2 | WHARTON | GAS | SOUTH | 2008 | 106 | 106 | 106 | 106 | 106 | 106 | 106 | 106 | 106 | 106
65 | CVC CHANNELVIEW CTG 1 | 02INR0004 | CVC_CVC_G1 | HARRIS | GAS | HOUSTON | 2008 | 172 | 172 | 172 | 172 | 172 | 172 | 172 | 172 | 172 | 172
66 | CVC CHANNELVIEW CTG 2 | 02INR0004 | CVC_CVC_G2 | HARRIS | GAS | HOUSTON | 2008 | 164 | 164 | 164 | 164 | 164 | 164 | 164 | 164 | 164 | 164
67 | CVC CHANNELVIEW CTG 3 | 02INR0004 | CVC_CVC_G3 | HARRIS | GAS | HOUSTON | 2008 | 164 | 164 | 164 | 164 | 164 | 164 | 164 | 164 | 164 | 164
68 | CVC CHANNELVIEW STG 5 | 02INR0004 | CVC_CVC_G5 | HARRIS | GAS | HOUSTON | 2008 | 146 | 146 | 146 | 146 | 146 | 146 | 146 | 146 | 146 | 146
69 | DEER PARK ENERGY CENTER CTG 1 | 02INR0020 | DDPEC_GT1 | HARRIS | GAS | HOUSTON | 2002 | 181 | 181 | 181 | 181 | 181 | 181 | 181 | 181 | 181 | 181
70 | DEER PARK ENERGY CENTER CTG 2 | 02INR0020 | DDPEC_GT2 | HARRIS | GAS | HOUSTON | 2002 | 193 | 193 | 193 | 193 | 193 | 193 | 193 | 193 | 193 | 193
71 | DEER PARK ENERGY CENTER CTG 3 | 02INR0020 | DDPEC_GT3 | HARRIS | GAS | HOUSTON | 2002 | 181 | 181 | 181 | 181 | 181 | 181 | 181 | 181 | 181 | 181
72 | DEER PARK ENERGY CENTER CTG 4 | 02INR0020 | DDPEC_GT4 | HARRIS | GAS | HOUSTON | 2002 | 193 | 193 | 193 | 193 | 193 | 193 | 193 | 193 | 193 | 193
73 | DEER PARK ENERGY CENTER STG | 02INR0020 | DDPEC_ST1 | HARRIS | GAS | HOUSTON | 2002 | 290 | 290 | 290 | 290 | 290 | 290 | 290 | 290 | 290 | 290
74 | DEER PARK ENERGY CENTER CTG 6 | 14INR0015 | DDPEC_GT6 | HARRIS | GAS | HOUSTON | 2014 | 165 | 165 | 165 | 165 | 165 | 165 | 165 | 165 | 165 | 165
75 | ENNIS POWER STATION CTG 2 | 01INR0008 | ETCCS_CT1 | ELLIS | GAS | NORTH | 2002 | 196 | 196 | 196 | 196 | 196 | 196 | 196 | 196 | 196 | 196
76 | ENNIS POWER STATION STG 1 | 01INR0008 | ETCCS_UNIT1 | ELLIS | GAS | NORTH | 2002 | 116 | 116 | 116 | 116 | 116 | 116 | 116 | 116 | 116 | 116
77 | FERGUSON REPLACEMENT CTG1 | 13INR0021 | FERGCC_FERGGT1 | LLANO | GAS | SOUTH | 2014 | 161.9 | 161.9 | 161.9 | 161.9 | 161.9 | 161.9 | 161.9 | 161.9 | 161.9 | 161.9
78 | FERGUSON REPLACEMENT CTG2 | 13INR0021 | FERGCC_FERGGT2 | LLANO | GAS | SOUTH | 2014 | 161.9 | 161.9 | 161.9 | 161.9 | 161.9 | 161.9 | 161.9 | 161.9 | 161.9 | 161.9
79 | FERGUSON REPLACEMENT STG | 13INR0021 | FERGCC_FERGST1 | LLANO | GAS | SOUTH | 2014 | 186 | 186 | 186 | 186 | 186 | 186 | 186 | 186 | 186 | 186
80 | FORNEY ENERGY CENTER CTG 11 | 01INR0007 | FRNYPP_GT11 | KAUFMAN | GAS | NORTH | 2003 | 168 | 168 | 168 | 168 | 168 | 168 | 168 | 168 | 168 | 168
81 | FORNEY ENERGY CENTER CTG 12 | 01INR0007 | FRNYPP_GT12 | KAUFMAN | GAS | NORTH | 2003 | 160 | 160 | 160 | 160 | 160 | 160 | 160 | 160 | 160 | 160
82 | FORNEY ENERGY CENTER CTG 13 | 01INR0007 | FRNYPP_GT13 | KAUFMAN | GAS | NORTH | 2003 | 160 | 160 | 160 | 160 | 160 | 160 | 160 | 160 | 160 | 160
83 | FORNEY ENERGY CENTER CTG 21 | 01INR0007 | FRNYPP_GT21 | KAUFMAN | GAS | NORTH | 2003 | 168 | 168 | 168 | 168 | 168 | 168 | 168 | 168 | 168 | 168
84 | FORNEY ENERGY CENTER CTG 22 | 01INR0007 | FRNYPP_GT22 | KAUFMAN | GAS | NORTH | 2003 | 160 | 160 | 160 | 160 | 160 | 160 | 160 | 160 | 160 | 160
85 | FORNEY ENERGY CENTER CTG 23 | 01INR0007 | FRNYPP_GT23 | KAUFMAN | GAS | NORTH | 2003 | 160 | 160 | 160 | 160 | 160 | 160 | 160 | 160 | 160 | 160
86 | FORNEY ENERGY CENTER STG 10 | 01INR0007 | FRNYPP_ST10 | KAUFMAN | GAS | NORTH | 2003 | 417 | 417 | 417 | 417 | 417 | 417 | 417 | 417 | 417 | 417
87 | FORNEY ENERGY CENTER STG 20 | 01INR0007 | FRNYPP_ST20 | KAUFMAN | GAS | NORTH | 2003 | 417 | 417 | 417 | 417 | 417 | 417 | 417 | 417 | 417 | 417
88 | FREESTONE ENERGY CENTER CTG 1 | 01INR0009 | FREC_GT1 | FREESTONE | GAS | NORTH | 2002 | 151.6 | 151.6 | 151.6 | 151.6 | 151.6 | 151.6 | 151.6 | 151.6 | 151.6 | 151.6
89 | FREESTONE ENERGY CENTER CTG 2 | 01INR0009 | FREC_GT2 | FREESTONE | GAS | NORTH | 2002 | 151.6 | 151.6 | 151.6 | 151.6 | 151.6 | 151.6 | 151.6 | 151.6 | 151.6 | 151.6
90 | FREESTONE ENERGY CENTER STG 3 | 01INR0009 | FREC_ST3 | FREESTONE | GAS | NORTH | 2002 | 176.2 | 176.2 | 176.2 | 176.2 | 176.2 | 176.2 | 176.2 | 176.2 | 176.2 | 176.2
91 | FREESTONE ENERGY CENTER CTG 4 | 01INR0009 | FREC_GT4 | FREESTONE | GAS | NORTH | 2002 | 151.7 | 151.7 | 151.7 | 151.7 | 151.7 | 151.7 | 151.7 | 151.7 | 151.7 | 151.7
92 | FREESTONE ENERGY CENTER CTG 5 | 01INR0009 | FREC_GT5 | FREESTONE | GAS | NORTH | 2002 | 151.7 | 151.7 | 151.7 | 151.7 | 151.7 | 151.7 | 151.7 | 151.7 | 151.7 | 151.7
93 | FREESTONE ENERGY CENTER STG 6 | 01INR0009 | FREC_ST6 | FREESTONE | GAS | NORTH | 2002 | 174.5 | 174.5 | 174.5 | 174.5 | 174.5 | 174.5 | 174.5 | 174.5 | 174.5 | 174.5
94 | GUADALUPE GEN STN CTG 1 | 01INR0004 | GUADG_GAS1 | GUADALUPE | GAS | SOUTH | 2000 | 148 | 148 | 148 | 148 | 148 | 148 | 148 | 148 | 148 | 148
95 | GUADALUPE GEN STN CTG 2 | 01INR0004 | GUADG_GAS2 | GUADALUPE | GAS | SOUTH | 2000 | 148 | 148 | 148 | 148 | 148 | 148 | 148 | 148 | 148 | 148
96 | GUADALUPE GEN STN CTG 3 | 01INR0004 | GUADG_GAS3 | GUADALUPE | GAS | SOUTH | 2000 | 148 | 148 | 148 | 148 | 148 | 148 | 148 | 148 | 148 | 148
97 | GUADALUPE GEN STN CTG 4 | 01INR0004 | GUADG_GAS4 | GUADALUPE | GAS | SOUTH | 2000 | 148 | 148 | 148 | 148 | 148 | 148 | 148 | 148 | 148 | 148
98 | GUADALUPE GEN STN STG 5 | 01INR0004 | GUADG_STM5 | GUADALUPE | GAS | SOUTH | 2000 | 197 | 197 | 197 | 197 | 197 | 197 | 197 | 197 | 197 | 197
99 | GUADALUPE GEN STN STG 6 | 01INR0004 | GUADG_STM6 | GUADALUPE | GAS | SOUTH | 2000 | 197 | 197 | 197 | 197 | 197 | 197 | 197 | 197 | 197 | 197
100 | HAYS ENERGY FACILITY CSG 1 | 01INR0003 | HAYSEN_HAYSENG1 | HAYS | GAS | SOUTH | 2002 | 216 | 216 | 216 | 216 | 216 | 216 | 216 | 216 | 216 | 216
101 | HAYS ENERGY FACILITY CSG 2 | 01INR0003 | HAYSEN_HAYSENG2 | HAYS | GAS | SOUTH | 2002 | 216 | 216 | 216 | 216 | 216 | 216 | 216 | 216 | 216 | 216
102 | HAYS ENERGY FACILITY CSG 3 | 01INR0003 | HAYSEN_HAYSENG3 | HAYS | GAS | SOUTH | 2002 | 225 | 225 | 225 | 225 | 225 | 225 | 225 | 225 | 225 | 225
103 | HAYS ENERGY FACILITY CSG 4 | 01INR0003 | HAYSEN_HAYSENG4 | HAYS | GAS | SOUTH | 2002 | 225 | 225 | 225 | 225 | 225 | 225 | 225 | 225 | 225 | 225
104 | HIDALGO CTG 1 | 00INR0006 | DUKE_DUKE_GT1 | HIDALGO | GAS | SOUTH | 2000 | 143 | 143 | 143 | 143 | 143 | 143 | 143 | 143 | 143 | 143
105 | HIDALGO CTG 2 | 00INR0006 | DUKE_DUKE_GT2 | HIDALGO | GAS | SOUTH | 2000 | 143 | 143 | 143 | 143 | 143 | 143 | 143 | 143 | 143 | 143
106 | HIDALGO STG | 00INR0006 | DUKE_DUKE_ST1 | HIDALGO | GAS | SOUTH | 2000 | 172 | 172 | 172 | 172 | 172 | 172 | 172 | 172 | 172 | 172
107 | JACK COUNTY GEN FACILITY CTG 1 | 05INR0010 | JACKCNTY_CT1 | JACK | GAS | NORTH | 2005 | 166 | 166 | 166 | 166 | 166 | 166 | 166 | 166 | 166 | 166
108 | JACK COUNTY GEN FACILITY CTG 2 | 05INR0010 | JACKCNTY_CT2 | JACK | GAS | NORTH | 2005 | 165 | 165 | 165 | 165 | 165 | 165 | 165 | 165 | 165 | 165
109 | JACK COUNTY GEN FACILITY STG 1 | 05INR0010 | JACKCNTY_STG | JACK | GAS | NORTH | 2005 | 295 | 295 | 295 | 295 | 295 | 295 | 295 | 295 | 295 | 295
110 | JACK COUNTY GEN FACILITY CTG 3 | 10INR0010 | JCKCNTY2_CT3 | JACK | GAS | NORTH | 2011 | 166 | 166 | 166 | 166 | 166 | 166 | 166 | 166 | 166 | 166
111 | JACK COUNTY GEN FACILITY CTG 4 | 10INR0010 | JCKCNTY2_CT4 | JACK | GAS | NORTH | 2011 | 165 | 165 | 165 | 165 | 165 | 165 | 165 | 165 | 165 | 165
112 | JACK COUNTY GEN FACILITY STG 2 | 10INR0010 | JCKCNTY2_ST2 | JACK | GAS | NORTH | 2011 | 295 | 295 | 295 | 295 | 295 | 295 | 295 | 295 | 295 | 295
113 | JOHNSON COUNTY GEN FACILITY CTG |  | TEN_CT1 | JOHNSON | GAS | NORTH | 1997 | 163 | 163 | 163 | 163 | 163 | 163 | 163 | 163 | 163 | 163
114 | JOHNSON COUNTY GEN FACILITY STG |  | TEN_STG | JOHNSON | GAS | NORTH | 1997 | 106 | 106 | 106 | 106 | 106 | 106 | 106 | 106 | 106 | 106
115 | LAMAR POWER CTG 11 | 00INR0008 | LPCCS_CT11 | LAMAR | GAS | NORTH | 2000 | 163 | 163 | 163 | 163 | 163 | 163 | 163 | 163 | 163 | 163
116 | LAMAR POWER CTG 12 | 00INR0008 | LPCCS_CT12 | LAMAR | GAS | NORTH | 2000 | 153 | 153 | 153 | 153 | 153 | 153 | 153 | 153 | 153 | 153
117 | LAMAR POWER CTG 21 | 00INR0008 | LPCCS_CT21 | LAMAR | GAS | NORTH | 2000 | 153 | 153 | 153 | 153 | 153 | 153 | 153 | 153 | 153 | 153
118 | LAMAR POWER CTG 22 | 00INR0008 | LPCCS_CT22 | LAMAR | GAS | NORTH | 2000 | 163 | 163 | 163 | 163 | 163 | 163 | 163 | 163 | 163 | 163
119 | LAMAR POWER STG 1 | 00INR0008 | LPCCS_UNIT1 | LAMAR | GAS | NORTH | 2000 | 204 | 204 | 204 | 204 | 204 | 204 | 204 | 204 | 204 | 204
120 | LAMAR POWER STG 2 | 00INR0008 | LPCCS_UNIT2 | LAMAR | GAS | NORTH | 2000 | 204 | 204 | 204 | 204 | 204 | 204 | 204 | 204 | 204 | 204
121 | LOST PINES CTG 1 | 02INR0005 | LOSTPI_LOSTPGT1 | BASTROP | GAS | SOUTH | 2001 | 170 | 170 | 170 | 170 | 170 | 170 | 170 | 170 | 170 | 170
122 | LOST PINES CTG 2 | 02INR0005 | LOSTPI_LOSTPGT2 | BASTROP | GAS | SOUTH | 2001 | 170 | 170 | 170 | 170 | 170 | 170 | 170 | 170 | 170 | 170
123 | LOST PINES STG | 02INR0005 | LOSTPI_LOSTPST1 | BASTROP | GAS | SOUTH | 2001 | 188 | 188 | 188 | 188 | 188 | 188 | 188 | 188 | 188 | 188
124 | MAGIC VALLEY CTG 1 | 00INR0009 | NEDIN_NEDIN_G1 | HIDALGO | GAS | SOUTH | 2001 | 208.6 | 208.6 | 208.6 | 208.6 | 208.6 | 208.6 | 208.6 | 208.6 | 208.6 | 208.6
125 | MAGIC VALLEY CTG 2 | 00INR0009 | NEDIN_NEDIN_G2 | HIDALGO | GAS | SOUTH | 2001 | 208.6 | 208.6 | 208.6 | 208.6 | 208.6 | 208.6 | 208.6 | 208.6 | 208.6 | 208.6
126 | MAGIC VALLEY STG | 00INR0009 | NEDIN_NEDIN_G3 | HIDALGO | GAS | SOUTH | 2001 | 253 | 253 | 253 | 253 | 253 | 253 | 253 | 253 | 253 | 253
127 | MIDLOTHIAN CS 1 | 00INR0012 | MDANP_CT1 | ELLIS | GAS | NORTH | 2001 | 235 | 235 | 235 | 235 | 235 | 235 | 235 | 235 | 235 | 235
128 | MIDLOTHIAN CS 2 | 00INR0012 | MDANP_CT2 | ELLIS | GAS | NORTH | 2001 | 235 | 235 | 235 | 235 | 235 | 235 | 235 | 235 | 235 | 235
129 | MIDLOTHIAN CS 3 | 00INR0012 | MDANP_CT3 | ELLIS | GAS | NORTH | 2001 | 235 | 235 | 235 | 235 | 235 | 235 | 235 | 235 | 235 | 235
130 | MIDLOTHIAN CS 4 | 00INR0012 | MDANP_CT4 | ELLIS | GAS | NORTH | 2001 | 235 | 235 | 235 | 235 | 235 | 235 | 235 | 235 | 235 | 235
131 | MIDLOTHIAN CS 5 | 02INR0008 | MDANP_CT5 | ELLIS | GAS | NORTH | 2002 | 252 | 252 | 252 | 252 | 252 | 252 | 252 | 252 | 252 | 252
132 | MIDLOTHIAN CS 6 | 02INR0008 | MDANP_CT6 | ELLIS | GAS | NORTH | 2002 | 252 | 252 | 252 | 252 | 252 | 252 | 252 | 252 | 252 | 252
133 | NUECES BAY CTG 8 | 09INR0039 | NUECES_B_NUECESG8 | NUECES | GAS | COASTAL | 2010 | 157 | 157 | 157 | 157 | 157 | 157 | 157 | 157 | 157 | 157
134 | NUECES BAY CTG 9 | 09INR0039 | NUECES_B_NUECESG9 | NUECES | GAS | COASTAL | 2010 | 157 | 157 | 157 | 157 | 157 | 157 | 157 | 157 | 157 | 157
135 | NUECES BAY STG 7 |  | NUECES_B_NUECESG7 | NUECES | GAS | COASTAL | 1972 | 319 | 319 | 319 | 319 | 319 | 319 | 319 | 319 | 319 | 319
136 | ODESSA-ECTOR GEN STN CTG 11 | 01INR0026 | OECCS_CT11 | ECTOR | GAS | WEST | 2001 | 151 | 151 | 151 | 151 | 151 | 151 | 151 | 151 | 151 | 151
137 | ODESSA-ECTOR GEN STN CTG 12 | 01INR0026 | OECCS_CT12 | ECTOR | GAS | WEST | 2001 | 140.4 | 140.4 | 140.4 | 140.4 | 140.4 | 140.4 | 140.4 | 140.4 | 140.4 | 140.4
138 | ODESSA-ECTOR GEN STN CTG 21 | 01INR0026 | OECCS_CT21 | ECTOR | GAS | WEST | 2001 | 144.7 | 144.7 | 144.7 | 144.7 | 144.7 | 144.7 | 144.7 | 144.7 | 144.7 | 144.7
139 | ODESSA-ECTOR GEN STN CTG 22 | 01INR0026 | OECCS_CT22 | ECTOR | GAS | WEST | 2001 | 142.4 | 142.4 | 142.4 | 142.4 | 142.4 | 142.4 | 142.4 | 142.4 | 142.4 | 142.4
140 | ODESSA-ECTOR GEN STN STG 1 | 01INR0026 | OECCS_UNIT1 | ECTOR | GAS | WEST | 2001 | 210 | 210 | 210 | 210 | 210 | 210 | 210 | 210 | 210 | 210
141 | ODESSA-ECTOR GEN STN STG 2 | 01INR0026 | OECCS_UNIT2 | ECTOR | GAS | WEST | 2001 | 210 | 210 | 210 | 210 | 210 | 210 | 210 | 210 | 210 | 210
142 | PANDA SHERMAN CTG1 | 10INR0021 | PANDA_S_SHER1CT1 | GRAYSON | GAS | NORTH | 2014 | 196 | 196 | 196 | 196 | 196 | 196 | 196 | 196 | 196 | 196
143 | PANDA SHERMAN CTG2 | 10INR0021 | PANDA_S_SHER1CT2 | GRAYSON | GAS | NORTH | 2014 | 195 | 195 | 195 | 195 | 195 | 195 | 195 | 195 | 195 | 195
144 | PANDA SHERMAN STG | 10INR0021 | PANDA_S_SHER1ST1 | GRAYSON | GAS | NORTH | 2014 | 326 | 326 | 326 | 326 | 326 | 326 | 326 | 326 | 326 | 326
145 | PANDA TEMPLE CTG1 | 10INR0020a | PANDA_T1_TMPL1CT1 | BELL | GAS | NORTH | 2014 | 195 | 195 | 195 | 195 | 195 | 195 | 195 | 195 | 195 | 195
146 | PANDA TEMPLE CTG2 | 10INR0020a | PANDA_T1_TMPL1CT2 | BELL | GAS | NORTH | 2014 | 195 | 195 | 195 | 195 | 195 | 195 | 195 | 195 | 195 | 195
147 | PANDA TEMPLE STG | 10INR0020a | PANDA_T1_TMPL1ST1 | BELL | GAS | NORTH | 2014 | 312 | 312 | 312 | 312 | 312 | 312 | 312 | 312 | 312 | 312
148 | PARIS ENERGY CENTER CTG 1 |  | TNSKA_GT1 | LAMAR | GAS | NORTH | 1989 | 76 | 76 | 76 | 76 | 76 | 76 | 76 | 76 | 76 | 76
149 | PARIS ENERGY CENTER CTG 2 |  | TNSKA_GT2 | LAMAR | GAS | NORTH | 1989 | 76 | 76 | 76 | 76 | 76 | 76 | 76 | 76 | 76 | 76
150 | PARIS ENERGY CENTER STG |  | TNSKA_STG | LAMAR | GAS | NORTH | 1990 | 87 | 87 | 87 | 87 | 87 | 87 | 87 | 87 | 87 | 87
151 | PASGEN CTG 2 |  | PSG_PSG_GT2 | HARRIS | GAS | HOUSTON | 2000 | 164 | 164 | 164 | 164 | 164 | 164 | 164 | 164 | 164 | 164
152 | PASGEN CTG 3 |  | PSG_PSG_GT3 | HARRIS | GAS | HOUSTON | 2000 | 164 | 164 | 164 | 164 | 164 | 164 | 164 | 164 | 164 | 164
153 | PASGEN STG 2 |  | PSG_PSG_ST2 | HARRIS | GAS | HOUSTON | 2000 | 167 | 167 | 167 | 167 | 167 | 167 | 167 | 167 | 167 | 167
154 | QUAIL RUN ENERGY CTG 1 | 06INR0036b | QALSW_GT1 | ECTOR | GAS | WEST | 2007 | 74 | 74 | 74 | 74 | 74 | 74 | 74 | 74 | 74 | 74
155 | QUAIL RUN ENERGY CTG 2 | 06INR0036b | QALSW_GT2 | ECTOR | GAS | WEST | 2007 | 74 | 74 | 74 | 74 | 74 | 74 | 74 | 74 | 74 | 74
156 | QUAIL RUN ENERGY STG 1 | 06INR0036b | QALSW_STG1 | ECTOR | GAS | WEST | 2007 | 98 | 98 | 98 | 98 | 98 | 98 | 98 | 98 | 98 | 98
157 | QUAIL RUN ENERGY CTG 3 | 06INR0036a | QALSW_GT3 | ECTOR | GAS | WEST | 2008 | 72 | 72 | 72 | 72 | 72 | 72 | 72 | 72 | 72 | 72
158 | QUAIL RUN ENERGY CTG 4 | 06INR0036a | QALSW_GT4 | ECTOR | GAS | WEST | 2008 | 72 | 72 | 72 | 72 | 72 | 72 | 72 | 72 | 72 | 72
159 | QUAIL RUN ENERGY STG 2 | 06INR0036a | QALSW_STG2 | ECTOR | GAS | WEST | 2008 | 98 | 98 | 98 | 98 | 98 | 98 | 98 | 98 | 98 | 98
160 | SAM RAYBURN CTG 7 | 03INR0014 | RAYBURN_RAYBURG7 | VICTORIA | GAS | SOUTH | 2003 | 50 | 50 | 50 | 50 | 50 | 50 | 50 | 50 | 50 | 50
161 | RIO NOGALES CTG 1 | 02INR0001 | RIONOG_CT1 | GUADALUPE | GAS | SOUTH | 2002 | 154 | 154 | 154 | 154 | 154 | 154 | 154 | 154 | 154 | 154
162 | RIO NOGALES CTG 2 | 02INR0001 | RIONOG_CT2 | GUADALUPE | GAS | SOUTH | 2002 | 154 | 154 | 154 | 154 | 154 | 154 | 154 | 154 | 154 | 154
163 | RIO NOGALES CTG 3 | 02INR0001 | RIONOG_CT3 | GUADALUPE | GAS | SOUTH | 2002 | 154 | 154 | 154 | 154 | 154 | 154 | 154 | 154 | 154 | 154
164 | RIO NOGALES STG 4 | 02INR0001 | RIONOG_ST1 | GUADALUPE | GAS | SOUTH | 2002 | 323 | 323 | 323 | 323 | 323 | 323 | 323 | 323 | 323 | 323
165 | SAM RAYBURN CTG 8 | 03INR0014 | RAYBURN_RAYBURG8 | VICTORIA | GAS | SOUTH | 2003 | 50 | 50 | 50 | 50 | 50 | 50 | 50 | 50 | 50 | 50
166 | SAM RAYBURN CTG 9 | 03INR0014 | RAYBURN_RAYBURG9 | VICTORIA | GAS | SOUTH | 2003 | 50 | 50 | 50 | 50 | 50 | 50 | 50 | 50 | 50 | 50
167 | SAM RAYBURN STG 10 | 03INR0014 | RAYBURN_RAYBURG10 | VICTORIA | GAS | SOUTH | 2003 | 40 | 40 | 40 | 40 | 40 | 40 | 40 | 40 | 40 | 40
168 | SANDHILL ENERGY CENTER CTG 5A | 03INR0033 | SANDHSYD_SH_5A | TRAVIS | GAS | SOUTH | 2004 | 150 | 150 | 150 | 150 | 150 | 150 | 150 | 150 | 150 | 150
169 | SANDHILL ENERGY CENTER STG 5C | 03INR0033 | SANDHSYD_SH_5C | TRAVIS | GAS | SOUTH | 2004 | 145 | 145 | 145 | 145 | 145 | 145 | 145 | 145 | 145 | 145
170 | SILAS RAY STG 6 |  | SILASRAY_SILAS_6 | CAMERON | GAS | COASTAL | 1962 | 20 | 20 | 20 | 20 | 20 | 20 | 20 | 20 | 20 | 20
171 | SILAS RAY CTG 9 |  | SILASRAY_SILAS_9 | CAMERON | GAS | COASTAL | 1996 | 38 | 38 | 38 | 38 | 38 | 38 | 38 | 38 | 38 | 38
172 | T H WHARTON CTG 31 |  | THW_THWGT31 | HARRIS | GAS | HOUSTON | 1972 | 57 | 57 | 57 | 57 | 57 | 57 | 57 | 57 | 57 | 57
173 | T H WHARTON CTG 32 |  | THW_THWGT32 | HARRIS | GAS | HOUSTON | 1972 | 57 | 57 | 57 | 57 | 57 | 57 | 57 | 57 | 57 | 57
174 | T H WHARTON CTG 33 |  | THW_THWGT33 | HARRIS | GAS | HOUSTON | 1972 | 57 | 57 | 57 | 57 | 57 | 57 | 57 | 57 | 57 | 57
175 | T H WHARTON CTG 34 |  | THW_THWGT34 | HARRIS | GAS | HOUSTON | 1972 | 57 | 57 | 57 | 57 | 57 | 57 | 57 | 57 | 57 | 57
176 | T H WHARTON STG 3 |  | THW_THWST_3 | HARRIS | GAS | HOUSTON | 1974 | 104 | 104 | 104 | 104 | 104 | 104 | 104 | 104 | 104 | 104
177 | T H WHARTON CTG 41 |  | THW_THWGT41 | HARRIS | GAS | HOUSTON | 1972 | 57 | 57 | 57 | 57 | 57 | 57 | 57 | 57 | 57 | 57
178 | T H WHARTON CTG 42 |  | THW_THWGT42 | HARRIS | GAS | HOUSTON | 1972 | 57 | 57 | 57 | 57 | 57 | 57 | 57 | 57 | 57 | 57
179 | T H WHARTON CTG 43 |  | THW_THWGT43 | HARRIS | GAS | HOUSTON | 1974 | 57 | 57 | 57 | 57 | 57 | 57 | 57 | 57 | 57 | 57
180 | T H WHARTON CTG 44 |  | THW_THWGT44 | HARRIS | GAS | HOUSTON | 1974 | 57 | 57 | 57 | 57 | 57 | 57 | 57 | 57 | 57 | 57
181 | T H WHARTON STG 4 |  | THW_THWST_4 | HARRIS | GAS | HOUSTON | 1974 | 104 | 104 | 104 | 104 | 104 | 104 | 104 | 104 | 104 | 104
182 | TEXAS CITY CTG A |  | TXCTY_CTA | GALVESTON | GAS | HOUSTON | 2000 | 96.6 | 96.6 | 96.6 | 96.6 | 96.6 | 96.6 | 96.6 | 96.6 | 96.6 | 96.6
183 | TEXAS CITY CTG B |  | TXCTY_CTB | GALVESTON | GAS | HOUSTON | 2000 | 96.6 | 96.6 | 96.6 | 96.6 | 96.6 | 96.6 | 96.6 | 96.6 | 96.6 | 96.6
184 | TEXAS CITY CTG C |  | TXCTY_CTC | GALVESTON | GAS | HOUSTON | 2000 | 96.6 | 96.6 | 96.6 | 96.6 | 96.6 | 96.6 | 96.6 | 96.6 | 96.6 | 96.6
185 | TEXAS CITY STG |  | TXCTY_ST | GALVESTON | GAS | HOUSTON | 2000 | 131.6 | 131.6 | 131.6 | 131.6 | 131.6 | 131.6 | 131.6 | 131.6 | 131.6 | 131.6
186 | VICTORIA POWER STATION CTG 6 | 08INR0050 | VICTORIA_VICTORG6 | VICTORIA | GAS | SOUTH | 2009 | 160 | 160 | 160 | 160 | 160 | 160 | 160 | 160 | 160 | 160
187 | VICTORIA POWER STATION STG 5 | 08INR0050 | VICTORIA_VICTORG5 | VICTORIA | GAS | SOUTH | 1963 | 125 | 125 | 125 | 125 | 125 | 125 | 125 | 125 | 125 | 125
188 | WICHITA FALLS CTG 1 |  | WFCOGEN_UNIT1 | WICHITA | GAS | WEST | 1987 | 20 | 20 | 20 | 20 | 20 | 20 | 20 | 20 | 20 | 20
189 | WICHITA FALLS CTG 2 |  | WFCOGEN_UNIT2 | WICHITA | GAS | WEST | 1987 | 20 | 20 | 20 | 20 | 20 | 20 | 20 | 20 | 20 | 20
190 | WICHITA FALLS CTG 3 |  | WFCOGEN_UNIT3 | WICHITA | GAS | WEST | 1987 | 20 | 20 | 20 | 20 | 20 | 20 | 20 | 20 | 20 | 20
191 | WICHITA FALLS STG 4 |  | WFCOGEN_UNIT4 | WICHITA | GAS | WEST | 1987 | 17 | 17 | 17 | 17 | 17 | 17 | 17 | 17 | 17 | 17
192 | WISE-TRACTEBEL POWER CTG 1 | 02INR0009 | WCPP_CT1 | WISE | GAS | NORTH | 2004 | 212 | 212 | 212 | 212 | 212 | 212 | 212 | 212 | 212 | 212
193 | WISE-TRACTEBEL POWER CTG 2 | 02INR0009 | WCPP_CT2 | WISE | GAS | NORTH | 2004 | 212 | 212 | 212 | 212 | 212 | 212 | 212 | 212 | 212 | 212
194 | WISE-TRACTEBEL POWER STG 1 | 02INR0009 | WCPP_ST1 | WISE | GAS | NORTH | 2004 | 241 | 241 | 241 | 241 | 241 | 241 | 241 | 241 | 241 | 241
195 | WOLF HOLLOW POWER CTG 1 | 01INR0015 | WHCCS_CT1 | HOOD | GAS | NORTH | 2002 | 212.5 | 212.5 | 212.5 | 212.5 | 212.5 | 212.5 | 212.5 | 212.5 | 212.5 | 212.5
196 | WOLF HOLLOW POWER CTG 2 | 01INR0015 | WHCCS_CT2 | HOOD | GAS | NORTH | 2002 | 212.5 | 212.5 | 212.5 | 212.5 | 212.5 | 212.5 | 212.5 | 212.5 | 212.5 | 212.5
197 | WOLF HOLLOW POWER STG | 01INR0015 | WHCCS_STG | HOOD | GAS | NORTH | 2002 | 280 | 280 | 280 | 280 | 280 | 280 | 280 | 280 | 280 | 280
198 | ATKINS CTG 7 |  | ATKINS_ATKINSG7 | BRAZOS | GAS | NORTH | 2016 | 20 | 20 | 20 | 20 | 20 | 20 | 20 | 20 | 20 | 20
199 | DANSBY CTG 2 |  | DANSBY_DANSBYG2 | BRAZOS | GAS | NORTH | 2004 | 48 | 48 | 48 | 48 | 48 | 48 | 48 | 48 | 48 | 48
200 | DANSBY CTG 3 | 09INR0072 | DANSBY_DANSBYG3 | BRAZOS | GAS | NORTH | 2010 | 48 | 48 | 48 | 48 | 48 | 48 | 48 | 48 | 48 | 48
201 | DECKER CREEK CTG 1 |  | DECKER_DPGT_1 | TRAVIS | GAS | SOUTH | 1989 | 48 | 48 | 48 | 48 | 48 | 48 | 48 | 48 | 48 | 48
202 | DECKER CREEK CTG 2 |  | DECKER_DPGT_2 | TRAVIS | GAS | SOUTH | 1989 | 48 | 48 | 48 | 48 | 48 | 48 | 48 | 48 | 48 | 48
203 | DECKER CREEK CTG 3 |  | DECKER_DPGT_3 | TRAVIS | GAS | SOUTH | 1989 | 48 | 48 | 48 | 48 | 48 | 48 | 48 | 48 | 48 | 48
204 | DECKER CREEK CTG 4 |  | DECKER_DPGT_4 | TRAVIS | GAS | SOUTH | 1989 | 48 | 48 | 48 | 48 | 48 | 48 | 48 | 48 | 48 | 48
205 | DECORDOVA CTG 1 |  | DCSES_CT10 | HOOD | GAS | NORTH | 1990 | 71 | 71 | 71 | 71 | 71 | 71 | 71 | 71 | 71 | 71
206 | DECORDOVA CTG 2 |  | DCSES_CT20 | HOOD | GAS | NORTH | 1990 | 70 | 70 | 70 | 70 | 70 | 70 | 70 | 70 | 70 | 70
207 | DECORDOVA CTG 3 |  | DCSES_CT30 | HOOD | GAS | NORTH | 1990 | 69 | 69 | 69 | 69 | 69 | 69 | 69 | 69 | 69 | 69
208 | DECORDOVA CTG 4 |  | DCSES_CT40 | HOOD | GAS | NORTH | 1990 | 68 | 68 | 68 | 68 | 68 | 68 | 68 | 68 | 68 | 68
209 | EXTEX LAPORTE GEN STN CTG 1 | 01INR0044 | AZ_AZ_G1 | HARRIS | GAS | HOUSTON | 2009 | 38 | 38 | 38 | 38 | 38 | 38 | 38 | 38 | 38 | 38
210 | EXTEX LAPORTE GEN STN CTG 2 | 01INR0044 | AZ_AZ_G2 | HARRIS | GAS | HOUSTON | 2009 | 38 | 38 | 38 | 38 | 38 | 38 | 38 | 38 | 38 | 38
211 | EXTEX LAPORTE GEN STN CTG 3 | 01INR0044 | AZ_AZ_G3 | HARRIS | GAS | HOUSTON | 2009 | 38 | 38 | 38 | 38 | 38 | 38 | 38 | 38 | 38 | 38
212 | EXTEX LAPORTE GEN STN CTG 4 | 01INR0044 | AZ_AZ_G4 | HARRIS | GAS | HOUSTON | 2009 | 38 | 38 | 38 | 38 | 38 | 38 | 38 | 38 | 38 | 38
213 | GREENS BAYOU CTG 73 |  | GBY_GBYGT73 | HARRIS | GAS | HOUSTON | 1976 | 46 | 46 | 46 | 46 | 46 | 46 | 46 | 46 | 46 | 46
214 | GREENS BAYOU CTG 74 |  | GBY_GBYGT74 | HARRIS | GAS | HOUSTON | 1976 | 46 | 46 | 46 | 46 | 46 | 46 | 46 | 46 | 46 | 46
215 | GREENS BAYOU CTG 81 |  | GBY_GBYGT81 | HARRIS | GAS | HOUSTON | 1976 | 46 | 46 | 46 | 46 | 46 | 46 | 46 | 46 | 46 | 46
216 | GREENS BAYOU CTG 82 |  | GBY_GBYGT82 | HARRIS | GAS | HOUSTON | 1976 | 58 | 58 | 58 | 58 | 58 | 58 | 58 | 58 | 58 | 58
217 | GREENS BAYOU CTG 83 |  | GBY_GBYGT83 | HARRIS | GAS | HOUSTON | 1976 | 56 | 56 | 56 | 56 | 56 | 56 | 56 | 56 | 56 | 56
218 | GREENS BAYOU CTG 84 |  | GBY_GBYGT84 | HARRIS | GAS | HOUSTON | 1976 | 46 | 46 | 46 | 46 | 46 | 46 | 46 | 46 | 46 | 46
219 | GREENVILLE IC ENGINE PLANT | 10INR0070 | STEAM_ENGINE_1 | HUNT | GAS | NORTH | 2010 | 8.4 | 8.4 | 8.4 | 8.4 | 8.4 | 8.4 | 8.4 | 8.4 | 8.4 | 8.4
220 | GREENVILLE IC ENGINE PLANT | 10INR0070 | STEAM_ENGINE_2 | HUNT | GAS | NORTH | 2010 | 8.4 | 8.4 | 8.4 | 8.4 | 8.4 | 8.4 | 8.4 | 8.4 | 8.4 | 8.4
221 | GREENVILLE IC ENGINE PLANT | 10INR0070 | STEAM_ENGINE_3 | HUNT | GAS | NORTH | 2010 | 8.4 | 8.4 | 8.4 | 8.4 | 8.4 | 8.4 | 8.4 | 8.4 | 8.4 | 8.4
222 | LAREDO CTG 4 | 08INR0064 | LARDVFTN_G4 | WEBB | GAS | SOUTH | 2008 | 94.2 | 94.2 | 94.2 | 94.2 | 94.2 | 94.2 | 94.2 | 94.2 | 94.2 | 94.2
223 | LAREDO CTG 5 | 08INR0064 | LARDVFTN_G5 | WEBB | GAS | SOUTH | 2008 | 94.2 | 94.2 | 94.2 | 94.2 | 94.2 | 94.2 | 94.2 | 94.2 | 94.2 | 94.2
224 | LEON CREEK PEAKER CTG 1 | 04INR0009 | LEON_CRK_LCPCT1 | BEXAR | GAS | SOUTH | 2004 | 46 | 46 | 46 | 46 | 46 | 46 | 46 | 46 | 46 | 46
225 | LEON CREEK PEAKER CTG 2 | 04INR0009 | LEON_CRK_LCPCT2 | BEXAR | GAS | SOUTH | 2004 | 46 | 46 | 46 | 46 | 46 | 46 | 46 | 46 | 46 | 46
226 | LEON CREEK PEAKER CTG 3 | 04INR0009 | LEON_CRK_LCPCT3 | BEXAR | GAS | SOUTH | 2004 | 46 | 46 | 46 | 46 | 46 | 46 | 46 | 46 | 46 | 46
227 | LEON CREEK PEAKER CTG 4 | 04INR0009 | LEON_CRK_LCPCT4 | BEXAR | GAS | SOUTH | 2004 | 46 | 46 | 46 | 46 | 46 | 46 | 46 | 46 | 46 | 46
228 | MORGAN CREEK CTG 1 |  | MGSES_CT1 | MITCHELL | GAS | WEST | 1988 | 68 | 68 | 68 | 68 | 68 | 68 | 68 | 68 | 68 | 68
229 | MORGAN CREEK CTG 2 |  | MGSES_CT2 | MITCHELL | GAS | WEST | 1988 | 68 | 68 | 68 | 68 | 68 | 68 | 68 | 68 | 68 | 68
230 | MORGAN CREEK CTG 3 |  | MGSES_CT3 | MITCHELL | GAS | WEST | 1988 | 68 | 68 | 68 | 68 | 68 | 68 | 68 | 68 | 68 | 68
231 | MORGAN CREEK CTG 4 |  | MGSES_CT4 | MITCHELL | GAS | WEST | 1988 | 68 | 68 | 68 | 68 | 68 | 68 | 68 | 68 | 68 | 68
232 | MORGAN CREEK CTG 5 |  | MGSES_CT5 | MITCHELL | GAS | WEST | 1988 | 68 | 68 | 68 | 68 | 68 | 68 | 68 | 68 | 68 | 68
233 | MORGAN CREEK CTG 6 |  | MGSES_CT6 | MITCHELL | GAS | WEST | 1988 | 67 | 67 | 67 | 67 | 67 | 67 | 67 | 67 | 67 | 67
234 | PEARSALL IC ENGINE PLANT A | 09INR0079a | PEARSAL2_AGR_A | FRIO | GAS | SOUTH | 2012 | 50.6 | 50.6 | 50.6 | 50.6 | 50.6 | 50.6 | 50.6 | 50.6 | 50.6 | 50.6
235 | PEARSALL IC ENGINE PLANT B | 09INR0079a | PEARSAL2_AGR_B | FRIO | GAS | SOUTH | 2012 | 50.6 | 50.6 | 50.6 | 50.6 | 50.6 | 50.6 | 50.6 | 50.6 | 50.6 | 50.6
236 | PEARSALL IC ENGINE PLANT C | 09INR0079b | PEARSAL2_AGR_C | FRIO | GAS | SOUTH | 2012 | 50.6 | 50.6 | 50.6 | 50.6 | 50.6 | 50.6 | 50.6 | 50.6 | 50.6 | 50.6
237 | PEARSALL IC ENGINE PLANT D | 09INR0079b | PEARSAL2_AGR_D | FRIO | GAS | SOUTH | 2012 | 50.6 | 50.6 | 50.6 | 50.6 | 50.6 | 50.6 | 50.6 | 50.6 | 50.6 | 50.6
238 | PERMIAN BASIN CTG 1 |  | PB2SES_CT1 | WARD | GAS | WEST | 1988 | 68 | 68 | 68 | 68 | 68 | 68 | 68 | 68 | 68 | 68
239 | PERMIAN BASIN CTG 2 |  | PB2SES_CT2 | WARD | GAS | WEST | 1988 | 65 | 65 | 65 | 65 | 65 | 65 | 65 | 65 | 65 | 65
240 | PERMIAN BASIN CTG 3 |  | PB2SES_CT3 | WARD | GAS | WEST | 1988 | 68 | 68 | 68 | 68 | 68 | 68 | 68 | 68 | 68 | 68
241 | PERMIAN BASIN CTG 4 |  | PB2SES_CT4 | WARD | GAS | WEST | 1990 | 69 | 69 | 69 | 69 | 69 | 69 | 69 | 69 | 69 | 69
242 | PERMIAN BASIN CTG 5 |  | PB2SES_CT5 | WARD | GAS | WEST | 1990 | 70 | 70 | 70 | 70 | 70 | 70 | 70 | 70 | 70 | 70
243 | R W MILLER CTG 4 |  | MIL_MILLERG4 | PALO PINTO | GAS | NORTH | 2000 | 104 | 104 | 104 | 104 | 104 | 104 | 104 | 104 | 104 | 104
244 | R W MILLER CTG 5 |  | MIL_MILLERG5 | PALO PINTO | GAS | NORTH | 2000 | 104 | 104 | 104 | 104 | 104 | 104 | 104 | 104 | 104 | 104
245 | RAY OLINGER CTG 4 | 00INR0024 | OLINGR_OLING_4 | COLLIN | GAS | NORTH | 2001 | 75 | 75 | 75 | 75 | 75 | 75 | 75 | 75 | 75 | 75
246 | SAM RAYBURN CTG 1 |  | RAYBURN_RAYBURG1 | VICTORIA | GAS | SOUTH | 1963 | 11 | 11 | 11 | 11 | 11 | 11 | 11 | 11 | 11 | 11
247 | SAM RAYBURN CTG 2 |  | RAYBURN_RAYBURG2 | VICTORIA | GAS | SOUTH | 1963 | 11 | 11 | 11 | 11 | 11 | 11 | 11 | 11 | 11 | 11
248 | SAN JACINTO SES CTG 1 |  | SJS_SJS_G1 | HARRIS | GAS | HOUSTON | 1995 | 81 | 81 | 81 | 81 | 81 | 81 | 81 | 81 | 81 | 81
249 | SAN JACINTO SES CTG 2 |  | SJS_SJS_G2 | HARRIS | GAS | HOUSTON | 1995 | 81 | 81 | 81 | 81 | 81 | 81 | 81 | 81 | 81 | 81
250 | SANDHILL ENERGY CENTER CTG 1 | 01INR0041 | SANDHSYD_SH1 | TRAVIS | GAS | SOUTH | 2001 | 47 | 47 | 47 | 47 | 47 | 47 | 47 | 47 | 47 | 47
251 | SANDHILL ENERGY CENTER CTG 2 | 01INR0041 | SANDHSYD_SH2 | TRAVIS | GAS | SOUTH | 2001 | 47 | 47 | 47 | 47 | 47 | 47 | 47 | 47 | 47 | 47
252 | SANDHILL ENERGY CENTER CTG 3 | 01INR0041 | SANDHSYD_SH3 | TRAVIS | GAS | SOUTH | 2001 | 47 | 47 | 47 | 47 | 47 | 47 | 47 | 47 | 47 | 47
253 | SANDHILL ENERGY CENTER CTG 4 | 01INR0041 | SANDHSYD_SH4 | TRAVIS | GAS | SOUTH | 2001 | 47 | 47 | 47 | 47 | 47 | 47 | 47 | 47 | 47 | 47
254 | SANDHILL ENERGY CENTER CTG 6 | 09INR0045 | SANDHSYD_SH6 | TRAVIS | GAS | SOUTH | 2010 | 47 | 47 | 47 | 47 | 47 | 47 | 47 | 47 | 47 | 47
255 | SANDHILL ENERGY CENTER CTG 7 | 09INR0045 | SANDHSYD_SH7 | TRAVIS | GAS | SOUTH | 2010 | 47 | 47 | 47 | 47 | 47 | 47 | 47 | 47 | 47 | 47
256 | SILAS RAY CTG 10 | 04INR0014 | SILASRAY_SILAS_10 | CAMERON | GAS | COASTAL | 2004 | 46 | 46 | 46 | 46 | 46 | 46 | 46 | 46 | 46 | 46
257 | T H WHARTON CTG 51 |  | THW_THWGT51 | HARRIS | GAS | HOUSTON | 1975 | 57 | 57 | 57 | 57 | 57 | 57 | 57 | 57 | 57 | 57
258 | T H WHARTON CTG 52 |  | THW_THWGT52 | HARRIS | GAS | HOUSTON | 1975 | 57 | 57 | 57 | 57 | 57 | 57 | 57 | 57 | 57 | 57
259 | T H WHARTON CTG 53 |  | THW_THWGT53 | HARRIS | GAS | HOUSTON | 1975 | 57 | 57 | 57 | 57 | 57 | 57 | 57 | 57 | 57 | 57
260 | T H WHARTON CTG 54 |  | THW_THWGT54 | HARRIS | GAS | HOUSTON | 1975 | 57 | 57 | 57 | 57 | 57 | 57 | 57 | 57 | 57 | 57
261 | T H WHARTON CTG 55 |  | THW_THWGT55 | HARRIS | GAS | HOUSTON | 1975 | 57 | 57 | 57 | 57 | 57 | 57 | 57 | 57 | 57 | 57
262 | T H WHARTON CTG 56 |  | THW_THWGT56 | HARRIS | GAS | HOUSTON | 1975 | 57 | 57 | 57 | 57 | 57 | 57 | 57 | 57 | 57 | 57
263 | T H WHARTON CTG G1 |  | THW_THWGT_1 | HARRIS | GAS | HOUSTON | 1967 | 13 | 13 | 13 | 13 | 13 | 13 | 13 | 13 | 13 | 13
264 | TEXAS GULF SULPHUR |  | TGF_TGFGT_1 | WHARTON | GAS | SOUTH | 1985 | 79 | 79 | 79 | 79 | 79 | 79 | 79 | 79 | 79 | 79
265 | V H BRAUNIG CTG 5 | 09INR0028 | BRAUNIG_VHB6CT5 | BEXAR | GAS | SOUTH | 2009 | 48 | 48 | 48 | 48 | 48 | 48 | 48 | 48 | 48 | 48
266 | V H BRAUNIG CTG 6 | 09INR0028 | BRAUNIG_VHB6CT6 | BEXAR | GAS | SOUTH | 2009 | 48 | 48 | 48 | 48 | 48 | 48 | 48 | 48 | 48 | 48
267 | V H BRAUNIG CTG 7 | 09INR0028 | BRAUNIG_VHB6CT7 | BEXAR | GAS | SOUTH | 2009 | 48 | 48 | 48 | 48 | 48 | 48 | 48 | 48 | 48 | 48
268 | V H BRAUNIG CTG 8 | 09INR0028 | BRAUNIG_VHB6CT8 | BEXAR | GAS | SOUTH | 2009 | 48 | 48 | 48 | 48 | 48 | 48 | 48 | 48 | 48 | 48
269 | W A PARISH CTG 1 |  | WAP_WAPGT_1 | FT. BEND | GAS | HOUSTON | 1967 | 13 | 13 | 13 | 13 | 13 | 13 | 13 | 13 | 13 | 13
270 | W A PARISH - PETRA NOVA CTG | 12INR0086 | PNPI_GT2 | FORT BEND | GAS | HOUSTON | 2013 | 74 | 74 | 74 | 74 | 74 | 74 | 74 | 74 | 74 | 74
271 | WINCHESTER POWER PARK CTG 1 | 09INR0027 | WIPOPA_WPP_G1 | FAYETTE | GAS | SOUTH | 2009 | 44 | 44 | 44 | 44 | 44 | 44 | 44 | 44 | 44 | 44
272 | WINCHESTER POWER PARK CTG 2 | 09INR0027 | WIPOPA_WPP_G2 | FAYETTE | GAS | SOUTH | 2009 | 44 | 44 | 44 | 44 | 44 | 44 | 44 | 44 | 44 | 44
273 | WINCHESTER POWER PARK CTG 3 | 09INR0027 | WIPOPA_WPP_G3 | FAYETTE | GAS | SOUTH | 2009 | 44 | 44 | 44 | 44 | 44 | 44 | 44 | 44 | 44 | 44
274 | WINCHESTER POWER PARK CTG 4 | 09INR0027 | WIPOPA_WPP_G4 | FAYETTE | GAS | SOUTH | 2009 | 44 | 44 | 44 | 44 | 44 | 44 | 44 | 44 | 44 | 44
275 | B M DAVIS STG U1 |  | B_DAVIS_B_DAVIG1 | NUECES | GAS | COASTAL | 1974 | 335 | 335 | 335 | 335 | 335 | 335 | 335 | 335 | 335 | 335
276 | CEDAR BAYOU STG U1 |  | CBY_CBY_G1 | CHAMBERS | GAS | HOUSTON | 1970 | 745 | 745 | 745 | 745 | 745 | 745 | 745 | 745 | 745 | 745
277 | CEDAR BAYOU STG U2 |  | CBY_CBY_G2 | CHAMBERS | GAS | HOUSTON | 1972 | 749 | 749 | 749 | 749 | 749 | 749 | 749 | 749 | 749 | 749
278 | DANSBY STG U1 |  | DANSBY_DANSBYG1 | BRAZOS | GAS | NORTH | 1978 | 110 | 110 | 110 | 110 | 110 | 110 | 110 | 110 | 110 | 110
279 | DECKER CREEK STG U1 |  | DECKER_DPG1 | TRAVIS | GAS | SOUTH | 1971 | 315 | 315 | 315 | 315 | 315 | 315 | 315 | 315 | 315 | 315
280 | DECKER CREEK STG U2 |  | DECKER_DPG2 | TRAVIS | GAS | SOUTH | 1978 | 420 | 420 | 420 | 420 | 420 | 420 | 420 | 420 | 420 | 420
281 | GRAHAM STG U1 |  | GRSES_UNIT1 | YOUNG | GAS | WEST | 1960 | 225 | 225 | 225 | 225 | 225 | 225 | 225 | 225 | 225 | 225
282 | GRAHAM STG U2 |  | GRSES_UNIT2 | YOUNG | GAS | WEST | 1969 | 390 | 390 | 390 | 390 | 390 | 390 | 390 | 390 | 390 | 390
283 | GREENS BAYOU STG U5 |  | GBY_GBY_5 | HARRIS | GAS | HOUSTON | 1973 | 371 | 371 | 371 | 371 | 371 | 371 | 371 | 371 | 371 | 371
284 | HANDLEY STG U3 |  | HLSES_UNIT3 | TARRANT | GAS | NORTH | 1963 | 395 | 395 | 395 | 395 | 395 | 395 | 395 | 395 | 395 | 395
285 | HANDLEY STG U4 |  | HLSES_UNIT4 | TARRANT | GAS | NORTH | 1976 | 435 | 435 | 435 | 435 | 435 | 435 | 435 | 435 | 435 | 435
286 | HANDLEY STG U5 |  | HLSES_UNIT5 | TARRANT | GAS | NORTH | 1977 | 435 | 435 | 435 | 435 | 435 | 435 | 435 | 435 | 435 | 435
287 | LAKE HUBBARD STG U1 |  | LHSES_UNIT1 | DALLAS | GAS | NORTH | 1970 | 392 | 392 | 392 | 392 | 392 | 392 | 392 | 392 | 392 | 392
288 | LAKE HUBBARD STG U2 |  | LHSES_UNIT2A | DALLAS | GAS | NORTH | 1973 | 515 | 515 | 515 | 515 | 515 | 515 | 515 | 515 | 515 | 515
289 | MOUNTAIN CREEK STG U6 |  | MCSES_UNIT6 | DALLAS | GAS | NORTH | 1956 | 120 | 120 | 120 | 120 | 120 | 120 | 120 | 120 | 120 | 120
290 | MOUNTAIN CREEK STG U7 |  | MCSES_UNIT7 | DALLAS | GAS | NORTH | 1958 | 115 | 115 | 115 | 115 | 115 | 115 | 115 | 115 | 115 | 115
291 | MOUNTAIN CREEK STG U8 |  | MCSES_UNIT8 | DALLAS | GAS | NORTH | 1967 | 565 | 565 | 565 | 565 | 565 | 565 | 565 | 565 | 565 | 565
292 | O W SOMMERS STG U1 |  | CALAVERS_OWS1 | BEXAR | GAS | SOUTH | 1972 | 420 | 420 | 420 | 420 | 420 | 420 | 420 | 420 | 420 | 420
293 | O W SOMMERS STG U2 |  | CALAVERS_OWS2 | BEXAR | GAS | SOUTH | 1974 | 420 | 420 | 420 | 420 | 420 | 420 | 420 | 420 | 420 | 420
294 | PEARSALL STG U1 |  | PEARSALL_PEARS_1 | FRIO | GAS | SOUTH | 1961 | 25 | 25 | 25 | 25 | 25 | 25 | 25 | 25 | 25 | 25
295 | PEARSALL STG U2 |  | PEARSALL_PEARS_2 | FRIO | GAS | SOUTH | 1961 | 25 | 25 | 25 | 25 | 25 | 25 | 25 | 25 | 25 | 25
296 | PEARSALL STG U3 |  | PEARSALL_PEARS_3 | FRIO | GAS | SOUTH | 1961 | 25 | 25 | 25 | 25 | 25 | 25 | 25 | 25 | 25 | 25
297 | POWERLANE PLANT STG U1 |  | STEAM1A_STEAM_1 | HUNT | GAS | NORTH | 1966 | 20 | 20 | 20 | 20 | 20 | 20 | 20 | 20 | 20 | 20
298 | POWERLANE PLANT STG U2 |  | STEAM_STEAM_2 | HUNT | GAS | NORTH | 1967 | 26 | 26 | 26 | 26 | 26 | 26 | 26 | 26 | 26 | 26
299 | POWERLANE PLANT STG U3 |  | STEAM_STEAM_3 | HUNT | GAS | NORTH | 1978 | 41 | 41 | 41 | 41 | 41 | 41 | 41 | 41 | 41 | 41
300 | R W MILLER STG U1 |  | MIL_MILLERG1 | PALO PINTO | GAS | NORTH | 2016 | 75 | 75 | 75 | 75 | 75 | 75 | 75 | 75 | 75 | 75
301 | R W MILLER STG U2 |  | MIL_MILLERG2 | PALO PINTO | GAS | NORTH | 2016 | 120 | 120 | 120 | 120 | 120 | 120 | 120 | 120 | 120 | 120
302 | R W MILLER STG U3 |  | MIL_MILLERG3 | PALO PINTO | GAS | NORTH | 2016 | 208 | 208 | 208 | 208 | 208 | 208 | 208 | 208 | 208 | 208
303 | RAY OLINGER STG U1 |  | OLINGR_OLING_1 | COLLIN | GAS | NORTH | 1967 | 78 | 78 | 78 | 78 | 78 | 78 | 78 | 78 | 78 | 78
304 | RAY OLINGER STG U2 |  | OLINGR_OLING_2 | COLLIN | GAS | NORTH | 1971 | 107 | 107 | 107 | 107 | 107 | 107 | 107 | 107 | 107 | 107
305 | RAY OLINGER STG U3 |  | OLINGR_OLING_3 | COLLIN | GAS | NORTH | 1975 | 146 | 146 | 146 | 146 | 146 | 146 | 146 | 146 | 146 | 146
306 | SIM GIDEON STG U1 |  | GIDEON_GIDEONG1 | BASTROP | GAS | SOUTH | 1965 | 130 | 130 | 130 | 130 | 130 | 130 | 130 | 130 | 130 | 130
307 | SIM GIDEON STG U2 |  | GIDEON_GIDEONG2 | BASTROP | GAS | SOUTH | 1968 | 135 | 135 | 135 | 135 | 135 | 135 | 135 | 135 | 135 | 135
308 | SIM GIDEON STG U3 |  | GIDEON_GIDEONG3 | BASTROP | GAS | SOUTH | 1972 | 336 | 336 | 336 | 336 | 336 | 336 | 336 | 336 | 336 | 336
309 | SPENCER STG U4 |  | SPNCER_SPNCE_4 | DENTON | GAS | NORTH | 1966 | 61 | 61 | 61 | 61 | 61 | 61 | 61 | 61 | 61 | 61
310 | SPENCER STG U5 |  | SPNCER_SPNCE_5 | DENTON | GAS | NORTH | 1973 | 61 | 61 | 61 | 61 | 61 | 61 | 61 | 61 | 61 | 61
311 | STRYKER CREEK STG U1 |  | SCSES_UNIT1A | CHEROKEE | GAS | NORTH | 1958 | 167 | 167 | 167 | 167 | 167 | 167 | 167 | 167 | 167 | 167
312 | STRYKER CREEK STG U2 |  | SCSES_UNIT2 | CHEROKEE | GAS | NORTH | 1965 | 502 | 502 | 502 | 502 | 502 | 502 | 502 | 502 | 502 | 502
313 | TRINIDAD STG U6 |  | TRSES_UNIT6 | HENDERSON | GAS | NORTH | 1965 | 226 | 226 | 226 | 226 | 226 | 226 | 226 | 226 | 226 | 226
314 | V H BRAUNIG STG U1 |  | BRAUNIG_VHB1 | BEXAR | GAS | SOUTH | 1966 | 220 | 220 | 220 | 220 | 220 | 220 | 220 | 220 | 220 | 220
315 | V H BRAUNIG STG U2 |  | BRAUNIG_VHB2 | BEXAR | GAS | SOUTH | 1968 | 230 | 230 | 230 | 230 | 230 | 230 | 230 | 230 | 230 | 230
316 | V H BRAUNIG STG U3 |  | BRAUNIG_VHB3 | BEXAR | GAS | SOUTH | 1970 | 412 | 412 | 412 | 412 | 412 | 412 | 412 | 412 | 412 | 412
317 | W A PARISH STG U1 |  | WAP_WAP_G1 | FT. BEND | GAS | HOUSTON | 1958 | 169 | 169 | 169 | 169 | 169 | 169 | 169 | 169 | 169 | 169
318 | W A PARISH STG U2 |  | WAP_WAP_G2 | FT. BEND | GAS | HOUSTON | 1958 | 169 | 169 | 169 | 169 | 169 | 169 | 169 | 169 | 169 | 169
319 | W A PARISH STG U3 |  | WAP_WAP_G3 | FT. BEND | GAS | HOUSTON | 1961 | 246 | 246 | 246 | 246 | 246 | 246 | 246 | 246 | 246 | 246
320 | W A PARISH STG U4 |  | WAP_WAP_G4 | FT. BEND | GAS | HOUSTON | 1968 | 536 | 536 | 536 | 536 | 536 | 536 | 536 | 536 | 536 | 536
321 | NOTREES BATTERY FACILITY | 12INR0076 | NWF_NBS | WINKLER | STORAGE | WEST | 2012 | 0 | 0 | 0 | 0 | 0 | 0 | 0 | 0 | 0 | 0
322 | ACACIA SOLAR | 13DGR0001 | ACACIA_UNIT_1 | PRESIDIO | SOLAR | WEST | 2012 | 10 | 10 | 10 | 10 | 10 | 10 | 10 | 10 | 10 | 10
323 | BARILLA SOLAR (FS, PECOS) | 12INR0059 | HOVEY_UNIT1 | PECOS | SOLAR | WEST | 2014 | 29.4 | 29.4 | 29.4 | 29.4 | 29.4 | 29.4 | 29.4 | 29.4 | 29.4 | 29.4
324 | OCI ALAMO 1 SOLAR | 13INR0058 | OCI_ALM1_UNIT1 | BEXAR | SOLAR | SOUTH | 2013 | 39.2 | 39.2 | 39.2 | 39.2 | 39.2 | 39.2 | 39.2 | 39.2 | 39.2 | 39.2
325 | OCI ALAMO 4 SOLAR (BRACKETVILLE) | 14INR0024 | ECLIPSE_UNIT1 | KINNEY | SOLAR | SOUTH | 2014 | 37.6 | 37.6 | 37.6 | 37.6 | 37.6 | 37.6 | 37.6 | 37.6 | 37.6 | 37.6
326 | WEBBERVILLE SOLAR | 10INR0082 | WEBBER_S_WSP1 | TRAVIS | SOLAR | SOUTH | 2011 | 26.7 | 26.7 | 26.7 | 26.7 | 26.7 | 26.7 | 26.7 | 26.7 | 26.7 | 26.7
327 | BLUE WING 1 SOLAR |  | DG_BROOK_1UNIT | BEXAR | SOLAR | SOUTH | 2010 | 7.6 | 7.6 | 7.6 | 7.6 | 7.6 | 7.6 | 7.6 | 7.6 | 7.6 | 7.6
328 | BLUE WING 2 SOLAR |  | DG_ELEM_1UNIT | BEXAR | SOLAR | SOUTH | 2010 | 7.3 | 7.3 | 7.3 | 7.3 | 7.3 | 7.3 | 7.3 | 7.3 | 7.3 | 7.3
329 | OCI ALAMO 2-ST. HEDWIG SOLAR |  | DG_STHWG_UNIT1 | BEXAR | SOLAR | SOUTH | 2014 | 4.4 | 4.4 | 4.4 | 4.4 | 4.4 | 4.4 | 4.4 | 4.4 | 4.4 | 4.4
330 | OCI ALAMO 3-WALZEM SOLAR |  | DG_WALZM_UNIT1 | BEXAR | SOLAR | SOUTH | 2014 | 5.5 | 5.5 | 5.5 | 5.5 | 5.5 | 5.5 | 5.5 | 5.5 | 5.5 | 5.5
331 | SUNEDISON CPS3 SOMERSET 1 SOLAR |  | DG_SOME1_1UNIT | BEXAR | SOLAR | SOUTH | 2012 | 5.6 | 5.6 | 5.6 | 5.6 | 5.6 | 5.6 | 5.6 | 5.6 | 5.6 | 5.6
332 | SUNEDISON SOMERSET 2 SOLAR |  | DG_SOME2_1UNIT | BEXAR | SOLAR | SOUTH | 2012 | 5 | 5 | 5 | 5 | 5 | 5 | 5 | 5 | 5 | 5
333 | SUNEDISON RABEL ROAD SOLAR |  | DG_VALL1_1UNIT | BEXAR | SOLAR | SOUTH | 2012 | 9.9 | 9.9 | 9.9 | 9.9 | 9.9 | 9.9 | 9.9 | 9.9 | 9.9 | 9.9
334 | SUNEDISON VALLEY ROAD SOLAR |  | DG_VALL2_1UNIT | BEXAR | SOLAR | SOUTH | 2012 | 9.9 | 9.9 | 9.9 | 9.9 | 9.9 | 9.9 | 9.9 | 9.9 | 9.9 | 9.9
335 | NACOGDOCHES POWER | 09INR0007 | NACPW_UNIT1 | NACOGDOCHES | BIOMASS | NORTH | 2012 | 105 | 105 | 105 | 105 | 105 | 105 | 105 | 105 | 105 | 105
336 | LUFKIN BIOMASS | 08INR0033 | LFBIO_UNIT1 | ANGELINA | BIOMASS | NORTH | 2012 | 45 | 45 | 45 | 45 | 45 | 45 | 45 | 45 | 45 | 45
337 | BIOENERGY AUSTIN WALZEM RD LFG |  | DG_WALZE_4UNITS | BEXAR | BIOMASS | SOUTH | 2002 | 9.8 | 9.8 | 9.8 | 9.8 | 9.8 | 9.8 | 9.8 | 9.8 | 9.8 | 9.8
338 | BIOENERGY TEXAS COVEL GARDENS LFG |  | DG_MEDIN_1UNIT | BEXAR | BIOMASS | SOUTH | 2005 | 9.6 | 9.6 | 9.6 | 9.6 | 9.6 | 9.6 | 9.6 | 9.6 | 9.6 | 9.6
339 | FORT WORTH METHANE |  | DG_RDLML_1UNIT | TARRANT | BIOMASS | NORTH | 2011 | 1.6 | 1.6 | 1.6 | 1.6 | 1.6 | 1.6 | 1.6 | 1.6 | 1.6 | 1.6
340 | MCKINNEY LFG |  | DG_MKNSW_2UNITS | COLLIN | BIOMASS | NORTH | 2011 | 3.2 | 3.2 | 3.2 | 3.2 | 3.2 | 3.2 | 3.2 | 3.2 | 3.2 | 3.2
341 | NELSON GARDENS LANDFILL |  | DG_78252_4UNITS | BEXAR | BIOMASS | SOUTH | 2013 | 4.2 | 4.2 | 4.2 | 4.2 | 4.2 | 4.2 | 4.2 | 4.2 | 4.2 | 4.2
342 | SKYLINE LANDFILL GAS |  | DG_FERIS_4 UNITS | DALLAS | BIOMASS | NORTH | 2007 | 6.4 | 6.4 | 6.4 | 6.4 | 6.4 | 6.4 | 6.4 | 6.4 | 6.4 | 6.4
343 | TRINITY OAKS LFG |  | DG_KLBRG_1UNIT | DALLAS | BIOMASS | NORTH | 2011 | 3.2 | 3.2 | 3.2 | 3.2 | 3.2 | 3.2 | 3.2 | 3.2 | 3.2 | 3.2
344 | VIRIDIS ENERGY-ALVIN |  | DG_AV_DG1 | GALVESTON | BIOMASS | HOUSTON | 2002 | 6.7 | 6.7 | 6.7 | 6.7 | 6.7 | 6.7 | 6.7 | 6.7 | 6.7 | 6.7
345 | VIRIDIS ENERGY-HUMBLE |  | DG_HB_DG1 | HARRIS | BIOMASS | HOUSTON | 2002 | 10 | 10 | 10 | 10 | 10 | 10 | 10 | 10 | 10 | 10
346 | VIRIDIS ENERGY-LIBERTY |  | DG_LB_DG1 | HARRIS | BIOMASS | HOUSTON | 2002 | 3.9 | 3.9 | 3.9 | 3.9 | 3.9 | 3.9 | 3.9 | 3.9 | 3.9 | 3.9
347 | VIRIDIS ENERGY-TRINITY BAY |  | DG_TRN_DG1 | CHAMBERS | BIOMASS | HOUSTON | 2002 | 3.9 | 3.9 | 3.9 | 3.9 | 3.9 | 3.9 | 3.9 | 3.9 | 3.9 | 3.9
348 | WM RENEWABLE-AUSTIN LFG |  | DG_SPRIN_4UNITS | TRAVIS | BIOMASS | SOUTH | 2007 | 6.4 | 6.4 | 6.4 | 6.4 | 6.4 | 6.4 | 6.4 | 6.4 | 6.4 | 6.4
349 | WM RENEWABLE-DFW GAS RECOVERY LFG |  | DG_BIO2_4UNITS | DENTON | BIOMASS | NORTH | 2009 | 6.4 | 6.4 | 6.4 | 6.4 | 6.4 | 6.4 | 6.4 | 6.4 | 6.4 | 6.4
350 | WM RENEWABLE-BIOENERGY PARTNERS LFG |  | DG_BIOE_2UNITS | DENTON | BIOMASS | NORTH | 1988 | 6.2 | 6.2 | 6.2 | 6.2 | 6.2 | 6.2 | 6.2 | 6.2 | 6.2 | 6.2
351 | WM RENEWABLE-MESQUITE CREEK LFG |  | DG_FREIH_2UNITS | COMAL | BIOMASS | SOUTH | 2011 | 3.2 | 3.2 | 3.2 | 3.2 | 3.2 | 3.2 | 3.2 | 3.2 | 3.2 | 3.2
352 | WM RENEWABLE-WESTSIDE LFG |  | DG_WSTHL_3UNITS | PARKER | BIOMASS | NORTH | 2010 | 4.8 | 4.8 | 4.8 | 4.8 | 4.8 | 4.8 | 4.8 | 4.8 | 4.8 | 4.8
353 | Operational Capacity Total (Coal, Gas, Nuclear, Biomass, Solar) | [6 empty] | 64333.3 | 64333.3 | 64333.3 | 63493.3 | 63493.3 | 63493.3 | 63493.3 | 63493.3 | 63493.3 | 63493.3
354
355 | Operational Resources (Hydro)
356 | AMISTAD HYDRO 1 |  | AMISTAD_AMISTAG1 | VAL VERDE | HYDRO | WEST | 1983 | 37.9 | 37.9 | 37.9 | 37.9 | 37.9 | 37.9 | 37.9 | 37.9 | 37.9 | 37.9
357 | AMISTAD HYDRO 2 |  | AMISTAD_AMISTAG2 | VAL VERDE | HYDRO | WEST | 1983 | 37.9 | 37.9 | 37.9 | 37.9 | 37.9 | 37.9 | 37.9 | 37.9 | 37.9 | 37.9
358 | AUSTIN HYDRO 1 |  | AUSTPL_AUSTING1 | TRAVIS | HYDRO | SOUTH | 1940 | 8 | 8 | 8 | 8 | 8 | 8 | 8 | 8 | 8 | 8
359 | AUSTIN HYDRO 2 |  | AUSTPL_AUSTING2 | TRAVIS | HYDRO | SOUTH | 1940 | 9 | 9 | 9 | 9 | 9 | 9 | 9 | 9 | 9 | 9
360 | BUCHANAN HYDRO 1 |  | BUCHAN_BUCHANG1 | LLANO | HYDRO | SOUTH | 1938 | 16 | 16 | 16 | 16 | 16 | 16 | 16 | 16 | 16 | 16
361 | BUCHANAN HYDRO 2 |  | BUCHAN_BUCHANG2 | LLANO | HYDRO | SOUTH | 1938 | 16 | 16 | 16 | 16 | 16 | 16 | 16 | 16 | 16 | 16
362 | BUCHANAN HYDRO 3 |  | BUCHAN_BUCHANG3 | LLANO | HYDRO | SOUTH | 1950 | 17 | 17 | 17 | 17 | 17 | 17 | 17 | 17 | 17 | 17
363 | DENISON DAM 1 |  | DNDAM_DENISOG1 | GRAYSON | HYDRO | NORTH | 1944 | 40 | 40 | 40 | 40 | 40 | 40 | 40 | 40 | 40 | 40
364 | DENISON DAM 2 |  | DNDAM_DENISOG2 | GRAYSON | HYDRO | NORTH | 1948 | 40 | 40 | 40 | 40 | 40 | 40 | 40 | 40 | 40 | 40
365 | FALCON HYDRO 1 |  | FALCON_FALCONG1 | STARR | HYDRO | SOUTH | 1954 | 12 | 12 | 12 | 12 | 12 | 12 | 12 | 12 | 12 | 12
366 | FALCON HYDRO 2 |  | FALCON_FALCONG2 | STARR | HYDRO | SOUTH | 1954 | 12 | 12 | 12 | 12 | 12 | 12 | 12 | 12 | 12 | 12
367 | FALCON HYDRO 3 |  | FALCON_FALCONG3 | STARR | HYDRO | SOUTH | 1954 | 12 | 12 | 12 | 12 | 12 | 12 | 12 | 12 | 12 | 12
368 | GRANITE SHOALS HYDRO 1 |  | WIRTZ_WIRTZ_G1 | BURNET | HYDRO | SOUTH | 1951 | 29 | 29 | 29 | 29 | 29 | 29 | 29 | 29 | 29 | 29
369 | GRANITE SHOALS HYDRO 2 |  | WIRTZ_WIRTZ_G2 | BURNET | HYDRO | SOUTH | 1951 | 29 | 29 | 29 | 29 | 29 | 29 | 29 | 29 | 29 | 29
370 | INKS HYDRO 1 |  | INKSDA_INKS_G1 | LLANO | HYDRO | SOUTH | 1938 | 14 | 14 | 14 | 14 | 14 | 14 | 14 | 14 | 14 | 14
371 | MARBLE FALLS HYDRO 1 |  | MARBFA_MARBFAG1 | BURNET | HYDRO | SOUTH | 1951 | 21 | 21 | 21 | 21 | 21 | 21 | 21 | 21 | 21 | 21
372 | MARBLE FALLS HYDRO 2 |  | MARBFA_MARBFAG2 | BURNET | HYDRO | SOUTH | 1951 | 20 | 20 | 20 | 20 | 20 | 20 | 20 | 20 | 20 | 20
373 | MARSHALL FORD HYDRO 1 |  | MARSFO_MARSFOG1 | TRAVIS | HYDRO | SOUTH | 1941 | 36 | 36 | 36 | 36 | 36 | 36 | 36 | 36 | 36 | 36
374 | MARSHALL FORD HYDRO 2 |  | MARSFO_MARSFOG2 | TRAVIS | HYDRO | SOUTH | 1941 | 36 | 36 | 36 | 36 | 36 | 36 | 36 | 36 | 36 | 36
375 | MARSHALL FORD HYDRO 3 |  | MARSFO_MARSFOG3 | TRAVIS | HYDRO | SOUTH | 1941 | 29 | 29 | 29 | 29 | 29 | 29 | 29 | 29 | 29 | 29
376 | WHITNEY DAM HYDRO |  | WND_WHITNEY1 | BOSQUE | HYDRO | NORTH | 1953 | 20 | 20 | 20 | 20 | 20 | 20 | 20 | 20 | 20 | 20
377 | WHITNEY DAM HYDRO 2 |  | WND_WHITNEY2 | BOSQUE | HYDRO | NORTH | 1953 | 15 | 15 | 15 | 15 | 15 | 15 | 15 | 15 | 15 | 15
378 | ARLINGTON OUTLET HYDROELECTRIC FACILITY |  | DG_OAKHL_1UNIT | TARRANT | HYDRO | NORTH | 2014 | 1.4 | 1.4 | 1.4 | 1.4 | 1.4 | 1.4 | 1.4 | 1.4 | 1.4 | 1.4
379 | EAGLE PASS HYDRO |  | DG_EAGLE_HY_EAGLE_HY1 | MAVERICK | HYDRO | SOUTH | 2005 | 9.6 | 9.6 | 9.6 | 9.6 | 9.6 | 9.6 | 9.6 | 9.6 | 9.6 | 9.6
380 | GUADALUPE BLANCO RIVER AUTH-CANYON |  | DG_CANYHY_CANYHYG1 | COMAL | HYDRO | SOUTH | 1989 | 6 | 6 | 6 | 6 | 6 | 6 | 6 | 6 | 6 | 6
381 | GUADALUPE BLANCO RIVER AUTH-LAKEWOOD TAP |  | DG_LKWDT_2UNITS | GONZALES | HYDRO | SOUTH | 1931 | 4.8 | 4.8 | 4.8 | 4.8 | 4.8 | 4.8 | 4.8 | 4.8 | 4.8 | 4.8
382 | GUADALUPE BLANCO RIVER AUTH-MCQUEENEY |  | DG_MCQUE_5UNITS | GUADALUPE | HYDRO | SOUTH | 1928 | 7.7 | 7.7 | 7.7 | 7.7 | 7.7 | 7.7 | 7.7 | 7.7 | 7.7 | 7.7
383 | GUADALUPE BLANCO RIVER AUTH-SCHUMANSVILLE |  | DG_SCHUM_2UNITS | GUADALUPE | HYDRO | SOUTH | 1928 | 3.6 | 3.6 | 3.6 | 3.6 | 3.6 | 3.6 | 3.6 | 3.6 | 3.6 | 3.6
384 | CITY OF GARLAND LEWISVILLE HYDRO |  | DG_LWSVL_1UNIT | DENTON | HYDRO | NORTH | 1991 | 2.2 | 2.2 | 2.2 | 2.2 | 2.2 | 2.2 | 2.2 | 2.2 | 2.2 | 2.2
385 | Operational Capacity Total (Hydro) | [6 empty] | 542.1 | 542.1 | 542.1 | 542.1 | 542.1 | 542.1 | 542.1 | 542.1 | 542.1 | 542.1
386 | Hydro Capacity Contribution (Top 20 Hours) |  | HYDRO_CAP_CONT |  |  |  |  | 433.4 | 433.4 | 433.4 | 433.4 | 433.4 | 433.4 | 433.4 | 433.4 | 433.4 | 433.4
387
388 | Operational Capacity Unavailable due to Extended Outage |  | OPERATION_UNAVAIL |  | GAS |  |  | 0 | 0 | 0 | 0 | 0 | 0 | 0 | 0 | 0 | 0
389 | Operational Capacity Total (Including Hydro) | [6 empty] | 64766.7 | 64766.7 | 64766.7 | 63926.7 | 63926.7 | 63926.7 | 63926.7 | 63926.7 | 63926.7 | 63926.7
390
391 | Switchable Resources
392 | KIAMICHI ENERGY FACILITY 1CT101 | 03INR0012 | KMCHI_1CT101 | FANNIN | GAS | NORTH | 2003 | 153 | 153 | 153 | 153 | 153 | 153 | 153 | 153 | 153 | 153
393 | KIAMICHI ENERGY FACILITY 1CT201 | 03INR0012 | KMCHI_1CT201 | FANNIN | GAS | NORTH | 2003 | 155 | 155 | 155 | 155 | 155 | 155 | 155 | 155 | 155 | 155
394 | KIAMICHI ENERGY FACILITY 1ST | 03INR0012 | KMCHI_1ST | FANNIN | GAS | NORTH | 2003 | 315 | 315 | 315 | 315 | 315 | 315 | 315 | 315 | 315 | 315
395 | KIAMICHI ENERGY FACILITY 2CT101 | 03INR0012 | KMCHI_2CT101 | FANNIN | GAS | NORTH | 2003 | 153 | 153 | 153 | 153 | 153 | 153 | 153 | 153 | 153 | 153
396 | KIAMICHI ENERGY FACILITY 2CT201 | 03INR0012 | KMCHI_2CT201 | FANNIN | GAS | NORTH | 2003 | 155 | 155 | 155 | 155 | 155 | 155 | 155 | 155 | 155 | 155
397 | KIAMICHI ENERGY FACILITY 2ST | 03INR0012 | KMCHI_2ST | FANNIN | GAS | NORTH | 2003 | 315 | 315 | 315 | 315 | 315 | 315 | 315 | 315 | 315 | 315
398 | TENASKA-FRONTIER CTG 1 | 00PSR4 | FTR_FTR_G1 | GRIMES | GAS | NORTH | 2000 | 160 | 160 | 160 | 160 | 160 | 160 | 160 | 160 | 160 | 160
399 | TENASKA-FRONTIER CTG 2 | 00PSR4 | FTR_FTR_G2 | GRIMES | GAS | NORTH | 2000 | 160 | 160 | 160 | 160 | 160 | 160 | 160 | 160 | 160 | 160
400 | TENASKA-FRONTIER CTG 3 | 00PSR4 | FTR_FTR_G3 | GRIMES | GAS | NORTH | 2000 | 160 | 160 | 160 | 160 | 160 | 160 | 160 | 160 | 160 | 160
401 | TENASKA-FRONTIER STG 4 | 00PSR4 | FTR_FTR_G4 | GRIMES | GAS | NORTH | 2000 | 400 | 400 | 400 | 400 | 400 | 400 | 400 | 400 | 400 | 400
402 | TENASKA-GATEWAY CTG 1 | 01INR0019 | TGCCS_CT1 | RUSK | GAS | NORTH | 2001 | 156 | 156 | 156 | 156 | 156 | 156 | 156 | 156 | 156 | 156
403 | TENASKA-GATEWAY CTG 2 | 01INR0019 | TGCCS_CT2 | RUSK | GAS | NORTH | 2001 | 135 | 135 | 135 | 135 | 135 | 135 | 135 | 135 | 135 | 135
404 | TENASKA-GATEWAY CTG 3 | 01INR0019 | TGCCS_CT3 | RUSK | GAS | NORTH | 2001 | 153 | 153 | 153 | 153 | 153 | 153 | 153 | 153 | 153 | 153
405 | TENASKA-GATEWAY STG 4 | 01INR0019 | TGCCS_UNIT4 | RUSK | GAS | NORTH | 2001 | 402 | 402 | 402 | 402 | 402 | 402 | 402 | 402 | 402 | 402
406 | FRONTERA GENERATION CTG 1 |  | FRONTERA_FRONTEG1 | HIDALGO | GAS | SOUTH | 1999 | 170 | 170 | 170 | 170 | 170 | 170 | 170 | 170 | 170 | 170
407 | FRONTERA GENERATION CTG 2 |  | FRONTERA_FRONTEG2 | HIDALGO | GAS | SOUTH | 1999 | 170 | 170 | 170 | 170 | 170 | 170 | 170 | 170 | 170 | 170
408 | FRONTERA GENERATION STG |  | FRONTERA_FRONTEG3 | HIDALGO | GAS | SOUTH | 2000 | 184 | 184 | 184 | 184 | 184 | 184 | 184 | 184 | 184 | 184
409 | Switchable Capacity Total | [6 empty] | 3496 | 3496 | 3496 | 3496 | 3496 | 3496 | 3496 | 3496 | 3496 | 3496
410
411 | Switchable Capacity Unavailable to ERCOT |  | SWITCH_UNAVAIL |  | GAS |  |  | -824 | -824 | -824 | -824 | -824 | -524 | -524 | -524 | -524 | -524
412
413 | Available Mothball Capacity based on Owner's Return Probability |  | MOTH_AVAIL |  | COAL |  |  | 1875 | 1875 | 1875 | 1875 | 1875 | 1875 | 1875 | 1875 | 1875 | 1875
414
415 | Private-Use Network Capacity Contribution (Top 20 Hours) |  | PUN_CAP_CONT |  | GAS |  |  | 4344 | 4344 | 4344 | 4344 | 4344 | 4344 | 4344 | 4344 | 4344 | 4344
416
417 | Wind Resources
418 | ANACACHO WIND | 12INR0072 | ANACACHO_ANA | KINNEY | WIND | SOUTH | 2012 | 99.8 | 99.8 | 99.8 | 99.8 | 99.8 | 99.8 | 99.8 | 99.8 | 99.8 | 99.8
419 | BARTON CHAPEL WIND | 06INR0021 | BRTSW_BCW1 | JACK | WIND | NORTH | 2007 | 120 | 120 | 120 | 120 | 120 | 120 | 120 | 120 | 120 | 120
420 | BLUE SUMMIT WIND 5 | 12INR0075 | BLSUMMIT_BLSMT1_5 | WILBARGER | WIND | WEST | 2013 | 9 | 9 | 9 | 9 | 9 | 9 | 9 | 9 | 9 | 9
421 | BLUE SUMMIT WIND 6 | 12INR0075 | BLSUMMIT_BLSMT1_6 | WILBARGER | WIND | WEST | 2013 | 126.4 | 126.4 | 126.4 | 126.4 | 126.4 | 126.4 | 126.4 | 126.4 | 126.4 | 126.4
422 | BOBCAT BLUFF WIND | 08INR0049 | BCATWIND_WIND_1 | ARCHER | WIND | WEST | 2012 | 150 | 150 | 150 | 150 | 150 | 150 | 150 | 150 | 150 | 150
423 | BUFFALO GAP WIND FARM 1 | 04INR0015 | BUFF_GAP_UNIT1 | TAYLOR | WIND | WEST | 2006 | 120.6 | 120.6 | 120.6 | 120.6 | 120.6 | 120.6 | 120.6 | 120.6 | 120.6 | 120.6
424 | BUFFALO GAP WIND FARM 2_1 | 06INR0037 | BUFF_GAP_UNIT2_1 | TAYLOR | WIND | WEST | 2007 | 115.5 | 115.5 | 115.5 | 115.5 | 115.5 | 115.5 | 115.5 | 115.5 | 115.5 | 115.5
425 | BUFFALO GAP WIND FARM 2_2 | 06INR0037 | BUFF_GAP_UNIT2_2 | TAYLOR | WIND | WEST | 2007 | 117 | 117 | 117 | 117 | 117 | 117 | 117 | 117 | 117 | 117
426 | BUFFALO GAP WIND FARM 3 | 07INR0030 | BUFF_GAP_UNIT3 | TAYLOR | WIND | WEST | 2008 | 170.2 | 170.2 | 170.2 | 170.2 | 170.2 | 170.2 | 170.2 | 170.2 | 170.2 | 170.2
427 | BULL CREEK WIND PLANT U1 | 07INR0037 | BULLCRK_WND1 | BORDEN | WIND | WEST | 2009 | 88 | 88 | 88 | 88 | 88 | 88 | 88 | 88 | 88 | 88
428 | BULL CREEK WIND PLANT U2 | 07INR0037 | BULLCRK_WND2 | BORDEN | WIND | WEST | 2009 | 90 | 90 | 90 | 90 | 90 | 90 | 90 | 90 | 90 | 90
429 | CALLAHAN WIND | 04INR0013 | CALLAHAN_WND1 | CALLAHAN | WIND | WEST | 2004 | 114 | 114 | 114 | 114 | 114 | 114 | 114 | 114 | 114 | 114
430 | CAMP SPRINGS WIND 1 | 06INR0038 | CSEC_CSECG1 | SCURRY | WIND | WEST | 2007 | 130.5 | 130.5 | 130.5 | 130.5 | 130.5 | 130.5 | 130.5 | 130.5 | 130.5 | 130.5
431 | CAMP SPRINGS WIND 2 | 07INR0040 | CSEC_CSECG2 | SCURRY | WIND | WEST | 2007 | 120 | 120 | 120 | 120 | 120 | 120 | 120 | 120 | 120 | 120
432 | CAPRICORN RIDGE WIND 1 | 07INR0018 | CAPRIDGE_CR1 | STERLING | WIND | WEST | 2007 | 214.5 | 214.5 | 214.5 | 214.5 | 214.5 | 214.5 | 214.5 | 214.5 | 214.5 | 214.5
433 | CAPRICORN RIDGE WIND 2 | 07INR0041 | CAPRIDGE_CR3 | STERLING | WIND | WEST | 2008 | 186 | 186 | 186 | 186 | 186 | 186 | 186 | 186 | 186 | 186
434 | CAPRICORN RIDGE WIND 3 | 07INR0041 | CAPRIDGE_CR2 | STERLING | WIND | WEST | 2007 | 149.5 | 149.5 | 149.5 | 149.5 | 149.5 | 149.5 | 149.5 | 149.5 | 149.5 | 149.5
435 | CAPRICORN RIDGE WIND 4 | 08INR0063 | CAPRIDG4_CR4 | COKE | WIND | WEST | 2008 | 112.5 | 112.5 | 112.5 | 112.5 | 112.5 | 112.5 | 112.5 | 112.5 | 112.5 | 112.5
436 | CEDRO HILL WIND 1 | 09INR0082 | CEDROHIL_CHW1 | WEBB | WIND | SOUTH | 2010 | 75 | 75 | 75 | 75 | 75 | 75 | 75 | 75 | 75 | 75
437 | CEDRO HILL WIND 2 | 09INR0082 | CEDROHIL_CHW2 | WEBB | WIND | SOUTH | 2010 | 75 | 75 | 75 | 75 | 75 | 75 | 75 | 75 | 75 | 75
438 | CHAMPION WIND FARM | 07INR0045d | CHAMPION_UNIT1 | NOLAN | WIND | WEST | 2008 | 126.5 | 126.5 | 126.5 | 126.5 | 126.5 | 126.5 | 126.5 | 126.5 | 126.5 | 126.5
439 | DESERT SKY WIND FARM 1 |  | INDNENR_INDNENR | PECOS | WIND | WEST | 2002 | 84 | 84 | 84 | 84 | 84 | 84 | 84 | 84 | 84 | 84
440 | DESERT SKY WIND FARM 2 |  | INDNENR_INDNENR_2 | PECOS | WIND | WEST | 2002 | 76.5 | 76.5 | 76.5 | 76.5 | 76.5 | 76.5 | 76.5 | 76.5 | 76.5 | 76.5
441 | ELBOW CREEK WIND | 08INR0053 | ELB_ELBCREEK | HOWARD | WIND | WEST | 2008 | 118.7 | 118.7 | 118.7 | 118.7 | 118.7 | 118.7 | 118.7 | 118.7 | 118.7 | 118.7
442 | FOREST CREEK WIND FARM | 05INR0019 | MCDLD_FCW1 | GLASSCOCK | WIND | WEST | 2007 | 124.2 | 124.2 | 124.2 | 124.2 | 124.2 | 124.2 | 124.2 | 124.2 | 124.2 | 124.2
443 | GOAT WIND | 07INR0028 | GOAT_GOATWIND | STERLING | WIND | WEST | 2008 | 80 | 80 | 80 | 80 | 80 | 80 | 80 | 80 | 80 | 80
444 | GOAT WIND 2 | 07INR0028b | GOAT_GOATWIN2 | STERLING | WIND | WEST | 2010 | 69.6 | 69.6 | 69.6 | 69.6 | 69.6 | 69.6 | 69.6 | 69.6 | 69.6 | 69.6
445 | GOLDTHWAITE WIND 1 | 11INR0013 | GWEC_GWEC_G1 | MILLS | WIND | NORTH | 2014 | 148.6 | 148.6 | 148.6 | 148.6 | 148.6 | 148.6 | 148.6 | 148.6 | 148.6 | 148.6
446 | GRANDVIEW 1 (CONWAY) GV1A | 13INR0005a | GRANDVW1_GV1A | CARSON | WIND | PANHANDLE | 2014 | 107.4 | 107.4 | 107.4 | 107.4 | 107.4 | 107.4 | 107.4 | 107.4 | 107.4 | 107.4
447 | GRANDVIEW 1 (CONWAY) GV1B | 13INR0005a | GRANDVW1_GV1B | CARSON | WIND | PANHANDLE | 2014 | 103.8 | 103.8 | 103.8 | 103.8 | 103.8 | 103.8 | 103.8 | 103.8 | 103.8 | 103.8
448 | GREEN MOUNTAIN WIND (BRAZOS) U1 | 03INR0020 | BRAZ_WND_WND1 | SCURRY | WIND | WEST | 2003 | 99 | 99 | 99 | 99 | 99 | 99 | 99 | 99 | 99 | 99
449 | GREEN MOUNTAIN WIND (BRAZOS) U2 | 03INR0020 | BRAZ_WND_WND2 | SCURRY | WIND | WEST | 2003 | 61 | 61 | 61 | 61 | 61 | 61 | 61 | 61 | 61 | 61
450 | HACKBERRY WIND FARM | 04INR0011e | HWF_HWFG1 | SHACKELFORD | WIND | WEST | 2008 | 163.5 | 163.5 | 163.5 | 163.5 | 163.5 | 163.5 | 163.5 | 163.5 | 163.5 | 163.5
451 | HORSE HOLLOW WIND 1 | 05INR0018b | H_HOLLOW_WND1 | TAYLOR | WIND | WEST | 2005 | 206.6 | 206.6 | 206.6 | 206.6 | 206.6 | 206.6 | 206.6 | 206.6 | 206.6 | 206.6
452 | HORSE HOLLOW WIND 2 | 05INR0018a | HHOLLOW2_WIND1 | TAYLOR | WIND | WEST | 2006 | 158 | 158 | 158 | 158 | 158 | 158 | 158 | 158 | 158 | 158
453 | HORSE HOLLOW WIND 3 | 06INR0040 | HHOLLOW3_WND_1 | TAYLOR | WIND | WEST | 2006 | 208 | 208 | 208 | 208 | 208 | 208 | 208 | 208 | 208 | 208
454 | HORSE HOLLOW WIND 4 | 06INR0040 | HHOLLOW4_WND1 | TAYLOR | WIND | WEST | 2006 | 108 | 108 | 108 | 108 | 108 | 108 | 108 | 108 | 108 | 108
455 | INADALE WIND | 07INR0045b | INDL_INADALE1 | NOLAN | WIND | WEST | 2008 | 196.6 | 196.6 | 196.6 | 196.6 | 196.6 | 196.6 | 196.6 | 196.6 | 196.6 | 196.6
456 | INDIAN MESA WIND FARM | 00INR0022 | INDNNWP_INDNNWP | PECOS | WIND | WEST | 2001 | 82.5 | 82.5 | 82.5 | 82.5 | 82.5 | 82.5 | 82.5 | 82.5 | 82.5 | 82.5
457 | JUMBO ROAD WIND 1 | 13INR0059b | HRFDWIND_JRDWIND1 | DEAF SMITH | WIND | PANHANDLE | 2015 | 146.2 | 146.2 | 146.2 | 146.2 | 146.2 | 146.2 | 146.2 | 146.2 | 146.2 | 146.2
458 | JUMBO ROAD WIND 2 | 13INR0059b | HRFDWIND_JRDWIND2 | DEAF SMITH | WIND | PANHANDLE | 2015 | 153.6 | 153.6 | 153.6 | 153.6 | 153.6 | 153.6 | 153.6 | 153.6 | 153.6 | 153.6
459 | KEECHI WIND 138 KV JOPLIN | 14INR0049_2 | KEECHI_U1 | JACK | WIND | NORTH | 2014 | 110 | 110 | 110 | 110 | 110 | 110 | 110 | 110 | 110 | 110
460 | KING MOUNTAIN NE | 00INR0025 | KING_NE_KINGNE | UPTON | WIND | WEST | 2001 | 79.3 | 79.3 | 79.3 | 79.3 | 79.3 | 79.3 | 79.3 | 79.3 | 79.3 | 79.3
461 | KING MOUNTAIN NW | 00INR0025 | KING_NW_KINGNW | UPTON | WIND | WEST | 2001 | 79.3 | 79.3 | 79.3 | 79.3 | 79.3 | 79.3 | 79.3 | 79.3 | 79.3 | 79.3
462 | KING MOUNTAIN SE | 00INR0025 | KING_SE_KINGSE | UPTON | WIND | WEST | 2001 | 40.3 | 40.3 | 40.3 | 40.3 | 40.3 | 40.3 | 40.3 | 40.3 | 40.3 | 40.3
463 | KING MOUNTAIN SW | 00INR0025 | KING_SW_KINGSW | UPTON | WIND | WEST | 2001 | 79.3 | 79.3 | 79.3 | 79.3 | 79.3 | 79.3 | 79.3 | 79.3 | 79.3 | 79.3
464 | LANGFORD WIND POWER | 10INR0026 | LGD_LANGFORD | TOM GREEN | WIND | WEST | 2009 | 155 | 155 | 155 | 155 | 155 | 155 | 155 | 155 | 155 | 155
465 | LONE STAR WIND 1 (MESQUITE) | 04INR0011d | LNCRK_G83 | SHACKELFORD | WIND | WEST | 2006 | 200 | 200 | 200 | 200 | 200 | 200 | 200 | 200 | 200 | 200
466 | LONE STAR WIND 2 (POST OAK) U1 | 04INR0011a | LNCRK2_G871 | SHACKELFORD | WIND | WEST | 2007 | 100 | 100 | 100 | 100 | 100 | 100 | 100 | 100 | 100 | 100
467 | LONE STAR WIND 2 (POST OAK) U2 | 04INR0011a | LNCRK2_G872 | SHACKELFORD | WIND | WEST | 2007 | 100 | 100 | 100 | 100 | 100 | 100 | 100 | 100 | 100 | 100
468 | LORAINE WINDPARK I | 09INR0047 | LONEWOLF_G1 | MITCHELL | WIND | WEST | 2009 | 49.5 | 49.5 | 49.5 | 49.5 | 49.5 | 49.5 | 49.5 | 49.5 | 49.5 | 49.5
469 | LORAINE WINDPARK II | 09INR0047 | LONEWOLF_G2 | MITCHELL | WIND | WEST | 2009 | 51 | 51 | 51 | 51 | 51 | 51 | 51 | 51 | 51 | 51
470 | LORAINE WINDPARK III | 09INR0047 | LONEWOLF_G3 | MITCHELL | WIND | WEST | 2011 | 25.5 | 25.5 | 25.5 | 25.5 | 25.5 | 25.5 | 25.5 | 25.5 | 25.5 | 25.5
471 | LORAINE WINDPARK IV | 09INR0047 | LONEWOLF_G4 | MITCHELL | WIND | WEST | 2011 | 24 | 24 | 24 | 24 | 24 | 24 | 24 | 24 | 24 | 24
472 | MESQUITE CREEK WIND 1 | 09INR0051 | MESQCRK_WND1 | DAWSON | WIND | WEST | 2015 | 105.6 | 105.6 | 105.6 | 105.6 | 105.6 | 105.6 | 105.6 | 105.6 | 105.6 | 105.6
473 | MESQUITE CREEK WIND 2 | 09INR0051 | MESQCRK_WND2 | DAWSON | WIND | WEST | 2015 | 105.6 | 105.6 | 105.6 | 105.6 | 105.6 | 105.6 | 105.6 | 105.6 | 105.6 | 105.6
474 | MIAMI WIND G1 | 14INR0012a | MIAM1_G1 | GRAY | WIND | PANHANDLE | 2014 | 144.3 | 144.3 | 144.3 | 144.3 | 144.3 | 144.3 | 144.3 | 144.3 | 144.3 | 144.3
475 | MIAMI WIND G2 | 14INR0012a | MIAM1_G2 | GRAY | WIND | PANHANDLE | 2014 | 144.3 | 144.3 | 144.3 | 144.3 | 144.3 | 144.3 | 144.3 | 144.3 | 144.3 | 144.3
476 | MCADOO WIND FARM | 08INR0028 | MWEC_G1 | DICKENS | WIND | PANHANDLE | 2008 | 150 | 150 | 150 | 150 | 150 | 150 | 150 | 150 | 150 | 150
477 | NOTREES WIND FARM 1 | 07INR0005 | NWF_NWF1 | WINKLER | WIND | WEST | 2009 | 92.6 | 92.6 | 92.6 | 92.6 | 92.6 | 92.6 | 92.6 | 92.6 | 92.6 | 92.6
478 | NOTREES WIND FARM 2 | 07INR0005 | NWF_NWF2 | WINKLER | WIND | WEST | 2009 | 60 | 60 | 60 | 60 | 60 | 60 | 60 | 60 | 60 | 60
479 | OCOTILLO WIND FARM | 04INR0017 | OWF_OWF | HOWARD | WIND | WEST | 2008 | 58.8 | 58.8 | 58.8 | 58.8 | 58.8 | 58.8 | 58.8 | 58.8 | 58.8 | 58.8
480 | PANHANDLE WIND 1 U1 | 14INR0030a_2 | PH1_UNIT1 | CARSON | WIND | PANHANDLE | 2014 | 109.2 | 109.2 | 109.2 | 109.2 | 109.2 | 109.2 | 109.2 | 109.2 | 109.2 | 109.2
481 | PANHANDLE WIND 1 U2 | 14INR0030a_2 | PH1_UNIT2 | CARSON | WIND | PANHANDLE | 2014 | 109.2 | 109.2 | 109.2 | 109.2 | 109.2 | 109.2 | 109.2 | 109.2 | 109.2 | 109.2
482 | PANHANDLE WIND 2 U1 | 14INR0030b | PH2_UNIT1 | CARSON | WIND | PANHANDLE | 2014 | 94.2 | 94.2 | 94.2 | 94.2 | 94.2 | 94.2 | 94.2 | 94.2 | 94.2 | 94.2
483 | PANHANDLE WIND 2 U2 | 14INR0030b | PH2_UNIT2 | CARSON | WIND | PANHANDLE | 2014 | 96.6 | 96.6 | 96.6 | 96.6 | 96.6 | 96.6 | 96.6 | 96.6 | 96.6 | 96.6
484 | PANTHER CREEK 1 | 07INR0022 | PC_NORTH_PANTHER1 | HOWARD | WIND | WEST | 2008 | 142.5 | 142.5 | 142.5 | 142.5 | 142.5 | 142.5 | 142.5 | 142.5 | 142.5 | 142.5
485 | PANTHER CREEK 2 | 08INR0037 | PC_SOUTH_PANTHER2 | HOWARD | WIND | WEST | 2008 | 115.5 | 115.5 | 115.5 | 115.5 | 115.5 | 115.5 | 115.5 | 115.5 | 115.5 | 115.5
486 | PANTHER CREEK 3 | 11INR0015 | PC_SOUTH_PANTHER3 | HOWARD | WIND | WEST | 2009 | 199.5 | 199.5 | 199.5 | 199.5 | 199.5 | 199.5 | 199.5 | 199.5 | 199.5 | 199.5
487 | PECOS WIND (WOODWARD 1) | 01INR0035 | WOODWRD1_WOODWRD1 | PECOS | WIND | WEST | 2001 | 82.5 | 82.5 | 82.5 | 82.5 | 82.5 | 82.5 | 82.5 | 82.5 | 82.5 | 82.5
488 | PECOS WIND (WOODWARD 2) | 01INR0035 | WOODWRD2_WOODWRD2 | PECOS | WIND | WEST | 2001 | 77.2 | 77.2 | 77.2 | 77.2 | 77.2 | 77.2 | 77.2 | 77.2 | 77.2 | 77.2
489 | PYRON WIND FARM | 07INR0045a | PYR_PYRON1 | SCURRY | WIND | WEST | 2008 | 249 | 249 | 249 | 249 | 249 | 249 | 249 | 249 | 249 | 249
490 | RED CANYON WIND | 05INR0017 | RDCANYON_RDCNY1 | BORDEN | WIND | WEST | 2006 | 84 | 84 | 84 | 84 | 84 | 84 | 84 | 84 | 84 | 84
491 | ROSCOE WIND FARM | 07INR0045e | TKWSW1_ROSCOE | NOLAN | WIND | WEST | 2008 | 209 | 209 | 209 | 209 | 209 | 209 | 209 | 209 | 209 | 209
492 | SAND BLUFF WIND FARM | 05INR0019 | MCDLD_SBW1 | GLASSCOCK | WIND | WEST | 2008 | 90 | 90 | 90 | 90 | 90 | 90 | 90 | 90 | 90 | 90
493 | SENATE WIND | 08INR0011 | SENATEWD_UNIT1 | JACK | WIND | NORTH | 2012 | 150 | 150 | 150 | 150 | 150 | 150 | 150 | 150 | 150 | 150
494 | SHERBINO I WIND | 06INR0012a | KEO_KEO_SM1 | PECOS | WIND | WEST | 2008 | 150 | 150 | 150 | 150 | 150 | 150 | 150 | 150 | 150 | 150
495 | SHERBINO 2 WIND | 06INR0012b | KEO_SHRBINO2 | PECOS | WIND | WEST | 2011 | 147.5 | 147.5 | 147.5 | 147.5 | 147.5 | 147.5 | 147.5 | 147.5 | 147.5 | 147.5
496 | SILVER STAR WIND | 03INR0034 | FLTCK_SSI | EASTLAND | WIND | NORTH | 2008 | 60 | 60 | 60 | 60 | 60 | 60 | 60 | 60 | 60 | 60
497 | SNYDER WIND FARM | 04INR0020 | ENAS_ENA1 | SCURRY | WIND | WEST | 2007 | 63 | 63 | 63 | 63 | 63 | 63 | 63 | 63 | 63 | 63
498 | SOUTH TRENT WIND FARM | 07INR0029 | STWF_T1 | NOLAN | WIND | WEST | 2008 | 98.2 | 98.2 | 98.2 | 98.2 | 98.2 | 98.2 | 98.2 | 98.2 | 98.2 | 98.2
499 | SPINNING SPUR WIND TWO | 13INR0048 | SSPURTWO_WIND_1 | OLDHAM | WIND | PANHANDLE | 2014 | 161 | 161 | 161 | 161 | 161 | 161 | 161 | 161 | 161 | 161
500 | STANTON WIND ENERGY | 07INR0010 | SWEC_G1 | MARTIN | WIND | WEST | 2008 | 120 | 120 | 120 | 120 | 120 | 120 | 120 | 120 | 120 | 120
501 | STEPHENS RANCH WIND 1 | 12INR0034a | SRWE1_UNIT1 | BORDEN | WIND | WEST | 2014 | 211.2 | 211.2 | 211.2 | 211.2 | 211.2 | 211.2 | 211.2 | 211.2 | 211.2 | 211.2
502 | SWEETWATER WIND 1 | 01INR0036 | SWEETWND_WND1 | NOLAN | WIND | WEST | 2003 | 36.6 | 36.6 | 36.6 | 36.6 | 36.6 | 36.6 | 36.6 | 36.6 | 36.6 | 36.6
503 | SWEETWATER WIND 2A | 01INR0036 | SWEETWN2_WND24 | NOLAN | WIND | WEST | 2006 | 15.9 | 15.9 | 15.9 | 15.9 | 15.9 | 15.9 | 15.9 | 15.9 | 15.9 | 15.9
504 | SWEETWATER WIND 2B | 01INR0036 | SWEETWN2_WND2 | NOLAN | WIND | WEST | 2004 | 97.5 | 97.5 | 97.5 | 97.5 | 97.5 | 97.5 | 97.5 | 97.5 | 97.5 | 97.5
505 | SWEETWATER WIND 3A | 01INR0036 | SWEETWN3_WND3A | NOLAN | WIND | WEST | 2011 | 28.5 | 28.5 | 28.5 | 28.5 | 28.5 | 28.5 | 28.5 | 28.5 | 28.5 | 28.5
506 | SWEETWATER WIND 3B | 01INR0036 | SWEETWN3_WND3B | NOLAN | WIND | WEST | 2011 | 100.5 | 100.5 | 100.5 | 100.5 | 100.5 | 100.5 | 100.5 | 100.5 | 100.5 | 100.5
507 | SWEETWATER WIND 4-5 | 07INR0023 | SWEETWN4_WND5 | NOLAN | WIND | WEST | 2007 | 79.2 | 79.2 | 79.2 | 79.2 | 79.2 | 79.2 | 79.2 | 79.2 | 79.2 | 79.2
508 | SWEETWATER WIND 4-4B | 07INR0023 | SWEETWN4_WND4B | NOLAN | WIND | WEST | 2007 | 103.7 | 103.7 | 103.7 | 103.7 | 103.7 | 103.7 | 103.7 | 103.7 | 103.7 | 103.7
509 | SWEETWATER WIND 4-4A | 07INR0023 | SWEETWN4_WND4A | NOLAN | WIND | WEST | 2007 | 117.8 | 117.8 | 117.8 | 117.8 | 117.8 | 117.8 | 117.8 | 117.8 | 117.8 | 117.8
510 | TEXAS BIG SPRING WIND a |  | SGMTN_SIGNALMT | HOWARD | WIND | WEST | 1999 | 27.7 | 27.7 | 27.7 | 27.7 | 27.7 | 27.7 | 27.7 | 27.7 | 27.7 | 27.7
511 | TEXAS BIG SPRING WIND b |  | SGMTN_SIGNALM2 | HOWARD | WIND | WEST | 1999 | 6.6 | 6.6 | 6.6 | 6.6 | 6.6 | 6.6 | 6.6 | 6.6 | 6.6 | 6.6
512 | TRENT WIND FARM | 01INR0038 | TRENT_TRENT | NOLAN | WIND | WEST | 2001 | 150 | 150 | 150 | 150 | 150 | 150 | 150 | 150 | 150 | 150
513 | TRINITY HILLS WIND 1 | 08INR0062 | TRINITY_TH1_BUS1 | YOUNG | WIND | WEST | 2012 | 117.5 | 117.5 | 117.5 | 117.5 | 117.5 | 117.5 | 117.5 | 117.5 | 117.5 | 117.5
514 | TRINITY HILLS WIND 2 | 08INR0062 | TRINITY_TH1_BUS2 | YOUNG | WIND | WEST | 2012 | 107.5 | 107.5 | 107.5 | 107.5 | 107.5 | 107.5 | 107.5 | 107.5 | 107.5 | 107.5
515 | TURKEY TRACK WIND ENERGY CENTER | 07INR0011 | TTWEC_G1 | NOLAN | WIND | WEST | 2008 | 169.5 | 169.5 | 169.5 | 169.5 | 169.5 | 169.5 | 169.5 | 169.5 | 169.5 | 169.5
516 | WEST TEXAS WIND ENERGY |  | SW_MESA_SW_MESA | UPTON | WIND | WEST | 1999 | 80.3 | 80.3 | 80.3 | 80.3 | 80.3 | 80.3 | 80.3 | 80.3 | 80.3 | 80.3
517 | WHIRLWIND ENERGY | 07INR0003 | WEC_WECG1 | FLOYD | WIND | PANHANDLE | 2007 | 57 | 57 | 57 | 57 | 57 | 57 | 57 | 57 | 57 | 57
518 | WHITETAIL WIND ENERGY | 11INR0091 | EXGNWTL_WIND_1 | WEBB | WIND | SOUTH | 2012 | 91 | 91 | 91 | 91 | 91 | 91 | 91 | 91 | 91 | 91
519 | WINDTHORST 2 | 13INR0057 | WNDTHST2_UNIT1 | ARCHER | WIND | WEST | 2014 | 67.6 | 67.6 | 67.6 | 67.6 | 67.6 | 67.6 | 67.6 | 67.6 | 67.6 | 67.6
520 | WKN MOZART WIND | 09INR0061 | MOZART_WIND_1 | KENT | WIND | WEST | 2012 | 30 | 30 | 30 | 30 | 30 | 30 | 30 | 30 | 30 | 30
521 | WOLF RIDGE WIND | 07INR0034 | WHTTAIL_WR1 | COOKE | WIND | NORTH | 2008 | 112.5 | 112.5 | 112.5 | 112.5 | 112.5 | 112.5 | 112.5 | 112.5 | 112.5 | 112.5
522 | TSTC WEST TEXAS WIND |  | DG_ROSC2_1UNIT | NOLAN | WIND | WEST | 2008 | 2 | 2 | 2 | 2 | 2 | 2 | 2 | 2 | 2 | 2
523 | WOLF FLATS WIND (WIND MGT) |  | DG_TURL_UNIT1 | HALL | WIND | PANHANDLE | 2007 | bar: 2016 to 2025
524 | Wind Capacity Sub-total (Non-Coastal Counties) | [6 empty] | 11379.4 | 11379.4 | 11379.4 | 11379.4 | 11379.4 | 11379.4 | 11379.4 | 11379.4 | 11379.4 | 11379.4
525
526 | GULF WIND I | 05INR0015a | TGW_T1 | KENEDY | WIND-C | COASTAL | 2010 | 141.6 | 141.6 | 141.6 | 141.6 | 141.6 | 141.6 | 141.6 | 141.6 | 141.6 | 141.6
527 | GULF WIND II | 05INR0015a | TGW_T2 | KENEDY | WIND-C | COASTAL | 2010 | 141.6 | 141.6 | 141.6 | 141.6 | 141.6 | 141.6 | 141.6 | 141.6 | 141.6 | 141.6
528 | LOS VIENTOS WIND I | 11INR0033 | LV1_LV1A | WILLACY | WIND-C | COASTAL | 2013 | 200.1 | 200.1 | 200.1 | 200.1 | 200.1 | 200.1 | 200.1 | 200.1 | 200.1 | 200.1
529 | LOS VIENTOS WIND II | 11INR0033 | LV1_LV1B | WILLACY | WIND-C | COASTAL | 2013 | 201.6 | 201.6 | 201.6 | 201.6 | 201.6 | 201.6 | 201.6 | 201.6 | 201.6 | 201.6
530 | MAGIC VALLEY WIND (REDFISH) 1A | 10INR0060 | REDFISH_MV1A | WILLACY | WIND-C | COASTAL | 2012 | 99.8 | 99.8 | 99.8 | 99.8 | 99.8 | 99.8 | 99.8 | 99.8 | 99.8 | 99.8
531 | MAGIC VALLEY WIND (REDFISH) 1B | 10INR0060 | REDFISH_MV1B | WILLACY | WIND-C | COASTAL | 2012 | 103.5 | 103.5 | 103.5 | 103.5 | 103.5 | 103.5 | 103.5 | 103.5 | 103.5 | 103.5
532 | PAPALOTE CREEK WIND FARM | 08INR0012a | PAP1_PAP1 | SAN PATRICIO | WIND-C | COASTAL | 2009 | 179.9 | 179.9 | 179.9 | 179.9 | 179.9 | 179.9 | 179.9 | 179.9 | 179.9 | 179.9
533 | PAPALOTE CREEK WIND FARM II | 08INR0012b | COTTON_PAP2 | SAN PATRICIO | WIND-C | COASTAL | 2010 | 200.1 | 200.1 | 200.1 | 200.1 | 200.1 | 200.1 | 200.1 | 200.1 | 200.1 | 200.1
534 | PENASCAL WIND 1 | 06INR0022a | PENA_UNIT1 | KENEDY | WIND-C | COASTAL | 2009 | 160.8 | 160.8 | 160.8 | 160.8 | 160.8 | 160.8 | 160.8 | 160.8 | 160.8 | 160.8
535 | PENASCAL WIND 2 | 06INR0022b | PENA_UNIT2 | KENEDY | WIND-C | COASTAL | 2009 | 141.6 | 141.6 | 141.6 | 141.6 | 141.6 | 141.6 | 141.6 | 141.6 | 141.6 | 141.6
536 | PENASCAL WIND 3 | 06INR0022b | PENA3_UNIT3 | KENEDY | WIND-C | COASTAL | 2011 | 100.8 | 100.8 | 100.8 | 100.8 | 100.8 | 100.8 | 100.8 | 100.8 | 100.8 | 100.8
537 | HARBOR WIND |  | DG_NUECE_6UNITS | NUECES | WIND-C | COASTAL | 2012 | 9 | 9 | 9 | 9 | 9 | 9 | 9 | 9 | 9 | 9
538 | Wind Capacity Sub-total (Coastal Counties) | [6 empty] | 1680.4 | 1680.4 | 1680.4 | 1680.4 | 1680.4 | 1680.4 | 1680.4 | 1680.4 | 1680.4 | 1680.4
539 | Wind Capacity Total (All Counties) | [6 empty] | 13059.8 | 13059.8 | 13059.8 | 13059.8 | 13059.8 | 13059.8 | 13059.8 | 13059.8 | 13059.8 | 13059.8
540
541 | Reliability Must-Run (RMR) Capacity |  | RMR_CAP_CONT |  | GAS |  |  | 0 | 0 | 0 | 0 | 0 | 0 | 0 | 0 | 0 | 0
542
543 | Non-Synchronous Tie Resources
544 | EAGLE PASS TIE |  | DC_S | MAVERICK |  | SOUTH |  | 30 | 30 | 30 | 30 | 30 | 30 | 30 | 30 | 30 | 30
545 | EAST TIE |  | DC_E | FANNIN |  | NORTH |  | 600 | 600 | 600 | 600 | 600 | 600 | 600 | 600 | 600 | 600
546 | LAREDO VFT TIE |  | DC_L | WEBB |  | SOUTH |  | 100 | 100 | 100 | 100 | 100 | 100 | 100 | 100 | 100 | 100
547 | NORTH TIE |  | DC_N | WILBARGER |  | WEST |  | 220 | 220 | 220 | 220 | 220 | 220 | 220 | 220 | 220 | 220
548 | SHARYLAND RAILROAD TIE |  | DC_R | HIDALGO |  | SOUTH |  | 150 | 150 | 150 | 150 | 150 | 150 | 150 | 150 | 150 | 150
549 | SHARYLAND RAILROAD TIE (FUTURE) |  | DC_R2 | HIDALGO |  | SOUTH |  | 150 | 150 | 150 | 150 | 150 | 150 | 150 | 150 | 150 | 150
550 | Non-Synchronous Ties Total | [6 empty] | 1250 | 1250 | 1250 | 1250 | 1250 | 1250 | 1250 | 1250 | 1250 | 1250
551 | Non-Synchronous Ties Capacity Contribution (Top 20 Hours) |  | DCTIE_CAP_CONT |  | OTHER |  |  | 516.7 | 516.7 | 516.7 | 516.7 | 516.7 | 516.7 | 516.7 | 516.7 | 516.7 | 516.7
552
553 | Planned Resources with Executed SGIA, Air Permit, GHG Permit and Water Rights
554 | TEXAS CLEAN ENERGY PROJECT | 13INR0023 |  | ECTOR | COAL | WEST | 2018 | 0 | 0 | 0 | 240 | 240 | 240 | 240 | 240 | 240 | 240
555 | PANDA TEMPLE II CTG1 | 10INR0020b | PANDA_T2_TMPL2CT1 | BELL | GAS | NORTH | 2015 | 191.2 | 191.2 | 191.2 | 191.2 | 191.2 | 191.2 | 191.2 | 191.2 | 191.2 | 191.2
556 | PANDA TEMPLE II CTG2 | 10INR0020b | PANDA_T2_TMPL2CT2 | BELL | GAS | NORTH | 2015 | 191.2 | 191.2 | 191.2 | 191.2 | 191.2 | 191.2 | 191.2 | 191.2 | 191.2 | 191.2
557 | PANDA TEMPLE II STG | 10INR0020b | PANDA_T2_TMPL2ST1 | BELL | GAS | NORTH | 2015 | 334.7 | 334.7 | 334.7 | 334.7 | 334.7 | 334.7 | 334.7 | 334.7 | 334.7 | 334.7
558 | FGE TEXAS I | 16INR0010 |  | MITCHELL | GAS | WEST | 2017 | 0 | 0 | 703 | 703 | 703 | 703 | 703 | 703 | 703 | 703
559 | ANTELOPE STATION IC & CTG | 13INR0028 |  | HALE | GAS | PANHANDLE | 2016 | 0 | 0 | 0 | 0 | 0 | 0 | 0 | 0 | 0 | 0
560 | ECTOR COUNTY ENERGY [ECEC_G1-2] | 14INR0039 |  | ECTOR | GAS | WEST | 2015 | 294 | 294 | 294 | 294 | 294 | 294 | 294 | 294 | 294 | 294
561 | LA PALOMA ENERGY CENTER | 16INR0004 |  | CAMERON | GAS | COASTAL | 2017 | 0 | 0 | 730 | 730 | 730 | 730 | 730 | 730 | 730 | 730
562 | PHR PEAKERS [BAC_CTG1-6] | 14INR0038 |  | GALVESTON | GAS | HOUSTON | 2016 | 388 | 388 | 388 | 388 | 388 | 388 | 388 | 388 | 388 | 388
563 | SKY GLOBAL POWER ONE | 16INR0057 |  | COLORADO | GAS | SOUTH | 2016 | 51 | 51 | 51 | 51 | 51 | 51 | 51 | 51 | 51 | 51
564 | INDECK WHARTON ENERGY CENTER | 15INR0023 |  | WHARTON | GAS | SOUTH | 2017 | 0 | 700 | 700 | 700 | 700 | 700 | 700 | 700 | 700 | 700
565 | PONDERA KING PROJECT | 10INR0022 |  | HARRIS | GAS | HOUSTON | 2017 | 0 | 0 | 881.7 | 881.7 | 881.7 | 881.7 | 881.7 | 881.7 | 881.7 | 881.7
566 | PINECREST ENERGY CENTER | 16INR0006 |  | ANGELINA | GAS | NORTH | 2017 | 0 | 0 | 785 | 785 | 785 | 785 | 785 | 785 | 785 | 785
567 | STEC RED GATE IC PLANT | 14INR0040 |  | HIDALGO | GAS | SOUTH | 2016 | 225 | 225 | 225 | 225 | 225 | 225 | 225 | 225 | 225 | 225
568 | OCI ALAMO 5 SOLAR (DOWNIE RANCH) [HELIOS_UNIT1] | 15INR0036 |  | UVALDE | SOLAR | SOUTH | 2015 | 105 | 105 | 105 | 105 | 105 | 105 | 105 | 105 | 105 | 105
569 | EAST PECOS SOLAR | 16INR0073 |  | PECOS | SOLAR | WEST | 2016 | 0 | 100 | 100 | 100 | 100 | 100 | 100 | 100 | 100 | 100
570 | OCI ALAMO 6 SOLAR | 15INR0070_1 |  | PECOS | SOLAR | WEST | 2016 | 0 | 110 | 110 | 110 | 110 | 110 | 110 | 110 | 110 | 110
571 | RE ROSEROCK SOLAR | 16INR0048 |  | PECOS | SOLAR | WEST | 2016 | 0 | 150 | 150 | 150 | 150 | 150 | 150 | 150 | 150 | 150
572 | SUNEDISON BUCKTHORN WESTEX (OAK SOLAR) | 15INR0045 |  | PECOS | SOLAR | WEST | 2017 | 0 | 100 | 100 | 100 | 100 | 100 | 100 | 100 | 100 | 100
573 | Planned Capacity Total (Not Wind) | [6 empty] | 1780.1 | 2940.1 | 6039.8 | 6279.8 | 6279.8 | 6279.8 | 6279.8 | 6279.8 | 6279.8 | 6279.8
574
575 | Planned Wind Resources with Executed SGIA
576 | STEPHENS RANCH PH 2 [SRWE1_SRWE2] | 12INR0034b |  | BORDEN | WIND | WEST | 2015 | 165 | 165 | 165 | 165 | 165 | 165 | 165 | 165 | 165 | 165
577 | MARIAH WIND PH a | 13INR0010a |  | PARMER | WIND | PANHANDLE | 2016 | 232 | 232 | 232 | 232 | 232 | 232 | 232 | 232 | 232 | 232
578 | MARIAH WIND PH b | 13INR0010b |  | PARMER | WIND | PANHANDLE | 2017 | 0 | 232 | 232 | 232 | 232 | 232 | 232 | 232 | 232 | 232
579 | MIDWAY FARMS WIND | 11INR0054 |  | SAN PATRICIO | WIND-C | COASTAL | 2016 | 0 | 161 | 161 | 161 | 161 | 161 | 161 | 161 | 161 | 161
580 | LONGHORN ENERGY NORTH [LHORN_N_UNIT1-2] | 14INR0023 |  | BRISCOE | WIND | PANHANDLE | 2015 | 200 | 200 | 200 | 200 | 200 | 200 | 200 | 200 | 200 | 200
581 | LONGHORN ENERGY SOUTH | 14INR0023b |  | BRISCOE | WIND | PANHANDLE | 2016 | 160 | 160 | 160 | 160 | 160 | 160 | 160 | 160 | 160 | 160
582 | GRANDVIEW PHASE 2 (CONWAY) | 13INR0005b |  | CARSON | WIND | PANHANDLE | 2016 | 0 | 389 | 389 | 389 | 389 | 389 | 389 | 389 | 389 | 389
583 | SHANNON WIND [SHANNONW_UNIT_1] | 11INR0079a |  | CLAY | WIND | WEST | 2015 | 200 | 200 | 200 | 200 | 200 | 200 | 200 | 200 | 200 | 200
584 | BAFFIN WIND (PENASCAL 3) [BAFFIN_UNIT1-2] | 06INR0022c |  | KENEDY | WIND-C | COASTAL | 2015 | 202 | 202 | 202 | 202 | 202 | 202 | 202 | 202 | 202 | 202
585 | GUNSIGHT MOUNTAIN WIND | 08INR0018 |  | HOWARD | WIND | WEST | 2015 | 120 | 120 | 120 | 120 | 120 | 120 | 120 | 120 | 120 | 120
586 | BRISCOE WIND FARM | 14INR0072 |  | BRISCOE | WIND | PANHANDLE | 2015 | 150 | 150 | 150 | 150 | 150 | 150 | 150 | 150 | 150 | 150
587 | CAMERON COUNTY WIND | 11INR0057 |  | CAMERON | WIND-C | COASTAL | 2015 | 165 | 165 | 165 | 165 | 165 | 165 | 165 | 165 | 165 | 165
588 | COMANCHE RUN WIND | 12INR0029 |  | SWISHER | WIND | PANHANDLE | 2016 | 0 | 500 | 500 | 500 | 500 | 500 | 500 | 500 | 500 | 500
589 | CPV RATTLESNAKE DEN PH 1 [RSNAKE_G1-2] | 13INR0020a |  | GLASSCOCK | WIND | WEST | 2015 | 211 | 211 | 211 | 211 | 211 | 211 | 211 | 211 | 211 | 211
590 | CPV RATTLESNAKE DEN PH 2 | 13INR0020b |  | GLASSCOCK | WIND | WEST | 2016 | 0 | 158 | 158 | 158 | 158 | 158 | 158 | 158 | 158 | 158
591 | GREEN PASTURES WIND I [GPASTURE_WIND_I & II] | 12INR0070 |  | BAYLOR | WIND | WEST | 2015 | 300 | 300 | 300 | 300 | 300 | 300 | 300 | 300 | 300 | 300
592 | HEREFORD WIND [HRFDWIND_WIND_G & V] | 13INR0059a |  | CASTRO | WIND | PANHANDLE | 2015 | 200 | 200 | 200 | 200 | 200 | 200 | 200 | 200 | 200 | 200
593 | LOGANS GAP WIND I [LGW_UNIT1-2] | 13INR0050 |  | COMANCHE | WIND | NORTH | 2015 | 200 | 200 | 200 | 200 | 200 | 200 | 200 | 200 | 200 | 200
594 | LOS VIENTOS III WIND [LV3_UNIT_1] | 13INR0052 |  | STARR | WIND | SOUTH | 2015 | 200 | 200 | 200 | 200 | 200 | 200 | 200 | 200 | 200 | 200
595 | MIAMI WIND 1b | 14INR0012b |  | GRAY | WIND | PANHANDLE | 2016 | 111 | 111 | 111 | 111 | 111 | 111 | 111 | 111 | 111 | 111
596 | PAMPA WIND | 12INR0018 |  | GRAY | WIND | PANHANDLE | 2017 | 0 | 500 | 500 | 500 | 500 | 500 | 500 | 500 | 500 | 500
597 | PATRIOT WIND (PETRONILLA) | 11INR0062 |  | NUECES | WIND-C | COASTAL | 2016 | 0 | 180 | 180 | 180 | 180 | 180 | 180 | 180 | 180 | 180
598 | ROUTE 66 WIND [ROUTE_66_WIND1] | 14INR0032a |  | RANDALL | WIND | PANHANDLE | 2015 | 150 | 150 | 150 | 150 | 150 | 150 | 150 | 150 | 150 | 150
599 | SENDERO WIND ENERGY | 12INR0068 |  | JIM HOGG | WIND | SOUTH | 2015 | 78 | 78 | 78 | 78 | 78 | 78 | 78 | 78 | 78 | 78
600 | SOUTH PLAINS WIND I [SPLAIN1_WIND1-2] | 14INR0025a |  | FLOYD | WIND | PANHANDLE | 2015 | 200 | 200 | 200 | 200 | 200 | 200 | 200 | 200 | 200 | 200
601 | SOUTH PLAINS WIND II | 14INR0025b |  | FLOYD | WIND | PANHANDLE | 2016 | 0 | 150 | 150 | 150 | 150 | 150 | 150 | 150 | 150 | 150
602 | SPINNING SPUR 3 [SSPURTWO_SS3WIND1-2] | 14INR0053 |  | OLDHAM | WIND | PANHANDLE | 2015 | 194 | 194 | 194 | 194 | 194 | 194 | 194 | 194 | 194 | 194
603 | WAKE WIND ENERGY | 14INR0047 |  | DICKENS | WIND | PANHANDLE | 2015 | 299 | 299 | 299 | 299 | 299 | 299 | 299 | 299 | 299 | 299
604 | CAPROCK WIND | 10INR0009 |  | CASTRO | WIND | PANHANDLE | 2017 | 0 | 300 | 300 | 300 | 300 | 300 | 300 | 300 | 300 | 300
605 | JAVELINA WIND ENERGY | 13INR0055 |  | ZAPATA | WIND | SOUTH | 2015 | 250 | 250 | 250 | 250 | 250 | 250 | 250 | 250 | 250 | 250
606 | LOS VIENTOS IV WIND | 15INR0037 |  | STARR | WIND | SOUTH | 2016 | 0 | 200 | 200 | 200 | 200 | 200 | 200 | 200 | 200 | 200
607 | LOS VIENTOS V WIND | 15INR0021 |  | STARR | WIND | SOUTH | 2015 | 200 | 200 | 200 | 200 | 200 | 200 | 200 | 200 | 200 | 200
608 | PALO DURO WIND | 15INR0050 |  | DEAF SMITH | WIND | PANHANDLE | 2016 | 0 | 203 | 203 | 203 | 203 | 203 | 203 | 203 | 203 | 203
609 | PANHANDLE WIND PH 3 | 14INR0030c |  | CARSON | WIND | PANHANDLE | 2016 | 0 | 248 | 248 | 248 | 248 | 248 | 248 | 248 | 248 | 248
610 | PULLMAN ROAD WIND | 15INR0079 |  | RANDALL | WIND | PANHANDLE | 2016 | 0 | 300 | 300 | 300 | 300 | 300 | 300 | 300 | 300 | 300
611 | SALT FORK WIND | 14INR0062 |  | GRAY | WIND | PANHANDLE | 2016 | 0 | 200 | 200 | 200 | 200 | 200 | 200 | 200 | 200 | 200
612 | SCANDIA WIND PH d | 13INR0010d |  | PARMER | WIND | PANHANDLE | 2016 | 0 | 200 | 200 | 200 | 200 | 200 | 200 | 200 | 200 | 200
613 | SCANDIA WIND PH e | 13INR0010e |  | PARMER | WIND | PANHANDLE | 2016 | 0 | 200 | 200 | 200 | 200 | 200 | 200 | 200 | 200 | 200
614 | SCANDIA WIND PH f | 13INR0010f |  | PARMER | WIND | PANHANDLE | 2016 | 0 | 200 | 200 | 200 | 200 | 200 | 200 | 200 | 200 | 200
615 | SAN ROMAN WIND | 14INR0013 |  | CAMERON | WIND-C | COASTAL | 2016 | 0 | 103 | 103 | 103 | 103 | 103 | 103 | 103 | 103 | 103
616 | CHANGING WINDS | 13INR0045 |  | CASTRO | WIND | PANHANDLE | 2016 | 288 | 288 | 288 | 288 | 288 | 288 | 288 | 288 | 288 | 288
617 | ELECTRA WIND | 16INR0062 |  | WILBARGER | WIND | WEST | 2016 | 0 | 360 | 360 | 360 | 360 | 360 | 360 | 360 | 360 | 360
618 | SOUTH PLAINS WIND III | 14INR0025c |  | FLOYD | WIND | PANHANDLE | 2016 | 0 | 150 | 150 | 150 | 150 | 150 | 150 | 150 | 150 | 150
619 | TORRECILLAS WIND A | 14INR0045a |  | WEBB | WIND | SOUTH | 2016 | 0 | 250 | 250 | 250 | 250 | 250 | 250 | 250 | 250 | 250
620 | TORRECILLAS WIND B | 14INR0045b |  | WEBB | WIND | SOUTH | 2016 | 0 | 250 | 250 | 250 | 250 | 250 | 250 | 250 | 250 | 250
621 | Planned Wind Capacity Total | [6 empty] | 4475 | 9909 | 9909 | 9909 | 9909 | 9909 | 9909 | 9909 | 9909 | 9909
622
623 | Planned Wind Capacity Sub-total (Non-Coastal Counties) | [6 empty] | 4108 | 9098 | 9098 | 9098 | 9098 | 9098 | 9098 | 9098 | 9098 | 9098
624 | Planned Wind Capacity Sub-total (by Coastal County)
625 |  |  | CAMERON_NEW_WIND | CAMERON | WIND | COASTAL |  | 165 | 268 | 268 | 268 | 268 | 268 | 268 | 268 | 268 | 268
626 |  |  | WILLACY_NEW_WIND | WILLACY | WIND | COASTAL |  | 0 | 0 | 0 | 0 | 0 | 0 | 0 | 0 | 0 | 0
627 |  |  | KENEDY_NEW_WIND | KENEDY | WIND | COASTAL |  | 202 | 202 | 202 | 202 | 202 | 202 | 202 | 202 | 202 | 202
628 |  |  | KLEBERG_NEW_WIND | KLEBERG | WIND | COASTAL |  | 0 | 0 | 0 | 0 | 0 | 0 | 0 | 0 | 0 | 0
629 |  |  | NUECES_NEW_WIND | NUECES | WIND | COASTAL |  | 0 | 180 | 180 | 180 | 180 | 180 | 180 | 180 | 180 | 180
630 |  |  | SAN_PATRICIO_NEW_WIND | SAN PATRICIO | WIND | COASTAL |  | 0 | 161 | 161 | 161 | 161 | 161 | 161 | 161 | 161 | 161
631 |  |  | REFUGIO_NEW_WIND | REFUGIO | WIND | COASTAL |  | 0 | 0 | 0 | 0 | 0 | 0 | 0 | 0 | 0 | 0
632 |  |  | ARANSAS_NEW_WIND | ARANSAS | WIND | COASTAL |  | 0 | 0 | 0 | 0 | 0 | 0 | 0 | 0 | 0 | 0
633 |  |  | CALHOUN_NEW_WIND | CALHOUN | WIND | COASTAL |  | 0 | 0 | 0 | 0 | 0 | 0 | 0 | 0 | 0 | 0
634 |  |  | MATAGORDA_NEW_WIND | MATAGORDA | WIND | COASTAL |  | 0 | 0 | 0 | 0 | 0 | 0 | 0 | 0 | 0 | 0
635 |  |  | BRAZORIA_NEW_WIND | BRAZORIA | WIND | COASTAL |  | 0 | 0 | 0 | 0 | 0 | 0 | 0 | 0 | 0 | 0
636 | Planned Wind Capacity Sub-total (All Coastal Counties) | [6 empty] | 367 | 811 | 811 | 811 | 811 | 811 | 811 | 811 | 811 | 811
637
638 | Mothballed Resources
639 | SILAS RAY CTG 5 |  | SILASRAY_SILAS_5 | CAMERON | GAS | COASTAL | 1953 | 10 | 10 | 10 | 10 | 10 | 10 | 10 | 10 | 10 | 10
640 | J T DEELY U1 (MOTHBALLED) |  | CALAVERS_JTD1_M | BEXAR | COAL | SOUTH | 2018 | 0 | 0 | 0 | 420 | 420 | 420 | 420 | 420 | 420 | 420
641 | J T DEELY U2 (MOTHBALLED) |  | CALAVERS_JTD2_M | BEXAR | COAL | SOUTH | 2018 | 0 | 0 | 0 | 420 | 420 | 420 | 420 | 420 | 420 | 420
642 | S R BERTRON CTG 2 |  | SRB_SRBGT_2 | HARRIS | GAS | HOUSTON | 1967 | 13 | 13 | 13 | 13 | 13 | 13 | 13 | 13 | 13 | 13
643 | S R BERTRON U1 |  | SRB_SRB_G1 | HARRIS | GAS | HOUSTON | 1958 | 118 | 118 | 118 | 118 | 118 | 118 | 118 | 118 | 118 | 118
644 | S R BERTRON U2 |  | SRB_SRB_G2 | HARRIS | GAS | HOUSTON | 1956 | 174 | 174 | 174 | 174 | 174 | 174 | 174 | 174 | 174 | 174
645 | S R BERTRON U3 |  | SRB_SRB_G3 | HARRIS | GAS | HOUSTON | 1959 | 211 | 211 | 211 | 211 | 211 | 211 | 211 | 211 | 211 | 211
646 | S R BERTRON U4 |  | SRB_SRB_G4 | HARRIS | GAS | HOUSTON | 1960 | 211 | 211 | 211 | 211 | 211 | 211 | 211 | 211 | 211 | 211
647 | Total Mothballed Capacity | [6 empty] | 737 | 737 | 737 | 1577 | 1577 | 1577 | 1577 | 1577 | 1577 | 1577
648
649 | Seasonal Mothballed Resources
650 | MARTIN LAKE U3 |  | MLSES_UNIT3 | RUSK | COAL | NORTH | 1979 | 805 | 805 | 805 | 805 | 805 | 805 | 805 | 805 | 805 | 805
651 | MONTICELLO U1 |  | MNSES_UNIT1 | TITUS | COAL | NORTH | 1974 | 535 | 535 | 535 | 535 | 535 | 535 | 535 | 535 | 535 | 535
652 | MONTICELLO U2 |  | MNSES_UNIT2 | TITUS | COAL | NORTH | 1975 | 535 | 535 | 535 | 535 | 535 | 535 | 535 | 535 | 535 | 535
653 | Total Seasonal Mothballed Capacity | [6 empty] | 1875 | 1875 | 1875 | 1875 | 1875 | 1875 | 1875 | 1875 | 1875 | 1875
654
655 | Retiring Resources Unavailable to ERCOT
656 | NORTH TEXAS CTG 1 |  | NTX_NTX_1 | PARKER | GAS | NORTH | 1958 | 0 | 0 | 0 | 0 | 0 | 0 | 0 | 0 | 0 | 0
657 | NORTH TEXAS CTG 2 |  | NTX_NTX_2 | PARKER | GAS | NORTH | 1958 | 0 | 0 | 0 | 0 | 0 | 0 | 0 | 0 | 0 | 0
658 | NORTH TEXAS CTG 3 |  | NTX_NTX_3 | PARKER | GAS | NORTH | 1963 | 0 | 0 | 0 | 0 | 0 | 0 | 0 | 0 | 0 | 0
659 | PERMIAN BASIN SES U6 |  | PBSES_UNIT6 | WARD | GAS | WEST | 1973 | 0 | 0 | 0 | 0 | 0 | 0 | 0 | 0 | 0 | 0
660 | VALLEY SES U1 |  | VLSES_UNIT1 | FANNIN | GAS | NORTH | 1962 | 0 | 0 | 0 | 0 | 0 | 0 | 0 | 0 | 0 | 0
661 | VALLEY SES U2 |  | VLSES_UNIT2 | FANNIN | GAS | NORTH | 1967 | 0 | 0 | 0 | 0 | 0 | 0 | 0 | 0 | 0 | 0
662 | VALLEY SES U3 |  | VLSES_UNIT3 | FANNIN | GAS | NORTH | 1971 | 0 | 0 | 0 | 0 | 0 | 0 | 0 | 0 | 0 | 0
663 | Total Retiring Capacity | [6 empty] | 0 | 0 | 0 | 0 | 0 | 0 | 0 | 0 | 0 | 0

## SummerFuelTypes
Summer Fuel Types - ERCOT
Fuel type is based on the primary fuel. Capacity contribution of the wind resources is included at 12% for Non-Coastal and 56% for Coastal counties. Private Use Network, Hydro and Non-Synchronous Tie resources are included based on the three-year average historical capability for each Summer Season 20 peak load hours. Non-Synchronous Tie resources are categorized as Other. Mothballed resource capacity is excluded except for Available Mothball Capacity based on Owner's Return Probability.
In Megawatts (MW)
Fuel_Type | Capacity_Pct | 2016 | 2017 | 2018 | 2019 | 2020 | 2021 | 2022 | 2023 | 2024 | 2025
Biomass | 100% | 239.5 | 239.5 | 239.5 | 239.5 | 239.5 | 239.5 | 239.5 | 239.5 | 239.5 | 239.5
Coal | 100% | 19191 | 19191 | 19191 | 18591 | 18591 | 18591 | 18591 | 18591 | 18591 | 18591
Gas | 100% | 50289.8 | 50989.8 | 54089.5 | 54089.5 | 54089.5 | 54389.5 | 54389.5 | 54389.5 | 54389.5 | 54389.5
Nuclear | 100% | 4981 | 4981 | 4981 | 4981 | 4981 | 4981 | 4981 | 4981 | 4981 | 4981
Other | 100% | 516.7 | 516.7 | 516.7 | 516.7 | 516.7 | 516.7 | 516.7 | 516.7 | 516.7 | 516.7
Hydro | 79.95% | 433.4 | 433.4 | 433.4 | 433.4 | 433.4 | 433.4 | 433.4 | 433.4 | 433.4 | 433.4
Wind | 12% | 1858.488 | 2457.288 | 2457.288 | 2457.288 | 2457.288 | 2457.288 | 2457.288 | 2457.288 | 2457.288 | 2457.288
Wind-C | 56% | 1146.544 | 1395.184 | 1395.184 | 1395.184 | 1395.184 | 1395.184 | 1395.184 | 1395.184 | 1395.184 | 1395.184
Solar | 100% | 303.1 | 763.1 | 763.1 | 763.1 | 763.1 | 763.1 | 763.1 | 763.1 | 763.1 | 763.1
Storage | 100% | 0 | 0 | 0 | 0 | 0 | 0 | 0 | 0 | 0 | 0
Total |  | 78959.532 | 80966.972 | 84066.672 | 83466.672 | 83466.672 | 83766.672 | 83766.672 | 83766.672 | 83766.672 | 83766.672
In Percentages
Fuel_Type |  | 2016 | 2017 | 2018 | 2019 | 2020 | 2021 | 2022 | 2023 | 2024 | 2025
Biomass |  | 0.3033% | 0.2958% | 0.2849% | 0.2869% | 0.2869% | 0.2859% | 0.2859% | 0.2859% | 0.2859% | 0.2859%
Coal |  | 24.3% | 23.7% | 22.83% | 22.27% | 22.27% | 22.19% | 22.19% | 22.19% | 22.19% | 22.19%
Natural Gas |  | 63.69% | 62.98% | 64.34% | 64.8% | 64.8% | 64.93% | 64.93% | 64.93% | 64.93% | 64.93%
Nuclear |  | 6.308% | 6.152% | 5.925% | 5.968% | 5.968% | 5.946% | 5.946% | 5.946% | 5.946% | 5.946%
Other |  | 0.6544% | 0.6382% | 0.6146% | 0.619% | 0.619% | 0.6168% | 0.6168% | 0.6168% | 0.6168% | 0.6168%
Hydro |  | 0.5489% | 0.5353% | 0.5155% | 0.5192% | 0.5192% | 0.5174% | 0.5174% | 0.5174% | 0.5174% | 0.5174%
Wind |  | 2.354% | 3.035% | 2.923% | 2.944% | 2.944% | 2.933% | 2.933% | 2.933% | 2.933% | 2.933%
Wind-C |  | 1.452% | 1.723% | 1.66% | 1.672% | 1.672% | 1.666% | 1.666% | 1.666% | 1.666% | 1.666%
Solar |  | 0.3839% | 0.9425% | 0.9077% | 0.9143% | 0.9143% | 0.911% | 0.911% | 0.911% | 0.911% | 0.911%
Storage | bar: In Percentages 2016 to In Percentages 2025
Total |  | 100% | 100% | 100% | 100% | 100% | 100% | 100% | 100% | 100% | 100%

## WinterSummary
Report on the Capacity, Demand and Reserves in the ERCOT Region
Winter Summary - 2016/2017 through 2025/2026
Load Forecast, MW: |  | 2016/2017 | 2017/2018 | 2018/2019 | 2019/2020 | 2020/2021 | 2021/2022 | 2022/2023 | 2023/2024 | 2024/2025 | 2025/2026
| Total Winter Peak Demand (based on normal weather) | 54579.312 | 55440.7278 | 56280.6432 | 57115.7777 | 57962.0193 | 58804.466 | 59642.616 | 60479.6487 | 61321.43 | 62152.03
| less: Load Resource providing Responsive Reserve | -1314.576 | -1314.576 | -1314.576 | -1314.576 | -1314.576 | -1314.576 | -1314.576 | -1314.576 | -1314.576 | -1314.576
| less: Load Resource providing Non-Spinning Reserve | 0 | 0 | 0 | 0 | 0 | 0 | 0 | 0 | 0 | 0
| less: Emergency Response Service (10- and 30-min ramp products) | -1329.5 | -1329.5 | -1329.5 | -1329.5 | -1329.5 | -1329.5 | -1329.5 | -1329.5 | -1329.5 | -1329.5
| less: TDSP Standard Offer Load Management Programs | 0 | 0 | 0 | 0 | 0 | 0 | 0 | 0 | 0 | 0
| Firm Peak Load, MW | 51935.236 | 52796.6518 | 53636.5672 | 54471.7017 | 55317.9433 | 56160.39 | 56998.54 | 57835.5727 | 58677.354 | 59507.954
Resources, MW: |  | 2016/2017 | 2017/2018 | 2018/2019 | 2019/2020 | 2020/2021 | 2021/2022 | 2022/2023 | 2023/2024 | 2024/2025 | 2025/2026
| Installed Capacity, Thermal/Hydro | 66829.9 | 66829.9 | 66829.9 | 65979.9 | 65979.9 | 65979.9 | 65979.9 | 65979.9 | 65979.9 | 65979.9
| Switchable Capacity | 3702 | 3702 | 3702 | 3702 | 3702 | 3702 | 3702 | 3702 | 3702 | 3702
| less: Switchable Capacity Unavailable to ERCOT | -824 | -824 | -824 | -824 | -524 | -524 | -524 | -524 | -524 | -524
| Available Mothballed Capacity | 0 | 0 | 0 | 0 | 0 | 0 | 0 | 0 | 0 | 0
| Capacity from Private Use Networks | 4433 | 4433 | 4433 | 4433 | 4433 | 4433 | 4433 | 4433 | 4433 | 4433
| Non-Coastal Wind, Peak Average Capacity Contribution (18%) | 2048.292 | 2048.292 | 2048.292 | 2048.292 | 2048.292 | 2048.292 | 2048.292 | 2048.292 | 2048.292 | 2048.292
| Coastal Wind, Peak Average Capacity Contribution (37%) | 621.748 | 621.748 | 621.748 | 621.748 | 621.748 | 621.748 | 621.748 | 621.748 | 621.748 | 621.748
| RMR Capacity to be under Contract | -0.001 | -0.001 | -0.001 | -0.001 | -0.001 | -0.001 | -0.001 | -0.001 | -0.001 | -0.001
| Operational Generation Capacity, MW | 76810.939 | 76810.939 | 76810.939 | 75960.939 | 76260.939 | 76260.939 | 76260.939 | 76260.939 | 76260.939 | 76260.939
| Capacity Contribution - Non-Synchronous Ties | 371.4 | 371.4 | 371.4 | 371.4 | 371.4 | 371.4 | 371.4 | 371.4 | 371.4 | 371.4
| Planned Resources (not wind) with Signed IA, Air Permits and Water Rights | 2601.6 | 6640.6 | 6880.6 | 6880.6 | 6880.6 | 6880.6 | 6880.6 | 6880.6 | 6880.6 | 6880.6
| Planned Non-Coastal Wind with Signed IA, Peak Average Capacity Contribution (18%) | 1281.24 | 1637.64 | 1637.64 | 1637.64 | 1637.64 | 1637.64 | 1637.64 | 1637.64 | 1637.64 | 1637.64
| Planned Coastal Wind with Signed IA, Peak Average Capacity Contribution (37%) | 135.79 | 300.07 | 300.07 | 300.07 | 300.07 | 300.07 | 300.07 | 300.07 | 300.07 | 300.07
| Total Capacity, MW | 81200.969 | 85760.649 | 86000.649 | 85150.649 | 85450.649 | 85450.649 | 85450.649 | 85450.649 | 85450.649 | 85450.649
| Reserve Margin | 56.35% | 62.44% | 60.34% | 56.32% | 54.47% | 52.15% | 49.92% | 47.75% | 45.63% | 43.6%
(Total Resources - Firm Load Forecast) / Firm Load Forecast
Report on the Capacity, Demand and Reserves in the ERCOT Region
Winter Summary - 2016/2017 through 2025/2026

## WinterCapacities
Unit Capacities - Winter
| UNIT NAME | GENERATION INTERCONNECTION PROJECT CODE | UNIT CODE | COUNTY | FUEL | ZONE | START YEAR | 2016/2017 | 2017/2018 | 2018/2019 | 2019/2020 | 2020/2021 | 2021/2022 | 2022/2023 | 2023/2024 | 2024/2025 | 2025/2026
Operational Resources
4 | COMANCHE PEAK U1 |  | CPSES_UNIT1 | SOMERVELL | NUCLEAR | NORTH | 1990 | 1235 | 1235 | 1235 | 1235 | 1235 | 1235 | 1235 | 1235 | 1235 | 1235
5 | COMANCHE PEAK U2 |  | CPSES_UNIT2 | SOMERVELL | NUCLEAR | NORTH | 1993 | 1225 | 1225 | 1225 | 1225 | 1225 | 1225 | 1225 | 1225 | 1225 | 1225
6 | SOUTH TEXAS U1 |  | STP_STP_G1 | MATAGORDA | NUCLEAR | COASTAL | 1988 | 1350 | 1350 | 1350 | 1350 | 1350 | 1350 | 1350 | 1350 | 1350 | 1350
7 | SOUTH TEXAS U2 |  | STP_STP_G2 | MATAGORDA | NUCLEAR | COASTAL | 1989 | 1354 | 1354 | 1354 | 1354 | 1354 | 1354 | 1354 | 1354 | 1354 | 1354
8 | BIG BROWN U1 |  | BBSES_UNIT1 | FREESTONE | COAL | NORTH | 1971 | 606 | 606 | 606 | 606 | 606 | 606 | 606 | 606 | 606 | 606
9 | BIG BROWN U2 |  | BBSES_UNIT2 | FREESTONE | COAL | NORTH | 1972 | 602 | 602 | 602 | 602 | 602 | 602 | 602 | 602 | 602 | 602
10 | COLETO CREEK |  | COLETO_COLETOG1 | GOLIAD | COAL | SOUTH | 1980 | 660 | 660 | 660 | 660 | 660 | 660 | 660 | 660 | 660 | 660
11 | FAYETTE POWER U1 |  | FPPYD1_FPP_G1 | FAYETTE | COAL | SOUTH | 1979 | 603 | 603 | 603 | 603 | 603 | 603 | 603 | 603 | 603 | 603
12 | FAYETTE POWER U2 |  | FPPYD1_FPP_G2 | FAYETTE | COAL | SOUTH | 1980 | 605 | 605 | 605 | 605 | 605 | 605 | 605 | 605 | 605 | 605
13 | FAYETTE POWER U3 |  | FPPYD2_FPP_G3 | FAYETTE | COAL | SOUTH | 1988 | 449 | 449 | 449 | 449 | 449 | 449 | 449 | 449 | 449 | 449
14 | GIBBONS CREEK U1 |  | GIBCRK_GIB_CRG1 | GRIMES | COAL | NORTH | 1983 | 470 | 470 | 470 | 470 | 470 | 470 | 470 | 470 | 470 | 470
15 | J K SPRUCE U1 |  | CALAVERS_JKS1 | BEXAR | COAL | SOUTH | 1992 | 562 | 562 | 562 | 562 | 562 | 562 | 562 | 562 | 562 | 562
16 | J K SPRUCE U2 | 09INR0002 | CALAVERS_JKS2 | BEXAR | COAL | SOUTH | 2010 | 775 | 775 | 775 | 775 | 775 | 775 | 775 | 775 | 775 | 775
17 | J T DEELY U1 |  | CALAVERS_JTD1 | BEXAR | COAL | SOUTH | 1977 | 430 | 430 | 430 | 0 | 0 | 0 | 0 | 0 | 0 | 0
18 | J T DEELY U2 |  | CALAVERS_JTD2 | BEXAR | COAL | SOUTH | 1978 | 420 | 420 | 420 | 0 | 0 | 0 | 0 | 0 | 0 | 0
19 | LIMESTONE U1 |  | LEG_LEG_G1 | LIMESTONE | COAL | NORTH | 1985 | 831 | 831 | 831 | 831 | 831 | 831 | 831 | 831 | 831 | 831
20 | LIMESTONE U2 |  | LEG_LEG_G2 | LIMESTONE | COAL | NORTH | 1986 | 858 | 858 | 858 | 858 | 858 | 858 | 858 | 858 | 858 | 858
21 | MARTIN LAKE U1 |  | MLSES_UNIT1 | RUSK | COAL | NORTH | 1977 | 815 | 815 | 815 | 815 | 815 | 815 | 815 | 815 | 815 | 815
22 | MARTIN LAKE U2 |  | MLSES_UNIT2 | RUSK | COAL | NORTH | 1978 | 820 | 820 | 820 | 820 | 820 | 820 | 820 | 820 | 820 | 820
23 | MONTICELLO U3 |  | MNSES_UNIT3 | TITUS | COAL | NORTH | 1978 | 795 | 795 | 795 | 795 | 795 | 795 | 795 | 795 | 795 | 795
24 | OAK GROVE SES U1 | 09INR0006a | OGSES_UNIT1A | ROBERTSON | COAL | NORTH | 2010 | 840 | 840 | 840 | 840 | 840 | 840 | 840 | 840 | 840 | 840
25 | OAK GROVE SES U2 | 09INR0006b | OGSES_UNIT2 | ROBERTSON | COAL | NORTH | 2011 | 825 | 825 | 825 | 825 | 825 | 825 | 825 | 825 | 825 | 825
26 | OKLAUNION U1 |  | OKLA_OKLA_G1 | WILBARGER | COAL | WEST | 1986 | 650 | 650 | 650 | 650 | 650 | 650 | 650 | 650 | 650 | 650
27 | SAN MIGUEL U1 |  | SANMIGL_SANMIGG1 | ATASCOSA | COAL | SOUTH | 1982 | 391 | 391 | 391 | 391 | 391 | 391 | 391 | 391 | 391 | 391
28 | SANDOW U5 | 08INR0003 | SD5SES_UNIT5 | MILAM | COAL | SOUTH | 2010 | 600 | 600 | 600 | 600 | 600 | 600 | 600 | 600 | 600 | 600
29 | SANDY CREEK U1 |  | SCES_UNIT1 | MCLENNAN | COAL | NORTH | 2013 | 970 | 970 | 970 | 970 | 970 | 970 | 970 | 970 | 970 | 970
30 | TWIN OAKS U1 |  | TNP_ONE_TNP_O_1 | ROBERTSON | COAL | NORTH | 1990 | 158 | 158 | 158 | 158 | 158 | 158 | 158 | 158 | 158 | 158
31 | TWIN OAKS U2 |  | TNP_ONE_TNP_O_2 | ROBERTSON | COAL | NORTH | 1991 | 158 | 158 | 158 | 158 | 158 | 158 | 158 | 158 | 158 | 158
32 | W A PARISH U5 |  | WAP_WAP_G5 | FT. BEND | COAL | HOUSTON | 1977 | 659 | 659 | 659 | 659 | 659 | 659 | 659 | 659 | 659 | 659
33 | W A PARISH U6 |  | WAP_WAP_G6 | FT. BEND | COAL | HOUSTON | 1978 | 658 | 658 | 658 | 658 | 658 | 658 | 658 | 658 | 658 | 658
34 | W A PARISH U7 |  | WAP_WAP_G7 | FT. BEND | COAL | HOUSTON | 1980 | 577 | 577 | 577 | 577 | 577 | 577 | 577 | 577 | 577 | 577
35 | W A PARISH U8 |  | WAP_WAP_G8 | FT. BEND | COAL | HOUSTON | 1982 | 610 | 610 | 610 | 610 | 610 | 610 | 610 | 610 | 610 | 610
36 | A VON ROSENBERG 1 CTG 1 | 00INR0017 | BRAUNIG_AVR1_CT1 | BEXAR | GAS | SOUTH | 2000 | 155 | 155 | 155 | 155 | 155 | 155 | 155 | 155 | 155 | 155
37 | A VON ROSENBERG 1 CTG 2 | 00INR0017 | BRAUNIG_AVR1_CT2 | BEXAR | GAS | SOUTH | 2000 | 155 | 155 | 155 | 155 | 155 | 155 | 155 | 155 | 155 | 155
38 | A VON ROSENBERG 1 STG | 00INR0017 | BRAUNIG_AVR1_ST | BEXAR | GAS | SOUTH | 2000 | 170 | 170 | 170 | 170 | 170 | 170 | 170 | 170 | 170 | 170
39 | B M DAVIS CTG 3 | 09INR0038 | B_DAVIS_B_DAVIG3 | NUECES | GAS | COASTAL | 2010 | 165 | 165 | 165 | 165 | 165 | 165 | 165 | 165 | 165 | 165
40 | B M DAVIS CTG 4 | 09INR0038 | B_DAVIS_B_DAVIG4 | NUECES | GAS | COASTAL | 2010 | 165 | 165 | 165 | 165 | 165 | 165 | 165 | 165 | 165 | 165
41 | B M DAVIS STG 2 |  | B_DAVIS_B_DAVIG2 | NUECES | GAS | COASTAL | 1976 | 320 | 320 | 320 | 320 | 320 | 320 | 320 | 320 | 320 | 320
42 | BASTROP ENERGY CENTER CTG 1 | 01INR0021 | BASTEN_GTG1100 | BASTROP | GAS | SOUTH | 2002 | 167 | 167 | 167 | 167 | 167 | 167 | 167 | 167 | 167 | 167
43 | BASTROP ENERGY CENTER CTG 2 | 01INR0021 | BASTEN_GTG2100 | BASTROP | GAS | SOUTH | 2002 | 167 | 167 | 167 | 167 | 167 | 167 | 167 | 167 | 167 | 167
44 | BASTROP ENERGY CENTER STG | 01INR0021 | BASTEN_ST0100 | BASTROP | GAS | SOUTH | 2002 | 234 | 234 | 234 | 234 | 234 | 234 | 234 | 234 | 234 | 234
45 | BOSQUE COUNTY PEAKING CTG 1 | 00INR0018 | BOSQUESW_BSQSU_1 | BOSQUE | GAS | NORTH | 2000 | 166.6 | 166.6 | 166.6 | 166.6 | 166.6 | 166.6 | 166.6 | 166.6 | 166.6 | 166.6
46 | BOSQUE COUNTY PEAKING CTG 2 | 00INR0018 | BOSQUESW_BSQSU_2 | BOSQUE | GAS | NORTH | 2000 | 166.6 | 166.6 | 166.6 | 166.6 | 166.6 | 166.6 | 166.6 | 166.6 | 166.6 | 166.6
47 | BOSQUE COUNTY PEAKING CTG 3 | 00INR0018 | BOSQUESW_BSQSU_3 | BOSQUE | GAS | NORTH | 2001 | 168.5 | 168.5 | 168.5 | 168.5 | 168.5 | 168.5 | 168.5 | 168.5 | 168.5 | 168.5
48 | BOSQUE COUNTY PEAKING STG 4 | 00INR0028 | BOSQUESW_BSQSU_4 | BOSQUE | GAS | NORTH | 2001 | 85.2 | 85.2 | 85.2 | 85.2 | 85.2 | 85.2 | 85.2 | 85.2 | 85.2 | 85.2
49 | BOSQUE COUNTY PEAKING STG 5 | 08INR0046 | BOSQUESW_BSQSU_5 | BOSQUE | GAS | NORTH | 2009 | 200.7 | 200.7 | 200.7 | 200.7 | 200.7 | 200.7 | 200.7 | 200.7 | 200.7 | 200.7
50 | BRAZOS VALLEY CTG 1 | 01INR0031 | BVE_UNIT1 | FORT BEND | GAS | HOUSTON | 2003 | 168 | 168 | 168 | 168 | 168 | 168 | 168 | 168 | 168 | 168
51 | BRAZOS VALLEY CTG 2 | 01INR0031 | BVE_UNIT2 | FORT BEND | GAS | HOUSTON | 2003 | 168 | 168 | 168 | 168 | 168 | 168 | 168 | 168 | 168 | 168
52 | BRAZOS VALLEY STG 3 | 01INR0031 | BVE_UNIT3 | FORT BEND | GAS | HOUSTON | 2003 | 270 | 270 | 270 | 270 | 270 | 270 | 270 | 270 | 270 | 270
53 | CALENERGY (FALCON SEABOARD) CTG 1 |  | FLCNS_UNIT1 | HOWARD | GAS | WEST | 1987 | 77.5 | 77.5 | 77.5 | 77.5 | 77.5 | 77.5 | 77.5 | 77.5 | 77.5 | 77.5
54 | CALENERGY (FALCON SEABOARD) CTG 2 |  | FLCNS_UNIT2 | HOWARD | GAS | WEST | 1987 | 77.5 | 77.5 | 77.5 | 77.5 | 77.5 | 77.5 | 77.5 | 77.5 | 77.5 | 77.5
55 | CALENERGY (FALCON SEABOARD) STG 3 |  | FLCNS_UNIT3 | HOWARD | GAS | WEST | 1988 | 74 | 74 | 74 | 74 | 74 | 74 | 74 | 74 | 74 | 74
56 | CEDAR BAYOU CTG 4 |  | CBY4_CT41 | CHAMBERS | GAS | HOUSTON | 2009 | 173 | 173 | 173 | 173 | 173 | 173 | 173 | 173 | 173 | 173
57 | CEDAR BAYOU CTG 5 |  | CBY4_CT42 | CHAMBERS | GAS | HOUSTON | 2009 | 173 | 173 | 173 | 173 | 173 | 173 | 173 | 173 | 173 | 173
58 | CEDAR BAYOU STG 6 |  | CBY4_ST04 | CHAMBERS | GAS | HOUSTON | 2009 | 186 | 186 | 186 | 186 | 186 | 186 | 186 | 186 | 186 | 186
59 | COLORADO BEND ENERGY CENTER CTG 1 | 06INR0035b | CBEC_GT1 | WHARTON | GAS | SOUTH | 2007 | 88 | 88 | 88 | 88 | 88 | 88 | 88 | 88 | 88 | 88
60 | COLORADO BEND ENERGY CENTER CTG 2 | 06INR0035b | CBEC_GT2 | WHARTON | GAS | SOUTH | 2007 | 84 | 84 | 84 | 84 | 84 | 84 | 84 | 84 | 84 | 84
61 | COLORADO BEND ENERGY CENTER STG 1 | 06INR0035b | CBEC_STG1 | WHARTON | GAS | SOUTH | 2007 | 105 | 105 | 105 | 105 | 105 | 105 | 105 | 105 | 105 | 105
62 | COLORADO BEND ENERGY CENTER CTG 3 | 06INR0035a | CBEC_GT3 | WHARTON | GAS | SOUTH | 2008 | 88 | 88 | 88 | 88 | 88 | 88 | 88 | 88 | 88 | 88
63 | COLORADO BEND ENERGY CENTER CTG 4 | 06INR0035a | CBEC_GT4 | WHARTON | GAS | SOUTH | 2008 | 83 | 83 | 83 | 83 | 83 | 83 | 83 | 83 | 83 | 83
64 | COLORADO BEND ENERGY CENTER STG 2 | 06INR0035a | CBEC_STG2 | WHARTON | GAS | SOUTH | 2008 | 108 | 108 | 108 | 108 | 108 | 108 | 108 | 108 | 108 | 108
65 | CVC CHANNELVIEW CTG 1 | 02INR0004 | CVC_CVC_G1 | HARRIS | GAS | HOUSTON | 2008 | 191 | 191 | 191 | 191 | 191 | 191 | 191 | 191 | 191 | 191
66 | CVC CHANNELVIEW CTG 2 | 02INR0004 | CVC_CVC_G2 | HARRIS | GAS | HOUSTON | 2008 | 189 | 189 | 189 | 189 | 189 | 189 | 189 | 189 | 189 | 189
67 | CVC CHANNELVIEW CTG 3 | 02INR0004 | CVC_CVC_G3 | HARRIS | GAS | HOUSTON | 2008 | 189 | 189 | 189 | 189 | 189 | 189 | 189 | 189 | 189 | 189
68 | CVC CHANNELVIEW STG 5 | 02INR0004 | CVC_CVC_G5 | HARRIS | GAS | HOUSTON | 2008 | 146 | 146 | 146 | 146 | 146 | 146 | 146 | 146 | 146 | 146
69 | DEER PARK ENERGY CENTER CTG 1 | 02INR0020 | DDPEC_GT1 | HARRIS | GAS | HOUSTON | 2002 | 203 | 203 | 203 | 203 | 203 | 203 | 203 | 203 | 203 | 203
70 | DEER PARK ENERGY CENTER CTG 2 | 02INR0020 | DDPEC_GT2 | HARRIS | GAS | HOUSTON | 2002 | 215 | 215 | 215 | 215 | 215 | 215 | 215 | 215 | 215 | 215
71 | DEER PARK ENERGY CENTER CTG 3 | 02INR0020 | DDPEC_GT3 | HARRIS | GAS | HOUSTON | 2002 | 203 | 203 | 203 | 203 | 203 | 203 | 203 | 203 | 203 | 203
72 | DEER PARK ENERGY CENTER CTG 4 | 02INR0020 | DDPEC_GT4 | HARRIS | GAS | HOUSTON | 2002 | 215 | 215 | 215 | 215 | 215 | 215 | 215 | 215 | 215 | 215
73 | DEER PARK ENERGY CENTER STG | 02INR0020 | DDPEC_ST1 | HARRIS | GAS | HOUSTON | 2002 | 290 | 290 | 290 | 290 | 290 | 290 | 290 | 290 | 290 | 290
74 | DEER PARK ENERGY CENTER CTG 6 | 14INR0015 | DDPEC_GT6 | HARRIS | GAS | HOUSTON | 2014 | 190 | 190 | 190 | 190 | 190 | 190 | 190 | 190 | 190 | 190
75 | ENNIS POWER STATION CTG 2 | 01INR0008 | ETCCS_CT1 | ELLIS | GAS | NORTH | 2002 | 231 | 231 | 231 | 231 | 231 | 231 | 231 | 231 | 231 | 231
76 | ENNIS POWER STATION STG 1 | 01INR0008 | ETCCS_UNIT1 | ELLIS | GAS | NORTH | 2002 | 127 | 127 | 127 | 127 | 127 | 127 | 127 | 127 | 127 | 127
77 | FERGUSON REPLACEMENT CTG1 | 13INR0021 | FERGCC_FERGGT1 | LLANO | GAS | SOUTH | 2014 | 186.1 | 186.1 | 186.1 | 186.1 | 186.1 | 186.1 | 186.1 | 186.1 | 186.1 | 186.1
78 | FERGUSON REPLACEMENT CTG2 | 13INR0021 | FERGCC_FERGGT2 | LLANO | GAS | SOUTH | 2014 | 186.1 | 186.1 | 186.1 | 186.1 | 186.1 | 186.1 | 186.1 | 186.1 | 186.1 | 186.1
79 | FERGUSON REPLACEMENT STG | 13INR0021 | FERGCC_FERGST1 | LLANO | GAS | SOUTH | 2014 | 194.9 | 194.9 | 194.9 | 194.9 | 194.9 | 194.9 | 194.9 | 194.9 | 194.9 | 194.9
80 | FORNEY ENERGY CENTER CTG 11 | 01INR0007 | FRNYPP_GT11 | KAUFMAN | GAS | NORTH | 2003 | 191 | 191 | 191 | 191 | 191 | 191 | 191 | 191 | 191 | 191
81 | FORNEY ENERGY CENTER CTG 12 | 01INR0007 | FRNYPP_GT12 | KAUFMAN | GAS | NORTH | 2003 | 183 | 183 | 183 | 183 | 183 | 183 | 183 | 183 | 183 | 183
82 | FORNEY ENERGY CENTER CTG 13 | 01INR0007 | FRNYPP_GT13 | KAUFMAN | GAS | NORTH | 2003 | 183 | 183 | 183 | 183 | 183 | 183 | 183 | 183 | 183 | 183
83 | FORNEY ENERGY CENTER CTG 21 | 01INR0007 | FRNYPP_GT21 | KAUFMAN | GAS | NORTH | 2003 | 191 | 191 | 191 | 191 | 191 | 191 | 191 | 191 | 191 | 191
84 | FORNEY ENERGY CENTER CTG 22 | 01INR0007 | FRNYPP_GT22 | KAUFMAN | GAS | NORTH | 2003 | 183 | 183 | 183 | 183 | 183 | 183 | 183 | 183 | 183 | 183
85 | FORNEY ENERGY CENTER CTG 23 | 01INR0007 | FRNYPP_GT23 | KAUFMAN | GAS | NORTH | 2003 | 183 | 183 | 183 | 183 | 183 | 183 | 183 | 183 | 183 | 183
86 | FORNEY ENERGY CENTER STG 10 | 01INR0007 | FRNYPP_ST10 | KAUFMAN | GAS | NORTH | 2003 | 417 | 417 | 417 | 417 | 417 | 417 | 417 | 417 | 417 | 417
87 | FORNEY ENERGY CENTER STG 20 | 01INR0007 | FRNYPP_ST20 | KAUFMAN | GAS | NORTH | 2003 | 417 | 417 | 417 | 417 | 417 | 417 | 417 | 417 | 417 | 417
88 | FREESTONE ENERGY CENTER CTG 1 | 01INR0009 | FREC_GT1 | FREESTONE | GAS | NORTH | 2002 | 160.7 | 160.7 | 160.7 | 160.7 | 160.7 | 160.7 | 160.7 | 160.7 | 160.7 | 160.7
89 | FREESTONE ENERGY CENTER CTG 2 | 01INR0009 | FREC_GT2 | FREESTONE | GAS | NORTH | 2002 | 160.7 | 160.7 | 160.7 | 160.7 | 160.7 | 160.7 | 160.7 | 160.7 | 160.7 | 160.7
90 | FREESTONE ENERGY CENTER STG 3 | 01INR0009 | FREC_ST3 | FREESTONE | GAS | NORTH | 2002 | 179.8 | 179.8 | 179.8 | 179.8 | 179.8 | 179.8 | 179.8 | 179.8 | 179.8 | 179.8
91 | FREESTONE ENERGY CENTER CTG 4 | 01INR0009 | FREC_GT4 | FREESTONE | GAS | NORTH | 2002 | 161.1 | 161.1 | 161.1 | 161.1 | 161.1 | 161.1 | 161.1 | 161.1 | 161.1 | 161.1
92 | FREESTONE ENERGY CENTER CTG 5 | 01INR0009 | FREC_GT5 | FREESTONE | GAS | NORTH | 2002 | 161.1 | 161.1 | 161.1 | 161.1 | 161.1 | 161.1 | 161.1 | 161.1 | 161.1 | 161.1
93 | FREESTONE ENERGY CENTER STG 6 | 01INR0009 | FREC_ST6 | FREESTONE | GAS | NORTH | 2002 | 179.7 | 179.7 | 179.7 | 179.7 | 179.7 | 179.7 | 179.7 | 179.7 | 179.7 | 179.7
94 | GUADALUPE GEN STN CTG 1 | 01INR0004 | GUADG_GAS1 | GUADALUPE | GAS | SOUTH | 2000 | 167 | 167 | 167 | 167 | 167 | 167 | 167 | 167 | 167 | 167
95 | GUADALUPE GEN STN CTG 2 | 01INR0004 | GUADG_GAS2 | GUADALUPE | GAS | SOUTH | 2000 | 167 | 167 | 167 | 167 | 167 | 167 | 167 | 167 | 167 | 167
96 | GUADALUPE GEN STN CTG 3 | 01INR0004 | GUADG_GAS3 | GUADALUPE | GAS | SOUTH | 2000 | 167 | 167 | 167 | 167 | 167 | 167 | 167 | 167 | 167 | 167
97 | GUADALUPE GEN STN CTG 4 | 01INR0004 | GUADG_GAS4 | GUADALUPE | GAS | SOUTH | 2000 | 167 | 167 | 167 | 167 | 167 | 167 | 167 | 167 | 167 | 167
98 | GUADALUPE GEN STN STG 5 | 01INR0004 | GUADG_STM5 | GUADALUPE | GAS | SOUTH | 2000 | 203 | 203 | 203 | 203 | 203 | 203 | 203 | 203 | 203 | 203
99 | GUADALUPE GEN STN STG 6 | 01INR0004 | GUADG_STM6 | GUADALUPE | GAS | SOUTH | 2000 | 203 | 203 | 203 | 203 | 203 | 203 | 203 | 203 | 203 | 203
100 | HAYS ENERGY FACILITY CSG 1 | 01INR0003 | HAYSEN_HAYSENG1 | HAYS | GAS | SOUTH | 2002 | 237 | 237 | 237 | 237 | 237 | 237 | 237 | 237 | 237 | 237
101 | HAYS ENERGY FACILITY CSG 2 | 01INR0003 | HAYSEN_HAYSENG2 | HAYS | GAS | SOUTH | 2002 | 237 | 237 | 237 | 237 | 237 | 237 | 237 | 237 | 237 | 237
102 | HAYS ENERGY FACILITY CSG 3 | 01INR0003 | HAYSEN_HAYSENG3 | HAYS | GAS | SOUTH | 2002 | 247 | 247 | 247 | 247 | 247 | 247 | 247 | 247 | 247 | 247
103 | HAYS ENERGY FACILITY CSG 4 | 01INR0003 | HAYSEN_HAYSENG4 | HAYS | GAS | SOUTH | 2002 | 247 | 247 | 247 | 247 | 247 | 247 | 247 | 247 | 247 | 247
104 | HIDALGO CTG 1 | 00INR0006 | DUKE_DUKE_GT1 | HIDALGO | GAS | SOUTH | 2000 | 150 | 150 | 150 | 150 | 150 | 150 | 150 | 150 | 150 | 150
105 | HIDALGO CTG 2 | 00INR0006 | DUKE_DUKE_GT2 | HIDALGO | GAS | SOUTH | 2000 | 150 | 150 | 150 | 150 | 150 | 150 | 150 | 150 | 150 | 150
106 | HIDALGO STG | 00INR0006 | DUKE_DUKE_ST1 | HIDALGO | GAS | SOUTH | 2000 | 176 | 176 | 176 | 176 | 176 | 176 | 176 | 176 | 176 | 176
107 | JACK COUNTY GEN FACILITY CTG 1 | 05INR0010 | JACKCNTY_CT1 | JACK | GAS | NORTH | 2005 | 165 | 165 | 165 | 165 | 165 | 165 | 165 | 165 | 165 | 165
108 | JACK COUNTY GEN FACILITY CTG 2 | 05INR0010 | JACKCNTY_CT2 | JACK | GAS | NORTH | 2005 | 165 | 165 | 165 | 165 | 165 | 165 | 165 | 165 | 165 | 165
109 | JACK COUNTY GEN FACILITY STG 1 | 05INR0010 | JACKCNTY_STG | JACK | GAS | NORTH | 2005 | 310 | 310 | 310 | 310 | 310 | 310 | 310 | 310 | 310 | 310
110 | JACK COUNTY GEN FACILITY CTG 3 | 10INR0010 | JCKCNTY2_CT3 | JACK | GAS | NORTH | 2011 | 165 | 165 | 165 | 165 | 165 | 165 | 165 | 165 | 165 | 165
111 | JACK COUNTY GEN FACILITY CTG 4 | 10INR0010 | JCKCNTY2_CT4 | JACK | GAS | NORTH | 2011 | 165 | 165 | 165 | 165 | 165 | 165 | 165 | 165 | 165 | 165
112 | JACK COUNTY GEN FACILITY STG 2 | 10INR0010 | JCKCNTY2_ST2 | JACK | GAS | NORTH | 2011 | 310 | 310 | 310 | 310 | 310 | 310 | 310 | 310 | 310 | 310
113 | JOHNSON COUNTY GEN FACILITY CTG |  | TEN_CT1 | JOHNSON | GAS | NORTH | 1997 | 177 | 177 | 177 | 177 | 177 | 177 | 177 | 177 | 177 | 177
114 | JOHNSON COUNTY GEN FACILITY STG |  | TEN_STG | JOHNSON | GAS | NORTH | 1997 | 106 | 106 | 106 | 106 | 106 | 106 | 106 | 106 | 106 | 106
115 | LAMAR POWER CTG 11 | 00INR0008 | LPCCS_CT11 | LAMAR | GAS | NORTH | 2000 | 186 | 186 | 186 | 186 | 186 | 186 | 186 | 186 | 186 | 186
116 | LAMAR POWER CTG 12 | 00INR0008 | LPCCS_CT12 | LAMAR | GAS | NORTH | 2000 | 176 | 176 | 176 | 176 | 176 | 176 | 176 | 176 | 176 | 176
117 | LAMAR POWER CTG 21 | 00INR0008 | LPCCS_CT21 | LAMAR | GAS | NORTH | 2000 | 176 | 176 | 176 | 176 | 176 | 176 | 176 | 176 | 176 | 176
118 | LAMAR POWER CTG 22 | 00INR0008 | LPCCS_CT22 | LAMAR | GAS | NORTH | 2000 | 186 | 186 | 186 | 186 | 186 | 186 | 186 | 186 | 186 | 186
119 | LAMAR POWER STG 1 | 00INR0008 | LPCCS_UNIT1 | LAMAR | GAS | NORTH | 2000 | 204 | 204 | 204 | 204 | 204 | 204 | 204 | 204 | 204 | 204
120 | LAMAR POWER STG 2 | 00INR0008 | LPCCS_UNIT2 | LAMAR | GAS | NORTH | 2000 | 204 | 204 | 204 | 204 | 204 | 204 | 204 | 204 | 204 | 204
121 | LOST PINES CTG 1 | 02INR0005 | LOSTPI_LOSTPGT1 | BASTROP | GAS | SOUTH | 2001 | 183 | 183 | 183 | 183 | 183 | 183 | 183 | 183 | 183 | 183
122 | LOST PINES CTG 2 | 02INR0005 | LOSTPI_LOSTPGT2 | BASTROP | GAS | SOUTH | 2001 | 183 | 183 | 183 | 183 | 183 | 183 | 183 | 183 | 183 | 183
123 | LOST PINES STG | 02INR0005 | LOSTPI_LOSTPST1 | BASTROP | GAS | SOUTH | 2001 | 192 | 192 | 192 | 192 | 192 | 192 | 192 | 192 | 192 | 192
124 | MAGIC VALLEY CTG 1 | 00INR0009 | NEDIN_NEDIN_G1 | HIDALGO | GAS | SOUTH | 2001 | 218.6 | 218.6 | 218.6 | 218.6 | 218.6 | 218.6 | 218.6 | 218.6 | 218.6 | 218.6
125 | MAGIC VALLEY CTG 2 | 00INR0009 | NEDIN_NEDIN_G2 | HIDALGO | GAS | SOUTH | 2001 | 218.6 | 218.6 | 218.6 | 218.6 | 218.6 | 218.6 | 218.6 | 218.6 | 218.6 | 218.6
126 | MAGIC VALLEY STG | 00INR0009 | NEDIN_NEDIN_G3 | HIDALGO | GAS | SOUTH | 2001 | 257.9 | 257.9 | 257.9 | 257.9 | 257.9 | 257.9 | 257.9 | 257.9 | 257.9 | 257.9
127 | MIDLOTHIAN CS 1 | 00INR0012 | MDANP_CT1 | ELLIS | GAS | NORTH | 2001 | 240 | 240 | 240 | 240 | 240 | 240 | 240 | 240 | 240 | 240
128 | MIDLOTHIAN CS 2 | 00INR0012 | MDANP_CT2 | ELLIS | GAS | NORTH | 2001 | 240 | 240 | 240 | 240 | 240 | 240 | 240 | 240 | 240 | 240
129 | MIDLOTHIAN CS 3 | 00INR0012 | MDANP_CT3 | ELLIS | GAS | NORTH | 2001 | 240 | 240 | 240 | 240 | 240 | 240 | 240 | 240 | 240 | 240
130 | MIDLOTHIAN CS 4 | 00INR0012 | MDANP_CT4 | ELLIS | GAS | NORTH | 2001 | 240 | 240 | 240 | 240 | 240 | 240 | 240 | 240 | 240 | 240
131 | MIDLOTHIAN CS 5 | 02INR0008 | MDANP_CT5 | ELLIS | GAS | NORTH | 2002 | 257 | 257 | 257 | 257 | 257 | 257 | 257 | 257 | 257 | 257
132 | MIDLOTHIAN CS 6 | 02INR0008 | MDANP_CT6 | ELLIS | GAS | NORTH | 2002 | 257 | 257 | 257 | 257 | 257 | 257 | 257 | 257 | 257 | 257
133 | NUECES BAY CTG 8 | 09INR0039 | NUECES_B_NUECESG8 | NUECES | GAS | COASTAL | 2010 | 165 | 165 | 165 | 165 | 165 | 165 | 165 | 165 | 165 | 165
134 | NUECES BAY CTG 9 | 09INR0039 | NUECES_B_NUECESG9 | NUECES | GAS | COASTAL | 2010 | 165 | 165 | 165 | 165 | 165 | 165 | 165 | 165 | 165 | 165
135 | NUECES BAY STG 7 |  | NUECES_B_NUECESG7 | NUECES | GAS | COASTAL | 1972 | 320 | 320 | 320 | 320 | 320 | 320 | 320 | 320 | 320 | 320
136 | ODESSA-ECTOR GEN STN CTG 11 | 01INR0026 | OECCS_CT11 | ECTOR | GAS | WEST | 2001 | 162.6 | 162.6 | 162.6 | 162.6 | 162.6 | 162.6 | 162.6 | 162.6 | 162.6 | 162.6
137 | ODESSA-ECTOR GEN STN CTG 12 | 01INR0026 | OECCS_CT12 | ECTOR | GAS | WEST | 2001 | 151.2 | 151.2 | 151.2 | 151.2 | 151.2 | 151.2 | 151.2 | 151.2 | 151.2 | 151.2
138 | ODESSA-ECTOR GEN STN CTG 21 | 01INR0026 | OECCS_CT21 | ECTOR | GAS | WEST | 2001 | 155.8 | 155.8 | 155.8 | 155.8 | 155.8 | 155.8 | 155.8 | 155.8 | 155.8 | 155.8
139 | ODESSA-ECTOR GEN STN CTG 22 | 01INR0026 | OECCS_CT22 | ECTOR | GAS | WEST | 2001 | 153.3 | 153.3 | 153.3 | 153.3 | 153.3 | 153.3 | 153.3 | 153.3 | 153.3 | 153.3
140 | ODESSA-ECTOR GEN STN STG 1 | 01INR0026 | OECCS_UNIT1 | ECTOR | GAS | WEST | 2001 | 216 | 216 | 216 | 216 | 216 | 216 | 216 | 216 | 216 | 216
141 | ODESSA-ECTOR GEN STN STG 2 | 01INR0026 | OECCS_UNIT2 | ECTOR | GAS | WEST | 2001 | 216 | 216 | 216 | 216 | 216 | 216 | 216 | 216 | 216 | 216
142 | PANDA SHERMAN CTG1 | 10INR0021 | PANDA_S_SHER1CT1 | GRAYSON | GAS | NORTH | 2014 | 218.5 | 218.5 | 218.5 | 218.5 | 218.5 | 218.5 | 218.5 | 218.5 | 218.5 | 218.5
143 | PANDA SHERMAN CTG2 | 10INR0021 | PANDA_S_SHER1CT2 | GRAYSON | GAS | NORTH | 2014 | 218.5 | 218.5 | 218.5 | 218.5 | 218.5 | 218.5 | 218.5 | 218.5 | 218.5 | 218.5
144 | PANDA SHERMAN STG | 10INR0021 | PANDA_S_SHER1ST1 | GRAYSON | GAS | NORTH | 2014 | 333.6 | 333.6 | 333.6 | 333.6 | 333.6 | 333.6 | 333.6 | 333.6 | 333.6 | 333.6
145 | PANDA TEMPLE CTG1 | 10INR0020a | PANDA_T1_TMPL1CT1 | BELL | GAS | NORTH | 2014 | 218.5 | 218.5 | 218.5 | 218.5 | 218.5 | 218.5 | 218.5 | 218.5 | 218.5 | 218.5
146 | PANDA TEMPLE CTG2 | 10INR0020a | PANDA_T1_TMPL1CT2 | BELL | GAS | NORTH | 2014 | 218.5 | 218.5 | 218.5 | 218.5 | 218.5 | 218.5 | 218.5 | 218.5 | 218.5 | 218.5
147 | PANDA TEMPLE STG | 10INR0020a | PANDA_T1_TMPL1ST1 | BELL | GAS | NORTH | 2014 | 333.6 | 333.6 | 333.6 | 333.6 | 333.6 | 333.6 | 333.6 | 333.6 | 333.6 | 333.6
148 | PARIS ENERGY CENTER CTG 1 |  | TNSKA_GT1 | LAMAR | GAS | NORTH | 1989 | 87 | 87 | 87 | 87 | 87 | 87 | 87 | 87 | 87 | 87
149 | PARIS ENERGY CENTER CTG 2 |  | TNSKA_GT2 | LAMAR | GAS | NORTH | 1989 | 87 | 87 | 87 | 87 | 87 | 87 | 87 | 87 | 87 | 87
150 | PARIS ENERGY CENTER STG |  | TNSKA_STG | LAMAR | GAS | NORTH | 1990 | 89 | 89 | 89 | 89 | 89 | 89 | 89 | 89 | 89 | 89
151 | PASGEN CTG 2 |  | PSG_PSG_GT2 | HARRIS | GAS | HOUSTON | 2000 | 176 | 176 | 176 | 176 | 176 | 176 | 176 | 176 | 176 | 176
152 | PASGEN CTG 3 |  | PSG_PSG_GT3 | HARRIS | GAS | HOUSTON | 2000 | 176 | 176 | 176 | 176 | 176 | 176 | 176 | 176 | 176 | 176
153 | PASGEN STG 2 |  | PSG_PSG_ST2 | HARRIS | GAS | HOUSTON | 2000 | 169 | 169 | 169 | 169 | 169 | 169 | 169 | 169 | 169 | 169
154 | QUAIL RUN ENERGY CTG 1 | 06INR0036b | QALSW_GT1 | ECTOR | GAS | WEST | 2007 | 84 | 84 | 84 | 84 | 84 | 84 | 84 | 84 | 84 | 84
155 | QUAIL RUN ENERGY CTG 2 | 06INR0036b | QALSW_GT2 | ECTOR | GAS | WEST | 2007 | 86 | 86 | 86 | 86 | 86 | 86 | 86 | 86 | 86 | 86
156 | QUAIL RUN ENERGY STG 1 | 06INR0036b | QALSW_STG1 | ECTOR | GAS | WEST | 2007 | 98 | 98 | 98 | 98 | 98 | 98 | 98 | 98 | 98 | 98
157 | QUAIL RUN ENERGY CTG 3 | 06INR0036a | QALSW_GT3 | ECTOR | GAS | WEST | 2008 | 81 | 81 | 81 | 81 | 81 | 81 | 81 | 81 | 81 | 81
158 | QUAIL RUN ENERGY CTG 4 | 06INR0036a | QALSW_GT4 | ECTOR | GAS | WEST | 2008 | 81 | 81 | 81 | 81 | 81 | 81 | 81 | 81 | 81 | 81
159 | QUAIL RUN ENERGY STG 2 | 06INR0036a | QALSW_STG2 | ECTOR | GAS | WEST | 2008 | 98 | 98 | 98 | 98 | 98 | 98 | 98 | 98 | 98 | 98
160 | SAM RAYBURN CTG 7 | 03INR0014 | RAYBURN_RAYBURG7 | VICTORIA | GAS | SOUTH | 2003 | 50 | 50 | 50 | 50 | 50 | 50 | 50 | 50 | 50 | 50
161 | RIO NOGALES CTG 1 | 02INR0001 | RIONOG_CT1 | GUADALUPE | GAS | SOUTH | 2002 | 175 | 175 | 175 | 175 | 175 | 175 | 175 | 175 | 175 | 175
162 | RIO NOGALES CTG 2 | 02INR0001 | RIONOG_CT2 | GUADALUPE | GAS | SOUTH | 2002 | 175 | 175 | 175 | 175 | 175 | 175 | 175 | 175 | 175 | 175
163 | RIO NOGALES CTG 3 | 02INR0001 | RIONOG_CT3 | GUADALUPE | GAS | SOUTH | 2002 | 175 | 175 | 175 | 175 | 175 | 175 | 175 | 175 | 175 | 175
164 | RIO NOGALES STG 4 | 02INR0001 | RIONOG_ST1 | GUADALUPE | GAS | SOUTH | 2002 | 323 | 323 | 323 | 323 | 323 | 323 | 323 | 323 | 323 | 323
165 | SAM RAYBURN CTG 8 | 03INR0014 | RAYBURN_RAYBURG8 | VICTORIA | GAS | SOUTH | 2003 | 51 | 51 | 51 | 51 | 51 | 51 | 51 | 51 | 51 | 51
166 | SAM RAYBURN CTG 9 | 03INR0014 | RAYBURN_RAYBURG9 | VICTORIA | GAS | SOUTH | 2003 | 50 | 50 | 50 | 50 | 50 | 50 | 50 | 50 | 50 | 50
167 | SAM RAYBURN STG 10 | 03INR0014 | RAYBURN_RAYBURG10 | VICTORIA | GAS | SOUTH | 2003 | 40 | 40 | 40 | 40 | 40 | 40 | 40 | 40 | 40 | 40
168 | SANDHILL ENERGY CENTER CTG 5A | 03INR0033 | SANDHSYD_SH_5A | TRAVIS | GAS | SOUTH | 2004 | 170 | 170 | 170 | 170 | 170 | 170 | 170 | 170 | 170 | 170
169 | SANDHILL ENERGY CENTER STG 5C | 03INR0033 | SANDHSYD_SH_5C | TRAVIS | GAS | SOUTH | 2004 | 160 | 160 | 160 | 160 | 160 | 160 | 160 | 160 | 160 | 160
170 | SILAS RAY STG 6 |  | SILASRAY_SILAS_6 | CAMERON | GAS | COASTAL | 1962 | 21 | 21 | 21 | 21 | 21 | 21 | 21 | 21 | 21 | 21
171 | SILAS RAY CTG 9 |  | SILASRAY_SILAS_9 | CAMERON | GAS | COASTAL | 1996 | 49 | 49 | 49 | 49 | 49 | 49 | 49 | 49 | 49 | 49
172 | T H WHARTON CTG 31 |  | THW_THWGT31 | HARRIS | GAS | HOUSTON | 1972 | 57 | 57 | 57 | 57 | 57 | 57 | 57 | 57 | 57 | 57
173 | T H WHARTON CTG 32 |  | THW_THWGT32 | HARRIS | GAS | HOUSTON | 1972 | 57 | 57 | 57 | 57 | 57 | 57 | 57 | 57 | 57 | 57
174 | T H WHARTON CTG 33 |  | THW_THWGT33 | HARRIS | GAS | HOUSTON | 1972 | 57 | 57 | 57 | 57 | 57 | 57 | 57 | 57 | 57 | 57
175 | T H WHARTON CTG 34 |  | THW_THWGT34 | HARRIS | GAS | HOUSTON | 1972 | 57 | 57 | 57 | 57 | 57 | 57 | 57 | 57 | 57 | 57
176 | T H WHARTON STG 3 |  | THW_THWST_3 | HARRIS | GAS | HOUSTON | 1974 | 104 | 104 | 104 | 104 | 104 | 104 | 104 | 104 | 104 | 104
177 | T H WHARTON CTG 41 |  | THW_THWGT41 | HARRIS | GAS | HOUSTON | 1972 | 57 | 57 | 57 | 57 | 57 | 57 | 57 | 57 | 57 | 57
178 | T H WHARTON CTG 42 |  | THW_THWGT42 | HARRIS | GAS | HOUSTON | 1972 | 57 | 57 | 57 | 57 | 57 | 57 | 57 | 57 | 57 | 57
179 | T H WHARTON CTG 43 |  | THW_THWGT43 | HARRIS | GAS | HOUSTON | 1974 | 57 | 57 | 57 | 57 | 57 | 57 | 57 | 57 | 57 | 57
180 | T H WHARTON CTG 44 |  | THW_THWGT44 | HARRIS | GAS | HOUSTON | 1974 | 57 | 57 | 57 | 57 | 57 | 57 | 57 | 57 | 57 | 57
181 | T H WHARTON STG 4 |  | THW_THWST_4 | HARRIS | GAS | HOUSTON | 1974 | 104 | 104 | 104 | 104 | 104 | 104 | 104 | 104 | 104 | 104
182 | TEXAS CITY CTG A |  | TXCTY_CTA | GALVESTON | GAS | HOUSTON | 2000 | 102.4 | 102.4 | 102.4 | 102.4 | 102.4 | 102.4 | 102.4 | 102.4 | 102.4 | 102.4
183 | TEXAS CITY CTG B |  | TXCTY_CTB | GALVESTON | GAS | HOUSTON | 2000 | 102.4 | 102.4 | 102.4 | 102.4 | 102.4 | 102.4 | 102.4 | 102.4 | 102.4 | 102.4
184 | TEXAS CITY CTG C |  | TXCTY_CTC | GALVESTON | GAS | HOUSTON | 2000 | 102.4 | 102.4 | 102.4 | 102.4 | 102.4 | 102.4 | 102.4 | 102.4 | 102.4 | 102.4
185 | TEXAS CITY STG |  | TXCTY_ST | GALVESTON | GAS | HOUSTON | 2000 | 131.5 | 131.5 | 131.5 | 131.5 | 131.5 | 131.5 | 131.5 | 131.5 | 131.5 | 131.5
186 | VICTORIA POWER STATION CTG 6 | 08INR0050 | VICTORIA_VICTORG6 | VICTORIA | GAS | SOUTH | 2009 | 171 | 171 | 171 | 171 | 171 | 171 | 171 | 171 | 171 | 171
187 | VICTORIA POWER STATION STG 5 | 08INR0050 | VICTORIA_VICTORG5 | VICTORIA | GAS | SOUTH | 1963 | 132 | 132 | 132 | 132 | 132 | 132 | 132 | 132 | 132 | 132
188 | WICHITA FALLS CTG 1 |  | WFCOGEN_UNIT1 | WICHITA | GAS | WEST | 1987 | 20 | 20 | 20 | 20 | 20 | 20 | 20 | 20 | 20 | 20
189 | WICHITA FALLS CTG 2 |  | WFCOGEN_UNIT2 | WICHITA | GAS | WEST | 1987 | 20 | 20 | 20 | 20 | 20 | 20 | 20 | 20 | 20 | 20
190 | WICHITA FALLS CTG 3 |  | WFCOGEN_UNIT3 | WICHITA | GAS | WEST | 1987 | 20 | 20 | 20 | 20 | 20 | 20 | 20 | 20 | 20 | 20
191 | WICHITA FALLS STG 4 |  | WFCOGEN_UNIT4 | WICHITA | GAS | WEST | 1987 | 16 | 16 | 16 | 16 | 16 | 16 | 16 | 16 | 16 | 16
192 | WISE-TRACTEBEL POWER CTG 1 | 02INR0009 | WCPP_CT1 | WISE | GAS | NORTH | 2004 | 275 | 275 | 275 | 275 | 275 | 275 | 275 | 275 | 275 | 275
193 | WISE-TRACTEBEL POWER CTG 2 | 02INR0009 | WCPP_CT2 | WISE | GAS | NORTH | 2004 | 275 | 275 | 275 | 275 | 275 | 275 | 275 | 275 | 275 | 275
194 | WISE-TRACTEBEL POWER STG 1 | 02INR0009 | WCPP_ST1 | WISE | GAS | NORTH | 2004 | 290 | 290 | 290 | 290 | 290 | 290 | 290 | 290 | 290 | 290
195 | WOLF HOLLOW POWER CTG 1 | 01INR0015 | WHCCS_CT1 | HOOD | GAS | NORTH | 2002 | 249 | 249 | 249 | 249 | 249 | 249 | 249 | 249 | 249 | 249
196 | WOLF HOLLOW POWER CTG 2 | 01INR0015 | WHCCS_CT2 | HOOD | GAS | NORTH | 2002 | 249 | 249 | 249 | 249 | 249 | 249 | 249 | 249 | 249 | 249
197 | WOLF HOLLOW POWER STG | 01INR0015 | WHCCS_STG | HOOD | GAS | NORTH | 2002 | 293 | 293 | 293 | 293 | 293 | 293 | 293 | 293 | 293 | 293
198 | ATKINS CTG 7 |  | ATKINS_ATKINSG7 | BRAZOS | GAS | NORTH | 2016 | 20 | 20 | 20 | 20 | 20 | 20 | 20 | 20 | 20 | 20
199 | DANSBY CTG 2 |  | DANSBY_DANSBYG2 | BRAZOS | GAS | NORTH | 2004 | 48 | 48 | 48 | 48 | 48 | 48 | 48 | 48 | 48 | 48
200 | DANSBY CTG 3 | 09INR0072 | DANSBY_DANSBYG3 | BRAZOS | GAS | NORTH | 2010 | 50 | 50 | 50 | 50 | 50 | 50 | 50 | 50 | 50 | 50
201 | DECKER CREEK CTG 1 |  | DECKER_DPGT_1 | TRAVIS | GAS | SOUTH | 1989 | 54 | 54 | 54 | 54 | 54 | 54 | 54 | 54 | 54 | 54
202 | DECKER CREEK CTG 2 |  | DECKER_DPGT_2 | TRAVIS | GAS | SOUTH | 1989 | 54 | 54 | 54 | 54 | 54 | 54 | 54 | 54 | 54 | 54
203 | DECKER CREEK CTG 3 |  | DECKER_DPGT_3 | TRAVIS | GAS | SOUTH | 1989 | 54 | 54 | 54 | 54 | 54 | 54 | 54 | 54 | 54 | 54
204 | DECKER CREEK CTG 4 |  | DECKER_DPGT_4 | TRAVIS | GAS | SOUTH | 1989 | 54 | 54 | 54 | 54 | 54 | 54 | 54 | 54 | 54 | 54
205 | DECORDOVA CTG 1 |  | DCSES_CT10 | HOOD | GAS | NORTH | 1990 | 80 | 80 | 80 | 80 | 80 | 80 | 80 | 80 | 80 | 80
206 | DECORDOVA CTG 2 |  | DCSES_CT20 | HOOD | GAS | NORTH | 1990 | 79 | 79 | 79 | 79 | 79 | 79 | 79 | 79 | 79 | 79
207 | DECORDOVA CTG 3 |  | DCSES_CT30 | HOOD | GAS | NORTH | 1990 | 78 | 78 | 78 | 78 | 78 | 78 | 78 | 78 | 78 | 78
208 | DECORDOVA CTG 4 |  | DCSES_CT40 | HOOD | GAS | NORTH | 1990 | 77 | 77 | 77 | 77 | 77 | 77 | 77 | 77 | 77 | 77
209 | EXTEX LAPORTE GEN STN CTG 1 | 01INR0044 | AZ_AZ_G1 | HARRIS | GAS | HOUSTON | 2009 | 45 | 45 | 45 | 45 | 45 | 45 | 45 | 45 | 45 | 45
210 | EXTEX LAPORTE GEN STN CTG 2 | 01INR0044 | AZ_AZ_G2 | HARRIS | GAS | HOUSTON | 2009 | 45 | 45 | 45 | 45 | 45 | 45 | 45 | 45 | 45 | 45
211 | EXTEX LAPORTE GEN STN CTG 3 | 01INR0044 | AZ_AZ_G3 | HARRIS | GAS | HOUSTON | 2009 | 45 | 45 | 45 | 45 | 45 | 45 | 45 | 45 | 45 | 45
212 | EXTEX LAPORTE GEN STN CTG 4 | 01INR0044 | AZ_AZ_G4 | HARRIS | GAS | HOUSTON | 2009 | 45 | 45 | 45 | 45 | 45 | 45 | 45 | 45 | 45 | 45
213 | GREENS BAYOU CTG 73 |  | GBY_GBYGT73 | HARRIS | GAS | HOUSTON | 1976 | 54 | 54 | 54 | 54 | 54 | 54 | 54 | 54 | 54 | 54
214 | GREENS BAYOU CTG 74 |  | GBY_GBYGT74 | HARRIS | GAS | HOUSTON | 1976 | 54 | 54 | 54 | 54 | 54 | 54 | 54 | 54 | 54 | 54
215 | GREENS BAYOU CTG 81 |  | GBY_GBYGT81 | HARRIS | GAS | HOUSTON | 1976 | 54 | 54 | 54 | 54 | 54 | 54 | 54 | 54 | 54 | 54
216 | GREENS BAYOU CTG 82 |  | GBY_GBYGT82 | HARRIS | GAS | HOUSTON | 1976 | 58 | 58 | 58 | 58 | 58 | 58 | 58 | 58 | 58 | 58
217 | GREENS BAYOU CTG 83 |  | GBY_GBYGT83 | HARRIS | GAS | HOUSTON | 1976 | 64 | 64 | 64 | 64 | 64 | 64 | 64 | 64 | 64 | 64
218 | GREENS BAYOU CTG 84 |  | GBY_GBYGT84 | HARRIS | GAS | HOUSTON | 1976 | 54 | 54 | 54 | 54 | 54 | 54 | 54 | 54 | 54 | 54
219 | GREENVILLE IC ENGINE PLANT | 10INR0070 | STEAM_ENGINE_1 | HUNT | GAS | NORTH | 2010 | 8.4 | 8.4 | 8.4 | 8.4 | 8.4 | 8.4 | 8.4 | 8.4 | 8.4 | 8.4
220 | GREENVILLE IC ENGINE PLANT | 10INR0070 | STEAM_ENGINE_2 | HUNT | GAS | NORTH | 2010 | 8.4 | 8.4 | 8.4 | 8.4 | 8.4 | 8.4 | 8.4 | 8.4 | 8.4 | 8.4
221 | GREENVILLE IC ENGINE PLANT | 10INR0070 | STEAM_ENGINE_3 | HUNT | GAS | NORTH | 2010 | 8.4 | 8.4 | 8.4 | 8.4 | 8.4 | 8.4 | 8.4 | 8.4 | 8.4 | 8.4
222 | LAREDO CTG 4 | 08INR0064 | LARDVFTN_G4 | WEBB | GAS | SOUTH | 2008 | 98.5 | 98.5 | 98.5 | 98.5 | 98.5 | 98.5 | 98.5 | 98.5 | 98.5 | 98.5
223 | LAREDO CTG 5 | 08INR0064 | LARDVFTN_G5 | WEBB | GAS | SOUTH | 2008 | 98.5 | 98.5 | 98.5 | 98.5 | 98.5 | 98.5 | 98.5 | 98.5 | 98.5 | 98.5
224 | LEON CREEK PEAKER CTG 1 | 04INR0009 | LEON_CRK_LCPCT1 | BEXAR | GAS | SOUTH | 2004 | 48 | 48 | 48 | 48 | 48 | 48 | 48 | 48 | 48 | 48
225 | LEON CREEK PEAKER CTG 2 | 04INR0009 | LEON_CRK_LCPCT2 | BEXAR | GAS | SOUTH | 2004 | 48 | 48 | 48 | 48 | 48 | 48 | 48 | 48 | 48 | 48
226 | LEON CREEK PEAKER CTG 3 | 04INR0009 | LEON_CRK_LCPCT3 | BEXAR | GAS | SOUTH | 2004 | 48 | 48 | 48 | 48 | 48 | 48 | 48 | 48 | 48 | 48
227 | LEON CREEK PEAKER CTG 4 | 04INR0009 | LEON_CRK_LCPCT4 | BEXAR | GAS | SOUTH | 2004 | 48 | 48 | 48 | 48 | 48 | 48 | 48 | 48 | 48 | 48
228 | MORGAN CREEK CTG 1 |  | MGSES_CT1 | MITCHELL | GAS | WEST | 1988 | 81 | 81 | 81 | 81 | 81 | 81 | 81 | 81 | 81 | 81
229 | MORGAN CREEK CTG 2 |  | MGSES_CT2 | MITCHELL | GAS | WEST | 1988 | 81 | 81 | 81 | 81 | 81 | 81 | 81 | 81 | 81 | 81
230 | MORGAN CREEK CTG 3 |  | MGSES_CT3 | MITCHELL | GAS | WEST | 1988 | 81 | 81 | 81 | 81 | 81 | 81 | 81 | 81 | 81 | 81
231 | MORGAN CREEK CTG 4 |  | MGSES_CT4 | MITCHELL | GAS | WEST | 1988 | 81 | 81 | 81 | 81 | 81 | 81 | 81 | 81 | 81 | 81
232 | MORGAN CREEK CTG 5 |  | MGSES_CT5 | MITCHELL | GAS | WEST | 1988 | 81 | 81 | 81 | 81 | 81 | 81 | 81 | 81 | 81 | 81
233 | MORGAN CREEK CTG 6 |  | MGSES_CT6 | MITCHELL | GAS | WEST | 1988 | 81 | 81 | 81 | 81 | 81 | 81 | 81 | 81 | 81 | 81
234 | PEARSALL IC ENGINE PLANT A | 09INR0079a | PEARSAL2_AGR_A | FRIO | GAS | SOUTH | 2012 | 50.6 | 50.6 | 50.6 | 50.6 | 50.6 | 50.6 | 50.6 | 50.6 | 50.6 | 50.6
235 | PEARSALL IC ENGINE PLANT B | 09INR0079a | PEARSAL2_AGR_B | FRIO | GAS | SOUTH | 2012 | 50.6 | 50.6 | 50.6 | 50.6 | 50.6 | 50.6 | 50.6 | 50.6 | 50.6 | 50.6
236 | PEARSALL IC ENGINE PLANT C | 09INR0079b | PEARSAL2_AGR_C | FRIO | GAS | SOUTH | 2012 | 50.6 | 50.6 | 50.6 | 50.6 | 50.6 | 50.6 | 50.6 | 50.6 | 50.6 | 50.6
237 | PEARSALL IC ENGINE PLANT D | 09INR0079b | PEARSAL2_AGR_D | FRIO | GAS | SOUTH | 2012 | 50.6 | 50.6 | 50.6 | 50.6 | 50.6 | 50.6 | 50.6 | 50.6 | 50.6 | 50.6
238 | PERMIAN BASIN CTG 1 |  | PB2SES_CT1 | WARD | GAS | WEST | 1988 | 71 | 71 | 71 | 71 | 71 | 71 | 71 | 71 | 71 | 71
239 | PERMIAN BASIN CTG 2 |  | PB2SES_CT2 | WARD | GAS | WEST | 1988 | 71 | 71 | 71 | 71 | 71 | 71 | 71 | 71 | 71 | 71
240 | PERMIAN BASIN CTG 3 |  | PB2SES_CT3 | WARD | GAS | WEST | 1988 | 74 | 74 | 74 | 74 | 74 | 74 | 74 | 74 | 74 | 74
241 | PERMIAN BASIN CTG 4 |  | PB2SES_CT4 | WARD | GAS | WEST | 1990 | 75 | 75 | 75 | 75 | 75 | 75 | 75 | 75 | 75 | 75
242 | PERMIAN BASIN CTG 5 |  | PB2SES_CT5 | WARD | GAS | WEST | 1990 | 75 | 75 | 75 | 75 | 75 | 75 | 75 | 75 | 75 | 75
243 | R W MILLER CTG 4 |  | MIL_MILLERG4 | PALO PINTO | GAS | NORTH | 2000 | 115 | 115 | 115 | 115 | 115 | 115 | 115 | 115 | 115 | 115
244 | R W MILLER CTG 5 |  | MIL_MILLERG5 | PALO PINTO | GAS | NORTH | 2000 | 115 | 115 | 115 | 115 | 115 | 115 | 115 | 115 | 115 | 115
245 | RAY OLINGER CTG 4 | 00INR0024 | OLINGR_OLING_4 | COLLIN | GAS | NORTH | 2001 | 84 | 84 | 84 | 84 | 84 | 84 | 84 | 84 | 84 | 84
246 | SAM RAYBURN CTG 1 |  | RAYBURN_RAYBURG1 | VICTORIA | GAS | SOUTH | 1963 | 13.5 | 13.5 | 13.5 | 13.5 | 13.5 | 13.5 | 13.5 | 13.5 | 13.5 | 13.5
247 | SAM RAYBURN CTG 2 |  | RAYBURN_RAYBURG2 | VICTORIA | GAS | SOUTH | 1963 | 13.5 | 13.5 | 13.5 | 13.5 | 13.5 | 13.5 | 13.5 | 13.5 | 13.5 | 13.5
248 | SAN JACINTO SES CTG 1 |  | SJS_SJS_G1 | HARRIS | GAS | HOUSTON | 1995 | 81 | 81 | 81 | 81 | 81 | 81 | 81 | 81 | 81 | 81
249 | SAN JACINTO SES CTG 2 |  | SJS_SJS_G2 | HARRIS | GAS | HOUSTON | 1995 | 81 | 81 | 81 | 81 | 81 | 81 | 81 | 81 | 81 | 81
250 | SANDHILL ENERGY CENTER CTG 1 | 01INR0041 | SANDHSYD_SH1 | TRAVIS | GAS | SOUTH | 2001 | 48 | 48 | 48 | 48 | 48 | 48 | 48 | 48 | 48 | 48
251 | SANDHILL ENERGY CENTER CTG 2 | 01INR0041 | SANDHSYD_SH2 | TRAVIS | GAS | SOUTH | 2001 | 48 | 48 | 48 | 48 | 48 | 48 | 48 | 48 | 48 | 48
252 | SANDHILL ENERGY CENTER CTG 3 | 01INR0041 | SANDHSYD_SH3 | TRAVIS | GAS | SOUTH | 2001 | 48 | 48 | 48 | 48 | 48 | 48 | 48 | 48 | 48 | 48
253 | SANDHILL ENERGY CENTER CTG 4 | 01INR0041 | SANDHSYD_SH4 | TRAVIS | GAS | SOUTH | 2001 | 48 | 48 | 48 | 48 | 48 | 48 | 48 | 48 | 48 | 48
254 | SANDHILL ENERGY CENTER CTG 6 | 09INR0045 | SANDHSYD_SH6 | TRAVIS | GAS | SOUTH | 2010 | 48 | 48 | 48 | 48 | 48 | 48 | 48 | 48 | 48 | 48
255 | SANDHILL ENERGY CENTER CTG 7 | 09INR0045 | SANDHSYD_SH7 | TRAVIS | GAS | SOUTH | 2010 | 48 | 48 | 48 | 48 | 48 | 48 | 48 | 48 | 48 | 48
256 | SILAS RAY CTG 10 | 04INR0014 | SILASRAY_SILAS_10 | CAMERON | GAS | COASTAL | 2004 | 46 | 46 | 46 | 46 | 46 | 46 | 46 | 46 | 46 | 46
257 | T H WHARTON CTG 51 |  | THW_THWGT51 | HARRIS | GAS | HOUSTON | 1975 | 57 | 57 | 57 | 57 | 57 | 57 | 57 | 57 | 57 | 57
258 | T H WHARTON CTG 52 |  | THW_THWGT52 | HARRIS | GAS | HOUSTON | 1975 | 57 | 57 | 57 | 57 | 57 | 57 | 57 | 57 | 57 | 57
259 | T H WHARTON CTG 53 |  | THW_THWGT53 | HARRIS | GAS | HOUSTON | 1975 | 57 | 57 | 57 | 57 | 57 | 57 | 57 | 57 | 57 | 57
260 | T H WHARTON CTG 54 |  | THW_THWGT54 | HARRIS | GAS | HOUSTON | 1975 | 57 | 57 | 57 | 57 | 57 | 57 | 57 | 57 | 57 | 57
261 | T H WHARTON CTG 55 |  | THW_THWGT55 | HARRIS | GAS | HOUSTON | 1975 | 57 | 57 | 57 | 57 | 57 | 57 | 57 | 57 | 57 | 57
262 | T H WHARTON CTG 56 |  | THW_THWGT56 | HARRIS | GAS | HOUSTON | 1975 | 57 | 57 | 57 | 57 | 57 | 57 | 57 | 57 | 57 | 57
263 | T H WHARTON CTG G1 |  | THW_THWGT_1 | HARRIS | GAS | HOUSTON | 1967 | 13 | 13 | 13 | 13 | 13 | 13 | 13 | 13 | 13 | 13
264 | TEXAS GULF SULPHUR |  | TGF_TGFGT_1 | WHARTON | GAS | SOUTH | 1985 | 89 | 89 | 89 | 89 | 89 | 89 | 89 | 89 | 89 | 89
265 | V H BRAUNIG CTG 5 | 09INR0028 | BRAUNIG_VHB6CT5 | BEXAR | GAS | SOUTH | 2009 | 48 | 48 | 48 | 48 | 48 | 48 | 48 | 48 | 48 | 48
266 | V H BRAUNIG CTG 6 | 09INR0028 | BRAUNIG_VHB6CT6 | BEXAR | GAS | SOUTH | 2009 | 48 | 48 | 48 | 48 | 48 | 48 | 48 | 48 | 48 | 48
267 | V H BRAUNIG CTG 7 | 09INR0028 | BRAUNIG_VHB6CT7 | BEXAR | GAS | SOUTH | 2009 | 48 | 48 | 48 | 48 | 48 | 48 | 48 | 48 | 48 | 48
268 | V H BRAUNIG CTG 8 | 09INR0028 | BRAUNIG_VHB6CT8 | BEXAR | GAS | SOUTH | 2009 | 48 | 48 | 48 | 48 | 48 | 48 | 48 | 48 | 48 | 48
269 | W A PARISH CTG 1 |  | WAP_WAPGT_1 | FT. BEND | GAS | HOUSTON | 1967 | 13 | 13 | 13 | 13 | 13 | 13 | 13 | 13 | 13 | 13
270 | W A PARISH - PETRA NOVA CTG | 12INR0086 | PNPI_GT2 | FORT BEND | GAS | HOUSTON | 2013 | 88 | 88 | 88 | 88 | 88 | 88 | 88 | 88 | 88 | 88
271 | WINCHESTER POWER PARK CTG 1 | 09INR0027 | WIPOPA_WPP_G1 | FAYETTE | GAS | SOUTH | 2009 | 46 | 46 | 46 | 46 | 46 | 46 | 46 | 46 | 46 | 46
272 | WINCHESTER POWER PARK CTG 2 | 09INR0027 | WIPOPA_WPP_G2 | FAYETTE | GAS | SOUTH | 2009 | 46 | 46 | 46 | 46 | 46 | 46 | 46 | 46 | 46 | 46
273 | WINCHESTER POWER PARK CTG 3 | 09INR0027 | WIPOPA_WPP_G3 | FAYETTE | GAS | SOUTH | 2009 | 46 | 46 | 46 | 46 | 46 | 46 | 46 | 46 | 46 | 46
274 | WINCHESTER POWER PARK CTG 4 | 09INR0027 | WIPOPA_WPP_G4 | FAYETTE | GAS | SOUTH | 2009 | 46 | 46 | 46 | 46 | 46 | 46 | 46 | 46 | 46 | 46
275 | B M DAVIS STG U1 |  | B_DAVIS_B_DAVIG1 | NUECES | GAS | COASTAL | 1974 | 335 | 335 | 335 | 335 | 335 | 335 | 335 | 335 | 335 | 335
276 | CEDAR BAYOU STG U1 |  | CBY_CBY_G1 | CHAMBERS | GAS | HOUSTON | 1970 | 745 | 745 | 745 | 745 | 745 | 745 | 745 | 745 | 745 | 745
277 | CEDAR BAYOU STG U2 |  | CBY_CBY_G2 | CHAMBERS | GAS | HOUSTON | 1972 | 749 | 749 | 749 | 749 | 749 | 749 | 749 | 749 | 749 | 749
278 | DANSBY STG U1 |  | DANSBY_DANSBYG1 | BRAZOS | GAS | NORTH | 1978 | 110 | 110 | 110 | 110 | 110 | 110 | 110 | 110 | 110 | 110
279 | DECKER CREEK STG U1 |  | DECKER_DPG1 | TRAVIS | GAS | SOUTH | 1971 | 320 | 320 | 320 | 320 | 320 | 320 | 320 | 320 | 320 | 320
280 | DECKER CREEK STG U2 |  | DECKER_DPG2 | TRAVIS | GAS | SOUTH | 1978 | 428 | 428 | 428 | 428 | 428 | 428 | 428 | 428 | 428 | 428
281 | GRAHAM STG U1 |  | GRSES_UNIT1 | YOUNG | GAS | WEST | 1960 | 225 | 225 | 225 | 225 | 225 | 225 | 225 | 225 | 225 | 225
282 | GRAHAM STG U2 |  | GRSES_UNIT2 | YOUNG | GAS | WEST | 1969 | 390 | 390 | 390 | 390 | 390 | 390 | 390 | 390 | 390 | 390
283 | GREENS BAYOU STG U5 |  | GBY_GBY_5 | HARRIS | GAS | HOUSTON | 1973 | 371 | 371 | 371 | 371 | 371 | 371 | 371 | 371 | 371 | 371
284 | HANDLEY STG U3 |  | HLSES_UNIT3 | TARRANT | GAS | NORTH | 1963 | 395 | 395 | 395 | 395 | 395 | 395 | 395 | 395 | 395 | 395
285 | HANDLEY STG U4 |  | HLSES_UNIT4 | TARRANT | GAS | NORTH | 1976 | 435 | 435 | 435 | 435 | 435 | 435 | 435 | 435 | 435 | 435
286 | HANDLEY STG U5 |  | HLSES_UNIT5 | TARRANT | GAS | NORTH | 1977 | 435 | 435 | 435 | 435 | 435 | 435 | 435 | 435 | 435 | 435
287 | LAKE HUBBARD STG U1 |  | LHSES_UNIT1 | DALLAS | GAS | NORTH | 1970 | 392 | 392 | 392 | 392 | 392 | 392 | 392 | 392 | 392 | 392
288 | LAKE HUBBARD STG U2 |  | LHSES_UNIT2A | DALLAS | GAS | NORTH | 1973 | 515 | 515 | 515 | 515 | 515 | 515 | 515 | 515 | 515 | 515
289 | MOUNTAIN CREEK STG U6 |  | MCSES_UNIT6 | DALLAS | GAS | NORTH | 1956 | 122 | 122 | 122 | 122 | 122 | 122 | 122 | 122 | 122 | 122
290 | MOUNTAIN CREEK STG U7 |  | MCSES_UNIT7 | DALLAS | GAS | NORTH | 1958 | 118 | 118 | 118 | 118 | 118 | 118 | 118 | 118 | 118 | 118
291 | MOUNTAIN CREEK STG U8 |  | MCSES_UNIT8 | DALLAS | GAS | NORTH | 1967 | 568 | 568 | 568 | 568 | 568 | 568 | 568 | 568 | 568 | 568
292 | O W SOMMERS STG U1 |  | CALAVERS_OWS1 | BEXAR | GAS | SOUTH | 1972 | 420 | 420 | 420 | 420 | 420 | 420 | 420 | 420 | 420 | 420
293 | O W SOMMERS STG U2 |  | CALAVERS_OWS2 | BEXAR | GAS | SOUTH | 1974 | 420 | 420 | 420 | 420 | 420 | 420 | 420 | 420 | 420 | 420
294 | PEARSALL STG U1 |  | PEARSALL_PEARS_1 | FRIO | GAS | SOUTH | 1961 | 25 | 25 | 25 | 25 | 25 | 25 | 25 | 25 | 25 | 25
295 | PEARSALL STG U2 |  | PEARSALL_PEARS_2 | FRIO | GAS | SOUTH | 1961 | 25 | 25 | 25 | 25 | 25 | 25 | 25 | 25 | 25 | 25
296 | PEARSALL STG U3 |  | PEARSALL_PEARS_3 | FRIO | GAS | SOUTH | 1961 | 25 | 25 | 25 | 25 | 25 | 25 | 25 | 25 | 25 | 25
297 | POWERLANE PLANT STG U1 |  | STEAM1A_STEAM_1 | HUNT | GAS | NORTH | 1966 | 20 | 20 | 20 | 20 | 20 | 20 | 20 | 20 | 20 | 20
298 | POWERLANE PLANT STG U2 |  | STEAM_STEAM_2 | HUNT | GAS | NORTH | 1967 | 26 | 26 | 26 | 26 | 26 | 26 | 26 | 26 | 26 | 26
299 | POWERLANE PLANT STG U3 |  | STEAM_STEAM_3 | HUNT | GAS | NORTH | 1978 | 41 | 41 | 41 | 41 | 41 | 41 | 41 | 41 | 41 | 41
300 | R W MILLER STG U1 |  | MIL_MILLERG1 | PALO PINTO | GAS | NORTH | 2016 | 75 | 75 | 75 | 75 | 75 | 75 | 75 | 75 | 75 | 75
301 | R W MILLER STG U2 |  | MIL_MILLERG2 | PALO PINTO | GAS | NORTH | 2016 | 120 | 120 | 120 | 120 | 120 | 120 | 120 | 120 | 120 | 120
302 | R W MILLER STG U3 |  | MIL_MILLERG3 | PALO PINTO | GAS | NORTH | 2016 | 208 | 208 | 208 | 208 | 208 | 208 | 208 | 208 | 208 | 208
303 | RAY OLINGER STG U1 |  | OLINGR_OLING_1 | COLLIN | GAS | NORTH | 1967 | 78 | 78 | 78 | 78 | 78 | 78 | 78 | 78 | 78 | 78
304 | RAY OLINGER STG U2 |  | OLINGR_OLING_2 | COLLIN | GAS | NORTH | 1971 | 107 | 107 | 107 | 107 | 107 | 107 | 107 | 107 | 107 | 107
305 | RAY OLINGER STG U3 |  | OLINGR_OLING_3 | COLLIN | GAS | NORTH | 1975 | 146 | 146 | 146 | 146 | 146 | 146 | 146 | 146 | 146 | 146
306 | SIM GIDEON STG U1 |  | GIDEON_GIDEONG1 | BASTROP | GAS | SOUTH | 1965 | 130 | 130 | 130 | 130 | 130 | 130 | 130 | 130 | 130 | 130
307 | SIM GIDEON STG U2 |  | GIDEON_GIDEONG2 | BASTROP | GAS | SOUTH | 1968 | 135 | 135 | 135 | 135 | 135 | 135 | 135 | 135 | 135 | 135
308 | SIM GIDEON STG U3 |  | GIDEON_GIDEONG3 | BASTROP | GAS | SOUTH | 1972 | 340 | 340 | 340 | 340 | 340 | 340 | 340 | 340 | 340 | 340
309 | SPENCER STG U4 |  | SPNCER_SPNCE_4 | DENTON | GAS | NORTH | 1966 | 61 | 61 | 61 | 61 | 61 | 61 | 61 | 61 | 61 | 61
310 | SPENCER STG U5 |  | SPNCER_SPNCE_5 | DENTON | GAS | NORTH | 1973 | 61 | 61 | 61 | 61 | 61 | 61 | 61 | 61 | 61 | 61
311 | STRYKER CREEK STG U1 |  | SCSES_UNIT1A | CHEROKEE | GAS | NORTH | 1958 | 167 | 167 | 167 | 167 | 167 | 167 | 167 | 167 | 167 | 167
312 | STRYKER CREEK STG U2 |  | SCSES_UNIT2 | CHEROKEE | GAS | NORTH | 1965 | 502 | 502 | 502 | 502 | 502 | 502 | 502 | 502 | 502 | 502
313 | TRINIDAD STG U6 |  | TRSES_UNIT6 | HENDERSON | GAS | NORTH | 1965 | 226 | 226 | 226 | 226 | 226 | 226 | 226 | 226 | 226 | 226
314 | V H BRAUNIG STG U1 |  | BRAUNIG_VHB1 | BEXAR | GAS | SOUTH | 1966 | 220 | 220 | 220 | 220 | 220 | 220 | 220 | 220 | 220 | 220
315 | V H BRAUNIG STG U2 |  | BRAUNIG_VHB2 | BEXAR | GAS | SOUTH | 1968 | 230 | 230 | 230 | 230 | 230 | 230 | 230 | 230 | 230 | 230
316 | V H BRAUNIG STG U3 |  | BRAUNIG_VHB3 | BEXAR | GAS | SOUTH | 1970 | 412 | 412 | 412 | 412 | 412 | 412 | 412 | 412 | 412 | 412
317 | W A PARISH STG U1 |  | WAP_WAP_G1 | FT. BEND | GAS | HOUSTON | 1958 | 169 | 169 | 169 | 169 | 169 | 169 | 169 | 169 | 169 | 169
318 | W A PARISH STG U2 |  | WAP_WAP_G2 | FT. BEND | GAS | HOUSTON | 1958 | 169 | 169 | 169 | 169 | 169 | 169 | 169 | 169 | 169 | 169
319 | W A PARISH STG U3 |  | WAP_WAP_G3 | FT. BEND | GAS | HOUSTON | 1961 | 258 | 258 | 258 | 258 | 258 | 258 | 258 | 258 | 258 | 258
320 | W A PARISH STG U4 |  | WAP_WAP_G4 | FT. BEND | GAS | HOUSTON | 1968 | 552 | 552 | 552 | 552 | 552 | 552 | 552 | 552 | 552 | 552
321 | NOTREES BATTERY FACILITY | 12INR0076 | NWF_NBS | WINKLER | STORAGE | WEST | 2012 | 0 | 0 | 0 | 0 | 0 | 0 | 0 | 0 | 0 | 0
322 | ACACIA SOLAR | 13DGR0001 | ACACIA_UNIT_1 | PRESIDIO | SOLAR | WEST | 2012 | 10 | 10 | 10 | 10 | 10 | 10 | 10 | 10 | 10 | 10
323 | BARILLA SOLAR (FS, PECOS) | 12INR0059 | HOVEY_UNIT1 | PECOS | SOLAR | WEST | 2014 | 29.4 | 29.4 | 29.4 | 29.4 | 29.4 | 29.4 | 29.4 | 29.4 | 29.4 | 29.4
324 | OCI ALAMO 1 SOLAR | 13INR0058 | OCI_ALM1_UNIT1 | BEXAR | SOLAR | SOUTH | 2013 | 39.2 | 39.2 | 39.2 | 39.2 | 39.2 | 39.2 | 39.2 | 39.2 | 39.2 | 39.2
325 | OCI ALAMO 4 SOLAR (BRACKETVILLE) | 14INR0024 | ECLIPSE_UNIT1 | KINNEY | SOLAR | SOUTH | 2014 | 37.6 | 37.6 | 37.6 | 37.6 | 37.6 | 37.6 | 37.6 | 37.6 | 37.6 | 37.6
326 | WEBBERVILLE SOLAR | 10INR0082 | WEBBER_S_WSP1 | TRAVIS | SOLAR | SOUTH | 2011 | 26.7 | 26.7 | 26.7 | 26.7 | 26.7 | 26.7 | 26.7 | 26.7 | 26.7 | 26.7
327 | BLUE WING 1 SOLAR |  | DG_BROOK_1UNIT | BEXAR | SOLAR | SOUTH | 2010 | 7.6 | 7.6 | 7.6 | 7.6 | 7.6 | 7.6 | 7.6 | 7.6 | 7.6 | 7.6
328 | BLUE WING 2 SOLAR |  | DG_ELEM_1UNIT | BEXAR | SOLAR | SOUTH | 2010 | 7.3 | 7.3 | 7.3 | 7.3 | 7.3 | 7.3 | 7.3 | 7.3 | 7.3 | 7.3
329 | OCI ALAMO 2-ST. HEDWIG SOLAR |  | DG_STHWG_UNIT1 | BEXAR | SOLAR | SOUTH | 2014 | 4.4 | 4.4 | 4.4 | 4.4 | 4.4 | 4.4 | 4.4 | 4.4 | 4.4 | 4.4
330 | OCI ALAMO 3-WALZEM SOLAR |  | DG_WALZM_UNIT1 | BEXAR | SOLAR | SOUTH | 2014 | 5.5 | 5.5 | 5.5 | 5.5 | 5.5 | 5.5 | 5.5 | 5.5 | 5.5 | 5.5
331 | SUNEDISON CPS3 SOMERSET 1 SOLAR |  | DG_SOME1_1UNIT | BEXAR | SOLAR | SOUTH | 2012 | 5.6 | 5.6 | 5.6 | 5.6 | 5.6 | 5.6 | 5.6 | 5.6 | 5.6 | 5.6
332 | SUNEDISON SOMERSET 2 SOLAR |  | DG_SOME2_1UNIT | BEXAR | SOLAR | SOUTH | 2012 | 5 | 5 | 5 | 5 | 5 | 5 | 5 | 5 | 5 | 5
333 | SUNEDISON RABEL ROAD SOLAR |  | DG_VALL1_1UNIT | BEXAR | SOLAR | SOUTH | 2012 | 9.9 | 9.9 | 9.9 | 9.9 | 9.9 | 9.9 | 9.9 | 9.9 | 9.9 | 9.9
334 | SUNEDISON VALLEY ROAD SOLAR |  | DG_VALL2_1UNIT | BEXAR | SOLAR | SOUTH | 2012 | 9.9 | 9.9 | 9.9 | 9.9 | 9.9 | 9.9 | 9.9 | 9.9 | 9.9 | 9.9
335 | NACOGDOCHES POWER | 09INR0007 | NACPW_UNIT1 | NACOGDOCHES | BIOMASS | NORTH | 2012 | 105 | 105 | 105 | 105 | 105 | 105 | 105 | 105 | 105 | 105
336 | LUFKIN BIOMASS | 08INR0033 | LFBIO_UNIT1 | ANGELINA | BIOMASS | NORTH | 2012 | 45 | 45 | 45 | 45 | 45 | 45 | 45 | 45 | 45 | 45
337 | BIOENERGY AUSTIN WALZEM RD LFG |  | DG_WALZE_4UNITS | BEXAR | BIOMASS | SOUTH | 2002 | 9.8 | 9.8 | 9.8 | 9.8 | 9.8 | 9.8 | 9.8 | 9.8 | 9.8 | 9.8
338 | BIOENERGY TEXAS COVEL GARDENS LFG |  | DG_MEDIN_1UNIT | BEXAR | BIOMASS | SOUTH | 2005 | 9.6 | 9.6 | 9.6 | 9.6 | 9.6 | 9.6 | 9.6 | 9.6 | 9.6 | 9.6
339 | FORT WORTH METHANE |  | DG_RDLML_1UNIT | TARRANT | BIOMASS | NORTH | 2011 | 1.6 | 1.6 | 1.6 | 1.6 | 1.6 | 1.6 | 1.6 | 1.6 | 1.6 | 1.6
340 | MCKINNEY LFG |  | DG_MKNSW_2UNITS | COLLIN | BIOMASS | NORTH | 2011 | 3.2 | 3.2 | 3.2 | 3.2 | 3.2 | 3.2 | 3.2 | 3.2 | 3.2 | 3.2
341 | NELSON GARDENS LANDFILL |  | DG_78252_4UNITS | BEXAR | BIOMASS | SOUTH | 2013 | 4.2 | 4.2 | 4.2 | 4.2 | 4.2 | 4.2 | 4.2 | 4.2 | 4.2 | 4.2
342 | SKYLINE LANDFILL GAS |  | DG_FERIS_4 UNITS | DALLAS | BIOMASS | NORTH | 2007 | 6.4 | 6.4 | 6.4 | 6.4 | 6.4 | 6.4 | 6.4 | 6.4 | 6.4 | 6.4
343 | TRINITY OAKS LFG |  | DG_KLBRG_1UNIT | DALLAS | BIOMASS | NORTH | 2011 | 3.2 | 3.2 | 3.2 | 3.2 | 3.2 | 3.2 | 3.2 | 3.2 | 3.2 | 3.2
344 | VIRIDIS ENERGY-ALVIN |  | DG_AV_DG1 | GALVESTON | BIOMASS | HOUSTON | 2002 | 6.7 | 6.7 | 6.7 | 6.7 | 6.7 | 6.7 | 6.7 | 6.7 | 6.7 | 6.7
345 | VIRIDIS ENERGY-HUMBLE |  | DG_HB_DG1 | HARRIS | BIOMASS | HOUSTON | 2002 | 10 | 10 | 10 | 10 | 10 | 10 | 10 | 10 | 10 | 10
346 | VIRIDIS ENERGY-LIBERTY |  | DG_LB_DG1 | HARRIS | BIOMASS | HOUSTON | 2002 | 3.9 | 3.9 | 3.9 | 3.9 | 3.9 | 3.9 | 3.9 | 3.9 | 3.9 | 3.9
347 | VIRIDIS ENERGY-TRINITY BAY |  | DG_TRN_DG1 | CHAMBERS | BIOMASS | HOUSTON | 2002 | 3.9 | 3.9 | 3.9 | 3.9 | 3.9 | 3.9 | 3.9 | 3.9 | 3.9 | 3.9
348 | WM RENEWABLE-AUSTIN LFG |  | DG_SPRIN_4UNITS | TRAVIS | BIOMASS | SOUTH | 2007 | 6.4 | 6.4 | 6.4 | 6.4 | 6.4 | 6.4 | 6.4 | 6.4 | 6.4 | 6.4
349 | WM RENEWABLE-DFW GAS RECOVERY LFG |  | DG_BIO2_4UNITS | DENTON | BIOMASS | NORTH | 2009 | 6.4 | 6.4 | 6.4 | 6.4 | 6.4 | 6.4 | 6.4 | 6.4 | 6.4 | 6.4
350 | WM RENEWABLE-BIOENERGY PARTNERS LFG |  | DG_BIOE_2UNITS | DENTON | BIOMASS | NORTH | 1988 | 6.2 | 6.2 | 6.2 | 6.2 | 6.2 | 6.2 | 6.2 | 6.2 | 6.2 | 6.2
351 | WM RENEWABLE-MESQUITE CREEK LFG |  | DG_FREIH_2UNITS | COMAL | BIOMASS | SOUTH | 2011 | 3.2 | 3.2 | 3.2 | 3.2 | 3.2 | 3.2 | 3.2 | 3.2 | 3.2 | 3.2
352 | WM RENEWABLE-WESTSIDE LFG |  | DG_WSTHL_3UNITS | PARKER | BIOMASS | NORTH | 2010 | 4.8 | 4.8 | 4.8 | 4.8 | 4.8 | 4.8 | 4.8 | 4.8 | 4.8 | 4.8
353 | Operational Capacity Total (Coal, Gas, Nuclear, Biomass, Solar) | [6 empty] | 66777.9 | 66777.9 | 66777.9 | 65927.9 | 65927.9 | 65927.9 | 65927.9 | 65927.9 | 65927.9 | 65927.9
354
355 | Operational Resources (Hydro)
356 | AMISTAD HYDRO 1 |  | AMISTAD_AMISTAG1 | VAL VERDE | HYDRO | WEST | 1983 | 37.9 | 37.9 | 37.9 | 37.9 | 37.9 | 37.9 | 37.9 | 37.9 | 37.9 | 37.9
357 | AMISTAD HYDRO 2 |  | AMISTAD_AMISTAG2 | VAL VERDE | HYDRO | WEST | 1983 | 37.9 | 37.9 | 37.9 | 37.9 | 37.9 | 37.9 | 37.9 | 37.9 | 37.9 | 37.9
358 | AUSTIN HYDRO 1 |  | AUSTPL_AUSTING1 | TRAVIS | HYDRO | SOUTH | 1940 | 8 | 8 | 8 | 8 | 8 | 8 | 8 | 8 | 8 | 8
359 | AUSTIN HYDRO 2 |  | AUSTPL_AUSTING2 | TRAVIS | HYDRO | SOUTH | 1940 | 9 | 9 | 9 | 9 | 9 | 9 | 9 | 9 | 9 | 9
360 | BUCHANAN HYDRO 1 |  | BUCHAN_BUCHANG1 | LLANO | HYDRO | SOUTH | 1938 | 16 | 16 | 16 | 16 | 16 | 16 | 16 | 16 | 16 | 16
361 | BUCHANAN HYDRO 2 |  | BUCHAN_BUCHANG2 | LLANO | HYDRO | SOUTH | 1938 | 16 | 16 | 16 | 16 | 16 | 16 | 16 | 16 | 16 | 16
362 | BUCHANAN HYDRO 3 |  | BUCHAN_BUCHANG3 | LLANO | HYDRO | SOUTH | 1950 | 17 | 17 | 17 | 17 | 17 | 17 | 17 | 17 | 17 | 17
363 | DENISON DAM 1 |  | DNDAM_DENISOG1 | GRAYSON | HYDRO | NORTH | 1944 | 40 | 40 | 40 | 40 | 40 | 40 | 40 | 40 | 40 | 40
364 | DENISON DAM 2 |  | DNDAM_DENISOG2 | GRAYSON | HYDRO | NORTH | 1948 | 40 | 40 | 40 | 40 | 40 | 40 | 40 | 40 | 40 | 40
365 | FALCON HYDRO 1 |  | FALCON_FALCONG1 | STARR | HYDRO | SOUTH | 1954 | 12 | 12 | 12 | 12 | 12 | 12 | 12 | 12 | 12 | 12
366 | FALCON HYDRO 2 |  | FALCON_FALCONG2 | STARR | HYDRO | SOUTH | 1954 | 12 | 12 | 12 | 12 | 12 | 12 | 12 | 12 | 12 | 12
367 | FALCON HYDRO 3 |  | FALCON_FALCONG3 | STARR | HYDRO | SOUTH | 1954 | 12 | 12 | 12 | 12 | 12 | 12 | 12 | 12 | 12 | 12
368 | GRANITE SHOALS HYDRO 1 |  | WIRTZ_WIRTZ_G1 | BURNET | HYDRO | SOUTH | 1951 | 29 | 29 | 29 | 29 | 29 | 29 | 29 | 29 | 29 | 29
369 | GRANITE SHOALS HYDRO 2 |  | WIRTZ_WIRTZ_G2 | BURNET | HYDRO | SOUTH | 1951 | 29 | 29 | 29 | 29 | 29 | 29 | 29 | 29 | 29 | 29
370 | INKS HYDRO 1 |  | INKSDA_INKS_G1 | LLANO | HYDRO | SOUTH | 1938 | 14 | 14 | 14 | 14 | 14 | 14 | 14 | 14 | 14 | 14
371 | MARBLE FALLS HYDRO 1 |  | MARBFA_MARBFAG1 | BURNET | HYDRO | SOUTH | 1951 | 21 | 21 | 21 | 21 | 21 | 21 | 21 | 21 | 21 | 21
372 | MARBLE FALLS HYDRO 2 |  | MARBFA_MARBFAG2 | BURNET | HYDRO | SOUTH | 1951 | 20 | 20 | 20 | 20 | 20 | 20 | 20 | 20 | 20 | 20
373 | MARSHALL FORD HYDRO 1 |  | MARSFO_MARSFOG1 | TRAVIS | HYDRO | SOUTH | 1941 | 36 | 36 | 36 | 36 | 36 | 36 | 36 | 36 | 36 | 36
374 | MARSHALL FORD HYDRO 2 |  | MARSFO_MARSFOG2 | TRAVIS | HYDRO | SOUTH | 1941 | 36 | 36 | 36 | 36 | 36 | 36 | 36 | 36 | 36 | 36
375 | MARSHALL FORD HYDRO 3 |  | MARSFO_MARSFOG3 | TRAVIS | HYDRO | SOUTH | 1941 | 29 | 29 | 29 | 29 | 29 | 29 | 29 | 29 | 29 | 29
376 | WHITNEY DAM HYDRO |  | WND_WHITNEY1 | BOSQUE | HYDRO | NORTH | 1953 | 20 | 20 | 20 | 20 | 20 | 20 | 20 | 20 | 20 | 20
377 | WHITNEY DAM HYDRO 2 |  | WND_WHITNEY2 | BOSQUE | HYDRO | NORTH | 1953 | 15 | 15 | 15 | 15 | 15 | 15 | 15 | 15 | 15 | 15
378 | ARLINGTON OUTLET HYDROELECTRIC FACILITY |  | DG_OAKHL_1UNIT | TARRANT | HYDRO | NORTH | 2014 | 1.4 | 1.4 | 1.4 | 1.4 | 1.4 | 1.4 | 1.4 | 1.4 | 1.4 | 1.4
379 | EAGLE PASS HYDRO |  | DG_EAGLE_HY_EAGLE_HY1 | MAVERICK | HYDRO | SOUTH | 2005 | 9.6 | 9.6 | 9.6 | 9.6 | 9.6 | 9.6 | 9.6 | 9.6 | 9.6 | 9.6
380 | GUADALUPE BLANCO RIVER AUTH-CANYON |  | DG_CANYHY_CANYHYG1 | COMAL | HYDRO | SOUTH | 1989 | 6 | 6 | 6 | 6 | 6 | 6 | 6 | 6 | 6 | 6
381 | GUADALUPE BLANCO RIVER AUTH-LAKEWOOD TAP |  | DG_LKWDT_2UNITS | GONZALES | HYDRO | SOUTH | 1931 | 4.8 | 4.8 | 4.8 | 4.8 | 4.8 | 4.8 | 4.8 | 4.8 | 4.8 | 4.8
382 | GUADALUPE BLANCO RIVER AUTH-MCQUEENEY |  | DG_MCQUE_5UNITS | GUADALUPE | HYDRO | SOUTH | 1928 | 7.7 | 7.7 | 7.7 | 7.7 | 7.7 | 7.7 | 7.7 | 7.7 | 7.7 | 7.7
383 | GUADALUPE BLANCO RIVER AUTH-SCHUMANSVILLE |  | DG_SCHUM_2UNITS | GUADALUPE | HYDRO | SOUTH | 1928 | 3.6 | 3.6 | 3.6 | 3.6 | 3.6 | 3.6 | 3.6 | 3.6 | 3.6 | 3.6
384 | CITY OF GARLAND LEWISVILLE HYDRO |  | DG_LWSVL_1UNIT | DENTON | HYDRO | NORTH | 1991 | 2.2 | 2.2 | 2.2 | 2.2 | 2.2 | 2.2 | 2.2 | 2.2 | 2.2 | 2.2
385 | Operational Capacity Total (Hydro) | [6 empty] | 542.1 | 542.1 | 542.1 | 542.1 | 542.1 | 542.1 | 542.1 | 542.1 | 542.1 | 542.1
386 | Hydro Capacity Contribution (Top 20 Hours) |  | HYDRO_CAP_CONT |  |  |  |  | 52 | 52 | 52 | 52 | 52 | 52 | 52 | 52 | 52 | 52
387
388 | Operational Capacity Unavailable due to Extended Outage |  | OPERATION_UNAVAIL |  | GAS |  |  | 0 | 0 | 0 | 0 | 0 | 0 | 0 | 0 | 0 | 0
389 | Operational Capacity Total (Including Hydro) | [6 empty] | 66829.9 | 66829.9 | 66829.9 | 65979.9 | 65979.9 | 65979.9 | 65979.9 | 65979.9 | 65979.9 | 65979.9
390
391 | Switchable Resources
392 | KIAMICHI ENERGY FACILITY 1CT101 | 03INR0012 | KMCHI_1CT101 | FANNIN | GAS | NORTH | 2003 | 178 | 178 | 178 | 178 | 178 | 178 | 178 | 178 | 178 | 178
393 | KIAMICHI ENERGY FACILITY 1CT201 | 03INR0012 | KMCHI_1CT201 | FANNIN | GAS | NORTH | 2003 | 180 | 180 | 180 | 180 | 180 | 180 | 180 | 180 | 180 | 180
394 | KIAMICHI ENERGY FACILITY 1ST | 03INR0012 | KMCHI_1ST | FANNIN | GAS | NORTH | 2003 | 307 | 307 | 307 | 307 | 307 | 307 | 307 | 307 | 307 | 307
395 | KIAMICHI ENERGY FACILITY 2CT101 | 03INR0012 | KMCHI_2CT101 | FANNIN | GAS | NORTH | 2003 | 178 | 178 | 178 | 178 | 178 | 178 | 178 | 178 | 178 | 178
396 | KIAMICHI ENERGY FACILITY 2CT201 | 03INR0012 | KMCHI_2CT201 | FANNIN | GAS | NORTH | 2003 | 180 | 180 | 180 | 180 | 180 | 180 | 180 | 180 | 180 | 180
397 | KIAMICHI ENERGY FACILITY 2ST | 03INR0012 | KMCHI_2ST | FANNIN | GAS | NORTH | 2003 | 307 | 307 | 307 | 307 | 307 | 307 | 307 | 307 | 307 | 307
398 | TENASKA-FRONTIER CTG 1 | 00PSR4 | FTR_FTR_G1 | GRIMES | GAS | NORTH | 2000 | 180 | 180 | 180 | 180 | 180 | 180 | 180 | 180 | 180 | 180
399 | TENASKA-FRONTIER CTG 2 | 00PSR4 | FTR_FTR_G2 | GRIMES | GAS | NORTH | 2000 | 180 | 180 | 180 | 180 | 180 | 180 | 180 | 180 | 180 | 180
400 | TENASKA-FRONTIER CTG 3 | 00PSR4 | FTR_FTR_G3 | GRIMES | GAS | NORTH | 2000 | 180 | 180 | 180 | 180 | 180 | 180 | 180 | 180 | 180 | 180
401 | TENASKA-FRONTIER STG 4 | 00PSR4 | FTR_FTR_G4 | GRIMES | GAS | NORTH | 2000 | 400 | 400 | 400 | 400 | 400 | 400 | 400 | 400 | 400 | 400
402 | TENASKA-GATEWAY CTG 1 | 01INR0019 | TGCCS_CT1 | RUSK | GAS | NORTH | 2001 | 162 | 162 | 162 | 162 | 162 | 162 | 162 | 162 | 162 | 162
403 | TENASKA-GATEWAY CTG 2 | 01INR0019 | TGCCS_CT2 | RUSK | GAS | NORTH | 2001 | 179 | 179 | 179 | 179 | 179 | 179 | 179 | 179 | 179 | 179
404 | TENASKA-GATEWAY CTG 3 | 01INR0019 | TGCCS_CT3 | RUSK | GAS | NORTH | 2001 | 178 | 178 | 178 | 178 | 178 | 178 | 178 | 178 | 178 | 178
405 | TENASKA-GATEWAY STG 4 | 01INR0019 | TGCCS_UNIT4 | RUSK | GAS | NORTH | 2001 | 389 | 389 | 389 | 389 | 389 | 389 | 389 | 389 | 389 | 389
406 | FRONTERA GENERATION CTG 1 |  | FRONTERA_FRONTEG1 | HIDALGO | GAS | SOUTH | 1999 | 170 | 170 | 170 | 170 | 170 | 170 | 170 | 170 | 170 | 170
407 | FRONTERA GENERATION CTG 2 |  | FRONTERA_FRONTEG2 | HIDALGO | GAS | SOUTH | 1999 | 170 | 170 | 170 | 170 | 170 | 170 | 170 | 170 | 170 | 170
408 | FRONTERA GENERATION STG |  | FRONTERA_FRONTEG3 | HIDALGO | GAS | SOUTH | 2000 | 184 | 184 | 184 | 184 | 184 | 184 | 184 | 184 | 184 | 184
409 | Switchable Capacity Total | [6 empty] | 3702 | 3702 | 3702 | 3702 | 3702 | 3702 | 3702 | 3702 | 3702 | 3702
410
411 | Switchable Capacity Unavailable to ERCOT |  | SWITCH_UNAVAIL |  | GAS |  |  | -824 | -824 | -824 | -824 | -524 | -524 | -524 | -524 | -524 | -524
412
413 | Available Mothball Capacity based on Owner's Return Probability |  | MOTH_AVAIL |  | COAL |  |  | 0 | 0 | 0 | 0 | 0 | 0 | 0 | 0 | 0 | 0
414
415 | Private-Use Network Capacity Contribution (Top 20 Hours) |  | PUN_CAP_CONT |  | GAS |  |  | 4433 | 4433 | 4433 | 4433 | 4433 | 4433 | 4433 | 4433 | 4433 | 4433
416
417 | Wind Resources
418 | ANACACHO WIND | 12INR0072 | ANACACHO_ANA | KINNEY | WIND | SOUTH | 2012 | 99.8 | 99.8 | 99.8 | 99.8 | 99.8 | 99.8 | 99.8 | 99.8 | 99.8 | 99.8
419 | BARTON CHAPEL WIND | 06INR0021 | BRTSW_BCW1 | JACK | WIND | NORTH | 2007 | 120 | 120 | 120 | 120 | 120 | 120 | 120 | 120 | 120 | 120
420 | BLUE SUMMIT WIND 5 | 12INR0075 | BLSUMMIT_BLSMT1_5 | WILBARGER | WIND | WEST | 2013 | 9 | 9 | 9 | 9 | 9 | 9 | 9 | 9 | 9 | 9
421 | BLUE SUMMIT WIND 6 | 12INR0075 | BLSUMMIT_BLSMT1_6 | WILBARGER | WIND | WEST | 2013 | 126.4 | 126.4 | 126.4 | 126.4 | 126.4 | 126.4 | 126.4 | 126.4 | 126.4 | 126.4
422 | BOBCAT BLUFF WIND | 08INR0049 | BCATWIND_WIND_1 | ARCHER | WIND | WEST | 2012 | 150 | 150 | 150 | 150 | 150 | 150 | 150 | 150 | 150 | 150
423 | BUFFALO GAP WIND FARM 1 | 04INR0015 | BUFF_GAP_UNIT1 | TAYLOR | WIND | WEST | 2006 | 120.6 | 120.6 | 120.6 | 120.6 | 120.6 | 120.6 | 120.6 | 120.6 | 120.6 | 120.6
424 | BUFFALO GAP WIND FARM 2_1 | 06INR0037 | BUFF_GAP_UNIT2_1 | TAYLOR | WIND | WEST | 2007 | 115.5 | 115.5 | 115.5 | 115.5 | 115.5 | 115.5 | 115.5 | 115.5 | 115.5 | 115.5
425 | BUFFALO GAP WIND FARM 2_2 | 06INR0037 | BUFF_GAP_UNIT2_2 | TAYLOR | WIND | WEST | 2007 | 117 | 117 | 117 | 117 | 117 | 117 | 117 | 117 | 117 | 117
426 | BUFFALO GAP WIND FARM 3 | 07INR0030 | BUFF_GAP_UNIT3 | TAYLOR | WIND | WEST | 2008 | 170.2 | 170.2 | 170.2 | 170.2 | 170.2 | 170.2 | 170.2 | 170.2 | 170.2 | 170.2
427 | BULL CREEK WIND PLANT U1 | 07INR0037 | BULLCRK_WND1 | BORDEN | WIND | WEST | 2009 | 88 | 88 | 88 | 88 | 88 | 88 | 88 | 88 | 88 | 88
428 | BULL CREEK WIND PLANT U2 | 07INR0037 | BULLCRK_WND2 | BORDEN | WIND | WEST | 2009 | 90 | 90 | 90 | 90 | 90 | 90 | 90 | 90 | 90 | 90
429 | CALLAHAN WIND | 04INR0013 | CALLAHAN_WND1 | CALLAHAN | WIND | WEST | 2004 | 114 | 114 | 114 | 114 | 114 | 114 | 114 | 114 | 114 | 114
430 | CAMP SPRINGS WIND 1 | 06INR0038 | CSEC_CSECG1 | SCURRY | WIND | WEST | 2007 | 130.5 | 130.5 | 130.5 | 130.5 | 130.5 | 130.5 | 130.5 | 130.5 | 130.5 | 130.5
431 | CAMP SPRINGS WIND 2 | 07INR0040 | CSEC_CSECG2 | SCURRY | WIND | WEST | 2007 | 120 | 120 | 120 | 120 | 120 | 120 | 120 | 120 | 120 | 120
432 | CAPRICORN RIDGE WIND 1 | 07INR0018 | CAPRIDGE_CR1 | STERLING | WIND | WEST | 2007 | 214.5 | 214.5 | 214.5 | 214.5 | 214.5 | 214.5 | 214.5 | 214.5 | 214.5 | 214.5
433 | CAPRICORN RIDGE WIND 2 | 07INR0041 | CAPRIDGE_CR3 | STERLING | WIND | WEST | 2008 | 186 | 186 | 186 | 186 | 186 | 186 | 186 | 186 | 186 | 186
434 | CAPRICORN RIDGE WIND 3 | 07INR0041 | CAPRIDGE_CR2 | STERLING | WIND | WEST | 2007 | 149.5 | 149.5 | 149.5 | 149.5 | 149.5 | 149.5 | 149.5 | 149.5 | 149.5 | 149.5
435 | CAPRICORN RIDGE WIND 4 | 08INR0063 | CAPRIDG4_CR4 | COKE | WIND | WEST | 2008 | 112.5 | 112.5 | 112.5 | 112.5 | 112.5 | 112.5 | 112.5 | 112.5 | 112.5 | 112.5
436 | CEDRO HILL WIND 1 | 09INR0082 | CEDROHIL_CHW1 | WEBB | WIND | SOUTH | 2010 | 75 | 75 | 75 | 75 | 75 | 75 | 75 | 75 | 75 | 75
437 | CEDRO HILL WIND 2 | 09INR0082 | CEDROHIL_CHW2 | WEBB | WIND | SOUTH | 2010 | 75 | 75 | 75 | 75 | 75 | 75 | 75 | 75 | 75 | 75
438 | CHAMPION WIND FARM | 07INR0045d | CHAMPION_UNIT1 | NOLAN | WIND | WEST | 2008 | 126.5 | 126.5 | 126.5 | 126.5 | 126.5 | 126.5 | 126.5 | 126.5 | 126.5 | 126.5
439 | DESERT SKY WIND FARM 1 |  | INDNENR_INDNENR | PECOS | WIND | WEST | 2002 | 84 | 84 | 84 | 84 | 84 | 84 | 84 | 84 | 84 | 84
440 | DESERT SKY WIND FARM 2 |  | INDNENR_INDNENR_2 | PECOS | WIND | WEST | 2002 | 76.5 | 76.5 | 76.5 | 76.5 | 76.5 | 76.5 | 76.5 | 76.5 | 76.5 | 76.5
441 | ELBOW CREEK WIND | 08INR0053 | ELB_ELBCREEK | HOWARD | WIND | WEST | 2008 | 118.7 | 118.7 | 118.7 | 118.7 | 118.7 | 118.7 | 118.7 | 118.7 | 118.7 | 118.7
442 | FOREST CREEK WIND FARM | 05INR0019 | MCDLD_FCW1 | GLASSCOCK | WIND | WEST | 2007 | 124.2 | 124.2 | 124.2 | 124.2 | 124.2 | 124.2 | 124.2 | 124.2 | 124.2 | 124.2
443 | GOAT WIND | 07INR0028 | GOAT_GOATWIND | STERLING | WIND | WEST | 2008 | 80 | 80 | 80 | 80 | 80 | 80 | 80 | 80 | 80 | 80
444 | GOAT WIND 2 | 07INR0028b | GOAT_GOATWIN2 | STERLING | WIND | WEST | 2010 | 69.6 | 69.6 | 69.6 | 69.6 | 69.6 | 69.6 | 69.6 | 69.6 | 69.6 | 69.6
445 | GOLDTHWAITE WIND 1 | 11INR0013 | GWEC_GWEC_G1 | MILLS | WIND | NORTH | 2014 | 148.6 | 148.6 | 148.6 | 148.6 | 148.6 | 148.6 | 148.6 | 148.6 | 148.6 | 148.6
446 | GRANDVIEW 1 (CONWAY) GV1A | 13INR0005a | GRANDVW1_GV1A | CARSON | WIND | PANHANDLE | 2014 | 107.4 | 107.4 | 107.4 | 107.4 | 107.4 | 107.4 | 107.4 | 107.4 | 107.4 | 107.4
447 | GRANDVIEW 1 (CONWAY) GV1B | 13INR0005a | GRANDVW1_GV1B | CARSON | WIND | PANHANDLE | 2014 | 103.8 | 103.8 | 103.8 | 103.8 | 103.8 | 103.8 | 103.8 | 103.8 | 103.8 | 103.8
448 | GREEN MOUNTAIN WIND (BRAZOS) U1 | 03INR0020 | BRAZ_WND_WND1 | SCURRY | WIND | WEST | 2003 | 99 | 99 | 99 | 99 | 99 | 99 | 99 | 99 | 99 | 99
449 | GREEN MOUNTAIN WIND (BRAZOS) U2 | 03INR0020 | BRAZ_WND_WND2 | SCURRY | WIND | WEST | 2003 | 61 | 61 | 61 | 61 | 61 | 61 | 61 | 61 | 61 | 61
450 | HACKBERRY WIND FARM | 04INR0011e | HWF_HWFG1 | SHACKELFORD | WIND | WEST | 2008 | 163.5 | 163.5 | 163.5 | 163.5 | 163.5 | 163.5 | 163.5 | 163.5 | 163.5 | 163.5
451 | HORSE HOLLOW WIND 1 | 05INR0018b | H_HOLLOW_WND1 | TAYLOR | WIND | WEST | 2005 | 206.6 | 206.6 | 206.6 | 206.6 | 206.6 | 206.6 | 206.6 | 206.6 | 206.6 | 206.6
452 | HORSE HOLLOW WIND 2 | 05INR0018a | HHOLLOW2_WIND1 | TAYLOR | WIND | WEST | 2006 | 158 | 158 | 158 | 158 | 158 | 158 | 158 | 158 | 158 | 158
453 | HORSE HOLLOW WIND 3 | 06INR0040 | HHOLLOW3_WND_1 | TAYLOR | WIND | WEST | 2006 | 208 | 208 | 208 | 208 | 208 | 208 | 208 | 208 | 208 | 208
454 | HORSE HOLLOW WIND 4 | 06INR0040 | HHOLLOW4_WND1 | TAYLOR | WIND | WEST | 2006 | 108 | 108 | 108 | 108 | 108 | 108 | 108 | 108 | 108 | 108
455 | INADALE WIND | 07INR0045b | INDL_INADALE1 | NOLAN | WIND | WEST | 2008 | 196.6 | 196.6 | 196.6 | 196.6 | 196.6 | 196.6 | 196.6 | 196.6 | 196.6 | 196.6
456 | INDIAN MESA WIND FARM | 00INR0022 | INDNNWP_INDNNWP | PECOS | WIND | WEST | 2001 | 82.5 | 82.5 | 82.5 | 82.5 | 82.5 | 82.5 | 82.5 | 82.5 | 82.5 | 82.5
457 | JUMBO ROAD WIND 1 | 13INR0059b | HRFDWIND_JRDWIND1 | DEAF SMITH | WIND | PANHANDLE | 2015 | 146.2 | 146.2 | 146.2 | 146.2 | 146.2 | 146.2 | 146.2 | 146.2 | 146.2 | 146.2
458 | JUMBO ROAD WIND 2 | 13INR0059b | HRFDWIND_JRDWIND2 | DEAF SMITH | WIND | PANHANDLE | 2015 | 153.6 | 153.6 | 153.6 | 153.6 | 153.6 | 153.6 | 153.6 | 153.6 | 153.6 | 153.6
459 | KEECHI WIND 138 KV JOPLIN | 14INR0049_2 | KEECHI_U1 | JACK | WIND | NORTH | 2014 | 110 | 110 | 110 | 110 | 110 | 110 | 110 | 110 | 110 | 110
460 | KING MOUNTAIN NE | 00INR0025 | KING_NE_KINGNE | UPTON | WIND | WEST | 2001 | 79.3 | 79.3 | 79.3 | 79.3 | 79.3 | 79.3 | 79.3 | 79.3 | 79.3 | 79.3
461 | KING MOUNTAIN NW | 00INR0025 | KING_NW_KINGNW | UPTON | WIND | WEST | 2001 | 79.3 | 79.3 | 79.3 | 79.3 | 79.3 | 79.3 | 79.3 | 79.3 | 79.3 | 79.3
462 | KING MOUNTAIN SE | 00INR0025 | KING_SE_KINGSE | UPTON | WIND | WEST | 2001 | 40.3 | 40.3 | 40.3 | 40.3 | 40.3 | 40.3 | 40.3 | 40.3 | 40.3 | 40.3
463 | KING MOUNTAIN SW | 00INR0025 | KING_SW_KINGSW | UPTON | WIND | WEST | 2001 | 79.3 | 79.3 | 79.3 | 79.3 | 79.3 | 79.3 | 79.3 | 79.3 | 79.3 | 79.3
464 | LANGFORD WIND POWER | 10INR0026 | LGD_LANGFORD | TOM GREEN | WIND | WEST | 2009 | 155 | 155 | 155 | 155 | 155 | 155 | 155 | 155 | 155 | 155
465 | LONE STAR WIND 1 (MESQUITE) | 04INR0011d | LNCRK_G83 | SHACKELFORD | WIND | WEST | 2006 | 200 | 200 | 200 | 200 | 200 | 200 | 200 | 200 | 200 | 200
466 | LONE STAR WIND 2 (POST OAK) U1 | 04INR0011a | LNCRK2_G871 | SHACKELFORD | WIND | WEST | 2007 | 100 | 100 | 100 | 100 | 100 | 100 | 100 | 100 | 100 | 100
467 | LONE STAR WIND 2 (POST OAK) U2 | 04INR0011a | LNCRK2_G872 | SHACKELFORD | WIND | WEST | 2007 | 100 | 100 | 100 | 100 | 100 | 100 | 100 | 100 | 100 | 100
468 | LORAINE WINDPARK I | 09INR0047 | LONEWOLF_G1 | MITCHELL | WIND | WEST | 2009 | 49.5 | 49.5 | 49.5 | 49.5 | 49.5 | 49.5 | 49.5 | 49.5 | 49.5 | 49.5
469 | LORAINE WINDPARK II | 09INR0047 | LONEWOLF_G2 | MITCHELL | WIND | WEST | 2009 | 51 | 51 | 51 | 51 | 51 | 51 | 51 | 51 | 51 | 51
470 | LORAINE WINDPARK III | 09INR0047 | LONEWOLF_G3 | MITCHELL | WIND | WEST | 2011 | 25.5 | 25.5 | 25.5 | 25.5 | 25.5 | 25.5 | 25.5 | 25.5 | 25.5 | 25.5
471 | LORAINE WINDPARK IV | 09INR0047 | LONEWOLF_G4 | MITCHELL | WIND | WEST | 2011 | 24 | 24 | 24 | 24 | 24 | 24 | 24 | 24 | 24 | 24
472 | MESQUITE CREEK WIND 1 | 09INR0051 | MESQCRK_WND1 | DAWSON | WIND | WEST | 2015 | 105.6 | 105.6 | 105.6 | 105.6 | 105.6 | 105.6 | 105.6 | 105.6 | 105.6 | 105.6
473 | MESQUITE CREEK WIND 2 | 09INR0051 | MESQCRK_WND2 | DAWSON | WIND | WEST | 2015 | 105.6 | 105.6 | 105.6 | 105.6 | 105.6 | 105.6 | 105.6 | 105.6 | 105.6 | 105.6
474 | MIAMI WIND G1 | 14INR0012a | MIAM1_G1 | GRAY | WIND | PANHANDLE | 2014 | 144.3 | 144.3 | 144.3 | 144.3 | 144.3 | 144.3 | 144.3 | 144.3 | 144.3 | 144.3
475 | MIAMI WIND G2 | 14INR0012a | MIAM1_G2 | GRAY | WIND | PANHANDLE | 2014 | 144.3 | 144.3 | 144.3 | 144.3 | 144.3 | 144.3 | 144.3 | 144.3 | 144.3 | 144.3
476 | MCADOO WIND FARM | 08INR0028 | MWEC_G1 | DICKENS | WIND | PANHANDLE | 2008 | 150 | 150 | 150 | 150 | 150 | 150 | 150 | 150 | 150 | 150
477 | NOTREES WIND FARM 1 | 07INR0005 | NWF_NWF1 | WINKLER | WIND | WEST | 2009 | 92.6 | 92.6 | 92.6 | 92.6 | 92.6 | 92.6 | 92.6 | 92.6 | 92.6 | 92.6
478 | NOTREES WIND FARM 2 | 07INR0005 | NWF_NWF2 | WINKLER | WIND | WEST | 2009 | 60 | 60 | 60 | 60 | 60 | 60 | 60 | 60 | 60 | 60
479 | OCOTILLO WIND FARM | 04INR0017 | OWF_OWF | HOWARD | WIND | WEST | 2008 | 58.8 | 58.8 | 58.8 | 58.8 | 58.8 | 58.8 | 58.8 | 58.8 | 58.8 | 58.8
480 | PANHANDLE WIND 1 U1 | 14INR0030a_2 | PH1_UNIT1 | CARSON | WIND | PANHANDLE | 2014 | 109.2 | 109.2 | 109.2 | 109.2 | 109.2 | 109.2 | 109.2 | 109.2 | 109.2 | 109.2
481 | PANHANDLE WIND 1 U2 | 14INR0030a_2 | PH1_UNIT2 | CARSON | WIND | PANHANDLE | 2014 | 109.2 | 109.2 | 109.2 | 109.2 | 109.2 | 109.2 | 109.2 | 109.2 | 109.2 | 109.2
482 | PANHANDLE WIND 2 U1 | 14INR0030b | PH2_UNIT1 | CARSON | WIND | PANHANDLE | 2014 | 94.2 | 94.2 | 94.2 | 94.2 | 94.2 | 94.2 | 94.2 | 94.2 | 94.2 | 94.2
483 | PANHANDLE WIND 2 U2 | 14INR0030b | PH2_UNIT2 | CARSON | WIND | PANHANDLE | 2014 | 96.6 | 96.6 | 96.6 | 96.6 | 96.6 | 96.6 | 96.6 | 96.6 | 96.6 | 96.6
484 | PANTHER CREEK 1 | 07INR0022 | PC_NORTH_PANTHER1 | HOWARD | WIND | WEST | 2008 | 142.5 | 142.5 | 142.5 | 142.5 | 142.5 | 142.5 | 142.5 | 142.5 | 142.5 | 142.5
485 | PANTHER CREEK 2 | 08INR0037 | PC_SOUTH_PANTHER2 | HOWARD | WIND | WEST | 2008 | 115.5 | 115.5 | 115.5 | 115.5 | 115.5 | 115.5 | 115.5 | 115.5 | 115.5 | 115.5
486 | PANTHER CREEK 3 | 11INR0015 | PC_SOUTH_PANTHER3 | HOWARD | WIND | WEST | 2009 | 199.5 | 199.5 | 199.5 | 199.5 | 199.5 | 199.5 | 199.5 | 199.5 | 199.5 | 199.5
487 | PECOS WIND (WOODWARD 1) | 01INR0035 | WOODWRD1_WOODWRD1 | PECOS | WIND | WEST | 2001 | 82.5 | 82.5 | 82.5 | 82.5 | 82.5 | 82.5 | 82.5 | 82.5 | 82.5 | 82.5
488 | PECOS WIND (WOODWARD 2) | 01INR0035 | WOODWRD2_WOODWRD2 | PECOS | WIND | WEST | 2001 | 77.2 | 77.2 | 77.2 | 77.2 | 77.2 | 77.2 | 77.2 | 77.2 | 77.2 | 77.2
489 | PYRON WIND FARM | 07INR0045a | PYR_PYRON1 | SCURRY | WIND | WEST | 2008 | 249 | 249 | 249 | 249 | 249 | 249 | 249 | 249 | 249 | 249
490 | RED CANYON WIND | 05INR0017 | RDCANYON_RDCNY1 | BORDEN | WIND | WEST | 2006 | 84 | 84 | 84 | 84 | 84 | 84 | 84 | 84 | 84 | 84
491 | ROSCOE WIND FARM | 07INR0045e | TKWSW1_ROSCOE | NOLAN | WIND | WEST | 2008 | 209 | 209 | 209 | 209 | 209 | 209 | 209 | 209 | 209 | 209
492 | SAND BLUFF WIND FARM | 05INR0019 | MCDLD_SBW1 | GLASSCOCK | WIND | WEST | 2008 | 90 | 90 | 90 | 90 | 90 | 90 | 90 | 90 | 90 | 90
493 | SENATE WIND | 08INR0011 | SENATEWD_UNIT1 | JACK | WIND | NORTH | 2012 | 150 | 150 | 150 | 150 | 150 | 150 | 150 | 150 | 150 | 150
494 | SHERBINO I WIND | 06INR0012a | KEO_KEO_SM1 | PECOS | WIND | WEST | 2008 | 150 | 150 | 150 | 150 | 150 | 150 | 150 | 150 | 150 | 150
495 | SHERBINO 2 WIND | 06INR0012b | KEO_SHRBINO2 | PECOS | WIND | WEST | 2011 | 147.5 | 147.5 | 147.5 | 147.5 | 147.5 | 147.5 | 147.5 | 147.5 | 147.5 | 147.5
496 | SILVER STAR WIND | 03INR0034 | FLTCK_SSI | EASTLAND | WIND | NORTH | 2008 | 60 | 60 | 60 | 60 | 60 | 60 | 60 | 60 | 60 | 60
497 | SNYDER WIND FARM | 04INR0020 | ENAS_ENA1 | SCURRY | WIND | WEST | 2007 | 63 | 63 | 63 | 63 | 63 | 63 | 63 | 63 | 63 | 63
498 | SOUTH TRENT WIND FARM | 07INR0029 | STWF_T1 | NOLAN | WIND | WEST | 2008 | 98.2 | 98.2 | 98.2 | 98.2 | 98.2 | 98.2 | 98.2 | 98.2 | 98.2 | 98.2
499 | SPINNING SPUR WIND TWO | 13INR0048 | SSPURTWO_WIND_1 | OLDHAM | WIND | PANHANDLE | 2014 | 161 | 161 | 161 | 161 | 161 | 161 | 161 | 161 | 161 | 161
500 | STANTON WIND ENERGY | 07INR0010 | SWEC_G1 | MARTIN | WIND | WEST | 2008 | 120 | 120 | 120 | 120 | 120 | 120 | 120 | 120 | 120 | 120
501 | STEPHENS RANCH WIND 1 | 12INR0034a | SRWE1_UNIT1 | BORDEN | WIND | WEST | 2014 | 211.2 | 211.2 | 211.2 | 211.2 | 211.2 | 211.2 | 211.2 | 211.2 | 211.2 | 211.2
502 | SWEETWATER WIND 1 | 01INR0036 | SWEETWND_WND1 | NOLAN | WIND | WEST | 2003 | 36.6 | 36.6 | 36.6 | 36.6 | 36.6 | 36.6 | 36.6 | 36.6 | 36.6 | 36.6
503 | SWEETWATER WIND 2A | 01INR0036 | SWEETWN2_WND24 | NOLAN | WIND | WEST | 2006 | 15.9 | 15.9 | 15.9 | 15.9 | 15.9 | 15.9 | 15.9 | 15.9 | 15.9 | 15.9
504 | SWEETWATER WIND 2B | 01INR0036 | SWEETWN2_WND2 | NOLAN | WIND | WEST | 2004 | 97.5 | 97.5 | 97.5 | 97.5 | 97.5 | 97.5 | 97.5 | 97.5 | 97.5 | 97.5
505 | SWEETWATER WIND 3A | 01INR0036 | SWEETWN3_WND3A | NOLAN | WIND | WEST | 2011 | 28.5 | 28.5 | 28.5 | 28.5 | 28.5 | 28.5 | 28.5 | 28.5 | 28.5 | 28.5
506 | SWEETWATER WIND 3B | 01INR0036 | SWEETWN3_WND3B | NOLAN | WIND | WEST | 2011 | 100.5 | 100.5 | 100.5 | 100.5 | 100.5 | 100.5 | 100.5 | 100.5 | 100.5 | 100.5
507 | SWEETWATER WIND 4-5 | 07INR0023 | SWEETWN4_WND5 | NOLAN | WIND | WEST | 2007 | 79.2 | 79.2 | 79.2 | 79.2 | 79.2 | 79.2 | 79.2 | 79.2 | 79.2 | 79.2
508 | SWEETWATER WIND 4-4B | 07INR0023 | SWEETWN4_WND4B | NOLAN | WIND | WEST | 2007 | 103.7 | 103.7 | 103.7 | 103.7 | 103.7 | 103.7 | 103.7 | 103.7 | 103.7 | 103.7
509 | SWEETWATER WIND 4-4A | 07INR0023 | SWEETWN4_WND4A | NOLAN | WIND | WEST | 2007 | 117.8 | 117.8 | 117.8 | 117.8 | 117.8 | 117.8 | 117.8 | 117.8 | 117.8 | 117.8
510 | TEXAS BIG SPRING WIND a |  | SGMTN_SIGNALMT | HOWARD | WIND | WEST | 1999 | 27.7 | 27.7 | 27.7 | 27.7 | 27.7 | 27.7 | 27.7 | 27.7 | 27.7 | 27.7
511 | TEXAS BIG SPRING WIND b |  | SGMTN_SIGNALM2 | HOWARD | WIND | WEST | 1999 | 6.6 | 6.6 | 6.6 | 6.6 | 6.6 | 6.6 | 6.6 | 6.6 | 6.6 | 6.6
512 | TRENT WIND FARM | 01INR0038 | TRENT_TRENT | NOLAN | WIND | WEST | 2001 | 150 | 150 | 150 | 150 | 150 | 150 | 150 | 150 | 150 | 150
513 | TRINITY HILLS WIND 1 | 08INR0062 | TRINITY_TH1_BUS1 | YOUNG | WIND | WEST | 2012 | 117.5 | 117.5 | 117.5 | 117.5 | 117.5 | 117.5 | 117.5 | 117.5 | 117.5 | 117.5
514 | TRINITY HILLS WIND 2 | 08INR0062 | TRINITY_TH1_BUS2 | YOUNG | WIND | WEST | 2012 | 107.5 | 107.5 | 107.5 | 107.5 | 107.5 | 107.5 | 107.5 | 107.5 | 107.5 | 107.5
515 | TURKEY TRACK WIND ENERGY CENTER | 07INR0011 | TTWEC_G1 | NOLAN | WIND | WEST | 2008 | 169.5 | 169.5 | 169.5 | 169.5 | 169.5 | 169.5 | 169.5 | 169.5 | 169.5 | 169.5
516 | WEST TEXAS WIND ENERGY |  | SW_MESA_SW_MESA | UPTON | WIND | WEST | 1999 | 80.3 | 80.3 | 80.3 | 80.3 | 80.3 | 80.3 | 80.3 | 80.3 | 80.3 | 80.3
517 | WHIRLWIND ENERGY | 07INR0003 | WEC_WECG1 | FLOYD | WIND | PANHANDLE | 2007 | 57 | 57 | 57 | 57 | 57 | 57 | 57 | 57 | 57 | 57
518 | WHITETAIL WIND ENERGY | 11INR0091 | EXGNWTL_WIND_1 | WEBB | WIND | SOUTH | 2012 | 91 | 91 | 91 | 91 | 91 | 91 | 91 | 91 | 91 | 91
519 | WINDTHORST 2 | 13INR0057 | WNDTHST2_UNIT1 | ARCHER | WIND | WEST | 2014 | 67.6 | 67.6 | 67.6 | 67.6 | 67.6 | 67.6 | 67.6 | 67.6 | 67.6 | 67.6
520 | WKN MOZART WIND | 09INR0061 | MOZART_WIND_1 | KENT | WIND | WEST | 2012 | 30 | 30 | 30 | 30 | 30 | 30 | 30 | 30 | 30 | 30
521 | WOLF RIDGE WIND | 07INR0034 | WHTTAIL_WR1 | COOKE | WIND | NORTH | 2008 | 112.5 | 112.5 | 112.5 | 112.5 | 112.5 | 112.5 | 112.5 | 112.5 | 112.5 | 112.5
522 | TSTC WEST TEXAS WIND |  | DG_ROSC2_1UNIT | NOLAN | WIND | WEST | 2008 | 2 | 2 | 2 | 2 | 2 | 2 | 2 | 2 | 2 | 2
523 | WOLF FLATS WIND (WIND MGT) |  | DG_TURL_UNIT1 | HALL | WIND | PANHANDLE | 2007 | 1 | 1 | 1 | 1 | 1 | 1 | 1 | 1 | 1 | 1
524 | Wind Capacity Sub-total (Non-Coastal Counties) | [6 empty] | 11379.4 | 11379.4 | 11379.4 | 11379.4 | 11379.4 | 11379.4 | 11379.4 | 11379.4 | 11379.4 | 11379.4
525
526 | GULF WIND I | 05INR0015a | TGW_T1 | KENEDY | WIND-C | COASTAL | 2010 | 141.6 | 141.6 | 141.6 | 141.6 | 141.6 | 141.6 | 141.6 | 141.6 | 141.6 | 141.6
527 | GULF WIND II | 05INR0015a | TGW_T2 | KENEDY | WIND-C | COASTAL | 2010 | 141.6 | 141.6 | 141.6 | 141.6 | 141.6 | 141.6 | 141.6 | 141.6 | 141.6 | 141.6
528 | LOS VIENTOS WIND I | 11INR0033 | LV1_LV1A | WILLACY | WIND-C | COASTAL | 2013 | 200.1 | 200.1 | 200.1 | 200.1 | 200.1 | 200.1 | 200.1 | 200.1 | 200.1 | 200.1
529 | LOS VIENTOS WIND II | 11INR0033 | LV1_LV1B | WILLACY | WIND-C | COASTAL | 2013 | 201.6 | 201.6 | 201.6 | 201.6 | 201.6 | 201.6 | 201.6 | 201.6 | 201.6 | 201.6
530 | MAGIC VALLEY WIND (REDFISH) 1A | 10INR0060 | REDFISH_MV1A | WILLACY | WIND-C | COASTAL | 2012 | 99.8 | 99.8 | 99.8 | 99.8 | 99.8 | 99.8 | 99.8 | 99.8 | 99.8 | 99.8
531 | MAGIC VALLEY WIND (REDFISH) 1B | 10INR0060 | REDFISH_MV1B | WILLACY | WIND-C | COASTAL | 2012 | 103.5 | 103.5 | 103.5 | 103.5 | 103.5 | 103.5 | 103.5 | 103.5 | 103.5 | 103.5
532 | PAPALOTE CREEK WIND FARM | 08INR0012a | PAP1_PAP1 | SAN PATRICIO | WIND-C | COASTAL | 2009 | 179.9 | 179.9 | 179.9 | 179.9 | 179.9 | 179.9 | 179.9 | 179.9 | 179.9 | 179.9
533 | PAPALOTE CREEK WIND FARM II | 08INR0012b | COTTON_PAP2 | SAN PATRICIO | WIND-C | COASTAL | 2010 | 200.1 | 200.1 | 200.1 | 200.1 | 200.1 | 200.1 | 200.1 | 200.1 | 200.1 | 200.1
534 | PENASCAL WIND 1 | 06INR0022a | PENA_UNIT1 | KENEDY | WIND-C | COASTAL | 2009 | 160.8 | 160.8 | 160.8 | 160.8 | 160.8 | 160.8 | 160.8 | 160.8 | 160.8 | 160.8
535 | PENASCAL WIND 2 | 06INR0022b | PENA_UNIT2 | KENEDY | WIND-C | COASTAL | 2009 | 141.6 | 141.6 | 141.6 | 141.6 | 141.6 | 141.6 | 141.6 | 141.6 | 141.6 | 141.6
536 | PENASCAL WIND 3 | 06INR0022b | PENA3_UNIT3 | KENEDY | WIND-C | COASTAL | 2011 | 100.8 | 100.8 | 100.8 | 100.8 | 100.8 | 100.8 | 100.8 | 100.8 | 100.8 | 100.8
537 | HARBOR WIND |  | DG_NUECE_6UNITS | NUECES | WIND-C | COASTAL | 2012 | 9 | 9 | 9 | 9 | 9 | 9 | 9 | 9 | 9 | 9
538 | Wind Capacity Sub-total (Coastal Counties) | [6 empty] | 1680.4 | 1680.4 | 1680.4 | 1680.4 | 1680.4 | 1680.4 | 1680.4 | 1680.4 | 1680.4 | 1680.4
539 | Wind Capacity Total (All Counties) | [6 empty] | 13059.8 | 13059.8 | 13059.8 | 13059.8 | 13059.8 | 13059.8 | 13059.8 | 13059.8 | 13059.8 | 13059.8
540
541 | Reliability Must-Run (RMR) Capacity |  | RMR_CAP_CONT |  | GAS |  |  | -0.001 | -0.001 | -0.001 | -0.001 | -0.001 | -0.001 | -0.001 | -0.001 | -0.001 | -0.001
542
543 | Non-Synchronous Tie Resources
544 | EAGLE PASS TIE |  | DC_S | MAVERICK |  | SOUTH |  | 30 | 30 | 30 | 30 | 30 | 30 | 30 | 30 | 30 | 30
545 | EAST TIE |  | DC_E | FANNIN |  | NORTH |  | 600 | 600 | 600 | 600 | 600 | 600 | 600 | 600 | 600 | 600
546 | LAREDO VFT TIE |  | DC_L | WEBB |  | SOUTH |  | 100 | 100 | 100 | 100 | 100 | 100 | 100 | 100 | 100 | 100
547 | NORTH TIE |  | DC_N | WILBARGER |  | WEST |  | 220 | 220 | 220 | 220 | 220 | 220 | 220 | 220 | 220 | 220
548 | SHARYLAND RAILROAD TIE |  | DC_R | HIDALGO |  | SOUTH |  | 150 | 150 | 150 | 150 | 150 | 150 | 150 | 150 | 150 | 150
549 | SHARYLAND RAILROAD TIE (FUTURE) |  | DC_R2 | HIDALGO |  | SOUTH |  | 150 | 150 | 150 | 150 | 150 | 150 | 150 | 150 | 150 | 150
550 | Non-Synchronous Ties Total | [6 empty] | 1250 | 1250 | 1250 | 1250 | 1250 | 1250 | 1250 | 1250 | 1250 | 1250
551 | Non-Synchronous Ties Capacity Contribution (Top 20 Hours) |  | DCTIE_CAP_CONT |  | OTHER |  |  | 371.4 | 371.4 | 371.4 | 371.4 | 371.4 | 371.4 | 371.4 | 371.4 | 371.4 | 371.4
552
553 | Planned Resources with Executed SGIA, Air Permit, GHG Permit and Water Rights
554 | TEXAS CLEAN ENERGY PROJECT | 13INR0023 |  | ECTOR | COAL | WEST | 2018 | 0 | 0 | 240 | 240 | 240 | 240 | 240 | 240 | 240 | 240
555 | PANDA TEMPLE II CTG1 | 10INR0020b | PANDA_T2_TMPL2CT1 | BELL | GAS | NORTH | 2015 | 218.5 | 218.5 | 218.5 | 218.5 | 218.5 | 218.5 | 218.5 | 218.5 | 218.5 | 218.5
556 | PANDA TEMPLE II CTG2 | 10INR0020b | PANDA_T2_TMPL2CT2 | BELL | GAS | NORTH | 2015 | 218.5 | 218.5 | 218.5 | 218.5 | 218.5 | 218.5 | 218.5 | 218.5 | 218.5 | 218.5
557 | PANDA TEMPLE II STG | 10INR0020b | PANDA_T2_TMPL2ST1 | BELL | GAS | NORTH | 2015 | 333.6 | 333.6 | 333.6 | 333.6 | 333.6 | 333.6 | 333.6 | 333.6 | 333.6 | 333.6
558 | FGE TEXAS I | 16INR0010 |  | MITCHELL | GAS | WEST | 2017 | 0 | 799 | 799 | 799 | 799 | 799 | 799 | 799 | 799 | 799
559 | ANTELOPE STATION IC & CTG | 13INR0028 |  | HALE | GAS | PANHANDLE | 2016 | 359 | 359 | 359 | 359 | 359 | 359 | 359 | 359 | 359 | 359
560 | ECTOR COUNTY ENERGY [ECEC_G1-2] | 14INR0039 |  | ECTOR | GAS | WEST | 2015 | 341 | 341 | 341 | 341 | 341 | 341 | 341 | 341 | 341 | 341
561 | LA PALOMA ENERGY CENTER | 16INR0004 |  | CAMERON | GAS | COASTAL | 2017 | 0 | 730 | 730 | 730 | 730 | 730 | 730 | 730 | 730 | 730
562 | PHR PEAKERS [BAC_CTG1-6] | 14INR0038 |  | GALVESTON | GAS | HOUSTON | 2016 | 390 | 390 | 390 | 390 | 390 | 390 | 390 | 390 | 390 | 390
563 | SKY GLOBAL POWER ONE | 16INR0057 |  | COLORADO | GAS | SOUTH | 2016 | 51 | 51 | 51 | 51 | 51 | 51 | 51 | 51 | 51 | 51
564 | INDECK WHARTON ENERGY CENTER | 15INR0023 |  | WHARTON | GAS | SOUTH | 2017 | 0 | 700 | 700 | 700 | 700 | 700 | 700 | 700 | 700 | 700
565 | PONDERA KING PROJECT | 10INR0022 |  | HARRIS | GAS | HOUSTON | 2017 | 0 | 925 | 925 | 925 | 925 | 925 | 925 | 925 | 925 | 925
566 | PINECREST ENERGY CENTER | 16INR0006 |  | ANGELINA | GAS | NORTH | 2017 | 0 | 785 | 785 | 785 | 785 | 785 | 785 | 785 | 785 | 785
567 | STEC RED GATE IC PLANT | 14INR0040 |  | HIDALGO | GAS | SOUTH | 2016 | 225 | 225 | 225 | 225 | 225 | 225 | 225 | 225 | 225 | 225
568 | OCI ALAMO 5 SOLAR (DOWNIE RANCH) [HELIOS_UNIT1] | 15INR0036 |  | UVALDE | SOLAR | SOUTH | 2015 | 105 | 105 | 105 | 105 | 105 | 105 | 105 | 105 | 105 | 105
569 | EAST PECOS SOLAR | 16INR0073 |  | PECOS | SOLAR | WEST | 2016 | 100 | 100 | 100 | 100 | 100 | 100 | 100 | 100 | 100 | 100
570 | OCI ALAMO 6 SOLAR | 15INR0070_1 |  | PECOS | SOLAR | WEST | 2016 | 110 | 110 | 110 | 110 | 110 | 110 | 110 | 110 | 110 | 110
571 | RE ROSEROCK SOLAR | 16INR0048 |  | PECOS | SOLAR | WEST | 2016 | 150 | 150 | 150 | 150 | 150 | 150 | 150 | 150 | 150 | 150
572 | SUNEDISON BUCKTHORN WESTEX (OAK SOLAR) | 15INR0045 |  | PECOS | SOLAR | WEST | 2017 | 0 | 100 | 100 | 100 | 100 | 100 | 100 | 100 | 100 | 100
573 | Planned Capacity Total (Not Wind) | [6 empty] | 2601.6 | 6640.6 | 6880.6 | 6880.6 | 6880.6 | 6880.6 | 6880.6 | 6880.6 | 6880.6 | 6880.6
574
575 | Planned Wind Resources with Executed SGIA
576 | STEPHENS RANCH PH 2 [SRWE1_SRWE2] | 12INR0034b |  | BORDEN | WIND | WEST | 2015 | 165 | 165 | 165 | 165 | 165 | 165 | 165 | 165 | 165 | 165
577 | MARIAH WIND PH a | 13INR0010a |  | PARMER | WIND | PANHANDLE | 2016 | 232 | 232 | 232 | 232 | 232 | 232 | 232 | 232 | 232 | 232
578 | MARIAH WIND PH b | 13INR0010b |  | PARMER | WIND | PANHANDLE | 2017 | 0 | 232 | 232 | 232 | 232 | 232 | 232 | 232 | 232 | 232
579 | MIDWAY FARMS WIND | 11INR0054 |  | SAN PATRICIO | WIND-C | COASTAL | 2016 | 0 | 161 | 161 | 161 | 161 | 161 | 161 | 161 | 161 | 161
580 | LONGHORN ENERGY NORTH [LHORN_N_UNIT1-2] | 14INR0023 |  | BRISCOE | WIND | PANHANDLE | 2015 | 200 | 200 | 200 | 200 | 200 | 200 | 200 | 200 | 200 | 200
581 | LONGHORN ENERGY SOUTH | 14INR0023b |  | BRISCOE | WIND | PANHANDLE | 2016 | 160 | 160 | 160 | 160 | 160 | 160 | 160 | 160 | 160 | 160
582 | GRANDVIEW PHASE 2 (CONWAY) | 13INR0005b |  | CARSON | WIND | PANHANDLE | 2016 | 389 | 389 | 389 | 389 | 389 | 389 | 389 | 389 | 389 | 389
583 | SHANNON WIND [SHANNONW_UNIT_1] | 11INR0079a |  | CLAY | WIND | WEST | 2015 | 200 | 200 | 200 | 200 | 200 | 200 | 200 | 200 | 200 | 200
584 | BAFFIN WIND (PENASCAL 3) [BAFFIN_UNIT1-2] | 06INR0022c |  | KENEDY | WIND-C | COASTAL | 2015 | 202 | 202 | 202 | 202 | 202 | 202 | 202 | 202 | 202 | 202
585 | GUNSIGHT MOUNTAIN WIND | 08INR0018 |  | HOWARD | WIND | WEST | 2015 | 120 | 120 | 120 | 120 | 120 | 120 | 120 | 120 | 120 | 120
586 | BRISCOE WIND FARM | 14INR0072 |  | BRISCOE | WIND | PANHANDLE | 2015 | 150 | 150 | 150 | 150 | 150 | 150 | 150 | 150 | 150 | 150
587 | CAMERON COUNTY WIND | 11INR0057 |  | CAMERON | WIND-C | COASTAL | 2015 | 165 | 165 | 165 | 165 | 165 | 165 | 165 | 165 | 165 | 165
588 | COMANCHE RUN WIND | 12INR0029 |  | SWISHER | WIND | PANHANDLE | 2016 | 0 | 500 | 500 | 500 | 500 | 500 | 500 | 500 | 500 | 500
589 | CPV RATTLESNAKE DEN PH 1 [RSNAKE_G1-2] | 13INR0020a |  | GLASSCOCK | WIND | WEST | 2015 | 211 | 211 | 211 | 211 | 211 | 211 | 211 | 211 | 211 | 211
590 | CPV RATTLESNAKE DEN PH 2 | 13INR0020b |  | GLASSCOCK | WIND | WEST | 2016 | 158 | 158 | 158 | 158 | 158 | 158 | 158 | 158 | 158 | 158
591 | GREEN PASTURES WIND [GPASTURE_WIND_I & II] | 12INR0070 |  | BAYLOR | WIND | WEST | 2015 | 300 | 300 | 300 | 300 | 300 | 300 | 300 | 300 | 300 | 300
592 | HEREFORD WIND [HRFDWIND_WIND_G & V] | 13INR0059a |  | CASTRO | WIND | PANHANDLE | 2015 | 200 | 200 | 200 | 200 | 200 | 200 | 200 | 200 | 200 | 200
593 | LOGANS GAP WIND I [LGW_UNIT1-2] | 13INR0050 |  | COMANCHE | WIND | NORTH | 2015 | 200 | 200 | 200 | 200 | 200 | 200 | 200 | 200 | 200 | 200
594 | LOS VIENTOS III WIND [LV3_UNIT_1] | 13INR0052 |  | STARR | WIND | SOUTH | 2015 | 200 | 200 | 200 | 200 | 200 | 200 | 200 | 200 | 200 | 200
595 | MIAMI WIND 1b | 14INR0012b |  | GRAY | WIND | PANHANDLE | 2016 | 111 | 111 | 111 | 111 | 111 | 111 | 111 | 111 | 111 | 111
596 | PAMPA WIND | 12INR0018 |  | GRAY | WIND | PANHANDLE | 2017 | 0 | 500 | 500 | 500 | 500 | 500 | 500 | 500 | 500 | 500
597 | PATRIOT WIND (PETRONILLA) | 11INR0062 |  | NUECES | WIND-C | COASTAL | 2016 | 0 | 180 | 180 | 180 | 180 | 180 | 180 | 180 | 180 | 180
598 | ROUTE 66 WIND [ROUTE_66_WIND1] | 14INR0032a |  | RANDALL | WIND | PANHANDLE | 2015 | 150 | 150 | 150 | 150 | 150 | 150 | 150 | 150 | 150 | 150
599 | SENDERO WIND ENERGY | 12INR0068 |  | JIM HOGG | WIND | SOUTH | 2015 | 78 | 78 | 78 | 78 | 78 | 78 | 78 | 78 | 78 | 78
600 | SOUTH PLAINS WIND I [SPLAIN1_WIND1-2] | 14INR0025a |  | FLOYD | WIND | PANHANDLE | 2015 | 200 | 200 | 200 | 200 | 200 | 200 | 200 | 200 | 200 | 200
601 | SOUTH PLAINS WIND II | 14INR0025b |  | FLOYD | WIND | PANHANDLE | 2016 | 150 | 150 | 150 | 150 | 150 | 150 | 150 | 150 | 150 | 150
602 | SPINNING SPUR 3 [SSPURTWO_SS3WIND1-2] | 14INR0053 |  | OLDHAM | WIND | PANHANDLE | 2015 | 194 | 194 | 194 | 194 | 194 | 194 | 194 | 194 | 194 | 194
603 | WAKE WIND ENERGY | 14INR0047 |  | DICKENS | WIND | PANHANDLE | 2015 | 299 | 299 | 299 | 299 | 299 | 299 | 299 | 299 | 299 | 299
604 | CAPROCK WIND | 10INR0009 |  | CASTRO | WIND | PANHANDLE | 2017 | 0 | 300 | 300 | 300 | 300 | 300 | 300 | 300 | 300 | 300
605 | JAVELINA WIND ENERGY | 13INR0055 |  | ZAPATA | WIND | SOUTH | 2015 | 250 | 250 | 250 | 250 | 250 | 250 | 250 | 250 | 250 | 250
606 | LOS VIENTOS IV WIND | 15INR0037 |  | STARR | WIND | SOUTH | 2016 | 200 | 200 | 200 | 200 | 200 | 200 | 200 | 200 | 200 | 200
607 | LOS VIENTOS V WIND | 15INR0021 |  | STARR | WIND | SOUTH | 2015 | 200 | 200 | 200 | 200 | 200 | 200 | 200 | 200 | 200 | 200
608 | PALO DURO WIND | 15INR0050 |  | DEAF SMITH | WIND | PANHANDLE | 2016 | 203 | 203 | 203 | 203 | 203 | 203 | 203 | 203 | 203 | 203
609 | PANHANDLE WIND PH 3 | 14INR0030c |  | CARSON | WIND | PANHANDLE | 2016 | 0 | 248 | 248 | 248 | 248 | 248 | 248 | 248 | 248 | 248
610 | PULLMAN ROAD WIND | 15INR0079 |  | RANDALL | WIND | PANHANDLE | 2016 | 300 | 300 | 300 | 300 | 300 | 300 | 300 | 300 | 300 | 300
611 | SALT FORK WIND | 14INR0062 |  | GRAY | WIND | PANHANDLE | 2016 | 0 | 200 | 200 | 200 | 200 | 200 | 200 | 200 | 200 | 200
612 | SCANDIA WIND PH d | 13INR0010d |  | PARMER | WIND | PANHANDLE | 2016 | 200 | 200 | 200 | 200 | 200 | 200 | 200 | 200 | 200 | 200
613 | SCANDIA WIND PH e | 13INR0010e |  | PARMER | WIND | PANHANDLE | 2016 | 200 | 200 | 200 | 200 | 200 | 200 | 200 | 200 | 200 | 200
614 | SCANDIA WIND PH f | 13INR0010f |  | PARMER | WIND | PANHANDLE | 2016 | 200 | 200 | 200 | 200 | 200 | 200 | 200 | 200 | 200 | 200
615 | SAN ROMAN WIND | 14INR0013 |  | CAMERON | WIND-C | COASTAL | 2016 | 0 | 103 | 103 | 103 | 103 | 103 | 103 | 103 | 103 | 103
616 | CHANGING WINDS | 13INR0045 |  | CASTRO | WIND | PANHANDLE | 2016 | 288 | 288 | 288 | 288 | 288 | 288 | 288 | 288 | 288 | 288
617 | ELECTRA WIND | 16INR0062 |  | WILBARGER | WIND | WEST | 2016 | 360 | 360 | 360 | 360 | 360 | 360 | 360 | 360 | 360 | 360
618 | SOUTH PLAINS WIND III | 14INR0025c |  | FLOYD | WIND | PANHANDLE | 2016 | 150 | 150 | 150 | 150 | 150 | 150 | 150 | 150 | 150 | 150
619 | TORRECILLAS WIND A | 14INR0045a |  | WEBB | WIND | SOUTH | 2016 | 250 | 250 | 250 | 250 | 250 | 250 | 250 | 250 | 250 | 250
620 | TORRECILLAS WIND B | 14INR0045b |  | WEBB | WIND | SOUTH | 2016 | 250 | 250 | 250 | 250 | 250 | 250 | 250 | 250 | 250 | 250
621 | Planned Wind Capacity Total | [6 empty] | 7485 | 9909 | 9909 | 9909 | 9909 | 9909 | 9909 | 9909 | 9909 | 9909
622
623 | Planned Wind Capacity Sub-total (Non-Coastal Counties) | [6 empty] | 7118 | 9098 | 9098 | 9098 | 9098 | 9098 | 9098 | 9098 | 9098 | 9098
624 | Planned Wind Capacity Sub-total (by Coastal County)
625 |  |  | CAMERON_NEW_WIND | CAMERON | WIND | COASTAL |  | 165 | 268 | 268 | 268 | 268 | 268 | 268 | 268 | 268 | 268
626 |  |  | WILLACY_NEW_WIND | WILLACY | WIND | COASTAL |  | 0 | 0 | 0 | 0 | 0 | 0 | 0 | 0 | 0 | 0
627 |  |  | KENEDY_NEW_WIND | KENEDY | WIND | COASTAL |  | 202 | 202 | 202 | 202 | 202 | 202 | 202 | 202 | 202 | 202
628 |  |  | KLEBERG_NEW_WIND | KLEBERG | WIND | COASTAL |  | 0 | 0 | 0 | 0 | 0 | 0 | 0 | 0 | 0 | 0
629 |  |  | NUECES_NEW_WIND | NUECES | WIND | COASTAL |  | 0 | 180 | 180 | 180 | 180 | 180 | 180 | 180 | 180 | 180
630 |  |  | SAN_PATRICIO_NEW_WIND | SAN PATRICIO | WIND | COASTAL |  | 0 | 161 | 161 | 161 | 161 | 161 | 161 | 161 | 161 | 161
631 |  |  | REFUGIO_NEW_WIND | REFUGIO | WIND | COASTAL |  | 0 | 0 | 0 | 0 | 0 | 0 | 0 | 0 | 0 | 0
632 |  |  | ARANSAS_NEW_WIND | ARANSAS | WIND | COASTAL |  | 0 | 0 | 0 | 0 | 0 | 0 | 0 | 0 | 0 | 0
633 |  |  | CALHOUN_NEW_WIND | CALHOUN | WIND | COASTAL |  | 0 | 0 | 0 | 0 | 0 | 0 | 0 | 0 | 0 | 0
634 |  |  | MATAGORDA_NEW_WIND | MATAGORDA | WIND | COASTAL |  | 0 | 0 | 0 | 0 | 0 | 0 | 0 | 0 | 0 | 0
635 |  |  | BRAZORIA_NEW_WIND | BRAZORIA | WIND | COASTAL |  | 0 | 0 | 0 | 0 | 0 | 0 | 0 | 0 | 0 | 0
636 | Planned Wind Capacity Sub-total (All Coastal Counties) | [6 empty] | 367 | 811 | 811 | 811 | 811 | 811 | 811 | 811 | 811 | 811
637
638 | Mothballed Resources
639 | SILAS RAY CTG 5 |  | SILASRAY_SILAS_5 | CAMERON | GAS | COASTAL | 1953 | 10 | 10 | 10 | 10 | 10 | 10 | 10 | 10 | 10 | 10
640 | J T DEELY U1 (MOTHBALLED) |  | CALAVERS_JTD1_M | BEXAR | COAL | SOUTH | 2018 | 0 | 0 | 0 | 430 | 430 | 430 | 430 | 430 | 430 | 430
641 | J T DEELY U2 (MOTHBALLED) |  | CALAVERS_JTD2_M | BEXAR | COAL | SOUTH | 2018 | 0 | 0 | 0 | 420 | 420 | 420 | 420 | 420 | 420 | 420
642 | S R BERTRON CTG 2 |  | SRB_SRBGT_2 | HARRIS | GAS | HOUSTON | 1967 | 13 | 13 | 13 | 13 | 13 | 13 | 13 | 13 | 13 | 13
643 | S R BERTRON U1 |  | SRB_SRB_G1 | HARRIS | GAS | HOUSTON | 1958 | 118 | 118 | 118 | 118 | 118 | 118 | 118 | 118 | 118 | 118
644 | S R BERTRON U2 |  | SRB_SRB_G2 | HARRIS | GAS | HOUSTON | 1956 | 174 | 174 | 174 | 174 | 174 | 174 | 174 | 174 | 174 | 174
645 | S R BERTRON U3 |  | SRB_SRB_G3 | HARRIS | GAS | HOUSTON | 1959 | 211 | 211 | 211 | 211 | 211 | 211 | 211 | 211 | 211 | 211
646 | S R BERTRON U4 |  | SRB_SRB_G4 | HARRIS | GAS | HOUSTON | 1960 | 211 | 211 | 211 | 211 | 211 | 211 | 211 | 211 | 211 | 211
647 | Total Mothballed Capacity | [6 empty] | 737 | 737 | 737 | 1587 | 1587 | 1587 | 1587 | 1587 | 1587 | 1587
648
649 | Seasonal Mothballed Resources
650 | MARTIN LAKE U3 |  | MLSES_UNIT3 | RUSK | COAL | NORTH | 1979 | 820 | 820 | 820 | 820 | 820 | 820 | 820 | 820 | 820 | 820
651 | MONTICELLO U1 |  | MNSES_UNIT1 | TITUS | COAL | NORTH | 1974 | 580 | 580 | 580 | 580 | 580 | 580 | 580 | 580 | 580 | 580
652 | MONTICELLO U2 |  | MNSES_UNIT2 | TITUS | COAL | NORTH | 1975 | 580 | 580 | 580 | 580 | 580 | 580 | 580 | 580 | 580 | 580
653 | Total Seasonal Mothballed Capacity | [6 empty] | 1980 | 1980 | 1980 | 1980 | 1980 | 1980 | 1980 | 1980 | 1980 | 1980
654
655 | Retiring Resources Unavailable to ERCOT
656 | NORTH TEXAS CTG 1 |  | NTX_NTX_1 | PARKER | GAS | NORTH | 1958 | 0 | 0 | 0 | 0 | 0 | 0 | 0 | 0 | 0 | 0
657 | NORTH TEXAS CTG 2 |  | NTX_NTX_2 | PARKER | GAS | NORTH | 1958 | 0 | 0 | 0 | 0 | 0 | 0 | 0 | 0 | 0 | 0
658 | NORTH TEXAS CTG 3 |  | NTX_NTX_3 | PARKER | GAS | NORTH | 1963 | 0 | 0 | 0 | 0 | 0 | 0 | 0 | 0 | 0 | 0
659 | PERMIAN BASIN SES U6 |  | PBSES_UNIT6 | WARD | GAS | WEST | 1973 | 0 | 0 | 0 | 0 | 0 | 0 | 0 | 0 | 0 | 0
660 | VALLEY SES U1 |  | VLSES_UNIT1 | FANNIN | GAS | NORTH | 1962 | 0 | 0 | 0 | 0 | 0 | 0 | 0 | 0 | 0 | 0
661 | VALLEY SES U2 |  | VLSES_UNIT2 | FANNIN | GAS | NORTH | 1967 | 0 | 0 | 0 | 0 | 0 | 0 | 0 | 0 | 0 | 0
662 | VALLEY SES U3 |  | VLSES_UNIT3 | FANNIN | GAS | NORTH | 1971 | 0 | 0 | 0 | 0 | 0 | 0 | 0 | 0 | 0 | 0
663 | Total Retiring Capacity | [6 empty] | 0 | 0 | 0 | 0 | 0 | 0 | 0 | 0 | 0 | 0

## WinterFuelTypes
Winter Fuel Types - ERCOT
Fuel type is based on the primary fuel. Capacity contribution of the wind resources is included at 18% for Non-Coastal and 37% for Coastal counties. Private Use Network, Hydro and Non-Synchronous Tie resources are included based on the three-year average historical capability for each Winter Season 20 peak load hours. Non-Synchronous Tie resources are categorized as Other. Mothballed resource capacity is excluded except for Available Mothball Capacity based on Owner's Return Probability.
In MW
Fuel_Type | Capacity_Pct | 2016/2017 | 2017/2018 | 2018/2019 | 2019/2020 | 2020/2021 | 2021/2022 | 2022/2023 | 2023/2024 | 2024/2025 | 2025/2026
Biomass | 100% | 239.5 | 239.5 | 239.5 | 239.5 | 239.5 | 239.5 | 239.5 | 239.5 | 239.5 | 239.5
Coal | 100% | 17397 | 17397 | 17637 | 16787 | 16787 | 16787 | 16787 | 16787 | 16787 | 16787
Gas | 100% | 53226.899 | 57165.899 | 57165.899 | 57165.899 | 57465.899 | 57465.899 | 57465.899 | 57465.899 | 57465.899 | 57465.899
Nuclear | 100% | 5164 | 5164 | 5164 | 5164 | 5164 | 5164 | 5164 | 5164 | 5164 | 5164
Other | 100% | 371.4 | 371.4 | 371.4 | 371.4 | 371.4 | 371.4 | 371.4 | 371.4 | 371.4 | 371.4
Hydro | 9.592% | 52 | 52 | 52 | 52 | 52 | 52 | 52 | 52 | 52 | 52
Wind | 18% | 3329.532 | 3685.932 | 3685.932 | 3685.932 | 3685.932 | 3685.932 | 3685.932 | 3685.932 | 3685.932 | 3685.932
Wind-C | 37% | 757.538 | 921.818 | 921.818 | 921.818 | 921.818 | 921.818 | 921.818 | 921.818 | 921.818 | 921.818
Solar | 100% | 663.1 | 763.1 | 763.1 | 763.1 | 763.1 | 763.1 | 763.1 | 763.1 | 763.1 | 763.1
Storage | 100% | 0 | 0 | 0 | 0 | 0 | 0 | 0 | 0 | 0 | 0
Total |  | 81200.969 | 85760.649 | 86000.649 | 85150.649 | 85450.649 | 85450.649 | 85450.649 | 85450.649 | 85450.649 | 85450.649
In Percentages
Fuel_Type |  | 2016/2017 | 2017/2018 | 2018/2019 | 2019/2020 | 2020/2021 | 2021/2022 | 2022/2023 | 2023/2024 | 2024/2025 | 2025/2026
Biomass |  | 0.2949% | 0.2793% | 0.2785% | 0.2813% | 0.2803% | 0.2803% | 0.2803% | 0.2803% | 0.2803% | 0.2803%
Coal |  | 21.42% | 20.29% | 20.51% | 19.71% | 19.65% | 19.65% | 19.65% | 19.65% | 19.65% | 19.65%
Gas |  | 65.55% | 66.66% | 66.47% | 67.14% | 67.25% | 67.25% | 67.25% | 67.25% | 67.25% | 67.25%
Nuclear |  | 6.36% | 6.021% | 6.005% | 6.065% | 6.043% | 6.043% | 6.043% | 6.043% | 6.043% | 6.043%
Other |  | 0.4574% | 0.4331% | 0.4319% | 0.4362% | 0.4346% | 0.4346% | 0.4346% | 0.4346% | 0.4346% | 0.4346%
Hydro |  | 0.06404% | 0.06063% | 0.06046% | 0.06107% | 0.06085% | 0.06085% | 0.06085% | 0.06085% | 0.06085% | 0.06085%
Wind |  | 4.1% | 4.298% | 4.286% | 4.329% | 4.314% | 4.314% | 4.314% | 4.314% | 4.314% | 4.314%
Wind-C |  | 0.9329% | 1.075% | 1.072% | 1.083% | 1.079% | 1.079% | 1.079% | 1.079% | 1.079% | 1.079%
Solar |  | 0.8166% | 0.8898% | 0.8873% | 0.8962% | 0.893% | 0.893% | 0.893% | 0.893% | 0.893% | 0.893%
Storage |  | 0% | 0% | 0% | 0% | 0% | 0% | 0% | 0% | 0% | 0%
Total |  | 100% | 100% | 100% | 100% | 100% | 100% | 100% | 100% | 100% | 100%