## TitlePage
Report on the Capacity, Demand and Reserves
(CDR) in the ERCOT Region, 2016-2025
December 1, 2015

## Contents
Table of Contents
Tab | Notes
Disclaimer | Please read.
Definitions | List of definitions
Changes from previous CDR | List of significant changes relative to the last CDR, published May 2015
Executive Summary | Synopsis of considerations for this report
SummerSummary | Shows load forecast, resource capacity and reserve margin for Summer 2016 through Summer 2025
SummerCapacities | List of registered resources and capabilities used in determining the capacity contribution for Summer Peak Season
SummerFuelTypes | Lists generation fuel types by MW and by percentage for Summer 2015 through Summer 2024
WinterSummary | Shows load forecast, resource capacity and reserve margin for Winter 2015/2016 through Winter 2024/2025
WinterCapacities | List of registered resources and capabilities used in determining the capacity contribution for Winter Peak Season
WinterFuelTypes | Lists generation fuel types by MW and by percentage for Winter 2015/2016 through Winter 2024/2025

## Disclaimer
Disclaimer
CDR WORKING PAPER
FOR PLANNING PURPOSES ONLY
This ERCOT Working Paper has been prepared for specific ERCOT and market participant purposes and has been developed from data provided by ERCOT market participants. The data may contain errors or become obsolete and thereby affect the conclusions and opinions of the Working Paper. ERCOT MAKES NO WARRANTY, EXPRESS OR IMPLIED, INCLUDING ANY WARRANTY OF MERCHANTABILITY OR FITNESS FOR ANY PARTICULAR PURPOSE, AND DISCLAIMS ANY AND ALL LIABILITY WITH RESPECT TO THE ACCURACY OF SAME OR THE FITNESS OR APPROPRIATENESS OF SAME FOR ANY PARTICULAR USE. THIS ERCOT WORKING PAPER IS SUPPLIED WITH ALL FAULTS. The specific suitability for any use of the Working Paper and its accuracy should be confirmed by each ERCOT market participant that contributed data for this Working Paper.

## Definitions
Definitions
Mothballed Unit
A generation resource for which a generation entity has submitted a Notification of Suspension of Operations, for which ERCOT has declined to execute an RMR agreement, and for which the generation entity has not announced retirement of the generation resource. A seasonal mothballed unit is one in which the generation entity requests a seasonal operation period that must include the summer Peak Load Season, June 1 through September 30.
Mothballed Capacity
Capacity that is designated as mothballed by a generating unit's owner as described above, and which is not available for operations during the summer Peak Load Season (June, July, August and September) or winter Peak Load Season (December, January and February).
Available Mothballed Capacity based on Owner's Return Probability
Mothballed capacity with a return-to-service probability of 50% or greater for a given season of the year, as provided by its owner, constitutes available mothballed generation. Return probabilities for individual units are considered protected information under the ERCOT Protocols and therefore are not included in this report.
Forecast Zone
Forecast Zones generally have the same boundaries as the 2003 Congestion Management Zones with the following exceptions: A) Panhandle Zone for resources in the Texas Panhandle counties and outside the 2003 Congestion Management Zones, and B) Coastal Zone for resources in 11 counties along the Texas Gulf Coast and formerly in the South Zone of the 2003 Congestion Management Zones.
LRs (Load Resources)
Load capable of reducing or increasing the need for electrical energy or providing Ancillary Services to the ERCOT System, as described in the ERCOT Protocols, Section 6, Ancillary Services. These Resources may provide the following Ancillary Services: Responsive Reserve Service, Non-Spinning Reserve Service, Replacement Reserve Service, and Regulation Service. The Resources must be registered and qualified by ERCOT and will be scheduled by a Qualified Scheduling Entity (QSE).
Peak Load Seasons
Summer months are June, July, August, and September; winter months are December, January, and February.
Non-Synchronous Tie
Any non-synchronous transmission interconnection between ERCOT and non-ERCOT electric power systems.
Private Use Networks
An electric network connected to the ERCOT transmission grid that contains load that is not directly metered by ERCOT (i.e., load that is typically netted with internal generation).
Reliability Must-Run (RMR) Unit
A generation resource unit operated under the terms of an agreement with ERCOT that would not otherwise be operated except that they are necessary to provide voltage support, stability or management of localized transmission constraints under first contingency criteria.
Signed SGIA (Standard Generation Interconnection Agreement)
An agreement that sets forth requirements for physical connection between an eligible transmission service customer and a transmission or distribution service provider.
Switchable Unit
A generation resource that can be connected to either the ERCOT transmission grid or a grid outside the ERCOT Region.
Wind Seasonal Peak Average Capacity Percentage
The average wind capacity available for the summer and winter Peak Load Seasons for a region (non-coastal / coastal) divided by the installed capacity for the region, expressed as a percentage. Details for the derivation of the percentages are outlined in ERCOT Protocol Section 3.2.6.2.2 (see http://www.ercot.com/content/wcm/current_guides/53528/03_030115_Nodal.doc).
Wind Peak Average Capacity Contribution
The seasonal net capacity rating of wind resources multiplied by the Seasonal Peak Average Capacity Percentage for non-coastal and coastal regions.
Wind Regions
The coastal wind region comprises the following 11 Texas counties along the southern Gulf Coast: Cameron, Willacy, Kenedy, Kleberg, Nueces, San Patricio, Refugio, Aransas, Calhoun, Matagorda, and Brazoria. The non-coastal region consists of all other counties in the ERCOT Region.

## Changes
Notes on Changes Relative to the Last CDR, Published May 2015
1 | Peak Demands are based on the 2016 Long Term Load Forecast prepared in October 2015.
2 | Martin Lake U3 (MLSES_UNIT3) moves from Seasonal Mothball status to Operational status as of 10/1/2015; Martin Lake U1 and Martin Lake U2 moves from Operational Status to Seasonal Mothball status as of 1/1/2016 (MLSES_UNIT1) and 10/1/2015 (MLSES_UNIT2).
3 | Monticello U1 (MNSES_UNIT1) and Monticello U2 (MNSES_UNIT2) move from Seasonal Mothball status to Operational status as of 10/10/2015.
4 | Summer Peak Average Capacity Contribution Percentages (WINDPEAKPCT) were updated based on summer 2015 data: The Non-coastal region remain unchanged, while the Coastal region decreased from 56% to 55%.
5 | ERS auction for Summer 2015 totaled 880.7 MW for BH3 (HE 1800), a 41% increase over Summer 2014.
6 | Utility-scale solar resources have been broken out separately in the summary and capacity details worksheets.
7 | The following Planned Resources have been moved to Operational Status since the release of the May 2015 CDR report:
| Project Name | Unit Code | County | Fuel | Zone | Installed Capacity MW | Summer Capacity MW
| PANDA TEMPLE II POWER CTG1 | PANDA_T2_TMPL2CT1 | BELL | GAS | NORTH | 191.2 | 191.2
| PANDA TEMPLE II POWER CTG2 | PANDA_T2_TMPL2CT2 | BELL | GAS | NORTH | 191.2 | 191.2
| PANDA TEMPLE II POWER STG | PANDA_T2_TMPL2ST1 | BELL | GAS | NORTH | 334.7 | 334.7
| ECTOR COUNTY ENERGY CTG 1 | ECEC_G1 | ECTOR | GAS | WEST | 147 | 147
| ECTOR COUNTY ENERGY CTG 2 | ECEC_G2 | ECTOR | GAS | WEST | 147 | 147
| BRISCOE WIND | BRISCOE_WIND | BRISCOE | WIND | PANHANDLE | 149.8 | 17.976
| GREEN PASTURES WIND I | GPASTURE_WIND_I | KNOX | WIND | WEST | 150 | 18
| GREEN PASTURES WIND 2 | GPASTURE_WIND_II | KNOX | WIND | WEST | 150 | 18
| HEREFORD WIND G | HRFDWIND_WIND_G | DEAF SMITH | WIND | PANHANDLE | 99.9 | 11.988
| HEREFORD WIND V | HRFDWIND_WIND_V | DEAF SMITH | WIND | PANHANDLE | 100 | 12
| LOGANS GAP WIND I U1 | LGW_UNIT1 | COMANCHE | WIND | NORTH | 103.8 | 12.456
| LOGANS GAP WIND I U2 | LGW_UNIT2 | COMANCHE | WIND | NORTH | 106.3 | 12.756
| LONGHORN WIND NORTH U1 | LHORN_N_UNIT1 | FLOYD | WIND | PANHANDLE | 100 | 12
| LONGHORN WIND NORTH U2 | LHORN_N_UNIT2 | FLOYD | WIND | PANHANDLE | 100 | 12
| RATTLESNAKE DEN WIND PHASE 1 G1 | RSNAKE_G1 | GLASSCOCK | WIND | WEST | 104.3 | 12.516
| RATTLESNAKE DEN WIND PHASE 1 G2 | RSNAKE_G2 | GLASSCOCK | WIND | WEST | 103 | 12.36
| ROUTE 66 WIND | ROUTE_66_WIND1 | CARSON | WIND | PANHANDLE | 150 | 18
| SOUTH PLAINS WIND I | SPLAIN1_WIND1 | FLOYD | WIND | WEST | 102 | 12.24
| SOUTH PLAINS WIND 2 | SPLAIN1_WIND2 | FLOYD | WIND | WEST | 98 | 11.76
| SPINNING SPUR 3 [WIND 1] | SSPURTWO_SS3WIND1 | OLDHAM | WIND | PANHANDLE | 96 | 11.52
| SPINNING SPUR 3 [WIND 2] | SSPURTWO_SS3WIND2 | OLDHAM | WIND | PANHANDLE | 98 | 11.76
| STEPHENS RANCH WIND 2 | SRWE1_SRWE2 | BORDEN | WIND | WEST | 164.7 | 19.764
| TOTAL |  |  |  |  | 2986.9 | 1248.196
8 | The following Planned Resources have finalized the necessary agreements and permits to be added to the CDR report:
| Project Name | GENERATION INTERCONNECTION PROJECT CODE | County | Fuel | Zone | Year of Projected Commercial Operations 1/ | Capacity MW | Summer Capacity MW
| ELK STATION CTG 2 (SWITCHABLE) | 15INR0032 | HALE | GAS | PANHANDLE | 2016 | 202 | 202
| ELK STATION CTG 3 | 15INR0033 | HALE | GAS | PANHANDLE | 2016 | 202 | 202
| FRIENDSWOOD G | 13INR0049 | HARRIS | GAS | HOUSTON | 2017 | 115 | 115
| WOLF HOLLOW 2 | 17INR0009 | HOOD | GAS | NORTH | 2017 | 1077 | 1077
| FS BARILLA SOLAR 1B [HOVEY_UNIT2] | 12INR0059b | PECOS | SOLAR | WEST | 2015 | 7.4 | 7.4
| BNB LAMESA SOLAR | 16INR0023 | DAWSON | SOLAR | WEST | 2016 | 200 | 200
| CAPRICORN RIDGE SOLAR | 16INR0019 | COKE | SOLAR | WEST | 2016 | 100 | 100
| FS BARILLA SOLAR 2 | 12INR0059c | PECOS | SOLAR | WEST | 2016 | 21 | 21
| LC NAZARETH SOLAR | 16INR0049 | CASTRO | SOLAR | PANHANDLE | 2016 | 201 | 201
| OCI ALAMO 6 (WEST TEXAS PHASE II) | 15INR0070_1b | PECOS | SOLAR | WEST | 2016 | 52.3 | 52.3
| OCI ALAMO 7 (PAINT CREEK) | 16INR0052 | HASKELL | SOLAR | WEST | 2016 | 110 | 110
| SOLAIREHOLMAN 1 | 15INR0061 | BREWSTER | SOLAR | WEST | 2016 | 50 | 50
| SP-TX-12-PHASE B | 16INR0065B | UPTON | SOLAR | WEST | 2016 | 120 | 120
| UPCO POWER 1 (SP-TX-12) | 16INR0065 | UPTON | SOLAR | WEST | 2016 | 180 | 180
| PECOS SOLAR POWER I | 15INR0059 | PECOS | SOLAR | WEST | 2017 | 108 | 108
| BETHEL CAES PROJECT | 15INR0013 | ANDERSON | STORAGE | NORTH | 2018 | 324 | 324
| BLANCO CANYON WIND (COTTON PLAINS) | 16INR0037 | FLOYD | WIND | PANHANDLE | 2016 | 50 | 6
| BLANCO CANYON WIND (OLD SETTLER) | 16INR0037b | FLOYD | WIND | PANHANDLE | 2016 | 150 | 18
| BUCKTHORN WIND 1 | 14INR0057 | ERATH | WIND | NORTH | 2016 | 96 | 11.52
| CHAPMAN RANCH WIND I | 16INR0055 | NUECES | WIND | COASTAL | 2016 | 250 | 137.5
| DOUG COLBECK'S CORNER (CONWAY) | 13INR0005b | CARSON | WIND | PANHANDLE | 2016 | 200.5 | 24.06
| HAPPY WHITEFACE WIND | 15INR0074 | DEAF SMITH | WIND | PANHANDLE | 2016 | 157 | 18.84
| HIDALGO & STARR WIND | 16INR0024 | HIDALGO | WIND | SOUTH | 2016 | 250 | 30
| HORSE CREEK WIND | 14INR0060 | HASKELL | WIND | WEST | 2016 | 200 | 24
| MAGIC VALLEY WIND II (REDFISH 2A) | 14INR0041a | WILLACY | WIND | COASTAL | 2016 | 115 | 63.25
| MAGIC VALLEY WIND II (REDFISH 2B) | 14INR0041b | WILLACY | WIND | COASTAL | 2016 | 115 | 63.25
| MUENSTER WIND | 15INR0085 | COOKE | WIND | NORTH | 2016 | 118.3 | 14.196
| ROCK SPRINGS VAL VERDE WIND | 11INR0082a | VAL VERDE | WIND | WEST | 2016 | 180 | 21.6
| RTS WIND | 16INR0087 | MCCULLOCH | WIND | SOUTH | 2016 | 200 | 24
| SALT FORK WIND 2 | 16INR0082 | CARSON | WIND | PANHANDLE | 2016 | 200 | 24
| SWISHER WIND | 13INR0038 | SWISHER | WIND | PANHANDLE | 2016 | 300 | 36
| WILLOW SPRINGS WIND | 14INR0060b | HASKELL | WIND | WEST | 2016 | 200 | 24
| FLUVANNA RENEWABLE 1 | 13INR0056 | SCURRY | WIND | WEST | 2017 | 240 | 28.8
| RATTLESNAKE DEN WIND 2 | 13INR0020b | GLASSCOCK | WIND | WEST | 2017 | 158 | 18.96
| TOTAL | [5 empty] | 6249.5 | 3657.676
1/ This date is based on the projected Commercial Operations Date (COD) reported by the project developer. In contrast, a unit's first summer CDR forecast year (reported in the SummerCapacities sheet) is defined as the first year in which the capacity is available for the entire summer Peak Load Season. (The summer Peak Load Season constitutes the months of June, July, August and September.) For example, if a unit has a projected COD of July 1, 2015, the first summer CDR forecast year would be 2016.
9 | Silas Ray CTG 5 (SILASRAY_SILAS_5, 10 MW, Cameron County) moves from Mothball Status to Retired Status effective on 3/5/2016.

## Executive_Summary
CDR Report - Executive Summary
The methodology for developing this report is defined in Section 3.2.6 of the ERCOT Protocols (see: http://www.ercot.com/content/wcm/current_guides/53528/03_102215_Nodal.doc). ERCOT has developed this report using data provided by resource developers/owners and by transmission service providers. Although ERCOT works to ensure that the data provided are as accurate and current as possible, ERCOT cannot independently verify all of the information provided. Information available to ERCOT as of November 24, 2015, is included in this report.
Planning reserve margins increased for all years except 2016 since the release of the May 2015 CDR report. This CDR incorporates a new load forecast with peak loads that average over 500 MW higher through 2021 than the forecast used for the May CDR. The higher planning reserve margins after 2016 are mainly due to about 6,250 MW of new Planned Resources that became eligible to be included in the CDR report since early May. When accounting for the estimated summer peak availability of wind, the total new planned capacity is approximately 3,660 MW. This summer-rated capacity constitutes about 1,600 MW of natural gas, 1,150 MW of utility-scale solar1 , about 590 MW of wind, and about 320 MW of compressed air energy storage. Also contributing to the higher reserve margins is a slow-down in peak load growth in the later years of the new load forecast relative to the previous one.
Planned capacity that entered commercial operations since the release of the May 2015 CDR report includes 1,011 MW of natural gas capacity and approximately 1,976 MW of nameplate wind capacity (with a summer peak average capacity contribution of 237 MW).
ERCOT did not factor into the CDR the potential resource capacity impacts of several U.S. Environmental Protection Agency (EPA) regulations that are being implemented or have been proposed, the most immediate of which is the forthcoming Regional Haze Program Final Rule establishing a Federal Implementation Plan (FIP) for Texas. The Final Rule is expected within the next several months, and, as proposed, would require scrubber upgrades or retrofits at 12 coal-fired units in ERCOT with a 2018-2020 compliance period. ERCOT's recent regulatory impact analysis, which focused on the Clean Power Plan (CPP) and the proposed Regional Haze Federal Implementation Plan (FIP) for Texas, indicated that at least 4,700 MW of coal generation is likely to be retired as a result of these regulations. Depending on the requirements in the final Regional Haze FIP, these retirements may occur within the next five years. These retirements are in addition to 2,300 MW of gas-steam and coal capacity (including the announced mothballing of CPS Energy’s J.T. Deely units 1 and 2 in late 2018) that the analysis found would retire under business as usual conditions.
ERCOT continues to analyze the anticipated impacts of these regulations on resource adequacy. As ERCOT receives additional information about operational changes and unit retirements, it will incorporate this information in future CDR reports.
1 Based on the ERCOT Protocols, the summer peak average capacity percentage of solar is 100 percent until an installed capacity threshold of 200 MW is reached. The current installed solar capacity is 193 MW. At the 200 MW threshold, the percentage is based on the average available capacity during the highest 20 peak load hours for each preceding three-year period. If calculated for this CDR, the summer capacity contribution for new planned solar resources would be 920 MW based on a capacity percentage of 80%.

## SummerSummary
Report on the Capacity, Demand and Reserves in the ERCOT Region
Summer Summary: 2016-2025
Load Forecast, MW: |  | 2016 | 2017 | 2018 | 2019 | 2020 | 2021 | 2022 | 2023 | 2024 | 2025
| Total Summer Peak Demand (based on normal weather) | 70588 | 71416 | 72277 | 73663 | 74288 | 74966 | 75660 | 76350 | 77036 | 77732
| less: Load Resource providing Responsive Reserve | -1153.212 | -1153.212 | -1153.212 | -1153.212 | -1153.212 | -1153.212 | -1153.212 | -1153.212 | -1153.212 | -1153.212
| less: Load Resource providing Non-Spinning Reserve | 0 | 0 | 0 | 0 | 0 | 0 | 0 | 0 | 0 | 0
| less: Emergency Response Service (10- and 30-min ramp products) | -1163.7129 | -1507.0082 | -1507.0082 | -1507.0082 | -1507.0082 | -1507.0082 | -1507.0082 | -1507.0082 | -1507.0082 | -1507.0082
| less: TDSP Standard Offer Load Management Programs | -208.2738 | -208.2738 | -208.2738 | -208.2738 | -208.2738 | -208.2738 | -208.2738 | -208.2738 | -208.2738 | -208.2738
| Firm Peak Load, MW | 68062.8013 | 68547.506 | 69408.506 | 70794.506 | 71419.506 | 72097.506 | 72791.506 | 73481.506 | 74167.506 | 74863.506
Resources, MW: |  | 2016 | 2017 | 2018 | 2019 | 2020 | 2021 | 2022 | 2023 | 2024 | 2025
| Installed Capacity, Thermal/Hydro | 65600.3 | 65618.3 | 65793.3 | 64953.3 | 64953.3 | 64953.3 | 64953.3 | 64953.3 | 64953.3 | 64953.3
| Switchable Capacity, MW | 3496 | 3496 | 3496 | 3496 | 3496 | 3496 | 3496 | 3496 | 3496 | 3496
| less: Switchable Capacity Unavailable to ERCOT, MW | -824 | -824 | -824 | -824 | -824 | -524 | -524 | -524 | -524 | -524
| Available Mothballed Capacity, MW | 1875 | 1875 | 1875 | 1875 | 1875 | 1875 | 1875 | 1875 | 1875 | 1875
| Capacity from Private Use Networks | 4258 | 4258 | 4258 | 4258 | 4258 | 4258 | 4258 | 4258 | 4258 | 4258
| Non-Coastal Wind, Peak Average Capacity Contribution (12%) | 1602.624 | 1602.624 | 1602.624 | 1602.624 | 1602.624 | 1602.624 | 1602.624 | 1602.624 | 1602.624 | 1602.624
| Coastal Wind, Peak Average Capacity Contribution (55%) | 924.22 | 924.22 | 924.22 | 924.22 | 924.22 | 924.22 | 924.22 | 924.22 | 924.22 | 924.22
| Solar Utility-Scale, Peak Average Capacity Contribution (100%) | 192.7 | 192.7 | 192.7 | 192.7 | 192.7 | 192.7 | 192.7 | 192.7 | 192.7 | 192.7
| RMR Capacity to be under Contract | 0 | 0 | 0 | 0 | 0 | 0 | 0 | 0 | 0 | 0
| Operational Generation Capacity, MW | 77124.844 | 77142.844 | 77317.844 | 76477.844 | 76477.844 | 76777.844 | 76777.844 | 76777.844 | 76777.844 | 76777.844
| Capacity Contribution - Non-Synchronous Ties, MW | 577 | 577 | 577 | 577 | 577 | 577 | 577 | 577 | 577 | 577
| Planned Resources (not wind or solar) with Signed IA, Air Permits and Water Rights, MW | 1068.4 | 1681.4 | 5858.1 | 6422.1 | 6422.1 | 6422.1 | 6422.1 | 6422.1 | 6422.1 | 6422.1
| Planned Non-Coastal Wind with Signed IA, Peak Average Capacity Contribution (12%) | 205.356 | 1022.352 | 1113.312 | 1113.312 | 1113.312 | 1113.312 | 1113.312 | 1113.312 | 1113.312 | 1113.312
| Planned Coastal Wind with Signed IA, Peak Average Capacity Contribution (55%) | 201.85 | 710.05 | 710.05 | 710.05 | 710.05 | 710.05 | 710.05 | 710.05 | 710.05 | 710.05
| Planned Solar Utility-Scale, Peak Average Capacity Contribution (100%) | 102.4 | 1596.7 | 1704.7 | 1704.7 | 1704.7 | 1704.7 | 1704.7 | 1704.7 | 1704.7 | 1704.7
| Total Capacity, MW | 79279.85 | 82730.346 | 87281.006 | 87005.006 | 87005.006 | 87305.006 | 87305.006 | 87305.006 | 87305.006 | 87305.006
| Reserve Margin | 16.48% | 20.69% | 25.75% | 22.9% | 21.82% | 21.09% | 19.94% | 18.81% | 17.71% | 16.62%
(Total Resources - Firm Load Forecast) / Firm Load Forecast
Report on the Capacity, Demand and Reserves in the ERCOT Region
Summer Summary: 2016-2025

## SummerCapacities
Unit Capacities - Summer
| UNIT NAME | GENERATION INTERCONNECTION PROJECT CODE | UNIT CODE | COUNTY | FUEL | ZONE | IN SERVICE | 2016 | 2017 | 2018 | 2019 | 2020 | 2021 | 2022 | 2023 | 2024 | 2025
Operational Resources (Thermal)
4 | COMANCHE PEAK U1 |  | CPSES_UNIT1 | SOMERVELL | NUCLEAR | NORTH | 1990 | 1205 | 1205 | 1205 | 1205 | 1205 | 1205 | 1205 | 1205 | 1205 | 1205
5 | COMANCHE PEAK U2 |  | CPSES_UNIT2 | SOMERVELL | NUCLEAR | NORTH | 1993 | 1195 | 1195 | 1195 | 1195 | 1195 | 1195 | 1195 | 1195 | 1195 | 1195
6 | SOUTH TEXAS U1 |  | STP_STP_G1 | MATAGORDA | NUCLEAR | COASTAL | 1988 | 1286 | 1286 | 1286 | 1286 | 1286 | 1286 | 1286 | 1286 | 1286 | 1286
7 | SOUTH TEXAS U2 |  | STP_STP_G2 | MATAGORDA | NUCLEAR | COASTAL | 1989 | 1295 | 1295 | 1295 | 1295 | 1295 | 1295 | 1295 | 1295 | 1295 | 1295
8 | BIG BROWN U1 |  | BBSES_UNIT1 | FREESTONE | COAL | NORTH | 1971 | 606 | 606 | 606 | 606 | 606 | 606 | 606 | 606 | 606 | 606
9 | BIG BROWN U2 |  | BBSES_UNIT2 | FREESTONE | COAL | NORTH | 1972 | 602 | 602 | 602 | 602 | 602 | 602 | 602 | 602 | 602 | 602
10 | COLETO CREEK |  | COLETO_COLETOG1 | GOLIAD | COAL | SOUTH | 1980 | 660 | 660 | 660 | 660 | 660 | 660 | 660 | 660 | 660 | 660
11 | FAYETTE POWER U1 |  | FPPYD1_FPP_G1 | FAYETTE | COAL | SOUTH | 1979 | 604 | 604 | 604 | 604 | 604 | 604 | 604 | 604 | 604 | 604
12 | FAYETTE POWER U2 |  | FPPYD1_FPP_G2 | FAYETTE | COAL | SOUTH | 1980 | 599 | 599 | 599 | 599 | 599 | 599 | 599 | 599 | 599 | 599
13 | FAYETTE POWER U3 |  | FPPYD2_FPP_G3 | FAYETTE | COAL | SOUTH | 1988 | 437 | 437 | 437 | 437 | 437 | 437 | 437 | 437 | 437 | 437
14 | GIBBONS CREEK U1 |  | GIBCRK_GIB_CRG1 | GRIMES | COAL | NORTH | 1983 | 470 | 470 | 470 | 470 | 470 | 470 | 470 | 470 | 470 | 470
15 | J K SPRUCE U1 |  | CALAVERS_JKS1 | BEXAR | COAL | SOUTH | 1992 | 560 | 560 | 560 | 560 | 560 | 560 | 560 | 560 | 560 | 560
16 | J K SPRUCE U2 |  | CALAVERS_JKS2 | BEXAR | COAL | SOUTH | 2010 | 775 | 775 | 775 | 775 | 775 | 775 | 775 | 775 | 775 | 775
17 | J T DEELY U1 |  | CALAVERS_JTD1 | BEXAR | COAL | SOUTH | 1977 | 420 | 420 | 420 | 0 | 0 | 0 | 0 | 0 | 0 | 0
18 | J T DEELY U2 |  | CALAVERS_JTD2 | BEXAR | COAL | SOUTH | 1978 | 420 | 420 | 420 | 0 | 0 | 0 | 0 | 0 | 0 | 0
19 | LIMESTONE U1 |  | LEG_LEG_G1 | LIMESTONE | COAL | NORTH | 1985 | 831 | 831 | 831 | 831 | 831 | 831 | 831 | 831 | 831 | 831
20 | LIMESTONE U2 |  | LEG_LEG_G2 | LIMESTONE | COAL | NORTH | 1986 | 858 | 858 | 858 | 858 | 858 | 858 | 858 | 858 | 858 | 858
21 | MARTIN LAKE U3 |  | MLSES_UNIT3 | RUSK | COAL | NORTH | 1979 | 805 | 805 | 805 | 805 | 805 | 805 | 805 | 805 | 805 | 805
22 | MONTICELLO U1 |  | MNSES_UNIT1 | TITUS | COAL | NORTH | 1974 | 535 | 535 | 535 | 535 | 535 | 535 | 535 | 535 | 535 | 535
23 | MONTICELLO U2 |  | MNSES_UNIT2 | TITUS | COAL | NORTH | 1975 | 535 | 535 | 535 | 535 | 535 | 535 | 535 | 535 | 535 | 535
24 | MONTICELLO U3 |  | MNSES_UNIT3 | TITUS | COAL | NORTH | 1978 | 795 | 795 | 795 | 795 | 795 | 795 | 795 | 795 | 795 | 795
25 | OAK GROVE SES U1 |  | OGSES_UNIT1A | ROBERTSON | COAL | NORTH | 2010 | 840 | 840 | 840 | 840 | 840 | 840 | 840 | 840 | 840 | 840
26 | OAK GROVE SES U2 |  | OGSES_UNIT2 | ROBERTSON | COAL | NORTH | 2011 | 825 | 825 | 825 | 825 | 825 | 825 | 825 | 825 | 825 | 825
27 | OKLAUNION U1 |  | OKLA_OKLA_G1 | WILBARGER | COAL | WEST | 1986 | 650 | 650 | 650 | 650 | 650 | 650 | 650 | 650 | 650 | 650
28 | SAN MIGUEL U1 |  | SANMIGL_SANMIGG1 | ATASCOSA | COAL | SOUTH | 1982 | 391 | 391 | 391 | 391 | 391 | 391 | 391 | 391 | 391 | 391
29 | SANDOW U5 |  | SD5SES_UNIT5 | MILAM | COAL | SOUTH | 2010 | 600 | 600 | 600 | 600 | 600 | 600 | 600 | 600 | 600 | 600
30 | SANDY CREEK U1 |  | SCES_UNIT1 | MCLENNAN | COAL | NORTH | 2013 | 970 | 970 | 970 | 970 | 970 | 970 | 970 | 970 | 970 | 970
31 | TWIN OAKS U1 |  | TNP_ONE_TNP_O_1 | ROBERTSON | COAL | NORTH | 1990 | 156 | 156 | 156 | 156 | 156 | 156 | 156 | 156 | 156 | 156
32 | TWIN OAKS U2 |  | TNP_ONE_TNP_O_2 | ROBERTSON | COAL | NORTH | 1991 | 156 | 156 | 156 | 156 | 156 | 156 | 156 | 156 | 156 | 156
33 | W A PARISH U5 |  | WAP_WAP_G5 | FT. BEND | COAL | HOUSTON | 1977 | 659 | 659 | 659 | 659 | 659 | 659 | 659 | 659 | 659 | 659
34 | W A PARISH U6 |  | WAP_WAP_G6 | FT. BEND | COAL | HOUSTON | 1978 | 658 | 658 | 658 | 658 | 658 | 658 | 658 | 658 | 658 | 658
35 | W A PARISH U7 |  | WAP_WAP_G7 | FT. BEND | COAL | HOUSTON | 1980 | 577 | 577 | 577 | 577 | 577 | 577 | 577 | 577 | 577 | 577
36 | W A PARISH U8 |  | WAP_WAP_G8 | FT. BEND | COAL | HOUSTON | 1982 | 610 | 610 | 610 | 610 | 610 | 610 | 610 | 610 | 610 | 610
37 | ARTHUR VON ROSENBERG 1 CTG 1 |  | BRAUNIG_AVR1_CT1 | BEXAR | GAS | SOUTH | 2000 | 149 | 149 | 149 | 149 | 149 | 149 | 149 | 149 | 149 | 149
38 | ARTHUR VON ROSENBERG 1 CTG 2 |  | BRAUNIG_AVR1_CT2 | BEXAR | GAS | SOUTH | 2000 | 149 | 149 | 149 | 149 | 149 | 149 | 149 | 149 | 149 | 149
39 | ARTHUR VON ROSENBERG 1 STG |  | BRAUNIG_AVR1_ST | BEXAR | GAS | SOUTH | 2000 | 160 | 160 | 160 | 160 | 160 | 160 | 160 | 160 | 160 | 160
40 | BARNEY M DAVIS REPOWER CTG 3 |  | B_DAVIS_B_DAVIG3 | NUECES | GAS | COASTAL | 2010 | 157 | 157 | 157 | 157 | 157 | 157 | 157 | 157 | 157 | 157
41 | BARNEY M DAVIS REPOWER CTG 4 |  | B_DAVIS_B_DAVIG4 | NUECES | GAS | COASTAL | 2010 | 157 | 157 | 157 | 157 | 157 | 157 | 157 | 157 | 157 | 157
42 | BARNEY M DAVIS REPOWER STG 2 |  | B_DAVIS_B_DAVIG2 | NUECES | GAS | COASTAL | 1976 | 319 | 319 | 319 | 319 | 319 | 319 | 319 | 319 | 319 | 319
43 | BASTROP ENERGY CENTER CTG 1 |  | BASTEN_GTG1100 | BASTROP | GAS | SOUTH | 2002 | 150 | 150 | 150 | 150 | 150 | 150 | 150 | 150 | 150 | 150
44 | BASTROP ENERGY CENTER CTG 2 |  | BASTEN_GTG2100 | BASTROP | GAS | SOUTH | 2002 | 150 | 150 | 150 | 150 | 150 | 150 | 150 | 150 | 150 | 150
45 | BASTROP ENERGY CENTER STG |  | BASTEN_ST0100 | BASTROP | GAS | SOUTH | 2002 | 233 | 233 | 233 | 233 | 233 | 233 | 233 | 233 | 233 | 233
46 | BOSQUE ENERGY CENTER CTG 1 |  | BOSQUESW_BSQSU_1 | BOSQUE | GAS | NORTH | 2000 | 148.9 | 148.9 | 148.9 | 148.9 | 148.9 | 148.9 | 148.9 | 148.9 | 148.9 | 148.9
47 | BOSQUE ENERGY CENTER STG 4 |  | BOSQUESW_BSQSU_4 | BOSQUE | GAS | NORTH | 2001 | 81.4 | 81.4 | 81.4 | 81.4 | 81.4 | 81.4 | 81.4 | 81.4 | 81.4 | 81.4
48 | BOSQUE ENERGY CENTER CTG 2 |  | BOSQUESW_BSQSU_2 | BOSQUE | GAS | NORTH | 2000 | 148.9 | 148.9 | 148.9 | 148.9 | 148.9 | 148.9 | 148.9 | 148.9 | 148.9 | 148.9
49 | BOSQUE ENERGY CENTER CTG 3 |  | BOSQUESW_BSQSU_3 | BOSQUE | GAS | NORTH | 2001 | 150.2 | 150.2 | 150.2 | 150.2 | 150.2 | 150.2 | 150.2 | 150.2 | 150.2 | 150.2
50 | BOSQUE ENERGY CENTER STG 5 |  | BOSQUESW_BSQSU_5 | BOSQUE | GAS | NORTH | 2009 | 214.9 | 214.9 | 214.9 | 214.9 | 214.9 | 214.9 | 214.9 | 214.9 | 214.9 | 214.9
51 | BRAZOS VALLEY CTG 1 |  | BVE_UNIT1 | FORT BEND | GAS | HOUSTON | 2003 | 166 | 166 | 166 | 166 | 166 | 166 | 166 | 166 | 166 | 166
52 | BRAZOS VALLEY CTG 2 |  | BVE_UNIT2 | FORT BEND | GAS | HOUSTON | 2003 | 166 | 166 | 166 | 166 | 166 | 166 | 166 | 166 | 166 | 166
53 | BRAZOS VALLEY STG 3 |  | BVE_UNIT3 | FORT BEND | GAS | HOUSTON | 2003 | 270 | 270 | 270 | 270 | 270 | 270 | 270 | 270 | 270 | 270
54 | CALENERGY-FALCON SEABOARD CTG 1 |  | FLCNS_UNIT1 | HOWARD | GAS | WEST | 1987 | 75 | 75 | 75 | 75 | 75 | 75 | 75 | 75 | 75 | 75
55 | CALENERGY-FALCON SEABOARD CTG 2 |  | FLCNS_UNIT2 | HOWARD | GAS | WEST | 1987 | 75 | 75 | 75 | 75 | 75 | 75 | 75 | 75 | 75 | 75
56 | CALENERGY-FALCON SEABOARD STG 3 |  | FLCNS_UNIT3 | HOWARD | GAS | WEST | 1988 | 70 | 70 | 70 | 70 | 70 | 70 | 70 | 70 | 70 | 70
57 | CEDAR BAYOU 4 CTG 1 |  | CBY4_CT41 | CHAMBERS | GAS | HOUSTON | 2009 | 163 | 163 | 163 | 163 | 163 | 163 | 163 | 163 | 163 | 163
58 | CEDAR BAYOU 4 CTG 2 |  | CBY4_CT42 | CHAMBERS | GAS | HOUSTON | 2009 | 163 | 163 | 163 | 163 | 163 | 163 | 163 | 163 | 163 | 163
59 | CEDAR BAYOU 4 STG |  | CBY4_ST04 | CHAMBERS | GAS | HOUSTON | 2009 | 178 | 178 | 178 | 178 | 178 | 178 | 178 | 178 | 178 | 178
60 | COLORADO BEND ENERGY CENTER CTG 1 |  | CBEC_GT1 | WHARTON | GAS | SOUTH | 2007 | 70 | 70 | 70 | 70 | 70 | 70 | 70 | 70 | 70 | 70
61 | COLORADO BEND ENERGY CENTER CTG 2 |  | CBEC_GT2 | WHARTON | GAS | SOUTH | 2007 | 62 | 62 | 62 | 62 | 62 | 62 | 62 | 62 | 62 | 62
62 | COLORADO BEND ENERGY CENTER STG 1 |  | CBEC_STG1 | WHARTON | GAS | SOUTH | 2007 | 101 | 101 | 101 | 101 | 101 | 101 | 101 | 101 | 101 | 101
63 | COLORADO BEND ENERGY CENTER CTG 3 |  | CBEC_GT3 | WHARTON | GAS | SOUTH | 2008 | 69 | 69 | 69 | 69 | 69 | 69 | 69 | 69 | 69 | 69
64 | COLORADO BEND ENERGY CENTER CTG 4 |  | CBEC_GT4 | WHARTON | GAS | SOUTH | 2008 | 63 | 63 | 63 | 63 | 63 | 63 | 63 | 63 | 63 | 63
65 | COLORADO BEND ENERGY CENTER STG 2 |  | CBEC_STG2 | WHARTON | GAS | SOUTH | 2008 | 103 | 103 | 103 | 103 | 103 | 103 | 103 | 103 | 103 | 103
66 | CVC CHANNELVIEW CTG 1 |  | CVC_CVC_G1 | HARRIS | GAS | HOUSTON | 2008 | 172 | 172 | 172 | 172 | 172 | 172 | 172 | 172 | 172 | 172
67 | CVC CHANNELVIEW CTG 2 |  | CVC_CVC_G2 | HARRIS | GAS | HOUSTON | 2008 | 164 | 164 | 164 | 164 | 164 | 164 | 164 | 164 | 164 | 164
68 | CVC CHANNELVIEW CTG 3 |  | CVC_CVC_G3 | HARRIS | GAS | HOUSTON | 2008 | 164 | 164 | 164 | 164 | 164 | 164 | 164 | 164 | 164 | 164
69 | CVC CHANNELVIEW STG 5 |  | CVC_CVC_G5 | HARRIS | GAS | HOUSTON | 2008 | 146 | 146 | 146 | 146 | 146 | 146 | 146 | 146 | 146 | 146
70 | DEER PARK ENERGY CENTER CTG 1 |  | DDPEC_GT1 | HARRIS | GAS | HOUSTON | 2002 | 181 | 181 | 181 | 181 | 181 | 181 | 181 | 181 | 181 | 181
71 | DEER PARK ENERGY CENTER CTG 2 |  | DDPEC_GT2 | HARRIS | GAS | HOUSTON | 2002 | 193 | 193 | 193 | 193 | 193 | 193 | 193 | 193 | 193 | 193
72 | DEER PARK ENERGY CENTER CTG 3 |  | DDPEC_GT3 | HARRIS | GAS | HOUSTON | 2002 | 181 | 181 | 181 | 181 | 181 | 181 | 181 | 181 | 181 | 181
73 | DEER PARK ENERGY CENTER CTG 4 |  | DDPEC_GT4 | HARRIS | GAS | HOUSTON | 2002 | 193 | 193 | 193 | 193 | 193 | 193 | 193 | 193 | 193 | 193
74 | DEER PARK ENERGY CENTER STG |  | DDPEC_ST1 | HARRIS | GAS | HOUSTON | 2002 | 290 | 290 | 290 | 290 | 290 | 290 | 290 | 290 | 290 | 290
75 | DEER PARK ENERGY CENTER CTG 6 |  | DDPEC_GT6 | HARRIS | GAS | HOUSTON | 2014 | 165 | 165 | 165 | 165 | 165 | 165 | 165 | 165 | 165 | 165
76 | ENNIS POWER STATION CTG 2 |  | ETCCS_CT1 | ELLIS | GAS | NORTH | 2002 | 196 | 196 | 196 | 196 | 196 | 196 | 196 | 196 | 196 | 196
77 | ENNIS POWER STATION STG 1 |  | ETCCS_UNIT1 | ELLIS | GAS | NORTH | 2002 | 116 | 116 | 116 | 116 | 116 | 116 | 116 | 116 | 116 | 116
78 | FERGUSON REPLACEMENT CTG1 |  | FERGCC_FERGGT1 | LLANO | GAS | SOUTH | 2014 | 161.9 | 161.9 | 161.9 | 161.9 | 161.9 | 161.9 | 161.9 | 161.9 | 161.9 | 161.9
79 | FERGUSON REPLACEMENT CTG2 |  | FERGCC_FERGGT2 | LLANO | GAS | SOUTH | 2014 | 161.9 | 161.9 | 161.9 | 161.9 | 161.9 | 161.9 | 161.9 | 161.9 | 161.9 | 161.9
80 | FERGUSON REPLACEMENT STG |  | FERGCC_FERGST1 | LLANO | GAS | SOUTH | 2014 | 186 | 186 | 186 | 186 | 186 | 186 | 186 | 186 | 186 | 186
81 | FORNEY ENERGY CENTER CTG 11 |  | FRNYPP_GT11 | KAUFMAN | GAS | NORTH | 2003 | 169 | 169 | 169 | 169 | 169 | 169 | 169 | 169 | 169 | 169
82 | FORNEY ENERGY CENTER CTG 12 |  | FRNYPP_GT12 | KAUFMAN | GAS | NORTH | 2003 | 161 | 161 | 161 | 161 | 161 | 161 | 161 | 161 | 161 | 161
83 | FORNEY ENERGY CENTER CTG 13 |  | FRNYPP_GT13 | KAUFMAN | GAS | NORTH | 2003 | 161 | 161 | 161 | 161 | 161 | 161 | 161 | 161 | 161 | 161
84 | FORNEY ENERGY CENTER CTG 21 |  | FRNYPP_GT21 | KAUFMAN | GAS | NORTH | 2003 | 169 | 169 | 169 | 169 | 169 | 169 | 169 | 169 | 169 | 169
85 | FORNEY ENERGY CENTER CTG 22 |  | FRNYPP_GT22 | KAUFMAN | GAS | NORTH | 2003 | 161 | 161 | 161 | 161 | 161 | 161 | 161 | 161 | 161 | 161
86 | FORNEY ENERGY CENTER CTG 23 |  | FRNYPP_GT23 | KAUFMAN | GAS | NORTH | 2003 | 161 | 161 | 161 | 161 | 161 | 161 | 161 | 161 | 161 | 161
87 | FORNEY ENERGY CENTER STG 10 |  | FRNYPP_ST10 | KAUFMAN | GAS | NORTH | 2003 | 420 | 420 | 420 | 420 | 420 | 420 | 420 | 420 | 420 | 420
88 | FORNEY ENERGY CENTER STG 20 |  | FRNYPP_ST20 | KAUFMAN | GAS | NORTH | 2003 | 420 | 420 | 420 | 420 | 420 | 420 | 420 | 420 | 420 | 420
89 | FREESTONE ENERGY CENTER CTG 1 |  | FREC_GT1 | FREESTONE | GAS | NORTH | 2002 | 151.6 | 151.6 | 151.6 | 151.6 | 151.6 | 151.6 | 151.6 | 151.6 | 151.6 | 151.6
90 | FREESTONE ENERGY CENTER CTG 2 |  | FREC_GT2 | FREESTONE | GAS | NORTH | 2002 | 151.6 | 151.6 | 151.6 | 151.6 | 151.6 | 151.6 | 151.6 | 151.6 | 151.6 | 151.6
91 | FREESTONE ENERGY CENTER STG 3 |  | FREC_ST3 | FREESTONE | GAS | NORTH | 2002 | 176.2 | 176.2 | 176.2 | 176.2 | 176.2 | 176.2 | 176.2 | 176.2 | 176.2 | 176.2
92 | FREESTONE ENERGY CENTER CTG 4 |  | FREC_GT4 | FREESTONE | GAS | NORTH | 2002 | 151.7 | 151.7 | 151.7 | 151.7 | 151.7 | 151.7 | 151.7 | 151.7 | 151.7 | 151.7
93 | FREESTONE ENERGY CENTER CTG 5 |  | FREC_GT5 | FREESTONE | GAS | NORTH | 2002 | 151.7 | 151.7 | 151.7 | 151.7 | 151.7 | 151.7 | 151.7 | 151.7 | 151.7 | 151.7
94 | FREESTONE ENERGY CENTER STG 6 |  | FREC_ST6 | FREESTONE | GAS | NORTH | 2002 | 174.5 | 174.5 | 174.5 | 174.5 | 174.5 | 174.5 | 174.5 | 174.5 | 174.5 | 174.5
95 | GUADALUPE ENERGY CENTER CTG 1 |  | GUADG_GAS1 | GUADALUPE | GAS | SOUTH | 2000 | 148 | 148 | 148 | 148 | 148 | 148 | 148 | 148 | 148 | 148
96 | GUADALUPE ENERGY CENTER CTG 2 |  | GUADG_GAS2 | GUADALUPE | GAS | SOUTH | 2000 | 148 | 148 | 148 | 148 | 148 | 148 | 148 | 148 | 148 | 148
97 | GUADALUPE ENERGY CENTER CTG 3 |  | GUADG_GAS3 | GUADALUPE | GAS | SOUTH | 2000 | 148 | 148 | 148 | 148 | 148 | 148 | 148 | 148 | 148 | 148
98 | GUADALUPE ENERGY CENTER CTG 4 |  | GUADG_GAS4 | GUADALUPE | GAS | SOUTH | 2000 | 148 | 148 | 148 | 148 | 148 | 148 | 148 | 148 | 148 | 148
99 | GUADALUPE ENERGY CENTER STG 5 |  | GUADG_STM5 | GUADALUPE | GAS | SOUTH | 2000 | 197 | 197 | 197 | 197 | 197 | 197 | 197 | 197 | 197 | 197
100 | GUADALUPE ENERGY CENTER STG 6 |  | GUADG_STM6 | GUADALUPE | GAS | SOUTH | 2000 | 197 | 197 | 197 | 197 | 197 | 197 | 197 | 197 | 197 | 197
101 | HAYS ENERGY FACILITY CSG 1 |  | HAYSEN_HAYSENG1 | HAYS | GAS | SOUTH | 2002 | 216 | 216 | 216 | 216 | 216 | 216 | 216 | 216 | 216 | 216
102 | HAYS ENERGY FACILITY CSG 2 |  | HAYSEN_HAYSENG2 | HAYS | GAS | SOUTH | 2002 | 216 | 216 | 216 | 216 | 216 | 216 | 216 | 216 | 216 | 216
103 | HAYS ENERGY FACILITY CSG 3 |  | HAYSEN_HAYSENG3 | HAYS | GAS | SOUTH | 2002 | 225 | 225 | 225 | 225 | 225 | 225 | 225 | 225 | 225 | 225
104 | HAYS ENERGY FACILITY CSG 4 |  | HAYSEN_HAYSENG4 | HAYS | GAS | SOUTH | 2002 | 225 | 225 | 225 | 225 | 225 | 225 | 225 | 225 | 225 | 225
105 | HIDALGO ENERGY CENTER CTG 1 |  | DUKE_DUKE_GT1 | HIDALGO | GAS | SOUTH | 2000 | 143 | 143 | 143 | 143 | 143 | 143 | 143 | 143 | 143 | 143
106 | HIDALGO ENERGY CENTER CTG 2 |  | DUKE_DUKE_GT2 | HIDALGO | GAS | SOUTH | 2000 | 143 | 143 | 143 | 143 | 143 | 143 | 143 | 143 | 143 | 143
107 | HIDALGO ENERGY CENTER STG |  | DUKE_DUKE_ST1 | HIDALGO | GAS | SOUTH | 2000 | 172 | 172 | 172 | 172 | 172 | 172 | 172 | 172 | 172 | 172
108 | JACK COUNTY GEN FACILITY CTG 1 |  | JACKCNTY_CT1 | JACK | GAS | NORTH | 2005 | 150 | 150 | 150 | 150 | 150 | 150 | 150 | 150 | 150 | 150
109 | JACK COUNTY GEN FACILITY CTG 2 |  | JACKCNTY_CT2 | JACK | GAS | NORTH | 2005 | 150 | 150 | 150 | 150 | 150 | 150 | 150 | 150 | 150 | 150
110 | JACK COUNTY GEN FACILITY STG 1 |  | JACKCNTY_STG | JACK | GAS | NORTH | 2005 | 295 | 295 | 295 | 295 | 295 | 295 | 295 | 295 | 295 | 295
111 | JACK COUNTY GEN FACILITY CTG 3 |  | JCKCNTY2_CT3 | JACK | GAS | NORTH | 2011 | 150 | 150 | 150 | 150 | 150 | 150 | 150 | 150 | 150 | 150
112 | JACK COUNTY GEN FACILITY CTG 4 |  | JCKCNTY2_CT4 | JACK | GAS | NORTH | 2011 | 150 | 150 | 150 | 150 | 150 | 150 | 150 | 150 | 150 | 150
113 | JACK COUNTY GEN FACILITY STG 2 |  | JCKCNTY2_ST2 | JACK | GAS | NORTH | 2011 | 295 | 295 | 295 | 295 | 295 | 295 | 295 | 295 | 295 | 295
114 | JOHNSON COUNTY GEN FACILITY CTG |  | TEN_CT1 | JOHNSON | GAS | NORTH | 1997 | 163 | 163 | 163 | 163 | 163 | 163 | 163 | 163 | 163 | 163
115 | JOHNSON COUNTY GEN FACILITY STG |  | TEN_STG | JOHNSON | GAS | NORTH | 1997 | 106 | 106 | 106 | 106 | 106 | 106 | 106 | 106 | 106 | 106
116 | LAMAR ENERGY CENTER CTG 11 |  | LPCCS_CT11 | LAMAR | GAS | NORTH | 2000 | 163 | 163 | 163 | 163 | 163 | 163 | 163 | 163 | 163 | 163
117 | LAMAR ENERGY CENTER CTG 12 |  | LPCCS_CT12 | LAMAR | GAS | NORTH | 2000 | 153 | 153 | 153 | 153 | 153 | 153 | 153 | 153 | 153 | 153
118 | LAMAR ENERGY CENTER CTG 21 |  | LPCCS_CT21 | LAMAR | GAS | NORTH | 2000 | 153 | 153 | 153 | 153 | 153 | 153 | 153 | 153 | 153 | 153
119 | LAMAR ENERGY CENTER CTG 22 |  | LPCCS_CT22 | LAMAR | GAS | NORTH | 2000 | 163 | 163 | 163 | 163 | 163 | 163 | 163 | 163 | 163 | 163
120 | LAMAR ENERGY CENTER STG 1 |  | LPCCS_UNIT1 | LAMAR | GAS | NORTH | 2000 | 204 | 204 | 204 | 204 | 204 | 204 | 204 | 204 | 204 | 204
121 | LAMAR ENERGY CENTER STG 2 |  | LPCCS_UNIT2 | LAMAR | GAS | NORTH | 2000 | 204 | 204 | 204 | 204 | 204 | 204 | 204 | 204 | 204 | 204
122 | LOST PINES POWER CTG 1 |  | LOSTPI_LOSTPGT1 | BASTROP | GAS | SOUTH | 2001 | 170 | 170 | 170 | 170 | 170 | 170 | 170 | 170 | 170 | 170
123 | LOST PINES POWER CTG 2 |  | LOSTPI_LOSTPGT2 | BASTROP | GAS | SOUTH | 2001 | 170 | 170 | 170 | 170 | 170 | 170 | 170 | 170 | 170 | 170
124 | LOST PINES POWER STG |  | LOSTPI_LOSTPST1 | BASTROP | GAS | SOUTH | 2001 | 188 | 188 | 188 | 188 | 188 | 188 | 188 | 188 | 188 | 188
125 | MAGIC VALLEY STATION CTG 1 |  | NEDIN_NEDIN_G1 | HIDALGO | GAS | SOUTH | 2001 | 208.6 | 208.6 | 208.6 | 208.6 | 208.6 | 208.6 | 208.6 | 208.6 | 208.6 | 208.6
126 | MAGIC VALLEY STATION CTG 2 |  | NEDIN_NEDIN_G2 | HIDALGO | GAS | SOUTH | 2001 | 208.6 | 208.6 | 208.6 | 208.6 | 208.6 | 208.6 | 208.6 | 208.6 | 208.6 | 208.6
127 | MAGIC VALLEY STATION STG |  | NEDIN_NEDIN_G3 | HIDALGO | GAS | SOUTH | 2001 | 253 | 253 | 253 | 253 | 253 | 253 | 253 | 253 | 253 | 253
128 | MIDLOTHIAN ENERGY FACILITY CS 1 |  | MDANP_CT1 | ELLIS | GAS | NORTH | 2001 | 235 | 235 | 235 | 235 | 235 | 235 | 235 | 235 | 235 | 235
129 | MIDLOTHIAN ENERGY FACILITY CS 2 |  | MDANP_CT2 | ELLIS | GAS | NORTH | 2001 | 235 | 235 | 235 | 235 | 235 | 235 | 235 | 235 | 235 | 235
130 | MIDLOTHIAN ENERGY FACILITY CS 3 |  | MDANP_CT3 | ELLIS | GAS | NORTH | 2001 | 235 | 235 | 235 | 235 | 235 | 235 | 235 | 235 | 235 | 235
131 | MIDLOTHIAN ENERGY FACILITY CS 4 |  | MDANP_CT4 | ELLIS | GAS | NORTH | 2001 | 235 | 235 | 235 | 235 | 235 | 235 | 235 | 235 | 235 | 235
132 | MIDLOTHIAN ENERGY FACILITY CS 5 |  | MDANP_CT5 | ELLIS | GAS | NORTH | 2002 | 252 | 252 | 252 | 252 | 252 | 252 | 252 | 252 | 252 | 252
133 | MIDLOTHIAN ENERGY FACILITY CS 6 |  | MDANP_CT6 | ELLIS | GAS | NORTH | 2002 | 252 | 252 | 252 | 252 | 252 | 252 | 252 | 252 | 252 | 252
134 | NUECES BAY REPOWER CTG 8 |  | NUECES_B_NUECESG8 | NUECES | GAS | COASTAL | 2010 | 157 | 157 | 157 | 157 | 157 | 157 | 157 | 157 | 157 | 157
135 | NUECES BAY REPOWER CTG 9 |  | NUECES_B_NUECESG9 | NUECES | GAS | COASTAL | 2010 | 157 | 157 | 157 | 157 | 157 | 157 | 157 | 157 | 157 | 157
136 | NUECES BAY REPOWER STG 7 |  | NUECES_B_NUECESG7 | NUECES | GAS | COASTAL | 1972 | 319 | 319 | 319 | 319 | 319 | 319 | 319 | 319 | 319 | 319
137 | ODESSA-ECTOR POWER CTG 11 |  | OECCS_CT11 | ECTOR | GAS | WEST | 2001 | 151 | 151 | 151 | 151 | 151 | 151 | 151 | 151 | 151 | 151
138 | ODESSA-ECTOR POWER CTG 12 |  | OECCS_CT12 | ECTOR | GAS | WEST | 2001 | 140.4 | 140.4 | 140.4 | 140.4 | 140.4 | 140.4 | 140.4 | 140.4 | 140.4 | 140.4
139 | ODESSA-ECTOR POWER CTG 21 |  | OECCS_CT21 | ECTOR | GAS | WEST | 2001 | 144.7 | 144.7 | 144.7 | 144.7 | 144.7 | 144.7 | 144.7 | 144.7 | 144.7 | 144.7
140 | ODESSA-ECTOR POWER CTG 22 |  | OECCS_CT22 | ECTOR | GAS | WEST | 2001 | 142.4 | 142.4 | 142.4 | 142.4 | 142.4 | 142.4 | 142.4 | 142.4 | 142.4 | 142.4
141 | ODESSA-ECTOR POWER STG 1 |  | OECCS_UNIT1 | ECTOR | GAS | WEST | 2001 | 210 | 210 | 210 | 210 | 210 | 210 | 210 | 210 | 210 | 210
142 | ODESSA-ECTOR POWER STG 2 |  | OECCS_UNIT2 | ECTOR | GAS | WEST | 2001 | 210 | 210 | 210 | 210 | 210 | 210 | 210 | 210 | 210 | 210
143 | PANDA SHERMAN POWER CTG1 |  | PANDA_S_SHER1CT1 | GRAYSON | GAS | NORTH | 2014 | 196 | 196 | 196 | 196 | 196 | 196 | 196 | 196 | 196 | 196
144 | PANDA SHERMAN POWER CTG2 |  | PANDA_S_SHER1CT2 | GRAYSON | GAS | NORTH | 2014 | 195 | 195 | 195 | 195 | 195 | 195 | 195 | 195 | 195 | 195
145 | PANDA SHERMAN POWER STG |  | PANDA_S_SHER1ST1 | GRAYSON | GAS | NORTH | 2014 | 326 | 326 | 326 | 326 | 326 | 326 | 326 | 326 | 326 | 326
146 | PANDA TEMPLE I POWER CTG1 |  | PANDA_T1_TMPL1CT1 | BELL | GAS | NORTH | 2014 | 195 | 195 | 195 | 195 | 195 | 195 | 195 | 195 | 195 | 195
147 | PANDA TEMPLE I POWER CTG2 |  | PANDA_T1_TMPL1CT2 | BELL | GAS | NORTH | 2014 | 195 | 195 | 195 | 195 | 195 | 195 | 195 | 195 | 195 | 195
148 | PANDA TEMPLE I POWER STG |  | PANDA_T1_TMPL1ST1 | BELL | GAS | NORTH | 2014 | 312 | 312 | 312 | 312 | 312 | 312 | 312 | 312 | 312 | 312
149 | PANDA TEMPLE II POWER CTG1 |  | PANDA_T2_TMPL2CT1 | BELL | GAS | NORTH | 2015 | 191.2 | 191.2 | 191.2 | 191.2 | 191.2 | 191.2 | 191.2 | 191.2 | 191.2 | 191.2
150 | PANDA TEMPLE II POWER CTG2 |  | PANDA_T2_TMPL2CT2 | BELL | GAS | NORTH | 2015 | 191.2 | 191.2 | 191.2 | 191.2 | 191.2 | 191.2 | 191.2 | 191.2 | 191.2 | 191.2
151 | PANDA TEMPLE II POWER STG |  | PANDA_T2_TMPL2ST1 | BELL | GAS | NORTH | 2015 | 334.7 | 334.7 | 334.7 | 334.7 | 334.7 | 334.7 | 334.7 | 334.7 | 334.7 | 334.7
152 | PARIS ENERGY CENTER CTG 1 |  | TNSKA_GT1 | LAMAR | GAS | NORTH | 1989 | 76 | 76 | 76 | 76 | 76 | 76 | 76 | 76 | 76 | 76
153 | PARIS ENERGY CENTER CTG 2 |  | TNSKA_GT2 | LAMAR | GAS | NORTH | 1989 | 76 | 76 | 76 | 76 | 76 | 76 | 76 | 76 | 76 | 76
154 | PARIS ENERGY CENTER STG |  | TNSKA_STG | LAMAR | GAS | NORTH | 1990 | 87 | 87 | 87 | 87 | 87 | 87 | 87 | 87 | 87 | 87
155 | PASADENA COGEN FACILITY CTG 2 |  | PSG_PSG_GT2 | HARRIS | GAS | HOUSTON | 2000 | 164 | 164 | 164 | 164 | 164 | 164 | 164 | 164 | 164 | 164
156 | PASADENA COGEN FACILITY CTG 3 |  | PSG_PSG_GT3 | HARRIS | GAS | HOUSTON | 2000 | 164 | 164 | 164 | 164 | 164 | 164 | 164 | 164 | 164 | 164
157 | PASADENA COGEN FACILITY STG 2 |  | PSG_PSG_ST2 | HARRIS | GAS | HOUSTON | 2000 | 167 | 167 | 167 | 167 | 167 | 167 | 167 | 167 | 167 | 167
158 | QUAIL RUN ENERGY CTG 1 |  | QALSW_GT1 | ECTOR | GAS | WEST | 2007 | 74 | 74 | 74 | 74 | 74 | 74 | 74 | 74 | 74 | 74
159 | QUAIL RUN ENERGY CTG 2 |  | QALSW_GT2 | ECTOR | GAS | WEST | 2007 | 74 | 74 | 74 | 74 | 74 | 74 | 74 | 74 | 74 | 74
160 | QUAIL RUN ENERGY STG 1 |  | QALSW_STG1 | ECTOR | GAS | WEST | 2007 | 98 | 98 | 98 | 98 | 98 | 98 | 98 | 98 | 98 | 98
161 | QUAIL RUN ENERGY CTG 3 |  | QALSW_GT3 | ECTOR | GAS | WEST | 2008 | 72 | 72 | 72 | 72 | 72 | 72 | 72 | 72 | 72 | 72
162 | QUAIL RUN ENERGY CTG 4 |  | QALSW_GT4 | ECTOR | GAS | WEST | 2008 | 72 | 72 | 72 | 72 | 72 | 72 | 72 | 72 | 72 | 72
163 | QUAIL RUN ENERGY STG 2 |  | QALSW_STG2 | ECTOR | GAS | WEST | 2008 | 98 | 98 | 98 | 98 | 98 | 98 | 98 | 98 | 98 | 98
164 | RIO NOGALES POWER CTG 1 |  | RIONOG_CT1 | GUADALUPE | GAS | SOUTH | 2002 | 154 | 154 | 154 | 154 | 154 | 154 | 154 | 154 | 154 | 154
165 | RIO NOGALES POWER CTG 2 |  | RIONOG_CT2 | GUADALUPE | GAS | SOUTH | 2002 | 154 | 154 | 154 | 154 | 154 | 154 | 154 | 154 | 154 | 154
166 | RIO NOGALES POWER CTG 3 |  | RIONOG_CT3 | GUADALUPE | GAS | SOUTH | 2002 | 154 | 154 | 154 | 154 | 154 | 154 | 154 | 154 | 154 | 154
167 | RIO NOGALES POWER STG 4 |  | RIONOG_ST1 | GUADALUPE | GAS | SOUTH | 2002 | 323 | 323 | 323 | 323 | 323 | 323 | 323 | 323 | 323 | 323
168 | SAM RAYBURN POWER CTG 7 |  | RAYBURN_RAYBURG7 | VICTORIA | GAS | SOUTH | 2003 | 50 | 50 | 50 | 50 | 50 | 50 | 50 | 50 | 50 | 50
169 | SAM RAYBURN POWER CTG 8 |  | RAYBURN_RAYBURG8 | VICTORIA | GAS | SOUTH | 2003 | 50 | 50 | 50 | 50 | 50 | 50 | 50 | 50 | 50 | 50
170 | SAM RAYBURN POWER CTG 9 |  | RAYBURN_RAYBURG9 | VICTORIA | GAS | SOUTH | 2003 | 50 | 50 | 50 | 50 | 50 | 50 | 50 | 50 | 50 | 50
171 | SAM RAYBURN POWER STG 10 |  | RAYBURN_RAYBURG10 | VICTORIA | GAS | SOUTH | 2003 | 40 | 40 | 40 | 40 | 40 | 40 | 40 | 40 | 40 | 40
172 | SANDHILL ENERGY CENTER CTG 5A |  | SANDHSYD_SH_5A | TRAVIS | GAS | SOUTH | 2004 | 150 | 150 | 150 | 150 | 150 | 150 | 150 | 150 | 150 | 150
173 | SANDHILL ENERGY CENTER STG 5C |  | SANDHSYD_SH_5C | TRAVIS | GAS | SOUTH | 2004 | 145 | 145 | 145 | 145 | 145 | 145 | 145 | 145 | 145 | 145
174 | SILAS RAY POWER STG 6 |  | SILASRAY_SILAS_6 | CAMERON | GAS | COASTAL | 1962 | 20 | 20 | 20 | 20 | 20 | 20 | 20 | 20 | 20 | 20
175 | SILAS RAY POWER CTG 9 |  | SILASRAY_SILAS_9 | CAMERON | GAS | COASTAL | 1996 | 38 | 38 | 38 | 38 | 38 | 38 | 38 | 38 | 38 | 38
176 | T H WHARTON POWER CTG 31 |  | THW_THWGT31 | HARRIS | GAS | HOUSTON | 1972 | 57 | 57 | 57 | 57 | 57 | 57 | 57 | 57 | 57 | 57
177 | T H WHARTON POWER CTG 32 |  | THW_THWGT32 | HARRIS | GAS | HOUSTON | 1972 | 57 | 57 | 57 | 57 | 57 | 57 | 57 | 57 | 57 | 57
178 | T H WHARTON POWER CTG 33 |  | THW_THWGT33 | HARRIS | GAS | HOUSTON | 1972 | 57 | 57 | 57 | 57 | 57 | 57 | 57 | 57 | 57 | 57
179 | T H WHARTON POWER CTG 34 |  | THW_THWGT34 | HARRIS | GAS | HOUSTON | 1972 | 57 | 57 | 57 | 57 | 57 | 57 | 57 | 57 | 57 | 57
180 | T H WHARTON POWER STG 3 |  | THW_THWST_3 | HARRIS | GAS | HOUSTON | 1974 | 104 | 104 | 104 | 104 | 104 | 104 | 104 | 104 | 104 | 104
181 | T H WHARTON POWER CTG 41 |  | THW_THWGT41 | HARRIS | GAS | HOUSTON | 1972 | 57 | 57 | 57 | 57 | 57 | 57 | 57 | 57 | 57 | 57
182 | T H WHARTON POWER CTG 42 |  | THW_THWGT42 | HARRIS | GAS | HOUSTON | 1972 | 57 | 57 | 57 | 57 | 57 | 57 | 57 | 57 | 57 | 57
183 | T H WHARTON POWER CTG 43 |  | THW_THWGT43 | HARRIS | GAS | HOUSTON | 1974 | 57 | 57 | 57 | 57 | 57 | 57 | 57 | 57 | 57 | 57
184 | T H WHARTON POWER CTG 44 |  | THW_THWGT44 | HARRIS | GAS | HOUSTON | 1974 | 57 | 57 | 57 | 57 | 57 | 57 | 57 | 57 | 57 | 57
185 | T H WHARTON POWER STG 4 |  | THW_THWST_4 | HARRIS | GAS | HOUSTON | 1974 | 104 | 104 | 104 | 104 | 104 | 104 | 104 | 104 | 104 | 104
186 | TEXAS CITY POWER CTG A |  | TXCTY_CTA | GALVESTON | GAS | HOUSTON | 2000 | 96.6 | 96.6 | 96.6 | 96.6 | 96.6 | 96.6 | 96.6 | 96.6 | 96.6 | 96.6
187 | TEXAS CITY POWER CTG B |  | TXCTY_CTB | GALVESTON | GAS | HOUSTON | 2000 | 96.6 | 96.6 | 96.6 | 96.6 | 96.6 | 96.6 | 96.6 | 96.6 | 96.6 | 96.6
188 | TEXAS CITY POWER CTG C |  | TXCTY_CTC | GALVESTON | GAS | HOUSTON | 2000 | 96.6 | 96.6 | 96.6 | 96.6 | 96.6 | 96.6 | 96.6 | 96.6 | 96.6 | 96.6
189 | TEXAS CITY POWER STG |  | TXCTY_ST | GALVESTON | GAS | HOUSTON | 2000 | 131.6 | 131.6 | 131.6 | 131.6 | 131.6 | 131.6 | 131.6 | 131.6 | 131.6 | 131.6
190 | VICTORIA POWER CTG 6 |  | VICTORIA_VICTORG6 | VICTORIA | GAS | SOUTH | 2009 | 160 | 160 | 160 | 160 | 160 | 160 | 160 | 160 | 160 | 160
191 | VICTORIA POWER STG 5 |  | VICTORIA_VICTORG5 | VICTORIA | GAS | SOUTH | 1963 | 125 | 125 | 125 | 125 | 125 | 125 | 125 | 125 | 125 | 125
192 | WICHITA FALLS CTG 1 |  | WFCOGEN_UNIT1 | WICHITA | GAS | WEST | 1987 | 20 | 20 | 20 | 20 | 20 | 20 | 20 | 20 | 20 | 20
193 | WICHITA FALLS CTG 2 |  | WFCOGEN_UNIT2 | WICHITA | GAS | WEST | 1987 | 20 | 20 | 20 | 20 | 20 | 20 | 20 | 20 | 20 | 20
194 | WICHITA FALLS CTG 3 |  | WFCOGEN_UNIT3 | WICHITA | GAS | WEST | 1987 | 20 | 20 | 20 | 20 | 20 | 20 | 20 | 20 | 20 | 20
195 | WICHITA FALLS STG 4 |  | WFCOGEN_UNIT4 | WICHITA | GAS | WEST | 1987 | 17 | 17 | 17 | 17 | 17 | 17 | 17 | 17 | 17 | 17
196 | WISE-TRACTEBEL POWER CTG 1 |  | WCPP_CT1 | WISE | GAS | NORTH | 2004 | 212 | 212 | 212 | 212 | 212 | 212 | 212 | 212 | 212 | 212
197 | WISE-TRACTEBEL POWER CTG 2 |  | WCPP_CT2 | WISE | GAS | NORTH | 2004 | 212 | 212 | 212 | 212 | 212 | 212 | 212 | 212 | 212 | 212
198 | WISE-TRACTEBEL POWER STG 1 |  | WCPP_ST1 | WISE | GAS | NORTH | 2004 | 241 | 241 | 241 | 241 | 241 | 241 | 241 | 241 | 241 | 241
199 | WOLF HOLLOW POWER CTG 1 |  | WHCCS_CT1 | HOOD | GAS | NORTH | 2002 | 212.5 | 212.5 | 212.5 | 212.5 | 212.5 | 212.5 | 212.5 | 212.5 | 212.5 | 212.5
200 | WOLF HOLLOW POWER CTG 2 |  | WHCCS_CT2 | HOOD | GAS | NORTH | 2002 | 212.5 | 212.5 | 212.5 | 212.5 | 212.5 | 212.5 | 212.5 | 212.5 | 212.5 | 212.5
201 | WOLF HOLLOW POWER STG |  | WHCCS_STG | HOOD | GAS | NORTH | 2002 | 280 | 280 | 280 | 280 | 280 | 280 | 280 | 280 | 280 | 280
202 | ATKINS CTG 7 |  | ATKINS_ATKINSG7 | BRAZOS | GAS | NORTH | 1973 | 18 | 18 | 18 | 18 | 18 | 18 | 18 | 18 | 18 | 18
203 | DANSBY CTG 2 |  | DANSBY_DANSBYG2 | BRAZOS | GAS | NORTH | 2004 | 45 | 45 | 45 | 45 | 45 | 45 | 45 | 45 | 45 | 45
204 | DANSBY CTG 3 |  | DANSBY_DANSBYG3 | BRAZOS | GAS | NORTH | 2010 | 47 | 47 | 47 | 47 | 47 | 47 | 47 | 47 | 47 | 47
205 | DECKER CREEK CTG 1 |  | DECKER_DPGT_1 | TRAVIS | GAS | SOUTH | 1989 | 48 | 48 | 48 | 48 | 48 | 48 | 48 | 48 | 48 | 48
206 | DECKER CREEK CTG 2 |  | DECKER_DPGT_2 | TRAVIS | GAS | SOUTH | 1989 | 48 | 48 | 48 | 48 | 48 | 48 | 48 | 48 | 48 | 48
207 | DECKER CREEK CTG 3 |  | DECKER_DPGT_3 | TRAVIS | GAS | SOUTH | 1989 | 48 | 48 | 48 | 48 | 48 | 48 | 48 | 48 | 48 | 48
208 | DECKER CREEK CTG 4 |  | DECKER_DPGT_4 | TRAVIS | GAS | SOUTH | 1989 | 48 | 48 | 48 | 48 | 48 | 48 | 48 | 48 | 48 | 48
209 | DECORDOVA CTG 1 |  | DCSES_CT10 | HOOD | GAS | NORTH | 1990 | 71 | 71 | 71 | 71 | 71 | 71 | 71 | 71 | 71 | 71
210 | DECORDOVA CTG 2 |  | DCSES_CT20 | HOOD | GAS | NORTH | 1990 | 70 | 70 | 70 | 70 | 70 | 70 | 70 | 70 | 70 | 70
211 | DECORDOVA CTG 3 |  | DCSES_CT30 | HOOD | GAS | NORTH | 1990 | 69 | 69 | 69 | 69 | 69 | 69 | 69 | 69 | 69 | 69
212 | DECORDOVA CTG 4 |  | DCSES_CT40 | HOOD | GAS | NORTH | 1990 | 68 | 68 | 68 | 68 | 68 | 68 | 68 | 68 | 68 | 68
213 | ECTOR COUNTY ENERGY CTG 1 |  | ECEC_G1 | ECTOR | GAS | WEST | 2015 | 147 | 147 | 147 | 147 | 147 | 147 | 147 | 147 | 147 | 147
214 | ECTOR COUNTY ENERGY CTG 2 |  | ECEC_G2 | ECTOR | GAS | WEST | 2015 | 147 | 147 | 147 | 147 | 147 | 147 | 147 | 147 | 147 | 147
215 | EXTEX LAPORTE GEN STN CTG 1 |  | AZ_AZ_G1 | HARRIS | GAS | HOUSTON | 2009 | 38 | 38 | 38 | 38 | 38 | 38 | 38 | 38 | 38 | 38
216 | EXTEX LAPORTE GEN STN CTG 2 |  | AZ_AZ_G2 | HARRIS | GAS | HOUSTON | 2009 | 38 | 38 | 38 | 38 | 38 | 38 | 38 | 38 | 38 | 38
217 | EXTEX LAPORTE GEN STN CTG 3 |  | AZ_AZ_G3 | HARRIS | GAS | HOUSTON | 2009 | 38 | 38 | 38 | 38 | 38 | 38 | 38 | 38 | 38 | 38
218 | EXTEX LAPORTE GEN STN CTG 4 |  | AZ_AZ_G4 | HARRIS | GAS | HOUSTON | 2009 | 38 | 38 | 38 | 38 | 38 | 38 | 38 | 38 | 38 | 38
219 | GREENS BAYOU CTG 73 |  | GBY_GBYGT73 | HARRIS | GAS | HOUSTON | 1976 | 46 | 46 | 46 | 46 | 46 | 46 | 46 | 46 | 46 | 46
220 | GREENS BAYOU CTG 74 |  | GBY_GBYGT74 | HARRIS | GAS | HOUSTON | 1976 | 46 | 46 | 46 | 46 | 46 | 46 | 46 | 46 | 46 | 46
221 | GREENS BAYOU CTG 81 |  | GBY_GBYGT81 | HARRIS | GAS | HOUSTON | 1976 | 46 | 46 | 46 | 46 | 46 | 46 | 46 | 46 | 46 | 46
222 | GREENS BAYOU CTG 82 |  | GBY_GBYGT82 | HARRIS | GAS | HOUSTON | 1976 | 58 | 58 | 58 | 58 | 58 | 58 | 58 | 58 | 58 | 58
223 | GREENS BAYOU CTG 83 |  | GBY_GBYGT83 | HARRIS | GAS | HOUSTON | 1976 | 56 | 56 | 56 | 56 | 56 | 56 | 56 | 56 | 56 | 56
224 | GREENS BAYOU CTG 84 |  | GBY_GBYGT84 | HARRIS | GAS | HOUSTON | 1976 | 46 | 46 | 46 | 46 | 46 | 46 | 46 | 46 | 46 | 46
225 | GREENVILLE IC ENGINE PLANT |  | STEAM_ENGINE_1 | HUNT | GAS | NORTH | 2010 | 8.4 | 8.4 | 8.4 | 8.4 | 8.4 | 8.4 | 8.4 | 8.4 | 8.4 | 8.4
226 | GREENVILLE IC ENGINE PLANT |  | STEAM_ENGINE_2 | HUNT | GAS | NORTH | 2010 | 8.4 | 8.4 | 8.4 | 8.4 | 8.4 | 8.4 | 8.4 | 8.4 | 8.4 | 8.4
227 | GREENVILLE IC ENGINE PLANT |  | STEAM_ENGINE_3 | HUNT | GAS | NORTH | 2010 | 8.4 | 8.4 | 8.4 | 8.4 | 8.4 | 8.4 | 8.4 | 8.4 | 8.4 | 8.4
228 | LAREDO CTG 4 |  | LARDVFTN_G4 | WEBB | GAS | SOUTH | 2008 | 90.1 | 90.1 | 90.1 | 90.1 | 90.1 | 90.1 | 90.1 | 90.1 | 90.1 | 90.1
229 | LAREDO CTG 5 |  | LARDVFTN_G5 | WEBB | GAS | SOUTH | 2008 | 87.3 | 87.3 | 87.3 | 87.3 | 87.3 | 87.3 | 87.3 | 87.3 | 87.3 | 87.3
230 | LEON CREEK PEAKER CTG 1 |  | LEON_CRK_LCPCT1 | BEXAR | GAS | SOUTH | 2004 | 46 | 46 | 46 | 46 | 46 | 46 | 46 | 46 | 46 | 46
231 | LEON CREEK PEAKER CTG 2 |  | LEON_CRK_LCPCT2 | BEXAR | GAS | SOUTH | 2004 | 46 | 46 | 46 | 46 | 46 | 46 | 46 | 46 | 46 | 46
232 | LEON CREEK PEAKER CTG 3 |  | LEON_CRK_LCPCT3 | BEXAR | GAS | SOUTH | 2004 | 46 | 46 | 46 | 46 | 46 | 46 | 46 | 46 | 46 | 46
233 | LEON CREEK PEAKER CTG 4 |  | LEON_CRK_LCPCT4 | BEXAR | GAS | SOUTH | 2004 | 46 | 46 | 46 | 46 | 46 | 46 | 46 | 46 | 46 | 46
234 | MORGAN CREEK CTG 1 |  | MGSES_CT1 | MITCHELL | GAS | WEST | 1988 | 68 | 68 | 68 | 68 | 68 | 68 | 68 | 68 | 68 | 68
235 | MORGAN CREEK CTG 2 |  | MGSES_CT2 | MITCHELL | GAS | WEST | 1988 | 68 | 68 | 68 | 68 | 68 | 68 | 68 | 68 | 68 | 68
236 | MORGAN CREEK CTG 3 |  | MGSES_CT3 | MITCHELL | GAS | WEST | 1988 | 68 | 68 | 68 | 68 | 68 | 68 | 68 | 68 | 68 | 68
237 | MORGAN CREEK CTG 4 |  | MGSES_CT4 | MITCHELL | GAS | WEST | 1988 | 68 | 68 | 68 | 68 | 68 | 68 | 68 | 68 | 68 | 68
238 | MORGAN CREEK CTG 5 |  | MGSES_CT5 | MITCHELL | GAS | WEST | 1988 | 68 | 68 | 68 | 68 | 68 | 68 | 68 | 68 | 68 | 68
239 | MORGAN CREEK CTG 6 |  | MGSES_CT6 | MITCHELL | GAS | WEST | 1988 | 67 | 67 | 67 | 67 | 67 | 67 | 67 | 67 | 67 | 67
240 | PEARSALL IC ENGINE PLANT A |  | PEARSAL2_AGR_A | FRIO | GAS | SOUTH | 2012 | 50.6 | 50.6 | 50.6 | 50.6 | 50.6 | 50.6 | 50.6 | 50.6 | 50.6 | 50.6
241 | PEARSALL IC ENGINE PLANT B |  | PEARSAL2_AGR_B | FRIO | GAS | SOUTH | 2012 | 50.6 | 50.6 | 50.6 | 50.6 | 50.6 | 50.6 | 50.6 | 50.6 | 50.6 | 50.6
242 | PEARSALL IC ENGINE PLANT C |  | PEARSAL2_AGR_C | FRIO | GAS | SOUTH | 2012 | 50.6 | 50.6 | 50.6 | 50.6 | 50.6 | 50.6 | 50.6 | 50.6 | 50.6 | 50.6
243 | PEARSALL IC ENGINE PLANT D |  | PEARSAL2_AGR_D | FRIO | GAS | SOUTH | 2012 | 50.6 | 50.6 | 50.6 | 50.6 | 50.6 | 50.6 | 50.6 | 50.6 | 50.6 | 50.6
244 | PERMIAN BASIN CTG 1 |  | PB2SES_CT1 | WARD | GAS | WEST | 1988 | 68 | 68 | 68 | 68 | 68 | 68 | 68 | 68 | 68 | 68
245 | PERMIAN BASIN CTG 2 |  | PB2SES_CT2 | WARD | GAS | WEST | 1988 | 65 | 65 | 65 | 65 | 65 | 65 | 65 | 65 | 65 | 65
246 | PERMIAN BASIN CTG 3 |  | PB2SES_CT3 | WARD | GAS | WEST | 1988 | 68 | 68 | 68 | 68 | 68 | 68 | 68 | 68 | 68 | 68
247 | PERMIAN BASIN CTG 4 |  | PB2SES_CT4 | WARD | GAS | WEST | 1990 | 69 | 69 | 69 | 69 | 69 | 69 | 69 | 69 | 69 | 69
248 | PERMIAN BASIN CTG 5 |  | PB2SES_CT5 | WARD | GAS | WEST | 1990 | 70 | 70 | 70 | 70 | 70 | 70 | 70 | 70 | 70 | 70
249 | R W MILLER CTG 4 |  | MIL_MILLERG4 | PALO PINTO | GAS | NORTH | 1994 | 104 | 104 | 104 | 104 | 104 | 104 | 104 | 104 | 104 | 104
250 | R W MILLER CTG 5 |  | MIL_MILLERG5 | PALO PINTO | GAS | NORTH | 1994 | 104 | 104 | 104 | 104 | 104 | 104 | 104 | 104 | 104 | 104
251 | RAY OLINGER CTG 4 |  | OLINGR_OLING_4 | COLLIN | GAS | NORTH | 2001 | 75 | 75 | 75 | 75 | 75 | 75 | 75 | 75 | 75 | 75
252 | SAM RAYBURN CTG 1 |  | RAYBURN_RAYBURG1 | VICTORIA | GAS | SOUTH | 1963 | 11 | 11 | 11 | 11 | 11 | 11 | 11 | 11 | 11 | 11
253 | SAM RAYBURN CTG 2 |  | RAYBURN_RAYBURG2 | VICTORIA | GAS | SOUTH | 1963 | 11 | 11 | 11 | 11 | 11 | 11 | 11 | 11 | 11 | 11
254 | SAN JACINTO SES CTG 1 |  | SJS_SJS_G1 | HARRIS | GAS | HOUSTON | 1995 | 81 | 81 | 81 | 81 | 81 | 81 | 81 | 81 | 81 | 81
255 | SAN JACINTO SES CTG 2 |  | SJS_SJS_G2 | HARRIS | GAS | HOUSTON | 1995 | 81 | 81 | 81 | 81 | 81 | 81 | 81 | 81 | 81 | 81
256 | SANDHILL ENERGY CENTER CTG 1 |  | SANDHSYD_SH1 | TRAVIS | GAS | SOUTH | 2001 | 47 | 47 | 47 | 47 | 47 | 47 | 47 | 47 | 47 | 47
257 | SANDHILL ENERGY CENTER CTG 2 |  | SANDHSYD_SH2 | TRAVIS | GAS | SOUTH | 2001 | 47 | 47 | 47 | 47 | 47 | 47 | 47 | 47 | 47 | 47
258 | SANDHILL ENERGY CENTER CTG 3 |  | SANDHSYD_SH3 | TRAVIS | GAS | SOUTH | 2001 | 47 | 47 | 47 | 47 | 47 | 47 | 47 | 47 | 47 | 47
259 | SANDHILL ENERGY CENTER CTG 4 |  | SANDHSYD_SH4 | TRAVIS | GAS | SOUTH | 2001 | 47 | 47 | 47 | 47 | 47 | 47 | 47 | 47 | 47 | 47
260 | SANDHILL ENERGY CENTER CTG 6 |  | SANDHSYD_SH6 | TRAVIS | GAS | SOUTH | 2010 | 47 | 47 | 47 | 47 | 47 | 47 | 47 | 47 | 47 | 47
261 | SANDHILL ENERGY CENTER CTG 7 |  | SANDHSYD_SH7 | TRAVIS | GAS | SOUTH | 2010 | 47 | 47 | 47 | 47 | 47 | 47 | 47 | 47 | 47 | 47
262 | SILAS RAY CTG 10 |  | SILASRAY_SILAS_10 | CAMERON | GAS | COASTAL | 2004 | 46 | 46 | 46 | 46 | 46 | 46 | 46 | 46 | 46 | 46
263 | T H WHARTON CTG 51 |  | THW_THWGT51 | HARRIS | GAS | HOUSTON | 1975 | 57 | 57 | 57 | 57 | 57 | 57 | 57 | 57 | 57 | 57
264 | T H WHARTON CTG 52 |  | THW_THWGT52 | HARRIS | GAS | HOUSTON | 1975 | 57 | 57 | 57 | 57 | 57 | 57 | 57 | 57 | 57 | 57
265 | T H WHARTON CTG 53 |  | THW_THWGT53 | HARRIS | GAS | HOUSTON | 1975 | 57 | 57 | 57 | 57 | 57 | 57 | 57 | 57 | 57 | 57
266 | T H WHARTON CTG 54 |  | THW_THWGT54 | HARRIS | GAS | HOUSTON | 1975 | 57 | 57 | 57 | 57 | 57 | 57 | 57 | 57 | 57 | 57
267 | T H WHARTON CTG 55 |  | THW_THWGT55 | HARRIS | GAS | HOUSTON | 1975 | 57 | 57 | 57 | 57 | 57 | 57 | 57 | 57 | 57 | 57
268 | T H WHARTON CTG 56 |  | THW_THWGT56 | HARRIS | GAS | HOUSTON | 1975 | 57 | 57 | 57 | 57 | 57 | 57 | 57 | 57 | 57 | 57
269 | T H WHARTON CTG G1 |  | THW_THWGT_1 | HARRIS | GAS | HOUSTON | 1967 | 13 | 13 | 13 | 13 | 13 | 13 | 13 | 13 | 13 | 13
270 | TEXAS GULF SULPHUR |  | TGF_TGFGT_1 | WHARTON | GAS | SOUTH | 1985 | 79 | 79 | 79 | 79 | 79 | 79 | 79 | 79 | 79 | 79
271 | V H BRAUNIG CTG 5 |  | BRAUNIG_VHB6CT5 | BEXAR | GAS | SOUTH | 2009 | 48 | 48 | 48 | 48 | 48 | 48 | 48 | 48 | 48 | 48
272 | V H BRAUNIG CTG 6 |  | BRAUNIG_VHB6CT6 | BEXAR | GAS | SOUTH | 2009 | 48 | 48 | 48 | 48 | 48 | 48 | 48 | 48 | 48 | 48
273 | V H BRAUNIG CTG 7 |  | BRAUNIG_VHB6CT7 | BEXAR | GAS | SOUTH | 2009 | 48 | 48 | 48 | 48 | 48 | 48 | 48 | 48 | 48 | 48
274 | V H BRAUNIG CTG 8 |  | BRAUNIG_VHB6CT8 | BEXAR | GAS | SOUTH | 2009 | 47 | 47 | 47 | 47 | 47 | 47 | 47 | 47 | 47 | 47
275 | W A PARISH CTG 1 |  | WAP_WAPGT_1 | FT. BEND | GAS | HOUSTON | 1967 | 13 | 13 | 13 | 13 | 13 | 13 | 13 | 13 | 13 | 13
276 | W A PARISH - PETRA NOVA CTG |  | PNPI_GT2 | FORT BEND | GAS | HOUSTON | 2013 | 74 | 74 | 74 | 74 | 74 | 74 | 74 | 74 | 74 | 74
277 | WINCHESTER POWER PARK CTG 1 |  | WIPOPA_WPP_G1 | FAYETTE | GAS | SOUTH | 2009 | 44 | 44 | 44 | 44 | 44 | 44 | 44 | 44 | 44 | 44
278 | WINCHESTER POWER PARK CTG 2 |  | WIPOPA_WPP_G2 | FAYETTE | GAS | SOUTH | 2009 | 44 | 44 | 44 | 44 | 44 | 44 | 44 | 44 | 44 | 44
279 | WINCHESTER POWER PARK CTG 3 |  | WIPOPA_WPP_G3 | FAYETTE | GAS | SOUTH | 2009 | 44 | 44 | 44 | 44 | 44 | 44 | 44 | 44 | 44 | 44
280 | WINCHESTER POWER PARK CTG 4 |  | WIPOPA_WPP_G4 | FAYETTE | GAS | SOUTH | 2009 | 44 | 44 | 44 | 44 | 44 | 44 | 44 | 44 | 44 | 44
281 | B M DAVIS STG U1 |  | B_DAVIS_B_DAVIG1 | NUECES | GAS | COASTAL | 1974 | 330 | 330 | 330 | 330 | 330 | 330 | 330 | 330 | 330 | 330
282 | CEDAR BAYOU STG U1 |  | CBY_CBY_G1 | CHAMBERS | GAS | HOUSTON | 1970 | 745 | 745 | 745 | 745 | 745 | 745 | 745 | 745 | 745 | 745
283 | CEDAR BAYOU STG U2 |  | CBY_CBY_G2 | CHAMBERS | GAS | HOUSTON | 1972 | 749 | 749 | 749 | 749 | 749 | 749 | 749 | 749 | 749 | 749
284 | DANSBY STG U1 |  | DANSBY_DANSBYG1 | BRAZOS | GAS | NORTH | 1978 | 107 | 107 | 107 | 107 | 107 | 107 | 107 | 107 | 107 | 107
285 | DECKER CREEK STG U1 |  | DECKER_DPG1 | TRAVIS | GAS | SOUTH | 1971 | 315 | 315 | 315 | 315 | 315 | 315 | 315 | 315 | 315 | 315
286 | DECKER CREEK STG U2 |  | DECKER_DPG2 | TRAVIS | GAS | SOUTH | 1978 | 420 | 420 | 420 | 420 | 420 | 420 | 420 | 420 | 420 | 420
287 | GRAHAM STG U1 |  | GRSES_UNIT1 | YOUNG | GAS | WEST | 1960 | 234 | 234 | 234 | 234 | 234 | 234 | 234 | 234 | 234 | 234
288 | GRAHAM STG U2 |  | GRSES_UNIT2 | YOUNG | GAS | WEST | 1969 | 390 | 390 | 390 | 390 | 390 | 390 | 390 | 390 | 390 | 390
289 | GREENS BAYOU STG U5 |  | GBY_GBY_5 | HARRIS | GAS | HOUSTON | 1973 | 371 | 371 | 371 | 371 | 371 | 371 | 371 | 371 | 371 | 371
290 | HANDLEY STG U3 |  | HLSES_UNIT3 | TARRANT | GAS | NORTH | 1963 | 395 | 395 | 395 | 395 | 395 | 395 | 395 | 395 | 395 | 395
291 | HANDLEY STG U4 |  | HLSES_UNIT4 | TARRANT | GAS | NORTH | 1976 | 435 | 435 | 435 | 435 | 435 | 435 | 435 | 435 | 435 | 435
292 | HANDLEY STG U5 |  | HLSES_UNIT5 | TARRANT | GAS | NORTH | 1977 | 435 | 435 | 435 | 435 | 435 | 435 | 435 | 435 | 435 | 435
293 | LAKE HUBBARD STG U1 |  | LHSES_UNIT1 | DALLAS | GAS | NORTH | 1970 | 392 | 392 | 392 | 392 | 392 | 392 | 392 | 392 | 392 | 392
294 | LAKE HUBBARD STG U2 |  | LHSES_UNIT2A | DALLAS | GAS | NORTH | 1973 | 523 | 523 | 523 | 523 | 523 | 523 | 523 | 523 | 523 | 523
295 | MOUNTAIN CREEK STG U6 |  | MCSES_UNIT6 | DALLAS | GAS | NORTH | 1956 | 122 | 122 | 122 | 122 | 122 | 122 | 122 | 122 | 122 | 122
296 | MOUNTAIN CREEK STG U7 |  | MCSES_UNIT7 | DALLAS | GAS | NORTH | 1958 | 118 | 118 | 118 | 118 | 118 | 118 | 118 | 118 | 118 | 118
297 | MOUNTAIN CREEK STG U8 |  | MCSES_UNIT8 | DALLAS | GAS | NORTH | 1967 | 568 | 568 | 568 | 568 | 568 | 568 | 568 | 568 | 568 | 568
298 | O W SOMMERS STG U1 |  | CALAVERS_OWS1 | BEXAR | GAS | SOUTH | 1972 | 420 | 420 | 420 | 420 | 420 | 420 | 420 | 420 | 420 | 420
299 | O W SOMMERS STG U2 |  | CALAVERS_OWS2 | BEXAR | GAS | SOUTH | 1974 | 410 | 410 | 410 | 410 | 410 | 410 | 410 | 410 | 410 | 410
300 | PEARSALL STG U1 |  | PEARSALL_PEARS_1 | FRIO | GAS | SOUTH | 1961 | 19 | 19 | 19 | 19 | 19 | 19 | 19 | 19 | 19 | 19
301 | PEARSALL STG U2 |  | PEARSALL_PEARS_2 | FRIO | GAS | SOUTH | 1961 | 22 | 22 | 22 | 22 | 22 | 22 | 22 | 22 | 22 | 22
302 | PEARSALL STG U3 |  | PEARSALL_PEARS_3 | FRIO | GAS | SOUTH | 1961 | 20 | 20 | 20 | 20 | 20 | 20 | 20 | 20 | 20 | 20
303 | POWERLANE PLANT STG U1 |  | STEAM1A_STEAM_1 | HUNT | GAS | NORTH | 1966 | 20 | 20 | 20 | 20 | 20 | 20 | 20 | 20 | 20 | 20
304 | POWERLANE PLANT STG U2 |  | STEAM_STEAM_2 | HUNT | GAS | NORTH | 1967 | 26 | 26 | 26 | 26 | 26 | 26 | 26 | 26 | 26 | 26
305 | POWERLANE PLANT STG U3 |  | STEAM_STEAM_3 | HUNT | GAS | NORTH | 1978 | 41 | 41 | 41 | 41 | 41 | 41 | 41 | 41 | 41 | 41
306 | R W MILLER STG U1 |  | MIL_MILLERG1 | PALO PINTO | GAS | NORTH | 1968 | 75 | 75 | 75 | 75 | 75 | 75 | 75 | 75 | 75 | 75
307 | R W MILLER STG U2 |  | MIL_MILLERG2 | PALO PINTO | GAS | NORTH | 1972 | 120 | 120 | 120 | 120 | 120 | 120 | 120 | 120 | 120 | 120
308 | R W MILLER STG U3 |  | MIL_MILLERG3 | PALO PINTO | GAS | NORTH | 1925 | 208 | 208 | 208 | 208 | 208 | 208 | 208 | 208 | 208 | 208
309 | RAY OLINGER STG U1 |  | OLINGR_OLING_1 | COLLIN | GAS | NORTH | 1967 | 78 | 78 | 78 | 78 | 78 | 78 | 78 | 78 | 78 | 78
310 | RAY OLINGER STG U2 |  | OLINGR_OLING_2 | COLLIN | GAS | NORTH | 1971 | 107 | 107 | 107 | 107 | 107 | 107 | 107 | 107 | 107 | 107
311 | RAY OLINGER STG U3 |  | OLINGR_OLING_3 | COLLIN | GAS | NORTH | 1975 | 146 | 146 | 146 | 146 | 146 | 146 | 146 | 146 | 146 | 146
312 | SIM GIDEON STG U1 |  | GIDEON_GIDEONG1 | BASTROP | GAS | SOUTH | 1965 | 130 | 130 | 130 | 130 | 130 | 130 | 130 | 130 | 130 | 130
313 | SIM GIDEON STG U2 |  | GIDEON_GIDEONG2 | BASTROP | GAS | SOUTH | 1968 | 135 | 135 | 135 | 135 | 135 | 135 | 135 | 135 | 135 | 135
314 | SIM GIDEON STG U3 |  | GIDEON_GIDEONG3 | BASTROP | GAS | SOUTH | 1972 | 336 | 336 | 336 | 336 | 336 | 336 | 336 | 336 | 336 | 336
315 | SPENCER STG U4 |  | SPNCER_SPNCE_4 | DENTON | GAS | NORTH | 1966 | 61 | 61 | 61 | 61 | 61 | 61 | 61 | 61 | 61 | 61
316 | SPENCER STG U5 |  | SPNCER_SPNCE_5 | DENTON | GAS | NORTH | 1973 | 61 | 61 | 61 | 61 | 61 | 61 | 61 | 61 | 61 | 61
317 | STRYKER CREEK STG U1 |  | SCSES_UNIT1A | CHEROKEE | GAS | NORTH | 1958 | 167 | 167 | 167 | 167 | 167 | 167 | 167 | 167 | 167 | 167
318 | STRYKER CREEK STG U2 |  | SCSES_UNIT2 | CHEROKEE | GAS | NORTH | 1965 | 502 | 502 | 502 | 502 | 502 | 502 | 502 | 502 | 502 | 502
319 | TRINIDAD STG U6 |  | TRSES_UNIT6 | HENDERSON | GAS | NORTH | 1965 | 235 | 235 | 235 | 235 | 235 | 235 | 235 | 235 | 235 | 235
320 | V H BRAUNIG STG U1 |  | BRAUNIG_VHB1 | BEXAR | GAS | SOUTH | 1966 | 220 | 220 | 220 | 220 | 220 | 220 | 220 | 220 | 220 | 220
321 | V H BRAUNIG STG U2 |  | BRAUNIG_VHB2 | BEXAR | GAS | SOUTH | 1968 | 230 | 230 | 230 | 230 | 230 | 230 | 230 | 230 | 230 | 230
322 | V H BRAUNIG STG U3 |  | BRAUNIG_VHB3 | BEXAR | GAS | SOUTH | 1970 | 412 | 412 | 412 | 412 | 412 | 412 | 412 | 412 | 412 | 412
323 | W A PARISH STG U1 |  | WAP_WAP_G1 | FT. BEND | GAS | HOUSTON | 1958 | 169 | 169 | 169 | 169 | 169 | 169 | 169 | 169 | 169 | 169
324 | W A PARISH STG U2 |  | WAP_WAP_G2 | FT. BEND | GAS | HOUSTON | 1958 | 169 | 169 | 169 | 169 | 169 | 169 | 169 | 169 | 169 | 169
325 | W A PARISH STG U3 |  | WAP_WAP_G3 | FT. BEND | GAS | HOUSTON | 1961 | 246 | 246 | 246 | 246 | 246 | 246 | 246 | 246 | 246 | 246
326 | W A PARISH STG U4 |  | WAP_WAP_G4 | FT. BEND | GAS | HOUSTON | 1968 | 536 | 536 | 536 | 536 | 536 | 536 | 536 | 536 | 536 | 536
327 | NACOGDOCHES POWER |  | NACPW_UNIT1 | NACOGDOCHES | BIOMASS | NORTH | 2012 | 105 | 105 | 105 | 105 | 105 | 105 | 105 | 105 | 105 | 105
328 | LUFKIN BIOMASS |  | LFBIO_UNIT1 | ANGELINA | BIOMASS | NORTH | 2012 | 45 | 45 | 45 | 45 | 45 | 45 | 45 | 45 | 45 | 45
329 | BIOENERGY AUSTIN WALZEM RD LFG |  | DG_WALZE_4UNITS | BEXAR | BIOMASS | SOUTH | 2002 | 9.8 | 9.8 | 9.8 | 9.8 | 9.8 | 9.8 | 9.8 | 9.8 | 9.8 | 9.8
330 | BIOENERGY TEXAS COVEL GARDENS LFG |  | DG_MEDIN_1UNIT | BEXAR | BIOMASS | SOUTH | 2005 | 9.6 | 9.6 | 9.6 | 9.6 | 9.6 | 9.6 | 9.6 | 9.6 | 9.6 | 9.6
331 | FORT WORTH METHANE LFG |  | DG_RDLML_1UNIT | TARRANT | BIOMASS | NORTH | 2011 | 1.6 | 1.6 | 1.6 | 1.6 | 1.6 | 1.6 | 1.6 | 1.6 | 1.6 | 1.6
332 | GRAND PRAIRIE LFG |  | DG_TRIRA_1UNIT | DALLAS | BIOMASS | NORTH | 2015 | 4 | 4 | 4 | 4 | 4 | 4 | 4 | 4 | 4 | 4
333 | MCKINNEY LFG |  | DG_MKNSW_2UNITS | COLLIN | BIOMASS | NORTH | 2011 | 3.2 | 3.2 | 3.2 | 3.2 | 3.2 | 3.2 | 3.2 | 3.2 | 3.2 | 3.2
334 | NELSON GARDENS LFG |  | DG_78252_4UNITS | BEXAR | BIOMASS | SOUTH | 2013 | 4.2 | 4.2 | 4.2 | 4.2 | 4.2 | 4.2 | 4.2 | 4.2 | 4.2 | 4.2
335 | SKYLINE LFG |  | DG_FERIS_4 UNITS | DALLAS | BIOMASS | NORTH | 2007 | 6.4 | 6.4 | 6.4 | 6.4 | 6.4 | 6.4 | 6.4 | 6.4 | 6.4 | 6.4
336 | TRINITY OAKS LFG |  | DG_KLBRG_1UNIT | DALLAS | BIOMASS | NORTH | 2011 | 3.2 | 3.2 | 3.2 | 3.2 | 3.2 | 3.2 | 3.2 | 3.2 | 3.2 | 3.2
337 | VIRIDIS ENERGY-ALVIN LFG |  | DG_AV_DG1 | GALVESTON | BIOMASS | HOUSTON | 2002 | 6.7 | 6.7 | 6.7 | 6.7 | 6.7 | 6.7 | 6.7 | 6.7 | 6.7 | 6.7
338 | VIRIDIS ENERGY-HUMBLE LFG |  | DG_HB_DG1 | HARRIS | BIOMASS | HOUSTON | 2002 | 10 | 10 | 10 | 10 | 10 | 10 | 10 | 10 | 10 | 10
339 | VIRIDIS ENERGY-LIBERTY LFG |  | DG_LB_DG1 | HARRIS | BIOMASS | HOUSTON | 2002 | 3.9 | 3.9 | 3.9 | 3.9 | 3.9 | 3.9 | 3.9 | 3.9 | 3.9 | 3.9
340 | VIRIDIS ENERGY-TRINITY BAY LFG |  | DG_TRN_DG1 | CHAMBERS | BIOMASS | HOUSTON | 2002 | 3.9 | 3.9 | 3.9 | 3.9 | 3.9 | 3.9 | 3.9 | 3.9 | 3.9 | 3.9
341 | WM RENEWABLE-AUSTIN LFG |  | DG_SPRIN_4UNITS | TRAVIS | BIOMASS | SOUTH | 2007 | 6.4 | 6.4 | 6.4 | 6.4 | 6.4 | 6.4 | 6.4 | 6.4 | 6.4 | 6.4
342 | WM RENEWABLE-DFW GAS RECOVERY LFG |  | DG_BIO2_4UNITS | DENTON | BIOMASS | NORTH | 2009 | 6.4 | 6.4 | 6.4 | 6.4 | 6.4 | 6.4 | 6.4 | 6.4 | 6.4 | 6.4
343 | WM RENEWABLE-BIOENERGY PARTNERS LFG |  | DG_BIOE_2UNITS | DENTON | BIOMASS | NORTH | 1988 | 6.2 | 6.2 | 6.2 | 6.2 | 6.2 | 6.2 | 6.2 | 6.2 | 6.2 | 6.2
344 | WM RENEWABLE-MESQUITE CREEK LFG |  | DG_FREIH_2UNITS | COMAL | BIOMASS | SOUTH | 2011 | 3.2 | 3.2 | 3.2 | 3.2 | 3.2 | 3.2 | 3.2 | 3.2 | 3.2 | 3.2
345 | WM RENEWABLE-WESTSIDE LFG |  | DG_WSTHL_3UNITS | PARKER | BIOMASS | NORTH | 2010 | 4.8 | 4.8 | 4.8 | 4.8 | 4.8 | 4.8 | 4.8 | 4.8 | 4.8 | 4.8
346 | NOTREES BATTERY FACILITY |  | NWF_NBS | WINKLER | STORAGE | WEST | 2012 | 0 | 0 | 0 | 0 | 0 | 0 | 0 | 0 | 0 | 0
347 | Operational Capacity Total (Nuclear, Coal, Gas, Biomass) | [6 empty] | 65356.1 | 65356.1 | 65356.1 | 64516.1 | 64516.1 | 64516.1 | 64516.1 | 64516.1 | 64516.1 | 64516.1
348
349 | Operational Resources (Hydro)
350 | AMISTAD HYDRO 1 |  | AMISTAD_AMISTAG1 | VAL VERDE | HYDRO | WEST | 1983 | 37.9 | 37.9 | 37.9 | 37.9 | 37.9 | 37.9 | 37.9 | 37.9 | 37.9 | 37.9
351 | AMISTAD HYDRO 2 |  | AMISTAD_AMISTAG2 | VAL VERDE | HYDRO | WEST | 1983 | 37.9 | 37.9 | 37.9 | 37.9 | 37.9 | 37.9 | 37.9 | 37.9 | 37.9 | 37.9
352 | AUSTIN HYDRO 1 |  | AUSTPL_AUSTING1 | TRAVIS | HYDRO | SOUTH | 1940 | 8 | 8 | 8 | 8 | 8 | 8 | 8 | 8 | 8 | 8
353 | AUSTIN HYDRO 2 |  | AUSTPL_AUSTING2 | TRAVIS | HYDRO | SOUTH | 1940 | 9 | 9 | 9 | 9 | 9 | 9 | 9 | 9 | 9 | 9
354 | BUCHANAN HYDRO 1 |  | BUCHAN_BUCHANG1 | LLANO | HYDRO | SOUTH | 1938 | 16 | 16 | 16 | 16 | 16 | 16 | 16 | 16 | 16 | 16
355 | BUCHANAN HYDRO 2 |  | BUCHAN_BUCHANG2 | LLANO | HYDRO | SOUTH | 1938 | 16 | 16 | 16 | 16 | 16 | 16 | 16 | 16 | 16 | 16
356 | BUCHANAN HYDRO 3 |  | BUCHAN_BUCHANG3 | LLANO | HYDRO | SOUTH | 1950 | 17 | 17 | 17 | 17 | 17 | 17 | 17 | 17 | 17 | 17
357 | DENISON DAM 1 |  | DNDAM_DENISOG1 | GRAYSON | HYDRO | NORTH | 1944 | 40 | 40 | 40 | 40 | 40 | 40 | 40 | 40 | 40 | 40
358 | DENISON DAM 2 |  | DNDAM_DENISOG2 | GRAYSON | HYDRO | NORTH | 1948 | 40 | 40 | 40 | 40 | 40 | 40 | 40 | 40 | 40 | 40
359 | FALCON HYDRO 1 |  | FALCON_FALCONG1 | STARR | HYDRO | SOUTH | 1954 | 12 | 12 | 12 | 12 | 12 | 12 | 12 | 12 | 12 | 12
360 | FALCON HYDRO 2 |  | FALCON_FALCONG2 | STARR | HYDRO | SOUTH | 1954 | 12 | 12 | 12 | 12 | 12 | 12 | 12 | 12 | 12 | 12
361 | FALCON HYDRO 3 |  | FALCON_FALCONG3 | STARR | HYDRO | SOUTH | 1954 | 12 | 12 | 12 | 12 | 12 | 12 | 12 | 12 | 12 | 12
362 | GRANITE SHOALS HYDRO 1 |  | WIRTZ_WIRTZ_G1 | BURNET | HYDRO | SOUTH | 1951 | 29 | 29 | 29 | 29 | 29 | 29 | 29 | 29 | 29 | 29
363 | GRANITE SHOALS HYDRO 2 |  | WIRTZ_WIRTZ_G2 | BURNET | HYDRO | SOUTH | 1951 | 29 | 29 | 29 | 29 | 29 | 29 | 29 | 29 | 29 | 29
364 | INKS HYDRO 1 |  | INKSDA_INKS_G1 | LLANO | HYDRO | SOUTH | 1938 | 14 | 14 | 14 | 14 | 14 | 14 | 14 | 14 | 14 | 14
365 | MARBLE FALLS HYDRO 1 |  | MARBFA_MARBFAG1 | BURNET | HYDRO | SOUTH | 1951 | 21 | 21 | 21 | 21 | 21 | 21 | 21 | 21 | 21 | 21
366 | MARBLE FALLS HYDRO 2 |  | MARBFA_MARBFAG2 | BURNET | HYDRO | SOUTH | 1951 | 20 | 20 | 20 | 20 | 20 | 20 | 20 | 20 | 20 | 20
367 | MARSHALL FORD HYDRO 1 |  | MARSFO_MARSFOG1 | TRAVIS | HYDRO | SOUTH | 1941 | 36 | 36 | 36 | 36 | 36 | 36 | 36 | 36 | 36 | 36
368 | MARSHALL FORD HYDRO 2 |  | MARSFO_MARSFOG2 | TRAVIS | HYDRO | SOUTH | 1941 | 36 | 36 | 36 | 36 | 36 | 36 | 36 | 36 | 36 | 36
369 | MARSHALL FORD HYDRO 3 |  | MARSFO_MARSFOG3 | TRAVIS | HYDRO | SOUTH | 1941 | 29 | 29 | 29 | 29 | 29 | 29 | 29 | 29 | 29 | 29
370 | WHITNEY DAM HYDRO |  | WND_WHITNEY1 | BOSQUE | HYDRO | NORTH | 1953 | 24 | 24 | 24 | 24 | 24 | 24 | 24 | 24 | 24 | 24
371 | WHITNEY DAM HYDRO 2 |  | WND_WHITNEY2 | BOSQUE | HYDRO | NORTH | 1953 | 24 | 24 | 24 | 24 | 24 | 24 | 24 | 24 | 24 | 24
372 | ARLINGTON OUTLET HYDROELECTRIC FACILITY |  | DG_OAKHL_1UNIT | TARRANT | HYDRO | NORTH | 2014 | 1.4 | 1.4 | 1.4 | 1.4 | 1.4 | 1.4 | 1.4 | 1.4 | 1.4 | 1.4
373 | EAGLE PASS HYDRO |  | DG_EAGLE_HY_EAGLE_HY1 | MAVERICK | HYDRO | SOUTH | 2005 | 9.6 | 9.6 | 9.6 | 9.6 | 9.6 | 9.6 | 9.6 | 9.6 | 9.6 | 9.6
374 | GUADALUPE BLANCO RIVER AUTH-CANYON |  | DG_CANYHY_CANYHYG1 | COMAL | HYDRO | SOUTH | 1989 | 6 | 6 | 6 | 6 | 6 | 6 | 6 | 6 | 6 | 6
375 | GUADALUPE BLANCO RIVER AUTH-LAKEWOOD TAP |  | DG_LKWDT_2UNITS | GONZALES | HYDRO | SOUTH | 1931 | 4.8 | 4.8 | 4.8 | 4.8 | 4.8 | 4.8 | 4.8 | 4.8 | 4.8 | 4.8
376 | GUADALUPE BLANCO RIVER AUTH-MCQUEENEY |  | DG_MCQUE_5UNITS | GUADALUPE | HYDRO | SOUTH | 1928 | 7.7 | 7.7 | 7.7 | 7.7 | 7.7 | 7.7 | 7.7 | 7.7 | 7.7 | 7.7
377 | GUADALUPE BLANCO RIVER AUTH-SCHUMANSVILLE |  | DG_SCHUM_2UNITS | GUADALUPE | HYDRO | SOUTH | 1928 | 3.6 | 3.6 | 3.6 | 3.6 | 3.6 | 3.6 | 3.6 | 3.6 | 3.6 | 3.6
378 | LEWISVILLE HYDRO-CITY OF GARLAND |  | DG_LWSVL_1UNIT | DENTON | HYDRO | NORTH | 1991 | 2.2 | 2.2 | 2.2 | 2.2 | 2.2 | 2.2 | 2.2 | 2.2 | 2.2 | 2.2
379 | Operational Capacity Total (Hydro) | [6 empty] | 555.1 | 555.1 | 555.1 | 555.1 | 555.1 | 555.1 | 555.1 | 555.1 | 555.1 | 555.1
380 | Hydro Capacity Contribution (Top 20 Hours) |  | HYDRO_CAP_CONT |  |  |  |  | 437.2 | 437.2 | 437.2 | 437.2 | 437.2 | 437.2 | 437.2 | 437.2 | 437.2 | 437.2
381
382 | Operational Capacity Unavailable due to Extended Outage or Derate |  | OPERATION_UNAVAIL |  |  |  |  | -193 | -175 | 0 | 0 | 0 | 0 | 0 | 0 | 0 | 0
383 | Operational Capacity Total (Including Hydro) |  | OPERATION_TOTAL |  |  |  |  | 65600.3 | 65618.3 | 65793.3 | 64953.3 | 64953.3 | 64953.3 | 64953.3 | 64953.3 | 64953.3 | 64953.3
384
385 | Operational Resources (Switchable)
386 | TENASKA KIAMICHI STATION 1CT101 |  | KMCHI_1CT101 | FANNIN | GAS | NORTH | 2003 | 153 | 153 | 153 | 153 | 153 | 153 | 153 | 153 | 153 | 153
387 | TENASKA KIAMICHI STATION 1CT201 |  | KMCHI_1CT201 | FANNIN | GAS | NORTH | 2003 | 155 | 155 | 155 | 155 | 155 | 155 | 155 | 155 | 155 | 155
388 | TENASKA KIAMICHI STATION 1ST |  | KMCHI_1ST | FANNIN | GAS | NORTH | 2003 | 315 | 315 | 315 | 315 | 315 | 315 | 315 | 315 | 315 | 315
389 | TENASKA KIAMICHI STATION 2CT101 |  | KMCHI_2CT101 | FANNIN | GAS | NORTH | 2003 | 153 | 153 | 153 | 153 | 153 | 153 | 153 | 153 | 153 | 153
390 | TENASKA KIAMICHI STATION 2CT201 |  | KMCHI_2CT201 | FANNIN | GAS | NORTH | 2003 | 155 | 155 | 155 | 155 | 155 | 155 | 155 | 155 | 155 | 155
391 | TENASKA KIAMICHI STATION 2ST |  | KMCHI_2ST | FANNIN | GAS | NORTH | 2003 | 315 | 315 | 315 | 315 | 315 | 315 | 315 | 315 | 315 | 315
392 | TENASKA FRONTIER STATION CTG 1 |  | FTR_FTR_G1 | GRIMES | GAS | NORTH | 2000 | 160 | 160 | 160 | 160 | 160 | 160 | 160 | 160 | 160 | 160
393 | TENASKA FRONTIER STATION CTG 2 |  | FTR_FTR_G2 | GRIMES | GAS | NORTH | 2000 | 160 | 160 | 160 | 160 | 160 | 160 | 160 | 160 | 160 | 160
394 | TENASKA FRONTIER STATION CTG 3 |  | FTR_FTR_G3 | GRIMES | GAS | NORTH | 2000 | 160 | 160 | 160 | 160 | 160 | 160 | 160 | 160 | 160 | 160
395 | TENASKA FRONTIER STATION STG 4 |  | FTR_FTR_G4 | GRIMES | GAS | NORTH | 2000 | 400 | 400 | 400 | 400 | 400 | 400 | 400 | 400 | 400 | 400
396 | TENASKA GATEWAY STATION CTG 1 |  | TGCCS_CT1 | RUSK | GAS | NORTH | 2001 | 156 | 156 | 156 | 156 | 156 | 156 | 156 | 156 | 156 | 156
397 | TENASKA GATEWAY STATION CTG 2 |  | TGCCS_CT2 | RUSK | GAS | NORTH | 2001 | 135 | 135 | 135 | 135 | 135 | 135 | 135 | 135 | 135 | 135
398 | TENASKA GATEWAY STATION CTG 3 |  | TGCCS_CT3 | RUSK | GAS | NORTH | 2001 | 153 | 153 | 153 | 153 | 153 | 153 | 153 | 153 | 153 | 153
399 | TENASKA GATEWAY STATION STG 4 |  | TGCCS_UNIT4 | RUSK | GAS | NORTH | 2001 | 402 | 402 | 402 | 402 | 402 | 402 | 402 | 402 | 402 | 402
400 | FRONTERA GENERATION CTG 1 |  | FRONTERA_FRONTEG1 | HIDALGO | GAS | SOUTH | 1999 | 170 | 170 | 170 | 170 | 170 | 170 | 170 | 170 | 170 | 170
401 | FRONTERA GENERATION CTG 2 |  | FRONTERA_FRONTEG2 | HIDALGO | GAS | SOUTH | 1999 | 170 | 170 | 170 | 170 | 170 | 170 | 170 | 170 | 170 | 170
402 | FRONTERA GENERATION STG |  | FRONTERA_FRONTEG3 | HIDALGO | GAS | SOUTH | 2000 | 184 | 184 | 184 | 184 | 184 | 184 | 184 | 184 | 184 | 184
403 | Switchable Capacity Total | [6 empty] | 3496 | 3496 | 3496 | 3496 | 3496 | 3496 | 3496 | 3496 | 3496 | 3496
404
405 | Switchable Capacity Unavailable to ERCOT |  | SWITCH_UNAVAIL |  | GAS |  |  | -824 | -824 | -824 | -824 | -824 | -524 | -524 | -524 | -524 | -524
406
407 | Available Mothball Capacity based on Owner's Return Probability |  | MOTH_AVAIL |  | COAL |  |  | 1875 | 1875 | 1875 | 1875 | 1875 | 1875 | 1875 | 1875 | 1875 | 1875
408
409 | Private-Use Network Capacity Contribution (Top 20 Hours) |  | PUN_CAP_CONT |  | GAS |  |  | 4258 | 4258 | 4258 | 4258 | 4258 | 4258 | 4258 | 4258 | 4258 | 4258
410
411 | Operational Resources (Wind)
412 | ANACACHO WIND |  | ANACACHO_ANA | KINNEY | WIND | SOUTH | 2012 | 99.8 | 99.8 | 99.8 | 99.8 | 99.8 | 99.8 | 99.8 | 99.8 | 99.8 | 99.8
413 | BARTON CHAPEL WIND |  | BRTSW_BCW1 | JACK | WIND | NORTH | 2007 | 120 | 120 | 120 | 120 | 120 | 120 | 120 | 120 | 120 | 120
414 | BLUE SUMMIT WIND 5 |  | BLSUMMIT_BLSMT1_5 | WILBARGER | WIND | WEST | 2013 | 9 | 9 | 9 | 9 | 9 | 9 | 9 | 9 | 9 | 9
415 | BLUE SUMMIT WIND 6 |  | BLSUMMIT_BLSMT1_6 | WILBARGER | WIND | WEST | 2013 | 126.4 | 126.4 | 126.4 | 126.4 | 126.4 | 126.4 | 126.4 | 126.4 | 126.4 | 126.4
416 | BOBCAT BLUFF WIND |  | BCATWIND_WIND_1 | ARCHER | WIND | WEST | 2012 | 150 | 150 | 150 | 150 | 150 | 150 | 150 | 150 | 150 | 150
417 | BRISCOE WIND |  | BRISCOE_WIND | BRISCOE | WIND | PANHANDLE | 2015 | 149.8 | 149.8 | 149.8 | 149.8 | 149.8 | 149.8 | 149.8 | 149.8 | 149.8 | 149.8
418 | BUFFALO GAP WIND 1 |  | BUFF_GAP_UNIT1 | TAYLOR | WIND | WEST | 2006 | 120.6 | 120.6 | 120.6 | 120.6 | 120.6 | 120.6 | 120.6 | 120.6 | 120.6 | 120.6
419 | BUFFALO GAP WIND 2_1 |  | BUFF_GAP_UNIT2_1 | TAYLOR | WIND | WEST | 2007 | 115.5 | 115.5 | 115.5 | 115.5 | 115.5 | 115.5 | 115.5 | 115.5 | 115.5 | 115.5
420 | BUFFALO GAP WIND 2_2 |  | BUFF_GAP_UNIT2_2 | TAYLOR | WIND | WEST | 2007 | 117 | 117 | 117 | 117 | 117 | 117 | 117 | 117 | 117 | 117
421 | BUFFALO GAP WIND 3 |  | BUFF_GAP_UNIT3 | TAYLOR | WIND | WEST | 2008 | 170.2 | 170.2 | 170.2 | 170.2 | 170.2 | 170.2 | 170.2 | 170.2 | 170.2 | 170.2
422 | BULL CREEK WIND U1 |  | BULLCRK_WND1 | BORDEN | WIND | WEST | 2009 | 88 | 88 | 88 | 88 | 88 | 88 | 88 | 88 | 88 | 88
423 | BULL CREEK WIND U2 |  | BULLCRK_WND2 | BORDEN | WIND | WEST | 2009 | 90 | 90 | 90 | 90 | 90 | 90 | 90 | 90 | 90 | 90
424 | CALLAHAN WIND |  | CALLAHAN_WND1 | CALLAHAN | WIND | WEST | 2004 | 114 | 114 | 114 | 114 | 114 | 114 | 114 | 114 | 114 | 114
425 | CAMP SPRINGS WIND 1 |  | CSEC_CSECG1 | SCURRY | WIND | WEST | 2007 | 130.5 | 130.5 | 130.5 | 130.5 | 130.5 | 130.5 | 130.5 | 130.5 | 130.5 | 130.5
426 | CAMP SPRINGS WIND 2 |  | CSEC_CSECG2 | SCURRY | WIND | WEST | 2007 | 120 | 120 | 120 | 120 | 120 | 120 | 120 | 120 | 120 | 120
427 | CAPRICORN RIDGE WIND 1 |  | CAPRIDGE_CR1 | STERLING | WIND | WEST | 2007 | 214.5 | 214.5 | 214.5 | 214.5 | 214.5 | 214.5 | 214.5 | 214.5 | 214.5 | 214.5
428 | CAPRICORN RIDGE WIND 2 |  | CAPRIDGE_CR3 | STERLING | WIND | WEST | 2008 | 186 | 186 | 186 | 186 | 186 | 186 | 186 | 186 | 186 | 186
429 | CAPRICORN RIDGE WIND 3 |  | CAPRIDGE_CR2 | STERLING | WIND | WEST | 2007 | 149.5 | 149.5 | 149.5 | 149.5 | 149.5 | 149.5 | 149.5 | 149.5 | 149.5 | 149.5
430 | CAPRICORN RIDGE WIND 4 |  | CAPRIDG4_CR4 | COKE | WIND | WEST | 2008 | 112.5 | 112.5 | 112.5 | 112.5 | 112.5 | 112.5 | 112.5 | 112.5 | 112.5 | 112.5
431 | CEDRO HILL WIND 1 |  | CEDROHIL_CHW1 | WEBB | WIND | SOUTH | 2010 | 75 | 75 | 75 | 75 | 75 | 75 | 75 | 75 | 75 | 75
432 | CEDRO HILL WIND 2 |  | CEDROHIL_CHW2 | WEBB | WIND | SOUTH | 2010 | 75 | 75 | 75 | 75 | 75 | 75 | 75 | 75 | 75 | 75
433 | CHAMPION WIND |  | CHAMPION_UNIT1 | NOLAN | WIND | WEST | 2008 | 126.5 | 126.5 | 126.5 | 126.5 | 126.5 | 126.5 | 126.5 | 126.5 | 126.5 | 126.5
434 | DESERT SKY WIND 1 |  | INDNENR_INDNENR | PECOS | WIND | WEST | 2002 | 84 | 84 | 84 | 84 | 84 | 84 | 84 | 84 | 84 | 84
435 | DESERT SKY WIND 2 |  | INDNENR_INDNENR_2 | PECOS | WIND | WEST | 2002 | 76.5 | 76.5 | 76.5 | 76.5 | 76.5 | 76.5 | 76.5 | 76.5 | 76.5 | 76.5
436 | ELBOW CREEK WIND |  | ELB_ELBCREEK | HOWARD | WIND | WEST | 2008 | 118.7 | 118.7 | 118.7 | 118.7 | 118.7 | 118.7 | 118.7 | 118.7 | 118.7 | 118.7
437 | FOREST CREEK WIND |  | MCDLD_FCW1 | GLASSCOCK | WIND | WEST | 2007 | 124.2 | 124.2 | 124.2 | 124.2 | 124.2 | 124.2 | 124.2 | 124.2 | 124.2 | 124.2
438 | GOAT WIND |  | GOAT_GOATWIND | STERLING | WIND | WEST | 2008 | 80 | 80 | 80 | 80 | 80 | 80 | 80 | 80 | 80 | 80
439 | GOAT WIND 2 |  | GOAT_GOATWIN2 | STERLING | WIND | WEST | 2010 | 69.6 | 69.6 | 69.6 | 69.6 | 69.6 | 69.6 | 69.6 | 69.6 | 69.6 | 69.6
440 | GOLDTHWAITE WIND 1 |  | GWEC_GWEC_G1 | MILLS | WIND | NORTH | 2014 | 148.6 | 148.6 | 148.6 | 148.6 | 148.6 | 148.6 | 148.6 | 148.6 | 148.6 | 148.6
441 | GRANDVIEW WIND 1 (CONWAY) GV1A |  | GRANDVW1_GV1A | CARSON | WIND | PANHANDLE | 2014 | 107.4 | 107.4 | 107.4 | 107.4 | 107.4 | 107.4 | 107.4 | 107.4 | 107.4 | 107.4
442 | GRANDVIEW WIND 1 (CONWAY) GV1B |  | GRANDVW1_GV1B | CARSON | WIND | PANHANDLE | 2014 | 103.8 | 103.8 | 103.8 | 103.8 | 103.8 | 103.8 | 103.8 | 103.8 | 103.8 | 103.8
443 | GREEN MOUNTAIN WIND (BRAZOS) U1 |  | BRAZ_WND_WND1 | SCURRY | WIND | WEST | 2003 | 99 | 99 | 99 | 99 | 99 | 99 | 99 | 99 | 99 | 99
444 | GREEN MOUNTAIN WIND (BRAZOS) U2 |  | BRAZ_WND_WND2 | SCURRY | WIND | WEST | 2003 | 61 | 61 | 61 | 61 | 61 | 61 | 61 | 61 | 61 | 61
445 | GREEN PASTURES WIND I |  | GPASTURE_WIND_I | KNOX | WIND | WEST | 2015 | 150 | 150 | 150 | 150 | 150 | 150 | 150 | 150 | 150 | 150
446 | GREEN PASTURES WIND 2 |  | GPASTURE_WIND_II | KNOX | WIND | WEST | 2015 | 150 | 150 | 150 | 150 | 150 | 150 | 150 | 150 | 150 | 150
447 | HACKBERRY WIND |  | HWF_HWFG1 | SHACKELFORD | WIND | WEST | 2008 | 163.5 | 163.5 | 163.5 | 163.5 | 163.5 | 163.5 | 163.5 | 163.5 | 163.5 | 163.5
448 | HEREFORD WIND G |  | HRFDWIND_WIND_G | DEAF SMITH | WIND | PANHANDLE | 2015 | 99.9 | 99.9 | 99.9 | 99.9 | 99.9 | 99.9 | 99.9 | 99.9 | 99.9 | 99.9
449 | HEREFORD WIND V |  | HRFDWIND_WIND_V | DEAF SMITH | WIND | PANHANDLE | 2015 | 100 | 100 | 100 | 100 | 100 | 100 | 100 | 100 | 100 | 100
450 | HORSE HOLLOW WIND 1 |  | H_HOLLOW_WND1 | TAYLOR | WIND | WEST | 2005 | 206.6 | 206.6 | 206.6 | 206.6 | 206.6 | 206.6 | 206.6 | 206.6 | 206.6 | 206.6
451 | HORSE HOLLOW WIND 2 |  | HHOLLOW2_WIND1 | TAYLOR | WIND | WEST | 2006 | 158 | 158 | 158 | 158 | 158 | 158 | 158 | 158 | 158 | 158
452 | HORSE HOLLOW WIND 3 |  | HHOLLOW3_WND_1 | TAYLOR | WIND | WEST | 2006 | 208 | 208 | 208 | 208 | 208 | 208 | 208 | 208 | 208 | 208
453 | HORSE HOLLOW WIND 4 |  | HHOLLOW4_WND1 | TAYLOR | WIND | WEST | 2006 | 108 | 108 | 108 | 108 | 108 | 108 | 108 | 108 | 108 | 108
454 | INADALE WIND |  | INDL_INADALE1 | NOLAN | WIND | WEST | 2008 | 196.6 | 196.6 | 196.6 | 196.6 | 196.6 | 196.6 | 196.6 | 196.6 | 196.6 | 196.6
455 | INDIAN MESA WIND |  | INDNNWP_INDNNWP | PECOS | WIND | WEST | 2001 | 82.5 | 82.5 | 82.5 | 82.5 | 82.5 | 82.5 | 82.5 | 82.5 | 82.5 | 82.5
456 | JUMBO ROAD WIND 1 |  | HRFDWIND_JRDWIND1 | DEAF SMITH | WIND | PANHANDLE | 2015 | 146.2 | 146.2 | 146.2 | 146.2 | 146.2 | 146.2 | 146.2 | 146.2 | 146.2 | 146.2
457 | JUMBO ROAD WIND 2 |  | HRFDWIND_JRDWIND2 | DEAF SMITH | WIND | PANHANDLE | 2015 | 153.6 | 153.6 | 153.6 | 153.6 | 153.6 | 153.6 | 153.6 | 153.6 | 153.6 | 153.6
458 | KEECHI WIND 138 KV JOPLIN |  | KEECHI_U1 | JACK | WIND | NORTH | 2014 | 110 | 110 | 110 | 110 | 110 | 110 | 110 | 110 | 110 | 110
459 | KING MOUNTAIN WIND (NE) |  | KING_NE_KINGNE | UPTON | WIND | WEST | 2001 | 79.3 | 79.3 | 79.3 | 79.3 | 79.3 | 79.3 | 79.3 | 79.3 | 79.3 | 79.3
460 | KING MOUNTAIN WIND (NW) |  | KING_NW_KINGNW | UPTON | WIND | WEST | 2001 | 79.3 | 79.3 | 79.3 | 79.3 | 79.3 | 79.3 | 79.3 | 79.3 | 79.3 | 79.3
461 | KING MOUNTAIN WIND (SE) |  | KING_SE_KINGSE | UPTON | WIND | WEST | 2001 | 40.3 | 40.3 | 40.3 | 40.3 | 40.3 | 40.3 | 40.3 | 40.3 | 40.3 | 40.3
462 | KING MOUNTAIN WIND (SW) |  | KING_SW_KINGSW | UPTON | WIND | WEST | 2001 | 79.3 | 79.3 | 79.3 | 79.3 | 79.3 | 79.3 | 79.3 | 79.3 | 79.3 | 79.3
463 | LANGFORD WIND POWER |  | LGD_LANGFORD | TOM GREEN | WIND | WEST | 2009 | 155 | 155 | 155 | 155 | 155 | 155 | 155 | 155 | 155 | 155
464 | LOGANS GAP WIND I U1 |  | LGW_UNIT1 | COMANCHE | WIND | NORTH | 2015 | 103.8 | 103.8 | 103.8 | 103.8 | 103.8 | 103.8 | 103.8 | 103.8 | 103.8 | 103.8
465 | LOGANS GAP WIND I U2 |  | LGW_UNIT2 | COMANCHE | WIND | NORTH | 2015 | 106.3 | 106.3 | 106.3 | 106.3 | 106.3 | 106.3 | 106.3 | 106.3 | 106.3 | 106.3
466 | LONE STAR WIND 1 (MESQUITE) |  | LNCRK_G83 | SHACKELFORD | WIND | WEST | 2006 | 200 | 200 | 200 | 200 | 200 | 200 | 200 | 200 | 200 | 200
467 | LONE STAR WIND 2 (POST OAK) U1 |  | LNCRK2_G871 | SHACKELFORD | WIND | WEST | 2007 | 100 | 100 | 100 | 100 | 100 | 100 | 100 | 100 | 100 | 100
468 | LONE STAR WIND 2 (POST OAK) U2 |  | LNCRK2_G872 | SHACKELFORD | WIND | WEST | 2007 | 100 | 100 | 100 | 100 | 100 | 100 | 100 | 100 | 100 | 100
469 | LONGHORN WIND NORTH U1 |  | LHORN_N_UNIT1 | FLOYD | WIND | PANHANDLE | 2015 | 100 | 100 | 100 | 100 | 100 | 100 | 100 | 100 | 100 | 100
470 | LONGHORN WIND NORTH U2 |  | LHORN_N_UNIT2 | FLOYD | WIND | PANHANDLE | 2015 | 100 | 100 | 100 | 100 | 100 | 100 | 100 | 100 | 100 | 100
471 | LORAINE WINDPARK I |  | LONEWOLF_G1 | MITCHELL | WIND | WEST | 2009 | 49.5 | 49.5 | 49.5 | 49.5 | 49.5 | 49.5 | 49.5 | 49.5 | 49.5 | 49.5
472 | LORAINE WINDPARK II |  | LONEWOLF_G2 | MITCHELL | WIND | WEST | 2009 | 51 | 51 | 51 | 51 | 51 | 51 | 51 | 51 | 51 | 51
473 | LORAINE WINDPARK III |  | LONEWOLF_G3 | MITCHELL | WIND | WEST | 2011 | 25.5 | 25.5 | 25.5 | 25.5 | 25.5 | 25.5 | 25.5 | 25.5 | 25.5 | 25.5
474 | LORAINE WINDPARK IV |  | LONEWOLF_G4 | MITCHELL | WIND | WEST | 2011 | 24 | 24 | 24 | 24 | 24 | 24 | 24 | 24 | 24 | 24
475 | MESQUITE CREEK WIND 1 |  | MESQCRK_WND1 | DAWSON | WIND | WEST | 2015 | 105.6 | 105.6 | 105.6 | 105.6 | 105.6 | 105.6 | 105.6 | 105.6 | 105.6 | 105.6
476 | MESQUITE CREEK WIND 2 |  | MESQCRK_WND2 | DAWSON | WIND | WEST | 2015 | 105.6 | 105.6 | 105.6 | 105.6 | 105.6 | 105.6 | 105.6 | 105.6 | 105.6 | 105.6
477 | MIAMI WIND G1 |  | MIAM1_G1 | GRAY | WIND | PANHANDLE | 2014 | 144.3 | 144.3 | 144.3 | 144.3 | 144.3 | 144.3 | 144.3 | 144.3 | 144.3 | 144.3
478 | MIAMI WIND G2 |  | MIAM1_G2 | GRAY | WIND | PANHANDLE | 2014 | 144.3 | 144.3 | 144.3 | 144.3 | 144.3 | 144.3 | 144.3 | 144.3 | 144.3 | 144.3
479 | MCADOO WIND |  | MWEC_G1 | DICKENS | WIND | PANHANDLE | 2008 | 150 | 150 | 150 | 150 | 150 | 150 | 150 | 150 | 150 | 150
480 | NOTREES WIND 1 |  | NWF_NWF1 | WINKLER | WIND | WEST | 2009 | 92.6 | 92.6 | 92.6 | 92.6 | 92.6 | 92.6 | 92.6 | 92.6 | 92.6 | 92.6
481 | NOTREES WIND 2 |  | NWF_NWF2 | WINKLER | WIND | WEST | 2009 | 60 | 60 | 60 | 60 | 60 | 60 | 60 | 60 | 60 | 60
482 | OCOTILLO WIND |  | OWF_OWF | HOWARD | WIND | WEST | 2008 | 58.8 | 58.8 | 58.8 | 58.8 | 58.8 | 58.8 | 58.8 | 58.8 | 58.8 | 58.8
483 | PANHANDLE WIND 1 U1 |  | PH1_UNIT1 | CARSON | WIND | PANHANDLE | 2014 | 109.2 | 109.2 | 109.2 | 109.2 | 109.2 | 109.2 | 109.2 | 109.2 | 109.2 | 109.2
484 | PANHANDLE WIND 1 U2 |  | PH1_UNIT2 | CARSON | WIND | PANHANDLE | 2014 | 109.2 | 109.2 | 109.2 | 109.2 | 109.2 | 109.2 | 109.2 | 109.2 | 109.2 | 109.2
485 | PANHANDLE WIND 2 U1 |  | PH2_UNIT1 | CARSON | WIND | PANHANDLE | 2014 | 94.2 | 94.2 | 94.2 | 94.2 | 94.2 | 94.2 | 94.2 | 94.2 | 94.2 | 94.2
486 | PANHANDLE WIND 2 U2 |  | PH2_UNIT2 | CARSON | WIND | PANHANDLE | 2014 | 96.6 | 96.6 | 96.6 | 96.6 | 96.6 | 96.6 | 96.6 | 96.6 | 96.6 | 96.6
487 | PANTHER CREEK WIND 1 |  | PC_NORTH_PANTHER1 | HOWARD | WIND | WEST | 2008 | 142.5 | 142.5 | 142.5 | 142.5 | 142.5 | 142.5 | 142.5 | 142.5 | 142.5 | 142.5
488 | PANTHER CREEK WIND 2 |  | PC_SOUTH_PANTHER2 | HOWARD | WIND | WEST | 2008 | 115.5 | 115.5 | 115.5 | 115.5 | 115.5 | 115.5 | 115.5 | 115.5 | 115.5 | 115.5
489 | PANTHER CREEK WIND 3 |  | PC_SOUTH_PANTHER3 | HOWARD | WIND | WEST | 2009 | 199.5 | 199.5 | 199.5 | 199.5 | 199.5 | 199.5 | 199.5 | 199.5 | 199.5 | 199.5
490 | PECOS WIND 1 (WOODWARD) |  | WOODWRD1_WOODWRD1 | PECOS | WIND | WEST | 2001 | 82.5 | 82.5 | 82.5 | 82.5 | 82.5 | 82.5 | 82.5 | 82.5 | 82.5 | 82.5
491 | PECOS WIND 2 (WOODWARD) |  | WOODWRD2_WOODWRD2 | PECOS | WIND | WEST | 2001 | 77.2 | 77.2 | 77.2 | 77.2 | 77.2 | 77.2 | 77.2 | 77.2 | 77.2 | 77.2
492 | PYRON WIND |  | PYR_PYRON1 | SCURRY | WIND | WEST | 2008 | 249 | 249 | 249 | 249 | 249 | 249 | 249 | 249 | 249 | 249
493 | RATTLESNAKE DEN WIND PHASE 1 G1 |  | RSNAKE_G1 | GLASSCOCK | WIND | WEST | 2015 | 104.3 | 104.3 | 104.3 | 104.3 | 104.3 | 104.3 | 104.3 | 104.3 | 104.3 | 104.3
494 | RATTLESNAKE DEN WIND PHASE 1 G2 |  | RSNAKE_G2 | GLASSCOCK | WIND | WEST | 2015 | 103 | 103 | 103 | 103 | 103 | 103 | 103 | 103 | 103 | 103
495 | RED CANYON WIND |  | RDCANYON_RDCNY1 | BORDEN | WIND | WEST | 2006 | 84 | 84 | 84 | 84 | 84 | 84 | 84 | 84 | 84 | 84
496 | ROSCOE WIND |  | TKWSW1_ROSCOE | NOLAN | WIND | WEST | 2008 | 209 | 209 | 209 | 209 | 209 | 209 | 209 | 209 | 209 | 209
497 | ROUTE 66 WIND |  | ROUTE_66_WIND1 | CARSON | WIND | PANHANDLE | 2015 | 150 | 150 | 150 | 150 | 150 | 150 | 150 | 150 | 150 | 150
498 | SAND BLUFF WIND |  | MCDLD_SBW1 | GLASSCOCK | WIND | WEST | 2008 | 90 | 90 | 90 | 90 | 90 | 90 | 90 | 90 | 90 | 90
499 | SENATE WIND |  | SENATEWD_UNIT1 | JACK | WIND | NORTH | 2012 | 150 | 150 | 150 | 150 | 150 | 150 | 150 | 150 | 150 | 150
500 | SHERBINO 1 WIND |  | KEO_KEO_SM1 | PECOS | WIND | WEST | 2008 | 150 | 150 | 150 | 150 | 150 | 150 | 150 | 150 | 150 | 150
501 | SHERBINO 2 WIND |  | KEO_SHRBINO2 | PECOS | WIND | WEST | 2011 | 147.5 | 147.5 | 147.5 | 147.5 | 147.5 | 147.5 | 147.5 | 147.5 | 147.5 | 147.5
502 | SILVER STAR WIND |  | FLTCK_SSI | EASTLAND | WIND | NORTH | 2008 | 60 | 60 | 60 | 60 | 60 | 60 | 60 | 60 | 60 | 60
503 | SNYDER WIND |  | ENAS_ENA1 | SCURRY | WIND | WEST | 2007 | 63 | 63 | 63 | 63 | 63 | 63 | 63 | 63 | 63 | 63
504 | SOUTH PLAINS WIND I |  | SPLAIN1_WIND1 | FLOYD | WIND | WEST | 2015 | 102 | 102 | 102 | 102 | 102 | 102 | 102 | 102 | 102 | 102
505 | SOUTH PLAINS WIND 2 |  | SPLAIN1_WIND2 | FLOYD | WIND | WEST | 2015 | 98 | 98 | 98 | 98 | 98 | 98 | 98 | 98 | 98 | 98
506 | SOUTH TRENT WIND |  | STWF_T1 | NOLAN | WIND | WEST | 2008 | 98.2 | 98.2 | 98.2 | 98.2 | 98.2 | 98.2 | 98.2 | 98.2 | 98.2 | 98.2
507 | SPINNING SPUR WIND TWO |  | SSPURTWO_WIND_1 | OLDHAM | WIND | PANHANDLE | 2014 | 161 | 161 | 161 | 161 | 161 | 161 | 161 | 161 | 161 | 161
508 | SPINNING SPUR 3 [WIND 1] |  | SSPURTWO_SS3WIND1 | OLDHAM | WIND | PANHANDLE | 2015 | 96 | 96 | 96 | 96 | 96 | 96 | 96 | 96 | 96 | 96
509 | SPINNING SPUR 3 [WIND 2] |  | SSPURTWO_SS3WIND2 | OLDHAM | WIND | PANHANDLE | 2015 | 98 | 98 | 98 | 98 | 98 | 98 | 98 | 98 | 98 | 98
510 | STANTON WIND ENERGY |  | SWEC_G1 | MARTIN | WIND | WEST | 2008 | 120 | 120 | 120 | 120 | 120 | 120 | 120 | 120 | 120 | 120
511 | STEPHENS RANCH WIND 1 |  | SRWE1_UNIT1 | BORDEN | WIND | WEST | 2014 | 211.2 | 211.2 | 211.2 | 211.2 | 211.2 | 211.2 | 211.2 | 211.2 | 211.2 | 211.2
512 | STEPHENS RANCH WIND 2 |  | SRWE1_SRWE2 | BORDEN | WIND | WEST | 2015 | 164.7 | 164.7 | 164.7 | 164.7 | 164.7 | 164.7 | 164.7 | 164.7 | 164.7 | 164.7
513 | SWEETWATER WIND 1 |  | SWEETWND_WND1 | NOLAN | WIND | WEST | 2003 | 36.6 | 36.6 | 36.6 | 36.6 | 36.6 | 36.6 | 36.6 | 36.6 | 36.6 | 36.6
514 | SWEETWATER WIND 2A |  | SWEETWN2_WND24 | NOLAN | WIND | WEST | 2006 | 15.9 | 15.9 | 15.9 | 15.9 | 15.9 | 15.9 | 15.9 | 15.9 | 15.9 | 15.9
515 | SWEETWATER WIND 2B |  | SWEETWN2_WND2 | NOLAN | WIND | WEST | 2004 | 97.5 | 97.5 | 97.5 | 97.5 | 97.5 | 97.5 | 97.5 | 97.5 | 97.5 | 97.5
516 | SWEETWATER WIND 3A |  | SWEETWN3_WND3A | NOLAN | WIND | WEST | 2011 | 28.5 | 28.5 | 28.5 | 28.5 | 28.5 | 28.5 | 28.5 | 28.5 | 28.5 | 28.5
517 | SWEETWATER WIND 3B |  | SWEETWN3_WND3B | NOLAN | WIND | WEST | 2011 | 100.5 | 100.5 | 100.5 | 100.5 | 100.5 | 100.5 | 100.5 | 100.5 | 100.5 | 100.5
518 | SWEETWATER WIND 4-5 |  | SWEETWN4_WND5 | NOLAN | WIND | WEST | 2007 | 79.2 | 79.2 | 79.2 | 79.2 | 79.2 | 79.2 | 79.2 | 79.2 | 79.2 | 79.2
519 | SWEETWATER WIND 4-4B |  | SWEETWN4_WND4B | NOLAN | WIND | WEST | 2007 | 103.7 | 103.7 | 103.7 | 103.7 | 103.7 | 103.7 | 103.7 | 103.7 | 103.7 | 103.7
520 | SWEETWATER WIND 4-4A |  | SWEETWN4_WND4A | NOLAN | WIND | WEST | 2007 | 117.8 | 117.8 | 117.8 | 117.8 | 117.8 | 117.8 | 117.8 | 117.8 | 117.8 | 117.8
521 | TEXAS BIG SPRING WIND a |  | SGMTN_SIGNALMT | HOWARD | WIND | WEST | 1999 | 27.7 | 27.7 | 27.7 | 27.7 | 27.7 | 27.7 | 27.7 | 27.7 | 27.7 | 27.7
522 | TEXAS BIG SPRING WIND b |  | SGMTN_SIGNALM2 | HOWARD | WIND | WEST | 1999 | 6.6 | 6.6 | 6.6 | 6.6 | 6.6 | 6.6 | 6.6 | 6.6 | 6.6 | 6.6
523 | TRENT WIND |  | TRENT_TRENT | NOLAN | WIND | WEST | 2001 | 150 | 150 | 150 | 150 | 150 | 150 | 150 | 150 | 150 | 150
524 | TRINITY HILLS WIND 1 |  | TRINITY_TH1_BUS1 | YOUNG | WIND | WEST | 2012 | 117.5 | 117.5 | 117.5 | 117.5 | 117.5 | 117.5 | 117.5 | 117.5 | 117.5 | 117.5
525 | TRINITY HILLS WIND 2 |  | TRINITY_TH1_BUS2 | YOUNG | WIND | WEST | 2012 | 107.5 | 107.5 | 107.5 | 107.5 | 107.5 | 107.5 | 107.5 | 107.5 | 107.5 | 107.5
526 | TURKEY TRACK WIND |  | TTWEC_G1 | NOLAN | WIND | WEST | 2008 | 169.5 | 169.5 | 169.5 | 169.5 | 169.5 | 169.5 | 169.5 | 169.5 | 169.5 | 169.5
527 | WEST TEXAS WIND |  | SW_MESA_SW_MESA | UPTON | WIND | WEST | 1999 | 80.3 | 80.3 | 80.3 | 80.3 | 80.3 | 80.3 | 80.3 | 80.3 | 80.3 | 80.3
528 | WHIRLWIND ENERGY |  | WEC_WECG1 | FLOYD | WIND | PANHANDLE | 2007 | 57 | 57 | 57 | 57 | 57 | 57 | 57 | 57 | 57 | 57
529 | WHITETAIL WIND |  | EXGNWTL_WIND_1 | WEBB | WIND | SOUTH | 2012 | 91 | 91 | 91 | 91 | 91 | 91 | 91 | 91 | 91 | 91
530 | WINDTHORST 2 WIND |  | WNDTHST2_UNIT1 | ARCHER | WIND | WEST | 2014 | 67.6 | 67.6 | 67.6 | 67.6 | 67.6 | 67.6 | 67.6 | 67.6 | 67.6 | 67.6
531 | WKN MOZART WIND |  | MOZART_WIND_1 | KENT | WIND | WEST | 2012 | 30 | 30 | 30 | 30 | 30 | 30 | 30 | 30 | 30 | 30
532 | WOLF RIDGE WIND |  | WHTTAIL_WR1 | COOKE | WIND | NORTH | 2008 | 112.5 | 112.5 | 112.5 | 112.5 | 112.5 | 112.5 | 112.5 | 112.5 | 112.5 | 112.5
533 | TSTC WEST TEXAS WIND |  | DG_ROSC2_1UNIT | NOLAN | WIND | WEST | 2008 | 2 | 2 | 2 | 2 | 2 | 2 | 2 | 2 | 2 | 2
534 | WOLF FLATS WIND (WIND MGT) |  | DG_TURL_UNIT1 | HALL | WIND | PANHANDLE | 2007 | bar: 2016 to 2025
535 | Operational Wind Capacity Sub-total (Non-Coastal Counties) | [6 empty] | 13355.2 | 13355.2 | 13355.2 | 13355.2 | 13355.2 | 13355.2 | 13355.2 | 13355.2 | 13355.2 | 13355.2
536 | Wind Peak Average Capacity Percentage (Non-Coastal) |  | WIND_PEAK_PCT_NC | % |  |  |  | 12 | 12 | 12 | 12 | 12 | 12 | 12 | 12 | 12 | 12
537
538 | GULF WIND I |  | TGW_T1 | KENEDY | WIND-C | COASTAL | 2010 | 141.6 | 141.6 | 141.6 | 141.6 | 141.6 | 141.6 | 141.6 | 141.6 | 141.6 | 141.6
539 | GULF WIND II |  | TGW_T2 | KENEDY | WIND-C | COASTAL | 2010 | 141.6 | 141.6 | 141.6 | 141.6 | 141.6 | 141.6 | 141.6 | 141.6 | 141.6 | 141.6
540 | LOS VIENTOS WIND I |  | LV1_LV1A | WILLACY | WIND-C | COASTAL | 2013 | 200.1 | 200.1 | 200.1 | 200.1 | 200.1 | 200.1 | 200.1 | 200.1 | 200.1 | 200.1
541 | LOS VIENTOS WIND II |  | LV1_LV1B | WILLACY | WIND-C | COASTAL | 2013 | 201.6 | 201.6 | 201.6 | 201.6 | 201.6 | 201.6 | 201.6 | 201.6 | 201.6 | 201.6
542 | MAGIC VALLEY WIND (REDFISH) 1A |  | REDFISH_MV1A | WILLACY | WIND-C | COASTAL | 2012 | 99.8 | 99.8 | 99.8 | 99.8 | 99.8 | 99.8 | 99.8 | 99.8 | 99.8 | 99.8
543 | MAGIC VALLEY WIND (REDFISH) 1B |  | REDFISH_MV1B | WILLACY | WIND-C | COASTAL | 2012 | 103.5 | 103.5 | 103.5 | 103.5 | 103.5 | 103.5 | 103.5 | 103.5 | 103.5 | 103.5
544 | PAPALOTE CREEK WIND |  | PAP1_PAP1 | SAN PATRICIO | WIND-C | COASTAL | 2009 | 179.9 | 179.9 | 179.9 | 179.9 | 179.9 | 179.9 | 179.9 | 179.9 | 179.9 | 179.9
545 | PAPALOTE CREEK WIND II |  | COTTON_PAP2 | SAN PATRICIO | WIND-C | COASTAL | 2010 | 200.1 | 200.1 | 200.1 | 200.1 | 200.1 | 200.1 | 200.1 | 200.1 | 200.1 | 200.1
546 | PENASCAL WIND 1 |  | PENA_UNIT1 | KENEDY | WIND-C | COASTAL | 2009 | 160.8 | 160.8 | 160.8 | 160.8 | 160.8 | 160.8 | 160.8 | 160.8 | 160.8 | 160.8
547 | PENASCAL WIND 2 |  | PENA_UNIT2 | KENEDY | WIND-C | COASTAL | 2009 | 141.6 | 141.6 | 141.6 | 141.6 | 141.6 | 141.6 | 141.6 | 141.6 | 141.6 | 141.6
548 | PENASCAL WIND 3 |  | PENA3_UNIT3 | KENEDY | WIND-C | COASTAL | 2011 | 100.8 | 100.8 | 100.8 | 100.8 | 100.8 | 100.8 | 100.8 | 100.8 | 100.8 | 100.8
549 | HARBOR WIND |  | DG_NUECE_6UNITS | NUECES | WIND-C | COASTAL | 2012 | 9 | 9 | 9 | 9 | 9 | 9 | 9 | 9 | 9 | 9
550 | Operational Wind Capacity Sub-total (Coastal Counties) | [6 empty] | 1680.4 | 1680.4 | 1680.4 | 1680.4 | 1680.4 | 1680.4 | 1680.4 | 1680.4 | 1680.4 | 1680.4
551 | Wind Peak Average Capacity Percentage (Coastal) |  | WIND_PEAK_PCT_C | % |  |  |  | 55 | 55 | 55 | 55 | 55 | 55 | 55 | 55 | 55 | 55
552
553 | Operational Wind Capacity Total (All Counties) |  | WIND_OPERATIONAL |  |  |  |  | 15035.6 | 15035.6 | 15035.6 | 15035.6 | 15035.6 | 15035.6 | 15035.6 | 15035.6 | 15035.6 | 15035.6
554
555 | Operational Resources (Solar)
556 | ACACIA SOLAR |  | ACACIA_UNIT_1 | PRESIDIO | SOLAR | WEST | 2012 | 10 | 10 | 10 | 10 | 10 | 10 | 10 | 10 | 10 | 10
557 | FS BARILLA SOLAR-PECOS |  | HOVEY_UNIT1 | PECOS | SOLAR | WEST | 2014 | 22 | 22 | 22 | 22 | 22 | 22 | 22 | 22 | 22 | 22
558 | OCI ALAMO 1 SOLAR |  | OCI_ALM1_UNIT1 | BEXAR | SOLAR | SOUTH | 2013 | 39.2 | 39.2 | 39.2 | 39.2 | 39.2 | 39.2 | 39.2 | 39.2 | 39.2 | 39.2
559 | OCI ALAMO 4 SOLAR-BRACKETVILLE |  | ECLIPSE_UNIT1 | KINNEY | SOLAR | SOUTH | 2014 | 37.6 | 37.6 | 37.6 | 37.6 | 37.6 | 37.6 | 37.6 | 37.6 | 37.6 | 37.6
560 | WEBBERVILLE SOLAR |  | WEBBER_S_WSP1 | TRAVIS | SOLAR | SOUTH | 2011 | 26.7 | 26.7 | 26.7 | 26.7 | 26.7 | 26.7 | 26.7 | 26.7 | 26.7 | 26.7
561 | BLUE WING 1 SOLAR |  | DG_BROOK_1UNIT | BEXAR | SOLAR | SOUTH | 2010 | 7.6 | 7.6 | 7.6 | 7.6 | 7.6 | 7.6 | 7.6 | 7.6 | 7.6 | 7.6
562 | BLUE WING 2 SOLAR |  | DG_ELEM_1UNIT | BEXAR | SOLAR | SOUTH | 2010 | 7.3 | 7.3 | 7.3 | 7.3 | 7.3 | 7.3 | 7.3 | 7.3 | 7.3 | 7.3
563 | OCI ALAMO 2 SOLAR-ST. HEDWIG |  | DG_STHWG_UNIT1 | BEXAR | SOLAR | SOUTH | 2014 | 4.4 | 4.4 | 4.4 | 4.4 | 4.4 | 4.4 | 4.4 | 4.4 | 4.4 | 4.4
564 | OCI ALAMO 3-WALZEM SOLAR |  | DG_WALZM_UNIT1 | BEXAR | SOLAR | SOUTH | 2014 | 5.5 | 5.5 | 5.5 | 5.5 | 5.5 | 5.5 | 5.5 | 5.5 | 5.5 | 5.5
565 | RENEWABLE ENERGY ALTERNATIVES-CCS1 |  | DG_COSERVSS_CCS1 | DENTON | SOLAR | NORTH | 2015 | 2 | 2 | 2 | 2 | 2 | 2 | 2 | 2 | 2 | 2
566 | SUNEDISON CPS3 SOMERSET 1 SOLAR |  | DG_SOME1_1UNIT | BEXAR | SOLAR | SOUTH | 2012 | 5.6 | 5.6 | 5.6 | 5.6 | 5.6 | 5.6 | 5.6 | 5.6 | 5.6 | 5.6
567 | SUNEDISON SOMERSET 2 SOLAR |  | DG_SOME2_1UNIT | BEXAR | SOLAR | SOUTH | 2012 | 5 | 5 | 5 | 5 | 5 | 5 | 5 | 5 | 5 | 5
568 | SUNEDISON RABEL ROAD SOLAR |  | DG_VALL1_1UNIT | BEXAR | SOLAR | SOUTH | 2012 | 9.9 | 9.9 | 9.9 | 9.9 | 9.9 | 9.9 | 9.9 | 9.9 | 9.9 | 9.9
569 | SUNEDISON VALLEY ROAD SOLAR |  | DG_VALL2_1UNIT | BEXAR | SOLAR | SOUTH | 2012 | 9.9 | 9.9 | 9.9 | 9.9 | 9.9 | 9.9 | 9.9 | 9.9 | 9.9 | 9.9
570 | Operational Capacity Total (Solar) | [6 empty] | 192.7 | 192.7 | 192.7 | 192.7 | 192.7 | 192.7 | 192.7 | 192.7 | 192.7 | 192.7
571 | Solar Peak Average Capacity Percentage |  | SOLAR_PEAK_PCT | % |  |  |  | 100 | 100 | 100 | 100 | 100 | 100 | 100 | 100 | 100 | 100
572
573 | Reliability Must-Run (RMR) Capacity |  | RMR_CAP_CONT |  | GAS |  |  | 0 | 0 | 0 | 0 | 0 | 0 | 0 | 0 | 0 | 0
574
575 | Non-Synchronous Tie Resources
576 | EAST TIE |  | DC_E | FANNIN |  | NORTH |  | 600 | 600 | 600 | 600 | 600 | 600 | 600 | 600 | 600 | 600
577 | NORTH TIE |  | DC_N | WILBARGER |  | WEST |  | 220 | 220 | 220 | 220 | 220 | 220 | 220 | 220 | 220 | 220
578 | EAGLE PASS TIE |  | DC_S | MAVERICK |  | SOUTH |  | 30 | 30 | 30 | 30 | 30 | 30 | 30 | 30 | 30 | 30
579 | LAREDO VFT TIE |  | DC_L | WEBB |  | SOUTH |  | 100 | 100 | 100 | 100 | 100 | 100 | 100 | 100 | 100 | 100
580 | SHARYLAND RAILROAD TIE |  | DC_R | HIDALGO |  | SOUTH |  | 150 | 150 | 150 | 150 | 150 | 150 | 150 | 150 | 150 | 150
581 | SHARYLAND RAILROAD TIE 2 |  | DC_R2 | HIDALGO |  | SOUTH |  | 150 | 150 | 150 | 150 | 150 | 150 | 150 | 150 | 150 | 150
582 | Non-Synchronous Ties Total | [6 empty] | 1250 | 1250 | 1250 | 1250 | 1250 | 1250 | 1250 | 1250 | 1250 | 1250
583 | Non-Synchronous Ties Capacity Contribution (Top 20 Hours) |  | DCTIE_CAP_CONT |  | OTHER |  |  | 577 | 577 | 577 | 577 | 577 | 577 | 577 | 577 | 577 | 577
584
585 | Planned Thermal Resources with Executed SGIA, Air Permit, GHG Permit and Water Rights
586 | TEXAS CLEAN ENERGY PROJECT | 13INR0023 |  | ECTOR | COAL | WEST | 2018 | 0 | 0 | 0 | 240 | 240 | 240 | 240 | 240 | 240 | 240
587 | FGE TEXAS I PROJECT | 16INR0010 |  | MITCHELL | GAS | WEST | 2018 | 0 | 0 | 703 | 703 | 703 | 703 | 703 | 703 | 703 | 703
588 | ANTELOPE 1-3 IC & ELK CTG 1 (SWITCHABLE) | 13INR0028 |  | HALE | GAS | PANHANDLE | 2016 | 0 | 0 | 0 | 0 | 0 | 0 | 0 | 0 | 0 | 0
589 | LA PALOMA ENERGY CENTER PROJECT | 16INR0004 |  | CAMERON | GAS | COASTAL | 2018 | 0 | 0 | 730 | 730 | 730 | 730 | 730 | 730 | 730 | 730
590 | PHR PEAKERS [BAC_CTG1-6] | 14INR0038 |  | GALVESTON | GAS | HOUSTON | 2016 | 388 | 388 | 388 | 388 | 388 | 388 | 388 | 388 | 388 | 388
591 | SKY GLOBAL POWER ONE | 16INR0057 |  | COLORADO | GAS | SOUTH | 2016 | 51.4 | 51.4 | 51.4 | 51.4 | 51.4 | 51.4 | 51.4 | 51.4 | 51.4 | 51.4
592 | INDECK WHARTON ENERGY CENTER PROJECT | 15INR0023 |  | WHARTON | GAS | SOUTH | 2017 | 0 | 700 | 700 | 700 | 700 | 700 | 700 | 700 | 700 | 700
593 | PONDERA KING PROJECT | 10INR0022 |  | HARRIS | GAS | HOUSTON | 2017 | 0 | 0 | 881.7 | 881.7 | 881.7 | 881.7 | 881.7 | 881.7 | 881.7 | 881.7
594 | PINECREST ENERGY CENTER PROJECT | 16INR0006 |  | ANGELINA | GAS | NORTH | 2017 | 0 | 0 | 785 | 785 | 785 | 785 | 785 | 785 | 785 | 785
595 | RED GATE IC PLANT [REDGATE_AGR_A-D] | 14INR0040 |  | HIDALGO | GAS | SOUTH | 2016 | 225 | 225 | 225 | 225 | 225 | 225 | 225 | 225 | 225 | 225
596 | ELK STATION CTG 2 (SWITCHABLE) | 15INR0032 |  | HALE | GAS | PANHANDLE | 2016 | 202 | 0 | 0 | 0 | 0 | 0 | 0 | 0 | 0 | 0
597 | ELK STATION CTG 3 | 15INR0033 |  | HALE | GAS | PANHANDLE | 2016 | 202 | 202 | 202 | 202 | 202 | 202 | 202 | 202 | 202 | 202
598 | WOLF HOLLOW 2 | 17INR0009 |  | HOOD | GAS | NORTH | 2017 | 0 | 0 | 1077 | 1077 | 1077 | 1077 | 1077 | 1077 | 1077 | 1077
599 | FRIENDSWOOD G | 13INR0049 |  | HARRIS | GAS | HOUSTON | 2017 | 0 | 115 | 115 | 115 | 115 | 115 | 115 | 115 | 115 | 115
600 | BETHEL CAES PROJECT | 15INR0013 |  | ANDERSON | STORAGE | NORTH | 2018 | 0 | 0 | 0 | 324 | 324 | 324 | 324 | 324 | 324 | 324
601 | Planned Capacity Total (Coal, Gas & Storage) | [6 empty] | 1068.4 | 1681.4 | 5858.1 | 6422.1 | 6422.1 | 6422.1 | 6422.1 | 6422.1 | 6422.1 | 6422.1
602
603 | Planned Wind Resources with Executed SGIA
604 | GUNSIGHT MOUNTAIN WIND | 08INR0018 |  | HOWARD | WIND | WEST | 2016 | 0 | 120 | 120 | 120 | 120 | 120 | 120 | 120 | 120 | 120
605 | BAFFIN WIND [BAFFIN_UNIT1-2] | 06INR0022c |  | KENEDY | WIND-C | COASTAL | 2015 | 202 | 202 | 202 | 202 | 202 | 202 | 202 | 202 | 202 | 202
606 | MIDWAY FARMS WIND | 11INR0054 |  | SAN PATRICIO | WIND-C | COASTAL | 2016 | 0 | 161 | 161 | 161 | 161 | 161 | 161 | 161 | 161 | 161
607 | LONGHORN WIND SOUTH | 14INR0023b |  | BRISCOE | WIND | PANHANDLE | 2016 | 0 | 160 | 160 | 160 | 160 | 160 | 160 | 160 | 160 | 160
608 | MARIAH WIND A | 13INR0010a |  | PARMER | WIND | PANHANDLE | 2016 | 232 | 232 | 232 | 232 | 232 | 232 | 232 | 232 | 232 | 232
609 | MARIAH WIND B | 13INR0010b |  | PARMER | WIND | PANHANDLE | 2016 | 230 | 230 | 230 | 230 | 230 | 230 | 230 | 230 | 230 | 230
610 | MIAMI WIND 1B | 14INR0012b |  | GRAY | WIND | PANHANDLE | 2016 | 111 | 111 | 111 | 111 | 111 | 111 | 111 | 111 | 111 | 111
611 | SHANNON WIND [SHANNONW_UNIT_1] | 11INR0079a |  | CLAY | WIND | WEST | 2015 | 200 | 200 | 200 | 200 | 200 | 200 | 200 | 200 | 200 | 200
612 | SENDERO WIND ENERGY [EXGNSND_WIND_1] | 12INR0068 |  | JIM HOGG | WIND | SOUTH | 2015 | 78 | 78 | 78 | 78 | 78 | 78 | 78 | 78 | 78 | 78
613 | RATTLESNAKE DEN WIND 2 | 13INR0020b |  | GLASSCOCK | WIND | WEST | 2017 | 0 | 0 | 158 | 158 | 158 | 158 | 158 | 158 | 158 | 158
614 | PATRIOT WIND (PETRONILLA) | 11INR0062 |  | NUECES | WIND-C | COASTAL | 2016 | 0 | 180 | 180 | 180 | 180 | 180 | 180 | 180 | 180 | 180
615 | COMANCHE RUN WIND | 12INR0029 |  | SWISHER | WIND | PANHANDLE | 2016 | 0 | 500 | 500 | 500 | 500 | 500 | 500 | 500 | 500 | 500
616 | CAMERON COUNTY WIND [CAMWIND_UNIT1] | 11INR0057 |  | CAMERON | WIND-C | COASTAL | 2015 | 165 | 165 | 165 | 165 | 165 | 165 | 165 | 165 | 165 | 165
617 | LOS VIENTOS III WIND [LV3_UNIT_1] | 13INR0052 |  | STARR | WIND | SOUTH | 2015 | 200 | 200 | 200 | 200 | 200 | 200 | 200 | 200 | 200 | 200
618 | PAMPA WIND | 12INR0018 |  | GRAY | WIND | PANHANDLE | 2017 | 0 | 500 | 500 | 500 | 500 | 500 | 500 | 500 | 500 | 500
619 | SOUTH PLAINS WIND II | 14INR0025b |  | FLOYD | WIND | PANHANDLE | 2016 | 151.8 | 151.8 | 151.8 | 151.8 | 151.8 | 151.8 | 151.8 | 151.8 | 151.8 | 151.8
620 | SOUTH PLAINS WIND III | 14INR0025c |  | FLOYD | WIND | PANHANDLE | 2016 | 148.5 | 148.5 | 148.5 | 148.5 | 148.5 | 148.5 | 148.5 | 148.5 | 148.5 | 148.5
621 | WAKE WIND | 14INR0047 |  | DICKENS | WIND | PANHANDLE | 2016 | 0 | 300 | 300 | 300 | 300 | 300 | 300 | 300 | 300 | 300
622 | DOUG COLBECK'S CORNER (CONWAY) | 13INR0005b |  | CARSON | WIND | PANHANDLE | 2016 | 0 | 200.5 | 200.5 | 200.5 | 200.5 | 200.5 | 200.5 | 200.5 | 200.5 | 200.5
623 | GRANDVIEW WIND 3 (CONWAY) | 13INR0005c |  | CARSON | WIND | PANHANDLE | 2016 | 0 | 187.5 | 187.5 | 187.5 | 187.5 | 187.5 | 187.5 | 187.5 | 187.5 | 187.5
624 | SCANDIA WIND D | 13INR0010d |  | PARMER | WIND | PANHANDLE | 2017 | 0 | 0 | 200 | 200 | 200 | 200 | 200 | 200 | 200 | 200
625 | SCANDIA WIND E | 13INR0010e |  | PARMER | WIND | PANHANDLE | 2017 | 0 | 0 | 200 | 200 | 200 | 200 | 200 | 200 | 200 | 200
626 | SCANDIA WIND F | 13INR0010f |  | PARMER | WIND | PANHANDLE | 2017 | 0 | 0 | 200 | 200 | 200 | 200 | 200 | 200 | 200 | 200
627 | PULLMAN ROAD WIND | 15INR0079 |  | RANDALL | WIND | PANHANDLE | 2016 | 0 | 300 | 300 | 300 | 300 | 300 | 300 | 300 | 300 | 300
628 | PANHANDLE WIND 3 | 14INR0030c |  | CARSON | WIND | PANHANDLE | 2016 | 0 | 248 | 248 | 248 | 248 | 248 | 248 | 248 | 248 | 248
629 | SALT FORK WIND | 14INR0062 |  | GRAY | WIND | PANHANDLE | 2016 | 0 | 200 | 200 | 200 | 200 | 200 | 200 | 200 | 200 | 200
630 | LOS VIENTOS IV WIND | 15INR0037 |  | STARR | WIND | SOUTH | 2016 | 0 | 200 | 200 | 200 | 200 | 200 | 200 | 200 | 200 | 200
631 | LOS VIENTOS V WIND [LV5_UNIT_1] | 15INR0021 |  | STARR | WIND | SOUTH | 2015 | 110 | 110 | 110 | 110 | 110 | 110 | 110 | 110 | 110 | 110
632 | PALO DURO WIND | 15INR0050 |  | DEAF SMITH | WIND | PANHANDLE | 2016 | 0 | 203 | 203 | 203 | 203 | 203 | 203 | 203 | 203 | 203
633 | JAVELINA WIND [BORDAS_JAVEL18 & 20] | 13INR0055 |  | ZAPATA | WIND | SOUTH | 2015 | 250 | 250 | 250 | 250 | 250 | 250 | 250 | 250 | 250 | 250
634 | CAPROCK WIND | 10INR0009 |  | CASTRO | WIND | PANHANDLE | 2017 | 0 | 300 | 300 | 300 | 300 | 300 | 300 | 300 | 300 | 300
635 | SAN ROMAN WIND | 14INR0013 |  | CAMERON | WIND-C | COASTAL | 2016 | 0 | 103 | 103 | 103 | 103 | 103 | 103 | 103 | 103 | 103
636 | TORRECILLAS WIND A | 14INR0045a |  | WEBB | WIND | SOUTH | 2016 | 0 | 200 | 200 | 200 | 200 | 200 | 200 | 200 | 200 | 200
637 | TORRECILLAS WIND B | 14INR0045b |  | WEBB | WIND | SOUTH | 2016 | 0 | 200 | 200 | 200 | 200 | 200 | 200 | 200 | 200 | 200
638 | CHANGING WINDS | 13INR0045 |  | CASTRO | WIND | PANHANDLE | 2017 | 0 | 288 | 288 | 288 | 288 | 288 | 288 | 288 | 288 | 288
639 | ELECTRA WIND | 16INR0062 |  | WILBARGER | WIND | WEST | 2016 | 0 | 360 | 360 | 360 | 360 | 360 | 360 | 360 | 360 | 360
640 | HORSE CREEK WIND | 14INR0060 |  | HASKELL | WIND | WEST | 2016 | 0 | 200 | 200 | 200 | 200 | 200 | 200 | 200 | 200 | 200
641 | WILLOW SPRINGS WIND | 14INR0060b |  | HASKELL | WIND | WEST | 2016 | 0 | 200 | 200 | 200 | 200 | 200 | 200 | 200 | 200 | 200
642 | MUENSTER WIND | 15INR0085 |  | COOKE | WIND | NORTH | 2016 | 0 | 118.3 | 118.3 | 118.3 | 118.3 | 118.3 | 118.3 | 118.3 | 118.3 | 118.3
643 | HAPPY WHITEFACE WIND | 15INR0074 |  | DEAF SMITH | WIND | PANHANDLE | 2016 | 0 | 157 | 157 | 157 | 157 | 157 | 157 | 157 | 157 | 157
644 | CHAPMAN RANCH WIND I | 16INR0055 |  | NUECES | WIND-C | COASTAL | 2016 | 0 | 250 | 250 | 250 | 250 | 250 | 250 | 250 | 250 | 250
645 | HIDALGO & STARR WIND | 16INR0024 |  | HIDALGO | WIND | SOUTH | 2016 | 0 | 250 | 250 | 250 | 250 | 250 | 250 | 250 | 250 | 250
646 | BLANCO CANYON WIND (COTTON PLAINS) | 16INR0037 |  | FLOYD | WIND | PANHANDLE | 2016 | 0 | 50 | 50 | 50 | 50 | 50 | 50 | 50 | 50 | 50
647 | BLANCO CANYON WIND (OLD SETTLER) | 16INR0037b |  | FLOYD | WIND | PANHANDLE | 2016 | 0 | 150 | 150 | 150 | 150 | 150 | 150 | 150 | 150 | 150
648 | ROCK SPRINGS VAL VERDE WIND | 11INR0082a |  | VAL VERDE | WIND | WEST | 2016 | 0 | 180 | 180 | 180 | 180 | 180 | 180 | 180 | 180 | 180
649 | MAGIC VALLEY WIND II (REDFISH 2A) | 14INR0041a |  | WILLACY | WIND-C | COASTAL | 2016 | 0 | 115 | 115 | 115 | 115 | 115 | 115 | 115 | 115 | 115
650 | MAGIC VALLEY WIND II (REDFISH 2B) | 14INR0041b |  | WILLACY | WIND-C | COASTAL | 2016 | 0 | 115 | 115 | 115 | 115 | 115 | 115 | 115 | 115 | 115
651 | SALT FORK WIND 2 | 16INR0082 |  | CARSON | WIND | PANHANDLE | 2016 | 0 | 200 | 200 | 200 | 200 | 200 | 200 | 200 | 200 | 200
652 | SWISHER WIND | 13INR0038 |  | SWISHER | WIND | PANHANDLE | 2016 | 0 | 300 | 300 | 300 | 300 | 300 | 300 | 300 | 300 | 300
653 | BUCKTHORN WIND 1 | 14INR0057 |  | ERATH | WIND | NORTH | 2016 | 0 | 96 | 96 | 96 | 96 | 96 | 96 | 96 | 96 | 96
654 | FLUVANNA RENEWABLE 1 | 13INR0056 |  | SCURRY | WIND | WEST | 2017 | 0 | 240 | 240 | 240 | 240 | 240 | 240 | 240 | 240 | 240
655 | RTS WIND | 16INR0087 |  | MCCULLOCH | WIND | SOUTH | 2016 | 0 | 200 | 200 | 200 | 200 | 200 | 200 | 200 | 200 | 200
656 | Planned Capacity Total (Wind) | [6 empty] | 2078.3 | 9810.6 | 10568.6 | 10568.6 | 10568.6 | 10568.6 | 10568.6 | 10568.6 | 10568.6 | 10568.6
657
658 | Planned Wind Capacity Sub-total (Non-Coastal Counties) |  | WIND_PLANNED_NC |  |  |  |  | 1711.3 | 8519.6 | 9277.6 | 9277.6 | 9277.6 | 9277.6 | 9277.6 | 9277.6 | 9277.6 | 9277.6
659 | Wind Peak Average Capacity Percentage (Non-Coastal) |  | WIND_PEAK_PCT_NC |  |  |  |  | 12 | 12 | 12 | 12 | 12 | 12 | 12 | 12 | 12 | 12
660
661 | Planned Wind Capacity Sub-total (Coastal Counties) |  | WIND_PLANNED_C |  |  |  |  | 367 | 1291 | 1291 | 1291 | 1291 | 1291 | 1291 | 1291 | 1291 | 1291
662 | Wind Peak Average Capacity Percentage (Coastal) |  | WIND_PEAK_PCT_C |  |  |  |  | 55 | 55 | 55 | 55 | 55 | 55 | 55 | 55 | 55 | 55
663
664 | Planned Solar Resources with Executed SGIA
665 | FS BARILLA SOLAR 1B [HOVEY_UNIT2] | 12INR0059b |  | PECOS | SOLAR | WEST | 2015 | 7.4 | 7.4 | 7.4 | 7.4 | 7.4 | 7.4 | 7.4 | 7.4 | 7.4 | 7.4
666 | FS BARILLA SOLAR 2 | 12INR0059c |  | PECOS | SOLAR | WEST | 2016 | 0 | 21 | 21 | 21 | 21 | 21 | 21 | 21 | 21 | 21
667 | OCI ALAMO 5 (DOWNIE RANCH) [HELIOS_UNIT1] | 15INR0036 |  | UVALDE | SOLAR | SOUTH | 2015 | 95 | 95 | 95 | 95 | 95 | 95 | 95 | 95 | 95 | 95
668 | RE ROSEROCK SOLAR | 16INR0048 |  | PECOS | SOLAR | WEST | 2016 | 0 | 150 | 150 | 150 | 150 | 150 | 150 | 150 | 150 | 150
669 | OCI ALAMO 6 (WEST TEXAS) | 15INR0070_1 |  | PECOS | SOLAR | WEST | 2016 | 0 | 110 | 110 | 110 | 110 | 110 | 110 | 110 | 110 | 110
670 | OCI ALAMO 6 (WEST TEXAS PHASE II) | 15INR0070_1b |  | PECOS | SOLAR | WEST | 2016 | 0 | 52.3 | 52.3 | 52.3 | 52.3 | 52.3 | 52.3 | 52.3 | 52.3 | 52.3
671 | SE BUCKTHORN WESTEX SOLAR (OAK) | 15INR0045 |  | PECOS | SOLAR | WEST | 2017 | 0 | 100 | 100 | 100 | 100 | 100 | 100 | 100 | 100 | 100
672 | FS EAST PECOS SOLAR | 16INR0073 |  | PECOS | SOLAR | WEST | 2016 | 0 | 100 | 100 | 100 | 100 | 100 | 100 | 100 | 100 | 100
673 | OCI ALAMO 7 (PAINT CREEK) | 16INR0052 |  | HASKELL | SOLAR | WEST | 2016 | 0 | 110 | 110 | 110 | 110 | 110 | 110 | 110 | 110 | 110
674 | LC NAZARETH SOLAR | 16INR0049 |  | CASTRO | SOLAR | PANHANDLE | 2016 | 0 | 201 | 201 | 201 | 201 | 201 | 201 | 201 | 201 | 201
675 | PECOS SOLAR POWER I | 15INR0059 |  | PECOS | SOLAR | WEST | 2017 | 0 | 0 | 108 | 108 | 108 | 108 | 108 | 108 | 108 | 108
676 | BNB LAMESA SOLAR | 16INR0023 |  | DAWSON | SOLAR | WEST | 2016 | 0 | 200 | 200 | 200 | 200 | 200 | 200 | 200 | 200 | 200
677 | CAPRICORN RIDGE SOLAR | 16INR0019 |  | COKE | SOLAR | WEST | 2016 | 0 | 100 | 100 | 100 | 100 | 100 | 100 | 100 | 100 | 100
678 | UPCO POWER 1 (SP-TX-12) | 16INR0065 |  | UPTON | SOLAR | WEST | 2016 | 0 | 180 | 180 | 180 | 180 | 180 | 180 | 180 | 180 | 180
679 | SP-TX-12-PHASE B | 16INR0065B |  | UPTON | SOLAR | WEST | 2016 | 0 | 120 | 120 | 120 | 120 | 120 | 120 | 120 | 120 | 120
680 | SOLAIREHOLMAN 1 | 15INR0061 |  | BREWSTER | SOLAR | WEST | 2016 | 0 | 50 | 50 | 50 | 50 | 50 | 50 | 50 | 50 | 50
681 | Planned Capacity Total (Solar) | [6 empty] | 102.4 | 1596.7 | 1704.7 | 1704.7 | 1704.7 | 1704.7 | 1704.7 | 1704.7 | 1704.7 | 1704.7
682 | Solar Peak Average Capacity Percentage |  | SOLAR_PEAK_PCT |  |  |  |  | 100 | 100 | 100 | 100 | 100 | 100 | 100 | 100 | 100 | 100
683
684 | Seasonal Mothballed Resources
685 | MARTIN LAKE U1 (AS OF 1/1/2016) |  | MLSES_UNIT1 | RUSK | COAL | NORTH | 1977 | 800 | 800 | 800 | 800 | 800 | 800 | 800 | 800 | 800 | 800
686 | MARTIN LAKE U2 (AS OF 10/1/2015) |  | MLSES_UNIT2 | RUSK | COAL | NORTH | 1978 | 805 | 805 | 805 | 805 | 805 | 805 | 805 | 805 | 805 | 805
687 | Total Seasonal Mothballed Capacity | [6 empty] | 1605 | 1605 | 1605 | 1605 | 1605 | 1605 | 1605 | 1605 | 1605 | 1605
688
689 | Mothballed Resources
690 | J T DEELY U1 (AS OF 12/31/2018) |  | CALAVERS_JTD1_M | BEXAR | COAL | SOUTH | 2018 | 0 | 0 | 0 | 420 | 420 | 420 | 420 | 420 | 420 | 420
691 | J T DEELY U2 (AS OF 12/31/2018) |  | CALAVERS_JTD2_M | BEXAR | COAL | SOUTH | 2018 | 0 | 0 | 0 | 420 | 420 | 420 | 420 | 420 | 420 | 420
692 | SILAS RAY CTG 5 (RETIRES ON 3/5/2016) |  | SILASRAY_SILAS_5 | CAMERON | GAS | COASTAL | 1953 | 0 | 0 | 0 | 0 | 0 | 0 | 0 | 0 | 0 | 0
693 | S R BERTRON CTG 2 (SINCE 5/15/2013) |  | SRB_SRBGT_2 | HARRIS | GAS | HOUSTON | 1967 | 13 | 13 | 13 | 13 | 13 | 13 | 13 | 13 | 13 | 13
694 | S R BERTRON U1 (SINCE 5/15/2013) |  | SRB_SRB_G1 | HARRIS | GAS | HOUSTON | 1958 | 118 | 118 | 118 | 118 | 118 | 118 | 118 | 118 | 118 | 118
695 | S R BERTRON U2 (SINCE 5/15/2013) |  | SRB_SRB_G2 | HARRIS | GAS | HOUSTON | 1956 | 174 | 174 | 174 | 174 | 174 | 174 | 174 | 174 | 174 | 174
696 | S R BERTRON U3 (SINCE 5/22/2013) |  | SRB_SRB_G3 | HARRIS | GAS | HOUSTON | 1959 | 211 | 211 | 211 | 211 | 211 | 211 | 211 | 211 | 211 | 211
697 | S R BERTRON U4 (SINCE 5/22/2013) |  | SRB_SRB_G4 | HARRIS | GAS | HOUSTON | 1960 | 211 | 211 | 211 | 211 | 211 | 211 | 211 | 211 | 211 | 211
698 | Total Mothballed Capacity | [6 empty] | 727 | 727 | 727 | 1567 | 1567 | 1567 | 1567 | 1567 | 1567 | 1567
699
700 | Retiring Resources Unavailable to ERCOT (since last CDR)
701 | SILAS RAY CTG 5 (RETIRES ON 3/5/2016) |  | SILASRAY_SILAS_5_RET | CAMERON | GAS | COASTAL | 2016 | 10 | 10 | 10 | 10 | 10 | 10 | 10 | 10 | 10 | 10
702 | Total Retiring Capacity (since last CDR) | [6 empty] | 10 | 10 | 10 | 10 | 10 | 10 | 10 | 10 | 10 | 10

## SummerFuelTypes
Summer Fuel Types - ERCOT
Fuel type is based on the primary fuel. Capacity contribution of the wind resources is included at 12% for Non-Coastal and 55% for Coastal counties. Private Use Network, Hydro and Non-Synchronous Tie resources are included based on the three-year average historical capability for each Summer Season's 20 peak load hours. Non-Synchronous Tie resources are categorized as Other. Mothballed resource capacity is excluded except for Available Mothball Capacity based on Owner's Return Probability.
In Megawatts (MW)
Fuel_Type | Capacity_Pct | 2016 | 2017 | 2018 | 2019 | 2020 | 2021 | 2022 | 2023 | 2024 | 2025
Biomass | 100% | 243.5 | 243.5 | 243.5 | 243.5 | 243.5 | 243.5 | 243.5 | 243.5 | 243.5 | 243.5
Coal | 100% | 19286 | 19304 | 19479 | 18879 | 18879 | 18879 | 18879 | 18879 | 18879 | 18879
Gas | 100% | 50526 | 51139 | 55315.7 | 55315.7 | 55315.7 | 55615.7 | 55615.7 | 55615.7 | 55615.7 | 55615.7
Nuclear | 100% | 4981 | 4981 | 4981 | 4981 | 4981 | 4981 | 4981 | 4981 | 4981 | 4981
Other | 100% | 577 | 577 | 577 | 577 | 577 | 577 | 577 | 577 | 577 | 577
Hydro | 78.76% | 437.2 | 437.2 | 437.2 | 437.2 | 437.2 | 437.2 | 437.2 | 437.2 | 437.2 | 437.2
Wind | 12% | 1807.98 | 2624.976 | 2715.936 | 2715.936 | 2715.936 | 2715.936 | 2715.936 | 2715.936 | 2715.936 | 2715.936
Wind-C | 55% | 1126.07 | 1634.27 | 1634.27 | 1634.27 | 1634.27 | 1634.27 | 1634.27 | 1634.27 | 1634.27 | 1634.27
Solar | 100% | 295.1 | 1789.4 | 1897.4 | 1897.4 | 1897.4 | 1897.4 | 1897.4 | 1897.4 | 1897.4 | 1897.4
Storage | 100% | 0 | 0 | 0 | 324 | 324 | 324 | 324 | 324 | 324 | 324
Total |  | 79279.85 | 82730.346 | 87281.006 | 87005.006 | 87005.006 | 87305.006 | 87305.006 | 87305.006 | 87305.006 | 87305.006
In Percentages
Fuel_Type |  | 2016 | 2017 | 2018 | 2019 | 2020 | 2021 | 2022 | 2023 | 2024 | 2025
Biomass |  | 0.3071% | 0.2943% | 0.279% | 0.2799% | 0.2799% | 0.2789% | 0.2789% | 0.2789% | 0.2789% | 0.2789%
Coal |  | 24.33% | 23.33% | 22.32% | 21.7% | 21.7% | 21.62% | 21.62% | 21.62% | 21.62% | 21.62%
Natural Gas |  | 63.73% | 61.81% | 63.38% | 63.58% | 63.58% | 63.7% | 63.7% | 63.7% | 63.7% | 63.7%
Nuclear |  | 6.283% | 6.021% | 5.707% | 5.725% | 5.725% | 5.705% | 5.705% | 5.705% | 5.705% | 5.705%
Other |  | 0.7278% | 0.6974% | 0.6611% | 0.6632% | 0.6632% | 0.6609% | 0.6609% | 0.6609% | 0.6609% | 0.6609%
Hydro |  | 0.5515% | 0.5285% | 0.5009% | 0.5025% | 0.5025% | 0.5008% | 0.5008% | 0.5008% | 0.5008% | 0.5008%
Wind |  | 2.281% | 3.173% | 3.112% | 3.122% | 3.122% | 3.111% | 3.111% | 3.111% | 3.111% | 3.111%
Wind-C |  | 1.42% | 1.975% | 1.872% | 1.878% | 1.878% | 1.872% | 1.872% | 1.872% | 1.872% | 1.872%
Solar |  | 0.3722% | 2.163% | 2.174% | 2.181% | 2.181% | 2.173% | 2.173% | 2.173% | 2.173% | 2.173%
Storage |  | 0% | 0% | 0% | 0.3724% | 0.3724% | 0.3711% | 0.3711% | 0.3711% | 0.3711% | 0.3711%
Total |  | 100% | 100% | 100% | 100% | 100% | 100% | 100% | 100% | 100% | 100%

## WinterSummary
Report on the Capacity, Demand and Reserves in the ERCOT Region
Winter Summary: 2016/2017 through 2025/2026
Load Forecast, MW: |  | 2016/2017 | 2017/2018 | 2018/2019 | 2019/2020 | 2020/2021 | 2021/2022 | 2022/2023 | 2023/2024 | 2024/2025 | 2025/2026
| Total Winter Peak Demand (based on normal weather) | 58591 | 59597 | 60679 | 61845 | 62562 | 63299 | 64038 | 64790 | 65516 | 66236
| less: Load Resource providing Responsive Reserve | -1314.576 | -1314.576 | -1314.576 | -1314.576 | -1314.576 | -1314.576 | -1314.576 | -1314.576 | -1314.576 | -1314.576
| less: Load Resource providing Non-Spinning Reserve | 0 | 0 | 0 | 0 | 0 | 0 | 0 | 0 | 0 | 0
| less: Emergency Response Service (10- and 30-min ramp products) | -1329.5 | -1329.5 | -1329.5 | -1329.5 | -1329.5 | -1329.5 | -1329.5 | -1329.5 | -1329.5 | -1329.5
| less: TDSP Standard Offer Load Management Programs | 0 | 0 | 0 | 0 | 0 | 0 | 0 | 0 | 0 | 0
| Firm Peak Load, MW | 55946.924 | 56952.924 | 58034.924 | 59200.924 | 59917.924 | 60654.924 | 61393.924 | 62145.924 | 62871.924 | 63591.924
Resources, MW: |  | 2016/2017 | 2017/2018 | 2018/2019 | 2019/2020 | 2020/2021 | 2021/2022 | 2022/2023 | 2023/2024 | 2024/2025 | 2025/2026
| Installed Capacity, Thermal/Hydro | 67870.6 | 67890.6 | 67225.6 | 67225.6 | 67225.6 | 67225.6 | 67225.6 | 67225.6 | 67225.6 | 67225.6
| Switchable Capacity | 3702 | 3702 | 3702 | 3702 | 3702 | 3702 | 3702 | 3702 | 3702 | 3702
| less: Switchable Capacity Unavailable to ERCOT | -824 | -824 | -824 | -824 | -824 | -524 | -524 | -524 | -524 | -524
| Available Mothballed Capacity | 0 | 0 | 0 | 0 | 0 | 0 | 0 | 0 | 0 | 0
| Capacity from Private Use Networks | 4433 | 4433 | 4433 | 4433 | 4433 | 4433 | 4433 | 4433 | 4433 | 4433
| Non-Coastal Wind, Peak Average Capacity Contribution (18%) | 2403.936 | 2403.936 | 2403.936 | 2403.936 | 2403.936 | 2403.936 | 2403.936 | 2403.936 | 2403.936 | 2403.936
| Coastal Wind, Peak Average Capacity Contribution (37%) | 621.748 | 621.748 | 621.748 | 621.748 | 621.748 | 621.748 | 621.748 | 621.748 | 621.748 | 621.748
| Solar Utility-Scale, Peak Average Capacity Contribution (100%) | 192.7 | 192.7 | 192.7 | 192.7 | 192.7 | 192.7 | 192.7 | 192.7 | 192.7 | 192.7
| RMR Capacity to be under Contract | 0 | 0 | 0 | 0 | 0 | 0 | 0 | 0 | 0 | 0
| Operational Generation Capacity, MW | 78399.984 | 78419.984 | 77754.984 | 77754.984 | 77754.984 | 78054.984 | 78054.984 | 78054.984 | 78054.984 | 78054.984
| Capacity Contribution - Non-Synchronous Ties | 371.4 | 371.4 | 371.4 | 371.4 | 371.4 | 371.4 | 371.4 | 371.4 | 371.4 | 371.4
| Planned Resources (not wind or solar) with Signed IA, Air Permits and Water Rights | 1439.8 | 4818.8 | 6587.8 | 6911.8 | 6911.8 | 6911.8 | 6911.8 | 6911.8 | 6911.8 | 6911.8
| Planned Non-Coastal Wind with Signed IA, Peak Average Capacity Contribution (18%) | 899.208 | 1669.968 | 1669.968 | 1669.968 | 1669.968 | 1669.968 | 1669.968 | 1669.968 | 1669.968 | 1669.968
| Planned Coastal Wind with Signed IA, Peak Average Capacity Contribution (37%) | 220.89 | 477.67 | 477.67 | 477.67 | 477.67 | 477.67 | 477.67 | 477.67 | 477.67 | 477.67
| Planned Solar Utility-Scale, Peak Average Capacity Contribution (100%) | 1423.4 | 1752.4 | 1752.4 | 1752.4 | 1752.4 | 1752.4 | 1752.4 | 1752.4 | 1752.4 | 1752.4
| Total Capacity, MW | 82754.682 | 87510.222 | 88614.222 | 88938.222 | 88938.222 | 89238.222 | 89238.222 | 89238.222 | 89238.222 | 89238.222
| Reserve Margin | 47.92% | 53.65% | 52.69% | 50.23% | 48.43% | 47.12% | 45.35% | 43.59% | 41.94% | 40.33%
(Total Resources - Firm Load Forecast) / Firm Load Forecast
Report on the Capacity, Demand and Reserves in the ERCOT Region
Winter Summary: 2016/2017 through 2025/2026

## WinterCapacities
Unit Capacities - Winter
| UNIT NAME | GENERATION INTERCONNECTION PROJECT CODE | UNIT CODE | COUNTY | FUEL | ZONE | START YEAR | 2016/2017 | 2017/2018 | 2018/2019 | 2019/2020 | 2020/2021 | 2021/2022 | 2022/2023 | 2023/2024 | 2024/2025 | 2025/2026
Operational Resources (Thermal)
4 | COMANCHE PEAK U1 |  | CPSES_UNIT1 | SOMERVELL | NUCLEAR | NORTH | 1990 | 1235 | 1235 | 1235 | 1235 | 1235 | 1235 | 1235 | 1235 | 1235 | 1235
5 | COMANCHE PEAK U2 |  | CPSES_UNIT2 | SOMERVELL | NUCLEAR | NORTH | 1993 | 1225 | 1225 | 1225 | 1225 | 1225 | 1225 | 1225 | 1225 | 1225 | 1225
6 | SOUTH TEXAS U1 |  | STP_STP_G1 | MATAGORDA | NUCLEAR | COASTAL | 1988 | 1350 | 1350 | 1350 | 1350 | 1350 | 1350 | 1350 | 1350 | 1350 | 1350
7 | SOUTH TEXAS U2 |  | STP_STP_G2 | MATAGORDA | NUCLEAR | COASTAL | 1989 | 1354 | 1354 | 1354 | 1354 | 1354 | 1354 | 1354 | 1354 | 1354 | 1354
8 | BIG BROWN U1 |  | BBSES_UNIT1 | FREESTONE | COAL | NORTH | 1971 | 606 | 606 | 606 | 606 | 606 | 606 | 606 | 606 | 606 | 606
9 | BIG BROWN U2 |  | BBSES_UNIT2 | FREESTONE | COAL | NORTH | 1972 | 602 | 602 | 602 | 602 | 602 | 602 | 602 | 602 | 602 | 602
10 | COLETO CREEK |  | COLETO_COLETOG1 | GOLIAD | COAL | SOUTH | 1980 | 660 | 660 | 660 | 660 | 660 | 660 | 660 | 660 | 660 | 660
11 | FAYETTE POWER U1 |  | FPPYD1_FPP_G1 | FAYETTE | COAL | SOUTH | 1979 | 603 | 603 | 603 | 603 | 603 | 603 | 603 | 603 | 603 | 603
12 | FAYETTE POWER U2 |  | FPPYD1_FPP_G2 | FAYETTE | COAL | SOUTH | 1980 | 605 | 605 | 605 | 605 | 605 | 605 | 605 | 605 | 605 | 605
13 | FAYETTE POWER U3 |  | FPPYD2_FPP_G3 | FAYETTE | COAL | SOUTH | 1988 | 449 | 449 | 449 | 449 | 449 | 449 | 449 | 449 | 449 | 449
14 | GIBBONS CREEK U1 |  | GIBCRK_GIB_CRG1 | GRIMES | COAL | NORTH | 1983 | 470 | 470 | 470 | 470 | 470 | 470 | 470 | 470 | 470 | 470
15 | J K SPRUCE U1 |  | CALAVERS_JKS1 | BEXAR | COAL | SOUTH | 1992 | 560 | 560 | 560 | 560 | 560 | 560 | 560 | 560 | 560 | 560
16 | J K SPRUCE U2 |  | CALAVERS_JKS2 | BEXAR | COAL | SOUTH | 2010 | 775 | 775 | 775 | 775 | 775 | 775 | 775 | 775 | 775 | 775
17 | J T DEELY U1 |  | CALAVERS_JTD1 | BEXAR | COAL | SOUTH | 1977 | 420 | 420 | 0 | 0 | 0 | 0 | 0 | 0 | 0 | 0
18 | J T DEELY U2 |  | CALAVERS_JTD2 | BEXAR | COAL | SOUTH | 1978 | 420 | 420 | 0 | 0 | 0 | 0 | 0 | 0 | 0 | 0
19 | LIMESTONE U1 |  | LEG_LEG_G1 | LIMESTONE | COAL | NORTH | 1985 | 831 | 831 | 831 | 831 | 831 | 831 | 831 | 831 | 831 | 831
20 | LIMESTONE U2 |  | LEG_LEG_G2 | LIMESTONE | COAL | NORTH | 1986 | 858 | 858 | 858 | 858 | 858 | 858 | 858 | 858 | 858 | 858
21 | MARTIN LAKE U3 |  | MLSES_UNIT3 | RUSK | COAL | NORTH | 1979 | 820 | 820 | 820 | 820 | 820 | 820 | 820 | 820 | 820 | 820
22 | MONTICELLO U1 |  | MNSES_UNIT1 | TITUS | COAL | NORTH | 1974 | 580 | 580 | 580 | 580 | 580 | 580 | 580 | 580 | 580 | 580
23 | MONTICELLO U2 |  | MNSES_UNIT2 | TITUS | COAL | NORTH | 1975 | 580 | 580 | 580 | 580 | 580 | 580 | 580 | 580 | 580 | 580
24 | MONTICELLO U3 |  | MNSES_UNIT3 | TITUS | COAL | NORTH | 1978 | 795 | 795 | 795 | 795 | 795 | 795 | 795 | 795 | 795 | 795
25 | OAK GROVE SES U1 |  | OGSES_UNIT1A | ROBERTSON | COAL | NORTH | 2010 | 840 | 840 | 840 | 840 | 840 | 840 | 840 | 840 | 840 | 840
26 | OAK GROVE SES U2 |  | OGSES_UNIT2 | ROBERTSON | COAL | NORTH | 2011 | 825 | 825 | 825 | 825 | 825 | 825 | 825 | 825 | 825 | 825
27 | OKLAUNION U1 |  | OKLA_OKLA_G1 | WILBARGER | COAL | WEST | 1986 | 650 | 650 | 650 | 650 | 650 | 650 | 650 | 650 | 650 | 650
28 | SAN MIGUEL U1 |  | SANMIGL_SANMIGG1 | ATASCOSA | COAL | SOUTH | 1982 | 391 | 391 | 391 | 391 | 391 | 391 | 391 | 391 | 391 | 391
29 | SANDOW U5 |  | SD5SES_UNIT5 | MILAM | COAL | SOUTH | 2010 | 600 | 600 | 600 | 600 | 600 | 600 | 600 | 600 | 600 | 600
30 | SANDY CREEK U1 |  | SCES_UNIT1 | MCLENNAN | COAL | NORTH | 2013 | 970 | 970 | 970 | 970 | 970 | 970 | 970 | 970 | 970 | 970
31 | TWIN OAKS U1 |  | TNP_ONE_TNP_O_1 | ROBERTSON | COAL | NORTH | 1990 | 158 | 158 | 158 | 158 | 158 | 158 | 158 | 158 | 158 | 158
32 | TWIN OAKS U2 |  | TNP_ONE_TNP_O_2 | ROBERTSON | COAL | NORTH | 1991 | 158 | 158 | 158 | 158 | 158 | 158 | 158 | 158 | 158 | 158
33 | W A PARISH U5 |  | WAP_WAP_G5 | FT. BEND | COAL | HOUSTON | 1977 | 659 | 659 | 659 | 659 | 659 | 659 | 659 | 659 | 659 | 659
34 | W A PARISH U6 |  | WAP_WAP_G6 | FT. BEND | COAL | HOUSTON | 1978 | 658 | 658 | 658 | 658 | 658 | 658 | 658 | 658 | 658 | 658
35 | W A PARISH U7 |  | WAP_WAP_G7 | FT. BEND | COAL | HOUSTON | 1980 | 577 | 577 | 577 | 577 | 577 | 577 | 577 | 577 | 577 | 577
36 | W A PARISH U8 |  | WAP_WAP_G8 | FT. BEND | COAL | HOUSTON | 1982 | 610 | 610 | 610 | 610 | 610 | 610 | 610 | 610 | 610 | 610
37 | ARTHUR VON ROSENBERG 1 CTG 1 |  | BRAUNIG_AVR1_CT1 | BEXAR | GAS | SOUTH | 2000 | 149 | 149 | 149 | 149 | 149 | 149 | 149 | 149 | 149 | 149
38 | ARTHUR VON ROSENBERG 1 CTG 2 |  | BRAUNIG_AVR1_CT2 | BEXAR | GAS | SOUTH | 2000 | 149 | 149 | 149 | 149 | 149 | 149 | 149 | 149 | 149 | 149
39 | ARTHUR VON ROSENBERG 1 STG |  | BRAUNIG_AVR1_ST | BEXAR | GAS | SOUTH | 2000 | 160 | 160 | 160 | 160 | 160 | 160 | 160 | 160 | 160 | 160
40 | BARNEY M DAVIS REPOWER CTG 3 |  | B_DAVIS_B_DAVIG3 | NUECES | GAS | COASTAL | 2010 | 165 | 165 | 165 | 165 | 165 | 165 | 165 | 165 | 165 | 165
41 | BARNEY M DAVIS REPOWER CTG 4 |  | B_DAVIS_B_DAVIG4 | NUECES | GAS | COASTAL | 2010 | 165 | 165 | 165 | 165 | 165 | 165 | 165 | 165 | 165 | 165
42 | BARNEY M DAVIS REPOWER STG 2 |  | B_DAVIS_B_DAVIG2 | NUECES | GAS | COASTAL | 1976 | 325 | 325 | 325 | 325 | 325 | 325 | 325 | 325 | 325 | 325
43 | BASTROP ENERGY CENTER CTG 1 |  | BASTEN_GTG1100 | BASTROP | GAS | SOUTH | 2002 | 167 | 167 | 167 | 167 | 167 | 167 | 167 | 167 | 167 | 167
44 | BASTROP ENERGY CENTER CTG 2 |  | BASTEN_GTG2100 | BASTROP | GAS | SOUTH | 2002 | 167 | 167 | 167 | 167 | 167 | 167 | 167 | 167 | 167 | 167
45 | BASTROP ENERGY CENTER STG |  | BASTEN_ST0100 | BASTROP | GAS | SOUTH | 2002 | 234 | 234 | 234 | 234 | 234 | 234 | 234 | 234 | 234 | 234
46 | BOSQUE ENERGY CENTER CTG 1 |  | BOSQUESW_BSQSU_1 | BOSQUE | GAS | NORTH | 2000 | 170.9 | 170.9 | 170.9 | 170.9 | 170.9 | 170.9 | 170.9 | 170.9 | 170.9 | 170.9
47 | BOSQUE ENERGY CENTER STG 4 |  | BOSQUESW_BSQSU_4 | BOSQUE | GAS | NORTH | 2001 | 85.2 | 85.2 | 85.2 | 85.2 | 85.2 | 85.2 | 85.2 | 85.2 | 85.2 | 85.2
48 | BOSQUE ENERGY CENTER CTG 2 |  | BOSQUESW_BSQSU_2 | BOSQUE | GAS | NORTH | 2000 | 170.9 | 170.9 | 170.9 | 170.9 | 170.9 | 170.9 | 170.9 | 170.9 | 170.9 | 170.9
49 | BOSQUE ENERGY CENTER CTG 3 |  | BOSQUESW_BSQSU_3 | BOSQUE | GAS | NORTH | 2001 | 168.5 | 168.5 | 168.5 | 168.5 | 168.5 | 168.5 | 168.5 | 168.5 | 168.5 | 168.5
50 | BOSQUE ENERGY CENTER STG 5 |  | BOSQUESW_BSQSU_5 | BOSQUE | GAS | NORTH | 2009 | 226.7 | 226.7 | 226.7 | 226.7 | 226.7 | 226.7 | 226.7 | 226.7 | 226.7 | 226.7
51 | BRAZOS VALLEY CTG 1 |  | BVE_UNIT1 | FORT BEND | GAS | HOUSTON | 2003 | 168 | 168 | 168 | 168 | 168 | 168 | 168 | 168 | 168 | 168
52 | BRAZOS VALLEY CTG 2 |  | BVE_UNIT2 | FORT BEND | GAS | HOUSTON | 2003 | 168 | 168 | 168 | 168 | 168 | 168 | 168 | 168 | 168 | 168
53 | BRAZOS VALLEY STG 3 |  | BVE_UNIT3 | FORT BEND | GAS | HOUSTON | 2003 | 270 | 270 | 270 | 270 | 270 | 270 | 270 | 270 | 270 | 270
54 | CALENERGY-FALCON SEABOARD CTG 1 |  | FLCNS_UNIT1 | HOWARD | GAS | WEST | 1987 | 77.5 | 77.5 | 77.5 | 77.5 | 77.5 | 77.5 | 77.5 | 77.5 | 77.5 | 77.5
55 | CALENERGY-FALCON SEABOARD CTG 2 |  | FLCNS_UNIT2 | HOWARD | GAS | WEST | 1987 | 77.5 | 77.5 | 77.5 | 77.5 | 77.5 | 77.5 | 77.5 | 77.5 | 77.5 | 77.5
56 | CALENERGY-FALCON SEABOARD STG 3 |  | FLCNS_UNIT3 | HOWARD | GAS | WEST | 1988 | 74 | 74 | 74 | 74 | 74 | 74 | 74 | 74 | 74 | 74
57 | CEDAR BAYOU 4 CTG 1 |  | CBY4_CT41 | CHAMBERS | GAS | HOUSTON | 2009 | 173 | 173 | 173 | 173 | 173 | 173 | 173 | 173 | 173 | 173
58 | CEDAR BAYOU 4 CTG 2 |  | CBY4_CT42 | CHAMBERS | GAS | HOUSTON | 2009 | 173 | 173 | 173 | 173 | 173 | 173 | 173 | 173 | 173 | 173
59 | CEDAR BAYOU 4 STG |  | CBY4_ST04 | CHAMBERS | GAS | HOUSTON | 2009 | 186 | 186 | 186 | 186 | 186 | 186 | 186 | 186 | 186 | 186
60 | COLORADO BEND ENERGY CENTER CTG 1 |  | CBEC_GT1 | WHARTON | GAS | SOUTH | 2007 | 79 | 79 | 79 | 79 | 79 | 79 | 79 | 79 | 79 | 79
61 | COLORADO BEND ENERGY CENTER CTG 2 |  | CBEC_GT2 | WHARTON | GAS | SOUTH | 2007 | 72 | 72 | 72 | 72 | 72 | 72 | 72 | 72 | 72 | 72
62 | COLORADO BEND ENERGY CENTER STG 1 |  | CBEC_STG1 | WHARTON | GAS | SOUTH | 2007 | 102 | 102 | 102 | 102 | 102 | 102 | 102 | 102 | 102 | 102
63 | COLORADO BEND ENERGY CENTER CTG 3 |  | CBEC_GT3 | WHARTON | GAS | SOUTH | 2008 | 77 | 77 | 77 | 77 | 77 | 77 | 77 | 77 | 77 | 77
64 | COLORADO BEND ENERGY CENTER CTG 4 |  | CBEC_GT4 | WHARTON | GAS | SOUTH | 2008 | 73 | 73 | 73 | 73 | 73 | 73 | 73 | 73 | 73 | 73
65 | COLORADO BEND ENERGY CENTER STG 2 |  | CBEC_STG2 | WHARTON | GAS | SOUTH | 2008 | 108 | 108 | 108 | 108 | 108 | 108 | 108 | 108 | 108 | 108
66 | CVC CHANNELVIEW CTG 1 |  | CVC_CVC_G1 | HARRIS | GAS | HOUSTON | 2008 | 191 | 191 | 191 | 191 | 191 | 191 | 191 | 191 | 191 | 191
67 | CVC CHANNELVIEW CTG 2 |  | CVC_CVC_G2 | HARRIS | GAS | HOUSTON | 2008 | 189 | 189 | 189 | 189 | 189 | 189 | 189 | 189 | 189 | 189
68 | CVC CHANNELVIEW CTG 3 |  | CVC_CVC_G3 | HARRIS | GAS | HOUSTON | 2008 | 189 | 189 | 189 | 189 | 189 | 189 | 189 | 189 | 189 | 189
69 | CVC CHANNELVIEW STG 5 |  | CVC_CVC_G5 | HARRIS | GAS | HOUSTON | 2008 | 146 | 146 | 146 | 146 | 146 | 146 | 146 | 146 | 146 | 146
70 | DEER PARK ENERGY CENTER CTG 1 |  | DDPEC_GT1 | HARRIS | GAS | HOUSTON | 2002 | 203 | 203 | 203 | 203 | 203 | 203 | 203 | 203 | 203 | 203
71 | DEER PARK ENERGY CENTER CTG 2 |  | DDPEC_GT2 | HARRIS | GAS | HOUSTON | 2002 | 215 | 215 | 215 | 215 | 215 | 215 | 215 | 215 | 215 | 215
72 | DEER PARK ENERGY CENTER CTG 3 |  | DDPEC_GT3 | HARRIS | GAS | HOUSTON | 2002 | 203 | 203 | 203 | 203 | 203 | 203 | 203 | 203 | 203 | 203
73 | DEER PARK ENERGY CENTER CTG 4 |  | DDPEC_GT4 | HARRIS | GAS | HOUSTON | 2002 | 215 | 215 | 215 | 215 | 215 | 215 | 215 | 215 | 215 | 215
74 | DEER PARK ENERGY CENTER STG |  | DDPEC_ST1 | HARRIS | GAS | HOUSTON | 2002 | 290 | 290 | 290 | 290 | 290 | 290 | 290 | 290 | 290 | 290
75 | DEER PARK ENERGY CENTER CTG 6 |  | DDPEC_GT6 | HARRIS | GAS | HOUSTON | 2014 | 190 | 190 | 190 | 190 | 190 | 190 | 190 | 190 | 190 | 190
76 | ENNIS POWER STATION CTG 2 |  | ETCCS_CT1 | ELLIS | GAS | NORTH | 2002 | 231 | 231 | 231 | 231 | 231 | 231 | 231 | 231 | 231 | 231
77 | ENNIS POWER STATION STG 1 |  | ETCCS_UNIT1 | ELLIS | GAS | NORTH | 2002 | 127 | 127 | 127 | 127 | 127 | 127 | 127 | 127 | 127 | 127
78 | FERGUSON REPLACEMENT CTG1 |  | FERGCC_FERGGT1 | LLANO | GAS | SOUTH | 2014 | 186.1 | 186.1 | 186.1 | 186.1 | 186.1 | 186.1 | 186.1 | 186.1 | 186.1 | 186.1
79 | FERGUSON REPLACEMENT CTG2 |  | FERGCC_FERGGT2 | LLANO | GAS | SOUTH | 2014 | 186.1 | 186.1 | 186.1 | 186.1 | 186.1 | 186.1 | 186.1 | 186.1 | 186.1 | 186.1
80 | FERGUSON REPLACEMENT STG |  | FERGCC_FERGST1 | LLANO | GAS | SOUTH | 2014 | 194.9 | 194.9 | 194.9 | 194.9 | 194.9 | 194.9 | 194.9 | 194.9 | 194.9 | 194.9
81 | FORNEY ENERGY CENTER CTG 11 |  | FRNYPP_GT11 | KAUFMAN | GAS | NORTH | 2003 | 192 | 192 | 192 | 192 | 192 | 192 | 192 | 192 | 192 | 192
82 | FORNEY ENERGY CENTER CTG 12 |  | FRNYPP_GT12 | KAUFMAN | GAS | NORTH | 2003 | 184 | 184 | 184 | 184 | 184 | 184 | 184 | 184 | 184 | 184
83 | FORNEY ENERGY CENTER CTG 13 |  | FRNYPP_GT13 | KAUFMAN | GAS | NORTH | 2003 | 184 | 184 | 184 | 184 | 184 | 184 | 184 | 184 | 184 | 184
84 | FORNEY ENERGY CENTER CTG 21 |  | FRNYPP_GT21 | KAUFMAN | GAS | NORTH | 2003 | 192 | 192 | 192 | 192 | 192 | 192 | 192 | 192 | 192 | 192
85 | FORNEY ENERGY CENTER CTG 22 |  | FRNYPP_GT22 | KAUFMAN | GAS | NORTH | 2003 | 184 | 184 | 184 | 184 | 184 | 184 | 184 | 184 | 184 | 184
86 | FORNEY ENERGY CENTER CTG 23 |  | FRNYPP_GT23 | KAUFMAN | GAS | NORTH | 2003 | 184 | 184 | 184 | 184 | 184 | 184 | 184 | 184 | 184 | 184
87 | FORNEY ENERGY CENTER STG 10 |  | FRNYPP_ST10 | KAUFMAN | GAS | NORTH | 2003 | 420 | 420 | 420 | 420 | 420 | 420 | 420 | 420 | 420 | 420
88 | FORNEY ENERGY CENTER STG 20 |  | FRNYPP_ST20 | KAUFMAN | GAS | NORTH | 2003 | 420 | 420 | 420 | 420 | 420 | 420 | 420 | 420 | 420 | 420
89 | FREESTONE ENERGY CENTER CTG 1 |  | FREC_GT1 | FREESTONE | GAS | NORTH | 2002 | 160.7 | 160.7 | 160.7 | 160.7 | 160.7 | 160.7 | 160.7 | 160.7 | 160.7 | 160.7
90 | FREESTONE ENERGY CENTER CTG 2 |  | FREC_GT2 | FREESTONE | GAS | NORTH | 2002 | 160.7 | 160.7 | 160.7 | 160.7 | 160.7 | 160.7 | 160.7 | 160.7 | 160.7 | 160.7
91 | FREESTONE ENERGY CENTER STG 3 |  | FREC_ST3 | FREESTONE | GAS | NORTH | 2002 | 179.8 | 179.8 | 179.8 | 179.8 | 179.8 | 179.8 | 179.8 | 179.8 | 179.8 | 179.8
92 | FREESTONE ENERGY CENTER CTG 4 |  | FREC_GT4 | FREESTONE | GAS | NORTH | 2002 | 161.1 | 161.1 | 161.1 | 161.1 | 161.1 | 161.1 | 161.1 | 161.1 | 161.1 | 161.1
93 | FREESTONE ENERGY CENTER CTG 5 |  | FREC_GT5 | FREESTONE | GAS | NORTH | 2002 | 161.1 | 161.1 | 161.1 | 161.1 | 161.1 | 161.1 | 161.1 | 161.1 | 161.1 | 161.1
94 | FREESTONE ENERGY CENTER STG 6 |  | FREC_ST6 | FREESTONE | GAS | NORTH | 2002 | 179.7 | 179.7 | 179.7 | 179.7 | 179.7 | 179.7 | 179.7 | 179.7 | 179.7 | 179.7
95 | GUADALUPE ENERGY CENTER CTG 1 |  | GUADG_GAS1 | GUADALUPE | GAS | SOUTH | 2000 | 167 | 167 | 167 | 167 | 167 | 167 | 167 | 167 | 167 | 167
96 | GUADALUPE ENERGY CENTER CTG 2 |  | GUADG_GAS2 | GUADALUPE | GAS | SOUTH | 2000 | 167 | 167 | 167 | 167 | 167 | 167 | 167 | 167 | 167 | 167
97 | GUADALUPE ENERGY CENTER CTG 3 |  | GUADG_GAS3 | GUADALUPE | GAS | SOUTH | 2000 | 167 | 167 | 167 | 167 | 167 | 167 | 167 | 167 | 167 | 167
98 | GUADALUPE ENERGY CENTER CTG 4 |  | GUADG_GAS4 | GUADALUPE | GAS | SOUTH | 2000 | 167 | 167 | 167 | 167 | 167 | 167 | 167 | 167 | 167 | 167
99 | GUADALUPE ENERGY CENTER STG 5 |  | GUADG_STM5 | GUADALUPE | GAS | SOUTH | 2000 | 203 | 203 | 203 | 203 | 203 | 203 | 203 | 203 | 203 | 203
100 | GUADALUPE ENERGY CENTER STG 6 |  | GUADG_STM6 | GUADALUPE | GAS | SOUTH | 2000 | 203 | 203 | 203 | 203 | 203 | 203 | 203 | 203 | 203 | 203
101 | HAYS ENERGY FACILITY CSG 1 |  | HAYSEN_HAYSENG1 | HAYS | GAS | SOUTH | 2002 | 237 | 237 | 237 | 237 | 237 | 237 | 237 | 237 | 237 | 237
102 | HAYS ENERGY FACILITY CSG 2 |  | HAYSEN_HAYSENG2 | HAYS | GAS | SOUTH | 2002 | 237 | 237 | 237 | 237 | 237 | 237 | 237 | 237 | 237 | 237
103 | HAYS ENERGY FACILITY CSG 3 |  | HAYSEN_HAYSENG3 | HAYS | GAS | SOUTH | 2002 | 247 | 247 | 247 | 247 | 247 | 247 | 247 | 247 | 247 | 247
104 | HAYS ENERGY FACILITY CSG 4 |  | HAYSEN_HAYSENG4 | HAYS | GAS | SOUTH | 2002 | 247 | 247 | 247 | 247 | 247 | 247 | 247 | 247 | 247 | 247
105 | HIDALGO ENERGY CENTER CTG 1 |  | DUKE_DUKE_GT1 | HIDALGO | GAS | SOUTH | 2000 | 150 | 150 | 150 | 150 | 150 | 150 | 150 | 150 | 150 | 150
106 | HIDALGO ENERGY CENTER CTG 2 |  | DUKE_DUKE_GT2 | HIDALGO | GAS | SOUTH | 2000 | 150 | 150 | 150 | 150 | 150 | 150 | 150 | 150 | 150 | 150
107 | HIDALGO ENERGY CENTER STG |  | DUKE_DUKE_ST1 | HIDALGO | GAS | SOUTH | 2000 | 176 | 176 | 176 | 176 | 176 | 176 | 176 | 176 | 176 | 176
108 | JACK COUNTY GEN FACILITY CTG 1 |  | JACKCNTY_CT1 | JACK | GAS | NORTH | 2005 | 165 | 165 | 165 | 165 | 165 | 165 | 165 | 165 | 165 | 165
109 | JACK COUNTY GEN FACILITY CTG 2 |  | JACKCNTY_CT2 | JACK | GAS | NORTH | 2005 | 165 | 165 | 165 | 165 | 165 | 165 | 165 | 165 | 165 | 165
110 | JACK COUNTY GEN FACILITY STG 1 |  | JACKCNTY_STG | JACK | GAS | NORTH | 2005 | 310 | 310 | 310 | 310 | 310 | 310 | 310 | 310 | 310 | 310
111 | JACK COUNTY GEN FACILITY CTG 3 |  | JCKCNTY2_CT3 | JACK | GAS | NORTH | 2011 | 165 | 165 | 165 | 165 | 165 | 165 | 165 | 165 | 165 | 165
112 | JACK COUNTY GEN FACILITY CTG 4 |  | JCKCNTY2_CT4 | JACK | GAS | NORTH | 2011 | 165 | 165 | 165 | 165 | 165 | 165 | 165 | 165 | 165 | 165
113 | JACK COUNTY GEN FACILITY STG 2 |  | JCKCNTY2_ST2 | JACK | GAS | NORTH | 2011 | 310 | 310 | 310 | 310 | 310 | 310 | 310 | 310 | 310 | 310
114 | JOHNSON COUNTY GEN FACILITY CTG |  | TEN_CT1 | JOHNSON | GAS | NORTH | 1997 | 177 | 177 | 177 | 177 | 177 | 177 | 177 | 177 | 177 | 177
115 | JOHNSON COUNTY GEN FACILITY STG |  | TEN_STG | JOHNSON | GAS | NORTH | 1997 | 106 | 106 | 106 | 106 | 106 | 106 | 106 | 106 | 106 | 106
116 | LAMAR ENERGY CENTER CTG 11 |  | LPCCS_CT11 | LAMAR | GAS | NORTH | 2000 | 186 | 186 | 186 | 186 | 186 | 186 | 186 | 186 | 186 | 186
117 | LAMAR ENERGY CENTER CTG 12 |  | LPCCS_CT12 | LAMAR | GAS | NORTH | 2000 | 176 | 176 | 176 | 176 | 176 | 176 | 176 | 176 | 176 | 176
118 | LAMAR ENERGY CENTER CTG 21 |  | LPCCS_CT21 | LAMAR | GAS | NORTH | 2000 | 176 | 176 | 176 | 176 | 176 | 176 | 176 | 176 | 176 | 176
119 | LAMAR ENERGY CENTER CTG 22 |  | LPCCS_CT22 | LAMAR | GAS | NORTH | 2000 | 186 | 186 | 186 | 186 | 186 | 186 | 186 | 186 | 186 | 186
120 | LAMAR ENERGY CENTER STG 1 |  | LPCCS_UNIT1 | LAMAR | GAS | NORTH | 2000 | 204 | 204 | 204 | 204 | 204 | 204 | 204 | 204 | 204 | 204
121 | LAMAR ENERGY CENTER STG 2 |  | LPCCS_UNIT2 | LAMAR | GAS | NORTH | 2000 | 204 | 204 | 204 | 204 | 204 | 204 | 204 | 204 | 204 | 204
122 | LOST PINES POWER CTG 1 |  | LOSTPI_LOSTPGT1 | BASTROP | GAS | SOUTH | 2001 | 183 | 183 | 183 | 183 | 183 | 183 | 183 | 183 | 183 | 183
123 | LOST PINES POWER CTG 2 |  | LOSTPI_LOSTPGT2 | BASTROP | GAS | SOUTH | 2001 | 183 | 183 | 183 | 183 | 183 | 183 | 183 | 183 | 183 | 183
124 | LOST PINES POWER STG |  | LOSTPI_LOSTPST1 | BASTROP | GAS | SOUTH | 2001 | 192 | 192 | 192 | 192 | 192 | 192 | 192 | 192 | 192 | 192
125 | MAGIC VALLEY STATION CTG 1 |  | NEDIN_NEDIN_G1 | HIDALGO | GAS | SOUTH | 2001 | 218.6 | 218.6 | 218.6 | 218.6 | 218.6 | 218.6 | 218.6 | 218.6 | 218.6 | 218.6
126 | MAGIC VALLEY STATION CTG 2 |  | NEDIN_NEDIN_G2 | HIDALGO | GAS | SOUTH | 2001 | 218.6 | 218.6 | 218.6 | 218.6 | 218.6 | 218.6 | 218.6 | 218.6 | 218.6 | 218.6
127 | MAGIC VALLEY STATION STG |  | NEDIN_NEDIN_G3 | HIDALGO | GAS | SOUTH | 2001 | 257.9 | 257.9 | 257.9 | 257.9 | 257.9 | 257.9 | 257.9 | 257.9 | 257.9 | 257.9
128 | MIDLOTHIAN ENERGY FACILITY CS 1 |  | MDANP_CT1 | ELLIS | GAS | NORTH | 2001 | 240 | 240 | 240 | 240 | 240 | 240 | 240 | 240 | 240 | 240
129 | MIDLOTHIAN ENERGY FACILITY CS 2 |  | MDANP_CT2 | ELLIS | GAS | NORTH | 2001 | 240 | 240 | 240 | 240 | 240 | 240 | 240 | 240 | 240 | 240
130 | MIDLOTHIAN ENERGY FACILITY CS 3 |  | MDANP_CT3 | ELLIS | GAS | NORTH | 2001 | 240 | 240 | 240 | 240 | 240 | 240 | 240 | 240 | 240 | 240
131 | MIDLOTHIAN ENERGY FACILITY CS 4 |  | MDANP_CT4 | ELLIS | GAS | NORTH | 2001 | 240 | 240 | 240 | 240 | 240 | 240 | 240 | 240 | 240 | 240
132 | MIDLOTHIAN ENERGY FACILITY CS 5 |  | MDANP_CT5 | ELLIS | GAS | NORTH | 2002 | 257 | 257 | 257 | 257 | 257 | 257 | 257 | 257 | 257 | 257
133 | MIDLOTHIAN ENERGY FACILITY CS 6 |  | MDANP_CT6 | ELLIS | GAS | NORTH | 2002 | 257 | 257 | 257 | 257 | 257 | 257 | 257 | 257 | 257 | 257
134 | NUECES BAY REPOWER CTG 8 |  | NUECES_B_NUECESG8 | NUECES | GAS | COASTAL | 2010 | 165 | 165 | 165 | 165 | 165 | 165 | 165 | 165 | 165 | 165
135 | NUECES BAY REPOWER CTG 9 |  | NUECES_B_NUECESG9 | NUECES | GAS | COASTAL | 2010 | 165 | 165 | 165 | 165 | 165 | 165 | 165 | 165 | 165 | 165
136 | NUECES BAY REPOWER STG 7 |  | NUECES_B_NUECESG7 | NUECES | GAS | COASTAL | 1972 | 325 | 325 | 325 | 325 | 325 | 325 | 325 | 325 | 325 | 325
137 | ODESSA-ECTOR POWER CTG 11 |  | OECCS_CT11 | ECTOR | GAS | WEST | 2001 | 162.6 | 162.6 | 162.6 | 162.6 | 162.6 | 162.6 | 162.6 | 162.6 | 162.6 | 162.6
138 | ODESSA-ECTOR POWER CTG 12 |  | OECCS_CT12 | ECTOR | GAS | WEST | 2001 | 151.2 | 151.2 | 151.2 | 151.2 | 151.2 | 151.2 | 151.2 | 151.2 | 151.2 | 151.2
139 | ODESSA-ECTOR POWER CTG 21 |  | OECCS_CT21 | ECTOR | GAS | WEST | 2001 | 155.8 | 155.8 | 155.8 | 155.8 | 155.8 | 155.8 | 155.8 | 155.8 | 155.8 | 155.8
140 | ODESSA-ECTOR POWER CTG 22 |  | OECCS_CT22 | ECTOR | GAS | WEST | 2001 | 153.3 | 153.3 | 153.3 | 153.3 | 153.3 | 153.3 | 153.3 | 153.3 | 153.3 | 153.3
141 | ODESSA-ECTOR POWER STG 1 |  | OECCS_UNIT1 | ECTOR | GAS | WEST | 2001 | 216 | 216 | 216 | 216 | 216 | 216 | 216 | 216 | 216 | 216
142 | ODESSA-ECTOR POWER STG 2 |  | OECCS_UNIT2 | ECTOR | GAS | WEST | 2001 | 216 | 216 | 216 | 216 | 216 | 216 | 216 | 216 | 216 | 216
143 | PANDA SHERMAN POWER CTG1 |  | PANDA_S_SHER1CT1 | GRAYSON | GAS | NORTH | 2014 | 218.5 | 218.5 | 218.5 | 218.5 | 218.5 | 218.5 | 218.5 | 218.5 | 218.5 | 218.5
144 | PANDA SHERMAN POWER CTG2 |  | PANDA_S_SHER1CT2 | GRAYSON | GAS | NORTH | 2014 | 218.5 | 218.5 | 218.5 | 218.5 | 218.5 | 218.5 | 218.5 | 218.5 | 218.5 | 218.5
145 | PANDA SHERMAN POWER STG |  | PANDA_S_SHER1ST1 | GRAYSON | GAS | NORTH | 2014 | 333.6 | 333.6 | 333.6 | 333.6 | 333.6 | 333.6 | 333.6 | 333.6 | 333.6 | 333.6
146 | PANDA TEMPLE I POWER CTG1 |  | PANDA_T1_TMPL1CT1 | BELL | GAS | NORTH | 2014 | 218.5 | 218.5 | 218.5 | 218.5 | 218.5 | 218.5 | 218.5 | 218.5 | 218.5 | 218.5
147 | PANDA TEMPLE I POWER CTG2 |  | PANDA_T1_TMPL1CT2 | BELL | GAS | NORTH | 2014 | 218.5 | 218.5 | 218.5 | 218.5 | 218.5 | 218.5 | 218.5 | 218.5 | 218.5 | 218.5
148 | PANDA TEMPLE I POWER STG |  | PANDA_T1_TMPL1ST1 | BELL | GAS | NORTH | 2014 | 333.6 | 333.6 | 333.6 | 333.6 | 333.6 | 333.6 | 333.6 | 333.6 | 333.6 | 333.6
149 | PANDA TEMPLE II POWER CTG1 |  | PANDA_T2_TMPL2CT1 | BELL | GAS | NORTH | 2015 | 218.5 | 218.5 | 218.5 | 218.5 | 218.5 | 218.5 | 218.5 | 218.5 | 218.5 | 218.5
150 | PANDA TEMPLE II POWER CTG2 |  | PANDA_T2_TMPL2CT2 | BELL | GAS | NORTH | 2015 | 218.5 | 218.5 | 218.5 | 218.5 | 218.5 | 218.5 | 218.5 | 218.5 | 218.5 | 218.5
151 | PANDA TEMPLE II POWER STG |  | PANDA_T2_TMPL2ST1 | BELL | GAS | NORTH | 2015 | 333.6 | 333.6 | 333.6 | 333.6 | 333.6 | 333.6 | 333.6 | 333.6 | 333.6 | 333.6
152 | PARIS ENERGY CENTER CTG 1 |  | TNSKA_GT1 | LAMAR | GAS | NORTH | 1989 | 87 | 87 | 87 | 87 | 87 | 87 | 87 | 87 | 87 | 87
153 | PARIS ENERGY CENTER CTG 2 |  | TNSKA_GT2 | LAMAR | GAS | NORTH | 1989 | 87 | 87 | 87 | 87 | 87 | 87 | 87 | 87 | 87 | 87
154 | PARIS ENERGY CENTER STG |  | TNSKA_STG | LAMAR | GAS | NORTH | 1990 | 89 | 89 | 89 | 89 | 89 | 89 | 89 | 89 | 89 | 89
155 | PASADENA COGEN FACILITY CTG 2 |  | PSG_PSG_GT2 | HARRIS | GAS | HOUSTON | 2000 | 176 | 176 | 176 | 176 | 176 | 176 | 176 | 176 | 176 | 176
156 | PASADENA COGEN FACILITY CTG 3 |  | PSG_PSG_GT3 | HARRIS | GAS | HOUSTON | 2000 | 176 | 176 | 176 | 176 | 176 | 176 | 176 | 176 | 176 | 176
157 | PASADENA COGEN FACILITY STG 2 |  | PSG_PSG_ST2 | HARRIS | GAS | HOUSTON | 2000 | 169 | 169 | 169 | 169 | 169 | 169 | 169 | 169 | 169 | 169
158 | QUAIL RUN ENERGY CTG 1 |  | QALSW_GT1 | ECTOR | GAS | WEST | 2007 | 84 | 84 | 84 | 84 | 84 | 84 | 84 | 84 | 84 | 84
159 | QUAIL RUN ENERGY CTG 2 |  | QALSW_GT2 | ECTOR | GAS | WEST | 2007 | 86 | 86 | 86 | 86 | 86 | 86 | 86 | 86 | 86 | 86
160 | QUAIL RUN ENERGY STG 1 |  | QALSW_STG1 | ECTOR | GAS | WEST | 2007 | 98 | 98 | 98 | 98 | 98 | 98 | 98 | 98 | 98 | 98
161 | QUAIL RUN ENERGY CTG 3 |  | QALSW_GT3 | ECTOR | GAS | WEST | 2008 | 81 | 81 | 81 | 81 | 81 | 81 | 81 | 81 | 81 | 81
162 | QUAIL RUN ENERGY CTG 4 |  | QALSW_GT4 | ECTOR | GAS | WEST | 2008 | 81 | 81 | 81 | 81 | 81 | 81 | 81 | 81 | 81 | 81
163 | QUAIL RUN ENERGY STG 2 |  | QALSW_STG2 | ECTOR | GAS | WEST | 2008 | 98 | 98 | 98 | 98 | 98 | 98 | 98 | 98 | 98 | 98
164 | RIO NOGALES POWER CTG 1 |  | RIONOG_CT1 | GUADALUPE | GAS | SOUTH | 2002 | 175 | 175 | 175 | 175 | 175 | 175 | 175 | 175 | 175 | 175
165 | RIO NOGALES POWER CTG 2 |  | RIONOG_CT2 | GUADALUPE | GAS | SOUTH | 2002 | 175 | 175 | 175 | 175 | 175 | 175 | 175 | 175 | 175 | 175
166 | RIO NOGALES POWER CTG 3 |  | RIONOG_CT3 | GUADALUPE | GAS | SOUTH | 2002 | 175 | 175 | 175 | 175 | 175 | 175 | 175 | 175 | 175 | 175
167 | RIO NOGALES POWER STG 4 |  | RIONOG_ST1 | GUADALUPE | GAS | SOUTH | 2002 | 323 | 323 | 323 | 323 | 323 | 323 | 323 | 323 | 323 | 323
168 | SAM RAYBURN POWER CTG 7 |  | RAYBURN_RAYBURG7 | VICTORIA | GAS | SOUTH | 2003 | 50 | 50 | 50 | 50 | 50 | 50 | 50 | 50 | 50 | 50
169 | SAM RAYBURN POWER CTG 8 |  | RAYBURN_RAYBURG8 | VICTORIA | GAS | SOUTH | 2003 | 51 | 51 | 51 | 51 | 51 | 51 | 51 | 51 | 51 | 51
170 | SAM RAYBURN POWER CTG 9 |  | RAYBURN_RAYBURG9 | VICTORIA | GAS | SOUTH | 2003 | 50 | 50 | 50 | 50 | 50 | 50 | 50 | 50 | 50 | 50
171 | SAM RAYBURN POWER STG 10 |  | RAYBURN_RAYBURG10 | VICTORIA | GAS | SOUTH | 2003 | 40 | 40 | 40 | 40 | 40 | 40 | 40 | 40 | 40 | 40
172 | SANDHILL ENERGY CENTER CTG 5A |  | SANDHSYD_SH_5A | TRAVIS | GAS | SOUTH | 2004 | 170 | 170 | 170 | 170 | 170 | 170 | 170 | 170 | 170 | 170
173 | SANDHILL ENERGY CENTER STG 5C |  | SANDHSYD_SH_5C | TRAVIS | GAS | SOUTH | 2004 | 160 | 160 | 160 | 160 | 160 | 160 | 160 | 160 | 160 | 160
174 | SILAS RAY POWER STG 6 |  | SILASRAY_SILAS_6 | CAMERON | GAS | COASTAL | 1962 | 21 | 21 | 21 | 21 | 21 | 21 | 21 | 21 | 21 | 21
175 | SILAS RAY POWER CTG 9 |  | SILASRAY_SILAS_9 | CAMERON | GAS | COASTAL | 1996 | 49 | 49 | 49 | 49 | 49 | 49 | 49 | 49 | 49 | 49
176 | T H WHARTON POWER CTG 31 |  | THW_THWGT31 | HARRIS | GAS | HOUSTON | 1972 | 57 | 57 | 57 | 57 | 57 | 57 | 57 | 57 | 57 | 57
177 | T H WHARTON POWER CTG 32 |  | THW_THWGT32 | HARRIS | GAS | HOUSTON | 1972 | 57 | 57 | 57 | 57 | 57 | 57 | 57 | 57 | 57 | 57
178 | T H WHARTON POWER CTG 33 |  | THW_THWGT33 | HARRIS | GAS | HOUSTON | 1972 | 57 | 57 | 57 | 57 | 57 | 57 | 57 | 57 | 57 | 57
179 | T H WHARTON POWER CTG 34 |  | THW_THWGT34 | HARRIS | GAS | HOUSTON | 1972 | 57 | 57 | 57 | 57 | 57 | 57 | 57 | 57 | 57 | 57
180 | T H WHARTON POWER STG 3 |  | THW_THWST_3 | HARRIS | GAS | HOUSTON | 1974 | 104 | 104 | 104 | 104 | 104 | 104 | 104 | 104 | 104 | 104
181 | T H WHARTON POWER CTG 41 |  | THW_THWGT41 | HARRIS | GAS | HOUSTON | 1972 | 57 | 57 | 57 | 57 | 57 | 57 | 57 | 57 | 57 | 57
182 | T H WHARTON POWER CTG 42 |  | THW_THWGT42 | HARRIS | GAS | HOUSTON | 1972 | 57 | 57 | 57 | 57 | 57 | 57 | 57 | 57 | 57 | 57
183 | T H WHARTON POWER CTG 43 |  | THW_THWGT43 | HARRIS | GAS | HOUSTON | 1974 | 57 | 57 | 57 | 57 | 57 | 57 | 57 | 57 | 57 | 57
184 | T H WHARTON POWER CTG 44 |  | THW_THWGT44 | HARRIS | GAS | HOUSTON | 1974 | 57 | 57 | 57 | 57 | 57 | 57 | 57 | 57 | 57 | 57
185 | T H WHARTON POWER STG 4 |  | THW_THWST_4 | HARRIS | GAS | HOUSTON | 1974 | 104 | 104 | 104 | 104 | 104 | 104 | 104 | 104 | 104 | 104
186 | TEXAS CITY POWER CTG A |  | TXCTY_CTA | GALVESTON | GAS | HOUSTON | 2000 | 102.4 | 102.4 | 102.4 | 102.4 | 102.4 | 102.4 | 102.4 | 102.4 | 102.4 | 102.4
187 | TEXAS CITY POWER CTG B |  | TXCTY_CTB | GALVESTON | GAS | HOUSTON | 2000 | 102.4 | 102.4 | 102.4 | 102.4 | 102.4 | 102.4 | 102.4 | 102.4 | 102.4 | 102.4
188 | TEXAS CITY POWER CTG C |  | TXCTY_CTC | GALVESTON | GAS | HOUSTON | 2000 | 102.4 | 102.4 | 102.4 | 102.4 | 102.4 | 102.4 | 102.4 | 102.4 | 102.4 | 102.4
189 | TEXAS CITY POWER STG |  | TXCTY_ST | GALVESTON | GAS | HOUSTON | 2000 | 131.5 | 131.5 | 131.5 | 131.5 | 131.5 | 131.5 | 131.5 | 131.5 | 131.5 | 131.5
190 | VICTORIA POWER CTG 6 |  | VICTORIA_VICTORG6 | VICTORIA | GAS | SOUTH | 2009 | 171 | 171 | 171 | 171 | 171 | 171 | 171 | 171 | 171 | 171
191 | VICTORIA POWER STG 5 |  | VICTORIA_VICTORG5 | VICTORIA | GAS | SOUTH | 1963 | 132 | 132 | 132 | 132 | 132 | 132 | 132 | 132 | 132 | 132
192 | WICHITA FALLS CTG 1 |  | WFCOGEN_UNIT1 | WICHITA | GAS | WEST | 1987 | 20 | 20 | 20 | 20 | 20 | 20 | 20 | 20 | 20 | 20
193 | WICHITA FALLS CTG 2 |  | WFCOGEN_UNIT2 | WICHITA | GAS | WEST | 1987 | 20 | 20 | 20 | 20 | 20 | 20 | 20 | 20 | 20 | 20
194 | WICHITA FALLS CTG 3 |  | WFCOGEN_UNIT3 | WICHITA | GAS | WEST | 1987 | 20 | 20 | 20 | 20 | 20 | 20 | 20 | 20 | 20 | 20
195 | WICHITA FALLS STG 4 |  | WFCOGEN_UNIT4 | WICHITA | GAS | WEST | 1987 | 16 | 16 | 16 | 16 | 16 | 16 | 16 | 16 | 16 | 16
196 | WISE-TRACTEBEL POWER CTG 1 |  | WCPP_CT1 | WISE | GAS | NORTH | 2004 | 275 | 275 | 275 | 275 | 275 | 275 | 275 | 275 | 275 | 275
197 | WISE-TRACTEBEL POWER CTG 2 |  | WCPP_CT2 | WISE | GAS | NORTH | 2004 | 275 | 275 | 275 | 275 | 275 | 275 | 275 | 275 | 275 | 275
198 | WISE-TRACTEBEL POWER STG 1 |  | WCPP_ST1 | WISE | GAS | NORTH | 2004 | 290 | 290 | 290 | 290 | 290 | 290 | 290 | 290 | 290 | 290
199 | WOLF HOLLOW POWER CTG 1 |  | WHCCS_CT1 | HOOD | GAS | NORTH | 2002 | 249 | 249 | 249 | 249 | 249 | 249 | 249 | 249 | 249 | 249
200 | WOLF HOLLOW POWER CTG 2 |  | WHCCS_CT2 | HOOD | GAS | NORTH | 2002 | 249 | 249 | 249 | 249 | 249 | 249 | 249 | 249 | 249 | 249
201 | WOLF HOLLOW POWER STG |  | WHCCS_STG | HOOD | GAS | NORTH | 2002 | 293 | 293 | 293 | 293 | 293 | 293 | 293 | 293 | 293 | 293
202 | ATKINS CTG 7 |  | ATKINS_ATKINSG7 | BRAZOS | GAS | NORTH | 1973 | 20 | 20 | 20 | 20 | 20 | 20 | 20 | 20 | 20 | 20
203 | DANSBY CTG 2 |  | DANSBY_DANSBYG2 | BRAZOS | GAS | NORTH | 2004 | 48 | 48 | 48 | 48 | 48 | 48 | 48 | 48 | 48 | 48
204 | DANSBY CTG 3 |  | DANSBY_DANSBYG3 | BRAZOS | GAS | NORTH | 2010 | 50 | 50 | 50 | 50 | 50 | 50 | 50 | 50 | 50 | 50
205 | DECKER CREEK CTG 1 |  | DECKER_DPGT_1 | TRAVIS | GAS | SOUTH | 1989 | 54 | 54 | 54 | 54 | 54 | 54 | 54 | 54 | 54 | 54
206 | DECKER CREEK CTG 2 |  | DECKER_DPGT_2 | TRAVIS | GAS | SOUTH | 1989 | 54 | 54 | 54 | 54 | 54 | 54 | 54 | 54 | 54 | 54
207 | DECKER CREEK CTG 3 |  | DECKER_DPGT_3 | TRAVIS | GAS | SOUTH | 1989 | 54 | 54 | 54 | 54 | 54 | 54 | 54 | 54 | 54 | 54
208 | DECKER CREEK CTG 4 |  | DECKER_DPGT_4 | TRAVIS | GAS | SOUTH | 1989 | 54 | 54 | 54 | 54 | 54 | 54 | 54 | 54 | 54 | 54
209 | DECORDOVA CTG 1 |  | DCSES_CT10 | HOOD | GAS | NORTH | 1990 | 80 | 80 | 80 | 80 | 80 | 80 | 80 | 80 | 80 | 80
210 | DECORDOVA CTG 2 |  | DCSES_CT20 | HOOD | GAS | NORTH | 1990 | 79 | 79 | 79 | 79 | 79 | 79 | 79 | 79 | 79 | 79
211 | DECORDOVA CTG 3 |  | DCSES_CT30 | HOOD | GAS | NORTH | 1990 | 78 | 78 | 78 | 78 | 78 | 78 | 78 | 78 | 78 | 78
212 | DECORDOVA CTG 4 |  | DCSES_CT40 | HOOD | GAS | NORTH | 1990 | 77 | 77 | 77 | 77 | 77 | 77 | 77 | 77 | 77 | 77
213 | ECTOR COUNTY ENERGY CTG 1 |  | ECEC_G1 | ECTOR | GAS | WEST | 2015 | 170.4 | 170.4 | 170.4 | 170.4 | 170.4 | 170.4 | 170.4 | 170.4 | 170.4 | 170.4
214 | ECTOR COUNTY ENERGY CTG 2 |  | ECEC_G2 | ECTOR | GAS | WEST | 2015 | 170.4 | 170.4 | 170.4 | 170.4 | 170.4 | 170.4 | 170.4 | 170.4 | 170.4 | 170.4
215 | EXTEX LAPORTE GEN STN CTG 1 |  | AZ_AZ_G1 | HARRIS | GAS | HOUSTON | 2009 | 45 | 45 | 45 | 45 | 45 | 45 | 45 | 45 | 45 | 45
216 | EXTEX LAPORTE GEN STN CTG 2 |  | AZ_AZ_G2 | HARRIS | GAS | HOUSTON | 2009 | 45 | 45 | 45 | 45 | 45 | 45 | 45 | 45 | 45 | 45
217 | EXTEX LAPORTE GEN STN CTG 3 |  | AZ_AZ_G3 | HARRIS | GAS | HOUSTON | 2009 | 45 | 45 | 45 | 45 | 45 | 45 | 45 | 45 | 45 | 45
218 | EXTEX LAPORTE GEN STN CTG 4 |  | AZ_AZ_G4 | HARRIS | GAS | HOUSTON | 2009 | 45 | 45 | 45 | 45 | 45 | 45 | 45 | 45 | 45 | 45
219 | GREENS BAYOU CTG 73 |  | GBY_GBYGT73 | HARRIS | GAS | HOUSTON | 1976 | 54 | 54 | 54 | 54 | 54 | 54 | 54 | 54 | 54 | 54
220 | GREENS BAYOU CTG 74 |  | GBY_GBYGT74 | HARRIS | GAS | HOUSTON | 1976 | 54 | 54 | 54 | 54 | 54 | 54 | 54 | 54 | 54 | 54
221 | GREENS BAYOU CTG 81 |  | GBY_GBYGT81 | HARRIS | GAS | HOUSTON | 1976 | 54 | 54 | 54 | 54 | 54 | 54 | 54 | 54 | 54 | 54
222 | GREENS BAYOU CTG 82 |  | GBY_GBYGT82 | HARRIS | GAS | HOUSTON | 1976 | 58 | 58 | 58 | 58 | 58 | 58 | 58 | 58 | 58 | 58
223 | GREENS BAYOU CTG 83 |  | GBY_GBYGT83 | HARRIS | GAS | HOUSTON | 1976 | 64 | 64 | 64 | 64 | 64 | 64 | 64 | 64 | 64 | 64
224 | GREENS BAYOU CTG 84 |  | GBY_GBYGT84 | HARRIS | GAS | HOUSTON | 1976 | 54 | 54 | 54 | 54 | 54 | 54 | 54 | 54 | 54 | 54
225 | GREENVILLE IC ENGINE PLANT |  | STEAM_ENGINE_1 | HUNT | GAS | NORTH | 2010 | 8.4 | 8.4 | 8.4 | 8.4 | 8.4 | 8.4 | 8.4 | 8.4 | 8.4 | 8.4
226 | GREENVILLE IC ENGINE PLANT |  | STEAM_ENGINE_2 | HUNT | GAS | NORTH | 2010 | 8.4 | 8.4 | 8.4 | 8.4 | 8.4 | 8.4 | 8.4 | 8.4 | 8.4 | 8.4
227 | GREENVILLE IC ENGINE PLANT |  | STEAM_ENGINE_3 | HUNT | GAS | NORTH | 2010 | 8.4 | 8.4 | 8.4 | 8.4 | 8.4 | 8.4 | 8.4 | 8.4 | 8.4 | 8.4
228 | LAREDO CTG 4 |  | LARDVFTN_G4 | WEBB | GAS | SOUTH | 2008 | 97.4 | 97.4 | 97.4 | 97.4 | 97.4 | 97.4 | 97.4 | 97.4 | 97.4 | 97.4
229 | LAREDO CTG 5 |  | LARDVFTN_G5 | WEBB | GAS | SOUTH | 2008 | 94.4 | 94.4 | 94.4 | 94.4 | 94.4 | 94.4 | 94.4 | 94.4 | 94.4 | 94.4
230 | LEON CREEK PEAKER CTG 1 |  | LEON_CRK_LCPCT1 | BEXAR | GAS | SOUTH | 2004 | 48 | 48 | 48 | 48 | 48 | 48 | 48 | 48 | 48 | 48
231 | LEON CREEK PEAKER CTG 2 |  | LEON_CRK_LCPCT2 | BEXAR | GAS | SOUTH | 2004 | 48 | 48 | 48 | 48 | 48 | 48 | 48 | 48 | 48 | 48
232 | LEON CREEK PEAKER CTG 3 |  | LEON_CRK_LCPCT3 | BEXAR | GAS | SOUTH | 2004 | 48 | 48 | 48 | 48 | 48 | 48 | 48 | 48 | 48 | 48
233 | LEON CREEK PEAKER CTG 4 |  | LEON_CRK_LCPCT4 | BEXAR | GAS | SOUTH | 2004 | 48 | 48 | 48 | 48 | 48 | 48 | 48 | 48 | 48 | 48
234 | MORGAN CREEK CTG 1 |  | MGSES_CT1 | MITCHELL | GAS | WEST | 1988 | 81 | 81 | 81 | 81 | 81 | 81 | 81 | 81 | 81 | 81
235 | MORGAN CREEK CTG 2 |  | MGSES_CT2 | MITCHELL | GAS | WEST | 1988 | 81 | 81 | 81 | 81 | 81 | 81 | 81 | 81 | 81 | 81
236 | MORGAN CREEK CTG 3 |  | MGSES_CT3 | MITCHELL | GAS | WEST | 1988 | 81 | 81 | 81 | 81 | 81 | 81 | 81 | 81 | 81 | 81
237 | MORGAN CREEK CTG 4 |  | MGSES_CT4 | MITCHELL | GAS | WEST | 1988 | 81 | 81 | 81 | 81 | 81 | 81 | 81 | 81 | 81 | 81
238 | MORGAN CREEK CTG 5 |  | MGSES_CT5 | MITCHELL | GAS | WEST | 1988 | 81 | 81 | 81 | 81 | 81 | 81 | 81 | 81 | 81 | 81
239 | MORGAN CREEK CTG 6 |  | MGSES_CT6 | MITCHELL | GAS | WEST | 1988 | 81 | 81 | 81 | 81 | 81 | 81 | 81 | 81 | 81 | 81
240 | PEARSALL IC ENGINE PLANT A |  | PEARSAL2_AGR_A | FRIO | GAS | SOUTH | 2012 | 50.6 | 50.6 | 50.6 | 50.6 | 50.6 | 50.6 | 50.6 | 50.6 | 50.6 | 50.6
241 | PEARSALL IC ENGINE PLANT B |  | PEARSAL2_AGR_B | FRIO | GAS | SOUTH | 2012 | 50.6 | 50.6 | 50.6 | 50.6 | 50.6 | 50.6 | 50.6 | 50.6 | 50.6 | 50.6
242 | PEARSALL IC ENGINE PLANT C |  | PEARSAL2_AGR_C | FRIO | GAS | SOUTH | 2012 | 50.6 | 50.6 | 50.6 | 50.6 | 50.6 | 50.6 | 50.6 | 50.6 | 50.6 | 50.6
243 | PEARSALL IC ENGINE PLANT D |  | PEARSAL2_AGR_D | FRIO | GAS | SOUTH | 2012 | 50.6 | 50.6 | 50.6 | 50.6 | 50.6 | 50.6 | 50.6 | 50.6 | 50.6 | 50.6
244 | PERMIAN BASIN CTG 1 |  | PB2SES_CT1 | WARD | GAS | WEST | 1988 | 71 | 71 | 71 | 71 | 71 | 71 | 71 | 71 | 71 | 71
245 | PERMIAN BASIN CTG 2 |  | PB2SES_CT2 | WARD | GAS | WEST | 1988 | 71 | 71 | 71 | 71 | 71 | 71 | 71 | 71 | 71 | 71
246 | PERMIAN BASIN CTG 3 |  | PB2SES_CT3 | WARD | GAS | WEST | 1988 | 74 | 74 | 74 | 74 | 74 | 74 | 74 | 74 | 74 | 74
247 | PERMIAN BASIN CTG 4 |  | PB2SES_CT4 | WARD | GAS | WEST | 1990 | 75 | 75 | 75 | 75 | 75 | 75 | 75 | 75 | 75 | 75
248 | PERMIAN BASIN CTG 5 |  | PB2SES_CT5 | WARD | GAS | WEST | 1990 | 75 | 75 | 75 | 75 | 75 | 75 | 75 | 75 | 75 | 75
249 | R W MILLER CTG 4 |  | MIL_MILLERG4 | PALO PINTO | GAS | NORTH | 1994 | 115 | 115 | 115 | 115 | 115 | 115 | 115 | 115 | 115 | 115
250 | R W MILLER CTG 5 |  | MIL_MILLERG5 | PALO PINTO | GAS | NORTH | 1994 | 115 | 115 | 115 | 115 | 115 | 115 | 115 | 115 | 115 | 115
251 | RAY OLINGER CTG 4 |  | OLINGR_OLING_4 | COLLIN | GAS | NORTH | 2001 | 84 | 84 | 84 | 84 | 84 | 84 | 84 | 84 | 84 | 84
252 | SAM RAYBURN CTG 1 |  | RAYBURN_RAYBURG1 | VICTORIA | GAS | SOUTH | 1963 | 13.5 | 13.5 | 13.5 | 13.5 | 13.5 | 13.5 | 13.5 | 13.5 | 13.5 | 13.5
253 | SAM RAYBURN CTG 2 |  | RAYBURN_RAYBURG2 | VICTORIA | GAS | SOUTH | 1963 | 13.5 | 13.5 | 13.5 | 13.5 | 13.5 | 13.5 | 13.5 | 13.5 | 13.5 | 13.5
254 | SAN JACINTO SES CTG 1 |  | SJS_SJS_G1 | HARRIS | GAS | HOUSTON | 1995 | 81 | 81 | 81 | 81 | 81 | 81 | 81 | 81 | 81 | 81
255 | SAN JACINTO SES CTG 2 |  | SJS_SJS_G2 | HARRIS | GAS | HOUSTON | 1995 | 81 | 81 | 81 | 81 | 81 | 81 | 81 | 81 | 81 | 81
256 | SANDHILL ENERGY CENTER CTG 1 |  | SANDHSYD_SH1 | TRAVIS | GAS | SOUTH | 2001 | 48 | 48 | 48 | 48 | 48 | 48 | 48 | 48 | 48 | 48
257 | SANDHILL ENERGY CENTER CTG 2 |  | SANDHSYD_SH2 | TRAVIS | GAS | SOUTH | 2001 | 48 | 48 | 48 | 48 | 48 | 48 | 48 | 48 | 48 | 48
258 | SANDHILL ENERGY CENTER CTG 3 |  | SANDHSYD_SH3 | TRAVIS | GAS | SOUTH | 2001 | 48 | 48 | 48 | 48 | 48 | 48 | 48 | 48 | 48 | 48
259 | SANDHILL ENERGY CENTER CTG 4 |  | SANDHSYD_SH4 | TRAVIS | GAS | SOUTH | 2001 | 48 | 48 | 48 | 48 | 48 | 48 | 48 | 48 | 48 | 48
260 | SANDHILL ENERGY CENTER CTG 6 |  | SANDHSYD_SH6 | TRAVIS | GAS | SOUTH | 2010 | 48 | 48 | 48 | 48 | 48 | 48 | 48 | 48 | 48 | 48
261 | SANDHILL ENERGY CENTER CTG 7 |  | SANDHSYD_SH7 | TRAVIS | GAS | SOUTH | 2010 | 48 | 48 | 48 | 48 | 48 | 48 | 48 | 48 | 48 | 48
262 | SILAS RAY CTG 10 |  | SILASRAY_SILAS_10 | CAMERON | GAS | COASTAL | 2004 | 46 | 46 | 46 | 46 | 46 | 46 | 46 | 46 | 46 | 46
263 | T H WHARTON CTG 51 |  | THW_THWGT51 | HARRIS | GAS | HOUSTON | 1975 | 57 | 57 | 57 | 57 | 57 | 57 | 57 | 57 | 57 | 57
264 | T H WHARTON CTG 52 |  | THW_THWGT52 | HARRIS | GAS | HOUSTON | 1975 | 57 | 57 | 57 | 57 | 57 | 57 | 57 | 57 | 57 | 57
265 | T H WHARTON CTG 53 |  | THW_THWGT53 | HARRIS | GAS | HOUSTON | 1975 | 57 | 57 | 57 | 57 | 57 | 57 | 57 | 57 | 57 | 57
266 | T H WHARTON CTG 54 |  | THW_THWGT54 | HARRIS | GAS | HOUSTON | 1975 | 57 | 57 | 57 | 57 | 57 | 57 | 57 | 57 | 57 | 57
267 | T H WHARTON CTG 55 |  | THW_THWGT55 | HARRIS | GAS | HOUSTON | 1975 | 57 | 57 | 57 | 57 | 57 | 57 | 57 | 57 | 57 | 57
268 | T H WHARTON CTG 56 |  | THW_THWGT56 | HARRIS | GAS | HOUSTON | 1975 | 57 | 57 | 57 | 57 | 57 | 57 | 57 | 57 | 57 | 57
269 | T H WHARTON CTG G1 |  | THW_THWGT_1 | HARRIS | GAS | HOUSTON | 1967 | 13 | 13 | 13 | 13 | 13 | 13 | 13 | 13 | 13 | 13
270 | TEXAS GULF SULPHUR |  | TGF_TGFGT_1 | WHARTON | GAS | SOUTH | 1985 | 89 | 89 | 89 | 89 | 89 | 89 | 89 | 89 | 89 | 89
271 | V H BRAUNIG CTG 5 |  | BRAUNIG_VHB6CT5 | BEXAR | GAS | SOUTH | 2009 | 48 | 48 | 48 | 48 | 48 | 48 | 48 | 48 | 48 | 48
272 | V H BRAUNIG CTG 6 |  | BRAUNIG_VHB6CT6 | BEXAR | GAS | SOUTH | 2009 | 48 | 48 | 48 | 48 | 48 | 48 | 48 | 48 | 48 | 48
273 | V H BRAUNIG CTG 7 |  | BRAUNIG_VHB6CT7 | BEXAR | GAS | SOUTH | 2009 | 48 | 48 | 48 | 48 | 48 | 48 | 48 | 48 | 48 | 48
274 | V H BRAUNIG CTG 8 |  | BRAUNIG_VHB6CT8 | BEXAR | GAS | SOUTH | 2009 | 47 | 47 | 47 | 47 | 47 | 47 | 47 | 47 | 47 | 47
275 | W A PARISH CTG 1 |  | WAP_WAPGT_1 | FT. BEND | GAS | HOUSTON | 1967 | 13 | 13 | 13 | 13 | 13 | 13 | 13 | 13 | 13 | 13
276 | W A PARISH - PETRA NOVA CTG |  | PNPI_GT2 | FORT BEND | GAS | HOUSTON | 2013 | 88 | 88 | 88 | 88 | 88 | 88 | 88 | 88 | 88 | 88
277 | WINCHESTER POWER PARK CTG 1 |  | WIPOPA_WPP_G1 | FAYETTE | GAS | SOUTH | 2009 | 46 | 46 | 46 | 46 | 46 | 46 | 46 | 46 | 46 | 46
278 | WINCHESTER POWER PARK CTG 2 |  | WIPOPA_WPP_G2 | FAYETTE | GAS | SOUTH | 2009 | 46 | 46 | 46 | 46 | 46 | 46 | 46 | 46 | 46 | 46
279 | WINCHESTER POWER PARK CTG 3 |  | WIPOPA_WPP_G3 | FAYETTE | GAS | SOUTH | 2009 | 46 | 46 | 46 | 46 | 46 | 46 | 46 | 46 | 46 | 46
280 | WINCHESTER POWER PARK CTG 4 |  | WIPOPA_WPP_G4 | FAYETTE | GAS | SOUTH | 2009 | 46 | 46 | 46 | 46 | 46 | 46 | 46 | 46 | 46 | 46
281 | B M DAVIS STG U1 |  | B_DAVIS_B_DAVIG1 | NUECES | GAS | COASTAL | 1974 | 330 | 330 | 330 | 330 | 330 | 330 | 330 | 330 | 330 | 330
282 | CEDAR BAYOU STG U1 |  | CBY_CBY_G1 | CHAMBERS | GAS | HOUSTON | 1970 | 745 | 745 | 745 | 745 | 745 | 745 | 745 | 745 | 745 | 745
283 | CEDAR BAYOU STG U2 |  | CBY_CBY_G2 | CHAMBERS | GAS | HOUSTON | 1972 | 749 | 749 | 749 | 749 | 749 | 749 | 749 | 749 | 749 | 749
284 | DANSBY STG U1 |  | DANSBY_DANSBYG1 | BRAZOS | GAS | NORTH | 1978 | 110 | 110 | 110 | 110 | 110 | 110 | 110 | 110 | 110 | 110
285 | DECKER CREEK STG U1 |  | DECKER_DPG1 | TRAVIS | GAS | SOUTH | 1971 | 320 | 320 | 320 | 320 | 320 | 320 | 320 | 320 | 320 | 320
286 | DECKER CREEK STG U2 |  | DECKER_DPG2 | TRAVIS | GAS | SOUTH | 1978 | 428 | 428 | 428 | 428 | 428 | 428 | 428 | 428 | 428 | 428
287 | GRAHAM STG U1 |  | GRSES_UNIT1 | YOUNG | GAS | WEST | 1960 | 234 | 234 | 234 | 234 | 234 | 234 | 234 | 234 | 234 | 234
288 | GRAHAM STG U2 |  | GRSES_UNIT2 | YOUNG | GAS | WEST | 1969 | 390 | 390 | 390 | 390 | 390 | 390 | 390 | 390 | 390 | 390
289 | GREENS BAYOU STG U5 |  | GBY_GBY_5 | HARRIS | GAS | HOUSTON | 1973 | 371 | 371 | 371 | 371 | 371 | 371 | 371 | 371 | 371 | 371
290 | HANDLEY STG U3 |  | HLSES_UNIT3 | TARRANT | GAS | NORTH | 1963 | 395 | 395 | 395 | 395 | 395 | 395 | 395 | 395 | 395 | 395
291 | HANDLEY STG U4 |  | HLSES_UNIT4 | TARRANT | GAS | NORTH | 1976 | 435 | 435 | 435 | 435 | 435 | 435 | 435 | 435 | 435 | 435
292 | HANDLEY STG U5 |  | HLSES_UNIT5 | TARRANT | GAS | NORTH | 1977 | 435 | 435 | 435 | 435 | 435 | 435 | 435 | 435 | 435 | 435
293 | LAKE HUBBARD STG U1 |  | LHSES_UNIT1 | DALLAS | GAS | NORTH | 1970 | 392 | 392 | 392 | 392 | 392 | 392 | 392 | 392 | 392 | 392
294 | LAKE HUBBARD STG U2 |  | LHSES_UNIT2A | DALLAS | GAS | NORTH | 1973 | 523 | 523 | 523 | 523 | 523 | 523 | 523 | 523 | 523 | 523
295 | MOUNTAIN CREEK STG U6 |  | MCSES_UNIT6 | DALLAS | GAS | NORTH | 1956 | 122 | 122 | 122 | 122 | 122 | 122 | 122 | 122 | 122 | 122
296 | MOUNTAIN CREEK STG U7 |  | MCSES_UNIT7 | DALLAS | GAS | NORTH | 1958 | 118 | 118 | 118 | 118 | 118 | 118 | 118 | 118 | 118 | 118
297 | MOUNTAIN CREEK STG U8 |  | MCSES_UNIT8 | DALLAS | GAS | NORTH | 1967 | 568 | 568 | 568 | 568 | 568 | 568 | 568 | 568 | 568 | 568
298 | O W SOMMERS STG U1 |  | CALAVERS_OWS1 | BEXAR | GAS | SOUTH | 1972 | 420 | 420 | 420 | 420 | 420 | 420 | 420 | 420 | 420 | 420
299 | O W SOMMERS STG U2 |  | CALAVERS_OWS2 | BEXAR | GAS | SOUTH | 1974 | 410 | 410 | 410 | 410 | 410 | 410 | 410 | 410 | 410 | 410
300 | PEARSALL STG U1 |  | PEARSALL_PEARS_1 | FRIO | GAS | SOUTH | 1961 | 20 | 20 | 20 | 20 | 20 | 20 | 20 | 20 | 20 | 20
301 | PEARSALL STG U2 |  | PEARSALL_PEARS_2 | FRIO | GAS | SOUTH | 1961 | 24 | 24 | 24 | 24 | 24 | 24 | 24 | 24 | 24 | 24
302 | PEARSALL STG U3 |  | PEARSALL_PEARS_3 | FRIO | GAS | SOUTH | 1961 | 22 | 22 | 22 | 22 | 22 | 22 | 22 | 22 | 22 | 22
303 | POWERLANE PLANT STG U1 |  | STEAM1A_STEAM_1 | HUNT | GAS | NORTH | 1966 | 20 | 20 | 20 | 20 | 20 | 20 | 20 | 20 | 20 | 20
304 | POWERLANE PLANT STG U2 |  | STEAM_STEAM_2 | HUNT | GAS | NORTH | 1967 | 26 | 26 | 26 | 26 | 26 | 26 | 26 | 26 | 26 | 26
305 | POWERLANE PLANT STG U3 |  | STEAM_STEAM_3 | HUNT | GAS | NORTH | 1978 | 41 | 41 | 41 | 41 | 41 | 41 | 41 | 41 | 41 | 41
306 | R W MILLER STG U1 |  | MIL_MILLERG1 | PALO PINTO | GAS | NORTH | 1968 | 75 | 75 | 75 | 75 | 75 | 75 | 75 | 75 | 75 | 75
307 | R W MILLER STG U2 |  | MIL_MILLERG2 | PALO PINTO | GAS | NORTH | 1972 | 120 | 120 | 120 | 120 | 120 | 120 | 120 | 120 | 120 | 120
308 | R W MILLER STG U3 |  | MIL_MILLERG3 | PALO PINTO | GAS | NORTH | 1975 | 208 | 208 | 208 | 208 | 208 | 208 | 208 | 208 | 208 | 208
309 | RAY OLINGER STG U1 |  | OLINGR_OLING_1 | COLLIN | GAS | NORTH | 1967 | 78 | 78 | 78 | 78 | 78 | 78 | 78 | 78 | 78 | 78
310 | RAY OLINGER STG U2 |  | OLINGR_OLING_2 | COLLIN | GAS | NORTH | 1971 | 107 | 107 | 107 | 107 | 107 | 107 | 107 | 107 | 107 | 107
311 | RAY OLINGER STG U3 |  | OLINGR_OLING_3 | COLLIN | GAS | NORTH | 1975 | 146 | 146 | 146 | 146 | 146 | 146 | 146 | 146 | 146 | 146
312 | SIM GIDEON STG U1 |  | GIDEON_GIDEONG1 | BASTROP | GAS | SOUTH | 1965 | 130 | 130 | 130 | 130 | 130 | 130 | 130 | 130 | 130 | 130
313 | SIM GIDEON STG U2 |  | GIDEON_GIDEONG2 | BASTROP | GAS | SOUTH | 1968 | 135 | 135 | 135 | 135 | 135 | 135 | 135 | 135 | 135 | 135
314 | SIM GIDEON STG U3 |  | GIDEON_GIDEONG3 | BASTROP | GAS | SOUTH | 1972 | 340 | 340 | 340 | 340 | 340 | 340 | 340 | 340 | 340 | 340
315 | SPENCER STG U4 |  | SPNCER_SPNCE_4 | DENTON | GAS | NORTH | 1966 | 61 | 61 | 61 | 61 | 61 | 61 | 61 | 61 | 61 | 61
316 | SPENCER STG U5 |  | SPNCER_SPNCE_5 | DENTON | GAS | NORTH | 1973 | 61 | 61 | 61 | 61 | 61 | 61 | 61 | 61 | 61 | 61
317 | STRYKER CREEK STG U1 |  | SCSES_UNIT1A | CHEROKEE | GAS | NORTH | 1958 | 167 | 167 | 167 | 167 | 167 | 167 | 167 | 167 | 167 | 167
318 | STRYKER CREEK STG U2 |  | SCSES_UNIT2 | CHEROKEE | GAS | NORTH | 1965 | 502 | 502 | 502 | 502 | 502 | 502 | 502 | 502 | 502 | 502
319 | TRINIDAD STG U6 |  | TRSES_UNIT6 | HENDERSON | GAS | NORTH | 1965 | 235 | 235 | 235 | 235 | 235 | 235 | 235 | 235 | 235 | 235
320 | V H BRAUNIG STG U1 |  | BRAUNIG_VHB1 | BEXAR | GAS | SOUTH | 1966 | 220 | 220 | 220 | 220 | 220 | 220 | 220 | 220 | 220 | 220
321 | V H BRAUNIG STG U2 |  | BRAUNIG_VHB2 | BEXAR | GAS | SOUTH | 1968 | 230 | 230 | 230 | 230 | 230 | 230 | 230 | 230 | 230 | 230
322 | V H BRAUNIG STG U3 |  | BRAUNIG_VHB3 | BEXAR | GAS | SOUTH | 1970 | 412 | 412 | 412 | 412 | 412 | 412 | 412 | 412 | 412 | 412
323 | W A PARISH STG U1 |  | WAP_WAP_G1 | FT. BEND | GAS | HOUSTON | 1958 | 169 | 169 | 169 | 169 | 169 | 169 | 169 | 169 | 169 | 169
324 | W A PARISH STG U2 |  | WAP_WAP_G2 | FT. BEND | GAS | HOUSTON | 1958 | 169 | 169 | 169 | 169 | 169 | 169 | 169 | 169 | 169 | 169
325 | W A PARISH STG U3 |  | WAP_WAP_G3 | FT. BEND | GAS | HOUSTON | 1961 | 258 | 258 | 258 | 258 | 258 | 258 | 258 | 258 | 258 | 258
326 | W A PARISH STG U4 |  | WAP_WAP_G4 | FT. BEND | GAS | HOUSTON | 1968 | 552 | 552 | 552 | 552 | 552 | 552 | 552 | 552 | 552 | 552
327 | NACOGDOCHES POWER |  | NACPW_UNIT1 | NACOGDOCHES | BIOMASS | NORTH | 2012 | 105 | 105 | 105 | 105 | 105 | 105 | 105 | 105 | 105 | 105
328 | LUFKIN BIOMASS |  | LFBIO_UNIT1 | ANGELINA | BIOMASS | NORTH | 2012 | 45 | 45 | 45 | 45 | 45 | 45 | 45 | 45 | 45 | 45
329 | BIOENERGY AUSTIN WALZEM RD LFG |  | DG_WALZE_4UNITS | BEXAR | BIOMASS | SOUTH | 2002 | 9.8 | 9.8 | 9.8 | 9.8 | 9.8 | 9.8 | 9.8 | 9.8 | 9.8 | 9.8
330 | BIOENERGY TEXAS COVEL GARDENS LFG |  | DG_MEDIN_1UNIT | BEXAR | BIOMASS | SOUTH | 2005 | 9.6 | 9.6 | 9.6 | 9.6 | 9.6 | 9.6 | 9.6 | 9.6 | 9.6 | 9.6
331 | FORT WORTH METHANE LFG |  | DG_RDLML_1UNIT | TARRANT | BIOMASS | NORTH | 2011 | 1.6 | 1.6 | 1.6 | 1.6 | 1.6 | 1.6 | 1.6 | 1.6 | 1.6 | 1.6
332 | GRAND PRAIRIE LFG |  | DG_TRIRA_1UNIT | DALLAS | BIOMASS | NORTH | 2015 | 4 | 4 | 4 | 4 | 4 | 4 | 4 | 4 | 4 | 4
333 | MCKINNEY LFG |  | DG_MKNSW_2UNITS | COLLIN | BIOMASS | NORTH | 2011 | 3.2 | 3.2 | 3.2 | 3.2 | 3.2 | 3.2 | 3.2 | 3.2 | 3.2 | 3.2
334 | NELSON GARDENS LFG |  | DG_78252_4UNITS | BEXAR | BIOMASS | SOUTH | 2013 | 4.2 | 4.2 | 4.2 | 4.2 | 4.2 | 4.2 | 4.2 | 4.2 | 4.2 | 4.2
335 | SKYLINE LFG |  | DG_FERIS_4 UNITS | DALLAS | BIOMASS | NORTH | 2007 | 6.4 | 6.4 | 6.4 | 6.4 | 6.4 | 6.4 | 6.4 | 6.4 | 6.4 | 6.4
336 | TRINITY OAKS LFG |  | DG_KLBRG_1UNIT | DALLAS | BIOMASS | NORTH | 2011 | 3.2 | 3.2 | 3.2 | 3.2 | 3.2 | 3.2 | 3.2 | 3.2 | 3.2 | 3.2
337 | VIRIDIS ENERGY-ALVIN LFG |  | DG_AV_DG1 | GALVESTON | BIOMASS | HOUSTON | 2002 | 6.7 | 6.7 | 6.7 | 6.7 | 6.7 | 6.7 | 6.7 | 6.7 | 6.7 | 6.7
338 | VIRIDIS ENERGY-HUMBLE LFG |  | DG_HB_DG1 | HARRIS | BIOMASS | HOUSTON | 2002 | 10 | 10 | 10 | 10 | 10 | 10 | 10 | 10 | 10 | 10
339 | VIRIDIS ENERGY-LIBERTY LFG |  | DG_LB_DG1 | HARRIS | BIOMASS | HOUSTON | 2002 | 3.9 | 3.9 | 3.9 | 3.9 | 3.9 | 3.9 | 3.9 | 3.9 | 3.9 | 3.9
340 | VIRIDIS ENERGY-TRINITY BAY LFG |  | DG_TRN_DG1 | CHAMBERS | BIOMASS | HOUSTON | 2002 | 3.9 | 3.9 | 3.9 | 3.9 | 3.9 | 3.9 | 3.9 | 3.9 | 3.9 | 3.9
341 | WM RENEWABLE-AUSTIN LFG |  | DG_SPRIN_4UNITS | TRAVIS | BIOMASS | SOUTH | 2007 | 6.4 | 6.4 | 6.4 | 6.4 | 6.4 | 6.4 | 6.4 | 6.4 | 6.4 | 6.4
342 | WM RENEWABLE-DFW GAS RECOVERY LFG |  | DG_BIO2_4UNITS | DENTON | BIOMASS | NORTH | 2009 | 6.4 | 6.4 | 6.4 | 6.4 | 6.4 | 6.4 | 6.4 | 6.4 | 6.4 | 6.4
343 | WM RENEWABLE-BIOENERGY PARTNERS LFG |  | DG_BIOE_2UNITS | DENTON | BIOMASS | NORTH | 1988 | 6.2 | 6.2 | 6.2 | 6.2 | 6.2 | 6.2 | 6.2 | 6.2 | 6.2 | 6.2
344 | WM RENEWABLE-MESQUITE CREEK LFG |  | DG_FREIH_2UNITS | COMAL | BIOMASS | SOUTH | 2011 | 3.2 | 3.2 | 3.2 | 3.2 | 3.2 | 3.2 | 3.2 | 3.2 | 3.2 | 3.2
345 | WM RENEWABLE-WESTSIDE LFG |  | DG_WSTHL_3UNITS | PARKER | BIOMASS | NORTH | 2010 | 4.8 | 4.8 | 4.8 | 4.8 | 4.8 | 4.8 | 4.8 | 4.8 | 4.8 | 4.8
346 | NOTREES BATTERY FACILITY |  | NWF_NBS | WINKLER | STORAGE | WEST | 2012 | 0 | 0 | 0 | 0 | 0 | 0 | 0 | 0 | 0 | 0
347 | Operational Capacity Total (Nuclear, Coal, Gas, Biomass) | [6 empty] | 68013.6 | 68013.6 | 67173.6 | 67173.6 | 67173.6 | 67173.6 | 67173.6 | 67173.6 | 67173.6 | 67173.6
348
349 | Operational Resources (Hydro)
350 | AMISTAD HYDRO 1 |  | AMISTAD_AMISTAG1 | VAL VERDE | HYDRO | WEST | 1983 | 37.9 | 37.9 | 37.9 | 37.9 | 37.9 | 37.9 | 37.9 | 37.9 | 37.9 | 37.9
351 | AMISTAD HYDRO 2 |  | AMISTAD_AMISTAG2 | VAL VERDE | HYDRO | WEST | 1983 | 37.9 | 37.9 | 37.9 | 37.9 | 37.9 | 37.9 | 37.9 | 37.9 | 37.9 | 37.9
352 | AUSTIN HYDRO 1 |  | AUSTPL_AUSTING1 | TRAVIS | HYDRO | SOUTH | 1940 | 8 | 8 | 8 | 8 | 8 | 8 | 8 | 8 | 8 | 8
353 | AUSTIN HYDRO 2 |  | AUSTPL_AUSTING2 | TRAVIS | HYDRO | SOUTH | 1940 | 9 | 9 | 9 | 9 | 9 | 9 | 9 | 9 | 9 | 9
354 | BUCHANAN HYDRO 1 |  | BUCHAN_BUCHANG1 | LLANO | HYDRO | SOUTH | 1938 | 16 | 16 | 16 | 16 | 16 | 16 | 16 | 16 | 16 | 16
355 | BUCHANAN HYDRO 2 |  | BUCHAN_BUCHANG2 | LLANO | HYDRO | SOUTH | 1938 | 16 | 16 | 16 | 16 | 16 | 16 | 16 | 16 | 16 | 16
356 | BUCHANAN HYDRO 3 |  | BUCHAN_BUCHANG3 | LLANO | HYDRO | SOUTH | 1950 | 17 | 17 | 17 | 17 | 17 | 17 | 17 | 17 | 17 | 17
357 | DENISON DAM 1 |  | DNDAM_DENISOG1 | GRAYSON | HYDRO | NORTH | 1944 | 40 | 40 | 40 | 40 | 40 | 40 | 40 | 40 | 40 | 40
358 | DENISON DAM 2 |  | DNDAM_DENISOG2 | GRAYSON | HYDRO | NORTH | 1948 | 40 | 40 | 40 | 40 | 40 | 40 | 40 | 40 | 40 | 40
359 | FALCON HYDRO 1 |  | FALCON_FALCONG1 | STARR | HYDRO | SOUTH | 1954 | 12 | 12 | 12 | 12 | 12 | 12 | 12 | 12 | 12 | 12
360 | FALCON HYDRO 2 |  | FALCON_FALCONG2 | STARR | HYDRO | SOUTH | 1954 | 12 | 12 | 12 | 12 | 12 | 12 | 12 | 12 | 12 | 12
361 | FALCON HYDRO 3 |  | FALCON_FALCONG3 | STARR | HYDRO | SOUTH | 1954 | 12 | 12 | 12 | 12 | 12 | 12 | 12 | 12 | 12 | 12
362 | GRANITE SHOALS HYDRO 1 |  | WIRTZ_WIRTZ_G1 | BURNET | HYDRO | SOUTH | 1951 | 29 | 29 | 29 | 29 | 29 | 29 | 29 | 29 | 29 | 29
363 | GRANITE SHOALS HYDRO 2 |  | WIRTZ_WIRTZ_G2 | BURNET | HYDRO | SOUTH | 1951 | 29 | 29 | 29 | 29 | 29 | 29 | 29 | 29 | 29 | 29
364 | INKS HYDRO 1 |  | INKSDA_INKS_G1 | LLANO | HYDRO | SOUTH | 1938 | 14 | 14 | 14 | 14 | 14 | 14 | 14 | 14 | 14 | 14
365 | MARBLE FALLS HYDRO 1 |  | MARBFA_MARBFAG1 | BURNET | HYDRO | SOUTH | 1951 | 21 | 21 | 21 | 21 | 21 | 21 | 21 | 21 | 21 | 21
366 | MARBLE FALLS HYDRO 2 |  | MARBFA_MARBFAG2 | BURNET | HYDRO | SOUTH | 1951 | 20 | 20 | 20 | 20 | 20 | 20 | 20 | 20 | 20 | 20
367 | MARSHALL FORD HYDRO 1 |  | MARSFO_MARSFOG1 | TRAVIS | HYDRO | SOUTH | 1941 | 36 | 36 | 36 | 36 | 36 | 36 | 36 | 36 | 36 | 36
368 | MARSHALL FORD HYDRO 2 |  | MARSFO_MARSFOG2 | TRAVIS | HYDRO | SOUTH | 1941 | 36 | 36 | 36 | 36 | 36 | 36 | 36 | 36 | 36 | 36
369 | MARSHALL FORD HYDRO 3 |  | MARSFO_MARSFOG3 | TRAVIS | HYDRO | SOUTH | 1941 | 29 | 29 | 29 | 29 | 29 | 29 | 29 | 29 | 29 | 29
370 | WHITNEY DAM HYDRO |  | WND_WHITNEY1 | BOSQUE | HYDRO | NORTH | 1953 | 24 | 24 | 24 | 24 | 24 | 24 | 24 | 24 | 24 | 24
371 | WHITNEY DAM HYDRO 2 |  | WND_WHITNEY2 | BOSQUE | HYDRO | NORTH | 1953 | 24 | 24 | 24 | 24 | 24 | 24 | 24 | 24 | 24 | 24
372 | ARLINGTON OUTLET HYDROELECTRIC FACILITY |  | DG_OAKHL_1UNIT | TARRANT | HYDRO | NORTH | 2014 | 1.4 | 1.4 | 1.4 | 1.4 | 1.4 | 1.4 | 1.4 | 1.4 | 1.4 | 1.4
373 | EAGLE PASS HYDRO |  | DG_EAGLE_HY_EAGLE_HY1 | MAVERICK | HYDRO | SOUTH | 2005 | 9.6 | 9.6 | 9.6 | 9.6 | 9.6 | 9.6 | 9.6 | 9.6 | 9.6 | 9.6
374 | GUADALUPE BLANCO RIVER AUTH-CANYON |  | DG_CANYHY_CANYHYG1 | COMAL | HYDRO | SOUTH | 1989 | 6 | 6 | 6 | 6 | 6 | 6 | 6 | 6 | 6 | 6
375 | GUADALUPE BLANCO RIVER AUTH-LAKEWOOD TAP |  | DG_LKWDT_2UNITS | GONZALES | HYDRO | SOUTH | 1931 | 4.8 | 4.8 | 4.8 | 4.8 | 4.8 | 4.8 | 4.8 | 4.8 | 4.8 | 4.8
376 | GUADALUPE BLANCO RIVER AUTH-MCQUEENEY |  | DG_MCQUE_5UNITS | GUADALUPE | HYDRO | SOUTH | 1928 | 7.7 | 7.7 | 7.7 | 7.7 | 7.7 | 7.7 | 7.7 | 7.7 | 7.7 | 7.7
377 | GUADALUPE BLANCO RIVER AUTH-SCHUMANSVILLE |  | DG_SCHUM_2UNITS | GUADALUPE | HYDRO | SOUTH | 1928 | 3.6 | 3.6 | 3.6 | 3.6 | 3.6 | 3.6 | 3.6 | 3.6 | 3.6 | 3.6
378 | LEWISVILLE HYDRO-CITY OF GARLAND |  | DG_LWSVL_1UNIT | DENTON | HYDRO | NORTH | 1991 | 2.2 | 2.2 | 2.2 | 2.2 | 2.2 | 2.2 | 2.2 | 2.2 | 2.2 | 2.2
379 | Operational Capacity Total (Hydro) | [6 empty] | 555.1 | 555.1 | 555.1 | 555.1 | 555.1 | 555.1 | 555.1 | 555.1 | 555.1 | 555.1
380 | Hydro Capacity Contribution (Top 20 Hours) |  | HYDRO_CAP_CONT |  |  |  |  | 52 | 52 | 52 | 52 | 52 | 52 | 52 | 52 | 52 | 52
381
382 | Operational Capacity Unavailable due to Extended Outage or Derate |  | OPERATION_UNAVAIL |  |  |  |  | -195 | -175 | 0 | 0 | 0 | 0 | 0 | 0 | 0 | 0
383 | Operational Capacity Total (Including Hydro) |  | OPERATION_TOTAL |  |  |  |  | 67870.6 | 67890.6 | 67225.6 | 67225.6 | 67225.6 | 67225.6 | 67225.6 | 67225.6 | 67225.6 | 67225.6
384
385 | Operational Resources (Switchable)
386 | TENASKA KIAMICHI STATION 1CT101 |  | KMCHI_1CT101 | FANNIN | GAS | NORTH | 2003 | 178 | 178 | 178 | 178 | 178 | 178 | 178 | 178 | 178 | 178
387 | TENASKA KIAMICHI STATION 1CT201 |  | KMCHI_1CT201 | FANNIN | GAS | NORTH | 2003 | 180 | 180 | 180 | 180 | 180 | 180 | 180 | 180 | 180 | 180
388 | TENASKA KIAMICHI STATION 1ST |  | KMCHI_1ST | FANNIN | GAS | NORTH | 2003 | 307 | 307 | 307 | 307 | 307 | 307 | 307 | 307 | 307 | 307
389 | TENASKA KIAMICHI STATION 2CT101 |  | KMCHI_2CT101 | FANNIN | GAS | NORTH | 2003 | 178 | 178 | 178 | 178 | 178 | 178 | 178 | 178 | 178 | 178
390 | TENASKA KIAMICHI STATION 2CT201 |  | KMCHI_2CT201 | FANNIN | GAS | NORTH | 2003 | 180 | 180 | 180 | 180 | 180 | 180 | 180 | 180 | 180 | 180
391 | TENASKA KIAMICHI STATION 2ST |  | KMCHI_2ST | FANNIN | GAS | NORTH | 2003 | 307 | 307 | 307 | 307 | 307 | 307 | 307 | 307 | 307 | 307
392 | TENASKA FRONTIER STATION CTG 1 |  | FTR_FTR_G1 | GRIMES | GAS | NORTH | 2000 | 180 | 180 | 180 | 180 | 180 | 180 | 180 | 180 | 180 | 180
393 | TENASKA FRONTIER STATION CTG 2 |  | FTR_FTR_G2 | GRIMES | GAS | NORTH | 2000 | 180 | 180 | 180 | 180 | 180 | 180 | 180 | 180 | 180 | 180
394 | TENASKA FRONTIER STATION CTG 3 |  | FTR_FTR_G3 | GRIMES | GAS | NORTH | 2000 | 180 | 180 | 180 | 180 | 180 | 180 | 180 | 180 | 180 | 180
395 | TENASKA FRONTIER STATION STG 4 |  | FTR_FTR_G4 | GRIMES | GAS | NORTH | 2000 | 400 | 400 | 400 | 400 | 400 | 400 | 400 | 400 | 400 | 400
396 | TENASKA GATEWAY STATION CTG 1 |  | TGCCS_CT1 | RUSK | GAS | NORTH | 2001 | 162 | 162 | 162 | 162 | 162 | 162 | 162 | 162 | 162 | 162
397 | TENASKA GATEWAY STATION CTG 2 |  | TGCCS_CT2 | RUSK | GAS | NORTH | 2001 | 179 | 179 | 179 | 179 | 179 | 179 | 179 | 179 | 179 | 179
398 | TENASKA GATEWAY STATION CTG 3 |  | TGCCS_CT3 | RUSK | GAS | NORTH | 2001 | 178 | 178 | 178 | 178 | 178 | 178 | 178 | 178 | 178 | 178
399 | TENASKA GATEWAY STATION STG 4 |  | TGCCS_UNIT4 | RUSK | GAS | NORTH | 2001 | 389 | 389 | 389 | 389 | 389 | 389 | 389 | 389 | 389 | 389
400 | FRONTERA GENERATION CTG 1 |  | FRONTERA_FRONTEG1 | HIDALGO | GAS | SOUTH | 1999 | 170 | 170 | 170 | 170 | 170 | 170 | 170 | 170 | 170 | 170
401 | FRONTERA GENERATION CTG 2 |  | FRONTERA_FRONTEG2 | HIDALGO | GAS | SOUTH | 1999 | 170 | 170 | 170 | 170 | 170 | 170 | 170 | 170 | 170 | 170
402 | FRONTERA GENERATION STG |  | FRONTERA_FRONTEG3 | HIDALGO | GAS | SOUTH | 2000 | 184 | 184 | 184 | 184 | 184 | 184 | 184 | 184 | 184 | 184
403 | Switchable Capacity Total | [6 empty] | 3702 | 3702 | 3702 | 3702 | 3702 | 3702 | 3702 | 3702 | 3702 | 3702
404
405 | Switchable Capacity Unavailable to ERCOT |  | SWITCH_UNAVAIL |  | GAS |  |  | -824 | -824 | -824 | -824 | -824 | -524 | -524 | -524 | -524 | -524
406
407 | Available Mothball Capacity based on Owner's Return Probability |  | MOTH_AVAIL |  | COAL |  |  | 0 | 0 | 0 | 0 | 0 | 0 | 0 | 0 | 0 | 0
408
409 | Private-Use Network Capacity Contribution (Top 20 Hours) |  | PUN_CAP_CONT |  | GAS |  |  | 4433 | 4433 | 4433 | 4433 | 4433 | 4433 | 4433 | 4433 | 4433 | 4433
410
411 | Operational Resources (Wind)
412 | ANACACHO WIND |  | ANACACHO_ANA | KINNEY | WIND | SOUTH | 2012 | 99.8 | 99.8 | 99.8 | 99.8 | 99.8 | 99.8 | 99.8 | 99.8 | 99.8 | 99.8
413 | BARTON CHAPEL WIND |  | BRTSW_BCW1 | JACK | WIND | NORTH | 2007 | 120 | 120 | 120 | 120 | 120 | 120 | 120 | 120 | 120 | 120
414 | BLUE SUMMIT WIND 5 |  | BLSUMMIT_BLSMT1_5 | WILBARGER | WIND | WEST | 2013 | 9 | 9 | 9 | 9 | 9 | 9 | 9 | 9 | 9 | 9
415 | BLUE SUMMIT WIND 6 |  | BLSUMMIT_BLSMT1_6 | WILBARGER | WIND | WEST | 2013 | 126.4 | 126.4 | 126.4 | 126.4 | 126.4 | 126.4 | 126.4 | 126.4 | 126.4 | 126.4
416 | BOBCAT BLUFF WIND |  | BCATWIND_WIND_1 | ARCHER | WIND | WEST | 2012 | 150 | 150 | 150 | 150 | 150 | 150 | 150 | 150 | 150 | 150
417 | BRISCOE WIND |  | BRISCOE_WIND | BRISCOE | WIND | PANHANDLE | 2015 | 149.8 | 149.8 | 149.8 | 149.8 | 149.8 | 149.8 | 149.8 | 149.8 | 149.8 | 149.8
418 | BUFFALO GAP WIND 1 |  | BUFF_GAP_UNIT1 | TAYLOR | WIND | WEST | 2006 | 120.6 | 120.6 | 120.6 | 120.6 | 120.6 | 120.6 | 120.6 | 120.6 | 120.6 | 120.6
419 | BUFFALO GAP WIND 2_1 |  | BUFF_GAP_UNIT2_1 | TAYLOR | WIND | WEST | 2007 | 115.5 | 115.5 | 115.5 | 115.5 | 115.5 | 115.5 | 115.5 | 115.5 | 115.5 | 115.5
420 | BUFFALO GAP WIND 2_2 |  | BUFF_GAP_UNIT2_2 | TAYLOR | WIND | WEST | 2007 | 117 | 117 | 117 | 117 | 117 | 117 | 117 | 117 | 117 | 117
421 | BUFFALO GAP WIND 3 |  | BUFF_GAP_UNIT3 | TAYLOR | WIND | WEST | 2008 | 170.2 | 170.2 | 170.2 | 170.2 | 170.2 | 170.2 | 170.2 | 170.2 | 170.2 | 170.2
422 | BULL CREEK WIND U1 |  | BULLCRK_WND1 | BORDEN | WIND | WEST | 2009 | 88 | 88 | 88 | 88 | 88 | 88 | 88 | 88 | 88 | 88
423 | BULL CREEK WIND U2 |  | BULLCRK_WND2 | BORDEN | WIND | WEST | 2009 | 90 | 90 | 90 | 90 | 90 | 90 | 90 | 90 | 90 | 90
424 | CALLAHAN WIND |  | CALLAHAN_WND1 | CALLAHAN | WIND | WEST | 2004 | 114 | 114 | 114 | 114 | 114 | 114 | 114 | 114 | 114 | 114
425 | CAMP SPRINGS WIND 1 |  | CSEC_CSECG1 | SCURRY | WIND | WEST | 2007 | 130.5 | 130.5 | 130.5 | 130.5 | 130.5 | 130.5 | 130.5 | 130.5 | 130.5 | 130.5
426 | CAMP SPRINGS WIND 2 |  | CSEC_CSECG2 | SCURRY | WIND | WEST | 2007 | 120 | 120 | 120 | 120 | 120 | 120 | 120 | 120 | 120 | 120
427 | CAPRICORN RIDGE WIND 1 |  | CAPRIDGE_CR1 | STERLING | WIND | WEST | 2007 | 214.5 | 214.5 | 214.5 | 214.5 | 214.5 | 214.5 | 214.5 | 214.5 | 214.5 | 214.5
428 | CAPRICORN RIDGE WIND 2 |  | CAPRIDGE_CR3 | STERLING | WIND | WEST | 2008 | 186 | 186 | 186 | 186 | 186 | 186 | 186 | 186 | 186 | 186
429 | CAPRICORN RIDGE WIND 3 |  | CAPRIDGE_CR2 | STERLING | WIND | WEST | 2007 | 149.5 | 149.5 | 149.5 | 149.5 | 149.5 | 149.5 | 149.5 | 149.5 | 149.5 | 149.5
430 | CAPRICORN RIDGE WIND 4 |  | CAPRIDG4_CR4 | COKE | WIND | WEST | 2008 | 112.5 | 112.5 | 112.5 | 112.5 | 112.5 | 112.5 | 112.5 | 112.5 | 112.5 | 112.5
431 | CEDRO HILL WIND 1 |  | CEDROHIL_CHW1 | WEBB | WIND | SOUTH | 2010 | 75 | 75 | 75 | 75 | 75 | 75 | 75 | 75 | 75 | 75
432 | CEDRO HILL WIND 2 |  | CEDROHIL_CHW2 | WEBB | WIND | SOUTH | 2010 | 75 | 75 | 75 | 75 | 75 | 75 | 75 | 75 | 75 | 75
433 | CHAMPION WIND |  | CHAMPION_UNIT1 | NOLAN | WIND | WEST | 2008 | 126.5 | 126.5 | 126.5 | 126.5 | 126.5 | 126.5 | 126.5 | 126.5 | 126.5 | 126.5
434 | DESERT SKY WIND 1 |  | INDNENR_INDNENR | PECOS | WIND | WEST | 2002 | 84 | 84 | 84 | 84 | 84 | 84 | 84 | 84 | 84 | 84
435 | DESERT SKY WIND 2 |  | INDNENR_INDNENR_2 | PECOS | WIND | WEST | 2002 | 76.5 | 76.5 | 76.5 | 76.5 | 76.5 | 76.5 | 76.5 | 76.5 | 76.5 | 76.5
436 | ELBOW CREEK WIND |  | ELB_ELBCREEK | HOWARD | WIND | WEST | 2008 | 118.7 | 118.7 | 118.7 | 118.7 | 118.7 | 118.7 | 118.7 | 118.7 | 118.7 | 118.7
437 | FOREST CREEK WIND |  | MCDLD_FCW1 | GLASSCOCK | WIND | WEST | 2007 | 124.2 | 124.2 | 124.2 | 124.2 | 124.2 | 124.2 | 124.2 | 124.2 | 124.2 | 124.2
438 | GOAT WIND |  | GOAT_GOATWIND | STERLING | WIND | WEST | 2008 | 80 | 80 | 80 | 80 | 80 | 80 | 80 | 80 | 80 | 80
439 | GOAT WIND 2 |  | GOAT_GOATWIN2 | STERLING | WIND | WEST | 2010 | 69.6 | 69.6 | 69.6 | 69.6 | 69.6 | 69.6 | 69.6 | 69.6 | 69.6 | 69.6
440 | GOLDTHWAITE WIND 1 |  | GWEC_GWEC_G1 | MILLS | WIND | NORTH | 2014 | 148.6 | 148.6 | 148.6 | 148.6 | 148.6 | 148.6 | 148.6 | 148.6 | 148.6 | 148.6
441 | GRANDVIEW WIND 1 (CONWAY) GV1A |  | GRANDVW1_GV1A | CARSON | WIND | PANHANDLE | 2014 | 107.4 | 107.4 | 107.4 | 107.4 | 107.4 | 107.4 | 107.4 | 107.4 | 107.4 | 107.4
442 | GRANDVIEW WIND 1 (CONWAY) GV1B |  | GRANDVW1_GV1B | CARSON | WIND | PANHANDLE | 2014 | 103.8 | 103.8 | 103.8 | 103.8 | 103.8 | 103.8 | 103.8 | 103.8 | 103.8 | 103.8
443 | GREEN MOUNTAIN WIND (BRAZOS) U1 |  | BRAZ_WND_WND1 | SCURRY | WIND | WEST | 2003 | 99 | 99 | 99 | 99 | 99 | 99 | 99 | 99 | 99 | 99
444 | GREEN MOUNTAIN WIND (BRAZOS) U2 |  | BRAZ_WND_WND2 | SCURRY | WIND | WEST | 2003 | 61 | 61 | 61 | 61 | 61 | 61 | 61 | 61 | 61 | 61
445 | GREEN PASTURES WIND I |  | GPASTURE_WIND_I | KNOX | WIND | WEST | 2015 | 150 | 150 | 150 | 150 | 150 | 150 | 150 | 150 | 150 | 150
446 | GREEN PASTURES WIND 2 |  | GPASTURE_WIND_II | KNOX | WIND | WEST | 2015 | 150 | 150 | 150 | 150 | 150 | 150 | 150 | 150 | 150 | 150
447 | HACKBERRY WIND |  | HWF_HWFG1 | SHACKELFORD | WIND | WEST | 2008 | 163.5 | 163.5 | 163.5 | 163.5 | 163.5 | 163.5 | 163.5 | 163.5 | 163.5 | 163.5
448 | HEREFORD WIND G |  | HRFDWIND_WIND_G | DEAF SMITH | WIND | PANHANDLE | 2015 | 99.9 | 99.9 | 99.9 | 99.9 | 99.9 | 99.9 | 99.9 | 99.9 | 99.9 | 99.9
449 | HEREFORD WIND V |  | HRFDWIND_WIND_V | DEAF SMITH | WIND | PANHANDLE | 2015 | 100 | 100 | 100 | 100 | 100 | 100 | 100 | 100 | 100 | 100
450 | HORSE HOLLOW WIND 1 |  | H_HOLLOW_WND1 | TAYLOR | WIND | WEST | 2005 | 206.6 | 206.6 | 206.6 | 206.6 | 206.6 | 206.6 | 206.6 | 206.6 | 206.6 | 206.6
451 | HORSE HOLLOW WIND 2 |  | HHOLLOW2_WIND1 | TAYLOR | WIND | WEST | 2006 | 158 | 158 | 158 | 158 | 158 | 158 | 158 | 158 | 158 | 158
452 | HORSE HOLLOW WIND 3 |  | HHOLLOW3_WND_1 | TAYLOR | WIND | WEST | 2006 | 208 | 208 | 208 | 208 | 208 | 208 | 208 | 208 | 208 | 208
453 | HORSE HOLLOW WIND 4 |  | HHOLLOW4_WND1 | TAYLOR | WIND | WEST | 2006 | 108 | 108 | 108 | 108 | 108 | 108 | 108 | 108 | 108 | 108
454 | INADALE WIND |  | INDL_INADALE1 | NOLAN | WIND | WEST | 2008 | 196.6 | 196.6 | 196.6 | 196.6 | 196.6 | 196.6 | 196.6 | 196.6 | 196.6 | 196.6
455 | INDIAN MESA WIND |  | INDNNWP_INDNNWP | PECOS | WIND | WEST | 2001 | 82.5 | 82.5 | 82.5 | 82.5 | 82.5 | 82.5 | 82.5 | 82.5 | 82.5 | 82.5
456 | JUMBO ROAD WIND 1 |  | HRFDWIND_JRDWIND1 | DEAF SMITH | WIND | PANHANDLE | 2015 | 146.2 | 146.2 | 146.2 | 146.2 | 146.2 | 146.2 | 146.2 | 146.2 | 146.2 | 146.2
457 | JUMBO ROAD WIND 2 |  | HRFDWIND_JRDWIND2 | DEAF SMITH | WIND | PANHANDLE | 2015 | 153.6 | 153.6 | 153.6 | 153.6 | 153.6 | 153.6 | 153.6 | 153.6 | 153.6 | 153.6
458 | KEECHI WIND 138 KV JOPLIN |  | KEECHI_U1 | JACK | WIND | NORTH | 2014 | 110 | 110 | 110 | 110 | 110 | 110 | 110 | 110 | 110 | 110
459 | KING MOUNTAIN WIND (NE) |  | KING_NE_KINGNE | UPTON | WIND | WEST | 2001 | 79.3 | 79.3 | 79.3 | 79.3 | 79.3 | 79.3 | 79.3 | 79.3 | 79.3 | 79.3
460 | KING MOUNTAIN WIND (NW) |  | KING_NW_KINGNW | UPTON | WIND | WEST | 2001 | 79.3 | 79.3 | 79.3 | 79.3 | 79.3 | 79.3 | 79.3 | 79.3 | 79.3 | 79.3
461 | KING MOUNTAIN WIND (SE) |  | KING_SE_KINGSE | UPTON | WIND | WEST | 2001 | 40.3 | 40.3 | 40.3 | 40.3 | 40.3 | 40.3 | 40.3 | 40.3 | 40.3 | 40.3
462 | KING MOUNTAIN WIND (SW) |  | KING_SW_KINGSW | UPTON | WIND | WEST | 2001 | 79.3 | 79.3 | 79.3 | 79.3 | 79.3 | 79.3 | 79.3 | 79.3 | 79.3 | 79.3
463 | LANGFORD WIND POWER |  | LGD_LANGFORD | TOM GREEN | WIND | WEST | 2009 | 155 | 155 | 155 | 155 | 155 | 155 | 155 | 155 | 155 | 155
464 | LOGANS GAP WIND I U1 |  | LGW_UNIT1 | COMANCHE | WIND | NORTH | 2015 | 103.8 | 103.8 | 103.8 | 103.8 | 103.8 | 103.8 | 103.8 | 103.8 | 103.8 | 103.8
465 | LOGANS GAP WIND I U2 |  | LGW_UNIT2 | COMANCHE | WIND | NORTH | 2015 | 106.3 | 106.3 | 106.3 | 106.3 | 106.3 | 106.3 | 106.3 | 106.3 | 106.3 | 106.3
466 | LONE STAR WIND 1 (MESQUITE) |  | LNCRK_G83 | SHACKELFORD | WIND | WEST | 2006 | 200 | 200 | 200 | 200 | 200 | 200 | 200 | 200 | 200 | 200
467 | LONE STAR WIND 2 (POST OAK) U1 |  | LNCRK2_G871 | SHACKELFORD | WIND | WEST | 2007 | 100 | 100 | 100 | 100 | 100 | 100 | 100 | 100 | 100 | 100
468 | LONE STAR WIND 2 (POST OAK) U2 |  | LNCRK2_G872 | SHACKELFORD | WIND | WEST | 2007 | 100 | 100 | 100 | 100 | 100 | 100 | 100 | 100 | 100 | 100
469 | LONGHORN WIND NORTH U1 |  | LHORN_N_UNIT1 | FLOYD | WIND | PANHANDLE | 2015 | 100 | 100 | 100 | 100 | 100 | 100 | 100 | 100 | 100 | 100
470 | LONGHORN WIND NORTH U2 |  | LHORN_N_UNIT2 | FLOYD | WIND | PANHANDLE | 2015 | 100 | 100 | 100 | 100 | 100 | 100 | 100 | 100 | 100 | 100
471 | LORAINE WINDPARK I |  | LONEWOLF_G1 | MITCHELL | WIND | WEST | 2009 | 49.5 | 49.5 | 49.5 | 49.5 | 49.5 | 49.5 | 49.5 | 49.5 | 49.5 | 49.5
472 | LORAINE WINDPARK II |  | LONEWOLF_G2 | MITCHELL | WIND | WEST | 2009 | 51 | 51 | 51 | 51 | 51 | 51 | 51 | 51 | 51 | 51
473 | LORAINE WINDPARK III |  | LONEWOLF_G3 | MITCHELL | WIND | WEST | 2011 | 25.5 | 25.5 | 25.5 | 25.5 | 25.5 | 25.5 | 25.5 | 25.5 | 25.5 | 25.5
474 | LORAINE WINDPARK IV |  | LONEWOLF_G4 | MITCHELL | WIND | WEST | 2011 | 24 | 24 | 24 | 24 | 24 | 24 | 24 | 24 | 24 | 24
475 | MESQUITE CREEK WIND 1 |  | MESQCRK_WND1 | DAWSON | WIND | WEST | 2015 | 105.6 | 105.6 | 105.6 | 105.6 | 105.6 | 105.6 | 105.6 | 105.6 | 105.6 | 105.6
476 | MESQUITE CREEK WIND 2 |  | MESQCRK_WND2 | DAWSON | WIND | WEST | 2015 | 105.6 | 105.6 | 105.6 | 105.6 | 105.6 | 105.6 | 105.6 | 105.6 | 105.6 | 105.6
477 | MIAMI WIND G1 |  | MIAM1_G1 | GRAY | WIND | PANHANDLE | 2014 | 144.3 | 144.3 | 144.3 | 144.3 | 144.3 | 144.3 | 144.3 | 144.3 | 144.3 | 144.3
478 | MIAMI WIND G2 |  | MIAM1_G2 | GRAY | WIND | PANHANDLE | 2014 | 144.3 | 144.3 | 144.3 | 144.3 | 144.3 | 144.3 | 144.3 | 144.3 | 144.3 | 144.3
479 | MCADOO WIND |  | MWEC_G1 | DICKENS | WIND | PANHANDLE | 2008 | 150 | 150 | 150 | 150 | 150 | 150 | 150 | 150 | 150 | 150
480 | NOTREES WIND 1 |  | NWF_NWF1 | WINKLER | WIND | WEST | 2009 | 92.6 | 92.6 | 92.6 | 92.6 | 92.6 | 92.6 | 92.6 | 92.6 | 92.6 | 92.6
481 | NOTREES WIND 2 |  | NWF_NWF2 | WINKLER | WIND | WEST | 2009 | 60 | 60 | 60 | 60 | 60 | 60 | 60 | 60 | 60 | 60
482 | OCOTILLO WIND |  | OWF_OWF | HOWARD | WIND | WEST | 2008 | 58.8 | 58.8 | 58.8 | 58.8 | 58.8 | 58.8 | 58.8 | 58.8 | 58.8 | 58.8
483 | PANHANDLE WIND 1 U1 |  | PH1_UNIT1 | CARSON | WIND | PANHANDLE | 2014 | 109.2 | 109.2 | 109.2 | 109.2 | 109.2 | 109.2 | 109.2 | 109.2 | 109.2 | 109.2
484 | PANHANDLE WIND 1 U2 |  | PH1_UNIT2 | CARSON | WIND | PANHANDLE | 2014 | 109.2 | 109.2 | 109.2 | 109.2 | 109.2 | 109.2 | 109.2 | 109.2 | 109.2 | 109.2
485 | PANHANDLE WIND 2 U1 |  | PH2_UNIT1 | CARSON | WIND | PANHANDLE | 2014 | 94.2 | 94.2 | 94.2 | 94.2 | 94.2 | 94.2 | 94.2 | 94.2 | 94.2 | 94.2
486 | PANHANDLE WIND 2 U2 |  | PH2_UNIT2 | CARSON | WIND | PANHANDLE | 2014 | 96.6 | 96.6 | 96.6 | 96.6 | 96.6 | 96.6 | 96.6 | 96.6 | 96.6 | 96.6
487 | PANTHER CREEK WIND 1 |  | PC_NORTH_PANTHER1 | HOWARD | WIND | WEST | 2008 | 142.5 | 142.5 | 142.5 | 142.5 | 142.5 | 142.5 | 142.5 | 142.5 | 142.5 | 142.5
488 | PANTHER CREEK WIND 2 |  | PC_SOUTH_PANTHER2 | HOWARD | WIND | WEST | 2008 | 115.5 | 115.5 | 115.5 | 115.5 | 115.5 | 115.5 | 115.5 | 115.5 | 115.5 | 115.5
489 | PANTHER CREEK WIND 3 |  | PC_SOUTH_PANTHER3 | HOWARD | WIND | WEST | 2009 | 199.5 | 199.5 | 199.5 | 199.5 | 199.5 | 199.5 | 199.5 | 199.5 | 199.5 | 199.5
490 | PECOS WIND 1 (WOODWARD) |  | WOODWRD1_WOODWRD1 | PECOS | WIND | WEST | 2001 | 82.5 | 82.5 | 82.5 | 82.5 | 82.5 | 82.5 | 82.5 | 82.5 | 82.5 | 82.5
491 | PECOS WIND 2 (WOODWARD) |  | WOODWRD2_WOODWRD2 | PECOS | WIND | WEST | 2001 | 77.2 | 77.2 | 77.2 | 77.2 | 77.2 | 77.2 | 77.2 | 77.2 | 77.2 | 77.2
492 | PYRON WIND |  | PYR_PYRON1 | SCURRY | WIND | WEST | 2008 | 249 | 249 | 249 | 249 | 249 | 249 | 249 | 249 | 249 | 249
493 | RATTLESNAKE DEN WIND PHASE 1 G1 |  | RSNAKE_G1 | GLASSCOCK | WIND | WEST | 2015 | 104.3 | 104.3 | 104.3 | 104.3 | 104.3 | 104.3 | 104.3 | 104.3 | 104.3 | 104.3
494 | RATTLESNAKE DEN WIND PHASE 1 G2 |  | RSNAKE_G2 | GLASSCOCK | WIND | WEST | 2015 | 103 | 103 | 103 | 103 | 103 | 103 | 103 | 103 | 103 | 103
495 | RED CANYON WIND |  | RDCANYON_RDCNY1 | BORDEN | WIND | WEST | 2006 | 84 | 84 | 84 | 84 | 84 | 84 | 84 | 84 | 84 | 84
496 | ROSCOE WIND |  | TKWSW1_ROSCOE | NOLAN | WIND | WEST | 2008 | 209 | 209 | 209 | 209 | 209 | 209 | 209 | 209 | 209 | 209
497 | ROUTE 66 WIND |  | ROUTE_66_WIND1 | CARSON | WIND | PANHANDLE | 2015 | 150 | 150 | 150 | 150 | 150 | 150 | 150 | 150 | 150 | 150
498 | SAND BLUFF WIND |  | MCDLD_SBW1 | GLASSCOCK | WIND | WEST | 2008 | 90 | 90 | 90 | 90 | 90 | 90 | 90 | 90 | 90 | 90
499 | SENATE WIND |  | SENATEWD_UNIT1 | JACK | WIND | NORTH | 2012 | 150 | 150 | 150 | 150 | 150 | 150 | 150 | 150 | 150 | 150
500 | SHERBINO 1 WIND |  | KEO_KEO_SM1 | PECOS | WIND | WEST | 2008 | 150 | 150 | 150 | 150 | 150 | 150 | 150 | 150 | 150 | 150
501 | SHERBINO 2 WIND |  | KEO_SHRBINO2 | PECOS | WIND | WEST | 2011 | 147.5 | 147.5 | 147.5 | 147.5 | 147.5 | 147.5 | 147.5 | 147.5 | 147.5 | 147.5
502 | SILVER STAR WIND |  | FLTCK_SSI | EASTLAND | WIND | NORTH | 2008 | 60 | 60 | 60 | 60 | 60 | 60 | 60 | 60 | 60 | 60
503 | SNYDER WIND |  | ENAS_ENA1 | SCURRY | WIND | WEST | 2007 | 63 | 63 | 63 | 63 | 63 | 63 | 63 | 63 | 63 | 63
504 | SOUTH PLAINS WIND I |  | SPLAIN1_WIND1 | FLOYD | WIND | WEST | 2015 | 102 | 102 | 102 | 102 | 102 | 102 | 102 | 102 | 102 | 102
505 | SOUTH PLAINS WIND 2 |  | SPLAIN1_WIND2 | FLOYD | WIND | WEST | 2015 | 98 | 98 | 98 | 98 | 98 | 98 | 98 | 98 | 98 | 98
506 | SOUTH TRENT WIND |  | STWF_T1 | NOLAN | WIND | WEST | 2008 | 98.2 | 98.2 | 98.2 | 98.2 | 98.2 | 98.2 | 98.2 | 98.2 | 98.2 | 98.2
507 | SPINNING SPUR WIND TWO |  | SSPURTWO_WIND_1 | OLDHAM | WIND | PANHANDLE | 2014 | 161 | 161 | 161 | 161 | 161 | 161 | 161 | 161 | 161 | 161
508 | SPINNING SPUR 3 [WIND 1] |  | SSPURTWO_SS3WIND1 | OLDHAM | WIND | PANHANDLE | 2015 | 96 | 96 | 96 | 96 | 96 | 96 | 96 | 96 | 96 | 96
509 | SPINNING SPUR 3 [WIND 2] |  | SSPURTWO_SS3WIND2 | OLDHAM | WIND | PANHANDLE | 2015 | 98 | 98 | 98 | 98 | 98 | 98 | 98 | 98 | 98 | 98
510 | STANTON WIND ENERGY |  | SWEC_G1 | MARTIN | WIND | WEST | 2008 | 120 | 120 | 120 | 120 | 120 | 120 | 120 | 120 | 120 | 120
511 | STEPHENS RANCH WIND 1 |  | SRWE1_UNIT1 | BORDEN | WIND | WEST | 2014 | 211.2 | 211.2 | 211.2 | 211.2 | 211.2 | 211.2 | 211.2 | 211.2 | 211.2 | 211.2
512 | STEPHENS RANCH WIND 2 |  | SRWE1_SRWE2 | BORDEN | WIND | WEST | 2015 | 164.7 | 164.7 | 164.7 | 164.7 | 164.7 | 164.7 | 164.7 | 164.7 | 164.7 | 164.7
513 | SWEETWATER WIND 1 |  | SWEETWND_WND1 | NOLAN | WIND | WEST | 2003 | 36.6 | 36.6 | 36.6 | 36.6 | 36.6 | 36.6 | 36.6 | 36.6 | 36.6 | 36.6
514 | SWEETWATER WIND 2A |  | SWEETWN2_WND24 | NOLAN | WIND | WEST | 2006 | 15.9 | 15.9 | 15.9 | 15.9 | 15.9 | 15.9 | 15.9 | 15.9 | 15.9 | 15.9
515 | SWEETWATER WIND 2B |  | SWEETWN2_WND2 | NOLAN | WIND | WEST | 2004 | 97.5 | 97.5 | 97.5 | 97.5 | 97.5 | 97.5 | 97.5 | 97.5 | 97.5 | 97.5
516 | SWEETWATER WIND 3A |  | SWEETWN3_WND3A | NOLAN | WIND | WEST | 2011 | 28.5 | 28.5 | 28.5 | 28.5 | 28.5 | 28.5 | 28.5 | 28.5 | 28.5 | 28.5
517 | SWEETWATER WIND 3B |  | SWEETWN3_WND3B | NOLAN | WIND | WEST | 2011 | 100.5 | 100.5 | 100.5 | 100.5 | 100.5 | 100.5 | 100.5 | 100.5 | 100.5 | 100.5
518 | SWEETWATER WIND 4-5 |  | SWEETWN4_WND5 | NOLAN | WIND | WEST | 2007 | 79.2 | 79.2 | 79.2 | 79.2 | 79.2 | 79.2 | 79.2 | 79.2 | 79.2 | 79.2
519 | SWEETWATER WIND 4-4B |  | SWEETWN4_WND4B | NOLAN | WIND | WEST | 2007 | 103.7 | 103.7 | 103.7 | 103.7 | 103.7 | 103.7 | 103.7 | 103.7 | 103.7 | 103.7
520 | SWEETWATER WIND 4-4A |  | SWEETWN4_WND4A | NOLAN | WIND | WEST | 2007 | 117.8 | 117.8 | 117.8 | 117.8 | 117.8 | 117.8 | 117.8 | 117.8 | 117.8 | 117.8
521 | TEXAS BIG SPRING WIND a |  | SGMTN_SIGNALMT | HOWARD | WIND | WEST | 1999 | 27.7 | 27.7 | 27.7 | 27.7 | 27.7 | 27.7 | 27.7 | 27.7 | 27.7 | 27.7
522 | TEXAS BIG SPRING WIND b |  | SGMTN_SIGNALM2 | HOWARD | WIND | WEST | 1999 | 6.6 | 6.6 | 6.6 | 6.6 | 6.6 | 6.6 | 6.6 | 6.6 | 6.6 | 6.6
523 | TRENT WIND |  | TRENT_TRENT | NOLAN | WIND | WEST | 2001 | 150 | 150 | 150 | 150 | 150 | 150 | 150 | 150 | 150 | 150
524 | TRINITY HILLS WIND 1 |  | TRINITY_TH1_BUS1 | YOUNG | WIND | WEST | 2012 | 117.5 | 117.5 | 117.5 | 117.5 | 117.5 | 117.5 | 117.5 | 117.5 | 117.5 | 117.5
525 | TRINITY HILLS WIND 2 |  | TRINITY_TH1_BUS2 | YOUNG | WIND | WEST | 2012 | 107.5 | 107.5 | 107.5 | 107.5 | 107.5 | 107.5 | 107.5 | 107.5 | 107.5 | 107.5
526 | TURKEY TRACK WIND |  | TTWEC_G1 | NOLAN | WIND | WEST | 2008 | 169.5 | 169.5 | 169.5 | 169.5 | 169.5 | 169.5 | 169.5 | 169.5 | 169.5 | 169.5
527 | WEST TEXAS WIND |  | SW_MESA_SW_MESA | UPTON | WIND | WEST | 1999 | 80.3 | 80.3 | 80.3 | 80.3 | 80.3 | 80.3 | 80.3 | 80.3 | 80.3 | 80.3
528 | WHIRLWIND ENERGY |  | WEC_WECG1 | FLOYD | WIND | PANHANDLE | 2007 | 57 | 57 | 57 | 57 | 57 | 57 | 57 | 57 | 57 | 57
529 | WHITETAIL WIND |  | EXGNWTL_WIND_1 | WEBB | WIND | SOUTH | 2012 | 91 | 91 | 91 | 91 | 91 | 91 | 91 | 91 | 91 | 91
530 | WINDTHORST 2 WIND |  | WNDTHST2_UNIT1 | ARCHER | WIND | WEST | 2014 | 67.6 | 67.6 | 67.6 | 67.6 | 67.6 | 67.6 | 67.6 | 67.6 | 67.6 | 67.6
531 | WKN MOZART WIND |  | MOZART_WIND_1 | KENT | WIND | WEST | 2012 | 30 | 30 | 30 | 30 | 30 | 30 | 30 | 30 | 30 | 30
532 | WOLF RIDGE WIND |  | WHTTAIL_WR1 | COOKE | WIND | NORTH | 2008 | 112.5 | 112.5 | 112.5 | 112.5 | 112.5 | 112.5 | 112.5 | 112.5 | 112.5 | 112.5
533 | TSTC WEST TEXAS WIND |  | DG_ROSC2_1UNIT | NOLAN | WIND | WEST | 2008 | 2 | 2 | 2 | 2 | 2 | 2 | 2 | 2 | 2 | 2
534 | WOLF FLATS WIND (WIND MGT) |  | DG_TURL_UNIT1 | HALL | WIND | PANHANDLE | 2007 | 1 | 1 | 1 | 1 | 1 | 1 | 1 | 1 | 1 | 1
535 | Operational Wind Capacity Sub-total (Non-Coastal Counties) | [6 empty] | 13355.2 | 13355.2 | 13355.2 | 13355.2 | 13355.2 | 13355.2 | 13355.2 | 13355.2 | 13355.2 | 13355.2
536 | Wind Peak Average Capacity Percentage (Non-Coastal) |  | WIND_PEAK_PCT_NC | % |  |  |  | 18 | 18 | 18 | 18 | 18 | 18 | 18 | 18 | 18 | 18
537
538 | GULF WIND I |  | TGW_T1 | KENEDY | WIND-C | COASTAL | 2010 | 141.6 | 141.6 | 141.6 | 141.6 | 141.6 | 141.6 | 141.6 | 141.6 | 141.6 | 141.6
539 | GULF WIND II |  | TGW_T2 | KENEDY | WIND-C | COASTAL | 2010 | 141.6 | 141.6 | 141.6 | 141.6 | 141.6 | 141.6 | 141.6 | 141.6 | 141.6 | 141.6
540 | LOS VIENTOS WIND I |  | LV1_LV1A | WILLACY | WIND-C | COASTAL | 2013 | 200.1 | 200.1 | 200.1 | 200.1 | 200.1 | 200.1 | 200.1 | 200.1 | 200.1 | 200.1
541 | LOS VIENTOS WIND II |  | LV1_LV1B | WILLACY | WIND-C | COASTAL | 2013 | 201.6 | 201.6 | 201.6 | 201.6 | 201.6 | 201.6 | 201.6 | 201.6 | 201.6 | 201.6
542 | MAGIC VALLEY WIND (REDFISH) 1A |  | REDFISH_MV1A | WILLACY | WIND-C | COASTAL | 2012 | 99.8 | 99.8 | 99.8 | 99.8 | 99.8 | 99.8 | 99.8 | 99.8 | 99.8 | 99.8
543 | MAGIC VALLEY WIND (REDFISH) 1B |  | REDFISH_MV1B | WILLACY | WIND-C | COASTAL | 2012 | 103.5 | 103.5 | 103.5 | 103.5 | 103.5 | 103.5 | 103.5 | 103.5 | 103.5 | 103.5
544 | PAPALOTE CREEK WIND |  | PAP1_PAP1 | SAN PATRICIO | WIND-C | COASTAL | 2009 | 179.9 | 179.9 | 179.9 | 179.9 | 179.9 | 179.9 | 179.9 | 179.9 | 179.9 | 179.9
545 | PAPALOTE CREEK WIND II |  | COTTON_PAP2 | SAN PATRICIO | WIND-C | COASTAL | 2010 | 200.1 | 200.1 | 200.1 | 200.1 | 200.1 | 200.1 | 200.1 | 200.1 | 200.1 | 200.1
546 | PENASCAL WIND 1 |  | PENA_UNIT1 | KENEDY | WIND-C | COASTAL | 2009 | 160.8 | 160.8 | 160.8 | 160.8 | 160.8 | 160.8 | 160.8 | 160.8 | 160.8 | 160.8
547 | PENASCAL WIND 2 |  | PENA_UNIT2 | KENEDY | WIND-C | COASTAL | 2009 | 141.6 | 141.6 | 141.6 | 141.6 | 141.6 | 141.6 | 141.6 | 141.6 | 141.6 | 141.6
548 | PENASCAL WIND 3 |  | PENA3_UNIT3 | KENEDY | WIND-C | COASTAL | 2011 | 100.8 | 100.8 | 100.8 | 100.8 | 100.8 | 100.8 | 100.8 | 100.8 | 100.8 | 100.8
549 | HARBOR WIND |  | DG_NUECE_6UNITS | NUECES | WIND-C | COASTAL | 2012 | 9 | 9 | 9 | 9 | 9 | 9 | 9 | 9 | 9 | 9
550 | Operational Wind Capacity Sub-total (Coastal Counties) | [6 empty] | 1680.4 | 1680.4 | 1680.4 | 1680.4 | 1680.4 | 1680.4 | 1680.4 | 1680.4 | 1680.4 | 1680.4
551 | Wind Peak Average Capacity Percentage (Coastal) |  | WIND_PEAK_PCT_C | % |  |  |  | 37 | 37 | 37 | 37 | 37 | 37 | 37 | 37 | 37 | 37
552
553 | Operational Wind Capacity Total (All Counties) |  | WIND_OPERATIONAL |  |  |  |  | 15035.6 | 15035.6 | 15035.6 | 15035.6 | 15035.6 | 15035.6 | 15035.6 | 15035.6 | 15035.6 | 15035.6
554
555 | Operational Resources (Solar)
556 | ACACIA SOLAR |  | ACACIA_UNIT_1 | PRESIDIO | SOLAR | WEST | 2012 | 10 | 10 | 10 | 10 | 10 | 10 | 10 | 10 | 10 | 10
557 | FS BARILLA SOLAR-PECOS |  | HOVEY_UNIT1 | PECOS | SOLAR | WEST | 2014 | 22 | 22 | 22 | 22 | 22 | 22 | 22 | 22 | 22 | 22
558 | OCI ALAMO 1 SOLAR |  | OCI_ALM1_UNIT1 | BEXAR | SOLAR | SOUTH | 2013 | 39.2 | 39.2 | 39.2 | 39.2 | 39.2 | 39.2 | 39.2 | 39.2 | 39.2 | 39.2
559 | OCI ALAMO 4 SOLAR-BRACKETVILLE |  | ECLIPSE_UNIT1 | KINNEY | SOLAR | SOUTH | 2014 | 37.6 | 37.6 | 37.6 | 37.6 | 37.6 | 37.6 | 37.6 | 37.6 | 37.6 | 37.6
560 | WEBBERVILLE SOLAR |  | WEBBER_S_WSP1 | TRAVIS | SOLAR | SOUTH | 2011 | 26.7 | 26.7 | 26.7 | 26.7 | 26.7 | 26.7 | 26.7 | 26.7 | 26.7 | 26.7
561 | BLUE WING 1 SOLAR |  | DG_BROOK_1UNIT | BEXAR | SOLAR | SOUTH | 2010 | 7.6 | 7.6 | 7.6 | 7.6 | 7.6 | 7.6 | 7.6 | 7.6 | 7.6 | 7.6
562 | BLUE WING 2 SOLAR |  | DG_ELEM_1UNIT | BEXAR | SOLAR | SOUTH | 2010 | 7.3 | 7.3 | 7.3 | 7.3 | 7.3 | 7.3 | 7.3 | 7.3 | 7.3 | 7.3
563 | OCI ALAMO 2 SOLAR-ST. HEDWIG |  | DG_STHWG_UNIT1 | BEXAR | SOLAR | SOUTH | 2014 | 4.4 | 4.4 | 4.4 | 4.4 | 4.4 | 4.4 | 4.4 | 4.4 | 4.4 | 4.4
564 | OCI ALAMO 3-WALZEM SOLAR |  | DG_WALZM_UNIT1 | BEXAR | SOLAR | SOUTH | 2014 | 5.5 | 5.5 | 5.5 | 5.5 | 5.5 | 5.5 | 5.5 | 5.5 | 5.5 | 5.5
565 | RENEWABLE ENERGY ALTERNATIVES-CCS1 |  | DG_COSERVSS_CCS1 | DENTON | SOLAR | NORTH | 2015 | 2 | 2 | 2 | 2 | 2 | 2 | 2 | 2 | 2 | 2
566 | SUNEDISON CPS3 SOMERSET 1 SOLAR |  | DG_SOME1_1UNIT | BEXAR | SOLAR | SOUTH | 2012 | 5.6 | 5.6 | 5.6 | 5.6 | 5.6 | 5.6 | 5.6 | 5.6 | 5.6 | 5.6
567 | SUNEDISON SOMERSET 2 SOLAR |  | DG_SOME2_1UNIT | BEXAR | SOLAR | SOUTH | 2012 | 5 | 5 | 5 | 5 | 5 | 5 | 5 | 5 | 5 | 5
568 | SUNEDISON RABEL ROAD SOLAR |  | DG_VALL1_1UNIT | BEXAR | SOLAR | SOUTH | 2012 | 9.9 | 9.9 | 9.9 | 9.9 | 9.9 | 9.9 | 9.9 | 9.9 | 9.9 | 9.9
569 | SUNEDISON VALLEY ROAD SOLAR |  | DG_VALL2_1UNIT | BEXAR | SOLAR | SOUTH | 2012 | 9.9 | 9.9 | 9.9 | 9.9 | 9.9 | 9.9 | 9.9 | 9.9 | 9.9 | 9.9
570 | Operational Capacity Total (Solar) | [6 empty] | 192.7 | 192.7 | 192.7 | 192.7 | 192.7 | 192.7 | 192.7 | 192.7 | 192.7 | 192.7
571 | Solar Peak Average Capacity Percentage |  | SOLAR_PEAK_PCT | % |  |  |  | 100 | 100 | 100 | 100 | 100 | 100 | 100 | 100 | 100 | 100
572
573 | Reliability Must-Run (RMR) Capacity |  | RMR_CAP_CONT |  | GAS |  |  | 0 | 0 | 0 | 0 | 0 | 0 | 0 | 0 | 0 | 0
574
575 | Non-Synchronous Tie Resources
576 | EAST TIE |  | DC_E | FANNIN |  | NORTH |  | 600 | 600 | 600 | 600 | 600 | 600 | 600 | 600 | 600 | 600
577 | NORTH TIE |  | DC_N | WILBARGER |  | WEST |  | 220 | 220 | 220 | 220 | 220 | 220 | 220 | 220 | 220 | 220
578 | EAGLE PASS TIE |  | DC_S | MAVERICK |  | SOUTH |  | 30 | 30 | 30 | 30 | 30 | 30 | 30 | 30 | 30 | 30
579 | LAREDO VFT TIE |  | DC_L | WEBB |  | SOUTH |  | 100 | 100 | 100 | 100 | 100 | 100 | 100 | 100 | 100 | 100
580 | SHARYLAND RAILROAD TIE |  | DC_R | HIDALGO |  | SOUTH |  | 150 | 150 | 150 | 150 | 150 | 150 | 150 | 150 | 150 | 150
581 | SHARYLAND RAILROAD TIE 2 |  | DC_R2 | HIDALGO |  | SOUTH |  | 150 | 150 | 150 | 150 | 150 | 150 | 150 | 150 | 150 | 150
582 | Non-Synchronous Ties Total | [6 empty] | 1250 | 1250 | 1250 | 1250 | 1250 | 1250 | 1250 | 1250 | 1250 | 1250
583 | Non-Synchronous Ties Capacity Contribution (Top 20 Hours) |  | DCTIE_CAP_CONT |  | OTHER |  |  | 371.4 | 371.4 | 371.4 | 371.4 | 371.4 | 371.4 | 371.4 | 371.4 | 371.4 | 371.4
584
585 | Planned Thermal Resources with Executed SGIA, Air Permit, GHG Permit and Water Rights
586 | TEXAS CLEAN ENERGY PROJECT | 13INR0023 |  | ECTOR | COAL | WEST | 2018 | 0 | 0 | 240 | 240 | 240 | 240 | 240 | 240 | 240 | 240
587 | FGE TEXAS I PROJECT | 16INR0010 |  | MITCHELL | GAS | WEST | 2018 | 0 | 0 | 799 | 799 | 799 | 799 | 799 | 799 | 799 | 799
588 | ANTELOPE 1-3 IC & ELK CTG 1 (SWITCHABLE) | 13INR0028 |  | HALE | GAS | PANHANDLE | 2016 | 369.4 | 369.4 | 369.4 | 369.4 | 369.4 | 369.4 | 369.4 | 369.4 | 369.4 | 369.4
589 | LA PALOMA ENERGY CENTER PROJECT | 16INR0004 |  | CAMERON | GAS | COASTAL | 2018 | 0 | 0 | 730 | 730 | 730 | 730 | 730 | 730 | 730 | 730
590 | PHR PEAKERS [BAC_CTG1-6] | 14INR0038 |  | GALVESTON | GAS | HOUSTON | 2016 | 390 | 390 | 390 | 390 | 390 | 390 | 390 | 390 | 390 | 390
591 | SKY GLOBAL POWER ONE | 16INR0057 |  | COLORADO | GAS | SOUTH | 2016 | 51.4 | 51.4 | 51.4 | 51.4 | 51.4 | 51.4 | 51.4 | 51.4 | 51.4 | 51.4
592 | INDECK WHARTON ENERGY CENTER PROJECT | 15INR0023 |  | WHARTON | GAS | SOUTH | 2017 | 0 | 700 | 700 | 700 | 700 | 700 | 700 | 700 | 700 | 700
593 | PONDERA KING PROJECT | 10INR0022 |  | HARRIS | GAS | HOUSTON | 2017 | 0 | 925 | 925 | 925 | 925 | 925 | 925 | 925 | 925 | 925
594 | PINECREST ENERGY CENTER PROJECT | 16INR0006 |  | ANGELINA | GAS | NORTH | 2017 | 0 | 785 | 785 | 785 | 785 | 785 | 785 | 785 | 785 | 785
595 | RED GATE IC PLANT [REDGATE_AGR_A-D] | 14INR0040 |  | HIDALGO | GAS | SOUTH | 2016 | 225 | 225 | 225 | 225 | 225 | 225 | 225 | 225 | 225 | 225
596 | ELK STATION CTG 2 (SWITCHABLE) | 15INR0032 |  | HALE | GAS | PANHANDLE | 2016 | 202 | 0 | 0 | 0 | 0 | 0 | 0 | 0 | 0 | 0
597 | ELK STATION CTG 3 | 15INR0033 |  | HALE | GAS | PANHANDLE | 2016 | 202 | 202 | 202 | 202 | 202 | 202 | 202 | 202 | 202 | 202
598 | WOLF HOLLOW 2 | 17INR0009 |  | HOOD | GAS | NORTH | 2017 | 0 | 1042 | 1042 | 1042 | 1042 | 1042 | 1042 | 1042 | 1042 | 1042
599 | FRIENDSWOOD G | 13INR0049 |  | HARRIS | GAS | HOUSTON | 2017 | 0 | 129 | 129 | 129 | 129 | 129 | 129 | 129 | 129 | 129
600 | BETHEL CAES PROJECT | 15INR0013 |  | ANDERSON | STORAGE | NORTH | 2018 | 0 | 0 | 0 | 324 | 324 | 324 | 324 | 324 | 324 | 324
601 | Planned Capacity Total (Coal, Gas & Storage) | [6 empty] | 1439.8 | 4818.8 | 6587.8 | 6911.8 | 6911.8 | 6911.8 | 6911.8 | 6911.8 | 6911.8 | 6911.8
602
603 | Planned Wind Resources with Executed SGIA
604 | GUNSIGHT MOUNTAIN WIND | 08INR0018 |  | HOWARD | WIND | WEST | 2016 | 120 | 120 | 120 | 120 | 120 | 120 | 120 | 120 | 120 | 120
605 | BAFFIN WIND [BAFFIN_UNIT1-2] | 06INR0022c |  | KENEDY | WIND-C | COASTAL | 2015 | 202 | 202 | 202 | 202 | 202 | 202 | 202 | 202 | 202 | 202
606 | MIDWAY FARMS WIND | 11INR0054 |  | SAN PATRICIO | WIND-C | COASTAL | 2016 | 0 | 161 | 161 | 161 | 161 | 161 | 161 | 161 | 161 | 161
607 | LONGHORN WIND SOUTH | 14INR0023b |  | BRISCOE | WIND | PANHANDLE | 2016 | 0 | 160 | 160 | 160 | 160 | 160 | 160 | 160 | 160 | 160
608 | MARIAH WIND A | 13INR0010a |  | PARMER | WIND | PANHANDLE | 2016 | 232 | 232 | 232 | 232 | 232 | 232 | 232 | 232 | 232 | 232
609 | MARIAH WIND B | 13INR0010b |  | PARMER | WIND | PANHANDLE | 2016 | 230 | 230 | 230 | 230 | 230 | 230 | 230 | 230 | 230 | 230
610 | MIAMI WIND 1B | 14INR0012b |  | GRAY | WIND | PANHANDLE | 2016 | 111 | 111 | 111 | 111 | 111 | 111 | 111 | 111 | 111 | 111
611 | SHANNON WIND [SHANNONW_UNIT_1] | 11INR0079a |  | CLAY | WIND | WEST | 2015 | 200 | 200 | 200 | 200 | 200 | 200 | 200 | 200 | 200 | 200
612 | SENDERO WIND ENERGY [EXGNSND_WIND_1] | 12INR0068 |  | JIM HOGG | WIND | SOUTH | 2015 | 78 | 78 | 78 | 78 | 78 | 78 | 78 | 78 | 78 | 78
613 | RATTLESNAKE DEN WIND 2 | 13INR0020b |  | GLASSCOCK | WIND | WEST | 2017 | 0 | 158 | 158 | 158 | 158 | 158 | 158 | 158 | 158 | 158
614 | PATRIOT WIND (PETRONILLA) | 11INR0062 |  | NUECES | WIND-C | COASTAL | 2016 | 0 | 180 | 180 | 180 | 180 | 180 | 180 | 180 | 180 | 180
615 | COMANCHE RUN WIND | 12INR0029 |  | SWISHER | WIND | PANHANDLE | 2016 | 0 | 500 | 500 | 500 | 500 | 500 | 500 | 500 | 500 | 500
616 | CAMERON COUNTY WIND [CAMWIND_UNIT1] | 11INR0057 |  | CAMERON | WIND-C | COASTAL | 2015 | 165 | 165 | 165 | 165 | 165 | 165 | 165 | 165 | 165 | 165
617 | LOS VIENTOS III WIND [LV3_UNIT_1] | 13INR0052 |  | STARR | WIND | SOUTH | 2015 | 200 | 200 | 200 | 200 | 200 | 200 | 200 | 200 | 200 | 200
618 | PAMPA WIND | 12INR0018 |  | GRAY | WIND | PANHANDLE | 2017 | 0 | 500 | 500 | 500 | 500 | 500 | 500 | 500 | 500 | 500
619 | SOUTH PLAINS WIND II | 14INR0025b |  | FLOYD | WIND | PANHANDLE | 2016 | 151.8 | 151.8 | 151.8 | 151.8 | 151.8 | 151.8 | 151.8 | 151.8 | 151.8 | 151.8
620 | SOUTH PLAINS WIND III | 14INR0025c |  | FLOYD | WIND | PANHANDLE | 2016 | 148.5 | 148.5 | 148.5 | 148.5 | 148.5 | 148.5 | 148.5 | 148.5 | 148.5 | 148.5
621 | WAKE WIND | 14INR0047 |  | DICKENS | WIND | PANHANDLE | 2016 | 300 | 300 | 300 | 300 | 300 | 300 | 300 | 300 | 300 | 300
622 | DOUG COLBECK'S CORNER (CONWAY) | 13INR0005b |  | CARSON | WIND | PANHANDLE | 2016 | 200 | 200 | 200 | 200 | 200 | 200 | 200 | 200 | 200 | 200
623 | GRANDVIEW WIND 3 (CONWAY) | 13INR0005c |  | CARSON | WIND | PANHANDLE | 2016 | 0 | 188 | 188 | 188 | 188 | 188 | 188 | 188 | 188 | 188
624 | SCANDIA WIND D | 13INR0010d |  | PARMER | WIND | PANHANDLE | 2017 | 0 | 200 | 200 | 200 | 200 | 200 | 200 | 200 | 200 | 200
625 | SCANDIA WIND E | 13INR0010e |  | PARMER | WIND | PANHANDLE | 2017 | 0 | 200 | 200 | 200 | 200 | 200 | 200 | 200 | 200 | 200
626 | SCANDIA WIND F | 13INR0010f |  | PARMER | WIND | PANHANDLE | 2017 | 0 | 200 | 200 | 200 | 200 | 200 | 200 | 200 | 200 | 200
627 | PULLMAN ROAD WIND | 15INR0079 |  | RANDALL | WIND | PANHANDLE | 2016 | 300 | 300 | 300 | 300 | 300 | 300 | 300 | 300 | 300 | 300
628 | PANHANDLE WIND 3 | 14INR0030c |  | CARSON | WIND | PANHANDLE | 2016 | 0 | 248 | 248 | 248 | 248 | 248 | 248 | 248 | 248 | 248
629 | SALT FORK WIND | 14INR0062 |  | GRAY | WIND | PANHANDLE | 2016 | 0 | 200 | 200 | 200 | 200 | 200 | 200 | 200 | 200 | 200
630 | LOS VIENTOS IV WIND | 15INR0037 |  | STARR | WIND | SOUTH | 2016 | 200 | 200 | 200 | 200 | 200 | 200 | 200 | 200 | 200 | 200
631 | LOS VIENTOS V WIND [LV5_UNIT_1] | 15INR0021 |  | STARR | WIND | SOUTH | 2015 | 110 | 110 | 110 | 110 | 110 | 110 | 110 | 110 | 110 | 110
632 | PALO DURO WIND | 15INR0050 |  | DEAF SMITH | WIND | PANHANDLE | 2016 | 203 | 203 | 203 | 203 | 203 | 203 | 203 | 203 | 203 | 203
633 | JAVELINA WIND [BORDAS_JAVEL18 & 20] | 13INR0055 |  | ZAPATA | WIND | SOUTH | 2015 | 250 | 250 | 250 | 250 | 250 | 250 | 250 | 250 | 250 | 250
634 | CAPROCK WIND | 10INR0009 |  | CASTRO | WIND | PANHANDLE | 2017 | 0 | 300 | 300 | 300 | 300 | 300 | 300 | 300 | 300 | 300
635 | SAN ROMAN WIND | 14INR0013 |  | CAMERON | WIND-C | COASTAL | 2016 | 0 | 103 | 103 | 103 | 103 | 103 | 103 | 103 | 103 | 103
636 | TORRECILLAS WIND A | 14INR0045a |  | WEBB | WIND | SOUTH | 2016 | 200 | 200 | 200 | 200 | 200 | 200 | 200 | 200 | 200 | 200
637 | TORRECILLAS WIND B | 14INR0045b |  | WEBB | WIND | SOUTH | 2016 | 200 | 200 | 200 | 200 | 200 | 200 | 200 | 200 | 200 | 200
638 | CHANGING WINDS | 13INR0045 |  | CASTRO | WIND | PANHANDLE | 2017 | 0 | 288 | 288 | 288 | 288 | 288 | 288 | 288 | 288 | 288
639 | ELECTRA WIND | 16INR0062 |  | WILBARGER | WIND | WEST | 2016 | 360 | 360 | 360 | 360 | 360 | 360 | 360 | 360 | 360 | 360
640 | HORSE CREEK WIND | 14INR0060 |  | HASKELL | WIND | WEST | 2016 | 200 | 200 | 200 | 200 | 200 | 200 | 200 | 200 | 200 | 200
641 | WILLOW SPRINGS WIND | 14INR0060b |  | HASKELL | WIND | WEST | 2016 | 200 | 200 | 200 | 200 | 200 | 200 | 200 | 200 | 200 | 200
642 | MUENSTER WIND | 15INR0085 |  | COOKE | WIND | NORTH | 2016 | 118.3 | 118.3 | 118.3 | 118.3 | 118.3 | 118.3 | 118.3 | 118.3 | 118.3 | 118.3
643 | HAPPY WHITEFACE WIND | 15INR0074 |  | DEAF SMITH | WIND | PANHANDLE | 2016 | 157 | 157 | 157 | 157 | 157 | 157 | 157 | 157 | 157 | 157
644 | CHAPMAN RANCH WIND I | 16INR0055 |  | NUECES | WIND-C | COASTAL | 2016 | 0 | 250 | 250 | 250 | 250 | 250 | 250 | 250 | 250 | 250
645 | HIDALGO & STARR WIND | 16INR0024 |  | HIDALGO | WIND | SOUTH | 2016 | 250 | 250 | 250 | 250 | 250 | 250 | 250 | 250 | 250 | 250
646 | BLANCO CANYON WIND (COTTON PLAINS) | 16INR0037 |  | FLOYD | WIND | PANHANDLE | 2016 | 0 | 50 | 50 | 50 | 50 | 50 | 50 | 50 | 50 | 50
647 | BLANCO CANYON WIND (OLD SETTLER) | 16INR0037b |  | FLOYD | WIND | PANHANDLE | 2016 | 0 | 150 | 150 | 150 | 150 | 150 | 150 | 150 | 150 | 150
648 | ROCK SPRINGS VAL VERDE WIND | 11INR0082a |  | VAL VERDE | WIND | WEST | 2016 | 180 | 180 | 180 | 180 | 180 | 180 | 180 | 180 | 180 | 180
649 | MAGIC VALLEY WIND II (REDFISH 2A) | 14INR0041a |  | WILLACY | WIND-C | COASTAL | 2016 | 115 | 115 | 115 | 115 | 115 | 115 | 115 | 115 | 115 | 115
650 | MAGIC VALLEY WIND II (REDFISH 2B) | 14INR0041b |  | WILLACY | WIND-C | COASTAL | 2016 | 115 | 115 | 115 | 115 | 115 | 115 | 115 | 115 | 115 | 115
651 | SALT FORK WIND 2 | 16INR0082 |  | CARSON | WIND | PANHANDLE | 2016 | 0 | 200 | 200 | 200 | 200 | 200 | 200 | 200 | 200 | 200
652 | SWISHER WIND | 13INR0038 |  | SWISHER | WIND | PANHANDLE | 2016 | 0 | 300 | 300 | 300 | 300 | 300 | 300 | 300 | 300 | 300
653 | BUCKTHORN WIND 1 | 14INR0057 |  | ERATH | WIND | NORTH | 2016 | 96 | 96 | 96 | 96 | 96 | 96 | 96 | 96 | 96 | 96
654 | FLUVANNA RENEWABLE 1 | 13INR0056 |  | SCURRY | WIND | WEST | 2017 | 0 | 240 | 240 | 240 | 240 | 240 | 240 | 240 | 240 | 240
655 | RTS WIND | 16INR0087 |  | MCCULLOCH | WIND | SOUTH | 2016 | 0 | 200 | 200 | 200 | 200 | 200 | 200 | 200 | 200 | 200
656 | Planned Capacity Total (Wind) | [6 empty] | 5592.6 | 10568.6 | 10568.6 | 10568.6 | 10568.6 | 10568.6 | 10568.6 | 10568.6 | 10568.6 | 10568.6
657
658 | Planned Wind Capacity Sub-total (Non-Coastal Counties) |  | WIND_PLANNED_NC |  |  |  |  | 4995.6 | 9277.6 | 9277.6 | 9277.6 | 9277.6 | 9277.6 | 9277.6 | 9277.6 | 9277.6 | 9277.6
659 | Wind Peak Average Capacity Percentage (Non-Coastal) |  | WIND_PEAK_PCT_NC |  |  |  |  | 18 | 18 | 18 | 18 | 18 | 18 | 18 | 18 | 18 | 18
660
661 | Planned Wind Capacity Sub-total (Coastal Counties) |  | WIND_PLANNED_C |  |  |  |  | 597 | 1291 | 1291 | 1291 | 1291 | 1291 | 1291 | 1291 | 1291 | 1291
662 | Wind Peak Average Capacity Percentage (Coastal) |  | WIND_PEAK_PCT_C |  |  |  |  | 37 | 37 | 37 | 37 | 37 | 37 | 37 | 37 | 37 | 37
663
664 | Planned Solar Resources with Executed SGIA
665 | FS BARILLA SOLAR 1B [HOVEY_UNIT2] | 12INR0059b |  | PECOS | SOLAR | WEST | 2015 | 7.4 | 7.4 | 7.4 | 7.4 | 7.4 | 7.4 | 7.4 | 7.4 | 7.4 | 7.4
666 | FS BARILLA SOLAR 2 | 12INR0059c |  | PECOS | SOLAR | WEST | 2016 | 0 | 21 | 21 | 21 | 21 | 21 | 21 | 21 | 21 | 21
667 | OCI ALAMO 5 (DOWNIE RANCH) [HELIOS_UNIT1] | 15INR0036 |  | UVALDE | SOLAR | SOUTH | 2015 | 95 | 95 | 95 | 95 | 95 | 95 | 95 | 95 | 95 | 95
668 | RE ROSEROCK SOLAR | 16INR0048 |  | PECOS | SOLAR | WEST | 2016 | 150 | 150 | 150 | 150 | 150 | 150 | 150 | 150 | 150 | 150
669 | OCI ALAMO 6 (WEST TEXAS) | 15INR0070_1 |  | PECOS | SOLAR | WEST | 2016 | 110 | 110 | 110 | 110 | 110 | 110 | 110 | 110 | 110 | 110
670 | OCI ALAMO 6 (WEST TEXAS PHASE II) | 15INR0070_1b |  | PECOS | SOLAR | WEST | 2016 | 50 | 50 | 50 | 50 | 50 | 50 | 50 | 50 | 50 | 50
671 | SE BUCKTHORN WESTEX SOLAR (OAK) | 15INR0045 |  | PECOS | SOLAR | WEST | 2017 | 150 | 150 | 150 | 150 | 150 | 150 | 150 | 150 | 150 | 150
672 | FS EAST PECOS SOLAR | 16INR0073 |  | PECOS | SOLAR | WEST | 2016 | 100 | 100 | 100 | 100 | 100 | 100 | 100 | 100 | 100 | 100
673 | OCI ALAMO 7 (PAINT CREEK) | 16INR0052 |  | HASKELL | SOLAR | WEST | 2016 | 110 | 110 | 110 | 110 | 110 | 110 | 110 | 110 | 110 | 110
674 | LC NAZARETH SOLAR | 16INR0049 |  | CASTRO | SOLAR | PANHANDLE | 2016 | 201 | 201 | 201 | 201 | 201 | 201 | 201 | 201 | 201 | 201
675 | PECOS SOLAR POWER I | 15INR0059 |  | PECOS | SOLAR | WEST | 2017 | 0 | 108 | 108 | 108 | 108 | 108 | 108 | 108 | 108 | 108
676 | BNB LAMESA SOLAR | 16INR0023 |  | DAWSON | SOLAR | WEST | 2016 | 0 | 200 | 200 | 200 | 200 | 200 | 200 | 200 | 200 | 200
677 | CAPRICORN RIDGE SOLAR | 16INR0019 |  | COKE | SOLAR | WEST | 2016 | 100 | 100 | 100 | 100 | 100 | 100 | 100 | 100 | 100 | 100
678 | UPCO POWER 1 (SP-TX-12) | 16INR0065 |  | UPTON | SOLAR | WEST | 2016 | 180 | 180 | 180 | 180 | 180 | 180 | 180 | 180 | 180 | 180
679 | SP-TX-12-PHASE B | 16INR0065B |  | UPTON | SOLAR | WEST | 2016 | 120 | 120 | 120 | 120 | 120 | 120 | 120 | 120 | 120 | 120
680 | SOLAIREHOLMAN 1 | 15INR0061 |  | BREWSTER | SOLAR | WEST | 2016 | 50 | 50 | 50 | 50 | 50 | 50 | 50 | 50 | 50 | 50
681 | Planned Capacity Total (Solar) | [6 empty] | 1423.4 | 1752.4 | 1752.4 | 1752.4 | 1752.4 | 1752.4 | 1752.4 | 1752.4 | 1752.4 | 1752.4
682 | Solar Peak Average Capacity Percentage |  | SOLAR_PEAK_PCT |  |  |  |  | 100 | 100 | 100 | 100 | 100 | 100 | 100 | 100 | 100 | 100
683
684 | Seasonal Mothballed Resources
685 | MARTIN LAKE U1 (AS OF 1/1/2016) |  | MLSES_UNIT1 | RUSK | COAL | NORTH | 1977 | 815 | 815 | 815 | 815 | 815 | 815 | 815 | 815 | 815 | 815
686 | MARTIN LAKE U2 (AS OF 10/1/2015) |  | MLSES_UNIT2 | RUSK | COAL | NORTH | 1978 | 820 | 820 | 820 | 820 | 820 | 820 | 820 | 820 | 820 | 820
687 | Total Seasonal Mothballed Capacity | [6 empty] | 1635 | 1635 | 1635 | 1635 | 1635 | 1635 | 1635 | 1635 | 1635 | 1635
688
689 | Mothballed Resources
690 | J T DEELY U1 (AS OF 12/31/2018) |  | CALAVERS_JTD1_M | BEXAR | COAL | SOUTH | 2018 | 0 | 0 | 0 | 430 | 430 | 430 | 430 | 430 | 430 | 430
691 | J T DEELY U2 (AS OF 12/31/2018) |  | CALAVERS_JTD2_M | BEXAR | COAL | SOUTH | 2018 | 0 | 0 | 0 | 420 | 420 | 420 | 420 | 420 | 420 | 420
692 | SILAS RAY CTG 5 (RETIRES ON 3/5/2016) |  | SILASRAY_SILAS_5 | CAMERON | GAS | COASTAL | 1953 | 0 | 0 | 0 | 0 | 0 | 0 | 0 | 0 | 0 | 0
693 | S R BERTRON CTG 2 (SINCE 5/15/2013) |  | SRB_SRBGT_2 | HARRIS | GAS | HOUSTON | 1967 | 13 | 13 | 13 | 13 | 13 | 13 | 13 | 13 | 13 | 13
694 | S R BERTRON U1 (SINCE 5/15/2013) |  | SRB_SRB_G1 | HARRIS | GAS | HOUSTON | 1958 | 118 | 118 | 118 | 118 | 118 | 118 | 118 | 118 | 118 | 118
695 | S R BERTRON U2 (SINCE 5/15/2013) |  | SRB_SRB_G2 | HARRIS | GAS | HOUSTON | 1956 | 174 | 174 | 174 | 174 | 174 | 174 | 174 | 174 | 174 | 174
696 | S R BERTRON U3 (SINCE 5/22/2013) |  | SRB_SRB_G3 | HARRIS | GAS | HOUSTON | 1959 | 211 | 211 | 211 | 211 | 211 | 211 | 211 | 211 | 211 | 211
697 | S R BERTRON U4 (SINCE 5/22/2013) |  | SRB_SRB_G4 | HARRIS | GAS | HOUSTON | 1960 | 211 | 211 | 211 | 211 | 211 | 211 | 211 | 211 | 211 | 211
698 | Total Mothballed Capacity | [6 empty] | 727 | 727 | 727 | 1577 | 1577 | 1577 | 1577 | 1577 | 1577 | 1577
699
700 | Retiring Resources Unavailable to ERCOT (since last CDR)
701 | SILAS RAY CTG 5 (RETIRES ON 3/5/2016) |  | SILASRAY_SILAS_5_RET | CAMERON | GAS | COASTAL | 2016 | 0 | 10 | 10 | 10 | 10 | 10 | 10 | 10 | 10 | 10
702 | Total Retiring Capacity (since last CDR) | [6 empty] | 0 | 10 | 10 | 10 | 10 | 10 | 10 | 10 | 10 | 10

## WinterFuelTypes
Winter Fuel Types - ERCOT
Fuel type is based on the primary fuel. Capacity contribution of the wind resources is included at 18% for Non-Coastal and 37% for Coastal counties. Private Use Network, Hydro and Non-Synchronous Tie resources are included based on the three-year average historical capability for each Winter Season 20 peak load hours. Non-Synchronous Tie resources are categorized as Other. Mothballed resource capacity is excluded except for Available Mothball Capacity based on Owner's Return Probability.
In MW
Fuel_Type | Capacity_Pct | 2016/2017 | 2017/2018 | 2018/2019 | 2019/2020 | 2020/2021 | 2021/2022 | 2022/2023 | 2023/2024 | 2024/2025 | 2025/2026
Biomass | 100% | 243.5 | 243.5 | 243.5 | 243.5 | 243.5 | 243.5 | 243.5 | 243.5 | 243.5 | 243.5
Coal | 100% | 17535 | 17555 | 17130 | 17130 | 17130 | 17130 | 17130 | 17130 | 17130 | 17130
Gas | 100% | 53626.9 | 57005.9 | 58534.9 | 58534.9 | 58534.9 | 58834.9 | 58834.9 | 58834.9 | 58834.9 | 58834.9
Nuclear | 100% | 5164 | 5164 | 5164 | 5164 | 5164 | 5164 | 5164 | 5164 | 5164 | 5164
Other | 100% | 371.4 | 371.4 | 371.4 | 371.4 | 371.4 | 371.4 | 371.4 | 371.4 | 371.4 | 371.4
Hydro | 9.368% | 52 | 52 | 52 | 52 | 52 | 52 | 52 | 52 | 52 | 52
Wind | 18% | 3303.144 | 4073.904 | 4073.904 | 4073.904 | 4073.904 | 4073.904 | 4073.904 | 4073.904 | 4073.904 | 4073.904
Wind-C | 37% | 842.638 | 1099.418 | 1099.418 | 1099.418 | 1099.418 | 1099.418 | 1099.418 | 1099.418 | 1099.418 | 1099.418
Solar | 100% | 1616.1 | 1945.1 | 1945.1 | 1945.1 | 1945.1 | 1945.1 | 1945.1 | 1945.1 | 1945.1 | 1945.1
Storage | 100% | 0 | 0 | 0 | 324 | 324 | 324 | 324 | 324 | 324 | 324
Total |  | 82754.682 | 87510.222 | 88614.222 | 88938.222 | 88938.222 | 89238.222 | 89238.222 | 89238.222 | 89238.222 | 89238.222
In Percentages
Fuel_Type |  | 2016/2017 | 2017/2018 | 2018/2019 | 2019/2020 | 2020/2021 | 2021/2022 | 2022/2023 | 2023/2024 | 2024/2025 | 2025/2026
Biomass |  | 0.2942% | 0.2783% | 0.2748% | 0.2738% | 0.2738% | 0.2729% | 0.2729% | 0.2729% | 0.2729% | 0.2729%
Coal |  | 21.19% | 20.06% | 19.33% | 19.26% | 19.26% | 19.2% | 19.2% | 19.2% | 19.2% | 19.2%
Gas |  | 64.8% | 65.14% | 66.06% | 65.82% | 65.82% | 65.93% | 65.93% | 65.93% | 65.93% | 65.93%
Nuclear |  | 6.24% | 5.901% | 5.828% | 5.806% | 5.806% | 5.787% | 5.787% | 5.787% | 5.787% | 5.787%
Other |  | 0.4488% | 0.4244% | 0.4191% | 0.4176% | 0.4176% | 0.4162% | 0.4162% | 0.4162% | 0.4162% | 0.4162%
Hydro |  | 0.06284% | 0.05942% | 0.05868% | 0.05847% | 0.05847% | 0.05827% | 0.05827% | 0.05827% | 0.05827% | 0.05827%
Wind |  | 3.991% | 4.655% | 4.597% | 4.581% | 4.581% | 4.565% | 4.565% | 4.565% | 4.565% | 4.565%
Wind-C |  | 1.018% | 1.256% | 1.241% | 1.236% | 1.236% | 1.232% | 1.232% | 1.232% | 1.232% | 1.232%
Solar |  | 1.953% | 2.223% | 2.195% | 2.187% | 2.187% | 2.18% | 2.18% | 2.18% | 2.18% | 2.18%
Storage |  | 0% | 0% | 0% | 0.3643% | 0.3643% | 0.3631% | 0.3631% | 0.3631% | 0.3631% | 0.3631%
Total |  | 100% | 100% | 100% | 100% | 100% | 100% | 100% | 100% | 100% | 100%