## TitlePage
Report on the Capacity, Demand and Reserves
(CDR) in the ERCOT Region, 2017-2026
May 3, 2016

## Contents
Table of Contents
Tab | Notes
Disclaimer | Please read
Definitions | List of definitions
Changes from previous CDR | List of significant changes relative to the last CDR, published December 2015
Executive Summary | Synopsis of considerations for this report
SummerSummary | Shows load forecast, resource capacity and reserve margin for Summer 2017 through Summer 2026
SummerCapacities | List of registered resources and capabilities used in determining the capacity contribution for Summer Peak Season
SummerFuelTypes | Lists generation fuel types by MW and by percentage for Summer 2017 through Summer 2026
WinterSummary | Shows load forecast, resource capacity and reserve margin for Winter 2016/2017 through Winter 2026/2027
WinterCapacities | List of registered resources and capabilities used in determining the capacity contribution for Winter Peak Season
WinterFuelTypes | Lists generation fuel types by MW and by percentage for Winter 2016/2017 through Winter 2026/2027

## Disclaimer
Disclaimer
CDR WORKING PAPER
FOR PLANNING PURPOSES ONLY
This ERCOT Working Paper has been prepared for specific ERCOT and market participant purposes and has been developed from data provided by ERCOT market participants. The data may contain errors or become obsolete and thereby affect the conclusions and opinions of the Working Paper. ERCOT MAKES NO WARRANTY, EXPRESS OR IMPLIED, INCLUDING ANY WARRANTY OF MERCHANTABILITY OR FITNESS FOR ANY PARTICULAR PURPOSE, AND DISCLAIMS ANY AND ALL LIABILITY WITH RESPECT TO THE ACCURACY OF SAME OR THE FITNESS OR APPROPRIATENESS OF SAME FOR ANY PARTICULAR USE. THIS ERCOT WORKING PAPER IS SUPPLIED WITH ALL FAULTS. The specific suitability for any use of the Working Paper and its accuracy should be confirmed by each ERCOT market participant that contributed data for this Working Paper.

## Definitions
Definitions
Mothballed Unit
A generation resource for which a generation entity has submitted a Notification of Suspension of Operations, for which ERCOT has declined to execute an RMR agreement, and for which the generation entity has not announced retirement of the generation resource. A seasonal mothballed unit is one in which the generation entity requests a seasonal operation period that must include the summer Peak Load Season, June 1 through September 30.
Mothballed Capacity
Capacity that is designated as mothballed by a generating unit's owner as described above, and which is not available for operations during the summer Peak Load Season (June, July, August and September) or winter Peak Load Season (December, January and February).
Available Mothballed Capacity based on Owner's Return Probability
Mothballed capacity with a return-to-service probability of 50% or greater for a given season of the year, as provided by its owner, constitutes available mothballed generation. Return probabilities for individual units are considered protected information under the ERCOT Protocols and therefore are not included in this report.
Forecast Zone
Forecast Zones generally have the same boundaries as the 2003 Congestion Management Zones with the following exceptions: A) Panhandle Zone for resources in the Texas Panhandle counties and outside the 2003 Congestion Management Zones, and B) Coastal Zone for resources in 11 counties along the Texas Gulf Coast and formerly in the South Zone of the 2003 Congestion Management Zones.
LRs (Load Resources)
Load capable of reducing or increasing the need for electrical energy or providing Ancillary Services to the ERCOT System, as described in the ERCOT Protocols, Section 6, Ancillary Services. These Resources may provide the following Ancillary Services: Responsive Reserve Service, Non-Spinning Reserve Service, Replacement Reserve Service, and Regulation Service. The Resources must be registered and qualified by ERCOT and will be scheduled by a Qualified Scheduling Entity (QSE).
Peak Load Seasons
Summer months are June, July, August, and September; winter months are December, January, and February.
Non-Synchronous Tie
Any non-synchronous transmission interconnection between ERCOT and non-ERCOT electric power systems.
Private Use Networks
An electric network connected to the ERCOT transmission grid that contains load that is not directly metered by ERCOT (i.e., load that is typically netted with internal generation).
Reliability Must-Run (RMR) Unit
A generation resource unit operated under the terms of an agreement with ERCOT that would not otherwise be operated except that they are necessary to provide voltage support, stability or management of localized transmission constraints under first contingency criteria.
Signed SGIA (Standard Generation Interconnection Agreement)
An agreement that sets forth requirements for physical connection between an eligible transmission service customer and a transmission or distribution service provider.
Switchable Unit
A generation resource that can be connected to either the ERCOT transmission grid or a grid outside the ERCOT Region.
Wind Seasonal Peak Average Capacity Percentage
The average wind capacity available for the summer and winter Peak Load Seasons for a region (non-coastal / coastal) divided by the installed capacity for the region, expressed as a percentage. Details for the derivation of the percentages are outlined in ERCOT Protocol Section 3.2.6.2.2 (see http://www.ercot.com/content/wcm/current_guides/53528/03_030115_Nodal.doc).
Wind Peak Average Capacity Contribution
The seasonal net capacity rating of wind resources multiplied by the Seasonal Peak Average Capacity Percentage for non-coastal and coastal regions.
Wind Regions
The coastal wind region comprises the following 11 Texas counties along the southern Gulf Coast: Cameron, Willacy, Kenedy, Kleberg, Nueces, San Patricio, Refugio, Aransas, Calhoun, Matagorda, and Brazoria. The non-coastal region consists of all other counties in the ERCOT Region.

## Changes
Notes on Changes Relative to the Last CDR, Published December 2015
1 | Martin Lake U1 (MLSES_UNIT1) moved from Seasonal Mothball status to Operational status as of 1/1/2016.
2 | W A PARISH - PETRA NOVA CTG (PNPI_GT2) moves from Operational status to Mothball for 3-6 months as of 5/19/2016.
3 | GREENS BAYOU STG U5 (GBY_GBY_5) moves from Operational status to Mothball as of 6/27/2016.
4 | LUFKIN BIOMASS (LFBIO_UNIT1) moves from Operational status to Mothball as of 7/6/2016.
5 | Winter Peak Average Capacity Contribution Percentages (WINDPEAKPCT) were updated based on winter 2015/2016 data. The Non-coastal region increased from 18% to 20% due to an increased share of Panhandle wind projects that have a higher capacity factor. The Coastal region decreased from 37% to 35% because all the 20 peak hours for winter 2015/2016 were morning hours, whereas coastal wind normally peaks in the afternoon.
6 | Due to installed, registered solar capacity exceeding the 200 MW threshold, the Peak Average Capacity Contribution Percentages (SOLAR_PEAK_PCT) are now calculated using historical unit availability during peak load hours. The summer percentage is 80%; the winter percentage is 5%.
7 | Annual PUN forecast capacity adjustments are applied based on ERCOT Board-approved changes to Protocol Sections 3.2.6.2.2 and 10.3.2.4.
8 | The following Planned Resources have been moved to Operational Status since the release of the December 2015 CDR report:
| Project Name | Unit Code | County | Fuel | Zone | Installed Capacity MW | Summer Capacity MW
| JAVELINA WIND 18 | BORDAS_JAVEL18 | WEBB | WIND | SOUTH | 19.7 | 2.364
| JAVELINA WIND 20 | BORDAS_JAVEL20 | WEBB | WIND | SOUTH | 230 | 27.6
| LOS VIENTOS III WIND | LV3_UNIT_1 | STARR | WIND | SOUTH | 200 | 24
| SENDERO WIND ENERGY | EXGNSND_WIND_1 | JIM HOGG | WIND | SOUTH | 76 | 9.12
| SHANNON WIND | SHANNONW_UNIT_1 | CLAY | WIND | WEST | 204.1 | 24.492
| CAMERON COUNTY WIND [CAMWIND_UNIT1] | CAMWIND_UNIT1 | CAMERON | WIND-C | COASTAL | 165 | 90.75
| OCI ALAMO 5 (DOWNIE RANCH) | HELIOS_UNIT1 | UVALDE | SOLAR | SOUTH | 95 | 76
| TOTAL |  |  |  |  | 989.8 | 254.326
9 | The following Planned Resources have finalized the necessary agreements and permits to be added to the CDR report:
| Project Name | GENERATION INTERCONNECTION PROJECT CODE | County | Fuel | Zone | Year of Projected Commercial Operations 1/ | Capacity MW | Summer Capacity MW
| COLORADO BEND II | 17INR0007 | WHARTON | GAS | SOUTH | 2017 | 1148 | 1088
| HALYARD WHARTON ENERGY CENTER | 16INR0044 | WHARTON | GAS | SOUTH | 2017 | 419 | 419
| ALBERCAS WIND | 15INR0049 | ZAPATA | WIND | SOUTH | 2016 | 250 | 30
| MARIAH DEL SUR | 13INR0010c | PARMER | WIND | PANHANDLE | 2017 | 230.4 | 27.648
| LOCKETT WIND FARM | 16INR0062b | WILBARGER | WIND | WEST | 2017 | 184 | 22.08
| PUMPKIN FARM WIND | 16INR0037c | FLOYD | WIND | PANHANDLE | 2017 | 200 | 24
| SANTA RITA WIND | 16INR0091 | REAGAN | WIND | WEST | 2016 | 300 | 36
| SILVER CANYON WIND A | 12INR0002a | BRISCOE | WIND | PANHANDLE | 2017 | 200 | 24
| LOGAN'S GAP WIND II | 15INR0082 | COMANCHE | WIND | NORTH | 2017 | 200 | 24
| CASTLE GAP SOLAR 2 | 16INR0065a | UPTON | SOLAR | WEST | 2017 | 63 | 50.4
| UPTON SOLAR | 16INR0114 | UPTON | SOLAR | WEST | 2017 | 102 | 81.6
| TOTAL | [5 empty] | 3296.4 | 1826.728
1/ This date is based on the projected Commercial Operations Date (COD) reported by the project developer. In contrast, a unit's first summer CDR forecast year (reported in the SummerCapacities sheet) is defined as the first year in which the capacity is available for the entire summer Peak Load Season. (The summer Peak Load Season constitutes the months of June, July, August and September.) For example, if a unit has a projected COD of July 1, 2015, the first summer CDR forecast year would be 2016.
10 | FRONTERA GENERATION CTG 1 (FRONTERA_FRONTEG1), FRONTERA GENERATION CTG 2 (FRONTERA_FRONTEG2) and FRONTERA GENERATION STG (FRONTERA_FRONTEG3) are not available to ERCOT after 10/1/2016.
11 | Planned wind project, MIAMI WIND 1B (project code 14INR0012b, 111 MW nameplate rating, Gray County), cancelled in April 2016.
12 | Planned natural gas combined-cycle project, PONDERA KING (project code 10INR0022, 882 MW summer rating, Harris County), cancelled in February 2016.

## Executive_Summary
CDR Report - Executive Summary
The methodology for developing this report is defined in Section 3.2.6 of the ERCOT Protocols (see: http://www.ercot.com/content/wcm/current_guides/53528/03_030116_Nodal.doc). ERCOT has developed this report using data provided by resource developers/owners and by transmission service providers. Although ERCOT works to ensure that the data provided are as accurate and current as possible, ERCOT cannot independently verify all of the information provided. Information available to ERCOT as of April 29 is included in this report.
Summer planning reserve margins for 2017 and 2018 declined since the release of the December 2015 CDR report. The 2.5 percentage point drop for 2017 primarily reflects a two-year delay in the projected commercial operations date of a planned 700 MW natural gas combined-cycle plant (spring 2017 to winter 2019). Additionally, there is a 416 MW increase in mothballed capacity beginning in 2016, which includes the 371 MW Greens Bayou 5 unit. (Note that ERCOT has initially determined that this unit may be needed for Reliability Must–Run Service. ERCOT's final determination will be made by May 28, 2016). After 2018, the summer planning reserve margin increases by about 0.5 percentage points on an average annual basis.
Since the release of the December 2015 CDR report, about 990 MW of wind and solar nameplate capacity was approved for commercial operations by ERCOT, equivalent to a summer peak capacity contribution of about 254 MW. Resources that became eligible for inclusion in this CDR report total 3,296 MW of installed capacity, consisting of 1,567 MW of gas, 1,564 MW of wind, and 165 MW of solar.
This CDR report reflects a change in the methodology for calculating the summer peak solar unit capacity. The summer peak solar capacity contribution percentage is now 80% based on three years of historical summer solar production data, whereas the previous capacity contribution percentage was 100%.
ERCOT did not factor into this CDR report the proposed 2019 integration of Lubbock Power & Light's loads and resources into the ERCOT system due to uncertainty regarding the regulatory outcome of the proposal. This proposal is undergoing study by ERCOT at the request of the Public Utility Commission of Texas (PUCT), and issues associated with the proposed integration are being assessed by the PUCT under Project Number 45633.
ERCOT continues to analyze the anticipated impacts of environmental regulations on resource adequacy, and acknowledges the possibility that several units included in the CDR report may be retired within the next several years. As ERCOT receives additional information about operational changes and unit retirements, it will incorporate this information in future CDR reports.

## SummerSummary
Report on the Capacity, Demand and Reserves in the ERCOT Region
Summer Summary: 2017-2026
Load Forecast, MW: |  | 2017 | 2018 | 2019 | 2020 | 2021 | 2022 | 2023 | 2024 | 2025 | 2026
| Total Summer Peak Demand (based on normal weather) | 71416 | 72277 | 73663 | 74288 | 74966 | 75660 | 76350 | 77036 | 77732 | 78571.5056
| less: Load Resource providing Responsive Reserve | -1153 | -1153 | -1153 | -1153 | -1153 | -1153 | -1153 | -1153 | -1153 | -1153
| less: Load Resource providing Non-Spinning Reserve | 0 | 0 | 0 | 0 | 0 | 0 | 0 | 0 | 0 | 0
| less: Emergency Response Service (10- and 30-min ramp products) | -1507 | -1507 | -1507 | -1507 | -1507 | -1507 | -1507 | -1507 | -1507 | -1507
| less: TDSP Standard Offer Load Management Programs | -208 | -208 | -208 | -208 | -208 | -208 | -208 | -208 | -208 | -208
| Firm Peak Load, MW | 68548 | 69409 | 70795 | 71420 | 72098 | 72792 | 73482 | 74168 | 74864 | 75703.5056
Resources, MW: |  | 2017 | 2018 | 2019 | 2020 | 2021 | 2022 | 2023 | 2024 | 2025 | 2026
| Installed Capacity, Thermal/Hydro | 65990.4 | 66165.4 | 65325.4 | 65325.4 | 65325.4 | 65325.4 | 65325.4 | 65325.4 | 65325.4 | 65325.4
| Switchable Capacity, MW | 2972 | 2972 | 2972 | 2972 | 2972 | 2972 | 2972 | 2972 | 2972 | 2972
| less: Switchable Capacity Unavailable to ERCOT, MW | -300 | -300 | -300 | -300 | 0 | 0 | 0 | 0 | 0 | 0
| Available Mothballed Capacity, MW | 805 | 805 | 805 | 805 | 805 | 805 | 805 | 805 | 805 | 805
| Capacity from Private Use Networks | 4292 | 4540 | 4536 | 4465 | 4436 | 4496 | 4496 | 4486 | 4486 | 4486
| Non-Coastal Wind, Peak Average Capacity Contribution (12%) | 1692.804 | 1692.804 | 1692.804 | 1692.804 | 1692.804 | 1692.804 | 1692.804 | 1692.804 | 1692.804 | 1692.804
| Coastal Wind, Peak Average Capacity Contribution (55%) | 1014.97 | 1014.97 | 1014.97 | 1014.97 | 1014.97 | 1014.97 | 1014.97 | 1014.97 | 1014.97 | 1014.97
| Solar Utility-Scale, Peak Average Capacity Contribution (80%) | 230.16 | 230.16 | 230.16 | 230.16 | 230.16 | 230.16 | 230.16 | 230.16 | 230.16 | 230.16
| RMR Capacity to be under Contract | 0 | 0 | 0 | 0 | 0 | 0 | 0 | 0 | 0 | 0
| Operational Generation Capacity, MW | 76697.334 | 77120.334 | 76276.334 | 76205.334 | 76476.334 | 76536.334 | 76536.334 | 76526.334 | 76526.334 | 76526.334
| Capacity Contribution - Non-Synchronous Ties, MW | 577 | 577 | 577 | 577 | 577 | 577 | 577 | 577 | 577 | 577
| Planned Thermal Resources with Signed IA, Air Permits and Water Rights, MW | 1400.4 | 6207.4 | 7185.4 | 7425.4 | 7425.4 | 7425.4 | 7425.4 | 7425.4 | 7425.4 | 7425.4
| Planned Non-Coastal Wind with Signed IA, Peak Average Capacity Contribution (12%) | 837.864 | 1082.94 | 1167.3 | 1167.3 | 1167.3 | 1167.3 | 1167.3 | 1167.3 | 1167.3 | 1167.3
| Planned Coastal Wind with Signed IA, Peak Average Capacity Contribution (55%) | 305.25 | 619.3 | 619.3 | 619.3 | 619.3 | 619.3 | 619.3 | 619.3 | 619.3 | 619.3
| Planned Solar Utility-Scale, Peak Average Capacity Contribution (80%) | 1177.12 | 1412.32 | 1412.32 | 1412.32 | 1412.32 | 1412.32 | 1412.32 | 1412.32 | 1412.32 | 1412.32
| Total Capacity, MW | 80994.968 | 87019.294 | 87237.654 | 87406.654 | 87677.654 | 87737.654 | 87737.654 | 87727.654 | 87727.654 | 87727.654
| Reserve Margin | 18.16% | 25.37% | 23.23% | 22.38% | 21.61% | 20.53% | 19.4% | 18.28% | 17.18% | 15.88%
(Total Resources - Firm Load Forecast) / Firm Load Forecast
Report on the Capacity, Demand and Reserves in the ERCOT Region
Summer Summary: 2017-2026

## SummerCapacities
Unit Capacities - Summer
| UNIT NAME | GENERATION INTERCONNECTION PROJECT CODE | UNIT CODE | COUNTY | FUEL | ZONE | IN SERVICE | 2017 | 2018 | 2019 | 2020 | 2021 | 2022 | 2023 | 2024 | 2025 | 2026
Operational Resources (Thermal)
4 | COMANCHE PEAK U1 |  | CPSES_UNIT1 | SOMERVELL | NUCLEAR | NORTH | 1990 | 1205 | 1205 | 1205 | 1205 | 1205 | 1205 | 1205 | 1205 | 1205 | 1205
5 | COMANCHE PEAK U2 |  | CPSES_UNIT2 | SOMERVELL | NUCLEAR | NORTH | 1993 | 1195 | 1195 | 1195 | 1195 | 1195 | 1195 | 1195 | 1195 | 1195 | 1195
6 | SOUTH TEXAS U1 |  | STP_STP_G1 | MATAGORDA | NUCLEAR | COASTAL | 1988 | 1286 | 1286 | 1286 | 1286 | 1286 | 1286 | 1286 | 1286 | 1286 | 1286
7 | SOUTH TEXAS U2 |  | STP_STP_G2 | MATAGORDA | NUCLEAR | COASTAL | 1989 | 1295 | 1295 | 1295 | 1295 | 1295 | 1295 | 1295 | 1295 | 1295 | 1295
8 | BIG BROWN U1 |  | BBSES_UNIT1 | FREESTONE | COAL | NORTH | 1971 | 606 | 606 | 606 | 606 | 606 | 606 | 606 | 606 | 606 | 606
9 | BIG BROWN U2 |  | BBSES_UNIT2 | FREESTONE | COAL | NORTH | 1972 | 602 | 602 | 602 | 602 | 602 | 602 | 602 | 602 | 602 | 602
10 | COLETO CREEK |  | COLETO_COLETOG1 | GOLIAD | COAL | SOUTH | 1980 | 660 | 660 | 660 | 660 | 660 | 660 | 660 | 660 | 660 | 660
11 | FAYETTE POWER U1 |  | FPPYD1_FPP_G1 | FAYETTE | COAL | SOUTH | 1979 | 604 | 604 | 604 | 604 | 604 | 604 | 604 | 604 | 604 | 604
12 | FAYETTE POWER U2 |  | FPPYD1_FPP_G2 | FAYETTE | COAL | SOUTH | 1980 | 599 | 599 | 599 | 599 | 599 | 599 | 599 | 599 | 599 | 599
13 | FAYETTE POWER U3 |  | FPPYD2_FPP_G3 | FAYETTE | COAL | SOUTH | 1988 | 437 | 437 | 437 | 437 | 437 | 437 | 437 | 437 | 437 | 437
14 | GIBBONS CREEK U1 |  | GIBCRK_GIB_CRG1 | GRIMES | COAL | NORTH | 1983 | 470 | 470 | 470 | 470 | 470 | 470 | 470 | 470 | 470 | 470
15 | J K SPRUCE U1 |  | CALAVERS_JKS1 | BEXAR | COAL | SOUTH | 1992 | 560 | 560 | 560 | 560 | 560 | 560 | 560 | 560 | 560 | 560
16 | J K SPRUCE U2 |  | CALAVERS_JKS2 | BEXAR | COAL | SOUTH | 2010 | 775 | 775 | 775 | 775 | 775 | 775 | 775 | 775 | 775 | 775
17 | J T DEELY U1 |  | CALAVERS_JTD1 | BEXAR | COAL | SOUTH | 1977 | 420 | 420 | 0 | 0 | 0 | 0 | 0 | 0 | 0 | 0
18 | J T DEELY U2 |  | CALAVERS_JTD2 | BEXAR | COAL | SOUTH | 1978 | 420 | 420 | 0 | 0 | 0 | 0 | 0 | 0 | 0 | 0
19 | LIMESTONE U1 |  | LEG_LEG_G1 | LIMESTONE | COAL | NORTH | 1985 | 831 | 831 | 831 | 831 | 831 | 831 | 831 | 831 | 831 | 831
20 | LIMESTONE U2 |  | LEG_LEG_G2 | LIMESTONE | COAL | NORTH | 1986 | 858 | 858 | 858 | 858 | 858 | 858 | 858 | 858 | 858 | 858
21 | MARTIN LAKE U1 |  | MLSES_UNIT1 | RUSK | COAL | NORTH | 1977 | 800 | 800 | 800 | 800 | 800 | 800 | 800 | 800 | 800 | 800
22 | MARTIN LAKE U3 |  | MLSES_UNIT3 | RUSK | COAL | NORTH | 1979 | 805 | 805 | 805 | 805 | 805 | 805 | 805 | 805 | 805 | 805
23 | MONTICELLO U1 |  | MNSES_UNIT1 | TITUS | COAL | NORTH | 1974 | 535 | 535 | 535 | 535 | 535 | 535 | 535 | 535 | 535 | 535
24 | MONTICELLO U2 |  | MNSES_UNIT2 | TITUS | COAL | NORTH | 1975 | 535 | 535 | 535 | 535 | 535 | 535 | 535 | 535 | 535 | 535
25 | MONTICELLO U3 |  | MNSES_UNIT3 | TITUS | COAL | NORTH | 1978 | 795 | 795 | 795 | 795 | 795 | 795 | 795 | 795 | 795 | 795
26 | OAK GROVE SES U1 |  | OGSES_UNIT1A | ROBERTSON | COAL | NORTH | 2010 | 840 | 840 | 840 | 840 | 840 | 840 | 840 | 840 | 840 | 840
27 | OAK GROVE SES U2 |  | OGSES_UNIT2 | ROBERTSON | COAL | NORTH | 2011 | 825 | 825 | 825 | 825 | 825 | 825 | 825 | 825 | 825 | 825
28 | OKLAUNION U1 |  | OKLA_OKLA_G1 | WILBARGER | COAL | WEST | 1986 | 650 | 650 | 650 | 650 | 650 | 650 | 650 | 650 | 650 | 650
29 | SAN MIGUEL U1 |  | SANMIGL_G1 | ATASCOSA | COAL | SOUTH | 1982 | 391 | 391 | 391 | 391 | 391 | 391 | 391 | 391 | 391 | 391
30 | SANDOW U5 |  | SD5SES_UNIT5 | MILAM | COAL | SOUTH | 2010 | 600 | 600 | 600 | 600 | 600 | 600 | 600 | 600 | 600 | 600
31 | SANDY CREEK U1 |  | SCES_UNIT1 | MCLENNAN | COAL | NORTH | 2013 | 970 | 970 | 970 | 970 | 970 | 970 | 970 | 970 | 970 | 970
32 | TWIN OAKS U1 |  | TNP_ONE_TNP_O_1 | ROBERTSON | COAL | NORTH | 1990 | 156 | 156 | 156 | 156 | 156 | 156 | 156 | 156 | 156 | 156
33 | TWIN OAKS U2 |  | TNP_ONE_TNP_O_2 | ROBERTSON | COAL | NORTH | 1991 | 156 | 156 | 156 | 156 | 156 | 156 | 156 | 156 | 156 | 156
34 | W A PARISH U5 |  | WAP_WAP_G5 | FT. BEND | COAL | HOUSTON | 1977 | 659 | 659 | 659 | 659 | 659 | 659 | 659 | 659 | 659 | 659
35 | W A PARISH U6 |  | WAP_WAP_G6 | FT. BEND | COAL | HOUSTON | 1978 | 658 | 658 | 658 | 658 | 658 | 658 | 658 | 658 | 658 | 658
36 | W A PARISH U7 |  | WAP_WAP_G7 | FT. BEND | COAL | HOUSTON | 1980 | 577 | 577 | 577 | 577 | 577 | 577 | 577 | 577 | 577 | 577
37 | W A PARISH U8 |  | WAP_WAP_G8 | FT. BEND | COAL | HOUSTON | 1982 | 610 | 610 | 610 | 610 | 610 | 610 | 610 | 610 | 610 | 610
38 | ARTHUR VON ROSENBERG 1 CTG 1 |  | BRAUNIG_AVR1_CT1 | BEXAR | GAS | SOUTH | 2000 | 149 | 149 | 149 | 149 | 149 | 149 | 149 | 149 | 149 | 149
39 | ARTHUR VON ROSENBERG 1 CTG 2 |  | BRAUNIG_AVR1_CT2 | BEXAR | GAS | SOUTH | 2000 | 149 | 149 | 149 | 149 | 149 | 149 | 149 | 149 | 149 | 149
40 | ARTHUR VON ROSENBERG 1 STG |  | BRAUNIG_AVR1_ST | BEXAR | GAS | SOUTH | 2000 | 160 | 160 | 160 | 160 | 160 | 160 | 160 | 160 | 160 | 160
41 | BARNEY M DAVIS REPOWER CTG 3 |  | B_DAVIS_B_DAVIG3 | NUECES | GAS | COASTAL | 2010 | 157 | 157 | 157 | 157 | 157 | 157 | 157 | 157 | 157 | 157
42 | BARNEY M DAVIS REPOWER CTG 4 |  | B_DAVIS_B_DAVIG4 | NUECES | GAS | COASTAL | 2010 | 157 | 157 | 157 | 157 | 157 | 157 | 157 | 157 | 157 | 157
43 | BARNEY M DAVIS REPOWER STG 2 |  | B_DAVIS_B_DAVIG2 | NUECES | GAS | COASTAL | 1976 | 319 | 319 | 319 | 319 | 319 | 319 | 319 | 319 | 319 | 319
44 | BASTROP ENERGY CENTER CTG 1 |  | BASTEN_GTG1100 | BASTROP | GAS | SOUTH | 2002 | 150 | 150 | 150 | 150 | 150 | 150 | 150 | 150 | 150 | 150
45 | BASTROP ENERGY CENTER CTG 2 |  | BASTEN_GTG2100 | BASTROP | GAS | SOUTH | 2002 | 150 | 150 | 150 | 150 | 150 | 150 | 150 | 150 | 150 | 150
46 | BASTROP ENERGY CENTER STG |  | BASTEN_ST0100 | BASTROP | GAS | SOUTH | 2002 | 233 | 233 | 233 | 233 | 233 | 233 | 233 | 233 | 233 | 233
47 | BOSQUE ENERGY CENTER CTG 1 |  | BOSQUESW_BSQSU_1 | BOSQUE | GAS | NORTH | 2000 | 148.9 | 148.9 | 148.9 | 148.9 | 148.9 | 148.9 | 148.9 | 148.9 | 148.9 | 148.9
48 | BOSQUE ENERGY CENTER STG 4 |  | BOSQUESW_BSQSU_4 | BOSQUE | GAS | NORTH | 2001 | 81.4 | 81.4 | 81.4 | 81.4 | 81.4 | 81.4 | 81.4 | 81.4 | 81.4 | 81.4
49 | BOSQUE ENERGY CENTER CTG 2 |  | BOSQUESW_BSQSU_2 | BOSQUE | GAS | NORTH | 2000 | 148.9 | 148.9 | 148.9 | 148.9 | 148.9 | 148.9 | 148.9 | 148.9 | 148.9 | 148.9
50 | BOSQUE ENERGY CENTER CTG 3 |  | BOSQUESW_BSQSU_3 | BOSQUE | GAS | NORTH | 2001 | 150.2 | 150.2 | 150.2 | 150.2 | 150.2 | 150.2 | 150.2 | 150.2 | 150.2 | 150.2
51 | BOSQUE ENERGY CENTER STG 5 |  | BOSQUESW_BSQSU_5 | BOSQUE | GAS | NORTH | 2009 | 214.9 | 214.9 | 214.9 | 214.9 | 214.9 | 214.9 | 214.9 | 214.9 | 214.9 | 214.9
52 | BRAZOS VALLEY CTG 1 |  | BVE_UNIT1 | FORT BEND | GAS | HOUSTON | 2003 | 166 | 166 | 166 | 166 | 166 | 166 | 166 | 166 | 166 | 166
53 | BRAZOS VALLEY CTG 2 |  | BVE_UNIT2 | FORT BEND | GAS | HOUSTON | 2003 | 166 | 166 | 166 | 166 | 166 | 166 | 166 | 166 | 166 | 166
54 | BRAZOS VALLEY STG 3 |  | BVE_UNIT3 | FORT BEND | GAS | HOUSTON | 2003 | 270 | 270 | 270 | 270 | 270 | 270 | 270 | 270 | 270 | 270
55 | CALENERGY-FALCON SEABOARD CTG 1 |  | FLCNS_UNIT1 | HOWARD | GAS | WEST | 1987 | 75 | 75 | 75 | 75 | 75 | 75 | 75 | 75 | 75 | 75
56 | CALENERGY-FALCON SEABOARD CTG 2 |  | FLCNS_UNIT2 | HOWARD | GAS | WEST | 1987 | 75 | 75 | 75 | 75 | 75 | 75 | 75 | 75 | 75 | 75
57 | CALENERGY-FALCON SEABOARD STG 3 |  | FLCNS_UNIT3 | HOWARD | GAS | WEST | 1988 | 70 | 70 | 70 | 70 | 70 | 70 | 70 | 70 | 70 | 70
58 | CEDAR BAYOU 4 CTG 1 |  | CBY4_CT41 | CHAMBERS | GAS | HOUSTON | 2009 | 163 | 163 | 163 | 163 | 163 | 163 | 163 | 163 | 163 | 163
59 | CEDAR BAYOU 4 CTG 2 |  | CBY4_CT42 | CHAMBERS | GAS | HOUSTON | 2009 | 163 | 163 | 163 | 163 | 163 | 163 | 163 | 163 | 163 | 163
60 | CEDAR BAYOU 4 STG |  | CBY4_ST04 | CHAMBERS | GAS | HOUSTON | 2009 | 178 | 178 | 178 | 178 | 178 | 178 | 178 | 178 | 178 | 178
61 | COLORADO BEND ENERGY CENTER CTG 1 |  | CBEC_GT1 | WHARTON | GAS | SOUTH | 2007 | 70 | 70 | 70 | 70 | 70 | 70 | 70 | 70 | 70 | 70
62 | COLORADO BEND ENERGY CENTER CTG 2 |  | CBEC_GT2 | WHARTON | GAS | SOUTH | 2007 | 62 | 62 | 62 | 62 | 62 | 62 | 62 | 62 | 62 | 62
63 | COLORADO BEND ENERGY CENTER STG 1 |  | CBEC_STG1 | WHARTON | GAS | SOUTH | 2007 | 101 | 101 | 101 | 101 | 101 | 101 | 101 | 101 | 101 | 101
64 | COLORADO BEND ENERGY CENTER CTG 3 |  | CBEC_GT3 | WHARTON | GAS | SOUTH | 2008 | 69 | 69 | 69 | 69 | 69 | 69 | 69 | 69 | 69 | 69
65 | COLORADO BEND ENERGY CENTER CTG 4 |  | CBEC_GT4 | WHARTON | GAS | SOUTH | 2008 | 63 | 63 | 63 | 63 | 63 | 63 | 63 | 63 | 63 | 63
66 | COLORADO BEND ENERGY CENTER STG 2 |  | CBEC_STG2 | WHARTON | GAS | SOUTH | 2008 | 103 | 103 | 103 | 103 | 103 | 103 | 103 | 103 | 103 | 103
67 | CVC CHANNELVIEW CTG 1 |  | CVC_CVC_G1 | HARRIS | GAS | HOUSTON | 2008 | 172 | 172 | 172 | 172 | 172 | 172 | 172 | 172 | 172 | 172
68 | CVC CHANNELVIEW CTG 2 |  | CVC_CVC_G2 | HARRIS | GAS | HOUSTON | 2008 | 164 | 164 | 164 | 164 | 164 | 164 | 164 | 164 | 164 | 164
69 | CVC CHANNELVIEW CTG 3 |  | CVC_CVC_G3 | HARRIS | GAS | HOUSTON | 2008 | 164 | 164 | 164 | 164 | 164 | 164 | 164 | 164 | 164 | 164
70 | CVC CHANNELVIEW STG 5 |  | CVC_CVC_G5 | HARRIS | GAS | HOUSTON | 2008 | 146 | 146 | 146 | 146 | 146 | 146 | 146 | 146 | 146 | 146
71 | DEER PARK ENERGY CENTER CTG 1 |  | DDPEC_GT1 | HARRIS | GAS | HOUSTON | 2002 | 181 | 181 | 181 | 181 | 181 | 181 | 181 | 181 | 181 | 181
72 | DEER PARK ENERGY CENTER CTG 2 |  | DDPEC_GT2 | HARRIS | GAS | HOUSTON | 2002 | 193 | 193 | 193 | 193 | 193 | 193 | 193 | 193 | 193 | 193
73 | DEER PARK ENERGY CENTER CTG 3 |  | DDPEC_GT3 | HARRIS | GAS | HOUSTON | 2002 | 181 | 181 | 181 | 181 | 181 | 181 | 181 | 181 | 181 | 181
74 | DEER PARK ENERGY CENTER CTG 4 |  | DDPEC_GT4 | HARRIS | GAS | HOUSTON | 2002 | 193 | 193 | 193 | 193 | 193 | 193 | 193 | 193 | 193 | 193
75 | DEER PARK ENERGY CENTER STG |  | DDPEC_ST1 | HARRIS | GAS | HOUSTON | 2002 | 290 | 290 | 290 | 290 | 290 | 290 | 290 | 290 | 290 | 290
76 | DEER PARK ENERGY CENTER CTG 6 |  | DDPEC_GT6 | HARRIS | GAS | HOUSTON | 2014 | 165 | 165 | 165 | 165 | 165 | 165 | 165 | 165 | 165 | 165
77 | ENNIS POWER STATION CTG 2 |  | ETCCS_CT1 | ELLIS | GAS | NORTH | 2002 | 196 | 196 | 196 | 196 | 196 | 196 | 196 | 196 | 196 | 196
78 | ENNIS POWER STATION STG 1 |  | ETCCS_UNIT1 | ELLIS | GAS | NORTH | 2002 | 116 | 116 | 116 | 116 | 116 | 116 | 116 | 116 | 116 | 116
79 | FERGUSON REPLACEMENT CTG1 |  | FERGCC_FERGGT1 | LLANO | GAS | SOUTH | 2014 | 161.9 | 161.9 | 161.9 | 161.9 | 161.9 | 161.9 | 161.9 | 161.9 | 161.9 | 161.9
80 | FERGUSON REPLACEMENT CTG2 |  | FERGCC_FERGGT2 | LLANO | GAS | SOUTH | 2014 | 161.9 | 161.9 | 161.9 | 161.9 | 161.9 | 161.9 | 161.9 | 161.9 | 161.9 | 161.9
81 | FERGUSON REPLACEMENT STG |  | FERGCC_FERGST1 | LLANO | GAS | SOUTH | 2014 | 186 | 186 | 186 | 186 | 186 | 186 | 186 | 186 | 186 | 186
82 | FORNEY ENERGY CENTER CTG 11 |  | FRNYPP_GT11 | KAUFMAN | GAS | NORTH | 2003 | 169 | 169 | 169 | 169 | 169 | 169 | 169 | 169 | 169 | 169
83 | FORNEY ENERGY CENTER CTG 12 |  | FRNYPP_GT12 | KAUFMAN | GAS | NORTH | 2003 | 161 | 161 | 161 | 161 | 161 | 161 | 161 | 161 | 161 | 161
84 | FORNEY ENERGY CENTER CTG 13 |  | FRNYPP_GT13 | KAUFMAN | GAS | NORTH | 2003 | 161 | 161 | 161 | 161 | 161 | 161 | 161 | 161 | 161 | 161
85 | FORNEY ENERGY CENTER CTG 21 |  | FRNYPP_GT21 | KAUFMAN | GAS | NORTH | 2003 | 169 | 169 | 169 | 169 | 169 | 169 | 169 | 169 | 169 | 169
86 | FORNEY ENERGY CENTER CTG 22 |  | FRNYPP_GT22 | KAUFMAN | GAS | NORTH | 2003 | 161 | 161 | 161 | 161 | 161 | 161 | 161 | 161 | 161 | 161
87 | FORNEY ENERGY CENTER CTG 23 |  | FRNYPP_GT23 | KAUFMAN | GAS | NORTH | 2003 | 161 | 161 | 161 | 161 | 161 | 161 | 161 | 161 | 161 | 161
88 | FORNEY ENERGY CENTER STG 10 |  | FRNYPP_ST10 | KAUFMAN | GAS | NORTH | 2003 | 420 | 420 | 420 | 420 | 420 | 420 | 420 | 420 | 420 | 420
89 | FORNEY ENERGY CENTER STG 20 |  | FRNYPP_ST20 | KAUFMAN | GAS | NORTH | 2003 | 420 | 420 | 420 | 420 | 420 | 420 | 420 | 420 | 420 | 420
90 | FREESTONE ENERGY CENTER CTG 1 |  | FREC_GT1 | FREESTONE | GAS | NORTH | 2002 | 151.6 | 151.6 | 151.6 | 151.6 | 151.6 | 151.6 | 151.6 | 151.6 | 151.6 | 151.6
91 | FREESTONE ENERGY CENTER CTG 2 |  | FREC_GT2 | FREESTONE | GAS | NORTH | 2002 | 151.6 | 151.6 | 151.6 | 151.6 | 151.6 | 151.6 | 151.6 | 151.6 | 151.6 | 151.6
92 | FREESTONE ENERGY CENTER STG 3 |  | FREC_ST3 | FREESTONE | GAS | NORTH | 2002 | 176.2 | 176.2 | 176.2 | 176.2 | 176.2 | 176.2 | 176.2 | 176.2 | 176.2 | 176.2
93 | FREESTONE ENERGY CENTER CTG 4 |  | FREC_GT4 | FREESTONE | GAS | NORTH | 2002 | 151.7 | 151.7 | 151.7 | 151.7 | 151.7 | 151.7 | 151.7 | 151.7 | 151.7 | 151.7
94 | FREESTONE ENERGY CENTER CTG 5 |  | FREC_GT5 | FREESTONE | GAS | NORTH | 2002 | 151.7 | 151.7 | 151.7 | 151.7 | 151.7 | 151.7 | 151.7 | 151.7 | 151.7 | 151.7
95 | FREESTONE ENERGY CENTER STG 6 |  | FREC_ST6 | FREESTONE | GAS | NORTH | 2002 | 174.5 | 174.5 | 174.5 | 174.5 | 174.5 | 174.5 | 174.5 | 174.5 | 174.5 | 174.5
96 | GUADALUPE ENERGY CENTER CTG 1 |  | GUADG_GAS1 | GUADALUPE | GAS | SOUTH | 2000 | 148 | 148 | 148 | 148 | 148 | 148 | 148 | 148 | 148 | 148
97 | GUADALUPE ENERGY CENTER CTG 2 |  | GUADG_GAS2 | GUADALUPE | GAS | SOUTH | 2000 | 148 | 148 | 148 | 148 | 148 | 148 | 148 | 148 | 148 | 148
98 | GUADALUPE ENERGY CENTER CTG 3 |  | GUADG_GAS3 | GUADALUPE | GAS | SOUTH | 2000 | 148 | 148 | 148 | 148 | 148 | 148 | 148 | 148 | 148 | 148
99 | GUADALUPE ENERGY CENTER CTG 4 |  | GUADG_GAS4 | GUADALUPE | GAS | SOUTH | 2000 | 148 | 148 | 148 | 148 | 148 | 148 | 148 | 148 | 148 | 148
100 | GUADALUPE ENERGY CENTER STG 5 |  | GUADG_STM5 | GUADALUPE | GAS | SOUTH | 2000 | 197 | 197 | 197 | 197 | 197 | 197 | 197 | 197 | 197 | 197
101 | GUADALUPE ENERGY CENTER STG 6 |  | GUADG_STM6 | GUADALUPE | GAS | SOUTH | 2000 | 197 | 197 | 197 | 197 | 197 | 197 | 197 | 197 | 197 | 197
102 | HAYS ENERGY FACILITY CSG 1 |  | HAYSEN_HAYSENG1 | HAYS | GAS | SOUTH | 2002 | 216 | 216 | 216 | 216 | 216 | 216 | 216 | 216 | 216 | 216
103 | HAYS ENERGY FACILITY CSG 2 |  | HAYSEN_HAYSENG2 | HAYS | GAS | SOUTH | 2002 | 216 | 216 | 216 | 216 | 216 | 216 | 216 | 216 | 216 | 216
104 | HAYS ENERGY FACILITY CSG 3 |  | HAYSEN_HAYSENG3 | HAYS | GAS | SOUTH | 2002 | 225 | 225 | 225 | 225 | 225 | 225 | 225 | 225 | 225 | 225
105 | HAYS ENERGY FACILITY CSG 4 |  | HAYSEN_HAYSENG4 | HAYS | GAS | SOUTH | 2002 | 225 | 225 | 225 | 225 | 225 | 225 | 225 | 225 | 225 | 225
106 | HIDALGO ENERGY CENTER CTG 1 |  | DUKE_DUKE_GT1 | HIDALGO | GAS | SOUTH | 2000 | 143 | 143 | 143 | 143 | 143 | 143 | 143 | 143 | 143 | 143
107 | HIDALGO ENERGY CENTER CTG 2 |  | DUKE_DUKE_GT2 | HIDALGO | GAS | SOUTH | 2000 | 143 | 143 | 143 | 143 | 143 | 143 | 143 | 143 | 143 | 143
108 | HIDALGO ENERGY CENTER STG |  | DUKE_DUKE_ST1 | HIDALGO | GAS | SOUTH | 2000 | 172 | 172 | 172 | 172 | 172 | 172 | 172 | 172 | 172 | 172
109 | JACK COUNTY GEN FACILITY CTG 1 |  | JACKCNTY_CT1 | JACK | GAS | NORTH | 2005 | 150 | 150 | 150 | 150 | 150 | 150 | 150 | 150 | 150 | 150
110 | JACK COUNTY GEN FACILITY CTG 2 |  | JACKCNTY_CT2 | JACK | GAS | NORTH | 2005 | 150 | 150 | 150 | 150 | 150 | 150 | 150 | 150 | 150 | 150
111 | JACK COUNTY GEN FACILITY STG 1 |  | JACKCNTY_STG | JACK | GAS | NORTH | 2005 | 295 | 295 | 295 | 295 | 295 | 295 | 295 | 295 | 295 | 295
112 | JACK COUNTY GEN FACILITY CTG 3 |  | JCKCNTY2_CT3 | JACK | GAS | NORTH | 2011 | 150 | 150 | 150 | 150 | 150 | 150 | 150 | 150 | 150 | 150
113 | JACK COUNTY GEN FACILITY CTG 4 |  | JCKCNTY2_CT4 | JACK | GAS | NORTH | 2011 | 150 | 150 | 150 | 150 | 150 | 150 | 150 | 150 | 150 | 150
114 | JACK COUNTY GEN FACILITY STG 2 |  | JCKCNTY2_ST2 | JACK | GAS | NORTH | 2011 | 295 | 295 | 295 | 295 | 295 | 295 | 295 | 295 | 295 | 295
115 | JOHNSON COUNTY GEN FACILITY CTG |  | TEN_CT1 | JOHNSON | GAS | NORTH | 1997 | 163 | 163 | 163 | 163 | 163 | 163 | 163 | 163 | 163 | 163
116 | JOHNSON COUNTY GEN FACILITY STG |  | TEN_STG | JOHNSON | GAS | NORTH | 1997 | 106 | 106 | 106 | 106 | 106 | 106 | 106 | 106 | 106 | 106
117 | LAMAR ENERGY CENTER CTG 11 |  | LPCCS_CT11 | LAMAR | GAS | NORTH | 2000 | 163 | 163 | 163 | 163 | 163 | 163 | 163 | 163 | 163 | 163
118 | LAMAR ENERGY CENTER CTG 12 |  | LPCCS_CT12 | LAMAR | GAS | NORTH | 2000 | 153 | 153 | 153 | 153 | 153 | 153 | 153 | 153 | 153 | 153
119 | LAMAR ENERGY CENTER CTG 21 |  | LPCCS_CT21 | LAMAR | GAS | NORTH | 2000 | 153 | 153 | 153 | 153 | 153 | 153 | 153 | 153 | 153 | 153
120 | LAMAR ENERGY CENTER CTG 22 |  | LPCCS_CT22 | LAMAR | GAS | NORTH | 2000 | 163 | 163 | 163 | 163 | 163 | 163 | 163 | 163 | 163 | 163
121 | LAMAR ENERGY CENTER STG 1 |  | LPCCS_UNIT1 | LAMAR | GAS | NORTH | 2000 | 204 | 204 | 204 | 204 | 204 | 204 | 204 | 204 | 204 | 204
122 | LAMAR ENERGY CENTER STG 2 |  | LPCCS_UNIT2 | LAMAR | GAS | NORTH | 2000 | 204 | 204 | 204 | 204 | 204 | 204 | 204 | 204 | 204 | 204
123 | LOST PINES POWER CTG 1 |  | LOSTPI_LOSTPGT1 | BASTROP | GAS | SOUTH | 2001 | 170 | 170 | 170 | 170 | 170 | 170 | 170 | 170 | 170 | 170
124 | LOST PINES POWER CTG 2 |  | LOSTPI_LOSTPGT2 | BASTROP | GAS | SOUTH | 2001 | 170 | 170 | 170 | 170 | 170 | 170 | 170 | 170 | 170 | 170
125 | LOST PINES POWER STG |  | LOSTPI_LOSTPST1 | BASTROP | GAS | SOUTH | 2001 | 188 | 188 | 188 | 188 | 188 | 188 | 188 | 188 | 188 | 188
126 | MAGIC VALLEY STATION CTG 1 |  | NEDIN_NEDIN_G1 | HIDALGO | GAS | SOUTH | 2001 | 208.6 | 208.6 | 208.6 | 208.6 | 208.6 | 208.6 | 208.6 | 208.6 | 208.6 | 208.6
127 | MAGIC VALLEY STATION CTG 2 |  | NEDIN_NEDIN_G2 | HIDALGO | GAS | SOUTH | 2001 | 208.6 | 208.6 | 208.6 | 208.6 | 208.6 | 208.6 | 208.6 | 208.6 | 208.6 | 208.6
128 | MAGIC VALLEY STATION STG |  | NEDIN_NEDIN_G3 | HIDALGO | GAS | SOUTH | 2001 | 253 | 253 | 253 | 253 | 253 | 253 | 253 | 253 | 253 | 253
129 | MIDLOTHIAN ENERGY FACILITY CS 1 |  | MDANP_CT1 | ELLIS | GAS | NORTH | 2001 | 235 | 235 | 235 | 235 | 235 | 235 | 235 | 235 | 235 | 235
130 | MIDLOTHIAN ENERGY FACILITY CS 2 |  | MDANP_CT2 | ELLIS | GAS | NORTH | 2001 | 235 | 235 | 235 | 235 | 235 | 235 | 235 | 235 | 235 | 235
131 | MIDLOTHIAN ENERGY FACILITY CS 3 |  | MDANP_CT3 | ELLIS | GAS | NORTH | 2001 | 235 | 235 | 235 | 235 | 235 | 235 | 235 | 235 | 235 | 235
132 | MIDLOTHIAN ENERGY FACILITY CS 4 |  | MDANP_CT4 | ELLIS | GAS | NORTH | 2001 | 235 | 235 | 235 | 235 | 235 | 235 | 235 | 235 | 235 | 235
133 | MIDLOTHIAN ENERGY FACILITY CS 5 |  | MDANP_CT5 | ELLIS | GAS | NORTH | 2002 | 252 | 252 | 252 | 252 | 252 | 252 | 252 | 252 | 252 | 252
134 | MIDLOTHIAN ENERGY FACILITY CS 6 |  | MDANP_CT6 | ELLIS | GAS | NORTH | 2002 | 252 | 252 | 252 | 252 | 252 | 252 | 252 | 252 | 252 | 252
135 | NUECES BAY REPOWER CTG 8 |  | NUECES_B_NUECESG8 | NUECES | GAS | COASTAL | 2010 | 157 | 157 | 157 | 157 | 157 | 157 | 157 | 157 | 157 | 157
136 | NUECES BAY REPOWER CTG 9 |  | NUECES_B_NUECESG9 | NUECES | GAS | COASTAL | 2010 | 157 | 157 | 157 | 157 | 157 | 157 | 157 | 157 | 157 | 157
137 | NUECES BAY REPOWER STG 7 |  | NUECES_B_NUECESG7 | NUECES | GAS | COASTAL | 1972 | 319 | 319 | 319 | 319 | 319 | 319 | 319 | 319 | 319 | 319
138 | ODESSA-ECTOR POWER CTG 11 |  | OECCS_CT11 | ECTOR | GAS | WEST | 2001 | 146.4 | 146.4 | 146.4 | 146.4 | 146.4 | 146.4 | 146.4 | 146.4 | 146.4 | 146.4
139 | ODESSA-ECTOR POWER CTG 12 |  | OECCS_CT12 | ECTOR | GAS | WEST | 2001 | 143.6 | 143.6 | 143.6 | 143.6 | 143.6 | 143.6 | 143.6 | 143.6 | 143.6 | 143.6
140 | ODESSA-ECTOR POWER CTG 21 |  | OECCS_CT21 | ECTOR | GAS | WEST | 2001 | 141.9 | 141.9 | 141.9 | 141.9 | 141.9 | 141.9 | 141.9 | 141.9 | 141.9 | 141.9
141 | ODESSA-ECTOR POWER CTG 22 |  | OECCS_CT22 | ECTOR | GAS | WEST | 2001 | 137.7 | 137.7 | 137.7 | 137.7 | 137.7 | 137.7 | 137.7 | 137.7 | 137.7 | 137.7
142 | ODESSA-ECTOR POWER STG 1 |  | OECCS_UNIT1 | ECTOR | GAS | WEST | 2001 | 210 | 210 | 210 | 210 | 210 | 210 | 210 | 210 | 210 | 210
143 | ODESSA-ECTOR POWER STG 2 |  | OECCS_UNIT2 | ECTOR | GAS | WEST | 2001 | 210 | 210 | 210 | 210 | 210 | 210 | 210 | 210 | 210 | 210
144 | PANDA SHERMAN POWER CTG1 |  | PANDA_S_SHER1CT1 | GRAYSON | GAS | NORTH | 2014 | 196 | 196 | 196 | 196 | 196 | 196 | 196 | 196 | 196 | 196
145 | PANDA SHERMAN POWER CTG2 |  | PANDA_S_SHER1CT2 | GRAYSON | GAS | NORTH | 2014 | 195 | 195 | 195 | 195 | 195 | 195 | 195 | 195 | 195 | 195
146 | PANDA SHERMAN POWER STG |  | PANDA_S_SHER1ST1 | GRAYSON | GAS | NORTH | 2014 | 326 | 326 | 326 | 326 | 326 | 326 | 326 | 326 | 326 | 326
147 | PANDA TEMPLE I POWER CTG1 |  | PANDA_T1_TMPL1CT1 | BELL | GAS | NORTH | 2014 | 195 | 195 | 195 | 195 | 195 | 195 | 195 | 195 | 195 | 195
148 | PANDA TEMPLE I POWER CTG2 |  | PANDA_T1_TMPL1CT2 | BELL | GAS | NORTH | 2014 | 195 | 195 | 195 | 195 | 195 | 195 | 195 | 195 | 195 | 195
149 | PANDA TEMPLE I POWER STG |  | PANDA_T1_TMPL1ST1 | BELL | GAS | NORTH | 2014 | 312 | 312 | 312 | 312 | 312 | 312 | 312 | 312 | 312 | 312
150 | PANDA TEMPLE II POWER CTG1 |  | PANDA_T2_TMPL2CT1 | BELL | GAS | NORTH | 2015 | 191.2 | 191.2 | 191.2 | 191.2 | 191.2 | 191.2 | 191.2 | 191.2 | 191.2 | 191.2
151 | PANDA TEMPLE II POWER CTG2 |  | PANDA_T2_TMPL2CT2 | BELL | GAS | NORTH | 2015 | 191.2 | 191.2 | 191.2 | 191.2 | 191.2 | 191.2 | 191.2 | 191.2 | 191.2 | 191.2
152 | PANDA TEMPLE II POWER STG |  | PANDA_T2_TMPL2ST1 | BELL | GAS | NORTH | 2015 | 334.7 | 334.7 | 334.7 | 334.7 | 334.7 | 334.7 | 334.7 | 334.7 | 334.7 | 334.7
153 | PARIS ENERGY CENTER CTG 1 |  | TNSKA_GT1 | LAMAR | GAS | NORTH | 1989 | 76 | 76 | 76 | 76 | 76 | 76 | 76 | 76 | 76 | 76
154 | PARIS ENERGY CENTER CTG 2 |  | TNSKA_GT2 | LAMAR | GAS | NORTH | 1989 | 76 | 76 | 76 | 76 | 76 | 76 | 76 | 76 | 76 | 76
155 | PARIS ENERGY CENTER STG |  | TNSKA_STG | LAMAR | GAS | NORTH | 1990 | 87 | 87 | 87 | 87 | 87 | 87 | 87 | 87 | 87 | 87
156 | PASADENA COGEN FACILITY CTG 2 |  | PSG_PSG_GT2 | HARRIS | GAS | HOUSTON | 2000 | 164 | 164 | 164 | 164 | 164 | 164 | 164 | 164 | 164 | 164
157 | PASADENA COGEN FACILITY CTG 3 |  | PSG_PSG_GT3 | HARRIS | GAS | HOUSTON | 2000 | 164 | 164 | 164 | 164 | 164 | 164 | 164 | 164 | 164 | 164
158 | PASADENA COGEN FACILITY STG 2 |  | PSG_PSG_ST2 | HARRIS | GAS | HOUSTON | 2000 | 167 | 167 | 167 | 167 | 167 | 167 | 167 | 167 | 167 | 167
159 | QUAIL RUN ENERGY CTG 1 |  | QALSW_GT1 | ECTOR | GAS | WEST | 2007 | 74 | 74 | 74 | 74 | 74 | 74 | 74 | 74 | 74 | 74
160 | QUAIL RUN ENERGY CTG 2 |  | QALSW_GT2 | ECTOR | GAS | WEST | 2007 | 74 | 74 | 74 | 74 | 74 | 74 | 74 | 74 | 74 | 74
161 | QUAIL RUN ENERGY STG 1 |  | QALSW_STG1 | ECTOR | GAS | WEST | 2007 | 98 | 98 | 98 | 98 | 98 | 98 | 98 | 98 | 98 | 98
162 | QUAIL RUN ENERGY CTG 3 |  | QALSW_GT3 | ECTOR | GAS | WEST | 2008 | 72 | 72 | 72 | 72 | 72 | 72 | 72 | 72 | 72 | 72
163 | QUAIL RUN ENERGY CTG 4 |  | QALSW_GT4 | ECTOR | GAS | WEST | 2008 | 72 | 72 | 72 | 72 | 72 | 72 | 72 | 72 | 72 | 72
164 | QUAIL RUN ENERGY STG 2 |  | QALSW_STG2 | ECTOR | GAS | WEST | 2008 | 98 | 98 | 98 | 98 | 98 | 98 | 98 | 98 | 98 | 98
165 | RIO NOGALES POWER CTG 1 |  | RIONOG_CT1 | GUADALUPE | GAS | SOUTH | 2002 | 154 | 154 | 154 | 154 | 154 | 154 | 154 | 154 | 154 | 154
166 | RIO NOGALES POWER CTG 2 |  | RIONOG_CT2 | GUADALUPE | GAS | SOUTH | 2002 | 154 | 154 | 154 | 154 | 154 | 154 | 154 | 154 | 154 | 154
167 | RIO NOGALES POWER CTG 3 |  | RIONOG_CT3 | GUADALUPE | GAS | SOUTH | 2002 | 154 | 154 | 154 | 154 | 154 | 154 | 154 | 154 | 154 | 154
168 | RIO NOGALES POWER STG 4 |  | RIONOG_ST1 | GUADALUPE | GAS | SOUTH | 2002 | 323 | 323 | 323 | 323 | 323 | 323 | 323 | 323 | 323 | 323
169 | SAM RAYBURN POWER CTG 7 |  | RAYBURN_RAYBURG7 | VICTORIA | GAS | SOUTH | 2003 | 50 | 50 | 50 | 50 | 50 | 50 | 50 | 50 | 50 | 50
170 | SAM RAYBURN POWER CTG 8 |  | RAYBURN_RAYBURG8 | VICTORIA | GAS | SOUTH | 2003 | 50 | 50 | 50 | 50 | 50 | 50 | 50 | 50 | 50 | 50
171 | SAM RAYBURN POWER CTG 9 |  | RAYBURN_RAYBURG9 | VICTORIA | GAS | SOUTH | 2003 | 50 | 50 | 50 | 50 | 50 | 50 | 50 | 50 | 50 | 50
172 | SAM RAYBURN POWER STG 10 |  | RAYBURN_RAYBURG10 | VICTORIA | GAS | SOUTH | 2003 | 40 | 40 | 40 | 40 | 40 | 40 | 40 | 40 | 40 | 40
173 | SANDHILL ENERGY CENTER CTG 5A |  | SANDHSYD_SH_5A | TRAVIS | GAS | SOUTH | 2004 | 150 | 150 | 150 | 150 | 150 | 150 | 150 | 150 | 150 | 150
174 | SANDHILL ENERGY CENTER STG 5C |  | SANDHSYD_SH_5C | TRAVIS | GAS | SOUTH | 2004 | 145 | 145 | 145 | 145 | 145 | 145 | 145 | 145 | 145 | 145
175 | SILAS RAY POWER STG 6 |  | SILASRAY_SILAS_6 | CAMERON | GAS | COASTAL | 1962 | 20 | 20 | 20 | 20 | 20 | 20 | 20 | 20 | 20 | 20
176 | SILAS RAY POWER CTG 9 |  | SILASRAY_SILAS_9 | CAMERON | GAS | COASTAL | 1996 | 38 | 38 | 38 | 38 | 38 | 38 | 38 | 38 | 38 | 38
177 | T H WHARTON POWER CTG 31 |  | THW_THWGT31 | HARRIS | GAS | HOUSTON | 1972 | 57 | 57 | 57 | 57 | 57 | 57 | 57 | 57 | 57 | 57
178 | T H WHARTON POWER CTG 32 |  | THW_THWGT32 | HARRIS | GAS | HOUSTON | 1972 | 57 | 57 | 57 | 57 | 57 | 57 | 57 | 57 | 57 | 57
179 | T H WHARTON POWER CTG 33 |  | THW_THWGT33 | HARRIS | GAS | HOUSTON | 1972 | 57 | 57 | 57 | 57 | 57 | 57 | 57 | 57 | 57 | 57
180 | T H WHARTON POWER CTG 34 |  | THW_THWGT34 | HARRIS | GAS | HOUSTON | 1972 | 57 | 57 | 57 | 57 | 57 | 57 | 57 | 57 | 57 | 57
181 | T H WHARTON POWER STG 3 |  | THW_THWST_3 | HARRIS | GAS | HOUSTON | 1974 | 104 | 104 | 104 | 104 | 104 | 104 | 104 | 104 | 104 | 104
182 | T H WHARTON POWER CTG 41 |  | THW_THWGT41 | HARRIS | GAS | HOUSTON | 1972 | 57 | 57 | 57 | 57 | 57 | 57 | 57 | 57 | 57 | 57
183 | T H WHARTON POWER CTG 42 |  | THW_THWGT42 | HARRIS | GAS | HOUSTON | 1972 | 57 | 57 | 57 | 57 | 57 | 57 | 57 | 57 | 57 | 57
184 | T H WHARTON POWER CTG 43 |  | THW_THWGT43 | HARRIS | GAS | HOUSTON | 1974 | 57 | 57 | 57 | 57 | 57 | 57 | 57 | 57 | 57 | 57
185 | T H WHARTON POWER CTG 44 |  | THW_THWGT44 | HARRIS | GAS | HOUSTON | 1974 | 57 | 57 | 57 | 57 | 57 | 57 | 57 | 57 | 57 | 57
186 | T H WHARTON POWER STG 4 |  | THW_THWST_4 | HARRIS | GAS | HOUSTON | 1974 | 104 | 104 | 104 | 104 | 104 | 104 | 104 | 104 | 104 | 104
187 | TEXAS CITY POWER CTG A |  | TXCTY_CTA | GALVESTON | GAS | HOUSTON | 2000 | 96.6 | 96.6 | 96.6 | 96.6 | 96.6 | 96.6 | 96.6 | 96.6 | 96.6 | 96.6
188 | TEXAS CITY POWER CTG B |  | TXCTY_CTB | GALVESTON | GAS | HOUSTON | 2000 | 96.6 | 96.6 | 96.6 | 96.6 | 96.6 | 96.6 | 96.6 | 96.6 | 96.6 | 96.6
189 | TEXAS CITY POWER CTG C |  | TXCTY_CTC | GALVESTON | GAS | HOUSTON | 2000 | 96.6 | 96.6 | 96.6 | 96.6 | 96.6 | 96.6 | 96.6 | 96.6 | 96.6 | 96.6
190 | TEXAS CITY POWER STG |  | TXCTY_ST | GALVESTON | GAS | HOUSTON | 2000 | 131.6 | 131.6 | 131.6 | 131.6 | 131.6 | 131.6 | 131.6 | 131.6 | 131.6 | 131.6
191 | VICTORIA POWER CTG 6 |  | VICTORIA_VICTORG6 | VICTORIA | GAS | SOUTH | 2009 | 160 | 160 | 160 | 160 | 160 | 160 | 160 | 160 | 160 | 160
192 | VICTORIA POWER STG 5 |  | VICTORIA_VICTORG5 | VICTORIA | GAS | SOUTH | 1963 | 125 | 125 | 125 | 125 | 125 | 125 | 125 | 125 | 125 | 125
193 | WICHITA FALLS CTG 1 |  | WFCOGEN_UNIT1 | WICHITA | GAS | WEST | 1987 | 20 | 20 | 20 | 20 | 20 | 20 | 20 | 20 | 20 | 20
194 | WICHITA FALLS CTG 2 |  | WFCOGEN_UNIT2 | WICHITA | GAS | WEST | 1987 | 20 | 20 | 20 | 20 | 20 | 20 | 20 | 20 | 20 | 20
195 | WICHITA FALLS CTG 3 |  | WFCOGEN_UNIT3 | WICHITA | GAS | WEST | 1987 | 20 | 20 | 20 | 20 | 20 | 20 | 20 | 20 | 20 | 20
196 | WICHITA FALLS STG 4 |  | WFCOGEN_UNIT4 | WICHITA | GAS | WEST | 1987 | 17 | 17 | 17 | 17 | 17 | 17 | 17 | 17 | 17 | 17
197 | WISE-TRACTEBEL POWER CTG 1 |  | WCPP_CT1 | WISE | GAS | NORTH | 2004 | 212 | 212 | 212 | 212 | 212 | 212 | 212 | 212 | 212 | 212
198 | WISE-TRACTEBEL POWER CTG 2 |  | WCPP_CT2 | WISE | GAS | NORTH | 2004 | 212 | 212 | 212 | 212 | 212 | 212 | 212 | 212 | 212 | 212
199 | WISE-TRACTEBEL POWER STG 1 |  | WCPP_ST1 | WISE | GAS | NORTH | 2004 | 241 | 241 | 241 | 241 | 241 | 241 | 241 | 241 | 241 | 241
200 | WOLF HOLLOW POWER CTG 1 |  | WHCCS_CT1 | HOOD | GAS | NORTH | 2002 | 212.5 | 212.5 | 212.5 | 212.5 | 212.5 | 212.5 | 212.5 | 212.5 | 212.5 | 212.5
201 | WOLF HOLLOW POWER CTG 2 |  | WHCCS_CT2 | HOOD | GAS | NORTH | 2002 | 212.5 | 212.5 | 212.5 | 212.5 | 212.5 | 212.5 | 212.5 | 212.5 | 212.5 | 212.5
202 | WOLF HOLLOW POWER STG |  | WHCCS_STG | HOOD | GAS | NORTH | 2002 | 280 | 280 | 280 | 280 | 280 | 280 | 280 | 280 | 280 | 280
203 | ATKINS CTG 7 |  | ATKINS_ATKINSG7 | BRAZOS | GAS | NORTH | 1973 | 18 | 18 | 18 | 18 | 18 | 18 | 18 | 18 | 18 | 18
204 | DANSBY CTG 2 |  | DANSBY_DANSBYG2 | BRAZOS | GAS | NORTH | 2004 | 45 | 45 | 45 | 45 | 45 | 45 | 45 | 45 | 45 | 45
205 | DANSBY CTG 3 |  | DANSBY_DANSBYG3 | BRAZOS | GAS | NORTH | 2010 | 47 | 47 | 47 | 47 | 47 | 47 | 47 | 47 | 47 | 47
206 | DECKER CREEK CTG 1 |  | DECKER_DPGT_1 | TRAVIS | GAS | SOUTH | 1989 | 48 | 48 | 48 | 48 | 48 | 48 | 48 | 48 | 48 | 48
207 | DECKER CREEK CTG 2 |  | DECKER_DPGT_2 | TRAVIS | GAS | SOUTH | 1989 | 48 | 48 | 48 | 48 | 48 | 48 | 48 | 48 | 48 | 48
208 | DECKER CREEK CTG 3 |  | DECKER_DPGT_3 | TRAVIS | GAS | SOUTH | 1989 | 48 | 48 | 48 | 48 | 48 | 48 | 48 | 48 | 48 | 48
209 | DECKER CREEK CTG 4 |  | DECKER_DPGT_4 | TRAVIS | GAS | SOUTH | 1989 | 48 | 48 | 48 | 48 | 48 | 48 | 48 | 48 | 48 | 48
210 | DECORDOVA CTG 1 |  | DCSES_CT10 | HOOD | GAS | NORTH | 1990 | 71 | 71 | 71 | 71 | 71 | 71 | 71 | 71 | 71 | 71
211 | DECORDOVA CTG 2 |  | DCSES_CT20 | HOOD | GAS | NORTH | 1990 | 70 | 70 | 70 | 70 | 70 | 70 | 70 | 70 | 70 | 70
212 | DECORDOVA CTG 3 |  | DCSES_CT30 | HOOD | GAS | NORTH | 1990 | 69 | 69 | 69 | 69 | 69 | 69 | 69 | 69 | 69 | 69
213 | DECORDOVA CTG 4 |  | DCSES_CT40 | HOOD | GAS | NORTH | 1990 | 68 | 68 | 68 | 68 | 68 | 68 | 68 | 68 | 68 | 68
214 | ECTOR COUNTY ENERGY CTG 1 |  | ECEC_G1 | ECTOR | GAS | WEST | 2015 | 147 | 147 | 147 | 147 | 147 | 147 | 147 | 147 | 147 | 147
215 | ECTOR COUNTY ENERGY CTG 2 |  | ECEC_G2 | ECTOR | GAS | WEST | 2015 | 147 | 147 | 147 | 147 | 147 | 147 | 147 | 147 | 147 | 147
216 | EXTEX LAPORTE GEN STN CTG 1 |  | AZ_AZ_G1 | HARRIS | GAS | HOUSTON | 2009 | 38 | 38 | 38 | 38 | 38 | 38 | 38 | 38 | 38 | 38
217 | EXTEX LAPORTE GEN STN CTG 2 |  | AZ_AZ_G2 | HARRIS | GAS | HOUSTON | 2009 | 38 | 38 | 38 | 38 | 38 | 38 | 38 | 38 | 38 | 38
218 | EXTEX LAPORTE GEN STN CTG 3 |  | AZ_AZ_G3 | HARRIS | GAS | HOUSTON | 2009 | 38 | 38 | 38 | 38 | 38 | 38 | 38 | 38 | 38 | 38
219 | EXTEX LAPORTE GEN STN CTG 4 |  | AZ_AZ_G4 | HARRIS | GAS | HOUSTON | 2009 | 38 | 38 | 38 | 38 | 38 | 38 | 38 | 38 | 38 | 38
220 | GREENS BAYOU CTG 73 |  | GBY_GBYGT73 | HARRIS | GAS | HOUSTON | 1976 | 46 | 46 | 46 | 46 | 46 | 46 | 46 | 46 | 46 | 46
221 | GREENS BAYOU CTG 74 |  | GBY_GBYGT74 | HARRIS | GAS | HOUSTON | 1976 | 46 | 46 | 46 | 46 | 46 | 46 | 46 | 46 | 46 | 46
222 | GREENS BAYOU CTG 81 |  | GBY_GBYGT81 | HARRIS | GAS | HOUSTON | 1976 | 46 | 46 | 46 | 46 | 46 | 46 | 46 | 46 | 46 | 46
223 | GREENS BAYOU CTG 82 |  | GBY_GBYGT82 | HARRIS | GAS | HOUSTON | 1976 | 58 | 58 | 58 | 58 | 58 | 58 | 58 | 58 | 58 | 58
224 | GREENS BAYOU CTG 83 |  | GBY_GBYGT83 | HARRIS | GAS | HOUSTON | 1976 | 56 | 56 | 56 | 56 | 56 | 56 | 56 | 56 | 56 | 56
225 | GREENS BAYOU CTG 84 |  | GBY_GBYGT84 | HARRIS | GAS | HOUSTON | 1976 | 46 | 46 | 46 | 46 | 46 | 46 | 46 | 46 | 46 | 46
226 | GREENVILLE IC ENGINE PLANT |  | STEAM_ENGINE_1 | HUNT | GAS | NORTH | 2010 | 8.4 | 8.4 | 8.4 | 8.4 | 8.4 | 8.4 | 8.4 | 8.4 | 8.4 | 8.4
227 | GREENVILLE IC ENGINE PLANT |  | STEAM_ENGINE_2 | HUNT | GAS | NORTH | 2010 | 8.4 | 8.4 | 8.4 | 8.4 | 8.4 | 8.4 | 8.4 | 8.4 | 8.4 | 8.4
228 | GREENVILLE IC ENGINE PLANT |  | STEAM_ENGINE_3 | HUNT | GAS | NORTH | 2010 | 8.4 | 8.4 | 8.4 | 8.4 | 8.4 | 8.4 | 8.4 | 8.4 | 8.4 | 8.4
229 | LAREDO CTG 4 |  | LARDVFTN_G4 | WEBB | GAS | SOUTH | 2008 | 90.1 | 90.1 | 90.1 | 90.1 | 90.1 | 90.1 | 90.1 | 90.1 | 90.1 | 90.1
230 | LAREDO CTG 5 |  | LARDVFTN_G5 | WEBB | GAS | SOUTH | 2008 | 87.3 | 87.3 | 87.3 | 87.3 | 87.3 | 87.3 | 87.3 | 87.3 | 87.3 | 87.3
231 | LEON CREEK PEAKER CTG 1 |  | LEON_CRK_LCPCT1 | BEXAR | GAS | SOUTH | 2004 | 45 | 45 | 45 | 45 | 45 | 45 | 45 | 45 | 45 | 45
232 | LEON CREEK PEAKER CTG 2 |  | LEON_CRK_LCPCT2 | BEXAR | GAS | SOUTH | 2004 | 46 | 46 | 46 | 46 | 46 | 46 | 46 | 46 | 46 | 46
233 | LEON CREEK PEAKER CTG 3 |  | LEON_CRK_LCPCT3 | BEXAR | GAS | SOUTH | 2004 | 44 | 44 | 44 | 44 | 44 | 44 | 44 | 44 | 44 | 44
234 | LEON CREEK PEAKER CTG 4 |  | LEON_CRK_LCPCT4 | BEXAR | GAS | SOUTH | 2004 | 46 | 46 | 46 | 46 | 46 | 46 | 46 | 46 | 46 | 46
235 | MORGAN CREEK CTG 1 |  | MGSES_CT1 | MITCHELL | GAS | WEST | 1988 | 68 | 68 | 68 | 68 | 68 | 68 | 68 | 68 | 68 | 68
236 | MORGAN CREEK CTG 2 |  | MGSES_CT2 | MITCHELL | GAS | WEST | 1988 | 68 | 68 | 68 | 68 | 68 | 68 | 68 | 68 | 68 | 68
237 | MORGAN CREEK CTG 3 |  | MGSES_CT3 | MITCHELL | GAS | WEST | 1988 | 68 | 68 | 68 | 68 | 68 | 68 | 68 | 68 | 68 | 68
238 | MORGAN CREEK CTG 4 |  | MGSES_CT4 | MITCHELL | GAS | WEST | 1988 | 68 | 68 | 68 | 68 | 68 | 68 | 68 | 68 | 68 | 68
239 | MORGAN CREEK CTG 5 |  | MGSES_CT5 | MITCHELL | GAS | WEST | 1988 | 68 | 68 | 68 | 68 | 68 | 68 | 68 | 68 | 68 | 68
240 | MORGAN CREEK CTG 6 |  | MGSES_CT6 | MITCHELL | GAS | WEST | 1988 | 67 | 67 | 67 | 67 | 67 | 67 | 67 | 67 | 67 | 67
241 | PEARSALL IC ENGINE PLANT A |  | PEARSAL2_AGR_A | FRIO | GAS | SOUTH | 2012 | 50.6 | 50.6 | 50.6 | 50.6 | 50.6 | 50.6 | 50.6 | 50.6 | 50.6 | 50.6
242 | PEARSALL IC ENGINE PLANT B |  | PEARSAL2_AGR_B | FRIO | GAS | SOUTH | 2012 | 50.6 | 50.6 | 50.6 | 50.6 | 50.6 | 50.6 | 50.6 | 50.6 | 50.6 | 50.6
243 | PEARSALL IC ENGINE PLANT C |  | PEARSAL2_AGR_C | FRIO | GAS | SOUTH | 2012 | 50.6 | 50.6 | 50.6 | 50.6 | 50.6 | 50.6 | 50.6 | 50.6 | 50.6 | 50.6
244 | PEARSALL IC ENGINE PLANT D |  | PEARSAL2_AGR_D | FRIO | GAS | SOUTH | 2012 | 50.6 | 50.6 | 50.6 | 50.6 | 50.6 | 50.6 | 50.6 | 50.6 | 50.6 | 50.6
245 | PERMIAN BASIN CTG 1 |  | PB2SES_CT1 | WARD | GAS | WEST | 1988 | 68 | 68 | 68 | 68 | 68 | 68 | 68 | 68 | 68 | 68
246 | PERMIAN BASIN CTG 2 |  | PB2SES_CT2 | WARD | GAS | WEST | 1988 | 65 | 65 | 65 | 65 | 65 | 65 | 65 | 65 | 65 | 65
247 | PERMIAN BASIN CTG 3 |  | PB2SES_CT3 | WARD | GAS | WEST | 1988 | 68 | 68 | 68 | 68 | 68 | 68 | 68 | 68 | 68 | 68
248 | PERMIAN BASIN CTG 4 |  | PB2SES_CT4 | WARD | GAS | WEST | 1990 | 69 | 69 | 69 | 69 | 69 | 69 | 69 | 69 | 69 | 69
249 | PERMIAN BASIN CTG 5 |  | PB2SES_CT5 | WARD | GAS | WEST | 1990 | 70 | 70 | 70 | 70 | 70 | 70 | 70 | 70 | 70 | 70
250 | R W MILLER CTG 4 |  | MIL_MILLERG4 | PALO PINTO | GAS | NORTH | 1994 | 104 | 104 | 104 | 104 | 104 | 104 | 104 | 104 | 104 | 104
251 | R W MILLER CTG 5 |  | MIL_MILLERG5 | PALO PINTO | GAS | NORTH | 1994 | 104 | 104 | 104 | 104 | 104 | 104 | 104 | 104 | 104 | 104
252 | RAY OLINGER CTG 4 |  | OLINGR_OLING_4 | COLLIN | GAS | NORTH | 2001 | 75 | 75 | 75 | 75 | 75 | 75 | 75 | 75 | 75 | 75
253 | SAM RAYBURN CTG 1 |  | RAYBURN_RAYBURG1 | VICTORIA | GAS | SOUTH | 1963 | 11 | 11 | 11 | 11 | 11 | 11 | 11 | 11 | 11 | 11
254 | SAM RAYBURN CTG 2 |  | RAYBURN_RAYBURG2 | VICTORIA | GAS | SOUTH | 1963 | 11 | 11 | 11 | 11 | 11 | 11 | 11 | 11 | 11 | 11
255 | SAN JACINTO SES CTG 1 |  | SJS_SJS_G1 | HARRIS | GAS | HOUSTON | 1995 | 81 | 81 | 81 | 81 | 81 | 81 | 81 | 81 | 81 | 81
256 | SAN JACINTO SES CTG 2 |  | SJS_SJS_G2 | HARRIS | GAS | HOUSTON | 1995 | 81 | 81 | 81 | 81 | 81 | 81 | 81 | 81 | 81 | 81
257 | SANDHILL ENERGY CENTER CTG 1 |  | SANDHSYD_SH1 | TRAVIS | GAS | SOUTH | 2001 | 47 | 47 | 47 | 47 | 47 | 47 | 47 | 47 | 47 | 47
258 | SANDHILL ENERGY CENTER CTG 2 |  | SANDHSYD_SH2 | TRAVIS | GAS | SOUTH | 2001 | 47 | 47 | 47 | 47 | 47 | 47 | 47 | 47 | 47 | 47
259 | SANDHILL ENERGY CENTER CTG 3 |  | SANDHSYD_SH3 | TRAVIS | GAS | SOUTH | 2001 | 47 | 47 | 47 | 47 | 47 | 47 | 47 | 47 | 47 | 47
260 | SANDHILL ENERGY CENTER CTG 4 |  | SANDHSYD_SH4 | TRAVIS | GAS | SOUTH | 2001 | 47 | 47 | 47 | 47 | 47 | 47 | 47 | 47 | 47 | 47
261 | SANDHILL ENERGY CENTER CTG 6 |  | SANDHSYD_SH6 | TRAVIS | GAS | SOUTH | 2010 | 47 | 47 | 47 | 47 | 47 | 47 | 47 | 47 | 47 | 47
262 | SANDHILL ENERGY CENTER CTG 7 |  | SANDHSYD_SH7 | TRAVIS | GAS | SOUTH | 2010 | 47 | 47 | 47 | 47 | 47 | 47 | 47 | 47 | 47 | 47
263 | SILAS RAY CTG 10 |  | SILASRAY_SILAS_10 | CAMERON | GAS | COASTAL | 2004 | 46 | 46 | 46 | 46 | 46 | 46 | 46 | 46 | 46 | 46
264 | T H WHARTON CTG 51 |  | THW_THWGT51 | HARRIS | GAS | HOUSTON | 1975 | 57 | 57 | 57 | 57 | 57 | 57 | 57 | 57 | 57 | 57
265 | T H WHARTON CTG 52 |  | THW_THWGT52 | HARRIS | GAS | HOUSTON | 1975 | 57 | 57 | 57 | 57 | 57 | 57 | 57 | 57 | 57 | 57
266 | T H WHARTON CTG 53 |  | THW_THWGT53 | HARRIS | GAS | HOUSTON | 1975 | 57 | 57 | 57 | 57 | 57 | 57 | 57 | 57 | 57 | 57
267 | T H WHARTON CTG 54 |  | THW_THWGT54 | HARRIS | GAS | HOUSTON | 1975 | 57 | 57 | 57 | 57 | 57 | 57 | 57 | 57 | 57 | 57
268 | T H WHARTON CTG 55 |  | THW_THWGT55 | HARRIS | GAS | HOUSTON | 1975 | 57 | 57 | 57 | 57 | 57 | 57 | 57 | 57 | 57 | 57
269 | T H WHARTON CTG 56 |  | THW_THWGT56 | HARRIS | GAS | HOUSTON | 1975 | 57 | 57 | 57 | 57 | 57 | 57 | 57 | 57 | 57 | 57
270 | T H WHARTON CTG G1 |  | THW_THWGT_1 | HARRIS | GAS | HOUSTON | 1967 | 13 | 13 | 13 | 13 | 13 | 13 | 13 | 13 | 13 | 13
271 | TEXAS GULF SULPHUR |  | TGF_TGFGT_1 | WHARTON | GAS | SOUTH | 1985 | 79 | 79 | 79 | 79 | 79 | 79 | 79 | 79 | 79 | 79
272 | V H BRAUNIG CTG 5 |  | BRAUNIG_VHB6CT5 | BEXAR | GAS | SOUTH | 2009 | 48 | 48 | 48 | 48 | 48 | 48 | 48 | 48 | 48 | 48
273 | V H BRAUNIG CTG 6 |  | BRAUNIG_VHB6CT6 | BEXAR | GAS | SOUTH | 2009 | 48 | 48 | 48 | 48 | 48 | 48 | 48 | 48 | 48 | 48
274 | V H BRAUNIG CTG 7 |  | BRAUNIG_VHB6CT7 | BEXAR | GAS | SOUTH | 2009 | 48 | 48 | 48 | 48 | 48 | 48 | 48 | 48 | 48 | 48
275 | V H BRAUNIG CTG 8 |  | BRAUNIG_VHB6CT8 | BEXAR | GAS | SOUTH | 2009 | 47 | 47 | 47 | 47 | 47 | 47 | 47 | 47 | 47 | 47
276 | W A PARISH CTG 1 |  | WAP_WAPGT_1 | FT. BEND | GAS | HOUSTON | 1967 | 13 | 13 | 13 | 13 | 13 | 13 | 13 | 13 | 13 | 13
277 | WINCHESTER POWER PARK CTG 1 |  | WIPOPA_WPP_G1 | FAYETTE | GAS | SOUTH | 2009 | 44 | 44 | 44 | 44 | 44 | 44 | 44 | 44 | 44 | 44
278 | WINCHESTER POWER PARK CTG 2 |  | WIPOPA_WPP_G2 | FAYETTE | GAS | SOUTH | 2009 | 44 | 44 | 44 | 44 | 44 | 44 | 44 | 44 | 44 | 44
279 | WINCHESTER POWER PARK CTG 3 |  | WIPOPA_WPP_G3 | FAYETTE | GAS | SOUTH | 2009 | 44 | 44 | 44 | 44 | 44 | 44 | 44 | 44 | 44 | 44
280 | WINCHESTER POWER PARK CTG 4 |  | WIPOPA_WPP_G4 | FAYETTE | GAS | SOUTH | 2009 | 44 | 44 | 44 | 44 | 44 | 44 | 44 | 44 | 44 | 44
281 | B M DAVIS STG U1 |  | B_DAVIS_B_DAVIG1 | NUECES | GAS | COASTAL | 1974 | 330 | 330 | 330 | 330 | 330 | 330 | 330 | 330 | 330 | 330
282 | CEDAR BAYOU STG U1 |  | CBY_CBY_G1 | CHAMBERS | GAS | HOUSTON | 1970 | 745 | 745 | 745 | 745 | 745 | 745 | 745 | 745 | 745 | 745
283 | CEDAR BAYOU STG U2 |  | CBY_CBY_G2 | CHAMBERS | GAS | HOUSTON | 1972 | 749 | 749 | 749 | 749 | 749 | 749 | 749 | 749 | 749 | 749
284 | DANSBY STG U1 |  | DANSBY_DANSBYG1 | BRAZOS | GAS | NORTH | 1978 | 107 | 107 | 107 | 107 | 107 | 107 | 107 | 107 | 107 | 107
285 | DECKER CREEK STG U1 |  | DECKER_DPG1 | TRAVIS | GAS | SOUTH | 1971 | 315 | 315 | 315 | 315 | 315 | 315 | 315 | 315 | 315 | 315
286 | DECKER CREEK STG U2 |  | DECKER_DPG2 | TRAVIS | GAS | SOUTH | 1978 | 420 | 420 | 420 | 420 | 420 | 420 | 420 | 420 | 420 | 420
287 | GRAHAM STG U1 |  | GRSES_UNIT1 | YOUNG | GAS | WEST | 1960 | 234 | 234 | 234 | 234 | 234 | 234 | 234 | 234 | 234 | 234
288 | GRAHAM STG U2 |  | GRSES_UNIT2 | YOUNG | GAS | WEST | 1969 | 390 | 390 | 390 | 390 | 390 | 390 | 390 | 390 | 390 | 390
289 | HANDLEY STG U3 |  | HLSES_UNIT3 | TARRANT | GAS | NORTH | 1963 | 395 | 395 | 395 | 395 | 395 | 395 | 395 | 395 | 395 | 395
290 | HANDLEY STG U4 |  | HLSES_UNIT4 | TARRANT | GAS | NORTH | 1976 | 435 | 435 | 435 | 435 | 435 | 435 | 435 | 435 | 435 | 435
291 | HANDLEY STG U5 |  | HLSES_UNIT5 | TARRANT | GAS | NORTH | 1977 | 435 | 435 | 435 | 435 | 435 | 435 | 435 | 435 | 435 | 435
292 | LAKE HUBBARD STG U1 |  | LHSES_UNIT1 | DALLAS | GAS | NORTH | 1970 | 392 | 392 | 392 | 392 | 392 | 392 | 392 | 392 | 392 | 392
293 | LAKE HUBBARD STG U2 |  | LHSES_UNIT2A | DALLAS | GAS | NORTH | 1973 | 523 | 523 | 523 | 523 | 523 | 523 | 523 | 523 | 523 | 523
294 | MOUNTAIN CREEK STG U6 |  | MCSES_UNIT6 | DALLAS | GAS | NORTH | 1956 | 122 | 122 | 122 | 122 | 122 | 122 | 122 | 122 | 122 | 122
295 | MOUNTAIN CREEK STG U7 |  | MCSES_UNIT7 | DALLAS | GAS | NORTH | 1958 | 118 | 118 | 118 | 118 | 118 | 118 | 118 | 118 | 118 | 118
296 | MOUNTAIN CREEK STG U8 |  | MCSES_UNIT8 | DALLAS | GAS | NORTH | 1967 | 568 | 568 | 568 | 568 | 568 | 568 | 568 | 568 | 568 | 568
297 | O W SOMMERS STG U1 |  | CALAVERS_OWS1 | BEXAR | GAS | SOUTH | 1972 | 420 | 420 | 420 | 420 | 420 | 420 | 420 | 420 | 420 | 420
298 | O W SOMMERS STG U2 |  | CALAVERS_OWS2 | BEXAR | GAS | SOUTH | 1974 | 410 | 410 | 410 | 410 | 410 | 410 | 410 | 410 | 410 | 410
299 | PEARSALL STG U1 |  | PEARSALL_PEARS_1 | FRIO | GAS | SOUTH | 1961 | 19 | 19 | 19 | 19 | 19 | 19 | 19 | 19 | 19 | 19
300 | PEARSALL STG U2 |  | PEARSALL_PEARS_2 | FRIO | GAS | SOUTH | 1961 | 22 | 22 | 22 | 22 | 22 | 22 | 22 | 22 | 22 | 22
301 | PEARSALL STG U3 |  | PEARSALL_PEARS_3 | FRIO | GAS | SOUTH | 1961 | 20 | 20 | 20 | 20 | 20 | 20 | 20 | 20 | 20 | 20
302 | POWERLANE PLANT STG U1 |  | STEAM1A_STEAM_1 | HUNT | GAS | NORTH | 1966 | 20 | 20 | 20 | 20 | 20 | 20 | 20 | 20 | 20 | 20
303 | POWERLANE PLANT STG U2 |  | STEAM_STEAM_2 | HUNT | GAS | NORTH | 1967 | 26 | 26 | 26 | 26 | 26 | 26 | 26 | 26 | 26 | 26
304 | POWERLANE PLANT STG U3 |  | STEAM_STEAM_3 | HUNT | GAS | NORTH | 1978 | 41 | 41 | 41 | 41 | 41 | 41 | 41 | 41 | 41 | 41
305 | R W MILLER STG U1 |  | MIL_MILLERG1 | PALO PINTO | GAS | NORTH | 1968 | 75 | 75 | 75 | 75 | 75 | 75 | 75 | 75 | 75 | 75
306 | R W MILLER STG U2 |  | MIL_MILLERG2 | PALO PINTO | GAS | NORTH | 1972 | 120 | 120 | 120 | 120 | 120 | 120 | 120 | 120 | 120 | 120
307 | R W MILLER STG U3 |  | MIL_MILLERG3 | PALO PINTO | GAS | NORTH | 1975 | 208 | 208 | 208 | 208 | 208 | 208 | 208 | 208 | 208 | 208
308 | RAY OLINGER STG U1 |  | OLINGR_OLING_1 | COLLIN | GAS | NORTH | 1967 | 78 | 78 | 78 | 78 | 78 | 78 | 78 | 78 | 78 | 78
309 | RAY OLINGER STG U2 |  | OLINGR_OLING_2 | COLLIN | GAS | NORTH | 1971 | 107 | 107 | 107 | 107 | 107 | 107 | 107 | 107 | 107 | 107
310 | RAY OLINGER STG U3 |  | OLINGR_OLING_3 | COLLIN | GAS | NORTH | 1975 | 146 | 146 | 146 | 146 | 146 | 146 | 146 | 146 | 146 | 146
311 | SIM GIDEON STG U1 |  | GIDEON_GIDEONG1 | BASTROP | GAS | SOUTH | 1965 | 130 | 130 | 130 | 130 | 130 | 130 | 130 | 130 | 130 | 130
312 | SIM GIDEON STG U2 |  | GIDEON_GIDEONG2 | BASTROP | GAS | SOUTH | 1968 | 135 | 135 | 135 | 135 | 135 | 135 | 135 | 135 | 135 | 135
313 | SIM GIDEON STG U3 |  | GIDEON_GIDEONG3 | BASTROP | GAS | SOUTH | 1972 | 336 | 336 | 336 | 336 | 336 | 336 | 336 | 336 | 336 | 336
314 | SPENCER STG U4 |  | SPNCER_SPNCE_4 | DENTON | GAS | NORTH | 1966 | 61 | 61 | 61 | 61 | 61 | 61 | 61 | 61 | 61 | 61
315 | SPENCER STG U5 |  | SPNCER_SPNCE_5 | DENTON | GAS | NORTH | 1973 | 61 | 61 | 61 | 61 | 61 | 61 | 61 | 61 | 61 | 61
316 | STRYKER CREEK STG U1 |  | SCSES_UNIT1A | CHEROKEE | GAS | NORTH | 1958 | 167 | 167 | 167 | 167 | 167 | 167 | 167 | 167 | 167 | 167
317 | STRYKER CREEK STG U2 |  | SCSES_UNIT2 | CHEROKEE | GAS | NORTH | 1965 | 502 | 502 | 502 | 502 | 502 | 502 | 502 | 502 | 502 | 502
318 | TRINIDAD STG U6 |  | TRSES_UNIT6 | HENDERSON | GAS | NORTH | 1965 | 235 | 235 | 235 | 235 | 235 | 235 | 235 | 235 | 235 | 235
319 | V H BRAUNIG STG U1 |  | BRAUNIG_VHB1 | BEXAR | GAS | SOUTH | 1966 | 220 | 220 | 220 | 220 | 220 | 220 | 220 | 220 | 220 | 220
320 | V H BRAUNIG STG U2 |  | BRAUNIG_VHB2 | BEXAR | GAS | SOUTH | 1968 | 230 | 230 | 230 | 230 | 230 | 230 | 230 | 230 | 230 | 230
321 | V H BRAUNIG STG U3 |  | BRAUNIG_VHB3 | BEXAR | GAS | SOUTH | 1970 | 412 | 412 | 412 | 412 | 412 | 412 | 412 | 412 | 412 | 412
322 | W A PARISH STG U1 |  | WAP_WAP_G1 | FT. BEND | GAS | HOUSTON | 1958 | 169 | 169 | 169 | 169 | 169 | 169 | 169 | 169 | 169 | 169
323 | W A PARISH STG U2 |  | WAP_WAP_G2 | FT. BEND | GAS | HOUSTON | 1958 | 169 | 169 | 169 | 169 | 169 | 169 | 169 | 169 | 169 | 169
324 | W A PARISH STG U3 |  | WAP_WAP_G3 | FT. BEND | GAS | HOUSTON | 1961 | 246 | 246 | 246 | 246 | 246 | 246 | 246 | 246 | 246 | 246
325 | W A PARISH STG U4 |  | WAP_WAP_G4 | FT. BEND | GAS | HOUSTON | 1968 | 536 | 536 | 536 | 536 | 536 | 536 | 536 | 536 | 536 | 536
326 | W A PARISH - PETRA NOVA CTG |  | PNPI_GT2 | FORT BEND | GAS | HOUSTON | 2013 | 74 | 74 | 74 | 74 | 74 | 74 | 74 | 74 | 74 | 74
327 | NACOGDOCHES POWER |  | NACPW_UNIT1 | NACOGDOCHES | BIOMASS | NORTH | 2012 | 105 | 105 | 105 | 105 | 105 | 105 | 105 | 105 | 105 | 105
328 | BIOENERGY AUSTIN WALZEM RD LFG |  | DG_WALZE_4UNITS | BEXAR | BIOMASS | SOUTH | 2002 | 9.8 | 9.8 | 9.8 | 9.8 | 9.8 | 9.8 | 9.8 | 9.8 | 9.8 | 9.8
329 | BIOENERGY TEXAS COVEL GARDENS LFG |  | DG_MEDIN_1UNIT | BEXAR | BIOMASS | SOUTH | 2005 | 9.6 | 9.6 | 9.6 | 9.6 | 9.6 | 9.6 | 9.6 | 9.6 | 9.6 | 9.6
330 | FORT WORTH METHANE LFG |  | DG_RDLML_1UNIT | TARRANT | BIOMASS | NORTH | 2011 | 1.6 | 1.6 | 1.6 | 1.6 | 1.6 | 1.6 | 1.6 | 1.6 | 1.6 | 1.6
331 | GRAND PRAIRIE LFG |  | DG_TRIRA_1UNIT | DALLAS | BIOMASS | NORTH | 2015 | 4 | 4 | 4 | 4 | 4 | 4 | 4 | 4 | 4 | 4
332 | MCKINNEY LFG |  | DG_MKNSW_2UNITS | COLLIN | BIOMASS | NORTH | 2011 | 3.2 | 3.2 | 3.2 | 3.2 | 3.2 | 3.2 | 3.2 | 3.2 | 3.2 | 3.2
333 | NELSON GARDENS LFG |  | DG_78252_4UNITS | BEXAR | BIOMASS | SOUTH | 2013 | 4.2 | 4.2 | 4.2 | 4.2 | 4.2 | 4.2 | 4.2 | 4.2 | 4.2 | 4.2
334 | SKYLINE LFG |  | DG_FERIS_4 UNITS | DALLAS | BIOMASS | NORTH | 2007 | 6.4 | 6.4 | 6.4 | 6.4 | 6.4 | 6.4 | 6.4 | 6.4 | 6.4 | 6.4
335 | TRINITY OAKS LFG |  | DG_KLBRG_1UNIT | DALLAS | BIOMASS | NORTH | 2011 | 3.2 | 3.2 | 3.2 | 3.2 | 3.2 | 3.2 | 3.2 | 3.2 | 3.2 | 3.2
336 | VIRIDIS ENERGY-ALVIN LFG |  | DG_AV_DG1 | GALVESTON | BIOMASS | HOUSTON | 2002 | 6.7 | 6.7 | 6.7 | 6.7 | 6.7 | 6.7 | 6.7 | 6.7 | 6.7 | 6.7
337 | VIRIDIS ENERGY-HUMBLE LFG |  | DG_HB_DG1 | HARRIS | BIOMASS | HOUSTON | 2002 | 10 | 10 | 10 | 10 | 10 | 10 | 10 | 10 | 10 | 10
338 | VIRIDIS ENERGY-LIBERTY LFG |  | DG_LB_DG1 | HARRIS | BIOMASS | HOUSTON | 2002 | 3.9 | 3.9 | 3.9 | 3.9 | 3.9 | 3.9 | 3.9 | 3.9 | 3.9 | 3.9
339 | VIRIDIS ENERGY-TRINITY BAY LFG |  | DG_TRN_DG1 | CHAMBERS | BIOMASS | HOUSTON | 2002 | 3.9 | 3.9 | 3.9 | 3.9 | 3.9 | 3.9 | 3.9 | 3.9 | 3.9 | 3.9
340 | WM RENEWABLE-AUSTIN LFG |  | DG_SPRIN_4UNITS | TRAVIS | BIOMASS | SOUTH | 2007 | 6.4 | 6.4 | 6.4 | 6.4 | 6.4 | 6.4 | 6.4 | 6.4 | 6.4 | 6.4
341 | WM RENEWABLE-DFW GAS RECOVERY LFG |  | DG_BIO2_4UNITS | DENTON | BIOMASS | NORTH | 2009 | 6.4 | 6.4 | 6.4 | 6.4 | 6.4 | 6.4 | 6.4 | 6.4 | 6.4 | 6.4
342 | WM RENEWABLE-BIOENERGY PARTNERS LFG |  | DG_BIOE_2UNITS | DENTON | BIOMASS | NORTH | 1988 | 6.2 | 6.2 | 6.2 | 6.2 | 6.2 | 6.2 | 6.2 | 6.2 | 6.2 | 6.2
343 | WM RENEWABLE-MESQUITE CREEK LFG |  | DG_FREIH_2UNITS | COMAL | BIOMASS | SOUTH | 2011 | 3.2 | 3.2 | 3.2 | 3.2 | 3.2 | 3.2 | 3.2 | 3.2 | 3.2 | 3.2
344 | WM RENEWABLE-WESTSIDE LFG |  | DG_WSTHL_3UNITS | PARKER | BIOMASS | NORTH | 2010 | 4.8 | 4.8 | 4.8 | 4.8 | 4.8 | 4.8 | 4.8 | 4.8 | 4.8 | 4.8
345 | NOTREES BATTERY FACILITY |  | NWF_NBS | WINKLER | STORAGE | WEST | 2012 | 0 | 0 | 0 | 0 | 0 | 0 | 0 | 0 | 0 | 0
346 | Operational Capacity Total (Nuclear, Coal, Gas, Biomass) | [6 empty] | 65728.2 | 65728.2 | 64888.2 | 64888.2 | 64888.2 | 64888.2 | 64888.2 | 64888.2 | 64888.2 | 64888.2
347
348 | Operational Resources (Hydro)
349 | AMISTAD HYDRO 1 |  | AMISTAD_AMISTAG1 | VAL VERDE | HYDRO | WEST | 1983 | 37.9 | 37.9 | 37.9 | 37.9 | 37.9 | 37.9 | 37.9 | 37.9 | 37.9 | 37.9
350 | AMISTAD HYDRO 2 |  | AMISTAD_AMISTAG2 | VAL VERDE | HYDRO | WEST | 1983 | 37.9 | 37.9 | 37.9 | 37.9 | 37.9 | 37.9 | 37.9 | 37.9 | 37.9 | 37.9
351 | AUSTIN HYDRO 1 |  | AUSTPL_AUSTING1 | TRAVIS | HYDRO | SOUTH | 1940 | 8 | 8 | 8 | 8 | 8 | 8 | 8 | 8 | 8 | 8
352 | AUSTIN HYDRO 2 |  | AUSTPL_AUSTING2 | TRAVIS | HYDRO | SOUTH | 1940 | 9 | 9 | 9 | 9 | 9 | 9 | 9 | 9 | 9 | 9
353 | BUCHANAN HYDRO 1 |  | BUCHAN_BUCHANG1 | LLANO | HYDRO | SOUTH | 1938 | 16 | 16 | 16 | 16 | 16 | 16 | 16 | 16 | 16 | 16
354 | BUCHANAN HYDRO 2 |  | BUCHAN_BUCHANG2 | LLANO | HYDRO | SOUTH | 1938 | 16 | 16 | 16 | 16 | 16 | 16 | 16 | 16 | 16 | 16
355 | BUCHANAN HYDRO 3 |  | BUCHAN_BUCHANG3 | LLANO | HYDRO | SOUTH | 1950 | 17 | 17 | 17 | 17 | 17 | 17 | 17 | 17 | 17 | 17
356 | DENISON DAM 1 |  | DNDAM_DENISOG1 | GRAYSON | HYDRO | NORTH | 1944 | 40 | 40 | 40 | 40 | 40 | 40 | 40 | 40 | 40 | 40
357 | DENISON DAM 2 |  | DNDAM_DENISOG2 | GRAYSON | HYDRO | NORTH | 1948 | 40 | 40 | 40 | 40 | 40 | 40 | 40 | 40 | 40 | 40
358 | FALCON HYDRO 1 |  | FALCON_FALCONG1 | STARR | HYDRO | SOUTH | 1954 | 12 | 12 | 12 | 12 | 12 | 12 | 12 | 12 | 12 | 12
359 | FALCON HYDRO 2 |  | FALCON_FALCONG2 | STARR | HYDRO | SOUTH | 1954 | 12 | 12 | 12 | 12 | 12 | 12 | 12 | 12 | 12 | 12
360 | FALCON HYDRO 3 |  | FALCON_FALCONG3 | STARR | HYDRO | SOUTH | 1954 | 12 | 12 | 12 | 12 | 12 | 12 | 12 | 12 | 12 | 12
361 | GRANITE SHOALS HYDRO 1 |  | WIRTZ_WIRTZ_G1 | BURNET | HYDRO | SOUTH | 1951 | 29 | 29 | 29 | 29 | 29 | 29 | 29 | 29 | 29 | 29
362 | GRANITE SHOALS HYDRO 2 |  | WIRTZ_WIRTZ_G2 | BURNET | HYDRO | SOUTH | 1951 | 29 | 29 | 29 | 29 | 29 | 29 | 29 | 29 | 29 | 29
363 | INKS HYDRO 1 |  | INKSDA_INKS_G1 | LLANO | HYDRO | SOUTH | 1938 | 14 | 14 | 14 | 14 | 14 | 14 | 14 | 14 | 14 | 14
364 | MARBLE FALLS HYDRO 1 |  | MARBFA_MARBFAG1 | BURNET | HYDRO | SOUTH | 1951 | 21 | 21 | 21 | 21 | 21 | 21 | 21 | 21 | 21 | 21
365 | MARBLE FALLS HYDRO 2 |  | MARBFA_MARBFAG2 | BURNET | HYDRO | SOUTH | 1951 | 20 | 20 | 20 | 20 | 20 | 20 | 20 | 20 | 20 | 20
366 | MARSHALL FORD HYDRO 1 |  | MARSFO_MARSFOG1 | TRAVIS | HYDRO | SOUTH | 1941 | 36 | 36 | 36 | 36 | 36 | 36 | 36 | 36 | 36 | 36
367 | MARSHALL FORD HYDRO 2 |  | MARSFO_MARSFOG2 | TRAVIS | HYDRO | SOUTH | 1941 | 36 | 36 | 36 | 36 | 36 | 36 | 36 | 36 | 36 | 36
368 | MARSHALL FORD HYDRO 3 |  | MARSFO_MARSFOG3 | TRAVIS | HYDRO | SOUTH | 1941 | 29 | 29 | 29 | 29 | 29 | 29 | 29 | 29 | 29 | 29
369 | WHITNEY DAM HYDRO |  | WND_WHITNEY1 | BOSQUE | HYDRO | NORTH | 1953 | 24 | 24 | 24 | 24 | 24 | 24 | 24 | 24 | 24 | 24
370 | WHITNEY DAM HYDRO 2 |  | WND_WHITNEY2 | BOSQUE | HYDRO | NORTH | 1953 | 24 | 24 | 24 | 24 | 24 | 24 | 24 | 24 | 24 | 24
371 | ARLINGTON OUTLET HYDROELECTRIC FACILITY |  | DG_OAKHL_1UNIT | TARRANT | HYDRO | NORTH | 2014 | 1.4 | 1.4 | 1.4 | 1.4 | 1.4 | 1.4 | 1.4 | 1.4 | 1.4 | 1.4
372 | EAGLE PASS HYDRO |  | DG_EAGLE_HY_EAGLE_HY1 | MAVERICK | HYDRO | SOUTH | 2005 | 9.6 | 9.6 | 9.6 | 9.6 | 9.6 | 9.6 | 9.6 | 9.6 | 9.6 | 9.6
373 | GUADALUPE BLANCO RIVER AUTH-CANYON |  | DG_CANYHY_CANYHYG1 | COMAL | HYDRO | SOUTH | 1989 | 6 | 6 | 6 | 6 | 6 | 6 | 6 | 6 | 6 | 6
374 | GUADALUPE BLANCO RIVER AUTH-LAKEWOOD TAP |  | DG_LKWDT_2UNITS | GONZALES | HYDRO | SOUTH | 1931 | 4.8 | 4.8 | 4.8 | 4.8 | 4.8 | 4.8 | 4.8 | 4.8 | 4.8 | 4.8
375 | GUADALUPE BLANCO RIVER AUTH-MCQUEENEY |  | DG_MCQUE_5UNITS | GUADALUPE | HYDRO | SOUTH | 1928 | 7.7 | 7.7 | 7.7 | 7.7 | 7.7 | 7.7 | 7.7 | 7.7 | 7.7 | 7.7
376 | GUADALUPE BLANCO RIVER AUTH-SCHUMANSVILLE |  | DG_SCHUM_2UNITS | GUADALUPE | HYDRO | SOUTH | 1928 | 3.6 | 3.6 | 3.6 | 3.6 | 3.6 | 3.6 | 3.6 | 3.6 | 3.6 | 3.6
377 | LEWISVILLE HYDRO-CITY OF GARLAND |  | DG_LWSVL_1UNIT | DENTON | HYDRO | NORTH | 1991 | 2.2 | 2.2 | 2.2 | 2.2 | 2.2 | 2.2 | 2.2 | 2.2 | 2.2 | 2.2
378 | Operational Capacity Total (Hydro) | [6 empty] | 555.1 | 555.1 | 555.1 | 555.1 | 555.1 | 555.1 | 555.1 | 555.1 | 555.1 | 555.1
379 | Hydro Capacity Contribution (Top 20 Hours) |  | HYDRO_CAP_CONT |  |  |  |  | 437.2 | 437.2 | 437.2 | 437.2 | 437.2 | 437.2 | 437.2 | 437.2 | 437.2 | 437.2
380
381 | Operational Capacity Unavailable due to Extended Outage or Derate |  | OPERATION_UNAVAIL |  |  |  |  | -175 | 0 | 0 | 0 | 0 | 0 | 0 | 0 | 0 | 0
382 | Operational Capacity Total (Including Hydro and Extend Outage or Derate) |  | OPERATION_TOTAL |  |  |  |  | 65990.4 | 66165.4 | 65325.4 | 65325.4 | 65325.4 | 65325.4 | 65325.4 | 65325.4 | 65325.4 | 65325.4
383
384 | Operational Resources (Switchable)
385 | TENASKA KIAMICHI STATION 1CT101 |  | KMCHI_1CT101 | FANNIN | GAS | NORTH | 2003 | 153 | 153 | 153 | 153 | 153 | 153 | 153 | 153 | 153 | 153
386 | TENASKA KIAMICHI STATION 1CT201 |  | KMCHI_1CT201 | FANNIN | GAS | NORTH | 2003 | 155 | 155 | 155 | 155 | 155 | 155 | 155 | 155 | 155 | 155
387 | TENASKA KIAMICHI STATION 1ST |  | KMCHI_1ST | FANNIN | GAS | NORTH | 2003 | 315 | 315 | 315 | 315 | 315 | 315 | 315 | 315 | 315 | 315
388 | TENASKA KIAMICHI STATION 2CT101 |  | KMCHI_2CT101 | FANNIN | GAS | NORTH | 2003 | 153 | 153 | 153 | 153 | 153 | 153 | 153 | 153 | 153 | 153
389 | TENASKA KIAMICHI STATION 2CT201 |  | KMCHI_2CT201 | FANNIN | GAS | NORTH | 2003 | 155 | 155 | 155 | 155 | 155 | 155 | 155 | 155 | 155 | 155
390 | TENASKA KIAMICHI STATION 2ST |  | KMCHI_2ST | FANNIN | GAS | NORTH | 2003 | 315 | 315 | 315 | 315 | 315 | 315 | 315 | 315 | 315 | 315
391 | TENASKA FRONTIER STATION CTG 1 |  | FTR_FTR_G1 | GRIMES | GAS | NORTH | 2000 | 160 | 160 | 160 | 160 | 160 | 160 | 160 | 160 | 160 | 160
392 | TENASKA FRONTIER STATION CTG 2 |  | FTR_FTR_G2 | GRIMES | GAS | NORTH | 2000 | 160 | 160 | 160 | 160 | 160 | 160 | 160 | 160 | 160 | 160
393 | TENASKA FRONTIER STATION CTG 3 |  | FTR_FTR_G3 | GRIMES | GAS | NORTH | 2000 | 160 | 160 | 160 | 160 | 160 | 160 | 160 | 160 | 160 | 160
394 | TENASKA FRONTIER STATION STG 4 |  | FTR_FTR_G4 | GRIMES | GAS | NORTH | 2000 | 400 | 400 | 400 | 400 | 400 | 400 | 400 | 400 | 400 | 400
395 | TENASKA GATEWAY STATION CTG 1 |  | TGCCS_CT1 | RUSK | GAS | NORTH | 2001 | 156 | 156 | 156 | 156 | 156 | 156 | 156 | 156 | 156 | 156
396 | TENASKA GATEWAY STATION CTG 2 |  | TGCCS_CT2 | RUSK | GAS | NORTH | 2001 | 135 | 135 | 135 | 135 | 135 | 135 | 135 | 135 | 135 | 135
397 | TENASKA GATEWAY STATION CTG 3 |  | TGCCS_CT3 | RUSK | GAS | NORTH | 2001 | 153 | 153 | 153 | 153 | 153 | 153 | 153 | 153 | 153 | 153
398 | TENASKA GATEWAY STATION STG 4 |  | TGCCS_UNIT4 | RUSK | GAS | NORTH | 2001 | 402 | 402 | 402 | 402 | 402 | 402 | 402 | 402 | 402 | 402
399 | FRONTERA GENERATION CTG 1 |  | FRONTERA_FRONTEG1 | HIDALGO | GAS | SOUTH | 1999 | 0 | 0 | 0 | 0 | 0 | 0 | 0 | 0 | 0 | 0
400 | FRONTERA GENERATION CTG 2 |  | FRONTERA_FRONTEG2 | HIDALGO | GAS | SOUTH | 1999 | 0 | 0 | 0 | 0 | 0 | 0 | 0 | 0 | 0 | 0
401 | FRONTERA GENERATION STG |  | FRONTERA_FRONTEG3 | HIDALGO | GAS | SOUTH | 2000 | 0 | 0 | 0 | 0 | 0 | 0 | 0 | 0 | 0 | 0
402 | Switchable Capacity Total | [6 empty] | 2972 | 2972 | 2972 | 2972 | 2972 | 2972 | 2972 | 2972 | 2972 | 2972
403
404 | Switchable Capacity Unavailable to ERCOT |  | SWITCH_UNAVAIL |  | GAS |  |  | -300 | -300 | -300 | -300 | 0 | 0 | 0 | 0 | 0 | 0
405
406 | Available Mothball Capacity based on Seasonal Period and Owner's Return Probability |  | MOTH_AVAIL |  |  |  |  | 805 | 805 | 805 | 805 | 805 | 805 | 805 | 805 | 805 | 805
407
408 | Private-Use Network Capacity Contribution (Top 20 Hours) |  | PUN_CAP_CONT |  | GAS |  |  | 4258 | 4258 | 4258 | 4258 | 4258 | 4258 | 4258 | 4258 | 4258 | 4258
409 | Private-Use Network Forecast Adjustment (per Protocol 10.3.2.4) |  | PUN_CAP_ADJUST |  | GAS |  |  | 34 | 282 | 278 | 207 | 178 | 238 | 238 | 228 | 228 | 228
410
411 | Operational Resources (Wind)
412 | ANACACHO WIND |  | ANACACHO_ANA | KINNEY | WIND | SOUTH | 2012 | 99.8 | 99.8 | 99.8 | 99.8 | 99.8 | 99.8 | 99.8 | 99.8 | 99.8 | 99.8
413 | BARTON CHAPEL WIND |  | BRTSW_BCW1 | JACK | WIND | NORTH | 2007 | 120 | 120 | 120 | 120 | 120 | 120 | 120 | 120 | 120 | 120
414 | BLUE SUMMIT WIND 5 |  | BLSUMMIT_BLSMT1_5 | WILBARGER | WIND | WEST | 2013 | 9 | 9 | 9 | 9 | 9 | 9 | 9 | 9 | 9 | 9
415 | BLUE SUMMIT WIND 6 |  | BLSUMMIT_BLSMT1_6 | WILBARGER | WIND | WEST | 2013 | 126.4 | 126.4 | 126.4 | 126.4 | 126.4 | 126.4 | 126.4 | 126.4 | 126.4 | 126.4
416 | BOBCAT BLUFF WIND |  | BCATWIND_WIND_1 | ARCHER | WIND | WEST | 2012 | 150 | 150 | 150 | 150 | 150 | 150 | 150 | 150 | 150 | 150
417 | BRISCOE WIND |  | BRISCOE_WIND | BRISCOE | WIND | PANHANDLE | 2015 | 149.8 | 149.8 | 149.8 | 149.8 | 149.8 | 149.8 | 149.8 | 149.8 | 149.8 | 149.8
418 | BUFFALO GAP WIND 1 |  | BUFF_GAP_UNIT1 | TAYLOR | WIND | WEST | 2006 | 120.6 | 120.6 | 120.6 | 120.6 | 120.6 | 120.6 | 120.6 | 120.6 | 120.6 | 120.6
419 | BUFFALO GAP WIND 2_1 |  | BUFF_GAP_UNIT2_1 | TAYLOR | WIND | WEST | 2007 | 115.5 | 115.5 | 115.5 | 115.5 | 115.5 | 115.5 | 115.5 | 115.5 | 115.5 | 115.5
420 | BUFFALO GAP WIND 2_2 |  | BUFF_GAP_UNIT2_2 | TAYLOR | WIND | WEST | 2007 | 117 | 117 | 117 | 117 | 117 | 117 | 117 | 117 | 117 | 117
421 | BUFFALO GAP WIND 3 |  | BUFF_GAP_UNIT3 | TAYLOR | WIND | WEST | 2008 | 170.2 | 170.2 | 170.2 | 170.2 | 170.2 | 170.2 | 170.2 | 170.2 | 170.2 | 170.2
422 | BULL CREEK WIND U1 |  | BULLCRK_WND1 | BORDEN | WIND | WEST | 2009 | 88 | 88 | 88 | 88 | 88 | 88 | 88 | 88 | 88 | 88
423 | BULL CREEK WIND U2 |  | BULLCRK_WND2 | BORDEN | WIND | WEST | 2009 | 90 | 90 | 90 | 90 | 90 | 90 | 90 | 90 | 90 | 90
424 | CALLAHAN WIND |  | CALLAHAN_WND1 | CALLAHAN | WIND | WEST | 2004 | 114 | 114 | 114 | 114 | 114 | 114 | 114 | 114 | 114 | 114
425 | CAMP SPRINGS WIND 1 |  | CSEC_CSECG1 | SCURRY | WIND | WEST | 2007 | 130.5 | 130.5 | 130.5 | 130.5 | 130.5 | 130.5 | 130.5 | 130.5 | 130.5 | 130.5
426 | CAMP SPRINGS WIND 2 |  | CSEC_CSECG2 | SCURRY | WIND | WEST | 2007 | 120 | 120 | 120 | 120 | 120 | 120 | 120 | 120 | 120 | 120
427 | CAPRICORN RIDGE WIND 1 |  | CAPRIDGE_CR1 | STERLING | WIND | WEST | 2007 | 214.5 | 214.5 | 214.5 | 214.5 | 214.5 | 214.5 | 214.5 | 214.5 | 214.5 | 214.5
428 | CAPRICORN RIDGE WIND 2 |  | CAPRIDGE_CR3 | STERLING | WIND | WEST | 2008 | 186 | 186 | 186 | 186 | 186 | 186 | 186 | 186 | 186 | 186
429 | CAPRICORN RIDGE WIND 3 |  | CAPRIDGE_CR2 | STERLING | WIND | WEST | 2007 | 149.5 | 149.5 | 149.5 | 149.5 | 149.5 | 149.5 | 149.5 | 149.5 | 149.5 | 149.5
430 | CAPRICORN RIDGE WIND 4 |  | CAPRIDG4_CR4 | COKE | WIND | WEST | 2008 | 112.5 | 112.5 | 112.5 | 112.5 | 112.5 | 112.5 | 112.5 | 112.5 | 112.5 | 112.5
431 | CEDRO HILL WIND 1 |  | CEDROHIL_CHW1 | WEBB | WIND | SOUTH | 2010 | 75 | 75 | 75 | 75 | 75 | 75 | 75 | 75 | 75 | 75
432 | CEDRO HILL WIND 2 |  | CEDROHIL_CHW2 | WEBB | WIND | SOUTH | 2010 | 75 | 75 | 75 | 75 | 75 | 75 | 75 | 75 | 75 | 75
433 | CHAMPION WIND |  | CHAMPION_UNIT1 | NOLAN | WIND | WEST | 2008 | 126.5 | 126.5 | 126.5 | 126.5 | 126.5 | 126.5 | 126.5 | 126.5 | 126.5 | 126.5
434 | DESERT SKY WIND 1 |  | INDNENR_INDNENR | PECOS | WIND | WEST | 2002 | 84 | 84 | 84 | 84 | 84 | 84 | 84 | 84 | 84 | 84
435 | DESERT SKY WIND 2 |  | INDNENR_INDNENR_2 | PECOS | WIND | WEST | 2002 | 76.5 | 76.5 | 76.5 | 76.5 | 76.5 | 76.5 | 76.5 | 76.5 | 76.5 | 76.5
436 | ELBOW CREEK WIND |  | ELB_ELBCREEK | HOWARD | WIND | WEST | 2008 | 118.7 | 118.7 | 118.7 | 118.7 | 118.7 | 118.7 | 118.7 | 118.7 | 118.7 | 118.7
437 | FOREST CREEK WIND |  | MCDLD_FCW1 | GLASSCOCK | WIND | WEST | 2007 | 124.2 | 124.2 | 124.2 | 124.2 | 124.2 | 124.2 | 124.2 | 124.2 | 124.2 | 124.2
438 | GOAT WIND |  | GOAT_GOATWIND | STERLING | WIND | WEST | 2008 | 80 | 80 | 80 | 80 | 80 | 80 | 80 | 80 | 80 | 80
439 | GOAT WIND 2 |  | GOAT_GOATWIN2 | STERLING | WIND | WEST | 2010 | 69.6 | 69.6 | 69.6 | 69.6 | 69.6 | 69.6 | 69.6 | 69.6 | 69.6 | 69.6
440 | GOLDTHWAITE WIND 1 |  | GWEC_GWEC_G1 | MILLS | WIND | NORTH | 2014 | 148.6 | 148.6 | 148.6 | 148.6 | 148.6 | 148.6 | 148.6 | 148.6 | 148.6 | 148.6
441 | GRANDVIEW WIND 1 (CONWAY) GV1A |  | GRANDVW1_GV1A | CARSON | WIND | PANHANDLE | 2014 | 107.4 | 107.4 | 107.4 | 107.4 | 107.4 | 107.4 | 107.4 | 107.4 | 107.4 | 107.4
442 | GRANDVIEW WIND 1 (CONWAY) GV1B |  | GRANDVW1_GV1B | CARSON | WIND | PANHANDLE | 2014 | 103.8 | 103.8 | 103.8 | 103.8 | 103.8 | 103.8 | 103.8 | 103.8 | 103.8 | 103.8
443 | GREEN MOUNTAIN WIND (BRAZOS) U1 |  | BRAZ_WND_WND1 | SCURRY | WIND | WEST | 2003 | 99 | 99 | 99 | 99 | 99 | 99 | 99 | 99 | 99 | 99
444 | GREEN MOUNTAIN WIND (BRAZOS) U2 |  | BRAZ_WND_WND2 | SCURRY | WIND | WEST | 2003 | 61 | 61 | 61 | 61 | 61 | 61 | 61 | 61 | 61 | 61
445 | GREEN PASTURES WIND I |  | GPASTURE_WIND_I | BAYLOR | WIND | WEST | 2015 | 150 | 150 | 150 | 150 | 150 | 150 | 150 | 150 | 150 | 150
446 | GREEN PASTURES WIND 2 |  | GPASTURE_WIND_II | BAYLOR | WIND | WEST | 2015 | 150 | 150 | 150 | 150 | 150 | 150 | 150 | 150 | 150 | 150
447 | HACKBERRY WIND |  | HWF_HWFG1 | SHACKELFORD | WIND | WEST | 2008 | 163.5 | 163.5 | 163.5 | 163.5 | 163.5 | 163.5 | 163.5 | 163.5 | 163.5 | 163.5
448 | HEREFORD WIND G |  | HRFDWIND_WIND_G | DEAF SMITH | WIND | PANHANDLE | 2015 | 99.9 | 99.9 | 99.9 | 99.9 | 99.9 | 99.9 | 99.9 | 99.9 | 99.9 | 99.9
449 | HEREFORD WIND V |  | HRFDWIND_WIND_V | DEAF SMITH | WIND | PANHANDLE | 2015 | 100 | 100 | 100 | 100 | 100 | 100 | 100 | 100 | 100 | 100
450 | HORSE HOLLOW WIND 1 |  | H_HOLLOW_WND1 | TAYLOR | WIND | WEST | 2005 | 206.6 | 206.6 | 206.6 | 206.6 | 206.6 | 206.6 | 206.6 | 206.6 | 206.6 | 206.6
451 | HORSE HOLLOW WIND 2 |  | HHOLLOW2_WIND1 | TAYLOR | WIND | WEST | 2006 | 158 | 158 | 158 | 158 | 158 | 158 | 158 | 158 | 158 | 158
452 | HORSE HOLLOW WIND 3 |  | HHOLLOW3_WND_1 | TAYLOR | WIND | WEST | 2006 | 208 | 208 | 208 | 208 | 208 | 208 | 208 | 208 | 208 | 208
453 | HORSE HOLLOW WIND 4 |  | HHOLLOW4_WND1 | TAYLOR | WIND | WEST | 2006 | 108 | 108 | 108 | 108 | 108 | 108 | 108 | 108 | 108 | 108
454 | INADALE WIND |  | INDL_INADALE1 | NOLAN | WIND | WEST | 2008 | 196.6 | 196.6 | 196.6 | 196.6 | 196.6 | 196.6 | 196.6 | 196.6 | 196.6 | 196.6
455 | INDIAN MESA WIND |  | INDNNWP_INDNNWP | PECOS | WIND | WEST | 2001 | 82.5 | 82.5 | 82.5 | 82.5 | 82.5 | 82.5 | 82.5 | 82.5 | 82.5 | 82.5
456 | JAVELINA WIND 18 |  | BORDAS_JAVEL18 | WEBB | WIND | SOUTH | 2015 | 19.7 | 19.7 | 19.7 | 19.7 | 19.7 | 19.7 | 19.7 | 19.7 | 19.7 | 19.7
457 | JAVELINA WIND 20 |  | BORDAS_JAVEL20 | WEBB | WIND | SOUTH | 2015 | 230 | 230 | 230 | 230 | 230 | 230 | 230 | 230 | 230 | 230
458 | JUMBO ROAD WIND 1 |  | HRFDWIND_JRDWIND1 | DEAF SMITH | WIND | PANHANDLE | 2015 | 146.2 | 146.2 | 146.2 | 146.2 | 146.2 | 146.2 | 146.2 | 146.2 | 146.2 | 146.2
459 | JUMBO ROAD WIND 2 |  | HRFDWIND_JRDWIND2 | DEAF SMITH | WIND | PANHANDLE | 2015 | 153.6 | 153.6 | 153.6 | 153.6 | 153.6 | 153.6 | 153.6 | 153.6 | 153.6 | 153.6
460 | KEECHI WIND 138 KV JOPLIN |  | KEECHI_U1 | JACK | WIND | NORTH | 2015 | 110 | 110 | 110 | 110 | 110 | 110 | 110 | 110 | 110 | 110
461 | KING MOUNTAIN WIND (NE) |  | KING_NE_KINGNE | UPTON | WIND | WEST | 2001 | 79.3 | 79.3 | 79.3 | 79.3 | 79.3 | 79.3 | 79.3 | 79.3 | 79.3 | 79.3
462 | KING MOUNTAIN WIND (NW) |  | KING_NW_KINGNW | UPTON | WIND | WEST | 2001 | 79.3 | 79.3 | 79.3 | 79.3 | 79.3 | 79.3 | 79.3 | 79.3 | 79.3 | 79.3
463 | KING MOUNTAIN WIND (SE) |  | KING_SE_KINGSE | UPTON | WIND | WEST | 2001 | 40.3 | 40.3 | 40.3 | 40.3 | 40.3 | 40.3 | 40.3 | 40.3 | 40.3 | 40.3
464 | KING MOUNTAIN WIND (SW) |  | KING_SW_KINGSW | UPTON | WIND | WEST | 2001 | 79.3 | 79.3 | 79.3 | 79.3 | 79.3 | 79.3 | 79.3 | 79.3 | 79.3 | 79.3
465 | LANGFORD WIND POWER |  | LGD_LANGFORD | TOM GREEN | WIND | WEST | 2009 | 155 | 155 | 155 | 155 | 155 | 155 | 155 | 155 | 155 | 155
466 | LOGANS GAP WIND I U1 |  | LGW_UNIT1 | COMANCHE | WIND | NORTH | 2015 | 103.8 | 103.8 | 103.8 | 103.8 | 103.8 | 103.8 | 103.8 | 103.8 | 103.8 | 103.8
467 | LOGANS GAP WIND I U2 |  | LGW_UNIT2 | COMANCHE | WIND | NORTH | 2015 | 106.3 | 106.3 | 106.3 | 106.3 | 106.3 | 106.3 | 106.3 | 106.3 | 106.3 | 106.3
468 | LONE STAR WIND 1 (MESQUITE) |  | LNCRK_G83 | SHACKELFORD | WIND | WEST | 2006 | 200 | 200 | 200 | 200 | 200 | 200 | 200 | 200 | 200 | 200
469 | LONE STAR WIND 2 (POST OAK) U1 |  | LNCRK2_G871 | SHACKELFORD | WIND | WEST | 2007 | 100 | 100 | 100 | 100 | 100 | 100 | 100 | 100 | 100 | 100
470 | LONE STAR WIND 2 (POST OAK) U2 |  | LNCRK2_G872 | SHACKELFORD | WIND | WEST | 2007 | 100 | 100 | 100 | 100 | 100 | 100 | 100 | 100 | 100 | 100
471 | LONGHORN WIND NORTH U1 |  | LHORN_N_UNIT1 | FLOYD | WIND | PANHANDLE | 2015 | 100 | 100 | 100 | 100 | 100 | 100 | 100 | 100 | 100 | 100
472 | LONGHORN WIND NORTH U2 |  | LHORN_N_UNIT2 | FLOYD | WIND | PANHANDLE | 2015 | 100 | 100 | 100 | 100 | 100 | 100 | 100 | 100 | 100 | 100
473 | LORAINE WINDPARK I |  | LONEWOLF_G1 | MITCHELL | WIND | WEST | 2009 | 49.5 | 49.5 | 49.5 | 49.5 | 49.5 | 49.5 | 49.5 | 49.5 | 49.5 | 49.5
474 | LORAINE WINDPARK II |  | LONEWOLF_G2 | MITCHELL | WIND | WEST | 2009 | 51 | 51 | 51 | 51 | 51 | 51 | 51 | 51 | 51 | 51
475 | LORAINE WINDPARK III |  | LONEWOLF_G3 | MITCHELL | WIND | WEST | 2011 | 25.5 | 25.5 | 25.5 | 25.5 | 25.5 | 25.5 | 25.5 | 25.5 | 25.5 | 25.5
476 | LORAINE WINDPARK IV |  | LONEWOLF_G4 | MITCHELL | WIND | WEST | 2011 | 24 | 24 | 24 | 24 | 24 | 24 | 24 | 24 | 24 | 24
477 | LOS VIENTOS III WIND |  | LV3_UNIT_1 | STARR | WIND | SOUTH | 2015 | 200 | 200 | 200 | 200 | 200 | 200 | 200 | 200 | 200 | 200
478 | MESQUITE CREEK WIND 1 |  | MESQCRK_WND1 | DAWSON | WIND | WEST | 2015 | 105.6 | 105.6 | 105.6 | 105.6 | 105.6 | 105.6 | 105.6 | 105.6 | 105.6 | 105.6
479 | MESQUITE CREEK WIND 2 |  | MESQCRK_WND2 | DAWSON | WIND | WEST | 2015 | 105.6 | 105.6 | 105.6 | 105.6 | 105.6 | 105.6 | 105.6 | 105.6 | 105.6 | 105.6
480 | MIAMI WIND G1 |  | MIAM1_G1 | GRAY | WIND | PANHANDLE | 2014 | 144.3 | 144.3 | 144.3 | 144.3 | 144.3 | 144.3 | 144.3 | 144.3 | 144.3 | 144.3
481 | MIAMI WIND G2 |  | MIAM1_G2 | GRAY | WIND | PANHANDLE | 2014 | 144.3 | 144.3 | 144.3 | 144.3 | 144.3 | 144.3 | 144.3 | 144.3 | 144.3 | 144.3
482 | MCADOO WIND |  | MWEC_G1 | DICKENS | WIND | PANHANDLE | 2008 | 150 | 150 | 150 | 150 | 150 | 150 | 150 | 150 | 150 | 150
483 | NOTREES WIND 1 |  | NWF_NWF1 | WINKLER | WIND | WEST | 2009 | 92.6 | 92.6 | 92.6 | 92.6 | 92.6 | 92.6 | 92.6 | 92.6 | 92.6 | 92.6
484 | NOTREES WIND 2 |  | NWF_NWF2 | WINKLER | WIND | WEST | 2009 | 60 | 60 | 60 | 60 | 60 | 60 | 60 | 60 | 60 | 60
485 | OCOTILLO WIND |  | OWF_OWF | HOWARD | WIND | WEST | 2008 | 58.8 | 58.8 | 58.8 | 58.8 | 58.8 | 58.8 | 58.8 | 58.8 | 58.8 | 58.8
486 | PANHANDLE WIND 1 U1 |  | PH1_UNIT1 | CARSON | WIND | PANHANDLE | 2014 | 109.2 | 109.2 | 109.2 | 109.2 | 109.2 | 109.2 | 109.2 | 109.2 | 109.2 | 109.2
487 | PANHANDLE WIND 1 U2 |  | PH1_UNIT2 | CARSON | WIND | PANHANDLE | 2014 | 109.2 | 109.2 | 109.2 | 109.2 | 109.2 | 109.2 | 109.2 | 109.2 | 109.2 | 109.2
488 | PANHANDLE WIND 2 U1 |  | PH2_UNIT1 | CARSON | WIND | PANHANDLE | 2014 | 94.2 | 94.2 | 94.2 | 94.2 | 94.2 | 94.2 | 94.2 | 94.2 | 94.2 | 94.2
489 | PANHANDLE WIND 2 U2 |  | PH2_UNIT2 | CARSON | WIND | PANHANDLE | 2014 | 96.6 | 96.6 | 96.6 | 96.6 | 96.6 | 96.6 | 96.6 | 96.6 | 96.6 | 96.6
490 | PANTHER CREEK WIND 1 |  | PC_NORTH_PANTHER1 | HOWARD | WIND | WEST | 2008 | 142.5 | 142.5 | 142.5 | 142.5 | 142.5 | 142.5 | 142.5 | 142.5 | 142.5 | 142.5
491 | PANTHER CREEK WIND 2 |  | PC_SOUTH_PANTHER2 | HOWARD | WIND | WEST | 2008 | 115.5 | 115.5 | 115.5 | 115.5 | 115.5 | 115.5 | 115.5 | 115.5 | 115.5 | 115.5
492 | PANTHER CREEK WIND 3 |  | PC_SOUTH_PANTHER3 | HOWARD | WIND | WEST | 2009 | 199.5 | 199.5 | 199.5 | 199.5 | 199.5 | 199.5 | 199.5 | 199.5 | 199.5 | 199.5
493 | PECOS WIND 1 (WOODWARD) |  | WOODWRD1_WOODWRD1 | PECOS | WIND | WEST | 2001 | 82.5 | 82.5 | 82.5 | 82.5 | 82.5 | 82.5 | 82.5 | 82.5 | 82.5 | 82.5
494 | PECOS WIND 2 (WOODWARD) |  | WOODWRD2_WOODWRD2 | PECOS | WIND | WEST | 2001 | 77.2 | 77.2 | 77.2 | 77.2 | 77.2 | 77.2 | 77.2 | 77.2 | 77.2 | 77.2
495 | PYRON WIND |  | PYR_PYRON1 | SCURRY | WIND | WEST | 2008 | 249 | 249 | 249 | 249 | 249 | 249 | 249 | 249 | 249 | 249
496 | RATTLESNAKE DEN WIND PHASE 1 G1 |  | RSNAKE_G1 | GLASSCOCK | WIND | WEST | 2015 | 104.3 | 104.3 | 104.3 | 104.3 | 104.3 | 104.3 | 104.3 | 104.3 | 104.3 | 104.3
497 | RATTLESNAKE DEN WIND PHASE 1 G2 |  | RSNAKE_G2 | GLASSCOCK | WIND | WEST | 2015 | 103 | 103 | 103 | 103 | 103 | 103 | 103 | 103 | 103 | 103
498 | RED CANYON WIND |  | RDCANYON_RDCNY1 | BORDEN | WIND | WEST | 2006 | 84 | 84 | 84 | 84 | 84 | 84 | 84 | 84 | 84 | 84
499 | ROSCOE WIND |  | TKWSW1_ROSCOE | NOLAN | WIND | WEST | 2008 | 209 | 209 | 209 | 209 | 209 | 209 | 209 | 209 | 209 | 209
500 | ROUTE 66 WIND |  | ROUTE_66_WIND1 | CARSON | WIND | PANHANDLE | 2015 | 150 | 150 | 150 | 150 | 150 | 150 | 150 | 150 | 150 | 150
501 | SAND BLUFF WIND |  | MCDLD_SBW1 | GLASSCOCK | WIND | WEST | 2008 | 90 | 90 | 90 | 90 | 90 | 90 | 90 | 90 | 90 | 90
502 | SENDERO WIND ENERGY |  | EXGNSND_WIND_1 | JIM HOGG | WIND | SOUTH | 2015 | 76 | 76 | 76 | 76 | 76 | 76 | 76 | 76 | 76 | 76
503 | SENATE WIND |  | SENATEWD_UNIT1 | JACK | WIND | NORTH | 2012 | 150 | 150 | 150 | 150 | 150 | 150 | 150 | 150 | 150 | 150
504 | SHANNON WIND |  | SHANNONW_UNIT_1 | CLAY | WIND | WEST | 2015 | 204.1 | 204.1 | 204.1 | 204.1 | 204.1 | 204.1 | 204.1 | 204.1 | 204.1 | 204.1
505 | SHERBINO 1 WIND |  | KEO_KEO_SM1 | PECOS | WIND | WEST | 2008 | 150 | 150 | 150 | 150 | 150 | 150 | 150 | 150 | 150 | 150
506 | SHERBINO 2 WIND |  | KEO_SHRBINO2 | PECOS | WIND | WEST | 2011 | 147.5 | 147.5 | 147.5 | 147.5 | 147.5 | 147.5 | 147.5 | 147.5 | 147.5 | 147.5
507 | SILVER STAR WIND |  | FLTCK_SSI | EASTLAND | WIND | NORTH | 2008 | 60 | 60 | 60 | 60 | 60 | 60 | 60 | 60 | 60 | 60
508 | SNYDER WIND |  | ENAS_ENA1 | SCURRY | WIND | WEST | 2007 | 63 | 63 | 63 | 63 | 63 | 63 | 63 | 63 | 63 | 63
509 | SOUTH PLAINS WIND I |  | SPLAIN1_WIND1 | FLOYD | WIND | PANHANDLE | 2015 | 102 | 102 | 102 | 102 | 102 | 102 | 102 | 102 | 102 | 102
510 | SOUTH PLAINS WIND 2 |  | SPLAIN1_WIND2 | FLOYD | WIND | PANHANDLE | 2015 | 98 | 98 | 98 | 98 | 98 | 98 | 98 | 98 | 98 | 98
511 | SOUTH TRENT WIND |  | STWF_T1 | NOLAN | WIND | WEST | 2008 | 98.2 | 98.2 | 98.2 | 98.2 | 98.2 | 98.2 | 98.2 | 98.2 | 98.2 | 98.2
512 | SPINNING SPUR WIND TWO |  | SSPURTWO_WIND_1 | OLDHAM | WIND | PANHANDLE | 2014 | 161 | 161 | 161 | 161 | 161 | 161 | 161 | 161 | 161 | 161
513 | SPINNING SPUR 3 [WIND 1] |  | SSPURTWO_SS3WIND1 | OLDHAM | WIND | PANHANDLE | 2015 | 96 | 96 | 96 | 96 | 96 | 96 | 96 | 96 | 96 | 96
514 | SPINNING SPUR 3 [WIND 2] |  | SSPURTWO_SS3WIND2 | OLDHAM | WIND | PANHANDLE | 2015 | 98 | 98 | 98 | 98 | 98 | 98 | 98 | 98 | 98 | 98
515 | STANTON WIND ENERGY |  | SWEC_G1 | MARTIN | WIND | WEST | 2008 | 120 | 120 | 120 | 120 | 120 | 120 | 120 | 120 | 120 | 120
516 | STEPHENS RANCH WIND 1 |  | SRWE1_UNIT1 | BORDEN | WIND | WEST | 2014 | 211.2 | 211.2 | 211.2 | 211.2 | 211.2 | 211.2 | 211.2 | 211.2 | 211.2 | 211.2
517 | STEPHENS RANCH WIND 2 |  | SRWE1_SRWE2 | BORDEN | WIND | WEST | 2015 | 164.7 | 164.7 | 164.7 | 164.7 | 164.7 | 164.7 | 164.7 | 164.7 | 164.7 | 164.7
518 | SWEETWATER WIND 1 |  | SWEETWND_WND1 | NOLAN | WIND | WEST | 2003 | 36.6 | 36.6 | 36.6 | 36.6 | 36.6 | 36.6 | 36.6 | 36.6 | 36.6 | 36.6
519 | SWEETWATER WIND 2A |  | SWEETWN2_WND24 | NOLAN | WIND | WEST | 2006 | 18.1 | 18.1 | 18.1 | 18.1 | 18.1 | 18.1 | 18.1 | 18.1 | 18.1 | 18.1
520 | SWEETWATER WIND 2B |  | SWEETWN2_WND2 | NOLAN | WIND | WEST | 2004 | 117 | 117 | 117 | 117 | 117 | 117 | 117 | 117 | 117 | 117
521 | SWEETWATER WIND 3A |  | SWEETWN3_WND3A | NOLAN | WIND | WEST | 2011 | 28.5 | 28.5 | 28.5 | 28.5 | 28.5 | 28.5 | 28.5 | 28.5 | 28.5 | 28.5
522 | SWEETWATER WIND 3B |  | SWEETWN3_WND3B | NOLAN | WIND | WEST | 2011 | 100.5 | 100.5 | 100.5 | 100.5 | 100.5 | 100.5 | 100.5 | 100.5 | 100.5 | 100.5
523 | SWEETWATER WIND 4-5 |  | SWEETWN4_WND5 | NOLAN | WIND | WEST | 2007 | 79.2 | 79.2 | 79.2 | 79.2 | 79.2 | 79.2 | 79.2 | 79.2 | 79.2 | 79.2
524 | SWEETWATER WIND 4-4B |  | SWEETWN4_WND4B | NOLAN | WIND | WEST | 2007 | 103.7 | 103.7 | 103.7 | 103.7 | 103.7 | 103.7 | 103.7 | 103.7 | 103.7 | 103.7
525 | SWEETWATER WIND 4-4A |  | SWEETWN4_WND4A | NOLAN | WIND | WEST | 2007 | 117.8 | 117.8 | 117.8 | 117.8 | 117.8 | 117.8 | 117.8 | 117.8 | 117.8 | 117.8
526 | TEXAS BIG SPRING WIND a |  | SGMTN_SIGNALMT | HOWARD | WIND | WEST | 1999 | 27.7 | 27.7 | 27.7 | 27.7 | 27.7 | 27.7 | 27.7 | 27.7 | 27.7 | 27.7
527 | TEXAS BIG SPRING WIND b |  | SGMTN_SIGNALM2 | HOWARD | WIND | WEST | 1999 | 6.6 | 6.6 | 6.6 | 6.6 | 6.6 | 6.6 | 6.6 | 6.6 | 6.6 | 6.6
528 | TRENT WIND |  | TRENT_TRENT | NOLAN | WIND | WEST | 2001 | 150 | 150 | 150 | 150 | 150 | 150 | 150 | 150 | 150 | 150
529 | TRINITY HILLS WIND 1 |  | TRINITY_TH1_BUS1 | YOUNG | WIND | WEST | 2012 | 117.5 | 117.5 | 117.5 | 117.5 | 117.5 | 117.5 | 117.5 | 117.5 | 117.5 | 117.5
530 | TRINITY HILLS WIND 2 |  | TRINITY_TH1_BUS2 | YOUNG | WIND | WEST | 2012 | 107.5 | 107.5 | 107.5 | 107.5 | 107.5 | 107.5 | 107.5 | 107.5 | 107.5 | 107.5
531 | TURKEY TRACK WIND |  | TTWEC_G1 | NOLAN | WIND | WEST | 2008 | 169.5 | 169.5 | 169.5 | 169.5 | 169.5 | 169.5 | 169.5 | 169.5 | 169.5 | 169.5
532 | WEST TEXAS WIND |  | SW_MESA_SW_MESA | UPTON | WIND | WEST | 1999 | 80.3 | 80.3 | 80.3 | 80.3 | 80.3 | 80.3 | 80.3 | 80.3 | 80.3 | 80.3
533 | WHIRLWIND ENERGY |  | WEC_WECG1 | FLOYD | WIND | PANHANDLE | 2007 | 57 | 57 | 57 | 57 | 57 | 57 | 57 | 57 | 57 | 57
534 | WHITETAIL WIND |  | EXGNWTL_WIND_1 | WEBB | WIND | SOUTH | 2012 | 91 | 91 | 91 | 91 | 91 | 91 | 91 | 91 | 91 | 91
535 | WINDTHORST 2 WIND |  | WNDTHST2_UNIT1 | ARCHER | WIND | WEST | 2014 | 67.6 | 67.6 | 67.6 | 67.6 | 67.6 | 67.6 | 67.6 | 67.6 | 67.6 | 67.6
536 | WKN MOZART WIND |  | MOZART_WIND_1 | KENT | WIND | WEST | 2012 | 30 | 30 | 30 | 30 | 30 | 30 | 30 | 30 | 30 | 30
537 | WOLF RIDGE WIND |  | WHTTAIL_WR1 | COOKE | WIND | NORTH | 2008 | 112.5 | 112.5 | 112.5 | 112.5 | 112.5 | 112.5 | 112.5 | 112.5 | 112.5 | 112.5
538 | TSTC WEST TEXAS WIND |  | DG_ROSC2_1UNIT | NOLAN | WIND | WEST | 2008 | 2 | 2 | 2 | 2 | 2 | 2 | 2 | 2 | 2 | 2
539 | WOLF FLATS WIND (WIND MGT) |  | DG_TURL_UNIT1 | HALL | WIND | PANHANDLE | 2007 | bar: 2017 to 2026
540 | Operational Wind Capacity Sub-total (Non-Coastal Counties) | [6 empty] | 14106.7 | 14106.7 | 14106.7 | 14106.7 | 14106.7 | 14106.7 | 14106.7 | 14106.7 | 14106.7 | 14106.7
541 | Wind Peak Average Capacity Percentage (Non-Coastal) |  | WIND_PEAK_PCT_NC | % |  |  |  | 12 | 12 | 12 | 12 | 12 | 12 | 12 | 12 | 12 | 12
542
543 | CAMERON COUNTY WIND [CAMWIND_UNIT1] |  | CAMWIND_UNIT1 | CAMERON | WIND-C | COASTAL | 2016 | 165 | 165 | 165 | 165 | 165 | 165 | 165 | 165 | 165 | 165
544 | GULF WIND I |  | TGW_T1 | KENEDY | WIND-C | COASTAL | 2010 | 141.6 | 141.6 | 141.6 | 141.6 | 141.6 | 141.6 | 141.6 | 141.6 | 141.6 | 141.6
545 | GULF WIND II |  | TGW_T2 | KENEDY | WIND-C | COASTAL | 2010 | 141.6 | 141.6 | 141.6 | 141.6 | 141.6 | 141.6 | 141.6 | 141.6 | 141.6 | 141.6
546 | LOS VIENTOS WIND I |  | LV1_LV1A | WILLACY | WIND-C | COASTAL | 2013 | 200.1 | 200.1 | 200.1 | 200.1 | 200.1 | 200.1 | 200.1 | 200.1 | 200.1 | 200.1
547 | LOS VIENTOS WIND II |  | LV1_LV1B | WILLACY | WIND-C | COASTAL | 2013 | 201.6 | 201.6 | 201.6 | 201.6 | 201.6 | 201.6 | 201.6 | 201.6 | 201.6 | 201.6
548 | MAGIC VALLEY WIND (REDFISH) 1A |  | REDFISH_MV1A | WILLACY | WIND-C | COASTAL | 2012 | 99.8 | 99.8 | 99.8 | 99.8 | 99.8 | 99.8 | 99.8 | 99.8 | 99.8 | 99.8
549 | MAGIC VALLEY WIND (REDFISH) 1B |  | REDFISH_MV1B | WILLACY | WIND-C | COASTAL | 2012 | 103.5 | 103.5 | 103.5 | 103.5 | 103.5 | 103.5 | 103.5 | 103.5 | 103.5 | 103.5
550 | PAPALOTE CREEK WIND |  | PAP1_PAP1 | SAN PATRICIO | WIND-C | COASTAL | 2009 | 179.9 | 179.9 | 179.9 | 179.9 | 179.9 | 179.9 | 179.9 | 179.9 | 179.9 | 179.9
551 | PAPALOTE CREEK WIND II |  | COTTON_PAP2 | SAN PATRICIO | WIND-C | COASTAL | 2010 | 200.1 | 200.1 | 200.1 | 200.1 | 200.1 | 200.1 | 200.1 | 200.1 | 200.1 | 200.1
552 | PENASCAL WIND 1 |  | PENA_UNIT1 | KENEDY | WIND-C | COASTAL | 2009 | 160.8 | 160.8 | 160.8 | 160.8 | 160.8 | 160.8 | 160.8 | 160.8 | 160.8 | 160.8
553 | PENASCAL WIND 2 |  | PENA_UNIT2 | KENEDY | WIND-C | COASTAL | 2009 | 141.6 | 141.6 | 141.6 | 141.6 | 141.6 | 141.6 | 141.6 | 141.6 | 141.6 | 141.6
554 | PENASCAL WIND 3 |  | PENA3_UNIT3 | KENEDY | WIND-C | COASTAL | 2011 | 100.8 | 100.8 | 100.8 | 100.8 | 100.8 | 100.8 | 100.8 | 100.8 | 100.8 | 100.8
555 | HARBOR WIND |  | DG_NUECE_6UNITS | NUECES | WIND-C | COASTAL | 2012 | 9 | 9 | 9 | 9 | 9 | 9 | 9 | 9 | 9 | 9
556 | Operational Wind Capacity Sub-total (Coastal Counties) | [6 empty] | 1845.4 | 1845.4 | 1845.4 | 1845.4 | 1845.4 | 1845.4 | 1845.4 | 1845.4 | 1845.4 | 1845.4
557 | Wind Peak Average Capacity Percentage (Coastal) |  | WIND_PEAK_PCT_C | % |  |  |  | 55 | 55 | 55 | 55 | 55 | 55 | 55 | 55 | 55 | 55
558
559 | Operational Wind Capacity Total (All Counties) |  | WIND_OPERATIONAL |  |  |  |  | 15952.1 | 15952.1 | 15952.1 | 15952.1 | 15952.1 | 15952.1 | 15952.1 | 15952.1 | 15952.1 | 15952.1
560
561 | Operational Resources (Solar)
562 | ACACIA SOLAR |  | ACACIA_UNIT_1 | PRESIDIO | SOLAR | WEST | 2012 | 10 | 10 | 10 | 10 | 10 | 10 | 10 | 10 | 10 | 10
563 | FS BARILLA SOLAR-PECOS |  | HOVEY_UNIT1 | PECOS | SOLAR | WEST | 2014 | 22 | 22 | 22 | 22 | 22 | 22 | 22 | 22 | 22 | 22
564 | OCI ALAMO 1 SOLAR |  | OCI_ALM1_UNIT1 | BEXAR | SOLAR | SOUTH | 2013 | 39.2 | 39.2 | 39.2 | 39.2 | 39.2 | 39.2 | 39.2 | 39.2 | 39.2 | 39.2
565 | OCI ALAMO 4 SOLAR-BRACKETVILLE |  | ECLIPSE_UNIT1 | KINNEY | SOLAR | SOUTH | 2014 | 37.6 | 37.6 | 37.6 | 37.6 | 37.6 | 37.6 | 37.6 | 37.6 | 37.6 | 37.6
566 | OCI ALAMO 5 (DOWNIE RANCH) |  | HELIOS_UNIT1 | UVALDE | SOLAR | SOUTH | 2015 | 95 | 95 | 95 | 95 | 95 | 95 | 95 | 95 | 95 | 95
567 | WEBBERVILLE SOLAR |  | WEBBER_S_WSP1 | TRAVIS | SOLAR | SOUTH | 2011 | 26.7 | 26.7 | 26.7 | 26.7 | 26.7 | 26.7 | 26.7 | 26.7 | 26.7 | 26.7
568 | BLUE WING 1 SOLAR |  | DG_BROOK_1UNIT | BEXAR | SOLAR | SOUTH | 2010 | 7.6 | 7.6 | 7.6 | 7.6 | 7.6 | 7.6 | 7.6 | 7.6 | 7.6 | 7.6
569 | BLUE WING 2 SOLAR |  | DG_ELEM_1UNIT | BEXAR | SOLAR | SOUTH | 2010 | 7.3 | 7.3 | 7.3 | 7.3 | 7.3 | 7.3 | 7.3 | 7.3 | 7.3 | 7.3
570 | OCI ALAMO 2 SOLAR-ST. HEDWIG |  | DG_STHWG_UNIT1 | BEXAR | SOLAR | SOUTH | 2014 | 4.4 | 4.4 | 4.4 | 4.4 | 4.4 | 4.4 | 4.4 | 4.4 | 4.4 | 4.4
571 | OCI ALAMO 3-WALZEM SOLAR |  | DG_WALZM_UNIT1 | BEXAR | SOLAR | SOUTH | 2014 | 5.5 | 5.5 | 5.5 | 5.5 | 5.5 | 5.5 | 5.5 | 5.5 | 5.5 | 5.5
572 | RENEWABLE ENERGY ALTERNATIVES-CCS1 |  | DG_COSERVSS_CCS1 | DENTON | SOLAR | NORTH | 2015 | 2 | 2 | 2 | 2 | 2 | 2 | 2 | 2 | 2 | 2
573 | SUNEDISON CPS3 SOMERSET 1 SOLAR |  | DG_SOME1_1UNIT | BEXAR | SOLAR | SOUTH | 2012 | 5.6 | 5.6 | 5.6 | 5.6 | 5.6 | 5.6 | 5.6 | 5.6 | 5.6 | 5.6
574 | SUNEDISON SOMERSET 2 SOLAR |  | DG_SOME2_1UNIT | BEXAR | SOLAR | SOUTH | 2012 | 5 | 5 | 5 | 5 | 5 | 5 | 5 | 5 | 5 | 5
575 | SUNEDISON RABEL ROAD SOLAR |  | DG_VALL1_1UNIT | BEXAR | SOLAR | SOUTH | 2012 | 9.9 | 9.9 | 9.9 | 9.9 | 9.9 | 9.9 | 9.9 | 9.9 | 9.9 | 9.9
576 | SUNEDISON VALLEY ROAD SOLAR |  | DG_VALL2_1UNIT | BEXAR | SOLAR | SOUTH | 2012 | 9.9 | 9.9 | 9.9 | 9.9 | 9.9 | 9.9 | 9.9 | 9.9 | 9.9 | 9.9
577 | Operational Capacity Total (Solar) | [6 empty] | 287.7 | 287.7 | 287.7 | 287.7 | 287.7 | 287.7 | 287.7 | 287.7 | 287.7 | 287.7
578 | Solar Peak Average Capacity Percentage |  | SOLAR_PEAK_PCT | % |  |  |  | 80 | 80 | 80 | 80 | 80 | 80 | 80 | 80 | 80 | 80
579
580 | Reliability Must-Run (RMR) Capacity |  | RMR_CAP_CONT |  | GAS |  |  | 0 | 0 | 0 | 0 | 0 | 0 | 0 | 0 | 0 | 0
581
582 | Non-Synchronous Tie Resources
583 | EAST TIE |  | DC_E | FANNIN |  | NORTH |  | 600 | 600 | 600 | 600 | 600 | 600 | 600 | 600 | 600 | 600
584 | NORTH TIE |  | DC_N | WILBARGER |  | WEST |  | 220 | 220 | 220 | 220 | 220 | 220 | 220 | 220 | 220 | 220
585 | EAGLE PASS TIE |  | DC_S | MAVERICK |  | SOUTH |  | 30 | 30 | 30 | 30 | 30 | 30 | 30 | 30 | 30 | 30
586 | LAREDO VFT TIE |  | DC_L | WEBB |  | SOUTH |  | 100 | 100 | 100 | 100 | 100 | 100 | 100 | 100 | 100 | 100
587 | SHARYLAND RAILROAD TIE |  | DC_R | HIDALGO |  | SOUTH |  | 150 | 150 | 150 | 150 | 150 | 150 | 150 | 150 | 150 | 150
588 | SHARYLAND RAILROAD TIE 2 |  | DC_R2 | HIDALGO |  | SOUTH |  | 150 | 150 | 150 | 150 | 150 | 150 | 150 | 150 | 150 | 150
589 | Non-Synchronous Ties Total | [6 empty] | 1250 | 1250 | 1250 | 1250 | 1250 | 1250 | 1250 | 1250 | 1250 | 1250
590 | Non-Synchronous Ties Capacity Contribution (Top 20 Hours) |  | DCTIE_CAP_CONT |  | OTHER |  |  | 577 | 577 | 577 | 577 | 577 | 577 | 577 | 577 | 577 | 577
591
592 | Planned Thermal Resources with Executed SGIA, Air Permit, GHG Permit and Water Rights
593 | COLORADO BEND II | 17INR0007 |  | WHARTON | GAS | SOUTH | 2017 | 0 | 1088 | 1088 | 1088 | 1088 | 1088 | 1088 | 1088 | 1088 | 1088
594 | TEXAS CLEAN ENERGY PROJECT | 13INR0023 |  | ECTOR | COAL | WEST | 2019 | 0 | 0 | 0 | 240 | 240 | 240 | 240 | 240 | 240 | 240
595 | FGE TEXAS I PROJECT | 16INR0010 |  | MITCHELL | GAS | WEST | 2018 | 0 | 703 | 703 | 703 | 703 | 703 | 703 | 703 | 703 | 703
596 | ANTELOPE 1-3 IC & ELK CTG 1 (SWITCHABLE) | 13INR0028 |  | HALE | GAS | PANHANDLE | 2016 | 0 | 0 | 0 | 0 | 0 | 0 | 0 | 0 | 0 | 0
597 | LA PALOMA ENERGY CENTER PROJECT | 16INR0004 |  | CAMERON | GAS | COASTAL | 2018 | 0 | 730 | 730 | 730 | 730 | 730 | 730 | 730 | 730 | 730
598 | PHR PEAKERS [BAC_CTG1-6] | 14INR0038 |  | GALVESTON | GAS | HOUSTON | 2016 | 388 | 388 | 388 | 388 | 388 | 388 | 388 | 388 | 388 | 388
599 | SKY GLOBAL POWER ONE | 16INR0057 |  | COLORADO | GAS | SOUTH | 2016 | 51.4 | 51.4 | 51.4 | 51.4 | 51.4 | 51.4 | 51.4 | 51.4 | 51.4 | 51.4
600 | INDECK WHARTON ENERGY CENTER PROJECT | 15INR0023 |  | WHARTON | GAS | SOUTH | 2019 | 0 | 0 | 654 | 654 | 654 | 654 | 654 | 654 | 654 | 654
601 | PINECREST ENERGY CENTER PROJECT | 16INR0006 |  | ANGELINA | GAS | NORTH | 2017 | 0 | 785 | 785 | 785 | 785 | 785 | 785 | 785 | 785 | 785
602 | RED GATE IC PLANT [REDGATE_AGR_A-D] | 14INR0040 |  | HIDALGO | GAS | SOUTH | 2016 | 225 | 225 | 225 | 225 | 225 | 225 | 225 | 225 | 225 | 225
603 | ELK STATION CTG 2 (SWITCHABLE) | 15INR0032 |  | HALE | GAS | PANHANDLE | 2016 | 0 | 0 | 0 | 0 | 0 | 0 | 0 | 0 | 0 | 0
604 | ELK STATION CTG 3 | 15INR0033 |  | HALE | GAS | PANHANDLE | 2016 | 202 | 202 | 202 | 202 | 202 | 202 | 202 | 202 | 202 | 202
605 | WOLF HOLLOW 2 | 17INR0009 |  | HOOD | GAS | NORTH | 2017 | 0 | 1069 | 1069 | 1069 | 1069 | 1069 | 1069 | 1069 | 1069 | 1069
606 | FRIENDSWOOD G | 13INR0049 |  | HARRIS | GAS | HOUSTON | 2017 | 115 | 115 | 115 | 115 | 115 | 115 | 115 | 115 | 115 | 115
607 | BETHEL CAES PROJECT | 15INR0013 |  | ANDERSON | STORAGE | NORTH | 2018 | 0 | 0 | 324 | 324 | 324 | 324 | 324 | 324 | 324 | 324
608 | HALYARD HENDERSON | 16INR0045 |  | HENDERSON | GAS | NORTH | 2018 | 0 | 432 | 432 | 432 | 432 | 432 | 432 | 432 | 432 | 432
609 | HALYARD WHARTON ENERGY CENTER | 16INR0044 |  | WHARTON | GAS | SOUTH | 2017 | 419 | 419 | 419 | 419 | 419 | 419 | 419 | 419 | 419 | 419
610 | Planned Capacity Total (Coal, Gas & Storage) | [6 empty] | 1400.4 | 6207.4 | 7185.4 | 7425.4 | 7425.4 | 7425.4 | 7425.4 | 7425.4 | 7425.4 | 7425.4
611
612 | Planned Wind Resources with Executed SGIA
613 | ALBERCAS WIND | 15INR0049 |  | ZAPATA | WIND | SOUTH | 2016 | 250 | 250 | 250 | 250 | 250 | 250 | 250 | 250 | 250 | 250
614 | GUNSIGHT MOUNTAIN WIND | 08INR0018 |  | HOWARD | WIND | WEST | 2016 | 120 | 120 | 120 | 120 | 120 | 120 | 120 | 120 | 120 | 120
615 | BAFFIN WIND [BAFFIN_UNIT1-2] | 06INR0022c |  | KENEDY | WIND-C | COASTAL | 2016 | 202 | 202 | 202 | 202 | 202 | 202 | 202 | 202 | 202 | 202
616 | MIDWAY FARMS WIND | 11INR0054 |  | SAN PATRICIO | WIND-C | COASTAL | 2017 | 0 | 161 | 161 | 161 | 161 | 161 | 161 | 161 | 161 | 161
617 | LONGHORN WIND SOUTH | 14INR0023b |  | BRISCOE | WIND | PANHANDLE | 2017 | 160 | 160 | 160 | 160 | 160 | 160 | 160 | 160 | 160 | 160
618 | MARIAH WIND A | 13INR0010a |  | PARMER | WIND | PANHANDLE | 2017 | 139.2 | 139.2 | 139.2 | 139.2 | 139.2 | 139.2 | 139.2 | 139.2 | 139.2 | 139.2
619 | MARIAH WIND B | 13INR0010b |  | PARMER | WIND | PANHANDLE | 2016 | 230.4 | 230.4 | 230.4 | 230.4 | 230.4 | 230.4 | 230.4 | 230.4 | 230.4 | 230.4
620 | MARIAH DEL SUR | 13INR0010c |  | PARMER | WIND | PANHANDLE | 2017 | 230.4 | 230.4 | 230.4 | 230.4 | 230.4 | 230.4 | 230.4 | 230.4 | 230.4 | 230.4
621 | RATTLESNAKE DEN WIND 2 | 13INR0020b |  | GLASSCOCK | WIND | WEST | 2017 | 0 | 158 | 158 | 158 | 158 | 158 | 158 | 158 | 158 | 158
622 | PATRIOT WIND (PETRONILLA) | 11INR0062 |  | NUECES | WIND-C | COASTAL | 2017 | 0 | 180 | 180 | 180 | 180 | 180 | 180 | 180 | 180 | 180
623 | COMANCHE RUN WIND | 12INR0029 |  | SWISHER | WIND | PANHANDLE | 2018 | 0 | 0 | 500 | 500 | 500 | 500 | 500 | 500 | 500 | 500
624 | PAMPA WIND | 12INR0018 |  | GRAY | WIND | PANHANDLE | 2017 | 500 | 500 | 500 | 500 | 500 | 500 | 500 | 500 | 500 | 500
625 | SOUTH PLAINS WIND II | 14INR0025b |  | FLOYD | WIND | PANHANDLE | 2016 | 151.8 | 151.8 | 151.8 | 151.8 | 151.8 | 151.8 | 151.8 | 151.8 | 151.8 | 151.8
626 | SOUTH PLAINS WIND III | 14INR0025c |  | FLOYD | WIND | PANHANDLE | 2016 | 148.5 | 148.5 | 148.5 | 148.5 | 148.5 | 148.5 | 148.5 | 148.5 | 148.5 | 148.5
627 | WAKE WIND | 14INR0047 |  | DICKENS | WIND | PANHANDLE | 2016 | 257.3 | 257.3 | 257.3 | 257.3 | 257.3 | 257.3 | 257.3 | 257.3 | 257.3 | 257.3
628 | DOUG COLBECK'S CORNER (CONWAY) | 13INR0005b |  | CARSON | WIND | PANHANDLE | 2016 | 200.5 | 200.5 | 200.5 | 200.5 | 200.5 | 200.5 | 200.5 | 200.5 | 200.5 | 200.5
629 | GRANDVIEW WIND 3 (CONWAY) | 13INR0005c |  | CARSON | WIND | PANHANDLE | 2016 | 187.5 | 187.5 | 187.5 | 187.5 | 187.5 | 187.5 | 187.5 | 187.5 | 187.5 | 187.5
630 | SCANDIA WIND DEF | 13INR0010def |  | PARMER | WIND | PANHANDLE | 2017 | 0 | 600.3 | 600.3 | 600.3 | 600.3 | 600.3 | 600.3 | 600.3 | 600.3 | 600.3
631 | PULLMAN ROAD WIND | 15INR0079 |  | RANDALL | WIND | PANHANDLE | 2016 | 300 | 300 | 300 | 300 | 300 | 300 | 300 | 300 | 300 | 300
632 | PANHANDLE WIND 3 | 14INR0030c |  | CARSON | WIND | PANHANDLE | 2016 | 248 | 248 | 248 | 248 | 248 | 248 | 248 | 248 | 248 | 248
633 | SALT FORK WIND | 14INR0062 |  | GRAY | WIND | PANHANDLE | 2016 | 200 | 200 | 200 | 200 | 200 | 200 | 200 | 200 | 200 | 200
634 | LOS VIENTOS IV WIND | 15INR0037 |  | STARR | WIND | SOUTH | 2016 | 200 | 200 | 200 | 200 | 200 | 200 | 200 | 200 | 200 | 200
635 | LOS VIENTOS V WIND [LV5_UNIT_1] | 15INR0021 |  | STARR | WIND | SOUTH | 2016 | 110 | 110 | 110 | 110 | 110 | 110 | 110 | 110 | 110 | 110
636 | PALO DURO WIND | 15INR0050 |  | DEAF SMITH | WIND | PANHANDLE | 2018 | 0 | 0 | 203 | 203 | 203 | 203 | 203 | 203 | 203 | 203
637 | CAPROCK WIND | 10INR0009 |  | CASTRO | WIND | PANHANDLE | 2017 | 300 | 300 | 300 | 300 | 300 | 300 | 300 | 300 | 300 | 300
638 | SAN ROMAN WIND | 14INR0013 |  | CAMERON | WIND-C | COASTAL | 2016 | 103 | 103 | 103 | 103 | 103 | 103 | 103 | 103 | 103 | 103
639 | TORRECILLAS WIND A | 14INR0045a |  | WEBB | WIND | SOUTH | 2016 | 200 | 200 | 200 | 200 | 200 | 200 | 200 | 200 | 200 | 200
640 | TORRECILLAS WIND B | 14INR0045b |  | WEBB | WIND | SOUTH | 2016 | 200 | 200 | 200 | 200 | 200 | 200 | 200 | 200 | 200 | 200
641 | CHANGING WINDS | 13INR0045 |  | CASTRO | WIND | PANHANDLE | 2017 | 288 | 288 | 288 | 288 | 288 | 288 | 288 | 288 | 288 | 288
642 | ELECTRA WIND | 16INR0062a |  | WILBARGER | WIND | WEST | 2016 | 230 | 230 | 230 | 230 | 230 | 230 | 230 | 230 | 230 | 230
643 | LOCKETT WIND FARM | 16INR0062b |  | WILBARGER | WIND | WEST | 2017 | 0 | 184 | 184 | 184 | 184 | 184 | 184 | 184 | 184 | 184
644 | HORSE CREEK WIND | 14INR0060 |  | HASKELL | WIND | WEST | 2016 | 230 | 230 | 230 | 230 | 230 | 230 | 230 | 230 | 230 | 230
645 | WILLOW SPRINGS WIND | 14INR0060b |  | HASKELL | WIND | WEST | 2016 | 230 | 230 | 230 | 230 | 230 | 230 | 230 | 230 | 230 | 230
646 | MUENSTER WIND | 15INR0085 |  | COOKE | WIND | NORTH | 2016 | 118.3 | 118.3 | 118.3 | 118.3 | 118.3 | 118.3 | 118.3 | 118.3 | 118.3 | 118.3
647 | HAPPY WHITEFACE WIND | 15INR0074 |  | DEAF SMITH | WIND | PANHANDLE | 2016 | 157 | 157 | 157 | 157 | 157 | 157 | 157 | 157 | 157 | 157
648 | CHAPMAN RANCH WIND I | 16INR0055 |  | NUECES | WIND-C | COASTAL | 2017 | 250 | 250 | 250 | 250 | 250 | 250 | 250 | 250 | 250 | 250
649 | HIDALGO & STARR WIND | 16INR0024 |  | HIDALGO | WIND | SOUTH | 2016 | 250 | 250 | 250 | 250 | 250 | 250 | 250 | 250 | 250 | 250
650 | BLANCO CANYON WIND (COTTON PLAINS) | 16INR0037 |  | FLOYD | WIND | PANHANDLE | 2016 | 50 | 50 | 50 | 50 | 50 | 50 | 50 | 50 | 50 | 50
651 | BLANCO CANYON WIND (OLD SETTLER) | 16INR0037b |  | FLOYD | WIND | PANHANDLE | 2017 | 150 | 150 | 150 | 150 | 150 | 150 | 150 | 150 | 150 | 150
652 | PUMPKIN FARM WIND | 16INR0037c |  | FLOYD | WIND | PANHANDLE | 2017 | 0 | 200 | 200 | 200 | 200 | 200 | 200 | 200 | 200 | 200
653 | ROCK SPRINGS VAL VERDE WIND | 11INR0082a |  | VAL VERDE | WIND | WEST | 2016 | 149.3 | 149.3 | 149.3 | 149.3 | 149.3 | 149.3 | 149.3 | 149.3 | 149.3 | 149.3
654 | MAGIC VALLEY WIND II (REDFISH 2A and 2B) | 14INR0041a |  | WILLACY | WIND-C | COASTAL | 2017 | 0 | 230 | 230 | 230 | 230 | 230 | 230 | 230 | 230 | 230
655 | SALT FORK WIND 2 | 16INR0082 |  | CARSON | WIND | PANHANDLE | 2017 | 0 | 200 | 200 | 200 | 200 | 200 | 200 | 200 | 200 | 200
656 | SANTA RITA WIND | 16INR0091 |  | REAGAN | WIND | WEST | 2016 | 300 | 300 | 300 | 300 | 300 | 300 | 300 | 300 | 300 | 300
657 | SWISHER WIND | 13INR0038 |  | SWISHER | WIND | PANHANDLE | 2017 | 0 | 300 | 300 | 300 | 300 | 300 | 300 | 300 | 300 | 300
658 | BUCKTHORN WIND 1 | 14INR0057 |  | ERATH | WIND | NORTH | 2016 | 96 | 96 | 96 | 96 | 96 | 96 | 96 | 96 | 96 | 96
659 | FLUVANNA RENEWABLE 1 | 13INR0056 |  | SCURRY | WIND | WEST | 2017 | 240 | 240 | 240 | 240 | 240 | 240 | 240 | 240 | 240 | 240
660 | RTS WIND | 16INR0087 |  | MCCULLOCH | WIND | SOUTH | 2016 | 160 | 160 | 160 | 160 | 160 | 160 | 160 | 160 | 160 | 160
661 | SILVER CANYON WIND A | 12INR0002a |  | BRISCOE | WIND | PANHANDLE | 2017 | 0 | 200 | 200 | 200 | 200 | 200 | 200 | 200 | 200 | 200
662 | LOGAN'S GAP WIND II | 15INR0082 |  | COMANCHE | WIND | NORTH | 2017 | 0 | 200 | 200 | 200 | 200 | 200 | 200 | 200 | 200 | 200
663 | Planned Capacity Total (Wind) | [6 empty] | 7648.2 | 10261.5 | 10964.5 | 10964.5 | 10964.5 | 10964.5 | 10964.5 | 10964.5 | 10964.5 | 10964.5
664
665 | Planned Wind Capacity Sub-total (Non-Coastal Counties) |  | WIND_PLANNED_NC |  |  |  |  | 6982.2 | 9024.5 | 9727.5 | 9727.5 | 9727.5 | 9727.5 | 9727.5 | 9727.5 | 9727.5 | 9727.5
666 | Wind Peak Average Capacity Percentage (Non-Coastal) |  | WIND_PL_PEAK_PCT_NC | % |  |  |  | 12 | 12 | 12 | 12 | 12 | 12 | 12 | 12 | 12 | 12
667
668 | Planned Wind Capacity Sub-total (Coastal Counties) |  | WIND_PLANNED_C |  |  |  |  | 555 | 1126 | 1126 | 1126 | 1126 | 1126 | 1126 | 1126 | 1126 | 1126
669 | Wind Peak Average Capacity Percentage (Coastal) |  | WIND_PL_PEAK_PCT_C | % |  |  |  | 55 | 55 | 55 | 55 | 55 | 55 | 55 | 55 | 55 | 55
670
671 | Planned Solar Resources with Executed SGIA
672 | FS BARILLA SOLAR 1B [HOVEY_UNIT2] | 12INR0059b |  | PECOS | SOLAR | WEST | 2016 | 7.4 | 7.4 | 7.4 | 7.4 | 7.4 | 7.4 | 7.4 | 7.4 | 7.4 | 7.4
673 | FS BARILLA SOLAR 2 | 12INR0059c |  | PECOS | SOLAR | WEST | 2017 | 0 | 21 | 21 | 21 | 21 | 21 | 21 | 21 | 21 | 21
674 | RE ROSEROCK SOLAR | 16INR0048 |  | PECOS | SOLAR | WEST | 2016 | 160 | 160 | 160 | 160 | 160 | 160 | 160 | 160 | 160 | 160
675 | OCI ALAMO 6 (WEST TEXAS) | 15INR0070_1 |  | PECOS | SOLAR | WEST | 2016 | 110 | 110 | 110 | 110 | 110 | 110 | 110 | 110 | 110 | 110
676 | OCI ALAMO 6 (WEST TEXAS PHASE II) | 15INR0070_1b |  | PECOS | SOLAR | WEST | 2016 | 50 | 50 | 50 | 50 | 50 | 50 | 50 | 50 | 50 | 50
677 | SE BUCKTHORN WESTEX SOLAR (RIGGINS SOLAR) | 15INR0045 |  | PECOS | SOLAR | WEST | 2016 | 150 | 150 | 150 | 150 | 150 | 150 | 150 | 150 | 150 | 150
678 | FS EAST PECOS SOLAR | 16INR0073 |  | PECOS | SOLAR | WEST | 2016 | 100 | 100 | 100 | 100 | 100 | 100 | 100 | 100 | 100 | 100
679 | OCI ALAMO 7 (PAINT CREEK) | 16INR0052 |  | HASKELL | SOLAR | WEST | 2016 | 106 | 106 | 106 | 106 | 106 | 106 | 106 | 106 | 106 | 106
680 | LC NAZARETH SOLAR | 16INR0049 |  | CASTRO | SOLAR | PANHANDLE | 2016 | 201 | 201 | 201 | 201 | 201 | 201 | 201 | 201 | 201 | 201
681 | PECOS SOLAR POWER I | 15INR0059 |  | PECOS | SOLAR | WEST | 2017 | 0 | 108 | 108 | 108 | 108 | 108 | 108 | 108 | 108 | 108
682 | BNB LAMESA SOLAR | 16INR0023 |  | DAWSON | SOLAR | WEST | 2016 | 200 | 200 | 200 | 200 | 200 | 200 | 200 | 200 | 200 | 200
683 | CAPRICORN RIDGE SOLAR | 16INR0019 |  | COKE | SOLAR | WEST | 2016 | 100 | 100 | 100 | 100 | 100 | 100 | 100 | 100 | 100 | 100
684 | UPCO POWER 1 (SP-TX-12) | 16INR0065 |  | UPTON | SOLAR | WEST | 2017 | 117 | 117 | 117 | 117 | 117 | 117 | 117 | 117 | 117 | 117
685 | CASTLE GAP SOLAR 2 | 16INR0065a |  | UPTON | SOLAR | WEST | 2017 | 0 | 63 | 63 | 63 | 63 | 63 | 63 | 63 | 63 | 63
686 | SP-TX-12-PHASE B | 16INR0065B |  | UPTON | SOLAR | WEST | 2016 | 120 | 120 | 120 | 120 | 120 | 120 | 120 | 120 | 120 | 120
687 | SOLAIREHOLMAN 1 | 15INR0061 |  | BREWSTER | SOLAR | WEST | 2017 | 50 | 50 | 50 | 50 | 50 | 50 | 50 | 50 | 50 | 50
688 | UPTON SOLAR | 16INR0114 |  | UPTON | SOLAR | WEST | 2017 | 0 | 102 | 102 | 102 | 102 | 102 | 102 | 102 | 102 | 102
689 | Planned Capacity Total (Solar) | [6 empty] | 1471.4 | 1765.4 | 1765.4 | 1765.4 | 1765.4 | 1765.4 | 1765.4 | 1765.4 | 1765.4 | 1765.4
690 | Solar Peak Average Capacity Percentage |  | SOLAR_PL_PEAK_PCT | % |  |  |  | 80 | 80 | 80 | 80 | 80 | 80 | 80 | 80 | 80 | 80
691
692 | Seasonal Mothballed Resources
693 | MARTIN LAKE U2 (AS OF 10/1/2015) |  | MLSES_UNIT2 | RUSK | COAL | NORTH | 1978 | 805 | 805 | 805 | 805 | 805 | 805 | 805 | 805 | 805 | 805
694 | Total Seasonal Mothballed Capacity | [6 empty] | 805 | 805 | 805 | 805 | 805 | 805 | 805 | 805 | 805 | 805
695
696 | Mothballed Resources
697 | GREENS BAYOU STG U5 (AS OF 6/27/2016) |  | GBY_GBY_5 | HARRIS | GAS | HOUSTON | 1973 | 371 | 371 | 371 | 371 | 371 | 371 | 371 | 371 | 371 | 371
698 | J T DEELY U1 (AS OF 12/31/2018) |  | CALAVERS_JTD1_M | BEXAR | COAL | SOUTH | 1918 | 0 | 0 | 420 | 420 | 420 | 420 | 420 | 420 | 420 | 420
699 | J T DEELY U2 (AS OF 12/31/2018) |  | CALAVERS_JTD2_M | BEXAR | COAL | SOUTH | 1918 | 0 | 0 | 420 | 420 | 420 | 420 | 420 | 420 | 420 | 420
700 | LUFKIN BIOMASS (AS OF 7/6/2016) |  | LFBIO_UNIT1 | ANGELINA | BIOMASS | NORTH | 2012 | 45 | 45 | 45 | 45 | 45 | 45 | 45 | 45 | 45 | 45
701 | S R BERTRON CTG 2 (SINCE 5/15/2013) |  | SRB_SRBGT_2 | HARRIS | GAS | HOUSTON | 1967 | 13 | 13 | 13 | 13 | 13 | 13 | 13 | 13 | 13 | 13
702 | S R BERTRON U1 (SINCE 5/15/2013) |  | SRB_SRB_G1 | HARRIS | GAS | HOUSTON | 1958 | 118 | 118 | 118 | 118 | 118 | 118 | 118 | 118 | 118 | 118
703 | S R BERTRON U2 (SINCE 5/15/2013) |  | SRB_SRB_G2 | HARRIS | GAS | HOUSTON | 1956 | 174 | 174 | 174 | 174 | 174 | 174 | 174 | 174 | 174 | 174
704 | S R BERTRON U3 (SINCE 5/22/2013) |  | SRB_SRB_G3 | HARRIS | GAS | HOUSTON | 1959 | 211 | 211 | 211 | 211 | 211 | 211 | 211 | 211 | 211 | 211
705 | S R BERTRON U4 (SINCE 5/22/2013) |  | SRB_SRB_G4 | HARRIS | GAS | HOUSTON | 1960 | 211 | 211 | 211 | 211 | 211 | 211 | 211 | 211 | 211 | 211
706 | W A PARISH - PETRA NOVA CTG (5/19/2016-11/19/2016) |  | PNPI_GT2 | FORT BEND | GAS | HOUSTON | 2013 | 0 | 0 | 0 | 0 | 0 | 0 | 0 | 0 | 0 | 0
707 | Total Mothballed Capacity | [6 empty] | 1143 | 1143 | 1983 | 1983 | 1983 | 1983 | 1983 | 1983 | 1983 | 1983
708
709 | Retiring Resources Unavailable to ERCOT (since last CDR)
710 | FRONTERA GENERATION CTG 1 (Not Available for ERCOT after 10/1/2016) |  | FRONTERA_FRONTEG1_RET | HIDALGO | GAS | SOUTH | 1999 | 170 | 170 | 170 | 170 | 170 | 170 | 170 | 170 | 170 | 170
711 | FRONTERA GENERATION CTG 2 (Not Available for ERCOT after 10/1/2016) |  | FRONTERA_FRONTEG2_RET | HIDALGO | GAS | SOUTH | 1999 | 170 | 170 | 170 | 170 | 170 | 170 | 170 | 170 | 170 | 170
712 | FRONTERA GENERATION STG (Not Available for ERCOT after 10/1/2016) |  | FRONTERA_FRONTEG3_RET | HIDALGO | GAS | SOUTH | 2000 | 184 | 184 | 184 | 184 | 184 | 184 | 184 | 184 | 184 | 184
713 | Total Retiring Capacity (since last CDR) | [6 empty] | 524 | 524 | 524 | 524 | 524 | 524 | 524 | 524 | 524 | 524

## SummerFuelTypes
Summer Fuel Types - ERCOT
Fuel type is based on the primary fuel. Capacity contribution of the wind resources is included at 12% for Non-Coastal and 55% for Coastal counties, while the solar capacity contribution is 80%. Private Use Network, Hydro and Non-Synchronous Tie resources are included based on the three-year average historical capability for each Summer Season's 20 peak load hours. Non-Synchronous Tie resources are categorized as Other. Mothballed resource capacity is excluded except for Available Mothball Capacity based on a Seasonal Availability Schedule or Owner's reported Return Probability. Private Use Network is categorized as gas.
Fuel_Type | Capacity_Pct | 2017 | 2018 | 2019 | 2020 | 2021 | 2022 | 2023 | 2024 | 2025 | 2026
Biomass | 100% | 198.5 | 198.5 | 198.5 | 198.5 | 198.5 | 198.5 | 198.5 | 198.5 | 198.5 | 198.5
Coal | 100% | 19209 | 19209 | 18369 | 18609 | 18609 | 18609 | 18609 | 18609 | 18609 | 18609
Gas | 100% | 50509.1 | 55564.1 | 56214.1 | 56143.1 | 56414.1 | 56474.1 | 56474.1 | 56464.1 | 56464.1 | 56464.1
Nuclear | 100% | 4981 | 4981 | 4981 | 4981 | 4981 | 4981 | 4981 | 4981 | 4981 | 4981
Other | 100% | 577 | 577 | 577 | 577 | 577 | 577 | 577 | 577 | 577 | 577
Hydro | 78.76% | 437.2 | 437.2 | 437.2 | 437.2 | 437.2 | 437.2 | 437.2 | 437.2 | 437.2 | 437.2
Wind | 12% | 2530.668 | 2775.744 | 2860.104 | 2860.104 | 2860.104 | 2860.104 | 2860.104 | 2860.104 | 2860.104 | 2860.104
Wind-C | 55% | 1320.22 | 1634.27 | 1634.27 | 1634.27 | 1634.27 | 1634.27 | 1634.27 | 1634.27 | 1634.27 | 1634.27
Solar | 80% | 1407.28 | 1642.48 | 1642.48 | 1642.48 | 1642.48 | 1642.48 | 1642.48 | 1642.48 | 1642.48 | 1642.48
Storage | 100% | 0 | 0 | 324 | 324 | 324 | 324 | 324 | 324 | 324 | 324
Total |  | 81169.968 | 87019.294 | 87237.654 | 87406.654 | 87677.654 | 87737.654 | 87737.654 | 87727.654 | 87727.654 | 87727.654
Fuel_Type |  | 2017 | 2018 | 2019 | 2020 | 2021 | 2022 | 2023 | 2024 | 2025 | 2026
Biomass |  | 0.2445% | 0.2281% | 0.2275% | 0.2271% | 0.2264% | 0.2262% | 0.2262% | 0.2263% | 0.2263% | 0.2263%
Coal |  | 23.67% | 22.07% | 21.06% | 21.29% | 21.22% | 21.21% | 21.21% | 21.21% | 21.21% | 21.21%
Natural Gas |  | 62.23% | 63.85% | 64.44% | 64.23% | 64.34% | 64.37% | 64.37% | 64.36% | 64.36% | 64.36%
Nuclear |  | 6.137% | 5.724% | 5.71% | 5.699% | 5.681% | 5.677% | 5.677% | 5.678% | 5.678% | 5.678%
Other |  | 0.7109% | 0.6631% | 0.6614% | 0.6601% | 0.6581% | 0.6576% | 0.6576% | 0.6577% | 0.6577% | 0.6577%
Hydro |  | 0.5386% | 0.5024% | 0.5012% | 0.5002% | 0.4986% | 0.4983% | 0.4983% | 0.4984% | 0.4984% | 0.4984%
Wind |  | 3.118% | 3.19% | 3.279% | 3.272% | 3.262% | 3.26% | 3.26% | 3.26% | 3.26% | 3.26%
Wind-C |  | 1.626% | 1.878% | 1.873% | 1.87% | 1.864% | 1.863% | 1.863% | 1.863% | 1.863% | 1.863%
Solar |  | 1.734% | 1.887% | 1.883% | 1.879% | 1.873% | 1.872% | 1.872% | 1.872% | 1.872% | 1.872%
Storage |  | 0% | 0% | 0.3714% | 0.3707% | 0.3695% | 0.3693% | 0.3693% | 0.3693% | 0.3693% | 0.3693%
Total |  | 100% | 100% | 100% | 100% | 100% | 100% | 100% | 100% | 100% | 100%

## WinterSummary
Report on the Capacity, Demand and Reserves in the ERCOT Region
Winter Summary: 2016/2017 through 2025/2026
Load Forecast, MW: |  | 2016/2017 | 2017/2018 | 2018/2019 | 2019/2020 | 2020/2021 | 2021/2022 | 2022/2023 | 2023/2024 | 2024/2025 | 2025/2026 | 2026/2027
| Total Winter Peak Demand (based on normal weather) | 58591 | 59597 | 60679 | 61845 | 62562 | 63299 | 64038 | 64790 | 65516 | 66236 | 67156.6804
| less: Load Resource providing Responsive Reserve | -1364.658 | -1364.658 | -1364.658 | -1364.658 | -1364.658 | -1364.658 | -1364.658 | -1364.658 | -1364.658 | -1364.658 | -1364.658
| less: Load Resource providing Non-Spinning Reserve | 0 | 0 | 0 | 0 | 0 | 0 | 0 | 0 | 0 | 0 | 0
| less: Emergency Response Service (10- and 30-min ramp products) | -1119 | -1426 | -1426 | -1426 | -1426 | -1426 | -1426 | -1426 | -1426 | -1426 | -1426
| less: TDSP Standard Offer Load Management Programs | 0 | 0 | 0 | 0 | 0 | 0 | 0 | 0 | 0 | 0 | 0
| Firm Peak Load, MW | 56107.342 | 56806.342 | 57888.342 | 59054.342 | 59771.342 | 60508.342 | 61247.342 | 61999.342 | 62725.342 | 63445.342 | 64366.0224
Resources, MW: |  | 2016/2017 | 2017/2018 | 2018/2019 | 2019/2020 | 2020/2021 | 2021/2022 | 2022/2023 | 2023/2024 | 2024/2025 | 2025/2026 | 2026/2027
| Installed Capacity, Thermal/Hydro | 68541.3 | 68541.3 | 67896.3 | 67896.3 | 67896.3 | 67896.3 | 67896.3 | 67896.3 | 67896.3 | 67896.3 | 67984.3
| Switchable Capacity | 3178 | 3178 | 3178 | 3178 | 3178 | 3178 | 3178 | 3178 | 3178 | 3178 | 3178
| less: Switchable Capacity Unavailable to ERCOT | -300 | -300 | -300 | -300 | 0 | 0 | 0 | 0 | 0 | 0 | 0
| Available Mothballed Capacity | 0 | 0 | 0 | 0 | 0 | 0 | 0 | 0 | 0 | 0 | 0
| Capacity from Private Use Networks | 4436 | 4462 | 4710 | 4706 | 4635 | 4606 | 4666 | 4666 | 4656 | 4656 | 4656
| Non-Coastal Wind, Peak Average Capacity Contribution (20%) | 2821.34 | 2821.34 | 2821.34 | 2821.34 | 2821.34 | 2821.34 | 2821.34 | 2821.34 | 2821.34 | 2821.34 | 2821.34
| Coastal Wind, Peak Average Capacity Contribution (35%) | 645.89 | 645.89 | 645.89 | 645.89 | 645.89 | 645.89 | 645.89 | 645.89 | 645.89 | 645.89 | 645.89
| Solar Utility-Scale, Peak Average Capacity Contribution (5%) | 14.385 | 14.385 | 14.385 | 14.385 | 14.385 | 14.385 | 14.385 | 14.385 | 14.385 | 14.385 | 14.385
| RMR Capacity to be under Contract | 0 | 0 | 0 | 0 | 0 | 0 | 0 | 0 | 0 | 0 | 0
| Operational Generation Capacity, MW | 79336.915 | 79362.915 | 78965.915 | 78961.915 | 79190.915 | 79161.915 | 79221.915 | 79221.915 | 79211.915 | 79211.915 | 79299.915
| Capacity Contribution - Non-Synchronous Ties | 246.4 | 246.4 | 246.4 | 246.4 | 246.4 | 246.4 | 246.4 | 246.4 | 246.4 | 246.4 | 246.4
| Planned Resources (not wind or solar) with Signed IA, Air Permits and Water Rights | 1858.8 | 4836.8 | 6797.8 | 7775.8 | 8015.8 | 8015.8 | 8015.8 | 8015.8 | 8015.8 | 8015.8 | 8015.8
| Planned Non-Coastal Wind with Signed IA, Peak Average Capacity Contribution (20%) | 798.02 | 1727.1 | 1867.7 | 1967.7 | 1967.7 | 1967.7 | 1967.7 | 1967.7 | 1967.7 | 1967.7 | 1967.7
| Planned Coastal Wind with Signed IA, Peak Average Capacity Contribution (35%) | 70.7 | 394.1 | 394.1 | 394.1 | 394.1 | 394.1 | 394.1 | 394.1 | 394.1 | 394.1 | 394.1
| Planned Solar Utility-Scale, Peak Average Capacity Contribution (5%) | 55.22 | 87.22 | 88.27 | 88.27 | 88.27 | 88.27 | 88.27 | 88.27 | 88.27 | 88.27 | 88.27
| Total Capacity, MW | 82366.055 | 86654.535 | 88360.185 | 89434.185 | 89903.185 | 89874.185 | 89934.185 | 89934.185 | 89924.185 | 89924.185 | 90012.185
| Reserve Margin | 46.8% | 52.54% | 52.64% | 51.44% | 50.41% | 48.53% | 46.84% | 45.06% | 43.36% | 41.73% | 39.84%
(Total Resources - Firm Load Forecast) / Firm Load Forecast
Report on the Capacity, Demand and Reserves in the ERCOT Region
Winter Summary: 2016/2017 through 2025/2026

## WinterCapacities
Unit Capacities - Winter
| UNIT NAME | GENERATION INTERCONNECTION PROJECT CODE | UNIT CODE | COUNTY | FUEL | ZONE | START YEAR | 2016/2017 | 2017/2018 | 2018/2019 | 2019/2020 | 2020/2021 | 2021/2022 | 2022/2023 | 2023/2024 | 2024/2025 | 2025/2026 | 2026/2027
Operational Resources (Thermal)
4 | COMANCHE PEAK U1 |  | CPSES_UNIT1 | SOMERVELL | NUCLEAR | NORTH | 1990 | 1235 | 1235 | 1235 | 1235 | 1235 | 1235 | 1235 | 1235 | 1235 | 1235 | 1235
5 | COMANCHE PEAK U2 |  | CPSES_UNIT2 | SOMERVELL | NUCLEAR | NORTH | 1993 | 1225 | 1225 | 1225 | 1225 | 1225 | 1225 | 1225 | 1225 | 1225 | 1225 | 1225
6 | SOUTH TEXAS U1 |  | STP_STP_G1 | MATAGORDA | NUCLEAR | COASTAL | 1988 | 1350 | 1350 | 1350 | 1350 | 1350 | 1350 | 1350 | 1350 | 1350 | 1350 | 1350
7 | SOUTH TEXAS U2 |  | STP_STP_G2 | MATAGORDA | NUCLEAR | COASTAL | 1989 | 1354 | 1354 | 1354 | 1354 | 1354 | 1354 | 1354 | 1354 | 1354 | 1354 | 1354
8 | BIG BROWN U1 |  | BBSES_UNIT1 | FREESTONE | COAL | NORTH | 1971 | 606 | 606 | 606 | 606 | 606 | 606 | 606 | 606 | 606 | 606 | 606
9 | BIG BROWN U2 |  | BBSES_UNIT2 | FREESTONE | COAL | NORTH | 1972 | 602 | 602 | 602 | 602 | 602 | 602 | 602 | 602 | 602 | 602 | 602
10 | COLETO CREEK |  | COLETO_COLETOG1 | GOLIAD | COAL | SOUTH | 1980 | 660 | 660 | 660 | 660 | 660 | 660 | 660 | 660 | 660 | 660 | 660
11 | FAYETTE POWER U1 |  | FPPYD1_FPP_G1 | FAYETTE | COAL | SOUTH | 1979 | 603 | 603 | 603 | 603 | 603 | 603 | 603 | 603 | 603 | 603 | 603
12 | FAYETTE POWER U2 |  | FPPYD1_FPP_G2 | FAYETTE | COAL | SOUTH | 1980 | 605 | 605 | 605 | 605 | 605 | 605 | 605 | 605 | 605 | 605 | 605
13 | FAYETTE POWER U3 |  | FPPYD2_FPP_G3 | FAYETTE | COAL | SOUTH | 1988 | 449 | 449 | 449 | 449 | 449 | 449 | 449 | 449 | 449 | 449 | 449
14 | GIBBONS CREEK U1 |  | GIBCRK_GIB_CRG1 | GRIMES | COAL | NORTH | 1983 | 470 | 470 | 470 | 470 | 470 | 470 | 470 | 470 | 470 | 470 | 470
15 | J K SPRUCE U1 |  | CALAVERS_JKS1 | BEXAR | COAL | SOUTH | 1992 | 560 | 560 | 560 | 560 | 560 | 560 | 560 | 560 | 560 | 560 | 560
16 | J K SPRUCE U2 |  | CALAVERS_JKS2 | BEXAR | COAL | SOUTH | 2010 | 775 | 775 | 775 | 775 | 775 | 775 | 775 | 775 | 775 | 775 | 775
17 | J T DEELY U1 |  | CALAVERS_JTD1 | BEXAR | COAL | SOUTH | 1977 | 420 | 420 | 0 | 0 | 0 | 0 | 0 | 0 | 0 | 0 | 0
18 | J T DEELY U2 |  | CALAVERS_JTD2 | BEXAR | COAL | SOUTH | 1978 | 420 | 420 | 0 | 0 | 0 | 0 | 0 | 0 | 0 | 0 | 0
19 | LIMESTONE U1 |  | LEG_LEG_G1 | LIMESTONE | COAL | NORTH | 1985 | 831 | 831 | 831 | 831 | 831 | 831 | 831 | 831 | 831 | 831 | 831
20 | LIMESTONE U2 |  | LEG_LEG_G2 | LIMESTONE | COAL | NORTH | 1986 | 858 | 858 | 858 | 858 | 858 | 858 | 858 | 858 | 858 | 858 | 858
21 | MARTIN LAKE U1 |  | MLSES_UNIT1 | RUSK | COAL | NORTH | 1977 | 815 | 815 | 815 | 815 | 815 | 815 | 815 | 815 | 815 | 815 | 815
22 | MARTIN LAKE U3 |  | MLSES_UNIT3 | RUSK | COAL | NORTH | 1979 | 820 | 820 | 820 | 820 | 820 | 820 | 820 | 820 | 820 | 820 | 820
23 | MONTICELLO U1 |  | MNSES_UNIT1 | TITUS | COAL | NORTH | 1974 | 580 | 580 | 580 | 580 | 580 | 580 | 580 | 580 | 580 | 580 | 580
24 | MONTICELLO U2 |  | MNSES_UNIT2 | TITUS | COAL | NORTH | 1975 | 580 | 580 | 580 | 580 | 580 | 580 | 580 | 580 | 580 | 580 | 580
25 | MONTICELLO U3 |  | MNSES_UNIT3 | TITUS | COAL | NORTH | 1978 | 795 | 795 | 795 | 795 | 795 | 795 | 795 | 795 | 795 | 795 | 795
26 | OAK GROVE SES U1 |  | OGSES_UNIT1A | ROBERTSON | COAL | NORTH | 2010 | 840 | 840 | 840 | 840 | 840 | 840 | 840 | 840 | 840 | 840 | 840
27 | OAK GROVE SES U2 |  | OGSES_UNIT2 | ROBERTSON | COAL | NORTH | 2011 | 825 | 825 | 825 | 825 | 825 | 825 | 825 | 825 | 825 | 825 | 825
28 | OKLAUNION U1 |  | OKLA_OKLA_G1 | WILBARGER | COAL | WEST | 1986 | 650 | 650 | 650 | 650 | 650 | 650 | 650 | 650 | 650 | 650 | 650
29 | SAN MIGUEL U1 |  | SANMIGL_G1 | ATASCOSA | COAL | SOUTH | 1982 | 391 | 391 | 391 | 391 | 391 | 391 | 391 | 391 | 391 | 391 | 391
30 | SANDOW U5 |  | SD5SES_UNIT5 | MILAM | COAL | SOUTH | 2010 | 600 | 600 | 600 | 600 | 600 | 600 | 600 | 600 | 600 | 600 | 600
31 | SANDY CREEK U1 |  | SCES_UNIT1 | MCLENNAN | COAL | NORTH | 2013 | 970 | 970 | 970 | 970 | 970 | 970 | 970 | 970 | 970 | 970 | 970
32 | TWIN OAKS U1 |  | TNP_ONE_TNP_O_1 | ROBERTSON | COAL | NORTH | 1990 | 158 | 158 | 158 | 158 | 158 | 158 | 158 | 158 | 158 | 158 | 158
33 | TWIN OAKS U2 |  | TNP_ONE_TNP_O_2 | ROBERTSON | COAL | NORTH | 1991 | 158 | 158 | 158 | 158 | 158 | 158 | 158 | 158 | 158 | 158 | 158
34 | W A PARISH U5 |  | WAP_WAP_G5 | FT. BEND | COAL | HOUSTON | 1977 | 659 | 659 | 659 | 659 | 659 | 659 | 659 | 659 | 659 | 659 | 659
35 | W A PARISH U6 |  | WAP_WAP_G6 | FT. BEND | COAL | HOUSTON | 1978 | 658 | 658 | 658 | 658 | 658 | 658 | 658 | 658 | 658 | 658 | 658
36 | W A PARISH U7 |  | WAP_WAP_G7 | FT. BEND | COAL | HOUSTON | 1980 | 577 | 577 | 577 | 577 | 577 | 577 | 577 | 577 | 577 | 577 | 577
37 | W A PARISH U8 |  | WAP_WAP_G8 | FT. BEND | COAL | HOUSTON | 1982 | 610 | 610 | 610 | 610 | 610 | 610 | 610 | 610 | 610 | 610 | 610
38 | ARTHUR VON ROSENBERG 1 CTG 1 |  | BRAUNIG_AVR1_CT1 | BEXAR | GAS | SOUTH | 2000 | 149 | 149 | 149 | 149 | 149 | 149 | 149 | 149 | 149 | 149 | 149
39 | ARTHUR VON ROSENBERG 1 CTG 2 |  | BRAUNIG_AVR1_CT2 | BEXAR | GAS | SOUTH | 2000 | 149 | 149 | 149 | 149 | 149 | 149 | 149 | 149 | 149 | 149 | 149
40 | ARTHUR VON ROSENBERG 1 STG |  | BRAUNIG_AVR1_ST | BEXAR | GAS | SOUTH | 2000 | 160 | 160 | 160 | 160 | 160 | 160 | 160 | 160 | 160 | 160 | 160
41 | BARNEY M DAVIS REPOWER CTG 3 |  | B_DAVIS_B_DAVIG3 | NUECES | GAS | COASTAL | 2010 | 165 | 165 | 165 | 165 | 165 | 165 | 165 | 165 | 165 | 165 | 165
42 | BARNEY M DAVIS REPOWER CTG 4 |  | B_DAVIS_B_DAVIG4 | NUECES | GAS | COASTAL | 2010 | 165 | 165 | 165 | 165 | 165 | 165 | 165 | 165 | 165 | 165 | 165
43 | BARNEY M DAVIS REPOWER STG 2 |  | B_DAVIS_B_DAVIG2 | NUECES | GAS | COASTAL | 1976 | 325 | 325 | 325 | 325 | 325 | 325 | 325 | 325 | 325 | 325 | 325
44 | BASTROP ENERGY CENTER CTG 1 |  | BASTEN_GTG1100 | BASTROP | GAS | SOUTH | 2002 | 167 | 167 | 167 | 167 | 167 | 167 | 167 | 167 | 167 | 167 | 167
45 | BASTROP ENERGY CENTER CTG 2 |  | BASTEN_GTG2100 | BASTROP | GAS | SOUTH | 2002 | 167 | 167 | 167 | 167 | 167 | 167 | 167 | 167 | 167 | 167 | 167
46 | BASTROP ENERGY CENTER STG |  | BASTEN_ST0100 | BASTROP | GAS | SOUTH | 2002 | 234 | 234 | 234 | 234 | 234 | 234 | 234 | 234 | 234 | 234 | 234
47 | BOSQUE ENERGY CENTER CTG 1 |  | BOSQUESW_BSQSU_1 | BOSQUE | GAS | NORTH | 2000 | 170.9 | 170.9 | 170.9 | 170.9 | 170.9 | 170.9 | 170.9 | 170.9 | 170.9 | 170.9 | 170.9
48 | BOSQUE ENERGY CENTER STG 4 |  | BOSQUESW_BSQSU_4 | BOSQUE | GAS | NORTH | 2001 | 85.2 | 85.2 | 85.2 | 85.2 | 85.2 | 85.2 | 85.2 | 85.2 | 85.2 | 85.2 | 85.2
49 | BOSQUE ENERGY CENTER CTG 2 |  | BOSQUESW_BSQSU_2 | BOSQUE | GAS | NORTH | 2000 | 170.9 | 170.9 | 170.9 | 170.9 | 170.9 | 170.9 | 170.9 | 170.9 | 170.9 | 170.9 | 170.9
50 | BOSQUE ENERGY CENTER CTG 3 |  | BOSQUESW_BSQSU_3 | BOSQUE | GAS | NORTH | 2001 | 168.5 | 168.5 | 168.5 | 168.5 | 168.5 | 168.5 | 168.5 | 168.5 | 168.5 | 168.5 | 168.5
51 | BOSQUE ENERGY CENTER STG 5 |  | BOSQUESW_BSQSU_5 | BOSQUE | GAS | NORTH | 2009 | 226.7 | 226.7 | 226.7 | 226.7 | 226.7 | 226.7 | 226.7 | 226.7 | 226.7 | 226.7 | 226.7
52 | BRAZOS VALLEY CTG 1 |  | BVE_UNIT1 | FORT BEND | GAS | HOUSTON | 2003 | 168 | 168 | 168 | 168 | 168 | 168 | 168 | 168 | 168 | 168 | 168
53 | BRAZOS VALLEY CTG 2 |  | BVE_UNIT2 | FORT BEND | GAS | HOUSTON | 2003 | 168 | 168 | 168 | 168 | 168 | 168 | 168 | 168 | 168 | 168 | 168
54 | BRAZOS VALLEY STG 3 |  | BVE_UNIT3 | FORT BEND | GAS | HOUSTON | 2003 | 270 | 270 | 270 | 270 | 270 | 270 | 270 | 270 | 270 | 270 | 270
55 | CALENERGY-FALCON SEABOARD CTG 1 |  | FLCNS_UNIT1 | HOWARD | GAS | WEST | 1987 | 77.5 | 77.5 | 77.5 | 77.5 | 77.5 | 77.5 | 77.5 | 77.5 | 77.5 | 77.5 | 77.5
56 | CALENERGY-FALCON SEABOARD CTG 2 |  | FLCNS_UNIT2 | HOWARD | GAS | WEST | 1987 | 77.5 | 77.5 | 77.5 | 77.5 | 77.5 | 77.5 | 77.5 | 77.5 | 77.5 | 77.5 | 77.5
57 | CALENERGY-FALCON SEABOARD STG 3 |  | FLCNS_UNIT3 | HOWARD | GAS | WEST | 1988 | 74 | 74 | 74 | 74 | 74 | 74 | 74 | 74 | 74 | 74 | 74
58 | CEDAR BAYOU 4 CTG 1 |  | CBY4_CT41 | CHAMBERS | GAS | HOUSTON | 2009 | 173 | 173 | 173 | 173 | 173 | 173 | 173 | 173 | 173 | 173 | 173
59 | CEDAR BAYOU 4 CTG 2 |  | CBY4_CT42 | CHAMBERS | GAS | HOUSTON | 2009 | 173 | 173 | 173 | 173 | 173 | 173 | 173 | 173 | 173 | 173 | 173
60 | CEDAR BAYOU 4 STG |  | CBY4_ST04 | CHAMBERS | GAS | HOUSTON | 2009 | 186 | 186 | 186 | 186 | 186 | 186 | 186 | 186 | 186 | 186 | 186
61 | COLORADO BEND ENERGY CENTER CTG 1 |  | CBEC_GT1 | WHARTON | GAS | SOUTH | 2007 | 79 | 79 | 79 | 79 | 79 | 79 | 79 | 79 | 79 | 79 | 79
62 | COLORADO BEND ENERGY CENTER CTG 2 |  | CBEC_GT2 | WHARTON | GAS | SOUTH | 2007 | 72 | 72 | 72 | 72 | 72 | 72 | 72 | 72 | 72 | 72 | 72
63 | COLORADO BEND ENERGY CENTER STG 1 |  | CBEC_STG1 | WHARTON | GAS | SOUTH | 2007 | 102 | 102 | 102 | 102 | 102 | 102 | 102 | 102 | 102 | 102 | 102
64 | COLORADO BEND ENERGY CENTER CTG 3 |  | CBEC_GT3 | WHARTON | GAS | SOUTH | 2008 | 77 | 77 | 77 | 77 | 77 | 77 | 77 | 77 | 77 | 77 | 77
65 | COLORADO BEND ENERGY CENTER CTG 4 |  | CBEC_GT4 | WHARTON | GAS | SOUTH | 2008 | 73 | 73 | 73 | 73 | 73 | 73 | 73 | 73 | 73 | 73 | 73
66 | COLORADO BEND ENERGY CENTER STG 2 |  | CBEC_STG2 | WHARTON | GAS | SOUTH | 2008 | 108 | 108 | 108 | 108 | 108 | 108 | 108 | 108 | 108 | 108 | 108
67 | CVC CHANNELVIEW CTG 1 |  | CVC_CVC_G1 | HARRIS | GAS | HOUSTON | 2008 | 191 | 191 | 191 | 191 | 191 | 191 | 191 | 191 | 191 | 191 | 191
68 | CVC CHANNELVIEW CTG 2 |  | CVC_CVC_G2 | HARRIS | GAS | HOUSTON | 2008 | 189 | 189 | 189 | 189 | 189 | 189 | 189 | 189 | 189 | 189 | 189
69 | CVC CHANNELVIEW CTG 3 |  | CVC_CVC_G3 | HARRIS | GAS | HOUSTON | 2008 | 189 | 189 | 189 | 189 | 189 | 189 | 189 | 189 | 189 | 189 | 189
70 | CVC CHANNELVIEW STG 5 |  | CVC_CVC_G5 | HARRIS | GAS | HOUSTON | 2008 | 146 | 146 | 146 | 146 | 146 | 146 | 146 | 146 | 146 | 146 | 146
71 | DEER PARK ENERGY CENTER CTG 1 |  | DDPEC_GT1 | HARRIS | GAS | HOUSTON | 2002 | 203 | 203 | 203 | 203 | 203 | 203 | 203 | 203 | 203 | 203 | 203
72 | DEER PARK ENERGY CENTER CTG 2 |  | DDPEC_GT2 | HARRIS | GAS | HOUSTON | 2002 | 215 | 215 | 215 | 215 | 215 | 215 | 215 | 215 | 215 | 215 | 215
73 | DEER PARK ENERGY CENTER CTG 3 |  | DDPEC_GT3 | HARRIS | GAS | HOUSTON | 2002 | 203 | 203 | 203 | 203 | 203 | 203 | 203 | 203 | 203 | 203 | 203
74 | DEER PARK ENERGY CENTER CTG 4 |  | DDPEC_GT4 | HARRIS | GAS | HOUSTON | 2002 | 215 | 215 | 215 | 215 | 215 | 215 | 215 | 215 | 215 | 215 | 215
75 | DEER PARK ENERGY CENTER STG |  | DDPEC_ST1 | HARRIS | GAS | HOUSTON | 2002 | 290 | 290 | 290 | 290 | 290 | 290 | 290 | 290 | 290 | 290 | 290
76 | DEER PARK ENERGY CENTER CTG 6 |  | DDPEC_GT6 | HARRIS | GAS | HOUSTON | 2014 | 190 | 190 | 190 | 190 | 190 | 190 | 190 | 190 | 190 | 190 | 190
77 | ENNIS POWER STATION CTG 2 |  | ETCCS_CT1 | ELLIS | GAS | NORTH | 2002 | 231 | 231 | 231 | 231 | 231 | 231 | 231 | 231 | 231 | 231 | 231
78 | ENNIS POWER STATION STG 1 |  | ETCCS_UNIT1 | ELLIS | GAS | NORTH | 2002 | 127 | 127 | 127 | 127 | 127 | 127 | 127 | 127 | 127 | 127 | 127
79 | FERGUSON REPLACEMENT CTG1 |  | FERGCC_FERGGT1 | LLANO | GAS | SOUTH | 2014 | 186.1 | 186.1 | 186.1 | 186.1 | 186.1 | 186.1 | 186.1 | 186.1 | 186.1 | 186.1 | 186.1
80 | FERGUSON REPLACEMENT CTG2 |  | FERGCC_FERGGT2 | LLANO | GAS | SOUTH | 2014 | 186.1 | 186.1 | 186.1 | 186.1 | 186.1 | 186.1 | 186.1 | 186.1 | 186.1 | 186.1 | 186.1
81 | FERGUSON REPLACEMENT STG |  | FERGCC_FERGST1 | LLANO | GAS | SOUTH | 2014 | 194.9 | 194.9 | 194.9 | 194.9 | 194.9 | 194.9 | 194.9 | 194.9 | 194.9 | 194.9 | 194.9
82 | FORNEY ENERGY CENTER CTG 11 |  | FRNYPP_GT11 | KAUFMAN | GAS | NORTH | 2003 | 192 | 192 | 192 | 192 | 192 | 192 | 192 | 192 | 192 | 192 | 192
83 | FORNEY ENERGY CENTER CTG 12 |  | FRNYPP_GT12 | KAUFMAN | GAS | NORTH | 2003 | 184 | 184 | 184 | 184 | 184 | 184 | 184 | 184 | 184 | 184 | 184
84 | FORNEY ENERGY CENTER CTG 13 |  | FRNYPP_GT13 | KAUFMAN | GAS | NORTH | 2003 | 184 | 184 | 184 | 184 | 184 | 184 | 184 | 184 | 184 | 184 | 184
85 | FORNEY ENERGY CENTER CTG 21 |  | FRNYPP_GT21 | KAUFMAN | GAS | NORTH | 2003 | 192 | 192 | 192 | 192 | 192 | 192 | 192 | 192 | 192 | 192 | 192
86 | FORNEY ENERGY CENTER CTG 22 |  | FRNYPP_GT22 | KAUFMAN | GAS | NORTH | 2003 | 184 | 184 | 184 | 184 | 184 | 184 | 184 | 184 | 184 | 184 | 184
87 | FORNEY ENERGY CENTER CTG 23 |  | FRNYPP_GT23 | KAUFMAN | GAS | NORTH | 2003 | 184 | 184 | 184 | 184 | 184 | 184 | 184 | 184 | 184 | 184 | 184
88 | FORNEY ENERGY CENTER STG 10 |  | FRNYPP_ST10 | KAUFMAN | GAS | NORTH | 2003 | 420 | 420 | 420 | 420 | 420 | 420 | 420 | 420 | 420 | 420 | 420
89 | FORNEY ENERGY CENTER STG 20 |  | FRNYPP_ST20 | KAUFMAN | GAS | NORTH | 2003 | 420 | 420 | 420 | 420 | 420 | 420 | 420 | 420 | 420 | 420 | 420
90 | FREESTONE ENERGY CENTER CTG 1 |  | FREC_GT1 | FREESTONE | GAS | NORTH | 2002 | 160.7 | 160.7 | 160.7 | 160.7 | 160.7 | 160.7 | 160.7 | 160.7 | 160.7 | 160.7 | 160.7
91 | FREESTONE ENERGY CENTER CTG 2 |  | FREC_GT2 | FREESTONE | GAS | NORTH | 2002 | 160.7 | 160.7 | 160.7 | 160.7 | 160.7 | 160.7 | 160.7 | 160.7 | 160.7 | 160.7 | 160.7
92 | FREESTONE ENERGY CENTER STG 3 |  | FREC_ST3 | FREESTONE | GAS | NORTH | 2002 | 179.8 | 179.8 | 179.8 | 179.8 | 179.8 | 179.8 | 179.8 | 179.8 | 179.8 | 179.8 | 179.8
93 | FREESTONE ENERGY CENTER CTG 4 |  | FREC_GT4 | FREESTONE | GAS | NORTH | 2002 | 161.1 | 161.1 | 161.1 | 161.1 | 161.1 | 161.1 | 161.1 | 161.1 | 161.1 | 161.1 | 161.1
94 | FREESTONE ENERGY CENTER CTG 5 |  | FREC_GT5 | FREESTONE | GAS | NORTH | 2002 | 161.1 | 161.1 | 161.1 | 161.1 | 161.1 | 161.1 | 161.1 | 161.1 | 161.1 | 161.1 | 161.1
95 | FREESTONE ENERGY CENTER STG 6 |  | FREC_ST6 | FREESTONE | GAS | NORTH | 2002 | 179.7 | 179.7 | 179.7 | 179.7 | 179.7 | 179.7 | 179.7 | 179.7 | 179.7 | 179.7 | 179.7
96 | GUADALUPE ENERGY CENTER CTG 1 |  | GUADG_GAS1 | GUADALUPE | GAS | SOUTH | 2000 | 167 | 167 | 167 | 167 | 167 | 167 | 167 | 167 | 167 | 167 | 167
97 | GUADALUPE ENERGY CENTER CTG 2 |  | GUADG_GAS2 | GUADALUPE | GAS | SOUTH | 2000 | 167 | 167 | 167 | 167 | 167 | 167 | 167 | 167 | 167 | 167 | 167
98 | GUADALUPE ENERGY CENTER CTG 3 |  | GUADG_GAS3 | GUADALUPE | GAS | SOUTH | 2000 | 167 | 167 | 167 | 167 | 167 | 167 | 167 | 167 | 167 | 167 | 167
99 | GUADALUPE ENERGY CENTER CTG 4 |  | GUADG_GAS4 | GUADALUPE | GAS | SOUTH | 2000 | 167 | 167 | 167 | 167 | 167 | 167 | 167 | 167 | 167 | 167 | 167
100 | GUADALUPE ENERGY CENTER STG 5 |  | GUADG_STM5 | GUADALUPE | GAS | SOUTH | 2000 | 203 | 203 | 203 | 203 | 203 | 203 | 203 | 203 | 203 | 203 | 203
101 | GUADALUPE ENERGY CENTER STG 6 |  | GUADG_STM6 | GUADALUPE | GAS | SOUTH | 2000 | 203 | 203 | 203 | 203 | 203 | 203 | 203 | 203 | 203 | 203 | 203
102 | HAYS ENERGY FACILITY CSG 1 |  | HAYSEN_HAYSENG1 | HAYS | GAS | SOUTH | 2002 | 237 | 237 | 237 | 237 | 237 | 237 | 237 | 237 | 237 | 237 | 237
103 | HAYS ENERGY FACILITY CSG 2 |  | HAYSEN_HAYSENG2 | HAYS | GAS | SOUTH | 2002 | 237 | 237 | 237 | 237 | 237 | 237 | 237 | 237 | 237 | 237 | 237
104 | HAYS ENERGY FACILITY CSG 3 |  | HAYSEN_HAYSENG3 | HAYS | GAS | SOUTH | 2002 | 247 | 247 | 247 | 247 | 247 | 247 | 247 | 247 | 247 | 247 | 247
105 | HAYS ENERGY FACILITY CSG 4 |  | HAYSEN_HAYSENG4 | HAYS | GAS | SOUTH | 2002 | 247 | 247 | 247 | 247 | 247 | 247 | 247 | 247 | 247 | 247 | 247
106 | HIDALGO ENERGY CENTER CTG 1 |  | DUKE_DUKE_GT1 | HIDALGO | GAS | SOUTH | 2000 | 150 | 150 | 150 | 150 | 150 | 150 | 150 | 150 | 150 | 150 | 150
107 | HIDALGO ENERGY CENTER CTG 2 |  | DUKE_DUKE_GT2 | HIDALGO | GAS | SOUTH | 2000 | 150 | 150 | 150 | 150 | 150 | 150 | 150 | 150 | 150 | 150 | 150
108 | HIDALGO ENERGY CENTER STG |  | DUKE_DUKE_ST1 | HIDALGO | GAS | SOUTH | 2000 | 176 | 176 | 176 | 176 | 176 | 176 | 176 | 176 | 176 | 176 | 176
109 | JACK COUNTY GEN FACILITY CTG 1 |  | JACKCNTY_CT1 | JACK | GAS | NORTH | 2005 | 165 | 165 | 165 | 165 | 165 | 165 | 165 | 165 | 165 | 165 | 165
110 | JACK COUNTY GEN FACILITY CTG 2 |  | JACKCNTY_CT2 | JACK | GAS | NORTH | 2005 | 165 | 165 | 165 | 165 | 165 | 165 | 165 | 165 | 165 | 165 | 165
111 | JACK COUNTY GEN FACILITY STG 1 |  | JACKCNTY_STG | JACK | GAS | NORTH | 2005 | 310 | 310 | 310 | 310 | 310 | 310 | 310 | 310 | 310 | 310 | 310
112 | JACK COUNTY GEN FACILITY CTG 3 |  | JCKCNTY2_CT3 | JACK | GAS | NORTH | 2011 | 165 | 165 | 165 | 165 | 165 | 165 | 165 | 165 | 165 | 165 | 165
113 | JACK COUNTY GEN FACILITY CTG 4 |  | JCKCNTY2_CT4 | JACK | GAS | NORTH | 2011 | 165 | 165 | 165 | 165 | 165 | 165 | 165 | 165 | 165 | 165 | 165
114 | JACK COUNTY GEN FACILITY STG 2 |  | JCKCNTY2_ST2 | JACK | GAS | NORTH | 2011 | 310 | 310 | 310 | 310 | 310 | 310 | 310 | 310 | 310 | 310 | 310
115 | JOHNSON COUNTY GEN FACILITY CTG |  | TEN_CT1 | JOHNSON | GAS | NORTH | 1997 | 177 | 177 | 177 | 177 | 177 | 177 | 177 | 177 | 177 | 177 | 177
116 | JOHNSON COUNTY GEN FACILITY STG |  | TEN_STG | JOHNSON | GAS | NORTH | 1997 | 106 | 106 | 106 | 106 | 106 | 106 | 106 | 106 | 106 | 106 | 106
117 | LAMAR ENERGY CENTER CTG 11 |  | LPCCS_CT11 | LAMAR | GAS | NORTH | 2000 | 186 | 186 | 186 | 186 | 186 | 186 | 186 | 186 | 186 | 186 | 186
118 | LAMAR ENERGY CENTER CTG 12 |  | LPCCS_CT12 | LAMAR | GAS | NORTH | 2000 | 176 | 176 | 176 | 176 | 176 | 176 | 176 | 176 | 176 | 176 | 176
119 | LAMAR ENERGY CENTER CTG 21 |  | LPCCS_CT21 | LAMAR | GAS | NORTH | 2000 | 176 | 176 | 176 | 176 | 176 | 176 | 176 | 176 | 176 | 176 | 176
120 | LAMAR ENERGY CENTER CTG 22 |  | LPCCS_CT22 | LAMAR | GAS | NORTH | 2000 | 186 | 186 | 186 | 186 | 186 | 186 | 186 | 186 | 186 | 186 | 186
121 | LAMAR ENERGY CENTER STG 1 |  | LPCCS_UNIT1 | LAMAR | GAS | NORTH | 2000 | 204 | 204 | 204 | 204 | 204 | 204 | 204 | 204 | 204 | 204 | 204
122 | LAMAR ENERGY CENTER STG 2 |  | LPCCS_UNIT2 | LAMAR | GAS | NORTH | 2000 | 204 | 204 | 204 | 204 | 204 | 204 | 204 | 204 | 204 | 204 | 204
123 | LOST PINES POWER CTG 1 |  | LOSTPI_LOSTPGT1 | BASTROP | GAS | SOUTH | 2001 | 183 | 183 | 183 | 183 | 183 | 183 | 183 | 183 | 183 | 183 | 183
124 | LOST PINES POWER CTG 2 |  | LOSTPI_LOSTPGT2 | BASTROP | GAS | SOUTH | 2001 | 183 | 183 | 183 | 183 | 183 | 183 | 183 | 183 | 183 | 183 | 183
125 | LOST PINES POWER STG |  | LOSTPI_LOSTPST1 | BASTROP | GAS | SOUTH | 2001 | 192 | 192 | 192 | 192 | 192 | 192 | 192 | 192 | 192 | 192 | 192
126 | MAGIC VALLEY STATION CTG 1 |  | NEDIN_NEDIN_G1 | HIDALGO | GAS | SOUTH | 2001 | 218.6 | 218.6 | 218.6 | 218.6 | 218.6 | 218.6 | 218.6 | 218.6 | 218.6 | 218.6 | 218.6
127 | MAGIC VALLEY STATION CTG 2 |  | NEDIN_NEDIN_G2 | HIDALGO | GAS | SOUTH | 2001 | 218.6 | 218.6 | 218.6 | 218.6 | 218.6 | 218.6 | 218.6 | 218.6 | 218.6 | 218.6 | 218.6
128 | MAGIC VALLEY STATION STG |  | NEDIN_NEDIN_G3 | HIDALGO | GAS | SOUTH | 2001 | 257.9 | 257.9 | 257.9 | 257.9 | 257.9 | 257.9 | 257.9 | 257.9 | 257.9 | 257.9 | 257.9
129 | MIDLOTHIAN ENERGY FACILITY CS 1 |  | MDANP_CT1 | ELLIS | GAS | NORTH | 2001 | 240 | 240 | 240 | 240 | 240 | 240 | 240 | 240 | 240 | 240 | 240
130 | MIDLOTHIAN ENERGY FACILITY CS 2 |  | MDANP_CT2 | ELLIS | GAS | NORTH | 2001 | 240 | 240 | 240 | 240 | 240 | 240 | 240 | 240 | 240 | 240 | 240
131 | MIDLOTHIAN ENERGY FACILITY CS 3 |  | MDANP_CT3 | ELLIS | GAS | NORTH | 2001 | 240 | 240 | 240 | 240 | 240 | 240 | 240 | 240 | 240 | 240 | 240
132 | MIDLOTHIAN ENERGY FACILITY CS 4 |  | MDANP_CT4 | ELLIS | GAS | NORTH | 2001 | 240 | 240 | 240 | 240 | 240 | 240 | 240 | 240 | 240 | 240 | 240
133 | MIDLOTHIAN ENERGY FACILITY CS 5 |  | MDANP_CT5 | ELLIS | GAS | NORTH | 2002 | 257 | 257 | 257 | 257 | 257 | 257 | 257 | 257 | 257 | 257 | 257
134 | MIDLOTHIAN ENERGY FACILITY CS 6 |  | MDANP_CT6 | ELLIS | GAS | NORTH | 2002 | 257 | 257 | 257 | 257 | 257 | 257 | 257 | 257 | 257 | 257 | 257
135 | NUECES BAY REPOWER CTG 8 |  | NUECES_B_NUECESG8 | NUECES | GAS | COASTAL | 2010 | 165 | 165 | 165 | 165 | 165 | 165 | 165 | 165 | 165 | 165 | 165
136 | NUECES BAY REPOWER CTG 9 |  | NUECES_B_NUECESG9 | NUECES | GAS | COASTAL | 2010 | 165 | 165 | 165 | 165 | 165 | 165 | 165 | 165 | 165 | 165 | 165
137 | NUECES BAY REPOWER STG 7 |  | NUECES_B_NUECESG7 | NUECES | GAS | COASTAL | 1972 | 325 | 325 | 325 | 325 | 325 | 325 | 325 | 325 | 325 | 325 | 325
138 | ODESSA-ECTOR POWER CTG 11 |  | OECCS_CT11 | ECTOR | GAS | WEST | 2001 | 155.1 | 155.1 | 155.1 | 155.1 | 155.1 | 155.1 | 155.1 | 155.1 | 155.1 | 155.1 | 155.1
139 | ODESSA-ECTOR POWER CTG 12 |  | OECCS_CT12 | ECTOR | GAS | WEST | 2001 | 152.2 | 152.2 | 152.2 | 152.2 | 152.2 | 152.2 | 152.2 | 152.2 | 152.2 | 152.2 | 152.2
140 | ODESSA-ECTOR POWER CTG 21 |  | OECCS_CT21 | ECTOR | GAS | WEST | 2001 | 150.3 | 150.3 | 150.3 | 150.3 | 150.3 | 150.3 | 150.3 | 150.3 | 150.3 | 150.3 | 150.3
141 | ODESSA-ECTOR POWER CTG 22 |  | OECCS_CT22 | ECTOR | GAS | WEST | 2001 | 145.9 | 145.9 | 145.9 | 145.9 | 145.9 | 145.9 | 145.9 | 145.9 | 145.9 | 145.9 | 145.9
142 | ODESSA-ECTOR POWER STG 1 |  | OECCS_UNIT1 | ECTOR | GAS | WEST | 2001 | 216 | 216 | 216 | 216 | 216 | 216 | 216 | 216 | 216 | 216 | 216
143 | ODESSA-ECTOR POWER STG 2 |  | OECCS_UNIT2 | ECTOR | GAS | WEST | 2001 | 216 | 216 | 216 | 216 | 216 | 216 | 216 | 216 | 216 | 216 | 216
144 | PANDA SHERMAN POWER CTG1 |  | PANDA_S_SHER1CT1 | GRAYSON | GAS | NORTH | 2014 | 218.5 | 218.5 | 218.5 | 218.5 | 218.5 | 218.5 | 218.5 | 218.5 | 218.5 | 218.5 | 218.5
145 | PANDA SHERMAN POWER CTG2 |  | PANDA_S_SHER1CT2 | GRAYSON | GAS | NORTH | 2014 | 218.5 | 218.5 | 218.5 | 218.5 | 218.5 | 218.5 | 218.5 | 218.5 | 218.5 | 218.5 | 218.5
146 | PANDA SHERMAN POWER STG |  | PANDA_S_SHER1ST1 | GRAYSON | GAS | NORTH | 2014 | 333.6 | 333.6 | 333.6 | 333.6 | 333.6 | 333.6 | 333.6 | 333.6 | 333.6 | 333.6 | 333.6
147 | PANDA TEMPLE I POWER CTG1 |  | PANDA_T1_TMPL1CT1 | BELL | GAS | NORTH | 2014 | 218.5 | 218.5 | 218.5 | 218.5 | 218.5 | 218.5 | 218.5 | 218.5 | 218.5 | 218.5 | 218.5
148 | PANDA TEMPLE I POWER CTG2 |  | PANDA_T1_TMPL1CT2 | BELL | GAS | NORTH | 2014 | 218.5 | 218.5 | 218.5 | 218.5 | 218.5 | 218.5 | 218.5 | 218.5 | 218.5 | 218.5 | 218.5
149 | PANDA TEMPLE I POWER STG |  | PANDA_T1_TMPL1ST1 | BELL | GAS | NORTH | 2014 | 333.6 | 333.6 | 333.6 | 333.6 | 333.6 | 333.6 | 333.6 | 333.6 | 333.6 | 333.6 | 333.6
150 | PANDA TEMPLE II POWER CTG1 |  | PANDA_T2_TMPL2CT1 | BELL | GAS | NORTH | 2015 | 218.5 | 218.5 | 218.5 | 218.5 | 218.5 | 218.5 | 218.5 | 218.5 | 218.5 | 218.5 | 218.5
151 | PANDA TEMPLE II POWER CTG2 |  | PANDA_T2_TMPL2CT2 | BELL | GAS | NORTH | 2015 | 218.5 | 218.5 | 218.5 | 218.5 | 218.5 | 218.5 | 218.5 | 218.5 | 218.5 | 218.5 | 218.5
152 | PANDA TEMPLE II POWER STG |  | PANDA_T2_TMPL2ST1 | BELL | GAS | NORTH | 2015 | 333.6 | 333.6 | 333.6 | 333.6 | 333.6 | 333.6 | 333.6 | 333.6 | 333.6 | 333.6 | 333.6
153 | PARIS ENERGY CENTER CTG 1 |  | TNSKA_GT1 | LAMAR | GAS | NORTH | 1989 | 87 | 87 | 87 | 87 | 87 | 87 | 87 | 87 | 87 | 87 | 87
154 | PARIS ENERGY CENTER CTG 2 |  | TNSKA_GT2 | LAMAR | GAS | NORTH | 1989 | 87 | 87 | 87 | 87 | 87 | 87 | 87 | 87 | 87 | 87 | 87
155 | PARIS ENERGY CENTER STG |  | TNSKA_STG | LAMAR | GAS | NORTH | 1990 | 89 | 89 | 89 | 89 | 89 | 89 | 89 | 89 | 89 | 89 | 89
156 | PASADENA COGEN FACILITY CTG 2 |  | PSG_PSG_GT2 | HARRIS | GAS | HOUSTON | 2000 | 176 | 176 | 176 | 176 | 176 | 176 | 176 | 176 | 176 | 176 | 176
157 | PASADENA COGEN FACILITY CTG 3 |  | PSG_PSG_GT3 | HARRIS | GAS | HOUSTON | 2000 | 176 | 176 | 176 | 176 | 176 | 176 | 176 | 176 | 176 | 176 | 176
158 | PASADENA COGEN FACILITY STG 2 |  | PSG_PSG_ST2 | HARRIS | GAS | HOUSTON | 2000 | 169 | 169 | 169 | 169 | 169 | 169 | 169 | 169 | 169 | 169 | 169
159 | QUAIL RUN ENERGY CTG 1 |  | QALSW_GT1 | ECTOR | GAS | WEST | 2007 | 84 | 84 | 84 | 84 | 84 | 84 | 84 | 84 | 84 | 84 | 84
160 | QUAIL RUN ENERGY CTG 2 |  | QALSW_GT2 | ECTOR | GAS | WEST | 2007 | 86 | 86 | 86 | 86 | 86 | 86 | 86 | 86 | 86 | 86 | 86
161 | QUAIL RUN ENERGY STG 1 |  | QALSW_STG1 | ECTOR | GAS | WEST | 2007 | 98 | 98 | 98 | 98 | 98 | 98 | 98 | 98 | 98 | 98 | 98
162 | QUAIL RUN ENERGY CTG 3 |  | QALSW_GT3 | ECTOR | GAS | WEST | 2008 | 81 | 81 | 81 | 81 | 81 | 81 | 81 | 81 | 81 | 81 | 81
163 | QUAIL RUN ENERGY CTG 4 |  | QALSW_GT4 | ECTOR | GAS | WEST | 2008 | 81 | 81 | 81 | 81 | 81 | 81 | 81 | 81 | 81 | 81 | 81
164 | QUAIL RUN ENERGY STG 2 |  | QALSW_STG2 | ECTOR | GAS | WEST | 2008 | 98 | 98 | 98 | 98 | 98 | 98 | 98 | 98 | 98 | 98 | 98
165 | RIO NOGALES POWER CTG 1 |  | RIONOG_CT1 | GUADALUPE | GAS | SOUTH | 2002 | 175 | 175 | 175 | 175 | 175 | 175 | 175 | 175 | 175 | 175 | 175
166 | RIO NOGALES POWER CTG 2 |  | RIONOG_CT2 | GUADALUPE | GAS | SOUTH | 2002 | 175 | 175 | 175 | 175 | 175 | 175 | 175 | 175 | 175 | 175 | 175
167 | RIO NOGALES POWER CTG 3 |  | RIONOG_CT3 | GUADALUPE | GAS | SOUTH | 2002 | 175 | 175 | 175 | 175 | 175 | 175 | 175 | 175 | 175 | 175 | 175
168 | RIO NOGALES POWER STG 4 |  | RIONOG_ST1 | GUADALUPE | GAS | SOUTH | 2002 | 323 | 323 | 323 | 323 | 323 | 323 | 323 | 323 | 323 | 323 | 323
169 | SAM RAYBURN POWER CTG 7 |  | RAYBURN_RAYBURG7 | VICTORIA | GAS | SOUTH | 2003 | 50 | 50 | 50 | 50 | 50 | 50 | 50 | 50 | 50 | 50 | 50
170 | SAM RAYBURN POWER CTG 8 |  | RAYBURN_RAYBURG8 | VICTORIA | GAS | SOUTH | 2003 | 51 | 51 | 51 | 51 | 51 | 51 | 51 | 51 | 51 | 51 | 51
171 | SAM RAYBURN POWER CTG 9 |  | RAYBURN_RAYBURG9 | VICTORIA | GAS | SOUTH | 2003 | 50 | 50 | 50 | 50 | 50 | 50 | 50 | 50 | 50 | 50 | 50
172 | SAM RAYBURN POWER STG 10 |  | RAYBURN_RAYBURG10 | VICTORIA | GAS | SOUTH | 2003 | 40 | 40 | 40 | 40 | 40 | 40 | 40 | 40 | 40 | 40 | 40
173 | SANDHILL ENERGY CENTER CTG 5A |  | SANDHSYD_SH_5A | TRAVIS | GAS | SOUTH | 2004 | 170 | 170 | 170 | 170 | 170 | 170 | 170 | 170 | 170 | 170 | 170
174 | SANDHILL ENERGY CENTER STG 5C |  | SANDHSYD_SH_5C | TRAVIS | GAS | SOUTH | 2004 | 160 | 160 | 160 | 160 | 160 | 160 | 160 | 160 | 160 | 160 | 160
175 | SILAS RAY POWER STG 6 |  | SILASRAY_SILAS_6 | CAMERON | GAS | COASTAL | 1962 | 21 | 21 | 21 | 21 | 21 | 21 | 21 | 21 | 21 | 21 | 21
176 | SILAS RAY POWER CTG 9 |  | SILASRAY_SILAS_9 | CAMERON | GAS | COASTAL | 1996 | 49 | 49 | 49 | 49 | 49 | 49 | 49 | 49 | 49 | 49 | 49
177 | T H WHARTON POWER CTG 31 |  | THW_THWGT31 | HARRIS | GAS | HOUSTON | 1972 | 57 | 57 | 57 | 57 | 57 | 57 | 57 | 57 | 57 | 57 | 57
178 | T H WHARTON POWER CTG 32 |  | THW_THWGT32 | HARRIS | GAS | HOUSTON | 1972 | 57 | 57 | 57 | 57 | 57 | 57 | 57 | 57 | 57 | 57 | 57
179 | T H WHARTON POWER CTG 33 |  | THW_THWGT33 | HARRIS | GAS | HOUSTON | 1972 | 57 | 57 | 57 | 57 | 57 | 57 | 57 | 57 | 57 | 57 | 57
180 | T H WHARTON POWER CTG 34 |  | THW_THWGT34 | HARRIS | GAS | HOUSTON | 1972 | 57 | 57 | 57 | 57 | 57 | 57 | 57 | 57 | 57 | 57 | 57
181 | T H WHARTON POWER STG 3 |  | THW_THWST_3 | HARRIS | GAS | HOUSTON | 1974 | 104 | 104 | 104 | 104 | 104 | 104 | 104 | 104 | 104 | 104 | 104
182 | T H WHARTON POWER CTG 41 |  | THW_THWGT41 | HARRIS | GAS | HOUSTON | 1972 | 57 | 57 | 57 | 57 | 57 | 57 | 57 | 57 | 57 | 57 | 57
183 | T H WHARTON POWER CTG 42 |  | THW_THWGT42 | HARRIS | GAS | HOUSTON | 1972 | 57 | 57 | 57 | 57 | 57 | 57 | 57 | 57 | 57 | 57 | 57
184 | T H WHARTON POWER CTG 43 |  | THW_THWGT43 | HARRIS | GAS | HOUSTON | 1974 | 57 | 57 | 57 | 57 | 57 | 57 | 57 | 57 | 57 | 57 | 57
185 | T H WHARTON POWER CTG 44 |  | THW_THWGT44 | HARRIS | GAS | HOUSTON | 1974 | 57 | 57 | 57 | 57 | 57 | 57 | 57 | 57 | 57 | 57 | 57
186 | T H WHARTON POWER STG 4 |  | THW_THWST_4 | HARRIS | GAS | HOUSTON | 1974 | 104 | 104 | 104 | 104 | 104 | 104 | 104 | 104 | 104 | 104 | 104
187 | TEXAS CITY POWER CTG A |  | TXCTY_CTA | GALVESTON | GAS | HOUSTON | 2000 | 102.4 | 102.4 | 102.4 | 102.4 | 102.4 | 102.4 | 102.4 | 102.4 | 102.4 | 102.4 | 102.4
188 | TEXAS CITY POWER CTG B |  | TXCTY_CTB | GALVESTON | GAS | HOUSTON | 2000 | 102.4 | 102.4 | 102.4 | 102.4 | 102.4 | 102.4 | 102.4 | 102.4 | 102.4 | 102.4 | 102.4
189 | TEXAS CITY POWER CTG C |  | TXCTY_CTC | GALVESTON | GAS | HOUSTON | 2000 | 102.4 | 102.4 | 102.4 | 102.4 | 102.4 | 102.4 | 102.4 | 102.4 | 102.4 | 102.4 | 102.4
190 | TEXAS CITY POWER STG |  | TXCTY_ST | GALVESTON | GAS | HOUSTON | 2000 | 131.5 | 131.5 | 131.5 | 131.5 | 131.5 | 131.5 | 131.5 | 131.5 | 131.5 | 131.5 | 131.5
191 | VICTORIA POWER CTG 6 |  | VICTORIA_VICTORG6 | VICTORIA | GAS | SOUTH | 2009 | 171 | 171 | 171 | 171 | 171 | 171 | 171 | 171 | 171 | 171 | 171
192 | VICTORIA POWER STG 5 |  | VICTORIA_VICTORG5 | VICTORIA | GAS | SOUTH | 1963 | 132 | 132 | 132 | 132 | 132 | 132 | 132 | 132 | 132 | 132 | 132
193 | WICHITA FALLS CTG 1 |  | WFCOGEN_UNIT1 | WICHITA | GAS | WEST | 1987 | 20 | 20 | 20 | 20 | 20 | 20 | 20 | 20 | 20 | 20 | 20
194 | WICHITA FALLS CTG 2 |  | WFCOGEN_UNIT2 | WICHITA | GAS | WEST | 1987 | 20 | 20 | 20 | 20 | 20 | 20 | 20 | 20 | 20 | 20 | 20
195 | WICHITA FALLS CTG 3 |  | WFCOGEN_UNIT3 | WICHITA | GAS | WEST | 1987 | 20 | 20 | 20 | 20 | 20 | 20 | 20 | 20 | 20 | 20 | 20
196 | WICHITA FALLS STG 4 |  | WFCOGEN_UNIT4 | WICHITA | GAS | WEST | 1987 | 16 | 16 | 16 | 16 | 16 | 16 | 16 | 16 | 16 | 16 | 16
197 | WISE-TRACTEBEL POWER CTG 1 |  | WCPP_CT1 | WISE | GAS | NORTH | 2004 | 275 | 275 | 275 | 275 | 275 | 275 | 275 | 275 | 275 | 275 | 275
198 | WISE-TRACTEBEL POWER CTG 2 |  | WCPP_CT2 | WISE | GAS | NORTH | 2004 | 275 | 275 | 275 | 275 | 275 | 275 | 275 | 275 | 275 | 275 | 275
199 | WISE-TRACTEBEL POWER STG 1 |  | WCPP_ST1 | WISE | GAS | NORTH | 2004 | 290 | 290 | 290 | 290 | 290 | 290 | 290 | 290 | 290 | 290 | 290
200 | WOLF HOLLOW POWER CTG 1 |  | WHCCS_CT1 | HOOD | GAS | NORTH | 2002 | 249 | 249 | 249 | 249 | 249 | 249 | 249 | 249 | 249 | 249 | 249
201 | WOLF HOLLOW POWER CTG 2 |  | WHCCS_CT2 | HOOD | GAS | NORTH | 2002 | 249 | 249 | 249 | 249 | 249 | 249 | 249 | 249 | 249 | 249 | 249
202 | WOLF HOLLOW POWER STG |  | WHCCS_STG | HOOD | GAS | NORTH | 2002 | 293 | 293 | 293 | 293 | 293 | 293 | 293 | 293 | 293 | 293 | 293
203 | ATKINS CTG 7 |  | ATKINS_ATKINSG7 | BRAZOS | GAS | NORTH | 1973 | 20 | 20 | 20 | 20 | 20 | 20 | 20 | 20 | 20 | 20 | 20
204 | DANSBY CTG 2 |  | DANSBY_DANSBYG2 | BRAZOS | GAS | NORTH | 2004 | 48 | 48 | 48 | 48 | 48 | 48 | 48 | 48 | 48 | 48 | 48
205 | DANSBY CTG 3 |  | DANSBY_DANSBYG3 | BRAZOS | GAS | NORTH | 2010 | 50 | 50 | 50 | 50 | 50 | 50 | 50 | 50 | 50 | 50 | 50
206 | DECKER CREEK CTG 1 |  | DECKER_DPGT_1 | TRAVIS | GAS | SOUTH | 1989 | 54 | 54 | 54 | 54 | 54 | 54 | 54 | 54 | 54 | 54 | 54
207 | DECKER CREEK CTG 2 |  | DECKER_DPGT_2 | TRAVIS | GAS | SOUTH | 1989 | 54 | 54 | 54 | 54 | 54 | 54 | 54 | 54 | 54 | 54 | 54
208 | DECKER CREEK CTG 3 |  | DECKER_DPGT_3 | TRAVIS | GAS | SOUTH | 1989 | 54 | 54 | 54 | 54 | 54 | 54 | 54 | 54 | 54 | 54 | 54
209 | DECKER CREEK CTG 4 |  | DECKER_DPGT_4 | TRAVIS | GAS | SOUTH | 1989 | 54 | 54 | 54 | 54 | 54 | 54 | 54 | 54 | 54 | 54 | 54
210 | DECORDOVA CTG 1 |  | DCSES_CT10 | HOOD | GAS | NORTH | 1990 | 80 | 80 | 80 | 80 | 80 | 80 | 80 | 80 | 80 | 80 | 80
211 | DECORDOVA CTG 2 |  | DCSES_CT20 | HOOD | GAS | NORTH | 1990 | 79 | 79 | 79 | 79 | 79 | 79 | 79 | 79 | 79 | 79 | 79
212 | DECORDOVA CTG 3 |  | DCSES_CT30 | HOOD | GAS | NORTH | 1990 | 78 | 78 | 78 | 78 | 78 | 78 | 78 | 78 | 78 | 78 | 78
213 | DECORDOVA CTG 4 |  | DCSES_CT40 | HOOD | GAS | NORTH | 1990 | 77 | 77 | 77 | 77 | 77 | 77 | 77 | 77 | 77 | 77 | 77
214 | ECTOR COUNTY ENERGY CTG 1 |  | ECEC_G1 | ECTOR | GAS | WEST | 2015 | 170.4 | 170.4 | 170.4 | 170.4 | 170.4 | 170.4 | 170.4 | 170.4 | 170.4 | 170.4 | 170.4
215 | ECTOR COUNTY ENERGY CTG 2 |  | ECEC_G2 | ECTOR | GAS | WEST | 2015 | 170.4 | 170.4 | 170.4 | 170.4 | 170.4 | 170.4 | 170.4 | 170.4 | 170.4 | 170.4 | 170.4
216 | EXTEX LAPORTE GEN STN CTG 1 |  | AZ_AZ_G1 | HARRIS | GAS | HOUSTON | 2009 | 45 | 45 | 45 | 45 | 45 | 45 | 45 | 45 | 45 | 45 | 45
217 | EXTEX LAPORTE GEN STN CTG 2 |  | AZ_AZ_G2 | HARRIS | GAS | HOUSTON | 2009 | 45 | 45 | 45 | 45 | 45 | 45 | 45 | 45 | 45 | 45 | 45
218 | EXTEX LAPORTE GEN STN CTG 3 |  | AZ_AZ_G3 | HARRIS | GAS | HOUSTON | 2009 | 45 | 45 | 45 | 45 | 45 | 45 | 45 | 45 | 45 | 45 | 45
219 | EXTEX LAPORTE GEN STN CTG 4 |  | AZ_AZ_G4 | HARRIS | GAS | HOUSTON | 2009 | 45 | 45 | 45 | 45 | 45 | 45 | 45 | 45 | 45 | 45 | 45
220 | GREENS BAYOU CTG 73 |  | GBY_GBYGT73 | HARRIS | GAS | HOUSTON | 1976 | 54 | 54 | 54 | 54 | 54 | 54 | 54 | 54 | 54 | 54 | 54
221 | GREENS BAYOU CTG 74 |  | GBY_GBYGT74 | HARRIS | GAS | HOUSTON | 1976 | 54 | 54 | 54 | 54 | 54 | 54 | 54 | 54 | 54 | 54 | 54
222 | GREENS BAYOU CTG 81 |  | GBY_GBYGT81 | HARRIS | GAS | HOUSTON | 1976 | 54 | 54 | 54 | 54 | 54 | 54 | 54 | 54 | 54 | 54 | 54
223 | GREENS BAYOU CTG 82 |  | GBY_GBYGT82 | HARRIS | GAS | HOUSTON | 1976 | 58 | 58 | 58 | 58 | 58 | 58 | 58 | 58 | 58 | 58 | 58
224 | GREENS BAYOU CTG 83 |  | GBY_GBYGT83 | HARRIS | GAS | HOUSTON | 1976 | 64 | 64 | 64 | 64 | 64 | 64 | 64 | 64 | 64 | 64 | 64
225 | GREENS BAYOU CTG 84 |  | GBY_GBYGT84 | HARRIS | GAS | HOUSTON | 1976 | 54 | 54 | 54 | 54 | 54 | 54 | 54 | 54 | 54 | 54 | 54
226 | GREENVILLE IC ENGINE PLANT |  | STEAM_ENGINE_1 | HUNT | GAS | NORTH | 2010 | 8.4 | 8.4 | 8.4 | 8.4 | 8.4 | 8.4 | 8.4 | 8.4 | 8.4 | 8.4 | 8.4
227 | GREENVILLE IC ENGINE PLANT |  | STEAM_ENGINE_2 | HUNT | GAS | NORTH | 2010 | 8.4 | 8.4 | 8.4 | 8.4 | 8.4 | 8.4 | 8.4 | 8.4 | 8.4 | 8.4 | 8.4
228 | GREENVILLE IC ENGINE PLANT |  | STEAM_ENGINE_3 | HUNT | GAS | NORTH | 2010 | 8.4 | 8.4 | 8.4 | 8.4 | 8.4 | 8.4 | 8.4 | 8.4 | 8.4 | 8.4 | 8.4
229 | LAREDO CTG 4 |  | LARDVFTN_G4 | WEBB | GAS | SOUTH | 2008 | 97.4 | 97.4 | 97.4 | 97.4 | 97.4 | 97.4 | 97.4 | 97.4 | 97.4 | 97.4 | 97.4
230 | LAREDO CTG 5 |  | LARDVFTN_G5 | WEBB | GAS | SOUTH | 2008 | 94.4 | 94.4 | 94.4 | 94.4 | 94.4 | 94.4 | 94.4 | 94.4 | 94.4 | 94.4 | 94.4
231 | LEON CREEK PEAKER CTG 1 |  | LEON_CRK_LCPCT1 | BEXAR | GAS | SOUTH | 2004 | 45 | 45 | 45 | 45 | 45 | 45 | 45 | 45 | 45 | 45 | 45
232 | LEON CREEK PEAKER CTG 2 |  | LEON_CRK_LCPCT2 | BEXAR | GAS | SOUTH | 2004 | 46 | 46 | 46 | 46 | 46 | 46 | 46 | 46 | 46 | 46 | 46
233 | LEON CREEK PEAKER CTG 3 |  | LEON_CRK_LCPCT3 | BEXAR | GAS | SOUTH | 2004 | 44 | 44 | 44 | 44 | 44 | 44 | 44 | 44 | 44 | 44 | 44
234 | LEON CREEK PEAKER CTG 4 |  | LEON_CRK_LCPCT4 | BEXAR | GAS | SOUTH | 2004 | 46 | 46 | 46 | 46 | 46 | 46 | 46 | 46 | 46 | 46 | 46
235 | MORGAN CREEK CTG 1 |  | MGSES_CT1 | MITCHELL | GAS | WEST | 1988 | 81 | 81 | 81 | 81 | 81 | 81 | 81 | 81 | 81 | 81 | 81
236 | MORGAN CREEK CTG 2 |  | MGSES_CT2 | MITCHELL | GAS | WEST | 1988 | 81 | 81 | 81 | 81 | 81 | 81 | 81 | 81 | 81 | 81 | 81
237 | MORGAN CREEK CTG 3 |  | MGSES_CT3 | MITCHELL | GAS | WEST | 1988 | 81 | 81 | 81 | 81 | 81 | 81 | 81 | 81 | 81 | 81 | 81
238 | MORGAN CREEK CTG 4 |  | MGSES_CT4 | MITCHELL | GAS | WEST | 1988 | 81 | 81 | 81 | 81 | 81 | 81 | 81 | 81 | 81 | 81 | 81
239 | MORGAN CREEK CTG 5 |  | MGSES_CT5 | MITCHELL | GAS | WEST | 1988 | 81 | 81 | 81 | 81 | 81 | 81 | 81 | 81 | 81 | 81 | 81
240 | MORGAN CREEK CTG 6 |  | MGSES_CT6 | MITCHELL | GAS | WEST | 1988 | 81 | 81 | 81 | 81 | 81 | 81 | 81 | 81 | 81 | 81 | 81
241 | PEARSALL IC ENGINE PLANT A |  | PEARSAL2_AGR_A | FRIO | GAS | SOUTH | 2012 | 50.6 | 50.6 | 50.6 | 50.6 | 50.6 | 50.6 | 50.6 | 50.6 | 50.6 | 50.6 | 50.6
242 | PEARSALL IC ENGINE PLANT B |  | PEARSAL2_AGR_B | FRIO | GAS | SOUTH | 2012 | 50.6 | 50.6 | 50.6 | 50.6 | 50.6 | 50.6 | 50.6 | 50.6 | 50.6 | 50.6 | 50.6
243 | PEARSALL IC ENGINE PLANT C |  | PEARSAL2_AGR_C | FRIO | GAS | SOUTH | 2012 | 50.6 | 50.6 | 50.6 | 50.6 | 50.6 | 50.6 | 50.6 | 50.6 | 50.6 | 50.6 | 50.6
244 | PEARSALL IC ENGINE PLANT D |  | PEARSAL2_AGR_D | FRIO | GAS | SOUTH | 2012 | 50.6 | 50.6 | 50.6 | 50.6 | 50.6 | 50.6 | 50.6 | 50.6 | 50.6 | 50.6 | 50.6
245 | PERMIAN BASIN CTG 1 |  | PB2SES_CT1 | WARD | GAS | WEST | 1988 | 71 | 71 | 71 | 71 | 71 | 71 | 71 | 71 | 71 | 71 | 71
246 | PERMIAN BASIN CTG 2 |  | PB2SES_CT2 | WARD | GAS | WEST | 1988 | 71 | 71 | 71 | 71 | 71 | 71 | 71 | 71 | 71 | 71 | 71
247 | PERMIAN BASIN CTG 3 |  | PB2SES_CT3 | WARD | GAS | WEST | 1988 | 74 | 74 | 74 | 74 | 74 | 74 | 74 | 74 | 74 | 74 | 74
248 | PERMIAN BASIN CTG 4 |  | PB2SES_CT4 | WARD | GAS | WEST | 1990 | 75 | 75 | 75 | 75 | 75 | 75 | 75 | 75 | 75 | 75 | 75
249 | PERMIAN BASIN CTG 5 |  | PB2SES_CT5 | WARD | GAS | WEST | 1990 | 75 | 75 | 75 | 75 | 75 | 75 | 75 | 75 | 75 | 75 | 75
250 | R W MILLER CTG 4 |  | MIL_MILLERG4 | PALO PINTO | GAS | NORTH | 1994 | 115 | 115 | 115 | 115 | 115 | 115 | 115 | 115 | 115 | 115 | 115
251 | R W MILLER CTG 5 |  | MIL_MILLERG5 | PALO PINTO | GAS | NORTH | 1994 | 115 | 115 | 115 | 115 | 115 | 115 | 115 | 115 | 115 | 115 | 115
252 | RAY OLINGER CTG 4 |  | OLINGR_OLING_4 | COLLIN | GAS | NORTH | 2001 | 84 | 84 | 84 | 84 | 84 | 84 | 84 | 84 | 84 | 84 | 84
253 | SAM RAYBURN CTG 1 |  | RAYBURN_RAYBURG1 | VICTORIA | GAS | SOUTH | 1963 | 13.5 | 13.5 | 13.5 | 13.5 | 13.5 | 13.5 | 13.5 | 13.5 | 13.5 | 13.5 | 13.5
254 | SAM RAYBURN CTG 2 |  | RAYBURN_RAYBURG2 | VICTORIA | GAS | SOUTH | 1963 | 13.5 | 13.5 | 13.5 | 13.5 | 13.5 | 13.5 | 13.5 | 13.5 | 13.5 | 13.5 | 13.5
255 | SAN JACINTO SES CTG 1 |  | SJS_SJS_G1 | HARRIS | GAS | HOUSTON | 1995 | 81 | 81 | 81 | 81 | 81 | 81 | 81 | 81 | 81 | 81 | 81
256 | SAN JACINTO SES CTG 2 |  | SJS_SJS_G2 | HARRIS | GAS | HOUSTON | 1995 | 81 | 81 | 81 | 81 | 81 | 81 | 81 | 81 | 81 | 81 | 81
257 | SANDHILL ENERGY CENTER CTG 1 |  | SANDHSYD_SH1 | TRAVIS | GAS | SOUTH | 2001 | 48 | 48 | 48 | 48 | 48 | 48 | 48 | 48 | 48 | 48 | 48
258 | SANDHILL ENERGY CENTER CTG 2 |  | SANDHSYD_SH2 | TRAVIS | GAS | SOUTH | 2001 | 48 | 48 | 48 | 48 | 48 | 48 | 48 | 48 | 48 | 48 | 48
259 | SANDHILL ENERGY CENTER CTG 3 |  | SANDHSYD_SH3 | TRAVIS | GAS | SOUTH | 2001 | 48 | 48 | 48 | 48 | 48 | 48 | 48 | 48 | 48 | 48 | 48
260 | SANDHILL ENERGY CENTER CTG 4 |  | SANDHSYD_SH4 | TRAVIS | GAS | SOUTH | 2001 | 48 | 48 | 48 | 48 | 48 | 48 | 48 | 48 | 48 | 48 | 48
261 | SANDHILL ENERGY CENTER CTG 6 |  | SANDHSYD_SH6 | TRAVIS | GAS | SOUTH | 2010 | 48 | 48 | 48 | 48 | 48 | 48 | 48 | 48 | 48 | 48 | 48
262 | SANDHILL ENERGY CENTER CTG 7 |  | SANDHSYD_SH7 | TRAVIS | GAS | SOUTH | 2010 | 48 | 48 | 48 | 48 | 48 | 48 | 48 | 48 | 48 | 48 | 48
263 | SILAS RAY CTG 10 |  | SILASRAY_SILAS_10 | CAMERON | GAS | COASTAL | 2004 | 46 | 46 | 46 | 46 | 46 | 46 | 46 | 46 | 46 | 46 | 46
264 | T H WHARTON CTG 51 |  | THW_THWGT51 | HARRIS | GAS | HOUSTON | 1975 | 57 | 57 | 57 | 57 | 57 | 57 | 57 | 57 | 57 | 57 | 57
265 | T H WHARTON CTG 52 |  | THW_THWGT52 | HARRIS | GAS | HOUSTON | 1975 | 57 | 57 | 57 | 57 | 57 | 57 | 57 | 57 | 57 | 57 | 57
266 | T H WHARTON CTG 53 |  | THW_THWGT53 | HARRIS | GAS | HOUSTON | 1975 | 57 | 57 | 57 | 57 | 57 | 57 | 57 | 57 | 57 | 57 | 57
267 | T H WHARTON CTG 54 |  | THW_THWGT54 | HARRIS | GAS | HOUSTON | 1975 | 57 | 57 | 57 | 57 | 57 | 57 | 57 | 57 | 57 | 57 | 57
268 | T H WHARTON CTG 55 |  | THW_THWGT55 | HARRIS | GAS | HOUSTON | 1975 | 57 | 57 | 57 | 57 | 57 | 57 | 57 | 57 | 57 | 57 | 57
269 | T H WHARTON CTG 56 |  | THW_THWGT56 | HARRIS | GAS | HOUSTON | 1975 | 57 | 57 | 57 | 57 | 57 | 57 | 57 | 57 | 57 | 57 | 57
270 | T H WHARTON CTG G1 |  | THW_THWGT_1 | HARRIS | GAS | HOUSTON | 1967 | 13 | 13 | 13 | 13 | 13 | 13 | 13 | 13 | 13 | 13 | 13
271 | TEXAS GULF SULPHUR |  | TGF_TGFGT_1 | WHARTON | GAS | SOUTH | 1985 | 89 | 89 | 89 | 89 | 89 | 89 | 89 | 89 | 89 | 89 | 89
272 | V H BRAUNIG CTG 5 |  | BRAUNIG_VHB6CT5 | BEXAR | GAS | SOUTH | 2009 | 48 | 48 | 48 | 48 | 48 | 48 | 48 | 48 | 48 | 48 | 48
273 | V H BRAUNIG CTG 6 |  | BRAUNIG_VHB6CT6 | BEXAR | GAS | SOUTH | 2009 | 48 | 48 | 48 | 48 | 48 | 48 | 48 | 48 | 48 | 48 | 48
274 | V H BRAUNIG CTG 7 |  | BRAUNIG_VHB6CT7 | BEXAR | GAS | SOUTH | 2009 | 48 | 48 | 48 | 48 | 48 | 48 | 48 | 48 | 48 | 48 | 48
275 | V H BRAUNIG CTG 8 |  | BRAUNIG_VHB6CT8 | BEXAR | GAS | SOUTH | 2009 | 47 | 47 | 47 | 47 | 47 | 47 | 47 | 47 | 47 | 47 | 47
276 | W A PARISH CTG 1 |  | WAP_WAPGT_1 | FT. BEND | GAS | HOUSTON | 1967 | 13 | 13 | 13 | 13 | 13 | 13 | 13 | 13 | 13 | 13 | 13
277 | WINCHESTER POWER PARK CTG 1 |  | WIPOPA_WPP_G1 | FAYETTE | GAS | SOUTH | 2009 | 46 | 46 | 46 | 46 | 46 | 46 | 46 | 46 | 46 | 46 | 46
278 | WINCHESTER POWER PARK CTG 2 |  | WIPOPA_WPP_G2 | FAYETTE | GAS | SOUTH | 2009 | 46 | 46 | 46 | 46 | 46 | 46 | 46 | 46 | 46 | 46 | 46
279 | WINCHESTER POWER PARK CTG 3 |  | WIPOPA_WPP_G3 | FAYETTE | GAS | SOUTH | 2009 | 46 | 46 | 46 | 46 | 46 | 46 | 46 | 46 | 46 | 46 | 46
280 | WINCHESTER POWER PARK CTG 4 |  | WIPOPA_WPP_G4 | FAYETTE | GAS | SOUTH | 2009 | 46 | 46 | 46 | 46 | 46 | 46 | 46 | 46 | 46 | 46 | 46
281 | B M DAVIS STG U1 |  | B_DAVIS_B_DAVIG1 | NUECES | GAS | COASTAL | 1974 | 330 | 330 | 330 | 330 | 330 | 330 | 330 | 330 | 330 | 330 | 330
282 | CEDAR BAYOU STG U1 |  | CBY_CBY_G1 | CHAMBERS | GAS | HOUSTON | 1970 | 745 | 745 | 745 | 745 | 745 | 745 | 745 | 745 | 745 | 745 | 745
283 | CEDAR BAYOU STG U2 |  | CBY_CBY_G2 | CHAMBERS | GAS | HOUSTON | 1972 | 749 | 749 | 749 | 749 | 749 | 749 | 749 | 749 | 749 | 749 | 749
284 | DANSBY STG U1 |  | DANSBY_DANSBYG1 | BRAZOS | GAS | NORTH | 1978 | 110 | 110 | 110 | 110 | 110 | 110 | 110 | 110 | 110 | 110 | 110
285 | DECKER CREEK STG U1 |  | DECKER_DPG1 | TRAVIS | GAS | SOUTH | 1971 | 320 | 320 | 320 | 320 | 320 | 320 | 320 | 320 | 320 | 320 | 320
286 | DECKER CREEK STG U2 |  | DECKER_DPG2 | TRAVIS | GAS | SOUTH | 1978 | 428 | 428 | 428 | 428 | 428 | 428 | 428 | 428 | 428 | 428 | 428
287 | GRAHAM STG U1 |  | GRSES_UNIT1 | YOUNG | GAS | WEST | 1960 | 234 | 234 | 234 | 234 | 234 | 234 | 234 | 234 | 234 | 234 | 234
288 | GRAHAM STG U2 |  | GRSES_UNIT2 | YOUNG | GAS | WEST | 1969 | 390 | 390 | 390 | 390 | 390 | 390 | 390 | 390 | 390 | 390 | 390
289 | HANDLEY STG U3 |  | HLSES_UNIT3 | TARRANT | GAS | NORTH | 1963 | 395 | 395 | 395 | 395 | 395 | 395 | 395 | 395 | 395 | 395 | 395
290 | HANDLEY STG U4 |  | HLSES_UNIT4 | TARRANT | GAS | NORTH | 1976 | 435 | 435 | 435 | 435 | 435 | 435 | 435 | 435 | 435 | 435 | 435
291 | HANDLEY STG U5 |  | HLSES_UNIT5 | TARRANT | GAS | NORTH | 1977 | 435 | 435 | 435 | 435 | 435 | 435 | 435 | 435 | 435 | 435 | 435
292 | LAKE HUBBARD STG U1 |  | LHSES_UNIT1 | DALLAS | GAS | NORTH | 1970 | 392 | 392 | 392 | 392 | 392 | 392 | 392 | 392 | 392 | 392 | 392
293 | LAKE HUBBARD STG U2 |  | LHSES_UNIT2A | DALLAS | GAS | NORTH | 1973 | 523 | 523 | 523 | 523 | 523 | 523 | 523 | 523 | 523 | 523 | 523
294 | MOUNTAIN CREEK STG U6 |  | MCSES_UNIT6 | DALLAS | GAS | NORTH | 1956 | 122 | 122 | 122 | 122 | 122 | 122 | 122 | 122 | 122 | 122 | 122
295 | MOUNTAIN CREEK STG U7 |  | MCSES_UNIT7 | DALLAS | GAS | NORTH | 1958 | 118 | 118 | 118 | 118 | 118 | 118 | 118 | 118 | 118 | 118 | 118
296 | MOUNTAIN CREEK STG U8 |  | MCSES_UNIT8 | DALLAS | GAS | NORTH | 1967 | 568 | 568 | 568 | 568 | 568 | 568 | 568 | 568 | 568 | 568 | 568
297 | O W SOMMERS STG U1 |  | CALAVERS_OWS1 | BEXAR | GAS | SOUTH | 1972 | 420 | 420 | 420 | 420 | 420 | 420 | 420 | 420 | 420 | 420 | 420
298 | O W SOMMERS STG U2 |  | CALAVERS_OWS2 | BEXAR | GAS | SOUTH | 1974 | 410 | 410 | 410 | 410 | 410 | 410 | 410 | 410 | 410 | 410 | 410
299 | PEARSALL STG U1 |  | PEARSALL_PEARS_1 | FRIO | GAS | SOUTH | 1961 | 20 | 20 | 20 | 20 | 20 | 20 | 20 | 20 | 20 | 20 | 20
300 | PEARSALL STG U2 |  | PEARSALL_PEARS_2 | FRIO | GAS | SOUTH | 1961 | 24 | 24 | 24 | 24 | 24 | 24 | 24 | 24 | 24 | 24 | 24
301 | PEARSALL STG U3 |  | PEARSALL_PEARS_3 | FRIO | GAS | SOUTH | 1961 | 22 | 22 | 22 | 22 | 22 | 22 | 22 | 22 | 22 | 22 | 22
302 | POWERLANE PLANT STG U1 |  | STEAM1A_STEAM_1 | HUNT | GAS | NORTH | 1966 | 20 | 20 | 20 | 20 | 20 | 20 | 20 | 20 | 20 | 20 | 20
303 | POWERLANE PLANT STG U2 |  | STEAM_STEAM_2 | HUNT | GAS | NORTH | 1967 | 26 | 26 | 26 | 26 | 26 | 26 | 26 | 26 | 26 | 26 | 26
304 | POWERLANE PLANT STG U3 |  | STEAM_STEAM_3 | HUNT | GAS | NORTH | 1978 | 41 | 41 | 41 | 41 | 41 | 41 | 41 | 41 | 41 | 41 | 41
305 | R W MILLER STG U1 |  | MIL_MILLERG1 | PALO PINTO | GAS | NORTH | 1968 | 75 | 75 | 75 | 75 | 75 | 75 | 75 | 75 | 75 | 75 | 75
306 | R W MILLER STG U2 |  | MIL_MILLERG2 | PALO PINTO | GAS | NORTH | 1972 | 120 | 120 | 120 | 120 | 120 | 120 | 120 | 120 | 120 | 120 | 120
307 | R W MILLER STG U3 |  | MIL_MILLERG3 | PALO PINTO | GAS | NORTH | 1975 | 208 | 208 | 208 | 208 | 208 | 208 | 208 | 208 | 208 | 208 | 208
308 | RAY OLINGER STG U1 |  | OLINGR_OLING_1 | COLLIN | GAS | NORTH | 1967 | 78 | 78 | 78 | 78 | 78 | 78 | 78 | 78 | 78 | 78 | 78
309 | RAY OLINGER STG U2 |  | OLINGR_OLING_2 | COLLIN | GAS | NORTH | 1971 | 107 | 107 | 107 | 107 | 107 | 107 | 107 | 107 | 107 | 107 | 107
310 | RAY OLINGER STG U3 |  | OLINGR_OLING_3 | COLLIN | GAS | NORTH | 1975 | 146 | 146 | 146 | 146 | 146 | 146 | 146 | 146 | 146 | 146 | 146
311 | SIM GIDEON STG U1 |  | GIDEON_GIDEONG1 | BASTROP | GAS | SOUTH | 1965 | 130 | 130 | 130 | 130 | 130 | 130 | 130 | 130 | 130 | 130 | 130
312 | SIM GIDEON STG U2 |  | GIDEON_GIDEONG2 | BASTROP | GAS | SOUTH | 1968 | 135 | 135 | 135 | 135 | 135 | 135 | 135 | 135 | 135 | 135 | 135
313 | SIM GIDEON STG U3 |  | GIDEON_GIDEONG3 | BASTROP | GAS | SOUTH | 1972 | 340 | 340 | 340 | 340 | 340 | 340 | 340 | 340 | 340 | 340 | 340
314 | SPENCER STG U4 |  | SPNCER_SPNCE_4 | DENTON | GAS | NORTH | 1966 | 61 | 61 | 61 | 61 | 61 | 61 | 61 | 61 | 61 | 61 | 61
315 | SPENCER STG U5 |  | SPNCER_SPNCE_5 | DENTON | GAS | NORTH | 1973 | 61 | 61 | 61 | 61 | 61 | 61 | 61 | 61 | 61 | 61 | 61
316 | STRYKER CREEK STG U1 |  | SCSES_UNIT1A | CHEROKEE | GAS | NORTH | 1958 | 167 | 167 | 167 | 167 | 167 | 167 | 167 | 167 | 167 | 167 | 167
317 | STRYKER CREEK STG U2 |  | SCSES_UNIT2 | CHEROKEE | GAS | NORTH | 1965 | 502 | 502 | 502 | 502 | 502 | 502 | 502 | 502 | 502 | 502 | 502
318 | TRINIDAD STG U6 |  | TRSES_UNIT6 | HENDERSON | GAS | NORTH | 1965 | 235 | 235 | 235 | 235 | 235 | 235 | 235 | 235 | 235 | 235 | 235
319 | V H BRAUNIG STG U1 |  | BRAUNIG_VHB1 | BEXAR | GAS | SOUTH | 1966 | 220 | 220 | 220 | 220 | 220 | 220 | 220 | 220 | 220 | 220 | 220
320 | V H BRAUNIG STG U2 |  | BRAUNIG_VHB2 | BEXAR | GAS | SOUTH | 1968 | 230 | 230 | 230 | 230 | 230 | 230 | 230 | 230 | 230 | 230 | 230
321 | V H BRAUNIG STG U3 |  | BRAUNIG_VHB3 | BEXAR | GAS | SOUTH | 1970 | 412 | 412 | 412 | 412 | 412 | 412 | 412 | 412 | 412 | 412 | 412
322 | W A PARISH STG U1 |  | WAP_WAP_G1 | FT. BEND | GAS | HOUSTON | 1958 | 169 | 169 | 169 | 169 | 169 | 169 | 169 | 169 | 169 | 169 | 169
323 | W A PARISH STG U2 |  | WAP_WAP_G2 | FT. BEND | GAS | HOUSTON | 1958 | 169 | 169 | 169 | 169 | 169 | 169 | 169 | 169 | 169 | 169 | 169
324 | W A PARISH STG U3 |  | WAP_WAP_G3 | FT. BEND | GAS | HOUSTON | 1961 | 258 | 258 | 258 | 258 | 258 | 258 | 258 | 258 | 258 | 258 | 258
325 | W A PARISH STG U4 |  | WAP_WAP_G4 | FT. BEND | GAS | HOUSTON | 1968 | 552 | 552 | 552 | 552 | 552 | 552 | 552 | 552 | 552 | 552 | 552
326 | W A PARISH - PETRA NOVA CTG (AS OF 5/19/2016) |  | PNPI_GT2 | FORT BEND | GAS | HOUSTON | 2013 | 88 | 88 | 88 | 88 | 88 | 88 | 88 | 88 | 88 | 88 | 88
327 | NACOGDOCHES POWER |  | NACPW_UNIT1 | NACOGDOCHES | BIOMASS | NORTH | 2012 | 105 | 105 | 105 | 105 | 105 | 105 | 105 | 105 | 105 | 105 | 105
328 | BIOENERGY AUSTIN WALZEM RD LFG |  | DG_WALZE_4UNITS | BEXAR | BIOMASS | SOUTH | 2002 | 9.8 | 9.8 | 9.8 | 9.8 | 9.8 | 9.8 | 9.8 | 9.8 | 9.8 | 9.8 | 9.8
329 | BIOENERGY TEXAS COVEL GARDENS LFG |  | DG_MEDIN_1UNIT | BEXAR | BIOMASS | SOUTH | 2005 | 9.6 | 9.6 | 9.6 | 9.6 | 9.6 | 9.6 | 9.6 | 9.6 | 9.6 | 9.6 | 9.6
330 | FORT WORTH METHANE LFG |  | DG_RDLML_1UNIT | TARRANT | BIOMASS | NORTH | 2011 | 1.6 | 1.6 | 1.6 | 1.6 | 1.6 | 1.6 | 1.6 | 1.6 | 1.6 | 1.6 | 1.6
331 | GRAND PRAIRIE LFG |  | DG_TRIRA_1UNIT | DALLAS | BIOMASS | NORTH | 2015 | 4 | 4 | 4 | 4 | 4 | 4 | 4 | 4 | 4 | 4 | 4
332 | MCKINNEY LFG |  | DG_MKNSW_2UNITS | COLLIN | BIOMASS | NORTH | 2011 | 3.2 | 3.2 | 3.2 | 3.2 | 3.2 | 3.2 | 3.2 | 3.2 | 3.2 | 3.2 | 3.2
333 | NELSON GARDENS LFG |  | DG_78252_4UNITS | BEXAR | BIOMASS | SOUTH | 2013 | 4.2 | 4.2 | 4.2 | 4.2 | 4.2 | 4.2 | 4.2 | 4.2 | 4.2 | 4.2 | 4.2
334 | SKYLINE LFG |  | DG_FERIS_4 UNITS | DALLAS | BIOMASS | NORTH | 2007 | 6.4 | 6.4 | 6.4 | 6.4 | 6.4 | 6.4 | 6.4 | 6.4 | 6.4 | 6.4 | 6.4
335 | TRINITY OAKS LFG |  | DG_KLBRG_1UNIT | DALLAS | BIOMASS | NORTH | 2011 | 3.2 | 3.2 | 3.2 | 3.2 | 3.2 | 3.2 | 3.2 | 3.2 | 3.2 | 3.2 | 3.2
336 | VIRIDIS ENERGY-ALVIN LFG |  | DG_AV_DG1 | GALVESTON | BIOMASS | HOUSTON | 2002 | 6.7 | 6.7 | 6.7 | 6.7 | 6.7 | 6.7 | 6.7 | 6.7 | 6.7 | 6.7 | 6.7
337 | VIRIDIS ENERGY-HUMBLE LFG |  | DG_HB_DG1 | HARRIS | BIOMASS | HOUSTON | 2002 | 10 | 10 | 10 | 10 | 10 | 10 | 10 | 10 | 10 | 10 | 10
338 | VIRIDIS ENERGY-LIBERTY LFG |  | DG_LB_DG1 | HARRIS | BIOMASS | HOUSTON | 2002 | 3.9 | 3.9 | 3.9 | 3.9 | 3.9 | 3.9 | 3.9 | 3.9 | 3.9 | 3.9 | 3.9
339 | VIRIDIS ENERGY-TRINITY BAY LFG |  | DG_TRN_DG1 | CHAMBERS | BIOMASS | HOUSTON | 2002 | 3.9 | 3.9 | 3.9 | 3.9 | 3.9 | 3.9 | 3.9 | 3.9 | 3.9 | 3.9 | 3.9
340 | WM RENEWABLE-AUSTIN LFG |  | DG_SPRIN_4UNITS | TRAVIS | BIOMASS | SOUTH | 2007 | 6.4 | 6.4 | 6.4 | 6.4 | 6.4 | 6.4 | 6.4 | 6.4 | 6.4 | 6.4 | 6.4
341 | WM RENEWABLE-DFW GAS RECOVERY LFG |  | DG_BIO2_4UNITS | DENTON | BIOMASS | NORTH | 2009 | 6.4 | 6.4 | 6.4 | 6.4 | 6.4 | 6.4 | 6.4 | 6.4 | 6.4 | 6.4 | 6.4
342 | WM RENEWABLE-BIOENERGY PARTNERS LFG |  | DG_BIOE_2UNITS | DENTON | BIOMASS | NORTH | 1988 | 6.2 | 6.2 | 6.2 | 6.2 | 6.2 | 6.2 | 6.2 | 6.2 | 6.2 | 6.2 | 6.2
343 | WM RENEWABLE-MESQUITE CREEK LFG |  | DG_FREIH_2UNITS | COMAL | BIOMASS | SOUTH | 2011 | 3.2 | 3.2 | 3.2 | 3.2 | 3.2 | 3.2 | 3.2 | 3.2 | 3.2 | 3.2 | 3.2
344 | WM RENEWABLE-WESTSIDE LFG |  | DG_WSTHL_3UNITS | PARKER | BIOMASS | NORTH | 2010 | 4.8 | 4.8 | 4.8 | 4.8 | 4.8 | 4.8 | 4.8 | 4.8 | 4.8 | 4.8 | 4.8
345 | NOTREES BATTERY FACILITY |  | NWF_NBS | WINKLER | STORAGE | WEST | 2012 | 0 | 0 | 0 | 0 | 0 | 0 | 0 | 0 | 0 | 0 | 0
346 | Operational Capacity Total (Nuclear, Coal, Gas, Biomass) | [6 empty] | 68294.2 | 68294.2 | 67454.2 | 67454.2 | 67454.2 | 67454.2 | 67454.2 | 67454.2 | 67454.2 | 67454.2 | 67542.2
347
348 | Operational Resources (Hydro)
349 | AMISTAD HYDRO 1 |  | AMISTAD_AMISTAG1 | VAL VERDE | HYDRO | WEST | 1983 | 37.9 | 37.9 | 37.9 | 37.9 | 37.9 | 37.9 | 37.9 | 37.9 | 37.9 | 37.9 | 37.9
350 | AMISTAD HYDRO 2 |  | AMISTAD_AMISTAG2 | VAL VERDE | HYDRO | WEST | 1983 | 37.9 | 37.9 | 37.9 | 37.9 | 37.9 | 37.9 | 37.9 | 37.9 | 37.9 | 37.9 | 37.9
351 | AUSTIN HYDRO 1 |  | AUSTPL_AUSTING1 | TRAVIS | HYDRO | SOUTH | 1940 | 8 | 8 | 8 | 8 | 8 | 8 | 8 | 8 | 8 | 8 | 8
352 | AUSTIN HYDRO 2 |  | AUSTPL_AUSTING2 | TRAVIS | HYDRO | SOUTH | 1940 | 9 | 9 | 9 | 9 | 9 | 9 | 9 | 9 | 9 | 9 | 9
353 | BUCHANAN HYDRO 1 |  | BUCHAN_BUCHANG1 | LLANO | HYDRO | SOUTH | 1938 | 16 | 16 | 16 | 16 | 16 | 16 | 16 | 16 | 16 | 16 | 16
354 | BUCHANAN HYDRO 2 |  | BUCHAN_BUCHANG2 | LLANO | HYDRO | SOUTH | 1938 | 16 | 16 | 16 | 16 | 16 | 16 | 16 | 16 | 16 | 16 | 16
355 | BUCHANAN HYDRO 3 |  | BUCHAN_BUCHANG3 | LLANO | HYDRO | SOUTH | 1950 | 17 | 17 | 17 | 17 | 17 | 17 | 17 | 17 | 17 | 17 | 17
356 | DENISON DAM 1 |  | DNDAM_DENISOG1 | GRAYSON | HYDRO | NORTH | 1944 | 40 | 40 | 40 | 40 | 40 | 40 | 40 | 40 | 40 | 40 | 40
357 | DENISON DAM 2 |  | DNDAM_DENISOG2 | GRAYSON | HYDRO | NORTH | 1948 | 40 | 40 | 40 | 40 | 40 | 40 | 40 | 40 | 40 | 40 | 40
358 | FALCON HYDRO 1 |  | FALCON_FALCONG1 | STARR | HYDRO | SOUTH | 1954 | 12 | 12 | 12 | 12 | 12 | 12 | 12 | 12 | 12 | 12 | 12
359 | FALCON HYDRO 2 |  | FALCON_FALCONG2 | STARR | HYDRO | SOUTH | 1954 | 12 | 12 | 12 | 12 | 12 | 12 | 12 | 12 | 12 | 12 | 12
360 | FALCON HYDRO 3 |  | FALCON_FALCONG3 | STARR | HYDRO | SOUTH | 1954 | 12 | 12 | 12 | 12 | 12 | 12 | 12 | 12 | 12 | 12 | 12
361 | GRANITE SHOALS HYDRO 1 |  | WIRTZ_WIRTZ_G1 | BURNET | HYDRO | SOUTH | 1951 | 29 | 29 | 29 | 29 | 29 | 29 | 29 | 29 | 29 | 29 | 29
362 | GRANITE SHOALS HYDRO 2 |  | WIRTZ_WIRTZ_G2 | BURNET | HYDRO | SOUTH | 1951 | 29 | 29 | 29 | 29 | 29 | 29 | 29 | 29 | 29 | 29 | 29
363 | INKS HYDRO 1 |  | INKSDA_INKS_G1 | LLANO | HYDRO | SOUTH | 1938 | 14 | 14 | 14 | 14 | 14 | 14 | 14 | 14 | 14 | 14 | 14
364 | MARBLE FALLS HYDRO 1 |  | MARBFA_MARBFAG1 | BURNET | HYDRO | SOUTH | 1951 | 21 | 21 | 21 | 21 | 21 | 21 | 21 | 21 | 21 | 21 | 21
365 | MARBLE FALLS HYDRO 2 |  | MARBFA_MARBFAG2 | BURNET | HYDRO | SOUTH | 1951 | 20 | 20 | 20 | 20 | 20 | 20 | 20 | 20 | 20 | 20 | 20
366 | MARSHALL FORD HYDRO 1 |  | MARSFO_MARSFOG1 | TRAVIS | HYDRO | SOUTH | 1941 | 36 | 36 | 36 | 36 | 36 | 36 | 36 | 36 | 36 | 36 | 36
367 | MARSHALL FORD HYDRO 2 |  | MARSFO_MARSFOG2 | TRAVIS | HYDRO | SOUTH | 1941 | 36 | 36 | 36 | 36 | 36 | 36 | 36 | 36 | 36 | 36 | 36
368 | MARSHALL FORD HYDRO 3 |  | MARSFO_MARSFOG3 | TRAVIS | HYDRO | SOUTH | 1941 | 29 | 29 | 29 | 29 | 29 | 29 | 29 | 29 | 29 | 29 | 29
369 | WHITNEY DAM HYDRO |  | WND_WHITNEY1 | BOSQUE | HYDRO | NORTH | 1953 | 24 | 24 | 24 | 24 | 24 | 24 | 24 | 24 | 24 | 24 | 24
370 | WHITNEY DAM HYDRO 2 |  | WND_WHITNEY2 | BOSQUE | HYDRO | NORTH | 1953 | 24 | 24 | 24 | 24 | 24 | 24 | 24 | 24 | 24 | 24 | 24
371 | ARLINGTON OUTLET HYDROELECTRIC FACILITY |  | DG_OAKHL_1UNIT | TARRANT | HYDRO | NORTH | 2014 | 1.4 | 1.4 | 1.4 | 1.4 | 1.4 | 1.4 | 1.4 | 1.4 | 1.4 | 1.4 | 1.4
372 | EAGLE PASS HYDRO |  | DG_EAGLE_HY_EAGLE_HY1 | MAVERICK | HYDRO | SOUTH | 2005 | 9.6 | 9.6 | 9.6 | 9.6 | 9.6 | 9.6 | 9.6 | 9.6 | 9.6 | 9.6 | 9.6
373 | GUADALUPE BLANCO RIVER AUTH-CANYON |  | DG_CANYHY_CANYHYG1 | COMAL | HYDRO | SOUTH | 1989 | 6 | 6 | 6 | 6 | 6 | 6 | 6 | 6 | 6 | 6 | 6
374 | GUADALUPE BLANCO RIVER AUTH-LAKEWOOD TAP |  | DG_LKWDT_2UNITS | GONZALES | HYDRO | SOUTH | 1931 | 4.8 | 4.8 | 4.8 | 4.8 | 4.8 | 4.8 | 4.8 | 4.8 | 4.8 | 4.8 | 4.8
375 | GUADALUPE BLANCO RIVER AUTH-MCQUEENEY |  | DG_MCQUE_5UNITS | GUADALUPE | HYDRO | SOUTH | 1928 | 7.7 | 7.7 | 7.7 | 7.7 | 7.7 | 7.7 | 7.7 | 7.7 | 7.7 | 7.7 | 7.7
376 | GUADALUPE BLANCO RIVER AUTH-SCHUMANSVILLE |  | DG_SCHUM_2UNITS | GUADALUPE | HYDRO | SOUTH | 1928 | 3.6 | 3.6 | 3.6 | 3.6 | 3.6 | 3.6 | 3.6 | 3.6 | 3.6 | 3.6 | 3.6
377 | LEWISVILLE HYDRO-CITY OF GARLAND |  | DG_LWSVL_1UNIT | DENTON | HYDRO | NORTH | 1991 | 2.2 | 2.2 | 2.2 | 2.2 | 2.2 | 2.2 | 2.2 | 2.2 | 2.2 | 2.2 | 2.2
378 | Operational Capacity Total (Hydro) | [6 empty] | 555.1 | 555.1 | 555.1 | 555.1 | 555.1 | 555.1 | 555.1 | 555.1 | 555.1 | 555.1 | 555.1
379 | Hydro Capacity Contribution (Top 20 Hours) |  | HYDRO_CAP_CONT |  |  |  |  | 442.1 | 442.1 | 442.1 | 442.1 | 442.1 | 442.1 | 442.1 | 442.1 | 442.1 | 442.1 | 442.1
380
381 | Operational Capacity Unavailable due to Extended Outage or Derate |  | OPERATION_UNAVAIL |  |  |  |  | -195 | -195 | 0 | 0 | 0 | 0 | 0 | 0 | 0 | 0 | 0
382 | Operational Capacity Total (Including Hydro and Extended Outage or Derate) |  | OPERATION_TOTAL |  |  |  |  | 68541.3 | 68541.3 | 67896.3 | 67896.3 | 67896.3 | 67896.3 | 67896.3 | 67896.3 | 67896.3 | 67896.3 | 67984.3
383
384 | Operational Resources (Switchable)
385 | TENASKA KIAMICHI STATION 1CT101 |  | KMCHI_1CT101 | FANNIN | GAS | NORTH | 2003 | 178 | 178 | 178 | 178 | 178 | 178 | 178 | 178 | 178 | 178 | 178
386 | TENASKA KIAMICHI STATION 1CT201 |  | KMCHI_1CT201 | FANNIN | GAS | NORTH | 2003 | 180 | 180 | 180 | 180 | 180 | 180 | 180 | 180 | 180 | 180 | 180
387 | TENASKA KIAMICHI STATION 1ST |  | KMCHI_1ST | FANNIN | GAS | NORTH | 2003 | 307 | 307 | 307 | 307 | 307 | 307 | 307 | 307 | 307 | 307 | 307
388 | TENASKA KIAMICHI STATION 2CT101 |  | KMCHI_2CT101 | FANNIN | GAS | NORTH | 2003 | 178 | 178 | 178 | 178 | 178 | 178 | 178 | 178 | 178 | 178 | 178
389 | TENASKA KIAMICHI STATION 2CT201 |  | KMCHI_2CT201 | FANNIN | GAS | NORTH | 2003 | 180 | 180 | 180 | 180 | 180 | 180 | 180 | 180 | 180 | 180 | 180
390 | TENASKA KIAMICHI STATION 2ST |  | KMCHI_2ST | FANNIN | GAS | NORTH | 2003 | 307 | 307 | 307 | 307 | 307 | 307 | 307 | 307 | 307 | 307 | 307
391 | TENASKA FRONTIER STATION CTG 1 |  | FTR_FTR_G1 | GRIMES | GAS | NORTH | 2000 | 180 | 180 | 180 | 180 | 180 | 180 | 180 | 180 | 180 | 180 | 180
392 | TENASKA FRONTIER STATION CTG 2 |  | FTR_FTR_G2 | GRIMES | GAS | NORTH | 2000 | 180 | 180 | 180 | 180 | 180 | 180 | 180 | 180 | 180 | 180 | 180
393 | TENASKA FRONTIER STATION CTG 3 |  | FTR_FTR_G3 | GRIMES | GAS | NORTH | 2000 | 180 | 180 | 180 | 180 | 180 | 180 | 180 | 180 | 180 | 180 | 180
394 | TENASKA FRONTIER STATION STG 4 |  | FTR_FTR_G4 | GRIMES | GAS | NORTH | 2000 | 400 | 400 | 400 | 400 | 400 | 400 | 400 | 400 | 400 | 400 | 400
395 | TENASKA GATEWAY STATION CTG 1 |  | TGCCS_CT1 | RUSK | GAS | NORTH | 2001 | 162 | 162 | 162 | 162 | 162 | 162 | 162 | 162 | 162 | 162 | 162
396 | TENASKA GATEWAY STATION CTG 2 |  | TGCCS_CT2 | RUSK | GAS | NORTH | 2001 | 179 | 179 | 179 | 179 | 179 | 179 | 179 | 179 | 179 | 179 | 179
397 | TENASKA GATEWAY STATION CTG 3 |  | TGCCS_CT3 | RUSK | GAS | NORTH | 2001 | 178 | 178 | 178 | 178 | 178 | 178 | 178 | 178 | 178 | 178 | 178
398 | TENASKA GATEWAY STATION STG 4 |  | TGCCS_UNIT4 | RUSK | GAS | NORTH | 2001 | 389 | 389 | 389 | 389 | 389 | 389 | 389 | 389 | 389 | 389 | 389
399 | FRONTERA GENERATION CTG 1 |  | FRONTERA_FRONTEG1 | HIDALGO | GAS | SOUTH | 1999 | 0 | 0 | 0 | 0 | 0 | 0 | 0 | 0 | 0 | 0 | 0
400 | FRONTERA GENERATION CTG 2 |  | FRONTERA_FRONTEG2 | HIDALGO | GAS | SOUTH | 1999 | 0 | 0 | 0 | 0 | 0 | 0 | 0 | 0 | 0 | 0 | 0
401 | FRONTERA GENERATION STG |  | FRONTERA_FRONTEG3 | HIDALGO | GAS | SOUTH | 2000 | 0 | 0 | 0 | 0 | 0 | 0 | 0 | 0 | 0 | 0 | 0
402 | Switchable Capacity Total | [6 empty] | 3178 | 3178 | 3178 | 3178 | 3178 | 3178 | 3178 | 3178 | 3178 | 3178 | 3178
403
404 | Switchable Capacity Unavailable to ERCOT |  | SWITCH_UNAVAIL |  | GAS |  |  | -300 | -300 | -300 | -300 | 0 | 0 | 0 | 0 | 0 | 0 | 0
405
406 | Available Mothball Capacity based on Seasonal Period and Owner's Return Probability |  | MOTH_AVAIL |  |  |  |  | 0 | 0 | 0 | 0 | 0 | 0 | 0 | 0 | 0 | 0 | 0
407
408 | Private-Use Network Capacity Contribution (Top 20 Hours) |  | PUN_CAP_CONT |  | GAS |  |  | 4428 | 4428 | 4428 | 4428 | 4428 | 4428 | 4428 | 4428 | 4428 | 4428 | 4428
409 | Private-Use Network Forecast Adjustment (per Protocol 10.3.2.4) |  | PUN_CAP_ADJUST |  | GAS |  |  | 8 | 34 | 282 | 278 | 207 | 178 | 238 | 238 | 228 | 228 | 228
410
411 | Operational Resources (Wind)
412 | ANACACHO WIND |  | ANACACHO_ANA | KINNEY | WIND | SOUTH | 2012 | 99.8 | 99.8 | 99.8 | 99.8 | 99.8 | 99.8 | 99.8 | 99.8 | 99.8 | 99.8 | 99.8
413 | BARTON CHAPEL WIND |  | BRTSW_BCW1 | JACK | WIND | NORTH | 2007 | 120 | 120 | 120 | 120 | 120 | 120 | 120 | 120 | 120 | 120 | 120
414 | BLUE SUMMIT WIND 5 |  | BLSUMMIT_BLSMT1_5 | WILBARGER | WIND | WEST | 2013 | 9 | 9 | 9 | 9 | 9 | 9 | 9 | 9 | 9 | 9 | 9
415 | BLUE SUMMIT WIND 6 |  | BLSUMMIT_BLSMT1_6 | WILBARGER | WIND | WEST | 2013 | 126.4 | 126.4 | 126.4 | 126.4 | 126.4 | 126.4 | 126.4 | 126.4 | 126.4 | 126.4 | 126.4
416 | BOBCAT BLUFF WIND |  | BCATWIND_WIND_1 | ARCHER | WIND | WEST | 2012 | 150 | 150 | 150 | 150 | 150 | 150 | 150 | 150 | 150 | 150 | 150
417 | BRISCOE WIND |  | BRISCOE_WIND | BRISCOE | WIND | PANHANDLE | 2015 | 149.8 | 149.8 | 149.8 | 149.8 | 149.8 | 149.8 | 149.8 | 149.8 | 149.8 | 149.8 | 149.8
418 | BUFFALO GAP WIND 1 |  | BUFF_GAP_UNIT1 | TAYLOR | WIND | WEST | 2006 | 120.6 | 120.6 | 120.6 | 120.6 | 120.6 | 120.6 | 120.6 | 120.6 | 120.6 | 120.6 | 120.6
419 | BUFFALO GAP WIND 2_1 |  | BUFF_GAP_UNIT2_1 | TAYLOR | WIND | WEST | 2007 | 115.5 | 115.5 | 115.5 | 115.5 | 115.5 | 115.5 | 115.5 | 115.5 | 115.5 | 115.5 | 115.5
420 | BUFFALO GAP WIND 2_2 |  | BUFF_GAP_UNIT2_2 | TAYLOR | WIND | WEST | 2007 | 117 | 117 | 117 | 117 | 117 | 117 | 117 | 117 | 117 | 117 | 117
421 | BUFFALO GAP WIND 3 |  | BUFF_GAP_UNIT3 | TAYLOR | WIND | WEST | 2008 | 170.2 | 170.2 | 170.2 | 170.2 | 170.2 | 170.2 | 170.2 | 170.2 | 170.2 | 170.2 | 170.2
422 | BULL CREEK WIND U1 |  | BULLCRK_WND1 | BORDEN | WIND | WEST | 2009 | 88 | 88 | 88 | 88 | 88 | 88 | 88 | 88 | 88 | 88 | 88
423 | BULL CREEK WIND U2 |  | BULLCRK_WND2 | BORDEN | WIND | WEST | 2009 | 90 | 90 | 90 | 90 | 90 | 90 | 90 | 90 | 90 | 90 | 90
424 | CALLAHAN WIND |  | CALLAHAN_WND1 | CALLAHAN | WIND | WEST | 2004 | 114 | 114 | 114 | 114 | 114 | 114 | 114 | 114 | 114 | 114 | 114
425 | CAMP SPRINGS WIND 1 |  | CSEC_CSECG1 | SCURRY | WIND | WEST | 2007 | 130.5 | 130.5 | 130.5 | 130.5 | 130.5 | 130.5 | 130.5 | 130.5 | 130.5 | 130.5 | 130.5
426 | CAMP SPRINGS WIND 2 |  | CSEC_CSECG2 | SCURRY | WIND | WEST | 2007 | 120 | 120 | 120 | 120 | 120 | 120 | 120 | 120 | 120 | 120 | 120
427 | CAPRICORN RIDGE WIND 1 |  | CAPRIDGE_CR1 | STERLING | WIND | WEST | 2007 | 214.5 | 214.5 | 214.5 | 214.5 | 214.5 | 214.5 | 214.5 | 214.5 | 214.5 | 214.5 | 214.5
428 | CAPRICORN RIDGE WIND 2 |  | CAPRIDGE_CR3 | STERLING | WIND | WEST | 2008 | 186 | 186 | 186 | 186 | 186 | 186 | 186 | 186 | 186 | 186 | 186
429 | CAPRICORN RIDGE WIND 3 |  | CAPRIDGE_CR2 | STERLING | WIND | WEST | 2007 | 149.5 | 149.5 | 149.5 | 149.5 | 149.5 | 149.5 | 149.5 | 149.5 | 149.5 | 149.5 | 149.5
430 | CAPRICORN RIDGE WIND 4 |  | CAPRIDG4_CR4 | COKE | WIND | WEST | 2008 | 112.5 | 112.5 | 112.5 | 112.5 | 112.5 | 112.5 | 112.5 | 112.5 | 112.5 | 112.5 | 112.5
431 | CEDRO HILL WIND 1 |  | CEDROHIL_CHW1 | WEBB | WIND | SOUTH | 2010 | 75 | 75 | 75 | 75 | 75 | 75 | 75 | 75 | 75 | 75 | 75
432 | CEDRO HILL WIND 2 |  | CEDROHIL_CHW2 | WEBB | WIND | SOUTH | 2010 | 75 | 75 | 75 | 75 | 75 | 75 | 75 | 75 | 75 | 75 | 75
433 | CHAMPION WIND |  | CHAMPION_UNIT1 | NOLAN | WIND | WEST | 2008 | 126.5 | 126.5 | 126.5 | 126.5 | 126.5 | 126.5 | 126.5 | 126.5 | 126.5 | 126.5 | 126.5
434 | DESERT SKY WIND 1 |  | INDNENR_INDNENR | PECOS | WIND | WEST | 2002 | 84 | 84 | 84 | 84 | 84 | 84 | 84 | 84 | 84 | 84 | 84
435 | DESERT SKY WIND 2 |  | INDNENR_INDNENR_2 | PECOS | WIND | WEST | 2002 | 76.5 | 76.5 | 76.5 | 76.5 | 76.5 | 76.5 | 76.5 | 76.5 | 76.5 | 76.5 | 76.5
436 | ELBOW CREEK WIND |  | ELB_ELBCREEK | HOWARD | WIND | WEST | 2008 | 118.7 | 118.7 | 118.7 | 118.7 | 118.7 | 118.7 | 118.7 | 118.7 | 118.7 | 118.7 | 118.7
437 | FOREST CREEK WIND |  | MCDLD_FCW1 | GLASSCOCK | WIND | WEST | 2007 | 124.2 | 124.2 | 124.2 | 124.2 | 124.2 | 124.2 | 124.2 | 124.2 | 124.2 | 124.2 | 124.2
438 | GOAT WIND |  | GOAT_GOATWIND | STERLING | WIND | WEST | 2008 | 80 | 80 | 80 | 80 | 80 | 80 | 80 | 80 | 80 | 80 | 80
439 | GOAT WIND 2 |  | GOAT_GOATWIN2 | STERLING | WIND | WEST | 2010 | 69.6 | 69.6 | 69.6 | 69.6 | 69.6 | 69.6 | 69.6 | 69.6 | 69.6 | 69.6 | 69.6
440 | GOLDTHWAITE WIND 1 |  | GWEC_GWEC_G1 | MILLS | WIND | NORTH | 2014 | 148.6 | 148.6 | 148.6 | 148.6 | 148.6 | 148.6 | 148.6 | 148.6 | 148.6 | 148.6 | 148.6
441 | GRANDVIEW WIND 1 (CONWAY) GV1A |  | GRANDVW1_GV1A | CARSON | WIND | PANHANDLE | 2014 | 107.4 | 107.4 | 107.4 | 107.4 | 107.4 | 107.4 | 107.4 | 107.4 | 107.4 | 107.4 | 107.4
442 | GRANDVIEW WIND 1 (CONWAY) GV1B |  | GRANDVW1_GV1B | CARSON | WIND | PANHANDLE | 2014 | 103.8 | 103.8 | 103.8 | 103.8 | 103.8 | 103.8 | 103.8 | 103.8 | 103.8 | 103.8 | 103.8
443 | GREEN MOUNTAIN WIND (BRAZOS) U1 |  | BRAZ_WND_WND1 | SCURRY | WIND | WEST | 2003 | 99 | 99 | 99 | 99 | 99 | 99 | 99 | 99 | 99 | 99 | 99
444 | GREEN MOUNTAIN WIND (BRAZOS) U2 |  | BRAZ_WND_WND2 | SCURRY | WIND | WEST | 2003 | 61 | 61 | 61 | 61 | 61 | 61 | 61 | 61 | 61 | 61 | 61
445 | GREEN PASTURES WIND I |  | GPASTURE_WIND_I | BAYLOR | WIND | WEST | 2015 | 150 | 150 | 150 | 150 | 150 | 150 | 150 | 150 | 150 | 150 | 150
446 | GREEN PASTURES WIND 2 |  | GPASTURE_WIND_II | BAYLOR | WIND | WEST | 2015 | 150 | 150 | 150 | 150 | 150 | 150 | 150 | 150 | 150 | 150 | 150
447 | HACKBERRY WIND |  | HWF_HWFG1 | SHACKELFORD | WIND | WEST | 2008 | 163.5 | 163.5 | 163.5 | 163.5 | 163.5 | 163.5 | 163.5 | 163.5 | 163.5 | 163.5 | 163.5
448 | HEREFORD WIND G |  | HRFDWIND_WIND_G | DEAF SMITH | WIND | PANHANDLE | 2015 | 99.9 | 99.9 | 99.9 | 99.9 | 99.9 | 99.9 | 99.9 | 99.9 | 99.9 | 99.9 | 99.9
449 | HEREFORD WIND V |  | HRFDWIND_WIND_V | DEAF SMITH | WIND | PANHANDLE | 2015 | 100 | 100 | 100 | 100 | 100 | 100 | 100 | 100 | 100 | 100 | 100
450 | HORSE HOLLOW WIND 1 |  | H_HOLLOW_WND1 | TAYLOR | WIND | WEST | 2005 | 206.6 | 206.6 | 206.6 | 206.6 | 206.6 | 206.6 | 206.6 | 206.6 | 206.6 | 206.6 | 206.6
451 | HORSE HOLLOW WIND 2 |  | HHOLLOW2_WIND1 | TAYLOR | WIND | WEST | 2006 | 158 | 158 | 158 | 158 | 158 | 158 | 158 | 158 | 158 | 158 | 158
452 | HORSE HOLLOW WIND 3 |  | HHOLLOW3_WND_1 | TAYLOR | WIND | WEST | 2006 | 208 | 208 | 208 | 208 | 208 | 208 | 208 | 208 | 208 | 208 | 208
453 | HORSE HOLLOW WIND 4 |  | HHOLLOW4_WND1 | TAYLOR | WIND | WEST | 2006 | 108 | 108 | 108 | 108 | 108 | 108 | 108 | 108 | 108 | 108 | 108
454 | INADALE WIND |  | INDL_INADALE1 | NOLAN | WIND | WEST | 2008 | 196.6 | 196.6 | 196.6 | 196.6 | 196.6 | 196.6 | 196.6 | 196.6 | 196.6 | 196.6 | 196.6
455 | INDIAN MESA WIND |  | INDNNWP_INDNNWP | PECOS | WIND | WEST | 2001 | 82.5 | 82.5 | 82.5 | 82.5 | 82.5 | 82.5 | 82.5 | 82.5 | 82.5 | 82.5 | 82.5
456 | JAVELINA WIND 18 |  | BORDAS_JAVEL18 | WEBB | WIND | SOUTH | 2015 | 19.7 | 19.7 | 19.7 | 19.7 | 19.7 | 19.7 | 19.7 | 19.7 | 19.7 | 19.7 | 19.7
457 | JAVELINA WIND 20 |  | BORDAS_JAVEL20 | WEBB | WIND | SOUTH | 2015 | 230 | 230 | 230 | 230 | 230 | 230 | 230 | 230 | 230 | 230 | 230
458 | JUMBO ROAD WIND 1 |  | HRFDWIND_JRDWIND1 | DEAF SMITH | WIND | PANHANDLE | 2015 | 146.2 | 146.2 | 146.2 | 146.2 | 146.2 | 146.2 | 146.2 | 146.2 | 146.2 | 146.2 | 146.2
459 | JUMBO ROAD WIND 2 |  | HRFDWIND_JRDWIND2 | DEAF SMITH | WIND | PANHANDLE | 2015 | 153.6 | 153.6 | 153.6 | 153.6 | 153.6 | 153.6 | 153.6 | 153.6 | 153.6 | 153.6 | 153.6
460 | KEECHI WIND 138 KV JOPLIN |  | KEECHI_U1 | JACK | WIND | NORTH | 2015 | 110 | 110 | 110 | 110 | 110 | 110 | 110 | 110 | 110 | 110 | 110
461 | KING MOUNTAIN WIND (NE) |  | KING_NE_KINGNE | UPTON | WIND | WEST | 2001 | 79.3 | 79.3 | 79.3 | 79.3 | 79.3 | 79.3 | 79.3 | 79.3 | 79.3 | 79.3 | 79.3
462 | KING MOUNTAIN WIND (NW) |  | KING_NW_KINGNW | UPTON | WIND | WEST | 2001 | 79.3 | 79.3 | 79.3 | 79.3 | 79.3 | 79.3 | 79.3 | 79.3 | 79.3 | 79.3 | 79.3
463 | KING MOUNTAIN WIND (SE) |  | KING_SE_KINGSE | UPTON | WIND | WEST | 2001 | 40.3 | 40.3 | 40.3 | 40.3 | 40.3 | 40.3 | 40.3 | 40.3 | 40.3 | 40.3 | 40.3
464 | KING MOUNTAIN WIND (SW) |  | KING_SW_KINGSW | UPTON | WIND | WEST | 2001 | 79.3 | 79.3 | 79.3 | 79.3 | 79.3 | 79.3 | 79.3 | 79.3 | 79.3 | 79.3 | 79.3
465 | LANGFORD WIND POWER |  | LGD_LANGFORD | TOM GREEN | WIND | WEST | 2009 | 155 | 155 | 155 | 155 | 155 | 155 | 155 | 155 | 155 | 155 | 155
466 | LOGANS GAP WIND I U1 |  | LGW_UNIT1 | COMANCHE | WIND | NORTH | 2015 | 103.8 | 103.8 | 103.8 | 103.8 | 103.8 | 103.8 | 103.8 | 103.8 | 103.8 | 103.8 | 103.8
467 | LOGANS GAP WIND I U2 |  | LGW_UNIT2 | COMANCHE | WIND | NORTH | 2015 | 106.3 | 106.3 | 106.3 | 106.3 | 106.3 | 106.3 | 106.3 | 106.3 | 106.3 | 106.3 | 106.3
468 | LONE STAR WIND 1 (MESQUITE) |  | LNCRK_G83 | SHACKELFORD | WIND | WEST | 2006 | 200 | 200 | 200 | 200 | 200 | 200 | 200 | 200 | 200 | 200 | 200
469 | LONE STAR WIND 2 (POST OAK) U1 |  | LNCRK2_G871 | SHACKELFORD | WIND | WEST | 2007 | 100 | 100 | 100 | 100 | 100 | 100 | 100 | 100 | 100 | 100 | 100
470 | LONE STAR WIND 2 (POST OAK) U2 |  | LNCRK2_G872 | SHACKELFORD | WIND | WEST | 2007 | 100 | 100 | 100 | 100 | 100 | 100 | 100 | 100 | 100 | 100 | 100
471 | LONGHORN WIND NORTH U1 |  | LHORN_N_UNIT1 | FLOYD | WIND | PANHANDLE | 2015 | 100 | 100 | 100 | 100 | 100 | 100 | 100 | 100 | 100 | 100 | 100
472 | LONGHORN WIND NORTH U2 |  | LHORN_N_UNIT2 | FLOYD | WIND | PANHANDLE | 2015 | 100 | 100 | 100 | 100 | 100 | 100 | 100 | 100 | 100 | 100 | 100
473 | LORAINE WINDPARK I |  | LONEWOLF_G1 | MITCHELL | WIND | WEST | 2009 | 49.5 | 49.5 | 49.5 | 49.5 | 49.5 | 49.5 | 49.5 | 49.5 | 49.5 | 49.5 | 49.5
474 | LORAINE WINDPARK II |  | LONEWOLF_G2 | MITCHELL | WIND | WEST | 2009 | 51 | 51 | 51 | 51 | 51 | 51 | 51 | 51 | 51 | 51 | 51
475 | LORAINE WINDPARK III |  | LONEWOLF_G3 | MITCHELL | WIND | WEST | 2011 | 25.5 | 25.5 | 25.5 | 25.5 | 25.5 | 25.5 | 25.5 | 25.5 | 25.5 | 25.5 | 25.5
476 | LORAINE WINDPARK IV |  | LONEWOLF_G4 | MITCHELL | WIND | WEST | 2011 | 24 | 24 | 24 | 24 | 24 | 24 | 24 | 24 | 24 | 24 | 24
477 | LOS VIENTOS III WIND |  | LV3_UNIT_1 | STARR | WIND | SOUTH | 2015 | 200 | 200 | 200 | 200 | 200 | 200 | 200 | 200 | 200 | 200 | 200
478 | MESQUITE CREEK WIND 1 |  | MESQCRK_WND1 | DAWSON | WIND | WEST | 2015 | 105.6 | 105.6 | 105.6 | 105.6 | 105.6 | 105.6 | 105.6 | 105.6 | 105.6 | 105.6 | 105.6
479 | MESQUITE CREEK WIND 2 |  | MESQCRK_WND2 | DAWSON | WIND | WEST | 2015 | 105.6 | 105.6 | 105.6 | 105.6 | 105.6 | 105.6 | 105.6 | 105.6 | 105.6 | 105.6 | 105.6
480 | MIAMI WIND G1 |  | MIAM1_G1 | GRAY | WIND | PANHANDLE | 2014 | 144.3 | 144.3 | 144.3 | 144.3 | 144.3 | 144.3 | 144.3 | 144.3 | 144.3 | 144.3 | 144.3
481 | MIAMI WIND G2 |  | MIAM1_G2 | GRAY | WIND | PANHANDLE | 2014 | 144.3 | 144.3 | 144.3 | 144.3 | 144.3 | 144.3 | 144.3 | 144.3 | 144.3 | 144.3 | 144.3
482 | MCADOO WIND |  | MWEC_G1 | DICKENS | WIND | PANHANDLE | 2008 | 150 | 150 | 150 | 150 | 150 | 150 | 150 | 150 | 150 | 150 | 150
483 | NOTREES WIND 1 |  | NWF_NWF1 | WINKLER | WIND | WEST | 2009 | 92.6 | 92.6 | 92.6 | 92.6 | 92.6 | 92.6 | 92.6 | 92.6 | 92.6 | 92.6 | 92.6
484 | NOTREES WIND 2 |  | NWF_NWF2 | WINKLER | WIND | WEST | 2009 | 60 | 60 | 60 | 60 | 60 | 60 | 60 | 60 | 60 | 60 | 60
485 | OCOTILLO WIND |  | OWF_OWF | HOWARD | WIND | WEST | 2008 | 58.8 | 58.8 | 58.8 | 58.8 | 58.8 | 58.8 | 58.8 | 58.8 | 58.8 | 58.8 | 58.8
486 | PANHANDLE WIND 1 U1 |  | PH1_UNIT1 | CARSON | WIND | PANHANDLE | 2014 | 109.2 | 109.2 | 109.2 | 109.2 | 109.2 | 109.2 | 109.2 | 109.2 | 109.2 | 109.2 | 109.2
487 | PANHANDLE WIND 1 U2 |  | PH1_UNIT2 | CARSON | WIND | PANHANDLE | 2014 | 109.2 | 109.2 | 109.2 | 109.2 | 109.2 | 109.2 | 109.2 | 109.2 | 109.2 | 109.2 | 109.2
488 | PANHANDLE WIND 2 U1 |  | PH2_UNIT1 | CARSON | WIND | PANHANDLE | 2014 | 94.2 | 94.2 | 94.2 | 94.2 | 94.2 | 94.2 | 94.2 | 94.2 | 94.2 | 94.2 | 94.2
489 | PANHANDLE WIND 2 U2 |  | PH2_UNIT2 | CARSON | WIND | PANHANDLE | 2014 | 96.6 | 96.6 | 96.6 | 96.6 | 96.6 | 96.6 | 96.6 | 96.6 | 96.6 | 96.6 | 96.6
490 | PANTHER CREEK WIND 1 |  | PC_NORTH_PANTHER1 | HOWARD | WIND | WEST | 2008 | 142.5 | 142.5 | 142.5 | 142.5 | 142.5 | 142.5 | 142.5 | 142.5 | 142.5 | 142.5 | 142.5
491 | PANTHER CREEK WIND 2 |  | PC_SOUTH_PANTHER2 | HOWARD | WIND | WEST | 2008 | 115.5 | 115.5 | 115.5 | 115.5 | 115.5 | 115.5 | 115.5 | 115.5 | 115.5 | 115.5 | 115.5
492 | PANTHER CREEK WIND 3 |  | PC_SOUTH_PANTHER3 | HOWARD | WIND | WEST | 2009 | 199.5 | 199.5 | 199.5 | 199.5 | 199.5 | 199.5 | 199.5 | 199.5 | 199.5 | 199.5 | 199.5
493 | PECOS WIND 1 (WOODWARD) |  | WOODWRD1_WOODWRD1 | PECOS | WIND | WEST | 2001 | 82.5 | 82.5 | 82.5 | 82.5 | 82.5 | 82.5 | 82.5 | 82.5 | 82.5 | 82.5 | 82.5
494 | PECOS WIND 2 (WOODWARD) |  | WOODWRD2_WOODWRD2 | PECOS | WIND | WEST | 2001 | 77.2 | 77.2 | 77.2 | 77.2 | 77.2 | 77.2 | 77.2 | 77.2 | 77.2 | 77.2 | 77.2
495 | PYRON WIND |  | PYR_PYRON1 | SCURRY | WIND | WEST | 2008 | 249 | 249 | 249 | 249 | 249 | 249 | 249 | 249 | 249 | 249 | 249
496 | RATTLESNAKE DEN WIND PHASE 1 G1 |  | RSNAKE_G1 | GLASSCOCK | WIND | WEST | 2015 | 104.3 | 104.3 | 104.3 | 104.3 | 104.3 | 104.3 | 104.3 | 104.3 | 104.3 | 104.3 | 104.3
497 | RATTLESNAKE DEN WIND PHASE 1 G2 |  | RSNAKE_G2 | GLASSCOCK | WIND | WEST | 2015 | 103 | 103 | 103 | 103 | 103 | 103 | 103 | 103 | 103 | 103 | 103
498 | RED CANYON WIND |  | RDCANYON_RDCNY1 | BORDEN | WIND | WEST | 2006 | 84 | 84 | 84 | 84 | 84 | 84 | 84 | 84 | 84 | 84 | 84
499 | ROSCOE WIND |  | TKWSW1_ROSCOE | NOLAN | WIND | WEST | 2008 | 209 | 209 | 209 | 209 | 209 | 209 | 209 | 209 | 209 | 209 | 209
500 | ROUTE 66 WIND |  | ROUTE_66_WIND1 | CARSON | WIND | PANHANDLE | 2015 | 150 | 150 | 150 | 150 | 150 | 150 | 150 | 150 | 150 | 150 | 150
501 | SAND BLUFF WIND |  | MCDLD_SBW1 | GLASSCOCK | WIND | WEST | 2008 | 90 | 90 | 90 | 90 | 90 | 90 | 90 | 90 | 90 | 90 | 90
502 | SENDERO WIND ENERGY |  | EXGNSND_WIND_1 | JIM HOGG | WIND | SOUTH | 2015 | 76 | 76 | 76 | 76 | 76 | 76 | 76 | 76 | 76 | 76 | 76
503 | SENATE WIND |  | SENATEWD_UNIT1 | JACK | WIND | NORTH | 2012 | 150 | 150 | 150 | 150 | 150 | 150 | 150 | 150 | 150 | 150 | 150
504 | SHANNON WIND |  | SHANNONW_UNIT_1 | CLAY | WIND | WEST | 2015 | 204.1 | 204.1 | 204.1 | 204.1 | 204.1 | 204.1 | 204.1 | 204.1 | 204.1 | 204.1 | 204.1
505 | SHERBINO 1 WIND |  | KEO_KEO_SM1 | PECOS | WIND | WEST | 2008 | 150 | 150 | 150 | 150 | 150 | 150 | 150 | 150 | 150 | 150 | 150
506 | SHERBINO 2 WIND |  | KEO_SHRBINO2 | PECOS | WIND | WEST | 2011 | 147.5 | 147.5 | 147.5 | 147.5 | 147.5 | 147.5 | 147.5 | 147.5 | 147.5 | 147.5 | 147.5
507 | SILVER STAR WIND |  | FLTCK_SSI | EASTLAND | WIND | NORTH | 2008 | 60 | 60 | 60 | 60 | 60 | 60 | 60 | 60 | 60 | 60 | 60
508 | SNYDER WIND |  | ENAS_ENA1 | SCURRY | WIND | WEST | 2007 | 63 | 63 | 63 | 63 | 63 | 63 | 63 | 63 | 63 | 63 | 63
509 | SOUTH PLAINS WIND I |  | SPLAIN1_WIND1 | FLOYD | WIND | PANHANDLE | 2015 | 102 | 102 | 102 | 102 | 102 | 102 | 102 | 102 | 102 | 102 | 102
510 | SOUTH PLAINS WIND 2 |  | SPLAIN1_WIND2 | FLOYD | WIND | PANHANDLE | 2015 | 98 | 98 | 98 | 98 | 98 | 98 | 98 | 98 | 98 | 98 | 98
511 | SOUTH TRENT WIND |  | STWF_T1 | NOLAN | WIND | WEST | 2008 | 98.2 | 98.2 | 98.2 | 98.2 | 98.2 | 98.2 | 98.2 | 98.2 | 98.2 | 98.2 | 98.2
512 | SPINNING SPUR WIND TWO |  | SSPURTWO_WIND_1 | OLDHAM | WIND | PANHANDLE | 2014 | 161 | 161 | 161 | 161 | 161 | 161 | 161 | 161 | 161 | 161 | 161
513 | SPINNING SPUR 3 [WIND 1] |  | SSPURTWO_SS3WIND1 | OLDHAM | WIND | PANHANDLE | 2015 | 96 | 96 | 96 | 96 | 96 | 96 | 96 | 96 | 96 | 96 | 96
514 | SPINNING SPUR 3 [WIND 2] |  | SSPURTWO_SS3WIND2 | OLDHAM | WIND | PANHANDLE | 2015 | 98 | 98 | 98 | 98 | 98 | 98 | 98 | 98 | 98 | 98 | 98
515 | STANTON WIND ENERGY |  | SWEC_G1 | MARTIN | WIND | WEST | 2008 | 120 | 120 | 120 | 120 | 120 | 120 | 120 | 120 | 120 | 120 | 120
516 | STEPHENS RANCH WIND 1 |  | SRWE1_UNIT1 | BORDEN | WIND | WEST | 2014 | 211.2 | 211.2 | 211.2 | 211.2 | 211.2 | 211.2 | 211.2 | 211.2 | 211.2 | 211.2 | 211.2
517 | STEPHENS RANCH WIND 2 |  | SRWE1_SRWE2 | BORDEN | WIND | WEST | 2015 | 164.7 | 164.7 | 164.7 | 164.7 | 164.7 | 164.7 | 164.7 | 164.7 | 164.7 | 164.7 | 164.7
518 | SWEETWATER WIND 1 |  | SWEETWND_WND1 | NOLAN | WIND | WEST | 2003 | 36.6 | 36.6 | 36.6 | 36.6 | 36.6 | 36.6 | 36.6 | 36.6 | 36.6 | 36.6 | 36.6
519 | SWEETWATER WIND 2A |  | SWEETWN2_WND24 | NOLAN | WIND | WEST | 2006 | 18.1 | 18.1 | 18.1 | 18.1 | 18.1 | 18.1 | 18.1 | 18.1 | 18.1 | 18.1 | 18.1
520 | SWEETWATER WIND 2B |  | SWEETWN2_WND2 | NOLAN | WIND | WEST | 2004 | 117 | 117 | 117 | 117 | 117 | 117 | 117 | 117 | 117 | 117 | 117
521 | SWEETWATER WIND 3A |  | SWEETWN3_WND3A | NOLAN | WIND | WEST | 2011 | 28.5 | 28.5 | 28.5 | 28.5 | 28.5 | 28.5 | 28.5 | 28.5 | 28.5 | 28.5 | 28.5
522 | SWEETWATER WIND 3B |  | SWEETWN3_WND3B | NOLAN | WIND | WEST | 2011 | 100.5 | 100.5 | 100.5 | 100.5 | 100.5 | 100.5 | 100.5 | 100.5 | 100.5 | 100.5 | 100.5
523 | SWEETWATER WIND 4-5 |  | SWEETWN4_WND5 | NOLAN | WIND | WEST | 2007 | 79.2 | 79.2 | 79.2 | 79.2 | 79.2 | 79.2 | 79.2 | 79.2 | 79.2 | 79.2 | 79.2
524 | SWEETWATER WIND 4-4B |  | SWEETWN4_WND4B | NOLAN | WIND | WEST | 2007 | 103.7 | 103.7 | 103.7 | 103.7 | 103.7 | 103.7 | 103.7 | 103.7 | 103.7 | 103.7 | 103.7
525 | SWEETWATER WIND 4-4A |  | SWEETWN4_WND4A | NOLAN | WIND | WEST | 2007 | 117.8 | 117.8 | 117.8 | 117.8 | 117.8 | 117.8 | 117.8 | 117.8 | 117.8 | 117.8 | 117.8
526 | TEXAS BIG SPRING WIND a |  | SGMTN_SIGNALMT | HOWARD | WIND | WEST | 1999 | 27.7 | 27.7 | 27.7 | 27.7 | 27.7 | 27.7 | 27.7 | 27.7 | 27.7 | 27.7 | 27.7
527 | TEXAS BIG SPRING WIND b |  | SGMTN_SIGNALM2 | HOWARD | WIND | WEST | 1999 | 6.6 | 6.6 | 6.6 | 6.6 | 6.6 | 6.6 | 6.6 | 6.6 | 6.6 | 6.6 | 6.6
528 | TRENT WIND |  | TRENT_TRENT | NOLAN | WIND | WEST | 2001 | 150 | 150 | 150 | 150 | 150 | 150 | 150 | 150 | 150 | 150 | 150
529 | TRINITY HILLS WIND 1 |  | TRINITY_TH1_BUS1 | YOUNG | WIND | WEST | 2012 | 117.5 | 117.5 | 117.5 | 117.5 | 117.5 | 117.5 | 117.5 | 117.5 | 117.5 | 117.5 | 117.5
530 | TRINITY HILLS WIND 2 |  | TRINITY_TH1_BUS2 | YOUNG | WIND | WEST | 2012 | 107.5 | 107.5 | 107.5 | 107.5 | 107.5 | 107.5 | 107.5 | 107.5 | 107.5 | 107.5 | 107.5
531 | TURKEY TRACK WIND |  | TTWEC_G1 | NOLAN | WIND | WEST | 2008 | 169.5 | 169.5 | 169.5 | 169.5 | 169.5 | 169.5 | 169.5 | 169.5 | 169.5 | 169.5 | 169.5
532 | WEST TEXAS WIND |  | SW_MESA_SW_MESA | UPTON | WIND | WEST | 1999 | 80.3 | 80.3 | 80.3 | 80.3 | 80.3 | 80.3 | 80.3 | 80.3 | 80.3 | 80.3 | 80.3
533 | WHIRLWIND ENERGY |  | WEC_WECG1 | FLOYD | WIND | PANHANDLE | 2007 | 57 | 57 | 57 | 57 | 57 | 57 | 57 | 57 | 57 | 57 | 57
534 | WHITETAIL WIND |  | EXGNWTL_WIND_1 | WEBB | WIND | SOUTH | 2012 | 91 | 91 | 91 | 91 | 91 | 91 | 91 | 91 | 91 | 91 | 91
535 | WINDTHORST 2 WIND |  | WNDTHST2_UNIT1 | ARCHER | WIND | WEST | 2014 | 67.6 | 67.6 | 67.6 | 67.6 | 67.6 | 67.6 | 67.6 | 67.6 | 67.6 | 67.6 | 67.6
536 | WKN MOZART WIND |  | MOZART_WIND_1 | KENT | WIND | WEST | 2012 | 30 | 30 | 30 | 30 | 30 | 30 | 30 | 30 | 30 | 30 | 30
537 | WOLF RIDGE WIND |  | WHTTAIL_WR1 | COOKE | WIND | NORTH | 2008 | 112.5 | 112.5 | 112.5 | 112.5 | 112.5 | 112.5 | 112.5 | 112.5 | 112.5 | 112.5 | 112.5
538 | TSTC WEST TEXAS WIND |  | DG_ROSC2_1UNIT | NOLAN | WIND | WEST | 2008 | 2 | 2 | 2 | 2 | 2 | 2 | 2 | 2 | 2 | 2 | 2
539 | WOLF FLATS WIND (WIND MGT) |  | DG_TURL_UNIT1 | HALL | WIND | PANHANDLE | 2007 | 1 | 1 | 1 | 1 | 1 | 1 | 1 | 1 | 1 | 1 | 1
540 | Operational Wind Capacity Sub-total (Non-Coastal Counties) | [6 empty] | 14106.7 | 14106.7 | 14106.7 | 14106.7 | 14106.7 | 14106.7 | 14106.7 | 14106.7 | 14106.7 | 14106.7 | 14106.7
541 | Wind Peak Average Capacity Percentage (Non-Coastal) |  | WIND_PEAK_PCT_NC | % |  |  |  | 20 | 20 | 20 | 20 | 20 | 20 | 20 | 20 | 20 | 20 | 20
542
543 | CAMERON COUNTY WIND [CAMWIND_UNIT1] |  | CAMWIND_UNIT1 | CAMERON | WIND-C | COASTAL | 2016 | 165 | 165 | 165 | 165 | 165 | 165 | 165 | 165 | 165 | 165 | 165
544 | GULF WIND I |  | TGW_T1 | KENEDY | WIND-C | COASTAL | 2010 | 141.6 | 141.6 | 141.6 | 141.6 | 141.6 | 141.6 | 141.6 | 141.6 | 141.6 | 141.6 | 141.6
545 | GULF WIND II |  | TGW_T2 | KENEDY | WIND-C | COASTAL | 2010 | 141.6 | 141.6 | 141.6 | 141.6 | 141.6 | 141.6 | 141.6 | 141.6 | 141.6 | 141.6 | 141.6
546 | LOS VIENTOS WIND I |  | LV1_LV1A | WILLACY | WIND-C | COASTAL | 2013 | 200.1 | 200.1 | 200.1 | 200.1 | 200.1 | 200.1 | 200.1 | 200.1 | 200.1 | 200.1 | 200.1
547 | LOS VIENTOS WIND II |  | LV1_LV1B | WILLACY | WIND-C | COASTAL | 2013 | 201.6 | 201.6 | 201.6 | 201.6 | 201.6 | 201.6 | 201.6 | 201.6 | 201.6 | 201.6 | 201.6
548 | MAGIC VALLEY WIND (REDFISH) 1A |  | REDFISH_MV1A | WILLACY | WIND-C | COASTAL | 2012 | 99.8 | 99.8 | 99.8 | 99.8 | 99.8 | 99.8 | 99.8 | 99.8 | 99.8 | 99.8 | 99.8
549 | MAGIC VALLEY WIND (REDFISH) 1B |  | REDFISH_MV1B | WILLACY | WIND-C | COASTAL | 2012 | 103.5 | 103.5 | 103.5 | 103.5 | 103.5 | 103.5 | 103.5 | 103.5 | 103.5 | 103.5 | 103.5
550 | PAPALOTE CREEK WIND |  | PAP1_PAP1 | SAN PATRICIO | WIND-C | COASTAL | 2009 | 179.9 | 179.9 | 179.9 | 179.9 | 179.9 | 179.9 | 179.9 | 179.9 | 179.9 | 179.9 | 179.9
551 | PAPALOTE CREEK WIND II |  | COTTON_PAP2 | SAN PATRICIO | WIND-C | COASTAL | 2010 | 200.1 | 200.1 | 200.1 | 200.1 | 200.1 | 200.1 | 200.1 | 200.1 | 200.1 | 200.1 | 200.1
552 | PENASCAL WIND 1 |  | PENA_UNIT1 | KENEDY | WIND-C | COASTAL | 2009 | 160.8 | 160.8 | 160.8 | 160.8 | 160.8 | 160.8 | 160.8 | 160.8 | 160.8 | 160.8 | 160.8
553 | PENASCAL WIND 2 |  | PENA_UNIT2 | KENEDY | WIND-C | COASTAL | 2009 | 141.6 | 141.6 | 141.6 | 141.6 | 141.6 | 141.6 | 141.6 | 141.6 | 141.6 | 141.6 | 141.6
554 | PENASCAL WIND 3 |  | PENA3_UNIT3 | KENEDY | WIND-C | COASTAL | 2011 | 100.8 | 100.8 | 100.8 | 100.8 | 100.8 | 100.8 | 100.8 | 100.8 | 100.8 | 100.8 | 100.8
555 | HARBOR WIND |  | DG_NUECE_6UNITS | NUECES | WIND-C | COASTAL | 2012 | 9 | 9 | 9 | 9 | 9 | 9 | 9 | 9 | 9 | 9 | 9
556 | Operational Wind Capacity Sub-total (Coastal Counties) | [6 empty] | 1845.4 | 1845.4 | 1845.4 | 1845.4 | 1845.4 | 1845.4 | 1845.4 | 1845.4 | 1845.4 | 1845.4 | 1845.4
557 | Wind Peak Average Capacity Percentage (Coastal) |  | WIND_PEAK_PCT_C | % |  |  |  | 35 | 35 | 35 | 35 | 35 | 35 | 35 | 35 | 35 | 35 | 35
558
559 | Operational Wind Capacity Total (All Counties) |  | WIND_OPERATIONAL |  |  |  |  | 15952.1 | 15952.1 | 15952.1 | 15952.1 | 15952.1 | 15952.1 | 15952.1 | 15952.1 | 15952.1 | 15952.1 | 15952.1
560
561 | Operational Resources (Solar)
562 | ACACIA SOLAR |  | ACACIA_UNIT_1 | PRESIDIO | SOLAR | WEST | 2012 | 10 | 10 | 10 | 10 | 10 | 10 | 10 | 10 | 10 | 10 | 10
563 | FS BARILLA SOLAR-PECOS |  | HOVEY_UNIT1 | PECOS | SOLAR | WEST | 2014 | 22 | 22 | 22 | 22 | 22 | 22 | 22 | 22 | 22 | 22 | 22
564 | OCI ALAMO 1 SOLAR |  | OCI_ALM1_UNIT1 | BEXAR | SOLAR | SOUTH | 2013 | 39.2 | 39.2 | 39.2 | 39.2 | 39.2 | 39.2 | 39.2 | 39.2 | 39.2 | 39.2 | 39.2
565 | OCI ALAMO 4 SOLAR-BRACKETVILLE |  | ECLIPSE_UNIT1 | KINNEY | SOLAR | SOUTH | 2014 | 37.6 | 37.6 | 37.6 | 37.6 | 37.6 | 37.6 | 37.6 | 37.6 | 37.6 | 37.6 | 37.6
566 | OCI ALAMO 5 (DOWNIE RANCH) |  | HELIOS_UNIT1 | UVALDE | SOLAR | SOUTH | 2015 | 95 | 95 | 95 | 95 | 95 | 95 | 95 | 95 | 95 | 95 | 95
567 | WEBBERVILLE SOLAR |  | WEBBER_S_WSP1 | TRAVIS | SOLAR | SOUTH | 2011 | 26.7 | 26.7 | 26.7 | 26.7 | 26.7 | 26.7 | 26.7 | 26.7 | 26.7 | 26.7 | 26.7
568 | BLUE WING 1 SOLAR |  | DG_BROOK_1UNIT | BEXAR | SOLAR | SOUTH | 2010 | 7.6 | 7.6 | 7.6 | 7.6 | 7.6 | 7.6 | 7.6 | 7.6 | 7.6 | 7.6 | 7.6
569 | BLUE WING 2 SOLAR |  | DG_ELEM_1UNIT | BEXAR | SOLAR | SOUTH | 2010 | 7.3 | 7.3 | 7.3 | 7.3 | 7.3 | 7.3 | 7.3 | 7.3 | 7.3 | 7.3 | 7.3
570 | OCI ALAMO 2 SOLAR-ST. HEDWIG |  | DG_STHWG_UNIT1 | BEXAR | SOLAR | SOUTH | 2014 | 4.4 | 4.4 | 4.4 | 4.4 | 4.4 | 4.4 | 4.4 | 4.4 | 4.4 | 4.4 | 4.4
571 | OCI ALAMO 3-WALZEM SOLAR |  | DG_WALZM_UNIT1 | BEXAR | SOLAR | SOUTH | 2014 | 5.5 | 5.5 | 5.5 | 5.5 | 5.5 | 5.5 | 5.5 | 5.5 | 5.5 | 5.5 | 5.5
572 | RENEWABLE ENERGY ALTERNATIVES-CCS1 |  | DG_COSERVSS_CCS1 | DENTON | SOLAR | NORTH | 2015 | 2 | 2 | 2 | 2 | 2 | 2 | 2 | 2 | 2 | 2 | 2
573 | SUNEDISON CPS3 SOMERSET 1 SOLAR |  | DG_SOME1_1UNIT | BEXAR | SOLAR | SOUTH | 2012 | 5.6 | 5.6 | 5.6 | 5.6 | 5.6 | 5.6 | 5.6 | 5.6 | 5.6 | 5.6 | 5.6
574 | SUNEDISON SOMERSET 2 SOLAR |  | DG_SOME2_1UNIT | BEXAR | SOLAR | SOUTH | 2012 | 5 | 5 | 5 | 5 | 5 | 5 | 5 | 5 | 5 | 5 | 5
575 | SUNEDISON RABEL ROAD SOLAR |  | DG_VALL1_1UNIT | BEXAR | SOLAR | SOUTH | 2012 | 9.9 | 9.9 | 9.9 | 9.9 | 9.9 | 9.9 | 9.9 | 9.9 | 9.9 | 9.9 | 9.9
576 | SUNEDISON VALLEY ROAD SOLAR |  | DG_VALL2_1UNIT | BEXAR | SOLAR | SOUTH | 2012 | 9.9 | 9.9 | 9.9 | 9.9 | 9.9 | 9.9 | 9.9 | 9.9 | 9.9 | 9.9 | 9.9
577 | Operational Capacity Total (Solar) | [6 empty] | 287.7 | 287.7 | 287.7 | 287.7 | 287.7 | 287.7 | 287.7 | 287.7 | 287.7 | 287.7 | 287.7
578 | Solar Peak Average Capacity Percentage |  | SOLAR_PEAK_PCT | % |  |  |  | 5 | 5 | 5 | 5 | 5 | 5 | 5 | 5 | 5 | 5 | 5
579
580 | Reliability Must-Run (RMR) Capacity |  | RMR_CAP_CONT |  | GAS |  |  | 0 | 0 | 0 | 0 | 0 | 0 | 0 | 0 | 0 | 0 | 0
581
582 | Non-Synchronous Tie Resources
583 | EAST TIE |  | DC_E | FANNIN |  | NORTH |  | 600 | 600 | 600 | 600 | 600 | 600 | 600 | 600 | 600 | 600 | 600
584 | NORTH TIE |  | DC_N | WILBARGER |  | WEST |  | 220 | 220 | 220 | 220 | 220 | 220 | 220 | 220 | 220 | 220 | 220
585 | EAGLE PASS TIE |  | DC_S | MAVERICK |  | SOUTH |  | 30 | 30 | 30 | 30 | 30 | 30 | 30 | 30 | 30 | 30 | 30
586 | LAREDO VFT TIE |  | DC_L | WEBB |  | SOUTH |  | 100 | 100 | 100 | 100 | 100 | 100 | 100 | 100 | 100 | 100 | 100
587 | SHARYLAND RAILROAD TIE |  | DC_R | HIDALGO |  | SOUTH |  | 150 | 150 | 150 | 150 | 150 | 150 | 150 | 150 | 150 | 150 | 150
588 | SHARYLAND RAILROAD TIE 2 |  | DC_R2 | HIDALGO |  | SOUTH |  | 150 | 150 | 150 | 150 | 150 | 150 | 150 | 150 | 150 | 150 | 150
589 | Non-Synchronous Ties Total | [6 empty] | 1250 | 1250 | 1250 | 1250 | 1250 | 1250 | 1250 | 1250 | 1250 | 1250 | 1250
590 | Non-Synchronous Ties Capacity Contribution (Top 20 Hours) |  | DCTIE_CAP_CONT |  | OTHER |  |  | 246.4 | 246.4 | 246.4 | 246.4 | 246.4 | 246.4 | 246.4 | 246.4 | 246.4 | 246.4 | 246.4
591
592 | Planned Thermal Resources with Executed SGIA, Air Permit, GHG Permit and Water Rights
593 | Colorado Bend II | 17INR0007 |  | WHARTON | GAS | SOUTH | 2017 | 0 | 1148 | 1148 | 1148 | 1148 | 1148 | 1148 | 1148 | 1148 | 1148 | 1148
594 | TEXAS CLEAN ENERGY PROJECT | 13INR0023 |  | ECTOR | COAL | WEST | 2019 | 0 | 0 | 0 | 0 | 240 | 240 | 240 | 240 | 240 | 240 | 240
595 | FGE TEXAS I PROJECT | 16INR0010 |  | MITCHELL | GAS | WEST | 2018 | 0 | 0 | 799 | 799 | 799 | 799 | 799 | 799 | 799 | 799 | 799
596 | ANTELOPE 1-3 IC & ELK CTG 1 (SWITCHABLE) | 13INR0028 |  | HALE | GAS | PANHANDLE | 2016 | 369.4 | 369.4 | 369.4 | 369.4 | 369.4 | 369.4 | 369.4 | 369.4 | 369.4 | 369.4 | 369.4
597 | LA PALOMA ENERGY CENTER PROJECT | 16INR0004 |  | CAMERON | GAS | COASTAL | 2018 | 0 | 0 | 730 | 730 | 730 | 730 | 730 | 730 | 730 | 730 | 730
598 | PHR PEAKERS [BAC_CTG1-6] | 14INR0038 |  | GALVESTON | GAS | HOUSTON | 2016 | 390 | 390 | 390 | 390 | 390 | 390 | 390 | 390 | 390 | 390 | 390
599 | SKY GLOBAL POWER ONE | 16INR0057 |  | COLORADO | GAS | SOUTH | 2016 | 51.4 | 51.4 | 51.4 | 51.4 | 51.4 | 51.4 | 51.4 | 51.4 | 51.4 | 51.4 | 51.4
600 | INDECK WHARTON ENERGY CENTER PROJECT | 15INR0023 |  | WHARTON | GAS | SOUTH | 2019 | 0 | 0 | 0 | 654 | 654 | 654 | 654 | 654 | 654 | 654 | 654
601 | PINECREST ENERGY CENTER PROJECT | 16INR0006 |  | ANGELINA | GAS | NORTH | 2017 | 0 | 785 | 785 | 785 | 785 | 785 | 785 | 785 | 785 | 785 | 785
602 | RED GATE IC PLANT [REDGATE_AGR_A-D] | 14INR0040 |  | HIDALGO | GAS | SOUTH | 2016 | 225 | 225 | 225 | 225 | 225 | 225 | 225 | 225 | 225 | 225 | 225
603 | ELK STATION CTG 2 (SWITCHABLE) | 15INR0032 |  | HALE | GAS | PANHANDLE | 2016 | 202 | 0 | 0 | 0 | 0 | 0 | 0 | 0 | 0 | 0 | 0
604 | ELK STATION CTG 3 | 15INR0033 |  | HALE | GAS | PANHANDLE | 2016 | 202 | 202 | 202 | 202 | 202 | 202 | 202 | 202 | 202 | 202 | 202
605 | WOLF HOLLOW 2 | 17INR0009 |  | HOOD | GAS | NORTH | 2017 | 0 | 1118 | 1118 | 1118 | 1118 | 1118 | 1118 | 1118 | 1118 | 1118 | 1118
606 | FRIENDSWOOD G | 13INR0049 |  | HARRIS | GAS | HOUSTON | 2017 | 0 | 129 | 129 | 129 | 129 | 129 | 129 | 129 | 129 | 129 | 129
607 | BETHEL CAES PROJECT | 15INR0013 |  | ANDERSON | STORAGE | NORTH | 2018 | 0 | 0 | 0 | 324 | 324 | 324 | 324 | 324 | 324 | 324 | 324
608 | HALYARD HENDERSON | 16INR0045 |  | HENDERSON | GAS | NORTH | 2018 | 0 | 0 | 432 | 432 | 432 | 432 | 432 | 432 | 432 | 432 | 432
609 | HALYARD WHARTON ENERGY CENTER | 16INR0044 |  | WHARTON | GAS | SOUTH | 2017 | 419 | 419 | 419 | 419 | 419 | 419 | 419 | 419 | 419 | 419 | 419
610 | Planned Capacity Total (Coal, Gas & Storage) | [6 empty] | 1858.8 | 4836.8 | 6797.8 | 7775.8 | 8015.8 | 8015.8 | 8015.8 | 8015.8 | 8015.8 | 8015.8 | 8015.8
611
612 | Planned Wind Resources with Executed SGIA
613 | ALBERCAS WIND | 15INR0049 |  | ZAPATA | WIND | SOUTH | 2016 | 0 | 250 | 250 | 250 | 250 | 250 | 250 | 250 | 250 | 250 | 250
614 | GUNSIGHT MOUNTAIN WIND | 08INR0018 |  | HOWARD | WIND | WEST | 2016 | 120 | 120 | 120 | 120 | 120 | 120 | 120 | 120 | 120 | 120 | 120
615 | BAFFIN WIND [BAFFIN_UNIT1-2] | 06INR0022c |  | KENEDY | WIND-C | COASTAL | 2016 | 202 | 202 | 202 | 202 | 202 | 202 | 202 | 202 | 202 | 202 | 202
616 | MIDWAY FARMS WIND | 11INR0054 |  | SAN PATRICIO | WIND-C | COASTAL | 2017 | 0 | 161 | 161 | 161 | 161 | 161 | 161 | 161 | 161 | 161 | 161
617 | LONGHORN WIND SOUTH | 14INR0023b |  | BRISCOE | WIND | PANHANDLE | 2017 | 0 | 160 | 160 | 160 | 160 | 160 | 160 | 160 | 160 | 160 | 160
618 | MARIAH WIND A | 13INR0010a |  | PARMER | WIND | PANHANDLE | 2017 | 0 | 139.2 | 139.2 | 139.2 | 139.2 | 139.2 | 139.2 | 139.2 | 139.2 | 139.2 | 139.2
619 | MARIAH WIND B | 13INR0010b |  | PARMER | WIND | PANHANDLE | 2016 | 230.4 | 230.4 | 230.4 | 230.4 | 230.4 | 230.4 | 230.4 | 230.4 | 230.4 | 230.4 | 230.4
620 | MARIAH DEL SUR | 13INR0010c |  | PARMER | WIND | PANHANDLE | 2017 | 0 | 230.4 | 230.4 | 230.4 | 230.4 | 230.4 | 230.4 | 230.4 | 230.4 | 230.4 | 230.4
621 | MIAMI WIND 1B | 14INR0012b |  | GRAY | WIND | PANHANDLE | 2016 | 111 | 111 | 111 | 111 | 111 | 111 | 111 | 111 | 111 | 111 | 111
622 | RATTLESNAKE DEN WIND 2 | 13INR0020b |  | GLASSCOCK | WIND | WEST | 2017 | 0 | 158 | 158 | 158 | 158 | 158 | 158 | 158 | 158 | 158 | 158
623 | PATRIOT WIND (PETRONILLA) | 11INR0062 |  | NUECES | WIND-C | COASTAL | 2017 | 0 | 180 | 180 | 180 | 180 | 180 | 180 | 180 | 180 | 180 | 180
624 | COMANCHE RUN WIND | 12INR0029 |  | SWISHER | WIND | PANHANDLE | 2018 | 0 | 0 | 0 | 500 | 500 | 500 | 500 | 500 | 500 | 500 | 500
625 | PAMPA WIND | 12INR0018 |  | GRAY | WIND | PANHANDLE | 2017 | 0 | 500 | 500 | 500 | 500 | 500 | 500 | 500 | 500 | 500 | 500
626 | SOUTH PLAINS WIND II | 14INR0025b |  | FLOYD | WIND | PANHANDLE | 2016 | 151.8 | 151.8 | 151.8 | 151.8 | 151.8 | 151.8 | 151.8 | 151.8 | 151.8 | 151.8 | 151.8
627 | SOUTH PLAINS WIND III | 14INR0025c |  | FLOYD | WIND | PANHANDLE | 2016 | 148.5 | 148.5 | 148.5 | 148.5 | 148.5 | 148.5 | 148.5 | 148.5 | 148.5 | 148.5 | 148.5
628 | WAKE WIND | 14INR0047 |  | DICKENS | WIND | PANHANDLE | 2016 | 257.3 | 257.3 | 257.3 | 257.3 | 257.3 | 257.3 | 257.3 | 257.3 | 257.3 | 257.3 | 257.3
629 | DOUG COLBECK'S CORNER (CONWAY) | 13INR0005b |  | CARSON | WIND | PANHANDLE | 2016 | 200.5 | 200.5 | 200.5 | 200.5 | 200.5 | 200.5 | 200.5 | 200.5 | 200.5 | 200.5 | 200.5
630 | GRANDVIEW WIND 3 (CONWAY) | 13INR0005c |  | CARSON | WIND | PANHANDLE | 2016 | 0 | 187.5 | 187.5 | 187.5 | 187.5 | 187.5 | 187.5 | 187.5 | 187.5 | 187.5 | 187.5
631 | SCANDIA WIND DEF | 13INR0010def |  | PARMER | WIND | PANHANDLE | 2017 | 0 | 600.3 | 600.3 | 600.3 | 600.3 | 600.3 | 600.3 | 600.3 | 600.3 | 600.3 | 600.3
632 | PULLMAN ROAD WIND | 15INR0079 |  | RANDALL | WIND | PANHANDLE | 2016 | 300 | 300 | 300 | 300 | 300 | 300 | 300 | 300 | 300 | 300 | 300
633 | PANHANDLE WIND 3 | 14INR0030c |  | CARSON | WIND | PANHANDLE | 2016 | 0 | 248 | 248 | 248 | 248 | 248 | 248 | 248 | 248 | 248 | 248
634 | SALT FORK WIND | 14INR0062 |  | GRAY | WIND | PANHANDLE | 2016 | 0 | 200 | 200 | 200 | 200 | 200 | 200 | 200 | 200 | 200 | 200
635 | LOS VIENTOS IV WIND | 15INR0037 |  | STARR | WIND | SOUTH | 2016 | 200 | 200 | 200 | 200 | 200 | 200 | 200 | 200 | 200 | 200 | 200
636 | LOS VIENTOS V WIND [LV5_UNIT_1] | 15INR0021 |  | STARR | WIND | SOUTH | 2016 | 110 | 110 | 110 | 110 | 110 | 110 | 110 | 110 | 110 | 110 | 110
637 | PALO DURO WIND | 15INR0050 |  | DEAF SMITH | WIND | PANHANDLE | 2018 | 0 | 0 | 203 | 203 | 203 | 203 | 203 | 203 | 203 | 203 | 203
638 | CAPROCK WIND | 10INR0009 |  | CASTRO | WIND | PANHANDLE | 2017 | 0 | 300 | 300 | 300 | 300 | 300 | 300 | 300 | 300 | 300 | 300
639 | SAN ROMAN WIND | 14INR0013 |  | CAMERON | WIND-C | COASTAL | 2016 | 0 | 103 | 103 | 103 | 103 | 103 | 103 | 103 | 103 | 103 | 103
640 | TORRECILLAS WIND A | 14INR0045a |  | WEBB | WIND | SOUTH | 2016 | 200 | 200 | 200 | 200 | 200 | 200 | 200 | 200 | 200 | 200 | 200
641 | TORRECILLAS WIND B | 14INR0045b |  | WEBB | WIND | SOUTH | 2016 | 200 | 200 | 200 | 200 | 200 | 200 | 200 | 200 | 200 | 200 | 200
642 | CHANGING WINDS | 13INR0045 |  | CASTRO | WIND | PANHANDLE | 2017 | 0 | 288 | 288 | 288 | 288 | 288 | 288 | 288 | 288 | 288 | 288
643 | ELECTRA WIND | 16INR0062a |  | WILBARGER | WIND | WEST | 2016 | 230 | 230 | 230 | 230 | 230 | 230 | 230 | 230 | 230 | 230 | 230
644 | LOCKETT WIND FARM | 16INR0062b |  | WILBARGER | WIND | WEST | 2017 | 0 | 184 | 184 | 184 | 184 | 184 | 184 | 184 | 184 | 184 | 184
645 | HORSE CREEK WIND | 14INR0060 |  | HASKELL | WIND | WEST | 2016 | 230 | 230 | 230 | 230 | 230 | 230 | 230 | 230 | 230 | 230 | 230
646 | WILLOW SPRINGS WIND | 14INR0060b |  | HASKELL | WIND | WEST | 2016 | 230 | 230 | 230 | 230 | 230 | 230 | 230 | 230 | 230 | 230 | 230
647 | MUENSTER WIND | 15INR0085 |  | COOKE | WIND | NORTH | 2016 | 118.3 | 118.3 | 118.3 | 118.3 | 118.3 | 118.3 | 118.3 | 118.3 | 118.3 | 118.3 | 118.3
648 | HAPPY WHITEFACE WIND | 15INR0074 |  | DEAF SMITH | WIND | PANHANDLE | 2016 | 157 | 157 | 157 | 157 | 157 | 157 | 157 | 157 | 157 | 157 | 157
649 | CHAPMAN RANCH WIND I | 16INR0055 |  | NUECES | WIND-C | COASTAL | 2017 | 0 | 250 | 250 | 250 | 250 | 250 | 250 | 250 | 250 | 250 | 250
650 | HIDALGO & STARR WIND | 16INR0024 |  | HIDALGO | WIND | SOUTH | 2016 | 250 | 250 | 250 | 250 | 250 | 250 | 250 | 250 | 250 | 250 | 250
651 | BLANCO CANYON WIND (COTTON PLAINS) | 16INR0037 |  | FLOYD | WIND | PANHANDLE | 2016 | 0 | 50 | 50 | 50 | 50 | 50 | 50 | 50 | 50 | 50 | 50
652 | BLANCO CANYON WIND (OLD SETTLER) | 16INR0037b |  | FLOYD | WIND | PANHANDLE | 2017 | 0 | 150 | 150 | 150 | 150 | 150 | 150 | 150 | 150 | 150 | 150
653 | PUMPKIN FARM WIND | 16INR0037c |  | FLOYD | WIND | PANHANDLE | 2017 | 0 | 0 | 200 | 200 | 200 | 200 | 200 | 200 | 200 | 200 | 200
654 | ROCK SPRINGS VAL VERDE WIND | 11INR0082a |  | VAL VERDE | WIND | WEST | 2016 | 149.3 | 149.3 | 149.3 | 149.3 | 149.3 | 149.3 | 149.3 | 149.3 | 149.3 | 149.3 | 149.3
655 | MAGIC VALLEY WIND II (REDFISH 2A and 2B) | 14INR0041a |  | WILLACY | WIND-C | COASTAL | 2017 | 0 | 230 | 230 | 230 | 230 | 230 | 230 | 230 | 230 | 230 | 230
656 | SALT FORK WIND 2 | 16INR0082 |  | CARSON | WIND | PANHANDLE | 2017 | 0 | 200 | 200 | 200 | 200 | 200 | 200 | 200 | 200 | 200 | 200
657 | SANTA RITA WIND | 16INR0091 |  | REAGAN | WIND | WEST | 2016 | 300 | 300 | 300 | 300 | 300 | 300 | 300 | 300 | 300 | 300 | 300
658 | SWISHER WIND | 13INR0038 |  | SWISHER | WIND | PANHANDLE | 2017 | 0 | 0 | 300 | 300 | 300 | 300 | 300 | 300 | 300 | 300 | 300
659 | BUCKTHORN WIND 1 | 14INR0057 |  | ERATH | WIND | NORTH | 2016 | 96 | 96 | 96 | 96 | 96 | 96 | 96 | 96 | 96 | 96 | 96
660 | FLUVANNA RENEWABLE 1 | 13INR0056 |  | SCURRY | WIND | WEST | 2017 | 0 | 240 | 240 | 240 | 240 | 240 | 240 | 240 | 240 | 240 | 240
661 | RTS WIND | 16INR0087 |  | MCCULLOCH | WIND | SOUTH | 2016 | 0 | 160 | 160 | 160 | 160 | 160 | 160 | 160 | 160 | 160 | 160
662 | SILVER CANYON WIND A | 12INR0002a |  | BRISCOE | WIND | PANHANDLE | 2017 | 0 | 200 | 200 | 200 | 200 | 200 | 200 | 200 | 200 | 200 | 200
663 | LOGAN'S GAP WIND II | 15INR0082 |  | COMANCHE | WIND | NORTH | 2017 | 0 | 200 | 200 | 200 | 200 | 200 | 200 | 200 | 200 | 200 | 200
664 | Planned Capacity Total (Wind) | [6 empty] | 4192.1 | 9761.5 | 10464.5 | 10964.5 | 10964.5 | 10964.5 | 10964.5 | 10964.5 | 10964.5 | 10964.5 | 10964.5
665
666 | Planned Wind Capacity Sub-total (Non-Coastal Counties) |  | WIND_PLANNED_NC |  |  |  |  | 3990.1 | 8635.5 | 9338.5 | 9838.5 | 9838.5 | 9838.5 | 9838.5 | 9838.5 | 9838.5 | 9838.5 | 9838.5
667 | Wind Peak Average Capacity Percentage (Non-Coastal) |  | WIND_PL_PEAK_PCT_NC | % |  |  |  | 20 | 20 | 20 | 20 | 20 | 20 | 20 | 20 | 20 | 20 | 20
668
669 | Planned Wind Capacity Sub-total (Coastal Counties) |  | WIND_PLANNED_C |  |  |  |  | 202 | 1126 | 1126 | 1126 | 1126 | 1126 | 1126 | 1126 | 1126 | 1126 | 1126
670 | Wind Peak Average Capacity Percentage (Coastal) |  | WIND_PL_PEAK_PCT_C | % |  |  |  | 35 | 35 | 35 | 35 | 35 | 35 | 35 | 35 | 35 | 35 | 35
671
672 | Planned Solar Resources with Executed SGIA
673 | FS BARILLA SOLAR 1B [HOVEY_UNIT2] | 12INR0059b |  | PECOS | SOLAR | WEST | 2016 | 7.4 | 7.4 | 7.4 | 7.4 | 7.4 | 7.4 | 7.4 | 7.4 | 7.4 | 7.4 | 7.4
674 | FS BARILLA SOLAR 2 | 12INR0059c |  | PECOS | SOLAR | WEST | 2017 | 0 | 0 | 21 | 21 | 21 | 21 | 21 | 21 | 21 | 21 | 21
675 | RE ROSEROCK SOLAR | 16INR0048 |  | PECOS | SOLAR | WEST | 2016 | 160 | 160 | 160 | 160 | 160 | 160 | 160 | 160 | 160 | 160 | 160
676 | OCI ALAMO 6 (WEST TEXAS) | 15INR0070_1 |  | PECOS | SOLAR | WEST | 2016 | 110 | 110 | 110 | 110 | 110 | 110 | 110 | 110 | 110 | 110 | 110
677 | OCI ALAMO 6 (WEST TEXAS PHASE II) | 15INR0070_1b |  | PECOS | SOLAR | WEST | 2016 | 50 | 50 | 50 | 50 | 50 | 50 | 50 | 50 | 50 | 50 | 50
678 | SE BUCKTHORN WESTEX SOLAR (RIGGINS SOLAR) | 15INR0045 |  | PECOS | SOLAR | WEST | 2016 | 150 | 150 | 150 | 150 | 150 | 150 | 150 | 150 | 150 | 150 | 150
679 | FS EAST PECOS SOLAR | 16INR0073 |  | PECOS | SOLAR | WEST | 2016 | 100 | 100 | 100 | 100 | 100 | 100 | 100 | 100 | 100 | 100 | 100
680 | OCI ALAMO 7 (PAINT CREEK) | 16INR0052 |  | HASKELL | SOLAR | WEST | 2016 | 106 | 106 | 106 | 106 | 106 | 106 | 106 | 106 | 106 | 106 | 106
681 | LC NAZARETH SOLAR | 16INR0049 |  | CASTRO | SOLAR | PANHANDLE | 2016 | 201 | 201 | 201 | 201 | 201 | 201 | 201 | 201 | 201 | 201 | 201
682 | PECOS SOLAR POWER I | 15INR0059 |  | PECOS | SOLAR | WEST | 2017 | 0 | 108 | 108 | 108 | 108 | 108 | 108 | 108 | 108 | 108 | 108
683 | BNB LAMESA SOLAR | 16INR0023 |  | DAWSON | SOLAR | WEST | 2016 | 0 | 200 | 200 | 200 | 200 | 200 | 200 | 200 | 200 | 200 | 200
684 | CAPRICORN RIDGE SOLAR | 16INR0019 |  | COKE | SOLAR | WEST | 2016 | 100 | 100 | 100 | 100 | 100 | 100 | 100 | 100 | 100 | 100 | 100
685 | UPCO POWER 1 (SP-TX-12) | 16INR0065 |  | UPTON | SOLAR | WEST | 2017 | 0 | 117 | 117 | 117 | 117 | 117 | 117 | 117 | 117 | 117 | 117
686 | CASTLE GAP SOLAR 2 | 16INR0065a |  | UPTON | SOLAR | WEST | 2017 | 0 | 63 | 63 | 63 | 63 | 63 | 63 | 63 | 63 | 63 | 63
687 | SP-TX-12-PHASE B | 16INR0065B |  | UPTON | SOLAR | WEST | 2016 | 120 | 120 | 120 | 120 | 120 | 120 | 120 | 120 | 120 | 120 | 120
688 | SOLAIREHOLMAN 1 | 15INR0061 |  | BREWSTER | SOLAR | WEST | 2017 | 0 | 50 | 50 | 50 | 50 | 50 | 50 | 50 | 50 | 50 | 50
689 | UPTON SOLAR | 16INR0114 |  | UPTON | SOLAR | WEST | 2017 | 0 | 102 | 102 | 102 | 102 | 102 | 102 | 102 | 102 | 102 | 102
690 | Planned Capacity Total (Solar) | [6 empty] | 1104.4 | 1744.4 | 1765.4 | 1765.4 | 1765.4 | 1765.4 | 1765.4 | 1765.4 | 1765.4 | 1765.4 | 1765.4
691 | Solar Peak Average Capacity Percentage |  | SOLAR_PL_PEAK_PCT | % |  |  |  | 5 | 5 | 5 | 5 | 5 | 5 | 5 | 5 | 5 | 5 | 5
692
693 | Seasonal Mothballed Resources
694 | MARTIN LAKE U2, (AS OF 10/1/2015) - 820 MW |  | MLSES_UNIT2 | RUSK | COAL | NORTH | 1978 | 0 | 0 | 0 | 0 | 0 | 0 | 0 | 0 | 0 | 0 | 0
695 | Total Seasonal Mothballed Capacity | [6 empty] | 0 | 0 | 0 | 0 | 0 | 0 | 0 | 0 | 0 | 0 | 0
696
697 | Mothballed Resources
698 | GREENS BAYOU STG U5 (AS OF 6/27/2016) |  | GBY_GBY_5 | HARRIS | GAS | HOUSTON | 1973 | 371 | 371 | 371 | 371 | 371 | 371 | 371 | 371 | 371 | 371 | 371
699 | J T DEELY U1 (AS OF 12/31/2018) |  | CALAVERS_JTD1_M | BEXAR | COAL | SOUTH | 1918 | 0 | 0 | 430 | 430 | 430 | 430 | 430 | 430 | 430 | 430 | 430
700 | J T DEELY U2 (AS OF 12/31/2018) |  | CALAVERS_JTD2_M | BEXAR | COAL | SOUTH | 1918 | 0 | 0 | 420 | 420 | 420 | 420 | 420 | 420 | 420 | 420 | 420
701 | LUFKIN BIOMASS (AS OF 7/6/2016) |  | LFBIO_UNIT1 | ANGELINA | BIOMASS | NORTH | 2012 | 45 | 45 | 45 | 45 | 45 | 45 | 45 | 45 | 45 | 45 | 45
702 | S R BERTRON CTG 2 (SINCE 5/15/2013) |  | SRB_SRBGT_2 | HARRIS | GAS | HOUSTON | 1967 | 13 | 13 | 13 | 13 | 13 | 13 | 13 | 13 | 13 | 13 | 13
703 | S R BERTRON U1 (SINCE 5/15/2013) |  | SRB_SRB_G1 | HARRIS | GAS | HOUSTON | 1958 | 118 | 118 | 118 | 118 | 118 | 118 | 118 | 118 | 118 | 118 | 118
704 | S R BERTRON U2 (SINCE 5/15/2013) |  | SRB_SRB_G2 | HARRIS | GAS | HOUSTON | 1956 | 174 | 174 | 174 | 174 | 174 | 174 | 174 | 174 | 174 | 174 | 174
705 | S R BERTRON U3 (SINCE 5/22/2013) |  | SRB_SRB_G3 | HARRIS | GAS | HOUSTON | 1959 | 211 | 211 | 211 | 211 | 211 | 211 | 211 | 211 | 211 | 211 | 211
706 | S R BERTRON U4 (SINCE 5/22/2013) |  | SRB_SRB_G4 | HARRIS | GAS | HOUSTON | 1960 | 211 | 211 | 211 | 211 | 211 | 211 | 211 | 211 | 211 | 211 | 211
707 | Total Mothballed Capacity | [6 empty] | 1143 | 1143 | 1993 | 1993 | 1993 | 1993 | 1993 | 1993 | 1993 | 1993 | 1993
708
709 | Retiring Resources Unavailable to ERCOT (since last CDR)
710 | FRONTERA GENERATION CTG 1 (Not Available for ERCOT after 10/1/2016) |  | FRONTERA_FRONTEG1_RET | HIDALGO | GAS | SOUTH | 1999 | 170 | 170 | 170 | 170 | 170 | 170 | 170 | 170 | 170 | 170 | 170
711 | FRONTERA GENERATION CTG 2 (Not Available for ERCOT after 10/1/2016) |  | FRONTERA_FRONTEG2_RET | HIDALGO | GAS | SOUTH | 1999 | 170 | 170 | 170 | 170 | 170 | 170 | 170 | 170 | 170 | 170 | 170
712 | FRONTERA GENERATION STG (Not Available for ERCOT after 10/1/2016) |  | FRONTERA_FRONTEG3_RET | HIDALGO | GAS | SOUTH | 2000 | 184 | 184 | 184 | 184 | 184 | 184 | 184 | 184 | 184 | 184 | 184
713 | Total Retiring Capacity (since last CDR) | [6 empty] | 524 | 524 | 524 | 524 | 524 | 524 | 524 | 524 | 524 | 524 | 524

## WinterFuelTypes
Winter Fuel Types - ERCOT
Fuel type is based on the primary fuel. Capacity contribution of the wind resources is included at 20% for Non-Coastal and 35% for Coastal counties, while the solar capacity contribution is 5%. Private Use Network, Hydro and Non-Synchronous Tie resources are included based on the three-year average historical capability for each Summer Season's 20 peak load hours. Non-Synchronous Tie resources are categorized as Other. Mothballed resource capacity is excluded except for Available Mothball Capacity based on a Seasonal Availability Schedule or Owner's reported Return Probability. Private Use Network is categorized as gas.
In MW
Fuel_Type | Capacity_Pct | 2016/2017 | 2017/2018 | 2018/2019 | 2019/2020 | 2020/2021 | 2021/2022 | 2022/2023 | 2023/2024 | 2024/2025 | 2025/2026 | 2026/2027
Biomass | 100% | 198.5 | 198.5 | 198.5 | 198.5 | 198.5 | 198.5 | 198.5 | 198.5 | 198.5 | 198.5 | 198.5
Coal | 100% | 18545 | 18545 | 17705 | 17705 | 17945 | 17945 | 17945 | 17945 | 17945 | 17945 | 17945
Gas | 100% | 53647.5 | 56651.5 | 58860.5 | 59510.5 | 59739.5 | 59710.5 | 59770.5 | 59770.5 | 59760.5 | 59760.5 | 59760.5
Nuclear | 100% | 5164 | 5164 | 5164 | 5164 | 5164 | 5164 | 5164 | 5164 | 5164 | 5164 | 5164
Other | 100% | 246.4 | 246.4 | 246.4 | 246.4 | 246.4 | 246.4 | 246.4 | 246.4 | 246.4 | 246.4 | 246.4
Hydro | 79.64% | 442.1 | 442.1 | 442.1 | 442.1 | 442.1 | 442.1 | 442.1 | 442.1 | 442.1 | 442.1 | 442.1
Wind | 20% | 3619.36 | 4548.44 | 4689.04 | 4789.04 | 4789.04 | 4789.04 | 4789.04 | 4789.04 | 4789.04 | 4789.04 | 4789.04
Wind-C | 35% | 716.59 | 1039.99 | 1039.99 | 1039.99 | 1039.99 | 1039.99 | 1039.99 | 1039.99 | 1039.99 | 1039.99 | 1039.99
Solar | 5% | 69.605 | 101.605 | 102.655 | 102.655 | 102.655 | 102.655 | 102.655 | 102.655 | 102.655 | 102.655 | 102.655
Storage | 100% | 0 | 0 | 0 | 324 | 324 | 324 | 324 | 324 | 324 | 324 | 324
Total |  | 82649.055 | 86937.535 | 88448.185 | 89522.185 | 89991.185 | 89962.185 | 90022.185 | 90022.185 | 90012.185 | 90012.185 | 90012.185
In Percentages
Fuel_Type |  | 2016/2017 | 2017/2018 | 2018/2019 | 2019/2020 | 2020/2021 | 2021/2022 | 2022/2023 | 2023/2024 | 2024/2025 | 2025/2026 | 2026/2027
Biomass |  | 0.2402% | 0.2283% | 0.2244% | 0.2217% | 0.2206% | 0.2206% | 0.2205% | 0.2205% | 0.2205% | 0.2205% | 0.2205%
Coal |  | 22.44% | 21.33% | 20.02% | 19.78% | 19.94% | 19.95% | 19.93% | 19.93% | 19.94% | 19.94% | 19.94%
Gas |  | 64.91% | 65.16% | 66.55% | 66.48% | 66.38% | 66.37% | 66.4% | 66.4% | 66.39% | 66.39% | 66.39%
Nuclear |  | 6.248% | 5.94% | 5.838% | 5.768% | 5.738% | 5.74% | 5.736% | 5.736% | 5.737% | 5.737% | 5.737%
Other |  | 0.2981% | 0.2834% | 0.2786% | 0.2752% | 0.2738% | 0.2739% | 0.2737% | 0.2737% | 0.2737% | 0.2737% | 0.2737%
Hydro |  | 0.5349% | 0.5085% | 0.4998% | 0.4938% | 0.4913% | 0.4914% | 0.4911% | 0.4911% | 0.4912% | 0.4912% | 0.4912%
Wind |  | 4.379% | 5.232% | 5.301% | 5.35% | 5.322% | 5.323% | 5.32% | 5.32% | 5.32% | 5.32% | 5.32%
Wind-C |  | 0.867% | 1.196% | 1.176% | 1.162% | 1.156% | 1.156% | 1.155% | 1.155% | 1.155% | 1.155% | 1.155%
Solar |  | 0.08422% | 0.1169% | 0.1161% | 0.1147% | 0.1141% | 0.1141% | 0.114% | 0.114% | 0.114% | 0.114% | 0.114%
Storage |  | 0% | 0% | 0% | 0.3619% | 0.36% | 0.3602% | 0.3599% | 0.3599% | 0.36% | 0.36% | 0.36%
Total |  | 100% | 100% | 100% | 100% | 100% | 100% | 100% | 100% | 100% | 100% | 100%