## TitlePage
Report on the Capacity, Demand and Reserves
(CDR) in the ERCOT Region, 2018-2027
May 2, 2017

## Contents
Table of Contents
Tab | Notes
Disclaimer | Please read
Changes from previous CDR | List of significant changes relative to the last CDR, published December 2016
Definitions | List of definitions
Executive Summary | Synopsis of considerations for this report
SummerSummary | Shows load forecast, resource capacity and reserve margin for Summer 2018 through Summer 2022
SummerCapacities | List of registered resources and capabilities used in determining the capacity contribution for Summer Peak Season
SummerFuelTypes | Lists generation fuel types by MW and by percentage for Summer 2018 through Summer 2022
WinterSummary | Shows load forecast, resource capacity and reserve margin for Winter 2017/2018 through Winter 2021/2022
WinterCapacities | List of registered resources and capabilities used in determining the capacity contribution for Winter Peak Season
WinterFuelTypes | Lists generation fuel types by MW and by percentage for Winter 2017/2018 through Winter 2021/2022
Supplemental | Shows the capacity of proposed generation resources for the summer of each forecast year based on meeting various interconnection process milestones. Also shows the load forecast, resource capacity and reserve margin for both Summer and Winter seasons for the later half of the CDR forecast period.

## Disclaimer
Disclaimer
CDR WORKING PAPER
FOR PLANNING PURPOSES ONLY
This ERCOT Working Paper has been prepared for specific ERCOT and market participant purposes and has been developed from data provided by ERCOT market participants. The data may contain errors or become obsolete and thereby affect the conclusions and opinions of the Working Paper. ERCOT MAKES NO WARRANTY, EXPRESS OR IMPLIED, INCLUDING ANY WARRANTY OF MERCHANTABILITY OR FITNESS FOR ANY PARTICULAR PURPOSE, AND DISCLAIMS ANY AND ALL LIABILITY WITH RESPECT TO THE ACCURACY OF SAME OR THE FITNESS OR APPROPRIATENESS OF SAME FOR ANY PARTICULAR USE. THIS ERCOT WORKING PAPER IS SUPPLIED WITH ALL FAULTS. The specific suitability for any use of the Working Paper and its accuracy should be confirmed by each ERCOT market participant that contributed data for this Working Paper.

## Changes
Notes on Changes Relative to the Last CDR, Published December 2016
1 | GREENS BAYOU STG U5 (GBY_GBY_5) moved from Reliability Must Run (RMR) status to Mothball status as its RMR contract will terminate on May 29, 2017.
2 | Wind Winter Peak Average Capacity Contribution Percentages (WINDPEAKPCT) were updated based on winter 2016/2017 data. The Non-coastal region is unchanged at 20%. The Coastal region increased from 35% to 42% due to a 80.8% capacity contribution for the past winter.
3 | The solar Winter Peak Average Capacity Contribution Percentage (SOLAR_PEAK_PCT) was updated based on winter 2016/2017 data, and increased from 5% to 9.8%.
4 | The following Planned Resources have been moved to Operational Status since the release of the December 2016 CDR report:
| Project Name | Unit Code | County | Fuel | Zone | Installed Capacity MW | Summer Capacity MW
| ELECTRA WIND 1 | DIGBY_UNIT1 | WILBARGER | WIND | WEST | 98.9 | 13.846
| ELECTRA WIND 2 | DIGBY_UNIT2 | WILBARGER | WIND | WEST | 131.1 | 18.354
| HIDALGO & STARR WIND 11 | MIRASOLE_MIR11 | HIDALGO | WIND | SOUTH | 50 | 7
| HIDALGO & STARR WIND 12 | MIRASOLE_MIR12 | HIDALGO | WIND | SOUTH | 100 | 14
| HIDALGO & STARR WIND 21 | MIRASOLE_MIR21 | HIDALGO | WIND | SOUTH | 100 | 14
| HORSE CREEK WIND 1 | HORSECRK_UNIT1 | HASKELL | WIND | WEST | 131.1 | 18.354
| HORSE CREEK WIND 2 | HORSECRK_UNIT2 | HASKELL | WIND | WEST | 98.9 | 13.846
| JAVELINA II WIND 1 | BORDAS2_JAVEL2_A | WEBB | WIND | SOUTH | 96 | 13.44
| JAVELINA II WIND 2 | BORDAS2_JAVEL2_B | WEBB | WIND | SOUTH | 74 | 10.36
| JAVELINA II WIND 3 | BORDAS2_JAVEL2_C | WEBB | WIND | SOUTH | 30 | 4.2
| MARIAH DEL NORTE 1 | MARIAH_NORTE1 | PARMER | WIND | WEST | 115.2 | 16.128
| MARIAH DEL NORTE 2 | MARIAH_NORTE2 | PARMER | WIND | WEST | 115.2 | 16.128
| TYLER BLUFF WIND | TYLRWIND_UNIT1 | COOKE | WIND | NORTH | 125.6 | 17.584
| FS EAST PECOS SOLAR | BOOTLEG_UNIT1 | PECOS | SOLAR | WEST | 121.1 | 93.247
| OCI ALAMO 6 (WEST TEXAS) | SIRIUS_UNIT1 | PECOS | SOLAR | WEST | 108.3 | 83.391
| COTTON PLAINS WIND | COTPLNS_COTTONPL | FLOYD | WIND | PANHANDLE | 50 | 7
| OLD SETTLER WIND | COTPLNS_OLDSETLR | FLOYD | WIND | PANHANDLE | 150 | 21
| SAN ROMAN WIND | SANROMAN_WIND_1 | CAMERON | WIND-C | COASTAL | 95.2 | 55.216
| TOTAL |  |  |  |  | 1790.6 | 437.094
5 | The following Planned Resources have finalized the necessary agreements and permits to be added to the CDR report:
| Project Name | GENERATION INTERCONNECTION PROJECT CODE | County | Fuel | Zone | Year of Projected Commercial Operations 1/ | Capacity MW | Summer Capacity MW
| CASTLEMAN CHAMON | 17INR0042 | HARRIS | GAS | HOUSTON | 2017 | 88 | 88
| WEST OF PECOS SOLAR | 14INR0044 | REEVES | SOLAR | WEST | 2017 | 100 | 77
| RE MAPLEWOOD 2E SOLAR | 17INR0020e | PECOS | SOLAR | WEST | 2020 | 100 | 77
| BLUE SUMMIT BATTERY | 16INR0122 | WILBARGER | STORAGE | WEST | 2017 | 0 | 0
| BEARKAT WIND B | 15INR0064b | GLASSCOCK | WIND | WEST | 2018 | 163 | 22.82
| CACTUS FLATS WIND | 16INR0086 | CONCHO | WIND | WEST | 2018 | 150 | 21
| TOTAL | [5 empty] | 601 | 285.82
1/ This date is based on the projected Commercial Operations Date (COD) reported by the project developer. In contrast, a unit's first summer CDR forecast year (reported in the SummerCapacities sheet) is defined as the first year in which the capacity is available for the entire summer Peak Load Season. (The summer Peak Load Season constitutes the months of June, July, August and September.) For example, if a unit has a projected COD of July 1, 2017, the first summer CDR forecast year would be 2018.
6 | LUFKIN BIOMASS (LFBIO_UNIT1, 45 MW) changed to retired status, effective February 6, 2017.

## Definitions
Definitions
Available Mothballed Capacity based on Owner's Return Probability
Mothballed capacity with a return-to-service probability of 50% or greater for a given season of the year, as provided by its owner, constitutes available mothballed generation. Return probabilities for individual units are considered protected information under the ERCOT Protocols and therefore are not included in this report.
Emergency Response Service
ERCOT uses the methodology specified in Protocol Section 3.2.6.2.1, Peak Load Estimate, to derive the ERS capacity forecast for future years. The Current Year for the calculations is defined as the latest year for which ERS has been procured. The ERS capacity amounts are grossed up by 2% to reflect avoided transmission line losses.
Energy Efficiency Program Savings Forecast
ERCOT's energy efficiency forecast uses the PUCT's annual verified energy efficiency program savings estimates as the starting point. (See the definition for verified energy efficiency program savings below.) Annual incremental growth in energy efficiency savings is calculated by multiplying ERCOT's peak load forecast by an energy efficiency penetration factor. The current factor is 0.0018, and is derived using the following assumptions: · The unadjusted penetration rate for energy efficiency is 0.4% of total load for all residential and commercial consumers (including NOIEs) · A 50% adjustment is applied to account for actual program effectiveness and program savings that may already be accounted for in the load forecast model · A 90% adjustment is applied to represent the proportion of the total load forecast that is commercial and residential customers Energy efficiency impacts from meeting the Texas Legislature's goals are assumed to accumulate for seven years from the time that the annual goals must first be met (December 31, 2013). Finally, ERCOT incorporates annual energy efficiency estimates from municipal utilities and electric cooperatives provided to the State Energy Conservation Office (SECO). Annual SECO report submission by these entities is required under S.B. No. 924. If annual reports for the previous calendar year are not available at the time the CDR is prepared, ERCOT incorporates report data for the most recently available reporting year. The energy efficiency capacity amounts are grossed up by 2% to reflect avoided transmission line losses.
Mothballed Unit
A generation resource for which a generation entity has submitted a Notification of Suspension of Operations, for which ERCOT has declined to execute an RMR agreement, and for which the generation entity has not announced retirement of the generation resource. A seasonal mothballed unit is one in which the generation entity requests a seasonal operation period that must include the summer Peak Load Season, June 1 through September 30.
Mothballed Capacity
Capacity that is designated as mothballed by a generating unit's owner as described above, and which is not available for operations during the summer Peak Load Season (June, July, August and September) or winter Peak Load Season (December, January and February).
Forecast Zone
Forecast Zones generally have the same boundaries as the 2003 Congestion Management Zones with the following exceptions: A) Panhandle Zone for resources in the Texas Panhandle counties and outside the 2003 Congestion Management Zones, and B) Coastal Zone for resources in 11 counties along the Texas Gulf Coast and formerly in the South Zone of the 2003 Congestion Management Zones.
Full Interconnection Study (FIS)
The set of studies conducted by a Transmission Service Provider (TSP) for the purpose of identifying any electric system improvements or enhancements required to reliably interconnect a new All-Inclusive Generation Resource consistent with the provisions of Planning Guide Section 5, Generation Resource Interconnection or Change Request. These studies may include steady-state studies, system protection (short-circuit) studies, dynamic and transient stability studies, facility studies, and sub-synchronous oscillation studies.
LRs (Load Resources)
Load capable of reducing or increasing the need for electrical energy or providing Ancillary Services to the ERCOT System, as described in the ERCOT Protocols, Section 6, Ancillary Services. These Resources may provide the following Ancillary Services: Responsive Reserve Service, Non-Spinning Reserve Service, Replacement Reserve Service, and Regulation Service. The Resources must be registered and qualified by ERCOT and will be scheduled by a Qualified Scheduling Entity (QSE). LR capacity has been grossed up by 2% to reflect avoided transmission line losses.
Peak Load Seasons
Summer months are June, July, August, and September; winter months are December, January, and February.
Private Use Networks
An electric network connected to the ERCOT transmission grid that contains load that is not directly metered by ERCOT (i.e., load that is typically netted with internal generation).
Non-Synchronous Tie
Any non-synchronous transmission interconnection between ERCOT and non-ERCOT electric power systems.
Reliability Must-Run (RMR) Unit
A generation resource unit operated under the terms of an agreement with ERCOT that would not otherwise be operated except that they are necessary to provide voltage support, stability or management of localized transmission constraints under first contingency criteria.
Signed SGIA (Standard Generation Interconnection Agreement)
An agreement that sets forth requirements for physical connection between an eligible transmission service customer and a transmission or distribution service provider.
Switchable Unit
A generation resource that can be connected to either the ERCOT transmission grid or a grid outside the ERCOT Region.
Verified Energy Efficiency Program Savings
The total megawatt (MW) amount of verified peak load capacity reductions due to residential and commercial sector energy efficiency incentive programs that are reported by electric utilities in the ERCOT Region to the Public Utility Commission of Texas. See Utilities Code Section 39.905.
Wind Peak Average Capacity Contribution
The seasonal net capacity rating of wind resources multiplied by the Seasonal Peak Average Capacity Percentage for non-coastal and coastal regions.
Wind Seasonal Peak Average Capacity Percentage
The average wind capacity available for the summer and winter Peak Load Seasons for a region (non-coastal / coastal) divided by the installed capacity for the region, expressed as a percentage. Details for the derivation of the percentages are outlined in ERCOT Protocol Section 3.2.6.2.2 (see http://www.ercot.com/content/wcm/current_guides/53528/03-040517_Nodal.doc).
Wind Regions
The coastal wind region comprises the following 11 Texas counties along the southern Gulf Coast: Cameron, Willacy, Kenedy, Kleberg, Nueces, San Patricio, Refugio, Aransas, Calhoun, Matagorda, and Brazoria. The non-coastal region consists of all other counties in the ERCOT Region.

## Executive_Summary
CDR Report - Executive Summary
The methodology for developing this report is defined in Section 3.2.6 of the ERCOT Protocols (see: http://www.ercot.com/content/wcm/current_guides/53528/03-040517_Nodal.doc). ERCOT developed this report using data provided by resource developers and owners. Although ERCOT works to ensure that the data provided are as accurate and current as possible, it cannot independently verify all of the information. Information available to ERCOT as of April 28 is included in this report.
The 2018 summer planning reserve margin is projected to be 18.9%. In contrast, the margin reported in the December 2016 CDR report was 20.2%. The 2018 reserve margin drop reflects delays in forecasted commercial operation dates beyond 2018 for several generation projects. Margins for the subsequent three years continue to exceed 18%.
The 2018 summer peak demand forecast is 74,149 MW. The load forecast in this report does not reflect recently revised load projections for petrochemical plants along the Gulf Coast or oil and gas exploration in the Permian Basin region, which will be incorporated into ERCOT's next report in December 2017. See the 2017 Long Term Hourly Peak Demand and Energy Forecast report for more forecast details, available at http://www.ercot.com/content/wcm/lists/114580/2017_Long-Term_Hourly_Peak_Demand_and_Energy_Forecast.pdf.
Since the release of the December 2016 CDR report, resources totaling 1,791 MW have been approved by ERCOT for commercial operations. All of the resources are wind and solar, and provide an expected summer peak capacity contribution of 437 MW. Planned resources that became newly eligible for inclusion in this CDR report total 601 MW of installed capacity, including 313 MW of wind resources and 200 MW of solar resources. The summer peak-hour capacity contribution for these planned wind and solar resources totals 198 MW.
The possibility remains that several units included in this CDR report may be retired or mothballed within the next several years. As ERCOT receives additional information from generation owners about planned operational changes and unit retirements, it will incorporate this information in future CDR reports.

## SummerSummary
Report on the Capacity, Demand and Reserves in the ERCOT Region
Summer Summary: 2018-2022
Load Forecast, MW: |  | 2018 | 2019 | 2020 | 2021 | 2022
| Summer Peak Demand (based on normal weather) | 74149.3873 | 75588.3302 | 76510.2932 | 77417.2496 | 78377.2801
| plus: Energy Efficiency Program Savings Forecast, per Utilities Code Section 39.905 (b-4) | 524.28 | 663 | 663 | 663 | 663
| Total Summer Peak Demand (before Reductions from Energy Efficiency Programs) | 74673.6673 | 76251.3302 | 77173.2932 | 78080.2496 | 79040.2801
| less: Load Resources providing Responsive Reserves | -1191.462 | -1191.462 | -1191.462 | -1191.462 | -1191.462
| less: Load Resources providing Non-Spinning Reserves | 0 | 0 | 0 | 0 | 0
| less: Emergency Response Service (10- and 30-min ramp products) | -1743.18 | -1743.18 | -1743.18 | -1743.18 | -1743.18
| less: TDSP Standard Offer Load Management Programs | -202.572 | -202.572 | -202.572 | -202.572 | -202.572
| less: Energy Efficiency Program Savings Forecast | -524.28 | -663 | -663 | -663 | -663
| Firm Peak Load, MW | 71012.1733 | 72451.1162 | 73373.0792 | 74280.0356 | 75240.0661
Resources, MW: |  | 2018 | 2019 | 2020 | 2021 | 2022
| Installed Capacity, Thermal/Hydro | 67289.9 | 66449.9 | 66449.9 | 66449.9 | 66449.9
| Switchable Capacity, MW | 3705.8 | 3705.8 | 3705.8 | 3705.8 | 3705.8
| less: Switchable Capacity Unavailable to ERCOT, MW | -843.8 | -843.8 | -843.8 | -543.8 | -543.8
| Available Mothballed Capacity, MW | 0 | 0 | 0 | 0 | 0
| Capacity from Private Use Networks | 4197.31 | 4126.31 | 4097.31 | 4157.31 | 4157.31
| Non-Coastal Wind, Peak Average Capacity Contribution (14%) | 2347.59 | 2347.59 | 2347.59 | 2347.59 | 2347.59
| Coastal Wind, Peak Average Capacity Contribution (58%) | 1242.708 | 1242.708 | 1242.708 | 1242.708 | 1242.708
| Solar Utility-Scale, Peak Average Capacity Contribution (77%) | 603.218 | 603.218 | 603.218 | 603.218 | 603.218
| RMR Capacity to be under Contract | 0 | 0 | 0 | 0 | 0
| Operational Generation Capacity, MW | 78542.726 | 77631.726 | 77602.726 | 77962.726 | 77962.726
| Capacity Contribution - Non-Synchronous Ties, MW | 425.2 | 425.2 | 425.2 | 425.2 | 425.2
| Planned Thermal Resources with Signed IA, Air Permits and Water Rights, MW | 3557 | 4931 | 5956 | 6280 | 6280
| Planned Non-Coastal Wind with Signed IA, Peak Average Capacity Contribution (14%) | 772.702 | 1202.95 | 1225.07 | 1225.07 | 1225.07
| Planned Coastal Wind with Signed IA, Peak Average Capacity Contribution (58%) | 370.62 | 562.02 | 562.02 | 562.02 | 562.02
| Planned Solar Utility-Scale, Peak Average Capacity Contribution (77%) | 751.905 | 1080.695 | 1257.795 | 1411.795 | 1411.795
| Total Capacity, MW | 84420.153 | 85833.591 | 87028.811 | 87866.811 | 87866.811
| Reserve Margin | 18.88% | 18.47% | 18.61% | 18.29% | 16.78%
(Total Resources - Firm Load Forecast) / Firm Load Forecast

## SummerCapacities
Unit Capacities - Summer
| UNIT NAME | GENERATION INTERCONNECTION PROJECT CODE | UNIT CODE | COUNTY | FUEL | ZONE | IN SERVICE | 2018 | 2019 | 2020 | 2021 | 2022 | 2023 | 2024 | 2025 | 2026 | 2027
3 |  | Operational Resources (Thermal)
4 | COMANCHE PEAK U1 |  | CPSES_UNIT1 | SOMERVELL | NUCLEAR | NORTH | 1990 | 1205 | 1205 | 1205 | 1205 | 1205 | 1205 | 1205 | 1205 | 1205 | 1205
5 | COMANCHE PEAK U2 |  | CPSES_UNIT2 | SOMERVELL | NUCLEAR | NORTH | 1993 | 1195 | 1195 | 1195 | 1195 | 1195 | 1195 | 1195 | 1195 | 1195 | 1195
6 | SOUTH TEXAS U1 |  | STP_STP_G1 | MATAGORDA | NUCLEAR | COASTAL | 1988 | 1286 | 1286 | 1286 | 1286 | 1286 | 1286 | 1286 | 1286 | 1286 | 1286
7 | SOUTH TEXAS U2 |  | STP_STP_G2 | MATAGORDA | NUCLEAR | COASTAL | 1989 | 1295 | 1295 | 1295 | 1295 | 1295 | 1295 | 1295 | 1295 | 1295 | 1295
8 | BIG BROWN U1 |  | BBSES_UNIT1 | FREESTONE | COAL | NORTH | 1971 | 606 | 606 | 606 | 606 | 606 | 606 | 606 | 606 | 606 | 606
9 | BIG BROWN U2 |  | BBSES_UNIT2 | FREESTONE | COAL | NORTH | 1972 | 602 | 602 | 602 | 602 | 602 | 602 | 602 | 602 | 602 | 602
10 | COLETO CREEK |  | COLETO_COLETOG1 | GOLIAD | COAL | SOUTH | 1980 | 660 | 660 | 660 | 660 | 660 | 660 | 660 | 660 | 660 | 660
11 | FAYETTE POWER U1 |  | FPPYD1_FPP_G1 | FAYETTE | COAL | SOUTH | 1979 | 604 | 604 | 604 | 604 | 604 | 604 | 604 | 604 | 604 | 604
12 | FAYETTE POWER U2 |  | FPPYD1_FPP_G2 | FAYETTE | COAL | SOUTH | 1980 | 599 | 599 | 599 | 599 | 599 | 599 | 599 | 599 | 599 | 599
13 | FAYETTE POWER U3 |  | FPPYD2_FPP_G3 | FAYETTE | COAL | SOUTH | 1988 | 437 | 437 | 437 | 437 | 437 | 437 | 437 | 437 | 437 | 437
14 | GIBBONS CREEK U1 |  | GIBCRK_GIB_CRG1 | GRIMES | COAL | NORTH | 1983 | 470 | 470 | 470 | 470 | 470 | 470 | 470 | 470 | 470 | 470
15 | J K SPRUCE U1 |  | CALAVERS_JKS1 | BEXAR | COAL | SOUTH | 1992 | 560 | 560 | 560 | 560 | 560 | 560 | 560 | 560 | 560 | 560
16 | J K SPRUCE U2 |  | CALAVERS_JKS2 | BEXAR | COAL | SOUTH | 2010 | 775 | 775 | 775 | 775 | 775 | 775 | 775 | 775 | 775 | 775
17 | J T DEELY U1 |  | CALAVERS_JTD1 | BEXAR | COAL | SOUTH | 1977 | 420 | 0 | 0 | 0 | 0 | 0 | 0 | 0 | 0 | 0
18 | J T DEELY U2 |  | CALAVERS_JTD2 | BEXAR | COAL | SOUTH | 1978 | 420 | 0 | 0 | 0 | 0 | 0 | 0 | 0 | 0 | 0
19 | LIMESTONE U1 |  | LEG_LEG_G1 | LIMESTONE | COAL | NORTH | 1985 | 831 | 831 | 831 | 831 | 831 | 831 | 831 | 831 | 831 | 831
20 | LIMESTONE U2 |  | LEG_LEG_G2 | LIMESTONE | COAL | NORTH | 1986 | 858 | 858 | 858 | 858 | 858 | 858 | 858 | 858 | 858 | 858
21 | MARTIN LAKE U1 |  | MLSES_UNIT1 | RUSK | COAL | NORTH | 1977 | 800 | 800 | 800 | 800 | 800 | 800 | 800 | 800 | 800 | 800
22 | MARTIN LAKE U2 |  | MLSES_UNIT2 | RUSK | COAL | NORTH | 1978 | 805 | 805 | 805 | 805 | 805 | 805 | 805 | 805 | 805 | 805
23 | MARTIN LAKE U3 |  | MLSES_UNIT3 | RUSK | COAL | NORTH | 1979 | 805 | 805 | 805 | 805 | 805 | 805 | 805 | 805 | 805 | 805
24 | MONTICELLO U1 |  | MNSES_UNIT1 | TITUS | COAL | NORTH | 1974 | 535 | 535 | 535 | 535 | 535 | 535 | 535 | 535 | 535 | 535
25 | MONTICELLO U2 |  | MNSES_UNIT2 | TITUS | COAL | NORTH | 1975 | 535 | 535 | 535 | 535 | 535 | 535 | 535 | 535 | 535 | 535
26 | MONTICELLO U3 |  | MNSES_UNIT3 | TITUS | COAL | NORTH | 1978 | 795 | 795 | 795 | 795 | 795 | 795 | 795 | 795 | 795 | 795
27 | OAK GROVE SES U1 |  | OGSES_UNIT1A | ROBERTSON | COAL | NORTH | 2010 | 840 | 840 | 840 | 840 | 840 | 840 | 840 | 840 | 840 | 840
28 | OAK GROVE SES U2 |  | OGSES_UNIT2 | ROBERTSON | COAL | NORTH | 2011 | 825 | 825 | 825 | 825 | 825 | 825 | 825 | 825 | 825 | 825
29 | OKLAUNION U1 |  | OKLA_OKLA_G1 | WILBARGER | COAL | WEST | 1986 | 650 | 650 | 650 | 650 | 650 | 650 | 650 | 650 | 650 | 650
30 | SAN MIGUEL U1 |  | SANMIGL_G1 | ATASCOSA | COAL | SOUTH | 1982 | 391 | 391 | 391 | 391 | 391 | 391 | 391 | 391 | 391 | 391
31 | SANDOW U5 |  | SD5SES_UNIT5 | MILAM | COAL | SOUTH | 2010 | 600 | 600 | 600 | 600 | 600 | 600 | 600 | 600 | 600 | 600
32 | SANDY CREEK U1 |  | SCES_UNIT1 | MCLENNAN | COAL | NORTH | 2013 | 970 | 970 | 970 | 970 | 970 | 970 | 970 | 970 | 970 | 970
33 | TWIN OAKS U1 |  | TNP_ONE_TNP_O_1 | ROBERTSON | COAL | NORTH | 1990 | 156 | 156 | 156 | 156 | 156 | 156 | 156 | 156 | 156 | 156
34 | TWIN OAKS U2 |  | TNP_ONE_TNP_O_2 | ROBERTSON | COAL | NORTH | 1991 | 156 | 156 | 156 | 156 | 156 | 156 | 156 | 156 | 156 | 156
35 | W A PARISH U5 |  | WAP_WAP_G5 | FT. BEND | COAL | HOUSTON | 1977 | 659 | 659 | 659 | 659 | 659 | 659 | 659 | 659 | 659 | 659
36 | W A PARISH U6 |  | WAP_WAP_G6 | FT. BEND | COAL | HOUSTON | 1978 | 658 | 658 | 658 | 658 | 658 | 658 | 658 | 658 | 658 | 658
37 | W A PARISH U7 |  | WAP_WAP_G7 | FT. BEND | COAL | HOUSTON | 1980 | 577 | 577 | 577 | 577 | 577 | 577 | 577 | 577 | 577 | 577
38 | W A PARISH U8 |  | WAP_WAP_G8 | FT. BEND | COAL | HOUSTON | 1982 | 610 | 610 | 610 | 610 | 610 | 610 | 610 | 610 | 610 | 610
39 | ARTHUR VON ROSENBERG 1 CTG 1 |  | BRAUNIG_AVR1_CT1 | BEXAR | GAS | SOUTH | 2000 | 149 | 149 | 149 | 149 | 149 | 149 | 149 | 149 | 149 | 149
40 | ARTHUR VON ROSENBERG 1 CTG 2 |  | BRAUNIG_AVR1_CT2 | BEXAR | GAS | SOUTH | 2000 | 149 | 149 | 149 | 149 | 149 | 149 | 149 | 149 | 149 | 149
41 | ARTHUR VON ROSENBERG 1 STG |  | BRAUNIG_AVR1_ST | BEXAR | GAS | SOUTH | 2000 | 160 | 160 | 160 | 160 | 160 | 160 | 160 | 160 | 160 | 160
42 | BARNEY M DAVIS REPOWER CTG 3 |  | B_DAVIS_B_DAVIG3 | NUECES | GAS | COASTAL | 2010 | 157 | 157 | 157 | 157 | 157 | 157 | 157 | 157 | 157 | 157
43 | BARNEY M DAVIS REPOWER CTG 4 |  | B_DAVIS_B_DAVIG4 | NUECES | GAS | COASTAL | 2010 | 157 | 157 | 157 | 157 | 157 | 157 | 157 | 157 | 157 | 157
44 | BARNEY M DAVIS REPOWER STG 2 |  | B_DAVIS_B_DAVIG2 | NUECES | GAS | COASTAL | 1976 | 319 | 319 | 319 | 319 | 319 | 319 | 319 | 319 | 319 | 319
45 | BASTROP ENERGY CENTER CTG 1 |  | BASTEN_GTG1100 | BASTROP | GAS | SOUTH | 2002 | 150 | 150 | 150 | 150 | 150 | 150 | 150 | 150 | 150 | 150
46 | BASTROP ENERGY CENTER CTG 2 |  | BASTEN_GTG2100 | BASTROP | GAS | SOUTH | 2002 | 150 | 150 | 150 | 150 | 150 | 150 | 150 | 150 | 150 | 150
47 | BASTROP ENERGY CENTER STG |  | BASTEN_ST0100 | BASTROP | GAS | SOUTH | 2002 | 233 | 233 | 233 | 233 | 233 | 233 | 233 | 233 | 233 | 233
48 | BOSQUE ENERGY CENTER CTG 1 |  | BOSQUESW_BSQSU_1 | BOSQUE | GAS | NORTH | 2000 | 148.9 | 148.9 | 148.9 | 148.9 | 148.9 | 148.9 | 148.9 | 148.9 | 148.9 | 148.9
49 | BOSQUE ENERGY CENTER STG 4 |  | BOSQUESW_BSQSU_4 | BOSQUE | GAS | NORTH | 2001 | 81.4 | 81.4 | 81.4 | 81.4 | 81.4 | 81.4 | 81.4 | 81.4 | 81.4 | 81.4
50 | BOSQUE ENERGY CENTER CTG 2 |  | BOSQUESW_BSQSU_2 | BOSQUE | GAS | NORTH | 2000 | 148.9 | 148.9 | 148.9 | 148.9 | 148.9 | 148.9 | 148.9 | 148.9 | 148.9 | 148.9
51 | BOSQUE ENERGY CENTER CTG 3 |  | BOSQUESW_BSQSU_3 | BOSQUE | GAS | NORTH | 2001 | 150.2 | 150.2 | 150.2 | 150.2 | 150.2 | 150.2 | 150.2 | 150.2 | 150.2 | 150.2
52 | BOSQUE ENERGY CENTER STG 5 |  | BOSQUESW_BSQSU_5 | BOSQUE | GAS | NORTH | 2009 | 214.9 | 214.9 | 214.9 | 214.9 | 214.9 | 214.9 | 214.9 | 214.9 | 214.9 | 214.9
53 | BRAZOS VALLEY CTG 1 |  | BVE_UNIT1 | FORT BEND | GAS | HOUSTON | 2003 | 166 | 166 | 166 | 166 | 166 | 166 | 166 | 166 | 166 | 166
54 | BRAZOS VALLEY CTG 2 |  | BVE_UNIT2 | FORT BEND | GAS | HOUSTON | 2003 | 166 | 166 | 166 | 166 | 166 | 166 | 166 | 166 | 166 | 166
55 | BRAZOS VALLEY STG 3 |  | BVE_UNIT3 | FORT BEND | GAS | HOUSTON | 2003 | 270 | 270 | 270 | 270 | 270 | 270 | 270 | 270 | 270 | 270
56 | CALENERGY-FALCON SEABOARD CTG 1 |  | FLCNS_UNIT1 | HOWARD | GAS | WEST | 1987 | 75 | 75 | 75 | 75 | 75 | 75 | 75 | 75 | 75 | 75
57 | CALENERGY-FALCON SEABOARD CTG 2 |  | FLCNS_UNIT2 | HOWARD | GAS | WEST | 1987 | 75 | 75 | 75 | 75 | 75 | 75 | 75 | 75 | 75 | 75
58 | CALENERGY-FALCON SEABOARD STG 3 |  | FLCNS_UNIT3 | HOWARD | GAS | WEST | 1988 | 70 | 70 | 70 | 70 | 70 | 70 | 70 | 70 | 70 | 70
59 | CEDAR BAYOU 4 CTG 1 |  | CBY4_CT41 | CHAMBERS | GAS | HOUSTON | 2009 | 163 | 163 | 163 | 163 | 163 | 163 | 163 | 163 | 163 | 163
60 | CEDAR BAYOU 4 CTG 2 |  | CBY4_CT42 | CHAMBERS | GAS | HOUSTON | 2009 | 163 | 163 | 163 | 163 | 163 | 163 | 163 | 163 | 163 | 163
61 | CEDAR BAYOU 4 STG |  | CBY4_ST04 | CHAMBERS | GAS | HOUSTON | 2009 | 178 | 178 | 178 | 178 | 178 | 178 | 178 | 178 | 178 | 178
62 | COLORADO BEND ENERGY CENTER CTG 1 |  | CBEC_GT1 | WHARTON | GAS | SOUTH | 2007 | 70 | 70 | 70 | 70 | 70 | 70 | 70 | 70 | 70 | 70
63 | COLORADO BEND ENERGY CENTER CTG 2 |  | CBEC_GT2 | WHARTON | GAS | SOUTH | 2007 | 62 | 62 | 62 | 62 | 62 | 62 | 62 | 62 | 62 | 62
64 | COLORADO BEND ENERGY CENTER STG 1 |  | CBEC_STG1 | WHARTON | GAS | SOUTH | 2007 | 101 | 101 | 101 | 101 | 101 | 101 | 101 | 101 | 101 | 101
65 | COLORADO BEND ENERGY CENTER CTG 3 |  | CBEC_GT3 | WHARTON | GAS | SOUTH | 2008 | 69 | 69 | 69 | 69 | 69 | 69 | 69 | 69 | 69 | 69
66 | COLORADO BEND ENERGY CENTER CTG 4 |  | CBEC_GT4 | WHARTON | GAS | SOUTH | 2008 | 63 | 63 | 63 | 63 | 63 | 63 | 63 | 63 | 63 | 63
67 | COLORADO BEND ENERGY CENTER STG 2 |  | CBEC_STG2 | WHARTON | GAS | SOUTH | 2008 | 103 | 103 | 103 | 103 | 103 | 103 | 103 | 103 | 103 | 103
68 | CVC CHANNELVIEW CTG 1 |  | CVC_CVC_G1 | HARRIS | GAS | HOUSTON | 2008 | 172 | 172 | 172 | 172 | 172 | 172 | 172 | 172 | 172 | 172
69 | CVC CHANNELVIEW CTG 2 |  | CVC_CVC_G2 | HARRIS | GAS | HOUSTON | 2008 | 164 | 164 | 164 | 164 | 164 | 164 | 164 | 164 | 164 | 164
70 | CVC CHANNELVIEW CTG 3 |  | CVC_CVC_G3 | HARRIS | GAS | HOUSTON | 2008 | 164 | 164 | 164 | 164 | 164 | 164 | 164 | 164 | 164 | 164
71 | CVC CHANNELVIEW STG 5 |  | CVC_CVC_G5 | HARRIS | GAS | HOUSTON | 2008 | 146 | 146 | 146 | 146 | 146 | 146 | 146 | 146 | 146 | 146
72 | DEER PARK ENERGY CENTER CTG 1 |  | DDPEC_GT1 | HARRIS | GAS | HOUSTON | 2002 | 181 | 181 | 181 | 181 | 181 | 181 | 181 | 181 | 181 | 181
73 | DEER PARK ENERGY CENTER CTG 2 |  | DDPEC_GT2 | HARRIS | GAS | HOUSTON | 2002 | 193 | 193 | 193 | 193 | 193 | 193 | 193 | 193 | 193 | 193
74 | DEER PARK ENERGY CENTER CTG 3 |  | DDPEC_GT3 | HARRIS | GAS | HOUSTON | 2002 | 181 | 181 | 181 | 181 | 181 | 181 | 181 | 181 | 181 | 181
75 | DEER PARK ENERGY CENTER CTG 4 |  | DDPEC_GT4 | HARRIS | GAS | HOUSTON | 2002 | 193 | 193 | 193 | 193 | 193 | 193 | 193 | 193 | 193 | 193
76 | DEER PARK ENERGY CENTER STG |  | DDPEC_ST1 | HARRIS | GAS | HOUSTON | 2002 | 290 | 290 | 290 | 290 | 290 | 290 | 290 | 290 | 290 | 290
77 | DEER PARK ENERGY CENTER CTG 6 |  | DDPEC_GT6 | HARRIS | GAS | HOUSTON | 2014 | 165 | 165 | 165 | 165 | 165 | 165 | 165 | 165 | 165 | 165
78 | ENNIS POWER STATION CTG 2 |  | ETCCS_CT1 | ELLIS | GAS | NORTH | 2002 | 196 | 196 | 196 | 196 | 196 | 196 | 196 | 196 | 196 | 196
79 | ENNIS POWER STATION STG 1 |  | ETCCS_UNIT1 | ELLIS | GAS | NORTH | 2002 | 116 | 116 | 116 | 116 | 116 | 116 | 116 | 116 | 116 | 116
80 | FERGUSON REPLACEMENT CTG1 |  | FERGCC_FERGGT1 | LLANO | GAS | SOUTH | 2014 | 169 | 169 | 169 | 169 | 169 | 169 | 169 | 169 | 169 | 169
81 | FERGUSON REPLACEMENT CTG2 |  | FERGCC_FERGGT2 | LLANO | GAS | SOUTH | 2014 | 169 | 169 | 169 | 169 | 169 | 169 | 169 | 169 | 169 | 169
82 | FERGUSON REPLACEMENT STG |  | FERGCC_FERGST1 | LLANO | GAS | SOUTH | 2014 | 182 | 182 | 182 | 182 | 182 | 182 | 182 | 182 | 182 | 182
83 | FORNEY ENERGY CENTER CTG 11 |  | FRNYPP_GT11 | KAUFMAN | GAS | NORTH | 2003 | 169 | 169 | 169 | 169 | 169 | 169 | 169 | 169 | 169 | 169
84 | FORNEY ENERGY CENTER CTG 12 |  | FRNYPP_GT12 | KAUFMAN | GAS | NORTH | 2003 | 161 | 161 | 161 | 161 | 161 | 161 | 161 | 161 | 161 | 161
85 | FORNEY ENERGY CENTER CTG 13 |  | FRNYPP_GT13 | KAUFMAN | GAS | NORTH | 2003 | 161 | 161 | 161 | 161 | 161 | 161 | 161 | 161 | 161 | 161
86 | FORNEY ENERGY CENTER CTG 21 |  | FRNYPP_GT21 | KAUFMAN | GAS | NORTH | 2003 | 169 | 169 | 169 | 169 | 169 | 169 | 169 | 169 | 169 | 169
87 | FORNEY ENERGY CENTER CTG 22 |  | FRNYPP_GT22 | KAUFMAN | GAS | NORTH | 2003 | 161 | 161 | 161 | 161 | 161 | 161 | 161 | 161 | 161 | 161
88 | FORNEY ENERGY CENTER CTG 23 |  | FRNYPP_GT23 | KAUFMAN | GAS | NORTH | 2003 | 161 | 161 | 161 | 161 | 161 | 161 | 161 | 161 | 161 | 161
89 | FORNEY ENERGY CENTER STG 10 |  | FRNYPP_ST10 | KAUFMAN | GAS | NORTH | 2003 | 420 | 420 | 420 | 420 | 420 | 420 | 420 | 420 | 420 | 420
90 | FORNEY ENERGY CENTER STG 20 |  | FRNYPP_ST20 | KAUFMAN | GAS | NORTH | 2003 | 420 | 420 | 420 | 420 | 420 | 420 | 420 | 420 | 420 | 420
91 | FREESTONE ENERGY CENTER CTG 1 |  | FREC_GT1 | FREESTONE | GAS | NORTH | 2002 | 151.6 | 151.6 | 151.6 | 151.6 | 151.6 | 151.6 | 151.6 | 151.6 | 151.6 | 151.6
92 | FREESTONE ENERGY CENTER CTG 2 |  | FREC_GT2 | FREESTONE | GAS | NORTH | 2002 | 151.6 | 151.6 | 151.6 | 151.6 | 151.6 | 151.6 | 151.6 | 151.6 | 151.6 | 151.6
93 | FREESTONE ENERGY CENTER STG 3 |  | FREC_ST3 | FREESTONE | GAS | NORTH | 2002 | 176.2 | 176.2 | 176.2 | 176.2 | 176.2 | 176.2 | 176.2 | 176.2 | 176.2 | 176.2
94 | FREESTONE ENERGY CENTER CTG 4 |  | FREC_GT4 | FREESTONE | GAS | NORTH | 2002 | 151.7 | 151.7 | 151.7 | 151.7 | 151.7 | 151.7 | 151.7 | 151.7 | 151.7 | 151.7
95 | FREESTONE ENERGY CENTER CTG 5 |  | FREC_GT5 | FREESTONE | GAS | NORTH | 2002 | 151.7 | 151.7 | 151.7 | 151.7 | 151.7 | 151.7 | 151.7 | 151.7 | 151.7 | 151.7
96 | FREESTONE ENERGY CENTER STG 6 |  | FREC_ST6 | FREESTONE | GAS | NORTH | 2002 | 174.5 | 174.5 | 174.5 | 174.5 | 174.5 | 174.5 | 174.5 | 174.5 | 174.5 | 174.5
97 | GUADALUPE ENERGY CENTER CTG 1 |  | GUADG_GAS1 | GUADALUPE | GAS | SOUTH | 2000 | 148 | 148 | 148 | 148 | 148 | 148 | 148 | 148 | 148 | 148
98 | GUADALUPE ENERGY CENTER CTG 2 |  | GUADG_GAS2 | GUADALUPE | GAS | SOUTH | 2000 | 148 | 148 | 148 | 148 | 148 | 148 | 148 | 148 | 148 | 148
99 | GUADALUPE ENERGY CENTER CTG 3 |  | GUADG_GAS3 | GUADALUPE | GAS | SOUTH | 2000 | 148 | 148 | 148 | 148 | 148 | 148 | 148 | 148 | 148 | 148
100 | GUADALUPE ENERGY CENTER CTG 4 |  | GUADG_GAS4 | GUADALUPE | GAS | SOUTH | 2000 | 148 | 148 | 148 | 148 | 148 | 148 | 148 | 148 | 148 | 148
101 | GUADALUPE ENERGY CENTER STG 5 |  | GUADG_STM5 | GUADALUPE | GAS | SOUTH | 2000 | 197 | 197 | 197 | 197 | 197 | 197 | 197 | 197 | 197 | 197
102 | GUADALUPE ENERGY CENTER STG 6 |  | GUADG_STM6 | GUADALUPE | GAS | SOUTH | 2000 | 197 | 197 | 197 | 197 | 197 | 197 | 197 | 197 | 197 | 197
103 | HAYS ENERGY FACILITY CSG 1 |  | HAYSEN_HAYSENG1 | HAYS | GAS | SOUTH | 2002 | 216 | 216 | 216 | 216 | 216 | 216 | 216 | 216 | 216 | 216
104 | HAYS ENERGY FACILITY CSG 2 |  | HAYSEN_HAYSENG2 | HAYS | GAS | SOUTH | 2002 | 216 | 216 | 216 | 216 | 216 | 216 | 216 | 216 | 216 | 216
105 | HAYS ENERGY FACILITY CSG 3 |  | HAYSEN_HAYSENG3 | HAYS | GAS | SOUTH | 2002 | 225 | 225 | 225 | 225 | 225 | 225 | 225 | 225 | 225 | 225
106 | HAYS ENERGY FACILITY CSG 4 |  | HAYSEN_HAYSENG4 | HAYS | GAS | SOUTH | 2002 | 225 | 225 | 225 | 225 | 225 | 225 | 225 | 225 | 225 | 225
107 | HIDALGO ENERGY CENTER CTG 1 |  | DUKE_DUKE_GT1 | HIDALGO | GAS | SOUTH | 2000 | 143 | 143 | 143 | 143 | 143 | 143 | 143 | 143 | 143 | 143
108 | HIDALGO ENERGY CENTER CTG 2 |  | DUKE_DUKE_GT2 | HIDALGO | GAS | SOUTH | 2000 | 143 | 143 | 143 | 143 | 143 | 143 | 143 | 143 | 143 | 143
109 | HIDALGO ENERGY CENTER STG |  | DUKE_DUKE_ST1 | HIDALGO | GAS | SOUTH | 2000 | 172 | 172 | 172 | 172 | 172 | 172 | 172 | 172 | 172 | 172
110 | JACK COUNTY GEN FACILITY CTG 1 |  | JACKCNTY_CT1 | JACK | GAS | NORTH | 2005 | 150 | 150 | 150 | 150 | 150 | 150 | 150 | 150 | 150 | 150
111 | JACK COUNTY GEN FACILITY CTG 2 |  | JACKCNTY_CT2 | JACK | GAS | NORTH | 2005 | 150 | 150 | 150 | 150 | 150 | 150 | 150 | 150 | 150 | 150
112 | JACK COUNTY GEN FACILITY STG 1 |  | JACKCNTY_STG | JACK | GAS | NORTH | 2005 | 295 | 295 | 295 | 295 | 295 | 295 | 295 | 295 | 295 | 295
113 | JACK COUNTY GEN FACILITY CTG 3 |  | JCKCNTY2_CT3 | JACK | GAS | NORTH | 2011 | 150 | 150 | 150 | 150 | 150 | 150 | 150 | 150 | 150 | 150
114 | JACK COUNTY GEN FACILITY CTG 4 |  | JCKCNTY2_CT4 | JACK | GAS | NORTH | 2011 | 150 | 150 | 150 | 150 | 150 | 150 | 150 | 150 | 150 | 150
115 | JACK COUNTY GEN FACILITY STG 2 |  | JCKCNTY2_ST2 | JACK | GAS | NORTH | 2011 | 295 | 295 | 295 | 295 | 295 | 295 | 295 | 295 | 295 | 295
116 | JOHNSON COUNTY GEN FACILITY CTG |  | TEN_CT1 | JOHNSON | GAS | NORTH | 1997 | 163 | 163 | 163 | 163 | 163 | 163 | 163 | 163 | 163 | 163
117 | JOHNSON COUNTY GEN FACILITY STG |  | TEN_STG | JOHNSON | GAS | NORTH | 1997 | 106 | 106 | 106 | 106 | 106 | 106 | 106 | 106 | 106 | 106
118 | LAMAR ENERGY CENTER CTG 11 |  | LPCCS_CT11 | LAMAR | GAS | NORTH | 2000 | 163 | 163 | 163 | 163 | 163 | 163 | 163 | 163 | 163 | 163
119 | LAMAR ENERGY CENTER CTG 12 |  | LPCCS_CT12 | LAMAR | GAS | NORTH | 2000 | 153 | 153 | 153 | 153 | 153 | 153 | 153 | 153 | 153 | 153
120 | LAMAR ENERGY CENTER CTG 21 |  | LPCCS_CT21 | LAMAR | GAS | NORTH | 2000 | 153 | 153 | 153 | 153 | 153 | 153 | 153 | 153 | 153 | 153
121 | LAMAR ENERGY CENTER CTG 22 |  | LPCCS_CT22 | LAMAR | GAS | NORTH | 2000 | 163 | 163 | 163 | 163 | 163 | 163 | 163 | 163 | 163 | 163
122 | LAMAR ENERGY CENTER STG 1 |  | LPCCS_UNIT1 | LAMAR | GAS | NORTH | 2000 | 204 | 204 | 204 | 204 | 204 | 204 | 204 | 204 | 204 | 204
123 | LAMAR ENERGY CENTER STG 2 |  | LPCCS_UNIT2 | LAMAR | GAS | NORTH | 2000 | 204 | 204 | 204 | 204 | 204 | 204 | 204 | 204 | 204 | 204
124 | LOST PINES POWER CTG 1 |  | LOSTPI_LOSTPGT1 | BASTROP | GAS | SOUTH | 2001 | 170 | 170 | 170 | 170 | 170 | 170 | 170 | 170 | 170 | 170
125 | LOST PINES POWER CTG 2 |  | LOSTPI_LOSTPGT2 | BASTROP | GAS | SOUTH | 2001 | 170 | 170 | 170 | 170 | 170 | 170 | 170 | 170 | 170 | 170
126 | LOST PINES POWER STG |  | LOSTPI_LOSTPST1 | BASTROP | GAS | SOUTH | 2001 | 188 | 188 | 188 | 188 | 188 | 188 | 188 | 188 | 188 | 188
127 | MAGIC VALLEY STATION CTG 1 |  | NEDIN_NEDIN_G1 | HIDALGO | GAS | SOUTH | 2001 | 208.6 | 208.6 | 208.6 | 208.6 | 208.6 | 208.6 | 208.6 | 208.6 | 208.6 | 208.6
128 | MAGIC VALLEY STATION CTG 2 |  | NEDIN_NEDIN_G2 | HIDALGO | GAS | SOUTH | 2001 | 208.6 | 208.6 | 208.6 | 208.6 | 208.6 | 208.6 | 208.6 | 208.6 | 208.6 | 208.6
129 | MAGIC VALLEY STATION STG |  | NEDIN_NEDIN_G3 | HIDALGO | GAS | SOUTH | 2001 | 253 | 253 | 253 | 253 | 253 | 253 | 253 | 253 | 253 | 253
130 | MIDLOTHIAN ENERGY FACILITY CS 1 |  | MDANP_CT1 | ELLIS | GAS | NORTH | 2001 | 235 | 235 | 235 | 235 | 235 | 235 | 235 | 235 | 235 | 235
131 | MIDLOTHIAN ENERGY FACILITY CS 2 |  | MDANP_CT2 | ELLIS | GAS | NORTH | 2001 | 235 | 235 | 235 | 235 | 235 | 235 | 235 | 235 | 235 | 235
132 | MIDLOTHIAN ENERGY FACILITY CS 3 |  | MDANP_CT3 | ELLIS | GAS | NORTH | 2001 | 235 | 235 | 235 | 235 | 235 | 235 | 235 | 235 | 235 | 235
133 | MIDLOTHIAN ENERGY FACILITY CS 4 |  | MDANP_CT4 | ELLIS | GAS | NORTH | 2001 | 235 | 235 | 235 | 235 | 235 | 235 | 235 | 235 | 235 | 235
134 | MIDLOTHIAN ENERGY FACILITY CS 5 |  | MDANP_CT5 | ELLIS | GAS | NORTH | 2002 | 252 | 252 | 252 | 252 | 252 | 252 | 252 | 252 | 252 | 252
135 | MIDLOTHIAN ENERGY FACILITY CS 6 |  | MDANP_CT6 | ELLIS | GAS | NORTH | 2002 | 252 | 252 | 252 | 252 | 252 | 252 | 252 | 252 | 252 | 252
136 | NUECES BAY REPOWER CTG 8 |  | NUECES_B_NUECESG8 | NUECES | GAS | COASTAL | 2010 | 157 | 157 | 157 | 157 | 157 | 157 | 157 | 157 | 157 | 157
137 | NUECES BAY REPOWER CTG 9 |  | NUECES_B_NUECESG9 | NUECES | GAS | COASTAL | 2010 | 157 | 157 | 157 | 157 | 157 | 157 | 157 | 157 | 157 | 157
138 | NUECES BAY REPOWER STG 7 |  | NUECES_B_NUECESG7 | NUECES | GAS | COASTAL | 1972 | 319 | 319 | 319 | 319 | 319 | 319 | 319 | 319 | 319 | 319
139 | ODESSA-ECTOR POWER CTG 11 |  | OECCS_CT11 | ECTOR | GAS | WEST | 2001 | 149 | 149 | 149 | 149 | 149 | 149 | 149 | 149 | 149 | 149
140 | ODESSA-ECTOR POWER CTG 12 |  | OECCS_CT12 | ECTOR | GAS | WEST | 2001 | 143 | 143 | 143 | 143 | 143 | 143 | 143 | 143 | 143 | 143
141 | ODESSA-ECTOR POWER CTG 21 |  | OECCS_CT21 | ECTOR | GAS | WEST | 2001 | 145.3 | 145.3 | 145.3 | 145.3 | 145.3 | 145.3 | 145.3 | 145.3 | 145.3 | 145.3
142 | ODESSA-ECTOR POWER CTG 22 |  | OECCS_CT22 | ECTOR | GAS | WEST | 2001 | 143.7 | 143.7 | 143.7 | 143.7 | 143.7 | 143.7 | 143.7 | 143.7 | 143.7 | 143.7
143 | ODESSA-ECTOR POWER STG 1 |  | OECCS_UNIT1 | ECTOR | GAS | WEST | 2001 | 204.9 | 204.9 | 204.9 | 204.9 | 204.9 | 204.9 | 204.9 | 204.9 | 204.9 | 204.9
144 | ODESSA-ECTOR POWER STG 2 |  | OECCS_UNIT2 | ECTOR | GAS | WEST | 2001 | 204.9 | 204.9 | 204.9 | 204.9 | 204.9 | 204.9 | 204.9 | 204.9 | 204.9 | 204.9
145 | PANDA SHERMAN POWER CTG1 |  | PANDA_S_SHER1CT1 | GRAYSON | GAS | NORTH | 2014 | 196 | 196 | 196 | 196 | 196 | 196 | 196 | 196 | 196 | 196
146 | PANDA SHERMAN POWER CTG2 |  | PANDA_S_SHER1CT2 | GRAYSON | GAS | NORTH | 2014 | 195 | 195 | 195 | 195 | 195 | 195 | 195 | 195 | 195 | 195
147 | PANDA SHERMAN POWER STG |  | PANDA_S_SHER1ST1 | GRAYSON | GAS | NORTH | 2014 | 326 | 326 | 326 | 326 | 326 | 326 | 326 | 326 | 326 | 326
148 | PANDA TEMPLE I POWER CTG1 |  | PANDA_T1_TMPL1CT1 | BELL | GAS | NORTH | 2014 | 195 | 195 | 195 | 195 | 195 | 195 | 195 | 195 | 195 | 195
149 | PANDA TEMPLE I POWER CTG2 |  | PANDA_T1_TMPL1CT2 | BELL | GAS | NORTH | 2014 | 195 | 195 | 195 | 195 | 195 | 195 | 195 | 195 | 195 | 195
150 | PANDA TEMPLE I POWER STG |  | PANDA_T1_TMPL1ST1 | BELL | GAS | NORTH | 2014 | 312 | 312 | 312 | 312 | 312 | 312 | 312 | 312 | 312 | 312
151 | PANDA TEMPLE II POWER CTG1 |  | PANDA_T2_TMPL2CT1 | BELL | GAS | NORTH | 2015 | 191.2 | 191.2 | 191.2 | 191.2 | 191.2 | 191.2 | 191.2 | 191.2 | 191.2 | 191.2
152 | PANDA TEMPLE II POWER CTG2 |  | PANDA_T2_TMPL2CT2 | BELL | GAS | NORTH | 2015 | 191.2 | 191.2 | 191.2 | 191.2 | 191.2 | 191.2 | 191.2 | 191.2 | 191.2 | 191.2
153 | PANDA TEMPLE II POWER STG |  | PANDA_T2_TMPL2ST1 | BELL | GAS | NORTH | 2015 | 334.7 | 334.7 | 334.7 | 334.7 | 334.7 | 334.7 | 334.7 | 334.7 | 334.7 | 334.7
154 | PARIS ENERGY CENTER CTG 1 |  | TNSKA_GT1 | LAMAR | GAS | NORTH | 1989 | 76 | 76 | 76 | 76 | 76 | 76 | 76 | 76 | 76 | 76
155 | PARIS ENERGY CENTER CTG 2 |  | TNSKA_GT2 | LAMAR | GAS | NORTH | 1989 | 76 | 76 | 76 | 76 | 76 | 76 | 76 | 76 | 76 | 76
156 | PARIS ENERGY CENTER STG |  | TNSKA_STG | LAMAR | GAS | NORTH | 1990 | 87 | 87 | 87 | 87 | 87 | 87 | 87 | 87 | 87 | 87
157 | PASADENA COGEN FACILITY CTG 2 |  | PSG_PSG_GT2 | HARRIS | GAS | HOUSTON | 2000 | 164 | 164 | 164 | 164 | 164 | 164 | 164 | 164 | 164 | 164
158 | PASADENA COGEN FACILITY CTG 3 |  | PSG_PSG_GT3 | HARRIS | GAS | HOUSTON | 2000 | 164 | 164 | 164 | 164 | 164 | 164 | 164 | 164 | 164 | 164
159 | PASADENA COGEN FACILITY STG 2 |  | PSG_PSG_ST2 | HARRIS | GAS | HOUSTON | 2000 | 167 | 167 | 167 | 167 | 167 | 167 | 167 | 167 | 167 | 167
160 | QUAIL RUN ENERGY CTG 1 |  | QALSW_GT1 | ECTOR | GAS | WEST | 2007 | 74 | 74 | 74 | 74 | 74 | 74 | 74 | 74 | 74 | 74
161 | QUAIL RUN ENERGY CTG 2 |  | QALSW_GT2 | ECTOR | GAS | WEST | 2007 | 74 | 74 | 74 | 74 | 74 | 74 | 74 | 74 | 74 | 74
162 | QUAIL RUN ENERGY STG 1 |  | QALSW_STG1 | ECTOR | GAS | WEST | 2007 | 98 | 98 | 98 | 98 | 98 | 98 | 98 | 98 | 98 | 98
163 | QUAIL RUN ENERGY CTG 3 |  | QALSW_GT3 | ECTOR | GAS | WEST | 2008 | 72 | 72 | 72 | 72 | 72 | 72 | 72 | 72 | 72 | 72
164 | QUAIL RUN ENERGY CTG 4 |  | QALSW_GT4 | ECTOR | GAS | WEST | 2008 | 72 | 72 | 72 | 72 | 72 | 72 | 72 | 72 | 72 | 72
165 | QUAIL RUN ENERGY STG 2 |  | QALSW_STG2 | ECTOR | GAS | WEST | 2008 | 98 | 98 | 98 | 98 | 98 | 98 | 98 | 98 | 98 | 98
166 | RIO NOGALES POWER CTG 1 |  | RIONOG_CT1 | GUADALUPE | GAS | SOUTH | 2002 | 154 | 154 | 154 | 154 | 154 | 154 | 154 | 154 | 154 | 154
167 | RIO NOGALES POWER CTG 2 |  | RIONOG_CT2 | GUADALUPE | GAS | SOUTH | 2002 | 154 | 154 | 154 | 154 | 154 | 154 | 154 | 154 | 154 | 154
168 | RIO NOGALES POWER CTG 3 |  | RIONOG_CT3 | GUADALUPE | GAS | SOUTH | 2002 | 154 | 154 | 154 | 154 | 154 | 154 | 154 | 154 | 154 | 154
169 | RIO NOGALES POWER STG 4 |  | RIONOG_ST1 | GUADALUPE | GAS | SOUTH | 2002 | 323 | 323 | 323 | 323 | 323 | 323 | 323 | 323 | 323 | 323
170 | SAM RAYBURN POWER CTG 7 |  | RAYBURN_RAYBURG7 | VICTORIA | GAS | SOUTH | 2003 | 50 | 50 | 50 | 50 | 50 | 50 | 50 | 50 | 50 | 50
171 | SAM RAYBURN POWER CTG 8 |  | RAYBURN_RAYBURG8 | VICTORIA | GAS | SOUTH | 2003 | 50 | 50 | 50 | 50 | 50 | 50 | 50 | 50 | 50 | 50
172 | SAM RAYBURN POWER CTG 9 |  | RAYBURN_RAYBURG9 | VICTORIA | GAS | SOUTH | 2003 | 50 | 50 | 50 | 50 | 50 | 50 | 50 | 50 | 50 | 50
173 | SAM RAYBURN POWER STG 10 |  | RAYBURN_RAYBURG10 | VICTORIA | GAS | SOUTH | 2003 | 40 | 40 | 40 | 40 | 40 | 40 | 40 | 40 | 40 | 40
174 | SANDHILL ENERGY CENTER CTG 5A |  | SANDHSYD_SH_5A | TRAVIS | GAS | SOUTH | 2004 | 150 | 150 | 150 | 150 | 150 | 150 | 150 | 150 | 150 | 150
175 | SANDHILL ENERGY CENTER STG 5C |  | SANDHSYD_SH_5C | TRAVIS | GAS | SOUTH | 2004 | 145 | 145 | 145 | 145 | 145 | 145 | 145 | 145 | 145 | 145
176 | SILAS RAY POWER STG 6 |  | SILASRAY_SILAS_6 | CAMERON | GAS | COASTAL | 1962 | 20 | 20 | 20 | 20 | 20 | 20 | 20 | 20 | 20 | 20
177 | SILAS RAY POWER CTG 9 |  | SILASRAY_SILAS_9 | CAMERON | GAS | COASTAL | 1996 | 38 | 38 | 38 | 38 | 38 | 38 | 38 | 38 | 38 | 38
178 | T H WHARTON POWER CTG 31 |  | THW_THWGT31 | HARRIS | GAS | HOUSTON | 1972 | 57 | 57 | 57 | 57 | 57 | 57 | 57 | 57 | 57 | 57
179 | T H WHARTON POWER CTG 32 |  | THW_THWGT32 | HARRIS | GAS | HOUSTON | 1972 | 57 | 57 | 57 | 57 | 57 | 57 | 57 | 57 | 57 | 57
180 | T H WHARTON POWER CTG 33 |  | THW_THWGT33 | HARRIS | GAS | HOUSTON | 1972 | 57 | 57 | 57 | 57 | 57 | 57 | 57 | 57 | 57 | 57
181 | T H WHARTON POWER CTG 34 |  | THW_THWGT34 | HARRIS | GAS | HOUSTON | 1972 | 57 | 57 | 57 | 57 | 57 | 57 | 57 | 57 | 57 | 57
182 | T H WHARTON POWER STG 3 |  | THW_THWST_3 | HARRIS | GAS | HOUSTON | 1974 | 104 | 104 | 104 | 104 | 104 | 104 | 104 | 104 | 104 | 104
183 | T H WHARTON POWER CTG 41 |  | THW_THWGT41 | HARRIS | GAS | HOUSTON | 1972 | 57 | 57 | 57 | 57 | 57 | 57 | 57 | 57 | 57 | 57
184 | T H WHARTON POWER CTG 42 |  | THW_THWGT42 | HARRIS | GAS | HOUSTON | 1972 | 57 | 57 | 57 | 57 | 57 | 57 | 57 | 57 | 57 | 57
185 | T H WHARTON POWER CTG 43 |  | THW_THWGT43 | HARRIS | GAS | HOUSTON | 1974 | 57 | 57 | 57 | 57 | 57 | 57 | 57 | 57 | 57 | 57
186 | T H WHARTON POWER CTG 44 |  | THW_THWGT44 | HARRIS | GAS | HOUSTON | 1974 | 57 | 57 | 57 | 57 | 57 | 57 | 57 | 57 | 57 | 57
187 | T H WHARTON POWER STG 4 |  | THW_THWST_4 | HARRIS | GAS | HOUSTON | 1974 | 104 | 104 | 104 | 104 | 104 | 104 | 104 | 104 | 104 | 104
188 | TEXAS CITY POWER CTG A |  | TXCTY_CTA | GALVESTON | GAS | HOUSTON | 2000 | 96.6 | 96.6 | 96.6 | 96.6 | 96.6 | 96.6 | 96.6 | 96.6 | 96.6 | 96.6
189 | TEXAS CITY POWER CTG B |  | TXCTY_CTB | GALVESTON | GAS | HOUSTON | 2000 | 96.6 | 96.6 | 96.6 | 96.6 | 96.6 | 96.6 | 96.6 | 96.6 | 96.6 | 96.6
190 | TEXAS CITY POWER CTG C |  | TXCTY_CTC | GALVESTON | GAS | HOUSTON | 2000 | 96.6 | 96.6 | 96.6 | 96.6 | 96.6 | 96.6 | 96.6 | 96.6 | 96.6 | 96.6
191 | TEXAS CITY POWER STG |  | TXCTY_ST | GALVESTON | GAS | HOUSTON | 2000 | 131.6 | 131.6 | 131.6 | 131.6 | 131.6 | 131.6 | 131.6 | 131.6 | 131.6 | 131.6
192 | VICTORIA POWER CTG 6 |  | VICTORIA_VICTORG6 | VICTORIA | GAS | SOUTH | 2009 | 160 | 160 | 160 | 160 | 160 | 160 | 160 | 160 | 160 | 160
193 | VICTORIA POWER STG 5 |  | VICTORIA_VICTORG5 | VICTORIA | GAS | SOUTH | 1963 | 125 | 125 | 125 | 125 | 125 | 125 | 125 | 125 | 125 | 125
194 | WICHITA FALLS CTG 1 |  | WFCOGEN_UNIT1 | WICHITA | GAS | WEST | 1987 | 20 | 20 | 20 | 20 | 20 | 20 | 20 | 20 | 20 | 20
195 | WICHITA FALLS CTG 2 |  | WFCOGEN_UNIT2 | WICHITA | GAS | WEST | 1987 | 20 | 20 | 20 | 20 | 20 | 20 | 20 | 20 | 20 | 20
196 | WICHITA FALLS CTG 3 |  | WFCOGEN_UNIT3 | WICHITA | GAS | WEST | 1987 | 20 | 20 | 20 | 20 | 20 | 20 | 20 | 20 | 20 | 20
197 | WICHITA FALLS STG 4 |  | WFCOGEN_UNIT4 | WICHITA | GAS | WEST | 1987 | 17 | 17 | 17 | 17 | 17 | 17 | 17 | 17 | 17 | 17
198 | WISE-TRACTEBEL POWER CTG 1 |  | WCPP_CT1 | WISE | GAS | NORTH | 2004 | 212 | 212 | 212 | 212 | 212 | 212 | 212 | 212 | 212 | 212
199 | WISE-TRACTEBEL POWER CTG 2 |  | WCPP_CT2 | WISE | GAS | NORTH | 2004 | 212 | 212 | 212 | 212 | 212 | 212 | 212 | 212 | 212 | 212
200 | WISE-TRACTEBEL POWER STG 1 |  | WCPP_ST1 | WISE | GAS | NORTH | 2004 | 241 | 241 | 241 | 241 | 241 | 241 | 241 | 241 | 241 | 241
201 | WOLF HOLLOW POWER CTG 1 |  | WHCCS_CT1 | HOOD | GAS | NORTH | 2002 | 212.5 | 212.5 | 212.5 | 212.5 | 212.5 | 212.5 | 212.5 | 212.5 | 212.5 | 212.5
202 | WOLF HOLLOW POWER CTG 2 |  | WHCCS_CT2 | HOOD | GAS | NORTH | 2002 | 212.5 | 212.5 | 212.5 | 212.5 | 212.5 | 212.5 | 212.5 | 212.5 | 212.5 | 212.5
203 | WOLF HOLLOW POWER STG |  | WHCCS_STG | HOOD | GAS | NORTH | 2002 | 280 | 280 | 280 | 280 | 280 | 280 | 280 | 280 | 280 | 280
204 | ATKINS CTG 7 |  | ATKINS_ATKINSG7 | BRAZOS | GAS | NORTH | 1973 | 18 | 18 | 18 | 18 | 18 | 18 | 18 | 18 | 18 | 18
205 | DANSBY CTG 2 |  | DANSBY_DANSBYG2 | BRAZOS | GAS | NORTH | 2004 | 45 | 45 | 45 | 45 | 45 | 45 | 45 | 45 | 45 | 45
206 | DANSBY CTG 3 |  | DANSBY_DANSBYG3 | BRAZOS | GAS | NORTH | 2010 | 47 | 47 | 47 | 47 | 47 | 47 | 47 | 47 | 47 | 47
207 | DECKER CREEK CTG 1 |  | DECKER_DPGT_1 | TRAVIS | GAS | SOUTH | 1989 | 48 | 48 | 48 | 48 | 48 | 48 | 48 | 48 | 48 | 48
208 | DECKER CREEK CTG 2 |  | DECKER_DPGT_2 | TRAVIS | GAS | SOUTH | 1989 | 48 | 48 | 48 | 48 | 48 | 48 | 48 | 48 | 48 | 48
209 | DECKER CREEK CTG 3 |  | DECKER_DPGT_3 | TRAVIS | GAS | SOUTH | 1989 | 48 | 48 | 48 | 48 | 48 | 48 | 48 | 48 | 48 | 48
210 | DECKER CREEK CTG 4 |  | DECKER_DPGT_4 | TRAVIS | GAS | SOUTH | 1989 | 48 | 48 | 48 | 48 | 48 | 48 | 48 | 48 | 48 | 48
211 | DECORDOVA CTG 1 |  | DCSES_CT10 | HOOD | GAS | NORTH | 1990 | 71 | 71 | 71 | 71 | 71 | 71 | 71 | 71 | 71 | 71
212 | DECORDOVA CTG 2 |  | DCSES_CT20 | HOOD | GAS | NORTH | 1990 | 70 | 70 | 70 | 70 | 70 | 70 | 70 | 70 | 70 | 70
213 | DECORDOVA CTG 3 |  | DCSES_CT30 | HOOD | GAS | NORTH | 1990 | 69 | 69 | 69 | 69 | 69 | 69 | 69 | 69 | 69 | 69
214 | DECORDOVA CTG 4 |  | DCSES_CT40 | HOOD | GAS | NORTH | 1990 | 68 | 68 | 68 | 68 | 68 | 68 | 68 | 68 | 68 | 68
215 | ECTOR COUNTY ENERGY CTG 1 |  | ECEC_G1 | ECTOR | GAS | WEST | 2015 | 147 | 147 | 147 | 147 | 147 | 147 | 147 | 147 | 147 | 147
216 | ECTOR COUNTY ENERGY CTG 2 |  | ECEC_G2 | ECTOR | GAS | WEST | 2015 | 147 | 147 | 147 | 147 | 147 | 147 | 147 | 147 | 147 | 147
217 | EXTEX LAPORTE GEN STN CTG 1 |  | AZ_AZ_G1 | HARRIS | GAS | HOUSTON | 2009 | 38 | 38 | 38 | 38 | 38 | 38 | 38 | 38 | 38 | 38
218 | EXTEX LAPORTE GEN STN CTG 2 |  | AZ_AZ_G2 | HARRIS | GAS | HOUSTON | 2009 | 38 | 38 | 38 | 38 | 38 | 38 | 38 | 38 | 38 | 38
219 | EXTEX LAPORTE GEN STN CTG 3 |  | AZ_AZ_G3 | HARRIS | GAS | HOUSTON | 2009 | 38 | 38 | 38 | 38 | 38 | 38 | 38 | 38 | 38 | 38
220 | EXTEX LAPORTE GEN STN CTG 4 |  | AZ_AZ_G4 | HARRIS | GAS | HOUSTON | 2009 | 38 | 38 | 38 | 38 | 38 | 38 | 38 | 38 | 38 | 38
221 | GREENS BAYOU CTG 73 |  | GBY_GBYGT73 | HARRIS | GAS | HOUSTON | 1976 | 56 | 56 | 56 | 56 | 56 | 56 | 56 | 56 | 56 | 56
222 | GREENS BAYOU CTG 74 |  | GBY_GBYGT74 | HARRIS | GAS | HOUSTON | 1976 | 56 | 56 | 56 | 56 | 56 | 56 | 56 | 56 | 56 | 56
223 | GREENS BAYOU CTG 81 |  | GBY_GBYGT81 | HARRIS | GAS | HOUSTON | 1976 | 56 | 56 | 56 | 56 | 56 | 56 | 56 | 56 | 56 | 56
224 | GREENS BAYOU CTG 82 |  | GBY_GBYGT82 | HARRIS | GAS | HOUSTON | 1976 | 50 | 50 | 50 | 50 | 50 | 50 | 50 | 50 | 50 | 50
225 | GREENS BAYOU CTG 83 |  | GBY_GBYGT83 | HARRIS | GAS | HOUSTON | 1976 | 56 | 56 | 56 | 56 | 56 | 56 | 56 | 56 | 56 | 56
226 | GREENS BAYOU CTG 84 |  | GBY_GBYGT84 | HARRIS | GAS | HOUSTON | 1976 | 56 | 56 | 56 | 56 | 56 | 56 | 56 | 56 | 56 | 56
227 | GREENVILLE IC ENGINE PLANT |  | STEAM_ENGINE_1 | HUNT | GAS | NORTH | 2010 | 8.2 | 8.2 | 8.2 | 8.2 | 8.2 | 8.2 | 8.2 | 8.2 | 8.2 | 8.2
228 | GREENVILLE IC ENGINE PLANT |  | STEAM_ENGINE_2 | HUNT | GAS | NORTH | 2010 | 8.2 | 8.2 | 8.2 | 8.2 | 8.2 | 8.2 | 8.2 | 8.2 | 8.2 | 8.2
229 | GREENVILLE IC ENGINE PLANT |  | STEAM_ENGINE_3 | HUNT | GAS | NORTH | 2010 | 8.2 | 8.2 | 8.2 | 8.2 | 8.2 | 8.2 | 8.2 | 8.2 | 8.2 | 8.2
230 | LAREDO CTG 4 |  | LARDVFTN_G4 | WEBB | GAS | SOUTH | 2008 | 90.1 | 90.1 | 90.1 | 90.1 | 90.1 | 90.1 | 90.1 | 90.1 | 90.1 | 90.1
231 | LAREDO CTG 5 |  | LARDVFTN_G5 | WEBB | GAS | SOUTH | 2008 | 87.3 | 87.3 | 87.3 | 87.3 | 87.3 | 87.3 | 87.3 | 87.3 | 87.3 | 87.3
232 | LEON CREEK PEAKER CTG 1 |  | LEON_CRK_LCPCT1 | BEXAR | GAS | SOUTH | 2004 | 45 | 45 | 45 | 45 | 45 | 45 | 45 | 45 | 45 | 45
233 | LEON CREEK PEAKER CTG 2 |  | LEON_CRK_LCPCT2 | BEXAR | GAS | SOUTH | 2004 | 46 | 46 | 46 | 46 | 46 | 46 | 46 | 46 | 46 | 46
234 | LEON CREEK PEAKER CTG 3 |  | LEON_CRK_LCPCT3 | BEXAR | GAS | SOUTH | 2004 | 44 | 44 | 44 | 44 | 44 | 44 | 44 | 44 | 44 | 44
235 | LEON CREEK PEAKER CTG 4 |  | LEON_CRK_LCPCT4 | BEXAR | GAS | SOUTH | 2004 | 46 | 46 | 46 | 46 | 46 | 46 | 46 | 46 | 46 | 46
236 | MORGAN CREEK CTG 1 |  | MGSES_CT1 | MITCHELL | GAS | WEST | 1988 | 68 | 68 | 68 | 68 | 68 | 68 | 68 | 68 | 68 | 68
237 | MORGAN CREEK CTG 2 |  | MGSES_CT2 | MITCHELL | GAS | WEST | 1988 | 68 | 68 | 68 | 68 | 68 | 68 | 68 | 68 | 68 | 68
238 | MORGAN CREEK CTG 3 |  | MGSES_CT3 | MITCHELL | GAS | WEST | 1988 | 68 | 68 | 68 | 68 | 68 | 68 | 68 | 68 | 68 | 68
239 | MORGAN CREEK CTG 4 |  | MGSES_CT4 | MITCHELL | GAS | WEST | 1988 | 68 | 68 | 68 | 68 | 68 | 68 | 68 | 68 | 68 | 68
240 | MORGAN CREEK CTG 5 |  | MGSES_CT5 | MITCHELL | GAS | WEST | 1988 | 68 | 68 | 68 | 68 | 68 | 68 | 68 | 68 | 68 | 68
241 | MORGAN CREEK CTG 6 |  | MGSES_CT6 | MITCHELL | GAS | WEST | 1988 | 67 | 67 | 67 | 67 | 67 | 67 | 67 | 67 | 67 | 67
242 | PEARSALL IC ENGINE PLANT A |  | PEARSAL2_AGR_A | FRIO | GAS | SOUTH | 2012 | 50.6 | 50.6 | 50.6 | 50.6 | 50.6 | 50.6 | 50.6 | 50.6 | 50.6 | 50.6
243 | PEARSALL IC ENGINE PLANT B |  | PEARSAL2_AGR_B | FRIO | GAS | SOUTH | 2012 | 50.6 | 50.6 | 50.6 | 50.6 | 50.6 | 50.6 | 50.6 | 50.6 | 50.6 | 50.6
244 | PEARSALL IC ENGINE PLANT C |  | PEARSAL2_AGR_C | FRIO | GAS | SOUTH | 2012 | 50.6 | 50.6 | 50.6 | 50.6 | 50.6 | 50.6 | 50.6 | 50.6 | 50.6 | 50.6
245 | PEARSALL IC ENGINE PLANT D |  | PEARSAL2_AGR_D | FRIO | GAS | SOUTH | 2012 | 50.6 | 50.6 | 50.6 | 50.6 | 50.6 | 50.6 | 50.6 | 50.6 | 50.6 | 50.6
246 | PERMIAN BASIN CTG 1 |  | PB2SES_CT1 | WARD | GAS | WEST | 1988 | 68 | 68 | 68 | 68 | 68 | 68 | 68 | 68 | 68 | 68
247 | PERMIAN BASIN CTG 2 |  | PB2SES_CT2 | WARD | GAS | WEST | 1988 | 65 | 65 | 65 | 65 | 65 | 65 | 65 | 65 | 65 | 65
248 | PERMIAN BASIN CTG 3 |  | PB2SES_CT3 | WARD | GAS | WEST | 1988 | 68 | 68 | 68 | 68 | 68 | 68 | 68 | 68 | 68 | 68
249 | PERMIAN BASIN CTG 4 |  | PB2SES_CT4 | WARD | GAS | WEST | 1990 | 69 | 69 | 69 | 69 | 69 | 69 | 69 | 69 | 69 | 69
250 | PERMIAN BASIN CTG 5 |  | PB2SES_CT5 | WARD | GAS | WEST | 1990 | 70 | 70 | 70 | 70 | 70 | 70 | 70 | 70 | 70 | 70
251 | REDGATE A |  | REDGATE_AGR_A | HIDALGO | GAS | SOUTH | 2016 | 56.3 | 56.3 | 56.3 | 56.3 | 56.3 | 56.3 | 56.3 | 56.3 | 56.3 | 56.3
252 | REDGATE B |  | REDGATE_AGR_B | HIDALGO | GAS | SOUTH | 2016 | 56.3 | 56.3 | 56.3 | 56.3 | 56.3 | 56.3 | 56.3 | 56.3 | 56.3 | 56.3
253 | REDGATE C |  | REDGATE_AGR_C | HIDALGO | GAS | SOUTH | 2016 | 56.3 | 56.3 | 56.3 | 56.3 | 56.3 | 56.3 | 56.3 | 56.3 | 56.3 | 56.3
254 | REDGATE D |  | REDGATE_AGR_D | HIDALGO | GAS | SOUTH | 2016 | 56.3 | 56.3 | 56.3 | 56.3 | 56.3 | 56.3 | 56.3 | 56.3 | 56.3 | 56.3
255 | R W MILLER CTG 4 |  | MIL_MILLERG4 | PALO PINTO | GAS | NORTH | 1994 | 104 | 104 | 104 | 104 | 104 | 104 | 104 | 104 | 104 | 104
256 | R W MILLER CTG 5 |  | MIL_MILLERG5 | PALO PINTO | GAS | NORTH | 1994 | 104 | 104 | 104 | 104 | 104 | 104 | 104 | 104 | 104 | 104
257 | RAY OLINGER CTG 4 |  | OLINGR_OLING_4 | COLLIN | GAS | NORTH | 2001 | 75 | 75 | 75 | 75 | 75 | 75 | 75 | 75 | 75 | 75
258 | SAM RAYBURN CTG 1 |  | RAYBURN_RAYBURG1 | VICTORIA | GAS | SOUTH | 1963 | 11 | 11 | 11 | 11 | 11 | 11 | 11 | 11 | 11 | 11
259 | SAM RAYBURN CTG 2 |  | RAYBURN_RAYBURG2 | VICTORIA | GAS | SOUTH | 1963 | 11 | 11 | 11 | 11 | 11 | 11 | 11 | 11 | 11 | 11
260 | SAN JACINTO SES CTG 1 |  | SJS_SJS_G1 | HARRIS | GAS | HOUSTON | 1995 | 81 | 81 | 81 | 81 | 81 | 81 | 81 | 81 | 81 | 81
261 | SAN JACINTO SES CTG 2 |  | SJS_SJS_G2 | HARRIS | GAS | HOUSTON | 1995 | 81 | 81 | 81 | 81 | 81 | 81 | 81 | 81 | 81 | 81
262 | SANDHILL ENERGY CENTER CTG 1 |  | SANDHSYD_SH1 | TRAVIS | GAS | SOUTH | 2001 | 47 | 47 | 47 | 47 | 47 | 47 | 47 | 47 | 47 | 47
263 | SANDHILL ENERGY CENTER CTG 2 |  | SANDHSYD_SH2 | TRAVIS | GAS | SOUTH | 2001 | 47 | 47 | 47 | 47 | 47 | 47 | 47 | 47 | 47 | 47
264 | SANDHILL ENERGY CENTER CTG 3 |  | SANDHSYD_SH3 | TRAVIS | GAS | SOUTH | 2001 | 47 | 47 | 47 | 47 | 47 | 47 | 47 | 47 | 47 | 47
265 | SANDHILL ENERGY CENTER CTG 4 |  | SANDHSYD_SH4 | TRAVIS | GAS | SOUTH | 2001 | 47 | 47 | 47 | 47 | 47 | 47 | 47 | 47 | 47 | 47
266 | SANDHILL ENERGY CENTER CTG 6 |  | SANDHSYD_SH6 | TRAVIS | GAS | SOUTH | 2010 | 47 | 47 | 47 | 47 | 47 | 47 | 47 | 47 | 47 | 47
267 | SANDHILL ENERGY CENTER CTG 7 |  | SANDHSYD_SH7 | TRAVIS | GAS | SOUTH | 2010 | 47 | 47 | 47 | 47 | 47 | 47 | 47 | 47 | 47 | 47
268 | SILAS RAY CTG 10 |  | SILASRAY_SILAS_10 | CAMERON | GAS | COASTAL | 2004 | 46 | 46 | 46 | 46 | 46 | 46 | 46 | 46 | 46 | 46
269 | SKY GLOBAL POWER ONE A |  | SKY1_SKY1A | COLORADO | GAS | SOUTH | 2016 | 26.7 | 26.7 | 26.7 | 26.7 | 26.7 | 26.7 | 26.7 | 26.7 | 26.7 | 26.7
270 | SKY GLOBAL POWER ONE B |  | SKY1_SKY1B | COLORADO | GAS | SOUTH | 2016 | 26.7 | 26.7 | 26.7 | 26.7 | 26.7 | 26.7 | 26.7 | 26.7 | 26.7 | 26.7
271 | T H WHARTON CTG 51 |  | THW_THWGT51 | HARRIS | GAS | HOUSTON | 1975 | 57 | 57 | 57 | 57 | 57 | 57 | 57 | 57 | 57 | 57
272 | T H WHARTON CTG 52 |  | THW_THWGT52 | HARRIS | GAS | HOUSTON | 1975 | 57 | 57 | 57 | 57 | 57 | 57 | 57 | 57 | 57 | 57
273 | T H WHARTON CTG 53 |  | THW_THWGT53 | HARRIS | GAS | HOUSTON | 1975 | 57 | 57 | 57 | 57 | 57 | 57 | 57 | 57 | 57 | 57
274 | T H WHARTON CTG 54 |  | THW_THWGT54 | HARRIS | GAS | HOUSTON | 1975 | 57 | 57 | 57 | 57 | 57 | 57 | 57 | 57 | 57 | 57
275 | T H WHARTON CTG 55 |  | THW_THWGT55 | HARRIS | GAS | HOUSTON | 1975 | 57 | 57 | 57 | 57 | 57 | 57 | 57 | 57 | 57 | 57
276 | T H WHARTON CTG 56 |  | THW_THWGT56 | HARRIS | GAS | HOUSTON | 1975 | 57 | 57 | 57 | 57 | 57 | 57 | 57 | 57 | 57 | 57
277 | T H WHARTON CTG G1 |  | THW_THWGT_1 | HARRIS | GAS | HOUSTON | 1967 | 13 | 13 | 13 | 13 | 13 | 13 | 13 | 13 | 13 | 13
278 | TEXAS GULF SULPHUR |  | TGF_TGFGT_1 | WHARTON | GAS | SOUTH | 1985 | 79 | 79 | 79 | 79 | 79 | 79 | 79 | 79 | 79 | 79
279 | V H BRAUNIG CTG 5 |  | BRAUNIG_VHB6CT5 | BEXAR | GAS | SOUTH | 2009 | 48 | 48 | 48 | 48 | 48 | 48 | 48 | 48 | 48 | 48
280 | V H BRAUNIG CTG 6 |  | BRAUNIG_VHB6CT6 | BEXAR | GAS | SOUTH | 2009 | 48 | 48 | 48 | 48 | 48 | 48 | 48 | 48 | 48 | 48
281 | V H BRAUNIG CTG 7 |  | BRAUNIG_VHB6CT7 | BEXAR | GAS | SOUTH | 2009 | 48 | 48 | 48 | 48 | 48 | 48 | 48 | 48 | 48 | 48
282 | V H BRAUNIG CTG 8 |  | BRAUNIG_VHB6CT8 | BEXAR | GAS | SOUTH | 2009 | 47 | 47 | 47 | 47 | 47 | 47 | 47 | 47 | 47 | 47
283 | W A PARISH CTG 1 |  | WAP_WAPGT_1 | FT. BEND | GAS | HOUSTON | 1967 | 13 | 13 | 13 | 13 | 13 | 13 | 13 | 13 | 13 | 13
284 | W A PARISH - PETRA NOVA CTG |  | PNPI_GT2 | FORT BEND | GAS | HOUSTON | 2013 | 74 | 74 | 74 | 74 | 74 | 74 | 74 | 74 | 74 | 74
285 | WINCHESTER POWER PARK CTG 1 |  | WIPOPA_WPP_G1 | FAYETTE | GAS | SOUTH | 2009 | 44 | 44 | 44 | 44 | 44 | 44 | 44 | 44 | 44 | 44
286 | WINCHESTER POWER PARK CTG 2 |  | WIPOPA_WPP_G2 | FAYETTE | GAS | SOUTH | 2009 | 44 | 44 | 44 | 44 | 44 | 44 | 44 | 44 | 44 | 44
287 | WINCHESTER POWER PARK CTG 3 |  | WIPOPA_WPP_G3 | FAYETTE | GAS | SOUTH | 2009 | 44 | 44 | 44 | 44 | 44 | 44 | 44 | 44 | 44 | 44
288 | WINCHESTER POWER PARK CTG 4 |  | WIPOPA_WPP_G4 | FAYETTE | GAS | SOUTH | 2009 | 44 | 44 | 44 | 44 | 44 | 44 | 44 | 44 | 44 | 44
289 | B M DAVIS STG U1 |  | B_DAVIS_B_DAVIG1 | NUECES | GAS | COASTAL | 1974 | 330 | 330 | 330 | 330 | 330 | 330 | 330 | 330 | 330 | 330
290 | CEDAR BAYOU STG U1 |  | CBY_CBY_G1 | CHAMBERS | GAS | HOUSTON | 1970 | 745 | 745 | 745 | 745 | 745 | 745 | 745 | 745 | 745 | 745
291 | CEDAR BAYOU STG U2 |  | CBY_CBY_G2 | CHAMBERS | GAS | HOUSTON | 1972 | 749 | 749 | 749 | 749 | 749 | 749 | 749 | 749 | 749 | 749
292 | DANSBY STG U1 |  | DANSBY_DANSBYG1 | BRAZOS | GAS | NORTH | 1978 | 107 | 107 | 107 | 107 | 107 | 107 | 107 | 107 | 107 | 107
293 | DECKER CREEK STG U1 |  | DECKER_DPG1 | TRAVIS | GAS | SOUTH | 1971 | 315 | 315 | 315 | 315 | 315 | 315 | 315 | 315 | 315 | 315
294 | DECKER CREEK STG U2 |  | DECKER_DPG2 | TRAVIS | GAS | SOUTH | 1978 | 420 | 420 | 420 | 420 | 420 | 420 | 420 | 420 | 420 | 420
295 | GRAHAM STG U1 |  | GRSES_UNIT1 | YOUNG | GAS | WEST | 1960 | 234 | 234 | 234 | 234 | 234 | 234 | 234 | 234 | 234 | 234
296 | GRAHAM STG U2 |  | GRSES_UNIT2 | YOUNG | GAS | WEST | 1969 | 390 | 390 | 390 | 390 | 390 | 390 | 390 | 390 | 390 | 390
297 | HANDLEY STG U3 |  | HLSES_UNIT3 | TARRANT | GAS | NORTH | 1963 | 395 | 395 | 395 | 395 | 395 | 395 | 395 | 395 | 395 | 395
298 | HANDLEY STG U4 |  | HLSES_UNIT4 | TARRANT | GAS | NORTH | 1976 | 435 | 435 | 435 | 435 | 435 | 435 | 435 | 435 | 435 | 435
299 | HANDLEY STG U5 |  | HLSES_UNIT5 | TARRANT | GAS | NORTH | 1977 | 435 | 435 | 435 | 435 | 435 | 435 | 435 | 435 | 435 | 435
300 | LAKE HUBBARD STG U1 |  | LHSES_UNIT1 | DALLAS | GAS | NORTH | 1970 | 392 | 392 | 392 | 392 | 392 | 392 | 392 | 392 | 392 | 392
301 | LAKE HUBBARD STG U2 |  | LHSES_UNIT2A | DALLAS | GAS | NORTH | 1973 | 523 | 523 | 523 | 523 | 523 | 523 | 523 | 523 | 523 | 523
302 | MOUNTAIN CREEK STG U6 |  | MCSES_UNIT6 | DALLAS | GAS | NORTH | 1956 | 122 | 122 | 122 | 122 | 122 | 122 | 122 | 122 | 122 | 122
303 | MOUNTAIN CREEK STG U7 |  | MCSES_UNIT7 | DALLAS | GAS | NORTH | 1958 | 118 | 118 | 118 | 118 | 118 | 118 | 118 | 118 | 118 | 118
304 | MOUNTAIN CREEK STG U8 |  | MCSES_UNIT8 | DALLAS | GAS | NORTH | 1967 | 568 | 568 | 568 | 568 | 568 | 568 | 568 | 568 | 568 | 568
305 | O W SOMMERS STG U1 |  | CALAVERS_OWS1 | BEXAR | GAS | SOUTH | 1972 | 420 | 420 | 420 | 420 | 420 | 420 | 420 | 420 | 420 | 420
306 | O W SOMMERS STG U2 |  | CALAVERS_OWS2 | BEXAR | GAS | SOUTH | 1974 | 410 | 410 | 410 | 410 | 410 | 410 | 410 | 410 | 410 | 410
307 | PEARSALL STG U1 |  | PEARSALL_PEARS_1 | FRIO | GAS | SOUTH | 1961 | 19 | 19 | 19 | 19 | 19 | 19 | 19 | 19 | 19 | 19
308 | PEARSALL STG U2 |  | PEARSALL_PEARS_2 | FRIO | GAS | SOUTH | 1961 | 22 | 22 | 22 | 22 | 22 | 22 | 22 | 22 | 22 | 22
309 | PEARSALL STG U3 |  | PEARSALL_PEARS_3 | FRIO | GAS | SOUTH | 1961 | 20 | 20 | 20 | 20 | 20 | 20 | 20 | 20 | 20 | 20
310 | POWERLANE PLANT STG U1 |  | STEAM1A_STEAM_1 | HUNT | GAS | NORTH | 1966 | 20 | 20 | 20 | 20 | 20 | 20 | 20 | 20 | 20 | 20
311 | POWERLANE PLANT STG U2 |  | STEAM_STEAM_2 | HUNT | GAS | NORTH | 1967 | 24 | 24 | 24 | 24 | 24 | 24 | 24 | 24 | 24 | 24
312 | POWERLANE PLANT STG U3 |  | STEAM_STEAM_3 | HUNT | GAS | NORTH | 1978 | 41 | 41 | 41 | 41 | 41 | 41 | 41 | 41 | 41 | 41
313 | R W MILLER STG U1 |  | MIL_MILLERG1 | PALO PINTO | GAS | NORTH | 1968 | 75 | 75 | 75 | 75 | 75 | 75 | 75 | 75 | 75 | 75
314 | R W MILLER STG U2 |  | MIL_MILLERG2 | PALO PINTO | GAS | NORTH | 1972 | 120 | 120 | 120 | 120 | 120 | 120 | 120 | 120 | 120 | 120
315 | R W MILLER STG U3 |  | MIL_MILLERG3 | PALO PINTO | GAS | NORTH | 1975 | 208 | 208 | 208 | 208 | 208 | 208 | 208 | 208 | 208 | 208
316 | RAY OLINGER STG U1 |  | OLINGR_OLING_1 | COLLIN | GAS | NORTH | 1967 | 78 | 78 | 78 | 78 | 78 | 78 | 78 | 78 | 78 | 78
317 | RAY OLINGER STG U2 |  | OLINGR_OLING_2 | COLLIN | GAS | NORTH | 1971 | 107 | 107 | 107 | 107 | 107 | 107 | 107 | 107 | 107 | 107
318 | RAY OLINGER STG U3 |  | OLINGR_OLING_3 | COLLIN | GAS | NORTH | 1975 | 146 | 146 | 146 | 146 | 146 | 146 | 146 | 146 | 146 | 146
319 | SIM GIDEON STG U1 |  | GIDEON_GIDEONG1 | BASTROP | GAS | SOUTH | 1965 | 130 | 130 | 130 | 130 | 130 | 130 | 130 | 130 | 130 | 130
320 | SIM GIDEON STG U2 |  | GIDEON_GIDEONG2 | BASTROP | GAS | SOUTH | 1968 | 135 | 135 | 135 | 135 | 135 | 135 | 135 | 135 | 135 | 135
321 | SIM GIDEON STG U3 |  | GIDEON_GIDEONG3 | BASTROP | GAS | SOUTH | 1972 | 336 | 336 | 336 | 336 | 336 | 336 | 336 | 336 | 336 | 336
322 | SPENCER STG U4 |  | SPNCER_SPNCE_4 | DENTON | GAS | NORTH | 1966 | 57 | 57 | 57 | 57 | 57 | 57 | 57 | 57 | 57 | 57
323 | SPENCER STG U5 |  | SPNCER_SPNCE_5 | DENTON | GAS | NORTH | 1973 | 61 | 61 | 61 | 61 | 61 | 61 | 61 | 61 | 61 | 61
324 | STRYKER CREEK STG U1 |  | SCSES_UNIT1A | CHEROKEE | GAS | NORTH | 1958 | 167 | 167 | 167 | 167 | 167 | 167 | 167 | 167 | 167 | 167
325 | STRYKER CREEK STG U2 |  | SCSES_UNIT2 | CHEROKEE | GAS | NORTH | 1965 | 502 | 502 | 502 | 502 | 502 | 502 | 502 | 502 | 502 | 502
326 | TRINIDAD STG U6 |  | TRSES_UNIT6 | HENDERSON | GAS | NORTH | 1965 | 235 | 235 | 235 | 235 | 235 | 235 | 235 | 235 | 235 | 235
327 | V H BRAUNIG STG U1 |  | BRAUNIG_VHB1 | BEXAR | GAS | SOUTH | 1966 | 220 | 220 | 220 | 220 | 220 | 220 | 220 | 220 | 220 | 220
328 | V H BRAUNIG STG U2 |  | BRAUNIG_VHB2 | BEXAR | GAS | SOUTH | 1968 | 230 | 230 | 230 | 230 | 230 | 230 | 230 | 230 | 230 | 230
329 | V H BRAUNIG STG U3 |  | BRAUNIG_VHB3 | BEXAR | GAS | SOUTH | 1970 | 412 | 412 | 412 | 412 | 412 | 412 | 412 | 412 | 412 | 412
330 | W A PARISH STG U1 |  | WAP_WAP_G1 | FT. BEND | GAS | HOUSTON | 1958 | 169 | 169 | 169 | 169 | 169 | 169 | 169 | 169 | 169 | 169
331 | W A PARISH STG U2 |  | WAP_WAP_G2 | FT. BEND | GAS | HOUSTON | 1958 | 169 | 169 | 169 | 169 | 169 | 169 | 169 | 169 | 169 | 169
332 | W A PARISH STG U3 |  | WAP_WAP_G3 | FT. BEND | GAS | HOUSTON | 1961 | 246 | 246 | 246 | 246 | 246 | 246 | 246 | 246 | 246 | 246
333 | W A PARISH STG U4 |  | WAP_WAP_G4 | FT. BEND | GAS | HOUSTON | 1968 | 536 | 536 | 536 | 536 | 536 | 536 | 536 | 536 | 536 | 536
334 | NACOGDOCHES POWER |  | NACPW_UNIT1 | NACOGDOCHES | BIOMASS | NORTH | 2012 | 105 | 105 | 105 | 105 | 105 | 105 | 105 | 105 | 105 | 105
335 | BIOENERGY AUSTIN WALZEM RD LFG |  | DG_WALZE_4UNITS | BEXAR | BIOMASS | SOUTH | 2002 | 9.8 | 9.8 | 9.8 | 9.8 | 9.8 | 9.8 | 9.8 | 9.8 | 9.8 | 9.8
336 | BIOENERGY TEXAS COVEL GARDENS LFG |  | DG_MEDIN_1UNIT | BEXAR | BIOMASS | SOUTH | 2005 | 9.6 | 9.6 | 9.6 | 9.6 | 9.6 | 9.6 | 9.6 | 9.6 | 9.6 | 9.6
337 | FORT WORTH METHANE LFG |  | DG_RDLML_1UNIT | TARRANT | BIOMASS | NORTH | 2011 | 1.6 | 1.6 | 1.6 | 1.6 | 1.6 | 1.6 | 1.6 | 1.6 | 1.6 | 1.6
338 | GRAND PRAIRIE LFG |  | DG_TRIRA_1UNIT | DALLAS | BIOMASS | NORTH | 2015 | 4 | 4 | 4 | 4 | 4 | 4 | 4 | 4 | 4 | 4
339 | MCKINNEY LFG |  | DG_MKNSW_2UNITS | COLLIN | BIOMASS | NORTH | 2011 | 3.2 | 3.2 | 3.2 | 3.2 | 3.2 | 3.2 | 3.2 | 3.2 | 3.2 | 3.2
340 | NELSON GARDENS LFG |  | DG_78252_4UNITS | BEXAR | BIOMASS | SOUTH | 2013 | 4.2 | 4.2 | 4.2 | 4.2 | 4.2 | 4.2 | 4.2 | 4.2 | 4.2 | 4.2
341 | SKYLINE LFG |  | DG_FERIS_4 UNITS | DALLAS | BIOMASS | NORTH | 2007 | 6.4 | 6.4 | 6.4 | 6.4 | 6.4 | 6.4 | 6.4 | 6.4 | 6.4 | 6.4
342 | TRINITY OAKS LFG |  | DG_KLBRG_1UNIT | DALLAS | BIOMASS | NORTH | 2011 | 3.2 | 3.2 | 3.2 | 3.2 | 3.2 | 3.2 | 3.2 | 3.2 | 3.2 | 3.2
343 | VIRIDIS ENERGY-ALVIN LFG |  | DG_AV_DG1 | GALVESTON | BIOMASS | HOUSTON | 2002 | 6.7 | 6.7 | 6.7 | 6.7 | 6.7 | 6.7 | 6.7 | 6.7 | 6.7 | 6.7
344 | VIRIDIS ENERGY-HUMBLE LFG |  | DG_HB_DG1 | HARRIS | BIOMASS | HOUSTON | 2002 | 10 | 10 | 10 | 10 | 10 | 10 | 10 | 10 | 10 | 10
345 | VIRIDIS ENERGY-LIBERTY LFG |  | DG_LB_DG1 | HARRIS | BIOMASS | HOUSTON | 2002 | 3.9 | 3.9 | 3.9 | 3.9 | 3.9 | 3.9 | 3.9 | 3.9 | 3.9 | 3.9
346 | VIRIDIS ENERGY-TRINITY BAY LFG |  | DG_TRN_DG1 | CHAMBERS | BIOMASS | HOUSTON | 2002 | 3.9 | 3.9 | 3.9 | 3.9 | 3.9 | 3.9 | 3.9 | 3.9 | 3.9 | 3.9
347 | WM RENEWABLE-AUSTIN LFG |  | DG_SPRIN_4UNITS | TRAVIS | BIOMASS | SOUTH | 2007 | 6.4 | 6.4 | 6.4 | 6.4 | 6.4 | 6.4 | 6.4 | 6.4 | 6.4 | 6.4
348 | WM RENEWABLE-DFW GAS RECOVERY LFG |  | DG_BIO2_4UNITS | DENTON | BIOMASS | NORTH | 2009 | 6.4 | 6.4 | 6.4 | 6.4 | 6.4 | 6.4 | 6.4 | 6.4 | 6.4 | 6.4
349 | WM RENEWABLE-BIOENERGY PARTNERS LFG |  | DG_BIOE_2UNITS | DENTON | BIOMASS | NORTH | 1988 | 6.2 | 6.2 | 6.2 | 6.2 | 6.2 | 6.2 | 6.2 | 6.2 | 6.2 | 6.2
350 | WM RENEWABLE-MESQUITE CREEK LFG |  | DG_FREIH_2UNITS | COMAL | BIOMASS | SOUTH | 2011 | 3.2 | 3.2 | 3.2 | 3.2 | 3.2 | 3.2 | 3.2 | 3.2 | 3.2 | 3.2
351 | WM RENEWABLE-WESTSIDE LFG |  | DG_WSTHL_3UNITS | PARKER | BIOMASS | NORTH | 2010 | 4.8 | 4.8 | 4.8 | 4.8 | 4.8 | 4.8 | 4.8 | 4.8 | 4.8 | 4.8
352 | NOTREES BATTERY FACILITY |  | NWF_NBS | WINKLER | STORAGE | WEST | 2012 | 0 | 0 | 0 | 0 | 0 | 0 | 0 | 0 | 0 | 0
353 | Operational Capacity Total (Nuclear, Coal, Gas, Biomass) | [6 empty] | 66848.6 | 66008.6 | 66008.6 | 66008.6 | 66008.6 | 66008.6 | 66008.6 | 66008.6 | 66008.6 | 66008.6
354
355 | Operational Resources (Hydro)
356 | AMISTAD HYDRO 1 |  | AMISTAD_AMISTAG1 | VAL VERDE | HYDRO | WEST | 1983 | 37.9 | 37.9 | 37.9 | 37.9 | 37.9 | 37.9 | 37.9 | 37.9 | 37.9 | 37.9
357 | AMISTAD HYDRO 2 |  | AMISTAD_AMISTAG2 | VAL VERDE | HYDRO | WEST | 1983 | 37.9 | 37.9 | 37.9 | 37.9 | 37.9 | 37.9 | 37.9 | 37.9 | 37.9 | 37.9
358 | AUSTIN HYDRO 1 |  | AUSTPL_AUSTING1 | TRAVIS | HYDRO | SOUTH | 1940 | 8 | 8 | 8 | 8 | 8 | 8 | 8 | 8 | 8 | 8
359 | AUSTIN HYDRO 2 |  | AUSTPL_AUSTING2 | TRAVIS | HYDRO | SOUTH | 1940 | 9 | 9 | 9 | 9 | 9 | 9 | 9 | 9 | 9 | 9
360 | BUCHANAN HYDRO 1 |  | BUCHAN_BUCHANG1 | LLANO | HYDRO | SOUTH | 1938 | 16 | 16 | 16 | 16 | 16 | 16 | 16 | 16 | 16 | 16
361 | BUCHANAN HYDRO 2 |  | BUCHAN_BUCHANG2 | LLANO | HYDRO | SOUTH | 1938 | 16 | 16 | 16 | 16 | 16 | 16 | 16 | 16 | 16 | 16
362 | BUCHANAN HYDRO 3 |  | BUCHAN_BUCHANG3 | LLANO | HYDRO | SOUTH | 1950 | 17 | 17 | 17 | 17 | 17 | 17 | 17 | 17 | 17 | 17
363 | DENISON DAM 1 |  | DNDAM_DENISOG1 | GRAYSON | HYDRO | NORTH | 1944 | 40 | 40 | 40 | 40 | 40 | 40 | 40 | 40 | 40 | 40
364 | DENISON DAM 2 |  | DNDAM_DENISOG2 | GRAYSON | HYDRO | NORTH | 1948 | 40 | 40 | 40 | 40 | 40 | 40 | 40 | 40 | 40 | 40
365 | FALCON HYDRO 1 |  | FALCON_FALCONG1 | STARR | HYDRO | SOUTH | 1954 | 12 | 12 | 12 | 12 | 12 | 12 | 12 | 12 | 12 | 12
366 | FALCON HYDRO 2 |  | FALCON_FALCONG2 | STARR | HYDRO | SOUTH | 1954 | 12 | 12 | 12 | 12 | 12 | 12 | 12 | 12 | 12 | 12
367 | FALCON HYDRO 3 |  | FALCON_FALCONG3 | STARR | HYDRO | SOUTH | 1954 | 12 | 12 | 12 | 12 | 12 | 12 | 12 | 12 | 12 | 12
368 | GRANITE SHOALS HYDRO 1 |  | WIRTZ_WIRTZ_G1 | BURNET | HYDRO | SOUTH | 1951 | 29 | 29 | 29 | 29 | 29 | 29 | 29 | 29 | 29 | 29
369 | GRANITE SHOALS HYDRO 2 |  | WIRTZ_WIRTZ_G2 | BURNET | HYDRO | SOUTH | 1951 | 29 | 29 | 29 | 29 | 29 | 29 | 29 | 29 | 29 | 29
370 | INKS HYDRO 1 |  | INKSDA_INKS_G1 | LLANO | HYDRO | SOUTH | 1938 | 14 | 14 | 14 | 14 | 14 | 14 | 14 | 14 | 14 | 14
371 | MARBLE FALLS HYDRO 1 |  | MARBFA_MARBFAG1 | BURNET | HYDRO | SOUTH | 1951 | 21 | 21 | 21 | 21 | 21 | 21 | 21 | 21 | 21 | 21
372 | MARBLE FALLS HYDRO 2 |  | MARBFA_MARBFAG2 | BURNET | HYDRO | SOUTH | 1951 | 20 | 20 | 20 | 20 | 20 | 20 | 20 | 20 | 20 | 20
373 | MARSHALL FORD HYDRO 1 |  | MARSFO_MARSFOG1 | TRAVIS | HYDRO | SOUTH | 1941 | 36 | 36 | 36 | 36 | 36 | 36 | 36 | 36 | 36 | 36
374 | MARSHALL FORD HYDRO 2 |  | MARSFO_MARSFOG2 | TRAVIS | HYDRO | SOUTH | 1941 | 36 | 36 | 36 | 36 | 36 | 36 | 36 | 36 | 36 | 36
375 | MARSHALL FORD HYDRO 3 |  | MARSFO_MARSFOG3 | TRAVIS | HYDRO | SOUTH | 1941 | 29 | 29 | 29 | 29 | 29 | 29 | 29 | 29 | 29 | 29
376 | WHITNEY DAM HYDRO |  | WND_WHITNEY1 | BOSQUE | HYDRO | NORTH | 1953 | 24 | 24 | 24 | 24 | 24 | 24 | 24 | 24 | 24 | 24
377 | WHITNEY DAM HYDRO 2 |  | WND_WHITNEY2 | BOSQUE | HYDRO | NORTH | 1953 | 24 | 24 | 24 | 24 | 24 | 24 | 24 | 24 | 24 | 24
378 | ARLINGTON OUTLET HYDROELECTRIC FACILITY |  | DG_OAKHL_1UNIT | TARRANT | HYDRO | NORTH | 2014 | 1.4 | 1.4 | 1.4 | 1.4 | 1.4 | 1.4 | 1.4 | 1.4 | 1.4 | 1.4
379 | EAGLE PASS HYDRO |  | DG_EAGLE_HY_EAGLE_HY1 | MAVERICK | HYDRO | SOUTH | 2005 | 9.6 | 9.6 | 9.6 | 9.6 | 9.6 | 9.6 | 9.6 | 9.6 | 9.6 | 9.6
380 | GUADALUPE BLANCO RIVER AUTH-CANYON |  | DG_CANYHY_CANYHYG1 | COMAL | HYDRO | SOUTH | 1989 | 6 | 6 | 6 | 6 | 6 | 6 | 6 | 6 | 6 | 6
381 | GUADALUPE BLANCO RIVER AUTH-LAKEWOOD TAP |  | DG_LKWDT_2UNITS | GONZALES | HYDRO | SOUTH | 1931 | 4.8 | 4.8 | 4.8 | 4.8 | 4.8 | 4.8 | 4.8 | 4.8 | 4.8 | 4.8
382 | GUADALUPE BLANCO RIVER AUTH-MCQUEENEY |  | DG_MCQUE_5UNITS | GUADALUPE | HYDRO | SOUTH | 1928 | 7.7 | 7.7 | 7.7 | 7.7 | 7.7 | 7.7 | 7.7 | 7.7 | 7.7 | 7.7
383 | GUADALUPE BLANCO RIVER AUTH-SCHUMANSVILLE |  | DG_SCHUM_2UNITS | GUADALUPE | HYDRO | SOUTH | 1928 | 3.6 | 3.6 | 3.6 | 3.6 | 3.6 | 3.6 | 3.6 | 3.6 | 3.6 | 3.6
384 | LEWISVILLE HYDRO-CITY OF GARLAND |  | DG_LWSVL_1UNIT | DENTON | HYDRO | NORTH | 1991 | 2.2 | 2.2 | 2.2 | 2.2 | 2.2 | 2.2 | 2.2 | 2.2 | 2.2 | 2.2
385 | Operational Capacity Total (Hydro) | [6 empty] | 555.1 | 555.1 | 555.1 | 555.1 | 555.1 | 555.1 | 555.1 | 555.1 | 555.1 | 555.1
386 | Hydro Capacity Contribution (Top 20 Hours) |  | HYDRO_CAP_CONT |  |  |  |  | 441.3 | 441.3 | 441.3 | 441.3 | 441.3 | 441.3 | 441.3 | 441.3 | 441.3 | 441.3
387
388 | Operational Capacity Unavailable due to Extended Outage or Derate |  | OPERATION_UNAVAIL |  |  |  |  | 0 | 0 | 0 | 0 | 0 | 0 | 0 | 0 | 0 | 0
389 | Operational Capacity Total (Including Hydro) |  | OPERATION_TOTAL |  |  |  |  | 67289.9 | 66449.9 | 66449.9 | 66449.9 | 66449.9 | 66449.9 | 66449.9 | 66449.9 | 66449.9 | 66449.9
390
391 | Operational Resources (Switchable)
392 | ANTELOPE IC 1 |  | AEEC_ANTLP_1 | HALE | GAS | WEST | 2016 | 54.6 | 54.6 | 54.6 | 54.6 | 54.6 | 54.6 | 54.6 | 54.6 | 54.6 | 54.6
393 | ANTELOPE IC 2 |  | AEEC_ANTLP_2 | HALE | GAS | WEST | 2016 | 54.6 | 54.6 | 54.6 | 54.6 | 54.6 | 54.6 | 54.6 | 54.6 | 54.6 | 54.6
394 | ANTELOPE IC 3 |  | AEEC_ANTLP_3 | HALE | GAS | WEST | 2016 | 54.6 | 54.6 | 54.6 | 54.6 | 54.6 | 54.6 | 54.6 | 54.6 | 54.6 | 54.6
395 | ELK STATION CTG 1 |  | AEEC_ELK_1 | HALE | GAS | WEST | 2016 | 190 | 190 | 190 | 190 | 190 | 190 | 190 | 190 | 190 | 190
396 | ELK STATION CTG 2 |  | AEEC_ELK_2 | HALE | GAS | WEST | 2016 | 190 | 190 | 190 | 190 | 190 | 190 | 190 | 190 | 190 | 190
397 | ELK STATION CTG 3 |  | AEEC_ELK_3 | HALE | GAS | WEST | 2016 | 190 | 190 | 190 | 190 | 190 | 190 | 190 | 190 | 190 | 190
398 | TENASKA KIAMICHI STATION 1CT101 |  | KMCHI_1CT101 | FANNIN | GAS | NORTH | 2003 | 153 | 153 | 153 | 153 | 153 | 153 | 153 | 153 | 153 | 153
399 | TENASKA KIAMICHI STATION 1CT201 |  | KMCHI_1CT201 | FANNIN | GAS | NORTH | 2003 | 155 | 155 | 155 | 155 | 155 | 155 | 155 | 155 | 155 | 155
400 | TENASKA KIAMICHI STATION 1ST |  | KMCHI_1ST | FANNIN | GAS | NORTH | 2003 | 315 | 315 | 315 | 315 | 315 | 315 | 315 | 315 | 315 | 315
401 | TENASKA KIAMICHI STATION 2CT101 |  | KMCHI_2CT101 | FANNIN | GAS | NORTH | 2003 | 153 | 153 | 153 | 153 | 153 | 153 | 153 | 153 | 153 | 153
402 | TENASKA KIAMICHI STATION 2CT201 |  | KMCHI_2CT201 | FANNIN | GAS | NORTH | 2003 | 155 | 155 | 155 | 155 | 155 | 155 | 155 | 155 | 155 | 155
403 | TENASKA KIAMICHI STATION 2ST |  | KMCHI_2ST | FANNIN | GAS | NORTH | 2003 | 315 | 315 | 315 | 315 | 315 | 315 | 315 | 315 | 315 | 315
404 | TENASKA FRONTIER STATION CTG 1 |  | FTR_FTR_G1 | GRIMES | GAS | NORTH | 2000 | 160 | 160 | 160 | 160 | 160 | 160 | 160 | 160 | 160 | 160
405 | TENASKA FRONTIER STATION CTG 2 |  | FTR_FTR_G2 | GRIMES | GAS | NORTH | 2000 | 160 | 160 | 160 | 160 | 160 | 160 | 160 | 160 | 160 | 160
406 | TENASKA FRONTIER STATION CTG 3 |  | FTR_FTR_G3 | GRIMES | GAS | NORTH | 2000 | 160 | 160 | 160 | 160 | 160 | 160 | 160 | 160 | 160 | 160
407 | TENASKA FRONTIER STATION STG 4 |  | FTR_FTR_G4 | GRIMES | GAS | NORTH | 2000 | 400 | 400 | 400 | 400 | 400 | 400 | 400 | 400 | 400 | 400
408 | TENASKA GATEWAY STATION CTG 1 |  | TGCCS_CT1 | RUSK | GAS | NORTH | 2001 | 156 | 156 | 156 | 156 | 156 | 156 | 156 | 156 | 156 | 156
409 | TENASKA GATEWAY STATION CTG 2 |  | TGCCS_CT2 | RUSK | GAS | NORTH | 2001 | 135 | 135 | 135 | 135 | 135 | 135 | 135 | 135 | 135 | 135
410 | TENASKA GATEWAY STATION CTG 3 |  | TGCCS_CT3 | RUSK | GAS | NORTH | 2001 | 153 | 153 | 153 | 153 | 153 | 153 | 153 | 153 | 153 | 153
411 | TENASKA GATEWAY STATION STG 4 |  | TGCCS_UNIT4 | RUSK | GAS | NORTH | 2001 | 402 | 402 | 402 | 402 | 402 | 402 | 402 | 402 | 402 | 402
412 | Switchable Capacity Total | [6 empty] | 3705.8 | 3705.8 | 3705.8 | 3705.8 | 3705.8 | 3705.8 | 3705.8 | 3705.8 | 3705.8 | 3705.8
413
414 | Switchable Capacity Unavailable to ERCOT |  | SWITCH_UNAVAIL |  | GAS |  |  | -843.8 | -843.8 | -843.8 | -543.8 | -543.8 | -543.8 | -543.8 | -543.8 | -543.8 | -543.8
415
416 | Available Mothball Capacity based on Owner's Return Probability |  | MOTH_AVAIL |  | COAL |  |  | 0 | 0 | 0 | 0 | 0 | 0 | 0 | 0 | 0 | 0
417
418 | Private-Use Network Capacity Contribution (Top 20 Hours) |  | PUN_CAP_CONT |  | GAS |  |  | 3965 | 3965 | 3965 | 3965 | 3965 | 3965 | 3965 | 3965 | 3965 | 3965
419 | Private-Use Network Forecast Adjustment (per Protocol 10.3.2.4) |  | PUN_CAP_ADJUST |  | GAS |  |  | 232.31 | 161.31 | 132.31 | 192.31 | 192.31 | 182.31 | 182.31 | 182.31 | 182.31 | 182.31
420
421 | Operational Resources (Wind)
422 | ANACACHO WIND |  | ANACACHO_ANA | KINNEY | WIND | SOUTH | 2012 | 99.8 | 99.8 | 99.8 | 99.8 | 99.8 | 99.8 | 99.8 | 99.8 | 99.8 | 99.8
423 | BARTON CHAPEL WIND |  | BRTSW_BCW1 | JACK | WIND | NORTH | 2007 | 120 | 120 | 120 | 120 | 120 | 120 | 120 | 120 | 120 | 120
424 | BLUE SUMMIT WIND 5 |  | BLSUMMIT_BLSMT1_5 | WILBARGER | WIND | WEST | 2013 | 9 | 9 | 9 | 9 | 9 | 9 | 9 | 9 | 9 | 9
425 | BLUE SUMMIT WIND 6 |  | BLSUMMIT_BLSMT1_6 | WILBARGER | WIND | WEST | 2013 | 126.4 | 126.4 | 126.4 | 126.4 | 126.4 | 126.4 | 126.4 | 126.4 | 126.4 | 126.4
426 | BOBCAT BLUFF WIND |  | BCATWIND_WIND_1 | ARCHER | WIND | WEST | 2012 | 150 | 150 | 150 | 150 | 150 | 150 | 150 | 150 | 150 | 150
427 | BRISCOE WIND |  | BRISCOE_WIND | BRISCOE | WIND | PANHANDLE | 2015 | 149.8 | 149.8 | 149.8 | 149.8 | 149.8 | 149.8 | 149.8 | 149.8 | 149.8 | 149.8
428 | BUFFALO GAP WIND 1 |  | BUFF_GAP_UNIT1 | TAYLOR | WIND | WEST | 2006 | 120.6 | 120.6 | 120.6 | 120.6 | 120.6 | 120.6 | 120.6 | 120.6 | 120.6 | 120.6
429 | BUFFALO GAP WIND 2_1 |  | BUFF_GAP_UNIT2_1 | TAYLOR | WIND | WEST | 2007 | 115.5 | 115.5 | 115.5 | 115.5 | 115.5 | 115.5 | 115.5 | 115.5 | 115.5 | 115.5
430 | BUFFALO GAP WIND 2_2 |  | BUFF_GAP_UNIT2_2 | TAYLOR | WIND | WEST | 2007 | 117 | 117 | 117 | 117 | 117 | 117 | 117 | 117 | 117 | 117
431 | BUFFALO GAP WIND 3 |  | BUFF_GAP_UNIT3 | TAYLOR | WIND | WEST | 2008 | 170.2 | 170.2 | 170.2 | 170.2 | 170.2 | 170.2 | 170.2 | 170.2 | 170.2 | 170.2
432 | BULL CREEK WIND U1 |  | BULLCRK_WND1 | BORDEN | WIND | WEST | 2009 | 88 | 88 | 88 | 88 | 88 | 88 | 88 | 88 | 88 | 88
433 | BULL CREEK WIND U2 |  | BULLCRK_WND2 | BORDEN | WIND | WEST | 2009 | 90 | 90 | 90 | 90 | 90 | 90 | 90 | 90 | 90 | 90
434 | CALLAHAN WIND |  | CALLAHAN_WND1 | CALLAHAN | WIND | WEST | 2004 | 114 | 114 | 114 | 114 | 114 | 114 | 114 | 114 | 114 | 114
435 | CAMP SPRINGS WIND 1 |  | CSEC_CSECG1 | SCURRY | WIND | WEST | 2007 | 130.5 | 130.5 | 130.5 | 130.5 | 130.5 | 130.5 | 130.5 | 130.5 | 130.5 | 130.5
436 | CAMP SPRINGS WIND 2 |  | CSEC_CSECG2 | SCURRY | WIND | WEST | 2007 | 120 | 120 | 120 | 120 | 120 | 120 | 120 | 120 | 120 | 120
437 | CAPRICORN RIDGE WIND 1 |  | CAPRIDGE_CR1 | STERLING | WIND | WEST | 2007 | 214.5 | 214.5 | 214.5 | 214.5 | 214.5 | 214.5 | 214.5 | 214.5 | 214.5 | 214.5
438 | CAPRICORN RIDGE WIND 2 |  | CAPRIDGE_CR3 | STERLING | WIND | WEST | 2008 | 186 | 186 | 186 | 186 | 186 | 186 | 186 | 186 | 186 | 186
439 | CAPRICORN RIDGE WIND 3 |  | CAPRIDGE_CR2 | STERLING | WIND | WEST | 2007 | 149.5 | 149.5 | 149.5 | 149.5 | 149.5 | 149.5 | 149.5 | 149.5 | 149.5 | 149.5
440 | CAPRICORN RIDGE WIND 4 |  | CAPRIDG4_CR4 | COKE | WIND | WEST | 2008 | 112.5 | 112.5 | 112.5 | 112.5 | 112.5 | 112.5 | 112.5 | 112.5 | 112.5 | 112.5
441 | CEDRO HILL WIND 1 |  | CEDROHIL_CHW1 | WEBB | WIND | SOUTH | 2010 | 75 | 75 | 75 | 75 | 75 | 75 | 75 | 75 | 75 | 75
442 | CEDRO HILL WIND 2 |  | CEDROHIL_CHW2 | WEBB | WIND | SOUTH | 2010 | 75 | 75 | 75 | 75 | 75 | 75 | 75 | 75 | 75 | 75
443 | CHAMPION WIND |  | CHAMPION_UNIT1 | NOLAN | WIND | WEST | 2008 | 126.5 | 126.5 | 126.5 | 126.5 | 126.5 | 126.5 | 126.5 | 126.5 | 126.5 | 126.5
444 | COTTON PLAINS WIND |  | COTPLNS_COTTONPL | FLOYD | WIND | PANHANDLE | 2017 | 50 | 50 | 50 | 50 | 50 | 50 | 50 | 50 | 50 | 50
445 | DESERT SKY WIND 1 |  | INDNENR_INDNENR | PECOS | WIND | WEST | 2002 | 84 | 84 | 84 | 84 | 84 | 84 | 84 | 84 | 84 | 84
446 | DESERT SKY WIND 2 |  | INDNENR_INDNENR_2 | PECOS | WIND | WEST | 2002 | 76.5 | 76.5 | 76.5 | 76.5 | 76.5 | 76.5 | 76.5 | 76.5 | 76.5 | 76.5
447 | DOUG COLBECK'S CORNER (CONWAY) A |  | GRANDVW1_COLA | CARSON | WIND | PANHANDLE | 2016 | 100.2 | 100.2 | 100.2 | 100.2 | 100.2 | 100.2 | 100.2 | 100.2 | 100.2 | 100.2
448 | DOUG COLBECK'S CORNER (CONWAY) B |  | GRANDVW1_COLB | CARSON | WIND | PANHANDLE | 2016 | 100.2 | 100.2 | 100.2 | 100.2 | 100.2 | 100.2 | 100.2 | 100.2 | 100.2 | 100.2
449 | ELBOW CREEK WIND |  | ELB_ELBCREEK | HOWARD | WIND | WEST | 2008 | 118.7 | 118.7 | 118.7 | 118.7 | 118.7 | 118.7 | 118.7 | 118.7 | 118.7 | 118.7
450 | ELECTRA WIND 1 |  | DIGBY_UNIT1 | WILBARGER | WIND | WEST | 2017 | 98.9 | 98.9 | 98.9 | 98.9 | 98.9 | 98.9 | 98.9 | 98.9 | 98.9 | 98.9
451 | ELECTRA WIND 2 |  | DIGBY_UNIT2 | WILBARGER | WIND | WEST | 2017 | 131.1 | 131.1 | 131.1 | 131.1 | 131.1 | 131.1 | 131.1 | 131.1 | 131.1 | 131.1
452 | FOREST CREEK WIND |  | MCDLD_FCW1 | GLASSCOCK | WIND | WEST | 2007 | 124.2 | 124.2 | 124.2 | 124.2 | 124.2 | 124.2 | 124.2 | 124.2 | 124.2 | 124.2
453 | GOAT WIND |  | GOAT_GOATWIND | STERLING | WIND | WEST | 2008 | 80 | 80 | 80 | 80 | 80 | 80 | 80 | 80 | 80 | 80
454 | GOAT WIND 2 |  | GOAT_GOATWIN2 | STERLING | WIND | WEST | 2010 | 69.6 | 69.6 | 69.6 | 69.6 | 69.6 | 69.6 | 69.6 | 69.6 | 69.6 | 69.6
455 | GOLDTHWAITE WIND 1 |  | GWEC_GWEC_G1 | MILLS | WIND | NORTH | 2014 | 148.6 | 148.6 | 148.6 | 148.6 | 148.6 | 148.6 | 148.6 | 148.6 | 148.6 | 148.6
456 | GRANDVIEW WIND 1 (CONWAY) GV1A |  | GRANDVW1_GV1A | CARSON | WIND | PANHANDLE | 2014 | 107.4 | 107.4 | 107.4 | 107.4 | 107.4 | 107.4 | 107.4 | 107.4 | 107.4 | 107.4
457 | GRANDVIEW WIND 1 (CONWAY) GV1B |  | GRANDVW1_GV1B | CARSON | WIND | PANHANDLE | 2014 | 103.8 | 103.8 | 103.8 | 103.8 | 103.8 | 103.8 | 103.8 | 103.8 | 103.8 | 103.8
458 | GREEN MOUNTAIN WIND (BRAZOS) U1 |  | BRAZ_WND_WND1 | SCURRY | WIND | WEST | 2003 | 99 | 99 | 99 | 99 | 99 | 99 | 99 | 99 | 99 | 99
459 | GREEN MOUNTAIN WIND (BRAZOS) U2 |  | BRAZ_WND_WND2 | SCURRY | WIND | WEST | 2003 | 61 | 61 | 61 | 61 | 61 | 61 | 61 | 61 | 61 | 61
460 | GREEN PASTURES WIND I |  | GPASTURE_WIND_I | BAYLOR | WIND | WEST | 2015 | 150 | 150 | 150 | 150 | 150 | 150 | 150 | 150 | 150 | 150
461 | VERTIGO WIND (FORMERLY GREEN PASTURES WIND 2) |  | VERTIGO_WIND_I | BAYLOR | WIND | WEST | 2016 | 150 | 150 | 150 | 150 | 150 | 150 | 150 | 150 | 150 | 150
462 | GUNSIGHT MOUNTAIN WIND |  | GUNMTN_G1 | HOWARD | WIND | WEST | 2016 | 119.9 | 119.9 | 119.9 | 119.9 | 119.9 | 119.9 | 119.9 | 119.9 | 119.9 | 119.9
463 | HACKBERRY WIND |  | HWF_HWFG1 | SHACKELFORD | WIND | WEST | 2008 | 163.5 | 163.5 | 163.5 | 163.5 | 163.5 | 163.5 | 163.5 | 163.5 | 163.5 | 163.5
464 | HEREFORD WIND G |  | HRFDWIND_WIND_G | DEAF SMITH | WIND | PANHANDLE | 2015 | 99.9 | 99.9 | 99.9 | 99.9 | 99.9 | 99.9 | 99.9 | 99.9 | 99.9 | 99.9
465 | HEREFORD WIND V |  | HRFDWIND_WIND_V | DEAF SMITH | WIND | PANHANDLE | 2015 | 100 | 100 | 100 | 100 | 100 | 100 | 100 | 100 | 100 | 100
466 | HIDALGO & STARR WIND 11 |  | MIRASOLE_MIR11 | HIDALGO | WIND | SOUTH | 2016 | 50 | 50 | 50 | 50 | 50 | 50 | 50 | 50 | 50 | 50
467 | HIDALGO & STARR WIND 12 |  | MIRASOLE_MIR12 | HIDALGO | WIND | SOUTH | 2016 | 100 | 100 | 100 | 100 | 100 | 100 | 100 | 100 | 100 | 100
468 | HIDALGO & STARR WIND 21 |  | MIRASOLE_MIR21 | HIDALGO | WIND | SOUTH | 2016 | 100 | 100 | 100 | 100 | 100 | 100 | 100 | 100 | 100 | 100
469 | HORSE CREEK WIND 1 |  | HORSECRK_UNIT1 | HASKELL | WIND | WEST | 2017 | 131.1 | 131.1 | 131.1 | 131.1 | 131.1 | 131.1 | 131.1 | 131.1 | 131.1 | 131.1
470 | HORSE CREEK WIND 2 |  | HORSECRK_UNIT2 | HASKELL | WIND | WEST | 2017 | 98.9 | 98.9 | 98.9 | 98.9 | 98.9 | 98.9 | 98.9 | 98.9 | 98.9 | 98.9
471 | HORSE HOLLOW WIND 1 |  | H_HOLLOW_WND1 | TAYLOR | WIND | WEST | 2005 | 206.6 | 206.6 | 206.6 | 206.6 | 206.6 | 206.6 | 206.6 | 206.6 | 206.6 | 206.6
472 | HORSE HOLLOW WIND 2 |  | HHOLLOW2_WIND1 | TAYLOR | WIND | WEST | 2006 | 158 | 158 | 158 | 158 | 158 | 158 | 158 | 158 | 158 | 158
473 | HORSE HOLLOW WIND 3 |  | HHOLLOW3_WND_1 | TAYLOR | WIND | WEST | 2006 | 223.5 | 223.5 | 223.5 | 223.5 | 223.5 | 223.5 | 223.5 | 223.5 | 223.5 | 223.5
474 | HORSE HOLLOW WIND 4 |  | HHOLLOW4_WND1 | TAYLOR | WIND | WEST | 2006 | 115 | 115 | 115 | 115 | 115 | 115 | 115 | 115 | 115 | 115
475 | INADALE WIND |  | INDL_INADALE1 | NOLAN | WIND | WEST | 2008 | 196.6 | 196.6 | 196.6 | 196.6 | 196.6 | 196.6 | 196.6 | 196.6 | 196.6 | 196.6
476 | INDIAN MESA WIND |  | INDNNWP_INDNNWP | PECOS | WIND | WEST | 2001 | 82.5 | 82.5 | 82.5 | 82.5 | 82.5 | 82.5 | 82.5 | 82.5 | 82.5 | 82.5
477 | JAVELINA I WIND 18 |  | BORDAS_JAVEL18 | WEBB | WIND | SOUTH | 2015 | 19.7 | 19.7 | 19.7 | 19.7 | 19.7 | 19.7 | 19.7 | 19.7 | 19.7 | 19.7
478 | JAVELINA I WIND 20 |  | BORDAS_JAVEL20 | WEBB | WIND | SOUTH | 2015 | 230 | 230 | 230 | 230 | 230 | 230 | 230 | 230 | 230 | 230
479 | JAVELINA II WIND 1 |  | BORDAS2_JAVEL2_A | WEBB | WIND | SOUTH | 2017 | 96 | 96 | 96 | 96 | 96 | 96 | 96 | 96 | 96 | 96
480 | JAVELINA II WIND 2 |  | BORDAS2_JAVEL2_B | WEBB | WIND | SOUTH | 2017 | 74 | 74 | 74 | 74 | 74 | 74 | 74 | 74 | 74 | 74
481 | JAVELINA II WIND 3 |  | BORDAS2_JAVEL2_C | WEBB | WIND | SOUTH | 2017 | 30 | 30 | 30 | 30 | 30 | 30 | 30 | 30 | 30 | 30
482 | JUMBO ROAD WIND 1 |  | HRFDWIND_JRDWIND1 | DEAF SMITH | WIND | PANHANDLE | 2015 | 146.2 | 146.2 | 146.2 | 146.2 | 146.2 | 146.2 | 146.2 | 146.2 | 146.2 | 146.2
483 | JUMBO ROAD WIND 2 |  | HRFDWIND_JRDWIND2 | DEAF SMITH | WIND | PANHANDLE | 2015 | 153.6 | 153.6 | 153.6 | 153.6 | 153.6 | 153.6 | 153.6 | 153.6 | 153.6 | 153.6
484 | KEECHI WIND 138 KV JOPLIN |  | KEECHI_U1 | JACK | WIND | NORTH | 2015 | 110 | 110 | 110 | 110 | 110 | 110 | 110 | 110 | 110 | 110
485 | KING MOUNTAIN WIND (NE) |  | KING_NE_KINGNE | UPTON | WIND | WEST | 2001 | 79.3 | 79.3 | 79.3 | 79.3 | 79.3 | 79.3 | 79.3 | 79.3 | 79.3 | 79.3
486 | KING MOUNTAIN WIND (NW) |  | KING_NW_KINGNW | UPTON | WIND | WEST | 2001 | 79.3 | 79.3 | 79.3 | 79.3 | 79.3 | 79.3 | 79.3 | 79.3 | 79.3 | 79.3
487 | KING MOUNTAIN WIND (SE) |  | KING_SE_KINGSE | UPTON | WIND | WEST | 2001 | 40.3 | 40.3 | 40.3 | 40.3 | 40.3 | 40.3 | 40.3 | 40.3 | 40.3 | 40.3
488 | KING MOUNTAIN WIND (SW) |  | KING_SW_KINGSW | UPTON | WIND | WEST | 2001 | 79.3 | 79.3 | 79.3 | 79.3 | 79.3 | 79.3 | 79.3 | 79.3 | 79.3 | 79.3
489 | LANGFORD WIND POWER |  | LGD_LANGFORD | TOM GREEN | WIND | WEST | 2009 | 155 | 155 | 155 | 155 | 155 | 155 | 155 | 155 | 155 | 155
490 | LOGANS GAP WIND I U1 |  | LGW_UNIT1 | COMANCHE | WIND | NORTH | 2015 | 103.8 | 103.8 | 103.8 | 103.8 | 103.8 | 103.8 | 103.8 | 103.8 | 103.8 | 103.8
491 | LOGANS GAP WIND I U2 |  | LGW_UNIT2 | COMANCHE | WIND | NORTH | 2015 | 106.3 | 106.3 | 106.3 | 106.3 | 106.3 | 106.3 | 106.3 | 106.3 | 106.3 | 106.3
492 | LONE STAR WIND 1 (MESQUITE) |  | LNCRK_G83 | SHACKELFORD | WIND | WEST | 2006 | 200 | 200 | 200 | 200 | 200 | 200 | 200 | 200 | 200 | 200
493 | LONE STAR WIND 2 (POST OAK) U1 |  | LNCRK2_G871 | SHACKELFORD | WIND | WEST | 2007 | 100 | 100 | 100 | 100 | 100 | 100 | 100 | 100 | 100 | 100
494 | LONE STAR WIND 2 (POST OAK) U2 |  | LNCRK2_G872 | SHACKELFORD | WIND | WEST | 2007 | 100 | 100 | 100 | 100 | 100 | 100 | 100 | 100 | 100 | 100
495 | LONGHORN WIND NORTH U1 |  | LHORN_N_UNIT1 | FLOYD | WIND | PANHANDLE | 2015 | 100 | 100 | 100 | 100 | 100 | 100 | 100 | 100 | 100 | 100
496 | LONGHORN WIND NORTH U2 |  | LHORN_N_UNIT2 | FLOYD | WIND | PANHANDLE | 2015 | 100 | 100 | 100 | 100 | 100 | 100 | 100 | 100 | 100 | 100
497 | LORAINE WINDPARK I |  | LONEWOLF_G1 | MITCHELL | WIND | WEST | 2009 | 49.5 | 49.5 | 49.5 | 49.5 | 49.5 | 49.5 | 49.5 | 49.5 | 49.5 | 49.5
498 | LORAINE WINDPARK II |  | LONEWOLF_G2 | MITCHELL | WIND | WEST | 2009 | 51 | 51 | 51 | 51 | 51 | 51 | 51 | 51 | 51 | 51
499 | LORAINE WINDPARK III |  | LONEWOLF_G3 | MITCHELL | WIND | WEST | 2011 | 25.5 | 25.5 | 25.5 | 25.5 | 25.5 | 25.5 | 25.5 | 25.5 | 25.5 | 25.5
500 | LORAINE WINDPARK IV |  | LONEWOLF_G4 | MITCHELL | WIND | WEST | 2011 | 24 | 24 | 24 | 24 | 24 | 24 | 24 | 24 | 24 | 24
501 | LOS VIENTOS III WIND |  | LV3_UNIT_1 | STARR | WIND | SOUTH | 2015 | 200 | 200 | 200 | 200 | 200 | 200 | 200 | 200 | 200 | 200
502 | LOS VIENTOS IV WIND |  | LV4_UNIT_1 | STARR | WIND | SOUTH | 2016 | 200 | 200 | 200 | 200 | 200 | 200 | 200 | 200 | 200 | 200
503 | LOS VIENTOS V WIND |  | LV5_UNIT_1 | STARR | WIND | SOUTH | 2016 | 110 | 110 | 110 | 110 | 110 | 110 | 110 | 110 | 110 | 110
504 | MARIAH DEL NORTE 1 |  | MARIAH_NORTE1 | PARMER | WIND | WEST | 2017 | 115.2 | 115.2 | 115.2 | 115.2 | 115.2 | 115.2 | 115.2 | 115.2 | 115.2 | 115.2
505 | MARIAH DEL NORTE 2 |  | MARIAH_NORTE2 | PARMER | WIND | WEST | 2017 | 115.2 | 115.2 | 115.2 | 115.2 | 115.2 | 115.2 | 115.2 | 115.2 | 115.2 | 115.2
506 | MESQUITE CREEK WIND 1 |  | MESQCRK_WND1 | DAWSON | WIND | WEST | 2015 | 105.6 | 105.6 | 105.6 | 105.6 | 105.6 | 105.6 | 105.6 | 105.6 | 105.6 | 105.6
507 | MESQUITE CREEK WIND 2 |  | MESQCRK_WND2 | DAWSON | WIND | WEST | 2015 | 105.6 | 105.6 | 105.6 | 105.6 | 105.6 | 105.6 | 105.6 | 105.6 | 105.6 | 105.6
508 | MIAMI WIND G1 |  | MIAM1_G1 | GRAY | WIND | PANHANDLE | 2014 | 144.3 | 144.3 | 144.3 | 144.3 | 144.3 | 144.3 | 144.3 | 144.3 | 144.3 | 144.3
509 | MIAMI WIND G2 |  | MIAM1_G2 | GRAY | WIND | PANHANDLE | 2014 | 144.3 | 144.3 | 144.3 | 144.3 | 144.3 | 144.3 | 144.3 | 144.3 | 144.3 | 144.3
510 | MCADOO WIND |  | MWEC_G1 | DICKENS | WIND | PANHANDLE | 2008 | 150 | 150 | 150 | 150 | 150 | 150 | 150 | 150 | 150 | 150
511 | NOTREES WIND 1 |  | NWF_NWF1 | WINKLER | WIND | WEST | 2009 | 92.6 | 92.6 | 92.6 | 92.6 | 92.6 | 92.6 | 92.6 | 92.6 | 92.6 | 92.6
512 | NOTREES WIND 2 |  | NWF_NWF2 | WINKLER | WIND | WEST | 2009 | 60 | 60 | 60 | 60 | 60 | 60 | 60 | 60 | 60 | 60
513 | OCOTILLO WIND |  | OWF_OWF | HOWARD | WIND | WEST | 2008 | 58.8 | 58.8 | 58.8 | 58.8 | 58.8 | 58.8 | 58.8 | 58.8 | 58.8 | 58.8
514 | OLD SETTLER WIND |  | COTPLNS_OLDSETLR | FLOYD | WIND | PANHANDLE | 2017 | 150 | 150 | 150 | 150 | 150 | 150 | 150 | 150 | 150 | 150
515 | PANHANDLE WIND 1 U1 |  | PH1_UNIT1 | CARSON | WIND | PANHANDLE | 2014 | 109.2 | 109.2 | 109.2 | 109.2 | 109.2 | 109.2 | 109.2 | 109.2 | 109.2 | 109.2
516 | PANHANDLE WIND 1 U2 |  | PH1_UNIT2 | CARSON | WIND | PANHANDLE | 2014 | 109.2 | 109.2 | 109.2 | 109.2 | 109.2 | 109.2 | 109.2 | 109.2 | 109.2 | 109.2
517 | PANHANDLE WIND 2 U1 |  | PH2_UNIT1 | CARSON | WIND | PANHANDLE | 2014 | 94.2 | 94.2 | 94.2 | 94.2 | 94.2 | 94.2 | 94.2 | 94.2 | 94.2 | 94.2
518 | PANHANDLE WIND 2 U2 |  | PH2_UNIT2 | CARSON | WIND | PANHANDLE | 2014 | 96.6 | 96.6 | 96.6 | 96.6 | 96.6 | 96.6 | 96.6 | 96.6 | 96.6 | 96.6
519 | PANTHER CREEK WIND 1 |  | PC_NORTH_PANTHER1 | HOWARD | WIND | WEST | 2008 | 142.5 | 142.5 | 142.5 | 142.5 | 142.5 | 142.5 | 142.5 | 142.5 | 142.5 | 142.5
520 | PANTHER CREEK WIND 2 |  | PC_SOUTH_PANTHER2 | HOWARD | WIND | WEST | 2008 | 115.5 | 115.5 | 115.5 | 115.5 | 115.5 | 115.5 | 115.5 | 115.5 | 115.5 | 115.5
521 | PANTHER CREEK WIND 3 |  | PC_SOUTH_PANTHER3 | HOWARD | WIND | WEST | 2009 | 199.5 | 199.5 | 199.5 | 199.5 | 199.5 | 199.5 | 199.5 | 199.5 | 199.5 | 199.5
522 | PECOS WIND 1 (WOODWARD) |  | WOODWRD1_WOODWRD1 | PECOS | WIND | WEST | 2001 | 82.5 | 82.5 | 82.5 | 82.5 | 82.5 | 82.5 | 82.5 | 82.5 | 82.5 | 82.5
523 | PECOS WIND 2 (WOODWARD) |  | WOODWRD2_WOODWRD2 | PECOS | WIND | WEST | 2001 | 77.2 | 77.2 | 77.2 | 77.2 | 77.2 | 77.2 | 77.2 | 77.2 | 77.2 | 77.2
524 | PYRON WIND |  | PYR_PYRON1 | SCURRY | WIND | WEST | 2008 | 249 | 249 | 249 | 249 | 249 | 249 | 249 | 249 | 249 | 249
525 | RATTLESNAKE DEN WIND PHASE 1 G1 |  | RSNAKE_G1 | GLASSCOCK | WIND | WEST | 2015 | 104.3 | 104.3 | 104.3 | 104.3 | 104.3 | 104.3 | 104.3 | 104.3 | 104.3 | 104.3
526 | RATTLESNAKE DEN WIND PHASE 1 G2 |  | RSNAKE_G2 | GLASSCOCK | WIND | WEST | 2015 | 103 | 103 | 103 | 103 | 103 | 103 | 103 | 103 | 103 | 103
527 | RED CANYON WIND |  | RDCANYON_RDCNY1 | BORDEN | WIND | WEST | 2006 | 84 | 84 | 84 | 84 | 84 | 84 | 84 | 84 | 84 | 84
528 | ROSCOE WIND |  | TKWSW1_ROSCOE | NOLAN | WIND | WEST | 2008 | 209 | 209 | 209 | 209 | 209 | 209 | 209 | 209 | 209 | 209
529 | ROUTE 66 WIND |  | ROUTE_66_WIND1 | CARSON | WIND | PANHANDLE | 2015 | 150 | 150 | 150 | 150 | 150 | 150 | 150 | 150 | 150 | 150
530 | SAND BLUFF WIND |  | MCDLD_SBW1 | GLASSCOCK | WIND | WEST | 2008 | 90 | 90 | 90 | 90 | 90 | 90 | 90 | 90 | 90 | 90
531 | SENDERO WIND ENERGY |  | EXGNSND_WIND_1 | JIM HOGG | WIND | SOUTH | 2015 | 76 | 76 | 76 | 76 | 76 | 76 | 76 | 76 | 76 | 76
532 | SENATE WIND |  | SENATEWD_UNIT1 | JACK | WIND | NORTH | 2012 | 150 | 150 | 150 | 150 | 150 | 150 | 150 | 150 | 150 | 150
533 | SHANNON WIND |  | SHANNONW_UNIT_1 | CLAY | WIND | WEST | 2015 | 204.1 | 204.1 | 204.1 | 204.1 | 204.1 | 204.1 | 204.1 | 204.1 | 204.1 | 204.1
534 | SHERBINO 1 WIND |  | KEO_KEO_SM1 | PECOS | WIND | WEST | 2008 | 150 | 150 | 150 | 150 | 150 | 150 | 150 | 150 | 150 | 150
535 | SHERBINO 2 WIND |  | KEO_SHRBINO2 | PECOS | WIND | WEST | 2011 | 145 | 145 | 145 | 145 | 145 | 145 | 145 | 145 | 145 | 145
536 | SILVER STAR WIND |  | FLTCK_SSI | EASTLAND | WIND | NORTH | 2008 | 60 | 60 | 60 | 60 | 60 | 60 | 60 | 60 | 60 | 60
537 | SNYDER WIND |  | ENAS_ENA1 | SCURRY | WIND | WEST | 2007 | 63 | 63 | 63 | 63 | 63 | 63 | 63 | 63 | 63 | 63
538 | SOUTH PLAINS WIND I |  | SPLAIN1_WIND1 | FLOYD | WIND | PANHANDLE | 2015 | 102 | 102 | 102 | 102 | 102 | 102 | 102 | 102 | 102 | 102
539 | SOUTH PLAINS WIND 2 |  | SPLAIN1_WIND2 | FLOYD | WIND | PANHANDLE | 2015 | 98 | 98 | 98 | 98 | 98 | 98 | 98 | 98 | 98 | 98
540 | SOUTH PLAINS WIND II A |  | SPLAIN2_WIND21 | FLOYD | WIND | PANHANDLE | 2016 | 148.5 | 148.5 | 148.5 | 148.5 | 148.5 | 148.5 | 148.5 | 148.5 | 148.5 | 148.5
541 | SOUTH PLAINS WIND II B |  | SPLAIN2_WIND22 | FLOYD | WIND | PANHANDLE | 2016 | 151.8 | 151.8 | 151.8 | 151.8 | 151.8 | 151.8 | 151.8 | 151.8 | 151.8 | 151.8
542 | SOUTH TRENT WIND |  | STWF_T1 | NOLAN | WIND | WEST | 2008 | 98.2 | 98.2 | 98.2 | 98.2 | 98.2 | 98.2 | 98.2 | 98.2 | 98.2 | 98.2
543 | SPINNING SPUR WIND TWO |  | SSPURTWO_WIND_1 | OLDHAM | WIND | PANHANDLE | 2014 | 161 | 161 | 161 | 161 | 161 | 161 | 161 | 161 | 161 | 161
544 | SPINNING SPUR 3 [WIND 1] |  | SSPURTWO_SS3WIND1 | OLDHAM | WIND | PANHANDLE | 2015 | 96 | 96 | 96 | 96 | 96 | 96 | 96 | 96 | 96 | 96
545 | SPINNING SPUR 3 [WIND 2] |  | SSPURTWO_SS3WIND2 | OLDHAM | WIND | PANHANDLE | 2015 | 98 | 98 | 98 | 98 | 98 | 98 | 98 | 98 | 98 | 98
546 | STANTON WIND ENERGY |  | SWEC_G1 | MARTIN | WIND | WEST | 2008 | 120 | 120 | 120 | 120 | 120 | 120 | 120 | 120 | 120 | 120
547 | STEPHENS RANCH WIND 1 |  | SRWE1_UNIT1 | BORDEN | WIND | WEST | 2014 | 211.2 | 211.2 | 211.2 | 211.2 | 211.2 | 211.2 | 211.2 | 211.2 | 211.2 | 211.2
548 | STEPHENS RANCH WIND 2 |  | SRWE1_SRWE2 | BORDEN | WIND | WEST | 2015 | 164.7 | 164.7 | 164.7 | 164.7 | 164.7 | 164.7 | 164.7 | 164.7 | 164.7 | 164.7
549 | SWEETWATER WIND 1 |  | SWEETWND_WND1 | NOLAN | WIND | WEST | 2003 | 36.6 | 36.6 | 36.6 | 36.6 | 36.6 | 36.6 | 36.6 | 36.6 | 36.6 | 36.6
550 | SWEETWATER WIND 2A |  | SWEETWN2_WND24 | NOLAN | WIND | WEST | 2006 | 18.1 | 18.1 | 18.1 | 18.1 | 18.1 | 18.1 | 18.1 | 18.1 | 18.1 | 18.1
551 | SWEETWATER WIND 2B |  | SWEETWN2_WND2 | NOLAN | WIND | WEST | 2004 | 105 | 105 | 105 | 105 | 105 | 105 | 105 | 105 | 105 | 105
552 | SWEETWATER WIND 3A |  | SWEETWN3_WND3A | NOLAN | WIND | WEST | 2011 | 28.5 | 28.5 | 28.5 | 28.5 | 28.5 | 28.5 | 28.5 | 28.5 | 28.5 | 28.5
553 | SWEETWATER WIND 3B |  | SWEETWN3_WND3B | NOLAN | WIND | WEST | 2011 | 100.5 | 100.5 | 100.5 | 100.5 | 100.5 | 100.5 | 100.5 | 100.5 | 100.5 | 100.5
554 | SWEETWATER WIND 4-5 |  | SWEETWN4_WND5 | NOLAN | WIND | WEST | 2007 | 79.2 | 79.2 | 79.2 | 79.2 | 79.2 | 79.2 | 79.2 | 79.2 | 79.2 | 79.2
555 | SWEETWATER WIND 4-4B |  | SWEETWN4_WND4B | NOLAN | WIND | WEST | 2007 | 103.7 | 103.7 | 103.7 | 103.7 | 103.7 | 103.7 | 103.7 | 103.7 | 103.7 | 103.7
556 | SWEETWATER WIND 4-4A |  | SWEETWN4_WND4A | NOLAN | WIND | WEST | 2007 | 117.8 | 117.8 | 117.8 | 117.8 | 117.8 | 117.8 | 117.8 | 117.8 | 117.8 | 117.8
557 | TEXAS BIG SPRING WIND a |  | SGMTN_SIGNALMT | HOWARD | WIND | WEST | 1999 | 27.7 | 27.7 | 27.7 | 27.7 | 27.7 | 27.7 | 27.7 | 27.7 | 27.7 | 27.7
558 | TEXAS BIG SPRING WIND b |  | SGMTN_SIGNALM2 | HOWARD | WIND | WEST | 1999 | 6.6 | 6.6 | 6.6 | 6.6 | 6.6 | 6.6 | 6.6 | 6.6 | 6.6 | 6.6
559 | TRENT WIND |  | TRENT_TRENT | NOLAN | WIND | WEST | 2001 | 150 | 150 | 150 | 150 | 150 | 150 | 150 | 150 | 150 | 150
560 | TRINITY HILLS WIND 1 |  | TRINITY_TH1_BUS1 | YOUNG | WIND | WEST | 2012 | 117.5 | 117.5 | 117.5 | 117.5 | 117.5 | 117.5 | 117.5 | 117.5 | 117.5 | 117.5
561 | TRINITY HILLS WIND 2 |  | TRINITY_TH1_BUS2 | YOUNG | WIND | WEST | 2012 | 107.5 | 107.5 | 107.5 | 107.5 | 107.5 | 107.5 | 107.5 | 107.5 | 107.5 | 107.5
562 | TURKEY TRACK WIND |  | TTWEC_G1 | NOLAN | WIND | WEST | 2008 | 169.5 | 169.5 | 169.5 | 169.5 | 169.5 | 169.5 | 169.5 | 169.5 | 169.5 | 169.5
563 | TYLER BLUFF WIND |  | TYLRWIND_UNIT1 | COOKE | WIND | NORTH | 2017 | 125.6 | 125.6 | 125.6 | 125.6 | 125.6 | 125.6 | 125.6 | 125.6 | 125.6 | 125.6
564 | WAKE WIND 1 |  | WAKEWE_G1 | DICKENS | WIND | PANHANDLE | 2016 | 114.9 | 114.9 | 114.9 | 114.9 | 114.9 | 114.9 | 114.9 | 114.9 | 114.9 | 114.9
565 | WAKE WIND 2 |  | WAKEWE_G2 | DICKENS | WIND | PANHANDLE | 2016 | 142.3 | 142.3 | 142.3 | 142.3 | 142.3 | 142.3 | 142.3 | 142.3 | 142.3 | 142.3
566 | WEST TEXAS WIND |  | SW_MESA_SW_MESA | UPTON | WIND | WEST | 1999 | 80.3 | 80.3 | 80.3 | 80.3 | 80.3 | 80.3 | 80.3 | 80.3 | 80.3 | 80.3
567 | WHIRLWIND ENERGY |  | WEC_WECG1 | FLOYD | WIND | PANHANDLE | 2007 | 57 | 57 | 57 | 57 | 57 | 57 | 57 | 57 | 57 | 57
568 | WHITETAIL WIND |  | EXGNWTL_WIND_1 | WEBB | WIND | SOUTH | 2012 | 91 | 91 | 91 | 91 | 91 | 91 | 91 | 91 | 91 | 91
569 | WINDTHORST 2 WIND |  | WNDTHST2_UNIT1 | ARCHER | WIND | WEST | 2014 | 67.6 | 67.6 | 67.6 | 67.6 | 67.6 | 67.6 | 67.6 | 67.6 | 67.6 | 67.6
570 | WKN MOZART WIND |  | MOZART_WIND_1 | KENT | WIND | WEST | 2012 | 30 | 30 | 30 | 30 | 30 | 30 | 30 | 30 | 30 | 30
571 | WOLF RIDGE WIND |  | WHTTAIL_WR1 | COOKE | WIND | NORTH | 2008 | 112.5 | 112.5 | 112.5 | 112.5 | 112.5 | 112.5 | 112.5 | 112.5 | 112.5 | 112.5
572 | TSTC WEST TEXAS WIND |  | DG_ROSC2_1UNIT | NOLAN | WIND | WEST | 2008 | 2 | 2 | 2 | 2 | 2 | 2 | 2 | 2 | 2 | 2
573 | WOLF FLATS WIND (WIND MGT) |  | DG_TURL_UNIT1 | HALL | WIND | PANHANDLE | 2007 | bar: 2018 to 2027
574 | Operational Wind Capacity Sub-total (Non-Coastal Counties) | [6 empty] | 16768.5 | 16768.5 | 16768.5 | 16768.5 | 16768.5 | 16768.5 | 16768.5 | 16768.5 | 16768.5 | 16768.5
575 | Wind Peak Average Capacity Percentage (Non-Coastal) |  | WIND_PEAK_PCT_NC | % |  |  |  | 14 | 14 | 14 | 14 | 14 | 14 | 14 | 14 | 14 | 14
576
577 | BAFFIN WIND UNIT1 |  | BAFFIN_UNIT1 | KENEDY | WIND-C | COASTAL | 2016 | 100 | 100 | 100 | 100 | 100 | 100 | 100 | 100 | 100 | 100
578 | BAFFIN WIND UNIT2 |  | BAFFIN_UNIT2 | KENEDY | WIND-C | COASTAL | 2016 | 102 | 102 | 102 | 102 | 102 | 102 | 102 | 102 | 102 | 102
579 | CAMERON COUNTY WIND |  | CAMWIND_UNIT1 | CAMERON | WIND-C | COASTAL | 2016 | 165 | 165 | 165 | 165 | 165 | 165 | 165 | 165 | 165 | 165
580 | GULF WIND I |  | TGW_T1 | KENEDY | WIND-C | COASTAL | 2010 | 141.6 | 141.6 | 141.6 | 141.6 | 141.6 | 141.6 | 141.6 | 141.6 | 141.6 | 141.6
581 | GULF WIND II |  | TGW_T2 | KENEDY | WIND-C | COASTAL | 2010 | 141.6 | 141.6 | 141.6 | 141.6 | 141.6 | 141.6 | 141.6 | 141.6 | 141.6 | 141.6
582 | LOS VIENTOS WIND I |  | LV1_LV1A | WILLACY | WIND-C | COASTAL | 2013 | 200.1 | 200.1 | 200.1 | 200.1 | 200.1 | 200.1 | 200.1 | 200.1 | 200.1 | 200.1
583 | LOS VIENTOS WIND II |  | LV1_LV1B | WILLACY | WIND-C | COASTAL | 2013 | 201.6 | 201.6 | 201.6 | 201.6 | 201.6 | 201.6 | 201.6 | 201.6 | 201.6 | 201.6
584 | MAGIC VALLEY WIND (REDFISH) 1A |  | REDFISH_MV1A | WILLACY | WIND-C | COASTAL | 2012 | 99.8 | 99.8 | 99.8 | 99.8 | 99.8 | 99.8 | 99.8 | 99.8 | 99.8 | 99.8
585 | MAGIC VALLEY WIND (REDFISH) 1B |  | REDFISH_MV1B | WILLACY | WIND-C | COASTAL | 2012 | 103.5 | 103.5 | 103.5 | 103.5 | 103.5 | 103.5 | 103.5 | 103.5 | 103.5 | 103.5
586 | PAPALOTE CREEK WIND |  | PAP1_PAP1 | SAN PATRICIO | WIND-C | COASTAL | 2009 | 179.9 | 179.9 | 179.9 | 179.9 | 179.9 | 179.9 | 179.9 | 179.9 | 179.9 | 179.9
587 | PAPALOTE CREEK WIND II |  | COTTON_PAP2 | SAN PATRICIO | WIND-C | COASTAL | 2010 | 200.1 | 200.1 | 200.1 | 200.1 | 200.1 | 200.1 | 200.1 | 200.1 | 200.1 | 200.1
588 | PENASCAL WIND 1 |  | PENA_UNIT1 | KENEDY | WIND-C | COASTAL | 2009 | 160.8 | 160.8 | 160.8 | 160.8 | 160.8 | 160.8 | 160.8 | 160.8 | 160.8 | 160.8
589 | PENASCAL WIND 2 |  | PENA_UNIT2 | KENEDY | WIND-C | COASTAL | 2009 | 141.6 | 141.6 | 141.6 | 141.6 | 141.6 | 141.6 | 141.6 | 141.6 | 141.6 | 141.6
590 | PENASCAL WIND 3 |  | PENA3_UNIT3 | KENEDY | WIND-C | COASTAL | 2011 | 100.8 | 100.8 | 100.8 | 100.8 | 100.8 | 100.8 | 100.8 | 100.8 | 100.8 | 100.8
591 | SAN ROMAN WIND |  | SANROMAN_WIND_1 | CAMERON | WIND-C | COASTAL | 2017 | 95.2 | 95.2 | 95.2 | 95.2 | 95.2 | 95.2 | 95.2 | 95.2 | 95.2 | 95.2
592 | HARBOR WIND |  | DG_NUECE_6UNITS | NUECES | WIND-C | COASTAL | 2012 | 9 | 9 | 9 | 9 | 9 | 9 | 9 | 9 | 9 | 9
593 | Operational Wind Capacity Sub-total (Coastal Counties) | [6 empty] | 2142.6 | 2142.6 | 2142.6 | 2142.6 | 2142.6 | 2142.6 | 2142.6 | 2142.6 | 2142.6 | 2142.6
594 | Wind Peak Average Capacity Percentage (Coastal) |  | WIND_PEAK_PCT_C | % |  |  |  | 58 | 58 | 58 | 58 | 58 | 58 | 58 | 58 | 58 | 58
595
596 | Operational Wind Capacity Total (All Counties) |  | WIND_OPERATIONAL |  |  |  |  | 18911.1 | 18911.1 | 18911.1 | 18911.1 | 18911.1 | 18911.1 | 18911.1 | 18911.1 | 18911.1 | 18911.1
597
598 | Operational Resources (Solar)
599 | ACACIA SOLAR |  | ACACIA_UNIT_1 | PRESIDIO | SOLAR | WEST | 2012 | 10 | 10 | 10 | 10 | 10 | 10 | 10 | 10 | 10 | 10
600 | FS EAST PECOS SOLAR |  | BOOTLEG_UNIT1 | PECOS | SOLAR | WEST | 2017 | 121.1 | 121.1 | 121.1 | 121.1 | 121.1 | 121.1 | 121.1 | 121.1 | 121.1 | 121.1
601 | FS BARILLA SOLAR-PECOS |  | HOVEY_UNIT1 | PECOS | SOLAR | WEST | 2014 | 22 | 22 | 22 | 22 | 22 | 22 | 22 | 22 | 22 | 22
602 | OCI ALAMO 1 SOLAR |  | OCI_ALM1_UNIT1 | BEXAR | SOLAR | SOUTH | 2013 | 39.2 | 39.2 | 39.2 | 39.2 | 39.2 | 39.2 | 39.2 | 39.2 | 39.2 | 39.2
603 | OCI ALAMO 4 SOLAR-BRACKETVILLE |  | ECLIPSE_UNIT1 | KINNEY | SOLAR | SOUTH | 2014 | 37.6 | 37.6 | 37.6 | 37.6 | 37.6 | 37.6 | 37.6 | 37.6 | 37.6 | 37.6
604 | OCI ALAMO 5 (DOWNIE RANCH) |  | HELIOS_UNIT1 | UVALDE | SOLAR | SOUTH | 2015 | 95 | 95 | 95 | 95 | 95 | 95 | 95 | 95 | 95 | 95
605 | OCI ALAMO 6 (WEST TEXAS, SIRIUS) |  | SIRIUS_UNIT1 | PECOS | SOLAR | WEST | 2017 | 108.3 | 108.3 | 108.3 | 108.3 | 108.3 | 108.3 | 108.3 | 108.3 | 108.3 | 108.3
606 | WEBBERVILLE SOLAR |  | WEBBER_S_WSP1 | TRAVIS | SOLAR | SOUTH | 2011 | 26.7 | 26.7 | 26.7 | 26.7 | 26.7 | 26.7 | 26.7 | 26.7 | 26.7 | 26.7
607 | BLUE WING 1 SOLAR |  | DG_BROOK_1UNIT | BEXAR | SOLAR | SOUTH | 2010 | 7.6 | 7.6 | 7.6 | 7.6 | 7.6 | 7.6 | 7.6 | 7.6 | 7.6 | 7.6
608 | BLUE WING 2 SOLAR |  | DG_ELEM_1UNIT | BEXAR | SOLAR | SOUTH | 2010 | 7.3 | 7.3 | 7.3 | 7.3 | 7.3 | 7.3 | 7.3 | 7.3 | 7.3 | 7.3
609 | OCI ALAMO 2 SOLAR-ST. HEDWIG |  | DG_STHWG_UNIT1 | BEXAR | SOLAR | SOUTH | 2014 | 4.4 | 4.4 | 4.4 | 4.4 | 4.4 | 4.4 | 4.4 | 4.4 | 4.4 | 4.4
610 | OCI ALAMO 3-WALZEM SOLAR |  | DG_WALZM_UNIT1 | BEXAR | SOLAR | SOUTH | 2014 | 5.5 | 5.5 | 5.5 | 5.5 | 5.5 | 5.5 | 5.5 | 5.5 | 5.5 | 5.5
611 | OCI ALAMO 7 (PAINT CREEK) |  | SOLARA_UNIT1 | HASKELL | SOLAR | WEST | 2016 | 104.5 | 104.5 | 104.5 | 104.5 | 104.5 | 104.5 | 104.5 | 104.5 | 104.5 | 104.5
612 | RE ROSEROCK SOLAR 1 |  | REROCK_UNIT1 | PECOS | SOLAR | WEST | 2016 | 78.8 | 78.8 | 78.8 | 78.8 | 78.8 | 78.8 | 78.8 | 78.8 | 78.8 | 78.8
613 | RE ROSEROCK SOLAR 2 |  | REROCK_UNIT2 | PECOS | SOLAR | WEST | 2016 | 78.8 | 78.8 | 78.8 | 78.8 | 78.8 | 78.8 | 78.8 | 78.8 | 78.8 | 78.8
614 | BECK 1 |  | DG_CECSOLAR_DG_BECK1 | BEXAR | SOLAR | SOUTH | 2016 | bar: 2018 to 2027
615 | FIFTH GENERATION SOLAR 1 |  | DG_FGSOLAR1 | TRAVIS | SOLAR | SOUTH | 2016 | 1.6 | 1.6 | 1.6 | 1.6 | 1.6 | 1.6 | 1.6 | 1.6 | 1.6 | 1.6
616 | HM SEALY SOLAR 1 |  | DG_SEALY_1UNIT | AUSTIN | SOLAR | SOUTH | 2015 | 1.6 | 1.6 | 1.6 | 1.6 | 1.6 | 1.6 | 1.6 | 1.6 | 1.6 | 1.6
617 | RENEWABLE ENERGY ALTERNATIVES-CCS1 |  | DG_COSERVSS_CCS1 | DENTON | SOLAR | NORTH | 2015 | 2 | 2 | 2 | 2 | 2 | 2 | 2 | 2 | 2 | 2
618 | SUNEDISON CPS3 SOMERSET 1 SOLAR |  | DG_SOME1_1UNIT | BEXAR | SOLAR | SOUTH | 2012 | 5.6 | 5.6 | 5.6 | 5.6 | 5.6 | 5.6 | 5.6 | 5.6 | 5.6 | 5.6
619 | SUNEDISON SOMERSET 2 SOLAR |  | DG_SOME2_1UNIT | BEXAR | SOLAR | SOUTH | 2012 | 5 | 5 | 5 | 5 | 5 | 5 | 5 | 5 | 5 | 5
620 | SUNEDISON RABEL ROAD SOLAR |  | DG_VALL1_1UNIT | BEXAR | SOLAR | SOUTH | 2012 | 9.9 | 9.9 | 9.9 | 9.9 | 9.9 | 9.9 | 9.9 | 9.9 | 9.9 | 9.9
621 | SUNEDISON VALLEY ROAD SOLAR |  | DG_VALL2_1UNIT | BEXAR | SOLAR | SOUTH | 2012 | 9.9 | 9.9 | 9.9 | 9.9 | 9.9 | 9.9 | 9.9 | 9.9 | 9.9 | 9.9
622 | Operational Capacity Total (Solar) | [6 empty] | 783.4 | 783.4 | 783.4 | 783.4 | 783.4 | 783.4 | 783.4 | 783.4 | 783.4 | 783.4
623 | Solar Peak Average Capacity Percentage |  | SOLAR_PEAK_PCT | % |  |  |  | 77 | 77 | 77 | 77 | 77 | 77 | 77 | 77 | 77 | 77
624
625 | Reliability Must-Run (RMR) Capacity |  | RMR_CAP_CONT |  | GAS |  |  | 0 | 0 | 0 | 0 | 0 | 0 | 0 | 0 | 0 | 0
626
627 | Non-Synchronous Tie Resources
628 | EAST TIE |  | DC_E | FANNIN |  | NORTH |  | 600 | 600 | 600 | 600 | 600 | 600 | 600 | 600 | 600 | 600
629 | NORTH TIE |  | DC_N | WILBARGER |  | WEST |  | 220 | 220 | 220 | 220 | 220 | 220 | 220 | 220 | 220 | 220
630 | EAGLE PASS TIE |  | DC_S | MAVERICK |  | SOUTH |  | 30 | 30 | 30 | 30 | 30 | 30 | 30 | 30 | 30 | 30
631 | LAREDO VFT TIE |  | DC_L | WEBB |  | SOUTH |  | 100 | 100 | 100 | 100 | 100 | 100 | 100 | 100 | 100 | 100
632 | SHARYLAND RAILROAD TIE |  | DC_R | HIDALGO |  | SOUTH |  | 150 | 150 | 150 | 150 | 150 | 150 | 150 | 150 | 150 | 150
633 | SHARYLAND RAILROAD TIE 2 |  | DC_R2 | HIDALGO |  | SOUTH |  | 150 | 150 | 150 | 150 | 150 | 150 | 150 | 150 | 150 | 150
634 | Non-Synchronous Ties Total | [6 empty] | 1250 | 1250 | 1250 | 1250 | 1250 | 1250 | 1250 | 1250 | 1250 | 1250
635 | Non-Synchronous Ties Capacity Contribution (Top 20 Hours) |  | DCTIE_CAP_CONT |  | OTHER |  |  | 425.2 | 425.2 | 425.2 | 425.2 | 425.2 | 425.2 | 425.2 | 425.2 | 425.2 | 425.2
636
637 | Planned Thermal Resources with Executed SGIA, Air Permit, GHG Permit and Water Rights
638 | BLUE SUMMIT BATTERY | 16INR0122 |  | WILBARGER | STORAGE | WEST | 2017 | 0 | 0 | 0 | 0 | 0 | 0 | 0 | 0 | 0 | 0
639 | COLORADO BEND II | 17INR0007 |  | WHARTON | GAS | SOUTH | 2017 | 1088 | 1088 | 1088 | 1088 | 1088 | 1088 | 1088 | 1088 | 1088 | 1088
640 | TEXAS CLEAN ENERGY PROJECT | 13INR0023 |  | ECTOR | COAL | WEST | 2019 | 0 | 0 | 240 | 240 | 240 | 240 | 240 | 240 | 240 | 240
641 | FGE TEXAS I PROJECT | 16INR0010 |  | MITCHELL | GAS | WEST | 2019 | 0 | 720 | 720 | 720 | 720 | 720 | 720 | 720 | 720 | 720
642 | PHR PEAKERS [BAC_CTG1-6] | 14INR0038 |  | GALVESTON | GAS | HOUSTON | 2017 | 324 | 324 | 324 | 324 | 324 | 324 | 324 | 324 | 324 | 324
643 | INDECK WHARTON ENERGY CENTER | 15INR0023 |  | WHARTON | GAS | SOUTH | 2019 | 0 | 654 | 654 | 654 | 654 | 654 | 654 | 654 | 654 | 654
644 | PINECREST ENERGY CENTER PROJECT | 16INR0006 |  | ANGELINA | GAS | NORTH | 2020 | 0 | 0 | 785 | 785 | 785 | 785 | 785 | 785 | 785 | 785
645 | WOLF HOLLOW 2 | 17INR0009 |  | HOOD | GAS | NORTH | 2017 | 1069 | 1069 | 1069 | 1069 | 1069 | 1069 | 1069 | 1069 | 1069 | 1069
646 | FRIENDSWOOD G | 13INR0049 |  | HARRIS | GAS | HOUSTON | 2017 | 119 | 119 | 119 | 119 | 119 | 119 | 119 | 119 | 119 | 119
647 | BETHEL CAES PROJECT | 15INR0013 |  | ANDERSON | GAS | NORTH | 2020 | 0 | 0 | 0 | 324 | 324 | 324 | 324 | 324 | 324 | 324
648 | HALYARD HENDERSON | 16INR0045 |  | HENDERSON | GAS | NORTH | 2018 | 450 | 450 | 450 | 450 | 450 | 450 | 450 | 450 | 450 | 450
649 | HALYARD WHARTON ENERGY CENTER | 16INR0044 |  | WHARTON | GAS | SOUTH | 2018 | 419 | 419 | 419 | 419 | 419 | 419 | 419 | 419 | 419 | 419
650 | CASTLEMAN CHAMON | 17INR0042 |  | HARRIS | GAS | HOUSTON | 2017 | 88 | 88 | 88 | 88 | 88 | 88 | 88 | 88 | 88 | 88
651 | Planned Capacity Total (Coal, Gas & Storage) | [6 empty] | 3557 | 4931 | 5956 | 6280 | 6280 | 6280 | 6280 | 6280 | 6280 | 6280
652
653 | Planned Wind Resources with Executed SGIA
654 | MIDWAY FARMS WIND | 11INR0054 |  | SAN PATRICIO | WIND-C | COASTAL | 2017 | 161 | 161 | 161 | 161 | 161 | 161 | 161 | 161 | 161 | 161
655 | LONGHORN WIND SOUTH | 14INR0023b |  | BRISCOE | WIND | PANHANDLE | 2017 | 160 | 160 | 160 | 160 | 160 | 160 | 160 | 160 | 160 | 160
656 | MARIAH WIND A | 13INR0010a |  | PARMER | WIND | PANHANDLE | 2018 | 139.2 | 139.2 | 139.2 | 139.2 | 139.2 | 139.2 | 139.2 | 139.2 | 139.2 | 139.2
657 | MARIAH DEL SUR | 13INR0010c |  | PARMER | WIND | PANHANDLE | 2018 | 230.4 | 230.4 | 230.4 | 230.4 | 230.4 | 230.4 | 230.4 | 230.4 | 230.4 | 230.4
658 | RATTLESNAKE DEN WIND 2 | 13INR0020b |  | GLASSCOCK | WIND | WEST | 2020 | 0 | 0 | 158 | 158 | 158 | 158 | 158 | 158 | 158 | 158
659 | PATRIOT WIND (PETRONILLA) | 11INR0062 |  | NUECES | WIND-C | COASTAL | 2018 | 0 | 180 | 180 | 180 | 180 | 180 | 180 | 180 | 180 | 180
660 | COMANCHE RUN WIND | 12INR0029 |  | SWISHER | WIND | PANHANDLE | 2018 | 0 | 500 | 500 | 500 | 500 | 500 | 500 | 500 | 500 | 500
661 | PAMPA WIND | 12INR0018 |  | GRAY | WIND | PANHANDLE | 2018 | 500 | 500 | 500 | 500 | 500 | 500 | 500 | 500 | 500 | 500
662 | GRANDVIEW WIND 3 (CONWAY) | 13INR0005c |  | CARSON | WIND | PANHANDLE | 2017 | 187.5 | 187.5 | 187.5 | 187.5 | 187.5 | 187.5 | 187.5 | 187.5 | 187.5 | 187.5
663 | SCANDIA WIND DEF | 13INR0010def |  | PARMER | WIND | PANHANDLE | 2018 | 0 | 600.3 | 600.3 | 600.3 | 600.3 | 600.3 | 600.3 | 600.3 | 600.3 | 600.3
664 | PULLMAN ROAD WIND | 15INR0079 |  | RANDALL | WIND | PANHANDLE | 2018 | 0 | 300 | 300 | 300 | 300 | 300 | 300 | 300 | 300 | 300
665 | PANHANDLE WIND 3 | 14INR0030c |  | CARSON | WIND | PANHANDLE | 2017 | 248 | 248 | 248 | 248 | 248 | 248 | 248 | 248 | 248 | 248
666 | SALT FORK WIND | 14INR0062 |  | GRAY | WIND | PANHANDLE | 2017 | 174 | 174 | 174 | 174 | 174 | 174 | 174 | 174 | 174 | 174
667 | PALO DURO WIND | 15INR0050 |  | DEAF SMITH | WIND | PANHANDLE | 2018 | 0 | 203 | 203 | 203 | 203 | 203 | 203 | 203 | 203 | 203
668 | CAPROCK WIND | 10INR0009 |  | CASTRO | WIND | PANHANDLE | 2018 | 0 | 300 | 300 | 300 | 300 | 300 | 300 | 300 | 300 | 300
669 | TORRECILLAS WIND A | 14INR0045a |  | WEBB | WIND | SOUTH | 2017 | 200 | 200 | 200 | 200 | 200 | 200 | 200 | 200 | 200 | 200
670 | TORRECILLAS WIND B | 14INR0045b |  | WEBB | WIND | SOUTH | 2017 | 200 | 200 | 200 | 200 | 200 | 200 | 200 | 200 | 200 | 200
671 | CHANGING WINDS | 13INR0045 |  | CASTRO | WIND | PANHANDLE | 2018 | 0 | 288 | 288 | 288 | 288 | 288 | 288 | 288 | 288 | 288
672 | LOCKETT WIND FARM | 16INR0062b |  | WILBARGER | WIND | WEST | 2017 | 184 | 184 | 184 | 184 | 184 | 184 | 184 | 184 | 184 | 184
673 | WILLOW SPRINGS WIND | 14INR0060b |  | HASKELL | WIND | WEST | 2017 | 230 | 230 | 230 | 230 | 230 | 230 | 230 | 230 | 230 | 230
674 | FALVEZ ASTRA W | 15INR0074 |  | DEAF SMITH | WIND | PANHANDLE | 2017 | 163.2 | 163.2 | 163.2 | 163.2 | 163.2 | 163.2 | 163.2 | 163.2 | 163.2 | 163.2
675 | CHAPMAN RANCH WIND I | 16INR0055 |  | NUECES | WIND-C | COASTAL | 2017 | 250 | 250 | 250 | 250 | 250 | 250 | 250 | 250 | 250 | 250
676 | PUMPKIN FARM WIND | 16INR0037c |  | FLOYD | WIND | PANHANDLE | 2019 | 0 | 280.9 | 280.9 | 280.9 | 280.9 | 280.9 | 280.9 | 280.9 | 280.9 | 280.9
677 | ROCK SPRINGS VAL VERDE WIND | 11INR0082a |  | VAL VERDE | WIND | WEST | 2017 | 149.3 | 149.3 | 149.3 | 149.3 | 149.3 | 149.3 | 149.3 | 149.3 | 149.3 | 149.3
678 | MAGIC VALLEY WIND II (REDFISH 2A and 2B) | 14INR0041a |  | WILLACY | WIND-C | COASTAL | 2017 | 228 | 228 | 228 | 228 | 228 | 228 | 228 | 228 | 228 | 228
679 | SANTA RITA WIND | 16INR0091 |  | REAGAN | WIND | WEST | 2017 | 300 | 300 | 300 | 300 | 300 | 300 | 300 | 300 | 300 | 300
680 | SWISHER WIND | 13INR0038 |  | SWISHER | WIND | PANHANDLE | 2017 | 300 | 300 | 300 | 300 | 300 | 300 | 300 | 300 | 300 | 300
681 | BUCKTHORN WIND 1 | 14INR0057 |  | ERATH | WIND | NORTH | 2017 | 100.7 | 100.7 | 100.7 | 100.7 | 100.7 | 100.7 | 100.7 | 100.7 | 100.7 | 100.7
682 | FLUVANNA RENEWABLE 1 | 13INR0056 |  | SCURRY | WIND | WEST | 2017 | 155.4 | 155.4 | 155.4 | 155.4 | 155.4 | 155.4 | 155.4 | 155.4 | 155.4 | 155.4
683 | RTS WIND | 16INR0087 |  | MCCULLOCH | WIND | SOUTH | 2018 | 160 | 160 | 160 | 160 | 160 | 160 | 160 | 160 | 160 | 160
684 | SILVER CANYON WIND A | 12INR0002a |  | BRISCOE | WIND | PANHANDLE | 2017 | 200 | 200 | 200 | 200 | 200 | 200 | 200 | 200 | 200 | 200
685 | LOGAN'S GAP WIND II | 15INR0082 |  | COMANCHE | WIND | NORTH | 2017 | 200 | 200 | 200 | 200 | 200 | 200 | 200 | 200 | 200 | 200
686 | CANADIAN BREAKS WIND | 13INR0026 |  | OLDHAM | WIND | PANHANDLE | 2018 | 0 | 201 | 201 | 201 | 201 | 201 | 201 | 201 | 201 | 201
687 | SALT FORK WIND EXPANSION | 16INR0121 |  | CARSON | WIND | PANHANDLE | 2017 | 24 | 24 | 24 | 24 | 24 | 24 | 24 | 24 | 24 | 24
688 | CHOCOLATE BAYOU | 16INR0074 |  | BRAZORIA | WIND-C | COASTAL | 2018 | 0 | 150 | 150 | 150 | 150 | 150 | 150 | 150 | 150 | 150
689 | GOODNIGHT WIND | 14INR0033 |  | ARMSTRONG | WIND | PANHANDLE | 2018 | 500 | 500 | 500 | 500 | 500 | 500 | 500 | 500 | 500 | 500
690 | DERMOTT WIND 1 | 17INR0027 |  | SCURRY | WIND | WEST | 2017 | 253 | 253 | 253 | 253 | 253 | 253 | 253 | 253 | 253 | 253
691 | COYOTE WIND | 17INR0027b |  | SCURRY | WIND | WEST | 2018 | 0 | 250 | 250 | 250 | 250 | 250 | 250 | 250 | 250 | 250
692 | BEARKAT WIND A | 15INR0064 |  | GLASSCOCK | WIND | WEST | 2017 | 197 | 197 | 197 | 197 | 197 | 197 | 197 | 197 | 197 | 197
693 | BEARKAT WIND B | 15INR0064b |  | GLASSCOCK | WIND | WEST | 2018 | 163 | 163 | 163 | 163 | 163 | 163 | 163 | 163 | 163 | 163
694 | INFINITY LIVE OAK WIND | 12INR0060 |  | SCHLEICHER | WIND | WEST | 2017 | 200.6 | 200.6 | 200.6 | 200.6 | 200.6 | 200.6 | 200.6 | 200.6 | 200.6 | 200.6
695 | CACTUS FLATS WIND | 16INR0086 |  | CONCHO | WIND | WEST | 2018 | 0 | 150 | 150 | 150 | 150 | 150 | 150 | 150 | 150 | 150
696 | Planned Capacity Total (Wind) | [6 empty] | 6158.3 | 9561.5 | 9719.5 | 9719.5 | 9719.5 | 9719.5 | 9719.5 | 9719.5 | 9719.5 | 9719.5
697
698 | Planned Wind Capacity Sub-total (Non-Coastal Counties) |  | WIND_PLANNED_NC |  |  |  |  | 5519.3 | 8592.5 | 8750.5 | 8750.5 | 8750.5 | 8750.5 | 8750.5 | 8750.5 | 8750.5 | 8750.5
699 | Wind Peak Average Capacity Percentage (Non-Coastal) |  | WIND_PL_PEAK_PCT_NC | % |  |  |  | 14 | 14 | 14 | 14 | 14 | 14 | 14 | 14 | 14 | 14
700
701 | Planned Wind Capacity Sub-total (Coastal Counties) |  | WIND_PLANNED_C |  |  |  |  | 639 | 969 | 969 | 969 | 969 | 969 | 969 | 969 | 969 | 969
702 | Wind Peak Average Capacity Percentage (Coastal) |  | WIND_PL_PEAK_PCT_C | % |  |  |  | 58 | 58 | 58 | 58 | 58 | 58 | 58 | 58 | 58 | 58
703
704 | Planned Solar Resources with Executed SGIA
705 | FS BARILLA SOLAR 1B [HOVEY_UNIT2] | 12INR0059b |  | PECOS | SOLAR | WEST | 2017 | 7.4 | 7.4 | 7.4 | 7.4 | 7.4 | 7.4 | 7.4 | 7.4 | 7.4 | 7.4
706 | OCI ALAMO 6 (SIRIUS, WEST TEXAS PHASE II) | 15INR0070_1b |  | PECOS | SOLAR | WEST | 2017 | 49 | 49 | 49 | 49 | 49 | 49 | 49 | 49 | 49 | 49
707 | SE BUCKTHORN WESTEX SOLAR (RIGGINS SOLAR) | 15INR0045 |  | PECOS | SOLAR | WEST | 2017 | 150 | 150 | 150 | 150 | 150 | 150 | 150 | 150 | 150 | 150
708 | LC NAZARETH SOLAR | 16INR0049 |  | CASTRO | SOLAR | PANHANDLE | 2017 | 201 | 201 | 201 | 201 | 201 | 201 | 201 | 201 | 201 | 201
709 | PECOS SOLAR POWER I | 15INR0059 |  | PECOS | SOLAR | WEST | 2019 | 0 | 108 | 108 | 108 | 108 | 108 | 108 | 108 | 108 | 108
710 | BNB LAMESA SOLAR | 16INR0023 |  | DAWSON | SOLAR | WEST | 2017 | 101.6 | 101.6 | 101.6 | 101.6 | 101.6 | 101.6 | 101.6 | 101.6 | 101.6 | 101.6
711 | BNB LAMESA SOLAR B | 16INR0023b |  | DAWSON | SOLAR | WEST | 2018 | 97.5 | 97.5 | 97.5 | 97.5 | 97.5 | 97.5 | 97.5 | 97.5 | 97.5 | 97.5
712 | CAPRICORN RIDGE SOLAR | 16INR0019 |  | COKE | SOLAR | WEST | 2017 | 100 | 100 | 100 | 100 | 100 | 100 | 100 | 100 | 100 | 100
713 | UPCO POWER 1 (SP-TX-12) | 16INR0065 |  | UPTON | SOLAR | WEST | 2019 | 0 | 117 | 117 | 117 | 117 | 117 | 117 | 117 | 117 | 117
714 | CASTLE GAP SOLAR 2 | 16INR0065a |  | UPTON | SOLAR | WEST | 2020 | 0 | 0 | 30 | 30 | 30 | 30 | 30 | 30 | 30 | 30
715 | SP-TX-12-PHASE B | 16INR0065b |  | UPTON | SOLAR | WEST | 2017 | 120 | 120 | 120 | 120 | 120 | 120 | 120 | 120 | 120 | 120
716 | SOLAIREHOLMAN 1 | 15INR0061 |  | BREWSTER | SOLAR | WEST | 2017 | 50 | 50 | 50 | 50 | 50 | 50 | 50 | 50 | 50 | 50
717 | RE MAPLEWOOD 2A SOLAR | 17INR0020a |  | PECOS | SOLAR | WEST | 2018 | 0 | 100 | 100 | 100 | 100 | 100 | 100 | 100 | 100 | 100
718 | RE MAPLEWOOD 2B SOLAR | 17INR0020b |  | PECOS | SOLAR | WEST | 2019 | 0 | 0 | 100 | 100 | 100 | 100 | 100 | 100 | 100 | 100
719 | RE MAPLEWOOD 2C SOLAR | 17INR0020c |  | PECOS | SOLAR | WEST | 2019 | 0 | 0 | 100 | 100 | 100 | 100 | 100 | 100 | 100 | 100
720 | RE MAPLEWOOD 2D SOLAR | 17INR0020d |  | PECOS | SOLAR | WEST | 2020 | 0 | 0 | 0 | 100 | 100 | 100 | 100 | 100 | 100 | 100
721 | RE MAPLEWOOD 2E SOLAR | 17INR0020e |  | PECOS | SOLAR | WEST | 2020 | 0 | 0 | 0 | 100 | 100 | 100 | 100 | 100 | 100 | 100
722 | UPTON SOLAR | 16INR0114 |  | UPTON | SOLAR | WEST | 2018 | 0 | 102 | 102 | 102 | 102 | 102 | 102 | 102 | 102 | 102
723 | WEST OF PECOS SOLAR | 14INR0044 |  | REEVES | SOLAR | WEST | 2017 | 100 | 100 | 100 | 100 | 100 | 100 | 100 | 100 | 100 | 100
724 | Planned Capacity Total (Solar) | [6 empty] | 976.5 | 1403.5 | 1633.5 | 1833.5 | 1833.5 | 1833.5 | 1833.5 | 1833.5 | 1833.5 | 1833.5
725 | Solar Peak Average Capacity Percentage |  | SOLAR_PL_PEAK_PCT | % |  |  |  | 77 | 77 | 77 | 77 | 77 | 77 | 77 | 77 | 77 | 77
726
727 | Mothballed Resources
728 | GREENS BAYOU STG U5 |  | GBY_GBY_5 | HARRIS | GAS | HOUSTON | 2016 | 371 | 371 | 371 | 371 | 371 | 371 | 371 | 371 | 371 | 371
729 | J T DEELY U1 (AS OF 12/31/2018) |  | CALAVERS_JTD1_M | BEXAR | COAL | SOUTH | 1977 | 0 | 420 | 420 | 420 | 420 | 420 | 420 | 420 | 420 | 420
730 | J T DEELY U2 (AS OF 12/31/2018) |  | CALAVERS_JTD2_M | BEXAR | COAL | SOUTH | 1978 | 0 | 420 | 420 | 420 | 420 | 420 | 420 | 420 | 420 | 420
731 | S R BERTRON CTG 2 (SINCE 5/15/2013) |  | SRB_SRBGT_2 | HARRIS | GAS | HOUSTON | 1967 | 13 | 13 | 13 | 13 | 13 | 13 | 13 | 13 | 13 | 13
732 | S R BERTRON U1 (SINCE 5/15/2013) |  | SRB_SRB_G1 | HARRIS | GAS | HOUSTON | 1958 | 118 | 118 | 118 | 118 | 118 | 118 | 118 | 118 | 118 | 118
733 | S R BERTRON U2 (SINCE 5/15/2013) |  | SRB_SRB_G2 | HARRIS | GAS | HOUSTON | 1956 | 174 | 174 | 174 | 174 | 174 | 174 | 174 | 174 | 174 | 174
734 | S R BERTRON U3 (SINCE 5/22/2013) |  | SRB_SRB_G3 | HARRIS | GAS | HOUSTON | 1959 | 211 | 211 | 211 | 211 | 211 | 211 | 211 | 211 | 211 | 211
735 | S R BERTRON U4 (SINCE 5/22/2013) |  | SRB_SRB_G4 | HARRIS | GAS | HOUSTON | 1960 | 211 | 211 | 211 | 211 | 211 | 211 | 211 | 211 | 211 | 211
736 | Total Mothballed Capacity | [6 empty] | 1098 | 1938 | 1938 | 1938 | 1938 | 1938 | 1938 | 1938 | 1938 | 1938
737
738 | Retiring Resources Unavailable to ERCOT (since last CDR)
739 | LUFKIN BIOMASS |  | LFBIO_UNIT1 | ANGELINA | BIOMASS | NORTH | 2012 | 45 | 45 | 45 | 45 | 45 | 45 | 45 | 45 | 45 | 45
740 | Total Retiring Capacity | [6 empty] | 45 | 45 | 45 | 45 | 45 | 45 | 45 | 45 | 45 | 45

## SummerFuelTypes
Summer Fuel Types - ERCOT
Fuel type is based on the primary fuel. Capacity contribution of the wind resources is included at 14% for Non-Coastal and 58% for Coastal counties, while the solar capacity contribution is 77%. Private Use Network, Hydro and Non-Synchronous Tie resources are included based on the three-year average historical capability for each Summer Season's 20 peak load hours. Non-Synchronous Tie resources are categorized as Other. Mothballed resource capacity is excluded except for Available Mothball Capacity based on a Seasonal Availability Schedule or Owner's reported Return Probability. The Private Use Network capacity contribution is categorized as gas, except for the coal-fired Sandow 4 unit. Battery storage is assigned a zero MW capacity contribution to reflect the lack of sustained capability for the duration of the peak load hour.
In MW
Fuel_Type | Capacity_Pct | 2018 | 2019 | 2020 | 2021 | 2022
Biomass | 100% | 198.5 | 198.5 | 198.5 | 198.5 | 198.5
Coal | 100% | 19798 | 18967 | 19207 | 19207 | 19207
Gas | 100% | 52487.41 | 53790.41 | 54546.41 | 55230.41 | 55230.41
Nuclear | 100% | 4981 | 4981 | 4981 | 4981 | 4981
Other | 100% | 425.2 | 425.2 | 425.2 | 425.2 | 425.2
Hydro | 79.5% | 441.3 | 441.3 | 441.3 | 441.3 | 441.3
Wind | 14% | 3120.292 | 3550.54 | 3572.66 | 3572.66 | 3572.66
Wind-C | 58% | 1613.328 | 1804.728 | 1804.728 | 1804.728 | 1804.728
Solar | 77% | 1147.223 | 1320.473 | 1320.473 | 1320.473 | 1320.473
Storage | 0% | 0 | 0 | 0 | 0 | 0
Total |  | 84212.253 | 85479.151 | 86497.271 | 87181.271 | 87181.271
In Percentages
Fuel_Type |  | 2018 | 2019 | 2020 | 2021 | 2022
Biomass |  | 0.2357% | 0.2322% | 0.2295% | 0.2277% | 0.2277%
Coal |  | 23.51% | 22.19% | 22.21% | 22.03% | 22.03%
Natural Gas |  | 62.33% | 62.93% | 63.06% | 63.35% | 63.35%
Nuclear |  | 5.915% | 5.827% | 5.759% | 5.713% | 5.713%
Other |  | 0.5049% | 0.4974% | 0.4916% | 0.4877% | 0.4877%
Hydro |  | 0.524% | 0.5163% | 0.5102% | 0.5062% | 0.5062%
Wind |  | 3.705% | 4.154% | 4.13% | 4.098% | 4.098%
Wind-C |  | 1.916% | 2.111% | 2.086% | 2.07% | 2.07%
Solar |  | 1.362% | 1.545% | 1.527% | 1.515% | 1.515%
Storage |  | 0% | 0% | 0% | 0% | 0%
Total |  | 100% | 100% | 100% | 100% | 100%

## WinterSummary
Report on the Capacity, Demand and Reserves in the ERCOT Region
Winter Summary: 2017/2018 through 2021/2022
Load Forecast, MW: |  | 2017/2018 | 2018/2019 | 2019/2020 | 2020/2021 | 2021/2022
| Winter Peak Demand (based on normal weather) | 55003.0884 | 56043.4754 | 56836.1389 | 57382.7001 | 57939.4894
| plus: Energy Efficiency Program Savings Forecast, per Utilities Code Section 39.905 (b-4) | 524.28 | 663 | 663 | 663 | 663
| Total Winter Peak Demand (before Reductions from Energy Efficiency Programs) | 55527.3684 | 56706.4754 | 57499.1389 | 58045.7001 | 58602.4894
| less: Load Resources providing Responsive Reserves | -1347.93 | -1347.93 | -1347.93 | -1347.93 | -1347.93
| less: Load Resources providing Non-Spinning Reserves | 0 | 0 | 0 | 0 | 0
| less: Emergency Response Service (10- and 30-min ramp products) | -1145.868 | -1145.868 | -1145.868 | -1145.868 | -1145.868
| less: TDSP Standard Offer Load Management Programs | 0 | 0 | 0 | 0 | 0
| less: Energy Efficiency Program Savings Forecast | -524.28 | -663 | -663 | -663 | -663
| Firm Peak Load, MW | 52509.2904 | 53549.6774 | 54342.3409 | 54888.9021 | 55445.6914
Resources, MW: |  | 2017/2018 | 2018/2019 | 2019/2020 | 2020/2021 | 2021/2022
| Installed Capacity, Thermal/Hydro | 69935.8 | 69095.8 | 69095.8 | 69095.8 | 69095.8
| Switchable Capacity | 3931 | 3931 | 3931 | 3931 | 3931
| less: Switchable Capacity Unavailable to ERCOT | -843.8 | -843.8 | -843.8 | -843.8 | -543.8
| Available Mothballed Capacity | 0 | 0 | 0 | 0 | 0
| Capacity from Private Use Networks | 4352.31 | 4348.31 | 4277.31 | 4248.31 | 4308.31
| Non-Coastal Wind, Peak Average Capacity Contribution (20%) | 3353.7 | 3353.7 | 3353.7 | 3353.7 | 3353.7
| Coastal Wind, Peak Average Capacity Contribution (35%) | 899.892 | 899.892 | 899.892 | 899.892 | 899.892
| Solar Utility-Scale, Peak Average Capacity Contribution (5%) | 76.7732 | 76.7732 | 76.7732 | 76.7732 | 76.7732
| RMR Capacity to be under Contract | 0 | 0 | 0 | 0 | 0
| Operational Generation Capacity, MW | 81705.6752 | 80861.6752 | 80790.6752 | 80761.6752 | 81121.6752
| Capacity Contribution - Non-Synchronous Ties | 165.8 | 165.8 | 165.8 | 165.8 | 165.8
| Planned Resources (not wind or solar) with Signed IA, Air Permits and Water Rights | 2875 | 3744 | 5143 | 6492 | 6492
| Planned Non-Coastal Wind with Signed IA, Peak Average Capacity Contribution (20%) | 452.32 | 1450.8 | 1724.58 | 1756.18 | 1756.18
| Planned Coastal Wind with Signed IA, Peak Average Capacity Contribution (35%) | 268.38 | 406.98 | 406.98 | 406.98 | 406.98
| Planned Solar Utility-Scale, Peak Average Capacity Contribution (5%) | 71.442 | 105.693 | 137.543 | 160.083 | 179.683
| Total Capacity, MW | 85538.6172 | 86734.9482 | 88368.5782 | 89742.7182 | 90122.3182
| Reserve Margin | 62.9% | 61.97% | 62.61% | 63.5% | 62.54%
(Total Resources - Firm Load Forecast) / Firm Load Forecast

## WinterCapacities
Unit Capacities - Winter
| UNIT NAME | GENERATION INTERCONNECTION PROJECT CODE | UNIT CODE | COUNTY | FUEL | ZONE | IN SERVICE | 2017/2018 | 2018/2019 | 2019/2020 | 2020/2021 | 2021/2022 | 2022/2023 | 2023/2024 | 2024/2025 | 2025/2026 | 2026/2027 | 2027/2028
3 | Operational Resources (Thermal)
4 | COMANCHE PEAK U1 |  | CPSES_UNIT1 | SOMERVELL | NUCLEAR | NORTH | 1990 | 1235 | 1235 | 1235 | 1235 | 1235 | 1235 | 1235 | 1235 | 1235 | 1235 | 1235
5 | COMANCHE PEAK U2 |  | CPSES_UNIT2 | SOMERVELL | NUCLEAR | NORTH | 1993 | 1225 | 1225 | 1225 | 1225 | 1225 | 1225 | 1225 | 1225 | 1225 | 1225 | 1225
6 | SOUTH TEXAS U1 |  | STP_STP_G1 | MATAGORDA | NUCLEAR | COASTAL | 1988 | 1350 | 1350 | 1350 | 1350 | 1350 | 1350 | 1350 | 1350 | 1350 | 1350 | 1350
7 | SOUTH TEXAS U2 |  | STP_STP_G2 | MATAGORDA | NUCLEAR | COASTAL | 1989 | 1354 | 1354 | 1354 | 1354 | 1354 | 1354 | 1354 | 1354 | 1354 | 1354 | 1354
8 | BIG BROWN U1 |  | BBSES_UNIT1 | FREESTONE | COAL | NORTH | 1971 | 606 | 606 | 606 | 606 | 606 | 606 | 606 | 606 | 606 | 606 | 606
9 | BIG BROWN U2 |  | BBSES_UNIT2 | FREESTONE | COAL | NORTH | 1972 | 602 | 602 | 602 | 602 | 602 | 602 | 602 | 602 | 602 | 602 | 602
10 | COLETO CREEK |  | COLETO_COLETOG1 | GOLIAD | COAL | SOUTH | 1980 | 660 | 660 | 660 | 660 | 660 | 660 | 660 | 660 | 660 | 660 | 660
11 | FAYETTE POWER U1 |  | FPPYD1_FPP_G1 | FAYETTE | COAL | SOUTH | 1979 | 603 | 603 | 603 | 603 | 603 | 603 | 603 | 603 | 603 | 603 | 603
12 | FAYETTE POWER U2 |  | FPPYD1_FPP_G2 | FAYETTE | COAL | SOUTH | 1980 | 605 | 605 | 605 | 605 | 605 | 605 | 605 | 605 | 605 | 605 | 605
13 | FAYETTE POWER U3 |  | FPPYD2_FPP_G3 | FAYETTE | COAL | SOUTH | 1988 | 449 | 449 | 449 | 449 | 449 | 449 | 449 | 449 | 449 | 449 | 449
14 | GIBBONS CREEK U1 |  | GIBCRK_GIB_CRG1 | GRIMES | COAL | NORTH | 1983 | 470 | 470 | 470 | 470 | 470 | 470 | 470 | 470 | 470 | 470 | 470
15 | J K SPRUCE U1 |  | CALAVERS_JKS1 | BEXAR | COAL | SOUTH | 1992 | 560 | 560 | 560 | 560 | 560 | 560 | 560 | 560 | 560 | 560 | 560
16 | J K SPRUCE U2 |  | CALAVERS_JKS2 | BEXAR | COAL | SOUTH | 2010 | 775 | 775 | 775 | 775 | 775 | 775 | 775 | 775 | 775 | 775 | 775
17 | J T DEELY U1 |  | CALAVERS_JTD1 | BEXAR | COAL | SOUTH | 1977 | 420 | 0 | 0 | 0 | 0 | 0 | 0 | 0 | 0 | 0 | 0
18 | J T DEELY U2 |  | CALAVERS_JTD2 | BEXAR | COAL | SOUTH | 1978 | 420 | 0 | 0 | 0 | 0 | 0 | 0 | 0 | 0 | 0 | 0
19 | LIMESTONE U1 |  | LEG_LEG_G1 | LIMESTONE | COAL | NORTH | 1985 | 831 | 831 | 831 | 831 | 831 | 831 | 831 | 831 | 831 | 831 | 831
20 | LIMESTONE U2 |  | LEG_LEG_G2 | LIMESTONE | COAL | NORTH | 1986 | 858 | 858 | 858 | 858 | 858 | 858 | 858 | 858 | 858 | 858 | 858
21 | MARTIN LAKE U1 |  | MLSES_UNIT1 | RUSK | COAL | NORTH | 1977 | 815 | 815 | 815 | 815 | 815 | 815 | 815 | 815 | 815 | 815 | 815
22 | MARTIN LAKE U2 |  | MLSES_UNIT2 | RUSK | COAL | NORTH | 1978 | 820 | 820 | 820 | 820 | 820 | 820 | 820 | 820 | 820 | 820 | 820
23 | MARTIN LAKE U3 |  | MLSES_UNIT3 | RUSK | COAL | NORTH | 1979 | 820 | 820 | 820 | 820 | 820 | 820 | 820 | 820 | 820 | 820 | 820
24 | MONTICELLO U1 |  | MNSES_UNIT1 | TITUS | COAL | NORTH | 1974 | 580 | 580 | 580 | 580 | 580 | 580 | 580 | 580 | 580 | 580 | 580
25 | MONTICELLO U2 |  | MNSES_UNIT2 | TITUS | COAL | NORTH | 1975 | 580 | 580 | 580 | 580 | 580 | 580 | 580 | 580 | 580 | 580 | 580
26 | MONTICELLO U3 |  | MNSES_UNIT3 | TITUS | COAL | NORTH | 1978 | 795 | 795 | 795 | 795 | 795 | 795 | 795 | 795 | 795 | 795 | 795
27 | OAK GROVE SES U1 |  | OGSES_UNIT1A | ROBERTSON | COAL | NORTH | 2010 | 840 | 840 | 840 | 840 | 840 | 840 | 840 | 840 | 840 | 840 | 840
28 | OAK GROVE SES U2 |  | OGSES_UNIT2 | ROBERTSON | COAL | NORTH | 2011 | 825 | 825 | 825 | 825 | 825 | 825 | 825 | 825 | 825 | 825 | 825
29 | OKLAUNION U1 |  | OKLA_OKLA_G1 | WILBARGER | COAL | WEST | 1986 | 650 | 650 | 650 | 650 | 650 | 650 | 650 | 650 | 650 | 650 | 650
30 | SAN MIGUEL U1 |  | SANMIGL_G1 | ATASCOSA | COAL | SOUTH | 1982 | 391 | 391 | 391 | 391 | 391 | 391 | 391 | 391 | 391 | 391 | 391
31 | SANDOW U5 |  | SD5SES_UNIT5 | MILAM | COAL | SOUTH | 2010 | 600 | 600 | 600 | 600 | 600 | 600 | 600 | 600 | 600 | 600 | 600
32 | SANDY CREEK U1 |  | SCES_UNIT1 | MCLENNAN | COAL | NORTH | 2013 | 970 | 970 | 970 | 970 | 970 | 970 | 970 | 970 | 970 | 970 | 970
33 | TWIN OAKS U1 |  | TNP_ONE_TNP_O_1 | ROBERTSON | COAL | NORTH | 1990 | 158 | 158 | 158 | 158 | 158 | 158 | 158 | 158 | 158 | 158 | 158
34 | TWIN OAKS U2 |  | TNP_ONE_TNP_O_2 | ROBERTSON | COAL | NORTH | 1991 | 158 | 158 | 158 | 158 | 158 | 158 | 158 | 158 | 158 | 158 | 158
35 | W A PARISH U5 |  | WAP_WAP_G5 | FT. BEND | COAL | HOUSTON | 1977 | 659 | 659 | 659 | 659 | 659 | 659 | 659 | 659 | 659 | 659 | 659
36 | W A PARISH U6 |  | WAP_WAP_G6 | FT. BEND | COAL | HOUSTON | 1978 | 658 | 658 | 658 | 658 | 658 | 658 | 658 | 658 | 658 | 658 | 658
37 | W A PARISH U7 |  | WAP_WAP_G7 | FT. BEND | COAL | HOUSTON | 1980 | 577 | 577 | 577 | 577 | 577 | 577 | 577 | 577 | 577 | 577 | 577
38 | W A PARISH U8 |  | WAP_WAP_G8 | FT. BEND | COAL | HOUSTON | 1982 | 610 | 610 | 610 | 610 | 610 | 610 | 610 | 610 | 610 | 610 | 610
39 | ARTHUR VON ROSENBERG 1 CTG 1 |  | BRAUNIG_AVR1_CT1 | BEXAR | GAS | SOUTH | 2000 | 149 | 149 | 149 | 149 | 149 | 149 | 149 | 149 | 149 | 149 | 149
40 | ARTHUR VON ROSENBERG 1 CTG 2 |  | BRAUNIG_AVR1_CT2 | BEXAR | GAS | SOUTH | 2000 | 149 | 149 | 149 | 149 | 149 | 149 | 149 | 149 | 149 | 149 | 149
41 | ARTHUR VON ROSENBERG 1 STG |  | BRAUNIG_AVR1_ST | BEXAR | GAS | SOUTH | 2000 | 160 | 160 | 160 | 160 | 160 | 160 | 160 | 160 | 160 | 160 | 160
42 | BARNEY M DAVIS REPOWER CTG 3 |  | B_DAVIS_B_DAVIG3 | NUECES | GAS | COASTAL | 2010 | 165 | 165 | 165 | 165 | 165 | 165 | 165 | 165 | 165 | 165 | 165
43 | BARNEY M DAVIS REPOWER CTG 4 |  | B_DAVIS_B_DAVIG4 | NUECES | GAS | COASTAL | 2010 | 165 | 165 | 165 | 165 | 165 | 165 | 165 | 165 | 165 | 165 | 165
44 | BARNEY M DAVIS REPOWER STG 2 |  | B_DAVIS_B_DAVIG2 | NUECES | GAS | COASTAL | 1976 | 325 | 325 | 325 | 325 | 325 | 325 | 325 | 325 | 325 | 325 | 325
45 | BASTROP ENERGY CENTER CTG 1 |  | BASTEN_GTG1100 | BASTROP | GAS | SOUTH | 2002 | 167 | 167 | 167 | 167 | 167 | 167 | 167 | 167 | 167 | 167 | 167
46 | BASTROP ENERGY CENTER CTG 2 |  | BASTEN_GTG2100 | BASTROP | GAS | SOUTH | 2002 | 167 | 167 | 167 | 167 | 167 | 167 | 167 | 167 | 167 | 167 | 167
47 | BASTROP ENERGY CENTER STG |  | BASTEN_ST0100 | BASTROP | GAS | SOUTH | 2002 | 234 | 234 | 234 | 234 | 234 | 234 | 234 | 234 | 234 | 234 | 234
48 | BOSQUE ENERGY CENTER CTG 1 |  | BOSQUESW_BSQSU_1 | BOSQUE | GAS | NORTH | 2000 | 170.9 | 170.9 | 170.9 | 170.9 | 170.9 | 170.9 | 170.9 | 170.9 | 170.9 | 170.9 | 170.9
49 | BOSQUE ENERGY CENTER STG 4 |  | BOSQUESW_BSQSU_4 | BOSQUE | GAS | NORTH | 2001 | 85.2 | 85.2 | 85.2 | 85.2 | 85.2 | 85.2 | 85.2 | 85.2 | 85.2 | 85.2 | 85.2
50 | BOSQUE ENERGY CENTER CTG 2 |  | BOSQUESW_BSQSU_2 | BOSQUE | GAS | NORTH | 2000 | 170.9 | 170.9 | 170.9 | 170.9 | 170.9 | 170.9 | 170.9 | 170.9 | 170.9 | 170.9 | 170.9
51 | BOSQUE ENERGY CENTER CTG 3 |  | BOSQUESW_BSQSU_3 | BOSQUE | GAS | NORTH | 2001 | 168.5 | 168.5 | 168.5 | 168.5 | 168.5 | 168.5 | 168.5 | 168.5 | 168.5 | 168.5 | 168.5
52 | BOSQUE ENERGY CENTER STG 5 |  | BOSQUESW_BSQSU_5 | BOSQUE | GAS | NORTH | 2009 | 226.7 | 226.7 | 226.7 | 226.7 | 226.7 | 226.7 | 226.7 | 226.7 | 226.7 | 226.7 | 226.7
53 | BRAZOS VALLEY CTG 1 |  | BVE_UNIT1 | FORT BEND | GAS | HOUSTON | 2003 | 168 | 168 | 168 | 168 | 168 | 168 | 168 | 168 | 168 | 168 | 168
54 | BRAZOS VALLEY CTG 2 |  | BVE_UNIT2 | FORT BEND | GAS | HOUSTON | 2003 | 168 | 168 | 168 | 168 | 168 | 168 | 168 | 168 | 168 | 168 | 168
55 | BRAZOS VALLEY STG 3 |  | BVE_UNIT3 | FORT BEND | GAS | HOUSTON | 2003 | 270 | 270 | 270 | 270 | 270 | 270 | 270 | 270 | 270 | 270 | 270
56 | CALENERGY-FALCON SEABOARD CTG 1 |  | FLCNS_UNIT1 | HOWARD | GAS | WEST | 1987 | 77.5 | 77.5 | 77.5 | 77.5 | 77.5 | 77.5 | 77.5 | 77.5 | 77.5 | 77.5 | 77.5
57 | CALENERGY-FALCON SEABOARD CTG 2 |  | FLCNS_UNIT2 | HOWARD | GAS | WEST | 1987 | 77.5 | 77.5 | 77.5 | 77.5 | 77.5 | 77.5 | 77.5 | 77.5 | 77.5 | 77.5 | 77.5
58 | CALENERGY-FALCON SEABOARD STG 3 |  | FLCNS_UNIT3 | HOWARD | GAS | WEST | 1988 | 74 | 74 | 74 | 74 | 74 | 74 | 74 | 74 | 74 | 74 | 74
59 | CEDAR BAYOU 4 CTG 1 |  | CBY4_CT41 | CHAMBERS | GAS | HOUSTON | 2009 | 173 | 173 | 173 | 173 | 173 | 173 | 173 | 173 | 173 | 173 | 173
60 | CEDAR BAYOU 4 CTG 2 |  | CBY4_CT42 | CHAMBERS | GAS | HOUSTON | 2009 | 173 | 173 | 173 | 173 | 173 | 173 | 173 | 173 | 173 | 173 | 173
61 | CEDAR BAYOU 4 STG |  | CBY4_ST04 | CHAMBERS | GAS | HOUSTON | 2009 | 186 | 186 | 186 | 186 | 186 | 186 | 186 | 186 | 186 | 186 | 186
62 | COLORADO BEND ENERGY CENTER CTG 1 |  | CBEC_GT1 | WHARTON | GAS | SOUTH | 2007 | 79 | 79 | 79 | 79 | 79 | 79 | 79 | 79 | 79 | 79 | 79
63 | COLORADO BEND ENERGY CENTER CTG 2 |  | CBEC_GT2 | WHARTON | GAS | SOUTH | 2007 | 72 | 72 | 72 | 72 | 72 | 72 | 72 | 72 | 72 | 72 | 72
64 | COLORADO BEND ENERGY CENTER STG 1 |  | CBEC_STG1 | WHARTON | GAS | SOUTH | 2007 | 102 | 102 | 102 | 102 | 102 | 102 | 102 | 102 | 102 | 102 | 102
65 | COLORADO BEND ENERGY CENTER CTG 3 |  | CBEC_GT3 | WHARTON | GAS | SOUTH | 2008 | 77 | 77 | 77 | 77 | 77 | 77 | 77 | 77 | 77 | 77 | 77
66 | COLORADO BEND ENERGY CENTER CTG 4 |  | CBEC_GT4 | WHARTON | GAS | SOUTH | 2008 | 73 | 73 | 73 | 73 | 73 | 73 | 73 | 73 | 73 | 73 | 73
67 | COLORADO BEND ENERGY CENTER STG 2 |  | CBEC_STG2 | WHARTON | GAS | SOUTH | 2008 | 108 | 108 | 108 | 108 | 108 | 108 | 108 | 108 | 108 | 108 | 108
68 | CVC CHANNELVIEW CTG 1 |  | CVC_CVC_G1 | HARRIS | GAS | HOUSTON | 2008 | 191 | 191 | 191 | 191 | 191 | 191 | 191 | 191 | 191 | 191 | 191
69 | CVC CHANNELVIEW CTG 2 |  | CVC_CVC_G2 | HARRIS | GAS | HOUSTON | 2008 | 189 | 189 | 189 | 189 | 189 | 189 | 189 | 189 | 189 | 189 | 189
70 | CVC CHANNELVIEW CTG 3 |  | CVC_CVC_G3 | HARRIS | GAS | HOUSTON | 2008 | 189 | 189 | 189 | 189 | 189 | 189 | 189 | 189 | 189 | 189 | 189
71 | CVC CHANNELVIEW STG 5 |  | CVC_CVC_G5 | HARRIS | GAS | HOUSTON | 2008 | 146 | 146 | 146 | 146 | 146 | 146 | 146 | 146 | 146 | 146 | 146
72 | DEER PARK ENERGY CENTER CTG 1 |  | DDPEC_GT1 | HARRIS | GAS | HOUSTON | 2002 | 203 | 203 | 203 | 203 | 203 | 203 | 203 | 203 | 203 | 203 | 203
73 | DEER PARK ENERGY CENTER CTG 2 |  | DDPEC_GT2 | HARRIS | GAS | HOUSTON | 2002 | 215 | 215 | 215 | 215 | 215 | 215 | 215 | 215 | 215 | 215 | 215
74 | DEER PARK ENERGY CENTER CTG 3 |  | DDPEC_GT3 | HARRIS | GAS | HOUSTON | 2002 | 203 | 203 | 203 | 203 | 203 | 203 | 203 | 203 | 203 | 203 | 203
75 | DEER PARK ENERGY CENTER CTG 4 |  | DDPEC_GT4 | HARRIS | GAS | HOUSTON | 2002 | 215 | 215 | 215 | 215 | 215 | 215 | 215 | 215 | 215 | 215 | 215
76 | DEER PARK ENERGY CENTER STG |  | DDPEC_ST1 | HARRIS | GAS | HOUSTON | 2002 | 290 | 290 | 290 | 290 | 290 | 290 | 290 | 290 | 290 | 290 | 290
77 | DEER PARK ENERGY CENTER CTG 6 |  | DDPEC_GT6 | HARRIS | GAS | HOUSTON | 2014 | 190 | 190 | 190 | 190 | 190 | 190 | 190 | 190 | 190 | 190 | 190
78 | ENNIS POWER STATION CTG 2 |  | ETCCS_CT1 | ELLIS | GAS | NORTH | 2002 | 231 | 231 | 231 | 231 | 231 | 231 | 231 | 231 | 231 | 231 | 231
79 | ENNIS POWER STATION STG 1 |  | ETCCS_UNIT1 | ELLIS | GAS | NORTH | 2002 | 127 | 127 | 127 | 127 | 127 | 127 | 127 | 127 | 127 | 127 | 127
80 | FERGUSON REPLACEMENT CTG1 |  | FERGCC_FERGGT1 | LLANO | GAS | SOUTH | 2014 | 181 | 181 | 181 | 181 | 181 | 181 | 181 | 181 | 181 | 181 | 181
81 | FERGUSON REPLACEMENT CTG2 |  | FERGCC_FERGGT2 | LLANO | GAS | SOUTH | 2014 | 181 | 181 | 181 | 181 | 181 | 181 | 181 | 181 | 181 | 181 | 181
82 | FERGUSON REPLACEMENT STG |  | FERGCC_FERGST1 | LLANO | GAS | SOUTH | 2014 | 194 | 194 | 194 | 194 | 194 | 194 | 194 | 194 | 194 | 194 | 194
83 | FORNEY ENERGY CENTER CTG 11 |  | FRNYPP_GT11 | KAUFMAN | GAS | NORTH | 2003 | 192 | 192 | 192 | 192 | 192 | 192 | 192 | 192 | 192 | 192 | 192
84 | FORNEY ENERGY CENTER CTG 12 |  | FRNYPP_GT12 | KAUFMAN | GAS | NORTH | 2003 | 184 | 184 | 184 | 184 | 184 | 184 | 184 | 184 | 184 | 184 | 184
85 | FORNEY ENERGY CENTER CTG 13 |  | FRNYPP_GT13 | KAUFMAN | GAS | NORTH | 2003 | 184 | 184 | 184 | 184 | 184 | 184 | 184 | 184 | 184 | 184 | 184
86 | FORNEY ENERGY CENTER CTG 21 |  | FRNYPP_GT21 | KAUFMAN | GAS | NORTH | 2003 | 192 | 192 | 192 | 192 | 192 | 192 | 192 | 192 | 192 | 192 | 192
87 | FORNEY ENERGY CENTER CTG 22 |  | FRNYPP_GT22 | KAUFMAN | GAS | NORTH | 2003 | 184 | 184 | 184 | 184 | 184 | 184 | 184 | 184 | 184 | 184 | 184
88 | FORNEY ENERGY CENTER CTG 23 |  | FRNYPP_GT23 | KAUFMAN | GAS | NORTH | 2003 | 184 | 184 | 184 | 184 | 184 | 184 | 184 | 184 | 184 | 184 | 184
89 | FORNEY ENERGY CENTER STG 10 |  | FRNYPP_ST10 | KAUFMAN | GAS | NORTH | 2003 | 420 | 420 | 420 | 420 | 420 | 420 | 420 | 420 | 420 | 420 | 420
90 | FORNEY ENERGY CENTER STG 20 |  | FRNYPP_ST20 | KAUFMAN | GAS | NORTH | 2003 | 420 | 420 | 420 | 420 | 420 | 420 | 420 | 420 | 420 | 420 | 420
91 | FREESTONE ENERGY CENTER CTG 1 |  | FREC_GT1 | FREESTONE | GAS | NORTH | 2002 | 160.7 | 160.7 | 160.7 | 160.7 | 160.7 | 160.7 | 160.7 | 160.7 | 160.7 | 160.7 | 160.7
92 | FREESTONE ENERGY CENTER CTG 2 |  | FREC_GT2 | FREESTONE | GAS | NORTH | 2002 | 160.7 | 160.7 | 160.7 | 160.7 | 160.7 | 160.7 | 160.7 | 160.7 | 160.7 | 160.7 | 160.7
93 | FREESTONE ENERGY CENTER STG 3 |  | FREC_ST3 | FREESTONE | GAS | NORTH | 2002 | 179.8 | 179.8 | 179.8 | 179.8 | 179.8 | 179.8 | 179.8 | 179.8 | 179.8 | 179.8 | 179.8
94 | FREESTONE ENERGY CENTER CTG 4 |  | FREC_GT4 | FREESTONE | GAS | NORTH | 2002 | 161.1 | 161.1 | 161.1 | 161.1 | 161.1 | 161.1 | 161.1 | 161.1 | 161.1 | 161.1 | 161.1
95 | FREESTONE ENERGY CENTER CTG 5 |  | FREC_GT5 | FREESTONE | GAS | NORTH | 2002 | 161.1 | 161.1 | 161.1 | 161.1 | 161.1 | 161.1 | 161.1 | 161.1 | 161.1 | 161.1 | 161.1
96 | FREESTONE ENERGY CENTER STG 6 |  | FREC_ST6 | FREESTONE | GAS | NORTH | 2002 | 179.7 | 179.7 | 179.7 | 179.7 | 179.7 | 179.7 | 179.7 | 179.7 | 179.7 | 179.7 | 179.7
97 | GUADALUPE ENERGY CENTER CTG 1 |  | GUADG_GAS1 | GUADALUPE | GAS | SOUTH | 2000 | 167 | 167 | 167 | 167 | 167 | 167 | 167 | 167 | 167 | 167 | 167
98 | GUADALUPE ENERGY CENTER CTG 2 |  | GUADG_GAS2 | GUADALUPE | GAS | SOUTH | 2000 | 167 | 167 | 167 | 167 | 167 | 167 | 167 | 167 | 167 | 167 | 167
99 | GUADALUPE ENERGY CENTER CTG 3 |  | GUADG_GAS3 | GUADALUPE | GAS | SOUTH | 2000 | 167 | 167 | 167 | 167 | 167 | 167 | 167 | 167 | 167 | 167 | 167
100 | GUADALUPE ENERGY CENTER CTG 4 |  | GUADG_GAS4 | GUADALUPE | GAS | SOUTH | 2000 | 167 | 167 | 167 | 167 | 167 | 167 | 167 | 167 | 167 | 167 | 167
101 | GUADALUPE ENERGY CENTER STG 5 |  | GUADG_STM5 | GUADALUPE | GAS | SOUTH | 2000 | 203 | 203 | 203 | 203 | 203 | 203 | 203 | 203 | 203 | 203 | 203
102 | GUADALUPE ENERGY CENTER STG 6 |  | GUADG_STM6 | GUADALUPE | GAS | SOUTH | 2000 | 203 | 203 | 203 | 203 | 203 | 203 | 203 | 203 | 203 | 203 | 203
103 | HAYS ENERGY FACILITY CSG 1 |  | HAYSEN_HAYSENG1 | HAYS | GAS | SOUTH | 2002 | 237 | 237 | 237 | 237 | 237 | 237 | 237 | 237 | 237 | 237 | 237
104 | HAYS ENERGY FACILITY CSG 2 |  | HAYSEN_HAYSENG2 | HAYS | GAS | SOUTH | 2002 | 237 | 237 | 237 | 237 | 237 | 237 | 237 | 237 | 237 | 237 | 237
105 | HAYS ENERGY FACILITY CSG 3 |  | HAYSEN_HAYSENG3 | HAYS | GAS | SOUTH | 2002 | 247 | 247 | 247 | 247 | 247 | 247 | 247 | 247 | 247 | 247 | 247
106 | HAYS ENERGY FACILITY CSG 4 |  | HAYSEN_HAYSENG4 | HAYS | GAS | SOUTH | 2002 | 247 | 247 | 247 | 247 | 247 | 247 | 247 | 247 | 247 | 247 | 247
107 | HIDALGO ENERGY CENTER CTG 1 |  | DUKE_DUKE_GT1 | HIDALGO | GAS | SOUTH | 2000 | 150 | 150 | 150 | 150 | 150 | 150 | 150 | 150 | 150 | 150 | 150
108 | HIDALGO ENERGY CENTER CTG 2 |  | DUKE_DUKE_GT2 | HIDALGO | GAS | SOUTH | 2000 | 150 | 150 | 150 | 150 | 150 | 150 | 150 | 150 | 150 | 150 | 150
109 | HIDALGO ENERGY CENTER STG |  | DUKE_DUKE_ST1 | HIDALGO | GAS | SOUTH | 2000 | 176 | 176 | 176 | 176 | 176 | 176 | 176 | 176 | 176 | 176 | 176
110 | JACK COUNTY GEN FACILITY CTG 1 |  | JACKCNTY_CT1 | JACK | GAS | NORTH | 2005 | 165 | 165 | 165 | 165 | 165 | 165 | 165 | 165 | 165 | 165 | 165
111 | JACK COUNTY GEN FACILITY CTG 2 |  | JACKCNTY_CT2 | JACK | GAS | NORTH | 2005 | 165 | 165 | 165 | 165 | 165 | 165 | 165 | 165 | 165 | 165 | 165
112 | JACK COUNTY GEN FACILITY STG 1 |  | JACKCNTY_STG | JACK | GAS | NORTH | 2005 | 310 | 310 | 310 | 310 | 310 | 310 | 310 | 310 | 310 | 310 | 310
113 | JACK COUNTY GEN FACILITY CTG 3 |  | JCKCNTY2_CT3 | JACK | GAS | NORTH | 2011 | 165 | 165 | 165 | 165 | 165 | 165 | 165 | 165 | 165 | 165 | 165
114 | JACK COUNTY GEN FACILITY CTG 4 |  | JCKCNTY2_CT4 | JACK | GAS | NORTH | 2011 | 165 | 165 | 165 | 165 | 165 | 165 | 165 | 165 | 165 | 165 | 165
115 | JACK COUNTY GEN FACILITY STG 2 |  | JCKCNTY2_ST2 | JACK | GAS | NORTH | 2011 | 310 | 310 | 310 | 310 | 310 | 310 | 310 | 310 | 310 | 310 | 310
116 | JOHNSON COUNTY GEN FACILITY CTG |  | TEN_CT1 | JOHNSON | GAS | NORTH | 1997 | 177 | 177 | 177 | 177 | 177 | 177 | 177 | 177 | 177 | 177 | 177
117 | JOHNSON COUNTY GEN FACILITY STG |  | TEN_STG | JOHNSON | GAS | NORTH | 1997 | 106 | 106 | 106 | 106 | 106 | 106 | 106 | 106 | 106 | 106 | 106
118 | LAMAR ENERGY CENTER CTG 11 |  | LPCCS_CT11 | LAMAR | GAS | NORTH | 2000 | 186 | 186 | 186 | 186 | 186 | 186 | 186 | 186 | 186 | 186 | 186
119 | LAMAR ENERGY CENTER CTG 12 |  | LPCCS_CT12 | LAMAR | GAS | NORTH | 2000 | 176 | 176 | 176 | 176 | 176 | 176 | 176 | 176 | 176 | 176 | 176
120 | LAMAR ENERGY CENTER CTG 21 |  | LPCCS_CT21 | LAMAR | GAS | NORTH | 2000 | 176 | 176 | 176 | 176 | 176 | 176 | 176 | 176 | 176 | 176 | 176
121 | LAMAR ENERGY CENTER CTG 22 |  | LPCCS_CT22 | LAMAR | GAS | NORTH | 2000 | 186 | 186 | 186 | 186 | 186 | 186 | 186 | 186 | 186 | 186 | 186
122 | LAMAR ENERGY CENTER STG 1 |  | LPCCS_UNIT1 | LAMAR | GAS | NORTH | 2000 | 204 | 204 | 204 | 204 | 204 | 204 | 204 | 204 | 204 | 204 | 204
123 | LAMAR ENERGY CENTER STG 2 |  | LPCCS_UNIT2 | LAMAR | GAS | NORTH | 2000 | 204 | 204 | 204 | 204 | 204 | 204 | 204 | 204 | 204 | 204 | 204
124 | LOST PINES POWER CTG 1 |  | LOSTPI_LOSTPGT1 | BASTROP | GAS | SOUTH | 2001 | 183 | 183 | 183 | 183 | 183 | 183 | 183 | 183 | 183 | 183 | 183
125 | LOST PINES POWER CTG 2 |  | LOSTPI_LOSTPGT2 | BASTROP | GAS | SOUTH | 2001 | 183 | 183 | 183 | 183 | 183 | 183 | 183 | 183 | 183 | 183 | 183
126 | LOST PINES POWER STG |  | LOSTPI_LOSTPST1 | BASTROP | GAS | SOUTH | 2001 | 192 | 192 | 192 | 192 | 192 | 192 | 192 | 192 | 192 | 192 | 192
127 | MAGIC VALLEY STATION CTG 1 |  | NEDIN_NEDIN_G1 | HIDALGO | GAS | SOUTH | 2001 | 218.6 | 218.6 | 218.6 | 218.6 | 218.6 | 218.6 | 218.6 | 218.6 | 218.6 | 218.6 | 218.6
128 | MAGIC VALLEY STATION CTG 2 |  | NEDIN_NEDIN_G2 | HIDALGO | GAS | SOUTH | 2001 | 218.6 | 218.6 | 218.6 | 218.6 | 218.6 | 218.6 | 218.6 | 218.6 | 218.6 | 218.6 | 218.6
129 | MAGIC VALLEY STATION STG |  | NEDIN_NEDIN_G3 | HIDALGO | GAS | SOUTH | 2001 | 257.9 | 257.9 | 257.9 | 257.9 | 257.9 | 257.9 | 257.9 | 257.9 | 257.9 | 257.9 | 257.9
130 | MIDLOTHIAN ENERGY FACILITY CS 1 |  | MDANP_CT1 | ELLIS | GAS | NORTH | 2001 | 240 | 240 | 240 | 240 | 240 | 240 | 240 | 240 | 240 | 240 | 240
131 | MIDLOTHIAN ENERGY FACILITY CS 2 |  | MDANP_CT2 | ELLIS | GAS | NORTH | 2001 | 240 | 240 | 240 | 240 | 240 | 240 | 240 | 240 | 240 | 240 | 240
132 | MIDLOTHIAN ENERGY FACILITY CS 3 |  | MDANP_CT3 | ELLIS | GAS | NORTH | 2001 | 240 | 240 | 240 | 240 | 240 | 240 | 240 | 240 | 240 | 240 | 240
133 | MIDLOTHIAN ENERGY FACILITY CS 4 |  | MDANP_CT4 | ELLIS | GAS | NORTH | 2001 | 240 | 240 | 240 | 240 | 240 | 240 | 240 | 240 | 240 | 240 | 240
134 | MIDLOTHIAN ENERGY FACILITY CS 5 |  | MDANP_CT5 | ELLIS | GAS | NORTH | 2002 | 257 | 257 | 257 | 257 | 257 | 257 | 257 | 257 | 257 | 257 | 257
135 | MIDLOTHIAN ENERGY FACILITY CS 6 |  | MDANP_CT6 | ELLIS | GAS | NORTH | 2002 | 257 | 257 | 257 | 257 | 257 | 257 | 257 | 257 | 257 | 257 | 257
136 | NUECES BAY REPOWER CTG 8 |  | NUECES_B_NUECESG8 | NUECES | GAS | COASTAL | 2010 | 165 | 165 | 165 | 165 | 165 | 165 | 165 | 165 | 165 | 165 | 165
137 | NUECES BAY REPOWER CTG 9 |  | NUECES_B_NUECESG9 | NUECES | GAS | COASTAL | 2010 | 165 | 165 | 165 | 165 | 165 | 165 | 165 | 165 | 165 | 165 | 165
138 | NUECES BAY REPOWER STG 7 |  | NUECES_B_NUECESG7 | NUECES | GAS | COASTAL | 1972 | 325 | 325 | 325 | 325 | 325 | 325 | 325 | 325 | 325 | 325 | 325
139 | ODESSA-ECTOR POWER CTG 11 |  | OECCS_CT11 | ECTOR | GAS | WEST | 2001 | 157.9 | 157.9 | 157.9 | 157.9 | 157.9 | 157.9 | 157.9 | 157.9 | 157.9 | 157.9 | 157.9
140 | ODESSA-ECTOR POWER CTG 12 |  | OECCS_CT12 | ECTOR | GAS | WEST | 2001 | 151.5 | 151.5 | 151.5 | 151.5 | 151.5 | 151.5 | 151.5 | 151.5 | 151.5 | 151.5 | 151.5
141 | ODESSA-ECTOR POWER CTG 21 |  | OECCS_CT21 | ECTOR | GAS | WEST | 2001 | 154 | 154 | 154 | 154 | 154 | 154 | 154 | 154 | 154 | 154 | 154
142 | ODESSA-ECTOR POWER CTG 22 |  | OECCS_CT22 | ECTOR | GAS | WEST | 2001 | 152.3 | 152.3 | 152.3 | 152.3 | 152.3 | 152.3 | 152.3 | 152.3 | 152.3 | 152.3 | 152.3
143 | ODESSA-ECTOR POWER STG 1 |  | OECCS_UNIT1 | ECTOR | GAS | WEST | 2001 | 212 | 212 | 212 | 212 | 212 | 212 | 212 | 212 | 212 | 212 | 212
144 | ODESSA-ECTOR POWER STG 2 |  | OECCS_UNIT2 | ECTOR | GAS | WEST | 2001 | 212 | 212 | 212 | 212 | 212 | 212 | 212 | 212 | 212 | 212 | 212
145 | PANDA SHERMAN POWER CTG1 |  | PANDA_S_SHER1CT1 | GRAYSON | GAS | NORTH | 2014 | 218.5 | 218.5 | 218.5 | 218.5 | 218.5 | 218.5 | 218.5 | 218.5 | 218.5 | 218.5 | 218.5
146 | PANDA SHERMAN POWER CTG2 |  | PANDA_S_SHER1CT2 | GRAYSON | GAS | NORTH | 2014 | 218.5 | 218.5 | 218.5 | 218.5 | 218.5 | 218.5 | 218.5 | 218.5 | 218.5 | 218.5 | 218.5
147 | PANDA SHERMAN POWER STG |  | PANDA_S_SHER1ST1 | GRAYSON | GAS | NORTH | 2014 | 333.6 | 333.6 | 333.6 | 333.6 | 333.6 | 333.6 | 333.6 | 333.6 | 333.6 | 333.6 | 333.6
148 | PANDA TEMPLE I POWER CTG1 |  | PANDA_T1_TMPL1CT1 | BELL | GAS | NORTH | 2014 | 218.5 | 218.5 | 218.5 | 218.5 | 218.5 | 218.5 | 218.5 | 218.5 | 218.5 | 218.5 | 218.5
149 | PANDA TEMPLE I POWER CTG2 |  | PANDA_T1_TMPL1CT2 | BELL | GAS | NORTH | 2014 | 218.5 | 218.5 | 218.5 | 218.5 | 218.5 | 218.5 | 218.5 | 218.5 | 218.5 | 218.5 | 218.5
150 | PANDA TEMPLE I POWER STG |  | PANDA_T1_TMPL1ST1 | BELL | GAS | NORTH | 2014 | 333.6 | 333.6 | 333.6 | 333.6 | 333.6 | 333.6 | 333.6 | 333.6 | 333.6 | 333.6 | 333.6
151 | PANDA TEMPLE II POWER CTG1 |  | PANDA_T2_TMPL2CT1 | BELL | GAS | NORTH | 2015 | 218.5 | 218.5 | 218.5 | 218.5 | 218.5 | 218.5 | 218.5 | 218.5 | 218.5 | 218.5 | 218.5
152 | PANDA TEMPLE II POWER CTG2 |  | PANDA_T2_TMPL2CT2 | BELL | GAS | NORTH | 2015 | 218.5 | 218.5 | 218.5 | 218.5 | 218.5 | 218.5 | 218.5 | 218.5 | 218.5 | 218.5 | 218.5
153 | PANDA TEMPLE II POWER STG |  | PANDA_T2_TMPL2ST1 | BELL | GAS | NORTH | 2015 | 333.6 | 333.6 | 333.6 | 333.6 | 333.6 | 333.6 | 333.6 | 333.6 | 333.6 | 333.6 | 333.6
154 | PARIS ENERGY CENTER CTG 1 |  | TNSKA_GT1 | LAMAR | GAS | NORTH | 1989 | 87 | 87 | 87 | 87 | 87 | 87 | 87 | 87 | 87 | 87 | 87
155 | PARIS ENERGY CENTER CTG 2 |  | TNSKA_GT2 | LAMAR | GAS | NORTH | 1989 | 87 | 87 | 87 | 87 | 87 | 87 | 87 | 87 | 87 | 87 | 87
156 | PARIS ENERGY CENTER STG |  | TNSKA_STG | LAMAR | GAS | NORTH | 1990 | 89 | 89 | 89 | 89 | 89 | 89 | 89 | 89 | 89 | 89 | 89
157 | PASADENA COGEN FACILITY CTG 2 |  | PSG_PSG_GT2 | HARRIS | GAS | HOUSTON | 2000 | 176 | 176 | 176 | 176 | 176 | 176 | 176 | 176 | 176 | 176 | 176
158 | PASADENA COGEN FACILITY CTG 3 |  | PSG_PSG_GT3 | HARRIS | GAS | HOUSTON | 2000 | 176 | 176 | 176 | 176 | 176 | 176 | 176 | 176 | 176 | 176 | 176
159 | PASADENA COGEN FACILITY STG 2 |  | PSG_PSG_ST2 | HARRIS | GAS | HOUSTON | 2000 | 169 | 169 | 169 | 169 | 169 | 169 | 169 | 169 | 169 | 169 | 169
160 | QUAIL RUN ENERGY CTG 1 |  | QALSW_GT1 | ECTOR | GAS | WEST | 2007 | 84 | 84 | 84 | 84 | 84 | 84 | 84 | 84 | 84 | 84 | 84
161 | QUAIL RUN ENERGY CTG 2 |  | QALSW_GT2 | ECTOR | GAS | WEST | 2007 | 86 | 86 | 86 | 86 | 86 | 86 | 86 | 86 | 86 | 86 | 86
162 | QUAIL RUN ENERGY STG 1 |  | QALSW_STG1 | ECTOR | GAS | WEST | 2007 | 98 | 98 | 98 | 98 | 98 | 98 | 98 | 98 | 98 | 98 | 98
163 | QUAIL RUN ENERGY CTG 3 |  | QALSW_GT3 | ECTOR | GAS | WEST | 2008 | 81 | 81 | 81 | 81 | 81 | 81 | 81 | 81 | 81 | 81 | 81
164 | QUAIL RUN ENERGY CTG 4 |  | QALSW_GT4 | ECTOR | GAS | WEST | 2008 | 81 | 81 | 81 | 81 | 81 | 81 | 81 | 81 | 81 | 81 | 81
165 | QUAIL RUN ENERGY STG 2 |  | QALSW_STG2 | ECTOR | GAS | WEST | 2008 | 98 | 98 | 98 | 98 | 98 | 98 | 98 | 98 | 98 | 98 | 98
166 | RIO NOGALES POWER CTG 1 |  | RIONOG_CT1 | GUADALUPE | GAS | SOUTH | 2002 | 175 | 175 | 175 | 175 | 175 | 175 | 175 | 175 | 175 | 175 | 175
167 | RIO NOGALES POWER CTG 2 |  | RIONOG_CT2 | GUADALUPE | GAS | SOUTH | 2002 | 175 | 175 | 175 | 175 | 175 | 175 | 175 | 175 | 175 | 175 | 175
168 | RIO NOGALES POWER CTG 3 |  | RIONOG_CT3 | GUADALUPE | GAS | SOUTH | 2002 | 175 | 175 | 175 | 175 | 175 | 175 | 175 | 175 | 175 | 175 | 175
169 | RIO NOGALES POWER STG 4 |  | RIONOG_ST1 | GUADALUPE | GAS | SOUTH | 2002 | 323 | 323 | 323 | 323 | 323 | 323 | 323 | 323 | 323 | 323 | 323
170 | SAM RAYBURN POWER CTG 7 |  | RAYBURN_RAYBURG7 | VICTORIA | GAS | SOUTH | 2003 | 50 | 50 | 50 | 50 | 50 | 50 | 50 | 50 | 50 | 50 | 50
171 | SAM RAYBURN POWER CTG 8 |  | RAYBURN_RAYBURG8 | VICTORIA | GAS | SOUTH | 2003 | 51 | 51 | 51 | 51 | 51 | 51 | 51 | 51 | 51 | 51 | 51
172 | SAM RAYBURN POWER CTG 9 |  | RAYBURN_RAYBURG9 | VICTORIA | GAS | SOUTH | 2003 | 50 | 50 | 50 | 50 | 50 | 50 | 50 | 50 | 50 | 50 | 50
173 | SAM RAYBURN POWER STG 10 |  | RAYBURN_RAYBURG10 | VICTORIA | GAS | SOUTH | 2003 | 40 | 40 | 40 | 40 | 40 | 40 | 40 | 40 | 40 | 40 | 40
174 | SANDHILL ENERGY CENTER CTG 5A |  | SANDHSYD_SH_5A | TRAVIS | GAS | SOUTH | 2004 | 170 | 170 | 170 | 170 | 170 | 170 | 170 | 170 | 170 | 170 | 170
175 | SANDHILL ENERGY CENTER STG 5C |  | SANDHSYD_SH_5C | TRAVIS | GAS | SOUTH | 2004 | 160 | 160 | 160 | 160 | 160 | 160 | 160 | 160 | 160 | 160 | 160
176 | SILAS RAY POWER STG 6 |  | SILASRAY_SILAS_6 | CAMERON | GAS | COASTAL | 1962 | 21 | 21 | 21 | 21 | 21 | 21 | 21 | 21 | 21 | 21 | 21
177 | SILAS RAY POWER CTG 9 |  | SILASRAY_SILAS_9 | CAMERON | GAS | COASTAL | 1996 | 49 | 49 | 49 | 49 | 49 | 49 | 49 | 49 | 49 | 49 | 49
178 | T H WHARTON POWER CTG 31 |  | THW_THWGT31 | HARRIS | GAS | HOUSTON | 1972 | 57 | 57 | 57 | 57 | 57 | 57 | 57 | 57 | 57 | 57 | 57
179 | T H WHARTON POWER CTG 32 |  | THW_THWGT32 | HARRIS | GAS | HOUSTON | 1972 | 57 | 57 | 57 | 57 | 57 | 57 | 57 | 57 | 57 | 57 | 57
180 | T H WHARTON POWER CTG 33 |  | THW_THWGT33 | HARRIS | GAS | HOUSTON | 1972 | 57 | 57 | 57 | 57 | 57 | 57 | 57 | 57 | 57 | 57 | 57
181 | T H WHARTON POWER CTG 34 |  | THW_THWGT34 | HARRIS | GAS | HOUSTON | 1972 | 57 | 57 | 57 | 57 | 57 | 57 | 57 | 57 | 57 | 57 | 57
182 | T H WHARTON POWER STG 3 |  | THW_THWST_3 | HARRIS | GAS | HOUSTON | 1974 | 104 | 104 | 104 | 104 | 104 | 104 | 104 | 104 | 104 | 104 | 104
183 | T H WHARTON POWER CTG 41 |  | THW_THWGT41 | HARRIS | GAS | HOUSTON | 1972 | 57 | 57 | 57 | 57 | 57 | 57 | 57 | 57 | 57 | 57 | 57
184 | T H WHARTON POWER CTG 42 |  | THW_THWGT42 | HARRIS | GAS | HOUSTON | 1972 | 57 | 57 | 57 | 57 | 57 | 57 | 57 | 57 | 57 | 57 | 57
185 | T H WHARTON POWER CTG 43 |  | THW_THWGT43 | HARRIS | GAS | HOUSTON | 1974 | 57 | 57 | 57 | 57 | 57 | 57 | 57 | 57 | 57 | 57 | 57
186 | T H WHARTON POWER CTG 44 |  | THW_THWGT44 | HARRIS | GAS | HOUSTON | 1974 | 57 | 57 | 57 | 57 | 57 | 57 | 57 | 57 | 57 | 57 | 57
187 | T H WHARTON POWER STG 4 |  | THW_THWST_4 | HARRIS | GAS | HOUSTON | 1974 | 104 | 104 | 104 | 104 | 104 | 104 | 104 | 104 | 104 | 104 | 104
188 | TEXAS CITY POWER CTG A |  | TXCTY_CTA | GALVESTON | GAS | HOUSTON | 2000 | 102.4 | 102.4 | 102.4 | 102.4 | 102.4 | 102.4 | 102.4 | 102.4 | 102.4 | 102.4 | 102.4
189 | TEXAS CITY POWER CTG B |  | TXCTY_CTB | GALVESTON | GAS | HOUSTON | 2000 | 102.4 | 102.4 | 102.4 | 102.4 | 102.4 | 102.4 | 102.4 | 102.4 | 102.4 | 102.4 | 102.4
190 | TEXAS CITY POWER CTG C |  | TXCTY_CTC | GALVESTON | GAS | HOUSTON | 2000 | 102.4 | 102.4 | 102.4 | 102.4 | 102.4 | 102.4 | 102.4 | 102.4 | 102.4 | 102.4 | 102.4
191 | TEXAS CITY POWER STG |  | TXCTY_ST | GALVESTON | GAS | HOUSTON | 2000 | 131.5 | 131.5 | 131.5 | 131.5 | 131.5 | 131.5 | 131.5 | 131.5 | 131.5 | 131.5 | 131.5
192 | VICTORIA POWER CTG 6 |  | VICTORIA_VICTORG6 | VICTORIA | GAS | SOUTH | 2009 | 171 | 171 | 171 | 171 | 171 | 171 | 171 | 171 | 171 | 171 | 171
193 | VICTORIA POWER STG 5 |  | VICTORIA_VICTORG5 | VICTORIA | GAS | SOUTH | 1963 | 132 | 132 | 132 | 132 | 132 | 132 | 132 | 132 | 132 | 132 | 132
194 | WICHITA FALLS CTG 1 |  | WFCOGEN_UNIT1 | WICHITA | GAS | WEST | 1987 | 20 | 20 | 20 | 20 | 20 | 20 | 20 | 20 | 20 | 20 | 20
195 | WICHITA FALLS CTG 2 |  | WFCOGEN_UNIT2 | WICHITA | GAS | WEST | 1987 | 20 | 20 | 20 | 20 | 20 | 20 | 20 | 20 | 20 | 20 | 20
196 | WICHITA FALLS CTG 3 |  | WFCOGEN_UNIT3 | WICHITA | GAS | WEST | 1987 | 20 | 20 | 20 | 20 | 20 | 20 | 20 | 20 | 20 | 20 | 20
197 | WICHITA FALLS STG 4 |  | WFCOGEN_UNIT4 | WICHITA | GAS | WEST | 1987 | 16 | 16 | 16 | 16 | 16 | 16 | 16 | 16 | 16 | 16 | 16
198 | WISE-TRACTEBEL POWER CTG 1 |  | WCPP_CT1 | WISE | GAS | NORTH | 2004 | 275 | 275 | 275 | 275 | 275 | 275 | 275 | 275 | 275 | 275 | 275
199 | WISE-TRACTEBEL POWER CTG 2 |  | WCPP_CT2 | WISE | GAS | NORTH | 2004 | 275 | 275 | 275 | 275 | 275 | 275 | 275 | 275 | 275 | 275 | 275
200 | WISE-TRACTEBEL POWER STG 1 |  | WCPP_ST1 | WISE | GAS | NORTH | 2004 | 290 | 290 | 290 | 290 | 290 | 290 | 290 | 290 | 290 | 290 | 290
201 | WOLF HOLLOW POWER CTG 1 |  | WHCCS_CT1 | HOOD | GAS | NORTH | 2002 | 249 | 249 | 249 | 249 | 249 | 249 | 249 | 249 | 249 | 249 | 249
202 | WOLF HOLLOW POWER CTG 2 |  | WHCCS_CT2 | HOOD | GAS | NORTH | 2002 | 249 | 249 | 249 | 249 | 249 | 249 | 249 | 249 | 249 | 249 | 249
203 | WOLF HOLLOW POWER STG |  | WHCCS_STG | HOOD | GAS | NORTH | 2002 | 293 | 293 | 293 | 293 | 293 | 293 | 293 | 293 | 293 | 293 | 293
204 | ATKINS CTG 7 |  | ATKINS_ATKINSG7 | BRAZOS | GAS | NORTH | 1973 | 20 | 20 | 20 | 20 | 20 | 20 | 20 | 20 | 20 | 20 | 20
205 | DANSBY CTG 2 |  | DANSBY_DANSBYG2 | BRAZOS | GAS | NORTH | 2004 | 48 | 48 | 48 | 48 | 48 | 48 | 48 | 48 | 48 | 48 | 48
206 | DANSBY CTG 3 |  | DANSBY_DANSBYG3 | BRAZOS | GAS | NORTH | 2010 | 50 | 50 | 50 | 50 | 50 | 50 | 50 | 50 | 50 | 50 | 50
207 | DECKER CREEK CTG 1 |  | DECKER_DPGT_1 | TRAVIS | GAS | SOUTH | 1989 | 54 | 54 | 54 | 54 | 54 | 54 | 54 | 54 | 54 | 54 | 54
208 | DECKER CREEK CTG 2 |  | DECKER_DPGT_2 | TRAVIS | GAS | SOUTH | 1989 | 54 | 54 | 54 | 54 | 54 | 54 | 54 | 54 | 54 | 54 | 54
209 | DECKER CREEK CTG 3 |  | DECKER_DPGT_3 | TRAVIS | GAS | SOUTH | 1989 | 54 | 54 | 54 | 54 | 54 | 54 | 54 | 54 | 54 | 54 | 54
210 | DECKER CREEK CTG 4 |  | DECKER_DPGT_4 | TRAVIS | GAS | SOUTH | 1989 | 54 | 54 | 54 | 54 | 54 | 54 | 54 | 54 | 54 | 54 | 54
211 | DECORDOVA CTG 1 |  | DCSES_CT10 | HOOD | GAS | NORTH | 1990 | 80 | 80 | 80 | 80 | 80 | 80 | 80 | 80 | 80 | 80 | 80
212 | DECORDOVA CTG 2 |  | DCSES_CT20 | HOOD | GAS | NORTH | 1990 | 79 | 79 | 79 | 79 | 79 | 79 | 79 | 79 | 79 | 79 | 79
213 | DECORDOVA CTG 3 |  | DCSES_CT30 | HOOD | GAS | NORTH | 1990 | 78 | 78 | 78 | 78 | 78 | 78 | 78 | 78 | 78 | 78 | 78
214 | DECORDOVA CTG 4 |  | DCSES_CT40 | HOOD | GAS | NORTH | 1990 | 77 | 77 | 77 | 77 | 77 | 77 | 77 | 77 | 77 | 77 | 77
215 | ECTOR COUNTY ENERGY CTG 1 |  | ECEC_G1 | ECTOR | GAS | WEST | 2015 | 170.4 | 170.4 | 170.4 | 170.4 | 170.4 | 170.4 | 170.4 | 170.4 | 170.4 | 170.4 | 170.4
216 | ECTOR COUNTY ENERGY CTG 2 |  | ECEC_G2 | ECTOR | GAS | WEST | 2015 | 170.4 | 170.4 | 170.4 | 170.4 | 170.4 | 170.4 | 170.4 | 170.4 | 170.4 | 170.4 | 170.4
217 | EXTEX LAPORTE GEN STN CTG 1 |  | AZ_AZ_G1 | HARRIS | GAS | HOUSTON | 2009 | 45 | 45 | 45 | 45 | 45 | 45 | 45 | 45 | 45 | 45 | 45
218 | EXTEX LAPORTE GEN STN CTG 2 |  | AZ_AZ_G2 | HARRIS | GAS | HOUSTON | 2009 | 45 | 45 | 45 | 45 | 45 | 45 | 45 | 45 | 45 | 45 | 45
219 | EXTEX LAPORTE GEN STN CTG 3 |  | AZ_AZ_G3 | HARRIS | GAS | HOUSTON | 2009 | 45 | 45 | 45 | 45 | 45 | 45 | 45 | 45 | 45 | 45 | 45
220 | EXTEX LAPORTE GEN STN CTG 4 |  | AZ_AZ_G4 | HARRIS | GAS | HOUSTON | 2009 | 45 | 45 | 45 | 45 | 45 | 45 | 45 | 45 | 45 | 45 | 45
221 | GREENS BAYOU CTG 73 |  | GBY_GBYGT73 | HARRIS | GAS | HOUSTON | 1976 | 65 | 65 | 65 | 65 | 65 | 65 | 65 | 65 | 65 | 65 | 65
222 | GREENS BAYOU CTG 74 |  | GBY_GBYGT74 | HARRIS | GAS | HOUSTON | 1976 | 65 | 65 | 65 | 65 | 65 | 65 | 65 | 65 | 65 | 65 | 65
223 | GREENS BAYOU CTG 81 |  | GBY_GBYGT81 | HARRIS | GAS | HOUSTON | 1976 | 65 | 65 | 65 | 65 | 65 | 65 | 65 | 65 | 65 | 65 | 65
224 | GREENS BAYOU CTG 82 |  | GBY_GBYGT82 | HARRIS | GAS | HOUSTON | 1976 | 50 | 50 | 50 | 50 | 50 | 50 | 50 | 50 | 50 | 50 | 50
225 | GREENS BAYOU CTG 83 |  | GBY_GBYGT83 | HARRIS | GAS | HOUSTON | 1976 | 65 | 65 | 65 | 65 | 65 | 65 | 65 | 65 | 65 | 65 | 65
226 | GREENS BAYOU CTG 84 |  | GBY_GBYGT84 | HARRIS | GAS | HOUSTON | 1976 | 65 | 65 | 65 | 65 | 65 | 65 | 65 | 65 | 65 | 65 | 65
227 | GREENVILLE IC ENGINE PLANT |  | STEAM_ENGINE_1 | HUNT | GAS | NORTH | 2010 | 8.2 | 8.2 | 8.2 | 8.2 | 8.2 | 8.2 | 8.2 | 8.2 | 8.2 | 8.2 | 8.2
228 | GREENVILLE IC ENGINE PLANT |  | STEAM_ENGINE_2 | HUNT | GAS | NORTH | 2010 | 8.2 | 8.2 | 8.2 | 8.2 | 8.2 | 8.2 | 8.2 | 8.2 | 8.2 | 8.2 | 8.2
229 | GREENVILLE IC ENGINE PLANT |  | STEAM_ENGINE_3 | HUNT | GAS | NORTH | 2010 | 8.2 | 8.2 | 8.2 | 8.2 | 8.2 | 8.2 | 8.2 | 8.2 | 8.2 | 8.2 | 8.2
230 | LAREDO CTG 4 |  | LARDVFTN_G4 | WEBB | GAS | SOUTH | 2008 | 97.4 | 97.4 | 97.4 | 97.4 | 97.4 | 97.4 | 97.4 | 97.4 | 97.4 | 97.4 | 97.4
231 | LAREDO CTG 5 |  | LARDVFTN_G5 | WEBB | GAS | SOUTH | 2008 | 94.4 | 94.4 | 94.4 | 94.4 | 94.4 | 94.4 | 94.4 | 94.4 | 94.4 | 94.4 | 94.4
232 | LEON CREEK PEAKER CTG 1 |  | LEON_CRK_LCPCT1 | BEXAR | GAS | SOUTH | 2004 | 45 | 45 | 45 | 45 | 45 | 45 | 45 | 45 | 45 | 45 | 45
233 | LEON CREEK PEAKER CTG 2 |  | LEON_CRK_LCPCT2 | BEXAR | GAS | SOUTH | 2004 | 46 | 46 | 46 | 46 | 46 | 46 | 46 | 46 | 46 | 46 | 46
234 | LEON CREEK PEAKER CTG 3 |  | LEON_CRK_LCPCT3 | BEXAR | GAS | SOUTH | 2004 | 44 | 44 | 44 | 44 | 44 | 44 | 44 | 44 | 44 | 44 | 44
235 | LEON CREEK PEAKER CTG 4 |  | LEON_CRK_LCPCT4 | BEXAR | GAS | SOUTH | 2004 | 46 | 46 | 46 | 46 | 46 | 46 | 46 | 46 | 46 | 46 | 46
236 | MORGAN CREEK CTG 1 |  | MGSES_CT1 | MITCHELL | GAS | WEST | 1988 | 81 | 81 | 81 | 81 | 81 | 81 | 81 | 81 | 81 | 81 | 81
237 | MORGAN CREEK CTG 2 |  | MGSES_CT2 | MITCHELL | GAS | WEST | 1988 | 81 | 81 | 81 | 81 | 81 | 81 | 81 | 81 | 81 | 81 | 81
238 | MORGAN CREEK CTG 3 |  | MGSES_CT3 | MITCHELL | GAS | WEST | 1988 | 81 | 81 | 81 | 81 | 81 | 81 | 81 | 81 | 81 | 81 | 81
239 | MORGAN CREEK CTG 4 |  | MGSES_CT4 | MITCHELL | GAS | WEST | 1988 | 81 | 81 | 81 | 81 | 81 | 81 | 81 | 81 | 81 | 81 | 81
240 | MORGAN CREEK CTG 5 |  | MGSES_CT5 | MITCHELL | GAS | WEST | 1988 | 81 | 81 | 81 | 81 | 81 | 81 | 81 | 81 | 81 | 81 | 81
241 | MORGAN CREEK CTG 6 |  | MGSES_CT6 | MITCHELL | GAS | WEST | 1988 | 81 | 81 | 81 | 81 | 81 | 81 | 81 | 81 | 81 | 81 | 81
242 | PEARSALL IC ENGINE PLANT A |  | PEARSAL2_AGR_A | FRIO | GAS | SOUTH | 2012 | 50.6 | 50.6 | 50.6 | 50.6 | 50.6 | 50.6 | 50.6 | 50.6 | 50.6 | 50.6 | 50.6
243 | PEARSALL IC ENGINE PLANT B |  | PEARSAL2_AGR_B | FRIO | GAS | SOUTH | 2012 | 50.6 | 50.6 | 50.6 | 50.6 | 50.6 | 50.6 | 50.6 | 50.6 | 50.6 | 50.6 | 50.6
244 | PEARSALL IC ENGINE PLANT C |  | PEARSAL2_AGR_C | FRIO | GAS | SOUTH | 2012 | 50.6 | 50.6 | 50.6 | 50.6 | 50.6 | 50.6 | 50.6 | 50.6 | 50.6 | 50.6 | 50.6
245 | PEARSALL IC ENGINE PLANT D |  | PEARSAL2_AGR_D | FRIO | GAS | SOUTH | 2012 | 50.6 | 50.6 | 50.6 | 50.6 | 50.6 | 50.6 | 50.6 | 50.6 | 50.6 | 50.6 | 50.6
246 | PERMIAN BASIN CTG 1 |  | PB2SES_CT1 | WARD | GAS | WEST | 1988 | 71 | 71 | 71 | 71 | 71 | 71 | 71 | 71 | 71 | 71 | 71
247 | PERMIAN BASIN CTG 2 |  | PB2SES_CT2 | WARD | GAS | WEST | 1988 | 71 | 71 | 71 | 71 | 71 | 71 | 71 | 71 | 71 | 71 | 71
248 | PERMIAN BASIN CTG 3 |  | PB2SES_CT3 | WARD | GAS | WEST | 1988 | 74 | 74 | 74 | 74 | 74 | 74 | 74 | 74 | 74 | 74 | 74
249 | PERMIAN BASIN CTG 4 |  | PB2SES_CT4 | WARD | GAS | WEST | 1990 | 75 | 75 | 75 | 75 | 75 | 75 | 75 | 75 | 75 | 75 | 75
250 | PERMIAN BASIN CTG 5 |  | PB2SES_CT5 | WARD | GAS | WEST | 1990 | 75 | 75 | 75 | 75 | 75 | 75 | 75 | 75 | 75 | 75 | 75
251 | REDGATE A |  | REDGATE_AGR_A | HIDALGO | GAS | SOUTH | 2016 | 56.3 | 56.3 | 56.3 | 56.3 | 56.3 | 56.3 | 56.3 | 56.3 | 56.3 | 56.3 | 56.3
252 | REDGATE B |  | REDGATE_AGR_B | HIDALGO | GAS | SOUTH | 2016 | 56.3 | 56.3 | 56.3 | 56.3 | 56.3 | 56.3 | 56.3 | 56.3 | 56.3 | 56.3 | 56.3
253 | REDGATE C |  | REDGATE_AGR_C | HIDALGO | GAS | SOUTH | 2016 | 56.3 | 56.3 | 56.3 | 56.3 | 56.3 | 56.3 | 56.3 | 56.3 | 56.3 | 56.3 | 56.3
254 | REDGATE D |  | REDGATE_AGR_D | HIDALGO | GAS | SOUTH | 2016 | 56.3 | 56.3 | 56.3 | 56.3 | 56.3 | 56.3 | 56.3 | 56.3 | 56.3 | 56.3 | 56.3
255 | R W MILLER CTG 4 |  | MIL_MILLERG4 | PALO PINTO | GAS | NORTH | 1994 | 115 | 115 | 115 | 115 | 115 | 115 | 115 | 115 | 115 | 115 | 115
256 | R W MILLER CTG 5 |  | MIL_MILLERG5 | PALO PINTO | GAS | NORTH | 1994 | 115 | 115 | 115 | 115 | 115 | 115 | 115 | 115 | 115 | 115 | 115
257 | RAY OLINGER CTG 4 |  | OLINGR_OLING_4 | COLLIN | GAS | NORTH | 2001 | 84 | 84 | 84 | 84 | 84 | 84 | 84 | 84 | 84 | 84 | 84
258 | SAM RAYBURN CTG 1 |  | RAYBURN_RAYBURG1 | VICTORIA | GAS | SOUTH | 1963 | 13.5 | 13.5 | 13.5 | 13.5 | 13.5 | 13.5 | 13.5 | 13.5 | 13.5 | 13.5 | 13.5
259 | SAM RAYBURN CTG 2 |  | RAYBURN_RAYBURG2 | VICTORIA | GAS | SOUTH | 1963 | 13.5 | 13.5 | 13.5 | 13.5 | 13.5 | 13.5 | 13.5 | 13.5 | 13.5 | 13.5 | 13.5
260 | SAN JACINTO SES CTG 1 |  | SJS_SJS_G1 | HARRIS | GAS | HOUSTON | 1995 | 81 | 81 | 81 | 81 | 81 | 81 | 81 | 81 | 81 | 81 | 81
261 | SAN JACINTO SES CTG 2 |  | SJS_SJS_G2 | HARRIS | GAS | HOUSTON | 1995 | 81 | 81 | 81 | 81 | 81 | 81 | 81 | 81 | 81 | 81 | 81
262 | SANDHILL ENERGY CENTER CTG 1 |  | SANDHSYD_SH1 | TRAVIS | GAS | SOUTH | 2001 | 48 | 48 | 48 | 48 | 48 | 48 | 48 | 48 | 48 | 48 | 48
263 | SANDHILL ENERGY CENTER CTG 2 |  | SANDHSYD_SH2 | TRAVIS | GAS | SOUTH | 2001 | 48 | 48 | 48 | 48 | 48 | 48 | 48 | 48 | 48 | 48 | 48
264 | SANDHILL ENERGY CENTER CTG 3 |  | SANDHSYD_SH3 | TRAVIS | GAS | SOUTH | 2001 | 48 | 48 | 48 | 48 | 48 | 48 | 48 | 48 | 48 | 48 | 48
265 | SANDHILL ENERGY CENTER CTG 4 |  | SANDHSYD_SH4 | TRAVIS | GAS | SOUTH | 2001 | 48 | 48 | 48 | 48 | 48 | 48 | 48 | 48 | 48 | 48 | 48
266 | SANDHILL ENERGY CENTER CTG 6 |  | SANDHSYD_SH6 | TRAVIS | GAS | SOUTH | 2010 | 48 | 48 | 48 | 48 | 48 | 48 | 48 | 48 | 48 | 48 | 48
267 | SANDHILL ENERGY CENTER CTG 7 |  | SANDHSYD_SH7 | TRAVIS | GAS | SOUTH | 2010 | 48 | 48 | 48 | 48 | 48 | 48 | 48 | 48 | 48 | 48 | 48
268 | SILAS RAY CTG 10 |  | SILASRAY_SILAS_10 | CAMERON | GAS | COASTAL | 2004 | 46 | 46 | 46 | 46 | 46 | 46 | 46 | 46 | 46 | 46 | 46
269 | SKY GLOBAL POWER ONE A |  | SKY1_SKY1A | COLORADO | GAS | SOUTH | 2016 | 26.7 | 26.7 | 26.7 | 26.7 | 26.7 | 26.7 | 26.7 | 26.7 | 26.7 | 26.7 | 26.7
270 | SKY GLOBAL POWER ONE B |  | SKY1_SKY1B | COLORADO | GAS | SOUTH | 2016 | 26.7 | 26.7 | 26.7 | 26.7 | 26.7 | 26.7 | 26.7 | 26.7 | 26.7 | 26.7 | 26.7
271 | T H WHARTON CTG 51 |  | THW_THWGT51 | HARRIS | GAS | HOUSTON | 1975 | 57 | 57 | 57 | 57 | 57 | 57 | 57 | 57 | 57 | 57 | 57
272 | T H WHARTON CTG 52 |  | THW_THWGT52 | HARRIS | GAS | HOUSTON | 1975 | 57 | 57 | 57 | 57 | 57 | 57 | 57 | 57 | 57 | 57 | 57
273 | T H WHARTON CTG 53 |  | THW_THWGT53 | HARRIS | GAS | HOUSTON | 1975 | 57 | 57 | 57 | 57 | 57 | 57 | 57 | 57 | 57 | 57 | 57
274 | T H WHARTON CTG 54 |  | THW_THWGT54 | HARRIS | GAS | HOUSTON | 1975 | 57 | 57 | 57 | 57 | 57 | 57 | 57 | 57 | 57 | 57 | 57
275 | T H WHARTON CTG 55 |  | THW_THWGT55 | HARRIS | GAS | HOUSTON | 1975 | 57 | 57 | 57 | 57 | 57 | 57 | 57 | 57 | 57 | 57 | 57
276 | T H WHARTON CTG 56 |  | THW_THWGT56 | HARRIS | GAS | HOUSTON | 1975 | 57 | 57 | 57 | 57 | 57 | 57 | 57 | 57 | 57 | 57 | 57
277 | T H WHARTON CTG G1 |  | THW_THWGT_1 | HARRIS | GAS | HOUSTON | 1967 | 13 | 13 | 13 | 13 | 13 | 13 | 13 | 13 | 13 | 13 | 13
278 | TEXAS GULF SULPHUR |  | TGF_TGFGT_1 | WHARTON | GAS | SOUTH | 1985 | 89 | 89 | 89 | 89 | 89 | 89 | 89 | 89 | 89 | 89 | 89
279 | V H BRAUNIG CTG 5 |  | BRAUNIG_VHB6CT5 | BEXAR | GAS | SOUTH | 2009 | 48 | 48 | 48 | 48 | 48 | 48 | 48 | 48 | 48 | 48 | 48
280 | V H BRAUNIG CTG 6 |  | BRAUNIG_VHB6CT6 | BEXAR | GAS | SOUTH | 2009 | 48 | 48 | 48 | 48 | 48 | 48 | 48 | 48 | 48 | 48 | 48
281 | V H BRAUNIG CTG 7 |  | BRAUNIG_VHB6CT7 | BEXAR | GAS | SOUTH | 2009 | 48 | 48 | 48 | 48 | 48 | 48 | 48 | 48 | 48 | 48 | 48
282 | V H BRAUNIG CTG 8 |  | BRAUNIG_VHB6CT8 | BEXAR | GAS | SOUTH | 2009 | 47 | 47 | 47 | 47 | 47 | 47 | 47 | 47 | 47 | 47 | 47
283 | W A PARISH CTG 1 |  | WAP_WAPGT_1 | FT. BEND | GAS | HOUSTON | 1967 | 13 | 13 | 13 | 13 | 13 | 13 | 13 | 13 | 13 | 13 | 13
284 | W A PARISH - PETRA NOVA CTG |  | PNPI_GT2 | FORT BEND | GAS | HOUSTON | 2013 | 88 | 88 | 88 | 88 | 88 | 88 | 88 | 88 | 88 | 88 | 88
285 | WINCHESTER POWER PARK CTG 1 |  | WIPOPA_WPP_G1 | FAYETTE | GAS | SOUTH | 2009 | 46 | 46 | 46 | 46 | 46 | 46 | 46 | 46 | 46 | 46 | 46
286 | WINCHESTER POWER PARK CTG 2 |  | WIPOPA_WPP_G2 | FAYETTE | GAS | SOUTH | 2009 | 46 | 46 | 46 | 46 | 46 | 46 | 46 | 46 | 46 | 46 | 46
287 | WINCHESTER POWER PARK CTG 3 |  | WIPOPA_WPP_G3 | FAYETTE | GAS | SOUTH | 2009 | 46 | 46 | 46 | 46 | 46 | 46 | 46 | 46 | 46 | 46 | 46
288 | WINCHESTER POWER PARK CTG 4 |  | WIPOPA_WPP_G4 | FAYETTE | GAS | SOUTH | 2009 | 46 | 46 | 46 | 46 | 46 | 46 | 46 | 46 | 46 | 46 | 46
289 | B M DAVIS STG U1 |  | B_DAVIS_B_DAVIG1 | NUECES | GAS | COASTAL | 1974 | 330 | 330 | 330 | 330 | 330 | 330 | 330 | 330 | 330 | 330 | 330
290 | CEDAR BAYOU STG U1 |  | CBY_CBY_G1 | CHAMBERS | GAS | HOUSTON | 1970 | 745 | 745 | 745 | 745 | 745 | 745 | 745 | 745 | 745 | 745 | 745
291 | CEDAR BAYOU STG U2 |  | CBY_CBY_G2 | CHAMBERS | GAS | HOUSTON | 1972 | 749 | 749 | 749 | 749 | 749 | 749 | 749 | 749 | 749 | 749 | 749
292 | DANSBY STG U1 |  | DANSBY_DANSBYG1 | BRAZOS | GAS | NORTH | 1978 | 110 | 110 | 110 | 110 | 110 | 110 | 110 | 110 | 110 | 110 | 110
293 | DECKER CREEK STG U1 |  | DECKER_DPG1 | TRAVIS | GAS | SOUTH | 1971 | 320 | 320 | 320 | 320 | 320 | 320 | 320 | 320 | 320 | 320 | 320
294 | DECKER CREEK STG U2 |  | DECKER_DPG2 | TRAVIS | GAS | SOUTH | 1978 | 428 | 428 | 428 | 428 | 428 | 428 | 428 | 428 | 428 | 428 | 428
295 | GRAHAM STG U1 |  | GRSES_UNIT1 | YOUNG | GAS | WEST | 1960 | 234 | 234 | 234 | 234 | 234 | 234 | 234 | 234 | 234 | 234 | 234
296 | GRAHAM STG U2 |  | GRSES_UNIT2 | YOUNG | GAS | WEST | 1969 | 390 | 390 | 390 | 390 | 390 | 390 | 390 | 390 | 390 | 390 | 390
297 | HANDLEY STG U3 |  | HLSES_UNIT3 | TARRANT | GAS | NORTH | 1963 | 395 | 395 | 395 | 395 | 395 | 395 | 395 | 395 | 395 | 395 | 395
298 | HANDLEY STG U4 |  | HLSES_UNIT4 | TARRANT | GAS | NORTH | 1976 | 435 | 435 | 435 | 435 | 435 | 435 | 435 | 435 | 435 | 435 | 435
299 | HANDLEY STG U5 |  | HLSES_UNIT5 | TARRANT | GAS | NORTH | 1977 | 435 | 435 | 435 | 435 | 435 | 435 | 435 | 435 | 435 | 435 | 435
300 | LAKE HUBBARD STG U1 |  | LHSES_UNIT1 | DALLAS | GAS | NORTH | 1970 | 392 | 392 | 392 | 392 | 392 | 392 | 392 | 392 | 392 | 392 | 392
301 | LAKE HUBBARD STG U2 |  | LHSES_UNIT2A | DALLAS | GAS | NORTH | 1973 | 523 | 523 | 523 | 523 | 523 | 523 | 523 | 523 | 523 | 523 | 523
302 | MOUNTAIN CREEK STG U6 |  | MCSES_UNIT6 | DALLAS | GAS | NORTH | 1956 | 122 | 122 | 122 | 122 | 122 | 122 | 122 | 122 | 122 | 122 | 122
303 | MOUNTAIN CREEK STG U7 |  | MCSES_UNIT7 | DALLAS | GAS | NORTH | 1958 | 118 | 118 | 118 | 118 | 118 | 118 | 118 | 118 | 118 | 118 | 118
304 | MOUNTAIN CREEK STG U8 |  | MCSES_UNIT8 | DALLAS | GAS | NORTH | 1967 | 568 | 568 | 568 | 568 | 568 | 568 | 568 | 568 | 568 | 568 | 568
305 | O W SOMMERS STG U1 |  | CALAVERS_OWS1 | BEXAR | GAS | SOUTH | 1972 | 420 | 420 | 420 | 420 | 420 | 420 | 420 | 420 | 420 | 420 | 420
306 | O W SOMMERS STG U2 |  | CALAVERS_OWS2 | BEXAR | GAS | SOUTH | 1974 | 410 | 410 | 410 | 410 | 410 | 410 | 410 | 410 | 410 | 410 | 410
307 | PEARSALL STG U1 |  | PEARSALL_PEARS_1 | FRIO | GAS | SOUTH | 1961 | 20 | 20 | 20 | 20 | 20 | 20 | 20 | 20 | 20 | 20 | 20
308 | PEARSALL STG U2 |  | PEARSALL_PEARS_2 | FRIO | GAS | SOUTH | 1961 | 24 | 24 | 24 | 24 | 24 | 24 | 24 | 24 | 24 | 24 | 24
309 | PEARSALL STG U3 |  | PEARSALL_PEARS_3 | FRIO | GAS | SOUTH | 1961 | 22 | 22 | 22 | 22 | 22 | 22 | 22 | 22 | 22 | 22 | 22
310 | POWERLANE PLANT STG U1 |  | STEAM1A_STEAM_1 | HUNT | GAS | NORTH | 1966 | 20 | 20 | 20 | 20 | 20 | 20 | 20 | 20 | 20 | 20 | 20
311 | POWERLANE PLANT STG U2 |  | STEAM_STEAM_2 | HUNT | GAS | NORTH | 1967 | 24 | 24 | 24 | 24 | 24 | 24 | 24 | 24 | 24 | 24 | 24
312 | POWERLANE PLANT STG U3 |  | STEAM_STEAM_3 | HUNT | GAS | NORTH | 1978 | 41 | 41 | 41 | 41 | 41 | 41 | 41 | 41 | 41 | 41 | 41
313 | R W MILLER STG U1 |  | MIL_MILLERG1 | PALO PINTO | GAS | NORTH | 1968 | 75 | 75 | 75 | 75 | 75 | 75 | 75 | 75 | 75 | 75 | 75
314 | R W MILLER STG U2 |  | MIL_MILLERG2 | PALO PINTO | GAS | NORTH | 1972 | 120 | 120 | 120 | 120 | 120 | 120 | 120 | 120 | 120 | 120 | 120
315 | R W MILLER STG U3 |  | MIL_MILLERG3 | PALO PINTO | GAS | NORTH | 1975 | 208 | 208 | 208 | 208 | 208 | 208 | 208 | 208 | 208 | 208 | 208
316 | RAY OLINGER STG U1 |  | OLINGR_OLING_1 | COLLIN | GAS | NORTH | 1967 | 78 | 78 | 78 | 78 | 78 | 78 | 78 | 78 | 78 | 78 | 78
317 | RAY OLINGER STG U2 |  | OLINGR_OLING_2 | COLLIN | GAS | NORTH | 1971 | 107 | 107 | 107 | 107 | 107 | 107 | 107 | 107 | 107 | 107 | 107
318 | RAY OLINGER STG U3 |  | OLINGR_OLING_3 | COLLIN | GAS | NORTH | 1975 | 146 | 146 | 146 | 146 | 146 | 146 | 146 | 146 | 146 | 146 | 146
319 | SIM GIDEON STG U1 |  | GIDEON_GIDEONG1 | BASTROP | GAS | SOUTH | 1965 | 130 | 130 | 130 | 130 | 130 | 130 | 130 | 130 | 130 | 130 | 130
320 | SIM GIDEON STG U2 |  | GIDEON_GIDEONG2 | BASTROP | GAS | SOUTH | 1968 | 135 | 135 | 135 | 135 | 135 | 135 | 135 | 135 | 135 | 135 | 135
321 | SIM GIDEON STG U3 |  | GIDEON_GIDEONG3 | BASTROP | GAS | SOUTH | 1972 | 340 | 340 | 340 | 340 | 340 | 340 | 340 | 340 | 340 | 340 | 340
322 | SPENCER STG U4 |  | SPNCER_SPNCE_4 | DENTON | GAS | NORTH | 1966 | 57 | 57 | 57 | 57 | 57 | 57 | 57 | 57 | 57 | 57 | 57
323 | SPENCER STG U5 |  | SPNCER_SPNCE_5 | DENTON | GAS | NORTH | 1973 | 61 | 61 | 61 | 61 | 61 | 61 | 61 | 61 | 61 | 61 | 61
324 | STRYKER CREEK STG U1 |  | SCSES_UNIT1A | CHEROKEE | GAS | NORTH | 1958 | 167 | 167 | 167 | 167 | 167 | 167 | 167 | 167 | 167 | 167 | 167
325 | STRYKER CREEK STG U2 |  | SCSES_UNIT2 | CHEROKEE | GAS | NORTH | 1965 | 502 | 502 | 502 | 502 | 502 | 502 | 502 | 502 | 502 | 502 | 502
326 | TRINIDAD STG U6 |  | TRSES_UNIT6 | HENDERSON | GAS | NORTH | 1965 | 235 | 235 | 235 | 235 | 235 | 235 | 235 | 235 | 235 | 235 | 235
327 | V H BRAUNIG STG U1 |  | BRAUNIG_VHB1 | BEXAR | GAS | SOUTH | 1966 | 220 | 220 | 220 | 220 | 220 | 220 | 220 | 220 | 220 | 220 | 220
328 | V H BRAUNIG STG U2 |  | BRAUNIG_VHB2 | BEXAR | GAS | SOUTH | 1968 | 230 | 230 | 230 | 230 | 230 | 230 | 230 | 230 | 230 | 230 | 230
329 | V H BRAUNIG STG U3 |  | BRAUNIG_VHB3 | BEXAR | GAS | SOUTH | 1970 | 412 | 412 | 412 | 412 | 412 | 412 | 412 | 412 | 412 | 412 | 412
330 | W A PARISH STG U1 |  | WAP_WAP_G1 | FT. BEND | GAS | HOUSTON | 1958 | 169 | 169 | 169 | 169 | 169 | 169 | 169 | 169 | 169 | 169 | 169
331 | W A PARISH STG U2 |  | WAP_WAP_G2 | FT. BEND | GAS | HOUSTON | 1958 | 169 | 169 | 169 | 169 | 169 | 169 | 169 | 169 | 169 | 169 | 169
332 | W A PARISH STG U3 |  | WAP_WAP_G3 | FT. BEND | GAS | HOUSTON | 1961 | 258 | 258 | 258 | 258 | 258 | 258 | 258 | 258 | 258 | 258 | 258
333 | W A PARISH STG U4 |  | WAP_WAP_G4 | FT. BEND | GAS | HOUSTON | 1968 | 552 | 552 | 552 | 552 | 552 | 552 | 552 | 552 | 552 | 552 | 552
334 | NACOGDOCHES POWER |  | NACPW_UNIT1 | NACOGDOCHES | BIOMASS | NORTH | 2012 | 105 | 105 | 105 | 105 | 105 | 105 | 105 | 105 | 105 | 105 | 105
335 | BIOENERGY AUSTIN WALZEM RD LFG |  | DG_WALZE_4UNITS | BEXAR | BIOMASS | SOUTH | 2002 | 9.8 | 9.8 | 9.8 | 9.8 | 9.8 | 9.8 | 9.8 | 9.8 | 9.8 | 9.8 | 9.8
336 | BIOENERGY TEXAS COVEL GARDENS LFG |  | DG_MEDIN_1UNIT | BEXAR | BIOMASS | SOUTH | 2005 | 9.6 | 9.6 | 9.6 | 9.6 | 9.6 | 9.6 | 9.6 | 9.6 | 9.6 | 9.6 | 9.6
337 | FORT WORTH METHANE LFG |  | DG_RDLML_1UNIT | TARRANT | BIOMASS | NORTH | 2011 | 1.6 | 1.6 | 1.6 | 1.6 | 1.6 | 1.6 | 1.6 | 1.6 | 1.6 | 1.6 | 1.6
338 | GRAND PRAIRIE LFG |  | DG_TRIRA_1UNIT | DALLAS | BIOMASS | NORTH | 2015 | 4 | 4 | 4 | 4 | 4 | 4 | 4 | 4 | 4 | 4 | 4
339 | MCKINNEY LFG |  | DG_MKNSW_2UNITS | COLLIN | BIOMASS | NORTH | 2011 | 3.2 | 3.2 | 3.2 | 3.2 | 3.2 | 3.2 | 3.2 | 3.2 | 3.2 | 3.2 | 3.2
340 | NELSON GARDENS LFG |  | DG_78252_4UNITS | BEXAR | BIOMASS | SOUTH | 2013 | 4.2 | 4.2 | 4.2 | 4.2 | 4.2 | 4.2 | 4.2 | 4.2 | 4.2 | 4.2 | 4.2
341 | SKYLINE LFG |  | DG_FERIS_4 UNITS | DALLAS | BIOMASS | NORTH | 2007 | 6.4 | 6.4 | 6.4 | 6.4 | 6.4 | 6.4 | 6.4 | 6.4 | 6.4 | 6.4 | 6.4
342 | TRINITY OAKS LFG |  | DG_KLBRG_1UNIT | DALLAS | BIOMASS | NORTH | 2011 | 3.2 | 3.2 | 3.2 | 3.2 | 3.2 | 3.2 | 3.2 | 3.2 | 3.2 | 3.2 | 3.2
343 | VIRIDIS ENERGY-ALVIN LFG |  | DG_AV_DG1 | GALVESTON | BIOMASS | HOUSTON | 2002 | 6.7 | 6.7 | 6.7 | 6.7 | 6.7 | 6.7 | 6.7 | 6.7 | 6.7 | 6.7 | 6.7
344 | VIRIDIS ENERGY-HUMBLE LFG |  | DG_HB_DG1 | HARRIS | BIOMASS | HOUSTON | 2002 | 10 | 10 | 10 | 10 | 10 | 10 | 10 | 10 | 10 | 10 | 10
345 | VIRIDIS ENERGY-LIBERTY LFG |  | DG_LB_DG1 | HARRIS | BIOMASS | HOUSTON | 2002 | 3.9 | 3.9 | 3.9 | 3.9 | 3.9 | 3.9 | 3.9 | 3.9 | 3.9 | 3.9 | 3.9
346 | VIRIDIS ENERGY-TRINITY BAY LFG |  | DG_TRN_DG1 | CHAMBERS | BIOMASS | HOUSTON | 2002 | 3.9 | 3.9 | 3.9 | 3.9 | 3.9 | 3.9 | 3.9 | 3.9 | 3.9 | 3.9 | 3.9
347 | WM RENEWABLE-AUSTIN LFG |  | DG_SPRIN_4UNITS | TRAVIS | BIOMASS | SOUTH | 2007 | 6.4 | 6.4 | 6.4 | 6.4 | 6.4 | 6.4 | 6.4 | 6.4 | 6.4 | 6.4 | 6.4
348 | WM RENEWABLE-DFW GAS RECOVERY LFG |  | DG_BIO2_4UNITS | DENTON | BIOMASS | NORTH | 2009 | 6.4 | 6.4 | 6.4 | 6.4 | 6.4 | 6.4 | 6.4 | 6.4 | 6.4 | 6.4 | 6.4
349 | WM RENEWABLE-BIOENERGY PARTNERS LFG |  | DG_BIOE_2UNITS | DENTON | BIOMASS | NORTH | 1988 | 6.2 | 6.2 | 6.2 | 6.2 | 6.2 | 6.2 | 6.2 | 6.2 | 6.2 | 6.2 | 6.2
350 | WM RENEWABLE-MESQUITE CREEK LFG |  | DG_FREIH_2UNITS | COMAL | BIOMASS | SOUTH | 2011 | 3.2 | 3.2 | 3.2 | 3.2 | 3.2 | 3.2 | 3.2 | 3.2 | 3.2 | 3.2 | 3.2
351 | WM RENEWABLE-WESTSIDE LFG |  | DG_WSTHL_3UNITS | PARKER | BIOMASS | NORTH | 2010 | 4.8 | 4.8 | 4.8 | 4.8 | 4.8 | 4.8 | 4.8 | 4.8 | 4.8 | 4.8 | 4.8
352 | NOTREES BATTERY FACILITY |  | NWF_NBS | WINKLER | STORAGE | WEST | 2012 | 0 | 0 | 0 | 0 | 0 | 0 | 0 | 0 | 0 | 0 | 0
353 | Operational Capacity Total (Nuclear, Coal, Gas, Biomass) | [6 empty] | 69504.3 | 68664.3 | 68664.3 | 68664.3 | 68664.3 | 68664.3 | 68664.3 | 68664.3 | 68664.3 | 68664.3 | 69504.3
354
355 | Operational Resources (Hydro)
356 | AMISTAD HYDRO 1 |  | AMISTAD_AMISTAG1 | VAL VERDE | HYDRO | WEST | 1983 | 37.9 | 37.9 | 37.9 | 37.9 | 37.9 | 37.9 | 37.9 | 37.9 | 37.9 | 37.9 | 37.9
357 | AMISTAD HYDRO 2 |  | AMISTAD_AMISTAG2 | VAL VERDE | HYDRO | WEST | 1983 | 37.9 | 37.9 | 37.9 | 37.9 | 37.9 | 37.9 | 37.9 | 37.9 | 37.9 | 37.9 | 37.9
358 | AUSTIN HYDRO 1 |  | AUSTPL_AUSTING1 | TRAVIS | HYDRO | SOUTH | 1940 | 8 | 8 | 8 | 8 | 8 | 8 | 8 | 8 | 8 | 8 | 8
359 | AUSTIN HYDRO 2 |  | AUSTPL_AUSTING2 | TRAVIS | HYDRO | SOUTH | 1940 | 9 | 9 | 9 | 9 | 9 | 9 | 9 | 9 | 9 | 9 | 9
360 | BUCHANAN HYDRO 1 |  | BUCHAN_BUCHANG1 | LLANO | HYDRO | SOUTH | 1938 | 16 | 16 | 16 | 16 | 16 | 16 | 16 | 16 | 16 | 16 | 16
361 | BUCHANAN HYDRO 2 |  | BUCHAN_BUCHANG2 | LLANO | HYDRO | SOUTH | 1938 | 16 | 16 | 16 | 16 | 16 | 16 | 16 | 16 | 16 | 16 | 16
362 | BUCHANAN HYDRO 3 |  | BUCHAN_BUCHANG3 | LLANO | HYDRO | SOUTH | 1950 | 17 | 17 | 17 | 17 | 17 | 17 | 17 | 17 | 17 | 17 | 17
363 | DENISON DAM 1 |  | DNDAM_DENISOG1 | GRAYSON | HYDRO | NORTH | 1944 | 40 | 40 | 40 | 40 | 40 | 40 | 40 | 40 | 40 | 40 | 40
364 | DENISON DAM 2 |  | DNDAM_DENISOG2 | GRAYSON | HYDRO | NORTH | 1948 | 40 | 40 | 40 | 40 | 40 | 40 | 40 | 40 | 40 | 40 | 40
365 | FALCON HYDRO 1 |  | FALCON_FALCONG1 | STARR | HYDRO | SOUTH | 1954 | 12 | 12 | 12 | 12 | 12 | 12 | 12 | 12 | 12 | 12 | 12
366 | FALCON HYDRO 2 |  | FALCON_FALCONG2 | STARR | HYDRO | SOUTH | 1954 | 12 | 12 | 12 | 12 | 12 | 12 | 12 | 12 | 12 | 12 | 12
367 | FALCON HYDRO 3 |  | FALCON_FALCONG3 | STARR | HYDRO | SOUTH | 1954 | 12 | 12 | 12 | 12 | 12 | 12 | 12 | 12 | 12 | 12 | 12
368 | GRANITE SHOALS HYDRO 1 |  | WIRTZ_WIRTZ_G1 | BURNET | HYDRO | SOUTH | 1951 | 29 | 29 | 29 | 29 | 29 | 29 | 29 | 29 | 29 | 29 | 29
369 | GRANITE SHOALS HYDRO 2 |  | WIRTZ_WIRTZ_G2 | BURNET | HYDRO | SOUTH | 1951 | 29 | 29 | 29 | 29 | 29 | 29 | 29 | 29 | 29 | 29 | 29
370 | INKS HYDRO 1 |  | INKSDA_INKS_G1 | LLANO | HYDRO | SOUTH | 1938 | 14 | 14 | 14 | 14 | 14 | 14 | 14 | 14 | 14 | 14 | 14
371 | MARBLE FALLS HYDRO 1 |  | MARBFA_MARBFAG1 | BURNET | HYDRO | SOUTH | 1951 | 21 | 21 | 21 | 21 | 21 | 21 | 21 | 21 | 21 | 21 | 21
372 | MARBLE FALLS HYDRO 2 |  | MARBFA_MARBFAG2 | BURNET | HYDRO | SOUTH | 1951 | 20 | 20 | 20 | 20 | 20 | 20 | 20 | 20 | 20 | 20 | 20
373 | MARSHALL FORD HYDRO 1 |  | MARSFO_MARSFOG1 | TRAVIS | HYDRO | SOUTH | 1941 | 36 | 36 | 36 | 36 | 36 | 36 | 36 | 36 | 36 | 36 | 36
374 | MARSHALL FORD HYDRO 2 |  | MARSFO_MARSFOG2 | TRAVIS | HYDRO | SOUTH | 1941 | 36 | 36 | 36 | 36 | 36 | 36 | 36 | 36 | 36 | 36 | 36
375 | MARSHALL FORD HYDRO 3 |  | MARSFO_MARSFOG3 | TRAVIS | HYDRO | SOUTH | 1941 | 29 | 29 | 29 | 29 | 29 | 29 | 29 | 29 | 29 | 29 | 29
376 | WHITNEY DAM HYDRO |  | WND_WHITNEY1 | BOSQUE | HYDRO | NORTH | 1953 | 24 | 24 | 24 | 24 | 24 | 24 | 24 | 24 | 24 | 24 | 24
377 | WHITNEY DAM HYDRO 2 |  | WND_WHITNEY2 | BOSQUE | HYDRO | NORTH | 1953 | 24 | 24 | 24 | 24 | 24 | 24 | 24 | 24 | 24 | 24 | 24
378 | ARLINGTON OUTLET HYDROELECTRIC FACILITY |  | DG_OAKHL_1UNIT | TARRANT | HYDRO | NORTH | 2014 | 1.4 | 1.4 | 1.4 | 1.4 | 1.4 | 1.4 | 1.4 | 1.4 | 1.4 | 1.4 | 1.4
379 | EAGLE PASS HYDRO |  | DG_EAGLE_HY_EAGLE_HY1 | MAVERICK | HYDRO | SOUTH | 2005 | 9.6 | 9.6 | 9.6 | 9.6 | 9.6 | 9.6 | 9.6 | 9.6 | 9.6 | 9.6 | 9.6
380 | GUADALUPE BLANCO RIVER AUTH-CANYON |  | DG_CANYHY_CANYHYG1 | COMAL | HYDRO | SOUTH | 1989 | 6 | 6 | 6 | 6 | 6 | 6 | 6 | 6 | 6 | 6 | 6
381 | GUADALUPE BLANCO RIVER AUTH-LAKEWOOD TAP |  | DG_LKWDT_2UNITS | GONZALES | HYDRO | SOUTH | 1931 | 4.8 | 4.8 | 4.8 | 4.8 | 4.8 | 4.8 | 4.8 | 4.8 | 4.8 | 4.8 | 4.8
382 | GUADALUPE BLANCO RIVER AUTH-MCQUEENEY |  | DG_MCQUE_5UNITS | GUADALUPE | HYDRO | SOUTH | 1928 | 7.7 | 7.7 | 7.7 | 7.7 | 7.7 | 7.7 | 7.7 | 7.7 | 7.7 | 7.7 | 7.7
383 | GUADALUPE BLANCO RIVER AUTH-SCHUMANSVILLE |  | DG_SCHUM_2UNITS | GUADALUPE | HYDRO | SOUTH | 1928 | 3.6 | 3.6 | 3.6 | 3.6 | 3.6 | 3.6 | 3.6 | 3.6 | 3.6 | 3.6 | 3.6
384 | LEWISVILLE HYDRO-CITY OF GARLAND |  | DG_LWSVL_1UNIT | DENTON | HYDRO | NORTH | 1991 | 2.2 | 2.2 | 2.2 | 2.2 | 2.2 | 2.2 | 2.2 | 2.2 | 2.2 | 2.2 | 2.2
385 | Operational Capacity Total (Hydro) | [6 empty] | 555.1 | 555.1 | 555.1 | 555.1 | 555.1 | 555.1 | 555.1 | 555.1 | 555.1 | 555.1 | 555.1
386 | Hydro Capacity Contribution (Top 20 Hours) |  | HYDRO_CAP_CONT |  |  |  |  | 431.5 | 431.5 | 431.5 | 431.5 | 431.5 | 431.5 | 431.5 | 431.5 | 431.5 | 431.5 | 431.5
387
388 | Operational Capacity Unavailable due to Extended Outage or Derate |  | OPERATION_UNAVAIL |  |  |  |  | 0 | 0 | 0 | 0 | 0 | 0 | 0 | 0 | 0 | 0 | 0
389 | Operational Capacity Total (Including Hydro) |  | OPERATION_TOTAL |  |  |  |  | 69935.8 | 69095.8 | 69095.8 | 69095.8 | 69095.8 | 69095.8 | 69095.8 | 69095.8 | 69095.8 | 69095.8 | 69935.8
390
391 | Operational Resources (Switchable)
392 | ANTELOPE IC 1 |  | AEEC_ANTLP_1 | HALE | GAS | WEST | 2016 | 56 | 56 | 56 | 56 | 56 | 56 | 56 | 56 | 56 | 56 | 56
393 | ANTELOPE IC 2 |  | AEEC_ANTLP_2 | HALE | GAS | WEST | 2016 | 56 | 56 | 56 | 56 | 56 | 56 | 56 | 56 | 56 | 56 | 56
394 | ANTELOPE IC 3 |  | AEEC_ANTLP_3 | HALE | GAS | WEST | 2016 | 56 | 56 | 56 | 56 | 56 | 56 | 56 | 56 | 56 | 56 | 56
395 | ELK STATION CTG 1 |  | AEEC_ELK_1 | HALE | GAS | WEST | 2016 | 195 | 195 | 195 | 195 | 195 | 195 | 195 | 195 | 195 | 195 | 195
396 | ELK STATION CTG 2 |  | AEEC_ELK_2 | HALE | GAS | WEST | 2016 | 195 | 195 | 195 | 195 | 195 | 195 | 195 | 195 | 195 | 195 | 195
397 | ELK STATION CTG 3 |  | AEEC_ELK_3 | HALE | GAS | WEST | 2016 | 195 | 195 | 195 | 195 | 195 | 195 | 195 | 195 | 195 | 195 | 195
398 | TENASKA KIAMICHI STATION 1CT101 |  | KMCHI_1CT101 | FANNIN | GAS | NORTH | 2003 | 178 | 178 | 178 | 178 | 178 | 178 | 178 | 178 | 178 | 178 | 178
399 | TENASKA KIAMICHI STATION 1CT201 |  | KMCHI_1CT201 | FANNIN | GAS | NORTH | 2003 | 180 | 180 | 180 | 180 | 180 | 180 | 180 | 180 | 180 | 180 | 180
400 | TENASKA KIAMICHI STATION 1ST |  | KMCHI_1ST | FANNIN | GAS | NORTH | 2003 | 307 | 307 | 307 | 307 | 307 | 307 | 307 | 307 | 307 | 307 | 307
401 | TENASKA KIAMICHI STATION 2CT101 |  | KMCHI_2CT101 | FANNIN | GAS | NORTH | 2003 | 178 | 178 | 178 | 178 | 178 | 178 | 178 | 178 | 178 | 178 | 178
402 | TENASKA KIAMICHI STATION 2CT201 |  | KMCHI_2CT201 | FANNIN | GAS | NORTH | 2003 | 180 | 180 | 180 | 180 | 180 | 180 | 180 | 180 | 180 | 180 | 180
403 | TENASKA KIAMICHI STATION 2ST |  | KMCHI_2ST | FANNIN | GAS | NORTH | 2003 | 307 | 307 | 307 | 307 | 307 | 307 | 307 | 307 | 307 | 307 | 307
404 | TENASKA FRONTIER STATION CTG 1 |  | FTR_FTR_G1 | GRIMES | GAS | NORTH | 2000 | 180 | 180 | 180 | 180 | 180 | 180 | 180 | 180 | 180 | 180 | 180
405 | TENASKA FRONTIER STATION CTG 2 |  | FTR_FTR_G2 | GRIMES | GAS | NORTH | 2000 | 180 | 180 | 180 | 180 | 180 | 180 | 180 | 180 | 180 | 180 | 180
406 | TENASKA FRONTIER STATION CTG 3 |  | FTR_FTR_G3 | GRIMES | GAS | NORTH | 2000 | 180 | 180 | 180 | 180 | 180 | 180 | 180 | 180 | 180 | 180 | 180
407 | TENASKA FRONTIER STATION STG 4 |  | FTR_FTR_G4 | GRIMES | GAS | NORTH | 2000 | 400 | 400 | 400 | 400 | 400 | 400 | 400 | 400 | 400 | 400 | 400
408 | TENASKA GATEWAY STATION CTG 1 |  | TGCCS_CT1 | RUSK | GAS | NORTH | 2001 | 162 | 162 | 162 | 162 | 162 | 162 | 162 | 162 | 162 | 162 | 162
409 | TENASKA GATEWAY STATION CTG 2 |  | TGCCS_CT2 | RUSK | GAS | NORTH | 2001 | 179 | 179 | 179 | 179 | 179 | 179 | 179 | 179 | 179 | 179 | 179
410 | TENASKA GATEWAY STATION CTG 3 |  | TGCCS_CT3 | RUSK | GAS | NORTH | 2001 | 178 | 178 | 178 | 178 | 178 | 178 | 178 | 178 | 178 | 178 | 178
411 | TENASKA GATEWAY STATION STG 4 |  | TGCCS_UNIT4 | RUSK | GAS | NORTH | 2001 | 389 | 389 | 389 | 389 | 389 | 389 | 389 | 389 | 389 | 389 | 389
412 | Switchable Capacity Total | [6 empty] | 3931 | 3931 | 3931 | 3931 | 3931 | 3931 | 3931 | 3931 | 3931 | 3931 | 3931
413
414 | Switchable Capacity Unavailable to ERCOT |  | SWITCH_UNAVAIL |  | GAS |  |  | -843.8 | -843.8 | -843.8 | -843.8 | -543.8 | -543.8 | -543.8 | -543.8 | -543.8 | -543.8 | -543.8
415
416 | Available Mothball Capacity based on Owner's Return Probability |  | MOTH_AVAIL |  | COAL |  |  | 0 | 0 | 0 | 0 | 0 | 0 | 0 | 0 | 0 | 0 | 0
417
418 | Private-Use Network Capacity Contribution (Top 20 Hours) |  | PUN_CAP_CONT |  | GAS |  |  | 4116 | 4116 | 4116 | 4116 | 4116 | 4116 | 4116 | 4116 | 4116 | 4116 | 4116
419 | Private-Use Network Forecast Adjustment (per Protocol 10.3.2.4) |  | PUN_CAP_ADJUST |  | GAS |  |  | 236.31 | 232.31 | 161.31 | 132.31 | 192.31 | 192.31 | 182.31 | 182.31 | 182.31 | 182.31 | 182.31
420
421 | Operational Resources (Wind)
422 | ANACACHO WIND |  | ANACACHO_ANA | KINNEY | WIND | SOUTH | 2012 | 99.8 | 99.8 | 99.8 | 99.8 | 99.8 | 99.8 | 99.8 | 99.8 | 99.8 | 99.8 | 99.8
423 | BARTON CHAPEL WIND |  | BRTSW_BCW1 | JACK | WIND | NORTH | 2007 | 120 | 120 | 120 | 120 | 120 | 120 | 120 | 120 | 120 | 120 | 120
424 | BLUE SUMMIT WIND 5 |  | BLSUMMIT_BLSMT1_5 | WILBARGER | WIND | WEST | 2013 | 9 | 9 | 9 | 9 | 9 | 9 | 9 | 9 | 9 | 9 | 9
425 | BLUE SUMMIT WIND 6 |  | BLSUMMIT_BLSMT1_6 | WILBARGER | WIND | WEST | 2013 | 126.4 | 126.4 | 126.4 | 126.4 | 126.4 | 126.4 | 126.4 | 126.4 | 126.4 | 126.4 | 126.4
426 | BOBCAT BLUFF WIND |  | BCATWIND_WIND_1 | ARCHER | WIND | WEST | 2012 | 150 | 150 | 150 | 150 | 150 | 150 | 150 | 150 | 150 | 150 | 150
427 | BRISCOE WIND |  | BRISCOE_WIND | BRISCOE | WIND | PANHANDLE | 2015 | 149.8 | 149.8 | 149.8 | 149.8 | 149.8 | 149.8 | 149.8 | 149.8 | 149.8 | 149.8 | 149.8
428 | BUFFALO GAP WIND 1 |  | BUFF_GAP_UNIT1 | TAYLOR | WIND | WEST | 2006 | 120.6 | 120.6 | 120.6 | 120.6 | 120.6 | 120.6 | 120.6 | 120.6 | 120.6 | 120.6 | 120.6
429 | BUFFALO GAP WIND 2_1 |  | BUFF_GAP_UNIT2_1 | TAYLOR | WIND | WEST | 2007 | 115.5 | 115.5 | 115.5 | 115.5 | 115.5 | 115.5 | 115.5 | 115.5 | 115.5 | 115.5 | 115.5
430 | BUFFALO GAP WIND 2_2 |  | BUFF_GAP_UNIT2_2 | TAYLOR | WIND | WEST | 2007 | 117 | 117 | 117 | 117 | 117 | 117 | 117 | 117 | 117 | 117 | 117
431 | BUFFALO GAP WIND 3 |  | BUFF_GAP_UNIT3 | TAYLOR | WIND | WEST | 2008 | 170.2 | 170.2 | 170.2 | 170.2 | 170.2 | 170.2 | 170.2 | 170.2 | 170.2 | 170.2 | 170.2
432 | BULL CREEK WIND U1 |  | BULLCRK_WND1 | BORDEN | WIND | WEST | 2009 | 88 | 88 | 88 | 88 | 88 | 88 | 88 | 88 | 88 | 88 | 88
433 | BULL CREEK WIND U2 |  | BULLCRK_WND2 | BORDEN | WIND | WEST | 2009 | 90 | 90 | 90 | 90 | 90 | 90 | 90 | 90 | 90 | 90 | 90
434 | CALLAHAN WIND |  | CALLAHAN_WND1 | CALLAHAN | WIND | WEST | 2004 | 114 | 114 | 114 | 114 | 114 | 114 | 114 | 114 | 114 | 114 | 114
435 | CAMP SPRINGS WIND 1 |  | CSEC_CSECG1 | SCURRY | WIND | WEST | 2007 | 130.5 | 130.5 | 130.5 | 130.5 | 130.5 | 130.5 | 130.5 | 130.5 | 130.5 | 130.5 | 130.5
436 | CAMP SPRINGS WIND 2 |  | CSEC_CSECG2 | SCURRY | WIND | WEST | 2007 | 120 | 120 | 120 | 120 | 120 | 120 | 120 | 120 | 120 | 120 | 120
437 | CAPRICORN RIDGE WIND 1 |  | CAPRIDGE_CR1 | STERLING | WIND | WEST | 2007 | 214.5 | 214.5 | 214.5 | 214.5 | 214.5 | 214.5 | 214.5 | 214.5 | 214.5 | 214.5 | 214.5
438 | CAPRICORN RIDGE WIND 2 |  | CAPRIDGE_CR3 | STERLING | WIND | WEST | 2008 | 186 | 186 | 186 | 186 | 186 | 186 | 186 | 186 | 186 | 186 | 186
439 | CAPRICORN RIDGE WIND 3 |  | CAPRIDGE_CR2 | STERLING | WIND | WEST | 2007 | 149.5 | 149.5 | 149.5 | 149.5 | 149.5 | 149.5 | 149.5 | 149.5 | 149.5 | 149.5 | 149.5
440 | CAPRICORN RIDGE WIND 4 |  | CAPRIDG4_CR4 | COKE | WIND | WEST | 2008 | 112.5 | 112.5 | 112.5 | 112.5 | 112.5 | 112.5 | 112.5 | 112.5 | 112.5 | 112.5 | 112.5
441 | CEDRO HILL WIND 1 |  | CEDROHIL_CHW1 | WEBB | WIND | SOUTH | 2010 | 75 | 75 | 75 | 75 | 75 | 75 | 75 | 75 | 75 | 75 | 75
442 | CEDRO HILL WIND 2 |  | CEDROHIL_CHW2 | WEBB | WIND | SOUTH | 2010 | 75 | 75 | 75 | 75 | 75 | 75 | 75 | 75 | 75 | 75 | 75
443 | CHAMPION WIND |  | CHAMPION_UNIT1 | NOLAN | WIND | WEST | 2008 | 126.5 | 126.5 | 126.5 | 126.5 | 126.5 | 126.5 | 126.5 | 126.5 | 126.5 | 126.5 | 126.5
444 | COTTON PLAINS WIND |  | COTPLNS_COTTONPL | FLOYD | WIND | PANHANDLE | 2017 | 50 | 50 | 50 | 50 | 50 | 50 | 50 | 50 | 50 | 50 | 50
445 | DESERT SKY WIND 1 |  | INDNENR_INDNENR | PECOS | WIND | WEST | 2002 | 84 | 84 | 84 | 84 | 84 | 84 | 84 | 84 | 84 | 84 | 84
446 | DESERT SKY WIND 2 |  | INDNENR_INDNENR_2 | PECOS | WIND | WEST | 2002 | 76.5 | 76.5 | 76.5 | 76.5 | 76.5 | 76.5 | 76.5 | 76.5 | 76.5 | 76.5 | 76.5
447 | DOUG COLBECK'S CORNER (CONWAY) A |  | GRANDVW1_COLA | CARSON | WIND | PANHANDLE | 2016 | 100.2 | 100.2 | 100.2 | 100.2 | 100.2 | 100.2 | 100.2 | 100.2 | 100.2 | 100.2 | 100.2
448 | DOUG COLBECK'S CORNER (CONWAY) B |  | GRANDVW1_COLB | CARSON | WIND | PANHANDLE | 2016 | 100.2 | 100.2 | 100.2 | 100.2 | 100.2 | 100.2 | 100.2 | 100.2 | 100.2 | 100.2 | 100.2
449 | ELBOW CREEK WIND |  | ELB_ELBCREEK | HOWARD | WIND | WEST | 2008 | 118.7 | 118.7 | 118.7 | 118.7 | 118.7 | 118.7 | 118.7 | 118.7 | 118.7 | 118.7 | 118.7
450 | ELECTRA WIND 1 |  | ELECTRAW_UNIT1 | WILBARGER | WIND | WEST | 2017 | 98.9 | 98.9 | 98.9 | 98.9 | 98.9 | 98.9 | 98.9 | 98.9 | 98.9 | 98.9 | 98.9
451 | ELECTRA WIND 2 |  | ELECTRAW_UNIT2 | WILBARGER | WIND | WEST | 2017 | 131.1 | 131.1 | 131.1 | 131.1 | 131.1 | 131.1 | 131.1 | 131.1 | 131.1 | 131.1 | 131.1
452 | FOREST CREEK WIND |  | MCDLD_FCW1 | GLASSCOCK | WIND | WEST | 2007 | 124.2 | 124.2 | 124.2 | 124.2 | 124.2 | 124.2 | 124.2 | 124.2 | 124.2 | 124.2 | 124.2
453 | GOAT WIND |  | GOAT_GOATWIND | STERLING | WIND | WEST | 2008 | 80 | 80 | 80 | 80 | 80 | 80 | 80 | 80 | 80 | 80 | 80
454 | GOAT WIND 2 |  | GOAT_GOATWIN2 | STERLING | WIND | WEST | 2010 | 69.6 | 69.6 | 69.6 | 69.6 | 69.6 | 69.6 | 69.6 | 69.6 | 69.6 | 69.6 | 69.6
455 | GOLDTHWAITE WIND 1 |  | GWEC_GWEC_G1 | MILLS | WIND | NORTH | 2014 | 148.6 | 148.6 | 148.6 | 148.6 | 148.6 | 148.6 | 148.6 | 148.6 | 148.6 | 148.6 | 148.6
456 | GRANDVIEW WIND 1 (CONWAY) GV1A |  | GRANDVW1_GV1A | CARSON | WIND | PANHANDLE | 2014 | 107.4 | 107.4 | 107.4 | 107.4 | 107.4 | 107.4 | 107.4 | 107.4 | 107.4 | 107.4 | 107.4
457 | GRANDVIEW WIND 1 (CONWAY) GV1B |  | GRANDVW1_GV1B | CARSON | WIND | PANHANDLE | 2014 | 103.8 | 103.8 | 103.8 | 103.8 | 103.8 | 103.8 | 103.8 | 103.8 | 103.8 | 103.8 | 103.8
458 | GREEN MOUNTAIN WIND (BRAZOS) U1 |  | BRAZ_WND_WND1 | SCURRY | WIND | WEST | 2003 | 99 | 99 | 99 | 99 | 99 | 99 | 99 | 99 | 99 | 99 | 99
459 | GREEN MOUNTAIN WIND (BRAZOS) U2 |  | BRAZ_WND_WND2 | SCURRY | WIND | WEST | 2003 | 61 | 61 | 61 | 61 | 61 | 61 | 61 | 61 | 61 | 61 | 61
460 | GREEN PASTURES WIND I |  | GPASTURE_WIND_I | BAYLOR | WIND | WEST | 2015 | 150 | 150 | 150 | 150 | 150 | 150 | 150 | 150 | 150 | 150 | 150
461 | VERTIGO WIND (FORMERLY GREEN PASTURES WIND 2) |  | VERTIGO_WIND_I | BAYLOR | WIND | WEST | 2016 | 150 | 150 | 150 | 150 | 150 | 150 | 150 | 150 | 150 | 150 | 150
462 | GUNSIGHT MOUNTAIN WIND |  | GUNMTN_G1 | HOWARD | WIND | WEST | 2016 | 119.9 | 119.9 | 119.9 | 119.9 | 119.9 | 119.9 | 119.9 | 119.9 | 119.9 | 119.9 | 119.9
463 | HACKBERRY WIND |  | HWF_HWFG1 | SHACKELFORD | WIND | WEST | 2008 | 163.5 | 163.5 | 163.5 | 163.5 | 163.5 | 163.5 | 163.5 | 163.5 | 163.5 | 163.5 | 163.5
464 | HEREFORD WIND G |  | HRFDWIND_WIND_G | DEAF SMITH | WIND | PANHANDLE | 2015 | 99.9 | 99.9 | 99.9 | 99.9 | 99.9 | 99.9 | 99.9 | 99.9 | 99.9 | 99.9 | 99.9
465 | HEREFORD WIND V |  | HRFDWIND_WIND_V | DEAF SMITH | WIND | PANHANDLE | 2015 | 100 | 100 | 100 | 100 | 100 | 100 | 100 | 100 | 100 | 100 | 100
466 | HIDALGO & STARR WIND 11 |  | MIRASOLE_MIR11 | HIDALGO | WIND | SOUTH | 2016 | 50 | 50 | 50 | 50 | 50 | 50 | 50 | 50 | 50 | 50 | 50
467 | HIDALGO & STARR WIND 12 |  | MIRASOLE_MIR12 | HIDALGO | WIND | SOUTH | 2016 | 100 | 100 | 100 | 100 | 100 | 100 | 100 | 100 | 100 | 100 | 100
468 | HIDALGO & STARR WIND 21 |  | MIRASOLE_MIR21 | HIDALGO | WIND | SOUTH | 2016 | 100 | 100 | 100 | 100 | 100 | 100 | 100 | 100 | 100 | 100 | 100
469 | HORSE CREEK WIND 1 |  | HORSECRK_UNIT1 | HASKELL | WIND | WEST | 2017 | 131.1 | 131.1 | 131.1 | 131.1 | 131.1 | 131.1 | 131.1 | 131.1 | 131.1 | 131.1 | 131.1
470 | HORSE CREEK WIND 2 |  | HORSECRK_UNIT2 | HASKELL | WIND | WEST | 2017 | 98.9 | 98.9 | 98.9 | 98.9 | 98.9 | 98.9 | 98.9 | 98.9 | 98.9 | 98.9 | 98.9
471 | HORSE HOLLOW WIND 1 |  | H_HOLLOW_WND1 | TAYLOR | WIND | WEST | 2005 | 206.6 | 206.6 | 206.6 | 206.6 | 206.6 | 206.6 | 206.6 | 206.6 | 206.6 | 206.6 | 206.6
472 | HORSE HOLLOW WIND 2 |  | HHOLLOW2_WIND1 | TAYLOR | WIND | WEST | 2006 | 158 | 158 | 158 | 158 | 158 | 158 | 158 | 158 | 158 | 158 | 158
473 | HORSE HOLLOW WIND 3 |  | HHOLLOW3_WND_1 | TAYLOR | WIND | WEST | 2006 | 223.5 | 223.5 | 223.5 | 223.5 | 223.5 | 223.5 | 223.5 | 223.5 | 223.5 | 223.5 | 223.5
474 | HORSE HOLLOW WIND 4 |  | HHOLLOW4_WND1 | TAYLOR | WIND | WEST | 2006 | 115 | 115 | 115 | 115 | 115 | 115 | 115 | 115 | 115 | 115 | 115
475 | INADALE WIND |  | INDL_INADALE1 | NOLAN | WIND | WEST | 2008 | 196.6 | 196.6 | 196.6 | 196.6 | 196.6 | 196.6 | 196.6 | 196.6 | 196.6 | 196.6 | 196.6
476 | INDIAN MESA WIND |  | INDNNWP_INDNNWP | PECOS | WIND | WEST | 2001 | 82.5 | 82.5 | 82.5 | 82.5 | 82.5 | 82.5 | 82.5 | 82.5 | 82.5 | 82.5 | 82.5
477 | JAVELINA I WIND 18 |  | BORDAS_JAVEL18 | WEBB | WIND | SOUTH | 2015 | 19.7 | 19.7 | 19.7 | 19.7 | 19.7 | 19.7 | 19.7 | 19.7 | 19.7 | 19.7 | 19.7
478 | JAVELINA I WIND 20 |  | BORDAS_JAVEL20 | WEBB | WIND | SOUTH | 2015 | 230 | 230 | 230 | 230 | 230 | 230 | 230 | 230 | 230 | 230 | 230
479 | JAVELINA II WIND 1 |  | BORDAS2_JAVEL2_A | WEBB | WIND | SOUTH | 2017 | 96 | 96 | 96 | 96 | 96 | 96 | 96 | 96 | 96 | 96 | 96
480 | JAVELINA II WIND 2 |  | BORDAS2_JAVEL2_B | WEBB | WIND | SOUTH | 2017 | 74 | 74 | 74 | 74 | 74 | 74 | 74 | 74 | 74 | 74 | 74
481 | JAVELINA II WIND 3 |  | BORDAS2_JAVEL2_C | WEBB | WIND | SOUTH | 2017 | 30 | 30 | 30 | 30 | 30 | 30 | 30 | 30 | 30 | 30 | 30
482 | JUMBO ROAD WIND 1 |  | HRFDWIND_JRDWIND1 | DEAF SMITH | WIND | PANHANDLE | 2015 | 146.2 | 146.2 | 146.2 | 146.2 | 146.2 | 146.2 | 146.2 | 146.2 | 146.2 | 146.2 | 146.2
483 | JUMBO ROAD WIND 2 |  | HRFDWIND_JRDWIND2 | DEAF SMITH | WIND | PANHANDLE | 2015 | 153.6 | 153.6 | 153.6 | 153.6 | 153.6 | 153.6 | 153.6 | 153.6 | 153.6 | 153.6 | 153.6
484 | KEECHI WIND 138 KV JOPLIN |  | KEECHI_U1 | JACK | WIND | NORTH | 2015 | 110 | 110 | 110 | 110 | 110 | 110 | 110 | 110 | 110 | 110 | 110
485 | KING MOUNTAIN WIND (NE) |  | KING_NE_KINGNE | UPTON | WIND | WEST | 2001 | 79.3 | 79.3 | 79.3 | 79.3 | 79.3 | 79.3 | 79.3 | 79.3 | 79.3 | 79.3 | 79.3
486 | KING MOUNTAIN WIND (NW) |  | KING_NW_KINGNW | UPTON | WIND | WEST | 2001 | 79.3 | 79.3 | 79.3 | 79.3 | 79.3 | 79.3 | 79.3 | 79.3 | 79.3 | 79.3 | 79.3
487 | KING MOUNTAIN WIND (SE) |  | KING_SE_KINGSE | UPTON | WIND | WEST | 2001 | 40.3 | 40.3 | 40.3 | 40.3 | 40.3 | 40.3 | 40.3 | 40.3 | 40.3 | 40.3 | 40.3
488 | KING MOUNTAIN WIND (SW) |  | KING_SW_KINGSW | UPTON | WIND | WEST | 2001 | 79.3 | 79.3 | 79.3 | 79.3 | 79.3 | 79.3 | 79.3 | 79.3 | 79.3 | 79.3 | 79.3
489 | LANGFORD WIND POWER |  | LGD_LANGFORD | TOM GREEN | WIND | WEST | 2009 | 155 | 155 | 155 | 155 | 155 | 155 | 155 | 155 | 155 | 155 | 155
490 | LOGANS GAP WIND I U1 |  | LGW_UNIT1 | COMANCHE | WIND | NORTH | 2015 | 103.8 | 103.8 | 103.8 | 103.8 | 103.8 | 103.8 | 103.8 | 103.8 | 103.8 | 103.8 | 103.8
491 | LOGANS GAP WIND I U2 |  | LGW_UNIT2 | COMANCHE | WIND | NORTH | 2015 | 106.3 | 106.3 | 106.3 | 106.3 | 106.3 | 106.3 | 106.3 | 106.3 | 106.3 | 106.3 | 106.3
492 | LONE STAR WIND 1 (MESQUITE) |  | LNCRK_G83 | SHACKELFORD | WIND | WEST | 2006 | 200 | 200 | 200 | 200 | 200 | 200 | 200 | 200 | 200 | 200 | 200
493 | LONE STAR WIND 2 (POST OAK) U1 |  | LNCRK2_G871 | SHACKELFORD | WIND | WEST | 2007 | 100 | 100 | 100 | 100 | 100 | 100 | 100 | 100 | 100 | 100 | 100
494 | LONE STAR WIND 2 (POST OAK) U2 |  | LNCRK2_G872 | SHACKELFORD | WIND | WEST | 2007 | 100 | 100 | 100 | 100 | 100 | 100 | 100 | 100 | 100 | 100 | 100
495 | LONGHORN WIND NORTH U1 |  | LHORN_N_UNIT1 | FLOYD | WIND | PANHANDLE | 2015 | 100 | 100 | 100 | 100 | 100 | 100 | 100 | 100 | 100 | 100 | 100
496 | LONGHORN WIND NORTH U2 |  | LHORN_N_UNIT2 | FLOYD | WIND | PANHANDLE | 2015 | 100 | 100 | 100 | 100 | 100 | 100 | 100 | 100 | 100 | 100 | 100
497 | LORAINE WINDPARK I |  | LONEWOLF_G1 | MITCHELL | WIND | WEST | 2009 | 49.5 | 49.5 | 49.5 | 49.5 | 49.5 | 49.5 | 49.5 | 49.5 | 49.5 | 49.5 | 49.5
498 | LORAINE WINDPARK II |  | LONEWOLF_G2 | MITCHELL | WIND | WEST | 2009 | 51 | 51 | 51 | 51 | 51 | 51 | 51 | 51 | 51 | 51 | 51
499 | LORAINE WINDPARK III |  | LONEWOLF_G3 | MITCHELL | WIND | WEST | 2011 | 25.5 | 25.5 | 25.5 | 25.5 | 25.5 | 25.5 | 25.5 | 25.5 | 25.5 | 25.5 | 25.5
500 | LORAINE WINDPARK IV |  | LONEWOLF_G4 | MITCHELL | WIND | WEST | 2011 | 24 | 24 | 24 | 24 | 24 | 24 | 24 | 24 | 24 | 24 | 24
501 | LOS VIENTOS III WIND |  | LV3_UNIT_1 | STARR | WIND | SOUTH | 2015 | 200 | 200 | 200 | 200 | 200 | 200 | 200 | 200 | 200 | 200 | 200
502 | LOS VIENTOS IV WIND |  | LV4_UNIT_1 | STARR | WIND | SOUTH | 2016 | 200 | 200 | 200 | 200 | 200 | 200 | 200 | 200 | 200 | 200 | 200
503 | LOS VIENTOS V WIND |  | LV5_UNIT_1 | STARR | WIND | SOUTH | 2016 | 110 | 110 | 110 | 110 | 110 | 110 | 110 | 110 | 110 | 110 | 110
504 | MARIAH DEL NORTE 1 |  | MARIAH_NORTE1 | PARMER | WIND | WEST | 2017 | 115.2 | 115.2 | 115.2 | 115.2 | 115.2 | 115.2 | 115.2 | 115.2 | 115.2 | 115.2 | 115.2
505 | MARIAH DEL NORTE 2 |  | MARIAH_NORTE2 | PARMER | WIND | WEST | 2017 | 115.2 | 115.2 | 115.2 | 115.2 | 115.2 | 115.2 | 115.2 | 115.2 | 115.2 | 115.2 | 115.2
506 | MESQUITE CREEK WIND 1 |  | MESQCRK_WND1 | DAWSON | WIND | WEST | 2015 | 105.6 | 105.6 | 105.6 | 105.6 | 105.6 | 105.6 | 105.6 | 105.6 | 105.6 | 105.6 | 105.6
507 | MESQUITE CREEK WIND 2 |  | MESQCRK_WND2 | DAWSON | WIND | WEST | 2015 | 105.6 | 105.6 | 105.6 | 105.6 | 105.6 | 105.6 | 105.6 | 105.6 | 105.6 | 105.6 | 105.6
508 | MIAMI WIND G1 |  | MIAM1_G1 | GRAY | WIND | PANHANDLE | 2014 | 144.3 | 144.3 | 144.3 | 144.3 | 144.3 | 144.3 | 144.3 | 144.3 | 144.3 | 144.3 | 144.3
509 | MIAMI WIND G2 |  | MIAM1_G2 | GRAY | WIND | PANHANDLE | 2014 | 144.3 | 144.3 | 144.3 | 144.3 | 144.3 | 144.3 | 144.3 | 144.3 | 144.3 | 144.3 | 144.3
510 | MCADOO WIND |  | MWEC_G1 | DICKENS | WIND | PANHANDLE | 2008 | 150 | 150 | 150 | 150 | 150 | 150 | 150 | 150 | 150 | 150 | 150
511 | NOTREES WIND 1 |  | NWF_NWF1 | WINKLER | WIND | WEST | 2009 | 92.6 | 92.6 | 92.6 | 92.6 | 92.6 | 92.6 | 92.6 | 92.6 | 92.6 | 92.6 | 92.6
512 | NOTREES WIND 2 |  | NWF_NWF2 | WINKLER | WIND | WEST | 2009 | 60 | 60 | 60 | 60 | 60 | 60 | 60 | 60 | 60 | 60 | 60
513 | OCOTILLO WIND |  | OWF_OWF | HOWARD | WIND | WEST | 2008 | 58.8 | 58.8 | 58.8 | 58.8 | 58.8 | 58.8 | 58.8 | 58.8 | 58.8 | 58.8 | 58.8
514 | OLD SETTLER WIND |  | COTPLNS_OLDSETLR | FLOYD | WIND | PANHANDLE | 2017 | 150 | 150 | 150 | 150 | 150 | 150 | 150 | 150 | 150 | 150 | 150
515 | PANHANDLE WIND 1 U1 |  | PH1_UNIT1 | CARSON | WIND | PANHANDLE | 2014 | 109.2 | 109.2 | 109.2 | 109.2 | 109.2 | 109.2 | 109.2 | 109.2 | 109.2 | 109.2 | 109.2
516 | PANHANDLE WIND 1 U2 |  | PH1_UNIT2 | CARSON | WIND | PANHANDLE | 2014 | 109.2 | 109.2 | 109.2 | 109.2 | 109.2 | 109.2 | 109.2 | 109.2 | 109.2 | 109.2 | 109.2
517 | PANHANDLE WIND 2 U1 |  | PH2_UNIT1 | CARSON | WIND | PANHANDLE | 2014 | 94.2 | 94.2 | 94.2 | 94.2 | 94.2 | 94.2 | 94.2 | 94.2 | 94.2 | 94.2 | 94.2
518 | PANHANDLE WIND 2 U2 |  | PH2_UNIT2 | CARSON | WIND | PANHANDLE | 2014 | 96.6 | 96.6 | 96.6 | 96.6 | 96.6 | 96.6 | 96.6 | 96.6 | 96.6 | 96.6 | 96.6
519 | PANTHER CREEK WIND 1 |  | PC_NORTH_PANTHER1 | HOWARD | WIND | WEST | 2008 | 142.5 | 142.5 | 142.5 | 142.5 | 142.5 | 142.5 | 142.5 | 142.5 | 142.5 | 142.5 | 142.5
520 | PANTHER CREEK WIND 2 |  | PC_SOUTH_PANTHER2 | HOWARD | WIND | WEST | 2008 | 115.5 | 115.5 | 115.5 | 115.5 | 115.5 | 115.5 | 115.5 | 115.5 | 115.5 | 115.5 | 115.5
521 | PANTHER CREEK WIND 3 |  | PC_SOUTH_PANTHER3 | HOWARD | WIND | WEST | 2009 | 199.5 | 199.5 | 199.5 | 199.5 | 199.5 | 199.5 | 199.5 | 199.5 | 199.5 | 199.5 | 199.5
522 | PECOS WIND 1 (WOODWARD) |  | WOODWRD1_WOODWRD1 | PECOS | WIND | WEST | 2001 | 82.5 | 82.5 | 82.5 | 82.5 | 82.5 | 82.5 | 82.5 | 82.5 | 82.5 | 82.5 | 82.5
523 | PECOS WIND 2 (WOODWARD) |  | WOODWRD2_WOODWRD2 | PECOS | WIND | WEST | 2001 | 77.2 | 77.2 | 77.2 | 77.2 | 77.2 | 77.2 | 77.2 | 77.2 | 77.2 | 77.2 | 77.2
524 | PYRON WIND |  | PYR_PYRON1 | SCURRY | WIND | WEST | 2008 | 249 | 249 | 249 | 249 | 249 | 249 | 249 | 249 | 249 | 249 | 249
525 | RATTLESNAKE DEN WIND PHASE 1 G1 |  | RSNAKE_G1 | GLASSCOCK | WIND | WEST | 2015 | 104.3 | 104.3 | 104.3 | 104.3 | 104.3 | 104.3 | 104.3 | 104.3 | 104.3 | 104.3 | 104.3
526 | RATTLESNAKE DEN WIND PHASE 1 G2 |  | RSNAKE_G2 | GLASSCOCK | WIND | WEST | 2015 | 103 | 103 | 103 | 103 | 103 | 103 | 103 | 103 | 103 | 103 | 103
527 | RED CANYON WIND |  | RDCANYON_RDCNY1 | BORDEN | WIND | WEST | 2006 | 84 | 84 | 84 | 84 | 84 | 84 | 84 | 84 | 84 | 84 | 84
528 | ROSCOE WIND |  | TKWSW1_ROSCOE | NOLAN | WIND | WEST | 2008 | 209 | 209 | 209 | 209 | 209 | 209 | 209 | 209 | 209 | 209 | 209
529 | ROUTE 66 WIND |  | ROUTE_66_WIND1 | CARSON | WIND | PANHANDLE | 2015 | 150 | 150 | 150 | 150 | 150 | 150 | 150 | 150 | 150 | 150 | 150
530 | SAND BLUFF WIND |  | MCDLD_SBW1 | GLASSCOCK | WIND | WEST | 2008 | 90 | 90 | 90 | 90 | 90 | 90 | 90 | 90 | 90 | 90 | 90
531 | SENDERO WIND ENERGY |  | EXGNSND_WIND_1 | JIM HOGG | WIND | SOUTH | 2015 | 76 | 76 | 76 | 76 | 76 | 76 | 76 | 76 | 76 | 76 | 76
532 | SENATE WIND |  | SENATEWD_UNIT1 | JACK | WIND | NORTH | 2012 | 150 | 150 | 150 | 150 | 150 | 150 | 150 | 150 | 150 | 150 | 150
533 | SHANNON WIND |  | SHANNONW_UNIT_1 | CLAY | WIND | WEST | 2015 | 204.1 | 204.1 | 204.1 | 204.1 | 204.1 | 204.1 | 204.1 | 204.1 | 204.1 | 204.1 | 204.1
534 | SHERBINO 1 WIND |  | KEO_KEO_SM1 | PECOS | WIND | WEST | 2008 | 150 | 150 | 150 | 150 | 150 | 150 | 150 | 150 | 150 | 150 | 150
535 | SHERBINO 2 WIND |  | KEO_SHRBINO2 | PECOS | WIND | WEST | 2011 | 145 | 145 | 145 | 145 | 145 | 145 | 145 | 145 | 145 | 145 | 145
536 | SILVER STAR WIND |  | FLTCK_SSI | EASTLAND | WIND | NORTH | 2008 | 60 | 60 | 60 | 60 | 60 | 60 | 60 | 60 | 60 | 60 | 60
537 | SNYDER WIND |  | ENAS_ENA1 | SCURRY | WIND | WEST | 2007 | 63 | 63 | 63 | 63 | 63 | 63 | 63 | 63 | 63 | 63 | 63
538 | SOUTH PLAINS WIND I |  | SPLAIN1_WIND1 | FLOYD | WIND | PANHANDLE | 2015 | 102 | 102 | 102 | 102 | 102 | 102 | 102 | 102 | 102 | 102 | 102
539 | SOUTH PLAINS WIND 2 |  | SPLAIN1_WIND2 | FLOYD | WIND | PANHANDLE | 2015 | 98 | 98 | 98 | 98 | 98 | 98 | 98 | 98 | 98 | 98 | 98
540 | SOUTH PLAINS WIND II A |  | SPLAIN2_WIND21 | FLOYD | WIND | PANHANDLE | 2016 | 148.5 | 148.5 | 148.5 | 148.5 | 148.5 | 148.5 | 148.5 | 148.5 | 148.5 | 148.5 | 148.5
541 | SOUTH PLAINS WIND II B |  | SPLAIN2_WIND22 | FLOYD | WIND | PANHANDLE | 2016 | 151.8 | 151.8 | 151.8 | 151.8 | 151.8 | 151.8 | 151.8 | 151.8 | 151.8 | 151.8 | 151.8
542 | SOUTH TRENT WIND |  | STWF_T1 | NOLAN | WIND | WEST | 2008 | 98.2 | 98.2 | 98.2 | 98.2 | 98.2 | 98.2 | 98.2 | 98.2 | 98.2 | 98.2 | 98.2
543 | SPINNING SPUR WIND TWO |  | SSPURTWO_WIND_1 | OLDHAM | WIND | PANHANDLE | 2014 | 161 | 161 | 161 | 161 | 161 | 161 | 161 | 161 | 161 | 161 | 161
544 | SPINNING SPUR 3 [WIND 1] |  | SSPURTWO_SS3WIND1 | OLDHAM | WIND | PANHANDLE | 2015 | 96 | 96 | 96 | 96 | 96 | 96 | 96 | 96 | 96 | 96 | 96
545 | SPINNING SPUR 3 [WIND 2] |  | SSPURTWO_SS3WIND2 | OLDHAM | WIND | PANHANDLE | 2015 | 98 | 98 | 98 | 98 | 98 | 98 | 98 | 98 | 98 | 98 | 98
546 | STANTON WIND ENERGY |  | SWEC_G1 | MARTIN | WIND | WEST | 2008 | 120 | 120 | 120 | 120 | 120 | 120 | 120 | 120 | 120 | 120 | 120
547 | STEPHENS RANCH WIND 1 |  | SRWE1_UNIT1 | BORDEN | WIND | WEST | 2014 | 211.2 | 211.2 | 211.2 | 211.2 | 211.2 | 211.2 | 211.2 | 211.2 | 211.2 | 211.2 | 211.2
548 | STEPHENS RANCH WIND 2 |  | SRWE1_SRWE2 | BORDEN | WIND | WEST | 2015 | 164.7 | 164.7 | 164.7 | 164.7 | 164.7 | 164.7 | 164.7 | 164.7 | 164.7 | 164.7 | 164.7
549 | SWEETWATER WIND 1 |  | SWEETWND_WND1 | NOLAN | WIND | WEST | 2003 | 36.6 | 36.6 | 36.6 | 36.6 | 36.6 | 36.6 | 36.6 | 36.6 | 36.6 | 36.6 | 36.6
550 | SWEETWATER WIND 2A |  | SWEETWN2_WND24 | NOLAN | WIND | WEST | 2006 | 18.1 | 18.1 | 18.1 | 18.1 | 18.1 | 18.1 | 18.1 | 18.1 | 18.1 | 18.1 | 18.1
551 | SWEETWATER WIND 2B |  | SWEETWN2_WND2 | NOLAN | WIND | WEST | 2004 | 105 | 105 | 105 | 105 | 105 | 105 | 105 | 105 | 105 | 105 | 105
552 | SWEETWATER WIND 3A |  | SWEETWN3_WND3A | NOLAN | WIND | WEST | 2011 | 28.5 | 28.5 | 28.5 | 28.5 | 28.5 | 28.5 | 28.5 | 28.5 | 28.5 | 28.5 | 28.5
553 | SWEETWATER WIND 3B |  | SWEETWN3_WND3B | NOLAN | WIND | WEST | 2011 | 100.5 | 100.5 | 100.5 | 100.5 | 100.5 | 100.5 | 100.5 | 100.5 | 100.5 | 100.5 | 100.5
554 | SWEETWATER WIND 4-5 |  | SWEETWN4_WND5 | NOLAN | WIND | WEST | 2007 | 79.2 | 79.2 | 79.2 | 79.2 | 79.2 | 79.2 | 79.2 | 79.2 | 79.2 | 79.2 | 79.2
555 | SWEETWATER WIND 4-4B |  | SWEETWN4_WND4B | NOLAN | WIND | WEST | 2007 | 103.7 | 103.7 | 103.7 | 103.7 | 103.7 | 103.7 | 103.7 | 103.7 | 103.7 | 103.7 | 103.7
556 | SWEETWATER WIND 4-4A |  | SWEETWN4_WND4A | NOLAN | WIND | WEST | 2007 | 117.8 | 117.8 | 117.8 | 117.8 | 117.8 | 117.8 | 117.8 | 117.8 | 117.8 | 117.8 | 117.8
557 | TEXAS BIG SPRING WIND a |  | SGMTN_SIGNALMT | HOWARD | WIND | WEST | 1999 | 27.7 | 27.7 | 27.7 | 27.7 | 27.7 | 27.7 | 27.7 | 27.7 | 27.7 | 27.7 | 27.7
558 | TEXAS BIG SPRING WIND b |  | SGMTN_SIGNALM2 | HOWARD | WIND | WEST | 1999 | 6.6 | 6.6 | 6.6 | 6.6 | 6.6 | 6.6 | 6.6 | 6.6 | 6.6 | 6.6 | 6.6
559 | TRENT WIND |  | TRENT_TRENT | NOLAN | WIND | WEST | 2001 | 150 | 150 | 150 | 150 | 150 | 150 | 150 | 150 | 150 | 150 | 150
560 | TRINITY HILLS WIND 1 |  | TRINITY_TH1_BUS1 | YOUNG | WIND | WEST | 2012 | 117.5 | 117.5 | 117.5 | 117.5 | 117.5 | 117.5 | 117.5 | 117.5 | 117.5 | 117.5 | 117.5
561 | TRINITY HILLS WIND 2 |  | TRINITY_TH1_BUS2 | YOUNG | WIND | WEST | 2012 | 107.5 | 107.5 | 107.5 | 107.5 | 107.5 | 107.5 | 107.5 | 107.5 | 107.5 | 107.5 | 107.5
562 | TURKEY TRACK WIND |  | TTWEC_G1 | NOLAN | WIND | WEST | 2008 | 169.5 | 169.5 | 169.5 | 169.5 | 169.5 | 169.5 | 169.5 | 169.5 | 169.5 | 169.5 | 169.5
563 | TYLER BLUFF WIND |  | TYLRWIND_UNIT1 | COOKE | WIND | NORTH | 2017 | 125.6 | 125.6 | 125.6 | 125.6 | 125.6 | 125.6 | 125.6 | 125.6 | 125.6 | 125.6 | 125.6
564 | WAKE WIND 1 |  | WAKEWE_G1 | DICKENS | WIND | PANHANDLE | 2016 | 114.9 | 114.9 | 114.9 | 114.9 | 114.9 | 114.9 | 114.9 | 114.9 | 114.9 | 114.9 | 114.9
565 | WAKE WIND 2 |  | WAKEWE_G2 | DICKENS | WIND | PANHANDLE | 2016 | 142.3 | 142.3 | 142.3 | 142.3 | 142.3 | 142.3 | 142.3 | 142.3 | 142.3 | 142.3 | 142.3
566 | WEST TEXAS WIND |  | SW_MESA_SW_MESA | UPTON | WIND | WEST | 1999 | 80.3 | 80.3 | 80.3 | 80.3 | 80.3 | 80.3 | 80.3 | 80.3 | 80.3 | 80.3 | 80.3
567 | WHIRLWIND ENERGY |  | WEC_WECG1 | FLOYD | WIND | PANHANDLE | 2007 | 57 | 57 | 57 | 57 | 57 | 57 | 57 | 57 | 57 | 57 | 57
568 | WHITETAIL WIND |  | EXGNWTL_WIND_1 | WEBB | WIND | SOUTH | 2012 | 91 | 91 | 91 | 91 | 91 | 91 | 91 | 91 | 91 | 91 | 91
569 | WINDTHORST 2 WIND |  | WNDTHST2_UNIT1 | ARCHER | WIND | WEST | 2014 | 67.6 | 67.6 | 67.6 | 67.6 | 67.6 | 67.6 | 67.6 | 67.6 | 67.6 | 67.6 | 67.6
570 | WKN MOZART WIND |  | MOZART_WIND_1 | KENT | WIND | WEST | 2012 | 30 | 30 | 30 | 30 | 30 | 30 | 30 | 30 | 30 | 30 | 30
571 | WOLF RIDGE WIND |  | WHTTAIL_WR1 | COOKE | WIND | NORTH | 2008 | 112.5 | 112.5 | 112.5 | 112.5 | 112.5 | 112.5 | 112.5 | 112.5 | 112.5 | 112.5 | 112.5
572 | TSTC WEST TEXAS WIND |  | DG_ROSC2_1UNIT | NOLAN | WIND | WEST | 2008 | 2 | 2 | 2 | 2 | 2 | 2 | 2 | 2 | 2 | 2 | 2
573 | WOLF FLATS WIND (WIND MGT) |  | DG_TURL_UNIT1 | HALL | WIND | PANHANDLE | 2007 | 1 | 1 | 1 | 1 | 1 | 1 | 1 | 1 | 1 | 1 | 1
574 | Operational Wind Capacity Sub-total (Non-Coastal Counties) | [6 empty] | 16768.5 | 16768.5 | 16768.5 | 16768.5 | 16768.5 | 16768.5 | 16768.5 | 16768.5 | 16768.5 | 16768.5 | 16568.5
575 | Wind Peak Average Capacity Percentage (Non-Coastal) |  | WIND_PEAK_PCT_NC | % |  |  |  | 20 | 20 | 20 | 20 | 20 | 20 | 20 | 20 | 20 | 20 | 20
576
577 | BAFFIN WIND UNIT1 |  | BAFFIN_UNIT1 | KENEDY | WIND-C | COASTAL | 2016 | 100 | 100 | 100 | 100 | 100 | 100 | 100 | 100 | 100 | 100 | 100
578 | BAFFIN WIND UNIT2 |  | BAFFIN_UNIT2 | KENEDY | WIND-C | COASTAL | 2016 | 102 | 102 | 102 | 102 | 102 | 102 | 102 | 102 | 102 | 102 | 102
579 | CAMERON COUNTY WIND |  | CAMWIND_UNIT1 | CAMERON | WIND-C | COASTAL | 2016 | 165 | 165 | 165 | 165 | 165 | 165 | 165 | 165 | 165 | 165 | 165
580 | GULF WIND I |  | TGW_T1 | KENEDY | WIND-C | COASTAL | 2010 | 141.6 | 141.6 | 141.6 | 141.6 | 141.6 | 141.6 | 141.6 | 141.6 | 141.6 | 141.6 | 141.6
581 | GULF WIND II |  | TGW_T2 | KENEDY | WIND-C | COASTAL | 2010 | 141.6 | 141.6 | 141.6 | 141.6 | 141.6 | 141.6 | 141.6 | 141.6 | 141.6 | 141.6 | 141.6
582 | LOS VIENTOS WIND I |  | LV1_LV1A | WILLACY | WIND-C | COASTAL | 2013 | 200.1 | 200.1 | 200.1 | 200.1 | 200.1 | 200.1 | 200.1 | 200.1 | 200.1 | 200.1 | 200.1
583 | LOS VIENTOS WIND II |  | LV1_LV1B | WILLACY | WIND-C | COASTAL | 2013 | 201.6 | 201.6 | 201.6 | 201.6 | 201.6 | 201.6 | 201.6 | 201.6 | 201.6 | 201.6 | 201.6
584 | MAGIC VALLEY WIND (REDFISH) 1A |  | REDFISH_MV1A | WILLACY | WIND-C | COASTAL | 2012 | 99.8 | 99.8 | 99.8 | 99.8 | 99.8 | 99.8 | 99.8 | 99.8 | 99.8 | 99.8 | 99.8
585 | MAGIC VALLEY WIND (REDFISH) 1B |  | REDFISH_MV1B | WILLACY | WIND-C | COASTAL | 2012 | 103.5 | 103.5 | 103.5 | 103.5 | 103.5 | 103.5 | 103.5 | 103.5 | 103.5 | 103.5 | 103.5
586 | PAPALOTE CREEK WIND |  | PAP1_PAP1 | SAN PATRICIO | WIND-C | COASTAL | 2009 | 179.9 | 179.9 | 179.9 | 179.9 | 179.9 | 179.9 | 179.9 | 179.9 | 179.9 | 179.9 | 179.9
587 | PAPALOTE CREEK WIND II |  | COTTON_PAP2 | SAN PATRICIO | WIND-C | COASTAL | 2010 | 200.1 | 200.1 | 200.1 | 200.1 | 200.1 | 200.1 | 200.1 | 200.1 | 200.1 | 200.1 | 200.1
588 | PENASCAL WIND 1 |  | PENA_UNIT1 | KENEDY | WIND-C | COASTAL | 2009 | 160.8 | 160.8 | 160.8 | 160.8 | 160.8 | 160.8 | 160.8 | 160.8 | 160.8 | 160.8 | 160.8
589 | PENASCAL WIND 2 |  | PENA_UNIT2 | KENEDY | WIND-C | COASTAL | 2009 | 141.6 | 141.6 | 141.6 | 141.6 | 141.6 | 141.6 | 141.6 | 141.6 | 141.6 | 141.6 | 141.6
590 | PENASCAL WIND 3 |  | PENA3_UNIT3 | KENEDY | WIND-C | COASTAL | 2011 | 100.8 | 100.8 | 100.8 | 100.8 | 100.8 | 100.8 | 100.8 | 100.8 | 100.8 | 100.8 | 100.8
591 | SAN ROMAN WIND |  | SANROMAN_WIND_1 | CAMERON | WIND-C | COASTAL | 2017 | 95.2 | 95.2 | 95.2 | 95.2 | 95.2 | 95.2 | 95.2 | 95.2 | 95.2 | 95.2 | 95.2
592 | HARBOR WIND |  | DG_NUECE_6UNITS | NUECES | WIND-C | COASTAL | 2012 | 9 | 9 | 9 | 9 | 9 | 9 | 9 | 9 | 9 | 9 | 9
593 | Operational Wind Capacity Sub-total (Coastal Counties) | [6 empty] | 2142.6 | 2142.6 | 2142.6 | 2142.6 | 2142.6 | 2142.6 | 2142.6 | 2142.6 | 2142.6 | 2142.6 | 2142.6
594 | Wind Peak Average Capacity Percentage (Coastal) |  | WIND_PEAK_PCT_C | % |  |  |  | 42 | 42 | 42 | 42 | 42 | 42 | 42 | 42 | 42 | 42 | 42
595
596 | Operational Wind Capacity Total (All Counties) |  | WIND_OPERATIONAL |  |  |  |  | 18911.1 | 18911.1 | 18911.1 | 18911.1 | 18911.1 | 18911.1 | 18911.1 | 18911.1 | 18911.1 | 18911.1 | 18711.1
597
598 | Operational Resources (Solar)
599 | ACACIA SOLAR |  | ACACIA_UNIT_1 | PRESIDIO | SOLAR | WEST | 2012 | 10 | 10 | 10 | 10 | 10 | 10 | 10 | 10 | 10 | 10 | 10
600 | FS EAST PECOS SOLAR |  | BOOTLEG_UNIT1 | PECOS | SOLAR | WEST | 2017 | 121.1 | 121.1 | 121.1 | 121.1 | 121.1 | 121.1 | 121.1 | 121.1 | 121.1 | 121.1 | 121.1
601 | FS BARILLA SOLAR-PECOS |  | HOVEY_UNIT1 | PECOS | SOLAR | WEST | 2014 | 22 | 22 | 22 | 22 | 22 | 22 | 22 | 22 | 22 | 22 | 22
602 | OCI ALAMO 1 SOLAR |  | OCI_ALM1_UNIT1 | BEXAR | SOLAR | SOUTH | 2013 | 39.2 | 39.2 | 39.2 | 39.2 | 39.2 | 39.2 | 39.2 | 39.2 | 39.2 | 39.2 | 39.2
603 | OCI ALAMO 4 SOLAR-BRACKETVILLE |  | ECLIPSE_UNIT1 | KINNEY | SOLAR | SOUTH | 2014 | 37.6 | 37.6 | 37.6 | 37.6 | 37.6 | 37.6 | 37.6 | 37.6 | 37.6 | 37.6 | 37.6
604 | OCI ALAMO 5 (DOWNIE RANCH) |  | HELIOS_UNIT1 | UVALDE | SOLAR | SOUTH | 2015 | 95 | 95 | 95 | 95 | 95 | 95 | 95 | 95 | 95 | 95 | 95
605 | OCI ALAMO 6 (WEST TEXAS) |  | SIRIUS_UNIT1 | PECOS | SOLAR | WEST | 2017 | 108.3 | 108.3 | 108.3 | 108.3 | 108.3 | 108.3 | 108.3 | 108.3 | 108.3 | 108.3 | 108.3
606 | WEBBERVILLE SOLAR |  | WEBBER_S_WSP1 | TRAVIS | SOLAR | SOUTH | 2011 | 26.7 | 26.7 | 26.7 | 26.7 | 26.7 | 26.7 | 26.7 | 26.7 | 26.7 | 26.7 | 26.7
607 | BLUE WING 1 SOLAR |  | DG_BROOK_1UNIT | BEXAR | SOLAR | SOUTH | 2010 | 7.6 | 7.6 | 7.6 | 7.6 | 7.6 | 7.6 | 7.6 | 7.6 | 7.6 | 7.6 | 7.6
608 | BLUE WING 2 SOLAR |  | DG_ELEM_1UNIT | BEXAR | SOLAR | SOUTH | 2010 | 7.3 | 7.3 | 7.3 | 7.3 | 7.3 | 7.3 | 7.3 | 7.3 | 7.3 | 7.3 | 7.3
609 | OCI ALAMO 2 SOLAR-ST. HEDWIG |  | DG_STHWG_UNIT1 | BEXAR | SOLAR | SOUTH | 2014 | 4.4 | 4.4 | 4.4 | 4.4 | 4.4 | 4.4 | 4.4 | 4.4 | 4.4 | 4.4 | 4.4
610 | OCI ALAMO 3-WALZEM SOLAR |  | DG_WALZM_UNIT1 | BEXAR | SOLAR | SOUTH | 2014 | 5.5 | 5.5 | 5.5 | 5.5 | 5.5 | 5.5 | 5.5 | 5.5 | 5.5 | 5.5 | 5.5
611 | OCI ALAMO 7 (PAINT CREEK) |  | SOLARA_UNIT1 | HASKELL | SOLAR | WEST | 2016 | 104.5 | 104.5 | 104.5 | 104.5 | 104.5 | 104.5 | 104.5 | 104.5 | 104.5 | 104.5 | 104.5
612 | RE ROSEROCK SOLAR 1 |  | REROCK_UNIT1 | PECOS | SOLAR | WEST | 2016 | 78.8 | 78.8 | 78.8 | 78.8 | 78.8 | 78.8 | 78.8 | 78.8 | 78.8 | 78.8 | 78.8
613 | RE ROSEROCK SOLAR 2 |  | REROCK_UNIT2 | PECOS | SOLAR | WEST | 2016 | 78.8 | 78.8 | 78.8 | 78.8 | 78.8 | 78.8 | 78.8 | 78.8 | 78.8 | 78.8 | 78.8
614 | BECK 1 |  | DG_CECSOLAR_DG_BECK1 | BEXAR | SOLAR | SOUTH | 2016 | 1 | 1 | 1 | 1 | 1 | 1 | 1 | 1 | 1 | 1 | 1
615 | FIFTH GENERATION SOLAR 1 |  | DG_FGSOLAR1 | TRAVIS | SOLAR | SOUTH | 2016 | 1.6 | 1.6 | 1.6 | 1.6 | 1.6 | 1.6 | 1.6 | 1.6 | 1.6 | 1.6 | 1.6
616 | HM SEALY SOLAR 1 |  | DG_SEALY_1UNIT | AUSTIN | SOLAR | SOUTH | 2015 | 1.6 | 1.6 | 1.6 | 1.6 | 1.6 | 1.6 | 1.6 | 1.6 | 1.6 | 1.6 | 1.6
617 | RENEWABLE ENERGY ALTERNATIVES-CCS1 |  | DG_COSERVSS_CCS1 | DENTON | SOLAR | NORTH | 2015 | 2 | 2 | 2 | 2 | 2 | 2 | 2 | 2 | 2 | 2 | 2
618 | SUNEDISON CPS3 SOMERSET 1 SOLAR |  | DG_SOME1_1UNIT | BEXAR | SOLAR | SOUTH | 2012 | 5.6 | 5.6 | 5.6 | 5.6 | 5.6 | 5.6 | 5.6 | 5.6 | 5.6 | 5.6 | 5.6
619 | SUNEDISON SOMERSET 2 SOLAR |  | DG_SOME2_1UNIT | BEXAR | SOLAR | SOUTH | 2012 | 5 | 5 | 5 | 5 | 5 | 5 | 5 | 5 | 5 | 5 | 5
620 | SUNEDISON RABEL ROAD SOLAR |  | DG_VALL1_1UNIT | BEXAR | SOLAR | SOUTH | 2012 | 9.9 | 9.9 | 9.9 | 9.9 | 9.9 | 9.9 | 9.9 | 9.9 | 9.9 | 9.9 | 9.9
621 | SUNEDISON VALLEY ROAD SOLAR |  | DG_VALL2_1UNIT | BEXAR | SOLAR | SOUTH | 2012 | 9.9 | 9.9 | 9.9 | 9.9 | 9.9 | 9.9 | 9.9 | 9.9 | 9.9 | 9.9 | 9.9
622 | Operational Capacity Total (Solar) | [6 empty] | 783.4 | 783.4 | 783.4 | 783.4 | 783.4 | 783.4 | 783.4 | 783.4 | 783.4 | 783.4 | 783.4
623 | Solar Peak Average Capacity Percentage |  | SOLAR_PEAK_PCT | % |  |  |  | 9.8 | 9.8 | 9.8 | 9.8 | 9.8 | 9.8 | 9.8 | 9.8 | 9.8 | 9.8 | 9.8
624
625 | Reliability Must-Run (RMR) Capacity |  | RMR_CAP_CONT |  | GAS |  |  | 0 | 0 | 0 | 0 | 0 | 0 | 0 | 0 | 0 | 0 | 0
626
627 | Non-Synchronous Tie Resources
628 | EAST TIE |  | DC_E | FANNIN |  | NORTH |  | 600 | 600 | 600 | 600 | 600 | 600 | 600 | 600 | 600 | 600 | 600
629 | NORTH TIE |  | DC_N | WILBARGER |  | WEST |  | 220 | 220 | 220 | 220 | 220 | 220 | 220 | 220 | 220 | 220 | 220
630 | EAGLE PASS TIE |  | DC_S | MAVERICK |  | SOUTH |  | 30 | 30 | 30 | 30 | 30 | 30 | 30 | 30 | 30 | 30 | 30
631 | LAREDO VFT TIE |  | DC_L | WEBB |  | SOUTH |  | 100 | 100 | 100 | 100 | 100 | 100 | 100 | 100 | 100 | 100 | 100
632 | SHARYLAND RAILROAD TIE |  | DC_R | HIDALGO |  | SOUTH |  | 150 | 150 | 150 | 150 | 150 | 150 | 150 | 150 | 150 | 150 | 150
633 | SHARYLAND RAILROAD TIE 2 |  | DC_R2 | HIDALGO |  | SOUTH |  | 150 | 150 | 150 | 150 | 150 | 150 | 150 | 150 | 150 | 150 | 150
634 | Non-Synchronous Ties Total | [6 empty] | 1250 | 1250 | 1250 | 1250 | 1250 | 1250 | 1250 | 1250 | 1250 | 1250 | 1250
635 | Non-Synchronous Ties Capacity Contribution (Top 20 Hours) |  | DCTIE_CAP_CONT |  | OTHER |  |  | 165.8 | 165.8 | 165.8 | 165.8 | 165.8 | 165.8 | 165.8 | 165.8 | 165.8 | 165.8 | 165.8
636
637 | Planned Thermal Resources with Executed SGIA, Air Permit, GHG Permit and Water Rights
638 | BLUE SUMMIT BATTERY | 16INR0122 |  | WILBARGER | STORAGE | WEST | 2017 | 0 | 0 | 0 | 0 | 0 | 0 | 0 | 0 | 0 | 0 | 0
639 | COLORADO BEND II | 17INR0007 |  | WHARTON | GAS | SOUTH | 2017 | 1148 | 1148 | 1148 | 1148 | 1148 | 1148 | 1148 | 1148 | 1148 | 1148 | 1148
640 | TEXAS CLEAN ENERGY PROJECT | 13INR0023 |  | ECTOR | COAL | WEST | 2019 | 0 | 0 | 0 | 240 | 240 | 240 | 240 | 240 | 240 | 240 | 240
641 | FGE TEXAS I PROJECT | 16INR0010 |  | MITCHELL | GAS | WEST | 2019 | 0 | 0 | 745 | 745 | 745 | 745 | 745 | 745 | 745 | 745 | 745
642 | PHR PEAKERS [BAC_CTG1-6] | 14INR0038 |  | GALVESTON | GAS | HOUSTON | 2017 | 390 | 390 | 390 | 390 | 390 | 390 | 390 | 390 | 390 | 390 | 390
643 | INDECK WHARTON ENERGY CENTER | 15INR0023 |  | WHARTON | GAS | SOUTH | 2019 | 0 | 0 | 654 | 654 | 654 | 654 | 654 | 654 | 654 | 654 | 654
644 | PINECREST ENERGY CENTER PROJECT | 16INR0006 |  | ANGELINA | GAS | NORTH | 2020 | 0 | 0 | 0 | 785 | 785 | 785 | 785 | 785 | 785 | 785 | 785
645 | WOLF HOLLOW 2 | 17INR0009 |  | HOOD | GAS | NORTH | 2017 | 1118 | 1118 | 1118 | 1118 | 1118 | 1118 | 1118 | 1118 | 1118 | 1118 | 1118
646 | FRIENDSWOOD G | 13INR0049 |  | HARRIS | GAS | HOUSTON | 2017 | 119 | 119 | 119 | 119 | 119 | 119 | 119 | 119 | 119 | 119 | 119
647 | BETHEL CAES PROJECT | 15INR0013 |  | ANDERSON | GAS | NORTH | 2020 | 0 | 0 | 0 | 324 | 324 | 324 | 324 | 324 | 324 | 324 | 324
648 | HALYARD HENDERSON | 16INR0045 |  | HENDERSON | GAS | NORTH | 2018 | 0 | 450 | 450 | 450 | 450 | 450 | 450 | 450 | 450 | 450 | 450
649 | HALYARD WHARTON ENERGY CENTER | 16INR0044 |  | WHARTON | GAS | SOUTH | 2018 | 0 | 419 | 419 | 419 | 419 | 419 | 419 | 419 | 419 | 419 | 419
650 | CASTLEMAN CHAMON | 17INR0042 |  | HARRIS | GAS | HOUSTON | 2017 | 100 | 100 | 100 | 100 | 100 | 100 | 100 | 100 | 100 | 100 | 100
651 | Planned Capacity Total (Coal, Gas & Storage) | [6 empty] | 2875 | 3744 | 5143 | 6492 | 6492 | 6492 | 6492 | 6492 | 6492 | 6492 | 6492
652
653 | Planned Wind Resources with Executed SGIA
654 | MIDWAY FARMS WIND | 11INR0054 |  | SAN PATRICIO | WIND-C | COASTAL | 2017 | 161 | 161 | 161 | 161 | 161 | 161 | 161 | 161 | 161 | 161 | 161
655 | LONGHORN WIND SOUTH | 14INR0023b |  | BRISCOE | WIND | PANHANDLE | 2017 | 0 | 160 | 160 | 160 | 160 | 160 | 160 | 160 | 160 | 160 | 160
656 | MARIAH WIND A | 13INR0010a |  | PARMER | WIND | PANHANDLE | 2018 | 0 | 139.2 | 139.2 | 139.2 | 139.2 | 139.2 | 139.2 | 139.2 | 139.2 | 139.2 | 139.2
657 | MARIAH DEL SUR | 13INR0010c |  | PARMER | WIND | PANHANDLE | 2018 | 0 | 230.4 | 230.4 | 230.4 | 230.4 | 230.4 | 230.4 | 230.4 | 230.4 | 230.4 | 230.4
658 | RATTLESNAKE DEN WIND 2 | 13INR0020b |  | GLASSCOCK | WIND | WEST | 2020 | 0 | 0 | 0 | 158 | 158 | 158 | 158 | 158 | 158 | 158 | 158
659 | PATRIOT WIND (PETRONILLA) | 11INR0062 |  | NUECES | WIND-C | COASTAL | 2018 | 0 | 180 | 180 | 180 | 180 | 180 | 180 | 180 | 180 | 180 | 180
660 | COMANCHE RUN WIND | 12INR0029 |  | SWISHER | WIND | PANHANDLE | 2018 | 0 | 0 | 500 | 500 | 500 | 500 | 500 | 500 | 500 | 500 | 500
661 | PAMPA WIND | 12INR0018 |  | GRAY | WIND | PANHANDLE | 2018 | 0 | 500 | 500 | 500 | 500 | 500 | 500 | 500 | 500 | 500 | 500
662 | GRANDVIEW WIND 3 (CONWAY) | 13INR0005c |  | CARSON | WIND | PANHANDLE | 2017 | 0 | 187.5 | 187.5 | 187.5 | 187.5 | 187.5 | 187.5 | 187.5 | 187.5 | 187.5 | 187.5
663 | SCANDIA WIND DEF | 13INR0010def |  | PARMER | WIND | PANHANDLE | 2018 | 0 | 600.3 | 600.3 | 600.3 | 600.3 | 600.3 | 600.3 | 600.3 | 600.3 | 600.3 | 600.3
664 | PULLMAN ROAD WIND | 15INR0079 |  | RANDALL | WIND | PANHANDLE | 2018 | 0 | 300 | 300 | 300 | 300 | 300 | 300 | 300 | 300 | 300 | 300
665 | PANHANDLE WIND 3 | 14INR0030c |  | CARSON | WIND | PANHANDLE | 2017 | 0 | 248 | 248 | 248 | 248 | 248 | 248 | 248 | 248 | 248 | 248
666 | SALT FORK WIND | 14INR0062 |  | GRAY | WIND | PANHANDLE | 2017 | 174 | 174 | 174 | 174 | 174 | 174 | 174 | 174 | 174 | 174 | 174
667 | PALO DURO WIND | 15INR0050 |  | DEAF SMITH | WIND | PANHANDLE | 2018 | 0 | 203 | 203 | 203 | 203 | 203 | 203 | 203 | 203 | 203 | 203
668 | CAPROCK WIND | 10INR0009 |  | CASTRO | WIND | PANHANDLE | 2018 | 0 | 0 | 300 | 300 | 300 | 300 | 300 | 300 | 300 | 300 | 300
669 | TORRECILLAS WIND A | 14INR0045a |  | WEBB | WIND | SOUTH | 2017 | 0 | 200 | 200 | 200 | 200 | 200 | 200 | 200 | 200 | 200 | 200
670 | TORRECILLAS WIND B | 14INR0045b |  | WEBB | WIND | SOUTH | 2017 | 0 | 200 | 200 | 200 | 200 | 200 | 200 | 200 | 200 | 200 | 200
671 | CHANGING WINDS | 13INR0045 |  | CASTRO | WIND | PANHANDLE | 2018 | 0 | 0 | 288 | 288 | 288 | 288 | 288 | 288 | 288 | 288 | 288
672 | LOCKETT WIND FARM | 16INR0062b |  | WILBARGER | WIND | WEST | 2017 | 184 | 184 | 184 | 184 | 184 | 184 | 184 | 184 | 184 | 184 | 184
673 | WILLOW SPRINGS WIND | 14INR0060b |  | HASKELL | WIND | WEST | 2017 | 230 | 230 | 230 | 230 | 230 | 230 | 230 | 230 | 230 | 230 | 230
674 | FALVEZ ASTRA W | 15INR0074 |  | DEAF SMITH | WIND | PANHANDLE | 2017 | 163.2 | 163.2 | 163.2 | 163.2 | 163.2 | 163.2 | 163.2 | 163.2 | 163.2 | 163.2 | 163.2
675 | CHAPMAN RANCH WIND I | 16INR0055 |  | NUECES | WIND-C | COASTAL | 2017 | 250 | 250 | 250 | 250 | 250 | 250 | 250 | 250 | 250 | 250 | 250
676 | PUMPKIN FARM WIND | 16INR0037c |  | FLOYD | WIND | PANHANDLE | 2019 | 0 | 0 | 280.9 | 280.9 | 280.9 | 280.9 | 280.9 | 280.9 | 280.9 | 280.9 | 280.9
677 | ROCK SPRINGS VAL VERDE WIND | 11INR0082a |  | VAL VERDE | WIND | WEST | 2017 | 149.3 | 149.3 | 149.3 | 149.3 | 149.3 | 149.3 | 149.3 | 149.3 | 149.3 | 149.3 | 149.3
678 | MAGIC VALLEY WIND II (REDFISH 2A and 2B) | 14INR0041a |  | WILLACY | WIND-C | COASTAL | 2017 | 228 | 228 | 228 | 228 | 228 | 228 | 228 | 228 | 228 | 228 | 228
679 | SANTA RITA WIND | 16INR0091 |  | REAGAN | WIND | WEST | 2017 | 0 | 300 | 300 | 300 | 300 | 300 | 300 | 300 | 300 | 300 | 300
680 | SWISHER WIND | 13INR0038 |  | SWISHER | WIND | PANHANDLE | 2017 | 0 | 300 | 300 | 300 | 300 | 300 | 300 | 300 | 300 | 300 | 300
681 | BUCKTHORN WIND 1 | 14INR0057 |  | ERATH | WIND | NORTH | 2017 | 100.7 | 100.7 | 100.7 | 100.7 | 100.7 | 100.7 | 100.7 | 100.7 | 100.7 | 100.7 | 100.7
682 | FLUVANNA RENEWABLE 1 | 13INR0056 |  | SCURRY | WIND | WEST | 2017 | 155.4 | 155.4 | 155.4 | 155.4 | 155.4 | 155.4 | 155.4 | 155.4 | 155.4 | 155.4 | 155.4
683 | RTS WIND | 16INR0087 |  | MCCULLOCH | WIND | SOUTH | 2018 | 0 | 160 | 160 | 160 | 160 | 160 | 160 | 160 | 160 | 160 | 160
684 | SILVER CANYON WIND A | 12INR0002a |  | BRISCOE | WIND | PANHANDLE | 2017 | 200 | 200 | 200 | 200 | 200 | 200 | 200 | 200 | 200 | 200 | 200
685 | LOGAN'S GAP WIND II | 15INR0082 |  | COMANCHE | WIND | NORTH | 2017 | 200 | 200 | 200 | 200 | 200 | 200 | 200 | 200 | 200 | 200 | 200
686 | CANADIAN BREAKS WIND | 13INR0026 |  | OLDHAM | WIND | PANHANDLE | 2018 | 0 | 201 | 201 | 201 | 201 | 201 | 201 | 201 | 201 | 201 | 201
687 | SALT FORK WIND EXPANSION | 16INR0121 |  | CARSON | WIND | PANHANDLE | 2017 | 54 | 54 | 54 | 54 | 54 | 54 | 54 | 54 | 54 | 54 | 54
688 | CHOCOLATE BAYOU | 16INR0074 |  | BRAZORIA | WIND-C | COASTAL | 2018 | 0 | 150 | 150 | 150 | 150 | 150 | 150 | 150 | 150 | 150 | 150
689 | GOODNIGHT WIND | 14INR0033 |  | ARMSTRONG | WIND | PANHANDLE | 2018 | 0 | 500 | 500 | 500 | 500 | 500 | 500 | 500 | 500 | 500 | 500
690 | DERMOTT WIND 1 | 17INR0027 |  | SCURRY | WIND | WEST | 2017 | 253 | 253 | 253 | 253 | 253 | 253 | 253 | 253 | 253 | 253 | 253
691 | COYOTE WIND | 17INR0027b |  | SCURRY | WIND | WEST | 2018 | 0 | 250 | 250 | 250 | 250 | 250 | 250 | 250 | 250 | 250 | 250
692 | BEARKAT WIND A | 15INR0064 |  | GLASSCOCK | WIND | WEST | 2017 | 197 | 197 | 197 | 197 | 197 | 197 | 197 | 197 | 197 | 197 | 197
693 | BEARKAT WIND B | 15INR0064b |  | GLASSCOCK | WIND | WEST | 2018 | 0 | 163 | 163 | 163 | 163 | 163 | 163 | 163 | 163 | 163 | 163
694 | INFINITY LIVE OAK WIND | 12INR0060 |  | SCHLEICHER | WIND | WEST | 2017 | 201 | 201 | 201 | 201 | 201 | 201 | 201 | 201 | 201 | 201 | 201
695 | CACTUS FLATS WIND | 16INR0086 |  | CONCHO | WIND | WEST | 2018 | 0 | 150 | 150 | 150 | 150 | 150 | 150 | 150 | 150 | 150 | 150
696 | Planned Capacity Total (Wind) | [6 empty] | 2900.6 | 8223 | 9591.9 | 9749.9 | 9749.9 | 9749.9 | 9749.9 | 9749.9 | 9749.9 | 9749.9 | 9949.9
697
698 | Planned Wind Capacity Sub-total (Non-Coastal Counties) |  | WIND_PLANNED_NC |  |  |  |  | 2261.6 | 7254 | 8622.9 | 8780.9 | 8780.9 | 8780.9 | 8780.9 | 8780.9 | 8780.9 | 8780.9 | 8780.9
699 | Wind Peak Average Capacity Percentage (Non-Coastal) |  | WIND_PL_PEAK_PCT_NC | % |  |  |  | 20 | 20 | 20 | 20 | 20 | 20 | 20 | 20 | 20 | 20 | 20
700
701 | Planned Wind Capacity Sub-total (Coastal Counties) |  | WIND_PLANNED_C |  |  |  |  | 639 | 969 | 969 | 969 | 969 | 969 | 969 | 969 | 969 | 969 | 969
702 | Wind Peak Average Capacity Percentage (Coastal) |  | WIND_PL_PEAK_PCT_C | % |  |  |  | 42 | 42 | 42 | 42 | 42 | 42 | 42 | 42 | 42 | 42 | 42
703
704 | Planned Solar Resources with Executed SGIA
705 | FS BARILLA SOLAR 1B [HOVEY_UNIT2] | 12INR0059b |  | PECOS | SOLAR | WEST | 2017 | 7.4 | 7.4 | 7.4 | 7.4 | 7.4 | 7.4 | 7.4 | 7.4 | 7.4 | 7.4 | 7.4
706 | OCI ALAMO 6 (WEST TEXAS PHASE II) | 15INR0070_1b |  | PECOS | SOLAR | WEST | 2017 | 49 | 49 | 49 | 49 | 49 | 49 | 49 | 49 | 49 | 49 | 49
707 | SE BUCKTHORN WESTEX SOLAR (RIGGINS SOLAR) | 15INR0045 |  | PECOS | SOLAR | WEST | 2017 | 0 | 150 | 150 | 150 | 150 | 150 | 150 | 150 | 150 | 150 | 150
708 | LC NAZARETH SOLAR | 16INR0049 |  | CASTRO | SOLAR | PANHANDLE | 2017 | 201 | 201 | 201 | 201 | 201 | 201 | 201 | 201 | 201 | 201 | 201
709 | PECOS SOLAR POWER I | 15INR0059 |  | PECOS | SOLAR | WEST | 2019 | 0 | 0 | 108 | 108 | 108 | 108 | 108 | 108 | 108 | 108 | 108
710 | BNB LAMESA SOLAR | 16INR0023 |  | DAWSON | SOLAR | WEST | 2017 | 101.6 | 101.6 | 101.6 | 101.6 | 101.6 | 101.6 | 101.6 | 101.6 | 101.6 | 101.6 | 101.6
711 | BNB LAMESA SOLAR B | 16INR0023b |  | DAWSON | SOLAR | WEST | 2018 | 0 | 97.5 | 97.5 | 97.5 | 97.5 | 97.5 | 97.5 | 97.5 | 97.5 | 97.5 | 97.5
712 | CAPRICORN RIDGE SOLAR | 16INR0019 |  | COKE | SOLAR | WEST | 2017 | 100 | 100 | 100 | 100 | 100 | 100 | 100 | 100 | 100 | 100 | 100
713 | UPCO POWER 1 (SP-TX-12) | 16INR0065 |  | UPTON | SOLAR | WEST | 2019 | 0 | 0 | 117 | 117 | 117 | 117 | 117 | 117 | 117 | 117 | 117
714 | CASTLE GAP SOLAR 2 | 16INR0065a |  | UPTON | SOLAR | WEST | 2020 | 0 | 0 | 0 | 30 | 30 | 30 | 30 | 30 | 30 | 30 | 30
715 | SP-TX-12-PHASE B | 16INR0065b |  | UPTON | SOLAR | WEST | 2017 | 120 | 120 | 120 | 120 | 120 | 120 | 120 | 120 | 120 | 120 | 120
716 | SOLAIREHOLMAN 1 | 15INR0061 |  | BREWSTER | SOLAR | WEST | 2017 | 50 | 50 | 50 | 50 | 50 | 50 | 50 | 50 | 50 | 50 | 50
717 | RE MAPLEWOOD 2A SOLAR | 17INR0020a |  | PECOS | SOLAR | WEST | 2018 | 0 | 0 | 100 | 100 | 100 | 100 | 100 | 100 | 100 | 100 | 100
718 | RE MAPLEWOOD 2B SOLAR | 17INR0020b |  | PECOS | SOLAR | WEST | 2019 | 0 | 0 | 0 | 100 | 100 | 100 | 100 | 100 | 100 | 100 | 100
719 | RE MAPLEWOOD 2C SOLAR | 17INR0020c |  | PECOS | SOLAR | WEST | 2019 | 0 | 0 | 0 | 100 | 100 | 100 | 100 | 100 | 100 | 100 | 100
720 | RE MAPLEWOOD 2D SOLAR | 17INR0020d |  | PECOS | SOLAR | WEST | 2020 | 0 | 0 | 0 | 0 | 100 | 100 | 100 | 100 | 100 | 100 | 100
721 | RE MAPLEWOOD 2E SOLAR | 17INR0020e |  | PECOS | SOLAR | WEST | 2020 | 0 | 0 | 0 | 0 | 100 | 100 | 100 | 100 | 100 | 100 | 100
722 | UPTON SOLAR | 16INR0114 |  | UPTON | SOLAR | WEST | 2018 | 0 | 102 | 102 | 102 | 102 | 102 | 102 | 102 | 102 | 102 | 102
723 | WEST OF PECOS SOLAR | 14INR0044 |  | REEVES | SOLAR | WEST | 2017 | 100 | 100 | 100 | 100 | 100 | 100 | 100 | 100 | 100 | 100 | 100
724 | Planned Capacity Total (Solar) | [6 empty] | 729 | 1078.5 | 1403.5 | 1633.5 | 1833.5 | 1833.5 | 1833.5 | 1833.5 | 1833.5 | 1833.5 | 1833.5
725 | Solar Peak Average Capacity Percentage |  | SOLAR_PL_PEAK_PCT | % |  |  |  | 9.8 | 9.8 | 9.8 | 9.8 | 9.8 | 9.8 | 9.8 | 9.8 | 9.8 | 9.8 | 9.8
726
727 | Mothballed Resources
728 | GREENS BAYOU STG U5 |  | GBY_GBY_5 | HARRIS | GAS | HOUSTON | 2016 | 371 | 371 | 371 | 371 | 371 | 371 | 371 | 371 | 371 | 371 | 371
729 | J T DEELY U1 (AS OF 12/31/2018) |  | CALAVERS_JTD1_M | BEXAR | COAL | SOUTH | 1977 | 430 | 430 | 430 | 430 | 430 | 430 | 430 | 430 | 430 | 430 | 430
730 | J T DEELY U2 (AS OF 12/31/2018) |  | CALAVERS_JTD2_M | BEXAR | COAL | SOUTH | 1978 | 420 | 420 | 420 | 420 | 420 | 420 | 420 | 420 | 420 | 420 | 420
731 | S R BERTRON CTG 2 (SINCE 5/15/2013) |  | SRB_SRBGT_2 | HARRIS | GAS | HOUSTON | 1967 | 13 | 13 | 13 | 13 | 13 | 13 | 13 | 13 | 13 | 13 | 13
732 | S R BERTRON U1 (SINCE 5/15/2013) |  | SRB_SRB_G1 | HARRIS | GAS | HOUSTON | 1958 | 118 | 118 | 118 | 118 | 118 | 118 | 118 | 118 | 118 | 118 | 118
733 | S R BERTRON U2 (SINCE 5/15/2013) |  | SRB_SRB_G2 | HARRIS | GAS | HOUSTON | 1956 | 174 | 174 | 174 | 174 | 174 | 174 | 174 | 174 | 174 | 174 | 174
734 | S R BERTRON U3 (SINCE 5/22/2013) |  | SRB_SRB_G3 | HARRIS | GAS | HOUSTON | 1959 | 211 | 211 | 211 | 211 | 211 | 211 | 211 | 211 | 211 | 211 | 211
735 | S R BERTRON U4 (SINCE 5/22/2013) |  | SRB_SRB_G4 | HARRIS | GAS | HOUSTON | 1960 | 211 | 211 | 211 | 211 | 211 | 211 | 211 | 211 | 211 | 211 | 211
736 | Total Mothballed Capacity | [6 empty] | 1948 | 1948 | 1948 | 1948 | 1948 | 1948 | 1948 | 1948 | 1948 | 1948 | 1948
737
738 | Retiring Resources Unavailable to ERCOT (since last CDR)
739 | LUFKIN BIOMASS |  | LFBIO_UNIT1 | ANGELINA | BIOMASS | NORTH | 2012 | 45 | 45 | 45 | 45 | 45 | 45 | 45 | 45 | 45 | 45 | 45
740 | Total Retiring Capacity | [6 empty] | 45 | 45 | 45 | 45 | 45 | 45 | 45 | 45 | 45 | 45 | 45

## WinterFuelTypes
Winter Fuel Types - ERCOT
Fuel type is based on the primary fuel. Capacity contribution of the wind resources is included at 20% for Non-Coastal and 42% for Coastal counties, while the solar capacity contribution is 8%. Private Use Network, Hydro and Non-Synchronous Tie resources are included based on the three-year average historical capability for each Summer Season's 20 peak load hours. Non-Synchronous Tie resources are categorized as Other. Mothballed resource capacity is excluded except for Available Mothball Capacity based on a Seasonal Availability Schedule or Owner's reported Return Probability. The Private Use Network capacity contribution is categorized as gas, except for the coal-fired Sandow 4 unit. Battery storage is assigned a zero MW capacity contribution to reflect the lack of sustained capability for the duration of the peak load hour.
In MW
Fuel_Type | Capacity_Pct | 2017/2018 | 2018/2019 | 2019/2020 | 2020/2021 | 2021/2022
Biomass | 100% | 198.5 | 198.5 | 198.5 | 198.5 | 198.5
Coal | 100% | 19891 | 19051 | 19051 | 19291 | 19291
Gas | 100% | 54565.31 | 55430.31 | 56758.31 | 57838.31 | 58198.31
Nuclear | 100% | 5164 | 5164 | 5164 | 5164 | 5164
Other | 100% | 165.8 | 165.8 | 165.8 | 165.8 | 165.8
Hydro | 77.73% | 431.5 | 431.5 | 431.5 | 431.5 | 431.5
Wind | 20% | 3806.02 | 4804.5 | 5078.28 | 5109.88 | 5109.88
Wind-C | 42% | 1168.272 | 1306.872 | 1306.872 | 1306.872 | 1306.872
Solar | 9.8% | 121.7552 | 146.0102 | 168.0602 | 168.0602 | 168.0602
Storage | 0% | 0 | 0 | 0 | 0 | 0
Total |  | 85512.1572 | 86698.4922 | 88322.3222 | 89673.9222 | 90033.9222
In Percentages
Fuel_Type |  | 2017/2018 | 2018/2019 | 2019/2020 | 2020/2021 | 2021/2022
Biomass |  | 0.2321% | 0.229% | 0.2247% | 0.2214% | 0.2205%
Coal |  | 23.26% | 21.97% | 21.57% | 21.51% | 21.43%
Gas |  | 63.81% | 63.93% | 64.26% | 64.5% | 64.64%
Nuclear |  | 6.039% | 5.956% | 5.847% | 5.759% | 5.736%
Other |  | 0.1939% | 0.1912% | 0.1877% | 0.1849% | 0.1842%
Hydro |  | 0.5046% | 0.4977% | 0.4886% | 0.4812% | 0.4793%
Wind |  | 4.451% | 5.542% | 5.75% | 5.698% | 5.676%
Wind-C |  | 1.366% | 1.507% | 1.48% | 1.457% | 1.452%
Solar |  | 0.1424% | 0.1684% | 0.1903% | 0.1874% | 0.1867%
Storage |  | 0% | 0% | 0% | 0% | 0%
Total |  | 100% | 100% | 100% | 100% | 100%

## Supplemental
Capacity of Proposed Generation Resources Based on Interconnection Milestone Status
Cumulative Summer Capacity Contribution (in MW) of Resources Available by June 1 of the Reporting Year
| 2018 | 2019 | 2020 | 2021 | 2022
Planned Resource Category
Commissioning Plan Submitted | 2554.09 | 2554.09 | 2554.09 | 2554.09 | 2554.09
Meets Planning Guide Sec. 6.9 Criteria (CDR-eligible plus Financial Security Posted and Notice-to-Proceed Given) | 4053.22 | 4813.5725 | 4990.6725 | 5144.6725 | 5144.6725
CDR-Eligible (signed IA, air permits received, proof of adequate water supplies provided) | 5452.229 | 7776.6635 | 9000.8835 | 9478.8835 | 9478.8835
Signed Interconnection Agreement with the TSP and Full Interconnection Study completed and accepted by ERCOT | 7459.24 | 10379.01 | 10664.23 | 10988.23 | 10988.23
Signed Interconnection Agreement with the TSP | 8721.229 | 14069.4795 | 15996.6995 | 16474.6995 | 16474.6995
Full Interconnection Study Requested | 9736.191 | 24794.8085 | 30108.7775 | 31264.7915 | 31264.7915
__________________________________________________
Notes: (1) Resource categories are listed by highest to lowest likelihood that the resource capacity will be in commercial operation in the reported year. For example, resources in the Commissioning Plan Submitted category have reached the "substantially completed construction" phase, and associated transmission switchyard facilities are operational. Conversely, resources in the Full Interconnection Study Requested category include projects that are generally in the development proposal stage and have a significant risk of interconnection request cancellation or project development delays. (2) The data presented here is based upon the latest information provided to ERCOT by resource developers and can change without notice. (3) Resource developers may execute an Interconnection Agreement with a TSP prior to completion of the Full Interconnection Study. This is most common with wind and solar projects. (4) Wind and solar resource capacities reflect their estimated summer on-peak average values as determined by the methodologies in Protocol section 3.2.6.2.2. (5) Battery storage projects are assumed to provide no seasonal sustained peak-hour capacity contributions, and are thus reported as zero MW.
Capacity, Demand and Reserves, 2023 Through Winter 2026/2027
The summer and winter capacity summaries below show the reserve margin impact of not adding any new resources during the latter half of the CDR forecast period. Since project developers typically submit interconnection requests no more than three to five years before the facility is expected to enter commercial operations, reserve margins reported beyond this window always show a declining trend. Also note that the reserve margin impact of potential future unit retirements and associated market responses to replace retired units are not accounted for here or elsewhere in this CDR report.
Summer
Load Forecast, MW: | 2023 | 2024 | 2025 | 2026 | 2027
Summer Peak Demand (based on normal weather) | 79347.6336 | 80315.2207 | 81260.6643 | 82285.7788 | 83273.2081
plus: Energy Efficiency Program Savings Forecast, per Utilities Code Section 39.905 (b-4) | 663 | 663 | 663 | 663 | 663
Total Summer Peak Demand (before Reductions from Energy Efficiency Programs) | 80010.6336 | 80978.2207 | 81923.6643 | 82948.7788 | 83936.2081
less: Load Resources providing Responsive Reserves | -1191.462 | -1191.462 | -1191.462 | -1191.462 | -1191.462
less: Load Resources providing Non-Spinning Reserves | 0 | 0 | 0 | 0 | 0
less: Emergency Response Service (10- and 30-min ramp products) | -1743.18 | -1743.18 | -1743.18 | -1743.18 | -1743.18
less: TDSP Standard Offer Load Management Programs | -202.572 | -202.572 | -202.572 | -202.572 | -202.572
less Energy Efficiency Programs | -663 | -663 | -663 | -663 | -663
Firm Peak Load, MW | 76210.4196 | 77178.0067 | 78123.4503 | 79148.5648 | 80135.9941
Resources, MW: | 2023 | 2024 | 2025 | 2026 | 2027
Installed Capacity, Thermal/Hydro | 66449.9 | 66449.9 | 66449.9 | 66449.9 | 66449.9
Switchable Capacity, MW | 3705.8 | 3705.8 | 3705.8 | 3705.8 | 3705.8
less: Switchable Capacity Unavailable to ERCOT, MW | -543.8 | -543.8 | -543.8 | -543.8 | -543.8
Available Mothballed Capacity, MW | 0 | 0 | 0 | 0 | 0
Capacity from Private Use Networks | 4147.31 | 4147.31 | 4147.31 | 4147.31 | 4147.31
Non-Coastal Wind, Peak Average Capacity Contribution (14%) | 2347.59 | 2347.59 | 2347.59 | 2347.59 | 2347.59
Coastal Wind, Peak Average Capacity Contribution (58%) | 1242.708 | 1242.708 | 1242.708 | 1242.708 | 1242.708
Solar Utility-Scale, Peak Average Capacity Contribution (77%) | 603.218 | 603.218 | 603.218 | 603.218 | 603.218
RMR Capacity to be under Contract | 0 | 0 | 0 | 0 | 0
Operational Generation Capacity, MW | 77952.726 | 77952.726 | 77952.726 | 77952.726 | 77952.726
Capacity Contribution - Non-Synchronous Ties, MW | 425.2 | 425.2 | 425.2 | 425.2 | 425.2
Planned Thermal Resources with Signed IA, Air Permits and Water Rights, MW | 6280 | 6280 | 6280 | 6280 | 6280
Planned Non-Coastal Wind with Signed IA, Peak Average Capacity Contribution (12%) | 1225.07 | 1225.07 | 1225.07 | 1225.07 | 1225.07
Planned Coastal Wind with Signed IA, Peak Average Capacity Contribution (55%) | 562.02 | 562.02 | 562.02 | 562.02 | 562.02
Planned Solar Utility-Scale, Peak Average Capacity Contribution (80%) | 1411.795 | 1411.795 | 1411.795 | 1411.795 | 1411.795
Total Capacity, MW | 87856.811 | 87856.811 | 87856.811 | 87856.811 | 87856.811
Reserve Margin | 15.28% | 13.84% | 12.46% | 11% | 9.635%
(Total Resources - Firm Load Forecast) / Firm Load Forecast
Winter
Load Forecast, MW: | 2022/2023 | 2023/2024 | 2024/2025 | 2025/2026 | 2026/2027
Winter Peak Demand (based on normal weather) | 58509.4652 | 59083.3191 | 59639.8389 | 60207.077 | 61411.2186
plus: Energy Efficiency Program Savings Forecast, per Utilities Code Section 39.905 (b-4) | 663 | 663 | 663 | 663 | 663
Total Winter Peak Demand (before Reductions from Energy Efficiency Programs) | 59172.4652 | 59746.3191 | 60302.8389 | 60870.077 | 62074.2186
less: Load Resources providing Responsive Reserves | -1347.93 | -1347.93 | -1347.93 | -1347.93 | -1347.93
less: Load Resources providing Non-Spinning Reserves | 0 | 0 | 0 | 0 | 0
less: Emergency Response Service (10- and 30-min ramp products) | -1145.868 | -1145.868 | -1145.868 | -1145.868 | -1145.868
less: TDSP Standard Offer Load Management Programs | 0 | 0 | 0 | 0 | 0
less Energy Efficiency Programs | -663 | -663 | -663 | -663 | -663
Firm Peak Load, MW | 56015.6672 | 56589.5211 | 57146.0409 | 57713.279 | 58917.4206
Resources, MW: | 2022/2023 | 2023/2024 | 2024/2025 | 2025/2026 | 2026/2027
Installed Capacity, Thermal/Hydro | 69095.8 | 69095.8 | 69095.8 | 69095.8 | 69095.8
Switchable Capacity, MW | 3931 | 3931 | 3931 | 3931 | 3931
less: Switchable Capacity Unavailable to ERCOT, MW | -543.8 | -543.8 | -543.8 | -543.8 | -543.8
Available Mothballed Capacity, MW | 0 | 0 | 0 | 0 | 0
Capacity from Private Use Networks | 4308.31 | 4298.31 | 4298.31 | 4298.31 | 4298.31
Non-Coastal Wind, Peak Average Capacity Contribution (20%) | 3353.7 | 3353.7 | 3353.7 | 3353.7 | 3353.7
Coastal Wind, Peak Average Capacity Contribution (35%) | 899.892 | 899.892 | 899.892 | 899.892 | 899.892
Solar Utility-Scale, Peak Average Capacity Contribution (5%) | 76.7732 | 76.7732 | 76.7732 | 76.7732 | 76.7732
RMR Capacity to be under Contract | 0 | 0 | 0 | 0 | 0
Operational Generation Capacity, MW | 81121.6752 | 81111.6752 | 81111.6752 | 81111.6752 | 81111.6752
Capacity Contribution - Non-Synchronous Ties, MW | 165.8 | 165.8 | 165.8 | 165.8 | 165.8
Planned Thermal Resources with Signed IA, Air Permits and Water Rights, MW | 6492 | 6492 | 6492 | 6492 | 6492
Planned Non-Coastal Wind with Signed IA, Peak Average Capacity Contribution (20%) | 1756.18 | 1756.18 | 1756.18 | 1756.18 | 1756.18
Planned Coastal Wind with Signed IA, Peak Average Capacity Contribution (35%) | 406.98 | 406.98 | 406.98 | 406.98 | 406.98
Planned Solar Utility-Scale, Peak Average Capacity Contribution (5%) | 179.683 | 179.683 | 179.683 | 179.683 | 179.683
Total Capacity, MW | 90122.3182 | 90112.3182 | 90112.3182 | 90112.3182 | 90112.3182
Reserve Margin | 60.89% | 59.24% | 57.69% | 56.14% | 52.95%
(Total Resources - Firm Load Forecast) / Firm Load Forecast