## TitlePage
REPORT ON THE CAPACITY, DEMAND, AND RESERVES IN THE ERCOT REGION
System Planning, Transmission Services
May 2003
ERCOT
2705 West Lake Drive
Taylor, Texas 76574

## Contents
Contents
Tab | Notes
Disclaimer | Please read.
SummerSummary | Shows load forecast, generation resources, and reserve margin for summer 2003 through summer 2008
WinterSummary | Shows load forecast, generation resources, and reserve margin for winter 2004 through winter 2009
SummerFuelTypes | Lists generation fuel types by MW and by percentage for summer 2003 through summer 2008
WinterFuelTypes | Lists generation fuel types by MW and by percentage for winter 2004 through winter 2009
CMZones | Shows generation and load by CM zone for summer 2003 and winter 2004
HistoricCoincidentDemands | Lists demands by county at the time of the ERCOT winter peak, summer peak, and minimum demand.
SummerLoadbyCounty | Shows summer non-coincident load by county for 2003 through 2008
SummerGenerationbyCounty | Shows summer generation by county for 2003 through 2008
SummerImport-ExportbyCounty | Shows calculated import or export by county for summer 2003 through summer 2008
WinterLoadbyCounty | Shows winter non-coincident load by county for 2004 through 2009
WinterGenerationbyCounty | Shows winter generation by county for 2004 through 2009
WinterImport-ExportbyCounty | Shows calculated import or export by county for winter 2004 through winter 2009
SummerCapacities | Lists units and their capabilities used in determining the generation resources in the Summer Summary
WinterCapacities | Lists units and their capabilities used in determining the generation resources in the Winter Summary
Terminology | Contains definitions of acronyms, explanations of some terms

## Disclaimer
Disclaimer
CDR WORKING PAPER
FOR PLANNING PURPOSES ONLY
This ERCOT Working Paper has been prepared for specific ERCOT and market participant purposes and has been developed from data provided by ERCOT market participants. The data may contain errors or become obsolete and thereby affect the conclusions and opinions of the Working Paper. ERCOT MAKES NO WARRANTY, EXPRESS OR IMPLIED, INCLUDING ANY WARRANTY OF MERCHANTABILITY OR FITNESS FOR ANY PARTICULAR PURPOSE, AND DISCLAIMS ANY AND ALL LIABILITY WITH RESPECT TO THE ACCURACY OF SAME OR THE FITNESS OR APPROPRIATENESS OF SAME FOR ANY PARTICULAR USE. THIS ERCOT WORKING PAPER IS SUPPLIED WITH ALL FAULTS. The specific suitability for any use of the Working Paper and its accuracy should be confirmed by each ERCOT market participant that contributed data for this Working Paper.
This Working Paper is based on data submitted by ERCOT market participants as part of their Annual Load Data Request (ALDR) and their generation asset registration and on data in the EIA-411. As such, this data is updated on an ongoing basis, which means that this report can be rendered obsolete without notice.

## SummerSummary
2003 Report on the Capacity, Demand, and Reserves in the ERCOT Region | [7 empty] | 2003 Report on the Capacity, Demand, and Reserves in the ERCOT Region
Summer Summary | [7 empty] | Summer Summary
Load Forecast: |  | 2003 | 2004 | 2005 | 2006 | 2007 | 2008
| Total Summer Peak Demand, MW (1) | 57639 | 59080 | 60557 | 62071 | 63622 | 65213
| less LAARs, MW (2) | 714 | 714 | 714 | 714 | 714 | 714
less BULs, MW (3)
| Firm Load Forecast, MW | 56925 | 58366 | 59843 | 61357 | 62908 | 64499
Resources: |  | 2003 | 2004 | 2005 | 2006 | 2007 | 2008
| Installed Capacity, MW (4,5) | 76916 | 76916 | 76916 | 76916 | 76916 | 76916
| plus 100% DC Ties, MW | 856 | 856 | 856 | 856 | 856 | 856
| plus 100% Switchable Capacity, MW | 3068 | 3068 | 3646 | 4600 | 4600 | 4600
| plus 10% Existing Wind Generation, MW | 100 | 100 | 100 | 100 | 100 | 100
| plus Planned Units with Signed IA, MW (6) | 0 | 2326 | 2326 | 3741 | 3741 | 3741
| plus 10% Planned Wind Generation, MW (6) | 0 | 46 | 46 | 46 | 46 | 46
| less Mothballed Units, MW (7) | 2219 | 0 | 0 | 0 | 0 | 0
| less Retiring Units, MW | 0 | 100 | 361 | 361 | 361 | 361
| Resources, MW | 78721 | 83212 | 83529 | 85898 | 85898 | 85898
| Reserve Margin (8) | 38.29% | 42.57% | 39.58% | 40% | 36.55% | 33.18%
(Resources - Firm Load Forecast)/Firm Load Forecast
Notes:
1. Forecast is from EIA-411 and does not include self-serve load.
2. The value for LAARs is the amount certified as of 3/15/2003.
3. BUL service does not go into effect until September 2003. No information was available when this document was prepared.
4. Capacities of mothballed units are included in Installed Capacity.
5. Amount is MW available for grid according to asset registration forms and includes amounts from self-serve plants and distributed generation plants that have registered with ERCOT.
6. Capacity is based on Generation Interconnection Request. Actual capacity after the unit is built may be different.
7. Generation Adequacy Task Force specified that mothballed units would be considered only in the first year.
8. Formula is based on Generation Adequacy Task Force calculation methodology that was approved by ERCOT TAC.

## WinterSummary
2003 Report on the Capacity, Demand, and Reserves in the ERCOT Region | [7 empty] | 2003 Report on the Capacity, Demand, and Reserves in the ERCOT Region
Winter Summary | [7 empty] | Winter Summary
Load Forecast: |  | 2004 | 2005 | 2006 | 2007 | 2008 | 2009
| Total Winter Peak Demand, MW (1) | 46538 | 47702 | 48894 | 50116 | 51369 | 52654
| less LAARs, MW (2) | 714 | 714 | 714 | 714 | 714 | 714
less BULs, MW (3)
| Firm Load Forecast, MW | 45824 | 46988 | 48180 | 49402 | 50655 | 51940
Resources: |  | 2004 | 2005 | 2006 | 2007 | 2008 | 2009
| Installed Capacity, MW (4,5) | 79831 | 79831 | 79831 | 79831 | 79831 | 79831
| plus 100% DC Ties, MW | 856 | 856 | 856 | 856 | 856 | 856
| plus 100% Switchable Capacity, MW | 3230 | 3230 | 3808 | 4762 | 4762 | 4762
| plus 10% Existing Wind Generation , MW | 100 | 100 | 100 | 100 | 100 | 100
| plus Planned Units with Signed IA, MW (6) | 506 | 2316 | 3731 | 3731 | 3731 | 3731
| plus 10% Planned Wind Generation, MW (6) | 28 | 46 | 46 | 46 | 46 | 46
| less Mothballed Units, MW (7) | 2252 | 0 | 0 | 0 | 0 | 0
| less Retiring Units, MW | 100 | 373 | 373 | 373 | 373 | 438
| Resources , MW | 82199 | 86006 | 87999 | 88953 | 88953 | 88888
| Reserve Margin (8) | 79.38% | 83.04% | 82.65% | 80.06% | 75.61% | 71.14%
(Resources - Firm Load Forecast)/Firm Load Forecast
Notes:
1. Forecast is from EIA-411 and does not include self-serve load.
2. The value for LAARs is the amount certified as of 3/15/2003.
3. BUL service does not go into effect until September 2003. No information was available when this document was prepared.
4. Capacities of mothballed units are included in Installed Capacity.
5. Amount is MW available for grid according to asset registration forms and includes amounts from self-serve plants and distributed generation plants that have registered with ERCOT.
6. Capacity is based on Generation Interconnection Request. Actual capacity after the unit is built may be different.
7. Generation Adequacy Task Force specified that mothballed units would be considered only in the first year.
8. Formula is based on Generation Adequacy Task Force calculation methodology that was approved by ERCOT TAC.

## SummerFuelTypes
Summer Fuel Types - ERCOT | [6 empty] | Summer Fuel Types - Houston Zone | [6 empty] | Summer Fuel Types - North Zone | [6 empty] | Summer Fuel Types - South Zone | [6 empty] | Summer Fuel Types - West Zone
The capactities of the mothballed units are included in the resources. Capacities of the wind units are included at 100% in the resources. The amounts available for the grid according to asset registrations of the self-serve units and the distributed generation units that have registered with ERCOT are included. | [6 empty] | The capactities of the mothballed units are included in the resources. Capacities of the wind units are included at 100% in the resources. The amounts available for the grid according to asset registrations of the self-serve units and the distributed generation units that have registered with ERCOT are included. | [6 empty] | The capactities of the mothballed units are included in the resources. Capacities of the wind units are included at 100% in the resources. The amounts available for the grid according to asset registrations of the self-serve units and the distributed generation units that have registered with ERCOT are included. | [6 empty] | The capactities of the mothballed units are included in the resources. Capacities of the wind units are included at 100% in the resources. The amounts available for the grid according to asset registrations of the self-serve units and the distributed generation units that have registered with ERCOT are included. | [6 empty] | The capactities of the mothballed units are included in the resources. Capacities of the wind units are included at 100% in the resources. The amounts available for the grid according to asset registrations of the self-serve units and the distributed generation units that have registered with ERCOT are included.
| In MW | [6 empty] | In MW | [6 empty] | In MW | [6 empty] | In MW | [6 empty] | In MW
Fuel Type | 2003 | 2004 | 2005 | 2006 | 2007 | 2008 | Fuel Type | 2003 | 2004 | 2005 | 2006 | 2007 | 2008 | Fuel Type | 2003 | 2004 | 2005 | 2006 | 2007 | 2008 | Fuel Type | 2003 | 2004 | 2005 | 2006 | 2007 | 2008 | Fuel Type | 2003 | 2004 | 2005 | 2006 | 2007 | 2008
Natural Gas | 50011 | 52237 | 52554 | 54922 | 54922 | 54922 | Natural Gas | 12899.67 | 14122 | 14638 | 14638 | 14638 | 14638 | Natural Gas | 18305 | 19109 | 19109 | 21478 | 21478 | 21478 | Natural Gas | 16096.618 | 16297 | 16097 | 16097 | 16097 | 16097 | Natural Gas | 2709.6 | 2709.6 | 2709.6 | 2709.6 | 2709.6 | 2709.6
Coal | 15133 | 15133 | 15133 | 15133 | 15133 | 15133 | Coal | 2550 | 2550 | 2550 | 2550 | 2550 | 2550 | Coal | 7706 | 7706 | 7706 | 7706 | 7706 | 7706 | Coal | 4187 | 4187 | 4187 | 4187 | 4187 | 4187 | Coal | 690 | 690 | 690 | 690 | 690 | 690
Dual Fuel (1) | 9136 | 9136 | 9136 | 9136 | 9136 | 9136 | Dual Fuel (1) | 3400 | 3400 | 3400 | 3400 | 3400 | 3400 | Dual Fuel (1) | 2866 | 2866 | 2866 | 2866 | 2866 | 2866 | Dual Fuel (1) | 46 | 46 | 46 | 46 | 46 | 46 | Dual Fuel (1) | 2824 | 2824 | 2824 | 2824 | 2824 | 2824
Nuclear | 4737 | 4737 | 4737 | 4737 | 4737 | 4737 | Nuclear | 0 | 0 | 0 | 0 | 0 | 0 | Nuclear | 2208 | 2208 | 2208 | 2208 | 2208 | 2208 | Nuclear | 2529 | 2529 | 2529 | 2529 | 2529 | 2529 | Nuclear | 0 | 0 | 0 | 0 | 0 | 0
Wind | 997 | 1453 | 1453 | 1453 | 1453 | 1453 | Wind | 0 | 0 | 0 | 0 | 0 | 0 | Wind | 0 | 0 | 0 | 0 | 0 | 0 | Wind | 0 | 0 | 0 | 0 | 0 | 0 | Wind | 997 | 1453 | 1453 | 1453 | 1453 | 1453
Water | 552 | 552 | 552 | 552 | 552 | 552 | Water | 0 | 0 | 0 | 0 | 0 | 0 | Water | 110 | 110 | 110 | 110 | 110 | 110 | Water | 418.08 | 418.08 | 418.08 | 418.08 | 418.08 | 418.08 | Water | 24 | 24 | 24 | 24 | 24 | 24
Other | 362 | 362 | 362 | 362 | 362 | 362 | Other | 329 | 329 | 329 | 329 | 329 | 329 | Other | 6 | 6 | 6 | 6 | 6 | 6 | Other | 28 | 28 | 28 | 28 | 28 | 28 | Other | 0 | 0 | 0 | 0 | 0 | 0
Diesel | 50 | 50 | 50 | 50 | 50 | 50 | Diesel | 0 | 0 | 0 | 0 | 0 | 0 | Diesel | 28.41 | 28.41 | 28.41 | 28.41 | 28.41 | 28.41 | Diesel | 14 | 14 | 14 | 14 | 14 | 14 | Diesel | 8 | 8 | 8 | 8 | 8 | 8
Total | 80978 | 83660 | 83977 | 86345 | 86345 | 86345 | Total | 19178.67 | 20401 | 20917 | 20917 | 20917 | 20917 | Total | 31229.41 | 32033.41 | 32033.41 | 34402.41 | 34402.41 | 34402.41 | Total | 23318.698 | 23519.08 | 23319.08 | 23319.08 | 23319.08 | 23319.08 | Total | 7197 | 7652 | 7652 | 7652 | 7652 | 7652
| In Percentages | [6 empty] | In Percentages | [6 empty] | In Percentages | [6 empty] | In Percentages | [6 empty] | In Percentages
Fuel Type | 2003 | 2004 | 2005 | 2006 | 2007 | 2008 | Fuel Type | 2003 | 2004 | 2005 | 2006 | 2007 | 2008 | Fuel Type | 2003 | 2004 | 2005 | 2006 | 2007 | 2008 | Fuel Type | 2003 | 2004 | 2005 | 2006 | 2007 | 2008 | Fuel Type | 2003 | 2004 | 2005 | 2006 | 2007 | 2008
Natural Gas | 61.76% | 62.44% | 62.58% | 63.61% | 63.61% | 63.61% | Natural Gas | 67.26% | 69.22% | 69.98% | 69.98% | 69.98% | 69.98% | Natural Gas | 58.61% | 59.65% | 59.65% | 62.43% | 62.43% | 62.43% | Natural Gas | 69.03% | 69.29% | 69.03% | 69.03% | 69.03% | 69.03% | Natural Gas | 37.65% | 35.41% | 35.41% | 35.41% | 35.41% | 35.41%
Coal | 18.69% | 18.09% | 18.02% | 17.53% | 17.53% | 17.53% | Coal | 13.3% | 12.5% | 12.19% | 12.19% | 12.19% | 12.19% | Coal | 24.68% | 24.06% | 24.06% | 22.4% | 22.4% | 22.4% | Coal | 17.96% | 17.8% | 17.96% | 17.96% | 17.96% | 17.96% | Coal | 9.587% | 9.017% | 9.017% | 9.017% | 9.017% | 9.017%
Dual Fuel (1) | 11.28% | 10.92% | 10.88% | 10.58% | 10.58% | 10.58% | Dual Fuel (1) | 17.73% | 16.67% | 16.25% | 16.25% | 16.25% | 16.25% | Dual Fuel (1) | 9.177% | 8.947% | 8.947% | 8.331% | 8.331% | 8.331% | Dual Fuel (1) | 0.1973% | 0.1956% | 0.1973% | 0.1973% | 0.1973% | 0.1973% | Dual Fuel (1) | 39.24% | 36.91% | 36.91% | 36.91% | 36.91% | 36.91%
Nuclear | 5.85% | 5.662% | 5.641% | 5.486% | 5.486% | 5.486% | Nuclear | 0% | 0% | 0% | 0% | 0% | 0% | Nuclear | 7.07% | 6.893% | 6.893% | 6.418% | 6.418% | 6.418% | Nuclear | 10.85% | 10.75% | 10.85% | 10.85% | 10.85% | 10.85% | Nuclear | 0% | 0% | 0% | 0% | 0% | 0%
Wind | 1.231% | 1.737% | 1.73% | 1.683% | 1.683% | 1.683% | Wind | 0% | 0% | 0% | 0% | 0% | 0% | Wind | 0% | 0% | 0% | 0% | 0% | 0% | Wind | 0% | 0% | 0% | 0% | 0% | 0% | Wind | 13.85% | 18.99% | 18.99% | 18.99% | 18.99% | 18.99%
Water | 0.6817% | 0.6598% | 0.6573% | 0.6393% | 0.6393% | 0.6393% | Water | 0% | 0% | 0% | 0% | 0% | 0% | Water | 0.3522% | 0.3434% | 0.3434% | 0.3197% | 0.3197% | 0.3197% | Water | 1.793% | 1.778% | 1.793% | 1.793% | 1.793% | 1.793% | Water | 0.3335% | 0.3136% | 0.3136% | 0.3136% | 0.3136% | 0.3136%
Other | 0.447% | 0.4327% | 0.4311% | 0.4192% | 0.4192% | 0.4192% | Other | 1.715% | 1.613% | 1.573% | 1.573% | 1.573% | 1.573% | Other | 0.01921% | 0.01873% | 0.01873% | 0.01744% | 0.01744% | 0.01744% | Other | 0.1201% | 0.1191% | 0.1201% | 0.1201% | 0.1201% | 0.1201% | Other | 0% | 0% | 0% | 0% | 0% | 0%
Diesel | 0.06175% | 0.05977% | 0.05954% | 0.05791% | 0.05791% | 0.05791% | Diesel | 0% | 0% | 0% | 0% | 0% | 0% | Diesel | 0.09097% | 0.08869% | 0.08869% | 0.08258% | 0.08258% | 0.08258% | Diesel | 0.06004% | 0.05953% | 0.06004% | 0.06004% | 0.06004% | 0.06004% | Diesel | 0.1112% | 0.1045% | 0.1045% | 0.1045% | 0.1045% | 0.1045%
(1) Dual fuel units can burn natural gas and another fuel (usually diesel). | [6 empty] | (1) Dual fuel units can burn natural gas and another fuel (usually diesel). | [6 empty] | (1) Dual fuel units can burn natural gas and another fuel (usually diesel). | [6 empty] | (1) Dual fuel units can burn natural gas and another fuel (usually diesel). | [6 empty] | (1) Dual fuel units can burn natural gas and another fuel (usually diesel).
Summer Fuel Types - ERCOT | [6 empty] | Summer Fuel Types - Houston Zone | [6 empty] | Summer Fuel Types - North Zone | [6 empty] | Summer Fuel Types - South Zone | [6 empty] | Summer Fuel Types - West Zone
Natural Gas | 61.2% | [6 empty] | Natural Gas | 67.26% |  |  |  |  | Natural Gas | 58.61% | [5 empty] | Natural Gas | 69.03% | [5 empty] | Natural Gas | 37.65%
Wind | 1.182% | [6 empty] | Wind | 0% |  |  |  |  | Wind | 0 | [5 empty] | Wind | 0 | [5 empty] | Wind | 0.13853
Coal | 19% | [6 empty] | Coal | 13.3% |  |  |  |  | Coal | 24.68% | [5 empty] | Coal | 17.96% | [5 empty] | Coal | 9.587%
Water | 0.6932% | [6 empty] | Water | 0% |  |  |  |  | Water | 0.3522% | [5 empty] | Water | 1.793% | [5 empty] | Water | 0.3335%
Dual Fuel | 11.47% | [6 empty] | Dual Fuel | 17.73% |  |  |  |  | Dual Fuel | 9.177% | [5 empty] | Dual Fuel | 0.1973% | [5 empty] | Dual Fuel | 39.24%
Other | 0.3855% | [6 empty] | Other | 1.715% |  |  |  |  | Other | 0.01921% | [5 empty] | Other | 0.1201% | [5 empty] | Other | 0%
Nuclear | 6% | [6 empty] | Nuclear | 0% |  |  |  |  | Nuclear | 7.07% | [5 empty] | Nuclear | 10.85% | [5 empty] | Nuclear | 0%
Diesel | 0.06279% | [6 empty] | Diesel | 0% |  |  |  |  | Diesel | 0.09097% | [5 empty] | Diesel | 0.06004% | [5 empty] | Diesel | 0.1112%
100%

## WinterFuelTypes
Winter Fuel Types - ERCOT | [6 empty] | Winter Fuel Types - Houston Zone | [6 empty] | Winter Fuel Types - North Zone | [6 empty] | Winter Fuel Types - South Zone | [6 empty] | Winter Fuel Types - West Zone
The capactities of the mothballed units are included in the resources. Capacities of the wind units are included at 100% in the resources. The amounts available for the grid according to asset registrations of the self-serve units and the distributed generation units that have registered with ERCOT are included. | [6 empty] | The capactities of the mothballed units are included in the resources. Capacities of the wind units are included at 100% in the resources. The amounts available for the grid according to asset registrations of the self-serve units and the distributed generation units that have registered with ERCOT are included. | [6 empty] | The capactities of the mothballed units are included in the resources. Capacities of the wind units are included at 100% in the resources. The amounts available for the grid according to asset registrations of the self-serve units and the distributed generation units that have registered with ERCOT are included. | [6 empty] | The capactities of the mothballed units are included in the resources. Capacities of the wind units are included at 100% in the resources. The amounts available for the grid according to asset registrations of the self-serve units and the distributed generation units that have registered with ERCOT are included. | [6 empty] | The capactities of the mothballed units are included in the resources. Capacities of the wind units are included at 100% in the resources. The amounts available for the grid according to asset registrations of the self-serve units and the distributed generation units that have registered with ERCOT are included.
| In MW | [6 empty] | In MW | [6 empty] | In MW | [6 empty] | In MW | [6 empty] | In MW
Fuel Type | 2004 | 2005 | 2006 | 2007 | 2008 | 2009 | Fuel Type | 2004 | 2005 | 2006 | 2007 | 2008 | 2009 | Fuel Type | 2004 | 2005 | 2006 | 2007 | 2008 | 2009 | Fuel Type | 2004 | 2005 | 2006 | 2007 | 2008 | 2009 | Fuel Type | 2004 | 2005 | 2006 | 2007 | 2008 | 2009
Natural Gas | 53139 | 54677 | 56670 | 57624 | 57624 | 57558 | Natural Gas | 13954.87 | 14898 | 15476 | 15476 | 15476 | 15476 | Natural Gas | 19221 | 20015 | 21430 | 22384 | 22384 | 22384 | Natural Gas | 17053 | 16853 | 16853 | 16853 | 16853 | 16788 | Natural Gas | 2910.2 | 2910.2 | 2910.2 | 2910.2 | 2910.2 | 2909.575
Coal | 15198 | 15198 | 15198 | 15198 | 15198 | 15198 | Coal | 2550 | 2550 | 2550 | 2550 | 2550 | 2550 | Coal | 7730 | 7730 | 7730 | 7730 | 7730 | 7730 | Coal | 4228 | 4228 | 4228 | 4228 | 4228 | 4228 | Coal | 690 | 690 | 690 | 690 | 690 | 690
Dual Fuel (1) | 9227 | 9227 | 9227 | 9227 | 9227 | 9227 | Dual Fuel (1) | 3400 | 3400 | 3400 | 3400 | 3400 | 3400 | Dual Fuel (1) | 2927 | 2927 | 2927 | 2927 | 2927 | 2927 | Dual Fuel (1) | 52 | 52 | 52 | 52 | 52 | 52 | Dual Fuel (1) | 2848 | 2848 | 2848 | 2848 | 2848 | 2848
Nuclear | 4767 | 4767 | 4767 | 4767 | 4767 | 4767 | Nuclear | 0 | 0 | 0 | 0 | 0 | 0 | Nuclear | 2238 | 2238 | 2238 | 2238 | 2238 | 2238 | Nuclear | 2529 | 2529 | 2529 | 2529 | 2529 | 2529 | Nuclear | 0 | 0 | 0 | 0 | 0 | 0
Wind | 1278 | 1453 | 1453 | 1453 | 1453 | 1453 | Wind | 0 | 0 | 0 | 0 | 0 | 0 | Wind | 0 | 0 | 0 | 0 | 0 | 0 | Wind | 0 | 0 | 0 | 0 | 0 | 0 | Wind | 1278 | 1453 | 1453 | 1453 | 1453 | 1453
Water | 558 | 558 | 558 | 558 | 558 | 558 | Water | 0 | 0 | 0 | 0 | 0 | 0 | Water | 110 | 110 | 110 | 110 | 110 | 110 | Water | 423.88 | 423.88 | 423.88 | 423.88 | 423.88 | 423.88 | Water | 24 | 24 | 24 | 24 | 24 | 24
Other | 528 | 528 | 528 | 528 | 528 | 528 | Other | 493 | 493 | 493 | 493 | 493 | 493 | Other | 7 | 7 | 7 | 7 | 7 | 7 | Other | 27.678 | 27.678 | 27.678 | 27.678 | 27.678 | 27.678 | Other | 0 | 0 | 0 | 0 | 0 | 0
Diesel | 50 | 50 | 50 | 50 | 50 | 50 | Diesel | 0 | 0 | 0 | 0 | 0 | 0 | Diesel | 28.41 | 28.41 | 28.41 | 28.41 | 28.41 | 28.41 | Diesel | 14 | 14 | 14 | 14 | 14 | 14 | Diesel | 8 | 8 | 8 | 8 | 8 | 8
Total | 84745 | 86458 | 88451 | 89405 | 89405 | 89339 | Total | 20397.87 | 21341 | 21919 | 21919 | 21919 | 21919 | Total | 32261.41 | 33055.41 | 34470.41 | 35424.41 | 35424.41 | 35424.41 | Total | 24327.558 | 24127.558 | 24127.558 | 24127.558 | 24127.558 | 24062.558 | Total | 7758.2 | 7933.2 | 7933.2 | 7933.2 | 7933.2 | 7876
| In Percentages | [6 empty] | In Percentages | [6 empty] | In Percentages | [6 empty] | In Percentages | [6 empty] | In Percentages
Fuel Type | 2004 | 2005 | 2006 | 2007 | 2008 | 2009 | Fuel Type | 2004 | 2005 | 2006 | 2007 | 2008 | 2009 | Fuel Type | 2004 | 2005 | 2006 | 2007 | 2008 | 2009 | Fuel Type | 2004 | 2005 | 2006 | 2007 | 2008 | 2009 | Fuel Type | 2004 | 2005 | 2006 | 2007 | 2008 | 2009
Natural Gas | 62.7% | 63.24% | 64.07% | 64.45% | 64.45% | 64.43% | Natural Gas | 68.41% | 69.81% | 70.61% | 70.61% | 70.61% | 70.61% | Natural Gas | 59.58% | 60.55% | 62.17% | 63.19% | 63.19% | 63.19% | Natural Gas | 70.1% | 69.85% | 69.85% | 69.85% | 69.85% | 69.77% | Natural Gas | 37.51% | 36.68% | 36.68% | 36.68% | 36.68% | 36.94%
Coal | 17.93% | 17.58% | 17.18% | 17% | 17% | 17.01% | Coal | 12.5% | 11.95% | 11.63% | 11.63% | 11.63% | 11.63% | Coal | 23.96% | 23.38% | 22.43% | 21.82% | 21.82% | 21.82% | Coal | 17.38% | 17.52% | 17.52% | 17.52% | 17.52% | 17.57% | Coal | 8.894% | 8.698% | 8.698% | 8.698% | 8.698% | 8.761%
Dual Fuel (1) | 10.89% | 10.67% | 10.43% | 10.32% | 10.32% | 10.33% | Dual Fuel (1) | 16.67% | 15.93% | 15.51% | 15.51% | 15.51% | 15.51% | Dual Fuel (1) | 9.073% | 8.855% | 8.491% | 8.263% | 8.263% | 8.263% | Dual Fuel (1) | 0.2137% | 0.2155% | 0.2155% | 0.2155% | 0.2155% | 0.2161% | Dual Fuel (1) | 36.71% | 35.9% | 35.9% | 35.9% | 35.9% | 36.16%
Nuclear | 5.625% | 5.514% | 5.389% | 5.332% | 5.332% | 5.336% | Nuclear | 0% | 0% | 0% | 0% | 0% | 0% | Nuclear | 6.937% | 6.77% | 6.493% | 6.318% | 6.318% | 6.318% | Nuclear | 10.4% | 10.48% | 10.48% | 10.48% | 10.48% | 10.51% | Nuclear | 0% | 0% | 0% | 0% | 0% | 0%
Wind | 1.508% | 1.681% | 1.643% | 1.625% | 1.625% | 1.626% | Wind | 0% | 0% | 0% | 0% | 0% | 0% | Wind | 0% | 0% | 0% | 0% | 0% | 0% | Wind | 0% | 0% | 0% | 0% | 0% | 0% | Wind | 16.47% | 18.32% | 18.32% | 18.32% | 18.32% | 18.45%
Water | 0.6584% | 0.6454% | 0.6309% | 0.6241% | 0.6241% | 0.6246% | Water | 0% | 0% | 0% | 0% | 0% | 0% | Water | 0.341% | 0.3328% | 0.3191% | 0.3105% | 0.3105% | 0.3105% | Water | 1.742% | 1.757% | 1.757% | 1.757% | 1.757% | 1.762% | Water | 0.3094% | 0.3025% | 0.3025% | 0.3025% | 0.3025% | 0.3047%
Other | 0.623% | 0.6107% | 0.5969% | 0.5906% | 0.5906% | 0.591% | Other | 2.417% | 2.31% | 2.249% | 2.249% | 2.249% | 2.249% | Other | 0.0217% | 0.02118% | 0.02031% | 0.01976% | 0.01976% | 0.01976% | Other | 0.1138% | 0.1147% | 0.1147% | 0.1147% | 0.1147% | 0.115% | Other | 0% | 0% | 0% | 0% | 0% | 0%
Diesel | 0.059% | 0.05783% | 0.05653% | 0.05593% | 0.05593% | 0.05597% | Diesel | 0% | 0% | 0% | 0% | 0% | 0% | Diesel | 0.08806% | 0.08595% | 0.08242% | 0.0802% | 0.0802% | 0.0802% | Diesel | 0.05755% | 0.05802% | 0.05802% | 0.05802% | 0.05802% | 0.05818% | Diesel | 0.1031% | 0.1008% | 0.1008% | 0.1008% | 0.1008% | 0.1016%
(1) Dual fuel units can burn natural gas and another fuel (usually diesel). | [6 empty] | (1) Dual fuel units can burn natural gas and another fuel (usually diesel). | [6 empty] | (1) Dual fuel units can burn natural gas and another fuel (usually diesel). | [6 empty] | (1) Dual fuel units can burn natural gas and another fuel (usually diesel). | [6 empty] | (1) Dual fuel units can burn natural gas and another fuel (usually diesel).
Winter Fuel Types - ERCOT | [6 empty] | Winter Fuel Types - Houston Zone | [6 empty] | Winter Fuel Types - North Zone | [6 empty] | Winter Fuel Types - South Zone | [6 empty] | Winter Fuel Types - West Zone
Natural Gas | 62.7% | [5 empty] | Natural Gas | 68.41% | [5 empty] | Natural Gas | 59.58% | [5 empty] | Natural Gas | 70.1% | [5 empty] | Natural Gas | 37.51%
Wind | 1.508% | [5 empty] | Wind | 0% | [5 empty] | Wind | 0% | [5 empty] | Wind | 0% | [5 empty] | Wind | 16.47%
Coal | 17.93% | [5 empty] | Coal | 12.5% | [5 empty] | Coal | 23.96% | [5 empty] | Coal | 17.38% | [5 empty] | Coal | 8.894%
Water | 0.6584% | [5 empty] | Water | 0% | [5 empty] | Water | 0.341% | [5 empty] | Water | 1.742% | [5 empty] | Water | 0.3094%
Dual Fuel | 10.89% | [5 empty] | Dual Fuel | 16.67% | [5 empty] | Dual Fuel | 9.073% | [5 empty] | Dual Fuel | 0.2137% | [5 empty] | Dual Fuel | 36.71%
Other | 0.623% | [5 empty] | Other | 2.417% | [5 empty] | Other | 0.0217% | [5 empty] | Other | 0.1138% | [5 empty] | Other | 0%
Nuclear | 5.625% | [5 empty] | Nuclear | 0% | [5 empty] | Nuclear | 6.937% | [5 empty] | Nuclear | 10.4% | [5 empty] | Nuclear | 0%
Diesel | 0.059% | [5 empty] | Diesel | 0% | [5 empty] | Diesel | 0.08806% | [5 empty] | Diesel | 0.05755% | [5 empty] | Diesel | 0.1031%
| 100% | [6 empty] | 100% | [6 empty] | 100% | [6 empty] | 100% | [6 empty] | 100%

## CMZones
Congestion Zone Information |  |  |  | Congestion Zone Information
2003 and 2004 data based on congestion zones for 2003.
Forecasted load is the non-coincident peaks from the Annual Load Data Requests (ALDR). Forecasted ERCOT system peaks are shown for comparison. Neither forecast includes self-serve load.
The capactities of the mothballed units are not included in the resources. Capacities of the wind units are included at 100% in the resources. The amounts available for the grid according to asset registrations of the self-serve units and the distributed generation units that have registered with ERCOT are included.
Summer
Zone | Resources, MW | 2002 Actual Coincident Demand, MW | 2003 Forecasted Non-coincident Demand, MW
Houston | 19178 | 13400 | 16502
North | 31827 | 24404 | 26798
South | 21490 | 14740 | 16866
West | 7120 | 3692 | 4097
Total | 79615 |  | 64263
ERCOT System Peak |  |  | 57639
Winter
Zone | Resources, MW | 2003 Actual Coincident Demand, MW | 2004 Forecasted Non-coincident Demand, MW
Houston | 20398 | 10100 | 15210
North | 32860 | 20556 | 22668
South | 22485 | 11696 | 14243
West | 7607 | 3056 | 3415
Total | 83350 |  | 55536
ERCOT System Peak |  |  | 46538

## HistoricCoincidentDemands
Historic Coincident Demands by County
Demands are coincident with the ERCOT winter system peak, summer system peak, and system minimum. These demands were submitted in the 2003 ALDRs by the TDSPs, and therefore the totals may not match the ERCOT peaks provided in other documents. The ERCOT winter system peak for 2003 was not available in time for the demands to be included in the 2003 ALDRs. These values do not include self-serve load.
Coincident Demands, MW
| ERCOT Winter Peak | ERCOT Summer Peak | ERCOT Minimum
County | Jan. 3, 2002 at 0730 | Aug. 26, 2002 at 1645 | May 19, 2002 at 0445
Total | 44610.5895 | 57380.3427 | 21144.818
ANDERSON | 145.687 | 146.578 | 43.174
ANDREWS | 108.718 | 134.392 | 95.977
ANGELINA | 284.2449 | 337.4669 | 136.995
ARANSAS | 54.05 | 54.09 | 18.59
ARCHER | 24.3473 | 24.9403 | 8.758
ATASCOSA | 71.724 | 67.7092 | 30.865
AUSTIN | 76.955 | 79.478 | 24.016
BANDERA | 60.122 | 47.315 | 12.429
BASTROP | 157.138 | 153.061 | 41.64
BAYLOR | 7.9204 | 14.4188 | 3.733
BEE | 48.936 | 59.1937 | 19.906
BELL | 658.8075 | 703.0266 | 174.904
BEXAR | 2343.155 | 3729.188 | 1131.265
BLANCO | 29.279 | 23.421 | 6.2
BORDEN | 1.437 | 1.747 | 1.025
BOSQUE | 42.7062 | 50.294 | 20.754
BRAZORIA | 1751.2807 | 2071.0701 | 1479.294
BRAZOS | 249.604 | 394.402 | 128.022
BREWSTER | 18.7862 | 18.0779 | 7.137
BRISCOE | 0.70272 | 2.1942 | 1.145
BROOKS | 15.27 | 18.12 | 6.63
BROWN | 96.0286 | 112.3477 | 40.49
BURLESON | 25.923 | 25.27 | 8.878
BURNET | 113.293 | 110.772 | 29.152
CALDWELL | 83.974 | 89.145 | 33.9
CALHOUN | 60.04 | 108.2091 | 53.35
CALLAHAN | 33.7951 | 36.3528 | 11.959
CAMERON | 548.0236 | 621.577 | 209.013
CHAMBERS | 313.55 | 522.312 | 391.897
CHEROKEE | 56.3224 | 69.5776 | 23.696
CHILDRESS | 11.9932 | 15.9888 | 4.692
CLAY | 22.9823 | 24.6579 | 7.808
COKE | 13.9099 | 15.1472 | 7.504
COLEMAN | 27.7531 | 36.6759 | 10.846
COLLIN | 1290.2011 | 1930.2824 | 457.181
COLORADO | 68.541 | 77.753 | 32.326
COMAL | 257.03 | 248.567 | 93.539
COMANCHE | 33.8127 | 42.4344 | 13.176
CONCHO | 6.7796 | 11.4799 | 7.229
COOKE | 108.8802 | 109.365 | 36.909
CORYELL | 80.9098 | 92.2914 | 24.086
COTTLE | 3.222 | 4.2704 | 1.816
CRANE | 74.144 | 77.793 | 64.605
CROCKETT | 45.0633 | 48.2319 | 41.329
CROSBY | 1.8401 | 1.9169 | 1.159
CULBERSON | 3.46 | 3.28 | 3.12
DALLAS | 5358.907 | 7214.2471 | 2256.679
DAWSON | 39.907 | 63.741 | 46.893
DELTA | 11.82 | 11.76 | 3.08
DENTON | 902.1676 | 1373.3521 | 327.723
DEWITT | 56.696 | 68.136 | 24.747
DICKENS | 5.4705 | 8.0821 | 3.43
DIMMIT | 15.8092 | 19.3216 | 12.057
DUVAL | 43.304 | 39.9688 | 15.676
EASTLAND | 42.0124 | 53.4931 | 17.873
ECTOR | 378.3 | 440.625 | 251.823
EDWARDS | 9.4141 | 8.847 | 3.384
ELLIS | 575.6003 | 507.502 | 286.816
ERATH | 86.6798 | 106.852 | 29.671
FALLS | 38.4495 | 51.3375 | 8.437
FANNIN | 85.2784 | 86.279 | 22.383
FAYETTE | 66.417 | 74.851 | 24.168
FISHER | 25.6514 | 25.2888 | 16.712
FOARD | 2.5806 | 3.8502 | 1.341
FORT BEND | 454.229 | 798.923 | 215.19
FRANKLIN | 3.206 | 2.738 | 2.892
FREESTONE | 85.9035 | 77.6679 | 20.576
FRIO | 24.528 | 29.4032 | 17.428
GALVESTON | 496.8024 | 845.2405 | 256.909
GILLESPIE | 57.2373 | 61.4789 | 15.998
GLASSCOCK | 12.52 | 12.26 | 7.85
GOLIAD | 20.509 | 19.9465 | 6.741
GONZALES | 51.245 | 56.737 | 18.232
GRAYSON | 402.4348 | 457.5282 | 152.666
GRIMES | 17.36 | 16.8255 | 5.36
GUADALUPE | 212.5522 | 230.0579 | 124.481
HALL | 1.4589 | 2.684 | 0.975
HAMILTON | 14.2318 | 19.536 | 7.36
HARDEMAN | 9.9344 | 15.6619 | 7.955
HARRIS | 8835.283 | 12464.9309 | 5380.922
HASKELL | 15.4454 | 26.5736 | 9.159
HAYS | 304.033 | 310.81 | 93.044
HENDERSON | 188.49 | 180.279 | 34.612
HIDALGO | 870.144 | 841.562 | 288.542
HILL | 79.4705 | 94.1207 | 24.955
HOOD | 141.0568 | 124.3526 | 28.216
HOPKINS | 105.1158 | 100.2444 | 40.254
HOUSTON | 36.47 | 40.98 | 9.01
HOWARD | 92.12 | 112.262 | 59.976
HUNT | 198.3548 | 223.9924 | 75.803
IRION | 10.9798 | 9.4075 | 4.016
JACK | 17.8566 | 21.0552 | 5.581
JACKSON | 31.5753 | 38.6936 | 12.433
JEFF DAVIS | 4.9 | 4.0633 | 1.638
JIM HOGG | 4.9552 | 4.6968 | 4.478
JIM WELLS | 74.97 | 73.3081 | 28.068
JOHNSON | 303.4766 | 297.2537 | 106.013
JONES | 42.1466 | 49.0011 | 16.318
KARNES | 24.636 | 27.823 | 10.108
KAUFMAN | 298.006 | 303.198 | 92.401
KENDALL | 89.87 | 74.766 | 17.747
KENEDY | 0.95264 | 1.528 | 0.316
KENT | 52.4566 | 51.4121 | 51.151
KERR | 137.927 | 123.852 | 32.88
KIMBLE | 15.8352 | 15.3892 | 5.721
KING | 10.7237 | 9.6996 | 9.284
KINNEY | 8.182 | 7.364 | 4.876
KLEBERG | 58.4725 | 83.9783 | 53.643
KNOX | 10.6954 | 21.7641 | 5.225
LA SALLE | 147.8436 | 183.1233 | 61.713
LAMAR | 52.599 | 55.414 | 12.705
LAMPASAS | 11.908 | 12.6104 | 4.244
LAVACA | 30.264 | 35.887 | 9.915
LEE | 28.162 | 34.799 | 9.234
LEON | 142.6109 | 135.3569 | 108.154
LIMESTONE | 55.1482 | 64.3124 | 19.422
LIVE OAK | 67.2155 | 69.5383 | 53.342
LLANO | 71.79 | 61.247 | 15.544
LOVING | 4.53 | 4.36 | 3.95
MADISON | 14.3381 | 16.6297 | 4.187
MARTIN | 546.3726 | 657.3089 | 178.951
MASON | 5.816 | 5.2537 | 2.612
MATAGORDA | 3.3841 | 3.14 | 0.72
MAVERICK | 22.79 | 25.61 | 19.009
MCCULLOCH | 12.5361 | 12.7967 | 4.71
MCLENNAN | 123.3695 | 143.1951 | 84.218
MCMULLEN | 67.396 | 64.925 | 22.671
MEDINA | 129.9976 | 164.4676 | 42.741
MENARD | 7.2558 | 6.2183 | 2.299
MIDLAND | 221.353 | 324.009 | 91.568
MILAM | 57.8411 | 64.5795 | 17.654
MILLS | 6.684 | 9.115 | 2.14
MITCHELL | 14.7 | 17.76 | 7.58
MONTAGUE | 41.3217 | 51.3692 | 16.619
MONTGOMERY | 151.576 | 181.244 | 46.029
MOTLEY | 3.1354 | 4.3521 | 1.489
NACOGDOCHES | 162.3135 | 177.9351 | 54.471
NAVARRO | 171.8072 | 183.9759 | 57.493
NOLAN | 53.504 | 56.524 | 30.062
NUECES | 873.9621 | 1001.5071 | 527.455
PALO PINTO | 73.0755 | 88.0217 | 25.312
PARKER | 254.6784 | 241.1083 | 53.516
PECOS | 52.2154 | 65.2087 | 41.255
PRESIDIO | 9.5185 | 8.7377 | 3.925
RAINS | 4.73 | 23.9 | 6.184
REAGAN | 13.2781 | 13.6108 | 9.476
REAL | 8.758 | 7.491 | 3.017
RED RIVER | 30.1356 | 34.19 | 9.446
REEVES | 20.6636 | 30.8034 | 14.389
REFUGIO | 22.739 | 23.0387 | 13.316
ROBERTSON | 13.5119 | 19.1144 | 7.837
ROCKWALL | 238.768 | 251.465 | 58.921
RUNNELS | 29.3883 | 37.2052 | 13.075
RUSK | 4.76 | 6.73 | 1.91
SAN PATRICIO | 125.805 | 130.3577 | 52.797
SAN SABA | 10.446 | 12.863 | 3.223
SCHLEICHER | 10.6221 | 12.3577 | 5.889
SCURRY | 86.5871 | 95.6781 | 74.383
SHACKELFORD | 12.4367 | 12.2177 | 6.754
SMITH | 444.7763 | 551.2515 | 178.187
SOMERVELL | 22.4127 | 25.168 | 8.56
STARR | 66.8448 | 56.2944 | 23.337
STEPHENS | 55.183 | 56.582 | 38.15
STERLING | 6.6897 | 10.5897 | 9.482
STONEWALL | 7.9859 | 6.8877 | 4.255
SUTTON | 14.2821 | 16.04 | 6.143
TARRANT | 3939.5638 | 4550.5227 | 1301.334
TAYLOR | 244.8304 | 379.6487 | 95.957
TERRELL | 1.746 | 1.818 | 0.648
THROCKMORTON | 7.4879 | 8.0433 | 4.103
TOM GREEN | 199.4501 | 282.499 | 81.822
TRAVIS | 1674.798 | 2408.999 | 776.705
UPTON | 14.8827 | 15.2974 | 5.564
UVALDE | 50.7908 | 42.2652 | 19.886
VAL VERDE | 76.423 | 91.305 | 29.755
VAN ZANDT | 87.198 | 80.365 | 23.345
VICTORIA | 179.2193 | 229.6879 | 89.353
WALLER | 190.985 | 284.64 | 74.078
WARD | 38.983 | 50.6505 | 30.384
WASHINGTON | 98.93 | 111.554 | 35.446
WEBB | 302.0792 | 347.201 | 114.008
WHARTON | 91.5115 | 120.8726 | 40.772
WICHITA | 324.809 | 423.652 | 146.757
WILBARGER | 26.1062 | 40.7872 | 16.051
WILLACY | 29.9998 | 32.311 | 11.668
WILLIAMSON | 529.742 | 735.137 | 183.103
WILSON | 55.323 | 57.643 | 42.669
WINKLER | 45.9856 | 51.592 | 35.887
WISE | 158.6635 | 157.6995 | 36.282
YOUNG | 45.2502 | 62.696 | 17.926
ZAPATA | 26.0984 | 18.0872 | 8.773
ZAVALA | 20.356 | 21.4258 | 14.887

## SummerLoadbyCounty
Summer Load by County
The loads shown are the non-coincident demands of the individual delivery points from the ALDRs and do not include self-serve loads. The demands for 2003 are from the ALDRs submitted in March 2002. The demands for 2004 through 2008 are from the ALDRs submitted in March 2003. The values shown here are used in the summer import/export calculations.
Summer Load, MW
County | 2003 | 2004 | 2005 | 2006 | 2007 | 2008
ANDERSON | 147.8295 | 167.2734 | 172.0496 | 178.7437 | 186.552 | 192.8506
ANDREWS | 154.7763 | 146.3568 | 147.0368 | 148.7168 | 150.7695 | 151.4495
ANGELINA | 383.5794 | 399.2021 | 403.93 | 368.8415 | 373.2549 | 378.0208
ARANSAS | 69.46 | 68.7 | 72.6983 | 74.8795 | 77.5205 | 80.114
ARCHER | 29.155 | 29.59 | 30.21 | 30.83 | 31.45 | 32.0883
ATASCOSA | 90.3098 | 91.5658 | 95.2749 | 98.8914 | 102.9729 | 107.1682
AUSTIN | 87.7132 | 89.6734 | 91.6078 | 93.5696 | 95.6114 | 97.7158
BANDERA | 62.07 | 60.02 | 63.629 | 67.459 | 71.524 | 75.836
BASTROP | 178.479 | 180.3257 | 189.0746 | 197.854 | 206.6651 | 215.509
BAYLOR | 20.3918 | 17.826 | 18.142 | 18.509 | 18.825 | 19.1489
BEE | 73.539 | 75.5785 | 77.0559 | 78.2706 | 79.88 | 81.4533
BELL | 762.1579 | 818.3 | 841.45 | 856.5 | 879.05 | 900.9551
BEXAR | 4292.007 | 4459.319 | 4592.014 | 4729.793 | 4862.338 | 5047.156
BLANCO | 30.096 | 30.852 | 32.075 | 33.208 | 34.24 | 35.161
BORDEN | 1.624 | 1.9783 | 2.0202 | 2.0411 | 2.0872 | 2.1354
BOSQUE | 61.1711 | 59.538 | 60.68 | 61.669 | 62.639 | 63.6232
BRAZORIA | 1311.3927 | 2542.6049 | 2603.4982 | 2657.6334 | 2712.434 | 2766.8565
BRAZOS | 459.8334 | 496.82 | 512.73 | 527.8 | 540.03 | 556.4
BREWSTER | 20.5568 | 19.7009 | 20.0528 | 20.3212 | 20.6753 | 21.0069
BRISCOE | 2.6113 | 3.0946 | 3.1628 | 3.2274 | 3.2917 | 3.3621
BROOKS | 18.96 | 20.11 | 20.4941 | 20.7876 | 21.2071 | 21.6105
BROWN | 130.1289 | 129.58 | 131.067 | 132.566 | 133.976 | 135.4982
BURLESON | 30.854 | 29.903 | 30.981 | 32.059 | 33.137 | 34.225
BURNET | 139.647 | 139.5515 | 146.0934 | 152.7476 | 157.8477 | 164.6301
CALDWELL | 107.4839 | 109.5813 | 113.5806 | 117.6042 | 121.6876 | 125.8079
CALHOUN | 215.8915 | 270.9405 | 278.2263 | 284.9375 | 292.9007 | 300.7104
CALLAHAN | 44.8091 | 41.1266 | 41.8904 | 42.5098 | 43.3118 | 44.1061
CAMERON | 745.225 | 752.4838 | 780.0064 | 810.0984 | 842.5353 | 875.4714
CHAMBERS | 326 | 567.069 | 577.439 | 585.049 | 593.209 | 602.469
CHEROKEE | 127.7733 | 81.9955 | 82.8924 | 83.7943 | 84.6969 | 85.599
CHILDRESS | 18.2627 | 19.0193 | 19.2816 | 19.4654 | 19.7557 | 20.0396
CLAY | 29.9351 | 30.6153 | 31.2832 | 32.0526 | 32.9237 | 33.7181
COKE | 18.148 | 17.4141 | 17.7412 | 18.0002 | 18.3492 | 18.6907
COLEMAN | 42.7869 | 42.5169 | 43.7697 | 44.911 | 46.1795 | 47.4671
COLLIN | 2255.7279 | 2374.1017 | 2444.9759 | 2528.113 | 2666.8857 | 2802.8941
COLORADO | 93.4444 | 96.9117 | 99.5437 | 102.0179 | 104.8765 | 107.7684
COMAL | 321.113 | 324.361 | 336.159 | 348.358 | 360.958 | 374.009
COMANCHE | 54.2929 | 53.942 | 55.482 | 56.21 | 58.935 | 62.1334
CONCHO | 13.2884 | 13.3062 | 13.5612 | 13.7773 | 14.0386 | 14.3021
COOKE | 146.347 | 137.8081 | 137.3518 | 135.0385 | 138.3176 | 141.6871
CORYELL | 101.5405 | 104.93 | 106.51 | 105.735 | 107.28 | 108.8731
COTTLE | 4.7482 | 4.7133 | 4.7759 | 4.8248 | 4.892 | 4.9579
CRANE | 89.5447 | 99.4053 | 100.3251 | 101.0922 | 102.0679 | 103.0147
CROCKETT | 54.7396 | 58.3378 | 59.0611 | 59.5549 | 60.3362 | 61.0816
CROSBY | 3.2301 | 3.25 | 3.25 | 3.25 | 3.25 | 3.25
CULBERSON | 5.6989 | 5 | 5 | 5 | 5 | 5
DALLAS | 8589.3478 | 8680.3347 | 8870.4549 | 9074.1776 | 9306.5788 | 9533.3251
DAWSON | 73.464 | 78.893 | 79.5783 | 80.1959 | 80.9146 | 81.7502
DELTA | 12.5403 | 13.3475 | 13.8224 | 14.5382 | 15.3899 | 16.0437
DENTON | 1596.6412 | 1618.4053 | 1686.5492 | 1747.1174 | 1796.3868 | 1830.6496
DEWITT | 83.009 | 79.8305 | 82.6358 | 85.4742 | 88.4944 | 91.6057
DICKENS | 8.7544 | 9.8368 | 10.0209 | 10.0789 | 10.1727 | 10.2618
DIMMIT | 21.78 | 22.831 | 23.3803 | 23.8511 | 24.4367 | 25.0113
DUVAL | 48.1176 | 49.2625 | 50.2504 | 51.0546 | 52.1293 | 53.1767
EASTLAND | 62.1628 | 70.6655 | 71.4623 | 72.201 | 73.0307 | 73.8525
ECTOR | 519.6026 | 477.8212 | 476.9 | 480.073 | 483.345 | 486.515
EDWARDS | 9.104 | 9.6892 | 9.8464 | 9.9735 | 10.1406 | 10.3112
ELLIS | 833.1204 | 822.631 | 835.655 | 848.468 | 860.655 | 873.2742
ERATH | 117.433 | 117.039 | 119.295 | 121.595 | 123.997 | 126.4088
FALLS | 63.9891 | 65.869 | 66.486 | 67.108 | 67.732 | 68.3694
FANNIN | 85.126 | 108.4201 | 112.2627 | 118.1965 | 125.3067 | 130.6887
FAYETTE | 93.2354 | 93.531 | 96.3135 | 99.1553 | 101.9351 | 104.7182
FISHER | 23.3482 | 29.316 | 29.8107 | 30.1996 | 30.7455 | 31.3607
FOARD | 4.6522 | 4.3216 | 4.4162 | 4.495 | 4.5955 | 4.6957
FORT BEND | 887.2 | 951.29 | 979.02 | 1000.49 | 1042.44 | 1076.04
FRANKLIN | 4.7193 | 3.4344 | 3.503 | 3.5731 | 3.6446 | 3.7175
FREESTONE | 110.7494 | 98.696 | 100.6122 | 102.5581 | 104.2513 | 106.0025
FRIO | 47.982 | 50.919 | 52.3676 | 53.7035 | 55.2171 | 56.7191
GALVESTON | 1264.3895 | 1392.3118 | 1419.4199 | 1432.1763 | 1445.1686 | 1458.4097
GILLESPIE | 72.0442 | 75.0046 | 78.2488 | 81.6406 | 85.1927 | 88.9103
GLASSCOCK | 13.6 | 20.65 | 20.85 | 20.95 | 21.15 | 21.25
GOLIAD | 25.5329 | 29.8031 | 30.8802 | 31.9295 | 33.0763 | 34.2409
GONZALES | 78.0464 | 75.8733 | 77.9428 | 80.0271 | 82.2275 | 84.4821
GRAYSON | 484.4405 | 543.8381 | 595.6556 | 621.4117 | 651.2991 | 678.3463
GRIMES | 22.4057 | 21.57 | 22.55 | 23.592 | 24.703 | 25.8869
GUADALUPE | 382.1244 | 386.4082 | 399.0966 | 411.4561 | 424.5383 | 438.3248
HALL | 2.5147 | 3.0997 | 3.1527 | 3.1916 | 3.2499 | 3.3057
HAMILTON | 23.6258 | 24.72 | 25.24 | 25.73 | 26.18 | 26.6606
HARDEMAN | 22.1179 | 18.6308 | 18.8006 | 18.8944 | 19.0906 | 19.273
HARRIS | 12210.2308 | 13833.4287 | 14166.2077 | 14451.9533 | 14742.7896 | 15022.6068
HASKELL | 34.896 | 31.4429 | 31.9359 | 32.3137 | 32.8323 | 33.3285
HAYS | 377.9551 | 374.0882 | 392.359 | 414.0834 | 426.0925 | 445.8453
HENDERSON | 186.2575 | 201.1367 | 205.5938 | 211.8742 | 219.1451 | 224.9136
HIDALGO | 1086.5365 | 1141.1348 | 1210.2296 | 1276.6611 | 1351.7837 | 1430.2826
HILL | 109.7129 | 112.85 | 115.091 | 117.574 | 120.172 | 123.0174
HOOD | 138.2167 | 151.804 | 155.505 | 152.024 | 157.67 | 163.4853
HOPKINS | 117.8035 | 126.686 | 131.0172 | 136.802 | 143.5782 | 148.9423
HOUSTON | 45.1153 | 49.3812 | 49.7912 | 50.2012 | 50.6112 | 51.0212
HOWARD | 122.8 | 123.13 | 124.01 | 124.89 | 125.72 | 126.6
HUNT | 264.4143 | 258.4381 | 265.5895 | 275.4633 | 286.9664 | 296.1588
IRION | 10.897 | 11.6781 | 12.037 | 12.3571 | 12.7274 | 13.0979
JACK | 27.0153 | 25.9405 | 24.5263 | 25.213 | 25.8528 | 26.5047
JACKSON | 46.5886 | 47.9093 | 49.1538 | 42.972 | 44.1103 | 45.2442
JEFF DAVIS | 4.3633 | 5.76 | 5.9233 | 6.0606 | 6.235 | 6.4051
JIM HOGG | 6.12 | 6.292 | 6.3643 | 6.4286 | 6.506 | 6.5825
JIM WELLS | 98.5321 | 100.6364 | 104.1884 | 107.4405 | 111.3298 | 115.2546
JOHNSON | 335.9543 | 385.892 | 398.757 | 413.305 | 428.713 | 444.7867
JONES | 62.1688 | 63.3984 | 64.3759 | 65.0939 | 66.1141 | 67.0899
KARNES | 32.8976 | 33.7467 | 35.5325 | 36.2023 | 37.046 | 37.8739
KAUFMAN | 264.7655 | 356.3582 | 384.0263 | 437.6904 | 453.7215 | 496.4751
KENDALL | 85.944 | 85.653 | 90.834 | 96.333 | 102.165 | 108.357
KENEDY | 1.147 | 1.732 | 1.8392 | 1.9531 | 2.0789 | 2.2144
KENT | 60.2531 | 58.5757 | 58.5909 | 58.5964 | 58.615 | 58.6316
KERR | 141.235 | 147.548 | 152.2689 | 157.1559 | 162.2145 | 167.4524
KIMBLE | 18.0768 | 18.2431 | 18.7846 | 19.3011 | 19.8831 | 20.4716
KING | 13.0795 | 11.7543 | 11.7461 | 11.8358 | 11.8283 | 11.8241
KINNEY | 7.7176 | 7.828 | 7.9556 | 8.0541 | 8.1698 | 8.2738
KLEBERG | 86.7768 | 125.0887 | 127.3088 | 129.0871 | 131.5572 | 133.9412
KNOX | 24.0107 | 24.5853 | 25.0759 | 25.4904 | 26.0098 | 26.5238
LA SALLE | 16.074 | 18.352 | 18.9883 | 19.5711 | 20.2397 | 20.9044
LAMAR | 174.6629 | 210.2255 | 216.2047 | 227.9137 | 238.1752 | 246.3117
LAMPASAS | 59.795 | 60.7966 | 62.9722 | 65.1995 | 67.4851 | 70.2357
LAVACA | 44.8776 | 45.9185 | 47.231 | 48.5851 | 49.9826 | 51.4216
LEE | 39.8317 | 38.9564 | 40.0097 | 41.076 | 42.1457 | 43.2237
LEON | 198.4021 | 204.6978 | 228.57 | 230.4864 | 232.4381 | 234.4695
LIBERTY | 0 | 0 | 0 | 0 | 0 | 0
LIMESTONE | 45.5284 | 84.782 | 86.238 | 87.745 | 89.302 | 90.9225
LIVE OAK | 79.1923 | 87.782 | 90.2333 | 92.8187 | 95.8003 | 98.6508
LLANO | 78.144 | 75.9929 | 78.8788 | 81.86 | 86.5316 | 89.7701
LOVING | 6.4 | 5.84 | 5.88 | 5.92 | 5.96 | 6
MADISON | 4.7319 | 4.425 | 4.701 | 4.994 | 5.306 | 5.6375
MARTIN | 29.8 | 32.9 | 33.2 | 33.5 | 33.8 | 34.1
MASON | 13.3681 | 14.9971 | 15.2933 | 15.5902 | 15.8964 | 16.2092
MATAGORDA | 184.793 | 186.977 | 192.5006 | 197.5154 | 202.9671 | 208.3473
MAVERICK | 84.8498 | 92.561 | 97.0627 | 100.207 | 101.8114 | 112.004
MCCULLOCH | 52.7614 | 36.9441 | 38.585 | 21.2273 | 21.8888 | 22.5604
MCLENNAN | 733.5785 | 770.954 | 788.613 | 804.133 | 821.114 | 838.4124
MCMULLEN | 7.3385 | 5.5655 | 5.8779 | 6.208 | 6.5567 | 6.9252
MEDINA | 204.183 | 214.163 | 224.645 | 234.9209 | 245.0246 | 255.4184
MENARD | 6.3767 | 6.8576 | 6.929 | 6.9776 | 7.0575 | 7.135
MIDLAND | 349.305 | 356.6106 | 359.1124 | 361.6154 | 364.1251 | 366.6493
MILAM | 70.4799 | 75.768 | 77.747 | 80.073 | 81.997 | 83.893
MILLS | 10.5629 | 10.266 | 10.5155 | 10.7675 | 11.0221 | 11.2792
MITCHELL | 19.4 | 19.4 | 19.6 | 19.8 | 20 | 20.2
MONTAGUE | 61.0379 | 64.7463 | 60.7914 | 62.2602 | 63.7529 | 65.2868
MONTGOMERY | 211.7 | 231.04 | 237.36 | 254.93 | 272.33 | 294.83
MOTLEY | 6.9639 | 4.9625 | 5.1261 | 5.2678 | 5.4408 | 5.6107
NACOGDOCHES | 183.9054 | 202.1183 | 204.7661 | 207.8319 | 210.7003 | 213.5669
NAVARRO | 224.1345 | 237.0393 | 239.6219 | 243.385 | 247.0597 | 250.4556
NOLAN | 63.96 | 65.559 | 65.905 | 66.461 | 66.809 | 67.168
NUECES | 1257.7278 | 1338.0127 | 1374.1571 | 1404.1387 | 1441.8485 | 1478.0341
PALO PINTO | 83.9177 | 97.176 | 101.96 | 106.776 | 111.726 | 116.7077
PARKER | 287.8573 | 299.647 | 312.4584 | 321.333 | 329.1677 | 338.0337
PECOS | 90.9619 | 79.7901 | 80.6275 | 81.3073 | 82.1965 | 83.0654
PRESIDIO | 10.6639 | 11.4795 | 12.0528 | 12.5763 | 13.171 | 13.7568
RAINS | 18.406 | 26.0557 | 27.3706 | 29.5955 | 32.3292 | 34.297
REAGAN | 15.7252 | 15.2562 | 15.4964 | 15.6744 | 15.9356 | 16.1879
REAL | 12.679 | 12.448 | 13.0577 | 13.6954 | 14.3725 | 15.0838
RED RIVER | 34.6338 | 39.7164 | 41.0443 | 43.0874 | 45.5326 | 47.3858
REEVES | 42.0497 | 36.2877 | 36.6451 | 36.9755 | 37.3304 | 37.6761
REFUGIO | 30.1166 | 35.7136 | 36.2204 | 36.5798 | 37.1458 | 37.6858
ROBERTSON | 22.0166 | 23.5513 | 24.5396 | 25.5533 | 26.6137 | 27.7384
ROCKWALL | 240.4608 | 285.8689 | 301.8064 | 323.5421 | 350.8257 | 371.8771
RUNNELS | 39.9941 | 40.1013 | 40.877 | 41.4945 | 42.3224 | 43.1322
RUSK | 3.78 | 7.1 | 7.19 | 7.28 | 7.37 | 7.46
SAN PATRICIO | 182.6732 | 192.1183 | 196.5181 | 200.1258 | 204.7691 | 209.2882
SAN SABA | 15.515 | 14.9038 | 15.2943 | 15.6905 | 16.0937 | 16.5039
SCHLEICHER | 12.4341 | 13.1751 | 13.3871 | 13.5557 | 13.7771 | 13.9974
SCURRY | 146.1128 | 182.6833 | 191.1055 | 198.5104 | 200.1052 | 201.5065
SHACKELFORD | 22.1258 | 23.9302 | 24.6052 | 24.8568 | 25.2266 | 25.5642
SMITH | 613.576 | 630.409 | 638.8244 | 647.4213 | 656.0197 | 664.917
SOMERVELL | 31.3196 | 32.368 | 33.396 | 34.502 | 35.638 | 36.6053
STARR | 80.563 | 83.433 | 86.3515 | 88.9332 | 92.0363 | 95.1019
STEPHENS | 56.592 | 68.554 | 70.666 | 72.776 | 74.888 | 77.0002
STERLING | 14.14 | 13.5092 | 13.7522 | 13.9669 | 14.2065 | 14.4554
STONEWALL | 7.5924 | 7.7981 | 7.8142 | 7.8144 | 7.8359 | 7.8542
SUTTON | 18.6531 | 19.311 | 19.6837 | 19.9866 | 20.3805 | 20.7703
TARRANT | 5405.1833 | 5423.5481 | 5560.4478 | 5663.2794 | 5780.2658 | 5906.2345
TAYLOR | 418.2489 | 446.8916 | 455.3603 | 461.9014 | 471.0763 | 479.9523
TERRELL | 1.9042 | 1.98 | 1.98 | 1.98 | 1.98 | 1.98
THROCKMORTON | 9.4879 | 9.7482 | 9.9104 | 10.046 | 10.2246 | 10.4006
TITUS | 0 | 0 | 0 | 0 | 0 | 0
TOM GREEN | 317.289 | 312.8714 | 318.7287 | 323.2645 | 329.5977 | 335.7341
TRAVIS | 2714.49 | 2700.56 | 2763.308 | 2837.217 | 2918.415 | 2986.838
UPTON | 22.3751 | 20.5915 | 20.9265 | 21.217 | 21.6 | 22.0375
UVALDE | 75.54 | 74.318 | 77.1195 | 89.1688 | 81.8177 | 84.4848
VAL VERDE | 100.0514 | 104.889 | 107.8359 | 110.3163 | 113.4364 | 116.4725
VAN ZANDT | 80.2897 | 112.0007 | 114.5014 | 118.2319 | 122.6485 | 126.0245
VICTORIA | 342.1475 | 340.5272 | 350.2036 | 358.7963 | 369.1591 | 379.411
WALLER | 334.9314 | 357.3038 | 378.4024 | 394.6741 | 411.3559 | 429.1251
WARD | 59.461 | 59.716 | 60.016 | 60.316 | 60.616 | 60.916
WASHINGTON | 139.724 | 135.289 | 138.24 | 141.296 | 144.25 | 147.306
WEBB | 438.506 | 464.5196 | 481.947 | 497.7016 | 516.2609 | 534.5463
WHARTON | 130.1501 | 138.0899 | 140.048 | 142.8025 | 144.9624 | 147.1275
WICHITA | 491.317 | 488.7297 | 491.745 | 495.2604 | 498.6768 | 502.0954
WILBARGER | 47.5187 | 48.4044 | 49.4574 | 50.2921 | 51.4324 | 52.5349
WILLACY | 38.8444 | 38.15 | 39.2229 | 40.1808 | 41.3332 | 42.4782
WILLIAMSON | 891.3072 | 914.749 | 978.238 | 1021.924 | 1079.011 | 1145.6772
WILSON | 65.782 | 75.273 | 77.617 | 80.05 | 82.5792 | 85.2066
WINKLER | 64.174 | 60.5461 | 60.7764 | 61.0073 | 61.2386 | 61.4704
WISE | 206.2923 | 199.017 | 208.466 | 217.592 | 226.693 | 236.0843
YOUNG | 62.7954 | 70.4301 | 72.3883 | 74.365 | 76.3607 | 78.3762
ZAPATA | 27.795 | 29.362 | 30.5609 | 31.6618 | 32.934 | 34.2017
ZAVALA | 30.982 | 33.202 | 33.8731 | 34.4569 | 35.1715 | 35.8768

## SummerGenerationbyCounty
Summer Generation by County
These values are used in the summer import/export calculations for each county. Capacities for mothballed units are 0 in 2003 but are included in the other years. Capacities of wind generation are at 100%. These values include the amount available for the grid according to asset registrations of the self-serve units and the distributed generation units that have registered with ERCOT.
Summer Generation, MW
County | 2003 | 2004 | 2005 | 2006 | 2007 | 2008
ANDERSON | 0 | 0 | 0 | 0 | 0 | 0
ANDREWS | 0 | 0 | 0 | 0 | 0 | 0
ANGELINA | 0 | 0 | 0 | 0 | 0 | 0
ARANSAS | 0 | 0 | 0 | 0 | 0 | 0
ARCHER | 0 | 0 | 0 | 0 | 0 | 0
ATASCOSA | 391 | 391 | 391 | 391 | 391 | 391
AUSTIN | 0 | 0 | 0 | 0 | 0 | 0
BANDERA | 0 | 0 | 0 | 0 | 0 | 0
BASTROP | 1690.4 | 1690.4 | 1690.4 | 1690.4 | 1690.4 | 1690.4
BAYLOR | 0 | 0 | 0 | 0 | 0 | 0
BEE | 0 | 0 | 0 | 0 | 0 | 0
BELL | 0 | 0 | 0 | 0 | 0 | 0
BEXAR | 4311.4 | 4211.4 | 4211.4 | 4211.4 | 4211.4 | 4211.4
BLANCO | 0 | 0 | 0 | 0 | 0 | 0
BORDEN | 0 | 0 | 0 | 0 | 0 | 0
BOSQUE | 590.5 | 590.5 | 590.5 | 590.5 | 590.5 | 590.5
BRAZORIA | 574 | 574 | 574 | 574 | 574 | 574
BRAZOS | 240 | 240 | 240 | 240 | 240 | 240
BREWSTER | 0 | 0 | 0 | 0 | 0 | 0
BRISCOE | 0 | 0 | 0 | 0 | 0 | 0
BROOKS | 0 | 0 | 0 | 0 | 0 | 0
BROWN | 0 | 0 | 0 | 0 | 0 | 0
BURLESON | 0 | 0 | 0 | 0 | 0 | 0
BURNET | 92.4 | 92.4 | 92.4 | 92.4 | 92.4 | 92.4
CALDWELL | 0 | 0 | 0 | 0 | 0 | 0
CALHOUN | 44 | 298 | 298 | 298 | 298 | 298
CALLAHAN | 0 | 0 | 0 | 0 | 0 | 0
CAMERON | 333 | 333 | 333 | 333 | 333 | 333
CHAMBERS | 2797 | 2797 | 2797 | 2797 | 2797 | 2797
CHEROKEE | 704 | 704 | 704 | 704 | 704 | 704
CHILDRESS | 0 | 0 | 0 | 0 | 0 | 0
CLAY | 0 | 0 | 0 | 0 | 0 | 0
COKE | 0 | 85 | 85 | 85 | 85 | 85
COLEMAN | 12.2 | 12.2 | 12.2 | 12.2 | 12.2 | 12.2
COLLIN | 570 | 570 | 570 | 570 | 570 | 570
COLORADO | 0 | 0 | 0 | 0 | 0 | 0
COMAL | 6 | 6 | 6 | 6 | 6 | 6
COMANCHE | 0 | 0 | 0 | 0 | 0 | 0
CONCHO | 0 | 0 | 0 | 0 | 0 | 0
COOKE | 0 | 0 | 0 | 0 | 0 | 0
CORYELL | 0 | 0 | 0 | 0 | 0 | 0
COTTLE | 0 | 0 | 0 | 0 | 0 | 0
CRANE | 0 | 0 | 0 | 0 | 0 | 0
CROCKETT | 140 | 140 | 140 | 140 | 140 | 140
CROSBY | 0 | 0 | 0 | 0 | 0 | 0
CULBERSON | 74.8 | 249.8 | 249.8 | 249.8 | 249.8 | 249.8
DALLAS | 2913 | 2913 | 2913 | 2913 | 2913 | 2913
DAWSON | 0 | 0 | 0 | 0 | 0 | 0
DELTA | 0 | 0 | 0 | 0 | 0 | 0
DENTON | 186.4 | 186.4 | 186.4 | 186.4 | 186.4 | 186.4
DEWITT | 1.2 | 1.2 | 1.2 | 1.2 | 1.2 | 1.2
DICKENS | 0 | 0 | 0 | 0 | 0 | 0
DIMMIT | 0 | 0 | 0 | 0 | 0 | 0
DUVAL | 0 | 0 | 0 | 0 | 0 | 0
EASTLAND | 0 | 0 | 0 | 0 | 0 | 0
ECTOR | 1034 | 1034 | 1034 | 1034 | 1034 | 1034
EDWARDS | 0 | 0 | 0 | 0 | 0 | 0
ELLIS | 1637 | 1637 | 1637 | 2451.8 | 2451.8 | 2451.8
ERATH | 0 | 0 | 0 | 0 | 0 | 0
FALLS | 0 | 0 | 0 | 0 | 0 | 0
FANNIN | 2459 | 2459 | 2459 | 2459 | 2459 | 2459
FAYETTE | 1682 | 1682 | 1682 | 1682 | 1682 | 1682
FISHER | 0 | 0 | 0 | 0 | 0 | 0
FOARD | 0 | 0 | 0 | 0 | 0 | 0
FORT BEND | 4439.37 | 4439.37 | 4439.37 | 4439.37 | 4439.37 | 4439.37
FRANKLIN | 0 | 0 | 0 | 0 | 0 | 0
FREESTONE | 2106 | 2106 | 2106 | 2106 | 2106 | 2106
FRIO | 75 | 75 | 75 | 75 | 75 | 75
GALVESTON | 3375 | 3547 | 3486 | 3486 | 3486 | 3486
GILLESPIE | 0 | 0 | 0 | 0 | 0 | 0
GLASSCOCK | 0 | 0 | 0 | 0 | 0 | 0
GOLIAD | 632 | 632 | 632 | 632 | 632 | 632
GONZALES | 4.8 | 4.8 | 4.8 | 4.8 | 4.8 | 4.8
GRAYSON | 80 | 80 | 80 | 80 | 80 | 80
GRIMES | 1323.2 | 1323.2 | 1323.2 | 1323.2 | 1323.2 | 1323.2
GUADALUPE | 1802.68 | 1802.68 | 1802.68 | 1802.68 | 1802.68 | 1802.68
HALL | 0 | 0 | 0 | 0 | 0 | 0
HAMILTON | 0 | 0 | 0 | 0 | 0 | 0
HARDEMAN | 0 | 35 | 35 | 35 | 35 | 35
HARRIS | 7047.6 | 8097.6 | 8097.6 | 8097.6 | 8097.6 | 8097.6
HASKELL | 0 | 217 | 217 | 217 | 217 | 217
HAYS | 989 | 989 | 989 | 989 | 989 | 989
HENDERSON | 240 | 240 | 240 | 240 | 240 | 240
HIDALGO | 1886 | 1886 | 1886 | 1886 | 1886 | 1886
HILL | 0 | 0 | 0 | 0 | 0 | 0
HOOD | 1847 | 1847 | 1847 | 1847 | 1847 | 1847
HOPKINS | 0 | 0 | 0 | 0 | 0 | 0
HOUSTON | 0 | 0 | 0 | 0 | 0 | 0
HOWARD | 261.92 | 261.92 | 261.92 | 261.92 | 261.92 | 261.92
HUNT | 88.1 | 88.1 | 88.1 | 88.1 | 88.1 | 88.1
IRION | 0 | 0 | 0 | 0 | 0 | 0
JACK | 0 | 0 | 0 | 600 | 600 | 600
JACKSON | 0 | 0 | 0 | 0 | 0 | 0
JEFF DAVIS | 6 | 6 | 6 | 6 | 6 | 6
JIM HOGG | 0 | 0 | 0 | 0 | 0 | 0
JIM WELLS | 0 | 0 | 0 | 0 | 0 | 0
JOHNSON | 258.4 | 258.4 | 258.4 | 258.4 | 258.4 | 258.4
JONES | 362 | 362 | 362 | 362 | 362 | 362
KARNES | 0 | 0 | 0 | 0 | 0 | 0
KAUFMAN | 1766.2 | 1766.2 | 1766.2 | 1766.2 | 1766.2 | 1766.2
KENDALL | 0 | 0 | 0 | 0 | 0 | 0
KENEDY | 0 | 0 | 0 | 0 | 0 | 0
KENT | 0 | 0 | 0 | 0 | 0 | 0
KERR | 0 | 0 | 0 | 0 | 0 | 0
KIMBLE | 0 | 0 | 0 | 0 | 0 | 0
KING | 0 | 0 | 0 | 0 | 0 | 0
KINNEY | 0 | 0 | 0 | 0 | 0 | 0
KLEBERG | 0 | 0 | 0 | 0 | 0 | 0
KNOX | 0 | 0 | 0 | 0 | 0 | 0
LA SALLE | 0 | 0 | 0 | 0 | 0 | 0
LAMAR | 1216.5 | 1216.5 | 1216.5 | 1216.5 | 1216.5 | 1216.5
LAMPASAS | 0 | 0 | 0 | 0 | 0 | 0
LAVACA | 0 | 0 | 0 | 0 | 0 | 0
LEE | 0 | 0 | 0 | 0 | 0 | 0
LEON | 0 | 0 | 0 | 0 | 0 | 0
LIBERTY | 0 | 0 | 577.8 | 577.8 | 577.8 | 577.8
LIMESTONE | 1646 | 1646 | 1646 | 1646 | 1646 | 1646
LIVE OAK | 0 | 0 | 0 | 0 | 0 | 0
LLANO | 495.3 | 495.3 | 495.3 | 495.3 | 495.3 | 495.3
LOVING | 0 | 0 | 0 | 0 | 0 | 0
MADISON | 0 | 0 | 0 | 0 | 0 | 0
MARTIN | 0 | 0 | 0 | 0 | 0 | 0
MASON | 0 | 0 | 0 | 0 | 0 | 0
MATAGORDA | 2529 | 2529 | 2529 | 2529 | 2529 | 2529
MAVERICK | 42 | 42 | 42 | 42 | 42 | 42
MCCULLOCH | 0 | 0 | 0 | 0 | 0 | 0
MCLENNAN | 1699 | 1699 | 1699 | 1699 | 1699 | 1699
MCMULLEN | 0 | 0 | 0 | 0 | 0 | 0
MEDINA | 0 | 0 | 0 | 0 | 0 | 0
MENARD | 0 | 0 | 0 | 0 | 0 | 0
MIDLAND | 0 | 0 | 0 | 0 | 0 | 0
MILAM | 97 | 97 | 97 | 97 | 97 | 97
MILLS | 0 | 0 | 0 | 0 | 0 | 0
MITCHELL | 1280 | 1280 | 1280 | 1280 | 1280 | 1280
MONTAGUE | 0 | 0 | 0 | 0 | 0 | 0
MONTGOMERY | 0 | 0 | 0 | 0 | 0 | 0
MOTLEY | 0 | 0 | 0 | 0 | 0 | 0
NACOGDOCHES | 0 | 0 | 0 | 954 | 954 | 954
NAVARRO | 0 | 0 | 0 | 0 | 0 | 0
NOLAN | 395.4 | 595.4 | 595.4 | 595.4 | 595.4 | 595.4
NUECES | 1071.15 | 2190.15 | 2190.15 | 2190.15 | 2190.15 | 2190.15
PALO PINTO | 635 | 635 | 635 | 635 | 635 | 635
PARKER | 80.91 | 80.91 | 80.91 | 80.91 | 80.91 | 80.91
PECOS | 397.5 | 397.5 | 397.5 | 397.5 | 397.5 | 397.5
PRESIDIO | 2 | 2 | 2 | 2 | 2 | 2
RAINS | 0 | 0 | 0 | 0 | 0 | 0
REAGAN | 0 | 0 | 0 | 0 | 0 | 0
REAL | 0 | 0 | 0 | 0 | 0 | 0
RED RIVER | 111 | 111 | 111 | 111 | 111 | 111
REEVES | 0 | 0 | 0 | 0 | 0 | 0
REFUGIO | 0 | 0 | 0 | 0 | 0 | 0
ROBERTSON | 343 | 343 | 343 | 343 | 343 | 343
ROCKWALL | 0 | 0 | 0 | 0 | 0 | 0
RUNNELS | 0 | 0 | 0 | 0 | 0 | 0
RUSK | 3115 | 3115 | 3115 | 3115 | 3115 | 3115
SAN PATRICIO | 862.6 | 862.6 | 862.6 | 862.6 | 862.6 | 862.6
SAN SABA | 0 | 0 | 0 | 0 | 0 | 0
SCHLEICHER | 0 | 0 | 0 | 0 | 0 | 0
SCURRY | 0 | 0 | 0 | 0 | 0 | 0
SHACKELFORD | 0 | 0 | 0 | 0 | 0 | 0
SMITH | 0 | 0 | 0 | 0 | 0 | 0
SOMERVELL | 2208 | 2208 | 2208 | 2208 | 2208 | 2208
STARR | 34.5 | 34.5 | 34.5 | 34.5 | 34.5 | 34.5
STEPHENS | 0 | 0 | 0 | 0 | 0 | 0
STERLING | 0 | 0 | 0 | 0 | 0 | 0
STONEWALL | 0 | 0 | 0 | 0 | 0 | 0
SUTTON | 0 | 0 | 0 | 0 | 0 | 0
TARRANT | 2177 | 2177 | 2177 | 2177 | 2177 | 2177
TAYLOR | 0 | 18 | 18 | 18 | 18 | 18
TERRELL | 0 | 0 | 0 | 0 | 0 | 0
THROCKMORTON | 0 | 0 | 0 | 0 | 0 | 0
TITUS | 2475 | 2475 | 2475 | 2475 | 2475 | 2475
TOM GREEN | 123 | 123 | 123 | 123 | 123 | 123
TRAVIS | 1914.218 | 2214.2 | 2014.2 | 2014.2 | 2014.2 | 2014.2
UPTON | 352.8 | 352.8 | 352.8 | 352.8 | 352.8 | 352.8
UVALDE | 0 | 0 | 0 | 0 | 0 | 0
VAL VERDE | 70 | 70 | 70 | 70 | 70 | 70
VAN ZANDT | 0 | 0 | 0 | 0 | 0 | 0
VICTORIA | 252.9 | 743.9 | 743.9 | 743.9 | 743.9 | 743.9
WALLER | 0 | 0 | 0 | 0 | 0 | 0
WARD | 1020 | 1020 | 1020 | 1020 | 1020 | 1020
WASHINGTON | 0 | 0 | 0 | 0 | 0 | 0
WEBB | 178 | 178 | 178 | 178 | 178 | 178
WHARTON | 84 | 84 | 84 | 84 | 84 | 84
WICHITA | 75.5 | 75.5 | 75.5 | 75.5 | 75.5 | 75.5
WILBARGER | 918 | 918 | 918 | 918 | 918 | 918
WILLACY | 0 | 0 | 0 | 0 | 0 | 0
WILLIAMSON | 0 | 0 | 0 | 0 | 0 | 0
WILSON | 0 | 0 | 0 | 0 | 0 | 0
WINKLER | 0 | 80 | 80 | 80 | 80 | 80
WISE | 0 | 804.2 | 804.2 | 804.2 | 804.2 | 804.2
YOUNG | 641 | 641 | 641 | 641 | 641 | 641
ZAPATA | 0 | 0 | 0 | 0 | 0 | 0
ZAVALA | 0 | 0 | 0 | 0 | 0 | 0

## SummerImport-ExportbyCounty
Summer Import/Export by County
Import: The county has less generation than load and must import generation.
Export: The county has more generation than load and is able to export generation.
This data is presented for example only. It is a calculation of the generation in the county less the non-coincident load in the county. The true values will depend on actual load levels and actual generation dispatch.
Summer Import/Export, MW
County | 2003 | 2004 | 2005 | 2006 | 2007 | 2008
ANDERSON | -147.8295 | -167.2734 | -172.0496 | -178.7437 | -186.552 | -192.8506
ANDREWS | -154.7763 | -146.3568 | -147.0368 | -148.7168 | -150.7695 | -151.4495
ANGELINA | -383.5794 | -399.2021 | -403.93 | -368.8415 | -373.2549 | -378.0208
ARANSAS | -69.46 | -68.7 | -72.6983 | -74.8795 | -77.5205 | -80.114
ARCHER | -29.155 | -29.59 | -30.21 | -30.83 | -31.45 | -32.0883
ATASCOSA | 300.6902 | 299.4342 | 295.7251 | 292.1086 | 288.0271 | 283.8318
AUSTIN | -87.7132 | -89.6734 | -91.6078 | -93.5696 | -95.6114 | -97.7158
BANDERA | -62.07 | -60.02 | -63.629 | -67.459 | -71.524 | -75.836
BASTROP | 1511.921 | 1510.0743 | 1501.3254 | 1492.546 | 1483.7349 | 1474.891
BAYLOR | -20.3918 | -17.826 | -18.142 | -18.509 | -18.825 | -19.1489
BEE | -73.539 | -75.5785 | -77.0559 | -78.2706 | -79.88 | -81.4533
BELL | -762.1579 | -818.3 | -841.45 | -856.5 | -879.05 | -900.9551
BEXAR | 19.393 | -247.919 | -380.614 | -518.393 | -650.938 | -835.756
BLANCO | -30.096 | -30.852 | -32.075 | -33.208 | -34.24 | -35.161
BORDEN | -1.624 | -1.9783 | -2.0202 | -2.0411 | -2.0872 | -2.1354
BOSQUE | 529.3289 | 530.962 | 529.82 | 528.831 | 527.861 | 526.8768
BRAZORIA | -737.3927 | -1968.6049 | -2029.4982 | -2083.6334 | -2138.434 | -2192.8565
BRAZOS | -219.8334 | -256.82 | -272.73 | -287.8 | -300.03 | -316.4
BREWSTER | -20.5568 | -19.7009 | -20.0528 | -20.3212 | -20.6753 | -21.0069
BRISCOE | -2.6113 | -3.0946 | -3.1628 | -3.2274 | -3.2917 | -3.3621
BROOKS | -18.96 | -20.11 | -20.4941 | -20.7876 | -21.2071 | -21.6105
BROWN | -130.1289 | -129.58 | -131.067 | -132.566 | -133.976 | -135.4982
BURLESON | -30.854 | -29.903 | -30.981 | -32.059 | -33.137 | -34.225
BURNET | -47.247 | -47.1515 | -53.6934 | -60.3476 | -65.4477 | -72.2301
CALDWELL | -107.4839 | -109.5813 | -113.5806 | -117.6042 | -121.6876 | -125.8079
CALHOUN | -171.8915 | 27.0595 | 19.7737 | 13.0625 | 5.0993 | -2.7104
CALLAHAN | -44.8091 | -41.1266 | -41.8904 | -42.5098 | -43.3118 | -44.1061
CAMERON | -412.225 | -419.4838 | -447.0064 | -477.0984 | -509.5353 | -542.4714
CHAMBERS | 2471 | 2229.931 | 2219.561 | 2211.951 | 2203.791 | 2194.531
CHEROKEE | 576.2267 | 622.0045 | 621.1076 | 620.2057 | 619.3031 | 618.401
CHILDRESS | -18.2627 | -19.0193 | -19.2816 | -19.4654 | -19.7557 | -20.0396
CLAY | -29.9351 | -30.6153 | -31.2832 | -32.0526 | -32.9237 | -33.7181
COKE | -18.148 | 67.5859 | 67.2588 | 66.9998 | 66.6508 | 66.3093
COLEMAN | -30.5869 | -30.3169 | -31.5697 | -32.711 | -33.9795 | -35.2671
COLLIN | -1685.7279 | -1804.1017 | -1874.9759 | -1958.113 | -2096.8857 | -2232.8941
COLORADO | -93.4444 | -96.9117 | -99.5437 | -102.0179 | -104.8765 | -107.7684
COMAL | -315.113 | -318.361 | -330.159 | -342.358 | -354.958 | -368.009
COMANCHE | -54.2929 | -53.942 | -55.482 | -56.21 | -58.935 | -62.1334
CONCHO | -13.2884 | -13.3062 | -13.5612 | -13.7773 | -14.0386 | -14.3021
COOKE | -146.347 | -137.8081 | -137.3518 | -135.0385 | -138.3176 | -141.6871
CORYELL | -101.5405 | -104.93 | -106.51 | -105.735 | -107.28 | -108.8731
COTTLE | -4.7482 | -4.7133 | -4.7759 | -4.8248 | -4.892 | -4.9579
CRANE | -89.5447 | -99.4053 | -100.3251 | -101.0922 | -102.0679 | -103.0147
CROCKETT | 85.2604 | 81.6622 | 80.9389 | 80.4451 | 79.6638 | 78.9184
CROSBY | -3.2301 | -3.25 | -3.25 | -3.25 | -3.25 | -3.25
CULBERSON | 69.1011 | 244.8 | 244.8 | 244.8 | 244.8 | 244.8
DALLAS | -5676.3478 | -5767.3347 | -5957.4549 | -6161.1776 | -6393.5788 | -6620.3251
DAWSON | -73.464 | -78.893 | -79.5783 | -80.1959 | -80.9146 | -81.7502
DELTA | -12.5403 | -13.3475 | -13.8224 | -14.5382 | -15.3899 | -16.0437
DENTON | -1410.2412 | -1432.0053 | -1500.1492 | -1560.7174 | -1609.9868 | -1644.2496
DEWITT | -81.809 | -78.6305 | -81.4358 | -84.2742 | -87.2944 | -90.4057
DICKENS | -8.7544 | -9.8368 | -10.0209 | -10.0789 | -10.1727 | -10.2618
DIMMIT | -21.78 | -22.831 | -23.3803 | -23.8511 | -24.4367 | -25.0113
DUVAL | -48.1176 | -49.2625 | -50.2504 | -51.0546 | -52.1293 | -53.1767
EASTLAND | -62.1628 | -70.6655 | -71.4623 | -72.201 | -73.0307 | -73.8525
ECTOR | 514.3974 | 556.1788 | 557.1 | 553.927 | 550.655 | 547.485
EDWARDS | -9.104 | -9.6892 | -9.8464 | -9.9735 | -10.1406 | -10.3112
ELLIS | 803.8796 | 814.369 | 801.345 | 1603.332 | 1591.145 | 1578.5258
ERATH | -117.433 | -117.039 | -119.295 | -121.595 | -123.997 | -126.4088
FALLS | -63.9891 | -65.869 | -66.486 | -67.108 | -67.732 | -68.3694
FANNIN | 2373.874 | 2350.5799 | 2346.7373 | 2340.8035 | 2333.6933 | 2328.3113
FAYETTE | 1588.7646 | 1588.469 | 1585.6865 | 1582.8447 | 1580.0649 | 1577.2818
FISHER | -23.3482 | -29.316 | -29.8107 | -30.1996 | -30.7455 | -31.3607
FOARD | -4.6522 | -4.3216 | -4.4162 | -4.495 | -4.5955 | -4.6957
FORT BEND | 3552.17 | 3488.08 | 3460.35 | 3438.88 | 3396.93 | 3363.33
FRANKLIN | -4.7193 | -3.4344 | -3.503 | -3.5731 | -3.6446 | -3.7175
FREESTONE | 1995.2506 | 2007.304 | 2005.3878 | 2003.4419 | 2001.7487 | 1999.9975
FRIO | 27.018 | 24.081 | 22.6324 | 21.2965 | 19.7829 | 18.2809
GALVESTON | 2110.6105 | 2154.6882 | 2066.5801 | 2053.8237 | 2040.8314 | 2027.5903
GILLESPIE | -72.0442 | -75.0046 | -78.2488 | -81.6406 | -85.1927 | -88.9103
GLASSCOCK | -13.6 | -20.65 | -20.85 | -20.95 | -21.15 | -21.25
GOLIAD | 606.4671 | 602.1969 | 601.1198 | 600.0705 | 598.9237 | 597.7591
GONZALES | -73.2464 | -71.0733 | -73.1428 | -75.2271 | -77.4275 | -79.6821
GRAYSON | -404.4405 | -463.8381 | -515.6556 | -541.4117 | -571.2991 | -598.3463
GRIMES | 1300.7943 | 1301.63 | 1300.65 | 1299.608 | 1298.497 | 1297.3131
GUADALUPE | 1420.5556 | 1416.2718 | 1403.5834 | 1391.2239 | 1378.1417 | 1364.3552
HALL | -2.5147 | -3.0997 | -3.1527 | -3.1916 | -3.2499 | -3.3057
HAMILTON | -23.6258 | -24.72 | -25.24 | -25.73 | -26.18 | -26.6606
HARDEMAN | -22.1179 | 16.3692 | 16.1994 | 16.1056 | 15.9094 | 15.727
HARRIS | -5162.6308 | -5735.8287 | -6068.6077 | -6354.3533 | -6645.1896 | -6925.0068
HASKELL | -34.896 | 185.5571 | 185.0641 | 184.6863 | 184.1677 | 183.6715
HAYS | 611.0449 | 614.9118 | 596.641 | 574.9166 | 562.9075 | 543.1547
HENDERSON | 53.7425 | 38.8633 | 34.4062 | 28.1258 | 20.8549 | 15.0864
HIDALGO | 799.4635 | 744.8652 | 675.7704 | 609.3389 | 534.2163 | 455.7174
HILL | -109.7129 | -112.85 | -115.091 | -117.574 | -120.172 | -123.0174
HOOD | 1708.7833 | 1695.196 | 1691.495 | 1694.976 | 1689.33 | 1683.5147
HOPKINS | -117.8035 | -126.686 | -131.0172 | -136.802 | -143.5782 | -148.9423
HOUSTON | -45.1153 | -49.3812 | -49.7912 | -50.2012 | -50.6112 | -51.0212
HOWARD | 139.12 | 138.79 | 137.91 | 137.03 | 136.2 | 135.32
HUNT | -176.3143 | -170.3381 | -177.4895 | -187.3633 | -198.8664 | -208.0588
IRION | -10.897 | -11.6781 | -12.037 | -12.3571 | -12.7274 | -13.0979
JACK | -27.0153 | -25.9405 | -24.5263 | 574.787 | 574.1472 | 573.4953
JACKSON | -46.5886 | -47.9093 | -49.1538 | -42.972 | -44.1103 | -45.2442
JEFF DAVIS | 1.6367 | 0.23999 | 0.076677 | -0.060646 | -0.23498 | -0.40511
JIM HOGG | -6.12 | -6.292 | -6.3643 | -6.4286 | -6.506 | -6.5825
JIM WELLS | -98.5321 | -100.6364 | -104.1884 | -107.4405 | -111.3298 | -115.2546
JOHNSON | -77.5543 | -127.492 | -140.357 | -154.905 | -170.313 | -186.3867
JONES | 299.8312 | 298.6016 | 297.6241 | 296.9061 | 295.8859 | 294.9101
KARNES | -32.8976 | -33.7467 | -35.5325 | -36.2023 | -37.046 | -37.8739
KAUFMAN | 1501.4345 | 1409.8418 | 1382.1737 | 1328.5096 | 1312.4785 | 1269.7249
KENDALL | -85.944 | -85.653 | -90.834 | -96.333 | -102.165 | -108.357
KENEDY | -1.147 | -1.732 | -1.8392 | -1.9531 | -2.0789 | -2.2144
KENT | -60.2531 | -58.5757 | -58.5909 | -58.5964 | -58.615 | -58.6316
KERR | -141.235 | -147.548 | -152.2689 | -157.1559 | -162.2145 | -167.4524
KIMBLE | -18.0768 | -18.2431 | -18.7846 | -19.3011 | -19.8831 | -20.4716
KING | -13.0795 | -11.7543 | -11.7461 | -11.8358 | -11.8283 | -11.8241
KINNEY | -7.7176 | -7.828 | -7.9556 | -8.0541 | -8.1698 | -8.2738
KLEBERG | -86.7768 | -125.0887 | -127.3088 | -129.0871 | -131.5572 | -133.9412
KNOX | -24.0107 | -24.5853 | -25.0759 | -25.4904 | -26.0098 | -26.5238
LA SALLE | -16.074 | -18.352 | -18.9883 | -19.5711 | -20.2397 | -20.9044
LAMAR | 1041.8371 | 1006.2745 | 1000.2953 | 988.5863 | 978.3248 | 970.1883
LAMPASAS | -59.795 | -60.7966 | -62.9722 | -65.1995 | -67.4851 | -70.2357
LAVACA | -44.8776 | -45.9185 | -47.231 | -48.5851 | -49.9826 | -51.4216
LEE | -39.8317 | -38.9564 | -40.0097 | -41.076 | -42.1457 | -43.2237
LEON | -198.4021 | -204.6978 | -228.57 | -230.4864 | -232.4381 | -234.4695
LIBERTY | 0 | 0 | 577.8 | 577.8 | 577.8 | 577.8
LIMESTONE | 1600.4716 | 1561.218 | 1559.762 | 1558.255 | 1556.698 | 1555.0775
LIVE OAK | -79.1923 | -87.782 | -90.2333 | -92.8187 | -95.8003 | -98.6508
LLANO | 417.156 | 419.3071 | 416.4212 | 413.44 | 408.7684 | 405.5299
LOVING | -6.4 | -5.84 | -5.88 | -5.92 | -5.96 | -6
MADISON | -4.7319 | -4.425 | -4.701 | -4.994 | -5.306 | -5.6375
MARTIN | -29.8 | -32.9 | -33.2 | -33.5 | -33.8 | -34.1
MASON | -13.3681 | -14.9971 | -15.2933 | -15.5902 | -15.8964 | -16.2092
MATAGORDA | 2344.207 | 2342.023 | 2336.4994 | 2331.4846 | 2326.0329 | 2320.6527
MAVERICK | -42.8498 | -50.561 | -55.0627 | -58.207 | -59.8114 | -70.004
MCCULLOCH | -52.7614 | -36.9441 | -38.585 | -21.2273 | -21.8888 | -22.5604
MCLENNAN | 965.4215 | 928.046 | 910.387 | 894.867 | 877.886 | 860.5876
MCMULLEN | -7.3385 | -5.5655 | -5.8779 | -6.208 | -6.5567 | -6.9252
MEDINA | -204.183 | -214.163 | -224.645 | -234.9209 | -245.0246 | -255.4184
MENARD | -6.3767 | -6.8576 | -6.929 | -6.9776 | -7.0575 | -7.135
MIDLAND | -349.305 | -356.6106 | -359.1124 | -361.6154 | -364.1251 | -366.6493
MILAM | 26.5201 | 21.232 | 19.253 | 16.927 | 15.003 | 13.107
MILLS | -10.5629 | -10.266 | -10.5155 | -10.7675 | -11.0221 | -11.2792
MITCHELL | 1260.6 | 1260.6 | 1260.4 | 1260.2 | 1260 | 1259.8
MONTAGUE | -61.0379 | -64.7463 | -60.7914 | -62.2602 | -63.7529 | -65.2868
MONTGOMERY | -211.7 | -231.04 | -237.36 | -254.93 | -272.33 | -294.83
MOTLEY | -6.9639 | -4.9625 | -5.1261 | -5.2678 | -5.4408 | -5.6107
NACOGDOCHES | -183.9054 | -202.1183 | -204.7661 | 746.1681 | 743.2997 | 740.4331
NAVARRO | -224.1345 | -237.0393 | -239.6219 | -243.385 | -247.0597 | -250.4556
NOLAN | 331.44 | 529.841 | 529.495 | 528.939 | 528.591 | 528.232
NUECES | -186.5778 | 852.1373 | 815.9929 | 786.0113 | 748.3015 | 712.1159
PALO PINTO | 551.0823 | 537.824 | 533.04 | 528.224 | 523.274 | 518.2923
PARKER | -206.9473 | -218.737 | -231.5484 | -240.423 | -248.2577 | -257.1237
PECOS | 306.5 | 317.7 | 316.9 | 316.2 | 315.3 | 314.4
PRESIDIO | -8.6639 | -9.4795 | -10.0528 | -10.5763 | -11.171 | -11.7568
RAINS | -18.406 | -26.0557 | -27.3706 | -29.5955 | -32.3292 | -34.297
REAGAN | -15.7252 | -15.2562 | -15.4964 | -15.6744 | -15.9356 | -16.1879
REAL | -12.679 | -12.448 | -13.0577 | -13.6954 | -14.3725 | -15.0838
RED RIVER | 76.3662 | 71.2836 | 69.9557 | 67.9126 | 65.4674 | 63.6142
REEVES | -42.0497 | -36.2877 | -36.6451 | -36.9755 | -37.3304 | -37.6761
REFUGIO | -30.1166 | -35.7136 | -36.2204 | -36.5798 | -37.1458 | -37.6858
ROBERTSON | 320.9834 | 319.4487 | 318.4604 | 317.4467 | 316.3863 | 315.2616
ROCKWALL | -240.4608 | -285.8689 | -301.8064 | -323.5421 | -350.8257 | -371.8771
RUNNELS | -39.9941 | -40.1013 | -40.877 | -41.4945 | -42.3224 | -43.1322
RUSK | 3111.22 | 3107.9 | 3107.81 | 3107.72 | 3107.63 | 3107.54
SAN PATRICIO | 679.9268 | 670.4817 | 666.0819 | 662.4742 | 657.8309 | 653.3118
SAN SABA | -15.515 | -14.9038 | -15.2943 | -15.6905 | -16.0937 | -16.5039
SCHLEICHER | -12.4341 | -13.1751 | -13.3871 | -13.5557 | -13.7771 | -13.9974
SCURRY | -146.1128 | -182.6833 | -191.1055 | -198.5104 | -200.1052 | -201.5065
SHACKELFORD | -22.1258 | -23.9302 | -24.6052 | -24.8568 | -25.2266 | -25.5642
SMITH | -613.576 | -630.409 | -638.8244 | -647.4213 | -656.0197 | -664.917
SOMERVELL | 2176.6804 | 2175.632 | 2174.604 | 2173.498 | 2172.362 | 2171.3947
STARR | -46.063 | -48.933 | -51.8515 | -54.4332 | -57.5363 | -60.6019
STEPHENS | -56.592 | -68.554 | -70.666 | -72.776 | -74.888 | -77.0002
STERLING | -14.14 | -13.5092 | -13.7522 | -13.9669 | -14.2065 | -14.4554
STONEWALL | -7.5924 | -7.7981 | -7.8142 | -7.8144 | -7.8359 | -7.8542
SUTTON | -18.6531 | -19.311 | -19.6837 | -19.9866 | -20.3805 | -20.7703
TARRANT | -3228.1833 | -3246.5481 | -3383.4478 | -3486.2794 | -3603.2658 | -3729.2345
TAYLOR | -418.2489 | -428.8916 | -437.3603 | -443.9014 | -453.0763 | -461.9523
TERRELL | -1.9042 | -1.98 | -1.98 | -1.98 | -1.98 | -1.98
THROCKMORTON | -9.4879 | -9.7482 | -9.9104 | -10.046 | -10.2246 | -10.4006
TITUS | 2475 | 2475 | 2475 | 2475 | 2475 | 2475
TOM GREEN | -194.289 | -189.8714 | -195.7287 | -200.2645 | -206.5977 | -212.7341
TRAVIS | -800.272 | -486.36 | -749.108 | -823.017 | -904.215 | -972.638
UPTON | 330.4249 | 332.2085 | 331.8735 | 331.583 | 331.2 | 330.7625
UVALDE | -75.54 | -74.318 | -77.1195 | -89.1688 | -81.8177 | -84.4848
VAL VERDE | -30.0514 | -34.889 | -37.8359 | -40.3163 | -43.4364 | -46.4725
VAN ZANDT | -80.2897 | -112.0007 | -114.5014 | -118.2319 | -122.6485 | -126.0245
VICTORIA | -89.2475 | 403.3728 | 393.6964 | 385.1037 | 374.7409 | 364.489
WALLER | -334.9314 | -357.3038 | -378.4024 | -394.6741 | -411.3559 | -429.1251
WARD | 960.539 | 960.284 | 959.984 | 959.684 | 959.384 | 959.084
WASHINGTON | -139.724 | -135.289 | -138.24 | -141.296 | -144.25 | -147.306
WEBB | -260.506 | -286.5196 | -303.947 | -319.7016 | -338.2609 | -356.5463
WHARTON | -46.1501 | -54.0899 | -56.048 | -58.8025 | -60.9624 | -63.1275
WICHITA | -415.817 | -413.2297 | -416.245 | -419.7604 | -423.1768 | -426.5954
WILBARGER | 870.4813 | 869.5956 | 868.5426 | 867.7079 | 866.5676 | 865.4651
WILLACY | -38.8444 | -38.15 | -39.2229 | -40.1808 | -41.3332 | -42.4782
WILLIAMSON | -891.3072 | -914.749 | -978.238 | -1021.924 | -1079.011 | -1145.6772
WILSON | -65.782 | -75.273 | -77.617 | -80.05 | -82.5792 | -85.2066
WINKLER | -64.174 | 19.4539 | 19.2236 | 18.9927 | 18.7614 | 18.5296
WISE | -206.2923 | 605.183 | 595.734 | 586.608 | 577.507 | 568.1157
YOUNG | 578.2046 | 570.5699 | 568.6117 | 566.635 | 564.6393 | 562.6238
ZAPATA | -27.795 | -29.362 | -30.5609 | -31.6618 | -32.934 | -34.2017
ZAVALA | -30.982 | -33.202 | -33.8731 | -34.4569 | -35.1715 | -35.8768

## WinterLoadbyCounty
Winter Load by County
The loads shown are the non-coincident demands of the individual delivery points from the ALDRs and do not include self-serve load. The loads are from the ALDRs submitted in March 2003. The values shown here are used in the winter import/export calculations.
Winter Load, MW
County | 2004 | 2005 | 2006 | 2007 | 2008 | 2009
ANDERSON | 162.4731 | 174.9021 | 181.2243 | 185.4842 | 194.9099 | 202.33
ANDREWS | 159.682 | 161.062 | 161.742 | 164.0291 | 165.7091 | 166.389
ANGELINA | 382.4317 | 392.5818 | 397.4221 | 362.8612 | 367.7544 | 373.05
ARANSAS | 61.0076 | 64.2724 | 66.1744 | 68.4826 | 70.7487 | 73.223
ARCHER | 27.215 | 28.035 | 28.655 | 29.275 | 29.9144 | 30.574
ATASCOSA | 92.5678 | 96.3629 | 100.0768 | 104.2561 | 108.5575 | 113.181
AUSTIN | 77.0983 | 78.8499 | 80.6209 | 82.4668 | 84.3749 | 86.338
BANDERA | 68.609 | 72.719 | 77.1 | 81.75 | 86.684 | 91.921
BASTROP | 176.3471 | 185.1126 | 193.4031 | 201.7198 | 210.0634 | 218.435
BAYLOR | 14.654 | 14.918 | 15.233 | 15.496 | 15.7651 | 16.04
BEE | 70.0145 | 71.4138 | 72.5793 | 74.1007 | 75.5926 | 77.262
BELL | 748.4 | 797.95 | 797.9 | 817.95 | 837.8439 | 856.892
BEXAR | 2766.998 | 2848.16 | 2926.737 | 2992.593 | 3080.322 | 3194.058
BLANCO | 37.942 | 39.629 | 41.214 | 42.681 | 44.019 | 45.211
BORDEN | 1.7473 | 1.7648 | 1.7824 | 1.8002 | 1.8182 | 1.836
BOSQUE | 52.249 | 53.286 | 54.151 | 55.02 | 55.9036 | 56.762
BRAZORIA | 2311.0725 | 2366.5685 | 2414.7681 | 2463.4813 | 2511.5523 | 2560.237
BRAZOS | 353.33 | 359.68 | 364.14 | 370.69 | 376.37 | 381.17
BREWSTER | 20.656 | 21.025 | 21.3072 | 21.6775 | 22.0257 | 22.409
BRISCOE | 0.81238 | 0.83026 | 0.84723 | 0.86412 | 0.8826 | 0.902
BROOKS | 17.0938 | 17.4261 | 17.6814 | 18.0438 | 18.3926 | 18.792
BROWN | 110.763 | 114.438 | 115.723 | 117.121 | 118.5309 | 119.954
BURLESON | 29.389 | 30.437 | 31.485 | 32.533 | 33.591 | 34.649
BURNET | 149.5987 | 156.8508 | 164.1308 | 169.1681 | 176.4873 | 183.966
CALDWELL | 102.2138 | 106.0772 | 109.805 | 113.5867 | 117.3959 | 121.248
CALHOUN | 195.584 | 200.921 | 205.8808 | 211.7133 | 217.4525 | 223.747
CALLAHAN | 40.1509 | 40.8944 | 41.496 | 42.2776 | 43.0511 | 43.923
CAMERON | 648.7026 | 672.1737 | 698.4534 | 726.6342 | 756.3017 | 788.056
CHAMBERS | 527.1796 | 536.9634 | 543.9649 | 551.5009 | 560.1223 | 569.185
CHEROKEE | 66.7286 | 67.4636 | 68.1683 | 68.8736 | 69.5785 | 70.284
CHILDRESS | 14.4833 | 14.705 | 14.8677 | 15.1103 | 15.3492 | 15.632
CLAY | 26.0819 | 26.9228 | 27.5148 | 28.1078 | 28.6726 | 29.517
COKE | 16.6055 | 16.902 | 17.1339 | 17.4509 | 17.7608 | 18.114
COLEMAN | 33.5581 | 34.5183 | 35.3661 | 36.3128 | 37.2509 | 38.317
COLLIN | 1705.9538 | 1841.1417 | 1890.0188 | 1985.475 | 2121.3726 | 2275.427
COLORADO | 80.2557 | 82.3862 | 84.39 | 86.7076 | 89.0548 | 91.586
COMAL | 334.424 | 347.947 | 361.779 | 375.752 | 389.796 | 403.938
COMANCHE | 40.287 | 41.576 | 42.724 | 43.93 | 45.4024 | 46.746
CONCHO | 11.2549 | 11.4629 | 11.633 | 11.8502 | 12.0663 | 12.309
COOKE | 128.5359 | 128.2455 | 129.4082 | 132.6609 | 135.9764 | 139.419
CORYELL | 96.96 | 100.1 | 99.94 | 102.11 | 104.3287 | 106.599
COTTLE | 4.5671 | 4.6299 | 4.6788 | 4.7463 | 4.8127 | 4.889
CRANE | 99.4679 | 100.5529 | 101.1653 | 102.0138 | 102.8296 | 103.754
CROCKETT | 54.1612 | 54.8723 | 55.3726 | 56.1361 | 56.869 | 57.732
CROSBY | 2.15 | 2.15 | 2.15 | 2.15 | 2.15 | 2.15
CULBERSON | 5 | 5 | 5 | 5 | 5 | 5
DALLAS | 6453.2033 | 7127.8465 | 7293.0868 | 7473.7513 | 7671.0264 | 7878.213
DAWSON | 58.7387 | 59.7061 | 60.3252 | 60.7459 | 61.5684 | 61.992
DELTA | 13.9084 | 14.793 | 15.3728 | 15.75 | 16.6288 | 17.31
DENTON | 1302.6443 | 1476.0625 | 1408.2093 | 1451.3121 | 1513.6709 | 1557.5
DEWITT | 62.0494 | 64.3859 | 66.6104 | 68.9813 | 71.4245 | 73.984
DICKENS | 7.1179 | 7.2206 | 7.2523 | 7.3127 | 7.369 | 7.438
DIMMIT | 19.5172 | 19.983 | 20.3803 | 20.8787 | 21.3664 | 21.906
DUVAL | 49.5374 | 50.5298 | 51.339 | 52.4186 | 53.4712 | 54.655
EASTLAND | 53.2747 | 54.4031 | 55.081 | 55.7873 | 56.5872 | 57.326
ECTOR | 403.4281 | 411.9401 | 412.999 | 415.056 | 417.113 | 419.17
EDWARDS | 10.4646 | 10.6499 | 10.8044 | 10.9996 | 11.2003 | 11.429
ELLIS | 768.223 | 789.694 | 803.216 | 817.108 | 830.8109 | 845.968
ERATH | 99.115 | 102.253 | 105.298 | 107.709 | 110.1642 | 112.679
FALLS | 48.035 | 49.851 | 50.456 | 51.063 | 51.6828 | 52.316
FANNIN | 105.89 | 112.411 | 117.2809 | 120.1726 | 127.7605 | 136.308
FAYETTE | 74.7832 | 77.1095 | 79.4801 | 81.9003 | 84.2486 | 86.59
FISHER | 27.8959 | 28.3485 | 28.6998 | 29.2037 | 29.7701 | 30.442
FOARD | 2.8264 | 2.9014 | 2.9676 | 3.0459 | 3.1252 | 3.213
FORT BEND | 590.7927 | 608.6824 | 621.7827 | 645.1429 | 660.2821 | 675.207
FRANKLIN | 3.5717 | 3.6431 | 3.716 | 3.7903 | 3.7903 | 3.866
FREESTONE | 93.2722 | 95.0736 | 96.8908 | 98.7574 | 100.7056 | 102.741
FRIO | 40.4273 | 41.5456 | 42.5745 | 43.7434 | 44.904 | 46.138
GALVESTON | 1129.7683 | 1135.3939 | 1151.7363 | 1157.8039 | 1163.964 | 1170.116
GILLESPIE | 64.0236 | 67.0258 | 70.1306 | 73.3937 | 76.8182 | 80.411
GLASSCOCK | 14.4 | 14.8 | 15 | 15.2 | 15.4 | 15.6
GOLIAD | 27.1237 | 28.0381 | 28.9268 | 29.8975 | 30.8798 | 31.914
GONZALES | 64.2559 | 66.2762 | 68.33 | 70.5063 | 72.7473 | 75.088
GRAYSON | 537.4027 | 580.2669 | 641.7855 | 659.8767 | 694.4883 | 724.011
GRIMES | 20.634 | 21.563 | 22.553 | 23.607 | 24.7296 | 25.926
GUADALUPE | 389.0092 | 404.8156 | 421.7614 | 439.5369 | 458.5975 | 479.098
HALL | 2.436 | 2.4668 | 2.4866 | 2.5214 | 2.5541 | 2.594
HAMILTON | 17.432 | 17.853 | 18.274 | 18.675 | 19.0841 | 19.501
HARDEMAN | 14.0141 | 14.1646 | 14.259 | 14.4291 | 14.5897 | 14.786
HARRIS | 10268.6612 | 10526.7867 | 10741.6648 | 10948.3139 | 11143.6715 | 11346.212
HASKELL | 22.6325 | 22.9362 | 23.147 | 23.4752 | 23.7851 | 24.162
HAYS | 374.2545 | 396.5859 | 415.1117 | 438.3894 | 448.5874 | 468.591
HENDERSON | 215.9244 | 226.1606 | 231.7097 | 235.4729 | 243.7215 | 250.149
HIDALGO | 1045.937 | 1107.4501 | 1166.7011 | 1233.6365 | 1301.7987 | 1376.431
HILL | 99.524 | 101.405 | 103.196 | 104.98 | 106.767 | 109.059
HOOD | 153.049 | 158.053 | 164.036 | 170.165 | 176.4849 | 183.005
HOPKINS | 128.9227 | 142.4664 | 147.7176 | 151.262 | 161.4567 | 167.629
HOUSTON | 47.2545 | 48.1645 | 48.6245 | 49.0845 | 49.5445 | 50.006
HOWARD | 104.5 | 106 | 106.75 | 107.5 | 108.25 | 109
HUNT | 204.381 | 213.6118 | 219.4196 | 223.1562 | 231.9496 | 238.747
IRION | 13.021 | 13.4262 | 13.7872 | 14.2059 | 14.6245 | 15.076
JACK | 23.936 | 22.3424 | 22.8389 | 23.3373 | 23.7971 | 24.323
JACKSON | 42.5534 | 43.6754 | 37.0347 | 38.0309 | 39.0284 | 40.115
JEFF DAVIS | 6.2307 | 6.4304 | 6.602 | 6.814 | 7.0217 | 7.249
JIM HOGG | 5.223 | 5.285 | 5.3414 | 5.4086 | 5.4744 | 5.545
JIM WELLS | 91.9729 | 95.3563 | 98.4867 | 102.1987 | 105.9585 | 110.072
JOHNSON | 365.998 | 403.178 | 418.924 | 435.367 | 452.5831 | 470.623
JONES | 50.2024 | 51.0544 | 51.7066 | 52.582 | 53.4252 | 54.437
KARNES | 29.4936 | 31.0372 | 31.6269 | 32.3604 | 33.0819 | 33.875
KAUFMAN | 339.2254 | 417.2528 | 476.5212 | 505.9806 | 538.5542 | 578.64
KENDALL | 97.945 | 103.864 | 110.148 | 116.818 | 123.896 | 131.408
KENEDY | 1.6216 | 1.7246 | 1.8341 | 1.9548 | 2.0848 | 2.226
KENT | 58.7214 | 58.7376 | 58.7434 | 58.7632 | 58.7809 | 58.804
KERR | 151.8466 | 156.9905 | 162.2952 | 167.7973 | 173.5073 | 179.433
KIMBLE | 17.9623 | 18.5211 | 19.0596 | 19.6624 | 20.2734 | 20.926
KING | 11.3837 | 11.3745 | 11.4633 | 11.4558 | 11.4517 | 11.452
KINNEY | 8.64 | 8.7889 | 8.9074 | 9.0416 | 9.162 | 9.284
KLEBERG | 99.0941 | 100.9312 | 102.4322 | 104.4726 | 106.4493 | 108.715
KNOX | 13.0105 | 13.2492 | 13.4443 | 13.6985 | 13.9484 | 14.232
LA SALLE | 15.6826 | 16.2338 | 16.7365 | 17.3153 | 17.889 | 18.503
LAMAR | 205.4699 | 218.38 | 225.5186 | 230.4382 | 238.9836 | 249.041
LAMPASAS | 58.0738 | 60.2012 | 62.3807 | 64.6196 | 66.9205 | 69.629
LAVACA | 35.2749 | 36.3113 | 37.38 | 38.4877 | 39.6312 | 40.814
LEE | 30.7839 | 31.6699 | 32.561 | 33.4672 | 34.3737 | 35.291
LEON | 202.3781 | 226.0922 | 227.7124 | 229.3998 | 231.1579 | 232.993
LIBERTY | 0 | 0 | 0 | 0 | 0 | 0
LIMESTONE | 71.389 | 73.19 | 74.507 | 75.873 | 77.2988 | 78.789
LIVE OAK | 82.4605 | 84.7632 | 87.1797 | 89.9638 | 92.632 | 95.481
LLANO | 80.047 | 83.1812 | 86.4518 | 92.2059 | 95.843 | 99.631
LOVING | 6 | 6.1 | 6.15 | 6.2 | 6.25 | 6.3
MADISON | 4.209 | 4.472 | 4.751 | 5.047 | 5.3614 | 5.695
MARTIN | 27.6 | 28 | 28.2 | 28.4 | 28.6 | 28.8
MASON | 13.0419 | 13.3193 | 13.5952 | 13.8794 | 14.172 | 14.474
MATAGORDA | 168.1639 | 173.0924 | 177.6081 | 182.5419 | 187.4264 | 192.778
MAVERICK | 96.8158 | 101.6301 | 104.9235 | 108.8329 | 112.679 | 116.842
MCCULLOCH | 33.1686 | 33.6782 | 32.1845 | 20.7075 | 21.2344 | 21.773
MCLENNAN | 612.615 | 639.326 | 652.414 | 667.518 | 692.8087 | 708.908
MCMULLEN | 5.8438 | 6.1718 | 6.5184 | 6.8845 | 7.2715 | 7.68
MEDINA | 180.8258 | 189.697 | 198.4642 | 207.0925 | 215.973 | 224.873
MENARD | 7.425 | 7.4963 | 7.5418 | 7.622 | 7.6993 | 7.794
MIDLAND | 268.1856 | 272.5637 | 274.7928 | 277.0269 | 279.2722 | 281.525
MILAM | 67.134 | 68.504 | 70.845 | 72.659 | 74.5411 | 76.395
MILLS | 7.5323 | 7.7359 | 7.9412 | 8.1482 | 8.3569 | 8.567
MITCHELL | 17.5 | 17.9 | 18.1 | 18.3 | 18.5 | 18.7
MONTAGUE | 54.3024 | 55.573 | 56.8643 | 58.1722 | 59.3753 | 60.751
MONTGOMERY | 191.6259 | 196.91 | 215.0958 | 233.0859 | 254.9092 | 279.039
MOTLEY | 6.7712 | 7.031 | 7.2605 | 7.5339 | 7.8032 | 8.096
NACOGDOCHES | 176.1655 | 180.7864 | 183.5671 | 186.3506 | 189.1323 | 191.917
NAVARRO | 197.6769 | 203.298 | 207.1473 | 210.514 | 215.111 | 219.304
NOLAN | 64.453 | 64.939 | 65.227 | 65.61 | 65.897 | 66.184
NUECES | 1148.0862 | 1180.5153 | 1208.6696 | 1243.3631 | 1276.7282 | 1313.24
PALO PINTO | 80.377 | 67.024 | 69.308 | 73.615 | 76.0485 | 78.51
PARKER | 311.334 | 345.662 | 356.8627 | 364.804 | 373.9732 | 384.214
PECOS | 66.5687 | 67.5845 | 68.4711 | 69.5532 | 70.6286 | 71.805
PRESIDIO | 12.9279 | 13.5723 | 14.1608 | 14.8295 | 15.4886 | 16.187
RAINS | 28.2504 | 30.9542 | 32.993 | 34.0016 | 37.4474 | 39.935
REAGAN | 14.7752 | 14.9984 | 15.1624 | 15.4053 | 15.64 | 15.913
REAL | 9.836 | 10.3137 | 10.8124 | 11.3434 | 11.9007 | 12.49
RED RIVER | 31.2583 | 33.4209 | 34.6246 | 35.401 | 37.1686 | 38.58
REEVES | 32.1227 | 32.4794 | 32.6643 | 32.8743 | 33.0768 | 33.294
REFUGIO | 31.4489 | 31.9146 | 32.2528 | 32.7708 | 33.2667 | 33.847
ROBERTSON | 17.6424 | 18.4157 | 19.2131 | 20.0548 | 20.9524 | 21.963
ROCKWALL | 268.8496 | 298.1826 | 319.1009 | 332.0978 | 364.5817 | 387.232
RUNNELS | 33.6147 | 34.2436 | 34.7415 | 35.4123 | 36.0689 | 36.814
RUSK | 4.85 | 4.9 | 4.96 | 5.02 | 5.08 | 5.14
SAN PATRICIO | 184.0471 | 188.3601 | 191.921 | 196.459 | 200.8811 | 205.819
SAN SABA | 11.3751 | 11.6782 | 11.9859 | 12.2993 | 12.6184 | 12.937
SCHLEICHER | 11.8647 | 12.0566 | 12.2109 | 12.4101 | 12.6093 | 12.834
SCURRY | 159.2738 | 164.7963 | 165.9013 | 173.0161 | 174.1177 | 175.15
SHACKELFORD | 22.2548 | 23.084 | 23.2809 | 23.593 | 23.8768 | 24.213
SMITH | 513.029 | 528.1937 | 535.6212 | 543.0501 | 550.478 | 544.418
SOMERVELL | 29.11 | 29.982 | 30.814 | 31.699 | 32.7189 | 33.686
STARR | 79.4822 | 82.179 | 84.5646 | 87.4411 | 90.2849 | 93.386
STEPHENS | 60.717 | 64.329 | 66.14 | 67.952 | 69.7642 | 71.577
STERLING | 11.5356 | 11.7358 | 11.9107 | 12.1089 | 12.3142 | 12.54
STONEWALL | 8.6752 | 8.6957 | 8.6964 | 8.7237 | 8.747 | 8.781
SUTTON | 19.0803 | 19.5292 | 19.9086 | 20.3801 | 20.8482 | 21.368
TARRANT | 4608.1689 | 4887.1861 | 4958.293 | 5063.3201 | 5185.8885 | 5300.194
TAYLOR | 309.0241 | 315.33 | 320.0716 | 326.7178 | 333.1763 | 340.504
TERRELL | 1.746 | 1.746 | 1.746 | 1.746 | 1.746 | 1.746
THROCKMORTON | 8.5434 | 8.8209 | 8.8514 | 9.0302 | 9.2084 | 9.408
TITUS | 0 | 0 | 0 | 0 | 0 | 0
TOM GREEN | 233.5174 | 237.965 | 241.4321 | 246.2314 | 250.8879 | 256.203
TRAVIS | 2309.748 | 2381.276 | 2462.258 | 2542.483 | 2623.764 | 2699.893
UPTON | 18.8408 | 19.04 | 19.204 | 19.4487 | 19.7476 | 20.081
UVALDE | 65.2829 | 67.5328 | 69.5549 | 71.9461 | 74.3146 | 76.88
VAL VERDE | 91.464 | 93.9947 | 96.1198 | 98.7963 | 101.3996 | 104.271
VAN ZANDT | 100.7185 | 104.3965 | 106.6404 | 108.0573 | 111.4706 | 114.073
VICTORIA | 325.3917 | 334.6006 | 342.881 | 352.7649 | 362.5557 | 372.73
WALLER | 236.8411 | 250.1281 | 260.901 | 271.9565 | 283.7392 | 296.268
WARD | 49.3872 | 50.1252 | 50.5105 | 50.8991 | 51.298 | 51.694
WASHINGTON | 119.596 | 122.559 | 125.614 | 128.614 | 131.661 | 134.732
WEBB | 385.3399 | 399.9109 | 413.0061 | 428.4941 | 443.7643 | 460.334
WHARTON | 126.384 | 128.0982 | 130.724 | 132.9039 | 135.0914 | 137.429
WICHITA | 373.0644 | 380.8994 | 384.8348 | 389.3726 | 393.8153 | 398.261
WILBARGER | 34.232 | 34.9352 | 35.4842 | 36.2486 | 36.9859 | 37.826
WILLACY | 32.8311 | 33.7574 | 34.5917 | 35.5873 | 36.5791 | 37.658
WILLIAMSON | 698.844 | 746.077 | 797.467 | 827.553 | 873.2387 | 925.645
WILSON | 63.184 | 65.493 | 67.9212 | 70.4788 | 73.1759 | 75.991
WINKLER | 56.75 | 57.254 | 57.51 | 57.765 | 58.02 | 58.275
WISE | 190.904 | 201.987 | 210.695 | 219.077 | 221.3583 | 230.366
YOUNG | 52.8362 | 54.9554 | 56.4407 | 57.9571 | 59.4758 | 61.048
ZAPATA | 30.6648 | 31.9129 | 33.0591 | 34.3826 | 35.703 | 37.121
ZAVALA | 32.9206 | 33.4918 | 33.9748 | 34.586 | 35.1841 | 35.847

## WinterGenerationbyCounty
Winter Generation by County
These values are used in the winter import/export calculations for each county. Capacities for mothballed units are 0 in 2004 but are included in the other years. Capacities of wind generation are at 100%. These values include the amount available for the grid according to asset registrations of the self-serve units and the distributed generation units that have registered with ERCOT.
Winter Generation, MW
County | 2004 | 2005 | 2006 | 2007 | 2008 | 2009
ANDERSON | 0 | 0 | 0 | 0 | 0 | 0
ANDREWS | 0 | 0 | 0 | 0 | 0 | 0
ANGELINA | 0 | 0 | 0 | 0 | 0 | 0
ARANSAS | 0 | 0 | 0 | 0 | 0 | 0
ARCHER | 0 | 0 | 0 | 0 | 0 | 0
ATASCOSA | 391 | 391 | 391 | 391 | 391 | 391
AUSTIN | 0 | 0 | 0 | 0 | 0 | 0
BANDERA | 0 | 0 | 0 | 0 | 0 | 0
BASTROP | 1823.1 | 1823.1 | 1823.1 | 1823.1 | 1823.1 | 1823.1
BAYLOR | 0 | 0 | 0 | 0 | 0 | 0
BEE | 0 | 0 | 0 | 0 | 0 | 0
BELL | 0 | 0 | 0 | 0 | 0 | 0
BEXAR | 4277.428 | 4277.428 | 4277.428 | 4277.428 | 4277.428 | 4212.428
BLANCO | 0 | 0 | 0 | 0 | 0 | 0
BORDEN | 0 | 0 | 0 | 0 | 0 | 0
BOSQUE | 661 | 661 | 661 | 661 | 661 | 661
BRAZORIA | 830 | 830 | 830 | 830 | 830 | 830
BRAZOS | 240 | 240 | 240 | 240 | 240 | 240
BREWSTER | 0 | 0 | 0 | 0 | 0 | 0
BRISCOE | 0 | 0 | 0 | 0 | 0 | 0
BROOKS | 0 | 0 | 0 | 0 | 0 | 0
BROWN | 0 | 0 | 0 | 0 | 0 | 0
BURLESON | 0 | 0 | 0 | 0 | 0 | 0
BURNET | 92.4 | 92.4 | 92.4 | 92.4 | 92.4 | 92.4
CALDWELL | 0 | 0 | 0 | 0 | 0 | 0
CALHOUN | 47 | 307 | 307 | 307 | 307 | 307
CALLAHAN | 0 | 0 | 0 | 0 | 0 | 0
CAMERON | 354 | 354 | 354 | 354 | 354 | 354
CHAMBERS | 2860 | 2860 | 2860 | 2860 | 2860 | 2860
CHEROKEE | 713 | 713 | 713 | 713 | 713 | 713
CHILDRESS | 0 | 0 | 0 | 0 | 0 | 0
CLAY | 0 | 0 | 0 | 0 | 0 | 0
COKE | 0 | 89 | 89 | 89 | 89 | 89
COLEMAN | 12.2 | 12.2 | 12.2 | 12.2 | 12.2 | 12.2
COLLIN | 572 | 572 | 572 | 572 | 572 | 572
COLORADO | 0 | 0 | 0 | 0 | 0 | 0
COMAL | 6 | 6 | 6 | 6 | 6 | 6
COMANCHE | 0 | 0 | 0 | 0 | 0 | 0
CONCHO | 0 | 0 | 0 | 0 | 0 | 0
COOKE | 0 | 0 | 0 | 0 | 0 | 0
CORYELL | 0 | 0 | 0 | 0 | 0 | 0
COTTLE | 0 | 0 | 0 | 0 | 0 | 0
CRANE | 0 | 0 | 0 | 0 | 0 | 0
CROCKETT | 141.5 | 141.5 | 141.5 | 141.5 | 141.5 | 141.5
CROSBY | 0 | 0 | 0 | 0 | 0 | 0
CULBERSON | 74.8 | 249.8 | 249.8 | 249.8 | 249.8 | 249.8
DALLAS | 3014 | 3014 | 3014 | 3014 | 3014 | 3014
DAWSON | 0 | 0 | 0 | 0 | 0 | 0
DELTA | 0 | 0 | 0 | 0 | 0 | 0
DENTON | 187.4 | 187.4 | 187.4 | 187.4 | 187.4 | 187.4
DEWITT | 1.2 | 1.2 | 1.2 | 1.2 | 1.2 | 1.2
DICKENS | 0 | 0 | 0 | 0 | 0 | 0
DIMMIT | 0 | 0 | 0 | 0 | 0 | 0
DUVAL | 0 | 0 | 0 | 0 | 0 | 0
EASTLAND | 0 | 0 | 0 | 0 | 0 | 0
ECTOR | 1066 | 1066 | 1066 | 1066 | 1066 | 1066
EDWARDS | 0 | 0 | 0 | 0 | 0 | 0
ELLIS | 1786 | 1786 | 2600.8 | 2600.8 | 2600.8 | 2600.8
ERATH | 0 | 0 | 0 | 0 | 0 | 0
FALLS | 0 | 0 | 0 | 0 | 0 | 0
FANNIN | 2516 | 2516 | 2516 | 2516 | 2516 | 2516
FAYETTE | 1703 | 1703 | 1703 | 1703 | 1703 | 1703
FISHER | 0 | 0 | 0 | 0 | 0 | 0
FOARD | 0 | 0 | 0 | 0 | 0 | 0
FORT BEND | 4439.37 | 4439.37 | 4439.37 | 4439.37 | 4439.37 | 4439.37
FRANKLIN | 0 | 0 | 0 | 0 | 0 | 0
FREESTONE | 2203.38 | 2203.38 | 2203.38 | 2203.38 | 2203.38 | 2203.38
FRIO | 75 | 75 | 75 | 75 | 75 | 75
GALVESTON | 3505.5 | 3605 | 3605 | 3605 | 3605 | 3605
GILLESPIE | 0 | 0 | 0 | 0 | 0 | 0
GLASSCOCK | 0 | 0 | 0 | 0 | 0 | 0
GOLIAD | 632 | 632 | 632 | 632 | 632 | 632
GONZALES | 4.8 | 4.8 | 4.8 | 4.8 | 4.8 | 4.8
GRAYSON | 80 | 80 | 80 | 80 | 80 | 80
GRIMES | 1407.3 | 1407.3 | 1407.3 | 1407.3 | 1407.3 | 1407.3
GUADALUPE | 1926.68 | 1926.68 | 1926.68 | 1926.68 | 1926.68 | 1926.68
HALL | 0 | 0 | 0 | 0 | 0 | 0
HAMILTON | 0 | 0 | 0 | 0 | 0 | 0
HARDEMAN | 0 | 35 | 35 | 35 | 35 | 35
HARRIS | 7725.7 | 8569.7 | 8569.7 | 8569.7 | 8569.7 | 8569.7
HASKELL | 0 | 231 | 231 | 231 | 231 | 231
HAYS | 1019 | 1019 | 1019 | 1019 | 1019 | 1019
HENDERSON | 241 | 241 | 241 | 241 | 241 | 241
HIDALGO | 2083.42 | 2083.42 | 2083.42 | 2083.42 | 2083.42 | 2083.42
HILL | 0 | 0 | 0 | 0 | 0 | 0
HOOD | 1949.3 | 1949.3 | 1949.3 | 1949.3 | 1949.3 | 1949.3
HOPKINS | 0 | 0 | 0 | 0 | 0 | 0
HOUSTON | 0 | 0 | 0 | 0 | 0 | 0
HOWARD | 269.92 | 269.92 | 269.92 | 269.92 | 269.92 | 269.92
HUNT | 88.1 | 88.1 | 88.1 | 88.1 | 88.1 | 88.1
IRION | 0 | 0 | 0 | 0 | 0 | 0
JACK | 0 | 0 | 600 | 600 | 600 | 600
JACKSON | 0 | 0 | 0 | 0 | 0 | 0
JEFF DAVIS | 6 | 6 | 6 | 6 | 6 | 6
JIM HOGG | 0 | 0 | 0 | 0 | 0 | 0
JIM WELLS | 0 | 0 | 0 | 0 | 0 | 0
JOHNSON | 280.4 | 280.4 | 280.4 | 280.4 | 280.4 | 280.4
JONES | 362 | 362 | 362 | 362 | 362 | 362
KARNES | 0 | 0 | 0 | 0 | 0 | 0
KAUFMAN | 1870 | 1870 | 1870 | 1870 | 1870 | 1870
KENDALL | 0 | 0 | 0 | 0 | 0 | 0
KENEDY | 0 | 0 | 0 | 0 | 0 | 0
KENT | 0 | 0 | 0 | 0 | 0 | 0
KERR | 0 | 0 | 0 | 0 | 0 | 0
KIMBLE | 0 | 0 | 0 | 0 | 0 | 0
KING | 0 | 0 | 0 | 0 | 0 | 0
KINNEY | 0 | 0 | 0 | 0 | 0 | 0
KLEBERG | 0 | 0 | 0 | 0 | 0 | 0
KNOX | 0 | 0 | 0 | 0 | 0 | 0
LA SALLE | 0 | 0 | 0 | 0 | 0 | 0
LAMAR | 1381.9 | 1381.9 | 1381.9 | 1381.9 | 1381.9 | 1381.9
LAMPASAS | 0 | 0 | 0 | 0 | 0 | 0
LAVACA | 0 | 0 | 0 | 0 | 0 | 0
LEE | 0 | 0 | 0 | 0 | 0 | 0
LEON | 0 | 0 | 0 | 0 | 0 | 0
LIBERTY | 0 | 0 | 577.8 | 577.8 | 577.8 | 577.8
LIMESTONE | 1646 | 1646 | 1646 | 1646 | 1646 | 1646
LIVE OAK | 0 | 0 | 0 | 0 | 0 | 0
LLANO | 495.3 | 495.3 | 495.3 | 495.3 | 495.3 | 495.3
LOVING | 0 | 0 | 0 | 0 | 0 | 0
MADISON | 0 | 0 | 0 | 0 | 0 | 0
MARTIN | 0 | 0 | 0 | 0 | 0 | 0
MASON | 0 | 0 | 0 | 0 | 0 | 0
MATAGORDA | 2529 | 2529 | 2529 | 2529 | 2529 | 2529
MAVERICK | 42 | 42 | 42 | 42 | 42 | 42
MCCULLOCH | 0 | 0 | 0 | 0 | 0 | 0
MCLENNAN | 1723 | 1723 | 1723 | 1723 | 1723 | 1723
MCMULLEN | 0 | 0 | 0 | 0 | 0 | 0
MEDINA | 0 | 0 | 0 | 0 | 0 | 0
MENARD | 0 | 0 | 0 | 0 | 0 | 0
MIDLAND | 0 | 0 | 0 | 0 | 0 | 0
MILAM | 117 | 117 | 117 | 117 | 117 | 117
MILLS | 0 | 0 | 0 | 0 | 0 | 0
MITCHELL | 1345 | 1345 | 1345 | 1345 | 1345 | 1345
MONTAGUE | 0 | 0 | 0 | 0 | 0 | 0
MONTGOMERY | 0 | 0 | 0 | 0 | 0 | 0
MOTLEY | 0 | 0 | 0 | 0 | 0 | 0
NACOGDOCHES | 0 | 0 | 0 | 954 | 954 | 954
NAVARRO | 0 | 0 | 0 | 0 | 0 | 0
NOLAN | 616.5 | 616.5 | 616.5 | 616.5 | 616.5 | 616.5
NUECES | 1135.45 | 2263.45 | 2263.45 | 2263.45 | 2263.45 | 2263.45
PALO PINTO | 671 | 671 | 671 | 671 | 671 | 671
PARKER | 80.91 | 80.91 | 80.91 | 80.91 | 80.91 | 80.91
PECOS | 398.5 | 398.5 | 398.5 | 398.5 | 398.5 | 398.5
PRESIDIO | 2 | 2 | 2 | 2 | 2 | 2
RAINS | 0 | 0 | 0 | 0 | 0 | 0
REAGAN | 0 | 0 | 0 | 0 | 0 | 0
REAL | 0 | 0 | 0 | 0 | 0 | 0
RED RIVER | 110 | 110 | 110 | 110 | 110 | 110
REEVES | 0 | 0 | 0 | 0 | 0 | 0
REFUGIO | 0 | 0 | 0 | 0 | 0 | 0
ROBERTSON | 347 | 347 | 347 | 347 | 347 | 347
ROCKWALL | 0 | 0 | 0 | 0 | 0 | 0
RUNNELS | 0 | 0 | 0 | 0 | 0 | 0
RUSK | 3193 | 3193 | 3193 | 3193 | 3193 | 3193
SAN PATRICIO | 936.3 | 936.3 | 936.3 | 936.3 | 936.3 | 936.3
SAN SABA | 0 | 0 | 0 | 0 | 0 | 0
SCHLEICHER | 0 | 0 | 0 | 0 | 0 | 0
SCURRY | 0 | 0 | 0 | 0 | 0 | 0
SHACKELFORD | 0 | 0 | 0 | 0 | 0 | 0
SMITH | 0 | 0 | 0 | 0 | 0 | 0
SOMERVELL | 2238 | 2238 | 2238 | 2238 | 2238 | 2238
STARR | 34.5 | 34.5 | 34.5 | 34.5 | 34.5 | 34.5
STEPHENS | 0 | 0 | 0 | 0 | 0 | 0
STERLING | 0 | 0 | 0 | 0 | 0 | 0
STONEWALL | 0 | 0 | 0 | 0 | 0 | 0
SUTTON | 0 | 0 | 0 | 0 | 0 | 0
TARRANT | 2152 | 2152 | 2152 | 2152 | 2152 | 2152
TAYLOR | 0 | 18 | 18 | 18 | 18 | 18
TERRELL | 0 | 0 | 0 | 0 | 0 | 0
THROCKMORTON | 0 | 0 | 0 | 0 | 0 | 0
TITUS | 2480 | 2480 | 2480 | 2480 | 2480 | 2480
TOM GREEN | 128 | 128 | 128 | 128 | 128 | 128
TRAVIS | 2227.2 | 2027.2 | 2027.2 | 2027.2 | 2027.2 | 2027.2
UPTON | 352.8 | 352.8 | 352.8 | 352.8 | 352.8 | 352.8
UVALDE | 0 | 0 | 0 | 0 | 0 | 0
VAL VERDE | 75.8 | 75.8 | 75.8 | 75.8 | 75.8 | 75.8
VAN ZANDT | 0 | 0 | 0 | 0 | 0 | 0
VICTORIA | 271.4 | 762.4 | 762.4 | 762.4 | 762.4 | 762.4
WALLER | 0 | 0 | 0 | 0 | 0 | 0
WARD | 1095 | 1095 | 1095 | 1095 | 1095 | 1095
WASHINGTON | 0 | 0 | 0 | 0 | 0 | 0
WEBB | 182 | 182 | 182 | 182 | 182 | 182
WHARTON | 92 | 92 | 92 | 92 | 92 | 92
WICHITA | 77.5 | 77.5 | 77.5 | 77.5 | 77.5 | 77.5
WILBARGER | 918 | 918 | 918 | 918 | 918 | 918
WILLACY | 0 | 0 | 0 | 0 | 0 | 0
WILLIAMSON | 0 | 0 | 0 | 0 | 0 | 0
WILSON | 0 | 0 | 0 | 0 | 0 | 0
WINKLER | 80 | 80 | 80 | 80 | 80 | 80
WISE | 0 | 794.2 | 794.2 | 794.2 | 794.2 | 794.2
YOUNG | 637 | 637 | 637 | 637 | 637 | 637
ZAPATA | 0 | 0 | 0 | 0 | 0 | 0
ZAVALA | 0 | 0 | 0 | 0 | 0 | 0

## WinterImport-ExportbyCounty
Winter Import/Export by County
Import: The county has less generation than load and must import generation.
Export: The county has more generation than load and is able to export generation.
This data is presented for example only. It is a calculation of the generation in the county less the non-coincident load in the county. The true values will depend on actual load levels and actual generation dispatch.
Winter Import/Export, MW
County | 2004 | 2005 | 2006 | 2007 | 2008 | 2009
ANDERSON | -162.4731 | -174.9021 | -181.2243 | -185.4842 | -194.9099 | -202.33
ANDREWS | -159.682 | -161.062 | -161.742 | -164.0291 | -165.7091 | -166.389
ANGELINA | -382.4317 | -392.5818 | -397.4221 | -362.8612 | -367.7544 | -373.05
ARANSAS | -61.0076 | -64.2724 | -66.1744 | -68.4826 | -70.7487 | -73.223
ARCHER | -27.215 | -28.035 | -28.655 | -29.275 | -29.9144 | -30.574
ATASCOSA | 298.4322 | 294.6371 | 290.9232 | 286.7439 | 282.4425 | 277.819
AUSTIN | -77.0983 | -78.8499 | -80.6209 | -82.4668 | -84.3749 | -86.338
BANDERA | -68.609 | -72.719 | -77.1 | -81.75 | -86.684 | -91.921
BASTROP | 1646.7529 | 1637.9874 | 1629.6969 | 1621.3802 | 1613.0366 | 1604.665
BAYLOR | -14.654 | -14.918 | -15.233 | -15.496 | -15.7651 | -16.04
BEE | -70.0145 | -71.4138 | -72.5793 | -74.1007 | -75.5926 | -77.262
BELL | -748.4 | -797.95 | -797.9 | -817.95 | -837.8439 | -856.892
BEXAR | 1510.43 | 1429.268 | 1350.691 | 1284.835 | 1197.106 | 1018.37
BLANCO | -37.942 | -39.629 | -41.214 | -42.681 | -44.019 | -45.211
BORDEN | -1.7473 | -1.7648 | -1.7824 | -1.8002 | -1.8182 | -1.836
BOSQUE | 608.751 | 607.714 | 606.849 | 605.98 | 605.0964 | 604.238
BRAZORIA | -1481.0725 | -1536.5685 | -1584.7681 | -1633.4813 | -1681.5523 | -1730.237
BRAZOS | -113.33 | -119.68 | -124.14 | -130.69 | -136.37 | -141.17
BREWSTER | -20.656 | -21.025 | -21.3072 | -21.6775 | -22.0257 | -22.409
BRISCOE | -0.81238 | -0.83026 | -0.84723 | -0.86412 | -0.8826 | -0.902
BROOKS | -17.0938 | -17.4261 | -17.6814 | -18.0438 | -18.3926 | -18.792
BROWN | -110.763 | -114.438 | -115.723 | -117.121 | -118.5309 | -119.954
BURLESON | -29.389 | -30.437 | -31.485 | -32.533 | -33.591 | -34.649
BURNET | -57.1987 | -64.4508 | -71.7308 | -76.7681 | -84.0873 | -91.566
CALDWELL | -102.2138 | -106.0772 | -109.805 | -113.5867 | -117.3959 | -121.248
CALHOUN | -148.584 | 106.079 | 101.1192 | 95.2867 | 89.5475 | 83.253
CALLAHAN | -40.1509 | -40.8944 | -41.496 | -42.2776 | -43.0511 | -43.923
CAMERON | -294.7026 | -318.1737 | -344.4534 | -372.6342 | -402.3017 | -434.056
CHAMBERS | 2332.8204 | 2323.0366 | 2316.0351 | 2308.4991 | 2299.8777 | 2290.815
CHEROKEE | 646.2714 | 645.5364 | 644.8317 | 644.1264 | 643.4215 | 642.716
CHILDRESS | -14.4833 | -14.705 | -14.8677 | -15.1103 | -15.3492 | -15.632
CLAY | -26.0819 | -26.9228 | -27.5148 | -28.1078 | -28.6726 | -29.517
COKE | -16.6055 | 72.098 | 71.8661 | 71.5491 | 71.2392 | 70.886
COLEMAN | -21.3581 | -22.3183 | -23.1661 | -24.1128 | -25.0509 | -26.117
COLLIN | -1133.9538 | -1269.1417 | -1318.0188 | -1413.475 | -1549.3726 | -1703.427
COLORADO | -80.2557 | -82.3862 | -84.39 | -86.7076 | -89.0548 | -91.586
COMAL | -328.424 | -341.947 | -355.779 | -369.752 | -383.796 | -397.938
COMANCHE | -40.287 | -41.576 | -42.724 | -43.93 | -45.4024 | -46.746
CONCHO | -11.2549 | -11.4629 | -11.633 | -11.8502 | -12.0663 | -12.309
COOKE | -128.5359 | -128.2455 | -129.4082 | -132.6609 | -135.9764 | -139.419
CORYELL | -96.96 | -100.1 | -99.94 | -102.11 | -104.3287 | -106.599
COTTLE | -4.5671 | -4.6299 | -4.6788 | -4.7463 | -4.8127 | -4.889
CRANE | -99.4679 | -100.5529 | -101.1653 | -102.0138 | -102.8296 | -103.754
CROCKETT | 87.3388 | 86.6277 | 86.1274 | 85.3639 | 84.631 | 83.768
CROSBY | -2.15 | -2.15 | -2.15 | -2.15 | -2.15 | -2.15
CULBERSON | 69.8 | 244.8 | 244.8 | 244.8 | 244.8 | 244.8
DALLAS | -3439.2033 | -4113.8465 | -4279.0868 | -4459.7513 | -4657.0264 | -4864.213
DAWSON | -58.7387 | -59.7061 | -60.3252 | -60.7459 | -61.5684 | -61.992
DELTA | -13.9084 | -14.793 | -15.3728 | -15.75 | -16.6288 | -17.31
DENTON | -1115.2443 | -1288.6625 | -1220.8093 | -1263.9121 | -1326.2709 | -1370.1
DEWITT | -60.8494 | -63.1859 | -65.4104 | -67.7813 | -70.2245 | -72.784
DICKENS | -7.1179 | -7.2206 | -7.2523 | -7.3127 | -7.369 | -7.438
DIMMIT | -19.5172 | -19.983 | -20.3803 | -20.8787 | -21.3664 | -21.906
DUVAL | -49.5374 | -50.5298 | -51.339 | -52.4186 | -53.4712 | -54.655
EASTLAND | -53.2747 | -54.4031 | -55.081 | -55.7873 | -56.5872 | -57.326
ECTOR | 662.5719 | 654.0599 | 653.001 | 650.944 | 648.887 | 646.83
EDWARDS | -10.4646 | -10.6499 | -10.8044 | -10.9996 | -11.2003 | -11.429
ELLIS | 1017.777 | 996.306 | 1797.584 | 1783.692 | 1769.9891 | 1754.832
ERATH | -99.115 | -102.253 | -105.298 | -107.709 | -110.1642 | -112.679
FALLS | -48.035 | -49.851 | -50.456 | -51.063 | -51.6828 | -52.316
FANNIN | 2410.11 | 2403.589 | 2398.7191 | 2395.8274 | 2388.2395 | 2379.692
FAYETTE | 1628.2168 | 1625.8905 | 1623.5199 | 1621.0997 | 1618.7514 | 1616.41
FISHER | -27.8959 | -28.3485 | -28.6998 | -29.2037 | -29.7701 | -30.442
FOARD | -2.8264 | -2.9014 | -2.9676 | -3.0459 | -3.1252 | -3.213
FORT BEND | 3848.5773 | 3830.6876 | 3817.5873 | 3794.2271 | 3779.0879 | 3764.163
FRANKLIN | -3.5717 | -3.6431 | -3.716 | -3.7903 | -3.7903 | -3.866
FREESTONE | 2110.1078 | 2108.3064 | 2106.4892 | 2104.6226 | 2102.6744 | 2100.639
FRIO | 34.5727 | 33.4544 | 32.4255 | 31.2566 | 30.096 | 28.862
GALVESTON | 2375.7317 | 2469.6061 | 2453.2637 | 2447.1961 | 2441.036 | 2434.884
GILLESPIE | -64.0236 | -67.0258 | -70.1306 | -73.3937 | -76.8182 | -80.411
GLASSCOCK | -14.4 | -14.8 | -15 | -15.2 | -15.4 | -15.6
GOLIAD | 604.8763 | 603.9619 | 603.0732 | 602.1025 | 601.1202 | 600.086
GONZALES | -59.4559 | -61.4762 | -63.53 | -65.7063 | -67.9473 | -70.288
GRAYSON | -457.4027 | -500.2669 | -561.7855 | -579.8767 | -614.4883 | -644.011
GRIMES | 1386.666 | 1385.737 | 1384.747 | 1383.693 | 1382.5704 | 1381.374
GUADALUPE | 1537.6708 | 1521.8644 | 1504.9186 | 1487.1431 | 1468.0825 | 1447.582
HALL | -2.436 | -2.4668 | -2.4866 | -2.5214 | -2.5541 | -2.594
HAMILTON | -17.432 | -17.853 | -18.274 | -18.675 | -19.0841 | -19.501
HARDEMAN | -14.0141 | 20.8354 | 20.741 | 20.5709 | 20.4103 | 20.214
HARRIS | -2542.9612 | -1957.0867 | -2171.9648 | -2378.6139 | -2573.9715 | -2776.512
HASKELL | -22.6325 | 208.0638 | 207.853 | 207.5248 | 207.2149 | 206.838
HAYS | 644.7455 | 622.4141 | 603.8883 | 580.6106 | 570.4126 | 550.409
HENDERSON | 25.0756 | 14.8394 | 9.2903 | 5.5271 | -2.7215 | -9.149
HIDALGO | 1037.483 | 975.9699 | 916.7189 | 849.7835 | 781.6213 | 706.989
HILL | -99.524 | -101.405 | -103.196 | -104.98 | -106.767 | -109.059
HOOD | 1796.251 | 1791.247 | 1785.264 | 1779.135 | 1772.8151 | 1766.295
HOPKINS | -128.9227 | -142.4664 | -147.7176 | -151.262 | -161.4567 | -167.629
HOUSTON | -47.2545 | -48.1645 | -48.6245 | -49.0845 | -49.5445 | -50.006
HOWARD | 165.42 | 163.92 | 163.17 | 162.42 | 161.67 | 160.92
HUNT | -116.281 | -125.5118 | -131.3196 | -135.0562 | -143.8496 | -150.647
IRION | -13.021 | -13.4262 | -13.7872 | -14.2059 | -14.6245 | -15.076
JACK | -23.936 | -22.3424 | 577.1611 | 576.6627 | 576.2029 | 575.677
JACKSON | -42.5534 | -43.6754 | -37.0347 | -38.0309 | -39.0284 | -40.115
JEFF DAVIS | -0.23069 | -0.43041 | -0.602 | -0.81401 | -1.0217 | -1.249
JIM HOGG | -5.223 | -5.285 | -5.3414 | -5.4086 | -5.4744 | -5.545
JIM WELLS | -91.9729 | -95.3563 | -98.4867 | -102.1987 | -105.9585 | -110.072
JOHNSON | -85.598 | -122.778 | -138.524 | -154.967 | -172.1831 | -190.223
JONES | 311.7976 | 310.9456 | 310.2934 | 309.418 | 308.5748 | 307.563
KARNES | -29.4936 | -31.0372 | -31.6269 | -32.3604 | -33.0819 | -33.875
KAUFMAN | 1530.7746 | 1452.7472 | 1393.4788 | 1364.0194 | 1331.4458 | 1291.36
KENDALL | -97.945 | -103.864 | -110.148 | -116.818 | -123.896 | -131.408
KENEDY | -1.6216 | -1.7246 | -1.8341 | -1.9548 | -2.0848 | -2.226
KENT | -58.7214 | -58.7376 | -58.7434 | -58.7632 | -58.7809 | -58.804
KERR | -151.8466 | -156.9905 | -162.2952 | -167.7973 | -173.5073 | -179.433
KIMBLE | -17.9623 | -18.5211 | -19.0596 | -19.6624 | -20.2734 | -20.926
KING | -11.3837 | -11.3745 | -11.4633 | -11.4558 | -11.4517 | -11.452
KINNEY | -8.64 | -8.7889 | -8.9074 | -9.0416 | -9.162 | -9.284
KLEBERG | -99.0941 | -100.9312 | -102.4322 | -104.4726 | -106.4493 | -108.715
KNOX | -13.0105 | -13.2492 | -13.4443 | -13.6985 | -13.9484 | -14.232
LA SALLE | -15.6826 | -16.2338 | -16.7365 | -17.3153 | -17.889 | -18.503
LAMAR | 1176.4301 | 1163.52 | 1156.3814 | 1151.4618 | 1142.9164 | 1132.859
LAMPASAS | -58.0738 | -60.2012 | -62.3807 | -64.6196 | -66.9205 | -69.629
LAVACA | -35.2749 | -36.3113 | -37.38 | -38.4877 | -39.6312 | -40.814
LEE | -30.7839 | -31.6699 | -32.561 | -33.4672 | -34.3737 | -35.291
LEON | -202.3781 | -226.0922 | -227.7124 | -229.3998 | -231.1579 | -232.993
LIBERTY | 0 | 0 | 577.8 | 577.8 | 577.8 | 577.8
LIMESTONE | 1574.611 | 1572.81 | 1571.493 | 1570.127 | 1568.7012 | 1567.211
LIVE OAK | -82.4605 | -84.7632 | -87.1797 | -89.9638 | -92.632 | -95.481
LLANO | 415.253 | 412.1188 | 408.8482 | 403.0941 | 399.457 | 395.669
LOVING | -6 | -6.1 | -6.15 | -6.2 | -6.25 | -6.3
MADISON | -4.209 | -4.472 | -4.751 | -5.047 | -5.3614 | -5.695
MARTIN | -27.6 | -28 | -28.2 | -28.4 | -28.6 | -28.8
MASON | -13.0419 | -13.3193 | -13.5952 | -13.8794 | -14.172 | -14.474
MATAGORDA | 2360.8361 | 2355.9076 | 2351.3919 | 2346.4581 | 2341.5736 | 2336.222
MAVERICK | -54.8158 | -59.6301 | -62.9235 | -66.8329 | -70.679 | -74.842
MCCULLOCH | -33.1686 | -33.6782 | -32.1845 | -20.7075 | -21.2344 | -21.773
MCLENNAN | 1110.385 | 1083.674 | 1070.586 | 1055.482 | 1030.1913 | 1014.092
MCMULLEN | -5.8438 | -6.1718 | -6.5184 | -6.8845 | -7.2715 | -7.68
MEDINA | -180.8258 | -189.697 | -198.4642 | -207.0925 | -215.973 | -224.873
MENARD | -7.425 | -7.4963 | -7.5418 | -7.622 | -7.6993 | -7.794
MIDLAND | -268.1856 | -272.5637 | -274.7928 | -277.0269 | -279.2722 | -281.525
MILAM | 49.866 | 48.496 | 46.155 | 44.341 | 42.4589 | 40.605
MILLS | -7.5323 | -7.7359 | -7.9412 | -8.1482 | -8.3569 | -8.567
MITCHELL | 1327.5 | 1327.1 | 1326.9 | 1326.7 | 1326.5 | 1326.3
MONTAGUE | -54.3024 | -55.573 | -56.8643 | -58.1722 | -59.3753 | -60.751
MONTGOMERY | -191.6259 | -196.91 | -215.0958 | -233.0859 | -254.9092 | -279.039
MOTLEY | -6.7712 | -7.031 | -7.2605 | -7.5339 | -7.8032 | -8.096
NACOGDOCHES | -176.1655 | -180.7864 | -183.5671 | 767.6494 | 764.8677 | 762.083
NAVARRO | -197.6769 | -203.298 | -207.1473 | -210.514 | -215.111 | -219.304
NOLAN | 552.047 | 551.561 | 551.273 | 550.89 | 550.603 | 550.316
NUECES | -12.6362 | 1082.9347 | 1054.7804 | 1020.0869 | 986.7218 | 950.21
PALO PINTO | 590.623 | 603.976 | 601.692 | 597.385 | 594.9515 | 592.49
PARKER | -230.424 | -264.752 | -275.9527 | -283.894 | -293.0632 | -303.304
PECOS | 331.9 | 330.9 | 330 | 328.9 | 327.9 | 326.7
PRESIDIO | -10.9279 | -11.5723 | -12.1608 | -12.8295 | -13.4886 | -14.187
RAINS | -28.2504 | -30.9542 | -32.993 | -34.0016 | -37.4474 | -39.935
REAGAN | -14.7752 | -14.9984 | -15.1624 | -15.4053 | -15.64 | -15.913
REAL | -9.836 | -10.3137 | -10.8124 | -11.3434 | -11.9007 | -12.49
RED RIVER | 78.7417 | 76.5791 | 75.3754 | 74.599 | 72.8314 | 71.42
REEVES | -32.1227 | -32.4794 | -32.6643 | -32.8743 | -33.0768 | -33.294
REFUGIO | -31.4489 | -31.9146 | -32.2528 | -32.7708 | -33.2667 | -33.847
ROBERTSON | 329.3576 | 328.5843 | 327.7869 | 326.9452 | 326.0476 | 325.037
ROCKWALL | -268.8496 | -298.1826 | -319.1009 | -332.0978 | -364.5817 | -387.232
RUNNELS | -33.6147 | -34.2436 | -34.7415 | -35.4123 | -36.0689 | -36.814
RUSK | 3188.15 | 3188.1 | 3188.04 | 3187.98 | 3187.92 | 3187.86
SAN PATRICIO | 752.2529 | 747.9399 | 744.379 | 739.841 | 735.4189 | 730.481
SAN SABA | -11.3751 | -11.6782 | -11.9859 | -12.2993 | -12.6184 | -12.937
SCHLEICHER | -11.8647 | -12.0566 | -12.2109 | -12.4101 | -12.6093 | -12.834
SCURRY | -159.2738 | -164.7963 | -165.9013 | -173.0161 | -174.1177 | -175.15
SHACKELFORD | -22.2548 | -23.084 | -23.2809 | -23.593 | -23.8768 | -24.213
SMITH | -513.029 | -528.1937 | -535.6212 | -543.0501 | -550.478 | -544.418
SOMERVELL | 2208.89 | 2208.018 | 2207.186 | 2206.301 | 2205.2811 | 2204.314
STARR | -44.9822 | -47.679 | -50.0646 | -52.9411 | -55.7849 | -58.886
STEPHENS | -60.717 | -64.329 | -66.14 | -67.952 | -69.7642 | -71.577
STERLING | -11.5356 | -11.7358 | -11.9107 | -12.1089 | -12.3142 | -12.54
STONEWALL | -8.6752 | -8.6957 | -8.6964 | -8.7237 | -8.747 | -8.781
SUTTON | -19.0803 | -19.5292 | -19.9086 | -20.3801 | -20.8482 | -21.368
TARRANT | -2456.1689 | -2735.1861 | -2806.293 | -2911.3201 | -3033.8885 | -3148.194
TAYLOR | -309.0241 | -297.33 | -302.0716 | -308.7178 | -315.1763 | -322.504
TERRELL | -1.746 | -1.746 | -1.746 | -1.746 | -1.746 | -1.746
THROCKMORTON | -8.5434 | -8.8209 | -8.8514 | -9.0302 | -9.2084 | -9.408
TITUS | 2480 | 2480 | 2480 | 2480 | 2480 | 2480
TOM GREEN | -105.5174 | -109.965 | -113.4321 | -118.2314 | -122.8879 | -128.203
TRAVIS | -82.548 | -354.076 | -435.058 | -515.283 | -596.564 | -672.693
UPTON | 333.9592 | 333.76 | 333.596 | 333.3513 | 333.0524 | 332.719
UVALDE | -65.2829 | -67.5328 | -69.5549 | -71.9461 | -74.3146 | -76.88
VAL VERDE | -15.664 | -18.1947 | -20.3198 | -22.9963 | -25.5996 | -28.471
VAN ZANDT | -100.7185 | -104.3965 | -106.6404 | -108.0573 | -111.4706 | -114.073
VICTORIA | -53.9917 | 427.7994 | 419.519 | 409.6351 | 399.8443 | 389.67
WALLER | -236.8411 | -250.1281 | -260.901 | -271.9565 | -283.7392 | -296.268
WARD | 1045.6128 | 1044.8748 | 1044.4895 | 1044.1009 | 1043.702 | 1043.306
WASHINGTON | -119.596 | -122.559 | -125.614 | -128.614 | -131.661 | -134.732
WEBB | -203.3399 | -217.9109 | -231.0061 | -246.4941 | -261.7643 | -278.334
WHARTON | -34.384 | -36.0982 | -38.724 | -40.9039 | -43.0914 | -45.429
WICHITA | -295.5644 | -303.3994 | -307.3348 | -311.8726 | -316.3153 | -320.761
WILBARGER | 883.768 | 883.0648 | 882.5158 | 881.7514 | 881.0141 | 880.174
WILLACY | -32.8311 | -33.7574 | -34.5917 | -35.5873 | -36.5791 | -37.658
WILLIAMSON | -698.844 | -746.077 | -797.467 | -827.553 | -873.2387 | -925.645
WILSON | -63.184 | -65.493 | -67.9212 | -70.4788 | -73.1759 | -75.991
WINKLER | 23.25 | 22.746 | 22.49 | 22.235 | 21.98 | 21.725
WISE | -190.904 | 592.213 | 583.505 | 575.123 | 572.8417 | 563.834
YOUNG | 584.1638 | 582.0446 | 580.5593 | 579.0429 | 577.5242 | 575.952
ZAPATA | -30.6648 | -31.9129 | -33.0591 | -34.3826 | -35.703 | -37.121
ZAVALA | -32.9206 | -33.4918 | -33.9748 | -34.586 | -35.1841 | -35.847

## SummerCapacities
Unit Capacities - Summer
Units used in determining the generation resources in the Summer Summary
Capacities are based on asset registrations. This list includes MW available to the grid from self-serve units according to their asset registrations. It also includes distributed generation units that have registered with ERCOT.
Summer Capacity, MW
UnitName | County | 2003 CM Zone | 2003 | 2004 | 2005 | 2006 | 2007 | 2008
Installed Capacity |  | Total | 76916.4 | 76916.4 | 76916.4 | 76916.4 | 76916.4 | 76916.4
A von Rosenberg 1-CT1 | Bexar | South | 155 | 155 | 155 | 155 | 155 | 155
A von Rosenberg 1-CT2 | Bexar | South | 155 | 155 | 155 | 155 | 155 | 155
A von Rosenberg 1-ST1 | Bexar | South | 171 | 171 | 171 | 171 | 171 | 171
Abilene 4 | Taylor | West | 18 | 18 | 18 | 18 | 18 | 18
AES Wolf Hollow Power Proj. 1 | Hood | North | 225 | 225 | 225 | 225 | 225 | 225
AES Wolf Hollow Power Proj. 2 | Hood | North | 225 | 225 | 225 | 225 | 225 | 225
AES Wolf Hollow Power Proj. 3 | Hood | North | 293 | 293 | 293 | 293 | 293 | 293
Amistad Hydro 1 | Val Verde | South | 35 | 35 | 35 | 35 | 35 | 35
Amistad Hydro 2 | Val Verde | South | 35 | 35 | 35 | 35 | 35 | 35
Atkins 3 | Brazos | North | 12 | 12 | 12 | 12 | 12 | 12
Atkins 4 | Brazos | North | 22 | 22 | 22 | 22 | 22 | 22
Atkins 5 | Brazos | North | 25 | 25 | 25 | 25 | 25 | 25
Atkins 6 | Brazos | North | 50 | 50 | 50 | 50 | 50 | 50
Atkins 7 | Brazos | North | 21 | 21 | 21 | 21 | 21 | 21
Austin 1 | Travis | South | 8.4 | 8.4 | 8.4 | 8.4 | 8.4 | 8.4
Austin 2 | Travis | South | 8.9 | 8.9 | 8.9 | 8.9 | 8.9 | 8.9
B M Davis 1 | Nueces | South | 344 | 344 | 344 | 344 | 344 | 344
B M Davis 2 | Nueces | South | 353 | 353 | 353 | 353 | 353 | 353
Bastrop Energy Center 1 | Bastrop | South | 154.7 | 154.7 | 154.7 | 154.7 | 154.7 | 154.7
Bastrop Energy Center 2 | Bastrop | South | 154.7 | 154.7 | 154.7 | 154.7 | 154.7 | 154.7
Bastrop Energy Center 3 | Bastrop | South | 240 | 240 | 240 | 240 | 240 | 240
Baytown Energy Center 1 | Chambers | Houston | 102 | 102 | 102 | 102 | 102 | 102
Baytown Energy Center 2 | Chambers | Houston | 125 | 125 | 125 | 125 | 125 | 125
Baytown Energy Center 3 | Chambers | Houston | 125 | 125 | 125 | 125 | 125 | 125
Baytown Energy Center 4 | Chambers | Houston | 125 | 125 | 125 | 125 | 125 | 125
Big Brown 1 | Freestone | North | 570 | 570 | 570 | 570 | 570 | 570
Big Brown 2 | Freestone | North | 560 | 560 | 560 | 560 | 560 | 560
Bio Energy Partners 1 | Denton | North | 2.8 | 2.8 | 2.8 | 2.8 | 2.8 | 2.8
Bio Energy Partners 2 | Denton | North | 2.8 | 2.8 | 2.8 | 2.8 | 2.8 | 2.8
Bosque 1 | Bosque | North | 153.5 | 153.5 | 153.5 | 153.5 | 153.5 | 153.5
Bosque 2 | Bosque | North | 153.5 | 153.5 | 153.5 | 153.5 | 153.5 | 153.5
Bosque 3 | Bosque | North | 153.5 | 153.5 | 153.5 | 153.5 | 153.5 | 153.5
Bosque 4 | Bosque | North | 100 | 100 | 100 | 100 | 100 | 100
Brazos Valley 1 | Fort Bend | Houston | 198.9 | 198.9 | 198.9 | 198.9 | 198.9 | 198.9
Brazos Valley 2 | Fort Bend | Houston | 198.9 | 198.9 | 198.9 | 198.9 | 198.9 | 198.9
Brazos Valley 3 | Fort Bend | Houston | 275.6 | 275.6 | 275.6 | 275.6 | 275.6 | 275.6
Buchanan 1 | Llano | South | 18.2 | 18.2 | 18.2 | 18.2 | 18.2 | 18.2
Buchanan 2 | Llano | South | 18.2 | 18.2 | 18.2 | 18.2 | 18.2 | 18.2
Buchanan 3 | Llano | South | 14.9 | 14.9 | 14.9 | 14.9 | 14.9 | 14.9
C E Newman 1 | Dallas | North | 8 | 8 | 8 | 8 | 8 | 8
C E Newman 2 | Dallas | North | 8 | 8 | 8 | 8 | 8 | 8
C E Newman 3 | Dallas | North | 18 | 18 | 18 | 18 | 18 | 18
C E Newman 4 | Dallas | North | 17 | 17 | 17 | 17 | 17 | 17
C E Newman 5 | Dallas | North | 37 | 37 | 37 | 37 | 37 | 37
Canyon 1 | Comal | South | 3 | 3 | 3 | 3 | 3 | 3
Canyon 2 | Comal | South | 3 | 3 | 3 | 3 | 3 | 3
Cedar Bayou 1 | Chambers | Houston | 770 | 770 | 770 | 770 | 770 | 770
Cedar Bayou 2 | Chambers | Houston | 770 | 770 | 770 | 770 | 770 | 770
Cedar Bayou 3 | Chambers | Houston | 780 | 780 | 780 | 780 | 780 | 780
Channel Energy Center 1 | Harris | Houston | 134 | 134 | 134 | 134 | 134 | 134
Channel Energy Center 2 | Harris | Houston | 194 | 194 | 194 | 194 | 194 | 194
Channel Energy Center 3 | Harris | Houston | 190 | 190 | 190 | 190 | 190 | 190
Channelview 1 | Harris | Houston | 170 | 170 | 170 | 170 | 170 | 170
Channelview 2 | Harris | Houston | 170 | 170 | 170 | 170 | 170 | 170
Channelview 3 | Harris | Houston | 170 | 170 | 170 | 170 | 170 | 170
Channelview 4 | Harris | Houston | 101 | 101 | 101 | 101 | 101 | 101
Channelview 5 | Harris | Houston | 150 | 150 | 150 | 150 | 150 | 150
Coleman IC1 | Coleman | West | 1.2 | 1.2 | 1.2 | 1.2 | 1.2 | 1.2
Coleman IC2 | Coleman | West | 1.8 | 1.8 | 1.8 | 1.8 | 1.8 | 1.8
Coleman IC3 | Coleman | West | 1.8 | 1.8 | 1.8 | 1.8 | 1.8 | 1.8
Coleman IC4 | Coleman | West | 1 | 1 | 1 | 1 | 1 | 1
Coleman IC5 | Coleman | West | 0.8 | 0.8 | 0.8 | 0.8 | 0.8 | 0.8
Coleman IC6 | Coleman | West | 1.2 | 1.2 | 1.2 | 1.2 | 1.2 | 1.2
Coleman IC7 | Coleman | West | 0.5 | 0.5 | 0.5 | 0.5 | 0.5 | 0.5
Coleman IC8 | Coleman | West | 1.2 | 1.2 | 1.2 | 1.2 | 1.2 | 1.2
Coleman IC9 | Coleman | West | 2.8 | 2.8 | 2.8 | 2.8 | 2.8 | 2.8
Coleto Creek 1 | Goliad | South | 632 | 632 | 632 | 632 | 632 | 632
Collin 1 | Collin | North | 154 | 154 | 154 | 154 | 154 | 154
Comanche Peak 1 | Somervell | North | 1084 | 1084 | 1084 | 1084 | 1084 | 1084
Comanche Peak 2 | Somervell | North | 1124 | 1124 | 1124 | 1124 | 1124 | 1124
Corpus Christi Energy Center 1 | Nueces | South | 113 | 113 | 113 | 113 | 113 | 113
Corpus Christi Energy Center 2 | Nueces | South | 113 | 113 | 113 | 113 | 113 | 113
Corpus Christi Energy Center 3 | Nueces | South | 131 | 131 | 131 | 131 | 131 | 131
Dansby 1 | Brazos | North | 110 | 110 | 110 | 110 | 110 | 110
Decker Creek 1 | Travis | South | 354 | 354 | 354 | 354 | 354 | 354
Decker Creek 2 | Travis | South | 448 | 448 | 448 | 448 | 448 | 448
Decker Creek G1 | Travis | South | 52 | 52 | 52 | 52 | 52 | 52
Decker Creek G2 | Travis | South | 52 | 52 | 52 | 52 | 52 | 52
Decker Creek G3 | Travis | South | 52 | 52 | 52 | 52 | 52 | 52
Decker Creek G4 | Travis | South | 52 | 52 | 52 | 52 | 52 | 52
DeCordova 1 | Hood | North | 804 | 804 | 804 | 804 | 804 | 804
DeCordova A | Hood | North | 75 | 75 | 75 | 75 | 75 | 75
DeCordova B | Hood | North | 75 | 75 | 75 | 75 | 75 | 75
DeCordova C | Hood | North | 75 | 75 | 75 | 75 | 75 | 75
DeCordova D | Hood | North | 75 | 75 | 75 | 75 | 75 | 75
Deepwater 7 | Harris | Houston | 174 | 174 | 174 | 174 | 174 | 174
Denison Dam 1 | Grayson | North | 40 | 40 | 40 | 40 | 40 | 40
Denison Dam 2 | Grayson | North | 40 | 40 | 40 | 40 | 40 | 40
Dunlop (Schumansville) 1 | Victoria | South | 3.6 | 3.6 | 3.6 | 3.6 | 3.6 | 3.6
E S Joslin 1 | Calhoun | South | 254 | 254 | 254 | 254 | 254 | 254
Eagle Mountain 1 | Tarrant | North | 116 | 116 | 116 | 116 | 116 | 116
Eagle Mountain 2 | Tarrant | North | 175 | 175 | 175 | 175 | 175 | 175
Eagle Mountain 3 | Tarrant | North | 380 | 380 | 380 | 380 | 380 | 380
Eagle Pass 1 | Maverick | South | 2 | 2 | 2 | 2 | 2 | 2
Eagle Pass 2 | Maverick | South | 2 | 2 | 2 | 2 | 2 | 2
Eagle Pass 3 | Maverick | South | 2 | 2 | 2 | 2 | 2 | 2
Ennis Power Station 1 | Ellis | North | 209 | 209 | 209 | 209 | 209 | 209
Ennis Power Station 2 | Ellis | North | 120 | 120 | 120 | 120 | 120 | 120
ExTex La Porte Power Sta.1 | Harris | Houston | 40.1 | 40.1 | 40.1 | 40.1 | 40.1 | 40.1
ExTex La Porte Power Sta.2 | Harris | Houston | 40.1 | 40.1 | 40.1 | 40.1 | 40.1 | 40.1
ExTex La Porte Power Sta.3 | Harris | Houston | 40.1 | 40.1 | 40.1 | 40.1 | 40.1 | 40.1
ExTex La Porte Power Sta.4 | Harris | Houston | 40.1 | 40.1 | 40.1 | 40.1 | 40.1 | 40.1
Falcon Hydro 1 | Starr | South | 11.5 | 11.5 | 11.5 | 11.5 | 11.5 | 11.5
Falcon Hydro 2 | Starr | South | 11.5 | 11.5 | 11.5 | 11.5 | 11.5 | 11.5
Falcon Hydro 3 | Starr | South | 11.5 | 11.5 | 11.5 | 11.5 | 11.5 | 11.5
Fayette Power Project 1 | Fayette | South | 606 | 606 | 606 | 606 | 606 | 606
Fayette Power Project 2 | Fayette | South | 606 | 606 | 606 | 606 | 606 | 606
Fayette Power Project 3 | Fayette | South | 470 | 470 | 470 | 470 | 470 | 470
FPLE Forney 1A | Kaufman | North | 157.3 | 157.3 | 157.3 | 157.3 | 157.3 | 157.3
FPLE Forney 1B | Kaufman | North | 157.3 | 157.3 | 157.3 | 157.3 | 157.3 | 157.3
FPLE Forney 1C | Kaufman | North | 157.3 | 157.3 | 157.3 | 157.3 | 157.3 | 157.3
FPLE Forney 1D | Kaufman | North | 157.3 | 157.3 | 157.3 | 157.3 | 157.3 | 157.3
FPLE Forney 2A | Kaufman | North | 157.3 | 157.3 | 157.3 | 157.3 | 157.3 | 157.3
FPLE Forney 2B | Kaufman | North | 157.3 | 157.3 | 157.3 | 157.3 | 157.3 | 157.3
FPLE Forney 2C | Kaufman | North | 411.2 | 411.2 | 411.2 | 411.2 | 411.2 | 411.2
FPLE Forney 2D | Kaufman | North | 411.2 | 411.2 | 411.2 | 411.2 | 411.2 | 411.2
Freestone Energy Center 1 | Freestone | North | 152 | 152 | 152 | 152 | 152 | 152
Freestone Energy Center 2 | Freestone | North | 152 | 152 | 152 | 152 | 152 | 152
Freestone Energy Center 3 | Freestone | North | 184 | 184 | 184 | 184 | 184 | 184
Freestone Energy Center 4 | Freestone | North | 152 | 152 | 152 | 152 | 152 | 152
Freestone Energy Center 5 | Freestone | North | 152 | 152 | 152 | 152 | 152 | 152
Freestone Energy Center 6 | Freestone | North | 184 | 184 | 184 | 184 | 184 | 184
Frontera 1 | Hidalgo | South | 150 | 150 | 150 | 150 | 150 | 150
Frontera 2 | Hidalgo | South | 150 | 150 | 150 | 150 | 150 | 150
Frontera 3 | Hidalgo | South | 165 | 165 | 165 | 165 | 165 | 165
Ft Phantom 1 | Jones | West | 158 | 158 | 158 | 158 | 158 | 158
Ft Phantom 2 | Jones | West | 204 | 204 | 204 | 204 | 204 | 204
Ft Stockton 2 | Pecos | West | 5 | 5 | 5 | 5 | 5 | 5
GBRA H 4 | Gonzales | South | 2.4 | 2.4 | 2.4 | 2.4 | 2.4 | 2.4
GBRA H 5 | Gonzales | South | 2.4 | 2.4 | 2.4 | 2.4 | 2.4 | 2.4
GBRA TP 4 | Guadalupe | South | 2.4 | 2.4 | 2.4 | 2.4 | 2.4 | 2.4
Gibbons Creek 1 | Grimes | North | 462 | 462 | 462 | 462 | 462 | 462
GPP GT1 | San Patricio | South | 106.1 | 106.1 | 106.1 | 106.1 | 106.1 | 106.1
GPP GT2 | San Patricio | South | 156.1 | 156.1 | 156.1 | 156.1 | 156.1 | 156.1
GPP ST1 | San Patricio | South | 100.1 | 100.1 | 100.1 | 100.1 | 100.1 | 100.1
Graham 1 | Young | West | 241 | 241 | 241 | 241 | 241 | 241
Graham 2 | Young | West | 400 | 400 | 400 | 400 | 400 | 400
Granite Shoals 1 | Burnet | South | 28 | 28 | 28 | 28 | 28 | 28
Granite Shoals 2 | Burnet | South | 28 | 28 | 28 | 28 | 28 | 28
Greens Bayou 5 | Harris | Houston | 420 | 420 | 420 | 420 | 420 | 420
Greens Bayou 73 | Harris | Houston | 54 | 54 | 54 | 54 | 54 | 54
Greens Bayou 74 | Harris | Houston | 54 | 54 | 54 | 54 | 54 | 54
Greens Bayou 81 | Harris | Houston | 54 | 54 | 54 | 54 | 54 | 54
Greens Bayou 82 | Harris | Houston | 64 | 64 | 64 | 64 | 64 | 64
Greens Bayou 83 | Harris | Houston | 64 | 64 | 64 | 64 | 64 | 64
Greens Bayou 84 | Harris | Houston | 64 | 64 | 64 | 64 | 64 | 64
Guadalupe Power Partners 1 | Guadalupe | South | 155 | 155 | 155 | 155 | 155 | 155
Guadalupe Power Partners 2 | Guadalupe | South | 155 | 155 | 155 | 155 | 155 | 155
Guadalupe Power Partners 3 | Guadalupe | South | 155 | 155 | 155 | 155 | 155 | 155
Guadalupe Power Partners 4 | Guadalupe | South | 155 | 155 | 155 | 155 | 155 | 155
Guadalupe Power Partners 5 | Guadalupe | South | 200 | 200 | 200 | 200 | 200 | 200
Guadalupe Power Partners 6 | Guadalupe | South | 200 | 200 | 200 | 200 | 200 | 200
Handley 1 | Tarrant | North | 42 | 42 | 42 | 42 | 42 | 42
Handley 2 | Tarrant | North | 75 | 75 | 75 | 75 | 75 | 75
Handley 3 | Tarrant | North | 394 | 394 | 394 | 394 | 394 | 394
Handley 4 | Tarrant | North | 455 | 455 | 455 | 455 | 455 | 455
Handley 5 | Tarrant | North | 455 | 455 | 455 | 455 | 455 | 455
Hays Energy Facility 1 | Hays | South | 241.7 | 241.7 | 241.7 | 241.7 | 241.7 | 241.7
Hays Energy Facility 2 | Hays | South | 241.7 | 241.7 | 241.7 | 241.7 | 241.7 | 241.7
Hays Energy Facility 3 | Hays | South | 252.8 | 252.8 | 252.8 | 252.8 | 252.8 | 252.8
Hays Energy Facility 4 | Hays | South | 252.8 | 252.8 | 252.8 | 252.8 | 252.8 | 252.8
Hidalgo 1 | Hidalgo | South | 152 | 152 | 152 | 152 | 152 | 152
Hidalgo 2 | Hidalgo | South | 152 | 152 | 152 | 152 | 152 | 152
Hidalgo 3 | Hidalgo | South | 184 | 184 | 184 | 184 | 184 | 184
Hiram Clarke 1 | Harris | Houston | 13 | 13 | 13 | 13 | 13 | 13
Hiram Clarke 2 | Harris | Houston | 13 | 13 | 13 | 13 | 13 | 13
Hiram Clarke 3 | Harris | Houston | 13 | 13 | 13 | 13 | 13 | 13
Hiram Clarke 4 | Harris | Houston | 13 | 13 | 13 | 13 | 13 | 13
Hiram Clarke 5 | Harris | Houston | 13 | 13 | 13 | 13 | 13 | 13
Hiram Clarke 6 | Harris | Houston | 13 | 13 | 13 | 13 | 13 | 13
Holly Street 1 | Travis | South | 100 | 100 | 100 | 100 | 100 | 100
Holly Street 2 | Travis | South | 100 | 100 | 100 | 100 | 100 | 100
Holly Street 3 | Travis | South | 195 | 195 | 195 | 195 | 195 | 195
Holly Street 4 | Travis | South | 196 | 196 | 196 | 196 | 196 | 196
Ingleside 1 | San Patricio | South | 154 | 154 | 154 | 154 | 154 | 154
Ingleside 2 | San Patricio | South | 154 | 154 | 154 | 154 | 154 | 154
Ingleside 3 | San Patricio | South | 192.3 | 192.3 | 192.3 | 192.3 | 192.3 | 192.3
Inks 1 | Llano | South | 14 | 14 | 14 | 14 | 14 | 14
J K Spruce 1 | Bexar | South | 555 | 555 | 555 | 555 | 555 | 555
J L Bates 1 | Hidalgo | South | 72 | 72 | 72 | 72 | 72 | 72
J L Bates 2 | Hidalgo | South | 110 | 110 | 110 | 110 | 110 | 110
J T Deely 1 | Bexar | South | 415 | 415 | 415 | 415 | 415 | 415
J T Deely 2 | Bexar | South | 415 | 415 | 415 | 415 | 415 | 415
La Palma 4 | Cameron | South | 24 | 24 | 24 | 24 | 24 | 24
La Palma 5 | Cameron | South | 22 | 22 | 22 | 22 | 22 | 22
La Palma 6 | Cameron | South | 155 | 155 | 155 | 155 | 155 | 155
La Palma 7 | Cameron | South | 52 | 52 | 52 | 52 | 52 | 52
Lake Creek 1 | McLennan | North | 88 | 88 | 88 | 88 | 88 | 88
Lake Creek 2 | McLennan | North | 230 | 230 | 230 | 230 | 230 | 230
Lake Creek D1 | McLennan | North | 2 | 2 | 2 | 2 | 2 | 2
Lake Creek D2 | McLennan | North | 2 | 2 | 2 | 2 | 2 | 2
Lake Creek D3 | McLennan | North | 2 | 2 | 2 | 2 | 2 | 2
Lake Hubbard 1 | Dallas | North | 393 | 393 | 393 | 393 | 393 | 393
Lake Hubbard 2 | Dallas | North | 533 | 533 | 533 | 533 | 533 | 533
Lake Pauline 1 | Hardeman | West | 12 | 12 | 12 | 12 | 12 | 12
Lake Pauline 2 | Hardeman | West | 23 | 23 | 23 | 23 | 23 | 23
Lamar Power Project CT11 | Lamar | North | 156.3 | 156.3 | 156.3 | 156.3 | 156.3 | 156.3
Lamar Power Project CT12 | Lamar | North | 156.3 | 156.3 | 156.3 | 156.3 | 156.3 | 156.3
Lamar Power Project CT21 | Lamar | North | 156.3 | 156.3 | 156.3 | 156.3 | 156.3 | 156.3
Lamar Power Project CT22 | Lamar | North | 156.3 | 156.3 | 156.3 | 156.3 | 156.3 | 156.3
Lamar Power Project STG1 | Lamar | North | 156.3 | 156.3 | 156.3 | 156.3 | 156.3 | 156.3
Lamar Power Project STG2 | Lamar | North | 202 | 202 | 202 | 202 | 202 | 202
Laredo 1 | Webb | South | 35 | 35 | 35 | 35 | 35 | 35
Laredo 2 | Webb | South | 34 | 34 | 34 | 34 | 34 | 34
Laredo 3 | Webb | South | 109 | 109 | 109 | 109 | 109 | 109
Leon Creek 3 | Bexar | South | 65 | 65 | 65 | 65 | 65 | 65
Leon Creek 4 | Bexar | South | 95 | 95 | 95 | 95 | 95 | 95
Lewisville 1 | Denton | North | 2.8 | 2.8 | 2.8 | 2.8 | 2.8 | 2.8
Limestone 1 | Limestone | North | 846 | 846 | 846 | 846 | 846 | 846
Limestone 2 | Limestone | North | 800 | 800 | 800 | 800 | 800 | 800
Lon C. Hill 1 | Nueces | South | 75 | 75 | 75 | 75 | 75 | 75
Lon C. Hill 2 | Nueces | South | 75 | 75 | 75 | 75 | 75 | 75
Lon C. Hill 3 | Nueces | South | 164 | 164 | 164 | 164 | 164 | 164
Lon C. Hill 4 | Nueces | South | 245 | 245 | 245 | 245 | 245 | 245
Lost Pines 1 | Bastrop | South | 163 | 163 | 163 | 163 | 163 | 163
Lost Pines 2 | Bastrop | South | 163 | 163 | 163 | 163 | 163 | 163
Lost Pines 3 | Bastrop | South | 176 | 176 | 176 | 176 | 176 | 176
Magic Valley 1 | Hidalgo | South | 245.2 | 245.2 | 245.2 | 245.2 | 245.2 | 245.2
Magic Valley 2 | Hidalgo | South | 245.2 | 245.2 | 245.2 | 245.2 | 245.2 | 245.2
Magic Valley 3 | Hidalgo | South | 260.6 | 260.6 | 260.6 | 260.6 | 260.6 | 260.6
Marble Falls 1 | Burnet | South | 18.2 | 18.2 | 18.2 | 18.2 | 18.2 | 18.2
Marble Falls 2 | Burnet | South | 18.2 | 18.2 | 18.2 | 18.2 | 18.2 | 18.2
Marshall Ford 1 | Travis | South | 36 | 36 | 36 | 36 | 36 | 36
Marshall Ford 2 | Travis | South | 34.5 | 34.5 | 34.5 | 34.5 | 34.5 | 34.5
Marshall Ford 3 | Travis | South | 36 | 36 | 36 | 36 | 36 | 36
Martin Lake 1 | Rusk | North | 750 | 750 | 750 | 750 | 750 | 750
Martin Lake 2 | Rusk | North | 750 | 750 | 750 | 750 | 750 | 750
Martin Lake 3 | Rusk | North | 750 | 750 | 750 | 750 | 750 | 750
McQueeney (Abbott) 1 | Guadalupe | South | 1.4 | 1.4 | 1.4 | 1.4 | 1.4 | 1.4
McQueeney (Abbott) 2 | Guadalupe | South | 1.4 | 1.4 | 1.4 | 1.4 | 1.4 | 1.4
Midlothian 1 | Ellis | North | 218 | 218 | 218 | 218 | 218 | 218
Midlothian 2 | Ellis | North | 218 | 218 | 218 | 218 | 218 | 218
Midlothian 3 | Ellis | North | 218 | 218 | 218 | 218 | 218 | 218
Midlothian 4 | Ellis | North | 218 | 218 | 218 | 218 | 218 | 218
Midlothian 5 | Ellis | North | 218 | 218 | 218 | 218 | 218 | 218
Midlothian 6 | Ellis | North | 218 | 218 | 218 | 218 | 218 | 218
Mission Road 3 | Bexar | South | 100 | 100 | 100 | 100 | 100 | 100
Monticello 1 | Titus | North | 560 | 560 | 560 | 560 | 560 | 560
Monticello 2 | Titus | North | 565 | 565 | 565 | 565 | 565 | 565
Monticello 3 | Titus | North | 750 | 750 | 750 | 750 | 750 | 750
Morgan Creek 2 | Mitchell | West | 20 | 20 | 20 | 20 | 20 | 20
Morgan Creek 3 | Mitchell | West | 43 | 43 | 43 | 43 | 43 | 43
Morgan Creek 4 | Mitchell | West | 70 | 70 | 70 | 70 | 70 | 70
Morgan Creek 5 | Mitchell | West | 180 | 180 | 180 | 180 | 180 | 180
Morgan Creek 6 | Mitchell | West | 511 | 511 | 511 | 511 | 511 | 511
Morgan Creek A | Mitchell | West | 76 | 76 | 76 | 76 | 76 | 76
Morgan Creek B | Mitchell | West | 76 | 76 | 76 | 76 | 76 | 76
Morgan Creek C | Mitchell | West | 76 | 76 | 76 | 76 | 76 | 76
Morgan Creek D | Mitchell | West | 76 | 76 | 76 | 76 | 76 | 76
Morgan Creek E | Mitchell | West | 76 | 76 | 76 | 76 | 76 | 76
Morgan Creek F | Mitchell | West | 76 | 76 | 76 | 76 | 76 | 76
Morris Sheppard 1 | Palo Pinto | West | 12 | 12 | 12 | 12 | 12 | 12
Morris Sheppard 2 | Palo Pinto | West | 12 | 12 | 12 | 12 | 12 | 12
Mountain Creek 2 | Dallas | North | 30 | 30 | 30 | 30 | 30 | 30
Mountain Creek 3 | Dallas | North | 70 | 70 | 70 | 70 | 70 | 70
Mountain Creek 6 | Dallas | North | 120 | 120 | 120 | 120 | 120 | 120
Mountain Creek 7 | Dallas | North | 120 | 120 | 120 | 120 | 120 | 120
Mountain Creek 8 | Dallas | North | 550 | 550 | 550 | 550 | 550 | 550
Nolte 1 | Guadalupe | South | 1.2 | 1.2 | 1.2 | 1.2 | 1.2 | 1.2
Nolte 2 | Guadalupe | South | 1.2 | 1.2 | 1.2 | 1.2 | 1.2 | 1.2
North Lake 1 | Dallas | North | 171 | 171 | 171 | 171 | 171 | 171
North Lake 2 | Dallas | North | 174 | 174 | 174 | 174 | 174 | 174
North Lake 3 | Dallas | North | 330 | 330 | 330 | 330 | 330 | 330
North Main 4 | Tarrant | North | 85 | 85 | 85 | 85 | 85 | 85
North Texas 1 | Parker | North | 18 | 18 | 18 | 18 | 18 | 18
North Texas 2 | Parker | North | 18 | 18 | 18 | 18 | 18 | 18
North Texas 3 | Parker | North | 39.5 | 39.5 | 39.5 | 39.5 | 39.5 | 39.5
Nueces Bay 5 | Nueces | South | 31 | 31 | 31 | 31 | 31 | 31
Nueces Bay 6 | Nueces | South | 161 | 161 | 161 | 161 | 161 | 161
Nueces Bay 7 | Nueces | South | 368 | 368 | 368 | 368 | 368 | 368
O W Sommers 1 | Bexar | South | 445 | 445 | 445 | 445 | 445 | 445
O W Sommers 2 | Bexar | South | 435 | 435 | 435 | 435 | 435 | 435
O W Sommers 3 | Bexar | South | 2.5 | 2.5 | 2.5 | 2.5 | 2.5 | 2.5
O W Sommers 4 | Bexar | South | 2.5 | 2.5 | 2.5 | 2.5 | 2.5 | 2.5
O W Sommers 5 | Bexar | South | 2.5 | 2.5 | 2.5 | 2.5 | 2.5 | 2.5
O W Sommers 6 | Bexar | South | 2.5 | 2.5 | 2.5 | 2.5 | 2.5 | 2.5
Oak Creek 1 | Coke | West | 85 | 85 | 85 | 85 | 85 | 85
Odessa-Ector C11 | Ector | West | 147 | 147 | 147 | 147 | 147 | 147
Odessa-Ector C12 | Ector | West | 147 | 147 | 147 | 147 | 147 | 147
Odessa-Ector C21 | Ector | West | 147 | 147 | 147 | 147 | 147 | 147
Odessa-Ector C22 | Ector | West | 147 | 147 | 147 | 147 | 147 | 147
Odessa-Ector ST1 | Ector | West | 223 | 223 | 223 | 223 | 223 | 223
Odessa-Ector ST2 | Ector | West | 223 | 223 | 223 | 223 | 223 | 223
Oklaunion 1 | Wilbarger | West | 690 | 690 | 690 | 690 | 690 | 690
P H Robinson 1 | Galveston | Houston | 470 | 470 | 470 | 470 | 470 | 470
P H Robinson 2 | Galveston | Houston | 470 | 470 | 470 | 470 | 470 | 470
P H Robinson 3 | Galveston | Houston | 565 | 565 | 565 | 565 | 565 | 565
P H Robinson 4 | Galveston | Houston | 760 | 760 | 760 | 760 | 760 | 760
Paint Creek 1 | Haskell | West | 29 | 29 | 29 | 29 | 29 | 29
Paint Creek 2 | Haskell | West | 29 | 29 | 29 | 29 | 29 | 29
Paint Creek 3 | Haskell | West | 49 | 49 | 49 | 49 | 49 | 49
Paint Creek 4 | Haskell | West | 110 | 110 | 110 | 110 | 110 | 110
Parkdale 1 | Dallas | North | 87 | 87 | 87 | 87 | 87 | 87
Parkdale 2 | Dallas | North | 113 | 113 | 113 | 113 | 113 | 113
Parkdale 3 | Dallas | North | 134 | 134 | 134 | 134 | 134 | 134
Pasadena 4 | Harris | Houston | 175 | 175 | 175 | 175 | 175 | 175
Pasadena 5 | Harris | Houston | 103.4 | 103.4 | 103.4 | 103.4 | 103.4 | 103.4
Pearsall 1 | Frio | South | 25 | 25 | 25 | 25 | 25 | 25
Pearsall 2 | Frio | South | 25 | 25 | 25 | 25 | 25 | 25
Pearsall 3 | Frio | South | 25 | 25 | 25 | 25 | 25 | 25
Permian Basin 5 | Ward | West | 115 | 115 | 115 | 115 | 115 | 115
Permian Basin 6 | Ward | West | 545 | 545 | 545 | 545 | 545 | 545
Permian Basin A | Ward | West | 72 | 72 | 72 | 72 | 72 | 72
Permian Basin B | Ward | West | 72 | 72 | 72 | 72 | 72 | 72
Permian Basin C | Ward | West | 72 | 72 | 72 | 72 | 72 | 72
Permian Basin D | Ward | West | 72 | 72 | 72 | 72 | 72 | 72
Permian Basin E | Ward | West | 72 | 72 | 72 | 72 | 72 | 72
Powerlane Plant 1 | Hunt | North | 20.4 | 20.4 | 20.4 | 20.4 | 20.4 | 20.4
Powerlane Plant 2 | Hunt | North | 26.2 | 26.2 | 26.2 | 26.2 | 26.2 | 26.2
Powerlane Plant 3 | Hunt | North | 41.5 | 41.5 | 41.5 | 41.5 | 41.5 | 41.5
Presidio 5 | Presidio | West | 1 | 1 | 1 | 1 | 1 | 1
Presidio 6 | Presidio | West | 1 | 1 | 1 | 1 | 1 | 1
PV300 1 | Travis | South | 0.3 | 0.3 | 0.3 | 0.3 | 0.3 | 0.3
R W Miller 1 | Palo Pinto | North | 75 | 75 | 75 | 75 | 75 | 75
R W Miller 2 | Palo Pinto | North | 120 | 120 | 120 | 120 | 120 | 120
R W Miller 3 | Palo Pinto | North | 208 | 208 | 208 | 208 | 208 | 208
R W Miller 4 | Palo Pinto | North | 104 | 104 | 104 | 104 | 104 | 104
R W Miller 5 | Palo Pinto | North | 104 | 104 | 104 | 104 | 104 | 104
Ray Olinger 1 | Collin | North | 80 | 80 | 80 | 80 | 80 | 80
Ray Olinger 2 | Collin | North | 110 | 110 | 110 | 110 | 110 | 110
Ray Olinger 3 | Collin | North | 150 | 150 | 150 | 150 | 150 | 150
Ray Olinger 4 | Collin | North | 76 | 76 | 76 | 76 | 76 | 76
Rayburn 1 | Victoria | South | 10.5 | 10.5 | 10.5 | 10.5 | 10.5 | 10.5
Rayburn 2 | Victoria | South | 11.5 | 11.5 | 11.5 | 11.5 | 11.5 | 11.5
Rayburn 3 | Victoria | South | 24 | 24 | 24 | 24 | 24 | 24
Rayburn 4 | Victoria | South | 2 | 2 | 2 | 2 | 2 | 2
Rayburn 5 | Victoria | South | 2 | 2 | 2 | 2 | 2 | 2
Rayburn 7 | Victoria | South | 52.4 | 52.4 | 52.4 | 52.4 | 52.4 | 52.4
Rayburn 8 | Victoria | South | 52.4 | 52.4 | 52.4 | 52.4 | 52.4 | 52.4
Rayburn 9 | Victoria | South | 52.4 | 52.4 | 52.4 | 52.4 | 52.4 | 52.4
Rayburn 10 | Victoria | South | 42.1 | 42.1 | 42.1 | 42.1 | 42.1 | 42.1
Resource Recovery 1 | Johnson | North | 0.4 | 0.4 | 0.4 | 0.4 | 0.4 | 0.4
Rio Nogales 1 | Guadalupe | South | 161 | 161 | 161 | 161 | 161 | 161
Rio Nogales 2 | Guadalupe | South | 161 | 161 | 161 | 161 | 161 | 161
Rio Nogales 3 | Guadalupe | South | 161 | 161 | 161 | 161 | 161 | 161
Rio Nogales 4 | Guadalupe | South | 292 | 292 | 292 | 292 | 292 | 292
Rio Pecos 4A | Crockett | West | 4 | 4 | 4 | 4 | 4 | 4
Rio Pecos 5 | Crockett | West | 38 | 38 | 38 | 38 | 38 | 38
Rio Pecos 6 | Crockett | West | 98 | 98 | 98 | 98 | 98 | 98
River Crest 1 | Red River | North | 111 | 111 | 111 | 111 | 111 | 111
Robstown 10 | Nueces | South | 3 | 3 | 3 | 3 | 3 | 3
Robstown 11 | Nueces | South | 3.8 | 3.8 | 3.8 | 3.8 | 3.8 | 3.8
Robstown 3 | Nueces | South | 2 | 2 | 2 | 2 | 2 | 2
Robstown 4 | Nueces | South | 2.2 | 2.2 | 2.2 | 2.2 | 2.2 | 2.2
Robstown 5 | Nueces | South | 2.2 | 2.2 | 2.2 | 2.2 | 2.2 | 2.2
Robstown 7 | Nueces | South | 0.9 | 0.9 | 0.9 | 0.9 | 0.9 | 0.9
Robstown 8 | Nueces | South | 0.9 | 0.9 | 0.9 | 0.9 | 0.9 | 0.9
Robstown 9 | Nueces | South | 2.2 | 2.2 | 2.2 | 2.2 | 2.2 | 2.2
Sam Bertron 3 | Harris | Houston | 240 | 240 | 240 | 240 | 240 | 240
Sam Bertron 4 | Harris | Houston | 240 | 240 | 240 | 240 | 240 | 240
Sam Bertron ST1 | Harris | Houston | 180 | 180 | 180 | 180 | 180 | 180
Sam Bertron ST2 | Harris | Houston | 180 | 180 | 180 | 180 | 180 | 180
Sam Bertron T1 | Harris | Houston | 23 | 23 | 23 | 23 | 23 | 23
Sam Bertron T2 | Harris | Houston | 13 | 13 | 13 | 13 | 13 | 13
San Angelo 1 | Tom Green | West | 21 | 21 | 21 | 21 | 21 | 21
San Angelo 2 | Tom Green | West | 102 | 102 | 102 | 102 | 102 | 102
San Jacinto SES 1 | Harris | Houston | 81 | 81 | 81 | 81 | 81 | 81
San Jacinto SES 2 | Harris | Houston | 81 | 81 | 81 | 81 | 81 | 81
San Miguel 1 | Atascosa | South | 391 | 391 | 391 | 391 | 391 | 391
Sandhill Energy Center 1 | Travis | South | 47.3 | 47.3 | 47.3 | 47.3 | 47.3 | 47.3
Sandhill Energy Center 2 | Travis | South | 47.3 | 47.3 | 47.3 | 47.3 | 47.3 | 47.3
Sandhill Energy Center 3 | Travis | South | 47.3 | 47.3 | 47.3 | 47.3 | 47.3 | 47.3
Sandhill Energy Center 4 | Travis | South | 47.3 | 47.3 | 47.3 | 47.3 | 47.3 | 47.3
Silas Ray 5 | Cameron | South | 18 | 18 | 18 | 18 | 18 | 18
Silas Ray 6 | Cameron | South | 22 | 22 | 22 | 22 | 22 | 22
Silas Ray 9 | Cameron | South | 40 | 40 | 40 | 40 | 40 | 40
Sim Gideon 1 | Bastrop | South | 146 | 146 | 146 | 146 | 146 | 146
Sim Gideon 2 | Bastrop | South | 146 | 146 | 146 | 146 | 146 | 146
Sim Gideon 3 | Bastrop | South | 347 | 347 | 347 | 347 | 347 | 347
Small Hydro of Texas 1 | Dewitt | South | 1.2 | 1.2 | 1.2 | 1.2 | 1.2 | 1.2
South Texas 1 | Matagorda | South | 1264 | 1264 | 1264 | 1264 | 1264 | 1264
South Texas 2 | Matagorda | South | 1265 | 1265 | 1265 | 1265 | 1265 | 1265
Spencer 1 | Denton | North | 12 | 12 | 12 | 12 | 12 | 12
Spencer 2 | Denton | North | 12 | 12 | 12 | 12 | 12 | 12
Spencer 3 | Denton | North | 27 | 27 | 27 | 27 | 27 | 27
Spencer 4 | Denton | North | 61 | 61 | 61 | 61 | 61 | 61
Spencer 5 | Denton | North | 66 | 66 | 66 | 66 | 66 | 66
Stryker Creek 1 | Cherokee | North | 176 | 176 | 176 | 176 | 176 | 176
Stryker Creek 2 | Cherokee | North | 517 | 517 | 517 | 517 | 517 | 517
Stryker Creek D1 | Cherokee | North | 11 | 11 | 11 | 11 | 11 | 11
Sweeny 1 | Brazoria | Houston | 88 | 88 | 88 | 88 | 88 | 88
Sweeny 2 | Brazoria | Houston | 90 | 90 | 90 | 90 | 90 | 90
Sweeny 3 | Brazoria | Houston | 90 | 90 | 90 | 90 | 90 | 90
Sweeny 4 | Brazoria | Houston | 90 | 90 | 90 | 90 | 90 | 90
Sweetwater Generation Plant 1 | Nolan | West | 32.3 | 32.3 | 32.3 | 32.3 | 32.3 | 32.3
Sweetwater Generation Plant 2 | Nolan | West | 72.7 | 72.7 | 72.7 | 72.7 | 72.7 | 72.7
Sweetwater Generation Plant 3 | Nolan | West | 72.7 | 72.7 | 72.7 | 72.7 | 72.7 | 72.7
Sweetwater Generation Plant 4 | Nolan | West | 87.2 | 87.2 | 87.2 | 87.2 | 87.2 | 87.2
T H Wharton 2 | Harris | Houston | 240 | 240 | 240 | 240 | 240 | 240
T H Wharton 3 | Harris | Houston | 108 | 108 | 108 | 108 | 108 | 108
T H Wharton 31 | Harris | Houston | 57 | 57 | 57 | 57 | 57 | 57
T H Wharton 32 | Harris | Houston | 57 | 57 | 57 | 57 | 57 | 57
T H Wharton 33 | Harris | Houston | 57 | 57 | 57 | 57 | 57 | 57
T H Wharton 34 | Harris | Houston | 57 | 57 | 57 | 57 | 57 | 57
T H Wharton 4 | Harris | Houston | 108 | 108 | 108 | 108 | 108 | 108
T H Wharton 41 | Harris | Houston | 57 | 57 | 57 | 57 | 57 | 57
T H Wharton 42 | Harris | Houston | 57 | 57 | 57 | 57 | 57 | 57
T H Wharton 43 | Harris | Houston | 57 | 57 | 57 | 57 | 57 | 57
T H Wharton 44 | Harris | Houston | 57 | 57 | 57 | 57 | 57 | 57
T H Wharton 51 | Harris | Houston | 58 | 58 | 58 | 58 | 58 | 58
T H Wharton 52 | Harris | Houston | 58 | 58 | 58 | 58 | 58 | 58
T H Wharton 53 | Harris | Houston | 58 | 58 | 58 | 58 | 58 | 58
T H Wharton 54 | Harris | Houston | 58 | 58 | 58 | 58 | 58 | 58
T H Wharton 55 | Harris | Houston | 58 | 58 | 58 | 58 | 58 | 58
T H Wharton 56 | Harris | Houston | 58 | 58 | 58 | 58 | 58 | 58
T H Wharton G1 | Harris | Houston | 13 | 13 | 13 | 13 | 13 | 13
Tenaska-Cleburne 1 | Johnson | North | 160 | 160 | 160 | 160 | 160 | 160
Tenaska-Cleburne 2 | Johnson | North | 98 | 98 | 98 | 98 | 98 | 98
Tenaska-Lamar 1 | Lamar | North | 77.5 | 77.5 | 77.5 | 77.5 | 77.5 | 77.5
Tenaska-Lamar 2 | Lamar | North | 77.5 | 77.5 | 77.5 | 77.5 | 77.5 | 77.5
Tenaska-Lamar 3 | Lamar | North | 78 | 78 | 78 | 78 | 78 | 78
Tessman Road 1 | Bexar | South | 1.4 | 1.4 | 1.4 | 1.4 | 1.4 | 1.4
Tessman Road 2 | Bexar | South | 1.4 | 1.4 | 1.4 | 1.4 | 1.4 | 1.4
Tessman Road 3 | Bexar | South | 1.4 | 1.4 | 1.4 | 1.4 | 1.4 | 1.4
Tessman Road 4 | Bexar | South | 1.4 | 1.4 | 1.4 | 1.4 | 1.4 | 1.4
Texas City 1 | Galveston | Houston | 102 | 102 | 102 | 102 | 102 | 102
Texas City 2 | Galveston | Houston | 103 | 103 | 103 | 103 | 103 | 103
Texas City 3 | Galveston | Houston | 103 | 103 | 103 | 103 | 103 | 103
Texas City 4 | Galveston | Houston | 138 | 138 | 138 | 138 | 138 | 138
Thomas C Ferguson 1 | Llano | South | 430 | 430 | 430 | 430 | 430 | 430
Tradinghouse 1 | McLennan | North | 565 | 565 | 565 | 565 | 565 | 565
Tradinghouse 2 | McLennan | North | 810 | 810 | 810 | 810 | 810 | 810
Trinidad 6 | Henderson | North | 236 | 236 | 236 | 236 | 236 | 236
Trinidad D1 | Henderson | North | 4 | 4 | 4 | 4 | 4 | 4
Twin Oaks 1 | Robertson | North | 171 | 171 | 171 | 171 | 171 | 171
Twin Oaks 2 | Robertson | North | 172 | 172 | 172 | 172 | 172 | 172
V H Braunig 1 | Bexar | South | 225 | 225 | 225 | 225 | 225 | 225
V H Braunig 2 | Bexar | South | 240 | 240 | 240 | 240 | 240 | 240
V H Braunig 3 | Bexar | South | 400 | 400 | 400 | 400 | 400 | 400
Valley 1 | Fannin | North | 177 | 177 | 177 | 177 | 177 | 177
Valley 2 | Fannin | North | 550 | 550 | 550 | 550 | 550 | 550
Valley 3 | Fannin | North | 390 | 390 | 390 | 390 | 390 | 390
Vernon 1 | Wilbarger | West | 2 | 2 | 2 | 2 | 2 | 2
Vernon 2 | Wilbarger | West | 1 | 1 | 1 | 1 | 1 | 1
Vernon 4 | Wilbarger | West | 4 | 4 | 4 | 4 | 4 | 4
Vernon 7 | Wilbarger | West | 1 | 1 | 1 | 1 | 1 | 1
Victoria 4 | Victoria | South | 69 | 69 | 69 | 69 | 69 | 69
Victoria 5 | Victoria | South | 172 | 172 | 172 | 172 | 172 | 172
Victoria 6 | Victoria | South | 250 | 250 | 250 | 250 | 250 | 250
W A Parish 1 | Fort Bend | Houston | 174 | 174 | 174 | 174 | 174 | 174
W A Parish 2 | Fort Bend | Houston | 174 | 174 | 174 | 174 | 174 | 174
W A Parish 3 | Fort Bend | Houston | 290 | 290 | 290 | 290 | 290 | 290
W A Parish 4 | Fort Bend | Houston | 565 | 565 | 565 | 565 | 565 | 565
W A Parish 5 | Fort Bend | Houston | 690 | 690 | 690 | 690 | 690 | 690
W A Parish 6 | Fort Bend | Houston | 690 | 690 | 690 | 690 | 690 | 690
W A Parish 7 | Fort Bend | Houston | 560 | 560 | 560 | 560 | 560 | 560
W A Parish 8 | Fort Bend | Houston | 610 | 610 | 610 | 610 | 610 | 610
W A Parish T1 | Fort Bend | Houston | 13 | 13 | 13 | 13 | 13 | 13
W B Tuttle 1 | Bexar | South | 65 | 65 | 65 | 65 | 65 | 65
W B Tuttle 2 | Bexar | South | 100 | 100 | 100 | 100 | 100 | 100
W B Tuttle 3 | Bexar | South | 100 | 100 | 100 | 100 | 100 | 100
W B Tuttle 4 | Bexar | South | 160 | 160 | 160 | 160 | 160 | 160
Weatherford 1 | Parker | North | 0.3 | 0.3 | 0.3 | 0.3 | 0.3 | 0.3
Weatherford 2 | Parker | North | 0.3 | 0.3 | 0.3 | 0.3 | 0.3 | 0.3
Weatherford 3 | Parker | North | 0.3 | 0.3 | 0.3 | 0.3 | 0.3 | 0.3
Weatherford 4 | Parker | North | 0.5 | 0.5 | 0.5 | 0.5 | 0.5 | 0.5
Weatherford 6 | Parker | North | 1.4 | 1.4 | 1.4 | 1.4 | 1.4 | 1.4
Weatherford 7 | Parker | North | 1.3 | 1.3 | 1.3 | 1.3 | 1.3 | 1.3
Weatherford 8 | Parker | North | 1.3 | 1.3 | 1.3 | 1.3 | 1.3 | 1.3
Webster 3 | Galveston | Houston | 390 | 390 | 390 | 390 | 390 | 390
Webster T1 | Galveston | Houston | 13 | 13 | 13 | 13 | 13 | 13
Whitney 1 | Bosque | North | 15 | 15 | 15 | 15 | 15 | 15
Whitney 2 | Bosque | North | 15 | 15 | 15 | 15 | 15 | 15
|  | Houston | 160 | 160 | 160 | 160 | 160 | 160
|  | Houston | 71 | 71 | 71 | 71 | 71 | 71
|  | Houston | 69.5 | 69.5 | 69.5 | 69.5 | 69.5 | 69.5
|  | Houston | 69.5 | 69.5 | 69.5 | 69.5 | 69.5 | 69.5
|  | Houston | 69.5 | 69.5 | 69.5 | 69.5 | 69.5 | 69.5
|  | Houston | 69.5 | 69.5 | 69.5 | 69.5 | 69.5 | 69.5
|  | South | 20 | 20 | 20 | 20 | 20 | 20
|  | South | 2 | 2 | 2 | 2 | 2 | 2
|  | West | 75 | 75 | 75 | 75 | 75 | 75
|  | West | 76 | 76 | 76 | 76 | 76 | 76
|  | West | 70 | 70 | 70 | 70 | 70 | 70
|  | Houston | 93 | 93 | 93 | 93 | 93 | 93
|  | Houston | 81 | 81 | 81 | 81 | 81 | 81
|  | Houston | 98 | 98 | 98 | 98 | 98 | 98
|  | Houston | 37 | 37 | 37 | 37 | 37 | 37
|  | Houston | 59 | 59 | 59 | 59 | 59 | 59
|  | Houston | 57 | 57 | 57 | 57 | 57 | 57
|  | Houston | 80 | 80 | 80 | 80 | 80 | 80
|  | Houston | 161 | 161 | 161 | 161 | 161 | 161
|  | Houston | 71.1 | 71.1 | 71.1 | 71.1 | 71.1 | 71.1
|  | Houston | 71.1 | 71.1 | 71.1 | 71.1 | 71.1 | 71.1
|  | Houston | 76 | 76 | 76 | 76 | 76 | 76
|  | South | 2 | 2 | 2 | 2 | 2 | 2
|  | South | 20 | 20 | 20 | 20 | 20 | 20
|  | Houston | 4 | 4 | 4 | 4 | 4 | 4
|  | Houston | 73 | 73 | 73 | 73 | 73 | 73
|  | Houston | 73 | 73 | 73 | 73 | 73 | 73
|  | Houston | 73 | 73 | 73 | 73 | 73 | 73
|  | Houston | 73 | 73 | 73 | 73 | 73 | 73
|  | Houston | 73 | 73 | 73 | 73 | 73 | 73
|  | Houston | 52.1 | 52.1 | 52.1 | 52.1 | 52.1 | 52.1
|  | Houston | 76 | 76 | 76 | 76 | 76 | 76
|  | Houston | 8 | 8 | 8 | 8 | 8 | 8
|  | Houston | 55 | 55 | 55 | 55 | 55 | 55
|  | Houston | 130 | 130 | 130 | 130 | 130 | 130
|  | Houston | 31 | 31 | 31 | 31 | 31 | 31
|  | Houston | 171 | 171 | 171 | 171 | 171 | 171
|  | Houston | 6 | 6 | 6 | 6 | 6 | 6
|  | Houston | 1.5 | 1.5 | 1.5 | 1.5 | 1.5 | 1.5
|  | South | 97 | 97 | 97 | 97 | 97 | 97
|  | Houston | 10 | 10 | 10 | 10 | 10 | 10
|  | Houston | 28 | 28 | 28 | 28 | 28 | 28
|  | Houston | 12 | 12 | 12 | 12 | 12 | 12
|  | Houston | 12 | 12 | 12 | 12 | 12 | 12
|  | Houston | 15 | 15 | 15 | 15 | 15 | 15
|  | Houston | 0 | 0 | 0 | 0 | 0 | 0
|  | Houston | 12 | 12 | 12 | 12 | 12 | 12
|  | Houston | 70 | 70 | 70 | 70 | 70 | 70
|  | Houston | 70 | 70 | 70 | 70 | 70 | 70
|  | Houston | 32 | 32 | 32 | 32 | 32 | 32
|  | West | 19.6 | 19.6 | 19.6 | 19.6 | 19.6 | 19.6
|  | West | 19.6 | 19.6 | 19.6 | 19.6 | 19.6 | 19.6
|  | West | 19.6 | 19.6 | 19.6 | 19.6 | 19.6 | 19.6
|  | West | 19.6 | 19.6 | 19.6 | 19.6 | 19.6 | 19.6
DC Ties | Total |  | 856 | 856 | 856 | 856 | 856 | 856
DC Eagle Pass 1 | Maverick | South | 36 | 36 | 36 | 36 | 36 | 36
DC East 1 | Titus | North | 600 | 600 | 600 | 600 | 600 | 600
DC North 1 | Wilbarger | West | 220 | 220 | 220 | 220 | 220 | 220
Switchable Units | Total |  | 3068.2 | 3068.2 | 3646 | 4600 | 4600 | 4600
Cedar Power Project 1 | Liberty | Houston | 0 | 0 | 192.6 | 192.6 | 192.6 | 192.6
Cedar Power Project 2 | Liberty | Houston | 0 | 0 | 192.6 | 192.6 | 192.6 | 192.6
Cedar Power Project 3 | Liberty | Houston | 0 | 0 | 192.6 | 192.6 | 192.6 | 192.6
Kiamichi Power Part. 1 | Fannin | North | 177 | 177 | 177 | 177 | 177 | 177
Kiamichi Power Part. 2 | Fannin | North | 177 | 177 | 177 | 177 | 177 | 177
Kiamichi Power Part. 3 | Fannin | North | 317 | 317 | 317 | 317 | 317 | 317
Kiamichi Power Part. 4 | Fannin | North | 177 | 177 | 177 | 177 | 177 | 177
Kiamichi Power Part. 5 | Fannin | North | 177 | 177 | 177 | 177 | 177 | 177
Kiamichi Power Part. 6 | Fannin | North | 317 | 317 | 317 | 317 | 317 | 317
Sterne Elec. Gen. Facility 1 | Nacogdoches | North | 0 | 0 | 0 | 954 | 954 | 954
Tenaska-Frontier 1 | Grimes | North | 155.3 | 155.3 | 155.3 | 155.3 | 155.3 | 155.3
Tenaska-Frontier 2 | Grimes | North | 155.3 | 155.3 | 155.3 | 155.3 | 155.3 | 155.3
Tenaska-Frontier 3 | Grimes | North | 155.3 | 155.3 | 155.3 | 155.3 | 155.3 | 155.3
Tenaska-Frontier 4 | Grimes | North | 395.3 | 395.3 | 395.3 | 395.3 | 395.3 | 395.3
Tenaska-Gateway 1 | Rusk | North | 157 | 157 | 157 | 157 | 157 | 157
Tenaska-Gateway 2 | Rusk | North | 157 | 157 | 157 | 157 | 157 | 157
Tenaska-Gateway 3 | Rusk | North | 157 | 157 | 157 | 157 | 157 | 157
Tenaska-Gateway 4 | Rusk | North | 394 | 394 | 394 | 394 | 394 | 394
Existing Wind Generation | Total |  | 997.5 | 997.5 | 997.5 | 997.5 | 997.5 | 997.5
Big Spring Windpower Fac. E | Howard | West | 40.9 | 40.9 | 40.9 | 40.9 | 40.9 | 40.9
Delaware Mt. Wind Farm 1 | Culberson | West | 30 | 30 | 30 | 30 | 30 | 30
Desert Sky Wind Farm 1 | Pecos | West | 25 | 25 | 25 | 25 | 25 | 25
Desert Sky Wind Farm 2 | Pecos | West | 125 | 125 | 125 | 125 | 125 | 125
Fort Davis 1 | Jeff Davis | West | 6 | 6 | 6 | 6 | 6 | 6
FPL Energy King NE1 | Upton | West | 79.3 | 79.3 | 79.3 | 79.3 | 79.3 | 79.3
FPL Energy King NW1 | Upton | West | 79.3 | 79.3 | 79.3 | 79.3 | 79.3 | 79.3
FPL Energy King SE1 | Upton | West | 79.3 | 79.3 | 79.3 | 79.3 | 79.3 | 79.3
FPL Energy King SW1 | Upton | West | 40.3 | 40.3 | 40.3 | 40.3 | 40.3 | 40.3
FPL Energy Pecos Wind 1 | Pecos | West | 80 | 80 | 80 | 80 | 80 | 80
FPL Energy Pecos Wind 2 | Pecos | West | 80 | 80 | 80 | 80 | 80 | 80
Kunitz 1 | Culberson | West | 44.8 | 44.8 | 44.8 | 44.8 | 44.8 | 44.8
Mesa Wind 1 | Upton | West | 74.6 | 74.6 | 74.6 | 74.6 | 74.6 | 74.6
NWP Indian Mesa I 1 | Pecos | West | 82.5 | 82.5 | 82.5 | 82.5 | 82.5 | 82.5
Trent Mesa Wind Farm 1 | Nolan | West | 130.5 | 130.5 | 130.5 | 130.5 | 130.5 | 130.5
New Units with Signed IA | Total |  | 0 | 2326.2 | 2326.2 | 3741 | 3741 | 3741
Deer Park Energy Center 1 | Harris | Houston | 0 | 206 | 206 | 206 | 206 | 206
Deer Park Energy Center 2 | Harris | Houston | 0 | 206 | 206 | 206 | 206 | 206
Deer Park Energy Center 3 | Harris | Houston | 0 | 206 | 206 | 206 | 206 | 206
Deer Park Energy Center 4 | Harris | Houston | 0 | 206 | 206 | 206 | 206 | 206
Deer Park Energy Center 5 | Harris | Houston | 0 | 226 | 226 | 226 | 226 | 226
Ennis-Tractebel II 1 | Ellis | North | 0 | 0 | 0 | 271.6 | 271.6 | 271.6
Ennis-Tractebel II 2 | Ellis | North | 0 | 0 | 0 | 271.6 | 271.6 | 271.6
Ennis-Tractebel II 3 | Ellis | North | 0 | 0 | 0 | 271.6 | 271.6 | 271.6
Jack County Project 1 | Jack | North | 0 | 0 | 0 | 600 | 600 | 600
Sandhill Energy Center 5A | Travis | South | 0 | 160 | 160 | 160 | 160 | 160
Sandhill Energy Center 5B | Travis | South | 0 | 140 | 140 | 140 | 140 | 140
Texas City Cogen Project 1 | Galveston | Houston | 0 | 43 | 43 | 43 | 43 | 43
Texas City Cogen Project 2 | Galveston | Houston | 0 | 43 | 43 | 43 | 43 | 43
Texas City Cogen Project 3 | Galveston | Houston | 0 | 43 | 43 | 43 | 43 | 43
Texas City Cogen Project 4 | Galveston | Houston | 0 | 43 | 43 | 43 | 43 | 43
Wise-Tractebel Power Proj. 1 | Wise | North | 0 | 271.6 | 271.6 | 271.6 | 271.6 | 271.6
Wise-Tractebel Power Proj. 2 | Wise | North | 0 | 271.6 | 271.6 | 271.6 | 271.6 | 271.6
Wise-Tractebel Power Proj. 3 | Wise | North | 0 | 261 | 261 | 261 | 261 | 261
(Capacity is based on Generation Interconnection Request. Actual capacity after the unit is built may be different.)
New Wind Generation | Total |  | 0 | 455 | 455 | 455 | 455 | 455
Culberson County | Culberson | West | 0 | 175 | 175 | 175 | 175 | 175
Notrees 1 | Winkler | West | 0 | 80 | 80 | 80 | 80 | 80
Sweetwater Wind | Nolan | West | 0 | 200 | 200 | 200 | 200 | 200
(Capacity is based on Generation Interconnection Request. Actual capacity after the unit is built may be different.)
Mothballed Units | Total |  | -2219 | 0 | 0 | 0 | 0 | 0
Abilene 4 | Taylor | West | -18 | 0 | 0 | 0 | 0 | 0
E S Joslin 1 | Calhoun | South | -254 | 0 | 0 | 0 | 0 | 0
Lake Pauline 1 | Hardeman | West | -12 | 0 | 0 | 0 | 0 | 0
Lake Pauline 2 | Hardeman | West | -23 | 0 | 0 | 0 | 0 | 0
Lon C. Hill 1 | Nueces | South | -75 | 0 | 0 | 0 | 0 | 0
Lon C. Hill 2 | Nueces | South | -75 | 0 | 0 | 0 | 0 | 0
Lon C. Hill 3 | Nueces | South | -164 | 0 | 0 | 0 | 0 | 0
Lon C. Hill 4 | Nueces | South | -245 | 0 | 0 | 0 | 0 | 0
Nueces Bay 5 | Nueces | South | -31 | 0 | 0 | 0 | 0 | 0
Nueces Bay 6 | Nueces | South | -161 | 0 | 0 | 0 | 0 | 0
Nueces Bay 7 | Nueces | South | -368 | 0 | 0 | 0 | 0 | 0
Oak Creek 1 | Coke | West | -85 | 0 | 0 | 0 | 0 | 0
Paint Creek 1 | Haskell | West | -29 | 0 | 0 | 0 | 0 | 0
Paint Creek 2 | Haskell | West | -29 | 0 | 0 | 0 | 0 | 0
Paint Creek 3 | Haskell | West | -49 | 0 | 0 | 0 | 0 | 0
Paint Creek 4 | Haskell | West | -110 | 0 | 0 | 0 | 0 | 0
Victoria 4 | Victoria | South | -69 | 0 | 0 | 0 | 0 | 0
Victoria 5 | Victoria | South | -172 | 0 | 0 | 0 | 0 | 0
Victoria 6 | Victoria | South | -250 | 0 | 0 | 0 | 0 | 0
(Generation Adequacy Task Force specified that mothballed units would be considered only in the first year.)
Retiring Units | Total |  | 0 | -100 | -361 | -361 | -361 | -361
Holly Street 1 | Travis | South | 0 | 0 | -100 | -100 | -100 | -100
Holly Street 2 | Travis | South | 0 | 0 | -100 | -100 | -100 | -100
Mission Road 3 | Bexar | South | 0 | -100 | -100 | -100 | -100 | -100
|  | Houston | 0 | 0 | -10 | -10 | -10 | -10
|  | Houston | 0 | 0 | -12 | -12 | -12 | -12
|  | Houston | 0 | 0 | -12 | -12 | -12 | -12
|  | Houston | 0 | 0 | -15 | -15 | -15 | -15
|  | Houston | 0 | 0 | 0 | 0 | 0 | 0
|  | Houston | 0 | 0 | -12 | -12 | -12 | -12

## WinterCapacities
Unit Capacities - Winter
Units used in determining the generation resources in the Winter Summary
Capacities are based on asset registrations. This list includes MW available to sell on the grid from self-serve units according to their asset registrations. It also includes distributed generation units that have registered with ERCOT.
Winter Capacity, MW
UnitName | County | 2003 CM Zone | 2004 | 2005 | 2006 | 2007 | 2008 | 2009
Installed Capacity |  | Total | 79831.4 | 79831.4 | 79831.4 | 79831.4 | 79831.4 | 79831.4
A von Rosenberg 1-CT1 | Bexar | South | 175 | 175 | 175 | 175 | 175 | 175
A von Rosenberg 1-CT2 | Bexar | South | 175 | 175 | 175 | 175 | 175 | 175
A von Rosenberg 1-ST1 | Bexar | South | 197 | 197 | 197 | 197 | 197 | 197
Abilene 4 | Taylor | West | 18 | 18 | 18 | 18 | 18 | 18
AES Wolf Hollow Power Proj. 1 | Hood | North | 264.8 | 264.8 | 264.8 | 264.8 | 264.8 | 264.8
AES Wolf Hollow Power Proj. 2 | Hood | North | 264.8 | 264.8 | 264.8 | 264.8 | 264.8 | 264.8
AES Wolf Hollow Power Proj. 3 | Hood | North | 251.7 | 251.7 | 251.7 | 251.7 | 251.7 | 251.7
Amistad Hydro 1 | Val Verde | South | 37.9 | 37.9 | 37.9 | 37.9 | 37.9 | 37.9
Amistad Hydro 2 | Val Verde | South | 37.9 | 37.9 | 37.9 | 37.9 | 37.9 | 37.9
Atkins 3 | Brazos | North | 12 | 12 | 12 | 12 | 12 | 12
Atkins 4 | Brazos | North | 22 | 22 | 22 | 22 | 22 | 22
Atkins 5 | Brazos | North | 25 | 25 | 25 | 25 | 25 | 25
Atkins 6 | Brazos | North | 50 | 50 | 50 | 50 | 50 | 50
Atkins 7 | Brazos | North | 21 | 21 | 21 | 21 | 21 | 21
Austin 1 | Travis | South | 8.4 | 8.4 | 8.4 | 8.4 | 8.4 | 8.4
Austin 2 | Travis | South | 8.9 | 8.9 | 8.9 | 8.9 | 8.9 | 8.9
B M Davis 1 | Nueces | South | 348 | 348 | 348 | 348 | 348 | 348
B M Davis 2 | Nueces | South | 355 | 355 | 355 | 355 | 355 | 355
Bastrop Energy Center 1 | Bastrop | South | 175.3 | 175.3 | 175.3 | 175.3 | 175.3 | 175.3
Bastrop Energy Center 2 | Bastrop | South | 175.3 | 175.3 | 175.3 | 175.3 | 175.3 | 175.3
Bastrop Energy Center 3 | Bastrop | South | 240.5 | 240.5 | 240.5 | 240.5 | 240.5 | 240.5
Baytown Energy Center 1 | Chambers | Houston | 120 | 120 | 120 | 120 | 120 | 120
Baytown Energy Center 2 | Chambers | Houston | 140 | 140 | 140 | 140 | 140 | 140
Baytown Energy Center 3 | Chambers | Houston | 140 | 140 | 140 | 140 | 140 | 140
Baytown Energy Center 4 | Chambers | Houston | 140 | 140 | 140 | 140 | 140 | 140
Big Brown 1 | Freestone | North | 570 | 570 | 570 | 570 | 570 | 570
Big Brown 2 | Freestone | North | 575 | 575 | 575 | 575 | 575 | 575
Bio Energy Partners 1 | Denton | North | 3.3 | 3.3 | 3.3 | 3.3 | 3.3 | 3.3
Bio Energy Partners 2 | Denton | North | 3.3 | 3.3 | 3.3 | 3.3 | 3.3 | 3.3
Bosque 1 | Bosque | North | 177 | 177 | 177 | 177 | 177 | 177
Bosque 2 | Bosque | North | 177 | 177 | 177 | 177 | 177 | 177
Bosque 3 | Bosque | North | 177 | 177 | 177 | 177 | 177 | 177
Bosque 4 | Bosque | North | 100 | 100 | 100 | 100 | 100 | 100
Brazos Valley 1 | Fort Bend | Houston | 198.9 | 198.9 | 198.9 | 198.9 | 198.9 | 198.9
Brazos Valley 2 | Fort Bend | Houston | 198.9 | 198.9 | 198.9 | 198.9 | 198.9 | 198.9
Brazos Valley 3 | Fort Bend | Houston | 275.6 | 275.6 | 275.6 | 275.6 | 275.6 | 275.6
Buchanan 1 | Llano | South | 18.2 | 18.2 | 18.2 | 18.2 | 18.2 | 18.2
Buchanan 2 | Llano | South | 18.2 | 18.2 | 18.2 | 18.2 | 18.2 | 18.2
Buchanan 3 | Llano | South | 14.9 | 14.9 | 14.9 | 14.9 | 14.9 | 14.9
C E Newman 1 | Dallas | North | 8 | 8 | 8 | 8 | 8 | 8
C E Newman 2 | Dallas | North | 8 | 8 | 8 | 8 | 8 | 8
C E Newman 3 | Dallas | North | 16 | 16 | 16 | 16 | 16 | 16
C E Newman 4 | Dallas | North | 18 | 18 | 18 | 18 | 18 | 18
C E Newman 5 | Dallas | North | 37 | 37 | 37 | 37 | 37 | 37
Canyon 1 | Comal | South | 3 | 3 | 3 | 3 | 3 | 3
Canyon 2 | Comal | South | 3 | 3 | 3 | 3 | 3 | 3
Cedar Bayou 1 | Chambers | Houston | 770 | 770 | 770 | 770 | 770 | 770
Cedar Bayou 2 | Chambers | Houston | 770 | 770 | 770 | 770 | 770 | 770
Cedar Bayou 3 | Chambers | Houston | 780 | 780 | 780 | 780 | 780 | 780
Channel Energy Center 1 | Harris | Houston | 148.8 | 148.8 | 148.8 | 148.8 | 148.8 | 148.8
Channel Energy Center 2 | Harris | Houston | 208.8 | 208.8 | 208.8 | 208.8 | 208.8 | 208.8
Channel Energy Center 3 | Harris | Houston | 225 | 225 | 225 | 225 | 225 | 225
Channelview 1 | Harris | Houston | 191 | 191 | 191 | 191 | 191 | 191
Channelview 2 | Harris | Houston | 191 | 191 | 191 | 191 | 191 | 191
Channelview 3 | Harris | Houston | 191 | 191 | 191 | 191 | 191 | 191
Channelview 4 | Harris | Houston | 122 | 122 | 122 | 122 | 122 | 122
Channelview 5 | Harris | Houston | 150 | 150 | 150 | 150 | 150 | 150
Coleman IC1 | Coleman | West | 1.2 | 1.2 | 1.2 | 1.2 | 1.2 | 1.2
Coleman IC2 | Coleman | West | 1.8 | 1.8 | 1.8 | 1.8 | 1.8 | 1.8
Coleman IC3 | Coleman | West | 1.8 | 1.8 | 1.8 | 1.8 | 1.8 | 1.8
Coleman IC4 | Coleman | West | 1 | 1 | 1 | 1 | 1 | 1
Coleman IC5 | Coleman | West | 0.8 | 0.8 | 0.8 | 0.8 | 0.8 | 0.8
Coleman IC6 | Coleman | West | 1.2 | 1.2 | 1.2 | 1.2 | 1.2 | 1.2
Coleman IC7 | Coleman | West | 0.5 | 0.5 | 0.5 | 0.5 | 0.5 | 0.5
Coleman IC8 | Coleman | West | 1.2 | 1.2 | 1.2 | 1.2 | 1.2 | 1.2
Coleman IC9 | Coleman | West | 2.8 | 2.8 | 2.8 | 2.8 | 2.8 | 2.8
Coleto Creek 1 | Goliad | South | 632 | 632 | 632 | 632 | 632 | 632
Collin 1 | Collin | North | 156 | 156 | 156 | 156 | 156 | 156
Comanche Peak 1 | Somervell | North | 1117 | 1117 | 1117 | 1117 | 1117 | 1117
Comanche Peak 2 | Somervell | North | 1121 | 1121 | 1121 | 1121 | 1121 | 1121
Corpus Christi Energy Center 1 | Nueces | South | 140.9 | 140.9 | 140.9 | 140.9 | 140.9 | 140.9
Corpus Christi Energy Center 2 | Nueces | South | 140.9 | 140.9 | 140.9 | 140.9 | 140.9 | 140.9
Corpus Christi Energy Center 3 | Nueces | South | 133.5 | 133.5 | 133.5 | 133.5 | 133.5 | 133.5
Dansby 1 | Brazos | North | 110 | 110 | 110 | 110 | 110 | 110
Decker Creek 1 | Travis | South | 335 | 335 | 335 | 335 | 335 | 335
Decker Creek 2 | Travis | South | 448 | 448 | 448 | 448 | 448 | 448
Decker Creek G1 | Travis | South | 60 | 60 | 60 | 60 | 60 | 60
Decker Creek G2 | Travis | South | 60 | 60 | 60 | 60 | 60 | 60
Decker Creek G3 | Travis | South | 60 | 60 | 60 | 60 | 60 | 60
Decker Creek G4 | Travis | South | 60 | 60 | 60 | 60 | 60 | 60
DeCordova 1 | Hood | North | 812 | 812 | 812 | 812 | 812 | 812
DeCordova A | Hood | North | 89 | 89 | 89 | 89 | 89 | 89
DeCordova B | Hood | North | 89 | 89 | 89 | 89 | 89 | 89
DeCordova C | Hood | North | 89 | 89 | 89 | 89 | 89 | 89
DeCordova D | Hood | North | 89 | 89 | 89 | 89 | 89 | 89
Deepwater 7 | Harris | Houston | 174 | 174 | 174 | 174 | 174 | 174
Denison Dam 1 | Grayson | North | 40 | 40 | 40 | 40 | 40 | 40
Denison Dam 2 | Grayson | North | 40 | 40 | 40 | 40 | 40 | 40
Dunlop (Schumansville) 1 | Victoria | South | 3.6 | 3.6 | 3.6 | 3.6 | 3.6 | 3.6
E S Joslin 1 | Calhoun | South | 260 | 260 | 260 | 260 | 260 | 260
Eagle Mountain 1 | Tarrant | North | 122 | 122 | 122 | 122 | 122 | 122
Eagle Mountain 2 | Tarrant | North | 170 | 170 | 170 | 170 | 170 | 170
Eagle Mountain 3 | Tarrant | North | 375 | 375 | 375 | 375 | 375 | 375
Eagle Pass 1 | Maverick | South | 2 | 2 | 2 | 2 | 2 | 2
Eagle Pass 2 | Maverick | South | 2 | 2 | 2 | 2 | 2 | 2
Eagle Pass 3 | Maverick | South | 2 | 2 | 2 | 2 | 2 | 2
Ennis Power Station 1 | Ellis | North | 231 | 231 | 231 | 231 | 231 | 231
Ennis Power Station 2 | Ellis | North | 127 | 127 | 127 | 127 | 127 | 127
ExTex La Porte Power Sta.1 | Harris | Houston | 51.2 | 51.2 | 51.2 | 51.2 | 51.2 | 51.2
ExTex La Porte Power Sta.2 | Harris | Houston | 51.2 | 51.2 | 51.2 | 51.2 | 51.2 | 51.2
ExTex La Porte Power Sta.3 | Harris | Houston | 51.2 | 51.2 | 51.2 | 51.2 | 51.2 | 51.2
ExTex La Porte Power Sta.4 | Harris | Houston | 51.2 | 51.2 | 51.2 | 51.2 | 51.2 | 51.2
Falcon Hydro 1 | Starr | South | 11.5 | 11.5 | 11.5 | 11.5 | 11.5 | 11.5
Falcon Hydro 2 | Starr | South | 11.5 | 11.5 | 11.5 | 11.5 | 11.5 | 11.5
Falcon Hydro 3 | Starr | South | 11.5 | 11.5 | 11.5 | 11.5 | 11.5 | 11.5
Fayette Power Project 1 | Fayette | South | 614 | 614 | 614 | 614 | 614 | 614
Fayette Power Project 2 | Fayette | South | 614 | 614 | 614 | 614 | 614 | 614
Fayette Power Project 3 | Fayette | South | 475 | 475 | 475 | 475 | 475 | 475
FPLE Forney 1A | Kaufman | North | 174.4 | 174.4 | 174.4 | 174.4 | 174.4 | 174.4
FPLE Forney 1B | Kaufman | North | 174.4 | 174.4 | 174.4 | 174.4 | 174.4 | 174.4
FPLE Forney 1C | Kaufman | North | 174.4 | 174.4 | 174.4 | 174.4 | 174.4 | 174.4
FPLE Forney 1D | Kaufman | North | 174.4 | 174.4 | 174.4 | 174.4 | 174.4 | 174.4
FPLE Forney 2A | Kaufman | North | 174.4 | 174.4 | 174.4 | 174.4 | 174.4 | 174.4
FPLE Forney 2B | Kaufman | North | 174.4 | 174.4 | 174.4 | 174.4 | 174.4 | 174.4
FPLE Forney 2C | Kaufman | North | 411.8 | 411.8 | 411.8 | 411.8 | 411.8 | 411.8
FPLE Forney 2D | Kaufman | North | 411.8 | 411.8 | 411.8 | 411.8 | 411.8 | 411.8
Freestone Energy Center 1 | Freestone | North | 167 | 167 | 167 | 167 | 167 | 167
Freestone Energy Center 2 | Freestone | North | 167 | 167 | 167 | 167 | 167 | 167
Freestone Energy Center 3 | Freestone | North | 186 | 186 | 186 | 186 | 186 | 186
Freestone Energy Center 4 | Freestone | North | 176.6 | 176.6 | 176.6 | 176.6 | 176.6 | 176.6
Freestone Energy Center 5 | Freestone | North | 176.6 | 176.6 | 176.6 | 176.6 | 176.6 | 176.6
Freestone Energy Center 6 | Freestone | North | 185.1 | 185.1 | 185.1 | 185.1 | 185.1 | 185.1
Frontera 1 | Hidalgo | South | 172 | 172 | 172 | 172 | 172 | 172
Frontera 2 | Hidalgo | South | 172 | 172 | 172 | 172 | 172 | 172
Frontera 3 | Hidalgo | South | 180 | 180 | 180 | 180 | 180 | 180
Ft Phantom 1 | Jones | West | 158 | 158 | 158 | 158 | 158 | 158
Ft Phantom 2 | Jones | West | 204 | 204 | 204 | 204 | 204 | 204
Ft Stockton 2 | Pecos | West | 6 | 6 | 6 | 6 | 6 | 6
GBRA H 4 | Gonzales | South | 2.4 | 2.4 | 2.4 | 2.4 | 2.4 | 2.4
GBRA H 5 | Gonzales | South | 2.4 | 2.4 | 2.4 | 2.4 | 2.4 | 2.4
GBRA TP 4 | Guadalupe | South | 2.4 | 2.4 | 2.4 | 2.4 | 2.4 | 2.4
Gibbons Creek 1 | Grimes | North | 462 | 462 | 462 | 462 | 462 | 462
GPP GT1 | San Patricio | South | 116.1 | 116.1 | 116.1 | 116.1 | 116.1 | 116.1
GPP GT2 | San Patricio | South | 166.1 | 166.1 | 166.1 | 166.1 | 166.1 | 166.1
GPP ST1 | San Patricio | South | 100.1 | 100.1 | 100.1 | 100.1 | 100.1 | 100.1
Graham 1 | Young | West | 244 | 244 | 244 | 244 | 244 | 244
Graham 2 | Young | West | 393 | 393 | 393 | 393 | 393 | 393
Granite Shoals 1 | Burnet | South | 28 | 28 | 28 | 28 | 28 | 28
Granite Shoals 2 | Burnet | South | 28 | 28 | 28 | 28 | 28 | 28
Greens Bayou 5 | Harris | Houston | 420 | 420 | 420 | 420 | 420 | 420
Greens Bayou 73 | Harris | Houston | 54 | 54 | 54 | 54 | 54 | 54
Greens Bayou 74 | Harris | Houston | 54 | 54 | 54 | 54 | 54 | 54
Greens Bayou 81 | Harris | Houston | 54 | 54 | 54 | 54 | 54 | 54
Greens Bayou 82 | Harris | Houston | 64 | 64 | 64 | 64 | 64 | 64
Greens Bayou 83 | Harris | Houston | 64 | 64 | 64 | 64 | 64 | 64
Greens Bayou 84 | Harris | Houston | 64 | 64 | 64 | 64 | 64 | 64
Guadalupe Power Partners 1 | Guadalupe | South | 175 | 175 | 175 | 175 | 175 | 175
Guadalupe Power Partners 2 | Guadalupe | South | 175 | 175 | 175 | 175 | 175 | 175
Guadalupe Power Partners 3 | Guadalupe | South | 175 | 175 | 175 | 175 | 175 | 175
Guadalupe Power Partners 4 | Guadalupe | South | 175 | 175 | 175 | 175 | 175 | 175
Guadalupe Power Partners 5 | Guadalupe | South | 202 | 202 | 202 | 202 | 202 | 202
Guadalupe Power Partners 6 | Guadalupe | South | 202 | 202 | 202 | 202 | 202 | 202
Handley 1 | Tarrant | North | 43 | 43 | 43 | 43 | 43 | 43
Handley 2 | Tarrant | North | 76 | 76 | 76 | 76 | 76 | 76
Handley 3 | Tarrant | North | 394 | 394 | 394 | 394 | 394 | 394
Handley 4 | Tarrant | North | 446 | 446 | 446 | 446 | 446 | 446
Handley 5 | Tarrant | North | 446 | 446 | 446 | 446 | 446 | 446
Hays Energy Facility 1 | Hays | South | 249 | 249 | 249 | 249 | 249 | 249
Hays Energy Facility 2 | Hays | South | 249 | 249 | 249 | 249 | 249 | 249
Hays Energy Facility 3 | Hays | South | 260.5 | 260.5 | 260.5 | 260.5 | 260.5 | 260.5
Hays Energy Facility 4 | Hays | South | 260.5 | 260.5 | 260.5 | 260.5 | 260.5 | 260.5
Hidalgo 1 | Hidalgo | South | 177 | 177 | 177 | 177 | 177 | 177
Hidalgo 2 | Hidalgo | South | 177 | 177 | 177 | 177 | 177 | 177
Hidalgo 3 | Hidalgo | South | 185 | 185 | 185 | 185 | 185 | 185
Hiram Clarke 1 | Harris | Houston | 13 | 13 | 13 | 13 | 13 | 13
Hiram Clarke 2 | Harris | Houston | 13 | 13 | 13 | 13 | 13 | 13
Hiram Clarke 3 | Harris | Houston | 13 | 13 | 13 | 13 | 13 | 13
Hiram Clarke 4 | Harris | Houston | 13 | 13 | 13 | 13 | 13 | 13
Hiram Clarke 5 | Harris | Houston | 13 | 13 | 13 | 13 | 13 | 13
Hiram Clarke 6 | Harris | Houston | 13 | 13 | 13 | 13 | 13 | 13
Holly Street 1 | Travis | South | 100 | 100 | 100 | 100 | 100 | 100
Holly Street 2 | Travis | South | 100 | 100 | 100 | 100 | 100 | 100
Holly Street 3 | Travis | South | 195 | 195 | 195 | 195 | 195 | 195
Holly Street 4 | Travis | South | 196 | 196 | 196 | 196 | 196 | 196
Ingleside 1 | San Patricio | South | 181 | 181 | 181 | 181 | 181 | 181
Ingleside 2 | San Patricio | South | 181 | 181 | 181 | 181 | 181 | 181
Ingleside 3 | San Patricio | South | 192 | 192 | 192 | 192 | 192 | 192
Inks 1 | Llano | South | 14 | 14 | 14 | 14 | 14 | 14
J K Spruce 1 | Bexar | South | 555 | 555 | 555 | 555 | 555 | 555
J L Bates 1 | Hidalgo | South | 72 | 72 | 72 | 72 | 72 | 72
J L Bates 2 | Hidalgo | South | 110 | 110 | 110 | 110 | 110 | 110
J T Deely 1 | Bexar | South | 415 | 415 | 415 | 415 | 415 | 415
J T Deely 2 | Bexar | South | 415 | 415 | 415 | 415 | 415 | 415
La Palma 4 | Cameron | South | 24 | 24 | 24 | 24 | 24 | 24
La Palma 5 | Cameron | South | 22 | 22 | 22 | 22 | 22 | 22
La Palma 6 | Cameron | South | 155 | 155 | 155 | 155 | 155 | 155
La Palma 7 | Cameron | South | 58 | 58 | 58 | 58 | 58 | 58
Lake Creek 1 | McLennan | North | 91 | 91 | 91 | 91 | 91 | 91
Lake Creek 2 | McLennan | North | 235 | 235 | 235 | 235 | 235 | 235
Lake Creek D1 | McLennan | North | 2 | 2 | 2 | 2 | 2 | 2
Lake Creek D2 | McLennan | North | 2 | 2 | 2 | 2 | 2 | 2
Lake Creek D3 | McLennan | North | 2 | 2 | 2 | 2 | 2 | 2
Lake Hubbard 1 | Dallas | North | 393 | 393 | 393 | 393 | 393 | 393
Lake Hubbard 2 | Dallas | North | 525 | 525 | 525 | 525 | 525 | 525
Lake Pauline 1 | Hardeman | West | 12 | 12 | 12 | 12 | 12 | 12
Lake Pauline 2 | Hardeman | West | 23 | 23 | 23 | 23 | 23 | 23
Lamar Power Project CT11 | Lamar | North | 184.9 | 184.9 | 184.9 | 184.9 | 184.9 | 184.9
Lamar Power Project CT12 | Lamar | North | 184.9 | 184.9 | 184.9 | 184.9 | 184.9 | 184.9
Lamar Power Project CT21 | Lamar | North | 184.9 | 184.9 | 184.9 | 184.9 | 184.9 | 184.9
Lamar Power Project CT22 | Lamar | North | 184.9 | 184.9 | 184.9 | 184.9 | 184.9 | 184.9
Lamar Power Project STG1 | Lamar | North | 184.9 | 184.9 | 184.9 | 184.9 | 184.9 | 184.9
Lamar Power Project STG2 | Lamar | North | 202 | 202 | 202 | 202 | 202 | 202
Laredo 1 | Webb | South | 37 | 37 | 37 | 37 | 37 | 37
Laredo 2 | Webb | South | 35 | 35 | 35 | 35 | 35 | 35
Laredo 3 | Webb | South | 110 | 110 | 110 | 110 | 110 | 110
Leon Creek 3 | Bexar | South | 65 | 65 | 65 | 65 | 65 | 65
Leon Creek 4 | Bexar | South | 95 | 95 | 95 | 95 | 95 | 95
Lewisville 1 | Denton | North | 2.8 | 2.8 | 2.8 | 2.8 | 2.8 | 2.8
Limestone 1 | Limestone | North | 846 | 846 | 846 | 846 | 846 | 846
Limestone 2 | Limestone | North | 800 | 800 | 800 | 800 | 800 | 800
Lon C. Hill 1 | Nueces | South | 75 | 75 | 75 | 75 | 75 | 75
Lon C. Hill 2 | Nueces | South | 75 | 75 | 75 | 75 | 75 | 75
Lon C. Hill 3 | Nueces | South | 164 | 164 | 164 | 164 | 164 | 164
Lon C. Hill 4 | Nueces | South | 245 | 245 | 245 | 245 | 245 | 245
Lost Pines 1 | Bastrop | South | 192 | 192 | 192 | 192 | 192 | 192
Lost Pines 2 | Bastrop | South | 192 | 192 | 192 | 192 | 192 | 192
Lost Pines 3 | Bastrop | South | 198 | 198 | 198 | 198 | 198 | 198
Magic Valley 1 | Hidalgo | South | 284.3 | 284.3 | 284.3 | 284.3 | 284.3 | 284.3
Magic Valley 2 | Hidalgo | South | 284.3 | 284.3 | 284.3 | 284.3 | 284.3 | 284.3
Magic Valley 3 | Hidalgo | South | 269.9 | 269.9 | 269.9 | 269.9 | 269.9 | 269.9
Marble Falls 1 | Burnet | South | 18.2 | 18.2 | 18.2 | 18.2 | 18.2 | 18.2
Marble Falls 2 | Burnet | South | 18.2 | 18.2 | 18.2 | 18.2 | 18.2 | 18.2
Marshall Ford 1 | Travis | South | 36 | 36 | 36 | 36 | 36 | 36
Marshall Ford 2 | Travis | South | 34.5 | 34.5 | 34.5 | 34.5 | 34.5 | 34.5
Marshall Ford 3 | Travis | South | 36 | 36 | 36 | 36 | 36 | 36
Martin Lake 1 | Rusk | North | 750 | 750 | 750 | 750 | 750 | 750
Martin Lake 2 | Rusk | North | 750 | 750 | 750 | 750 | 750 | 750
Martin Lake 3 | Rusk | North | 750 | 750 | 750 | 750 | 750 | 750
McQueeney (Abbott) 1 | Guadalupe | South | 1.4 | 1.4 | 1.4 | 1.4 | 1.4 | 1.4
McQueeney (Abbott) 2 | Guadalupe | South | 1.4 | 1.4 | 1.4 | 1.4 | 1.4 | 1.4
Midlothian 1 | Ellis | North | 238 | 238 | 238 | 238 | 238 | 238
Midlothian 2 | Ellis | North | 238 | 238 | 238 | 238 | 238 | 238
Midlothian 3 | Ellis | North | 238 | 238 | 238 | 238 | 238 | 238
Midlothian 4 | Ellis | North | 238 | 238 | 238 | 238 | 238 | 238
Midlothian 5 | Ellis | North | 238 | 238 | 238 | 238 | 238 | 238
Midlothian 6 | Ellis | North | 238 | 238 | 238 | 238 | 238 | 238
Mission Road 3 | Bexar | South | 100 | 100 | 100 | 100 | 100 | 100
Monticello 1 | Titus | North | 565 | 565 | 565 | 565 | 565 | 565
Monticello 2 | Titus | North | 565 | 565 | 565 | 565 | 565 | 565
Monticello 3 | Titus | North | 750 | 750 | 750 | 750 | 750 | 750
Morgan Creek 2 | Mitchell | West | 19 | 19 | 19 | 19 | 19 | 19
Morgan Creek 3 | Mitchell | West | 42 | 42 | 42 | 42 | 42 | 42
Morgan Creek 4 | Mitchell | West | 77 | 77 | 77 | 77 | 77 | 77
Morgan Creek 5 | Mitchell | West | 179 | 179 | 179 | 179 | 179 | 179
Morgan Creek 6 | Mitchell | West | 512 | 512 | 512 | 512 | 512 | 512
Morgan Creek A | Mitchell | West | 86 | 86 | 86 | 86 | 86 | 86
Morgan Creek B | Mitchell | West | 86 | 86 | 86 | 86 | 86 | 86
Morgan Creek C | Mitchell | West | 86 | 86 | 86 | 86 | 86 | 86
Morgan Creek D | Mitchell | West | 86 | 86 | 86 | 86 | 86 | 86
Morgan Creek E | Mitchell | West | 86 | 86 | 86 | 86 | 86 | 86
Morgan Creek F | Mitchell | West | 86 | 86 | 86 | 86 | 86 | 86
Morris Sheppard 1 | Palo Pinto | North | 12 | 12 | 12 | 12 | 12 | 12
Morris Sheppard 2 | Palo Pinto | North | 12 | 12 | 12 | 12 | 12 | 12
Mountain Creek 2 | Dallas | North | 30 | 30 | 30 | 30 | 30 | 30
Mountain Creek 3 | Dallas | North | 72 | 72 | 72 | 72 | 72 | 72
Mountain Creek 6 | Dallas | North | 126 | 126 | 126 | 126 | 126 | 126
Mountain Creek 7 | Dallas | North | 130 | 130 | 130 | 130 | 130 | 130
Mountain Creek 8 | Dallas | North | 590 | 590 | 590 | 590 | 590 | 590
Nolte 1 | Guadalupe | South | 1.2 | 1.2 | 1.2 | 1.2 | 1.2 | 1.2
Nolte 2 | Guadalupe | South | 1.2 | 1.2 | 1.2 | 1.2 | 1.2 | 1.2
North Lake 1 | Dallas | North | 180 | 180 | 180 | 180 | 180 | 180
North Lake 2 | Dallas | North | 180 | 180 | 180 | 180 | 180 | 180
North Lake 3 | Dallas | North | 370 | 370 | 370 | 370 | 370 | 370
North Main 4 | Tarrant | North | 80 | 80 | 80 | 80 | 80 | 80
North Texas 1 | Parker | North | 18 | 18 | 18 | 18 | 18 | 18
North Texas 2 | Parker | North | 18 | 18 | 18 | 18 | 18 | 18
North Texas 3 | Parker | North | 39.5 | 39.5 | 39.5 | 39.5 | 39.5 | 39.5
Nueces Bay 5 | Nueces | South | 31 | 31 | 31 | 31 | 31 | 31
Nueces Bay 6 | Nueces | South | 170 | 170 | 170 | 170 | 170 | 170
Nueces Bay 7 | Nueces | South | 368 | 368 | 368 | 368 | 368 | 368
O W Sommers 1 | Bexar | South | 445 | 445 | 445 | 445 | 445 | 445
O W Sommers 2 | Bexar | South | 435 | 435 | 435 | 435 | 435 | 435
O W Sommers 3 | Bexar | South | 2.5 | 2.5 | 2.5 | 2.5 | 2.5 | 2.5
O W Sommers 4 | Bexar | South | 2.5 | 2.5 | 2.5 | 2.5 | 2.5 | 2.5
O W Sommers 5 | Bexar | South | 2.5 | 2.5 | 2.5 | 2.5 | 2.5 | 2.5
O W Sommers 6 | Bexar | South | 2.5 | 2.5 | 2.5 | 2.5 | 2.5 | 2.5
Oak Creek 1 | Coke | West | 89 | 89 | 89 | 89 | 89 | 89
Odessa-Ector C11 | Ector | West | 155 | 155 | 155 | 155 | 155 | 155
Odessa-Ector C12 | Ector | West | 155 | 155 | 155 | 155 | 155 | 155
Odessa-Ector C21 | Ector | West | 155 | 155 | 155 | 155 | 155 | 155
Odessa-Ector C22 | Ector | West | 155 | 155 | 155 | 155 | 155 | 155
Odessa-Ector ST1 | Ector | West | 223 | 223 | 223 | 223 | 223 | 223
Odessa-Ector ST2 | Ector | West | 223 | 223 | 223 | 223 | 223 | 223
Oklaunion 1 | Wilbarger | West | 690 | 690 | 690 | 690 | 690 | 690
P H Robinson 1 | Galveston | Houston | 470 | 470 | 470 | 470 | 470 | 470
P H Robinson 2 | Galveston | Houston | 470 | 470 | 470 | 470 | 470 | 470
P H Robinson 3 | Galveston | Houston | 565 | 565 | 565 | 565 | 565 | 565
P H Robinson 4 | Galveston | Houston | 760 | 760 | 760 | 760 | 760 | 760
Paint Creek 1 | Haskell | West | 31 | 31 | 31 | 31 | 31 | 31
Paint Creek 2 | Haskell | West | 31 | 31 | 31 | 31 | 31 | 31
Paint Creek 3 | Haskell | West | 53 | 53 | 53 | 53 | 53 | 53
Paint Creek 4 | Haskell | West | 116 | 116 | 116 | 116 | 116 | 116
Parkdale 1 | Dallas | North | 86 | 86 | 86 | 86 | 86 | 86
Parkdale 2 | Dallas | North | 111 | 111 | 111 | 111 | 111 | 111
Parkdale 3 | Dallas | North | 134 | 134 | 134 | 134 | 134 | 134
Pasadena 4 | Harris | Houston | 185 | 185 | 185 | 185 | 185 | 185
Pasadena 5 | Harris | Houston | 101.4 | 101.4 | 101.4 | 101.4 | 101.4 | 101.4
Pearsall 1 | Frio | South | 25 | 25 | 25 | 25 | 25 | 25
Pearsall 2 | Frio | South | 25 | 25 | 25 | 25 | 25 | 25
Pearsall 3 | Frio | South | 25 | 25 | 25 | 25 | 25 | 25
Permian Basin 5 | Ward | West | 115 | 115 | 115 | 115 | 115 | 115
Permian Basin 6 | Ward | West | 550 | 550 | 550 | 550 | 550 | 550
Permian Basin A | Ward | West | 86 | 86 | 86 | 86 | 86 | 86
Permian Basin B | Ward | West | 86 | 86 | 86 | 86 | 86 | 86
Permian Basin C | Ward | West | 86 | 86 | 86 | 86 | 86 | 86
Permian Basin D | Ward | West | 86 | 86 | 86 | 86 | 86 | 86
Permian Basin E | Ward | West | 86 | 86 | 86 | 86 | 86 | 86
Powerlane Plant 1 | Hunt | North | 20.4 | 20.4 | 20.4 | 20.4 | 20.4 | 20.4
Powerlane Plant 2 | Hunt | North | 26.2 | 26.2 | 26.2 | 26.2 | 26.2 | 26.2
Powerlane Plant 3 | Hunt | North | 41.5 | 41.5 | 41.5 | 41.5 | 41.5 | 41.5
Presidio 5 | Presidio | West | 1 | 1 | 1 | 1 | 1 | 1
Presidio 6 | Presidio | West | 1 | 1 | 1 | 1 | 1 | 1
PV300 1 | Travis | South | 0.3 | 0.3 | 0.3 | 0.3 | 0.3 | 0.3
R W Miller 1 | Palo Pinto | North | 75 | 75 | 75 | 75 | 75 | 75
R W Miller 2 | Palo Pinto | North | 120 | 120 | 120 | 120 | 120 | 120
R W Miller 3 | Palo Pinto | North | 208 | 208 | 208 | 208 | 208 | 208
R W Miller 4 | Palo Pinto | North | 122 | 122 | 122 | 122 | 122 | 122
R W Miller 5 | Palo Pinto | North | 122 | 122 | 122 | 122 | 122 | 122
Ray Olinger 1 | Collin | North | 80 | 80 | 80 | 80 | 80 | 80
Ray Olinger 2 | Collin | North | 110 | 110 | 110 | 110 | 110 | 110
Ray Olinger 3 | Collin | North | 150 | 150 | 150 | 150 | 150 | 150
Ray Olinger 4 | Collin | North | 76 | 76 | 76 | 76 | 76 | 76
Rayburn 1 | Victoria | South | 13 | 13 | 13 | 13 | 13 | 13
Rayburn 2 | Victoria | South | 14 | 14 | 14 | 14 | 14 | 14
Rayburn 3 | Victoria | South | 25 | 25 | 25 | 25 | 25 | 25
Rayburn 4 | Victoria | South | 2 | 2 | 2 | 2 | 2 | 2
Rayburn 5 | Victoria | South | 2 | 2 | 2 | 2 | 2 | 2
Rayburn 7 | Victoria | South | 56.2 | 56.2 | 56.2 | 56.2 | 56.2 | 56.2
Rayburn 8 | Victoria | South | 56.2 | 56.2 | 56.2 | 56.2 | 56.2 | 56.2
Rayburn 9 | Victoria | South | 56.2 | 56.2 | 56.2 | 56.2 | 56.2 | 56.2
Rayburn 10 | Victoria | South | 43.2 | 43.2 | 43.2 | 43.2 | 43.2 | 43.2
Resource Recovery 1 | Johnson | North | 0.4 | 0.4 | 0.4 | 0.4 | 0.4 | 0.4
Rio Nogales 1 | Guadalupe | South | 182 | 182 | 182 | 182 | 182 | 182
Rio Nogales 2 | Guadalupe | South | 182 | 182 | 182 | 182 | 182 | 182
Rio Nogales 3 | Guadalupe | South | 182 | 182 | 182 | 182 | 182 | 182
Rio Nogales 4 | Guadalupe | South | 269 | 269 | 269 | 269 | 269 | 269
Rio Pecos 4A | Crockett | West | 4.5 | 4.5 | 4.5 | 4.5 | 4.5 | 4.5
Rio Pecos 5 | Crockett | West | 38 | 38 | 38 | 38 | 38 | 38
Rio Pecos 6 | Crockett | West | 99 | 99 | 99 | 99 | 99 | 99
River Crest 1 | Red River | North | 110 | 110 | 110 | 110 | 110 | 110
Robstown 10 | Nueces | South | 3 | 3 | 3 | 3 | 3 | 3
Robstown 11 | Nueces | South | 3.8 | 3.8 | 3.8 | 3.8 | 3.8 | 3.8
Robstown 3 | Nueces | South | 2 | 2 | 2 | 2 | 2 | 2
Robstown 4 | Nueces | South | 2.2 | 2.2 | 2.2 | 2.2 | 2.2 | 2.2
Robstown 5 | Nueces | South | 2.2 | 2.2 | 2.2 | 2.2 | 2.2 | 2.2
Robstown 7 | Nueces | South | 0.9 | 0.9 | 0.9 | 0.9 | 0.9 | 0.9
Robstown 8 | Nueces | South | 0.9 | 0.9 | 0.9 | 0.9 | 0.9 | 0.9
Robstown 9 | Nueces | South | 2.2 | 2.2 | 2.2 | 2.2 | 2.2 | 2.2
Sam Bertron 3 | Harris | Houston | 240 | 240 | 240 | 240 | 240 | 240
Sam Bertron 4 | Harris | Houston | 240 | 240 | 240 | 240 | 240 | 240
Sam Bertron ST1 | Harris | Houston | 180 | 180 | 180 | 180 | 180 | 180
Sam Bertron ST2 | Harris | Houston | 180 | 180 | 180 | 180 | 180 | 180
Sam Bertron T1 | Harris | Houston | 23 | 23 | 23 | 23 | 23 | 23
Sam Bertron T2 | Harris | Houston | 13 | 13 | 13 | 13 | 13 | 13
San Angelo 1 | Tom Green | West | 25 | 25 | 25 | 25 | 25 | 25
San Angelo 2 | Tom Green | West | 103 | 103 | 103 | 103 | 103 | 103
San Jacinto SES 1 | Harris | Houston | 81 | 81 | 81 | 81 | 81 | 81
San Jacinto SES 2 | Harris | Houston | 81 | 81 | 81 | 81 | 81 | 81
San Miguel 1 | Atascosa | South | 391 | 391 | 391 | 391 | 391 | 391
Sandhill Energy Center 1 | Travis | South | 47.3 | 47.3 | 47.3 | 47.3 | 47.3 | 47.3
Sandhill Energy Center 2 | Travis | South | 47.3 | 47.3 | 47.3 | 47.3 | 47.3 | 47.3
Sandhill Energy Center 3 | Travis | South | 47.3 | 47.3 | 47.3 | 47.3 | 47.3 | 47.3
Sandhill Energy Center 4 | Travis | South | 47.3 | 47.3 | 47.3 | 47.3 | 47.3 | 47.3
Silas Ray 5 | Cameron | South | 18 | 18 | 18 | 18 | 18 | 18
Silas Ray 6 | Cameron | South | 22 | 22 | 22 | 22 | 22 | 22
Silas Ray 9 | Cameron | South | 55 | 55 | 55 | 55 | 55 | 55
Sim Gideon 1 | Bastrop | South | 150 | 150 | 150 | 150 | 150 | 150
Sim Gideon 2 | Bastrop | South | 150 | 150 | 150 | 150 | 150 | 150
Sim Gideon 3 | Bastrop | South | 350 | 350 | 350 | 350 | 350 | 350
Small Hydro of Texas 1 | Dewitt | South | 1.2 | 1.2 | 1.2 | 1.2 | 1.2 | 1.2
South Texas 1 | Matagorda | South | 1264 | 1264 | 1264 | 1264 | 1264 | 1264
South Texas 2 | Matagorda | South | 1265 | 1265 | 1265 | 1265 | 1265 | 1265
Spencer 1 | Denton | North | 12 | 12 | 12 | 12 | 12 | 12
Spencer 2 | Denton | North | 12 | 12 | 12 | 12 | 12 | 12
Spencer 3 | Denton | North | 27 | 27 | 27 | 27 | 27 | 27
Spencer 4 | Denton | North | 61 | 61 | 61 | 61 | 61 | 61
Spencer 5 | Denton | North | 66 | 66 | 66 | 66 | 66 | 66
Stryker Creek 1 | Cherokee | North | 182 | 182 | 182 | 182 | 182 | 182
Stryker Creek 2 | Cherokee | North | 520 | 520 | 520 | 520 | 520 | 520
Stryker Creek D1 | Cherokee | North | 11 | 11 | 11 | 11 | 11 | 11
Sweeny 1 | Brazoria | Houston | 88 | 88 | 88 | 88 | 88 | 88
Sweeny 2 | Brazoria | Houston | 100 | 100 | 100 | 100 | 100 | 100
Sweeny 3 | Brazoria | Houston | 100 | 100 | 100 | 100 | 100 | 100
Sweeny 4 | Brazoria | Houston | 100 | 100 | 100 | 100 | 100 | 100
Sweetwater Generation Plant 1 | Nolan | West | 36 | 36 | 36 | 36 | 36 | 36
Sweetwater Generation Plant 2 | Nolan | West | 80 | 80 | 80 | 80 | 80 | 80
Sweetwater Generation Plant 3 | Nolan | West | 80 | 80 | 80 | 80 | 80 | 80
Sweetwater Generation Plant 4 | Nolan | West | 90 | 90 | 90 | 90 | 90 | 90
T H Wharton 2 | Harris | Houston | 240 | 240 | 240 | 240 | 240 | 240
T H Wharton 3 | Harris | Houston | 108 | 108 | 108 | 108 | 108 | 108
T H Wharton 31 | Harris | Houston | 57 | 57 | 57 | 57 | 57 | 57
T H Wharton 32 | Harris | Houston | 57 | 57 | 57 | 57 | 57 | 57
T H Wharton 33 | Harris | Houston | 57 | 57 | 57 | 57 | 57 | 57
T H Wharton 34 | Harris | Houston | 57 | 57 | 57 | 57 | 57 | 57
T H Wharton 4 | Harris | Houston | 108 | 108 | 108 | 108 | 108 | 108
T H Wharton 41 | Harris | Houston | 57 | 57 | 57 | 57 | 57 | 57
T H Wharton 42 | Harris | Houston | 57 | 57 | 57 | 57 | 57 | 57
T H Wharton 43 | Harris | Houston | 57 | 57 | 57 | 57 | 57 | 57
T H Wharton 44 | Harris | Houston | 57 | 57 | 57 | 57 | 57 | 57
T H Wharton 51 | Harris | Houston | 58 | 58 | 58 | 58 | 58 | 58
T H Wharton 52 | Harris | Houston | 58 | 58 | 58 | 58 | 58 | 58
T H Wharton 53 | Harris | Houston | 58 | 58 | 58 | 58 | 58 | 58
T H Wharton 54 | Harris | Houston | 58 | 58 | 58 | 58 | 58 | 58
T H Wharton 55 | Harris | Houston | 58 | 58 | 58 | 58 | 58 | 58
T H Wharton 56 | Harris | Houston | 58 | 58 | 58 | 58 | 58 | 58
T H Wharton G1 | Harris | Houston | 13 | 13 | 13 | 13 | 13 | 13
Tenaska-Cleburne 1 | Johnson | North | 174 | 174 | 174 | 174 | 174 | 174
Tenaska-Cleburne 2 | Johnson | North | 106 | 106 | 106 | 106 | 106 | 106
Tenaska-Lamar 1 | Lamar | North | 88.7 | 88.7 | 88.7 | 88.7 | 88.7 | 88.7
Tenaska-Lamar 2 | Lamar | North | 88.7 | 88.7 | 88.7 | 88.7 | 88.7 | 88.7
Tenaska-Lamar 3 | Lamar | North | 78 | 78 | 78 | 78 | 78 | 78
Tessman Road 1 | Bexar | South | 1.4 | 1.4 | 1.4 | 1.4 | 1.4 | 1.4
Tessman Road 2 | Bexar | South | 1.4 | 1.4 | 1.4 | 1.4 | 1.4 | 1.4
Tessman Road 3 | Bexar | South | 1.4 | 1.4 | 1.4 | 1.4 | 1.4 | 1.4
Tessman Road 4 | Bexar | South | 1.4 | 1.4 | 1.4 | 1.4 | 1.4 | 1.4
Texas City 1 | Galveston | Houston | 130 | 130 | 130 | 130 | 130 | 130
Texas City 2 | Galveston | Houston | 130 | 130 | 130 | 130 | 130 | 130
Texas City 3 | Galveston | Houston | 130 | 130 | 130 | 130 | 130 | 130
Texas City 4 | Galveston | Houston | 145 | 145 | 145 | 145 | 145 | 145
Thomas C Ferguson 1 | Llano | South | 430 | 430 | 430 | 430 | 430 | 430
Tradinghouse 1 | McLennan | North | 573 | 573 | 573 | 573 | 573 | 573
Tradinghouse 2 | McLennan | North | 818 | 818 | 818 | 818 | 818 | 818
Trinidad 6 | Henderson | North | 237 | 237 | 237 | 237 | 237 | 237
Trinidad D1 | Henderson | North | 4 | 4 | 4 | 4 | 4 | 4
Twin Oaks 1 | Robertson | North | 173 | 173 | 173 | 173 | 173 | 173
Twin Oaks 2 | Robertson | North | 174 | 174 | 174 | 174 | 174 | 174
V H Braunig 1 | Bexar | South | 225 | 225 | 225 | 225 | 225 | 225
V H Braunig 2 | Bexar | South | 240 | 240 | 240 | 240 | 240 | 240
V H Braunig 3 | Bexar | South | 400 | 400 | 400 | 400 | 400 | 400
Valley 1 | Fannin | North | 188 | 188 | 188 | 188 | 188 | 188
Valley 2 | Fannin | North | 576 | 576 | 576 | 576 | 576 | 576
Valley 3 | Fannin | North | 410 | 410 | 410 | 410 | 410 | 410
Vernon 1 | Wilbarger | West | 2 | 2 | 2 | 2 | 2 | 2
Vernon 2 | Wilbarger | West | 1 | 1 | 1 | 1 | 1 | 1
Vernon 4 | Wilbarger | West | 4 | 4 | 4 | 4 | 4 | 4
Vernon 7 | Wilbarger | West | 1 | 1 | 1 | 1 | 1 | 1
Victoria 4 | Victoria | South | 69 | 69 | 69 | 69 | 69 | 69
Victoria 5 | Victoria | South | 172 | 172 | 172 | 172 | 172 | 172
Victoria 6 | Victoria | South | 250 | 250 | 250 | 250 | 250 | 250
W A Parish 1 | Fort Bend | Houston | 174 | 174 | 174 | 174 | 174 | 174
W A Parish 2 | Fort Bend | Houston | 174 | 174 | 174 | 174 | 174 | 174
W A Parish 3 | Fort Bend | Houston | 290 | 290 | 290 | 290 | 290 | 290
W A Parish 4 | Fort Bend | Houston | 565 | 565 | 565 | 565 | 565 | 565
W A Parish 5 | Fort Bend | Houston | 690 | 690 | 690 | 690 | 690 | 690
W A Parish 6 | Fort Bend | Houston | 690 | 690 | 690 | 690 | 690 | 690
W A Parish 7 | Fort Bend | Houston | 560 | 560 | 560 | 560 | 560 | 560
W A Parish 8 | Fort Bend | Houston | 610 | 610 | 610 | 610 | 610 | 610
W A Parish T1 | Fort Bend | Houston | 13 | 13 | 13 | 13 | 13 | 13
W B Tuttle 1 | Bexar | South | 65 | 65 | 65 | 65 | 65 | 65
W B Tuttle 2 | Bexar | South | 100 | 100 | 100 | 100 | 100 | 100
W B Tuttle 3 | Bexar | South | 100 | 100 | 100 | 100 | 100 | 100
W B Tuttle 4 | Bexar | South | 160 | 160 | 160 | 160 | 160 | 160
Weatherford 1 | Parker | North | 0.3 | 0.3 | 0.3 | 0.3 | 0.3 | 0.3
Weatherford 2 | Parker | North | 0.3 | 0.3 | 0.3 | 0.3 | 0.3 | 0.3
Weatherford 3 | Parker | North | 0.3 | 0.3 | 0.3 | 0.3 | 0.3 | 0.3
Weatherford 4 | Parker | North | 0.5 | 0.5 | 0.5 | 0.5 | 0.5 | 0.5
Weatherford 6 | Parker | North | 1.4 | 1.4 | 1.4 | 1.4 | 1.4 | 1.4
Weatherford 7 | Parker | North | 1.3 | 1.3 | 1.3 | 1.3 | 1.3 | 1.3
Weatherford 8 | Parker | North | 1.3 | 1.3 | 1.3 | 1.3 | 1.3 | 1.3
Webster 3 | Galveston | Houston | 390 | 390 | 390 | 390 | 390 | 390
Webster T1 | Galveston | Houston | 13 | 13 | 13 | 13 | 13 | 13
Whitney 1 | Bosque | North | 15 | 15 | 15 | 15 | 15 | 15
Whitney 2 | Bosque | North | 15 | 15 | 15 | 15 | 15 | 15
|  | Houston | 160 | 160 | 160 | 160 | 160 | 160
|  | Houston | 81.6 | 81.6 | 81.6 | 81.6 | 81.6 | 81.6
|  | Houston | 92.5 | 92.5 | 92.5 | 92.5 | 92.5 | 92.5
|  | Houston | 92.5 | 92.5 | 92.5 | 92.5 | 92.5 | 92.5
|  | Houston | 84.5 | 84.5 | 84.5 | 84.5 | 84.5 | 84.5
|  | Houston | 84.5 | 84.5 | 84.5 | 84.5 | 84.5 | 84.5
|  | South | 20 | 20 | 20 | 20 | 20 | 20
|  | South | 2 | 2 | 2 | 2 | 2 | 2
|  | West | 79 | 79 | 79 | 79 | 79 | 79
|  | West | 80 | 80 | 80 | 80 | 80 | 80
|  | West | 70 | 70 | 70 | 70 | 70 | 70
|  | Houston | 100 | 100 | 100 | 100 | 100 | 100
|  | Houston | 97 | 97 | 97 | 97 | 97 | 97
|  | Houston | 105 | 105 | 105 | 105 | 105 | 105
|  | Houston | 30 | 30 | 30 | 30 | 30 | 30
|  | Houston | 71 | 71 | 71 | 71 | 71 | 71
|  | Houston | 71 | 71 | 71 | 71 | 71 | 71
|  | Houston | 80 | 80 | 80 | 80 | 80 | 80
|  | Houston | 330 | 330 | 330 | 330 | 330 | 330
|  | Houston | 71.1 | 71.1 | 71.1 | 71.1 | 71.1 | 71.1
|  | Houston | 71.1 | 71.1 | 71.1 | 71.1 | 71.1 | 71.1
|  | Houston | 76 | 76 | 76 | 76 | 76 | 76
|  | South | 5 | 5 | 5 | 5 | 5 | 5
|  | South | 20 | 20 | 20 | 20 | 20 | 20
|  | Houston | 21 | 21 | 21 | 21 | 21 | 21
|  | Houston | 90 | 90 | 90 | 90 | 90 | 90
|  | Houston | 90 | 90 | 90 | 90 | 90 | 90
|  | Houston | 90 | 90 | 90 | 90 | 90 | 90
|  | Houston | 90 | 90 | 90 | 90 | 90 | 90
|  | Houston | 90 | 90 | 90 | 90 | 90 | 90
|  | Houston | 67.1 | 67.1 | 67.1 | 67.1 | 67.1 | 67.1
|  | Houston | 82 | 82 | 82 | 82 | 82 | 82
|  | Houston | 10 | 10 | 10 | 10 | 10 | 10
|  | Houston | 112 | 112 | 112 | 112 | 112 | 112
|  | Houston | 135 | 135 | 135 | 135 | 135 | 135
|  | Houston | 35 | 35 | 35 | 35 | 35 | 35
|  | Houston | 185 | 185 | 185 | 185 | 185 | 185
|  | Houston | 1.5 | 1.5 | 1.5 | 1.5 | 1.5 | 1.5
|  | Houston | 1.5 | 1.5 | 1.5 | 1.5 | 1.5 | 1.5
|  | South | 117 | 117 | 117 | 117 | 117 | 117
|  | Houston | 10 | 10 | 10 | 10 | 10 | 10
|  | Houston | 35 | 35 | 35 | 35 | 35 | 35
|  | Houston | 12 | 12 | 12 | 12 | 12 | 12
|  | Houston | 15 | 15 | 15 | 15 | 15 | 15
|  | Houston | 15 | 15 | 15 | 15 | 15 | 15
|  | Houston | 5.5 | 5.5 | 5.5 | 5.5 | 5.5 | 5.5
|  | Houston | 15 | 15 | 15 | 15 | 15 | 15
|  | Houston | 80 | 80 | 80 | 80 | 80 | 80
|  | Houston | 80 | 80 | 80 | 80 | 80 | 80
|  | Houston | 35 | 35 | 35 | 35 | 35 | 35
|  | West | 20.6 | 20.6 | 20.6 | 20.6 | 20.6 | 20.6
|  | West | 20.6 | 20.6 | 20.6 | 20.6 | 20.6 | 20.6
|  | West | 20.6 | 20.6 | 20.6 | 20.6 | 20.6 | 20.6
|  | West | 15.6 | 15.6 | 15.6 | 15.6 | 15.6 | 15.6
DC Ties |  | Total | 856 | 856 | 856 | 856 | 856 | 856
DC Eagle Pass 1 | Maverick | South | 36 | 36 | 36 | 36 | 36 | 36
DC East 1 | Titus | North | 600 | 600 | 600 | 600 | 600 | 600
DC North 1 | Wilbarger | West | 220 | 220 | 220 | 220 | 220 | 220
Switchable Units |  | Total | 3230.3 | 3230.3 | 3808.1 | 4762.1 | 4762.1 | 4762.1
Cedar Power Project 1 | Liberty | Houston | 0 | 0 | 192.6 | 192.6 | 192.6 | 192.6
Cedar Power Project 2 | Liberty | Houston | 0 | 0 | 192.6 | 192.6 | 192.6 | 192.6
Cedar Power Project 3 | Liberty | Houston | 0 | 0 | 192.6 | 192.6 | 192.6 | 192.6
Kiamichi Power Part. 1 | Fannin | North | 177 | 177 | 177 | 177 | 177 | 177
Kiamichi Power Part. 2 | Fannin | North | 177 | 177 | 177 | 177 | 177 | 177
Kiamichi Power Part. 3 | Fannin | North | 317 | 317 | 317 | 317 | 317 | 317
Kiamichi Power Part. 4 | Fannin | North | 177 | 177 | 177 | 177 | 177 | 177
Kiamichi Power Part. 5 | Fannin | North | 177 | 177 | 177 | 177 | 177 | 177
Kiamichi Power Part. 6 | Fannin | North | 317 | 317 | 317 | 317 | 317 | 317
Sterne Elec. Gen. Facility 1 | Nacogdoches | North | 0 | 0 | 0 | 954 | 954 | 954
Tenaska-Frontier 1 | Grimes | North | 183 | 183 | 183 | 183 | 183 | 183
Tenaska-Frontier 2 | Grimes | North | 183 | 183 | 183 | 183 | 183 | 183
Tenaska-Frontier 3 | Grimes | North | 183 | 183 | 183 | 183 | 183 | 183
Tenaska-Frontier 4 | Grimes | North | 396.3 | 396.3 | 396.3 | 396.3 | 396.3 | 396.3
Tenaska-Gateway 1 | Rusk | North | 183 | 183 | 183 | 183 | 183 | 183
Tenaska-Gateway 2 | Rusk | North | 183 | 183 | 183 | 183 | 183 | 183
Tenaska-Gateway 3 | Rusk | North | 183 | 183 | 183 | 183 | 183 | 183
Tenaska-Gateway 4 | Rusk | North | 394 | 394 | 394 | 394 | 394 | 394
Existing Wind Generation |  | Total | 997.5 | 997.5 | 997.5 | 997.5 | 997.5 | 997.5
Big Spring Windpower Fac. E | Howard | West | 40.9 | 40.9 | 40.9 | 40.9 | 40.9 | 40.9
Delaware Mt. Wind Farm 1 | Culberson | West | 30 | 30 | 30 | 30 | 30 | 30
Desert Sky Wind Farm 1 | Pecos | West | 25 | 25 | 25 | 25 | 25 | 25
Desert Sky Wind Farm 2 | Pecos | West | 125 | 125 | 125 | 125 | 125 | 125
Fort Davis 1 | Jeff Davis | West | 6 | 6 | 6 | 6 | 6 | 6
FPL Energy King NE1 | Upton | West | 79.3 | 79.3 | 79.3 | 79.3 | 79.3 | 79.3
FPL Energy King NW1 | Upton | West | 79.3 | 79.3 | 79.3 | 79.3 | 79.3 | 79.3
FPL Energy King SE1 | Upton | West | 79.3 | 79.3 | 79.3 | 79.3 | 79.3 | 79.3
FPL Energy King SW1 | Upton | West | 40.3 | 40.3 | 40.3 | 40.3 | 40.3 | 40.3
FPL Energy Pecos Wind 1 | Pecos | West | 80 | 80 | 80 | 80 | 80 | 80
FPL Energy Pecos Wind 2 | Pecos | West | 80 | 80 | 80 | 80 | 80 | 80
Kunitz 1 | Culberson | West | 44.8 | 44.8 | 44.8 | 44.8 | 44.8 | 44.8
Mesa Wind 1 | Upton | West | 74.6 | 74.6 | 74.6 | 74.6 | 74.6 | 74.6
NWP Indian Mesa I 1 | Pecos | West | 82.5 | 82.5 | 82.5 | 82.5 | 82.5 | 82.5
Trent Mesa Wind Farm 1 | Nolan | West | 130.5 | 130.5 | 130.5 | 130.5 | 130.5 | 130.5
New Units with Signed IA |  | Total | 506 | 2316.2 | 3731 | 3731 | 3731 | 3731
Deer Park Energy Center 1 | Harris | Houston | 206 | 206 | 206 | 206 | 206 | 206
Deer Park Energy Center 2 | Harris | Houston | 0 | 206 | 206 | 206 | 206 | 206
Deer Park Energy Center 3 | Harris | Houston | 0 | 206 | 206 | 206 | 206 | 206
Deer Park Energy Center 4 | Harris | Houston | 0 | 206 | 206 | 206 | 206 | 206
Deer Park Energy Center 5 | Harris | Houston | 0 | 226 | 226 | 226 | 226 | 226
Ennis-Tractebel II 1 | Ellis | North | 0 | 0 | 271.6 | 271.6 | 271.6 | 271.6
Ennis-Tractebel II 2 | Ellis | North | 0 | 0 | 271.6 | 271.6 | 271.6 | 271.6
Ennis-Tractebel II 3 | Ellis | North | 0 | 0 | 271.6 | 271.6 | 271.6 | 271.6
Jack County Project 1 | Jack | North | 0 | 0 | 600 | 600 | 600 | 600
Sandhill Energy Center 5A | Travis | South | 160 | 160 | 160 | 160 | 160 | 160
Sandhill Energy Center 5B | Travis | South | 140 | 140 | 140 | 140 | 140 | 140
Texas City Cogen Project 1 | Galveston | Houston | 0 | 43 | 43 | 43 | 43 | 43
Texas City Cogen Project 2 | Galveston | Houston | 0 | 43 | 43 | 43 | 43 | 43
Texas City Cogen Project 3 | Galveston | Houston | 0 | 43 | 43 | 43 | 43 | 43
Texas City Cogen Project 4 | Galveston | Houston | 0 | 43 | 43 | 43 | 43 | 43
Wise-Tractebel Power Proj. 1 | Wise | North | 0 | 271.6 | 271.6 | 271.6 | 271.6 | 271.6
Wise-Tractebel Power Proj. 2 | Wise | North | 0 | 271.6 | 271.6 | 271.6 | 271.6 | 271.6
Wise-Tractebel Power Proj. 3 | Wise | North | 0 | 251 | 251 | 251 | 251 | 251
(Capacity is based on Generation Interconnection Request. Actual capacity after the unit is built may be different.)
New Wind Generation |  | Total | 280 | 455 | 455 | 455 | 455 | 455
Culberson County | Culberson | West | 0 | 175 | 175 | 175 | 175 | 175
Notrees 1 | Winkler | West | 80 | 80 | 80 | 80 | 80 | 80
Sweetwater Wind | Nolan | West | 200 | 200 | 200 | 200 | 200 | 200
(Capacity is based on Generation Interconnection Request. Actual capacity after the unit is built may be different.)
Mothballed Units |  | Total | -2252 | 0 | 0 | 0 | 0 | 0
Abilene 4 | Taylor | West | -18 | 0 | 0 | 0 | 0 | 0
E S Joslin 1 | Calhoun | South | -260 | 0 | 0 | 0 | 0 | 0
Lake Pauline 1 | Hardeman | West | -12 | 0 | 0 | 0 | 0 | 0
Lake Pauline 2 | Hardeman | West | -23 | 0 | 0 | 0 | 0 | 0
Lon C. Hill 1 | Nueces | South | -75 | 0 | 0 | 0 | 0 | 0
Lon C. Hill 2 | Nueces | South | -75 | 0 | 0 | 0 | 0 | 0
Lon C. Hill 3 | Nueces | South | -164 | 0 | 0 | 0 | 0 | 0
Lon C. Hill 4 | Nueces | South | -245 | 0 | 0 | 0 | 0 | 0
Nueces Bay 5 | Nueces | South | -31 | 0 | 0 | 0 | 0 | 0
Nueces Bay 6 | Nueces | South | -170 | 0 | 0 | 0 | 0 | 0
Nueces Bay 7 | Nueces | South | -368 | 0 | 0 | 0 | 0 | 0
Oak Creek 1 | Coke | West | -89 | 0 | 0 | 0 | 0 | 0
Paint Creek 1 | Haskell | West | -31 | 0 | 0 | 0 | 0 | 0
Paint Creek 2 | Haskell | West | -31 | 0 | 0 | 0 | 0 | 0
Paint Creek 3 | Haskell | West | -53 | 0 | 0 | 0 | 0 | 0
Paint Creek 4 | Haskell | West | -116 | 0 | 0 | 0 | 0 | 0
Victoria 4 | Victoria | South | -69 | 0 | 0 | 0 | 0 | 0
Victoria 5 | Victoria | South | -172 | 0 | 0 | 0 | 0 | 0
Victoria 6 | Victoria | South | -250 | 0 | 0 | 0 | 0 | 0
(Generation Adequacy Task Force specified that mothballed units would be considered only in the first year.)
Retiring Units |  | Total | -100 | -372.5 | -372.5 | -372.5 | -372.5 | -437.5
Holly Street 1 | Travis | South | 0 | -100 | -100 | -100 | -100 | -100
Holly Street 2 | Travis | South | 0 | -100 | -100 | -100 | -100 | -100
Leon Creek 3 | Bexar | South | 0 | 0 | 0 | 0 | 0 | -65
Mission Road 3 | Bexar | South | -100 | -100 | -100 | -100 | -100 | -100
|  | Houston | 0 | -10 | -10 | -10 | -10 | -10
|  | Houston | 0 | -12 | -12 | -12 | -12 | -12
|  | Houston | 0 | -15 | -15 | -15 | -15 | -15
|  | Houston | 0 | -15 | -15 | -15 | -15 | -15
|  | Houston | 0 | -5.5 | -5.5 | -5.5 | -5.5 | -5.5
|  | Houston | 0 | -15 | -15 | -15 | -15 | -15

## Terminology
Terminology
ALDR | Annual Load Data Request. Submitted by Transmission and Distribution Providers (TDSP). Includes forecast of each delivery point peak demand, TDSP's demand coincident with ERCOT peak, and TDSP's annual energy.
BUL | Balancing up load. Loads that contract with a scheduling entity to formally submit offer to ERCOT to provide balancing energy by reducing their electricity use.
Capacity | A measure of the amount of service for which a system or system component is rated.
Coincident peak/demand (CP) | The level of demand of an electric customer or class at the time of the peak demand of the electric system (ERCOT).
Congestion zone | A grouping of buses that create a similar Shift Factor on CSCs.
CSC | Commercially significant constraint. A constraint in the ERCOT transmission grid that is found to result in congestion which limits the free flow of energy within the ERCOT market to a commercially significant degree.
DC Tie | A connection between electrical systems that operates on direct current
Demand | The amount of electricity consumed at a specified time, used interchangeably with load
Distributed generation | Generation less than 10 MW and connected to the grid below 69 kV
Dual fuel unit | A generating unit that can burn natural gas and another fuel (usually diesel)
EIA-411 | A report prepared by regional reliability councils and filed with the U.S. Department of Energy (DOE). It provides the DOE with a comprehensive source of information about regional electricity supply and demand projections and information on the transmission system and support facilities.
IA | Interconnection agreement. An agreement between a generator and a transmission provider for the transmission provider to connect the generating unit to the ERCOT grid.
LAAR | Loads acting as a resource. Customers with interruptible load that can meet various performance requirements to provide ancillary services.
Load | The amount of electricity consumed at a specified time, used interchangeably with demand
Mothballed | Refers to a generating unit that is currently out of service but could be returned to service if conditions warrant.
Non-coincident peak (NCP) | The sum of the peaks of the delivery points no matter when they occurred.
Retiring | Refers to a generating unit that will be permanently removed from service at a specified future date.
Shift factor | A measure of the flow of a unit injection of the power on the transmission element from a particular bus to a fixed reference bus.
Switchable capacity | Generating capacity that can be electrically connected to either the ERCOT grid or another grid to serve load in either region. Switchable capacity cannot be connected simultaneously to two grids.
TAC | ERCOT Technical Advisory Committee
Winter | Winter is the December from the previous year and January and February of the indicated year. Example: Winter 2004 is December 2003 and January and February 2004.