## TitlePage
REPORT ON THE CAPACITY, DEMAND, AND RESERVES IN THE ERCOT REGION
Prepared by Linda Shirey, System Planning
Transmission Services
June 2005
ERCOT
2705 West Lake Drive
Taylor, Texas 76574

## Contents
Contents
Tab | Notes
Disclaimer | Please read.
Terminology | Contains definitions of acronyms, explanations of some terms
SummerSummary | Shows load forecast, generation resources, and reserve margin for summer 2005 through summer 2010
WinterSummary | Shows load forecast, generation resources, and reserve margin for winter 2006 through winter 2011
LongTermProjections | Graphs of capacity and demand through 2025
SummerFuelTypes | Lists generation fuel types by MW and by percentage for summer 2005 through summer 2010
WinterFuelTypes | Lists generation fuel types by MW and by percentage for winter 2006 through winter 2011
CMZones | Shows generation and load by CM zone for summer 2003 and winter 2004
SummerCoincidentDemandbyCounty | Shows estimated summer coincident demand by county for 2005 through 2010
SummerLoadbyCounty | Shows estimated summer non-coincident load by county for 2005 through 2010
SummerGenerationbyCounty | Shows summer generation by county for 2005 through 2010
SummerImport-ExportbyCounty | Shows calculated import or export by county for summer 2005 through summer 2010
WinterCoincidentDemandbyCounty | Shows estimated winter coincident demand by county for 2006 through 2011
WinterLoadbyCounty | Shows estimated winter non-coincident load by county for 2006 through 2011
WinterGenerationbyCounty | Shows winter generation by county for 2006 through 2011
WinterImport-ExportbyCounty | Shows calculated import or export by county for winter 2006 through winter 2011
SummerCapacities | Lists units and their capabilities used in determining the generation resources in the Summer Summary
WinterCapacities | Lists units and their capabilities used in determining the generation resources in the Winter Summary

## Disclaimer
Disclaimer
CDR WORKING PAPER
FOR PLANNING PURPOSES ONLY
This ERCOT Working Paper has been prepared for specific ERCOT and market participant purposes and has been developed from data provided by ERCOT market participants. The data may contain errors or become obsolete and thereby affect the conclusions and opinions of the Working Paper. ERCOT MAKES NO WARRANTY, EXPRESS OR IMPLIED, INCLUDING ANY WARRANTY OF MERCHANTABILITY OR FITNESS FOR ANY PARTICULAR PURPOSE, AND DISCLAIMS ANY AND ALL LIABILITY WITH RESPECT TO THE ACCURACY OF SAME OR THE FITNESS OR APPROPRIATENESS OF SAME FOR ANY PARTICULAR USE. THIS ERCOT WORKING PAPER IS SUPPLIED WITH ALL FAULTS. The specific suitability for any use of the Working Paper and its accuracy should be confirmed by each ERCOT market participant that contributed data for this Working Paper.
This Working Paper is based on data submitted by ERCOT market participants as part of their Annual Load Data Request (ALDR) and their generation asset registration and on data in the EIA-411. As such, this data is updated on an ongoing basis, which means that this report can be rendered obsolete without notice.

## Terminology
Terminology
ALDR | Annual Load Data Request. Submitted by Transmission and Distribution Service Providers (TDSP). Includes forecast of each delivery point peak demand, TDSP's demand coincident with ERCOT peak, and TDSP's annual energy.
BUL | Balancing up load. Loads that contract with a scheduling entity to formally submit offer to ERCOT to provide balancing energy by reducing their electricity use.
Capacity | A measure of the amount of service for which a system or system component is rated.
Coincident peak/demand (CP) | The level of demand of an electric customer or class at the time of the peak demand of the electric system (ERCOT).
Congestion zone | A grouping of buses that create a similar shift factor on CSCs.
CSC | Commercially significant constraint. A constraint in the ERCOT transmission grid that is found to result in congestion which limits the free flow of energy within the ERCOT market to a commercially significant degree.
Asynchronous tie | A electrical connection (such as a direct current (DC) tie), which allows the controlled transfer of power between the ERCOT system and another electrical system without the two systems being synchronized
Demand | The amount of electricity consumed at a specified time, used interchangeably with load
Distributed generation (DG) | Generation less than 10 MW and connected to the grid below 69 kV
Dual fuel unit | A generating unit that can burn natural gas and another fuel (usually diesel)
EIA-411 | A report prepared by regional reliability councils and filed with the U.S. Department of Energy (DOE). It provides the DOE with a comprehensive source of information about regional electricity supply and demand projections and information on the transmission system and support facilities.
Interconnection agreement (IA) | An agreement between a generator and a transmission provider for the transmission provider to connect the generating unit to the ERCOT grid.
LAAR | Load acting as a resource. Customers with interruptible load that can meet various performance requirements to provide ancillary services.
Load | The amount of electricity consumed at a specified time, used interchangeably with demand
Mothballed | Refers to a generating unit that is currently out of service but could be returned to service if conditions warrant.
Non-coincident peak (NCP) | The sum of the peaks of the delivery points no matter when they occurred.
Retiring, To be retired | Refers to a generating unit that will be permanently removed from service at a specified future date.
Shift factor | A measure of the flow of a unit injection of the power on the transmission element from a particular bus to a fixed reference bus.
Switchable capacity | Generating capacity that can be electrically connected to either the ERCOT grid or another grid to serve load in either region. Switchable capacity cannot be connected simultaneously to two grids.
TAC | ERCOT Technical Advisory Committee
Winter | Winter is the December from the previous year and January and February of the indicated year. Example: Winter 2005 is December 2004 and January and February 2005.

## SummerSummary
2005 Report on the Capacity, Demand, and Reserves in the ERCOT Region | [7 empty] | 2005 Report on the Capacity, Demand, and Reserves in the ERCOT Region
Summer Summary | [7 empty] | Summer Summary
Load Forecast: |  | 2005 | 2006 | 2007 | 2008 | 2009 | 2010
| Total Summer Peak Demand, MW | 60475 | 62148 | 63132 | 64245 | 65097 | 66201
| less LAARs Serving as Responsive, MW | 1150 | 1150 | 1150 | 1150 | 1150 | 1150
| less LAARs Serving as Non-Spin, MW | 0 | 0 | 0 | 0 | 0 | 0
| less BULs, MW | 0 | 0 | 0 | 0 | 0 | 0
| Firm Load Forecast, MW | 59325 | 60998 | 61982 | 63095 | 63947 | 65051
Resources: |  | 2005 | 2006 | 2007 | 2008 | 2009 | 2010
| Installed Capacity, MW | 61931.8 | 61596.8 | 61596.8 | 61596.8 | 61596.8 | 61596.8
| Capacity from Private Networks, MW | 2850.8 | 2850.8 | 2850.8 | 2850.8 | 2850.8 | 2850.8
| Wind Generation, MW | 1423.6 | 1423.6 | 1423.6 | 1423.6 | 1423.6 | 1423.6
| RMR Units under Contract, MW | 1405 | 170 | 170 | 170 | 170 | 0
| Operational Generation, MW | 67611.2 | 66041.2 | 66041.2 | 66041.2 | 66041.2 | 65871.2
| Asynchronous Ties, MW | 856 | 856 | 1106 | 1106 | 1106 | 1106
| Switchable Units, MW | 2888 | 2888 | 2888 | 2888 | 2888 | 2888
| Mothballed Units, MW | 5645 | 7215 | 7215 | 7215 | 7215 | 7385
| Planned Units with Signed IA, MW | 0 | 1240 | 1620 | 3545 | 3545 | 4295
| Total Resources, MW | 77000.2 | 78240.2 | 78870.2 | 80795.2 | 80795.2 | 81545.2
| less 97.1% Existing Wind Generation, MW | 1382.3156 | 1382.3156 | 1382.3156 | 1382.3156 | 1382.3156 | 1382.3156
| less 97.1% Planned Wind Generation, MW | 0 | 512.688 | 881.668 | 1051.593 | 1051.593 | 1051.593
| less Switchable Units Unavailable to ERCOT, MW | 165 | 0 | 0 | 0 | 0 | 0
| less Mothballed Units Unavailable, MW | 5645 | 6630 | 5779 | 5345 | 5259 | 5640
| less 50% of Asynchronous Ties, MW | 428 | 428 | 553 | 553 | 553 | 553
| less Retiring Units, MW | 0 | 0 | 0 | 0 | 65 | 458
| Resources, MW | 69379.8844 | 69287.1964 | 70274.2164 | 72463.2914 | 72484.2914 | 72460.2914
| Reserve Margin | 16.95% | 13.59% | 13.38% | 14.85% | 13.35% | 11.39%
(Resources - Firm Load Forecast)/Firm Load Forecast
| "High" Reserve Margin (all Mothballed Units return) | 16.95% | 24.46% | 22.7% | 23.32% | 21.57% | 20.06%
| "Low" Reserve Margin (no Mothballed Units return) | 16.95% | 12.63% | 11.06% | 11.88% | 10.29% | 8.707%

## WinterSummary
2005 Report on the Capacity, Demand, and Reserves in the ERCOT Region | [7 empty] | 2005 Report on the Capacity, Demand, and Reserves in the ERCOT Region
Winter Summary | [7 empty] | Winter Summary
Load Forecast: |  | 2006 | 2007 | 2008 | 2009 | 2010 | 2011
| Total Winter Peak Demand, MW | 41672 | 42922 | 43803 | 44092 | 45732 | 46973
| less LAARs Serving as Responsive, MW | 1150 | 1150 | 1150 | 1150 | 1150 | 1150
| less LAARs Serving as Non-Spin, MW | 0 | 0 | 0 | 0 | 0 | 0
| less BULs, MW | 0 | 0 | 0 | 0 | 0 | 0
| Firm Load Forecast, MW | 40522 | 41772 | 42653 | 42942 | 44582 | 45823
Resources: |  | 2006 | 2007 | 2008 | 2009 | 2010 | 2011
| Installed Capacity, MW | 65175.8 | 64827.8 | 64827.8 | 64827.8 | 64827.8 | 64827.8
| Capacity from Private Networks, MW | 3263.3 | 3263.3 | 3263.3 | 3263.3 | 3263.3 | 3263.3
| Wind Generation, MW | 1891.9 | 1891.9 | 1891.9 | 1891.9 | 1891.9 | 1891.9
| RMR Units under Contract, MW | 1435 | 180 | 180 | 180 | 180 | 0
| Operational Generation, MW | 71766 | 70163 | 70163 | 70163 | 70163 | 69983
| Asynchronous Ties, MW | 856 | 856 | 1106 | 1106 | 1106 | 1106
| Switchable Units, MW | 2885 | 2885 | 2885 | 2885 | 2885 | 2885
| Mothballed Units, MW | 5836 | 7538 | 7538 | 7538 | 7538 | 7720
| Planned Units with Signed IA, MW | 0 | 272 | 447 | 2197 | 2947 | 2947
| Total Resources, MW | 81343 | 81714 | 82139 | 83889 | 84639 | 84641
| less 97.1% Existing Wind Generation, MW | 1837.0349 | 1837.0349 | 1837.0349 | 1837.0349 | 1837.0349 | 1837.0349
| less 97.1% Planned Wind Generation, MW | 0 | 252.46 | 422.385 | 422.385 | 422.385 | 422.385
| less Switchable Units Unavailable to ERCOT, MW | 165 | 0 | 0 | 0 | 0 | 0
| less Mothballed Units Unavailable, MW | 5599 | 6267 | 5916 | 5822 | 5754 | 5936
| less 50% of Asynchronous Ties, MW | 428 | 428 | 553 | 553 | 553 | 553
| less Retiring Units, MW | 0 | 0 | 0 | 65 | 462 | 462
| Resources, MW | 73313.9651 | 72929.5051 | 73410.5801 | 75189.5801 | 75610.5801 | 75430.5801
| Reserve Margin | 80.92% | 74.59% | 72.11% | 75.1% | 69.6% | 64.61%
(Resources - Firm Load Forecast)/Firm Load Forecast

## LongTermProjections
Long-Term Projections

## SummerFuelTypes
Summer Fuel Types - ERCOT | [6 empty] | Summer Fuel Types - Houston Zone | [6 empty] | Summer Fuel Types - North Zone | [6 empty] | Summer Fuel Types - Northeast Zone | [6 empty] | Summer Fuel Types - South Zone | [6 empty] | Summer Fuel Types - West Zone
Fuel type is based on the primary fuel. The total capactities of the mothballed units are included. Capacities of the wind units are included at 2.9%. The amounts available for the grid according to information from the owners of the private network (self-serve) units and the distributed generation units that have registered with ERCOT are included. Asynchronous ties are not included. | [6 empty] | Fuel type is based on the primary fuel. The total capactities of the mothballed units are included. Capacities of the wind units are included at 2.9%. The amounts available for the grid according to information from the owners of the private network (self-serve) units and the distributed generation units that have registered with ERCOT are included. Asynchronous ties are not included. | [6 empty] | Fuel type is based on the primary fuel. The total capactities of the mothballed units are included. Capacities of the wind units are included at 2.9%. The amounts available for the grid according to information from the owners of the private network (self-serve) units and the distributed generation units that have registered with ERCOT are included. Asynchronous ties are not included. | [6 empty] | Fuel type is based on the primary fuel. The total capactities of the mothballed units are included. Capacities of the wind units are included at 2.9%. The amounts available for the grid according to information from the owners of the private network (self-serve) units and the distributed generation units that have registered with ERCOT are included. Asynchronous ties are not included. | [6 empty] | Fuel type is based on the primary fuel. The total capactities of the mothballed units are included. Capacities of the wind units are included at 2.9%. The amounts available for the grid according to information from the owners of the private network (self-serve) units and the distributed generation units that have registered with ERCOT are included. Asynchronous ties are not included. | [6 empty] | Fuel type is based on the primary fuel. The total capactities of the mothballed units are included. Capacities of the wind units are included at 2.9%. The amounts available for the grid according to information from the owners of the private network (self-serve) units and the distributed generation units that have registered with ERCOT are included. Asynchronous ties are not included.
| In MW | [6 empty] | In MW | [6 empty] | In MW | [6 empty] | In MW | [6 empty] | In MW | [6 empty] | In MW
Fuel Type | 2005 | 2006 | 2007 | 2008 | 2009 | 2010 | Fuel Type | 2005 | 2006 | 2007 | 2008 | 2009 | 2010 | Fuel Type | 2005 | 2006 | 2007 | 2008 | 2009 | 2010 | Fuel Type | 2005 | 2006 | 2007 | 2008 | 2009 | 2010 | Fuel Type | 2005 | 2006 | 2007 | 2008 | 2009 | 2010 | Fuel Type | 2005 | 2006 | 2007 | 2008 | 2009 | 2010
Natural Gas | 53871 | 54748 | 54748 | 56498 | 56433 | 56040 | Natural Gas | 11881 | 11881 | 11881 | 11881 | 11881 | 11881 | Natural Gas | 17726 | 18591 | 18591 | 20341 | 20341 | 20341 | Natural Gas | 3751 | 3751 | 3751 | 3751 | 3751 | 3751 | Natural Gas | 15912 | 15912 | 15912 | 15912 | 15847 | 15454 | Natural Gas | 4601 | 4613 | 4613 | 4613 | 4613 | 4613
Coal | 15074 | 15074 | 15074 | 15074 | 15074 | 15824 | Coal | 2474 | 2474 | 2474 | 2474 | 2474 | 2474 | Coal | 5970 | 5970 | 5970 | 5970 | 5970 | 5970 | Coal | 1851 | 1851 | 1851 | 1851 | 1851 | 1851 | Coal | 4109 | 4109 | 4109 | 4109 | 4109 | 4859 | Coal | 670 | 670 | 670 | 670 | 670 | 670
Nuclear | 4826 | 4826 | 4826 | 4826 | 4826 | 4826 | Nuclear | 0 | 0 | 0 | 0 | 0 | 0 | Nuclear | 2285 | 2285 | 2285 | 2285 | 2285 | 2285 | Nuclear | 0 | 0 | 0 | 0 | 0 | 0 | Nuclear | 2541 | 2541 | 2541 | 2541 | 2541 | 2541 | Nuclear | 0 | 0 | 0 | 0 | 0 | 0
Wind | 41 | 57 | 68 | 73 | 73 | 73 | Wind | 0 | 0 | 0 | 0 | 0 | 0 | Wind | 0 | 0 | 0 | 0 | 0 | 0 | Wind | 0 | 0 | 0 | 0 | 0 | 0 | Wind | 0 | 0 | 6 | 6 | 6 | 6 | Wind | 41 | 57 | 62 | 67 | 67 | 67
Water | 555 | 555 | 555 | 555 | 555 | 555 | Water | 0 | 0 | 0 | 0 | 0 | 0 | Water | 33 | 34 | 34 | 34 | 34 | 34 | Water | 80 | 80 | 80 | 80 | 80 | 80 | Water | 418 | 418 | 418 | 418 | 418 | 418 | Water | 24 | 24 | 24 | 24 | 24 | 24
Other | 184 | 184 | 184 | 184 | 184 | 184 | Other | 171 | 171 | 171 | 171 | 171 | 171 | Other | 7 | 7 | 7 | 7 | 7 | 7 | Other | 0 | 0 | 0 | 0 | 0 | 0 | Other | 6 | 6 | 6 | 6 | 6 | 6 | Other | 0 | 0 | 0 | 0 | 0 | 0
Diesel | 38 | 38 | 38 | 38 | 38 | 38 | Diesel | 0 | 0 | 0 | 0 | 0 | 0 | Diesel | 24 | 24 | 24 | 24 | 24 | 24 | Diesel | 0 | 0 | 0 | 0 | 0 | 0 | Diesel | 14 | 14 | 14 | 14 | 14 | 14 | Diesel | 0 | 0 | 0 | 0 | 0 | 0
Total | 74589 | 75482 | 75493 | 77248 | 77183 | 77540 | Total | 14526 | 14526 | 14526 | 14526 | 14526 | 14526 | Total | 26045 | 26911 | 26911 | 28661 | 28661 | 28661 | Total | 5682 | 5682 | 5682 | 5682 | 5682 | 5682 | Total | 23000 | 23000 | 23006 | 23006 | 22941 | 23298 | Total | 5336 | 5364 | 5369 | 5374 | 5374 | 5374
| In Percentages | [6 empty] | In Percentages | [6 empty] | In Percentages | [6 empty] | In Percentages | [6 empty] | In Percentages | [6 empty] | In Percentages
Fuel Type | 2005 | 2006 | 2007 | 2008 | 2009 | 2010 | Fuel Type | 2005 | 2006 | 2007 | 2008 | 2009 | 2010 | Fuel Type | 2005 | 2006 | 2007 | 2008 | 2009 | 2010 | Fuel Type | 2005 | 2006 | 2007 | 2008 | 2009 | 2010 | Fuel Type | 2005 | 2006 | 2007 | 2008 | 2009 | 2010 | Fuel Type | 2005 | 2006 | 2007 | 2008 | 2009 | 2010
Natural Gas | 72.22% | 72.53% | 72.52% | 73.14% | 73.12% | 72.27% | Natural Gas | 81.79% | 81.79% | 81.79% | 81.79% | 81.79% | 81.79% | Natural Gas | 68.06% | 69.08% | 69.08% | 70.97% | 70.97% | 70.97% | Natural Gas | 66.02% | 66.02% | 66.02% | 66.02% | 66.02% | 66.02% | Natural Gas | 69.18% | 69.18% | 69.16% | 69.16% | 69.08% | 66.33% | Natural Gas | 86.23% | 86% | 85.92% | 85.84% | 85.84% | 85.84%
Coal | 20.21% | 19.97% | 19.97% | 19.51% | 19.53% | 20.41% | Coal | 17.03% | 17.03% | 17.03% | 17.03% | 17.03% | 17.03% | Coal | 22.92% | 22.18% | 22.18% | 20.83% | 20.83% | 20.83% | Coal | 32.58% | 32.58% | 32.58% | 32.58% | 32.58% | 32.58% | Coal | 17.87% | 17.87% | 17.86% | 17.86% | 17.91% | 20.86% | Coal | 12.56% | 12.49% | 12.48% | 12.47% | 12.47% | 12.47%
Nuclear | 6.47% | 6.394% | 6.393% | 6.247% | 6.253% | 6.224% | Nuclear | 0% | 0% | 0% | 0% | 0% | 0% | Nuclear | 8.773% | 8.491% | 8.491% | 7.973% | 7.973% | 7.973% | Nuclear | 0% | 0% | 0% | 0% | 0% | 0% | Nuclear | 11.05% | 11.05% | 11.04% | 11.04% | 11.08% | 10.91% | Nuclear | 0% | 0% | 0% | 0% | 0% | 0%
Wind | 0.05497% | 0.07551% | 0.09007% | 0.0945% | 0.09458% | 0.09414% | Wind | 0% | 0% | 0% | 0% | 0% | 0% | Wind | 0% | 0% | 0% | 0% | 0% | 0% | Wind | 0% | 0% | 0% | 0% | 0% | 0% | Wind | 0% | 0% | 0.02608% | 0.02608% | 0.02615% | 0.02575% | Wind | 0.7684% | 1.063% | 1.155% | 1.247% | 1.247% | 1.247%
Water | 0.7441% | 0.7353% | 0.7352% | 0.7185% | 0.7191% | 0.7158% | Water | 0% | 0% | 0% | 0% | 0% | 0% | Water | 0.1267% | 0.1263% | 0.1263% | 0.1186% | 0.1186% | 0.1186% | Water | 1.408% | 1.408% | 1.408% | 1.408% | 1.408% | 1.408% | Water | 1.817% | 1.817% | 1.817% | 1.817% | 1.822% | 1.794% | Water | 0.4498% | 0.4474% | 0.447% | 0.4466% | 0.4466% | 0.4466%
Other | 0.2467% | 0.2438% | 0.2437% | 0.2382% | 0.2384% | 0.2373% | Other | 1.177% | 1.177% | 1.177% | 1.177% | 1.177% | 1.177% | Other | 0.02688% | 0.02601% | 0.02601% | 0.02442% | 0.02442% | 0.02442% | Other | 0% | 0% | 0% | 0% | 0% | 0% | Other | 0.02609% | 0.02609% | 0.02608% | 0.02608% | 0.02615% | 0.02575% | Other | 0% | 0% | 0% | 0% | 0% | 0%
Diesel | 0.05095% | 0.05034% | 0.05034% | 0.04919% | 0.04923% | 0.04901% | Diesel | 0% | 0% | 0% | 0% | 0% | 0% | Diesel | 0.09215% | 0.08918% | 0.08918% | 0.08374% | 0.08374% | 0.08374% | Diesel | 0% | 0% | 0% | 0% | 0% | 0% | Diesel | 0.06087% | 0.06087% | 0.06085% | 0.06085% | 0.06103% | 0.06009% | Diesel | 0% | 0% | 0% | 0% | 0% | 0%
Summer Fuel Types - ERCOT | [6 empty] | Summer Fuel Types - Houston Zone | [6 empty] | Summer Fuel Types - North Zone | [6 empty] | Summer Fuel Types - Northeast Zone | [6 empty] | Summer Fuel Types - South Zone | [6 empty] | Summer Fuel Types - West Zone
Natural Gas | 72.22% | [5 empty] | Natural Gas | 81.79% | [5 empty] | Natural Gas | 68.06% | [5 empty] | Natural Gas | 66.02% | [5 empty] | Natural Gas | 69.18% | [5 empty] | Natural Gas | 86.23%
Wind | 0.05497% | [5 empty] | Wind | 0% | [5 empty] | Wind | 0 | [5 empty] | Wind | 0 | [5 empty] | Wind | 0 | [5 empty] | Wind | 0.0076837
Coal | 20.21% | [5 empty] | Coal | 17.03% | [5 empty] | Coal | 22.92% | [5 empty] | Coal | 32.58% | [5 empty] | Coal | 17.87% | [5 empty] | Coal | 12.56%
Water | 0.7441% | [5 empty] | Water | 0% | [5 empty] | Water | 0.1267% | [5 empty] | Water | 1.408% | [5 empty] | Water | 1.817% | [5 empty] | Water | 0.4498%
Other | 0.2467% | [5 empty] | Other | 1.177% | [5 empty] | Other | 0.02688% | [5 empty] | Other | 0% | [5 empty] | Other | 0.02609% | [5 empty] | Other | 0%
Nuclear | 6.47% | [5 empty] | Nuclear | 0% | [5 empty] | Nuclear | 8.773% | [5 empty] | Nuclear | 0% | [5 empty] | Nuclear | 11.05% | [5 empty] | Nuclear | 0%
Diesel | 0.05095% | [5 empty] | Diesel | 0% | [5 empty] | Diesel | 0.09215% | [5 empty] | Diesel | 0% | [5 empty] | Diesel | 0.06087% | [5 empty] | Diesel | 0%
| 100% | [6 empty] | 100% | [6 empty] | 1 | [6 empty] | 1 | [6 empty] | 1

## WinterFuelTypes
Winter Fuel Types - ERCOT | [8 empty] | Winter Fuel Types - Houston Zone | [6 empty] | Winter Fuel Types - North Zone | [6 empty] | Winter Fuel Types - Northeast Zone | [6 empty] | Winter Fuel Types - South Zone | [6 empty] | Winter Fuel Types - West Zone
Fuel type is based on the primary fuel. The total capactities of the mothballed units are included. Capacities of the wind units are included at 2.9%. The amounts available for the grid according to information from the owners of the private network (self-serve) units and the distributed generation units that have registered with ERCOT are included. Asynchronous ties are not included. | [8 empty] | Fuel type is based on the primary fuel. The total capactities of the mothballed units are included. Capacities of the wind units are included at 2.9%. The amounts available for the grid according to information from the owners of the private network (self-serve) units and the distributed generation units that have registered with ERCOT are included. Asynchronous ties are not included. | [6 empty] | Fuel type is based on the primary fuel. The total capactities of the mothballed units are included. Capacities of the wind units are included at 2.9%. The amounts available for the grid according to information from the owners of the private network (self-serve) units and the distributed generation units that have registered with ERCOT are included. Asynchronous ties are not included. | [6 empty] | Fuel type is based on the primary fuel. The total capactities of the mothballed units are included. Capacities of the wind units are included at 2.9%. The amounts available for the grid according to information from the owners of the private network (self-serve) units and the distributed generation units that have registered with ERCOT are included. Asynchronous ties are not included. | [6 empty] | Fuel type is based on the primary fuel. The total capactities of the mothballed units are included. Capacities of the wind units are included at 2.9%. The amounts available for the grid according to information from the owners of the private network (self-serve) units and the distributed generation units that have registered with ERCOT are included. Asynchronous ties are not included. | [6 empty] | Fuel type is based on the primary fuel. The total capactities of the mothballed units are included. Capacities of the wind units are included at 2.9%. The amounts available for the grid according to information from the owners of the private network (self-serve) units and the distributed generation units that have registered with ERCOT are included. Asynchronous ties are not included.
| In MW | [8 empty] | In MW | [6 empty] | In MW | [6 empty] | In MW | [6 empty] | In MW | [6 empty] | In MW
Fuel Type | 2006 | 2007 | 2008 | 2009 | 2010 | 2011 |  |  | Fuel Type | 2006 | 2007 | 2008 | 2009 | 2010 | 2011 | Fuel Type | 2006 | 2007 | 2008 | 2009 | 2010 | 2011 | Fuel Type | 2006 | 2007 | 2008 | 2009 | 2010 | 2011 | Fuel Type | 2006 | 2007 | 2008 | 2009 | 2010 | 2011 | Fuel Type | 2006 | 2007 | 2008 | 2009 | 2010 | 2011
Natural Gas | 57500 | 57677 | 57677 | 59362 | 58965 | 58965 |  |  | Natural Gas | 13060 | 13060 | 13060 | 13060 | 13060 | 13060 | Natural Gas | 19491 | 19656 | 19656 | 21406 | 21406 | 21406 | Natural Gas | 3728 | 3728 | 3728 | 3728 | 3728 | 3728 | Natural Gas | 16429 | 16429 | 16429 | 16364 | 15967 | 15967 | Natural Gas | 4793 | 4805 | 4805 | 4805 | 4805 | 4805
Coal | 15369 | 15369 | 15369 | 15369 | 16119 | 16119 |  |  | Coal | 2557 | 2557 | 2557 | 2557 | 2557 | 2557 | Coal | 5973 | 5973 | 5973 | 5973 | 5973 | 5973 | Coal | 1951 | 1951 | 1951 | 1951 | 1951 | 1951 | Coal | 4198 | 4198 | 4198 | 4198 | 4948 | 4948 | Coal | 690 | 690 | 690 | 690 | 690 | 690
Nuclear | 4878 | 4878 | 4878 | 4878 | 4878 | 4878 | 4878 | 4878 | Nuclear | 0 | 0 | 0 | 0 | 0 | 0 | Nuclear | 2328 | 2328 | 2328 | 2328 | 2328 | 2328 | Nuclear | 0 | 0 | 0 | 0 | 0 | 0 | Nuclear | 2550 | 2550 | 2550 | 2550 | 2550 | 2550 | Nuclear | 0 | 0 | 0 | 0 | 0 | 0
Wind | 47 | 68 | 73 | 73 | 73 | 73 |  |  | Wind | 0 | 0 | 0 | 0 | 0 | 0 | Wind | 0 | 0 | 0 | 0 | 0 | 0 | Wind | 0 | 0 | 0 | 0 | 0 | 0 | Wind | 0 | 6 | 6 | 6 | 6 | 6 | Wind | 47 | 62 | 67 | 67 | 67 | 67
Water | 555 | 555 | 555 | 555 | 555 | 555 | 555 | 555 | Water | 0 | 0 | 0 | 0 | 0 | 0 | Water | 33 | 33 | 33 | 33 | 33 | 33 | Water | 80 | 80 | 80 | 80 | 80 | 80 | Water | 419 | 419 | 419 | 419 | 419 | 419 | Water | 24 | 24 | 24 | 24 | 24 | 24
Other | 188 | 188 | 188 | 188 | 188 | 188 |  |  | Other | 174 | 174 | 174 | 174 | 174 | 174 | Other | 8 | 8 | 8 | 8 | 8 | 8 | Other | 0 | 0 | 0 | 0 | 0 | 0 | Other | 6 | 6 | 6 | 6 | 6 | 6 | Other | 0 | 0 | 0 | 0 | 0 | 0
Diesel | 38 | 38 | 38 | 38 | 38 | 38 |  |  | Diesel | 0 | 0 | 0 | 0 | 0 | 0 | Diesel | 24 | 24 | 24 | 24 | 24 | 24 | Diesel | 0 | 0 | 0 | 0 | 0 | 0 | Diesel | 14 | 14 | 14 | 14 | 14 | 14 | Diesel | 0 | 0 | 0 | 0 | 0 | 0
Total | 78575 | 78773 | 78778 | 80463 | 80816 | 80816 |  |  | Total | 15791 | 15791 | 15791 | 15791 | 15791 | 15791 | Total | 27857 | 28022 | 28022 | 29772 | 29772 | 29772 | Total | 5759 | 5759 | 5759 | 5759 | 5759 | 5759 | Total | 23616 | 23622 | 23622 | 23557 | 23910 | 23910 | Total | 5554 | 5581 | 5586 | 5586 | 5586 | 5586
| In Percentages | [8 empty] | In Percentages | [6 empty] | In Percentages | [6 empty] | In Percentages | [6 empty] | In Percentages | [6 empty] | In Percentages
Fuel Type | 2006 | 2007 | 2008 | 2009 | 2010 | 2011 |  |  | Fuel Type | 2006 | 2007 | 2008 | 2009 | 2010 | 2011 | Fuel Type | 2006 | 2007 | 2008 | 2009 | 2010 | 2011 | Fuel Type | 2006 | 2007 | 2008 | 2009 | 2010 | 2011 | Fuel Type | 2006 | 2007 | 2008 | 2009 | 2010 | 2011 | Fuel Type | 2006 | 2007 | 2008 | 2009 | 2010 | 2011
Natural Gas | 73.18% | 73.22% | 73.21% | 73.78% | 72.96% | 72.96% |  |  | Natural Gas | 82.71% | 82.71% | 82.71% | 82.71% | 82.71% | 82.71% | Natural Gas | 69.97% | 70.14% | 70.14% | 71.9% | 71.9% | 71.9% | Natural Gas | 64.73% | 64.73% | 64.73% | 64.73% | 64.73% | 64.73% | Natural Gas | 69.57% | 69.55% | 69.55% | 69.47% | 66.78% | 66.78% | Natural Gas | 86.3% | 86.1% | 86.02% | 86.02% | 86.02% | 86.02%
Coal | 19.56% | 19.51% | 19.51% | 19.1% | 19.95% | 19.95% |  |  | Coal | 16.19% | 16.19% | 16.19% | 16.19% | 16.19% | 16.19% | Coal | 21.44% | 21.32% | 21.32% | 20.06% | 20.06% | 20.06% | Coal | 33.88% | 33.88% | 33.88% | 33.88% | 33.88% | 33.88% | Coal | 17.78% | 17.77% | 17.77% | 17.82% | 20.69% | 20.69% | Coal | 12.42% | 12.36% | 12.35% | 12.35% | 12.35% | 12.35%
Nuclear | 6.208% | 6.192% | 6.192% | 6.062% | 6.036% | 6.036% |  |  | Nuclear | 0% | 0% | 0% | 0% | 0% | 0% | Nuclear | 8.357% | 8.308% | 8.308% | 7.819% | 7.819% | 7.819% | Nuclear | 0% | 0% | 0% | 0% | 0% | 0% | Nuclear | 10.8% | 10.8% | 10.8% | 10.82% | 10.66% | 10.66% | Nuclear | 0% | 0% | 0% | 0% | 0% | 0%
Wind | 0.05982% | 0.08632% | 0.09267% | 0.09072% | 0.09033% | 0.09033% |  |  | Wind | 0% | 0% | 0% | 0% | 0% | 0% | Wind | 0% | 0% | 0% | 0% | 0% | 0% | Wind | 0% | 0% | 0% | 0% | 0% | 0% | Wind | 0% | 0.0254% | 0.0254% | 0.02547% | 0.02509% | 0.02509% | Wind | 0.8462% | 1.111% | 1.199% | 1.199% | 1.199% | 1.199%
Water | 0.7063% | 0.7046% | 0.7045% | 0.6898% | 0.6867% | 0.6867% |  |  | Water | 0% | 0% | 0% | 0% | 0% | 0% | Water | 0.1185% | 0.1178% | 0.1178% | 0.1108% | 0.1108% | 0.1108% | Water | 1.389% | 1.389% | 1.389% | 1.389% | 1.389% | 1.389% | Water | 1.774% | 1.774% | 1.774% | 1.779% | 1.752% | 1.752% | Water | 0.4321% | 0.43% | 0.4296% | 0.4296% | 0.4296% | 0.4296%
Other | 0.2393% | 0.2387% | 0.2386% | 0.2336% | 0.2326% | 0.2326% |  |  | Other | 1.102% | 1.102% | 1.102% | 1.102% | 1.102% | 1.102% | Other | 0.02872% | 0.02855% | 0.02855% | 0.02687% | 0.02687% | 0.02687% | Other | 0% | 0% | 0% | 0% | 0% | 0% | Other | 0.02541% | 0.0254% | 0.0254% | 0.02547% | 0.02509% | 0.02509% | Other | 0% | 0% | 0% | 0% | 0% | 0%
Diesel | 0.04836% | 0.04824% | 0.04824% | 0.04723% | 0.04702% | 0.04702% |  |  | Diesel | 0% | 0% | 0% | 0% | 0% | 0% | Diesel | 0.08615% | 0.08565% | 0.08565% | 0.08061% | 0.08061% | 0.08061% | Diesel | 0% | 0% | 0% | 0% | 0% | 0% | Diesel | 0.05928% | 0.05927% | 0.05927% | 0.05943% | 0.05855% | 0.05855% | Diesel | 0% | 0% | 0% | 0% | 0% | 0%
Winter Fuel Types - ERCOT | [8 empty] | Winter Fuel Types - Houston Zone | [6 empty] | Winter Fuel Types - North Zone | [6 empty] | Winter Fuel Types - Northeast Zone | [6 empty] | Winter Fuel Types - South Zone | [6 empty] | Winter Fuel Types - West Zone
Natural Gas | 73.18% | [7 empty] | Natural Gas | 82.71% | [5 empty] | Natural Gas | 69.97% | [5 empty] | Natural Gas | 64.73% | [5 empty] | Natural Gas | 69.57% | [5 empty] | Natural Gas | 86.3%
Wind | 0.05982% | [7 empty] | Wind | 0% | [5 empty] | Wind | 0% | [5 empty] | Wind | 0% | [5 empty] | Wind | 0% | [5 empty] | Wind | 0.8462%
Coal | 19.56% | [7 empty] | Coal | 16.19% | [5 empty] | Coal | 21.44% | [5 empty] | Coal | 33.88% | [5 empty] | Coal | 17.78% | [5 empty] | Coal | 12.42%
Water | 0.7063% | [7 empty] | Water | 0% | [5 empty] | Water | 0.1185% | [5 empty] | Water | 1.389% | [5 empty] | Water | 1.774% | [5 empty] | Water | 0.4321%
Other | 0.2393% | [7 empty] | Other | 1.102% | [5 empty] | Other | 0.02872% | [5 empty] | Other | 0% | [5 empty] | Other | 0.02541% | [5 empty] | Other | 0%
Nuclear | 6.208% | [7 empty] | Nuclear | 0% | [5 empty] | Nuclear | 8.357% | [5 empty] | Nuclear | 0% | [5 empty] | Nuclear | 10.8% | [5 empty] | Nuclear | 0%
Diesel | 0.04836% | [7 empty] | Diesel | 0% | [5 empty] | Diesel | 0.08615% | [5 empty] | Diesel | 0% | [5 empty] | Diesel | 0.05928% | [5 empty] | Diesel | 0%
| 100% | [8 empty] | 100% | [6 empty] | 100% | [6 empty] | 100% | [6 empty] | 100% | [6 empty] | 100%

## CMZones
Congestion Zone Information |  |  |  |  | Congestion Zone Information | Congestion Zone Information | Congestion Zone Information
[10 empty] | 2004 Resources, MW | 2004 Actual Coincident Demand, MW |  |  | 2005 Resources, MW | 2005 Forecasted Non-coincident Demand, MW
Forecasted load is the non-coincident peaks from the Annual Load Data Requests (ALDR). Forecasted ERCOT system peaks are shown for comparison. Neither forecast includes self-serve load. | [7 empty] | Summer | Houston | 15560 | 15822 | Summer | Houston | 14600 | 20708
[9 empty] | North | 26076 | 22818 |  | North | 24770 | 26006
The capacities for mothballed units are not included in the resources. Capacities of wind generation are at 2.9%; asynchronous ties are shown at 50% of their capacities; and switchable units that are available to ERCOT are included. The values include the amount available for the grid according information from the owners of the private network (self-serve) units and the distributed generation units that have registered with ERCOT. | [8 empty] | Northeast | 5846 | 1447 |  | Northeast | 4723 | 1517
Summer | [8 empty] | South | 20127 | 14830 |  | South | 20908 | 17415
Zone | 2004 Resources, MW | 2004 Actual Coincident Demand, MW | 2005 Resources, MW | 2005 Forecasted Non-coincident Demand, MW |  |  |  |  | West | 5075 | 3614 |  | West | 4379 | 4279
Houston | 15560 | 15822 | 14600 | 20708
North | 26076 | 22818 | 24770 | 26006
Northeast | 5846 | 1447 | 4723 | 1517 | [5 empty] | 2005 Resources, MW | 2005 Actual Coincident Demand, MW |  |  | 2006 Resources, MW | 2006 Forecasted Non-coincident Demand, MW
South | 20127 | 14830 | 20908 | 17415 |  |  |  | Winter | Houston | 17140 | 10051 |  | Houston | 15876 | 16052
West | 5075 | 3614 | 4379 | 4279 |  |  |  |  | North | 27194 | 18554 |  | North | 26369 | 21856
Total | 72684 | 58531 | 69380 | 69925 |  |  |  |  | Northeast | 5903 | 1202 |  | Northeast | 4749 | 1349
ERCOT System Peak |  |  |  | 60475 |  |  |  |  | South | 20747 | 11057 |  | South | 21486 | 14494
[9 empty] | West | 5183 | 3146 |  | West | 4599 | 3626
Winter
Zone | 2005 Resources, MW | 2005 Actual Coincident Demand, MW | 2006 Resources, MW | 2006 Forecasted Non-coincident Demand, MW
Houston | 17140 | 10051 | 15876 | 16052
North | 27194 | 18554 | 26369 | 21856
Northeast | 5903 | 1202 | 4749 | 1349
South | 20747 | 11057 | 21486 | 14494
West | 5183 | 3146 | 4599 | 3626
Total | 76167 | 44010 | 73079 | 57377
ERCOT System Peak |  |  |  | 41672

## SummerCoincidentDemandbyCounty
Summer Coincident Demand by County
The demands shown were estimated by using the forecasted non-coincident loads from the ALDRs to determine a proportion of the total for each county for each year and then applying those proportions to the forecasted ERCOT peak demand.
Summer Coincident Demand, MW
County | 2005 | 2006 | 2007 | 2008 | 2009 | 2010
ANDERSON | 146.0924 | 146.7 | 147.6253 | 148.9411 | 149.8191 | 151.636
ANDREWS | 143.0578 | 142.4564 | 142.3212 | 142.4258 | 142.0319 | 142.4222
ANGELINA | 331.5541 | 331.7255 | 332.6168 | 334.0552 | 334.3044 | 336.3984
ARANSAS | 60.8566 | 61.6634 | 62.6531 | 63.735 | 64.5789 | 65.7666
ARCHER | 28.1791 | 28.4433 | 28.7938 | 29.1881 | 29.4747 | 29.9195
ATASCOSA | 75.4362 | 76.4313 | 77.6649 | 79.0315 | 80.1215 | 81.6571
AUSTIN | 86.2699 | 89.3527 | 90.0798 | 90.9847 | 91.5967 | 92.7413
BANDERA | 54.5103 | 56.7175 | 59.2133 | 61.9282 | 64.5497 | 67.6603
BASTROP | 171.8622 | 182.3105 | 189.4971 | 200.384 | 207.2357 | 215.234
BAYLOR | 15.9273 | 15.8944 | 15.913 | 16.0517 | 16.0438 | 16.1267
BEE | 62.3204 | 62.2773 | 62.1705 | 62.4428 | 62.4994 | 62.9043
BELL | 797.0274 | 799.2311 | 816.4758 | 833.515 | 848.6857 | 858.4338
BEXAR | 4312.0857 | 4448.6667 | 4523.2377 | 4608.8662 | 4641.8013 | 4746.2619
BLANCO | 27.6113 | 28.3411 | 29.1863 | 30.1089 | 30.9529 | 31.9986
BORDEN | 1.7381 | 1.7767 | 1.7883 | 1.8088 | 1.798 | 1.8185
BOSQUE | 51.2399 | 51.8508 | 52.6444 | 53.4198 | 54.1417 | 55.1818
BRAZORIA | 1386.827 | 1413.7799 | 1425.3726 | 1436.0618 | 1444.5242 | 1466.8977
BRAZOS | 428.6101 | 440.8732 | 448.7159 | 454.9607 | 467.9339 | 483.6619
BREWSTER | 25.1646 | 25.4065 | 25.7626 | 26.2096 | 26.5836 | 27.088
BROOKS | 18.1308 | 18.2113 | 18.3487 | 18.515 | 18.6142 | 18.8144
BROWN | 114.3584 | 114.4174 | 114.8844 | 112.4598 | 112.6165 | 113.4164
BURLESON | 26.676 | 27.2519 | 27.9218 | 28.6299 | 29.2287 | 29.9883
BURNET | 126.6861 | 132.9002 | 137.3797 | 142.2776 | 146.8568 | 152.4459
CALDWELL | 96.4114 | 98.5402 | 101.0694 | 103.7677 | 106.0984 | 109.1808
CALHOUN | 221.7215 | 223.3933 | 227.0478 | 227.8502 | 230.5653 | 234.3624
CALLAHAN | 43.6886 | 43.1629 | 42.7636 | 42.7048 | 42.359 | 42.363
CAMERON | 688.8643 | 712.2574 | 739.3077 | 766.8798 | 793.525 | 826.7934
CHAMBERS | 225.8578 | 225.4928 | 227.2974 | 228.1726 | 228.3008 | 232.5887
CHEROKEE | 98.1504 | 101.2932 | 101.6659 | 102.2104 | 102.3939 | 103.1516
CHILDRESS | 16.1367 | 15.8609 | 15.6821 | 15.5823 | 15.4567 | 15.4221
CLAY | 27.6003 | 28.0616 | 28.5147 | 29.0101 | 29.4859 | 30.0299
COKE | 17.286 | 16.9336 | 16.7393 | 16.7042 | 16.6216 | 16.6401
COLEMAN | 37.7839 | 37.4593 | 37.2504 | 37.1471 | 36.9572 | 36.9958
COLLIN | 2140.7501 | 2151.9722 | 2224.9748 | 2278.1759 | 2329.8276 | 2399.5974
COLORADO | 84.4102 | 85.1183 | 86.1965 | 87.3722 | 88.287 | 89.7966
COMAL | 283.8188 | 291.7015 | 307.7133 | 318.3349 | 328.7221 | 341.5301
COMANCHE | 50.5294 | 51.274 | 52.3094 | 52.8315 | 53.7334 | 54.9772
CONCHO | 13.0052 | 12.9437 | 12.9501 | 12.982 | 12.9744 | 13.053
COOKE | 119.602 | 121.3821 | 120.8514 | 122.9495 | 124.6194 | 126.7787
CORYELL | 93.8934 | 95.6937 | 97.8209 | 100.1832 | 100.4466 | 114.579
COTTLE | 4.6365 | 4.5603 | 4.509 | 4.476 | 4.4335 | 4.4167
CRANE | 80.6798 | 76.0632 | 76.0066 | 76.6774 | 77.0414 | 77.8065
CROCKETT | 34.8462 | 34.515 | 34.4015 | 34.6238 | 34.75 | 35.047
CROSBY | 2.4686 | 2.4427 | 2.4249 | 2.4115 | 2.3898 | 2.3816
CULBERSON | 5.1201 | 5.1115 | 5.1193 | 5.1356 | 5.1337 | 5.1601
DALLAS | 7720.144 | 7832.6657 | 7942.3053 | 8088.0166 | 8169.3268 | 8293.4961
DAWSON | 74.3317 | 74.9051 | 75.1777 | 75.6743 | 75.3962 | 76.0689
DELTA | 10.307 | 10.3994 | 10.4613 | 10.5776 | 10.6233 | 10.6685
DENTON | 1245.9617 | 1257.3309 | 1273.6592 | 1342.704 | 1371.361 | 1406.4479
DEWITT | 72.0084 | 73.0226 | 74.3125 | 75.7639 | 76.9901 | 78.6896
DICKENS | 9.2071 | 9.0892 | 9.0175 | 8.9798 | 8.9213 | 8.914
DIMMIT | 19.6102 | 19.8469 | 20.1392 | 20.4559 | 20.693 | 21.0358
DUVAL | 42.3153 | 41.0578 | 41.2821 | 41.5737 | 41.7171 | 42.0887
EASTLAND | 69.6038 | 69.6739 | 69.7621 | 70.3355 | 70.4582 | 70.9814
ECTOR | 456.6255 | 454.9953 | 454.6243 | 451.6242 | 450.4561 | 451.7737
EDWARDS | 9.646 | 9.6875 | 9.7634 | 9.8591 | 9.9236 | 10.0465
ELLIS | 810.5556 | 831.5602 | 834.5578 | 846.9552 | 856.7521 | 871.0335
ERATH | 109.6717 | 111.9488 | 113.8498 | 116.8334 | 118.649 | 121.3118
FALLS | 59.2849 | 59.418 | 59.4612 | 59.6078 | 59.5469 | 59.7994
FANNIN | 80.7803 | 82.9458 | 82.6996 | 84.554 | 90.2301 | 91.4653
FAYETTE | 87.2939 | 88.415 | 90.0189 | 92.2818 | 93.8465 | 95.9507
FISHER | 31.3389 | 31.1187 | 31.0875 | 31.2777 | 31.3824 | 31.6585
FOARD | 3.7843 | 3.7023 | 3.6432 | 3.6017 | 3.5543 | 3.528
FORT BEND | 1004.3046 | 1072.081 | 1120.8196 | 1141.0918 | 1150.04 | 1165.7945
FRANKLIN | 0.19383 | 0.1938 | 0.19432 | 0.19518 | 0.19536 | 0.19663
FREESTONE | 71.0685 | 71.6453 | 69.2539 | 69.8744 | 70.3284 | 71.0099
FRIO | 33.8716 | 34.6048 | 35.439 | 36.3256 | 37.0763 | 38.0249
GALVESTON | 906.8106 | 986.8489 | 998.5702 | 1006.096 | 1010.049 | 1019.7857
GILLESPIE | 65.1173 | 66.627 | 68.3494 | 70.1926 | 71.7917 | 73.7957
GLASSCOCK | 14.9033 | 14.9726 | 15.0885 | 15.2282 | 15.3127 | 15.4802
GOLIAD | 19.4803 | 19.6562 | 19.8954 | 20.1697 | 20.3743 | 20.6929
GONZALES | 61.7883 | 63.1688 | 64.8068 | 66.6136 | 68.2442 | 70.3145
GRAYSON | 449.696 | 462.5591 | 473.1842 | 483.6592 | 493.3972 | 507.3748
GRIMES | 19.2536 | 20.0044 | 20.8769 | 21.8464 | 22.8053 | 23.9647
GUADALUPE | 295.1992 | 295.8133 | 303.6699 | 312.5169 | 320.7019 | 331.1314
HALL | 6.1369 | 6.185 | 6.2768 | 6.2405 | 6.3822 | 6.298
HAMILTON | 20.5684 | 20.6371 | 20.7758 | 20.9537 | 21.0602 | 21.2863
HARDEMAN | 20.817 | 20.7153 | 20.7283 | 20.8339 | 20.897 | 21.0759
HARRIS | 11957.2224 | 12688.3768 | 12815.4843 | 12974.9514 | 13073.1877 | 13075.8625
HASKELL | 32.1957 | 31.5756 | 31.1765 | 30.9216 | 30.6081 | 30.4917
HAYS | 338.2158 | 358.9161 | 379.2776 | 395.6913 | 420.5142 | 439.9753
HENDERSON | 171.7269 | 172.5577 | 163.0127 | 164.4005 | 176.2011 | 178.2248
HIDALGO | 1050.9025 | 1111.065 | 1160.1405 | 1214.3137 | 1272.3193 | 1338.9252
HILL | 100.7709 | 102.3374 | 104.3825 | 106.5799 | 108.4739 | 110.9522
HOOD | 154.537 | 149.6109 | 144.3626 | 149.0696 | 144.3482 | 149.4826
HOPKINS | 101.1741 | 101.7654 | 106.4743 | 107.8842 | 104.6256 | 106.0106
HOUSTON | 39.3684 | 39.2784 | 39.3169 | 39.4206 | 39.3852 | 39.5664
HOWARD | 116.3096 | 115.9446 | 115.9118 | 116.1628 | 115.695 | 116.2646
HUNT | 253.2899 | 255.7333 | 249.1752 | 252.5249 | 264.4373 | 268.2515
IRION | 12.1777 | 12.0263 | 12.0023 | 11.9553 | 11.8912 | 11.9032
JACK | 23.5134 | 21.9216 | 22.2232 | 22.5585 | 22.8113 | 23.1863
JACKSON | 40.6942 | 40.343 | 39.0003 | 39.3155 | 39.4986 | 39.9062
JEFF DAVIS | 10.1022 | 10.0604 | 10.0757 | 10.1388 | 10.1827 | 10.2827
JIM HOGG | 4.1391 | 4.141 | 4.1569 | 4.1805 | 4.19 | 4.2234
JIM WELLS | 89.1399 | 88.4051 | 89.7191 | 91.1764 | 92.3043 | 93.935
JOHNSON | 336.1595 | 345.6887 | 347.898 | 351.6118 | 356.4336 | 368.7064
JONES | 56.9698 | 55.9708 | 55.245 | 54.8483 | 54.2488 | 54.0161
KARNES | 27.8755 | 27.8326 | 28.7777 | 28.8665 | 28.854 | 29.0006
KAUFMAN | 286.4712 | 302.4777 | 340.4504 | 373.648 | 365.0322 | 376.0862
KENDALL | 77.3965 | 80.631 | 85.2355 | 90.2481 | 95.2167 | 101.0138
KENEDY | 1.0231 | 1.0214 | 1.023 | 1.0271 | 1.0267 | 1.0329
KENT | 50.9299 | 50.425 | 50.0517 | 49.7742 | 49.331 | 49.1645
KERR | 135.5065 | 137.6552 | 140.295 | 143.2091 | 145.6689 | 148.9944
KIMBLE | 17.5594 | 17.4861 | 17.4971 | 17.5678 | 17.5966 | 17.7254
KING | 9.9962 | 9.9499 | 9.9021 | 9.8728 | 9.811 | 9.8031
KINNEY | 7.1225 | 7.1099 | 7.1716 | 7.2353 | 7.2946 | 7.4085
KLEBERG | 114.1125 | 115.0554 | 115.762 | 116.6389 | 117.033 | 118.0295
KNOX | 22.2278 | 21.9006 | 21.6914 | 21.571 | 21.4059 | 21.3652
LA SALLE | 15.2279 | 15.5519 | 15.9223 | 16.3163 | 16.6493 | 17.0714
LAMAR | 166.7933 | 169.953 | 172.4125 | 175.1099 | 177.4479 | 180.138
LAMPASAS | 51.7702 | 54.2006 | 55.5759 | 57.0748 | 58.3998 | 60.0755
LAVACA | 38.093 | 38.779 | 39.6138 | 40.5162 | 41.3439 | 42.4088
LEE | 36.7425 | 37.2577 | 37.8936 | 38.592 | 39.1554 | 39.9362
LEON | 160.2697 | 160.566 | 161.4435 | 162.6569 | 163.3691 | 165.0736
LIMESTONE | 60.3336 | 61.3404 | 62.1017 | 63.0232 | 63.784 | 64.9639
LIVE OAK | 74.1388 | 75.2881 | 76.8767 | 78.3402 | 79.3807 | 80.8451
LLANO | 66.6999 | 65.0668 | 66.5366 | 68.1391 | 69.5073 | 71.2777
LOVING | 5.1201 | 5.1024 | 5.1013 | 5.1088 | 5.0983 | 5.116
MADISON | 9.5902 | 9.6467 | 9.7419 | 9.8595 | 9.9497 | 10.1023
MARTIN | 29.1208 | 29.0404 | 29.1441 | 29.2059 | 29.2535 | 29.3727
MASON | 10.7185 | 10.7372 | 10.7922 | 10.8687 | 10.908 | 11.0113
MATAGORDA | 158.8077 | 161.0312 | 162.8475 | 165.0021 | 166.0288 | 167.9156
MAVERICK | 76.8973 | 82.6749 | 85.5879 | 88.6128 | 91.9908 | 96.4611
MCCULLOCH | 16.7776 | 17.0661 | 17.4348 | 17.8302 | 18.1873 | 18.6588
MCLENNAN | 712.5743 | 746.9317 | 738.3797 | 749.1532 | 760.9916 | 773.5373
MCMULLEN | 5.7007 | 5.7626 | 5.8452 | 5.9396 | 6.0153 | 6.1263
MEDINA | 188.2549 | 194.9644 | 199.9395 | 206.0909 | 226.1444 | 233.9821
MENARD | 5.8681 | 5.7599 | 5.6867 | 5.6424 | 5.5891 | 5.5673
MIDLAND | 336.0552 | 335.0052 | 334.9552 | 335.4663 | 334.7993 | 335.9775
MILAM | 72.4647 | 73.0995 | 75.9248 | 79.3084 | 80.3484 | 81.8871
MILLS | 9.3955 | 9.4314 | 9.5004 | 9.5879 | 9.6435 | 9.7556
MITCHELL | 19.6577 | 19.5412 | 19.5791 | 19.5599 | 19.5613 | 19.5818
MONTAGUE | 58.7372 | 59.6409 | 60.7497 | 61.9761 | 62.9996 | 64.3882
MONTGOMERY | 217.4315 | 239.5283 | 252.6385 | 263.9997 | 273.2684 | 284.357
MOTLEY | 6.775 | 6.8302 | 6.9231 | 7.0188 | 7.1328 | 7.2385
NACOGDOCHES | 157.5844 | 157.5462 | 157.9513 | 158.7526 | 158.984 | 160.1074
NAVARRO | 195.9041 | 197.9592 | 208.9604 | 209.3711 | 213.7196 | 216.2696
NOLAN | 59.4687 | 58.3156 | 58.2174 | 58.4743 | 58.2537 | 58.4034
NUECES | 1143.4848 | 1157.4219 | 1172.8119 | 1188.7532 | 1199.656 | 1217.1074
PALO PINTO | 82.2131 | 83.7757 | 85.6064 | 87.5865 | 85.0386 | 87.0781
PARKER | 290.8407 | 296.8653 | 304.5838 | 307.853 | 311.6691 | 320.7444
PECOS | 71.2605 | 72.4025 | 73.8976 | 75.6941 | 77.3586 | 79.5419
PRESIDIO | 10.6069 | 10.631 | 10.7107 | 10.8327 | 10.9286 | 11.0835
RAINS | 17.4588 | 17.6298 | 17.8621 | 18.1282 | 18.3357 | 18.6498
REAGAN | 14.1215 | 13.7519 | 13.4999 | 13.4472 | 13.3582 | 13.3401
REAL | 11.0623 | 11.2697 | 11.5202 | 11.7985 | 12.0413 | 12.3612
RED RIVER | 28.3711 | 28.8957 | 32.2722 | 32.4683 | 30.1989 | 30.8781
REEVES | 40.9538 | 40.8464 | 40.8888 | 41.019 | 41.0155 | 41.2355
REFUGIO | 27.9816 | 27.8439 | 27.7976 | 27.7985 | 27.7027 | 27.7602
ROBERTSON | 20.2035 | 20.7123 | 21.3028 | 21.9523 | 22.6397 | 23.4958
ROCKWALL | 233.4942 | 246.1982 | 256.6874 | 258.1045 | 274.5468 | 284.4265
RUNNELS | 35.5914 | 34.9033 | 34.4053 | 34.0722 | 33.6652 | 33.4729
RUSK | 10.9123 | 10.8789 | 10.8808 | 10.9009 | 10.8827 | 10.9244
SAN PATRICIO | 197.1036 | 198.8511 | 201.2917 | 204.027 | 205.9516 | 208.9511
SAN SABA | 12.2161 | 12.3761 | 12.5782 | 12.8077 | 12.9981 | 13.2627
SCHLEICHER | 12.1037 | 11.8478 | 11.653 | 11.5248 | 11.3772 | 11.2899
SCURRY | 211.9054 | 210.9772 | 210.9752 | 211.0622 | 210.7529 | 211.3408
SHACKELFORD | 24.1141 | 24.2057 | 24.5151 | 24.8485 | 25.0437 | 25.3763
SMITH | 627.7033 | 631.3667 | 634.0427 | 637.7522 | 639.1732 | 644.1322
SOMERVELL | 30.5133 | 30.2941 | 31.0036 | 31.7932 | 32.5012 | 33.4211
STARR | 84.5555 | 88.2673 | 92.0045 | 95.7008 | 99.2237 | 103.7324
STEPHENS | 62.8736 | 63.632 | 64.5365 | 65.5472 | 66.3049 | 67.416
STERLING | 12.0049 | 11.9047 | 11.9809 | 11.9563 | 11.9165 | 11.961
STONEWALL | 7.8978 | 7.8187 | 7.7774 | 7.7631 | 7.7292 | 7.7388
SUTTON | 15.1885 | 14.939 | 14.7723 | 14.6831 | 14.5692 | 14.5368
TARRANT | 5065.8699 | 5087.7165 | 5145.6484 | 5197.2703 | 5284.4063 | 5410.1566
TAYLOR | 389.2307 | 394.4123 | 399.0537 | 403.9083 | 407.0082 | 412.792
TERRELL | 1.4949 | 1.4941 | 1.4981 | 1.5047 | 1.5061 | 1.5159
THROCKMORTON | 8.5049 | 8.3567 | 8.2572 | 8.1941 | 8.1161 | 8.0855
TOM GREEN | 289.2736 | 290.2072 | 290.814 | 290.9729 | 290.5583 | 292.0937
TRAVIS | 2527.5213 | 2528.2333 | 2557.0606 | 2603.3171 | 2624.4376 | 2656.7641
UPTON | 18.7297 | 23.0076 | 23.2755 | 23.6324 | 23.9201 | 24.3374
UVALDE | 61.8733 | 62.4504 | 63.9506 | 65.5485 | 67.3014 | 67.9486
VAL VERDE | 95.2722 | 95.8238 | 98.1208 | 100.5383 | 103.3508 | 107.3664
VAN ZANDT | 92.1617 | 92.6003 | 93.2479 | 94.0808 | 94.6035 | 95.6748
VICTORIA | 356.6501 | 365.9641 | 372.3411 | 379.2038 | 384.4324 | 391.624
WALLER | 190.7702 | 203.4421 | 207.2157 | 211.6708 | 215.6398 | 221.092
WARD | 52.5811 | 52.9242 | 53.5441 | 54.3821 | 55.18 | 56.4642
WASHINGTON | 119.6395 | 120.8109 | 122.3514 | 120.483 | 121.6952 | 123.5663
WEBB | 407.7958 | 424.7685 | 441.009 | 456.0035 | 471.8808 | 490.1717
WHARTON | 124.2796 | 127.2031 | 128.0472 | 129.123 | 129.5111 | 130.6372
WICHITA | 461.3114 | 459.3498 | 459.0714 | 460.1007 | 459.2438 | 460.9172
WILBARGER | 47.4089 | 46.5846 | 46.0592 | 45.7893 | 45.447 | 45.3683
WILLACY | 49.8693 | 45.374 | 47.6538 | 50.033 | 52.4014 | 55.343
WILLIAMSON | 874.3489 | 937.6926 | 978.6903 | 1022.6703 | 1064.864 | 1111.6308
WILSON | 83.132 | 84.545 | 86.0852 | 88.1641 | 89.6952 | 91.7625
WINKLER | 58.3267 | 58.1698 | 58.2126 | 58.3447 | 58.2816 | 58.5317
WISE | 202.1241 | 206.999 | 219.425 | 226.9671 | 233.6466 | 241.5646
YOUNG | 62.9622 | 63.9385 | 65.1129 | 66.3966 | 67.4477 | 68.8675
ZAPATA | 25.5459 | 26.4951 | 27.5549 | 28.6935 | 29.7656 | 31.0423
ZAVALA | 28.6198 | 28.6399 | 29.0361 | 29.4714 | 29.9492 | 30.7156

## SummerLoadbyCounty
Summer Load by County
The loads shown are the non-coincident loads of the individual delivery points from the 2005 ALDRs and do not include self-serve loads. The values shown here are used in the summer import/export calculations.
Summer Load, MW
County | 2005 | 2006 | 2007 | 2008 | 2009 | 2010
ANDERSON | 159.784 | 162.1558 | 164.3708 | 166.7598 | 169.2628 | 171.9108
ANDREWS | 156.465 | 157.465 | 158.465 | 159.465 | 160.465 | 161.465
ANGELINA | 362.627 | 366.6748 | 370.3464 | 374.0201 | 377.6909 | 381.3773
ARANSAS | 66.56 | 68.16 | 69.76 | 71.36 | 72.96 | 74.56
ARCHER | 30.82 | 31.44 | 32.06 | 32.68 | 33.3 | 33.92
ATASCOSA | 82.506 | 84.4838 | 86.4746 | 88.4865 | 90.5198 | 92.5753
AUSTIN | 94.355 | 98.7665 | 100.2978 | 101.8697 | 103.4842 | 105.1415
BANDERA | 59.619 | 62.693 | 65.93 | 69.337 | 72.927 | 76.707
BASTROP | 187.969 | 201.518 | 210.9923 | 224.357 | 234.131 | 244.0122
BAYLOR | 17.42 | 17.569 | 17.718 | 17.972 | 18.126 | 18.283
BEE | 68.161 | 68.8386 | 69.2226 | 69.9132 | 70.6106 | 71.3151
BELL | 871.724 | 883.4348 | 909.0907 | 933.233 | 958.8292 | 973.2124
BEXAR | 4716.21 | 4917.36 | 5036.32 | 5160.25 | 5244.22 | 5380.87
BLANCO | 30.199 | 31.327 | 32.497 | 33.711 | 34.97 | 36.277
BORDEN | 1.901 | 1.9639 | 1.9912 | 2.0252 | 2.0314 | 2.0617
BOSQUE | 56.042 | 57.3136 | 58.6159 | 59.8107 | 61.1683 | 62.5599
BRAZORIA | 1516.799 | 1562.73 | 1587.0562 | 1607.8657 | 1631.9964 | 1663.0321
BRAZOS | 468.779 | 487.3217 | 499.6149 | 509.3902 | 528.663 | 548.3308
BREWSTER | 27.523 | 28.0833 | 28.6849 | 29.3452 | 30.0337 | 30.7099
BROOKS | 19.83 | 20.13 | 20.43 | 20.73 | 21.03 | 21.33
BROWN | 125.076 | 126.472 | 127.916 | 125.914 | 127.232 | 128.581
BURLESON | 29.176 | 30.123 | 31.089 | 32.055 | 33.022 | 33.998
BURNET | 138.559 | 146.902 | 152.963 | 159.299 | 165.916 | 172.829
CALDWELL | 105.447 | 108.922 | 112.534 | 116.182 | 119.868 | 123.779
CALHOUN | 242.501 | 246.9292 | 252.8024 | 255.1091 | 260.4884 | 265.6983
CALLAHAN | 47.783 | 47.7104 | 47.6144 | 47.8138 | 47.8564 | 48.0272
CAMERON | 753.424 | 787.2979 | 823.1693 | 858.6258 | 896.5096 | 937.3415
CHAMBERS | 247.025 | 249.2498 | 253.0803 | 255.4702 | 257.93 | 263.6874
CHEROKEE | 107.349 | 111.9651 | 113.1981 | 114.4384 | 115.6827 | 116.9437
CHILDRESS | 17.649 | 17.5319 | 17.4609 | 17.4465 | 17.4627 | 17.4841
CLAY | 30.187 | 31.018 | 31.7492 | 32.4807 | 33.3127 | 34.045
COKE | 18.906 | 18.7176 | 18.6381 | 18.7026 | 18.7787 | 18.865
COLEMAN | 41.325 | 41.4058 | 41.4758 | 41.5912 | 41.7535 | 41.9424
COLLIN | 2341.379 | 2378.6952 | 2477.3594 | 2550.7265 | 2632.1955 | 2720.4402
COLORADO | 92.321 | 94.086 | 95.974 | 97.825 | 99.745 | 101.803
COMAL | 310.418 | 322.434 | 342.618 | 356.419 | 371.384 | 387.195
COMANCHE | 55.265 | 56.676 | 58.243 | 59.152 | 60.707 | 62.328
CONCHO | 14.224 | 14.3074 | 14.419 | 14.5351 | 14.6583 | 14.7982
COOKE | 130.811 | 134.1704 | 134.5599 | 137.6587 | 140.7926 | 143.7298
CORYELL | 102.693 | 105.7756 | 108.9169 | 112.1687 | 113.4826 | 129.899
COTTLE | 5.071 | 5.0407 | 5.0204 | 5.0114 | 5.0088 | 5.0073
CRANE | 88.241 | 84.0769 | 84.6283 | 85.8508 | 87.0399 | 88.2098
CROCKETT | 38.112 | 38.1514 | 38.3038 | 38.7661 | 39.2599 | 39.733
CROSBY | 2.7 | 2.7 | 2.7 | 2.7 | 2.7 | 2.7
CULBERSON | 5.6 | 5.65 | 5.7 | 5.75 | 5.8 | 5.85
DALLAS | 8443.668 | 8657.8833 | 8843.2212 | 9055.6301 | 9229.552 | 9402.394
DAWSON | 81.298 | 82.7967 | 83.7053 | 84.7276 | 85.1812 | 86.2399
DELTA | 11.273 | 11.495 | 11.648 | 11.843 | 12.002 | 12.095
DENTON | 1362.732 | 1389.7981 | 1418.1336 | 1503.339 | 1549.3379 | 1594.4997
DEWITT | 78.757 | 80.716 | 82.742 | 84.828 | 86.982 | 89.211
DICKENS | 10.07 | 10.0468 | 10.0404 | 10.0541 | 10.0791 | 10.1059
DIMMIT | 21.448 | 21.9379 | 22.4237 | 22.9031 | 23.3785 | 23.8484
DUVAL | 46.281 | 45.3834 | 45.9648 | 46.5474 | 47.1312 | 47.7162
EASTLAND | 76.127 | 77.0145 | 77.6754 | 78.7501 | 79.6023 | 80.4721
ECTOR | 499.42 | 502.9317 | 506.1935 | 505.6545 | 508.9168 | 512.179
EDWARDS | 10.55 | 10.7082 | 10.8709 | 11.0386 | 11.2115 | 11.3898
ELLIS | 886.52 | 919.17 | 929.2238 | 948.2811 | 967.9425 | 987.4967
ERATH | 119.95 | 123.7432 | 126.7641 | 130.8108 | 134.0474 | 137.532
FALLS | 64.841 | 65.678 | 66.206 | 66.739 | 67.275 | 67.795
FANNIN | 88.351 | 91.6847 | 92.0805 | 94.6697 | 101.9403 | 103.6949
FAYETTE | 95.475 | 97.73 | 100.23 | 103.322 | 106.026 | 108.78
FISHER | 34.276 | 34.3973 | 34.6138 | 35.0196 | 35.4552 | 35.8914
FOARD | 4.139 | 4.0924 | 4.0564 | 4.0326 | 4.0156 | 3.9997
FORT BEND | 1098.427 | 1185.0311 | 1247.9571 | 1277.6068 | 1299.2936 | 1321.6693
FRANKLIN | 0.212 | 0.21422 | 0.21636 | 0.21853 | 0.22071 | 0.22292
FREESTONE | 77.729 | 79.1936 | 77.1096 | 78.2338 | 79.4557 | 80.5045
FRIO | 37.046 | 38.2506 | 39.459 | 40.6714 | 41.8881 | 43.1091
GALVESTON | 991.796 | 1090.8192 | 1111.8406 | 1126.4608 | 1141.1344 | 1156.1381
GILLESPIE | 71.22 | 73.6466 | 76.1025 | 78.5902 | 81.1089 | 83.6627
GLASSCOCK | 16.3 | 16.55 | 16.8 | 17.05 | 17.3 | 17.55
GOLIAD | 21.306 | 21.7271 | 22.1522 | 22.5827 | 23.0185 | 23.4597
GONZALES | 67.579 | 69.824 | 72.158 | 74.583 | 77.101 | 79.716
GRAYSON | 491.841 | 511.2925 | 526.8586 | 541.522 | 557.4309 | 575.2143
GRIMES | 21.058 | 22.112 | 23.245 | 24.46 | 25.765 | 27.169
GUADALUPE | 322.865 | 326.979 | 338.116 | 349.905 | 362.323 | 375.406
HALL | 6.712 | 6.8366 | 6.9888 | 6.9871 | 7.2105 | 7.1401
HAMILTON | 22.496 | 22.8113 | 23.1325 | 23.4605 | 23.7934 | 24.1324
HARDEMAN | 22.768 | 22.8978 | 23.0795 | 23.3264 | 23.609 | 23.8938
HARRIS | 13077.841 | 14025.1722 | 14269.1772 | 14527.2155 | 14769.842 | 14824.1959
HASKELL | 35.213 | 34.9023 | 34.7129 | 34.621 | 34.5805 | 34.5686
HAYS | 369.913 | 396.73 | 422.3 | 443.03 | 475.089 | 498.803
HENDERSON | 187.821 | 190.7377 | 181.5036 | 184.0686 | 199.0686 | 202.0547
HIDALGO | 1149.392 | 1228.1223 | 1291.7381 | 1359.5886 | 1437.4424 | 1517.9488
HILL | 110.215 | 113.1192 | 116.2228 | 119.3306 | 122.5517 | 125.7872
HOOD | 169.02 | 165.3733 | 160.738 | 166.9036 | 163.0819 | 169.4694
HOPKINS | 110.656 | 112.487 | 118.552 | 120.791 | 118.204 | 120.185
HOUSTON | 43.058 | 43.4167 | 43.7767 | 44.1367 | 44.4967 | 44.8567
HOWARD | 127.21 | 128.16 | 129.06 | 130.06 | 130.71 | 131.81
HUNT | 277.028 | 282.6763 | 277.4397 | 282.7358 | 298.7563 | 304.1186
IRION | 13.319 | 13.2934 | 13.3638 | 13.3856 | 13.4345 | 13.4947
JACK | 25.717 | 24.2311 | 24.7441 | 25.2573 | 25.7718 | 26.2865
JACKSON | 44.508 | 44.5934 | 43.4242 | 44.019 | 44.6248 | 45.2419
JEFF DAVIS | 11.049 | 11.1203 | 11.2186 | 11.3517 | 11.5042 | 11.6576
JIM HOGG | 4.527 | 4.5773 | 4.6284 | 4.6806 | 4.7338 | 4.7881
JIM WELLS | 97.494 | 97.7191 | 99.8962 | 102.0843 | 104.2837 | 106.4947
JOHNSON | 367.664 | 382.109 | 387.361 | 393.677 | 402.692 | 418.005
JONES | 62.309 | 61.8676 | 61.5116 | 61.4101 | 61.2892 | 61.2385
KARNES | 30.488 | 30.7649 | 32.042 | 32.32 | 32.5987 | 32.8781
KAUFMAN | 313.319 | 334.3455 | 379.0685 | 418.3495 | 412.4065 | 426.3715
KENDALL | 84.65 | 89.126 | 94.904 | 101.045 | 107.574 | 114.52
KENEDY | 1.119 | 1.129 | 1.139 | 1.15 | 1.16 | 1.171
KENT | 55.703 | 55.7376 | 55.7292 | 55.7289 | 55.7332 | 55.7381
KERR | 148.206 | 152.158 | 156.209 | 160.342 | 164.574 | 168.916
KIMBLE | 19.205 | 19.3284 | 19.4818 | 19.6695 | 19.8803 | 20.0954
KING | 10.933 | 10.9982 | 11.0253 | 11.0539 | 11.0843 | 11.1138
KINNEY | 7.79 | 7.859 | 7.9851 | 8.1009 | 8.2413 | 8.399
KLEBERG | 124.807 | 127.1771 | 128.8932 | 130.5931 | 132.2217 | 133.8108
KNOX | 24.311 | 24.2079 | 24.1519 | 24.1517 | 24.184 | 24.2219
LA SALLE | 16.655 | 17.1904 | 17.7284 | 18.2683 | 18.8101 | 19.3539
LAMAR | 182.425 | 187.8585 | 191.9697 | 196.0593 | 200.4773 | 204.2237
LAMPASAS | 56.622 | 59.911 | 61.88 | 63.903 | 65.979 | 68.108
LAVACA | 41.663 | 42.8646 | 44.1073 | 45.3633 | 46.7096 | 48.0791
LEE | 40.186 | 41.183 | 42.192 | 43.209 | 44.237 | 45.276
LEON | 175.29 | 177.4826 | 179.7564 | 182.1164 | 184.5713 | 187.145
LIMESTONE | 65.988 | 67.803 | 69.146 | 70.563 | 72.062 | 73.65
LIVE OAK | 81.087 | 83.2201 | 85.597 | 87.7125 | 89.6828 | 91.6546
LLANO | 72.951 | 71.922 | 74.084 | 76.291 | 78.528 | 80.808
LOVING | 5.6 | 5.64 | 5.68 | 5.72 | 5.76 | 5.8
MADISON | 10.489 | 10.663 | 10.847 | 11.039 | 11.241 | 11.453
MARTIN | 31.85 | 32.1 | 32.45 | 32.7 | 33.05 | 33.3
MASON | 11.723 | 11.8685 | 12.0163 | 12.169 | 12.3237 | 12.4836
MATAGORDA | 173.691 | 177.9967 | 181.3197 | 184.7422 | 187.5762 | 190.3671
MAVERICK | 84.104 | 91.3852 | 95.2963 | 99.2141 | 103.9295 | 109.3586
MCCULLOCH | 18.35 | 18.8641 | 19.4125 | 19.9633 | 20.5477 | 21.1536
MCLENNAN | 779.356 | 825.6254 | 822.136 | 838.7785 | 859.754 | 876.9646
MCMULLEN | 6.235 | 6.3698 | 6.5082 | 6.6502 | 6.796 | 6.9455
MEDINA | 205.898 | 215.505 | 222.6192 | 230.7466 | 255.4937 | 265.2671
MENARD | 6.418 | 6.3667 | 6.3317 | 6.3174 | 6.3145 | 6.3116
MIDLAND | 367.55 | 370.3 | 372.95 | 375.6 | 378.25 | 380.9
MILAM | 79.256 | 80.801 | 84.5372 | 88.7965 | 90.7762 | 92.8359
MILLS | 10.276 | 10.425 | 10.578 | 10.735 | 10.895 | 11.06
MITCHELL | 21.5 | 21.6 | 21.8 | 21.9 | 22.1 | 22.2
MONTAGUE | 64.242 | 65.9244 | 67.6407 | 69.3907 | 71.1757 | 72.9974
MONTGOMERY | 237.809 | 264.764 | 281.2959 | 295.5834 | 308.7336 | 322.3775
MOTLEY | 7.41 | 7.5498 | 7.7084 | 7.8585 | 8.0585 | 8.2064
NACOGDOCHES | 172.353 | 174.1447 | 175.8681 | 177.745 | 179.6172 | 181.5148
NAVARRO | 214.264 | 218.8154 | 232.6634 | 234.4194 | 241.4564 | 245.1864
NOLAN | 65.042 | 64.4595 | 64.8211 | 65.4699 | 65.814 | 66.2123
NUECES | 1250.651 | 1279.3631 | 1305.847 | 1330.9702 | 1355.3488 | 1379.8431
PALO PINTO | 89.918 | 92.602 | 95.317 | 98.065 | 96.075 | 98.721
PARKER | 318.098 | 328.1418 | 339.1335 | 344.6832 | 352.1179 | 363.6302
PECOS | 77.939 | 80.0305 | 82.28 | 84.7498 | 87.3983 | 90.1772
PRESIDIO | 11.601 | 11.751 | 11.9256 | 12.1287 | 12.3469 | 12.5654
RAINS | 19.095 | 19.4872 | 19.8883 | 20.297 | 20.7153 | 21.1434
REAGAN | 15.445 | 15.2008 | 15.0312 | 15.0559 | 15.0918 | 15.1238
REAL | 12.099 | 12.457 | 12.827 | 13.21 | 13.604 | 14.014
RED RIVER | 31.03 | 31.94 | 35.9329 | 36.3526 | 34.1182 | 35.0067
REEVES | 44.792 | 45.1498 | 45.527 | 45.9264 | 46.3386 | 46.749
REFUGIO | 30.604 | 30.7774 | 30.9507 | 31.1242 | 31.298 | 31.472
ROBERTSON | 22.097 | 22.8945 | 23.7192 | 24.5786 | 25.5779 | 26.6374
ROCKWALL | 255.377 | 272.1366 | 285.8042 | 288.983 | 310.1779 | 322.4563
RUNNELS | 38.927 | 38.5806 | 38.308 | 38.1485 | 38.0343 | 37.9485
RUSK | 11.935 | 12.025 | 12.115 | 12.205 | 12.295 | 12.385
SAN PATRICIO | 215.576 | 219.8012 | 224.1248 | 228.4359 | 232.6803 | 236.8894
SAN SABA | 13.361 | 13.68 | 14.005 | 14.34 | 14.685 | 15.036
SCHLEICHER | 13.238 | 13.096 | 12.9748 | 12.9035 | 12.8537 | 12.7994
SCURRY | 231.765 | 233.2049 | 234.9067 | 236.3127 | 238.1046 | 239.5986
SHACKELFORD | 26.374 | 26.7559 | 27.296 | 27.8213 | 28.2939 | 28.7693
SMITH | 686.531 | 697.885 | 705.9638 | 714.0499 | 722.1259 | 730.2571
SOMERVELL | 33.373 | 33.4857 | 34.5204 | 35.5968 | 36.7192 | 37.8898
STARR | 92.48 | 97.5668 | 102.4408 | 107.15 | 112.1011 | 117.6022
STEPHENS | 68.766 | 70.336 | 71.857 | 73.389 | 74.91 | 76.43
STERLING | 13.13 | 13.159 | 13.3399 | 13.3867 | 13.4631 | 13.5602
STONEWALL | 8.638 | 8.6424 | 8.6596 | 8.6918 | 8.7323 | 8.7735
SUTTON | 16.612 | 16.5129 | 16.4479 | 16.4397 | 16.46 | 16.4804
TARRANT | 5540.638 | 5623.7374 | 5729.3323 | 5819.0481 | 5970.2231 | 6133.532
TAYLOR | 425.709 | 435.9659 | 444.3194 | 452.2301 | 459.8302 | 467.9852
TERRELL | 1.635 | 1.6515 | 1.6681 | 1.6847 | 1.7016 | 1.7186
THROCKMORTON | 9.302 | 9.2371 | 9.1938 | 9.1744 | 9.1694 | 9.1666
TITUS | 0 | 0 | 0 | 0 | 0 | 0
TOM GREEN | 316.384 | 320.7823 | 323.8018 | 325.7836 | 328.2673 | 331.1486
TRAVIS | 2764.398 | 2794.5976 | 2847.1145 | 2914.7661 | 2965.0403 | 3011.9919
UPTON | 20.485 | 25.4316 | 25.9157 | 26.4597 | 27.0245 | 27.5915
UVALDE | 67.672 | 69.0299 | 71.2047 | 73.3904 | 76.0358 | 77.0339
VAL VERDE | 104.201 | 105.9194 | 109.2509 | 112.5663 | 116.7638 | 121.722
VAN ZANDT | 100.799 | 102.3562 | 103.8252 | 105.3362 | 106.8812 | 108.4672
VICTORIA | 390.075 | 404.5206 | 414.5767 | 424.5701 | 434.3245 | 443.9869
WALLER | 208.649 | 224.8759 | 230.7207 | 236.9941 | 243.6258 | 250.6535
WARD | 57.509 | 58.5 | 59.6178 | 60.8881 | 62.3413 | 64.0139
WASHINGTON | 130.852 | 133.539 | 136.23 | 134.897 | 137.489 | 140.088
WEBB | 446.014 | 469.5204 | 491.0338 | 510.5577 | 533.122 | 555.7111
WHARTON | 135.927 | 140.6048 | 142.5719 | 144.5707 | 146.3192 | 148.1043
WICHITA | 504.545 | 507.745 | 511.145 | 515.145 | 518.845 | 522.545
WILBARGER | 51.852 | 51.4926 | 51.2839 | 51.2673 | 51.3452 | 51.4344
WILLACY | 54.543 | 50.1544 | 53.0593 | 56.0187 | 59.2021 | 62.7427
WILLIAMSON | 956.292 | 1036.484 | 1089.7056 | 1145.0179 | 1203.0633 | 1260.2636
WILSON | 90.923 | 93.4523 | 95.85 | 98.7117 | 101.336 | 104.0318
WINKLER | 63.793 | 64.2983 | 64.8158 | 65.3248 | 65.8455 | 66.3577
WISE | 221.067 | 228.8075 | 244.3149 | 254.1205 | 263.9695 | 273.8634
YOUNG | 68.863 | 70.6748 | 72.4989 | 74.34 | 76.2012 | 78.0755
ZAPATA | 27.94 | 29.2865 | 30.6806 | 32.1263 | 33.6286 | 35.1928
ZAVALA | 31.302 | 31.6573 | 32.3297 | 32.9972 | 33.836 | 34.8225

## SummerGenerationbyCounty
Summer Generation by County
These values are used in the summer import/export calculations for each county. Capacities for mothballed units are are included as the total capacity of the unit. Capacities for the wind units are at 2.9%. Asynchronous ties are shown at 50%. These values include the amount available for the grid according information from the owners of the self-serve units and the distributed generation units that have registered with ERCOT.
Summer Generation, MW
County | 2005 | 2006 | 2007 | 2008 | 2009 | 2010
ANDERSON | 0 | 0 | 0 | 0 | 0 | 0
ANDREWS | 0 | 0 | 0 | 0 | 0 | 0
ANGELINA | 0 | 0 | 0 | 0 | 0 | 0
ARANSAS | 0 | 0 | 0 | 0 | 0 | 0
ARCHER | 0 | 0 | 0 | 0 | 0 | 0
ATASCOSA | 396 | 396 | 396 | 396 | 396 | 396
AUSTIN | 0 | 0 | 0 | 0 | 0 | 0
BANDERA | 0 | 0 | 0 | 0 | 0 | 0
BASTROP | 1660 | 1660 | 1660 | 1660 | 1660 | 1660
BAYLOR | 0 | 0 | 0 | 0 | 0 | 0
BEE | 0 | 0 | 0 | 0 | 0 | 0
BELL | 0 | 0 | 0 | 0 | 0 | 0
BEXAR | 4307.6 | 4307.6 | 4307.6 | 4307.6 | 4242.6 | 4992.6
BLANCO | 0 | 0 | 0 | 0 | 0 | 0
BORDEN | 2.9 | 2.9 | 2.9 | 2.9 | 2.9 | 2.9
BOSQUE | 565 | 565 | 565 | 565 | 565 | 565
BRAZORIA | 710 | 710 | 710 | 710 | 710 | 710
BRAZOS | 288 | 288 | 288 | 288 | 288 | 288
BREWSTER | 0 | 0 | 0 | 0 | 0 | 0
BROOKS | 0 | 0 | 0 | 0 | 0 | 0
BROWN | 0 | 0 | 0 | 0 | 0 | 0
BURLESON | 0 | 0 | 0 | 0 | 0 | 0
BURNET | 95.4 | 95.4 | 95.4 | 95.4 | 95.4 | 95.4
CALDWELL | 0 | 0 | 0 | 0 | 0 | 0
CALHOUN | 353.2 | 353.2 | 353.2 | 353.2 | 353.2 | 353.2
CALLAHAN | 0 | 0 | 0 | 0 | 0 | 0
CAMERON | 365 | 365 | 440 | 440 | 440 | 440
CHAMBERS | 1881.9 | 1881.9 | 1881.9 | 1881.9 | 1881.9 | 1881.9
CHEROKEE | 699 | 699 | 699 | 699 | 699 | 699
CHILDRESS | 0 | 0 | 0 | 0 | 0 | 0
CLAY | 0 | 0 | 0 | 0 | 0 | 0
COKE | 0 | 0 | 0 | 0 | 0 | 0
COLEMAN | 0 | 0 | 0 | 0 | 0 | 0
COLLIN | 537 | 537 | 537 | 537 | 537 | 537
COLORADO | 0 | 0 | 0 | 0 | 0 | 0
COMAL | 6 | 6 | 6 | 6 | 6 | 6
COMANCHE | 0 | 0 | 0 | 0 | 0 | 0
CONCHO | 0 | 0 | 0 | 0 | 0 | 0
COOKE | 0 | 0 | 0 | 0 | 0 | 0
CORYELL | 0 | 0 | 0 | 0 | 0 | 0
COTTLE | 0 | 0 | 0 | 0 | 0 | 0
CRANE | 0 | 0 | 0 | 0 | 0 | 0
CROCKETT | 0 | 0 | 0 | 0 | 0 | 0
CROSBY | 0 | 0 | 0 | 0 | 0 | 0
CULBERSON | 2.2 | 2.2 | 2.2 | 7.3 | 7.3 | 7.3
DALLAS | 2440 | 2440 | 2440 | 2440 | 2440 | 2440
DAWSON | 0 | 0 | 0 | 0 | 0 | 0
DELTA | 0 | 0 | 0 | 0 | 0 | 0
DENTON | 157.4 | 157.4 | 157.4 | 157.4 | 157.4 | 157.4
DEWITT | 1.2 | 1.2 | 1.2 | 1.2 | 1.2 | 1.2
DICKENS | 0 | 0 | 0 | 0 | 0 | 0
DIMMIT | 0 | 0 | 0 | 0 | 0 | 0
DUVAL | 0 | 0 | 0 | 0 | 0 | 0
EASTLAND | 0 | 0 | 1.7 | 1.7 | 1.7 | 1.7
ECTOR | 999 | 999 | 999 | 999 | 999 | 999
EDWARDS | 0 | 0 | 0 | 0 | 0 | 0
ELLIS | 1686 | 1686 | 1686 | 1686 | 1686 | 1686
ERATH | 0 | 0 | 0 | 0 | 0 | 0
FALLS | 0 | 0 | 0 | 0 | 0 | 0
FANNIN | 2331 | 2331 | 2331 | 2331 | 2331 | 2331
FAYETTE | 1606 | 1606 | 1606 | 1606 | 1606 | 1606
FISHER | 0 | 0 | 0 | 0 | 0 | 0
FOARD | 0 | 0 | 0 | 0 | 0 | 0
FORT BEND | 4237 | 4237 | 4237 | 4237 | 4237 | 4237
FRANKLIN | 0 | 0 | 0 | 0 | 0 | 0
FREESTONE | 2180 | 2180 | 2180 | 2180 | 2180 | 2180
FRIO | 73 | 73 | 73 | 73 | 73 | 73
GALVESTON | 1186.9 | 1186.9 | 1186.9 | 1186.9 | 1186.9 | 1186.9
GILLESPIE | 0 | 0 | 0 | 0 | 0 | 0
GLASSCOCK | 0 | 0 | 0 | 0 | 0 | 0
GOLIAD | 625 | 625 | 625 | 625 | 625 | 625
GONZALES | 4.8 | 4.8 | 4.8 | 4.8 | 4.8 | 4.8
GRAYSON | 80 | 80 | 80 | 80 | 80 | 80
GRIMES | 1154 | 1319 | 1319 | 1319 | 1319 | 1319
GUADALUPE | 1787.2 | 1787.2 | 1787.2 | 1787.2 | 1787.2 | 1787.2
HALL | 0 | 0 | 0 | 0 | 0 | 0
HAMILTON | 0 | 0 | 0 | 0 | 0 | 0
HARDEMAN | 0 | 0 | 0 | 0 | 0 | 0
HARRIS | 6510.3 | 6510.3 | 6510.3 | 6510.3 | 6510.3 | 6510.3
HASKELL | 0 | 0 | 0 | 0 | 0 | 0
HAYS | 904 | 904 | 904 | 904 | 904 | 904
HENDERSON | 240 | 240 | 240 | 240 | 240 | 240
HIDALGO | 1823 | 1823 | 1823 | 1823 | 1823 | 1823
HILL | 0 | 0 | 0 | 0 | 0 | 0
HOOD | 1793 | 1793 | 1793 | 1793 | 1793 | 1793
HOPKINS | 0 | 0 | 0 | 0 | 0 | 0
HOUSTON | 0 | 0 | 0 | 0 | 0 | 0
HOWARD | 211.1861 | 223.1861 | 223.1861 | 223.1861 | 223.1861 | 223.1861
HUNT | 87 | 87 | 87 | 1837 | 1837 | 1837
IRION | 0 | 0 | 0 | 0 | 0 | 0
JACK | 0 | 700 | 700 | 700 | 700 | 700
JACKSON | 0 | 0 | 0 | 0 | 0 | 0
JEFF DAVIS | 0 | 0 | 0 | 0 | 0 | 0
JIM HOGG | 0 | 0 | 0 | 0 | 0 | 0
JIM WELLS | 0 | 0 | 0 | 0 | 0 | 0
JOHNSON | 258 | 258 | 258 | 258 | 258 | 258
JONES | 360 | 360 | 360 | 360 | 360 | 360
KARNES | 0 | 0 | 0 | 0 | 0 | 0
KAUFMAN | 1772 | 1772 | 1772 | 1772 | 1772 | 1772
KENDALL | 0 | 0 | 0 | 0 | 0 | 0
KENEDY | 0 | 0 | 5.8 | 5.8 | 5.8 | 5.8
KENT | 0 | 0 | 0 | 0 | 0 | 0
KERR | 0 | 0 | 0 | 0 | 0 | 0
KIMBLE | 0 | 0 | 0 | 0 | 0 | 0
KING | 0 | 0 | 0 | 0 | 0 | 0
KINNEY | 0 | 0 | 0 | 0 | 0 | 0
KLEBERG | 0 | 0 | 0 | 0 | 0 | 0
KNOX | 0 | 0 | 0 | 0 | 0 | 0
LA SALLE | 0 | 0 | 0 | 0 | 0 | 0
LAMAR | 1284 | 1284 | 1284 | 1284 | 1284 | 1284
LAMPASAS | 0 | 0 | 0 | 0 | 0 | 0
LAVACA | 0 | 0 | 0 | 0 | 0 | 0
LEE | 0 | 0 | 0 | 0 | 0 | 0
LEON | 0 | 0 | 0 | 0 | 0 | 0
LIMESTONE | 1623 | 1623 | 1623 | 1623 | 1623 | 1623
LIVE OAK | 0 | 0 | 0 | 0 | 0 | 0
LLANO | 475.3 | 475.3 | 475.3 | 475.3 | 475.3 | 475.3
LOVING | 0 | 0 | 0 | 0 | 0 | 0
MADISON | 0 | 0 | 0 | 0 | 0 | 0
MARTIN | 0 | 0 | 0 | 0 | 0 | 0
MASON | 0 | 0 | 0 | 0 | 0 | 0
MATAGORDA | 2541 | 2541 | 2541 | 2541 | 2541 | 2541
MAVERICK | 24 | 24 | 24 | 24 | 24 | 24
MCCULLOCH | 0 | 0 | 0 | 0 | 0 | 0
MCLENNAN | 1677.2 | 1677.2 | 1677.2 | 1677.2 | 1677.2 | 1677.2
MCMULLEN | 0 | 0 | 0 | 0 | 0 | 0
MEDINA | 0 | 0 | 0 | 0 | 0 | 0
MENARD | 0 | 0 | 0 | 0 | 0 | 0
MIDLAND | 0 | 0 | 0 | 0 | 0 | 0
MILAM | 96 | 96 | 96 | 96 | 96 | 96
MILLS | 0 | 0 | 0 | 0 | 0 | 0
MITCHELL | 1001 | 1001 | 1001 | 1001 | 1001 | 1001
MONTAGUE | 0 | 0 | 0 | 0 | 0 | 0
MONTGOMERY | 0 | 0 | 0 | 0 | 0 | 0
MOTLEY | 0 | 0 | 0 | 0 | 0 | 0
NACOGDOCHES | 0 | 0 | 0 | 0 | 0 | 0
NAVARRO | 0 | 0 | 0 | 0 | 0 | 0
NOLAN | 241.2 | 243 | 243 | 243 | 243 | 243
NUECES | 2146 | 2146 | 2146 | 2146 | 2146 | 2146
PALO PINTO | 642 | 642 | 642 | 642 | 642 | 642
PARKER | 79.4 | 79.4 | 79.4 | 79.4 | 79.4 | 79.4
PECOS | 11.6 | 11.6 | 11.6 | 11.6 | 11.6 | 11.6
PRESIDIO | 0 | 0 | 0 | 0 | 0 | 0
RAINS | 0 | 0 | 0 | 0 | 0 | 0
REAGAN | 0 | 0 | 0 | 0 | 0 | 0
REAL | 0 | 0 | 0 | 0 | 0 | 0
RED RIVER | 0 | 0 | 0 | 0 | 0 | 0
REEVES | 0 | 0 | 0 | 0 | 0 | 0
REFUGIO | 0 | 0 | 0 | 0 | 0 | 0
ROBERTSON | 307 | 307 | 307 | 307 | 307 | 307
ROCKWALL | 0 | 0 | 0 | 0 | 0 | 0
RUNNELS | 0 | 0 | 0 | 0 | 0 | 0
RUSK | 3177 | 3177 | 3177 | 3177 | 3177 | 3177
SAN PATRICIO | 739 | 739 | 739 | 739 | 739 | 739
SAN SABA | 0 | 0 | 0 | 0 | 0 | 0
SCHLEICHER | 0 | 0 | 0 | 0 | 0 | 0
SCURRY | 1.8 | 1.8 | 1.8 | 1.8 | 1.8 | 1.8
SHACKELFORD | 0 | 0 | 0 | 0 | 0 | 0
SMITH | 0 | 0 | 0 | 0 | 0 | 0
SOMERVELL | 2285 | 2285 | 2285 | 2285 | 2285 | 2285
STARR | 34 | 34 | 34 | 34 | 34 | 34
STEPHENS | 0 | 0 | 0 | 0 | 0 | 0
STERLING | 0 | 0 | 0 | 0 | 0 | 0
STONEWALL | 0 | 0 | 0 | 0 | 0 | 0
SUTTON | 0 | 0 | 0 | 0 | 0 | 0
TARRANT | 1892 | 1892 | 1892 | 1892 | 1892 | 1892
TAYLOR | 3.3 | 16.9 | 20.4 | 20.4 | 20.4 | 20.4
TERRELL | 0 | 0 | 0 | 0 | 0 | 0
THROCKMORTON | 0 | 0 | 0 | 0 | 0 | 0
TITUS | 2151 | 2151 | 2151 | 2151 | 2151 | 2151
TOM GREEN | 124 | 124 | 124 | 124 | 124 | 124
TRAVIS | 1925.4 | 1925.4 | 1925.4 | 1925.4 | 1925.4 | 1532.4
UPTON | 10.3 | 10.3 | 10.3 | 10.3 | 10.3 | 10.3
UVALDE | 0 | 0 | 0 | 0 | 0 | 0
VAL VERDE | 70 | 70 | 70 | 70 | 70 | 70
VAN ZANDT | 0 | 0 | 0 | 0 | 0 | 0
VICTORIA | 724 | 724 | 724 | 724 | 724 | 724
WALLER | 0 | 0 | 0 | 0 | 0 | 0
WARD | 986 | 986 | 986 | 986 | 986 | 986
WASHINGTON | 0 | 0 | 0 | 0 | 0 | 0
WEBB | 170 | 170 | 220 | 220 | 220 | 220
WHARTON | 66 | 66 | 66 | 66 | 66 | 66
WICHITA | 75.4 | 75.4 | 75.4 | 75.4 | 75.4 | 75.4
WILBARGER | 780 | 780 | 780 | 780 | 780 | 780
WILLACY | 0 | 0 | 0 | 0 | 0 | 0
WILLIAMSON | 0 | 0 | 0 | 0 | 0 | 0
WILSON | 0 | 0 | 0 | 0 | 0 | 0
WINKLER | 0 | 0 | 0 | 0 | 0 | 0
WISE | 665 | 665 | 665 | 665 | 665 | 665
YOUNG | 613 | 613 | 613 | 613 | 613 | 613
ZAPATA | 0 | 0 | 0 | 0 | 0 | 0
ZAVALA | 0 | 0 | 0 | 0 | 0 | 0

## SummerImport-ExportbyCounty
Summer Import/Export by County
Import: The county has less generation than load and must import generation.
Export: The county has more generation than load and is able to export generation.
This data is presented for example only. It is a calculation of the generation in the county less the non-coincident load in the county. The true values will depend on actual load levels and actual generation dispatch.
Summer Import/Export, MW
County | 2005 | 2006 | 2007 | 2008 | 2009 | 2010
ANDERSON | -159.784 | -162.1558 | -164.3708 | -166.7598 | -169.2628 | -171.9108
ANDREWS | -156.465 | -157.465 | -158.465 | -159.465 | -160.465 | -161.465
ANGELINA | -362.627 | -366.6748 | -370.3464 | -374.0201 | -377.6909 | -381.3773
ARANSAS | -66.56 | -68.16 | -69.76 | -71.36 | -72.96 | -74.56
ARCHER | -30.82 | -31.44 | -32.06 | -32.68 | -33.3 | -33.92
ATASCOSA | 313.494 | 311.5162 | 309.5254 | 307.5135 | 305.4802 | 303.4247
AUSTIN | -94.355 | -98.7665 | -100.2978 | -101.8697 | -103.4842 | -105.1415
BANDERA | -59.619 | -62.693 | -65.93 | -69.337 | -72.927 | -76.707
BASTROP | 1472.031 | 1458.482 | 1449.0077 | 1435.643 | 1425.869 | 1415.9878
BAYLOR | -17.42 | -17.569 | -17.718 | -17.972 | -18.126 | -18.283
BEE | -68.161 | -68.8386 | -69.2226 | -69.9132 | -70.6106 | -71.3151
BELL | -871.724 | -883.4348 | -909.0907 | -933.233 | -958.8292 | -973.2124
BEXAR | -408.61 | -609.76 | -728.72 | -852.65 | -1001.62 | -388.27
BLANCO | -30.199 | -31.327 | -32.497 | -33.711 | -34.97 | -36.277
BORDEN | 0.999 | 0.93614 | 0.90884 | 0.87478 | 0.86861 | 0.83834
BOSQUE | 508.958 | 507.6864 | 506.3841 | 505.1893 | 503.8317 | 502.4401
BRAZORIA | -806.799 | -852.73 | -877.0562 | -897.8657 | -921.9964 | -953.0321
BRAZOS | -180.779 | -199.3217 | -211.6149 | -221.3902 | -240.663 | -260.3308
BREWSTER | -27.523 | -28.0833 | -28.6849 | -29.3452 | -30.0337 | -30.7099
BROOKS | -19.83 | -20.13 | -20.43 | -20.73 | -21.03 | -21.33
BROWN | -125.076 | -126.472 | -127.916 | -125.914 | -127.232 | -128.581
BURLESON | -29.176 | -30.123 | -31.089 | -32.055 | -33.022 | -33.998
BURNET | -43.159 | -51.502 | -57.563 | -63.899 | -70.516 | -77.429
CALDWELL | -105.447 | -108.922 | -112.534 | -116.182 | -119.868 | -123.779
CALHOUN | 110.699 | 106.2708 | 100.3976 | 98.0909 | 92.7116 | 87.5017
CALLAHAN | -47.783 | -47.7104 | -47.6144 | -47.8138 | -47.8564 | -48.0272
CAMERON | -388.424 | -422.2979 | -383.1693 | -418.6258 | -456.5096 | -497.3415
CHAMBERS | 1634.875 | 1632.6502 | 1628.8197 | 1626.4298 | 1623.97 | 1618.2126
CHEROKEE | 591.651 | 587.0349 | 585.8019 | 584.5616 | 583.3173 | 582.0563
CHILDRESS | -17.649 | -17.5319 | -17.4609 | -17.4465 | -17.4627 | -17.4841
CLAY | -30.187 | -31.018 | -31.7492 | -32.4807 | -33.3127 | -34.045
COKE | -18.906 | -18.7176 | -18.6381 | -18.7026 | -18.7787 | -18.865
COLEMAN | -41.325 | -41.4058 | -41.4758 | -41.5912 | -41.7535 | -41.9424
COLLIN | -1804.379 | -1841.6952 | -1940.3594 | -2013.7265 | -2095.1955 | -2183.4402
COLORADO | -92.321 | -94.086 | -95.974 | -97.825 | -99.745 | -101.803
COMAL | -304.418 | -316.434 | -336.618 | -350.419 | -365.384 | -381.195
COMANCHE | -55.265 | -56.676 | -58.243 | -59.152 | -60.707 | -62.328
CONCHO | -14.224 | -14.3074 | -14.419 | -14.5351 | -14.6583 | -14.7982
COOKE | -130.811 | -134.1704 | -134.5599 | -137.6587 | -140.7926 | -143.7298
CORYELL | -102.693 | -105.7756 | -108.9169 | -112.1687 | -113.4826 | -129.899
COTTLE | -5.071 | -5.0407 | -5.0204 | -5.0114 | -5.0088 | -5.0073
CRANE | -88.241 | -84.0769 | -84.6283 | -85.8508 | -87.0399 | -88.2098
CROCKETT | -38.112 | -38.1514 | -38.3038 | -38.7661 | -39.2599 | -39.733
CROSBY | -2.7 | -2.7 | -2.7 | -2.7 | -2.7 | -2.7
CULBERSON | -3.4 | -3.45 | -3.5 | 1.55 | 1.5 | 1.45
DALLAS | -6003.668 | -6217.8833 | -6403.2212 | -6615.6301 | -6789.552 | -6962.394
DAWSON | -81.298 | -82.7967 | -83.7053 | -84.7276 | -85.1812 | -86.2399
DELTA | -11.273 | -11.495 | -11.648 | -11.843 | -12.002 | -12.095
DENTON | -1205.332 | -1232.3981 | -1260.7336 | -1345.939 | -1391.9379 | -1437.0997
DEWITT | -77.557 | -79.516 | -81.542 | -83.628 | -85.782 | -88.011
DICKENS | -10.07 | -10.0468 | -10.0404 | -10.0541 | -10.0791 | -10.1059
DIMMIT | -21.448 | -21.9379 | -22.4237 | -22.9031 | -23.3785 | -23.8484
DUVAL | -46.281 | -45.3834 | -45.9648 | -46.5474 | -47.1312 | -47.7162
EASTLAND | -76.127 | -77.0145 | -75.9754 | -77.0501 | -77.9023 | -78.7721
ECTOR | 499.58 | 496.0683 | 492.8065 | 493.3455 | 490.0832 | 486.821
EDWARDS | -10.55 | -10.7082 | -10.8709 | -11.0386 | -11.2115 | -11.3898
ELLIS | 799.48 | 766.83 | 756.7762 | 737.7189 | 718.0575 | 698.5033
ERATH | -119.95 | -123.7432 | -126.7641 | -130.8108 | -134.0474 | -137.532
FALLS | -64.841 | -65.678 | -66.206 | -66.739 | -67.275 | -67.795
FANNIN | 2242.649 | 2239.3153 | 2238.9195 | 2236.3303 | 2229.0597 | 2227.3051
FAYETTE | 1510.525 | 1508.27 | 1505.77 | 1502.678 | 1499.974 | 1497.22
FISHER | -34.276 | -34.3973 | -34.6138 | -35.0196 | -35.4552 | -35.8914
FOARD | -4.139 | -4.0924 | -4.0564 | -4.0326 | -4.0156 | -3.9997
FORT BEND | 3138.573 | 3051.9689 | 2989.0429 | 2959.3932 | 2937.7064 | 2915.3307
FRANKLIN | -0.212 | -0.21422 | -0.21636 | -0.21853 | -0.22071 | -0.22292
FREESTONE | 2102.271 | 2100.8064 | 2102.8904 | 2101.7662 | 2100.5443 | 2099.4955
FRIO | 35.954 | 34.7494 | 33.541 | 32.3286 | 31.1119 | 29.8909
GALVESTON | 195.104 | 96.0808 | 75.0594 | 60.4392 | 45.7656 | 30.7619
GILLESPIE | -71.22 | -73.6466 | -76.1025 | -78.5902 | -81.1089 | -83.6627
GLASSCOCK | -16.3 | -16.55 | -16.8 | -17.05 | -17.3 | -17.55
GOLIAD | 603.694 | 603.2729 | 602.8478 | 602.4173 | 601.9815 | 601.5403
GONZALES | -62.779 | -65.024 | -67.358 | -69.783 | -72.301 | -74.916
GRAYSON | -411.841 | -431.2925 | -446.8586 | -461.522 | -477.4309 | -495.2143
GRIMES | 1132.942 | 1296.888 | 1295.755 | 1294.54 | 1293.235 | 1291.831
GUADALUPE | 1464.335 | 1460.221 | 1449.084 | 1437.295 | 1424.877 | 1411.794
HALL | -6.712 | -6.8366 | -6.9888 | -6.9871 | -7.2105 | -7.1401
HAMILTON | -22.496 | -22.8113 | -23.1325 | -23.4605 | -23.7934 | -24.1324
HARDEMAN | -22.768 | -22.8978 | -23.0795 | -23.3264 | -23.609 | -23.8938
HARRIS | -6567.541 | -7514.8722 | -7758.8772 | -8016.9155 | -8259.542 | -8313.8959
HASKELL | -35.213 | -34.9023 | -34.7129 | -34.621 | -34.5805 | -34.5686
HAYS | 534.087 | 507.27 | 481.7 | 460.97 | 428.911 | 405.197
HENDERSON | 52.179 | 49.2623 | 58.4963 | 55.9314 | 40.9314 | 37.9453
HIDALGO | 673.608 | 594.8777 | 531.2619 | 463.4114 | 385.5576 | 305.0512
HILL | -110.215 | -113.1192 | -116.2228 | -119.3306 | -122.5517 | -125.7872
HOOD | 1623.98 | 1627.6267 | 1632.262 | 1626.0964 | 1629.9181 | 1623.5306
HOPKINS | -110.656 | -112.487 | -118.552 | -120.791 | -118.204 | -120.185
HOUSTON | -43.058 | -43.4167 | -43.7767 | -44.1367 | -44.4967 | -44.8567
HOWARD | 83.9761 | 95.0261 | 94.1261 | 93.1261 | 92.4761 | 91.3761
HUNT | -190.028 | -195.6763 | -190.4397 | 1554.2642 | 1538.2437 | 1532.8814
IRION | -13.319 | -13.2934 | -13.3638 | -13.3856 | -13.4345 | -13.4947
JACK | -25.717 | 675.7689 | 675.2559 | 674.7427 | 674.2282 | 673.7135
JACKSON | -44.508 | -44.5934 | -43.4242 | -44.019 | -44.6248 | -45.2419
JEFF DAVIS | -11.049 | -11.1203 | -11.2186 | -11.3517 | -11.5042 | -11.6576
JIM HOGG | -4.527 | -4.5773 | -4.6284 | -4.6806 | -4.7338 | -4.7881
JIM WELLS | -97.494 | -97.7191 | -99.8962 | -102.0843 | -104.2837 | -106.4947
JOHNSON | -109.664 | -124.109 | -129.361 | -135.677 | -144.692 | -160.005
JONES | 297.691 | 298.1324 | 298.4884 | 298.5899 | 298.7108 | 298.7615
KARNES | -30.488 | -30.7649 | -32.042 | -32.32 | -32.5987 | -32.8781
KAUFMAN | 1458.681 | 1437.6545 | 1392.9315 | 1353.6505 | 1359.5935 | 1345.6285
KENDALL | -84.65 | -89.126 | -94.904 | -101.045 | -107.574 | -114.52
KENEDY | -1.119 | -1.129 | 4.661 | 4.65 | 4.64 | 4.629
KENT | -55.703 | -55.7376 | -55.7292 | -55.7289 | -55.7332 | -55.7381
KERR | -148.206 | -152.158 | -156.209 | -160.342 | -164.574 | -168.916
KIMBLE | -19.205 | -19.3284 | -19.4818 | -19.6695 | -19.8803 | -20.0954
KING | -10.933 | -10.9982 | -11.0253 | -11.0539 | -11.0843 | -11.1138
KINNEY | -7.79 | -7.859 | -7.9851 | -8.1009 | -8.2413 | -8.399
KLEBERG | -124.807 | -127.1771 | -128.8932 | -130.5931 | -132.2217 | -133.8108
KNOX | -24.311 | -24.2079 | -24.1519 | -24.1517 | -24.184 | -24.2219
LA SALLE | -16.655 | -17.1904 | -17.7284 | -18.2683 | -18.8101 | -19.3539
LAMAR | 1101.575 | 1096.1415 | 1092.0303 | 1087.9407 | 1083.5227 | 1079.7763
LAMPASAS | -56.622 | -59.911 | -61.88 | -63.903 | -65.979 | -68.108
LAVACA | -41.663 | -42.8646 | -44.1073 | -45.3633 | -46.7096 | -48.0791
LEE | -40.186 | -41.183 | -42.192 | -43.209 | -44.237 | -45.276
LEON | -175.29 | -177.4826 | -179.7564 | -182.1164 | -184.5713 | -187.145
LIMESTONE | 1557.012 | 1555.197 | 1553.854 | 1552.437 | 1550.938 | 1549.35
LIVE OAK | -81.087 | -83.2201 | -85.597 | -87.7125 | -89.6828 | -91.6546
LLANO | 402.349 | 403.378 | 401.216 | 399.009 | 396.772 | 394.492
LOVING | -5.6 | -5.64 | -5.68 | -5.72 | -5.76 | -5.8
MADISON | -10.489 | -10.663 | -10.847 | -11.039 | -11.241 | -11.453
MARTIN | -31.85 | -32.1 | -32.45 | -32.7 | -33.05 | -33.3
MASON | -11.723 | -11.8685 | -12.0163 | -12.169 | -12.3237 | -12.4836
MATAGORDA | 2367.309 | 2363.0033 | 2359.6803 | 2356.2578 | 2353.4238 | 2350.6329
MAVERICK | -60.104 | -67.3852 | -71.2963 | -75.2141 | -79.9295 | -85.3586
MCCULLOCH | -18.35 | -18.8641 | -19.4125 | -19.9633 | -20.5477 | -21.1536
MCLENNAN | 897.844 | 851.5746 | 855.064 | 838.4215 | 817.446 | 800.2354
MCMULLEN | -6.235 | -6.3698 | -6.5082 | -6.6502 | -6.796 | -6.9455
MEDINA | -205.898 | -215.505 | -222.6192 | -230.7466 | -255.4937 | -265.2671
MENARD | -6.418 | -6.3667 | -6.3317 | -6.3174 | -6.3145 | -6.3116
MIDLAND | -367.55 | -370.3 | -372.95 | -375.6 | -378.25 | -380.9
MILAM | 16.744 | 15.199 | 11.4628 | 7.2035 | 5.2238 | 3.1641
MILLS | -10.276 | -10.425 | -10.578 | -10.735 | -10.895 | -11.06
MITCHELL | 979.5 | 979.4 | 979.2 | 979.1 | 978.9 | 978.8
MONTAGUE | -64.242 | -65.9244 | -67.6407 | -69.3907 | -71.1757 | -72.9974
MONTGOMERY | -237.809 | -264.764 | -281.2959 | -295.5834 | -308.7336 | -322.3775
MOTLEY | -7.41 | -7.5498 | -7.7084 | -7.8585 | -8.0585 | -8.2064
NACOGDOCHES | -172.353 | -174.1447 | -175.8681 | -177.745 | -179.6172 | -181.5148
NAVARRO | -214.264 | -218.8154 | -232.6634 | -234.4194 | -241.4564 | -245.1864
NOLAN | 176.158 | 178.5405 | 178.1789 | 177.5301 | 177.186 | 176.7877
NUECES | 895.349 | 866.6369 | 840.153 | 815.0298 | 790.6512 | 766.1569
PALO PINTO | 552.082 | 549.398 | 546.683 | 543.935 | 545.925 | 543.279
PARKER | -238.698 | -248.7418 | -259.7335 | -265.2832 | -272.7179 | -284.2302
PECOS | -66.339 | -68.4305 | -70.68 | -73.1498 | -75.7983 | -78.5772
PRESIDIO | -11.601 | -11.751 | -11.9256 | -12.1287 | -12.3469 | -12.5654
RAINS | -19.095 | -19.4872 | -19.8883 | -20.297 | -20.7153 | -21.1434
REAGAN | -15.445 | -15.2008 | -15.0312 | -15.0559 | -15.0918 | -15.1238
REAL | -12.099 | -12.457 | -12.827 | -13.21 | -13.604 | -14.014
RED RIVER | -31.03 | -31.94 | -35.9329 | -36.3526 | -34.1182 | -35.0067
REEVES | -44.792 | -45.1498 | -45.527 | -45.9264 | -46.3386 | -46.749
REFUGIO | -30.604 | -30.7774 | -30.9507 | -31.1242 | -31.298 | -31.472
ROBERTSON | 284.903 | 284.1055 | 283.2808 | 282.4214 | 281.4221 | 280.3626
ROCKWALL | -255.377 | -272.1366 | -285.8042 | -288.983 | -310.1779 | -322.4563
RUNNELS | -38.927 | -38.5806 | -38.308 | -38.1485 | -38.0343 | -37.9485
RUSK | 3165.065 | 3164.975 | 3164.885 | 3164.795 | 3164.705 | 3164.615
SAN PATRICIO | 523.424 | 519.1988 | 514.8752 | 510.5641 | 506.3197 | 502.1106
SAN SABA | -13.361 | -13.68 | -14.005 | -14.34 | -14.685 | -15.036
SCHLEICHER | -13.238 | -13.096 | -12.9748 | -12.9035 | -12.8537 | -12.7994
SCURRY | -229.965 | -231.4049 | -233.1067 | -234.5127 | -236.3046 | -237.7986
SHACKELFORD | -26.374 | -26.7559 | -27.296 | -27.8213 | -28.2939 | -28.7693
SMITH | -686.531 | -697.885 | -705.9638 | -714.0499 | -722.1259 | -730.2571
SOMERVELL | 2251.627 | 2251.5143 | 2250.4796 | 2249.4032 | 2248.2808 | 2247.1102
STARR | -58.48 | -63.5668 | -68.4408 | -73.15 | -78.1011 | -83.6022
STEPHENS | -68.766 | -70.336 | -71.857 | -73.389 | -74.91 | -76.43
STERLING | -13.13 | -13.159 | -13.3399 | -13.3867 | -13.4631 | -13.5602
STONEWALL | -8.638 | -8.6424 | -8.6596 | -8.6918 | -8.7323 | -8.7735
SUTTON | -16.612 | -16.5129 | -16.4479 | -16.4397 | -16.46 | -16.4804
TARRANT | -3648.638 | -3731.7374 | -3837.3323 | -3927.0481 | -4078.2231 | -4241.532
TAYLOR | -422.409 | -419.0659 | -423.9194 | -431.8301 | -439.4302 | -447.5852
TERRELL | -1.635 | -1.6515 | -1.6681 | -1.6847 | -1.7016 | -1.7186
THROCKMORTON | -9.302 | -9.2371 | -9.1938 | -9.1744 | -9.1694 | -9.1666
TITUS | 2151 | 2151 | 2151 | 2151 | 2151 | 2151
TOM GREEN | -192.384 | -196.7823 | -199.8018 | -201.7836 | -204.2673 | -207.1486
TRAVIS | -838.998 | -869.1976 | -921.7145 | -989.3661 | -1039.6403 | -1479.5919
UPTON | -10.185 | -15.1316 | -15.6157 | -16.1597 | -16.7245 | -17.2915
UVALDE | -67.672 | -69.0299 | -71.2047 | -73.3904 | -76.0358 | -77.0339
VAL VERDE | -34.201 | -35.9194 | -39.2509 | -42.5663 | -46.7638 | -51.722
VAN ZANDT | -100.799 | -102.3562 | -103.8252 | -105.3362 | -106.8812 | -108.4672
VICTORIA | 333.925 | 319.4794 | 309.4233 | 299.4299 | 289.6755 | 280.0131
WALLER | -208.649 | -224.8759 | -230.7207 | -236.9941 | -243.6258 | -250.6535
WARD | 928.491 | 927.5 | 926.3822 | 925.1119 | 923.6587 | 921.9861
WASHINGTON | -130.852 | -133.539 | -136.23 | -134.897 | -137.489 | -140.088
WEBB | -276.014 | -299.5204 | -271.0338 | -290.5577 | -313.122 | -335.7111
WHARTON | -69.927 | -74.6048 | -76.5719 | -78.5707 | -80.3192 | -82.1043
WICHITA | -429.145 | -432.345 | -435.745 | -439.745 | -443.445 | -447.145
WILBARGER | 728.148 | 728.5074 | 728.7161 | 728.7327 | 728.6548 | 728.5656
WILLACY | -54.543 | -50.1544 | -53.0593 | -56.0187 | -59.2021 | -62.7427
WILLIAMSON | -956.292 | -1036.484 | -1089.7056 | -1145.0179 | -1203.0633 | -1260.2636
WILSON | -90.923 | -93.4523 | -95.85 | -98.7117 | -101.336 | -104.0318
WINKLER | -63.793 | -64.2983 | -64.8158 | -65.3248 | -65.8455 | -66.3577
WISE | 443.933 | 436.1925 | 420.6851 | 410.8795 | 401.0305 | 391.1366
YOUNG | 544.137 | 542.3252 | 540.5011 | 538.66 | 536.7988 | 534.9245
ZAPATA | -27.94 | -29.2865 | -30.6806 | -32.1263 | -33.6286 | -35.1928
ZAVALA | -31.302 | -31.6573 | -32.3297 | -32.9972 | -33.836 | -34.8225

## WinterCoincidentDemandbyCounty
Winter Coincident Demand by County
The demands shown were estimated by using the forecasted non-coincident loads from the ALDRs to determine a proportion of the total for each county for each year and then applying those proportions to the forecasted ERCOT peak demand.
County | 2006 | 2007 | 2008 | 2009 | 2010 | 2011
ANDERSON | 121.7468 | 124.7732 | 126.8743 | 127.4835 | 132.0565 | 134.3306
ANDREWS | 119.1132 | 120.2071 | 120.4244 | 119.137 | 121.605 | 121.9227
ANGELINA | 267.3481 | 271.1795 | 272.8591 | 271.2588 | 277.9721 | 280.045
ARANSAS | 42.4506 | 43.6608 | 44.5241 | 44.8406 | 46.5282 | 47.4467
ARCHER | 21.7247 | 22.3667 | 22.8326 | 23.0169 | 23.9049 | 24.3977
ATASCOSA | 52.3747 | 53.7687 | 54.751 | 55.0783 | 57.1063 | 58.159
AUSTIN | 60.8277 | 62.132 | 62.9762 | 63.0876 | 65.1622 | 66.7058
BANDERA | 51.5748 | 54.4261 | 56.9864 | 58.9627 | 62.8932 | 65.9647
BASTROP | 144.4494 | 154.7084 | 160.6498 | 167.5023 | 176.6167 | 182.8647
BAYLOR | 7.9173 | 8.0094 | 8.1155 | 8.0481 | 8.2279 | 8.2709
BEE | 45.8933 | 46.5345 | 46.3078 | 46.0291 | 47.1643 | 47.558
BELL | 631.5747 | 645.2341 | 661.8187 | 669.8476 | 689.7093 | 707.9699
BEXAR | 2721.8547 | 2799.9731 | 2861.119 | 2863.7953 | 2983.2086 | 3129.2147
BLANCO | 30.7846 | 32.0532 | 33.1111 | 33.7976 | 35.564 | 36.7947
BORDEN | 1.8458 | 1.8784 | 1.9025 | 1.8778 | 1.9331 | 1.939
BOSQUE | 36.2966 | 37.1938 | 37.6967 | 37.8237 | 39.1417 | 39.8165
BRAZORIA | 1041.9793 | 1060.902 | 1069.5111 | 1067.5513 | 1103.4173 | 1121.4158
BRAZOS | 257.9144 | 264.7574 | 269.7998 | 271.8611 | 282.6108 | 289.1166
BREWSTER | 25.4899 | 26.0933 | 26.5433 | 26.6937 | 27.649 | 28.0887
BROOKS | 13.413 | 13.6674 | 13.8133 | 13.7921 | 14.1927 | 14.3578
BROWN | 80.3515 | 82.6863 | 82.3344 | 79.7152 | 82.0193 | 82.9099
BURLESON | 22.3057 | 23.0879 | 23.6951 | 24.0077 | 25.0548 | 25.6883
BURNET | 106.9323 | 115.1885 | 119.1644 | 121.8322 | 128.4202 | 133.1133
CALDWELL | 79.4155 | 82.3112 | 84.5797 | 85.8168 | 89.7055 | 92.2836
CALHOUN | 156.1323 | 160.499 | 160.9501 | 161.7618 | 167.4186 | 170.1971
CALLAHAN | 39.9861 | 40.0066 | 40.0114 | 39.3194 | 39.9858 | 39.9464
CAMERON | 529.5171 | 553.8501 | 577.7088 | 593.353 | 627.8771 | 654.1929
CHAMBERS | 157.0431 | 159.4249 | 159.6422 | 157.9746 | 163.445 | 166.2703
CHEROKEE | 75.692 | 80.2617 | 80.864 | 80.4897 | 82.5956 | 83.3218
CHILDRESS | 9.5207 | 9.4988 | 9.4311 | 9.2692 | 9.3954 | 9.3467
CLAY | 20.6934 | 21.4455 | 21.9505 | 22.1081 | 23.0194 | 23.6295
COKE | 13.8106 | 13.7601 | 13.7682 | 13.586 | 13.8287 | 13.8276
COLEMAN | 25.2607 | 25.3262 | 25.1427 | 24.8774 | 25.2959 | 25.2308
COLLIN | 1270.5168 | 1299.093 | 1345.4783 | 1363.4767 | 1427.5742 | 1470.1667
COLORADO | 55.7763 | 57.0911 | 57.9833 | 58.1996 | 60.2284 | 61.2937
COMAL | 271.3435 | 283.7701 | 300.2133 | 307.158 | 324.9061 | 338.109
COMANCHE | 33.6305 | 34.7695 | 35.0225 | 35.4432 | 37.0177 | 38.0096
CONCHO | 11.0119 | 11.1478 | 11.1283 | 11.1771 | 11.4713 | 11.5477
COOKE | 91.5754 | 94.6794 | 94.5216 | 95.5918 | 99.6123 | 102.0631
CORYELL | 75.7078 | 78.3917 | 80.53 | 81.7525 | 93.5907 | 96.2699
COTTLE | 3.8691 | 3.8564 | 3.823 | 3.7489 | 3.7923 | 3.7653
CRANE | 63.5458 | 60.7147 | 61.4043 | 61.3245 | 63.106 | 63.8386
CROCKETT | 26.6166 | 26.6659 | 26.7205 | 26.4986 | 27.063 | 27.1351
CROSBY | 1.5535 | 1.5593 | 1.5528 | 1.5279 | 1.5498 | 1.5457
CULBERSON | 4.3109 | 4.3661 | 4.3866 | 4.3545 | 4.4557 | 4.4825
DALLAS | 5272.559 | 5412.3882 | 5518.1185 | 5578.8745 | 5785.837 | 5896.8671
DAWSON | 46.0729 | 47.0039 | 47.1274 | 47.0393 | 48.0991 | 48.4947
DELTA | 7.6959 | 7.8075 | 7.9721 | 8.0304 | 8.3123 | 8.4425
DENTON | 808.995 | 838.671 | 850.7189 | 896.4224 | 941.3379 | 966.8531
DEWITT | 46.1005 | 47.5841 | 48.6491 | 49.2053 | 51.3144 | 52.6333
DICKENS | 6.6711 | 6.6859 | 6.6624 | 6.571 | 6.6428 | 6.5938
DIMMIT | 13.155 | 13.4974 | 13.7282 | 13.7885 | 14.2666 | 14.5061
DUVAL | 32.6758 | 33.2308 | 33.5228 | 33.4113 | 34.3231 | 34.6973
EASTLAND | 53.5817 | 54.276 | 54.4596 | 54.1796 | 55.3881 | 55.8173
ECTOR | 339.5314 | 342.6833 | 343.4255 | 339.8405 | 346.659 | 347.2393
EDWARDS | 8.3493 | 8.5231 | 8.6336 | 8.6436 | 8.9228 | 9.0592
ELLIS | 680.8326 | 698.9546 | 710.4931 | 713.294 | 738.7353 | 752.5224
ERATH | 80.92 | 82.7924 | 84.5924 | 84.7105 | 87.5501 | 88.9419
FALLS | 37.188 | 38.2771 | 38.4937 | 38.2552 | 39.1874 | 39.4548
FANNIN | 65.3233 | 67.0085 | 70.0345 | 71.4193 | 72.5143 | 74.3963
FAYETTE | 61.2227 | 62.876 | 64.0825 | 65.0414 | 67.4263 | 68.6171
FISHER | 28.4445 | 28.693 | 28.5953 | 28.7177 | 29.4483 | 29.6522
FOARD | 1.8036 | 1.7919 | 1.7732 | 1.7358 | 1.7514 | 1.7342
FORT BEND | 506.0324 | 534.9309 | 544.4268 | 544.2899 | 561.1944 | 570.8518
FRANKLIN | 2.2249 | 2.2556 | 2.2686 | 2.2546 | 2.3098 | 2.327
FREESTONE | 54.194 | 55.231 | 53.1169 | 52.9743 | 54.4725 | 55.0886
FRIO | 19.9046 | 20.634 | 21.2013 | 21.5072 | 22.4724 | 23.0699
GALVESTON | 586.422 | 622.2379 | 627.4989 | 623.5662 | 638.8218 | 645.5209
GILLESPIE | 51.6357 | 53.756 | 55.4665 | 56.5015 | 59.277 | 61.0966
GLASSCOCK | 13.7483 | 13.9558 | 14.0525 | 13.9802 | 14.3356 | 14.452
GOLIAD | 16.703 | 17.1231 | 17.4112 | 17.4928 | 18.1143 | 18.5071
GONZALES | 44.4286 | 46.0146 | 47.286 | 48.0178 | 50.2744 | 51.7569
GRAYSON | 363.0306 | 376.2222 | 386.6283 | 390.8679 | 411.1989 | 423.7879
GRIMES | 15.9535 | 16.7813 | 17.5322 | 18.1177 | 19.3229 | 20.2846
GUADALUPE | 246.9236 | 256.483 | 265.1544 | 270.7517 | 285.2151 | 295.63
HALL | 3.631 | 3.7346 | 3.8178 | 3.8395 | 3.9978 | 4.0427
HAMILTON | 12.4744 | 12.8084 | 13.0443 | 13.1225 | 13.605 | 13.8647
HARDEMAN | 14.3894 | 14.5151 | 14.5684 | 14.471 | 14.8171 | 14.8856
HARRIS | 7323.3783 | 7466.232 | 7556.9288 | 7549.6765 | 7627.4864 | 7929.9053
HASKELL | 23.9442 | 24.0965 | 24.1256 | 23.913 | 24.4466 | 24.536
HAYS | 270.8868 | 289.6112 | 303.2901 | 312.7371 | 340.9 | 356.5589
HENDERSON | 150.5268 | 154.373 | 156.8707 | 157.4104 | 145.643 | 147.4495
HIDALGO | 842.6764 | 905.7002 | 948.4106 | 984.1196 | 1055.9994 | 1113.4757
HILL | 79.2419 | 81.6606 | 83.3896 | 84.2443 | 87.6014 | 89.7534
HOOD | 135.1256 | 137.3675 | 133.9251 | 135.7052 | 134.2575 | 138.027
HOPKINS | 89.6157 | 91.3771 | 92.4491 | 92.4326 | 100.5851 | 102.6234
HOUSTON | 31.3234 | 31.7216 | 31.8679 | 31.6324 | 32.365 | 32.5581
HOWARD | 84.9133 | 85.8555 | 86.0385 | 85.2714 | 86.9592 | 87.4233
HUNT | 189.4657 | 194.7031 | 198.9232 | 186.5201 | 195.9844 | 198.8384
IRION | 11.5783 | 11.6543 | 11.4867 | 11.4414 | 11.6377 | 11.6065
JACK | 19.266 | 18.0622 | 18.2678 | 18.2522 | 18.7929 | 19.0257
JACKSON | 27.899 | 27.1013 | 27.3983 | 27.3716 | 28.1906 | 28.5354
JEFF DAVIS | 6.3477 | 6.5303 | 6.6784 | 6.7532 | 7.0333 | 7.1789
JIM HOGG | 4.1918 | 4.2666 | 4.3087 | 4.2999 | 4.4239 | 4.4755
JIM WELLS | 65.5389 | 67.2781 | 68.4909 | 68.8733 | 71.3704 | 72.6389
JOHNSON | 294.2931 | 297.5427 | 299.343 | 298.5751 | 312.7766 | 321.9714
JONES | 50.4807 | 50.3323 | 49.7818 | 49.0593 | 49.6823 | 49.4175
KARNES | 20.4218 | 20.71 | 21.4735 | 21.338 | 21.8561 | 21.998
KAUFMAN | 264.0816 | 277.1265 | 329.1341 | 343.7729 | 380.3508 | 394.1195
KENDALL | 72.9693 | 77.6185 | 82.2312 | 86.0804 | 92.8888 | 98.5513
KENEDY | 0.98413 | 0.9964 | 1.0008 | 0.99389 | 1.0167 | 1.0232
KENT | 43.589 | 43.7763 | 43.5853 | 42.8849 | 43.4984 | 43.3754
KERR | 120.9043 | 125.1798 | 128.5407 | 130.3975 | 136.3637 | 140.2088
KIMBLE | 14.8114 | 14.9732 | 15.0419 | 14.9453 | 15.312 | 15.4158
KING | 8.2844 | 8.339 | 8.3311 | 8.2249 | 8.3706 | 8.3752
KINNEY | 6.2731 | 6.403 | 6.4657 | 6.4751 | 6.6579 | 6.8002
KLEBERG | 74.1415 | 75.9159 | 76.6851 | 76.478 | 78.5832 | 79.4028
KNOX | 11.4968 | 11.4813 | 11.4039 | 11.21 | 11.363 | 11.3081
LA SALLE | 12.0812 | 12.5109 | 12.8429 | 13.0172 | 13.5912 | 13.9427
LAMAR | 139.0282 | 143.7481 | 146.7885 | 148.0158 | 153.3595 | 156.5767
LAMPASAS | 46.3924 | 48.4898 | 50.2412 | 51.4019 | 54.1787 | 56.1157
LAVACA | 22.694 | 23.3581 | 23.8499 | 24.0699 | 25.0422 | 25.6458
LEE | 23.6836 | 24.3868 | 24.8978 | 25.1093 | 26.0893 | 26.6428
LEON | 131.103 | 133.2141 | 134.3278 | 133.8827 | 137.6168 | 139.1337
LIMESTONE | 44.2167 | 45.5084 | 46.402 | 46.7839 | 48.6606 | 49.8031
LIVE OAK | 62.9217 | 64.9855 | 66.3304 | 66.749 | 69.2099 | 70.638
LLANO | 59.8681 | 58.5513 | 60.1874 | 61.1048 | 63.9253 | 65.7297
LOVING | 4.4663 | 4.522 | 4.5418 | 4.5073 | 4.6107 | 4.637
MADISON | 8.0152 | 8.1739 | 8.2754 | 8.2827 | 8.5502 | 8.6836
MARTIN | 21.0108 | 21.3625 | 21.5446 | 21.4668 | 22.0505 | 22.2577
MASON | 7.9642 | 8.1815 | 8.3368 | 8.393 | 8.7075 | 8.8791
MATAGORDA | 116.1345 | 120.1676 | 121.932 | 122.2139 | 125.9176 | 127.6177
MAVERICK | 61.0778 | 63.4796 | 65.675 | 67.7021 | 71.4722 | 75.7357
MCCULLOCH | 12.9736 | 13.3699 | 13.6783 | 13.8343 | 14.4255 | 14.7898
MCLENNAN | 517.4081 | 531.0911 | 540.7824 | 543.7994 | 563.5508 | 574.0784
MCMULLEN | 4.73 | 4.8509 | 4.9359 | 4.9633 | 5.1452 | 5.2491
MEDINA | 128.6486 | 133.5662 | 137.9743 | 152.5847 | 160.8505 | 166.8144
MENARD | 5.5874 | 5.561 | 5.5122 | 5.4043 | 5.4646 | 5.4238
MIDLAND | 219.4292 | 222.1625 | 223.1707 | 221.429 | 226.5419 | 227.7935
MILAM | 54.4171 | 58.2806 | 61.0452 | 63.4614 | 66.0745 | 67.6556
MILLS | 5.563 | 5.7312 | 5.8555 | 5.9083 | 6.145 | 6.2816
MITCHELL | 14.292 | 14.4236 | 14.5183 | 14.3621 | 14.7231 | 14.7612
MONTAGUE | 40.3462 | 41.6052 | 42.5537 | 42.9981 | 44.7768 | 45.8354
MONTGOMERY | 139.6231 | 149.4519 | 156.5471 | 161.1231 | 170.8873 | 173.8403
MOTLEY | 10.1396 | 10.4004 | 10.6088 | 10.6801 | 11.1047 | 11.2826
NACOGDOCHES | 125.7823 | 127.516 | 128.4727 | 127.8791 | 131.2196 | 132.3699
NAVARRO | 157.3778 | 163.3431 | 166.2193 | 165.2494 | 164.13 | 166.6313
NOLAN | 47.3047 | 47.8832 | 47.9572 | 47.5306 | 48.4856 | 48.7946
NUECES | 845.5494 | 870.3621 | 884.7755 | 887.8222 | 918.103 | 932.3599
PALO PINTO | 58.9795 | 60.5526 | 61.6672 | 61.9994 | 61.9594 | 63.1369
PARKER | 253.3128 | 263.0379 | 270.7296 | 270.2217 | 279.5614 | 287.4109
PECOS | 53.0476 | 54.7955 | 56.0877 | 57.0821 | 59.7334 | 61.4189
PRESIDIO | 11.1529 | 11.3502 | 11.4857 | 11.4967 | 11.8588 | 11.9952
RAINS | 14.1334 | 14.4883 | 14.7346 | 14.8081 | 15.341 | 15.9065
REAGAN | 11.4714 | 11.3713 | 11.3336 | 11.1702 | 11.3459 | 11.3174
REAL | 7.5722 | 7.8174 | 8.0074 | 8.1052 | 8.4578 | 8.6797
RED RIVER | 21.4305 | 21.7148 | 22.234 | 22.2787 | 32.4033 | 33.2304
REEVES | 26.7038 | 26.8852 | 26.8822 | 26.5761 | 27.0849 | 27.125
REFUGIO | 21.1777 | 21.3822 | 21.4171 | 21.1969 | 21.6258 | 21.7159
ROBERTSON | 13.528 | 14.1205 | 14.6249 | 15.0244 | 15.9277 | 16.6276
ROCKWALL | 193.0002 | 204.271 | 212.5976 | 213.5321 | 229.4897 | 239.1766
RUNNELS | 29.0905 | 28.9664 | 28.5183 | 28.1221 | 28.425 | 28.1985
RUSK | 9.2592 | 9.3641 | 9.3947 | 9.3129 | 9.5162 | 9.56
SAN PATRICIO | 146.816 | 150.368 | 152.7154 | 153.1484 | 158.2377 | 160.6966
SAN SABA | 7.6602 | 7.8644 | 8.0099 | 8.0619 | 8.3658 | 8.5352
SCHLEICHER | 10.1497 | 10.0816 | 9.9462 | 9.7646 | 9.8519 | 9.7555
SCURRY | 175.5801 | 177.1483 | 177.5514 | 175.2916 | 178.6341 | 179.1427
SHACKELFORD | 17.9693 | 18.3858 | 18.6947 | 18.7423 | 19.3528 | 19.6146
SMITH | 450.2127 | 460.1296 | 464.6378 | 463.536 | 476.6572 | 481.8527
SOMERVELL | 22.5438 | 23.2997 | 23.8976 | 24.2056 | 25.2971 | 25.999
STARR | 72.8286 | 77.3599 | 81.2212 | 83.7791 | 89.0284 | 93.2551
STEPHENS | 46.3543 | 47.5542 | 48.3778 | 48.6113 | 50.329 | 51.9555
STERLING | 9.1261 | 9.2573 | 8.8519 | 9.126 | 9.3073 | 9.3026
STONEWALL | 7.9771 | 8.0082 | 7.9915 | 7.8887 | 8.0282 | 8.0236
SUTTON | 13.0229 | 13.0012 | 12.9149 | 12.7011 | 12.8812 | 12.8244
TARRANT | 3584.5435 | 3720.9927 | 3771.3401 | 3778.6339 | 3945.2609 | 4056.7675
TAYLOR | 240.4691 | 245.898 | 249.1545 | 249.3399 | 257.3934 | 261.3153
TERRELL | 1.2725 | 1.2901 | 1.2975 | 1.2895 | 1.321 | 1.3308
THROCKMORTON | 7.2581 | 7.2438 | 7.1886 | 7.0642 | 7.1566 | 7.1194
TOM GREEN | 174.9641 | 177.2842 | 177.1212 | 176.1567 | 180.2579 | 181.4612
TRAVIS | 1665.8508 | 1721.3275 | 1779.4986 | 1764.9712 | 1884.7106 | 1882.8142
UPTON | 14.8619 | 18.7886 | 19.1164 | 19.227 | 19.9285 | 20.2846
UVALDE | 43.0608 | 44.6633 | 45.8252 | 46.8071 | 49.0314 | 49.6339
VAL VERDE | 63.7095 | 66.0614 | 67.714 | 69.1999 | 72.443 | 76.1437
VAN ZANDT | 83.0556 | 85.374 | 86.9417 | 87.4168 | 90.5171 | 92.4861
VICTORIA | 264.9932 | 274.139 | 279.6721 | 281.5956 | 292.0608 | 297.4215
WALLER | 122.8545 | 126.8604 | 130.0743 | 131.8848 | 137.9297 | 141.266
WARD | 37.7508 | 38.7344 | 39.5073 | 39.9094 | 41.671 | 42.9133
WASHINGTON | 77.8061 | 79.9582 | 81.4851 | 79.2003 | 82.1285 | 83.7028
WEBB | 280.7747 | 294.9372 | 305.0703 | 313.8988 | 332.332 | 344.5343
WHARTON | 83.8242 | 85.3109 | 86.1402 | 85.8337 | 88.1772 | 89.5934
WICHITA | 309.368 | 313.1794 | 315.3582 | 313.5148 | 321.1107 | 323.2697
WILBARGER | 30.0559 | 29.9747 | 29.774 | 29.2784 | 29.6871 | 29.537
WILLACY | 39.4463 | 35.5304 | 37.6186 | 39.2361 | 42.208 | 44.7557
WILLIAMSON | 568.8098 | 615.8477 | 644.9339 | 667.5024 | 711.8634 | 743.971
WILSON | 68.8482 | 71.2835 | 73.6392 | 74.946 | 77.182 | 81.2089
WINKLER | 47.3956 | 47.9451 | 48.1149 | 47.7102 | 48.7668 | 49.0094
WISE | 178.4271 | 184.8955 | 196.6745 | 201.4127 | 212.3839 | 219.8465
YOUNG | 43.3072 | 44.3722 | 45.0969 | 45.2814 | 46.8437 | 47.6345
ZAPATA | 20.7145 | 21.8904 | 22.9421 | 23.7538 | 25.3504 | 26.601
ZAVALA | 20.486 | 21.0174 | 21.3463 | 21.5488 | 22.3382 | 23.09

## WinterLoadbyCounty
Winter Load by County
The loads shown are the non-coincident loads of the individual delivery points from the 2005 ALDRs and do not include self-serve load. The values shown here are used in the winter import/export calculations.
Winter Load, MW
County | 2006 | 2007 | 2008 | 2009 | 2010 | 2011
ANDERSON | 156.7406 | 160.0366 | 163.4176 | 166.8756 | 170.4176 | 173.815
ANDREWS | 153.35 | 154.18 | 155.11 | 155.95 | 156.93 | 157.76
ANGELINA | 344.1922 | 347.82 | 351.45 | 355.0771 | 358.7201 | 362.36
ARANSAS | 54.6522 | 56.0002 | 57.3482 | 58.6962 | 60.0442 | 61.393
ARCHER | 27.969 | 28.688 | 29.409 | 30.129 | 30.849 | 31.569
ATASCOSA | 67.4288 | 68.9648 | 70.5208 | 72.0974 | 73.6951 | 75.254
AUSTIN | 78.3115 | 79.6917 | 81.1151 | 82.5815 | 84.0911 | 86.313
BANDERA | 66.399 | 69.808 | 73.4 | 77.182 | 81.163 | 85.354
BASTROP | 185.9686 | 198.432 | 206.9214 | 219.26 | 227.922 | 236.615
BAYLOR | 10.193 | 10.273 | 10.453 | 10.535 | 10.618 | 10.702
BEE | 59.0845 | 59.6861 | 59.6457 | 60.252 | 60.865 | 61.537
BELL | 813.1089 | 827.5898 | 852.4406 | 876.8286 | 890.0628 | 916.067
BEXAR | 3504.2 | 3591.3 | 3685.2 | 3748.7 | 3849.8 | 4049
BLANCO | 39.633 | 41.112 | 42.648 | 44.241 | 45.895 | 47.61
BORDEN | 2.3763 | 2.4093 | 2.4505 | 2.458 | 2.4946 | 2.509
BOSQUE | 46.7293 | 47.7055 | 48.5543 | 49.5111 | 50.512 | 51.52
BRAZORIA | 1341.4765 | 1360.7336 | 1377.5597 | 1397.4216 | 1423.9487 | 1451.039
BRAZOS | 332.047 | 339.583 | 347.5096 | 355.8654 | 364.7063 | 374.098
BREWSTER | 32.8165 | 33.4678 | 34.1885 | 34.942 | 35.6807 | 36.345
BROOKS | 17.2683 | 17.5301 | 17.7919 | 18.0538 | 18.3156 | 18.578
BROWN | 103.447 | 106.055 | 106.049 | 104.347 | 105.845 | 107.28
BURLESON | 28.717 | 29.613 | 30.52 | 31.426 | 32.333 | 33.239
BURNET | 137.668 | 147.743 | 153.487 | 159.478 | 165.725 | 172.24
CALDWELL | 102.242 | 105.574 | 108.941 | 112.334 | 115.764 | 119.409
CALHOUN | 201.0095 | 205.8592 | 207.3081 | 211.7457 | 216.052 | 220.224
CALLAHAN | 51.4794 | 51.3132 | 51.5358 | 51.4689 | 51.6013 | 51.688
CAMERON | 681.7167 | 710.379 | 744.1048 | 776.6974 | 810.2689 | 846.483
CHAMBERS | 202.1822 | 204.4815 | 205.6235 | 206.7884 | 210.9241 | 215.143
CHEROKEE | 97.4483 | 102.9452 | 104.1551 | 105.3608 | 106.5888 | 107.813
CHILDRESS | 12.2572 | 12.1833 | 12.1475 | 12.1333 | 12.1247 | 12.094
CLAY | 26.6414 | 27.5064 | 28.2728 | 28.9394 | 29.7062 | 30.575
COKE | 17.7803 | 17.6489 | 17.7338 | 17.784 | 17.8457 | 17.892
COLEMAN | 32.5214 | 32.4839 | 32.3844 | 32.5644 | 32.644 | 32.647
COLLIN | 1635.7027 | 1666.242 | 1733.0131 | 1784.7871 | 1842.2698 | 1902.3
COLORADO | 71.8081 | 73.2261 | 74.6841 | 76.1831 | 77.7241 | 79.31
COMAL | 349.336 | 363.969 | 386.683 | 402.069 | 419.288 | 437.491
COMANCHE | 43.297 | 44.596 | 45.11 | 46.395 | 47.771 | 49.182
CONCHO | 14.177 | 14.2984 | 14.3336 | 14.6308 | 14.8035 | 14.942
COOKE | 117.8969 | 121.4376 | 121.7465 | 125.1295 | 128.5486 | 132.063
CORYELL | 97.4686 | 100.5467 | 103.7249 | 107.0137 | 120.7778 | 124.567
COTTLE | 4.9812 | 4.9463 | 4.9242 | 4.9073 | 4.8939 | 4.872
CRANE | 81.8108 | 77.8739 | 79.0905 | 80.2736 | 81.4376 | 82.603
CROCKETT | 34.2671 | 34.2022 | 34.4167 | 34.6866 | 34.9246 | 35.111
CROSBY | 2 | 2 | 2 | 2 | 2 | 2
CULBERSON | 5.55 | 5.6 | 5.65 | 5.7 | 5.75 | 5.8
DALLAS | 6788.0558 | 6942.0344 | 7107.4885 | 7302.731 | 7466.5631 | 7630.162
DAWSON | 59.3157 | 60.2881 | 60.7014 | 61.5743 | 62.0714 | 62.749
DELTA | 9.908 | 10.014 | 10.2683 | 10.5118 | 10.727 | 10.924
DENTON | 1041.5252 | 1075.6958 | 1095.7494 | 1173.4143 | 1214.7869 | 1251.045
DEWITT | 59.3512 | 61.0323 | 62.6614 | 64.4096 | 66.2207 | 68.104
DICKENS | 8.5886 | 8.5754 | 8.5814 | 8.6014 | 8.5724 | 8.532
DIMMIT | 16.9361 | 17.312 | 17.6823 | 18.0491 | 18.4109 | 18.77
DUVAL | 42.0679 | 42.6225 | 43.1783 | 43.7354 | 44.2936 | 44.896
EASTLAND | 68.9827 | 69.6155 | 70.1455 | 70.9209 | 71.4777 | 72.224
ECTOR | 437.1232 | 439.5323 | 442.3415 | 444.8502 | 447.3599 | 449.305
EDWARDS | 10.7492 | 10.9319 | 11.1203 | 11.3145 | 11.5148 | 11.722
ELLIS | 876.525 | 896.4928 | 915.1346 | 933.6999 | 953.3304 | 973.715
ERATH | 104.179 | 106.1911 | 108.9574 | 110.8858 | 112.9825 | 115.085
FALLS | 47.877 | 49.095 | 49.581 | 50.076 | 50.571 | 51.052
FANNIN | 84.0992 | 85.9463 | 90.2064 | 93.4877 | 93.579 | 96.264
FAYETTE | 78.82 | 80.646 | 82.54 | 85.139 | 87.013 | 88.786
FISHER | 36.6203 | 36.8022 | 36.8316 | 37.5914 | 38.0028 | 38.368
FOARD | 2.322 | 2.2983 | 2.284 | 2.2722 | 2.2601 | 2.244
FORT BEND | 651.4817 | 686.1127 | 701.2367 | 712.474 | 724.2156 | 738.645
FRANKLIN | 2.8644 | 2.8931 | 2.922 | 2.9512 | 2.9807 | 3.011
FREESTONE | 69.7711 | 70.8404 | 68.416 | 69.3433 | 70.2962 | 71.281
FRIO | 25.6258 | 26.4656 | 27.3079 | 28.1528 | 29.0004 | 29.851
GALVESTON | 754.9779 | 798.0945 | 808.2359 | 816.2464 | 824.393 | 835.262
GILLESPIE | 66.4774 | 68.9485 | 71.4424 | 73.9603 | 76.4963 | 79.055
GLASSCOCK | 17.7 | 17.9 | 18.1 | 18.3 | 18.5 | 18.7
GOLIAD | 21.504 | 21.9625 | 22.4262 | 22.8981 | 23.3763 | 23.947
GONZALES | 57.1988 | 59.0193 | 60.9057 | 62.8552 | 64.8786 | 66.97
GRAYSON | 467.3768 | 482.5499 | 497.9879 | 511.645 | 530.648 | 548.354
GRIMES | 20.539 | 21.524 | 22.582 | 23.716 | 24.936 | 26.247
GUADALUPE | 317.8972 | 328.9702 | 341.5262 | 354.4132 | 368.0672 | 382.526
HALL | 4.6747 | 4.7901 | 4.9174 | 5.0259 | 5.1591 | 5.231
HAMILTON | 16.0599 | 16.4283 | 16.8014 | 17.1774 | 17.5572 | 17.94
HARDEMAN | 18.5253 | 18.6174 | 18.7645 | 18.9424 | 19.1214 | 19.261
HARRIS | 9428.3441 | 9576.3345 | 9733.5322 | 9882.5052 | 9843.1928 | 10260.781
HASKELL | 30.8265 | 30.9067 | 31.0744 | 31.302 | 31.5481 | 31.748
HAYS | 348.748 | 371.461 | 390.646 | 409.372 | 439.928 | 461.364
HENDERSON | 193.7928 | 198.0018 | 202.0538 | 206.0498 | 187.9508 | 190.79
HIDALGO | 1084.8876 | 1161.6687 | 1221.5789 | 1288.2097 | 1362.7564 | 1440.765
HILL | 102.0185 | 104.7395 | 107.4082 | 110.2755 | 113.0487 | 116.135
HOOD | 173.9649 | 176.1902 | 172.4993 | 177.6377 | 173.2579 | 178.598
HOPKINS | 115.374 | 117.202 | 119.077 | 120.994 | 129.804 | 132.788
HOUSTON | 40.3267 | 40.6867 | 41.0467 | 41.4067 | 41.7667 | 42.128
HOWARD | 109.32 | 110.12 | 110.82 | 111.62 | 112.22 | 113.12
HUNT | 243.924 | 249.73 | 256.2185 | 244.1542 | 252.9158 | 257.284
IRION | 14.9063 | 14.948 | 14.7952 | 14.9768 | 15.0184 | 15.018
JACK | 24.8037 | 23.1669 | 23.5294 | 23.8921 | 24.2521 | 24.618
JACKSON | 35.9181 | 34.7607 | 35.2898 | 35.8293 | 36.3797 | 36.923
JEFF DAVIS | 8.1722 | 8.3758 | 8.6019 | 8.84 | 9.0764 | 9.289
JIM HOGG | 5.3966 | 5.4724 | 5.5497 | 5.6285 | 5.709 | 5.791
JIM WELLS | 84.3768 | 86.2922 | 88.2182 | 90.1549 | 92.1028 | 93.99
JOHNSON | 378.882 | 381.634 | 385.562 | 390.834 | 403.635 | 416.61
JONES | 64.9904 | 64.5572 | 64.1203 | 64.2185 | 64.1145 | 63.943
KARNES | 26.2916 | 26.563 | 27.6585 | 27.9314 | 28.205 | 28.464
KAUFMAN | 339.9868 | 355.4478 | 423.9338 | 449.9978 | 490.8388 | 509.965
KENDALL | 93.943 | 99.555 | 105.916 | 112.679 | 119.872 | 127.519
KENEDY | 1.267 | 1.278 | 1.289 | 1.301 | 1.312 | 1.324
KENT | 56.1178 | 56.1483 | 56.139 | 56.1362 | 56.1343 | 56.125
KERR | 155.656 | 160.558 | 165.564 | 170.69 | 175.976 | 181.421
KIMBLE | 19.0686 | 19.2049 | 19.3744 | 19.5633 | 19.76 | 19.947
KING | 10.6656 | 10.6958 | 10.7306 | 10.7664 | 10.8022 | 10.837
KINNEY | 8.0762 | 8.2127 | 8.3279 | 8.4758 | 8.5919 | 8.799
KLEBERG | 95.452 | 97.3713 | 98.7725 | 100.1095 | 101.4109 | 102.742
KNOX | 14.8013 | 14.7261 | 14.6885 | 14.6738 | 14.6639 | 14.632
LA SALLE | 15.5537 | 16.0468 | 16.542 | 17.0395 | 17.5392 | 18.041
LAMAR | 178.9892 | 184.3741 | 189.0676 | 193.7523 | 197.9089 | 202.6
LAMPASAS | 59.727 | 62.194 | 64.712 | 67.285 | 69.917 | 72.61
LAVACA | 29.217 | 29.9596 | 30.7194 | 31.5074 | 32.3167 | 33.184
LEE | 30.491 | 31.279 | 32.069 | 32.868 | 33.668 | 34.474
LEON | 168.7861 | 170.863 | 173.0179 | 175.2521 | 177.593 | 180.03
LIMESTONE | 56.926 | 58.37 | 59.767 | 61.24 | 62.796 | 64.442
LIVE OAK | 81.0073 | 83.3516 | 85.4353 | 87.3743 | 89.3147 | 91.401
LLANO | 77.076 | 75.099 | 77.523 | 79.986 | 82.495 | 85.05
LOVING | 5.75 | 5.8 | 5.85 | 5.9 | 5.95 | 6
MADISON | 10.319 | 10.484 | 10.659 | 10.842 | 11.034 | 11.236
MARTIN | 27.05 | 27.4 | 27.75 | 28.1 | 28.456 | 28.8
MASON | 10.2534 | 10.4937 | 10.738 | 10.9864 | 11.237 | 11.489
MATAGORDA | 149.5151 | 154.1292 | 157.0517 | 159.9777 | 162.4953 | 165.129
MAVERICK | 78.6335 | 81.4202 | 84.5912 | 88.6218 | 92.2341 | 97.997
MCCULLOCH | 16.7026 | 17.1485 | 17.6181 | 18.1091 | 18.6159 | 19.137
MCLENNAN | 666.1273 | 681.1878 | 696.5426 | 711.8318 | 727.2566 | 742.82
MCMULLEN | 6.0895 | 6.2218 | 6.3576 | 6.4969 | 6.6399 | 6.792
MEDINA | 165.6262 | 171.3146 | 177.7147 | 199.733 | 207.5759 | 215.847
MENARD | 7.1935 | 7.1326 | 7.0999 | 7.0743 | 7.052 | 7.018
MIDLAND | 282.5 | 284.95 | 287.45 | 289.85 | 292.35 | 294.75
MILAM | 70.0582 | 74.7518 | 78.628 | 83.0708 | 85.2685 | 87.542
MILLS | 7.162 | 7.351 | 7.542 | 7.734 | 7.93 | 8.128
MITCHELL | 18.4 | 18.5 | 18.7 | 18.8 | 19 | 19.1
MONTAGUE | 51.9429 | 53.3636 | 54.8104 | 56.2844 | 57.784 | 59.308
MONTGOMERY | 179.7552 | 191.6899 | 201.637 | 210.9096 | 220.5283 | 224.938
MOTLEY | 13.054 | 13.3398 | 13.6644 | 13.9802 | 14.3304 | 14.599
NACOGDOCHES | 161.9361 | 163.5544 | 165.4764 | 167.3933 | 169.3375 | 171.278
NAVARRO | 202.613 | 209.507 | 214.095 | 216.311 | 211.808 | 215.61
NOLAN | 60.9016 | 61.416 | 61.7702 | 62.2174 | 62.5702 | 63.137
NUECES | 1088.5865 | 1116.3433 | 1139.6152 | 1162.1567 | 1184.8025 | 1206.413
PALO PINTO | 75.932 | 77.666 | 79.429 | 81.157 | 79.958 | 81.695
PARKER | 326.1228 | 337.3776 | 348.7072 | 353.7195 | 360.7711 | 371.891
PECOS | 68.2952 | 70.2818 | 72.2424 | 74.7203 | 77.0854 | 79.472
PRESIDIO | 14.3585 | 14.558 | 14.794 | 15.0492 | 15.3037 | 15.521
RAINS | 18.1958 | 18.583 | 18.9786 | 19.3837 | 19.7973 | 20.582
REAGAN | 14.7686 | 14.5851 | 14.598 | 14.6218 | 14.6418 | 14.644
REAL | 9.7487 | 10.0267 | 10.3137 | 10.6097 | 10.9147 | 11.231
RED RIVER | 27.5903 | 27.8519 | 28.638 | 29.1628 | 41.8162 | 42.998
REEVES | 34.3793 | 34.4835 | 34.625 | 34.788 | 34.9528 | 35.098
REFUGIO | 27.2648 | 27.4252 | 27.5859 | 27.7467 | 27.9078 | 28.099
ROBERTSON | 17.4163 | 18.1113 | 18.8372 | 19.6669 | 20.5545 | 21.515
ROCKWALL | 248.4745 | 262.0019 | 273.8315 | 279.5129 | 296.1541 | 309.479
RUNNELS | 37.452 | 37.1529 | 36.7323 | 36.8118 | 36.6822 | 36.487
RUSK | 11.9206 | 12.0106 | 12.1006 | 12.1906 | 12.2806 | 12.37
SAN PATRICIO | 189.0155 | 192.8649 | 196.7016 | 200.4708 | 204.2041 | 207.931
SAN SABA | 9.862 | 10.087 | 10.317 | 10.553 | 10.796 | 11.044
SCHLEICHER | 13.067 | 12.9309 | 12.811 | 12.7819 | 12.7138 | 12.623
SCURRY | 226.0472 | 227.2138 | 228.6911 | 229.4562 | 230.5255 | 231.799
SHACKELFORD | 23.1342 | 23.5819 | 24.0792 | 24.5336 | 24.9745 | 25.38
SMITH | 579.6177 | 590.1711 | 598.4662 | 606.7673 | 615.1212 | 623.486
SOMERVELL | 29.0236 | 29.8846 | 30.7808 | 31.685 | 32.6457 | 33.641
STARR | 93.7618 | 99.2233 | 104.6152 | 109.6667 | 114.8903 | 120.666
STEPHENS | 59.678 | 60.994 | 62.312 | 63.632 | 64.949 | 67.227
STERLING | 11.7492 | 11.8736 | 11.4015 | 11.946 | 12.011 | 12.037
STONEWALL | 10.2699 | 10.2715 | 10.2932 | 10.3262 | 10.3604 | 10.382
SUTTON | 16.766 | 16.6756 | 16.6347 | 16.6256 | 16.6231 | 16.594
TARRANT | 4614.8524 | 4772.6177 | 4857.5898 | 4946.2212 | 5091.3187 | 5249.193
TAYLOR | 309.5873 | 315.3935 | 320.9179 | 326.3853 | 332.1635 | 338.125
TERRELL | 1.6383 | 1.6547 | 1.6712 | 1.6879 | 1.7048 | 1.722
THROCKMORTON | 9.3443 | 9.291 | 9.2591 | 9.247 | 9.2355 | 9.212
TITUS | 0 | 0 | 0 | 0 | 0 | 0
TOM GREEN | 225.2542 | 227.3881 | 228.1369 | 230.5886 | 232.621 | 234.799
TRAVIS | 2144.6679 | 2207.8082 | 2292.0431 | 2310.3423 | 2432.1996 | 2436.239
UPTON | 19.1336 | 24.0986 | 24.6224 | 25.1681 | 25.7175 | 26.247
UVALDE | 55.4378 | 57.2861 | 59.0241 | 61.2704 | 63.2745 | 64.223
VAL VERDE | 82.0216 | 84.7316 | 87.2174 | 90.5825 | 93.487 | 98.525
VAN ZANDT | 106.9283 | 109.5024 | 111.9834 | 114.4283 | 116.8114 | 119.671
VICTORIA | 341.1604 | 351.616 | 360.2254 | 368.6079 | 376.9014 | 384.844
WALLER | 158.1667 | 162.7137 | 167.5393 | 172.6368 | 177.9969 | 182.789
WARD | 48.6015 | 49.6815 | 50.8865 | 52.2414 | 53.776 | 55.527
WASHINGTON | 100.17 | 102.556 | 104.955 | 103.673 | 105.986 | 108.306
WEBB | 361.4781 | 378.2922 | 392.9389 | 410.8927 | 428.8711 | 445.805
WHARTON | 107.9179 | 109.4214 | 110.951 | 112.3561 | 113.7918 | 115.928
WICHITA | 398.29 | 401.69 | 406.19 | 410.39 | 414.39 | 418.29
WILBARGER | 38.6949 | 38.4462 | 38.3497 | 38.3253 | 38.3109 | 38.219
WILLACY | 50.7844 | 45.572 | 48.4538 | 51.3599 | 54.4689 | 57.911
WILLIAMSON | 732.3033 | 789.8983 | 830.6926 | 873.7587 | 918.6524 | 962.65
WILSON | 88.6372 | 91.4296 | 94.8493 | 98.1041 | 99.6026 | 105.079
WINKLER | 61.0186 | 61.4953 | 61.9733 | 62.4525 | 62.933 | 63.415
WISE | 229.7126 | 237.1506 | 253.3222 | 263.6487 | 274.0792 | 284.467
YOUNG | 55.755 | 56.9126 | 58.0861 | 59.2733 | 60.4513 | 61.636
ZAPATA | 26.6685 | 28.0771 | 29.5501 | 31.0936 | 32.7144 | 34.42
ZAVALA | 26.3743 | 26.9574 | 27.4946 | 28.2073 | 28.8273 | 29.877

## WinterGenerationbyCounty
Winter Generation by County
These values are used in the summer import/export calculations for each county. Capacities for mothballed units are included as the total capacity of the unit. Capacities for the wind units are at 2.9%. Asynchronous ties are shown at 50%. These values include the amount available for the grid according information from the owners of the self-serve units and the distributed generation units that have registered with ERCOT.
Winter Generation, MW
County | 2006 | 2007 | 2008 | 2009 | 2010 | 2011
ANDERSON | 0 | 0 | 0 | 0 | 0 | 0
ANDREWS | 0 | 0 | 0 | 0 | 0 | 0
ANGELINA | 0 | 0 | 0 | 0 | 0 | 0
ARANSAS | 0 | 0 | 0 | 0 | 0 | 0
ARCHER | 0 | 0 | 0 | 0 | 0 | 0
ATASCOSA | 397 | 397 | 397 | 397 | 397 | 397
AUSTIN | 0 | 0 | 0 | 0 | 0 | 0
BANDERA | 0 | 0 | 0 | 0 | 0 | 0
BASTROP | 1681 | 1681 | 1681 | 1681 | 1681 | 1681
BAYLOR | 0 | 0 | 0 | 0 | 0 | 0
BEE | 0 | 0 | 0 | 0 | 0 | 0
BELL | 0 | 0 | 0 | 0 | 0 | 0
BEXAR | 4462.6 | 4462.6 | 4462.6 | 4397.6 | 5147.6 | 5147.6
BLANCO | 0 | 0 | 0 | 0 | 0 | 0
BORDEN | 2.9 | 2.9 | 2.9 | 2.9 | 2.9 | 2.9
BOSQUE | 640 | 640 | 640 | 640 | 640 | 640
BRAZORIA | 954 | 954 | 954 | 954 | 954 | 954
BRAZOS | 291 | 291 | 291 | 291 | 291 | 291
BREWSTER | 0 | 0 | 0 | 0 | 0 | 0
BROOKS | 0 | 0 | 0 | 0 | 0 | 0
BROWN | 0 | 0 | 0 | 0 | 0 | 0
BURLESON | 0 | 0 | 0 | 0 | 0 | 0
BURNET | 95 | 95 | 95 | 95 | 95 | 95
CALDWELL | 0 | 0 | 0 | 0 | 0 | 0
CALHOUN | 375.2 | 375.2 | 375.2 | 375.2 | 375.2 | 375.2
CALLAHAN | 0 | 0 | 0 | 0 | 0 | 0
CAMERON | 373 | 373 | 448 | 448 | 448 | 448
CHAMBERS | 1928.9 | 1928.9 | 1928.9 | 1928.9 | 1928.9 | 1928.9
CHEROKEE | 593 | 593 | 593 | 593 | 593 | 593
CHILDRESS | 0 | 0 | 0 | 0 | 0 | 0
CLAY | 0 | 0 | 0 | 0 | 0 | 0
COKE | 0 | 0 | 0 | 0 | 0 | 0
COLEMAN | 0 | 0 | 0 | 0 | 0 | 0
COLLIN | 575 | 575 | 575 | 575 | 575 | 575
COLORADO | 0 | 0 | 0 | 0 | 0 | 0
COMAL | 6 | 6 | 6 | 6 | 6 | 6
COMANCHE | 0 | 0 | 0 | 0 | 0 | 0
CONCHO | 0 | 0 | 0 | 0 | 0 | 0
COOKE | 0 | 0 | 0 | 0 | 0 | 0
CORYELL | 0 | 0 | 0 | 0 | 0 | 0
COTTLE | 0 | 0 | 0 | 0 | 0 | 0
CRANE | 0 | 0 | 0 | 0 | 0 | 0
CROCKETT | 0 | 0 | 0 | 0 | 0 | 0
CROSBY | 0 | 0 | 0 | 0 | 0 | 0
CULBERSON | 2.2 | 2.2 | 7.3 | 7.3 | 7.3 | 7.3
DALLAS | 2566 | 2566 | 2566 | 2566 | 2566 | 2566
DAWSON | 0 | 0 | 0 | 0 | 0 | 0
DELTA | 0 | 0 | 0 | 0 | 0 | 0
DENTON | 159.4 | 159.4 | 159.4 | 159.4 | 159.4 | 159.4
DEWITT | 1.2 | 1.2 | 1.2 | 1.2 | 1.2 | 1.2
DICKENS | 0 | 0 | 0 | 0 | 0 | 0
DIMMIT | 0 | 0 | 0 | 0 | 0 | 0
DUVAL | 0 | 0 | 0 | 0 | 0 | 0
EASTLAND | 0 | 1.7 | 1.7 | 1.7 | 1.7 | 1.7
ECTOR | 1065 | 1065 | 1065 | 1065 | 1065 | 1065
EDWARDS | 0 | 0 | 0 | 0 | 0 | 0
ELLIS | 1769 | 1769 | 1769 | 1769 | 1769 | 1769
ERATH | 0 | 0 | 0 | 0 | 0 | 0
FALLS | 0 | 0 | 0 | 0 | 0 | 0
FANNIN | 2276 | 2276 | 2276 | 2276 | 2276 | 2276
FAYETTE | 1677 | 1677 | 1677 | 1677 | 1677 | 1677
FISHER | 0 | 0 | 0 | 0 | 0 | 0
FOARD | 0 | 0 | 0 | 0 | 0 | 0
FORT BEND | 4264 | 4264 | 4264 | 4264 | 4264 | 4264
FRANKLIN | 0 | 0 | 0 | 0 | 0 | 0
FREESTONE | 2240 | 2240 | 2240 | 2240 | 2240 | 2240
FRIO | 74 | 74 | 74 | 74 | 74 | 74
GALVESTON | 1369.5 | 1369.5 | 1369.5 | 1369.5 | 1369.5 | 1369.5
GILLESPIE | 0 | 0 | 0 | 0 | 0 | 0
GLASSCOCK | 0 | 0 | 0 | 0 | 0 | 0
GOLIAD | 633 | 633 | 633 | 633 | 633 | 633
GONZALES | 4.8 | 4.8 | 4.8 | 4.8 | 4.8 | 4.8
GRAYSON | 80 | 80 | 80 | 80 | 80 | 80
GRIMES | 1194 | 1359 | 1359 | 1359 | 1359 | 1359
GUADALUPE | 1830.2 | 1830.2 | 1830.2 | 1830.2 | 1830.2 | 1830.2
HALL | 0 | 0 | 0 | 0 | 0 | 0
HAMILTON | 0 | 0 | 0 | 0 | 0 | 0
HARDEMAN | 0 | 0 | 0 | 0 | 0 | 0
HARRIS | 7289.5 | 7289.5 | 7289.5 | 7289.5 | 7289.5 | 7289.5
HASKELL | 0 | 0 | 0 | 0 | 0 | 0
HAYS | 994 | 994 | 994 | 994 | 994 | 994
HENDERSON | 241 | 241 | 241 | 241 | 241 | 241
HIDALGO | 1750 | 1750 | 1750 | 1750 | 1750 | 1750
HILL | 0 | 0 | 0 | 0 | 0 | 0
HOOD | 1838 | 1838 | 1838 | 1838 | 1838 | 1838
HOPKINS | 0 | 0 | 0 | 0 | 0 | 0
HOUSTON | 0 | 0 | 0 | 0 | 0 | 0
HOWARD | 212.2 | 224.2 | 224.2 | 224.2 | 224.2 | 224.2
HUNT | 88.1 | 88.1 | 88.1 | 1838.1 | 1838.1 | 1838.1
IRION | 0 | 0 | 0 | 0 | 0 | 0
JACK | 700 | 700 | 700 | 700 | 700 | 700
JACKSON | 0 | 0 | 0 | 0 | 0 | 0
JEFF DAVIS | 0 | 0 | 0 | 0 | 0 | 0
JIM HOGG | 0 | 0 | 0 | 0 | 0 | 0
JIM WELLS | 0 | 0 | 0 | 0 | 0 | 0
JOHNSON | 521 | 521 | 521 | 521 | 521 | 521
JONES | 362 | 362 | 362 | 362 | 362 | 362
KARNES | 0 | 0 | 0 | 0 | 0 | 0
KAUFMAN | 1782 | 1782 | 1782 | 1782 | 1782 | 1782
KENDALL | 0 | 0 | 0 | 0 | 0 | 0
KENEDY | 0 | 5.8 | 5.8 | 5.8 | 5.8 | 5.8
KENT | 0 | 0 | 0 | 0 | 0 | 0
KERR | 0 | 0 | 0 | 0 | 0 | 0
KIMBLE | 0 | 0 | 0 | 0 | 0 | 0
KING | 0 | 0 | 0 | 0 | 0 | 0
KINNEY | 0 | 0 | 0 | 0 | 0 | 0
KLEBERG | 0 | 0 | 0 | 0 | 0 | 0
KNOX | 0 | 0 | 0 | 0 | 0 | 0
LA SALLE | 0 | 0 | 0 | 0 | 0 | 0
LAMAR | 1296 | 1296 | 1296 | 1296 | 1296 | 1296
LAMPASAS | 0 | 0 | 0 | 0 | 0 | 0
LAVACA | 0 | 0 | 0 | 0 | 0 | 0
LEE | 0 | 0 | 0 | 0 | 0 | 0
LEON | 0 | 0 | 0 | 0 | 0 | 0
LIMESTONE | 1623 | 1623 | 1623 | 1623 | 1623 | 1623
LIVE OAK | 0 | 0 | 0 | 0 | 0 | 0
LLANO | 496 | 496 | 496 | 496 | 496 | 496
LOVING | 0 | 0 | 0 | 0 | 0 | 0
MADISON | 0 | 0 | 0 | 0 | 0 | 0
MARTIN | 0 | 0 | 0 | 0 | 0 | 0
MASON | 0 | 0 | 0 | 0 | 0 | 0
MATAGORDA | 2550 | 2550 | 2550 | 2550 | 2550 | 2550
MAVERICK | 24 | 24 | 24 | 24 | 24 | 24
MCCULLOCH | 0 | 0 | 0 | 0 | 0 | 0
MCLENNAN | 1713.2 | 1713.2 | 1713.2 | 1713.2 | 1713.2 | 1713.2
MCMULLEN | 0 | 0 | 0 | 0 | 0 | 0
MEDINA | 0 | 0 | 0 | 0 | 0 | 0
MENARD | 0 | 0 | 0 | 0 | 0 | 0
MIDLAND | 0 | 0 | 0 | 0 | 0 | 0
MILAM | 112 | 112 | 112 | 112 | 112 | 112
MILLS | 0 | 0 | 0 | 0 | 0 | 0
MITCHELL | 1079 | 1079 | 1079 | 1079 | 1079 | 1079
MONTAGUE | 0 | 0 | 0 | 0 | 0 | 0
MONTGOMERY | 0 | 0 | 0 | 0 | 0 | 0
MOTLEY | 0 | 0 | 0 | 0 | 0 | 0
NACOGDOCHES | 0 | 0 | 0 | 0 | 0 | 0
NAVARRO | 0 | 0 | 0 | 0 | 0 | 0
NOLAN | 264.9 | 264.9 | 264.9 | 264.9 | 264.9 | 264.9
NUECES | 2155 | 2155 | 2155 | 2155 | 2155 | 2155
PALO PINTO | 662 | 662 | 662 | 662 | 662 | 662
PARKER | 80.4 | 80.4 | 80.4 | 80.4 | 80.4 | 80.4
PECOS | 11.6 | 11.6 | 11.6 | 11.6 | 11.6 | 11.6
PRESIDIO | 0 | 0 | 0 | 0 | 0 | 0
RAINS | 0 | 0 | 0 | 0 | 0 | 0
REAGAN | 0 | 0 | 0 | 0 | 0 | 0
REAL | 0 | 0 | 0 | 0 | 0 | 0
RED RIVER | 0 | 0 | 0 | 0 | 0 | 0
REEVES | 0 | 0 | 0 | 0 | 0 | 0
REFUGIO | 0 | 0 | 0 | 0 | 0 | 0
ROBERTSON | 307 | 307 | 307 | 307 | 307 | 307
ROCKWALL | 0 | 0 | 0 | 0 | 0 | 0
RUNNELS | 0 | 0 | 0 | 0 | 0 | 0
RUSK | 3252 | 3252 | 3252 | 3252 | 3252 | 3252
SAN PATRICIO | 818.3 | 818.3 | 818.3 | 818.3 | 818.3 | 818.3
SAN SABA | 0 | 0 | 0 | 0 | 0 | 0
SCHLEICHER | 0 | 0 | 0 | 0 | 0 | 0
SCURRY | 1.8 | 1.8 | 1.8 | 1.8 | 1.8 | 1.8
SHACKELFORD | 0 | 0 | 0 | 0 | 0 | 0
SMITH | 0 | 0 | 0 | 0 | 0 | 0
SOMERVELL | 2328 | 2328 | 2328 | 2328 | 2328 | 2328
STARR | 34.5 | 34.5 | 34.5 | 34.5 | 34.5 | 34.5
STEPHENS | 0 | 0 | 0 | 0 | 0 | 0
STERLING | 0 | 0 | 0 | 0 | 0 | 0
STONEWALL | 0 | 0 | 0 | 0 | 0 | 0
SUTTON | 0 | 0 | 0 | 0 | 0 | 0
TARRANT | 1979 | 1979 | 1979 | 1979 | 1979 | 1979
TAYLOR | 6.8 | 20.4 | 20.4 | 20.4 | 20.4 | 20.4
TERRELL | 0 | 0 | 0 | 0 | 0 | 0
THROCKMORTON | 0 | 0 | 0 | 0 | 0 | 0
TITUS | 2251 | 2251 | 2251 | 2251 | 2251 | 2251
TOM GREEN | 127 | 127 | 127 | 127 | 127 | 127
TRAVIS | 2014 | 2014 | 2014 | 2014 | 1617 | 1617
UPTON | 10.3 | 10.3 | 10.3 | 10.3 | 10.3 | 10.3
UVALDE | 0 | 0 | 0 | 0 | 0 | 0
VAL VERDE | 70.9 | 70.9 | 70.9 | 70.9 | 70.9 | 70.9
VAN ZANDT | 0 | 0 | 0 | 0 | 0 | 0
VICTORIA | 739 | 739 | 739 | 739 | 739 | 739
WALLER | 0 | 0 | 0 | 0 | 0 | 0
WARD | 1006 | 1006 | 1006 | 1006 | 1006 | 1006
WASHINGTON | 0 | 0 | 0 | 0 | 0 | 0
WEBB | 180 | 180 | 230 | 230 | 230 | 230
WHARTON | 70 | 70 | 70 | 70 | 70 | 70
WICHITA | 77.4 | 77.4 | 77.4 | 77.4 | 77.4 | 77.4
WILBARGER | 800 | 800 | 800 | 800 | 800 | 800
WILLACY | 0 | 0 | 0 | 0 | 0 | 0
WILLIAMSON | 0 | 0 | 0 | 0 | 0 | 0
WILSON | 0 | 0 | 0 | 0 | 0 | 0
WINKLER | 0 | 0 | 0 | 0 | 0 | 0
WISE | 894 | 894 | 894 | 894 | 894 | 894
YOUNG | 611 | 611 | 611 | 611 | 611 | 611
ZAPATA | 0 | 0 | 0 | 0 | 0 | 0
ZAVALA | 0 | 0 | 0 | 0 | 0 | 0

## WinterImport-ExportbyCounty
Winter Import/Export by County
Import: The county has less generation than load and must import generation.
Export: The county has more generation than load and is able to export generation.
This data is presented for example only. It is a calculation of the generation in the county less the non-coincident load in the county. The true values will depend on actual load levels and actual generation dispatch.
Winter Import/Export, MW
County | 2006 | 2007 | 2008 | 2009 | 2010 | 2011
ANDERSON | -156.7406 | -160.0366 | -163.4176 | -166.8756 | -170.4176 | -173.815
ANDREWS | -153.35 | -154.18 | -155.11 | -155.95 | -156.93 | -157.76
ANGELINA | -344.1922 | -347.82 | -351.45 | -355.0771 | -358.7201 | -362.36
ARANSAS | -54.6522 | -56.0002 | -57.3482 | -58.6962 | -60.0442 | -61.393
ARCHER | -27.969 | -28.688 | -29.409 | -30.129 | -30.849 | -31.569
ATASCOSA | 329.5712 | 328.0352 | 326.4792 | 324.9026 | 323.3049 | 321.746
AUSTIN | -78.3115 | -79.6917 | -81.1151 | -82.5815 | -84.0911 | -86.313
BANDERA | -66.399 | -69.808 | -73.4 | -77.182 | -81.163 | -85.354
BASTROP | 1495.0314 | 1482.568 | 1474.0786 | 1461.74 | 1453.078 | 1444.385
BAYLOR | -10.193 | -10.273 | -10.453 | -10.535 | -10.618 | -10.702
BEE | -59.0845 | -59.6861 | -59.6457 | -60.252 | -60.865 | -61.537
BELL | -813.1089 | -827.5898 | -852.4406 | -876.8286 | -890.0628 | -916.067
BEXAR | 958.4 | 871.3 | 777.4 | 648.9 | 1297.8 | 1098.6
BLANCO | -39.633 | -41.112 | -42.648 | -44.241 | -45.895 | -47.61
BORDEN | 0.52371 | 0.49069 | 0.44948 | 0.44201 | 0.40538 | 0.391
BOSQUE | 593.2707 | 592.2945 | 591.4457 | 590.4889 | 589.488 | 588.48
BRAZORIA | -387.4765 | -406.7336 | -423.5597 | -443.4216 | -469.9487 | -497.039
BRAZOS | -41.047 | -48.583 | -56.5096 | -64.8654 | -73.7063 | -83.098
BREWSTER | -32.8165 | -33.4678 | -34.1885 | -34.942 | -35.6807 | -36.345
BROOKS | -17.2683 | -17.5301 | -17.7919 | -18.0538 | -18.3156 | -18.578
BROWN | -103.447 | -106.055 | -106.049 | -104.347 | -105.845 | -107.28
BURLESON | -28.717 | -29.613 | -30.52 | -31.426 | -32.333 | -33.239
BURNET | -42.668 | -52.743 | -58.487 | -64.478 | -70.725 | -77.24
CALDWELL | -102.242 | -105.574 | -108.941 | -112.334 | -115.764 | -119.409
CALHOUN | 174.1905 | 169.3408 | 167.8919 | 163.4543 | 159.148 | 154.976
CALLAHAN | -51.4794 | -51.3132 | -51.5358 | -51.4689 | -51.6013 | -51.688
CAMERON | -308.7167 | -337.379 | -296.1048 | -328.6974 | -362.2689 | -398.483
CHAMBERS | 1726.7178 | 1724.4185 | 1723.2765 | 1722.1116 | 1717.9759 | 1713.757
CHEROKEE | 495.5517 | 490.0548 | 488.8449 | 487.6392 | 486.4112 | 485.187
CHILDRESS | -12.2572 | -12.1833 | -12.1475 | -12.1333 | -12.1247 | -12.094
CLAY | -26.6414 | -27.5064 | -28.2728 | -28.9394 | -29.7062 | -30.575
COKE | -17.7803 | -17.6489 | -17.7338 | -17.784 | -17.8457 | -17.892
COLEMAN | -32.5214 | -32.4839 | -32.3844 | -32.5644 | -32.644 | -32.647
COLLIN | -1060.7027 | -1091.242 | -1158.0131 | -1209.7871 | -1267.2698 | -1327.3
COLORADO | -71.8081 | -73.2261 | -74.6841 | -76.1831 | -77.7241 | -79.31
COMAL | -343.336 | -357.969 | -380.683 | -396.069 | -413.288 | -431.491
COMANCHE | -43.297 | -44.596 | -45.11 | -46.395 | -47.771 | -49.182
CONCHO | -14.177 | -14.2984 | -14.3336 | -14.6308 | -14.8035 | -14.942
COOKE | -117.8969 | -121.4376 | -121.7465 | -125.1295 | -128.5486 | -132.063
CORYELL | -97.4686 | -100.5467 | -103.7249 | -107.0137 | -120.7778 | -124.567
COTTLE | -4.9812 | -4.9463 | -4.9242 | -4.9073 | -4.8939 | -4.872
CRANE | -81.8108 | -77.8739 | -79.0905 | -80.2736 | -81.4376 | -82.603
CROCKETT | -34.2671 | -34.2022 | -34.4167 | -34.6866 | -34.9246 | -35.111
CROSBY | -2 | -2 | -2 | -2 | -2 | -2
CULBERSON | -3.35 | -3.4 | 1.65 | 1.6 | 1.55 | 1.5
DALLAS | -4222.0558 | -4376.0344 | -4541.4885 | -4736.731 | -4900.5631 | -5064.162
DAWSON | -59.3157 | -60.2881 | -60.7014 | -61.5743 | -62.0714 | -62.749
DELTA | -9.908 | -10.014 | -10.2683 | -10.5118 | -10.727 | -10.924
DENTON | -882.1252 | -916.2958 | -936.3494 | -1014.0143 | -1055.3869 | -1091.645
DEWITT | -58.1512 | -59.8323 | -61.4614 | -63.2096 | -65.0207 | -66.904
DICKENS | -8.5886 | -8.5754 | -8.5814 | -8.6014 | -8.5724 | -8.532
DIMMIT | -16.9361 | -17.312 | -17.6823 | -18.0491 | -18.4109 | -18.77
DUVAL | -42.0679 | -42.6225 | -43.1783 | -43.7354 | -44.2936 | -44.896
EASTLAND | -68.9827 | -67.9155 | -68.4455 | -69.2209 | -69.7777 | -70.524
ECTOR | 627.8768 | 625.4677 | 622.6585 | 620.1498 | 617.6401 | 615.695
EDWARDS | -10.7492 | -10.9319 | -11.1203 | -11.3145 | -11.5148 | -11.722
ELLIS | 892.475 | 872.5072 | 853.8654 | 835.3001 | 815.6696 | 795.285
ERATH | -104.179 | -106.1911 | -108.9574 | -110.8858 | -112.9825 | -115.085
FALLS | -47.877 | -49.095 | -49.581 | -50.076 | -50.571 | -51.052
FANNIN | 2191.9008 | 2190.0537 | 2185.7936 | 2182.5123 | 2182.421 | 2179.736
FAYETTE | 1598.18 | 1596.354 | 1594.46 | 1591.861 | 1589.987 | 1588.214
FISHER | -36.6203 | -36.8022 | -36.8316 | -37.5914 | -38.0028 | -38.368
FOARD | -2.322 | -2.2983 | -2.284 | -2.2722 | -2.2601 | -2.244
FORT BEND | 3612.5183 | 3577.8873 | 3562.7633 | 3551.526 | 3539.7844 | 3525.355
FRANKLIN | -2.8644 | -2.8931 | -2.922 | -2.9512 | -2.9807 | -3.011
FREESTONE | 2170.2289 | 2169.1596 | 2171.584 | 2170.6567 | 2169.7038 | 2168.719
FRIO | 48.3742 | 47.5344 | 46.6921 | 45.8472 | 44.9996 | 44.149
GALVESTON | 614.5221 | 571.4055 | 561.2641 | 553.2536 | 545.107 | 534.238
GILLESPIE | -66.4774 | -68.9485 | -71.4424 | -73.9603 | -76.4963 | -79.055
GLASSCOCK | -17.7 | -17.9 | -18.1 | -18.3 | -18.5 | -18.7
GOLIAD | 611.496 | 611.0375 | 610.5738 | 610.1019 | 609.6237 | 609.053
GONZALES | -52.3988 | -54.2193 | -56.1057 | -58.0552 | -60.0786 | -62.17
GRAYSON | -387.3768 | -402.5499 | -417.9879 | -431.645 | -450.648 | -468.354
GRIMES | 1173.461 | 1337.476 | 1336.418 | 1335.284 | 1334.064 | 1332.753
GUADALUPE | 1512.3028 | 1501.2298 | 1488.6738 | 1475.7868 | 1462.1328 | 1447.674
HALL | -4.6747 | -4.7901 | -4.9174 | -5.0259 | -5.1591 | -5.231
HAMILTON | -16.0599 | -16.4283 | -16.8014 | -17.1774 | -17.5572 | -17.94
HARDEMAN | -18.5253 | -18.6174 | -18.7645 | -18.9424 | -19.1214 | -19.261
HARRIS | -2138.8441 | -2286.8345 | -2444.0322 | -2593.0052 | -2553.6928 | -2971.281
HASKELL | -30.8265 | -30.9067 | -31.0744 | -31.302 | -31.5481 | -31.748
HAYS | 645.252 | 622.539 | 603.354 | 584.628 | 554.072 | 532.636
HENDERSON | 47.2072 | 42.9982 | 38.9462 | 34.9502 | 53.0492 | 50.21
HIDALGO | 665.1124 | 588.3313 | 528.4211 | 461.7903 | 387.2436 | 309.235
HILL | -102.0185 | -104.7395 | -107.4082 | -110.2755 | -113.0487 | -116.135
HOOD | 1664.0351 | 1661.8098 | 1665.5007 | 1660.3623 | 1664.7421 | 1659.402
HOPKINS | -115.374 | -117.202 | -119.077 | -120.994 | -129.804 | -132.788
HOUSTON | -40.3267 | -40.6867 | -41.0467 | -41.4067 | -41.7667 | -42.128
HOWARD | 102.88 | 114.08 | 113.38 | 112.58 | 111.98 | 111.08
HUNT | -155.824 | -161.63 | -168.1185 | 1593.9458 | 1585.1842 | 1580.816
IRION | -14.9063 | -14.948 | -14.7952 | -14.9768 | -15.0184 | -15.018
JACK | 675.1963 | 676.8331 | 676.4706 | 676.1079 | 675.7479 | 675.382
JACKSON | -35.9181 | -34.7607 | -35.2898 | -35.8293 | -36.3797 | -36.923
JEFF DAVIS | -8.1722 | -8.3758 | -8.6019 | -8.84 | -9.0764 | -9.289
JIM HOGG | -5.3966 | -5.4724 | -5.5497 | -5.6285 | -5.709 | -5.791
JIM WELLS | -84.3768 | -86.2922 | -88.2182 | -90.1549 | -92.1028 | -93.99
JOHNSON | 142.118 | 139.366 | 135.438 | 130.166 | 117.365 | 104.39
JONES | 297.0096 | 297.4428 | 297.8797 | 297.7815 | 297.8855 | 298.057
KARNES | -26.2916 | -26.563 | -27.6585 | -27.9314 | -28.205 | -28.464
KAUFMAN | 1442.0132 | 1426.5522 | 1358.0662 | 1332.0022 | 1291.1612 | 1272.035
KENDALL | -93.943 | -99.555 | -105.916 | -112.679 | -119.872 | -127.519
KENEDY | -1.267 | 4.522 | 4.511 | 4.499 | 4.488 | 4.476
KENT | -56.1178 | -56.1483 | -56.139 | -56.1362 | -56.1343 | -56.125
KERR | -155.656 | -160.558 | -165.564 | -170.69 | -175.976 | -181.421
KIMBLE | -19.0686 | -19.2049 | -19.3744 | -19.5633 | -19.76 | -19.947
KING | -10.6656 | -10.6958 | -10.7306 | -10.7664 | -10.8022 | -10.837
KINNEY | -8.0762 | -8.2127 | -8.3279 | -8.4758 | -8.5919 | -8.799
KLEBERG | -95.452 | -97.3713 | -98.7725 | -100.1095 | -101.4109 | -102.742
KNOX | -14.8013 | -14.7261 | -14.6885 | -14.6738 | -14.6639 | -14.632
LA SALLE | -15.5537 | -16.0468 | -16.542 | -17.0395 | -17.5392 | -18.041
LAMAR | 1117.0108 | 1111.6259 | 1106.9324 | 1102.2477 | 1098.0911 | 1093.4
LAMPASAS | -59.727 | -62.194 | -64.712 | -67.285 | -69.917 | -72.61
LAVACA | -29.217 | -29.9596 | -30.7194 | -31.5074 | -32.3167 | -33.184
LEE | -30.491 | -31.279 | -32.069 | -32.868 | -33.668 | -34.474
LEON | -168.7861 | -170.863 | -173.0179 | -175.2521 | -177.593 | -180.03
LIMESTONE | 1566.074 | 1564.63 | 1563.233 | 1561.76 | 1560.204 | 1558.558
LIVE OAK | -81.0073 | -83.3516 | -85.4353 | -87.3743 | -89.3147 | -91.401
LLANO | 418.924 | 420.901 | 418.477 | 416.014 | 413.505 | 410.95
LOVING | -5.75 | -5.8 | -5.85 | -5.9 | -5.95 | -6
MADISON | -10.319 | -10.484 | -10.659 | -10.842 | -11.034 | -11.236
MARTIN | -27.05 | -27.4 | -27.75 | -28.1 | -28.456 | -28.8
MASON | -10.2534 | -10.4937 | -10.738 | -10.9864 | -11.237 | -11.489
MATAGORDA | 2400.4849 | 2395.8708 | 2392.9483 | 2390.0223 | 2387.5047 | 2384.871
MAVERICK | -54.6335 | -57.4202 | -60.5912 | -64.6218 | -68.2341 | -73.997
MCCULLOCH | -16.7026 | -17.1485 | -17.6181 | -18.1091 | -18.6159 | -19.137
MCLENNAN | 1047.0727 | 1032.0122 | 1016.6574 | 1001.3682 | 985.9434 | 970.38
MCMULLEN | -6.0895 | -6.2218 | -6.3576 | -6.4969 | -6.6399 | -6.792
MEDINA | -165.6262 | -171.3146 | -177.7147 | -199.733 | -207.5759 | -215.847
MENARD | -7.1935 | -7.1326 | -7.0999 | -7.0743 | -7.052 | -7.018
MIDLAND | -282.5 | -284.95 | -287.45 | -289.85 | -292.35 | -294.75
MILAM | 41.9418 | 37.2482 | 33.372 | 28.9292 | 26.7315 | 24.458
MILLS | -7.162 | -7.351 | -7.542 | -7.734 | -7.93 | -8.128
MITCHELL | 1060.6 | 1060.5 | 1060.3 | 1060.2 | 1060 | 1059.9
MONTAGUE | -51.9429 | -53.3636 | -54.8104 | -56.2844 | -57.784 | -59.308
MONTGOMERY | -179.7552 | -191.6899 | -201.637 | -210.9096 | -220.5283 | -224.938
MOTLEY | -13.054 | -13.3398 | -13.6644 | -13.9802 | -14.3304 | -14.599
NACOGDOCHES | -161.9361 | -163.5544 | -165.4764 | -167.3933 | -169.3375 | -171.278
NAVARRO | -202.613 | -209.507 | -214.095 | -216.311 | -211.808 | -215.61
NOLAN | 203.9984 | 203.484 | 203.1298 | 202.6826 | 202.3298 | 201.763
NUECES | 1066.4135 | 1038.6567 | 1015.3848 | 992.8433 | 970.1975 | 948.587
PALO PINTO | 586.068 | 584.334 | 582.571 | 580.843 | 582.042 | 580.305
PARKER | -245.7228 | -256.9776 | -268.3072 | -273.3195 | -280.3711 | -291.491
PECOS | -56.6952 | -58.6818 | -60.6424 | -63.1203 | -65.4854 | -67.872
PRESIDIO | -14.3585 | -14.558 | -14.794 | -15.0492 | -15.3037 | -15.521
RAINS | -18.1958 | -18.583 | -18.9786 | -19.3837 | -19.7973 | -20.582
REAGAN | -14.7686 | -14.5851 | -14.598 | -14.6218 | -14.6418 | -14.644
REAL | -9.7487 | -10.0267 | -10.3137 | -10.6097 | -10.9147 | -11.231
RED RIVER | -27.5903 | -27.8519 | -28.638 | -29.1628 | -41.8162 | -42.998
REEVES | -34.3793 | -34.4835 | -34.625 | -34.788 | -34.9528 | -35.098
REFUGIO | -27.2648 | -27.4252 | -27.5859 | -27.7467 | -27.9078 | -28.099
ROBERTSON | 289.5837 | 288.8887 | 288.1628 | 287.3331 | 286.4455 | 285.485
ROCKWALL | -248.4745 | -262.0019 | -273.8315 | -279.5129 | -296.1541 | -309.479
RUNNELS | -37.452 | -37.1529 | -36.7323 | -36.8118 | -36.6822 | -36.487
RUSK | 3240.0794 | 3239.9894 | 3239.8994 | 3239.8094 | 3239.7194 | 3239.63
SAN PATRICIO | 629.2845 | 625.4351 | 621.5984 | 617.8292 | 614.0959 | 610.369
SAN SABA | -9.862 | -10.087 | -10.317 | -10.553 | -10.796 | -11.044
SCHLEICHER | -13.067 | -12.9309 | -12.811 | -12.7819 | -12.7138 | -12.623
SCURRY | -224.2472 | -225.4138 | -226.8911 | -227.6562 | -228.7255 | -229.999
SHACKELFORD | -23.1342 | -23.5819 | -24.0792 | -24.5336 | -24.9745 | -25.38
SMITH | -579.6177 | -590.1711 | -598.4662 | -606.7673 | -615.1212 | -623.486
SOMERVELL | 2298.9764 | 2298.1154 | 2297.2192 | 2296.315 | 2295.3543 | 2294.359
STARR | -59.2618 | -64.7233 | -70.1152 | -75.1667 | -80.3903 | -86.166
STEPHENS | -59.678 | -60.994 | -62.312 | -63.632 | -64.949 | -67.227
STERLING | -11.7492 | -11.8736 | -11.4015 | -11.946 | -12.011 | -12.037
STONEWALL | -10.2699 | -10.2715 | -10.2932 | -10.3262 | -10.3604 | -10.382
SUTTON | -16.766 | -16.6756 | -16.6347 | -16.6256 | -16.6231 | -16.594
TARRANT | -2635.8524 | -2793.6177 | -2878.5898 | -2967.2212 | -3112.3187 | -3270.193
TAYLOR | -302.7873 | -294.9935 | -300.5179 | -305.9853 | -311.7635 | -317.725
TERRELL | -1.6383 | -1.6547 | -1.6712 | -1.6879 | -1.7048 | -1.722
THROCKMORTON | -9.3443 | -9.291 | -9.2591 | -9.247 | -9.2355 | -9.212
TITUS | 2251 | 2251 | 2251 | 2251 | 2251 | 2251
TOM GREEN | -98.2542 | -100.3881 | -101.1369 | -103.5886 | -105.621 | -107.799
TRAVIS | -130.6679 | -193.8082 | -278.0431 | -296.3423 | -815.1996 | -819.239
UPTON | -8.8336 | -13.7986 | -14.3224 | -14.8681 | -15.4175 | -15.947
UVALDE | -55.4378 | -57.2861 | -59.0241 | -61.2704 | -63.2745 | -64.223
VAL VERDE | -11.1216 | -13.8316 | -16.3174 | -19.6825 | -22.587 | -27.625
VAN ZANDT | -106.9283 | -109.5024 | -111.9834 | -114.4283 | -116.8114 | -119.671
VICTORIA | 397.8396 | 387.384 | 378.7746 | 370.3921 | 362.0986 | 354.156
WALLER | -158.1667 | -162.7137 | -167.5393 | -172.6368 | -177.9969 | -182.789
WARD | 957.3985 | 956.3185 | 955.1135 | 953.7586 | 952.224 | 950.473
WASHINGTON | -100.17 | -102.556 | -104.955 | -103.673 | -105.986 | -108.306
WEBB | -181.4781 | -198.2922 | -162.9389 | -180.8927 | -198.8711 | -215.805
WHARTON | -37.9179 | -39.4214 | -40.951 | -42.3561 | -43.7918 | -45.928
WICHITA | -320.89 | -324.29 | -328.79 | -332.99 | -336.99 | -340.89
WILBARGER | 761.3051 | 761.5538 | 761.6503 | 761.6747 | 761.6891 | 761.781
WILLACY | -50.7844 | -45.572 | -48.4538 | -51.3599 | -54.4689 | -57.911
WILLIAMSON | -732.3033 | -789.8983 | -830.6926 | -873.7587 | -918.6524 | -962.65
WILSON | -88.6372 | -91.4296 | -94.8493 | -98.1041 | -99.6026 | -105.079
WINKLER | -61.0186 | -61.4953 | -61.9733 | -62.4525 | -62.933 | -63.415
WISE | 664.2874 | 656.8494 | 640.6778 | 630.3513 | 619.9208 | 609.533
YOUNG | 555.245 | 554.0874 | 552.9139 | 551.7267 | 550.5487 | 549.364
ZAPATA | -26.6685 | -28.0771 | -29.5501 | -31.0936 | -32.7144 | -34.42
ZAVALA | -26.3743 | -26.9574 | -27.4946 | -28.2073 | -28.8273 | -29.877

## SummerCapacities
Unit Capacities - Summer
Units used in determining the generation resources in the Summer Summary
Capacities are based on information from the plant owners. This list includes MW available to the grid from private network (self-serve) units. It also includes distributed generation units that have registered with ERCOT. Data without unit names are for private network units.
Summer Capacity, MW
UnitName | 2005 | 2006 | 2007 | 2008 | 2009 | 2010
A von Rosenberg 1-CT1 | 143 | 143 | 143 | 143 | 143 | 143
A von Rosenberg 1-CT2 | 144 | 144 | 144 | 144 | 144 | 144
A von Rosenberg 1-ST1 | 165 | 165 | 165 | 165 | 165 | 165
AES Deepwater 1 | 141 | 141 | 141 | 141 | 141 | 141
Amistad Hydro 1 | 35 | 35 | 35 | 35 | 35 | 35
Amistad Hydro 2 | 35 | 35 | 35 | 35 | 35 | 35
Atkins 3 | 12 | 12 | 12 | 12 | 12 | 12
Atkins 4 | 22 | 22 | 22 | 22 | 22 | 22
Atkins 5 | 25 | 25 | 25 | 25 | 25 | 25
Atkins 6 | 50 | 50 | 50 | 50 | 50 | 50
Atkins 7 | 21 | 21 | 21 | 21 | 21 | 21
Austin 1 | 8.4 | 8.4 | 8.4 | 8.4 | 8.4 | 8.4
Austin 2 | 8 | 8 | 8 | 8 | 8 | 8
B M Davis 1 | 335 | 0 | 0 | 0 | 0 | 0
Bastrop Energy Center 1 | 153 | 153 | 153 | 153 | 153 | 153
Bastrop Energy Center 2 | 152 | 152 | 152 | 152 | 152 | 152
Bastrop Energy Center 3 | 232 | 232 | 232 | 232 | 232 | 232
Battleground 4 | 66 | 66 | 66 | 66 | 66 | 66
Baytown Energy Center 1 | 91 | 91 | 91 | 91 | 91 | 91
Baytown Energy Center 2 | 101 | 101 | 101 | 101 | 101 | 101
Baytown Energy Center 3 | 107 | 107 | 107 | 107 | 107 | 107
Baytown Energy Center 4 | 102 | 102 | 102 | 102 | 102 | 102
Big Brown 1 | 594 | 594 | 594 | 594 | 594 | 594
Big Brown 2 | 630 | 630 | 630 | 630 | 630 | 630
Bio Energy Partners 1 | 2.8 | 2.8 | 2.8 | 2.8 | 2.8 | 2.8
Bio Energy Partners 2 | 2.8 | 2.8 | 2.8 | 2.8 | 2.8 | 2.8
Bosque 1 | 149 | 149 | 149 | 149 | 149 | 149
Bosque 2 | 151 | 151 | 151 | 151 | 151 | 151
Bosque 3 | 151 | 151 | 151 | 151 | 151 | 151
Bosque 4 | 84 | 84 | 84 | 84 | 84 | 84
Brazos Valley 1 | 173 | 173 | 173 | 173 | 173 | 173
Brazos Valley 2 | 172 | 172 | 172 | 172 | 172 | 172
Brazos Valley 3 | 262 | 262 | 262 | 262 | 262 | 262
Buchanan 1 | 18.2 | 18.2 | 18.2 | 18.2 | 18.2 | 18.2
Buchanan 2 | 18.2 | 18.2 | 18.2 | 18.2 | 18.2 | 18.2
Buchanan 3 | 14.9 | 14.9 | 14.9 | 14.9 | 14.9 | 14.9
C E Newman 5 | 34 | 34 | 34 | 34 | 34 | 34
Canyon 1 | 3 | 3 | 3 | 3 | 3 | 3
Canyon 2 | 3 | 3 | 3 | 3 | 3 | 3
Cedar Bayou 1 | 748 | 748 | 748 | 748 | 748 | 748
Cedar Bayou 2 | 729 | 729 | 729 | 729 | 729 | 729
Channel Energy Center 1 | 63 | 63 | 63 | 63 | 63 | 63
Channel Energy Center 2 | 27 | 27 | 27 | 27 | 27 | 27
Channel Energy Center 3 | 190 | 190 | 190 | 190 | 190 | 190
Channelview 1 | 157 | 157 | 157 | 157 | 157 | 157
Channelview 2 | 160 | 160 | 160 | 160 | 160 | 160
Channelview 3 | 164 | 164 | 164 | 164 | 164 | 164
Channelview 4 | 88 | 88 | 88 | 88 | 88 | 88
Channelview 5 | 131 | 131 | 131 | 131 | 131 | 131
Cleburne Generation Project 1 | 160 | 160 | 160 | 160 | 160 | 160
Cleburne Generation Project 2 | 98 | 98 | 98 | 98 | 98 | 98
Coleto Creek 1 | 625 | 625 | 625 | 625 | 625 | 625
Comanche Peak 1 | 1157 | 1157 | 1157 | 1157 | 1157 | 1157
Comanche Peak 2 | 1128 | 1128 | 1128 | 1128 | 1128 | 1128
Corpus Christi Energy Center 1 | 106 | 106 | 106 | 106 | 106 | 106
Corpus Christi Energy Center 2 | 110 | 110 | 110 | 110 | 110 | 110
Corpus Christi Energy Center 3 | 130 | 130 | 130 | 130 | 130 | 130
Dansby 1 | 111 | 111 | 111 | 111 | 111 | 111
Dansby 2 | 47 | 47 | 47 | 47 | 47 | 47
Decker Creek 1 | 321 | 321 | 321 | 321 | 321 | 321
Decker Creek 2 | 392 | 392 | 392 | 392 | 392 | 392
Decker Creek G1 | 51 | 51 | 51 | 51 | 51 | 51
Decker Creek G2 | 56 | 56 | 56 | 56 | 56 | 56
Decker Creek G3 | 55 | 55 | 55 | 55 | 55 | 55
Decker Creek G4 | 52 | 52 | 52 | 52 | 52 | 52
DeCordova 1 | 793 | 793 | 793 | 793 | 793 | 793
DeCordova A | 68 | 68 | 68 | 68 | 68 | 68
DeCordova B | 70 | 70 | 70 | 70 | 70 | 70
DeCordova C | 68 | 68 | 68 | 68 | 68 | 68
DeCordova D | 68 | 68 | 68 | 68 | 68 | 68
Deer Park Energy Center 1 | 170 | 170 | 170 | 170 | 170 | 170
Deer Park Energy Center 2 | 81 | 81 | 81 | 81 | 81 | 81
Deer Park Energy Center 3 | 182 | 182 | 182 | 182 | 182 | 182
Deer Park Energy Center 4 | 180 | 180 | 180 | 180 | 180 | 180
Deer Park Energy Center 5 | 146 | 146 | 146 | 146 | 146 | 146
Denison Dam 1 | 40 | 40 | 40 | 40 | 40 | 40
Denison Dam 2 | 40 | 40 | 40 | 40 | 40 | 40
Dunlop (Schumansville) 1 | 3.6 | 3.6 | 3.6 | 3.6 | 3.6 | 3.6
Eagle Pass 1 | 2 | 2 | 2 | 2 | 2 | 2
Eagle Pass 2 | 2 | 2 | 2 | 2 | 2 | 2
Eagle Pass 3 | 2 | 2 | 2 | 2 | 2 | 2
Ennis Power Station 1 | 216 | 216 | 216 | 216 | 216 | 216
Ennis Power Station 2 | 122 | 122 | 122 | 122 | 122 | 122
ExTex La Porte Power Sta.1 | 42 | 42 | 42 | 42 | 42 | 42
ExTex La Porte Power Sta.2 | 42 | 42 | 42 | 42 | 42 | 42
ExTex La Porte Power Sta.3 | 41 | 41 | 41 | 41 | 41 | 41
ExTex La Porte Power Sta.4 | 41 | 41 | 41 | 41 | 41 | 41
Falcon Hydro 1 | 11.5 | 11.5 | 11.5 | 11.5 | 11.5 | 11.5
Falcon Hydro 2 | 11.5 | 11.5 | 11.5 | 11.5 | 11.5 | 11.5
Falcon Hydro 3 | 11 | 11 | 11 | 11 | 11 | 11
Fayette Power Project 1 | 574 | 574 | 574 | 574 | 574 | 574
Fayette Power Project 2 | 610 | 610 | 610 | 610 | 610 | 610
Fayette Power Project 3 | 422 | 422 | 422 | 422 | 422 | 422
FPLE Forney CT1 | 162 | 162 | 162 | 162 | 162 | 162
FPLE Forney CT2 | 164 | 164 | 164 | 164 | 164 | 164
FPLE Forney CT3 | 166 | 166 | 166 | 166 | 166 | 166
FPLE Forney CT4 | 160 | 160 | 160 | 160 | 160 | 160
FPLE Forney CT5 | 158 | 158 | 158 | 158 | 158 | 158
FPLE Forney CT6 | 157 | 157 | 157 | 157 | 157 | 157
FPLE Forney STG1 | 404 | 404 | 404 | 404 | 404 | 404
FPLE Forney STG2 | 401 | 401 | 401 | 401 | 401 | 401
Freestone Energy Center 1 | 144 | 144 | 144 | 144 | 144 | 144
Freestone Energy Center 2 | 154 | 154 | 154 | 154 | 154 | 154
Freestone Energy Center 3 | 152 | 152 | 152 | 152 | 152 | 152
Freestone Energy Center 4 | 158 | 158 | 158 | 158 | 158 | 158
Freestone Energy Center 5 | 174 | 174 | 174 | 174 | 174 | 174
Freestone Energy Center 6 | 174 | 174 | 174 | 174 | 174 | 174
Frontera 1 | 150 | 150 | 150 | 150 | 150 | 150
Frontera 2 | 150 | 150 | 150 | 150 | 150 | 150
Frontera 3 | 172 | 172 | 172 | 172 | 172 | 172
GBRA H 4 | 2.4 | 2.4 | 2.4 | 2.4 | 2.4 | 2.4
GBRA H 5 | 2.4 | 2.4 | 2.4 | 2.4 | 2.4 | 2.4
GBRA TP 4 | 2.4 | 2.4 | 2.4 | 2.4 | 2.4 | 2.4
Gibbons Creek 1 | 463 | 463 | 463 | 463 | 463 | 463
GPP GT1 | 98 | 98 | 98 | 98 | 98 | 98
GPP GT2 | 147 | 147 | 147 | 147 | 147 | 147
GPP ST1 | 91 | 91 | 91 | 91 | 91 | 91
Graham 1 | 229 | 229 | 229 | 229 | 229 | 229
Graham 2 | 384 | 384 | 384 | 384 | 384 | 384
Granite Shoals 1 | 29 | 29 | 29 | 29 | 29 | 29
Granite Shoals 2 | 30 | 30 | 30 | 30 | 30 | 30
Greens Bayou 5 | 413 | 413 | 413 | 413 | 413 | 413
Greens Bayou 73 | 48 | 48 | 48 | 48 | 48 | 48
Greens Bayou 74 | 47 | 47 | 47 | 47 | 47 | 47
Greens Bayou 81 | 48 | 48 | 48 | 48 | 48 | 48
Greens Bayou 82 | 57 | 57 | 57 | 57 | 57 | 57
Greens Bayou 83 | 58 | 58 | 58 | 58 | 58 | 58
Greens Bayou 84 | 55 | 55 | 55 | 55 | 55 | 55
Guadalupe Power Partners 1 | 150 | 150 | 150 | 150 | 150 | 150
Guadalupe Power Partners 2 | 154 | 154 | 154 | 154 | 154 | 154
Guadalupe Power Partners 3 | 161 | 161 | 161 | 161 | 161 | 161
Guadalupe Power Partners 4 | 157 | 157 | 157 | 157 | 157 | 157
Guadalupe Power Partners 5 | 204 | 204 | 204 | 204 | 204 | 204
Guadalupe Power Partners 6 | 203 | 203 | 203 | 203 | 203 | 203
Handley 3 | 396 | 396 | 396 | 396 | 396 | 396
Handley 4 | 451 | 451 | 451 | 451 | 451 | 451
Handley 5 | 451 | 451 | 451 | 451 | 451 | 451
Hays Energy Facility 1 | 222 | 222 | 222 | 222 | 222 | 222
Hays Energy Facility 2 | 227 | 227 | 227 | 227 | 227 | 227
Hays Energy Facility 3 | 230 | 230 | 230 | 230 | 230 | 230
Hays Energy Facility 4 | 225 | 225 | 225 | 225 | 225 | 225
Hidalgo 1 | 147 | 147 | 147 | 147 | 147 | 147
Hidalgo 2 | 149 | 149 | 149 | 149 | 149 | 149
Hidalgo 3 | 164 | 164 | 164 | 164 | 164 | 164
Holly Street 3 | 196 | 196 | 196 | 196 | 196 | 196
Holly Street 4 | 197 | 197 | 197 | 197 | 197 | 197
Ingleside 1 | 144 | 144 | 144 | 144 | 144 | 144
Ingleside 2 | 139 | 139 | 139 | 139 | 139 | 139
Ingleside 3 | 120 | 120 | 120 | 120 | 120 | 120
Inks 1 | 14 | 14 | 14 | 14 | 14 | 14
J K Spruce 1 | 570 | 570 | 570 | 570 | 570 | 570
J T Deely 1 | 403 | 403 | 403 | 403 | 403 | 403
J T Deely 2 | 413 | 413 | 413 | 413 | 413 | 413
Lake Creek 1 | 81 | 81 | 81 | 81 | 81 | 81
Lake Creek 2 | 229 | 229 | 229 | 229 | 229 | 229
Lake Creek D1 | 2 | 2 | 2 | 2 | 2 | 2
Lake Creek D2 | 2 | 2 | 2 | 2 | 2 | 2
Lake Creek D3 | 2 | 2 | 2 | 2 | 2 | 2
Lake Hubbard 1 | 380 | 380 | 380 | 380 | 380 | 380
Lake Hubbard 2 | 515 | 515 | 515 | 515 | 515 | 515
Lamar Power Project CT11 | 159 | 159 | 159 | 159 | 159 | 159
Lamar Power Project CT12 | 157 | 157 | 157 | 157 | 157 | 157
Lamar Power Project CT21 | 156 | 156 | 156 | 156 | 156 | 156
Lamar Power Project CT22 | 157 | 157 | 157 | 157 | 157 | 157
Lamar Power Project STG1 | 199 | 199 | 199 | 199 | 199 | 199
Lamar Power Project STG2 | 200 | 200 | 200 | 200 | 200 | 200
Leon Creek 3 | 65 | 65 | 65 | 65 | 65 | 65
Leon Creek Peaking 1 | 47 | 47 | 47 | 47 | 47 | 47
Leon Creek Peaking 2 | 48 | 48 | 48 | 48 | 48 | 48
Leon Creek Peaking 3 | 46 | 46 | 46 | 46 | 46 | 46
Leon Creek Peaking 4 | 46 | 46 | 46 | 46 | 46 | 46
Lewisville 1 | 2.8 | 2.8 | 2.8 | 2.8 | 2.8 | 2.8
Limestone 1 | 842 | 842 | 842 | 842 | 842 | 842
Limestone 2 | 781 | 781 | 781 | 781 | 781 | 781
Lost Pines 1 | 168 | 168 | 168 | 168 | 168 | 168
Lost Pines 2 | 166 | 166 | 166 | 166 | 166 | 166
Lost Pines 3 | 185 | 185 | 185 | 185 | 185 | 185
Magic Valley 1 | 232 | 232 | 232 | 232 | 232 | 232
Magic Valley 2 | 227 | 227 | 227 | 227 | 227 | 227
Magic Valley 3 | 250 | 250 | 250 | 250 | 250 | 250
Marble Falls 1 | 18.2 | 18.2 | 18.2 | 18.2 | 18.2 | 18.2
Marble Falls 2 | 18.2 | 18.2 | 18.2 | 18.2 | 18.2 | 18.2
Marshall Ford 1 | 36 | 36 | 36 | 36 | 36 | 36
Marshall Ford 2 | 36 | 36 | 36 | 36 | 36 | 36
Marshall Ford 3 | 36 | 36 | 36 | 36 | 36 | 36
Martin Lake 1 | 790 | 790 | 790 | 790 | 790 | 790
Martin Lake 2 | 797 | 797 | 797 | 797 | 797 | 797
Martin Lake 3 | 766 | 766 | 766 | 766 | 766 | 766
McQueeney (Abbott) 1 | 1.4 | 1.4 | 1.4 | 1.4 | 1.4 | 1.4
McQueeney (Abbott) 2 | 1.4 | 1.4 | 1.4 | 1.4 | 1.4 | 1.4
Midlothian 1 | 225 | 225 | 225 | 225 | 225 | 225
Midlothian 2 | 216 | 216 | 216 | 216 | 216 | 216
Midlothian 3 | 217 | 217 | 217 | 217 | 217 | 217
Midlothian 4 | 222 | 222 | 222 | 222 | 222 | 222
Midlothian 5 | 234 | 234 | 234 | 234 | 234 | 234
Midlothian 6 | 234 | 234 | 234 | 234 | 234 | 234
Monticello 1 | 535 | 535 | 535 | 535 | 535 | 535
Monticello 2 | 551 | 551 | 551 | 551 | 551 | 551
Monticello 3 | 765 | 765 | 765 | 765 | 765 | 765
Morgan Creek A | 69 | 69 | 69 | 69 | 69 | 69
Morgan Creek B | 70 | 70 | 70 | 70 | 70 | 70
Morgan Creek C | 69 | 69 | 69 | 69 | 69 | 69
Morgan Creek D | 70 | 70 | 70 | 70 | 70 | 70
Morgan Creek E | 72 | 72 | 72 | 72 | 72 | 72
Morgan Creek F | 67 | 67 | 67 | 67 | 67 | 67
Morris Sheppard 1 | 12 | 12 | 12 | 12 | 12 | 12
Morris Sheppard 2 | 12 | 12 | 12 | 12 | 12 | 12
Mountain Creek 2 | 23 | 23 | 23 | 23 | 23 | 23
Mountain Creek 6 | 122 | 122 | 122 | 122 | 122 | 122
Mountain Creek 7 | 118 | 118 | 118 | 118 | 118 | 118
Mountain Creek 8 | 568 | 568 | 568 | 568 | 568 | 568
Nolte 1 | 1.2 | 1.2 | 1.2 | 1.2 | 1.2 | 1.2
Nolte 2 | 1.2 | 1.2 | 1.2 | 1.2 | 1.2 | 1.2
North Texas 1 | 18 | 18 | 18 | 18 | 18 | 18
North Texas 2 | 18 | 18 | 18 | 18 | 18 | 18
North Texas 3 | 38 | 38 | 38 | 38 | 38 | 38
O W Sommers 1 | 427 | 427 | 427 | 427 | 427 | 427
O W Sommers 2 | 421 | 421 | 421 | 421 | 421 | 421
O W Sommers 3 | 2.5 | 2.5 | 2.5 | 2.5 | 2.5 | 2.5
O W Sommers 4 | 2.5 | 2.5 | 2.5 | 2.5 | 2.5 | 2.5
O W Sommers 5 | 2.5 | 2.5 | 2.5 | 2.5 | 2.5 | 2.5
O W Sommers 6 | 2.5 | 2.5 | 2.5 | 2.5 | 2.5 | 2.5
Odessa-Ector C11 | 147 | 147 | 147 | 147 | 147 | 147
Odessa-Ector C12 | 136 | 136 | 136 | 136 | 136 | 136
Odessa-Ector C21 | 138 | 138 | 138 | 138 | 138 | 138
Odessa-Ector C22 | 149 | 149 | 149 | 149 | 149 | 149
Odessa-Ector ST1 | 214 | 214 | 214 | 214 | 214 | 214
Odessa-Ector ST2 | 215 | 215 | 215 | 215 | 215 | 215
Oklaunion 1 | 670 | 670 | 670 | 670 | 670 | 670
Pasadena 4 | 147 | 147 | 147 | 147 | 147 | 147
Pasadena 5 | 0 | 0 | 0 | 0 | 0 | 0
Pearsall 1 | 23 | 23 | 23 | 23 | 23 | 23
Pearsall 2 | 25 | 25 | 25 | 25 | 25 | 25
Pearsall 3 | 25 | 25 | 25 | 25 | 25 | 25
Permian Basin 5 | 116 | 116 | 116 | 116 | 116 | 116
Permian Basin 6 | 518 | 518 | 518 | 518 | 518 | 518
Permian Basin A | 69 | 69 | 69 | 69 | 69 | 69
Permian Basin B | 69 | 69 | 69 | 69 | 69 | 69
Permian Basin C | 70 | 70 | 70 | 70 | 70 | 70
Permian Basin D | 73 | 73 | 73 | 73 | 73 | 73
Permian Basin E | 71 | 71 | 71 | 71 | 71 | 71
Powerlane Plant 1 | 20 | 20 | 20 | 20 | 20 | 20
Powerlane Plant 2 | 26 | 26 | 26 | 26 | 26 | 26
Powerlane Plant 3 | 41 | 41 | 41 | 41 | 41 | 41
R W Miller 1 | 80 | 80 | 80 | 80 | 80 | 80
R W Miller 2 | 120 | 120 | 120 | 120 | 120 | 120
R W Miller 3 | 208 | 208 | 208 | 208 | 208 | 208
R W Miller 4 | 104 | 104 | 104 | 104 | 104 | 104
R W Miller 5 | 106 | 106 | 106 | 106 | 106 | 106
Ray Olinger 1 | 76 | 76 | 76 | 76 | 76 | 76
Ray Olinger 2 | 110 | 110 | 110 | 110 | 110 | 110
Ray Olinger 3 | 140 | 140 | 140 | 140 | 140 | 140
Ray Olinger 4 | 75 | 75 | 75 | 75 | 75 | 75
Rayburn 1 | 11 | 11 | 11 | 11 | 11 | 11
Rayburn 2 | 11 | 11 | 11 | 11 | 11 | 11
Rayburn 3 | 25 | 25 | 25 | 25 | 25 | 25
Rayburn 4 | 2 | 2 | 2 | 2 | 2 | 2
Rayburn 5 | 2 | 2 | 2 | 2 | 2 | 2
Rayburn 7 | 49 | 49 | 49 | 49 | 49 | 49
Rayburn 8 | 49 | 49 | 49 | 49 | 49 | 49
Rayburn 9 | 49 | 49 | 49 | 49 | 49 | 49
Rayburn 10 | 38 | 38 | 38 | 38 | 38 | 38
Reliant Atascocita 1 | 8.4 | 8.4 | 8.4 | 8.4 | 8.4 | 8.4
Reliant Baytown 1 | 3.9 | 3.9 | 3.9 | 3.9 | 3.9 | 3.9
Reliant Bluebonnet 1 | 3.9 | 3.9 | 3.9 | 3.9 | 3.9 | 3.9
Reliant Coastal Plains 1 | 6.7 | 6.7 | 6.7 | 6.7 | 6.7 | 6.7
Rio Nogales 1 | 152 | 152 | 152 | 152 | 152 | 152
Rio Nogales 2 | 149 | 149 | 149 | 149 | 149 | 149
Rio Nogales 3 | 150 | 150 | 150 | 150 | 150 | 150
Rio Nogales 4 | 296 | 296 | 296 | 296 | 296 | 296
Sam Bertron 3 | 210 | 210 | 210 | 210 | 210 | 210
Sam Bertron 4 | 216 | 216 | 216 | 216 | 216 | 216
Sam Bertron ST1 | 172 | 172 | 172 | 172 | 172 | 172
Sam Bertron ST2 | 138 | 138 | 138 | 138 | 138 | 138
Sam Bertron T1 | 19 | 19 | 19 | 19 | 19 | 19
Sam Bertron T2 | 15 | 15 | 15 | 15 | 15 | 15
San Jacinto SES 1 | 76 | 76 | 76 | 76 | 76 | 76
San Jacinto SES 2 | 82 | 82 | 82 | 82 | 82 | 82
San Miguel 1 | 396 | 396 | 396 | 396 | 396 | 396
Sandhill Energy Center 1 | 48 | 48 | 48 | 48 | 48 | 48
Sandhill Energy Center 2 | 47 | 47 | 47 | 47 | 47 | 47
Sandhill Energy Center 3 | 47 | 47 | 47 | 47 | 47 | 47
Sandhill Energy Center 4 | 47 | 47 | 47 | 47 | 47 | 47
Sandhill Energy Center 5A | 153 | 153 | 153 | 153 | 153 | 153
Sandhill Energy Center 5C | 139 | 139 | 139 | 139 | 139 | 139
Silas Ray 5 | 16 | 16 | 16 | 16 | 16 | 16
Silas Ray 6 | 16 | 16 | 16 | 16 | 16 | 16
Silas Ray 9 | 38 | 38 | 38 | 38 | 38 | 38
Silas Ray 10 | 48 | 48 | 48 | 48 | 48 | 48
Sim Gideon 1 | 137 | 137 | 137 | 137 | 137 | 137
Sim Gideon 2 | 134 | 134 | 134 | 134 | 134 | 134
Sim Gideon 3 | 333 | 333 | 333 | 333 | 333 | 333
Small Hydro of Texas 1 | 1.2 | 1.2 | 1.2 | 1.2 | 1.2 | 1.2
South Houston Green Power 11 | 79.8 | 79.8 | 79.8 | 79.8 | 79.8 | 79.8
South Houston Green Power 12 | 79.8 | 79.8 | 79.8 | 79.8 | 79.8 | 79.8
South Houston Green Power 13 | 79.8 | 79.8 | 79.8 | 79.8 | 79.8 | 79.8
South Houston Green Power 14 | 39.6 | 39.6 | 39.6 | 39.6 | 39.6 | 39.6
South Texas 1 | 1274 | 1274 | 1274 | 1274 | 1274 | 1274
South Texas 2 | 1267 | 1267 | 1267 | 1267 | 1267 | 1267
Spencer 1 | 12 | 12 | 12 | 12 | 12 | 12
Spencer 2 | 12 | 12 | 12 | 12 | 12 | 12
Spencer 4 | 60 | 60 | 60 | 60 | 60 | 60
Spencer 5 | 65 | 65 | 65 | 65 | 65 | 65
Stryker Creek 1 | 178 | 178 | 178 | 178 | 178 | 178
Stryker Creek 2 | 510 | 510 | 510 | 510 | 510 | 510
Stryker Creek D1 | 11 | 11 | 11 | 11 | 11 | 11
Sweetwater Generation Plant 1 | 29 | 29 | 29 | 29 | 29 | 29
Sweetwater Generation Plant 2 | 69 | 69 | 69 | 69 | 69 | 69
Sweetwater Generation Plant 3 | 70 | 70 | 70 | 70 | 70 | 70
Sweetwater Generation Plant 4 | 65 | 65 | 65 | 65 | 65 | 65
T H Wharton 3 | 77 | 77 | 77 | 77 | 77 | 77
T H Wharton 31 | 57 | 57 | 57 | 57 | 57 | 57
T H Wharton 32 | 58 | 58 | 58 | 58 | 58 | 58
T H Wharton 33 | 59 | 59 | 59 | 59 | 59 | 59
T H Wharton 34 | 60 | 60 | 60 | 60 | 60 | 60
T H Wharton 4 | 108 | 108 | 108 | 108 | 108 | 108
T H Wharton 41 | 60 | 60 | 60 | 60 | 60 | 60
T H Wharton 42 | 56 | 56 | 56 | 56 | 56 | 56
T H Wharton 43 | 57 | 57 | 57 | 57 | 57 | 57
T H Wharton 44 | 59 | 59 | 59 | 59 | 59 | 59
T H Wharton 51 | 58 | 58 | 58 | 58 | 58 | 58
T H Wharton 52 | 58 | 58 | 58 | 58 | 58 | 58
T H Wharton 53 | 58 | 58 | 58 | 58 | 58 | 58
T H Wharton 54 | 60 | 60 | 60 | 60 | 60 | 60
T H Wharton 55 | 60 | 60 | 60 | 60 | 60 | 60
T H Wharton 56 | 59 | 59 | 59 | 59 | 59 | 59
T H Wharton G1 | 12 | 12 | 12 | 12 | 12 | 12
Tenaska-Lamar 1 | 79 | 79 | 79 | 79 | 79 | 79
Tenaska-Lamar 2 | 82 | 82 | 82 | 82 | 82 | 82
Tenaska-Lamar 3 | 95 | 95 | 95 | 95 | 95 | 95
Tessman Road 1 | 1.4 | 1.4 | 1.4 | 1.4 | 1.4 | 1.4
Tessman Road 2 | 1.4 | 1.4 | 1.4 | 1.4 | 1.4 | 1.4
Tessman Road 3 | 1.4 | 1.4 | 1.4 | 1.4 | 1.4 | 1.4
Tessman Road 4 | 1.4 | 1.4 | 1.4 | 1.4 | 1.4 | 1.4
Texas City 1 | 103 | 103 | 103 | 103 | 103 | 103
Texas City 2 | 100 | 100 | 100 | 100 | 100 | 100
Texas City 3 | 101 | 101 | 101 | 101 | 101 | 101
Texas City 4 | 122 | 122 | 122 | 122 | 122 | 122
Thomas C Ferguson 1 | 410 | 410 | 410 | 410 | 410 | 410
Tradinghouse 1 | 558 | 558 | 558 | 558 | 558 | 558
Tradinghouse 2 | 802 | 802 | 802 | 802 | 802 | 802
Trinidad 6 | 236 | 236 | 236 | 236 | 236 | 236
Trinidad D1 | 4 | 4 | 4 | 4 | 4 | 4
Twin Oaks 1 | 152 | 152 | 152 | 152 | 152 | 152
Twin Oaks 2 | 155 | 155 | 155 | 155 | 155 | 155
V H Braunig 1 | 207 | 207 | 207 | 207 | 207 | 207
V H Braunig 2 | 233 | 233 | 233 | 233 | 233 | 233
V H Braunig 3 | 406 | 406 | 406 | 406 | 406 | 406
W A Parish 1 | 167 | 167 | 167 | 167 | 167 | 167
W A Parish 2 | 163 | 163 | 163 | 163 | 163 | 163
W A Parish 3 | 260 | 260 | 260 | 260 | 260 | 260
W A Parish 4 | 553 | 553 | 553 | 553 | 553 | 553
W A Parish 5 | 662 | 662 | 662 | 662 | 662 | 662
W A Parish 6 | 650 | 650 | 650 | 650 | 650 | 650
W A Parish 7 | 558 | 558 | 558 | 558 | 558 | 558
W A Parish 8 | 604 | 604 | 604 | 604 | 604 | 604
W A Parish T1 | 13 | 13 | 13 | 13 | 13 | 13
W B Tuttle 1 | 61 | 61 | 61 | 61 | 61 | 61
W B Tuttle 3 | 99 | 99 | 99 | 99 | 99 | 99
W B Tuttle 4 | 163 | 163 | 163 | 163 | 163 | 163
Waco LFG 1 | 1.2 | 1.2 | 1.2 | 1.2 | 1.2 | 1.2
Weatherford 1 | 0.3 | 0.3 | 0.3 | 0.3 | 0.3 | 0.3
Weatherford 2 | 0.3 | 0.3 | 0.3 | 0.3 | 0.3 | 0.3
Weatherford 3 | 0.3 | 0.3 | 0.3 | 0.3 | 0.3 | 0.3
Weatherford 4 | 0.5 | 0.5 | 0.5 | 0.5 | 0.5 | 0.5
Weatherford 6 | 1.4 | 1.4 | 1.4 | 1.4 | 1.4 | 1.4
Weatherford 7 | 1.3 | 1.3 | 1.3 | 1.3 | 1.3 | 1.3
Weatherford 8 | 1.3 | 1.3 | 1.3 | 1.3 | 1.3 | 1.3
Whitney 1 | 15 | 15 | 15 | 15 | 15 | 15
Whitney 2 | 15 | 15 | 15 | 15 | 15 | 15
Wise-Tractebel Power Proj. 1 | 212 | 212 | 212 | 212 | 212 | 212
Wise-Tractebel Power Proj. 2 | 212 | 212 | 212 | 212 | 212 | 212
Wise-Tractebel Power Proj. 3 | 241 | 241 | 241 | 241 | 241 | 241
Wolf Hollow Power Proj. 1 | 216 | 216 | 216 | 216 | 216 | 216
Wolf Hollow Power Proj. 2 | 215 | 215 | 215 | 215 | 215 | 215
Wolf Hollow Power Proj. 3 | 295 | 295 | 295 | 295 | 295 | 295
Operational | 61931.8 | 61596.8 | 61596.8 | 61596.8 | 61596.8 | 61596.8
| 2.2 | 2.2 | 2.2 | 2.2 | 2.2 | 2.2
| 71 | 71 | 71 | 71 | 71 | 71
| 65.5 | 65.5 | 65.5 | 65.5 | 65.5 | 65.5
| 64.5 | 64.5 | 64.5 | 64.5 | 64.5 | 64.5
| 66.5 | 66.5 | 66.5 | 66.5 | 66.5 | 66.5
| 63.5 | 63.5 | 63.5 | 63.5 | 63.5 | 63.5
| 23 | 23 | 23 | 23 | 23 | 23
| 2 | 2 | 2 | 2 | 2 | 2
| 73 | 73 | 73 | 73 | 73 | 73
| 74 | 74 | 74 | 74 | 74 | 74
| 63 | 63 | 63 | 63 | 63 | 63
| 0 | 0 | 0 | 0 | 0 | 0
| 83 | 83 | 83 | 83 | 83 | 83
| 80 | 80 | 80 | 80 | 80 | 80
| 86 | 86 | 86 | 86 | 86 | 86
| 2 | 2 | 2 | 2 | 2 | 2
| 1 | 1 | 1 | 1 | 1 | 1
| 1 | 1 | 1 | 1 | 1 | 1
| 60 | 60 | 60 | 60 | 60 | 60
| 61 | 61 | 61 | 61 | 61 | 61
| 71 | 71 | 71 | 71 | 71 | 71
| 322 | 322 | 322 | 322 | 322 | 322
| 0.5 | 0.5 | 0.5 | 0.5 | 0.5 | 0.5
| 0 | 0 | 0 | 0 | 0 | 0
| 12 | 12 | 12 | 12 | 12 | 12
| 11 | 11 | 11 | 11 | 11 | 11
| 10 | 10 | 10 | 10 | 10 | 10
| 9 | 9 | 9 | 9 | 9 | 9
| 13 | 13 | 13 | 13 | 13 | 13
| 10 | 10 | 10 | 10 | 10 | 10
| 3 | 3 | 3 | 3 | 3 | 3
| 2 | 2 | 2 | 2 | 2 | 2
| 1 | 1 | 1 | 1 | 1 | 1
| 0 | 0 | 0 | 0 | 0 | 0
| 46 | 46 | 46 | 46 | 46 | 46
| 47 | 47 | 47 | 47 | 47 | 47
| 48 | 48 | 48 | 48 | 48 | 48
| 46 | 46 | 46 | 46 | 46 | 46
| 45 | 45 | 45 | 45 | 45 | 45
| 43 | 43 | 43 | 43 | 43 | 43
| 85 | 85 | 85 | 85 | 85 | 85
| 55 | 55 | 55 | 55 | 55 | 55
| 120 | 120 | 120 | 120 | 120 | 120
| 119 | 119 | 119 | 119 | 119 | 119
| 183 | 183 | 183 | 183 | 183 | 183
| 6 | 6 | 6 | 6 | 6 | 6
| 1.5 | 1.5 | 1.5 | 1.5 | 1.5 | 1.5
| 96 | 96 | 96 | 96 | 96 | 96
| 7.1 | 7.1 | 7.1 | 7.1 | 7.1 | 7.1
| 7.1 | 7.1 | 7.1 | 7.1 | 7.1 | 7.1
| 84 | 84 | 84 | 84 | 84 | 84
| 84 | 84 | 84 | 84 | 84 | 84
| 80 | 80 | 80 | 80 | 80 | 80
| 85 | 85 | 85 | 85 | 85 | 85
| 66 | 66 | 66 | 66 | 66 | 66
| 8 | 8 | 8 | 8 | 8 | 8
| 5 | 5 | 5 | 5 | 5 | 5
| 0 | 0 | 0 | 0 | 0 | 0
| 2 | 2 | 2 | 2 | 2 | 2
| 0 | 0 | 0 | 0 | 0 | 0
| 19.6 | 19.6 | 19.6 | 19.6 | 19.6 | 19.6
| 19.6 | 19.6 | 19.6 | 19.6 | 19.6 | 19.6
| 19.6 | 19.6 | 19.6 | 19.6 | 19.6 | 19.6
| 16.6 | 16.6 | 16.6 | 16.6 | 16.6 | 16.6
Generation from private networks | 2850.8 | 2850.8 | 2850.8 | 2850.8 | 2850.8 | 2850.8
B M Davis 2 | 347 | 0 | 0 | 0 | 0 | 0
J L Bates 1 | 72 | 0 | 0 | 0 | 0 | 0
J L Bates 2 | 110 | 0 | 0 | 0 | 0 | 0
La Palma 4 | 23 | 0 | 0 | 0 | 0 | 0
La Palma 5 | 23 | 0 | 0 | 0 | 0 | 0
La Palma 6 | 153 | 0 | 0 | 0 | 0 | 0
La Palma 7 | 48 | 0 | 0 | 0 | 0 | 0
Laredo 1 | 33 | 33 | 33 | 33 | 33 | 0
Laredo 2 | 32 | 32 | 32 | 32 | 32 | 0
Laredo 3 | 105 | 105 | 105 | 105 | 105 | 0
P H Robinson 2 | 459 | 0 | 0 | 0 | 0 | 0
RMR | 1405 | 170 | 170 | 170 | 170 | 0
Eagle Pass | 36 | 36 | 36 | 36 | 36 | 36
East | 600 | 600 | 600 | 600 | 600 | 600
Laredo | 0 | 0 | 100 | 100 | 100 | 100
North | 220 | 220 | 220 | 220 | 220 | 220
Sharyland | 0 | 0 | 150 | 150 | 150 | 150
Asynchronous ties | 856 | 856 | 1106 | 1106 | 1106 | 1106
Kiamichi Power Part. 1 | 147 | 147 | 147 | 147 | 147 | 147
Kiamichi Power Part. 2 | 149 | 149 | 149 | 149 | 149 | 149
Kiamichi Power Part. 3 | 309 | 309 | 309 | 309 | 309 | 309
Kiamichi Power Part. 4 | 146 | 146 | 146 | 146 | 146 | 146
Kiamichi Power Part. 5 | 148 | 148 | 148 | 148 | 148 | 148
Kiamichi Power Part. 6 | 309 | 309 | 309 | 309 | 309 | 309
Tenaska-Frontier 1 | 161 | 161 | 161 | 161 | 161 | 161
Tenaska-Frontier 2 | 143 | 143 | 143 | 143 | 143 | 143
Tenaska-Frontier 3 | 159 | 159 | 159 | 159 | 159 | 159
Tenaska-Frontier 4 | 393 | 393 | 393 | 393 | 393 | 393
Tenaska-Gateway 1 | 134 | 134 | 134 | 134 | 134 | 134
Tenaska-Gateway 2 | 149 | 149 | 149 | 149 | 149 | 149
Tenaska-Gateway 3 | 149 | 149 | 149 | 149 | 149 | 149
Tenaska-Gateway 4 | 392 | 392 | 392 | 392 | 392 | 392
SWITCHABLE | 2888 | 2888 | 2888 | 2888 | 2888 | 2888
Big Spring Windpower Fac. E | 40.9 | 40.9 | 40.9 | 40.9 | 40.9 | 40.9
Callahan Divide Wind Farm (FPL) | 114 | 114 | 114 | 114 | 114 | 114
Delaware Mt. Wind Farm 1 | 30 | 30 | 30 | 30 | 30 | 30
Desert Sky Wind Farm 1 | 84 | 84 | 84 | 84 | 84 | 84
Desert Sky Wind Farm 2 | 76.5 | 76.5 | 76.5 | 76.5 | 76.5 | 76.5
FPL Energy King NE1 | 79.3 | 79.3 | 79.3 | 79.3 | 79.3 | 79.3
FPL Energy King NW1 | 79.3 | 79.3 | 79.3 | 79.3 | 79.3 | 79.3
FPL Energy King SE1 | 79.3 | 79.3 | 79.3 | 79.3 | 79.3 | 79.3
FPL Energy King SW1 | 40.3 | 40.3 | 40.3 | 40.3 | 40.3 | 40.3
FPL Energy Pecos Wind 1 | 80 | 80 | 80 | 80 | 80 | 80
FPL Energy Pecos Wind 2 | 80 | 80 | 80 | 80 | 80 | 80
Green Mountain at Brazos 1 | 99 | 99 | 99 | 99 | 99 | 99
Green Mountain at Brazos 2 | 61 | 61 | 61 | 61 | 61 | 61
Kunitz 1 | 44.8 | 44.8 | 44.8 | 44.8 | 44.8 | 44.8
Orion NWP Indian Mesa I 1 | 82.5 | 82.5 | 82.5 | 82.5 | 82.5 | 82.5
Southwest Mesa Wind 1 | 74.6 | 74.6 | 74.6 | 74.6 | 74.6 | 74.6
Sweetwater Wind 1 | 36.6 | 36.6 | 36.6 | 36.6 | 36.6 | 36.6
Sweetwater Wind 2 | 91.5 | 91.5 | 91.5 | 91.5 | 91.5 | 91.5
Trent Mesa Wind Farm 1 | 150 | 150 | 150 | 150 | 150 | 150
WIND | 1423.6 | 1423.6 | 1423.6 | 1423.6 | 1423.6 | 1423.6
Big Spring Carbon Plant 1 | 0 | 12 | 12 | 12 | 12 | 12
Jack County Generation Facility 1 | 0 | 200 | 200 | 200 | 200 | 200
Jack County Generation Facility 2 | 0 | 200 | 200 | 200 | 200 | 200
Jack County Generation Facility 3 | 0 | 300 | 300 | 300 | 300 | 300
J K Spruce 2 | 0 | 0 | 0 | 0 | 0 | 750
Cobisa-Greenville | 0 | 0 | 0 | 1750 | 1750 | 1750
New Units with Signed IA | 0 | 712 | 712 | 2462 | 2462 | 3212
Silverstar 1 | 0 | 0 | 60 | 60 | 60 | 60
Maryneal 1 | 0 | 120 | 240 | 240 | 240 | 240
WKN Snyder Wind 1 | 0 | 61 | 61 | 61 | 61 | 61
Orion Delaware Mt Wind Farm 1 | 0 | 0 | 0 | 175 | 175 | 175
Horse Hollow | 0 | 347 | 347 | 347 | 347 | 347
Gulf Wind | 0 | 0 | 200 | 200 | 200 | 200
New Wind Generation | 0 | 528 | 908 | 1083 | 1083 | 1083
Holly Street 3 | 0 | 0 | 0 | 0 | 0 | 196
Holly Street 4 | 0 | 0 | 0 | 0 | 0 | 197
Leon Creek 3 | 0 | 0 | 0 | 0 | 65 | 65
Units to retire | 0 | 0 | 0 | 0 | 65 | 458
B M Davis 1 | 0 | 335 | 335 | 335 | 335 | 335
B M Davis 2 | 0 | 347 | 347 | 347 | 347 | 347
Collin 1 | 136 | 136 | 136 | 136 | 136 | 136
E S Joslin 1 | 255 | 255 | 255 | 255 | 255 | 255
Eagle Mountain 1 | 112 | 112 | 112 | 112 | 112 | 112
Eagle Mountain 2 | 100 | 100 | 100 | 100 | 100 | 100
Eagle Mountain 3 | 278 | 278 | 278 | 278 | 278 | 278
Fort Phantom 1 | 157 | 157 | 157 | 157 | 157 | 157
Fort Phantom 2 | 203 | 203 | 203 | 203 | 203 | 203
Handley 1 | 36 | 36 | 36 | 36 | 36 | 36
Handley 2 | 68 | 68 | 68 | 68 | 68 | 68
J L Bates 1 | 0 | 72 | 72 | 72 | 72 | 72
J L Bates 2 | 0 | 110 | 110 | 110 | 110 | 110
La Palma 4 | 0 | 23 | 23 | 23 | 23 | 23
La Palma 5 | 0 | 23 | 23 | 23 | 23 | 23
La Palma 6 | 0 | 153 | 153 | 153 | 153 | 153
La Palma 7 | 0 | 48 | 48 | 48 | 48 | 48
Laredo 1 | 0 | 0 | 0 | 0 | 0 | 33
Laredo 2 | 0 | 0 | 0 | 0 | 0 | 32
Laredo 3 | 0 | 0 | 0 | 0 | 0 | 105
Leon Creek 4 | 95 | 95 | 95 | 95 | 95 | 95
Lon C Hill 1 | 75 | 75 | 75 | 75 | 75 | 75
Lon C Hill 2 | 75 | 75 | 75 | 75 | 75 | 75
Lon C Hill 3 | 164 | 164 | 164 | 164 | 164 | 164
Lon C Hill 4 | 243 | 243 | 243 | 243 | 243 | 243
Morgan Creek 5 | 127 | 127 | 127 | 127 | 127 | 127
Morgan Creek 6 | 457 | 457 | 457 | 457 | 457 | 457
Mountain Creek 3 | 63 | 63 | 63 | 63 | 63 | 63
North Lake 1 | 156 | 156 | 156 | 156 | 156 | 156
North Lake 2 | 181 | 181 | 181 | 181 | 181 | 181
North Lake 3 | 280 | 280 | 280 | 280 | 280 | 280
Nueces Bay 5 | 31 | 31 | 31 | 31 | 31 | 31
Nueces Bay 6 | 161 | 161 | 161 | 161 | 161 | 161
Nueces Bay 7 | 367 | 367 | 367 | 367 | 367 | 367
P H Robinson 2 | 0 | 459 | 459 | 459 | 459 | 459
San Angelo 1 | 21 | 21 | 21 | 21 | 21 | 21
San Angelo 2 | 103 | 103 | 103 | 103 | 103 | 103
Valley 1 | 181 | 181 | 181 | 181 | 181 | 181
Valley 2 | 557 | 557 | 557 | 557 | 557 | 557
Valley 3 | 385 | 385 | 385 | 385 | 385 | 385
Victoria 4 | 69 | 69 | 69 | 69 | 69 | 69
Victoria 5 | 172 | 172 | 172 | 172 | 172 | 172
Victoria 6 | 247 | 247 | 247 | 247 | 247 | 247
W B Tuttle 2 | 90 | 90 | 90 | 90 | 90 | 90
Mothballed | 5645 | 7215 | 7215 | 7215 | 7215 | 7385

## WinterCapacities
Unit Capacities - Winter
Units used in determining the generation resources in the Winter Summary
Capacities are based on information from the plant owners. This list includes MW available to the grid from private network (self-serve) units. It also includes distributed generation units that have registered with ERCOT. Data without unit names are for private network units.
Winter Capacity, MW
UnitName | 2006 | 2007 | 2008 | 2009 | 2010 | 2011
A von Rosenberg 1-CT1 | 175 | 175 | 175 | 175 | 175 | 175
A von Rosenberg 1-CT2 | 178 | 178 | 178 | 178 | 178 | 178
A von Rosenberg 1-ST1 | 181 | 181 | 181 | 181 | 181 | 181
AES Deepwater 1 | 142 | 142 | 142 | 142 | 142 | 142
Amistad Hydro 1 | 33 | 33 | 33 | 33 | 33 | 33
Amistad Hydro 2 | 37.9 | 37.9 | 37.9 | 37.9 | 37.9 | 37.9
Atkins 3 | 12 | 12 | 12 | 12 | 12 | 12
Atkins 4 | 22 | 22 | 22 | 22 | 22 | 22
Atkins 5 | 25 | 25 | 25 | 25 | 25 | 25
Atkins 6 | 50 | 50 | 50 | 50 | 50 | 50
Atkins 7 | 21 | 21 | 21 | 21 | 21 | 21
Austin 1 | 8 | 8 | 8 | 8 | 8 | 8
Austin 2 | 8 | 8 | 8 | 8 | 8 | 8
B M Davis 1 | 348 | 0 | 0 | 0 | 0 | 0
Bastrop Energy Center 1 | 170 | 170 | 170 | 170 | 170 | 170
Bastrop Energy Center 2 | 170 | 170 | 170 | 170 | 170 | 170
Bastrop Energy Center 3 | 242 | 242 | 242 | 242 | 242 | 242
Battleground 4 | 85 | 85 | 85 | 85 | 85 | 85
Baytown Energy Center 1 | 101 | 101 | 101 | 101 | 101 | 101
Baytown Energy Center 2 | 57 | 57 | 57 | 57 | 57 | 57
Baytown Energy Center 3 | 59 | 59 | 59 | 59 | 59 | 59
Baytown Energy Center 4 | 210 | 210 | 210 | 210 | 210 | 210
Big Brown 1 | 598 | 598 | 598 | 598 | 598 | 598
Big Brown 2 | 597 | 597 | 597 | 597 | 597 | 597
Bio Energy Partners 1 | 3.3 | 3.3 | 3.3 | 3.3 | 3.3 | 3.3
Bio Energy Partners 2 | 3.3 | 3.3 | 3.3 | 3.3 | 3.3 | 3.3
Bosque 1 | 177 | 177 | 177 | 177 | 177 | 177
Bosque 2 | 177 | 177 | 177 | 177 | 177 | 177
Bosque 3 | 170 | 170 | 170 | 170 | 170 | 170
Bosque 4 | 86 | 86 | 86 | 86 | 86 | 86
Brazos Valley 1 | 180 | 180 | 180 | 180 | 180 | 180
Brazos Valley 2 | 181 | 181 | 181 | 181 | 181 | 181
Brazos Valley 3 | 268 | 268 | 268 | 268 | 268 | 268
Buchanan 1 | 19 | 19 | 19 | 19 | 19 | 19
Buchanan 2 | 18 | 18 | 18 | 18 | 18 | 18
Buchanan 3 | 15 | 15 | 15 | 15 | 15 | 15
C E Newman 5 | 37 | 37 | 37 | 37 | 37 | 37
Canyon 1 | 3 | 3 | 3 | 3 | 3 | 3
Canyon 2 | 3 | 3 | 3 | 3 | 3 | 3
Cedar Bayou 1 | 750 | 750 | 750 | 750 | 750 | 750
Cedar Bayou 2 | 748 | 748 | 748 | 748 | 748 | 748
Channel Energy Center 1 | 137 | 137 | 137 | 137 | 137 | 137
Channel Energy Center 2 | 191 | 191 | 191 | 191 | 191 | 191
Channel Energy Center 3 | 90 | 90 | 90 | 90 | 90 | 90
Channelview 1 | 174 | 174 | 174 | 174 | 174 | 174
Channelview 2 | 162 | 162 | 162 | 162 | 162 | 162
Channelview 3 | 184 | 184 | 184 | 184 | 184 | 184
Channelview 4 | 108 | 108 | 108 | 108 | 108 | 108
Channelview 5 | 111 | 111 | 111 | 111 | 111 | 111
Cleburne Generation Project 1 | 258 | 258 | 258 | 258 | 258 | 258
Cleburne Generation Project 2 | 263 | 263 | 263 | 263 | 263 | 263
Coleto Creek 1 | 633 | 633 | 633 | 633 | 633 | 633
Comanche Peak 1 | 1176 | 1176 | 1176 | 1176 | 1176 | 1176
Comanche Peak 2 | 1152 | 1152 | 1152 | 1152 | 1152 | 1152
Corpus Christi Energy Center 1 | 97 | 97 | 97 | 97 | 97 | 97
Corpus Christi Energy Center 2 | 99 | 99 | 99 | 99 | 99 | 99
Corpus Christi Energy Center 3 | 111 | 111 | 111 | 111 | 111 | 111
Dansby 1 | 111 | 111 | 111 | 111 | 111 | 111
Dansby 2 | 50 | 50 | 50 | 50 | 50 | 50
Decker Creek 1 | 347 | 347 | 347 | 347 | 347 | 347
Decker Creek 2 | 424 | 424 | 424 | 424 | 424 | 424
Decker Creek G1 | 56 | 56 | 56 | 56 | 56 | 56
Decker Creek G2 | 57 | 57 | 57 | 57 | 57 | 57
Decker Creek G3 | 58 | 58 | 58 | 58 | 58 | 58
Decker Creek G4 | 60 | 60 | 60 | 60 | 60 | 60
DeCordova 1 | 811 | 811 | 811 | 811 | 811 | 811
DeCordova A | 87 | 87 | 87 | 87 | 87 | 87
DeCordova B | 85 | 85 | 85 | 85 | 85 | 85
DeCordova C | 81 | 81 | 81 | 81 | 81 | 81
DeCordova D | 81 | 81 | 81 | 81 | 81 | 81
Deer Park Energy Center 1 | 166 | 166 | 166 | 166 | 166 | 166
Deer Park Energy Center 2 | 168 | 168 | 168 | 168 | 168 | 168
Deer Park Energy Center 3 | 175 | 175 | 175 | 175 | 175 | 175
Deer Park Energy Center 4 | 199 | 199 | 199 | 199 | 199 | 199
Deer Park Energy Center 5 | 259 | 259 | 259 | 259 | 259 | 259
Denison Dam 1 | 40 | 40 | 40 | 40 | 40 | 40
Denison Dam 2 | 40 | 40 | 40 | 40 | 40 | 40
Dunlop (Schumansville) 1 | 3.6 | 3.6 | 3.6 | 3.6 | 3.6 | 3.6
Eagle Pass 1 | 2 | 2 | 2 | 2 | 2 | 2
Eagle Pass 2 | 2 | 2 | 2 | 2 | 2 | 2
Eagle Pass 3 | 2 | 2 | 2 | 2 | 2 | 2
Ennis Power Station 1 | 243 | 243 | 243 | 243 | 243 | 243
Ennis Power Station 2 | 114 | 114 | 114 | 114 | 114 | 114
ExTex La Porte Power Sta.1 | 41 | 41 | 41 | 41 | 41 | 41
ExTex La Porte Power Sta.2 | 41 | 41 | 41 | 41 | 41 | 41
ExTex La Porte Power Sta.3 | 41 | 41 | 41 | 41 | 41 | 41
ExTex La Porte Power Sta.4 | 41 | 41 | 41 | 41 | 41 | 41
Falcon Hydro 1 | 11.5 | 11.5 | 11.5 | 11.5 | 11.5 | 11.5
Falcon Hydro 2 | 11.5 | 11.5 | 11.5 | 11.5 | 11.5 | 11.5
Falcon Hydro 3 | 11.5 | 11.5 | 11.5 | 11.5 | 11.5 | 11.5
Fayette Power Project 1 | 614 | 614 | 614 | 614 | 614 | 614
Fayette Power Project 2 | 616 | 616 | 616 | 616 | 616 | 616
Fayette Power Project 3 | 447 | 447 | 447 | 447 | 447 | 447
FPLE Forney CT1 | 177 | 177 | 177 | 177 | 177 | 177
FPLE Forney CT2 | 169 | 169 | 169 | 169 | 169 | 169
FPLE Forney CT3 | 173 | 173 | 173 | 173 | 173 | 173
FPLE Forney CT4 | 178 | 178 | 178 | 178 | 178 | 178
FPLE Forney CT5 | 169 | 169 | 169 | 169 | 169 | 169
FPLE Forney CT6 | 173 | 173 | 173 | 173 | 173 | 173
FPLE Forney STG1 | 386 | 386 | 386 | 386 | 386 | 386
FPLE Forney STG2 | 357 | 357 | 357 | 357 | 357 | 357
Freestone Energy Center 1 | 168 | 168 | 168 | 168 | 168 | 168
Freestone Energy Center 2 | 172 | 172 | 172 | 172 | 172 | 172
Freestone Energy Center 3 | 182 | 182 | 182 | 182 | 182 | 182
Freestone Energy Center 4 | 166 | 166 | 166 | 166 | 166 | 166
Freestone Energy Center 5 | 175 | 175 | 175 | 175 | 175 | 175
Freestone Energy Center 6 | 182 | 182 | 182 | 182 | 182 | 182
Frontera 1 | 148 | 148 | 148 | 148 | 148 | 148
Frontera 2 | 147 | 147 | 147 | 147 | 147 | 147
Frontera 3 | 178 | 178 | 178 | 178 | 178 | 178
GBRA H 4 | 2.4 | 2.4 | 2.4 | 2.4 | 2.4 | 2.4
GBRA H 5 | 2.4 | 2.4 | 2.4 | 2.4 | 2.4 | 2.4
GBRA TP 4 | 2.4 | 2.4 | 2.4 | 2.4 | 2.4 | 2.4
Gibbons Creek 1 | 465 | 465 | 465 | 465 | 465 | 465
GPP GT1 | 116.1 | 116.1 | 116.1 | 116.1 | 116.1 | 116.1
GPP GT2 | 166.1 | 166.1 | 166.1 | 166.1 | 166.1 | 166.1
GPP ST1 | 100.1 | 100.1 | 100.1 | 100.1 | 100.1 | 100.1
Graham 1 | 225 | 225 | 225 | 225 | 225 | 225
Graham 2 | 386 | 386 | 386 | 386 | 386 | 386
Granite Shoals 1 | 29 | 29 | 29 | 29 | 29 | 29
Granite Shoals 2 | 30 | 30 | 30 | 30 | 30 | 30
Greens Bayou 5 | 406 | 406 | 406 | 406 | 406 | 406
Greens Bayou 73 | 49 | 49 | 49 | 49 | 49 | 49
Greens Bayou 74 | 48 | 48 | 48 | 48 | 48 | 48
Greens Bayou 81 | 49 | 49 | 49 | 49 | 49 | 49
Greens Bayou 82 | 75 | 75 | 75 | 75 | 75 | 75
Greens Bayou 83 | 76 | 76 | 76 | 76 | 76 | 76
Greens Bayou 84 | 72 | 72 | 72 | 72 | 72 | 72
Guadalupe Power Partners 1 | 164 | 164 | 164 | 164 | 164 | 164
Guadalupe Power Partners 2 | 165 | 165 | 165 | 165 | 165 | 165
Guadalupe Power Partners 3 | 166 | 166 | 166 | 166 | 166 | 166
Guadalupe Power Partners 4 | 166 | 166 | 166 | 166 | 166 | 166
Guadalupe Power Partners 5 | 203 | 203 | 203 | 203 | 203 | 203
Guadalupe Power Partners 6 | 203 | 203 | 203 | 203 | 203 | 203
Handley 3 | 396 | 396 | 396 | 396 | 396 | 396
Handley 4 | 435 | 435 | 435 | 435 | 435 | 435
Handley 5 | 435 | 435 | 435 | 435 | 435 | 435
Hays Energy Facility 1 | 245 | 245 | 245 | 245 | 245 | 245
Hays Energy Facility 2 | 245 | 245 | 245 | 245 | 245 | 245
Hays Energy Facility 3 | 251 | 251 | 251 | 251 | 251 | 251
Hays Energy Facility 4 | 253 | 253 | 253 | 253 | 253 | 253
Hidalgo 1 | 163 | 163 | 163 | 163 | 163 | 163
Hidalgo 2 | 163 | 163 | 163 | 163 | 163 | 163
Hidalgo 3 | 180 | 180 | 180 | 180 | 180 | 180
Holly Street 3 | 196 | 196 | 196 | 196 | 196 | 196
Holly Street 4 | 201 | 201 | 201 | 201 | 201 | 201
Ingleside 1 | 158 | 158 | 158 | 158 | 158 | 158
Ingleside 2 | 159 | 159 | 159 | 159 | 159 | 159
Ingleside 3 | 119 | 119 | 119 | 119 | 119 | 119
Inks 1 | 14 | 14 | 14 | 14 | 14 | 14
J K Spruce 1 | 574 | 574 | 574 | 574 | 574 | 574
J T Deely 1 | 403 | 403 | 403 | 403 | 403 | 403
J T Deely 2 | 402 | 402 | 402 | 402 | 402 | 402
Jack County Generation Facility 1 | 200 | 200 | 200 | 200 | 200 | 200
Jack County Generation Facility 2 | 200 | 200 | 200 | 200 | 200 | 200
Jack County Generation Facility 3 | 300 | 300 | 300 | 300 | 300 | 300
Lake Creek 1 | 91 | 91 | 91 | 91 | 91 | 91
Lake Creek 2 | 235 | 235 | 235 | 235 | 235 | 235
Lake Creek D1 | 2 | 2 | 2 | 2 | 2 | 2
Lake Creek D2 | 2 | 2 | 2 | 2 | 2 | 2
Lake Creek D3 | 2 | 2 | 2 | 2 | 2 | 2
Lake Hubbard 1 | 396 | 396 | 396 | 396 | 396 | 396
Lake Hubbard 2 | 518 | 518 | 518 | 518 | 518 | 518
Lamar Power Project CT11 | 170 | 170 | 170 | 170 | 170 | 170
Lamar Power Project CT12 | 163 | 163 | 163 | 163 | 163 | 163
Lamar Power Project CT21 | 159 | 159 | 159 | 159 | 159 | 159
Lamar Power Project CT22 | 168 | 168 | 168 | 168 | 168 | 168
Lamar Power Project STG1 | 199 | 199 | 199 | 199 | 199 | 199
Lamar Power Project STG2 | 198 | 198 | 198 | 198 | 198 | 198
Leon Creek 3 | 65 | 65 | 65 | 65 | 65 | 65
Leon Creek Peaking 1 | 48.5 | 48.5 | 48.5 | 48.5 | 48.5 | 48.5
Leon Creek Peaking 2 | 48.5 | 48.5 | 48.5 | 48.5 | 48.5 | 48.5
Leon Creek Peaking 3 | 48.5 | 48.5 | 48.5 | 48.5 | 48.5 | 48.5
Leon Creek Peaking 4 | 48.5 | 48.5 | 48.5 | 48.5 | 48.5 | 48.5
Lewisville 1 | 2.8 | 2.8 | 2.8 | 2.8 | 2.8 | 2.8
Limestone 1 | 839 | 839 | 839 | 839 | 839 | 839
Limestone 2 | 784 | 784 | 784 | 784 | 784 | 784
Lost Pines 1 | 126 | 126 | 126 | 126 | 126 | 126
Lost Pines 2 | 180 | 180 | 180 | 180 | 180 | 180
Lost Pines 3 | 185 | 185 | 185 | 185 | 185 | 185
Magic Valley 1 | 251 | 251 | 251 | 251 | 251 | 251
Magic Valley 2 | 215 | 215 | 215 | 215 | 215 | 215
Magic Valley 3 | 123 | 123 | 123 | 123 | 123 | 123
Marble Falls 1 | 18 | 18 | 18 | 18 | 18 | 18
Marble Falls 2 | 18 | 18 | 18 | 18 | 18 | 18
Marshall Ford 1 | 36 | 36 | 36 | 36 | 36 | 36
Marshall Ford 2 | 35 | 35 | 35 | 35 | 35 | 35
Marshall Ford 3 | 36 | 36 | 36 | 36 | 36 | 36
Martin Lake 1 | 805 | 805 | 805 | 805 | 805 | 805
Martin Lake 2 | 802 | 802 | 802 | 802 | 802 | 802
Martin Lake 3 | 776 | 776 | 776 | 776 | 776 | 776
McQueeney (Abbott) 1 | 1.4 | 1.4 | 1.4 | 1.4 | 1.4 | 1.4
McQueeney (Abbott) 2 | 1.4 | 1.4 | 1.4 | 1.4 | 1.4 | 1.4
Midlothian 1 | 238 | 238 | 238 | 238 | 238 | 238
Midlothian 2 | 230 | 230 | 230 | 230 | 230 | 230
Midlothian 3 | 225 | 225 | 225 | 225 | 225 | 225
Midlothian 4 | 233 | 233 | 233 | 233 | 233 | 233
Midlothian 5 | 228 | 228 | 228 | 228 | 228 | 228
Midlothian 6 | 258 | 258 | 258 | 258 | 258 | 258
Monticello 1 | 577 | 577 | 577 | 577 | 577 | 577
Monticello 2 | 584 | 584 | 584 | 584 | 584 | 584
Monticello 3 | 790 | 790 | 790 | 790 | 790 | 790
Morgan Creek A | 83 | 83 | 83 | 83 | 83 | 83
Morgan Creek B | 83 | 83 | 83 | 83 | 83 | 83
Morgan Creek C | 81 | 81 | 81 | 81 | 81 | 81
Morgan Creek D | 82 | 82 | 82 | 82 | 82 | 82
Morgan Creek E | 82 | 82 | 82 | 82 | 82 | 82
Morgan Creek F | 82 | 82 | 82 | 82 | 82 | 82
Morris Sheppard 1 | 12 | 12 | 12 | 12 | 12 | 12
Morris Sheppard 2 | 12 | 12 | 12 | 12 | 12 | 12
Mountain Creek 2 | 24 | 24 | 24 | 24 | 24 | 24
Mountain Creek 6 | 126 | 126 | 126 | 126 | 126 | 126
Mountain Creek 7 | 123 | 123 | 123 | 123 | 123 | 123
Mountain Creek 8 | 568 | 568 | 568 | 568 | 568 | 568
Nolte 1 | 1.2 | 1.2 | 1.2 | 1.2 | 1.2 | 1.2
Nolte 2 | 1.2 | 1.2 | 1.2 | 1.2 | 1.2 | 1.2
North Texas 1 | 18 | 18 | 18 | 18 | 18 | 18
North Texas 2 | 18 | 18 | 18 | 18 | 18 | 18
North Texas 3 | 39 | 39 | 39 | 39 | 39 | 39
O W Sommers 1 | 445 | 445 | 445 | 445 | 445 | 445
O W Sommers 2 | 435 | 435 | 435 | 435 | 435 | 435
O W Sommers 3 | 2.5 | 2.5 | 2.5 | 2.5 | 2.5 | 2.5
O W Sommers 4 | 2.5 | 2.5 | 2.5 | 2.5 | 2.5 | 2.5
O W Sommers 5 | 2.5 | 2.5 | 2.5 | 2.5 | 2.5 | 2.5
O W Sommers 6 | 2.5 | 2.5 | 2.5 | 2.5 | 2.5 | 2.5
Odessa-Ector C11 | 158 | 158 | 158 | 158 | 158 | 158
Odessa-Ector C12 | 155 | 155 | 155 | 155 | 155 | 155
Odessa-Ector C21 | 167 | 167 | 167 | 167 | 167 | 167
Odessa-Ector C22 | 168 | 168 | 168 | 168 | 168 | 168
Odessa-Ector ST1 | 216 | 216 | 216 | 216 | 216 | 216
Odessa-Ector ST2 | 201 | 201 | 201 | 201 | 201 | 201
Oklaunion 1 | 690 | 690 | 690 | 690 | 690 | 690
Pasadena 4 | 159 | 159 | 159 | 159 | 159 | 159
Pasadena 5 | 0 | 0 | 0 | 0 | 0 | 0
Pearsall 1 | 25 | 25 | 25 | 25 | 25 | 25
Pearsall 2 | 25 | 25 | 25 | 25 | 25 | 25
Pearsall 3 | 24 | 24 | 24 | 24 | 24 | 24
Permian Basin 5 | 115 | 115 | 115 | 115 | 115 | 115
Permian Basin 6 | 494 | 494 | 494 | 494 | 494 | 494
Permian Basin A | 78 | 78 | 78 | 78 | 78 | 78
Permian Basin B | 86 | 86 | 86 | 86 | 86 | 86
Permian Basin C | 79 | 79 | 79 | 79 | 79 | 79
Permian Basin D | 74 | 74 | 74 | 74 | 74 | 74
Permian Basin E | 80 | 80 | 80 | 80 | 80 | 80
Powerlane Plant 1 | 20.4 | 20.4 | 20.4 | 20.4 | 20.4 | 20.4
Powerlane Plant 2 | 26.2 | 26.2 | 26.2 | 26.2 | 26.2 | 26.2
Powerlane Plant 3 | 41.5 | 41.5 | 41.5 | 41.5 | 41.5 | 41.5
R W Miller 1 | 75 | 75 | 75 | 75 | 75 | 75
R W Miller 2 | 120 | 120 | 120 | 120 | 120 | 120
R W Miller 3 | 217 | 217 | 217 | 217 | 217 | 217
R W Miller 4 | 104 | 104 | 104 | 104 | 104 | 104
R W Miller 5 | 122 | 122 | 122 | 122 | 122 | 122
Ray Olinger 1 | 77 | 77 | 77 | 77 | 77 | 77
Ray Olinger 2 | 110 | 110 | 110 | 110 | 110 | 110
Ray Olinger 3 | 146 | 146 | 146 | 146 | 146 | 146
Ray Olinger 4 | 86 | 86 | 86 | 86 | 86 | 86
Rayburn 1 | 13.5 | 13.5 | 13.5 | 13.5 | 13.5 | 13.5
Rayburn 2 | 13.5 | 13.5 | 13.5 | 13.5 | 13.5 | 13.5
Rayburn 3 | 25 | 25 | 25 | 25 | 25 | 25
Rayburn 4 | 2 | 2 | 2 | 2 | 2 | 2
Rayburn 5 | 2 | 2 | 2 | 2 | 2 | 2
Rayburn 7 | 50 | 50 | 50 | 50 | 50 | 50
Rayburn 8 | 49 | 49 | 49 | 49 | 49 | 49
Rayburn 9 | 49 | 49 | 49 | 49 | 49 | 49
Rayburn 10 | 39 | 39 | 39 | 39 | 39 | 39
Reliant Atascocita 1 | 10.1 | 10.1 | 10.1 | 10.1 | 10.1 | 10.1
Reliant Baytown 1 | 3.9 | 3.9 | 3.9 | 3.9 | 3.9 | 3.9
Reliant Bluebonnet 1 | 3.9 | 3.9 | 3.9 | 3.9 | 3.9 | 3.9
Reliant Coastal Plains 1 | 6.7 | 6.7 | 6.7 | 6.7 | 6.7 | 6.7
Rio Nogales 1 | 172 | 172 | 172 | 172 | 172 | 172
Rio Nogales 2 | 172 | 172 | 172 | 172 | 172 | 172
Rio Nogales 3 | 172 | 172 | 172 | 172 | 172 | 172
Rio Nogales 4 | 236 | 236 | 236 | 236 | 236 | 236
Sam Bertron 3 | 232 | 232 | 232 | 232 | 232 | 232
Sam Bertron 4 | 230 | 230 | 230 | 230 | 230 | 230
Sam Bertron ST1 | 169 | 169 | 169 | 169 | 169 | 169
Sam Bertron ST2 | 173 | 173 | 173 | 173 | 173 | 173
Sam Bertron T1 | 23 | 23 | 23 | 23 | 23 | 23
Sam Bertron T2 | 14 | 14 | 14 | 14 | 14 | 14
San Jacinto SES 1 | 94 | 94 | 94 | 94 | 94 | 94
San Jacinto SES 2 | 94 | 94 | 94 | 94 | 94 | 94
San Miguel 1 | 397 | 397 | 397 | 397 | 397 | 397
Sandhill Energy Center 1 | 49 | 49 | 49 | 49 | 49 | 49
Sandhill Energy Center 2 | 48 | 48 | 48 | 48 | 48 | 48
Sandhill Energy Center 3 | 47 | 47 | 47 | 47 | 47 | 47
Sandhill Energy Center 4 | 47 | 47 | 47 | 47 | 47 | 47
Sandhill Energy Center 5A | 177 | 177 | 177 | 177 | 177 | 177
Sandhill Energy Center 5C | 124 | 124 | 124 | 124 | 124 | 124
Silas Ray 5 | 9 | 9 | 9 | 9 | 9 | 9
Silas Ray 6 | 17 | 17 | 17 | 17 | 17 | 17
Silas Ray 9 | 42 | 42 | 42 | 42 | 42 | 42
Silas Ray 10 | 48 | 48 | 48 | 48 | 48 | 48
Sim Gideon 1 | 140 | 140 | 140 | 140 | 140 | 140
Sim Gideon 2 | 133 | 133 | 133 | 133 | 133 | 133
Sim Gideon 3 | 335 | 335 | 335 | 335 | 335 | 335
Small Hydro of Texas 1 | 1.2 | 1.2 | 1.2 | 1.2 | 1.2 | 1.2
South Houston Green Power 11 | 115 | 115 | 115 | 115 | 115 | 115
South Houston Green Power 12 | 115 | 115 | 115 | 115 | 115 | 115
South Houston Green Power 13 | 115 | 115 | 115 | 115 | 115 | 115
South Houston Green Power 14 | 39.6 | 39.6 | 39.6 | 39.6 | 39.6 | 39.6
South Texas 1 | 1285 | 1285 | 1285 | 1285 | 1285 | 1285
South Texas 2 | 1265 | 1265 | 1265 | 1265 | 1265 | 1265
Spencer 1 | 12 | 12 | 12 | 12 | 12 | 12
Spencer 2 | 12 | 12 | 12 | 12 | 12 | 12
Spencer 4 | 60 | 60 | 60 | 60 | 60 | 60
Spencer 5 | 66 | 66 | 66 | 66 | 66 | 66
Stryker Creek 1 | 182 | 182 | 182 | 182 | 182 | 182
Stryker Creek 2 | 400 | 400 | 400 | 400 | 400 | 400
Stryker Creek D1 | 11 | 11 | 11 | 11 | 11 | 11
Sweetwater Generation Plant 1 | 34 | 34 | 34 | 34 | 34 | 34
Sweetwater Generation Plant 2 | 77 | 77 | 77 | 77 | 77 | 77
Sweetwater Generation Plant 3 | 74 | 74 | 74 | 74 | 74 | 74
Sweetwater Generation Plant 4 | 70 | 70 | 70 | 70 | 70 | 70
T H Wharton 3 | 107 | 107 | 107 | 107 | 107 | 107
T H Wharton 31 | 67 | 67 | 67 | 67 | 67 | 67
T H Wharton 32 | 60 | 60 | 60 | 60 | 60 | 60
T H Wharton 33 | 66 | 66 | 66 | 66 | 66 | 66
T H Wharton 34 | 66 | 66 | 66 | 66 | 66 | 66
T H Wharton 4 | 111 | 111 | 111 | 111 | 111 | 111
T H Wharton 41 | 66 | 66 | 66 | 66 | 66 | 66
T H Wharton 42 | 63 | 63 | 63 | 63 | 63 | 63
T H Wharton 43 | 59 | 59 | 59 | 59 | 59 | 59
T H Wharton 44 | 65 | 65 | 65 | 65 | 65 | 65
T H Wharton 51 | 62 | 62 | 62 | 62 | 62 | 62
T H Wharton 52 | 74 | 74 | 74 | 74 | 74 | 74
T H Wharton 53 | 65 | 65 | 65 | 65 | 65 | 65
T H Wharton 54 | 65 | 65 | 65 | 65 | 65 | 65
T H Wharton 55 | 64 | 64 | 64 | 64 | 64 | 64
T H Wharton 56 | 64 | 64 | 64 | 64 | 64 | 64
T H Wharton G1 | 13 | 13 | 13 | 13 | 13 | 13
Tenaska-Lamar 1 | 87 | 87 | 87 | 87 | 87 | 87
Tenaska-Lamar 2 | 87 | 87 | 87 | 87 | 87 | 87
Tenaska-Lamar 3 | 65 | 65 | 65 | 65 | 65 | 65
Tessman Road 1 | 1.4 | 1.4 | 1.4 | 1.4 | 1.4 | 1.4
Tessman Road 2 | 1.4 | 1.4 | 1.4 | 1.4 | 1.4 | 1.4
Tessman Road 3 | 1.4 | 1.4 | 1.4 | 1.4 | 1.4 | 1.4
Tessman Road 4 | 1.4 | 1.4 | 1.4 | 1.4 | 1.4 | 1.4
Texas City 1 | 121 | 121 | 121 | 121 | 121 | 121
Texas City 2 | 116 | 116 | 116 | 116 | 116 | 116
Texas City 3 | 117 | 117 | 117 | 117 | 117 | 117
Texas City 4 | 124 | 124 | 124 | 124 | 124 | 124
Thomas C Ferguson 1 | 430 | 430 | 430 | 430 | 430 | 430
Tradinghouse 1 | 562 | 562 | 562 | 562 | 562 | 562
Tradinghouse 2 | 818 | 818 | 818 | 818 | 818 | 818
Trinidad 6 | 237 | 237 | 237 | 237 | 237 | 237
Trinidad D1 | 4 | 4 | 4 | 4 | 4 | 4
Twin Oaks 1 | 153 | 153 | 153 | 153 | 153 | 153
Twin Oaks 2 | 154 | 154 | 154 | 154 | 154 | 154
V H Braunig 1 | 225 | 225 | 225 | 225 | 225 | 225
V H Braunig 2 | 240 | 240 | 240 | 240 | 240 | 240
V H Braunig 3 | 420 | 420 | 420 | 420 | 420 | 420
W A Parish 1 | 163 | 163 | 163 | 163 | 163 | 163
W A Parish 2 | 162 | 162 | 162 | 162 | 162 | 162
W A Parish 3 | 278 | 278 | 278 | 278 | 278 | 278
W A Parish 4 | 462 | 462 | 462 | 462 | 462 | 462
W A Parish 5 | 691 | 691 | 691 | 691 | 691 | 691
W A Parish 6 | 676 | 676 | 676 | 676 | 676 | 676
W A Parish 7 | 581 | 581 | 581 | 581 | 581 | 581
W A Parish 8 | 609 | 609 | 609 | 609 | 609 | 609
W A Parish T1 | 13 | 13 | 13 | 13 | 13 | 13
W B Tuttle 1 | 65 | 65 | 65 | 65 | 65 | 65
W B Tuttle 3 | 100 | 100 | 100 | 100 | 100 | 100
W B Tuttle 4 | 160 | 160 | 160 | 160 | 160 | 160
Waco LFG 1 | 1.2 | 1.2 | 1.2 | 1.2 | 1.2 | 1.2
Weatherford 1 | 0.3 | 0.3 | 0.3 | 0.3 | 0.3 | 0.3
Weatherford 2 | 0.3 | 0.3 | 0.3 | 0.3 | 0.3 | 0.3
Weatherford 3 | 0.3 | 0.3 | 0.3 | 0.3 | 0.3 | 0.3
Weatherford 4 | 0.5 | 0.5 | 0.5 | 0.5 | 0.5 | 0.5
Weatherford 6 | 1.4 | 1.4 | 1.4 | 1.4 | 1.4 | 1.4
Weatherford 7 | 1.3 | 1.3 | 1.3 | 1.3 | 1.3 | 1.3
Weatherford 8 | 1.3 | 1.3 | 1.3 | 1.3 | 1.3 | 1.3
Whitney 1 | 15 | 15 | 15 | 15 | 15 | 15
Whitney 2 | 15 | 15 | 15 | 15 | 15 | 15
Wise-Tractebel Power Proj. 1 | 296 | 296 | 296 | 296 | 296 | 296
Wise-Tractebel Power Proj. 2 | 296 | 296 | 296 | 296 | 296 | 296
Wise-Tractebel Power Proj. 3 | 302 | 302 | 302 | 302 | 302 | 302
Wolf Hollow Power Proj. 1 | 233 | 233 | 233 | 233 | 233 | 233
Wolf Hollow Power Proj. 2 | 235 | 235 | 235 | 235 | 235 | 235
Wolf Hollow Power Proj. 3 | 225 | 225 | 225 | 225 | 225 | 225
Operational generation | 65175.8 | 64827.8 | 64827.8 | 64827.8 | 64827.8 | 64827.8
| 1.2 | 1.2 | 1.2 | 1.2 | 1.2 | 1.2
| 81.6 | 81.6 | 81.6 | 81.6 | 81.6 | 81.6
| 72.5 | 72.5 | 72.5 | 72.5 | 72.5 | 72.5
| 73.5 | 73.5 | 73.5 | 73.5 | 73.5 | 73.5
| 74.5 | 74.5 | 74.5 | 74.5 | 74.5 | 74.5
| 74.5 | 74.5 | 74.5 | 74.5 | 74.5 | 74.5
| 23 | 23 | 23 | 23 | 23 | 23
| 2 | 2 | 2 | 2 | 2 | 2
| 75 | 75 | 75 | 75 | 75 | 75
| 75 | 75 | 75 | 75 | 75 | 75
| 61 | 61 | 61 | 61 | 61 | 61
| 6 | 6 | 6 | 6 | 6 | 6
| 87 | 87 | 87 | 87 | 87 | 87
| 87 | 87 | 87 | 87 | 87 | 87
| 94 | 94 | 94 | 94 | 94 | 94
| 20 | 20 | 20 | 20 | 20 | 20
| 4 | 4 | 4 | 4 | 4 | 4
| 4 | 4 | 4 | 4 | 4 | 4
| 68 | 68 | 68 | 68 | 68 | 68
| 69 | 69 | 69 | 69 | 69 | 69
| 75 | 75 | 75 | 75 | 75 | 75
| 519 | 519 | 519 | 519 | 519 | 519
| 1.3 | 1.3 | 1.3 | 1.3 | 1.3 | 1.3
| 5 | 5 | 5 | 5 | 5 | 5
| 20 | 20 | 20 | 20 | 20 | 20
| 0 | 0 | 0 | 0 | 0 | 0
| 11 | 11 | 11 | 11 | 11 | 11
| 14 | 14 | 14 | 14 | 14 | 14
| 18 | 18 | 18 | 18 | 18 | 18
| 2 | 2 | 2 | 2 | 2 | 2
| 0 | 0 | 0 | 0 | 0 | 0
| 9 | 9 | 9 | 9 | 9 | 9
| 0 | 0 | 0 | 0 | 0 | 0
| 15 | 15 | 15 | 15 | 15 | 15
| 5 | 5 | 5 | 5 | 5 | 5
| 76 | 76 | 76 | 76 | 76 | 76
| 77 | 77 | 77 | 77 | 77 | 77
| 77 | 77 | 77 | 77 | 77 | 77
| 77 | 77 | 77 | 77 | 77 | 77
| 70 | 70 | 70 | 70 | 70 | 70
| 33.1 | 33.1 | 33.1 | 33.1 | 33.1 | 33.1
| 112 | 112 | 112 | 112 | 112 | 112
| 135 | 135 | 135 | 135 | 135 | 135
| 35 | 35 | 35 | 35 | 35 | 35
| 185 | 185 | 185 | 185 | 185 | 185
| 6 | 6 | 6 | 6 | 6 | 6
| 1.5 | 1.5 | 1.5 | 1.5 | 1.5 | 1.5
| 112 | 112 | 112 | 112 | 112 | 112
| 17.1 | 17.1 | 17.1 | 17.1 | 17.1 | 17.1
| 17.1 | 17.1 | 17.1 | 17.1 | 17.1 | 17.1
| 69 | 69 | 69 | 69 | 69 | 69
| 89 | 89 | 89 | 89 | 89 | 89
| 81 | 81 | 81 | 81 | 81 | 81
| 84 | 84 | 84 | 84 | 84 | 84
| 70 | 70 | 70 | 70 | 70 | 70
| 0 | 0 | 0 | 0 | 0 | 0
| 5 | 5 | 5 | 5 | 5 | 5
| 5 | 5 | 5 | 5 | 5 | 5
| 0 | 0 | 0 | 0 | 0 | 0
| 5 | 5 | 5 | 5 | 5 | 5
| 20.6 | 20.6 | 20.6 | 20.6 | 20.6 | 20.6
| 20.6 | 20.6 | 20.6 | 20.6 | 20.6 | 20.6
| 20.6 | 20.6 | 20.6 | 20.6 | 20.6 | 20.6
| 15.6 | 15.6 | 15.6 | 15.6 | 15.6 | 15.6
Generation from private networks | 3263.3 | 3263.3 | 3263.3 | 3263.3 | 3263.3 | 3263.3
B M Davis 2 | 355 | 0 | 0 | 0 | 0 | 0
J L Bates 1 | 72 | 0 | 0 | 0 | 0 | 0
J L Bates 2 | 110 | 0 | 0 | 0 | 0 | 0
La Palma 4 | 23 | 0 | 0 | 0 | 0 | 0
La Palma 5 | 23 | 0 | 0 | 0 | 0 | 0
La Palma 6 | 154 | 0 | 0 | 0 | 0 | 0
La Palma 7 | 57 | 0 | 0 | 0 | 0 | 0
Laredo 1 | 35 | 35 | 35 | 35 | 35 | 0
Laredo 2 | 35 | 35 | 35 | 35 | 35 | 0
Laredo 3 | 110 | 110 | 110 | 110 | 110 | 0
P H Robinson 2 | 461 | 0 | 0 | 0 | 0 | 0
RMR Units | 1435 | 180 | 180 | 180 | 180 | 0
Eagle Pass | 36 | 36 | 36 | 36 | 36 | 36
East | 600 | 600 | 600 | 600 | 600 | 600
Laredo | 0 | 0 | 100 | 100 | 100 | 100
North | 220 | 220 | 220 | 220 | 220 | 220
Sharyland | 0 | 0 | 150 | 150 | 150 | 150
Asynchronous ties | 856 | 856 | 1106 | 1106 | 1106 | 1106
Kiamichi Power Part. 1CT101 | 167 | 167 | 167 | 167 | 167 | 167
Kiamichi Power Part. 1CT201 | 170 | 170 | 170 | 170 | 170 | 170
Kiamichi Power Part. 1ST | 144 | 144 | 144 | 144 | 144 | 144
Kiamichi Power Part. 2CT101 | 176 | 176 | 176 | 176 | 176 | 176
Kiamichi Power Part. 2CT201 | 164 | 164 | 164 | 164 | 164 | 164
Kiamichi Power Part. 2ST | 301 | 301 | 301 | 301 | 301 | 301
Tenaska-Frontier 1 | 163 | 163 | 163 | 163 | 163 | 163
Tenaska-Frontier 2 | 162 | 162 | 162 | 162 | 162 | 162
Tenaska-Frontier 3 | 179 | 179 | 179 | 179 | 179 | 179
Tenaska-Frontier 4 | 390 | 390 | 390 | 390 | 390 | 390
Tenaska-Gateway 1 | 167 | 167 | 167 | 167 | 167 | 167
Tenaska-Gateway 2 | 148 | 148 | 148 | 148 | 148 | 148
Tenaska-Gateway 3 | 167 | 167 | 167 | 167 | 167 | 167
Tenaska-Gateway 4 | 387 | 387 | 387 | 387 | 387 | 387
Switchable Units | 2885 | 2885 | 2885 | 2885 | 2885 | 2885
Big Spring Windpower Fac. E | 40.9 | 40.9 | 40.9 | 40.9 | 40.9 | 40.9
Callahan Divide Wind Farm 1 (FPL) | 114 | 114 | 114 | 114 | 114 | 114
Delaware Mt. Wind Farm 1 | 30 | 30 | 30 | 30 | 30 | 30
Desert Sky Wind Farm 1 | 84 | 84 | 84 | 84 | 84 | 84
Desert Sky Wind Farm 2 | 77 | 77 | 77 | 77 | 77 | 77
FPL Energy King NE1 | 79 | 79 | 79 | 79 | 79 | 79
FPL Energy King NW1 | 79 | 79 | 79 | 79 | 79 | 79
FPL Energy King SE1 | 79 | 79 | 79 | 79 | 79 | 79
FPL Energy King SW1 | 40 | 40 | 40 | 40 | 40 | 40
FPL Energy Pecos Wind 1 | 80 | 80 | 80 | 80 | 80 | 80
FPL Energy Pecos Wind 2 | 80 | 80 | 80 | 80 | 80 | 80
Green Mountain at Brazos 1 | 99 | 99 | 99 | 99 | 99 | 99
Green Mountain at Brazos 2 | 61 | 61 | 61 | 61 | 61 | 61
Horse Hollow 1 | 347 | 347 | 347 | 347 | 347 | 347
Kunitz 1 | 45 | 45 | 45 | 45 | 45 | 45
Maryneal 1 | 120 | 120 | 120 | 120 | 120 | 120
Orion NWP Indian Mesa I 1 | 83 | 83 | 83 | 83 | 83 | 83
Southwest Mesa Wind 1 | 75 | 75 | 75 | 75 | 75 | 75
Sweetwater Wind 1 | 37 | 37 | 37 | 37 | 37 | 37
Sweetwater Wind 2 | 92 | 92 | 92 | 92 | 92 | 92
Trent Mesa Wind Farm 1 | 150 | 150 | 150 | 150 | 150 | 150
WKN Snyder Wind 1 | 60 | 60 | 60 | 60 | 60 | 60
Existing Wind Generation | 1891.9 | 1891.9 | 1891.9 | 1891.9 | 1891.9 | 1891.9
Big Spring Carbon Plant 1 | 0 | 12 | 12 | 12 | 12 | 12
J K Spruce 2 | 0 | 0 | 0 | 0 | 750 | 750
Cobisa-Greenville | 0 | 0 | 0 | 1750 | 1750 | 1750
New Units with Signed IA | 0 | 12 | 12 | 1762 | 2512 | 2512
(Capacity is based on Generation Interconnection Request. Actual capacity after the unit is built may be different.)
Orion Delaware Mt. Wind Farm 1 | 0 | 0 | 175 | 175 | 175 | 175
Silverstar 1 | 0 | 60 | 60 | 60 | 60 | 60
Gulf Wind | 0 | 200 | 200 | 200 | 200 | 200
New Wind Generation | 0 | 260 | 435 | 435 | 435 | 435
(Capacity is based on Generation Interconnection Request. Actual capacity after the unit is built may be different.)
Holly Street 3 | 0 | 0 | 0 | 0 | 196 | 196
Holly Street 4 | 0 | 0 | 0 | 0 | 201 | 201
Leon Creek 3 | 0 | 0 | 0 | 65 | 65 | 65
Units to Retire | 0 | 0 | 0 | 65 | 462 | 462
B M Davis 1 | 0 | 346 | 346 | 346 | 346 | 346
B M Davis 2 | 0 | 355 | 355 | 355 | 355 | 355
Collin 1 | 156 | 156 | 156 | 156 | 156 | 156
E S Joslin 1 | 260 | 260 | 260 | 260 | 260 | 260
Eagle Mountain 1 | 109 | 109 | 109 | 109 | 109 | 109
Eagle Mountain 2 | 95 | 95 | 95 | 95 | 95 | 95
Eagle Mountain 3 | 390 | 390 | 390 | 390 | 390 | 390
Fort Phantom 1 | 159 | 159 | 159 | 159 | 159 | 159
Fort Phantom 2 | 203 | 203 | 203 | 203 | 203 | 203
Handley 1 | 43 | 43 | 43 | 43 | 43 | 43
Handley 2 | 76 | 76 | 76 | 76 | 76 | 76
J L Bates 1 | 0 | 72 | 72 | 72 | 72 | 72
J L Bates 2 | 0 | 110 | 110 | 110 | 110 | 110
La Palma 4 | 0 | 24 | 24 | 24 | 24 | 24
La Palma 5 | 0 | 23 | 23 | 23 | 23 | 23
La Palma 6 | 0 | 154 | 154 | 154 | 154 | 154
La Palma 7 | 0 | 57 | 57 | 57 | 57 | 57
Laredo 1 | 0 | 0 | 0 | 0 | 0 | 37
Laredo 2 | 0 | 0 | 0 | 0 | 0 | 35
Laredo 3 | 0 | 0 | 0 | 0 | 0 | 110
Leon Creek 4 | 95 | 95 | 95 | 95 | 95 | 95
Lon C Hill 1 | 75 | 75 | 75 | 75 | 75 | 75
Lon C Hill 2 | 75 | 75 | 75 | 75 | 75 | 75
Lon C Hill 3 | 164 | 164 | 164 | 164 | 164 | 164
Lon C Hill 4 | 245 | 245 | 245 | 245 | 245 | 245
Morgan Creek 5 | 129 | 129 | 129 | 129 | 129 | 129
Morgan Creek 6 | 457 | 457 | 457 | 457 | 457 | 457
Mountain Creek 3 | 65 | 65 | 65 | 65 | 65 | 65
North Lake 1 | 176 | 176 | 176 | 176 | 176 | 176
North Lake 2 | 180 | 180 | 180 | 180 | 180 | 180
North Lake 3 | 353 | 353 | 353 | 353 | 353 | 353
Nueces Bay 5 | 31 | 31 | 31 | 31 | 31 | 31
Nueces Bay 6 | 170 | 170 | 170 | 170 | 170 | 170
Nueces Bay 7 | 368 | 368 | 368 | 368 | 368 | 368
P H Robinson 2 | 0 | 461 | 461 | 461 | 461 | 461
San Angelo 1 | 25 | 25 | 25 | 25 | 25 | 25
San Angelo 2 | 102 | 102 | 102 | 102 | 102 | 102
Valley 1 | 179 | 179 | 179 | 179 | 179 | 179
Valley 2 | 576 | 576 | 576 | 576 | 576 | 576
Valley 3 | 399 | 399 | 399 | 399 | 399 | 399
Victoria 4 | 69 | 69 | 69 | 69 | 69 | 69
Victoria 5 | 172 | 172 | 172 | 172 | 172 | 172
Victoria 6 | 250 | 250 | 250 | 250 | 250 | 250
W B Tuttle 2 | 90 | 90 | 90 | 90 | 90 | 90
Mothballed | 5936 | 7538 | 7538 | 7538 | 7538 | 7720