## TitlePage
REPORT ON THE CAPACITY, DEMAND, AND RESERVES IN THE ERCOT REGION
System Planning
May 2007
ERCOT
2705 West Lake Drive
Taylor, Texas 76574

## Contents
Contents
Tab | Notes
Disclaimer | Please read.
Definitions | List of definitions
Changes from 2006 CDR | List of changes from the 2006 CDR (updates, changes in methodology)
SummerSummary | Shows load forecast, generation resources, and reserve margin for summer 2007 through summer 2012
WinterSummary | Shows load forecast, generation resources, and reserve margin for winter 2008 through winter 2013
LongTermProjections | Graphs of capacity and demand through 2027
SummerFuelTypes | Lists generation fuel types by MW and by percentage for summer 2007 through summer 2012
WinterFuelTypes | Lists generation fuel types by MW and by percentage for winter 2008 through winter 2013
CMZones | Shows generation and load by CM zone for summer 2006 and winter 2007 and CM non-coincident zone forecast for summer 2007 and winter 2008
SummerCoincidentDemandbyCounty | Shows estimated summer coincident demand by county for 2007 through 2012
SummerLoadbyCounty | Shows estimated summer non-coincident load by county for 2007 through 2012
SummerGenerationbyCounty | Shows summer generation by county for 2007 through 2012
SummerImport-ExportbyCounty | Shows calculated import or export by county for summer 2007 through summer 2012
WinterCoincidentDemandbyCounty | Shows estimated winter coincident demand by county for 2008 through 2013
WinterLoadbyCounty | Shows estimated winter non-coincident load by county for 2008 through 2013
WinterGenerationbyCounty | Shows winter generation by county for 2008 through 2013
WinterImport-ExportbyCounty | Shows calculated import or export by county for winter 2008 through winter 2013
SummerCapacities | Lists units and their capabilities used in determining the generation resources in the Summer Summary
WinterCapacities | Lists units and their capabilities used in determining the generation resources in the Winter Summary

## Disclaimer
Disclaimer
CDR WORKING PAPER
FOR PLANNING PURPOSES ONLY
This ERCOT Working Paper has been prepared for specific ERCOT and market participant purposes and has been developed from data provided by ERCOT market participants. The data may contain errors or become obsolete and thereby affect the conclusions and opinions of the Working Paper. ERCOT MAKES NO WARRANTY, EXPRESS OR IMPLIED, INCLUDING ANY WARRANTY OF MERCHANTABILITY OR FITNESS FOR ANY PARTICULAR PURPOSE, AND DISCLAIMS ANY AND ALL LIABILITY WITH RESPECT TO THE ACCURACY OF SAME OR THE FITNESS OR APPROPRIATENESS OF SAME FOR ANY PARTICULAR USE. THIS ERCOT WORKING PAPER IS SUPPLIED WITH ALL FAULTS. The specific suitability for any use of the Working Paper and its accuracy should be confirmed by each ERCOT market participant that contributed data for this Working Paper.
This Working Paper is based on data submitted by ERCOT market participants as part of their Annual Load Data Request (ALDR) and their generation asset registration and on data in the EIA-411. As such, this data is updated on an ongoing basis, which means that this report can be rendered obsolete without notice.

## Definitions
Definitions
Available Mothballed Generation
The probability that a mothballed unit will return to service, as provided by its owner, multiplied by the capacity of the unit. Return probabilities are considered protected information under the ERCOT Protocols and therefore are not included in this report.
BULs
Balancing up load. Loads capable of reducing the need for electrical energy when providing Balancing Up Load Energy Service as described in the ERCOT Protocols, Section 6, Ancillary Services. BULs are not considered resources as defined by the ERCOT Protocols.
Effective Load-Carrying Capability (ELCC) of Wind Generation
The amount of wind generation that the Generation Adequacy Task Force (GATF) has recommended to be included in the CDR. The value is 8.7% of the nameplate capacity listed in the Unit Capacities tables, both installed capacity and planned capacity.
LaaRs (Loads acting as resources)
Load capable of reducing or increasing the need for electrical energy or providing Ancillary Services to the ERCOT System, as described in the ERCOT Protocols, Section 6, Ancillary Services. These Resources may provide the following Ancillary Services: Responsive Reserve Service, Non-Spinning Reserve Service, Replacement Reserve Service, and Regulation Service. The Resources must be registered and qualified by ERCOT and will be scheduled by a Qualified Scheduling Entity
Mothballed Capacity
The difference in the available mothballed generation (see definition above) and the total mothballed capacity. For summer 2007 this value is zero in the CDR Report because of the fact that there isn't time to return those units before the start of the summer.
Mothballed Unit
A generation resource for which a generation entity has submitted a Notification of Suspension of Operations, for which ERCOT has declined to execute an RMR agreement, and for which the generation entity has not announced retirement of the generation resource.
Net Dependable Capability
Maximum sustainable capability of a generation resource as demonstrated by performance testing.
Non-Synchronous Tie
Any non-synchronous transmission interconnection between ERCOT and non-ERCOT electric power systems
Other Potential Resources
Capacity resources that include one of the following:
• Remaining "mothballed" capacity not included as resources in the reserve margin calculation
• Remaining DC tie capacity not included as resources in the reserve margin calculation, and
• New generating units that have initiated full transmission interconnection studies through the ERCOT generation interconnection process (Note that new wind generating units would be included based on the appropriate discounted capacity value applied to existing wind generating units.)
Planned Units in Full Interconnection Study Phase
To connect new generation to the ERCOT grid, a generation developer must go through a set procedure. The first step is a high-level screening study to determine the effects of adding the new generation on the transmission system. The second step is the full interconnection study. These are detailed studies done by the transmission owners to determine the effects of the addition of new generation on the transmission system.
Private Networks
An electric network connected to the ERCOT transmission grid that contains load that is not directly metered by ERCOT (i.e., load that is typically netted with internal generation).
Reliability Must-Run (RMR) Unit
A generation resource unit operated under the terms of an agreement with ERCOT that would not otherwise be operated except that they are necessary to provide voltage support, stability or management of localized transmission constraints under first contingency criteria.
Signed IA (Interconnection Agreement)
An agreement that sets forth requirements for physical connection between an eligible transmission service customer and a transmission or distribution service provider
Switchable Unit
A generation resource that can be connected to either the ERCOT transmission grid or a grid outside the ERCOT Region.

## Changes
Changes from 2006 CDR
1. | The methodology for determining the amount of wind capacity to include was changed. For the 2006 CDR the wind generation was based on actual historical performance of existing wind generation during hours ending 1600 through 1800 DST for weekdays during the months of July and August adjusted by equivalent Forced outage rate (EFOR) for a combustion turbine that was used in the last ERCOT loss-of-load-probability (LOLP) study (2002). The value was about 2.9%. For the 2007 CDR the wind generation was based on the effective load carrying capability (ELCC) value of wind as described in the ERCOT LOLP study dated January 18, 2007. This study includes a determination of the ELCC of wind in its analysis and takes into account the volatility of wind using AWS Truewind wind generation patterns from the recently completed ERCOT study, Transmission Alternatives for Competitive Renewable Energy Zones in Texas. It was determined that wind had a capacity value of 8.7%. This is the value used in the 2007 CDR.
2. | For the 2006 CDR new generation included all units that had signed interconnection agreements with the transmission owner. For the 2007 CDR thermal units had to also have an air permit to be included in the planned generation.
3. | In the 2007 CDR an additional section called “Potential Resources” was included. These resources include:
a. The remaining capacity of mothballed units that was not included under “Available Mothballed Generation.”
b. The other 50% of the non-synchronous ties.
c. All planned units that have requested full interconnection studies in the interconnection process.
4. | The latest net dependable capabilities for the units were used. Many of the units were tested in the summer of 2006 and the winter of 2007. If the net dependable capability was not available, the capability from the unit’s asset generation registration was used.
5. | Capabilities for the private networks were updated where available
6. | RMR units were reviewed and the latest information was used in the report. Atkins 4, 5, and 6 were removed from RMR status and put into mothballed status.
7. | Mothballed units were reviewed and the latest information was used. Probabilities that the units would return to service were updated from information provided by the generating companies. Several units were added to mothballed status. Several units were removed from mothballed status and returned to service. Other units that had been in mothballed status were retired.

## SummerSummary
2007 Report on the Capacity, Demand, and Reserves in the ERCOT Region | [7 empty] | 2007 Report on the Capacity, Demand, and Reserves in the ERCOT Region
Summer Summary | [7 empty] | Summer Summary
Load Forecast: |  | 2007 | 2008 | 2009 | 2010 | 2011 | 2012
| Total Summer Peak Demand, MW | 63794.02 | 65134.72 | 66507.72 | 67954.66 | 69455.87 | 70733.27
| less LAARs Serving as Responsive Reserve, MW | 1125 | 1125 | 1125 | 1125 | 1125 | 1125
| less LAARs Serving as Non-Spinning Reserve, MW | 0 | 0 | 0 | 0 | 0 | 0
| less BULs, MW | 0 | 0 | 0 | 0 | 0 | 0
| Firm Load Forecast, MW | 62669.02 | 64009.72 | 65382.72 | 66829.66 | 68330.87 | 69608.27
Resources: |  | 2007 | 2008 | 2009 | 2010 | 2011 | 2012
| Installed Capacity, MW | 61424.3 | 61424.3 | 61424.3 | 61424.3 | 61424.3 | 61424.3
| Capacity from Private Networks, MW | 6512.8 | 6216.8 | 6216.8 | 6216.8 | 6216.8 | 6216.8
| Effective Load-Carrying Capability (ELCC) of Wind Generation, MW | 298.0359 | 298.0359 | 298.0359 | 298.0359 | 298.0359 | 298.0359
| RMR Units under Contract, MW | 169 | 169 | 169 | 169 | 0 | 0
| Operational Generation, MW | 68404.1359 | 68108.1359 | 68108.1359 | 68108.1359 | 67939.1359 | 67939.1359
| 50% of Non-Synchronous Ties, MW | 553 | 553 | 553 | 553 | 553 | 553
| Switchable Units, MW | 2848 | 2848 | 2848 | 2848 | 2848 | 2848
| Available Mothballed Generation , MW | 165.2 | 510.1 | 418.8 | 594 | 558 | 522
| Planned Units (not wind) with Signed IA and Air Permit, MW | 0 | 550 | 550 | 550 | 1300 | 2100
| ELCC of Planned Wind Units with Signed IA, MW | 0 | 170.52 | 173.913 | 173.913 | 173.913 | 173.913
| Total Resources, MW | 71970.3359 | 72739.7559 | 72651.8489 | 72827.0489 | 73372.0489 | 74136.0489
| less Switchable Units Unavailable to ERCOT, MW | 158 | 317 | 317 | 0 | 0 | 0
| less Retiring Units, MW | 0 | 375 | 375 | 433 | 433 | 433
| Resources, MW | 71812.3359 | 72047.7559 | 71959.8489 | 72394.0489 | 72939.0489 | 73703.0489
| Reserve Margin | 14.59% | 12.56% | 10.06% | 8.326% | 6.744% | 5.883%
(Resources - Firm Load Forecast)/Firm Load Forecast
Other Potential Resources: |  | 553 | 9153.416 | 14459.473 | 15911.386 | 17663.836 | 17717.236
| Mothballed Capacity , MW | 0 | 5196.9 | 5288.2 | 5113 | 5318 | 5354
| 50% of Non-Synchronous Ties, MW | 553 | 553 | 553 | 553 | 553 | 553
| Planned Units in Full Interconnection Study Phase, MW | 0 | 3403.516 | 8618.273 | 10245.386 | 11792.836 | 11810.236
| High | 71812.3359 | #REF! | #REF! | #REF! | #REF! | #REF!
| Low | 70598.6456 | #REF! | #REF! | #REF! | #REF! | #REF!
| Publicly announced | 70756.2106 | 71573.1724 | 70689.7384 | 77753.3384 | 82904.9384 | 84071.9384

## WinterSummary
2007 Report on the Capacity, Demand, and Reserves in the ERCOT Region | [7 empty] | 2007 Report on the Capacity, Demand, and Reserves in the ERCOT Region
Winter Summary | [7 empty] | Winter Summary
Load Forecast: |  | 2008 | 2009 | 2010 | 2011 | 2012 | 2013
| Total Winter Peak Demand, MW | 48242.96 | 49362.24 | 50326.44 | 51046.94 | 52381.66 | 53511.43
| less LAARs Serving as Responsive Reserve, MW | 1125 | 1125 | 1125 | 1125 | 1125 | 1125
| less LAARs Serving as Non-Spinning Reserve, MW | 0 | 0 | 0 | 0 | 0 | 0
| less BULs, MW | 0 | 0 | 0 | 0 | 0 | 0
| Firm Load Forecast, MW | 47117.96 | 48237.24 | 49201.44 | 49921.94 | 51256.66 | 52386.43
Resources: |  | 2008 | 2009 | 2010 | 2011 | 2012 | 2013
| Installed Capacity, MW | 63400.3 | 63400.3 | 63400.3 | 63400.3 | 63400.3 | 63400.3
| Capacity from Private Networks, MW | 7357.8 | 7166.8 | 7161.8 | 7161.8 | 7031.8 | 7031.8
| Effective Load-Carrying Capability (ELCC) of Wind Generation, MW | 298.0794 | 298.0794 | 298.0794 | 298.0794 | 298.0794 | 298.0794
| RMR Units under Contract, MW | 172 | 172 | 172 | 172 | 0 | 0
| Operational Generation, MW | 71228.1794 | 71037.1794 | 71032.1794 | 71032.1794 | 70730.1794 | 70730.1794
| 50% of Non-Synchronous Ties, MW | 553 | 553 | 553 | 553 | 553 | 553
| Switchable Units, MW | 2946 | 2946 | 2946 | 2946 | 2946 | 2946
| Available Mothballed Generation , MW | 76 | 204.1 | 204.1 | 473.1 | 473.1 | 493.1
| Planned Units (not wind) with Signed IA and Air Permit, MW | 0 | 550 | 550 | 1300 | 2100 | 2100
| ELCC of Planned Wind Units with Signed IA, MW | 145.464 | 173.913 | 173.913 | 173.913 | 173.913 | 173.913
| Total Resources, MW | 74948.6434 | 75464.1924 | 75459.1924 | 76478.1924 | 76976.1924 | 76996.1924
| less Switchable Units Unavailable to ERCOT, MW | 174 | 332 | 332 | 0 | 0 | 0
| less Retiring Units, MW | 440 | 440 | 440 | 440 | 440 | 440
| Resources, MW | 74334.6434 | 74692.1924 | 74687.1924 | 76038.1924 | 76536.1924 | 76556.1924
| Reserve Margin | 57.76% | 54.84% | 51.8% | 52.31% | 49.32% | 46.14%
(Resources - Firm Load Forecast)/Firm Load Forecast
Uncommitted Capacity: |  | 6779.823 | 13301.173 | 16468.286 | 17918.736 | 17936.136 | 17916.136
| Mothballed Capacity , MW | 5798 | 5669.9 | 5669.9 | 5572.9 | 5572.9 | 5552.9
| 50% of Non-Synchronous Ties, MW | 553 | 553 | 553 | 553 | 553 | 553
| Planned Units in Full Interconnection Study Phase, MW | 428.823 | 7078.273 | 10245.386 | 11792.836 | 11810.236 | 11810.236
[9 empty] | 12.5% | 12.5% | 12.5% | 12.5% | 12.5% | 12.5% | 12.5%

## LongTermProjections
Long-Term Projections

## SummerFuelTypes
Summer Fuel Types - ERCOT | [7 empty] | Summer Fuel Types - Houston Zone | [6 empty] | Summer Fuel Types - North Zone | [6 empty] | Summer Fuel Types - South Zone | [6 empty] | Summer Fuel Types - West Zone
Fuel type is based on the primary fuel. The total capactities of the mothballed units are included. Capacities of the wind units are included at 8.7%. The amounts available for the grid according to information from the owners of the private network (self-serve) units and the distributed generation units that have registered with ERCOT are included. Non-synchronous ties are not included. | [7 empty] | Fuel type is based on the primary fuel. The total capactities of the mothballed units are included. Capacities of the wind units are included at 8.7%. The amounts available for the grid according to information from the owners of the private network (self-serve) units and the distributed generation units that have registered with ERCOT are included. Non-synchronous ties are not included. | [6 empty] | Fuel type is based on the primary fuel. The total capactities of the mothballed units are included. Capacities of the wind units are included at 8.7%. The amounts available for the grid according to information from the owners of the private network (self-serve) units and the distributed generation units that have registered with ERCOT are included. Non-synchronous ties are not included. | [6 empty] | Fuel type is based on the primary fuel. The total capactities of the mothballed units are included. Capacities of the wind units are included at 8.7%. The amounts available for the grid according to information from the owners of the private network (self-serve) units and the distributed generation units that have registered with ERCOT are included. Non-synchronous ties are not included. | [6 empty] | Fuel type is based on the primary fuel. The total capactities of the mothballed units are included. Capacities of the wind units are included at 8.7%. The amounts available for the grid according to information from the owners of the private network (self-serve) units and the distributed generation units that have registered with ERCOT are included. Non-synchronous ties are not included.
| In MW | [7 empty] | In MW | [6 empty] | In MW | [6 empty] | In MW | [6 empty] | In MW
Fuel Type | 2007 | 2008 | 2009 | 2010 | 2011 | 2012 |  | Fuel Type | 2007 | 2008 | 2009 | 2010 | 2011 | 2012 | Fuel Type | 2007 | 2008 | 2009 | 2010 | 2011 | 2012 | Fuel Type | 2007 | 2008 | 2009 | 2010 | 2011 | 2012 | Fuel Type | 2007 | 2008 | 2009 | 2010 | 2011 | 2012
Natural Gas | 55093 | 55099 | 55041 | 55358 | 55358 | 55358 | 55626 | Natural Gas | 14612 | 14612 | 14612 | 14612 | 14612 | 14612 | Natural Gas | 21981 | 21822 | 21822 | 22139 | 22139 | 22139 | Natural Gas | 13782 | 13672 | 13614 | 13614 | 13614 | 13614 | Natural Gas | 4718 | 4993 | 4993 | 4993 | 4993 | 4993
Coal | 15709 | 15709 | 15709 | 15709 | 16459 | 17259 |  | Coal | 2472 | 2472 | 2472 | 2472 | 2472 | 2472 | Coal | 8001 | 8001 | 8001 | 8001 | 8001 | 8801 | Coal | 4607 | 4607 | 4607 | 4607 | 5357 | 5357 | Coal | 629 | 629 | 629 | 629 | 629 | 629
Nuclear | 4892 | 4892 | 4892 | 4892 | 4892 | 4892 |  | Nuclear | 0 | 0 | 0 | 0 | 0 | 0 | Nuclear | 2328 | 2328 | 2328 | 2328 | 2328 | 2328 | Nuclear | 2564 | 2564 | 2564 | 2564 | 2564 | 2564 | Nuclear | 0 | 0 | 0 | 0 | 0 | 0
Wind | 298 | 469 | 472 | 472 | 472 | 472 |  | Wind | 0 | 0 | 0 | 0 | 0 | 0 | Wind | 0 | 10 | 10 | 10 | 10 | 10 | Wind | 0 | 0 | 0 | 0 | 0 | 0 | Wind | 298 | 458 | 462 | 462 | 462 | 462
Water | 545 | 545 | 545 | 545 | 545 | 545 |  | Water | 0 | 0 | 0 | 0 | 0 | 0 | Water | 113 | 113 | 113 | 113 | 113 | 113 | Water | 408 | 408 | 408 | 408 | 408 | 408 | Water | 24 | 24 | 24 | 24 | 24 | 24
Other | 264 | 264 | 264 | 264 | 264 | 264 | 867 | Other | 169 | 169 | 169 | 169 | 169 | 169 | Other | 41 | 41 | 41 | 41 | 41 | 41 | Other | 39 | 39 | 39 | 39 | 39 | 39 | Other | 15 | 15 | 15 | 15 | 15 | 15
Total | 76801 | 76978 | 76923 | 77240 | 77990 | 78790 |  | Total | 17253 | 17253 | 17253 | 17253 | 17253 | 17253 | Total | 32464 | 32315 | 32315 | 32632 | 32632 | 33432 | Total | 21400 | 21290 | 21232 | 21232 | 21982 | 21982 | Total | 5684 | 6119 | 6123 | 6123 | 6123 | 6123
| In Percentages | [7 empty] | In Percentages | [6 empty] | In Percentages | [6 empty] | In Percentages | [6 empty] | In Percentages
Fuel Type | 2007 | 2008 | 2009 | 2010 | 2011 | 2012 | 0 | Fuel Type | 2007 | 2008 | 2009 | 2010 | 2011 | 2012 | Fuel Type | 2007 | 2008 | 2009 | 2010 | 2011 | 2012 | Fuel Type | 2007 | 2008 | 2009 | 2010 | 2011 | 2012 | Fuel Type | 2007 | 2008 | 2009 | 2010 | 2011 | 2012
Natural Gas | 71.73% | 71.58% | 71.55% | 71.67% | 70.98% | 70.26% |  | Natural Gas | 84.69% | 84.69% | 84.69% | 84.69% | 84.69% | 84.69% | Natural Gas | 67.71% | 67.53% | 67.53% | 67.84% | 67.84% | 66.22% | Natural Gas | 64.4% | 64.22% | 64.12% | 64.12% | 61.93% | 61.93% | Natural Gas | 83% | 81.6% | 81.54% | 81.54% | 81.54% | 81.54%
Coal | 20.45% | 20.41% | 20.42% | 20.34% | 21.1% | 21.91% |  | Coal | 14.33% | 14.33% | 14.33% | 14.33% | 14.33% | 14.33% | Coal | 24.65% | 24.76% | 24.76% | 24.52% | 24.52% | 26.33% | Coal | 21.53% | 21.64% | 21.7% | 21.7% | 24.37% | 24.37% | Coal | 11.07% | 10.28% | 10.27% | 10.27% | 10.27% | 10.27%
Nuclear | 6.37% | 6.355% | 6.36% | 6.334% | 6.273% | 6.209% |  | Nuclear | 0% | 0% | 0% | 0% | 0% | 0% | Nuclear | 7.171% | 7.204% | 7.204% | 7.134% | 7.134% | 6.963% | Nuclear | 11.98% | 12.04% | 12.08% | 12.08% | 11.66% | 11.66% | Nuclear | 0% | 0% | 0% | 0% | 0% | 0%
Wind | 0.388% | 0.6093% | 0.6136% | 0.6111% | 0.6052% | 0.5991% |  | Wind | 0% | 0% | 0% | 0% | 0% | 0% | Wind | 0% | 0.03095% | 0.03095% | 0.03064% | 0.03064% | 0.02991% | Wind | 0% | 0% | 0% | 0% | 0% | 0% | Wind | 5.243% | 7.485% | 7.545% | 7.545% | 7.545% | 7.545%
Water | 0.7096% | 0.708% | 0.7085% | 0.7056% | 0.6988% | 0.6917% |  | Water | 0% | 0% | 0% | 0% | 0% | 0% | Water | 0.3481% | 0.3497% | 0.3497% | 0.3463% | 0.3463% | 0.338% | Water | 1.907% | 1.916% | 1.922% | 1.922% | 1.856% | 1.856% | Water | 0.4222% | 0.3922% | 0.392% | 0.392% | 0.392% | 0.392%
Other | 0.3437% | 0.343% | 0.3432% | 0.3418% | 0.3385% | 0.3351% |  | Other | 0.9795% | 0.9795% | 0.9795% | 0.9795% | 0.9795% | 0.9795% | Other | 0.1263% | 0.1269% | 0.1269% | 0.1256% | 0.1256% | 0.1226% | Other | 0.1822% | 0.1832% | 0.1837% | 0.1837% | 0.1774% | 0.1774% | Other | 0.2639% | 0.2451% | 0.245% | 0.245% | 0.245% | 0.245%
Summer Fuel Types - ERCOT | [7 empty] | Summer Fuel Types - Houston Zone | [6 empty] | Summer Fuel Types - North Zone | [6 empty] | Summer Fuel Types - South Zone | [6 empty] | Summer Fuel Types - West Zone
Natural Gas | 71.73% | [6 empty] | Natural Gas | 84.69% | [5 empty] | Natural Gas | 67.71% | [5 empty] | Natural Gas | 64.4% | [5 empty] | Natural Gas | 83%
Wind | 0.388% | [6 empty] | Wind | 0% | [5 empty] | Wind | 0 | [5 empty] | Wind | 0 | [5 empty] | Wind | 0.052428
Coal | 20.45% | [6 empty] | Coal | 14.33% | [5 empty] | Coal | 24.65% | [5 empty] | Coal | 21.53% | [5 empty] | Coal | 11.07%
Water | 0.7096% | [6 empty] | Water | 0% | [5 empty] | Water | 0.3481% | [5 empty] | Water | 1.907% | [5 empty] | Water | 0.4222%
Other | 0.3437% | [6 empty] | Other | 0.9795% | [5 empty] | Other | 0.1263% | [5 empty] | Other | 0.1822% | [5 empty] | Other | 0.2639%
Nuclear | 6.37% | [6 empty] | Nuclear | 0% | [5 empty] | Nuclear | 7.171% | [5 empty] | Nuclear | 11.98% | [5 empty] | Nuclear | 0%
| 100% | [7 empty] | 100% | [6 empty] | 1 | [6 empty] | 1

## WinterFuelTypes
Winter Fuel Types - ERCOT | [8 empty] | Winter Fuel Types - Houston Zone | [6 empty] | Winter Fuel Types - North Zone | [6 empty] | Winter Fuel Types - South Zone | [6 empty] | Winter Fuel Types - West Zone
Fuel type is based on the primary fuel. The total capactities of the mothballed units are included. Capacities of the wind units are included at 8.7%. The amounts available for the grid according to information from the owners of the private network (self-serve) units and the distributed generation units that have registered with ERCOT are included. Non-synchronous ties are not included. | [8 empty] | Fuel type is based on the primary fuel. The total capactities of the mothballed units are included. Capacities of the wind units are included at 8.7%. The amounts available for the grid according to information from the owners of the private network (self-serve) units and the distributed generation units that have registered with ERCOT are included. Non-synchronous ties are not included. | [6 empty] | Fuel type is based on the primary fuel. The total capactities of the mothballed units are included. Capacities of the wind units are included at 8.7%. The amounts available for the grid according to information from the owners of the private network (self-serve) units and the distributed generation units that have registered with ERCOT are included. Non-synchronous ties are not included. | [6 empty] | Fuel type is based on the primary fuel. The total capactities of the mothballed units are included. Capacities of the wind units are included at 8.7%. The amounts available for the grid according to information from the owners of the private network (self-serve) units and the distributed generation units that have registered with ERCOT are included. Non-synchronous ties are not included. | [6 empty] | Fuel type is based on the primary fuel. The total capactities of the mothballed units are included. Capacities of the wind units are included at 8.7%. The amounts available for the grid according to information from the owners of the private network (self-serve) units and the distributed generation units that have registered with ERCOT are included. Non-synchronous ties are not included.
| In MW | [8 empty] | In MW | [6 empty] | In MW | [6 empty] | In MW | [6 empty] | In MW
Fuel Type | 2008 | 2009 | 2010 | 2011 | 2012 | 2013 |  |  | Fuel Type | 2008 | 2009 | 2010 | 2011 | 2012 | 2013 | Fuel Type | 2008 | 2009 | 2010 | 2011 | 2012 | 2013 | Fuel Type | 2008 | 2009 | 2010 | 2011 | 2012 | 2013 | Fuel Type | 2008 | 2009 | 2010 | 2011 | 2012 | 2013
Natural Gas | 57874 | 58186 | 58031 | 58363 | 58383 | 58383 | 58358 |  | Natural Gas | 15735 | 15735 | 15585 | 15585 | 15605 | 15605 | Natural Gas | 22916 | 22758 | 22758 | 23090 | 23090 | 23090 | Natural Gas | 14313 | 14508 | 14503 | 14503 | 14503 | 14503 | Natural Gas | 4909 | 5184 | 5184 | 5184 | 5184 | 5184
Coal | 15737 | 15737 | 15737 | 16487 | 17287 | 17287 |  |  | Coal | 2474 | 2474 | 2474 | 2474 | 2474 | 2474 | Coal | 8010 | 8010 | 8010 | 8010 | 8810 | 8810 | Coal | 4602 | 4602 | 4602 | 5352 | 5352 | 5352 | Coal | 651 | 651 | 651 | 651 | 651 | 651
Nuclear | 5003 | 5003 | 5003 | 5003 | 5003 | 5003 | 4878 | 4878 | Nuclear | 0 | 0 | 0 | 0 | 0 | 0 | Nuclear | 2352 | 2352 | 2352 | 2352 | 2352 | 2352 | Nuclear | 2651 | 2651 | 2651 | 2651 | 2651 | 2651 | Nuclear | 0 | 0 | 0 | 0 | 0 | 0
Wind | 443 | 472 | 472 | 472 | 472 | 472 |  |  | Wind | 0 | 0 | 0 | 0 | 0 | 0 | Wind | 10 | 10 | 10 | 10 | 10 | 10 | Wind | 0 | 0 | 0 | 0 | 0 | 0 | Wind | 433 | 462 | 462 | 462 | 462 | 462
Water | 520 | 520 | 520 | 520 | 520 | 520 | 555 | 555 | Water | 0 | 0 | 0 | 0 | 0 | 0 | Water | 113 | 113 | 113 | 113 | 113 | 113 | Water | 383 | 383 | 383 | 383 | 383 | 383 | Water | 24 | 24 | 24 | 24 | 24 | 24
Other | 267 | 267 | 267 | 267 | 267 | 267 |  |  | Other | 171 | 171 | 171 | 171 | 171 | 171 | Other | 42 | 42 | 42 | 42 | 42 | 42 | Other | 39 | 39 | 39 | 39 | 39 | 39 | Other | 15 | 15 | 15 | 15 | 15 | 15
Total | 79844 | 80185 | 80030 | 81112 | 81932 | 81932 |  |  | Total | 18380 | 18380 | 18230 | 18230 | 18250 | 18250 | Total | 33443 | 33285 | 33285 | 33617 | 34417 | 34417 | Total | 21988 | 22183 | 22178 | 22928 | 22928 | 22928 | Total | 6032 | 6336 | 6336 | 6336 | 6336 | 6336
| In Percentages | [8 empty] | In Percentages | [6 empty] | In Percentages | [6 empty] | In Percentages | [6 empty] | In Percentages
Fuel Type | 2008 | 2009 | 2010 | 2011 | 2012 | 2013 |  |  | Fuel Type | 2008 | 2009 | 2010 | 2011 | 2012 | 2013 | Fuel Type | 2008 | 2009 | 2010 | 2011 | 2012 | 2013 | Fuel Type | 2008 | 2009 | 2010 | 2011 | 2012 | 2013 | Fuel Type | 2008 | 2009 | 2010 | 2011 | 2012 | 2013
Natural Gas | 72.48% | 72.56% | 72.51% | 71.95% | 71.26% | 71.26% |  |  | Natural Gas | 85.61% | 85.61% | 85.49% | 85.49% | 85.51% | 85.51% | Natural Gas | 68.52% | 68.37% | 68.37% | 68.69% | 67.09% | 67.09% | Natural Gas | 65.09% | 65.4% | 65.39% | 63.25% | 63.25% | 63.25% | Natural Gas | 81.38% | 81.82% | 81.82% | 81.82% | 81.82% | 81.82%
Coal | 19.71% | 19.63% | 19.66% | 20.33% | 21.1% | 21.1% |  |  | Coal | 13.46% | 13.46% | 13.57% | 13.57% | 13.56% | 13.56% | Coal | 23.95% | 24.06% | 24.06% | 23.83% | 25.6% | 25.6% | Coal | 20.93% | 20.75% | 20.75% | 23.34% | 23.34% | 23.34% | Coal | 10.79% | 10.27% | 10.27% | 10.27% | 10.27% | 10.27%
Nuclear | 6.266% | 6.239% | 6.251% | 6.168% | 6.106% | 6.106% |  |  | Nuclear | 0% | 0% | 0% | 0% | 0% | 0% | Nuclear | 7.033% | 7.066% | 7.066% | 6.996% | 6.834% | 6.834% | Nuclear | 12.06% | 11.95% | 11.95% | 11.56% | 11.56% | 11.56% | Nuclear | 0% | 0% | 0% | 0% | 0% | 0%
Wind | 0.5548% | 0.5886% | 0.5898% | 0.5819% | 0.5761% | 0.5761% |  |  | Wind | 0% | 0% | 0% | 0% | 0% | 0% | Wind | 0.0299% | 0.03004% | 0.03004% | 0.02975% | 0.02906% | 0.02906% | Wind | 0% | 0% | 0% | 0% | 0% | 0% | Wind | 7.178% | 7.292% | 7.292% | 7.292% | 7.292% | 7.292%
Water | 0.6513% | 0.6485% | 0.6498% | 0.6411% | 0.6347% | 0.6347% |  |  | Water | 0% | 0% | 0% | 0% | 0% | 0% | Water | 0.3379% | 0.3395% | 0.3395% | 0.3361% | 0.3283% | 0.3283% | Water | 1.742% | 1.727% | 1.727% | 1.67% | 1.67% | 1.67% | Water | 0.3979% | 0.3788% | 0.3788% | 0.3788% | 0.3788% | 0.3788%
Other | 0.3344% | 0.333% | 0.3336% | 0.3292% | 0.3259% | 0.3259% |  |  | Other | 0.9304% | 0.9304% | 0.938% | 0.938% | 0.937% | 0.937% | Other | 0.1256% | 0.1262% | 0.1262% | 0.1249% | 0.122% | 0.122% | Other | 0.1774% | 0.1758% | 0.1758% | 0.1701% | 0.1701% | 0.1701% | Other | 0.2487% | 0.2367% | 0.2367% | 0.2367% | 0.2367% | 0.2367%
Natural Gas | 72.48% | [7 empty] | Natural Gas | 85.61% | [5 empty] | Natural Gas | 68.52% | [5 empty] | Natural Gas | 65.09% | [5 empty] | Natural Gas | 81.38%
Wind | 0.5548% | [7 empty] | Wind | 0% | [5 empty] | Wind | 0.0299% | [5 empty] | Wind | 0% | [5 empty] | Wind | 7.178%
Coal | 19.71% | [7 empty] | Coal | 13.46% | [5 empty] | Coal | 23.95% | [5 empty] | Coal | 20.93% | [5 empty] | Coal | 10.79%
Water | 0.6513% | [7 empty] | Water | 0% | [5 empty] | Water | 0.3379% | [5 empty] | Water | 1.742% | [5 empty] | Water | 0.3979%
Other | 0.3344% | [7 empty] | Other | 0.9304% | [5 empty] | Other | 0.1256% | [5 empty] | Other | 0.1774% | [5 empty] | Other | 0.2487%
Nuclear | 6.266% | [7 empty] | Nuclear | 0% | [5 empty] | Nuclear | 7.033% | [5 empty] | Nuclear | 12.06% | [5 empty] | Nuclear | 0%
| 100% | [8 empty] | 100% | [6 empty] | 100% | [6 empty] | 100% | [6 empty] | 100%

## CMZones
Congestion Zone Information | [5 empty] | Congestion Zone Information | Congestion Zone Information
[10 empty] | 2006 Resources, MW | 2006 Actual Coincident Demand, MW |  |  | 2007 Resources, MW | 2007 Calculated Coincident Demand, MW
The non-coincident demands are from the Annual Load Data Requests (ALDR). The coincident peak demand is calculated by proportioning the non-coincident demand for each zone and applying that proportion to the forecasted ERCOT system peak. Neither forecast includes self-serve load. | [7 empty] | Summer | Houston | 14315 | 15912 | Summer | Houston | 14315 | 18524
The capacities for mothballed units are not included in the resources. Capacities of wind generation are at 8.7%; non-synchronous ties are shown at 50% of their capacities; and switchable units that are available to ERCOT are included. The values include the amount available for the grid according information from the owners of the private network (self-serve) units and the distributed generation units that have registered with ERCOT. | [8 empty] | North | 25833 | 24815 |  | North | 31400 | 23180
[9 empty] | Northeast | 4789 | 1713 |  | South | 20618 | 19002
Summer |  |  |  |  | 2007 Calculated Coincident Demand, MW |  |  |  | South | 20475 | 16187 |  | West | 4977 | 3088
Zone | 2006 Resources, MW | 2006 Actual Coincident Demand, MW | 2007 Resources, MW | 2007 Forecasted Non-coincident Demand, MW |  |  |  |  | West | 4622 | 3712
Houston | 14315 | 15912 | 14315 | 21586 | 18524
North | 25833 | 24815 | 31400 | 27600 | 23180
Northeast | 4789 | 1713 | [7 empty] | 2007 Resources, MW | 2007 Actual Coincident Demand, MW |  |  | 2008 Resources, MW | 2008 Calculated Coincident Demand, MW
South | 20475 | 16187 | 20618 | 23000 | 19002 |  |  | Winter | Houston | 15542 | 12084 |  | Houston | 15366 | 11397
West | 4622 | 3712 | 4977 | 4416 | 3088 |  |  |  | North | 32491 | 20848 |  | North | 32327 | 14906
Total | 70034 | 62339 | 71310 | 76602 | 63794 |  |  |  | South | 21162 | 14318 |  | South | 21184 | 19917
[9 empty] | West | 5272 | 3156 |  | West | 5705 | 2023
Winter |  |  |  |  | 2008 Calculated Coincident Demand, MW
Zone | 2007 Resources, MW | 2007 Actual Coincident Demand, MW | 2008 Resources, MW | 2008 Forecasted Non-coincident Demand, MW
Houston | 15542 | 12084 | 15366 | 16890 | 11397
North | 32491 | 20848 | 32327 | 23839 | 14906
South | 21162 | 14318 | 21184 | 32566 | 19917
West | 5272 | 3156 | 5705 | 3791 | 2023
Total | 74467 | 50406 | 74582 | 77086 | 48243

## SummerCoincidentDemandbyCounty
Summer Coincident Demand by County
The demands shown were estimated by using the forecasted non-coincident loads from the 2007 ALDRs to determine a proportion of the total for each county for each year and then applying those proportions to the forecasted ERCOT peak demand.
Summer Coincident Demand, MW
County | 2007 | 2008 | 2009 | 2010 | 2011 | 2012
ANDERSON | 106.4048 | 106.5192 | 106.8547 | 107.5864 | 108.3461 | 108.7384
ANDREWS | 88.664 | 89.1206 | 90.0944 | 91.3068 | 92.6244 | 93.5347
ANGELINA | 239.7791 | 239.9828 | 241.1064 | 243.1222 | 245.2005 | 246.445
ARANSAS | 62.2695 | 62.3632 | 63.1223 | 63.9342 | 64.6988 | 64.962
ARCHER | 26.933 | 27.1666 | 27.5293 | 27.9906 | 28.457 | 28.8238
ATASCOSA | 62.7547 | 62.2783 | 66.0514 | 67.4426 | 68.8645 | 70.0631
AUSTIN | 96.8894 | 97.4821 | 98.5924 | 100.1099 | 101.6999 | 102.9857
BANDERA | 56.0479 | 57.9104 | 60.0095 | 62.3072 | 64.6056 | 66.664
BASTROP | 187.446 | 195.0896 | 202.3076 | 212.3243 | 223.2123 | 250.42
BAYLOR | 8.1275 | 8.1083 | 8.0423 | 8.094 | 8.0614 | 8.0883
BEE | 53.6186 | 53.581 | 53.8128 | 51.6426 | 54.695 | 54.9614
BELL | 658.3186 | 664.3872 | 677.8358 | 693.6693 | 698.4686 | 711.9977
BEXAR | 8385.2584 | 8657.2117 | 8894.1114 | 9214.4939 | 9534.0547 | 9769.2748
BLANCO | 29.5217 | 29.4069 | 30.1779 | 31.089 | 32.0403 | 32.7904
BORDEN | 1.7804 | 1.775 | 1.7863 | 1.8031 | 1.819 | 1.8161
BOSQUE | 53.4717 | 54.4653 | 55.7741 | 57.345 | 58.9956 | 60.509
BRAZORIA | 1228.9933 | 1243.6849 | 1253.4737 | 1264.6432 | 1273.3712 | 1277.8786
BRAZOS | 441.512 | 443.4299 | 451.345 | 460.8229 | 467.7509 | 479.054
BREWSTER | 19.7028 | 19.825 | 20.0473 | 20.3463 | 20.6544 | 20.8967
BROOKS | 21.3337 | 21.3142 | 21.4006 | 21.5662 | 21.7372 | 21.8343
BROWN | 119.8744 | 119.4228 | 119.7628 | 120.5663 | 121.4116 | 121.8643
BURLESON | 29.1852 | 29.6354 | 30.2399 | 30.9418 | 31.6565 | 32.25
BURNET | 134.1951 | 138.3367 | 143.3124 | 149.0438 | 155.0676 | 160.7245
CALDWELL | 106.8909 | 111.7929 | 116.5904 | 121.7918 | 127.2088 | 132.2725
CALHOUN | 251.3544 | 253.4106 | 257.1061 | 261.2246 | 265.3543 | 268.4563
CALLAHAN | 39.4154 | 39.4442 | 39.6624 | 40.0162 | 40.3203 | 40.4498
CAMERON | 712.0564 | 744.2671 | 769.1436 | 798.6442 | 829.7532 | 860.4112
CHAMBERS | 234.7023 | 237.9463 | 240.0848 | 242.6536 | 245.2575 | 246.8701
CHEROKEE | 96.9366 | 96.587 | 96.714 | 97.2045 | 97.7237 | 97.915
CHILDRESS | 17.8147 | 17.6608 | 17.5966 | 17.5999 | 17.6097 | 17.5619
CLAY | 26.4149 | 26.7954 | 27.2999 | 27.9007 | 28.5057 | 29.0098
COKE | 18.2509 | 18.1809 | 18.1847 | 18.262 | 18.3322 | 18.3377
COLEMAN | 29.3223 | 29.2659 | 29.4182 | 29.5486 | 29.6836 | 29.6716
COLLIN | 1974.1679 | 2030.9125 | 2096.3562 | 2131.0932 | 2204.5921 | 2264.8197
COLORADO | 83.3308 | 83.9344 | 85.037 | 86.5655 | 88.2129 | 89.5873
COMAL | 329.1775 | 367.8505 | 401.0497 | 416.5154 | 429.0484 | 440.7057
COMANCHE | 47.3284 | 47.6402 | 48.1953 | 48.9404 | 49.72 | 50.3527
CONCHO | 8.6884 | 8.621 | 8.5868 | 8.5915 | 8.5935 | 8.5669
COOKE | 125.7115 | 124.6014 | 126.0831 | 128.0437 | 130.0359 | 131.5439
CORYELL | 98.6948 | 100.6535 | 103.1558 | 106.1043 | 120.2657 | 123.2646
COTTLE | 3.2012 | 3.1659 | 3.1471 | 3.1403 | 3.1346 | 3.1186
CRANE | 61.6954 | 61.695 | 61.9549 | 62.4436 | 62.9481 | 63.2384
CROCKETT | 31.319 | 31.4237 | 31.7663 | 32.2572 | 32.7633 | 32.9357
CROSBY | 2.4035 | 2.3719 | 2.3526 | 2.3423 | 2.3329 | 2.3159
CULBERSON | 5.6083 | 5.6661 | 5.7507 | 5.8558 | 5.9618 | 6.047
DALLAS | 7411.7464 | 7613.6371 | 7734.5498 | 7892.5947 | 8038.605 | 8143.9805
DAWSON | 73.9294 | 73.85 | 74.2659 | 74.9374 | 75.6915 | 75.8786
DELTA | 6.8074 | 6.7176 | 6.663 | 6.6339 | 6.6073 | 6.559
DENTON | 1705.2036 | 1790.0559 | 1837.3229 | 1892.4688 | 1957.2909 | 2013.4588
DEWITT | 72.7027 | 73.4319 | 74.594 | 76.0784 | 77.6387 | 78.9907
DICKENS | 9.4388 | 9.4186 | 9.4447 | 9.5059 | 9.5264 | 9.5151
DIMMIT | 18.1868 | 18.3574 | 18.6188 | 18.9502 | 19.2892 | 19.5647
DUVAL | 47.753 | 47.8705 | 48.2395 | 48.802 | 49.3943 | 49.8361
EASTLAND | 61.7977 | 61.6004 | 61.7279 | 62.1806 | 62.5715 | 62.7593
ECTOR | 358.2016 | 358.9791 | 360.4657 | 363.8472 | 367.3166 | 369.4444
EDWARDS | 6.1344 | 6.0713 | 6.0393 | 6.0303 | 6.0233 | 5.9964
ELLIS | 573.1985 | 583.0866 | 595.0001 | 611.7275 | 648.406 | 674.0363
ERATH | 118.5151 | 127.0748 | 133.9238 | 136.7422 | 139.7417 | 142.4128
FALLS | 47.7593 | 50.0428 | 50.418 | 51.0815 | 52.2931 | 53.2432
FANNIN | 44.9391 | 44.8826 | 45.629 | 46.5481 | 47.4854 | 47.7087
FAYETTE | 94.607 | 95.4174 | 96.7404 | 98.4694 | 100.4979 | 102.0121
FISHER | 26.2529 | 26.2705 | 26.3725 | 26.6399 | 26.8981 | 27.0626
FLOYD | 0 | 0 | 0 | 0 | 0 | 0
FOARD | 3.9187 | 3.8751 | 3.8515 | 3.8426 | 3.8349 | 3.8147
FORT BEND | 1122.6615 | 1149.9101 | 1172.3078 | 1188.9096 | 1200.0217 | 1207.0344
FRANKLIN | 3.0712 | 3.0585 | 3.0618 | 3.0768 | 3.0929 | 3.0989
FREESTONE | 61.3571 | 63.8019 | 65.4528 | 66.9652 | 68.5712 | 69.9562
FRIO | 19.653 | 20.2102 | 20.8553 | 21.5706 | 22.2867 | 22.9209
GALVESTON | 932.8307 | 989.9898 | 1048.8969 | 1065.3324 | 1081.9584 | 1093.2542
GILLESPIE | 73.1353 | 74.1642 | 76.4438 | 78.1292 | 79.8423 | 81.2904
GLASSCOCK | 14.9554 | 15.0218 | 15.161 | 15.3552 | 15.5526 | 15.6963
GOLIAD | 10.6299 | 10.564 | 10.6019 | 10.6602 | 10.724 | 10.7364
GONZALES | 69.7276 | 70.9369 | 72.5533 | 74.5092 | 76.5629 | 78.3764
GRAYSON | 336.5181 | 343.3598 | 355.207 | 358.3638 | 357.8225 | 362.6456
GRIMES | 21.6194 | 22.3641 | 23.1788 | 24.1362 | 25.2315 | 25.9127
GUADALUPE | 377.341 | 384.3434 | 393.3844 | 400.2047 | 411.9452 | 423.0142
HALL | 5.6332 | 5.5871 | 5.5653 | 5.5666 | 5.5696 | 5.5484
HAMILTON | 22.1144 | 22.5133 | 23.0406 | 23.6741 | 24.3378 | 24.9437
HARDEMAN | 22.3779 | 22.2921 | 22.3179 | 22.4271 | 22.5424 | 22.5827
HARRIS | 12228.1357 | 12391.9001 | 12553.774 | 12730.2494 | 12898.3885 | 13128.1173
HASKELL | 30.7235 | 30.3666 | 30.1432 | 30.0725 | 30.0035 | 29.8351
HAYS | 391.9091 | 410.0843 | 425.3304 | 442.555 | 461.0129 | 478.7286
HENDERSON | 153.3068 | 148.7417 | 156.8935 | 158.331 | 159.8068 | 160.9941
HIDALGO | 1220.3335 | 1259.0104 | 1314.3239 | 1385.0738 | 1451.7705 | 1507.6893
HILL | 103.7752 | 105.4296 | 107.447 | 109.8149 | 112.2683 | 114.5463
HOOD | 161.1112 | 162.4719 | 167.7089 | 167.4137 | 173.4903 | 179.3002
HOPKINS | 83.6807 | 84.0218 | 84.7999 | 85.915 | 87.0776 | 87.9685
HOUSTON | 34.5558 | 34.4174 | 34.4509 | 34.6131 | 34.785 | 34.8397
HOWARD | 85.9934 | 85.9142 | 86.3041 | 87.0125 | 87.7859 | 88.3026
HUNT | 117.8252 | 119.382 | 121.3816 | 122.4447 | 123.66 | 124.489
IRION | 10.3379 | 10.4162 | 10.5271 | 10.6922 | 10.848 | 10.9483
JACK | 22.3369 | 22.5859 | 22.9412 | 23.3792 | 23.8213 | 24.1807
JACKSON | 36.5018 | 36.4871 | 36.8652 | 37.3239 | 37.8038 | 38.1388
JEFF DAVIS | 4.1563 | 4.2199 | 4.3025 | 4.4001 | 4.4983 | 4.5806
JIM HOGG | 1.7626 | 1.739 | 1.7249 | 1.7173 | 1.7104 | 1.6979
JIM WELLS | 78.8736 | 79.1987 | 79.8892 | 80.9036 | 81.9433 | 82.7068
JOHNSON | 412.4603 | 416.5119 | 430.7784 | 445.1589 | 457.2382 | 469.36
JONES | 56.8375 | 56.7396 | 56.5503 | 56.6619 | 56.7447 | 56.6199
KARNES | 22.8897 | 22.7877 | 22.8016 | 22.9016 | 23.0088 | 23.041
KAUFMAN | 168.0539 | 172.0872 | 174.3787 | 176.3019 | 178.6222 | 180.0109
KENDALL | 90.0518 | 93.9177 | 98.1098 | 103.0324 | 108.1519 | 113.0743
KENEDY | 0.59911 | 0.5956 | 0.59598 | 0.59859 | 0.60102 | 0.60165
KENT | 52.8664 | 52.1697 | 51.7451 | 51.5197 | 51.3125 | 50.9377
KERR | 132.4886 | 133.6282 | 135.4452 | 137.7908 | 140.2053 | 142.1733
KIMBLE | 18.0542 | 18.1577 | 18.3554 | 18.6265 | 18.9086 | 19.1325
KING | 7.4741 | 9.4698 | 9.4031 | 9.3726 | 9.3453 | 9.2873
KINNEY | 7.7857 | 7.8497 | 7.9952 | 8.3616 | 8.5524 | 8.7033
KLEBERG | 103.7876 | 103.591 | 104.3434 | 105.2619 | 106.1587 | 106.4226
KNOX | 23.4568 | 23.2417 | 23.1468 | 23.1398 | 23.1403 | 23.0641
LA SALLE | 9.9338 | 10.1794 | 10.47 | 10.7962 | 11.1231 | 11.4095
LAMAR | 121.7536 | 121.6179 | 122.1071 | 123.0701 | 124.073 | 124.6762
LAMPASAS | 38.1861 | 39.0696 | 40.2426 | 41.5457 | 42.9085 | 44.1719
LAVACA | 40.9617 | 41.5883 | 42.4508 | 43.5047 | 44.6123 | 45.6067
LEE | 35.9766 | 36.2833 | 36.7662 | 37.3853 | 38.0158 | 38.518
LEON | 79.9231 | 80.5927 | 81.6789 | 83.0858 | 84.5345 | 85.7123
LIMESTONE | 64.9624 | 67.375 | 68.5432 | 70.0369 | 71.6267 | 73.0506
LIVE OAK | 71.1769 | 71.7542 | 72.7165 | 73.8031 | 74.9022 | 75.7328
LLANO | 80.1261 | 81.6977 | 83.707 | 86.0739 | 88.5208 | 90.7221
LOVING | 6.5875 | 6.5885 | 6.622 | 6.6799 | 6.7395 | 6.776
MADISON | 12.3836 | 12.3583 | 12.3997 | 12.4932 | 12.614 | 12.6317
MARTIN | 31.246 | 31.1856 | 31.3675 | 31.5778 | 31.8829 | 31.9931
MASON | 11.3714 | 11.3462 | 11.3788 | 11.4556 | 11.5374 | 11.5822
MATAGORDA | 151.1561 | 152.9567 | 155.5286 | 159.4481 | 161.6576 | 164.1656
MAVERICK | 94.3782 | 99.3205 | 104.1676 | 99.9482 | 103.8578 | 107.0866
MCCULLOCH | 45.9005 | 45.9012 | 46.1409 | 46.5658 | 47.0154 | 47.3189
MCLENNAN | 663.8859 | 669.6997 | 686.8975 | 701.7855 | 715.4882 | 728.3978
MCMULLEN | 3.8688 | 3.9145 | 3.9811 | 4.0652 | 4.1517 | 4.2269
MEDINA | 289.8298 | 295.6305 | 331.5247 | 341.8381 | 353.2339 | 363.3555
MENARD | 6.5296 | 6.5289 | 6.5714 | 6.6424 | 6.716 | 6.7378
MIDLAND | 334.1814 | 333.7742 | 334.238 | 339.3489 | 341.0342 | 341.6741
MILAM | 66.7268 | 68.1428 | 68.8549 | 69.8432 | 70.896 | 71.7377
MILLS | 5.2531 | 5.2746 | 5.3232 | 5.3928 | 5.4652 | 5.5203
MITCHELL | 18.3381 | 18.2721 | 18.2977 | 18.3915 | 18.4903 | 18.5268
MONTAGUE | 59.8633 | 60.6687 | 61.6086 | 62.7755 | 63.9789 | 64.9664
MONTGOMERY | 250.7446 | 264.2757 | 277.5533 | 291.1715 | 305.5321 | 318.7188
MOTLEY | 5.3109 | 5.2459 | 5.2077 | 5.1898 | 5.1738 | 5.1397
NACOGDOCHES | 160.1605 | 158.241 | 158.4709 | 159.2976 | 160.1726 | 160.5108
NAVARRO | 192.6199 | 195.8375 | 200.7646 | 206.7563 | 210.9025 | 213.9398
NOLAN | 47.0151 | 46.9333 | 47.081 | 47.571 | 47.8635 | 47.9708
NUECES | 1147.1705 | 1148.5478 | 1160.7854 | 1173.9775 | 1187.2758 | 1195.3325
PALO PINTO | 84.2139 | 85.6823 | 87.6059 | 89.9855 | 92.443 | 94.6395
PARKER | 301.3534 | 306.0948 | 312.3201 | 319.7121 | 327.2193 | 318.1969
PECOS | 70.1416 | 70.6977 | 71.6287 | 72.8268 | 74.0443 | 74.8756
PRESIDIO | 13.0993 | 13.5857 | 13.7447 | 13.954 | 14.1669 | 14.3322
RAINS | 5.7569 | 5.7659 | 5.8047 | 5.8661 | 5.9302 | 5.9752
REAGAN | 14.399 | 14.4209 | 14.528 | 14.6938 | 14.8638 | 14.9431
REAL | 13.3299 | 13.7165 | 14.1625 | 14.656 | 15.15 | 15.5883
RED RIVER | 20.2672 | 20.1995 | 20.2343 | 20.3463 | 20.466 | 20.5184
REEVES | 41.8911 | 41.8724 | 42.0658 | 42.4218 | 42.7949 | 43.0286
REFUGIO | 25.3209 | 25.0396 | 25.0466 | 25.077 | 25.1114 | 25.0296
ROBERTSON | 21.5313 | 21.8476 | 22.2107 | 22.7009 | 23.2224 | 23.6577
ROCKWALL | 186.5834 | 202.5453 | 213.2272 | 225.0038 | 237.0566 | 248.7539
RUNNELS | 31.2265 | 31.028 | 30.9687 | 31.0262 | 31.0931 | 31.0563
RUSK | 16.4563 | 16.3189 | 16.2645 | 16.2717 | 16.2841 | 16.2423
SAN PATRICIO | 203.2213 | 206.6015 | 211.972 | 217.4968 | 222.8134 | 226.4903
SAN SABA | 12.5652 | 12.5891 | 12.678 | 12.8168 | 12.9622 | 13.0667
SCHLEICHER | 13.7794 | 13.8932 | 14.1158 | 14.4075 | 14.7047 | 14.8137
SCURRY | 127.1972 | 126.6675 | 126.738 | 127.3376 | 127.9602 | 128.1506
SHACKELFORD | 24.1057 | 23.9272 | 23.8793 | 23.9215 | 23.9709 | 23.9404
SMITH | 587.0892 | 571.3182 | 575.2732 | 580.1161 | 585.1108 | 588.1176
SOMERVELL | 32.3499 | 32.2254 | 33.2323 | 34.4188 | 35.6784 | 36.8828
STARR | 80.9807 | 82.5388 | 83.9988 | 86.6902 | 89.1047 | 91.4199
STEPHENS | 58.2636 | 58.4709 | 59.1364 | 59.8417 | 60.733 | 61.3272
STERLING | 14.0269 | 13.9699 | 13.9241 | 13.9653 | 13.9811 | 13.95
STONEWALL | 7.232 | 7.1361 | 7.0781 | 7.0472 | 7.0189 | 6.9676
SUTTON | 17.4408 | 17.4402 | 17.5638 | 17.781 | 18.0035 | 18.0815
TARRANT | 4998.7567 | 5039.5455 | 5124.3799 | 5228.7766 | 5340.3166 | 5421.9366
TAYLOR | 376.814 | 375.3481 | 374.7976 | 374.9132 | 375.0497 | 375.6212
TERRELL | 1.6397 | 1.6345 | 1.6374 | 1.6466 | 1.6564 | 1.6607
THROCKMORTON | 7.5712 | 7.5522 | 7.5706 | 7.6162 | 7.6656 | 7.6882
TITUS | 0 | 0 | 0 | 0 | 0 | 0
TOM GREEN | 292.4487 | 291.6099 | 291.8434 | 292.0883 | 291.8467 | 291.7925
TRAVIS | 2451.3957 | 2500.8002 | 2550.7459 | 2575.3238 | 2605.9939 | 2623.3271
UPTON | 25.6956 | 26.2565 | 26.938 | 27.7083 | 28.4798 | 29.1419
UVALDE | 45.3219 | 45.9137 | 47.2423 | 51.5965 | 53.4709 | 54.9873
VAL VERDE | 88.4503 | 89.9058 | 92.784 | 100.7728 | 104.36 | 107.2548
VAN ZANDT | 64.5565 | 64.4023 | 64.4445 | 64.7276 | 65.029 | 65.1115
VICTORIA | 316.7361 | 315.862 | 317.7859 | 320.9453 | 323.2459 | 324.1363
WALLER | 201.6679 | 206.8747 | 211.1828 | 216.5452 | 222.2424 | 227.2474
WARD | 44.1379 | 43.9856 | 44.0543 | 44.288 | 44.5345 | 44.6316
WASHINGTON | 126.007 | 127.034 | 128.8449 | 130.7986 | 132.97 | 134.6949
WEBB | 416.2881 | 429.5107 | 452.9318 | 476.6438 | 500.5727 | 518.8073
WHARTON | 120.6142 | 120.2671 | 120.5393 | 121.2813 | 122.0782 | 122.2355
WICHITA | 381.8961 | 380.2891 | 381.2892 | 383.3583 | 385.532 | 386.4044
WILBARGER | 42.1296 | 41.9842 | 42.0493 | 42.2712 | 42.5046 | 42.5946
WILLACY | 40.2175 | 40.8769 | 41.5414 | 42.7211 | 43.7969 | 44.8063
WILLIAMSON | 982.7585 | 1021.9199 | 1065.3213 | 1116.7916 | 1165.7963 | 1213.3659
WILSON | 148.1294 | 155.1029 | 158.1364 | 161.8479 | 165.7666 | 169.2586
WINKLER | 57.3628 | 57.2781 | 57.5656 | 57.9799 | 58.497 | 58.7302
WISE | 234.1931 | 266.4149 | 267.2806 | 275.7326 | 284.6517 | 287.918
YOUNG | 63.2479 | 63.7729 | 64.597 | 65.6409 | 66.7171 | 67.5526
ZAPATA | 22.012 | 22.4134 | 22.9174 | 23.501 | 24.0871 | 24.5869
ZAVALA | 19.2168 | 19.4941 | 20.0717 | 21.7105 | 22.4356 | 23.0152

## SummerLoadbyCounty
Summer Load by County
The loads shown are the non-coincident loads of the individual delivery points from the 2007 ALDRs and do not include self-serve loads. The values shown here are used in the summer import/export calculations.
Summer Load, MW
County | 2007 | 2008 | 2009 | 2010 | 2011 | 2012
ANDERSON | 119.529 | 121.2556 | 122.6356 | 124.0156 | 125.3956 | 126.7756
ANDREWS | 99.6 | 101.45 | 103.4 | 105.25 | 107.2 | 109.05
ANGELINA | 269.354 | 273.1831 | 276.7142 | 280.2487 | 283.7857 | 287.3245
ARANSAS | 69.95 | 70.9908 | 72.4445 | 73.6975 | 74.8799 | 75.7377
ARCHER | 30.255 | 30.925 | 31.595 | 32.265 | 32.935 | 33.605
ATASCOSA | 70.495 | 70.8942 | 75.8062 | 77.7415 | 79.7011 | 81.6849
AUSTIN | 108.84 | 110.9682 | 113.1531 | 115.3975 | 117.7036 | 120.0686
BANDERA | 62.961 | 65.922 | 68.872 | 71.822 | 74.772 | 77.722
BASTROP | 210.566 | 222.0792 | 232.1854 | 244.7478 | 258.3374 | 291.9589
BAYLOR | 9.13 | 9.23 | 9.23 | 9.33 | 9.33 | 9.43
BEE | 60.232 | 60.9937 | 61.7601 | 59.5288 | 63.3019 | 64.0782
BELL | 739.517 | 756.3015 | 777.9422 | 799.5977 | 808.3809 | 830.1018
BEXAR | 9419.514 | 9854.8896 | 10207.6405 | 10621.6155 | 11034.351 | 11389.7728
BLANCO | 33.163 | 33.4752 | 34.6347 | 35.8365 | 37.0822 | 38.2295
BORDEN | 2 | 2.0206 | 2.0501 | 2.0784 | 2.1053 | 2.1174
BOSQUE | 60.067 | 62.0003 | 64.0111 | 66.1021 | 68.2793 | 70.5461
BRAZORIA | 1380.58 | 1415.742 | 1438.5933 | 1457.7636 | 1473.7512 | 1489.8492
BRAZOS | 495.969 | 504.776 | 518.002 | 531.194 | 541.357 | 558.518
BREWSTER | 22.133 | 22.5677 | 23.008 | 23.4533 | 23.9046 | 24.363
BROOKS | 23.965 | 24.2629 | 24.5612 | 24.8595 | 25.1578 | 25.4561
BROWN | 134.66 | 135.9443 | 137.45 | 138.9776 | 140.5172 | 142.0788
BURLESON | 32.785 | 33.7352 | 34.7059 | 35.6668 | 36.638 | 37.5995
BURNET | 150.747 | 157.4748 | 164.4775 | 171.8038 | 179.4694 | 187.385
CALDWELL | 120.075 | 127.2589 | 133.8091 | 140.3903 | 147.2266 | 154.2134
CALHOUN | 282.357 | 288.4685 | 295.0769 | 301.1155 | 307.111 | 312.9871
CALLAHAN | 44.277 | 44.9011 | 45.5199 | 46.127 | 46.6652 | 47.1595
CAMERON | 799.883 | 847.2323 | 882.7347 | 920.6031 | 960.3247 | 1003.1337
CHAMBERS | 263.651 | 270.8648 | 275.5418 | 279.7086 | 283.8517 | 287.8202
CHEROKEE | 108.893 | 109.9492 | 110.9973 | 112.0483 | 113.1017 | 114.1568
CHILDRESS | 20.012 | 20.1041 | 20.1953 | 20.2876 | 20.3808 | 20.4751
CLAY | 29.673 | 30.5024 | 31.3317 | 32.1613 | 32.9914 | 33.8219
COKE | 20.502 | 20.6962 | 20.8703 | 21.0507 | 21.2169 | 21.3795
COLEMAN | 32.939 | 33.3147 | 33.7629 | 34.0609 | 34.3547 | 34.5934
COLLIN | 2217.666 | 2311.8782 | 2405.9571 | 2456.527 | 2551.5107 | 2640.5011
COLORADO | 93.609 | 95.5463 | 97.5957 | 99.7847 | 102.0942 | 104.4478
COMAL | 369.779 | 418.7406 | 460.2788 | 480.1204 | 496.5643 | 513.8087
COMANCHE | 53.166 | 54.231 | 55.313 | 56.414 | 57.544 | 58.705
CONCHO | 9.76 | 9.8136 | 9.8549 | 9.9035 | 9.9458 | 9.988
COOKE | 141.217 | 141.8393 | 144.7038 | 147.5969 | 150.4986 | 153.364
CORYELL | 110.868 | 114.5783 | 118.3904 | 122.3072 | 139.191 | 143.7113
COTTLE | 3.596 | 3.6039 | 3.6119 | 3.6199 | 3.6279 | 3.6359
CRANE | 69.305 | 70.2302 | 71.1047 | 71.9792 | 72.8537 | 73.7282
CROCKETT | 35.182 | 35.771 | 36.4578 | 37.1831 | 37.919 | 38.3989
CROSBY | 2.7 | 2.7 | 2.7 | 2.7 | 2.7 | 2.7
CULBERSON | 6.3 | 6.45 | 6.6 | 6.75 | 6.9 | 7.05
DALLAS | 8325.927 | 8666.9422 | 8876.8288 | 9097.8524 | 9303.5747 | 9494.8795
DAWSON | 83.048 | 84.0668 | 85.2339 | 86.3809 | 87.6024 | 88.4652
DELTA | 7.647 | 7.647 | 7.647 | 7.647 | 7.647 | 7.647
DENTON | 1915.527 | 2037.7004 | 2108.6684 | 2181.4629 | 2265.2937 | 2347.4453
DEWITT | 81.67 | 83.5909 | 85.6104 | 87.6961 | 89.8561 | 92.0934
DICKENS | 10.603 | 10.7216 | 10.8395 | 10.9575 | 11.0255 | 11.0935
DIMMIT | 20.43 | 20.897 | 21.3685 | 21.844 | 22.3245 | 22.81
DUVAL | 53.643 | 54.4931 | 55.3637 | 56.2544 | 57.1671 | 58.1027
EASTLAND | 69.42 | 70.1224 | 70.8442 | 71.676 | 72.4178 | 73.1696
ECTOR | 402.383 | 408.6419 | 413.7012 | 419.4094 | 425.1182 | 430.7267
EDWARDS | 6.891 | 6.9112 | 6.9312 | 6.9511 | 6.9711 | 6.9911
ELLIS | 643.898 | 663.7535 | 682.8729 | 705.1429 | 750.4404 | 785.8434
ERATH | 133.133 | 144.6549 | 153.7023 | 157.6238 | 161.7317 | 166.0358
FALLS | 53.65 | 56.966 | 57.864 | 58.882 | 60.522 | 62.075
FANNIN | 50.482 | 51.0918 | 52.3677 | 53.6563 | 54.9578 | 55.6225
FAYETTE | 106.276 | 108.6179 | 111.0275 | 113.5064 | 116.3124 | 118.9336
FISHER | 29.491 | 29.9049 | 30.2674 | 30.708 | 31.1308 | 31.5517
FLOYD | 0 | 0 | 0 | 0 | 0 | 0
FOARD | 4.402 | 4.4112 | 4.4203 | 4.4293 | 4.4384 | 4.4474
FORT BEND | 1261.133 | 1308.9939 | 1345.4404 | 1370.4649 | 1388.8593 | 1407.2537
FRANKLIN | 3.45 | 3.4817 | 3.514 | 3.5466 | 3.5796 | 3.6129
FREESTONE | 68.925 | 72.6285 | 75.1192 | 77.1913 | 79.3617 | 81.5604
FRIO | 22.077 | 23.0062 | 23.9354 | 24.8646 | 25.7938 | 26.723
GALVESTON | 1047.888 | 1126.9495 | 1203.8035 | 1228.0165 | 1252.2174 | 1274.5999
GILLESPIE | 82.156 | 84.4244 | 87.7334 | 90.0601 | 92.4065 | 94.7746
GLASSCOCK | 16.8 | 17.1 | 17.4 | 17.7 | 18 | 18.3
GOLIAD | 11.941 | 12.0255 | 12.1676 | 12.2881 | 12.4115 | 12.5173
GONZALES | 78.328 | 80.7506 | 83.2683 | 85.8874 | 88.611 | 91.3773
GRAYSON | 378.025 | 390.8617 | 407.6659 | 413.0887 | 414.1301 | 422.8001
GRIMES | 24.286 | 25.458 | 26.602 | 27.822 | 29.202 | 30.211
GUADALUPE | 423.883 | 437.5152 | 451.4815 | 461.3189 | 476.7696 | 493.1825
HALL | 6.328 | 6.36 | 6.3872 | 6.4167 | 6.446 | 6.4688
HAMILTON | 24.842 | 25.6279 | 26.4434 | 27.2893 | 28.1677 | 29.0813
HARDEMAN | 25.138 | 25.3761 | 25.614 | 25.8519 | 26.0897 | 26.3286
HARRIS | 13736.38 | 14106.2518 | 14407.7814 | 14674.2529 | 14928.1026 | 15305.77
HASKELL | 34.513 | 34.5677 | 34.5949 | 34.6648 | 34.7249 | 34.784
HAYS | 440.248 | 466.8172 | 488.1454 | 510.1365 | 533.5587 | 558.1387
HENDERSON | 172.216 | 169.3193 | 180.0643 | 182.5093 | 184.9543 | 187.6993
HIDALGO | 1370.852 | 1433.1876 | 1508.4301 | 1596.5849 | 1680.2238 | 1757.7803
HILL | 116.575 | 120.0152 | 123.3153 | 126.5845 | 129.9351 | 133.5468
HOOD | 180.983 | 184.949 | 192.477 | 192.979 | 200.791 | 209.042
HOPKINS | 94.002 | 95.6457 | 97.3236 | 99.0349 | 100.7803 | 102.5604
HOUSTON | 38.818 | 39.1788 | 39.5388 | 39.8988 | 40.2588 | 40.6188
HOWARD | 96.6 | 97.8 | 99.05 | 100.3 | 101.6 | 102.95
HUNT | 132.358 | 135.8979 | 139.3079 | 141.1429 | 143.1194 | 145.1389
IRION | 11.613 | 11.8572 | 12.0818 | 12.325 | 12.5551 | 12.7644
JACK | 25.092 | 25.7105 | 26.3293 | 26.9494 | 27.5699 | 28.1917
JACKSON | 41.004 | 41.5349 | 42.3096 | 43.0235 | 43.7527 | 44.4652
JEFF DAVIS | 4.669 | 4.8037 | 4.9379 | 5.072 | 5.2062 | 5.3404
JIM HOGG | 1.98 | 1.9796 | 1.9796 | 1.9796 | 1.9796 | 1.9796
JIM WELLS | 88.602 | 90.1554 | 91.6876 | 93.2582 | 94.838 | 96.426
JOHNSON | 463.334 | 474.134 | 494.398 | 513.138 | 529.19 | 547.216
JONES | 63.848 | 64.5892 | 64.9019 | 65.3146 | 65.6741 | 66.0118
KARNES | 25.713 | 25.9402 | 26.1691 | 26.3989 | 26.6295 | 26.863
KAUFMAN | 188.782 | 195.8945 | 200.1318 | 203.2246 | 206.7306 | 209.8706
KENDALL | 101.159 | 106.9107 | 112.5992 | 118.7662 | 125.1708 | 131.8307
KENEDY | 0.673 | 0.678 | 0.684 | 0.69 | 0.69559 | 0.70145
KENT | 59.387 | 59.3871 | 59.3871 | 59.3871 | 59.3871 | 59.3871
KERR | 148.83 | 152.1149 | 155.4484 | 158.8325 | 162.2682 | 165.7566
KIMBLE | 20.281 | 20.6698 | 21.0662 | 21.4709 | 21.8841 | 22.3061
KING | 8.396 | 10.7798 | 10.7918 | 10.8038 | 10.8158 | 10.8278
KINNEY | 8.746 | 8.9357 | 9.176 | 9.6385 | 9.8982 | 10.1469
KLEBERG | 116.589 | 117.9222 | 119.7534 | 121.3362 | 122.8641 | 124.0757
KNOX | 26.35 | 26.457 | 26.5652 | 26.6735 | 26.7817 | 26.8899
LA SALLE | 11.159 | 11.5877 | 12.0163 | 12.4449 | 12.8735 | 13.3021
LAMAR | 136.771 | 138.443 | 140.1405 | 141.8638 | 143.5974 | 145.3571
LAMPASAS | 42.896 | 44.4747 | 46.1859 | 47.89 | 49.6607 | 51.499
LAVACA | 46.014 | 47.3419 | 48.7201 | 50.1482 | 51.6326 | 53.1718
LEE | 40.414 | 41.3029 | 42.196 | 43.0944 | 43.9981 | 44.9072
LEON | 89.781 | 91.7423 | 93.7417 | 95.7737 | 97.837 | 99.93
LIMESTONE | 72.975 | 76.696 | 78.666 | 80.732 | 82.898 | 85.168
LIVE OAK | 79.956 | 81.681 | 83.4557 | 85.0734 | 86.689 | 88.2951
LLANO | 90.009 | 93.0002 | 96.0693 | 99.2181 | 102.4505 | 105.7708
LOVING | 7.4 | 7.5 | 7.6 | 7.7 | 7.8 | 7.9
MADISON | 13.911 | 14.068 | 14.231 | 14.401 | 14.599 | 14.727
MARTIN | 35.1 | 35.5 | 36 | 36.4 | 36.9 | 37.3
MASON | 12.774 | 12.9158 | 13.0592 | 13.2049 | 13.353 | 13.5034
MATAGORDA | 169.8 | 174.1174 | 178.4979 | 183.797 | 187.0963 | 191.3969
MAVERICK | 106.019 | 113.061 | 119.5516 | 115.2111 | 120.201 | 124.8498
MCCULLOCH | 51.562 | 52.2514 | 52.9553 | 53.6767 | 54.4138 | 55.168
MCLENNAN | 745.771 | 762.349 | 788.3421 | 808.9533 | 828.0787 | 849.2222
MCMULLEN | 4.346 | 4.4561 | 4.5691 | 4.686 | 4.805 | 4.9281
MEDINA | 325.578 | 336.5294 | 380.4861 | 394.0393 | 408.8194 | 423.6278
MENARD | 7.335 | 7.4322 | 7.5419 | 7.6567 | 7.7729 | 7.8555
MIDLAND | 375.4 | 379.95 | 383.6 | 391.17 | 394.7 | 398.35
MILAM | 74.957 | 77.57 | 79.0237 | 80.5088 | 82.0523 | 83.6373
MILLS | 5.901 | 6.0043 | 6.1094 | 6.2164 | 6.3252 | 6.436
MITCHELL | 20.6 | 20.8 | 21 | 21.2 | 21.4 | 21.6
MONTAGUE | 67.247 | 69.0619 | 70.7072 | 72.3618 | 74.0467 | 75.7429
MONTGOMERY | 281.672 | 300.8368 | 318.5438 | 335.6355 | 353.6112 | 371.5869
MOTLEY | 5.966 | 5.9716 | 5.9768 | 5.9823 | 5.9879 | 5.9922
NACOGDOCHES | 179.915 | 180.1328 | 181.8747 | 183.6236 | 185.3777 | 187.1358
NAVARRO | 216.378 | 222.9305 | 230.4145 | 238.3295 | 244.0905 | 249.4275
NOLAN | 52.814 | 53.4263 | 54.0341 | 54.8354 | 55.3953 | 55.9281
NUECES | 1288.665 | 1307.4431 | 1332.2163 | 1353.2526 | 1374.1077 | 1393.6106
PALO PINTO | 94.601 | 97.536 | 100.544 | 103.727 | 106.99 | 110.338
PARKER | 338.523 | 348.4413 | 358.4451 | 368.5345 | 378.7111 | 370.9784
PECOS | 78.793 | 80.4783 | 82.2072 | 83.948 | 85.696 | 87.2957
PRESIDIO | 14.715 | 15.4653 | 15.7746 | 16.0849 | 16.3962 | 16.7096
RAINS | 6.467 | 6.5636 | 6.662 | 6.7619 | 6.8634 | 6.9663
REAGAN | 16.175 | 16.4159 | 16.6736 | 16.9376 | 17.2028 | 17.4218
REAL | 14.974 | 15.6141 | 16.2541 | 16.8941 | 17.5341 | 18.1741
RED RIVER | 22.767 | 22.994 | 23.2226 | 23.4534 | 23.6865 | 23.922
REEVES | 47.058 | 47.6652 | 48.2783 | 48.8999 | 49.5292 | 50.1661
REFUGIO | 28.444 | 28.5037 | 28.7456 | 28.9064 | 29.0629 | 29.1814
ROBERTSON | 24.187 | 24.8701 | 25.4909 | 26.1675 | 26.8767 | 27.582
ROCKWALL | 209.597 | 230.5664 | 244.7178 | 259.3636 | 274.3603 | 290.0164
RUNNELS | 35.078 | 35.3205 | 35.5423 | 35.7642 | 35.986 | 36.2078
RUSK | 18.486 | 18.5765 | 18.6665 | 18.7565 | 18.8465 | 18.9365
SAN PATRICIO | 228.287 | 235.1837 | 243.2772 | 250.7102 | 257.8757 | 264.0598
SAN SABA | 14.115 | 14.3308 | 14.5503 | 14.774 | 15.002 | 15.2342
SCHLEICHER | 15.479 | 15.8152 | 16.2005 | 16.6076 | 17.0187 | 17.271
SCURRY | 142.886 | 144.1913 | 145.4553 | 146.783 | 148.0962 | 149.4079
SHACKELFORD | 27.079 | 27.2373 | 27.4059 | 27.5744 | 27.743 | 27.9115
SMITH | 659.502 | 650.357 | 660.2325 | 668.7041 | 677.1849 | 685.6728
SOMERVELL | 36.34 | 36.6836 | 38.1402 | 39.6748 | 41.2928 | 43.0008
STARR | 90.969 | 93.9576 | 96.4042 | 99.9284 | 103.1264 | 106.5844
STEPHENS | 65.45 | 66.56 | 67.87 | 68.98 | 70.29 | 71.5
STERLING | 15.757 | 15.9025 | 15.9805 | 16.0979 | 16.1812 | 16.264
STONEWALL | 8.124 | 8.1234 | 8.1234 | 8.1234 | 8.1234 | 8.1234
SUTTON | 19.592 | 19.8529 | 20.1577 | 20.4963 | 20.8366 | 21.0808
TARRANT | 5615.314 | 5736.7391 | 5881.1753 | 6027.2496 | 6180.6786 | 6321.3111
TAYLOR | 423.291 | 427.2754 | 430.1497 | 432.1653 | 434.0682 | 437.9282
TERRELL | 1.842 | 1.8607 | 1.8793 | 1.8981 | 1.917 | 1.9362
THROCKMORTON | 8.505 | 8.597 | 8.6887 | 8.7793 | 8.8719 | 8.9635
TITUS | 0 | 0 | 0 | 0 | 0 | 0
TOM GREEN | 328.52 | 331.9526 | 334.9444 | 336.6923 | 337.7722 | 340.1942
TRAVIS | 2753.756 | 2846.7723 | 2927.4534 | 2968.5948 | 3016.0779 | 3058.4767
UPTON | 28.865 | 29.8889 | 30.9163 | 31.9396 | 32.9614 | 33.9759
UVALDE | 50.912 | 52.2656 | 54.2193 | 59.4756 | 61.8852 | 64.1084
VAL VERDE | 99.36 | 102.3438 | 106.4868 | 116.1616 | 120.7823 | 125.0459
VAN ZANDT | 72.519 | 73.312 | 73.962 | 74.612 | 75.262 | 75.912
VICTORIA | 355.803 | 359.5597 | 364.7182 | 369.9561 | 374.1125 | 377.9031
WALLER | 226.542 | 235.4947 | 242.3714 | 249.6132 | 257.2149 | 264.9425
WARD | 49.582 | 50.0708 | 50.5605 | 51.0511 | 51.5426 | 52.035
WASHINGTON | 141.549 | 144.6085 | 147.8734 | 150.7726 | 153.8944 | 157.0377
WEBB | 467.634 | 488.9312 | 519.8232 | 549.4309 | 579.3437 | 604.8655
WHARTON | 135.491 | 136.9054 | 138.3411 | 139.8018 | 141.2886 | 142.5115
WICHITA | 429 | 432.9 | 437.6 | 441.9 | 446.2 | 450.5
WILBARGER | 47.326 | 47.7925 | 48.2594 | 48.7263 | 49.1932 | 49.6601
WILLACY | 45.178 | 46.532 | 47.6765 | 49.2449 | 50.6888 | 52.2386
WILLIAMSON | 1103.974 | 1163.297 | 1222.6536 | 1287.334 | 1349.2482 | 1414.6354
WILSON | 166.4 | 176.5605 | 181.4908 | 186.5633 | 191.8519 | 197.3347
WINKLER | 64.438 | 65.2022 | 66.0672 | 66.8339 | 67.7022 | 68.4722
WISE | 263.079 | 303.272 | 306.754 | 317.839 | 329.445 | 335.677
YOUNG | 71.049 | 72.5955 | 74.137 | 75.6648 | 77.2158 | 78.758
ZAPATA | 24.727 | 25.5142 | 26.302 | 27.0897 | 27.8775 | 28.6653
ZAVALA | 21.587 | 22.191 | 23.036 | 25.0258 | 25.9661 | 26.8329

## SummerGenerationbyCounty
Summer Generation by County
These values are used in the summer import/export calculations for each county. Capacities for mothballed units are included as the total capacity of the unit. Capacities for the wind units are at 8.7%. Non-synchronous ties are shown at 50%. These values include the amount available for the grid according information from the owners of the private network units and the distributed generation units that have registered with ERCOT.
Summer Generation, MW
County | 2007 | 2008 | 2009 | 2010 | 2011 | 2012
ANDERSON | 0 | 0 | 0 | 0 | 0 | 0
ANDREWS | 0 | 0 | 0 | 0 | 0 | 0
ANGELINA | 0 | 0 | 0 | 0 | 0 | 0
ARANSAS | 0 | 0 | 0 | 0 | 0 | 0
ARCHER | 0 | 0 | 0 | 0 | 0 | 0
ATASCOSA | 396 | 396 | 396 | 396 | 396 | 396
AUSTIN | 0 | 0 | 0 | 0 | 0 | 0
BANDERA | 0 | 0 | 0 | 0 | 0 | 0
BASTROP | 1642 | 1642 | 1642 | 1642 | 1642 | 1642
BAYLOR | 0 | 0 | 0 | 0 | 0 | 0
BEE | 0 | 0 | 0 | 0 | 0 | 0
BELL | 0 | 0 | 0 | 0 | 0 | 0
BEXAR | 4199.6 | 4199.6 | 4141.6 | 4141.6 | 4891.6 | 4891.6
BLANCO | 0 | 0 | 0 | 0 | 0 | 0
BORDEN | 7.308 | 7.308 | 7.308 | 7.308 | 7.308 | 7.308
BOSQUE | 565 | 565 | 565 | 565 | 565 | 565
BRAZORIA | 610 | 610 | 610 | 610 | 610 | 610
BRAZOS | 283 | 283 | 283 | 283 | 283 | 283
BREWSTER | 0 | 0 | 0 | 0 | 0 | 0
BROOKS | 0 | 0 | 0 | 0 | 0 | 0
BROWN | 0 | 0 | 0 | 0 | 0 | 0
BURLESON | 0 | 0 | 0 | 0 | 0 | 0
BURNET | 97 | 97 | 97 | 97 | 97 | 97
CALDWELL | 0 | 0 | 0 | 0 | 0 | 0
CALHOUN | 204 | 204 | 204 | 204 | 204 | 204
CALLAHAN | 0 | 0 | 0 | 0 | 0 | 0
CAMERON | 195 | 195 | 195 | 195 | 195 | 195
CHAMBERS | 2826.9 | 2826.9 | 2826.9 | 2826.9 | 2826.9 | 2826.9
CHEROKEE | 677 | 677 | 677 | 677 | 677 | 677
CHILDRESS | 0 | 0 | 0 | 0 | 0 | 0
CLAY | 0 | 0 | 0 | 0 | 0 | 0
COKE | 0 | 30.45 | 30.45 | 30.45 | 30.45 | 30.45
COLEMAN | 0 | 0 | 0 | 0 | 0 | 0
COLLIN | 547 | 547 | 547 | 547 | 547 | 547
COLORADO | 0 | 0 | 0 | 0 | 0 | 0
COMAL | 6 | 6 | 6 | 6 | 6 | 6
COMANCHE | 0 | 0 | 0 | 0 | 0 | 0
CONCHO | 0 | 0 | 0 | 0 | 0 | 0
COOKE | 0 | 0 | 0 | 0 | 0 | 0
CORYELL | 0 | 0 | 0 | 0 | 0 | 0
COTTLE | 11.0055 | 11.0055 | 14.4072 | 14.4072 | 14.4072 | 14.4072
CRANE | 0 | 0 | 0 | 0 | 0 | 0
CROCKETT | 0 | 0 | 0 | 0 | 0 | 0
CROSBY | 0 | 0 | 0 | 0 | 0 | 0
CULBERSON | 6.5076 | 6.5076 | 6.5076 | 6.5076 | 6.5076 | 6.5076
DALLAS | 2488.4 | 2488.4 | 2488.4 | 2488.4 | 2488.4 | 2488.4
DAWSON | 0 | 0 | 0 | 0 | 0 | 0
DELTA | 0 | 0 | 0 | 0 | 0 | 0
DENTON | 133.4 | 133.4 | 133.4 | 133.4 | 133.4 | 133.4
DEWITT | 1.2 | 1.2 | 1.2 | 1.2 | 1.2 | 1.2
DICKENS | 0 | 0 | 0 | 0 | 0 | 0
DIMMIT | 0 | 0 | 0 | 0 | 0 | 0
DUVAL | 0 | 0 | 0 | 0 | 0 | 0
EASTLAND | 0 | 5.22 | 5.22 | 5.22 | 5.22 | 5.22
ECTOR | 1255 | 1530 | 1530 | 1530 | 1530 | 1530
EDWARDS | 0 | 0 | 0 | 0 | 0 | 0
ELLIS | 1625 | 1625 | 1625 | 1625 | 1625 | 1625
ERATH | 0 | 0 | 0 | 0 | 0 | 0
FALLS | 0 | 0 | 0 | 0 | 0 | 0
FANNIN | 2229 | 2229 | 2229 | 2229 | 2229 | 2229
FAYETTE | 1640 | 1640 | 1640 | 1640 | 1640 | 1640
FISHER | 0 | 0 | 0 | 0 | 0 | 0
FLOYD | 0 | 5.22 | 5.22 | 5.22 | 5.22 | 5.22
FOARD | 0 | 0 | 0 | 0 | 0 | 0
FORT BEND | 4172 | 4172 | 4172 | 4172 | 4172 | 4172
FRANKLIN | 0 | 0 | 0 | 0 | 0 | 0
FREESTONE | 2177 | 2177 | 2177 | 2177 | 2177 | 2177
FRIO | 71 | 71 | 71 | 71 | 71 | 71
GALVESTON | 2891.7 | 2891.7 | 2891.7 | 2891.7 | 2891.7 | 2891.7
GILLESPIE | 0 | 0 | 0 | 0 | 0 | 0
GLASSCOCK | 18.6354 | 18.6354 | 18.6354 | 18.6354 | 18.6354 | 18.6354
GOLIAD | 633 | 633 | 633 | 633 | 633 | 633
GONZALES | 4.8 | 4.8 | 4.8 | 4.8 | 4.8 | 4.8
GRAYSON | 80 | 80 | 80 | 80 | 80 | 80
GRIMES | 1159 | 1000 | 1000 | 1317 | 1317 | 1317
GUADALUPE | 1717.6 | 1717.6 | 1717.6 | 1717.6 | 1717.6 | 1717.6
HALL | 0.87 | 0.87 | 0.87 | 0.87 | 0.87 | 0.87
HAMILTON | 0 | 0 | 0 | 0 | 0 | 0
HARDEMAN | 0 | 0 | 0 | 0 | 0 | 0
HARRIS | 6676 | 6676 | 6676 | 6676 | 6676 | 6676
HASKELL | 0 | 0 | 0 | 0 | 0 | 0
HAYS | 902 | 902 | 902 | 902 | 902 | 902
HENDERSON | 230 | 230 | 230 | 230 | 230 | 230
HIDALGO | 1778 | 1778 | 1778 | 1778 | 1778 | 1778
HILL | 0 | 0 | 0 | 0 | 0 | 0
HOOD | 1763 | 1763 | 1763 | 1763 | 1763 | 1763
HOPKINS | 0 | 0 | 0 | 0 | 0 | 0
HOUSTON | 0 | 0 | 0 | 0 | 0 | 0
HOWARD | 234.5583 | 252.7413 | 252.7413 | 252.7413 | 252.7413 | 252.7413
HUNT | 87 | 87 | 87 | 87 | 87 | 87
IRION | 0 | 0 | 0 | 0 | 0 | 0
JACK | 620 | 630.44 | 630.44 | 630.44 | 630.44 | 630.44
JACKSON | 0 | 0 | 0 | 0 | 0 | 0
JEFF DAVIS | 0 | 0 | 0 | 0 | 0 | 0
JIM HOGG | 0 | 0 | 0 | 0 | 0 | 0
JIM WELLS | 0 | 0 | 0 | 0 | 0 | 0
JOHNSON | 258 | 258 | 258 | 258 | 258 | 258
JONES | 360 | 360 | 360 | 360 | 360 | 360
KARNES | 0 | 0 | 0 | 0 | 0 | 0
KAUFMAN | 1804 | 1804 | 1804 | 1804 | 1804 | 1804
KENDALL | 0 | 0 | 0 | 0 | 0 | 0
KENEDY | 0 | 0 | 0 | 0 | 0 | 0
KENT | 0 | 0 | 0 | 0 | 0 | 0
KERR | 0 | 0 | 0 | 0 | 0 | 0
KIMBLE | 0 | 0 | 0 | 0 | 0 | 0
KING | 0 | 0 | 0 | 0 | 0 | 0
KINNEY | 0 | 0 | 0 | 0 | 0 | 0
KLEBERG | 0 | 0 | 0 | 0 | 0 | 0
KNOX | 0 | 0 | 0 | 0 | 0 | 0
LA SALLE | 0 | 0 | 0 | 0 | 0 | 0
LAMAR | 1289 | 1289 | 1289 | 1289 | 1289 | 1289
LAMPASAS | 0 | 0 | 0 | 0 | 0 | 0
LAVACA | 0 | 0 | 0 | 0 | 0 | 0
LEE | 0 | 0 | 0 | 0 | 0 | 0
LEON | 0 | 0 | 0 | 0 | 0 | 0
LIMESTONE | 1679 | 1679 | 1679 | 1679 | 1679 | 1679
LIVE OAK | 0 | 0 | 0 | 0 | 0 | 0
LLANO | 480 | 480 | 480 | 480 | 480 | 480
LOVING | 0 | 0 | 0 | 0 | 0 | 0
MADISON | 0 | 0 | 0 | 0 | 0 | 0
MARTIN | 0 | 8.787 | 8.787 | 8.787 | 8.787 | 8.787
MASON | 0 | 0 | 0 | 0 | 0 | 0
MATAGORDA | 2564 | 2564 | 2564 | 2564 | 2564 | 2564
MAVERICK | 24 | 24 | 24 | 24 | 24 | 24
MCCULLOCH | 0 | 0 | 0 | 0 | 0 | 0
MCLENNAN | 1677.2 | 1677.2 | 1677.2 | 1677.2 | 1677.2 | 2477.2
MCMULLEN | 0 | 0 | 0 | 0 | 0 | 0
MEDINA | 0 | 0 | 0 | 0 | 0 | 0
MENARD | 0 | 0 | 0 | 0 | 0 | 0
MIDLAND | 0 | 0 | 0 | 0 | 0 | 0
MILAM | 569 | 569 | 569 | 569 | 569 | 569
MILLS | 0 | 0 | 0 | 0 | 0 | 0
MITCHELL | 1008 | 1008 | 1008 | 1008 | 1008 | 1008
MONTAGUE | 0 | 0 | 0 | 0 | 0 | 0
MONTGOMERY | 4.8 | 4.8 | 4.8 | 4.8 | 4.8 | 4.8
MOTLEY | 0 | 0 | 0 | 0 | 0 | 0
NACOGDOCHES | 0 | 0 | 0 | 0 | 0 | 0
NAVARRO | 0 | 0 | 0 | 0 | 0 | 0
NOLAN | 287.2107 | 330.7977 | 330.7977 | 330.7977 | 330.7977 | 330.7977
NUECES | 1349 | 1339 | 1339 | 1339 | 1339 | 1339
PALO PINTO | 629 | 629 | 629 | 629 | 629 | 629
PARKER | 80.4 | 80.4 | 80.4 | 80.4 | 80.4 | 80.4
PECOS | 35.061 | 35.061 | 35.061 | 35.061 | 35.061 | 35.061
PRESIDIO | 0 | 0 | 0 | 0 | 0 | 0
RAINS | 0 | 0 | 0 | 0 | 0 | 0
REAGAN | 0 | 0 | 0 | 0 | 0 | 0
REAL | 0 | 0 | 0 | 0 | 0 | 0
RED RIVER | 0 | 0 | 0 | 0 | 0 | 0
REEVES | 0 | 0 | 0 | 0 | 0 | 0
REFUGIO | 0 | 0 | 0 | 0 | 0 | 0
ROBERTSON | 306 | 306 | 306 | 306 | 306 | 306
ROCKWALL | 0 | 0 | 0 | 0 | 0 | 0
RUNNELS | 0 | 0 | 0 | 0 | 0 | 0
RUSK | 3220 | 3220 | 3220 | 3220 | 3220 | 3220
SAN PATRICIO | 400 | 400 | 400 | 400 | 400 | 400
SAN SABA | 0 | 0 | 0 | 0 | 0 | 0
SCHLEICHER | 0 | 0 | 0 | 0 | 0 | 0
SCURRY | 25.6128 | 43.7958 | 43.7958 | 43.7958 | 43.7958 | 43.7958
SHACKELFORD | 17.4 | 34.8 | 34.8 | 34.8 | 34.8 | 34.8
SMITH | 0 | 0 | 0 | 0 | 0 | 0
SOMERVELL | 2328 | 2328 | 2328 | 2328 | 2328 | 2328
STARR | 34 | 34 | 34 | 34 | 34 | 34
STEPHENS | 0 | 0 | 0 | 0 | 0 | 0
STERLING | 0 | 13.05 | 13.05 | 13.05 | 13.05 | 13.05
STONEWALL | 0 | 0 | 0 | 0 | 0 | 0
SUTTON | 0 | 0 | 0 | 0 | 0 | 0
TARRANT | 1957.5 | 1957.5 | 1957.5 | 1957.5 | 1957.5 | 1957.5
TAYLOR | 85.173 | 85.173 | 85.173 | 85.173 | 85.173 | 85.173
TERRELL | 0 | 0 | 0 | 0 | 0 | 0
THROCKMORTON | 0 | 0 | 0 | 0 | 0 | 0
TITUS | 2247 | 2247 | 2247 | 2247 | 2247 | 2247
TOM GREEN | 0 | 0 | 0 | 0 | 0 | 0
TRAVIS | 1851 | 1476 | 1476 | 1476 | 1476 | 1476
UPTON | 30.6936 | 30.6936 | 30.6936 | 30.6936 | 30.6936 | 30.6936
UVALDE | 0 | 0 | 0 | 0 | 0 | 0
VAL VERDE | 68 | 68 | 68 | 68 | 68 | 68
VAN ZANDT | 0 | 0 | 0 | 0 | 0 | 0
VICTORIA | 240.6 | 240.6 | 240.6 | 240.6 | 240.6 | 240.6
WALLER | 0 | 0 | 0 | 0 | 0 | 0
WARD | 960 | 960 | 960 | 960 | 960 | 960
WASHINGTON | 0 | 0 | 0 | 0 | 0 | 0
WEBB | 219 | 219 | 219 | 219 | 219 | 219
WHARTON | 329 | 604 | 604 | 604 | 604 | 604
WICHITA | 77 | 77 | 77 | 77 | 77 | 77
WILBARGER | 739 | 739 | 739 | 739 | 739 | 739
WILLACY | 0 | 0 | 0 | 0 | 0 | 0
WILLIAMSON | 0 | 0 | 0 | 0 | 0 | 0
WILSON | 0 | 0 | 0 | 0 | 0 | 0
WINKLER | 0 | 0 | 0 | 0 | 0 | 0
WISE | 649 | 649 | 649 | 649 | 649 | 649
YOUNG | 611 | 611 | 611 | 611 | 611 | 611
ZAPATA | 0 | 0 | 0 | 0 | 0 | 0
ZAVALA | 0 | 0 | 0 | 0 | 0 | 0

## SummerImport-ExportbyCounty
Summer Import/Export by County
Import: The county has less generation than load and must import generation.
Export: The county has more generation than load and is able to export generation.
This data is presented for example only. It is a calculation of the generation in the county less the non-coincident load in the county. The true values will depend on actual load levels and actual generation dispatch.
Summer Import/Export, MW
County | 2007 | 2008 | 2009 | 2010 | 2011 | 2012
ANDERSON | -119.529 | -121.2556 | -122.6356 | -124.0156 | -125.3956 | -126.7756
ANDREWS | -99.6 | -101.45 | -103.4 | -105.25 | -107.2 | -109.05
ANGELINA | -269.354 | -273.1831 | -276.7142 | -280.2487 | -283.7857 | -287.3245
ARANSAS | -69.95 | -70.9908 | -72.4445 | -73.6975 | -74.8799 | -75.7377
ARCHER | -30.255 | -30.925 | -31.595 | -32.265 | -32.935 | -33.605
ATASCOSA | 325.505 | 325.1058 | 320.1938 | 318.2585 | 316.2989 | 314.3151
AUSTIN | -108.84 | -110.9682 | -113.1531 | -115.3975 | -117.7036 | -120.0686
BANDERA | -62.961 | -65.922 | -68.872 | -71.822 | -74.772 | -77.722
BASTROP | 1431.434 | 1419.9208 | 1409.8146 | 1397.2522 | 1383.6626 | 1350.0411
BAYLOR | -9.13 | -9.23 | -9.23 | -9.33 | -9.33 | -9.43
BEE | -60.232 | -60.9937 | -61.7601 | -59.5288 | -63.3019 | -64.0782
BELL | -739.517 | -756.3015 | -777.9422 | -799.5977 | -808.3809 | -830.1018
BEXAR | -5219.914 | -5655.2896 | -6066.0405 | -6480.0155 | -6142.751 | -6498.1728
BLANCO | -33.163 | -33.4752 | -34.6347 | -35.8365 | -37.0822 | -38.2295
BORDEN | 5.308 | 5.2874 | 5.2579 | 5.2296 | 5.2027 | 5.1906
BOSQUE | 504.933 | 502.9997 | 500.9889 | 498.8979 | 496.7207 | 494.4539
BRAZORIA | -770.58 | -805.742 | -828.5933 | -847.7636 | -863.7512 | -879.8492
BRAZOS | -212.969 | -221.776 | -235.002 | -248.194 | -258.357 | -275.518
BREWSTER | -22.133 | -22.5677 | -23.008 | -23.4533 | -23.9046 | -24.363
BROOKS | -23.965 | -24.2629 | -24.5612 | -24.8595 | -25.1578 | -25.4561
BROWN | -134.66 | -135.9443 | -137.45 | -138.9776 | -140.5172 | -142.0788
BURLESON | -32.785 | -33.7352 | -34.7059 | -35.6668 | -36.638 | -37.5995
BURNET | -53.747 | -60.4748 | -67.4775 | -74.8038 | -82.4694 | -90.385
CALDWELL | -120.075 | -127.2589 | -133.8091 | -140.3903 | -147.2266 | -154.2134
CALHOUN | -78.357 | -84.4685 | -91.0769 | -97.1155 | -103.111 | -108.9871
CALLAHAN | -44.277 | -44.9011 | -45.5199 | -46.127 | -46.6652 | -47.1595
CAMERON | -604.883 | -652.2323 | -687.7347 | -725.6031 | -765.3247 | -808.1337
CHAMBERS | 2563.249 | 2556.0352 | 2551.3582 | 2547.1914 | 2543.0483 | 2539.0798
CHEROKEE | 568.107 | 567.0508 | 566.0027 | 564.9517 | 563.8983 | 562.8432
CHILDRESS | -20.012 | -20.1041 | -20.1953 | -20.2876 | -20.3808 | -20.4751
CLAY | -29.673 | -30.5024 | -31.3317 | -32.1613 | -32.9914 | -33.8219
COKE | -20.502 | 9.7538 | 9.5797 | 9.3993 | 9.2331 | 9.0705
COLEMAN | -32.939 | -33.3147 | -33.7629 | -34.0609 | -34.3547 | -34.5934
COLLIN | -1670.666 | -1764.8782 | -1858.9571 | -1909.527 | -2004.5107 | -2093.5011
COLORADO | -93.609 | -95.5463 | -97.5957 | -99.7847 | -102.0942 | -104.4478
COMAL | -363.779 | -412.7406 | -454.2788 | -474.1204 | -490.5643 | -507.8087
COMANCHE | -53.166 | -54.231 | -55.313 | -56.414 | -57.544 | -58.705
CONCHO | -9.76 | -9.8136 | -9.8549 | -9.9035 | -9.9458 | -9.988
COOKE | -141.217 | -141.8393 | -144.7038 | -147.5969 | -150.4986 | -153.364
CORYELL | -110.868 | -114.5783 | -118.3904 | -122.3072 | -139.191 | -143.7113
COTTLE | 7.4095 | 7.4016 | 10.7953 | 10.7873 | 10.7793 | 10.7713
CRANE | -69.305 | -70.2302 | -71.1047 | -71.9792 | -72.8537 | -73.7282
CROCKETT | -35.182 | -35.771 | -36.4578 | -37.1831 | -37.919 | -38.3989
CROSBY | -2.7 | -2.7 | -2.7 | -2.7 | -2.7 | -2.7
CULBERSON | 0.2076 | 0.0576 | -0.0924 | -0.2424 | -0.3924 | -0.5424
DALLAS | -5837.527 | -6178.5422 | -6388.4288 | -6609.4524 | -6815.1747 | -7006.4795
DAWSON | -83.048 | -84.0668 | -85.2339 | -86.3809 | -87.6024 | -88.4652
DELTA | -7.647 | -7.647 | -7.647 | -7.647 | -7.647 | -7.647
DENTON | -1782.127 | -1904.3004 | -1975.2684 | -2048.0629 | -2131.8937 | -2214.0453
DEWITT | -80.47 | -82.3909 | -84.4104 | -86.4961 | -88.6561 | -90.8934
DICKENS | -10.603 | -10.7216 | -10.8395 | -10.9575 | -11.0255 | -11.0935
DIMMIT | -20.43 | -20.897 | -21.3685 | -21.844 | -22.3245 | -22.81
DUVAL | -53.643 | -54.4931 | -55.3637 | -56.2544 | -57.1671 | -58.1027
EASTLAND | -69.42 | -64.9024 | -65.6242 | -66.456 | -67.1978 | -67.9496
ECTOR | 852.617 | 1121.3581 | 1116.2988 | 1110.5906 | 1104.8818 | 1099.2733
EDWARDS | -6.891 | -6.9112 | -6.9312 | -6.9511 | -6.9711 | -6.9911
ELLIS | 981.102 | 961.2465 | 942.1271 | 919.8571 | 874.5596 | 839.1566
ERATH | -133.133 | -144.6549 | -153.7023 | -157.6238 | -161.7317 | -166.0358
FALLS | -53.65 | -56.966 | -57.864 | -58.882 | -60.522 | -62.075
FANNIN | 2178.518 | 2177.9082 | 2176.6323 | 2175.3437 | 2174.0422 | 2173.3775
FAYETTE | 1533.724 | 1531.3821 | 1528.9725 | 1526.4936 | 1523.6876 | 1521.0664
FISHER | -29.491 | -29.9049 | -30.2674 | -30.708 | -31.1308 | -31.5517
FLOYD
FOARD | -4.402 | -4.4112 | -4.4203 | -4.4293 | -4.4384 | -4.4474
FORT BEND | 2910.867 | 2863.0061 | 2826.5596 | 2801.5351 | 2783.1407 | 2764.7463
FRANKLIN | -3.45 | -3.4817 | -3.514 | -3.5466 | -3.5796 | -3.6129
FREESTONE | 2108.075 | 2104.3715 | 2101.8808 | 2099.8087 | 2097.6383 | 2095.4396
FRIO | 48.923 | 47.9938 | 47.0646 | 46.1354 | 45.2062 | 44.277
GALVESTON | 1843.812 | 1764.7505 | 1687.8965 | 1663.6835 | 1639.4826 | 1617.1001
GILLESPIE | -82.156 | -84.4244 | -87.7334 | -90.0601 | -92.4065 | -94.7746
GLASSCOCK | 1.8354 | 1.5354 | 1.2354 | 0.9354 | 0.6354 | 0.3354
GOLIAD | 621.059 | 620.9745 | 620.8324 | 620.7119 | 620.5885 | 620.4827
GONZALES | -73.528 | -75.9506 | -78.4683 | -81.0874 | -83.811 | -86.5773
GRAYSON | -298.025 | -310.8617 | -327.6659 | -333.0887 | -334.1301 | -342.8001
GRIMES | 1134.714 | 974.542 | 973.398 | 1289.178 | 1287.798 | 1286.789
GUADALUPE | 1293.717 | 1280.0848 | 1266.1185 | 1256.2811 | 1240.8304 | 1224.4175
HALL | -5.458 | -5.49 | -5.5172 | -5.5467 | -5.576 | -5.5988
HAMILTON | -24.842 | -25.6279 | -26.4434 | -27.2893 | -28.1677 | -29.0813
HARDEMAN | -25.138 | -25.3761 | -25.614 | -25.8519 | -26.0897 | -26.3286
HARRIS | -7060.38 | -7430.2518 | -7731.7814 | -7998.2529 | -8252.1026 | -8629.77
HASKELL | -34.513 | -34.5677 | -34.5949 | -34.6648 | -34.7249 | -34.784
HAYS | 461.752 | 435.1828 | 413.8546 | 391.8635 | 368.4413 | 343.8613
HENDERSON | 57.784 | 60.6807 | 49.9357 | 47.4907 | 45.0457 | 42.3007
HIDALGO | 407.148 | 344.8124 | 269.5699 | 181.4151 | 97.7762 | 20.2197
HILL | -116.575 | -120.0152 | -123.3153 | -126.5845 | -129.9351 | -133.5468
HOOD | 1582.017 | 1578.051 | 1570.523 | 1570.021 | 1562.209 | 1553.958
HOPKINS | -94.002 | -95.6457 | -97.3236 | -99.0349 | -100.7803 | -102.5604
HOUSTON | -38.818 | -39.1788 | -39.5388 | -39.8988 | -40.2588 | -40.6188
HOWARD | 137.9583 | 154.9413 | 153.6913 | 152.4413 | 151.1413 | 149.7913
HUNT | -45.358 | -48.8979 | -52.3079 | -54.1429 | -56.1194 | -58.1389
IRION | -11.613 | -11.8572 | -12.0818 | -12.325 | -12.5551 | -12.7644
JACK | 594.908 | 604.7295 | 604.1107 | 603.4906 | 602.8701 | 602.2483
JACKSON | -41.004 | -41.5349 | -42.3096 | -43.0235 | -43.7527 | -44.4652
JEFF DAVIS | -4.669 | -4.8037 | -4.9379 | -5.072 | -5.2062 | -5.3404
JIM HOGG | -1.98 | -1.9796 | -1.9796 | -1.9796 | -1.9796 | -1.9796
JIM WELLS | -88.602 | -90.1554 | -91.6876 | -93.2582 | -94.838 | -96.426
JOHNSON | -205.334 | -216.134 | -236.398 | -255.138 | -271.19 | -289.216
JONES | 296.152 | 295.4108 | 295.0981 | 294.6854 | 294.3259 | 293.9882
KARNES | -25.713 | -25.9402 | -26.1691 | -26.3989 | -26.6295 | -26.863
KAUFMAN | 1615.218 | 1608.1055 | 1603.8682 | 1600.7754 | 1597.2694 | 1594.1294
KENDALL | -101.159 | -106.9107 | -112.5992 | -118.7662 | -125.1708 | -131.8307
KENEDY | -0.673 | -0.678 | -0.684 | -0.69 | -0.69559 | -0.70145
KENT | -59.387 | -59.3871 | -59.3871 | -59.3871 | -59.3871 | -59.3871
KERR | -148.83 | -152.1149 | -155.4484 | -158.8325 | -162.2682 | -165.7566
KIMBLE | -20.281 | -20.6698 | -21.0662 | -21.4709 | -21.8841 | -22.3061
KING | -8.396 | -10.7798 | -10.7918 | -10.8038 | -10.8158 | -10.8278
KINNEY | -8.746 | -8.9357 | -9.176 | -9.6385 | -9.8982 | -10.1469
KLEBERG | -116.589 | -117.9222 | -119.7534 | -121.3362 | -122.8641 | -124.0757
KNOX | -26.35 | -26.457 | -26.5652 | -26.6735 | -26.7817 | -26.8899
LA SALLE | -11.159 | -11.5877 | -12.0163 | -12.4449 | -12.8735 | -13.3021
LAMAR | 1152.229 | 1150.557 | 1148.8595 | 1147.1362 | 1145.4026 | 1143.6429
LAMPASAS | -42.896 | -44.4747 | -46.1859 | -47.89 | -49.6607 | -51.499
LAVACA | -46.014 | -47.3419 | -48.7201 | -50.1482 | -51.6326 | -53.1718
LEE | -40.414 | -41.3029 | -42.196 | -43.0944 | -43.9981 | -44.9072
LEON | -89.781 | -91.7423 | -93.7417 | -95.7737 | -97.837 | -99.93
LIMESTONE | 1606.025 | 1602.304 | 1600.334 | 1598.268 | 1596.102 | 1593.832
LIVE OAK | -79.956 | -81.681 | -83.4557 | -85.0734 | -86.689 | -88.2951
LLANO | 389.991 | 386.9998 | 383.9307 | 380.7819 | 377.5495 | 374.2292
LOVING | -7.4 | -7.5 | -7.6 | -7.7 | -7.8 | -7.9
MADISON | -13.911 | -14.068 | -14.231 | -14.401 | -14.599 | -14.727
MARTIN | -35.1 | -26.713 | -27.213 | -27.613 | -28.113 | -28.513
MASON | -12.774 | -12.9158 | -13.0592 | -13.2049 | -13.353 | -13.5034
MATAGORDA | 2394.2 | 2389.8826 | 2385.5021 | 2380.203 | 2376.9037 | 2372.6031
MAVERICK | -82.019 | -89.061 | -95.5516 | -91.2111 | -96.201 | -100.8498
MCCULLOCH | -51.562 | -52.2514 | -52.9553 | -53.6767 | -54.4138 | -55.168
MCLENNAN | 931.429 | 914.851 | 888.8579 | 868.2467 | 849.1213 | 1627.9778
MCMULLEN | -4.346 | -4.4561 | -4.5691 | -4.686 | -4.805 | -4.9281
MEDINA | -325.578 | -336.5294 | -380.4861 | -394.0393 | -408.8194 | -423.6278
MENARD | -7.335 | -7.4322 | -7.5419 | -7.6567 | -7.7729 | -7.8555
MIDLAND | -375.4 | -379.95 | -383.6 | -391.17 | -394.7 | -398.35
MILAM | 494.043 | 491.43 | 489.9763 | 488.4912 | 486.9477 | 485.3627
MILLS | -5.901 | -6.0043 | -6.1094 | -6.2164 | -6.3252 | -6.436
MITCHELL | 987.4 | 987.2 | 987 | 986.8 | 986.6 | 986.4
MONTAGUE | -67.247 | -69.0619 | -70.7072 | -72.3618 | -74.0467 | -75.7429
MONTGOMERY | -276.872 | -296.0368 | -313.7438 | -330.8355 | -348.8112 | -366.7869
MOTLEY | -5.966 | -5.9716 | -5.9768 | -5.9823 | -5.9879 | -5.9922
NACOGDOCHES | -179.915 | -180.1328 | -181.8747 | -183.6236 | -185.3777 | -187.1358
NAVARRO | -216.378 | -222.9305 | -230.4145 | -238.3295 | -244.0905 | -249.4275
NOLAN | 234.3967 | 277.3714 | 276.7636 | 275.9623 | 275.4024 | 274.8696
NUECES | 60.335 | 31.5569 | 6.7837 | -14.2526 | -35.1077 | -54.6106
PALO PINTO | 534.399 | 531.464 | 528.456 | 525.273 | 522.01 | 518.662
PARKER | -258.123 | -268.0413 | -278.0451 | -288.1345 | -298.3111 | -290.5784
PECOS | -43.732 | -45.4173 | -47.1462 | -48.887 | -50.635 | -52.2347
PRESIDIO | -14.715 | -15.4653 | -15.7746 | -16.0849 | -16.3962 | -16.7096
RAINS | -6.467 | -6.5636 | -6.662 | -6.7619 | -6.8634 | -6.9663
REAGAN | -16.175 | -16.4159 | -16.6736 | -16.9376 | -17.2028 | -17.4218
REAL | -14.974 | -15.6141 | -16.2541 | -16.8941 | -17.5341 | -18.1741
RED RIVER | -22.767 | -22.994 | -23.2226 | -23.4534 | -23.6865 | -23.922
REEVES | -47.058 | -47.6652 | -48.2783 | -48.8999 | -49.5292 | -50.1661
REFUGIO | -28.444 | -28.5037 | -28.7456 | -28.9064 | -29.0629 | -29.1814
ROBERTSON | 281.813 | 281.1299 | 280.5091 | 279.8325 | 279.1233 | 278.418
ROCKWALL | -209.597 | -230.5664 | -244.7178 | -259.3636 | -274.3603 | -290.0164
RUNNELS | -35.078 | -35.3205 | -35.5423 | -35.7642 | -35.986 | -36.2078
RUSK | 3201.514 | 3201.4235 | 3201.3335 | 3201.2435 | 3201.1535 | 3201.0635
SAN PATRICIO | 171.713 | 164.8163 | 156.7228 | 149.2898 | 142.1243 | 135.9402
SAN SABA | -14.115 | -14.3308 | -14.5503 | -14.774 | -15.002 | -15.2342
SCHLEICHER | -15.479 | -15.8152 | -16.2005 | -16.6076 | -17.0187 | -17.271
SCURRY | -117.2732 | -100.3955 | -101.6595 | -102.9872 | -104.3004 | -105.6121
SHACKELFORD | -9.679 | 7.5627 | 7.3941 | 7.2256 | 7.057 | 6.8885
SMITH | -659.502 | -650.357 | -660.2325 | -668.7041 | -677.1849 | -685.6728
SOMERVELL | 2291.66 | 2291.3164 | 2289.8598 | 2288.3252 | 2286.7072 | 2284.9992
STARR | -56.969 | -59.9576 | -62.4042 | -65.9284 | -69.1264 | -72.5844
STEPHENS | -65.45 | -66.56 | -67.87 | -68.98 | -70.29 | -71.5
STERLING | -15.757 | -2.8525 | -2.9305 | -3.0479 | -3.1312 | -3.214
STONEWALL | -8.124 | -8.1234 | -8.1234 | -8.1234 | -8.1234 | -8.1234
SUTTON | -19.592 | -19.8529 | -20.1577 | -20.4963 | -20.8366 | -21.0808
TARRANT | -3657.814 | -3779.2391 | -3923.6753 | -4069.7496 | -4223.1786 | -4363.8111
TAYLOR | -338.118 | -342.1024 | -344.9767 | -346.9923 | -348.8952 | -352.7552
TERRELL | -1.842 | -1.8607 | -1.8793 | -1.8981 | -1.917 | -1.9362
THROCKMORTON | -8.505 | -8.597 | -8.6887 | -8.7793 | -8.8719 | -8.9635
TITUS | 2247 | 2247 | 2247 | 2247 | 2247 | 2247
TOM GREEN | -328.52 | -331.9526 | -334.9444 | -336.6923 | -337.7722 | -340.1942
TRAVIS | -902.756 | -1370.7723 | -1451.4534 | -1492.5948 | -1540.0779 | -1582.4767
UPTON | 1.8286 | 0.80467 | -0.22273 | -1.246 | -2.2678 | -3.2823
UVALDE | -50.912 | -52.2656 | -54.2193 | -59.4756 | -61.8852 | -64.1084
VAL VERDE | -31.36 | -34.3438 | -38.4868 | -48.1616 | -52.7823 | -57.0459
VAN ZANDT | -72.519 | -73.312 | -73.962 | -74.612 | -75.262 | -75.912
VICTORIA | -115.203 | -118.9597 | -124.1182 | -129.3561 | -133.5125 | -137.3031
WALLER | -226.542 | -235.4947 | -242.3714 | -249.6132 | -257.2149 | -264.9425
WARD | 910.418 | 909.9292 | 909.4395 | 908.9489 | 908.4574 | 907.965
WASHINGTON | -141.549 | -144.6085 | -147.8734 | -150.7726 | -153.8944 | -157.0377
WEBB | -248.634 | -269.9312 | -300.8232 | -330.4309 | -360.3437 | -385.8655
WHARTON | 193.509 | 467.0946 | 465.6589 | 464.1982 | 462.7114 | 461.4885
WICHITA | -352 | -355.9 | -360.6 | -364.9 | -369.2 | -373.5
WILBARGER | 691.674 | 691.2075 | 690.7406 | 690.2737 | 689.8068 | 689.3399
WILLACY | -45.178 | -46.532 | -47.6765 | -49.2449 | -50.6888 | -52.2386
WILLIAMSON | -1103.974 | -1163.297 | -1222.6536 | -1287.334 | -1349.2482 | -1414.6354
WILSON | -166.4 | -176.5605 | -181.4908 | -186.5633 | -191.8519 | -197.3347
WINKLER | -64.438 | -65.2022 | -66.0672 | -66.8339 | -67.7022 | -68.4722
WISE | 385.921 | 345.728 | 342.246 | 331.161 | 319.555 | 313.323
YOUNG | 539.951 | 538.4045 | 536.863 | 535.3352 | 533.7842 | 532.242
ZAPATA | -24.727 | -25.5142 | -26.302 | -27.0897 | -27.8775 | -28.6653
ZAVALA | -21.587 | -22.191 | -23.036 | -25.0258 | -25.9661 | -26.8329

## WinterCoincidentDemandbyCounty
Winter Coincident Demand by County
The demands shown were estimated by using the forecasted non-coincident loads from the ALDRs to determine a proportion of the total for each county for each year and then applying those proportions to the forecasted ERCOT peak demand.
County | 2008 | 2009 | 2010 | 2011 | 2012 | 2013
ANDERSON | 69.2173 | 69.5516 | 69.5055 | 69.3509 | 69.9722 | 70.207
ANDREWS | 64.0945 | 64.5116 | 64.6754 | 64.7324 | 65.5416 | 65.9547
ANGELINA | 149.702 | 150.8605 | 151.117 | 151.1291 | 152.8268 | 153.6766
ARANSAS | 38.8845 | 40.1983 | 40.4085 | 40.4672 | 40.8828 | 41.2316
ARCHER | 19.7636 | 20.0405 | 20.2353 | 20.3926 | 20.7744 | 21.0502
ATASCOSA | 1119.8643 | 1081.9215 | 1236.9819 | 1255.4804 | 1288.7352 | 1315.6957
AUSTIN | 62.287 | 63.092 | 63.6862 | 64.2102 | 65.4893 | 66.4463
BANDERA | 56.1891 | 58.2017 | 59.948 | 61.5505 | 63.8094 | 65.6948
BASTROP | 142.5069 | 149.1588 | 154.1884 | 160.1911 | 168.5312 | 188.4471
BAYLOR | 4.521 | 4.4766 | 4.4808 | 4.4143 | 4.4615 | 4.4213
BEE | 207.3435 | 210.9496 | 213.878 | 216.4933 | 221.6733 | 225.7421
BELL | 563.8206 | 589.3222 | 596.0783 | 594.9125 | 609.2168 | 621.9667
BEXAR | 4639.6299 | 4826.0011 | 4918.2396 | 5037.408 | 5228.8857 | 5347.2475
BLANCO | 30.1458 | 30.289 | 30.9281 | 31.5382 | 32.3696 | 33.2021
BORDEN | 1.5489 | 1.5561 | 1.5563 | 1.553 | 1.5563 | 1.552
BOSQUE | 37.8843 | 39.5178 | 41.1306 | 48.6396 | 51.1272 | 53.5316
BRAZORIA | 732.2586 | 745.9851 | 744.8095 | 741.1231 | 744.8037 | 744.4321
BRAZOS | 250.3603 | 256.0593 | 256.9705 | 259.0651 | 263.8281 | 267.9135
BREWSTER | 17.2787 | 17.4407 | 17.537 | 17.6073 | 17.8764 | 18.0498
BROOKS | 12.5702 | 12.6442 | 12.6688 | 12.6726 | 12.8176 | 12.8915
BROWN | 77.3708 | 77.6235 | 77.5848 | 77.4386 | 78.2291 | 78.5354
BURLESON | 21.5436 | 22.0061 | 22.375 | 22.6983 | 23.2814 | 23.7374
BURNET | 111.6987 | 115.4508 | 119.0091 | 122.5149 | 127.4089 | 132.0808
CALDWELL | 79.3433 | 82.9984 | 86.0936 | 89.0756 | 93.127 | 96.7208
CALHOUN | 1148.462 | 1211.035 | 1272.6239 | 1335.3839 | 1418.4324 | 1499.2393
CALLAHAN | 29.6084 | 29.7469 | 29.7652 | 29.6914 | 29.9483 | 30.0472
CAMERON | 435.6882 | 449.7864 | 466.9598 | 481.6701 | 498.6785 | 517.2793
CHAMBERS | 158.0673 | 160.541 | 160.9177 | 160.7366 | 162.3336 | 163.0327
CHEROKEE | 69.2383 | 69.299 | 69.0996 | 68.7988 | 69.2721 | 69.3657
CHILDRESS | 14.4597 | 14.3825 | 14.2366 | 14.0769 | 14.0886 | 14.0297
CLAY | 18.8284 | 19.0793 | 19.2525 | 19.3906 | 19.7425 | 19.9974
COKE | 14.0654 | 14.0548 | 13.9749 | 13.8801 | 13.9331 | 13.9098
COLEMAN | 17.4461 | 17.5032 | 17.4297 | 17.3289 | 17.3986 | 17.4044
COLLIN | 1080.46 | 1113.8196 | 1145.4435 | 1149.4828 | 1187.6475 | 1215.8652
COLORADO | 55.1219 | 55.8611 | 56.3959 | 56.826 | 57.9811 | 58.8676
COMAL | 265.3432 | 296.3542 | 320.2214 | 330.4662 | 341.5616 | 351.3033
COMANCHE | 30.3874 | 30.6247 | 30.7434 | 30.767 | 31.2629 | 31.5314
CONCHO | 7.2275 | 7.1884 | 7.1162 | 7.0386 | 7.0376 | 6.9992
COOKE | 96.9037 | 98.826 | 100.199 | 101.4477 | 103.8776 | 105.7906
CORYELL | 82.0938 | 85.462 | 88.6991 | 100.6618 | 105.5612 | 110.2137
COTTLE | 2.6618 | 2.6409 | 2.6104 | 2.5768 | 2.5724 | 2.5541
CRANE | 43.2803 | 43.3677 | 43.2893 | 43.1447 | 43.4836 | 43.5828
CROCKETT | 21.973 | 22.1988 | 22.3641 | 22.4967 | 22.7192 | 22.8716
CROSBY | 1.4537 | 1.4394 | 1.42 | 1.3989 | 1.3938 | 1.3812
CULBERSON | 4.0307 | 4.0565 | 4.0664 | 4.0696 | 4.1181 | 4.1437
DALLAS | 4445.6472 | 4567.3858 | 4627.0199 | 4676.9147 | 4763.6053 | 4829.4232
DAWSON | 40.5419 | 40.6495 | 40.4889 | 40.3871 | 40.6103 | 40.6439
DELTA | 4.3533 | 4.3106 | 4.2525 | 4.1894 | 4.1741 | 4.1368
DENTON | 991.6411 | 1053.6282 | 1075.0763 | 1110.3123 | 1152.1465 | 1167.5962
DEWITT | 46.0118 | 46.6204 | 47.0722 | 47.4703 | 48.4248 | 49.1449
DICKENS | 6.0931 | 6.0971 | 6.0779 | 6.0497 | 6.0894 | 6.0963
DIMMIT | 10.9337 | 11.0663 | 11.1559 | 11.228 | 11.4257 | 11.5617
DUVAL | 685.5938 | 618.9779 | 634.3689 | 649.2123 | 671.9908 | 691.8555
EASTLAND | 43.8361 | 43.786 | 43.5782 | 43.3201 | 43.5496 | 43.5552
ECTOR | 230.7929 | 231.0488 | 230.3621 | 229.3301 | 230.8735 | 226.1263
EDWARDS | 5.0952 | 5.0623 | 5.011 | 4.9533 | 4.9518 | 4.9235
ELLIS | 404.0589 | 415.7031 | 423.7603 | 433.487 | 463.8267 | 499.5648
ERATH | 82.5294 | 89.5422 | 90.4828 | 91.3244 | 93.2421 | 94.7267
FALLS | 31.7525 | 32.3781 | 32.5384 | 32.6759 | 33.2681 | 33.7791
FANNIN | 30.9354 | 31.2846 | 31.4396 | 31.5907 | 32.0925 | 32.416
FAYETTE | 62.9464 | 63.7456 | 64.321 | 64.8017 | 66.0651 | 66.9906
FISHER | 21.6587 | 21.8183 | 21.9051 | 21.9716 | 22.2759 | 22.439
FLODY | 0 | 0 | 0 | 0 | 0 | 0
FOARD | 2.1819 | 2.1648 | 2.1399 | 2.1124 | 2.1083 | 2.0926
FORT BEND | 511.4094 | 523.6333 | 528.8491 | 529.3378 | 533.585 | 534.8902
FRANKLIN | 1.9353 | 1.9451 | 1.9477 | 1.9475 | 1.9695 | 1.9815
FREESTONE | 47.3131 | 48.5705 | 49.3541 | 49.9896 | 51.2372 | 52.2659
FRIO | 11.6343 | 11.9961 | 12.3043 | 12.5843 | 12.9994 | 13.3391
GALVESTON | 526.3622 | 573.807 | 595.9542 | 595.5512 | 602.0522 | 602.213
GILLESPIE | 50.5032 | 51.852 | 53.6365 | 54.6579 | 56.2812 | 57.5906
GLASSCOCK | 12.1912 | 12.235 | 12.2315 | 12.2089 | 12.3227 | 12.3685
GOLIAD | 15.9713 | 16.0528 | 16.1159 | 16.1444 | 16.3586 | 16.0112
GONZALES | 46.7207 | 47.6851 | 48.5001 | 49.2687 | 50.6292 | 51.7554
GRAYSON | 221.0351 | 227.7111 | 230.897 | 230.537 | 235.1232 | 239.4591
GRIMES | 16.206 | 16.8698 | 17.4333 | 18.0068 | 18.8845 | 19.7167
GUADALUPE | 283.8292 | 290.3629 | 296.6834 | 298.5176 | 308.0683 | 316.4877
HALL | 2.5196 | 2.5014 | 2.4732 | 2.4424 | 2.4393 | 2.4216
HAMILTON | 13.7537 | 14.0938 | 14.3874 | 14.6665 | 15.1203 | 15.507
HARDEMAN | 12.8663 | 12.8692 | 12.8234 | 12.7587 | 12.8379 | 12.8469
HARRIS | 6351.3172 | 6436.2962 | 6475.9448 | 6483.1578 | 6560.8635 | 6655.1479
HASKELL | 16.7268 | 16.5764 | 16.3839 | 16.167 | 16.134 | 16.0043
HAYS | 316.2359 | 327.3855 | 338.1532 | 348.504 | 363.5897 | 377.3279
HENDERSON | 120.1304 | 120.7543 | 120.6576 | 120.373 | 121.4352 | 121.8269
HIDALGO | 820.0839 | 856.0998 | 898.573 | 935.7123 | 978.7807 | 1031.6687
HILL | 71.7578 | 73.5807 | 75.1788 | 76.6513 | 79.3868 | 81.5145
HOOD | 130.0034 | 133.1935 | 135.9926 | 132.8318 | 136.9093 | 140.3205
HOPKINS | 54.7584 | 55.1506 | 55.3438 | 55.4625 | 56.2158 | 56.6739
HOUSTON | 24.2602 | 24.2573 | 24.163 | 24.0331 | 24.1735 | 24.1819
HOWARD | 55.2402 | 55.4826 | 55.4453 | 55.385 | 56.0065 | 56.3801
HUNT | 86.1347 | 88.1069 | 88.1099 | 87.9991 | 88.9925 | 89.5175
IRION | 9.1988 | 9.3091 | 9.3611 | 9.4066 | 9.5493 | 9.6348
JACK | 15.5168 | 15.6904 | 15.8015 | 15.8846 | 16.1448 | 16.3201
JACKSON | 586.8992 | 602.526 | 618.2764 | 633.6734 | 656.8038 | 677.1627
JEFF DAVIS | 4.0944 | 4.1647 | 4.2177 | 4.2625 | 4.354 | 4.4206
JIM HOGG | 1.0621 | 1.0516 | 1.0375 | 1.0221 | 1.0183 | 1.0089
JIM WELLS | 416.6473 | 424.3148 | 429.1573 | 434.9119 | 445.7761 | 454.4067
JOHNSON | 305.7584 | 311.9462 | 320.5641 | 327.7063 | 329.1701 | 332.9101
JONES | 39.1509 | 38.9249 | 38.8134 | 38.4274 | 38.5134 | 38.4006
KARNES | 199.1209 | 201.0396 | 202.256 | 203.1701 | 206.3852 | 208.5882
KAUFMAN | 102.0757 | 103.8727 | 104.8954 | 105.4298 | 110.1072 | 111.3997
KENDALL | 83.0591 | 86.8525 | 90.2336 | 93.6753 | 98.2689 | 102.4555
KENEDY | 0.65253 | 0.6517 | 0.64908 | 0.6455 | 0.64874 | 0.64856
KENT | 39.7002 | 39.3102 | 38.7807 | 38.2048 | 38.0654 | 37.7219
KERR | 107.2072 | 108.7655 | 109.9107 | 110.8839 | 113.1096 | 114.7304
KIMBLE | 15.54 | 15.6977 | 15.7993 | 15.8798 | 16.1428 | 16.3226
KING | 7.4269 | 7.3605 | 7.2678 | 7.1726 | 7.1528 | 7.0946
KINNEY | 5.9086 | 5.9891 | 6.077 | 6.1347 | 6.2686 | 6.3826
KLEBERG | 202.0346 | 208.6987 | 213.7099 | 218.4465 | 225.8205 | 232.4474
KNOX | 10.1081 | 10.0512 | 9.9576 | 9.851 | 9.8561 | 9.8075
LA SALLE | 6.4162 | 6.5954 | 6.7455 | 6.8808 | 7.0903 | 7.2585
LAMAR | 73.6047 | 73.7962 | 73.7186 | 73.5408 | 74.2004 | 74.4644
LAMPASAS | 30.8635 | 31.7641 | 32.5721 | 33.1606 | 34.3492 | 35.3895
LAVACA | 200.6309 | 206.3334 | 211.4255 | 216.2907 | 223.866 | 230.4308
LEE | 23.4352 | 23.8242 | 24.1204 | 24.3765 | 24.9061 | 25.3014
LEON | 61.7383 | 62.4665 | 62.9632 | 63.3668 | 64.4928 | 65.2942
LIMESTONE | 48.805 | 49.7727 | 50.5404 | 51.2098 | 52.5745 | 53.6603
LIVE OAK | 286.929 | 291.4379 | 294.8337 | 297.9047 | 304.4253 | 309.4188
LLANO | 62.6874 | 64.4309 | 65.9476 | 67.3763 | 69.5912 | 71.4659
LOVING | 4.0637 | 4.0565 | 4.0341 | 4.006 | 4.0231 | 4.0182
MADISON | 9.2944 | 9.3097 | 9.294 | 9.2679 | 9.3646 | 9.4151
MARTIN | 17.4773 | 17.6 | 17.6534 | 17.6774 | 17.898 | 18.019
MASON | 9.0755 | 9.2546 | 9.3972 | 9.5233 | 9.7558 | 9.935
MATAGORDA | 1630.3212 | 1662.872 | 1690.1577 | 1715.9343 | 1762.1471 | 1800.2237
MAVERICK | 55.7057 | 59.3322 | 61.1671 | 62.5442 | 64.7474 | 66.8933
MCCULLOCH | 29.244 | 29.3845 | 29.4193 | 29.4168 | 29.7515 | 29.9304
MCLENNAN | 465.768 | 474.1106 | 482.7445 | 485.8085 | 496.1477 | 504.892
MCMULLEN | 223.6056 | 226.9821 | 229.5749 | 231.9302 | 236.9254 | 240.7713
MEDINA | 172.1365 | 194.3181 | 198.5625 | 202.9723 | 209.5814 | 215.8649
MENARD | 5.895 | 5.9126 | 5.9159 | 5.9132 | 5.9773 | 5.9858
MIDLAND | 192.8121 | 192.9459 | 192.348 | 191.463 | 192.7283 | 192.9355
MILAM | 51.1335 | 51.5543 | 51.8482 | 52.1092 | 52.966 | 53.558
MILLS | 2.8712 | 2.9277 | 2.9744 | 3.0175 | 3.0961 | 3.1599
MITCHELL | 13.8761 | 13.8706 | 13.8129 | 13.735 | 13.8116 | 13.8125
MONTAGUE | 39.9815 | 40.7037 | 41.2702 | 41.7756 | 42.7391 | 43.4868
MONTGOMERY | 141.0963 | 149.1626 | 155.9794 | 162.0578 | 170.2747 | 177.4667
MOTLEY | 4.3703 | 4.3299 | 4.2736 | 4.2124 | 4.1993 | 4.1632
NACOGDOCHES | 105.1793 | 101.8415 | 101.7255 | 101.4556 | 102.3242 | 102.6306
NAVARRO | 132.7604 | 136.6346 | 139.8624 | 141.2327 | 144.0656 | 146.2109
NOLAN | 36.332 | 36.5097 | 36.4388 | 36.3654 | 36.553 | 36.7356
NUECES | 2498.4491 | 2573.8686 | 2629.3561 | 2682.7616 | 2768.6195 | 2909.712
PALO PINTO | 53.4991 | 54.2041 | 54.7146 | 55.1962 | 56.2916 | 57.0864
PARKER | 271.6022 | 276.3542 | 280.0006 | 283.3618 | 282.7134 | 275.7245
PECOS | 40.9424 | 41.3205 | 41.5277 | 41.666 | 42.187 | 42.5086
PRESIDIO | 9.4708 | 9.9031 | 9.94 | 9.9614 | 10.0947 | 10.1723
RAINS | 3.0034 | 3.0185 | 3.0225 | 3.0223 | 3.0565 | 3.0745
REAGAN | 10.3083 | 10.363 | 10.3814 | 10.3837 | 10.4716 | 10.5132
REAL | 9.3413 | 9.7238 | 10.0608 | 10.3724 | 10.7939 | 11.1517
RED RIVER | 11.8401 | 11.8591 | 11.8345 | 11.7935 | 11.8863 | 11.9152
REEVES | 23.5582 | 23.5853 | 23.5255 | 23.433 | 23.6069 | 23.6539
REFUGIO | 17.16 | 17.0781 | 17.0333 | 16.9222 | 17.0022 | 16.973
ROBERTSON | 13.848 | 14.1644 | 14.4051 | 14.6374 | 15.0391 | 15.3984
ROCKWALL | 115.4332 | 125.2226 | 130.5584 | 135.8983 | 142.8689 | 149.3118
RUNNELS | 22.3367 | 22.2707 | 22.1049 | 21.9088 | 21.9605 | 21.8928
RUSK | 9.6292 | 9.5934 | 9.5223 | 9.4382 | 9.4607 | 9.4321
SAN PATRICIO | 429.5364 | 444.2026 | 454.9556 | 464.9653 | 480.1631 | 493.4973
SAN SABA | 7.9321 | 8.0243 | 8.0877 | 8.1403 | 8.2863 | 8.3892
SCHLEICHER | 10.3031 | 10.4293 | 10.5396 | 10.6417 | 10.8321 | 10.8968
SCURRY | 89.7098 | 89.4146 | 88.7857 | 88.0603 | 88.3226 | 87.9366
SHACKELFORD | 17.6732 | 17.6135 | 17.4821 | 17.3396 | 17.3866 | 17.341
SMITH | 312.9141 | 316.2205 | 317.4168 | 318.0835 | 322.2877 | 324.6986
SOMERVELL | 24.4379 | 25.4863 | 26.4975 | 27.5112 | 28.8898 | 30.1828
STARR | 41.1931 | 42.0599 | 43.1164 | 44.1593 | 45.3562 | 46.7666
STEPHENS | 40.7231 | 40.9838 | 41.0837 | 41.1159 | 41.6058 | 41.8644
STERLING | 8.5213 | 8.4808 | 8.4122 | 8.3272 | 8.3321 | 8.2931
STONEWALL | 6.4316 | 6.3685 | 6.2827 | 6.1894 | 6.1668 | 6.1114
SUTTON | 13.29 | 13.3345 | 13.367 | 13.3877 | 13.5721 | 13.5752
TARRANT | 3256.928 | 3287.4518 | 3321.7889 | 3354.3345 | 3433.6293 | 3488.4111
TAYLOR | 223.7265 | 223.7063 | 221.9716 | 219.9166 | 220.7304 | 220.5624
TERRELL | 1.0529 | 1.0529 | 1.0492 | 1.0439 | 1.0505 | 1.0516
THROCKMORTON | 5.7655 | 5.7801 | 5.7726 | 5.7567 | 5.8054 | 5.8226
TOM GREEN | 158.6729 | 159.1385 | 157.8544 | 156.1879 | 156.7332 | 156.4542
TRAVIS | 1421.9463 | 1438.0369 | 1442.986 | 1503.5304 | 1548.376 | 1554.3229
UPTON | 18.6745 | 19.0123 | 19.2684 | 19.4864 | 19.9166 | 20.2303
UVALDE | 29.5168 | 30.1223 | 30.9255 | 32.5767 | 33.6185 | 34.6342
VAL VERDE | 50.9464 | 52.1691 | 53.7123 | 54.7615 | 56.5325 | 58.2486
VAN ZANDT | 47.6708 | 47.6277 | 47.4058 | 47.1152 | 47.355 | 47.3354
VICTORIA | 815.1479 | 837.5484 | 858.226 | 832.6207 | 862.4854 | 888.2202
WALLER | 120.8787 | 124.7274 | 127.1973 | 129.6117 | 133.6419 | 137.0168
WARD | 26.8185 | 26.869 | 26.8173 | 26.7253 | 26.9333 | 26.9928
WASHINGTON | 82.2899 | 83.4011 | 84.2808 | 84.9239 | 86.5157 | 87.6334
WEBB | 252.04 | 265.0466 | 276.6744 | 287.5958 | 299.8875 | 312.5348
WHARTON | 935.2281 | 950.3989 | 962.2378 | 972.9573 | 995.1028 | 1012.8491
WICHITA | 232.9537 | 234.6233 | 234.529 | 233.6217 | 237.2991 | 237.7005
WILBARGER | 21.2803 | 21.3022 | 21.1726 | 21.0296 | 21.1719 | 21.2216
WILLACY | 28.8845 | 29.391 | 29.9661 | 30.5247 | 31.2514 | 32.0481
WILLIAMSON | 611.9974 | 637.5984 | 668.4807 | 692.3086 | 716.4183 | 741.4593
WILSON | 99.577 | 101.4556 | 103.2479 | 104.994 | 108.0073 | 110.5075
WINKLER | 39.3304 | 39.3531 | 39.2274 | 39.0441 | 39.3001 | 39.3411
WISE | 216.151 | 219.4428 | 218.9269 | 222.1696 | 228.0207 | 232.9886
YOUNG | 41.2787 | 41.8136 | 42.1869 | 42.5033 | 43.3089 | 43.8729
ZAPATA | 13.7495 | 14.0455 | 14.2815 | 14.4884 | 14.8529 | 15.1328
ZAVALA | 13.9633 | 14.2624 | 14.6476 | 14.8992 | 15.3467 | 15.7783

## WinterLoadbyCounty
Winter Load by County
The loads shown are the non-coincident loads of the individual delivery points from the 2007 ALDRs and do not include self-serve loads. The values shown here are used in the summer import/export calculations.
Winter Load, MW
County | 2008 | 2009 | 2010 | 2011 | 2012 | 2013
ANDERSON | 104.7528 | 106.3032 | 107.6832 | 109.0632 | 110.4432 | 111.823
ANDREWS | 97 | 98.6 | 100.2 | 101.8 | 103.45 | 105.05
ANGELINA | 226.5577 | 230.5764 | 234.1217 | 237.6698 | 241.2198 | 244.77
ARANSAS | 58.8474 | 61.4394 | 62.604 | 63.6399 | 64.529 | 65.672
ARCHER | 29.91 | 30.63 | 31.35 | 32.07 | 32.79 | 33.528
ATASCOSA | 1694.7924 | 1653.6171 | 1916.4253 | 1974.4033 | 2034.1235 | 2095.588
AUSTIN | 94.2646 | 96.4304 | 98.6674 | 100.9787 | 103.3675 | 105.833
BANDERA | 85.036 | 88.956 | 92.876 | 96.796 | 100.716 | 104.636
BASTROP | 215.6686 | 227.9755 | 238.8802 | 251.921 | 266.0075 | 300.151
BAYLOR | 6.842 | 6.842 | 6.942 | 6.942 | 7.042 | 7.042
BEE | 313.7918 | 322.4171 | 331.3558 | 340.4633 | 349.8863 | 359.553
BELL | 853.281 | 900.7246 | 923.4893 | 935.5759 | 961.5802 | 990.644
BEXAR | 7021.5733 | 7376.0971 | 7619.706 | 7921.9675 | 8253.2078 | 8516.884
BLANCO | 45.6224 | 46.294 | 47.9161 | 49.5979 | 51.0917 | 52.883
BORDEN | 2.3442 | 2.3783 | 2.4112 | 2.4423 | 2.4564 | 2.472
BOSQUE | 57.3338 | 60.3993 | 63.7225 | 76.4919 | 80.6985 | 85.263
BRAZORIA | 1108.1935 | 1140.1693 | 1153.9147 | 1165.5108 | 1175.5888 | 1185.702
BRAZOS | 378.893 | 391.363 | 398.118 | 407.413 | 416.423 | 426.722
BREWSTER | 26.1494 | 26.6565 | 27.1697 | 27.6898 | 28.2159 | 28.749
BROOKS | 19.0237 | 19.3255 | 19.6274 | 19.9293 | 20.2311 | 20.533
BROWN | 117.0922 | 118.6403 | 120.2003 | 121.7821 | 123.4758 | 125.088
BURLESON | 32.6039 | 33.6343 | 34.665 | 35.6959 | 36.7471 | 37.808
BURNET | 169.0438 | 176.456 | 184.3779 | 192.6704 | 201.1006 | 210.373
CALDWELL | 120.0775 | 126.8555 | 133.3827 | 140.0828 | 146.9904 | 154.053
CALHOUN | 1738.0718 | 1850.9553 | 1971.6445 | 2100.0618 | 2238.836 | 2387.929
CALLAHAN | 44.8091 | 45.4653 | 46.1144 | 46.6935 | 47.2701 | 47.858
CAMERON | 659.3665 | 687.457 | 723.4493 | 757.4878 | 787.108 | 823.902
CHAMBERS | 239.2176 | 245.372 | 249.3058 | 252.7788 | 256.2254 | 259.672
CHEROKEE | 104.7846 | 105.9171 | 107.0543 | 108.1949 | 109.3382 | 110.483
CHILDRESS | 21.8832 | 21.9822 | 22.0564 | 22.1378 | 22.2373 | 22.346
CLAY | 28.4947 | 29.161 | 29.8275 | 30.4942 | 31.1613 | 31.851
COKE | 21.2864 | 21.4815 | 21.6509 | 21.8282 | 21.9918 | 22.155
COLEMAN | 26.4028 | 26.752 | 27.0035 | 27.2519 | 27.4617 | 27.721
COLLIN | 1635.1583 | 1702.3704 | 1774.607 | 1807.7085 | 1874.568 | 1936.582
COLORADO | 83.421 | 85.3786 | 87.3728 | 89.3661 | 91.5166 | 93.762
COMAL | 401.568 | 452.95 | 496.111 | 519.7002 | 539.1165 | 559.542
COMANCHE | 45.988 | 46.807 | 47.63 | 48.385 | 49.345 | 50.222
CONCHO | 10.9381 | 10.9868 | 11.0249 | 11.0692 | 11.108 | 11.148
COOKE | 146.6531 | 151.0464 | 155.2358 | 159.5394 | 163.9591 | 168.499
CORYELL | 124.24 | 130.6207 | 137.4192 | 158.3036 | 166.6164 | 175.544
COTTLE | 4.0283 | 4.0363 | 4.0443 | 4.0523 | 4.0603 | 4.068
CRANE | 65.5 | 66.2835 | 67.067 | 67.8505 | 68.634 | 69.417
CROCKETT | 33.2537 | 33.9288 | 34.6482 | 35.379 | 35.8597 | 36.429
CROSBY | 2.2 | 2.2 | 2.2 | 2.2 | 2.2 | 2.2
CULBERSON | 6.1 | 6.2 | 6.3 | 6.4 | 6.5 | 6.6
DALLAS | 6728.0017 | 6980.8274 | 7168.5268 | 7355.0457 | 7518.815 | 7692.114
DAWSON | 61.3557 | 62.129 | 62.7284 | 63.5139 | 64.0987 | 64.736
DELTA | 6.5883 | 6.5883 | 6.5883 | 6.5883 | 6.5883 | 6.589
DENTON | 1500.7406 | 1610.3734 | 1665.5889 | 1746.1078 | 1818.5336 | 1859.701
DEWITT | 69.6338 | 71.255 | 72.9278 | 74.6531 | 76.4331 | 78.276
DICKENS | 9.2213 | 9.3188 | 9.4164 | 9.5139 | 9.6115 | 9.71
DIMMIT | 16.547 | 16.9138 | 17.2836 | 17.6574 | 18.0342 | 18.415
DUVAL | 1037.5713 | 946.0506 | 982.812 | 1020.9692 | 1060.6619 | 1101.96
EASTLAND | 66.3412 | 66.9229 | 67.5146 | 68.1264 | 68.7381 | 69.373
ECTOR | 349.2798 | 353.1367 | 356.8942 | 360.6508 | 364.4079 | 360.165
EDWARDS | 7.711 | 7.7372 | 7.7634 | 7.7896 | 7.8158 | 7.842
ELLIS | 611.499 | 635.3638 | 656.5213 | 681.7136 | 732.0982 | 795.687
ERATH | 124.8992 | 136.8569 | 140.1828 | 143.6193 | 147.1722 | 150.877
FALLS | 48.054 | 49.487 | 50.411 | 51.387 | 52.51 | 53.802
FANNIN | 46.8174 | 47.8157 | 48.7086 | 49.6803 | 50.6544 | 51.631
FAYETTE | 95.2624 | 97.4293 | 99.651 | 101.9089 | 104.2763 | 106.7
FISHER | 32.7781 | 33.3473 | 33.937 | 34.5532 | 35.16 | 35.74
FLOYD | 0 | 0 | 0 | 0 | 0 | 0
FOARD | 3.302 | 3.3087 | 3.3153 | 3.322 | 3.3277 | 3.333
FORT BEND | 773.9622 | 800.3251 | 819.3327 | 832.4513 | 842.204 | 851.952
FRANKLIN | 2.9289 | 2.9729 | 3.0175 | 3.0627 | 3.1087 | 3.156
FREESTONE | 71.6033 | 74.2355 | 76.4631 | 78.6151 | 80.8722 | 83.247
FRIO | 17.6073 | 18.335 | 19.0627 | 19.7904 | 20.5181 | 21.246
GALVESTON | 796.5917 | 877.011 | 923.297 | 936.5804 | 950.2716 | 959.181
GILLESPIE | 76.4312 | 79.251 | 83.0976 | 85.9565 | 88.8336 | 91.728
GLASSCOCK | 18.45 | 18.7 | 18.95 | 19.2 | 19.45 | 19.7
GOLIAD | 24.1708 | 24.5352 | 24.968 | 25.3891 | 25.8201 | 25.502
GONZALES | 70.7067 | 72.8823 | 75.14 | 77.4813 | 79.9125 | 82.434
GRAYSON | 334.5125 | 348.0355 | 357.7229 | 362.5489 | 371.1155 | 381.401
GRIMES | 24.526 | 25.784 | 27.009 | 28.318 | 29.807 | 31.404
GUADALUPE | 429.5444 | 443.7928 | 459.6442 | 469.4571 | 486.2511 | 504.089
HALL | 3.8132 | 3.8232 | 3.8317 | 3.8409 | 3.8501 | 3.857
HAMILTON | 20.8148 | 21.5411 | 22.2901 | 23.0649 | 23.8657 | 24.699
HARDEMAN | 19.4718 | 19.6694 | 19.867 | 20.0646 | 20.2632 | 20.462
HARRIS | 9612.0251 | 9837.2845 | 10033.0199 | 10195.5937 | 10355.5849 | 10600.056
HASKELL | 25.3142 | 25.3354 | 25.3831 | 25.4247 | 25.4657 | 25.491
HAYS | 478.5885 | 500.3786 | 523.8923 | 548.0671 | 573.8854 | 600.993
HENDERSON | 181.8043 | 184.5619 | 186.9319 | 189.3019 | 191.6719 | 194.041
HIDALGO | 1241.1075 | 1308.4695 | 1392.1367 | 1471.5271 | 1544.8953 | 1643.201
HILL | 108.5976 | 112.4613 | 116.4727 | 120.5439 | 125.3032 | 129.833
HOOD | 196.746 | 203.574 | 210.69 | 208.895 | 216.096 | 223.497
HOPKINS | 82.8708 | 84.2927 | 85.7428 | 87.2218 | 88.7303 | 90.268
HOUSTON | 36.7151 | 37.0751 | 37.4351 | 37.7951 | 38.1551 | 38.516
HOWARD | 83.6 | 84.8 | 85.9 | 87.1 | 88.4 | 89.8
HUNT | 130.3555 | 134.6632 | 136.5065 | 138.3899 | 140.4647 | 142.58
IRION | 13.9213 | 14.228 | 14.503 | 14.793 | 15.0725 | 15.346
JACK | 23.483 | 23.9813 | 24.4808 | 24.9806 | 25.4827 | 25.994
JACKSON | 888.2079 | 920.9054 | 957.8802 | 996.5323 | 1036.6909 | 1078.558
JEFF DAVIS | 6.1965 | 6.3654 | 6.5344 | 6.7034 | 6.8724 | 7.041
JIM HOGG | 1.6073 | 1.6073 | 1.6073 | 1.6073 | 1.6073 | 1.607
JIM WELLS | 630.5501 | 648.5259 | 664.8827 | 683.9545 | 703.6074 | 723.761
JOHNSON | 462.732 | 476.781 | 496.642 | 515.36 | 519.558 | 530.246
JONES | 59.2507 | 59.4932 | 60.1327 | 60.432 | 60.7891 | 61.163
KARNES | 301.3478 | 307.2705 | 313.3502 | 319.511 | 325.7558 | 332.231
KAUFMAN | 154.4804 | 158.7599 | 162.5119 | 165.8019 | 173.7919 | 177.433
KENDALL | 125.7008 | 132.746 | 139.7967 | 147.3164 | 155.1064 | 163.187
KENEDY | 0.98753 | 0.99607 | 1.0056 | 1.0151 | 1.024 | 1.033
KENT | 60.082 | 60.082 | 60.082 | 60.082 | 60.082 | 60.082
KERR | 162.2464 | 166.238 | 170.2819 | 174.3791 | 178.5307 | 182.738
KIMBLE | 23.5181 | 23.9925 | 24.4774 | 24.973 | 25.4795 | 25.998
KING | 11.2398 | 11.2498 | 11.2598 | 11.2798 | 11.2898 | 11.3
KINNEY | 8.942 | 9.1538 | 9.4149 | 9.6476 | 9.8943 | 10.166
KLEBERG | 305.7573 | 318.9768 | 331.0955 | 343.5351 | 356.4323 | 370.233
KNOX | 15.2975 | 15.3623 | 15.4271 | 15.4919 | 15.5567 | 15.621
LA SALLE | 9.7102 | 10.0805 | 10.4507 | 10.8209 | 11.1912 | 11.561
LAMAR | 111.3927 | 112.7906 | 114.2104 | 115.6523 | 117.1169 | 118.604
LAMPASAS | 46.7085 | 48.5485 | 50.4632 | 52.1492 | 54.2163 | 56.367
LAVACA | 303.633 | 315.3616 | 327.5563 | 340.1448 | 353.3473 | 367.021
LEE | 35.4667 | 36.413 | 37.3691 | 38.3351 | 39.3114 | 40.299
LEON | 93.4342 | 95.4743 | 97.5474 | 99.6524 | 101.7947 | 103.998
LIMESTONE | 73.861 | 76.073 | 78.301 | 80.534 | 82.983 | 85.468
LIVE OAK | 434.2358 | 445.4359 | 456.7786 | 468.4932 | 480.5011 | 492.83
LLANO | 94.8706 | 98.4767 | 102.171 | 105.9579 | 109.8418 | 113.828
LOVING | 6.15 | 6.2 | 6.25 | 6.3 | 6.35 | 6.4
MADISON | 14.066 | 14.229 | 14.399 | 14.575 | 14.781 | 14.996
MARTIN | 26.45 | 26.9 | 27.35 | 27.8 | 28.25 | 28.7
MASON | 13.7347 | 14.1449 | 14.5588 | 14.9766 | 15.3984 | 15.824
MATAGORDA | 2467.3131 | 2541.5463 | 2618.5192 | 2698.5258 | 2781.351 | 2867.325
MAVERICK | 84.3045 | 90.6838 | 94.7647 | 98.3587 | 102.1965 | 106.545
MCCULLOCH | 44.2576 | 44.9116 | 45.5785 | 46.2617 | 46.9593 | 47.672
MCLENNAN | 704.889 | 724.6343 | 747.904 | 763.996 | 783.1133 | 804.172
MCMULLEN | 338.4027 | 346.9212 | 355.6746 | 364.7399 | 373.9602 | 383.491
MEDINA | 260.5098 | 296.9972 | 307.6279 | 319.1999 | 330.8007 | 343.821
MENARD | 8.9214 | 9.0368 | 9.1654 | 9.2993 | 9.4345 | 9.534
MIDLAND | 291.8 | 294.9 | 298 | 301.1 | 304.2 | 307.3
MILAM | 77.385 | 78.7961 | 80.3272 | 81.9484 | 83.6008 | 85.305
MILLS | 4.3453 | 4.4748 | 4.6081 | 4.7455 | 4.8869 | 5.033
MITCHELL | 21 | 21.2 | 21.4 | 21.6 | 21.8 | 22
MONTAGUE | 60.5076 | 62.2119 | 63.9388 | 65.6974 | 67.4588 | 69.264
MONTGOMERY | 213.5338 | 227.9812 | 241.655 | 254.8566 | 268.7594 | 282.662
MOTLEY | 6.614 | 6.6178 | 6.6211 | 6.6246 | 6.6281 | 6.631
NACOGDOCHES | 159.1774 | 155.6554 | 157.6008 | 159.5518 | 161.5072 | 163.466
NAVARRO | 200.9184 | 208.8334 | 216.6854 | 222.1064 | 227.3914 | 232.879
NOLAN | 54.9845 | 55.8016 | 56.4537 | 57.1892 | 57.6948 | 58.511
NUECES | 3781.13 | 3933.9205 | 4073.5959 | 4218.9852 | 4369.9545 | 4634.474
PALO PINTO | 80.965 | 82.846 | 84.768 | 86.803 | 88.85 | 90.925
PARKER | 411.0403 | 422.3819 | 433.798 | 445.6227 | 446.2313 | 439.163
PECOS | 61.9619 | 63.1546 | 64.3379 | 65.5251 | 66.5875 | 67.706
PRESIDIO | 14.333 | 15.136 | 15.3997 | 15.6655 | 15.9333 | 16.202
RAINS | 4.5454 | 4.6135 | 4.6827 | 4.753 | 4.8243 | 4.897
REAGAN | 15.6005 | 15.8388 | 16.0837 | 16.3297 | 16.5282 | 16.745
REAL | 14.137 | 14.862 | 15.587 | 16.312 | 17.037 | 17.762
RED RIVER | 17.9187 | 18.1255 | 18.3349 | 18.5467 | 18.7612 | 18.978
REEVES | 35.6528 | 36.0479 | 36.4475 | 36.8514 | 37.2609 | 37.675
REFUGIO | 25.9698 | 26.1023 | 26.3893 | 26.6124 | 26.836 | 27.034
ROBERTSON | 20.9574 | 21.649 | 22.3174 | 23.0193 | 23.7376 | 24.526
ROCKWALL | 174.6956 | 191.3912 | 202.2709 | 213.7175 | 225.5025 | 237.818
RUNNELS | 33.8042 | 34.0387 | 34.2465 | 34.4543 | 34.6621 | 34.87
RUSK | 14.5727 | 14.6627 | 14.7527 | 14.8427 | 14.9327 | 15.023
SAN PATRICIO | 650.0564 | 678.9226 | 704.8513 | 731.2173 | 757.8834 | 786.023
SAN SABA | 12.0044 | 12.2644 | 12.5301 | 12.8016 | 13.0791 | 13.362
SCHLEICHER | 15.5926 | 15.9402 | 16.3287 | 16.7354 | 17.0973 | 17.356
SCURRY | 135.766 | 136.662 | 137.5534 | 138.4861 | 139.4074 | 140.062
SHACKELFORD | 26.7465 | 26.9206 | 27.0847 | 27.2687 | 27.4428 | 27.62
SMITH | 473.5613 | 483.3138 | 491.7659 | 500.227 | 508.6949 | 517.167
SOMERVELL | 36.9842 | 38.9535 | 41.0519 | 43.2648 | 45.5993 | 48.074
STARR | 62.3412 | 64.2846 | 66.7992 | 69.4462 | 71.5896 | 74.488
STEPHENS | 61.63 | 62.64 | 63.65 | 64.66 | 65.67 | 66.68
STERLING | 12.896 | 12.9621 | 13.0329 | 13.0956 | 13.1512 | 13.209
STONEWALL | 9.7336 | 9.7336 | 9.7336 | 9.7336 | 9.7336 | 9.734
SUTTON | 20.113 | 20.3806 | 20.7092 | 21.0539 | 21.422 | 21.622
TARRANT | 4929.0049 | 5024.5665 | 5146.3649 | 5275.1195 | 5419.5975 | 5556.203
TAYLOR | 338.5856 | 341.9144 | 343.8951 | 345.8469 | 348.3981 | 351.303
TERRELL | 1.5934 | 1.6093 | 1.6254 | 1.6417 | 1.6581 | 1.675
THROCKMORTON | 8.7255 | 8.8344 | 8.9433 | 9.0532 | 9.1631 | 9.274
TITUS | 0 | 0 | 0 | 0 | 0 | 0
TOM GREEN | 240.1341 | 243.2285 | 244.5598 | 245.6254 | 247.3857 | 249.194
TRAVIS | 2151.9604 | 2197.9066 | 2235.5823 | 2364.4935 | 2443.9373 | 2475.664
UPTON | 28.2618 | 29.0585 | 29.8521 | 30.6448 | 31.436 | 32.222
UVALDE | 44.6705 | 46.0392 | 47.9122 | 51.231 | 53.0629 | 55.164
VAL VERDE | 77.1019 | 79.7357 | 83.2151 | 86.1194 | 89.2302 | 92.776
VAN ZANDT | 72.1446 | 72.7946 | 73.4446 | 74.0946 | 74.7446 | 75.394
VICTORIA | 1233.6373 | 1280.1154 | 1329.6282 | 1309.4024 | 1361.3361 | 1414.722
WALLER | 182.9367 | 190.6343 | 197.0636 | 203.8309 | 210.9388 | 218.235
WARD | 40.5869 | 41.0667 | 41.5474 | 42.0289 | 42.5112 | 42.993
WASHINGTON | 124.5368 | 127.4709 | 130.5742 | 133.5538 | 136.5553 | 139.579
WEBB | 381.435 | 405.0992 | 428.6448 | 452.2812 | 473.3387 | 497.793
WHARTON | 1415.3656 | 1452.597 | 1490.771 | 1530.0996 | 1570.6579 | 1613.226
WICHITA | 352.55 | 358.6 | 363.35 | 367.4 | 374.55 | 378.6
WILBARGER | 32.2054 | 32.5585 | 32.8022 | 33.0717 | 33.4175 | 33.801
WILLACY | 43.7135 | 44.9214 | 46.4257 | 48.004 | 49.3268 | 51.045
WILLIAMSON | 926.1913 | 974.5102 | 1035.6605 | 1088.7438 | 1130.7856 | 1180.967
WILSON | 150.6989 | 155.0655 | 159.9594 | 165.1165 | 170.4774 | 176.012
WINKLER | 59.5223 | 60.1476 | 60.774 | 61.4018 | 62.0308 | 62.661
WISE | 327.121 | 335.398 | 339.178 | 349.39 | 359.905 | 371.095
YOUNG | 62.4708 | 63.9082 | 65.3592 | 66.8418 | 68.3582 | 69.879
ZAPATA | 20.8084 | 21.4672 | 22.126 | 22.7848 | 23.4437 | 24.103
ZAVALA | 21.1319 | 21.7987 | 22.6931 | 23.4309 | 24.2231 | 25.131

## WinterGenerationbyCounty
Winter Generation by County
These values are used in the winter import/export calculations for each county. Capacities for mothballed units are included as the total capacity of the unit. Capacities for the wind units are at 8.7%. Non-synchronous ties are shown at 50%. These values include the amount available for the grid according information from the owners of the private network units and the distributed generation units that have registered with ERCOT.
Winter Generation, MW
County | 2008 | 2009 | 2010 | 2011 | 2012 | 2013
ANDERSON | 0 | 0 | 0 | 0 | 0 | 0
ANDREWS | 0 | 0 | 0 | 0 | 0 | 0
ANGELINA | 0 | 0 | 0 | 0 | 0 | 0
ARANSAS | 0 | 0 | 0 | 0 | 0 | 0
ARCHER | 0 | 0 | 0 | 0 | 0 | 0
ATASCOSA | 397 | 397 | 397 | 397 | 397 | 397
AUSTIN | 0 | 0 | 0 | 0 | 0 | 0
BANDERA | 0 | 0 | 0 | 0 | 0 | 0
BASTROP | 1737 | 1737 | 1737 | 1737 | 1737 | 1737
BAYLOR | 0 | 0 | 0 | 0 | 0 | 0
BEE | 0 | 0 | 0 | 0 | 0 | 0
BELL | 0 | 0 | 0 | 0 | 0 | 0
BEXAR | 4341.6 | 4276.6 | 4276.6 | 5026.6 | 5026.6 | 5026.6
BLANCO | 0 | 0 | 0 | 0 | 0 | 0
BORDEN | 7.308 | 7.308 | 7.308 | 7.308 | 7.308 | 7.308
BOSQUE | 579 | 579 | 579 | 579 | 579 | 579
BRAZORIA | 655 | 655 | 505 | 505 | 505 | 505
BRAZOS | 285 | 285 | 285 | 285 | 285 | 285
BREWSTER | 0 | 0 | 0 | 0 | 0 | 0
BROOKS | 0 | 0 | 0 | 0 | 0 | 0
BROWN | 0 | 0 | 0 | 0 | 0 | 0
BURLESON | 0 | 0 | 0 | 0 | 0 | 0
BURNET | 97 | 97 | 97 | 97 | 97 | 97
CALDWELL | 0 | 0 | 0 | 0 | 0 | 0
CALHOUN | 217 | 217 | 217 | 217 | 217 | 217
CALLAHAN | 0 | 0 | 0 | 0 | 0 | 0
CAMERON | 185 | 185 | 185 | 185 | 185 | 185
CHAMBERS | 2895.9 | 2895.9 | 2895.9 | 2895.9 | 2895.9 | 2895.9
CHEROKEE | 701 | 701 | 701 | 701 | 701 | 701
CHILDRESS | 0 | 0 | 0 | 0 | 0 | 0
CLAY | 0 | 0 | 0 | 0 | 0 | 0
COKE | 0 | 0 | 0 | 0 | 0 | 0
COLEMAN | 0 | 0 | 0 | 0 | 0 | 0
COLLIN | 572 | 572 | 572 | 572 | 572 | 572
COLORADO | 0 | 0 | 0 | 0 | 0 | 0
COMAL | 6 | 6 | 6 | 6 | 6 | 6
COMANCHE | 0 | 0 | 0 | 0 | 0 | 0
CONCHO | 0 | 0 | 0 | 0 | 0 | 0
COOKE | 0 | 0 | 0 | 0 | 0 | 0
CORYELL | 0 | 0 | 0 | 0 | 0 | 0
COTTLE | 11.0055 | 14.4072 | 14.4072 | 14.4072 | 14.4072 | 14.4072
CRANE | 0 | 0 | 0 | 0 | 0 | 0
CROCKETT | 0 | 0 | 0 | 0 | 0 | 0
CROSBY | 0 | 0 | 0 | 0 | 0 | 0
CULBERSON | 6.5076 | 6.5076 | 6.5076 | 6.5076 | 6.5076 | 6.5076
DALLAS | 2569.4 | 2569.4 | 2569.4 | 2569.4 | 2569.4 | 2569.4
DAWSON | 0 | 0 | 0 | 0 | 0 | 0
DELTA | 0 | 0 | 0 | 0 | 0 | 0
DENTON | 134.4 | 134.4 | 134.4 | 134.4 | 134.4 | 134.4
DEWITT | 1.2 | 1.2 | 1.2 | 1.2 | 1.2 | 1.2
DICKENS | 0 | 0 | 0 | 0 | 0 | 0
DIMMIT | 0 | 0 | 0 | 0 | 0 | 0
DUVAL | 0 | 0 | 0 | 0 | 0 | 0
EASTLAND | 5.22 | 5.22 | 5.22 | 5.22 | 5.22 | 5.22
ECTOR | 1326 | 1601 | 1601 | 1601 | 1601 | 1601
EDWARDS | 0 | 0 | 0 | 0 | 0 | 0
ELLIS | 1770 | 1770 | 1770 | 1770 | 1770 | 1770
ERATH | 0 | 0 | 0 | 0 | 0 | 0
FALLS | 0 | 0 | 0 | 0 | 0 | 0
FANNIN | 2289 | 2289 | 2289 | 2289 | 2289 | 2289
FAYETTE | 1677 | 1677 | 1677 | 1677 | 1677 | 1677
FISHER | 0 | 0 | 0 | 0 | 0 | 0
FLOYD | 5.22 | 5.22 | 5.22 | 5.22 | 5.22 | 5.22
FOARD | 0 | 0 | 0 | 0 | 0 | 0
FORT BEND | 4237 | 4237 | 4237 | 4237 | 4237 | 4237
FRANKLIN | 0 | 0 | 0 | 0 | 0 | 0
FREESTONE | 2263 | 2263 | 2263 | 2263 | 2263 | 2263
FRIO | 74 | 74 | 74 | 74 | 74 | 74
GALVESTON | 3100.7 | 3100.7 | 3100.7 | 3100.7 | 3100.7 | 3100.7
GILLESPIE | 0 | 0 | 0 | 0 | 0 | 0
GLASSCOCK | 18.6354 | 18.6354 | 18.6354 | 18.6354 | 18.6354 | 18.6354
GOLIAD | 634 | 634 | 634 | 634 | 634 | 634
GONZALES | 4.8 | 4.8 | 4.8 | 4.8 | 4.8 | 4.8
GRAYSON | 80 | 80 | 80 | 80 | 80 | 80
GRIMES | 1179 | 1021 | 1021 | 1353 | 1353 | 1353
GUADALUPE | 1873.6 | 1873.6 | 1873.6 | 1873.6 | 1873.6 | 1873.6
HALL | 0.87 | 0.87 | 0.87 | 0.87 | 0.87 | 0.87
HAMILTON | 0 | 0 | 0 | 0 | 0 | 0
HARDEMAN | 0 | 0 | 0 | 0 | 0 | 0
HARRIS | 7405 | 7405 | 7405 | 7405 | 7425 | 7425
HASKELL | 0 | 0 | 0 | 0 | 0 | 0
HAYS | 969 | 969 | 969 | 969 | 969 | 969
HENDERSON | 241 | 241 | 241 | 241 | 241 | 241
HIDALGO | 1913 | 1913 | 1913 | 1913 | 1913 | 1913
HILL | 0 | 0 | 0 | 0 | 0 | 0
HOOD | 1928 | 1928 | 1928 | 1928 | 1928 | 1928
HOPKINS | 0 | 0 | 0 | 0 | 0 | 0
HOUSTON | 0 | 0 | 0 | 0 | 0 | 0
HOWARD | 234.6913 | 247.7413 | 247.7413 | 247.7413 | 247.7413 | 247.7413
HUNT | 88.1 | 88.1 | 88.1 | 88.1 | 88.1 | 88.1
IRION | 0 | 0 | 0 | 0 | 0 | 0
JACK | 640.44 | 640.44 | 640.44 | 640.44 | 640.44 | 640.44
JACKSON | 0 | 0 | 0 | 0 | 0 | 0
JEFF DAVIS | 0 | 0 | 0 | 0 | 0 | 0
JIM HOGG | 0 | 0 | 0 | 0 | 0 | 0
JIM WELLS | 0 | 0 | 0 | 0 | 0 | 0
JOHNSON | 270 | 270 | 270 | 270 | 270 | 270
JONES | 362 | 362 | 362 | 362 | 362 | 362
KARNES | 0 | 0 | 0 | 0 | 0 | 0
KAUFMAN | 1782 | 1782 | 1782 | 1782 | 1782 | 1782
KENDALL | 0 | 0 | 0 | 0 | 0 | 0
KENEDY | 0 | 0 | 0 | 0 | 0 | 0
KENT | 0 | 0 | 0 | 0 | 0 | 0
KERR | 0 | 0 | 0 | 0 | 0 | 0
KIMBLE | 0 | 0 | 0 | 0 | 0 | 0
KING | 0 | 0 | 0 | 0 | 0 | 0
KINNEY | 0 | 0 | 0 | 0 | 0 | 0
KLEBERG | 0 | 0 | 0 | 0 | 0 | 0
KNOX | 0 | 0 | 0 | 0 | 0 | 0
LA SALLE | 0 | 0 | 0 | 0 | 0 | 0
LAMAR | 1338 | 1338 | 1338 | 1338 | 1338 | 1338
LAMPASAS | 0 | 0 | 0 | 0 | 0 | 0
LAVACA | 0 | 0 | 0 | 0 | 0 | 0
LEE | 0 | 0 | 0 | 0 | 0 | 0
LEON | 0 | 0 | 0 | 0 | 0 | 0
LIMESTONE | 1670 | 1670 | 1670 | 1670 | 1670 | 1670
LIVE OAK | 0 | 0 | 0 | 0 | 0 | 0
LLANO | 483 | 483 | 483 | 483 | 483 | 483
LOVING | 0 | 0 | 0 | 0 | 0 | 0
MADISON | 0 | 0 | 0 | 0 | 0 | 0
MARTIN | 8.787 | 8.787 | 8.787 | 8.787 | 8.787 | 8.787
MASON | 0 | 0 | 0 | 0 | 0 | 0
MATAGORDA | 2651 | 2651 | 2651 | 2651 | 2651 | 2651
MAVERICK | 24 | 24 | 24 | 24 | 24 | 24
MCCULLOCH | 0 | 0 | 0 | 0 | 0 | 0
MCLENNAN | 1713.2 | 1713.2 | 1713.2 | 1713.2 | 2513.2 | 2513.2
MCMULLEN | 0 | 0 | 0 | 0 | 0 | 0
MEDINA | 0 | 0 | 0 | 0 | 0 | 0
MENARD | 0 | 0 | 0 | 0 | 0 | 0
MIDLAND | 0 | 0 | 0 | 0 | 0 | 0
MILAM | 569 | 569 | 569 | 569 | 569 | 569
MILLS | 0 | 0 | 0 | 0 | 0 | 0
MITCHELL | 1099 | 1099 | 1099 | 1099 | 1099 | 1099
MONTAGUE | 0 | 0 | 0 | 0 | 0 | 0
MONTGOMERY | 4.8 | 4.8 | 4.8 | 4.8 | 4.8 | 4.8
MOTLEY | 0 | 0 | 0 | 0 | 0 | 0
NACOGDOCHES | 0 | 0 | 0 | 0 | 0 | 0
NAVARRO | 0 | 0 | 0 | 0 | 0 | 0
NOLAN | 342.7917 | 354.7977 | 354.7977 | 354.7977 | 354.7977 | 354.7977
NUECES | 1372 | 1362 | 1362 | 1362 | 1362 | 1362
PALO PINTO | 632 | 632 | 632 | 632 | 632 | 632
PARKER | 80.4 | 80.4 | 80.4 | 80.4 | 80.4 | 80.4
PECOS | 35.061 | 35.061 | 35.061 | 35.061 | 35.061 | 35.061
PRESIDIO | 0 | 0 | 0 | 0 | 0 | 0
RAINS | 0 | 0 | 0 | 0 | 0 | 0
REAGAN | 0 | 0 | 0 | 0 | 0 | 0
REAL | 0 | 0 | 0 | 0 | 0 | 0
RED RIVER | 0 | 0 | 0 | 0 | 0 | 0
REEVES | 0 | 0 | 0 | 0 | 0 | 0
REFUGIO | 0 | 0 | 0 | 0 | 0 | 0
ROBERTSON | 307 | 307 | 307 | 307 | 307 | 307
ROCKWALL | 0 | 0 | 0 | 0 | 0 | 0
RUNNELS | 0 | 0 | 0 | 0 | 0 | 0
RUSK | 3294 | 3294 | 3294 | 3294 | 3294 | 3294
SAN PATRICIO | 420 | 420 | 420 | 420 | 420 | 420
SAN SABA | 0 | 0 | 0 | 0 | 0 | 0
SCHLEICHER | 0 | 0 | 0 | 0 | 0 | 0
SCURRY | 74.2458 | 74.2458 | 74.2458 | 74.2458 | 74.2458 | 74.2458
SHACKELFORD | 34.8 | 34.8 | 34.8 | 34.8 | 34.8 | 34.8
SMITH | 0 | 0 | 0 | 0 | 0 | 0
SOMERVELL | 2352 | 2352 | 2352 | 2352 | 2352 | 2352
STARR | 34.5 | 34.5 | 34.5 | 34.5 | 34.5 | 34.5
STEPHENS | 0 | 0 | 0 | 0 | 0 | 0
STERLING | 13.05 | 13.05 | 13.05 | 13.05 | 13.05 | 13.05
STONEWALL | 0 | 0 | 0 | 0 | 0 | 0
SUTTON | 0 | 0 | 0 | 0 | 0 | 0
TARRANT | 1981.5 | 1981.5 | 1981.5 | 1981.5 | 1981.5 | 1981.5
TAYLOR | 85.173 | 85.173 | 85.173 | 85.173 | 85.173 | 85.173
TERRELL | 0 | 0 | 0 | 0 | 0 | 0
THROCKMORTON | 0 | 0 | 0 | 0 | 0 | 0
TITUS | 2272 | 2272 | 2272 | 2272 | 2272 | 2272
TOM GREEN | 0 | 0 | 0 | 0 | 0 | 0
TRAVIS | 1624 | 1624 | 1624 | 1624 | 1624 | 1624
UPTON | 30.6936 | 30.6936 | 30.6936 | 30.6936 | 30.6936 | 30.6936
UVALDE | 0 | 0 | 0 | 0 | 0 | 0
VAL VERDE | 68 | 68 | 68 | 68 | 68 | 68
VAN ZANDT | 0 | 0 | 0 | 0 | 0 | 0
VICTORIA | 258.6 | 253.6 | 248.6 | 248.6 | 248.6 | 248.6
WALLER | 0 | 0 | 0 | 0 | 0 | 0
WARD | 981 | 981 | 981 | 981 | 981 | 981
WASHINGTON | 0 | 0 | 0 | 0 | 0 | 0
WEBB | 222 | 222 | 222 | 222 | 222 | 222
WHARTON | 359 | 634 | 634 | 634 | 634 | 634
WICHITA | 77.4 | 77.4 | 77.4 | 77.4 | 77.4 | 77.4
WILBARGER | 761 | 761 | 761 | 761 | 761 | 761
WILLACY | 0 | 0 | 0 | 0 | 0 | 0
WILLIAMSON | 0 | 0 | 0 | 0 | 0 | 0
WILSON | 0 | 0 | 0 | 0 | 0 | 0
WINKLER | 0 | 0 | 0 | 0 | 0 | 0
WISE | 756 | 756 | 756 | 756 | 756 | 756
YOUNG | 598 | 598 | 598 | 598 | 598 | 598
ZAPATA | 0 | 0 | 0 | 0 | 0 | 0
ZAVALA | 0 | 0 | 0 | 0 | 0 | 0

## WinterImport-ExportbyCounty
Winter Import/Export by County
Import: The county has less generation than load and must import generation.
Export: The county has more generation than load and is able to export generation.
This data is presented for example only. It is a calculation of the generation in the county less the non-coincident load in the county. The true values will depend on actual load levels and actual generation dispatch.
Winter Import/Export, MW
County | 2008 | 2009 | 2010 | 2011 | 2012 | 2013
ANDERSON | -104.7528 | -106.3032 | -107.6832 | -109.0632 | -110.4432 | -111.823
ANDREWS | -97 | -98.6 | -100.2 | -101.8 | -103.45 | -105.05
ANGELINA | -226.5577 | -230.5764 | -234.1217 | -237.6698 | -241.2198 | -244.77
ARANSAS | -58.8474 | -61.4394 | -62.604 | -63.6399 | -64.529 | -65.672
ARCHER | -29.91 | -30.63 | -31.35 | -32.07 | -32.79 | -33.528
ATASCOSA | -1297.7924 | -1256.6171 | -1519.4253 | -1577.4033 | -1637.1235 | -1698.588
AUSTIN | -94.2646 | -96.4304 | -98.6674 | -100.9787 | -103.3675 | -105.833
BANDERA | -85.036 | -88.956 | -92.876 | -96.796 | -100.716 | -104.636
BASTROP | 1521.3314 | 1509.0245 | 1498.1198 | 1485.079 | 1470.9925 | 1436.849
BAYLOR | -6.842 | -6.842 | -6.942 | -6.942 | -7.042 | -7.042
BEE | -313.7918 | -322.4171 | -331.3558 | -340.4633 | -349.8863 | -359.553
BELL | -853.281 | -900.7246 | -923.4893 | -935.5759 | -961.5802 | -990.644
BEXAR | -2679.9733 | -3099.4971 | -3343.106 | -2895.3675 | -3226.6078 | -3490.284
BLANCO | -45.6224 | -46.294 | -47.9161 | -49.5979 | -51.0917 | -52.883
BORDEN | 4.9638 | 4.9297 | 4.8968 | 4.8657 | 4.8516 | 4.836
BOSQUE | 521.6662 | 518.6007 | 515.2775 | 502.5081 | 498.3015 | 493.737
BRAZORIA | -453.1935 | -485.1693 | -648.9147 | -660.5108 | -670.5888 | -680.702
BRAZOS | -93.893 | -106.363 | -113.118 | -122.413 | -131.423 | -141.722
BREWSTER | -26.1494 | -26.6565 | -27.1697 | -27.6898 | -28.2159 | -28.749
BROOKS | -19.0237 | -19.3255 | -19.6274 | -19.9293 | -20.2311 | -20.533
BROWN | -117.0922 | -118.6403 | -120.2003 | -121.7821 | -123.4758 | -125.088
BURLESON | -32.6039 | -33.6343 | -34.665 | -35.6959 | -36.7471 | -37.808
BURNET | -72.0438 | -79.456 | -87.3779 | -95.6704 | -104.1006 | -113.373
CALDWELL | -120.0775 | -126.8555 | -133.3827 | -140.0828 | -146.9904 | -154.053
CALHOUN | -1521.0718 | -1633.9553 | -1754.6445 | -1883.0618 | -2021.836 | -2170.929
CALLAHAN | -44.8091 | -45.4653 | -46.1144 | -46.6935 | -47.2701 | -47.858
CAMERON | -474.3665 | -502.457 | -538.4493 | -572.4878 | -602.108 | -638.902
CHAMBERS | 2656.6824 | 2650.528 | 2646.5942 | 2643.1212 | 2639.6746 | 2636.228
CHEROKEE | 596.2154 | 595.0829 | 593.9457 | 592.8051 | 591.6618 | 590.517
CHILDRESS | -21.8832 | -21.9822 | -22.0564 | -22.1378 | -22.2373 | -22.346
CLAY | -28.4947 | -29.161 | -29.8275 | -30.4942 | -31.1613 | -31.851
COKE | -21.2864 | -21.4815 | -21.6509 | -21.8282 | -21.9918 | -22.155
COLEMAN | -26.4028 | -26.752 | -27.0035 | -27.2519 | -27.4617 | -27.721
COLLIN | -1063.1583 | -1130.3704 | -1202.607 | -1235.7085 | -1302.568 | -1364.582
COLORADO | -83.421 | -85.3786 | -87.3728 | -89.3661 | -91.5166 | -93.762
COMAL | -395.568 | -446.95 | -490.111 | -513.7002 | -533.1165 | -553.542
COMANCHE | -45.988 | -46.807 | -47.63 | -48.385 | -49.345 | -50.222
CONCHO | -10.9381 | -10.9868 | -11.0249 | -11.0692 | -11.108 | -11.148
COOKE | -146.6531 | -151.0464 | -155.2358 | -159.5394 | -163.9591 | -168.499
CORYELL | -124.24 | -130.6207 | -137.4192 | -158.3036 | -166.6164 | -175.544
COTTLE | 6.9772 | 10.3709 | 10.3629 | 10.3549 | 10.3469 | 10.3392
CRANE | -65.5 | -66.2835 | -67.067 | -67.8505 | -68.634 | -69.417
CROCKETT | -33.2537 | -33.9288 | -34.6482 | -35.379 | -35.8597 | -36.429
CROSBY | -2.2 | -2.2 | -2.2 | -2.2 | -2.2 | -2.2
CULBERSON | 0.4076 | 0.3076 | 0.2076 | 0.1076 | 0.0076 | -0.0924
DALLAS | -4158.6017 | -4411.4274 | -4599.1268 | -4785.6457 | -4949.415 | -5122.714
DAWSON | -61.3557 | -62.129 | -62.7284 | -63.5139 | -64.0987 | -64.736
DELTA | -6.5883 | -6.5883 | -6.5883 | -6.5883 | -6.5883 | -6.589
DENTON | -1366.3406 | -1475.9734 | -1531.1889 | -1611.7078 | -1684.1336 | -1725.301
DEWITT | -68.4338 | -70.055 | -71.7278 | -73.4531 | -75.2331 | -77.076
DICKENS | -9.2213 | -9.3188 | -9.4164 | -9.5139 | -9.6115 | -9.71
DIMMIT | -16.547 | -16.9138 | -17.2836 | -17.6574 | -18.0342 | -18.415
DUVAL | -1037.5713 | -946.0506 | -982.812 | -1020.9692 | -1060.6619 | -1101.96
EASTLAND | -61.1212 | -61.7029 | -62.2946 | -62.9064 | -63.5181 | -64.153
ECTOR | 976.7202 | 1247.8633 | 1244.1058 | 1240.3492 | 1236.5921 | 1240.835
EDWARDS | -7.711 | -7.7372 | -7.7634 | -7.7896 | -7.8158 | -7.842
ELLIS | 1158.501 | 1134.6362 | 1113.4787 | 1088.2864 | 1037.9018 | 974.313
ERATH | -124.8992 | -136.8569 | -140.1828 | -143.6193 | -147.1722 | -150.877
FALLS | -48.054 | -49.487 | -50.411 | -51.387 | -52.51 | -53.802
FANNIN | 2242.1826 | 2241.1843 | 2240.2914 | 2239.3197 | 2238.3456 | 2237.369
FAYETTE | 1581.7376 | 1579.5707 | 1577.349 | 1575.0911 | 1572.7237 | 1570.3
FISHER | -32.7781 | -33.3473 | -33.937 | -34.5532 | -35.16 | -35.74
FLOYD | 5.22 | 5.22 | 5.22 | 5.22 | 5.22 | 5.22
FOARD | -3.302 | -3.3087 | -3.3153 | -3.322 | -3.3277 | -3.333
FORT BEND | 3463.0378 | 3436.6749 | 3417.6673 | 3404.5487 | 3394.796 | 3385.048
FRANKLIN | -2.9289 | -2.9729 | -3.0175 | -3.0627 | -3.1087 | -3.156
FREESTONE | 2191.3967 | 2188.7645 | 2186.5369 | 2184.3849 | 2182.1278 | 2179.753
FRIO | 56.3927 | 55.665 | 54.9373 | 54.2096 | 53.4819 | 52.754
GALVESTON | 2304.1083 | 2223.689 | 2177.403 | 2164.1196 | 2150.4284 | 2141.519
GILLESPIE | -76.4312 | -79.251 | -83.0976 | -85.9565 | -88.8336 | -91.728
GLASSCOCK | 0.1854 | -0.0646 | -0.3146 | -0.5646 | -0.8146 | -1.0646
GOLIAD | 609.8292 | 609.4648 | 609.032 | 608.6109 | 608.1799 | 608.498
GONZALES | -65.9067 | -68.0823 | -70.34 | -72.6813 | -75.1125 | -77.634
GRAYSON | -254.5125 | -268.0355 | -277.7229 | -282.5489 | -291.1155 | -301.401
GRIMES | 1154.474 | 995.216 | 993.991 | 1324.682 | 1323.193 | 1321.596
GUADALUPE | 1444.0556 | 1429.8072 | 1413.9558 | 1404.1429 | 1387.3489 | 1369.511
HALL | -2.9432 | -2.9532 | -2.9617 | -2.9709 | -2.9801 | -2.987
HAMILTON | -20.8148 | -21.5411 | -22.2901 | -23.0649 | -23.8657 | -24.699
HARDEMAN | -19.4718 | -19.6694 | -19.867 | -20.0646 | -20.2632 | -20.462
HARRIS | -2207.0251 | -2432.2845 | -2628.0199 | -2790.5937 | -2930.5849 | -3175.056
HASKELL | -25.3142 | -25.3354 | -25.3831 | -25.4247 | -25.4657 | -25.491
HAYS | 490.4115 | 468.6214 | 445.1077 | 420.9329 | 395.1146 | 368.007
HENDERSON | 59.1957 | 56.4381 | 54.0681 | 51.6981 | 49.3281 | 46.959
HIDALGO | 671.8925 | 604.5305 | 520.8633 | 441.4729 | 368.1047 | 269.799
HILL | -108.5976 | -112.4613 | -116.4727 | -120.5439 | -125.3032 | -129.833
HOOD | 1731.254 | 1724.426 | 1717.31 | 1719.105 | 1711.904 | 1704.503
HOPKINS | -82.8708 | -84.2927 | -85.7428 | -87.2218 | -88.7303 | -90.268
HOUSTON | -36.7151 | -37.0751 | -37.4351 | -37.7951 | -38.1551 | -38.516
HOWARD | 151.0913 | 162.9413 | 161.8413 | 160.6413 | 159.3413 | 157.9413
HUNT | -42.2555 | -46.5632 | -48.4065 | -50.2899 | -52.3647 | -54.48
IRION | -13.9213 | -14.228 | -14.503 | -14.793 | -15.0725 | -15.346
JACK | 616.957 | 616.4587 | 615.9592 | 615.4594 | 614.9573 | 614.446
JACKSON | -888.2079 | -920.9054 | -957.8802 | -996.5323 | -1036.6909 | -1078.558
JEFF DAVIS | -6.1965 | -6.3654 | -6.5344 | -6.7034 | -6.8724 | -7.041
JIM HOGG | -1.6073 | -1.6073 | -1.6073 | -1.6073 | -1.6073 | -1.607
JIM WELLS | -630.5501 | -648.5259 | -664.8827 | -683.9545 | -703.6074 | -723.761
JOHNSON | -192.732 | -206.781 | -226.642 | -245.36 | -249.558 | -260.246
JONES | 302.7493 | 302.5068 | 301.8673 | 301.568 | 301.2109 | 300.837
KARNES | -301.3478 | -307.2705 | -313.3502 | -319.511 | -325.7558 | -332.231
KAUFMAN | 1627.5196 | 1623.2401 | 1619.4881 | 1616.1981 | 1608.2081 | 1604.567
KENDALL | -125.7008 | -132.746 | -139.7967 | -147.3164 | -155.1064 | -163.187
KENEDY | -0.98753 | -0.99607 | -1.0056 | -1.0151 | -1.024 | -1.033
KENT | -60.082 | -60.082 | -60.082 | -60.082 | -60.082 | -60.082
KERR | -162.2464 | -166.238 | -170.2819 | -174.3791 | -178.5307 | -182.738
KIMBLE | -23.5181 | -23.9925 | -24.4774 | -24.973 | -25.4795 | -25.998
KING | -11.2398 | -11.2498 | -11.2598 | -11.2798 | -11.2898 | -11.3
KINNEY | -8.942 | -9.1538 | -9.4149 | -9.6476 | -9.8943 | -10.166
KLEBERG | -305.7573 | -318.9768 | -331.0955 | -343.5351 | -356.4323 | -370.233
KNOX | -15.2975 | -15.3623 | -15.4271 | -15.4919 | -15.5567 | -15.621
LA SALLE | -9.7102 | -10.0805 | -10.4507 | -10.8209 | -11.1912 | -11.561
LAMAR | 1226.6073 | 1225.2094 | 1223.7896 | 1222.3477 | 1220.8831 | 1219.396
LAMPASAS | -46.7085 | -48.5485 | -50.4632 | -52.1492 | -54.2163 | -56.367
LAVACA | -303.633 | -315.3616 | -327.5563 | -340.1448 | -353.3473 | -367.021
LEE | -35.4667 | -36.413 | -37.3691 | -38.3351 | -39.3114 | -40.299
LEON | -93.4342 | -95.4743 | -97.5474 | -99.6524 | -101.7947 | -103.998
LIMESTONE | 1596.139 | 1593.927 | 1591.699 | 1589.466 | 1587.017 | 1584.532
LIVE OAK | -434.2358 | -445.4359 | -456.7786 | -468.4932 | -480.5011 | -492.83
LLANO | 388.1294 | 384.5233 | 380.829 | 377.0421 | 373.1582 | 369.172
LOVING | -6.15 | -6.2 | -6.25 | -6.3 | -6.35 | -6.4
MADISON | -14.066 | -14.229 | -14.399 | -14.575 | -14.781 | -14.996
MARTIN | -17.663 | -18.113 | -18.563 | -19.013 | -19.463 | -19.913
MASON | -13.7347 | -14.1449 | -14.5588 | -14.9766 | -15.3984 | -15.824
MATAGORDA | 183.6869 | 109.4537 | 32.4808 | -47.5258 | -130.351 | -216.325
MAVERICK | -60.3045 | -66.6838 | -70.7647 | -74.3587 | -78.1965 | -82.545
MCCULLOCH | -44.2576 | -44.9116 | -45.5785 | -46.2617 | -46.9593 | -47.672
MCLENNAN | 1008.311 | 988.5657 | 965.296 | 949.204 | 1730.0867 | 1709.028
MCMULLEN | -338.4027 | -346.9212 | -355.6746 | -364.7399 | -373.9602 | -383.491
MEDINA | -260.5098 | -296.9972 | -307.6279 | -319.1999 | -330.8007 | -343.821
MENARD | -8.9214 | -9.0368 | -9.1654 | -9.2993 | -9.4345 | -9.534
MIDLAND | -291.8 | -294.9 | -298 | -301.1 | -304.2 | -307.3
MILAM | 491.615 | 490.2039 | 488.6728 | 487.0516 | 485.3992 | 483.695
MILLS | -4.3453 | -4.4748 | -4.6081 | -4.7455 | -4.8869 | -5.033
MITCHELL | 1078 | 1077.8 | 1077.6 | 1077.4 | 1077.2 | 1077
MONTAGUE | -60.5076 | -62.2119 | -63.9388 | -65.6974 | -67.4588 | -69.264
MONTGOMERY | -208.7338 | -223.1812 | -236.855 | -250.0566 | -263.9594 | -277.862
MOTLEY | -6.614 | -6.6178 | -6.6211 | -6.6246 | -6.6281 | -6.631
NACOGDOCHES | -159.1774 | -155.6554 | -157.6008 | -159.5518 | -161.5072 | -163.466
NAVARRO | -200.9184 | -208.8334 | -216.6854 | -222.1064 | -227.3914 | -232.879
NOLAN | 287.8072 | 298.9961 | 298.344 | 297.6085 | 297.1029 | 296.2867
NUECES | -2409.13 | -2571.9205 | -2711.5959 | -2856.9852 | -3007.9545 | -3272.474
PALO PINTO | 551.035 | 549.154 | 547.232 | 545.197 | 543.15 | 541.075
PARKER | -330.6403 | -341.9819 | -353.398 | -365.2227 | -365.8313 | -358.763
PECOS | -26.9009 | -28.0936 | -29.2769 | -30.4641 | -31.5265 | -32.645
PRESIDIO | -14.333 | -15.136 | -15.3997 | -15.6655 | -15.9333 | -16.202
RAINS | -4.5454 | -4.6135 | -4.6827 | -4.753 | -4.8243 | -4.897
REAGAN | -15.6005 | -15.8388 | -16.0837 | -16.3297 | -16.5282 | -16.745
REAL | -14.137 | -14.862 | -15.587 | -16.312 | -17.037 | -17.762
RED RIVER | -17.9187 | -18.1255 | -18.3349 | -18.5467 | -18.7612 | -18.978
REEVES | -35.6528 | -36.0479 | -36.4475 | -36.8514 | -37.2609 | -37.675
REFUGIO | -25.9698 | -26.1023 | -26.3893 | -26.6124 | -26.836 | -27.034
ROBERTSON | 286.0426 | 285.351 | 284.6826 | 283.9807 | 283.2624 | 282.474
ROCKWALL | -174.6956 | -191.3912 | -202.2709 | -213.7175 | -225.5025 | -237.818
RUNNELS | -33.8042 | -34.0387 | -34.2465 | -34.4543 | -34.6621 | -34.87
RUSK | 3279.4273 | 3279.3373 | 3279.2473 | 3279.1573 | 3279.0673 | 3278.977
SAN PATRICIO | -230.0564 | -258.9226 | -284.8513 | -311.2173 | -337.8834 | -366.023
SAN SABA | -12.0044 | -12.2644 | -12.5301 | -12.8016 | -13.0791 | -13.362
SCHLEICHER | -15.5926 | -15.9402 | -16.3287 | -16.7354 | -17.0973 | -17.356
SCURRY | -61.5202 | -62.4162 | -63.3076 | -64.2403 | -65.1616 | -65.8162
SHACKELFORD | 8.0535 | 7.8794 | 7.7153 | 7.5313 | 7.3572 | 7.18
SMITH | -473.5613 | -483.3138 | -491.7659 | -500.227 | -508.6949 | -517.167
SOMERVELL | 2315.0158 | 2313.0465 | 2310.9481 | 2308.7352 | 2306.4007 | 2303.926
STARR | -27.8412 | -29.7846 | -32.2992 | -34.9462 | -37.0896 | -39.988
STEPHENS | -61.63 | -62.64 | -63.65 | -64.66 | -65.67 | -66.68
STERLING | 0.15398 | 0.087882 | 0.017144 | -0.045616 | -0.10123 | -0.159
STONEWALL | -9.7336 | -9.7336 | -9.7336 | -9.7336 | -9.7336 | -9.734
SUTTON | -20.113 | -20.3806 | -20.7092 | -21.0539 | -21.422 | -21.622
TARRANT | -2947.5049 | -3043.0665 | -3164.8649 | -3293.6195 | -3438.0975 | -3574.703
TAYLOR | -253.4126 | -256.7414 | -258.7221 | -260.6739 | -263.2251 | -266.13
TERRELL | -1.5934 | -1.6093 | -1.6254 | -1.6417 | -1.6581 | -1.675
THROCKMORTON | -8.7255 | -8.8344 | -8.9433 | -9.0532 | -9.1631 | -9.274
TITUS | 2272 | 2272 | 2272 | 2272 | 2272 | 2272
TOM GREEN | -240.1341 | -243.2285 | -244.5598 | -245.6254 | -247.3857 | -249.194
TRAVIS | -527.9604 | -573.9066 | -611.5823 | -740.4935 | -819.9373 | -851.664
UPTON | 2.4318 | 1.6351 | 0.84152 | 0.048772 | -0.74245 | -1.5284
UVALDE | -44.6705 | -46.0392 | -47.9122 | -51.231 | -53.0629 | -55.164
VAL VERDE | -9.1019 | -11.7357 | -15.2151 | -18.1194 | -21.2302 | -24.776
VAN ZANDT | -72.1446 | -72.7946 | -73.4446 | -74.0946 | -74.7446 | -75.394
VICTORIA | -975.0373 | -1026.5154 | -1081.0282 | -1060.8024 | -1112.7361 | -1166.122
WALLER | -182.9367 | -190.6343 | -197.0636 | -203.8309 | -210.9388 | -218.235
WARD | 940.4131 | 939.9333 | 939.4526 | 938.9711 | 938.4888 | 938.007
WASHINGTON | -124.5368 | -127.4709 | -130.5742 | -133.5538 | -136.5553 | -139.579
WEBB | -159.435 | -183.0992 | -206.6448 | -230.2812 | -251.3387 | -275.793
WHARTON | -1056.3656 | -818.597 | -856.771 | -896.0996 | -936.6579 | -979.226
WICHITA | -275.15 | -281.2 | -285.95 | -290 | -297.15 | -301.2
WILBARGER | 728.7946 | 728.4415 | 728.1978 | 727.9283 | 727.5825 | 727.199
WILLACY | -43.7135 | -44.9214 | -46.4257 | -48.004 | -49.3268 | -51.045
WILLIAMSON | -926.1913 | -974.5102 | -1035.6605 | -1088.7438 | -1130.7856 | -1180.967
WILSON | -150.6989 | -155.0655 | -159.9594 | -165.1165 | -170.4774 | -176.012
WINKLER | -59.5223 | -60.1476 | -60.774 | -61.4018 | -62.0308 | -62.661
WISE | 428.879 | 420.602 | 416.822 | 406.61 | 396.095 | 384.905
YOUNG | 535.5292 | 534.0918 | 532.6408 | 531.1582 | 529.6418 | 528.121
ZAPATA | -20.8084 | -21.4672 | -22.126 | -22.7848 | -23.4437 | -24.103
ZAVALA | -21.1319 | -21.7987 | -22.6931 | -23.4309 | -24.2231 | -25.131

## SummerCapacities
Unit Capacities - Summer
Units used in determining the generation resources in the Summer Summary
Capacities are based on information from the plant owners. This list includes MW available to the grid from private network (self-serve) units. It also includes distributed generation units that have registered with ERCOT. Data without unit names are for private network units or are planned generation that is not public.
Summer Capacity, MW
Unit Name | 2007 | 2008 | 2009 | 2010 | 2011 | 2012
A von Rosenberg 1-CT1 | 150 | 150 | 150 | 150 | 150 | 150
A von Rosenberg 1-CT2 | 145 | 145 | 145 | 145 | 145 | 145
A von Rosenberg 1-ST1 | 164 | 164 | 164 | 164 | 164 | 164
AEDOMG 1 | 5 | 5 | 5 | 5 | 5 | 5
AES Deepwater 1 | 140 | 140 | 140 | 140 | 140 | 140
Amistad Hydro 1 | 34 | 34 | 34 | 34 | 34 | 34
Amistad Hydro 2 | 34 | 34 | 34 | 34 | 34 | 34
Atascocita 1 | 10.1 | 10.1 | 10.1 | 10.1 | 10.1 | 10.1
Atkins 7 | 20 | 20 | 20 | 20 | 20 | 20
Austin 1 | 8 | 8 | 8 | 8 | 8 | 8
Austin 2 | 9 | 9 | 9 | 9 | 9 | 9
B M Davis 1 | 339 | 339 | 339 | 339 | 339 | 339
B M Davis 2 | 340 | 340 | 340 | 340 | 340 | 340
Bastrop Energy Center 1 | 147 | 147 | 147 | 147 | 147 | 147
Bastrop Energy Center 2 | 146 | 146 | 146 | 146 | 146 | 146
Bastrop Energy Center 3 | 227 | 227 | 227 | 227 | 227 | 227
Baytown 1 | 3.9 | 3.9 | 3.9 | 3.9 | 3.9 | 3.9
Big Brown 1 | 597 | 597 | 597 | 597 | 597 | 597
Big Brown 2 | 610 | 610 | 610 | 610 | 610 | 610
Bio Energy Partners 1 | 2.8 | 2.8 | 2.8 | 2.8 | 2.8 | 2.8
Bio Energy Partners 2 | 2.8 | 2.8 | 2.8 | 2.8 | 2.8 | 2.8
Bluebonnet 1 | 3.9 | 3.9 | 3.9 | 3.9 | 3.9 | 3.9
Bosque 1 | 149 | 149 | 149 | 149 | 149 | 149
Bosque 2 | 151 | 151 | 151 | 151 | 151 | 151
Bosque 3 | 152 | 152 | 152 | 152 | 152 | 152
Bosque 4 | 83 | 83 | 83 | 83 | 83 | 83
Brazos Valley 1 | 172 | 172 | 172 | 172 | 172 | 172
Brazos Valley 2 | 170 | 170 | 170 | 170 | 170 | 170
Brazos Valley 3 | 246 | 246 | 246 | 246 | 246 | 246
Buchanan 1 | 16 | 16 | 16 | 16 | 16 | 16
Buchanan 2 | 16 | 16 | 16 | 16 | 16 | 16
Buchanan 3 | 13 | 13 | 13 | 13 | 13 | 13
C E Newman 5 | 37 | 37 | 37 | 37 | 37 | 37
Calenergy 1 | 73 | 73 | 73 | 73 | 73 | 73
Calenergy 2 | 74 | 74 | 74 | 74 | 74 | 74
Calenergy 3 | 69 | 69 | 69 | 69 | 69 | 69
Canyon 1 | 3 | 3 | 3 | 3 | 3 | 3
Canyon 2 | 3 | 3 | 3 | 3 | 3 | 3
Cedar Bayou 1 | 748 | 748 | 748 | 748 | 748 | 748
Cedar Bayou 2 | 744 | 744 | 744 | 744 | 744 | 744
Coastal Plains 1 | 6.7 | 6.7 | 6.7 | 6.7 | 6.7 | 6.7
Coleto Creek 1 | 633 | 633 | 633 | 633 | 633 | 633
Colorado Bend Energy Center 1 | 105 | 105 | 105 | 105 | 105 | 105
Colorado Bend Energy Center 2 | 76 | 76 | 76 | 76 | 76 | 76
Colorado Bend Energy Center 3 | 76 | 76 | 76 | 76 | 76 | 76
Comanche Peak 1 | 1164 | 1164 | 1164 | 1164 | 1164 | 1164
Comanche Peak 2 | 1164 | 1164 | 1164 | 1164 | 1164 | 1164
Covel Gardens LG Power Station 1 | 1.6 | 1.6 | 1.6 | 1.6 | 1.6 | 1.6
Covel Gardens LG Power Station 2 | 1.6 | 1.6 | 1.6 | 1.6 | 1.6 | 1.6
Covel Gardens LG Power Station 3 | 1.6 | 1.6 | 1.6 | 1.6 | 1.6 | 1.6
Covel Gardens LG Power Station 4 | 1.6 | 1.6 | 1.6 | 1.6 | 1.6 | 1.6
Covel Gardens LG Power Station 5 | 1.6 | 1.6 | 1.6 | 1.6 | 1.6 | 1.6
Covel Gardens LG Power Station 6 | 1.6 | 1.6 | 1.6 | 1.6 | 1.6 | 1.6
Dansby 1 | 108 | 108 | 108 | 108 | 108 | 108
Dansby 2 | 46 | 46 | 46 | 46 | 46 | 46
Decker Creek 1 | 326 | 326 | 326 | 326 | 326 | 326
Decker Creek 2 | 417 | 417 | 417 | 417 | 417 | 417
Decker Creek G1 | 42 | 42 | 42 | 42 | 42 | 42
Decker Creek G2 | 44 | 44 | 44 | 44 | 44 | 44
Decker Creek G3 | 44 | 44 | 44 | 44 | 44 | 44
Decker Creek G4 | 47 | 47 | 47 | 47 | 47 | 47
DeCordova 1 | 779 | 779 | 779 | 779 | 779 | 779
DeCordova A | 71 | 71 | 71 | 71 | 71 | 71
DeCordova B | 70 | 70 | 70 | 70 | 70 | 70
DeCordova C | 70 | 70 | 70 | 70 | 70 | 70
DeCordova D | 70 | 70 | 70 | 70 | 70 | 70
Denison Dam 1 | 40 | 40 | 40 | 40 | 40 | 40
Denison Dam 2 | 40 | 40 | 40 | 40 | 40 | 40
Dunlop (Schumansville) 1 | 3.6 | 3.6 | 3.6 | 3.6 | 3.6 | 3.6
Eagle Pass 1 | 2 | 2 | 2 | 2 | 2 | 2
Eagle Pass 2 | 2 | 2 | 2 | 2 | 2 | 2
Eagle Pass 3 | 2 | 2 | 2 | 2 | 2 | 2
Ennis Power Station 1 | 196 | 196 | 196 | 196 | 196 | 196
Ennis Power Station 2 | 116 | 116 | 116 | 116 | 116 | 116
ExTex La Porte Power Sta.1 | 38 | 38 | 38 | 38 | 38 | 38
ExTex La Porte Power Sta.2 | 38 | 38 | 38 | 38 | 38 | 38
ExTex La Porte Power Sta.3 | 38 | 38 | 38 | 38 | 38 | 38
ExTex La Porte Power Sta.4 | 38 | 38 | 38 | 38 | 38 | 38
Falcon Hydro 1 | 11.5 | 11.5 | 11.5 | 11.5 | 11.5 | 11.5
Falcon Hydro 2 | 11.5 | 11.5 | 11.5 | 11.5 | 11.5 | 11.5
Falcon Hydro 3 | 11 | 11 | 11 | 11 | 11 | 11
Fayette Power Project 1 | 596 | 596 | 596 | 596 | 596 | 596
Fayette Power Project 2 | 608 | 608 | 608 | 608 | 608 | 608
Fayette Power Project 3 | 436 | 436 | 436 | 436 | 436 | 436
Forney Energy Center GT11 | 170 | 170 | 170 | 170 | 170 | 170
Forney Energy Center GT12 | 157 | 157 | 157 | 157 | 157 | 157
Forney Energy Center GT13 | 159 | 159 | 159 | 159 | 159 | 159
Forney Energy Center GT21 | 170 | 170 | 170 | 170 | 170 | 170
Forney Energy Center GT22 | 160 | 160 | 160 | 160 | 160 | 160
Forney Energy Center GT23 | 162 | 162 | 162 | 162 | 162 | 162
Forney Energy Center STG 10 | 414 | 414 | 414 | 414 | 414 | 414
Forney Energy Center STG 20 | 412 | 412 | 412 | 412 | 412 | 412
Freestone Energy Center 1 | 152 | 152 | 152 | 152 | 152 | 152
Freestone Energy Center 2 | 155 | 155 | 155 | 155 | 155 | 155
Freestone Energy Center 3 | 174 | 174 | 174 | 174 | 174 | 174
Freestone Energy Center 4 | 156 | 156 | 156 | 156 | 156 | 156
Freestone Energy Center 5 | 157 | 157 | 157 | 157 | 157 | 157
Freestone Energy Center 6 | 176 | 176 | 176 | 176 | 176 | 176
Frontera 1 | 142 | 142 | 142 | 142 | 142 | 142
Frontera 2 | 146 | 146 | 146 | 146 | 146 | 146
Frontera 3 | 172 | 172 | 172 | 172 | 172 | 172
FW Regional LFG Generation Facility 1 | 1.5 | 1.5 | 1.5 | 1.5 | 1.5 | 1.5
GBRA H 4 | 2.4 | 2.4 | 2.4 | 2.4 | 2.4 | 2.4
GBRA H 5 | 2.4 | 2.4 | 2.4 | 2.4 | 2.4 | 2.4
GBRA TP 4 | 2.4 | 2.4 | 2.4 | 2.4 | 2.4 | 2.4
Gibbons Creek 1 | 464 | 464 | 464 | 464 | 464 | 464
Graham 1 | 242 | 242 | 242 | 242 | 242 | 242
Graham 2 | 369 | 369 | 369 | 369 | 369 | 369
Granite Shoals 1 | 29 | 29 | 29 | 29 | 29 | 29
Granite Shoals 2 | 30 | 30 | 30 | 30 | 30 | 30
Greens Bayou 5 | 398 | 398 | 398 | 398 | 398 | 398
Greens Bayou 73 | 48 | 48 | 48 | 48 | 48 | 48
Greens Bayou 74 | 47 | 47 | 47 | 47 | 47 | 47
Greens Bayou 81 | 48 | 48 | 48 | 48 | 48 | 48
Greens Bayou 82 | 54 | 54 | 54 | 54 | 54 | 54
Greens Bayou 83 | 56 | 56 | 56 | 56 | 56 | 56
Greens Bayou 84 | 52 | 52 | 52 | 52 | 52 | 52
Guadalupe Power Partners 1 | 151 | 151 | 151 | 151 | 151 | 151
Guadalupe Power Partners 2 | 139 | 139 | 139 | 139 | 139 | 139
Guadalupe Power Partners 3 | 146 | 146 | 146 | 146 | 146 | 146
Guadalupe Power Partners 4 | 149 | 149 | 149 | 149 | 149 | 149
Guadalupe Power Partners 5 | 183 | 183 | 183 | 183 | 183 | 183
Guadalupe Power Partners 6 | 204 | 204 | 204 | 204 | 204 | 204
Handley 3 | 392 | 392 | 392 | 392 | 392 | 392
Handley 4 | 435 | 435 | 435 | 435 | 435 | 435
Handley 5 | 435 | 435 | 435 | 435 | 435 | 435
Hays Energy Facility 1 | 223 | 223 | 223 | 223 | 223 | 223
Hays Energy Facility 2 | 224 | 224 | 224 | 224 | 224 | 224
Hays Energy Facility 3 | 226 | 226 | 226 | 226 | 226 | 226
Hays Energy Facility 4 | 229 | 229 | 229 | 229 | 229 | 229
Hidalgo 1 | 148 | 148 | 148 | 148 | 148 | 148
Hidalgo 2 | 148 | 148 | 148 | 148 | 148 | 148
Hidalgo 3 | 169 | 169 | 169 | 169 | 169 | 169
Holly Street 3 | 182 | 182 | 182 | 182 | 182 | 182
Holly Street 4 | 193 | 193 | 193 | 193 | 193 | 193
Inks 1 | 14 | 14 | 14 | 14 | 14 | 14
J K Spruce 1 | 560 | 560 | 560 | 560 | 560 | 560
J T Deely 1 | 403 | 403 | 403 | 403 | 403 | 403
J T Deely 2 | 406 | 406 | 406 | 406 | 406 | 406
Jack County Generation Facility 1 | 160 | 160 | 160 | 160 | 160 | 160
Jack County Generation Facility 2 | 160 | 160 | 160 | 160 | 160 | 160
Jack County Generation Facility 3 | 300 | 300 | 300 | 300 | 300 | 300
Johnson County Generation Facility 1 | 158 | 158 | 158 | 158 | 158 | 158
Johnson County Generation Facility 2 | 100 | 100 | 100 | 100 | 100 | 100
Lake Creek 1 | 75 | 75 | 75 | 75 | 75 | 75
Lake Creek 2 | 227 | 227 | 227 | 227 | 227 | 227
Lake Creek D1 | 2 | 2 | 2 | 2 | 2 | 2
Lake Creek D2 | 2 | 2 | 2 | 2 | 2 | 2
Lake Creek D3 | 2 | 2 | 2 | 2 | 2 | 2
Lake Hubbard 1 | 391 | 391 | 391 | 391 | 391 | 391
Lake Hubbard 2 | 514 | 514 | 514 | 514 | 514 | 514
Lamar Power Project CT11 | 154 | 154 | 154 | 154 | 154 | 154
Lamar Power Project CT12 | 155 | 155 | 155 | 155 | 155 | 155
Lamar Power Project CT21 | 164 | 164 | 164 | 164 | 164 | 164
Lamar Power Project CT22 | 163 | 163 | 163 | 163 | 163 | 163
Lamar Power Project STG1 | 199 | 199 | 199 | 199 | 199 | 199
Lamar Power Project STG2 | 199 | 199 | 199 | 199 | 199 | 199
Leon Creek 3 | 58 | 58 | 58 | 58 | 58 | 58
Leon Creek Peaking 1 | 45 | 45 | 45 | 45 | 45 | 45
Leon Creek Peaking 2 | 46 | 46 | 46 | 46 | 46 | 46
Leon Creek Peaking 3 | 44 | 44 | 44 | 44 | 44 | 44
Leon Creek Peaking 4 | 45 | 45 | 45 | 45 | 45 | 45
Lewisville 1 | 2.8 | 2.8 | 2.8 | 2.8 | 2.8 | 2.8
Limestone 1 | 826 | 826 | 826 | 826 | 826 | 826
Limestone 2 | 853 | 853 | 853 | 853 | 853 | 853
Lost Pines 1 | 167 | 167 | 167 | 167 | 167 | 167
Lost Pines 2 | 164 | 164 | 164 | 164 | 164 | 164
Lost Pines 3 | 184 | 184 | 184 | 184 | 184 | 184
Magic Valley 1 | 210 | 210 | 210 | 210 | 210 | 210
Magic Valley 2 | 205 | 205 | 205 | 205 | 205 | 205
Magic Valley 3 | 257 | 257 | 257 | 257 | 257 | 257
Marble Falls 1 | 20 | 20 | 20 | 20 | 20 | 20
Marble Falls 2 | 18 | 18 | 18 | 18 | 18 | 18
Marshall Ford 1 | 34 | 34 | 34 | 34 | 34 | 34
Marshall Ford 2 | 38 | 38 | 38 | 38 | 38 | 38
Marshall Ford 3 | 32 | 32 | 32 | 32 | 32 | 32
Martin Lake 1 | 799 | 799 | 799 | 799 | 799 | 799
Martin Lake 2 | 795 | 795 | 795 | 795 | 795 | 795
Martin Lake 3 | 804 | 804 | 804 | 804 | 804 | 804
McQueeney (Abbott) 1 | 1.4 | 1.4 | 1.4 | 1.4 | 1.4 | 1.4
McQueeney (Abbott) 2 | 1.4 | 1.4 | 1.4 | 1.4 | 1.4 | 1.4
Midlothian 1 | 215 | 215 | 215 | 215 | 215 | 215
Midlothian 2 | 215 | 215 | 215 | 215 | 215 | 215
Midlothian 3 | 215 | 215 | 215 | 215 | 215 | 215
Midlothian 4 | 214 | 214 | 214 | 214 | 214 | 214
Midlothian 5 | 225 | 225 | 225 | 225 | 225 | 225
Midlothian 6 | 229 | 229 | 229 | 229 | 229 | 229
Monticello 1 | 560 | 560 | 560 | 560 | 560 | 560
Monticello 2 | 579 | 579 | 579 | 579 | 579 | 579
Monticello 3 | 808 | 808 | 808 | 808 | 808 | 808
Morgan Creek 5 | 137 | 137 | 137 | 137 | 137 | 137
Morgan Creek A | 69 | 69 | 69 | 69 | 69 | 69
Morgan Creek B | 71 | 71 | 71 | 71 | 71 | 71
Morgan Creek C | 70 | 70 | 70 | 70 | 70 | 70
Morgan Creek D | 70 | 70 | 70 | 70 | 70 | 70
Morgan Creek E | 68 | 68 | 68 | 68 | 68 | 68
Morgan Creek F | 66 | 66 | 66 | 66 | 66 | 66
Morris Sheppard 1 | 12 | 12 | 12 | 12 | 12 | 12
Morris Sheppard 2 | 12 | 12 | 12 | 12 | 12 | 12
Mountain Creek 6 | 118 | 118 | 118 | 118 | 118 | 118
Mountain Creek 7 | 114 | 114 | 114 | 114 | 114 | 114
Mountain Creek 8 | 556 | 556 | 556 | 556 | 556 | 556
Nelson Gardens Landfill 1 | 1.8 | 1.8 | 1.8 | 1.8 | 1.8 | 1.8
Nelson Gardens Landfill 2 | 1.8 | 1.8 | 1.8 | 1.8 | 1.8 | 1.8
Nolte 1 | 1.2 | 1.2 | 1.2 | 1.2 | 1.2 | 1.2
Nolte 2 | 1.2 | 1.2 | 1.2 | 1.2 | 1.2 | 1.2
North Lake 1 | 156 | 156 | 156 | 156 | 156 | 156
North Lake 2 | 181 | 181 | 181 | 181 | 181 | 181
North Lake 3 | 329 | 329 | 329 | 329 | 329 | 329
North Texas 1 | 18 | 18 | 18 | 18 | 18 | 18
North Texas 2 | 19 | 19 | 19 | 19 | 19 | 19
North Texas 3 | 38 | 38 | 38 | 38 | 38 | 38
O W Sommers 1 | 417 | 417 | 417 | 417 | 417 | 417
O W Sommers 2 | 379 | 379 | 379 | 379 | 379 | 379
O W Sommers 3 | 2.5 | 2.5 | 2.5 | 2.5 | 2.5 | 2.5
O W Sommers 4 | 2.5 | 2.5 | 2.5 | 2.5 | 2.5 | 2.5
O W Sommers 5 | 2.5 | 2.5 | 2.5 | 2.5 | 2.5 | 2.5
O W Sommers 6 | 2.5 | 2.5 | 2.5 | 2.5 | 2.5 | 2.5
Odessa-Ector C11 | 145 | 145 | 145 | 145 | 145 | 145
Odessa-Ector C12 | 132 | 132 | 132 | 132 | 132 | 132
Odessa-Ector C21 | 132 | 132 | 132 | 132 | 132 | 132
Odessa-Ector C22 | 149 | 149 | 149 | 149 | 149 | 149
Odessa-Ector ST1 | 211 | 211 | 211 | 211 | 211 | 211
Odessa-Ector ST2 | 211 | 211 | 211 | 211 | 211 | 211
Oklaunion 1 | 629 | 629 | 629 | 629 | 629 | 629
Paris Energy Center 1 | 80 | 80 | 80 | 80 | 80 | 80
Paris Energy Center 2 | 84 | 84 | 84 | 84 | 84 | 84
Paris Energy Center 3 | 91 | 91 | 91 | 91 | 91 | 91
Pearsall 1 | 24 | 24 | 24 | 24 | 24 | 24
Pearsall 2 | 24 | 24 | 24 | 24 | 24 | 24
Pearsall 3 | 23 | 23 | 23 | 23 | 23 | 23
Permian Basin 5 | 115 | 115 | 115 | 115 | 115 | 115
Permian Basin 6 | 515 | 515 | 515 | 515 | 515 | 515
Permian Basin A | 65 | 65 | 65 | 65 | 65 | 65
Permian Basin B | 66 | 66 | 66 | 66 | 66 | 66
Permian Basin C | 66 | 66 | 66 | 66 | 66 | 66
Permian Basin D | 65 | 65 | 65 | 65 | 65 | 65
Permian Basin E | 68 | 68 | 68 | 68 | 68 | 68
Powerlane Plant 1 | 20 | 20 | 20 | 20 | 20 | 20
Powerlane Plant 2 | 26 | 26 | 26 | 26 | 26 | 26
Powerlane Plant 3 | 41 | 41 | 41 | 41 | 41 | 41
Quail Run Energy Center 1 | 85 | 85 | 85 | 85 | 85 | 85
Quail Run Energy Center 2 | 85 | 85 | 85 | 85 | 85 | 85
Quail Run Energy Center 3 | 105 | 105 | 105 | 105 | 105 | 105
R W Miller 1 | 75 | 75 | 75 | 75 | 75 | 75
R W Miller 2 | 119 | 119 | 119 | 119 | 119 | 119
R W Miller 3 | 208 | 208 | 208 | 208 | 208 | 208
R W Miller 4 | 102 | 102 | 102 | 102 | 102 | 102
R W Miller 5 | 101 | 101 | 101 | 101 | 101 | 101
Ray Olinger 1 | 80 | 80 | 80 | 80 | 80 | 80
Ray Olinger 2 | 105 | 105 | 105 | 105 | 105 | 105
Ray Olinger 3 | 148 | 148 | 148 | 148 | 148 | 148
Ray Olinger 4 | 76 | 76 | 76 | 76 | 76 | 76
Rayburn 1 | 11 | 11 | 11 | 11 | 11 | 11
Rayburn 2 | 11 | 11 | 11 | 11 | 11 | 11
Rayburn 3 | 22 | 22 | 22 | 22 | 22 | 22
Rayburn 4 | 2 | 2 | 2 | 2 | 2 | 2
Rayburn 5 | 2 | 2 | 2 | 2 | 2 | 2
Rayburn 7 | 49 | 49 | 49 | 49 | 49 | 49
Rayburn 8 | 50 | 50 | 50 | 50 | 50 | 50
Rayburn 9 | 50 | 50 | 50 | 50 | 50 | 50
Rayburn 10 | 40 | 40 | 40 | 40 | 40 | 40
Rio Nogales 1 | 147 | 147 | 147 | 147 | 147 | 147
Rio Nogales 2 | 148 | 148 | 148 | 148 | 148 | 148
Rio Nogales 3 | 150 | 150 | 150 | 150 | 150 | 150
Rio Nogales 4 | 293 | 293 | 293 | 293 | 293 | 293
Sam Bertron 3 | 220 | 220 | 220 | 220 | 220 | 220
Sam Bertron 4 | 226 | 226 | 226 | 226 | 226 | 226
Sam Bertron ST1 | 176 | 176 | 176 | 176 | 176 | 176
Sam Bertron ST2 | 174 | 174 | 174 | 174 | 174 | 174
Sam Bertron T1 | 17 | 17 | 17 | 17 | 17 | 17
Sam Bertron T2 | 12 | 12 | 12 | 12 | 12 | 12
San Jacinto SES 1 | 83 | 83 | 83 | 83 | 83 | 83
San Jacinto SES 2 | 81 | 81 | 81 | 81 | 81 | 81
San Miguel 1 | 396 | 396 | 396 | 396 | 396 | 396
Sandhill Energy Center 1 | 49 | 49 | 49 | 49 | 49 | 49
Sandhill Energy Center 2 | 47 | 47 | 47 | 47 | 47 | 47
Sandhill Energy Center 3 | 48 | 48 | 48 | 48 | 48 | 48
Sandhill Energy Center 4 | 47 | 47 | 47 | 47 | 47 | 47
Sandhill Energy Center 5A | 159 | 159 | 159 | 159 | 159 | 159
Sandhill Energy Center 5C | 80 | 80 | 80 | 80 | 80 | 80
Silas Ray 5 | 16 | 16 | 16 | 16 | 16 | 16
Silas Ray 6 | 19 | 19 | 19 | 19 | 19 | 19
Silas Ray 9 | 38 | 38 | 38 | 38 | 38 | 38
Silas Ray 10 | 47 | 47 | 47 | 47 | 47 | 47
Sim Gideon 1 | 137 | 137 | 137 | 137 | 137 | 137
Sim Gideon 2 | 139 | 139 | 139 | 139 | 139 | 139
Sim Gideon 3 | 331 | 331 | 331 | 331 | 331 | 331
Skyline Landfill 1 | 1.6 | 1.6 | 1.6 | 1.6 | 1.6 | 1.6
Skyline Landfill 2 | 1.6 | 1.6 | 1.6 | 1.6 | 1.6 | 1.6
Skyline Landfill 3 | 1.6 | 1.6 | 1.6 | 1.6 | 1.6 | 1.6
Skyline Landfill 4 | 1.6 | 1.6 | 1.6 | 1.6 | 1.6 | 1.6
Small Hydro of Texas 1 | 1.2 | 1.2 | 1.2 | 1.2 | 1.2 | 1.2
South Texas 1 | 1282 | 1282 | 1282 | 1282 | 1282 | 1282
South Texas 2 | 1282 | 1282 | 1282 | 1282 | 1282 | 1282
Spencer 4 | 61 | 61 | 61 | 61 | 61 | 61
Spencer 5 | 64 | 64 | 64 | 64 | 64 | 64
Stryker Creek 1 | 182 | 182 | 182 | 182 | 182 | 182
Stryker Creek 2 | 484 | 484 | 484 | 484 | 484 | 484
Stryker Creek D1 | 11 | 11 | 11 | 11 | 11 | 11
Sweetwater Generation Plant 1 | 30 | 30 | 30 | 30 | 30 | 30
Sweetwater Generation Plant 2 | 72 | 72 | 72 | 72 | 72 | 72
Sweetwater Generation Plant 3 | 68 | 68 | 68 | 68 | 68 | 68
Sweetwater Generation Plant 4 | 61 | 61 | 61 | 61 | 61 | 61
T H Wharton 3 | 110 | 110 | 110 | 110 | 110 | 110
T H Wharton 31 | 57 | 57 | 57 | 57 | 57 | 57
T H Wharton 32 | 57 | 57 | 57 | 57 | 57 | 57
T H Wharton 33 | 58 | 58 | 58 | 58 | 58 | 58
T H Wharton 34 | 58 | 58 | 58 | 58 | 58 | 58
T H Wharton 4 | 108 | 108 | 108 | 108 | 108 | 108
T H Wharton 41 | 58 | 58 | 58 | 58 | 58 | 58
T H Wharton 42 | 57 | 57 | 57 | 57 | 57 | 57
T H Wharton 43 | 58 | 58 | 58 | 58 | 58 | 58
T H Wharton 44 | 58 | 58 | 58 | 58 | 58 | 58
T H Wharton 51 | 57 | 57 | 57 | 57 | 57 | 57
T H Wharton 52 | 55 | 55 | 55 | 55 | 55 | 55
T H Wharton 53 | 57 | 57 | 57 | 57 | 57 | 57
T H Wharton 54 | 58 | 58 | 58 | 58 | 58 | 58
T H Wharton 55 | 58 | 58 | 58 | 58 | 58 | 58
T H Wharton 56 | 57 | 57 | 57 | 57 | 57 | 57
T H Wharton G1 | 12 | 12 | 12 | 12 | 12 | 12
Tessman Road 1 | 1.4 | 1.4 | 1.4 | 1.4 | 1.4 | 1.4
Tessman Road 2 | 1.4 | 1.4 | 1.4 | 1.4 | 1.4 | 1.4
Tessman Road 3 | 1.4 | 1.4 | 1.4 | 1.4 | 1.4 | 1.4
Tessman Road 4 | 1.4 | 1.4 | 1.4 | 1.4 | 1.4 | 1.4
Tessman Road 5 | 1.4 | 1.4 | 1.4 | 1.4 | 1.4 | 1.4
Tessman Road 6 | 1.4 | 1.4 | 1.4 | 1.4 | 1.4 | 1.4
Texas City 1 | 102 | 102 | 102 | 102 | 102 | 102
Texas City 2 | 86 | 86 | 86 | 86 | 86 | 86
Texas City 3 | 103 | 103 | 103 | 103 | 103 | 103
Texas City 4 | 105 | 105 | 105 | 105 | 105 | 105
Thomas C Ferguson 1 | 421 | 421 | 421 | 421 | 421 | 421
Tradinghouse 1 | 563 | 563 | 563 | 563 | 563 | 563
Tradinghouse 2 | 805 | 805 | 805 | 805 | 805 | 805
Trinidad 6 | 226 | 226 | 226 | 226 | 226 | 226
Trinidad D1 | 4 | 4 | 4 | 4 | 4 | 4
Twin Oaks 1 | 152 | 152 | 152 | 152 | 152 | 152
Twin Oaks 2 | 154 | 154 | 154 | 154 | 154 | 154
V H Braunig 1 | 206 | 206 | 206 | 206 | 206 | 206
V H Braunig 2 | 220 | 220 | 220 | 220 | 220 | 220
V H Braunig 3 | 397 | 397 | 397 | 397 | 397 | 397
Valley 1 | 175 | 175 | 175 | 175 | 175 | 175
Valley 2 | 527 | 527 | 527 | 527 | 527 | 527
Valley 3 | 354 | 354 | 354 | 354 | 354 | 354
W A Parish 1 | 166 | 166 | 166 | 166 | 166 | 166
W A Parish 2 | 163 | 163 | 163 | 163 | 163 | 163
W A Parish 3 | 226 | 226 | 226 | 226 | 226 | 226
W A Parish 4 | 544 | 544 | 544 | 544 | 544 | 544
W A Parish 5 | 657 | 657 | 657 | 657 | 657 | 657
W A Parish 6 | 645 | 645 | 645 | 645 | 645 | 645
W A Parish 7 | 567 | 567 | 567 | 567 | 567 | 567
W A Parish 8 | 603 | 603 | 603 | 603 | 603 | 603
W A Parish T1 | 13 | 13 | 13 | 13 | 13 | 13
W B Tuttle 1 | 51 | 51 | 51 | 51 | 51 | 51
W B Tuttle 3 | 96 | 96 | 96 | 96 | 96 | 96
W B Tuttle 4 | 151 | 151 | 151 | 151 | 151 | 151
Waco LFG 1 | 1.2 | 1.2 | 1.2 | 1.2 | 1.2 | 1.2
Weatherford 1 | 0.3 | 0.3 | 0.3 | 0.3 | 0.3 | 0.3
Weatherford 2 | 0.3 | 0.3 | 0.3 | 0.3 | 0.3 | 0.3
Weatherford 3 | 0.3 | 0.3 | 0.3 | 0.3 | 0.3 | 0.3
Weatherford 4 | 0.5 | 0.5 | 0.5 | 0.5 | 0.5 | 0.5
Weatherford 6 | 1.4 | 1.4 | 1.4 | 1.4 | 1.4 | 1.4
Weatherford 7 | 1.3 | 1.3 | 1.3 | 1.3 | 1.3 | 1.3
Weatherford 8 | 1.3 | 1.3 | 1.3 | 1.3 | 1.3 | 1.3
Whitney 1 | 15 | 15 | 15 | 15 | 15 | 15
Whitney 2 | 15 | 15 | 15 | 15 | 15 | 15
Wichita Falls 1 | 20 | 20 | 20 | 20 | 20 | 20
Wichita Falls 2 | 20 | 20 | 20 | 20 | 20 | 20
Wichita Falls 3 | 20 | 20 | 20 | 20 | 20 | 20
Wichita Falls 4 | 17 | 17 | 17 | 17 | 17 | 17
Wise County Power Proj. 1 | 204 | 204 | 204 | 204 | 204 | 204
Wise County Power Proj. 2 | 204 | 204 | 204 | 204 | 204 | 204
Wise County Power Proj. 3 | 241 | 241 | 241 | 241 | 241 | 241
Wolf Hollow Power Proj. 1 | 216 | 216 | 216 | 216 | 216 | 216
Wolf Hollow Power Proj. 2 | 219 | 219 | 219 | 219 | 219 | 219
Wolf Hollow Power Proj. 3 | 268 | 268 | 268 | 268 | 268 | 268
Operational | 61424.3 | 61424.3 | 61424.3 | 61424.3 | 61424.3 | 61424.3
Protected Information | 3 | 3 | 3 | 3 | 3 | 3
| 74 | 74 | 74 | 74 | 74 | 74
| 215 | 215 | 215 | 215 | 215 | 215
| 260 | 260 | 260 | 260 | 260 | 260
| 580 | 580 | 580 | 580 | 580 | 580
Protected Information | 15 | 15 | 15 | 15 | 15 | 15
| 35 | 35 | 35 | 35 | 35 | 35
| 245 | 245 | 245 | 245 | 245 | 245
| 164 | 164 | 164 | 164 | 164 | 164
| 730 | 730 | 730 | 730 | 730 | 730
Protected Information | 299 | 299 | 299 | 299 | 299 | 299
| 10 | 0 | 0 | 0 | 0 | 0
| 95 | 95 | 95 | 95 | 95 | 95
| 900 | 900 | 900 | 900 | 900 | 900
| 285 | 0 | 0 | 0 | 0 | 0
Protected Information | 1 | 1 | 1 | 1 | 1 | 1
| 6 | 6 | 6 | 6 | 6 | 6
| 50 | 50 | 50 | 50 | 50 | 50
| 152 | 152 | 152 | 152 | 152 | 152
| 14 | 14 | 14 | 14 | 14 | 14
Protected Information | 400 | 400 | 400 | 400 | 400 | 400
| 465 | 465 | 465 | 465 | 465 | 465
| 4.8 | 4.8 | 4.8 | 4.8 | 4.8 | 4.8
| 236 | 236 | 236 | 236 | 236 | 236
| 569 | 569 | 569 | 569 | 569 | 569
Protected Information | 0 | 0 | 0 | 0 | 0 | 0
| 287 | 287 | 287 | 287 | 287 | 287
| 325 | 325 | 325 | 325 | 325 | 325
| 72 | 72 | 72 | 72 | 72 | 72
| 6 | 5 | 5 | 5 | 5 | 5
Protected Information | 15 | 15 | 15 | 15 | 15 | 15
| 0 | 0 | 0 | 0 | 0 | 0
Generation from private networks | 6512.8 | 6216.8 | 6216.8 | 6216.8 | 6216.8 | 6216.8
Laredo 1 | 32 | 32 | 32 | 32 | 0 | 0
Laredo 2 | 32 | 32 | 32 | 32 | 0 | 0
Laredo 3 | 105 | 105 | 105 | 105 | 0 | 0
RMR | 169 | 169 | 169 | 169 | 0 | 0
Eagle Pass | 36 | 36 | 36 | 36 | 36 | 36
East | 600 | 600 | 600 | 600 | 600 | 600
Laredo VFT | 100 | 100 | 100 | 100 | 100 | 100
North | 220 | 220 | 220 | 220 | 220 | 220
Sharyland | 150 | 150 | 150 | 150 | 150 | 150
Asynchronous ties | 1106 | 1106 | 1106 | 1106 | 1106 | 1106
Kiamichi Power Part. 1CT101 | 142 | 142 | 142 | 142 | 142 | 142
Kiamichi Power Part. 1CT201 | 144 | 144 | 144 | 144 | 144 | 144
Kiamichi Power Part. 1ST | 310 | 310 | 310 | 310 | 310 | 310
Kiamichi Power Part. 2CT101 | 136 | 136 | 136 | 136 | 136 | 136
Kiamichi Power Part. 2CT201 | 138 | 138 | 138 | 138 | 138 | 138
Kiamichi Power Part. 2ST | 303 | 303 | 303 | 303 | 303 | 303
Tenaska-Frontier 1 | 156 | 156 | 156 | 156 | 156 | 156
Tenaska-Frontier 2 | 159 | 159 | 159 | 159 | 159 | 159
Tenaska-Frontier 3 | 158 | 158 | 158 | 158 | 158 | 158
Tenaska-Frontier 4 | 380 | 380 | 380 | 380 | 380 | 380
Tenaska-Gateway 1 | 149 | 149 | 149 | 149 | 149 | 149
Tenaska-Gateway 2 | 128 | 128 | 128 | 128 | 128 | 128
Tenaska-Gateway 3 | 146 | 146 | 146 | 146 | 146 | 146
Tenaska-Gateway 4 | 399 | 399 | 399 | 399 | 399 | 399
SWITCHABLE | 2848 | 2848 | 2848 | 2848 | 2848 | 2848
Big Spring Windpower Fac. E | 40.9 | 40.9 | 40.9 | 40.9 | 40.9 | 40.9
Buffalo Gap Wind Farm 1 | 120 | 120 | 120 | 120 | 120 | 120
Buffalo Gap Wind Farm 2 | 233 | 233 | 233 | 233 | 233 | 233
Callahan Divide Wind Farm (FPL) | 114 | 114 | 114 | 114 | 114 | 114
Camp Springs Energy Center 1 | 134.4 | 134.4 | 134.4 | 134.4 | 134.4 | 134.4
Delaware Mt. Wind Farm 1 | 30 | 30 | 30 | 30 | 30 | 30
Desert Sky Wind Farm 1 | 84 | 84 | 84 | 84 | 84 | 84
Desert Sky Wind Farm 2 | 76.5 | 76.5 | 76.5 | 76.5 | 76.5 | 76.5
Forest Creek 1 | 124.2 | 124.2 | 124.2 | 124.2 | 124.2 | 124.2
FPL Energy King NE1 | 79.3 | 79.3 | 79.3 | 79.3 | 79.3 | 79.3
FPL Energy King NW1 | 79.3 | 79.3 | 79.3 | 79.3 | 79.3 | 79.3
FPL Energy King SE1 | 40.3 | 40.3 | 40.3 | 40.3 | 40.3 | 40.3
FPL Energy King SW1 | 79.3 | 79.3 | 79.3 | 79.3 | 79.3 | 79.3
Green Mountain at Brazos 1 | 99 | 99 | 99 | 99 | 99 | 99
Green Mountain at Brazos 2 | 61 | 61 | 61 | 61 | 61 | 61
Horse Hollow Wind Farm 1 | 220.5 | 220.5 | 220.5 | 220.5 | 220.5 | 220.5
Horse Hollow Wind Farm 2 | 186 | 186 | 186 | 186 | 186 | 186
Horse Hollow Wind Farm 3 | 223.5 | 223.5 | 223.5 | 223.5 | 223.5 | 223.5
Horse Hollow Wind Farm 4 | 115 | 115 | 115 | 115 | 115 | 115
Kunitz 1 | 44.8 | 44.8 | 44.8 | 44.8 | 44.8 | 44.8
Mesquite Wind Farm 1 | 200 | 200 | 200 | 200 | 200 | 200
Orion NWP Indian Mesa I 1 | 82.5 | 82.5 | 82.5 | 82.5 | 82.5 | 82.5
Red Canyon 1 | 84 | 84 | 84 | 84 | 84 | 84
Sand Bluff 1 | 90 | 90 | 90 | 90 | 90 | 90
Southwest Mesa Wind 1 | 74.6 | 74.6 | 74.6 | 74.6 | 74.6 | 74.6
Sweetwater Wind 1 | 36.6 | 36.6 | 36.6 | 36.6 | 36.6 | 36.6
Sweetwater Wind 2 | 97.5 | 97.5 | 97.5 | 97.5 | 97.5 | 97.5
Sweetwater Wind 3 | 129 | 129 | 129 | 129 | 129 | 129
Trent Mesa Wind Farm 1 | 150 | 150 | 150 | 150 | 150 | 150
Wild Horse Wind Farm 1 | 126.5 | 126.5 | 126.5 | 126.5 | 126.5 | 126.5
Wolfe Flats Wind Farm 1 | 10 | 10 | 10 | 10 | 10 | 10
Woodward Mountain 1 | 80 | 80 | 80 | 80 | 80 | 80
Woodward Mountain 2 | 80 | 80 | 80 | 80 | 80 | 80
WIND | 3425.7 | 3425.7 | 3425.7 | 3425.7 | 3425.7 | 3425.7
Colorado Bend Energy Center II | 0 | 275 | 275 | 275 | 275 | 275
J K Spruce 2 | 0 | 0 | 0 | 0 | 750 | 750
Quail Run Energy Center II | 0 | 275 | 275 | 275 | 275 | 275
Sandy Creek 1 | 0 | 0 | 0 | 0 | 0 | 800
New Units with Signed IA and Air Permit | 0 | 550 | 550 | 550 | 1300 | 2100
Airtricity Panther Creek Wind Farm 1 | 0 | 150 | 150 | 150 | 150 | 150
Barton Chapel Wind Farm 1 | 0 | 120 | 120 | 120 | 120 | 120
Buffalo Gap 3 | 0 | 138 | 138 | 138 | 138 | 138
Capricorn Ridge Wind Project 1 | 0 | 350 | 350 | 350 | 350 | 350
Goat Wind 1 | 0 | 150 | 150 | 150 | 150 | 150
Mesquite Wind Farm 2 | 0 | 200 | 200 | 200 | 200 | 200
Ocotillo Wind Farm 1 | 0 | 59 | 59 | 59 | 59 | 59
Project Snyder 1 | 0 | 63 | 63 | 63 | 63 | 63
Roscoe 1 | 0 | 209 | 209 | 209 | 209 | 209
Silverstar 1 | 0 | 60 | 60 | 60 | 60 | 60
Stanton Wind Energy 1 | 0 | 101 | 101 | 101 | 101 | 101
Sweetwater Wind 4 | 0 | 300 | 300 | 300 | 300 | 300
Whirlwind 1 | 0 | 60 | 60 | 60 | 60 | 60
Wild Horse Wind Farm 2 | 0 | 0 | 39 | 39 | 39 | 39
New Wind Generation | 0 | 1960 | 1999 | 1999 | 1999 | 1999
Holly Street 3 | 0 | 182 | 182 | 182 | 182 | 182
Holly Street 4 | 0 | 193 | 193 | 193 | 193 | 193
Leon Creek 3 | 0 | 0 | 0 | 58 | 58 | 58
Units to retire | 0 | 375 | 375 | 433 | 433 | 433
Atkins 3 | 12 | 12 | 12 | 12 | 12 | 12
Atkins 4 | 22 | 22 | 22 | 22 | 22 | 22
Atkins 5 | 25 | 25 | 25 | 25 | 25 | 25
Atkins 6 | 50 | 50 | 50 | 50 | 50 | 50
Cedar Bayou 3 | 751 | 751 | 751 | 751 | 751 | 751
Collin 1 | 138 | 138 | 138 | 138 | 138 | 138
Eagle Mountain 1 | 112 | 112 | 112 | 112 | 112 | 112
Eagle Mountain 2 | 100 | 100 | 100 | 100 | 100 | 100
Eagle Mountain 3 | 378 | 378 | 378 | 378 | 378 | 378
Ft. Phantom 1 | 157 | 157 | 157 | 157 | 157 | 157
Ft. Phantom 2 | 203 | 203 | 203 | 203 | 203 | 203
Handley 1 | 36 | 36 | 36 | 36 | 36 | 36
Handley 2 | 68 | 68 | 68 | 68 | 68 | 68
J L Bates 1 | 71 | 71 | 71 | 71 | 71 | 71
J L Bates 2 | 110 | 110 | 110 | 110 | 110 | 110
Laredo 1 | 0 | 0 | 0 | 0 | 32 | 32
Laredo 2 | 0 | 0 | 0 | 0 | 32 | 32
Laredo 3 | 0 | 0 | 0 | 0 | 105 | 105
Leon Creek 4 | 95 | 95 | 95 | 95 | 95 | 95
Morgan Creek 6 | 457 | 457 | 457 | 457 | 457 | 457
Mountain Creek 2 | 23 | 23 | 23 | 23 | 23 | 23
Mountain Creek 3 | 63 | 63 | 63 | 63 | 63 | 63
Nueces Bay 5 | 31 | 31 | 31 | 31 | 31 | 31
Nueces Bay 6 | 161 | 161 | 161 | 161 | 161 | 161
Nueces Bay 7 | 367 | 367 | 367 | 367 | 367 | 367
P H Robinson 1 | 444 | 444 | 444 | 444 | 444 | 444
P H Robinson 2 | 459 | 459 | 459 | 459 | 459 | 459
P H Robinson 3 | 551 | 551 | 551 | 551 | 551 | 551
P H Robinson 4 | 733 | 733 | 733 | 733 | 733 | 733
W B Tuttle 2 | 90 | 90 | 90 | 90 | 90 | 90
Mothballed | 5707 | 5707 | 5707 | 5707 | 5876 | 5876
Cobisa-Greenville | 0 | 0 | 1750 | 1750 | 1750 | 1750
Comanche Peak 1&2 Upgrade | 0 | 0 | 0 | 86 | 86 | 86
Oak Grove 1 | 0 | 0 | 855 | 855 | 855 | 855
Oak Grove 2 | 0 | 0 | 0 | 855 | 855 | 855
Sandow 5 | 0 | 0 | 581 | 581 | 581 | 581
Twin Oaks 3 | 0 | 0 | 0 | 0 | 630 | 630
Potential Public Non-Wind Resources | 0 | 0 | 3186 | 4127 | 4757 | 4757
Gulf Wind 1 | 0 | 0 | 400 | 400 | 400 | 400
Gulf Wind 2 | 0 | 0 | 0 | 400 | 400 | 400
Gulf Wind 3 | 0 | 0 | 0 | 0 | 400 | 400
Potential Public Wind Resources | 0 | 0 | 400 | 800 | 1200 | 1200
Protected Information | 0 | 255 | 255 | 255 | 255 | 255
| 0 | 0 | 0 | 61.1 | 61.1 | 61.1
| 0 | 839 | 839 | 839 | 839 | 839
| 0 | 0 | 1160 | 1160 | 1160 | 1160
| 0 | 0 | 280 | 280 | 280 | 280
Protected Information | 0 | 45 | 45 | 45 | 45 | 45
| 45 | 45 | 45 | 45 | 45 | 45
| 0 | 0 | 0 | 300 | 300 | 300
| 0 | 0 | 100 | 100 | 100 | 100
| 0 | 192 | 192 | 192 | 192 | 192
Protected Information | 0 | 0 | 0 | 0 | 800 | 800
| 730 | 730 | 730 | 730 | 730 | 730
| 0 | 0 | 192 | 192 | 192 | 192
| 0 | 300 | 300 | 300 | 300 | 300
| 0 | 400 | 400 | 400 | 400 | 400
Protected Information | 0 | 0 | 0 | 212 | 212 | 212
Potential Non-Public Non-Wind Resources | 775 | 2806 | 4538 | 5111.1 | 5911.1 | 5911.1
Protected Information | 0 | 0 | 249 | 249 | 249 | 249
| 180 | 180 | 180 | 180 | 180 | 180
| 140 | 140 | 140 | 140 | 140 | 140
| 0 | 183 | 183 | 183 | 183 | 183
| 0 | 249 | 249 | 249 | 249 | 249
Protected Information | 0 | 0 | 0 | 200 | 200 | 200
| 0 | 100 | 100 | 100 | 100 | 100
| 0 | 100 | 100 | 100 | 100 | 100
| 0 | 0 | 200 | 200 | 200 | 200
| 0 | 0 | 200 | 200 | 200 | 200
Protected Information | 0 | 0 | 200 | 200 | 200 | 200
| 0 | 184 | 184 | 184 | 184 | 184
| 0 | 201 | 201 | 201 | 201 | 201
| 0 | 200 | 200 | 200 | 200 | 200
| 0 | 0 | 250 | 250 | 250 | 250
Protected Information | 0 | 0 | 0 | 250 | 250 | 250
| 0 | 0 | 0 |  | 250 | 250
| 0 | 200 | 200 | 200 | 200 | 200
| 0 | 200 | 200 | 200 | 200 | 200
| 0 | 0 | 220 | 220 | 220 | 220
Protected Information | 190 | 190 | 190 | 190 | 190 | 190
| 0 | 0 | 149 | 149 | 149 | 149
| 0 | 90 | 90 | 90 | 90 | 90
| 0 | 300 | 300 | 300 | 300 | 300
| 0 | 0 | 194 | 194 | 194 | 194
Protected Information | 0 | 140 | 140 | 140 | 140 | 140
| 0 | 160 | 160 | 160 | 160 | 160
| 0 | 200 | 200 | 200 | 200 | 200
| 0 | 0 | 200 | 200 | 200 | 200
| 0 | 108 | 108 | 108 | 108 | 108
Protected Information | 0 | 148 | 148 | 148 | 148 | 148
| 0 | 240 | 240 | 240 | 240 | 240
| 0 | 0 | 249 | 249 | 249 | 249
| 0 | 200 | 200 | 200 | 200 | 200
| 0 | 0 | 200 | 200 | 200 | 200
Protected Information | 0 | 0 | 0 | 200 | 200 | 200
| 0 | 0 | 0 | 0 | 200 | 200
| 0 | 0 | 0 | 0 | 0 | 200
| 0 | 35 | 35 | 35 | 35 | 35
| 0 | 0 | 0 | 249 | 249 | 249
Protected Information | 0 | 641 | 641 | 641 | 641 | 641
| 0 | 100 | 100 | 100 | 100 | 100
| 0 | 0 | 150 | 150 | 150 | 150
| 0 | 0 | 0 | 0 | 500 | 500
| 0 | 300 | 300 | 300 | 300 | 300
Protected Information | 0 | 0 | 200 | 200 | 200 | 200
| 0 | 230 | 230 | 230 | 230 | 230
| 0 | 100 | 100 | 100 | 100 | 100
| 0 | 100 | 100 | 100 | 100 | 100
| 0 | 249 | 249 | 249 | 249 | 249
Protected Information | 0 | 0 | 150 | 150 | 150 | 150
| 0 | 300 | 300 | 300 | 300 | 300
| 50 | 50 | 50 | 50 | 50 | 50
| 0 | 100 | 100 | 100 | 100 | 100
| 0 | 400 | 400 | 400 | 400 | 400
Protected Information | 0 | 249 | 249 | 249 | 249 | 249
| 0 | 100 | 100 | 100 | 100 | 100
| 0 | 0 | 200 | 200 | 200 | 200
| 0 | 201 | 201 | 201 | 201 | 201
Potential Non-Public Wind Resources | 560 | 6868 | 9879 | 10778 | 11728 | 11928

## WinterCapacities
Unit Capacities - Winter
Units used in determining the generation resources in the Winter Summary
Capacities are based on information from the plant owners. This list includes MW available to the grid from private network (self-serve) units. It also includes distributed generation units that have registered with ERCOT. Data without unit names are for private network units or are planned generation that is not public.
Winter Capacity, MW
Unit Name | 2008 | 2009 | 2010 | 2011 | 2012 | 2013
A von Rosenberg 1-CT1 | 176 | 176 | 176 | 176 | 176 | 176
A von Rosenberg 1-CT2 | 149 | 149 | 149 | 149 | 149 | 149
A von Rosenberg 1-ST1 | 180 | 180 | 180 | 180 | 180 | 180
AEDOMG 1 | 5 | 5 | 5 | 5 | 5 | 5
AES Deepwater 1 | 142 | 142 | 142 | 142 | 142 | 142
Amistad Hydro 1 | 34 | 34 | 34 | 34 | 34 | 34
Amistad Hydro 2 | 34 | 34 | 34 | 34 | 34 | 34
Atascocita 1 | 10.1 | 10.1 | 10.1 | 10.1 | 10.1 | 10.1
Atkins 7 | 20 | 20 | 20 | 20 | 20 | 20
Austin 1 | 8 | 8 | 8 | 8 | 8 | 8
Austin 2 | 9 | 9 | 9 | 9 | 9 | 9
B M Davis 1 | 336 | 336 | 336 | 336 | 336 | 336
B M Davis 2 | 355 | 355 | 355 | 355 | 355 | 355
Bastrop Energy Center 1 | 186 | 186 | 186 | 186 | 186 | 186
Bastrop Energy Center 2 | 161 | 161 | 161 | 161 | 161 | 161
Bastrop Energy Center 3 | 234 | 234 | 234 | 234 | 234 | 234
Baytown 1 | 3.9 | 3.9 | 3.9 | 3.9 | 3.9 | 3.9
Big Brown 1 | 594 | 594 | 594 | 594 | 594 | 594
Big Brown 2 | 602 | 602 | 602 | 602 | 602 | 602
Bio Energy Partners 1 | 3.3 | 3.3 | 3.3 | 3.3 | 3.3 | 3.3
Bio Energy Partners 2 | 3.3 | 3.3 | 3.3 | 3.3 | 3.3 | 3.3
Bluebonnet 1 | 3.9 | 3.9 | 3.9 | 3.9 | 3.9 | 3.9
Bosque 1 | 164 | 164 | 164 | 164 | 164 | 164
Bosque 2 | 154 | 154 | 154 | 154 | 154 | 154
Bosque 3 | 152 | 152 | 152 | 152 | 152 | 152
Bosque 4 | 79 | 79 | 79 | 79 | 79 | 79
Brazos Valley 1 | 180 | 180 | 180 | 180 | 180 | 180
Brazos Valley 2 | 181 | 181 | 181 | 181 | 181 | 181
Brazos Valley 3 | 264 | 264 | 264 | 264 | 264 | 264
Buchanan 1 | 14 | 14 | 14 | 14 | 14 | 14
Buchanan 2 | 14 | 14 | 14 | 14 | 14 | 14
Buchanan 3 | 11 | 11 | 11 | 11 | 11 | 11
C E Newman 5 | 37 | 37 | 37 | 37 | 37 | 37
Calenergy 1 | 75 | 75 | 75 | 75 | 75 | 75
Calenergy 2 | 75 | 75 | 75 | 75 | 75 | 75
Calenergy 3 | 61 | 61 | 61 | 61 | 61 | 61
Canyon 1 | 3 | 3 | 3 | 3 | 3 | 3
Canyon 2 | 3 | 3 | 3 | 3 | 3 | 3
Cedar Bayou 1 | 750 | 750 | 750 | 750 | 750 | 750
Cedar Bayou 2 | 762 | 762 | 762 | 762 | 762 | 762
Coastal Plains 1 | 6.7 | 6.7 | 6.7 | 6.7 | 6.7 | 6.7
Coleto Creek 1 | 634 | 634 | 634 | 634 | 634 | 634
Colorado Bend Energy Center 1 | 105 | 105 | 105 | 105 | 105 | 105
Colorado Bend Energy Center 2 | 86 | 86 | 86 | 86 | 86 | 86
Colorado Bend Energy Center 3 | 86 | 86 | 86 | 86 | 86 | 86
Comanche Peak 1 | 1176 | 1176 | 1176 | 1176 | 1176 | 1176
Comanche Peak 2 | 1176 | 1176 | 1176 | 1176 | 1176 | 1176
Covel Gardens LG Power Station 1 | 1.6 | 1.6 | 1.6 | 1.6 | 1.6 | 1.6
Covel Gardens LG Power Station 2 | 1.6 | 1.6 | 1.6 | 1.6 | 1.6 | 1.6
Covel Gardens LG Power Station 3 | 1.6 | 1.6 | 1.6 | 1.6 | 1.6 | 1.6
Covel Gardens LG Power Station 4 | 1.6 | 1.6 | 1.6 | 1.6 | 1.6 | 1.6
Covel Gardens LG Power Station 5 | 1.6 | 1.6 | 1.6 | 1.6 | 1.6 | 1.6
Covel Gardens LG Power Station 6 | 1.6 | 1.6 | 1.6 | 1.6 | 1.6 | 1.6
Dansby 1 | 108 | 108 | 108 | 108 | 108 | 108
Dansby 2 | 48 | 48 | 48 | 48 | 48 | 48
Decker Creek 1 | 347 | 347 | 347 | 347 | 347 | 347
Decker Creek 2 | 424 | 424 | 424 | 424 | 424 | 424
Decker Creek G1 | 58 | 58 | 58 | 58 | 58 | 58
Decker Creek G2 | 58 | 58 | 58 | 58 | 58 | 58
Decker Creek G3 | 58 | 58 | 58 | 58 | 58 | 58
Decker Creek G4 | 51 | 51 | 51 | 51 | 51 | 51
DeCordova 1 | 811 | 811 | 811 | 811 | 811 | 811
DeCordova A | 84 | 84 | 84 | 84 | 84 | 84
DeCordova B | 84 | 84 | 84 | 84 | 84 | 84
DeCordova C | 84 | 84 | 84 | 84 | 84 | 84
DeCordova D | 84 | 84 | 84 | 84 | 84 | 84
Denison Dam 1 | 40 | 40 | 40 | 40 | 40 | 40
Denison Dam 2 | 40 | 40 | 40 | 40 | 40 | 40
Dunlop (Schumansville) 1 | 3.6 | 3.6 | 3.6 | 3.6 | 3.6 | 3.6
Eagle Pass 1 | 2 | 2 | 2 | 2 | 2 | 2
Eagle Pass 2 | 2 | 2 | 2 | 2 | 2 | 2
Eagle Pass 3 | 2 | 2 | 2 | 2 | 2 | 2
Ennis Power Station 1 | 244 | 244 | 244 | 244 | 244 | 244
Ennis Power Station 2 | 126 | 126 | 126 | 126 | 126 | 126
ExTex La Porte Power Sta.1 | 41 | 41 | 41 | 41 | 41 | 41
ExTex La Porte Power Sta.2 | 41 | 41 | 41 | 41 | 41 | 41
ExTex La Porte Power Sta.3 | 41 | 41 | 41 | 41 | 41 | 41
ExTex La Porte Power Sta.4 | 41 | 41 | 41 | 41 | 41 | 41
Falcon Hydro 1 | 11.5 | 11.5 | 11.5 | 11.5 | 11.5 | 11.5
Falcon Hydro 2 | 11.5 | 11.5 | 11.5 | 11.5 | 11.5 | 11.5
Falcon Hydro 3 | 11.5 | 11.5 | 11.5 | 11.5 | 11.5 | 11.5
Fayette Power Project 1 | 620 | 620 | 620 | 620 | 620 | 620
Fayette Power Project 2 | 612 | 612 | 612 | 612 | 612 | 612
Fayette Power Project 3 | 445 | 445 | 445 | 445 | 445 | 445
Forney Energy Center GT11 | 177 | 177 | 177 | 177 | 177 | 177
Forney Energy Center GT12 | 169 | 169 | 169 | 169 | 169 | 169
Forney Energy Center GT13 | 173 | 173 | 173 | 173 | 173 | 173
Forney Energy Center GT21 | 178 | 178 | 178 | 178 | 178 | 178
Forney Energy Center GT22 | 169 | 169 | 169 | 169 | 169 | 169
Forney Energy Center GT23 | 173 | 173 | 173 | 173 | 173 | 173
Forney Energy Center STG 10 | 386 | 386 | 386 | 386 | 386 | 386
Forney Energy Center STG 20 | 357 | 357 | 357 | 357 | 357 | 357
Freestone Energy Center 1 | 177 | 177 | 177 | 177 | 177 | 177
Freestone Energy Center 2 | 177 | 177 | 177 | 177 | 177 | 177
Freestone Energy Center 3 | 182 | 182 | 182 | 182 | 182 | 182
Freestone Energy Center 4 | 173 | 173 | 173 | 173 | 173 | 173
Freestone Energy Center 5 | 173 | 173 | 173 | 173 | 173 | 173
Freestone Energy Center 6 | 185 | 185 | 185 | 185 | 185 | 185
Frontera 1 | 150 | 150 | 150 | 150 | 150 | 150
Frontera 2 | 150 | 150 | 150 | 150 | 150 | 150
Frontera 3 | 171 | 171 | 171 | 171 | 171 | 171
FW Regional LFG Generation Facility 1 | 1.5 | 1.5 | 1.5 | 1.5 | 1.5 | 1.5
GBRA H 4 | 2.4 | 2.4 | 2.4 | 2.4 | 2.4 | 2.4
GBRA H 5 | 2.4 | 2.4 | 2.4 | 2.4 | 2.4 | 2.4
GBRA TP 4 | 2.4 | 2.4 | 2.4 | 2.4 | 2.4 | 2.4
Gibbons Creek 1 | 464 | 464 | 464 | 464 | 464 | 464
Graham 1 | 225 | 225 | 225 | 225 | 225 | 225
Graham 2 | 373 | 373 | 373 | 373 | 373 | 373
Granite Shoals 1 | 29 | 29 | 29 | 29 | 29 | 29
Granite Shoals 2 | 30 | 30 | 30 | 30 | 30 | 30
Greens Bayou 5 | 406 | 406 | 406 | 406 | 406 | 406
Greens Bayou 73 | 49 | 49 | 49 | 49 | 49 | 49
Greens Bayou 74 | 48 | 48 | 48 | 48 | 48 | 48
Greens Bayou 81 | 57 | 57 | 57 | 57 | 57 | 57
Greens Bayou 82 | 69 | 69 | 69 | 69 | 69 | 69
Greens Bayou 83 | 76 | 76 | 76 | 76 | 76 | 76
Greens Bayou 84 | 72 | 72 | 72 | 72 | 72 | 72
Guadalupe Power Partners 1 | 167 | 167 | 167 | 167 | 167 | 167
Guadalupe Power Partners 2 | 156 | 156 | 156 | 156 | 156 | 156
Guadalupe Power Partners 3 | 165 | 165 | 165 | 165 | 165 | 165
Guadalupe Power Partners 4 | 157 | 157 | 157 | 157 | 157 | 157
Guadalupe Power Partners 5 | 190 | 190 | 190 | 190 | 190 | 190
Guadalupe Power Partners 6 | 210 | 210 | 210 | 210 | 210 | 210
Handley 3 | 396 | 396 | 396 | 396 | 396 | 396
Handley 4 | 435 | 435 | 435 | 435 | 435 | 435
Handley 5 | 436 | 436 | 436 | 436 | 436 | 436
Hays Energy Facility 1 | 237 | 237 | 237 | 237 | 237 | 237
Hays Energy Facility 2 | 237 | 237 | 237 | 237 | 237 | 237
Hays Energy Facility 3 | 247 | 247 | 247 | 247 | 247 | 247
Hays Energy Facility 4 | 248 | 248 | 248 | 248 | 248 | 248
Hidalgo 1 | 167 | 167 | 167 | 167 | 167 | 167
Hidalgo 2 | 164 | 164 | 164 | 164 | 164 | 164
Hidalgo 3 | 175 | 175 | 175 | 175 | 175 | 175
Inks 1 | 14 | 14 | 14 | 14 | 14 | 14
J K Spruce 1 | 555 | 555 | 555 | 555 | 555 | 555
J T Deely 1 | 385 | 385 | 385 | 385 | 385 | 385
J T Deely 2 | 385 | 385 | 385 | 385 | 385 | 385
Jack County Generation Facility 1 | 165 | 165 | 165 | 165 | 165 | 165
Jack County Generation Facility 2 | 165 | 165 | 165 | 165 | 165 | 165
Jack County Generation Facility 3 | 300 | 300 | 300 | 300 | 300 | 300
Johnson County Generation Facility 1 | 175 | 175 | 175 | 175 | 175 | 175
Johnson County Generation Facility 2 | 95 | 95 | 95 | 95 | 95 | 95
Lake Creek 1 | 91 | 91 | 91 | 91 | 91 | 91
Lake Creek 2 | 235 | 235 | 235 | 235 | 235 | 235
Lake Creek D1 | 2 | 2 | 2 | 2 | 2 | 2
Lake Creek D2 | 2 | 2 | 2 | 2 | 2 | 2
Lake Creek D3 | 2 | 2 | 2 | 2 | 2 | 2
Lake Hubbard 1 | 396 | 396 | 396 | 396 | 396 | 396
Lake Hubbard 2 | 518 | 518 | 518 | 518 | 518 | 518
Lamar Power Project CT11 | 170 | 170 | 170 | 170 | 170 | 170
Lamar Power Project CT12 | 163 | 163 | 163 | 163 | 163 | 163
Lamar Power Project CT21 | 159 | 159 | 159 | 159 | 159 | 159
Lamar Power Project CT22 | 168 | 168 | 168 | 168 | 168 | 168
Lamar Power Project STG1 | 199 | 199 | 199 | 199 | 199 | 199
Lamar Power Project STG2 | 198 | 198 | 198 | 198 | 198 | 198
Leon Creek 3 | 65 | 65 | 65 | 65 | 65 | 65
Leon Creek Peaking 1 | 48.5 | 48.5 | 48.5 | 48.5 | 48.5 | 48.5
Leon Creek Peaking 2 | 48.5 | 48.5 | 48.5 | 48.5 | 48.5 | 48.5
Leon Creek Peaking 3 | 48.5 | 48.5 | 48.5 | 48.5 | 48.5 | 48.5
Leon Creek Peaking 4 | 48.5 | 48.5 | 48.5 | 48.5 | 48.5 | 48.5
Lewisville 1 | 2.8 | 2.8 | 2.8 | 2.8 | 2.8 | 2.8
Limestone 1 | 835 | 835 | 835 | 835 | 835 | 835
Limestone 2 | 835 | 835 | 835 | 835 | 835 | 835
Lost Pines 1 | 183 | 183 | 183 | 183 | 183 | 183
Lost Pines 2 | 182 | 182 | 182 | 182 | 182 | 182
Lost Pines 3 | 184 | 184 | 184 | 184 | 184 | 184
Magic Valley 1 | 250 | 250 | 250 | 250 | 250 | 250
Magic Valley 2 | 245 | 245 | 245 | 245 | 245 | 245
Magic Valley 3 | 259 | 259 | 259 | 259 | 259 | 259
Marble Falls 1 | 20 | 20 | 20 | 20 | 20 | 20
Marble Falls 2 | 18 | 18 | 18 | 18 | 18 | 18
Marshall Ford 1 | 28 | 28 | 28 | 28 | 28 | 28
Marshall Ford 2 | 28 | 28 | 28 | 28 | 28 | 28
Marshall Ford 3 | 28 | 28 | 28 | 28 | 28 | 28
Martin Lake 1 | 798 | 798 | 798 | 798 | 798 | 798
Martin Lake 2 | 791 | 791 | 791 | 791 | 791 | 791
Martin Lake 3 | 812 | 812 | 812 | 812 | 812 | 812
McQueeney (Abbott) 1 | 1.4 | 1.4 | 1.4 | 1.4 | 1.4 | 1.4
McQueeney (Abbott) 2 | 1.4 | 1.4 | 1.4 | 1.4 | 1.4 | 1.4
Midlothian 1 | 232 | 232 | 232 | 232 | 232 | 232
Midlothian 2 | 230 | 230 | 230 | 230 | 230 | 230
Midlothian 3 | 225 | 225 | 225 | 225 | 225 | 225
Midlothian 4 | 231 | 231 | 231 | 231 | 231 | 231
Midlothian 5 | 255 | 255 | 255 | 255 | 255 | 255
Midlothian 6 | 227 | 227 | 227 | 227 | 227 | 227
Monticello 1 | 589 | 589 | 589 | 589 | 589 | 589
Monticello 2 | 589 | 589 | 589 | 589 | 589 | 589
Monticello 3 | 794 | 794 | 794 | 794 | 794 | 794
Morgan Creek 5 | 84 | 84 | 84 | 84 | 84 | 84
Morgan Creek A | 83 | 83 | 83 | 83 | 83 | 83
Morgan Creek B | 85 | 85 | 85 | 85 | 85 | 85
Morgan Creek C | 83 | 83 | 83 | 83 | 83 | 83
Morgan Creek D | 85 | 85 | 85 | 85 | 85 | 85
Morgan Creek E | 83 | 83 | 83 | 83 | 83 | 83
Morgan Creek F | 84 | 84 | 84 | 84 | 84 | 84
Morris Sheppard 1 | 12 | 12 | 12 | 12 | 12 | 12
Morris Sheppard 2 | 12 | 12 | 12 | 12 | 12 | 12
Mountain Creek 6 | 126 | 126 | 126 | 126 | 126 | 126
Mountain Creek 7 | 123 | 123 | 123 | 123 | 123 | 123
Mountain Creek 8 | 565 | 565 | 565 | 565 | 565 | 565
Nelson Gardens Landfill 1 | 1.8 | 1.8 | 1.8 | 1.8 | 1.8 | 1.8
Nelson Gardens Landfill 2 | 1.8 | 1.8 | 1.8 | 1.8 | 1.8 | 1.8
Nolte 1 | 1.2 | 1.2 | 1.2 | 1.2 | 1.2 | 1.2
Nolte 2 | 1.2 | 1.2 | 1.2 | 1.2 | 1.2 | 1.2
North Lake 1 | 176 | 176 | 176 | 176 | 176 | 176
North Lake 2 | 180 | 180 | 180 | 180 | 180 | 180
North Lake 3 | 353 | 353 | 353 | 353 | 353 | 353
North Texas 1 | 18 | 18 | 18 | 18 | 18 | 18
North Texas 2 | 18 | 18 | 18 | 18 | 18 | 18
North Texas 3 | 39 | 39 | 39 | 39 | 39 | 39
O W Sommers 1 | 418 | 418 | 418 | 418 | 418 | 418
O W Sommers 2 | 421 | 421 | 421 | 421 | 421 | 421
O W Sommers 3 | 2.5 | 2.5 | 2.5 | 2.5 | 2.5 | 2.5
O W Sommers 4 | 2.5 | 2.5 | 2.5 | 2.5 | 2.5 | 2.5
O W Sommers 5 | 2.5 | 2.5 | 2.5 | 2.5 | 2.5 | 2.5
O W Sommers 6 | 2.5 | 2.5 | 2.5 | 2.5 | 2.5 | 2.5
Odessa-Ector C11 | 165 | 165 | 165 | 165 | 165 | 165
Odessa-Ector C12 | 152 | 152 | 152 | 152 | 152 | 152
Odessa-Ector C21 | 147 | 147 | 147 | 147 | 147 | 147
Odessa-Ector C22 | 161 | 161 | 161 | 161 | 161 | 161
Odessa-Ector ST1 | 213 | 213 | 213 | 213 | 213 | 213
Odessa-Ector ST2 | 213 | 213 | 213 | 213 | 213 | 213
Oklaunion 1 | 651 | 651 | 651 | 651 | 651 | 651
Paris Energy Center 1 | 92 | 92 | 92 | 92 | 92 | 92
Paris Energy Center 2 | 92 | 92 | 92 | 92 | 92 | 92
Paris Energy Center 3 | 97 | 97 | 97 | 97 | 97 | 97
Pearsall 1 | 25 | 25 | 25 | 25 | 25 | 25
Pearsall 2 | 25 | 25 | 25 | 25 | 25 | 25
Pearsall 3 | 24 | 24 | 24 | 24 | 24 | 24
Permian Basin 5 | 117 | 117 | 117 | 117 | 117 | 117
Permian Basin 6 | 494 | 494 | 494 | 494 | 494 | 494
Permian Basin A | 69 | 69 | 69 | 69 | 69 | 69
Permian Basin B | 79 | 79 | 79 | 79 | 79 | 79
Permian Basin C | 71 | 71 | 71 | 71 | 71 | 71
Permian Basin D | 74 | 74 | 74 | 74 | 74 | 74
Permian Basin E | 77 | 77 | 77 | 77 | 77 | 77
Powerlane Plant 1 | 20.4 | 20.4 | 20.4 | 20.4 | 20.4 | 20.4
Powerlane Plant 2 | 26.2 | 26.2 | 26.2 | 26.2 | 26.2 | 26.2
Powerlane Plant 3 | 41.5 | 41.5 | 41.5 | 41.5 | 41.5 | 41.5
Quail Run Energy Center 1 | 85 | 85 | 85 | 85 | 85 | 85
Quail Run Energy Center 2 | 85 | 85 | 85 | 85 | 85 | 85
Quail Run Energy Center 3 | 105 | 105 | 105 | 105 | 105 | 105
R W Miller 1 | 75 | 75 | 75 | 75 | 75 | 75
R W Miller 2 | 120 | 120 | 120 | 120 | 120 | 120
R W Miller 3 | 207 | 207 | 207 | 207 | 207 | 207
R W Miller 4 | 102 | 102 | 102 | 102 | 102 | 102
R W Miller 5 | 104 | 104 | 104 | 104 | 104 | 104
Ray Olinger 1 | 77 | 77 | 77 | 77 | 77 | 77
Ray Olinger 2 | 109 | 109 | 109 | 109 | 109 | 109
Ray Olinger 3 | 146 | 146 | 146 | 146 | 146 | 146
Ray Olinger 4 | 91 | 91 | 91 | 91 | 91 | 91
Rayburn 1 | 13.5 | 13.5 | 13.5 | 13.5 | 13.5 | 13.5
Rayburn 10 | 39 | 39 | 39 | 39 | 39 | 39
Rayburn 2 | 13.5 | 13.5 | 13.5 | 13.5 | 13.5 | 13.5
Rayburn 3 | 25 | 25 | 25 | 25 | 25 | 25
Rayburn 4 | 2 | 2 | 2 | 2 | 2 | 2
Rayburn 5 | 2 | 2 | 2 | 2 | 2 | 2
Rayburn 7 | 50 | 50 | 50 | 50 | 50 | 50
Rayburn 8 | 50 | 50 | 50 | 50 | 50 | 50
Rayburn 9 | 50 | 50 | 50 | 50 | 50 | 50
Rio Nogales 1 | 177 | 177 | 177 | 177 | 177 | 177
Rio Nogales 2 | 181 | 181 | 181 | 181 | 181 | 181
Rio Nogales 3 | 185 | 185 | 185 | 185 | 185 | 185
Rio Nogales 4 | 278 | 278 | 278 | 278 | 278 | 278
Sam Bertron 3 | 232 | 232 | 232 | 232 | 232 | 232
Sam Bertron 4 | 230 | 230 | 230 | 230 | 230 | 230
Sam Bertron ST1 | 174 | 174 | 174 | 174 | 174 | 174
Sam Bertron ST2 | 173 | 173 | 173 | 173 | 173 | 173
Sam Bertron T1 | 23 | 23 | 23 | 23 | 23 | 23
Sam Bertron T2 | 14 | 14 | 14 | 14 | 14 | 14
San Jacinto SES 1 | 92 | 92 | 92 | 92 | 92 | 92
San Jacinto SES 2 | 92 | 92 | 92 | 92 | 92 | 92
San Miguel 1 | 397 | 397 | 397 | 397 | 397 | 397
Sandhill Energy Center 1 | 49 | 49 | 49 | 49 | 49 | 49
Sandhill Energy Center 2 | 45 | 45 | 45 | 45 | 45 | 45
Sandhill Energy Center 3 | 47 | 47 | 47 | 47 | 47 | 47
Sandhill Energy Center 4 | 49 | 49 | 49 | 49 | 49 | 49
Sandhill Energy Center 5A | 175 | 175 | 175 | 175 | 175 | 175
Sandhill Energy Center 5C | 157 | 157 | 157 | 157 | 157 | 157
Silas Ray 10 | 44 | 44 | 44 | 44 | 44 | 44
Silas Ray 5 | 9 | 9 | 9 | 9 | 9 | 9
Silas Ray 6 | 17 | 17 | 17 | 17 | 17 | 17
Silas Ray 9 | 40 | 40 | 40 | 40 | 40 | 40
Sim Gideon 1 | 140 | 140 | 140 | 140 | 140 | 140
Sim Gideon 2 | 133 | 133 | 133 | 133 | 133 | 133
Sim Gideon 3 | 334 | 334 | 334 | 334 | 334 | 334
Skyline Landfill 1 | 1.6 | 1.6 | 1.6 | 1.6 | 1.6 | 1.6
Skyline Landfill 2 | 1.6 | 1.6 | 1.6 | 1.6 | 1.6 | 1.6
Skyline Landfill 3 | 1.6 | 1.6 | 1.6 | 1.6 | 1.6 | 1.6
Skyline Landfill 4 | 1.6 | 1.6 | 1.6 | 1.6 | 1.6 | 1.6
Small Hydro of Texas 1 | 1.2 | 1.2 | 1.2 | 1.2 | 1.2 | 1.2
South Texas 1 | 1362 | 1362 | 1362 | 1362 | 1362 | 1362
South Texas 2 | 1289 | 1289 | 1289 | 1289 | 1289 | 1289
Spencer 4 | 61 | 61 | 61 | 61 | 61 | 61
Spencer 5 | 64 | 64 | 64 | 64 | 64 | 64
Stryker Creek 1 | 182 | 182 | 182 | 182 | 182 | 182
Stryker Creek 2 | 508 | 508 | 508 | 508 | 508 | 508
Stryker Creek D1 | 11 | 11 | 11 | 11 | 11 | 11
Sweetwater Generation Plant 1 | 34 | 34 | 34 | 34 | 34 | 34
Sweetwater Generation Plant 2 | 77 | 77 | 77 | 77 | 77 | 77
Sweetwater Generation Plant 3 | 74 | 74 | 74 | 74 | 74 | 74
Sweetwater Generation Plant 4 | 70 | 70 | 70 | 70 | 70 | 70
T H Wharton 3 | 116 | 116 | 116 | 116 | 116 | 116
T H Wharton 31 | 69 | 69 | 69 | 69 | 69 | 69
T H Wharton 32 | 63 | 63 | 63 | 63 | 63 | 63
T H Wharton 33 | 68 | 68 | 68 | 68 | 68 | 68
T H Wharton 34 | 67 | 67 | 67 | 67 | 67 | 67
T H Wharton 4 | 107 | 107 | 107 | 107 | 107 | 107
T H Wharton 41 | 66 | 66 | 66 | 66 | 66 | 66
T H Wharton 42 | 66 | 66 | 66 | 66 | 66 | 66
T H Wharton 43 | 67 | 67 | 67 | 67 | 67 | 67
T H Wharton 44 | 62 | 62 | 62 | 62 | 62 | 62
T H Wharton 51 | 71 | 71 | 71 | 71 | 71 | 71
T H Wharton 52 | 73 | 73 | 73 | 73 | 73 | 73
T H Wharton 53 | 76 | 76 | 76 | 76 | 76 | 76
T H Wharton 54 | 66 | 66 | 66 | 66 | 66 | 66
T H Wharton 55 | 76 | 76 | 76 | 76 | 76 | 76
T H Wharton 56 | 75 | 75 | 75 | 75 | 75 | 75
T H Wharton G1 | 15 | 15 | 15 | 15 | 15 | 15
Tessman Road 1 | 1.4 | 1.4 | 1.4 | 1.4 | 1.4 | 1.4
Tessman Road 2 | 1.4 | 1.4 | 1.4 | 1.4 | 1.4 | 1.4
Tessman Road 3 | 1.4 | 1.4 | 1.4 | 1.4 | 1.4 | 1.4
Tessman Road 4 | 1.4 | 1.4 | 1.4 | 1.4 | 1.4 | 1.4
Tessman Road 5 | 1.4 | 1.4 | 1.4 | 1.4 | 1.4 | 1.4
Tessman Road 6 | 1.4 | 1.4 | 1.4 | 1.4 | 1.4 | 1.4
Texas City 1 | 112 | 112 | 112 | 112 | 112 | 112
Texas City 2 | 105 | 105 | 105 | 105 | 105 | 105
Texas City 3 | 117 | 117 | 117 | 117 | 117 | 117
Texas City 4 | 124 | 124 | 124 | 124 | 124 | 124
Thomas C Ferguson 1 | 430 | 430 | 430 | 430 | 430 | 430
Tradinghouse 1 | 562 | 562 | 562 | 562 | 562 | 562
Tradinghouse 2 | 818 | 818 | 818 | 818 | 818 | 818
Trinidad 6 | 237 | 237 | 237 | 237 | 237 | 237
Trinidad D1 | 4 | 4 | 4 | 4 | 4 | 4
Twin Oaks 1 | 153 | 153 | 153 | 153 | 153 | 153
Twin Oaks 2 | 154 | 154 | 154 | 154 | 154 | 154
V H Braunig 1 | 225 | 225 | 225 | 225 | 225 | 225
V H Braunig 2 | 240 | 240 | 240 | 240 | 240 | 240
V H Braunig 3 | 397 | 397 | 397 | 397 | 397 | 397
Valley 1 | 175 | 175 | 175 | 175 | 175 | 175
Valley 2 | 551 | 551 | 551 | 551 | 551 | 551
Valley 3 | 399 | 399 | 399 | 399 | 399 | 399
W A Parish 1 | 163 | 163 | 163 | 163 | 163 | 163
W A Parish 2 | 167 | 167 | 167 | 167 | 167 | 167
W A Parish 3 | 254 | 254 | 254 | 254 | 254 | 254
W A Parish 4 | 541 | 541 | 541 | 541 | 541 | 541
W A Parish 5 | 656 | 656 | 656 | 656 | 656 | 656
W A Parish 6 | 655 | 655 | 655 | 655 | 655 | 655
W A Parish 7 | 568 | 568 | 568 | 568 | 568 | 568
W A Parish 8 | 595 | 595 | 595 | 595 | 595 | 595
W A Parish T1 | 13 | 13 | 13 | 13 | 13 | 13
W B Tuttle 1 | 65 | 65 | 65 | 65 | 65 | 65
W B Tuttle 3 | 100 | 100 | 100 | 100 | 100 | 100
W B Tuttle 4 | 160 | 160 | 160 | 160 | 160 | 160
Waco LFG 1 | 1.2 | 1.2 | 1.2 | 1.2 | 1.2 | 1.2
Weatherford 1 | 0.3 | 0.3 | 0.3 | 0.3 | 0.3 | 0.3
Weatherford 2 | 0.3 | 0.3 | 0.3 | 0.3 | 0.3 | 0.3
Weatherford 3 | 0.3 | 0.3 | 0.3 | 0.3 | 0.3 | 0.3
Weatherford 4 | 0.5 | 0.5 | 0.5 | 0.5 | 0.5 | 0.5
Weatherford 6 | 1.4 | 1.4 | 1.4 | 1.4 | 1.4 | 1.4
Weatherford 7 | 1.3 | 1.3 | 1.3 | 1.3 | 1.3 | 1.3
Weatherford 8 | 1.3 | 1.3 | 1.3 | 1.3 | 1.3 | 1.3
Whitney 1 | 15 | 15 | 15 | 15 | 15 | 15
Whitney 2 | 15 | 15 | 15 | 15 | 15 | 15
Wichita Falls 1 | 20.6 | 20.6 | 20.6 | 20.6 | 20.6 | 20.6
Wichita Falls 2 | 20.6 | 20.6 | 20.6 | 20.6 | 20.6 | 20.6
Wichita Falls 3 | 20.6 | 20.6 | 20.6 | 20.6 | 20.6 | 20.6
Wichita Falls 4 | 15.6 | 15.6 | 15.6 | 15.6 | 15.6 | 15.6
Wise County Power Proj. 1 | 250 | 250 | 250 | 250 | 250 | 250
Wise County Power Proj. 2 | 249 | 249 | 249 | 249 | 249 | 249
Wise County Power Proj. 3 | 257 | 257 | 257 | 257 | 257 | 257
Wolf Hollow Power Proj. 1 | 251 | 251 | 251 | 251 | 251 | 251
Wolf Hollow Power Proj. 2 | 252 | 252 | 252 | 252 | 252 | 252
Wolf Hollow Power Proj. 3 | 278 | 278 | 278 | 278 | 278 | 278
Operational generation | 63400.3 | 63400.3 | 63400.3 | 63400.3 | 63400.3 | 63400.3
Protected Information | 3 | 3 | 3 | 3 | 3 | 3
| 86 | 86 | 86 | 86 | 86 | 86
| 225 | 225 | 225 | 225 | 225 | 225
| 300 | 300 | 300 | 300 | 300 | 300
| 620 | 620 | 620 | 620 | 620 | 620
Protected Information | 15 | 15 | 15 | 15 | 15 | 15
| 38 | 38 | 38 | 38 | 38 | 38
| 276 | 276 | 276 | 276 | 276 | 276
| 192 | 192 | 192 | 192 | 192 | 192
| 755 | 755 | 755 | 755 | 755 | 755
Protected Information | 354 | 354 | 354 | 354 | 354 | 354
| 10 | 0 | 0 | 0 | 0 | 0
| 95 | 95 | 95 | 95 | 95 | 95
| 1000 | 1000 | 1000 | 1000 | 1000 | 1000
| 488 | 330 | 330 | 330 | 180 | 180
Protected Information | 1 | 1 | 1 | 1 | 1 | 1
| 7 | 7 | 7 | 7 | 7 | 7
| 100 | 100 | 100 | 100 | 100 | 100
| 162 | 162 | 162 | 162 | 162 | 162
| 14 | 14 | 14 | 14 | 14 | 14
Protected Information | 420 | 420 | 420 | 420 | 420 | 420
| 510 | 510 | 510 | 510 | 510 | 510
| 4.8 | 4.8 | 4.8 | 4.8 | 4.8 | 4.8
| 240 | 240 | 240 | 240 | 240 | 240
| 569 | 569 | 569 | 569 | 569 | 569
Protected Information | 40 | 20 | 20 | 20 | 40 | 40
| 387 | 387 | 387 | 387 | 387 | 387
| 325 | 325 | 325 | 325 | 325 | 325
| 82 | 82 | 82 | 82 | 82 | 82
| 14 | 16 | 16 | 16 | 16 | 16
Protected Information | 15 | 15 | 15 | 15 | 15 | 15
| 10 | 5 | 0 | 0 | 0 | 0
Generation from private networks | 7357.8 | 7166.8 | 7161.8 | 7161.8 | 7031.8 | 7031.8
Laredo 1 | 35 | 35 | 35 | 35 | 0 | 0
Laredo 2 | 32 | 32 | 32 | 32 | 0 | 0
Laredo 3 | 105 | 105 | 105 | 105 | 0 | 0
RMR Units | 172 | 172 | 172 | 172 | 0 | 0
Eagle Pass | 36 | 36 | 36 | 36 | 36 | 36
East | 600 | 600 | 600 | 600 | 600 | 600
Laredo VFT | 100 | 100 | 100 | 100 | 100 | 100
North | 220 | 220 | 220 | 220 | 220 | 220
Sharyland | 150 | 150 | 150 | 150 | 150 | 150
Asynchronous ties | 1106 | 1106 | 1106 | 1106 | 1106 | 1106
Kiamichi Power Part. 1CT101 | 178 | 178 | 178 | 178 | 178 | 178
Kiamichi Power Part. 1CT201 | 178 | 178 | 178 | 178 | 178 | 178
Kiamichi Power Part. 1ST | 144 | 144 | 144 | 144 | 144 | 144
Kiamichi Power Part. 2CT101 | 176 | 176 | 176 | 176 | 176 | 176
Kiamichi Power Part. 2CT201 | 173 | 173 | 173 | 173 | 173 | 173
Kiamichi Power Part. 2ST | 315 | 315 | 315 | 315 | 315 | 315
Tenaska-Frontier 1 | 172 | 172 | 172 | 172 | 172 | 172
Tenaska-Frontier 2 | 158 | 158 | 158 | 158 | 158 | 158
Tenaska-Frontier 3 | 174 | 174 | 174 | 174 | 174 | 174
Tenaska-Frontier 4 | 385 | 385 | 385 | 385 | 385 | 385
Tenaska-Gateway 1 | 158 | 158 | 158 | 158 | 158 | 158
Tenaska-Gateway 2 | 174 | 174 | 174 | 174 | 174 | 174
Tenaska-Gateway 3 | 174 | 174 | 174 | 174 | 174 | 174
Tenaska-Gateway 4 | 387 | 387 | 387 | 387 | 387 | 387
Switchable Units | 2946 | 2946 | 2946 | 2946 | 2946 | 2946
Big Spring Windpower Fac. E | 40.9 | 40.9 | 40.9 | 40.9 | 40.9 | 40.9
Buffalo Gap Wind Farm 1 | 120 | 120 | 120 | 120 | 120 | 120
Buffalo Gap Wind Farm 2 | 233 | 233 | 233 | 233 | 233 | 233
Callahan Divide Wind Farm (FPL) | 114 | 114 | 114 | 114 | 114 | 114
Camp Springs Energy Center 1 | 134.4 | 134.4 | 134.4 | 134.4 | 134.4 | 134.4
Delaware Mt. Wind Farm 1 | 30 | 30 | 30 | 30 | 30 | 30
Desert Sky Wind Farm 1 | 84 | 84 | 84 | 84 | 84 | 84
Desert Sky Wind Farm 2 | 76.5 | 76.5 | 76.5 | 76.5 | 76.5 | 76.5
Forest Creek 1 | 124.2 | 124.2 | 124.2 | 124.2 | 124.2 | 124.2
FPL Energy King NE1 | 79.3 | 79.3 | 79.3 | 79.3 | 79.3 | 79.3
FPL Energy King NW1 | 79.3 | 79.3 | 79.3 | 79.3 | 79.3 | 79.3
FPL Energy King SE1 | 40.3 | 40.3 | 40.3 | 40.3 | 40.3 | 40.3
FPL Energy King SW1 | 79.3 | 79.3 | 79.3 | 79.3 | 79.3 | 79.3
Green Mountain at Brazos 1 | 99 | 99 | 99 | 99 | 99 | 99
Green Mountain at Brazos 2 | 61 | 61 | 61 | 61 | 61 | 61
Horse Hollow Wind Farm 1 | 220.5 | 220.5 | 220.5 | 220.5 | 220.5 | 220.5
Horse Hollow Wind Farm 2 | 186 | 186 | 186 | 186 | 186 | 186
Horse Hollow Wind Farm 3 | 223.5 | 223.5 | 223.5 | 223.5 | 223.5 | 223.5
Horse Hollow Wind Farm 4 | 115 | 115 | 115 | 115 | 115 | 115
Kunitz 1 | 44.8 | 44.8 | 44.8 | 44.8 | 44.8 | 44.8
Mesquite Wind Farm 1 | 200 | 200 | 200 | 200 | 200 | 200
Orion NWP Indian Mesa I 1 | 83 | 83 | 83 | 83 | 83 | 83
Red Canyon 1 | 84 | 84 | 84 | 84 | 84 | 84
Sand Bluff | 90 | 90 | 90 | 90 | 90 | 90
Southwest Mesa Wind 1 | 74.6 | 74.6 | 74.6 | 74.6 | 74.6 | 74.6
Sweetwater Wind 1 | 36.6 | 36.6 | 36.6 | 36.6 | 36.6 | 36.6
Sweetwater Wind 2 | 97.5 | 97.5 | 97.5 | 97.5 | 97.5 | 97.5
Sweetwater Wind 3 | 129 | 129 | 129 | 129 | 129 | 129
Trent Mesa Wind Farm 1 | 150 | 150 | 150 | 150 | 150 | 150
Wild Horse Wind Farm 1 | 126.5 | 126.5 | 126.5 | 126.5 | 126.5 | 126.5
Wolfe Flats Wind Farm 1 | 10 | 10 | 10 | 10 | 10 | 10
Woodward Mountain 1 | 80 | 80 | 80 | 80 | 80 | 80
Woodward Mountain 2 | 80 | 80 | 80 | 80 | 80 | 80
Existing Wind Generation | 3426.2 | 3426.2 | 3426.2 | 3426.2 | 3426.2 | 3426.2
Colorado Bend Energy Center II | 0 | 275 | 275 | 275 | 275 | 275
J K Spruce 2 | 0 | 0 | 0 | 750 | 750 | 750
Quail Run Energy Center II | 0 | 275 | 275 | 275 | 275 | 275
Sandy Creek 1 | 0 | 0 | 0 | 0 | 800 | 800
New Units with Signed IA | 0 | 550 | 550 | 1300 | 2100 | 2100
(Capacity is based on Generation Interconnection Request. Actual capacity after the unit is built may be different.)
Airtricity Panther Creek Wind Farm 1 | 0 | 150 | 150 | 150 | 150 | 150
Barton Chapel Wind Farm 1 | 120 | 120 | 120 | 120 | 120 | 120
Buffalo Gap 3 | 0 | 138 | 138 | 138 | 138 | 138
Capricorn Ridge Wind Project 1 | 350 | 350 | 350 | 350 | 350 | 350
Goat Wind 1 | 150 | 150 | 150 | 150 | 150 | 150
Mesquite Wind Farm 2 | 200 | 200 | 200 | 200 | 200 | 200
Ocotillo Wind Farm 1 | 59 | 59 | 59 | 59 | 59 | 59
Project Snyder 1 | 63 | 63 | 63 | 63 | 63 | 63
Roscoe 1 | 209 | 209 | 209 | 209 | 209 | 209
Silverstar 1 | 60 | 60 | 60 | 60 | 60 | 60
Stanton Wind Energy 1 | 101 | 101 | 101 | 101 | 101 | 101
Sweetwater Wind 4 | 300 | 300 | 300 | 300 | 300 | 300
Whirlwind 1 | 60 | 60 | 60 | 60 | 60 | 60
Wild Horse Wind Farm 2 | 0 | 39 | 39 | 39 | 39 | 39
New Wind Generation | 1672 | 1999 | 1999 | 1999 | 1999 | 1999
(Capacity is based on Generation Interconnection Request. Actual capacity after the unit is built may be different.)
Holly Street 3 | 182 | 182 | 182 | 182 | 182 | 182
Holly Street 4 | 193 | 193 | 193 | 193 | 193 | 193
Leon Creek 3 | 65 | 65 | 65 | 65 | 65 | 65
Units to Retire | 440 | 440 | 440 | 440 | 440 | 440
Atkins 3 | 12 | 12 | 12 | 12 | 12 | 12
Atkins 4 | 22 | 22 | 22 | 22 | 22 | 22
Atkins 5 | 25 | 25 | 25 | 25 | 25 | 25
Atkins 6 | 50 | 50 | 50 | 50 | 50 | 50
Cedar Bayou 3 | 760 | 760 | 760 | 760 | 760 | 760
Collin 1 | 149 | 149 | 149 | 149 | 149 | 149
Eagle Mountain 1 | 109 | 109 | 109 | 109 | 109 | 109
Eagle Mountain 2 | 95 | 95 | 95 | 95 | 95 | 95
Eagle Mountain 3 | 390 | 390 | 390 | 390 | 390 | 390
Ft. Phantom 1 | 159 | 159 | 159 | 159 | 159 | 159
Ft. Phantom 2 | 203 | 203 | 203 | 203 | 203 | 203
Handley 1 | 43 | 43 | 43 | 43 | 43 | 43
Handley 2 | 76 | 76 | 76 | 76 | 76 | 76
J L Bates 1 | 72 | 72 | 72 | 72 | 72 | 72
J L Bates 2 | 110 | 110 | 110 | 110 | 110 | 110
Laredo 1 | 0 | 0 | 0 | 0 | 35 | 35
Laredo 2 | 0 | 0 | 0 | 0 | 32 | 32
Laredo 3 | 0 | 0 | 0 | 0 | 105 | 105
Leon Creek 4 | 95 | 95 | 95 | 95 | 95 | 95
Morgan Creek 6 | 512 | 512 | 512 | 512 | 512 | 512
Mountain Creek 2 | 24 | 24 | 24 | 24 | 24 | 24
Mountain Creek 3 | 65 | 65 | 65 | 65 | 65 | 65
Nueces Bay 5 | 31 | 31 | 31 | 31 | 31 | 31
Nueces Bay 6 | 170 | 170 | 170 | 170 | 170 | 170
Nueces Bay 7 | 368 | 368 | 368 | 368 | 368 | 368
P H Robinson 1 | 461 | 461 | 461 | 461 | 461 | 461
P H Robinson 2 | 461 | 461 | 461 | 461 | 461 | 461
P H Robinson 3 | 552 | 552 | 552 | 552 | 552 | 552
P H Robinson 4 | 760 | 760 | 760 | 760 | 760 | 760
W B Tuttle 2 | 100 | 100 | 100 | 100 | 100 | 100
Mothballed | 5874 | 5874 | 5874 | 5874 | 6046 | 6046
Cobisa-Greenville | 0 | 0 | 1750 | 1750 | 1750 | 1750
Comanche Peak 1&2 Upgrade | 0 | 0 | 86 | 86 | 86 | 86
Oak Grove 1 | 0 | 855 | 855 | 855 | 855 | 855
Oak Grove 2 | 0 | 0 | 855 | 855 | 855 | 855
Sandow 5 | 0 | 581 | 581 | 581 | 581 | 581
Twin Oaks 3 | 0 | 0 | 0 | 630 | 630 | 630
Potential Public Non-Wind Resources | 0 | 3186 | 4127 | 4757 | 4757 | 4757
Gulf Wind 1 | 0 | 400 | 400 | 400 | 400 | 400
Gulf Wind 2 | 0 | 0 | 400 | 400 | 400 | 400
Gulf Wind 3 | 0 | 0 | 0 | 400 | 400 | 400
Potential Public Wind Resources | 0 | 400 | 800 | 1200 | 1200 | 1200
Protected Information | 0 | 255 | 255 | 255 | 255 | 255
| 0 | 0 | 61.1 | 61.1 | 61.1 | 61.1
| 0 | 839 | 839 | 839 | 839 | 839
| 0 | 0 | 1160 | 1160 | 1160 | 1160
| 0 | 0 | 280 | 280 | 280 | 280
Protected Information | 0 | 45 | 45 | 45 | 45 | 45
| 0 | 45 | 45 | 45 | 45 | 45
| 0 | 0 | 300 | 300 | 300 | 300
| 0 | 0 | 100 | 100 | 100 | 100
| 0 | 192 | 192 | 192 | 192 | 192
Protected Information | 0 | 0 | 0 | 800 | 800 | 800
| 0 | 730 | 730 | 730 | 730 | 730
| 0 | 192 | 192 | 192 | 192 | 192
| 0 | 300 | 300 | 300 | 300 | 300
| 0 | 400 | 400 | 400 | 400 | 400
Protected Information | 0 | 0 | 212 | 212 | 212 | 212
Potential Non-Public Non-Wind Resources | 0 | 2998 | 5111.1 | 5911.1 | 5911.1 | 5911.1
Protected Information | 0 | 249 | 249 | 249 | 249 | 249
| 180 | 180 | 180 | 180 | 180 | 180
| 140 | 140 | 140 | 140 | 140 | 140
| 183 | 183 | 183 | 183 | 183 | 183
| 249 | 249 | 249 | 249 | 249 | 249
Protected Information | 0 | 0 | 200 | 200 | 200 | 200
| 0 | 100 | 100 | 100 | 100 | 100
| 0 | 100 | 100 | 100 | 100 | 100
| 0 | 200 | 200 | 200 | 200 | 200
| 0 | 200 | 200 | 200 | 200 | 200
Protected Information | 0 | 200 | 200 | 200 | 200 | 200
| 184 | 184 | 184 | 184 | 184 | 184
| 201 | 201 | 201 | 201 | 201 | 201
| 200 | 200 | 200 | 200 | 200 | 200
| 0 | 250 | 250 | 250 | 250 | 250
Protected Information | 0 | 0 | 250 | 250 | 250 | 250
| 0 | 0 |  | 250 | 250 | 250
| 200 | 200 | 200 | 200 | 200 | 200
| 0 | 200 | 200 | 200 | 200 | 200
| 0 | 220 | 220 | 220 | 220 | 220
Protected Information | 190 | 190 | 190 | 190 | 190 | 190
| 0 | 149 | 149 | 149 | 149 | 149
| 0 | 90 | 90 | 90 | 90 | 90
| 0 | 300 | 300 | 300 | 300 | 300
| 0 | 194 | 194 | 194 | 194 | 194
Protected Information | 0 | 140 | 140 | 140 | 140 | 140
| 0 | 160 | 160 | 160 | 160 | 160
| 200 | 200 | 200 | 200 | 200 | 200
| 0 | 200 | 200 | 200 | 200 | 200
| 0 | 108 | 108 | 108 | 108 | 108
Protected Information | 148 | 148 | 148 | 148 | 148 | 148
| 240 | 240 | 240 | 240 | 240 | 240
| 0 | 249 | 249 | 249 | 249 | 249
| 200 | 200 | 200 | 200 | 200 | 200
| 0 | 200 | 200 | 200 | 200 | 200
Protected Information | 0 | 0 | 200 | 200 | 200 | 200
| 0 | 0 | 0 | 200 | 200 | 200
| 0 | 0 | 0 | 0 | 200 | 200
| 35 | 35 | 35 | 35 | 35 | 35
| 0 | 0 | 249 | 249 | 249 | 249
Protected Information | 0 | 641 | 641 | 641 | 641 | 641
| 100 | 100 | 100 | 100 | 100 | 100
| 0 | 150 | 150 | 150 | 150 | 150
| 0 | 0 | 0 | 500 | 500 | 500
| 300 | 300 | 300 | 300 | 300 | 300
Protected Information | 0 | 200 | 200 | 200 | 200 | 200
| 230 | 230 | 230 | 230 | 230 | 230
| 100 | 100 | 100 | 100 | 100 | 100
| 0 | 100 | 100 | 100 | 100 | 100
| 249 | 249 | 249 | 249 | 249 | 249
Protected Information | 0 | 150 | 150 | 150 | 150 | 150
| 300 | 300 | 300 | 300 | 300 | 300
| 50 | 50 | 50 | 50 | 50 | 50
| 100 | 100 | 100 | 100 | 100 | 100
| 400 | 400 | 400 | 400 | 400 | 400
Protected Information | 249 | 249 | 249 | 249 | 249 | 249
| 100 | 100 | 100 | 100 | 100 | 100
| 0 | 200 | 200 | 200 | 200 | 200
| 201 | 201 | 201 | 201 | 201 | 201
Potential Non-Public Wind Resources | 4929 | 9879 | 10778 | 11728 | 11928 | 11928