## TitlePage
REPORT ON THE CAPACITY, DEMAND, AND RESERVES IN THE ERCOT REGION
System Planning
May 2008
ERCOT
2705 West Lake Drive
Taylor, Texas 76574

## Contents
Contents
Tab | Notes
Disclaimer | Please read.
Definitions | List of definitions
Changes from 2007 CDR | List of changes from the 2007 CDR (updates, changes in methodology)
SummerSummary | Shows load forecast, generation resources, and reserve margin for summer 2008 through summer 2013
WinterSummary | Shows load forecast, generation resources, and reserve margin for winter 2008 through winter 2013/14
LongTermProjections | Graphs of capacity and demand through 2028
SummerFuelTypes | Lists generation fuel types by MW and by percentage for summer 2008 through summer 2013
WinterFuelTypes | Lists generation fuel types by MW and by percentage for winter 2008 through winter 2013/14
SummerCoincidentDemandbyCounty | Shows estimated summer coincident demand by county for 2008 through 2013
SummerLoadbyCounty | Shows estimated summer non-coincident load by county for 2008 through 2013
SummerGenerationbyCounty | Shows summer generation by county for 2007 through 2012
SummerImport-ExportbyCounty | Shows calculated import or export by county for summer 2008 through summer 2013
WinterCoincidentDemandbyCounty | Shows estimated winter coincident demand by county for 2008/09 through 2013/14
WinterLoadbyCounty | Shows estimated winter non-coincident load by county for 2008/09 through 2013/14
WinterGenerationbyCounty | Shows winter generation by county for 2008/09 through 2013/14
WinterImport-ExportbyCounty | Shows calculated import or export by county for winter 2008/09 through winter 2013/14
SummerCapacities | Lists units and their capabilities used in determining the generation resources in the Summer Summary
WinterCapacities | Lists units and their capabilities used in determining the generation resources in the Winter Summary

## Disclaimer
Disclaimer
CDR WORKING PAPER
FOR PLANNING PURPOSES ONLY
This ERCOT Working Paper has been prepared for specific ERCOT and market participant purposes and has been developed from data provided by ERCOT market participants. The data may contain errors or become obsolete and thereby affect the conclusions and opinions of the Working Paper. ERCOT MAKES NO WARRANTY, EXPRESS OR IMPLIED, INCLUDING ANY WARRANTY OF MERCHANTABILITY OR FITNESS FOR ANY PARTICULAR PURPOSE, AND DISCLAIMS ANY AND ALL LIABILITY WITH RESPECT TO THE ACCURACY OF SAME OR THE FITNESS OR APPROPRIATENESS OF SAME FOR ANY PARTICULAR USE. THIS ERCOT WORKING PAPER IS SUPPLIED WITH ALL FAULTS. The specific suitability for any use of the Working Paper and its accuracy should be confirmed by each ERCOT market participant that contributed data for this Working Paper.
This Working Paper is based on data submitted by ERCOT market participants as part of their Annual Load Data Request (ALDR) and their generation asset registration and on data in the EIA-411. As such, this data is updated on an ongoing basis, which means that this report can be rendered obsolete without notice.

## Definitions
Definitions
Available Mothballed Generation
The probability that a mothballed unit will return to service, as provided by its owner, multiplied by the capacity of the unit. Return probabilities are considered protected information under the ERCOT Protocols and therefore are not included in this report.
BULs
Balancing up load. Loads capable of reducing the need for electrical energy when providing Balancing Up Load Energy Service as described in the ERCOT Protocols, Section 6, Ancillary Services. BULs are not considered resources as defined by the ERCOT Protocols.
Effective Load-Carrying Capability (ELCC) of Wind Generation
The amount of wind generation that the Generation Adequacy Task Force (GATF) has recommended to be included in the CDR. The value is 8.7% of the nameplate capacity listed in the Unit Capacities tables, both installed capacity and planned capacity.
LaaRs (Loads acting as resources)
Load capable of reducing or increasing the need for electrical energy or providing Ancillary Services to the ERCOT System, as described in the ERCOT Protocols, Section 6, Ancillary Services. These Resources may provide the following Ancillary Services: Responsive Reserve Service, Non-Spinning Reserve Service, Replacement Reserve Service, and Regulation Service. The Resources must be registered and qualified by ERCOT and will be scheduled by a Qualified Scheduling Entity
Mothballed Capacity
The difference in the available mothballed generation (see definition above) and the total mothballed capacity. For summer 2007 this value is zero in the CDR Report because of the fact that there isn't time to return those units before the start of the summer.
Mothballed Unit
A generation resource for which a generation entity has submitted a Notification of Suspension of Operations, for which ERCOT has declined to execute an RMR agreement, and for which the generation entity has not announced retirement of the generation resource.
Net Dependable Capability
Maximum sustainable capability of a generation resource as demonstrated by performance testing.
Non-Synchronous Tie
Any non-synchronous transmission interconnection between ERCOT and non-ERCOT electric power systems
Other Potential Resources
Capacity resources that include one of the following:
• Remaining "mothballed" capacity not included as resources in the reserve margin calculation
• Remaining DC tie capacity not included as resources in the reserve margin calculation, and
• New generating units that have initiated full transmission interconnection studies through the ERCOT generation interconnection process (Note that new wind generating units would be included based on the appropriate discounted capacity value applied to existing wind generating units.)
Planned Units in Full Interconnection Study Phase
To connect new generation to the ERCOT grid, a generation developer must go through a set procedure. The first step is a high-level screening study to determine the effects of adding the new generation on the transmission system. The second step is the full interconnection study. These are detailed studies done by the transmission owners to determine the effects of the addition of new generation on the transmission system.
Private Networks
An electric network connected to the ERCOT transmission grid that contains load that is not directly metered by ERCOT (i.e., load that is typically netted with internal generation).
Reliability Must-Run (RMR) Unit
A generation resource unit operated under the terms of an agreement with ERCOT that would not otherwise be operated except that they are necessary to provide voltage support, stability or management of localized transmission constraints under first contingency criteria.
Signed IA (Interconnection Agreement)
An agreement that sets forth requirements for physical connection between an eligible transmission service customer and a transmission or distribution service provider
Switchable Unit
A generation resource that can be connected to either the ERCOT transmission grid or a grid outside the ERCOT Region.

## Changes
Changes from 2007 CDR (December Update)
1. The new ERCOT 2008 Load Forecast was used in this report.
2. Loads Acting as Resources (LAAR) are slightly lower than the 2007 Report based on lower average LAAR bids into the ancillary services market.
3. A new line item in the summary tables under Firm Load Forecast was added. "Energy Efficiency Programs (per HB3693)" shows the amount of demand that will be supplanted by energy conservation efforts as reported to the PUCT by ERCOT member utilities.
4. Installed capacity shows an overall decrease of 170 MW due primarily to small changes to the ratings of several units as a result of seasonal testing.
5. The capacity from private networks, which was reported to ERCOT by the owners of those resources, was decreased by 158 MW in total.
6. The Effective Load Carrying Capability (ELCC) of Wind Generation shows a decrease of 17 MW ( equivalent nameplate capacity of 195 MW) because the amounts previously reported were anticipating the commercial operation of some units that have since been delayed.
7. The reduction of 36 MW of Reliabilty Must Run (RMR) is due to re-ratings of the Laredo units and their exit from RMR status is reflected beyond 2008 due to the construction of Laredo Units 4 and 5.
8. The in-service date for Oak Grove 1 was reported as July 14, 2009, for this year's CDR. Therefore, this plant is shown in service in time for the summer peak of 2009 instead of 2010 shown on previous reports.
9. The following units have completed interconnection agreements and/or air permits since the previous CDR:

## SummerSummary
2008 Report on the Capacity, Demand, and Reserves in the ERCOT Region | [7 empty] | 2008 Report on the Capacity, Demand, and Reserves in the ERCOT Region
Summer Summary | [7 empty] | Summer Summary
Load Forecast: |  | 2008 | 2009 | 2010 | 2011 | 2012 | 2013
| Total Summer Peak Demand, MW | 64927.19 | 66247.34 | 67640.58 | 68964.1 | 70051.98 | 71454.16
| less LAARs Serving as Responsive Reserve, MW | 1059 | 1059 | 1059 | 1059 | 1059 | 1059
| less LAARs Serving as Non-Spinning Reserve, MW | 0 | 0 | 0 | 0 | 0 | 0
| less BULs, MW | 0 | 0 | 0 | 0 | 0 | 0
| less Energy Efficiency Programs (per HB3693) | 143 | 160 | 160 | 160 | 160 | 160
| Firm Load Forecast, MW | 63725.19 | 65028.34 | 66421.58 | 67745.1 | 68832.98 | 70235.16
Resources: |  | 2008 | 2009 | 2010 | 2011 | 2012 | 2013
| Installed Capacity, MW | 61552 | 61552 | 61552 | 61552 | 61552 | 61552
| Capacity from Private Networks, MW | 6246.5 | 6279.5 | 6261.5 | 6261.5 | 6261.5 | 6261.5
| Effective Load-Carrying Capability (ELCC) of Wind Generation, MW | 480.1662 | 480.1662 | 480.1662 | 480.1662 | 480.1662 | 480.1662
| RMR Units under Contract, MW | 132.8 | 0 | 0 | 0 | 0 | 0
| Operational Generation, MW | 68411.4662 | 68311.6662 | 68293.6662 | 68293.6662 | 68293.6662 | 68293.6662
| 50% of Non-Synchronous Ties, MW | 553 | 553 | 553 | 553 | 553 | 553
| Switchable Units, MW | 2848 | 2848 | 2848 | 2848 | 2848 | 2848
| Available Mothballed Generation , MW | 143.4 | 554.99 | 848.49 | 848.49 | 848.49 | 848.49
| Planned Units (not wind) with Signed IA and Air Permit, MW | 851 | 3457 | 5062 | 5062 | 5987 | 5987
| ELCC of Planned Wind Units with Signed IA, MW | 13.05 | 341.7577 | 346.9778 | 370.4678 | 370.4678 | 370.4678
| Total Resources, MW | 72819.9162 | 76066.414 | 77952.134 | 77975.624 | 78900.624 | 78900.624
| less Switchable Units Unavailable to ERCOT, MW | 317 | 317 | 0 | 0 | 0 | 0
| less Retiring Units, MW | 0 | 0 | 58 | 58 | 58 | 58
| Resources, MW | 72502.9162 | 75749.414 | 77894.134 | 77917.624 | 78842.624 | 78842.624
| Reserve Margin | 13.77% | 16.49% | 17.27% | 15.02% | 14.54% | 12.26%
(Resources - Firm Load Forecast)/Firm Load Forecast
Other Potential Resources: |  | 553 | 8159.286 | 13753.4475 | 19982.9135 | 24583.9005 | 24844.9005
| Mothballed Capacity , MW | 0 | 4515 | 4515 | 4684 | 4684 | 4684
| 50% of Non-Synchronous Ties, MW | 553 | 553 | 553 | 553 | 553 | 553
| Planned Units in Full Interconnection Study Phase, MW | 0 | 3091.286 | 8685.4475 | 14745.9135 | 19346.9005 | 19607.9005

## WinterSummary
2008 Report on the Capacity, Demand, and Reserves in the ERCOT Region | [7 empty] | 2008 Report on the Capacity, Demand, and Reserves in the ERCOT Region
Winter Summary | [7 empty] | Winter Summary
Load Forecast: |  | 2008/09 | 2009/10 | 2010/11 | 2011/12 | 2012/13 | 2013/14
| Total Summer Peak Demand, MW | 47270.02 | 48285.26 | 49249.96 | 50053.32 | 50589.63 | 51772.17
| less LAARs Serving as Responsive Reserve, MW | 1059 | 1059 | 1059 | 1059 | 1059 | 1059
| less LAARs Serving as Non-Spinning Reserve, MW | 0 | 0 | 0 | 0 | 0 | 0
| less BULs, MW | 0 | 0 | 0 | 0 | 0 | 0
| less Energy Efficiency Programs (per HB3693) | 143 | 160 | 160 | 160 | 160 | 160
| Firm Load Forecast, MW | 46068.02 | 47066.26 | 48030.96 | 48834.32 | 49370.63 | 50553.17
Resources: |  | 2008 | 2009 | 2010 | 2011 | 2012 | 2013
| Installed Capacity, MW | 63705.0965 | 63705.0965 | 63705.0965 | 63705.0965 | 63705.0965 | 63705.0965
| Capacity from Private Networks, MW | 6878.5 | 6911.5 | 6893.5 | 6893.5 | 6893.5 | 6893.5
| Effective Load-Carrying Capability (ELCC) of Wind Generation, MW | 480.1662 | 480.1662 | 480.1662 | 480.1662 | 480.1662 | 480.1662
| RMR Units under Contract, MW | 0 | 0 | 0 | 0 | 0 | 0
| Operational Generation, MW | 71063.7627 | 71096.7627 | 71078.7627 | 71078.7627 | 71078.7627 | 71078.7627
| 50% of Non-Synchronous Ties, MW | 553 | 553 | 553 | 553 | 553 | 553
| Switchable Units, MW | 3099.6 | 3099.6 | 3099.6 | 3099.6 | 3099.6 | 3099.6
| Available Mothballed Generation , MW | 47.5 | 47.5 | 341.5 | 341.5 | 341.5 | 341.5
| Planned Units (not wind) with Signed IA and Air Permit, MW | 1044 | 3457 | 5062 | 5062 | 5987 | 5987
| ELCC of Planned Wind Units with Signed IA, MW | 13.05 | 341.7577 | 346.9778 | 370.4678 | 370.4678 | 370.4678
| Total Resources, MW | 75820.9127 | 78595.6205 | 80481.8405 | 80505.3305 | 81430.3305 | 81430.3305
| less Switchable Units Unavailable to ERCOT, MW | 317 | 317 | 0 | 0 | 0 | 0
| less Retiring Units, MW | 0 | 0 | 58 | 58 | 58 | 58
| Resources, MW | 75503.9127 | 78278.6205 | 80423.8405 | 80447.3305 | 81372.3305 | 81372.3305
| Reserve Margin | 63.9% | 66.32% | 67.44% | 64.74% | 64.82% | 60.96%
(Resources - Firm Load Forecast)/Firm Load Forecast
Other Potential Resources: |  | 5342.783 | 7604.296 | 12904.9575 | 19040.5505 | 23232.6375 | 23232.6375
| Mothballed Capacity , MW | 4371.6 | 3960.01 | 3666.51 | 3835.51 | 3835.51 | 3835.51
| 50% of Non-Synchronous Ties, MW | 553 | 553 | 553 | 553 | 553 | 553
| Planned Units in Full Interconnection Study Phase, MW | 418.183 | 3091.286 | 8685.4475 | 14652.0405 | 18844.1275 | 18844.1275

## LongTermProjections
Long-Term Projections

## SummerFuelTypes
Summer Fuel Types - ERCOT | [6 empty] | Summer Fuel Types - Houston Zone | [6 empty] | Summer Fuel Types - North Zone | [6 empty] | Summer Fuel Types - South Zone | [6 empty] | Summer Fuel Types - West Zone
Fuel type is based on the primary fuel. The total capactities of the mothballed units are included. Capacities of the wind units are included at 8.7%. The amounts available for the grid according to information from the owners of the private network (self-serve) units and the distributed generation units that have registered with ERCOT are included. Non-synchronous ties are included at 50% rated capacity . | [6 empty] | Fuel type is based on the primary fuel. The total capactities of the mothballed units are included. Capacities of the wind units are included at 8.7%. The amounts available for the grid according to information from the owners of the private network (self-serve) units and the distributed generation units that have registered with ERCOT are included. Non-synchronous ties are included at 50% rated capacity . | [6 empty] | Fuel type is based on the primary fuel. The total capactities of the mothballed units are included. Capacities of the wind units are included at 8.7%. The amounts available for the grid according to information from the owners of the private network (self-serve) units and the distributed generation units that have registered with ERCOT are included. Non-synchronous ties are included at 50% rated capacity . | [6 empty] | Fuel type is based on the primary fuel. The total capactities of the mothballed units are included. Capacities of the wind units are included at 8.7%. The amounts available for the grid according to information from the owners of the private network (self-serve) units and the distributed generation units that have registered with ERCOT are included. Non-synchronous ties are included at 50% rated capacity . | [6 empty] | Fuel type is based on the primary fuel. The total capactities of the mothballed units are included. Capacities of the wind units are included at 8.7%. The amounts available for the grid according to information from the owners of the private network (self-serve) units and the distributed generation units that have registered with ERCOT are included. Non-synchronous ties are included at 50% rated capacity .
| In MW | [6 empty] | In MW | [6 empty] | In MW | [6 empty] | In MW | [6 empty] | In MW
Fuel Type | 2008 | 2009 | 2010 | 2011 | 2012 | 2013 | Fuel Type | 2008 | 2009 | 2010 | 2011 | 2012 | 2013 | Fuel Type | 2008 | 2009 | 2010 | 2011 | 2012 | 2013 | Fuel Type | 2008 | 2009 | 2010 | 2011 | 2012 | 2013 | Fuel Type | 2008 | 2009 | 2010 | 2011 | 2012 | 2013
Biomass | 47.8 | 47.8 | 47.8 | 47.8 | 47.8 | 47.8 | Biomass | 17.9 | 17.9 | 17.9 | 17.9 | 17.9 | 17.9 | Biomass | 8.3 | 8.3 | 8.3 | 8.3 | 8.3 | 8.3 | Biomass | 21.6 | 21.6 | 21.6 | 21.6 | 21.6 | 21.6 | Biomass | 0 | 0 | 0 | 0 | 0 | 0
Coal | 15839 | 16420 | 20590 | 21515 | 21515 | 21515 | Coal | 2472 | 2472 | 2472 | 2472 | 2472 | 2472 | Coal | 8031 | 8612 | 12032 | 12957 | 12957 | 12957 | Coal | 4687 | 4687 | 5437 | 5437 | 5437 | 5437 | Coal | 649 | 649 | 649 | 649 | 649 | 649
Natural Gas | 50256.4 | 53869.4 | 53851.4 | 54643.6 | 54643.6 | 54643.6 | Natural Gas | 11539 | 11539 | 11539 | 11539 | 11539 | 11539 | Natural Gas | 21174.6 | 21429.6 | 21429.6 | 21429.6 | 21429.6 | 21429.6 | Natural Gas | 13366.8 | 16531.8 | 16513.8 | 17306 | 17306 | 17306 | Natural Gas | 4176 | 4369 | 4369 | 4369 | 4369 | 4369
Nuclear | 4892 | 4892 | 4892 | 4892 | 4892 | 4892 | Nuclear | 0 | 0 | 0 | 0 | 0 | 0 | Nuclear | 2328 | 2328 | 2328 | 2328 | 2328 | 2328 | Nuclear | 2564 | 2564 | 2564 | 2564 | 2564 | 2564 | Nuclear | 0 | 0 | 0 | 0 | 0 | 0
Other | 768.1 | 768.1 | 768.1 | 768.1 | 768.1 | 768.1 | Other | 144.8 | 144.8 | 144.8 | 144.8 | 144.8 | 144.8 | Other | 323.8 | 323.8 | 323.8 | 323.8 | 323.8 | 323.8 | Other | 172 | 172 | 172 | 172 | 172 | 172 | Other | 127.5 | 127.5 | 127.5 | 127.5 | 127.5 | 127.5
Water | 585.8 | 585.8 | 585.8 | 585.8 | 585.8 | 585.8 | Water | 0 | 0 | 0 | 0 | 0 | 0 | Water | 142.8 | 142.8 | 142.8 | 142.8 | 142.8 | 142.8 | Water | 395 | 395 | 395 | 395 | 395 | 395 | Water | 48 | 48 | 48 | 48 | 48 | 48
Wind | 493.2162 | 821.924 | 827.144 | 850.634 | 850.634 | 850.634 | Wind | 0 | 0 | 0 | 0 | 0 | 0 | Wind | 15.66 | 15.66 | 15.66 | 15.66 | 15.66 | 15.66 | Wind | 0 | 0 | 0 | 0 | 0 | 0 | Wind | 477.5562 | 806.264 | 811.484 | 834.974 | 834.974 | 834.974
Total | 72882.3162 | 77405.024 | 81562.244 | 83302.934 | 83302.934 | 83302.934 | Total | 14173.7 | 14173.7 | 14173.7 | 14173.7 | 14173.7 | 14173.7 | Total | 32024.16 | 32860.16 | 36280.16 | 37205.16 | 37205.16 | 37205.16 | Total | 21206.4 | 24371.4 | 25103.4 | 25895.6 | 25895.6 | 25895.6 | Total | 5478.0562 | 5999.764 | 6004.984 | 6028.474 | 6028.474 | 6028.474
| In Percentages | [6 empty] | In Percentages | [6 empty] | In Percentages | [6 empty] | In Percentages | [6 empty] | In Percentages
Fuel Type | 2008 | 2009 | 2010 | 2011 | 2012 | 2013 | Fuel Type | 2008 | 2009 | 2010 | 2011 | 2012 | 2013 | Fuel Type | 2008 | 2009 | 2010 | 2011 | 2012 | 2013 | Fuel Type | 2008 | 2009 | 2010 | 2011 | 2012 | 2013 | Fuel Type | 2008 | 2009 | 2010 | 2011 | 2012 | 2013
Biomass | 0.06559% | 0.06175% | 0.05861% | 0.05738% | 0.05738% | 0.05738% | Biomass | 0.1263% | 0.1263% | 0.1263% | 0.1263% | 0.1263% | 0.1263% | Biomass | 0.02592% | 0.02526% | 0.02288% | 0.02231% | 0.02231% | 0.02231% | Biomass | 0.1019% | 0.08863% | 0.08604% | 0.08341% | 0.08341% | 0.08341% | Biomass | 0% | 0% | 0% | 0% | 0% | 0%
Coal | 21.73% | 21.21% | 25.24% | 25.83% | 25.83% | 25.83% | Coal | 17.44% | 17.44% | 17.44% | 17.44% | 17.44% | 17.44% | Coal | 25.08% | 26.21% | 33.16% | 34.83% | 34.83% | 34.83% | Coal | 22.1% | 19.23% | 21.66% | 21% | 21% | 21% | Coal | 11.85% | 10.82% | 10.81% | 10.77% | 10.77% | 10.77%
Natural Gas | 68.96% | 69.59% | 66.02% | 65.6% | 65.6% | 65.6% | Natural Gas | 81.41% | 81.41% | 81.41% | 81.41% | 81.41% | 81.41% | Natural Gas | 66.12% | 65.21% | 59.07% | 57.6% | 57.6% | 57.6% | Natural Gas | 63.03% | 67.83% | 65.78% | 66.83% | 66.83% | 66.83% | Natural Gas | 76.23% | 72.82% | 72.76% | 72.47% | 72.47% | 72.47%
Nuclear | 6.712% | 6.32% | 5.998% | 5.873% | 5.873% | 5.873% | Nuclear | 0% | 0% | 0% | 0% | 0% | 0% | Nuclear | 7.27% | 7.085% | 6.417% | 6.257% | 6.257% | 6.257% | Nuclear | 12.09% | 10.52% | 10.21% | 9.901% | 9.901% | 9.901% | Nuclear | 0% | 0% | 0% | 0% | 0% | 0%
Other | 1.054% | 0.9923% | 0.9417% | 0.9221% | 0.9221% | 0.9221% | Other | 1.022% | 1.022% | 1.022% | 1.022% | 1.022% | 1.022% | Other | 1.011% | 0.9854% | 0.8925% | 0.8703% | 0.8703% | 0.8703% | Other | 0.8111% | 0.7057% | 0.6852% | 0.6642% | 0.6642% | 0.6642% | Other | 2.327% | 2.125% | 2.123% | 2.115% | 2.115% | 2.115%
Water | 0.8038% | 0.7568% | 0.7182% | 0.7032% | 0.7032% | 0.7032% | Water | 0% | 0% | 0% | 0% | 0% | 0% | Water | 0.4459% | 0.4346% | 0.3936% | 0.3838% | 0.3838% | 0.3838% | Water | 1.863% | 1.621% | 1.573% | 1.525% | 1.525% | 1.525% | Water | 0.8762% | 0.8% | 0.7993% | 0.7962% | 0.7962% | 0.7962%
Wind | 0.6767% | 1.062% | 1.014% | 1.021% | 1.021% | 1.021% | Wind | 0% | 0% | 0% | 0% | 0% | 0% | Wind | 0.0489% | 0.04766% | 0.04316% | 0.04209% | 0.04209% | 0.04209% | Wind | 0% | 0% | 0% | 0% | 0% | 0% | Wind | 8.718% | 13.44% | 13.51% | 13.85% | 13.85% | 13.85%

## WinterFuelTypes
Winter Fuel Types - ERCOT | [6 empty] | Winter Fuel Types - Houston Zone | [6 empty] | Winter Fuel Types - North Zone | [6 empty] | Winter Fuel Types - South Zone | [6 empty] | Winter Fuel Types - West Zone
Fuel type is based on the primary fuel. The total capactities of the mothballed units are included. Capacities of the wind units are included at 8.7%. The amounts available for the grid according to information from the owners of the private network (self-serve) units and the distributed generation units that have registered with ERCOT are included. Non-synchronous ties are included at 50% rated capacity . | [6 empty] | Fuel type is based on the primary fuel. The total capactities of the mothballed units are included. Capacities of the wind units are included at 8.7%. The amounts available for the grid according to information from the owners of the private network (self-serve) units and the distributed generation units that have registered with ERCOT are included. Non-synchronous ties are included at 50% rated capacity . | [6 empty] | Fuel type is based on the primary fuel. The total capactities of the mothballed units are included. Capacities of the wind units are included at 8.7%. The amounts available for the grid according to information from the owners of the private network (self-serve) units and the distributed generation units that have registered with ERCOT are included. Non-synchronous ties are included at 50% rated capacity . | [6 empty] | Fuel type is based on the primary fuel. The total capactities of the mothballed units are included. Capacities of the wind units are included at 8.7%. The amounts available for the grid according to information from the owners of the private network (self-serve) units and the distributed generation units that have registered with ERCOT are included. Non-synchronous ties are included at 50% rated capacity . | [6 empty] | Fuel type is based on the primary fuel. The total capactities of the mothballed units are included. Capacities of the wind units are included at 8.7%. The amounts available for the grid according to information from the owners of the private network (self-serve) units and the distributed generation units that have registered with ERCOT are included. Non-synchronous ties are included at 50% rated capacity .
| In MW | [6 empty] | In MW | [6 empty] | In MW | [6 empty] | In MW | [6 empty] | In MW
Fuel Type | 2008/09 | 2009/10 | 2010/11 | 2011/12 | 2012/13 | 2013/14 | Fuel Type | 2008/09 | 2009/10 | 2010/11 | 2011/12 | 2012/13 | 2013/14 | Fuel Type | 2008/09 | 2009/10 | 2010/11 | 2011/12 | 2012/13 | 2013/14 | Fuel Type | 2008/09 | 2009/10 | 2010/11 | 2011/12 | 2012/13 | 2013/14 | Fuel Type | 2008/09 | 2009/10 | 2010/11 | 2011/12 | 2012/13 | 2013/14
Biomass | 67.5 | 67.5 | 67.5 | 67.5 | 67.5 | 67.5 | Biomass | 17.9 | 17.9 | 17.9 | 17.9 | 17.9 | 17.9 | Biomass | 14.8 | 14.8 | 14.8 | 14.8 | 14.8 | 14.8 | Biomass | 34.8 | 34.8 | 34.8 | 34.8 | 34.8 | 34.8 | Biomass | 0 | 0 | 0 | 0 | 0 | 0
Coal | 15925.62 | 16506.62 | 20676.62 | 21601.62 | 21601.62 | 21601.62 | Coal | 2483 | 2483 | 2483 | 2483 | 2483 | 2483 | Coal | 8084.9 | 8665.9 | 12085.9 | 13010.9 | 13010.9 | 13010.9 | Coal | 4706.72 | 4706.72 | 5456.72 | 5456.72 | 5456.72 | 5456.72 | Coal | 651 | 651 | 651 | 651 | 651 | 651
Natural Gas | 52782.7266 | 56362.7266 | 56362.7266 | 57287.7266 | 57287.7266 | 57287.7266 | Natural Gas | 12511.2 | 12511.2 | 12511.2 | 12511.2 | 12511.2 | 12511.2 | Natural Gas | 21951.6345 | 22206.6345 | 22206.6345 | 22206.6345 | 22206.6345 | 22206.6345 | Natural Gas | 14109.95 | 17241.95 | 17241.95 | 18166.95 | 18166.95 | 18166.95 | Natural Gas | 4209.9422 | 4402.9422 | 4402.9422 | 4402.9422 | 4402.9422 | 4402.9422
Nuclear | 5075 | 5075 | 5075 | 5075 | 5075 | 5075 | Nuclear | 0 | 0 | 0 | 0 | 0 | 0 | Nuclear | 2352 | 2352 | 2352 | 2352 | 2352 | 2352 | Nuclear | 2723 | 2723 | 2723 | 2723 | 2723 | 2723 | Nuclear | 0 | 0 | 0 | 0 | 0 | 0
Other | 1388.1 | 1388.1 | 1388.1 | 1388.1 | 1388.1 | 1388.1 | Other | 189.8 | 189.8 | 189.8 | 189.8 | 189.8 | 189.8 | Other | 623.8 | 623.8 | 623.8 | 623.8 | 623.8 | 623.8 | Other | 337 | 337 | 337 | 337 | 337 | 337 | Other | 237.5 | 237.5 | 237.5 | 237.5 | 237.5 | 237.5
Water | 546.34 | 546.34 | 546.34 | 546.34 | 546.34 | 546.34 | Water | 0 | 0 | 0 | 0 | 0 | 0 | Water | 112.8 | 112.8 | 112.8 | 112.8 | 112.8 | 112.8 | Water | 409.54 | 409.54 | 409.54 | 409.54 | 409.54 | 409.54 | Water | 24 | 24 | 24 | 24 | 24 | 24
Wind | 493.2162 | 821.924 | 827.144 | 850.634 | 850.634 | 850.634 | Wind | 0 | 0 | 0 | 0 | 0 | 0 | Wind | 15.66 | 15.66 | 15.66 | 15.66 | 15.66 | 15.66 | Wind | 0 | 0 | 0 | 0 | 0 | 0 | Wind | 477.5562 | 806.264 | 811.484 | 834.974 | 834.974 | 834.974
Total | 76278.5029 | 80768.2106 | 84943.4306 | 86816.9206 | 86816.9206 | 86816.9206 | Total | 15201.9 | 15201.9 | 15201.9 | 15201.9 | 15201.9 | 15201.9 | Total | 33155.5945 | 33991.5945 | 37411.5945 | 38336.5945 | 38336.5945 | 38336.5945 | Total | 22321.01 | 25453.01 | 26203.01 | 27128.01 | 27128.01 | 27128.01 | Total | 5599.9984 | 6121.7062 | 6126.9262 | 6150.4162 | 6150.4162 | 6150.4162
| In MW 2008/09: In Percentages |  | In Percentages | [6 empty] | In Percentages | [6 empty] | In Percentages | [6 empty] | In Percentages
Fuel Type | 2008/09 | 2009/10 | 2010/11 | 2011/12 | 2012/13 | 2013/14 | Fuel Type | 2008/09 | 2009/10 | 2010/11 | 2011/12 | 2012/13 | 2013/14 | Fuel Type | 2008/09 | 2009/10 | 2010/11 | 2011/12 | 2012/13 | 2013/14 | Fuel Type | 2008/09 | 2009/10 | 2010/11 | 2011/12 | 2012/13 | 2013/14 | Fuel Type | 2008/09 | 2009/10 | 2010/11 | 2011/12 | 2012/13 | 2013/14
Biomass | 0.08849% | 0.08357% | 0.07946% | 0.07775% | 0.07775% | 0.07775% | Biomass | 0.1177% | 0.1177% | 0.1177% | 0.1177% | 0.1177% | 0.1177% | Biomass | 0.04464% | 0.04354% | 0.03956% | 0.03861% | 0.03861% | 0.03861% | Biomass | 0.1559% | 0.1367% | 0.1328% | 0.1283% | 0.1283% | 0.1283% | Biomass | 0% | 0% | 0% | 0% | 0% | 0%
Coal | 20.88% | 20.44% | 24.34% | 24.88% | 24.88% | 24.88% | Coal | 16.33% | 16.33% | 16.33% | 16.33% | 16.33% | 16.33% | Coal | 24.38% | 25.49% | 32.31% | 33.94% | 33.94% | 33.94% | Coal | 21.09% | 18.49% | 20.82% | 20.11% | 20.11% | 20.11% | Coal | 11.63% | 10.63% | 10.63% | 10.58% | 10.58% | 10.58%
Natural Gas | 69.2% | 69.78% | 66.35% | 65.99% | 65.99% | 65.99% | Natural Gas | 82.3% | 82.3% | 82.3% | 82.3% | 82.3% | 82.3% | Natural Gas | 66.21% | 65.33% | 59.36% | 57.93% | 57.93% | 57.93% | Natural Gas | 63.21% | 67.74% | 65.8% | 66.97% | 66.97% | 66.97% | Natural Gas | 75.18% | 71.92% | 71.86% | 71.59% | 71.59% | 71.59%
Nuclear | 6.653% | 6.283% | 5.975% | 5.846% | 5.846% | 5.846% | Nuclear | 0% | 0% | 0% | 0% | 0% | 0% | Nuclear | 7.094% | 6.919% | 6.287% | 6.135% | 6.135% | 6.135% | Nuclear | 12.2% | 10.7% | 10.39% | 10.04% | 10.04% | 10.04% | Nuclear | 0% | 0% | 0% | 0% | 0% | 0%
Other | 1.82% | 1.719% | 1.634% | 1.599% | 1.599% | 1.599% | Other | 1.249% | 1.249% | 1.249% | 1.249% | 1.249% | 1.249% | Other | 1.881% | 1.835% | 1.667% | 1.627% | 1.627% | 1.627% | Other | 1.51% | 1.324% | 1.286% | 1.242% | 1.242% | 1.242% | Other | 4.241% | 3.88% | 3.876% | 3.862% | 3.862% | 3.862%
Water | 0.7162% | 0.6764% | 0.6432% | 0.6293% | 0.6293% | 0.6293% | Water | 0% | 0% | 0% | 0% | 0% | 0% | Water | 0.3402% | 0.3318% | 0.3015% | 0.2942% | 0.2942% | 0.2942% | Water | 1.835% | 1.609% | 1.563% | 1.51% | 1.51% | 1.51% | Water | 0.4286% | 0.392% | 0.3917% | 0.3902% | 0.3902% | 0.3902%
Wind | 0.6466% | 1.018% | 0.9738% | 0.9798% | 0.9798% | 0.9798% | Wind | 0% | 0% | 0% | 0% | 0% | 0% | Wind | 0.04723% | 0.04607% | 0.04186% | 0.04085% | 0.04085% | 0.04085% | Wind | 0% | 0% | 0% | 0% | 0% | 0% | Wind | 8.528% | 13.17% | 13.24% | 13.58% | 13.58% | 13.58%

## SummerCoincidentDemandbyCounty
Summer Coincident Demand by County
The summer coincident demands by county were estimated by using the forecasted non-coincident loads from the 2008 Annual Load Data Requests (ALDR) to determine a proportion of the total for each county for each year and then applying those proportions to the forecasted ERCOT peak demand.
Summer Coincident Demand, MW
County | 2008 | 2009 | 2010 | 2011 | 2012 | 2013
ANDERSON | 118.1424 | 120.5844 | 123.1616 | 125.6098 | 127.6221 | 130.2159
ANDREWS | 161.6809 | 165.0229 | 168.5498 | 171.9003 | 174.6542 | 178.2038
ANGELINA | 269.1085 | 274.6709 | 280.5413 | 286.118 | 290.7017 | 296.6098
ARANSAS | 64.1632 | 65.4895 | 66.8891 | 68.2188 | 69.3117 | 70.7203
ARCHER | 24.5534 | 25.0609 | 25.5965 | 26.1053 | 26.5236 | 27.0626
ATASCOSA | 85.2961 | 87.0591 | 88.9198 | 90.6873 | 92.1402 | 94.0128
AUSTIN | 94.3655 | 96.316 | 98.3745 | 100.33 | 101.9374 | 104.0091
BANDERA | 50.9793 | 52.033 | 53.1451 | 54.2015 | 55.0699 | 56.1891
BASTROP | 162.3827 | 165.7392 | 169.2814 | 172.6464 | 175.4123 | 178.9773
BAYLOR | 10.4259 | 10.6414 | 10.8688 | 11.0848 | 11.2624 | 11.4913
BEE | 58.8741 | 60.091 | 61.3753 | 62.5954 | 63.5982 | 64.8907
BELL | 771.144 | 787.0835 | 803.9054 | 819.8856 | 833.0207 | 849.9506
BEXAR | 3930.0722 | 4011.3064 | 4097.0382 | 4178.4798 | 4245.4216 | 4331.7035
BLANCO | 24.0551 | 24.5523 | 25.077 | 25.5755 | 25.9852 | 26.5134
BORDEN | 1.5805 | 1.6132 | 1.6477 | 1.6804 | 1.7074 | 1.7421
BOSQUE | 46.8117 | 47.7793 | 48.8004 | 49.7705 | 50.5679 | 51.5956
BRAZORIA | 2681.5355 | 2736.9626 | 2795.4584 | 2851.027 | 2896.7022 | 2955.5733
BRAZOS | 506.0468 | 516.5068 | 527.5459 | 538.0325 | 546.6521 | 557.762
BREWSTER | 16.7539 | 17.1002 | 17.4657 | 17.8129 | 18.0983 | 18.4661
BROOKS | 22.3173 | 22.7786 | 23.2654 | 23.7279 | 24.108 | 24.598
BROWN | 109.7885 | 112.0578 | 114.4528 | 116.7279 | 118.598 | 121.0083
BURLESON | 25.0458 | 25.5635 | 26.1099 | 26.6289 | 27.0555 | 27.6054
BURNET | 115.7627 | 118.1555 | 120.6808 | 123.0797 | 125.0515 | 127.593
CALDWELL | 98.5999 | 100.638 | 102.7888 | 104.8321 | 106.5116 | 108.6763
CALHOUN | 90.1369 | 92.0001 | 93.9663 | 95.8342 | 97.3695 | 99.3484
CALLAHAN | 37.0965 | 37.8633 | 38.6725 | 39.4412 | 40.0731 | 40.8875
CAMERON | 700.9063 | 715.394 | 730.6838 | 745.2084 | 757.1471 | 772.535
CHAMBERS | 470.7059 | 480.4353 | 490.7034 | 500.4577 | 508.4754 | 518.8094
CHEROKEE | 71.4359 | 72.9124 | 74.4708 | 75.9511 | 77.1679 | 78.7362
CHILDRESS | 15.1911 | 15.5051 | 15.8364 | 16.1512 | 16.41 | 16.7435
CLAY | 23.8477 | 24.3406 | 24.8608 | 25.355 | 25.7612 | 26.2848
COKE | 13.3815 | 13.6581 | 13.95 | 14.2273 | 14.4552 | 14.749
COLEMAN | 34.3404 | 35.0502 | 35.7993 | 36.5109 | 37.0958 | 37.8498
COLLIN | 2269.7568 | 2316.6725 | 2366.1857 | 2413.2211 | 2451.8823 | 2501.7132
COLORADO | 80.1367 | 81.7931 | 83.5412 | 85.2019 | 86.5669 | 88.3262
COMAL | 282.0506 | 287.8806 | 294.0333 | 299.8781 | 304.6824 | 310.8746
COMANCHE | 38.3222 | 39.1143 | 39.9503 | 40.7444 | 41.3972 | 42.2385
CONCHO | 11.1463 | 11.3767 | 11.6199 | 11.8509 | 12.0407 | 12.2854
COOKE | 122.5124 | 125.0448 | 127.7173 | 130.2561 | 132.3429 | 135.0325
CORYELL | 101.5182 | 103.6166 | 105.8311 | 107.9349 | 109.664 | 111.8928
COTTLE | 3.7901 | 3.8685 | 3.9512 | 4.0297 | 4.0943 | 4.1775
CRANE | 81.6789 | 83.3672 | 85.149 | 86.8416 | 88.2328 | 90.026
CROCKETT | 35.0245 | 35.7484 | 36.5125 | 37.2383 | 37.8348 | 38.6038
CROSBY | 1.7987 | 1.8359 | 1.8752 | 1.9124 | 1.9431 | 1.9826
CULBERSON | 3.0077 | 3.0699 | 3.1355 | 3.1979 | 3.2491 | 3.3151
DALLAS | 7833.3961 | 7995.3117 | 8166.1918 | 8328.5207 | 8461.9486 | 8633.9251
DAWSON | 64.1101 | 65.4353 | 66.8338 | 68.1623 | 69.2543 | 70.6618
DELTA | 9.557 | 9.7545 | 9.963 | 10.161 | 10.3238 | 10.5336
DENTON | 2002.6378 | 2044.0321 | 2087.7183 | 2129.2183 | 2163.3297 | 2207.2961
DEWITT | 67.6909 | 69.0901 | 70.5667 | 71.9695 | 73.1225 | 74.6086
DICKENS | 7.1576 | 7.3056 | 7.4617 | 7.6101 | 7.732 | 7.8891
DIMMIT | 19.1984 | 19.5953 | 20.0141 | 20.4119 | 20.7389 | 21.1604
DUVAL | 42.4986 | 43.3771 | 44.3041 | 45.1848 | 45.9087 | 46.8417
EASTLAND | 47.4919 | 48.4735 | 49.5095 | 50.4937 | 51.3026 | 52.3453
ECTOR | 449.3627 | 458.651 | 468.4535 | 477.7655 | 485.4196 | 495.285
EDWARDS | 8.6202 | 8.7984 | 8.9865 | 9.1651 | 9.3119 | 9.5012
ELLIS | 677.2798 | 691.2791 | 706.0535 | 720.0886 | 731.6248 | 746.494
ERATH | 102.7252 | 104.8486 | 107.0894 | 109.2182 | 110.9679 | 113.2232
FALLS | 44.5657 | 45.4869 | 46.459 | 47.3826 | 48.1417 | 49.1201
FANNIN | 66.8613 | 68.2434 | 69.7019 | 71.0874 | 72.2263 | 73.6942
FAYETTE | 78.5365 | 80.1598 | 81.8731 | 83.5005 | 84.8383 | 86.5625
FISHER | 23.3198 | 23.8019 | 24.3106 | 24.7938 | 25.191 | 25.703
FLOYD | 0 | 0 | 0 | 0 | 0 | 0
FOARD | 3.1512 | 3.2164 | 3.2851 | 3.3504 | 3.4041 | 3.4733
FORT BEND | 1181.1495 | 1205.5637 | 1231.3297 | 1255.8063 | 1275.925 | 1301.8563
FRANKLIN | 3.2338 | 3.3007 | 3.3712 | 3.4382 | 3.4933 | 3.5643
FREESTONE | 57.5806 | 58.7708 | 60.0269 | 61.2201 | 62.2009 | 63.465
FRIO | 32.175 | 32.84 | 33.5419 | 34.2087 | 34.7567 | 35.4631
GALVESTON | 1065.2079 | 1087.2256 | 1110.4624 | 1132.5364 | 1150.6803 | 1174.0661
GILLESPIE | 63.1036 | 64.408 | 65.7845 | 67.0922 | 68.1671 | 69.5525
GLASSCOCK | 13.869 | 14.1557 | 14.4583 | 14.7457 | 14.9819 | 15.2864
GOLIAD | 19.6034 | 20.0086 | 20.4362 | 20.8425 | 21.1764 | 21.6068
GONZALES | 57.3968 | 58.5832 | 59.8352 | 61.0246 | 62.0023 | 63.2624
GRAYSON | 426.2001 | 435.0096 | 444.3069 | 453.1389 | 460.3985 | 469.7554
GRIMES | 17.0478 | 17.4002 | 17.7721 | 18.1253 | 18.4157 | 18.79
GUADALUPE | 250.8035 | 255.9876 | 261.4587 | 266.656 | 270.928 | 276.4342
HALL | 5.0021 | 5.1055 | 5.2146 | 5.3183 | 5.4035 | 5.5133
HAMILTON | 19.7017 | 20.1089 | 20.5387 | 20.947 | 21.2826 | 21.7151
HARDEMAN | 16.8335 | 17.1815 | 17.5487 | 17.8975 | 18.1843 | 18.5538
HARRIS | 13919.2955 | 14207.0062 | 14510.6459 | 14799.091 | 15036.1812 | 15341.7693
HASKELL | 23.4663 | 23.9513 | 24.4632 | 24.9495 | 25.3492 | 25.8644
HAYS | 370.1224 | 377.7728 | 385.8468 | 393.5167 | 399.8211 | 407.9469
HENDERSON | 162.2648 | 165.6188 | 169.1585 | 172.521 | 175.2849 | 178.8473
HIDALGO | 1176.7175 | 1201.0401 | 1226.7094 | 1251.0941 | 1271.1374 | 1296.9714
HILL | 98.3561 | 100.3892 | 102.5347 | 104.5729 | 106.2482 | 108.4076
HONDO | 5.0198 | 5.1235 | 5.233 | 5.3371 | 5.4226 | 5.5328
HOOD | 174.9799 | 178.5967 | 182.4137 | 186.0398 | 189.0203 | 192.8618
HOPKINS | 107.4786 | 109.7002 | 112.0448 | 114.272 | 116.1027 | 118.4624
HOUSTON | 43.3056 | 44.2007 | 45.1454 | 46.0428 | 46.7804 | 47.7312
HOWARD | 95.9991 | 97.9834 | 100.0775 | 102.0669 | 103.7021 | 105.8097
HUNT | 227.3018 | 232.0001 | 236.9586 | 241.6689 | 245.5405 | 250.5308
IRION | 8.8031 | 8.985 | 9.177 | 9.3595 | 9.5094 | 9.7027
JACK | 21.9546 | 22.4084 | 22.8873 | 23.3422 | 23.7162 | 24.1982
JACKSON | 35.6132 | 36.3494 | 37.1262 | 37.8643 | 38.4709 | 39.2527
JEFF DAVIS | 4.0555 | 4.1394 | 4.2278 | 4.3119 | 4.381 | 4.47
JIM HOGG | 3.4481 | 3.5194 | 3.5946 | 3.666 | 3.7248 | 3.8005
JIM WELLS | 82.5046 | 84.2099 | 86.0097 | 87.7194 | 89.1247 | 90.9361
JOHNSON | 350.0089 | 357.2435 | 364.8787 | 372.1319 | 378.0936 | 385.7778
JONES | 42.7738 | 43.658 | 44.5911 | 45.4774 | 46.206 | 47.1451
KARNES | 26.8387 | 27.3935 | 27.9789 | 28.5351 | 28.9922 | 29.5815
KAUFMAN | 276.9404 | 282.6647 | 288.706 | 294.4449 | 299.1621 | 305.2421
KENDALL | 85.6283 | 87.3982 | 89.2661 | 91.0406 | 92.4991 | 94.379
KENEDY | 0.69493 | 0.70929 | 0.72445 | 0.73885 | 0.75069 | 0.76594
KENT | 54.6741 | 55.8042 | 56.9969 | 58.1299 | 59.0611 | 60.2615
KERR | 122.9538 | 125.4952 | 128.1774 | 130.7253 | 132.8196 | 135.519
KIMBLE | 15.5076 | 15.8281 | 16.1664 | 16.4878 | 16.7519 | 17.0924
KING | 8.978 | 9.1636 | 9.3594 | 9.5455 | 9.6984 | 9.8955
KINNEY | 5.0286 | 5.1326 | 5.2423 | 5.3465 | 5.4321 | 5.5425
KLEBERG | 78.1728 | 79.7886 | 81.4939 | 83.1139 | 84.4454 | 86.1616
KNOX | 20.6974 | 21.1252 | 21.5767 | 22.0056 | 22.3582 | 22.8126
LA SALLE | 13.0355 | 13.305 | 13.5893 | 13.8595 | 14.0815 | 14.3677
LAMAR | 168.7727 | 172.2612 | 175.9429 | 179.4403 | 182.3151 | 186.0203
LAMPASAS | 46.8972 | 47.8666 | 48.8896 | 49.8614 | 50.6602 | 51.6898
LAVACA | 37.8563 | 38.6388 | 39.4646 | 40.2491 | 40.8939 | 41.725
LEE | 33.7958 | 34.4944 | 35.2316 | 35.932 | 36.5076 | 37.2496
LEON | 70.0106 | 71.4577 | 72.985 | 74.4358 | 75.6283 | 77.1653
LIMESTONE | 62.0814 | 63.3646 | 64.7189 | 66.0054 | 67.0628 | 68.4258
LIVE OAK | 74.8869 | 76.4348 | 78.0684 | 79.6203 | 80.8958 | 82.5399
LLANO | 62.5925 | 63.8863 | 65.2517 | 66.5488 | 67.6149 | 68.9891
LOVING | 6.2907 | 6.4207 | 6.558 | 6.6883 | 6.7955 | 6.9336
MADISON | 5.5044 | 5.6181 | 5.7382 | 5.8523 | 5.946 | 6.0669
MARTIN | 22.6072 | 23.0745 | 23.5677 | 24.0361 | 24.4212 | 24.9175
MASON | 9.553 | 9.7505 | 9.9589 | 10.1568 | 10.3196 | 10.5293
MATAGORDA | 139.1651 | 142.0416 | 145.0774 | 147.9613 | 150.3317 | 153.387
MAVERICK | 71.775 | 73.2586 | 74.8243 | 76.3116 | 77.5342 | 79.11
MCCULLOCH | 40.7215 | 41.5632 | 42.4515 | 43.2954 | 43.989 | 44.883
MCLENNAN | 694.1998 | 708.5489 | 723.6924 | 738.0781 | 749.9025 | 765.1432
MCMULLEN | 6.3379 | 6.4689 | 6.6071 | 6.7385 | 6.8464 | 6.9856
MEDINA | 167.0113 | 170.4634 | 174.1067 | 177.5676 | 180.4123 | 184.0789
MENARD | 5.2095 | 5.3172 | 5.4308 | 5.5388 | 5.6275 | 5.7419
MIDLAND | 321.7322 | 328.3823 | 335.4007 | 342.0679 | 347.548 | 354.6114
MILAM | 61.8425 | 63.1208 | 64.4699 | 65.7514 | 66.8048 | 68.1625
MILLS | 8.8011 | 8.983 | 9.175 | 9.3574 | 9.5073 | 9.7005
MITCHELL | 18.0366 | 18.4094 | 18.8029 | 19.1767 | 19.4839 | 19.8799
MONTAGUE | 53.7934 | 54.9053 | 56.0788 | 57.1935 | 58.1098 | 59.2908
MONTGOMERY | 265.4874 | 270.975 | 276.7664 | 282.268 | 286.7901 | 292.6187
MOTLEY | 3.6938 | 3.7702 | 3.8508 | 3.9273 | 3.9902 | 4.0713
NACOGDOCHES | 167.6699 | 171.1356 | 174.7932 | 178.2678 | 181.1237 | 184.8048
NAVARRO | 179.1298 | 182.8324 | 186.74 | 190.452 | 193.5032 | 197.4358
NOLAN | 52.5313 | 53.6171 | 54.7631 | 55.8517 | 56.7464 | 57.8997
NUECES | 1019.8175 | 1040.897 | 1063.1436 | 1084.277 | 1101.6478 | 1124.0371
PALO PINTO | 78.0539 | 79.6672 | 81.3699 | 82.9874 | 84.3169 | 86.0305
PARKER | 306.3632 | 312.6957 | 319.3788 | 325.7275 | 330.9458 | 337.6718
PECOS | 70.8176 | 72.2814 | 73.8262 | 75.2938 | 76.5 | 78.0548
PRESIDIO | 10.9242 | 11.15 | 11.3883 | 11.6147 | 11.8008 | 12.0406
RAINS | 17.5668 | 17.9299 | 18.3131 | 18.6771 | 18.9764 | 19.362
REAGAN | 13.2567 | 13.5307 | 13.8199 | 14.0946 | 14.3204 | 14.6114
REAL | 11.1837 | 11.4149 | 11.6588 | 11.8906 | 12.0811 | 12.3266
RED RIVER | 27.4619 | 28.0295 | 28.6286 | 29.1977 | 29.6654 | 30.2683
REEVES | 37.8995 | 38.6829 | 39.5097 | 40.295 | 40.9406 | 41.7726
REFUGIO | 26.303 | 26.8467 | 27.4205 | 27.9655 | 28.4136 | 28.991
ROBERTSON | 18.0514 | 18.4245 | 18.8183 | 19.1923 | 19.4998 | 19.8961
ROCKWALL | 223.204 | 227.8176 | 232.6867 | 237.312 | 241.1139 | 246.0142
RUNNELS | 32.1701 | 32.835 | 33.5368 | 34.2034 | 34.7514 | 35.4577
RUSK | 6.6328 | 6.7699 | 6.9145 | 7.052 | 7.165 | 7.3106
SAN PATRICIO | 186.3651 | 190.2172 | 194.2826 | 198.1446 | 201.319 | 205.4105
SAN SABA | 11.3881 | 11.6235 | 11.872 | 12.1079 | 12.3019 | 12.5519
SCHLEICHER | 12.7406 | 13.004 | 13.2819 | 13.5459 | 13.763 | 14.0427
SCURRY | 186.2353 | 190.0848 | 194.1474 | 198.0067 | 201.1789 | 205.2675
SHACKELFORD | 14.8235 | 15.1299 | 15.4532 | 15.7604 | 16.0129 | 16.3383
SMITH | 578.4853 | 590.4425 | 603.0618 | 615.0495 | 624.903 | 637.6032
SOMERVELL | 27.5523 | 28.1218 | 28.7228 | 29.2938 | 29.7631 | 30.368
STARR | 81.6297 | 83.317 | 85.0977 | 86.7893 | 88.1797 | 89.9719
STEPHENS | 62.5335 | 63.8261 | 65.1902 | 66.4861 | 67.5512 | 68.9241
STERLING | 10.0396 | 10.2471 | 10.4661 | 10.6741 | 10.8451 | 11.0656
STONEWALL | 6.0863 | 6.2121 | 6.3448 | 6.4709 | 6.5746 | 6.7082
SUTTON | 17.4636 | 17.8246 | 18.2055 | 18.5674 | 18.8649 | 19.2483
TARRANT | 5181.8368 | 5288.9449 | 5401.9831 | 5509.3646 | 5597.6279 | 5711.3914
TAYLOR | 329.1257 | 335.9287 | 343.1084 | 349.9287 | 355.5348 | 362.7605
TERRELL | 1.5039 | 1.535 | 1.5678 | 1.5989 | 1.6245 | 1.6576
THROCKMORTON | 7.4574 | 7.6116 | 7.7743 | 7.9288 | 8.0558 | 8.2195
TOM GREEN | 252.6799 | 257.9028 | 263.4148 | 268.651 | 272.955 | 278.5024
TRAVIS | 2457.9865 | 2508.7928 | 2562.4121 | 2613.3482 | 2655.2156 | 2709.1789
UPTON | 19.7125 | 20.12 | 20.55 | 20.9585 | 21.2942 | 21.727
UVALDE | 52.7711 | 53.8619 | 55.0131 | 56.1066 | 57.0055 | 58.1641
VAL VERDE | 86.9749 | 88.7726 | 90.6699 | 92.4723 | 93.9538 | 95.8632
VAN ZANDT | 70.0499 | 71.4979 | 73.026 | 74.4776 | 75.6708 | 77.2086
VICTORIA | 283.4493 | 289.3082 | 295.4914 | 301.3652 | 306.1933 | 312.4162
WALLER | 193.3713 | 197.3683 | 201.5866 | 205.5937 | 208.8875 | 213.1328
WARD | 45.7944 | 46.7409 | 47.7399 | 48.6889 | 49.4689 | 50.4743
WASHINGTON | 118.453 | 120.9014 | 123.4854 | 125.94 | 127.9577 | 130.5582
WEBB | 409.9976 | 418.4722 | 427.4161 | 435.9123 | 442.8959 | 451.8971
WHARTON | 112.6183 | 114.9462 | 117.4028 | 119.7366 | 121.6549 | 124.1273
WICHITA | 432.9528 | 441.9019 | 451.3465 | 460.3184 | 467.693 | 477.1981
WILBARGER | 35.6427 | 36.3795 | 37.157 | 37.8956 | 38.5027 | 39.2852
WILLACY | 36.0742 | 36.8199 | 37.6068 | 38.3544 | 38.9688 | 39.7608
WILLIAMSON | 990.6984 | 1011.1761 | 1032.7875 | 1053.3174 | 1070.1922 | 1091.9422
WILSON | 83.4 | 85.1239 | 86.9432 | 88.6714 | 90.092 | 91.923
WINKLER | 52.1018 | 53.1787 | 54.3153 | 55.395 | 56.2824 | 57.4263
WISE | 181.5163 | 185.2682 | 189.2279 | 192.9894 | 196.0812 | 200.0662
YOUNG | 59.2388 | 60.4632 | 61.7555 | 62.9831 | 63.9921 | 65.2926
ZAPATA | 23.0987 | 23.5761 | 24.08 | 24.5587 | 24.9521 | 25.4592
ZAVALA | 19.6879 | 20.0949 | 20.5244 | 20.9324 | 21.2677 | 21.6999

## SummerLoadbyCounty
Summer Load by County
The loads shown are the non-coincident loads of the individual delivery points from the 2008 ALDRs and do not include self-serve loads. The values shown here are used in the summer import/export calculations.
Summer Load, MW
County | 2008 | 2009 | 2010 | 2011 | 2012 | 2013
ANDERSON | 156.272 | 155.261 | 155.299 | 155.801 | 157.453 | 157.897
ANDREWS | 188.473 | 188.922 | 189.826 | 191.484 | 193.116 | 194.568
ANGELINA | 357.705 | 358.583 | 358.86 | 360.341 | 361.97 | 363.078
ARANSAS | 57.571 | 57.691 | 57.695 | 58.081 | 58.775 | 58.956
ARCHER | 28.828 | 29.238 | 29.817 | 30.385 | 31.1 | 31.677
ATASCOSA | 75.16 | 75.94 | 76.765 | 77.92 | 79.597 | 80.702
AUSTIN | 97.302 | 99.62 | 101.728 | 110.65 | 112.976 | 115.375
BANDERA | 53.737 | 55.209 | 56.684 | 58.158 | 59.633 | 61.104
BASTROP | 194.899 | 205.114 | 216.529 | 227.676 | 238.857 | 249.87
BAYLOR | 6.988 | 7.125 | 7.273 | 7.454 | 7.725 | 7.908
BEE | 54.092 | 53.858 | 53.605 | 53.651 | 54.025 | 53.976
BELL | 883.473 | 900.362 | 925.511 | 948.513 | 962.568 | 986.03
BEXAR | 4196.884 | 4412.665 | 4575.71 | 4833.107 | 5096.603 | 5309.525
BLANCO | 26.64 | 27.558 | 28.509 | 29.496 | 30.48 | 31.535
BORDEN | 1.896 | 1.923 | 1.95 | 1.975 | 1.987 | 2
BOSQUE | 52.15 | 53.085 | 54.071 | 54.935 | 55.887 | 56.849
BRAZORIA | 2613.598 | 2665.843 | 2693.295 | 2707.427 | 2717.414 | 2731.167
BRAZOS | 522.458 | 534.718 | 547.493 | 560.739 | 574.582 | 588.554
BREWSTER | 17.444 | 17.665 | 17.823 | 18.049 | 18.356 | 18.51
BROOKS | 21.963 | 21.785 | 21.572 | 21.51 | 21.565 | 21.438
BROWN | 127.224 | 127.953 | 129.09 | 130.607 | 132.246 | 133.73
BURLESON | 31.342 | 31.814 | 32.286 | 32.762 | 33.226 | 33.706
BURNET | 131.101 | 136.059 | 146.638 | 153.435 | 160.51 | 168.103
CALDWELL | 109.314 | 117.923 | 130.162 | 138.004 | 145.892 | 151.845
CALHOUN | 273.065 | 273.794 | 273.774 | 275.236 | 277.997 | 278.406
CALLAHAN | 36.649 | 37.28 | 37.727 | 38.181 | 38.425 | 38.868
CAMERON | 690.471 | 733.005 | 746.76 | 770.127 | 788.043 | 815.147
CHAMBERS | 555.734 | 569.335 | 581.87 | 584.828 | 587.503 | 590.267
CHEROKEE | 94.453 | 94.991 | 95.65 | 96.537 | 97.458 | 98.272
CHILDRESS | 15.365 | 15.469 | 15.508 | 15.613 | 15.803 | 15.833
CLAY | 28.063 | 28.601 | 29.194 | 29.861 | 30.579 | 31.267
COKE | 18.273 | 18.421 | 18.549 | 18.707 | 18.911 | 19.006
COLEMAN | 36.578 | 37.057 | 37.429 | 37.845 | 38.355 | 38.654
COLLIN | 2553.057 | 2646.37 | 2736.548 | 2882.603 | 3043.976 | 3187.984
COLORADO | 78.805 | 80.133 | 81.475 | 83.119 | 85.016 | 86.713
COMAL | 362.366 | 388.683 | 412.554 | 430.779 | 449.982 | 470.238
COMANCHE | 50.637 | 51.611 | 52.716 | 54.096 | 55.553 | 69.092
CONCHO | 11.025 | 11.127 | 11.207 | 11.301 | 11.431 | 11.481
COOKE | 144.343 | 149.941 | 155.881 | 159.092 | 162.688 | 166.111
CORYELL | 133.828 | 137.975 | 141.063 | 144.091 | 157.951 | 161.718
COTTLE | 4.061 | 4.09 | 4.108 | 4.141 | 4.195 | 4.218
CRANE | 89.328 | 89.536 | 89.9 | 90.506 | 91.14 | 91.66
CROCKETT | 33.186 | 33.714 | 34.178 | 34.723 | 35.14 | 35.452
CROSBY | 2.421 | 2.417 | 2.415 | 2.417 | 2.429 | 2.439
CULBERSON | 5.383 | 10.284 | 12.549 | 12.64 | 12.836 | 12.913
DALLAS | 8923.389 | 9172.19 | 9388.448 | 9536.042 | 9732.173 | 9896.523
DAWSON | 77.953 | 78.52 | 79.307 | 80.234 | 80.954 | 81.528
DELTA | 10.407 | 10.272 | 10.281 | 10.312 | 10.559 | 10.604
DENTON | 1994.52 | 1941.14 | 2081.777 | 2211.886 | 2321.731 | 2463.79
DEWITT | 71.157 | 72.836 | 74.565 | 76.411 | 78.371 | 80.323
DICKENS | 7.8 | 7.865 | 7.913 | 7.987 | 8.1 | 8.163
DIMMIT | 18.117 | 18.237 | 18.338 | 18.538 | 18.827 | 18.989
DUVAL | 44.386 | 44.349 | 44.311 | 44.521 | 45.017 | 45.178
EASTLAND | 56.501 | 57.164 | 57.906 | 58.863 | 59.982 | 60.777
ECTOR | 555.918 | 560.79 | 562.098 | 568.79 | 574.094 | 578.464
EDWARDS | 8.253 | 8.22 | 8.186 | 8.21 | 8.315 | 8.255
ELLIS | 912.333 | 930.545 | 942.015 | 966.905 | 998.006 | 1026.585
ERATH | 118.384 | 120.858 | 135.895 | 139.3 | 143.176 | 147.057
FALLS | 51.324 | 53.427 | 54.062 | 56.444 | 58.063 | 59.539
FANNIN | 80.775 | 79.951 | 80.262 | 80.714 | 82.744 | 83.277
FAYETTE | 93.272 | 95.62 | 98.036 | 100.518 | 103.071 | 105.702
FISHER | 24.432 | 24.608 | 24.759 | 24.971 | 25.271 | 25.339
FLOYD | 0.344 | 0.344 | 0.345 | 0.345 | 0.345 | 0.346
FOARD | 3.242 | 3.264 | 3.272 | 3.294 | 3.334 | 3.34
FORT BEND | 1305.588 | 1359.727 | 1389.239 | 1410.599 | 1430.967 | 1451.737
FRANKLIN | 3.497 | 3.53 | 3.564 | 3.598 | 3.634 | 3.669
FREESTONE | 92.28 | 94.533 | 96.022 | 97.626 | 96.804 | 98.565
FRIO | 42.529 | 43.104 | 43.764 | 44.565 | 45.698 | 46.54
GALVESTON | 1501.078 | 1541.309 | 1586.36 | 1607.006 | 1627.396 | 1646.251
GILLESPIE | 69.382 | 71.937 | 74.508 | 77.099 | 79.707 | 82.333
GLASSCOCK | 16.554 | 16.737 | 16.967 | 17.255 | 17.549 | 17.817
GOLIAD | 19.101 | 19.154 | 19.248 | 19.391 | 19.652 | 19.82
GONZALES | 62.992 | 68.292 | 70.249 | 72.325 | 74.502 | 76.721
GRAYSON | 497.32 | 506.242 | 527.722 | 535.575 | 553.632 | 567.955
GRIMES | 23.996 | 24.995 | 26.03 | 27.132 | 27.92 | 28.709
GUADALUPE | 382.646 | 390.822 | 402.795 | 415.547 | 429.105 | 443.363
HALL | 5.035 | 5.078 | 5.109 | 5.153 | 5.207 | 5.227
HAMILTON | 20.443 | 20.607 | 20.778 | 20.967 | 21.189 | 21.405
HARDEMAN | 18.307 | 18.431 | 18.478 | 18.604 | 18.831 | 18.868
HARRIS | 14936.568 | 15273.169 | 15564.596 | 15817.476 | 16053.142 | 16294.684
HASKELL | 26.397 | 26.577 | 26.717 | 26.926 | 27.238 | 27.35
HAYS | 404.643 | 425.4 | 446.983 | 467.958 | 488.206 | 511.281
HENDERSON | 179.348 | 178.943 | 180.108 | 181.472 | 184.485 | 185.851
HIDALGO | 1255.142 | 1298.441 | 1343.213 | 1387.362 | 1418.765 | 1472.228
HILL | 110.583 | 113.643 | 115.965 | 118.4 | 121.059 | 123.807
HONDO | 4.456 | 4.501 | 4.57 | 4.64 | 4.751 | 4.839
HOOD | 205.898 | 232.511 | 239.746 | 247.754 | 256.775 | 266.134
HOPKINS | 123.206 | 121.898 | 122.55 | 123.01 | 126.67 | 127.659
HOUSTON | 58.549 | 58.57 | 58.725 | 59.06 | 59.415 | 59.694
HOWARD | 119.577 | 119.971 | 120.716 | 119.719 | 124.036 | 125.163
HUNT | 253.662 | 255.106 | 259.766 | 263.634 | 273.577 | 278.717
IRION | 9.58 | 9.747 | 9.944 | 10.131 | 10.295 | 10.474
JACK | 27.702 | 28.016 | 28.382 | 28.819 | 29.307 | 29.763
JACKSON | 37.94 | 37.837 | 37.794 | 37.888 | 38.25 | 38.349
JEFF DAVIS | 3.999 | 4.026 | 4.032 | 4.057 | 4.105 | 4.106
JIM HOGG | 3.466 | 3.456 | 3.456 | 3.466 | 3.502 | 3.517
JIM WELLS | 73.053 | 72.504 | 71.918 | 71.764 | 72.045 | 71.758
JOHNSON | 432.047 | 485.43 | 508.074 | 531.635 | 558.529 | 587.485
JONES | 45.491 | 45.921 | 46.182 | 46.505 | 46.556 | 46.841
KARNES | 25.064 | 24.994 | 24.934 | 25.006 | 25.244 | 25.299
KAUFMAN | 313.138 | 316.916 | 317.732 | 325.349 | 343.448 | 352.043
KENDALL | 88.205 | 92.055 | 98.616 | 105.482 | 112.664 | 120.183
KENEDY | 0.706 | 0.734 | 0.752 | 0.787 | 0.824 | 0.856
KENT | 52.927 | 53.252 | 53.569 | 53.856 | 54.142 | 54.361
KERR | 135.348 | 137.969 | 140.701 | 143.474 | 146.285 | 149.137
KIMBLE | 16.246 | 16.572 | 16.873 | 17.215 | 17.605 | 17.923
KING | 9.434 | 9.443 | 9.458 | 9.469 | 9.52 | 9.558
KINNEY | 6.717 | 6.79 | 6.899 | 6.976 | 7.076 | 7.154
KLEBERG | 97.397 | 97.183 | 96.788 | 96.986 | 97.703 | 97.604
KNOX | 21.781 | 22.121 | 22.395 | 22.753 | 23.224 | 23.524
LA SALLE | 13.267 | 13.457 | 13.641 | 13.887 | 14.216 | 14.433
LAMAR | 187.121 | 186.655 | 188.061 | 189.902 | 194.341 | 196.359
LAMPASAS | 51.644 | 52.023 | 53.635 | 55.342 | 57.199 | 59.108
LAVACA | 40.365 | 41.497 | 42.681 | 43.907 | 45.196 | 46.52
LEE | 35.34 | 36.087 | 36.838 | 37.593 | 38.351 | 39.114
LEON | 89.658 | 90.463 | 91.468 | 92.71 | 94.168 | 95.551
LIMESTONE | 68.48 | 69.87 | 71.049 | 72.502 | 74.153 | 75.797
LIVE OAK | 69.719 | 70.448 | 70.952 | 71.889 | 73.208 | 73.906
LLANO | 69.754 | 71.819 | 69.627 | 71.591 | 73.606 | 75.673
LOVING | 9.851 | 10.183 | 10.542 | 11.035 | 11.432 | 11.812
MADISON | 16.539 | 16.857 | 17.211 | 17.622 | 18.132 | 18.657
MARTIN | 34.531 | 34.885 | 35.239 | 35.814 | 36.301 | 36.836
MASON | 11.235 | 11.369 | 11.501 | 11.637 | 11.777 | 11.913
MATAGORDA | 139.94 | 140.74 | 141.375 | 142.698 | 144.815 | 145.771
MAVERICK | 82.974 | 86.279 | 87.103 | 88.456 | 90.242 | 91.275
MCCULLOCH | 45.528 | 46.309 | 47.023 | 47.832 | 48.757 | 49.497
MCLENNAN | 785.897 | 807.333 | 824.502 | 847.361 | 866.813 | 885.098
MCMULLEN | 5.961 | 6.013 | 6.097 | 6.181 | 6.321 | 6.429
MEDINA | 175.64 | 195.229 | 200.049 | 205.328 | 211.081 | 216.821
MENARD | 5.363 | 5.428 | 5.478 | 5.547 | 5.61 | 5.641
MIDLAND | 381.43 | 383.757 | 385.389 | 388.35 | 391.462 | 394.005
MILAM | 76.267 | 77.16 | 78.276 | 79.66 | 81.205 | 82.692
MILLS | 9.098 | 9.214 | 9.334 | 9.465 | 9.612 | 9.758
MITCHELL | 21.125 | 21.173 | 21.284 | 21.468 | 21.66 | 21.821
MONTAGUE | 59.414 | 61.035 | 62.708 | 64.478 | 66.386 | 68.325
MONTGOMERY | 294.554 | 313.587 | 330.139 | 346.818 | 362.23 | 378.318
MOTLEY | 4.681 | 4.714 | 4.726 | 4.758 | 4.813 | 4.817
NACOGDOCHES | 203.339 | 205.22 | 205.761 | 206.961 | 208.24 | 209.237
NAVARRO | 211.597 | 209.851 | 212.752 | 217.389 | 222.744 | 226.493
NOLAN | 67.037 | 67.32 | 67.767 | 68.372 | 68.973 | 69.5
NUECES | 1062.318 | 1073.537 | 1081.145 | 1095.883 | 1113.915 | 1122.624
PALO PINTO | 94.703 | 96.539 | 98.642 | 101.186 | 103.931 | 106.628
PARKER | 330.088 | 337.016 | 344.954 | 353.603 | 364.989 | 364.858
PECOS | 81.894 | 82.712 | 83.431 | 84.346 | 85.319 | 85.971
PRESIDIO | 8.67 | 8.812 | 8.915 | 9.059 | 9.2 | 9.328
RAINS | 17.395 | 17.054 | 17.629 | 17.898 | 19.244 | 19.538
REAGAN | 12.961 | 13.166 | 13.339 | 13.548 | 13.752 | 13.896
REAL | 13.31 | 13.867 | 14.422 | 14.985 | 15.553 | 16.114
RED RIVER | 29.195 | 29.036 | 29.242 | 29.491 | 30.321 | 30.627
REEVES | 48.627 | 49.074 | 49.523 | 50.021 | 50.549 | 51.034
REFUGIO | 23.237 | 23.129 | 22.996 | 23.009 | 23.155 | 23.112
ROBERTSON | 25.433 | 26.01 | 22.799 | 23.21 | 23.655 | 24.169
ROCKWALL | 259.325 | 266.702 | 277.104 | 286.515 | 300.414 | 321.138
RUNNELS | 31.083 | 31.337 | 31.453 | 31.677 | 32.052 | 32.108
RUSK | 7.862 | 7.872 | 7.87 | 7.895 | 7.922 | 7.938
SAN PATRICIO | 184.962 | 188.218 | 190.988 | 194.901 | 199.74 | 202.804
SAN SABA | 13.208 | 13.517 | 13.833 | 14.156 | 14.487 | 14.827
SCHLEICHER | 12.215 | 12.363 | 12.492 | 12.66 | 12.734 | 12.773
SCURRY | 297.971 | 296.963 | 297.089 | 297.992 | 299.207 | 299.762
SHACKELFORD | 15.157 | 15.274 | 15.368 | 15.492 | 15.655 | 15.769
SMITH | 656.187 | 661.575 | 663.436 | 667.07 | 670.978 | 673.939
SOMERVELL | 38.114 | 39.911 | 40.23 | 41.454 | 42.817 | 44.349
STARR | 86.163 | 87.525 | 87.504 | 88.03 | 89.044 | 89.309
STEPHENS | 70.297 | 70.85 | 71.496 | 72.478 | 73.511 | 74.326
STERLING | 12.511 | 12.784 | 12.891 | 12.983 | 13.091 | 13.169
STONEWALL | 7.439 | 7.497 | 7.543 | 7.567 | 7.627 | 7.646
SUTTON | 16.694 | 16.865 | 16.993 | 17.186 | 17.353 | 17.387
TARRANT | 5913.555 | 6031.575 | 6182.951 | 6345.142 | 6502.825 | 6670.935
TAYLOR | 331.621 | 334.806 | 335.765 | 337.511 | 336.934 | 338.845
TERRELL | 1.598 | 1.613 | 1.628 | 1.644 | 1.66 | 1.676
THROCKMORTON | 7.658 | 7.716 | 7.749 | 7.811 | 7.914 | 7.953
TOM GREEN | 248.367 | 250.737 | 251.135 | 252.37 | 252.011 | 253.2
TRAVIS | 2729.957 | 2783.819 | 2860.571 | 2923.135 | 2961.293 | 2983.744
UPTON | 22.475 | 23.188 | 23.886 | 24.666 | 25.488 | 26.193
UVALDE | 56 | 56.881 | 58.74 | 59.335 | 60.301 | 59.275
VAL VERDE | 84.333 | 85.822 | 89.043 | 89.817 | 91.047 | 91.526
VAN ZANDT | 82.746 | 83.574 | 91.69 | 94.069 | 98.83 | 102.099
VICTORIA | 283.193 | 283.286 | 281.77 | 281.865 | 283.57 | 283.015
WALLER | 206.86 | 213.793 | 220.592 | 227.764 | 235.309 | 243.127
WARD | 57.466 | 57.607 | 57.89 | 58.34 | 58.809 | 59.209
WASHINGTON | 125.501 | 128.324 | 131.344 | 134.032 | 136.918 | 139.825
WEBB | 404.894 | 411.725 | 418.376 | 425.945 | 435.707 | 441.61
WHARTON | 122.849 | 124.399 | 125.349 | 126.453 | 127.906 | 129.048
WICHITA | 495.92 | 494.645 | 495.454 | 499.784 | 504.308 | 508.098
WILBARGER | 38.134 | 38.395 | 38.468 | 38.715 | 39.172 | 39.192
WILLACY | 36.938 | 37.368 | 37.559 | 38.272 | 39.138 | 39.721
WILLIAMSON | 1082.059 | 1123.616 | 1170.96 | 1223.387 | 1279.23 | 1336.972
WILSON | 87.766 | 91.233 | 94.606 | 98.43 | 102.273 | 106.34
WINKLER | 63.271 | 63.672 | 64.215 | 64.93 | 65.666 | 66.33
WISE | 235.03 | 247.878 | 256.586 | 271.962 | 276.351 | 286.675
YOUNG | 67.113 | 68.097 | 69.297 | 70.586 | 71.974 | 73.306
ZAPATA | 25.546 | 25.791 | 26.008 | 26.362 | 26.865 | 27.147
ZAVALA | 22.408 | 22.767 | 23.502 | 23.747 | 24.131 | 24.342

## SummerGenerationbyCounty
Summer Generation by County
These values are used in the summer import/export calculations for each county. Capacities for mothballed units are included as the total capacity of the unit. Capacities for the wind units are at 8.7%. Non-synchronous ties are shown at 50%. These values include the amount available for the grid according information from the owners of the private network units and the distributed generation units that have registered with ERCOT.
Summer Generation, MW
County | 2008 | 2009 | 2010 | 2011 | 2012 | 2013
ANDERSON | 0 | 0 | 0 | 0 | 0 | 0
ANDREWS | 0 | 0 | 0 | 0 | 0 | 0
ANGELINA | 0 | 0 | 0 | 0 | 0 | 0
ARANSAS | 0 | 0 | 0 | 0 | 0 | 0
ARCHER | 0 | 0 | 0 | 0 | 0 | 0
ATASCOSA | 396 | 396 | 396 | 396 | 396 | 396
AUSTIN | 0 | 0 | 0 | 0 | 0 | 0
BANDERA | 0 | 0 | 0 | 0 | 0 | 0
BASTROP | 1642 | 1642 | 1642 | 1642 | 1642 | 1642
BAYLOR | 0 | 0 | 0 | 0 | 0 | 0
BEE | 0 | 0 | 0 | 0 | 0 | 0
BELL | 0 | 0 | 0 | 0 | 0 | 0
BEXAR | 4189.6 | 4189.6 | 4939.6 | 4939.6 | 4939.6 | 4939.6
BLANCO | 0 | 0 | 0 | 0 | 0 | 0
BORDEN | 7.308 | 42.543 | 42.543 | 42.543 | 42.543 | 42.543
BOSQUE | 595 | 1105 | 1105 | 1105 | 1105 | 1105
BRAZORIA | 325 | 325 | 325 | 325 | 325 | 325
BRAZOS | 283 | 283 | 283 | 283 | 283 | 283
BREWSTER | 0 | 0 | 0 | 0 | 0 | 0
BROOKS | 0 | 0 | 0 | 0 | 0 | 0
BROWN | 0 | 0 | 0 | 0 | 0 | 0
BURLESON | 0 | 0 | 0 | 0 | 0 | 0
BURNET | 97 | 97 | 97 | 97 | 97 | 97
CALDWELL | 0 | 0 | 0 | 0 | 0 | 0
CALHOUN | 71 | 114 | 96 | 96 | 96 | 96
CALLAHAN | 0 | 0 | 0 | 0 | 0 | 0
CAMERON | 120 | 120 | 120 | 120 | 120 | 120
CHAMBERS | 2294.9 | 3165.9 | 3165.9 | 3165.9 | 3165.9 | 3165.9
CHEROKEE | 677 | 677 | 677 | 677 | 677 | 677
CHILDRESS | 0 | 0 | 0 | 0 | 0 | 0
CLAY | 0 | 0 | 0 | 0 | 0 | 0
COKE | 56.376 | 78.039 | 78.039 | 78.039 | 78.039 | 78.039
COLEMAN | 0 | 0 | 0 | 0 | 0 | 0
COLLIN | 409 | 409 | 409 | 409 | 409 | 409
COLORADO | 0 | 0 | 0 | 0 | 0 | 0
COMAL | 6 | 6 | 6 | 6 | 6 | 6
COMANCHE | 0 | 0 | 0 | 0 | 0 | 0
CONCHO | 0 | 0 | 0 | 0 | 0 | 0
COOKE | 0 | 9.831 | 9.831 | 9.831 | 9.831 | 9.831
CORYELL | 0 | 0 | 0 | 0 | 0 | 0
COTTLE | 0 | 3.393 | 8.613 | 8.613 | 8.613 | 8.613
CRANE | 0 | 0 | 0 | 0 | 0 | 0
CROCKETT | 0 | 0 | 0 | 0 | 0 | 0
CROSBY | 0 | 0 | 0 | 0 | 0 | 0
CULBERSON | 6.5076 | 6.5076 | 6.5076 | 6.5076 | 6.5076 | 6.5076
DALLAS | 2542 | 2542 | 2542 | 2542 | 2542 | 2542
DAWSON | 0 | 15.921 | 15.921 | 15.921 | 15.921 | 15.921
DELTA | 0 | 0 | 0 | 0 | 0 | 0
DENTON | 133.4 | 133.4 | 133.4 | 133.4 | 133.4 | 133.4
DEWITT | 1 | 1 | 1 | 1 | 1 | 1
DICKENS | 0 | 26.1 | 26.1 | 26.1 | 26.1 | 26.1
DIMMIT | 0 | 0 | 0 | 0 | 0 | 0
DUVAL | 0 | 0 | 0 | 0 | 0 | 0
EASTLAND | 0 | 0 | 0 | 0 | 0 | 0
ECTOR | 1530 | 1543.1153 | 1543.1153 | 1543.1153 | 1543.1153 | 1543.1153
EDWARDS | 0 | 0 | 0 | 0 | 0 | 0
ELLIS | 1625 | 1625 | 1625 | 1625 | 1625 | 1625
ERATH | 5.22 | 5.22 | 5.22 | 5.22 | 5.22 | 5.22
FALLS | 0 | 0 | 0 | 0 | 0 | 0
FANNIN | 2229 | 2229 | 2229 | 2229 | 2229 | 2229
FAYETTE | 1640 | 1996 | 1996 | 1996 | 1996 | 1996
FISHER | 0 | 0 | 0 | 0 | 0 | 0
FLOYD | 5.2026 | 5.2026 | 5.2026 | 5.2026 | 5.2026 | 5.2026
FOARD | 0 | 0 | 0 | 0 | 0 | 0
FORT BEND | 4172 | 4172 | 4172 | 4172 | 4172 | 4172
FRANKLIN | 0 | 0 | 0 | 0 | 0 | 0
FREESTONE | 2197 | 2197 | 2197 | 2197 | 2197 | 2197
FRIO | 71 | 71 | 71 | 71 | 71 | 71
GALVESTON | 3226 | 3226 | 3226 | 3226 | 3226 | 3226
GILLESPIE | 0 | 0 | 0 | 0 | 0 | 0
GLASSCOCK | 7.83 | 7.83 | 7.83 | 7.83 | 7.83 | 7.83
GOLIAD | 633 | 633 | 633 | 633 | 633 | 633
GONZALES | 4.8 | 4.8 | 4.8 | 4.8 | 4.8 | 4.8
GRAYSON | 80 | 80 | 80 | 80 | 80 | 80
GRIMES | 1317 | 1317 | 1317 | 1317 | 1317 | 1317
GUADALUPE | 1717.6 | 1717.6 | 1717.6 | 1717.6 | 1717.6 | 1717.6
HALL | 0.87 | 0.87 | 0.87 | 0.87 | 0.87 | 0.87
HAMILTON | 0 | 0 | 0 | 0 | 0 | 0
HARDEMAN | 0 | 0 | 0 | 0 | 0 | 0
HARRIS | 6754 | 7298 | 7298 | 7298 | 7298 | 7298
HASKELL | 0 | 0 | 0 | 0 | 0 | 0
HAYS | 902 | 902 | 902 | 902 | 902 | 902
HENDERSON | 230 | 230 | 230 | 230 | 230 | 230
HIDALGO | 1778 | 1778 | 1778 | 1778 | 1778 | 1778
HILL | 0 | 0 | 0 | 0 | 0 | 0
HOOD | 1763 | 1763 | 1763 | 1763 | 1763 | 1763
HOPKINS | 0 | 0 | 0 | 0 | 0 | 0
HOUSTON | 0 | 0 | 0 | 0 | 0 | 0
HOWARD | 250.11 | 295.0281 | 295.0281 | 305.4681 | 305.4681 | 305.4681
HUNT | 87 | 87 | 87 | 87 | 87 | 87
IRION | 0 | 0 | 0 | 0 | 0 | 0
JACK | 630.44 | 630.44 | 630.44 | 630.44 | 630.44 | 630.44
JACKSON | 0 | 0 | 0 | 0 | 0 | 0
JEFF DAVIS | 0 | 0 | 0 | 0 | 0 | 0
JIM HOGG | 0 | 0 | 0 | 0 | 0 | 0
JIM WELLS | 0 | 0 | 0 | 0 | 0 | 0
JOHNSON | 258 | 258 | 258 | 258 | 258 | 258
JONES | 0 | 0 | 0 | 0 | 0 | 0
KARNES | 0 | 0 | 0 | 0 | 0 | 0
KAUFMAN | 1804 | 1804 | 1804 | 1804 | 1804 | 1804
KENDALL | 0 | 0 | 0 | 0 | 0 | 0
KENEDY | 0 | 42.195 | 42.195 | 42.195 | 42.195 | 42.195
KENT | 0 | 0 | 0 | 0 | 0 | 0
KERR | 0 | 0 | 0 | 0 | 0 | 0
KIMBLE | 0 | 0 | 0 | 0 | 0 | 0
KING | 0 | 0 | 0 | 0 | 0 | 0
KINNEY | 0 | 0 | 0 | 0 | 0 | 0
KLEBERG | 0 | 0 | 0 | 0 | 0 | 0
KNOX | 0 | 0 | 0 | 0 | 0 | 0
LA SALLE | 0 | 0 | 0 | 0 | 0 | 0
LAMAR | 1289 | 1289 | 1289 | 1289 | 1289 | 1289
LAMPASAS | 0 | 0 | 0 | 0 | 0 | 0
LAVACA | 0 | 0 | 0 | 0 | 0 | 0
LEE | 0 | 0 | 0 | 0 | 0 | 0
LEON | 0 | 0 | 0 | 0 | 0 | 0
LIMESTONE | 1689 | 1689 | 1689 | 1689 | 1689 | 1689
LIVE OAK | 0 | 0 | 0 | 0 | 0 | 0
LLANO | 467 | 467 | 467 | 467 | 467 | 467
LOVING | 0 | 0 | 0 | 0 | 0 | 0
MADISON | 0 | 0 | 0 | 0 | 0 | 0
MARTIN | 8.787 | 8.787 | 8.787 | 8.787 | 8.787 | 8.787
MASON | 0 | 0 | 0 | 0 | 0 | 0
MATAGORDA | 2564 | 2564 | 2564 | 2564 | 2564 | 2564
MAVERICK | 6 | 6 | 6 | 6 | 6 | 6
MCCULLOCH | 0 | 0 | 0 | 0 | 0 | 0
MCLENNAN | 1676 | 1676 | 1676 | 3526 | 3526 | 3526
MCMULLEN | 0 | 0 | 0 | 0 | 0 | 0
MEDINA | 0 | 0 | 0 | 0 | 0 | 0
MENARD | 0 | 0 | 0 | 0 | 0 | 0
MIDLAND | 0 | 0 | 0 | 0 | 0 | 0
MILAM | 569 | 1731 | 1731 | 1731 | 1731 | 1731
MILLS | 0 | 0 | 0 | 0 | 0 | 0
MITCHELL | 1008 | 1008 | 1008 | 1008 | 1008 | 1008
MONTAGUE | 0 | 0 | 0 | 0 | 0 | 0
MONTGOMERY | 4.8 | 4.8 | 4.8 | 4.8 | 4.8 | 4.8
MOTLEY | 0 | 0 | 0 | 0 | 0 | 0
NACOGDOCHES | 0 | 0 | 0 | 0 | 0 | 0
NAVARRO | 0 | 0 | 0 | 0 | 0 | 0
NOLAN | 403.1904 | 417.9804 | 417.9804 | 417.9804 | 417.9804 | 417.9804
NUECES | 1157 | 1147 | 1147 | 1147 | 1147 | 1147
PALO PINTO | 653 | 653 | 653 | 653 | 653 | 653
PARKER | 80.4 | 80.4 | 80.4 | 80.4 | 80.4 | 80.4
PECOS | 35.061 | 48.111 | 48.111 | 61.161 | 61.161 | 61.161
PRESIDIO | 0 | 0 | 0 | 0 | 0 | 0
RAINS | 0 | 0 | 0 | 0 | 0 | 0
REAGAN | 0 | 0 | 0 | 0 | 0 | 0
REAL | 0 | 0 | 0 | 0 | 0 | 0
RED RIVER | 0 | 0 | 0 | 0 | 0 | 0
REEVES | 0 | 0 | 0 | 0 | 0 | 0
REFUGIO | 0 | 0 | 0 | 0 | 0 | 0
ROBERTSON | 306 | 306 | 2016 | 2016 | 2016 | 2016
ROCKWALL | 0 | 0 | 0 | 0 | 0 | 0
RUNNELS | 0 | 0 | 0 | 0 | 0 | 0
RUSK | 3220 | 3220 | 3220 | 3220 | 3220 | 3220
SAN PATRICIO | 400 | 400 | 400 | 400 | 400 | 400
SAN SABA | 0 | 0 | 0 | 0 | 0 | 0
SCHLEICHER | 0 | 0 | 0 | 0 | 0 | 0
SCURRY | 82.9545 | 127.7595 | 127.7595 | 127.7595 | 127.7595 | 127.7595
SHACKELFORD | 34.8 | 69.687 | 69.687 | 69.687 | 69.687 | 69.687
SMITH | 0 | 0 | 0 | 0 | 0 | 0
SOMERVELL | 2328 | 2328 | 2328 | 2328 | 2328 | 2328
STARR | 34 | 34 | 34 | 34 | 34 | 34
STEPHENS | 0 | 0 | 0 | 0 | 0 | 0
STERLING | 16.8954 | 16.8954 | 16.8954 | 16.8954 | 16.8954 | 16.8954
STONEWALL | 0 | 0 | 0 | 0 | 0 | 0
SUTTON | 0 | 0 | 0 | 0 | 0 | 0
TARRANT | 2095.5 | 2095.5 | 3805.5 | 3805.5 | 3805.5 | 3805.5
TAYLOR | 105.4701 | 114.2745 | 114.2745 | 114.2745 | 114.2745 | 114.2745
TERRELL | 0 | 0 | 0 | 0 | 0 | 0
THROCKMORTON | 0 | 0 | 0 | 0 | 0 | 0
TITUS | 1947 | 1947 | 1947 | 1947 | 1947 | 1947
TOM GREEN | 0 | 0 | 0 | 0 | 0 | 0
TRAVIS | 1486 | 1486 | 1486 | 1486 | 1486 | 1486
UPTON | 30.6936 | 30.6936 | 30.6936 | 30.6936 | 30.6936 | 30.6936
UVALDE | 0 | 0 | 0 | 0 | 0 | 0
VAL VERDE | 68 | 68 | 68 | 68 | 68 | 68
VAN ZANDT | 0 | 0 | 0 | 0 | 0 | 0
VICTORIA | 240.6 | 572.6 | 572.6 | 572.6 | 572.6 | 572.6
WALLER | 0 | 0 | 0 | 0 | 0 | 0
WARD | 960 | 960 | 960 | 960 | 960 | 960
WASHINGTON | 0 | 0 | 0 | 0 | 0 | 0
WEBB | 257.8 | 643.8 | 643.8 | 511 | 511 | 511
WHARTON | 897 | 897 | 897 | 897 | 897 | 897
WICHITA | 377 | 377 | 377 | 377 | 377 | 377
WILBARGER | 649 | 649 | 649 | 649 | 649 | 649
WILLACY | 0 | 0 | 0 | 0 | 0 | 0
WILLIAMSON | 0 | 0 | 0 | 0 | 0 | 0
WILSON | 0 | 0 | 0 | 0 | 0 | 0
WINKLER | 0 | 0 | 0 | 0 | 0 | 0
WISE | 649 | 649 | 649 | 649 | 649 | 649
YOUNG | 611 | 611 | 611 | 611 | 611 | 611
ZAPATA | 0 | 0 | 0 | 0 | 0 | 0
ZAVALA | 0 | 0 | 0 | 0 | 0 | 0

## SummerImport-ExportbyCounty
Summer Import/Export by County
Import: The county has less generation than load and must import generation.
Export: The county has more generation than load and is able to export generation.
This data is presented for example only. It is a calculation of the generation in the county less the non-coincident load in the county. The true values will depend on actual load levels and actual generation dispatch.
Summer Import/Export, MW
County | 2008 | 2009 | 2010 | 2011 | 2012 | 2013
ANDERSON | -156.272 | -155.261 | -155.299 | -155.801 | -157.453 | -157.897
ANDREWS | -188.473 | -188.922 | -189.826 | -191.484 | -193.116 | -194.568
ANGELINA | -357.705 | -358.583 | -358.86 | -360.341 | -361.97 | -363.078
ARANSAS | -57.571 | -57.691 | -57.695 | -58.081 | -58.775 | -58.956
ARCHER | -28.828 | -29.238 | -29.817 | -30.385 | -31.1 | -31.677
ATASCOSA | 320.84 | 320.06 | 319.235 | 318.08 | 316.403 | 315.298
AUSTIN | -97.302 | -99.62 | -101.728 | -110.65 | -112.976 | -115.375
BANDERA | -53.737 | -55.209 | -56.684 | -58.158 | -59.633 | -61.104
BASTROP | 1447.101 | 1436.886 | 1425.471 | 1414.324 | 1403.143 | 1392.13
BAYLOR | -6.988 | -7.125 | -7.273 | -7.454 | -7.725 | -7.908
BEE | -54.092 | -53.858 | -53.605 | -53.651 | -54.025 | -53.976
BELL | -883.473 | -900.362 | -925.511 | -948.513 | -962.568 | -986.03
BEXAR | -7.284 | -223.065 | 363.89 | 106.493 | -157.003 | -369.925
BLANCO | -26.64 | -27.558 | -28.509 | -29.496 | -30.48 | -31.535
BORDEN | 5.412 | 40.62 | 40.593 | 40.568 | 40.556 | 40.543
BOSQUE | 542.85 | 1051.915 | 1050.929 | 1050.065 | 1049.113 | 1048.151
BRAZORIA | -2288.598 | -2340.843 | -2368.295 | -2382.427 | -2392.414 | -2406.167
BRAZOS | -239.458 | -251.718 | -264.493 | -277.739 | -291.582 | -305.554
BREWSTER | -17.444 | -17.665 | -17.823 | -18.049 | -18.356 | -18.51
BROOKS | -21.963 | -21.785 | -21.572 | -21.51 | -21.565 | -21.438
BROWN | -127.224 | -127.953 | -129.09 | -130.607 | -132.246 | -133.73
BURLESON | -31.342 | -31.814 | -32.286 | -32.762 | -33.226 | -33.706
BURNET | -34.101 | -39.059 | -49.638 | -56.435 | -63.51 | -71.103
CALDWELL | -109.314 | -117.923 | -130.162 | -138.004 | -145.892 | -151.845
CALHOUN | -202.065 | -159.794 | -177.774 | -179.236 | -181.997 | -182.406
CALLAHAN | -36.649 | -37.28 | -37.727 | -38.181 | -38.425 | -38.868
CAMERON | -570.471 | -613.005 | -626.76 | -650.127 | -668.043 | -695.147
CHAMBERS | 1739.166 | 2596.565 | 2584.03 | 2581.072 | 2578.397 | 2575.633
CHEROKEE | 582.547 | 582.009 | 581.35 | 580.463 | 579.542 | 578.728
CHILDRESS | -15.365 | -15.469 | -15.508 | -15.613 | -15.803 | -15.833
CLAY | -28.063 | -28.601 | -29.194 | -29.861 | -30.579 | -31.267
COKE | 38.103 | 59.618 | 59.49 | 59.332 | 59.128 | 59.033
COLEMAN | -36.578 | -37.057 | -37.429 | -37.845 | -38.355 | -38.654
COLLIN | -2144.057 | -2237.37 | -2327.548 | -2473.603 | -2634.976 | -2778.984
COLORADO | -78.805 | -80.133 | -81.475 | -83.119 | -85.016 | -86.713
COMAL | -356.366 | -382.683 | -406.554 | -424.779 | -443.982 | -464.238
COMANCHE | -50.637 | -51.611 | -52.716 | -54.096 | -55.553 | -69.092
CONCHO | -11.025 | -11.127 | -11.207 | -11.301 | -11.431 | -11.481
COOKE | -144.343 | -140.11 | -146.05 | -149.261 | -152.857 | -156.28
CORYELL | -133.828 | -137.975 | -141.063 | -144.091 | -157.951 | -161.718
COTTLE | -4.061 | -0.697 | 4.505 | 4.472 | 4.418 | 4.395
CRANE | -89.328 | -89.536 | -89.9 | -90.506 | -91.14 | -91.66
CROCKETT | -33.186 | -33.714 | -34.178 | -34.723 | -35.14 | -35.452
CROSBY | -2.421 | -2.417 | -2.415 | -2.417 | -2.429 | -2.439
CULBERSON | 1.1246 | -3.7764 | -6.0414 | -6.1324 | -6.3284 | -6.4054
DALLAS | -6381.389 | -6630.19 | -6846.448 | -6994.042 | -7190.173 | -7354.523
DAWSON | -77.953 | -62.599 | -63.386 | -64.313 | -65.033 | -65.607
DELTA | -10.407 | -10.272 | -10.281 | -10.312 | -10.559 | -10.604
DENTON | -1861.12 | -1807.74 | -1948.377 | -2078.486 | -2188.331 | -2330.39
DEWITT | -70.157 | -71.836 | -73.565 | -75.411 | -77.371 | -79.323
DICKENS | -7.8 | 18.235 | 18.187 | 18.113 | 18 | 17.937
DIMMIT | -18.117 | -18.237 | -18.338 | -18.538 | -18.827 | -18.989
DUVAL | -44.386 | -44.349 | -44.311 | -44.521 | -45.017 | -45.178
EASTLAND | -56.501 | -57.164 | -57.906 | -58.863 | -59.982 | -60.777
ECTOR | 974.082 | 982.3252 | 981.0172 | 974.3252 | 969.0213 | 964.6513
EDWARDS | -8.253 | -8.22 | -8.186 | -8.21 | -8.315 | -8.255
ELLIS | 712.667 | 694.455 | 682.985 | 658.095 | 626.994 | 598.415
ERATH | -113.164 | -115.638 | -130.675 | -134.08 | -137.956 | -141.837
FALLS | -51.324 | -53.427 | -54.062 | -56.444 | -58.063 | -59.539
FANNIN | 2148.225 | 2149.049 | 2148.738 | 2148.286 | 2146.256 | 2145.723
FAYETTE | 1546.728 | 1900.38 | 1897.964 | 1895.482 | 1892.929 | 1890.298
FISHER | -24.432 | -24.608 | -24.759 | -24.971 | -25.271 | -25.339
FLOYD | 4.8586 | 4.8586 | 4.8576 | 4.8576 | 4.8576 | 4.8566
FOARD | -3.242 | -3.264 | -3.272 | -3.294 | -3.334 | -3.34
FORT BEND | 2866.412 | 2812.273 | 2782.761 | 2761.401 | 2741.033 | 2720.263
FRANKLIN | -3.497 | -3.53 | -3.564 | -3.598 | -3.634 | -3.669
FREESTONE | 2104.72 | 2102.467 | 2100.978 | 2099.374 | 2100.196 | 2098.435
FRIO | 28.471 | 27.896 | 27.236 | 26.435 | 25.302 | 24.46
GALVESTON | 1724.922 | 1684.691 | 1639.64 | 1618.994 | 1598.604 | 1579.749
GILLESPIE | -69.382 | -71.937 | -74.508 | -77.099 | -79.707 | -82.333
GLASSCOCK | -8.724 | -8.907 | -9.137 | -9.425 | -9.719 | -9.987
GOLIAD | 613.899 | 613.846 | 613.752 | 613.609 | 613.348 | 613.18
GONZALES | -58.192 | -63.492 | -65.449 | -67.525 | -69.702 | -71.921
GRAYSON | -417.32 | -426.242 | -447.722 | -455.575 | -473.632 | -487.955
GRIMES | 1293.004 | 1292.005 | 1290.97 | 1289.868 | 1289.08 | 1288.291
GUADALUPE | 1334.954 | 1326.778 | 1314.805 | 1302.053 | 1288.495 | 1274.237
HALL | -4.165 | -4.208 | -4.239 | -4.283 | -4.337 | -4.357
HAMILTON | -20.443 | -20.607 | -20.778 | -20.967 | -21.189 | -21.405
HARDEMAN | -18.307 | -18.431 | -18.478 | -18.604 | -18.831 | -18.868
HARRIS | -8182.568 | -7975.169 | -8266.596 | -8519.476 | -8755.142 | -8996.684
HASKELL | -26.397 | -26.577 | -26.717 | -26.926 | -27.238 | -27.35
HAYS | 497.357 | 476.6 | 455.017 | 434.042 | 413.794 | 390.719
HENDERSON | 50.652 | 51.057 | 49.892 | 48.528 | 45.515 | 44.149
HIDALGO | 522.858 | 479.559 | 434.787 | 390.638 | 359.235 | 305.772
HILL | -110.583 | -113.643 | -115.965 | -118.4 | -121.059 | -123.807
HOOD | 1758.544 | 1758.499 | 1758.43 | 1758.36 | 1758.249 | 1758.161
HOPKINS | -205.898 | -232.511 | -239.746 | -247.754 | -256.775 | -266.134
HOUSTON | -123.206 | -121.898 | -122.55 | -123.01 | -126.67 | -127.659
HOWARD | 191.561 | 236.4581 | 236.3031 | 246.4081 | 246.0531 | 245.7741
HUNT | -32.577 | -32.971 | -33.716 | -32.719 | -37.036 | -38.163
IRION | -253.662 | -255.106 | -259.766 | -263.634 | -273.577 | -278.717
JACK | 620.86 | 620.693 | 620.496 | 620.309 | 620.145 | 619.966
JACKSON | -27.702 | -28.016 | -28.382 | -28.819 | -29.307 | -29.763
JEFF DAVIS | -37.94 | -37.837 | -37.794 | -37.888 | -38.25 | -38.349
JIM HOGG | -3.999 | -4.026 | -4.032 | -4.057 | -4.105 | -4.106
JIM WELLS | -3.466 | -3.456 | -3.456 | -3.466 | -3.502 | -3.517
JOHNSON | 184.947 | 185.496 | 186.082 | 186.236 | 185.955 | 186.242
JONES | -432.047 | -485.43 | -508.074 | -531.635 | -558.529 | -587.485
KARNES | -45.491 | -45.921 | -46.182 | -46.505 | -46.556 | -46.841
KAUFMAN | 1778.936 | 1779.006 | 1779.066 | 1778.994 | 1778.756 | 1778.701
KENDALL | -313.138 | -316.916 | -317.732 | -325.349 | -343.448 | -352.043
KENEDY | -88.205 | -49.86 | -56.421 | -63.287 | -70.469 | -77.988
KENT | -0.706 | -0.734 | -0.752 | -0.787 | -0.824 | -0.856
KERR | -52.927 | -53.252 | -53.569 | -53.856 | -54.142 | -54.361
KIMBLE | -135.348 | -137.969 | -140.701 | -143.474 | -146.285 | -149.137
KING | -16.246 | -16.572 | -16.873 | -17.215 | -17.605 | -17.923
KINNEY | -9.434 | -9.443 | -9.458 | -9.469 | -9.52 | -9.558
KLEBERG | -6.717 | -6.79 | -6.899 | -6.976 | -7.076 | -7.154
KNOX | -97.397 | -97.183 | -96.788 | -96.986 | -97.703 | -97.604
LA SALLE | -21.781 | -22.121 | -22.395 | -22.753 | -23.224 | -23.524
LAMAR | 1275.733 | 1275.543 | 1275.359 | 1275.113 | 1274.784 | 1274.567
LAMPASAS | -187.121 | -186.655 | -188.061 | -189.902 | -194.341 | -196.359
LAVACA | -51.644 | -52.023 | -53.635 | -55.342 | -57.199 | -59.108
LEE | -40.365 | -41.497 | -42.681 | -43.907 | -45.196 | -46.52
LEON | -35.34 | -36.087 | -36.838 | -37.593 | -38.351 | -39.114
LIMESTONE | 1599.342 | 1598.537 | 1597.532 | 1596.29 | 1594.832 | 1593.449
LIVE OAK | -68.48 | -69.87 | -71.049 | -72.502 | -74.153 | -75.797
LLANO | 397.281 | 396.552 | 396.048 | 395.111 | 393.792 | 393.094
LOVING | -69.754 | -71.819 | -69.627 | -71.591 | -73.606 | -75.673
MADISON | -9.851 | -10.183 | -10.542 | -11.035 | -11.432 | -11.812
MARTIN | -7.752 | -8.07 | -8.424 | -8.835 | -9.345 | -9.87
MASON | -34.531 | -34.885 | -35.239 | -35.814 | -36.301 | -36.836
MATAGORDA | 2552.765 | 2552.631 | 2552.499 | 2552.363 | 2552.223 | 2552.087
MAVERICK | -133.94 | -134.74 | -135.375 | -136.698 | -138.815 | -139.771
MCCULLOCH | -82.974 | -86.279 | -87.103 | -88.456 | -90.242 | -91.275
MCLENNAN | 1630.472 | 1629.691 | 1628.977 | 3478.168 | 3477.243 | 3476.503
MCMULLEN | -785.897 | -807.333 | -824.502 | -847.361 | -866.813 | -885.098
MEDINA | -5.961 | -6.013 | -6.097 | -6.181 | -6.321 | -6.429
MENARD | -175.64 | -195.229 | -200.049 | -205.328 | -211.081 | -216.821
MIDLAND | -5.363 | -5.428 | -5.478 | -5.547 | -5.61 | -5.641
MILAM | 187.57 | 1347.243 | 1345.611 | 1342.65 | 1339.538 | 1336.995
MILLS | -76.267 | -77.16 | -78.276 | -79.66 | -81.205 | -82.692
MITCHELL | 998.902 | 998.786 | 998.666 | 998.535 | 998.388 | 998.242
MONTAGUE | -21.125 | -21.173 | -21.284 | -21.468 | -21.66 | -21.821
MONTGOMERY | -54.614 | -56.235 | -57.908 | -59.678 | -61.586 | -63.525
MOTLEY | -294.554 | -313.587 | -330.139 | -346.818 | -362.23 | -378.318
NACOGDOCHES | -4.681 | -4.714 | -4.726 | -4.758 | -4.813 | -4.817
NAVARRO | -203.339 | -205.22 | -205.761 | -206.961 | -208.24 | -209.237
NOLAN | 191.5934 | 208.1294 | 205.2284 | 200.5914 | 195.2364 | 191.4874
NUECES | 1089.963 | 1079.68 | 1079.233 | 1078.628 | 1078.027 | 1077.5
PALO PINTO | -409.318 | -420.537 | -428.145 | -442.883 | -460.915 | -469.624
PARKER | -14.303 | -16.139 | -18.242 | -20.786 | -23.531 | -26.228
PECOS | -295.027 | -288.905 | -296.843 | -292.442 | -303.828 | -303.697
PRESIDIO | -81.894 | -82.712 | -83.431 | -84.346 | -85.319 | -85.971
RAINS | -8.67 | -8.812 | -8.915 | -9.059 | -9.2 | -9.328
REAGAN | -17.395 | -17.054 | -17.629 | -17.898 | -19.244 | -19.538
REAL | -12.961 | -13.166 | -13.339 | -13.548 | -13.752 | -13.896
RED RIVER | -13.31 | -13.867 | -14.422 | -14.985 | -15.553 | -16.114
REEVES | -29.195 | -29.036 | -29.242 | -29.491 | -30.321 | -30.627
REFUGIO | -48.627 | -49.074 | -49.523 | -50.021 | -50.549 | -51.034
ROBERTSON | 282.763 | 282.871 | 1993.004 | 1992.991 | 1992.845 | 1992.888
ROCKWALL | -25.433 | -26.01 | -22.799 | -23.21 | -23.655 | -24.169
RUNNELS | -259.325 | -266.702 | -277.104 | -286.515 | -300.414 | -321.138
RUSK | 3188.917 | 3188.663 | 3188.547 | 3188.323 | 3187.948 | 3187.892
SAN PATRICIO | 392.138 | 392.128 | 392.13 | 392.105 | 392.078 | 392.062
SAN SABA | -184.962 | -188.218 | -190.988 | -194.901 | -199.74 | -202.804
SCHLEICHER | -13.208 | -13.517 | -13.833 | -14.156 | -14.487 | -14.827
SCURRY | 70.7395 | 115.3965 | 115.2675 | 115.0995 | 115.0255 | 114.9865
SHACKELFORD | -263.171 | -227.276 | -227.402 | -228.305 | -229.52 | -230.075
SMITH | -15.157 | -15.274 | -15.368 | -15.492 | -15.655 | -15.769
SOMERVELL | 1671.813 | 1666.425 | 1664.564 | 1660.93 | 1657.022 | 1654.061
STARR | -4.114 | -5.911 | -6.23 | -7.454 | -8.817 | -10.349
STEPHENS | -86.163 | -87.525 | -87.504 | -88.03 | -89.044 | -89.309
STERLING | -53.4016 | -53.9546 | -54.6006 | -55.5826 | -56.6156 | -57.4306
STONEWALL | -12.511 | -12.784 | -12.891 | -12.983 | -13.091 | -13.169
SUTTON | -7.439 | -7.497 | -7.543 | -7.567 | -7.627 | -7.646
TARRANT | 2078.806 | 2078.635 | 3788.507 | 3788.314 | 3788.147 | 3788.113
TAYLOR | -5808.0849 | -5917.3005 | -6068.6765 | -6230.8675 | -6388.5505 | -6556.6605
TERRELL | -331.621 | -334.806 | -335.765 | -337.511 | -336.934 | -338.845
THROCKMORTON | -1.598 | -1.613 | -1.628 | -1.644 | -1.66 | -1.676
TITUS | 1939.342 | 1939.284 | 1939.251 | 1939.189 | 1939.086 | 1939.047
TOM GREEN | -248.367 | -250.737 | -251.135 | -252.37 | -252.011 | -253.2
TRAVIS | -1243.957 | -1297.819 | -1374.571 | -1437.135 | -1475.293 | -1497.744
UPTON | 8.2186 | 7.5056 | 6.8076 | 6.0276 | 5.2056 | 4.5006
UVALDE | -56 | -56.881 | -58.74 | -59.335 | -60.301 | -59.275
VAL VERDE | -16.333 | -17.822 | -21.043 | -21.817 | -23.047 | -23.526
VAN ZANDT | -82.746 | -83.574 | -91.69 | -94.069 | -98.83 | -102.099
VICTORIA | -42.593 | 289.314 | 290.83 | 290.735 | 289.03 | 289.585
WALLER | -206.86 | -213.793 | -220.592 | -227.764 | -235.309 | -243.127
WARD | 902.534 | 902.393 | 902.11 | 901.66 | 901.191 | 900.791
WASHINGTON | -125.501 | -128.324 | -131.344 | -134.032 | -136.918 | -139.825
WEBB | -147.094 | 232.075 | 225.424 | 85.055 | 75.293 | 69.39
WHARTON | 774.151 | 772.601 | 771.651 | 770.547 | 769.094 | 767.952
WICHITA | -118.92 | -117.645 | -118.454 | -122.784 | -127.308 | -131.098
WILBARGER | 610.866 | 610.605 | 610.532 | 610.285 | 609.828 | 609.808
WILLACY | -36.938 | -37.368 | -37.559 | -38.272 | -39.138 | -39.721
WILLIAMSON | -1082.059 | -1123.616 | -1170.96 | -1223.387 | -1279.23 | -1336.972
WILSON | -87.766 | -91.233 | -94.606 | -98.43 | -102.273 | -106.34
WINKLER | -63.271 | -63.672 | -64.215 | -64.93 | -65.666 | -66.33
WISE | 413.97 | 401.122 | 392.414 | 377.038 | 372.649 | 362.325
YOUNG | 543.887 | 542.903 | 541.703 | 540.414 | 539.026 | 537.694
ZAPATA | -25.546 | -25.791 | -26.008 | -26.362 | -26.865 | -27.147
ZAVALA | -22.408 | -22.767 | -23.502 | -23.747 | -24.131 | -24.342

## WinterCoincidentDemandbyCounty
Winter Coincident Demand by County
The winter coincident demands by county were estimated by using the forecasted non-coincident loads from the 2008 ALDRs to determine a proportion of the total for each county for each year and then applying those proportions to the forecasted ERCOT peak demand.
Winter Coincident Demand, MW
County | 2008/09 | 2009/10 | 2010/11 | 2011/12 | 2012/13 | 2013/14
ANDERSON | 183.5158 | 187.5476 | 191.3787 | 194.569 | 196.6988 | 201.395
ANDREWS | 134.9155 | 137.8795 | 140.696 | 143.0415 | 144.6072 | 148.0597
ANGELINA | 208.4576 | 213.0374 | 217.3891 | 221.0131 | 223.4324 | 228.7668
ARANSAS | 49.7728 | 50.8663 | 51.9053 | 52.7706 | 53.3483 | 54.6219
ARCHER | 22.5114 | 23.0059 | 23.4759 | 23.8672 | 24.1285 | 24.7046
ATASCOSA | 77.0874 | 78.781 | 80.3903 | 81.7304 | 82.6251 | 84.5978
AUSTIN | 79.5458 | 81.2934 | 82.954 | 84.3369 | 85.2601 | 87.2957
BANDERA | 61.1629 | 62.5066 | 63.7835 | 64.8468 | 65.5566 | 67.1218
BASTROP | 160.0817 | 163.5986 | 166.9405 | 169.7234 | 171.5813 | 175.6778
BAYLOR | 3.6492 | 3.7293 | 3.8055 | 3.869 | 3.9113 | 4.0047
BEE | 47.5292 | 48.5734 | 49.5656 | 50.3918 | 50.9435 | 52.1597
BELL | 706.4352 | 721.9553 | 736.7028 | 748.9839 | 757.1826 | 775.2602
BEXAR | 2632.3685 | 2690.2008 | 2745.154 | 2790.9167 | 2821.4671 | 2888.8294
BLANCO | 32.1101 | 32.8155 | 33.4859 | 34.0441 | 34.4168 | 35.2384
BORDEN | 1.4972 | 1.5301 | 1.5614 | 1.5874 | 1.6048 | 1.6431
BOSQUE | 41.0593 | 41.9614 | 42.8185 | 43.5323 | 44.0088 | 45.0595
BRAZORIA | 2160.6598 | 2208.1288 | 2253.2346 | 2290.7968 | 2315.8728 | 2371.164
BRAZOS | 348.9787 | 356.6456 | 363.9309 | 369.9978 | 374.0479 | 382.9782
BREWSTER | 15.8294 | 16.1771 | 16.5076 | 16.7828 | 16.9665 | 17.3716
BROOKS | 13.9166 | 14.2224 | 14.5129 | 14.7548 | 14.9163 | 15.2725
BROWN | 95.8239 | 97.9292 | 99.9296 | 101.5954 | 102.7075 | 105.1597
BURLESON | 24.0662 | 24.5949 | 25.0973 | 25.5157 | 25.795 | 26.4109
BURNET | 123.3298 | 126.0393 | 128.6139 | 130.758 | 132.1893 | 135.3453
CALDWELL | 89.0075 | 90.963 | 92.8211 | 94.3684 | 95.4014 | 97.6791
CALHOUN | 62.3389 | 63.7084 | 65.0098 | 66.0935 | 66.817 | 68.4123
CALLAHAN | 41.4714 | 42.3825 | 43.2482 | 43.9692 | 44.4505 | 45.5117
CAMERON | 517.6516 | 529.0242 | 539.8307 | 548.8299 | 554.8376 | 568.0843
CHAMBERS | 402.2365 | 411.0735 | 419.4706 | 426.4633 | 431.1315 | 441.4248
CHEROKEE | 53.126 | 54.2932 | 55.4022 | 56.3258 | 56.9424 | 58.3019
CHILDRESS | 10.8166 | 11.0542 | 11.28 | 11.468 | 11.5936 | 11.8704
CLAY | 22.5987 | 23.0952 | 23.5669 | 23.9598 | 24.2221 | 24.8004
COKE | 13.9795 | 14.2866 | 14.5784 | 14.8215 | 14.9837 | 15.3414
COLEMAN | 29.1995 | 29.841 | 30.4506 | 30.9582 | 31.2971 | 32.0443
COLLIN | 1314.031 | 1342.8998 | 1370.3315 | 1393.1754 | 1408.4256 | 1442.0516
COLORADO | 61.5479 | 62.9001 | 64.185 | 65.255 | 65.9693 | 67.5443
COMAL | 299.2146 | 305.7883 | 312.0347 | 317.2364 | 320.709 | 328.3659
COMANCHE | 33.3594 | 34.0923 | 34.7887 | 35.3686 | 35.7558 | 36.6094
CONCHO | 7.1281 | 7.2847 | 7.4335 | 7.5574 | 7.6402 | 7.8226
COOKE | 113.9685 | 116.4724 | 118.8516 | 120.8329 | 122.1556 | 125.072
CORYELL | 93.8693 | 95.9315 | 97.8912 | 99.523 | 100.6125 | 103.0146
COTTLE | 2.8093 | 2.8711 | 2.9297 | 2.9785 | 3.0111 | 3.083
CRANE | 70.1374 | 71.6783 | 73.1425 | 74.3618 | 75.1758 | 76.9706
CROCKETT | 29.6011 | 30.2514 | 30.8693 | 31.3839 | 31.7275 | 32.485
CROSBY | 1.7897 | 1.829 | 1.8663 | 1.8975 | 1.9182 | 1.964
CULBERSON | 3.5523 | 3.6303 | 3.7045 | 3.7662 | 3.8074 | 3.8984
DALLAS | 5425.518 | 5544.7148 | 5657.9777 | 5752.2982 | 5815.265 | 5954.104
DAWSON | 32.372 | 33.0832 | 33.759 | 34.3218 | 34.6975 | 35.5259
DELTA | 6.6017 | 6.7467 | 6.8845 | 6.9993 | 7.0759 | 7.2449
DENTON | 1208.1483 | 1234.6909 | 1259.9121 | 1280.9153 | 1294.9367 | 1325.8532
DEWITT | 55.0012 | 56.2096 | 57.3578 | 58.314 | 58.9523 | 60.3598
DICKENS | 5.8134 | 5.9411 | 6.0624 | 6.1635 | 6.231 | 6.3797
DIMMIT | 14.9389 | 15.2671 | 15.579 | 15.8387 | 16.0121 | 16.3943
DUVAL | 39.3334 | 40.1975 | 41.0186 | 41.7024 | 42.1589 | 43.1654
EASTLAND | 45.502 | 46.5017 | 47.4516 | 48.2426 | 48.7707 | 49.9351
ECTOR | 348.6993 | 356.3601 | 363.6396 | 369.7016 | 373.7485 | 382.6717
EDWARDS | 8.9221 | 9.1182 | 9.3044 | 9.4595 | 9.5631 | 9.7914
ELLIS | 621.0437 | 634.6878 | 647.6527 | 658.4493 | 665.6569 | 681.5494
ERATH | 89.9076 | 91.8828 | 93.7597 | 95.3227 | 96.3662 | 98.6669
FALLS | 38.2307 | 39.0707 | 39.8688 | 40.5334 | 40.9771 | 41.9554
FANNIN | 59.4902 | 60.7972 | 62.0391 | 63.0733 | 63.7638 | 65.2861
FAYETTE | 69.7079 | 71.2394 | 72.6946 | 73.9064 | 74.7154 | 76.4993
FISHER | 20.6912 | 21.1457 | 21.5777 | 21.9374 | 22.1775 | 22.707
FLOYD | 0 | 0 | 0 | 0 | 0 | 0
FOARD | 2.2855 | 2.3357 | 2.3835 | 2.4232 | 2.4497 | 2.5082
FORT BEND | 572.9907 | 585.5791 | 597.5408 | 607.5021 | 614.152 | 628.8148
FRANKLIN | 3.2808 | 3.3528 | 3.4213 | 3.4784 | 3.5164 | 3.6004
FREESTONE | 53.9763 | 55.1622 | 56.289 | 57.2273 | 57.8538 | 59.235
FRIO | 25.2055 | 25.7592 | 26.2854 | 26.7236 | 27.0161 | 27.6611
GALVESTON | 705.9533 | 721.4628 | 736.2003 | 748.473 | 756.666 | 774.7314
GILLESPIE | 62.8731 | 64.2544 | 65.567 | 66.66 | 67.3897 | 68.9986
GLASSCOCK | 11.8738 | 12.1346 | 12.3825 | 12.5889 | 12.7267 | 13.0306
GOLIAD | 20.1673 | 20.6104 | 21.0314 | 21.382 | 21.6161 | 22.1322
GONZALES | 47.7666 | 48.816 | 49.8132 | 50.6436 | 51.198 | 52.4203
GRAYSON | 354.6707 | 362.4627 | 369.8668 | 376.0326 | 380.1488 | 389.2248
GRIMES | 17.5859 | 17.9722 | 18.3393 | 18.6451 | 18.8492 | 19.2992
GUADALUPE | 306.1289 | 312.8544 | 319.2451 | 324.5671 | 328.1199 | 335.9537
HALL | 1.8386 | 1.8789 | 1.9173 | 1.9493 | 1.9706 | 2.0177
HAMILTON | 14.9852 | 15.3144 | 15.6272 | 15.8877 | 16.0616 | 16.4451
HARDEMAN | 12.4762 | 12.7502 | 13.0107 | 13.2276 | 13.3724 | 13.6917
HARRIS | 8796.1001 | 8989.3473 | 9172.9745 | 9325.8911 | 9427.9758 | 9653.068
HASKELL | 12.9065 | 13.1901 | 13.4595 | 13.6839 | 13.8337 | 14.164
HAYS | 335.9944 | 343.3761 | 350.3903 | 356.2315 | 360.1309 | 368.729
HENDERSON | 168.3456 | 172.044 | 175.5584 | 178.485 | 180.4388 | 184.7468
HIDALGO | 860.0042 | 878.8982 | 896.8516 | 911.8024 | 921.7833 | 943.7909
HILL | 87.0895 | 89.0028 | 90.8209 | 92.3349 | 93.3456 | 95.5743
HONDO | 5.087 | 5.1988 | 5.305 | 5.3934 | 5.4524 | 5.5826
HOOD | 170.2784 | 174.0193 | 177.5741 | 180.5343 | 182.5105 | 186.8679
HOPKINS | 96.1059 | 98.2173 | 100.2236 | 101.8944 | 103.0098 | 105.4691
HOUSTON | 34.9509 | 35.7187 | 36.4484 | 37.056 | 37.4616 | 38.356
HOWARD | 78.8841 | 80.6172 | 82.2639 | 83.6353 | 84.5508 | 86.5694
HUNT | 179.342 | 183.282 | 187.026 | 190.1438 | 192.2251 | 196.8145
IRION | 11.1221 | 11.3665 | 11.5987 | 11.792 | 11.9211 | 12.2057
JACK | 18.4947 | 18.901 | 19.2871 | 19.6086 | 19.8232 | 20.2965
JACKSON | 26.2138 | 26.7897 | 27.3369 | 27.7927 | 28.0969 | 28.7677
JEFF DAVIS | 5.0757 | 5.1872 | 5.2931 | 5.3814 | 5.4403 | 5.5702
JIM HOGG | 4.2961 | 4.3905 | 4.4801 | 4.5548 | 4.6047 | 4.7146
JIM WELLS | 71.5639 | 73.1362 | 74.6301 | 75.8742 | 76.7048 | 78.5361
JOHNSON | 323.8736 | 330.989 | 337.7502 | 343.3806 | 347.1394 | 355.4273
JONES | 39.1719 | 40.0324 | 40.8502 | 41.5312 | 41.9858 | 42.9882
KARNES | 21.5546 | 22.0281 | 22.4781 | 22.8528 | 23.1029 | 23.6545
KAUFMAN | 238.531 | 243.7714 | 248.751 | 252.8978 | 255.6661 | 261.7701
KENDALL | 103.2925 | 105.5618 | 107.7181 | 109.5138 | 110.7126 | 113.3559
KENEDY | 0.57357 | 0.58617 | 0.59814 | 0.60811 | 0.61477 | 0.62945
KENT | 45.5361 | 46.5365 | 47.4871 | 48.2787 | 48.8072 | 49.9725
KERR | 140.0959 | 143.1738 | 146.0984 | 148.5339 | 150.1598 | 153.7449
KIMBLE | 15.3387 | 15.6757 | 15.9959 | 16.2626 | 16.4406 | 16.8331
KING | 7.8859 | 8.0591 | 8.2238 | 8.3608 | 8.4524 | 8.6542
KINNEY | 7.2713 | 7.431 | 7.5828 | 7.7092 | 7.7936 | 7.9797
KLEBERG | 73.5387 | 75.1543 | 76.6895 | 77.9679 | 78.8214 | 80.7032
KNOX | 7.8475 | 8.0199 | 8.1837 | 8.3201 | 8.4112 | 8.612
LA SALLE | 11.4347 | 11.6859 | 11.9246 | 12.1234 | 12.2561 | 12.5487
LAMAR | 128.6508 | 131.4772 | 134.1629 | 136.3994 | 137.8925 | 141.1847
LAMPASAS | 49.4681 | 50.5549 | 51.5876 | 52.4476 | 53.0217 | 54.2876
LAVACA | 27.8542 | 28.4661 | 29.0476 | 29.5318 | 29.8551 | 30.5679
LEE | 28.8485 | 29.4823 | 30.0846 | 30.5861 | 30.9209 | 31.6591
LEON | 67.5306 | 69.0143 | 70.424 | 71.598 | 72.3818 | 74.1099
LIMESTONE | 51.2455 | 52.3714 | 53.4412 | 54.3321 | 54.9268 | 56.2382
LIVE OAK | 63.6004 | 64.9976 | 66.3253 | 67.431 | 68.1691 | 69.7967
LLANO | 79.7004 | 81.4513 | 83.1152 | 84.5007 | 85.4257 | 87.4652
LOVING | 4.0586 | 4.1478 | 4.2325 | 4.3031 | 4.3502 | 4.454
MADISON | 4.3301 | 4.4252 | 4.5156 | 4.5909 | 4.6412 | 4.752
MARTIN | 18.4816 | 18.8876 | 19.2734 | 19.5947 | 19.8092 | 20.2822
MASON | 10.862 | 11.1006 | 11.3273 | 11.5162 | 11.6422 | 11.9202
MATAGORDA | 99.2863 | 101.4676 | 103.5403 | 105.2663 | 106.4186 | 108.9593
MAVERICK | 61.1079 | 62.4504 | 63.7261 | 64.7885 | 65.4977 | 67.0614
MCCULLOCH | 32.0254 | 32.729 | 33.3976 | 33.9543 | 34.326 | 35.1455
MCLENNAN | 585.9051 | 598.7772 | 611.0086 | 621.1943 | 627.9941 | 642.9874
MCMULLEN | 5.2756 | 5.3915 | 5.5016 | 5.5933 | 5.6546 | 5.7896
MEDINA | 132.0415 | 134.9424 | 137.6989 | 139.9944 | 141.5269 | 144.9058
MENARD | 6.6034 | 6.7485 | 6.8864 | 7.0012 | 7.0778 | 7.2468
MIDLAND | 209.926 | 214.538 | 218.9204 | 222.5699 | 225.0063 | 230.3783
MILAM | 56.7953 | 58.043 | 59.2287 | 60.216 | 60.8752 | 62.3286
MILLS | 7.3839 | 7.5461 | 7.7003 | 7.8286 | 7.9143 | 8.1033
MITCHELL | 13.7464 | 14.0484 | 14.3354 | 14.5743 | 14.7339 | 15.0856
MONTAGUE | 47.9368 | 48.99 | 49.9907 | 50.8241 | 51.3804 | 52.6071
MONTGOMERY | 155.0462 | 158.4525 | 161.6892 | 164.3846 | 166.184 | 170.1517
MOTLEY | 3.4047 | 3.4795 | 3.5506 | 3.6098 | 3.6493 | 3.7364
NACOGDOCHES | 128.3662 | 131.1863 | 133.8661 | 136.0977 | 137.5875 | 140.8724
NAVARRO | 145.1567 | 148.3458 | 151.3761 | 153.8995 | 155.5842 | 159.2987
NOLAN | 46.4344 | 47.4546 | 48.4239 | 49.2312 | 49.7701 | 50.9583
NUECES | 734.0117 | 750.1377 | 765.4609 | 778.2214 | 786.7401 | 805.5235
PALO PINTO | 69.1239 | 70.6425 | 72.0855 | 73.2872 | 74.0894 | 75.8583
PARKER | 336.1315 | 343.5162 | 350.5333 | 356.3768 | 360.2778 | 368.8794
PECOS | 50.4808 | 51.5898 | 52.6437 | 53.5213 | 54.1071 | 55.3989
PRESIDIO | 9.3298 | 9.5348 | 9.7296 | 9.8918 | 10 | 10.2388
RAINS | 17.1747 | 17.552 | 17.9105 | 18.2091 | 18.4084 | 18.8479
REAGAN | 11.4381 | 11.6894 | 11.9282 | 12.1271 | 12.2598 | 12.5525
REAL | 10.662 | 10.8963 | 11.1189 | 11.3042 | 11.428 | 11.7008
RED RIVER | 21.5694 | 22.0433 | 22.4936 | 22.8685 | 23.1189 | 23.6708
REEVES | 23.4464 | 23.9615 | 24.4509 | 24.8585 | 25.1307 | 25.7306
REFUGIO | 20.0146 | 20.4543 | 20.8721 | 21.2201 | 21.4523 | 21.9645
ROBERTSON | 12.9895 | 13.2749 | 13.546 | 13.7718 | 13.9226 | 14.255
ROCKWALL | 165.675 | 169.3148 | 172.7735 | 175.6537 | 177.5764 | 181.8161
RUNNELS | 27.0126 | 27.6061 | 28.17 | 28.6396 | 28.9531 | 29.6443
RUSK | 4.4069 | 4.5038 | 4.5958 | 4.6724 | 4.7235 | 4.8363
SAN PATRICIO | 145.2501 | 148.4412 | 151.4735 | 153.9986 | 155.6843 | 159.4013
SAN SABA | 10.6036 | 10.8365 | 11.0579 | 11.2422 | 11.3653 | 11.6366
SCHLEICHER | 10.7694 | 11.006 | 11.2308 | 11.4181 | 11.5431 | 11.8186
SCURRY | 141.1444 | 144.2453 | 147.1918 | 149.6455 | 151.2836 | 154.8955
SHACKELFORD | 19.1032 | 19.5228 | 19.9216 | 20.2537 | 20.4754 | 20.9643
SMITH | 450.3357 | 460.2295 | 469.6307 | 477.4596 | 482.686 | 494.2101
SOMERVELL | 26.6896 | 27.276 | 27.8331 | 28.2971 | 28.6069 | 29.2898
STARR | 64.4987 | 65.9157 | 67.2622 | 68.3834 | 69.132 | 70.7825
STEPHENS | 54.927 | 56.1337 | 57.2804 | 58.2353 | 58.8728 | 60.2783
STERLING | 6.2071 | 6.3435 | 6.473 | 6.5809 | 6.653 | 6.8118
STONEWALL | 6.7859 | 6.935 | 7.0766 | 7.1946 | 7.2734 | 7.447
SUTTON | 16.4737 | 16.8356 | 17.1795 | 17.4659 | 17.6571 | 18.0786
TARRANT | 4030.0782 | 4118.6176 | 4202.7494 | 4272.8107 | 4319.5825 | 4422.7122
TAYLOR | 248.1629 | 253.6149 | 258.7956 | 263.1098 | 265.9899 | 272.3404
TERRELL | 1.4413 | 1.473 | 1.5031 | 1.5281 | 1.5449 | 1.5818
THROCKMORTON | 7.1656 | 7.3231 | 7.4727 | 7.5972 | 7.6804 | 7.8638
TOM GREEN | 197.0981 | 201.4282 | 205.5428 | 208.9693 | 211.2568 | 216.3005
TRAVIS | 1689.708 | 1726.8303 | 1762.1046 | 1791.4795 | 1811.0897 | 1854.3293
UPTON | 11.7873 | 12.0463 | 12.2924 | 12.4973 | 12.6341 | 12.9357
UVALDE | 42.6386 | 43.5753 | 44.4654 | 45.2067 | 45.7015 | 46.7927
VAL VERDE | 65.8335 | 67.2798 | 68.6542 | 69.7987 | 70.5627 | 72.2474
VAN ZANDT | 76.2965 | 77.9727 | 79.5655 | 80.8919 | 81.7773 | 83.7298
VICTORIA | 199.8733 | 204.2645 | 208.437 | 211.9118 | 214.2314 | 219.3462
WALLER | 152.6917 | 156.0462 | 159.2338 | 161.8883 | 163.6604 | 167.5678
WARD | 33.8491 | 34.5928 | 35.2994 | 35.8879 | 36.2807 | 37.1469
WASHINGTON | 99.0698 | 101.2463 | 103.3145 | 105.0368 | 106.1865 | 108.7217
WEBB | 286.7446 | 293.0443 | 299.0303 | 304.0153 | 307.3431 | 314.6809
WHARTON | 78.9339 | 80.668 | 82.3158 | 83.6881 | 84.6041 | 86.6241
WICHITA | 318.323 | 325.3165 | 331.9618 | 337.4957 | 341.19 | 349.3359
WILBARGER | 24.5324 | 25.0714 | 25.5835 | 26.01 | 26.2947 | 26.9225
WILLACY | 23.8942 | 24.4192 | 24.918 | 25.3334 | 25.6107 | 26.2221
WILLIAMSON | 690.7507 | 705.9262 | 720.3463 | 732.3548 | 740.3714 | 758.0477
WILSON | 74.5418 | 76.1794 | 77.7355 | 79.0314 | 79.8965 | 81.8041
WINKLER | 44.8394 | 45.8245 | 46.7606 | 47.5401 | 48.0605 | 49.2079
WISE | 185.9768 | 190.0627 | 193.9451 | 197.1782 | 199.3366 | 204.0958
YOUNG | 50.6842 | 51.7977 | 52.8558 | 53.7369 | 54.3251 | 55.6222
ZAPATA | 22.5856 | 23.0818 | 23.5533 | 23.9459 | 24.208 | 24.786
ZAVALA | 16.6727 | 17.039 | 17.3871 | 17.6769 | 17.8704 | 18.2971

## WinterLoadbyCounty
Winter Load by County
The loads shown are the non-coincident loads of the individual delivery points from the 2008 ALDRs and do not include self-serve loads. The values shown here are used in the summer import/export calculations.
Winter Load, MW
County | 2008/09 | 2009/10 | 2010/11 | 2011/12 | 2012/13 | 2013/14
ANDERSON | 210.211 | 205.207 | 203.766 | 205.068 | 205.964 | 206.839
ANDREWS | 154.541 | 165.875 | 165.615 | 166.397 | 167.601 | 168.603
ANGELINA | 238.781 | 295.753 | 296.049 | 297.075 | 298.54 | 299.943
ARANSAS | 57.013 | 48.548 | 48.904 | 49.067 | 49.484 | 49.748
ARCHER | 25.786 | 26.371 | 26.932 | 27.547 | 28.188 | 29.05
ATASCOSA | 88.301 | 79.42 | 80.766 | 82.069 | 83.611 | 84.916
AUSTIN | 91.117 | 100.668 | 102.937 | 113.327 | 115.856 | 118.474
BANDERA | 70.06 | 72.442 | 75.273 | 78.106 | 80.936 | 83.766
BASTROP | 183.368 | 206.719 | 217.922 | 232.263 | 244.241 | 256.255
BAYLOR | 4.18 | 5.284 | 5.369 | 5.533 | 5.684 | 5.836
BEE | 54.443 | 53.279 | 53.351 | 53.3 | 53.474 | 53.493
BELL | 809.197 | 834.37 | 853.171 | 879.855 | 903.205 | 916.543
BEXAR | 3015.287 | 3390.599 | 3653.626 | 3822.866 | 3991.536 | 4203.984
BLANCO | 36.781 | 40.127 | 41.524 | 42.972 | 44.38 | 45.927
BORDEN | 1.715 | 1.499 | 1.52 | 1.541 | 1.556 | 1.565
BOSQUE | 47.032 | 48.452 | 49.329 | 49.908 | 50.477 | 51.418
BRAZORIA | 2474.961 | 2396.758 | 2412.557 | 2421.457 | 2429.451 | 2437.871
BRAZOS | 399.743 | 395.707 | 403.049 | 408.806 | 413.553 | 416.499
BREWSTER | 18.132 | 20.59 | 21.154 | 21.516 | 21.827 | 22.191
BROOKS | 15.941 | 13.312 | 13.303 | 13.244 | 13.256 | 13.23
BROWN | 109.763 | 104.55 | 105.538 | 107.04 | 108.758 | 110.795
BURLESON | 27.567 | 35.071 | 35.69 | 36.262 | 36.791 | 37.255
BURNET | 141.27 | 156.957 | 162.651 | 175.946 | 184.049 | 192.785
CALDWELL | 101.955 | 117.459 | 126.551 | 137.597 | 146 | 154.435
CALHOUN | 71.407 | 191.696 | 193.092 | 193.772 | 195.168 | 195.947
CALLAHAN | 47.504 | 43.133 | 43.7 | 44.299 | 44.686 | 45.185
CAMERON | 592.952 | 565.426 | 583.482 | 601.016 | 621.671 | 641.898
CHAMBERS | 460.748 | 549.646 | 562.384 | 574.556 | 576.98 | 579.475
CHEROKEE | 60.854 | 75.998 | 76.446 | 77.247 | 78.129 | 78.989
CHILDRESS | 12.39 | 12.148 | 12.454 | 12.61 | 12.73 | 12.928
CLAY | 25.886 | 26.082 | 26.658 | 27.243 | 27.846 | 28.71
COKE | 16.013 | 18.326 | 18.681 | 18.926 | 19.118 | 19.337
COLEMAN | 33.447 | 31.34 | 31.915 | 32.301 | 32.615 | 32.98
COLLIN | 1505.177 | 1653.829 | 1741.948 | 1809.207 | 1893.434 | 1976.7
COLORADO | 70.501 | 66.28 | 67.855 | 69.421 | 71.194 | 72.985
COMAL | 342.74 | 424.793 | 462.149 | 483.582 | 506.177 | 530.034
COMANCHE | 38.212 | 40.882 | 41.898 | 42.705 | 43.725 | 45.316
CONCHO | 8.165 | 9.348 | 9.551 | 9.673 | 9.768 | 9.878
COOKE | 130.547 | 131.317 | 138.291 | 145.034 | 148.698 | 154.586
CORYELL | 107.524 | 115.079 | 118.147 | 121.409 | 124.811 | 141.358
COTTLE | 3.218 | 3.943 | 4.04 | 4.09 | 4.13 | 4.213
CRANE | 80.34 | 79.329 | 79.541 | 80.09 | 80.704 | 81.321
CROCKETT | 33.907 | 32.648 | 33.478 | 34.125 | 34.722 | 35.139
CROSBY | 2.05 | 1.947 | 1.971 | 1.974 | 1.976 | 2.025
CULBERSON | 4.069 | 9.871 | 11.789 | 11.942 | 12.112 | 12.28
DALLAS | 6214.743 | 6443.301 | 6601.186 | 6732.504 | 6844.348 | 6970.73
DAWSON | 37.081 | 51.823 | 52.248 | 52.665 | 53.39 | 53.814
DELTA | 7.562 | 8.18 | 8.106 | 8.239 | 8.3 | 8.362
DENTON | 1383.892 | 1462.446 | 1268.764 | 1378.3 | 1488.673 | 1564.63
DEWITT | 63.002 | 62.269 | 63.734 | 65.219 | 66.785 | 68.38
DICKENS | 6.659 | 7.302 | 7.498 | 7.606 | 7.698 | 7.875
DIMMIT | 17.112 | 14.725 | 14.889 | 15.015 | 15.203 | 15.357
DUVAL | 45.055 | 43.92 | 44.191 | 44.376 | 44.751 | 45.005
EASTLAND | 52.121 | 51.919 | 52.901 | 53.908 | 54.853 | 56.234
ECTOR | 399.423 | 442.23 | 443.029 | 441.95 | 445.022 | 448.02
EDWARDS | 10.22 | 10.907 | 10.905 | 10.903 | 10.916 | 10.935
ELLIS | 711.384 | 837.352 | 841.036 | 855.13 | 881.021 | 912.627
ERATH | 102.986 | 108.33 | 111.524 | 124.799 | 127.053 | 130.964
FALLS | 43.792 | 44.044 | 44.726 | 45.436 | 46.239 | 47.588
FANNIN | 68.144 | 72.549 | 72.759 | 75.031 | 76.481 | 77.943
FAYETTE | 79.848 | 92.427 | 94.91 | 97.47 | 100.106 | 102.821
FISHER | 23.701 | 24.728 | 25.246 | 25.589 | 25.857 | 26.165
FLOYD | 0 | 0.26 | 0.261 | 0.261 | 0.263 | 0.263
FOARD | 2.618 | 2.392 | 2.452 | 2.483 | 2.507 | 2.545
FORT BEND | 656.341 | 807.317 | 822.545 | 832.984 | 844.106 | 855.443
FRANKLIN | 3.758 | 3.284 | 3.311 | 3.342 | 3.371 | 3.403
FREESTONE | 61.828 | 87.646 | 89.809 | 91.37 | 93.037 | 93.056
FRIO | 28.872 | 34.08 | 34.661 | 35.23 | 35.895 | 36.456
GALVESTON | 808.645 | 1163.556 | 1199.817 | 1215.15 | 1235.772 | 1249.414
GILLESPIE | 72.019 | 75.058 | 78.508 | 81.976 | 85.465 | 88.975
GLASSCOCK | 13.601 | 13.926 | 13.972 | 14.121 | 14.29 | 14.457
GOLIAD | 23.101 | 20.516 | 20.705 | 20.911 | 21.157 | 21.367
GONZALES | 54.715 | 65.78 | 71.768 | 74.313 | 77.011 | 79.812
GRAYSON | 406.263 | 421.658 | 431.473 | 456.602 | 472.291 | 473.923
GRIMES | 20.144 | 26.099 | 27.613 | 28.861 | 30.123 | 31.603
GUADALUPE | 350.66 | 410.11 | 420.608 | 436.168 | 452.34 | 469.515
HALL | 2.106 | 2.773 | 2.838 | 2.874 | 2.902 | 2.936
HAMILTON | 17.165 | 16.65 | 16.946 | 17.174 | 17.397 | 17.814
HARDEMAN | 14.291 | 15.031 | 15.412 | 15.606 | 15.755 | 15.991
HARRIS | 10075.628 | 11730.908 | 11955.736 | 12098.072 | 12344.019 | 12515.57
HASKELL | 14.784 | 18.834 | 19.182 | 19.384 | 19.538 | 19.767
HAYS | 384.87 | 448.542 | 474.574 | 497.014 | 519.302 | 543.369
HENDERSON | 192.834 | 191.482 | 191.076 | 194.332 | 196.406 | 198.457
HIDALGO | 985.105 | 980.184 | 1026.733 | 1082.324 | 1122.597 | 1163.45
HILL | 99.758 | 95.349 | 97.82 | 100.444 | 103.205 | 107.513
HONDO | 195.048 | 227.865 | 236.186 | 244.253 | 253.976 | 270.268
HOOD | 110.086 | 112.075 | 111.968 | 116.034 | 118.263 | 120.51
HOPKINS | 40.035 | 47.105 | 47.05 | 47.304 | 47.62 | 47.929
HOUSTON | 90.359 | 97.897 | 97.956 | 96.99 | 98.001 | 99.083
HOWARD | 205.43 | 230.632 | 232.882 | 240.687 | 246.959 | 253.688
HUNT | 12.74 | 13.648 | 13.967 | 14.286 | 14.608 | 14.904
IRION | 21.185 | 24.324 | 24.678 | 24.993 | 25.321 | 25.928
JACK | 30.027 | 25.742 | 25.793 | 25.846 | 25.959 | 25.997
JACKSON | 5.814 | 5.96 | 6.114 | 6.192 | 6.249 | 6.325
JEFF DAVIS | 4.921 | 4.075 | 4.09 | 4.109 | 4.137 | 4.152
JIM HOGG | 81.974 | 78.292 | 78.244 | 78.016 | 78.127 | 78.017
JIM WELLS | 370.986 | 420.241 | 496.103 | 515.479 | 535.945 | 566.991
JOHNSON | 44.87 | 42.067 | 42.317 | 42.699 | 42.893 | 43.235
JONES | 24.69 | 22.509 | 22.603 | 22.669 | 22.821 | 22.914
KARNES | 273.229 | 309.192 | 313.596 | 321.322 | 332.061 | 343.2
KAUFMAN | 118.318 | 119.565 | 128.198 | 137.189 | 146.564 | 156.342
KENDALL | 0.657 | 0.746 | 0.786 | 0.813 | 0.841 | 0.868
KENEDY | 52.16 | 53.289 | 54.335 | 54.66 | 54.735 | 56.08
KENT | 160.475 | 161.588 | 166.131 | 171.091 | 175.748 | 180.852
KERR | 17.57 | 19.2 | 19.747 | 20.217 | 20.674 | 21.163
KIMBLE | 9.033 | 8.951 | 9.089 | 9.106 | 9.119 | 9.343
KING | 8.329 | 8.126 | 8.327 | 8.436 | 8.569 | 8.7
KINNEY | 84.236 | 74.594 | 74.785 | 74.71 | 74.976 | 75.014
KLEBERG | 8.989 | 11.678 | 12.025 | 12.231 | 12.405 | 12.691
KNOX | 13.098 | 14.051 | 14.325 | 14.565 | 14.856 | 15.098
LA SALLE | 147.365 | 143.668 | 143.472 | 145.926 | 147.599 | 149.298
LAMAR | 56.664 | 57.133 | 59.432 | 61.516 | 63.633 | 66.445
LAMPASAS | 31.906 | 36.361 | 37.368 | 38.416 | 39.501 | 40.618
LAVACA | 33.045 | 33.046 | 33.912 | 34.786 | 35.669 | 36.561
LEE | 77.354 | 83.802 | 87.662 | 86.179 | 87.389 | 89.596
LEON | 58.7 | 58.966 | 60.235 | 61.585 | 63.05 | 65.231
LIMESTONE | 72.852 | 62.023 | 62.858 | 63.534 | 64.457 | 65.169
LIVE OAK | 91.294 | 92.694 | 96.448 | 94.49 | 98.134 | 101.861
LLANO | 4.649 | 5.465 | 5.458 | 5.491 | 5.533 | 5.574
LOVING | 4.96 | 17.119 | 17.73 | 18.18 | 18.652 | 19.613
MADISON | 21.17 | 22.387 | 22.618 | 22.924 | 23.352 | 23.688
MARTIN | 12.442 | 12.472 | 12.895 | 13.316 | 13.74 | 14.17
MASON | 113.729 | 121.958 | 123.233 | 124.149 | 125.512 | 126.476
MATAGORDA | 69.997 | 83.37 | 87.147 | 88.444 | 90.156 | 91.587
MAVERICK | 36.684 | 45.059 | 46.167 | 47.073 | 47.935 | 48.867
MCCULLOCH | 671.134 | 676.848 | 684.514 | 700.059 | 715.978 | 734.191
MCLENNAN | 6.043 | 5.425 | 5.483 | 5.557 | 5.631 | 6.917
MCMULLEN | 151.249 | 171.705 | 176.72 | 181.221 | 185.922 | 190.621
MEDINA | 7.564 | 6.84 | 7.01 | 7.122 | 7.224 | 7.303
MENARD | 240.463 | 258.076 | 257.971 | 260.108 | 262.629 | 265.106
MIDLAND | 65.057 | 69.345 | 70.536 | 71.826 | 73.224 | 75.305
MILAM | 8.458 | 7.943 | 8.176 | 8.37 | 8.564 | 8.865
MILLS | 15.746 | 18.773 | 18.775 | 18.915 | 19.082 | 19.247
MITCHELL | 54.91 | 52.367 | 54.364 | 55.946 | 57.475 | 59.941
MONTAGUE | 177.6 | 217.513 | 228.913 | 240.392 | 251.215 | 262.516
MONTGOMERY | 3.9 | 4.768 | 4.887 | 4.95 | 4.997 | 5.057
MOTLEY | 147.039 | 168.586 | 168.442 | 169.412 | 170.613 | 171.779
NACOGDOCHES | 166.272 | 181.16 | 185.191 | 188.357 | 192.641 | 199.014
NAVARRO | 53.189 | 61.791 | 61.813 | 62.485 | 62.931 | 63.506
NOLAN | 840.785 | 856.634 | 871.636 | 880.038 | 894.479 | 904.157
NUECES | 79.179 | 80.085 | 81.516 | 83.105 | 84.862 | 87.175
PALO PINTO | 385.027 | 364.968 | 374.278 | 382.84 | 322.789 | 407.942
PARKER | 57.824 | 63.876 | 64.902 | 65.671 | 66.29 | 66.993
PECOS | 10.687 | 10.946 | 11.214 | 11.401 | 11.598 | 11.79
PRESIDIO | 19.673 | 20.536 | 20.772 | 22.266 | 23.192 | 23.931
RAINS | 13.102 | 14.422 | 14.798 | 15.081 | 15.348 | 15.585
REAGAN | 12.213 | 13.96 | 14.605 | 15.251 | 15.897 | 16.544
REAL | 24.707 | 23.154 | 22.939 | 23.236 | 23.336 | 23.438
RED RIVER | 26.857 | 36.447 | 36.792 | 37.142 | 37.481 | 37.844
REEVES | 22.926 | 18.407 | 18.439 | 18.419 | 18.487 | 18.501
REFUGIO | 14.879 | 21.574 | 22.089 | 19.08 | 19.457 | 20.175
ROBERTSON | 189.775 | 208.881 | 217.002 | 228.775 | 239.558 | 251.398
ROCKWALL | 30.942 | 28.975 | 29.673 | 30.061 | 30.352 | 30.719
RUNNELS | 5.048 | 11.811 | 11.815 | 11.843 | 11.878 | 11.912
RUSK | 166.379 | 155.108 | 158.64 | 161.509 | 165.105 | 168.113
SAN PATRICIO | 12.146 | 11.903 | 12.214 | 12.533 | 12.86 | 13.196
SAN SABA | 12.336 | 11.951 | 12.233 | 12.445 | 12.645 | 12.716
SCHLEICHER | 161.676 | 298.691 | 296.961 | 297.433 | 298.317 | 299.112
SCURRY | 21.882 | 14.985 | 15.211 | 15.363 | 15.503 | 15.734
SHACKELFORD | 515.844 | 496.336 | 498.464 | 501.793 | 505.454 | 509.001
SMITH | 30.572 | 36.826 | 35.115 | 36.512 | 38.423 | 40.034
SOMERVELL | 73.881 | 71.678 | 73.654 | 73.931 | 74.556 | 74.954
STARR | 62.917 | 60.121 | 60.674 | 61.564 | 62.535 | 63.637
STEPHENS | 7.11 | 10.078 | 10.206 | 10.323 | 10.404 | 10.493
STERLING | 7.773 | 8.616 | 8.824 | 8.886 | 8.932 | 9.098
STONEWALL | 18.87 | 17.886 | 18.306 | 18.589 | 18.854 | 19.018
SUTTON | 4616.315 | 4607.409 | 4721.142 | 4854.471 | 4995.231 | 5125.687
TARRANT | 284.262 | 285.406 | 286.909 | 288.856 | 289.412 | 291.141
TAYLOR | 1.651 | 1.813 | 1.828 | 1.844 | 1.861 | 1.878
TERRELL | 8.208 | 7.724 | 7.93 | 8.042 | 8.136 | 8.31
THROCKMORTON | 225.769 | 208.357 | 208.894 | 210.168 | 209.955 | 211.31
TOM GREEN | 1935.502 | 1983.919 | 2107.828 | 2166.16 | 2226.881 | 2285.127
TRAVIS | 13.502 | 21.035 | 21.522 | 21.992 | 22.452 | 22.92
UPTON | 48.841 | 40.693 | 42.735 | 43.045 | 43.537 | 43.906
UVALDE | 75.41 | 60.857 | 64.436 | 64.871 | 65.62 | 66.185
VAL VERDE | 87.395 | 87.018 | 86.394 | 96.34 | 96.849 | 97.348
VAN ZANDT | 228.948 | 267.952 | 269.737 | 269.589 | 270.52 | 270.652
VICTORIA | 174.903 | 207.943 | 215.2 | 222.893 | 230.996 | 239.429
WALLER | 38.773 | 48.679 | 48.719 | 49.059 | 49.459 | 49.854
WARD | 113.481 | 117.709 | 120.242 | 122.789 | 125.35 | 127.924
WASHINGTON | 328.456 | 341.895 | 350.15 | 357.502 | 365.364 | 371.992
WEBB | 90.416 | 117.152 | 118.132 | 119.112 | 120.198 | 121.164
WHARTON | 364.628 | 364.407 | 364.371 | 371.888 | 375.154 | 378.445
WICHITA | 28.101 | 30.291 | 31.064 | 31.464 | 31.763 | 32.148
WILBARGER | 27.37 | 31.429 | 32.309 | 32.894 | 33.59 | 34.203
WILLACY | 791.231 | 865.446 | 900.942 | 939.226 | 978.79 | 1022.897
WILLIAMSON | 85.385 | 91.02 | 95.201 | 99.237 | 103.422 | 107.877
WILSON | 51.362 | 51.445 | 51.661 | 52.194 | 52.788 | 53.378
WINKLER | 213.03 | 247.898 | 262.732 | 272.534 | 281.78 | 287.193
WISE | 58.057 | 56.736 | 57.937 | 59.038 | 60.378 | 62.033
YOUNG | 25.871 | 24.326 | 24.674 | 24.952 | 25.328 | 25.622
ZAPATA | 19.098 | 21.202 | 22.178 | 22.391 | 22.684 | 22.917
ZAVALA | 22.408 | 22.767 | 23.502 | 23.747 | 24.131 | 24.342

## WinterGenerationbyCounty
Winter Generation by County
These values are used in the summer import/export calculations for each county. Capacities for mothballed units are included as the total capacity of the unit. Capacities for the wind units are at 8.7%. Non-synchronous ties are shown at 50%. These values include the amount available for the grid according information from the owners of the private network units and the distributed generation units that have registered with ERCOT.
Winter Generation, MW
County | 2008/09 | 2009/10 | 2010/11 | 2011/12 | 2012/13 | 2013/14
ANDERSON | 0 | 0 | 0 | 0 | 0 | 0
ANDREWS | 0 | 0 | 0 | 0 | 0 | 0
ANGELINA | 0 | 0 | 0 | 0 | 0 | 0
ARANSAS | 0 | 0 | 0 | 0 | 0 | 0
ARCHER | 0 | 0 | 0 | 0 | 0 | 0
ATASCOSA | 396.32 | 396.32 | 396.32 | 396.32 | 396.32 | 396.32
AUSTIN | 0 | 0 | 0 | 0 | 0 | 0
BANDERA | 0 | 0 | 0 | 0 | 0 | 0
BASTROP | 1717.5 | 1717.5 | 1717.5 | 1717.5 | 1717.5 | 1717.5
BAYLOR | 0 | 0 | 0 | 0 | 0 | 0
BEE | 0 | 0 | 0 | 0 | 0 | 0
BELL | 0 | 0 | 0 | 0 | 0 | 0
BEXAR | 4378.8 | 4378.8 | 5128.8 | 5128.8 | 5128.8 | 5128.8
BLANCO | 0 | 0 | 0 | 0 | 0 | 0
BORDEN | 7.308 | 42.543 | 42.543 | 42.543 | 42.543 | 42.543
BOSQUE | 565.3931 | 1075.393 | 1075.393 | 1075.393 | 1075.393 | 1075.393
BRAZORIA | 325 | 325 | 325 | 325 | 325 | 325
BRAZOS | 284.3 | 284.3 | 284.3 | 284.3 | 284.3 | 284.3
BREWSTER | 0 | 0 | 0 | 0 | 0 | 0
BROOKS | 0 | 0 | 0 | 0 | 0 | 0
BROWN | 0 | 0 | 0 | 0 | 0 | 0
BURLESON | 0 | 0 | 0 | 0 | 0 | 0
BURNET | 94.5 | 94.5 | 94.5 | 94.5 | 94.5 | 94.5
CALDWELL | 0 | 0 | 0 | 0 | 0 | 0
CALHOUN | 74 | 74 | 74 | 74 | 74 | 74
CALLAHAN | 0 | 0 | 0 | 0 | 0 | 0
CAMERON | 127.43 | 127.43 | 127.43 | 127.43 | 127.43 | 127.43
CHAMBERS | 2359.9 | 3230.9 | 3230.9 | 3230.9 | 3230.9 | 3230.9
CHEROKEE | 703 | 703 | 703 | 703 | 703 | 703
CHILDRESS | 0 | 0 | 0 | 0 | 0 | 0
CLAY | 0 | 0 | 0 | 0 | 0 | 0
COKE | 56.376 | 78.039 | 78.039 | 78.039 | 78.039 | 78.039
COLEMAN | 0 | 0 | 0 | 0 | 0 | 0
COLLIN | 420.2226 | 420.2226 | 420.2226 | 420.2226 | 420.2226 | 420.2226
COLORADO | 0 | 0 | 0 | 0 | 0 | 0
COMAL | 9 | 9 | 9 | 9 | 9 | 9
COMANCHE | 0 | 0 | 0 | 0 | 0 | 0
CONCHO | 0 | 0 | 0 | 0 | 0 | 0
COOKE | 0 | 9.831 | 9.831 | 9.831 | 9.831 | 9.831
CORYELL | 0 | 0 | 0 | 0 | 0 | 0
COTTLE | 0 | 3.393 | 8.613 | 8.613 | 8.613 | 8.613
CRANE | 0 | 0 | 0 | 0 | 0 | 0
CROCKETT | 0 | 0 | 0 | 0 | 0 | 0
CROSBY | 0 | 0 | 0 | 0 | 0 | 0
CULBERSON | 6.5076 | 6.5076 | 6.5076 | 6.5076 | 6.5076 | 6.5076
DALLAS | 2579 | 2579 | 2579 | 2579 | 2579 | 2579
DAWSON | 0 | 15.921 | 15.921 | 15.921 | 15.921 | 15.921
DELTA | 0 | 0 | 0 | 0 | 0 | 0
DENTON | 134.4 | 134.4 | 134.4 | 134.4 | 134.4 | 134.4
DEWITT | 12 | 12 | 12 | 12 | 12 | 12
DICKENS | 0 | 26.1 | 26.1 | 26.1 | 26.1 | 26.1
DIMMIT | 0 | 0 | 0 | 0 | 0 | 0
DUVAL | 0 | 0 | 0 | 0 | 0 | 0
EASTLAND | 0 | 0 | 0 | 0 | 0 | 0
ECTOR | 1405.6902 | 1418.8054 | 1418.8054 | 1418.8054 | 1418.8054 | 1418.8054
EDWARDS | 0 | 0 | 0 | 0 | 0 | 0
ELLIS | 1646.1188 | 1646.1188 | 1646.1188 | 1646.1188 | 1646.1188 | 1646.1188
ERATH | 5.22 | 5.22 | 5.22 | 5.22 | 5.22 | 5.22
FALLS | 0 | 0 | 0 | 0 | 0 | 0
FANNIN | 2387 | 2387 | 2387 | 2387 | 2387 | 2387
FAYETTE | 1667 | 2023 | 2023 | 2023 | 2023 | 2023
FISHER | 0 | 0 | 0 | 0 | 0 | 0
FLOYD | 5.2026 | 5.2026 | 5.2026 | 5.2026 | 5.2026 | 5.2026
FOARD | 0 | 0 | 0 | 0 | 0 | 0
FORT BEND | 4209.6 | 4209.6 | 4209.6 | 4209.6 | 4209.6 | 4209.6
FRANKLIN | 0 | 0 | 0 | 0 | 0 | 0
FREESTONE | 2268.4 | 2268.4 | 2268.4 | 2268.4 | 2268.4 | 2268.4
FRIO | 74 | 74 | 74 | 74 | 74 | 74
GALVESTON | 3358.6 | 3358.6 | 3358.6 | 3358.6 | 3358.6 | 3358.6
GILLESPIE | 0 | 0 | 0 | 0 | 0 | 0
GLASSCOCK | 7.83 | 7.83 | 7.83 | 7.83 | 7.83 | 7.83
GOLIAD | 634.4 | 634.4 | 634.4 | 634.4 | 634.4 | 634.4
GONZALES | 4.8 | 4.8 | 4.8 | 4.8 | 4.8 | 4.8
GRAYSON | 80 | 80 | 80 | 80 | 80 | 80
GRIMES | 1330.6 | 1330.6 | 1330.6 | 1330.6 | 1330.6 | 1330.6
GUADALUPE | 1856.6 | 1856.6 | 1856.6 | 1856.6 | 1856.6 | 1856.6
HALL | 0.87 | 0.87 | 0.87 | 0.87 | 0.87 | 0.87
HAMILTON | 0 | 0 | 0 | 0 | 0 | 0
HARDEMAN | 0 | 0 | 0 | 0 | 0 | 0
HARRIS | 7537 | 8081 | 8081 | 8081 | 8081 | 8081
HASKELL | 0 | 0 | 0 | 0 | 0 | 0
HAYS | 963.6 | 963.6 | 963.6 | 963.6 | 963.6 | 963.6
HENDERSON | 240 | 240 | 240 | 240 | 240 | 240
HIDALGO | 1918.55 | 1918.55 | 1918.55 | 1918.55 | 1918.55 | 1918.55
HILL | 0 | 0 | 0 | 0 | 0 | 0
HOOD | 1850 | 1850 | 1850 | 1850 | 1850 | 1850
HOPKINS | 0 | 0 | 0 | 0 | 0 | 0
HOUSTON | 0 | 0 | 0 | 0 | 0 | 0
HOWARD | 252.11 | 297.0281 | 297.0281 | 307.4681 | 307.4681 | 307.4681
HUNT | 87 | 87 | 87 | 87 | 87 | 87
IRION | 0 | 0 | 0 | 0 | 0 | 0
JACK | 630.44 | 630.44 | 630.44 | 630.44 | 630.44 | 630.44
JACKSON | 0 | 0 | 0 | 0 | 0 | 0
JEFF DAVIS | 0 | 0 | 0 | 0 | 0 | 0
JIM HOGG | 0 | 0 | 0 | 0 | 0 | 0
JIM WELLS | 0 | 0 | 0 | 0 | 0 | 0
JOHNSON | 258 | 258 | 258 | 258 | 258 | 258
JONES | 0 | 0 | 0 | 0 | 0 | 0
KARNES | 0 | 0 | 0 | 0 | 0 | 0
KAUFMAN | 1926 | 1926 | 1926 | 1926 | 1926 | 1926
KENDALL | 0 | 0 | 0 | 0 | 0 | 0
KENEDY | 0 | 42.195 | 42.195 | 42.195 | 42.195 | 42.195
KENT | 0 | 0 | 0 | 0 | 0 | 0
KERR | 0 | 0 | 0 | 0 | 0 | 0
KIMBLE | 0 | 0 | 0 | 0 | 0 | 0
KING | 0 | 0 | 0 | 0 | 0 | 0
KINNEY | 0 | 0 | 0 | 0 | 0 | 0
KLEBERG | 0 | 0 | 0 | 0 | 0 | 0
KNOX | 0 | 0 | 0 | 0 | 0 | 0
LA SALLE | 0 | 0 | 0 | 0 | 0 | 0
LAMAR | 1381 | 1381 | 1381 | 1381 | 1381 | 1381
LAMPASAS | 0 | 0 | 0 | 0 | 0 | 0
LAVACA | 0 | 0 | 0 | 0 | 0 | 0
LEE | 0 | 0 | 0 | 0 | 0 | 0
LEON | 0 | 0 | 0 | 0 | 0 | 0
LIMESTONE | 1694 | 1694 | 1694 | 1694 | 1694 | 1694
LIVE OAK | 0 | 0 | 0 | 0 | 0 | 0
LLANO | 479.64 | 479.64 | 479.64 | 479.64 | 479.64 | 479.64
LOVING | 0 | 0 | 0 | 0 | 0 | 0
MADISON | 0 | 0 | 0 | 0 | 0 | 0
MARTIN | 8.787 | 8.787 | 8.787 | 8.787 | 8.787 | 8.787
MASON | 0 | 0 | 0 | 0 | 0 | 0
MATAGORDA | 2723 | 2723 | 2723 | 2723 | 2723 | 2723
MAVERICK | 10 | 10 | 10 | 10 | 10 | 10
MCCULLOCH | 0 | 0 | 0 | 0 | 0 | 0
MCLENNAN | 1689 | 1689 | 1689 | 3539 | 3539 | 3539
MCMULLEN | 0 | 0 | 0 | 0 | 0 | 0
MEDINA | 0 | 0 | 0 | 0 | 0 | 0
MENARD | 0 | 0 | 0 | 0 | 0 | 0
MIDLAND | 0 | 0 | 0 | 0 | 0 | 0
MILAM | 569 | 1731 | 1731 | 1731 | 1731 | 1731
MILLS | 0 | 0 | 0 | 0 | 0 | 0
MITCHELL | 1082 | 1082 | 1082 | 1082 | 1082 | 1082
MONTAGUE | 0 | 0 | 0 | 0 | 0 | 0
MONTGOMERY | 4.8 | 4.8 | 4.8 | 4.8 | 4.8 | 4.8
MOTLEY | 0 | 0 | 0 | 0 | 0 | 0
NACOGDOCHES | 0 | 0 | 0 | 0 | 0 | 0
NAVARRO | 0 | 0 | 0 | 0 | 0 | 0
NOLAN | 542.1904 | 556.9804 | 556.9804 | 556.9804 | 556.9804 | 556.9804
NUECES | 1180 | 1180 | 1180 | 1180 | 1180 | 1180
PALO PINTO | 642 | 642 | 642 | 642 | 642 | 642
PARKER | 80.4 | 80.4 | 80.4 | 80.4 | 80.4 | 80.4
PECOS | 35.061 | 48.111 | 48.111 | 61.161 | 61.161 | 61.161
PRESIDIO | 0 | 0 | 0 | 0 | 0 | 0
RAINS | 0 | 0 | 0 | 0 | 0 | 0
REAGAN | 0 | 0 | 0 | 0 | 0 | 0
REAL | 0 | 0 | 0 | 0 | 0 | 0
RED RIVER | 0 | 0 | 0 | 0 | 0 | 0
REEVES | 0 | 0 | 0 | 0 | 0 | 0
REFUGIO | 0 | 0 | 0 | 0 | 0 | 0
ROBERTSON | 308.9 | 308.9 | 2018.9 | 2018.9 | 2018.9 | 2018.9
ROCKWALL | 0 | 0 | 0 | 0 | 0 | 0
RUNNELS | 0 | 0 | 0 | 0 | 0 | 0
RUSK | 3316 | 3316 | 3316 | 3316 | 3316 | 3316
SAN PATRICIO | 420 | 420 | 420 | 420 | 420 | 420
SAN SABA | 0 | 0 | 0 | 0 | 0 | 0
SCHLEICHER | 0 | 0 | 0 | 0 | 0 | 0
SCURRY | 82.9545 | 127.7595 | 127.7595 | 127.7595 | 127.7595 | 127.7595
SHACKELFORD | 34.8 | 69.687 | 69.687 | 69.687 | 69.687 | 69.687
SMITH | 0 | 0 | 0 | 0 | 0 | 0
SOMERVELL | 2352 | 2352 | 2352 | 2352 | 2352 | 2352
STARR | 35 | 35 | 35 | 35 | 35 | 35
STEPHENS | 0 | 0 | 0 | 0 | 0 | 0
STERLING | 16.8954 | 16.8954 | 16.8954 | 16.8954 | 16.8954 | 16.8954
STONEWALL | 0 | 0 | 0 | 0 | 0 | 0
SUTTON | 0 | 0 | 0 | 0 | 0 | 0
TARRANT | 2118 | 2118 | 3828 | 3828 | 3828 | 3828
TAYLOR | 105.4701 | 114.2745 | 114.2745 | 114.2745 | 114.2745 | 114.2745
TERRELL | 0 | 0 | 0 | 0 | 0 | 0
THROCKMORTON | 0 | 0 | 0 | 0 | 0 | 0
TITUS | 1980 | 1980 | 1980 | 1980 | 1980 | 1980
TOM GREEN | 0 | 0 | 0 | 0 | 0 | 0
TRAVIS | 1553 | 1553 | 1553 | 1553 | 1553 | 1553
UPTON | 30.6936 | 30.6936 | 30.6936 | 30.6936 | 30.6936 | 30.6936
UVALDE | 0 | 0 | 0 | 0 | 0 | 0
VAL VERDE | 58 | 58 | 58 | 58 | 58 | 58
VAN ZANDT | 0 | 0 | 0 | 0 | 0 | 0
VICTORIA | 236.9 | 568.9 | 568.9 | 568.9 | 568.9 | 568.9
WALLER | 0 | 0 | 0 | 0 | 0 | 0
WARD | 1005 | 1005 | 1005 | 1005 | 1005 | 1005
WASHINGTON | 0 | 0 | 0 | 0 | 0 | 0
WEBB | 422 | 808 | 808 | 808 | 808 | 808
WHARTON | 907 | 907 | 907 | 907 | 907 | 907
WICHITA | 677.252 | 677.252 | 677.252 | 677.252 | 677.252 | 677.252
WILBARGER | 651 | 651 | 651 | 651 | 651 | 651
WILLACY | 0 | 0 | 0 | 0 | 0 | 0
WILLIAMSON | 0 | 0 | 0 | 0 | 0 | 0
WILSON | 0 | 0 | 0 | 0 | 0 | 0
WINKLER | 0 | 0 | 0 | 0 | 0 | 0
WISE | 649 | 649 | 649 | 649 | 649 | 649
YOUNG | 619 | 619 | 619 | 619 | 619 | 619
ZAPATA | 0 | 0 | 0 | 0 | 0 | 0
ZAVALA | 0 | 0 | 0 | 0 | 0 | 0

## WinterImport-ExportbyCounty
Winter Import/Export by County
Import: The county has less generation than load and must import generation.
Export: The county has more generation than load and is able to export generation.
This data is presented for example only. It is a calculation of the generation in the county less the non-coincident load in the county. The true values will depend on actual load levels and actual generation dispatch.
Winter Import/Export, MW
County | 2008/09 | 2009/10 | 2010/11 | 2011/12 | 2012/13 | 2013/14
ANDERSON | -210.211 | -205.207 | -203.766 | -205.068 | -205.964 | -206.839
ANDREWS | -154.541 | -165.875 | -165.615 | -166.397 | -167.601 | -168.603
ANGELINA | -238.781 | -295.753 | -296.049 | -297.075 | -298.54 | -299.943
ARANSAS | -57.013 | -48.548 | -48.904 | -49.067 | -49.484 | -49.748
ARCHER | -25.786 | -26.371 | -26.932 | -27.547 | -28.188 | -29.05
ATASCOSA | 308.019 | 316.9 | 315.554 | 314.251 | 312.709 | 311.404
AUSTIN | -91.117 | -100.668 | -102.937 | -113.327 | -115.856 | -118.474
BANDERA | -70.06 | -72.442 | -75.273 | -78.106 | -80.936 | -83.766
BASTROP | 1534.132 | 1510.781 | 1499.578 | 1485.237 | 1473.259 | 1461.245
BAYLOR | -4.18 | -5.284 | -5.369 | -5.533 | -5.684 | -5.836
BEE | -54.443 | -53.279 | -53.351 | -53.3 | -53.474 | -53.493
BELL | -809.197 | -834.37 | -853.171 | -879.855 | -903.205 | -916.543
BEXAR | 1363.513 | 988.201 | 1475.174 | 1305.934 | 1137.264 | 924.816
BLANCO | -36.781 | -40.127 | -41.524 | -42.972 | -44.38 | -45.927
BORDEN | 5.593 | 41.044 | 41.023 | 41.002 | 40.987 | 40.978
BOSQUE | 518.361 | 1026.941 | 1026.064 | 1025.4851 | 1024.9161 | 1023.9751
BRAZORIA | -2149.961 | -2071.758 | -2087.557 | -2096.457 | -2104.451 | -2112.871
BRAZOS | -115.443 | -111.407 | -118.749 | -124.506 | -129.253 | -132.199
BREWSTER | -18.132 | -20.59 | -21.154 | -21.516 | -21.827 | -22.191
BROOKS | -15.941 | -13.312 | -13.303 | -13.244 | -13.256 | -13.23
BROWN | -109.763 | -104.55 | -105.538 | -107.04 | -108.758 | -110.795
BURLESON | -27.567 | -35.071 | -35.69 | -36.262 | -36.791 | -37.255
BURNET | -46.77 | -62.457 | -68.151 | -81.446 | -89.549 | -98.285
CALDWELL | -101.955 | -117.459 | -126.551 | -137.597 | -146 | -154.435
CALHOUN | 2.593 | -117.696 | -119.092 | -119.772 | -121.168 | -121.947
CALLAHAN | -47.504 | -43.133 | -43.7 | -44.299 | -44.686 | -45.185
CAMERON | -465.522 | -437.996 | -456.052 | -473.586 | -494.241 | -514.468
CHAMBERS | 1899.152 | 2681.254 | 2668.516 | 2656.344 | 2653.92 | 2651.425
CHEROKEE | 642.146 | 627.002 | 626.554 | 625.753 | 624.871 | 624.011
CHILDRESS | -12.39 | -12.148 | -12.454 | -12.61 | -12.73 | -12.928
CLAY | -25.886 | -26.082 | -26.658 | -27.243 | -27.846 | -28.71
COKE | 40.363 | 59.713 | 59.358 | 59.113 | 58.921 | 58.702
COLEMAN | -33.447 | -31.34 | -31.915 | -32.301 | -32.615 | -32.98
COLLIN | -1084.9544 | -1233.6064 | -1321.7254 | -1388.9844 | -1473.2114 | -1556.4774
COLORADO | -70.501 | -66.28 | -67.855 | -69.421 | -71.194 | -72.985
COMAL | -333.74 | -415.793 | -453.149 | -474.582 | -497.177 | -521.034
COMANCHE | -38.212 | -40.882 | -41.898 | -42.705 | -43.725 | -45.316
CONCHO | -8.165 | -9.348 | -9.551 | -9.673 | -9.768 | -9.878
COOKE | -130.547 | -121.486 | -128.46 | -135.203 | -138.867 | -144.755
CORYELL | -107.524 | -115.079 | -118.147 | -121.409 | -124.811 | -141.358
COTTLE | -3.218 | -0.55 | 4.573 | 4.523 | 4.483 | 4.4
CRANE | -80.34 | -79.329 | -79.541 | -80.09 | -80.704 | -81.321
CROCKETT | -33.907 | -32.648 | -33.478 | -34.125 | -34.722 | -35.139
CROSBY | -2.05 | -1.947 | -1.971 | -1.974 | -1.976 | -2.025
CULBERSON | 2.4386 | -3.3634 | -5.2814 | -5.4344 | -5.6044 | -5.7724
DALLAS | -3635.743 | -3864.301 | -4022.186 | -4153.504 | -4265.348 | -4391.73
DAWSON | -37.081 | -35.902 | -36.327 | -36.744 | -37.469 | -37.893
DELTA | -7.562 | -8.18 | -8.106 | -8.239 | -8.3 | -8.362
DENTON | -1249.492 | -1328.046 | -1134.364 | -1243.9 | -1354.273 | -1430.23
DEWITT | -51.002 | -50.269 | -51.734 | -53.219 | -54.785 | -56.38
DICKENS | -6.659 | 18.798 | 18.602 | 18.494 | 18.402 | 18.225
DIMMIT | -17.112 | -14.725 | -14.889 | -15.015 | -15.203 | -15.357
DUVAL | -45.055 | -43.92 | -44.191 | -44.376 | -44.751 | -45.005
EASTLAND | -52.121 | -51.919 | -52.901 | -53.908 | -54.853 | -56.234
ECTOR | 1006.2672 | 976.5754 | 975.7764 | 976.8554 | 973.7834 | 970.7854
EDWARDS | -10.22 | -10.907 | -10.905 | -10.903 | -10.916 | -10.935
ELLIS | 934.7348 | 808.7668 | 805.0828 | 790.9888 | 765.0978 | 733.4918
ERATH | -97.766 | -103.11 | -106.304 | -119.579 | -121.833 | -125.744
FALLS | -43.792 | -44.044 | -44.726 | -45.436 | -46.239 | -47.588
FANNIN | 2318.856 | 2314.451 | 2314.241 | 2311.969 | 2310.519 | 2309.057
FAYETTE | 1587.152 | 1930.573 | 1928.09 | 1925.53 | 1922.894 | 1920.179
FISHER | -23.701 | -24.728 | -25.246 | -25.589 | -25.857 | -26.165
FLOYD | 5.2026 | 4.9426 | 4.9416 | 4.9416 | 4.9396 | 4.9396
FOARD | -2.618 | -2.392 | -2.452 | -2.483 | -2.507 | -2.545
FORT BEND | 3553.259 | 3402.283 | 3387.055 | 3376.616 | 3365.494 | 3354.157
FRANKLIN | -3.758 | -3.284 | -3.311 | -3.342 | -3.371 | -3.403
FREESTONE | 2206.572 | 2180.754 | 2178.591 | 2177.03 | 2175.363 | 2175.344
FRIO | 45.128 | 39.92 | 39.339 | 38.77 | 38.105 | 37.544
GALVESTON | 2549.955 | 2195.044 | 2158.783 | 2143.45 | 2122.828 | 2109.186
GILLESPIE | -72.019 | -75.058 | -78.508 | -81.976 | -85.465 | -88.975
GLASSCOCK | -5.771 | -6.096 | -6.142 | -6.291 | -6.46 | -6.627
GOLIAD | 611.299 | 613.884 | 613.695 | 613.489 | 613.243 | 613.033
GONZALES | -49.915 | -60.98 | -66.968 | -69.513 | -72.211 | -75.012
GRAYSON | -326.263 | -341.658 | -351.473 | -376.602 | -392.291 | -393.923
GRIMES | 1310.456 | 1304.501 | 1302.987 | 1301.739 | 1300.477 | 1298.997
GUADALUPE | 1505.94 | 1446.49 | 1435.992 | 1420.432 | 1404.26 | 1387.085
HALL | -1.236 | -1.903 | -1.968 | -2.004 | -2.032 | -2.066
HAMILTON | -17.165 | -16.65 | -16.946 | -17.174 | -17.397 | -17.814
HARDEMAN | -14.291 | -15.031 | -15.412 | -15.606 | -15.755 | -15.991
HARRIS | -2538.628 | -3649.908 | -3874.736 | -4017.072 | -4263.019 | -4434.57
HASKELL | -14.784 | -18.834 | -19.182 | -19.384 | -19.538 | -19.767
HAYS | 578.73 | 515.058 | 489.026 | 466.586 | 444.298 | 420.231
HENDERSON | 47.166 | 48.518 | 48.924 | 45.668 | 43.594 | 41.543
HIDALGO | 933.445 | 938.366 | 891.817 | 836.226 | 795.953 | 755.1
HILL | -99.758 | -95.349 | -97.82 | -100.444 | -103.205 | -107.513
HOOD | 1654.952 | 1622.135 | 1613.814 | 1605.747 | 1596.024 | 1579.732
HOPKINS | -110.086 | -112.075 | -111.968 | -116.034 | -118.263 | -120.51
HOUSTON | -40.035 | -47.105 | -47.05 | -47.304 | -47.62 | -47.929
HOWARD | 161.751 | 199.1311 | 199.0721 | 210.4781 | 209.4671 | 208.3851
HUNT | -118.43 | -143.632 | -145.882 | -153.687 | -159.959 | -166.688
IRION | -12.74 | -13.648 | -13.967 | -14.286 | -14.608 | -14.904
JACK | 609.255 | 606.116 | 605.762 | 605.447 | 605.119 | 604.512
JACKSON | -30.027 | -25.742 | -25.793 | -25.846 | -25.959 | -25.997
JEFF DAVIS | -5.814 | -5.96 | -6.114 | -6.192 | -6.249 | -6.325
JIM HOGG | -4.921 | -4.075 | -4.09 | -4.109 | -4.137 | -4.152
JIM WELLS | -81.974 | -78.292 | -78.244 | -78.016 | -78.127 | -78.017
JOHNSON | -112.986 | -162.241 | -238.103 | -257.479 | -277.945 | -308.991
JONES | -44.87 | -42.067 | -42.317 | -42.699 | -42.893 | -43.235
KARNES | -24.69 | -22.509 | -22.603 | -22.669 | -22.821 | -22.914
KAUFMAN | 1652.771 | 1616.808 | 1612.404 | 1604.678 | 1593.939 | 1582.8
KENDALL | -118.318 | -119.565 | -128.198 | -137.189 | -146.564 | -156.342
KENEDY | -0.657 | 41.449 | 41.409 | 41.382 | 41.354 | 41.327
KENT | -52.16 | -53.289 | -54.335 | -54.66 | -54.735 | -56.08
KERR | -160.475 | -161.588 | -166.131 | -171.091 | -175.748 | -180.852
KIMBLE | -17.57 | -19.2 | -19.747 | -20.217 | -20.674 | -21.163
KING | -9.033 | -8.951 | -9.089 | -9.106 | -9.119 | -9.343
KINNEY | -8.329 | -8.126 | -8.327 | -8.436 | -8.569 | -8.7
KLEBERG | -84.236 | -74.594 | -74.785 | -74.71 | -74.976 | -75.014
KNOX | -8.989 | -11.678 | -12.025 | -12.231 | -12.405 | -12.691
LA SALLE | -13.098 | -14.051 | -14.325 | -14.565 | -14.856 | -15.098
LAMAR | 1233.635 | 1237.332 | 1237.528 | 1235.074 | 1233.401 | 1231.702
LAMPASAS | -56.664 | -57.133 | -59.432 | -61.516 | -63.633 | -66.445
LAVACA | -31.906 | -36.361 | -37.368 | -38.416 | -39.501 | -40.618
LEE | -33.045 | -33.046 | -33.912 | -34.786 | -35.669 | -36.561
LEON | -77.354 | -83.802 | -87.662 | -86.179 | -87.389 | -89.596
LIMESTONE | 1635.3 | 1635.034 | 1633.765 | 1632.415 | 1630.95 | 1628.769
LIVE OAK | -72.852 | -62.023 | -62.858 | -63.534 | -64.457 | -65.169
LLANO | 388.346 | 386.946 | 383.192 | 385.15 | 381.506 | 377.779
LOVING | -4.649 | -5.465 | -5.458 | -5.491 | -5.533 | -5.574
MADISON | -4.96 | -17.119 | -17.73 | -18.18 | -18.652 | -19.613
MARTIN | -12.383 | -13.6 | -13.831 | -14.137 | -14.565 | -14.901
MASON | -12.442 | -12.472 | -12.895 | -13.316 | -13.74 | -14.17
MATAGORDA | 2609.271 | 2601.042 | 2599.767 | 2598.851 | 2597.488 | 2596.524
MAVERICK | -59.997 | -73.37 | -77.147 | -78.444 | -80.156 | -81.587
MCCULLOCH | -36.684 | -45.059 | -46.167 | -47.073 | -47.935 | -48.867
MCLENNAN | 1017.866 | 1012.152 | 1004.486 | 2838.941 | 2823.022 | 2804.809
MCMULLEN | -6.043 | -5.425 | -5.483 | -5.557 | -5.631 | -6.917
MEDINA | -151.249 | -171.705 | -176.72 | -181.221 | -185.922 | -190.621
MENARD | -7.564 | -6.84 | -7.01 | -7.122 | -7.224 | -7.303
MIDLAND | -240.463 | -258.076 | -257.971 | -260.108 | -262.629 | -265.106
MILAM | 503.943 | 1661.655 | 1660.464 | 1659.174 | 1657.776 | 1655.695
MILLS | -8.458 | -7.943 | -8.176 | -8.37 | -8.564 | -8.865
MITCHELL | 1066.254 | 1063.227 | 1063.225 | 1063.085 | 1062.918 | 1062.753
MONTAGUE | -54.91 | -52.367 | -54.364 | -55.946 | -57.475 | -59.941
MONTGOMERY | -172.8 | -212.713 | -224.113 | -235.592 | -246.415 | -257.716
MOTLEY | -3.9 | -4.768 | -4.887 | -4.95 | -4.997 | -5.057
NACOGDOCHES | -147.039 | -168.586 | -168.442 | -169.412 | -170.613 | -171.779
NAVARRO | -166.272 | -181.16 | -185.191 | -188.357 | -192.641 | -199.014
NOLAN | 489.0014 | 495.1894 | 495.1674 | 494.4954 | 494.0494 | 493.4744
NUECES | 339.215 | 323.366 | 308.364 | 299.962 | 285.521 | 275.843
PALO PINTO | 562.821 | 561.915 | 560.484 | 558.895 | 557.138 | 554.825
PARKER | -304.627 | -284.568 | -293.878 | -302.44 | -242.389 | -327.542
PECOS | -22.763 | -15.765 | -16.791 | -4.51 | -5.129 | -5.832
PRESIDIO | -10.687 | -10.946 | -11.214 | -11.401 | -11.598 | -11.79
RAINS | -19.673 | -20.536 | -20.772 | -22.266 | -23.192 | -23.931
REAGAN | -13.102 | -14.422 | -14.798 | -15.081 | -15.348 | -15.585
REAL | -12.213 | -13.96 | -14.605 | -15.251 | -15.897 | -16.544
RED RIVER | -24.707 | -23.154 | -22.939 | -23.236 | -23.336 | -23.438
REEVES | -26.857 | -36.447 | -36.792 | -37.142 | -37.481 | -37.844
REFUGIO | -22.926 | -18.407 | -18.439 | -18.419 | -18.487 | -18.501
ROBERTSON | 294.021 | 287.326 | 1996.811 | 1999.82 | 1999.443 | 1998.725
ROCKWALL | -189.775 | -208.881 | -217.002 | -228.775 | -239.558 | -251.398
RUNNELS | -30.942 | -28.975 | -29.673 | -30.061 | -30.352 | -30.719
RUSK | 3310.952 | 3304.189 | 3304.185 | 3304.157 | 3304.122 | 3304.088
SAN PATRICIO | 253.621 | 264.892 | 261.36 | 258.491 | 254.895 | 251.887
SAN SABA | -12.146 | -11.903 | -12.214 | -12.533 | -12.86 | -13.196
SCHLEICHER | -12.336 | -11.951 | -12.233 | -12.445 | -12.645 | -12.716
SCURRY | -78.7215 | -170.9315 | -169.2015 | -169.6735 | -170.5575 | -171.3525
SHACKELFORD | 12.918 | 54.702 | 54.476 | 54.324 | 54.184 | 53.953
SMITH | -515.844 | -496.336 | -498.464 | -501.793 | -505.454 | -509.001
SOMERVELL | 2321.428 | 2315.174 | 2316.885 | 2315.488 | 2313.577 | 2311.966
STARR | -38.881 | -36.678 | -38.654 | -38.931 | -39.556 | -39.954
STEPHENS | -62.917 | -60.121 | -60.674 | -61.564 | -62.535 | -63.637
STERLING | 9.7854 | 6.8174 | 6.6894 | 6.5724 | 6.4914 | 6.4024
STONEWALL | -7.773 | -8.616 | -8.824 | -8.886 | -8.932 | -9.098
SUTTON | -18.87 | -17.886 | -18.306 | -18.589 | -18.854 | -19.018
TARRANT | -2498.315 | -2489.409 | -893.142 | -1026.471 | -1167.231 | -1297.687
TAYLOR | -178.7919 | -171.1315 | -172.6345 | -174.5815 | -175.1375 | -176.8665
TERRELL | -1.651 | -1.813 | -1.828 | -1.844 | -1.861 | -1.878
THROCKMORTON | -8.208 | -7.724 | -7.93 | -8.042 | -8.136 | -8.31
TITUS | 1754.231 | 1771.643 | 1771.106 | 1769.832 | 1770.045 | 1768.69
TOM GREEN | -1935.502 | -1983.919 | -2107.828 | -2166.16 | -2226.881 | -2285.127
TRAVIS | 1539.498 | 1531.965 | 1531.478 | 1531.008 | 1530.548 | 1530.08
UPTON | -18.1474 | -9.9994 | -12.0414 | -12.3514 | -12.8434 | -13.2124
UVALDE | -75.41 | -60.857 | -64.436 | -64.871 | -65.62 | -66.185
VAL VERDE | -29.395 | -29.018 | -28.394 | -38.34 | -38.849 | -39.348
VAN ZANDT | -228.948 | -267.952 | -269.737 | -269.589 | -270.52 | -270.652
VICTORIA | 61.997 | 360.957 | 353.7 | 346.007 | 337.904 | 329.471
WALLER | -38.773 | -48.679 | -48.719 | -49.059 | -49.459 | -49.854
WARD | 891.519 | 887.291 | 884.758 | 882.211 | 879.65 | 877.076
WASHINGTON | -328.456 | -341.895 | -350.15 | -357.502 | -365.364 | -371.992
WEBB | 331.584 | 690.848 | 689.868 | 688.888 | 687.802 | 686.836
WHARTON | 542.372 | 542.593 | 542.629 | 535.112 | 531.846 | 528.555
WICHITA | 649.151 | 646.961 | 646.188 | 645.788 | 645.489 | 645.104
WILBARGER | 623.63 | 619.571 | 618.691 | 618.106 | 617.41 | 616.797
WILLACY | -791.231 | -865.446 | -900.942 | -939.226 | -978.79 | -1022.897
WILLIAMSON | -85.385 | -91.02 | -95.201 | -99.237 | -103.422 | -107.877
WILSON | -51.362 | -51.445 | -51.661 | -52.194 | -52.788 | -53.378
WINKLER | -213.03 | -247.898 | -262.732 | -272.534 | -281.78 | -287.193
WISE | 590.943 | 592.264 | 591.063 | 589.962 | 588.622 | 586.967
YOUNG | 593.129 | 594.674 | 594.326 | 594.048 | 593.672 | 593.378
ZAPATA | -19.098 | -21.202 | -22.178 | -22.391 | -22.684 | -22.917
ZAVALA | -22.408 | -22.767 | -23.502 | -23.747 | -24.131 | -24.342

## SummerCapacities
Unit Capacities - Summer
Units used in determining the generation resources in the Summer Summary
Operational capacities are based on unit testing. Other capacities are based on information provided by the plant owners. This list includes MW available to the grid from private network (self-serve) units. It also includes distributed generation units that have registered with ERCOT. Data without unit names are for private network units or are planned generation that is not public.
Unit Name | 2008 | 2009 | 2010 | 2011 | 2012 | 2013
A von Rosenberg 1-CT1 | 150 | 150 | 150 | 150 | 150 | 150
A von Rosenberg 1-CT2 | 145 | 145 | 145 | 145 | 145 | 145
A von Rosenberg 1-ST1 | 164 | 164 | 164 | 164 | 164 | 164
AEDOMG 1 | 5 | 5 | 5 | 5 | 5 | 5
AES Deepwater 1 | 140 | 140 | 140 | 140 | 140 | 140
Amistad Hydro 1 | 34 | 34 | 34 | 34 | 34 | 34
Amistad Hydro 2 | 34 | 34 | 34 | 34 | 34 | 34
Atascocita 1 | 10.1 | 10.1 | 10.1 | 10.1 | 10.1 | 10.1
Atkins 7 | 20 | 20 | 20 | 20 | 20 | 20
Austin 1 | 8 | 8 | 8 | 8 | 8 | 8
Austin 2 | 9 | 9 | 9 | 9 | 9 | 9
B M Davis 1 | 339 | 339 | 339 | 339 | 339 | 339
B M Davis 2 | 340 | 340 | 340 | 340 | 340 | 340
Bastrop Energy Center 1 | 147 | 147 | 147 | 147 | 147 | 147
Bastrop Energy Center 2 | 146 | 146 | 146 | 146 | 146 | 146
Bastrop Energy Center 3 | 227 | 227 | 227 | 227 | 227 | 227
Baytown 1 | 3.9 | 3.9 | 3.9 | 3.9 | 3.9 | 3.9
Big Brown 1 | 597 | 597 | 597 | 597 | 597 | 597
Big Brown 1 Upgrade | 20 | 20 | 20 | 20 | 20 | 20
Big Brown 2 | 610 | 610 | 610 | 610 | 610 | 610
Bio Energy Partners 1 | 2.8 | 2.8 | 2.8 | 2.8 | 2.8 | 2.8
Bio Energy Partners 2 | 2.8 | 2.8 | 2.8 | 2.8 | 2.8 | 2.8
Bluebonnet 1 | 3.9 | 3.9 | 3.9 | 3.9 | 3.9 | 3.9
Bosque County Peaking 1 | 149 | 149 | 149 | 149 | 149 | 149
Bosque County Peaking 2 | 151 | 151 | 151 | 151 | 151 | 151
Bosque County Peaking 3 | 152 | 152 | 152 | 152 | 152 | 152
Bosque County Peaking 4 | 83 | 83 | 83 | 83 | 83 | 83
Brazos Valley 1 | 172 | 172 | 172 | 172 | 172 | 172
Brazos Valley 2 | 170 | 170 | 170 | 170 | 170 | 170
Brazos Valley 3 | 246 | 246 | 246 | 246 | 246 | 246
Buchanan 1 | 16 | 16 | 16 | 16 | 16 | 16
Buchanan 2 | 16 | 16 | 16 | 16 | 16 | 16
C E Newman 5 | 37 | 37 | 37 | 37 | 37 | 37
Calenergy (Falcon Seaboard) 1 | 73 | 73 | 73 | 73 | 73 | 73
Calenergy (Falcon Seaboard) 2 | 74 | 74 | 74 | 74 | 74 | 74
Calenergy (Falcon Seaboard) 3 | 69 | 69 | 69 | 69 | 69 | 69
Canyon 1 | 3 | 3 | 3 | 3 | 3 | 3
Canyon 2 | 3 | 3 | 3 | 3 | 3 | 3
Cedar Bayou 1 | 748 | 748 | 748 | 748 | 748 | 748
Cedar Bayou 2 | 744 | 744 | 744 | 744 | 744 | 744
Coleto Creek | 633 | 633 | 633 | 633 | 633 | 633
Colorado Bend Energy Center 1 | 275 | 275 | 275 | 275 | 275 | 275
Comanche Peak 1 | 1164 | 1164 | 1164 | 1164 | 1164 | 1164
Comanche Peak 2 | 1164 | 1164 | 1164 | 1164 | 1164 | 1164
Covel Gardens LG Power Station 1 | 1.6 | 1.6 | 1.6 | 1.6 | 1.6 | 1.6
Covel Gardens LG Power Station 2 | 1.6 | 1.6 | 1.6 | 1.6 | 1.6 | 1.6
Covel Gardens LG Power Station 3 | 1.6 | 1.6 | 1.6 | 1.6 | 1.6 | 1.6
Covel Gardens LG Power Station 4 | 1.6 | 1.6 | 1.6 | 1.6 | 1.6 | 1.6
Covel Gardens LG Power Station 5 | 1.6 | 1.6 | 1.6 | 1.6 | 1.6 | 1.6
Covel Gardens LG Power Station 6 | 1.6 | 1.6 | 1.6 | 1.6 | 1.6 | 1.6
Dansby 1 | 108 | 108 | 108 | 108 | 108 | 108
Dansby 2 | 46 | 46 | 46 | 46 | 46 | 46
Decker Creek 1 | 326 | 326 | 326 | 326 | 326 | 326
Decker Creek 2 | 427 | 427 | 427 | 427 | 427 | 427
Decker Creek G1 | 42 | 42 | 42 | 42 | 42 | 42
Decker Creek G2 | 44 | 44 | 44 | 44 | 44 | 44
Decker Creek G3 | 44 | 44 | 44 | 44 | 44 | 44
Decker Creek G4 | 47 | 47 | 47 | 47 | 47 | 47
DeCordova 1 | 779 | 779 | 779 | 779 | 779 | 779
DeCordova A | 71 | 71 | 71 | 71 | 71 | 71
DeCordova B | 70 | 70 | 70 | 70 | 70 | 70
DeCordova C | 70 | 70 | 70 | 70 | 70 | 70
DeCordova D | 70 | 70 | 70 | 70 | 70 | 70
Denison Dam 1 | 40 | 40 | 40 | 40 | 40 | 40
Denison Dam 2 | 40 | 40 | 40 | 40 | 40 | 40
Dunlop (Schumansville) 1 | 3.6 | 3.6 | 3.6 | 3.6 | 3.6 | 3.6
Eagle Pass 1 | 2 | 2 | 2 | 2 | 2 | 2
Eagle Pass 2 | 2 | 2 | 2 | 2 | 2 | 2
Eagle Pass 3 | 2 | 2 | 2 | 2 | 2 | 2
Ennis Power Station 1 | 196 | 196 | 196 | 196 | 196 | 196
Ennis Power Station 2 | 116 | 116 | 116 | 116 | 116 | 116
ExTex La Porte Power Station (AirPro) 1 | 38 | 38 | 38 | 38 | 38 | 38
ExTex La Porte Power Station (AirPro) 2 | 38 | 38 | 38 | 38 | 38 | 38
ExTex La Porte Power Station (AirPro) 3 | 38 | 38 | 38 | 38 | 38 | 38
ExTex La Porte Power Station (AirPro) 4 | 38 | 38 | 38 | 38 | 38 | 38
Falcon Hydro 1 | 11.5 | 11.5 | 11.5 | 11.5 | 11.5 | 11.5
Falcon Hydro 2 | 11.5 | 11.5 | 11.5 | 11.5 | 11.5 | 11.5
Falcon Hydro 3 | 11 | 11 | 11 | 11 | 11 | 11
Fayette Power Project 1 | 596 | 596 | 596 | 596 | 596 | 596
Fayette Power Project 2 | 608 | 608 | 608 | 608 | 608 | 608
Fayette Power Project 3 | 436 | 436 | 436 | 436 | 436 | 436
Forney Energy Center GT11 | 170 | 170 | 170 | 170 | 170 | 170
Forney Energy Center GT12 | 157 | 157 | 157 | 157 | 157 | 157
Forney Energy Center GT13 | 159 | 159 | 159 | 159 | 159 | 159
Forney Energy Center GT21 | 170 | 170 | 170 | 170 | 170 | 170
Forney Energy Center GT22 | 160 | 160 | 160 | 160 | 160 | 160
Forney Energy Center GT23 | 162 | 162 | 162 | 162 | 162 | 162
Forney Energy Center STG10 | 414 | 414 | 414 | 414 | 414 | 414
Forney Energy Center STG20 | 412 | 412 | 412 | 412 | 412 | 412
Freestone Energy Center 1 | 152 | 152 | 152 | 152 | 152 | 152
Freestone Energy Center 2 | 155 | 155 | 155 | 155 | 155 | 155
Freestone Energy Center 3 | 174 | 174 | 174 | 174 | 174 | 174
Freestone Energy Center 4 | 156 | 156 | 156 | 156 | 156 | 156
Freestone Energy Center 5 | 157 | 157 | 157 | 157 | 157 | 157
Freestone Energy Center 6 | 176 | 176 | 176 | 176 | 176 | 176
Frontera 1 | 142 | 142 | 142 | 142 | 142 | 142
Frontera 2 | 146 | 146 | 146 | 146 | 146 | 146
Frontera 3 | 172 | 172 | 172 | 172 | 172 | 172
FW Regional LFG Generation Facility 1 | 1.5 | 1.5 | 1.5 | 1.5 | 1.5 | 1.5
GBRA H 4 | 2.4 | 2.4 | 2.4 | 2.4 | 2.4 | 2.4
GBRA H 5 | 2.4 | 2.4 | 2.4 | 2.4 | 2.4 | 2.4
GBRA TP 4 | 2.4 | 2.4 | 2.4 | 2.4 | 2.4 | 2.4
Gibbons Creek 1 | 464 | 464 | 464 | 464 | 464 | 464
Graham 1 | 242 | 242 | 242 | 242 | 242 | 242
Graham 2 | 369 | 369 | 369 | 369 | 369 | 369
Granite Shoals 1 | 29 | 29 | 29 | 29 | 29 | 29
Granite Shoals 2 | 30 | 30 | 30 | 30 | 30 | 30
Greens Bayou 5 | 398 | 398 | 398 | 398 | 398 | 398
Greens Bayou 73 | 48 | 48 | 48 | 48 | 48 | 48
Greens Bayou 74 | 47 | 47 | 47 | 47 | 47 | 47
Greens Bayou 81 | 48 | 48 | 48 | 48 | 48 | 48
Greens Bayou 82 | 54 | 54 | 54 | 54 | 54 | 54
Greens Bayou 83 | 56 | 56 | 56 | 56 | 56 | 56
Greens Bayou 84 | 52 | 52 | 52 | 52 | 52 | 52
Guadalupe Generating Station 1 | 151 | 151 | 151 | 151 | 151 | 151
Guadalupe Generating Station 2 | 139 | 139 | 139 | 139 | 139 | 139
Guadalupe Generating Station 3 | 146 | 146 | 146 | 146 | 146 | 146
Guadalupe Generating Station 4 | 149 | 149 | 149 | 149 | 149 | 149
Guadalupe Generating Station 5 | 183 | 183 | 183 | 183 | 183 | 183
Guadalupe Generating Station 6 | 204 | 204 | 204 | 204 | 204 | 204
Handley 3 | 392 | 392 | 392 | 392 | 392 | 392
Handley 4 | 435 | 435 | 435 | 435 | 435 | 435
Handley 5 | 435 | 435 | 435 | 435 | 435 | 435
Hays Energy Facility 1 | 223 | 223 | 223 | 223 | 223 | 223
Hays Energy Facility 2 | 224 | 224 | 224 | 224 | 224 | 224
Hays Energy Facility 3 | 226 | 226 | 226 | 226 | 226 | 226
Hays Energy Facility 4 | 229 | 229 | 229 | 229 | 229 | 229
Hidalgo 1 | 148 | 148 | 148 | 148 | 148 | 148
Hidalgo 2 | 148 | 148 | 148 | 148 | 148 | 148
Hidalgo 3 | 169 | 169 | 169 | 169 | 169 | 169
Inks 1 | 14 | 14 | 14 | 14 | 14 | 14
J K Spruce 1 | 560 | 560 | 560 | 560 | 560 | 560
J T Deely 1 | 403 | 403 | 403 | 403 | 403 | 403
J T Deely 2 | 406 | 406 | 406 | 406 | 406 | 406
J T Deely Upgrade | 80 | 80 | 80 | 80 | 80 | 80
Jack County Generation Facility 1 | 160 | 160 | 160 | 160 | 160 | 160
Jack County Generation Facility 2 | 160 | 160 | 160 | 160 | 160 | 160
Jack County Generation Facility 3 | 300 | 300 | 300 | 300 | 300 | 300
Johnson County Generation Facility 1 | 158 | 158 | 158 | 158 | 158 | 158
Johnson County Generation Facility 2 | 100 | 100 | 100 | 100 | 100 | 100
Lake Creek 1 | 75 | 75 | 75 | 75 | 75 | 75
Lake Creek 2 | 227 | 227 | 227 | 227 | 227 | 227
Lake Creek D1 | 2 | 2 | 2 | 2 | 2 | 2
Lake Creek D2 | 2 | 2 | 2 | 2 | 2 | 2
Lake Creek D3 | 2 | 2 | 2 | 2 | 2 | 2
Lake Hubbard 1 | 391 | 391 | 391 | 391 | 391 | 391
Lake Hubbard 2 | 514 | 514 | 514 | 514 | 514 | 514
Lamar Power Project CT11 | 154 | 154 | 154 | 154 | 154 | 154
Lamar Power Project CT12 | 155 | 155 | 155 | 155 | 155 | 155
Lamar Power Project CT21 | 164 | 164 | 164 | 164 | 164 | 164
Lamar Power Project CT22 | 163 | 163 | 163 | 163 | 163 | 163
Lamar Power Project STG1 | 199 | 199 | 199 | 199 | 199 | 199
Lamar Power Project STG2 | 199 | 199 | 199 | 199 | 199 | 199
Leon Creek 3 | 58 | 58 | 58 | 58 | 58 | 58
Leon Creek Peaking 1 | 45 | 45 | 45 | 45 | 45 | 45
Leon Creek Peaking 2 | 46 | 46 | 46 | 46 | 46 | 46
Leon Creek Peaking 3 | 44 | 44 | 44 | 44 | 44 | 44
Leon Creek Peaking 4 | 45 | 45 | 45 | 45 | 45 | 45
Lewisville 1 | 2.8 | 2.8 | 2.8 | 2.8 | 2.8 | 2.8
Limestone 1 | 836 | 836 | 836 | 836 | 836 | 836
Limestone 2 | 853 | 853 | 853 | 853 | 853 | 853
Lost Pines 1 | 167 | 167 | 167 | 167 | 167 | 167
Lost Pines 2 | 164 | 164 | 164 | 164 | 164 | 164
Lost Pines 3 | 184 | 184 | 184 | 184 | 184 | 184
Magic Valley 1 | 210 | 210 | 210 | 210 | 210 | 210
Magic Valley 2 | 205 | 205 | 205 | 205 | 205 | 205
Magic Valley 3 | 257 | 257 | 257 | 257 | 257 | 257
Marble Falls 1 | 20 | 20 | 20 | 20 | 20 | 20
Marble Falls 2 | 18 | 18 | 18 | 18 | 18 | 18
Marshall Ford 1 | 34 | 34 | 34 | 34 | 34 | 34
Marshall Ford 2 | 38 | 38 | 38 | 38 | 38 | 38
Marshall Ford 3 | 32 | 32 | 32 | 32 | 32 | 32
Martin Lake 1 | 799 | 799 | 799 | 799 | 799 | 799
Martin Lake 2 | 795 | 795 | 795 | 795 | 795 | 795
Martin Lake 3 | 804 | 804 | 804 | 804 | 804 | 804
McQueeney (Abbott) 1 | 1.4 | 1.4 | 1.4 | 1.4 | 1.4 | 1.4
McQueeney (Abbott) 2 | 1.4 | 1.4 | 1.4 | 1.4 | 1.4 | 1.4
Midlothian 1 | 215 | 215 | 215 | 215 | 215 | 215
Midlothian 2 | 215 | 215 | 215 | 215 | 215 | 215
Midlothian 3 | 215 | 215 | 215 | 215 | 215 | 215
Midlothian 4 | 214 | 214 | 214 | 214 | 214 | 214
Midlothian 5 | 225 | 225 | 225 | 225 | 225 | 225
Midlothian 6 | 229 | 229 | 229 | 229 | 229 | 229
Monticello 1 | 560 | 560 | 560 | 560 | 560 | 560
Monticello 2 | 579 | 579 | 579 | 579 | 579 | 579
Monticello 3 | 808 | 808 | 808 | 808 | 808 | 808
Morgan Creek 5 | 137 | 137 | 137 | 137 | 137 | 137
Morgan Creek A | 69 | 69 | 69 | 69 | 69 | 69
Morgan Creek B | 71 | 71 | 71 | 71 | 71 | 71
Morgan Creek C | 70 | 70 | 70 | 70 | 70 | 70
Morgan Creek D | 70 | 70 | 70 | 70 | 70 | 70
Morgan Creek E | 68 | 68 | 68 | 68 | 68 | 68
Morgan Creek F | 66 | 66 | 66 | 66 | 66 | 66
Morris Sheppard 1 | 24 | 24 | 24 | 24 | 24 | 24
Morris Sheppard 2 | 24 | 24 | 24 | 24 | 24 | 24
Mountain Creek 6 | 118 | 118 | 118 | 118 | 118 | 118
Mountain Creek 7 | 114 | 114 | 114 | 114 | 114 | 114
Mountain Creek 8 | 556 | 556 | 556 | 556 | 556 | 556
Nelson Gardens Landfill 1 | 1.8 | 1.8 | 1.8 | 1.8 | 1.8 | 1.8
Nelson Gardens Landfill 2 | 1.8 | 1.8 | 1.8 | 1.8 | 1.8 | 1.8
Nolte 1 | 1.2 | 1.2 | 1.2 | 1.2 | 1.2 | 1.2
Nolte 2 | 1.2 | 1.2 | 1.2 | 1.2 | 1.2 | 1.2
North Lake 1 | 156 | 156 | 156 | 156 | 156 | 156
North Lake 2 | 181 | 181 | 181 | 181 | 181 | 181
North Lake 3 | 389 | 389 | 389 | 389 | 389 | 389
North Texas 1 | 18 | 18 | 18 | 18 | 18 | 18
North Texas 2 | 19 | 19 | 19 | 19 | 19 | 19
North Texas 3 | 38 | 38 | 38 | 38 | 38 | 38
O W Sommers 1 | 417 | 417 | 417 | 417 | 417 | 417
O W Sommers 2 | 379 | 379 | 379 | 379 | 379 | 379
O W Sommers 3 | 2.5 | 2.5 | 2.5 | 2.5 | 2.5 | 2.5
O W Sommers 4 | 2.5 | 2.5 | 2.5 | 2.5 | 2.5 | 2.5
O W Sommers 5 | 2.5 | 2.5 | 2.5 | 2.5 | 2.5 | 2.5
O W Sommers 6 | 2.5 | 2.5 | 2.5 | 2.5 | 2.5 | 2.5
Oak Ridge North 1-3 | 4.8 | 4.8 | 4.8 | 4.8 | 4.8 | 4.8
Odessa-Ector Generating Station C11 | 145 | 145 | 145 | 145 | 145 | 145
Odessa-Ector Generating Station C12 | 132 | 132 | 132 | 132 | 132 | 132
Odessa-Ector Generating Station C21 | 132 | 132 | 132 | 132 | 132 | 132
Odessa-Ector Generating Station C22 | 149 | 149 | 149 | 149 | 149 | 149
Odessa-Ector Generating Station ST1 | 211 | 211 | 211 | 211 | 211 | 211
Odessa-Ector Generating Station ST2 | 211 | 211 | 211 | 211 | 211 | 211
Oklaunion 1 | 649 | 649 | 649 | 649 | 649 | 649
Paris Energy Center 1 | 80 | 80 | 80 | 80 | 80 | 80
Paris Energy Center 2 | 84 | 84 | 84 | 84 | 84 | 84
Paris Energy Center 3 | 91 | 91 | 91 | 91 | 91 | 91
Pearsall 1 | 24 | 24 | 24 | 24 | 24 | 24
Pearsall 2 | 24 | 24 | 24 | 24 | 24 | 24
Pearsall 3 | 23 | 23 | 23 | 23 | 23 | 23
Permian Basin 5 | 115 | 115 | 115 | 115 | 115 | 115
Permian Basin 6 | 515 | 515 | 515 | 515 | 515 | 515
Permian Basin A | 65 | 65 | 65 | 65 | 65 | 65
Permian Basin B | 66 | 66 | 66 | 66 | 66 | 66
Permian Basin C | 66 | 66 | 66 | 66 | 66 | 66
Permian Basin D | 65 | 65 | 65 | 65 | 65 | 65
Permian Basin E | 68 | 68 | 68 | 68 | 68 | 68
Powerlane Plant 1 | 20 | 20 | 20 | 20 | 20 | 20
Powerlane Plant 2 | 26 | 26 | 26 | 26 | 26 | 26
Powerlane Plant 3 | 41 | 41 | 41 | 41 | 41 | 41
Quail Run Energy STG1 | 98.1 | 98.1 | 98.1 | 98.1 | 98.1 | 98.1
Quail Run Energy GT1 | 83 | 83 | 83 | 83 | 83 | 83
Quail Run Energy GT2 | 83 | 83 | 83 | 83 | 83 | 83
Quail Run Energy STG2 | 98.1 | 98.1 | 98.1 | 98.1 | 98.1 | 98.1
Quail Run Energy GT3 | 83 | 83 | 83 | 83 | 83 | 83
Quail Run Energy GT4 | 83 | 83 | 83 | 83 | 83 | 83
R W Miller 1 | 75 | 75 | 75 | 75 | 75 | 75
R W Miller 2 | 119 | 119 | 119 | 119 | 119 | 119
R W Miller 3 | 208 | 208 | 208 | 208 | 208 | 208
R W Miller 4 | 102 | 102 | 102 | 102 | 102 | 102
R W Miller 5 | 101 | 101 | 101 | 101 | 101 | 101
Ray Olinger 1 | 80 | 80 | 80 | 80 | 80 | 80
Ray Olinger 2 | 105 | 105 | 105 | 105 | 105 | 105
Ray Olinger 3 | 148 | 148 | 148 | 148 | 148 | 148
Ray Olinger 4 | 76 | 76 | 76 | 76 | 76 | 76
Rayburn 1 | 11 | 11 | 11 | 11 | 11 | 11
Rayburn 10 | 40 | 40 | 40 | 40 | 40 | 40
Rayburn 2 | 11 | 11 | 11 | 11 | 11 | 11
Rayburn 3 | 22 | 22 | 22 | 22 | 22 | 22
Rayburn 4 | 2 | 2 | 2 | 2 | 2 | 2
Rayburn 5 | 2 | 2 | 2 | 2 | 2 | 2
Rayburn 7 | 49 | 49 | 49 | 49 | 49 | 49
Rayburn 8 | 50 | 50 | 50 | 50 | 50 | 50
Rayburn 9 | 50 | 50 | 50 | 50 | 50 | 50
Rio Nogales 1 | 147 | 147 | 147 | 147 | 147 | 147
Rio Nogales 2 | 148 | 148 | 148 | 148 | 148 | 148
Rio Nogales 3 | 150 | 150 | 150 | 150 | 150 | 150
Rio Nogales 4 | 293 | 293 | 293 | 293 | 293 | 293
Sam Bertron 3 | 220 | 220 | 220 | 220 | 220 | 220
Sam Bertron 4 | 226 | 226 | 226 | 226 | 226 | 226
Sam Bertron ST1 | 176 | 176 | 176 | 176 | 176 | 176
Sam Bertron ST2 | 174 | 174 | 174 | 174 | 174 | 174
Sam Bertron T1 | 17 | 17 | 17 | 17 | 17 | 17
Sam Bertron T2 | 12 | 12 | 12 | 12 | 12 | 12
San Jacinto SES 1 | 83 | 83 | 83 | 83 | 83 | 83
San Jacinto SES 2 | 81 | 81 | 81 | 81 | 81 | 81
San Miguel 1 | 396 | 396 | 396 | 396 | 396 | 396
Sandhill Energy Center 1 | 49 | 49 | 49 | 49 | 49 | 49
Sandhill Energy Center 2 | 47 | 47 | 47 | 47 | 47 | 47
Sandhill Energy Center 3 | 48 | 48 | 48 | 48 | 48 | 48
Sandhill Energy Center 4 | 47 | 47 | 47 | 47 | 47 | 47
Sandhill Energy Center 5A | 159 | 159 | 159 | 159 | 159 | 159
Sandhill Energy Center 5C | 80 | 80 | 80 | 80 | 80 | 80
Silas Ray 10 | 47 | 47 | 47 | 47 | 47 | 47
Silas Ray 5 | 16 | 16 | 16 | 16 | 16 | 16
Silas Ray 6 | 19 | 19 | 19 | 19 | 19 | 19
Silas Ray 9 | 38 | 38 | 38 | 38 | 38 | 38
Sim Gideon 1 | 137 | 137 | 137 | 137 | 137 | 137
Sim Gideon 2 | 139 | 139 | 139 | 139 | 139 | 139
Sim Gideon 3 | 331 | 331 | 331 | 331 | 331 | 331
Small Hydro of Texas 1 | 1 | 1 | 1 | 1 | 1 | 1
South Texas 1 | 1282 | 1282 | 1282 | 1282 | 1282 | 1282
South Texas 2 | 1282 | 1282 | 1282 | 1282 | 1282 | 1282
Spencer 4 | 61 | 61 | 61 | 61 | 61 | 61
Spencer 5 | 64 | 64 | 64 | 64 | 64 | 64
Stryker Creek 1 | 182 | 182 | 182 | 182 | 182 | 182
Stryker Creek 2 | 484 | 484 | 484 | 484 | 484 | 484
Stryker Creek D1 | 11 | 11 | 11 | 11 | 11 | 11
Sweetwater Generation Plant 1 | 30 | 30 | 30 | 30 | 30 | 30
Sweetwater Generation Plant 2 | 72 | 72 | 72 | 72 | 72 | 72
Sweetwater Generation Plant 3 | 68 | 68 | 68 | 68 | 68 | 68
Sweetwater Generation Plant 4 | 61 | 61 | 61 | 61 | 61 | 61
T H Wharton 3 | 110 | 110 | 110 | 110 | 110 | 110
T H Wharton 31 | 57 | 57 | 57 | 57 | 57 | 57
T H Wharton 32 | 57 | 57 | 57 | 57 | 57 | 57
T H Wharton 33 | 58 | 58 | 58 | 58 | 58 | 58
T H Wharton 34 | 58 | 58 | 58 | 58 | 58 | 58
T H Wharton 4 | 108 | 108 | 108 | 108 | 108 | 108
T H Wharton 41 | 58 | 58 | 58 | 58 | 58 | 58
T H Wharton 42 | 57 | 57 | 57 | 57 | 57 | 57
T H Wharton 43 | 58 | 58 | 58 | 58 | 58 | 58
T H Wharton 44 | 58 | 58 | 58 | 58 | 58 | 58
T H Wharton 51 | 57 | 57 | 57 | 57 | 57 | 57
T H Wharton 52 | 55 | 55 | 55 | 55 | 55 | 55
T H Wharton 53 | 57 | 57 | 57 | 57 | 57 | 57
T H Wharton 54 | 58 | 58 | 58 | 58 | 58 | 58
T H Wharton 55 | 58 | 58 | 58 | 58 | 58 | 58
T H Wharton 56 | 57 | 57 | 57 | 57 | 57 | 57
T H Wharton G1 | 12 | 12 | 12 | 12 | 12 | 12
Tessman Road 1 | 1.4 | 1.4 | 1.4 | 1.4 | 1.4 | 1.4
Tessman Road 2 | 1.4 | 1.4 | 1.4 | 1.4 | 1.4 | 1.4
Tessman Road 3 | 1.4 | 1.4 | 1.4 | 1.4 | 1.4 | 1.4
Tessman Road 4 | 1.4 | 1.4 | 1.4 | 1.4 | 1.4 | 1.4
Tessman Road 5 | 1.4 | 1.4 | 1.4 | 1.4 | 1.4 | 1.4
Tessman Road 6 | 1.4 | 1.4 | 1.4 | 1.4 | 1.4 | 1.4
Texas City 1 | 102 | 102 | 102 | 102 | 102 | 102
Texas City 2 | 85 | 85 | 85 | 85 | 85 | 85
Texas City 3 | 103 | 103 | 103 | 103 | 103 | 103
Texas City 4 | 105 | 105 | 105 | 105 | 105 | 105
Thomas C Ferguson 1 | 421 | 421 | 421 | 421 | 421 | 421
Tradinghouse 1 | 563 | 563 | 563 | 563 | 563 | 563
Tradinghouse 2 | 805 | 805 | 805 | 805 | 805 | 805
Trinidad 6 | 226 | 226 | 226 | 226 | 226 | 226
Trinidad D1 | 4 | 4 | 4 | 4 | 4 | 4
Twin Oaks 1 | 152 | 152 | 152 | 152 | 152 | 152
Twin Oaks 2 | 154 | 154 | 154 | 154 | 154 | 154
V H Braunig 1 | 206 | 206 | 206 | 206 | 206 | 206
V H Braunig 2 | 220 | 220 | 220 | 220 | 220 | 220
V H Braunig 3 | 397 | 397 | 397 | 397 | 397 | 397
Valley 1 | 175 | 175 | 175 | 175 | 175 | 175
Valley 2 | 527 | 527 | 527 | 527 | 527 | 527
Valley 3 | 354 | 354 | 354 | 354 | 354 | 354
W A Parish 1 | 166 | 166 | 166 | 166 | 166 | 166
W A Parish 2 | 163 | 163 | 163 | 163 | 163 | 163
W A Parish 3 | 226 | 226 | 226 | 226 | 226 | 226
W A Parish 4 | 544 | 544 | 544 | 544 | 544 | 544
W A Parish 5 | 657 | 657 | 657 | 657 | 657 | 657
W A Parish 6 | 645 | 645 | 645 | 645 | 645 | 645
W A Parish 7 | 567 | 567 | 567 | 567 | 567 | 567
W A Parish 8 | 603 | 603 | 603 | 603 | 603 | 603
W A Parish T1 | 13 | 13 | 13 | 13 | 13 | 13
W B Tuttle 1 | 51 | 51 | 51 | 51 | 51 | 51
W B Tuttle 3 | 96 | 96 | 96 | 96 | 96 | 96
W B Tuttle 4 | 151 | 151 | 151 | 151 | 151 | 151
Waco LFG 1 | 1.2 | 1.2 | 1.2 | 1.2 | 1.2 | 1.2
Weatherford 1 | 0.3 | 0.3 | 0.3 | 0.3 | 0.3 | 0.3
Weatherford 2 | 0.3 | 0.3 | 0.3 | 0.3 | 0.3 | 0.3
Weatherford 3 | 0.3 | 0.3 | 0.3 | 0.3 | 0.3 | 0.3
Weatherford 4 | 0.5 | 0.5 | 0.5 | 0.5 | 0.5 | 0.5
Weatherford 6 | 1.4 | 1.4 | 1.4 | 1.4 | 1.4 | 1.4
Weatherford 7 | 1.3 | 1.3 | 1.3 | 1.3 | 1.3 | 1.3
Weatherford 8 | 1.3 | 1.3 | 1.3 | 1.3 | 1.3 | 1.3
Whitney 1 | 30 | 30 | 30 | 30 | 30 | 30
Whitney 2 | 30 | 30 | 30 | 30 | 30 | 30
Wichita Falls 1 | 20 | 20 | 20 | 20 | 20 | 20
Wichita Falls 2 | 20 | 20 | 20 | 20 | 20 | 20
Wichita Falls 3 | 20 | 20 | 20 | 20 | 20 | 20
Wichita Falls 4 | 17 | 17 | 17 | 17 | 17 | 17
Wise-Tractebel Power Proj. 1 | 204 | 204 | 204 | 204 | 204 | 204
Wise-Tractebel Power Proj. 2 | 204 | 204 | 204 | 204 | 204 | 204
Wise-Tractebel Power Proj. 3 | 241 | 241 | 241 | 241 | 241 | 241
Wolf Hollow Power Proj. 1 | 216 | 216 | 216 | 216 | 216 | 216
Wolf Hollow Power Proj. 2 | 219 | 219 | 219 | 219 | 219 | 219
Wolf Hollow Power Proj. 3 | 268 | 268 | 268 | 268 | 268 | 268
Operational | 61552 | 61552 | 61552 | 61552 | 61552 | 61552
| 3 | 3 | 3 | 3 | 3 | 3
| 74 | 74 | 74 | 74 | 74 | 74
| 215 | 215 | 215 | 215 | 215 | 215
| 300 | 300 | 300 | 300 | 300 | 300
| 555 | 555 | 555 | 555 | 555 | 555
| 17.5 | 17.5 | 17.5 | 17.5 | 17.5 | 17.5
| 25 | 25 | 25 | 25 | 25 | 25
| 251 | 251 | 251 | 251 | 251 | 251
| 170 | 170 | 170 | 170 | 170 | 170
| 760 | 760 | 760 | 760 | 760 | 760
| 299 | 299 | 299 | 299 | 299 | 299
| 10 | 0 | 0 | 0 | 0 | 0
| 95 | 95 | 95 | 95 | 95 | 95
| 900 | 900 | 900 | 900 | 900 | 900
| 0 | 0 | 0 | 0 | 0 | 0
| 1 | 1 | 1 | 1 | 1 | 1
| 6 | 6 | 6 | 6 | 6 | 6
| 50 | 50 | 50 | 50 | 50 | 50
| 31 | 74 | 56 | 56 | 56 | 56
| 12 | 12 | 12 | 12 | 12 | 12
| 400 | 400 | 400 | 400 | 400 | 400
| 465 | 465 | 465 | 465 | 465 | 465
| 236 | 236 | 236 | 236 | 236 | 236
| 569 | 569 | 569 | 569 | 569 | 569
| 0 | 0 | 0 | 0 | 0 | 0
| 385 | 385 | 385 | 385 | 385 | 385
| 325 | 325 | 325 | 325 | 325 | 325
| 72 | 72 | 72 | 72 | 72 | 72
| 5 | 5 | 5 | 5 | 5 | 5
| 15 | 15 | 15 | 15 | 15 | 15
| 0 | 0 | 0 | 0 | 0 | 0
Generation from private networks | 6246.5 | 6279.5 | 6261.5 | 6261.5 | 6261.5 | 6261.5
Laredo 1 | 28.2 | 0 | 0 | 0 | 0 | 0
Laredo 2 | 28.2 | 0 | 0 | 0 | 0 | 0
Laredo 3 | 76.4 | 0 | 0 | 0 | 0 | 0
RMR | 132.8 | 0 | 0 | 0 | 0 | 0
Eagle Pass | 36 | 36 | 36 | 36 | 36 | 36
East | 600 | 600 | 600 | 600 | 600 | 600
Laredo VFT | 100 | 100 | 100 | 100 | 100 | 100
North | 220 | 220 | 220 | 220 | 220 | 220
Sharyland | 150 | 150 | 150 | 150 | 150 | 150
Asynchronous ties | 1106 | 1106 | 1106 | 1106 | 1106 | 1106
Kiamichi Energy Facility 1CT101 | 142 | 142 | 142 | 142 | 142 | 142
Kiamichi Energy Facility 1CT201 | 144 | 144 | 144 | 144 | 144 | 144
Kiamichi Energy Facility 1ST | 310 | 310 | 310 | 310 | 310 | 310
Kiamichi Energy Facility 2CT101 | 136 | 136 | 136 | 136 | 136 | 136
Kiamichi Energy Facility 2CT201 | 138 | 138 | 138 | 138 | 138 | 138
Kiamichi Energy Facility 2ST | 303 | 303 | 303 | 303 | 303 | 303
Tenaska-Frontier 1 | 156 | 156 | 156 | 156 | 156 | 156
Tenaska-Frontier 2 | 159 | 159 | 159 | 159 | 159 | 159
Tenaska-Frontier 3 | 158 | 158 | 158 | 158 | 158 | 158
Tenaska-Frontier 4 | 380 | 380 | 380 | 380 | 380 | 380
Tenaska-Gateway 1 | 149 | 149 | 149 | 149 | 149 | 149
Tenaska-Gateway 2 | 128 | 128 | 128 | 128 | 128 | 128
Tenaska-Gateway 3 | 146 | 146 | 146 | 146 | 146 | 146
Tenaska-Gateway 4 | 399 | 399 | 399 | 399 | 399 | 399
SWITCHABLE | 2848 | 2848 | 2848 | 2848 | 2848 | 2848
Green Mountain At Brazos 1 | 99 | 99 | 99 | 99 | 99 | 99
Green Mountain At Brazos 2 | 61 | 61 | 61 | 61 | 61 | 61
Barton Chapel Wind Farm | 120 | 120 | 120 | 120 | 120 | 120
Buffalo Gap Wind Farm 1 | 120 | 120 | 120 | 120 | 120 | 120
Buffalo Gap Wind Farm 2 | 233 | 233 | 233 | 233 | 233 | 233
Buffalo Gap (Louis) | 138 | 138 | 138 | 138 | 138 | 138
Callahan Divide | 114 | 114 | 114 | 114 | 114 | 114
Capricorn Ridge 1 | 112.5 | 112.5 | 112.5 | 112.5 | 112.5 | 112.5
Capricorn Ridge 2 | 200 | 200 | 200 | 200 | 200 | 200
Capricorn Ridge 3 | 149.5 | 149.5 | 149.5 | 149.5 | 149.5 | 149.5
Capricorn Ridge 4 | 186 | 186 | 186 | 186 | 186 | 186
Camp Springs 1 | 131 | 131 | 131 | 131 | 131 | 131
Camp Springs 2 | 123 | 123 | 123 | 123 | 123 | 123
Delaware Mountain | 30 | 30 | 30 | 30 | 30 | 30
Wolf Flats | 10 | 10 | 10 | 10 | 10 | 10
Snyder | 63 | 63 | 63 | 63 | 63 | 63
Silver Star | 60 | 60 | 60 | 60 | 60 | 60
Goat Wind | 70 | 70 | 70 | 70 | 70 | 70
Horse Hollow 1 | 186.3 | 186.3 | 186.3 | 186.3 | 186.3 | 186.3
Horse Hollow 2 | 223.5 | 223.5 | 223.5 | 223.5 | 223.5 | 223.5
Horse Hollow 3 | 115 | 115 | 115 | 115 | 115 | 115
Horse Hollow 4 | 220.5 | 220.5 | 220.5 | 220.5 | 220.5 | 220.5
Desert Sky 1 | 25.5 | 25.5 | 25.5 | 25.5 | 25.5 | 25.5
Desert Sky 2 | 135 | 135 | 135 | 135 | 135 | 135
Indian Mesa | 82.5 | 82.5 | 82.5 | 82.5 | 82.5 | 82.5
King NE Upton Wind 1 | 79.3 | 79.3 | 79.3 | 79.3 | 79.3 | 79.3
King NW Upton Wind 2 | 79.3 | 79.3 | 79.3 | 79.3 | 79.3 | 79.3
King SE Upton Wind 3 | 40.3 | 40.3 | 40.3 | 40.3 | 40.3 | 40.3
King SW Upton Wind 4 | 79.3 | 79.3 | 79.3 | 79.3 | 79.3 | 79.3
Kunitz | 44.8 | 44.8 | 44.8 | 44.8 | 44.8 | 44.8
Mesquite Wind 1 | 100 | 100 | 100 | 100 | 100 | 100
Mesquite Wind 2 | 100 | 100 | 100 | 100 | 100 | 100
Post Oak | 200 | 200 | 200 | 200 | 200 | 200
Forest Creek | 124.2 | 124.2 | 124.2 | 124.2 | 124.2 | 124.2
Sand Bluff | 90 | 90 | 90 | 90 | 90 | 90
Red Canyon | 84 | 84 | 84 | 84 | 84 | 84
Signal Mountain | 40.92 | 40.92 | 40.92 | 40.92 | 40.92 | 40.92
Stanton Wind | 101 | 101 | 101 | 101 | 101 | 101
Sweetwater Wind 1 | 97.5 | 97.5 | 97.5 | 97.5 | 97.5 | 97.5
Sweetwater Wind 2 | 15.87 | 15.87 | 15.87 | 15.87 | 15.87 | 15.87
Sweetwater Wind 3 | 129 | 129 | 129 | 129 | 129 | 129
Sweetwater Wind 4 | 115 | 115 | 115 | 115 | 115 | 115
Sweetwater Wind 5 | 103.652 | 103.652 | 103.652 | 103.652 | 103.652 | 103.652
Sweetwater Wind 6 | 79.23 | 79.23 | 79.23 | 79.23 | 79.23 | 79.23
Sweetwater Wind 7 | 36.58 | 36.58 | 36.58 | 36.58 | 36.58 | 36.58
Southwest Mesa | 74.6 | 74.6 | 74.6 | 74.6 | 74.6 | 74.6
Roscoe Wind | 200 | 200 | 200 | 200 | 200 | 200
Champion Wind | 126.5 | 126.5 | 126.5 | 126.5 | 126.5 | 126.5
Trent Wind | 150 | 150 | 150 | 150 | 150 | 150
Whirlwind | 59.8 | 59.8 | 59.8 | 59.8 | 59.8 | 59.8
Pecos Wind (Woodward 1) | 80 | 80 | 80 | 80 | 80 | 80
Pecos Wind (Woodward 2) | 80 | 80 | 80 | 80 | 80 | 80
WIND | 5519.152 | 5519.152 | 5519.152 | 5519.152 | 5519.152 | 5519.152
South Houston Green Power Expansion Project 1 | 244 | 244 | 244 | 244 | 244 | 244
Colorado Bend Energy Center 2 | 275 | 275 | 275 | 275 | 275 | 275
Laredo Peaking Unit 4 | 0 | 96 | 96 | 96 | 96 | 96
Laredo Peaking Unit 5 | 0 | 97 | 97 | 97 | 97 | 97
Bosque Expansion | 0 | 255 | 255 | 255 | 255 | 255
Victoria Power Station | 332 | 332 | 332 | 332 | 332 | 332
Cedar Bayou 4 | 0 | 544 | 544 | 544 | 544 | 544
Winchester Power Park | 0 | 178 | 178 | 178 | 178 | 178
Sandow 5 | 0 | 581 | 581 | 581 | 581 | 581
Oak Grove SES 1 | 0 | 855 | 855 | 855 | 855 | 855
Oak Grove SES 2 | 0 | 0 | 855 | 855 | 855 | 855
J K Spruce 2 | 0 | 0 | 750 | 750 | 750 | 750
Sandy Creek 1 | 0 | 0 | 0 | 0 | 925 | 925
New Units with Signed IA and Air Permit | 851 | 3457 | 5062 | 5062 | 5987 | 5987
Airtricity Panther Creek Wind Farm | 150 | 150 | 150 | 150 | 150 | 150
McAdoo Energy Center | 0 | 300 | 300 | 300 | 300 | 300
Mesquite Wind Phase 4 | 0 | 136 | 136 | 136 | 136 | 136
Cottonwood Wind | 0 | 100 | 100 | 100 | 100 | 100
Ocotillo Wind Farm 1 (Big Spring Option B) | 0 | 59 | 59 | 59 | 59 | 59
Wild Horse Wind Farm 2 | 0 | 39 | 39 | 39 | 39 | 39
Capricorn Ridge III | 0 | 249 | 249 | 249 | 249 | 249
Sherbino Mesa Wind Farm 1 | 0 | 150 | 150 | 150 | 150 | 150
Airtricity Lamesa Wind Plant | 0 | 183 | 183 | 183 | 183 | 183
Wolf Ridge Windfarm | 0 | 113 | 113 | 113 | 113 | 113
Bull Creek Wind Plant | 0 | 180 | 180 | 180 | 180 | 180
Airtricity Inadale | 0 | 212 | 212 | 212 | 212 | 212
Airtricity Pyron Wind Farm | 0 | 303 | 303 | 303 | 303 | 303
Gunsight Mountain | 0 | 120 | 120 | 120 | 120 | 120
South Trent Wind Farm | 0 | 101.2 | 101.2 | 101.2 | 101.2 | 101.2
Notrees-1 | 0 | 150.75 | 150.75 | 150.75 | 150.75 | 150.75
Turkey Track Energy Center | 0 | 170 | 170 | 170 | 170 | 170
Gulf Wind 1 | 0 | 283 | 283 | 283 | 283 | 283
Penascal Wind Farm 1 | 0 | 202 | 202 | 202 | 202 | 202
Airtricity Panther Creek 2 | 0 | 220 | 220 | 220 | 220 | 220
Elbow Creek Wind Project | 0 | 117.3 | 117.3 | 117.3 | 117.3 | 117.3
Hackberry Wind Farm | 0 | 165 | 165 | 165 | 165 | 165
Coyote Run Windfarm | 0 | 225 | 225 | 225 | 225 | 225
Wild Horse Wind Farm 1 | 0 | 0 | 60 | 60 | 60 | 60
Sherbino Mesa Wind Farm 2 | 0 | 0 | 0 | 150 | 150 | 150
Wild Horse Mountain | 0 | 0 | 0 | 120 | 120 | 120
New Wind Generation | 150 | 3928.25 | 3988.25 | 4258.25 | 4258.25 | 4258.25
Laredo Units 1 - 3 (after exiting RMR in late 2008) | 0 | 0 | 0 | 0 | 0 | 0
Leon Creek 3 | 0 | 0 | 58 | 58 | 58 | 58
Units to retire | 0 | 0 | 58 | 58 | 58 | 58
Atkins 3 | 12 | 12 | 12 | 12 | 12 | 12
Atkins 4 | 22 | 22 | 22 | 22 | 22 | 22
Atkins 5 | 25 | 25 | 25 | 25 | 25 | 25
Atkins 6 | 50 | 50 | 50 | 50 | 50 | 50
Collin 1 | 138 | 138 | 138 | 138 | 138 | 138
Eagle Mountain 1 | 112 | 112 | 112 | 112 | 112 | 112
Eagle Mountain 2 | 100 | 100 | 100 | 100 | 100 | 100
Eagle Mountain 3 | 378 | 378 | 378 | 378 | 378 | 378
Handley 1 | 36 | 36 | 36 | 36 | 36 | 36
Handley 2 | 68 | 68 | 68 | 68 | 68 | 68
J L Bates 1 | 71 | 71 | 71 | 71 | 71 | 71
J L Bates 2 | 110 | 110 | 110 | 110 | 110 | 110
Leon Creek 4 | 95 | 95 | 95 | 95 | 95 | 95
Morgan Creek 6 | 457 | 457 | 457 | 457 | 457 | 457
Mountain Creek 2 | 23 | 23 | 23 | 23 | 23 | 23
Mountain Creek 3 | 63 | 63 | 63 | 63 | 63 | 63
Nueces Bay 7 | 367 | 367 | 367 | 367 | 367 | 367
P H Robinson 1 | 444 | 444 | 444 | 444 | 444 | 444
P H Robinson 2 | 459 | 459 | 459 | 459 | 459 | 459
P H Robinson 3 | 551 | 551 | 551 | 551 | 551 | 551
P H Robinson 4 | 733 | 733 | 733 | 733 | 733 | 733
Mothballed | 4314 | 4314 | 4314 | 4314 | 4314 | 4314
V H Braunig 6 | 0 | 185 | 185 | 185 | 185 | 185
Dansby3 | 0 | 48 | 48 | 48 | 48 | 48
Sand Hill Peakers | 0 | 90 | 90 | 90 | 90 | 90
Comanche Peak 1&2 Upgrade | 0 | 0 | 86 | 86 | 86 | 86
Cobisa-Greenville | 0 | 0 | 1750 | 1750 | 1750 | 1750
Jack County 2 | 0 | 0 | 0 | 620 | 620 | 620
Pampa Energy Center | 0 | 0 | 0 | 0 | 165 | 165
Potential Public Non-Wind Resources | 0 | 323 | 2159 | 2779 | 2944 | 2944
M Bar Wind | 0 | 194 | 194 | 194 | 194 | 194
Sterling Energy Center | 0 | 180 | 180 | 180 | 180 | 180
Pistol Hill Energy Center | 0 | 141 | 141 | 141 | 141 | 141
Gray Wind Project | 0 | 165 | 165 | 165 | 165 | 165
Buffalo Gap 4 and 5 | 0 | 300 | 300 | 300 | 300 | 300
Lenorah Project | 0 | 300 | 300 | 300 | 300 | 300
Wind Tex Energy Stephens Wind Farm | 0 | 378 | 378 | 378 | 378 | 378
McAdoo Energy Center II | 0 | 141 | 141 | 141 | 141 | 141
Sterling Energy Center | 0 | 350 | 350 | 350 | 350 | 350
Gulf Wind 2 | 0 | 300 | 300 | 300 | 300 | 300
Gatesville Wind Farm | 0 | 500 | 500 | 500 | 500 | 500
Scurry County Wind III | 0 | 0 | 0 | 0 | 1001 | 1001
Jackson Mountain | 0 | 0 | 90 | 90 | 90 | 90
Gulf Wind 3 | 0 | 0 | 400 | 400 | 400 | 400
Throckmorton Wind Farm | 0 | 0 | 200 | 200 | 200 | 200
B&B Panhandle Wind | 0 | 0 | 350 | 350 | 350 | 350
Fort Concho Wind Farm | 0 | 0 | 0 | 400 | 400 | 400
Potential Public Wind Resources | 0 | 2949 | 3989 | 4389 | 5390 | 5390
| 400 | 400 | 400 | 400 | 400 | 400
| 0 | 100 | 100 | 100 | 100 | 100
| 0 | 263 | 263 | 263 | 263 | 263
| 0 | 680 | 680 | 680 | 680 | 680
| 0 | 279 | 279 | 279 | 279 | 279
| 0 | 0 | 0 | 0 | 0 | 0
| 0 | 280 | 280 | 280 | 280 | 280
| 0 | 20 | 20 | 20 | 20 | 20
| 0 | 0 | 45 | 45 | 45 | 45
| 0 | 0 | 61 | 61 | 61 | 61
| 0 | 0 | 275 | 275 | 275 | 275
| 0 | 0 | 55 | 55 | 55 | 55
| 0 | 0 | 693 | 693 | 693 | 693
| 0 | 0 | 550 | 550 | 550 | 550
| 0 | 0 | 685 | 685 | 685 | 685
| 0 | 0 | 810 | 810 | 810 | 810
| 0 | 0 | 0 | 300 | 300 | 300
| 0 | 0 | 0 | 775 | 775 | 775
| 0 | 0 | 0 | 275 | 275 | 275
| 0 | 0 | 0 | 275 | 275 | 275
| 0 | 0 | 0 | 1092 | 1092 | 1092
| 0 | 0 | 0 | 1200 | 1200 | 1200
| 0 | 0 | 0 | 1200 | 1200 | 1200
| 0 | 0 | 0 | 0 | 579 | 579
| 0 | 0 | 0 | 0 | 1160 | 1160
| 0 | 0 | 0 | 0 | 680 | 680
| 0 | 0 | 0 | 0 | 646 | 646
| 0 | 0 | 0 | 0 | 875 | 875
Potential Non-Public Non-Wind Resources | 400 | 2022 | 5196 | 10313 | 14253 | 14253
| 149 | 149 | 149 | 149 | 149 | 149
| 60 | 60 | 60 | 60 | 60 | 60
| 0 | 105 | 105 | 105 | 105 | 105
| 0 | 401 | 401 | 401 | 401 | 401
| 0 | 70 | 70 | 70 | 70 | 70
| 0 | 150 | 150 | 150 | 150 | 150
| 0 | 200 | 200 | 200 | 200 | 200
| 0 | 140 | 140 | 140 | 140 | 140
| 0 | 200 | 200 | 200 | 200 | 200
| 0 | 200 | 200 | 200 | 200 | 200
| 0 | 200 | 200 | 200 | 200 | 200
| 0 | 150 | 150 | 150 | 150 | 150
| 0 | 400 | 400 | 400 | 400 | 400
| 0 | 249 | 249 | 249 | 249 | 249
| 0 | 200 | 200 | 200 | 200 | 200
| 0 | 50 | 50 | 50 | 50 | 50
| 0 | 30 | 30 | 30 | 30 | 30
| 0 | 149 | 149 | 149 | 149 | 149
| 0 | 200 | 200 | 200 | 200 | 200
| 0 | 200 | 200 | 200 | 200 | 200
| 0 | 249 | 249 | 249 | 249 | 249
| 0 | 41 | 41 | 41 | 41 | 41
| 0 | 40 | 40 | 40 | 40 | 40
| 0 | 200 | 200 | 200 | 200 | 200
| 0 | 200 | 200 | 200 | 200 | 200
| 0 | 516 | 516 | 516 | 516 | 516
| 0 | 400 | 400 | 400 | 400 | 400
| 0 | 300 | 300 | 300 | 300 | 300
| 0 | 180 | 180 | 180 | 180 | 180
| 0 | 0 | 325 | 325 | 325 | 325
| 0 | 0 | 249 | 249 | 249 | 249
| 0 | 0 | 200 | 200 | 200 | 200
| 0 | 0 | 249 | 249 | 249 | 249
| 0 | 0 | 750 | 750 | 750 | 750
| 0 | 0 | 249 | 249 | 249 | 249
| 0 | 0 | 60 | 60 | 60 | 60
| 0 | 0 | 140 | 140 | 140 | 140
| 0 | 0 | 300 | 300 | 300 | 300
| 0 | 0 | 299 | 299 | 299 | 299
| 0 | 0 | 186 | 186 | 186 | 186
| 0 | 0 | 100 | 100 | 100 | 100
| 0 | 0 | 400 | 400 | 400 | 400
| 0 | 0 | 35 | 35 | 35 | 35
| 0 | 0 | 100 | 100 | 100 | 100
| 0 | 0 | 100 | 100 | 100 | 100
| 0 | 0 | 90 | 90 | 90 | 90
| 0 | 0 | 251 | 251 | 251 | 251
| 0 | 0 | 249 | 249 | 249 | 249
| 0 | 0 | 148.5 | 148.5 | 148.5 | 148.5
| 0 | 0 | 258 | 258 | 258 | 258
| 0 | 0 | 250 | 250 | 250 | 250
| 0 | 0 | 150 | 150 | 150 | 150
| 0 | 0 | 150 | 150 | 150 | 150
| 0 | 0 | 386 | 386 | 386 | 386
| 0 | 0 | 0 | 400 | 400 | 400
| 0 | 0 | 0 | 350 | 350 | 350
| 0 | 0 | 0 | 399 | 399 | 399
| 0 | 0 | 0 | 500 | 500 | 500
| 0 | 0 | 0 | 200 | 200 | 200
| 0 | 0 | 0 | 210 | 210 | 210
| 0 | 0 | 0 | 180 | 180 | 180
| 0 | 0 | 0 | 270 | 270 | 270
| 0 | 0 | 0 | 609 | 609 | 609
| 0 | 0 | 0 | 200 | 200 | 200
| 0 | 0 | 0 | 0 | 4000 | 4000
| 0 | 0 | 0 | 0 | 200 | 200
| 0 | 0 | 0 | 0 | 500 | 500
| 0 | 0 | 0 | 0 | 0 | 750
| 0 | 0 | 0 | 0 | 0 | 250
| 0 | 0 | 0 | 0 | 0 | 250
| 0 | 0 | 0 | 0 | 0 | 250
| 0 | 0 | 0 | 0 | 0 | 200
| 0 | 0 | 0 | 0 | 0 | 200
| 0 | 0 | 0 | 0 | 0 | 1100
Potential Non-Public Wind Resources | 209 | 5629 | 11303.5 | 14621.5 | 19321.5 | 22321.5
Confidential Information
Confidential Information
Confidential Information
Confidential Information

## WinterCapacities
Unit Capacities - Winter
Units used in determining the generation resources in the Winter Summary
Operational capacities are based on unit testing. Other capacities are based on information provided by the plant owners. This list includes MW available to the grid from private network (self-serve) units. It also includes distributed generation units that have registered with ERCOT. Data without unit names are for private network units or are planned generation that is not public.
Unit Name | 2008/09 | 2009/10 | 2010/11 | 2011/12 | 2012/13 | 2013/14
A von Rosenberg 1-CT1 | 178 | 178 | 178 | 178 | 178 | 178
A von Rosenberg 1-CT2 | 178 | 178 | 178 | 178 | 178 | 178
A von Rosenberg 1-ST1 | 182 | 182 | 182 | 182 | 182 | 182
AEDOMG 1 | 5 | 5 | 5 | 5 | 5 | 5
AES Deepwater 1 | 185 | 185 | 185 | 185 | 185 | 185
Amistad Hydro 1 | 33 | 33 | 33 | 33 | 33 | 33
Amistad Hydro 2 | 25 | 25 | 25 | 25 | 25 | 25
Atascocita 1 | 10.1 | 10.1 | 10.1 | 10.1 | 10.1 | 10.1
Atkins 7 | 20 | 20 | 20 | 20 | 20 | 20
Austin 1 | 8 | 8 | 8 | 8 | 8 | 8
Austin 2 | 8 | 8 | 8 | 8 | 8 | 8
B M Davis 1 | 346 | 346 | 346 | 346 | 346 | 346
B M Davis 2 | 355 | 355 | 355 | 355 | 355 | 355
Bastrop Energy Center 1 | 163 | 163 | 163 | 163 | 163 | 163
Bastrop Energy Center 2 | 161.5 | 161.5 | 161.5 | 161.5 | 161.5 | 161.5
Bastrop Energy Center 3 | 235 | 235 | 235 | 235 | 235 | 235
Baytown 1 | 3.9 | 3.9 | 3.9 | 3.9 | 3.9 | 3.9
Big Brown 1 | 615 | 615 | 615 | 615 | 615 | 615
Big Brown 1 Upgrade | 20 | 20 | 20 | 20 | 20 | 20
Big Brown 2 | 589 | 589 | 589 | 589 | 589 | 589
Bio Energy Partners 1 | 2.8 | 2.8 | 2.8 | 2.8 | 2.8 | 2.8
Bio Energy Partners 2 | 2.8 | 2.8 | 2.8 | 2.8 | 2.8 | 2.8
Bluebonnet 1 | 3.9 | 3.9 | 3.9 | 3.9 | 3.9 | 3.9
Bosque County Peaking 1 | 151 | 151 | 151 | 151 | 151 | 151
Bosque County Peaking 2 | 154 | 154 | 154 | 154 | 154 | 154
Bosque County Peaking 3 | 147.7577 | 147.7577 | 147.7577 | 147.7577 | 147.7577 | 147.7577
Bosque County Peaking 4 | 82.6354 | 82.6354 | 82.6354 | 82.6354 | 82.6354 | 82.6354
Brazos Valley 1 | 167.3 | 167.3 | 167.3 | 167.3 | 167.3 | 167.3
Brazos Valley 2 | 167.3 | 167.3 | 167.3 | 167.3 | 167.3 | 167.3
Brazos Valley 3 | 254 | 254 | 254 | 254 | 254 | 254
Buchanan 1 | 18 | 18 | 18 | 18 | 18 | 18
Buchanan 2 | 18 | 18 | 18 | 18 | 18 | 18
C E Newman 5 | 40 | 40 | 40 | 40 | 40 | 40
Calenergy (Falcon Seaboard) 1 | 76 | 76 | 76 | 76 | 76 | 76
Calenergy (Falcon Seaboard) 2 | 76 | 76 | 76 | 76 | 76 | 76
Calenergy (Falcon Seaboard) 3 | 66 | 66 | 66 | 66 | 66 | 66
Canyon 1 | 6 | 6 | 6 | 6 | 6 | 6
Canyon 2 | 3 | 3 | 3 | 3 | 3 | 3
Cedar Bayou 1 | 748 | 748 | 748 | 748 | 748 | 748
Cedar Bayou 2 | 762 | 762 | 762 | 762 | 762 | 762
Coleto Creek | 634.4 | 634.4 | 634.4 | 634.4 | 634.4 | 634.4
Colorado Bend Energy Center 1 | 275 | 275 | 275 | 275 | 275 | 275
Comanche Peak 1 | 1177 | 1177 | 1177 | 1177 | 1177 | 1177
Comanche Peak 2 | 1175 | 1175 | 1175 | 1175 | 1175 | 1175
Covel Gardens LG Power Station 1 | 1.6 | 1.6 | 1.6 | 1.6 | 1.6 | 1.6
Covel Gardens LG Power Station 2 | 1.6 | 1.6 | 1.6 | 1.6 | 1.6 | 1.6
Covel Gardens LG Power Station 3 | 1.6 | 1.6 | 1.6 | 1.6 | 1.6 | 1.6
Covel Gardens LG Power Station 4 | 1.6 | 1.6 | 1.6 | 1.6 | 1.6 | 1.6
Covel Gardens LG Power Station 5 | 1.6 | 1.6 | 1.6 | 1.6 | 1.6 | 1.6
Covel Gardens LG Power Station 6 | 1.6 | 1.6 | 1.6 | 1.6 | 1.6 | 1.6
Dansby 1 | 108 | 108 | 108 | 108 | 108 | 108
Dansby 2 | 47.3 | 47.3 | 47.3 | 47.3 | 47.3 | 47.3
Decker Creek 1 | 344 | 344 | 344 | 344 | 344 | 344
Decker Creek 2 | 424 | 424 | 424 | 424 | 424 | 424
Decker Creek G1 | 56 | 56 | 56 | 56 | 56 | 56
Decker Creek G2 | 56 | 56 | 56 | 56 | 56 | 56
Decker Creek G3 | 60 | 60 | 60 | 60 | 60 | 60
Decker Creek G4 | 51 | 51 | 51 | 51 | 51 | 51
DeCordova 1 | 811 | 811 | 811 | 811 | 811 | 811
DeCordova A | 84 | 84 | 84 | 84 | 84 | 84
DeCordova B | 84 | 84 | 84 | 84 | 84 | 84
DeCordova C | 84 | 84 | 84 | 84 | 84 | 84
DeCordova D | 84 | 84 | 84 | 84 | 84 | 84
Denison Dam 1 | 40 | 40 | 40 | 40 | 40 | 40
Denison Dam 2 | 40 | 40 | 40 | 40 | 40 | 40
Dunlop (Schumansville) 1 | 4 | 4 | 4 | 4 | 4 | 4
Eagle Pass 1 | 6 | 6 | 6 | 6 | 6 | 6
Eagle Pass 2 | 2 | 2 | 2 | 2 | 2 | 2
Eagle Pass 3 | 2 | 2 | 2 | 2 | 2 | 2
Ennis Power Station 1 | 128 | 128 | 128 | 128 | 128 | 128
Ennis Power Station 2 | 116 | 116 | 116 | 116 | 116 | 116
ExTex La Porte Power Station (AirPro) 1 | 42 | 42 | 42 | 42 | 42 | 42
ExTex La Porte Power Station (AirPro) 2 | 42 | 42 | 42 | 42 | 42 | 42
ExTex La Porte Power Station (AirPro) 3 | 41 | 41 | 41 | 41 | 41 | 41
ExTex La Porte Power Station (AirPro) 4 | 41 | 41 | 41 | 41 | 41 | 41
Falcon Hydro 1 | 12 | 12 | 12 | 12 | 12 | 12
Falcon Hydro 2 | 12 | 12 | 12 | 12 | 12 | 12
Falcon Hydro 3 | 11 | 11 | 11 | 11 | 11 | 11
Fayette Power Project 1 | 616 | 616 | 616 | 616 | 616 | 616
Fayette Power Project 2 | 610 | 610 | 610 | 610 | 610 | 610
Fayette Power Project 3 | 441 | 441 | 441 | 441 | 441 | 441
Forney Energy Center GT11 | 185 | 185 | 185 | 185 | 185 | 185
Forney Energy Center GT12 | 182 | 182 | 182 | 182 | 182 | 182
Forney Energy Center GT13 | 183 | 183 | 183 | 183 | 183 | 183
Forney Energy Center GT21 | 185 | 185 | 185 | 185 | 185 | 185
Forney Energy Center GT22 | 181 | 181 | 181 | 181 | 181 | 181
Forney Energy Center GT23 | 184 | 184 | 184 | 184 | 184 | 184
Forney Energy Center STG10 | 414 | 414 | 414 | 414 | 414 | 414
Forney Energy Center STG20 | 412 | 412 | 412 | 412 | 412 | 412
Freestone Energy Center 1 | 167.2 | 167.2 | 167.2 | 167.2 | 167.2 | 167.2
Freestone Energy Center 2 | 170 | 170 | 170 | 170 | 170 | 170
Freestone Energy Center 3 | 183 | 183 | 183 | 183 | 183 | 183
Freestone Energy Center 4 | 170 | 170 | 170 | 170 | 170 | 170
Freestone Energy Center 5 | 171.9 | 171.9 | 171.9 | 171.9 | 171.9 | 171.9
Freestone Energy Center 6 | 182.3 | 182.3 | 182.3 | 182.3 | 182.3 | 182.3
Frontera 1 | 154.21 | 154.21 | 154.21 | 154.21 | 154.21 | 154.21
Frontera 2 | 150 | 150 | 150 | 150 | 150 | 150
Frontera 3 | 173.14 | 173.14 | 173.14 | 173.14 | 173.14 | 173.14
FW Regional LFG Generation Facility 1 | 8 | 8 | 8 | 8 | 8 | 8
GBRA H 4 | 2.4 | 2.4 | 2.4 | 2.4 | 2.4 | 2.4
GBRA H 5 | 2.4 | 2.4 | 2.4 | 2.4 | 2.4 | 2.4
GBRA TP 4 | 2.4 | 2.4 | 2.4 | 2.4 | 2.4 | 2.4
Gibbons Creek 1 | 466 | 466 | 466 | 466 | 466 | 466
Graham 1 | 244 | 244 | 244 | 244 | 244 | 244
Graham 2 | 375 | 375 | 375 | 375 | 375 | 375
Granite Shoals 1 | 28.8 | 28.8 | 28.8 | 28.8 | 28.8 | 28.8
Granite Shoals 2 | 29.7 | 29.7 | 29.7 | 29.7 | 29.7 | 29.7
Greens Bayou 5 | 413 | 413 | 413 | 413 | 413 | 413
Greens Bayou 73 | 49 | 49 | 49 | 49 | 49 | 49
Greens Bayou 74 | 48 | 48 | 48 | 48 | 48 | 48
Greens Bayou 81 | 49 | 49 | 49 | 49 | 49 | 49
Greens Bayou 82 | 75 | 75 | 75 | 75 | 75 | 75
Greens Bayou 83 | 76 | 76 | 76 | 76 | 76 | 76
Greens Bayou 84 | 72 | 72 | 72 | 72 | 72 | 72
Guadalupe Generating Station 1 | 167 | 167 | 167 | 167 | 167 | 167
Guadalupe Generating Station 2 | 158 | 158 | 158 | 158 | 158 | 158
Guadalupe Generating Station 3 | 157 | 157 | 157 | 157 | 157 | 157
Guadalupe Generating Station 4 | 169 | 169 | 169 | 169 | 169 | 169
Guadalupe Generating Station 5 | 186 | 186 | 186 | 186 | 186 | 186
Guadalupe Generating Station 6 | 209 | 209 | 209 | 209 | 209 | 209
Handley 3 | 407 | 407 | 407 | 407 | 407 | 407
Handley 4 | 435 | 435 | 435 | 435 | 435 | 435
Handley 5 | 436 | 436 | 436 | 436 | 436 | 436
Hays Energy Facility 1 | 236.6 | 236.6 | 236.6 | 236.6 | 236.6 | 236.6
Hays Energy Facility 2 | 243 | 243 | 243 | 243 | 243 | 243
Hays Energy Facility 3 | 251 | 251 | 251 | 251 | 251 | 251
Hays Energy Facility 4 | 233 | 233 | 233 | 233 | 233 | 233
Hidalgo 1 | 167.2 | 167.2 | 167.2 | 167.2 | 167.2 | 167.2
Hidalgo 2 | 164 | 164 | 164 | 164 | 164 | 164
Hidalgo 3 | 175 | 175 | 175 | 175 | 175 | 175
Inks 1 | 13.64 | 13.64 | 13.64 | 13.64 | 13.64 | 13.64
J K Spruce 1 | 560 | 560 | 560 | 560 | 560 | 560
J T Deely 1 | 399 | 399 | 399 | 399 | 399 | 399
J T Deely 2 | 401 | 401 | 401 | 401 | 401 | 401
J T Deely Upgrade | 80 | 80 | 80 | 80 | 80 | 80
Jack County Generation Facility 1 | 160 | 160 | 160 | 160 | 160 | 160
Jack County Generation Facility 2 | 160 | 160 | 160 | 160 | 160 | 160
Jack County Generation Facility 3 | 300 | 300 | 300 | 300 | 300 | 300
Johnson County Generation Facility 1 | 90 | 90 | 90 | 90 | 90 | 90
Johnson County Generation Facility 2 | 168 | 168 | 168 | 168 | 168 | 168
Lake Creek 1 | 81 | 81 | 81 | 81 | 81 | 81
Lake Creek 2 | 229 | 229 | 229 | 229 | 229 | 229
Lake Creek D1 | 2 | 2 | 2 | 2 | 2 | 2
Lake Creek D2 | 2 | 2 | 2 | 2 | 2 | 2
Lake Creek D3 | 2 | 2 | 2 | 2 | 2 | 2
Lake Hubbard 1 | 396 | 396 | 396 | 396 | 396 | 396
Lake Hubbard 2 | 532 | 532 | 532 | 532 | 532 | 532
Lamar Power Project CT11 | 180 | 180 | 180 | 180 | 180 | 180
Lamar Power Project CT12 | 178 | 178 | 178 | 178 | 178 | 178
Lamar Power Project CT21 | 178 | 178 | 178 | 178 | 178 | 178
Lamar Power Project CT22 | 182 | 182 | 182 | 182 | 182 | 182
Lamar Power Project STG1 | 203 | 203 | 203 | 203 | 203 | 203
Lamar Power Project STG2 | 205 | 205 | 205 | 205 | 205 | 205
Leon Creek 3 | 95 | 95 | 95 | 95 | 95 | 95
Leon Creek Peaking 1 | 44 | 44 | 44 | 44 | 44 | 44
Leon Creek Peaking 2 | 48 | 48 | 48 | 48 | 48 | 48
Leon Creek Peaking 3 | 45 | 45 | 45 | 45 | 45 | 45
Leon Creek Peaking 4 | 46 | 46 | 46 | 46 | 46 | 46
Lewisville 1 | 2.8 | 2.8 | 2.8 | 2.8 | 2.8 | 2.8
Limestone 1 | 833 | 833 | 833 | 833 | 833 | 833
Limestone 2 | 861 | 861 | 861 | 861 | 861 | 861
Lost Pines 1 | 183 | 183 | 183 | 183 | 183 | 183
Lost Pines 2 | 182.3 | 182.3 | 182.3 | 182.3 | 182.3 | 182.3
Lost Pines 3 | 183.7 | 183.7 | 183.7 | 183.7 | 183.7 | 183.7
Magic Valley 1 | 250 | 250 | 250 | 250 | 250 | 250
Magic Valley 2 | 245 | 245 | 245 | 245 | 245 | 245
Magic Valley 3 | 259 | 259 | 259 | 259 | 259 | 259
Marble Falls 1 | 18 | 18 | 18 | 18 | 18 | 18
Marble Falls 2 | 18 | 18 | 18 | 18 | 18 | 18
Marshall Ford 1 | 36 | 36 | 36 | 36 | 36 | 36
Marshall Ford 2 | 35 | 35 | 35 | 35 | 35 | 35
Marshall Ford 3 | 36 | 36 | 36 | 36 | 36 | 36
Martin Lake 1 | 804 | 804 | 804 | 804 | 804 | 804
Martin Lake 2 | 803 | 803 | 803 | 803 | 803 | 803
Martin Lake 3 | 805 | 805 | 805 | 805 | 805 | 805
McQueeney (Abbott) 1 | 2.4 | 2.4 | 2.4 | 2.4 | 2.4 | 2.4
McQueeney (Abbott) 2 | 2.4 | 2.4 | 2.4 | 2.4 | 2.4 | 2.4
Midlothian 1 | 232 | 232 | 232 | 232 | 232 | 232
Midlothian 2 | 230 | 230 | 230 | 230 | 230 | 230
Midlothian 3 | 225 | 225 | 225 | 225 | 225 | 225
Midlothian 4 | 231 | 231 | 231 | 231 | 231 | 231
Midlothian 5 | 255 | 255 | 255 | 255 | 255 | 255
Midlothian 6 | 229.1188 | 229.1188 | 229.1188 | 229.1188 | 229.1188 | 229.1188
Monticello 1 | 594 | 594 | 594 | 594 | 594 | 594
Monticello 2 | 586 | 586 | 586 | 586 | 586 | 586
Monticello 3 | 800 | 800 | 800 | 800 | 800 | 800
Morgan Creek 5 | 137 | 137 | 137 | 137 | 137 | 137
Morgan Creek A | 81 | 81 | 81 | 81 | 81 | 81
Morgan Creek B | 82 | 82 | 82 | 82 | 82 | 82
Morgan Creek C | 82 | 82 | 82 | 82 | 82 | 82
Morgan Creek D | 81 | 81 | 81 | 81 | 81 | 81
Morgan Creek E | 81 | 81 | 81 | 81 | 81 | 81
Morgan Creek F | 81 | 81 | 81 | 81 | 81 | 81
Morris Sheppard 1 | 12 | 12 | 12 | 12 | 12 | 12
Morris Sheppard 2 | 12 | 12 | 12 | 12 | 12 | 12
Mountain Creek 6 | 126 | 126 | 126 | 126 | 126 | 126
Mountain Creek 7 | 123 | 123 | 123 | 123 | 123 | 123
Mountain Creek 8 | 565 | 565 | 565 | 565 | 565 | 565
Nelson Gardens Landfill 1 | 1.8 | 1.8 | 1.8 | 1.8 | 1.8 | 1.8
Nelson Gardens Landfill 2 | 1.8 | 1.8 | 1.8 | 1.8 | 1.8 | 1.8
Nolte 1 | 1.2 | 1.2 | 1.2 | 1.2 | 1.2 | 1.2
Nolte 2 | 1.2 | 1.2 | 1.2 | 1.2 | 1.2 | 1.2
North Lake 1 | 176 | 176 | 176 | 176 | 176 | 176
North Lake 2 | 182 | 182 | 182 | 182 | 182 | 182
North Lake 3 | 353 | 353 | 353 | 353 | 353 | 353
North Texas 1 | 18 | 18 | 18 | 18 | 18 | 18
North Texas 2 | 18 | 18 | 18 | 18 | 18 | 18
North Texas 3 | 39 | 39 | 39 | 39 | 39 | 39
O W Sommers 1 | 419 | 419 | 419 | 419 | 419 | 419
O W Sommers 2 | 421 | 421 | 421 | 421 | 421 | 421
O W Sommers 3 | 8 | 8 | 8 | 8 | 8 | 8
O W Sommers 4 | 8 | 8 | 8 | 8 | 8 | 8
O W Sommers 5 | 8 | 8 | 8 | 8 | 8 | 8
O W Sommers 6 | 8 | 8 | 8 | 8 | 8 | 8
Oak Ridge North 1-3 | 4.8 | 4.8 | 4.8 | 4.8 | 4.8 | 4.8
Odessa-Ector Generating Station C11 | 145 | 145 | 145 | 145 | 145 | 145
Odessa-Ector Generating Station C12 | 161 | 161 | 161 | 161 | 161 | 161
Odessa-Ector Generating Station C21 | 161 | 161 | 161 | 161 | 161 | 161
Odessa-Ector Generating Station C22 | 168 | 168 | 168 | 168 | 168 | 168
Odessa-Ector Generating Station ST1 | 213 | 213 | 213 | 213 | 213 | 213
Odessa-Ector Generating Station ST2 | 213 | 213 | 213 | 213 | 213 | 213
Oklaunion 1 | 651 | 651 | 651 | 651 | 651 | 651
Paris Energy Center 1 | 80 | 80 | 80 | 80 | 80 | 80
Paris Energy Center 2 | 84 | 84 | 84 | 84 | 84 | 84
Paris Energy Center 3 | 91 | 91 | 91 | 91 | 91 | 91
Pearsall 1 | 25 | 25 | 25 | 25 | 25 | 25
Pearsall 2 | 25 | 25 | 25 | 25 | 25 | 25
Pearsall 3 | 24 | 24 | 24 | 24 | 24 | 24
Permian Basin 5 | 117 | 117 | 117 | 117 | 117 | 117
Permian Basin 6 | 518 | 518 | 518 | 518 | 518 | 518
Permian Basin A | 69 | 69 | 69 | 69 | 69 | 69
Permian Basin B | 79 | 79 | 79 | 79 | 79 | 79
Permian Basin C | 71 | 71 | 71 | 71 | 71 | 71
Permian Basin D | 74 | 74 | 74 | 74 | 74 | 74
Permian Basin E | 77 | 77 | 77 | 77 | 77 | 77
Powerlane Plant 1 | 20 | 20 | 20 | 20 | 20 | 20
Powerlane Plant 2 | 26 | 26 | 26 | 26 | 26 | 26
Powerlane Plant 3 | 41 | 41 | 41 | 41 | 41 | 41
Quail Run Energy STG1 | 98.1 | 98.1 | 98.1 | 98.1 | 98.1 | 98.1
Quail Run Energy GT1 | 90.6 | 90.6 | 90.6 | 90.6 | 90.6 | 90.6
Quail Run Energy GT2 | 90.6 | 90.6 | 90.6 | 90.6 | 90.6 | 90.6
Quail Run Energy STG2 | 98.1 | 98.1 | 98.1 | 98.1 | 98.1 | 98.1
Quail Run Energy GT3 | 90.6 | 90.6 | 90.6 | 90.6 | 90.6 | 90.6
Quail Run Energy GT4 | 90.6 | 90.6 | 90.6 | 90.6 | 90.6 | 90.6
R W Miller 1 | 80 | 80 | 80 | 80 | 80 | 80
R W Miller 2 | 120 | 120 | 120 | 120 | 120 | 120
R W Miller 3 | 208 | 208 | 208 | 208 | 208 | 208
R W Miller 4 | 106 | 106 | 106 | 106 | 106 | 106
R W Miller 5 | 104 | 104 | 104 | 104 | 104 | 104
Ray Olinger 1 | 77 | 77 | 77 | 77 | 77 | 77
Ray Olinger 2 | 106.2226 | 106.2226 | 106.2226 | 106.2226 | 106.2226 | 106.2226
Ray Olinger 3 | 146 | 146 | 146 | 146 | 146 | 146
Ray Olinger 4 | 91 | 91 | 91 | 91 | 91 | 91
Rayburn 1 | 11 | 11 | 11 | 11 | 11 | 11
Rayburn 10 | 39 | 39 | 39 | 39 | 39 | 39
Rayburn 2 | 11 | 11 | 11 | 11 | 11 | 11
Rayburn 3 | 25 | 25 | 25 | 25 | 25 | 25
Rayburn 4 | 2 | 2 | 2 | 2 | 2 | 2
Rayburn 5 | 2 | 2 | 2 | 2 | 2 | 2
Rayburn 7 | 46.56 | 46.56 | 46.56 | 46.56 | 46.56 | 46.56
Rayburn 8 | 49.33 | 49.33 | 49.33 | 49.33 | 49.33 | 49.33
Rayburn 9 | 46.98 | 46.98 | 46.98 | 46.98 | 46.98 | 46.98
Rio Nogales 1 | 160 | 160 | 160 | 160 | 160 | 160
Rio Nogales 2 | 167 | 167 | 167 | 167 | 167 | 167
Rio Nogales 3 | 171 | 171 | 171 | 171 | 171 | 171
Rio Nogales 4 | 303 | 303 | 303 | 303 | 303 | 303
Sam Bertron 3 | 232 | 232 | 232 | 232 | 232 | 232
Sam Bertron 4 | 225 | 225 | 225 | 225 | 225 | 225
Sam Bertron ST1 | 174 | 174 | 174 | 174 | 174 | 174
Sam Bertron ST2 | 173 | 173 | 173 | 173 | 173 | 173
Sam Bertron T1 | 17 | 17 | 17 | 17 | 17 | 17
Sam Bertron T2 | 14 | 14 | 14 | 14 | 14 | 14
San Jacinto SES 1 | 92 | 92 | 92 | 92 | 92 | 92
San Jacinto SES 2 | 92 | 92 | 92 | 92 | 92 | 92
San Miguel 1 | 396.32 | 396.32 | 396.32 | 396.32 | 396.32 | 396.32
Sandhill Energy Center 1 | 49 | 49 | 49 | 49 | 49 | 49
Sandhill Energy Center 2 | 49 | 49 | 49 | 49 | 49 | 49
Sandhill Energy Center 3 | 48 | 48 | 48 | 48 | 48 | 48
Sandhill Energy Center 4 | 49 | 49 | 49 | 49 | 49 | 49
Sandhill Energy Center 5A | 159 | 159 | 159 | 159 | 159 | 159
Sandhill Energy Center 5C | 80 | 80 | 80 | 80 | 80 | 80
Silas Ray 10 | 47.7 | 47.7 | 47.7 | 47.7 | 47.7 | 47.7
Silas Ray 5 | 17 | 17 | 17 | 17 | 17 | 17
Silas Ray 6 | 17 | 17 | 17 | 17 | 17 | 17
Silas Ray 9 | 45.73 | 45.73 | 45.73 | 45.73 | 45.73 | 45.73
Sim Gideon 1 | 140 | 140 | 140 | 140 | 140 | 140
Sim Gideon 2 | 135 | 135 | 135 | 135 | 135 | 135
Sim Gideon 3 | 334 | 334 | 334 | 334 | 334 | 334
Small Hydro of Texas 1 | 12 | 12 | 12 | 12 | 12 | 12
South Texas 1 | 1363 | 1363 | 1363 | 1363 | 1363 | 1363
South Texas 2 | 1360 | 1360 | 1360 | 1360 | 1360 | 1360
Spencer 4 | 61 | 61 | 61 | 61 | 61 | 61
Spencer 5 | 65 | 65 | 65 | 65 | 65 | 65
Stryker Creek 1 | 178 | 178 | 178 | 178 | 178 | 178
Stryker Creek 2 | 514 | 514 | 514 | 514 | 514 | 514
Stryker Creek D1 | 11 | 11 | 11 | 11 | 11 | 11
Sweetwater Generation Plant 1 | 34 | 34 | 34 | 34 | 34 | 34
Sweetwater Generation Plant 2 | 87 | 87 | 87 | 87 | 87 | 87
Sweetwater Generation Plant 3 | 74 | 74 | 74 | 74 | 74 | 74
Sweetwater Generation Plant 4 | 65 | 65 | 65 | 65 | 65 | 65
T H Wharton 3 | 116 | 116 | 116 | 116 | 116 | 116
T H Wharton 31 | 69 | 69 | 69 | 69 | 69 | 69
T H Wharton 32 | 63 | 63 | 63 | 63 | 63 | 63
T H Wharton 33 | 68 | 68 | 68 | 68 | 68 | 68
T H Wharton 34 | 67 | 67 | 67 | 67 | 67 | 67
T H Wharton 4 | 107 | 107 | 107 | 107 | 107 | 107
T H Wharton 41 | 68 | 68 | 68 | 68 | 68 | 68
T H Wharton 42 | 66 | 66 | 66 | 66 | 66 | 66
T H Wharton 43 | 67 | 67 | 67 | 67 | 67 | 67
T H Wharton 44 | 62 | 62 | 62 | 62 | 62 | 62
T H Wharton 51 | 62 | 62 | 62 | 62 | 62 | 62
T H Wharton 52 | 73 | 73 | 73 | 73 | 73 | 73
T H Wharton 53 | 65 | 65 | 65 | 65 | 65 | 65
T H Wharton 54 | 66 | 66 | 66 | 66 | 66 | 66
T H Wharton 55 | 76 | 76 | 76 | 76 | 76 | 76
T H Wharton 56 | 75 | 75 | 75 | 75 | 75 | 75
T H Wharton G1 | 13 | 13 | 13 | 13 | 13 | 13
Tessman Road 1 | 1.4 | 1.4 | 1.4 | 1.4 | 1.4 | 1.4
Tessman Road 2 | 1.4 | 1.4 | 1.4 | 1.4 | 1.4 | 1.4
Tessman Road 3 | 1.4 | 1.4 | 1.4 | 1.4 | 1.4 | 1.4
Tessman Road 4 | 1.4 | 1.4 | 1.4 | 1.4 | 1.4 | 1.4
Tessman Road 5 | 8 | 8 | 8 | 8 | 8 | 8
Tessman Road 6 | 8 | 8 | 8 | 8 | 8 | 8
Texas City 1 | 107.6 | 107.6 | 107.6 | 107.6 | 107.6 | 107.6
Texas City 2 | 111 | 111 | 111 | 111 | 111 | 111
Texas City 3 | 105 | 105 | 105 | 105 | 105 | 105
Texas City 4 | 115 | 115 | 115 | 115 | 115 | 115
Thomas C Ferguson 1 | 430 | 430 | 430 | 430 | 430 | 430
Tradinghouse 1 | 563 | 563 | 563 | 563 | 563 | 563
Tradinghouse 2 | 810 | 810 | 810 | 810 | 810 | 810
Trinidad 6 | 236 | 236 | 236 | 236 | 236 | 236
Trinidad D1 | 4 | 4 | 4 | 4 | 4 | 4
Twin Oaks 1 | 155.3 | 155.3 | 155.3 | 155.3 | 155.3 | 155.3
Twin Oaks 2 | 153.6 | 153.6 | 153.6 | 153.6 | 153.6 | 153.6
V H Braunig 1 | 206 | 206 | 206 | 206 | 206 | 206
V H Braunig 2 | 220 | 220 | 220 | 220 | 220 | 220
V H Braunig 3 | 397 | 397 | 397 | 397 | 397 | 397
Valley 1 | 175 | 175 | 175 | 175 | 175 | 175
Valley 2 | 527 | 527 | 527 | 527 | 527 | 527
Valley 3 | 354 | 354 | 354 | 354 | 354 | 354
W A Parish 1 | 163 | 163 | 163 | 163 | 163 | 163
W A Parish 2 | 167 | 167 | 167 | 167 | 167 | 167
W A Parish 3 | 254 | 254 | 254 | 254 | 254 | 254
W A Parish 4 | 541 | 541 | 541 | 541 | 541 | 541
W A Parish 5 | 651 | 651 | 651 | 651 | 651 | 651
W A Parish 6 | 655 | 655 | 655 | 655 | 655 | 655
W A Parish 7 | 572 | 572 | 572 | 572 | 572 | 572
W A Parish 8 | 605 | 605 | 605 | 605 | 605 | 605
W A Parish T1 | 13 | 13 | 13 | 13 | 13 | 13
W B Tuttle 1 | 51 | 51 | 51 | 51 | 51 | 51
W B Tuttle 3 | 96 | 96 | 96 | 96 | 96 | 96
W B Tuttle 4 | 151 | 151 | 151 | 151 | 151 | 151
Waco LFG 1 | 1.2 | 1.2 | 1.2 | 1.2 | 1.2 | 1.2
Weatherford 1 | 0.3 | 0.3 | 0.3 | 0.3 | 0.3 | 0.3
Weatherford 2 | 0.3 | 0.3 | 0.3 | 0.3 | 0.3 | 0.3
Weatherford 3 | 0.3 | 0.3 | 0.3 | 0.3 | 0.3 | 0.3
Weatherford 4 | 0.5 | 0.5 | 0.5 | 0.5 | 0.5 | 0.5
Weatherford 6 | 1.4 | 1.4 | 1.4 | 1.4 | 1.4 | 1.4
Weatherford 7 | 1.3 | 1.3 | 1.3 | 1.3 | 1.3 | 1.3
Weatherford 8 | 1.3 | 1.3 | 1.3 | 1.3 | 1.3 | 1.3
Whitney 1 | 15 | 15 | 15 | 15 | 15 | 15
Whitney 2 | 15 | 15 | 15 | 15 | 15 | 15
Wichita Falls 1 | 20 | 20 | 20 | 20 | 20 | 20
Wichita Falls 2 | 20.252 | 20.252 | 20.252 | 20.252 | 20.252 | 20.252
Wichita Falls 3 | 20 | 20 | 20 | 20 | 20 | 20
Wichita Falls 4 | 17 | 17 | 17 | 17 | 17 | 17
Wise-Tractebel Power Proj. 1 | 204 | 204 | 204 | 204 | 204 | 204
Wise-Tractebel Power Proj. 2 | 204 | 204 | 204 | 204 | 204 | 204
Wise-Tractebel Power Proj. 3 | 241 | 241 | 241 | 241 | 241 | 241
Wolf Hollow Power Proj. 1 | 216 | 216 | 216 | 216 | 216 | 216
Wolf Hollow Power Proj. 2 | 219 | 219 | 219 | 219 | 219 | 219
Wolf Hollow Power Proj. 3 | 268 | 268 | 268 | 268 | 268 | 268
Operational | 63705.0965 | 63705.0965 | 63705.0965 | 63705.0965 | 63705.0965 | 63705.0965
| 3 | 3 | 3 | 3 | 3 | 3
| 86 | 86 | 86 | 86 | 86 | 86
| 225 | 225 | 225 | 225 | 225 | 225
| 340 | 340 | 340 | 340 | 340 | 340
| 602 | 602 | 602 | 602 | 602 | 602
| 17.5 | 17.5 | 17.5 | 17.5 | 17.5 | 17.5
| 28 | 28 | 28 | 28 | 28 | 28
| 276 | 276 | 276 | 276 | 276 | 276
| 192 | 192 | 192 | 192 | 192 | 192
| 850 | 850 | 850 | 850 | 850 | 850
| 354 | 354 | 354 | 354 | 354 | 354
| 10 | 0 | 0 | 0 | 0 | 0
| 95 | 95 | 95 | 95 | 95 | 95
| 1000 | 1000 | 1000 | 1000 | 1000 | 1000
| 0 | 0 | 0 | 0 | 0 | 0
| 1 | 1 | 1 | 1 | 1 | 1
| 7 | 7 | 7 | 7 | 7 | 7
| 100 | 100 | 100 | 100 | 100 | 100
| 31 | 74 | 56 | 56 | 56 | 56
| 12 | 12 | 12 | 12 | 12 | 12
| 420 | 420 | 420 | 420 | 420 | 420
| 510 | 510 | 510 | 510 | 510 | 510
| 240 | 240 | 240 | 240 | 240 | 240
| 569 | 569 | 569 | 569 | 569 | 569
| 0 | 0 | 0 | 0 | 0 | 0
| 474 | 474 | 474 | 474 | 474 | 474
| 325 | 325 | 325 | 325 | 325 | 325
| 82 | 82 | 82 | 82 | 82 | 82
| 14 | 14 | 14 | 14 | 14 | 14
| 15 | 15 | 15 | 15 | 15 | 15
| 0 | 0 | 0 | 0 | 0 | 0
Generation from private networks | 6878.5 | 6911.5 | 6893.5 | 6893.5 | 6893.5 | 6893.5
Laredo 1 | 0 | 0 | 0 | 0 | 0 | 0
Laredo 2 | 0 | 0 | 0 | 0 | 0 | 0
Laredo 3 | 0 | 0 | 0 | 0 | 0 | 0
RMR | 0 | 0 | 0 | 0 | 0 | 0
Eagle Pass | 36 | 36 | 36 | 36 | 36 | 36
East | 600 | 600 | 600 | 600 | 600 | 600
Laredo VFT | 100 | 100 | 100 | 100 | 100 | 100
North | 220 | 220 | 220 | 220 | 220 | 220
Sharyland | 150 | 150 | 150 | 150 | 150 | 150
Asynchronous ties | 1106 | 1106 | 1106 | 1106 | 1106 | 1106
Kiamichi Energy Facility 1CT101 | 178 | 178 | 178 | 178 | 178 | 178
Kiamichi Energy Facility 1CT201 | 178 | 178 | 178 | 178 | 178 | 178
Kiamichi Energy Facility 1ST | 314 | 314 | 314 | 314 | 314 | 314
Kiamichi Energy Facility 2CT101 | 176 | 176 | 176 | 176 | 176 | 176
Kiamichi Energy Facility 2CT201 | 173 | 173 | 173 | 173 | 173 | 173
Kiamichi Energy Facility 2ST | 312 | 312 | 312 | 312 | 312 | 312
Tenaska-Frontier 1 | 156.6 | 156.6 | 156.6 | 156.6 | 156.6 | 156.6
Tenaska-Frontier 2 | 158 | 158 | 158 | 158 | 158 | 158
Tenaska-Frontier 3 | 165 | 165 | 165 | 165 | 165 | 165
Tenaska-Frontier 4 | 385 | 385 | 385 | 385 | 385 | 385
Tenaska-Gateway 1 | 170 | 170 | 170 | 170 | 170 | 170
Tenaska-Gateway 2 | 168 | 168 | 168 | 168 | 168 | 168
Tenaska-Gateway 3 | 179 | 179 | 179 | 179 | 179 | 179
Tenaska-Gateway 4 | 387 | 387 | 387 | 387 | 387 | 387
SWITCHABLE | 3099.6 | 3099.6 | 3099.6 | 3099.6 | 3099.6 | 3099.6
Green Mountain At Brazos 1 | 99 | 99 | 99 | 99 | 99 | 99
Green Mountain At Brazos 2 | 61 | 61 | 61 | 61 | 61 | 61
Barton Chapel Wind Farm | 120 | 120 | 120 | 120 | 120 | 120
Buffalo Gap Wind Farm 1 | 120 | 120 | 120 | 120 | 120 | 120
Buffalo Gap Wind Farm 2 | 233 | 233 | 233 | 233 | 233 | 233
Buffalo Gap (Louis) | 138 | 138 | 138 | 138 | 138 | 138
Callahan Divide | 114 | 114 | 114 | 114 | 114 | 114
Capricorn Ridge 1 | 112.5 | 112.5 | 112.5 | 112.5 | 112.5 | 112.5
Capricorn Ridge 2 | 200 | 200 | 200 | 200 | 200 | 200
Capricorn Ridge 3 | 149.5 | 149.5 | 149.5 | 149.5 | 149.5 | 149.5
Capricorn Ridge 4 | 186 | 186 | 186 | 186 | 186 | 186
Camp Springs 1 | 131 | 131 | 131 | 131 | 131 | 131
Camp Springs 2 | 123 | 123 | 123 | 123 | 123 | 123
Delaware Mountain | 30 | 30 | 30 | 30 | 30 | 30
Wolf Flats | 10 | 10 | 10 | 10 | 10 | 10
Snyder | 63 | 63 | 63 | 63 | 63 | 63
Silver Star | 60 | 60 | 60 | 60 | 60 | 60
Goat Wind | 70 | 70 | 70 | 70 | 70 | 70
Horse Hollow 1 | 186.3 | 186.3 | 186.3 | 186.3 | 186.3 | 186.3
Horse Hollow 2 | 223.5 | 223.5 | 223.5 | 223.5 | 223.5 | 223.5
Horse Hollow 3 | 115 | 115 | 115 | 115 | 115 | 115
Horse Hollow 4 | 220.5 | 220.5 | 220.5 | 220.5 | 220.5 | 220.5
Desert Sky 1 | 25.5 | 25.5 | 25.5 | 25.5 | 25.5 | 25.5
Desert Sky 2 | 135 | 135 | 135 | 135 | 135 | 135
Indian Mesa | 82.5 | 82.5 | 82.5 | 82.5 | 82.5 | 82.5
King NE Upton Wind 1 | 79.3 | 79.3 | 79.3 | 79.3 | 79.3 | 79.3
King NW Upton Wind 2 | 79.3 | 79.3 | 79.3 | 79.3 | 79.3 | 79.3
King SE Upton Wind 3 | 40.3 | 40.3 | 40.3 | 40.3 | 40.3 | 40.3
King SW Upton Wind 4 | 79.3 | 79.3 | 79.3 | 79.3 | 79.3 | 79.3
Kunitz | 44.8 | 44.8 | 44.8 | 44.8 | 44.8 | 44.8
Mesquite Wind 1 | 100 | 100 | 100 | 100 | 100 | 100
Mesquite Wind 2 | 100 | 100 | 100 | 100 | 100 | 100
Post Oak | 200 | 200 | 200 | 200 | 200 | 200
Forest Creek | 124.2 | 124.2 | 124.2 | 124.2 | 124.2 | 124.2
Sand Bluff | 90 | 90 | 90 | 90 | 90 | 90
Red Canyon | 84 | 84 | 84 | 84 | 84 | 84
Signal Mountain | 40.92 | 40.92 | 40.92 | 40.92 | 40.92 | 40.92
Stanton Wind | 101 | 101 | 101 | 101 | 101 | 101
Sweetwater Wind 1 | 97.5 | 97.5 | 97.5 | 97.5 | 97.5 | 97.5
Sweetwater Wind 2 | 15.87 | 15.87 | 15.87 | 15.87 | 15.87 | 15.87
Sweetwater Wind 3 | 129 | 129 | 129 | 129 | 129 | 129
Sweetwater Wind 4 | 115 | 115 | 115 | 115 | 115 | 115
Sweetwater Wind 5 | 103.652 | 103.652 | 103.652 | 103.652 | 103.652 | 103.652
Sweetwater Wind 6 | 79.23 | 79.23 | 79.23 | 79.23 | 79.23 | 79.23
Sweetwater Wind 7 | 36.58 | 36.58 | 36.58 | 36.58 | 36.58 | 36.58
Southwest Mesa | 74.6 | 74.6 | 74.6 | 74.6 | 74.6 | 74.6
Roscoe Wind | 200 | 200 | 200 | 200 | 200 | 200
Champion Wind | 126.5 | 126.5 | 126.5 | 126.5 | 126.5 | 126.5
Trent Wind | 150 | 150 | 150 | 150 | 150 | 150
Whirlwind | 59.8 | 59.8 | 59.8 | 59.8 | 59.8 | 59.8
Pecos Wind (Woodward 1) | 80 | 80 | 80 | 80 | 80 | 80
Pecos Wind (Woodward 2) | 80 | 80 | 80 | 80 | 80 | 80
WIND | 5519.152 | 5519.152 | 5519.152 | 5519.152 | 5519.152 | 5519.152
South Houston Green Power Expansion Project 1 | 244 | 244 | 244 | 244 | 244 | 244
Colorado Bend Energy Center 2 | 275 | 275 | 275 | 275 | 275 | 275
Laredo Peaking Unit 4 | 96 | 96 | 96 | 96 | 96 | 96
Laredo Peaking Unit 5 | 97 | 97 | 97 | 97 | 97 | 97
Bosque Expansion | 0 | 255 | 255 | 255 | 255 | 255
Victoria Power Station | 332 | 332 | 332 | 332 | 332 | 332
Cedar Bayou 4 | 0 | 544 | 544 | 544 | 544 | 544
Winchester Power Park | 0 | 178 | 178 | 178 | 178 | 178
Sandow 5 | 0 | 581 | 581 | 581 | 581 | 581
Oak Grove SES 1 | 0 | 855 | 855 | 855 | 855 | 855
Oak Grove SES 2 | 0 | 0 | 855 | 855 | 855 | 855
J K Spruce 2 | 0 | 0 | 750 | 750 | 750 | 750
Sandy Creek 1 | 0 | 0 | 0 | 0 | 925 | 925
New Units with Signed IA and Air Permit | 1044 | 3457 | 5062 | 5062 | 5987 | 5987
Airtricity Panther Creek Wind Farm | 150 | 150 | 150 | 150 | 150 | 150
McAdoo Energy Center | 0 | 300 | 300 | 300 | 300 | 300
Mesquite Wind Phase 4 | 0 | 136 | 136 | 136 | 136 | 136
Cottonwood Wind | 0 | 100 | 100 | 100 | 100 | 100
Ocotillo Wind Farm 1 (Big Spring Option B) | 0 | 59 | 59 | 59 | 59 | 59
Wild Horse Wind Farm 2 | 0 | 39 | 39 | 39 | 39 | 39
Capricorn Ridge III | 0 | 249 | 249 | 249 | 249 | 249
Sherbino Mesa Wind Farm 1 | 0 | 150 | 150 | 150 | 150 | 150
Airtricity Lamesa Wind Plant | 0 | 183 | 183 | 183 | 183 | 183
Wolf Ridge Windfarm | 0 | 113 | 113 | 113 | 113 | 113
Bull Creek Wind Plant | 0 | 180 | 180 | 180 | 180 | 180
Airtricity Inadale | 0 | 212 | 212 | 212 | 212 | 212
Airtricity Pyron Wind Farm | 0 | 303 | 303 | 303 | 303 | 303
Gunsight Mountain | 0 | 120 | 120 | 120 | 120 | 120
South Trent Wind Farm | 0 | 101.2 | 101.2 | 101.2 | 101.2 | 101.2
Notrees-1 | 0 | 150.75 | 150.75 | 150.75 | 150.75 | 150.75
Turkey Track Energy Center | 0 | 170 | 170 | 170 | 170 | 170
Gulf Wind 1 | 0 | 283 | 283 | 283 | 283 | 283
Penascal Wind Farm 1 | 0 | 202 | 202 | 202 | 202 | 202
Airtricity Panther Creek 2 | 0 | 220 | 220 | 220 | 220 | 220
Elbow Creek Wind Project | 0 | 117.3 | 117.3 | 117.3 | 117.3 | 117.3
Hackberry Wind Farm | 0 | 165 | 165 | 165 | 165 | 165
Coyote Run Windfarm | 0 | 225 | 225 | 225 | 225 | 225
Wild Horse Wind Farm 1 | 0 | 0 | 60 | 60 | 60 | 60
Sherbino Mesa Wind Farm 2 | 0 | 0 | 0 | 150 | 150 | 150
Wild Horse Mountain | 0 | 0 | 0 | 120 | 120 | 120
New Wind Generation | 150 | 3928.25 | 3988.25 | 4258.25 | 4258.25 | 4258.25
Laredo Units 1 - 3 (after exiting RMR in late 2008) | 0 | 0 | 0 | 0 | 0 | 0
Leon Creek 3 | 0 | 0 | 58 | 58 | 58 | 58
Units to retire | 0 | 0 | 58 | 58 | 58 | 58
Atkins 3 | 12 | 12 | 12 | 12 | 12 | 12
Atkins 4 | 22 | 22 | 22 | 22 | 22 | 22
Atkins 5 | 25 | 25 | 25 | 25 | 25 | 25
Atkins 6 | 50 | 50 | 50 | 50 | 50 | 50
Collin 1 | 138 | 138 | 138 | 138 | 138 | 138
Eagle Mountain 1 | 112 | 112 | 112 | 112 | 112 | 112
Eagle Mountain 2 | 100 | 100 | 100 | 100 | 100 | 100
Eagle Mountain 3 | 378 | 378 | 378 | 378 | 378 | 378
Handley 1 | 36 | 36 | 36 | 36 | 36 | 36
Handley 2 | 68 | 68 | 68 | 68 | 68 | 68
J L Bates 1 | 71 | 71 | 71 | 71 | 71 | 71
J L Bates 2 | 110 | 110 | 110 | 110 | 110 | 110
Leon Creek 4 | 95 | 95 | 95 | 95 | 95 | 95
Morgan Creek 6 | 457 | 457 | 457 | 457 | 457 | 457
Mountain Creek 2 | 23 | 23 | 23 | 23 | 23 | 23
Mountain Creek 3 | 63 | 63 | 63 | 63 | 63 | 63
Nueces Bay 7 | 367 | 367 | 367 | 367 | 367 | 367
P H Robinson 1 | 444 | 444 | 444 | 444 | 444 | 444
P H Robinson 2 | 459 | 459 | 459 | 459 | 459 | 459
P H Robinson 3 | 551 | 551 | 551 | 551 | 551 | 551
P H Robinson 4 | 733 | 733 | 733 | 733 | 733 | 733
Mothballed | 4314 | 4314 | 4314 | 4314 | 4314 | 4314
V H Braunig 6 | 0 | 185 | 185 | 185 | 185 | 185
Dansby3 | 0 | 48 | 48 | 48 | 48 | 48
Sand Hill Peakers | 0 | 90 | 90 | 90 | 90 | 90
Comanche Peak 1&2 Upgrade | 0 | 0 | 86 | 86 | 86 | 86
Cobisa-Greenville | 0 | 0 | 1750 | 1750 | 1750 | 1750
Jack County 2 | 0 | 0 | 0 | 620 | 620 | 620
Pampa Energy Center | 0 | 0 | 0 | 0 | 165 | 165
Potential Public Non-Wind Resources | 0 | 323 | 2159 | 2779 | 2944 | 2944
M Bar Wind | 0 | 194 | 194 | 194 | 194 | 194
Sterling Energy Center | 0 | 180 | 180 | 180 | 180 | 180
Pistol Hill Energy Center | 0 | 141 | 141 | 141 | 141 | 141
Gray Wind Project | 0 | 165 | 165 | 165 | 165 | 165
Buffalo Gap 4 and 5 | 0 | 300 | 300 | 300 | 300 | 300
Lenorah Project | 0 | 300 | 300 | 300 | 300 | 300
Wind Tex Energy Stephens Wind Farm | 0 | 378 | 378 | 378 | 378 | 378
McAdoo Energy Center II | 0 | 141 | 141 | 141 | 141 | 141
Sterling Energy Center | 0 | 350 | 350 | 350 | 350 | 350
Gulf Wind 2 | 0 | 300 | 300 | 300 | 300 | 300
Gatesville Wind Farm | 0 | 500 | 500 | 500 | 500 | 500
Scurry County Wind III | 0 | 0 | 0 | 0 | 1001 | 1001
Jackson Mountain | 0 | 0 | 90 | 90 | 90 | 90
Gulf Wind 3 | 0 | 0 | 400 | 400 | 400 | 400
Throckmorton Wind Farm | 0 | 0 | 200 | 200 | 200 | 200
B&B Panhandle Wind | 0 | 0 | 350 | 350 | 350 | 350
Fort Concho Wind Farm | 0 | 0 | 0 | 400 | 400 | 400
Potential Public Wind Resources | 0 | 2949 | 3989 | 4389 | 5390 | 5390
| 400 | 400 | 400 | 400 | 400 | 400
| 0 | 100 | 100 | 100 | 100 | 100
| 0 | 263 | 263 | 263 | 263 | 263
| 0 | 680 | 680 | 680 | 680 | 680
| 0 | 279 | 279 | 279 | 279 | 279
| 0 | 0 | 0 | 0 | 0 | 0
| 0 | 280 | 280 | 280 | 280 | 280
| 0 | 20 | 20 | 20 | 20 | 20
| 0 | 0 | 45 | 45 | 45 | 45
| 0 | 0 | 61 | 61 | 61 | 61
| 0 | 0 | 275 | 275 | 275 | 275
| 0 | 0 | 55 | 55 | 55 | 55
| 0 | 0 | 693 | 693 | 693 | 693
| 0 | 0 | 550 | 550 | 550 | 550
| 0 | 0 | 685 | 685 | 685 | 685
| 0 | 0 | 810 | 810 | 810 | 810
| 0 | 0 | 0 | 300 | 300 | 300
| 0 | 0 | 0 | 775 | 775 | 775
| 0 | 0 | 0 | 275 | 275 | 275
| 0 | 0 | 0 | 275 | 275 | 275
| 0 | 0 | 0 | 1092 | 1092 | 1092
| 0 | 0 | 0 | 1200 | 1200 | 1200
| 0 | 0 | 0 | 1200 | 1200 | 1200
| 0 | 0 | 0 | 0 | 579 | 579
| 0 | 0 | 0 | 0 | 1160 | 1160
| 0 | 0 | 0 | 0 | 680 | 680
| 0 | 0 | 0 | 0 | 646 | 646
| 0 | 0 | 0 | 0 | 875 | 875
Potential Non-Public Non-Wind Resources | 400 | 2022 | 5196 | 10313 | 14253 | 14253
| 149 | 149 | 149 | 149 | 149 | 149
| 60 | 60 | 60 | 60 | 60 | 60
| 0 | 105 | 105 | 105 | 105 | 105
| 0 | 401 | 401 | 401 | 401 | 401
| 0 | 70 | 70 | 70 | 70 | 70
| 0 | 150 | 150 | 150 | 150 | 150
| 0 | 200 | 200 | 200 | 200 | 200
| 0 | 140 | 140 | 140 | 140 | 140
| 0 | 200 | 200 | 200 | 200 | 200
| 0 | 200 | 200 | 200 | 200 | 200
| 0 | 200 | 200 | 200 | 200 | 200
| 0 | 150 | 150 | 150 | 150 | 150
| 0 | 400 | 400 | 400 | 400 | 400
| 0 | 249 | 249 | 249 | 249 | 249
| 0 | 200 | 200 | 200 | 200 | 200
| 0 | 50 | 50 | 50 | 50 | 50
| 0 | 30 | 30 | 30 | 30 | 30
| 0 | 149 | 149 | 149 | 149 | 149
| 0 | 200 | 200 | 200 | 200 | 200
| 0 | 200 | 200 | 200 | 200 | 200
| 0 | 249 | 249 | 249 | 249 | 249
| 0 | 41 | 41 | 41 | 41 | 41
| 0 | 40 | 40 | 40 | 40 | 40
| 0 | 200 | 200 | 200 | 200 | 200
| 0 | 200 | 200 | 200 | 200 | 200
| 0 | 516 | 516 | 516 | 516 | 516
| 0 | 400 | 400 | 400 | 400 | 400
| 0 | 300 | 300 | 300 | 300 | 300
| 0 | 180 | 180 | 180 | 180 | 180
| 0 | 0 | 325 | 325 | 325 | 325
| 0 | 0 | 249 | 249 | 249 | 249
| 0 | 0 | 200 | 200 | 200 | 200
| 0 | 0 | 249 | 249 | 249 | 249
| 0 | 0 | 750 | 750 | 750 | 750
| 0 | 0 | 249 | 249 | 249 | 249
| 0 | 0 | 60 | 60 | 60 | 60
| 0 | 0 | 140 | 140 | 140 | 140
| 0 | 0 | 300 | 300 | 300 | 300
| 0 | 0 | 299 | 299 | 299 | 299
| 0 | 0 | 186 | 186 | 186 | 186
| 0 | 0 | 100 | 100 | 100 | 100
| 0 | 0 | 400 | 400 | 400 | 400
| 0 | 0 | 35 | 35 | 35 | 35
| 0 | 0 | 100 | 100 | 100 | 100
| 0 | 0 | 100 | 100 | 100 | 100
| 0 | 0 | 90 | 90 | 90 | 90
| 0 | 0 | 251 | 251 | 251 | 251
| 0 | 0 | 249 | 249 | 249 | 249
| 0 | 0 | 148.5 | 148.5 | 148.5 | 148.5
| 0 | 0 | 258 | 258 | 258 | 258
| 0 | 0 | 250 | 250 | 250 | 250
| 0 | 0 | 150 | 150 | 150 | 150
| 0 | 0 | 150 | 150 | 150 | 150
| 0 | 0 | 386 | 386 | 386 | 386
| 0 | 0 | 0 | 400 | 400 | 400
| 0 | 0 | 0 | 350 | 350 | 350
| 0 | 0 | 0 | 399 | 399 | 399
| 0 | 0 | 0 | 500 | 500 | 500
| 0 | 0 | 0 | 200 | 200 | 200
| 0 | 0 | 0 | 210 | 210 | 210
| 0 | 0 | 0 | 180 | 180 | 180
| 0 | 0 | 0 | 270 | 270 | 270
| 0 | 0 | 0 | 609 | 609 | 609
| 0 | 0 | 0 | 200 | 200 | 200
| 0 | 0 | 0 | 0 | 4000 | 4000
| 0 | 0 | 0 | 0 | 200 | 200
| 0 | 0 | 0 | 0 | 500 | 500
| 0 | 0 | 0 | 0 | 0 | 750
| 0 | 0 | 0 | 0 | 0 | 250
| 0 | 0 | 0 | 0 | 0 | 250
| 0 | 0 | 0 | 0 | 0 | 250
| 0 | 0 | 0 | 0 | 0 | 200
| 0 | 0 | 0 | 0 | 0 | 200
| 0 | 0 | 0 | 0 | 0 | 1100
Potential Non-Public Wind Resources | 209 | 5629 | 11303.5 | 13542.5 | 13542.5 | 13542.5
Confidential Information
Confidential Information
Confidential Information
Confidential Information