## TitlePage
REPORT ON THE CAPACITY, DEMAND, AND RESERVES IN THE ERCOT REGION
May 2010
ERCOT
2705 West Lake Drive
Taylor, Texas 76574

## Contents
Contents
Tab | Notes
Disclaimer | Please read.
Definitions | List of definitions
Changes from 2009 CDR (December Update) | List of changes from the 2009 CDR (December Update)
SummerSummary | Shows load forecast, generation resources, and reserve margin for summer 2010 through summer 2015
SummerCapacities | Lists units and their capabilities used in determining the generation resources in the Summer Summary
WinterSummary | Shows load forecast, generation resources, and reserve margin for winter 2010 through winter 2015
WinterCapacities | Lists units and their capabilities used in determining the generation resources in the Winter Summary
LongTermProjections | Graphs of capacity and demand through 2030
SummerFuelTypes | Lists generation fuel types by MW and by percentage for summer 2010 through summer 2015
WinterFuelTypes | Lists generation fuel types by MW and by percentage for winter 2010 through winter 2015
SummerCoincidentDemandbyCounty | Shows estimated summer coincident demand by county for 2010 through 2015
SummerLoadbyCounty | Shows estimated summer non-coincident load by county for 2010 through 2015
SummerGenerationbyCounty | Shows summer generation by county for 2010 through 2015
SummerImport-ExportbyCounty | Shows calculated import or export by county for summer 2010 through summer 2015
WinterCoincidentDemandbyCounty | Shows estimated winter coincident demand by county for 2010 through 2015
WinterLoadbyCounty | Shows estimated winter non-coincident load by county for 2010 through 2015
WinterGenerationbyCounty | Shows winter generation by county for 2010 through 2015
WinterImport-ExportbyCounty | Shows calculated import or export by county for winter 2010 through winter 2015

## Disclaimer
Disclaimer
CDR WORKING PAPER
FOR PLANNING PURPOSES ONLY
This ERCOT Working Paper has been prepared for specific ERCOT and market participant purposes and has been developed from data provided by ERCOT market participants. The data may contain errors or become obsolete and thereby affect the conclusions and opinions of the Working Paper. ERCOT MAKES NO WARRANTY, EXPRESS OR IMPLIED, INCLUDING ANY WARRANTY OF MERCHANTABILITY OR FITNESS FOR ANY PARTICULAR PURPOSE, AND DISCLAIMS ANY AND ALL LIABILITY WITH RESPECT TO THE ACCURACY OF SAME OR THE FITNESS OR APPROPRIATENESS OF SAME FOR ANY PARTICULAR USE. THIS ERCOT WORKING PAPER IS SUPPLIED WITH ALL FAULTS. The specific suitability for any use of the Working Paper and its accuracy should be confirmed by each ERCOT market participant that contributed data for this Working Paper.
This Working Paper is based on data submitted by ERCOT market participants as part of their Annual Load Data Request (ALDR) and their generation asset registration and on data in the EIA-411. As such, this data is updated on an ongoing basis, which means that this report can be rendered obsolete without notice.

## Definitions
Definitions
Available Mothballed Generation
The probability that a mothballed unit will return to service, as provided by its owner, multiplied by the capacity of the unit. Return probabilities are considered protected information under the ERCOT Protocols and therefore are not included in this report.
BULs
Balancing up load. Loads capable of reducing the need for electrical energy when providing Balancing Up Load Energy Service as described in the ERCOT Protocols, Section 6, Ancillary Services. BULs are not considered resources as defined by the ERCOT Protocols.
Effective Load-Carrying Capability (ELCC) of Wind Generation
The amount of wind generation that the Generation Adequacy Task Force (GATF) has recommended to be included in the CDR. The value is 8.7% of the nameplate capacity listed in the Unit Capacities tables, both installed capacity and planned capacity.
Emergency Interruptible Load Service
ERCOT procures Emergency Interruptible Load Service (EILS) by selecting qualified Loads to make themselves available for interruption in an electric grid emergency. EILS is an emergency load reduction service designed to decrease the likelihood of the need for firm Load shedding (a.k.a, “rolling blackouts”). Customers meeting EILS criteria may bid to provide the service through their qualified scheduling entities (QSEs). EILS is authorized by Public Utility Commission Substantive Rule §25.507.
LaaRs (Loads acting as resources)
Load capable of reducing or increasing the need for electrical energy or providing Ancillary Services to the ERCOT System, as described in the ERCOT Protocols, Section 6, Ancillary Services. These Resources may provide the following Ancillary Services: Responsive Reserve Service, Non-Spinning Reserve Service, Replacement Reserve Service, and Regulation Service. The Resources must be registered and qualified by ERCOT and will be scheduled by a Qualified Scheduling Entity
Mothballed Capacity
The difference in the available mothballed generation (see definition above) and the total mothballed capacity. This value is zero in the upcoming Summer CDR Report because there isn't enough time to return those units to service before the start of the summer.
Mothballed Unit
A generation resource for which a generation entity has submitted a Notification of Suspension of Operations, for which ERCOT has declined to execute an RMR agreement, and for which the generation entity has not announced retirement of the generation resource.
Net Dependable Capability
Maximum sustainable capability of a generation resource as demonstrated by performance testing.
Non-Synchronous Tie
Any non-synchronous transmission interconnection between ERCOT and non-ERCOT electric power systems
Other Potential Resources
Capacity resources that include one of the following:
• Remaining "mothballed" capacity not included as resources in the reserve margin calculation
• Remaining DC tie capacity not included as resources in the reserve margin calculation, and
• New generating units that have initiated full transmission interconnection studies through the ERCOT generation interconnection process (Note that new wind generating units would be included based on the appropriate discounted capacity value applied to existing wind generating units.)
Planned Units in Full Interconnection Study Phase
To connect new generation to the ERCOT grid, a generation developer must go through a set procedure. The first step is a high-level screening study to determine the effects of adding the new generation on the transmission system. The second step is the full interconnection study. These are detailed studies done by the transmission owners to determine the effects of the addition of new generation on the transmission system.
Private Networks
An electric network connected to the ERCOT transmission grid that contains load that is not directly metered by ERCOT (i.e., load that is typically netted with internal generation).
Reliability Must-Run (RMR) Unit
A generation resource unit operated under the terms of an agreement with ERCOT that would not otherwise be operated except that they are necessary to provide voltage support, stability or management of localized transmission constraints under first contingency criteria.
Signed IA (Interconnection Agreement)
An agreement that sets forth requirements for physical connection between an eligible transmission service customer and a transmission or distribution service provider
Switchable Unit
A generation resource that can be connected to either the ERCOT transmission grid or a grid outside the ERCOT Region.

## Changes
Changes from 2009 CDR (December Update)
| 2010 | 2011 | 2012 | 2013 | 2014 | 2015
Firm Load Forecast, MW | -287 | -605 | -1090 | -1528 | -1825 | -2143
This reduction in forecast is the result of lowered economic expectations and the inclusion of the EILS program
Resources, MW | -607.95 | -2519.88 | -2580.084 | -1900.417 | -1123.885 | -473.885
Although there was an increase in capacity due to new units beginning operation, there was an offsetting decrease due to retirements of older gas units, resulting in an overall decrease in each year.
•New Generation
•Coleto Creek Unit 2 |  |  |  | 756
•Papalote Creek Wind 198MW |  |  |  | 17
•Panda Temple Power |  |  |  | 1300
•Cancelled Generation Projects
–Sterling Energy Center 300 MW nameplate |  |  |  | -26
–Lenorah Wind Project 251 MW nameplate |  |  |  | -22
•Mothballed Units ( 2,053 MW)
–Valley 1,2 & 3 |  |  |  | -1069
–Tradinghouse 2 |  |  |  | -787
–Spencer 4 (and 5 after 2010) |  |  |  | -122
–North Texas 1,2 & 3 |  |  |  | -75
•Changes in unit ratings, PUNs and
mothballed unit return probabilities |  |  |  | -446

## SummerSummary
2010 Report on the Capacity, Demand, and Reserves in the ERCOT Region | [7 empty] | 2010 Report on the Capacity, Demand, and Reserves in the ERCOT Region
Summer Summary | [7 empty] | Summer Summary
Load Forecast: |  | 2010 | 2011 | 2012 | 2013 | 2014 | 2015
| Total Summer Peak Demand, MW | 64052 | 65206 | 66658 | 68265 | 69451 | 70517
| less LAARs Serving as Responsive Reserve, MW | 1062 | 1062 | 1062 | 1062 | 1062 | 1062
| less LAARs Serving as Non-Spinning Reserve, MW | 0 | 0 | 0 | 0 | 0 | 0
| less Emergency Interruptible Load Service | 336 | 370 | 407 | 447 | 492 | 541
| less BULs, MW | 0 | 0 | 0 | 0 | 0 | 0
| less Energy Efficiency Programs (per HB3693) | 242 | 242 | 242 | 242 | 242 | 242
| Firm Load Forecast, MW | 62412 | 63532 | 64947 | 66514 | 67655 | 68672
Resources: |  | 2010 | 2011 | 2012 | 2013 | 2014 | 2015
| Installed Capacity, MW | 66227.65 | 64371.65 | 64371.65 | 64371.65 | 64371.65 | 64371.65
| Capacity from Private Networks, MW | 4803 | 4803 | 4803 | 4803 | 4803 | 4803
| Effective Load-Carrying Capability (ELCC) of Wind Generation, MW | 793.092 | 793.092 | 793.092 | 793.092 | 793.092 | 793.092
| RMR Units to be under Contract, MW | 688 | 0 | 0 | 0 | 0 | 0
| Operational Generation, MW | 72511.742 | 69967.742 | 69967.742 | 69967.742 | 69967.742 | 69967.742
| 50% of Non-Synchronous Ties, MW | 553 | 553 | 553 | 553 | 553 | 553
| Switchable Units, MW | 2848 | 2848 | 2848 | 2848 | 2848 | 2848
| Available Mothballed Generation , MW | 0 | 0 | 0 | 0 | 0 | 0
| Planned Units (not wind) with Signed IA and Air Permit, MW | 0 | 978 | 2003 | 2653 | 3409 | 4059
| ELCC of Planned Wind Units with Signed IA, MW | 0 | 30.276 | 43.326 | 94.83 | 115.362 | 115.362
| Total Resources, MW | 75912.742 | 74377.018 | 75415.068 | 76116.572 | 76893.104 | 77543.104
| less Switchable Units Unavailable to ERCOT, MW | 158 | 0 | 0 | 0 | 0 | 0
| less Retiring Units, MW | 0 | 0 | 0 | 0 | 0 | 0
| Resources, MW | 75754.742 | 74377.018 | 75415.068 | 76116.572 | 76893.104 | 77543.104
| Reserve Margin | 21.38% | 17.07% | 16.12% | 14.44% | 13.65% | 12.92%
(Resources - Firm Load Forecast)/Firm Load Forecast
Other Potential Resources: |  | 553 | 13691.0208 | 21252.1712 | 23402.0372 | 25813.0872 | 31756.5872
| Mothballed Capacity , MW | 0 | 5022 | 5022 | 5022 | 5022 | 5022
| 50% of Non-Synchronous Ties, MW | 553 | 553 | 553 | 553 | 553 | 553
| Planned Units in Full Interconnection Study Phase, MW | 0 | 8116.0208 | 15677.1712 | 17827.0372 | 20238.0872 | 26181.5872

## SummerCapacities
Unit Capacities - Summer
Units used in determining the generation resources in the Summer Summary
Operational capacities are based on unit testing. Other capacities are based on information provided by the plant owners. This list includes MW available to the grid from private network (self-serve) units. It also includes distributed generation units that have registered with ERCOT. Data without unit names are for private network units or are planned generation that is not public.
Unit Name | Unit Code | County | Fuel | CM Zone | Year In-Service | 2010 | 2011 | 2012 | 2013 | 2014 | 2015
A von Rosenberg 1-CT1 | BRAUNIG_AVR1_CT1 | Bexar | Gas | South | 2000 | 145 | 145 | 145 | 145 | 145 | 145
A von Rosenberg 1-CT2 | BRAUNIG_AVR1_CT2 | Bexar | Gas | South | 2000 | 145 | 145 | 145 | 145 | 145 | 145
A von Rosenberg 1-ST1 | BRAUNIG_AVR1_ST | Bexar | Gas | South | 2000 | 160 | 160 | 160 | 160 | 160 | 160
AEDOMG 1 | DG_SUMMI_1UNIT | Travis | Gas | South | 2004 | 5 | 5 | 5 | 5 | 5 | 5
AES Deepwater | APD_APD_G1 | Harris | Other | Houston | 1986 | 138 | 138 | 138 | 138 | 138 | 138
Amistad Hydro 1 | AMISTAD_AMISTAG1 | Val Verde | Hydro | South | 1983 | 38 | 38 | 38 | 38 | 38 | 38
Amistad Hydro 2 | AMISTAD_AMISTAG2 | Val Verde | Hydro | South | 1983 | 38 | 38 | 38 | 38 | 38 | 38
Atascocita 1 | _HB_DG1 | Harris | Biomass | Houston | 2003 | 10.1 | 10.1 | 10.1 | 10.1 | 10.1 | 10.1
Atkins 7 | ATKINS_ATKINSG7 | Brazos | Gas | North | 1973 | 20 | 20 | 20 | 20 | 20 | 20
Austin 1 | AUSTPL_AUSTING1 | Travis | Hydro | South | 1940 | 8 | 8 | 8 | 8 | 8 | 8
Austin 2 | AUSTPL_AUSTING2 | Travis | Hydro | South | 1940 | 9 | 9 | 9 | 9 | 9 | 9
Austin Landfill Gas | DG_SPRIN_4UNITS | Travis | Other | South | 1988 | 6.4 | 6.4 | 6.4 | 6.4 | 6.4 | 6.4
B M Davis 1 | B_DAVIS_B_DAVIG1 | Nueces | Gas | South | 1974 | 335 | 335 | 335 | 335 | 335 | 335
B M Davis 2 | B_DAVIS_B_DAVIG2 | Nueces | Gas | South | 1976 | 344 | 344 | 344 | 344 | 344 | 344
B M Davis 3 | B_DAVIS_B_DAVIG3 | Nueces | Gas | South | 2009 | 190 | 190 | 190 | 190 | 190 | 190
B M Davis 4 | B_DAVIS_B_DAVIG4 | Nueces | Gas | South | 2009 | 190 | 190 | 190 | 190 | 190 | 190
Bastrop Energy Center 1 | BASTEN_GTG1100 | Bastrop | Gas | South | 2002 | 152 | 152 | 152 | 152 | 152 | 152
Bastrop Energy Center 2 | BASTEN_GTG2100 | Bastrop | Gas | South | 2002 | 150 | 150 | 150 | 150 | 150 | 150
Bastrop Energy Center 3 | BASTEN_ST0100 | Bastrop | Gas | South | 2002 | 233 | 233 | 233 | 233 | 233 | 233
Baytown 1 | TRN_DG1 | Chambers | Biomass | Houston | 2003 | 3.9 | 3.9 | 3.9 | 3.9 | 3.9 | 3.9
Big Brown 1 | BBSES_UNIT1 | Freestone | Coal | North | 1971 | 617 | 617 | 617 | 617 | 617 | 617
Big Brown 2 | BBSES_UNIT2 | Freestone | Coal | North | 1972 | 615 | 615 | 615 | 615 | 615 | 615
Bio Energy Partners | DG_BIOE_2UNITS | Denton | Gas | North | 1988 | 5.6 | 5.6 | 5.6 | 5.6 | 5.6 | 5.6
Bluebonnet 1 | _LB_DG1 | Harris | Biomass | Houston | 2003 | 3.9 | 3.9 | 3.9 | 3.9 | 3.9 | 3.9
Bosque County Peaking 1 | BOSQUESW_BSQSU_1 | Bosque | Gas | North | 2000 | 153 | 153 | 153 | 153 | 153 | 153
Bosque County Peaking 2 | BOSQUESW_BSQSU_2 | Bosque | Gas | North | 2000 | 153 | 153 | 153 | 153 | 153 | 153
Bosque County Peaking 3 | BOSQUESW_BSQSU_3 | Bosque | Gas | North | 2001 | 154 | 154 | 154 | 154 | 154 | 154
Bosque County Peaking 4 | BOSQUESW_BSQSU_4 | Bosque | Gas | North | 2001 | 83 | 83 | 83 | 83 | 83 | 83
Bosque County Unit 5 | BOSQUESW_BSQSU_5 | Bosque | Gas | North | 2009 | 240 | 240 | 240 | 240 | 240 | 240
Brazos Valley 1 | BVE_Unit1 | Ft Bend | Gas | Houston | 2003 | 163 | 163 | 163 | 163 | 163 | 163
Brazos Valley 2 | BVE_Unit2 | Ft Bend | Gas | Houston | 2003 | 163 | 163 | 163 | 163 | 163 | 163
Brazos Valley 3 | BVE_Unit3 | Ft Bend | Gas | Houston | 2003 | 253 | 253 | 253 | 253 | 253 | 253
Buchanan 1 | BUCHAN_BUCHANG1 | Llano | Hydro | South | 1938 | 18 | 18 | 18 | 18 | 18 | 18
Buchanan 2 | BUCHAN_BUCHANG2 | Llano | Hydro | South | 1938 | 18 | 18 | 18 | 18 | 18 | 18
Buchanan 3 | BUCHAN_BUCHANG3 | Llano | Hydro | South | 1950 | 18 | 18 | 18 | 18 | 18 | 18
Calenergy (Falcon Seaboard) 1 | FLCNS_UNIT1 | Howard | Gas | West | 1987 | 75 | 75 | 75 | 75 | 75 | 75
Calenergy (Falcon Seaboard) 2 | FLCNS_UNIT2 | Howard | Gas | West | 1987 | 75 | 75 | 75 | 75 | 75 | 75
Calenergy (Falcon Seaboard) 3 | FLCNS_UNIT3 | Howard | Gas | West | 1988 | 70 | 70 | 70 | 70 | 70 | 70
Canyon 1 | CANYHY_CANYHYG1 | Comal | Hydro | South | 1989 | 3 | 3 | 3 | 3 | 3 | 3
Canyon 2 | CANYHY_CANYHYG2 | Comal | Hydro | South | 1989 | 3 | 3 | 3 | 3 | 3 | 3
Cedar Bayou 1 | CBY_CBY_G1 | Chambers | Gas | Houston | 1970 | 745 | 745 | 745 | 745 | 745 | 745
Cedar Bayou 2 | CBY_CBY_G2 | Chambers | Gas | Houston | 1972 | 749 | 749 | 749 | 749 | 749 | 749
Cedar Bayou 4 | CBY4_CT41 | Chambers | Gas | Houston | 2009 | 169 | 169 | 169 | 169 | 169 | 169
Cedar Bayou 5 | CBY4_CT42 | Chambers | Gas | Houston | 2009 | 169 | 169 | 169 | 169 | 169 | 169
Cedar Bayou 6 | CBY4_ST04 | Chambers | Gas | Houston | 2009 | 180 | 180 | 180 | 180 | 180 | 180
Channel Energy Deepwater | CHEDPW_GT2 | Harris | Gas | Houston | 2002 | 182 | 182 | 182 | 182 | 182 | 182
Coastal Plains RDF | _AV_DG1 | Galveston | Biomass | Houston | 2003 | 6.7 | 6.7 | 6.7 | 6.7 | 6.7 | 6.7
Coleto Creek | COLETO_COLETOG1 | Goliad | Coal | South | 1980 | 632 | 632 | 632 | 632 | 632 | 632
Colorado Bend Energy Center | CBEC_GT1 | Wharton | Gas | Houston | 2007 | 77 | 77 | 77 | 77 | 77 | 77
Colorado Bend Energy Center | CBEC_GT2 | Wharton | Gas | Houston | 2007 | 77 | 77 | 77 | 77 | 77 | 77
Colorado Bend Energy Center | CBEC_GT3 | Wharton | Gas | Houston | 2008 | 77 | 77 | 77 | 77 | 77 | 77
Colorado Bend Energy Center | CBEC_GT4 | Wharton | Gas | Houston | 2008 | 77 | 77 | 77 | 77 | 77 | 77
Colorado Bend Energy Center | CBEC_STG1 | Wharton | Gas | Houston | 2007 | 105 | 105 | 105 | 105 | 105 | 105
Colorado Bend Energy Center | CBEC_STG2 | Wharton | Gas | Houston | 2008 | 105 | 105 | 105 | 105 | 105 | 105
Comanche Peak 1 | CPSES_UNIT1 | Somervell | Nuclear | North | 1990 | 1209 | 1209 | 1209 | 1209 | 1209 | 1209
Comanche Peak 2 | CPSES_UNIT2 | Somervell | Nuclear | North | 1993 | 1158 | 1158 | 1158 | 1158 | 1158 | 1158
Corrugated Medium Mill | DG_FORSW_1UNIT | Kaufman | Gas | North | 2008 | 4.75 | 4.75 | 4.75 | 4.75 | 4.75 | 4.75
Covel Gardens LG Power Station | DG_MEDIN_1UNIT | Bexar | Other | South | 2005 | 10 | 10 | 10 | 10 | 10 | 10
CVC Channelview 1 | CVC_CVC_G1 | Harris | Gas | Houston | 2008 | 156 | 156 | 156 | 156 | 156 | 156
CVC Channelview 2 | CVC_CVC_G2 | Harris | Gas | Houston | 2008 | 158 | 158 | 158 | 158 | 158 | 158
CVC Channelview 3 | CVC_CVC_G3 | Harris | Gas | Houston | 2008 | 160 | 160 | 160 | 160 | 160 | 160
CVC Channelview 5 | CVC_CVC_G5 | Harris | Gas | Houston | 2008 | 122 | 122 | 122 | 122 | 122 | 122
Dansby 1 | DANSBY_DANSBYG1 | Brazos | Gas | North | 1978 | 110 | 110 | 110 | 110 | 110 | 110
Dansby 2 | DANSBY_DANSBYG2 | Brazos | Gas | North | 2004 | 48 | 48 | 48 | 48 | 48 | 48
Dansby 3 | DANSBY_DANSBYG3 | Brazos | Gas | North | 2009 | 48 | 48 | 48 | 48 | 48 | 48
Decker Creek 1 | DECKER_DPG1 | Travis | Gas | South | 1970 | 315 | 315 | 315 | 315 | 315 | 315
Decker Creek 2 | DECKER_DPG2 | Travis | Gas | South | 1977 | 420 | 420 | 420 | 420 | 420 | 420
Decker Creek G1 | DECKER_DPGT_1 | Travis | Gas | South | 1988 | 48 | 48 | 48 | 48 | 48 | 48
Decker Creek G2 | DECKER_DPGT_2 | Travis | Gas | South | 1988 | 48 | 48 | 48 | 48 | 48 | 48
Decker Creek G3 | DECKER_DPGT_3 | Travis | Gas | South | 1988 | 48 | 48 | 48 | 48 | 48 | 48
Decker Creek G4 | DECKER_DPGT_4 | Travis | Gas | South | 1988 | 48 | 48 | 48 | 48 | 48 | 48
DeCordova A | DCSES_CT10 | Hood | Gas | North | 1990 | 66 | 66 | 66 | 66 | 66 | 66
DeCordova B | DCSES_CT20 | Hood | Gas | North | 1990 | 66 | 66 | 66 | 66 | 66 | 66
DeCordova C | DCSES_CT30 | Hood | Gas | North | 1990 | 66 | 66 | 66 | 66 | 66 | 66
DeCordova D | DCSES_CT40 | Hood | Gas | North | 1990 | 66 | 66 | 66 | 66 | 66 | 66
Deer Park Energy Center 1 | DDPEC_GT1 | Harris | Gas | Houston | 2002 | 163 | 163 | 163 | 163 | 163 | 163
Deer Park Energy Center 2 | DDPEC_GT2 | Harris | Gas | Houston | 2002 | 157 | 157 | 157 | 157 | 157 | 157
Deer Park Energy Center 3 | DDPEC_GT3 | Harris | Gas | Houston | 2002 | 158 | 158 | 158 | 158 | 158 | 158
Deer Park Energy Center 4 | DDPEC_GT4 | Harris | Gas | Houston | 2002 | 157 | 157 | 157 | 157 | 157 | 157
Deer Park Energy Center S | DDPEC_ST1 | Harris | Gas | Houston | 2002 | 238 | 238 | 238 | 238 | 238 | 238
Denison Dam 1 | DNDAM_DENISOG1 | Grayson | Hydro | North | 1944 | 40 | 40 | 40 | 40 | 40 | 40
Denison Dam 2 | DNDAM_DENISOG2 | Grayson | Hydro | North | 1944 | 40 | 40 | 40 | 40 | 40 | 40
DFW Gas Recovery | DG_BIO2_4UNITS | Denton | Biomass | North | 1980 | 6.4 | 6.4 | 6.4 | 6.4 | 6.4 | 6.4
Dunlop (Schumansville) 1 | DG_SCHUM_2UNITS | Guadalupe | Hydro | South | 1927 | 3.6 | 3.6 | 3.6 | 3.6 | 3.6 | 3.6
Eagle Pass 1 | EAGLE_HY_EAGLE_HY1 | Maverick | Hydro | South | 1954 | 2 | 2 | 2 | 2 | 2 | 2
Eagle Pass 2 | EAGLE_HY_EAGLE_HY2 | Maverick | Hydro | South | 1954 | 2 | 2 | 2 | 2 | 2 | 2
Eagle Pass 3 | EAGLE_HY_EAGLE_HY3 | Maverick | Hydro | South | 1954 | 2 | 2 | 2 | 2 | 2 | 2
Ennis Power Station 1 | ETCCS_UNIT1 | Ellis | Gas | North | 2002 | 116 | 116 | 116 | 116 | 116 | 116
Ennis Power Station 2 | ETCCS_CT1 | Ellis | Gas | North | 2002 | 196 | 196 | 196 | 196 | 196 | 196
ExTex La Porte Power Station (AirPro) 1 | _AZ__AZ_G1 | Harris | Gas | Houston | 2001 | 38 | 38 | 38 | 38 | 38 | 38
ExTex La Porte Power Station (AirPro) 2 | _AZ__AZ_G2 | Harris | Gas | Houston | 2001 | 38 | 38 | 38 | 38 | 38 | 38
ExTex La Porte Power Station (AirPro) 3 | _AZ__AZ_G3 | Harris | Gas | Houston | 2001 | 38 | 38 | 38 | 38 | 38 | 38
ExTex La Porte Power Station (AirPro) 4 | _AZ__AZ_G4 | Harris | Gas | Houston | 2001 | 38 | 38 | 38 | 38 | 38 | 38
Falcon Hydro 1 | FALCON_FALCONG1 | Starr | Hydro | South | 1954 | 12 | 12 | 12 | 12 | 12 | 12
Falcon Hydro 2 | FALCON_FALCONG2 | Starr | Hydro | South | 1954 | 12 | 12 | 12 | 12 | 12 | 12
Falcon Hydro 3 | FALCON_FALCONG3 | Starr | Hydro | South | 1954 | 12 | 12 | 12 | 12 | 12 | 12
Fayette Power Project 1 | FPPYD1_FPP_G1 | Fayette | Coal | South | 1979 | 608 | 608 | 608 | 608 | 608 | 608
Fayette Power Project 2 | FPPYD1_FPP_G2 | Fayette | Coal | South | 1980 | 608 | 608 | 608 | 608 | 608 | 608
Fayette Power Project 3 | FPPYD2_FPP_G3 | Fayette | Coal | South | 1988 | 445 | 445 | 445 | 445 | 445 | 445
Forney Energy Center GT11 | FRNYPP_GT11 | Kaufman | Gas | North | 2003 | 165 | 165 | 165 | 165 | 165 | 165
Forney Energy Center GT12 | FRNYPP_GT12 | Kaufman | Gas | North | 2003 | 165 | 165 | 165 | 165 | 165 | 165
Forney Energy Center GT13 | FRNYPP_GT13 | Kaufman | Gas | North | 2003 | 165 | 165 | 165 | 165 | 165 | 165
Forney Energy Center GT21 | FRNYPP_GT21 | Kaufman | Gas | North | 2003 | 165 | 165 | 165 | 165 | 165 | 165
Forney Energy Center GT22 | FRNYPP_GT22 | Kaufman | Gas | North | 2003 | 165 | 165 | 165 | 165 | 165 | 165
Forney Energy Center GT23 | FRNYPP_GT23 | Kaufman | Gas | North | 2003 | 165 | 165 | 165 | 165 | 165 | 165
Forney Energy Center STG10 | FRNYPP_ST10 | Kaufman | Gas | North | 2003 | 415 | 415 | 415 | 415 | 415 | 415
Forney Energy Center STG20 | FRNYPP_ST20 | Kaufman | Gas | North | 2003 | 415 | 415 | 415 | 415 | 415 | 415
Freestone Energy Center 1 | FREC_GT1 | Freestone | Gas | North | 2002 | 152 | 152 | 152 | 152 | 152 | 152
Freestone Energy Center 2 | FREC_GT2 | Freestone | Gas | North | 2002 | 152 | 152 | 152 | 152 | 152 | 152
Freestone Energy Center 3 | FREC_ST3 | Freestone | Gas | North | 2002 | 175 | 175 | 175 | 175 | 175 | 175
Freestone Energy Center 4 | FREC_GT4 | Freestone | Gas | North | 2002 | 152 | 152 | 152 | 152 | 152 | 152
Freestone Energy Center 5 | FREC_GT5 | Freestone | Gas | North | 2002 | 152 | 152 | 152 | 152 | 152 | 152
Freestone Energy Center 6 | FREC_ST6 | Freestone | Gas | North | 2002 | 175 | 175 | 175 | 175 | 175 | 175
Fresno Energy | DG__SO_1UNIT | Fort Bend | Other | Houston | 2010 | 1.6 | 1.6 | 1.6 | 1.6 | 1.6 | 1.6
Frontera 1 | FRONTERA_FRONTEG1 | Hidalgo | Gas | South | 1999 | 146 | 146 | 146 | 146 | 146 | 146
Frontera 2 | FRONTERA_FRONTEG2 | Hidalgo | Gas | South | 1999 | 148 | 148 | 148 | 148 | 148 | 148
Frontera 3 | FRONTERA_FRONTEG3 | Hidalgo | Gas | South | 2000 | 173 | 173 | 173 | 173 | 173 | 173
FW Regional LFG Generation Facility 1 | DG_RDLML_1UNIT | Tarrant | Other | North | 1988 | 1.5 | 1.5 | 1.5 | 1.5 | 1.5 | 1.5
GBRA 4 & 5 | DG_LKWDT_2UNITS | Gonzales | Other | South | 1931 | 4.8 | 4.8 | 4.8 | 4.8 | 4.8 | 4.8
Gibbons Creek 1 | GIBCRK_GIB_CRG1 | Grimes | Coal | North | 1982 | 470 | 470 | 470 | 470 | 470 | 470
Graham 1 | GRSES_UNIT1 | Young | Gas | North | 1960 | 230 | 230 | 230 | 230 | 230 | 230
Graham 2 | GRSES_UNIT2 | Young | Gas | North | 1969 | 390 | 390 | 390 | 390 | 390 | 390
Granite Shoals 1 | WIRTZ_WIRTZ_G1 | Burnet | Hydro | South | 1951 | 30 | 30 | 30 | 30 | 30 | 30
Granite Shoals 2 | WIRTZ_WIRTZ_G2 | Burnet | Hydro | South | 1951 | 30 | 30 | 30 | 30 | 30 | 30
Greens Bayou 5 | GBY_GBY_5 | Harris | Gas | Houston | 1973 | 406 | 406 | 406 | 406 | 406 | 406
Greens Bayou 73 | GBY_GBYGT73 | Harris | Gas | Houston | 1976 | 46 | 46 | 46 | 46 | 46 | 46
Greens Bayou 74 | GBY_GBYGT74 | Harris | Gas | Houston | 1976 | 46 | 46 | 46 | 46 | 46 | 46
Greens Bayou 81 | GBY_GBYGT81 | Harris | Gas | Houston | 1976 | 46 | 46 | 46 | 46 | 46 | 46
Greens Bayou 82 | GBY_GBYGT82 | Harris | Gas | Houston | 1976 | 56 | 56 | 56 | 56 | 56 | 56
Greens Bayou 83 | GBY_GBYGT83 | Harris | Gas | Houston | 1976 | 56 | 56 | 56 | 56 | 56 | 56
Greens Bayou 84 | GBY_GBYGT84 | Harris | Gas | Houston | 1976 | 56 | 56 | 56 | 56 | 56 | 56
Guadalupe Generating Station 1 | GUADG_GAS1 | Guadalupe | Gas | South | 2000 | 151 | 151 | 151 | 151 | 151 | 151
Guadalupe Generating Station 2 | GUADG_GAS2 | Guadalupe | Gas | South | 2000 | 151 | 151 | 151 | 151 | 151 | 151
Guadalupe Generating Station 3 | GUADG_GAS3 | Guadalupe | Gas | South | 2000 | 149 | 149 | 149 | 149 | 149 | 149
Guadalupe Generating Station 4 | GUADG_GAS4 | Guadalupe | Gas | South | 2001 | 152 | 152 | 152 | 152 | 152 | 152
Guadalupe Generating Station 5 | GUADG_STM5 | Guadalupe | Gas | South | 2001 | 170 | 170 | 170 | 170 | 170 | 170
Guadalupe Generating Station 6 | GUADG_STM6 | Guadalupe | Gas | South | 2001 | 169 | 169 | 169 | 169 | 169 | 169
Handley 3 | HLSES_UNIT3 | Tarrant | Gas | North | 1963 | 395 | 395 | 395 | 395 | 395 | 395
Handley 4 | HLSES_UNIT4 | Tarrant | Gas | North | 1976 | 435 | 435 | 435 | 435 | 435 | 435
Handley 5 | HLSES_UNIT5 | Tarrant | Gas | North | 1977 | 435 | 435 | 435 | 435 | 435 | 435
Hays Energy Facility 1 | HAYSEN_HAYSENG1 | Hays | Gas | South | 2002 | 216 | 216 | 216 | 216 | 216 | 216
Hays Energy Facility 2 | HAYSEN_HAYSENG2 | Hays | Gas | South | 2002 | 216 | 216 | 216 | 216 | 216 | 216
Hays Energy Facility 3 | HAYSEN_HAYSENG3 | Hays | Gas | South | 2002 | 225 | 225 | 225 | 225 | 225 | 225
Hays Energy Facility 4 | HAYSEN_HAYSENG4 | Hays | Gas | South | 2002 | 225 | 225 | 225 | 225 | 225 | 225
Hidalgo 1 | DUKE_DUKE_GT1 | Hidalgo | Gas | South | 2000 | 141 | 141 | 141 | 141 | 141 | 141
Hidalgo 2 | DUKE_DUKE_GT2 | Hidalgo | Gas | South | 2000 | 141 | 141 | 141 | 141 | 141 | 141
Hidalgo 3 | DUKE_DUKE_ST1 | Hidalgo | Gas | South | 2000 | 168 | 168 | 168 | 168 | 168 | 168
Inks 1 | INKSDA_INKS_G1 | Llano | Hydro | South | 1938 | 14 | 14 | 14 | 14 | 14 | 14
J K Spruce 1 | CALAVERS_JKS1 | Bexar | Coal | South | 1992 | 555 | 555 | 555 | 555 | 555 | 555
J K Spruce 2 | CALAVERS_JKS2 | Bexar | Coal | South | 2009 | 772 | 772 | 772 | 772 | 772 | 772
J T Deely 1 | CALAVERS_JTD1 | Bexar | Coal | South | 1977 | 440 | 440 | 440 | 440 | 440 | 440
J T Deely 2 | CALAVERS_JTD2 | Bexar | Coal | South | 1978 | 440 | 440 | 440 | 440 | 440 | 440
Jack County Generation Facility 1 | JACKCNTY_CT1 | Jack | Gas | North | 2005 | 142 | 142 | 142 | 142 | 142 | 142
Jack County Generation Facility 2 | JACKCNTY_CT2 | Jack | Gas | North | 2005 | 142 | 142 | 142 | 142 | 142 | 142
Jack County Generation Facility 3 | JACKCNTY_STG | Jack | Gas | North | 2005 | 281 | 281 | 281 | 281 | 281 | 281
Johnson County Generation Facility 1 | TEN_CT1 | Johnson | Gas | North | 1992 | 150 | 150 | 150 | 150 | 150 | 150
Johnson County Generation Facility 2 | TEN_STG | Johnson | Gas | North | 1992 | 106 | 106 | 106 | 106 | 106 | 106
Lake Hubbard 1 | LHSES_UNIT1 | Dallas | Gas | North | 1970 | 392 | 392 | 392 | 392 | 392 | 392
Lake Hubbard 2 | LH2SES_UNIT2 | Dallas | Gas | North | 1970 | 524 | 524 | 524 | 524 | 524 | 524
Lamar Power Project CT11 | LPCCS_CT11 | Lamar | Gas | North | 2000 | 156 | 156 | 156 | 156 | 156 | 156
Lamar Power Project CT12 | LPCCS_CT12 | Lamar | Gas | North | 2000 | 157 | 157 | 157 | 157 | 157 | 157
Lamar Power Project CT21 | LPCCS_CT21 | Lamar | Gas | North | 2000 | 156 | 156 | 156 | 156 | 156 | 156
Lamar Power Project CT22 | LPCCS_CT22 | Lamar | Gas | North | 2000 | 157 | 157 | 157 | 157 | 157 | 157
Lamar Power Project STG1 | LPCCS_UNIT1 | Lamar | Gas | North | 2001 | 198 | 198 | 198 | 198 | 198 | 198
Lamar Power Project STG2 | LPCCS_UNIT2 | Lamar | Gas | North | 2001 | 198 | 198 | 198 | 198 | 198 | 198
Laredo Peaking 4 | LARDVFTN_G4 | Webb | Gas | South | 2008 | 94 | 94 | 94 | 94 | 94 | 94
Laredo Peaking 5 | LARDVFTN_G5 | Webb | Gas | South | 2008 | 94 | 94 | 94 | 94 | 94 | 94
Leon Creek 3 | LEON_CRK_LCP3G3 | Bexar | Gas | South | 1953 | 56 | 56 | 56 | 56 | 56 | 56
Leon Creek 4 | LEON_CRK_LCP4G4 | Bexar | Gas | South | 1959 | 88 | 88 | 88 | 88 | 88 | 88
Leon Creek Peaking 1 | LEON_CRK_LCPCT1 | Bexar | Gas | South | 2004 | 45 | 45 | 45 | 45 | 45 | 45
Leon Creek Peaking 2 | LEON_CRK_LCPCT2 | Bexar | Gas | South | 2004 | 45 | 45 | 45 | 45 | 45 | 45
Leon Creek Peaking 3 | LEON_CRK_LCPCT3 | Bexar | Gas | South | 2004 | 45 | 45 | 45 | 45 | 45 | 45
Leon Creek Peaking 4 | LEON_CRK_LCPCT4 | Bexar | Gas | South | 2004 | 45 | 45 | 45 | 45 | 45 | 45
Lewisville 1 | DG_LWSVL_1UNIT | Denton | Hydro | North | 1992 | 2.8 | 2.8 | 2.8 | 2.8 | 2.8 | 2.8
Limestone 1 | LEG_LEG_G1 | Limestone | Coal | North | 1985 | 831 | 831 | 831 | 831 | 831 | 831
Limestone 2 | LEG_LEG_G2 | Limestone | Coal | North | 1986 | 858 | 858 | 858 | 858 | 858 | 858
Lost Pines 1 | LOSTPI_LOSTPGT1 | Bastrop | Gas | South | 2001 | 167 | 167 | 167 | 167 | 167 | 167
Lost Pines 2 | LOSTPI_LOSTPGT2 | Bastrop | Gas | South | 2001 | 164 | 164 | 164 | 164 | 164 | 164
Lost Pines 3 | LOSTPI_LOSTPST1 | Bastrop | Gas | South | 2001 | 184 | 184 | 184 | 184 | 184 | 184
Magic Valley 1 | NEDIN_NEDIN_G1 | Hidalgo | Gas | South | 2001 | 166 | 166 | 166 | 166 | 166 | 166
Magic Valley 2 | NEDIN_NEDIN_G2 | Hidalgo | Gas | South | 2001 | 166 | 166 | 166 | 166 | 166 | 166
Magic Valley 3 | NEDIN_NEDIN_G3 | Hidalgo | Gas | South | 2001 | 204 | 204 | 204 | 204 | 204 | 204
Marble Falls 1 | MARBFA_MARBFAG1 | Burnet | Hydro | South | 1951 | 21 | 21 | 21 | 21 | 21 | 21
Marble Falls 2 | MARBFA_MARBFAG2 | Burnet | Hydro | South | 1951 | 21 | 21 | 21 | 21 | 21 | 21
Marshall Ford 1 | MARSFO_MARSFOG1 | Travis | Hydro | South | 1941 | 36 | 36 | 36 | 36 | 36 | 36
Marshall Ford 2 | MARSFO_MARSFOG2 | Travis | Hydro | South | 1941 | 35 | 35 | 35 | 35 | 35 | 35
Marshall Ford 3 | MARSFO_MARSFOG3 | Travis | Hydro | South | 1941 | 36 | 36 | 36 | 36 | 36 | 36
Martin Lake 1 | MLSES_UNIT1 | Rusk | Coal | North | 1977 | 800 | 800 | 800 | 800 | 800 | 800
Martin Lake 2 | MLSES_UNIT2 | Rusk | Coal | North | 1978 | 800 | 800 | 800 | 800 | 800 | 800
Martin Lake 3 | MLSES_UNIT3 | Rusk | Coal | North | 1979 | 818 | 818 | 818 | 818 | 818 | 818
McQueeney (Abbott) | DG_MCQUE_5UNITS | Guadalupe | Hydro | South | 1927 | 8 | 8 | 8 | 8 | 8 | 8
Midlothian 1 | MDANP_CT1 | Ellis | Gas | North | 2001 | 216 | 216 | 216 | 216 | 216 | 216
Midlothian 2 | MDANP_CT2 | Ellis | Gas | North | 2001 | 216 | 216 | 216 | 216 | 216 | 216
Midlothian 3 | MDANP_CT3 | Ellis | Gas | North | 2001 | 216 | 216 | 216 | 216 | 216 | 216
Midlothian 4 | MDANP_CT4 | Ellis | Gas | North | 2001 | 216 | 216 | 216 | 216 | 216 | 216
Midlothian 5 | MDANP_CT5 | Ellis | Gas | North | 2002 | 225 | 225 | 225 | 225 | 225 | 225
Midlothian 6 | MDANP_CT6 | Ellis | Gas | North | 2002 | 225 | 225 | 225 | 225 | 225 | 225
Monticello 1 | MNSES_UNIT1 | Titus | Coal | North | 1974 | 583 | 583 | 583 | 583 | 583 | 583
Monticello 2 | MNSES_UNIT2 | Titus | Coal | North | 1975 | 583 | 583 | 583 | 583 | 583 | 583
Monticello 3 | MNSES_UNIT3 | Titus | Coal | North | 1978 | 765 | 765 | 765 | 765 | 765 | 765
Morgan Creek A | MGSES_CT1 | Mitchell | Gas | West | 1988 | 68 | 68 | 68 | 68 | 68 | 68
Morgan Creek B | MGSES_CT2 | Mitchell | Gas | West | 1988 | 68 | 68 | 68 | 68 | 68 | 68
Morgan Creek C | MGSES_CT3 | Mitchell | Gas | West | 1988 | 68 | 68 | 68 | 68 | 68 | 68
Morgan Creek D | MGSES_CT4 | Mitchell | Gas | West | 1988 | 68 | 68 | 68 | 68 | 68 | 68
Morgan Creek E | MGSES_CT5 | Mitchell | Gas | West | 1988 | 68 | 68 | 68 | 68 | 68 | 68
Morgan Creek F | MGSES_CT6 | Mitchell | Gas | West | 1988 | 68 | 68 | 68 | 68 | 68 | 68
Morris Sheppard | MSP_MSP_1 | Palo Pinto | Hydro | North | 1942 | 12 | 12 | 12 | 12 | 12 | 12
Morris Sheppard | MSP_MSP_2 | Palo Pinto | Hydro | North | 1942 | 12 | 12 | 12 | 12 | 12 | 12
Mountain Creek 6 | MCSES_UNIT6 | Dallas | Gas | North | 1956 | 120 | 120 | 120 | 120 | 120 | 120
Mountain Creek 7 | MCSES_UNIT7 | Dallas | Gas | North | 1958 | 115 | 115 | 115 | 115 | 115 | 115
Mountain Creek 8 | MCSES_UNIT8 | Dallas | Gas | North | 1967 | 565 | 565 | 565 | 565 | 565 | 565
Nelson Gardens Landfill 1 | DG_PEARS_2UNITS | Bexar | Other | South | 1990 | 3.6 | 3.6 | 3.6 | 3.6 | 3.6 | 3.6
Nueces Bay 7 | NUECES_B_NUECESG7 | Nueces | Gas | South | 1972 | 351 | 351 | 351 | 351 | 351 | 351
Nueces Bay 8 | NUECES_B_NUECESG8 | Nueces | Gas | South | 2010 | 175 | 175 | 175 | 175 | 175 | 175
Nueces Bay 9 | NUECES_B_NUECESG9 | Nueces | Gas | South | 2010 | 175 | 175 | 175 | 175 | 175 | 175
O W Sommers 1 | CALAVERS_OWS1 | Bexar | Gas | South | 1972 | 400 | 400 | 400 | 400 | 400 | 400
O W Sommers 2 | CALAVERS_OWS2 | Bexar | Gas | South | 1974 | 395 | 395 | 395 | 395 | 395 | 395
Oak Grove SES Unit 1 | OGSES_UNIT1 | Robertson | Coal | North | 2009 | 785 | 785 | 785 | 785 | 785 | 785
Oak Grove SES Unit 2 | OGSES_UNIT2 | Robertson | Coal | North | 2009 | 796 | 796 | 796 | 796 | 796 | 796
Oak Ridge North 1-3 | DG__RA_3UNITS | Montgomery | Other | Houston | 1993 | 4.8 | 4.8 | 4.8 | 4.8 | 4.8 | 4.8
Odessa-Ector Generating Station C11 | OECCS_CT11 | Ector | Gas | West | 2001 | 146 | 146 | 146 | 146 | 146 | 146
Odessa-Ector Generating Station C12 | OECCS_CT12 | Ector | Gas | West | 2001 | 139 | 139 | 139 | 139 | 139 | 139
Odessa-Ector Generating Station C21 | OECCS_CT21 | Ector | Gas | West | 2001 | 135 | 135 | 135 | 135 | 135 | 135
Odessa-Ector Generating Station C22 | OECCS_CT22 | Ector | Gas | West | 2001 | 153 | 153 | 153 | 153 | 153 | 153
Odessa-Ector Generating Station ST1 | OECCS_UNIT1 | Ector | Gas | West | 2001 | 210 | 210 | 210 | 210 | 210 | 210
Odessa-Ector Generating Station ST2 | OECCS_UNIT2 | Ector | Gas | West | 2001 | 210 | 210 | 210 | 210 | 210 | 210
Oklaunion 1 | OKLA_OKLA_G1 | Wilbarger | Coal | West | 1986 | 650 | 650 | 650 | 650 | 650 | 650
Paris Energy Center 1 | TNSKA_GT1 | Lamar | Gas | North | 1989 | 77 | 77 | 77 | 77 | 77 | 77
Paris Energy Center 2 | TNSKA_GT2 | Lamar | Gas | North | 1989 | 80 | 80 | 80 | 80 | 80 | 80
Paris Energy Center 3 | TNSKA_STG | Lamar | Gas | North | 1990 | 88 | 88 | 88 | 88 | 88 | 88
PasGen | PSG_GT2 | Harris | Gas | Houston | 1980 | 161 | 161 | 161 | 161 | 161 | 161
PasGen | PSG_GT3 | Harris | Gas | Houston | 1980 | 161 | 161 | 161 | 161 | 161 | 161
PasGen | PSG_ST2 | Harris | Gas | Houston | 1980 | 177 | 177 | 177 | 177 | 177 | 177
Pearsall 1 | PEARSALL_PEARS_1 | Frio | Gas | South | 1961 | 25 | 25 | 25 | 25 | 25 | 25
Pearsall 2 | PEARSALL_PEARS_2 | Frio | Gas | South | 1961 | 25 | 25 | 25 | 25 | 25 | 25
Pearsall 3 | PEARSALL_PEARS_3 | Frio | Gas | South | 1961 | 25 | 25 | 25 | 25 | 25 | 25
Pearsall Engine Plant | PEARSAL2_ENG1 | Frio | Gas | South | 2010 | 8.4 | 8.4 | 8.4 | 8.4 | 8.4 | 8.4
Pearsall Engine Plant | PEARSAL2_ENG2 | Frio | Gas | South | 2010 | 8.4 | 8.4 | 8.4 | 8.4 | 8.4 | 8.4
Pearsall Engine Plant | PEARSAL2_ENG3 | Frio | Gas | South | 2010 | 8.4 | 8.4 | 8.4 | 8.4 | 8.4 | 8.4
Pearsall Engine Plant | PEARSAL2_ENG4 | Frio | Gas | South | 2010 | 8.4 | 8.4 | 8.4 | 8.4 | 8.4 | 8.4
Pearsall Engine Plant | PEARSAL2_ENG5 | Frio | Gas | South | 2010 | 8.4 | 8.4 | 8.4 | 8.4 | 8.4 | 8.4
Pearsall Engine Plant | PEARSAL2_ENG6 | Frio | Gas | South | 2010 | 8.4 | 8.4 | 8.4 | 8.4 | 8.4 | 8.4
Pearsall Engine Plant | PEARSAL2_ENG7 | Frio | Gas | South | 2010 | 8.4 | 8.4 | 8.4 | 8.4 | 8.4 | 8.4
Pearsall Engine Plant | PEARSAL2_ENG8 | Frio | Gas | South | 2010 | 8.4 | 8.4 | 8.4 | 8.4 | 8.4 | 8.4
Pearsall Engine Plant | PEARSAL2_ENG9 | Frio | Gas | South | 2010 | 8.4 | 8.4 | 8.4 | 8.4 | 8.4 | 8.4
Pearsall Engine Plant | PEARSAL2_ENG10 | Frio | Gas | South | 2010 | 8.4 | 8.4 | 8.4 | 8.4 | 8.4 | 8.4
Pearsall Engine Plant | PEARSAL2_ENG11 | Frio | Gas | South | 2010 | 8.4 | 8.4 | 8.4 | 8.4 | 8.4 | 8.4
Pearsall Engine Plant | PEARSAL2_ENG12 | Frio | Gas | South | 2010 | 8.4 | 8.4 | 8.4 | 8.4 | 8.4 | 8.4
Pearsall Engine Plant | PEARSAL2_ENG13 | Frio | Gas | South | 2010 | 8.4 | 8.4 | 8.4 | 8.4 | 8.4 | 8.4
Pearsall Engine Plant | PEARSAL2_ENG14 | Frio | Gas | South | 2010 | 8.4 | 8.4 | 8.4 | 8.4 | 8.4 | 8.4
Pearsall Engine Plant | PEARSAL2_ENG15 | Frio | Gas | South | 2010 | 8.4 | 8.4 | 8.4 | 8.4 | 8.4 | 8.4
Pearsall Engine Plant | PEARSAL2_ENG16 | Frio | Gas | South | 2010 | 8.4 | 8.4 | 8.4 | 8.4 | 8.4 | 8.4
Pearsall Engine Plant | PEARSAL2_ENG17 | Frio | Gas | South | 2010 | 8.4 | 8.4 | 8.4 | 8.4 | 8.4 | 8.4
Pearsall Engine Plant | PEARSAL2_ENG18 | Frio | Gas | South | 2010 | 8.4 | 8.4 | 8.4 | 8.4 | 8.4 | 8.4
Pearsall Engine Plant | PEARSAL2_ENG19 | Frio | Gas | South | 2010 | 8.4 | 8.4 | 8.4 | 8.4 | 8.4 | 8.4
Pearsall Engine Plant | PEARSAL2_ENG20 | Frio | Gas | South | 2010 | 8.4 | 8.4 | 8.4 | 8.4 | 8.4 | 8.4
Pearsall Engine Plant | PEARSAL2_ENG21 | Frio | Gas | South | 2010 | 8.4 | 8.4 | 8.4 | 8.4 | 8.4 | 8.4
Pearsall Engine Plant | PEARSAL2_ENG22 | Frio | Gas | South | 2010 | 8.4 | 8.4 | 8.4 | 8.4 | 8.4 | 8.4
Pearsall Engine Plant | PEARSAL2_ENG23 | Frio | Gas | South | 2010 | 8.4 | 8.4 | 8.4 | 8.4 | 8.4 | 8.4
Pearsall Engine Plant | PEARSAL2_ENG24 | Frio | Gas | South | 2010 | 8.4 | 8.4 | 8.4 | 8.4 | 8.4 | 8.4
Permian Basin A | PB2SES_CT1 | Ward | Gas | West | 1988 | 68 | 68 | 68 | 68 | 68 | 68
Permian Basin B | PB2SES_CT2 | Ward | Gas | West | 1988 | 65 | 65 | 65 | 65 | 65 | 65
Permian Basin C | PB2SES_CT3 | Ward | Gas | West | 1988 | 68 | 68 | 68 | 68 | 68 | 68
Permian Basin D | PB2SES_CT4 | Ward | Gas | West | 1990 | 69 | 69 | 69 | 69 | 69 | 69
Permian Basin E | PB2SES_CT5 | Ward | Gas | West | 1990 | 70 | 70 | 70 | 70 | 70 | 70
Powerlane Plant 1 | STEAM_STEAM_1 | Hunt | Gas | North | 1966 | 20 | 20 | 20 | 20 | 20 | 20
Powerlane Plant 2 | STEAM_STEAM_2 | Hunt | Gas | North | 1967 | 1 | 1 | 1 | 1 | 1 | 1
Powerlane Plant 3 | STEAM_STEAM_3 | Hunt | Gas | North | 1978 | 41 | 41 | 41 | 41 | 41 | 41
Quail Run Energy GT1 | QALSW_GT2 | Ector | Gas | West | 2007 | 70 | 70 | 70 | 70 | 70 | 70
Quail Run Energy GT2 | QALSW_GT3 | Ector | Gas | West | 2008 | 70 | 70 | 70 | 70 | 70 | 70
Quail Run Energy GT3 | QALSW_STG1 | Ector | Gas | West | 2007 | 90 | 90 | 90 | 90 | 90 | 90
Quail Run Energy GT4 | QALSW_STG2 | Ector | Gas | West | 2008 | 90 | 90 | 90 | 90 | 90 | 90
Quail Run Energy STG1 | QALSW_GT1 | Ector | Gas | West | 2007 | 70 | 70 | 70 | 70 | 70 | 70
Quail Run Energy STG2 | QALSW_GT4 | Ector | Gas | West | 2008 | 70 | 70 | 70 | 70 | 70 | 70
R W Miller 1 | MIL_MILLERG1 | Palo Pinto | Gas | North | 1968 | 75 | 75 | 75 | 75 | 75 | 75
R W Miller 2 | MIL_MILLERG2 | Palo Pinto | Gas | North | 1972 | 120 | 120 | 120 | 120 | 120 | 120
R W Miller 3 | MIL_MILLERG3 | Palo Pinto | Gas | North | 1975 | 208 | 208 | 208 | 208 | 208 | 208
R W Miller 4 | MIL_MILLERG4 | Palo Pinto | Gas | North | 1994 | 104 | 104 | 104 | 104 | 104 | 104
R W Miller 5 | MIL_MILLERG5 | Palo Pinto | Gas | North | 1994 | 104 | 104 | 104 | 104 | 104 | 104
Ray Olinger 1 | OLINGR_OLING_1 | Collin | Gas | North | 1967 | 78 | 78 | 78 | 78 | 78 | 78
Ray Olinger 2 | OLINGR_OLING_2 | Collin | Gas | North | 1971 | 107 | 107 | 107 | 107 | 107 | 107
Ray Olinger 3 | OLINGR_OLING_3 | Collin | Gas | North | 1975 | 146 | 146 | 146 | 146 | 146 | 146
Ray Olinger 4 | OLINGR_OLING_4 | Collin | Gas | North | 2001 | 75 | 75 | 75 | 75 | 75 | 75
Rayburn 1 | RAYBURN_RAYBURG1 | Victoria | Gas | South | 1963 | 11 | 11 | 11 | 11 | 11 | 11
Rayburn 10 | RAYBURN_RAYBURG10 | Victoria | Gas | South | 2003 | 40 | 40 | 40 | 40 | 40 | 40
Rayburn 2 | RAYBURN_RAYBURG2 | Victoria | Gas | South | 1963 | 11 | 11 | 11 | 11 | 11 | 11
Rayburn 3 | RAYBURN_RAYBURG3 | Victoria | Gas | South | 1965 | 24 | 24 | 24 | 24 | 24 | 24
Rayburn 7 | RAYBURN_RAYBURG7 | Victoria | Gas | South | 2003 | 50 | 50 | 50 | 50 | 50 | 50
Rayburn 8 | RAYBURN_RAYBURG8 | Victoria | Gas | South | 2003 | 50 | 50 | 50 | 50 | 50 | 50
Rayburn 9 | RAYBURN_RAYBURG9 | Victoria | Gas | South | 2003 | 50 | 50 | 50 | 50 | 50 | 50
RGV Sugar Mill | DG_S_SNR_UNIT1 | Hidalgo | Biomass | South | 1973 | 4.5 | 4.5 | 4.5 | 4.5 | 4.5 | 4.5
Rhodia Houston Plant | DG__HG_2UNITS | Harris | Other | Houston | 1970 | 7.5 | 7.5 | 7.5 | 7.5 | 7.5 | 7.5
Rio Nogales 1 | RIONOG_CT1 | Guadalupe | Gas | South | 2002 | 142 | 142 | 142 | 142 | 142 | 142
Rio Nogales 2 | RIONOG_CT2 | Guadalupe | Gas | South | 2002 | 142 | 142 | 142 | 142 | 142 | 142
Rio Nogales 3 | RIONOG_CT3 | Guadalupe | Gas | South | 2002 | 142 | 142 | 142 | 142 | 142 | 142
Rio Nogales 4 | RIONOG_ST1 | Guadalupe | Gas | South | 2002 | 323 | 323 | 323 | 323 | 323 | 323
Sam Bertron 1 | SRB_SRB_G1 | Harris | Gas | Houston | 1956 | 174 | 174 | 174 | 174 | 174 | 174
Sam Bertron 2 | SRB_SRB_G2 | Harris | Gas | Houston | 1956 | 174 | 174 | 174 | 174 | 174 | 174
Sam Bertron 3 | SRB_SRB_G3 | Harris | Gas | Houston | 1959 | 230 | 230 | 230 | 230 | 230 | 230
Sam Bertron 4 | SRB_SRB_G4 | Harris | Gas | Houston | 1960 | 230 | 230 | 230 | 230 | 230 | 230
Sam Bertron T2 | SRB_SRBGT_2 | Harris | Gas | Houston | 1967 | 13 | 13 | 13 | 13 | 13 | 13
San Jacinto SES 1 | SJS_SJS_G1 | Harris | Gas | Houston | 1995 | 81 | 81 | 81 | 81 | 81 | 81
San Jacinto SES 2 | SJS_SJS_G2 | Harris | Gas | Houston | 1995 | 81 | 81 | 81 | 81 | 81 | 81
San Miguel 1 | SANMIGL_SANMIGG1 | Atascosa | Coal | South | 1982 | 391 | 391 | 391 | 391 | 391 | 391
Sandhill Energy Center 1 | SANDHSYD_SH1 | Travis | Gas | South | 2001 | 45 | 45 | 45 | 45 | 45 | 45
Sandhill Energy Center 2 | SANDHSYD_SH2 | Travis | Gas | South | 2001 | 46 | 46 | 46 | 46 | 46 | 46
Sandhill Energy Center 3 | SANDHSYD_SH3 | Travis | Gas | South | 2001 | 46 | 46 | 46 | 46 | 46 | 46
Sandhill Energy Center 4 | SANDHSYD_SH4 | Travis | Gas | South | 2001 | 47 | 47 | 47 | 47 | 47 | 47
Sandhill Energy Center 5A | SANDHSYD_SH_5A | Travis | Gas | South | 2004 | 155 | 155 | 155 | 155 | 155 | 155
Sandhill Energy Center 5C | SANDHSYD_SH_5C | Travis | Gas | South | 2004 | 145 | 145 | 145 | 145 | 145 | 145
Sandhill Energy Center 6 | SANDHSYD_SH6 | Travis | Gas | South | 2010 | 45 | 45 | 45 | 45 | 45 | 45
Sandhill Energy Center 7 | SANDHSYD_SH7 | Travis | Gas | South | 2010 | 45 | 45 | 45 | 45 | 45 | 45
Sandow 5 | SD5SES_UNIT5 | Milam | Coal | South | 2009 | 560 | 560 | 560 | 560 | 560 | 560
Silas Ray 10 | SILASRAY_SILAS_10 | Cameron | Gas | South | 2004 | 48 | 48 | 48 | 48 | 48 | 48
Silas Ray 5 | SILASRAY_SILAS_5 | Cameron | Gas | South | 1951 | 10 | 10 | 10 | 10 | 10 | 10
Silas Ray 6 | SILASRAY_SILAS_6 | Cameron | Gas | South | 1950 | 20 | 20 | 20 | 20 | 20 | 20
Silas Ray 9 | SILASRAY_SILAS_9 | Cameron | Gas | South | 1950 | 38 | 38 | 38 | 38 | 38 | 38
Sim Gideon 1 | GIDEON_GIDEONG1 | Bastrop | Gas | South | 1965 | 137 | 137 | 137 | 137 | 137 | 137
Sim Gideon 2 | GIDEON_GIDEONG2 | Bastrop | Gas | South | 1968 | 139 | 139 | 139 | 139 | 139 | 139
Sim Gideon 3 | GIDEON_GIDEONG3 | Bastrop | Gas | South | 1972 | 335 | 335 | 335 | 335 | 335 | 335
Skyline Landfill Gas | DG_FERIS_4UNITS | Dallas | Other | North | 2007 | 6.4 | 6.4 | 6.4 | 6.4 | 6.4 | 6.4
Small Hydro of Texas 1 | CUECPL_UNIT1 | Dewitt | Hydro | South | 1992 | 1 | 1 | 1 | 1 | 1 | 1
South Texas 1 | STP_STP_G1 | Matagorda | Nuclear | Houston | 1988 | 1362 | 1362 | 1362 | 1362 | 1362 | 1362
South Texas 2 | STP_STP_G2 | Matagorda | Nuclear | Houston | 1989 | 1362 | 1362 | 1362 | 1362 | 1362 | 1362
Stryker Creek 1 | SC2SES_UNIT1 | Cherokee | Gas | North | 1958 | 174 | 174 | 174 | 174 | 174 | 174
Stryker Creek 2 | SCSES_UNIT2 | Cherokee | Gas | North | 1965 | 502 | 502 | 502 | 502 | 502 | 502
T H Wharton 3 | THW_THWST_3 | Harris | Gas | Houston | 1974 | 104 | 104 | 104 | 104 | 104 | 104
T H Wharton 31 | THW_THWGT31 | Harris | Gas | Houston | 1972 | 57 | 57 | 57 | 57 | 57 | 57
T H Wharton 32 | THW_THWGT32 | Harris | Gas | Houston | 1972 | 57 | 57 | 57 | 57 | 57 | 57
T H Wharton 33 | THW_THWGT33 | Harris | Gas | Houston | 1972 | 57 | 57 | 57 | 57 | 57 | 57
T H Wharton 34 | THW_THWGT34 | Harris | Gas | Houston | 1972 | 57 | 57 | 57 | 57 | 57 | 57
T H Wharton 4 | THW_THWST_4 | Harris | Gas | Houston | 1974 | 104 | 104 | 104 | 104 | 104 | 104
T H Wharton 41 | THW_THWGT41 | Harris | Gas | Houston | 1972 | 57 | 57 | 57 | 57 | 57 | 57
T H Wharton 42 | THW_THWGT42 | Harris | Gas | Houston | 1972 | 57 | 57 | 57 | 57 | 57 | 57
T H Wharton 43 | THW_THWGT43 | Harris | Gas | Houston | 1974 | 57 | 57 | 57 | 57 | 57 | 57
T H Wharton 44 | THW_THWGT44 | Harris | Gas | Houston | 1974 | 57 | 57 | 57 | 57 | 57 | 57
T H Wharton 51 | THW_THWGT51 | Harris | Gas | Houston | 1975 | 58 | 58 | 58 | 58 | 58 | 58
T H Wharton 52 | THW_THWGT52 | Harris | Gas | Houston | 1975 | 58 | 58 | 58 | 58 | 58 | 58
T H Wharton 53 | THW_THWGT53 | Harris | Gas | Houston | 1975 | 58 | 58 | 58 | 58 | 58 | 58
T H Wharton 54 | THW_THWGT54 | Harris | Gas | Houston | 1975 | 58 | 58 | 58 | 58 | 58 | 58
T H Wharton 55 | THW_THWGT55 | Harris | Gas | Houston | 1975 | 58 | 58 | 58 | 58 | 58 | 58
T H Wharton 56 | THW_THWGT56 | Harris | Gas | Houston | 1975 | 58 | 58 | 58 | 58 | 58 | 58
T H Wharton G1 | THW_THWGT_1 | Harris | Gas | Houston | 1967 | 13 | 13 | 13 | 13 | 13 | 13
Tessman Road 1 | DG_WALZE_4UNITS | Bexar | Biomass | South | 2003 | 10 | 10 | 10 | 10 | 10 | 10
Texas City 1 | TXCTY_CTA | Galveston | Gas | Houston | 1987 | 100 | 100 | 100 | 100 | 100 | 100
Texas City 2 | TXCTY_CTB | Galveston | Gas | Houston | 1987 | 93 | 93 | 93 | 93 | 93 | 93
Texas City 3 | TXCTY_CTC | Galveston | Gas | Houston | 1987 | 93 | 93 | 93 | 93 | 93 | 93
Texas City 4 | TXCTY_ST | Galveston | Gas | Houston | 1987 | 128 | 128 | 128 | 128 | 128 | 128
Texas Gulf Sulphur | TGF_TGFGT_1 | Wharton | Gas | Houston | 1985 | 70 | 70 | 70 | 70 | 70 | 70
Thomas C Ferguson 1 | FERGUS_FERGUSG1 | Llano | Gas | South | 1974 | 424 | 424 | 424 | 424 | 424 | 424
Tradinghouse 2 | THSES_UNIT2 | Mclennan | Gas | North | 1972 | 787 | 0 | 0 | 0 | 0 | 0
Trinidad 6 | TRSES_UNIT6 | Henderson | Gas | North | 1965 | 230 | 230 | 230 | 230 | 230 | 230
Trinity Oaks LFG | DG_KLBRG_1UNIT | Dallas | Biomass | North | 2009 | 3.2 | 3.2 | 3.2 | 3.2 | 3.2 | 3.2
Twin Oaks 1 | TNP_ONE_TNP_O_1 | Robertson | Coal | North | 1990 | 156 | 156 | 156 | 156 | 156 | 156
Twin Oaks 2 | TNP_ONE_TNP_O_2 | Robertson | Coal | North | 1991 | 156 | 156 | 156 | 156 | 156 | 156
V H Braunig 1 | BRAUNIG_VHB1 | Bexar | Gas | South | 1966 | 215 | 215 | 215 | 215 | 215 | 215
V H Braunig 2 | BRAUNIG_VHB2 | Bexar | Gas | South | 1968 | 220 | 220 | 220 | 220 | 220 | 220
V H Braunig 3 | BRAUNIG_VHB3 | Bexar | Gas | South | 1970 | 397 | 397 | 397 | 397 | 397 | 397
V H Braunig 5 | BRAUNIG_VHB6CT5 | Bexar | Gas | South | 2010 | 45 | 45 | 45 | 45 | 45 | 45
V H Braunig 6 | BRAUNIG_VHB6CT6 | Bexar | Gas | South | 2010 | 45 | 45 | 45 | 45 | 45 | 45
V H Braunig 7 | BRAUNIG_VHB6CT7 | Bexar | Gas | South | 2010 | 45 | 45 | 45 | 45 | 45 | 45
V H Braunig 8 | BRAUNIG_VHB6CT8 | Bexar | Gas | South | 2010 | 45 | 45 | 45 | 45 | 45 | 45
Valley 1 | VLSES_UNIT1 | Fannin | Gas | North | 1962 | 174 | 0 | 0 | 0 | 0 | 0
Valley 2 | VLSES_UNIT2 | Fannin | Gas | North | 1967 | 520 | 0 | 0 | 0 | 0 | 0
Valley 3 | VLSES_UNIT3 | Fannin | Gas | North | 1971 | 375 | 0 | 0 | 0 | 0 | 0
Victoria Power Station 5 | VICTORIA_VICTORG5 | Victoria | Gas | South | 2008 | 133 | 133 | 133 | 133 | 133 | 133
Victoria Power Station 6 | VICTORIA_VICTORG6 | Victoria | Gas | South | 2008 | 164 | 164 | 164 | 164 | 164 | 164
W A Parish 1 | WAP_WAP_G1 | Ft. Bend | Gas | Houston | 1958 | 174 | 174 | 174 | 174 | 174 | 174
W A Parish 2 | WAP_WAP_G2 | Ft. Bend | Gas | Houston | 1958 | 174 | 174 | 174 | 174 | 174 | 174
W A Parish 3 | WAP_WAP_G3 | Ft. Bend | Gas | Houston | 1961 | 278 | 278 | 278 | 278 | 278 | 278
W A Parish 4 | WAP_WAP_G4 | Ft. Bend | Gas | Houston | 1968 | 552 | 552 | 552 | 552 | 552 | 552
W A Parish 5 | WAP_WAP_G5 | Ft. Bend | Coal | Houston | 1977 | 645 | 645 | 645 | 645 | 645 | 645
W A Parish 6 | WAP_WAP_G6 | Ft. Bend | Coal | Houston | 1978 | 650 | 650 | 650 | 650 | 650 | 650
W A Parish 7 | WAP_WAP_G7 | Ft. Bend | Coal | Houston | 1980 | 565 | 565 | 565 | 565 | 565 | 565
W A Parish 8 | WAP_WAP_G8 | Ft. Bend | Coal | Houston | 1982 | 600 | 600 | 600 | 600 | 600 | 600
W A Parish T1 | WAP_WAPGT_1 | Ft. Bend | Gas | Houston | 1967 | 13 | 13 | 13 | 13 | 13 | 13
Whitney 1 | WND_WHITNEY1 | Bosque | Hydro | North | 1953 | 15 | 15 | 15 | 15 | 15 | 15
Whitney 2 | WND_WHITNEY2 | Bosque | Hydro | North | 1953 | 15 | 15 | 15 | 15 | 15 | 15
Wichita Falls 1 | WFCOGEN_UNIT1 | Wichita | Gas | West | 1987 | 20 | 20 | 20 | 20 | 20 | 20
Wichita Falls 2 | WFCOGEN_UNIT2 | Wichita | Gas | West | 1987 | 20 | 20 | 20 | 20 | 20 | 20
Wichita Falls 3 | WFCOGEN_UNIT3 | Wichita | Gas | West | 1987 | 20 | 20 | 20 | 20 | 20 | 20
Wichita Falls 4 | WFCOGEN_UNIT4 | Wichita | Gas | West | 1987 | 17 | 17 | 17 | 17 | 17 | 17
Winchester Power Park 1 | WIPOPA_WPP_G1 | Fayette | Gas | South | 2009 | 45 | 45 | 45 | 45 | 45 | 45
Winchester Power Park 2 | WIPOPA_WPP_G2 | Fayette | Gas | South | 2009 | 45 | 45 | 45 | 45 | 45 | 45
Winchester Power Park 3 | WIPOPA_WPP_G3 | Fayette | Gas | South | 2009 | 45 | 45 | 45 | 45 | 45 | 45
Winchester Power Park 4 | WIPOPA_WPP_G4 | Fayette | Gas | South | 2009 | 45 | 45 | 45 | 45 | 45 | 45
Wise-Tractebel Power Proj. 1 | WCPP_CT1 | Wise | Gas | North | 2004 | 212 | 212 | 212 | 212 | 212 | 212
Wise-Tractebel Power Proj. 2 | WCPP_CT2 | Wise | Gas | North | 2004 | 212 | 212 | 212 | 212 | 212 | 212
Wise-Tractebel Power Proj. 3 | WCPP_ST1 | Wise | Gas | North | 2004 | 241 | 241 | 241 | 241 | 241 | 241
Wolf Hollow Power Proj. 1 | WHCCS_CT1 | Hood | Gas | North | 2002 | 212 | 212 | 212 | 212 | 212 | 212
Wolf Hollow Power Proj. 2 | WHCCS_CT2 | Hood | Gas | North | 2002 | 212 | 212 | 212 | 212 | 212 | 212
Wolf Hollow Power Proj. 3 | WHCCS_STG | Hood | Gas | North | 2002 | 280 | 280 | 280 | 280 | 280 | 280
Operational | [5 empty] | 66227.65 | 64371.65 | 64371.65 | 64371.65 | 64371.65 | 64371.65
[6 empty] | 35 | 35 | 35 | 35 | 35 | 35
[6 empty] | 0 | 0 | 0 | 0 | 0 | 0
[6 empty] | 578 | 578 | 578 | 578 | 578 | 578
[6 empty] | 74 | 74 | 74 | 74 | 74 | 74
[6 empty] | 590 | 590 | 590 | 590 | 590 | 590
[6 empty] | 300 | 300 | 300 | 300 | 300 | 300
[6 empty] | 176 | 176 | 176 | 176 | 176 | 176
[6 empty] | 18 | 18 | 18 | 18 | 18 | 18
[6 empty] | 350 | 350 | 350 | 350 | 350 | 350
[6 empty] | 10 | 10 | 10 | 10 | 10 | 10
[6 empty] | 269 | 269 | 269 | 269 | 269 | 269
[6 empty] | 0 | 0 | 0 | 0 | 0 | 0
[6 empty] | 280 | 280 | 280 | 280 | 280 | 280
[6 empty] | 6 | 6 | 6 | 6 | 6 | 6
[6 empty] | 0 | 0 | 0 | 0 | 0 | 0
[6 empty] | 0 | 0 | 0 | 0 | 0 | 0
[6 empty] | 80 | 80 | 80 | 80 | 80 | 80
[6 empty] | 56 | 56 | 56 | 56 | 56 | 56
[6 empty] | 400 | 400 | 400 | 400 | 400 | 400
[6 empty] | 0 | 0 | 0 | 0 | 0 | 0
[6 empty] | 110 | 110 | 110 | 110 | 110 | 110
[6 empty] | 35 | 35 | 35 | 35 | 35 | 35
[6 empty] | 6 | 6 | 6 | 6 | 6 | 6
[6 empty] | 485 | 485 | 485 | 485 | 485 | 485
[6 empty] | 325 | 325 | 325 | 325 | 325 | 325
[6 empty] | 573 | 573 | 573 | 573 | 573 | 573
[6 empty] | 3 | 3 | 3 | 3 | 3 | 3
[6 empty] | 28 | 28 | 28 | 28 | 28 | 28
[6 empty] | 15 | 15 | 15 | 15 | 15 | 15
[6 empty] | 1 | 1 | 1 | 1 | 1 | 1
Generation from Private Use Networks | [5 empty] | 4803 | 4803 | 4803 | 4803 | 4803 | 4803
Spencer 5 | SPNCER_SPNCE_5 | Denton | Gas | North | 1973 | 61 | 0 | 0 | 0 | 0 | 0
Permian Basin 5 | PB5SES_UNIT5 | Ward | Gas | West | 1959 | 112 | 0 | 0 | 0 | 0 | 0
Permian Basin 6 | PBSES_UNIT6 | Ward | Gas | West | 1973 | 515 | 0 | 0 | 0 | 0 | 0
RMR | [5 empty] | 688 | 0 | 0 | 0 | 0 | 0
Eagle Pass | DC Tie | Maverick | Other | South |  | 36 | 36 | 36 | 36 | 36 | 36
East | DC Tie | Fannin | Other | North |  | 600 | 600 | 600 | 600 | 600 | 600
Laredo VFT | DC Tie | Webb | Other | South |  | 100 | 100 | 100 | 100 | 100 | 100
North | DC Tie | Wilbarger | Other | West |  | 220 | 220 | 220 | 220 | 220 | 220
Sharyland | DC Tie | Hidalgo | Other | South |  | 150 | 150 | 150 | 150 | 150 | 150
DC-Ties | [5 empty] | 1106 | 1106 | 1106 | 1106 | 1106 | 1106
Kiamichi Energy Facility 1CT101 | KMCHI_1CT101 | Pittsburg | Gas | North | 2003 | 142 | 142 | 142 | 142 | 142 | 142
Kiamichi Energy Facility 1CT201 | KMCHI_1CT201 | Pittsburg | Gas | North | 2003 | 144 | 144 | 144 | 144 | 144 | 144
Kiamichi Energy Facility 1ST | KMCHI_1ST | Pittsburg | Gas | North | 2003 | 310 | 310 | 310 | 310 | 310 | 310
Kiamichi Energy Facility 2CT101 | KMCHI_2CT101 | Pittsburg | Gas | North | 2003 | 136 | 136 | 136 | 136 | 136 | 136
Kiamichi Energy Facility 2CT201 | KMCHI_2CT201 | Pittsburg | Gas | North | 2003 | 138 | 138 | 138 | 138 | 138 | 138
Kiamichi Energy Facility 2ST | KMCHI_2ST | Pittsburg | Gas | North | 2003 | 303 | 303 | 303 | 303 | 303 | 303
Tenaska-Frontier 1 | FTR_FTR_G1 | Grimes | Gas | North | 2000 | 156 | 156 | 156 | 156 | 156 | 156
Tenaska-Frontier 2 | FTR_FTR_G2 | Grimes | Gas | North | 2000 | 159 | 159 | 159 | 159 | 159 | 159
Tenaska-Frontier 3 | FTR_FTR_G3 | Grimes | Gas | North | 2000 | 158 | 158 | 158 | 158 | 158 | 158
Tenaska-Frontier 4 | FTR_FTR_G4 | Grimes | Gas | North | 2000 | 380 | 380 | 380 | 380 | 380 | 380
Tenaska-Gateway 1 | TGCCS_CT1 | Rusk | Gas | North | 2001 | 149 | 149 | 149 | 149 | 149 | 149
Tenaska-Gateway 2 | TGCCS_CT2 | Rusk | Gas | North | 2001 | 128 | 128 | 128 | 128 | 128 | 128
Tenaska-Gateway 3 | TGCCS_CT3 | Rusk | Gas | North | 2001 | 146 | 146 | 146 | 146 | 146 | 146
Tenaska-Gateway 4 | TGCCS_UNIT4 | Rusk | Gas | North | 2001 | 399 | 399 | 399 | 399 | 399 | 399
Switchable Resources | [5 empty] | 2848 | 2848 | 2848 | 2848 | 2848 | 2848
Barton Chapel Wind | BRTSW_BCW1 | Jack | Wind | North | 2007 | 120 | 120 | 120 | 120 | 120 | 120
Buffalo Gap Wind Farm 1 | BUFF_GAP_UNIT1 | Taylor | Wind | West | 2006 | 120 | 120 | 120 | 120 | 120 | 120
Buffalo Gap Wind Farm 2 | BUFF_GAP_UNIT2 | Taylor | Wind | West | 2006 | 233 | 233 | 233 | 233 | 233 | 233
Buffalo Gap Wind Farm 3 | BUFF_GAP_UNIT3 | Taylor | Wind | West | 2007 | 150 | 150 | 150 | 150 | 150 | 150
Bull Creek Wind Plant | BULLCRK_WND1 | Borden | Wind | West | 2008 | 91 | 91 | 91 | 91 | 91 | 91
Bull Creek Wind Plant | BULLCRK_WND2 | Borden | Wind | West | 2008 | 89 | 89 | 89 | 89 | 89 | 89
Callahan Wind | CALLAHAN_WND1 | Callahan | Wind | West | 2004 | 114 | 114 | 114 | 114 | 114 | 114
Camp Springs 1 | CSEC_CSECG1 | Scurry | Wind | West | 2004 | 130 | 130 | 130 | 130 | 130 | 130
Camp Springs 2 | CSEC_CSECG2 | Scurry | Wind | West | 2007 | 120 | 120 | 120 | 120 | 120 | 120
Capricorn Ridge Wind 1 | CAPRIDGE_CR1 | Sterling | Wind | West | 2007 | 200 | 200 | 200 | 200 | 200 | 200
Capricorn Ridge Wind 2 | CAPRIDGE_CR3 | Sterling | Wind | West | 2007 | 186 | 186 | 186 | 186 | 186 | 186
Capricorn Ridge Wind 3 | CAPRIDGE_CR2 | Sterling | Wind | West | 2008 | 140 | 140 | 140 | 140 | 140 | 140
Capricorn Ridge Wind 4 | CAPRIDG4_CR4 | Sterling | Wind | West | 2007 | 115 | 115 | 115 | 115 | 115 | 115
Champion Wind Farm | TKWSW_CHAMPION | Nolan | Wind | West | 2008 | 120 | 120 | 120 | 120 | 120 | 120
Delaware Mountain Wind Farm | DELAWARE_WIND_NWP | Culberson | Wind | West | 2001 | 30 | 30 | 30 | 30 | 30 | 30
Desert Sky Wind Farm 1 | INDNENR_INDNENR | Pecos | Wind | West | 2001 | 25 | 25 | 25 | 25 | 25 | 25
Desert Sky Wind Farm 2 | INDNENR_INDNENR_2 | Pecos | Wind | West | 2002 | 135 | 135 | 135 | 135 | 135 | 135
Elbow Creek Wind Project | ELB_ELBCREEK | Howard | Wind | West | 2008 | 117 | 117 | 117 | 117 | 117 | 117
Forest Creek Wind Farm | MCDLD_FCW1 | Glasscock | Wind | West | 2008 | 124 | 124 | 124 | 124 | 124 | 124
Goat Wind | GOAT_GOATWIND | Sterling | Wind | West | 2008 | 150 | 150 | 150 | 150 | 150 | 150
Green Mountain Energy 1 | BRAZ_WND_WND1 | Scurry | Wind | West | 2008 | 99 | 99 | 99 | 99 | 99 | 99
Green Mountain Energy 2 | BRAZ_WND_WND2 | Scurry | Wind | West | 2003 | 61 | 61 | 61 | 61 | 61 | 61
Gulf Wind I | TGW_T1 | Kenedy | Wind | South | 2003 | 143 | 143 | 143 | 143 | 143 | 143
Gulf Wind II | TGW_T2 | Kenedy | Wind | South | 2008 | 140 | 140 | 140 | 140 | 140 | 140
Hackberry Wind Farm | HWF_HWFG1 | Shackelford | Wind | West | 2008 | 165 | 165 | 165 | 165 | 165 | 165
Horse Hollow Wind 1 | H_HOLLOW_WND1 | Taylor | Wind | West | 2008 | 210 | 210 | 210 | 210 | 210 | 210
Horse Hollow Wind 2 | HHOLLOW4_WND1 | Taylor | Wind | West | 2005 | 115 | 115 | 115 | 115 | 115 | 115
Horse Hollow Wind 3 | HHOLLOW3_WND_1 | Taylor | Wind | West | 2006 | 220 | 220 | 220 | 220 | 220 | 220
Horse Hollow Wind 4 | HHOLLOW2_WIND1 | Taylor | Wind | West | 2006 | 180 | 180 | 180 | 180 | 180 | 180
Inadale Wind | INDL_INADALE1 | Nolan | Wind | West | 2006 | 197 | 197 | 197 | 197 | 197 | 197
Indian Mesa Wind Farm | INDNNWP_INDNNWP | Pecos | Wind | West | 2008 | 80 | 80 | 80 | 80 | 80 | 80
King Mountain NE | KING_NE_KINGNE | Upton | Wind | West | 2001 | 80 | 80 | 80 | 80 | 80 | 80
King Mountain NW | KING_NW_KINGNW | Upton | Wind | West | 2001 | 80 | 80 | 80 | 80 | 80 | 80
King Mountain SE | KING_SE_KINGSE | Upton | Wind | West | 2001 | 43 | 43 | 43 | 43 | 43 | 43
King Mountain SW | KING_SW_KINGSW | Upton | Wind | West | 2001 | 80 | 80 | 80 | 80 | 80 | 80
Kunitz Wind | KUNITZ_WIND_LGE | Culberson | Wind | West | 2001 | 35 | 35 | 35 | 35 | 35 | 35
Langford Wind Power | LGD_LANGFORD | Tom Green | Wind | West | 2010 | 150 | 150 | 150 | 150 | 150 | 150
Loraine Windpark I | LONEWOLF_G1 | Mitchell | Wind | West | 2009 | 126 | 126 | 126 | 126 | 126 | 126
Loraine Windpark II | LONEWOLF_G2 | Mitchell | Wind | West | 2009 | 125 | 125 | 125 | 125 | 125 | 125
McAdoo Wind Farm | MWEC_G1 | Dickens | Wind | West | 2008 | 150 | 150 | 150 | 150 | 150 | 150
Mesquite Wind | LNCRK_G83 | Shackelford | Wind | West | 2006 | 200 | 200 | 200 | 200 | 200 | 200
Notrees-1 | NWF_NWF1 | Winkler | Wind | West | 2008 | 153 | 153 | 153 | 153 | 153 | 153
Ocotillo Wind Farm | OWF_OWF | Howard | Wind | West | 2008 | 59 | 59 | 59 | 59 | 59 | 59
Panther Creek 1 | PC_NORTH_PANTHER1 | Howard | Wind | West | 2008 | 143 | 143 | 143 | 143 | 143 | 143
Panther Creek 2 | PC_SOUTH_PANTHER2 | Howard | Wind | West | 2008 | 115 | 115 | 115 | 115 | 115 | 115
Panther Creek 3 | PC_SOUTH_PANTHER3 | Howard | Wind | West | 2009 | 200 | 200 | 200 | 200 | 200 | 200
Papalote Creek Wind Farm | PAP1_PAP1 | San Patricio | Wind | South | 2010 | 180 | 180 | 180 | 180 | 180 | 180
Pecos Wind (Woodward 1) | WOODWRD1_WOODWRD1 | Pecos | Wind | West | 2008 | 80 | 80 | 80 | 80 | 80 | 80
Pecos Wind (Woodward 2) | WOODWRD2_WOODWRD2 | Pecos | Wind | West | 2001 | 80 | 80 | 80 | 80 | 80 | 80
Penascal Wind | PENA_UNIT1 | Kenedy | Wind | South | 2001 | 101 | 101 | 101 | 101 | 101 | 101
Penascal Wind | PENA_UNIT2 | Kenedy | Wind | South | 2008 | 101 | 101 | 101 | 101 | 101 | 101
Penascal Wind | PENA_UNIT3 | Kenedy | Wind | South | 2010 | 200 | 200 | 200 | 200 | 200 | 200
Post Oak Wind 1 | LNCRK2_G871 | Shackelford | Wind | West | 2008 | 100 | 100 | 100 | 100 | 100 | 100
Post Oak Wind 2 | LNCRK2_G872 | Shackelford | Wind | West | 2007 | 100 | 100 | 100 | 100 | 100 | 100
Pyron Wind Farm | PYR_PYRON1 | Scurry | Wind | West | 2007 | 249 | 249 | 249 | 249 | 249 | 249
Red Canyon | RDCANYON_RDCNY1 | Borden | Wind | West | 2008 | 84 | 84 | 84 | 84 | 84 | 84
Roscoe Wind Farm | TKWSW1_ROSCOE | Nolan | Wind | West | 2006 | 200 | 200 | 200 | 200 | 200 | 200
Sand Bluff Wind Farm | MCDLD_SBW1 | Glasscock | Wind | West | 2008 | 90 | 90 | 90 | 90 | 90 | 90
Sherbino I | KEO_KEO_SM1 | Pecos | Wind | West | 2008 | 150 | 150 | 150 | 150 | 150 | 150
Silver Star | FLTCK_SSI | Eastland | Wind | North | 2008 | 60 | 60 | 60 | 60 | 60 | 60
Snyder Wind Farm | ENAS_ENA1 | Scurry | Wind | West | 2007 | 63 | 63 | 63 | 63 | 63 | 63
South Trent Wind Farm | STWF_T1 | Nolan | Wind | West | 2007 | 98 | 98 | 98 | 98 | 98 | 98
Stanton Wind Energy | SWEC_G1 | Martin | Wind | West | 2008 | 120 | 120 | 120 | 120 | 120 | 120
Sweetwater Wind 1 | SWEETWND_WND1 | Nolan | Wind | West | 2008 | 37 | 37 | 37 | 37 | 37 | 37
Sweetwater Wind 2 | SWEETWN2_WND24 | Nolan | Wind | West | 2003 | 16 | 16 | 16 | 16 | 16 | 16
Sweetwater Wind 3 | SWEETWN2_WND2 | Nolan | Wind | West | 2006 | 100 | 100 | 100 | 100 | 100 | 100
Sweetwater Wind 4 | SWEETWN3_WND3 | Nolan | Wind | West | 2004 | 130 | 130 | 130 | 130 | 130 | 130
Sweetwater Wind 5 | SWEETWN4_WND5 | Nolan | Wind | West | 2005 | 80 | 80 | 80 | 80 | 80 | 80
Sweetwater Wind 6 | SWEETWN4_WND4B | Nolan | Wind | West | 2007 | 105 | 105 | 105 | 105 | 105 | 105
Sweetwater Wind 7 | SWEETWN4_WND4A | Nolan | Wind | West | 2007 | 119 | 119 | 119 | 119 | 119 | 119
Texas Big Spring | SGMTN_SIGNALMT | Howard | Wind | West | 1999 | 40 | 40 | 40 | 40 | 40 | 40
Trent Wind Farm | TRENT_TRENT | Nolan | Wind | West | 1999 | 150 | 150 | 150 | 150 | 150 | 150
TSTC West Texas Wind | DG_ROSC2_1UNIT | Nolan | Wind | West | 2008 | 2 | 2 | 2 | 2 | 2 | 2
Turkey Track Wind Energy Center | TTWEC_G1 | Nolan | Wind | West | 2008 | 170 | 170 | 170 | 170 | 170 | 170
West Texas Wind Energy | SW_MESA_SW_MESA | Upton | Wind | West | 1999 | 70 | 70 | 70 | 70 | 70 | 70
Whirlwind Energy | WEC_WECG1 | Floyd | Wind | West | 1999 | 60 | 60 | 60 | 60 | 60 | 60
Wolfe Flats | DG_TURL_UNIT1 | Hall | Wind | West | 2007 | 10 | 10 | 10 | 10 | 10 | 10
Wolfe Ridge | WHTTAIL_WR1 | Cooke | Wind | North | 2008 | 113 | 113 | 113 | 113 | 113 | 113
WIND | [5 empty] | 9116 | 9116 | 9116 | 9116 | 9116 | 9116
Cedro Hill Wind | 09INR0082 | Webb | Wind | South |  | 0 | 150 | 150 | 150 | 150 | 150
Papalote Creek Phase 2 | 08INR0012b | San Patricio | Wind | South |  | 0 | 198 | 198 | 198 | 198 | 198
Senate Wind Project | 08INR0011 | Jack | Wind | North |  | 0 | 0 | 150 | 150 | 150 | 150
Sherbino Mesa Wind Farm 2 | 06INR0012b | Pecos | Wind | West |  | 0 | 0 | 0 | 150 | 150 | 150
Gunsight Mountain | 08INR0018 | Howard | Wind | West |  | 0 | 0 | 0 | 120 | 120 | 120
Penascal Wind Farm | 06INR0022c | Kenedy | Wind | South |  | 0 | 0 | 0 | 202 | 202 | 202
Wild Horse Mountain | 06INR0026 | Howard | Wind | West |  | 0 | 0 | 0 | 120 | 120 | 120
Cottonwood Wind | 04INR0011c | Shackelford | Wind | West |  | 0 | 0 | 0 | 0 | 100 | 100
Cedar Elm | 04INR0011b | Shackelford | Wind | West |  | 0 | 0 | 0 | 0 | 136 | 136
New Wind Generation | [5 empty] | 0 | 348 | 498 | 1090 | 1326 | 1326
Lufkin | 08INR0033 | Angelina | Biomass | North |  | 0 | 45 | 45 | 45 | 45 | 45
Nacogdoches Project | 09INR0007 | Nacogdoches | Biomass | North |  | 0 | 0 | 100 | 100 | 100 | 100
CFB Power Plant Units 11&12 | 09INR0029 | Calhoun | Coal | South |  | 0 | 263 | 263 | 263 | 263 | 263
Sandy Creek 1 | 09INR0001 | McLennan | Coal | North |  | 0 | 0 | 925 | 925 | 925 | 925
TECO Central Plant | 11INR0014 | Harris | Gas | Houston |  | 0 | 50 | 50 | 50 | 50 | 50
Panda Temple Power Ph 1 | 10INR0020 | Bell | Gas-CC | North |  | 0 | 0 | 0 | 650 | 650 | 650
Panda Temple Power Ph 2 | 10INR0021 | Bell | Gas-CC | North |  | 0 | 0 | 0 | 0 | 0 | 650
Coleto Creek Unit 2 | 14INR0002 | Goliad | Coal | South |  | 0 | 0 | 0 | 0 | 756 | 756
Jack County 2 | 10INR0010 | Jack | Gas | North |  | 0 | 620 | 620 | 620 | 620 | 620
New Units with Signed IA and Air Permit | [5 empty] | 0 | 978 | 2003 | 2653 | 3409 | 4059
Atkins 3 | ATKINS_ATKINSG3 | Brazos | Gas | North | 1954 | 12 | 12 | 12 | 12 | 12 | 12
Atkins 4 | ATKINS_ATKINSG4 | Brazos | Gas | North | 1958 | 22 | 22 | 22 | 22 | 22 | 22
Atkins 5 | ATKINS_ATKINSG5 | Brazos | Gas | North | 1965 | 25 | 25 | 25 | 25 | 25 | 25
Atkins 6 | ATKINS_ATKINSG6 | Brazos | Gas | North | 1969 | 50 | 50 | 50 | 50 | 50 | 50
C E Newman 5 | NEWMAN_NEWMA_5 | Dallas | Gas | North | 1963 | 37 | 37 | 37 | 37 | 37 | 37
Spencer 4 | SPNCER_SPNCE_4 | Denton | Gas | North | 1966 | 61 | 61 | 61 | 61 | 61 | 61
Collin 1 | CNSES_UNIT1 | Collin | Gas | North | 1955 | 147 | 147 | 147 | 147 | 147 | 147
W B Tuttle 1 | TUTTLE_WBT1G1 | Bexar | Gas | South | 1954 | 61 | 61 | 61 | 61 | 61 | 61
W B Tuttle 3 | TUTTLE_WBT3G3 | Bexar | Gas | South | 1956 | 90 | 90 | 90 | 90 | 90 | 90
W B Tuttle 4 | TUTTLE_WBT4G4 | Bexar | Gas | South | 1961 | 154 | 154 | 154 | 154 | 154 | 154
DeCordova 1 | DC3SES_UNIT1 | Hood | Gas | North | 1975 | 816 | 816 | 816 | 816 | 816 | 816
Eagle Mountain 1 | EMSES_UNIT1 | Tarrant | Gas | North | 1954 | 118 | 118 | 118 | 118 | 118 | 118
Eagle Mountain 2 | EMSES_UNIT2 | Tarrant | Gas | North | 1956 | 100 | 100 | 100 | 100 | 100 | 100
Eagle Mountain 3 | EMSES_UNIT3 | Tarrant | Gas | North | 1971 | 390 | 390 | 390 | 390 | 390 | 390
Valley 1 | VLSES_UNIT1 | Fannin | Gas | North | 1962 | 0 | 174 | 174 | 174 | 174 | 174
Valley 2 | VLSES_UNIT2 | Fannin | Gas | North | 1967 | 0 | 520 | 520 | 520 | 520 | 520
Valley 3 | VLSES_UNIT3 | Fannin | Gas | North | 1971 | 0 | 375 | 375 | 375 | 375 | 375
Lake Creek 1 | LCSES_UNIT1 | Mclennan | Gas | North | 1953 | 81 | 81 | 81 | 81 | 81 | 81
Lake Creek 2 | LCSES_UNIT2 | Mclennan | Gas | North | 1959 | 239 | 239 | 239 | 239 | 239 | 239
Tradinghouse 2 | THSES_UNIT2 | Mclennan | Gas | North | 1972 | 0 | 787 | 787 | 787 | 787 | 787
North Texas 1 | NTX_NTX_1 | Parker | Gas | North | 1958 | 18 | 18 | 18 | 18 | 18 | 18
North Texas 2 | NTX_NTX_2 | Parker | Gas | North | 1958 | 18 | 18 | 18 | 18 | 18 | 18
North Texas 3 | NTX_NTX_3 | Parker | Gas | North | 1963 | 39 | 39 | 39 | 39 | 39 | 39
Spencer 5 | SPNCER_SPNCE_5 | Denton | Gas | North | 1973 | 0 | 61 | 61 | 61 | 61 | 61
Permian Basin 5 | PB5SES_UNIT5 | Ward | Gas | West | 1959 | 0 | 112 | 112 | 112 | 112 | 112
Permian Basin 6 | PBSES_UNIT6 | Ward | Gas | West | 1973 | 0 | 515 | 515 | 515 | 515 | 515
Mothballed Resources | [5 empty] | 2478 | 5022 | 5022 | 5022 | 5022 | 5022
Pampa Energy Center | 07INR0004 | Gray | Steam-Coal |  |  | 0 | 0 | 165 | 165 | 165 | 165
Comanche Peak 3 and 4 | 15INR0002 | Somervel | Nuclear |  |  | 0 | 0 | 0 | 0 | 0 | 3200
STP 3 and 4 | 15INR0008 | Matagorda | Nuclear |  |  | 0 | 0 | 0 | 0 | 0 | 2700
Potential Public Non-Wind Resources | [5 empty] | 0 | 0 | 165 | 165 | 165 | 6065
M Bar Wind | 08INR0038 | Andrews | Wind |  |  | 0 | 0 | 194 | 194 | 194 | 194
Gulf Wind 3 | 05INR0015c | Kenedy | Wind |  |  | 0 | 400 | 400 | 400 | 400 | 400
Gulf Wind 2 | 05INR0015b | Kenedy | Wind |  |  | 0 | 400 | 400 | 400 | 400 | 400
Throckmorton Wind Farm | 12INR0003 | Throckmorton | Wind |  |  | 0 | 400 | 400 | 400 | 400 | 400
Buffalo Gap 4 and 5 | 08INR0065 | Nolan | Wind |  |  | 0 | 465 | 465 | 465 | 465 | 465
Gatesville Wind Farm | 09INR0034 | Coryell | Wind |  |  | 0 | 0 | 200 | 200 | 200 | 200
B&B Panhandle Wind | 09INR0024 | Carson | Wind |  |  | 0 | 0 | 1001 | 1001 | 1001 | 1001
Scurry County Wind III | 09INR0037 | Scurry | Wind |  |  | 0 | 0 | 350 | 350 | 350 | 350
Fort Concho Wind Farm | 12INR0004 | Tom Green | Wind |  |  | 0 | 0 | 0 | 400 | 400 | 400
McAdoo Energy Center II | 09INR0036 | Dickens | Wind |  |  | 0 | 0 | 0 | 500 | 500 | 500
Pistol Hill Energy Center | 08INR0025 | Ector | Wind |  |  | 0 | 0 | 300 | 300 | 300 | 300
Potential Public Wind Resources | [5 empty] | 0 | 1665 | 3710 | 4610 | 4610 | 4610
| 10INR0011 | Johnson | Gas |  |  | 275 | 275 | 275 | 275 | 275 | 275
| 10INR0069 | Rusk | Coal |  |  | 13 | 13 | 13 | 13 | 13 | 13
| 09INR0081 | Rusk | Coal |  |  | 18 | 18 | 18 | 18 | 18 | 18
| 10INR0029 | Hood | Gas |  |  | 810 | 810 | 810 | 810 | 810 | 810
| 10INR0035 | Harris | Gas |  |  | 416 | 416 | 416 | 416 | 416 | 416
| 10INR0012 | Nacogdoches | Gas |  |  | 300 | 300 | 300 | 300 | 300 | 300
| 10INR0070 | Hunt | Gas |  |  | 0 | 50 | 50 | 50 | 50 | 50
| 09INR0031 | Ector | Gas |  |  | 0 | 275 | 275 | 275 | 275 | 275
| 10INR0032 | Navarro | Gas |  |  | 0 | 775 | 775 | 775 | 775 | 775
| 10INR0080 | Presidio | Solar |  |  | 0 | 144 | 144 | 144 | 144 | 144
| 11INR0037 | Smith | Biomass |  |  | 0 | 50 | 50 | 50 | 50 | 50
| 11INR0028 | Grimes | Gas |  |  | 0 | 1280 | 1280 | 1280 | 1280 | 1280
| 11INR0046 | Brazoria | Gas |  |  | 0 | 300 | 300 | 300 | 300 | 300
| 11INR0048 | Harris | Gas |  |  | 0 | 300 | 300 | 300 | 300 | 300
| 11INR0058 | Pecos | Solar |  |  | 0 | 135 | 135 | 135 | 135 | 135
| 11INR0060 | Tom Green | Solar |  |  | 0 | 90 | 90 | 90 | 90 | 90
| 11INR0061 | Presidio | Solar |  |  | 0 | 90 | 90 | 90 | 90 | 90
| 09INR0050 | Fannin | Gas |  |  | 0 | 1200 | 1200 | 1200 | 1200 | 1200
| 11INR0006 | Lamar | Gas |  |  | 0 | 579 | 579 | 579 | 579 | 579
| 11INR0040 | freestone | Gas |  |  | 0 | 0 | 640 | 640 | 640 | 640
| 10INR0021 | Grayson | Gas |  |  | 0 | 0 | 646 | 646 | 646 | 646
| 10INR0018 | Madison | Gas |  |  | 0 | 0 | 550 | 550 | 550 | 550
| 11INR0049 | Wharton | Gas |  |  | 0 | 0 | 275 | 275 | 275 | 275
| 12INR0007 | Lamar | Gas |  |  | 0 | 0 | 296 | 296 | 296 | 296
| 12INR0006 | Limestone | Coal |  |  | 0 | 0 | 875 | 875 | 875 | 875
| 10INR0022 | Harris | Gas |  |  | 0 | 0 | 3500 | 3500 | 3500 | 3500
| 12INR0016 | Nueces | Other |  |  | 0 | 0 | 0 | 1200 | 1200 | 1200
| 14INR0003 | Nolan | Coal |  |  | 0 | 0 | 0 | 0 | 850 | 850
| 14INR0005 | Matagorda | Coal |  |  | 0 | 0 | 0 | 0 | 1200 | 1200
Potential Confidential Non-Wind Resources | [5 empty] | 1832 | 7100 | 13882 | 15082 | 17132 | 17132
| 10INR0048 | Hardeman | Wind |  |  | 1000 | 1000 | 1000 | 1000 | 1000 | 1000
| 09INR0069 | Reagan | Wind |  |  | 36 | 36 | 36 | 36 | 36 | 36
| 09INR0070 | Reagan | Wind |  |  | 42 | 42 | 42 | 42 | 42 | 42
| 10INR0016 | Childress | Wind |  |  | 150 | 150 | 150 | 150 | 150 | 150
| 10INR0054 | Palo Pinto | Wind |  |  | 36 | 36 | 36 | 36 | 36 | 36
| 10INR0062a | Pecos | Wind |  |  | 49.5 | 49.5 | 49.5 | 49.5 | 49.5 | 49.5
| 10INR0079 | Nolan | Wind |  |  | 60 | 60 | 60 | 60 | 60 | 60
| 10INR0013 | Upton | Wind |  |  | 0 | 400 | 400 | 400 | 400 | 400
| 10INR0052a | Knox | Wind |  |  | 0 | 21 | 21 | 21 | 21 | 21
| 10INR0057 | Taylor | Wind |  |  | 0 | 200 | 200 | 200 | 200 | 200
| 09INR0074 | Motley | Wind |  |  | 0 | 70 | 70 | 70 | 70 | 70
| 10INR0015 | Mitchell | Wind |  |  | 0 | 350 | 350 | 350 | 350 | 350
| 10INR0041 | Floyd | Wind |  |  | 0 | 135 | 135 | 135 | 135 | 135
| 10INR0081a | Clay | Wind |  |  | 0 | 30.4 | 30.4 | 30.4 | 30.4 | 30.4
| 11INR0029 | Throckmorton | Wind |  |  | 0 | 200 | 200 | 200 | 200 | 200
| 09INR0054 | Stonewall | Wind |  |  | 0 | 148.5 | 148.5 | 148.5 | 148.5 | 148.5
| 09INR0061 | Kent | Wind |  |  | 0 | 258 | 258 | 258 | 258 | 258
| 07INR0013 | Coke | Wind |  |  | 0 | 200 | 200 | 200 | 200 | 200
| 07INR0015 | Foard | Wind |  |  | 0 | 180 | 180 | 180 | 180 | 180
| 07INR0035 | Tom Green | Wind |  |  | 0 | 270 | 270 | 270 | 270 | 270
| 08INR0061 | Hardeman | Wind |  |  | 0 | 200 | 200 | 200 | 200 | 200
| 08INR0062 | Archer | Wind |  |  | 0 | 249 | 249 | 249 | 249 | 249
| 09INR0076 | Jackson | Wind |  |  | 0 | 300 | 300 | 300 | 300 | 300
| 10INR0008 | Pecos | Wind |  |  | 0 | 500 | 500 | 500 | 500 | 500
| 10INR0019 | Deaf Smith | Wind |  |  | 0 | 609 | 609 | 609 | 609 | 609
| 10INR0033 | Armstrong | Wind |  |  | 0 | 399 | 399 | 399 | 399 | 399
| 10INR0042 | Mason | Wind |  |  | 0 | 170 | 170 | 170 | 170 | 170
| 10INR0051 | Brazoria | Wind |  |  | 0 | 200 | 200 | 200 | 200 | 200
| 10INR0056 | Borden | Wind |  |  | 0 | 249 | 249 | 249 | 249 | 249
| 10INR0077 | Callahan | Wind |  |  | 0 | 101 | 101 | 101 | 101 | 101
| 11INR0012 | Duval | Wind |  |  | 0 | 400 | 400 | 400 | 400 | 400
| 10INR0060 | Willacy | Wind |  |  | 0 | 400.5 | 400.5 | 400.5 | 400.5 | 400.5
| 11INR0050 | Crosby | Wind |  |  | 0 | 149 | 149 | 149 | 149 | 149
| 10INR0009 | Castro | Wind |  |  | 0 | 300 | 300 | 300 | 300 | 300
| 10INR0062b | Pecos | Wind |  |  | 0 | 49.5 | 49.5 | 49.5 | 49.5 | 49.5
| 11INR0062 | Nueces | Wind |  |  | 0 | 149 | 149 | 149 | 149 | 149
| 11INR0033b | Cameron | Wind |  |  | 0 | 200 | 200 | 200 | 200 | 200
| 11INR0033a | Cameron | Wind |  |  | 0 | 200 | 200 | 200 | 200 | 200
| 08INR0020 | Eastland | Wind |  |  | 0 | 200 | 200 | 200 | 200 | 200
| 10INR0023 | Haskell | Wind |  |  | 0 | 386 | 386 | 386 | 386 | 386
| 11INR0019 | Upton | Wind |  |  | 0 | 200 | 200 | 200 | 200 | 200
| 11INR0054 | San Patricio | Wind |  |  | 0 | 161 | 161 | 161 | 161 | 161
| 11INR0057 | Cameron | Wind |  |  | 0 | 165 | 165 | 165 | 165 | 165
| 11INR0065 | Nueces | Wind |  |  | 0 | 240 | 240 | 240 | 240 | 240
| 11INR0008a | Roberts | Wind |  |  | 0 | 0 | 1000 | 1000 | 1000 | 1000
| 11INR0047 | Deaf Smith | Wind |  |  | 0 | 0 | 600 | 600 | 600 | 600
| 11INR0039 | Starr | Wind |  |  | 0 | 0 | 201 | 201 | 201 | 201
| 07INR0014a | Wilbarger | Wind |  |  | 0 | 0 | 140 | 140 | 140 | 140
| 07INR0014b | Wilbarger | Wind |  |  | 0 | 0 | 70 | 70 | 70 | 70
| 10INR0081b | Clay | Wind |  |  | 0 | 0 | 19.2 | 19.2 | 19.2 | 19.2
| 06INR0022d | Kenedy | Wind |  |  | 0 | 0 | 200 | 200 | 200 | 200
| 09INR0075 | Kinney | Wind |  |  | 0 | 0 | 248 | 248 | 248 | 248
| 11INR0005 | Upton | Wind |  |  | 0 | 0 | 500 | 500 | 500 | 500
| 11INR0013 | Mills | Wind |  |  | 0 | 0 | 150 | 150 | 150 | 150
| 11INR0025 | Crockett | Wind |  |  | 0 | 0 | 400 | 400 | 400 | 400
| 11INR0043 | Coke | Wind |  |  | 0 | 0 | 300 | 300 | 300 | 300
| 11INR0067 | Cameron | Wind |  |  | 0 | 0 | 78 | 78 | 78 | 78
| 12INR0034 | Borden | Wind |  |  | 0 | 0 | 342 | 342 | 342 | 342
| 09INR0048 | Jack | Wind |  |  | 0 | 0 | 150 | 150 | 150 | 150
| 12INR0021 | Edwards | Wind |  |  | 0 | 0 | 165 | 165 | 165 | 165
| 12INR0033 | Motley | Wind |  |  | 0 | 0 | 150 | 150 | 150 | 150
| 10INR0062c | Pecos | Wind |  |  | 0 | 0 | 201 | 201 | 201 | 201
| 08INR0031 | Childress | Wind |  |  | 0 | 0 | 100 | 100 | 100 | 100
| 12INR0002 | Briscoe | Wind |  |  | 0 | 0 | 0 | 750 | 750 | 750
| 08INR0041 | Coke | Wind |  |  | 0 | 0 | 0 | 200 | 200 | 200
| 12INR0026 | Randall | Wind |  |  | 0 | 0 | 0 | 400 | 400 | 400
| 12INR0027 | Gray | Wind |  |  | 0 | 0 | 0 | 200 | 200 | 200
| 08INR0019a | Gray | Wind |  |  | 0 | 0 | 0 | 250 | 250 | 250
| 08INR0019b | Gray | Wind |  |  | 0 | 0 | 0 | 250 | 250 | 250
| 08INR0019c | Gray | Wind |  |  | 0 | 0 | 0 | 250 | 250 | 250
| 08INR0044 | Concho | Wind |  |  | 0 | 0 | 0 | 200 | 200 | 200
| 12INR0035 | Nueces | Wind |  |  | 0 | 0 | 0 | 249 | 249 | 249
| 06INR0022f | Kenedy | Wind |  |  | 0 | 0 | 0 | 200 | 200 | 200
| 08INR0042 | Coke | Wind |  |  | 0 | 0 | 0 | 200 | 200 | 200
| 08INR0054 | Comanche | Wind |  |  | 0 | 0 | 0 | 401 | 401 | 401
| 08INR0056 | Nolan | Wind |  |  | 0 | 0 | 0 | 149 | 149 | 149
| 09INR0025 | Concho | Wind |  |  | 0 | 0 | 0 | 180 | 180 | 180
| 12INR0005 | Floyd | Wind |  |  | 0 | 0 | 0 | 1100 | 1100 | 1100
| 12INR0018 | Gray | Wind |  |  | 0 | 0 | 0 | 600 | 600 | 600
| 12INR0022 | Hidalgo | Wind |  |  | 0 | 0 | 0 | 200 | 200 | 200
| 12INR0029 | Swisher | Wind |  |  | 0 | 0 | 0 | 500 | 500 | 500
| 10INR0024 | Briscoe | Wind |  |  | 0 | 0 | 0 | 2940 | 2940 | 2940
| 09INR0058 | Howard | Wind |  |  | 0 | 0 | 0 | 250 | 250 | 250
| 09INR0051 | Borden | Wind |  |  | 0 | 0 | 0 | 249 | 249 | 249
| 09INR0041 | Mitchell | Wind |  |  | 0 | 0 | 0 | 300 | 300 | 300
| 13INR0004 | Deaf Smith | Wind |  |  | 0 | 0 | 0 | 0 | 500 | 500
| 13INR0005 | Carson | Wind |  |  | 0 | 0 | 0 | 0 | 600 | 600
| 13INR0006 | Gray | Wind |  |  | 0 | 0 | 0 | 0 | 750 | 750
| 09INR0073 | Scurry | Wind |  |  | 0 | 0 | 0 | 0 | 200 | 200
| 06INR0022e | Kenedy | Wind |  |  | 0 | 0 | 0 | 0 | 200 | 200
| 08INR0022 | Floyd | Wind |  |  | 0 | 0 | 0 | 0 | 100 | 100
| 08INR0023 | Floyd | Wind |  |  | 0 | 0 | 0 | 0 | 100 | 100
| 09INR0077 | Reagan | Wind |  |  | 0 | 0 | 0 | 0 | 500 | 500
| 13INR0010 | Parmer | Wind |  |  | 0 | 0 | 0 | 0 | 1200 | 1200
| 14INR0001 | Pecos | Wind |  |  | 0 | 0 | 0 | 0 | 0 | 500
Potential Confidential Wind Resources | [5 empty] | 1373.5 | 10013.4 | 15027.6 | 25045.6 | 29195.6 | 29695.6
Cobisa-Greenville | 06INR0006 | Hunt | Gas |  |  | 0 | 0 | 0 | 1792 | 1792 | 1792
Excluded Resources | [5 empty] | 0 | 0 | 0 | 1792 | 1792 | 1792
Confidential

## WinterSummary
2010 Report on the Capacity, Demand, and Reserves in the ERCOT Region | [7 empty] | 2010 Report on the Capacity, Demand, and Reserves in the ERCOT Region
Winter Summary | [7 empty] | Winter Summary
Load Forecast: |  | 2010/11 | 2011/12 | 2012/13 | 2013/14 | 2014/15 | 2015/16
| Total Winter Peak Demand, MW | 46263 | 43823 | 44804 | 45819 | 46578 | 47296
| less LAARs Serving as Responsive Reserve, MW | 1062 | 1062 | 1062 | 1062 | 1062 | 1062
| less LAARs Serving as Non-Spinning Reserve, MW | 0 | 0 | 0 | 0 | 0 | 0
| less Emergency Interruptible Load Service | 336 | 370 | 407 | 447 | 492 | 541
| less BULs, MW | 0 | 0 | 0 | 0 | 0 | 0
| less Energy Efficiency Programs (per HB3693) | 242 | 242 | 242 | 242 | 242 | 242
| Firm Load Forecast, MW | 44623 | 42149 | 43093 | 44068 | 44782 | 45451
Resources: |  | 2010/11 | 2011/12 | 2012/13 | 2013/14 | 2014/15 | 2015/16
| Installed Capacity, MW | 67093.041 | 67093.041 | 67093.041 | 67093.041 | 67093.041 | 67093.041
| Capacity from Private Networks, MW | 5265 | 5265 | 5265 | 5265 | 5265 | 5265
| Effective Load-Carrying Capability (ELCC) of Wind Generation, MW | 793.092 | 793.092 | 793.092 | 793.092 | 793.092 | 793.092
| RMR Units to be under Contract, MW | 0 | 0 | 0 | 0 | 0 | 0
| Operational Generation, MW | 73151.133 | 73151.133 | 73151.133 | 73151.133 | 73151.133 | 73151.133
| 50% of Non-Synchronous Ties, MW | 553 | 553 | 553 | 553 | 553 | 553
| Switchable Units, MW | 3168 | 3168 | 3168 | 3168 | 3168 | 3168
| Available Mothballed Generation , MW | 0 | 0 | 0 | 0 | 0 | 0
| Planned Units (not wind) with Signed IA and Air Permit, MW | 50 | 978 | 2003 | 2783 | 3539 | 4319
| ELCC of Planned Wind Units with Signed IA, MW | 0 | 30.276 | 43.326 | 56.376 | 115.362 | 115.362
| Total Resources, MW | 76922.133 | 77880.409 | 78918.459 | 79711.509 | 80526.495 | 81306.495
| less Switchable Units Unavailable to ERCOT, MW | 158 | 0 | 0 | 0 | 0 | 0
| less Retiring Units, MW | 0 | 0 | 0 | 0 | 0 | 0
| Resources, MW | 76764.133 | 77880.409 | 78918.459 | 79711.509 | 80526.495 | 81306.495
| Reserve Margin | 72.03% | 84.77% | 83.14% | 80.88% | 79.82% | 78.89%
(Resources - Firm Load Forecast)/Firm Load Forecast
Other Potential Resources: |  | 8117.601 | 16154.1755 | 25785.3349 | 29001.2019 | 31328.2889 | 32934.2889
| Mothballed Capacity , MW | 5022 | 5022 | 5022 | 5022 | 5022 | 5022
| 50% of Non-Synchronous Ties, MW | 553 | 553 | 553 | 553 | 553 | 553
| Planned Units in Full Interconnection Study Phase, MW | 2126.0513 | 8292.6482 | 15846.8212 | 17987.9872 | 26138.0872 | 26181.5872

## WinterCapacities
Unit Capacities - Winter
Units used in determining the generation resources in the Winter Summary
Operational capacities are based on unit testing. Other capacities are based on information provided by the plant owners. This list includes MW available to the grid from private network (self-serve) units. It also includes distributed generation units that have registered with ERCOT. Data without unit names are for private network units or are planned generation that is not public.
Unit Name | Unit Code | County | Fuel | CM Zone | Year In-Service | 2010 | 2011 | 2012 | 2013 | 2014 | 2015
A von Rosenberg 1-CT1 | BRAUNIG_AVR1_CT1 | Bexar | Gas | South | 2000 | 178 | 178 | 178 | 178 | 178 | 178
A von Rosenberg 1-CT2 | BRAUNIG_AVR1_CT2 | Bexar | Gas | South | 2000 | 178 | 178 | 178 | 178 | 178 | 178
A von Rosenberg 1-ST1 | BRAUNIG_AVR1_ST | Bexar | Gas | South | 2000 | 184 | 184 | 184 | 184 | 184 | 184
AEDOMG 1 | DG_SUMMI_1UNIT | Travis | Gas | South | 2004 | 5 | 5 | 5 | 5 | 5 | 5
AES Deepwater | APD_APD_G1 | Harris | Other | Houston | 1986 | 140 | 140 | 140 | 140 | 140 | 140
Amistad Hydro 1 | AMISTAD_AMISTAG1 | Val Verde | Hydro | South | 1983 | 37.9 | 37.9 | 37.9 | 37.9 | 37.9 | 37.9
Amistad Hydro 2 | AMISTAD_AMISTAG2 | Val Verde | Hydro | South | 1983 | 37.9 | 37.9 | 37.9 | 37.9 | 37.9 | 37.9
Atascocita 1 | _HB_DG1 | Harris | Biomass | Houston | 2003 | 10.1 | 10.1 | 10.1 | 10.1 | 10.1 | 10.1
Atkins 7 | ATKINS_ATKINSG7 | Brazos | Gas | North | 1973 | 20 | 20 | 20 | 20 | 20 | 20
Austin 1 | AUSTPL_AUSTING1 | Travis | Hydro | South | 1940 | 8 | 8 | 8 | 8 | 8 | 8
Austin 2 | AUSTPL_AUSTING2 | Travis | Hydro | South | 1940 | 9 | 9 | 9 | 9 | 9 | 9
Austin Landfill Gas | DG_SPRIN_4UNITS | Travis | Other | South | 1988 | 6.4 | 6.4 | 6.4 | 6.4 | 6.4 | 6.4
B M Davis 1 | B_DAVIS_B_DAVIG1 | Nueces | Gas | South | 1974 | 335 | 335 | 335 | 335 | 335 | 335
B M Davis 2 | B_DAVIS_B_DAVIG2 | Nueces | Gas | South | 1976 | 344 | 344 | 344 | 344 | 344 | 344
B M Davis 3 | B_DAVIS_B_DAVIG3 | Nueces | Gas | South | 2009 | 190.1 | 190.1 | 190.1 | 190.1 | 190.1 | 190.1
B M Davis 4 | B_DAVIS_B_DAVIG4 | Nueces | Gas | South | 2009 | 190.1 | 190.1 | 190.1 | 190.1 | 190.1 | 190.1
Bastrop Energy Center 1 | BASTEN_GTG1100 | Bastrop | Gas | South | 2002 | 175.5 | 175.5 | 175.5 | 175.5 | 175.5 | 175.5
Bastrop Energy Center 2 | BASTEN_GTG2100 | Bastrop | Gas | South | 2002 | 175.5 | 175.5 | 175.5 | 175.5 | 175.5 | 175.5
Bastrop Energy Center 3 | BASTEN_ST0100 | Bastrop | Gas | South | 2002 | 241 | 241 | 241 | 241 | 241 | 241
Baytown 1 | TRN_DG1 | Chambers | Biomass | Houston | 2003 | 3.9 | 3.9 | 3.9 | 3.9 | 3.9 | 3.9
Big Brown 1 | BBSES_UNIT1 | Freestone | Coal | North | 1971 | 595 | 595 | 595 | 595 | 595 | 595
Big Brown 2 | BBSES_UNIT2 | Freestone | Coal | North | 1972 | 615 | 615 | 615 | 615 | 615 | 615
Bio Energy Partners | DG_BIOE_2UNITS | Denton | Gas | North | 1988 | 5.6 | 5.6 | 5.6 | 5.6 | 5.6 | 5.6
Bluebonnet 1 | _LB_DG1 | Harris | Biomass | Houston | 2003 | 3.9 | 3.9 | 3.9 | 3.9 | 3.9 | 3.9
Bosque County Peaking 1 | BOSQUESW_BSQSU_1 | Bosque | Gas | North | 2000 | 176 | 176 | 176 | 176 | 176 | 176
Bosque County Peaking 2 | BOSQUESW_BSQSU_2 | Bosque | Gas | North | 2000 | 175 | 175 | 175 | 175 | 175 | 175
Bosque County Peaking 3 | BOSQUESW_BSQSU_3 | Bosque | Gas | North | 2001 | 160 | 160 | 160 | 160 | 160 | 160
Bosque County Peaking 4 | BOSQUESW_BSQSU_4 | Bosque | Gas | North | 2001 | 83 | 83 | 83 | 83 | 83 | 83
Bosque County Unit 5 | BOSQUESW_BSQSU_5 | Bosque | Gas | North | 2009 | 245 | 245 | 245 | 245 | 245 | 245
Brazos Valley 1 | BVE_Unit1 | Ft Bend | Gas | Houston | 2003 | 170 | 170 | 170 | 170 | 170 | 170
Brazos Valley 2 | BVE_Unit2 | Ft Bend | Gas | Houston | 2003 | 170 | 170 | 170 | 170 | 170 | 170
Brazos Valley 3 | BVE_Unit3 | Ft Bend | Gas | Houston | 2003 | 267 | 267 | 267 | 267 | 267 | 267
Buchanan 1 | BUCHAN_BUCHANG1 | Llano | Hydro | South | 1938 | 18 | 18 | 18 | 18 | 18 | 18
Buchanan 2 | BUCHAN_BUCHANG2 | Llano | Hydro | South | 1938 | 18 | 18 | 18 | 18 | 18 | 18
Buchanan 3 | BUCHAN_BUCHANG3 | Llano | Hydro | South | 1950 | 18 | 18 | 18 | 18 | 18 | 18
Calenergy (Falcon Seaboard) 1 | FLCNS_UNIT1 | Howard | Gas | West | 1987 | 75 | 75 | 75 | 75 | 75 | 75
Calenergy (Falcon Seaboard) 2 | FLCNS_UNIT2 | Howard | Gas | West | 1987 | 75 | 75 | 75 | 75 | 75 | 75
Calenergy (Falcon Seaboard) 3 | FLCNS_UNIT3 | Howard | Gas | West | 1988 | 70 | 70 | 70 | 70 | 70 | 70
Canyon 1 | CANYHY_CANYHYG1 | Comal | Hydro | South | 1989 | 3 | 3 | 3 | 3 | 3 | 3
Canyon 2 | CANYHY_CANYHYG2 | Comal | Hydro | South | 1989 | 3 | 3 | 3 | 3 | 3 | 3
Cedar Bayou 1 | CBY_CBY_G1 | Chambers | Gas | Houston | 1970 | 745 | 745 | 745 | 745 | 745 | 745
Cedar Bayou 2 | CBY_CBY_G2 | Chambers | Gas | Houston | 1972 | 749 | 749 | 749 | 749 | 749 | 749
Cedar Bayou 4 | CBY4_CT41 | Chambers | Gas | Houston | 2009 | 209.608 | 209.608 | 209.608 | 209.608 | 209.608 | 209.608
Cedar Bayou 5 | CBY4_CT42 | Chambers | Gas | Houston | 2009 | 209.608 | 209.608 | 209.608 | 209.608 | 209.608 | 209.608
Cedar Bayou 6 | CBY4_ST04 | Chambers | Gas | Houston | 2009 | 203.215 | 203.215 | 203.215 | 203.215 | 203.215 | 203.215
Channel Energy Deepwater | CHEDPW_GT2 | Harris | Gas | Houston | 2002 | 200 | 200 | 200 | 200 | 200 | 200
Coastal Plains RDF | _AV_DG1 | Galveston | Biomass | Houston | 2003 | 6.7 | 6.7 | 6.7 | 6.7 | 6.7 | 6.7
Coleto Creek | COLETO_COLETOG1 | Goliad | Coal | South | 1980 | 632 | 632 | 632 | 632 | 632 | 632
Colorado Bend Energy Center | CBEC_GT1 | Wharton | Gas | Houston | 2007 | 77 | 77 | 77 | 77 | 77 | 77
Colorado Bend Energy Center | CBEC_GT2 | Wharton | Gas | Houston | 2007 | 77 | 77 | 77 | 77 | 77 | 77
Colorado Bend Energy Center | CBEC_GT3 | Wharton | Gas | Houston | 2008 | 77 | 77 | 77 | 77 | 77 | 77
Colorado Bend Energy Center | CBEC_GT4 | Wharton | Gas | Houston | 2008 | 77 | 77 | 77 | 77 | 77 | 77
Colorado Bend Energy Center | CBEC_STG1 | Wharton | Gas | Houston | 2007 | 105 | 105 | 105 | 105 | 105 | 105
Colorado Bend Energy Center | CBEC_STG2 | Wharton | Gas | Houston | 2008 | 105 | 105 | 105 | 105 | 105 | 105
Comanche Peak 1 | CPSES_UNIT1 | Somervell | Nuclear | North | 1990 | 1230 | 1230 | 1230 | 1230 | 1230 | 1230
Comanche Peak 2 | CPSES_UNIT2 | Somervell | Nuclear | North | 1993 | 1179 | 1179 | 1179 | 1179 | 1179 | 1179
Corrugated Medium Mill | DG_FORSW_1UNIT | Kaufman | Gas | North | 2008 | 4.75 | 4.75 | 4.75 | 4.75 | 4.75 | 4.75
Covel Gardens LG Power Station | DG_MEDIN_1UNIT | Bexar | Other | South | 2005 | 10 | 10 | 10 | 10 | 10 | 10
CVC Channelview 1 | CVC_CVC_G1 | Harris | Gas | Houston | 2008 | 180 | 180 | 180 | 180 | 180 | 180
CVC Channelview 2 | CVC_CVC_G2 | Harris | Gas | Houston | 2008 | 175 | 175 | 175 | 175 | 175 | 175
CVC Channelview 3 | CVC_CVC_G3 | Harris | Gas | Houston | 2008 | 174 | 174 | 174 | 174 | 174 | 174
CVC Channelview 5 | CVC_CVC_G5 | Harris | Gas | Houston | 2008 | 118 | 118 | 118 | 118 | 118 | 118
Dansby 1 | DANSBY_DANSBYG1 | Brazos | Gas | North | 1978 | 110 | 110 | 110 | 110 | 110 | 110
Dansby 2 | DANSBY_DANSBYG2 | Brazos | Gas | North | 2004 | 48 | 48 | 48 | 48 | 48 | 48
Dansby 3 | DANSBY_DANSBYG3 | Brazos | Gas | North | 2009 | 48 | 48 | 48 | 48 | 48 | 48
Decker Creek 1 | DECKER_DPG1 | Travis | Gas | South | 1970 | 320 | 320 | 320 | 320 | 320 | 320
Decker Creek 2 | DECKER_DPG2 | Travis | Gas | South | 1977 | 428 | 428 | 428 | 428 | 428 | 428
Decker Creek G1 | DECKER_DPGT_1 | Travis | Gas | South | 1988 | 54 | 54 | 54 | 54 | 54 | 54
Decker Creek G2 | DECKER_DPGT_2 | Travis | Gas | South | 1988 | 54 | 54 | 54 | 54 | 54 | 54
Decker Creek G3 | DECKER_DPGT_3 | Travis | Gas | South | 1988 | 54 | 54 | 54 | 54 | 54 | 54
Decker Creek G4 | DECKER_DPGT_4 | Travis | Gas | South | 1988 | 54 | 54 | 54 | 54 | 54 | 54
DeCordova A | DCSES_CT10 | Hood | Gas | North | 1990 | 84 | 84 | 84 | 84 | 84 | 84
DeCordova B | DCSES_CT20 | Hood | Gas | North | 1990 | 84 | 84 | 84 | 84 | 84 | 84
DeCordova C | DCSES_CT30 | Hood | Gas | North | 1990 | 84 | 84 | 84 | 84 | 84 | 84
DeCordova D | DCSES_CT40 | Hood | Gas | North | 1990 | 84 | 84 | 84 | 84 | 84 | 84
Deer Park Energy Center 1 | DDPEC_GT1 | Harris | Gas | Houston | 2002 | 185.5 | 185.5 | 185.5 | 185.5 | 185.5 | 185.5
Deer Park Energy Center 2 | DDPEC_GT2 | Harris | Gas | Houston | 2002 | 182.9 | 182.9 | 182.9 | 182.9 | 182.9 | 182.9
Deer Park Energy Center 3 | DDPEC_GT3 | Harris | Gas | Houston | 2002 | 173.6 | 173.6 | 173.6 | 173.6 | 173.6 | 173.6
Deer Park Energy Center 4 | DDPEC_GT4 | Harris | Gas | Houston | 2002 | 186.6 | 186.6 | 186.6 | 186.6 | 186.6 | 186.6
Deer Park Energy Center S | DDPEC_ST1 | Harris | Gas | Houston | 2002 | 290.2 | 290.2 | 290.2 | 290.2 | 290.2 | 290.2
Denison Dam 1 | DNDAM_DENISOG1 | Grayson | Hydro | North | 1944 | 40 | 40 | 40 | 40 | 40 | 40
Denison Dam 2 | DNDAM_DENISOG2 | Grayson | Hydro | North | 1944 | 40 | 40 | 40 | 40 | 40 | 40
DFW Gas Recovery | DG_BIO2_4UNITS | Denton | Biomass | North | 1980 | 6.4 | 6.4 | 6.4 | 6.4 | 6.4 | 6.4
Dunlop (Schumansville) 1 | DG_SCHUM_2UNITS | Guadalupe | Hydro | South | 1927 | 3.6 | 3.6 | 3.6 | 3.6 | 3.6 | 3.6
Eagle Pass 1 | EAGLE_HY_EAGLE_HY1 | Maverick | Hydro | South | 1954 | 2 | 2 | 2 | 2 | 2 | 2
Eagle Pass 2 | EAGLE_HY_EAGLE_HY2 | Maverick | Hydro | South | 1954 | 2 | 2 | 2 | 2 | 2 | 2
Eagle Pass 3 | EAGLE_HY_EAGLE_HY3 | Maverick | Hydro | South | 1954 | 2 | 2 | 2 | 2 | 2 | 2
Ennis Power Station 1 | ETCCS_UNIT1 | Ellis | Gas | North | 2002 | 127 | 127 | 127 | 127 | 127 | 127
Ennis Power Station 2 | ETCCS_CT1 | Ellis | Gas | North | 2002 | 231 | 231 | 231 | 231 | 231 | 231
ExTex La Porte Power Station (AirPro) 1 | _AZ__AZ_G1 | Harris | Gas | Houston | 2001 | 45 | 45 | 45 | 45 | 45 | 45
ExTex La Porte Power Station (AirPro) 2 | _AZ__AZ_G2 | Harris | Gas | Houston | 2001 | 45 | 45 | 45 | 45 | 45 | 45
ExTex La Porte Power Station (AirPro) 3 | _AZ__AZ_G3 | Harris | Gas | Houston | 2001 | 45 | 45 | 45 | 45 | 45 | 45
ExTex La Porte Power Station (AirPro) 4 | _AZ__AZ_G4 | Harris | Gas | Houston | 2001 | 45 | 45 | 45 | 45 | 45 | 45
Falcon Hydro 1 | FALCON_FALCONG1 | Starr | Hydro | South | 1954 | 12 | 12 | 12 | 12 | 12 | 12
Falcon Hydro 2 | FALCON_FALCONG2 | Starr | Hydro | South | 1954 | 12 | 12 | 12 | 12 | 12 | 12
Falcon Hydro 3 | FALCON_FALCONG3 | Starr | Hydro | South | 1954 | 12 | 12 | 12 | 12 | 12 | 12
Fayette Power Project 1 | FPPYD1_FPP_G1 | Fayette | Coal | South | 1979 | 620 | 620 | 620 | 620 | 620 | 620
Fayette Power Project 2 | FPPYD1_FPP_G2 | Fayette | Coal | South | 1980 | 616 | 616 | 616 | 616 | 616 | 616
Fayette Power Project 3 | FPPYD2_FPP_G3 | Fayette | Coal | South | 1988 | 450 | 450 | 450 | 450 | 450 | 450
Forney Energy Center GT11 | FRNYPP_GT11 | Kaufman | Gas | North | 2003 | 180 | 180 | 180 | 180 | 180 | 180
Forney Energy Center GT12 | FRNYPP_GT12 | Kaufman | Gas | North | 2003 | 180 | 180 | 180 | 180 | 180 | 180
Forney Energy Center GT13 | FRNYPP_GT13 | Kaufman | Gas | North | 2003 | 180 | 180 | 180 | 180 | 180 | 180
Forney Energy Center GT21 | FRNYPP_GT21 | Kaufman | Gas | North | 2003 | 180 | 180 | 180 | 180 | 180 | 180
Forney Energy Center GT22 | FRNYPP_GT22 | Kaufman | Gas | North | 2003 | 180 | 180 | 180 | 180 | 180 | 180
Forney Energy Center GT23 | FRNYPP_GT23 | Kaufman | Gas | North | 2003 | 180 | 180 | 180 | 180 | 180 | 180
Forney Energy Center STG10 | FRNYPP_ST10 | Kaufman | Gas | North | 2003 | 405 | 405 | 405 | 405 | 405 | 405
Forney Energy Center STG20 | FRNYPP_ST20 | Kaufman | Gas | North | 2003 | 405 | 405 | 405 | 405 | 405 | 405
Freestone Energy Center 1 | FREC_GT1 | Freestone | Gas | North | 2002 | 170 | 170 | 170 | 170 | 170 | 170
Freestone Energy Center 2 | FREC_GT2 | Freestone | Gas | North | 2002 | 170 | 170 | 170 | 170 | 170 | 170
Freestone Energy Center 3 | FREC_ST3 | Freestone | Gas | North | 2002 | 180 | 180 | 180 | 180 | 180 | 180
Freestone Energy Center 4 | FREC_GT4 | Freestone | Gas | North | 2002 | 170 | 170 | 170 | 170 | 170 | 170
Freestone Energy Center 5 | FREC_GT5 | Freestone | Gas | North | 2002 | 170 | 170 | 170 | 170 | 170 | 170
Freestone Energy Center 6 | FREC_ST6 | Freestone | Gas | North | 2002 | 180 | 180 | 180 | 180 | 180 | 180
Fresno Energy | DG__SO_1UNIT | Fort Bend | Other | Houston | 2010 | 1.6 | 1.6 | 1.6 | 1.6 | 1.6 | 1.6
Frontera 1 | FRONTERA_FRONTEG1 | Hidalgo | Gas | South | 1999 | 154.2 | 154.2 | 154.2 | 154.2 | 154.2 | 154.2
Frontera 2 | FRONTERA_FRONTEG2 | Hidalgo | Gas | South | 1999 | 155.7 | 155.7 | 155.7 | 155.7 | 155.7 | 155.7
Frontera 3 | FRONTERA_FRONTEG3 | Hidalgo | Gas | South | 2000 | 173.1 | 173.1 | 173.1 | 173.1 | 173.1 | 173.1
FW Regional LFG Generation Facility 1 | DG_RDLML_1UNIT | Tarrant | Other | North | 1988 | 1.5 | 1.5 | 1.5 | 1.5 | 1.5 | 1.5
GBRA 4 & 5 | DG_LKWDT_2UNITS | Gonzales | Other | South | 1931 | 4.8 | 4.8 | 4.8 | 4.8 | 4.8 | 4.8
Gibbons Creek 1 | GIBCRK_GIB_CRG1 | Grimes | Coal | North | 1982 | 470 | 470 | 470 | 470 | 470 | 470
Graham 1 | GRSES_UNIT1 | Young | Gas | North | 1960 | 225 | 225 | 225 | 225 | 225 | 225
Graham 2 | GRSES_UNIT2 | Young | Gas | North | 1969 | 390 | 390 | 390 | 390 | 390 | 390
Granite Shoals 1 | WIRTZ_WIRTZ_G1 | Burnet | Hydro | South | 1951 | 30 | 30 | 30 | 30 | 30 | 30
Granite Shoals 2 | WIRTZ_WIRTZ_G2 | Burnet | Hydro | South | 1951 | 30 | 30 | 30 | 30 | 30 | 30
Greens Bayou 5 | GBY_GBY_5 | Harris | Gas | Houston | 1973 | 406 | 406 | 406 | 406 | 406 | 406
Greens Bayou 73 | GBY_GBYGT73 | Harris | Gas | Houston | 1976 | 54 | 54 | 54 | 54 | 54 | 54
Greens Bayou 74 | GBY_GBYGT74 | Harris | Gas | Houston | 1976 | 54 | 54 | 54 | 54 | 54 | 54
Greens Bayou 81 | GBY_GBYGT81 | Harris | Gas | Houston | 1976 | 54 | 54 | 54 | 54 | 54 | 54
Greens Bayou 82 | GBY_GBYGT82 | Harris | Gas | Houston | 1976 | 64 | 64 | 64 | 64 | 64 | 64
Greens Bayou 83 | GBY_GBYGT83 | Harris | Gas | Houston | 1976 | 64 | 64 | 64 | 64 | 64 | 64
Greens Bayou 84 | GBY_GBYGT84 | Harris | Gas | Houston | 1976 | 64 | 64 | 64 | 64 | 64 | 64
Guadalupe Generating Station 1 | GUADG_GAS1 | Guadalupe | Gas | South | 2000 | 169 | 169 | 169 | 169 | 169 | 169
Guadalupe Generating Station 2 | GUADG_GAS2 | Guadalupe | Gas | South | 2000 | 169 | 169 | 169 | 169 | 169 | 169
Guadalupe Generating Station 3 | GUADG_GAS3 | Guadalupe | Gas | South | 2000 | 167 | 167 | 167 | 167 | 167 | 167
Guadalupe Generating Station 4 | GUADG_GAS4 | Guadalupe | Gas | South | 2001 | 170 | 170 | 170 | 170 | 170 | 170
Guadalupe Generating Station 5 | GUADG_STM5 | Guadalupe | Gas | South | 2001 | 178 | 178 | 178 | 178 | 178 | 178
Guadalupe Generating Station 6 | GUADG_STM6 | Guadalupe | Gas | South | 2001 | 171 | 171 | 171 | 171 | 171 | 171
Handley 3 | HLSES_UNIT3 | Tarrant | Gas | North | 1963 | 395 | 395 | 395 | 395 | 395 | 395
Handley 4 | HLSES_UNIT4 | Tarrant | Gas | North | 1976 | 435 | 435 | 435 | 435 | 435 | 435
Handley 5 | HLSES_UNIT5 | Tarrant | Gas | North | 1977 | 435 | 435 | 435 | 435 | 435 | 435
Hays Energy Facility 1 | HAYSEN_HAYSENG1 | Hays | Gas | South | 2002 | 237 | 237 | 237 | 237 | 237 | 237
Hays Energy Facility 2 | HAYSEN_HAYSENG2 | Hays | Gas | South | 2002 | 237 | 237 | 237 | 237 | 237 | 237
Hays Energy Facility 3 | HAYSEN_HAYSENG3 | Hays | Gas | South | 2002 | 247 | 247 | 247 | 247 | 247 | 247
Hays Energy Facility 4 | HAYSEN_HAYSENG4 | Hays | Gas | South | 2002 | 247 | 247 | 247 | 247 | 247 | 247
Hidalgo 1 | DUKE_DUKE_GT1 | Hidalgo | Gas | South | 2000 | 168 | 168 | 168 | 168 | 168 | 168
Hidalgo 2 | DUKE_DUKE_GT2 | Hidalgo | Gas | South | 2000 | 168 | 168 | 168 | 168 | 168 | 168
Hidalgo 3 | DUKE_DUKE_ST1 | Hidalgo | Gas | South | 2000 | 176 | 176 | 176 | 176 | 176 | 176
Inks 1 | INKSDA_INKS_G1 | Llano | Hydro | South | 1938 | 14 | 14 | 14 | 14 | 14 | 14
J K Spruce 1 | CALAVERS_JKS1 | Bexar | Coal | South | 1992 | 565 | 565 | 565 | 565 | 565 | 565
J K Spruce 2 | CALAVERS_JKS2 | Bexar | Coal | South | 2009 | 772 | 772 | 772 | 772 | 772 | 772
J T Deely 1 | CALAVERS_JTD1 | Bexar | Coal | South | 1977 | 445 | 445 | 445 | 445 | 445 | 445
J T Deely 2 | CALAVERS_JTD2 | Bexar | Coal | South | 1978 | 445 | 445 | 445 | 445 | 445 | 445
Jack County Generation Facility 1 | JACKCNTY_CT1 | Jack | Gas | North | 2005 | 165 | 165 | 165 | 165 | 165 | 165
Jack County Generation Facility 2 | JACKCNTY_CT2 | Jack | Gas | North | 2005 | 165 | 165 | 165 | 165 | 165 | 165
Jack County Generation Facility 3 | JACKCNTY_STG | Jack | Gas | North | 2005 | 310 | 310 | 310 | 310 | 310 | 310
Johnson County Generation Facility 1 | TEN_CT1 | Johnson | Gas | North | 1992 | 177 | 177 | 177 | 177 | 177 | 177
Johnson County Generation Facility 2 | TEN_STG | Johnson | Gas | North | 1992 | 106 | 106 | 106 | 106 | 106 | 106
Lake Hubbard 1 | LHSES_UNIT1 | Dallas | Gas | North | 1970 | 392 | 392 | 392 | 392 | 392 | 392
Lake Hubbard 2 | LH2SES_UNIT2 | Dallas | Gas | North | 1970 | 524 | 524 | 524 | 524 | 524 | 524
Lamar Power Project CT11 | LPCCS_CT11 | Lamar | Gas | North | 2000 | 171 | 171 | 171 | 171 | 171 | 171
Lamar Power Project CT12 | LPCCS_CT12 | Lamar | Gas | North | 2000 | 171 | 171 | 171 | 171 | 171 | 171
Lamar Power Project CT21 | LPCCS_CT21 | Lamar | Gas | North | 2000 | 171 | 171 | 171 | 171 | 171 | 171
Lamar Power Project CT22 | LPCCS_CT22 | Lamar | Gas | North | 2000 | 171 | 171 | 171 | 171 | 171 | 171
Lamar Power Project STG1 | LPCCS_UNIT1 | Lamar | Gas | North | 2001 | 200 | 200 | 200 | 200 | 200 | 200
Lamar Power Project STG2 | LPCCS_UNIT2 | Lamar | Gas | North | 2001 | 200 | 200 | 200 | 200 | 200 | 200
Laredo Peaking 4 | LARDVFTN_G4 | Webb | Gas | South | 2008 | 98.5 | 98.5 | 98.5 | 98.5 | 98.5 | 98.5
Laredo Peaking 5 | LARDVFTN_G5 | Webb | Gas | South | 2008 | 98.5 | 98.5 | 98.5 | 98.5 | 98.5 | 98.5
Leon Creek 3 | LEON_CRK_LCP3G3 | Bexar | Gas | South | 1953 | 60 | 60 | 60 | 60 | 60 | 60
Leon Creek 4 | LEON_CRK_LCP4G4 | Bexar | Gas | South | 1959 | 95 | 95 | 95 | 95 | 95 | 95
Leon Creek Peaking 1 | LEON_CRK_LCPCT1 | Bexar | Gas | South | 2004 | 48 | 48 | 48 | 48 | 48 | 48
Leon Creek Peaking 2 | LEON_CRK_LCPCT2 | Bexar | Gas | South | 2004 | 48 | 48 | 48 | 48 | 48 | 48
Leon Creek Peaking 3 | LEON_CRK_LCPCT3 | Bexar | Gas | South | 2004 | 48 | 48 | 48 | 48 | 48 | 48
Leon Creek Peaking 4 | LEON_CRK_LCPCT4 | Bexar | Gas | South | 2004 | 48 | 48 | 48 | 48 | 48 | 48
Lewisville 1 | DG_LWSVL_1UNIT | Denton | Hydro | North | 1992 | 2.8 | 2.8 | 2.8 | 2.8 | 2.8 | 2.8
Limestone 1 | LEG_LEG_G1 | Limestone | Coal | North | 1985 | 831 | 831 | 831 | 831 | 831 | 831
Limestone 2 | LEG_LEG_G2 | Limestone | Coal | North | 1986 | 858 | 858 | 858 | 858 | 858 | 858
Lost Pines 1 | LOSTPI_LOSTPGT1 | Bastrop | Gas | South | 2001 | 183 | 183 | 183 | 183 | 183 | 183
Lost Pines 2 | LOSTPI_LOSTPGT2 | Bastrop | Gas | South | 2001 | 178 | 178 | 178 | 178 | 178 | 178
Lost Pines 3 | LOSTPI_LOSTPST1 | Bastrop | Gas | South | 2001 | 193 | 193 | 193 | 193 | 193 | 193
Magic Valley 1 | NEDIN_NEDIN_G1 | Hidalgo | Gas | South | 2001 | 250 | 250 | 250 | 250 | 250 | 250
Magic Valley 2 | NEDIN_NEDIN_G2 | Hidalgo | Gas | South | 2001 | 250 | 250 | 250 | 250 | 250 | 250
Magic Valley 3 | NEDIN_NEDIN_G3 | Hidalgo | Gas | South | 2001 | 250 | 250 | 250 | 250 | 250 | 250
Marble Falls 1 | MARBFA_MARBFAG1 | Burnet | Hydro | South | 1951 | 21 | 21 | 21 | 21 | 21 | 21
Marble Falls 2 | MARBFA_MARBFAG2 | Burnet | Hydro | South | 1951 | 21 | 21 | 21 | 21 | 21 | 21
Marshall Ford 1 | MARSFO_MARSFOG1 | Travis | Hydro | South | 1941 | 36 | 36 | 36 | 36 | 36 | 36
Marshall Ford 2 | MARSFO_MARSFOG2 | Travis | Hydro | South | 1941 | 35 | 35 | 35 | 35 | 35 | 35
Marshall Ford 3 | MARSFO_MARSFOG3 | Travis | Hydro | South | 1941 | 36 | 36 | 36 | 36 | 36 | 36
Martin Lake 1 | MLSES_UNIT1 | Rusk | Coal | North | 1977 | 815 | 815 | 815 | 815 | 815 | 815
Martin Lake 2 | MLSES_UNIT2 | Rusk | Coal | North | 1978 | 807 | 807 | 807 | 807 | 807 | 807
Martin Lake 3 | MLSES_UNIT3 | Rusk | Coal | North | 1979 | 785 | 785 | 785 | 785 | 785 | 785
McQueeney (Abbott) | DG_MCQUE_5UNITS | Guadalupe | Hydro | South | 1927 | 8 | 8 | 8 | 8 | 8 | 8
Midlothian 1 | MDANP_CT1 | Ellis | Gas | North | 2001 | 237 | 237 | 237 | 237 | 237 | 237
Midlothian 2 | MDANP_CT2 | Ellis | Gas | North | 2001 | 237 | 237 | 237 | 237 | 237 | 237
Midlothian 3 | MDANP_CT3 | Ellis | Gas | North | 2001 | 237 | 237 | 237 | 237 | 237 | 237
Midlothian 4 | MDANP_CT4 | Ellis | Gas | North | 2001 | 237 | 237 | 237 | 237 | 237 | 237
Midlothian 5 | MDANP_CT5 | Ellis | Gas | North | 2002 | 247 | 247 | 247 | 247 | 247 | 247
Midlothian 6 | MDANP_CT6 | Ellis | Gas | North | 2002 | 247 | 247 | 247 | 247 | 247 | 247
Monticello 1 | MNSES_UNIT1 | Titus | Coal | North | 1974 | 593 | 593 | 593 | 593 | 593 | 593
Monticello 2 | MNSES_UNIT2 | Titus | Coal | North | 1975 | 593 | 593 | 593 | 593 | 593 | 593
Monticello 3 | MNSES_UNIT3 | Titus | Coal | North | 1978 | 795 | 795 | 795 | 795 | 795 | 795
Morgan Creek A | MGSES_CT1 | Mitchell | Gas | West | 1988 | 81 | 81 | 81 | 81 | 81 | 81
Morgan Creek B | MGSES_CT2 | Mitchell | Gas | West | 1988 | 81 | 81 | 81 | 81 | 81 | 81
Morgan Creek C | MGSES_CT3 | Mitchell | Gas | West | 1988 | 81 | 81 | 81 | 81 | 81 | 81
Morgan Creek D | MGSES_CT4 | Mitchell | Gas | West | 1988 | 81 | 81 | 81 | 81 | 81 | 81
Morgan Creek E | MGSES_CT5 | Mitchell | Gas | West | 1988 | 81 | 81 | 81 | 81 | 81 | 81
Morgan Creek F | MGSES_CT6 | Mitchell | Gas | West | 1988 | 81 | 81 | 81 | 81 | 81 | 81
Morris Sheppard | MSP_MSP_1 | Palo Pinto | Hydro | North | 1942 | 12 | 12 | 12 | 12 | 12 | 12
Morris Sheppard | MSP_MSP_2 | Palo Pinto | Hydro | North | 1942 | 12 | 12 | 12 | 12 | 12 | 12
Mountain Creek 6 | MCSES_UNIT6 | Dallas | Gas | North | 1956 | 122 | 122 | 122 | 122 | 122 | 122
Mountain Creek 7 | MCSES_UNIT7 | Dallas | Gas | North | 1958 | 118 | 118 | 118 | 118 | 118 | 118
Mountain Creek 8 | MCSES_UNIT8 | Dallas | Gas | North | 1967 | 568 | 568 | 568 | 568 | 568 | 568
Nelson Gardens Landfill 1 | DG_PEARS_2UNITS | Bexar | Other | South | 1990 | 3.6 | 3.6 | 3.6 | 3.6 | 3.6 | 3.6
Nueces Bay 7 | NUECES_B_NUECESG7 | Nueces | Gas | South | 1972 | 344 | 344 | 344 | 344 | 344 | 344
Nueces Bay 8 | NUECES_B_NUECESG8 | Nueces | Gas | South | 2010 | 190.1 | 190.1 | 190.1 | 190.1 | 190.1 | 190.1
Nueces Bay 9 | NUECES_B_NUECESG9 | Nueces | Gas | South | 2010 | 190.1 | 190.1 | 190.1 | 190.1 | 190.1 | 190.1
O W Sommers 1 | CALAVERS_OWS1 | Bexar | Gas | South | 1972 | 410 | 410 | 410 | 410 | 410 | 410
O W Sommers 2 | CALAVERS_OWS2 | Bexar | Gas | South | 1974 | 400 | 400 | 400 | 400 | 400 | 400
Oak Grove SES Unit 1 | OGSES_UNIT1 | Robertson | Coal | North | 2009 | 785 | 785 | 785 | 785 | 785 | 785
Oak Grove SES Unit 2 | OGSES_UNIT2 | Robertson | Coal | North | 2009 | 796 | 796 | 796 | 796 | 796 | 796
Oak Ridge North 1-3 | DG__RA_3UNITS | Montgomery | Other | Houston | 1993 | 4.8 | 4.8 | 4.8 | 4.8 | 4.8 | 4.8
Odessa-Ector Generating Station C11 | OECCS_CT11 | Ector | Gas | West | 2001 | 160 | 160 | 160 | 160 | 160 | 160
Odessa-Ector Generating Station C12 | OECCS_CT12 | Ector | Gas | West | 2001 | 155 | 155 | 155 | 155 | 155 | 155
Odessa-Ector Generating Station C21 | OECCS_CT21 | Ector | Gas | West | 2001 | 151 | 151 | 151 | 151 | 151 | 151
Odessa-Ector Generating Station C22 | OECCS_CT22 | Ector | Gas | West | 2001 | 168 | 168 | 168 | 168 | 168 | 168
Odessa-Ector Generating Station ST1 | OECCS_UNIT1 | Ector | Gas | West | 2001 | 216 | 216 | 216 | 216 | 216 | 216
Odessa-Ector Generating Station ST2 | OECCS_UNIT2 | Ector | Gas | West | 2001 | 216 | 216 | 216 | 216 | 216 | 216
Oklaunion 1 | OKLA_OKLA_G1 | Wilbarger | Coal | West | 1986 | 650 | 650 | 650 | 650 | 650 | 650
Paris Energy Center 1 | TNSKA_GT1 | Lamar | Gas | North | 1989 | 92 | 92 | 92 | 92 | 92 | 92
Paris Energy Center 2 | TNSKA_GT2 | Lamar | Gas | North | 1989 | 92 | 92 | 92 | 92 | 92 | 92
Paris Energy Center 3 | TNSKA_STG | Lamar | Gas | North | 1990 | 97 | 97 | 97 | 97 | 97 | 97
PasGen | PSG_GT2 | Harris | Gas | Houston | 1980 | 185 | 185 | 185 | 185 | 185 | 185
PasGen | PSG_GT3 | Harris | Gas | Houston | 1980 | 185 | 185 | 185 | 185 | 185 | 185
PasGen | PSG_ST2 | Harris | Gas | Houston | 1980 | 177 | 177 | 177 | 177 | 177 | 177
Pearsall 1 | PEARSALL_PEARS_1 | Frio | Gas | South | 1961 | 25 | 25 | 25 | 25 | 25 | 25
Pearsall 2 | PEARSALL_PEARS_2 | Frio | Gas | South | 1961 | 25 | 25 | 25 | 25 | 25 | 25
Pearsall 3 | PEARSALL_PEARS_3 | Frio | Gas | South | 1961 | 25 | 25 | 25 | 25 | 25 | 25
Pearsall Engine Plant | PEARSAL2_ENG1 | Frio | Gas | South | 2010 | 8.44 | 8.44 | 8.44 | 8.44 | 8.44 | 8.44
Pearsall Engine Plant | PEARSAL2_ENG2 | Frio | Gas | South | 2010 | 8.44 | 8.44 | 8.44 | 8.44 | 8.44 | 8.44
Pearsall Engine Plant | PEARSAL2_ENG3 | Frio | Gas | South | 2010 | 8.44 | 8.44 | 8.44 | 8.44 | 8.44 | 8.44
Pearsall Engine Plant | PEARSAL2_ENG4 | Frio | Gas | South | 2010 | 8.44 | 8.44 | 8.44 | 8.44 | 8.44 | 8.44
Pearsall Engine Plant | PEARSAL2_ENG5 | Frio | Gas | South | 2010 | 8.44 | 8.44 | 8.44 | 8.44 | 8.44 | 8.44
Pearsall Engine Plant | PEARSAL2_ENG6 | Frio | Gas | South | 2010 | 8.44 | 8.44 | 8.44 | 8.44 | 8.44 | 8.44
Pearsall Engine Plant | PEARSAL2_ENG7 | Frio | Gas | South | 2010 | 8.44 | 8.44 | 8.44 | 8.44 | 8.44 | 8.44
Pearsall Engine Plant | PEARSAL2_ENG8 | Frio | Gas | South | 2010 | 8.44 | 8.44 | 8.44 | 8.44 | 8.44 | 8.44
Pearsall Engine Plant | PEARSAL2_ENG9 | Frio | Gas | South | 2010 | 8.44 | 8.44 | 8.44 | 8.44 | 8.44 | 8.44
Pearsall Engine Plant | PEARSAL2_ENG10 | Frio | Gas | South | 2010 | 8.44 | 8.44 | 8.44 | 8.44 | 8.44 | 8.44
Pearsall Engine Plant | PEARSAL2_ENG11 | Frio | Gas | South | 2010 | 8.44 | 8.44 | 8.44 | 8.44 | 8.44 | 8.44
Pearsall Engine Plant | PEARSAL2_ENG12 | Frio | Gas | South | 2010 | 8.44 | 8.44 | 8.44 | 8.44 | 8.44 | 8.44
Pearsall Engine Plant | PEARSAL2_ENG13 | Frio | Gas | South | 2010 | 8.44 | 8.44 | 8.44 | 8.44 | 8.44 | 8.44
Pearsall Engine Plant | PEARSAL2_ENG14 | Frio | Gas | South | 2010 | 8.44 | 8.44 | 8.44 | 8.44 | 8.44 | 8.44
Pearsall Engine Plant | PEARSAL2_ENG15 | Frio | Gas | South | 2010 | 8.44 | 8.44 | 8.44 | 8.44 | 8.44 | 8.44
Pearsall Engine Plant | PEARSAL2_ENG16 | Frio | Gas | South | 2010 | 8.44 | 8.44 | 8.44 | 8.44 | 8.44 | 8.44
Pearsall Engine Plant | PEARSAL2_ENG17 | Frio | Gas | South | 2010 | 8.44 | 8.44 | 8.44 | 8.44 | 8.44 | 8.44
Pearsall Engine Plant | PEARSAL2_ENG18 | Frio | Gas | South | 2010 | 8.44 | 8.44 | 8.44 | 8.44 | 8.44 | 8.44
Pearsall Engine Plant | PEARSAL2_ENG19 | Frio | Gas | South | 2010 | 8.44 | 8.44 | 8.44 | 8.44 | 8.44 | 8.44
Pearsall Engine Plant | PEARSAL2_ENG20 | Frio | Gas | South | 2010 | 8.44 | 8.44 | 8.44 | 8.44 | 8.44 | 8.44
Pearsall Engine Plant | PEARSAL2_ENG21 | Frio | Gas | South | 2010 | 8.44 | 8.44 | 8.44 | 8.44 | 8.44 | 8.44
Pearsall Engine Plant | PEARSAL2_ENG22 | Frio | Gas | South | 2010 | 8.44 | 8.44 | 8.44 | 8.44 | 8.44 | 8.44
Pearsall Engine Plant | PEARSAL2_ENG23 | Frio | Gas | South | 2010 | 8.44 | 8.44 | 8.44 | 8.44 | 8.44 | 8.44
Pearsall Engine Plant | PEARSAL2_ENG24 | Frio | Gas | South | 2010 | 8.44 | 8.44 | 8.44 | 8.44 | 8.44 | 8.44
Permian Basin A | PB2SES_CT1 | Ward | Gas | West | 1988 | 71 | 71 | 71 | 71 | 71 | 71
Permian Basin B | PB2SES_CT2 | Ward | Gas | West | 1988 | 71 | 71 | 71 | 71 | 71 | 71
Permian Basin C | PB2SES_CT3 | Ward | Gas | West | 1988 | 74 | 74 | 74 | 74 | 74 | 74
Permian Basin D | PB2SES_CT4 | Ward | Gas | West | 1990 | 75 | 75 | 75 | 75 | 75 | 75
Permian Basin E | PB2SES_CT5 | Ward | Gas | West | 1990 | 75 | 75 | 75 | 75 | 75 | 75
Powerlane Plant 1 | STEAM_STEAM_1 | Hunt | Gas | North | 1966 | 20 | 20 | 20 | 20 | 20 | 20
Powerlane Plant 2 | STEAM_STEAM_2 | Hunt | Gas | North | 1967 | 26 | 26 | 26 | 26 | 26 | 26
Powerlane Plant 3 | STEAM_STEAM_3 | Hunt | Gas | North | 1978 | 41 | 41 | 41 | 41 | 41 | 41
Quail Run Energy GT1 | QALSW_GT2 | Ector | Gas | West | 2007 | 75 | 75 | 75 | 75 | 75 | 75
Quail Run Energy GT2 | QALSW_GT3 | Ector | Gas | West | 2008 | 75 | 75 | 75 | 75 | 75 | 75
Quail Run Energy GT3 | QALSW_STG1 | Ector | Gas | West | 2007 | 92 | 92 | 92 | 92 | 92 | 92
Quail Run Energy GT4 | QALSW_STG2 | Ector | Gas | West | 2008 | 92 | 92 | 92 | 92 | 92 | 92
Quail Run Energy STG1 | QALSW_GT1 | Ector | Gas | West | 2007 | 75 | 75 | 75 | 75 | 75 | 75
Quail Run Energy STG2 | QALSW_GT4 | Ector | Gas | West | 2008 | 75 | 75 | 75 | 75 | 75 | 75
R W Miller 1 | MIL_MILLERG1 | Palo Pinto | Gas | North | 1968 | 75 | 75 | 75 | 75 | 75 | 75
R W Miller 2 | MIL_MILLERG2 | Palo Pinto | Gas | North | 1972 | 120 | 120 | 120 | 120 | 120 | 120
R W Miller 3 | MIL_MILLERG3 | Palo Pinto | Gas | North | 1975 | 208 | 208 | 208 | 208 | 208 | 208
R W Miller 4 | MIL_MILLERG4 | Palo Pinto | Gas | North | 1994 | 115 | 115 | 115 | 115 | 115 | 115
R W Miller 5 | MIL_MILLERG5 | Palo Pinto | Gas | North | 1994 | 115 | 115 | 115 | 115 | 115 | 115
Ray Olinger 1 | OLINGR_OLING_1 | Collin | Gas | North | 1967 | 78 | 78 | 78 | 78 | 78 | 78
Ray Olinger 2 | OLINGR_OLING_2 | Collin | Gas | North | 1971 | 107 | 107 | 107 | 107 | 107 | 107
Ray Olinger 3 | OLINGR_OLING_3 | Collin | Gas | North | 1975 | 146 | 146 | 146 | 146 | 146 | 146
Ray Olinger 4 | OLINGR_OLING_4 | Collin | Gas | North | 2001 | 84 | 84 | 84 | 84 | 84 | 84
Rayburn 1 | RAYBURN_RAYBURG1 | Victoria | Gas | South | 1963 | 13.5 | 13.5 | 13.5 | 13.5 | 13.5 | 13.5
Rayburn 10 | RAYBURN_RAYBURG10 | Victoria | Gas | South | 2003 | 40 | 40 | 40 | 40 | 40 | 40
Rayburn 2 | RAYBURN_RAYBURG2 | Victoria | Gas | South | 1963 | 13.5 | 13.5 | 13.5 | 13.5 | 13.5 | 13.5
Rayburn 3 | RAYBURN_RAYBURG3 | Victoria | Gas | South | 1965 | 26 | 26 | 26 | 26 | 26 | 26
Rayburn 7 | RAYBURN_RAYBURG7 | Victoria | Gas | South | 2003 | 50 | 50 | 50 | 50 | 50 | 50
Rayburn 8 | RAYBURN_RAYBURG8 | Victoria | Gas | South | 2003 | 51 | 51 | 51 | 51 | 51 | 51
Rayburn 9 | RAYBURN_RAYBURG9 | Victoria | Gas | South | 2003 | 50 | 50 | 50 | 50 | 50 | 50
RGV Sugar Mill | DG_S_SNR_UNIT1 | Hidalgo | Biomass | South | 1973 | 4.5 | 4.5 | 4.5 | 4.5 | 4.5 | 4.5
Rhodia Houston Plant | DG__HG_2UNITS | Harris | Other | Houston | 1970 | 7.5 | 7.5 | 7.5 | 7.5 | 7.5 | 7.5
Rio Nogales 1 | RIONOG_CT1 | Guadalupe | Gas | South | 2002 | 175 | 175 | 175 | 175 | 175 | 175
Rio Nogales 2 | RIONOG_CT2 | Guadalupe | Gas | South | 2002 | 175 | 175 | 175 | 175 | 175 | 175
Rio Nogales 3 | RIONOG_CT3 | Guadalupe | Gas | South | 2002 | 175 | 175 | 175 | 175 | 175 | 175
Rio Nogales 4 | RIONOG_ST1 | Guadalupe | Gas | South | 2002 | 323 | 323 | 323 | 323 | 323 | 323
Sam Bertron 1 | SRB_SRB_G1 | Harris | Gas | Houston | 1956 | 174 | 174 | 174 | 174 | 174 | 174
Sam Bertron 2 | SRB_SRB_G2 | Harris | Gas | Houston | 1956 | 174 | 174 | 174 | 174 | 174 | 174
Sam Bertron 3 | SRB_SRB_G3 | Harris | Gas | Houston | 1959 | 230 | 230 | 230 | 230 | 230 | 230
Sam Bertron 4 | SRB_SRB_G4 | Harris | Gas | Houston | 1960 | 230 | 230 | 230 | 230 | 230 | 230
Sam Bertron T2 | SRB_SRBGT_2 | Harris | Gas | Houston | 1967 | 13 | 13 | 13 | 13 | 13 | 13
San Jacinto SES 1 | SJS_SJS_G1 | Harris | Gas | Houston | 1995 | 81 | 81 | 81 | 81 | 81 | 81
San Jacinto SES 2 | SJS_SJS_G2 | Harris | Gas | Houston | 1995 | 81 | 81 | 81 | 81 | 81 | 81
San Miguel 1 | SANMIGL_SANMIGG1 | Atascosa | Coal | South | 1982 | 395 | 395 | 395 | 395 | 395 | 395
Sandhill Energy Center 1 | SANDHSYD_SH1 | Travis | Gas | South | 2001 | 46 | 46 | 46 | 46 | 46 | 46
Sandhill Energy Center 2 | SANDHSYD_SH2 | Travis | Gas | South | 2001 | 45 | 45 | 45 | 45 | 45 | 45
Sandhill Energy Center 3 | SANDHSYD_SH3 | Travis | Gas | South | 2001 | 47 | 47 | 47 | 47 | 47 | 47
Sandhill Energy Center 4 | SANDHSYD_SH4 | Travis | Gas | South | 2001 | 49 | 49 | 49 | 49 | 49 | 49
Sandhill Energy Center 5A | SANDHSYD_SH_5A | Travis | Gas | South | 2004 | 170 | 170 | 170 | 170 | 170 | 170
Sandhill Energy Center 5C | SANDHSYD_SH_5C | Travis | Gas | South | 2004 | 155 | 155 | 155 | 155 | 155 | 155
Sandhill Energy Center 6 | SANDHSYD_SH6 | Travis | Gas | South | 2010 | 46 | 46 | 46 | 46 | 46 | 46
Sandhill Energy Center 7 | SANDHSYD_SH7 | Travis | Gas | South | 2010 | 46 | 46 | 46 | 46 | 46 | 46
Sandow 5 | SD5SES_UNIT5 | Milam | Coal | South | 2009 | 560 | 560 | 560 | 560 | 560 | 560
Silas Ray 10 | SILASRAY_SILAS_10 | Cameron | Gas | South | 2004 | 48 | 48 | 48 | 48 | 48 | 48
Silas Ray 5 | SILASRAY_SILAS_5 | Cameron | Gas | South | 1951 | 10 | 10 | 10 | 10 | 10 | 10
Silas Ray 6 | SILASRAY_SILAS_6 | Cameron | Gas | South | 1950 | 20 | 20 | 20 | 20 | 20 | 20
Silas Ray 9 | SILASRAY_SILAS_9 | Cameron | Gas | South | 1950 | 38 | 38 | 38 | 38 | 38 | 38
Sim Gideon 1 | GIDEON_GIDEONG1 | Bastrop | Gas | South | 1965 | 140 | 140 | 140 | 140 | 140 | 140
Sim Gideon 2 | GIDEON_GIDEONG2 | Bastrop | Gas | South | 1968 | 140 | 140 | 140 | 140 | 140 | 140
Sim Gideon 3 | GIDEON_GIDEONG3 | Bastrop | Gas | South | 1972 | 340 | 340 | 340 | 340 | 340 | 340
Skyline Landfill Gas | DG_FERIS_4UNITS | Dallas | Other | North | 2007 | 6.4 | 6.4 | 6.4 | 6.4 | 6.4 | 6.4
Small Hydro of Texas 1 | CUECPL_UNIT1 | Dewitt | Hydro | South | 1992 | 1 | 1 | 1 | 1 | 1 | 1
South Texas 1 | STP_STP_G1 | Matagorda | Nuclear | Houston | 1988 | 1362 | 1362 | 1362 | 1362 | 1362 | 1362
South Texas 2 | STP_STP_G2 | Matagorda | Nuclear | Houston | 1989 | 1362 | 1362 | 1362 | 1362 | 1362 | 1362
Stryker Creek 1 | SC2SES_UNIT1 | Cherokee | Gas | North | 1958 | 171 | 171 | 171 | 171 | 171 | 171
Stryker Creek 2 | SCSES_UNIT2 | Cherokee | Gas | North | 1965 | 502 | 502 | 502 | 502 | 502 | 502
T H Wharton 3 | THW_THWST_3 | Harris | Gas | Houston | 1974 | 104 | 104 | 104 | 104 | 104 | 104
T H Wharton 31 | THW_THWGT31 | Harris | Gas | Houston | 1972 | 57 | 57 | 57 | 57 | 57 | 57
T H Wharton 32 | THW_THWGT32 | Harris | Gas | Houston | 1972 | 57 | 57 | 57 | 57 | 57 | 57
T H Wharton 33 | THW_THWGT33 | Harris | Gas | Houston | 1972 | 57 | 57 | 57 | 57 | 57 | 57
T H Wharton 34 | THW_THWGT34 | Harris | Gas | Houston | 1972 | 57 | 57 | 57 | 57 | 57 | 57
T H Wharton 4 | THW_THWST_4 | Harris | Gas | Houston | 1974 | 104 | 104 | 104 | 104 | 104 | 104
T H Wharton 41 | THW_THWGT41 | Harris | Gas | Houston | 1972 | 57 | 57 | 57 | 57 | 57 | 57
T H Wharton 42 | THW_THWGT42 | Harris | Gas | Houston | 1972 | 57 | 57 | 57 | 57 | 57 | 57
T H Wharton 43 | THW_THWGT43 | Harris | Gas | Houston | 1974 | 57 | 57 | 57 | 57 | 57 | 57
T H Wharton 44 | THW_THWGT44 | Harris | Gas | Houston | 1974 | 57 | 57 | 57 | 57 | 57 | 57
T H Wharton 51 | THW_THWGT51 | Harris | Gas | Houston | 1975 | 58 | 58 | 58 | 58 | 58 | 58
T H Wharton 52 | THW_THWGT52 | Harris | Gas | Houston | 1975 | 58 | 58 | 58 | 58 | 58 | 58
T H Wharton 53 | THW_THWGT53 | Harris | Gas | Houston | 1975 | 58 | 58 | 58 | 58 | 58 | 58
T H Wharton 54 | THW_THWGT54 | Harris | Gas | Houston | 1975 | 58 | 58 | 58 | 58 | 58 | 58
T H Wharton 55 | THW_THWGT55 | Harris | Gas | Houston | 1975 | 58 | 58 | 58 | 58 | 58 | 58
T H Wharton 56 | THW_THWGT56 | Harris | Gas | Houston | 1975 | 58 | 58 | 58 | 58 | 58 | 58
T H Wharton G1 | THW_THWGT_1 | Harris | Gas | Houston | 1967 | 13 | 13 | 13 | 13 | 13 | 13
Tessman Road 1 | DG_WALZE_4UNITS | Bexar | Biomass | South | 2003 | 10 | 10 | 10 | 10 | 10 | 10
Texas City 1 | TXCTY_CTA | Galveston | Gas | Houston | 1987 | 112 | 112 | 112 | 112 | 112 | 112
Texas City 2 | TXCTY_CTB | Galveston | Gas | Houston | 1987 | 106 | 106 | 106 | 106 | 106 | 106
Texas City 3 | TXCTY_CTC | Galveston | Gas | Houston | 1987 | 106 | 106 | 106 | 106 | 106 | 106
Texas City 4 | TXCTY_ST | Galveston | Gas | Houston | 1987 | 128 | 128 | 128 | 128 | 128 | 128
Texas Gulf Sulphur | TGF_TGFGT_1 | Wharton | Gas | Houston | 1985 | 78 | 78 | 78 | 78 | 78 | 78
Thomas C Ferguson 1 | FERGUS_FERGUSG1 | Llano | Gas | South | 1974 | 425 | 425 | 425 | 425 | 425 | 425
Tradinghouse 2 | THSES_UNIT2 | Mclennan | Gas | North | 1972 | 0 | 0 | 0 | 0 | 0 | 0
Trinidad 6 | TRSES_UNIT6 | Henderson | Gas | North | 1965 | 226 | 226 | 226 | 226 | 226 | 226
Trinity Oaks LFG | DG_KLBRG_1UNIT | Dallas | Biomass | North | 2009 | 3.2 | 3.2 | 3.2 | 3.2 | 3.2 | 3.2
Twin Oaks 1 | TNP_ONE_TNP_O_1 | Robertson | Coal | North | 1990 | 158 | 158 | 158 | 158 | 158 | 158
Twin Oaks 2 | TNP_ONE_TNP_O_2 | Robertson | Coal | North | 1991 | 158 | 158 | 158 | 158 | 158 | 158
V H Braunig 1 | BRAUNIG_VHB1 | Bexar | Gas | South | 1966 | 220 | 220 | 220 | 220 | 220 | 220
V H Braunig 2 | BRAUNIG_VHB2 | Bexar | Gas | South | 1968 | 230 | 230 | 230 | 230 | 230 | 230
V H Braunig 3 | BRAUNIG_VHB3 | Bexar | Gas | South | 1970 | 412 | 412 | 412 | 412 | 412 | 412
V H Braunig 5 | BRAUNIG_VHB6CT5 | Bexar | Gas | South | 2010 | 48 | 48 | 48 | 48 | 48 | 48
V H Braunig 6 | BRAUNIG_VHB6CT6 | Bexar | Gas | South | 2010 | 48 | 48 | 48 | 48 | 48 | 48
V H Braunig 7 | BRAUNIG_VHB6CT7 | Bexar | Gas | South | 2010 | 48 | 48 | 48 | 48 | 48 | 48
V H Braunig 8 | BRAUNIG_VHB6CT8 | Bexar | Gas | South | 2010 | 48 | 48 | 48 | 48 | 48 | 48
Valley 1 | VLSES_UNIT1 | Fannin | Gas | North | 1962 | 0 | 0 | 0 | 0 | 0 | 0
Valley 2 | VLSES_UNIT2 | Fannin | Gas | North | 1967 | 0 | 0 | 0 | 0 | 0 | 0
Valley 3 | VLSES_UNIT3 | Fannin | Gas | North | 1971 | 0 | 0 | 0 | 0 | 0 | 0
Victoria Power Station 5 | VICTORIA_VICTORG5 | Victoria | Gas | South | 2008 | 136 | 136 | 136 | 136 | 136 | 136
Victoria Power Station 6 | VICTORIA_VICTORG6 | Victoria | Gas | South | 2008 | 168 | 168 | 168 | 168 | 168 | 168
W A Parish 1 | WAP_WAP_G1 | Ft. Bend | Gas | Houston | 1958 | 174 | 174 | 174 | 174 | 174 | 174
W A Parish 2 | WAP_WAP_G2 | Ft. Bend | Gas | Houston | 1958 | 174 | 174 | 174 | 174 | 174 | 174
W A Parish 3 | WAP_WAP_G3 | Ft. Bend | Gas | Houston | 1961 | 278 | 278 | 278 | 278 | 278 | 278
W A Parish 4 | WAP_WAP_G4 | Ft. Bend | Gas | Houston | 1968 | 552 | 552 | 552 | 552 | 552 | 552
W A Parish 5 | WAP_WAP_G5 | Ft. Bend | Coal | Houston | 1977 | 645 | 645 | 645 | 645 | 645 | 645
W A Parish 6 | WAP_WAP_G6 | Ft. Bend | Coal | Houston | 1978 | 650 | 650 | 650 | 650 | 650 | 650
W A Parish 7 | WAP_WAP_G7 | Ft. Bend | Coal | Houston | 1980 | 565 | 565 | 565 | 565 | 565 | 565
W A Parish 8 | WAP_WAP_G8 | Ft. Bend | Coal | Houston | 1982 | 600 | 600 | 600 | 600 | 600 | 600
W A Parish T1 | WAP_WAPGT_1 | Ft. Bend | Gas | Houston | 1967 | 13 | 13 | 13 | 13 | 13 | 13
Whitney 1 | WND_WHITNEY1 | Bosque | Hydro | North | 1953 | 15 | 15 | 15 | 15 | 15 | 15
Whitney 2 | WND_WHITNEY2 | Bosque | Hydro | North | 1953 | 15 | 15 | 15 | 15 | 15 | 15
Wichita Falls 1 | WFCOGEN_UNIT1 | Wichita | Gas | West | 1987 | 21 | 21 | 21 | 21 | 21 | 21
Wichita Falls 2 | WFCOGEN_UNIT2 | Wichita | Gas | West | 1987 | 21 | 21 | 21 | 21 | 21 | 21
Wichita Falls 3 | WFCOGEN_UNIT3 | Wichita | Gas | West | 1987 | 21 | 21 | 21 | 21 | 21 | 21
Wichita Falls 4 | WFCOGEN_UNIT4 | Wichita | Gas | West | 1987 | 16 | 16 | 16 | 16 | 16 | 16
Winchester Power Park 1 | WIPOPA_WPP_G1 | Fayette | Gas | South | 2009 | 44.75 | 44.75 | 44.75 | 44.75 | 44.75 | 44.75
Winchester Power Park 2 | WIPOPA_WPP_G2 | Fayette | Gas | South | 2009 | 44.75 | 44.75 | 44.75 | 44.75 | 44.75 | 44.75
Winchester Power Park 3 | WIPOPA_WPP_G3 | Fayette | Gas | South | 2009 | 44.75 | 44.75 | 44.75 | 44.75 | 44.75 | 44.75
Winchester Power Park 4 | WIPOPA_WPP_G4 | Fayette | Gas | South | 2009 | 44.75 | 44.75 | 44.75 | 44.75 | 44.75 | 44.75
Wise-Tractebel Power Proj. 1 | WCPP_CT1 | Wise | Gas | North | 2004 | 260 | 260 | 260 | 260 | 260 | 260
Wise-Tractebel Power Proj. 2 | WCPP_CT2 | Wise | Gas | North | 2004 | 260 | 260 | 260 | 260 | 260 | 260
Wise-Tractebel Power Proj. 3 | WCPP_ST1 | Wise | Gas | North | 2004 | 290 | 290 | 290 | 290 | 290 | 290
Wolf Hollow Power Proj. 1 | WHCCS_CT1 | Hood | Gas | North | 2002 | 249 | 249 | 249 | 249 | 249 | 249
Wolf Hollow Power Proj. 2 | WHCCS_CT2 | Hood | Gas | North | 2002 | 249 | 249 | 249 | 249 | 249 | 249
Wolf Hollow Power Proj. 3 | WHCCS_STG | Hood | Gas | North | 2002 | 293 | 293 | 293 | 293 | 293 | 293
Operational | [5 empty] | 67093.041 | 67093.041 | 67093.041 | 67093.041 | 67093.041 | 67093.041
[6 empty] | 610 | 610 | 610 | 610 | 610 | 610
[6 empty] | 86 | 86 | 86 | 86 | 86 | 86
[6 empty] | 637 | 637 | 637 | 637 | 637 | 637
[6 empty] | 340 | 340 | 340 | 340 | 340 | 340
[6 empty] | 200 | 200 | 200 | 200 | 200 | 200
[6 empty] | 18 | 18 | 18 | 18 | 18 | 18
[6 empty] | 375 | 375 | 375 | 375 | 375 | 375
[6 empty] | 23 | 23 | 23 | 23 | 23 | 23
[6 empty] | 287 | 287 | 287 | 287 | 287 | 287
[6 empty] | 0 | 0 | 0 | 0 | 0 | 0
[6 empty] | 310 | 310 | 310 | 310 | 310 | 310
[6 empty] | 7 | 7 | 7 | 7 | 7 | 7
[6 empty] | 0 | 0 | 0 | 0 | 0 | 0
[6 empty] | 0 | 0 | 0 | 0 | 0 | 0
[6 empty] | 142 | 142 | 142 | 142 | 142 | 142
[6 empty] | 71 | 71 | 71 | 71 | 71 | 71
[6 empty] | 1 | 1 | 1 | 1 | 1 | 1
[6 empty] | 420 | 420 | 420 | 420 | 420 | 420
[6 empty] | 0 | 0 | 0 | 0 | 0 | 0
[6 empty] | 120 | 120 | 120 | 120 | 120 | 120
[6 empty] | 38 | 38 | 38 | 38 | 38 | 38
[6 empty] | 7 | 7 | 7 | 7 | 7 | 7
[6 empty] | 35 | 35 | 35 | 35 | 35 | 35
[6 empty] | 565 | 565 | 565 | 565 | 565 | 565
[6 empty] | 325 | 325 | 325 | 325 | 325 | 325
[6 empty] | 596 | 596 | 596 | 596 | 596 | 596
[6 empty] | 3 | 3 | 3 | 3 | 3 | 3
[6 empty] | 0 | 0 | 0 | 0 | 0 | 0
[6 empty] | 34 | 34 | 34 | 34 | 34 | 34
[6 empty] | 15 | 15 | 15 | 15 | 15 | 15
Generation from Private Use Networks | [5 empty] | 5265 | 5265 | 5265 | 5265 | 5265 | 5265
Spencer 5 | SPNCER_SPNCE_5 | Denton | Gas | North | 1973 | 0 | 0 | 0 | 0 | 0 | 0
Permian Basin 5 | PB5SES_UNIT5 | Ward | Gas | West | 1959 | 0 | 0 | 0 | 0 | 0 | 0
Permian Basin 6 | PBSES_UNIT6 | Ward | Gas | West | 1973 | 0 | 0 | 0 | 0 | 0 | 0
RMR | [5 empty] | 0 | 0 | 0 | 0 | 0 | 0
Eagle Pass | DC Tie | Maverick | Other | South |  | 36 | 36 | 36 | 36 | 36 | 36
East | DC Tie | Fannin | Other | North |  | 600 | 600 | 600 | 600 | 600 | 600
Laredo VFT | DC Tie | Webb | Other | South |  | 100 | 100 | 100 | 100 | 100 | 100
North | DC Tie | Wilbarger | Other | West |  | 220 | 220 | 220 | 220 | 220 | 220
Sharyland | DC Tie | Hidalgo | Other | South |  | 150 | 150 | 150 | 150 | 150 | 150
DC-Ties | [5 empty] | 1106 | 1106 | 1106 | 1106 | 1106 | 1106
Kiamichi Energy Facility 1CT101 | KMCHI_1CT101 | Pittsburg | Gas | North | 2003 | 178 | 178 | 178 | 178 | 178 | 178
Kiamichi Energy Facility 1CT201 | KMCHI_1CT201 | Pittsburg | Gas | North | 2003 | 180 | 180 | 180 | 180 | 180 | 180
Kiamichi Energy Facility 1ST | KMCHI_1ST | Pittsburg | Gas | North | 2003 | 307 | 307 | 307 | 307 | 307 | 307
Kiamichi Energy Facility 2CT101 | KMCHI_2CT101 | Pittsburg | Gas | North | 2003 | 178 | 178 | 178 | 178 | 178 | 178
Kiamichi Energy Facility 2CT201 | KMCHI_2CT201 | Pittsburg | Gas | North | 2003 | 180 | 180 | 180 | 180 | 180 | 180
Kiamichi Energy Facility 2ST | KMCHI_2ST | Pittsburg | Gas | North | 2003 | 307 | 307 | 307 | 307 | 307 | 307
Tenaska-Frontier 1 | FTR_FTR_G1 | Grimes | Gas | North | 2000 | 180 | 180 | 180 | 180 | 180 | 180
Tenaska-Frontier 2 | FTR_FTR_G2 | Grimes | Gas | North | 2000 | 180 | 180 | 180 | 180 | 180 | 180
Tenaska-Frontier 3 | FTR_FTR_G3 | Grimes | Gas | North | 2000 | 180 | 180 | 180 | 180 | 180 | 180
Tenaska-Frontier 4 | FTR_FTR_G4 | Grimes | Gas | North | 2000 | 390 | 390 | 390 | 390 | 390 | 390
Tenaska-Gateway 1 | TGCCS_CT1 | Rusk | Gas | North | 2001 | 162 | 162 | 162 | 162 | 162 | 162
Tenaska-Gateway 2 | TGCCS_CT2 | Rusk | Gas | North | 2001 | 179 | 179 | 179 | 179 | 179 | 179
Tenaska-Gateway 3 | TGCCS_CT3 | Rusk | Gas | North | 2001 | 178 | 178 | 178 | 178 | 178 | 178
Tenaska-Gateway 4 | TGCCS_UNIT4 | Rusk | Gas | North | 2001 | 389 | 389 | 389 | 389 | 389 | 389
Switchable Resources | [5 empty] | 3168 | 3168 | 3168 | 3168 | 3168 | 3168
Barton Chapel Wind | BRTSW_BCW1 | Jack | Wind | North | 2007 | 120 | 120 | 120 | 120 | 120 | 120
Buffalo Gap Wind Farm 1 | BUFF_GAP_UNIT1 | Taylor | Wind | West | 2006 | 120 | 120 | 120 | 120 | 120 | 120
Buffalo Gap Wind Farm 2 | BUFF_GAP_UNIT2 | Taylor | Wind | West | 2006 | 233 | 233 | 233 | 233 | 233 | 233
Buffalo Gap Wind Farm 3 | BUFF_GAP_UNIT3 | Taylor | Wind | West | 2007 | 150 | 150 | 150 | 150 | 150 | 150
Bull Creek Wind Plant | BULLCRK_WND1 | Borden | Wind | West | 2008 | 91 | 91 | 91 | 91 | 91 | 91
Bull Creek Wind Plant | BULLCRK_WND2 | Borden | Wind | West | 2008 | 89 | 89 | 89 | 89 | 89 | 89
Callahan Wind | CALLAHAN_WND1 | Callahan | Wind | West | 2004 | 114 | 114 | 114 | 114 | 114 | 114
Camp Springs 1 | CSEC_CSECG1 | Scurry | Wind | West | 2004 | 130 | 130 | 130 | 130 | 130 | 130
Camp Springs 2 | CSEC_CSECG2 | Scurry | Wind | West | 2007 | 120 | 120 | 120 | 120 | 120 | 120
Capricorn Ridge Wind 1 | CAPRIDGE_CR1 | Sterling | Wind | West | 2007 | 200 | 200 | 200 | 200 | 200 | 200
Capricorn Ridge Wind 2 | CAPRIDGE_CR3 | Sterling | Wind | West | 2007 | 186 | 186 | 186 | 186 | 186 | 186
Capricorn Ridge Wind 3 | CAPRIDGE_CR2 | Sterling | Wind | West | 2008 | 140 | 140 | 140 | 140 | 140 | 140
Capricorn Ridge Wind 4 | CAPRIDG4_CR4 | Sterling | Wind | West | 2007 | 115 | 115 | 115 | 115 | 115 | 115
Champion Wind Farm | TKWSW_CHAMPION | Nolan | Wind | West | 2008 | 120 | 120 | 120 | 120 | 120 | 120
Delaware Mountain Wind Farm | DELAWARE_WIND_NWP | Culberson | Wind | West | 2001 | 30 | 30 | 30 | 30 | 30 | 30
Desert Sky Wind Farm 1 | INDNENR_INDNENR | Pecos | Wind | West | 2001 | 25 | 25 | 25 | 25 | 25 | 25
Desert Sky Wind Farm 2 | INDNENR_INDNENR_2 | Pecos | Wind | West | 2002 | 135 | 135 | 135 | 135 | 135 | 135
Elbow Creek Wind Project | ELB_ELBCREEK | Howard | Wind | West | 2008 | 117 | 117 | 117 | 117 | 117 | 117
Forest Creek Wind Farm | MCDLD_FCW1 | Glasscock | Wind | West | 2008 | 124 | 124 | 124 | 124 | 124 | 124
Goat Wind | GOAT_GOATWIND | Sterling | Wind | West | 2008 | 150 | 150 | 150 | 150 | 150 | 150
Green Mountain Energy 1 | BRAZ_WND_WND1 | Scurry | Wind | West | 2008 | 99 | 99 | 99 | 99 | 99 | 99
Green Mountain Energy 2 | BRAZ_WND_WND2 | Scurry | Wind | West | 2003 | 61 | 61 | 61 | 61 | 61 | 61
Gulf Wind I | TGW_T1 | Kenedy | Wind | South | 2003 | 143 | 143 | 143 | 143 | 143 | 143
Gulf Wind II | TGW_T2 | Kenedy | Wind | South | 2008 | 140 | 140 | 140 | 140 | 140 | 140
Hackberry Wind Farm | HWF_HWFG1 | Shackelford | Wind | West | 2008 | 165 | 165 | 165 | 165 | 165 | 165
Horse Hollow Wind 1 | H_HOLLOW_WND1 | Taylor | Wind | West | 2008 | 210 | 210 | 210 | 210 | 210 | 210
Horse Hollow Wind 2 | HHOLLOW4_WND1 | Taylor | Wind | West | 2005 | 115 | 115 | 115 | 115 | 115 | 115
Horse Hollow Wind 3 | HHOLLOW3_WND_1 | Taylor | Wind | West | 2006 | 220 | 220 | 220 | 220 | 220 | 220
Horse Hollow Wind 4 | HHOLLOW2_WIND1 | Taylor | Wind | West | 2006 | 180 | 180 | 180 | 180 | 180 | 180
Inadale Wind | INDL_INADALE1 | Nolan | Wind | West | 2006 | 197 | 197 | 197 | 197 | 197 | 197
Indian Mesa Wind Farm | INDNNWP_INDNNWP | Pecos | Wind | West | 2008 | 80 | 80 | 80 | 80 | 80 | 80
King Mountain NE | KING_NE_KINGNE | Upton | Wind | West | 2001 | 80 | 80 | 80 | 80 | 80 | 80
King Mountain NW | KING_NW_KINGNW | Upton | Wind | West | 2001 | 80 | 80 | 80 | 80 | 80 | 80
King Mountain SE | KING_SE_KINGSE | Upton | Wind | West | 2001 | 43 | 43 | 43 | 43 | 43 | 43
King Mountain SW | KING_SW_KINGSW | Upton | Wind | West | 2001 | 80 | 80 | 80 | 80 | 80 | 80
Kunitz Wind | KUNITZ_WIND_LGE | Culberson | Wind | West | 2001 | 35 | 35 | 35 | 35 | 35 | 35
Langford Wind Power | LGD_LANGFORD | Tom Green | Wind | West | 2010 | 150 | 150 | 150 | 150 | 150 | 150
Loraine Windpark I | LONEWOLF_G1 | Mitchell | Wind | West | 2009 | 126 | 126 | 126 | 126 | 126 | 126
Loraine Windpark II | LONEWOLF_G2 | Mitchell | Wind | West | 2009 | 125 | 125 | 125 | 125 | 125 | 125
McAdoo Wind Farm | MWEC_G1 | Dickens | Wind | West | 2008 | 150 | 150 | 150 | 150 | 150 | 150
Mesquite Wind | LNCRK_G83 | Shackelford | Wind | West | 2006 | 200 | 200 | 200 | 200 | 200 | 200
Notrees-1 | NWF_NWF1 | Winkler | Wind | West | 2008 | 153 | 153 | 153 | 153 | 153 | 153
Ocotillo Wind Farm | OWF_OWF | Howard | Wind | West | 2008 | 59 | 59 | 59 | 59 | 59 | 59
Panther Creek 1 | PC_NORTH_PANTHER1 | Howard | Wind | West | 2008 | 143 | 143 | 143 | 143 | 143 | 143
Panther Creek 2 | PC_SOUTH_PANTHER2 | Howard | Wind | West | 2008 | 115 | 115 | 115 | 115 | 115 | 115
Panther Creek 3 | PC_SOUTH_PANTHER3 | Howard | Wind | West | 2009 | 200 | 200 | 200 | 200 | 200 | 200
Papalote Creek Wind Farm | PAP1_PAP1 | San Patricio | Wind | South | 2010 | 180 | 180 | 180 | 180 | 180 | 180
Pecos Wind (Woodward 1) | WOODWRD1_WOODWRD1 | Pecos | Wind | West | 2008 | 80 | 80 | 80 | 80 | 80 | 80
Pecos Wind (Woodward 2) | WOODWRD2_WOODWRD2 | Pecos | Wind | West | 2001 | 80 | 80 | 80 | 80 | 80 | 80
Penascal Wind | PENA_UNIT1 | Kenedy | Wind | South | 2001 | 101 | 101 | 101 | 101 | 101 | 101
Penascal Wind | PENA_UNIT2 | Kenedy | Wind | South | 2008 | 101 | 101 | 101 | 101 | 101 | 101
Penascal Wind | PENA_UNIT3 | Kenedy | Wind | South | 2010 | 200 | 200 | 200 | 200 | 200 | 200
Post Oak Wind 1 | LNCRK2_G871 | Shackelford | Wind | West | 2008 | 100 | 100 | 100 | 100 | 100 | 100
Post Oak Wind 2 | LNCRK2_G872 | Shackelford | Wind | West | 2007 | 100 | 100 | 100 | 100 | 100 | 100
Pyron Wind Farm | PYR_PYRON1 | Scurry | Wind | West | 2007 | 249 | 249 | 249 | 249 | 249 | 249
Red Canyon | RDCANYON_RDCNY1 | Borden | Wind | West | 2008 | 84 | 84 | 84 | 84 | 84 | 84
Roscoe Wind Farm | TKWSW1_ROSCOE | Nolan | Wind | West | 2006 | 200 | 200 | 200 | 200 | 200 | 200
Sand Bluff Wind Farm | MCDLD_SBW1 | Glasscock | Wind | West | 2008 | 90 | 90 | 90 | 90 | 90 | 90
Sherbino I | KEO_KEO_SM1 | Pecos | Wind | West | 2008 | 150 | 150 | 150 | 150 | 150 | 150
Silver Star | FLTCK_SSI | Eastland | Wind | North | 2008 | 60 | 60 | 60 | 60 | 60 | 60
Snyder Wind Farm | ENAS_ENA1 | Scurry | Wind | West | 2007 | 63 | 63 | 63 | 63 | 63 | 63
South Trent Wind Farm | STWF_T1 | Nolan | Wind | West | 2007 | 98 | 98 | 98 | 98 | 98 | 98
Stanton Wind Energy | SWEC_G1 | Martin | Wind | West | 2008 | 120 | 120 | 120 | 120 | 120 | 120
Sweetwater Wind 1 | SWEETWND_WND1 | Nolan | Wind | West | 2008 | 37 | 37 | 37 | 37 | 37 | 37
Sweetwater Wind 2 | SWEETWN2_WND24 | Nolan | Wind | West | 2003 | 16 | 16 | 16 | 16 | 16 | 16
Sweetwater Wind 3 | SWEETWN2_WND2 | Nolan | Wind | West | 2006 | 100 | 100 | 100 | 100 | 100 | 100
Sweetwater Wind 4 | SWEETWN3_WND3 | Nolan | Wind | West | 2004 | 130 | 130 | 130 | 130 | 130 | 130
Sweetwater Wind 5 | SWEETWN4_WND5 | Nolan | Wind | West | 2005 | 80 | 80 | 80 | 80 | 80 | 80
Sweetwater Wind 6 | SWEETWN4_WND4B | Nolan | Wind | West | 2007 | 105 | 105 | 105 | 105 | 105 | 105
Sweetwater Wind 7 | SWEETWN4_WND4A | Nolan | Wind | West | 2007 | 119 | 119 | 119 | 119 | 119 | 119
Texas Big Spring | SGMTN_SIGNALMT | Howard | Wind | West | 1999 | 40 | 40 | 40 | 40 | 40 | 40
Trent Wind Farm | TRENT_TRENT | Nolan | Wind | West | 1999 | 150 | 150 | 150 | 150 | 150 | 150
TSTC West Texas Wind | DG_ROSC2_1UNIT | Nolan | Wind | West | 2008 | 2 | 2 | 2 | 2 | 2 | 2
Turkey Track Wind Energy Center | TTWEC_G1 | Nolan | Wind | West | 2008 | 170 | 170 | 170 | 170 | 170 | 170
West Texas Wind Energy | SW_MESA_SW_MESA | Upton | Wind | West | 1999 | 70 | 70 | 70 | 70 | 70 | 70
Whirlwind Energy | WEC_WECG1 | Floyd | Wind | West | 1999 | 60 | 60 | 60 | 60 | 60 | 60
Wolfe Flats | DG_TURL_UNIT1 | Hall | Wind | West | 2007 | 10 | 10 | 10 | 10 | 10 | 10
Wolfe Ridge | WHTTAIL_WR1 | Cooke | Wind | North | 2008 | 113 | 113 | 113 | 113 | 113 | 113
WIND | [5 empty] | 9116 | 9116 | 9116 | 9116 | 9116 | 9116
Cedro Hill Wind | 09INR0082 | Webb | Wind | South |  | 0 | 150 | 150 | 150 | 150 | 150
Papalote Creek Phase 2 | 08INR0012b | San Patricio | Wind | South |  | 0 | 198 | 198 | 198 | 198 | 198
Senate Wind Project | 08INR0011 | Jack | Wind | North |  | 0 | 0 | 150 | 150 | 150 | 150
Sherbino Mesa Wind Farm 2 | 06INR0012b | Pecos | Wind | West |  | 0 | 0 | 0 | 150 | 150 | 150
Gunsight Mountain | 08INR0018 | Howard | Wind | West |  | 0 | 0 | 0 | 0 | 120 | 120
Penascal Wind Farm | 06INR0022c | Kenedy | Wind | South |  | 0 | 0 | 0 | 0 | 202 | 202
Wild Horse Mountain | 06INR0026 | Howard | Wind | West |  | 0 | 0 | 0 | 0 | 120 | 120
Cottonwood Wind | 04INR0011c | Shackelford | Wind | West |  | 0 | 0 | 0 | 0 | 100 | 100
Cedar Elm | 04INR0011b | Shackelford | Wind | West |  | 0 | 0 | 0 | 0 | 136 | 136
New Wind Generation | [5 empty] | 0 | 348 | 498 | 648 | 1326 | 1326
Lufkin | 08INR0033 | Angelina | Biomass | North |  | 0 | 45 | 45 | 45 | 45 | 45
Nacogdoches Project | 09INR0007 | Nacogdoches | Biomass | North |  | 0 | 0 | 100 | 100 | 100 | 100
CFB Power Plant Units 11&12 | 09INR0029 | Calhoun | Coal | South |  | 0 | 263 | 263 | 263 | 263 | 263
Sandy Creek 1 | 09INR0001 | McLennan | Coal | North |  | 0 | 0 | 925 | 925 | 925 | 925
Coleto Creek Unit 2 | 14INR0002 | Goliad | Coal | South |  | 0 | 0 | 0 | 0 | 756 | 756
Panda Temple Power Ph 1 | 10INR0020 | Bell | Gas-CC | North |  | 0 | 0 | 0 | 780 | 780 | 780
Panda Temple Power Ph 2 | 10INR0021 | Bell | Gas-CC | North |  | 0 | 0 | 0 | 0 | 0 | 780
TECO Central Plant | 11INR0014 | Harris | Gas | Houston |  | 50 | 50 | 50 | 50 | 50 | 50
Jack County 2 | 10INR0010 | Jack | Gas | North |  | 0 | 620 | 620 | 620 | 620 | 620
New Units with Signed IA and Air Permit | [5 empty] | 50 | 978 | 2003 | 2783 | 3539 | 4319
Atkins 3 | ATKINS_ATKINSG3 | Brazos | Gas | North | 1954 | 12 | 12 | 12 | 12 | 12 | 12
Atkins 4 | ATKINS_ATKINSG4 | Brazos | Gas | North | 1958 | 22 | 22 | 22 | 22 | 22 | 22
Atkins 5 | ATKINS_ATKINSG5 | Brazos | Gas | North | 1965 | 25 | 25 | 25 | 25 | 25 | 25
Atkins 6 | ATKINS_ATKINSG6 | Brazos | Gas | North | 1969 | 50 | 50 | 50 | 50 | 50 | 50
C E Newman 5 | NEWMAN_NEWMA_5 | Dallas | Gas | North | 1963 | 37 | 37 | 37 | 37 | 37 | 37
Spencer 4 | SPNCER_SPNCE_4 | Denton | Gas | North | 1966 | 61 | 61 | 61 | 61 | 61 | 61
Collin 1 | CNSES_UNIT1 | Collin | Gas | North | 1955 | 147 | 147 | 147 | 147 | 147 | 147
W B Tuttle 1 | TUTTLE_WBT1G1 | Bexar | Gas | South | 1954 | 61 | 61 | 61 | 61 | 61 | 61
W B Tuttle 3 | TUTTLE_WBT3G3 | Bexar | Gas | South | 1956 | 90 | 90 | 90 | 90 | 90 | 90
W B Tuttle 4 | TUTTLE_WBT4G4 | Bexar | Gas | South | 1961 | 154 | 154 | 154 | 154 | 154 | 154
DeCordova 1 | DC3SES_UNIT1 | Hood | Gas | North | 1975 | 816 | 816 | 816 | 816 | 816 | 816
Eagle Mountain 1 | EMSES_UNIT1 | Tarrant | Gas | North | 1954 | 118 | 118 | 118 | 118 | 118 | 118
Eagle Mountain 2 | EMSES_UNIT2 | Tarrant | Gas | North | 1956 | 100 | 100 | 100 | 100 | 100 | 100
Eagle Mountain 3 | EMSES_UNIT3 | Tarrant | Gas | North | 1971 | 390 | 390 | 390 | 390 | 390 | 390
Valley 1 | VLSES_UNIT1 | Fannin | Gas | North | 1962 | 174 | 174 | 174 | 174 | 174 | 174
Valley 2 | VLSES_UNIT2 | Fannin | Gas | North | 1967 | 520 | 520 | 520 | 520 | 520 | 520
Valley 3 | VLSES_UNIT3 | Fannin | Gas | North | 1971 | 375 | 375 | 375 | 375 | 375 | 375
Lake Creek 1 | LCSES_UNIT1 | Mclennan | Gas | North | 1953 | 81 | 81 | 81 | 81 | 81 | 81
Lake Creek 2 | LCSES_UNIT2 | Mclennan | Gas | North | 1959 | 239 | 239 | 239 | 239 | 239 | 239
Tradinghouse 2 | THSES_UNIT2 | Mclennan | Gas | North | 1972 | 787 | 787 | 787 | 787 | 787 | 787
North Texas 1 | NTX_NTX_1 | Parker | Gas | North | 1958 | 18 | 18 | 18 | 18 | 18 | 18
North Texas 2 | NTX_NTX_2 | Parker | Gas | North | 1958 | 18 | 18 | 18 | 18 | 18 | 18
North Texas 3 | NTX_NTX_3 | Parker | Gas | North | 1963 | 39 | 39 | 39 | 39 | 39 | 39
Spencer 5 | SPNCER_SPNCE_5 | Denton | Gas | North | 1973 | 61 | 61 | 61 | 61 | 61 | 61
Permian Basin 5 | PB5SES_UNIT5 | Ward | Gas | West | 1959 | 112 | 112 | 112 | 112 | 112 | 112
Permian Basin 6 | PBSES_UNIT6 | Ward | Gas | West | 1973 | 515 | 515 | 515 | 515 | 515 | 515
Mothballed Resources | [5 empty] | 5022 | 5022 | 5022 | 5022 | 5022 | 5022
Pampa Energy Center | 07INR0004 | Gray | Steam-Coal |  |  | 0 | 0 | 165 | 165 | 165 | 165
Comanche Peak 3 and 4 | 15INR0002 | Somervel | Nuclear |  |  | 0 | 0 | 0 | 0 | 3200 | 3200
STP 3 and 4 | 15INR0008 | Matagorda | Nuclear |  |  | 0 | 0 | 0 | 0 | 2700 | 2700
Potential Public Non-Wind Resources | [5 empty] | 0 | 0 | 165 | 165 | 6065 | 6065
M Bar Wind | 08INR0038 | Andrews | Wind |  |  | 0 | 0 | 194 | 194 | 194 | 194
Gulf Wind 3 | 05INR0015c | Kenedy | Wind |  |  | 400 | 400 | 400 | 400 | 400 | 400
Gulf Wind 2 | 05INR0015b | Kenedy | Wind |  |  | 400 | 400 | 400 | 400 | 400 | 400
Throckmorton Wind Farm | 12INR0003 | Throckmorton | Wind |  |  | 0 | 400 | 400 | 400 | 400 | 400
Buffalo Gap 4 and 5 | 08INR0065 | Nolan | Wind |  |  | 0 | 465 | 465 | 465 | 465 | 465
Gatesville Wind Farm | 09INR0034 | Coryell | Wind |  |  | 0 | 0 | 200 | 200 | 200 | 200
B&B Panhandle Wind | 09INR0024 | Carson | Wind |  |  | 0 | 0 | 1001 | 1001 | 1001 | 1001
Scurry County Wind III | 09INR0037 | Scurry | Wind |  |  | 0 | 0 | 350 | 350 | 350 | 350
Fort Concho Wind Farm | 12INR0004 | Tom Green | Wind |  |  | 0 | 0 | 400 | 400 | 400 | 400
McAdoo Energy Center II | 09INR0036 | Dickens | Wind |  |  | 0 | 0 | 0 | 500 | 500 | 500
Pistol Hill Energy Center | 08INR0025 | Ector | Wind |  |  | 0 | 0 | 300 | 300 | 300 | 300
Potential Public Wind Resources | [5 empty] | 800 | 1665 | 4110 | 4610 | 4610 | 4610
| 10INR0011 | Johnson | Gas |  |  | 275 | 275 | 275 | 275 | 275 | 275
| 10INR0069 | Rusk | Coal |  |  | 13 | 13 | 13 | 13 | 13 | 13
| 09INR0081 | Rusk | Coal |  |  | 18 | 18 | 18 | 18 | 18 | 18
| 10INR0029 | Hood | Gas |  |  | 810 | 810 | 810 | 810 | 810 | 810
| 10INR0035 | Harris | Gas |  |  | 416 | 416 | 416 | 416 | 416 | 416
| 10INR0012 | Nacogdoches | Gas |  |  | 300 | 300 | 300 | 300 | 300 | 300
| 10INR0070 | Hunt | Gas |  |  | 0 | 50 | 50 | 50 | 50 | 50
| 09INR0031 | Ector | Gas |  |  | 0 | 275 | 275 | 275 | 275 | 275
| 10INR0032 | Navarro | Gas |  |  | 0 | 775 | 775 | 775 | 775 | 775
| 10INR0080 | Presidio | Solar |  |  | 0 | 144 | 144 | 144 | 144 | 144
| 11INR0037 | Smith | Biomass |  |  | 0 | 50 | 50 | 50 | 50 | 50
| 11INR0028 | Grimes | Gas |  |  | 0 | 1280 | 1280 | 1280 | 1280 | 1280
| 11INR0046 | Brazoria | Gas |  |  | 0 | 300 | 300 | 300 | 300 | 300
| 11INR0048 | Harris | Gas |  |  | 0 | 300 | 300 | 300 | 300 | 300
| 11INR0058 | Pecos | Solar |  |  | 0 | 135 | 135 | 135 | 135 | 135
| 11INR0060 | Tom Green | Solar |  |  | 0 | 90 | 90 | 90 | 90 | 90
| 11INR0061 | Presidio | Solar |  |  | 0 | 90 | 90 | 90 | 90 | 90
| 09INR0050 | Fannin | Gas |  |  | 0 | 1200 | 1200 | 1200 | 1200 | 1200
| 11INR0006 | Lamar | Gas |  |  | 0 | 579 | 579 | 579 | 579 | 579
| 11INR0040 | freestone | Gas |  |  | 0 | 0 | 640 | 640 | 640 | 640
| 10INR0021 | Grayson | Gas |  |  | 0 | 0 | 646 | 646 | 646 | 646
| 10INR0018 | Madison | Gas |  |  | 0 | 0 | 550 | 550 | 550 | 550
| 11INR0049 | Wharton | Gas |  |  | 0 | 0 | 275 | 275 | 275 | 275
| 12INR0007 | Lamar | Gas |  |  | 0 | 0 | 296 | 296 | 296 | 296
| 12INR0006 | Limestone | Coal |  |  | 0 | 0 | 875 | 875 | 875 | 875
| 10INR0022 | Harris | Gas |  |  | 0 | 0 | 3500 | 3500 | 3500 | 3500
| 12INR0016 | Nueces | Other |  |  | 0 | 0 | 0 | 1200 | 1200 | 1200
| 14INR0003 | Nolan | Coal |  |  | 0 | 0 | 0 | 0 | 850 | 850
| 14INR0005 | Matagorda | Coal |  |  | 0 | 0 | 0 | 0 | 1200 | 1200
Potential Confidential Non-Wind Resources | [5 empty] | 1832 | 7100 | 13882 | 15082 | 17132 | 17132
| 10INR0048 | Hardeman | Wind |  |  | 1000 | 1000 | 1000 | 1000 | 1000 | 1000
| 09INR0069 | Reagan | Wind |  |  | 36 | 36 | 36 | 36 | 36 | 36
| 09INR0070 | Reagan | Wind |  |  | 42 | 42 | 42 | 42 | 42 | 42
| 10INR0016 | Childress | Wind |  |  | 150 | 150 | 150 | 150 | 150 | 150
| 10INR0054 | Palo Pinto | Wind |  |  | 36 | 36 | 36 | 36 | 36 | 36
| 10INR0062a | Pecos | Wind |  |  | 49.5 | 49.5 | 49.5 | 49.5 | 49.5 | 49.5
| 10INR0079 | Nolan | Wind |  |  | 60 | 60 | 60 | 60 | 60 | 60
| 10INR0013 | Upton | Wind |  |  | 400 | 400 | 400 | 400 | 400 | 400
| 10INR0052a | Knox | Wind |  |  | 21 | 21 | 21 | 21 | 21 | 21
| 10INR0057 | Taylor | Wind |  |  | 200 | 200 | 200 | 200 | 200 | 200
| 09INR0074 | Motley | Wind |  |  | 70 | 70 | 70 | 70 | 70 | 70
| 10INR0015 | Mitchell | Wind |  |  | 350 | 350 | 350 | 350 | 350 | 350
| 10INR0041 | Floyd | Wind |  |  | 135 | 135 | 135 | 135 | 135 | 135
| 10INR0081a | Clay | Wind |  |  | 30.4 | 30.4 | 30.4 | 30.4 | 30.4 | 30.4
| 11INR0029 | Throckmorton | Wind |  |  | 0 | 200 | 200 | 200 | 200 | 200
| 09INR0054 | Stonewall | Wind |  |  | 0 | 148.5 | 148.5 | 148.5 | 148.5 | 148.5
| 09INR0061 | Kent | Wind |  |  | 0 | 258 | 258 | 258 | 258 | 258
| 07INR0013 | Coke | Wind |  |  | 0 | 200 | 200 | 200 | 200 | 200
| 07INR0015 | Foard | Wind |  |  | 0 | 180 | 180 | 180 | 180 | 180
| 07INR0035 | Tom Green | Wind |  |  | 0 | 270 | 270 | 270 | 270 | 270
| 08INR0061 | Hardeman | Wind |  |  | 0 | 200 | 200 | 200 | 200 | 200
| 08INR0062 | Archer | Wind |  |  | 0 | 249 | 249 | 249 | 249 | 249
| 09INR0076 | Jackson | Wind |  |  | 0 | 300 | 300 | 300 | 300 | 300
| 10INR0008 | Pecos | Wind |  |  | 0 | 500 | 500 | 500 | 500 | 500
| 10INR0019 | Deaf Smith | Wind |  |  | 0 | 609 | 609 | 609 | 609 | 609
| 10INR0033 | Armstrong | Wind |  |  | 0 | 399 | 399 | 399 | 399 | 399
| 10INR0042 | Mason | Wind |  |  | 0 | 170 | 170 | 170 | 170 | 170
| 10INR0051 | Brazoria | Wind |  |  | 0 | 200 | 200 | 200 | 200 | 200
| 10INR0056 | Borden | Wind |  |  | 0 | 249 | 249 | 249 | 249 | 249
| 10INR0077 | Callahan | Wind |  |  | 0 | 101 | 101 | 101 | 101 | 101
| 11INR0012 | Duval | Wind |  |  | 0 | 400 | 400 | 400 | 400 | 400
| 10INR0060 | Willacy | Wind |  |  | 0 | 400.5 | 400.5 | 400.5 | 400.5 | 400.5
| 11INR0050 | Crosby | Wind |  |  | 0 | 149 | 149 | 149 | 149 | 149
| 10INR0009 | Castro | Wind |  |  | 0 | 300 | 300 | 300 | 300 | 300
| 10INR0062b | Pecos | Wind |  |  | 0 | 49.5 | 49.5 | 49.5 | 49.5 | 49.5
| 11INR0062 | Nueces | Wind |  |  | 0 | 149 | 149 | 149 | 149 | 149
| 11INR0033b | Cameron | Wind |  |  | 0 | 200 | 200 | 200 | 200 | 200
| 11INR0033a | Cameron | Wind |  |  | 0 | 200 | 200 | 200 | 200 | 200
| 08INR0020 | Eastland | Wind |  |  | 0 | 200 | 200 | 200 | 200 | 200
| 10INR0023 | Haskell | Wind |  |  | 0 | 386 | 386 | 386 | 386 | 386
| 11INR0019 | Upton | Wind |  |  | 0 | 200 | 200 | 200 | 200 | 200
| 11INR0054 | San Patricio | Wind |  |  | 0 | 161 | 161 | 161 | 161 | 161
| 11INR0057 | Cameron | Wind |  |  | 0 | 165 | 165 | 165 | 165 | 165
| 11INR0065 | Nueces | Wind |  |  | 0 | 240 | 240 | 240 | 240 | 240
| 11INR0008a | Roberts | Wind |  |  | 0 | 1000 | 1000 | 1000 | 1000 | 1000
| 11INR0047 | Deaf Smith | Wind |  |  | 0 | 600 | 600 | 600 | 600 | 600
| 11INR0039 | Starr | Wind |  |  | 0 | 201 | 201 | 201 | 201 | 201
| 07INR0014a | Wilbarger | Wind |  |  | 0 | 140 | 140 | 140 | 140 | 140
| 07INR0014b | Wilbarger | Wind |  |  | 0 | 70 | 70 | 70 | 70 | 70
| 10INR0081b | Clay | Wind |  |  | 0 | 19.2 | 19.2 | 19.2 | 19.2 | 19.2
| 06INR0022d | Kenedy | Wind |  |  | 0 | 0 | 200 | 200 | 200 | 200
| 09INR0075 | Kinney | Wind |  |  | 0 | 0 | 248 | 248 | 248 | 248
| 11INR0005 | Upton | Wind |  |  | 0 | 0 | 500 | 500 | 500 | 500
| 11INR0013 | Mills | Wind |  |  | 0 | 0 | 150 | 150 | 150 | 150
| 11INR0025 | Crockett | Wind |  |  | 0 | 0 | 400 | 400 | 400 | 400
| 11INR0043 | Coke | Wind |  |  | 0 | 0 | 300 | 300 | 300 | 300
| 11INR0067 | Cameron | Wind |  |  | 0 | 0 | 78 | 78 | 78 | 78
| 12INR0034 | Borden | Wind |  |  | 0 | 0 | 342 | 342 | 342 | 342
| 09INR0048 | Jack | Wind |  |  | 0 | 0 | 150 | 150 | 150 | 150
| 12INR0021 | Edwards | Wind |  |  | 0 | 0 | 165 | 165 | 165 | 165
| 12INR0033 | Motley | Wind |  |  | 0 | 0 | 150 | 150 | 150 | 150
| 10INR0062c | Pecos | Wind |  |  | 0 | 0 | 201 | 201 | 201 | 201
| 08INR0031 | Childress | Wind |  |  | 0 | 0 | 100 | 100 | 100 | 100
| 12INR0002 | Briscoe | Wind |  |  | 0 | 0 | 750 | 750 | 750 | 750
| 08INR0041 | Coke | Wind |  |  | 0 | 0 | 200 | 200 | 200 | 200
| 12INR0026 | Randall | Wind |  |  | 0 | 0 | 400 | 400 | 400 | 400
| 12INR0027 | Gray | Wind |  |  | 0 | 0 | 200 | 200 | 200 | 200
| 08INR0019a | Gray | Wind |  |  | 0 | 0 | 0 | 250 | 250 | 250
| 08INR0019b | Gray | Wind |  |  | 0 | 0 | 0 | 250 | 250 | 250
| 08INR0019c | Gray | Wind |  |  | 0 | 0 | 0 | 250 | 250 | 250
| 08INR0044 | Concho | Wind |  |  | 0 | 0 | 0 | 200 | 200 | 200
| 12INR0035 | Nueces | Wind |  |  | 0 | 0 | 0 | 249 | 249 | 249
| 06INR0022f | Kenedy | Wind |  |  | 0 | 0 | 0 | 200 | 200 | 200
| 08INR0042 | Coke | Wind |  |  | 0 | 0 | 0 | 200 | 200 | 200
| 08INR0054 | Comanche | Wind |  |  | 0 | 0 | 0 | 401 | 401 | 401
| 08INR0056 | Nolan | Wind |  |  | 0 | 0 | 0 | 149 | 149 | 149
| 09INR0025 | Concho | Wind |  |  | 0 | 0 | 0 | 180 | 180 | 180
| 12INR0005 | Floyd | Wind |  |  | 0 | 0 | 0 | 1100 | 1100 | 1100
| 12INR0018 | Gray | Wind |  |  | 0 | 0 | 0 | 600 | 600 | 600
| 12INR0022 | Hidalgo | Wind |  |  | 0 | 0 | 0 | 200 | 200 | 200
| 12INR0029 | Swisher | Wind |  |  | 0 | 0 | 0 | 500 | 500 | 500
| 10INR0024 | Briscoe | Wind |  |  | 0 | 0 | 0 | 2940 | 2940 | 2940
| 09INR0058 | Howard | Wind |  |  | 0 | 0 | 0 | 250 | 250 | 250
| 09INR0051 | Borden | Wind |  |  | 0 | 0 | 0 | 249 | 249 | 249
| 09INR0041 | Mitchell | Wind |  |  | 0 | 0 | 0 | 300 | 300 | 300
| 13INR0004 | Deaf Smith | Wind |  |  | 0 | 0 | 0 | 500 | 500 | 500
| 13INR0005 | Carson | Wind |  |  | 0 | 0 | 0 | 600 | 600 | 600
| 13INR0006 | Gray | Wind |  |  | 0 | 0 | 0 | 750 | 750 | 750
| 09INR0073 | Scurry | Wind |  |  | 0 | 0 | 0 | 0 | 200 | 200
| 06INR0022e | Kenedy | Wind |  |  | 0 | 0 | 0 | 0 | 200 | 200
| 08INR0022 | Floyd | Wind |  |  | 0 | 0 | 0 | 0 | 100 | 100
| 08INR0023 | Floyd | Wind |  |  | 0 | 0 | 0 | 0 | 100 | 100
| 09INR0077 | Reagan | Wind |  |  | 0 | 0 | 0 | 0 | 500 | 500
| 13INR0010 | Parmer | Wind |  |  | 0 | 0 | 0 | 0 | 1200 | 1200
| 14INR0001 | Pecos | Wind |  |  | 0 | 0 | 0 | 0 | 0 | 500
Potential Confidential Wind Resources | [5 empty] | 2579.9 | 12043.6 | 16577.6 | 26895.6 | 29195.6 | 29695.6
Cobisa-Greenville | 06INR0006 | Hunt | Gas |  |  | 0 | 0 | 0 | 1792 | 1792 | 1792
Excluded Resources | [5 empty] | 0 | 0 | 0 | 1792 | 1792 | 1792

## LongTermProjections
Long-Term Projections

## SummerFuelTypes
Summer Fuel Types - ERCOT | [6 empty] | Summer Fuel Types - Houston Zone | [6 empty] | Summer Fuel Types - North Zone | [6 empty] | Summer Fuel Types - South Zone | [6 empty] | Summer Fuel Types - West Zone
Fuel type is based on the primary fuel. The available capactities of the mothballed units are included. Capacities of the wind units are included at 8.7%. The amounts available for the grid according to information from the owners of the private network (self-serve) units and the distributed generation units that have registered with ERCOT are included. | [6 empty] | Fuel type is based on the primary fuel. The available capactities of the mothballed units are included. Capacities of the wind units are included at 8.7%. The amounts available for the grid according to information from the owners of the private network (self-serve) units and the distributed generation units that have registered with ERCOT are included. | [6 empty] | Fuel type is based on the primary fuel. The available capactities of the mothballed units are included. Capacities of the wind units are included at 8.7%. The amounts available for the grid according to information from the owners of the private network (self-serve) units and the distributed generation units that have registered with ERCOT are included. | [6 empty] | Fuel type is based on the primary fuel. The available capactities of the mothballed units are included. Capacities of the wind units are included at 8.7%. The amounts available for the grid according to information from the owners of the private network (self-serve) units and the distributed generation units that have registered with ERCOT are included. | [6 empty] | Fuel type is based on the primary fuel. The available capactities of the mothballed units are included. Capacities of the wind units are included at 8.7%. The amounts available for the grid according to information from the owners of the private network (self-serve) units and the distributed generation units that have registered with ERCOT are included.
| In MW | [6 empty] | In MW | [6 empty] | In MW | [6 empty] | In MW | [6 empty] | In MW
Fuel Type | 2010 | 2011 | 2012 | 2013 | 2014 | 2015 | Fuel Type | 2010 | 2011 | 2012 | 2013 | 2014 | 2015 | Fuel Type | 2010 | 2011 | 2012 | 2013 | 2014 | 2015 | Fuel Type | 2010 | 2011 | 2012 | 2013 | 2014 | 2015 | Fuel Type | 2010 | 2011 | 2012 | 2013 | 2014 | 2015
Biomass | 48.7 | 93.7 | 193.7 | 193.7 | 193.7 | 193.7 | Biomass | 24.6 | 24.6 | 24.6 | 24.6 | 24.6 | 24.6 | Biomass | 9.6 | 54.6 | 154.6 | 154.6 | 154.6 | 154.6 | Biomass | 14.5 | 14.5 | 14.5 | 14.5 | 14.5 | 14.5 | Biomass | 0 | 0 | 0 | 0 | 0 | 0
Coal | 18767 | 19030 | 19955 | 19955 | 20711 | 20711 | Coal | 2460 | 2460 | 2460 | 2460 | 2460 | 2460 | Coal | 9633 | 9633 | 10558 | 10558 | 10558 | 10558 | Coal | 6024 | 6287 | 6287 | 6287 | 7043 | 7043 | Coal | 650 | 650 | 650 | 650 | 650 | 650
Natural Gas | 49908 | 48034 | 48034 | 48683.6 | 48683.6 | 49333.6 | Natural Gas | 13143 | 13193 | 13193 | 13193 | 13193 | 13193 | Natural Gas | 19495.4 | 18198.4 | 18198.4 | 18848 | 18848 | 19498 | Natural Gas | 14126.6 | 14126.6 | 14126.6 | 14126.6 | 14126.6 | 14126.6 | Natural Gas | 3143 | 2516 | 2516 | 2516 | 2516 | 2516
Nuclear | 5091 | 5091 | 5091 | 5091 | 5091 | 5091 | Nuclear | 2724 | 2724 | 2724 | 2724 | 2724 | 2724 | Nuclear | 2367 | 2367 | 2367 | 2367 | 2367 | 2367 | Nuclear | 0 | 0 | 0 | 0 | 0 | 0 | Nuclear | 0 | 0 | 0 | 0 | 0 | 0
Other | 737.6 | 737.6 | 737.6 | 737.6 | 737.6 | 737.6 | Other | 151.9 | 151.9 | 151.9 | 151.9 | 151.9 | 151.9 | Other | 307.9 | 307.9 | 307.9 | 307.9 | 307.9 | 307.9 | Other | 167.8 | 167.8 | 167.8 | 167.8 | 167.8 | 167.8 | Other | 110 | 110 | 110 | 110 | 110 | 110
Hydro | 567.4 | 567.4 | 567.4 | 567.4 | 567.4 | 567.4 | Hydro | 0 | 0 | 0 | 0 | 0 | 0 | Hydro | 136.8 | 136.8 | 136.8 | 136.8 | 136.8 | 136.8 | Hydro | 430.6 | 430.6 | 430.6 | 430.6 | 430.6 | 430.6 | Hydro | 0 | 0 | 0 | 0 | 0 | 0
Wind | 793.1 | 823.3 | 836.3 | 887.9 | 908.4 | 908.4 | Wind | 0 | 0 | 0 | 0 | 0 | 0 | Wind | 25.5 | 25.5 | 38.5 | 38.5 | 38.5 | 38.5 | Wind | 75.3 | 105.5 | 105.5 | 123.1 | 123.1 | 123.1 | Wind | 692.3 | 692.3 | 692.3 | 726.3 | 746.8 | 746.8
Total | 75912.8 | 74377 | 75415 | 76116.2 | 76892.7 | 77542.7 | Total | 18503.5 | 18553.5 | 18553.5 | 18553.5 | 18553.5 | 18553.5 | Total | 31975.2 | 30723.2 | 31761.2 | 32410.8 | 32410.8 | 33060.8 | Total | 20838.8 | 21132 | 21132 | 21149.6 | 21905.6 | 21905.6 | Total | 4595.3 | 3968.3 | 3968.3 | 4002.3 | 4022.8 | 4022.8
| In Percentages | [6 empty] | In Percentages | [6 empty] | In Percentages | [6 empty] | In Percentages | [6 empty] | In Percentages
Fuel Type | 2010 | 2011 | 2012 | 2013 | 2014 | 2015 | Fuel Type | 2010 | 2011 | 2012 | 2013 | 2014 | 2015 | Fuel Type | 2010 | 2011 | 2012 | 2013 | 2014 | 2015 | Fuel Type | 2010 | 2011 | 2012 | 2013 | 2014 | 2015 | Fuel Type | 2010 | 2011 | 2012 | 2013 | 2014 | 2015
Biomass | 0.06415% | 0.126% | 0.2568% | 0.2545% | 0.2519% | 0.2498% | Biomass | 0.1329% | 0.1326% | 0.1326% | 0.1326% | 0.1326% | 0.1326% | Biomass | 0.03002% | 0.1777% | 0.4868% | 0.477% | 0.477% | 0.4676% | Biomass | 0.06958% | 0.06862% | 0.06862% | 0.06856% | 0.06619% | 0.06619% | Biomass | 0% | 0% | 0% | 0% | 0% | 0%
Coal | 24.72% | 25.59% | 26.46% | 26.22% | 26.93% | 26.71% | Coal | 13.29% | 13.26% | 13.26% | 13.26% | 13.26% | 13.26% | Coal | 30.13% | 31.35% | 33.24% | 32.58% | 32.58% | 31.94% | Coal | 28.91% | 29.75% | 29.75% | 29.73% | 32.15% | 32.15% | Coal | 14.14% | 16.38% | 16.38% | 16.24% | 16.16% | 16.16%
Natural Gas | 65.74% | 64.58% | 63.69% | 63.96% | 63.31% | 63.62% | Natural Gas | 71.03% | 71.11% | 71.11% | 71.11% | 71.11% | 71.11% | Natural Gas | 60.97% | 59.23% | 57.3% | 58.15% | 58.15% | 58.98% | Natural Gas | 67.79% | 66.85% | 66.85% | 66.79% | 64.49% | 64.49% | Natural Gas | 68.4% | 63.4% | 63.4% | 62.86% | 62.54% | 62.54%
Nuclear | 6.706% | 6.845% | 6.751% | 6.688% | 6.621% | 6.565% | Nuclear | 14.72% | 14.68% | 14.68% | 14.68% | 14.68% | 14.68% | Nuclear | 7.403% | 7.704% | 7.452% | 7.303% | 7.303% | 7.16% | Nuclear | 0% | 0% | 0% | 0% | 0% | 0% | Nuclear | 0% | 0% | 0% | 0% | 0% | 0%
Other | 0.9716% | 0.9917% | 0.9781% | 0.969% | 0.9593% | 0.9512% | Other | 0.8209% | 0.8187% | 0.8187% | 0.8187% | 0.8187% | 0.8187% | Other | 0.9629% | 1.002% | 0.9694% | 0.95% | 0.95% | 0.9313% | Other | 0.8052% | 0.7941% | 0.7941% | 0.7934% | 0.766% | 0.766% | Other | 2.394% | 2.772% | 2.772% | 2.748% | 2.734% | 2.734%
Hydro | 0.7474% | 0.7629% | 0.7524% | 0.7454% | 0.7379% | 0.7317% | Hydro | 0% | 0% | 0% | 0% | 0% | 0% | Hydro | 0.4278% | 0.4453% | 0.4307% | 0.4221% | 0.4221% | 0.4138% | Hydro | 2.066% | 2.038% | 2.038% | 2.036% | 1.966% | 1.966% | Hydro | 0% | 0% | 0% | 0% | 0% | 0%
Wind | 1.045% | 1.107% | 1.109% | 1.167% | 1.181% | 1.171% | Wind | 0% | 0% | 0% | 0% | 0% | 0% | Wind | 0.07975% | 0.083% | 0.1212% | 0.1188% | 0.1188% | 0.1165% | Wind | 0.3613% | 0.4992% | 0.4992% | 0.582% | 0.562% | 0.562% | Wind | 15.07% | 17.45% | 17.45% | 18.15% | 18.56% | 18.56%

## WinterFuelTypes
Winter Fuel Types - ERCOT | [6 empty] | Winter Fuel Types - Houston Zone | [6 empty] | Winter Fuel Types - North Zone | [6 empty] | Winter Fuel Types - South Zone | [6 empty] | Winter Fuel Types - West Zone
Fuel type is based on the primary fuel. The available capactities of the mothballed units are included. Capacities of the wind units are included at 8.7%. The amounts available for the grid according to information from the owners of the private network (self-serve) units and the distributed generation units that have registered with ERCOT are included. | [6 empty] | Fuel type is based on the primary fuel. The available capactities of the mothballed units are included. Capacities of the wind units are included at 8.7%. The amounts available for the grid according to information from the owners of the private network (self-serve) units and the distributed generation units that have registered with ERCOT are included. | [6 empty] | Fuel type is based on the primary fuel. The available capactities of the mothballed units are included. Capacities of the wind units are included at 8.7%. The amounts available for the grid according to information from the owners of the private network (self-serve) units and the distributed generation units that have registered with ERCOT are included. | [6 empty] | Fuel type is based on the primary fuel. The available capactities of the mothballed units are included. Capacities of the wind units are included at 8.7%. The amounts available for the grid according to information from the owners of the private network (self-serve) units and the distributed generation units that have registered with ERCOT are included. | [6 empty] | Fuel type is based on the primary fuel. The available capactities of the mothballed units are included. Capacities of the wind units are included at 8.7%. The amounts available for the grid according to information from the owners of the private network (self-serve) units and the distributed generation units that have registered with ERCOT are included.
| In MW | [6 empty] | In MW | [6 empty] | In MW | [6 empty] | In MW | [6 empty] | In MW
Fuel Type | 2010/11 | 2011/12 | 2012/13 | 2013/14 | 2014/15 | 2015/16 | Fuel Type | 2010/11 | 2011/12 | 2012/13 | 2013/14 | 2014/15 | 2015/16 | Fuel Type | 2010/11 | 2011/12 | 2012/13 | 2013/14 | 2014/15 | 2015/16 | Fuel Type | 2010/11 | 2011/12 | 2012/13 | 2013/14 | 2014/15 | 2015/16 | Fuel Type | 2010/11 | 2011/12 | 2012/13 | 2013/14 | 2014/15 | 2015/16
Biomass | 48.7 | 93.7 | 193.7 | 193.7 | 193.7 | 193.7 | Biomass | 24.6 | 24.6 | 24.6 | 24.6 | 24.6 | 24.6 | Biomass | 9.6 | 54.6 | 154.6 | 154.6 | 154.6 | 154.6 | Biomass | 14.5 | 14.5 | 14.5 | 14.5 | 14.5 | 14.5 | Biomass | 0 | 0 | 0 | 0 | 0 | 0
Coal | 18860 | 19123 | 20048 | 20048 | 20804 | 20804 | Coal | 2460 | 2460 | 2460 | 2460 | 2460 | 2460 | Coal | 9654 | 9654 | 10579 | 10579 | 10579 | 10579 | Coal | 6096 | 6359 | 6359 | 6359 | 7115 | 7115 | Coal | 650 | 650 | 650 | 650 | 650 | 650
Natural Gas | 50780.2 | 51400.2 | 51400.2 | 52180.2 | 52180.2 | 52960.2 | Natural Gas | 14072.2 | 14072.2 | 14072.2 | 14072.2 | 14072.2 | 14072.2 | Natural Gas | 18836 | 19456 | 19456 | 20236 | 20236 | 21016 | Natural Gas | 15153 | 15153 | 15153 | 15153 | 15153 | 15153 | Natural Gas | 2719 | 2719 | 2719 | 2719 | 2719 | 2719
Nuclear | 5133 | 5133 | 5133 | 5133 | 5133 | 5133 | Nuclear | 2724 | 2724 | 2724 | 2724 | 2724 | 2724 | Nuclear | 2409 | 2409 | 2409 | 2409 | 2409 | 2409 | Nuclear | 0 | 0 | 0 | 0 | 0 | 0 | Nuclear | 0 | 0 | 0 | 0 | 0 | 0
Other | 739.6 | 739.6 | 739.6 | 739.6 | 739.6 | 739.6 | Other | 153.9 | 153.9 | 153.9 | 153.9 | 153.9 | 153.9 | Other | 307.9 | 307.9 | 307.9 | 307.9 | 307.9 | 307.9 | Other | 167.8 | 167.8 | 167.8 | 167.8 | 167.8 | 167.8 | Other | 110 | 110 | 110 | 110 | 110 | 110
Hydro | 567.2 | 567.2 | 567.2 | 567.2 | 567.2 | 567.2 | Hydro | 0 | 0 | 0 | 0 | 0 | 0 | Hydro | 136.8 | 136.8 | 136.8 | 136.8 | 136.8 | 136.8 | Hydro | 430.4 | 430.4 | 430.4 | 430.4 | 430.4 | 430.4 | Water | 0 | 0 | 0 | 0 | 0 | 0
Wind | 793.1 | 823.3 | 836.3 | 849.4 | 908.4 | 908.4 | Wind | 0 | 0 | 0 | 0 | 0 | 0 | Wind | 25.5 | 25.5 | 38.5 | 38.5 | 38.5 | 38.5 | Wind | 75.3 | 105.5 | 105.5 | 105.5 | 123.1 | 123.1 | Wind | 692.3 | 692.3 | 692.3 | 705.4 | 746.8 | 746.8
Total | 76921.8 | 77880 | 78918 | 79711.1 | 80526.1 | 81306.1 | Total | 19434.7 | 19434.7 | 19434.7 | 19434.7 | 19434.7 | 19434.7 | Total | 31378.8 | 32043.8 | 33081.8 | 33861.8 | 33861.8 | 34641.8 | Total | 21937 | 22230.2 | 22230.2 | 22230.2 | 23003.8 | 23003.8 | Total | 4171.3 | 4171.3 | 4171.3 | 4184.4 | 4225.8 | 4225.8
| In Percentages | [6 empty] | In Percentages | [6 empty] | In Percentages | [6 empty] | In Percentages | [6 empty] | In Percentages
Fuel Type | 2010/11 | 2011/12 | 2012/13 | 2013/14 | 2014/15 | 2015/16 | Fuel Type | 2010/11 | 2011/12 | 2012/13 | 2013/14 | 2014/15 | 2015/16 | Fuel Type | 2010/11 | 2011/12 | 2012/13 | 2013/14 | 2014/15 | 2015/16 | Fuel Type | 2010/11 | 2011/12 | 2012/13 | 2013/14 | 2014/15 | 2015/16 | Fuel Type | 2010/11 | 2011/12 | 2012/13 | 2013/14 | 2014/15 | 2015/16
Biomass | 0.06331% | 0.1203% | 0.2454% | 0.243% | 0.2405% | 0.2382% | Biomass | 0.1266% | 0.1266% | 0.1266% | 0.1266% | 0.1266% | 0.1266% | Biomass | 0.03059% | 0.1704% | 0.4673% | 0.4566% | 0.4566% | 0.4463% | Biomass | 0.0661% | 0.06523% | 0.06523% | 0.06523% | 0.06303% | 0.06303% | Biomass | 0% | 0% | 0% | 0% | 0% | 0%
Coal | 24.52% | 24.55% | 25.4% | 25.15% | 25.84% | 25.59% | Coal | 12.66% | 12.66% | 12.66% | 12.66% | 12.66% | 12.66% | Coal | 30.77% | 30.13% | 31.98% | 31.24% | 31.24% | 30.54% | Coal | 27.79% | 28.61% | 28.61% | 28.61% | 30.93% | 30.93% | Coal | 15.58% | 15.58% | 15.58% | 15.53% | 15.38% | 15.38%
Natural Gas | 66.02% | 66% | 65.13% | 65.46% | 64.8% | 65.14% | Natural Gas | 72.41% | 72.41% | 72.41% | 72.41% | 72.41% | 72.41% | Natural Gas | 60.03% | 60.72% | 58.81% | 59.76% | 59.76% | 60.67% | Natural Gas | 69.08% | 68.16% | 68.16% | 68.16% | 65.87% | 65.87% | Natural Gas | 65.18% | 65.18% | 65.18% | 64.98% | 64.34% | 64.34%
Nuclear | 6.673% | 6.591% | 6.504% | 6.44% | 6.374% | 6.313% | Nuclear | 14.02% | 14.02% | 14.02% | 14.02% | 14.02% | 14.02% | Nuclear | 7.677% | 7.518% | 7.282% | 7.114% | 7.114% | 6.954% | Nuclear | 0% | 0% | 0% | 0% | 0% | 0% | Nuclear | 0% | 0% | 0% | 0% | 0% | 0%
Other | 0.9615% | 0.9497% | 0.9372% | 0.9279% | 0.9185% | 0.9096% | Other | 0.7919% | 0.7919% | 0.7919% | 0.7919% | 0.7919% | 0.7919% | Other | 0.9812% | 0.9609% | 0.9307% | 0.9093% | 0.9093% | 0.8888% | Other | 0.7649% | 0.7548% | 0.7548% | 0.7548% | 0.7294% | 0.7294% | Other | 2.637% | 2.637% | 2.637% | 2.629% | 2.603% | 2.603%
Hydro | 0.7374% | 0.7283% | 0.7187% | 0.7116% | 0.7044% | 0.6976% | Hydro | 0% | 0% | 0% | 0% | 0% | 0% | Hydro | 0.436% | 0.4269% | 0.4135% | 0.404% | 0.404% | 0.3949% | Hydro | 1.962% | 1.936% | 1.936% | 1.936% | 1.871% | 1.871% | Water | 0% | 0% | 0% | 0% | 0% | 0%
Wind | 1.031% | 1.057% | 1.06% | 1.066% | 1.128% | 1.117% | Wind | 0% | 0% | 0% | 0% | 0% | 0% | Wind | 0.08127% | 0.07958% | 0.1164% | 0.1137% | 0.1137% | 0.1111% | Wind | 0.3433% | 0.4746% | 0.4746% | 0.4746% | 0.5351% | 0.5351% | Wind | 16.6% | 16.6% | 16.6% | 16.86% | 17.67% | 17.67%

## SummerCoincidentDemandbyCounty
Summer Coincident Demand by County
The Summer coincident demands by county were estimated by using the forecasted non-coincident loads from the 2010 Annual Load Data Requests (ALDR) to determine a proportion of the total for each county for each year and then applying those proportions to the forecasted ERCOT peak demand.
Summer Coincident Demand, MW
County | 2010 | 2011 | 2012 | 2013 | 2014 | 2015
Anderson | 199.7197 | 197.9661 | 198.6218 | 198.8025 | 196.4456 | 195.3166
Andrews | 158.6849 | 156.0257 | 155.6426 | 160.3504 | 160.1457 | 160.9055
Angelina | 254.8509 | 258.7946 | 253.68 | 254.5955 | 251.9795 | 250.9834
Aransas | 53.9783 | 55.6914 | 57.6666 | 59.7273 | 61.1129 | 62.4514
Archer | 24.773 | 25.2828 | 25.8244 | 26.9642 | 27.4528 | 27.9374
Atascosa | 70.5148 | 72.2885 | 74.7313 | 77.342 | 78.9598 | 81.1436
Austin | 88.7474 | 89.107 | 91.1229 | 93.2228 | 94.2957 | 95.7913
Bandera | 54.9736 | 56.1283 | 57.5378 | 59.0229 | 59.8375 | 60.9098
Bastrop | 169.4577 | 175.0001 | 181.6023 | 188.6652 | 193.7565 | 200.0079
Baylor | 6.4316 | 6.6176 | 6.7978 | 7.1071 | 7.3145 | 7.4282
Bee | 51.7174 | 52.6187 | 54.3839 | 55.7088 | 56.356 | 57.3113
Bell | 757.1961 | 764.0061 | 780.9794 | 797.8318 | 792.0933 | 804.3984
Bexar | 4237.3965 | 4419.7047 | 4620.9285 | 4898.0737 | 5099.2941 | 5346.5685
Blanco | 25.7972 | 26.7349 | 27.7941 | 28.9593 | 29.8302 | 30.8636
Borden | 4.3103 | 4.3771 | 4.4565 | 4.6032 | 4.5957 | 4.6266
Bosque | 49.1951 | 50.5616 | 52.1151 | 54.2463 | 55.4903 | 56.8652
Brazoria | 2259.4262 | 2272.1791 | 2295.8195 | 2322.619 | 2325.6625 | 2338.5265
Brazos | 496.5931 | 508.3888 | 521.0599 | 534.6219 | 542.4057 | 552.5297
Brewster | 17.3053 | 17.762 | 18.3048 | 18.8787 | 19.2431 | 19.696
Brooks | 15.963 | 16.2276 | 16.5654 | 16.9236 | 17.0886 | 17.3276
Brown | 105.2146 | 105.4922 | 106.1495 | 108.8391 | 107.7321 | 108.1534
Burleson | 28.2144 | 29.6308 | 30.8245 | 32.1024 | 33.3072 | 34.7005
Burnet | 135.1518 | 143.1024 | 150.7347 | 159.1104 | 166.0368 | 174.0283
Caldwell | 97.2556 | 100.2696 | 103.9609 | 107.8977 | 110.675 | 114.1693
Calhoun | 246.0691 | 252.3599 | 261.0127 | 268.4927 | 272.3139 | 277.3224
Callahan | 37.5802 | 38.7501 | 40.0048 | 41.3219 | 42.1864 | 43.2235
Cameron | 628.4804 | 665.8063 | 678.9894 | 703.4441 | 718.7412 | 740.5455
Chambers | 491.0424 | 492.5843 | 497.3571 | 502.783 | 503.1608 | 505.6374
Cherokee | 95.4063 | 95.2561 | 95.9152 | 96.993 | 96.4798 | 96.6596
Childress | 18.6855 | 19.0119 | 19.3991 | 19.8574 | 20.0761 | 20.359
Clay | 24.5687 | 25.3199 | 26.0571 | 27.3686 | 28.0102 | 28.7111
Coke | 23.8374 | 24.5382 | 25.3789 | 26.206 | 26.7218 | 27.3614
Coleman | 36.7938 | 37.2582 | 37.9467 | 38.6286 | 38.8818 | 39.3076
Collin | 2206.7784 | 2309.4701 | 2382.1774 | 2431.6583 | 2517.1237 | 2596.5255
Colorado | 73.1523 | 74.8258 | 76.8794 | 79.0668 | 80.369 | 82.1011
Comal | 321.7665 | 344.8857 | 364.4255 | 378.4859 | 388.9389 | 401.5999
Comanche | 43.8189 | 45.4422 | 46.8942 | 49.5505 | 50.7337 | 51.9934
Concho | 10.3549 | 10.5223 | 10.7062 | 10.8948 | 10.9683 | 11.0919
Cooke | 122.1459 | 125.6041 | 129.5626 | 135.0139 | 141.1533 | 141.1761
Coryell | 100.0433 | 102.6984 | 106.0301 | 110.0455 | 122.6125 | 125.346
Cottle | 3.7903 | 3.9901 | 4.1945 | 4.4428 | 4.6124 | 4.7881
Crane | 92.0829 | 92.4647 | 93.0356 | 94.938 | 94.9124 | 95.4123
Crockett | 47.5303 | 48.3891 | 49.3382 | 50.307 | 50.5764 | 51.0634
Crosby | 2.0342 | 2.1189 | 2.1918 | 2.322 | 2.3828 | 2.4346
Culberson | 8.655 | 10.4083 | 10.3828 | 10.6532 | 10.6189 | 10.6493
Dallas | 7415.2988 | 7496.1489 | 7663.1812 | 7784.9983 | 7807.914 | 7872.6667
Dawson | 62.6761 | 61.3655 | 62.1062 | 64.9027 | 64.8683 | 65.3601
Delta | 12.5961 | 12.6392 | 12.7977 | 12.9499 | 12.946 | 13.0162
Denton | 2138.6054 | 2176.0397 | 2127.3935 | 2164.4373 | 2518.3942 | 2426.3833
Dewitt | 66.0998 | 67.7316 | 69.7073 | 71.8082 | 73.1284 | 74.7981
Dickens | 7.8692 | 8.0446 | 8.2182 | 8.4961 | 8.6036 | 8.7133
Dimmit | 22.4736 | 22.9489 | 23.5454 | 24.1791 | 24.5375 | 25.0143
Duval | 40.4501 | 41.2312 | 42.2831 | 43.405 | 44.0049 | 44.8529
Eastland | 65.1372 | 66.8438 | 67.7687 | 70.6468 | 71.0889 | 71.845
Ector | 411.0322 | 411.3391 | 409.2812 | 416.8048 | 414.0161 | 413.7274
Edwards | 8.0063 | 8.1598 | 8.41 | 8.5478 | 8.639 | 8.7718
Ellis | 775.7273 | 802.0327 | 821.808 | 846.9388 | 860.1999 | 882.1559
Erath | 104.5623 | 108.8744 | 149.5422 | 157.8815 | 161.9533 | 166.1061
Falls | 47.1531 | 48.1737 | 49.2704 | 51.7606 | 52.7515 | 53.7967
Fannin | 70.7335 | 71.3658 | 72.5868 | 73.7629 | 74.0503 | 74.7451
Fayette | 79.6545 | 81.4155 | 83.5735 | 85.8834 | 87.2419 | 89.0151
Fisher | 25.6533 | 26.2846 | 27.2305 | 28.0043 | 28.4435 | 28.9861
Floyd | 0.52751 | 0.53205 | 0.53657 | 0.5421 | 0.5413 | 0.5429
Foard | 3.0284 | 3.0641 | 3.1113 | 3.1686 | 3.1836 | 3.2104
Fort Bend | 1181.9931 | 1164.4511 | 1185.3326 | 1205.7761 | 1217.6626 | 1235.3115
Franklin | 3.1826 | 3.2599 | 3.353 | 3.4525 | 3.5141 | 3.5922
Freestone | 81.3726 | 83.7202 | 83.8508 | 85.9921 | 86.5654 | 87.4271
Frio | 41.36 | 42.6233 | 44.3435 | 46.1779 | 47.4098 | 49.0253
Galveston | 1145.0305 | 1155.3779 | 1181.1656 | 1200.9761 | 1206.4317 | 1217.141
Gillespie | 66.2617 | 68.1486 | 70.3505 | 71.4462 | 73.3764 | 75.6332
Glasscock | 14.314 | 14.2602 | 14.2252 | 14.5567 | 14.5312 | 14.5145
Goliad | 18.7365 | 19.1684 | 19.7736 | 20.4228 | 20.8147 | 21.355
Gonzales | 57.9628 | 59.5117 | 60.7105 | 62.6688 | 63.9602 | 65.5708
Grayson | 450.4141 | 453.881 | 461.9801 | 476.0961 | 484.7698 | 494.0193
Grimes | 22.0951 | 21.3141 | 22.2683 | 23.8213 | 24.6791 | 25.4911
Guadalupe | 370.8823 | 381.3187 | 389.8312 | 402.1311 | 411.3549 | 424.8033
Hall | 4.5438 | 4.6845 | 4.7157 | 4.7806 | 4.7833 | 4.8127
Hamilton | 18.9364 | 19.3805 | 19.8442 | 20.5044 | 20.8007 | 21.1258
Hardeman | 17.5289 | 17.8585 | 18.2498 | 18.7119 | 18.9228 | 19.1967
Harris | 12908.4608 | 13014.7977 | 13201.4154 | 13417.094 | 13485.1879 | 13610.0362
Haskell | 25.1211 | 25.5972 | 26.2285 | 26.9208 | 27.2048 | 27.5513
Hays | 394.3768 | 408.4142 | 431.0272 | 455.4549 | 482.5022 | 506.5328
Henderson | 153.1931 | 153.0191 | 154.7155 | 156.0597 | 155.4409 | 159.186
Hidalgo | 1025.899 | 1054.0915 | 1086.2226 | 1119.9225 | 1144.2556 | 1172.5357
Hill | 94.9743 | 99.1346 | 103.9807 | 109.9775 | 114.3483 | 119.098
Hood | 207.7759 | 216.2656 | 226.4757 | 243.8853 | 254 | 264.3523
Hopkins | 104.1453 | 109.5029 | 110.3605 | 111.5676 | 110.8588 | 111.2091
Houston | 41.7285 | 41.4922 | 41.7784 | 41.9138 | 41.5038 | 41.3817
Howard | 103.4512 | 102.6974 | 102.4452 | 101.9854 | 101.007 | 100.6622
Hunt | 227.3083 | 229.7272 | 240.6924 | 252.2333 | 253.8395 | 257.7132
Irion | 8.6154 | 8.8472 | 9.1047 | 9.3645 | 9.5122 | 9.7164
Jack | 21.7615 | 22.5031 | 23.1326 | 24.4557 | 25.0888 | 25.782
Jackson | 35.7179 | 36.5034 | 37.4427 | 36.942 | 37.4427 | 38.1969
Jeff Davis | 3.9499 | 3.9959 | 4.0597 | 4.1281 | 4.1492 | 4.1883
Jim Hogg | 2.8805 | 2.9162 | 2.9791 | 3.048 | 3.0758 | 3.1258
Jim Wells | 79.573 | 81.6011 | 84.2097 | 86.9715 | 88.6734 | 90.9012
Johnson | 401.8685 | 420.0971 | 442.5368 | 470.9345 | 484.9527 | 499.0813
Jones | 39.0464 | 39.6093 | 40.5449 | 41.2977 | 41.5716 | 41.999
Karnes | 23.6187 | 24.0495 | 24.6515 | 25.2946 | 25.626 | 26.1094
Kaufman | 277.5513 | 283.7636 | 288.3583 | 294.6019 | 299.1506 | 306.2188
Kendall | 88.3066 | 92.6889 | 98.7643 | 100.3717 | 109.7745 | 114.436
Kenedy | 1.1059 | 1.1526 | 1.2105 | 1.271 | 1.315 | 1.3684
Kent | 53.5472 | 57.9756 | 62.2192 | 68.1817 | 72.313 | 76.2208
Kerr | 127.1019 | 130.3791 | 134.4794 | 140.2814 | 143.2202 | 146.854
Kimble | 15.389 | 15.7573 | 16.2061 | 16.6851 | 16.9831 | 17.3633
King | 10.0815 | 10.4257 | 10.7207 | 11.2631 | 11.4908 | 11.678
Kinney | 6.8217 | 6.9777 | 7.1703 | 7.3772 | 7.5048 | 7.6694
Kleberg | 84.1905 | 86.0675 | 88.5188 | 90.9375 | 92.2445 | 93.9812
Knox | 20.8366 | 21.5213 | 22.23 | 23.1879 | 23.7247 | 24.2864
La Salle | 12.5856 | 12.986 | 13.4839 | 14.0061 | 14.3555 | 14.7898
Lamar | 158.0224 | 162.9549 | 171.8277 | 180.6878 | 188.424 | 189.683
Lampasas | 48.9993 | 50.7056 | 52.4642 | 60.9516 | 62.3256 | 63.7989
Lavaca | 36.9744 | 37.8162 | 38.8656 | 39.986 | 40.6646 | 41.5483
Lee | 32.6244 | 33.543 | 34.6374 | 35.8009 | 36.5796 | 37.5614
Leon | 74.5234 | 84.4491 | 86.5774 | 90.3499 | 91.9824 | 93.7832
Limestone | 67.9488 | 69.6788 | 71.0613 | 72.9673 | 73.5292 | 74.2981
Live Oak | 63.0425 | 59.5075 | 66.3773 | 68.3974 | 69.624 | 71.1729
Llano | 65.8285 | 67.7313 | 70.0026 | 72.4302 | 74.0957 | 76.142
Loving | 9.1543 | 9.261 | 9.2382 | 9.6773 | 9.7407 | 9.8604
Madison | 16.2684 | 16.9021 | 17.4428 | 18.4337 | 18.884 | 19.2591
Martin | 27.3797 | 27.537 | 27.4694 | 28.4628 | 28.5035 | 28.7135
Mason | 11.8783 | 11.9925 | 12.1605 | 12.3419 | 12.382 | 12.5797
Matagorda | 127.3834 | 130.4274 | 134.5799 | 138.6491 | 140.9456 | 144.0329
Maverick | 67.8598 | 70.307 | 73.0943 | 76.0006 | 78.0553 | 80.4543
Mcculloch | 41.1346 | 42.1996 | 43.4795 | 47.3579 | 48.2212 | 49.2085
Mclennan | 649.8107 | 657.9504 | 675.5486 | 685.8135 | 691.0901 | 699.4757
Mcmullen | 7.0341 | 7.2676 | 7.6079 | 7.9744 | 8.2295 | 8.5717
Medina | 192.0542 | 199.1749 | 208.4314 | 218.3444 | 204.6277 | 211.3628
Menard | 5.5164 | 5.5624 | 5.6399 | 5.7261 | 5.7402 | 5.7781
Midland | 337.3279 | 339.082 | 338.2493 | 346.3839 | 344.8684 | 345.5406
Milam | 86.1959 | 86.9858 | 88.517 | 90.5114 | 90.9464 | 91.6983
Mills | 8.8768 | 9.1413 | 9.4085 | 9.7931 | 9.9859 | 10.2225
Mitchell | 20.6388 | 21.6362 | 21.5831 | 23.9087 | 23.9525 | 24.0594
Montague | 69.3765 | 74.4591 | 79.9106 | 86.9762 | 91.5554 | 94.5445
Montgomery | 235.846 | 238.5858 | 243.9827 | 249.639 | 251.8918 | 255.2153
Motley | 5.6457 | 5.7779 | 5.9001 | 6.0374 | 6.1041 | 6.1987
Nacogdoches | 155.5711 | 154.5887 | 164.2145 | 165.3594 | 163.9928 | 172.8413
Navarro | 177.9932 | 180.6792 | 185.8992 | 191.6366 | 193.288 | 195.5485
Nolan | 55.1564 | 55.0967 | 55.19 | 56.0571 | 55.7575 | 55.7864
Nueces | 926.102 | 946.8666 | 971.955 | 998.6102 | 1013.1788 | 1032.4441
Palo Pinto | 87.4523 | 89.3442 | 90.8073 | 95.0254 | 96.6516 | 98.5505
Parker | 321.0127 | 335.8324 | 349.1178 | 368.5843 | 387.1001 | 387.8798
Pecos | 177.9321 | 179.6702 | 182.0674 | 184.837 | 185.3601 | 186.7003
Presidio | 9.6904 | 9.9365 | 10.2272 | 10.5342 | 10.7224 | 10.9586
Rains | 17.0993 | 17.3281 | 17.7823 | 18.3638 | 18.8704 | 19.3665
Reagan | 12.3871 | 12.615 | 12.8721 | 13.1487 | 13.2647 | 13.4365
Real | 15.5366 | 16.1941 | 16.9292 | 17.6922 | 18.2573 | 18.9006
Red River | 24.4259 | 24.6432 | 25.2262 | 25.8207 | 25.9466 | 26.2114
Reeves | 45.719 | 46.4299 | 47.2332 | 48.4072 | 48.8572 | 49.5338
Refugio | 22.3191 | 22.6999 | 23.2034 | 23.7386 | 23.9956 | 24.3709
Robertson | 28.0112 | 28.9996 | 29.9432 | 31.4955 | 32.3161 | 33.1161
Rockwall | 221.8202 | 224.8021 | 231.3065 | 238.2921 | 241.7387 | 246.5412
Runnels | 30.1514 | 30.5388 | 31.0204 | 31.5339 | 31.7006 | 31.9977
Rusk | 14.1081 | 14.076 | 14.2106 | 14.293 | 14.1919 | 14.2169
San Patricio | 156.8803 | 160.2527 | 164.0345 | 170.7287 | 172.9737 | 175.984
San Saba | 11.5497 | 11.7755 | 12.0582 | 12.3597 | 12.523 | 12.744
Schleicher | 11.8931 | 12.2869 | 12.6475 | 13.0383 | 13.2483 | 13.51
Scurry | 305.8331 | 302.4668 | 302.117 | 302.7342 | 298.4489 | 295.9651
Shackelford | 23.73 | 24.4457 | 25.2398 | 26.1136 | 26.651 | 27.2735
Smith | 551.2737 | 546.953 | 548.739 | 550.5638 | 544.3951 | 541.804
Somervell | 40.5386 | 41.0112 | 42.4677 | 44.63 | 45.957 | 47.3791
Starr | 78.2523 | 79.5923 | 81.3541 | 83.2272 | 84.1304 | 85.4396
Stephens | 58.1413 | 63.9829 | 63.962 | 65.7966 | 65.7486 | 65.944
Sterling | 14.0242 | 14.2981 | 14.6325 | 14.9548 | 15.1039 | 15.3593
Stonewall | 6.3003 | 6.4832 | 6.6625 | 6.9346 | 7.0624 | 7.1878
Sutton | 16.8988 | 17.2664 | 17.6354 | 18.0005 | 18.1413 | 18.356
Tarrant | 4781.4399 | 4873.7578 | 4999.4861 | 5077.724 | 5154.0169 | 5239.8875
Taylor | 338.6474 | 343.3394 | 349.1224 | 355.0999 | 356.8325 | 359.9171
Terrell | 1.6983 | 1.7225 | 1.7544 | 1.7887 | 1.8027 | 1.8248
Throckmorton | 7.4378 | 7.6227 | 7.8175 | 8.083 | 8.2092 | 8.3485
Titus | 19.973 | 19.6693 | 19.621 | 19.5173 | 19.162 | 18.932
Tom Green | 242.8489 | 246.2706 | 250.792 | 255.5346 | 257.363 | 260.4345
Travis | 2513.7502 | 2559.7255 | 2614.4895 | 2647.5961 | 2674.9205 | 2717.1928
Upton | 21.94 | 22.726 | 23.0608 | 24.6623 | 25.2889 | 26.0336
Uvalde | 53.4199 | 54.8335 | 56.6492 | 58.5854 | 59.8297 | 61.4463
Val Verde | 77.0082 | 78.9578 | 81.278 | 83.7155 | 85.2092 | 87.0769
Van Zandt | 67.2575 | 67.5577 | 73.1695 | 74.2029 | 74.3428 | 74.8303
Victoria | 266.9906 | 273.1188 | 281.7919 | 289.0449 | 292.6707 | 297.7933
Waller | 185.3428 | 187.6808 | 192.4383 | 198.6569 | 202.1304 | 206.5333
Ward | 78.0881 | 77.7064 | 77.8134 | 78.651 | 77.9961 | 77.8125
Washington | 110.2727 | 111.5507 | 113.751 | 117.0359 | 119.6374 | 122.0885
Webb | 369.308 | 381.404 | 394.7584 | 408.7142 | 418.0125 | 429.1964
Wharton | 116.1363 | 117.243 | 120.0718 | 124.0059 | 125.0153 | 126.4579
Wichita | 378.3101 | 376.3266 | 375.4024 | 380.4132 | 376.9208 | 375.7884
Wilbarger | 34.1886 | 34.4969 | 34.9577 | 35.4566 | 35.549 | 35.7949
Willacy | 29.8771 | 30.8248 | 32.0222 | 33.2947 | 34.1667 | 35.2651
Williamson | 1030.8029 | 1078.9332 | 1126.3119 | 1185.861 | 1200.5798 | 1247.3533
Wilson | 69.2761 | 71.3716 | 73.6697 | 75.3383 | 75.7339 | 78.6128
Winkler | 52.078 | 52.3579 | 52.5293 | 53.9156 | 53.9607 | 54.3074
Wise | 256.1897 | 264.8254 | 275.9874 | 294.9832 | 301.9088 | 312.3491
Young | 59.9973 | 61.269 | 62.3617 | 65.0881 | 66.0212 | 67.1171
Zapata | 24.0616 | 24.5491 | 25.187 | 25.8618 | 26.2267 | 26.7291
Zavala | 26.0827 | 26.8936 | 27.9367 | 29.0546 | 29.8213 | 30.8021

## SummerLoadbyCounty
Summer Load by County
The loads shown are the non-coincident loads of the individual delivery points from the 2010 ALDRs and do not include self-serve loads. The values shown here are used in the Summer import/export calculations.
Summer Load, MW
County | 2010 | 2011 | 2012 | 2013 | 2014 | 2015
Anderson | 216.6045 | 213.7471 | 212.5824 | 210.724 | 208.6125 | 206.9049
Andrews | 172.1006 | 168.4634 | 166.5823 | 169.966 | 170.0644 | 170.4521
Angelina | 276.3967 | 279.4246 | 271.5105 | 269.8626 | 267.5859 | 265.8745
Aransas | 58.5418 | 60.1308 | 61.7199 | 63.3089 | 64.8979 | 66.1566
Archer | 26.8674 | 27.2983 | 27.6395 | 28.5812 | 29.153 | 29.5949
Atascosa | 76.4764 | 78.0511 | 79.9839 | 81.9799 | 83.8501 | 85.9579
Austin | 96.2504 | 96.2102 | 97.5276 | 98.813 | 100.1359 | 101.4747
Bandera | 59.6212 | 60.6026 | 61.5819 | 62.5623 | 63.5435 | 64.5236
Bastrop | 183.7841 | 188.9503 | 194.3666 | 199.9787 | 205.7568 | 211.8745
Baylor | 6.9753 | 7.1451 | 7.2756 | 7.5333 | 7.7675 | 7.869
Bee | 56.0897 | 56.8133 | 58.2064 | 59.0494 | 59.8464 | 60.7117
Bell | 821.2115 | 824.9094 | 835.8723 | 845.6747 | 841.1516 | 852.124
Bexar | 4595.6371 | 4772.0248 | 4945.7209 | 5191.7925 | 5415.1193 | 5663.7846
Blanco | 27.9782 | 28.8661 | 29.7477 | 30.6958 | 31.6777 | 32.6947
Borden | 4.6747 | 4.726 | 4.7697 | 4.8792 | 4.8803 | 4.9011
Bosque | 53.3542 | 54.5922 | 55.7782 | 57.4992 | 58.9271 | 60.239
Brazoria | 2450.444 | 2453.3076 | 2457.1863 | 2461.8976 | 2469.7026 | 2477.2731
Brazos | 538.5764 | 548.9154 | 557.6838 | 566.6811 | 575.9996 | 585.3117
Brewster | 18.7683 | 19.1779 | 19.5914 | 20.0108 | 20.4349 | 20.8645
Brooks | 17.3125 | 17.5211 | 17.7298 | 17.9384 | 18.147 | 18.3556
Brown | 114.1097 | 113.9016 | 113.6104 | 115.3657 | 114.4045 | 114.5702
Burleson | 30.5997 | 31.9928 | 32.9911 | 34.0274 | 35.3701 | 36.7593
Burnet | 146.5779 | 154.5099 | 161.3294 | 168.6516 | 176.3203 | 184.3535
Caldwell | 105.4779 | 108.2626 | 111.2681 | 114.3679 | 117.5297 | 120.943
Calhoun | 266.8724 | 272.4769 | 279.3586 | 284.5932 | 289.1797 | 293.7762
Callahan | 40.7574 | 41.8391 | 42.8166 | 43.7998 | 44.7992 | 45.788
Cameron | 681.6138 | 718.8815 | 726.7137 | 745.627 | 763.2565 | 784.4826
Chambers | 532.5564 | 531.8511 | 532.315 | 532.9329 | 534.3241 | 535.6372
Cherokee | 103.4722 | 102.8495 | 102.6568 | 102.8093 | 102.4553 | 102.3945
Childress | 20.2652 | 20.5274 | 20.7626 | 21.0482 | 21.3196 | 21.5669
Clay | 26.6458 | 27.3383 | 27.8886 | 29.0098 | 29.745 | 30.4146
Coke | 25.8526 | 26.4942 | 27.1628 | 27.7775 | 28.3769 | 28.9848
Coleman | 39.9044 | 40.2282 | 40.6138 | 40.945 | 41.29 | 41.6398
Collin | 2393.3453 | 2493.5712 | 2549.6141 | 2577.4755 | 2673.0219 | 2750.5794
Colorado | 79.3368 | 80.7906 | 82.283 | 83.8081 | 85.3467 | 86.9722
Comal | 348.9695 | 372.3785 | 390.0399 | 401.1823 | 413.0279 | 425.4272
Comanche | 47.5234 | 49.0646 | 50.1902 | 52.5219 | 53.8759 | 55.0782
Concho | 11.2304 | 11.3611 | 11.4587 | 11.5481 | 11.6476 | 11.75
Cooke | 132.4724 | 135.6167 | 138.6692 | 143.1102 | 149.8956 | 149.5522
Coryell | 108.5012 | 110.8851 | 113.4826 | 116.6445 | 130.2065 | 132.7829
Cottle | 4.1107 | 4.3081 | 4.4894 | 4.7092 | 4.898 | 5.0722
Crane | 99.8678 | 99.8356 | 99.5748 | 100.6311 | 100.7908 | 101.0732
Crockett | 51.5486 | 52.2464 | 52.806 | 53.3237 | 53.7089 | 54.0931
Crosby | 2.2062 | 2.2878 | 2.3458 | 2.4612 | 2.5304 | 2.579
Culberson | 9.3867 | 11.238 | 11.1125 | 11.292 | 11.2766 | 11.2811
Dallas | 8042.2077 | 8093.7101 | 8201.8051 | 8251.8349 | 8291.4977 | 8339.7582
Dawson | 67.9749 | 66.2573 | 66.4714 | 68.7947 | 68.8859 | 69.238
Delta | 13.661 | 13.6467 | 13.6972 | 13.7265 | 13.7479 | 13.7884
Denton | 2319.4087 | 2349.5043 | 2276.9222 | 2294.2304 | 2674.3711 | 2570.3425
Dewitt | 71.688 | 73.1309 | 74.6069 | 76.1143 | 77.6576 | 79.2359
Dickens | 8.5345 | 8.6858 | 8.7958 | 9.0056 | 9.1364 | 9.2303
Dimmit | 24.3736 | 24.7783 | 25.2004 | 25.629 | 26.0573 | 26.4985
Duval | 43.8698 | 44.518 | 45.2551 | 46.0079 | 46.7303 | 47.5141
Eastland | 70.644 | 72.1723 | 72.532 | 74.8832 | 75.4918 | 76.1076
Ector | 445.782 | 444.1293 | 438.0484 | 441.799 | 439.6582 | 438.2741
Edwards | 8.6831 | 8.8103 | 9.0011 | 9.0604 | 9.174 | 9.2923
Ellis | 841.3093 | 865.9674 | 879.5706 | 897.7265 | 913.4765 | 934.4949
Erath | 113.4023 | 117.5534 | 160.0532 | 167.349 | 171.9839 | 175.9613
Falls | 51.1395 | 52.0139 | 52.7335 | 54.8645 | 56.0187 | 56.9885
Fannin | 76.7135 | 77.0547 | 77.6887 | 78.1862 | 78.6366 | 79.1798
Fayette | 86.3887 | 87.9056 | 89.4477 | 91.0335 | 92.6453 | 94.2964
Fisher | 27.8221 | 28.3799 | 29.1444 | 29.6836 | 30.2051 | 30.7059
Floyd | 0.57211 | 0.57447 | 0.57428 | 0.57461 | 0.57483 | 0.57511
Foard | 3.2844 | 3.3084 | 3.33 | 3.3586 | 3.3808 | 3.4009
Fort Bend | 1281.922 | 1257.2762 | 1268.6464 | 1278.0819 | 1293.0786 | 1308.6035
Franklin | 3.4517 | 3.5198 | 3.5887 | 3.6595 | 3.7317 | 3.8054
Freestone | 88.2521 | 90.394 | 89.7445 | 91.1487 | 91.9268 | 92.6142
Frio | 44.8567 | 46.0211 | 47.4602 | 48.947 | 50.3461 | 51.9341
Galveston | 1241.8344 | 1247.4797 | 1264.1865 | 1272.994 | 1281.1521 | 1289.355
Gillespie | 71.8636 | 73.5812 | 75.2953 | 75.7306 | 77.921 | 80.1206
Glasscock | 15.5242 | 15.397 | 15.2251 | 15.4296 | 15.4312 | 15.3757
Goliad | 20.3205 | 20.6964 | 21.1634 | 21.6475 | 22.1038 | 22.622
Gonzales | 62.8632 | 64.2557 | 64.9777 | 66.4268 | 67.9216 | 69.4612
Grayson | 488.4933 | 490.0625 | 494.4514 | 504.6458 | 514.7941 | 523.3299
Grimes | 23.9631 | 23.0132 | 23.8334 | 25.2498 | 26.2076 | 27.0035
Guadalupe | 402.2377 | 411.7158 | 417.2313 | 426.2454 | 436.8322 | 450.0072
Hall | 4.928 | 5.0579 | 5.0471 | 5.0672 | 5.0796 | 5.0982
Hamilton | 20.5373 | 20.9255 | 21.2389 | 21.7339 | 22.089 | 22.3792
Hardeman | 19.0108 | 19.2821 | 19.5326 | 19.834 | 20.0948 | 20.3357
Harris | 13999.7761 | 14052.2821 | 14129.3067 | 14221.666 | 14320.3939 | 14417.5303
Haskell | 27.2449 | 27.6377 | 28.0721 | 28.5351 | 28.8897 | 29.1859
Hays | 427.7185 | 440.9713 | 461.3229 | 482.7668 | 512.386 | 536.5858
Henderson | 166.1445 | 165.2172 | 165.5901 | 165.418 | 165.0681 | 168.6307
Hidalgo | 1112.6312 | 1138.1192 | 1162.5702 | 1187.0799 | 1215.1252 | 1242.1032
Hill | 103.0036 | 107.0372 | 111.2892 | 116.5724 | 121.4305 | 126.1642
Hood | 225.3419 | 233.5054 | 242.3941 | 258.5102 | 269.7315 | 280.0366
Hopkins | 112.95 | 118.232 | 118.1174 | 118.2578 | 117.7248 | 117.8072
Houston | 45.2563 | 44.7998 | 44.7149 | 44.4273 | 44.0743 | 43.8369
Howard | 112.1972 | 110.884 | 109.6458 | 108.1011 | 107.2628 | 106.6346
Hunt | 246.5255 | 248.04 | 257.61 | 267.3588 | 269.5611 | 273.0035
Irion | 9.3438 | 9.5525 | 9.7447 | 9.926 | 10.1013 | 10.2929
Jack | 23.6013 | 24.2969 | 24.7586 | 25.9222 | 26.6426 | 27.3117
Jackson | 38.7375 | 39.4133 | 40.0744 | 39.1573 | 39.7617 | 40.4632
Jeff Davis | 4.2838 | 4.3144 | 4.345 | 4.3756 | 4.4062 | 4.4368
Jim Hogg | 3.1241 | 3.1487 | 3.1885 | 3.2308 | 3.2663 | 3.3113
Jim Wells | 86.3003 | 88.106 | 90.1286 | 92.1869 | 94.1654 | 96.2945
Johnson | 435.8436 | 453.5855 | 473.6415 | 499.1746 | 514.9883 | 528.6922
Jones | 42.3474 | 42.7668 | 43.3946 | 43.7742 | 44.1463 | 44.4908
Karnes | 25.6155 | 25.9666 | 26.3842 | 26.8115 | 27.2131 | 27.6585
Kaufman | 301.0162 | 306.384 | 308.6262 | 312.2681 | 317.6785 | 324.387
Kendall | 95.7723 | 100.0777 | 105.7062 | 106.3906 | 116.5734 | 121.2256
Kenedy | 1.1994 | 1.2445 | 1.2956 | 1.3472 | 1.3965 | 1.4496
Kent | 58.0742 | 62.5972 | 66.5925 | 72.2703 | 76.7917 | 80.743
Kerr | 137.8474 | 140.7724 | 143.9316 | 148.6935 | 152.0906 | 155.567
Kimble | 16.69 | 17.0134 | 17.3452 | 17.6856 | 18.035 | 18.3934
King | 10.9338 | 11.2568 | 11.4742 | 11.9385 | 12.2025 | 12.3709
Kinney | 7.3984 | 7.5339 | 7.6743 | 7.8196 | 7.9696 | 8.1245
Kleberg | 91.3082 | 92.9285 | 94.7406 | 96.3906 | 97.9577 | 99.5572
Knox | 22.5982 | 23.2369 | 23.7925 | 24.5784 | 25.1941 | 25.7273
La Salle | 13.6496 | 14.0212 | 14.4316 | 14.846 | 15.2446 | 15.6673
Lamar | 171.382 | 175.9449 | 183.905 | 191.523 | 200.0941 | 200.937
Lampasas | 53.1418 | 54.7476 | 56.1517 | 64.6067 | 66.1857 | 67.5841
Lavaca | 40.1003 | 40.8307 | 41.5974 | 42.3838 | 43.1832 | 44.0134
Lee | 35.3826 | 36.2169 | 37.072 | 37.9478 | 38.8452 | 39.79
Leon | 80.8238 | 91.181 | 92.6626 | 95.7678 | 97.6793 | 99.3474
Limestone | 73.6934 | 75.2333 | 76.056 | 77.3429 | 78.0832 | 78.7063
Live Oak | 68.3723 | 64.2512 | 71.0428 | 72.499 | 73.9361 | 75.3957
Llano | 71.3939 | 73.1305 | 74.9228 | 76.7736 | 78.6848 | 80.6595
Loving | 9.9282 | 9.9992 | 9.8875 | 10.2577 | 10.344 | 10.4454
Madison | 17.6438 | 18.2494 | 18.6688 | 19.5391 | 20.0536 | 20.4018
Martin | 29.6945 | 29.7321 | 29.4001 | 30.1696 | 30.2689 | 30.4171
Mason | 12.8825 | 12.9484 | 13.0152 | 13.082 | 13.1488 | 13.3261
Matagorda | 138.1527 | 140.8245 | 144.0392 | 146.9634 | 149.6751 | 152.5785
Maverick | 73.5968 | 75.9116 | 78.2319 | 80.558 | 82.8897 | 85.2278
Mcculloch | 44.6122 | 45.5635 | 46.5355 | 50.1978 | 51.2078 | 52.1281
Mclennan | 704.7474 | 710.3994 | 723.031 | 726.9391 | 733.8928 | 740.9762
Mcmullen | 7.6288 | 7.847 | 8.1426 | 8.4526 | 8.7392 | 9.0803
Medina | 202.2041 | 208.82 | 216.6445 | 224.7861 | 210.4573 | 216.8257
Menard | 5.9828 | 6.0058 | 6.0363 | 6.0694 | 6.0958 | 6.121
Midland | 365.8465 | 366.1121 | 362.0239 | 367.1552 | 366.2278 | 366.0418
Milam | 93.4831 | 93.92 | 94.7386 | 95.939 | 96.5792 | 97.1388
Mills | 9.6273 | 9.87 | 10.0698 | 10.3804 | 10.6044 | 10.829
Mitchell | 22.3837 | 23.361 | 23.1001 | 25.3425 | 25.436 | 25.4869
Montague | 75.2418 | 80.3947 | 85.5272 | 92.1918 | 97.2259 | 100.1538
Montgomery | 255.7851 | 257.6049 | 261.1316 | 264.6089 | 267.4927 | 270.3575
Motley | 6.123 | 6.2385 | 6.3148 | 6.3995 | 6.4822 | 6.5664
Nacogdoches | 168.7234 | 166.9118 | 175.7567 | 175.2753 | 174.1497 | 183.0961
Navarro | 193.0412 | 195.0822 | 198.9656 | 203.1283 | 205.2593 | 207.1505
Nolan | 59.8195 | 59.4888 | 59.0691 | 59.4187 | 59.2109 | 59.0962
Nueces | 1004.3971 | 1022.3468 | 1040.2711 | 1058.4931 | 1075.9301 | 1093.6998
Palo Pinto | 94.8458 | 96.4664 | 97.1898 | 100.7237 | 102.6378 | 104.3976
Parker | 348.1519 | 362.6036 | 373.6563 | 390.6869 | 411.0751 | 410.893
Pecos | 192.9749 | 193.9927 | 194.8644 | 195.9209 | 196.8404 | 197.7773
Presidio | 10.5097 | 10.7286 | 10.9461 | 11.1659 | 11.3865 | 11.6088
Rains | 18.5449 | 18.7094 | 19.0321 | 19.465 | 20.0391 | 20.5155
Reagan | 13.4343 | 13.6206 | 13.7769 | 13.9371 | 14.0863 | 14.2337
Real | 16.8501 | 17.4851 | 18.1191 | 18.7531 | 19.388 | 20.022
Red River | 26.491 | 26.6077 | 26.9993 | 27.3691 | 27.5536 | 27.7665
Reeves | 49.5842 | 50.1311 | 50.5531 | 51.31 | 51.8831 | 52.4727
Refugio | 24.206 | 24.5094 | 24.8343 | 25.1621 | 25.4818 | 25.8168
Robertson | 30.3793 | 31.3114 | 32.0479 | 33.3842 | 34.3176 | 35.0809
Rockwall | 240.5734 | 242.7224 | 247.5644 | 252.5816 | 256.7108 | 261.1687
Runnels | 32.7004 | 32.9732 | 33.2007 | 33.4249 | 33.664 | 33.8962
Rusk | 15.3008 | 15.1981 | 15.2094 | 15.1501 | 15.0709 | 15.0604
San Patricio | 170.1434 | 173.0273 | 175.564 | 180.9666 | 183.6868 | 186.4253
San Saba | 12.5262 | 12.7141 | 12.9057 | 13.1008 | 13.2987 | 13.5001
Schleicher | 12.8986 | 13.2663 | 13.5365 | 13.8202 | 14.0688 | 14.3115
Scurry | 331.689 | 326.5782 | 323.352 | 320.888 | 316.9333 | 313.525
Shackelford | 25.7362 | 26.3945 | 27.0139 | 27.6795 | 28.3016 | 28.8917
Smith | 597.8799 | 590.5538 | 587.3083 | 583.579 | 578.1123 | 573.9496
Somervell | 43.9658 | 44.2805 | 45.4527 | 47.3063 | 48.8033 | 50.1902
Starr | 84.868 | 85.937 | 87.0723 | 88.218 | 89.3411 | 90.5088
Stephens | 63.0567 | 69.0833 | 68.4578 | 69.7421 | 69.8207 | 69.8565
Sterling | 15.2099 | 15.4379 | 15.6609 | 15.8516 | 16.0393 | 16.2706
Stonewall | 6.8329 | 7 | 7.1307 | 7.3505 | 7.4999 | 7.6142
Sutton | 18.3274 | 18.6428 | 18.875 | 19.0799 | 19.2649 | 19.4451
Tarrant | 5185.6755 | 5262.273 | 5350.8863 | 5382.2157 | 5473.2313 | 5550.7742
Taylor | 367.2775 | 370.709 | 373.6612 | 376.3939 | 378.933 | 381.2712
Terrell | 1.8419 | 1.8598 | 1.8777 | 1.8959 | 1.9144 | 1.933
Throckmorton | 8.0667 | 8.2303 | 8.3669 | 8.5677 | 8.7176 | 8.8438
Titus | 21.6616 | 21.2372 | 21.0001 | 20.6877 | 20.3488 | 20.0553
Tom Green | 263.38 | 265.9022 | 268.4194 | 270.858 | 273.3028 | 275.8863
Travis | 2726.2692 | 2763.7759 | 2798.2548 | 2806.3623 | 2840.5918 | 2878.4059
Upton | 23.7949 | 24.5376 | 24.6817 | 26.1412 | 26.8552 | 27.5781
Uvalde | 57.9362 | 59.2046 | 60.6309 | 62.0985 | 63.5353 | 65.092
Val Verde | 83.5187 | 85.252 | 86.9908 | 88.7356 | 90.4866 | 92.2432
Van Zandt | 72.9436 | 72.9431 | 78.3124 | 78.6526 | 78.9473 | 79.27
Victoria | 289.5627 | 294.8906 | 301.5983 | 306.3778 | 310.7973 | 315.4616
Waller | 201.0121 | 202.6419 | 205.9643 | 210.5696 | 214.6493 | 218.7871
Ward | 84.6898 | 83.9008 | 83.2827 | 83.3674 | 82.8268 | 82.4292
Washington | 119.5954 | 120.443 | 121.7462 | 124.054 | 127.0471 | 129.3321
Webb | 400.5302 | 411.8079 | 422.5049 | 433.2233 | 443.9021 | 454.6609
Wharton | 125.9548 | 126.5892 | 128.5114 | 131.4421 | 132.7581 | 133.9608
Wichita | 410.2934 | 406.3257 | 401.7884 | 403.2251 | 400.2654 | 398.0842
Wilbarger | 37.079 | 37.2469 | 37.4148 | 37.5828 | 37.7507 | 37.9186
Willacy | 32.4029 | 33.282 | 34.273 | 35.2913 | 36.2829 | 37.3574
Williamson | 1117.9497 | 1164.9412 | 1205.4773 | 1256.9726 | 1274.9378 | 1321.3597
Wilson | 75.1329 | 77.0611 | 78.8477 | 79.8561 | 80.4245 | 83.277
Winkler | 56.4808 | 56.5316 | 56.2214 | 57.1488 | 57.3028 | 57.5295
Wise | 277.8486 | 285.9361 | 295.3857 | 312.6722 | 320.6076 | 330.881
Young | 65.0696 | 66.1531 | 66.7449 | 68.9912 | 70.1102 | 71.0992
Zapata | 26.0959 | 26.5061 | 26.9573 | 27.4126 | 27.8511 | 28.315
Zavala | 28.2878 | 29.0375 | 29.9003 | 30.7969 | 31.6683 | 32.6296

## SummerGenerationbyCounty
Summer Generation by County
These values are used in the summer import/export calculations for each county. Capacities for mothballed units are included as the available capacity of the unit. Capacities for the wind units are at 8.7%. These values include the amount available for the grid according information from the owners of the private network units and the distributed generation units that have registered with ERCOT.
Summer Generation, MW
County | 2010 | 2011 | 2012 | 2013 | 2014 | 2015
ANDERSON | 0 | 0 | 0 | 0 | 0 | 0
ANDREWS | 0 | 0 | 0 | 0 | 0 | 0
ANGELINA | 0 | 45 | 45 | 45 | 45 | 45
ARANSAS | 0 | 0 | 0 | 0 | 0 | 0
ARCHER | 0 | 0 | 0 | 0 | 0 | 0
ATASCOSA | 391 | 391 | 391 | 391 | 391 | 391
AUSTIN | 0 | 0 | 0 | 0 | 0 | 0
BANDERA | 0 | 0 | 0 | 0 | 0 | 0
BASTROP | 1661 | 1661 | 1661 | 1661 | 1661 | 1661
BAYLOR | 0 | 0 | 0 | 0 | 0 | 0
BEE | 0 | 0 | 0 | 0 | 0 | 0
BELL | 0 | 0 | 0 | 650 | 650 | 1300
BEXAR | 4811.6 | 4811.6 | 4811.6 | 4811.6 | 4811.6 | 4811.6
BLANCO | 0 | 0 | 0 | 0 | 0 | 0
BORDEN | 23 | 23 | 23 | 23 | 23 | 23
BOSQUE | 813 | 813 | 813 | 813 | 813 | 813
BRAZORIA | 399 | 399 | 399 | 399 | 399 | 399
BRAZOS | 226 | 226 | 226 | 226 | 226 | 226
BREWSTER | 0 | 0 | 0 | 0 | 0 | 0
BROOKS | 0 | 0 | 0 | 0 | 0 | 0
BROWN | 0 | 0 | 0 | 0 | 0 | 0
BURLESON | 0 | 0 | 0 | 0 | 0 | 0
BURNET | 102 | 102 | 102 | 102 | 102 | 102
CALDWELL | 0 | 0 | 0 | 0 | 0 | 0
CALHOUN | 109 | 372 | 372 | 372 | 372 | 372
CALLAHAN | 9.9 | 9.9 | 9.9 | 9.9 | 9.9 | 9.9
CAMERON | 116 | 116 | 116 | 116 | 116 | 116
CHAMBERS | 2605.9 | 2605.9 | 2605.9 | 2605.9 | 2605.9 | 2605.9
CHEROKEE | 676 | 676 | 676 | 676 | 676 | 676
CHILDRESS | 0 | 0 | 0 | 0 | 0 | 0
CLAY | 0 | 0 | 0 | 0 | 0 | 0
COKE | 0 | 0 | 0 | 0 | 0 | 0
COLEMAN | 0 | 0 | 0 | 0 | 0 | 0
COLLIN | 406 | 406 | 406 | 406 | 406 | 406
COLORADO | 0 | 0 | 0 | 0 | 0 | 0
COMAL | 6 | 6 | 6 | 6 | 6 | 6
COMANCHE | 0 | 0 | 0 | 0 | 0 | 0
CONCHO | 0 | 0 | 0 | 0 | 0 | 0
COOKE | 9.8 | 9.8 | 9.8 | 9.8 | 9.8 | 9.8
CORYELL | 0 | 0 | 0 | 0 | 0 | 0
COTTLE | 0 | 0 | 0 | 0 | 0 | 0
CRANE | 0 | 0 | 0 | 0 | 0 | 0
CROCKETT | 0 | 0 | 0 | 0 | 0 | 0
CROSBY | 0 | 0 | 0 | 0 | 0 | 0
CULBERSON | 5.7 | 5.7 | 5.7 | 5.7 | 5.7 | 5.7
DALLAS | 1725.6 | 1725.6 | 1725.6 | 1725.6 | 1725.6 | 1725.6
DAWSON | 0 | 0 | 0 | 0 | 0 | 0
DELTA | 0 | 0 | 0 | 0 | 0 | 0
DENTON | 75.8 | 14.8 | 14.8 | 14.8 | 14.8 | 14.8
DEWITT | 1 | 1 | 1 | 1 | 1 | 1
DICKENS | 13.1 | 13.1 | 13.1 | 13.1 | 13.1 | 13.1
DIMMIT | 0 | 0 | 0 | 0 | 0 | 0
DUVAL | 0 | 0 | 0 | 0 | 0 | 0
EASTLAND | 5.2 | 5.2 | 5.2 | 5.2 | 5.2 | 5.2
ECTOR | 1453 | 1453 | 1453 | 1453 | 1453 | 1453
EDWARDS | 0 | 0 | 0 | 0 | 0 | 0
ELLIS | 1626 | 1626 | 1626 | 1626 | 1626 | 1626
ERATH | 0 | 0 | 0 | 0 | 0 | 0
FALLS | 0 | 0 | 0 | 0 | 0 | 0
FANNIN | 2842 | 1773 | 1773 | 1773 | 1773 | 1773
FAYETTE | 1841 | 1841 | 1841 | 1841 | 1841 | 1841
FISHER | 0 | 0 | 0 | 0 | 0 | 0
FLOYD | 5.2 | 5.2 | 5.2 | 5.2 | 5.2 | 5.2
FOARD | 0 | 0 | 0 | 0 | 0 | 0
FORT BEND | 4231.6 | 4231.6 | 4231.6 | 4231.6 | 4231.6 | 4231.6
FRANKLIN | 0 | 0 | 0 | 0 | 0 | 0
FREESTONE | 2190 | 2190 | 2190 | 2190 | 2190 | 2190
FRIO | 276.6 | 276.6 | 276.6 | 276.6 | 276.6 | 276.6
GALVESTON | 1026.7 | 1026.7 | 1026.7 | 1026.7 | 1026.7 | 1026.7
GILLESPIE | 0 | 0 | 0 | 0 | 0 | 0
GLASSCOCK | 18.6 | 18.6 | 18.6 | 18.6 | 18.6 | 18.6
GOLIAD | 632 | 632 | 632 | 632 | 1388 | 1388
GONZALES | 4.8 | 4.8 | 4.8 | 4.8 | 4.8 | 4.8
GRAYSON | 80 | 80 | 80 | 80 | 80 | 80
GRIMES | 1323 | 1323 | 1323 | 1323 | 1323 | 1323
GUADALUPE | 1702.6 | 1702.6 | 1702.6 | 1702.6 | 1702.6 | 1702.6
HALL | 0.9 | 0.9 | 0.9 | 0.9 | 0.9 | 0.9
HAMILTON | 0 | 0 | 0 | 0 | 0 | 0
HARDEMAN | 0 | 0 | 0 | 0 | 0 | 0
HARRIS | 6923.5 | 6973.5 | 6973.5 | 6973.5 | 6973.5 | 6973.5
HASKELL | 0 | 0 | 0 | 0 | 0 | 0
HAYS | 882 | 882 | 882 | 882 | 882 | 882
HENDERSON | 230 | 230 | 230 | 230 | 230 | 230
HIDALGO | 1607.5 | 1607.5 | 1607.5 | 1607.5 | 1607.5 | 1607.5
HILL | 0 | 0 | 0 | 0 | 0 | 0
HOOD | 968 | 968 | 968 | 968 | 968 | 968
HOPKINS | 0 | 0 | 0 | 0 | 0 | 0
HOUSTON | 0 | 0 | 0 | 0 | 0 | 0
HOWARD | 296.6 | 296.6 | 296.6 | 317.5 | 317.5 | 317.5
HUNT | 62 | 62 | 62 | 62 | 62 | 62
IRION | 0 | 0 | 0 | 0 | 0 | 0
JACK | 575.4 | 1195.4 | 1208.5 | 1208.5 | 1208.5 | 1208.5
JACKSON | 0 | 0 | 0 | 0 | 0 | 0
JEFF DAVIS | 0 | 0 | 0 | 0 | 0 | 0
JIM HOGG | 0 | 0 | 0 | 0 | 0 | 0
JIM WELLS | 0 | 0 | 0 | 0 | 0 | 0
JOHNSON | 256 | 256 | 256 | 256 | 256 | 256
JONES | 0 | 0 | 0 | 0 | 0 | 0
KARNES | 0 | 0 | 0 | 0 | 0 | 0
KAUFMAN | 1824.8 | 1824.8 | 1824.8 | 1824.8 | 1824.8 | 1824.8
KENDALL | 0 | 0 | 0 | 0 | 0 | 0
KENEDY | 59.6 | 59.6 | 59.6 | 77.2 | 77.2 | 77.2
KENT | 0 | 0 | 0 | 0 | 0 | 0
KERR | 0 | 0 | 0 | 0 | 0 | 0
KIMBLE | 0 | 0 | 0 | 0 | 0 | 0
KING | 0 | 0 | 0 | 0 | 0 | 0
KINNEY | 0 | 0 | 0 | 0 | 0 | 0
KLEBERG | 0 | 0 | 0 | 0 | 0 | 0
KNOX | 0 | 0 | 0 | 0 | 0 | 0
LA SALLE | 0 | 0 | 0 | 0 | 0 | 0
LAMAR | 1267 | 1267 | 1267 | 1267 | 1267 | 1267
LAMPASAS | 0 | 0 | 0 | 0 | 0 | 0
LAVACA | 0 | 0 | 0 | 0 | 0 | 0
LEE | 0 | 0 | 0 | 0 | 0 | 0
LEON | 0 | 0 | 0 | 0 | 0 | 0
LIMESTONE | 1689 | 1689 | 1689 | 1689 | 1689 | 1689
LIVE OAK | 0 | 0 | 0 | 0 | 0 | 0
LLANO | 492 | 492 | 492 | 492 | 492 | 492
LOVING | 0 | 0 | 0 | 0 | 0 | 0
MADISON | 0 | 0 | 0 | 0 | 0 | 0
MARTIN | 10.4 | 10.4 | 10.4 | 10.4 | 10.4 | 10.4
MASON | 0 | 0 | 0 | 0 | 0 | 0
MATAGORDA | 2724 | 2724 | 2724 | 2724 | 2724 | 2724
MAVERICK | 42 | 42 | 42 | 42 | 42 | 42
MCCULLOCH | 0 | 0 | 0 | 0 | 0 | 0
MCLENNAN | 787 | 0 | 925 | 925 | 925 | 925
MCMULLEN | 0 | 0 | 0 | 0 | 0 | 0
MEDINA | 0 | 0 | 0 | 0 | 0 | 0
MENARD | 0 | 0 | 0 | 0 | 0 | 0
MIDLAND | 0 | 0 | 0 | 0 | 0 | 0
MILAM | 1133 | 1133 | 1133 | 1133 | 1133 | 1133
MILLS | 0 | 0 | 0 | 0 | 0 | 0
MITCHELL | 429.8 | 429.8 | 429.8 | 429.8 | 429.8 | 429.8
MONTAGUE | 0 | 0 | 0 | 0 | 0 | 0
MONTGOMERY | 4.8 | 4.8 | 4.8 | 4.8 | 4.8 | 4.8
MOTLEY | 0 | 0 | 0 | 0 | 0 | 0
NACOGDOCHES | 0 | 0 | 100 | 100 | 100 | 100
NAVARRO | 0 | 0 | 0 | 0 | 0 | 0
NOLAN | 132.6 | 132.6 | 132.6 | 132.6 | 132.6 | 132.6
NUECES | 2126 | 2126 | 2126 | 2126 | 2126 | 2126
PALO PINTO | 635 | 635 | 635 | 635 | 635 | 635
PARKER | 0 | 0 | 0 | 0 | 0 | 0
PECOS | 47.9 | 47.9 | 47.9 | 60.9 | 60.9 | 60.9
PRESIDIO | 0 | 0 | 0 | 0 | 0 | 0
RAINS | 0 | 0 | 0 | 0 | 0 | 0
REAGAN | 0 | 0 | 0 | 0 | 0 | 0
REAL | 0 | 0 | 0 | 0 | 0 | 0
RED RIVER | 0 | 0 | 0 | 0 | 0 | 0
REEVES | 0 | 0 | 0 | 0 | 0 | 0
REFUGIO | 0 | 0 | 0 | 0 | 0 | 0
ROBERTSON | 1893 | 1893 | 1893 | 1893 | 1893 | 1893
ROCKWALL | 0 | 0 | 0 | 0 | 0 | 0
RUNNELS | 0 | 0 | 0 | 0 | 0 | 0
RUSK | 3240 | 3240 | 3240 | 3240 | 3240 | 3240
SAN PATRICIO | 415.7 | 432.9 | 432.9 | 432.9 | 432.9 | 432.9
SAN SABA | 0 | 0 | 0 | 0 | 0 | 0
SCHLEICHER | 0 | 0 | 0 | 0 | 0 | 0
SCURRY | 62.8 | 62.8 | 62.8 | 62.8 | 62.8 | 62.8
SHACKELFORD | 49.2 | 49.2 | 49.2 | 49.2 | 69.7 | 69.7
SMITH | 0 | 0 | 0 | 0 | 0 | 0
SOMERVELL | 2367 | 2367 | 2367 | 2367 | 2367 | 2367
STARR | 36 | 36 | 36 | 36 | 36 | 36
STEPHENS | 0 | 0 | 0 | 0 | 0 | 0
STERLING | 68.8 | 68.8 | 68.8 | 68.8 | 68.8 | 68.8
STONEWALL | 0 | 0 | 0 | 0 | 0 | 0
SUTTON | 0 | 0 | 0 | 0 | 0 | 0
TARRANT | 1266.5 | 1266.5 | 1266.5 | 1266.5 | 1266.5 | 1266.5
TAYLOR | 106.8 | 106.8 | 106.8 | 106.8 | 106.8 | 106.8
TERRELL | 0 | 0 | 0 | 0 | 0 | 0
THROCKMORTON | 0 | 0 | 0 | 0 | 0 | 0
TITUS | 1931 | 1931 | 1931 | 1931 | 1931 | 1931
TOM GREEN | 13.1 | 13.1 | 13.1 | 13.1 | 13.1 | 13.1
TRAVIS | 1636.4 | 1636.4 | 1636.4 | 1636.4 | 1636.4 | 1636.4
UPTON | 30.7 | 30.7 | 30.7 | 30.7 | 30.7 | 30.7
UVALDE | 0 | 0 | 0 | 0 | 0 | 0
VAL VERDE | 76 | 76 | 76 | 76 | 76 | 76
VAN ZANDT | 0 | 0 | 0 | 0 | 0 | 0
VICTORIA | 533 | 533 | 533 | 533 | 533 | 533
WALLER | 0 | 0 | 0 | 0 | 0 | 0
WARD | 967 | 340 | 340 | 340 | 340 | 340
WASHINGTON | 0 | 0 | 0 | 0 | 0 | 0
WEBB | 288 | 301.1 | 301.1 | 301.1 | 301.1 | 301.1
WHARTON | 588 | 588 | 588 | 588 | 588 | 588
WICHITA | 77 | 77 | 77 | 77 | 77 | 77
WILBARGER | 870 | 870 | 870 | 870 | 870 | 870
WILLACY | 0 | 0 | 0 | 0 | 0 | 0
WILLIAMSON | 0 | 0 | 0 | 0 | 0 | 0
WILSON | 0 | 0 | 0 | 0 | 0 | 0
WINKLER | 13.3 | 13.3 | 13.3 | 13.3 | 13.3 | 13.3
WISE | 665 | 665 | 665 | 665 | 665 | 665
YOUNG | 620 | 620 | 620 | 620 | 620 | 620
ZAPATA | 0 | 0 | 0 | 0 | 0 | 0
ZAVALA | 0 | 0 | 0 | 0 | 0 | 0

## SummerImport-ExportbyCounty
Summer Import/Export by County
Import: The county has less generation than load and must import generation.
Export: The county has more generation than load and is able to export generation.
This data is presented for example only. It is a calculation of the generation in the county less the non-coincident load in the county. The true values will depend on actual load levels and actual generation dispatch.
Summer Import/Export, MW
County | 2010 | 2011 | 2012 | 2013 | 2014 | 2015
ANDERSON | -216.6045 | -213.7471 | -212.5824 | -210.724 | -208.6125 | -206.9049
ANDREWS | -172.1006 | -168.4634 | -166.5823 | -169.966 | -170.0644 | -170.4521
ANGELINA | -276.3967 | -234.4246 | -226.5105 | -224.8626 | -222.5859 | -220.8745
ARANSAS | -58.5418 | -60.1308 | -61.7199 | -63.3089 | -64.8979 | -66.1566
ARCHER | -26.8674 | -27.2983 | -27.6395 | -28.5812 | -29.153 | -29.5949
ATASCOSA | 314.5236 | 312.9489 | 311.0161 | 309.0201 | 307.1499 | 305.0421
AUSTIN | -96.2504 | -96.2102 | -97.5276 | -98.813 | -100.1359 | -101.4747
BANDERA | -59.6212 | -60.6026 | -61.5819 | -62.5623 | -63.5435 | -64.5236
BASTROP | 1477.2159 | 1472.0497 | 1466.6334 | 1461.0213 | 1455.2432 | 1449.1255
BAYLOR | -6.9753 | -7.1451 | -7.2756 | -7.5333 | -7.7675 | -7.869
BEE | -56.0897 | -56.8133 | -58.2064 | -59.0494 | -59.8464 | -60.7117
BELL | -821.2115 | -824.9094 | -835.8723 | -195.6747 | -191.1516 | 447.876
BEXAR | 215.9629 | 39.5752 | -134.1209 | -380.1925 | -603.5193 | -852.1846
BLANCO | -27.9782 | -28.8661 | -29.7477 | -30.6958 | -31.6777 | -32.6947
BORDEN | 18.3253 | 18.274 | 18.2303 | 18.1208 | 18.1197 | 18.0989
BOSQUE | 759.6458 | 758.4078 | 757.2218 | 755.5008 | 754.0729 | 752.761
BRAZORIA | -2051.444 | -2054.3076 | -2058.1863 | -2062.8976 | -2070.7026 | -2078.2731
BRAZOS | -312.5764 | -322.9154 | -331.6838 | -340.6811 | -349.9996 | -359.3117
BREWSTER | -18.7683 | -19.1779 | -19.5914 | -20.0108 | -20.4349 | -20.8645
BROOKS | -17.3125 | -17.5211 | -17.7298 | -17.9384 | -18.147 | -18.3556
BROWN | -114.1097 | -113.9016 | -113.6104 | -115.3657 | -114.4045 | -114.5702
BURLESON | -30.5997 | -31.9928 | -32.9911 | -34.0274 | -35.3701 | -36.7593
BURNET | -44.5779 | -52.5099 | -59.3294 | -66.6516 | -74.3203 | -82.3535
CALDWELL | -105.4779 | -108.2626 | -111.2681 | -114.3679 | -117.5297 | -120.943
CALHOUN | -157.8724 | 99.5231 | 92.6414 | 87.4068 | 82.8203 | 78.2238
CALLAHAN | -30.8574 | -31.9391 | -32.9166 | -33.8998 | -34.8992 | -35.888
CAMERON | -565.6138 | -602.8815 | -610.7137 | -629.627 | -647.2565 | -668.4826
CHAMBERS | 2073.3436 | 2074.0489 | 2073.585 | 2072.9671 | 2071.5759 | 2070.2628
CHEROKEE | 572.5278 | 573.1505 | 573.3432 | 573.1907 | 573.5447 | 573.6055
CHILDRESS | -20.2652 | -20.5274 | -20.7626 | -21.0482 | -21.3196 | -21.5669
CLAY | -26.6458 | -27.3383 | -27.8886 | -29.0098 | -29.745 | -30.4146
COKE | -25.8526 | -26.4942 | -27.1628 | -27.7775 | -28.3769 | -28.9848
COLEMAN | -39.9044 | -40.2282 | -40.6138 | -40.945 | -41.29 | -41.6398
COLLIN | -1987.3453 | -2087.5712 | -2143.6141 | -2171.4755 | -2267.0219 | -2344.5794
COLORADO | -79.3368 | -80.7906 | -82.283 | -83.8081 | -85.3467 | -86.9722
COMAL | -342.9695 | -366.3785 | -384.0399 | -395.1823 | -407.0279 | -419.4272
COMANCHE | -47.5234 | -49.0646 | -50.1902 | -52.5219 | -53.8759 | -55.0782
CONCHO | -11.2304 | -11.3611 | -11.4587 | -11.5481 | -11.6476 | -11.75
COOKE | -122.6724 | -125.8167 | -128.8692 | -133.3102 | -140.0956 | -139.7522
CORYELL | -108.5012 | -110.8851 | -113.4826 | -116.6445 | -130.2065 | -132.7829
COTTLE | -4.1107 | -4.3081 | -4.4894 | -4.7092 | -4.898 | -5.0722
CRANE | -99.8678 | -99.8356 | -99.5748 | -100.6311 | -100.7908 | -101.0732
CROCKETT | -51.5486 | -52.2464 | -52.806 | -53.3237 | -53.7089 | -54.0931
CROSBY | -2.2062 | -2.2878 | -2.3458 | -2.4612 | -2.5304 | -2.579
CULBERSON | -3.6867 | -5.538 | -5.4125 | -5.592 | -5.5766 | -5.5811
DALLAS | -6316.6077 | -6368.1101 | -6476.2051 | -6526.2349 | -6565.8977 | -6614.1582
DAWSON | -67.9749 | -66.2573 | -66.4714 | -68.7947 | -68.8859 | -69.238
DELTA | -13.661 | -13.6467 | -13.6972 | -13.7265 | -13.7479 | -13.7884
DENTON | -2243.6087 | -2334.7043 | -2262.1222 | -2279.4304 | -2659.5711 | -2555.5425
DEWITT | -70.688 | -72.1309 | -73.6069 | -75.1143 | -76.6576 | -78.2359
DICKENS | 4.5655 | 4.4142 | 4.3042 | 4.0944 | 3.9636 | 3.8697
DIMMIT | -24.3736 | -24.7783 | -25.2004 | -25.629 | -26.0573 | -26.4985
DUVAL | -43.8698 | -44.518 | -45.2551 | -46.0079 | -46.7303 | -47.5141
EASTLAND | -65.444 | -66.9723 | -67.332 | -69.6832 | -70.2918 | -70.9076
ECTOR | 1007.218 | 1008.8707 | 1014.9516 | 1011.201 | 1013.3418 | 1014.7259
EDWARDS | -8.6831 | -8.8103 | -9.0011 | -9.0604 | -9.174 | -9.2923
ELLIS | 784.6907 | 760.0326 | 746.4294 | 728.2735 | 712.5235 | 691.5051
ERATH | -113.4023 | -117.5534 | -160.0532 | -167.349 | -171.9839 | -175.9613
FALLS | -51.1395 | -52.0139 | -52.7335 | -54.8645 | -56.0187 | -56.9885
FANNIN | 2765.2865 | 1695.9453 | 1695.3113 | 1694.8138 | 1694.3634 | 1693.8202
FAYETTE | 1754.6113 | 1753.0944 | 1751.5523 | 1749.9665 | 1748.3547 | 1746.7036
FISHER | -27.8221 | -28.3799 | -29.1444 | -29.6836 | -30.2051 | -30.7059
FLOYD | 4.6279 | 4.6255 | 4.6257 | 4.6254 | 4.6252 | 4.6249
FOARD | -3.2844 | -3.3084 | -3.33 | -3.3586 | -3.3808 | -3.4009
FORT BEND | 2949.678 | 2974.3238 | 2962.9536 | 2953.5181 | 2938.5214 | 2922.9965
FRANKLIN | -3.4517 | -3.5198 | -3.5887 | -3.6595 | -3.7317 | -3.8054
FREESTONE | 2101.7479 | 2099.606 | 2100.2555 | 2098.8513 | 2098.0732 | 2097.3858
FRIO | 231.7433 | 230.5789 | 229.1398 | 227.653 | 226.2539 | 224.6659
GALVESTON | -215.1344 | -220.7797 | -237.4865 | -246.294 | -254.4521 | -262.655
GILLESPIE | -71.8636 | -73.5812 | -75.2953 | -75.7306 | -77.921 | -80.1206
GLASSCOCK | 3.0758 | 3.203 | 3.3749 | 3.1704 | 3.1688 | 3.2243
GOLIAD | 611.6795 | 611.3036 | 610.8366 | 610.3525 | 1365.8962 | 1365.378
GONZALES | -58.0632 | -59.4557 | -60.1777 | -61.6268 | -63.1216 | -64.6612
GRAYSON | -408.4933 | -410.0625 | -414.4514 | -424.6458 | -434.7941 | -443.3299
GRIMES | 1299.0369 | 1299.9868 | 1299.1666 | 1297.7502 | 1296.7924 | 1295.9965
GUADALUPE | 1300.3623 | 1290.8842 | 1285.3687 | 1276.3546 | 1265.7678 | 1252.5928
HALL | -4.028 | -4.1579 | -4.1471 | -4.1672 | -4.1796 | -4.1982
HAMILTON | -20.5373 | -20.9255 | -21.2389 | -21.7339 | -22.089 | -22.3792
HARDEMAN | -19.0108 | -19.2821 | -19.5326 | -19.834 | -20.0948 | -20.3357
HARRIS | -7076.2761 | -7078.7821 | -7155.8067 | -7248.166 | -7346.8939 | -7444.0303
HASKELL | -27.2449 | -27.6377 | -28.0721 | -28.5351 | -28.8897 | -29.1859
HAYS | 454.2815 | 441.0287 | 420.6771 | 399.2332 | 369.614 | 345.4142
HENDERSON | 63.8555 | 64.7828 | 64.4099 | 64.582 | 64.9319 | 61.3693
HIDALGO | 494.8688 | 469.3808 | 444.9298 | 420.4201 | 392.3748 | 365.3968
HILL | -103.0036 | -107.0372 | -111.2892 | -116.5724 | -121.4305 | -126.1642
HOOD | 742.6581 | 734.4946 | 725.6059 | 709.4898 | 698.2685 | 687.9634
HOPKINS | -112.95 | -118.232 | -118.1174 | -118.2578 | -117.7248 | -117.8072
HOUSTON | -45.2563 | -44.7998 | -44.7149 | -44.4273 | -44.0743 | -43.8369
HOWARD | 184.4028 | 185.716 | 186.9542 | 209.3989 | 210.2372 | 210.8654
HUNT | -184.5255 | -186.04 | -195.61 | -205.3588 | -207.5611 | -211.0035
IRION | -9.3438 | -9.5525 | -9.7447 | -9.926 | -10.1013 | -10.2929
JACK | 551.7987 | 1171.1031 | 1183.7414 | 1182.5778 | 1181.8574 | 1181.1883
JACKSON | -38.7375 | -39.4133 | -40.0744 | -39.1573 | -39.7617 | -40.4632
JEFF DAVIS | -4.2838 | -4.3144 | -4.345 | -4.3756 | -4.4062 | -4.4368
JIM HOGG | -3.1241 | -3.1487 | -3.1885 | -3.2308 | -3.2663 | -3.3113
JIM WELLS | -86.3003 | -88.106 | -90.1286 | -92.1869 | -94.1654 | -96.2945
JOHNSON | -179.8436 | -197.5855 | -217.6415 | -243.1746 | -258.9883 | -272.6922
JONES | -42.3474 | -42.7668 | -43.3946 | -43.7742 | -44.1463 | -44.4908
KARNES | -25.6155 | -25.9666 | -26.3842 | -26.8115 | -27.2131 | -27.6585
KAUFMAN | 1523.7838 | 1518.416 | 1516.1738 | 1512.5319 | 1507.1215 | 1500.413
KENDALL | -95.7723 | -100.0777 | -105.7062 | -106.3906 | -116.5734 | -121.2256
KENEDY | 58.4006 | 58.3555 | 58.3044 | 75.8528 | 75.8035 | 75.7504
KENT | -58.0742 | -62.5972 | -66.5925 | -72.2703 | -76.7917 | -80.743
KERR | -137.8474 | -140.7724 | -143.9316 | -148.6935 | -152.0906 | -155.567
KIMBLE | -16.69 | -17.0134 | -17.3452 | -17.6856 | -18.035 | -18.3934
KING | -10.9338 | -11.2568 | -11.4742 | -11.9385 | -12.2025 | -12.3709
KINNEY | -7.3984 | -7.5339 | -7.6743 | -7.8196 | -7.9696 | -8.1245
KLEBERG | -91.3082 | -92.9285 | -94.7406 | -96.3906 | -97.9577 | -99.5572
KNOX | -22.5982 | -23.2369 | -23.7925 | -24.5784 | -25.1941 | -25.7273
LA SALLE | -13.6496 | -14.0212 | -14.4316 | -14.846 | -15.2446 | -15.6673
LAMAR | 1095.618 | 1091.0551 | 1083.095 | 1075.477 | 1066.9059 | 1066.063
LAMPASAS | -53.1418 | -54.7476 | -56.1517 | -64.6067 | -66.1857 | -67.5841
LAVACA | -40.1003 | -40.8307 | -41.5974 | -42.3838 | -43.1832 | -44.0134
LEE | -35.3826 | -36.2169 | -37.072 | -37.9478 | -38.8452 | -39.79
LEON | -80.8238 | -91.181 | -92.6626 | -95.7678 | -97.6793 | -99.3474
LIMESTONE | 1615.3066 | 1613.7667 | 1612.944 | 1611.6571 | 1610.9168 | 1610.2937
LIVE OAK | -68.3723 | -64.2512 | -71.0428 | -72.499 | -73.9361 | -75.3957
LLANO | 420.6061 | 418.8695 | 417.0772 | 415.2264 | 413.3152 | 411.3405
LOVING | -9.9282 | -9.9992 | -9.8875 | -10.2577 | -10.344 | -10.4454
MADISON | -17.6438 | -18.2494 | -18.6688 | -19.5391 | -20.0536 | -20.4018
MARTIN | -19.2945 | -19.3321 | -19.0001 | -19.7696 | -19.8689 | -20.0171
MASON | -12.8825 | -12.9484 | -13.0152 | -13.082 | -13.1488 | -13.3261
MATAGORDA | 2585.8473 | 2583.1755 | 2579.9608 | 2577.0366 | 2574.3249 | 2571.4215
MAVERICK | -31.5968 | -33.9116 | -36.2319 | -38.558 | -40.8897 | -43.2278
MCCULLOCH | -44.6122 | -45.5635 | -46.5355 | -50.1978 | -51.2078 | -52.1281
MCLENNAN | 82.2526 | -710.3994 | 201.969 | 198.0609 | 191.1072 | 184.0238
MCMULLEN | -7.6288 | -7.847 | -8.1426 | -8.4526 | -8.7392 | -9.0803
MEDINA | -202.2041 | -208.82 | -216.6445 | -224.7861 | -210.4573 | -216.8257
MENARD | -5.9828 | -6.0058 | -6.0363 | -6.0694 | -6.0958 | -6.121
MIDLAND | -365.8465 | -366.1121 | -362.0239 | -367.1552 | -366.2278 | -366.0418
MILAM | 1039.5169 | 1039.08 | 1038.2614 | 1037.061 | 1036.4208 | 1035.8612
MILLS | -9.6273 | -9.87 | -10.0698 | -10.3804 | -10.6044 | -10.829
MITCHELL | 407.4163 | 406.439 | 406.6999 | 404.4575 | 404.364 | 404.3131
MONTAGUE | -75.2418 | -80.3947 | -85.5272 | -92.1918 | -97.2259 | -100.1538
MONTGOMERY | -250.9851 | -252.8049 | -256.3316 | -259.8089 | -262.6927 | -265.5575
MOTLEY | -6.123 | -6.2385 | -6.3148 | -6.3995 | -6.4822 | -6.5664
NACOGDOCHES | -168.7234 | -166.9118 | -75.7567 | -75.2753 | -74.1497 | -83.0961
NAVARRO | -193.0412 | -195.0822 | -198.9656 | -203.1283 | -205.2593 | -207.1505
NOLAN | 72.7805 | 73.1112 | 73.5309 | 73.1813 | 73.3891 | 73.5038
NUECES | 1121.6029 | 1103.6532 | 1085.7289 | 1067.5069 | 1050.0699 | 1032.3002
PALO PINTO | 540.1542 | 538.5336 | 537.8102 | 534.2763 | 532.3622 | 530.6024
PARKER | -348.1519 | -362.6036 | -373.6563 | -390.6869 | -411.0751 | -410.893
PECOS | -145.0749 | -146.0927 | -146.9644 | -135.0209 | -135.9404 | -136.8773
PRESIDIO | -10.5097 | -10.7286 | -10.9461 | -11.1659 | -11.3865 | -11.6088
RAINS | -18.5449 | -18.7094 | -19.0321 | -19.465 | -20.0391 | -20.5155
REAGAN | -13.4343 | -13.6206 | -13.7769 | -13.9371 | -14.0863 | -14.2337
REAL | -16.8501 | -17.4851 | -18.1191 | -18.7531 | -19.388 | -20.022
RED RIVER | -26.491 | -26.6077 | -26.9993 | -27.3691 | -27.5536 | -27.7665
REEVES | -49.5842 | -50.1311 | -50.5531 | -51.31 | -51.8831 | -52.4727
REFUGIO | -24.206 | -24.5094 | -24.8343 | -25.1621 | -25.4818 | -25.8168
ROBERTSON | 1862.6207 | 1861.6886 | 1860.9521 | 1859.6158 | 1858.6824 | 1857.9191
ROCKWALL | -240.5734 | -242.7224 | -247.5644 | -252.5816 | -256.7108 | -261.1687
RUNNELS | -32.7004 | -32.9732 | -33.2007 | -33.4249 | -33.664 | -33.8962
RUSK | 3224.6992 | 3224.8019 | 3224.7906 | 3224.8499 | 3224.9291 | 3224.9396
SAN PATRICIO | 245.5566 | 259.8727 | 257.336 | 251.9334 | 249.2132 | 246.4747
SAN SABA | -12.5262 | -12.7141 | -12.9057 | -13.1008 | -13.2987 | -13.5001
SCHLEICHER | -12.8986 | -13.2663 | -13.5365 | -13.8202 | -14.0688 | -14.3115
SCURRY | -268.889 | -263.7782 | -260.552 | -258.088 | -254.1333 | -250.725
SHACKELFORD | 23.4638 | 22.8055 | 22.1861 | 21.5205 | 41.3984 | 40.8083
SMITH | -597.8799 | -590.5538 | -587.3083 | -583.579 | -578.1123 | -573.9496
SOMERVELL | 2323.0342 | 2322.7195 | 2321.5473 | 2319.6937 | 2318.1967 | 2316.8098
STARR | -48.868 | -49.937 | -51.0723 | -52.218 | -53.3411 | -54.5088
STEPHENS | -63.0567 | -69.0833 | -68.4578 | -69.7421 | -69.8207 | -69.8565
STERLING | 53.5901 | 53.3621 | 53.1391 | 52.9484 | 52.7607 | 52.5294
STONEWALL | -6.8329 | -7 | -7.1307 | -7.3505 | -7.4999 | -7.6142
SUTTON | -18.3274 | -18.6428 | -18.875 | -19.0799 | -19.2649 | -19.4451
TARRANT | -3919.1755 | -3995.773 | -4084.3863 | -4115.7157 | -4206.7313 | -4284.2742
TAYLOR | -260.4775 | -263.909 | -266.8612 | -269.5939 | -272.133 | -274.4712
TERRELL | -1.8419 | -1.8598 | -1.8777 | -1.8959 | -1.9144 | -1.933
THROCKMORTON | -8.0667 | -8.2303 | -8.3669 | -8.5677 | -8.7176 | -8.8438
TITUS | 1909.3384 | 1909.7628 | 1909.9999 | 1910.3123 | 1910.6512 | 1910.9447
TOM GREEN | -250.28 | -252.8022 | -255.3194 | -257.758 | -260.2028 | -262.7863
TRAVIS | -1089.8692 | -1127.3759 | -1161.8548 | -1169.9623 | -1204.1918 | -1242.0059
UPTON | 6.9051 | 6.1624 | 6.0183 | 4.5588 | 3.8448 | 3.1219
UVALDE | -57.9362 | -59.2046 | -60.6309 | -62.0985 | -63.5353 | -65.092
VAL VERDE | -7.5187 | -9.252 | -10.9908 | -12.7356 | -14.4866 | -16.2432
VAN ZANDT | -72.9436 | -72.9431 | -78.3124 | -78.6526 | -78.9473 | -79.27
VICTORIA | 243.4373 | 238.1094 | 231.4017 | 226.6222 | 222.2027 | 217.5384
WALLER | -201.0121 | -202.6419 | -205.9643 | -210.5696 | -214.6493 | -218.7871
WARD | 882.3102 | 256.0992 | 256.7173 | 256.6326 | 257.1732 | 257.5708
WASHINGTON | -119.5954 | -120.443 | -121.7462 | -124.054 | -127.0471 | -129.3321
WEBB | -112.5302 | -110.7079 | -121.4049 | -132.1233 | -142.8021 | -153.5609
WHARTON | 462.0452 | 461.4108 | 459.4886 | 456.5579 | 455.2419 | 454.0392
WICHITA | -333.2934 | -329.3257 | -324.7884 | -326.2251 | -323.2654 | -321.0842
WILBARGER | 832.921 | 832.7531 | 832.5852 | 832.4172 | 832.2493 | 832.0814
WILLACY | -32.4029 | -33.282 | -34.273 | -35.2913 | -36.2829 | -37.3574
WILLIAMSON | -1117.9497 | -1164.9412 | -1205.4773 | -1256.9726 | -1274.9378 | -1321.3597
WILSON | -75.1329 | -77.0611 | -78.8477 | -79.8561 | -80.4245 | -83.277
WINKLER | -43.1808 | -43.2316 | -42.9214 | -43.8488 | -44.0028 | -44.2295
WISE | 387.1514 | 379.0639 | 369.6143 | 352.3278 | 344.3924 | 334.119
YOUNG | 554.9304 | 553.8469 | 553.2551 | 551.0088 | 549.8898 | 548.9008
ZAPATA | -26.0959 | -26.5061 | -26.9573 | -27.4126 | -27.8511 | -28.315
ZAVALA | -28.2878 | -29.0375 | -29.9003 | -30.7969 | -31.6683 | -32.6296

## WinterCoincidentDemandbyCounty
Winter Coincident Demand by County
The Winter coincident demands by county were estimated by using the forecasted non-coincident loads from the 2010 ALDRs to determine a proportion of the total for each county for each year and then applying those proportions to the forecasted ERCOT peak demand.
Winter Coincident Demand, MW
County | 2010/11 | 2011/12 | 2012/13 | 2013/14 | 2014/15 | 2015/16
Anderson | 161.5659 | 148.2659 | 146.5413 | 146.3701 | 145.2701 | 144.0197
Andrews | 123.1991 | 108.4279 | 113.0487 | 113.609 | 113.3263 | 113.0138
Angelina | 212.2107 | 194.4468 | 192.2767 | 192.2136 | 190.9217 | 189.3984
Aransas | 35.6756 | 33.9038 | 34.7382 | 35.8018 | 36.5361 | 37.1494
Archer | 19.5662 | 18.8474 | 19.1141 | 19.6616 | 20.1109 | 20.5047
Atascosa | 57.5397 | 55.0649 | 56.6363 | 58.5674 | 60.0846 | 61.5149
Austin | 73.6975 | 68.5321 | 69.721 | 71.0387 | 72.0284 | 72.7893
Bandera | 80.5538 | 77.4492 | 80.2281 | 83.5403 | 86.4783 | 89.1275
Bastrop | 177.2036 | 169.1951 | 174.1493 | 180.5018 | 186.255 | 189.2791
Baylor | 4.2024 | 4.0995 | 4.1861 | 4.3401 | 4.4158 | 4.523
Bee | 42.0413 | 39.9937 | 40.6011 | 41.4623 | 42.084 | 42.5941
Bell | 637.2843 | 599.0728 | 595.8296 | 606.3094 | 613.8053 | 622.6668
Bexar | 2824.051 | 2724.7059 | 2829.1109 | 2988.1215 | 3135.6742 | 3231.9286
Blanco | 30.0968 | 28.77 | 29.6731 | 30.806 | 31.8339 | 31.9267
Borden | 2.7687 | 2.598 | 2.5946 | 2.7132 | 2.7134 | 2.7061
Bosque | 38.0534 | 37.1387 | 38.3437 | 40.0396 | 41.6471 | 43.1329
Brazoria | 1835.3442 | 1718.6552 | 1733.012 | 1747.0343 | 1753.9653 | 1754.9864
Brazos | 321.0221 | 302.245 | 306.3631 | 312.9516 | 317.777 | 321.4202
Brewster | 17.1673 | 16.2353 | 16.5609 | 16.9992 | 17.3628 | 17.6725
Brooks | 13.7912 | 12.9206 | 13.0577 | 13.28 | 13.4405 | 13.5565
Brown | 77.2923 | 72.6955 | 72.8175 | 74.5619 | 75.2281 | 75.7358
Burleson | 28.9684 | 27.6322 | 28.5253 | 29.8451 | 31.0736 | 32.2263
Burnet | 140.6774 | 136.2368 | 142.3493 | 149.7104 | 156.7176 | 162.5105
Caldwell | 92.269 | 88.0728 | 90.7039 | 93.979 | 97.0977 | 99.145
Calhoun | 210.7885 | 200.5905 | 204.4283 | 209.173 | 212.749 | 215.8887
Callahan | 39.4246 | 37.4861 | 38.3455 | 39.463 | 40.4118 | 41.2209
Cameron | 484.0731 | 463.5262 | 477.9754 | 496.3447 | 512.9258 | 341.795
Chambers | 426.66 | 399.0367 | 402.6582 | 405.8295 | 407.4515 | 407.6854
Cherokee | 73.2909 | 67.9993 | 67.7827 | 68.1844 | 68.3111 | 68.1853
Childress | 11.2294 | 10.7115 | 10.8278 | 11.0872 | 11.2702 | 11.4042
Clay | 19.8926 | 19.402 | 19.9019 | 20.6429 | 21.3536 | 21.946
Coke | 16.7587 | 15.9066 | 16.2767 | 16.746 | 17.1333 | 17.4768
Coleman | 27.5474 | 25.8168 | 25.9222 | 26.3787 | 26.6484 | 26.8321
Collin | 1401.4116 | 1343.182 | 1377.3013 | 1489.5068 | 1528.2919 | 1567.5144
Colorado | 59.1761 | 55.6756 | 56.5158 | 57.671 | 58.7202 | 59.5233
Comal | 337.252 | 323.9042 | 334.9266 | 348.8404 | 361.9041 | 372.562
Comanche | 32.0781 | 31.8558 | 32.4936 | 33.8235 | 34.971 | 35.9384
Concho | 7.8219 | 7.3153 | 7.3664 | 7.4601 | 7.5225 | 7.5627
Cooke | 96.8733 | 95.744 | 97.9425 | 101.7733 | 104.7426 | 106.5314
Coryell | 84.7188 | 81.6683 | 91.3256 | 94.1216 | 96.5402 | 98.6967
Cottle | 3.4912 | 3.4534 | 3.5956 | 3.7772 | 3.9421 | 4.0874
Crane | 73.442 | 67.9859 | 67.8113 | 68.2719 | 68.3252 | 68.2565
Crockett | 39.4732 | 37.0119 | 37.3143 | 37.8903 | 38.2341 | 38.4432
Crosby | 1.6244 | 1.6497 | 1.6844 | 1.7516 | 1.8129 | 1.8589
Culberson | 7.3056 | 8.0241 | 7.9886 | 8.0396 | 8.0348 | 8.0214
Dallas | 4985.6721 | 4673.6294 | 4708.0944 | 4768.7621 | 4806.7236 | 4843.59
Dawson | 38.2982 | 34.5836 | 34.7531 | 35.6097 | 35.6289 | 35.7594
Delta | 10.5316 | 9.7776 | 9.7864 | 9.8843 | 9.9283 | 9.9546
Denton | 1336.513 | 1229.237 | 1520.313 | 1482.8535 | 1469.5483 | 1761.7101
Dewitt | 52.8835 | 50.0116 | 51.0261 | 52.4006 | 53.5598 | 54.5674
Dickens | 5.8812 | 5.6597 | 5.7136 | 5.8361 | 5.9325 | 5.9961
Dimmit | 12.7715 | 12.0387 | 12.2343 | 12.5112 | 12.7271 | 12.9069
Duval | 32.2426 | 30.4898 | 31.0553 | 31.8217 | 32.4071 | 32.9146
Eastland | 53.3386 | 50.6563 | 50.7592 | 51.131 | 51.6093 | 51.9818
Ector | 292.1875 | 270.288 | 267.3917 | 268.2061 | 267.1312 | 270.0289
Edwards | 7.5962 | 7.1637 | 7.2862 | 7.4514 | 7.5734 | 7.675
Ellis | 621.5234 | 606.6857 | 615.798 | 633.4349 | 653.6551 | 667.3836
Erath | 82.6172 | 82.1768 | 114.8456 | 120.3533 | 125.6175 | 130.3967
Falls | 34.3735 | 32.9784 | 33.3225 | 34.5177 | 35.6473 | 36.634
Fannin | 52.8521 | 49.2605 | 49.4884 | 50.161 | 50.5573 | 50.8555
Fayette | 67.0025 | 63.2125 | 64.347 | 65.926 | 67.2072 | 68.3124
Fisher | 23.8529 | 22.5344 | 23.0703 | 23.6276 | 24.0678 | 24.4157
Floyd | 0.4247 | 0.40051 | 0.39889 | 0.40175 | 0.40204 | 0.40053
Foard | 1.9528 | 1.8376 | 1.8484 | 1.8753 | 1.8929 | 1.9027
Fort Bend | 621.6026 | 572.2455 | 581.6839 | 589.4708 | 596.6978 | 602.2476
Franklin | 3.0973 | 2.9254 | 2.981 | 3.0577 | 3.1214 | 3.1759
Freestone | 66.2732 | 63.5007 | 62.7139 | 63.9561 | 64.9151 | 65.6617
Frio | 30.7314 | 29.7173 | 30.8342 | 32.1444 | 33.2068 | 34.2496
Galveston | 821.4629 | 769.5487 | 778.0324 | 787.917 | 793.6215 | 796.741
Gillespie | 59.264 | 56.5853 | 58.6817 | 61.2316 | 63.5133 | 64.6196
Glasscock | 11.415 | 10.5205 | 10.4376 | 10.4688 | 10.4281 | 10.3773
Goliad | 16.1803 | 15.4735 | 15.9151 | 16.4618 | 16.906 | 17.3263
Gonzales | 51.4177 | 48.7909 | 49.3925 | 50.8989 | 52.2546 | 53.3306
Grayson | 347.3518 | 325.1973 | 336.0382 | 339.6787 | 341.6027 | 345.377
Grimes | 17.1265 | 17.5673 | 18.1117 | 19.0293 | 19.8947 | 20.6069
Guadalupe | 355.2557 | 339.9702 | 341.9953 | 353.1206 | 365.0212 | 376.7049
Hall | 2.4015 | 2.2317 | 2.233 | 2.2494 | 2.2558 | 2.2577
Hamilton | 12.8117 | 12.3673 | 12.5358 | 12.8539 | 13.1172 | 13.3104
Hardeman | 11.7822 | 11.1457 | 11.2735 | 11.4944 | 11.664 | 11.7867
Harris | 8684.4209 | 8167.2364 | 8279.8521 | 8388.6156 | 8456.06 | 8494.1322
Haskell | 17.3493 | 16.4303 | 16.7055 | 17.0578 | 17.332 | 17.5291
Hays | 376.319 | 364.8527 | 381.7302 | 408.5772 | 428.5002 | 450.2185
Henderson | 125.7964 | 115.5782 | 115.0404 | 115.6667 | 116.5467 | 116.0915
Hidalgo | 848.7276 | 806.5577 | 806.0713 | 854.8722 | 874.7166 | 891.4158
Hill | 75.1915 | 74.6532 | 77.6496 | 82.0281 | 86.0616 | 89.9663
Hood | 196.9771 | 200.137 | 208.1327 | 218.4555 | 229.886 | 240.2675
Hopkins | 82.5577 | 78.2171 | 78.2724 | 79.9838 | 78.4575 | 77.2361
Houston | 30.7288 | 28.3079 | 28.1155 | 28.141 | 28.0182 | 27.8258
Howard | 70.9321 | 65.4075 | 64.8672 | 65.0364 | 64.8162 | 64.5886
Hunt | 179.6936 | 167.489 | 172.8568 | 180.5363 | 180.9085 | 181.3583
Irion | 7.7672 | 7.3604 | 7.5039 | 7.6915 | 7.8403 | 7.9729
Jack | 17.1524 | 16.8127 | 17.2777 | 17.9979 | 18.6416 | 19.2254
Jackson | 26.6051 | 25.2807 | 24.7635 | 25.4289 | 25.9142 | 26.3554
Jeff Davis | 4.1301 | 3.856 | 3.8836 | 3.9366 | 3.9711 | 3.9925
Jim Hogg | 2.692 | 2.5419 | 2.5798 | 2.6332 | 2.6671 | 2.6961
Jim Wells | 62.1641 | 59.1876 | 60.655 | 62.5103 | 63.991 | 65.328
Johnson | 341.3114 | 347.1024 | 364.2714 | 383.3695 | 402.7825 | 420.8371
Jones | 33.2583 | 31.1864 | 31.7865 | 32.345 | 32.7481 | 33.0133
Karnes | 17.9316 | 16.97 | 17.2863 | 17.7112 | 18.026 | 18.3012
Kaufman | 237.0445 | 223.4311 | 222.8058 | 227.3612 | 231.5086 | 235.4907
Kendall | 108.8086 | 106.1964 | 107.6022 | 117.3418 | 122.1635 | 126.5818
Kenedy | 0.78582 | 0.76459 | 0.79811 | 0.83557 | 0.86709 | 0.89664
Kent | 46.5012 | 48.8786 | 51.6545 | 55.4996 | 59.231 | 62.671
Kerr | 134.1654 | 127.3077 | 132.1536 | 136.2098 | 139.7049 | 142.7043
Kimble | 14.3485 | 13.574 | 13.8551 | 14.2351 | 14.5576 | 14.8401
King | 8.1569 | 8.1728 | 8.2943 | 8.5671 | 8.8051 | 8.9713
Kinney | 6.2985 | 5.9538 | 6.073 | 6.2365 | 6.3753 | 6.4976
Kleberg | 62.7574 | 59.4311 | 60.5161 | 61.9476 | 63.0486 | 63.9926
Knox | 12.1984 | 11.8405 | 12.0882 | 12.4772 | 12.8174 | 13.0957
La Salle | 10.252 | 9.8297 | 10.1363 | 10.5059 | 10.8098 | 11.0881
Lamar | 121.6397 | 116.5886 | 122.0927 | 128.8501 | 135.7755 | 136.2163
Lampasas | 45.092 | 51.5814 | 52.791 | 54.6361 | 56.2859 | 57.6805
Lavaca | 29.2143 | 27.6305 | 28.1839 | 28.9323 | 29.553 | 30.0933
Lee | 29.2934 | 27.8019 | 28.4683 | 29.3397 | 30.0809 | 30.7513
Leon | 69.2044 | 68.4909 | 69.4433 | 71.4823 | 73.2939 | 74.6747
Limestone | 51.5632 | 49.4071 | 49.7348 | 50.8263 | 51.66 | 52.3069
Live Oak | 57.5848 | 54.6507 | 55.8988 | 57.5187 | 58.8017 | 59.9583
Llano | 64.9501 | 61.9949 | 63.8345 | 66.1495 | 68.2165 | 70.1822
Loving | 6.3272 | 6.0924 | 6.2976 | 6.5647 | 6.7811 | 7.0117
Madison | 13.2028 | 13.3864 | 13.6435 | 14.1737 | 14.6527 | 15.0098
Martin | 18.264 | 17.0586 | 17.085 | 17.3517 | 17.4372 | 17.5573
Mason | 11.7861 | 11.1138 | 11.3034 | 11.5693 | 11.857 | 12.0578
Matagorda | 101.1017 | 96.1811 | 98.3239 | 100.9622 | 102.9999 | 104.8371
Maverick | 54.5281 | 52.0596 | 53.5777 | 55.4543 | 57.0834 | 58.527
Mcculloch | 35.1535 | 33.2969 | 36.1535 | 37.1355 | 37.8682 | 38.2047
Mclennan | 485.4435 | 463.0706 | 461.6813 | 473.8878 | 481.7963 | 488.9564
Mcmullen | 5.4398 | 5.3275 | 5.5816 | 5.8727 | 6.1088 | 6.3511
Medina | 132.3379 | 127.5985 | 132.6266 | 137.5161 | 130.6257 | 134.1699
Menard | 5.5106 | 5.1412 | 5.1698 | 5.2363 | 5.271 | 5.2868
Midland | 200.6749 | 186.1878 | 186.273 | 188.4676 | 189.2157 | 189.7365
Milam | 69.4581 | 65.9124 | 66.1196 | 67.2125 | 67.8233 | 68.2452
Mills | 6.5576 | 6.4275 | 6.5623 | 6.7866 | 6.9934 | 7.1531
Mitchell | 14.3503 | 17.8907 | 17.9014 | 18.1036 | 18.178 | 18.2305
Montague | 52.4817 | 54.5657 | 58.1791 | 61.2387 | 65.3763 | 69.3747
Montgomery | 145.4485 | 136.9425 | 139.7727 | 142.569 | 144.4207 | 145.7942
Motley | 4.7826 | 4.5098 | 4.5499 | 4.6277 | 4.6815 | 4.7195
Nacogdoches | 116.3259 | 107.3968 | 113.7808 | 114.0985 | 121.2088 | 120.6412
Navarro | 147.5875 | 140.7175 | 142.4925 | 144.7116 | 146.5803 | 147.9744
Nolan | 45.4643 | 41.9064 | 41.6807 | 41.7691 | 41.6512 | 41.4474
Nueces | 701.3689 | 661.9665 | 674.1134 | 690.0321 | 702.2592 | 712.9441
Palo Pinto | 58.4701 | 57.1615 | 58.5568 | 60.8799 | 63.0798 | 65.1767
Parker | 304.7772 | 302.1684 | 310.2805 | 322.9543 | 335.5666 | 337.3924
Pecos | 141.5036 | 131.7626 | 132.2285 | 133.6096 | 134.3185 | 134.6209
Presidio | 9.0788 | 8.577 | 8.7467 | 8.9757 | 9.1644 | 9.3237
Rains | 13.0707 | 12.1319 | 12.6451 | 13.329 | 13.1049 | 12.932
Reagan | 10.6955 | 10.0397 | 10.1526 | 10.3375 | 10.4644 | 10.5546
Real | 14.8138 | 14.3833 | 15.0348 | 15.7868 | 16.4688 | 17.0962
Red River | 18.2276 | 16.9949 | 17.2219 | 17.6067 | 17.7632 | 17.8825
Reeves | 29.0315 | 27.1432 | 27.3724 | 27.7949 | 28.0848 | 28.2894
Refugio | 17.7905 | 16.727 | 16.9545 | 17.2906 | 17.5381 | 17.735
Robertson | 21.6707 | 20.9074 | 21.3338 | 22.2977 | 23.1129 | 23.7847
Rockwall | 157.4968 | 148.0567 | 151.1912 | 156.2513 | 158.0174 | 159.9322
Runnels | 25.1311 | 23.4821 | 23.6295 | 23.9267 | 24.1254 | 24.2368
Rusk | 12.1708 | 11.2409 | 11.244 | 11.2786 | 11.3056 | 11.2508
San Patricio | 122.1132 | 114.7549 | 116.4434 | 118.8242 | 120.6129 | 122.0502
San Saba | 9.4662 | 8.9077 | 9.043 | 9.2396 | 9.3965 | 9.5249
Schleicher | 9.9849 | 9.4718 | 9.6629 | 9.9031 | 10.086 | 10.2406
Scurry | 240.3529 | 220.0164 | 216.8457 | 215.8409 | 213.429 | 210.8341
Shackelford | 19.1735 | 18.2244 | 18.5567 | 19.0378 | 19.4331 | 19.7555
Smith | 357.8953 | 329.8413 | 326.5307 | 326.7435 | 325.0396 | 322.7795
Somervell | 31.7933 | 31.3726 | 32.4741 | 34.0953 | 35.8924 | 37.6393
Starr | 49.828 | 46.905 | 47.593 | 48.5892 | 49.3339 | 49.9356
Stephens | 47.0655 | 44.0874 | 44.0676 | 44.4318 | 44.3595 | 44.4243
Sterling | 10.1985 | 9.5752 | 9.6982 | 9.863 | 9.9739 | 10.0803
Stonewall | 6.2128 | 6.036 | 6.1263 | 6.2938 | 6.4353 | 6.5397
Sutton | 16.5063 | 15.5959 | 15.7828 | 16.0894 | 16.2856 | 16.4219
Tarrant | 3279.7967 | 3099.7689 | 3128.4081 | 3175.4615 | 3243.1472 | 3290.0518
Taylor | 247.6001 | 231.6708 | 233.4872 | 236.6944 | 238.6836 | 239.7637
Terrell | 1.5191 | 1.4207 | 1.4335 | 1.456 | 1.4717 | 1.4828
Throckmorton | 6.7209 | 6.4908 | 6.6017 | 6.7879 | 6.9463 | 7.0695
Titus | 15.6548 | 14.265 | 13.9946 | 13.8813 | 13.6762 | 13.4625
Tom Green | 178.1081 | 166.6172 | 168.1278 | 170.6857 | 172.4578 | 173.7476
Travis | 1714.8255 | 1609.4829 | 1636.8156 | 1674.2211 | 1704.0726 | 1734.2533
Upton | 18.6512 | 17.6051 | 17.8973 | 18.3437 | 18.6819 | 18.9755
Uvalde | 40.3355 | 38.4569 | 39.476 | 40.7629 | 41.8197 | 42.7983
Val Verde | 54.6888 | 51.6897 | 52.6899 | 54.0401 | 55.1458 | 56.0724
Van Zandt | 57.0896 | 53.1816 | 57.8744 | 58.6865 | 59.1855 | 59.5338
Victoria | 215.9725 | 205.2769 | 208.7784 | 213.4242 | 216.8352 | 219.753
Waller | 143.081 | 134.5848 | 137.3633 | 141.2032 | 144.0625 | 146.4921
Ward | 61.9531 | 56.9241 | 56.3322 | 56.3252 | 55.9591 | 55.5266
Washington | 103.0731 | 97.1279 | 99.9 | 103.4997 | 105.9003 | 108.5202
Webb | 251.7684 | 239.67 | 245.913 | 253.7762 | 260.4377 | 266.2735
Wharton | 82.0869 | 77.8115 | 80.3122 | 81.8946 | 82.9948 | 83.681
Wichita | 254.3084 | 235.0895 | 232.469 | 232.6415 | 231.1698 | 229.5485
Wilbarger | 22.2937 | 20.7418 | 20.8189 | 21.0311 | 21.1443 | 21.1878
Willacy | 25.5145 | 24.4728 | 25.2593 | 26.2166 | 27.0213 | 27.7781
Williamson | 710.3828 | 682.6766 | 701.3536 | 738.2962 | 764.3638 | 798.8161
Wilson | 57.1844 | 54.8883 | 56.6719 | 57.4794 | 59.6111 | 60.7807
Winkler | 37.2952 | 34.5958 | 34.5027 | 34.8107 | 34.8379 | 34.8685
Wise | 215.8114 | 212.8673 | 219.966 | 231.1147 | 237.4942 | 242.933
Young | 43.8013 | 42.3183 | 42.8857 | 44.1667 | 45.1062 | 46.0077
Zapata | 17.9214 | 16.9405 | 17.248 | 17.6637 | 17.9796 | 18.2466
Zavala | 20.5647 | 19.7483 | 20.3996 | 21.1924 | 21.8586 | 22.4978

## WinterLoadbyCounty
Winter Load by County
The loads shown are the non-coincident loads of the individual delivery points from the 2010 ALDRs and do not include self-serve loads. The values shown here are used in the Winter import/export calculations.
Winter Load, MW
County | 2010/11 | 2011/12 | 2012/13 | 2013/14 | 2014/15 | 2015/16
Anderson | 192.9097 | 191.0827 | 188.9554 | 187.6164 | 185.9851 | 184.7736
Andrews | 147.0997 | 139.7401 | 145.7689 | 145.6234 | 145.0884 | 144.9937
Angelina | 253.3796 | 250.5999 | 247.9282 | 246.3784 | 244.4316 | 242.9933
Aransas | 42.5966 | 43.6946 | 44.7926 | 45.8905 | 46.7761 | 47.6618
Archer | 23.362 | 24.2902 | 24.6464 | 25.2021 | 25.7475 | 26.307
Atascosa | 68.7024 | 70.9667 | 73.0288 | 75.0714 | 76.9246 | 78.922
Austin | 87.9948 | 88.323 | 89.9006 | 91.0571 | 92.2159 | 93.3868
Bandera | 96.1812 | 99.8153 | 103.4489 | 107.0816 | 110.7157 | 114.3483
Bastrop | 211.5811 | 218.0559 | 224.5541 | 231.3663 | 238.457 | 242.8402
Baylor | 5.0176 | 5.2833 | 5.3977 | 5.5631 | 5.6534 | 5.8029
Bee | 50.1973 | 51.5432 | 52.3525 | 53.1461 | 53.8789 | 54.6472
Bell | 760.9174 | 772.0751 | 768.2833 | 777.1642 | 785.8374 | 798.8655
Bexar | 3371.9169 | 3511.5558 | 3647.9532 | 3830.1585 | 4014.5144 | 4146.4811
Blanco | 35.9356 | 37.0783 | 38.2615 | 39.4869 | 40.7561 | 40.9611
Borden | 3.3058 | 3.3483 | 3.3456 | 3.4777 | 3.4739 | 3.4718
Bosque | 45.4357 | 47.8638 | 49.4417 | 51.3226 | 53.3196 | 55.3384
Brazoria | 2191.401 | 2214.9744 | 2234.6054 | 2239.3395 | 2245.5518 | 2251.6023
Brazos | 383.3004 | 389.5284 | 395.0351 | 401.1397 | 406.8408 | 412.3739
Brewster | 20.4977 | 20.9238 | 21.3542 | 21.7894 | 22.2291 | 22.6734
Brooks | 16.4667 | 16.6519 | 16.8371 | 17.0223 | 17.2075 | 17.3927
Brown | 92.287 | 93.6888 | 93.8934 | 95.573 | 96.3123 | 97.167
Burleson | 34.5882 | 35.6119 | 36.7815 | 38.2554 | 39.7827 | 41.3455
Burnet | 167.9688 | 175.5797 | 183.5501 | 191.898 | 200.641 | 208.4967
Caldwell | 110.1691 | 113.5067 | 116.9568 | 120.4617 | 124.3114 | 127.2005
Calhoun | 251.6815 | 258.5178 | 263.5969 | 268.1168 | 272.3765 | 276.9797
Callahan | 47.073 | 48.3115 | 49.444 | 50.5835 | 51.7381 | 52.8854
Cameron | 577.9833 | 597.3848 | 616.318 | 636.2121 | 656.6843 | 438.5142
Chambers | 509.432 | 514.2719 | 519.2014 | 520.1901 | 521.6486 | 523.0498
Cherokee | 87.5093 | 87.6363 | 87.4014 | 87.3984 | 87.4568 | 87.4799
Childress | 13.408 | 13.8048 | 13.9618 | 14.2115 | 14.4289 | 14.6313
Clay | 23.7517 | 25.0049 | 25.6621 | 26.4599 | 27.3384 | 28.1562
Coke | 20.0099 | 20.5001 | 20.9877 | 21.465 | 21.9353 | 22.4223
Coleman | 32.8916 | 33.2722 | 33.425 | 33.812 | 34.1171 | 34.4249
Collin | 1673.2855 | 1731.0707 | 1775.9398 | 1909.242 | 1956.6286 | 2011.0806
Colorado | 70.6563 | 71.7538 | 72.8734 | 73.9224 | 75.1778 | 76.3668
Comal | 402.6789 | 417.4424 | 431.866 | 447.1417 | 463.3355 | 477.9874
Comanche | 38.3013 | 41.0552 | 41.8984 | 43.3548 | 44.7723 | 46.108
Concho | 9.3393 | 9.4278 | 9.4985 | 9.5624 | 9.6308 | 9.7027
Cooke | 115.6667 | 123.3933 | 126.2904 | 130.4525 | 134.099 | 136.677
Coryell | 101.1543 | 105.2527 | 117.7584 | 120.6445 | 123.5976 | 126.6253
Cottle | 4.1685 | 4.4507 | 4.6364 | 4.8416 | 5.0469 | 5.244
Crane | 87.6897 | 87.6192 | 87.4383 | 87.5106 | 87.4748 | 87.5713
Crockett | 47.131 | 47.7003 | 48.1144 | 48.5676 | 48.9501 | 49.3216
Crosby | 1.9396 | 2.1261 | 2.1719 | 2.2451 | 2.321 | 2.3849
Culberson | 8.7229 | 10.3413 | 10.3007 | 10.3051 | 10.2867 | 10.2913
Dallas | 5952.8925 | 6023.296 | 6070.7794 | 6112.5743 | 6153.9114 | 6214.2011
Dawson | 45.728 | 44.5707 | 44.8118 | 45.6444 | 45.6147 | 45.8784
Delta | 12.5747 | 12.6012 | 12.619 | 12.6697 | 12.7109 | 12.7715
Denton | 1595.7965 | 1584.2203 | 1960.344 | 1900.7138 | 1881.4208 | 2260.2286
Dewitt | 63.1429 | 64.4542 | 65.7949 | 67.1669 | 68.5711 | 70.0086
Dickens | 7.0222 | 7.2941 | 7.3674 | 7.4807 | 7.5952 | 7.6929
Dimmit | 15.2492 | 15.5152 | 15.7753 | 16.0368 | 16.2941 | 16.5593
Duval | 38.4977 | 39.2948 | 40.0437 | 40.7889 | 41.4899 | 42.2286
Eastland | 63.6863 | 65.285 | 65.4507 | 65.5395 | 66.074 | 66.6913
Ector | 348.8718 | 348.3427 | 344.7841 | 343.7851 | 342.0005 | 346.4401
Edwards | 9.0699 | 9.2324 | 9.395 | 9.5512 | 9.696 | 9.8469
Ellis | 742.099 | 781.8865 | 794.0311 | 811.9335 | 836.856 | 856.2359
Erath | 98.6449 | 105.9081 | 148.0858 | 154.2682 | 160.8245 | 167.2956
Falls | 41.042 | 42.502 | 42.9672 | 44.2447 | 45.6382 | 47.0004
Fannin | 63.1054 | 63.4861 | 63.812 | 64.2961 | 64.7271 | 65.2462
Fayette | 80.0009 | 81.4673 | 82.9712 | 84.5036 | 86.0435 | 87.643
Fisher | 28.4804 | 29.0419 | 29.7476 | 30.2857 | 30.8133 | 31.3247
Floyd | 0.5071 | 0.51617 | 0.51435 | 0.51496 | 0.51472 | 0.51387
Foard | 2.3316 | 2.3683 | 2.3833 | 2.4037 | 2.4234 | 2.4412
Fort Bend | 742.1935 | 737.5005 | 750.0433 | 755.5805 | 763.9352 | 772.6682
Franklin | 3.6982 | 3.7703 | 3.8439 | 3.9193 | 3.9962 | 4.0746
Freestone | 79.1302 | 81.8387 | 80.8655 | 81.9786 | 83.109 | 84.2422
Frio | 36.6933 | 38.2992 | 39.7587 | 41.2026 | 42.5137 | 43.9413
Galveston | 980.8267 | 991.7817 | 1003.2219 | 1009.9479 | 1016.051 | 1022.1981
Gillespie | 70.7613 | 72.9262 | 75.6662 | 78.4864 | 81.3143 | 82.9052
Glasscock | 13.6295 | 13.5586 | 13.4586 | 13.4189 | 13.3508 | 13.3139
Goliad | 19.3193 | 19.9419 | 20.5215 | 21.1007 | 21.6442 | 22.2292
Gonzales | 61.3927 | 62.8809 | 63.6884 | 65.242 | 66.9001 | 68.4218
Grayson | 414.7381 | 419.1088 | 433.2993 | 435.3984 | 437.3442 | 443.1098
Grimes | 20.449 | 22.6404 | 23.3539 | 24.3917 | 25.4706 | 26.4382
Guadalupe | 424.1753 | 438.148 | 440.9805 | 452.6281 | 467.3262 | 483.3027
Hall | 2.8673 | 2.8762 | 2.8792 | 2.8833 | 2.888 | 2.8966
Hamilton | 15.2972 | 15.9388 | 16.1641 | 16.476 | 16.7936 | 17.0769
Hardeman | 14.0679 | 14.3644 | 14.5364 | 14.7335 | 14.9331 | 15.1221
Harris | 10369.1985 | 10525.7989 | 10676.327 | 10752.4836 | 10826.0529 | 10897.7526
Haskell | 20.7151 | 21.1751 | 21.5406 | 21.8647 | 22.1897 | 22.4894
Hays | 449.3249 | 470.216 | 492.2161 | 523.7121 | 548.5966 | 577.6187
Henderson | 150.2009 | 148.9553 | 148.337 | 148.261 | 149.2114 | 148.9424
Hidalgo | 1013.3807 | 1039.4782 | 1039.3761 | 1095.7707 | 1119.8747 | 1143.6635
Hill | 89.7786 | 96.2118 | 100.1241 | 105.1431 | 110.1823 | 115.4244
Hood | 235.1906 | 257.9333 | 268.3735 | 280.0151 | 294.3165 | 308.257
Hopkins | 98.5738 | 100.8048 | 100.9271 | 102.5228 | 100.4469 | 99.0919
Houston | 36.6902 | 36.4827 | 36.2531 | 36.071 | 35.871 | 35.6998
Howard | 84.6929 | 84.2961 | 83.642 | 83.3633 | 82.9823 | 82.8655
Hunt | 214.5542 | 215.8571 | 222.8875 | 231.4105 | 231.612 | 232.678
Irion | 9.274 | 9.486 | 9.6758 | 9.8589 | 10.0377 | 10.229
Jack | 20.48 | 21.6679 | 22.2785 | 23.0696 | 23.8663 | 24.6657
Jackson | 31.7665 | 32.5813 | 31.9309 | 32.5946 | 33.1772 | 33.8133
Jeff Davis | 4.9313 | 4.9695 | 5.0077 | 5.0459 | 5.084 | 5.1222
Jim Hogg | 3.2142 | 3.276 | 3.3265 | 3.3753 | 3.4146 | 3.4591
Jim Wells | 74.2239 | 76.28 | 78.2106 | 80.1254 | 81.9259 | 83.8141
Johnson | 407.5258 | 447.3398 | 469.7041 | 491.401 | 515.6709 | 539.9231
Jones | 39.7105 | 40.1925 | 40.9867 | 41.4596 | 41.9265 | 42.3552
Karnes | 21.4104 | 21.8706 | 22.2896 | 22.7021 | 23.0782 | 23.48
Kaufman | 283.0311 | 287.9542 | 287.2935 | 291.4304 | 296.3939 | 302.1285
Kendall | 129.9175 | 136.8642 | 138.7459 | 150.4081 | 156.4024 | 162.4012
Kenedy | 0.93827 | 0.98539 | 1.0291 | 1.071 | 1.1101 | 1.1504
Kent | 55.5224 | 62.9939 | 66.6051 | 71.1391 | 75.8318 | 80.4053
Kerr | 160.1935 | 164.072 | 170.4034 | 174.593 | 178.8602 | 183.086
Kimble | 17.1322 | 17.494 | 17.8653 | 18.2464 | 18.6377 | 19.0394
King | 9.7394 | 10.533 | 10.695 | 10.9812 | 11.2729 | 11.5099
Kinney | 7.5204 | 7.6731 | 7.8307 | 7.9939 | 8.1621 | 8.3362
Kleberg | 74.9323 | 76.5938 | 78.0315 | 79.4042 | 80.7193 | 82.1009
Knox | 14.5649 | 15.2599 | 15.5869 | 15.9932 | 16.4097 | 16.8014
La Salle | 12.2408 | 12.6683 | 13.0701 | 13.4664 | 13.8395 | 14.2257
Lamar | 145.2378 | 150.2575 | 157.4305 | 165.1594 | 173.8295 | 174.7621
Lampasas | 53.8398 | 66.4772 | 68.0705 | 70.0322 | 72.0613 | 74.0026
Lavaca | 34.8819 | 35.6097 | 36.3413 | 37.0853 | 37.8359 | 38.609
Lee | 34.9763 | 35.8306 | 36.708 | 37.6074 | 38.5118 | 39.4532
Leon | 82.6301 | 88.2699 | 89.5426 | 91.6256 | 93.8361 | 95.8058
Limestone | 61.5665 | 63.6751 | 64.1297 | 65.1489 | 66.1388 | 67.1084
Live Oak | 68.7562 | 70.4329 | 72.0778 | 73.7272 | 75.2821 | 76.925
Llano | 77.5504 | 79.898 | 82.3104 | 84.7901 | 87.3356 | 90.042
Loving | 7.5546 | 7.8517 | 8.1203 | 8.4146 | 8.6817 | 8.9959
Madison | 15.7641 | 17.2522 | 17.5925 | 18.1678 | 18.7595 | 19.2572
Martin | 21.8072 | 21.9848 | 22.03 | 22.2413 | 22.3243 | 22.5256
Mason | 14.0726 | 14.3233 | 14.575 | 14.8295 | 15.1802 | 15.4698
Matagorda | 120.7154 | 123.9566 | 126.7823 | 129.4128 | 131.8678 | 134.5033
Maverick | 65.1066 | 67.0936 | 69.0849 | 71.081 | 73.0822 | 75.0887
Mcculloch | 41.9732 | 42.9124 | 46.6175 | 47.6001 | 48.4815 | 49.0157
Mclennan | 579.6195 | 596.7977 | 595.3078 | 607.427 | 616.8301 | 627.3185
Mcmullen | 6.4952 | 6.866 | 7.1971 | 7.5276 | 7.8209 | 8.1483
Medina | 152.8523 | 159.0192 | 165.3498 | 170.3724 | 161.1401 | 165.8154
Menard | 6.5796 | 6.6259 | 6.6661 | 6.7119 | 6.7483 | 6.7829
Midland | 239.6059 | 239.9557 | 240.1868 | 241.5768 | 242.2474 | 243.4271
Milam | 82.933 | 84.9468 | 85.2569 | 86.1526 | 86.8322 | 87.5568
Mills | 7.8298 | 8.2836 | 8.4617 | 8.6991 | 8.9535 | 9.1772
Mitchell | 17.1342 | 23.0573 | 23.0827 | 23.2051 | 23.2727 | 23.3892
Montague | 62.6631 | 70.3234 | 75.0182 | 78.4954 | 83.6994 | 89.006
Montgomery | 173.6655 | 176.4893 | 180.2277 | 182.7441 | 184.8977 | 187.0502
Motley | 5.7105 | 5.8122 | 5.8667 | 5.9318 | 5.9936 | 6.055
Nacogdoches | 138.8931 | 138.4112 | 146.7128 | 146.2508 | 155.1802 | 154.7795
Navarro | 176.2195 | 181.3543 | 183.7348 | 185.4906 | 187.6626 | 189.8473
Nolan | 54.2843 | 54.0083 | 53.7446 | 53.5394 | 53.3249 | 53.176
Nueces | 837.4345 | 853.1315 | 869.2251 | 884.4796 | 899.0824 | 914.6889
Palo Pinto | 69.8133 | 73.6688 | 75.5051 | 78.0355 | 80.7593 | 83.62
Parker | 363.904 | 389.4297 | 400.0863 | 413.9611 | 429.6163 | 432.8658
Pecos | 168.9553 | 169.8135 | 170.4999 | 171.2601 | 171.9642 | 172.7151
Presidio | 10.8401 | 11.054 | 11.2783 | 11.505 | 11.7329 | 11.9621
Rains | 15.6064 | 15.6353 | 16.3051 | 17.0851 | 16.7779 | 16.5915
Reagan | 12.7704 | 12.9389 | 13.0911 | 13.2505 | 13.3972 | 13.5412
Real | 17.6877 | 18.537 | 19.3864 | 20.2354 | 21.0845 | 21.9339
Red River | 21.7637 | 21.9027 | 22.2065 | 22.5681 | 22.7417 | 22.9428
Reeves | 34.6636 | 34.9817 | 35.295 | 35.6274 | 35.9562 | 36.2945
Refugio | 21.2418 | 21.5575 | 21.8617 | 22.1629 | 22.4535 | 22.7535
Robertson | 25.8748 | 26.9452 | 27.5085 | 28.581 | 29.5908 | 30.5152
Rockwall | 188.0512 | 190.813 | 194.9511 | 200.2821 | 202.3052 | 205.1889
Runnels | 30.0065 | 30.2633 | 30.4686 | 30.6691 | 30.887 | 31.0952
Rusk | 14.5319 | 14.4871 | 14.4984 | 14.4568 | 14.4742 | 14.4345
San Patricio | 145.8031 | 147.8942 | 150.1461 | 152.3083 | 154.4173 | 156.5872
San Saba | 11.3026 | 11.4801 | 11.6603 | 11.8433 | 12.03 | 12.2202
Schleicher | 11.922 | 12.2071 | 12.4597 | 12.6937 | 12.9128 | 13.1385
Scurry | 286.9814 | 283.5534 | 279.6083 | 276.6637 | 273.247 | 270.4948
Shackelford | 22.8931 | 23.4874 | 23.9276 | 24.4026 | 24.8797 | 25.3458
Smith | 427.3269 | 425.094 | 421.04 | 418.8181 | 416.1389 | 414.1178
Somervell | 37.9612 | 40.4325 | 41.8732 | 43.7032 | 45.952 | 48.2902
Starr | 59.4946 | 60.4504 | 61.3681 | 62.2814 | 63.1608 | 64.066
Stephens | 56.1963 | 56.8191 | 56.8222 | 56.9524 | 56.7922 | 56.9952
Sterling | 12.177 | 12.3404 | 12.5052 | 12.6424 | 12.7693 | 12.9327
Stonewall | 7.4181 | 7.7791 | 7.8994 | 8.0673 | 8.239 | 8.3902
Sutton | 19.7085 | 20.0997 | 20.3509 | 20.6233 | 20.85 | 21.0689
Tarrant | 3916.0773 | 3994.9307 | 4033.8773 | 4070.2899 | 4152.1091 | 4221.0517
Taylor | 295.6346 | 298.5735 | 301.0664 | 303.3936 | 305.5798 | 307.6107
Terrell | 1.8138 | 1.831 | 1.8485 | 1.8663 | 1.8842 | 1.9024
Throckmorton | 8.0248 | 8.3652 | 8.5125 | 8.7007 | 8.8932 | 9.07
Titus | 18.6919 | 18.3845 | 18.0451 | 17.793 | 17.5093 | 17.272
Tom Green | 212.6611 | 214.7335 | 216.7898 | 218.784 | 220.7929 | 222.9137
Travis | 2047.5017 | 2074.2748 | 2110.5665 | 2146.0078 | 2181.6757 | 2225.0023
Upton | 22.2695 | 22.6891 | 23.0774 | 23.5129 | 23.9179 | 24.3451
Uvalde | 48.1606 | 49.5626 | 50.9017 | 52.2496 | 53.5405 | 54.9091
Val Verde | 65.2984 | 66.6168 | 67.9402 | 69.2683 | 70.6016 | 71.9395
Van Zandt | 68.165 | 68.5395 | 74.6253 | 75.2241 | 75.7736 | 76.3804
Victoria | 257.8712 | 264.5575 | 269.2061 | 273.566 | 277.608 | 281.9374
Waller | 170.8387 | 173.4506 | 177.121 | 180.9935 | 184.4391 | 187.9456
Ward | 73.972 | 73.3629 | 72.6366 | 72.1974 | 71.6429 | 71.2392
Washington | 123.0693 | 125.1769 | 128.8145 | 132.6654 | 135.5811 | 139.2286
Webb | 300.6115 | 308.8827 | 317.0886 | 325.289 | 333.431 | 341.6221
Wharton | 98.0118 | 100.2821 | 103.5573 | 104.9721 | 106.2558 | 107.3605
Wichita | 303.6443 | 302.9794 | 299.7536 | 298.1986 | 295.9601 | 294.5048
Wilbarger | 26.6187 | 26.7316 | 26.8446 | 26.9575 | 27.0705 | 27.1834
Willacy | 30.4644 | 31.5402 | 32.5702 | 33.6043 | 34.5946 | 35.6386
Williamson | 848.1971 | 879.8222 | 904.3496 | 946.3442 | 978.5933 | 1024.8605
Wilson | 68.2782 | 70.7391 | 73.0747 | 73.6768 | 76.3185 | 77.9801
Winkler | 44.5305 | 44.5866 | 44.489 | 44.6202 | 44.602 | 44.7354
Wise | 257.6788 | 274.3398 | 283.6318 | 296.2417 | 304.057 | 311.6768
Young | 52.2987 | 54.5392 | 55.2984 | 56.6127 | 57.7481 | 59.0267
Zapata | 21.3981 | 21.8327 | 22.2401 | 22.6412 | 23.0187 | 23.4099
Zavala | 24.5543 | 25.4513 | 26.304 | 27.1643 | 27.9849 | 28.8641

## WinterGenerationbyCounty
Winter Generation by County
These values are used in the summer import/export calculations for each county. Capacities for mothballed units are included as the available capacity of the unit. Capacities for the wind units are at 8.7%. These values include the amount available for the grid according information from the owners of the private network units and the distributed generation units that have registered with ERCOT.
Winter Generation, MW
County | 2010/11 | 2011/12 | 2012/13 | 2013/14 | 2014/15 | 2015/16
ANDERSON | 0 | 0 | 0 | 0 | 0 | 0
ANDREWS | 0 | 0 | 0 | 0 | 0 | 0
ANGELINA | 0 | 45 | 45 | 45 | 45 | 45
ARANSAS | 0 | 0 | 0 | 0 | 0 | 0
ARCHER | 0 | 0 | 0 | 0 | 0 | 0
ATASCOSA | 395 | 395 | 395 | 395 | 395 | 395
AUSTIN | 0 | 0 | 0 | 0 | 0 | 0
BANDERA | 0 | 0 | 0 | 0 | 0 | 0
BASTROP | 1766 | 1766 | 1766 | 1766 | 1766 | 1766
BAYLOR | 0 | 0 | 0 | 0 | 0 | 0
BEE | 0 | 0 | 0 | 0 | 0 | 0
BELL | 0 | 0 | 0 | 780 | 780 | 1560
BEXAR | 5001.6 | 5001.6 | 5001.6 | 5001.6 | 5001.6 | 5001.6
BLANCO | 0 | 0 | 0 | 0 | 0 | 0
BORDEN | 23 | 23 | 23 | 23 | 23 | 23
BOSQUE | 869 | 869 | 869 | 869 | 869 | 869
BRAZORIA | 411 | 411 | 411 | 411 | 411 | 411
BRAZOS | 226 | 226 | 226 | 226 | 226 | 226
BREWSTER | 0 | 0 | 0 | 0 | 0 | 0
BROOKS | 0 | 0 | 0 | 0 | 0 | 0
BROWN | 0 | 0 | 0 | 0 | 0 | 0
BURLESON | 0 | 0 | 0 | 0 | 0 | 0
BURNET | 102 | 102 | 102 | 102 | 102 | 102
CALDWELL | 0 | 0 | 0 | 0 | 0 | 0
CALHOUN | 127 | 390 | 390 | 390 | 390 | 390
CALLAHAN | 9.9 | 9.9 | 9.9 | 9.9 | 9.9 | 9.9
CAMERON | 116 | 116 | 116 | 116 | 116 | 116
CHAMBERS | 2757.3 | 2757.3 | 2757.3 | 2757.3 | 2757.3 | 2757.3
CHEROKEE | 673 | 673 | 673 | 673 | 673 | 673
CHILDRESS | 0 | 0 | 0 | 0 | 0 | 0
CLAY | 0 | 0 | 0 | 0 | 0 | 0
COKE | 0 | 0 | 0 | 0 | 0 | 0
COLEMAN | 0 | 0 | 0 | 0 | 0 | 0
COLLIN | 415 | 415 | 415 | 415 | 415 | 415
COLORADO | 0 | 0 | 0 | 0 | 0 | 0
COMAL | 6 | 6 | 6 | 6 | 6 | 6
COMANCHE | 0 | 0 | 0 | 0 | 0 | 0
CONCHO | 0 | 0 | 0 | 0 | 0 | 0
COOKE | 9.8 | 9.8 | 9.8 | 9.8 | 9.8 | 9.8
CORYELL | 0 | 0 | 0 | 0 | 0 | 0
COTTLE | 0 | 0 | 0 | 0 | 0 | 0
CRANE | 0 | 0 | 0 | 0 | 0 | 0
CROCKETT | 0 | 0 | 0 | 0 | 0 | 0
CROSBY | 0 | 0 | 0 | 0 | 0 | 0
CULBERSON | 5.7 | 5.7 | 5.7 | 5.7 | 5.7 | 5.7
DALLAS | 1733.6 | 1733.6 | 1733.6 | 1733.6 | 1733.6 | 1733.6
DAWSON | 0 | 0 | 0 | 0 | 0 | 0
DELTA | 0 | 0 | 0 | 0 | 0 | 0
DENTON | 14.8 | 14.8 | 14.8 | 14.8 | 14.8 | 14.8
DEWITT | 1 | 1 | 1 | 1 | 1 | 1
DICKENS | 13.1 | 13.1 | 13.1 | 13.1 | 13.1 | 13.1
DIMMIT | 0 | 0 | 0 | 0 | 0 | 0
DUVAL | 0 | 0 | 0 | 0 | 0 | 0
EASTLAND | 5.2 | 5.2 | 5.2 | 5.2 | 5.2 | 5.2
ECTOR | 1550 | 1550 | 1550 | 1550 | 1550 | 1550
EDWARDS | 0 | 0 | 0 | 0 | 0 | 0
ELLIS | 1800 | 1800 | 1800 | 1800 | 1800 | 1800
ERATH | 0 | 0 | 0 | 0 | 0 | 0
FALLS | 0 | 0 | 0 | 0 | 0 | 0
FANNIN | 2999 | 2999 | 2999 | 2999 | 2999 | 2999
FAYETTE | 1865 | 1865 | 1865 | 1865 | 1865 | 1865
FISHER | 0 | 0 | 0 | 0 | 0 | 0
FLOYD | 5.2 | 5.2 | 5.2 | 5.2 | 5.2 | 5.2
FOARD | 0 | 0 | 0 | 0 | 0 | 0
FORT BEND | 4259.6 | 4259.6 | 4259.6 | 4259.6 | 4259.6 | 4259.6
FRANKLIN | 0 | 0 | 0 | 0 | 0 | 0
FREESTONE | 2250 | 2250 | 2250 | 2250 | 2250 | 2250
FRIO | 277.6 | 277.6 | 277.6 | 277.6 | 277.6 | 277.6
GALVESTON | 1102.7 | 1102.7 | 1102.7 | 1102.7 | 1102.7 | 1102.7
GILLESPIE | 0 | 0 | 0 | 0 | 0 | 0
GLASSCOCK | 18.6 | 18.6 | 18.6 | 18.6 | 18.6 | 18.6
GOLIAD | 632 | 632 | 632 | 632 | 1388 | 1388
GONZALES | 4.8 | 4.8 | 4.8 | 4.8 | 4.8 | 4.8
GRAYSON | 80 | 80 | 80 | 80 | 80 | 80
GRIMES | 1400 | 1400 | 1400 | 1400 | 1400 | 1400
GUADALUPE | 1883.6 | 1883.6 | 1883.6 | 1883.6 | 1883.6 | 1883.6
HALL | 0.9 | 0.9 | 0.9 | 0.9 | 0.9 | 0.9
HAMILTON | 0 | 0 | 0 | 0 | 0 | 0
HARDEMAN | 0 | 0 | 0 | 0 | 0 | 0
HARRIS | 7579.3 | 7579.3 | 7579.3 | 7579.3 | 7579.3 | 7579.3
HASKELL | 0 | 0 | 0 | 0 | 0 | 0
HAYS | 968 | 968 | 968 | 968 | 968 | 968
HENDERSON | 226 | 226 | 226 | 226 | 226 | 226
HIDALGO | 1899.5 | 1899.5 | 1899.5 | 1899.5 | 1899.5 | 1899.5
HILL | 0 | 0 | 0 | 0 | 0 | 0
HOOD | 1127 | 1127 | 1127 | 1127 | 1127 | 1127
HOPKINS | 0 | 0 | 0 | 0 | 0 | 0
HOUSTON | 0 | 0 | 0 | 0 | 0 | 0
HOWARD | 296.6 | 296.6 | 296.6 | 296.6 | 317.5 | 317.5
HUNT | 87 | 87 | 87 | 87 | 87 | 87
IRION | 0 | 0 | 0 | 0 | 0 | 0
JACK | 650.4 | 1270.4 | 1283.5 | 1283.5 | 1283.5 | 1283.5
JACKSON | 0 | 0 | 0 | 0 | 0 | 0
JEFF DAVIS | 0 | 0 | 0 | 0 | 0 | 0
JIM HOGG | 0 | 0 | 0 | 0 | 0 | 0
JIM WELLS | 0 | 0 | 0 | 0 | 0 | 0
JOHNSON | 283 | 283 | 283 | 283 | 283 | 283
JONES | 0 | 0 | 0 | 0 | 0 | 0
KARNES | 0 | 0 | 0 | 0 | 0 | 0
KAUFMAN | 1894.8 | 1894.8 | 1894.8 | 1894.8 | 1894.8 | 1894.8
KENDALL | 0 | 0 | 0 | 0 | 0 | 0
KENEDY | 59.6 | 59.6 | 59.6 | 59.6 | 77.2 | 77.2
KENT | 0 | 0 | 0 | 0 | 0 | 0
KERR | 0 | 0 | 0 | 0 | 0 | 0
KIMBLE | 0 | 0 | 0 | 0 | 0 | 0
KING | 0 | 0 | 0 | 0 | 0 | 0
KINNEY | 0 | 0 | 0 | 0 | 0 | 0
KLEBERG | 0 | 0 | 0 | 0 | 0 | 0
KNOX | 0 | 0 | 0 | 0 | 0 | 0
LA SALLE | 0 | 0 | 0 | 0 | 0 | 0
LAMAR | 1365 | 1365 | 1365 | 1365 | 1365 | 1365
LAMPASAS | 0 | 0 | 0 | 0 | 0 | 0
LAVACA | 0 | 0 | 0 | 0 | 0 | 0
LEE | 0 | 0 | 0 | 0 | 0 | 0
LEON | 0 | 0 | 0 | 0 | 0 | 0
LIMESTONE | 1689 | 1689 | 1689 | 1689 | 1689 | 1689
LIVE OAK | 0 | 0 | 0 | 0 | 0 | 0
LLANO | 493 | 493 | 493 | 493 | 493 | 493
LOVING | 0 | 0 | 0 | 0 | 0 | 0
MADISON | 0 | 0 | 0 | 0 | 0 | 0
MARTIN | 10.4 | 10.4 | 10.4 | 10.4 | 10.4 | 10.4
MASON | 0 | 0 | 0 | 0 | 0 | 0
MATAGORDA | 2724 | 2724 | 2724 | 2724 | 2724 | 2724
MAVERICK | 42 | 42 | 42 | 42 | 42 | 42
MCCULLOCH | 0 | 0 | 0 | 0 | 0 | 0
MCLENNAN | 787 | 787 | 1712 | 1712 | 1712 | 1712
MCMULLEN | 0 | 0 | 0 | 0 | 0 | 0
MEDINA | 0 | 0 | 0 | 0 | 0 | 0
MENARD | 0 | 0 | 0 | 0 | 0 | 0
MIDLAND | 0 | 0 | 0 | 0 | 0 | 0
MILAM | 1156 | 1156 | 1156 | 1156 | 1156 | 1156
MILLS | 0 | 0 | 0 | 0 | 0 | 0
MITCHELL | 507.8 | 507.8 | 507.8 | 507.8 | 507.8 | 507.8
MONTAGUE | 0 | 0 | 0 | 0 | 0 | 0
MONTGOMERY | 4.8 | 4.8 | 4.8 | 4.8 | 4.8 | 4.8
MOTLEY | 0 | 0 | 0 | 0 | 0 | 0
NACOGDOCHES | 0 | 0 | 100 | 100 | 100 | 100
NAVARRO | 0 | 0 | 0 | 0 | 0 | 0
NOLAN | 132.6 | 132.6 | 132.6 | 132.6 | 132.6 | 132.6
NUECES | 2188.4 | 2188.4 | 2188.4 | 2188.4 | 2188.4 | 2188.4
PALO PINTO | 657 | 657 | 657 | 657 | 657 | 657
PARKER | 0 | 0 | 0 | 0 | 0 | 0
PECOS | 47.9 | 47.9 | 47.9 | 60.9 | 60.9 | 60.9
PRESIDIO | 0 | 0 | 0 | 0 | 0 | 0
RAINS | 0 | 0 | 0 | 0 | 0 | 0
REAGAN | 0 | 0 | 0 | 0 | 0 | 0
REAL | 0 | 0 | 0 | 0 | 0 | 0
RED RIVER | 0 | 0 | 0 | 0 | 0 | 0
REEVES | 0 | 0 | 0 | 0 | 0 | 0
REFUGIO | 0 | 0 | 0 | 0 | 0 | 0
ROBERTSON | 1897 | 1897 | 1897 | 1897 | 1897 | 1897
ROCKWALL | 0 | 0 | 0 | 0 | 0 | 0
RUNNELS | 0 | 0 | 0 | 0 | 0 | 0
RUSK | 3315 | 3315 | 3315 | 3315 | 3315 | 3315
SAN PATRICIO | 435.7 | 452.9 | 452.9 | 452.9 | 452.9 | 452.9
SAN SABA | 0 | 0 | 0 | 0 | 0 | 0
SCHLEICHER | 0 | 0 | 0 | 0 | 0 | 0
SCURRY | 62.8 | 62.8 | 62.8 | 62.8 | 62.8 | 62.8
SHACKELFORD | 49.2 | 49.2 | 49.2 | 49.2 | 69.7 | 69.7
SMITH | 0 | 0 | 0 | 0 | 0 | 0
SOMERVELL | 2409 | 2409 | 2409 | 2409 | 2409 | 2409
STARR | 36 | 36 | 36 | 36 | 36 | 36
STEPHENS | 0 | 0 | 0 | 0 | 0 | 0
STERLING | 68.8 | 68.8 | 68.8 | 68.8 | 68.8 | 68.8
STONEWALL | 0 | 0 | 0 | 0 | 0 | 0
SUTTON | 0 | 0 | 0 | 0 | 0 | 0
TARRANT | 1266.5 | 1266.5 | 1266.5 | 1266.5 | 1266.5 | 1266.5
TAYLOR | 106.8 | 106.8 | 106.8 | 106.8 | 106.8 | 106.8
TERRELL | 0 | 0 | 0 | 0 | 0 | 0
THROCKMORTON | 0 | 0 | 0 | 0 | 0 | 0
TITUS | 1981 | 1981 | 1981 | 1981 | 1981 | 1981
TOM GREEN | 13.1 | 13.1 | 13.1 | 13.1 | 13.1 | 13.1
TRAVIS | 1703.4 | 1703.4 | 1703.4 | 1703.4 | 1703.4 | 1703.4
UPTON | 30.7 | 30.7 | 30.7 | 30.7 | 30.7 | 30.7
UVALDE | 0 | 0 | 0 | 0 | 0 | 0
VAL VERDE | 75.8 | 75.8 | 75.8 | 75.8 | 75.8 | 75.8
VAN ZANDT | 0 | 0 | 0 | 0 | 0 | 0
VICTORIA | 548 | 548 | 548 | 548 | 548 | 548
WALLER | 0 | 0 | 0 | 0 | 0 | 0
WARD | 366 | 366 | 366 | 366 | 366 | 366
WASHINGTON | 0 | 0 | 0 | 0 | 0 | 0
WEBB | 297 | 310.1 | 310.1 | 310.1 | 310.1 | 310.1
WHARTON | 596 | 596 | 596 | 596 | 596 | 596
WICHITA | 79 | 79 | 79 | 79 | 79 | 79
WILBARGER | 870 | 870 | 870 | 870 | 870 | 870
WILLACY | 0 | 0 | 0 | 0 | 0 | 0
WILLIAMSON | 0 | 0 | 0 | 0 | 0 | 0
WILSON | 0 | 0 | 0 | 0 | 0 | 0
WINKLER | 13.3 | 13.3 | 13.3 | 13.3 | 13.3 | 13.3
WISE | 810 | 810 | 810 | 810 | 810 | 810
YOUNG | 615 | 615 | 615 | 615 | 615 | 615
ZAPATA | 0 | 0 | 0 | 0 | 0 | 0
ZAVALA | 0 | 0 | 0 | 0 | 0 | 0

## WinterImport-ExportbyCounty
Winter Import/Export by County
Import: The county has less generation than load and must import generation.
Export: The county has more generation than load and is able to export generation.
This data is presented for example only. It is a calculation of the generation in the county less the non-coincident load in the county. The true values will depend on actual load levels and actual generation dispatch.
Winter Import/Export, MW
County | 2010/11 | 2011/12 | 2012/13 | 2013/14 | 2014/15 | 2015/16
ANDERSON | -192.9097 | -191.0827 | -188.9554 | -187.6164 | -185.9851 | -184.7736
ANDREWS | -147.0997 | -139.7401 | -145.7689 | -145.6234 | -145.0884 | -144.9937
ANGELINA | -253.3796 | -205.5999 | -202.9282 | -201.3784 | -199.4316 | -197.9933
ARANSAS | -42.5966 | -43.6946 | -44.7926 | -45.8905 | -46.7761 | -47.6618
ARCHER | -23.362 | -24.2902 | -24.6464 | -25.2021 | -25.7475 | -26.307
ATASCOSA | 326.2976 | 324.0333 | 321.9712 | 319.9286 | 318.0754 | 316.078
AUSTIN | -87.9948 | -88.323 | -89.9006 | -91.0571 | -92.2159 | -93.3868
BANDERA | -96.1812 | -99.8153 | -103.4489 | -107.0816 | -110.7157 | -114.3483
BASTROP | 1554.4189 | 1547.9441 | 1541.4459 | 1534.6337 | 1527.543 | 1523.1598
BAYLOR | -5.0176 | -5.2833 | -5.3977 | -5.5631 | -5.6534 | -5.8029
BEE | -50.1973 | -51.5432 | -52.3525 | -53.1461 | -53.8789 | -54.6472
BELL | -760.9174 | -772.0751 | -768.2833 | 2.8358 | -5.8374 | 761.1345
BEXAR | 1629.6831 | 1490.0442 | 1353.6468 | 1171.4415 | 987.0856 | 855.1189
BLANCO | -35.9356 | -37.0783 | -38.2615 | -39.4869 | -40.7561 | -40.9611
BORDEN | 19.6942 | 19.6517 | 19.6544 | 19.5223 | 19.5261 | 19.5282
BOSQUE | 823.5643 | 821.1362 | 819.5583 | 817.6774 | 815.6804 | 813.6616
BRAZORIA | -1780.401 | -1803.9744 | -1823.6054 | -1828.3395 | -1834.5518 | -1840.6023
BRAZOS | -157.3004 | -163.5284 | -169.0351 | -175.1397 | -180.8408 | -186.3739
BREWSTER | -20.4977 | -20.9238 | -21.3542 | -21.7894 | -22.2291 | -22.6734
BROOKS | -16.4667 | -16.6519 | -16.8371 | -17.0223 | -17.2075 | -17.3927
BROWN | -92.287 | -93.6888 | -93.8934 | -95.573 | -96.3123 | -97.167
BURLESON | -34.5882 | -35.6119 | -36.7815 | -38.2554 | -39.7827 | -41.3455
BURNET | -65.9688 | -73.5797 | -81.5501 | -89.898 | -98.641 | -106.4967
CALDWELL | -110.1691 | -113.5067 | -116.9568 | -120.4617 | -124.3114 | -127.2005
CALHOUN | -124.6815 | 131.4822 | 126.4031 | 121.8832 | 117.6235 | 113.0203
CALLAHAN | -37.173 | -38.4115 | -39.544 | -40.6835 | -41.8381 | -42.9854
CAMERON | -461.9833 | -481.3848 | -500.318 | -520.2121 | -540.6843 | -322.5142
CHAMBERS | 2247.868 | 2243.0281 | 2238.0986 | 2237.1099 | 2235.6514 | 2234.2502
CHEROKEE | 585.4907 | 585.3637 | 585.5986 | 585.6016 | 585.5432 | 585.5201
CHILDRESS | -13.408 | -13.8048 | -13.9618 | -14.2115 | -14.4289 | -14.6313
CLAY | -23.7517 | -25.0049 | -25.6621 | -26.4599 | -27.3384 | -28.1562
COKE | -20.0099 | -20.5001 | -20.9877 | -21.465 | -21.9353 | -22.4223
COLEMAN | -32.8916 | -33.2722 | -33.425 | -33.812 | -34.1171 | -34.4249
COLLIN | -1258.2855 | -1316.0707 | -1360.9398 | -1494.242 | -1541.6286 | -1596.0806
COLORADO | -70.6563 | -71.7538 | -72.8734 | -73.9224 | -75.1778 | -76.3668
COMAL | -396.6789 | -411.4424 | -425.866 | -441.1417 | -457.3355 | -471.9874
COMANCHE | -38.3013 | -41.0552 | -41.8984 | -43.3548 | -44.7723 | -46.108
CONCHO | -9.3393 | -9.4278 | -9.4985 | -9.5624 | -9.6308 | -9.7027
COOKE | -105.8667 | -113.5933 | -116.4904 | -120.6525 | -124.299 | -126.877
CORYELL | -101.1543 | -105.2527 | -117.7584 | -120.6445 | -123.5976 | -126.6253
COTTLE | -4.1685 | -4.4507 | -4.6364 | -4.8416 | -5.0469 | -5.244
CRANE | -87.6897 | -87.6192 | -87.4383 | -87.5106 | -87.4748 | -87.5713
CROCKETT | -47.131 | -47.7003 | -48.1144 | -48.5676 | -48.9501 | -49.3216
CROSBY | -1.9396 | -2.1261 | -2.1719 | -2.2451 | -2.321 | -2.3849
CULBERSON | -3.0229 | -4.6413 | -4.6007 | -4.6051 | -4.5867 | -4.5913
DALLAS | -4219.2925 | -4289.696 | -4337.1794 | -4378.9743 | -4420.3114 | -4480.6011
DAWSON | -45.728 | -44.5707 | -44.8118 | -45.6444 | -45.6147 | -45.8784
DELTA | -12.5747 | -12.6012 | -12.619 | -12.6697 | -12.7109 | -12.7715
DENTON | -1580.9965 | -1569.4203 | -1945.544 | -1885.9138 | -1866.6208 | -2245.4286
DEWITT | -62.1429 | -63.4542 | -64.7949 | -66.1669 | -67.5711 | -69.0086
DICKENS | 6.0778 | 5.8059 | 5.7326 | 5.6193 | 5.5048 | 5.4071
DIMMIT | -15.2492 | -15.5152 | -15.7753 | -16.0368 | -16.2941 | -16.5593
DUVAL | -38.4977 | -39.2948 | -40.0437 | -40.7889 | -41.4899 | -42.2286
EASTLAND | -58.4863 | -60.085 | -60.2507 | -60.3395 | -60.874 | -61.4913
ECTOR | 1201.1282 | 1201.6573 | 1205.2159 | 1206.2149 | 1207.9995 | 1203.5599
EDWARDS | -9.0699 | -9.2324 | -9.395 | -9.5512 | -9.696 | -9.8469
ELLIS | 1057.901 | 1018.1135 | 1005.9689 | 988.0665 | 963.144 | 943.7641
ERATH | -98.6449 | -105.9081 | -148.0858 | -154.2682 | -160.8245 | -167.2956
FALLS | -41.042 | -42.502 | -42.9672 | -44.2447 | -45.6382 | -47.0004
FANNIN | 2935.8946 | 2935.5139 | 2935.188 | 2934.7039 | 2934.2729 | 2933.7538
FAYETTE | 1784.9991 | 1783.5327 | 1782.0288 | 1780.4964 | 1778.9565 | 1777.357
FISHER | -28.4804 | -29.0419 | -29.7476 | -30.2857 | -30.8133 | -31.3247
FLOYD | 4.6929 | 4.6838 | 4.6857 | 4.685 | 4.6853 | 4.6861
FOARD | -2.3316 | -2.3683 | -2.3833 | -2.4037 | -2.4234 | -2.4412
FORT BEND | 3517.4065 | 3522.0995 | 3509.5567 | 3504.0195 | 3495.6648 | 3486.9318
FRANKLIN | -3.6982 | -3.7703 | -3.8439 | -3.9193 | -3.9962 | -4.0746
FREESTONE | 2170.8698 | 2168.1613 | 2169.1345 | 2168.0214 | 2166.891 | 2165.7578
FRIO | 240.9067 | 239.3008 | 237.8413 | 236.3974 | 235.0863 | 233.6587
GALVESTON | 121.8733 | 110.9183 | 99.4781 | 92.7521 | 86.649 | 80.5019
GILLESPIE | -70.7613 | -72.9262 | -75.6662 | -78.4864 | -81.3143 | -82.9052
GLASSCOCK | 4.9705 | 5.0414 | 5.1414 | 5.1811 | 5.2492 | 5.2861
GOLIAD | 612.6807 | 612.0581 | 611.4785 | 610.8993 | 1366.3558 | 1365.7708
GONZALES | -56.5927 | -58.0809 | -58.8884 | -60.442 | -62.1001 | -63.6218
GRAYSON | -334.7381 | -339.1088 | -353.2993 | -355.3984 | -357.3442 | -363.1098
GRIMES | 1379.551 | 1377.3596 | 1376.6461 | 1375.6083 | 1374.5294 | 1373.5618
GUADALUPE | 1459.4247 | 1445.452 | 1442.6195 | 1430.9719 | 1416.2738 | 1400.2973
HALL | -1.9673 | -1.9762 | -1.9792 | -1.9833 | -1.988 | -1.9966
HAMILTON | -15.2972 | -15.9388 | -16.1641 | -16.476 | -16.7936 | -17.0769
HARDEMAN | -14.0679 | -14.3644 | -14.5364 | -14.7335 | -14.9331 | -15.1221
HARRIS | -2789.8985 | -2946.4989 | -3097.027 | -3173.1836 | -3246.7529 | -3318.4526
HASKELL | -20.7151 | -21.1751 | -21.5406 | -21.8647 | -22.1897 | -22.4894
HAYS | 518.6751 | 497.784 | 475.7839 | 444.2879 | 419.4034 | 390.3813
HENDERSON | 75.7991 | 77.0447 | 77.663 | 77.739 | 76.7886 | 77.0576
HIDALGO | 886.1193 | 860.0218 | 860.1239 | 803.7293 | 779.6253 | 755.8365
HILL | -89.7786 | -96.2118 | -100.1241 | -105.1431 | -110.1823 | -115.4244
HOOD | 891.8094 | 869.0667 | 858.6265 | 846.9849 | 832.6835 | 818.743
HOPKINS | -98.5738 | -100.8048 | -100.9271 | -102.5228 | -100.4469 | -99.0919
HOUSTON | -36.6902 | -36.4827 | -36.2531 | -36.071 | -35.871 | -35.6998
HOWARD | 211.9071 | 212.3039 | 212.958 | 213.2367 | 234.5177 | 234.6345
HUNT | -127.5542 | -128.8571 | -135.8875 | -144.4105 | -144.612 | -145.678
IRION | -9.274 | -9.486 | -9.6758 | -9.8589 | -10.0377 | -10.229
JACK | 629.92 | 1248.7321 | 1261.2215 | 1260.4304 | 1259.6337 | 1258.8343
JACKSON | -31.7665 | -32.5813 | -31.9309 | -32.5946 | -33.1772 | -33.8133
JEFF DAVIS | -4.9313 | -4.9695 | -5.0077 | -5.0459 | -5.084 | -5.1222
JIM HOGG | -3.2142 | -3.276 | -3.3265 | -3.3753 | -3.4146 | -3.4591
JIM WELLS | -74.2239 | -76.28 | -78.2106 | -80.1254 | -81.9259 | -83.8141
JOHNSON | -124.5258 | -164.3398 | -186.7041 | -208.401 | -232.6709 | -256.9231
JONES | -39.7105 | -40.1925 | -40.9867 | -41.4596 | -41.9265 | -42.3552
KARNES | -21.4104 | -21.8706 | -22.2896 | -22.7021 | -23.0782 | -23.48
KAUFMAN | 1611.7689 | 1606.8458 | 1607.5065 | 1603.3696 | 1598.4061 | 1592.6715
KENDALL | -129.9175 | -136.8642 | -138.7459 | -150.4081 | -156.4024 | -162.4012
KENEDY | 58.6617 | 58.6146 | 58.5709 | 58.529 | 76.0899 | 76.0496
KENT | -55.5224 | -62.9939 | -66.6051 | -71.1391 | -75.8318 | -80.4053
KERR | -160.1935 | -164.072 | -170.4034 | -174.593 | -178.8602 | -183.086
KIMBLE | -17.1322 | -17.494 | -17.8653 | -18.2464 | -18.6377 | -19.0394
KING | -9.7394 | -10.533 | -10.695 | -10.9812 | -11.2729 | -11.5099
KINNEY | -7.5204 | -7.6731 | -7.8307 | -7.9939 | -8.1621 | -8.3362
KLEBERG | -74.9323 | -76.5938 | -78.0315 | -79.4042 | -80.7193 | -82.1009
KNOX | -14.5649 | -15.2599 | -15.5869 | -15.9932 | -16.4097 | -16.8014
LA SALLE | -12.2408 | -12.6683 | -13.0701 | -13.4664 | -13.8395 | -14.2257
LAMAR | 1219.7622 | 1214.7425 | 1207.5695 | 1199.8406 | 1191.1705 | 1190.2379
LAMPASAS | -53.8398 | -66.4772 | -68.0705 | -70.0322 | -72.0613 | -74.0026
LAVACA | -34.8819 | -35.6097 | -36.3413 | -37.0853 | -37.8359 | -38.609
LEE | -34.9763 | -35.8306 | -36.708 | -37.6074 | -38.5118 | -39.4532
LEON | -82.6301 | -88.2699 | -89.5426 | -91.6256 | -93.8361 | -95.8058
LIMESTONE | 1627.4335 | 1625.3249 | 1624.8703 | 1623.8511 | 1622.8612 | 1621.8916
LIVE OAK | -68.7562 | -70.4329 | -72.0778 | -73.7272 | -75.2821 | -76.925
LLANO | 415.4496 | 413.102 | 410.6896 | 408.2099 | 405.6644 | 402.958
LOVING | -7.5546 | -7.8517 | -8.1203 | -8.4146 | -8.6817 | -8.9959
MADISON | -15.7641 | -17.2522 | -17.5925 | -18.1678 | -18.7595 | -19.2572
MARTIN | -11.4072 | -11.5848 | -11.63 | -11.8413 | -11.9243 | -12.1256
MASON | -14.0726 | -14.3233 | -14.575 | -14.8295 | -15.1802 | -15.4698
MATAGORDA | 2603.2846 | 2600.0434 | 2597.2177 | 2594.5872 | 2592.1322 | 2589.4967
MAVERICK | -23.1066 | -25.0936 | -27.0849 | -29.081 | -31.0822 | -33.0887
MCCULLOCH | -41.9732 | -42.9124 | -46.6175 | -47.6001 | -48.4815 | -49.0157
MCLENNAN | 207.3805 | 190.2023 | 1116.6922 | 1104.573 | 1095.1699 | 1084.6815
MCMULLEN | -6.4952 | -6.866 | -7.1971 | -7.5276 | -7.8209 | -8.1483
MEDINA | -152.8523 | -159.0192 | -165.3498 | -170.3724 | -161.1401 | -165.8154
MENARD | -6.5796 | -6.6259 | -6.6661 | -6.7119 | -6.7483 | -6.7829
MIDLAND | -239.6059 | -239.9557 | -240.1868 | -241.5768 | -242.2474 | -243.4271
MILAM | 1073.067 | 1071.0532 | 1070.7431 | 1069.8474 | 1069.1678 | 1068.4432
MILLS | -7.8298 | -8.2836 | -8.4617 | -8.6991 | -8.9535 | -9.1772
MITCHELL | 490.6658 | 484.7427 | 484.7173 | 484.5949 | 484.5273 | 484.4108
MONTAGUE | -62.6631 | -70.3234 | -75.0182 | -78.4954 | -83.6994 | -89.006
MONTGOMERY | -168.8655 | -171.6893 | -175.4277 | -177.9441 | -180.0977 | -182.2502
MOTLEY | -5.7105 | -5.8122 | -5.8667 | -5.9318 | -5.9936 | -6.055
NACOGDOCHES | -138.8931 | -138.4112 | -46.7128 | -46.2508 | -55.1802 | -54.7795
NAVARRO | -176.2195 | -181.3543 | -183.7348 | -185.4906 | -187.6626 | -189.8473
NOLAN | 78.3157 | 78.5917 | 78.8554 | 79.0606 | 79.2751 | 79.424
NUECES | 1350.9655 | 1335.2685 | 1319.1749 | 1303.9204 | 1289.3176 | 1273.7111
PALO PINTO | 587.1867 | 583.3312 | 581.4949 | 578.9645 | 576.2407 | 573.38
PARKER | -363.904 | -389.4297 | -400.0863 | -413.9611 | -429.6163 | -432.8658
PECOS | -121.0553 | -121.9135 | -122.5999 | -110.3601 | -111.0642 | -111.8151
PRESIDIO | -10.8401 | -11.054 | -11.2783 | -11.505 | -11.7329 | -11.9621
RAINS | -15.6064 | -15.6353 | -16.3051 | -17.0851 | -16.7779 | -16.5915
REAGAN | -12.7704 | -12.9389 | -13.0911 | -13.2505 | -13.3972 | -13.5412
REAL | -17.6877 | -18.537 | -19.3864 | -20.2354 | -21.0845 | -21.9339
RED RIVER | -21.7637 | -21.9027 | -22.2065 | -22.5681 | -22.7417 | -22.9428
REEVES | -34.6636 | -34.9817 | -35.295 | -35.6274 | -35.9562 | -36.2945
REFUGIO | -21.2418 | -21.5575 | -21.8617 | -22.1629 | -22.4535 | -22.7535
ROBERTSON | 1871.1252 | 1870.0548 | 1869.4915 | 1868.419 | 1867.4092 | 1866.4848
ROCKWALL | -188.0512 | -190.813 | -194.9511 | -200.2821 | -202.3052 | -205.1889
RUNNELS | -30.0065 | -30.2633 | -30.4686 | -30.6691 | -30.887 | -31.0952
RUSK | 3300.4681 | 3300.5129 | 3300.5016 | 3300.5432 | 3300.5258 | 3300.5655
SAN PATRICIO | 289.8969 | 305.0058 | 302.7539 | 300.5917 | 298.4827 | 296.3128
SAN SABA | -11.3026 | -11.4801 | -11.6603 | -11.8433 | -12.03 | -12.2202
SCHLEICHER | -11.922 | -12.2071 | -12.4597 | -12.6937 | -12.9128 | -13.1385
SCURRY | -224.1814 | -220.7534 | -216.8083 | -213.8637 | -210.447 | -207.6948
SHACKELFORD | 26.3069 | 25.7126 | 25.2724 | 24.7974 | 44.8203 | 44.3542
SMITH | -427.3269 | -425.094 | -421.04 | -418.8181 | -416.1389 | -414.1178
SOMERVELL | 2371.0388 | 2368.5675 | 2367.1268 | 2365.2968 | 2363.048 | 2360.7098
STARR | -23.4946 | -24.4504 | -25.3681 | -26.2814 | -27.1608 | -28.066
STEPHENS | -56.1963 | -56.8191 | -56.8222 | -56.9524 | -56.7922 | -56.9952
STERLING | 56.623 | 56.4596 | 56.2948 | 56.1576 | 56.0307 | 55.8673
STONEWALL | -7.4181 | -7.7791 | -7.8994 | -8.0673 | -8.239 | -8.3902
SUTTON | -19.7085 | -20.0997 | -20.3509 | -20.6233 | -20.85 | -21.0689
TARRANT | -2649.5773 | -2728.4307 | -2767.3773 | -2803.7899 | -2885.6091 | -2954.5517
TAYLOR | -188.8346 | -191.7735 | -194.2664 | -196.5936 | -198.7798 | -200.8107
TERRELL | -1.8138 | -1.831 | -1.8485 | -1.8663 | -1.8842 | -1.9024
THROCKMORTON | -8.0248 | -8.3652 | -8.5125 | -8.7007 | -8.8932 | -9.07
TITUS | 1962.3081 | 1962.6155 | 1962.9549 | 1963.207 | 1963.4907 | 1963.728
TOM GREEN | -199.5611 | -201.6335 | -203.6898 | -205.684 | -207.6929 | -209.8137
TRAVIS | -344.1017 | -370.8748 | -407.1665 | -442.6078 | -478.2757 | -521.6023
UPTON | 8.4305 | 8.0109 | 7.6226 | 7.1871 | 6.7821 | 6.3549
UVALDE | -48.1606 | -49.5626 | -50.9017 | -52.2496 | -53.5405 | -54.9091
VAL VERDE | 10.5016 | 9.1832 | 7.8598 | 6.5317 | 5.1984 | 3.8605
VAN ZANDT | -68.165 | -68.5395 | -74.6253 | -75.2241 | -75.7736 | -76.3804
VICTORIA | 290.1288 | 283.4425 | 278.7939 | 274.434 | 270.392 | 266.0626
WALLER | -170.8387 | -173.4506 | -177.121 | -180.9935 | -184.4391 | -187.9456
WARD | 292.028 | 292.6371 | 293.3634 | 293.8026 | 294.3571 | 294.7608
WASHINGTON | -123.0693 | -125.1769 | -128.8145 | -132.6654 | -135.5811 | -139.2286
WEBB | -3.6115 | 1.2173 | -6.9886 | -15.189 | -23.331 | -31.5221
WHARTON | 497.9882 | 495.7179 | 492.4427 | 491.0279 | 489.7442 | 488.6395
WICHITA | -224.6443 | -223.9794 | -220.7536 | -219.1986 | -216.9601 | -215.5048
WILBARGER | 843.3813 | 843.2684 | 843.1554 | 843.0425 | 842.9295 | 842.8166
WILLACY | -30.4644 | -31.5402 | -32.5702 | -33.6043 | -34.5946 | -35.6386
WILLIAMSON | -848.1971 | -879.8222 | -904.3496 | -946.3442 | -978.5933 | -1024.8605
WILSON | -68.2782 | -70.7391 | -73.0747 | -73.6768 | -76.3185 | -77.9801
WINKLER | -31.2305 | -31.2866 | -31.189 | -31.3202 | -31.302 | -31.4354
WISE | 552.3212 | 535.6602 | 526.3682 | 513.7583 | 505.943 | 498.3232
YOUNG | 562.7013 | 560.4608 | 559.7016 | 558.3873 | 557.2519 | 555.9733
ZAPATA | -21.3981 | -21.8327 | -22.2401 | -22.6412 | -23.0187 | -23.4099
ZAVALA | -24.5543 | -25.4513 | -26.304 | -27.1643 | -27.9849 | -28.8641