## TitlePage
REPORT ON THE CAPACITY, DEMAND, AND RESERVES IN THE ERCOT REGION
System Planning, Transmission Services
August 2004
ERCOT
2705 West Lake Drive
Taylor, Texas 76574

## Contents
Contents
Tab | Notes
Disclaimer | Please read.
Terminology | Contains definitions of acronyms, explanations of some terms
SummerSummary | Shows load forecast, generation resources, and reserve margin for summer 2004 through summer 2009
WinterSummary | Shows load forecast, generation resources, and reserve margin for winter 2005 through winter 2010
SummerFuelTypes | Lists generation fuel types by MW and by percentage for summer 2004 through summer 2009
WinterFuelTypes | Lists generation fuel types by MW and by percentage for winter 2005 through winter 2010
CMZones | Shows generation and load by CM zone for summer 2003 and winter 2004
SummerCoincidentDemandbyCounty | Shows estimated summer coincident demand by county for 2004 through 2009
SummerLoadbyCounty | Shows estimated summer non-coincident load by county for 2004 through 2009
SummerGenerationbyCounty | Shows summer generation by county for 2004 through 2009
SummerImport-ExportbyCounty | Shows calculated import or export by county for summer 2004 through summer 2009
WinterCoincidentDemandbyCounty | Shows estimated winter coincident demand by county for 2005 through 2010
WinterLoadbyCounty | Shows estimated winter non-coincident load by county for 2005 through 2010
WinterGenerationbyCounty | Shows winter generation by county for 2005 through 2010
WinterImport-ExportbyCounty | Shows calculated import or export by county for winter 2005 through winter 2010
Unit Data | Shows, name, capacities, in-service year, county, CM zone, primary fuel, and owners for each unit
SummerCapacities | Lists units and their capabilities used in determining the generation resources in the Summer Summary
WinterCapacities | Lists units and their capabilities used in determining the generation resources in the Winter Summary

## Disclaimer
Disclaimer
CDR WORKING PAPER
FOR PLANNING PURPOSES ONLY
This ERCOT Working Paper has been prepared for specific ERCOT and market participant purposes and has been developed from data provided by ERCOT market participants. The data may contain errors or become obsolete and thereby affect the conclusions and opinions of the Working Paper. ERCOT MAKES NO WARRANTY, EXPRESS OR IMPLIED, INCLUDING ANY WARRANTY OF MERCHANTABILITY OR FITNESS FOR ANY PARTICULAR PURPOSE, AND DISCLAIMS ANY AND ALL LIABILITY WITH RESPECT TO THE ACCURACY OF SAME OR THE FITNESS OR APPROPRIATENESS OF SAME FOR ANY PARTICULAR USE. THIS ERCOT WORKING PAPER IS SUPPLIED WITH ALL FAULTS. The specific suitability for any use of the Working Paper and its accuracy should be confirmed by each ERCOT market participant that contributed data for this Working Paper.
This Working Paper is based on data submitted by ERCOT market participants as part of their Annual Load Data Request (ALDR) and their generation asset registration and on data in the EIA-411. As such, this data is updated on an ongoing basis, which means that this report can be rendered obsolete without notice.

## Terminology
Terminology
ALDR | Annual Load Data Request. Submitted by Transmission and Distribution Providers (TDSP). Includes forecast of each delivery point peak demand, TDSP's demand coincident with ERCOT peak, and TDSP's annual energy.
BUL | Balancing up load. Loads that contract with a scheduling entity to formally submit offer to ERCOT to provide balancing energy by reducing their electricity use.
Capacity | A measure of the amount of service for which a system or system component is rated.
Coincident peak/demand (CP) | The level of demand of an electric customer or class at the time of the peak demand of the electric system (ERCOT).
Congestion zone | A grouping of buses that create a similar Shift Factor on CSCs.
CSC | Commercially significant constraint. A constraint in the ERCOT transmission grid that is found to result in congestion which limits the free flow of energy within the ERCOT market to a commercially significant degree.
DC Tie | A connection between electrical systems that operates on direct current
Demand | The amount of electricity consumed at a specified time, used interchangeably with load
Distributed generation | Generation less than 10 MW and connected to the grid below 69 kV
Dual fuel unit | A generating unit that can burn natural gas and another fuel (usually diesel)
EIA-411 | A report prepared by regional reliability councils and filed with the U.S. Department of Energy (DOE). It provides the DOE with a comprehensive source of information about regional electricity supply and demand projections and information on the transmission system and support facilities.
IA | Interconnection agreement. An agreement between a generator and a transmission provider for the transmission provider to connect the generating unit to the ERCOT grid.
LAAR | Load acting as a resource. Customers with interruptible load that can meet various performance requirements to provide ancillary services.
Load | The amount of electricity consumed at a specified time, used interchangeably with demand
Mothballed | Refers to a generating unit that is currently out of service but could be returned to service if conditions warrant.
Non-coincident peak (NCP) | The sum of the peaks of the delivery points no matter when they occurred.
Retiring, To be retired | Refers to a generating unit that will be permanently removed from service at a specified future date.
Shift factor | A measure of the flow of a unit injection of the power on the transmission element from a particular bus to a fixed reference bus.
Switchable capacity | Generating capacity that can be electrically connected to either the ERCOT grid or another grid to serve load in either region. Switchable capacity cannot be connected simultaneously to two grids.
TAC | ERCOT Technical Advisory Committee
Winter | Winter is the December from the previous year and January and February of the indicated year. Example: Winter 2004 is December 2003 and January and February 2004.

## SummerSummary
2004 Report on the Capacity, Demand, and Reserves in the ERCOT Region | [7 empty] | 2004 Report on the Capacity, Demand, and Reserves in the ERCOT Region
Summer Summary | [7 empty] | Summer Summary
Load Forecast: |  | 2004 | 2005 | 2006 | 2007 | 2008 | 2009
| Total Summer Peak Demand, MW (1) | 61432 | 62906 | 64416 | 65962 | 67545 | 69166
| less LAARs, MW (2) | 1478 | 1478 | 1478 | 1478 | 1478 | 1478
| less BULs, MW | 0 | 3 | 3 | 3 | 3 | 3
| Firm Load Forecast, MW | 59954 | 61425 | 62935 | 64481 | 66064 | 67685
Resources(3): |  | 2004 | 2005 | 2006 | 2007 | 2008 | 2009
| Installed Capacity, MW (4,5) | 77335.6 | 77335.6 | 77335.6 | 77335.6 | 77335.6 | 77335.6
| plus 100% DC Ties, MW | 856 | 856 | 856 | 856 | 856 | 856
| plus 100% Switchable Capacity, MW | 2988.2 | 2988.2 | 2988.2 | 2988.2 | 2988.2 | 2988.2
| plus 10% Existing Wind Generation, MW | 119.86 | 119.86 | 119.86 | 119.86 | 119.86 | 119.86
| plus Planned Units with Signed IA, MW (6) | 0 | 351.3 | 943.3 | 943.3 | 943.3 | 943.3
| plus 10% Planned Wind Generation, MW (6) | 0 | 22.5 | 31.43 | 48.93 | 48.93 | 48.93
| less Mothballed Units, MW (7) | 6244 | 0 | 0 | 0 | 0 | 0
| less Retiring Units, MW | 0 | 278 | 278 | 278 | 669 | 734
| Resources, MW | 75055.66 | 81395.46 | 81996.39 | 82013.89 | 81622.89 | 81557.89
| Reserve Margin (8) | 25.19% | 32.51% | 30.29% | 27.19% | 23.55% | 20.5%
(Resources - Firm Load Forecast)/Firm Load Forecast
Notes:
1. Forecast is from EIA-411 and does not include self-serve load.
2. The value for LAARs is the amount certified as of 7/14/2004.
3. See SummerCapacities tab for lists of units in each category.
4. Capacities of mothballed units are included in Installed Capacity.
5. Amount is MW available for grid according to asset registration forms and includes amounts from self-serve plants and distributed generation plants that have registered with ERCOT.
6. Capacity is based on Generation Interconnection Request. Actual capacity after the unit is built may be different.
7. Generation Adequacy Task Force specified that mothballed units would be considered only in the first year.
8. Formula is based on Generation Adequacy Task Force calculation methodology that was approved by ERCOT TAC.

## WinterSummary
2004 Report on the Capacity, Demand, and Reserves in the ERCOT Region | [7 empty] | 2004 Report on the Capacity, Demand, and Reserves in the ERCOT Region
Winter Summary | [7 empty] | Winter Summary
Load Forecast: |  | 2005 | 2006 | 2007 | 2008 | 2009 | 2010
| Total Winter Peak Demand, MW (1) | 43556 | 44427 | 45316 | 46222 | 47146 | 48089
| less LAARs, MW (2) | 1470 | 1470 | 1470 | 1470 | 1470 | 1470
| less BULs, MW | 3 | 3 | 3 | 3 | 3 | 3
| Firm Load Forecast, MW | 42083 | 42954 | 43843 | 44749 | 45673 | 46616
Resources(4): |  | 2005 | 2006 | 2007 | 2008 | 2009 | 2010
| Installed Capacity, MW (4,5) | 80935.4 | 80935.4 | 80935.4 | 80935.4 | 80935.4 | 80935.4
| plus 100% DC Ties, MW | 856 | 856 | 856 | 856 | 856 | 856
| plus 100% Switchable Capacity, MW | 3256.3 | 3256.3 | 3256.3 | 3256.3 | 3256.3 | 3256.3
| plus 10% Existing Wind Generation, MW | 119.86 | 119.86 | 119.86 | 119.86 | 119.86 | 119.86
| plus Planned Units with Signed IA, MW (6) | 0 | 0 | 620 | 620 | 620 | 620
| plus 10% Planned Wind Generation, MW (6) | 0 | 31.43 | 48.93 | 48.93 | 48.93 | 48.93
| less Mothballed Units, MW (7) | 6343.5 | 0 | 0 | 0 | 0 | 0
| less Retiring Units, MW | 0 | 77 | 77 | 468 | 533 | 598
| Resources , MW | 78824.06 | 85121.99 | 85759.49 | 85368.49 | 85303.49 | 85238.49
| Reserve Margin (9) | 87.31% | 98.17% | 95.61% | 90.77% | 86.77% | 82.85%
(Resources - Firm Load Forecast)/Firm Load Forecast
Notes:
1. Forecast is from EIA-411 and does not include self-serve load.
2. The value for LAARs is the amount certified as of 7/14/2004.
3. See SummerCapacities tab for lists of units in each category.
4. Capacities of mothballed units are included in Installed Capacity.
5. Amount is MW available for grid according to asset registration forms and includes amounts from self-serve plants and distributed generation plants that have registered with ERCOT.
6. Capacity is based on Generation Interconnection Request. Actual capacity after the unit is built may be different.
7. Generation Adequacy Task Force specified that mothballed units would be considered only in the first year.
8. Formula is based on Generation Adequacy Task Force calculation methodology that was approved by ERCOT TAC.

## SummerFuelTypes
Summer Fuel Types - ERCOT | [6 empty] | Summer Fuel Types - Houston Zone | [6 empty] | Summer Fuel Types - North Zone | [6 empty] | Summer Fuel Types - Northeast Zone | [6 empty] | Summer Fuel Types - South Zone | [6 empty] | Summer Fuel Types - West Zone
Fuel type is based on the primary fuel. The capactities of the mothballed units are included. Capacities of the wind units are included at 100%. The amounts available for the grid according to information from the owners of the Private network (self-serve) units and the distributed generation units that have registered with ERCOT are included. DC ties are not included. | [6 empty] | Fuel type is based on the primary fuel. The capactities of the mothballed units are included. Capacities of the wind units are included at 100%. The amounts available for the grid according to information from the owners of the Private network (self-serve) units and the distributed generation units that have registered with ERCOT are included. DC ties are not included. | [6 empty] | Fuel type is based on the primary fuel. The capactities of the mothballed units are included. Capacities of the wind units are included at 100%. The amounts available for the grid according to information from the owners of the Private network (self-serve) units and the distributed generation units that have registered with ERCOT are included. DC ties are not included. | [6 empty] | Fuel type is based on the primary fuel. The capactities of the mothballed units are included. Capacities of the wind units are included at 100%. The amounts available for the grid according to information from the owners of the Private network (self-serve) units and the distributed generation units that have registered with ERCOT are included. DC ties are not included. | [6 empty] | Fuel type is based on the primary fuel. The capactities of the mothballed units are included. Capacities of the wind units are included at 100%. The amounts available for the grid according to information from the owners of the Private network (self-serve) units and the distributed generation units that have registered with ERCOT are included. DC ties are not included. | [6 empty] | Fuel type is based on the primary fuel. The capactities of the mothballed units are included. Capacities of the wind units are included at 100%. The amounts available for the grid according to information from the owners of the Private network (self-serve) units and the distributed generation units that have registered with ERCOT are included. DC ties are not included.
| In MW | [6 empty] | In MW | [6 empty] | In MW | [6 empty] | In MW | [6 empty] | In MW | [6 empty] | In MW
Fuel Type | 2004 | 2005 | 2006 | 2007 | 2008 | 2009 | Fuel Type | 2004 | 2005 | 2006 | 2007 | 2008 | 2009 | Fuel Type | 2004 | 2005 | 2006 | 2007 | 2008 | 2009 | Fuel Type | 2004 | 2005 | 2006 | 2007 | 2008 | 2009 | Fuel Type | 2004 | 2005 | 2006 | 2007 | 2008 | 2009 | Fuel Type | 2004 | 2005 | 2006 | 2007 | 2008 | 2009
Natural Gas | 59776 | 59849 | 60441 | 60441 | 60050 | 59985 | Natural Gas | 16113 | 16113 | 16113 | 16113 | 16113 | 16113 | Natural Gas | 18320 | 18242 | 18834 | 18834 | 18834 | 18834 | Natural Gas | 3748 | 3748 | 3748 | 3748 | 3748 | 3748 | Natural Gas | 16195 | 16346 | 16346 | 16346 | 15955 | 15890 | Natural Gas | 5400 | 5400 | 5400 | 5400 | 5400 | 5400
Coal | 15007 | 15007 | 15007 | 15007 | 15007 | 15007 | Coal | 2462 | 2462 | 2462 | 2462 | 2462 | 2462 | Coal | 5749 | 5749 | 5749 | 5749 | 5749 | 5749 | Coal | 1875 | 1875 | 1875 | 1875 | 1875 | 1875 | Coal | 4231 | 4231 | 4231 | 4231 | 4231 | 4231 | Coal | 690 | 690 | 690 | 690 | 690 | 690
Nuclear | 4737 | 4737 | 4737 | 4737 | 4737 | 4737 | Nuclear | 0 | 0 | 0 | 0 | 0 | 0 | Nuclear | 2208 | 2208 | 2208 | 2208 | 2208 | 2208 | Nuclear | 0 | 0 | 0 | 0 | 0 | 0 | Nuclear | 2529 | 2529 | 2529 | 2529 | 2529 | 2529 | Nuclear | 0 | 0 | 0 | 0 | 0 | 0
Wind | 1199 | 1424 | 1513 | 1688 | 1688 | 1688 | Wind | 0 | 0 | 0 | 0 | 0 | 0 | Wind | 0 | 0 | 0 | 0 | 0 | 0 | Wind | 0 | 0 | 0 | 0 | 0 | 0 | Wind | 0 | 0 | 0 | 0 | 0 | 0 | Wind | 1199 | 1424 | 1513 | 1688 | 1688 | 1688
Water | 552 | 552 | 552 | 552 | 552 | 552 | Water | 0 | 0 | 0 | 0 | 0 | 0 | Water | 33 | 33 | 33 | 33 | 33 | 33 | Water | 80 | 80 | 80 | 80 | 80 | 80 | Water | 415 | 415 | 415 | 415 | 415 | 415 | Water | 24 | 24 | 24 | 24 | 24 | 24
Other | 204 | 204 | 204 | 204 | 204 | 204 | Other | 190 | 190 | 190 | 190 | 190 | 190 | Other | 6 | 6 | 6 | 6 | 6 | 6 | Other | 0 | 0 | 0 | 0 | 0 | 0 | Other | 8 | 8 | 8 | 8 | 8 | 8 | Other | 0 | 0 | 0 | 0 | 0 | 0
Diesel | 48 | 48 | 48 | 48 | 48 | 48 | Diesel | 0 | 0 | 0 | 0 | 0 | 0 | Diesel | 24 | 24 | 24 | 24 | 24 | 24 | Diesel | 0 | 0 | 0 | 0 | 0 | 0 | Diesel | 14 | 14 | 14 | 14 | 14 | 14 | Diesel | 10 | 10 | 10 | 10 | 10 | 10
Total | 81523 | 81821 | 82502 | 82677 | 82286 | 82221 | Total | 18765 | 18765 | 18765 | 18765 | 18765 | 18765 | Total | 26340 | 26262 | 26854 | 26854 | 26854 | 26854 | Total | 5703 | 5703 | 5703 | 5703 | 5703 | 5703 | Total | 23392 | 23543 | 23543 | 23543 | 23152 | 23087 | Total | 7323 | 7548 | 7637 | 7812 | 7812 | 7812
| In Percentages | [6 empty] | In Percentages | [6 empty] | In Percentages | [6 empty] | In Percentages | [6 empty] | In Percentages | [6 empty] | In Percentages
Fuel Type | 2004 | 2005 | 2006 | 2007 | 2008 | 2009 | Fuel Type | 2004 | 2005 | 2006 | 2007 | 2008 | 2009 | Fuel Type | 2004 | 2005 | 2006 | 2007 | 2008 | 2009 | Fuel Type | 2004 | 2005 | 2006 | 2007 | 2008 | 2009 | Fuel Type | 2004 | 2005 | 2006 | 2007 | 2008 | 2009 | Fuel Type | 2004 | 2005 | 2006 | 2007 | 2008 | 2009
Natural Gas | 73.32% | 73.15% | 73.26% | 73.1% | 72.98% | 72.96% | Natural Gas | 85.87% | 85.87% | 85.87% | 85.87% | 85.87% | 85.87% | Natural Gas | 69.55% | 69.46% | 70.13% | 70.13% | 70.13% | 70.13% | Natural Gas | 65.72% | 65.72% | 65.72% | 65.72% | 65.72% | 65.72% | Natural Gas | 69.23% | 69.43% | 69.43% | 69.43% | 68.91% | 68.83% | Natural Gas | 73.74% | 71.54% | 70.71% | 69.12% | 69.12% | 69.12%
Coal | 18.41% | 18.34% | 18.19% | 18.15% | 18.24% | 18.25% | Coal | 13.12% | 13.12% | 13.12% | 13.12% | 13.12% | 13.12% | Coal | 21.83% | 21.89% | 21.41% | 21.41% | 21.41% | 21.41% | Coal | 32.88% | 32.88% | 32.88% | 32.88% | 32.88% | 32.88% | Coal | 18.09% | 17.97% | 17.97% | 17.97% | 18.27% | 18.33% | Coal | 9.422% | 9.141% | 9.035% | 8.833% | 8.833% | 8.833%
Nuclear | 5.811% | 5.789% | 5.742% | 5.73% | 5.757% | 5.761% | Nuclear | 0% | 0% | 0% | 0% | 0% | 0% | Nuclear | 8.383% | 8.408% | 8.222% | 8.222% | 8.222% | 8.222% | Nuclear | 0% | 0% | 0% | 0% | 0% | 0% | Nuclear | 10.81% | 10.74% | 10.74% | 10.74% | 10.92% | 10.95% | Nuclear | 0% | 0% | 0% | 0% | 0% | 0%
Wind | 1.471% | 1.74% | 1.834% | 2.042% | 2.051% | 2.053% | Wind | 0% | 0% | 0% | 0% | 0% | 0% | Wind | 0% | 0% | 0% | 0% | 0% | 0% | Wind | 0% | 0% | 0% | 0% | 0% | 0% | Wind | 0% | 0% | 0% | 0% | 0% | 0% | Wind | 16.37% | 18.87% | 19.81% | 21.61% | 21.61% | 21.61%
Water | 0.6771% | 0.6746% | 0.6691% | 0.6677% | 0.6708% | 0.6714% | Water | 0% | 0% | 0% | 0% | 0% | 0% | Water | 0.1253% | 0.1257% | 0.1229% | 0.1229% | 0.1229% | 0.1229% | Water | 1.403% | 1.403% | 1.403% | 1.403% | 1.403% | 1.403% | Water | 1.774% | 1.763% | 1.763% | 1.763% | 1.793% | 1.798% | Water | 0.3277% | 0.318% | 0.3143% | 0.3072% | 0.3072% | 0.3072%
Other | 0.2502% | 0.2493% | 0.2473% | 0.2467% | 0.2479% | 0.2481% | Other | 1.013% | 1.013% | 1.013% | 1.013% | 1.013% | 1.013% | Other | 0.02278% | 0.02285% | 0.02234% | 0.02234% | 0.02234% | 0.02234% | Other | 0% | 0% | 0% | 0% | 0% | 0% | Other | 0.0342% | 0.03398% | 0.03398% | 0.03398% | 0.03455% | 0.03465% | Other | 0% | 0% | 0% | 0% | 0% | 0%
Diesel | 0.05888% | 0.05866% | 0.05818% | 0.05806% | 0.05833% | 0.05838% | Diesel | 0% | 0% | 0% | 0% | 0% | 0% | Diesel | 0.09112% | 0.09139% | 0.08937% | 0.08937% | 0.08937% | 0.08937% | Diesel | 0% | 0% | 0% | 0% | 0% | 0% | Diesel | 0.05985% | 0.05947% | 0.05947% | 0.05947% | 0.06047% | 0.06064% | Diesel | 0.1366% | 0.1325% | 0.1309% | 0.128% | 0.128% | 0.128%
Summer Fuel Types - ERCOT | [6 empty] | Summer Fuel Types - Houston Zone | [6 empty] | Summer Fuel Types - North Zone | [6 empty] | Summer Fuel Types - Northeast Zone | [6 empty] | Summer Fuel Types - South Zone | [6 empty] | Summer Fuel Types - West Zone
Natural Gas | 73.32% | [5 empty] | Natural Gas | 85.87% | [5 empty] | Natural Gas | 69.55% | [5 empty] | Natural Gas | 65.72% | [5 empty] | Natural Gas | 69.23% | [5 empty] | Natural Gas | 73.74%
Wind | 1.471% | [5 empty] | Wind | 0% | [5 empty] | Wind | 0 | [5 empty] | Wind | 0 | [5 empty] | Wind | 0 | [5 empty] | Wind | 0.16373
Coal | 18.41% | [5 empty] | Coal | 13.12% | [5 empty] | Coal | 21.83% | [5 empty] | Coal | 32.88% | [5 empty] | Coal | 18.09% | [5 empty] | Coal | 9.422%
Water | 0.6771% | [5 empty] | Water | 0% | [5 empty] | Water | 0.1253% | [5 empty] | Water | 1.403% | [5 empty] | Water | 1.774% | [5 empty] | Water | 0.3277%
Other | 0.2502% | [5 empty] | Other | 1.013% | [5 empty] | Other | 0.02278% | [5 empty] | Other | 0% | [5 empty] | Other | 0.0342% | [5 empty] | Other | 0%
Nuclear | 5.811% | [5 empty] | Nuclear | 0% | [5 empty] | Nuclear | 8.383% | [5 empty] | Nuclear | 0% | [5 empty] | Nuclear | 10.81% | [5 empty] | Nuclear | 0%
Diesel | 0.05888% | [5 empty] | Diesel | 0% | [5 empty] | Diesel | 0.09112% | [5 empty] | Diesel | 0% | [5 empty] | Diesel | 0.05985% | [5 empty] | Diesel | 0.1366%
| 100% | [6 empty] | 100% | [6 empty] | 1 | [6 empty] | 1 | [6 empty] | 1

## WinterFuelTypes
Winter Fuel Types - ERCOT | [6 empty] | Winter Fuel Types - Houston Zone | [6 empty] | Winter Fuel Types - North Zone | [6 empty] | Winter Fuel Types - Northeast Zone | [6 empty] | Winter Fuel Types - South Zone | [6 empty] | Winter Fuel Types - West Zone
Fuel type is based on the primary fuel. The capactities of the mothballed units are included. Capacities of the wind units are included at 100%. The amounts available for the grid according to information from the owners of the Private network (self-serve) units and the distributed generation units that have registered with ERCOT are included. DC ties are not included. | [6 empty] | Fuel type is based on the primary fuel. The capactities of the mothballed units are included. Capacities of the wind units are included at 100%. The amounts available for the grid according to information from the owners of the Private network (self-serve) units and the distributed generation units that have registered with ERCOT are included. DC ties are not included. | [6 empty] | Fuel type is based on the primary fuel. The capactities of the mothballed units are included. Capacities of the wind units are included at 100%. The amounts available for the grid according to information from the owners of the Private network (self-serve) units and the distributed generation units that have registered with ERCOT are included. DC ties are not included. | [6 empty] | Fuel type is based on the primary fuel. The capactities of the mothballed units are included. Capacities of the wind units are included at 100%. The amounts available for the grid according to information from the owners of the Private network (self-serve) units and the distributed generation units that have registered with ERCOT are included. DC ties are not included. | [6 empty] | Fuel type is based on the primary fuel. The capactities of the mothballed units are included. Capacities of the wind units are included at 100%. The amounts available for the grid according to information from the owners of the Private network (self-serve) units and the distributed generation units that have registered with ERCOT are included. DC ties are not included. | [6 empty] | Fuel type is based on the primary fuel. The capactities of the mothballed units are included. Capacities of the wind units are included at 100%. The amounts available for the grid according to information from the owners of the Private network (self-serve) units and the distributed generation units that have registered with ERCOT are included. DC ties are not included.
| In MW | [6 empty] | In MW | [6 empty] | In MW | [6 empty] | In MW | [6 empty] | In MW | [6 empty] | In MW
Fuel Type | 2005 | 2006 | 2007 | 2008 | 2009 | 2010 | Fuel Type | 2005 | 2006 | 2007 | 2008 | 2009 | 2010 | Fuel Type | 2005 | 2006 | 2007 | 2008 | 2009 | 2010 | Fuel Type | 2005 | 2006 | 2007 | 2008 | 2009 | 2010 | Fuel Type | 2005 | 2006 | 2007 | 2008 | 2009 | 2010 | Fuel Type | 2005 | 2006 | 2007 | 2008 | 2009 | 2010
Natural Gas | 63556 | 63479 | 64099 | 63708 | 63643 | 63578 | Natural Gas | 17201 | 17201 | 17201 | 17201 | 17201 | 17201 | Natural Gas | 19400 | 19323 | 19943 | 19943 | 19943 | 19943 | Natural Gas | 4023 | 4023 | 4023 | 4023 | 4023 | 4023 | Natural Gas | 17319 | 17319 | 17319 | 16928 | 16863 | 16798 | Natural Gas | 5613 | 5613 | 5613 | 5613 | 5613 | 5613
Coal | 15078 | 15078 | 15078 | 15078 | 15078 | 15078 | Coal | 2462 | 2462 | 2462 | 2462 | 2462 | 2462 | Coal | 5774 | 5774 | 5774 | 5774 | 5774 | 5774 | Coal | 1880 | 1880 | 1880 | 1880 | 1880 | 1880 | Coal | 4272 | 4272 | 4272 | 4272 | 4272 | 4272 | Coal | 690 | 690 | 690 | 690 | 690 | 690
Nuclear | 4767 | 4767 | 4767 | 4767 | 4767 | 4767 | Nuclear | 0 | 0 | 0 | 0 | 0 | 0 | Nuclear | 2238 | 2238 | 2238 | 2238 | 2238 | 2238 | Nuclear | 0 | 0 | 0 | 0 | 0 | 0 | Nuclear | 2529 | 2529 | 2529 | 2529 | 2529 | 2529 | Nuclear | 0 | 0 | 0 | 0 | 0 | 0
Wind | 1199 | 1513 | 1688 | 1688 | 1688 | 1688 | Wind | 0 | 0 | 0 | 0 | 0 | 0 | Wind | 0 | 0 | 0 | 0 | 0 | 0 | Wind | 0 | 0 | 0 | 0 | 0 | 0 | Wind | 0 | 0 | 0 | 0 | 0 | 0 | Wind | 1199 | 1513 | 1688 | 1688 | 1688 | 1688
Water | 558 | 558 | 558 | 558 | 558 | 558 | Water | 0 | 0 | 0 | 0 | 0 | 0 | Water | 33 | 33 | 33 | 33 | 33 | 33 | Water | 80 | 80 | 80 | 80 | 80 | 80 | Water | 421 | 421 | 421 | 421 | 421 | 421 | Water | 24 | 24 | 24 | 24 | 24 | 24
Other | 185 | 185 | 185 | 185 | 185 | 185 | Other | 170 | 170 | 170 | 170 | 170 | 170 | Other | 7 | 7 | 7 | 7 | 7 | 7 | Other | 0 | 0 | 0 | 0 | 0 | 0 | Other | 8 | 8 | 8 | 8 | 8 | 8 | Other | 0 | 0 | 0 | 0 | 0 | 0
Diesel | 48 | 48 | 48 | 48 | 48 | 48 | Diesel | 0 | 0 | 0 | 0 | 0 | 0 | Diesel | 24 | 24 | 24 | 24 | 24 | 24 | Diesel | 0 | 0 | 0 | 0 | 0 | 0 | Diesel | 14 | 14 | 14 | 14 | 14 | 14 | Diesel | 10 | 10 | 10 | 10 | 10 | 10
Total | 85391 | 85628 | 86423 | 86032 | 85967 | 85902 | Total | 19833 | 19833 | 19833 | 19833 | 19833 | 19833 | Total | 27476 | 27399 | 28019 | 28019 | 28019 | 28019 | Total | 5983 | 5983 | 5983 | 5983 | 5983 | 5983 | Total | 24563 | 24563 | 24563 | 24172 | 24107 | 24042 | Total | 7536 | 7850 | 8025 | 8025 | 8025 | 8025
| In Percentages | [6 empty] | In Percentages | [6 empty] | In Percentages | [6 empty] | In Percentages | [6 empty] | In Percentages | [6 empty] | In Percentages
Fuel Type | 2005 | 2006 | 2007 | 2008 | 2009 | 2010 | Fuel Type | 2005 | 2006 | 2007 | 2008 | 2009 | 2010 | Fuel Type | 2005 | 2006 | 2007 | 2008 | 2009 | 2010 | Fuel Type | 2005 | 2006 | 2007 | 2008 | 2009 | 2010 | Fuel Type | 2005 | 2006 | 2007 | 2008 | 2009 | 2010 | Fuel Type | 2005 | 2006 | 2007 | 2008 | 2009 | 2010
Natural Gas | 74.43% | 74.13% | 74.17% | 74.05% | 74.03% | 74.01% | Natural Gas | 86.73% | 86.73% | 86.73% | 86.73% | 86.73% | 86.73% | Natural Gas | 70.61% | 70.52% | 71.18% | 71.18% | 71.18% | 71.18% | Natural Gas | 67.24% | 67.24% | 67.24% | 67.24% | 67.24% | 67.24% | Natural Gas | 70.51% | 70.51% | 70.51% | 70.03% | 69.95% | 69.87% | Natural Gas | 74.48% | 71.5% | 69.94% | 69.94% | 69.94% | 69.94%
Coal | 17.66% | 17.61% | 17.45% | 17.53% | 17.54% | 17.55% | Coal | 12.41% | 12.41% | 12.41% | 12.41% | 12.41% | 12.41% | Coal | 21.01% | 21.07% | 20.61% | 20.61% | 20.61% | 20.61% | Coal | 31.42% | 31.42% | 31.42% | 31.42% | 31.42% | 31.42% | Coal | 17.39% | 17.39% | 17.39% | 17.67% | 17.72% | 17.77% | Coal | 9.156% | 8.79% | 8.598% | 8.598% | 8.598% | 8.598%
Nuclear | 5.583% | 5.567% | 5.516% | 5.541% | 5.545% | 5.549% | Nuclear | 0% | 0% | 0% | 0% | 0% | 0% | Nuclear | 8.145% | 8.168% | 7.987% | 7.987% | 7.987% | 7.987% | Nuclear | 0% | 0% | 0% | 0% | 0% | 0% | Nuclear | 10.3% | 10.3% | 10.3% | 10.46% | 10.49% | 10.52% | Nuclear | 0% | 0% | 0% | 0% | 0% | 0%
Wind | 1.404% | 1.767% | 1.953% | 1.962% | 1.964% | 1.965% | Wind | 0% | 0% | 0% | 0% | 0% | 0% | Wind | 0% | 0% | 0% | 0% | 0% | 0% | Wind | 0% | 0% | 0% | 0% | 0% | 0% | Wind | 0% | 0% | 0% | 0% | 0% | 0% | Wind | 15.91% | 19.27% | 21.03% | 21.03% | 21.03% | 21.03%
Water | 0.6535% | 0.6517% | 0.6457% | 0.6486% | 0.6491% | 0.6496% | Water | 0% | 0% | 0% | 0% | 0% | 0% | Water | 0.1201% | 0.1204% | 0.1178% | 0.1178% | 0.1178% | 0.1178% | Water | 1.337% | 1.337% | 1.337% | 1.337% | 1.337% | 1.337% | Water | 1.714% | 1.714% | 1.714% | 1.742% | 1.746% | 1.751% | Water | 0.3185% | 0.3057% | 0.2991% | 0.2991% | 0.2991% | 0.2991%
Other | 0.2167% | 0.2161% | 0.2141% | 0.215% | 0.2152% | 0.2154% | Other | 0.8572% | 0.8572% | 0.8572% | 0.8572% | 0.8572% | 0.8572% | Other | 0.02548% | 0.02555% | 0.02498% | 0.02498% | 0.02498% | 0.02498% | Other | 0% | 0% | 0% | 0% | 0% | 0% | Other | 0.03257% | 0.03257% | 0.03257% | 0.0331% | 0.03319% | 0.03328% | Other | 0% | 0% | 0% | 0% | 0% | 0%
Diesel | 0.05621% | 0.05606% | 0.05554% | 0.05579% | 0.05584% | 0.05588% | Diesel | 0% | 0% | 0% | 0% | 0% | 0% | Diesel | 0.08735% | 0.08759% | 0.08566% | 0.08566% | 0.08566% | 0.08566% | Diesel | 0% | 0% | 0% | 0% | 0% | 0% | Diesel | 0.057% | 0.057% | 0.057% | 0.05792% | 0.05807% | 0.05823% | Diesel | 0.1327% | 0.1274% | 0.1246% | 0.1246% | 0.1246% | 0.1246%
Winter Fuel Types - ERCOT | [6 empty] | Winter Fuel Types - Houston Zone | [6 empty] | Winter Fuel Types - North Zone | [6 empty] | Winter Fuel Types - Northeast Zone | [6 empty] | Winter Fuel Types - South Zone | [6 empty] | Winter Fuel Types - West Zone
Natural Gas | 74.43% | [5 empty] | Natural Gas | 86.73% | [5 empty] | Natural Gas | 70.61% | [5 empty] | Natural Gas | 67.24% | [5 empty] | Natural Gas | 70.51% | [5 empty] | Natural Gas | 74.48%
Wind | 1.404% | [5 empty] | Wind | 0% | [5 empty] | Wind | 0% | [5 empty] | Wind | 0% | [5 empty] | Wind | 0% | [5 empty] | Wind | 15.91%
Coal | 17.66% | [5 empty] | Coal | 12.41% | [5 empty] | Coal | 21.01% | [5 empty] | Coal | 31.42% | [5 empty] | Coal | 17.39% | [5 empty] | Coal | 9.156%
Water | 0.6535% | [5 empty] | Water | 0% | [5 empty] | Water | 0.1201% | [5 empty] | Water | 1.337% | [5 empty] | Water | 1.714% | [5 empty] | Water | 0.3185%
Other | 0.2167% | [5 empty] | Other | 0.8572% | [5 empty] | Other | 0.02548% | [5 empty] | Other | 0% | [5 empty] | Other | 0.03257% | [5 empty] | Other | 0%
Nuclear | 5.583% | [5 empty] | Nuclear | 0% | [5 empty] | Nuclear | 8.145% | [5 empty] | Nuclear | 0% | [5 empty] | Nuclear | 10.3% | [5 empty] | Nuclear | 0%
Diesel | 0.05621% | [5 empty] | Diesel | 0% | [5 empty] | Diesel | 0.08735% | [5 empty] | Diesel | 0% | [5 empty] | Diesel | 0.057% | [5 empty] | Diesel | 0.1327%
| 100% | [6 empty] | 100% | [6 empty] | 100% | [6 empty] | 100% | [6 empty] | 100% | [6 empty] | 100%

## CMZones
Congestion Zone Information |  |  |  |  | Congestion Zone Information | Congestion Zone Information | Congestion Zone Information
Forecasted load is the non-coincident peaks from the Annual Load Data Requests (ALDR). Forecasted ERCOT system peaks are shown for comparison. Neither forecast includes self-serve load. | [7 empty] | Summer | Houston | 16182 | 14976 | Summer | Houston | 16554 | 17117
[9 empty] | North | 31747 | 25816 |  | North | 26048 | 25681
The capacities for mothballed units are not included in the resources. Capacities of wind generation are at 100%; DC ties and switchable units are included. The values include the amount available for the grid according information from the owners of the self-serve units and the distributed generation units that have registered with ERCOT. | [8 empty] | South | 21424 | 15272 |  | Northeast | 6149 | 1479
Summer | [8 empty] | West | 6802 | 3932 |  | South | 20372 | 17317
Zone | 2003 Resources, MW | 2003 Actual Coincident Demand, MW | 2004 Resources, MW | 2004 Forecasted Non-coincident Demand, MW | [8 empty] | West | 7012 | 4158
Houston | 16182 | 14976 | 16554 | 17117
North | 31747 | 25816 | 26048 | 25681
Northeast | N/A | N/A | 6149 | 1479
South | 21424 | 15272 | 20372 | 17317 |  |  |  | Winter | Houston | 16153 | 10096 |  | Houston | 17622 | 11854
West | 6802 | 3932 | 7012 | 4158 |  |  |  |  | North | 28866 | 19119 |  | North | 27183 | 21636
Total | 76155 | 59996 | 76135 | 65752 |  |  |  |  | South | 22323 | 11355 |  | Northeast | 6427 | 1298
ERCOT System Peak |  |  |  | 61432 |  |  |  |  | West | 7000 | 2769 |  | South | 21470 | 15595
[13 empty] | West | 7200 | 3597
Winter
Zone | 2003 Resources, MW | 2003 Actual Coincident Demand, MW | 2005 Resources, MW | 2005 Forecasted Non-coincident Demand, MW
Houston | 16153 | 10208 | 17622 | 11854
North | 28866 | 20804 | 27183 | 21636
Northeast | N/A | N/A | 6427 | 1298
South | 22323 | 11456 | 21470 | 15595
West | 7000 | 2964 | 7200 | 3597
Total | 74342 | 45432 | 79902 | 53980
ERCOT System Peak |  |  |  | 43556

## SummerCoincidentDemandbyCounty
Summer Coincident Demand by County
The demands shown were estimated by using the forecasted non-coincident loads from the ALDRs to determine a proportion of the total for each county for each year and then applying those proportions to the forecasted ERCOT peak demand.
Summer Coincident Demand, MW
County | 2004 | 2005 | 2006 | 2007 | 2008 | 2009
ANDERSON | 136.1389 | 154.4418 | 157.2114 | 160.3594 | 163.5748 | 166.9386
ANDREWS | 141.7538 | 154.2751 | 155.4436 | 157.0172 | 158.0917 | 159.2245
ANGELINA | 372.7738 | 345.5499 | 349.3548 | 353.8937 | 358.3205 | 362.8755
ARANSAS | 64.1823 | 63.906 | 66.6583 | 68.1374 | 69.5861 | 71.05
ARCHER | 27.6441 | 28.2214 | 28.7766 | 29.3893 | 29.9888 | 30.4895
ATASCOSA | 87.7409 | 77.3756 | 79.1579 | 81.111 | 83.0477 | 85.0232
AUSTIN | 83.7764 | 95.1963 | 96.9941 | 99.0466 | 101.1181 | 103.2778
BANDERA | 56.0731 | 56.0931 | 58.9077 | 61.9914 | 65.2116 | 68.616
BASTROP | 146.9799 | 178.7512 | 186.3956 | 194.4989 | 202.6125 | 210.7064
BAYLOR | 16.6538 | 16.2812 | 16.3601 | 16.5655 | 16.6693 | 17.0957
BEE | 70.6084 | 67.8167 | 68.3899 | 69.1058 | 69.7955 | 70.5059
BELL | 764.4882 | 814.9262 | 832.3053 | 855.5994 | 879.0126 | 900.0249
BEXAR | 4287.7145 | 4441.7857 | 4585.7156 | 4677.8235 | 4796.6444 | 4929.3189
BLANCO | 28.8232 | 28.5024 | 29.516 | 30.6281 | 32.3319 | 33.5407
BORDEN | 1.8482 | 1.6886 | 1.6871 | 1.6889 | 1.6899 | 1.6913
BOSQUE | 60.8545 | 56.199 | 56.9883 | 57.9093 | 58.8329 | 59.8444
BRAZORIA | 1133.8125 | 1171.9463 | 1197.2932 | 1217.2186 | 1246.171 | 1275.2196
BRAZOS | 464.1489 | 506.0882 | 521.6044 | 540.35 | 559.2173 | 579.7041
BREWSTER | 18.4054 | 18.8946 | 19.2031 | 19.5415 | 19.8616 | 20.1766
BRISCOE | 2.8911 | 0 | 0 | 0 | 0 | 0
BROOKS | 18.7876 | 18.5924 | 18.8565 | 19.1584 | 19.4514 | 19.7486
BROWN | 121.0588 | 118.7615 | 119.8031 | 121.0954 | 118.3545 | 119.4769
BURLESON | 27.9366 | 28.2908 | 29.1944 | 30.1611 | 31.1204 | 32.0918
BURNET | 134.0619 | 133.3634 | 139.5762 | 143.2199 | 149.2846 | 155.657
CALDWELL | 102.3752 | 108.9364 | 112.4605 | 116.2695 | 120.069 | 123.9466
CALHOUN | 253.1233 | 266.506 | 271.1643 | 277.1357 | 279.7188 | 285.5669
CALLAHAN | 32.6009 | 37.82 | 38.2464 | 38.7733 | 39.2822 | 39.8003
CAMERON | 702.4396 | 729.0909 | 766.8522 | 796.3627 | 832.2355 | 870.3285
CHAMBERS | 212.816 | 210.3658 | 217.2927 | 222.8833 | 228.5353 | 234.4043
CHEROKEE | 76.6035 | 97.3299 | 98.4874 | 99.7597 | 100.9937 | 102.2515
CHILDRESS | 17.7685 | 16.7584 | 16.7544 | 16.783 | 16.8044 | 16.8585
CLAY | 28.602 | 29.0259 | 29.6844 | 30.4028 | 31.2018 | 31.7899
COKE | 20.1402 | 17.0857 | 17.0423 | 17.0554 | 17.1558 | 17.2776
COLEMAN | 39.7209 | 27.2327 | 27.5487 | 27.8915 | 28.2343 | 28.6655
COLLIN | 2121.7366 | 2158.8463 | 2257.5291 | 2365.8256 | 2438.406 | 2505.1143
COLORADO | 93.5531 | 89.7057 | 91.6034 | 93.7844 | 95.9743 | 98.2191
COMAL | 303.0308 | 308.4818 | 320.5014 | 333.8 | 347.6552 | 362.3197
COMANCHE | 50.3947 | 55.6271 | 56.7298 | 57.8456 | 58.9943 | 60.2847
CONCHO | 14.641 | 11.2005 | 11.2641 | 11.4045 | 11.5395 | 11.6769
COOKE | 116.7948 | 124.9593 | 159.102 | 128.3543 | 131.4213 | 134.3696
CORYELL | 95.6007 | 102.7137 | 104.3428 | 108.2532 | 112.2309 | 119.3541
COTTLE | 4.4033 | 4.8081 | 4.8499 | 4.9023 | 4.9525 | 5.0214
CRANE | 92.8684 | 104.727 | 105.1968 | 105.972 | 107.104 | 108.258
CROCKETT | 53.9626 | 46.7999 | 47.0448 | 47.3501 | 47.77 | 48.2571
CROSBY | 3.0363 | 2.344 | 2.3418 | 2.3444 | 2.3458 | 2.4181
CULBERSON | 4.6712 | 4.8755 | 4.9647 | 4.9701 | 5.0669 | 5.071
DALLAS | 8129.5325 | 8134.1505 | 8300.02 | 8512.864 | 8716.7552 | 8920.4972
DAWSON | 73.705 | 74.3505 | 74.7047 | 75.1485 | 75.5223 | 76.0049
DELTA | 9.9627 | 7.9695 | 7.9623 | 7.9709 | 7.9758 | 7.9821
DENTON | 1535.3808 | 1614.2494 | 1625.9082 | 1676.1144 | 1723.6438 | 1773.0825
DEWITT | 76.0672 | 78.3683 | 80.5866 | 83.2381 | 85.9655 | 88.5665
DICKENS | 9.1899 | 9.4764 | 9.6002 | 9.7433 | 9.8818 | 10.0981
DIMMIT | 21.3296 | 20.7673 | 21.2349 | 21.7408 | 22.0759 | 22.7246
DUVAL | 46.0229 | 43.5801 | 42.6997 | 43.2914 | 43.8641 | 44.4473
EASTLAND | 66.0185 | 67.4831 | 67.7779 | 68.3974 | 68.8028 | 69.4347
ECTOR | 446.3994 | 474.2119 | 480.0854 | 483.3374 | 490.4561 | 498.0852
EDWARDS | 6.8554 | 9.5383 | 9.6681 | 9.8053 | 9.9336 | 10.0863
ELLIS | 767.2077 | 853.5083 | 864.5382 | 879.643 | 896.4009 | 910.4333
ERATH | 103.2746 | 111.2814 | 113.5223 | 116.8755 | 120.8382 | 123.0904
FALLS | 61.5374 | 62.9684 | 63.3947 | 63.9494 | 64.4769 | 65.1824
FANNIN | 80.9571 | 81.4261 | 84.4495 | 88.1442 | 94.8994 | 97.9613
FAYETTE | 87.3803 | 86.8366 | 89.4298 | 91.822 | 94.2234 | 96.6466
FISHER | 27.3881 | 27.3523 | 27.2442 | 27.2487 | 27.3233 | 27.4034
FOARD | 4.0374 | 4.2183 | 4.2277 | 4.2437 | 4.2577 | 4.2868
FORT BEND | 944.4731 | 1060.4572 | 1085.0602 | 1110.2588 | 1135.9971 | 1156.2671
FRANKLIN | 3.2085 | 3.2618 | 3.2915 | 3.328 | 3.3633 | 3.3996
FREESTONE | 92.2057 | 84.8593 | 84.2054 | 85.7872 | 87.4293 | 88.5745
FRIO | 47.5705 | 44.0414 | 45.6579 | 47.3888 | 48.6838 | 50.8965
GALVESTON | 1299.3512 | 1001.9473 | 1071.0607 | 1088.0286 | 1104.5069 | 1121.6646
GILLESPIE | 70.0722 | 70.6107 | 72.9822 | 75.5448 | 78.1211 | 80.7591
GLASSCOCK | 19.292 | 16.0328 | 16.2992 | 16.5045 | 16.796 | 16.9972
GOLIAD | 27.8432 | 22.0063 | 22.4218 | 22.889 | 23.3527 | 23.8294
GONZALES | 70.8839 | 66.4467 | 68.3809 | 70.5144 | 72.6835 | 74.9394
GRAYSON | 433.1857 | 443.3928 | 460.3045 | 473.7422 | 487.4838 | 501.3467
GRIMES | 20.1515 | 21.5898 | 22.5698 | 23.6596 | 24.8083 | 25.5729
GUADALUPE | 360.9978 | 367.2939 | 378.652 | 390.477 | 402.7312 | 415.7384
HALL | 2.8959 | 5.6939 | 5.68 | 5.6934 | 5.7043 | 5.7161
HAMILTON | 23.0944 | 23.8522 | 24.2287 | 24.6171 | 25.0138 | 25.4204
HARDEMAN | 17.4056 | 19.7596 | 20.2914 | 20.9172 | 21.4955 | 22.0288
HARRIS | 11996.7957 | 12467.7304 | 12631.0518 | 12879.543 | 13137.6149 | 13392.7994
HASKELL | 29.3752 | 28.9948 | 28.9024 | 28.8779 | 28.8343 | 28.9683
HAYS | 390.9813 | 367.7821 | 384.5611 | 384.1014 | 402.2905 | 421.5819
HENDERSON | 165.2608 | 175.1266 | 177.5026 | 180.1743 | 182.8832 | 185.7116
HIDALGO | 1066.6537 | 1109.232 | 1168.4896 | 1236.2626 | 1295.391 | 1367.4026
HILL | 105.4289 | 108.5502 | 112.3889 | 115.9949 | 119.2881 | 121.6178
HOOD | 141.8213 | 127.2991 | 126.0802 | 130.1138 | 135.3372 | 139.8274
HOPKINS | 100.2974 | 102.9125 | 104.2683 | 105.8465 | 107.409 | 109.026
HOUSTON | 46.1339 | 41.0817 | 41.4098 | 41.8206 | 42.2118 | 42.6116
HOWARD | 115.0329 | 119.0784 | 119.7198 | 121.3505 | 122.2213 | 123.3515
HUNT | 229.1174 | 211.1364 | 214.9042 | 219.0959 | 223.1447 | 223.475
IRION | 11.4461 | 10.8779 | 11.2607 | 11.4043 | 11.6168 | 11.8316
JACK | 24.2346 | 24.9737 | 23.6518 | 24.2535 | 24.8457 | 25.4391
JACKSON | 44.7587 | 43.3805 | 43.421 | 42.3718 | 42.9555 | 43.5586
JEFF DAVIS | 5.3812 | 4.7077 | 4.8841 | 5.0703 | 5.2544 | 5.4397
JIM HOGG | 5.8782 | 6.0195 | 6.1377 | 6.2718 | 6.4953 | 6.5476
JIM WELLS | 94.0185 | 93.4348 | 93.5605 | 95.7039 | 97.8149 | 99.9581
JOHNSON | 365.766 | 344.4464 | 358.8277 | 358.9978 | 375.7723 | 387.1575
JONES | 65.6382 | 51.3118 | 51.3876 | 51.5679 | 51.7226 | 51.9092
KARNES | 31.5275 | 30.3483 | 31.5164 | 31.8106 | 32.0906 | 32.3779
KAUFMAN | 243.5124 | 278.2343 | 295.4334 | 319.9237 | 340.6719 | 351.6342
KENDALL | 80.0204 | 85.9249 | 91.1973 | 96.9825 | 103.079 | 109.5751
KENEDY | 1.6181 | 1.1539 | 1.1547 | 1.1578 | 1.1603 | 1.1631
KENT | 54.7237 | 53.7985 | 53.7513 | 53.8113 | 53.8453 | 55.4433
KERR | 137.8451 | 132.965 | 136.5942 | 140.5642 | 144.5412 | 148.6238
KIMBLE | 13.5036 | 17.552 | 17.9372 | 18.3685 | 18.8056 | 19.2599
KING | 10.9813 | 10.1286 | 10.1686 | 10.228 | 10.2825 | 10.5897
KINNEY | 7.3132 | 7.5682 | 7.6578 | 7.8144 | 7.9357 | 8.0818
KLEBERG | 82.0221 | 112.4174 | 113.7558 | 115.2951 | 116.783 | 118.2972
KNOX | 22.9685 | 23.6164 | 23.8211 | 24.0733 | 24.3143 | 24.6981
LA SALLE | 17.1452 | 17.503 | 18.0787 | 18.6956 | 19.431 | 19.9339
LAMAR | 169.2114 | 164.3413 | 168.9215 | 172.8087 | 176.5567 | 180.4256
LAMPASAS | 56.7985 | 60.0272 | 61.7961 | 63.7107 | 65.6577 | 67.6743
LAVACA | 41.4125 | 41.0231 | 42.1213 | 43.3398 | 44.5735 | 45.8535
LEE | 36.3946 | 35.2703 | 36.1661 | 37.1427 | 38.1118 | 39.0984
LEON | 191.2368 | 201.2914 | 203.1475 | 205.4736 | 207.7659 | 209.812
LIBERTY | 0 | 0 | 0 | 0 | 0 | 0
LIMESTONE | 79.2067 | 67.3216 | 68.2582 | 69.9182 | 71.2891 | 72.4305
LIVE OAK | 82.0094 | 79.696 | 81.5123 | 83.6203 | 85.553 | 87.4942
LLANO | 67.3081 | 71.3658 | 73.6046 | 77.5497 | 80.0522 | 82.6225
LOVING | 5.456 | 6.4131 | 6.4448 | 6.4893 | 6.5307 | 6.5735
MADISON | 4.134 | 10.9707 | 11.2352 | 11.54 | 11.8576 | 12.223
MARTIN | 31.0401 | 30.0966 | 30.3971 | 30.6647 | 31.0116 | 31.271
MASON | 17.5508 | 12.2854 | 12.4565 | 12.6547 | 12.8512 | 13.0509
MATAGORDA | 174.6813 | 167.8996 | 170.8407 | 174.0924 | 176.8106 | 179.5814
MAVERICK | 86.4741 | 88.8946 | 91.7441 | 96.123 | 99.9993 | 104.6929
MCCULLOCH | 32.3048 | 44.2972 | 45.9227 | 29.8533 | 30.6635 | 31.5141
MCLENNAN | 717.4529 | 724.9637 | 747.4983 | 766.1056 | 782.9606 | 800.48
MCMULLEN | 5.1995 | 5.8457 | 5.9668 | 6.1031 | 6.2401 | 6.3819
MEDINA | 78.4369 | 78.6947 | 80.6355 | 82.8692 | 86.0796 | 87.4162
MENARD | 6.4067 | 5.5786 | 5.65 | 5.7343 | 5.8075 | 5.9037
MIDLAND | 333.1597 | 346.9725 | 349.1756 | 352.1872 | 355.032 | 357.9508
MILAM | 70.7855 | 74.6592 | 76.8523 | 78.6547 | 80.4846 | 81.9019
MILLS | 9.5909 | 9.9015 | 10.0702 | 10.2718 | 10.4675 | 10.6661
MITCHELL | 18.1242 | 20.1581 | 20.3272 | 20.4431 | 20.6431 | 20.7534
MONTAGUE | 62.5647 | 60.1654 | 61.6762 | 63.3396 | 65.0092 | 66.6947
MONTGOMERY | 215.8467 | 251.2639 | 255.8385 | 264.0869 | 275.8444 | 288.195
MOTLEY | 4.6362 | 4.2568 | 4.3053 | 4.3624 | 4.4175 | 4.4735
NACOGDOCHES | 189.0035 | 161.556 | 166.7297 | 165.6872 | 167.8562 | 170.0639
NAVARRO | 217.4706 | 221.2336 | 221.254 | 224.5256 | 227.7061 | 231.5405
NOLAN | 55.2687 | 60.6492 | 60.9271 | 61.6121 | 61.9788 | 62.445
NUECES | 1300.1024 | 1317.5295 | 1343.4477 | 1373.412 | 1401.452 | 1429.8109
PALO PINTO | 96.8535 | 84.9445 | 87.2983 | 89.8512 | 86.1419 | 88.4826
PARKER | 279.9421 | 292.2995 | 300.0013 | 309.9722 | 313.6883 | 323.0667
PECOS | 75.0819 | 70.998 | 71.3997 | 72.0325 | 72.5479 | 73.0823
PRESIDIO | 10.6965 | 10.5342 | 10.8496 | 11.1858 | 11.5134 | 11.8408
RAINS | 25.1586 | 17.9634 | 18.3153 | 18.712 | 19.1074 | 19.5161
REAGAN | 14.253 | 16.3708 | 16.3037 | 16.3085 | 16.4012 | 16.511
REAL | 11.6294 | 12.3218 | 12.8483 | 13.4352 | 14.042 | 14.6861
RED RIVER | 29.6365 | 29.1087 | 29.9352 | 31.0076 | 30.8485 | 32.0576
REEVES | 35.1159 | 34.483 | 34.7434 | 35.0712 | 35.3796 | 35.6934
REFUGIO | 33.365 | 33.0447 | 33.1769 | 33.3755 | 33.5584 | 33.7483
ROBERTSON | 22.0026 | 22.9302 | 23.6108 | 24.334 | 25.0526 | 25.7367
ROCKWALL | 211.846 | 168.0259 | 179.9199 | 192.9974 | 212.7884 | 228.4195
RUNNELS | 33.593 | 29.7889 | 29.8434 | 29.9434 | 30.0574 | 30.163
RUSK | 6.6331 | 10.9888 | 11.0631 | 11.1596 | 11.2507 | 11.3442
SAN PATRICIO | 164.247 | 233.9066 | 238.2622 | 243.0327 | 247.6987 | 252.4239
SAN SABA | 13.9237 | 13.6916 | 14.0784 | 14.5061 | 14.9406 | 15.3923
SCHLEICHER | 11.7727 | 10.5257 | 10.5553 | 10.5667 | 10.6126 | 10.6604
SCURRY | 176.4659 | 219.7987 | 220.9275 | 222.1327 | 223.611 | 224.777
SHACKELFORD | 22.3565 | 22.5024 | 22.7791 | 23.1138 | 23.4119 | 23.7178
SMITH | 588.953 | 634.1779 | 641.5641 | 650.1701 | 658.684 | 667.2494
SOMERVELL | 30.2395 | 31.7027 | 32.7025 | 32.7699 | 32.8029 | 33.1048
STARR | 77.9464 | 87.9797 | 92.4802 | 96.2841 | 100.5185 | 104.6858
STEPHENS | 64.0459 | 66.3924 | 68.223 | 70.1939 | 72.14 | 74.1445
STERLING | 12.6208 | 11.7932 | 11.7825 | 11.7953 | 11.9732 | 11.9828
STONEWALL | 7.2853 | 7.4411 | 7.4344 | 7.4425 | 7.447 | 7.5684
SUTTON | 18.0411 | 13.9971 | 14.2259 | 14.48 | 14.7266 | 14.9817
TARRANT | 4990.0515 | 5155.6852 | 5279.8804 | 5392.9046 | 5520.951 | 5646.4051
TAYLOR | 416.9441 | 395.3057 | 397.9343 | 401.0832 | 404.0442 | 407.0873
TERRELL | 1.8498 | 1.6544 | 1.6859 | 1.7215 | 1.757 | 1.7936
THROCKMORTON | 9.1071 | 8.4572 | 8.4868 | 8.5343 | 8.5787 | 8.6631
TITUS | 0 | 0 | 0 | 0 | 0 | 0
TOM GREEN | 292.2968 | 304.9686 | 309.4232 | 312.2793 | 314.9964 | 317.7773
TRAVIS | 2461.7341 | 2566.3104 | 2631.6658 | 2715.8973 | 2753.6038 | 2804.6922
UPTON | 19.2374 | 11.3656 | 11.5079 | 11.676 | 11.8503 | 12.0281
UVALDE | 69.4308 | 60.9166 | 62.4137 | 64.7851 | 66.8156 | 69.4219
VAL VERDE | 97.9914 | 98.097 | 100.275 | 104.1311 | 107.4076 | 111.5422
VAN ZANDT | 83.726 | 96.3699 | 97.5508 | 98.9426 | 100.3048 | 105.5551
VICTORIA | 318.1339 | 369.9594 | 379.2417 | 388.2982 | 397.2336 | 406.3116
WALLER | 197.2869 | 213.864 | 219.9281 | 226.3197 | 233.08 | 240.3446
WARD | 54.5745 | 53.9108 | 54.1912 | 54.5803 | 54.9441 | 55.3193
WASHINGTON | 126.3923 | 127.3973 | 130.583 | 134.0664 | 137.5277 | 141.0578
WEBB | 430.9581 | 429.2397 | 451.3055 | 472.3521 | 491.4619 | 513.2399
WHARTON | 129.0091 | 130.7653 | 132.6674 | 134.3921 | 136.079 | 137.5537
WICHITA | 456.5906 | 471.0485 | 480.2585 | 484.7678 | 488.8815 | 492.9816
WILBARGER | 45.2213 | 38.0497 | 38.2127 | 38.4567 | 38.7135 | 38.978
WILLACY | 35.6413 | 36.9107 | 38.6776 | 40.1928 | 41.8267 | 43.5296
WILLIAMSON | 895.8245 | 880.4982 | 917.4107 | 972.0926 | 1018.7321 | 1067.8002
WILSON | 70.323 | 90.7238 | 93.261 | 95.8744 | 98.7132 | 101.659
WINKLER | 56.5646 | 58.8646 | 59.1586 | 59.4778 | 59.8633 | 60.1678
WISE | 213.7699 | 214.7723 | 215.6661 | 223.6176 | 231.5398 | 238.4451
YOUNG | 65.7986 | 66.4251 | 68.037 | 69.7907 | 71.5239 | 73.4652
ZAPATA | 27.4311 | 26.5867 | 27.5175 | 28.5078 | 29.6048 | 30.487
ZAVALA | 31.0186 | 31.0623 | 31.7988 | 32.8976 | 33.565 | 35.0528

## SummerLoadbyCounty
Summer Load by County
The loads shown are the non-coincident demands of the individual delivery points from the ALDRs and do not include self-serve loads. The demands for 2004 are from the ALDRs submitted in March 2003. The demands for 2005 through 2009 are from the ALDRs submitted in March 2004. The values shown here are used in the summer import/export calculations.
Summer Load, MW
County | 2004 | 2005 | 2006 | 2007 | 2008 | 2009
ANDERSON | 145.7216 | 164.7225 | 167.8286 | 171.0032 | 174.3266 | 177.7701
ANDREWS | 151.7318 | 164.5447 | 165.9414 | 167.4391 | 168.4831 | 169.5555
ANGELINA | 399.0131 | 368.552 | 372.9483 | 377.3831 | 381.8731 | 386.4201
ARANSAS | 68.7 | 68.16 | 71.16 | 72.66 | 74.16 | 75.66
ARCHER | 29.59 | 30.1 | 30.72 | 31.34 | 31.96 | 32.4678
ATASCOSA | 93.917 | 82.5263 | 84.5038 | 86.4946 | 88.5065 | 90.5398
AUSTIN | 89.6734 | 101.5332 | 103.5445 | 105.6208 | 107.7646 | 109.9789
BANDERA | 60.02 | 59.827 | 62.886 | 66.106 | 69.498 | 73.068
BASTROP | 157.3257 | 190.6501 | 198.9838 | 207.4086 | 215.9303 | 224.3778
BAYLOR | 17.826 | 17.365 | 17.465 | 17.665 | 17.765 | 18.205
BEE | 75.5785 | 72.331 | 73.0086 | 73.6926 | 74.3832 | 75.0806
BELL | 818.3 | 869.173 | 888.5147 | 912.3891 | 936.7904 | 958.4216
BEXAR | 4589.524 | 4737.46 | 4895.41 | 4988.31 | 5111.93 | 5249.15
BLANCO | 30.852 | 30.3997 | 31.5094 | 32.661 | 34.4571 | 35.7169
BORDEN | 1.9783 | 1.801 | 1.801 | 1.801 | 1.801 | 1.801
BOSQUE | 65.138 | 59.94 | 60.837 | 61.753 | 62.7 | 63.7274
BRAZORIA | 1213.6209 | 1249.9587 | 1278.1519 | 1298.0104 | 1328.0824 | 1357.9602
BRAZOS | 496.82 | 539.7768 | 556.8307 | 576.2152 | 595.9749 | 617.3173
BREWSTER | 19.7009 | 20.1523 | 20.4999 | 20.8385 | 21.1671 | 21.4858
BRISCOE | 3.0946 | 0 | 0 | 0 | 0 | 0
BROOKS | 20.11 | 19.83 | 20.13 | 20.43 | 20.73 | 21.03
BROWN | 129.58 | 126.667 | 127.894 | 129.133 | 126.134 | 127.229
BURLESON | 29.903 | 30.174 | 31.166 | 32.163 | 33.166 | 34.174
BURNET | 143.4985 | 142.241 | 149.0024 | 152.726 | 159.0972 | 165.7566
CALDWELL | 109.5813 | 116.1879 | 120.0555 | 123.9868 | 127.9611 | 131.9887
CALHOUN | 270.9405 | 284.2464 | 289.4773 | 295.5304 | 298.1048 | 304.0955
CALLAHAN | 34.8957 | 40.3375 | 40.8293 | 41.3469 | 41.8642 | 42.3827
CAMERON | 751.8838 | 777.624 | 818.6412 | 849.2206 | 886.9387 | 926.7984
CHAMBERS | 227.796 | 224.3691 | 231.9675 | 237.6769 | 243.5571 | 249.6133
CHEROKEE | 81.9955 | 103.8088 | 105.1387 | 106.3812 | 107.632 | 108.886
CHILDRESS | 19.0193 | 17.8739 | 17.8859 | 17.8969 | 17.9089 | 17.9523
CLAY | 30.6153 | 30.958 | 31.6892 | 32.4207 | 33.2527 | 33.8525
COKE | 21.5578 | 18.223 | 18.1932 | 18.1874 | 18.2835 | 18.3986
COLEMAN | 42.5169 | 29.0455 | 29.4092 | 29.7428 | 30.0902 | 30.5254
COLLIN | 2271.0843 | 2302.5532 | 2409.9904 | 2522.8552 | 2598.6835 | 2667.6547
COLORADO | 100.1383 | 95.6771 | 97.7898 | 100.0092 | 102.2828 | 104.5919
COMAL | 324.361 | 329.0163 | 342.1463 | 355.9557 | 370.5067 | 385.8283
COMANCHE | 53.942 | 59.33 | 60.561 | 61.685 | 62.872 | 64.1962
CONCHO | 15.6716 | 11.9461 | 12.0248 | 12.1615 | 12.298 | 12.4345
COOKE | 125.0159 | 133.2774 | 169.8469 | 136.8737 | 140.0596 | 143.088
CORYELL | 102.33 | 109.551 | 111.3895 | 115.4384 | 119.6078 | 127.0982
COTTLE | 4.7133 | 5.1282 | 5.1774 | 5.2277 | 5.278 | 5.3472
CRANE | 99.4053 | 111.6983 | 112.3013 | 113.0058 | 114.144 | 115.2821
CROCKETT | 57.761 | 49.9152 | 50.2219 | 50.4929 | 50.91 | 51.3882
CROSBY | 3.25 | 2.5 | 2.5 | 2.5 | 2.5 | 2.575
CULBERSON | 5 | 5.2 | 5.3 | 5.3 | 5.4 | 5.4
DALLAS | 8701.7652 | 8675.6128 | 8860.5584 | 9077.8979 | 9289.7114 | 9499.2896
DAWSON | 78.893 | 79.2998 | 79.7498 | 80.1364 | 80.4864 | 80.9364
DELTA | 10.664 | 8.5 | 8.5 | 8.5 | 8.5 | 8.5
DENTON | 1643.4553 | 1721.7044 | 1735.7132 | 1787.365 | 1836.9396 | 1888.1261
DEWITT | 81.4215 | 83.585 | 86.029 | 88.763 | 91.616 | 94.313
DICKENS | 9.8368 | 10.1072 | 10.2486 | 10.39 | 10.5314 | 10.7533
DIMMIT | 22.831 | 22.1498 | 22.669 | 23.1839 | 23.527 | 24.199
DUVAL | 49.2625 | 46.4811 | 45.5834 | 46.1648 | 46.7474 | 47.3312
EASTLAND | 70.6655 | 71.9752 | 72.3552 | 72.9372 | 73.3252 | 73.9399
ECTOR | 477.8212 | 505.7785 | 512.5077 | 515.4185 | 522.694 | 530.4027
EDWARDS | 7.3379 | 10.1732 | 10.321 | 10.4562 | 10.5865 | 10.7407
ELLIS | 821.211 | 910.3234 | 922.9244 | 938.0286 | 955.3218 | 969.5053
ERATH | 110.544 | 118.689 | 121.189 | 124.633 | 128.781 | 131.0769
FALLS | 65.869 | 67.16 | 67.676 | 68.194 | 68.715 | 69.4116
FANNIN | 86.6556 | 86.8463 | 90.1528 | 93.9947 | 101.1372 | 104.3174
FAYETTE | 93.531 | 92.617 | 95.4695 | 97.9166 | 100.4168 | 102.9173
FISHER | 29.316 | 29.173 | 29.0841 | 29.0573 | 29.1193 | 29.1815
FOARD | 4.3216 | 4.4991 | 4.5133 | 4.5254 | 4.5376 | 4.5649
FORT BEND | 1010.954 | 1131.0482 | 1158.3393 | 1183.9513 | 1210.6667 | 1231.2896
FRANKLIN | 3.4344 | 3.4789 | 3.5137 | 3.5489 | 3.5844 | 3.6202
FREESTONE | 98.696 | 90.5081 | 89.8922 | 91.4813 | 93.1761 | 94.3216
FRIO | 50.919 | 46.9731 | 48.7414 | 50.5342 | 51.8838 | 54.1988
GALVESTON | 1390.8118 | 1068.6435 | 1143.3944 | 1160.2455 | 1177.1067 | 1194.442
GILLESPIE | 75.0046 | 75.311 | 77.911 | 80.559 | 83.256 | 85.999
GLASSCOCK | 20.65 | 17.1 | 17.4 | 17.6 | 17.9 | 18.1
GOLIAD | 29.8031 | 23.4711 | 23.9361 | 24.4082 | 24.8877 | 25.3755
GONZALES | 75.8733 | 70.8699 | 72.999 | 75.1947 | 77.461 | 79.8017
GRAYSON | 463.6774 | 472.9079 | 491.391 | 505.1865 | 519.5264 | 533.8758
GRIMES | 21.57 | 23.027 | 24.094 | 25.23 | 26.439 | 27.2322
GUADALUPE | 386.4082 | 391.7434 | 404.2241 | 416.3946 | 429.2029 | 442.7129
HALL | 3.0997 | 6.0729 | 6.0636 | 6.0713 | 6.0792 | 6.087
HAMILTON | 24.72 | 25.44 | 25.865 | 26.251 | 26.658 | 27.0697
HARDEMAN | 18.6308 | 21.0749 | 21.6617 | 22.3056 | 22.9084 | 23.4581
HARRIS | 12841.2427 | 13297.6641 | 13484.0847 | 13734.4115 | 14001.1562 | 14261.77
HASKELL | 31.4429 | 30.9248 | 30.8543 | 30.7947 | 30.7296 | 30.8479
HAYS | 418.5022 | 392.2641 | 410.5322 | 409.5958 | 428.7332 | 448.9356
HENDERSON | 176.8934 | 186.7842 | 189.4902 | 192.1332 | 194.9042 | 197.7612
HIDALGO | 1141.7348 | 1183.0697 | 1247.4031 | 1318.3184 | 1380.5377 | 1456.1244
HILL | 112.85 | 115.776 | 119.979 | 123.694 | 127.129 | 129.5088
HOOD | 151.804 | 135.773 | 134.595 | 138.75 | 144.233 | 148.8999
HOPKINS | 107.3572 | 109.763 | 111.31 | 112.872 | 114.469 | 116.1
HOUSTON | 49.3812 | 43.8164 | 44.2064 | 44.5964 | 44.9864 | 45.3764
HOWARD | 123.13 | 127.005 | 127.805 | 129.405 | 130.255 | 131.355
HUNT | 245.2449 | 225.1911 | 229.4177 | 233.6382 | 237.8121 | 237.9748
IRION | 12.2518 | 11.602 | 12.0212 | 12.1613 | 12.3804 | 12.5993
JACK | 25.9405 | 26.6361 | 25.2491 | 25.8633 | 26.4788 | 27.0897
JACKSON | 47.9093 | 46.2682 | 46.3534 | 45.1842 | 45.779 | 46.3848
JEFF DAVIS | 5.76 | 5.021 | 5.2139 | 5.4068 | 5.5997 | 5.7926
JIM HOGG | 6.292 | 6.4202 | 6.5522 | 6.6881 | 6.9222 | 6.9724
JIM WELLS | 100.6364 | 99.6544 | 99.8791 | 102.0562 | 104.2443 | 106.4437
JOHNSON | 391.512 | 367.375 | 383.061 | 382.826 | 400.472 | 412.2776
JONES | 70.2584 | 54.7274 | 54.8581 | 54.9907 | 55.1223 | 55.2772
KARNES | 33.7467 | 32.3685 | 33.6449 | 33.922 | 34.2 | 34.4787
KAUFMAN | 260.6531 | 296.7554 | 315.3854 | 341.1584 | 363.0644 | 374.4494
KENDALL | 85.653 | 91.6446 | 97.3563 | 103.4196 | 109.8544 | 116.6847
KENEDY | 1.732 | 1.2307 | 1.2326 | 1.2346 | 1.2366 | 1.2386
KENT | 58.5757 | 57.3797 | 57.3813 | 57.383 | 57.3846 | 59.0407
KERR | 147.548 | 141.816 | 145.819 | 149.894 | 154.042 | 158.267
KIMBLE | 14.4541 | 18.7203 | 19.1486 | 19.5877 | 20.0417 | 20.5095
KING | 11.7543 | 10.8028 | 10.8553 | 10.9069 | 10.9584 | 11.2768
KINNEY | 7.828 | 8.072 | 8.175 | 8.3331 | 8.4574 | 8.6062
KLEBERG | 87.7956 | 119.9007 | 121.4383 | 122.9477 | 124.4592 | 125.9727
KNOX | 24.5853 | 25.1885 | 25.4298 | 25.6711 | 25.9125 | 26.3006
LA SALLE | 18.352 | 18.6682 | 19.2996 | 19.9365 | 20.7083 | 21.2273
LAMAR | 181.1221 | 175.281 | 180.3296 | 184.2787 | 188.1619 | 192.1322
LAMPASAS | 60.7966 | 64.023 | 65.9695 | 67.9395 | 69.9735 | 72.0652
LAVACA | 44.3275 | 43.7539 | 44.966 | 46.2165 | 47.5034 | 48.8286
LEE | 38.9564 | 37.6181 | 38.6085 | 39.6081 | 40.6169 | 41.6353
LEON | 204.6978 | 214.6907 | 216.867 | 219.1117 | 221.4224 | 223.4253
LIBERTY | 0 | 0 | 0 | 0 | 0 | 0
LIMESTONE | 84.782 | 71.803 | 72.868 | 74.559 | 75.975 | 77.13
LIVE OAK | 87.782 | 85.0011 | 87.0172 | 89.1706 | 91.1765 | 93.1711
LLANO | 72.0459 | 76.1164 | 78.5754 | 82.697 | 85.314 | 87.9833
LOVING | 5.84 | 6.84 | 6.88 | 6.92 | 6.96 | 7
MADISON | 4.425 | 11.701 | 11.994 | 12.306 | 12.637 | 13.0161
MARTIN | 33.225 | 32.1 | 32.45 | 32.7 | 33.05 | 33.3
MASON | 18.7861 | 13.1032 | 13.2978 | 13.4947 | 13.696 | 13.8977
MATAGORDA | 186.977 | 179.076 | 182.3784 | 185.6476 | 188.4325 | 191.2333
MAVERICK | 92.561 | 94.812 | 97.94 | 102.5031 | 106.5723 | 111.4857
MCCULLOCH | 34.5787 | 47.2459 | 49.0241 | 31.8348 | 32.6791 | 33.5588
MCLENNAN | 767.954 | 773.222 | 797.9803 | 816.9552 | 834.425 | 852.4179
MCMULLEN | 5.5655 | 6.2348 | 6.3698 | 6.5082 | 6.6502 | 6.796
MEDINA | 83.958 | 83.9331 | 86.0812 | 88.3696 | 91.7377 | 93.0881
MENARD | 6.8576 | 5.9499 | 6.0316 | 6.115 | 6.1892 | 6.2868
MIDLAND | 356.6106 | 370.0692 | 372.757 | 375.5633 | 378.3684 | 381.1758
MILAM | 75.768 | 79.629 | 82.0424 | 83.8754 | 85.7749 | 87.2159
MILLS | 10.266 | 10.5606 | 10.7503 | 10.9536 | 11.1555 | 11.3582
MITCHELL | 19.4 | 21.5 | 21.7 | 21.8 | 22 | 22.1
MONTAGUE | 66.9686 | 64.1704 | 65.8414 | 67.5437 | 69.2823 | 71.0221
MONTGOMERY | 231.04 | 267.9896 | 273.1165 | 281.6155 | 293.9758 | 306.8941
MOTLEY | 4.9625 | 4.5401 | 4.596 | 4.6519 | 4.7078 | 4.7637
NACOGDOCHES | 202.3073 | 172.3102 | 177.9897 | 176.6845 | 178.8895 | 181.0982
NAVARRO | 232.7782 | 235.9603 | 236.1963 | 239.4283 | 242.6733 | 246.5636
NOLAN | 59.159 | 64.6864 | 65.0417 | 65.7015 | 66.0527 | 66.4966
NUECES | 1391.6158 | 1405.2329 | 1434.1769 | 1464.571 | 1493.5701 | 1522.582
PALO PINTO | 103.671 | 90.599 | 93.194 | 95.815 | 91.804 | 94.2236
PARKER | 299.647 | 311.7569 | 320.2617 | 330.5464 | 334.3071 | 344.0284
PECOS | 80.3669 | 75.7241 | 76.2217 | 76.8136 | 77.3165 | 77.8241
PRESIDIO | 11.4494 | 11.2354 | 11.5823 | 11.9282 | 12.2701 | 12.609
RAINS | 26.9295 | 19.1592 | 19.5523 | 19.954 | 20.3633 | 20.7824
REAGAN | 15.2562 | 17.4605 | 17.4047 | 17.391 | 17.4793 | 17.5823
REAL | 12.448 | 13.142 | 13.716 | 14.327 | 14.965 | 15.639
RED RIVER | 31.7226 | 31.0464 | 31.9568 | 33.0657 | 32.8762 | 34.1377
REEVES | 37.5877 | 36.7784 | 37.0898 | 37.399 | 37.7051 | 38.0094
REFUGIO | 35.7136 | 35.2444 | 35.4174 | 35.5907 | 35.7642 | 35.938
ROBERTSON | 23.5513 | 24.4566 | 25.2053 | 25.9492 | 26.6993 | 27.4066
ROCKWALL | 226.7577 | 179.2108 | 192.0707 | 205.8074 | 226.7751 | 243.2401
RUNNELS | 35.9576 | 31.7718 | 31.8589 | 31.9309 | 32.033 | 32.1201
RUSK | 7.1 | 11.7203 | 11.8103 | 11.9003 | 11.9903 | 12.0803
SAN PATRICIO | 175.8083 | 249.4769 | 254.3532 | 259.1638 | 263.98 | 268.802
SAN SABA | 14.9038 | 14.603 | 15.0291 | 15.4689 | 15.9227 | 16.391
SCHLEICHER | 12.6014 | 11.2264 | 11.2681 | 11.2681 | 11.3102 | 11.3521
SCURRY | 188.8872 | 234.43 | 235.8477 | 236.8766 | 238.3091 | 239.3613
SHACKELFORD | 23.9302 | 24.0003 | 24.3175 | 24.6479 | 24.9508 | 25.2567
SMITH | 630.409 | 676.3929 | 684.8919 | 693.3246 | 701.9795 | 710.5428
SOMERVELL | 32.368 | 33.813 | 34.911 | 34.945 | 34.959 | 35.2528
STARR | 83.433 | 93.8362 | 98.7258 | 102.6749 | 107.1256 | 111.4782
STEPHENS | 68.554 | 70.8119 | 72.8304 | 74.8529 | 76.8818 | 78.9553
STERLING | 13.5092 | 12.5782 | 12.5782 | 12.5782 | 12.7602 | 12.7602
STONEWALL | 7.7981 | 7.9365 | 7.9365 | 7.9365 | 7.9365 | 8.0595
SUTTON | 19.311 | 14.9288 | 15.1867 | 15.4411 | 15.6946 | 15.9538
TARRANT | 5341.2981 | 5498.8813 | 5636.455 | 5750.8539 | 5883.8456 | 6012.7632
TAYLOR | 446.2926 | 421.6198 | 424.8086 | 427.7048 | 430.6022 | 433.5005
TERRELL | 1.98 | 1.7645 | 1.7998 | 1.8358 | 1.8725 | 1.91
THROCKMORTON | 9.7482 | 9.0201 | 9.0599 | 9.1008 | 9.1426 | 9.2252
TITUS | 0 | 0 | 0 | 0 | 0 | 0
TOM GREEN | 312.8714 | 325.2693 | 330.32 | 333.0066 | 335.7012 | 338.3958
TRAVIS | 2635.014 | 2737.1408 | 2809.3943 | 2896.1627 | 2934.5995 | 2986.6703
UPTON | 20.5915 | 12.1221 | 12.2851 | 12.451 | 12.6292 | 12.8086
UVALDE | 74.318 | 64.9716 | 66.6288 | 69.0851 | 71.2074 | 73.9262
VAL VERDE | 104.889 | 104.627 | 107.047 | 111.0427 | 114.4675 | 118.7794
VAN ZANDT | 89.6194 | 102.7849 | 104.1389 | 105.5099 | 106.8979 | 112.4039
VICTORIA | 340.5272 | 394.5864 | 404.8536 | 414.0711 | 423.344 | 432.6745
WALLER | 211.1738 | 228.1002 | 234.7809 | 241.3415 | 248.4004 | 255.9389
WARD | 58.416 | 57.4995 | 57.851 | 58.203 | 58.5555 | 58.9086
WASHINGTON | 135.289 | 135.8777 | 139.4019 | 142.9649 | 146.5674 | 150.2101
WEBB | 461.293 | 457.8127 | 481.7843 | 503.7041 | 523.7659 | 546.5406
WHARTON | 138.0899 | 139.4698 | 141.6271 | 143.3122 | 145.0235 | 146.4787
WICHITA | 488.7297 | 502.4046 | 512.6926 | 516.9438 | 521.0159 | 524.968
WILBARGER | 48.4044 | 40.5826 | 40.7933 | 41.0092 | 41.2581 | 41.5071
WILLACY | 38.15 | 39.3678 | 41.2897 | 42.8606 | 44.576 | 46.3539
WILLIAMSON | 958.881 | 939.1099 | 979.3677 | 1036.6144 | 1085.6938 | 1137.0827
WILSON | 75.273 | 96.763 | 99.5593 | 102.238 | 105.2017 | 108.255
WINKLER | 60.5461 | 62.783 | 63.1538 | 63.4255 | 63.7981 | 64.0717
WISE | 228.817 | 229.069 | 230.231 | 238.46 | 246.759 | 253.9162
YOUNG | 70.4301 | 70.8468 | 72.6319 | 74.423 | 76.2252 | 78.2319
ZAPATA | 29.362 | 28.3565 | 29.3759 | 30.4 | 31.5507 | 32.4651
ZAVALA | 33.202 | 33.13 | 33.9463 | 35.0811 | 35.7713 | 37.3272

## SummerGenerationbyCounty
Summer Generation by County
These values are used in the summer import/export calculations for each county. Capacities for mothballed units are 0 in 2004 but are included in the other years. Capacities of wind generation are at 100%. These values include the amount available for the grid according information from the owners of the self-serve units and the distributed generation units that have registered with ERCOT.
Summer Generation, MW
County | 2004 | 2005 | 2006 | 2007 | 2008 | 2009
ANDERSON | 0 | 0 | 0 | 0 | 0 | 0
ANDREWS | 0 | 0 | 0 | 0 | 0 | 0
ANGELINA | 0 | 0 | 0 | 0 | 0 | 0
ARANSAS | 0 | 0 | 0 | 0 | 0 | 0
ARCHER | 0 | 0 | 0 | 0 | 0 | 0
ATASCOSA | 391 | 391 | 391 | 391 | 391 | 391
AUSTIN | 0 | 0 | 0 | 0 | 0 | 0
BANDERA | 0 | 0 | 0 | 0 | 0 | 0
BASTROP | 1690.4 | 1690.4 | 1690.4 | 1690.4 | 1690.4 | 1690.4
BAYLOR | 0 | 0 | 0 | 0 | 0 | 0
BEE | 0 | 0 | 0 | 0 | 0 | 0
BELL | 0 | 0 | 0 | 0 | 0 | 0
BEXAR | 4169.4 | 4464.4 | 4464.4 | 4464.4 | 4464.4 | 4399.4
BLANCO | 0 | 0 | 0 | 0 | 0 | 0
BORDEN | 0 | 0 | 0 | 0 | 0 | 0
BOSQUE | 590.5 | 590.5 | 590.5 | 590.5 | 590.5 | 590.5
BRAZORIA | 536 | 536 | 536 | 536 | 536 | 536
BRAZOS | 286 | 286 | 286 | 286 | 286 | 286
BREWSTER | 0 | 0 | 0 | 0 | 0 | 0
BRISCOE | 0 | 0 | 0 | 0 | 0 | 0
BROOKS | 0 | 0 | 0 | 0 | 0 | 0
BROWN | 0 | 0 | 0 | 0 | 0 | 0
BURLESON | 0 | 0 | 0 | 0 | 0 | 0
BURNET | 92.4 | 92.4 | 92.4 | 92.4 | 92.4 | 92.4
CALDWELL | 0 | 0 | 0 | 0 | 0 | 0
CALHOUN | 93.2 | 347.2 | 347.2 | 347.2 | 347.2 | 347.2
CALLAHAN | 0 | 0 | 0 | 0 | 0 | 0
CAMERON | 329 | 374 | 374 | 374 | 374 | 374
CHAMBERS | 2738.9 | 2738.9 | 2738.9 | 2738.9 | 2738.9 | 2738.9
CHEROKEE | 704 | 704 | 704 | 704 | 704 | 704
CHILDRESS | 0 | 0 | 0 | 0 | 0 | 0
CLAY | 0 | 0 | 0 | 0 | 0 | 0
COKE | 0 | 85 | 85 | 85 | 85 | 85
COLEMAN | 12.3 | 12.3 | 12.3 | 12.3 | 12.3 | 12.3
COLLIN | 416 | 570 | 570 | 570 | 570 | 570
COLORADO | 0 | 0 | 0 | 0 | 0 | 0
COMAL | 6 | 6 | 6 | 6 | 6 | 6
COMANCHE | 0 | 0 | 0 | 0 | 0 | 0
CONCHO | 0 | 0 | 0 | 0 | 0 | 0
COOKE | 0 | 0 | 0 | 0 | 0 | 0
CORYELL | 0 | 0 | 0 | 0 | 0 | 0
COTTLE | 0 | 0 | 0 | 0 | 0 | 0
CRANE | 0 | 0 | 0 | 0 | 0 | 0
CROCKETT | 0 | 140 | 140 | 140 | 140 | 140
CROSBY | 0 | 0 | 0 | 0 | 0 | 0
CULBERSON | 74.8 | 74.8 | 74.8 | 249.8 | 249.8 | 249.8
DALLAS | 2586 | 2535 | 2535 | 2535 | 2535 | 2535
DAWSON | 0 | 0 | 0 | 0 | 0 | 0
DELTA | 0 | 0 | 0 | 0 | 0 | 0
DENTON | 186.4 | 159.4 | 159.4 | 159.4 | 159.4 | 159.4
DEWITT | 1.2 | 1.2 | 1.2 | 1.2 | 1.2 | 1.2
DICKENS | 0 | 0 | 0 | 0 | 0 | 0
DIMMIT | 0 | 0 | 0 | 0 | 0 | 0
DUVAL | 0 | 0 | 0 | 0 | 0 | 0
EASTLAND | 0 | 225 | 225 | 225 | 225 | 225
ECTOR | 1034 | 1034 | 1034 | 1034 | 1034 | 1034
EDWARDS | 0 | 0 | 0 | 0 | 0 | 0
ELLIS | 1637 | 1637 | 1637 | 1637 | 1637 | 1637
ERATH | 0 | 0 | 0 | 0 | 0 | 0
FALLS | 0 | 0 | 0 | 0 | 0 | 0
FANNIN | 2379 | 2379 | 2379 | 2379 | 2379 | 2379
FAYETTE | 1686 | 1686 | 1686 | 1686 | 1686 | 1686
FISHER | 0 | 0 | 0 | 0 | 0 | 0
FOARD | 0 | 0 | 0 | 0 | 0 | 0
FORT BEND | 4326.4 | 4326.4 | 4326.4 | 4326.4 | 4326.4 | 4326.4
FRANKLIN | 0 | 0 | 0 | 0 | 0 | 0
FREESTONE | 2106 | 2106 | 2106 | 2106 | 2106 | 2106
FRIO | 75 | 75 | 75 | 75 | 75 | 75
GALVESTON | 1156.2 | 3367.2 | 3367.2 | 3367.2 | 3367.2 | 3367.2
GILLESPIE | 0 | 0 | 0 | 0 | 0 | 0
GLASSCOCK | 0 | 0 | 0 | 0 | 0 | 0
GOLIAD | 632 | 632 | 632 | 632 | 632 | 632
GONZALES | 4.8 | 4.8 | 4.8 | 4.8 | 4.8 | 4.8
GRAYSON | 80 | 80 | 80 | 80 | 80 | 80
GRIMES | 1323.2 | 1323.2 | 1323.2 | 1323.2 | 1323.2 | 1323.2
GUADALUPE | 1802.6 | 1802.6 | 1802.6 | 1802.6 | 1802.6 | 1802.6
HALL | 0 | 0 | 0 | 0 | 0 | 0
HAMILTON | 0 | 0 | 0 | 0 | 0 | 0
HARDEMAN | 0 | 35 | 35 | 35 | 35 | 35
HARRIS | 7722.8 | 7722.8 | 7722.8 | 7722.8 | 7722.8 | 7722.8
HASKELL | 0 | 217 | 217 | 217 | 217 | 217
HAYS | 0 | 898 | 898 | 898 | 898 | 898
HENDERSON | 240 | 240 | 240 | 240 | 240 | 240
HIDALGO | 1867 | 1867 | 1867 | 1867 | 1867 | 1867
HILL | 0 | 0 | 0 | 0 | 0 | 0
HOOD | 1847 | 1847 | 1847 | 1847 | 1847 | 1847
HOPKINS | 0 | 0 | 0 | 0 | 0 | 0
HOUSTON | 0 | 0 | 0 | 0 | 0 | 0
HOWARD | 260.9 | 260.9 | 260.9 | 260.9 | 260.9 | 260.9
HUNT | 88.1 | 88.1 | 88.1 | 88.1 | 88.1 | 88.1
IRION | 0 | 0 | 0 | 0 | 0 | 0
JACK | 0 | 0 | 592 | 592 | 592 | 592
JACKSON | 0 | 0 | 0 | 0 | 0 | 0
JEFF DAVIS | 0 | 0 | 0 | 0 | 0 | 0
JIM HOGG | 0 | 0 | 0 | 0 | 0 | 0
JIM WELLS | 0 | 0 | 0 | 0 | 0 | 0
JOHNSON | 258 | 258 | 258 | 258 | 258 | 258
JONES | 362 | 362 | 362 | 362 | 362 | 362
KARNES | 0 | 0 | 0 | 0 | 0 | 0
KAUFMAN | 1700 | 1700 | 1700 | 1700 | 1700 | 1700
KENDALL | 0 | 0 | 0 | 0 | 0 | 0
KENEDY | 0 | 0 | 0 | 0 | 0 | 0
KENT | 0 | 0 | 0 | 0 | 0 | 0
KERR | 0 | 0 | 0 | 0 | 0 | 0
KIMBLE | 0 | 0 | 0 | 0 | 0 | 0
KING | 0 | 0 | 0 | 0 | 0 | 0
KINNEY | 0 | 0 | 0 | 0 | 0 | 0
KLEBERG | 0 | 0 | 0 | 0 | 0 | 0
KNOX | 0 | 0 | 0 | 0 | 0 | 0
LA SALLE | 0 | 0 | 0 | 0 | 0 | 0
LAMAR | 1215 | 1215 | 1215 | 1215 | 1215 | 1215
LAMPASAS | 0 | 0 | 0 | 0 | 0 | 0
LAVACA | 0 | 0 | 0 | 0 | 0 | 0
LEE | 0 | 0 | 0 | 0 | 0 | 0
LEON | 0 | 0 | 0 | 0 | 0 | 0
LIBERTY | 0 | 0 | 0 | 0 | 0 | 0
LIMESTONE | 1602 | 1602 | 1602 | 1602 | 1602 | 1602
LIVE OAK | 0 | 0 | 0 | 0 | 0 | 0
LLANO | 495.3 | 495.3 | 495.3 | 495.3 | 495.3 | 495.3
LOVING | 0 | 0 | 0 | 0 | 0 | 0
MADISON | 0 | 0 | 0 | 0 | 0 | 0
MARTIN | 0 | 0 | 0 | 0 | 0 | 0
MASON | 0 | 0 | 0 | 0 | 0 | 0
MATAGORDA | 2529 | 2529 | 2529 | 2529 | 2529 | 2529
MAVERICK | 42 | 42 | 42 | 42 | 42 | 42
MCCULLOCH | 0 | 0 | 0 | 0 | 0 | 0
MCLENNAN | 1699 | 1699 | 1699 | 1699 | 1699 | 1699
MCMULLEN | 0 | 0 | 0 | 0 | 0 | 0
MEDINA | 0 | 0 | 0 | 0 | 0 | 0
MENARD | 0 | 0 | 0 | 0 | 0 | 0
MIDLAND | 0 | 0 | 0 | 0 | 0 | 0
MILAM | 97 | 97 | 97 | 97 | 97 | 97
MILLS | 0 | 0 | 0 | 0 | 0 | 0
MITCHELL | 1147 | 1147 | 1147 | 1147 | 1147 | 1147
MONTAGUE | 0 | 0 | 0 | 0 | 0 | 0
MONTGOMERY | 0 | 0 | 0 | 0 | 0 | 0
MOTLEY | 0 | 0 | 0 | 0 | 0 | 0
NACOGDOCHES | 0 | 0 | 0 | 0 | 0 | 0
NAVARRO | 0 | 0 | 0 | 0 | 0 | 0
NOLAN | 432.3 | 432.3 | 521.56 | 521.56 | 521.56 | 521.56
NUECES | 1056.2 | 2175.2 | 2175.2 | 2175.2 | 2175.2 | 2175.2
PALO PINTO | 635 | 635 | 635 | 635 | 635 | 635
PARKER | 80.9 | 80.9 | 80.9 | 80.9 | 80.9 | 80.9
PECOS | 403 | 408 | 408 | 408 | 408 | 408
PRESIDIO | 0 | 2 | 2 | 2 | 2 | 2
RAINS | 0 | 0 | 0 | 0 | 0 | 0
REAGAN | 0 | 0 | 0 | 0 | 0 | 0
REAL | 0 | 0 | 0 | 0 | 0 | 0
RED RIVER | 0 | 0 | 0 | 0 | 0 | 0
REEVES | 0 | 0 | 0 | 0 | 0 | 0
REFUGIO | 0 | 0 | 0 | 0 | 0 | 0
ROBERTSON | 305 | 305 | 305 | 305 | 305 | 305
ROCKWALL | 0 | 0 | 0 | 0 | 0 | 0
RUNNELS | 0 | 0 | 0 | 0 | 0 | 0
RUSK | 3115 | 3115 | 3115 | 3115 | 3115 | 3115
SAN PATRICIO | 862.6 | 862.6 | 862.6 | 862.6 | 862.6 | 862.6
SAN SABA | 0 | 0 | 0 | 0 | 0 | 0
SCHLEICHER | 0 | 0 | 0 | 0 | 0 | 0
SCURRY | 160 | 160 | 160 | 160 | 160 | 160
SHACKELFORD | 0 | 0 | 0 | 0 | 0 | 0
SMITH | 0 | 0 | 0 | 0 | 0 | 0
SOMERVELL | 2208 | 2208 | 2208 | 2208 | 2208 | 2208
STARR | 34.5 | 34.5 | 34.5 | 34.5 | 34.5 | 34.5
STEPHENS | 0 | 0 | 0 | 0 | 0 | 0
STERLING | 0 | 0 | 0 | 0 | 0 | 0
STONEWALL | 0 | 0 | 0 | 0 | 0 | 0
SUTTON | 0 | 0 | 0 | 0 | 0 | 0
TARRANT | 1794 | 2085 | 2085 | 2085 | 2085 | 2085
TAYLOR | 0 | 18 | 18 | 18 | 18 | 18
TERRELL | 0 | 0 | 0 | 0 | 0 | 0
THROCKMORTON | 0 | 0 | 0 | 0 | 0 | 0
TITUS | 2475 | 2475 | 2475 | 2475 | 2475 | 2475
TOM GREEN | 102 | 123 | 123 | 123 | 123 | 123
TRAVIS | 1914 | 2020.3 | 2020.3 | 2020.3 | 1629.3 | 1629.3
UPTON | 352.8 | 352.8 | 352.8 | 352.8 | 352.8 | 352.8
UVALDE | 0 | 0 | 0 | 0 | 0 | 0
VAL VERDE | 70 | 70 | 70 | 70 | 70 | 70
VAN ZANDT | 0 | 0 | 0 | 0 | 0 | 0
VICTORIA | 252.9 | 743.9 | 743.9 | 743.9 | 743.9 | 743.9
WALLER | 0 | 0 | 0 | 0 | 0 | 0
WARD | 1020 | 1020 | 1020 | 1020 | 1020 | 1020
WASHINGTON | 0 | 0 | 0 | 0 | 0 | 0
WEBB | 178 | 178 | 178 | 178 | 178 | 178
WHARTON | 74 | 74 | 74 | 74 | 74 | 74
WICHITA | 75.4 | 75.4 | 75.4 | 75.4 | 75.4 | 75.4
WILBARGER | 910 | 918 | 918 | 918 | 918 | 918
WILLACY | 0 | 0 | 0 | 0 | 0 | 0
WILLIAMSON | 0 | 0 | 0 | 0 | 0 | 0
WILSON | 0 | 0 | 0 | 0 | 0 | 0
WINKLER | 0 | 0 | 0 | 0 | 0 | 0
WISE | 665 | 665 | 665 | 665 | 665 | 665
YOUNG | 641 | 641 | 641 | 641 | 641 | 641
ZAPATA | 0 | 0 | 0 | 0 | 0 | 0
ZAVALA | 0 | 0 | 0 | 0 | 0 | 0

## SummerImport-ExportbyCounty
Summer Import/Export by County
Import: The county has less generation than load and must import generation.
Export: The county has more generation than load and is able to export generation.
This data is presented for example only. It is a calculation of the generation in the county less the non-coincident load in the county. The true values will depend on actual load levels and actual generation dispatch.
Summer Import/Export, MW
County | 2004 | 2005 | 2006 | 2007 | 2008 | 2009
ANDERSON | -145.7216 | -164.7225 | -167.8286 | -171.0032 | -174.3266 | -177.7701
ANDREWS | -151.7318 | -164.5447 | -165.9414 | -167.4391 | -168.4831 | -169.5555
ANGELINA | -399.0131 | -368.552 | -372.9483 | -377.3831 | -381.8731 | -386.4201
ARANSAS | -68.7 | -68.16 | -71.16 | -72.66 | -74.16 | -75.66
ARCHER | -29.59 | -30.1 | -30.72 | -31.34 | -31.96 | -32.4678
ATASCOSA | 297.083 | 308.4737 | 306.4962 | 304.5054 | 302.4935 | 300.4602
AUSTIN | -89.6734 | -101.5332 | -103.5445 | -105.6208 | -107.7646 | -109.9789
BANDERA | -60.02 | -59.827 | -62.886 | -66.106 | -69.498 | -73.068
BASTROP | 1533.0743 | 1499.7499 | 1491.4162 | 1482.9914 | 1474.4697 | 1466.0222
BAYLOR | -17.826 | -17.365 | -17.465 | -17.665 | -17.765 | -18.205
BEE | -75.5785 | -72.331 | -73.0086 | -73.6926 | -74.3832 | -75.0806
BELL | -818.3 | -869.173 | -888.5147 | -912.3891 | -936.7904 | -958.4216
BEXAR | -420.124 | -273.06 | -431.01 | -523.91 | -647.53 | -849.75
BLANCO | -30.852 | -30.3997 | -31.5094 | -32.661 | -34.4571 | -35.7169
BORDEN | -1.9783 | -1.801 | -1.801 | -1.801 | -1.801 | -1.801
BOSQUE | 525.362 | 530.56 | 529.663 | 528.747 | 527.8 | 526.7726
BRAZORIA | -677.6209 | -713.9587 | -742.1519 | -762.0104 | -792.0824 | -821.9602
BRAZOS | -210.82 | -253.7768 | -270.8307 | -290.2152 | -309.9749 | -331.3173
BREWSTER | -19.7009 | -20.1523 | -20.4999 | -20.8385 | -21.1671 | -21.4858
BRISCOE | -3.0946 | 0 | 0 | 0 | 0 | 0
BROOKS | -20.11 | -19.83 | -20.13 | -20.43 | -20.73 | -21.03
BROWN | -129.58 | -126.667 | -127.894 | -129.133 | -126.134 | -127.229
BURLESON | -29.903 | -30.174 | -31.166 | -32.163 | -33.166 | -34.174
BURNET | -51.0985 | -49.841 | -56.6024 | -60.326 | -66.6972 | -73.3566
CALDWELL | -109.5813 | -116.1879 | -120.0555 | -123.9868 | -127.9611 | -131.9887
CALHOUN | -177.7405 | 62.9536 | 57.7227 | 51.6696 | 49.0952 | 43.1045
CALLAHAN | -34.8957 | -40.3375 | -40.8293 | -41.3469 | -41.8642 | -42.3827
CAMERON | -422.8838 | -403.624 | -444.6412 | -475.2206 | -512.9387 | -552.7984
CHAMBERS | 2511.104 | 2514.5309 | 2506.9325 | 2501.2231 | 2495.3429 | 2489.2867
CHEROKEE | 622.0045 | 600.1912 | 598.8613 | 597.6188 | 596.368 | 595.114
CHILDRESS | -19.0193 | -17.8739 | -17.8859 | -17.8969 | -17.9089 | -17.9523
CLAY | -30.6153 | -30.958 | -31.6892 | -32.4207 | -33.2527 | -33.8525
COKE | -21.5578 | 66.777 | 66.8068 | 66.8126 | 66.7165 | 66.6014
COLEMAN | -30.2169 | -16.7455 | -17.1092 | -17.4428 | -17.7902 | -18.2254
COLLIN | -1855.0843 | -1732.5532 | -1839.9904 | -1952.8552 | -2028.6835 | -2097.6547
COLORADO | -100.1383 | -95.6771 | -97.7898 | -100.0092 | -102.2828 | -104.5919
COMAL | -318.361 | -323.0163 | -336.1463 | -349.9557 | -364.5067 | -379.8283
COMANCHE | -53.942 | -59.33 | -60.561 | -61.685 | -62.872 | -64.1962
CONCHO | -15.6716 | -11.9461 | -12.0248 | -12.1615 | -12.298 | -12.4345
COOKE | -125.0159 | -133.2774 | -169.8469 | -136.8737 | -140.0596 | -143.088
CORYELL | -102.33 | -109.551 | -111.3895 | -115.4384 | -119.6078 | -127.0982
COTTLE | -4.7133 | -5.1282 | -5.1774 | -5.2277 | -5.278 | -5.3472
CRANE | -99.4053 | -111.6983 | -112.3013 | -113.0058 | -114.144 | -115.2821
CROCKETT | -57.761 | 90.0848 | 89.7781 | 89.5071 | 89.09 | 88.6118
CROSBY | -3.25 | -2.5 | -2.5 | -2.5 | -2.5 | -2.575
CULBERSON | 69.8 | 69.6 | 69.5 | 244.5 | 244.4 | 244.4
DALLAS | -6115.7652 | -6140.6128 | -6325.5584 | -6542.8979 | -6754.7114 | -6964.2896
DAWSON | -78.893 | -79.2998 | -79.7498 | -80.1364 | -80.4864 | -80.9364
DELTA | -10.664 | -8.5 | -8.5 | -8.5 | -8.5 | -8.5
DENTON | -1457.0553 | -1562.3044 | -1576.3132 | -1627.965 | -1677.5396 | -1728.7261
DEWITT | -80.2215 | -82.385 | -84.829 | -87.563 | -90.416 | -93.113
DICKENS | -9.8368 | -10.1072 | -10.2486 | -10.39 | -10.5314 | -10.7533
DIMMIT | -22.831 | -22.1498 | -22.669 | -23.1839 | -23.527 | -24.199
DUVAL | -49.2625 | -46.4811 | -45.5834 | -46.1648 | -46.7474 | -47.3312
EASTLAND | -70.6655 | 153.0248 | 152.6448 | 152.0628 | 151.6748 | 151.0601
ECTOR | 556.1788 | 528.2215 | 521.4923 | 518.5815 | 511.306 | 503.5973
EDWARDS | -7.3379 | -10.1732 | -10.321 | -10.4562 | -10.5865 | -10.7407
ELLIS | 815.789 | 726.6766 | 714.0756 | 698.9714 | 681.6782 | 667.4947
ERATH | -110.544 | -118.689 | -121.189 | -124.633 | -128.781 | -131.0769
FALLS | -65.869 | -67.16 | -67.676 | -68.194 | -68.715 | -69.4116
FANNIN | 2292.3444 | 2292.1537 | 2288.8472 | 2285.0053 | 2277.8628 | 2274.6826
FAYETTE | 1592.469 | 1593.383 | 1590.5305 | 1588.0834 | 1585.5832 | 1583.0827
FISHER | -29.316 | -29.173 | -29.0841 | -29.0573 | -29.1193 | -29.1815
FOARD | -4.3216 | -4.4991 | -4.5133 | -4.5254 | -4.5376 | -4.5649
FORT BEND | 3315.446 | 3195.3518 | 3168.0607 | 3142.4487 | 3115.7333 | 3095.1104
FRANKLIN | -3.4344 | -3.4789 | -3.5137 | -3.5489 | -3.5844 | -3.6202
FREESTONE | 2007.304 | 2015.4919 | 2016.1078 | 2014.5187 | 2012.8239 | 2011.6784
FRIO | 24.081 | 28.0269 | 26.2586 | 24.4658 | 23.1162 | 20.8012
GALVESTON | -234.6118 | 2298.5565 | 2223.8056 | 2206.9545 | 2190.0933 | 2172.758
GILLESPIE | -75.0046 | -75.311 | -77.911 | -80.559 | -83.256 | -85.999
GLASSCOCK | -20.65 | -17.1 | -17.4 | -17.6 | -17.9 | -18.1
GOLIAD | 602.1969 | 608.5289 | 608.0639 | 607.5918 | 607.1123 | 606.6245
GONZALES | -71.0733 | -66.0699 | -68.199 | -70.3947 | -72.661 | -75.0017
GRAYSON | -383.6774 | -392.9079 | -411.391 | -425.1865 | -439.5264 | -453.8758
GRIMES | 1301.63 | 1300.173 | 1299.106 | 1297.97 | 1296.761 | 1295.9678
GUADALUPE | 1416.1918 | 1410.8566 | 1398.3759 | 1386.2054 | 1373.3971 | 1359.8871
HALL | -3.0997 | -6.0729 | -6.0636 | -6.0713 | -6.0792 | -6.087
HAMILTON | -24.72 | -25.44 | -25.865 | -26.251 | -26.658 | -27.0697
HARDEMAN | -18.6308 | 13.9251 | 13.3383 | 12.6944 | 12.0916 | 11.5419
HARRIS | -5118.4427 | -5574.8641 | -5761.2847 | -6011.6115 | -6278.3562 | -6538.97
HASKELL | -31.4429 | 186.0752 | 186.1457 | 186.2053 | 186.2704 | 186.1521
HAYS | -418.5022 | 505.7359 | 487.4678 | 488.4042 | 469.2668 | 449.0644
HENDERSON | 63.1066 | 53.2158 | 50.5098 | 47.8668 | 45.0958 | 42.2388
HIDALGO | 725.2652 | 683.9303 | 619.5969 | 548.6816 | 486.4623 | 410.8756
HILL | -112.85 | -115.776 | -119.979 | -123.694 | -127.129 | -129.5088
HOOD | 1695.196 | 1711.227 | 1712.405 | 1708.25 | 1702.767 | 1698.1001
HOPKINS | -107.3572 | -109.763 | -111.31 | -112.872 | -114.469 | -116.1
HOUSTON | -49.3812 | -43.8164 | -44.2064 | -44.5964 | -44.9864 | -45.3764
HOWARD | 137.77 | 133.895 | 133.095 | 131.495 | 130.645 | 129.545
HUNT | -157.1449 | -137.0911 | -141.3177 | -145.5382 | -149.7121 | -149.8748
IRION | -12.2518 | -11.602 | -12.0212 | -12.1613 | -12.3804 | -12.5993
JACK | -25.9405 | -26.6361 | 566.7509 | 566.1367 | 565.5212 | 564.9103
JACKSON | -47.9093 | -46.2682 | -46.3534 | -45.1842 | -45.779 | -46.3848
JEFF DAVIS | -5.76 | -5.021 | -5.2139 | -5.4068 | -5.5997 | -5.7926
JIM HOGG | -6.292 | -6.4202 | -6.5522 | -6.6881 | -6.9222 | -6.9724
JIM WELLS | -100.6364 | -99.6544 | -99.8791 | -102.0562 | -104.2443 | -106.4437
JOHNSON | -133.512 | -109.375 | -125.061 | -124.826 | -142.472 | -154.2776
JONES | 291.7416 | 307.2726 | 307.1419 | 307.0093 | 306.8777 | 306.7228
KARNES | -33.7467 | -32.3685 | -33.6449 | -33.922 | -34.2 | -34.4787
KAUFMAN | 1439.3469 | 1403.2446 | 1384.6146 | 1358.8416 | 1336.9356 | 1325.5506
KENDALL | -85.653 | -91.6446 | -97.3563 | -103.4196 | -109.8544 | -116.6847
KENEDY | -1.732 | -1.2307 | -1.2326 | -1.2346 | -1.2366 | -1.2386
KENT | -58.5757 | -57.3797 | -57.3813 | -57.383 | -57.3846 | -59.0407
KERR | -147.548 | -141.816 | -145.819 | -149.894 | -154.042 | -158.267
KIMBLE | -14.4541 | -18.7203 | -19.1486 | -19.5877 | -20.0417 | -20.5095
KING | -11.7543 | -10.8028 | -10.8553 | -10.9069 | -10.9584 | -11.2768
KINNEY | -7.828 | -8.072 | -8.175 | -8.3331 | -8.4574 | -8.6062
KLEBERG | -87.7956 | -119.9007 | -121.4383 | -122.9477 | -124.4592 | -125.9727
KNOX | -24.5853 | -25.1885 | -25.4298 | -25.6711 | -25.9125 | -26.3006
LA SALLE | -18.352 | -18.6682 | -19.2996 | -19.9365 | -20.7083 | -21.2273
LAMAR | 1033.8779 | 1039.719 | 1034.6704 | 1030.7213 | 1026.8381 | 1022.8678
LAMPASAS | -60.7966 | -64.023 | -65.9695 | -67.9395 | -69.9735 | -72.0652
LAVACA | -44.3275 | -43.7539 | -44.966 | -46.2165 | -47.5034 | -48.8286
LEE | -38.9564 | -37.6181 | -38.6085 | -39.6081 | -40.6169 | -41.6353
LEON | -204.6978 | -214.6907 | -216.867 | -219.1117 | -221.4224 | -223.4253
LIBERTY | 0 | 0 | 0 | 0 | 0 | 0
LIMESTONE | 1517.218 | 1530.197 | 1529.132 | 1527.441 | 1526.025 | 1524.87
LIVE OAK | -87.782 | -85.0011 | -87.0172 | -89.1706 | -91.1765 | -93.1711
LLANO | 423.2541 | 419.1836 | 416.7246 | 412.603 | 409.986 | 407.3167
LOVING | -5.84 | -6.84 | -6.88 | -6.92 | -6.96 | -7
MADISON | -4.425 | -11.701 | -11.994 | -12.306 | -12.637 | -13.0161
MARTIN | -33.225 | -32.1 | -32.45 | -32.7 | -33.05 | -33.3
MASON | -18.7861 | -13.1032 | -13.2978 | -13.4947 | -13.696 | -13.8977
MATAGORDA | 2342.023 | 2349.924 | 2346.6216 | 2343.3524 | 2340.5675 | 2337.7667
MAVERICK | -50.561 | -52.812 | -55.94 | -60.5031 | -64.5723 | -69.4857
MCCULLOCH | -34.5787 | -47.2459 | -49.0241 | -31.8348 | -32.6791 | -33.5588
MCLENNAN | 931.046 | 925.778 | 901.0197 | 882.0448 | 864.575 | 846.5821
MCMULLEN | -5.5655 | -6.2348 | -6.3698 | -6.5082 | -6.6502 | -6.796
MEDINA | -83.958 | -83.9331 | -86.0812 | -88.3696 | -91.7377 | -93.0881
MENARD | -6.8576 | -5.9499 | -6.0316 | -6.115 | -6.1892 | -6.2868
MIDLAND | -356.6106 | -370.0692 | -372.757 | -375.5633 | -378.3684 | -381.1758
MILAM | 21.232 | 17.371 | 14.9576 | 13.1246 | 11.2251 | 9.7841
MILLS | -10.266 | -10.5606 | -10.7503 | -10.9536 | -11.1555 | -11.3582
MITCHELL | 1127.6 | 1125.5 | 1125.3 | 1125.2 | 1125 | 1124.9
MONTAGUE | -66.9686 | -64.1704 | -65.8414 | -67.5437 | -69.2823 | -71.0221
MONTGOMERY | -231.04 | -267.9896 | -273.1165 | -281.6155 | -293.9758 | -306.8941
MOTLEY | -4.9625 | -4.5401 | -4.596 | -4.6519 | -4.7078 | -4.7637
NACOGDOCHES | -202.3073 | -172.3102 | -177.9897 | -176.6845 | -178.8895 | -181.0982
NAVARRO | -232.7782 | -235.9603 | -236.1963 | -239.4283 | -242.6733 | -246.5636
NOLAN | 373.141 | 367.6136 | 456.5183 | 455.8585 | 455.5073 | 455.0634
NUECES | -335.4158 | 769.9671 | 741.0231 | 710.629 | 681.6299 | 652.618
PALO PINTO | 531.329 | 544.401 | 541.806 | 539.185 | 543.196 | 540.7764
PARKER | -218.747 | -230.8569 | -239.3617 | -249.6464 | -253.4071 | -263.1284
PECOS | 322.6331 | 332.2759 | 331.7783 | 331.1864 | 330.6835 | 330.1759
PRESIDIO | -11.4494 | -9.2354 | -9.5823 | -9.9282 | -10.2701 | -10.609
RAINS | -26.9295 | -19.1592 | -19.5523 | -19.954 | -20.3633 | -20.7824
REAGAN | -15.2562 | -17.4605 | -17.4047 | -17.391 | -17.4793 | -17.5823
REAL | -12.448 | -13.142 | -13.716 | -14.327 | -14.965 | -15.639
RED RIVER | -31.7226 | -31.0464 | -31.9568 | -33.0657 | -32.8762 | -34.1377
REEVES | -37.5877 | -36.7784 | -37.0898 | -37.399 | -37.7051 | -38.0094
REFUGIO | -35.7136 | -35.2444 | -35.4174 | -35.5907 | -35.7642 | -35.938
ROBERTSON | 281.4487 | 280.5434 | 279.7947 | 279.0508 | 278.3007 | 277.5934
ROCKWALL | -226.7577 | -179.2108 | -192.0707 | -205.8074 | -226.7751 | -243.2401
RUNNELS | -35.9576 | -31.7718 | -31.8589 | -31.9309 | -32.033 | -32.1201
RUSK | 3107.9 | 3103.2797 | 3103.1897 | 3103.0997 | 3103.0097 | 3102.9197
SAN PATRICIO | 686.7917 | 613.1231 | 608.2468 | 603.4362 | 598.62 | 593.798
SAN SABA | -14.9038 | -14.603 | -15.0291 | -15.4689 | -15.9227 | -16.391
SCHLEICHER | -12.6014 | -11.2264 | -11.2681 | -11.2681 | -11.3102 | -11.3521
SCURRY | -28.8872 | -74.43 | -75.8477 | -76.8766 | -78.3091 | -79.3613
SHACKELFORD | -23.9302 | -24.0003 | -24.3175 | -24.6479 | -24.9508 | -25.2567
SMITH | -630.409 | -676.3929 | -684.8919 | -693.3246 | -701.9795 | -710.5428
SOMERVELL | 2175.632 | 2174.187 | 2173.089 | 2173.055 | 2173.041 | 2172.7472
STARR | -48.933 | -59.3362 | -64.2258 | -68.1749 | -72.6256 | -76.9782
STEPHENS | -68.554 | -70.8119 | -72.8304 | -74.8529 | -76.8818 | -78.9553
STERLING | -13.5092 | -12.5782 | -12.5782 | -12.5782 | -12.7602 | -12.7602
STONEWALL | -7.7981 | -7.9365 | -7.9365 | -7.9365 | -7.9365 | -8.0595
SUTTON | -19.311 | -14.9288 | -15.1867 | -15.4411 | -15.6946 | -15.9538
TARRANT | -3547.2981 | -3413.8813 | -3551.455 | -3665.8539 | -3798.8456 | -3927.7632
TAYLOR | -446.2926 | -403.6198 | -406.8086 | -409.7048 | -412.6022 | -415.5005
TERRELL | -1.98 | -1.7645 | -1.7998 | -1.8358 | -1.8725 | -1.91
THROCKMORTON | -9.7482 | -9.0201 | -9.0599 | -9.1008 | -9.1426 | -9.2252
TITUS | 2475 | 2475 | 2475 | 2475 | 2475 | 2475
TOM GREEN | -210.8714 | -202.2693 | -207.32 | -210.0066 | -212.7012 | -215.3958
TRAVIS | -721.014 | -716.8408 | -789.0943 | -875.8627 | -1305.2995 | -1357.3703
UPTON | 332.2085 | 340.6779 | 340.5149 | 340.349 | 340.1708 | 339.9914
UVALDE | -74.318 | -64.9716 | -66.6288 | -69.0851 | -71.2074 | -73.9262
VAL VERDE | -34.889 | -34.627 | -37.047 | -41.0427 | -44.4675 | -48.7794
VAN ZANDT | -89.6194 | -102.7849 | -104.1389 | -105.5099 | -106.8979 | -112.4039
VICTORIA | -87.6272 | 349.3136 | 339.0464 | 329.8289 | 320.556 | 311.2255
WALLER | -211.1738 | -228.1002 | -234.7809 | -241.3415 | -248.4004 | -255.9389
WARD | 961.584 | 962.5005 | 962.149 | 961.797 | 961.4445 | 961.0914
WASHINGTON | -135.289 | -135.8777 | -139.4019 | -142.9649 | -146.5674 | -150.2101
WEBB | -283.293 | -279.8127 | -303.7843 | -325.7041 | -345.7659 | -368.5406
WHARTON | -64.0899 | -65.4698 | -67.6271 | -69.3122 | -71.0235 | -72.4787
WICHITA | -413.3297 | -427.0046 | -437.2926 | -441.5438 | -445.6159 | -449.568
WILBARGER | 861.5956 | 877.4174 | 877.2067 | 876.9908 | 876.7419 | 876.4929
WILLACY | -38.15 | -39.3678 | -41.2897 | -42.8606 | -44.576 | -46.3539
WILLIAMSON | -958.881 | -939.1099 | -979.3677 | -1036.6144 | -1085.6938 | -1137.0827
WILSON | -75.273 | -96.763 | -99.5593 | -102.238 | -105.2017 | -108.255
WINKLER | -60.5461 | -62.783 | -63.1538 | -63.4255 | -63.7981 | -64.0717
WISE | 436.183 | 435.931 | 434.769 | 426.54 | 418.241 | 411.0838
YOUNG | 570.5699 | 570.1532 | 568.3681 | 566.577 | 564.7748 | 562.7681
ZAPATA | -29.362 | -28.3565 | -29.3759 | -30.4 | -31.5507 | -32.4651
ZAVALA | -33.202 | -33.13 | -33.9463 | -35.0811 | -35.7713 | -37.3272

## WinterCoincidentDemandbyCounty
Winter Coincident Demand by County
The demands shown were estimated by using the forecasted non-coincident loads from the ALDRs to determine a proportion of the total for each county for each year and then applying those proportions to the forecasted ERCOT peak demand.
Winter Coincident Demand, MW
County | 2004 | 2005 | 2006 | 2007 | 2008 | 2009
ANDERSON | 115.6817 | 116.2379 | 118.8139 | 121.1363 | 123.6136 | 126.2763
ANDREWS | 129.7219 | 128.0726 | 128.9816 | 129.1929 | 129.5217 | 129.7889
ANGELINA | 265.3615 | 265.337 | 268.4872 | 270.9926 | 273.7287 | 276.7352
ARANSAS | 48.8565 | 49.7856 | 50.7754 | 51.6227 | 52.5042 | 53.4309
ARCHER | 22.8229 | 22.8319 | 23.2759 | 23.6545 | 24.0489 | 24.3907
ATASCOSA | 60.1817 | 60.3482 | 61.6711 | 62.8356 | 64.0568 | 65.3488
AUSTIN | 64.6021 | 72.7395 | 74.0922 | 75.2867 | 76.5833 | 77.9977
BANDERA | 68.9374 | 58.5638 | 61.4639 | 64.3356 | 67.4026 | 70.6897
BASTROP | 146.1522 | 154.0571 | 159.5964 | 164.6911 | 169.8961 | 175.0709
BAYLOR | 12.2827 | 12.1031 | 12.237 | 12.2588 | 12.2902 | 12.5694
BEE | 54.065 | 53.5151 | 54.0022 | 54.3479 | 54.7377 | 55.1837
BELL | 674.2174 | 675.3349 | 691.0943 | 707.2776 | 724.4968 | 740.4569
BEXAR | 3016.5919 | 3058.4986 | 3114.9319 | 3177.4725 | 3253.4437 | 3320.2025
BLANCO | 50.2088 | 32.1927 | 33.3095 | 34.3719 | 35.4996 | 36.7005
BORDEN | 1.336 | 1.3078 | 1.3053 | 1.2992 | 1.2943 | 1.2555
BOSQUE | 43.1288 | 42.9007 | 43.4971 | 43.9949 | 44.5907 | 45.2407
BRAZORIA | 856.0723 | 1096.5499 | 1115.6815 | 1137.3592 | 1160.0885 | 1184.5467
BRAZOS | 330.3272 | 329.7269 | 335.6252 | 340.8092 | 346.4832 | 353.5195
BREWSTER | 17.4555 | 17.3817 | 17.6338 | 17.8291 | 18.0284 | 18.2353
BRISCOE | 0 | 0 | 0 | 0 | 0 | 0
BROOKS | 13.9046 | 13.8256 | 14.0119 | 14.1593 | 14.3169 | 14.4874
BROWN | 83.7784 | 82.9531 | 83.8073 | 84.5231 | 82.308 | 83.0245
BURLESON | 9.0727 | 24.079 | 24.7853 | 25.4237 | 26.0802 | 26.7614
BURNET | 139.8014 | 112.6597 | 116.8169 | 118.9179 | 123.1445 | 127.6644
CALDWELL | 102.2573 | 88.0432 | 90.6826 | 93.1047 | 95.6079 | 98.2188
CALHOUN | 192.6234 | 192.0186 | 195.6082 | 196.0407 | 199.177 | 202.5034
CALLAHAN | 34.6025 | 34.3335 | 34.7486 | 35.0677 | 35.4132 | 35.7903
CAMERON | 545.0979 | 551.7227 | 579.5869 | 597.8974 | 610.5204 | 627.8076
CHAMBERS | 172.5911 | 171.7474 | 175.6146 | 179.1066 | 182.8371 | 186.8461
CHEROKEE | 76.2663 | 66.2397 | 66.9457 | 67.5521 | 68.0535 | 68.7741
CHILDRESS | 10.6794 | 10.4632 | 10.4522 | 10.4124 | 10.3821 | 10.3857
CLAY | 22.7067 | 22.835 | 23.2381 | 23.5765 | 23.9312 | 24.3727
COKE | 14.155 | 13.8383 | 13.8033 | 13.8108 | 13.8398 | 13.8764
COLEMAN | 19.7394 | 19.4971 | 19.6214 | 19.7095 | 19.8513 | 20.0013
COLLIN | 1325.868 | 1350.6173 | 1405.109 | 1462.14 | 1500.678 | 1534.8155
COLORADO | 88.7957 | 66.3231 | 67.7119 | 68.9688 | 70.3031 | 71.7715
COMAL | 241.4362 | 284.0114 | 295.6473 | 307.0809 | 319.3662 | 332.565
COMANCHE | 35.3654 | 35.4073 | 36.0315 | 36.57 | 37.1903 | 37.9413
CONCHO | 9.0485 | 8.9488 | 9.0367 | 9.11 | 9.1899 | 9.2782
COOKE | 101.039 | 97.154 | 97.6636 | 99.7244 | 101.9051 | 104.0149
CORYELL | 81.4732 | 82.925 | 84.4572 | 87.5179 | 90.7297 | 94.1677
COTTLE | 3.8004 | 3.7578 | 3.7877 | 3.8082 | 3.8314 | 3.8734
CRANE | 85.8064 | 84.4154 | 84.6634 | 85.1625 | 85.6476 | 86.2908
CROCKETT | 38.3803 | 37.7893 | 37.9661 | 38.1181 | 38.3091 | 38.5601
CROSBY | 2.0169 | 1.9744 | 1.9705 | 1.9614 | 1.9539 | 2.0068
CULBERSON | 3.9531 | 3.9488 | 3.9411 | 4.0013 | 3.986 | 4.0526
DALLAS | 5443.082 | 5500.9423 | 5577.8211 | 5650.3647 | 5774.59 | 5872.7853
DAWSON | 48.8371 | 47.9773 | 48.2356 | 48.1798 | 48.4261 | 48.4859
DELTA | 6.3168 | 6.1838 | 6.1717 | 6.1431 | 6.1197 | 6.1023
DENTON | 1099.9469 | 1105.6156 | 1101.4655 | 1122.2857 | 1152.6238 | 1181.8361
DEWITT | 61.9234 | 52.5213 | 54.2048 | 55.8331 | 57.4228 | 59.2207
DICKENS | 7.2788 | 7.1734 | 7.2071 | 7.2212 | 7.241 | 7.3641
DIMMIT | 14.3396 | 14.372 | 14.6764 | 14.9353 | 15.2031 | 15.4811
DUVAL | 37.5767 | 36.1486 | 36.5568 | 36.8652 | 37.2015 | 37.5726
EASTLAND | 51.0973 | 50.3743 | 50.5483 | 50.6681 | 50.6743 | 50.9666
ECTOR | 349.1053 | 346.2837 | 350.2697 | 354.5186 | 358.3391 | 362.6535
EDWARDS | 7.9903 | 7.9388 | 8.0301 | 8.0958 | 8.185 | 8.2775
ELLIS | 720.4556 | 719.3247 | 728.6721 | 738.7235 | 751.2231 | 765.3261
ERATH | 83.356 | 83.3299 | 85.1722 | 87.4442 | 90.3414 | 91.8835
FALLS | 40.1527 | 39.807 | 40.1034 | 40.2919 | 40.5143 | 40.9083
FANNIN | 66.3137 | 70.4439 | 71.7119 | 77.7297 | 79.8542 | 81.1798
FAYETTE | 88.4183 | 63.8039 | 65.6774 | 67.063 | 68.5308 | 70.007
FISHER | 23.1934 | 22.6362 | 22.5678 | 22.5094 | 22.4696 | 22.4508
FOARD | 2.4502 | 2.4051 | 2.41 | 2.4068 | 2.4056 | 2.4183
FORT BEND | 488.842 | 478.4273 | 490.8881 | 495.1531 | 500.8341 | 507.1769
FRANKLIN | 2.8494 | 2.8173 | 2.8399 | 2.855 | 2.8726 | 2.893
FREESTONE | 67.0622 | 67.3824 | 66.5926 | 67.531 | 68.4877 | 69.1778
FRIO | 29.8286 | 30.3722 | 31.5051 | 32.5678 | 33.6728 | 34.827
GALVESTON | 620.004 | 645.4822 | 649.9715 | 652.7404 | 656.1393 | 660.1219
GILLESPIE | 57.4355 | 58.9633 | 61.798 | 64.4751 | 67.2056 | 70.0086
GLASSCOCK | 11.8189 | 11.7279 | 11.8626 | 11.9646 | 12.0753 | 12.2359
GOLIAD | 19.016 | 18.4786 | 18.8094 | 19.0933 | 19.3958 | 19.7215
GONZALES | 46.5639 | 51.2093 | 52.7227 | 54.1398 | 55.6452 | 57.2513
GRAYSON | 356.7575 | 364.2397 | 374.4571 | 388.0152 | 400.2203 | 410.7404
GRIMES | 17.0232 | 17.4173 | 18.1825 | 18.9464 | 19.7722 | 20.3068
GUADALUPE | 310.7498 | 335.6718 | 346.9697 | 358.5973 | 371.2791 | 385.1597
HALL | 3.3282 | 3.2634 | 3.2577 | 3.2479 | 3.2408 | 3.2367
HAMILTON | 13.6264 | 13.5816 | 13.7795 | 13.9492 | 14.1024 | 14.3019
HARDEMAN | 12.6429 | 12.6945 | 12.9915 | 13.2965 | 13.5776 | 13.8289
HARRIS | 7226.2285 | 7533.7188 | 7651.5024 | 7759.4543 | 7868.4733 | 7988.4313
HASKELL | 18.4919 | 18.0605 | 18.0032 | 17.8919 | 17.8116 | 17.8246
HAYS | 304.9949 | 320.8692 | 335.3661 | 329.6203 | 343.8774 | 359.2049
HENDERSON | 153.198 | 153.5352 | 156.4495 | 162.1921 | 164.6501 | 167.1823
HIDALGO | 862.379 | 867.1135 | 916.2564 | 964.6016 | 977.3504 | 1007.5554
HILL | 81.45 | 82.3576 | 84.9881 | 87.401 | 89.8652 | 91.5865
HOOD | 132.0784 | 130.6372 | 130.259 | 135.7142 | 141.3642 | 145.4516
HOPKINS | 88.639 | 88.0486 | 89.1538 | 90.0472 | 91.0295 | 92.1204
HOUSTON | 31.5648 | 31.295 | 30.2847 | 30.5288 | 30.7954 | 31.09
HOWARD | 87.1022 | 85.8602 | 86.2831 | 86.472 | 86.8067 | 87.2229
HUNT | 152.2205 | 151.0877 | 152.6567 | 154.1003 | 155.5768 | 154.5357
IRION | 10.9715 | 11.0467 | 11.1751 | 11.3294 | 11.4953 | 11.6716
JACK | 19.1191 | 19.4284 | 20.1019 | 20.7172 | 21.3442 | 21.7151
JACKSON | 32.039 | 31.4125 | 30.454 | 30.7432 | 31.0628 | 31.4173
JEFF DAVIS | 5.4453 | 5.5289 | 5.716 | 5.8865 | 6.0603 | 6.2395
JIM HOGG | 4.4532 | 4.4734 | 4.5829 | 4.6842 | 4.7925 | 4.9091
JIM WELLS | 73.3035 | 71.8542 | 73.2788 | 74.5058 | 75.7907 | 77.149
JOHNSON | 292.6736 | 308.4948 | 321.7762 | 337.8956 | 336.3661 | 345.1399
JONES | 35.011 | 34.3902 | 34.4369 | 34.3908 | 34.3914 | 34.41
KARNES | 25.7857 | 26.1248 | 26.2832 | 26.3707 | 26.4792 | 26.6134
KAUFMAN | 236.928 | 256.823 | 267.0986 | 300.5291 | 318.1577 | 330.679
KENDALL | 119.6191 | 89.8971 | 95.3154 | 100.7844 | 106.6522 | 112.9673
KENEDY | 0.8706 | 0.8535 | 0.85305 | 0.85033 | 0.84831 | 0.84716
KENT | 46.5896 | 45.6099 | 45.5219 | 45.3125 | 45.1411 | 46.3045
KERR | 134.3243 | 134.026 | 138.3161 | 142.2943 | 146.4358 | 150.7823
KIMBLE | 20.9216 | 14.8334 | 15.1794 | 15.4934 | 15.8304 | 16.1942
KING | 8.5579 | 8.3988 | 8.4049 | 8.3878 | 8.3767 | 8.5947
KINNEY | 6.842 | 6.7903 | 6.9024 | 6.9714 | 7.0705 | 7.1506
KLEBERG | 88.404 | 87.7191 | 88.6784 | 89.3951 | 90.179 | 91.0457
KNOX | 11.0836 | 10.9889 | 11.1067 | 11.1939 | 11.2894 | 11.4105
LA SALLE | 13.4002 | 12.1683 | 14.0393 | 14.4528 | 14.8804 | 15.3244
LAMAR | 136.4432 | 137.5635 | 140.003 | 147.6654 | 146.6982 | 149.4863
LAMPASAS | 49.6294 | 50.1255 | 51.6197 | 52.9888 | 54.4434 | 55.9911
LAVACA | 37.5417 | 29.5494 | 30.375 | 31.1444 | 31.9615 | 32.8357
LEE | 23.5475 | 24.4158 | 25.0514 | 25.6206 | 26.2107 | 26.8277
LEON | 171.0539 | 168.9849 | 170.2071 | 171.0123 | 171.9926 | 172.9362
LIBERTY | 0 | 0 | 0 | 0 | 0 | 0
LIMESTONE | 48.4331 | 48.4857 | 49.4421 | 50.277 | 51.1632 | 51.912
LIVE OAK | 68.4151 | 68.6953 | 70.204 | 71.4408 | 72.6675 | 73.9895
LLANO | 67.3997 | 69.4126 | 71.6711 | 75.6605 | 77.9145 | 80.2804
LOVING | 4.6791 | 4.6596 | 4.6504 | 4.7074 | 4.6894 | 4.7541
MADISON | 9.0428 | 9.0601 | 9.2623 | 9.4516 | 9.661 | 9.9227
MARTIN | 22.5486 | 22.2712 | 22.3458 | 22.4384 | 22.4702 | 22.6013
MASON | 9.4632 | 9.4784 | 9.675 | 9.848 | 10.0285 | 10.2189
MATAGORDA | 143.6652 | 143.3088 | 145.6321 | 147.0921 | 148.6696 | 150.3919
MAVERICK | 75.1734 | 76.0559 | 80.1019 | 82.8014 | 86.3816 | 89.6109
MCCULLOCH | 33.1493 | 32.8854 | 31.8563 | 22.928 | 23.4987 | 24.1155
MCLENNAN | 523.0985 | 522.035 | 539.4826 | 541.888 | 551.7571 | 561.5617
MCMULLEN | 4.8086 | 4.8092 | 4.9041 | 4.9879 | 5.0778 | 5.1749
MEDINA | 59.2542 | 59.7286 | 61.5366 | 63.1391 | 64.8317 | 66.6293
MENARD | 5.277 | 5.2283 | 5.2813 | 5.3121 | 5.3653 | 5.4157
MIDLAND | 228.0737 | 225.306 | 226.9875 | 227.9702 | 229.207 | 230.5804
MILAM | 54.4966 | 54.89 | 56.6612 | 57.8339 | 59.0147 | 60.0056
MILLS | 6.2971 | 6.2617 | 6.3546 | 6.4379 | 6.5243 | 6.6167
MITCHELL | 14.6828 | 14.4526 | 14.5819 | 14.5928 | 14.6935 | 14.7298
MONTAGUE | 41.5717 | 47.8005 | 49.0005 | 50.0868 | 51.2321 | 52.4373
MONTGOMERY | 152.1713 | 151.6829 | 156.7745 | 163.1268 | 169.8837 | 177.0996
MOTLEY | 5.696 | 5.6356 | 5.6839 | 5.7167 | 5.7538 | 5.7937
NACOGDOCHES | 118.6752 | 119.4074 | 120.7872 | 121.8427 | 122.9902 | 124.2485
NAVARRO | 159.1568 | 167.8593 | 168.2303 | 170.5047 | 172.9084 | 176.0077
NOLAN | 51.5639 | 50.7568 | 50.9283 | 51.0405 | 51.1048 | 51.2316
NUECES | 949.1204 | 950.5562 | 969.5485 | 985.326 | 1001.3961 | 1018.7002
PALO PINTO | 72.02 | 71.9644 | 73.3005 | 74.4517 | 70.4672 | 71.5969
PARKER | 279.7053 | 289.2597 | 304.1925 | 316.9688 | 328.1097 | 336.5358
PECOS | 49.4626 | 48.8358 | 49.1544 | 49.3364 | 49.5633 | 49.8373
PRESIDIO | 9.8605 | 9.927 | 10.1795 | 10.4007 | 10.6261 | 10.8611
RAINS | 14.6023 | 14.5953 | 14.874 | 15.1178 | 15.3791 | 15.6603
REAGAN | 13.7179 | 13.3859 | 13.3412 | 13.3462 | 13.3653 | 13.3948
REAL | 12.9718 | 9.1258 | 9.5114 | 9.8934 | 10.3028 | 10.7426
RED RIVER | 22.0872 | 22.3229 | 22.4849 | 22.9971 | 23.3192 | 24.188
REEVES | 20.4591 | 20.2146 | 20.3202 | 20.3678 | 20.4293 | 20.5095
REFUGIO | 25.1074 | 24.7028 | 24.7784 | 24.7872 | 24.816 | 24.8684
ROBERTSON | 15.0542 | 15.2129 | 15.654 | 16.3291 | 17.0007 | 17.4045
ROCKWALL | 146.303 | 147.697 | 150.9332 | 153.8926 | 157.2668 | 159.6179
RUNNELS | 22.1438 | 21.7339 | 21.746 | 21.708 | 21.6911 | 21.6956
RUSK | 6.8315 | 6.7588 | 6.7928 | 6.8084 | 6.8294 | 6.8568
SAN PATRICIO | 178.0111 | 177.7438 | 180.7729 | 183.3017 | 185.9605 | 188.7867
SAN SABA | 9.05 | 9.1244 | 9.3796 | 9.6169 | 9.869 | 10.1386
SCHLEICHER | 9.2751 | 9.1146 | 9.1073 | 9.0893 | 9.0893 | 9.0974
SCURRY | 189.6413 | 181.8312 | 182.3166 | 182.3305 | 182.4884 | 182.9229
SHACKELFORD | 18.1337 | 18.015 | 18.2279 | 18.3805 | 18.5384 | 18.7177
SMITH | 425.4343 | 473.9302 | 437.7335 | 441.3392 | 445.5098 | 450.0066
SOMERVELL | 26.0455 | 26.3248 | 27.102 | 26.8258 | 27.2981 | 27.5431
STARR | 74.2147 | 74.068 | 77.8319 | 80.5409 | 81.0559 | 82.4876
STEPHENS | 52.7678 | 53.1689 | 54.5766 | 55.8346 | 57.1304 | 58.51
STERLING | 9.0111 | 8.8214 | 8.8041 | 8.8808 | 8.8469 | 8.9392
STONEWALL | 6.9356 | 6.7896 | 6.7763 | 6.7449 | 6.7192 | 6.796
SUTTON | 9.8945 | 9.8764 | 10.0446 | 10.1838 | 10.3344 | 10.4924
TARRANT | 3642.2875 | 3652.3591 | 3744.5825 | 3828.7366 | 3910.6347 | 3991.0468
TAYLOR | 280.3153 | 276.7329 | 278.464 | 279.3455 | 280.4441 | 281.8065
TERRELL | 1.4813 | 1.4646 | 1.4764 | 1.4842 | 1.4934 | 1.5042
THROCKMORTON | 7.0796 | 6.9621 | 6.9791 | 6.9781 | 6.9835 | 7.0274
TITUS | 0 | 0 | 0 | 0 | 0 | 0
TOM GREEN | 213.312 | 211.6641 | 212.9699 | 213.7006 | 214.5981 | 215.6994
TRAVIS | 2012.2036 | 2082.2237 | 2136.5916 | 2187.8047 | 2246.6112 | 2306.2229
UPTON | 10.566 | 10.4486 | 10.5429 | 10.6602 | 10.786 | 10.9203
UVALDE | 51.1963 | 51.4338 | 53.2042 | 54.6407 | 56.5909 | 58.3533
VAL VERDE | 78.7977 | 78.9585 | 81.6008 | 83.656 | 86.6012 | 89.169
VAN ZANDT | 87.9888 | 88.2492 | 89.8868 | 91.1942 | 92.5294 | 97.0085
VICTORIA | 280.4352 | 281.679 | 287.3912 | 292.3371 | 297.5186 | 302.9963
WALLER | 77.0367 | 92.0782 | 95.283 | 98.3935 | 101.7364 | 105.3102
WARD | 39.492 | 38.9737 | 39.2104 | 39.3408 | 39.502 | 39.779
WASHINGTON | 73.3705 | 93.6445 | 95.9277 | 97.9612 | 100.0804 | 102.305
WEBB | 310.813 | 320.0486 | 334.2156 | 345.4825 | 359.8155 | 374.4124
WHARTON | 100.3301 | 99.0097 | 100.0735 | 100.8802 | 101.6101 | 102.4476
WICHITA | 315.8207 | 317.5906 | 320.082 | 322.1785 | 324.4289 | 326.8111
WILBARGER | 23.1245 | 22.9461 | 23.0171 | 23.0554 | 23.1118 | 23.1904
WILLACY | 27.3993 | 27.3051 | 28.4709 | 29.3115 | 29.503 | 29.9708
WILLIAMSON | 574.8248 | 586.6626 | 612.4895 | 644.0955 | 671.447 | 699.2525
WILSON | 63.5279 | 66.0446 | 68.0523 | 70.2044 | 72.5845 | 74.984
WINKLER | 45.5382 | 44.8737 | 45.0014 | 45.0867 | 45.1298 | 45.2937
WISE | 183.7965 | 191.736 | 199.914 | 207.5627 | 215.3766 | 220.7301
YOUNG | 46.5456 | 46.5012 | 47.3512 | 48.0741 | 48.8224 | 49.7399
ZAPATA | 23.3948 | 23.7593 | 24.5746 | 25.3253 | 26.0967 | 26.8955
ZAVALA | 26.1163 | 26.2735 | 27.133 | 27.8549 | 28.7731 | 29.638

## WinterLoadbyCounty
Winter Load by County
The loads shown are the non-coincident demands of the individual delivery points from the ALDRs and do not include self-serve load. The loads are from the ALDRs submitted in March 2004. The values shown here are used in the winter import/export calculations.
Winter Load, MW
County | 2005 | 2006 | 2007 | 2008 | 2009 | 2010
ANDERSON | 143.3927 | 147.1816 | 150.7386 | 154.4 | 158.1606 | 162.027
ANDREWS | 160.7961 | 162.1667 | 163.6383 | 164.669 | 165.7198 | 166.534
ANGELINA | 328.9274 | 335.9722 | 340.6285 | 345.4066 | 350.2291 | 355.083
ARANSAS | 60.5598 | 63.039 | 64.4186 | 65.7982 | 67.1778 | 68.558
ARCHER | 28.29 | 28.91 | 29.53 | 30.15 | 30.77 | 31.296
ATASCOSA | 74.5979 | 76.4135 | 78.2418 | 80.0901 | 81.959 | 83.85
AUSTIN | 80.0772 | 92.1034 | 94.0004 | 95.9603 | 97.9865 | 100.08
BANDERA | 85.451 | 74.154 | 77.979 | 82.002 | 86.24 | 90.703
BASTROP | 181.1621 | 195.0686 | 202.4793 | 209.9149 | 217.3778 | 224.636
BAYLOR | 15.225 | 15.325 | 15.525 | 15.625 | 15.725 | 16.128
BEE | 67.016 | 67.7614 | 68.5124 | 69.2717 | 70.0356 | 70.807
BELL | 835.7225 | 855.1155 | 876.7882 | 901.4946 | 926.9755 | 950.091
BEXAR | 3739.2 | 3872.7 | 3951.9 | 4050 | 4162.7 | 4260.2
BLANCO | 62.236 | 40.7627 | 42.2596 | 43.8103 | 45.4209 | 47.091
BORDEN | 1.656 | 1.656 | 1.656 | 1.656 | 1.656 | 1.611
BOSQUE | 53.4601 | 54.3213 | 55.1846 | 56.0758 | 57.0527 | 58.049
BRAZORIA | 1061.1398 | 1388.4619 | 1415.46 | 1449.6757 | 1484.3043 | 1519.909
BRAZOS | 409.4552 | 417.5034 | 425.8062 | 434.3947 | 443.3166 | 453.606
BREWSTER | 21.6369 | 22.0089 | 22.3719 | 22.7249 | 23.0669 | 23.398
BRISCOE | 0 | 0 | 0 | 0 | 0 | 0
BROOKS | 17.2354 | 17.5061 | 17.7768 | 18.0475 | 18.3182 | 18.589
BROWN | 103.847 | 105.036 | 106.326 | 107.733 | 105.311 | 106.53
BURLESON | 11.246 | 30.489 | 31.445 | 32.405 | 33.369 | 34.338
BURNET | 173.2901 | 142.6507 | 148.205 | 151.5725 | 157.5603 | 163.808
CALDWELL | 126.7524 | 111.4812 | 115.0485 | 118.6711 | 122.328 | 126.026
CALHOUN | 238.7653 | 243.1357 | 248.1672 | 249.8731 | 254.842 | 259.835
CALLAHAN | 42.8914 | 43.4734 | 44.0854 | 44.6972 | 45.3104 | 45.923
CAMERON | 675.6731 | 698.5965 | 735.3193 | 762.0789 | 781.1456 | 805.549
CHAMBERS | 213.9344 | 217.4682 | 222.8014 | 228.2889 | 233.9355 | 239.745
CHEROKEE | 94.5355 | 83.8733 | 84.9337 | 86.1018 | 87.0728 | 88.245
CHILDRESS | 13.2376 | 13.2486 | 13.2606 | 13.2716 | 13.2836 | 13.326
CLAY | 28.146 | 28.9139 | 29.4821 | 30.0506 | 30.6193 | 31.273
COKE | 17.5457 | 17.5222 | 17.5121 | 17.6032 | 17.7077 | 17.805
COLEMAN | 24.4679 | 24.6874 | 24.8936 | 25.1217 | 25.3992 | 25.664
COLLIN | 1643.4724 | 1710.1644 | 1782.6554 | 1863.6406 | 1920.0801 | 1969.344
COLORADO | 110.0663 | 83.979 | 85.9058 | 87.9075 | 89.951 | 92.091
COMAL | 299.2709 | 359.618 | 375.0864 | 391.4047 | 408.6211 | 426.719
COMANCHE | 43.837 | 44.833 | 45.713 | 46.612 | 47.584 | 48.683
CONCHO | 11.216 | 11.3311 | 11.4648 | 11.6116 | 11.7583 | 11.905
COOKE | 125.2424 | 123.0173 | 123.9053 | 127.1086 | 130.385 | 133.463
CORYELL | 100.9896 | 105.0005 | 107.1504 | 111.5501 | 116.0864 | 120.828
COTTLE | 4.7107 | 4.7581 | 4.8055 | 4.8539 | 4.9022 | 4.97
CRANE | 106.3609 | 106.8876 | 107.412 | 108.548 | 109.5839 | 110.721
CROCKETT | 47.5741 | 47.8491 | 48.1674 | 48.5853 | 49.0155 | 49.477
CROSBY | 2.5 | 2.5 | 2.5 | 2.5 | 2.5 | 2.575
CULBERSON | 4.9 | 5 | 5 | 5.1 | 5.1 | 5.2
DALLAS | 6746.9427 | 6965.3453 | 7076.5562 | 7201.9434 | 7388.4437 | 7535.456
DAWSON | 60.5358 | 60.7493 | 61.1963 | 61.4099 | 61.9599 | 62.213
DELTA | 7.83 | 7.83 | 7.83 | 7.83 | 7.83 | 7.83
DENTON | 1363.4331 | 1399.9409 | 1397.4243 | 1430.463 | 1474.7533 | 1516.431
DEWITT | 76.7568 | 66.503 | 68.7693 | 71.1647 | 73.4711 | 75.987
DICKENS | 9.0225 | 9.083 | 9.1436 | 9.2042 | 9.2647 | 9.449
DIMMIT | 17.7746 | 18.1979 | 18.6199 | 19.0365 | 19.4519 | 19.864
DUVAL | 46.5779 | 45.7717 | 46.3794 | 46.9883 | 47.5984 | 48.21
EASTLAND | 63.3374 | 63.7844 | 64.1304 | 64.5814 | 64.8364 | 65.396
ECTOR | 432.7315 | 438.4677 | 444.3856 | 451.8687 | 458.486 | 465.326
EDWARDS | 9.9043 | 10.0522 | 10.1878 | 10.3189 | 10.4725 | 10.621
ELLIS | 893.0369 | 910.8158 | 924.463 | 941.5755 | 961.1713 | 982.001
ERATH | 103.3235 | 105.5131 | 108.0576 | 111.4562 | 115.5896 | 117.897
FALLS | 49.771 | 50.404 | 50.879 | 51.356 | 51.837 | 52.49
FANNIN | 82.1988 | 89.1967 | 90.9806 | 99.0741 | 102.1715 | 104.163
FAYETTE | 109.5984 | 80.7891 | 83.3246 | 85.4783 | 87.6835 | 89.827
FISHER | 28.7492 | 28.6621 | 28.6317 | 28.6904 | 28.7493 | 28.807
FOARD | 3.0372 | 3.0454 | 3.0575 | 3.0677 | 3.0779 | 3.103
FORT BEND | 605.9414 | 605.7892 | 622.7875 | 631.1211 | 640.8047 | 650.766
FRANKLIN | 3.532 | 3.5673 | 3.603 | 3.639 | 3.6754 | 3.712
FREESTONE | 83.1266 | 85.3202 | 84.4857 | 86.0749 | 87.6283 | 88.763
FRIO | 36.9739 | 38.4576 | 39.9704 | 41.5109 | 43.0835 | 44.687
GALVESTON | 768.5226 | 817.3156 | 824.6159 | 831.9816 | 839.5139 | 847.012
GILLESPIE | 71.1938 | 74.6598 | 78.4028 | 82.1798 | 85.9878 | 89.829
GLASSCOCK | 14.65 | 14.85 | 15.05 | 15.25 | 15.45 | 15.7
GOLIAD | 23.5712 | 23.3977 | 23.8634 | 24.3363 | 24.8164 | 25.305
GONZALES | 57.718 | 64.8418 | 66.889 | 69.0064 | 71.1966 | 73.46
GRAYSON | 442.2168 | 461.2038 | 475.072 | 494.5634 | 512.0719 | 527.027
GRIMES | 21.101 | 22.054 | 23.068 | 24.149 | 25.298 | 26.056
GUADALUPE | 385.1882 | 425.0309 | 440.1989 | 457.0674 | 475.0424 | 494.204
HALL | 4.1255 | 4.1322 | 4.1331 | 4.1398 | 4.1465 | 4.153
HAMILTON | 16.8905 | 17.1972 | 17.4819 | 17.7797 | 18.0436 | 18.351
HARDEMAN | 15.6714 | 16.0738 | 16.4823 | 16.9478 | 17.3722 | 17.744
HARRIS | 8957.2322 | 9539.2662 | 9707.4264 | 9890.1846 | 10067.5151 | 10250.072
HASKELL | 22.9216 | 22.8683 | 22.8405 | 22.805 | 22.7894 | 22.871
HAYS | 378.0547 | 406.2876 | 425.4775 | 420.1334 | 439.9825 | 460.901
HENDERSON | 189.8957 | 194.4077 | 198.4868 | 206.7297 | 210.6658 | 214.514
HIDALGO | 1068.9572 | 1097.9474 | 1162.4503 | 1229.4793 | 1250.4954 | 1292.809
HILL | 100.9608 | 104.2819 | 107.824 | 111.4011 | 114.9803 | 117.516
HOOD | 163.717 | 165.414 | 165.259 | 172.981 | 180.872 | 186.631
HOPKINS | 109.872 | 111.488 | 113.109 | 114.774 | 116.47 | 118.201
HOUSTON | 39.126 | 39.626 | 38.422 | 38.912 | 39.402 | 39.892
HOWARD | 107.967 | 108.717 | 109.467 | 110.217 | 111.067 | 111.917
HUNT | 188.6841 | 191.3087 | 193.6748 | 196.4159 | 199.0566 | 198.287
IRION | 13.5997 | 13.9875 | 14.1778 | 14.4404 | 14.708 | 14.976
JACK | 23.699 | 24.6004 | 25.5031 | 26.4061 | 27.3094 | 27.863
JACKSON | 39.7137 | 39.7749 | 38.6368 | 39.1852 | 39.7441 | 40.312
JEFF DAVIS | 6.7497 | 7.0008 | 7.2519 | 7.5029 | 7.754 | 8.006
JIM HOGG | 5.5199 | 5.6643 | 5.8143 | 5.9705 | 6.1319 | 6.299
JIM WELLS | 90.8629 | 90.9824 | 92.9685 | 94.965 | 96.9724 | 98.991
JOHNSON | 362.782 | 390.619 | 408.236 | 430.681 | 430.372 | 442.854
JONES | 43.3977 | 43.5452 | 43.69 | 43.8345 | 44.003 | 44.152
KARNES | 31.9626 | 33.0794 | 33.3453 | 33.612 | 33.8794 | 34.148
KAUFMAN | 293.6828 | 325.1918 | 338.8668 | 383.0538 | 407.0748 | 424.299
KENDALL | 148.2732 | 113.8286 | 120.9262 | 128.4596 | 136.4589 | 144.95
KENEDY | 1.0792 | 1.0807 | 1.0823 | 1.0838 | 1.0854 | 1.087
KENT | 57.7499 | 57.7517 | 57.7534 | 57.7552 | 57.757 | 59.414
KERR | 166.501 | 169.705 | 175.481 | 181.368 | 187.361 | 193.471
KIMBLE | 25.9333 | 18.7822 | 19.258 | 19.7478 | 20.2546 | 20.779
KING | 10.6079 | 10.6346 | 10.6633 | 10.691 | 10.7178 | 11.028
KINNEY | 8.481 | 8.598 | 8.7571 | 8.8858 | 9.0466 | 9.175
KLEBERG | 109.5807 | 111.0708 | 112.5059 | 113.9428 | 115.3818 | 116.822
KNOX | 13.7386 | 13.9143 | 14.091 | 14.2677 | 14.4445 | 14.641
LA SALLE | 16.6101 | 15.4076 | 17.8116 | 18.4215 | 19.0391 | 19.663
LAMAR | 169.1274 | 174.1842 | 177.6212 | 188.214 | 187.6966 | 191.808
LAMPASAS | 61.5179 | 63.4694 | 65.4897 | 67.5394 | 69.659 | 71.843
LAVACA | 46.5346 | 37.4157 | 38.5366 | 39.6965 | 40.8939 | 42.132
LEE | 29.1882 | 30.9155 | 31.7826 | 32.656 | 33.536 | 34.423
LEON | 212.029 | 213.9703 | 215.941 | 217.9719 | 220.0602 | 221.897
LIBERTY | 0 | 0 | 0 | 0 | 0 | 0
LIMESTONE | 60.035 | 61.393 | 62.727 | 64.083 | 65.462 | 66.609
LIVE OAK | 84.8035 | 86.9826 | 89.0675 | 91.0583 | 92.9762 | 94.937
LLANO | 83.5449 | 87.8909 | 90.9287 | 96.4367 | 99.6896 | 103.009
LOVING | 5.8 | 5.9 | 5.9 | 6 | 6 | 6.1
MADISON | 11.209 | 11.472 | 11.751 | 12.047 | 12.361 | 12.732
MARTIN | 27.95 | 28.2 | 28.35 | 28.6 | 28.75 | 29
MASON | 11.73 | 12.0017 | 12.2747 | 12.5522 | 12.8312 | 13.112
MATAGORDA | 178.0794 | 181.459 | 184.7628 | 187.4833 | 190.2191 | 192.97
MAVERICK | 93.1808 | 96.3027 | 101.6249 | 105.5385 | 110.5231 | 114.981
MCCULLOCH | 41.0901 | 41.6398 | 40.4159 | 29.224 | 30.066 | 30.943
MCLENNAN | 648.4039 | 661.0057 | 684.4391 | 690.6894 | 705.9594 | 720.548
MCMULLEN | 5.9605 | 6.0895 | 6.2218 | 6.3576 | 6.4969 | 6.64
MEDINA | 73.4482 | 75.6289 | 78.0712 | 80.477 | 82.9506 | 85.493
MENARD | 6.541 | 6.6201 | 6.7003 | 6.7708 | 6.8647 | 6.949
MIDLAND | 282.7076 | 285.2846 | 287.978 | 290.5703 | 293.2646 | 295.861
MILAM | 67.551 | 69.5022 | 71.8858 | 73.715 | 75.5078 | 76.994
MILLS | 7.8055 | 7.9287 | 8.062 | 8.2057 | 8.3476 | 8.49
MITCHELL | 18.2 | 18.3 | 18.5 | 18.6 | 18.8 | 18.9
MONTAGUE | 51.5299 | 60.5254 | 62.1667 | 63.8406 | 65.5502 | 67.283
MONTGOMERY | 188.6231 | 192.0623 | 198.899 | 207.921 | 217.3619 | 227.239
MOTLEY | 7.0605 | 7.1358 | 7.2112 | 7.2865 | 7.3618 | 7.434
NACOGDOCHES | 147.1032 | 151.1948 | 153.2421 | 155.3005 | 157.3629 | 159.425
NAVARRO | 197.282 | 212.545 | 213.433 | 217.325 | 221.232 | 225.838
NOLAN | 63.9157 | 64.2687 | 64.6125 | 65.0561 | 65.3873 | 65.736
NUECES | 1176.477 | 1203.6033 | 1230.0617 | 1255.8946 | 1281.2613 | 1307.109
PALO PINTO | 89.272 | 91.122 | 92.996 | 94.896 | 90.161 | 91.867
PARKER | 346.7071 | 366.2634 | 385.9276 | 404.0078 | 419.8081 | 431.814
PECOS | 61.3111 | 61.8364 | 62.362 | 62.884 | 63.415 | 63.947
PRESIDIO | 12.2225 | 12.5696 | 12.9147 | 13.2567 | 13.5958 | 13.936
RAINS | 18.1002 | 18.4807 | 18.8706 | 19.2691 | 19.6772 | 20.094
REAGAN | 17.0039 | 16.9494 | 16.9259 | 17.011 | 17.1005 | 17.187
REAL | 16.0791 | 11.5551 | 12.0671 | 12.6101 | 13.1821 | 13.784
RED RIVER | 27.3781 | 28.2655 | 28.5265 | 29.3121 | 29.8363 | 31.036
REEVES | 25.36 | 25.5959 | 25.7801 | 25.9607 | 26.1387 | 26.316
REFUGIO | 31.1218 | 31.2789 | 31.4362 | 31.5937 | 31.7515 | 31.909
ROBERTSON | 18.6603 | 19.2628 | 19.8602 | 20.813 | 21.7519 | 22.332
ROCKWALL | 181.3491 | 187.0153 | 191.4883 | 196.1512 | 201.219 | 204.808
RUNNELS | 27.4483 | 27.5197 | 27.5891 | 27.6689 | 27.7533 | 27.838
RUSK | 8.468 | 8.558 | 8.618 | 8.678 | 8.738 | 8.798
SAN PATRICIO | 220.6527 | 225.0608 | 229.3457 | 233.636 | 237.9318 | 242.235
SAN SABA | 11.2179 | 11.5534 | 11.8998 | 12.2576 | 12.6272 | 13.009
SCHLEICHER | 11.4969 | 11.541 | 11.5544 | 11.5853 | 11.6295 | 11.673
SCURRY | 235.0688 | 230.2364 | 231.3043 | 232.398 | 233.4893 | 234.711
SHACKELFORD | 22.4775 | 22.8108 | 23.1257 | 23.4278 | 23.7194 | 24.017
SMITH | 527.3447 | 600.0949 | 555.3504 | 562.5301 | 570.0186 | 577.41
SOMERVELL | 32.2846 | 33.3327 | 34.3842 | 34.1921 | 34.9272 | 35.341
STARR | 91.9924 | 93.7856 | 98.745 | 102.6573 | 103.709 | 105.841
STEPHENS | 65.408 | 67.323 | 69.241 | 71.1666 | 73.0969 | 75.075
STERLING | 11.1697 | 11.1697 | 11.1697 | 11.3194 | 11.3194 | 11.47
STONEWALL | 8.597 | 8.597 | 8.597 | 8.597 | 8.597 | 8.72
SUTTON | 12.2646 | 12.5056 | 12.7435 | 12.9802 | 13.2226 | 13.463
TARRANT | 4514.7776 | 4624.6517 | 4750.7349 | 4880.0999 | 5003.5594 | 5120.97
TAYLOR | 347.4633 | 350.4019 | 353.286 | 356.0531 | 358.8212 | 361.59
TERRELL | 1.8362 | 1.8545 | 1.8731 | 1.8918 | 1.9107 | 1.93
THROCKMORTON | 8.7755 | 8.8154 | 8.8543 | 8.8943 | 8.9352 | 9.017
TITUS | 0 | 0 | 0 | 0 | 0 | 0
TOM GREEN | 264.4098 | 268.0111 | 270.194 | 272.3824 | 274.573 | 276.767
TRAVIS | 2494.2161 | 2636.5314 | 2710.6841 | 2788.5714 | 2874.4829 | 2959.148
UPTON | 13.097 | 13.2301 | 13.3758 | 13.5875 | 13.8004 | 14.012
UVALDE | 63.4601 | 65.126 | 67.5 | 69.645 | 72.4067 | 74.874
VAL VERDE | 97.6733 | 99.978 | 103.5266 | 106.6278 | 110.804 | 114.414
VAN ZANDT | 109.066 | 111.742 | 114.039 | 116.236 | 118.389 | 124.473
VICTORIA | 347.6119 | 356.6646 | 364.612 | 372.6123 | 380.6677 | 388.779
WALLER | 95.4904 | 116.5903 | 120.8851 | 125.4122 | 130.1692 | 135.125
WARD | 48.9521 | 49.3488 | 49.746 | 50.1437 | 50.5418 | 51.041
WASHINGTON | 90.946 | 118.5736 | 121.7031 | 124.8612 | 128.0504 | 131.269
WEBB | 385.2665 | 405.2485 | 424.0178 | 440.3513 | 460.375 | 480.414
WHARTON | 124.3636 | 125.367 | 126.9628 | 128.5817 | 130.0076 | 131.452
WICHITA | 391.4738 | 402.1363 | 406.0865 | 410.648 | 415.0987 | 419.336
WILBARGER | 28.6638 | 29.0546 | 29.2017 | 29.3863 | 29.5709 | 29.756
WILLACY | 33.9627 | 34.5739 | 36.1209 | 37.3604 | 37.7483 | 38.456
WILLIAMSON | 712.5209 | 742.8378 | 777.0627 | 820.9628 | 859.0996 | 897.221
WILSON | 78.7456 | 83.6262 | 86.3376 | 89.4823 | 92.8701 | 96.213
WINKLER | 56.4467 | 56.8195 | 57.0931 | 57.4674 | 57.7424 | 58.117
WISE | 227.824 | 242.778 | 253.63 | 264.559 | 275.569 | 283.222
YOUNG | 57.6953 | 58.8803 | 60.0743 | 61.2752 | 62.467 | 63.822
ZAPATA | 28.9988 | 30.0842 | 31.1777 | 32.2796 | 33.3901 | 34.51
ZAVALA | 32.3723 | 33.2677 | 34.4235 | 35.5039 | 36.8145 | 38.029

## WinterGenerationbyCounty
Winter Generation by County
These values are used in the summer import/export calculations for each county. Capacities for mothballed units are 0 in 2004 but are included in the other years. Capacities of wind generation are at 100%. These values include the amount available for the grid according information from the owners of the self-serve units and the distributed generation units that have registered with ERCOT.
Winter Generation, MW
County | 2005 | 2006 | 2007 | 2008 | 2009 | 2010
ANDERSON | 0 | 0 | 0 | 0 | 0 | 0
ANDREWS | 0 | 0 | 0 | 0 | 0 | 0
ANGELINA | 0 | 0 | 0 | 0 | 0 | 0
ARANSAS | 0 | 0 | 0 | 0 | 0 | 0
ARCHER | 0 | 0 | 0 | 0 | 0 | 0
ATASCOSA | 391 | 391 | 391 | 391 | 391 | 391
AUSTIN | 0 | 0 | 0 | 0 | 0 | 0
BANDERA | 0 | 0 | 0 | 0 | 0 | 0
BASTROP | 1823.1 | 1823.1 | 1823.1 | 1823.1 | 1823.1 | 1823.1
BAYLOR | 0 | 0 | 0 | 0 | 0 | 0
BEE | 0 | 0 | 0 | 0 | 0 | 0
BELL | 0 | 0 | 0 | 0 | 0 | 0
BEXAR | 4242.4 | 4537.4 | 4537.4 | 4537.4 | 4472.4 | 4407.4
BLANCO | 0 | 0 | 0 | 0 | 0 | 0
BORDEN | 0 | 0 | 0 | 0 | 0 | 0
BOSQUE | 661 | 661 | 661 | 661 | 661 | 661
BRAZORIA | 782 | 782 | 782 | 782 | 782 | 782
BRAZOS | 288 | 288 | 288 | 288 | 288 | 288
BREWSTER | 0 | 0 | 0 | 0 | 0 | 0
BRISCOE | 0 | 0 | 0 | 0 | 0 | 0
BROOKS | 0 | 0 | 0 | 0 | 0 | 0
BROWN | 0 | 0 | 0 | 0 | 0 | 0
BURLESON | 0 | 0 | 0 | 0 | 0 | 0
BURNET | 92.4 | 92.4 | 92.4 | 92.4 | 92.4 | 92.4
CALDWELL | 0 | 0 | 0 | 0 | 0 | 0
CALHOUN | 203.2 | 463.2 | 463.2 | 463.2 | 463.2 | 463.2
CALLAHAN | 0 | 0 | 0 | 0 | 0 | 0
CAMERON | 398 | 398 | 398 | 398 | 398 | 398
CHAMBERS | 2801.9 | 2801.9 | 2801.9 | 2801.9 | 2801.9 | 2801.9
CHEROKEE | 713 | 713 | 713 | 713 | 713 | 713
CHILDRESS | 0 | 0 | 0 | 0 | 0 | 0
CLAY | 0 | 0 | 0 | 0 | 0 | 0
COKE | 0 | 89 | 89 | 89 | 89 | 89
COLEMAN | 11.7 | 11.7 | 11.7 | 11.7 | 11.7 | 11.7
COLLIN | 416 | 572 | 572 | 572 | 572 | 572
COLORADO | 0 | 0 | 0 | 0 | 0 | 0
COMAL | 6 | 6 | 6 | 6 | 6 | 6
COMANCHE | 0 | 0 | 0 | 0 | 0 | 0
CONCHO | 0 | 0 | 0 | 0 | 0 | 0
COOKE | 0 | 0 | 0 | 0 | 0 | 0
CORYELL | 0 | 0 | 0 | 0 | 0 | 0
COTTLE | 0 | 0 | 0 | 0 | 0 | 0
CRANE | 0 | 0 | 0 | 0 | 0 | 0
CROCKETT | 0 | 141.5 | 141.5 | 141.5 | 141.5 | 141.5
CROSBY | 0 | 0 | 0 | 0 | 0 | 0
CULBERSON | 74.8 | 74.8 | 249.8 | 249.8 | 249.8 | 249.8
DALLAS | 2640 | 2590 | 2590 | 2590 | 2590 | 2590
DAWSON | 0 | 0 | 0 | 0 | 0 | 0
DELTA | 0 | 0 | 0 | 0 | 0 | 0
DENTON | 187.4 | 160.4 | 160.4 | 160.4 | 160.4 | 160.4
DEWITT | 1.2 | 1.2 | 1.2 | 1.2 | 1.2 | 1.2
DICKENS | 0 | 0 | 0 | 0 | 0 | 0
DIMMIT | 0 | 0 | 0 | 0 | 0 | 0
DUVAL | 0 | 0 | 0 | 0 | 0 | 0
EASTLAND | 0 | 225 | 225 | 225 | 225 | 225
ECTOR | 1066 | 1066 | 1066 | 1066 | 1066 | 1066
EDWARDS | 0 | 0 | 0 | 0 | 0 | 0
ELLIS | 1786 | 1786 | 1786 | 1786 | 1786 | 1786
ERATH | 0 | 0 | 0 | 0 | 0 | 0
FALLS | 0 | 0 | 0 | 0 | 0 | 0
FANNIN | 2542 | 2542 | 2542 | 2542 | 2542 | 2542
FAYETTE | 1707 | 1707 | 1707 | 1707 | 1707 | 1707
FISHER | 0 | 0 | 0 | 0 | 0 | 0
FOARD | 0 | 0 | 0 | 0 | 0 | 0
FORT BEND | 4326.4 | 4326.4 | 4326.4 | 4326.4 | 4326.4 | 4326.4
FRANKLIN | 0 | 0 | 0 | 0 | 0 | 0
FREESTONE | 2203.3 | 2203.3 | 2203.3 | 2203.3 | 2203.3 | 2203.3
FRIO | 75 | 75 | 75 | 75 | 75 | 75
GALVESTON | 1375.8 | 3586.8 | 3586.8 | 3586.8 | 3586.8 | 3586.8
GILLESPIE | 0 | 0 | 0 | 0 | 0 | 0
GLASSCOCK | 0 | 0 | 0 | 0 | 0 | 0
GOLIAD | 632 | 632 | 632 | 632 | 632 | 632
GONZALES | 4.8 | 4.8 | 4.8 | 4.8 | 4.8 | 4.8
GRAYSON | 80 | 80 | 80 | 80 | 80 | 80
GRIMES | 1407.3 | 1407.3 | 1407.3 | 1407.3 | 1407.3 | 1407.3
GUADALUPE | 1926.6 | 1926.6 | 1926.6 | 1926.6 | 1926.6 | 1926.6
HALL | 0 | 0 | 0 | 0 | 0 | 0
HAMILTON | 0 | 0 | 0 | 0 | 0 | 0
HARDEMAN | 0 | 35 | 35 | 35 | 35 | 35
HARRIS | 8256.2 | 8256.2 | 8256.2 | 8256.2 | 8256.2 | 8256.2
HASKELL | 0 | 231 | 231 | 231 | 231 | 231
HAYS | 0 | 955 | 955 | 955 | 955 | 955
HENDERSON | 241 | 241 | 241 | 241 | 241 | 241
HIDALGO | 2060.5 | 2060.5 | 2060.5 | 2060.5 | 2060.5 | 2060.5
HILL | 0 | 0 | 0 | 0 | 0 | 0
HOOD | 1949.3 | 1949.3 | 1949.3 | 1949.3 | 1949.3 | 1949.3
HOPKINS | 0 | 0 | 0 | 0 | 0 | 0
HOUSTON | 0 | 0 | 0 | 0 | 0 | 0
HOWARD | 268.9 | 268.9 | 268.9 | 268.9 | 268.9 | 268.9
HUNT | 88.1 | 88.1 | 88.1 | 88.1 | 88.1 | 88.1
IRION | 0 | 0 | 0 | 0 | 0 | 0
JACK | 0 | 0 | 620 | 620 | 620 | 620
JACKSON | 0 | 0 | 0 | 0 | 0 | 0
JEFF DAVIS | 0 | 0 | 0 | 0 | 0 | 0
JIM HOGG | 0 | 0 | 0 | 0 | 0 | 0
JIM WELLS | 0 | 0 | 0 | 0 | 0 | 0
JOHNSON | 280 | 280 | 280 | 280 | 280 | 280
JONES | 362 | 362 | 362 | 362 | 362 | 362
KARNES | 0 | 0 | 0 | 0 | 0 | 0
KAUFMAN | 1870 | 1870 | 1870 | 1870 | 1870 | 1870
KENDALL | 0 | 0 | 0 | 0 | 0 | 0
KENEDY | 0 | 0 | 0 | 0 | 0 | 0
KENT | 0 | 0 | 0 | 0 | 0 | 0
KERR | 0 | 0 | 0 | 0 | 0 | 0
KIMBLE | 0 | 0 | 0 | 0 | 0 | 0
KING | 0 | 0 | 0 | 0 | 0 | 0
KINNEY | 0 | 0 | 0 | 0 | 0 | 0
KLEBERG | 0 | 0 | 0 | 0 | 0 | 0
KNOX | 0 | 0 | 0 | 0 | 0 | 0
LA SALLE | 0 | 0 | 0 | 0 | 0 | 0
LAMAR | 1325.4 | 1325.4 | 1325.4 | 1325.4 | 1325.4 | 1325.4
LAMPASAS | 0 | 0 | 0 | 0 | 0 | 0
LAVACA | 0 | 0 | 0 | 0 | 0 | 0
LEE | 0 | 0 | 0 | 0 | 0 | 0
LEON | 0 | 0 | 0 | 0 | 0 | 0
LIBERTY | 0 | 0 | 0 | 0 | 0 | 0
LIMESTONE | 1612 | 1612 | 1612 | 1612 | 1612 | 1612
LIVE OAK | 0 | 0 | 0 | 0 | 0 | 0
LLANO | 495.3 | 495.3 | 495.3 | 495.3 | 495.3 | 495.3
LOVING | 0 | 0 | 0 | 0 | 0 | 0
MADISON | 0 | 0 | 0 | 0 | 0 | 0
MARTIN | 0 | 0 | 0 | 0 | 0 | 0
MASON | 0 | 0 | 0 | 0 | 0 | 0
MATAGORDA | 2529 | 2529 | 2529 | 2529 | 2529 | 2529
MAVERICK | 42 | 42 | 42 | 42 | 42 | 42
MCCULLOCH | 0 | 0 | 0 | 0 | 0 | 0
MCLENNAN | 1723 | 1723 | 1723 | 1723 | 1723 | 1723
MCMULLEN | 0 | 0 | 0 | 0 | 0 | 0
MEDINA | 0 | 0 | 0 | 0 | 0 | 0
MENARD | 0 | 0 | 0 | 0 | 0 | 0
MIDLAND | 0 | 0 | 0 | 0 | 0 | 0
MILAM | 117 | 117 | 117 | 117 | 117 | 117
MILLS | 0 | 0 | 0 | 0 | 0 | 0
MITCHELL | 1207 | 1207 | 1207 | 1207 | 1207 | 1207
MONTAGUE | 0 | 0 | 0 | 0 | 0 | 0
MONTGOMERY | 0 | 0 | 0 | 0 | 0 | 0
MOTLEY | 0 | 0 | 0 | 0 | 0 | 0
NACOGDOCHES | 0 | 0 | 0 | 0 | 0 | 0
NAVARRO | 0 | 0 | 0 | 0 | 0 | 0
NOLAN | 447 | 536.26 | 536.26 | 536.26 | 536.26 | 536.26
NUECES | 1145.5 | 2273.5 | 2273.5 | 2273.5 | 2273.5 | 2273.5
PALO PINTO | 671 | 671 | 671 | 671 | 671 | 671
PARKER | 80.9 | 80.9 | 80.9 | 80.9 | 80.9 | 80.9
PECOS | 403 | 409 | 409 | 409 | 409 | 409
PRESIDIO | 0 | 2 | 2 | 2 | 2 | 2
RAINS | 0 | 0 | 0 | 0 | 0 | 0
REAGAN | 0 | 0 | 0 | 0 | 0 | 0
REAL | 0 | 0 | 0 | 0 | 0 | 0
RED RIVER | 0 | 0 | 0 | 0 | 0 | 0
REEVES | 0 | 0 | 0 | 0 | 0 | 0
REFUGIO | 0 | 0 | 0 | 0 | 0 | 0
ROBERTSON | 305 | 305 | 305 | 305 | 305 | 305
ROCKWALL | 0 | 0 | 0 | 0 | 0 | 0
RUNNELS | 0 | 0 | 0 | 0 | 0 | 0
RUSK | 3193 | 3193 | 3193 | 3193 | 3193 | 3193
SAN PATRICIO | 936.3 | 936.3 | 936.3 | 936.3 | 936.3 | 936.3
SAN SABA | 0 | 0 | 0 | 0 | 0 | 0
SCHLEICHER | 0 | 0 | 0 | 0 | 0 | 0
SCURRY | 160 | 160 | 160 | 160 | 160 | 160
SHACKELFORD | 0 | 0 | 0 | 0 | 0 | 0
SMITH | 0 | 0 | 0 | 0 | 0 | 0
SOMERVELL | 2238 | 2238 | 2238 | 2238 | 2238 | 2238
STARR | 34.5 | 34.5 | 34.5 | 34.5 | 34.5 | 34.5
STEPHENS | 0 | 0 | 0 | 0 | 0 | 0
STERLING | 0 | 0 | 0 | 0 | 0 | 0
STONEWALL | 0 | 0 | 0 | 0 | 0 | 0
SUTTON | 0 | 0 | 0 | 0 | 0 | 0
TARRANT | 1760 | 2052 | 2052 | 2052 | 2052 | 2052
TAYLOR | 0 | 18 | 18 | 18 | 18 | 18
TERRELL | 0 | 0 | 0 | 0 | 0 | 0
THROCKMORTON | 0 | 0 | 0 | 0 | 0 | 0
TITUS | 2480 | 2480 | 2480 | 2480 | 2480 | 2480
TOM GREEN | 103 | 128 | 128 | 128 | 128 | 128
TRAVIS | 2073.2 | 2073.2 | 2073.2 | 1682.2 | 1682.2 | 1682.2
UPTON | 352.8 | 352.8 | 352.8 | 352.8 | 352.8 | 352.8
UVALDE | 0 | 0 | 0 | 0 | 0 | 0
VAL VERDE | 75.8 | 75.8 | 75.8 | 75.8 | 75.8 | 75.8
VAN ZANDT | 0 | 0 | 0 | 0 | 0 | 0
VICTORIA | 276.4 | 767.4 | 767.4 | 767.4 | 767.4 | 767.4
WALLER | 0 | 0 | 0 | 0 | 0 | 0
WARD | 1095 | 1095 | 1095 | 1095 | 1095 | 1095
WASHINGTON | 0 | 0 | 0 | 0 | 0 | 0
WEBB | 182 | 182 | 182 | 182 | 182 | 182
WHARTON | 80 | 80 | 80 | 80 | 80 | 80
WICHITA | 77.4 | 77.4 | 77.4 | 77.4 | 77.4 | 77.4
WILBARGER | 910 | 918 | 918 | 918 | 918 | 918
WILLACY | 0 | 0 | 0 | 0 | 0 | 0
WILLIAMSON | 0 | 0 | 0 | 0 | 0 | 0
WILSON | 0 | 0 | 0 | 0 | 0 | 0
WINKLER | 0 | 0 | 0 | 0 | 0 | 0
WISE | 894 | 894 | 894 | 894 | 894 | 894
YOUNG | 637 | 637 | 637 | 637 | 637 | 637
ZAPATA | 0 | 0 | 0 | 0 | 0 | 0
ZAVALA | 0 | 0 | 0 | 0 | 0 | 0

## WinterImport-ExportbyCounty
Winter Import/Export by County
Import: The county has less generation than load and must import generation.
Export: The county has more generation than load and is able to export generation.
This data is presented for example only. It is a calculation of the generation in the county less the non-coincident load in the county. The true values will depend on actual load levels and actual generation dispatch.
Winter Import/Export, MW
County | 2005 | 2006 | 2007 | 2008 | 2009 | 2010
ANDERSON | -143.3927 | -147.1816 | -150.7386 | -154.4 | -158.1606 | -162.027
ANDREWS | -160.7961 | -162.1667 | -163.6383 | -164.669 | -165.7198 | -166.534
ANGELINA | -328.9274 | -335.9722 | -340.6285 | -345.4066 | -350.2291 | -355.083
ARANSAS | -60.5598 | -63.039 | -64.4186 | -65.7982 | -67.1778 | -68.558
ARCHER | -28.29 | -28.91 | -29.53 | -30.15 | -30.77 | -31.296
ATASCOSA | 316.4021 | 314.5865 | 312.7582 | 310.9099 | 309.041 | 307.15
AUSTIN | -80.0772 | -92.1034 | -94.0004 | -95.9603 | -97.9865 | -100.08
BANDERA | -85.451 | -74.154 | -77.979 | -82.002 | -86.24 | -90.703
BASTROP | 1641.9379 | 1628.0314 | 1620.6207 | 1613.1851 | 1605.7222 | 1598.464
BAYLOR | -15.225 | -15.325 | -15.525 | -15.625 | -15.725 | -16.128
BEE | -67.016 | -67.7614 | -68.5124 | -69.2717 | -70.0356 | -70.807
BELL | -835.7225 | -855.1155 | -876.7882 | -901.4946 | -926.9755 | -950.091
BEXAR | 503.2 | 664.7 | 585.5 | 487.4 | 309.7 | 147.2
BLANCO | -62.236 | -40.7627 | -42.2596 | -43.8103 | -45.4209 | -47.091
BORDEN | -1.656 | -1.656 | -1.656 | -1.656 | -1.656 | -1.611
BOSQUE | 607.5399 | 606.6787 | 605.8154 | 604.9242 | 603.9473 | 602.951
BRAZORIA | -279.1398 | -606.4619 | -633.46 | -667.6757 | -702.3043 | -737.909
BRAZOS | -121.4552 | -129.5034 | -137.8062 | -146.3947 | -155.3166 | -165.606
BREWSTER | -21.6369 | -22.0089 | -22.3719 | -22.7249 | -23.0669 | -23.398
BRISCOE | 0 | 0 | 0 | 0 | 0 | 0
BROOKS | -17.2354 | -17.5061 | -17.7768 | -18.0475 | -18.3182 | -18.589
BROWN | -103.847 | -105.036 | -106.326 | -107.733 | -105.311 | -106.53
BURLESON | -11.246 | -30.489 | -31.445 | -32.405 | -33.369 | -34.338
BURNET | -80.8901 | -50.2507 | -55.805 | -59.1725 | -65.1603 | -71.408
CALDWELL | -126.7524 | -111.4812 | -115.0485 | -118.6711 | -122.328 | -126.026
CALHOUN | -35.5653 | 220.0643 | 215.0328 | 213.3269 | 208.358 | 203.365
CALLAHAN | -42.8914 | -43.4734 | -44.0854 | -44.6972 | -45.3104 | -45.923
CAMERON | -277.6731 | -300.5965 | -337.3193 | -364.0789 | -383.1456 | -407.549
CHAMBERS | 2587.9656 | 2584.4318 | 2579.0986 | 2573.6111 | 2567.9645 | 2562.155
CHEROKEE | 618.4645 | 629.1267 | 628.0663 | 626.8982 | 625.9272 | 624.755
CHILDRESS | -13.2376 | -13.2486 | -13.2606 | -13.2716 | -13.2836 | -13.326
CLAY | -28.146 | -28.9139 | -29.4821 | -30.0506 | -30.6193 | -31.273
COKE | -17.5457 | 71.4778 | 71.4879 | 71.3968 | 71.2923 | 71.195
COLEMAN | -12.7679 | -12.9874 | -13.1936 | -13.4217 | -13.6992 | -13.964
COLLIN | -1227.4724 | -1138.1644 | -1210.6554 | -1291.6406 | -1348.0801 | -1397.344
COLORADO | -110.0663 | -83.979 | -85.9058 | -87.9075 | -89.951 | -92.091
COMAL | -293.2709 | -353.618 | -369.0864 | -385.4047 | -402.6211 | -420.719
COMANCHE | -43.837 | -44.833 | -45.713 | -46.612 | -47.584 | -48.683
CONCHO | -11.216 | -11.3311 | -11.4648 | -11.6116 | -11.7583 | -11.905
COOKE | -125.2424 | -123.0173 | -123.9053 | -127.1086 | -130.385 | -133.463
CORYELL | -100.9896 | -105.0005 | -107.1504 | -111.5501 | -116.0864 | -120.828
COTTLE | -4.7107 | -4.7581 | -4.8055 | -4.8539 | -4.9022 | -4.97
CRANE | -106.3609 | -106.8876 | -107.412 | -108.548 | -109.5839 | -110.721
CROCKETT | -47.5741 | 93.6509 | 93.3326 | 92.9147 | 92.4845 | 92.023
CROSBY | -2.5 | -2.5 | -2.5 | -2.5 | -2.5 | -2.575
CULBERSON | 69.9 | 69.8 | 244.8 | 244.7 | 244.7 | 244.6
DALLAS | -4106.9427 | -4375.3453 | -4486.5562 | -4611.9434 | -4798.4437 | -4945.456
DAWSON | -60.5358 | -60.7493 | -61.1963 | -61.4099 | -61.9599 | -62.213
DELTA | -7.83 | -7.83 | -7.83 | -7.83 | -7.83 | -7.83
DENTON | -1176.0331 | -1239.5409 | -1237.0243 | -1270.063 | -1314.3533 | -1356.031
DEWITT | -75.5568 | -65.303 | -67.5693 | -69.9647 | -72.2711 | -74.787
DICKENS | -9.0225 | -9.083 | -9.1436 | -9.2042 | -9.2647 | -9.449
DIMMIT | -17.7746 | -18.1979 | -18.6199 | -19.0365 | -19.4519 | -19.864
DUVAL | -46.5779 | -45.7717 | -46.3794 | -46.9883 | -47.5984 | -48.21
EASTLAND | -63.3374 | 161.2156 | 160.8696 | 160.4186 | 160.1636 | 159.604
ECTOR | 633.2685 | 627.5323 | 621.6144 | 614.1313 | 607.514 | 600.674
EDWARDS | -9.9043 | -10.0522 | -10.1878 | -10.3189 | -10.4725 | -10.621
ELLIS | 892.9631 | 875.1842 | 861.537 | 844.4245 | 824.8287 | 803.999
ERATH | -103.3235 | -105.5131 | -108.0576 | -111.4562 | -115.5896 | -117.897
FALLS | -49.771 | -50.404 | -50.879 | -51.356 | -51.837 | -52.49
FANNIN | 2459.8012 | 2452.8033 | 2451.0194 | 2442.9259 | 2439.8285 | 2437.837
FAYETTE | 1597.4016 | 1626.2109 | 1623.6754 | 1621.5217 | 1619.3165 | 1617.173
FISHER | -28.7492 | -28.6621 | -28.6317 | -28.6904 | -28.7493 | -28.807
FOARD | -3.0372 | -3.0454 | -3.0575 | -3.0677 | -3.0779 | -3.103
FORT BEND | 3720.4586 | 3720.6108 | 3703.6125 | 3695.2789 | 3685.5953 | 3675.634
FRANKLIN | -3.532 | -3.5673 | -3.603 | -3.639 | -3.6754 | -3.712
FREESTONE | 2120.1734 | 2117.9798 | 2118.8143 | 2117.2251 | 2115.6717 | 2114.537
FRIO | 38.0261 | 36.5424 | 35.0296 | 33.4891 | 31.9165 | 30.313
GALVESTON | 607.2774 | 2769.4844 | 2762.1841 | 2754.8184 | 2747.2861 | 2739.788
GILLESPIE | -71.1938 | -74.6598 | -78.4028 | -82.1798 | -85.9878 | -89.829
GLASSCOCK | -14.65 | -14.85 | -15.05 | -15.25 | -15.45 | -15.7
GOLIAD | 608.4288 | 608.6023 | 608.1366 | 607.6637 | 607.1836 | 606.695
GONZALES | -52.918 | -60.0418 | -62.089 | -64.2064 | -66.3966 | -68.66
GRAYSON | -362.2168 | -381.2038 | -395.072 | -414.5634 | -432.0719 | -447.027
GRIMES | 1386.199 | 1385.246 | 1384.232 | 1383.151 | 1382.002 | 1381.244
GUADALUPE | 1541.4118 | 1501.5691 | 1486.4011 | 1469.5326 | 1451.5576 | 1432.396
HALL | -4.1255 | -4.1322 | -4.1331 | -4.1398 | -4.1465 | -4.153
HAMILTON | -16.8905 | -17.1972 | -17.4819 | -17.7797 | -18.0436 | -18.351
HARDEMAN | -15.6714 | 18.9262 | 18.5177 | 18.0522 | 17.6278 | 17.256
HARRIS | -701.0322 | -1283.0662 | -1451.2264 | -1633.9846 | -1811.3151 | -1993.872
HASKELL | -22.9216 | 208.1317 | 208.1595 | 208.195 | 208.2106 | 208.129
HAYS | -378.0547 | 548.7124 | 529.5225 | 534.8666 | 515.0175 | 494.099
HENDERSON | 51.1043 | 46.5922 | 42.5132 | 34.2702 | 30.3343 | 26.486
HIDALGO | 991.5428 | 962.5526 | 898.0497 | 831.0207 | 810.0046 | 767.691
HILL | -100.9608 | -104.2819 | -107.824 | -111.4011 | -114.9803 | -117.516
HOOD | 1785.583 | 1783.886 | 1784.041 | 1776.319 | 1768.428 | 1762.669
HOPKINS | -109.872 | -111.488 | -113.109 | -114.774 | -116.47 | -118.201
HOUSTON | -39.126 | -39.626 | -38.422 | -38.912 | -39.402 | -39.892
HOWARD | 160.933 | 160.183 | 159.433 | 158.683 | 157.833 | 156.983
HUNT | -100.5841 | -103.2087 | -105.5748 | -108.3159 | -110.9566 | -110.187
IRION | -13.5997 | -13.9875 | -14.1778 | -14.4404 | -14.708 | -14.976
JACK | -23.699 | -24.6004 | 594.4969 | 593.5939 | 592.6906 | 592.137
JACKSON | -39.7137 | -39.7749 | -38.6368 | -39.1852 | -39.7441 | -40.312
JEFF DAVIS | -6.7497 | -7.0008 | -7.2519 | -7.5029 | -7.754 | -8.006
JIM HOGG | -5.5199 | -5.6643 | -5.8143 | -5.9705 | -6.1319 | -6.299
JIM WELLS | -90.8629 | -90.9824 | -92.9685 | -94.965 | -96.9724 | -98.991
JOHNSON | -82.782 | -110.619 | -128.236 | -150.681 | -150.372 | -162.854
JONES | 318.6023 | 318.4548 | 318.31 | 318.1655 | 317.997 | 317.848
KARNES | -31.9626 | -33.0794 | -33.3453 | -33.612 | -33.8794 | -34.148
KAUFMAN | 1576.3172 | 1544.8082 | 1531.1332 | 1486.9462 | 1462.9252 | 1445.701
KENDALL | -148.2732 | -113.8286 | -120.9262 | -128.4596 | -136.4589 | -144.95
KENEDY | -1.0792 | -1.0807 | -1.0823 | -1.0838 | -1.0854 | -1.087
KENT | -57.7499 | -57.7517 | -57.7534 | -57.7552 | -57.757 | -59.414
KERR | -166.501 | -169.705 | -175.481 | -181.368 | -187.361 | -193.471
KIMBLE | -25.9333 | -18.7822 | -19.258 | -19.7478 | -20.2546 | -20.779
KING | -10.6079 | -10.6346 | -10.6633 | -10.691 | -10.7178 | -11.028
KINNEY | -8.481 | -8.598 | -8.7571 | -8.8858 | -9.0466 | -9.175
KLEBERG | -109.5807 | -111.0708 | -112.5059 | -113.9428 | -115.3818 | -116.822
KNOX | -13.7386 | -13.9143 | -14.091 | -14.2677 | -14.4445 | -14.641
LA SALLE | -16.6101 | -15.4076 | -17.8116 | -18.4215 | -19.0391 | -19.663
LAMAR | 1156.2726 | 1151.2158 | 1147.7788 | 1137.186 | 1137.7034 | 1133.592
LAMPASAS | -61.5179 | -63.4694 | -65.4897 | -67.5394 | -69.659 | -71.843
LAVACA | -46.5346 | -37.4157 | -38.5366 | -39.6965 | -40.8939 | -42.132
LEE | -29.1882 | -30.9155 | -31.7826 | -32.656 | -33.536 | -34.423
LEON | -212.029 | -213.9703 | -215.941 | -217.9719 | -220.0602 | -221.897
LIBERTY | 0 | 0 | 0 | 0 | 0 | 0
LIMESTONE | 1551.965 | 1550.607 | 1549.273 | 1547.917 | 1546.538 | 1545.391
LIVE OAK | -84.8035 | -86.9826 | -89.0675 | -91.0583 | -92.9762 | -94.937
LLANO | 411.7551 | 407.4091 | 404.3713 | 398.8633 | 395.6104 | 392.291
LOVING | -5.8 | -5.9 | -5.9 | -6 | -6 | -6.1
MADISON | -11.209 | -11.472 | -11.751 | -12.047 | -12.361 | -12.732
MARTIN | -27.95 | -28.2 | -28.35 | -28.6 | -28.75 | -29
MASON | -11.73 | -12.0017 | -12.2747 | -12.5522 | -12.8312 | -13.112
MATAGORDA | 2350.9206 | 2347.541 | 2344.2372 | 2341.5167 | 2338.7809 | 2336.03
MAVERICK | -51.1808 | -54.3027 | -59.6249 | -63.5385 | -68.5231 | -72.981
MCCULLOCH | -41.0901 | -41.6398 | -40.4159 | -29.224 | -30.066 | -30.943
MCLENNAN | 1074.5961 | 1061.9943 | 1038.5609 | 1032.3106 | 1017.0406 | 1002.452
MCMULLEN | -5.9605 | -6.0895 | -6.2218 | -6.3576 | -6.4969 | -6.64
MEDINA | -73.4482 | -75.6289 | -78.0712 | -80.477 | -82.9506 | -85.493
MENARD | -6.541 | -6.6201 | -6.7003 | -6.7708 | -6.8647 | -6.949
MIDLAND | -282.7076 | -285.2846 | -287.978 | -290.5703 | -293.2646 | -295.861
MILAM | 49.449 | 47.4978 | 45.1142 | 43.285 | 41.4922 | 40.006
MILLS | -7.8055 | -7.9287 | -8.062 | -8.2057 | -8.3476 | -8.49
MITCHELL | 1188.8 | 1188.7 | 1188.5 | 1188.4 | 1188.2 | 1188.1
MONTAGUE | -51.5299 | -60.5254 | -62.1667 | -63.8406 | -65.5502 | -67.283
MONTGOMERY | -188.6231 | -192.0623 | -198.899 | -207.921 | -217.3619 | -227.239
MOTLEY | -7.0605 | -7.1358 | -7.2112 | -7.2865 | -7.3618 | -7.434
NACOGDOCHES | -147.1032 | -151.1948 | -153.2421 | -155.3005 | -157.3629 | -159.425
NAVARRO | -197.282 | -212.545 | -213.433 | -217.325 | -221.232 | -225.838
NOLAN | 383.0843 | 471.9913 | 471.6475 | 471.2039 | 470.8727 | 470.524
NUECES | -30.977 | 1069.8967 | 1043.4383 | 1017.6054 | 992.2387 | 966.391
PALO PINTO | 581.728 | 579.878 | 578.004 | 576.104 | 580.839 | 579.133
PARKER | -265.8071 | -285.3634 | -305.0276 | -323.1078 | -338.9081 | -350.914
PECOS | 341.6889 | 347.1636 | 346.638 | 346.116 | 345.585 | 345.053
PRESIDIO | -12.2225 | -10.5696 | -10.9147 | -11.2567 | -11.5958 | -11.936
RAINS | -18.1002 | -18.4807 | -18.8706 | -19.2691 | -19.6772 | -20.094
REAGAN | -17.0039 | -16.9494 | -16.9259 | -17.011 | -17.1005 | -17.187
REAL | -16.0791 | -11.5551 | -12.0671 | -12.6101 | -13.1821 | -13.784
RED RIVER | -27.3781 | -28.2655 | -28.5265 | -29.3121 | -29.8363 | -31.036
REEVES | -25.36 | -25.5959 | -25.7801 | -25.9607 | -26.1387 | -26.316
REFUGIO | -31.1218 | -31.2789 | -31.4362 | -31.5937 | -31.7515 | -31.909
ROBERTSON | 286.3397 | 285.7372 | 285.1398 | 284.187 | 283.2481 | 282.668
ROCKWALL | -181.3491 | -187.0153 | -191.4883 | -196.1512 | -201.219 | -204.808
RUNNELS | -27.4483 | -27.5197 | -27.5891 | -27.6689 | -27.7533 | -27.838
RUSK | 3184.532 | 3184.442 | 3184.382 | 3184.322 | 3184.262 | 3184.202
SAN PATRICIO | 715.6473 | 711.2392 | 706.9543 | 702.664 | 698.3682 | 694.065
SAN SABA | -11.2179 | -11.5534 | -11.8998 | -12.2576 | -12.6272 | -13.009
SCHLEICHER | -11.4969 | -11.541 | -11.5544 | -11.5853 | -11.6295 | -11.673
SCURRY | -75.0688 | -70.2364 | -71.3043 | -72.398 | -73.4893 | -74.711
SHACKELFORD | -22.4775 | -22.8108 | -23.1257 | -23.4278 | -23.7194 | -24.017
SMITH | -527.3447 | -600.0949 | -555.3504 | -562.5301 | -570.0186 | -577.41
SOMERVELL | 2205.7154 | 2204.6673 | 2203.6158 | 2203.8079 | 2203.0728 | 2202.659
STARR | -57.4924 | -59.2856 | -64.245 | -68.1573 | -69.209 | -71.341
STEPHENS | -65.408 | -67.323 | -69.241 | -71.1666 | -73.0969 | -75.075
STERLING | -11.1697 | -11.1697 | -11.1697 | -11.3194 | -11.3194 | -11.47
STONEWALL | -8.597 | -8.597 | -8.597 | -8.597 | -8.597 | -8.72
SUTTON | -12.2646 | -12.5056 | -12.7435 | -12.9802 | -13.2226 | -13.463
TARRANT | -2754.7776 | -2572.6517 | -2698.7349 | -2828.0999 | -2951.5594 | -3068.97
TAYLOR | -347.4633 | -332.4019 | -335.286 | -338.0531 | -340.8212 | -343.59
TERRELL | -1.8362 | -1.8545 | -1.8731 | -1.8918 | -1.9107 | -1.93
THROCKMORTON | -8.7755 | -8.8154 | -8.8543 | -8.8943 | -8.9352 | -9.017
TITUS | 2480 | 2480 | 2480 | 2480 | 2480 | 2480
TOM GREEN | -161.4098 | -140.0111 | -142.194 | -144.3824 | -146.573 | -148.767
TRAVIS | -421.0161 | -563.3314 | -637.4841 | -1106.3714 | -1192.2829 | -1276.948
UPTON | 339.703 | 339.5699 | 339.4242 | 339.2125 | 338.9996 | 338.788
UVALDE | -63.4601 | -65.126 | -67.5 | -69.645 | -72.4067 | -74.874
VAL VERDE | -21.8733 | -24.178 | -27.7266 | -30.8278 | -35.004 | -38.614
VAN ZANDT | -109.066 | -111.742 | -114.039 | -116.236 | -118.389 | -124.473
VICTORIA | -71.2119 | 410.7354 | 402.788 | 394.7877 | 386.7323 | 378.621
WALLER | -95.4904 | -116.5903 | -120.8851 | -125.4122 | -130.1692 | -135.125
WARD | 1046.0479 | 1045.6512 | 1045.254 | 1044.8563 | 1044.4582 | 1043.959
WASHINGTON | -90.946 | -118.5736 | -121.7031 | -124.8612 | -128.0504 | -131.269
WEBB | -203.2665 | -223.2485 | -242.0178 | -258.3513 | -278.375 | -298.414
WHARTON | -44.3636 | -45.367 | -46.9628 | -48.5817 | -50.0076 | -51.452
WICHITA | -314.0738 | -324.7363 | -328.6865 | -333.248 | -337.6987 | -341.936
WILBARGER | 881.3362 | 888.9454 | 888.7983 | 888.6137 | 888.4291 | 888.244
WILLACY | -33.9627 | -34.5739 | -36.1209 | -37.3604 | -37.7483 | -38.456
WILLIAMSON | -712.5209 | -742.8378 | -777.0627 | -820.9628 | -859.0996 | -897.221
WILSON | -78.7456 | -83.6262 | -86.3376 | -89.4823 | -92.8701 | -96.213
WINKLER | -56.4467 | -56.8195 | -57.0931 | -57.4674 | -57.7424 | -58.117
WISE | 666.176 | 651.222 | 640.37 | 629.441 | 618.431 | 610.778
YOUNG | 579.3047 | 578.1197 | 576.9257 | 575.7248 | 574.533 | 573.178
ZAPATA | -28.9988 | -30.0842 | -31.1777 | -32.2796 | -33.3901 | -34.51
ZAVALA | -32.3723 | -33.2677 | -34.4235 | -35.5039 | -36.8145 | -38.029

## SummerCapacities
Unit Capacities - Summer
Units used in determining the generation resources in the Summer Summary
Capacities are based on information from the plant owners. This list includes MW available to the grid from private network (self-serve) units. It also includes distributed generation units that have registered with ERCOT. Data without unit names are for private network units.
Summer Capacity, MW
UnitName | 2004 | 2005 | 2006 | 2007 | 2008 | 2009
Installed Capacity | 77335.6 | 77335.6 | 77335.6 | 77335.6 | 77335.6 | 77335.6
A von Rosenberg 1-CT1 | 149 | 149 | 149 | 149 | 149 | 149
A von Rosenberg 1-CT2 | 149 | 149 | 149 | 149 | 149 | 149
A von Rosenberg 1-ST1 | 183 | 183 | 183 | 183 | 183 | 183
Abilene 4 | 18 | 18 | 18 | 18 | 18 | 18
AES Wolf Hollow Power Proj. 1 | 225 | 225 | 225 | 225 | 225 | 225
AES Wolf Hollow Power Proj. 2 | 225 | 225 | 225 | 225 | 225 | 225
AES Wolf Hollow Power Proj. 3 | 293 | 293 | 293 | 293 | 293 | 293
Amistad Hydro 1 | 35 | 35 | 35 | 35 | 35 | 35
Amistad Hydro 2 | 35 | 35 | 35 | 35 | 35 | 35
Atkins 3 | 12 | 12 | 12 | 12 | 12 | 12
Atkins 4 | 22 | 22 | 22 | 22 | 22 | 22
Atkins 5 | 25 | 25 | 25 | 25 | 25 | 25
Atkins 6 | 50 | 50 | 50 | 50 | 50 | 50
Atkins 7 | 21 | 21 | 21 | 21 | 21 | 21
Austin 1 | 8.4 | 8.4 | 8.4 | 8.4 | 8.4 | 8.4
Austin 2 | 8.9 | 8.9 | 8.9 | 8.9 | 8.9 | 8.9
B M Davis 1 | 333 | 333 | 333 | 333 | 333 | 333
B M Davis 2 | 347 | 347 | 347 | 347 | 347 | 347
Bastrop Energy Center 1 | 154.7 | 154.7 | 154.7 | 154.7 | 154.7 | 154.7
Bastrop Energy Center 2 | 154.7 | 154.7 | 154.7 | 154.7 | 154.7 | 154.7
Bastrop Energy Center 3 | 240 | 240 | 240 | 240 | 240 | 240
Baytown Energy Center 1 | 102 | 102 | 102 | 102 | 102 | 102
Baytown Energy Center 2 | 125 | 125 | 125 | 125 | 125 | 125
Baytown Energy Center 3 | 125 | 125 | 125 | 125 | 125 | 125
Baytown Energy Center 4 | 125 | 125 | 125 | 125 | 125 | 125
Big Brown 1 | 570 | 570 | 570 | 570 | 570 | 570
Big Brown 2 | 560 | 560 | 560 | 560 | 560 | 560
Bio Energy Partners 1 | 2.8 | 2.8 | 2.8 | 2.8 | 2.8 | 2.8
Bio Energy Partners 2 | 2.8 | 2.8 | 2.8 | 2.8 | 2.8 | 2.8
Bosque 1 | 153.5 | 153.5 | 153.5 | 153.5 | 153.5 | 153.5
Bosque 2 | 153.5 | 153.5 | 153.5 | 153.5 | 153.5 | 153.5
Bosque 3 | 153.5 | 153.5 | 153.5 | 153.5 | 153.5 | 153.5
Bosque 4 | 100 | 100 | 100 | 100 | 100 | 100
Brazos Valley 1 | 198.9 | 198.9 | 198.9 | 198.9 | 198.9 | 198.9
Brazos Valley 2 | 198.9 | 198.9 | 198.9 | 198.9 | 198.9 | 198.9
Brazos Valley 3 | 275.6 | 275.6 | 275.6 | 275.6 | 275.6 | 275.6
Buchanan 1 | 18.2 | 18.2 | 18.2 | 18.2 | 18.2 | 18.2
Buchanan 2 | 18.2 | 18.2 | 18.2 | 18.2 | 18.2 | 18.2
Buchanan 3 | 14.9 | 14.9 | 14.9 | 14.9 | 14.9 | 14.9
C.E. Newman 1 | 8 | 8 | 8 | 8 | 8 | 8
C.E. Newman 2 | 8 | 8 | 8 | 8 | 8 | 8
C.E. Newman 3 | 18 | 18 | 18 | 18 | 18 | 18
C.E. Newman 4 | 17 | 17 | 17 | 17 | 17 | 17
C E Newman 5 | 37 | 37 | 37 | 37 | 37 | 37
Canyon 1 | 3 | 3 | 3 | 3 | 3 | 3
Canyon 2 | 3 | 3 | 3 | 3 | 3 | 3
Cedar Bayou 1 | 750 | 750 | 750 | 750 | 750 | 750
Cedar Bayou 2 | 748 | 748 | 748 | 748 | 748 | 748
Cedar Bayou 3 | 760 | 760 | 760 | 760 | 760 | 760
Channel Energy Center 1 | 134 | 134 | 134 | 134 | 134 | 134
Channel Energy Center 2 | 194 | 194 | 194 | 194 | 194 | 194
Channel Energy Center 3 | 190 | 190 | 190 | 190 | 190 | 190
Channelview 1 | 163 | 163 | 163 | 163 | 163 | 163
Channelview 2 | 163 | 163 | 163 | 163 | 163 | 163
Channelview 3 | 163 | 163 | 163 | 163 | 163 | 163
Channelview 4 | 97 | 97 | 97 | 97 | 97 | 97
Channelview 5 | 135 | 135 | 135 | 135 | 135 | 135
Coleman IC1 | 1.2 | 1.2 | 1.2 | 1.2 | 1.2 | 1.2
Coleman IC2 | 1.8 | 1.8 | 1.8 | 1.8 | 1.8 | 1.8
Coleman IC3 | 1.8 | 1.8 | 1.8 | 1.8 | 1.8 | 1.8
Coleman IC4 | 1 | 1 | 1 | 1 | 1 | 1
Coleman IC5 | 0.8 | 0.8 | 0.8 | 0.8 | 0.8 | 0.8
Coleman IC6 | 1.2 | 1.2 | 1.2 | 1.2 | 1.2 | 1.2
Coleman IC7 | 0.5 | 0.5 | 0.5 | 0.5 | 0.5 | 0.5
Coleman IC8 | 1.2 | 1.2 | 1.2 | 1.2 | 1.2 | 1.2
Coleman IC9 | 2.8 | 2.8 | 2.8 | 2.8 | 2.8 | 2.8
Coleto Creek 1 | 632 | 632 | 632 | 632 | 632 | 632
Collin 1 | 154 | 154 | 154 | 154 | 154 | 154
Comanche Peak 1 | 1084 | 1084 | 1084 | 1084 | 1084 | 1084
Comanche Peak 2 | 1124 | 1124 | 1124 | 1124 | 1124 | 1124
Corpus Christi Energy Center 1 | 113 | 113 | 113 | 113 | 113 | 113
Corpus Christi Energy Center 2 | 113 | 113 | 113 | 113 | 113 | 113
Corpus Christi Energy Center 3 | 131 | 131 | 131 | 131 | 131 | 131
Dansby 1 | 110 | 110 | 110 | 110 | 110 | 110
Dansby 2 | 46 | 46 | 46 | 46 | 46 | 46
Decker Creek 1 | 354 | 354 | 354 | 354 | 354 | 354
Decker Creek 2 | 448 | 448 | 448 | 448 | 448 | 448
Decker Creek G1 | 52 | 52 | 52 | 52 | 52 | 52
Decker Creek G2 | 52 | 52 | 52 | 52 | 52 | 52
Decker Creek G3 | 52 | 52 | 52 | 52 | 52 | 52
Decker Creek G4 | 52 | 52 | 52 | 52 | 52 | 52
DeCordova 1 | 804 | 804 | 804 | 804 | 804 | 804
DeCordova A | 75 | 75 | 75 | 75 | 75 | 75
DeCordova B | 75 | 75 | 75 | 75 | 75 | 75
DeCordova C | 75 | 75 | 75 | 75 | 75 | 75
DeCordova D | 75 | 75 | 75 | 75 | 75 | 75
Deepwater 7 | 174 | 174 | 174 | 174 | 174 | 174
Deer Park Energy Center 1 | 178 | 178 | 178 | 178 | 178 | 178
Deer Park Energy Center 2 | 178 | 178 | 178 | 178 | 178 | 178
Deer Park Energy Center 3 | 178 | 178 | 178 | 178 | 178 | 178
Deer Park Energy Center 4 | 180 | 180 | 180 | 180 | 180 | 180
Deer Park Energy Center 5 | 275 | 275 | 275 | 275 | 275 | 275
Denison Dam 1 | 40 | 40 | 40 | 40 | 40 | 40
Denison Dam 2 | 40 | 40 | 40 | 40 | 40 | 40
Dunlop (Schumansville) 1 | 3.6 | 3.6 | 3.6 | 3.6 | 3.6 | 3.6
E S Joslin 1 | 254 | 254 | 254 | 254 | 254 | 254
Eagle Mountain 1 | 116 | 116 | 116 | 116 | 116 | 116
Eagle Mountain 2 | 175 | 175 | 175 | 175 | 175 | 175
Eagle Mountain 3 | 380 | 380 | 380 | 380 | 380 | 380
Eagle Pass 1 | 2 | 2 | 2 | 2 | 2 | 2
Eagle Pass 2 | 2 | 2 | 2 | 2 | 2 | 2
Eagle Pass 3 | 2 | 2 | 2 | 2 | 2 | 2
Ennis Power Station 1 | 209 | 209 | 209 | 209 | 209 | 209
Ennis Power Station 2 | 120 | 120 | 120 | 120 | 120 | 120
ExTex La Porte Power Sta.1 | 38 | 38 | 38 | 38 | 38 | 38
ExTex La Porte Power Sta.2 | 38 | 38 | 38 | 38 | 38 | 38
ExTex La Porte Power Sta.3 | 38 | 38 | 38 | 38 | 38 | 38
ExTex La Porte Power Sta.4 | 38 | 38 | 38 | 38 | 38 | 38
Falcon Hydro 1 | 11.5 | 11.5 | 11.5 | 11.5 | 11.5 | 11.5
Falcon Hydro 2 | 11.5 | 11.5 | 11.5 | 11.5 | 11.5 | 11.5
Falcon Hydro 3 | 11.5 | 11.5 | 11.5 | 11.5 | 11.5 | 11.5
Fayette Power Project 1 | 606 | 606 | 606 | 606 | 606 | 606
Fayette Power Project 2 | 610 | 610 | 610 | 610 | 610 | 610
Fayette Power Project 3 | 470 | 470 | 470 | 470 | 470 | 470
FPLE Forney 1A | 155 | 155 | 155 | 155 | 155 | 155
FPLE Forney 1B | 155 | 155 | 155 | 155 | 155 | 155
FPLE Forney 1C | 155 | 155 | 155 | 155 | 155 | 155
FPLE Forney 1D | 155 | 155 | 155 | 155 | 155 | 155
FPLE Forney 2A | 155 | 155 | 155 | 155 | 155 | 155
FPLE Forney 2B | 155 | 155 | 155 | 155 | 155 | 155
FPLE Forney 2C | 385 | 385 | 385 | 385 | 385 | 385
FPLE Forney 2D | 385 | 385 | 385 | 385 | 385 | 385
Freestone Energy Center 1 | 152 | 152 | 152 | 152 | 152 | 152
Freestone Energy Center 2 | 152 | 152 | 152 | 152 | 152 | 152
Freestone Energy Center 3 | 184 | 184 | 184 | 184 | 184 | 184
Freestone Energy Center 4 | 152 | 152 | 152 | 152 | 152 | 152
Freestone Energy Center 5 | 152 | 152 | 152 | 152 | 152 | 152
Freestone Energy Center 6 | 184 | 184 | 184 | 184 | 184 | 184
Frontera 1 | 150 | 150 | 150 | 150 | 150 | 150
Frontera 2 | 150 | 150 | 150 | 150 | 150 | 150
Frontera 3 | 165 | 165 | 165 | 165 | 165 | 165
Ft Phantom 1 | 158 | 158 | 158 | 158 | 158 | 158
Ft Phantom 2 | 204 | 204 | 204 | 204 | 204 | 204
Ft Stockton 2 | 5 | 5 | 5 | 5 | 5 | 5
GBRA H 4 | 2.4 | 2.4 | 2.4 | 2.4 | 2.4 | 2.4
GBRA H 5 | 2.4 | 2.4 | 2.4 | 2.4 | 2.4 | 2.4
GBRA TP 4 | 2.4 | 2.4 | 2.4 | 2.4 | 2.4 | 2.4
Gibbons Creek 1 | 462 | 462 | 462 | 462 | 462 | 462
GPP GT1 | 106.1 | 106.1 | 106.1 | 106.1 | 106.1 | 106.1
GPP GT2 | 156.1 | 156.1 | 156.1 | 156.1 | 156.1 | 156.1
GPP ST1 | 100.1 | 100.1 | 100.1 | 100.1 | 100.1 | 100.1
Graham 1 | 241 | 241 | 241 | 241 | 241 | 241
Graham 2 | 400 | 400 | 400 | 400 | 400 | 400
Granite Shoals 1 | 28 | 28 | 28 | 28 | 28 | 28
Granite Shoals 2 | 28 | 28 | 28 | 28 | 28 | 28
Greens Bayou 5 | 406 | 406 | 406 | 406 | 406 | 406
Greens Bayou 73 | 54 | 54 | 54 | 54 | 54 | 54
Greens Bayou 74 | 54 | 54 | 54 | 54 | 54 | 54
Greens Bayou 81 | 54 | 54 | 54 | 54 | 54 | 54
Greens Bayou 82 | 64 | 64 | 64 | 64 | 64 | 64
Greens Bayou 83 | 64 | 64 | 64 | 64 | 64 | 64
Greens Bayou 84 | 64 | 64 | 64 | 64 | 64 | 64
Guadalupe Power Partners 1 | 155 | 155 | 155 | 155 | 155 | 155
Guadalupe Power Partners 2 | 155 | 155 | 155 | 155 | 155 | 155
Guadalupe Power Partners 3 | 155 | 155 | 155 | 155 | 155 | 155
Guadalupe Power Partners 4 | 155 | 155 | 155 | 155 | 155 | 155
Guadalupe Power Partners 5 | 200 | 200 | 200 | 200 | 200 | 200
Guadalupe Power Partners 6 | 200 | 200 | 200 | 200 | 200 | 200
Handley 1 | 42 | 42 | 42 | 42 | 42 | 42
Handley 2 | 74 | 74 | 74 | 74 | 74 | 74
Handley 3 | 396 | 396 | 396 | 396 | 396 | 396
Handley 4 | 451 | 451 | 451 | 451 | 451 | 451
Handley 5 | 451 | 451 | 451 | 451 | 451 | 451
Hays Energy Facility 1 | 222 | 222 | 222 | 222 | 222 | 222
Hays Energy Facility 2 | 222 | 222 | 222 | 222 | 222 | 222
Hays Energy Facility 3 | 225 | 225 | 225 | 225 | 225 | 225
Hays Energy Facility 4 | 229 | 229 | 229 | 229 | 229 | 229
Hidalgo 1 | 147 | 147 | 147 | 147 | 147 | 147
Hidalgo 2 | 152 | 152 | 152 | 152 | 152 | 152
Hidalgo 3 | 170 | 170 | 170 | 170 | 170 | 170
Hiram Clarke 1 | 13 | 13 | 13 | 13 | 13 | 13
Hiram Clarke 2 | 13 | 13 | 13 | 13 | 13 | 13
Hiram Clarke 3 | 13 | 13 | 13 | 13 | 13 | 13
Hiram Clarke 4 | 13 | 13 | 13 | 13 | 13 | 13
Hiram Clarke 5 | 13 | 13 | 13 | 13 | 13 | 13
Hiram Clarke 6 | 13 | 13 | 13 | 13 | 13 | 13
Holly Street 1 | 100 | 100 | 100 | 100 | 100 | 100
Holly Street 2 | 100 | 100 | 100 | 100 | 100 | 100
Holly Street 3 | 195 | 195 | 195 | 195 | 195 | 195
Holly Street 4 | 196 | 196 | 196 | 196 | 196 | 196
Ingleside 1 | 154 | 154 | 154 | 154 | 154 | 154
Ingleside 2 | 154 | 154 | 154 | 154 | 154 | 154
Ingleside 3 | 192.3 | 192.3 | 192.3 | 192.3 | 192.3 | 192.3
Inks 1 | 14 | 14 | 14 | 14 | 14 | 14
J K Spruce 1 | 595 | 595 | 595 | 595 | 595 | 595
J L Bates 1 | 72 | 72 | 72 | 72 | 72 | 72
J L Bates 2 | 110 | 110 | 110 | 110 | 110 | 110
J T Deely 1 | 415 | 415 | 415 | 415 | 415 | 415
J T Deely 2 | 415 | 415 | 415 | 415 | 415 | 415
La Palma 4 | 24 | 24 | 24 | 24 | 24 | 24
La Palma 5 | 23 | 23 | 23 | 23 | 23 | 23
La Palma 6 | 154 | 154 | 154 | 154 | 154 | 154
La Palma 7 | 48 | 48 | 48 | 48 | 48 | 48
Lake Creek 1 | 88 | 88 | 88 | 88 | 88 | 88
Lake Creek 2 | 230 | 230 | 230 | 230 | 230 | 230
Lake Creek D1 | 2 | 2 | 2 | 2 | 2 | 2
Lake Creek D2 | 2 | 2 | 2 | 2 | 2 | 2
Lake Creek D3 | 2 | 2 | 2 | 2 | 2 | 2
Lake Hubbard 1 | 393 | 393 | 393 | 393 | 393 | 393
Lake Hubbard 2 | 533 | 533 | 533 | 533 | 533 | 533
Lake Pauline 1 | 12 | 12 | 12 | 12 | 12 | 12
Lake Pauline 2 | 23 | 23 | 23 | 23 | 23 | 23
Lamar Power Project CT11 | 149 | 149 | 149 | 149 | 149 | 149
Lamar Power Project CT12 | 149 | 149 | 149 | 149 | 149 | 149
Lamar Power Project CT21 | 149 | 149 | 149 | 149 | 149 | 149
Lamar Power Project CT22 | 149 | 149 | 149 | 149 | 149 | 149
Lamar Power Project STG1 | 193 | 193 | 193 | 193 | 193 | 193
Lamar Power Project STG2 | 193 | 193 | 193 | 193 | 193 | 193
Laredo 1 | 35 | 35 | 35 | 35 | 35 | 35
Laredo 2 | 34 | 34 | 34 | 34 | 34 | 34
Laredo 3 | 109 | 109 | 109 | 109 | 109 | 109
Leon Creek 3 | 65 | 65 | 65 | 65 | 65 | 65
Leon Creek 4 | 95 | 95 | 95 | 95 | 95 | 95
Leon Creek Peaking 1 | 47.5 | 47.5 | 47.5 | 47.5 | 47.5 | 47.5
Leon Creek Peaking 2 | 47.5 | 47.5 | 47.5 | 47.5 | 47.5 | 47.5
Leon Creek Peaking 3 | 47.5 | 47.5 | 47.5 | 47.5 | 47.5 | 47.5
Leon Creek Peaking 4 | 47.5 | 47.5 | 47.5 | 47.5 | 47.5 | 47.5
Lewisville 1 | 2.8 | 2.8 | 2.8 | 2.8 | 2.8 | 2.8
Limestone 1 | 836 | 836 | 836 | 836 | 836 | 836
Limestone 2 | 766 | 766 | 766 | 766 | 766 | 766
Lon C. Hill 1 | 75 | 75 | 75 | 75 | 75 | 75
Lon C. Hill 2 | 75 | 75 | 75 | 75 | 75 | 75
Lon C. Hill 3 | 164 | 164 | 164 | 164 | 164 | 164
Lon C. Hill 4 | 245 | 245 | 245 | 245 | 245 | 245
Lost Pines 1 | 163 | 163 | 163 | 163 | 163 | 163
Lost Pines 2 | 163 | 163 | 163 | 163 | 163 | 163
Lost Pines 3 | 176 | 176 | 176 | 176 | 176 | 176
Magic Valley 1 | 245.2 | 245.2 | 245.2 | 245.2 | 245.2 | 245.2
Magic Valley 2 | 245.2 | 245.2 | 245.2 | 245.2 | 245.2 | 245.2
Magic Valley 3 | 260.6 | 260.6 | 260.6 | 260.6 | 260.6 | 260.6
Marble Falls 1 | 18.2 | 18.2 | 18.2 | 18.2 | 18.2 | 18.2
Marble Falls 2 | 18.2 | 18.2 | 18.2 | 18.2 | 18.2 | 18.2
Marshall Ford 1 | 36 | 36 | 36 | 36 | 36 | 36
Marshall Ford 2 | 34.5 | 34.5 | 34.5 | 34.5 | 34.5 | 34.5
Marshall Ford 3 | 36 | 36 | 36 | 36 | 36 | 36
Martin Lake 1 | 750 | 750 | 750 | 750 | 750 | 750
Martin Lake 2 | 750 | 750 | 750 | 750 | 750 | 750
Martin Lake 3 | 750 | 750 | 750 | 750 | 750 | 750
McQueeney (Abbott) 1 | 1.4 | 1.4 | 1.4 | 1.4 | 1.4 | 1.4
McQueeney (Abbott) 2 | 1.4 | 1.4 | 1.4 | 1.4 | 1.4 | 1.4
Midlothian 1 | 218 | 218 | 218 | 218 | 218 | 218
Midlothian 2 | 218 | 218 | 218 | 218 | 218 | 218
Midlothian 3 | 218 | 218 | 218 | 218 | 218 | 218
Midlothian 4 | 218 | 218 | 218 | 218 | 218 | 218
Midlothian 5 | 218 | 218 | 218 | 218 | 218 | 218
Midlothian 6 | 218 | 218 | 218 | 218 | 218 | 218
Monticello 1 | 560 | 560 | 560 | 560 | 560 | 560
Monticello 2 | 565 | 565 | 565 | 565 | 565 | 565
Monticello 3 | 750 | 750 | 750 | 750 | 750 | 750
Morgan Creek 5 | 180 | 180 | 180 | 180 | 180 | 180
Morgan Creek 6 | 511 | 511 | 511 | 511 | 511 | 511
Morgan Creek A | 76 | 76 | 76 | 76 | 76 | 76
Morgan Creek B | 76 | 76 | 76 | 76 | 76 | 76
Morgan Creek C | 76 | 76 | 76 | 76 | 76 | 76
Morgan Creek D | 76 | 76 | 76 | 76 | 76 | 76
Morgan Creek E | 76 | 76 | 76 | 76 | 76 | 76
Morgan Creek F | 76 | 76 | 76 | 76 | 76 | 76
Morris Sheppard 1 | 12 | 12 | 12 | 12 | 12 | 12
Morris Sheppard 2 | 12 | 12 | 12 | 12 | 12 | 12
Mountain Creek 2 | 24 | 24 | 24 | 24 | 24 | 24
Mountain Creek 3 | 65 | 65 | 65 | 65 | 65 | 65
Mountain Creek 6 | 122 | 122 | 122 | 122 | 122 | 122
Mountain Creek 7 | 118 | 118 | 118 | 118 | 118 | 118
Mountain Creek 8 | 568 | 568 | 568 | 568 | 568 | 568
Nolte 1 | 1.2 | 1.2 | 1.2 | 1.2 | 1.2 | 1.2
Nolte 2 | 1.2 | 1.2 | 1.2 | 1.2 | 1.2 | 1.2
North Lake 1 | 171 | 171 | 171 | 171 | 171 | 171
North Lake 2 | 174 | 174 | 174 | 174 | 174 | 174
North Lake 3 | 330 | 330 | 330 | 330 | 330 | 330
North Texas 1 | 18 | 18 | 18 | 18 | 18 | 18
North Texas 2 | 18 | 18 | 18 | 18 | 18 | 18
North Texas 3 | 39.5 | 39.5 | 39.5 | 39.5 | 39.5 | 39.5
Nueces Bay 5 | 31 | 31 | 31 | 31 | 31 | 31
Nueces Bay 6 | 161 | 161 | 161 | 161 | 161 | 161
Nueces Bay 7 | 368 | 368 | 368 | 368 | 368 | 368
O W Sommers 1 | 445 | 445 | 445 | 445 | 445 | 445
O W Sommers 2 | 435 | 435 | 435 | 435 | 435 | 435
O W Sommers 3 | 2.5 | 2.5 | 2.5 | 2.5 | 2.5 | 2.5
O W Sommers 4 | 2.5 | 2.5 | 2.5 | 2.5 | 2.5 | 2.5
O W Sommers 5 | 2.5 | 2.5 | 2.5 | 2.5 | 2.5 | 2.5
O W Sommers 6 | 2.5 | 2.5 | 2.5 | 2.5 | 2.5 | 2.5
Oak Creek 1 | 85 | 85 | 85 | 85 | 85 | 85
Odessa-Ector C11 | 147 | 147 | 147 | 147 | 147 | 147
Odessa-Ector C12 | 147 | 147 | 147 | 147 | 147 | 147
Odessa-Ector C21 | 147 | 147 | 147 | 147 | 147 | 147
Odessa-Ector C22 | 147 | 147 | 147 | 147 | 147 | 147
Odessa-Ector ST1 | 223 | 223 | 223 | 223 | 223 | 223
Odessa-Ector ST2 | 223 | 223 | 223 | 223 | 223 | 223
Oklaunion 1 | 690 | 690 | 690 | 690 | 690 | 690
P H Robinson 1 | 461 | 461 | 461 | 461 | 461 | 461
P H Robinson 2 | 461 | 461 | 461 | 461 | 461 | 461
P H Robinson 3 | 552 | 552 | 552 | 552 | 552 | 552
P H Robinson 4 | 737 | 737 | 737 | 737 | 737 | 737
Paint Creek 1 | 29 | 29 | 29 | 29 | 29 | 29
Paint Creek 2 | 29 | 29 | 29 | 29 | 29 | 29
Paint Creek 3 | 49 | 49 | 49 | 49 | 49 | 49
Paint Creek 4 | 110 | 110 | 110 | 110 | 110 | 110
Pasadena 4 | 175 | 175 | 175 | 175 | 175 | 175
Pasadena 5 | 103.4 | 103.4 | 103.4 | 103.4 | 103.4 | 103.4
Pearsall 1 | 25 | 25 | 25 | 25 | 25 | 25
Pearsall 2 | 25 | 25 | 25 | 25 | 25 | 25
Pearsall 3 | 25 | 25 | 25 | 25 | 25 | 25
Permian Basin 5 | 115 | 115 | 115 | 115 | 115 | 115
Permian Basin 6 | 545 | 545 | 545 | 545 | 545 | 545
Permian Basin A | 72 | 72 | 72 | 72 | 72 | 72
Permian Basin B | 72 | 72 | 72 | 72 | 72 | 72
Permian Basin C | 72 | 72 | 72 | 72 | 72 | 72
Permian Basin D | 72 | 72 | 72 | 72 | 72 | 72
Permian Basin E | 72 | 72 | 72 | 72 | 72 | 72
Powerlane Plant 1 | 20.4 | 20.4 | 20.4 | 20.4 | 20.4 | 20.4
Powerlane Plant 2 | 26.2 | 26.2 | 26.2 | 26.2 | 26.2 | 26.2
Powerlane Plant 3 | 41.5 | 41.5 | 41.5 | 41.5 | 41.5 | 41.5
Presidio 5 | 1 | 1 | 1 | 1 | 1 | 1
Presidio 6 | 1 | 1 | 1 | 1 | 1 | 1
R W Miller 1 | 75 | 75 | 75 | 75 | 75 | 75
R W Miller 2 | 120 | 120 | 120 | 120 | 120 | 120
R W Miller 3 | 208 | 208 | 208 | 208 | 208 | 208
R W Miller 4 | 104 | 104 | 104 | 104 | 104 | 104
R W Miller 5 | 104 | 104 | 104 | 104 | 104 | 104
Ray Olinger 1 | 80 | 80 | 80 | 80 | 80 | 80
Ray Olinger 2 | 110 | 110 | 110 | 110 | 110 | 110
Ray Olinger 3 | 150 | 150 | 150 | 150 | 150 | 150
Ray Olinger 4 | 76 | 76 | 76 | 76 | 76 | 76
Rayburn 1 | 11 | 11 | 11 | 11 | 11 | 11
Rayburn 2 | 11 | 11 | 11 | 11 | 11 | 11
Rayburn 3 | 24 | 24 | 24 | 24 | 24 | 24
Rayburn 4 | 2 | 2 | 2 | 2 | 2 | 2
Rayburn 5 | 2 | 2 | 2 | 2 | 2 | 2
Rayburn 7 | 52.4 | 52.4 | 52.4 | 52.4 | 52.4 | 52.4
Rayburn 8 | 52.4 | 52.4 | 52.4 | 52.4 | 52.4 | 52.4
Rayburn 9 | 52.4 | 52.4 | 52.4 | 52.4 | 52.4 | 52.4
Rayburn 10 | 42.1 | 42.1 | 42.1 | 42.1 | 42.1 | 42.1
Reliant Atascocita 1 | 8.4 | 8.4 | 8.4 | 8.4 | 8.4 | 8.4
Reliant Baytown 1 | 3.9 | 3.9 | 3.9 | 3.9 | 3.9 | 3.9
Reliant Bluebonnet 1 | 3.9 | 3.9 | 3.9 | 3.9 | 3.9 | 3.9
Reliant Coastal Plains 1 | 6.7 | 6.7 | 6.7 | 6.7 | 6.7 | 6.7
Rio Nogales 1 | 161 | 161 | 161 | 161 | 161 | 161
Rio Nogales 2 | 161 | 161 | 161 | 161 | 161 | 161
Rio Nogales 3 | 161 | 161 | 161 | 161 | 161 | 161
Rio Nogales 4 | 292 | 292 | 292 | 292 | 292 | 292
Rio Pecos 4A | 4 | 4 | 4 | 4 | 4 | 4
Rio Pecos 5 | 38 | 38 | 38 | 38 | 38 | 38
Rio Pecos 6 | 98 | 98 | 98 | 98 | 98 | 98
Robstown 10 | 3 | 3 | 3 | 3 | 3 | 3
Robstown 11 | 3.8 | 3.8 | 3.8 | 3.8 | 3.8 | 3.8
Robstown 3 | 2 | 2 | 2 | 2 | 2 | 2
Robstown 4 | 2.2 | 2.2 | 2.2 | 2.2 | 2.2 | 2.2
Robstown 5 | 2.2 | 2.2 | 2.2 | 2.2 | 2.2 | 2.2
Robstown 7 | 0.9 | 0.9 | 0.9 | 0.9 | 0.9 | 0.9
Robstown 8 | 0.9 | 0.9 | 0.9 | 0.9 | 0.9 | 0.9
Robstown 9 | 2.2 | 2.2 | 2.2 | 2.2 | 2.2 | 2.2
Sam Bertron 3 | 230 | 230 | 230 | 230 | 230 | 230
Sam Bertron 4 | 230 | 230 | 230 | 230 | 230 | 230
Sam Bertron ST1 | 174 | 174 | 174 | 174 | 174 | 174
Sam Bertron ST2 | 174 | 174 | 174 | 174 | 174 | 174
Sam Bertron T1 | 23 | 23 | 23 | 23 | 23 | 23
Sam Bertron T2 | 13 | 13 | 13 | 13 | 13 | 13
San Angelo 1 | 21 | 21 | 21 | 21 | 21 | 21
San Angelo 2 | 102 | 102 | 102 | 102 | 102 | 102
San Jacinto SES 1 | 81 | 81 | 81 | 81 | 81 | 81
San Jacinto SES 2 | 81 | 81 | 81 | 81 | 81 | 81
San Miguel 1 | 391 | 391 | 391 | 391 | 391 | 391
Sandhill Energy Center 1 | 47.3 | 47.3 | 47.3 | 47.3 | 47.3 | 47.3
Sandhill Energy Center 2 | 47.3 | 47.3 | 47.3 | 47.3 | 47.3 | 47.3
Sandhill Energy Center 3 | 47.3 | 47.3 | 47.3 | 47.3 | 47.3 | 47.3
Sandhill Energy Center 4 | 47.3 | 47.3 | 47.3 | 47.3 | 47.3 | 47.3
Silas Ray 5 | 18 | 18 | 18 | 18 | 18 | 18
Silas Ray 6 | 22 | 22 | 22 | 22 | 22 | 22
Silas Ray 9 | 40 | 40 | 40 | 40 | 40 | 40
Sim Gideon 1 | 146 | 146 | 146 | 146 | 146 | 146
Sim Gideon 2 | 146 | 146 | 146 | 146 | 146 | 146
Sim Gideon 3 | 347 | 347 | 347 | 347 | 347 | 347
Small Hydro of Texas 1 | 1.2 | 1.2 | 1.2 | 1.2 | 1.2 | 1.2
South Texas 1 | 1264 | 1264 | 1264 | 1264 | 1264 | 1264
South Texas 2 | 1265 | 1265 | 1265 | 1265 | 1265 | 1265
Spencer 1 | 12 | 12 | 12 | 12 | 12 | 12
Spencer 2 | 12 | 12 | 12 | 12 | 12 | 12
Spencer 3 | 27 | 27 | 27 | 27 | 27 | 27
Spencer 4 | 61 | 61 | 61 | 61 | 61 | 61
Spencer 5 | 66 | 66 | 66 | 66 | 66 | 66
Stryker Creek 1 | 176 | 176 | 176 | 176 | 176 | 176
Stryker Creek 2 | 517 | 517 | 517 | 517 | 517 | 517
Stryker Creek D1 | 11 | 11 | 11 | 11 | 11 | 11
Sweetwater Generation Plant 1 | 32 | 32 | 32 | 32 | 32 | 32
Sweetwater Generation Plant 2 | 73 | 73 | 73 | 73 | 73 | 73
Sweetwater Generation Plant 3 | 73 | 73 | 73 | 73 | 73 | 73
Sweetwater Generation Plant 4 | 87.2 | 87.2 | 87.2 | 87.2 | 87.2 | 87.2
T H Wharton 2 | 229 | 229 | 229 | 229 | 229 | 229
T H Wharton 3 | 104 | 104 | 104 | 104 | 104 | 104
T H Wharton 31 | 57 | 57 | 57 | 57 | 57 | 57
T H Wharton 32 | 57 | 57 | 57 | 57 | 57 | 57
T H Wharton 33 | 57 | 57 | 57 | 57 | 57 | 57
T H Wharton 34 | 57 | 57 | 57 | 57 | 57 | 57
T H Wharton 4 | 104 | 104 | 104 | 104 | 104 | 104
T H Wharton 41 | 57 | 57 | 57 | 57 | 57 | 57
T H Wharton 42 | 57 | 57 | 57 | 57 | 57 | 57
T H Wharton 43 | 57 | 57 | 57 | 57 | 57 | 57
T H Wharton 44 | 57 | 57 | 57 | 57 | 57 | 57
T H Wharton 51 | 58 | 58 | 58 | 58 | 58 | 58
T H Wharton 52 | 58 | 58 | 58 | 58 | 58 | 58
T H Wharton 53 | 58 | 58 | 58 | 58 | 58 | 58
T H Wharton 54 | 58 | 58 | 58 | 58 | 58 | 58
T H Wharton 55 | 58 | 58 | 58 | 58 | 58 | 58
T H Wharton 56 | 58 | 58 | 58 | 58 | 58 | 58
T H Wharton G1 | 13 | 13 | 13 | 13 | 13 | 13
Tenaska-Cleburne 1 | 160 | 160 | 160 | 160 | 160 | 160
Tenaska-Cleburne 2 | 98 | 98 | 98 | 98 | 98 | 98
Tenaska-Lamar 1 | 77.5 | 77.5 | 77.5 | 77.5 | 77.5 | 77.5
Tenaska-Lamar 2 | 77.5 | 77.5 | 77.5 | 77.5 | 77.5 | 77.5
Tenaska-Lamar 3 | 78 | 78 | 78 | 78 | 78 | 78
Tessman Road 1 | 1.4 | 1.4 | 1.4 | 1.4 | 1.4 | 1.4
Tessman Road 2 | 1.4 | 1.4 | 1.4 | 1.4 | 1.4 | 1.4
Tessman Road 3 | 1.4 | 1.4 | 1.4 | 1.4 | 1.4 | 1.4
Tessman Road 4 | 1.4 | 1.4 | 1.4 | 1.4 | 1.4 | 1.4
Tessman Road 5 | 1.4 | 1.4 | 1.4 | 1.4 | 1.4 | 1.4
Tessman Road 6 | 1.4 | 1.4 | 1.4 | 1.4 | 1.4 | 1.4
Texas City 1 | 102 | 102 | 102 | 102 | 102 | 102
Texas City 2 | 103 | 103 | 103 | 103 | 103 | 103
Texas City 3 | 103 | 103 | 103 | 103 | 103 | 103
Texas City 4 | 138 | 138 | 138 | 138 | 138 | 138
South Houston Green Power 11 | 59 | 59 | 59 | 59 | 59 | 59
South Houston Green Power 12 | 59 | 59 | 59 | 59 | 59 | 59
South Houston Green Power 13 | 59 | 59 | 59 | 59 | 59 | 59
South Houston Green Power 14 | 54.2 | 54.2 | 54.2 | 54.2 | 54.2 | 54.2
Thomas C Ferguson 1 | 430 | 430 | 430 | 430 | 430 | 430
Tradinghouse 1 | 565 | 565 | 565 | 565 | 565 | 565
Tradinghouse 2 | 810 | 810 | 810 | 810 | 810 | 810
Trinidad 6 | 236 | 236 | 236 | 236 | 236 | 236
Trinidad D1 | 4 | 4 | 4 | 4 | 4 | 4
Twin Oaks 1 | 152 | 152 | 152 | 152 | 152 | 152
Twin Oaks 2 | 153 | 153 | 153 | 153 | 153 | 153
V H Braunig 1 | 225 | 225 | 225 | 225 | 225 | 225
V H Braunig 2 | 240 | 240 | 240 | 240 | 240 | 240
V H Braunig 3 | 420 | 420 | 420 | 420 | 420 | 420
Valley 1 | 177 | 177 | 177 | 177 | 177 | 177
Valley 2 | 550 | 550 | 550 | 550 | 550 | 550
Valley 3 | 390 | 390 | 390 | 390 | 390 | 390
Vernon 1 | 2 | 2 | 2 | 2 | 2 | 2
Vernon 2 | 1 | 1 | 1 | 1 | 1 | 1
Vernon 4 | 4 | 4 | 4 | 4 | 4 | 4
Vernon 7 | 1 | 1 | 1 | 1 | 1 | 1
Victoria 4 | 69 | 69 | 69 | 69 | 69 | 69
Victoria 5 | 172 | 172 | 172 | 172 | 172 | 172
Victoria 6 | 250 | 250 | 250 | 250 | 250 | 250
W A Parish 1 | 174 | 174 | 174 | 174 | 174 | 174
W A Parish 2 | 174 | 174 | 174 | 174 | 174 | 174
W A Parish 3 | 278 | 278 | 278 | 278 | 278 | 278
W A Parish 4 | 552 | 552 | 552 | 552 | 552 | 552
W A Parish 5 | 646 | 646 | 646 | 646 | 646 | 646
W A Parish 6 | 646 | 646 | 646 | 646 | 646 | 646
W A Parish 7 | 560 | 560 | 560 | 560 | 560 | 560
W A Parish 8 | 610 | 610 | 610 | 610 | 610 | 610
W A Parish T1 | 13 | 13 | 13 | 13 | 13 | 13
W B Tuttle 1 | 65 | 65 | 65 | 65 | 65 | 65
W B Tuttle 2 | 100 | 100 | 100 | 100 | 100 | 100
W B Tuttle 3 | 100 | 100 | 100 | 100 | 100 | 100
W B Tuttle 4 | 160 | 160 | 160 | 160 | 160 | 160
Weatherford 1 | 0.3 | 0.3 | 0.3 | 0.3 | 0.3 | 0.3
Weatherford 2 | 0.3 | 0.3 | 0.3 | 0.3 | 0.3 | 0.3
Weatherford 3 | 0.3 | 0.3 | 0.3 | 0.3 | 0.3 | 0.3
Weatherford 4 | 0.5 | 0.5 | 0.5 | 0.5 | 0.5 | 0.5
Weatherford 6 | 1.4 | 1.4 | 1.4 | 1.4 | 1.4 | 1.4
Weatherford 7 | 1.3 | 1.3 | 1.3 | 1.3 | 1.3 | 1.3
Weatherford 8 | 1.3 | 1.3 | 1.3 | 1.3 | 1.3 | 1.3
Webster 3 | 374 | 374 | 374 | 374 | 374 | 374
Webster T1 | 13 | 13 | 13 | 13 | 13 | 13
Whitney 1 | 15 | 15 | 15 | 15 | 15 | 15
Whitney 2 | 15 | 15 | 15 | 15 | 15 | 15
Wise-Tractebel Power Proj. 1 | 212 | 212 | 212 | 212 | 212 | 212
Wise-Tractebel Power Proj. 2 | 212 | 212 | 212 | 212 | 212 | 212
Wise-Tractebel Power Proj. 3 | 241 | 241 | 241 | 241 | 241 | 241
| 2.2 | 2.2 | 2.2 | 2.2 | 2.2 | 2.2
| 160 | 160 | 160 | 160 | 160 | 160
| 71 | 71 | 71 | 71 | 71 | 71
| 69.5 | 69.5 | 69.5 | 69.5 | 69.5 | 69.5
| 69.5 | 69.5 | 69.5 | 69.5 | 69.5 | 69.5
| 69.5 | 69.5 | 69.5 | 69.5 | 69.5 | 69.5
| 69.5 | 69.5 | 69.5 | 69.5 | 69.5 | 69.5
| 13 | 13 | 13 | 13 | 13 | 13
| 5 | 5 | 5 | 5 | 5 | 5
| 75 | 75 | 75 | 75 | 75 | 75
| 75 | 75 | 75 | 75 | 75 | 75
| 70 | 70 | 70 | 70 | 70 | 70
| 0 | 0 | 0 | 0 | 0 | 0
| 0 | 0 | 0 | 0 | 0 | 0
| 0 | 0 | 0 | 0 | 0 | 0
| 93 | 93 | 93 | 93 | 93 | 93
| 81 | 81 | 81 | 81 | 81 | 81
| 98 | 98 | 98 | 98 | 98 | 98
| 37 | 37 | 37 | 37 | 37 | 37
| 1 | 1 | 1 | 1 | 1 | 1
| 1 | 1 | 1 | 1 | 1 | 1
| 59 | 59 | 59 | 59 | 59 | 59
| 57 | 57 | 57 | 57 | 57 | 57
| 80 | 80 | 80 | 80 | 80 | 80
| 161 | 161 | 161 | 161 | 161 | 161
| 0.5 | 0.5 | 0.5 | 0.5 | 0.5 | 0.5
| 0 | 0 | 0 | 0 | 0 | 0
| 8 | 8 | 8 | 8 | 8 | 8
| 8 | 8 | 8 | 8 | 8 | 8
| 8 | 8 | 8 | 8 | 8 | 8
| 8 | 8 | 8 | 8 | 8 | 8
| 8 | 8 | 8 | 8 | 8 | 8
| 3.5 | 3.5 | 3.5 | 3.5 | 3.5 | 3.5
| 6.5 | 6.5 | 6.5 | 6.5 | 6.5 | 6.5
| 4 | 4 | 4 | 4 | 4 | 4
| 11 | 11 | 11 | 11 | 11 | 11
| 8 | 8 | 8 | 8 | 8 | 8
| 4 | 4 | 4 | 4 | 4 | 4
| 73 | 73 | 73 | 73 | 73 | 73
| 73 | 73 | 73 | 73 | 73 | 73
| 73 | 73 | 73 | 73 | 73 | 73
| 73 | 73 | 73 | 73 | 73 | 73
| 73 | 73 | 73 | 73 | 73 | 73
| 52.1 | 52.1 | 52.1 | 52.1 | 52.1 | 52.1
| 55 | 55 | 55 | 55 | 55 | 55
| 130 | 130 | 130 | 130 | 130 | 130
| 31 | 31 | 31 | 31 | 31 | 31
| 171 | 171 | 171 | 171 | 171 | 171
| 6 | 6 | 6 | 6 | 6 | 6
| 1.5 | 1.5 | 1.5 | 1.5 | 1.5 | 1.5
| 97 | 97 | 97 | 97 | 97 | 97
| 32.4 | 32.4 | 32.4 | 32.4 | 32.4 | 32.4
| 32.4 | 32.4 | 32.4 | 32.4 | 32.4 | 32.4
| 18.5 | 18.5 | 18.5 | 18.5 | 18.5 | 18.5
| 80 | 80 | 80 | 80 | 80 | 80
| 80 | 80 | 80 | 80 | 80 | 80
| 80 | 80 | 80 | 80 | 80 | 80
| 80 | 80 | 80 | 80 | 80 | 80
| 66 | 66 | 66 | 66 | 66 | 66
| 8 | 8 | 8 | 8 | 8 | 8
| 5 | 5 | 5 | 5 | 5 | 5
| 0 | 0 | 0 | 0 | 0 | 0
| 2 | 2 | 2 | 2 | 2 | 2
| 0 | 0 | 0 | 0 | 0 | 0
| 19.6 | 19.6 | 19.6 | 19.6 | 19.6 | 19.6
| 19.6 | 19.6 | 19.6 | 19.6 | 19.6 | 19.6
| 19.6 | 19.6 | 19.6 | 19.6 | 19.6 | 19.6
| 16.6 | 16.6 | 16.6 | 16.6 | 16.6 | 16.6
DC Ties | 856 | 856 | 856 | 856 | 856 | 856
DC Eagle Pass 1 | 36 | 36 | 36 | 36 | 36 | 36
DC East 1 | 600 | 600 | 600 | 600 | 600 | 600
DC North 1 | 220 | 220 | 220 | 220 | 220 | 220
Switchable Units | 2988.2 | 2988.2 | 2988.2 | 2988.2 | 2988.2 | 2988.2
Kiamichi Power Part. 1 | 156 | 156 | 156 | 156 | 156 | 156
Kiamichi Power Part. 2 | 156 | 156 | 156 | 156 | 156 | 156
Kiamichi Power Part. 3 | 319 | 319 | 319 | 319 | 319 | 319
Kiamichi Power Part. 4 | 156 | 156 | 156 | 156 | 156 | 156
Kiamichi Power Part. 5 | 156 | 156 | 156 | 156 | 156 | 156
Kiamichi Power Part. 6 | 319 | 319 | 319 | 319 | 319 | 319
Tenaska-Frontier 1 | 155.3 | 155.3 | 155.3 | 155.3 | 155.3 | 155.3
Tenaska-Frontier 2 | 155.3 | 155.3 | 155.3 | 155.3 | 155.3 | 155.3
Tenaska-Frontier 3 | 155.3 | 155.3 | 155.3 | 155.3 | 155.3 | 155.3
Tenaska-Frontier 4 | 395.3 | 395.3 | 395.3 | 395.3 | 395.3 | 395.3
Tenaska-Gateway 1 | 157 | 157 | 157 | 157 | 157 | 157
Tenaska-Gateway 2 | 157 | 157 | 157 | 157 | 157 | 157
Tenaska-Gateway 3 | 157 | 157 | 157 | 157 | 157 | 157
Tenaska-Gateway 4 | 394 | 394 | 394 | 394 | 394 | 394
Existing Wind Generation | 1198.6 | 1198.6 | 1198.6 | 1198.6 | 1198.6 | 1198.6
Big Spring Windpower Fac. E | 40.9 | 40.9 | 40.9 | 40.9 | 40.9 | 40.9
Delaware Mt. Wind Farm 1 | 30 | 30 | 30 | 30 | 30 | 30
Desert Sky Wind Farm 1 | 84 | 84 | 84 | 84 | 84 | 84
Desert Sky Wind Farm 2 | 76.5 | 76.5 | 76.5 | 76.5 | 76.5 | 76.5
FPL Energy King NE1 | 79.3 | 79.3 | 79.3 | 79.3 | 79.3 | 79.3
FPL Energy King NW1 | 79.3 | 79.3 | 79.3 | 79.3 | 79.3 | 79.3
FPL Energy King SE1 | 79.3 | 79.3 | 79.3 | 79.3 | 79.3 | 79.3
FPL Energy King SW1 | 40.3 | 40.3 | 40.3 | 40.3 | 40.3 | 40.3
FPL Energy Pecos Wind 1 | 80 | 80 | 80 | 80 | 80 | 80
FPL Energy Pecos Wind 2 | 80 | 80 | 80 | 80 | 80 | 80
Green Mountain at Brazos 1 | 99 | 99 | 99 | 99 | 99 | 99
Green Mountain at Brazos 2 | 61 | 61 | 61 | 61 | 61 | 61
Kunitz 1 | 44.8 | 44.8 | 44.8 | 44.8 | 44.8 | 44.8
Mesa Wind 1 | 74.6 | 74.6 | 74.6 | 74.6 | 74.6 | 74.6
NWP Indian Mesa I 1 | 82.5 | 82.5 | 82.5 | 82.5 | 82.5 | 82.5
Sweetwater Wind 1 | 36.6 | 36.6 | 36.6 | 36.6 | 36.6 | 36.6
Trent Mesa Wind Farm 1 | 130.5 | 130.5 | 130.5 | 130.5 | 130.5 | 130.5
New Units with Signed IA | 0 | 351.3 | 943.3 | 943.3 | 943.3 | 943.3
Boonsville1 | 0 | 0 | 272 | 272 | 272 | 272
Boonsville2 | 0 | 0 | 160 | 160 | 160 | 160
Boonsville3 | 0 | 0 | 160 | 160 | 160 | 160
Sandhill Energy Center 5A | 0 | 150.8 | 150.8 | 150.8 | 150.8 | 150.8
Sandhill Energy Center 5C | 0 | 155.5 | 155.5 | 155.5 | 155.5 | 155.5
Silas Ray 10 | 0 | 45 | 45 | 45 | 45 | 45
(Capacity is based on Generation Interconnection Request. Actual capacity after the unit is built may be different.)
New Wind Generation | 0 | 225 | 314.3 | 489.3 | 489.3 | 489.3
Silverstar 1 | 0 | 225 | 225 | 225 | 225 | 225
Sweetwater Wind 2 | 0 | 0 | 89.3 | 89.3 | 89.3 | 89.3
Culberson County Wind 1 | 0 | 0 | 0 | 175 | 175 | 175
Mothballed Units | 6244 | 0 | 0 | 0 | 0 | 0
Abilene 4 | 18 | 0 | 0 | 0 | 0 | 0
Collin 1 | 154 | 0 | 0 | 0 | 0 | 0
E S Joslin 1 | 254
Eagle Mountain 1 | 116 | 0 | 0 | 0 | 0 | 0
Eagle Mountain 2 | 175 | 0 | 0 | 0 | 0 | 0
Ft Stockton 2 | 5 | 0 | 0 | 0 | 0 | 0
Hays Energy Facility 1 | 222 | 0 | 0 | 0 | 0 | 0
Hays Energy Facility 2 | 222 | 0 | 0 | 0 | 0 | 0
Hays Energy Facility 3 | 225 | 0 | 0 | 0 | 0 | 0
Hays Energy Facility 4 | 229 | 0 | 0 | 0 | 0 | 0
Lake Pauline 1 | 12 | 0 | 0 | 0 | 0 | 0
Lake Pauline 2 | 23 | 0 | 0 | 0 | 0 | 0
Leon Creek 4 | 95 | 0 | 0 | 0 | 0 | 0
Lon C. Hill 1 | 75 | 0 | 0 | 0 | 0 | 0
Lon C. Hill 2 | 75 | 0 | 0 | 0 | 0 | 0
Lon C. Hill 3 | 164 | 0 | 0 | 0 | 0 | 0
Lon C. Hill 4 | 245 | 0 | 0 | 0 | 0 | 0
Nueces Bay 5 | 31 | 0 | 0 | 0 | 0 | 0
Nueces Bay 6 | 161 | 0 | 0 | 0 | 0 | 0
Nueces Bay 7 | 368 | 0 | 0 | 0 | 0 | 0
Oak Creek 1 | 85 | 0 | 0 | 0 | 0 | 0
P H Robinson 1 | 461 | 0 | 0 | 0 | 0 | 0
P H Robinson 2 | 461 | 0 | 0 | 0 | 0 | 0
P H Robinson 3 | 552 | 0 | 0 | 0 | 0 | 0
P H Robinson 4 | 737 | 0 | 0 | 0 | 0 | 0
Paint Creek 1 | 29 | 0 | 0 | 0 | 0 | 0
Paint Creek 2 | 29 | 0 | 0 | 0 | 0 | 0
Paint Creek 3 | 49 | 0 | 0 | 0 | 0 | 0
Paint Creek 4 | 110 | 0 | 0 | 0 | 0 | 0
Presidio 5 | 1 | 0 | 0 | 0 | 0 | 0
Presidio 6 | 1 | 0 | 0 | 0 | 0 | 0
Rio Pecos 4A | 4 | 0 | 0 | 0 | 0 | 0
Rio Pecos 5 | 38 | 0 | 0 | 0 | 0 | 0
Rio Pecos 6 | 98 | 0 | 0 | 0 | 0 | 0
San Angelo 1 | 21 | 0 | 0 | 0 | 0 | 0
Vernon 1 | 2 | 0 | 0 | 0 | 0 | 0
Vernon 2 | 1 | 0 | 0 | 0 | 0 | 0
Vernon 4 | 4 | 0 | 0 | 0 | 0 | 0
Vernon 7 | 1 | 0 | 0 | 0 | 0 | 0
Victoria 4 | 69 | 0 | 0 | 0 | 0 | 0
Victoria 5 | 172 | 0 | 0 | 0 | 0 | 0
Victoria 6 | 250 | 0 | 0 | 0 | 0 | 0
W B Tuttle 2 | 100 | 0 | 0 | 0 | 0 | 0
W B Tuttle 3 | 100 | 0 | 0 | 0 | 0 | 0
(Generation Adequacy Task Force specified that mothballed units would be considered only in the first year.)
Units to be Retired | 0 | 278 | 278 | 278 | 669 | 734
C.E. Newman 1 | 0 | 8 | 8 | 8 | 8 | 8
C.E. Newman 2 | 0 | 8 | 8 | 8 | 8 | 8
C.E. Newman 3 | 0 | 18 | 18 | 18 | 18 | 18
C.E. Newman 4 | 0 | 17 | 17 | 17 | 17 | 17
Holly Street 1 | 0 | 100 | 100 | 100 | 100 | 100
Holly Street 2 | 0 | 100 | 100 | 100 | 100 | 100
Holly Street 3 | 0 | 0 | 0 | 0 | 195 | 195
Holly Street 4 | 0 | 0 | 0 | 0 | 196 | 196
Leon Creek 3 | 0 | 0 | 0 | 0 | 0 | 65
Spencer 3 | 0 | 27 | 27 | 27 | 27 | 27

## WinterCapacities
Unit Capacities - Winter
Units used in determining the generation resources in the Winter Summary
Capacities are based on information from the plant owners. This list includes MW available to the grid from private network (self-serve) units. It also includes distributed generation units that have registered with ERCOT. Data without unit names are for private network units.
Winter Capacity, MW
UnitName | 2005 | 2006 | 2007 | 2008 | 2009 | 2010
Installed Capacity | 80935.4 | 80935.4 | 80935.4 | 80935.4 | 80935.4 | 80935.4
A von Rosenberg 1-CT1 | 175 | 175 | 175 | 175 | 175 | 175
A von Rosenberg 1-CT2 | 175 | 175 | 175 | 175 | 175 | 175
A von Rosenberg 1-ST1 | 200 | 200 | 200 | 200 | 200 | 200
Abilene 4 | 18 | 18 | 18 | 18 | 18 | 18
AES Wolf Hollow Power Proj. 1 | 264.8 | 264.8 | 264.8 | 264.8 | 264.8 | 264.8
AES Wolf Hollow Power Proj. 2 | 264.8 | 264.8 | 264.8 | 264.8 | 264.8 | 264.8
AES Wolf Hollow Power Proj. 3 | 251.7 | 251.7 | 251.7 | 251.7 | 251.7 | 251.7
Amistad Hydro 1 | 37.9 | 37.9 | 37.9 | 37.9 | 37.9 | 37.9
Amistad Hydro 2 | 37.9 | 37.9 | 37.9 | 37.9 | 37.9 | 37.9
Atkins 3 | 12 | 12 | 12 | 12 | 12 | 12
Atkins 4 | 22 | 22 | 22 | 22 | 22 | 22
Atkins 5 | 25 | 25 | 25 | 25 | 25 | 25
Atkins 6 | 50 | 50 | 50 | 50 | 50 | 50
Atkins 7 | 21 | 21 | 21 | 21 | 21 | 21
Austin 1 | 8.4 | 8.4 | 8.4 | 8.4 | 8.4 | 8.4
Austin 2 | 8.9 | 8.9 | 8.9 | 8.9 | 8.9 | 8.9
B M Davis 1 | 342 | 342 | 342 | 342 | 342 | 342
B M Davis 2 | 350 | 350 | 350 | 350 | 350 | 350
Bastrop Energy Center 1 | 175.3 | 175.3 | 175.3 | 175.3 | 175.3 | 175.3
Bastrop Energy Center 2 | 175.3 | 175.3 | 175.3 | 175.3 | 175.3 | 175.3
Bastrop Energy Center 3 | 240.5 | 240.5 | 240.5 | 240.5 | 240.5 | 240.5
Baytown Energy Center 1 | 120 | 120 | 120 | 120 | 120 | 120
Baytown Energy Center 2 | 140 | 140 | 140 | 140 | 140 | 140
Baytown Energy Center 3 | 140 | 140 | 140 | 140 | 140 | 140
Baytown Energy Center 4 | 140 | 140 | 140 | 140 | 140 | 140
Big Brown 1 | 570 | 570 | 570 | 570 | 570 | 570
Big Brown 2 | 575 | 575 | 575 | 575 | 575 | 575
Bio Energy Partners 1 | 3.3 | 3.3 | 3.3 | 3.3 | 3.3 | 3.3
Bio Energy Partners 2 | 3.3 | 3.3 | 3.3 | 3.3 | 3.3 | 3.3
Bosque 1 | 177 | 177 | 177 | 177 | 177 | 177
Bosque 2 | 177 | 177 | 177 | 177 | 177 | 177
Bosque 3 | 177 | 177 | 177 | 177 | 177 | 177
Bosque 4 | 100 | 100 | 100 | 100 | 100 | 100
Brazos Valley 1 | 198.9 | 198.9 | 198.9 | 198.9 | 198.9 | 198.9
Brazos Valley 2 | 198.9 | 198.9 | 198.9 | 198.9 | 198.9 | 198.9
Brazos Valley 3 | 275.6 | 275.6 | 275.6 | 275.6 | 275.6 | 275.6
Buchanan 1 | 18.2 | 18.2 | 18.2 | 18.2 | 18.2 | 18.2
Buchanan 2 | 18.2 | 18.2 | 18.2 | 18.2 | 18.2 | 18.2
Buchanan 3 | 14.9 | 14.9 | 14.9 | 14.9 | 14.9 | 14.9
C E Newman 1 | 8 | 8 | 8 | 8 | 8 | 8
C E Newman 2 | 8 | 8 | 8 | 8 | 8 | 8
C E Newman 3 | 16 | 16 | 16 | 16 | 16 | 16
C E Newman 4 | 18 | 18 | 18 | 18 | 18 | 18
C E Newman 5 | 37 | 37 | 37 | 37 | 37 | 37
Canyon 1 | 3 | 3 | 3 | 3 | 3 | 3
Canyon 2 | 3 | 3 | 3 | 3 | 3 | 3
Cedar Bayou 1 | 750 | 750 | 750 | 750 | 750 | 750
Cedar Bayou 2 | 748 | 748 | 748 | 748 | 748 | 748
Cedar Bayou 3 | 760 | 760 | 760 | 760 | 760 | 760
Channel Energy Center 1 | 148.8 | 148.8 | 148.8 | 148.8 | 148.8 | 148.8
Channel Energy Center 2 | 208.8 | 208.8 | 208.8 | 208.8 | 208.8 | 208.8
Channel Energy Center 3 | 225 | 225 | 225 | 225 | 225 | 225
Channelview 1 | 191 | 191 | 191 | 191 | 191 | 191
Channelview 2 | 191 | 191 | 191 | 191 | 191 | 191
Channelview 3 | 191 | 191 | 191 | 191 | 191 | 191
Channelview 4 | 125 | 125 | 125 | 125 | 125 | 125
Channelview 5 | 135 | 135 | 135 | 135 | 135 | 135
Coleman IC1 | 0.1 | 0.1 | 0.1 | 0.1 | 0.1 | 0.1
Coleman IC2 | 1.8 | 1.8 | 1.8 | 1.8 | 1.8 | 1.8
Coleman IC3 | 1.8 | 1.8 | 1.8 | 1.8 | 1.8 | 1.8
Coleman IC4 | 1 | 1 | 1 | 1 | 1 | 1
Coleman IC5 | 0.8 | 0.8 | 0.8 | 0.8 | 0.8 | 0.8
Coleman IC6 | 1.3 | 1.3 | 1.3 | 1.3 | 1.3 | 1.3
Coleman IC7 | 0.6 | 0.6 | 0.6 | 0.6 | 0.6 | 0.6
Coleman IC8 | 1.3 | 1.3 | 1.3 | 1.3 | 1.3 | 1.3
Coleman IC9 | 3 | 3 | 3 | 3 | 3 | 3
Coleto Creek 1 | 632 | 632 | 632 | 632 | 632 | 632
Collin 1 | 156 | 156 | 156 | 156 | 156 | 156
Comanche Peak 1 | 1117 | 1117 | 1117 | 1117 | 1117 | 1117
Comanche Peak 2 | 1121 | 1121 | 1121 | 1121 | 1121 | 1121
Corpus Christi Energy Center 1 | 140.9 | 140.9 | 140.9 | 140.9 | 140.9 | 140.9
Corpus Christi Energy Center 2 | 140.9 | 140.9 | 140.9 | 140.9 | 140.9 | 140.9
Corpus Christi Energy Center 3 | 133.5 | 133.5 | 133.5 | 133.5 | 133.5 | 133.5
Dansby 1 | 110 | 110 | 110 | 110 | 110 | 110
Dansby 2 | 48 | 48 | 48 | 48 | 48 | 48
Decker Creek 1 | 335 | 335 | 335 | 335 | 335 | 335
Decker Creek 2 | 448 | 448 | 448 | 448 | 448 | 448
Decker Creek G1 | 60 | 60 | 60 | 60 | 60 | 60
Decker Creek G2 | 60 | 60 | 60 | 60 | 60 | 60
Decker Creek G3 | 60 | 60 | 60 | 60 | 60 | 60
Decker Creek G4 | 60 | 60 | 60 | 60 | 60 | 60
DeCordova 1 | 812 | 812 | 812 | 812 | 812 | 812
DeCordova A | 89 | 89 | 89 | 89 | 89 | 89
DeCordova B | 89 | 89 | 89 | 89 | 89 | 89
DeCordova C | 89 | 89 | 89 | 89 | 89 | 89
DeCordova D | 89 | 89 | 89 | 89 | 89 | 89
Deepwater 7 | 174 | 174 | 174 | 174 | 174 | 174
Deer Park Energy Center 1 | 198 | 198 | 198 | 198 | 198 | 198
Deer Park Energy Center 2 | 198 | 198 | 198 | 198 | 198 | 198
Deer Park Energy Center 3 | 198 | 198 | 198 | 198 | 198 | 198
Deer Park Energy Center 4 | 200 | 200 | 200 | 200 | 200 | 200
Deer Park Energy Center 5 | 263 | 263 | 263 | 263 | 263 | 263
Denison Dam 1 | 40 | 40 | 40 | 40 | 40 | 40
Denison Dam 2 | 40 | 40 | 40 | 40 | 40 | 40
Dunlop (Schumansville) 1 | 3.6 | 3.6 | 3.6 | 3.6 | 3.6 | 3.6
E S Joslin 1 | 260 | 260 | 260 | 260 | 260 | 260
Eagle Mountain 1 | 122 | 122 | 122 | 122 | 122 | 122
Eagle Mountain 2 | 170 | 170 | 170 | 170 | 170 | 170
Eagle Mountain 3 | 375 | 375 | 375 | 375 | 375 | 375
Eagle Pass 1 | 2 | 2 | 2 | 2 | 2 | 2
Eagle Pass 2 | 2 | 2 | 2 | 2 | 2 | 2
Eagle Pass 3 | 2 | 2 | 2 | 2 | 2 | 2
Ennis Power Station 1 | 231 | 231 | 231 | 231 | 231 | 231
Ennis Power Station 2 | 127 | 127 | 127 | 127 | 127 | 127
ExTex La Porte Power Sta.1 | 41 | 41 | 41 | 41 | 41 | 41
ExTex La Porte Power Sta.2 | 41 | 41 | 41 | 41 | 41 | 41
ExTex La Porte Power Sta.3 | 41 | 41 | 41 | 41 | 41 | 41
ExTex La Porte Power Sta.4 | 41 | 41 | 41 | 41 | 41 | 41
Falcon Hydro 1 | 11.5 | 11.5 | 11.5 | 11.5 | 11.5 | 11.5
Falcon Hydro 2 | 11.5 | 11.5 | 11.5 | 11.5 | 11.5 | 11.5
Falcon Hydro 3 | 11.5 | 11.5 | 11.5 | 11.5 | 11.5 | 11.5
Fayette Power Project 1 | 614 | 614 | 614 | 614 | 614 | 614
Fayette Power Project 2 | 618 | 618 | 618 | 618 | 618 | 618
Fayette Power Project 3 | 475 | 475 | 475 | 475 | 475 | 475
FPLE Forney 1A | 174.4 | 174.4 | 174.4 | 174.4 | 174.4 | 174.4
FPLE Forney 1B | 174.4 | 174.4 | 174.4 | 174.4 | 174.4 | 174.4
FPLE Forney 1C | 174.4 | 174.4 | 174.4 | 174.4 | 174.4 | 174.4
FPLE Forney 1D | 174.4 | 174.4 | 174.4 | 174.4 | 174.4 | 174.4
FPLE Forney 2A | 174.4 | 174.4 | 174.4 | 174.4 | 174.4 | 174.4
FPLE Forney 2B | 174.4 | 174.4 | 174.4 | 174.4 | 174.4 | 174.4
FPLE Forney 2C | 411.8 | 411.8 | 411.8 | 411.8 | 411.8 | 411.8
FPLE Forney 2D | 411.8 | 411.8 | 411.8 | 411.8 | 411.8 | 411.8
Freestone Energy Center 1 | 167 | 167 | 167 | 167 | 167 | 167
Freestone Energy Center 2 | 167 | 167 | 167 | 167 | 167 | 167
Freestone Energy Center 3 | 186 | 186 | 186 | 186 | 186 | 186
Freestone Energy Center 4 | 176.6 | 176.6 | 176.6 | 176.6 | 176.6 | 176.6
Freestone Energy Center 5 | 176.6 | 176.6 | 176.6 | 176.6 | 176.6 | 176.6
Freestone Energy Center 6 | 185.1 | 185.1 | 185.1 | 185.1 | 185.1 | 185.1
Frontera 1 | 172 | 172 | 172 | 172 | 172 | 172
Frontera 2 | 172 | 172 | 172 | 172 | 172 | 172
Frontera 3 | 180 | 180 | 180 | 180 | 180 | 180
Ft Phantom 1 | 158 | 158 | 158 | 158 | 158 | 158
Ft Phantom 2 | 204 | 204 | 204 | 204 | 204 | 204
Ft Stockton 2 | 6 | 6 | 6 | 6 | 6 | 6
GBRA H 4 | 2.4 | 2.4 | 2.4 | 2.4 | 2.4 | 2.4
GBRA H 5 | 2.4 | 2.4 | 2.4 | 2.4 | 2.4 | 2.4
GBRA TP 4 | 2.4 | 2.4 | 2.4 | 2.4 | 2.4 | 2.4
Gibbons Creek 1 | 462 | 462 | 462 | 462 | 462 | 462
GPP GT1 | 116.1 | 116.1 | 116.1 | 116.1 | 116.1 | 116.1
GPP GT2 | 166.1 | 166.1 | 166.1 | 166.1 | 166.1 | 166.1
GPP ST1 | 100.1 | 100.1 | 100.1 | 100.1 | 100.1 | 100.1
Graham 1 | 244 | 244 | 244 | 244 | 244 | 244
Graham 2 | 393 | 393 | 393 | 393 | 393 | 393
Granite Shoals 1 | 28 | 28 | 28 | 28 | 28 | 28
Granite Shoals 2 | 28 | 28 | 28 | 28 | 28 | 28
Greens Bayou 5 | 406 | 406 | 406 | 406 | 406 | 406
Greens Bayou 73 | 54 | 54 | 54 | 54 | 54 | 54
Greens Bayou 74 | 54 | 54 | 54 | 54 | 54 | 54
Greens Bayou 81 | 54 | 54 | 54 | 54 | 54 | 54
Greens Bayou 82 | 64 | 64 | 64 | 64 | 64 | 64
Greens Bayou 83 | 64 | 64 | 64 | 64 | 64 | 64
Greens Bayou 84 | 64 | 64 | 64 | 64 | 64 | 64
Guadalupe Power Partners 1 | 175 | 175 | 175 | 175 | 175 | 175
Guadalupe Power Partners 2 | 175 | 175 | 175 | 175 | 175 | 175
Guadalupe Power Partners 3 | 175 | 175 | 175 | 175 | 175 | 175
Guadalupe Power Partners 4 | 175 | 175 | 175 | 175 | 175 | 175
Guadalupe Power Partners 5 | 202 | 202 | 202 | 202 | 202 | 202
Guadalupe Power Partners 6 | 202 | 202 | 202 | 202 | 202 | 202
Handley 1 | 43 | 43 | 43 | 43 | 43 | 43
Handley 2 | 76 | 76 | 76 | 76 | 76 | 76
Handley 3 | 396 | 396 | 396 | 396 | 396 | 396
Handley 4 | 435 | 435 | 435 | 435 | 435 | 435
Handley 5 | 435 | 435 | 435 | 435 | 435 | 435
Hays Energy Facility 1 | 236 | 236 | 236 | 236 | 236 | 236
Hays Energy Facility 2 | 236 | 236 | 236 | 236 | 236 | 236
Hays Energy Facility 3 | 239 | 239 | 239 | 239 | 239 | 239
Hays Energy Facility 4 | 244 | 244 | 244 | 244 | 244 | 244
Hidalgo 1 | 176 | 176 | 176 | 176 | 176 | 176
Hidalgo 2 | 164 | 164 | 164 | 164 | 164 | 164
Hidalgo 3 | 176 | 176 | 176 | 176 | 176 | 176
Hiram Clarke 1 | 13 | 13 | 13 | 13 | 13 | 13
Hiram Clarke 2 | 13 | 13 | 13 | 13 | 13 | 13
Hiram Clarke 3 | 13 | 13 | 13 | 13 | 13 | 13
Hiram Clarke 4 | 13 | 13 | 13 | 13 | 13 | 13
Hiram Clarke 5 | 13 | 13 | 13 | 13 | 13 | 13
Hiram Clarke 6 | 13 | 13 | 13 | 13 | 13 | 13
Holly Street 3 | 195 | 195 | 195 | 195 | 195 | 195
Holly Street 4 | 196 | 196 | 196 | 196 | 196 | 196
Ingleside 1 | 181 | 181 | 181 | 181 | 181 | 181
Ingleside 2 | 181 | 181 | 181 | 181 | 181 | 181
Ingleside 3 | 192 | 192 | 192 | 192 | 192 | 192
Inks 1 | 14 | 14 | 14 | 14 | 14 | 14
J K Spruce 1 | 595 | 595 | 595 | 595 | 595 | 595
J L Bates 1 | 72 | 72 | 72 | 72 | 72 | 72
J L Bates 2 | 110 | 110 | 110 | 110 | 110 | 110
J T Deely 1 | 415 | 415 | 415 | 415 | 415 | 415
J T Deely 2 | 415 | 415 | 415 | 415 | 415 | 415
La Palma 4 | 24 | 24 | 24 | 24 | 24 | 24
La Palma 5 | 23 | 23 | 23 | 23 | 23 | 23
La Palma 6 | 154 | 154 | 154 | 154 | 154 | 154
La Palma 7 | 57 | 57 | 57 | 57 | 57 | 57
Lake Creek 1 | 91 | 91 | 91 | 91 | 91 | 91
Lake Creek 2 | 235 | 235 | 235 | 235 | 235 | 235
Lake Creek D1 | 2 | 2 | 2 | 2 | 2 | 2
Lake Creek D2 | 2 | 2 | 2 | 2 | 2 | 2
Lake Creek D3 | 2 | 2 | 2 | 2 | 2 | 2
Lake Hubbard 1 | 393 | 393 | 393 | 393 | 393 | 393
Lake Hubbard 2 | 525 | 525 | 525 | 525 | 525 | 525
Lake Pauline 1 | 12 | 12 | 12 | 12 | 12 | 12
Lake Pauline 2 | 23 | 23 | 23 | 23 | 23 | 23
Lamar Power Project CT11 | 155 | 155 | 155 | 155 | 155 | 155
Lamar Power Project CT12 | 155 | 155 | 155 | 155 | 155 | 155
Lamar Power Project CT21 | 155 | 155 | 155 | 155 | 155 | 155
Lamar Power Project CT22 | 155 | 155 | 155 | 155 | 155 | 155
Lamar Power Project STG1 | 225 | 225 | 225 | 225 | 225 | 225
Lamar Power Project STG2 | 225 | 225 | 225 | 225 | 225 | 225
Laredo 1 | 37 | 37 | 37 | 37 | 37 | 37
Laredo 2 | 35 | 35 | 35 | 35 | 35 | 35
Laredo 3 | 110 | 110 | 110 | 110 | 110 | 110
Leon Creek 3 | 65 | 65 | 65 | 65 | 65 | 65
Leon Creek 4 | 95 | 95 | 95 | 95 | 95 | 95
Leon Creek Peaking 1 | 48.5 | 48.5 | 48.5 | 48.5 | 48.5 | 48.5
Leon Creek Peaking 2 | 48.5 | 48.5 | 48.5 | 48.5 | 48.5 | 48.5
Leon Creek Peaking 3 | 48.5 | 48.5 | 48.5 | 48.5 | 48.5 | 48.5
Leon Creek Peaking 4 | 48.5 | 48.5 | 48.5 | 48.5 | 48.5 | 48.5
Lewisville 1 | 2.8 | 2.8 | 2.8 | 2.8 | 2.8 | 2.8
Limestone 1 | 846 | 846 | 846 | 846 | 846 | 846
Limestone 2 | 766 | 766 | 766 | 766 | 766 | 766
Lon C. Hill 1 | 75 | 75 | 75 | 75 | 75 | 75
Lon C. Hill 2 | 75 | 75 | 75 | 75 | 75 | 75
Lon C. Hill 3 | 164 | 164 | 164 | 164 | 164 | 164
Lon C. Hill 4 | 245 | 245 | 245 | 245 | 245 | 245
Lost Pines 1 | 192 | 192 | 192 | 192 | 192 | 192
Lost Pines 2 | 192 | 192 | 192 | 192 | 192 | 192
Lost Pines 3 | 198 | 198 | 198 | 198 | 198 | 198
Magic Valley 1 | 284.3 | 284.3 | 284.3 | 284.3 | 284.3 | 284.3
Magic Valley 2 | 284.3 | 284.3 | 284.3 | 284.3 | 284.3 | 284.3
Magic Valley 3 | 269.9 | 269.9 | 269.9 | 269.9 | 269.9 | 269.9
Marble Falls 1 | 18.2 | 18.2 | 18.2 | 18.2 | 18.2 | 18.2
Marble Falls 2 | 18.2 | 18.2 | 18.2 | 18.2 | 18.2 | 18.2
Marshall Ford 1 | 36 | 36 | 36 | 36 | 36 | 36
Marshall Ford 2 | 34.5 | 34.5 | 34.5 | 34.5 | 34.5 | 34.5
Marshall Ford 3 | 36 | 36 | 36 | 36 | 36 | 36
Martin Lake 1 | 750 | 750 | 750 | 750 | 750 | 750
Martin Lake 2 | 750 | 750 | 750 | 750 | 750 | 750
Martin Lake 3 | 750 | 750 | 750 | 750 | 750 | 750
McQueeney (Abbott) 1 | 1.4 | 1.4 | 1.4 | 1.4 | 1.4 | 1.4
McQueeney (Abbott) 2 | 1.4 | 1.4 | 1.4 | 1.4 | 1.4 | 1.4
Midlothian 1 | 238 | 238 | 238 | 238 | 238 | 238
Midlothian 2 | 238 | 238 | 238 | 238 | 238 | 238
Midlothian 3 | 238 | 238 | 238 | 238 | 238 | 238
Midlothian 4 | 238 | 238 | 238 | 238 | 238 | 238
Midlothian 5 | 238 | 238 | 238 | 238 | 238 | 238
Midlothian 6 | 238 | 238 | 238 | 238 | 238 | 238
Monticello 1 | 565 | 565 | 565 | 565 | 565 | 565
Monticello 2 | 565 | 565 | 565 | 565 | 565 | 565
Monticello 3 | 750 | 750 | 750 | 750 | 750 | 750
Morgan Creek 5 | 179 | 179 | 179 | 179 | 179 | 179
Morgan Creek 6 | 512 | 512 | 512 | 512 | 512 | 512
Morgan Creek A | 86 | 86 | 86 | 86 | 86 | 86
Morgan Creek B | 86 | 86 | 86 | 86 | 86 | 86
Morgan Creek C | 86 | 86 | 86 | 86 | 86 | 86
Morgan Creek D | 86 | 86 | 86 | 86 | 86 | 86
Morgan Creek E | 86 | 86 | 86 | 86 | 86 | 86
Morgan Creek F | 86 | 86 | 86 | 86 | 86 | 86
Morris Sheppard 1 | 12 | 12 | 12 | 12 | 12 | 12
Morris Sheppard 2 | 12 | 12 | 12 | 12 | 12 | 12
Mountain Creek 2 | 24 | 24 | 24 | 24 | 24 | 24
Mountain Creek 3 | 65 | 65 | 65 | 65 | 65 | 65
Mountain Creek 6 | 125 | 125 | 125 | 125 | 125 | 125
Mountain Creek 7 | 123 | 123 | 123 | 123 | 123 | 123
Mountain Creek 8 | 568 | 568 | 568 | 568 | 568 | 568
Nolte 1 | 1.2 | 1.2 | 1.2 | 1.2 | 1.2 | 1.2
Nolte 2 | 1.2 | 1.2 | 1.2 | 1.2 | 1.2 | 1.2
North Lake 1 | 180 | 180 | 180 | 180 | 180 | 180
North Lake 2 | 180 | 180 | 180 | 180 | 180 | 180
North Lake 3 | 370 | 370 | 370 | 370 | 370 | 370
North Texas 1 | 18 | 18 | 18 | 18 | 18 | 18
North Texas 2 | 18 | 18 | 18 | 18 | 18 | 18
North Texas 3 | 39.5 | 39.5 | 39.5 | 39.5 | 39.5 | 39.5
Nueces Bay 5 | 31 | 31 | 31 | 31 | 31 | 31
Nueces Bay 6 | 170 | 170 | 170 | 170 | 170 | 170
Nueces Bay 7 | 368 | 368 | 368 | 368 | 368 | 368
O W Sommers 1 | 445 | 445 | 445 | 445 | 445 | 445
O W Sommers 2 | 435 | 435 | 435 | 435 | 435 | 435
O W Sommers 3 | 2.5 | 2.5 | 2.5 | 2.5 | 2.5 | 2.5
O W Sommers 4 | 2.5 | 2.5 | 2.5 | 2.5 | 2.5 | 2.5
O W Sommers 5 | 2.5 | 2.5 | 2.5 | 2.5 | 2.5 | 2.5
O W Sommers 6 | 2.5 | 2.5 | 2.5 | 2.5 | 2.5 | 2.5
Oak Creek 1 | 89 | 89 | 89 | 89 | 89 | 89
Odessa-Ector C11 | 155 | 155 | 155 | 155 | 155 | 155
Odessa-Ector C12 | 155 | 155 | 155 | 155 | 155 | 155
Odessa-Ector C21 | 155 | 155 | 155 | 155 | 155 | 155
Odessa-Ector C22 | 155 | 155 | 155 | 155 | 155 | 155
Odessa-Ector ST1 | 223 | 223 | 223 | 223 | 223 | 223
Odessa-Ector ST2 | 223 | 223 | 223 | 223 | 223 | 223
Oklaunion 1 | 690 | 690 | 690 | 690 | 690 | 690
P H Robinson 1 | 461 | 461 | 461 | 461 | 461 | 461
P H Robinson 2 | 461 | 461 | 461 | 461 | 461 | 461
P H Robinson 3 | 552 | 552 | 552 | 552 | 552 | 552
P H Robinson 4 | 737 | 737 | 737 | 737 | 737 | 737
Paint Creek 1 | 31 | 31 | 31 | 31 | 31 | 31
Paint Creek 2 | 31 | 31 | 31 | 31 | 31 | 31
Paint Creek 3 | 53 | 53 | 53 | 53 | 53 | 53
Paint Creek 4 | 116 | 116 | 116 | 116 | 116 | 116
Pasadena 4 | 185 | 185 | 185 | 185 | 185 | 185
Pasadena 5 | 101.4 | 101.4 | 101.4 | 101.4 | 101.4 | 101.4
Pearsall 1 | 25 | 25 | 25 | 25 | 25 | 25
Pearsall 2 | 25 | 25 | 25 | 25 | 25 | 25
Pearsall 3 | 25 | 25 | 25 | 25 | 25 | 25
Permian Basin 5 | 115 | 115 | 115 | 115 | 115 | 115
Permian Basin 6 | 550 | 550 | 550 | 550 | 550 | 550
Permian Basin A | 86 | 86 | 86 | 86 | 86 | 86
Permian Basin B | 86 | 86 | 86 | 86 | 86 | 86
Permian Basin C | 86 | 86 | 86 | 86 | 86 | 86
Permian Basin D | 86 | 86 | 86 | 86 | 86 | 86
Permian Basin E | 86 | 86 | 86 | 86 | 86 | 86
Powerlane Plant 1 | 20.4 | 20.4 | 20.4 | 20.4 | 20.4 | 20.4
Powerlane Plant 2 | 26.2 | 26.2 | 26.2 | 26.2 | 26.2 | 26.2
Powerlane Plant 3 | 41.5 | 41.5 | 41.5 | 41.5 | 41.5 | 41.5
Presidio 5 | 1 | 1 | 1 | 1 | 1 | 1
Presidio 6 | 1 | 1 | 1 | 1 | 1 | 1
R W Miller 1 | 75 | 75 | 75 | 75 | 75 | 75
R W Miller 2 | 120 | 120 | 120 | 120 | 120 | 120
R W Miller 3 | 208 | 208 | 208 | 208 | 208 | 208
R W Miller 4 | 122 | 122 | 122 | 122 | 122 | 122
R W Miller 5 | 122 | 122 | 122 | 122 | 122 | 122
Ray Olinger 1 | 80 | 80 | 80 | 80 | 80 | 80
Ray Olinger 2 | 110 | 110 | 110 | 110 | 110 | 110
Ray Olinger 3 | 150 | 150 | 150 | 150 | 150 | 150
Ray Olinger 4 | 76 | 76 | 76 | 76 | 76 | 76
Rayburn 1 | 13.5 | 13.5 | 13.5 | 13.5 | 13.5 | 13.5
Rayburn 2 | 13.5 | 13.5 | 13.5 | 13.5 | 13.5 | 13.5
Rayburn 3 | 26 | 26 | 26 | 26 | 26 | 26
Rayburn 4 | 2 | 2 | 2 | 2 | 2 | 2
Rayburn 5 | 2 | 2 | 2 | 2 | 2 | 2
Rayburn 7 | 56.2 | 56.2 | 56.2 | 56.2 | 56.2 | 56.2
Rayburn 8 | 56.2 | 56.2 | 56.2 | 56.2 | 56.2 | 56.2
Rayburn 9 | 56.2 | 56.2 | 56.2 | 56.2 | 56.2 | 56.2
Rayburn 10 | 43.2 | 43.2 | 43.2 | 43.2 | 43.2 | 43.2
Reliant Atascocita 1 | 8.4 | 8.4 | 8.4 | 8.4 | 8.4 | 8.4
Reliant Baytown 1 | 3.9 | 3.9 | 3.9 | 3.9 | 3.9 | 3.9
Reliant Bluebonnet 1 | 3.9 | 3.9 | 3.9 | 3.9 | 3.9 | 3.9
Reliant Coastal Plains 1 | 6.7 | 6.7 | 6.7 | 6.7 | 6.7 | 6.7
Rio Nogales 1 | 182 | 182 | 182 | 182 | 182 | 182
Rio Nogales 2 | 182 | 182 | 182 | 182 | 182 | 182
Rio Nogales 3 | 182 | 182 | 182 | 182 | 182 | 182
Rio Nogales 4 | 269 | 269 | 269 | 269 | 269 | 269
Rio Pecos 4A | 4.5 | 4.5 | 4.5 | 4.5 | 4.5 | 4.5
Rio Pecos 5 | 38 | 38 | 38 | 38 | 38 | 38
Rio Pecos 6 | 99 | 99 | 99 | 99 | 99 | 99
Robstown 10 | 3 | 3 | 3 | 3 | 3 | 3
Robstown 11 | 3.8 | 3.8 | 3.8 | 3.8 | 3.8 | 3.8
Robstown 3 | 2 | 2 | 2 | 2 | 2 | 2
Robstown 4 | 2.2 | 2.2 | 2.2 | 2.2 | 2.2 | 2.2
Robstown 5 | 2.2 | 2.2 | 2.2 | 2.2 | 2.2 | 2.2
Robstown 7 | 0.9 | 0.9 | 0.9 | 0.9 | 0.9 | 0.9
Robstown 8 | 0.9 | 0.9 | 0.9 | 0.9 | 0.9 | 0.9
Robstown 9 | 2.2 | 2.2 | 2.2 | 2.2 | 2.2 | 2.2
Sam Bertron 3 | 230 | 230 | 230 | 230 | 230 | 230
Sam Bertron 4 | 230 | 230 | 230 | 230 | 230 | 230
Sam Bertron ST1 | 174 | 174 | 174 | 174 | 174 | 174
Sam Bertron ST2 | 174 | 174 | 174 | 174 | 174 | 174
Sam Bertron T1 | 23 | 23 | 23 | 23 | 23 | 23
Sam Bertron T2 | 13 | 13 | 13 | 13 | 13 | 13
San Angelo 1 | 25 | 25 | 25 | 25 | 25 | 25
San Angelo 2 | 103 | 103 | 103 | 103 | 103 | 103
San Jacinto SES 1 | 81 | 81 | 81 | 81 | 81 | 81
San Jacinto SES 2 | 81 | 81 | 81 | 81 | 81 | 81
San Miguel 1 | 391 | 391 | 391 | 391 | 391 | 391
Sandhill Energy Center 1 | 47.3 | 47.3 | 47.3 | 47.3 | 47.3 | 47.3
Sandhill Energy Center 2 | 47.3 | 47.3 | 47.3 | 47.3 | 47.3 | 47.3
Sandhill Energy Center 3 | 47.3 | 47.3 | 47.3 | 47.3 | 47.3 | 47.3
Sandhill Energy Center 4 | 47.3 | 47.3 | 47.3 | 47.3 | 47.3 | 47.3
Sandhill Energy Center 5A | 180.9 | 180.9 | 180.9 | 180.9 | 180.9 | 180.9
Sandhill Energy Center 5C | 165.3 | 165.3 | 165.3 | 165.3 | 165.3 | 165.3
Silas Ray 5 | 18 | 18 | 18 | 18 | 18 | 18
Silas Ray 6 | 22 | 22 | 22 | 22 | 22 | 22
Silas Ray 9 | 55 | 55 | 55 | 55 | 55 | 55
Silas Ray 10 | 45 | 45 | 45 | 45 | 45 | 45
Sim Gideon 1 | 150 | 150 | 150 | 150 | 150 | 150
Sim Gideon 2 | 150 | 150 | 150 | 150 | 150 | 150
Sim Gideon 3 | 350 | 350 | 350 | 350 | 350 | 350
Small Hydro of Texas 1 | 1.2 | 1.2 | 1.2 | 1.2 | 1.2 | 1.2
South Houston Green Power 11 | 94.2 | 94.2 | 94.2 | 94.2 | 94.2 | 94.2
South Houston Green Power 12 | 94.2 | 94.2 | 94.2 | 94.2 | 94.2 | 94.2
South Houston Green Power 13 | 94.2 | 94.2 | 94.2 | 94.2 | 94.2 | 94.2
South Houston Green Power 14 | 54.2 | 54.2 | 54.2 | 54.2 | 54.2 | 54.2
South Texas 1 | 1264 | 1264 | 1264 | 1264 | 1264 | 1264
South Texas 2 | 1265 | 1265 | 1265 | 1265 | 1265 | 1265
Spencer 1 | 12 | 12 | 12 | 12 | 12 | 12
Spencer 2 | 12 | 12 | 12 | 12 | 12 | 12
Spencer 3 | 27 | 27 | 27 | 27 | 27 | 27
Spencer 4 | 61 | 61 | 61 | 61 | 61 | 61
Spencer 5 | 66 | 66 | 66 | 66 | 66 | 66
Stryker Creek 1 | 182 | 182 | 182 | 182 | 182 | 182
Stryker Creek 2 | 520 | 520 | 520 | 520 | 520 | 520
Stryker Creek D1 | 11 | 11 | 11 | 11 | 11 | 11
Sweetwater Generation Plant 1 | 35.7 | 35.7 | 35.7 | 35.7 | 35.7 | 35.7
Sweetwater Generation Plant 2 | 78.5 | 78.5 | 78.5 | 78.5 | 78.5 | 78.5
Sweetwater Generation Plant 3 | 78.5 | 78.5 | 78.5 | 78.5 | 78.5 | 78.5
Sweetwater Generation Plant 4 | 87.2 | 87.2 | 87.2 | 87.2 | 87.2 | 87.2
T H Wharton 2 | 229 | 229 | 229 | 229 | 229 | 229
T H Wharton 3 | 104 | 104 | 104 | 104 | 104 | 104
T H Wharton 31 | 57 | 57 | 57 | 57 | 57 | 57
T H Wharton 32 | 57 | 57 | 57 | 57 | 57 | 57
T H Wharton 33 | 57 | 57 | 57 | 57 | 57 | 57
T H Wharton 34 | 57 | 57 | 57 | 57 | 57 | 57
T H Wharton 4 | 104 | 104 | 104 | 104 | 104 | 104
T H Wharton 41 | 57 | 57 | 57 | 57 | 57 | 57
T H Wharton 42 | 57 | 57 | 57 | 57 | 57 | 57
T H Wharton 43 | 57 | 57 | 57 | 57 | 57 | 57
T H Wharton 44 | 57 | 57 | 57 | 57 | 57 | 57
T H Wharton 51 | 58 | 58 | 58 | 58 | 58 | 58
T H Wharton 52 | 58 | 58 | 58 | 58 | 58 | 58
T H Wharton 53 | 58 | 58 | 58 | 58 | 58 | 58
T H Wharton 54 | 58 | 58 | 58 | 58 | 58 | 58
T H Wharton 55 | 58 | 58 | 58 | 58 | 58 | 58
T H Wharton 56 | 58 | 58 | 58 | 58 | 58 | 58
T H Wharton G1 | 13 | 13 | 13 | 13 | 13 | 13
Tenaska-Cleburne 1 | 174 | 174 | 174 | 174 | 174 | 174
Tenaska-Cleburne 2 | 106 | 106 | 106 | 106 | 106 | 106
Tenaska-Lamar 1 | 88.7 | 88.7 | 88.7 | 88.7 | 88.7 | 88.7
Tenaska-Lamar 2 | 88.7 | 88.7 | 88.7 | 88.7 | 88.7 | 88.7
Tenaska-Lamar 3 | 78 | 78 | 78 | 78 | 78 | 78
Tessman Road 1 | 1.4 | 1.4 | 1.4 | 1.4 | 1.4 | 1.4
Tessman Road 2 | 1.4 | 1.4 | 1.4 | 1.4 | 1.4 | 1.4
Tessman Road 3 | 1.4 | 1.4 | 1.4 | 1.4 | 1.4 | 1.4
Tessman Road 4 | 1.4 | 1.4 | 1.4 | 1.4 | 1.4 | 1.4
Tessman Road 5 | 1.4 | 1.4 | 1.4 | 1.4 | 1.4 | 1.4
Tessman Road 6 | 1.4 | 1.4 | 1.4 | 1.4 | 1.4 | 1.4
Texas City 1 | 130 | 130 | 130 | 130 | 130 | 130
Texas City 2 | 130 | 130 | 130 | 130 | 130 | 130
Texas City 3 | 130 | 130 | 130 | 130 | 130 | 130
Texas City 4 | 145 | 145 | 145 | 145 | 145 | 145
Thomas C Ferguson 1 | 430 | 430 | 430 | 430 | 430 | 430
Tradinghouse 1 | 573 | 573 | 573 | 573 | 573 | 573
Tradinghouse 2 | 818 | 818 | 818 | 818 | 818 | 818
Trinidad 6 | 237 | 237 | 237 | 237 | 237 | 237
Trinidad D1 | 4 | 4 | 4 | 4 | 4 | 4
Twin Oaks 1 | 152 | 152 | 152 | 152 | 152 | 152
Twin Oaks 2 | 153 | 153 | 153 | 153 | 153 | 153
V H Braunig 1 | 225 | 225 | 225 | 225 | 225 | 225
V H Braunig 2 | 240 | 240 | 240 | 240 | 240 | 240
V H Braunig 3 | 420 | 420 | 420 | 420 | 420 | 420
Valley 1 | 188 | 188 | 188 | 188 | 188 | 188
Valley 2 | 576 | 576 | 576 | 576 | 576 | 576
Valley 3 | 410 | 410 | 410 | 410 | 410 | 410
Vernon 1 | 2 | 2 | 2 | 2 | 2 | 2
Vernon 2 | 1 | 1 | 1 | 1 | 1 | 1
Vernon 4 | 4 | 4 | 4 | 4 | 4 | 4
Vernon 7 | 1 | 1 | 1 | 1 | 1 | 1
Victoria 4 | 69 | 69 | 69 | 69 | 69 | 69
Victoria 5 | 172 | 172 | 172 | 172 | 172 | 172
Victoria 6 | 250 | 250 | 250 | 250 | 250 | 250
W A Parish 1 | 174 | 174 | 174 | 174 | 174 | 174
W A Parish 2 | 174 | 174 | 174 | 174 | 174 | 174
W A Parish 3 | 278 | 278 | 278 | 278 | 278 | 278
W A Parish 4 | 552 | 552 | 552 | 552 | 552 | 552
W A Parish 5 | 646 | 646 | 646 | 646 | 646 | 646
W A Parish 6 | 646 | 646 | 646 | 646 | 646 | 646
W A Parish 7 | 560 | 560 | 560 | 560 | 560 | 560
W A Parish 8 | 610 | 610 | 610 | 610 | 610 | 610
W A Parish T1 | 13 | 13 | 13 | 13 | 13 | 13
W B Tuttle 1 | 65 | 65 | 65 | 65 | 65 | 65
W B Tuttle 2 | 100 | 100 | 100 | 100 | 100 | 100
W B Tuttle 3 | 100 | 100 | 100 | 100 | 100 | 100
W B Tuttle 4 | 160 | 160 | 160 | 160 | 160 | 160
Weatherford 1 | 0.3 | 0.3 | 0.3 | 0.3 | 0.3 | 0.3
Weatherford 2 | 0.3 | 0.3 | 0.3 | 0.3 | 0.3 | 0.3
Weatherford 3 | 0.3 | 0.3 | 0.3 | 0.3 | 0.3 | 0.3
Weatherford 4 | 0.5 | 0.5 | 0.5 | 0.5 | 0.5 | 0.5
Weatherford 6 | 1.4 | 1.4 | 1.4 | 1.4 | 1.4 | 1.4
Weatherford 7 | 1.3 | 1.3 | 1.3 | 1.3 | 1.3 | 1.3
Weatherford 8 | 1.3 | 1.3 | 1.3 | 1.3 | 1.3 | 1.3
Webster 3 | 374 | 374 | 374 | 374 | 374 | 374
Webster T1 | 13 | 13 | 13 | 13 | 13 | 13
Whitney 1 | 15 | 15 | 15 | 15 | 15 | 15
Whitney 2 | 15 | 15 | 15 | 15 | 15 | 15
Wise-Tractebel Power Proj. 1 | 296 | 296 | 296 | 296 | 296 | 296
Wise-Tractebel Power Proj. 2 | 296 | 296 | 296 | 296 | 296 | 296
Wise-Tractebel Power Proj. 3 | 302 | 302 | 302 | 302 | 302 | 302
| 1.2 | 1.2 | 1.2 | 1.2 | 1.2 | 1.2
| 140 | 140 | 140 | 140 | 140 | 140
| 81.6 | 81.6 | 81.6 | 81.6 | 81.6 | 81.6
| 92.5 | 92.5 | 92.5 | 92.5 | 92.5 | 92.5
| 92.5 | 92.5 | 92.5 | 92.5 | 92.5 | 92.5
| 84.5 | 84.5 | 84.5 | 84.5 | 84.5 | 84.5
| 84.5 | 84.5 | 84.5 | 84.5 | 84.5 | 84.5
| 13 | 13 | 13 | 13 | 13 | 13
| 5 | 5 | 5 | 5 | 5 | 5
| 79 | 79 | 79 | 79 | 79 | 79
| 79 | 79 | 79 | 79 | 79 | 79
| 70 | 70 | 70 | 70 | 70 | 70
| 8 | 8 | 8 | 8 | 8 | 8
| 6.2 | 6.2 | 6.2 | 6.2 | 6.2 | 6.2
| 6.2 | 6.2 | 6.2 | 6.2 | 6.2 | 6.2
| 100 | 100 | 100 | 100 | 100 | 100
| 97 | 97 | 97 | 97 | 97 | 97
| 105 | 105 | 105 | 105 | 105 | 105
| 30 | 30 | 30 | 30 | 30 | 30
| 4 | 4 | 4 | 4 | 4 | 4
| 4 | 4 | 4 | 4 | 4 | 4
| 71 | 71 | 71 | 71 | 71 | 71
| 71 | 71 | 71 | 71 | 71 | 71
| 80 | 80 | 80 | 80 | 80 | 80
| 330 | 330 | 330 | 330 | 330 | 330
| 1.3 | 1.3 | 1.3 | 1.3 | 1.3 | 1.3
| 5 | 5 | 5 | 5 | 5 | 5
| 26 | 26 | 26 | 26 | 26 | 26
| 26 | 26 | 26 | 26 | 26 | 26
| 26 | 26 | 26 | 26 | 26 | 26
| 26 | 26 | 26 | 26 | 26 | 26
| 26 | 26 | 26 | 26 | 26 | 26
| 3.5 | 3.5 | 3.5 | 3.5 | 3.5 | 3.5
| 6.5 | 6.5 | 6.5 | 6.5 | 6.5 | 6.5
| 7 | 7 | 7 | 7 | 7 | 7
| 11 | 11 | 11 | 11 | 11 | 11
| 26 | 26 | 26 | 26 | 26 | 26
| 21 | 21 | 21 | 21 | 21 | 21
| 90 | 90 | 90 | 90 | 90 | 90
| 90 | 90 | 90 | 90 | 90 | 90
| 90 | 90 | 90 | 90 | 90 | 90
| 90 | 90 | 90 | 90 | 90 | 90
| 90 | 90 | 90 | 90 | 90 | 90
| 67.1 | 67.1 | 67.1 | 67.1 | 67.1 | 67.1
| 112 | 112 | 112 | 112 | 112 | 112
| 135 | 135 | 135 | 135 | 135 | 135
| 35 | 35 | 35 | 35 | 35 | 35
| 185 | 185 | 185 | 185 | 185 | 185
| 6 | 6 | 6 | 6 | 6 | 6
| 1.5 | 1.5 | 1.5 | 1.5 | 1.5 | 1.5
| 117 | 117 | 117 | 117 | 117 | 117
| 42.4 | 42.4 | 42.4 | 42.4 | 42.4 | 42.4
| 42.4 | 42.4 | 42.4 | 42.4 | 42.4 | 42.4
| 18.5 | 18.5 | 18.5 | 18.5 | 18.5 | 18.5
| 85 | 85 | 85 | 85 | 85 | 85
| 85 | 85 | 85 | 85 | 85 | 85
| 85 | 85 | 85 | 85 | 85 | 85
| 85 | 85 | 85 | 85 | 85 | 85
| 70 | 70 | 70 | 70 | 70 | 70
| 10 | 10 | 10 | 10 | 10 | 10
| 5 | 5 | 5 | 5 | 5 | 5
| 5 | 5 | 5 | 5 | 5 | 5
| 2 | 2 | 2 | 2 | 2 | 2
| 4 | 4 | 4 | 4 | 4 | 4
| 20.6 | 20.6 | 20.6 | 20.6 | 20.6 | 20.6
| 20.6 | 20.6 | 20.6 | 20.6 | 20.6 | 20.6
| 20.6 | 20.6 | 20.6 | 20.6 | 20.6 | 20.6
| 15.6 | 15.6 | 15.6 | 15.6 | 15.6 | 15.6
DC Ties | 856 | 856 | 856 | 856 | 856 | 856
DC Eagle Pass 1 | 36 | 36 | 36 | 36 | 36 | 36
DC East 1 | 600 | 600 | 600 | 600 | 600 | 600
DC North 1 | 220 | 220 | 220 | 220 | 220 | 220
Switchable Units | 3256.3 | 3256.3 | 3256.3 | 3256.3 | 3256.3 | 3256.3
Kiamichi Power Part. 1 | 184 | 184 | 184 | 184 | 184 | 184
Kiamichi Power Part. 2 | 184 | 184 | 184 | 184 | 184 | 184
Kiamichi Power Part. 3 | 316 | 316 | 316 | 316 | 316 | 316
Kiamichi Power Part. 4 | 184 | 184 | 184 | 184 | 184 | 184
Kiamichi Power Part. 5 | 184 | 184 | 184 | 184 | 184 | 184
Kiamichi Power Part. 6 | 316 | 316 | 316 | 316 | 316 | 316
Tenaska-Frontier 1 | 183 | 183 | 183 | 183 | 183 | 183
Tenaska-Frontier 2 | 183 | 183 | 183 | 183 | 183 | 183
Tenaska-Frontier 3 | 183 | 183 | 183 | 183 | 183 | 183
Tenaska-Frontier 4 | 396.3 | 396.3 | 396.3 | 396.3 | 396.3 | 396.3
Tenaska-Gateway 1 | 183 | 183 | 183 | 183 | 183 | 183
Tenaska-Gateway 2 | 183 | 183 | 183 | 183 | 183 | 183
Tenaska-Gateway 3 | 183 | 183 | 183 | 183 | 183 | 183
Tenaska-Gateway 4 | 394 | 394 | 394 | 394 | 394 | 394
Existing Wind Generation | 1198.6 | 1198.6 | 1198.6 | 1198.6 | 1198.6 | 1198.6
Big Spring Windpower Fac. E | 40.9 | 40.9 | 40.9 | 40.9 | 40.9 | 40.9
Delaware Mt. Wind Farm 1 | 30 | 30 | 30 | 30 | 30 | 30
Desert Sky Wind Farm 1 | 84 | 84 | 84 | 84 | 84 | 84
Desert Sky Wind Farm 2 | 76.5 | 76.5 | 76.5 | 76.5 | 76.5 | 76.5
FPL Energy King NE1 | 79.3 | 79.3 | 79.3 | 79.3 | 79.3 | 79.3
FPL Energy King NW1 | 79.3 | 79.3 | 79.3 | 79.3 | 79.3 | 79.3
FPL Energy King SE1 | 79.3 | 79.3 | 79.3 | 79.3 | 79.3 | 79.3
FPL Energy King SW1 | 40.3 | 40.3 | 40.3 | 40.3 | 40.3 | 40.3
FPL Energy Pecos Wind 1 | 80 | 80 | 80 | 80 | 80 | 80
FPL Energy Pecos Wind 2 | 80 | 80 | 80 | 80 | 80 | 80
Green Mountain at Brazos 1 | 99 | 99 | 99 | 99 | 99 | 99
Green Mountain at Brazos 2 | 61 | 61 | 61 | 61 | 61 | 61
Kunitz 1 | 44.8 | 44.8 | 44.8 | 44.8 | 44.8 | 44.8
Mesa Wind 1 | 74.6 | 74.6 | 74.6 | 74.6 | 74.6 | 74.6
NWP Indian Mesa I 1 | 82.5 | 82.5 | 82.5 | 82.5 | 82.5 | 82.5
Sweetwater Wind 1 | 36.6 | 36.6 | 36.6 | 36.6 | 36.6 | 36.6
Trent Mesa Wind Farm 1 | 130.5 | 130.5 | 130.5 | 130.5 | 130.5 | 130.5
New Units with Signed IA | 0 | 0 | 620 | 620 | 620 | 620
Boonsville1 | 0 | 0 | 300 | 300 | 300 | 300
Boonsville2 | 0 | 0 | 160 | 160 | 160 | 160
Boonsville3 | 0 | 0 | 160 | 160 | 160 | 160
(Capacity is based on Generation Interconnection Request. Actual capacity after the unit is built may be different.)
New Wind Generation | 0 | 314.3 | 489.3 | 489.3 | 489.3 | 489.3
Silverstar 1 | 0 | 225 | 225 | 225 | 225 | 225
Sweetwater Wind 2 | 0 | 89.3 | 89.3 | 89.3 | 89.3 | 89.3
Culberson County Wind 1 | 0 | 0 | 175 | 175 | 175 | 175
(Capacity is based on Generation Interconnection Request. Actual capacity after the unit is built may be different.)
Mothballed Units | 6343.5 | 0 | 0 | 0 | 0 | 0
Abilene 4 | 18 | 0 | 0 | 0 | 0 | 0
Collin 1 | 156 | 0 | 0 | 0 | 0 | 0
E S Joslin 1 | 260 | 0 | 0 | 0 | 0 | 0
Eagle Mountain 1 | 122 | 0 | 0 | 0 | 0 | 0
Eagle Mountain 2 | 170 | 0 | 0 | 0 | 0 | 0
Ft Stockton 2 | 6 | 0 | 0 | 0 | 0 | 0
Hays Energy Facility 1 | 236 | 0 | 0 | 0 | 0 | 0
Hays Energy Facility 2 | 236 | 0 | 0 | 0 | 0 | 0
Hays Energy Facility 3 | 239 | 0 | 0 | 0 | 0 | 0
Hays Energy Facility 4 | 244 | 0 | 0 | 0 | 0 | 0
Lake Pauline 1 | 12 | 0 | 0 | 0 | 0 | 0
Lake Pauline 2 | 23 | 0 | 0 | 0 | 0 | 0
Leon Creek 4 | 95 | 0 | 0 | 0 | 0 | 0
Lon C. Hill 1 | 75 | 0 | 0 | 0 | 0 | 0
Lon C. Hill 2 | 75 | 0 | 0 | 0 | 0 | 0
Lon C. Hill 3 | 164 | 0 | 0 | 0 | 0 | 0
Lon C. Hill 4 | 245 | 0 | 0 | 0 | 0 | 0
Nueces Bay 5 | 31 | 0 | 0 | 0 | 0 | 0
Nueces Bay 6 | 170 | 0 | 0 | 0 | 0 | 0
Nueces Bay 7 | 368 | 0 | 0 | 0 | 0 | 0
Oak Creek 1 | 89 | 0 | 0 | 0 | 0 | 0
P H Robinson 1 | 461 | 0 | 0 | 0 | 0 | 0
P H Robinson 2 | 461 | 0 | 0 | 0 | 0 | 0
P H Robinson 3 | 552 | 0 | 0 | 0 | 0 | 0
P H Robinson 4 | 737 | 0 | 0 | 0 | 0 | 0
Paint Creek 1 | 31 | 0 | 0 | 0 | 0 | 0
Paint Creek 2 | 31 | 0 | 0 | 0 | 0 | 0
Paint Creek 3 | 53 | 0 | 0 | 0 | 0 | 0
Paint Creek 4 | 116 | 0 | 0 | 0 | 0 | 0
Presidio 5 | 1 | 0 | 0 | 0 | 0 | 0
Presidio 6 | 1 | 0 | 0 | 0 | 0 | 0
Rio Pecos 4A | 4.5 | 0 | 0 | 0 | 0 | 0
Rio Pecos 5 | 38 | 0 | 0 | 0 | 0 | 0
Rio Pecos 6 | 99 | 0 | 0 | 0 | 0 | 0
San Angelo 1 | 25 | 0 | 0 | 0 | 0 | 0
Vernon 1 | 2 | 0 | 0 | 0 | 0 | 0
Vernon 2 | 1 | 0 | 0 | 0 | 0 | 0
Vernon 4 | 4 | 0 | 0 | 0 | 0 | 0
Vernon 7 | 1 | 0 | 0 | 0 | 0 | 0
Victoria 4 | 69 | 0 | 0 | 0 | 0 | 0
Victoria 5 | 172 | 0 | 0 | 0 | 0 | 0
Victoria 6 | 250 | 0 | 0 | 0 | 0 | 0
W B Tuttle 2 | 100 | 0 | 0 | 0 | 0 | 0
W B Tuttle 3 | 100 | 0 | 0 | 0 | 0 | 0
(Generation Adequacy Task Force specified that mothballed units would be considered only in the first year.)
Units to be Retired | 0 | 77 | 77 | 468 | 533 | 598
C E Newman 1 | 0 | 8 | 8 | 8 | 8 | 8
C E Newman 2 | 0 | 8 | 8 | 8 | 8 | 8
C E Newman 3 | 0 | 16 | 16 | 16 | 16 | 16
C E Newman 4 | 0 | 18 | 18 | 18 | 18 | 18
Holly Street 3 | 0 | 0 | 0 | 195 | 195 | 195
Holly Street 4 | 0 | 0 | 0 | 196 | 196 | 196
Leon Creek 3 | 0 | 0 | 0 | 0 | 65 | 65
Spencer 3 | 0 | 27 | 27 | 27 | 27 | 27
W B Tuttle 1 | 0 | 0 | 0 | 0 | 0 | 65